## Multi-Split Ducted
Data current as of 05-09-2024
The data provided are the representations submitted to DOE by manufacturers and their third party representatives. DOE makes no representations or warranties regarding the accuracy of the data.
Outdoor Unit Brand | Outdoor Unit Model Number | Indoor Unit Brands | Indoor Unit Model Numbers | Air Mover Brands | Air Mover Model Numbers | Cooling Capacity in Btu per h | Heating Capacity in Btu per h | SEER2 in Btu per Wh | EER2 in Btu per Wh | HSPF2 in Btu per Wh | Coefficient of Performance COP at 5 Degrees F | Capacity Ratio Percent 17 F to 47 F | Capacity Ratio Percent 5 F to 47 F | AHRI Certified Reference Number (if Applicable)
LENNOX | VPB036H4M-3P | LENNOX ¦ LENNOX | VMDB009H4-3P ¦ VMDB009H4-3P |  |  | 36000 | 37000 | 18.1 | 11.9 | 9.35 | 2 | 76 | 70 | 204631575
LENNOX | VPB036H4M-3P | LENNOX | *** | *** | *** | 36000 | 37000 | 17 | 11.7 | 9.2 | 1.9 | 76 | 70 | 204631569
MIDEA | MV1-36DMN1-(C) | MIDEA ¦ MIDEA | MDV-D09T2/DMN1-A5E ¦ MDV-D09T2/DMN1-A5E |  |  | 36000 | 37000 | 18.1 | 11.9 | 9.35 | 2 | 76 | 70 | 204631565
MIDEA | MV1-36DMN1-(C) | MIDEA | *** | *** | *** | 36000 | 37000 | 17 | 11.7 | 9.2 | 1.9 | 76 | 70 | 204631559
LENNOX | VPC048H4M-3P* | LENNOX ¦ LENNOX | VVCB012H4-3P ¦ V33B012H4-3P |  |  | 48000 | 50000 | 18.15 | 10.2 | 9.15 | 1.8 | 75 | 70 | 212608418
LENNOX | VPC036H4M-3PD* | LENNOX ¦ LENNOX | VVCB012H4-3P ¦ V33B009H4-3P |  |  | 36000 | 40000 | 18.45 | 11.9 | 9.35 | 1.8 | 72 | 70 | 212608415
LENNOX | VPC036H4M-3PD* | LENNOX | *** | *** | *** | 36000 | 40000 | 17.7 | 11.7 | 9.2 | 1.8 | 74 | 70 | 212608409
MIDEA | MDV-V48WMN1T* | MIDEA ¦ MIDEA | MDV-D12V/DMN1-B1 ¦ MDV-D12Q4/DMN1-E3 |  |  | 48000 | 50000 | 18.15 | 10.2 | 9.15 | 1.8 | 75 | 70 | 212604261
LENNOX | VPC036H4M-3PD | LENNOX ¦ LENNOX | VVCB012H4-3P ¦ V33B009H4-3P |  |  | 36000 | 40000 | 18.45 | 11.9 | 9.35 | 1.8 | 72 | 70 | 212578848
MIDEA | MDV-V36WMN1TE* | MIDEA ¦ MIDEA | MDV-D12V/DMN1-B1 ¦ MDV-D09Q4/DMN1-E3 |  |  | 36000 | 40000 | 18.45 | 11.9 | 9.35 | 1.8 | 72 | 70 | 212524536
LENNOX | VPC036H4M-3PD | LENNOX | *** | *** | *** | 36000 | 40000 | 17.7 | 11.7 | 9.2 | 1.8 | 74 | 70 | 212406546
MIDEA | MDV-V36WMN1TE* | MIDEA | *** | *** | *** | 36000 | 40000 | 17.7 | 11.7 | 9.2 | 1.8 | 74 | 70 | 212406545
Coleman | CVAHP048B21S* | Coleman | *** | *** | *** | 48000 | 54000 | 18.1 | 12.5 | 10 | 1.95 | 59 | 59 | 203994980
Coleman | CVAHP036B21S* | Coleman | *** | *** | *** | 36000 | 40000 | 18.5 | 13.2 | 9.5 | 1.77 | 60 | 79 | 203994979
HITACHI | HVAHP048B21S* | HITACHI | *** | *** | *** | 48000 | 54000 | 18.1 | 12.5 | 10 | 1.95 | 59 | 59 | 203994976
HITACHI | HVAHP036B21S* | HITACHI | *** | *** | *** | 36000 | 40000 | 18.5 | 13.2 | 9.5 | 1.77 | 60 | 79 | 203994975
YORK | YVAHP048B21S* | YORK | *** | *** | *** | 48000 | 54000 | 18.1 | 12.5 | 10 | 1.95 | 59 | 59 | 203994974
YORK | YVAHP036B21S* | YORK | *** | *** | *** | 36000 | 40000 | 18.5 | 13.2 | 9.5 | 1.77 | 60 | 79 | 203994973
KEEPRITE | DLCMRBH48EAK | KEEPRITE ¦ KEEPRITE | DLFSHAH09XAK ¦ DLFSDAH09XAK |  |  | 48000 | 49000 | 20.8 | 10.9 | 9.6 | 1.75 | 73 | 67 | 207643091
KEEPRITE | DLCMHBH36DAK | KEEPRITE ¦ KEEPRITE | DLFSHAH09XAK ¦ DLFSDAH09XAK |  |  | 36000 | 37000 | 19.5 | 12.1 | 9.85 | 1.8 | 95 | 93 | 207643088
KEEPRITE | DLCMHBH48EAK | KEEPRITE | *** | *** | *** | 47000 | 49000 | 20.9 | 11.7 | 8.9 | 2 | 73 | 87 | 207643084
KEEPRITE | DLCMRBH18BAK | KEEPRITE ¦ KEEPRITE | DLFSHAH09XAK ¦ DLFSDAH09XAK |  |  | 18000 | 19000 | 20 | 12.25 | 10 | 2 | 77 | 68 | 207643073
HEIL | DLCMHBH48EAK | HEIL ¦ HEIL | DLFSHAH09XAK ¦ DLFSDAH09XAK |  |  | 47500 | 49000 | 21.05 | 11.35 | 9.45 | 2 | 76 | 89 | 207643064
HEIL | DLCMRBH18BAK | HEIL | *** | *** | *** | 18000 | 19000 | 19 | 12 | 9.8 | 2 | 78 | 70 | 207643051
DAY & NIGHT | DLCMRBH48EAK | DAY & NIGHT ¦ DAY & NIGHT | DLFSHAH09XAK ¦ DLFSDAH09XAK |  |  | 48000 | 49000 | 20.8 | 10.9 | 9.6 | 1.75 | 73 | 67 | 207643049
DAY & NIGHT | DLCMRBH18BAK | DAY & NIGHT ¦ DAY & NIGHT | DLFSHAH09XAK ¦ DLFSDAH09XAK |  |  | 18000 | 19000 | 20 | 12.25 | 10 | 2 | 77 | 68 | 207643031
COMFORTMAKER | DLCMRBH18BAK | COMFORTMAKER ¦ COMFORTMAKER | DLFSHAH09XAK ¦ DLFSDAH09XAK |  |  | 18000 | 19000 | 20 | 12.25 | 10 | 2 | 77 | 68 | 207643010
ARCOAIRE | DLCMRBH48EAK | ARCOAIRE ¦ ARCOAIRE | DLFSHAH09XAK ¦ DLFSDAH09XAK |  |  | 48000 | 49000 | 20.8 | 10.9 | 9.6 | 1.75 | 73 | 67 | 207643007
ARCOAIRE | DLCMRBH18BAK | ARCOAIRE | *** | *** | *** | 18000 | 19000 | 19 | 12 | 9.8 | 2 | 78 | 70 | 207642988
Weathermaker | 38MGRBQ48EA3 | Weathermaker ¦ Weathermaker | DHMSHAQ09XA3 ¦ 40MBDQ09---3 |  |  | 48000 | 49000 | 21.95 | 11.65 | 9.2 | 1.75 | 71 | 67 | 207642959
Weathermaker | 38MGHBQ24CA3 | Weathermaker | *** | *** | *** | 24000 | 24000 | 21.3 | 12.5 | 9.7 | 1.9 | 90 | 75 | 207642943
Weathermaker | 38MGRBQ18BA3 | Weathermaker | *** | *** | *** | 18000 | 19000 | 19 | 12 | 9.8 | 2 | 78 | 70 | 207642940
PAYNE | 38MGRBQ48EA3 | PAYNE ¦ PAYNE | DHMSHAQ09XA3 ¦ 40MBDQ09---3 |  |  | 48000 | 49000 | 21.95 | 11.65 | 9.2 | 1.75 | 71 | 67 | 207642938
PAYNE | 38MGHBQ48EA3 | PAYNE | *** | *** | *** | 47000 | 49000 | 20.9 | 11.7 | 8.9 | 2 | 73 | 87 | 207642931
PAYNE | 38MGRBQ18BA3 | PAYNE ¦ PAYNE | DHMSHAQ09XA3 ¦ 40MBDQ09---3 |  |  | 18000 | 19000 | 20.95 | 12.95 | 10.15 | 2 | 76 | 68 | 207642920
BRYANT | 38MGRBQ48EA3 | BRYANT ¦ BRYANT | DHMSHAQ09XA3 ¦ 40MBDQ09---3 |  |  | 48000 | 49000 | 21.95 | 11.65 | 9.2 | 1.75 | 71 | 67 | 207642917
BRYANT | 38MGHBQ48EA3 | BRYANT | *** | *** | *** | 47000 | 49000 | 20.9 | 11.7 | 8.9 | 2 | 73 | 87 | 207642910
BRYANT | 38MGHBQ24CA3 | BRYANT ¦ BRYANT | DHMSHAQ09XA3 ¦ 40MBDQ09---3 |  |  | 24000 | 24400 | 22.95 | 12.95 | 9.85 | 1.9 | 86 | 75 | 207642902
CARRIER | 38MGRBQ48EA3 | CARRIER ¦ CARRIER | DHMSHAQ09XA3 ¦ 40MBDQ09---3 |  |  | 48000 | 49000 | 21.95 | 11.65 | 9.2 | 1.75 | 71 | 67 | 207642896
CARRIER | 38MGHBQ48EA3 | CARRIER | *** | *** | *** | 47000 | 49000 | 20.9 | 11.7 | 8.9 | 2 | 73 | 87 | 207642889
CARRIER | 38MGHBQ24CA3 | CARRIER ¦ CARRIER | DHMSHAQ09XA3 ¦ 40MBDQ09---3 |  |  | 24000 | 24400 | 22.95 | 12.95 | 9.85 | 1.9 | 86 | 75 | 207642881
SENVILLE | SENA/30HF/MOQ | SENVILLE | *** | *** | *** | 28000 | 28000 | 21 | 11.7 | 9.2 | 2 | 79 | 67 | 207641333
SENVILLE | SENA/18HF/MOQ | SENVILLE | *** | *** | *** | 18000 | 19000 | 19 | 12 | 9.8 | 2 | 78 | 70 | 207641330
LBG Products | LMUHB18DO | LBG Products ¦ LBG Products | LBHB09DUI ¦ LMHB09DFI |  |  | 19000 | 20000 | 19.75 | 12.25 | 9.15 | 1.83 | 74 | 93 | 207641318
BLUERIDGE | BMM18HHC | BLUERIDGE ¦ BLUERIDGE | BM09M22WM ¦ MTIU-09HWFN1-M |  |  | 19000 | 20000 | 19.75 | 12.25 | 9.15 | 1.83 | 74 | 93 | 207641293
BLUERIDGE | BMM18C | BLUERIDGE | *** | *** | *** | 18000 | 19000 | 19 | 12 | 9.8 | 2 | 78 | 70 | 207641280
MDV | M5OG-48HFN1-M-[X]-20* | MDV | *** | *** | *** | 47000 | 49000 | 20.9 | 11.7 | 8.9 | 2 | 73 | 87 | 207641250
MDV | M3OI-28HFN1-M* | MDV | *** | *** | *** | 28000 | 28000 | 20 | 11.7 | 9.5 | 1.8 | 96 | 89 | 207641247
MDV | M4OI-36HFN1-M | MDV ¦ MDV | CS11M-09HRFN1-MX0W(A) ¦ MTIU-09HWFN1-M |  |  | 36000 | 37000 | 20.6 | 12.65 | 10.15 | 1.8 | 92 | 93 | 207641231
MDV | M3OJ-24HFN1-M | MDV ¦ MDV | CS11M-09HRFN1-MX0W(A) ¦ MTIU-09HWFN1-M |  |  | 24000 | 24400 | 22.95 | 12.95 | 9.85 | 1.9 | 86 | 75 | 207618258
MDV | M5OG-48HFN1-M-[X]-20 | MDV ¦ MDV | CS11M-09HRFN1-MX0W(A) ¦ MTIU-09HWFN1-M |  |  | 47500 | 49000 | 21.35 | 11.7 | 9.35 | 2 | 73 | 89 | 206716993
MDV | M3OI-28HFN1-M | MDV ¦ MDV | CS11M-09HRFN1-MX0W(A) ¦ MTIU-09HWFN1-M |  |  | 28000 | 28000 | 21.5 | 12.1 | 10.05 | 1.8 | 96 | 89 | 206716990
MDV | M2OI-18HFN1-M | MDV ¦ MDV | CS11M-09HRFN1-MX0W(A) ¦ MTIU-09HWFN1-M |  |  | 19000 | 20000 | 20.5 | 12.25 | 9.55 | 1.88 | 78 | 97 | 206716988
MDV | M2OA-18HFN1-M | MDV ¦ MDV | CS11M-09HRFN1-MX0W(A) ¦ MTIU-09HWFN1-M |  |  | 18000 | 19000 | 20.95 | 12.95 | 10.15 | 2 | 76 | 68 | 206716987
MDV | M3OI-28HFN1-M | MDV | *** | *** | *** | 28000 | 28000 | 20 | 11.7 | 9.5 | 1.8 | 96 | 89 | 206714982
YONAN | YSMO-55HFN1 | YONAN ¦ YONAN | MSAG11B-09HRFN1-MX7W(GA) ¦ YTIU-09HWFN1 |  |  | 55000 | 55000 | 19.6 | 10.5 | 9.1 | 1.75 | 65 | 60 | 212615083
YONAN | YSMO-27HFN1 | YONAN ¦ YONAN | MSAG11B-09HRFN1-MX7W(GA) ¦ YTIU-09HWFN1 |  |  | 27400 | 28000 | 22.25 | 11.95 | 9.2 | 2 | 75 | 67 | 212615074
YONAN | YSMO-18HFN1 | YONAN ¦ YONAN | MSAG11B-09HRFN1-MX7W(GA) ¦ YTIU-09HWFN1 |  |  | 18000 | 19000 | 20 | 12.25 | 10 | 2 | 77 | 68 | 212615069
Relief Sciences | LANG18OD35-2 | Relief Sciences ¦ Relief Sciences | LANG09ID-25 ¦ MTIU-09HWFN1-M |  |  | 19000 | 20000 | 19.75 | 12.25 | 9.15 | 1.83 | 74 | 93 | 212615020
Relief Sciences | LANG18OD35-2 | Relief Sciences | *** | *** | *** | 19000 | 20000 | 19 | 12 | 9.3 | 1.85 | 80 | 95 | 212615019
TK'S | T2C-18HFN1* | TK'S ¦ TK'S | TWM-09HRFN1 ¦ MTIU-09HWFN1-M |  |  | 18000 | 19000 | 20 | 12.25 | 10 | 2 | 77 | 68 | 212528008
Custom Comfort | CCOXHAMZ555HP | Custom Comfort | *** | *** | *** | 55000 | 55000 | 18.8 | 10.5 | 9.3 | 1.9 | 64 | 84 | 212365443
Custom Comfort | CCOXHAMZ548HP | Custom Comfort ¦ Custom Comfort | CCOXHASD09 ¦ CCOXHAWM09 |  |  | 47500 | 49000 | 21.35 | 11.7 | 9.35 | 2 | 73 | 89 | 212365441
Custom Comfort | CCOXHAMZ218HP | Custom Comfort ¦ Custom Comfort | CCOXHASD09 ¦ CCOXHAWM09 |  |  | 19000 | 20000 | 20.5 | 12.25 | 9.55 | 1.88 | 78 | 97 | 212365435
Custom Comfort | CCOXHAMZ218HP | Custom Comfort | *** | *** | *** | 19000 | 20000 | 19 | 12 | 9.3 | 1.85 | 80 | 95 | 212365434
BLUERIDGE | BMM27HH2C | BLUERIDGE | *** | *** | *** | 27000 | 27000 | 19 | 11.8 | 10 | 1.8 | 85 | 100 | 212360179
MDV | M3OK-27HFN1-M* | MDV | *** | *** | *** | 27000 | 27000 | 19 | 11.8 | 10 | 1.8 | 85 | 100 | 212360175
KANIONco | KWSMO-48R410AIHH | KANIONco ¦ KANIONco | KWSMI-09R410AIHH ¦ MTIU-09HWFN1-M |  |  | 48000 | 49000 | 20.8 | 10.9 | 9.6 | 1.75 | 73 | 67 | 212360155
KANIONco | KWSMO-27R410AIHH | KANIONco | *** | *** | *** | 28000 | 28000 | 21 | 11.7 | 9.2 | 2 | 79 | 67 | 212360148
ACIQ | ACIQ-27Z-HH-M3B | ACIQ ¦ ACIQ | ACIQ-09W-HH-MB ¦ ACIQ-09CD-HH-MB |  |  | 28000 | 28000 | 21.5 | 12.1 | 10.05 | 1.8 | 96 | 89 | 207825581
ACIQ | ACIQ-27Z-HH-M3B | ACIQ | *** | *** | *** | 28000 | 28000 | 20 | 11.7 | 9.5 | 1.8 | 96 | 89 | 207825580
1HVAC | ACIQ-48Z-HH-M5B | 1HVAC | *** | *** | *** | 47000 | 49000 | 20.9 | 11.7 | 8.9 | 2 | 73 | 87 | 207825574
1HVAC | ACIQ-27Z-HH-M3B | 1HVAC | *** | *** | *** | 28000 | 28000 | 20 | 11.7 | 9.5 | 1.8 | 96 | 89 | 207825568
ECO AC | EMH-3O27BB | ECO AC ¦ ECO AC | MSAG11B-09HRFN1-MX7W(GA) ¦ EHH-D09BA |  |  | 27400 | 28000 | 22.25 | 11.95 | 9.2 | 2 | 75 | 67 | 207825503
ECO AC | EMH-2O18BB | ECO AC ¦ ECO AC | MSAG11B-09HRFN1-MX7W(GA) ¦ EHH-D09BA |  |  | 18000 | 19000 | 20 | 12.25 | 10 | 2 | 77 | 68 | 207825500
LENNOX | MPC018S4M-1P | LENNOX ¦ LENNOX | MMDB009S4-2P ¦ MWMA009S4-3P |  |  | 17900 | 19000 | 20.95 | 12.95 | 10.15 | 2 | 76 | 68 | 207768723
BOSCH | BMS500-AAM027-1CSXHC | BOSCH | *** | *** | *** | 28000 | 28000 | 20 | 11.7 | 9.5 | 1.8 | 96 | 89 | 207760037
BOSCH | BMS500-AAM018-1CSXHC | BOSCH | *** | *** | *** | 19000 | 20000 | 19 | 12 | 9.3 | 1.85 | 80 | 95 | 207760034
BOSCH | BMS500-AAM048-1CSXRC | BOSCH ¦ BOSCH | BMS500-AAU009-1AHDXB ¦ BMS500-AAU009-1AHDXB |  |  | 48000 | 49000 | 21.95 | 11.65 | 9.2 | 1.75 | 71 | 67 | 207760032
BOSCH | BMS500-AAM018-1CSXRC | BOSCH ¦ BOSCH | BMS500-AAU009-1AHDXB ¦ BMS500-AAU009-1AHDXB |  |  | 18000 | 19000 | 20.95 | 12.95 | 10.15 | 2 | 76 | 68 | 207760023
DIRECT AIR | DIRM-18HXPRO28-2Z | DIRECT AIR ¦ DIRECT AIR | DIRM-09HP-WM ¦ DIRM-09HP-DUH |  |  | 19000 | 20000 | 20.5 | 12.25 | 9.55 | 1.88 | 78 | 97 | 207743787
DIRECT AIR | DIRM-18DA25-2Z | DIRECT AIR ¦ DIRECT AIR | DIRM-09HP-WM ¦ DIRM-09HP-DUH |  |  | 18000 | 19000 | 20.95 | 12.95 | 10.15 | 2 | 76 | 68 | 207743775
AURORA | AU-MU18-2A-U | AURORA ¦ AURORA | AU-BS09HR-2A-I ¦ AU-LCF09-2A-I |  |  | 18000 | 19000 | 20 | 12.25 | 10 | 2 | 77 | 68 | 207743709
MOOVAIR | DMA27HOM25230X3 | MOOVAIR ¦ MOOVAIR | DE09HIW23230E3 ¦ DM09HIW23230E3 |  |  | 28000 | 28000 | 21.5 | 12.1 | 10.05 | 1.8 | 96 | 89 | 207742546
ELIOS | DEA48HOM25230X3 | ELIOS ¦ ELIOS | DE09HIW23230E3 ¦ DM09HIW23230E3 |  |  | 47500 | 49000 | 21.35 | 11.7 | 9.35 | 2 | 73 | 89 | 207742471
TK'S | T2C-18HFN1 | TK'S | *** | *** | *** | 18000 | 19000 | 19 | 12 | 9.8 | 2 | 78 | 70 | 207742406
C&H | CH-HPR28M-230VO | C&H | *** | *** | *** | 28000 | 28000 | 20 | 11.7 | 9.5 | 1.8 | 96 | 89 | 207742377
C&H | CH-HPR19M-230VO | C&H | *** | *** | *** | 19000 | 20000 | 19 | 12 | 9.3 | 1.85 | 80 | 95 | 207742374
C&H | CH-18MES-230VO | C&H ¦ C&H | CH-09DKT230VI ¦ CH-D09MSPHWM-230VI |  |  | 18000 | 19000 | 20.95 | 12.95 | 10.15 | 2 | 76 | 68 | 207742363
LENNOX | MPC024S4M-1P | LENNOX | *** | *** | *** | 24000 | 24000 | 16 | 11.7 | 8.6 | 1.9 | 92 | 79 | 207699117
LENNOX | MPC030S4M-1P | LENNOX | *** | *** | *** | 28000 | 28000 | 20.7 | 11.7 | 9.2 | 2 | 79 | 67 | 207699111
LENNOX | MPC048S4M-1P | LENNOX ¦ LENNOX | MMDB009S4-2P ¦ MWMA009S4-3P |  |  | 48000 | 49000 | 21.9 | 11.55 | 9.2 | 1.75 | 71 | 67 | 207699103
KANIONco | KWSMO-30R410AIHMV | KANIONco | *** | *** | *** | 28000 | 28000 | 21 | 11.7 | 9.2 | 2 | 79 | 67 | 207691850
AIRGREAN | AG-MO18IR410AH | AIRGREAN ¦ AIRGREAN | MSAG11B-09HRFN1-MX7W(GA) ¦ MTIU-09HWFN1-M |  |  | 18000 | 19000 | 20 | 12.25 | 10 | 2 | 77 | 68 | 207691847
AIRGREAN | AG-MO18IR410AH | AIRGREAN | *** | *** | *** | 18000 | 19000 | 19 | 12 | 9.8 | 2 | 78 | 70 | 207691846
MIDEA | MMCMHAQ48EA3 | MIDEA ¦ MIDEA | DHMSHAQ09XA3 ¦ 40MBDQ09---3 |  |  | 47500 | 49000 | 21.35 | 11.7 | 9.35 | 2 | 73 | 89 | 207683485
MIDEA | MMCMHAQ48EA3 | MIDEA | *** | *** | *** | 47000 | 49000 | 20.9 | 11.7 | 8.9 | 2 | 73 | 87 | 207683484
MIDEA | MMCMRAQ18BA3 | MIDEA | *** | *** | *** | 18000 | 19000 | 19 | 12 | 9.8 | 2 | 78 | 70 | 207683472
COMFORTSTAR | CVH-27-3SH | COMFORTSTAR ¦ COMFORTSTAR | CPA-09B ¦ CXH009CD(I) |  |  | 28000 | 28000 | 21.5 | 12.1 | 10.05 | 1.8 | 96 | 89 | 207658981
MDV | M3OJ-27HFN1-M-L | MDV ¦ MDV | CS11M-09HRFN1-MX0W(A) ¦ MTIU-09HWFN1-M |  |  | 28000 | 28000 | 22.65 | 12.2 | 9.25 | 2 | 76 | 67 | 207658620
Convectair | 8422-C36-O | Convectair ¦ Convectair | 8028-C09-I ¦ MTIU-09HWFN1-M |  |  | 36000 | 37000 | 20.6 | 12.65 | 10.15 | 1.8 | 92 | 93 | 207657624
COMFORT-AIRE | A-VMH48PV-1 | COMFORT-AIRE ¦ COMFORT-AIRE | B-VMH09SV-1 ¦ B-VMH09DU-1 |  |  | 47500 | 49000 | 21.35 | 11.7 | 9.35 | 2 | 73 | 89 | 207657619
KERR | A-KMH48PV-1 | KERR ¦ KERR | B-KMH09SV-1 ¦ B-KMH09DU-1 |  |  | 47500 | 49000 | 21.35 | 11.7 | 9.35 | 2 | 73 | 89 | 207657608
KARDA | 3KARDA18MZ2 | KARDA ¦ KARDA | 1PAMSHH09-SZW-25 ¦ 2PAMSDH09 |  |  | 18000 | 19000 | 20 | 12.25 | 10 | 2 | 77 | 68 | 207657361
AIRQUEST | DLCMHBH48EAK | AIRQUEST | *** | *** | *** | 47000 | 49000 | 20.9 | 11.7 | 8.9 | 2 | 73 | 87 | 207643189
SMART COMFORT | DLCMHBH48EAK | SMART COMFORT ¦ SMART COMFORT | DLFSHAH09XAK ¦ DLFSDAH09XAK |  |  | 47500 | 49000 | 21.05 | 11.35 | 9.45 | 2 | 76 | 89 | 207643169
C&H | CH-HPR48M-230VO | C&H ¦ C&H | CH-09DKT230VI ¦ CH-D09MSPHWM-230VI |  |  | 47500 | 49000 | 21.35 | 11.7 | 9.35 | 2 | 73 | 89 | 207742383
C&H | CH-HPR19M-230VO | C&H ¦ C&H | CH-09DKT230VI ¦ CH-D09MSPHWM-230VI |  |  | 19000 | 20000 | 20.5 | 12.25 | 9.55 | 1.88 | 78 | 97 | 207742375
C&H | CH-48MES-230VO | C&H ¦ C&H | CH-09DKT230VI ¦ CH-D09MSPHWM-230VI |  |  | 48000 | 49000 | 21.95 | 11.65 | 9.2 | 1.75 | 71 | 67 | 207742372
LENNOX | MPC024S4M-1P | LENNOX ¦ LENNOX | MMDB009S4-2P ¦ MWMA009S4-3P |  |  | 24000 | 24400 | 20.3 | 12.55 | 9.3 | 1.92 | 76 | 75 | 207699118
MDV | M3OJ-24HFN1-M-L | MDV | *** | *** | *** | 24000 | 24000 | 16 | 11.7 | 8.6 | 1.9 | 92 | 79 | 207699114
LENNOX | MLB036S4M-1P | LENNOX ¦ LENNOX | MMDB009S4-2P ¦ MWMA009S4-3P |  |  | 36000 | 37000 | 20.5 | 12.65 | 10.15 | 1.8 | 92 | 93 | 207699106
KANIONco | KWSMO-48R410AIHMV | KANIONco ¦ KANIONco | MSAG11B-09HRFN1-MX7W(GA) ¦ MTIU-09HWFN1-M |  |  | 48000 | 49000 | 20.8 | 10.9 | 9.6 | 1.75 | 73 | 67 | 207691854
KANIONco | KWSMO-30R410AIHMV | KANIONco ¦ KANIONco | MSAG11B-09HRFN1-MX7W(GA) ¦ MTIU-09HWFN1-M |  |  | 27400 | 28000 | 22.25 | 11.95 | 9.2 | 2 | 75 | 67 | 207691851
AIRGREAN | AG-MO48IR410AH | AIRGREAN ¦ AIRGREAN | MSAG11B-09HRFN1-MX7W(GA) ¦ MTIU-09HWFN1-M |  |  | 48000 | 49000 | 20.8 | 10.9 | 9.6 | 1.75 | 73 | 67 | 207691841
AIRGREAN | AG-MO30IR410AH | AIRGREAN | *** | *** | *** | 28000 | 28000 | 21 | 11.7 | 9.2 | 2 | 79 | 67 | 207691837
YONAN | YSMO-18HRN1 | YONAN ¦ YONAN | MSAG11B-09HRFN1-MX7W(GA) ¦ MTIU-09HWFN1-M |  |  | 18000 | 19000 | 20 | 12.25 | 10 | 2 | 77 | 68 | 207691826
YONAN | YSMO-18HRN1 | YONAN | *** | *** | *** | 18000 | 19000 | 19 | 12 | 9.8 | 2 | 78 | 70 | 207691825
MIDEA | MMCMHAQ36DA3 | MIDEA ¦ MIDEA | DHMSHAQ09XA3 ¦ 40MBDQ09---3 |  |  | 36000 | 37000 | 20.6 | 12.65 | 10.15 | 1.8 | 92 | 93 | 207683495
MIDEA | MMCMHAQ24CA3 | MIDEA | *** | *** | *** | 24000 | 24000 | 21.3 | 12.5 | 9.7 | 1.9 | 90 | 75 | 207683475
MIDEA | M3OJ-27HFN1-M | MIDEA ¦ MIDEA | MSEPB-09HRFN1-MY5W(GA) ¦ MTIU-09HWFN1-M |  |  | 27400 | 28000 | 22.25 | 11.95 | 9.2 | 2 | 75 | 67 | 207683284
MIDEA | M3OJ-27HFN1-M | MIDEA | *** | *** | *** | 28000 | 28000 | 21 | 11.7 | 9.2 | 2 | 79 | 67 | 207683282
CanAir | C28MC548H21 | CanAir ¦ CanAir | C23SEH09H21 ¦ MTIU-09HWFN1-M |  |  | 47500 | 49000 | 21.35 | 11.7 | 9.35 | 2 | 73 | 89 | 207683273
CanAir | C28MC548H21 | CanAir | *** | *** | *** | 47000 | 49000 | 20.9 | 11.7 | 8.9 | 2 | 73 | 87 | 207683272
CanAir | C28MC324H21 | CanAir ¦ CanAir | C23SEH09H21 ¦ MTIU-09HWFN1-M |  |  | 24000 | 24400 | 22.95 | 12.95 | 9.85 | 1.9 | 86 | 75 | 207683267
CanAir | C28MC324H21 | CanAir | *** | *** | *** | 24000 | 24000 | 21.3 | 12.5 | 9.7 | 1.9 | 90 | 75 | 207683266
CanAir | C28MC218H21 | CanAir ¦ CanAir | C23SEH09H21 ¦ MTIU-09HWFN1-M |  |  | 18000 | 19000 | 20.95 | 12.95 | 10.15 | 2 | 76 | 68 | 207683264
NAPOLEON | NDHAM-36-O | NAPOLEON ¦ NAPOLEON | NH25-09F-I ¦ NDHAS22-09-I |  |  | 36000 | 37000 | 19.5 | 12.1 | 9.85 | 1.8 | 95 | 93 | 207683243
MIDEA | M3OJ-27HFN1-M-CO | MIDEA ¦ MIDEA | MSEPB-09HRFN1-MY5W(GA) ¦ MTIU-09HWFN1-M |  |  | 27400 | 28000 | 22.25 | 11.95 | 9.2 | 2 | 75 | 67 | 207659308
COMFORTSTAR | CVH-36-4SH | COMFORTSTAR ¦ COMFORTSTAR | CPA-09B ¦ CXH009CD(I) |  |  | 36000 | 37000 | 20.6 | 12.65 | 10.15 | 1.8 | 92 | 93 | 207658987
COMFORTSTAR | CVH-48-5SH | COMFORTSTAR ¦ COMFORTSTAR | CPA-09B ¦ CXH009CD(I) |  |  | 47500 | 49000 | 21.35 | 11.7 | 9.35 | 2 | 73 | 89 | 207658986
COMFORTSTAR | CVH-48-5SH | COMFORTSTAR | *** | *** | *** | 47000 | 49000 | 20.9 | 11.7 | 8.9 | 2 | 73 | 87 | 207658985
COMFORTSTAR | CVH-27-3SH | COMFORTSTAR | *** | *** | *** | 28000 | 28000 | 20 | 11.7 | 9.5 | 1.8 | 96 | 89 | 207658980
COMFORTSTAR | CVH-18-2SH | COMFORTSTAR | *** | *** | *** | 19000 | 20000 | 19 | 12 | 9.3 | 1.85 | 80 | 95 | 207658977
COMFORTSTAR | CMZ-27-3Z | COMFORTSTAR ¦ COMFORTSTAR | CPA-09B ¦ CXH009CD(I) |  |  | 28000 | 28000 | 22.8 | 12.2 | 9.35 | 2 | 76 | 67 | 207658969
COMFORTSTAR | CMZ-18-2Z | COMFORTSTAR ¦ COMFORTSTAR | CPA-09B ¦ CXH009CD(I) |  |  | 18000 | 19000 | 20.95 | 12.95 | 10.15 | 2 | 76 | 68 | 207658966
MDV | M5OG-48HFN1-M-[X]-20-L | MDV ¦ MDV | CS11M-09HRFN1-MX0W(A) ¦ MTIU-09HWFN1-M |  |  | 47500 | 49000 | 21.35 | 11.7 | 9.35 | 2 | 73 | 89 | 207658621
COMFORT-AIRE | A-VMH48PV-1 | COMFORT-AIRE | *** | *** | *** | 47000 | 49000 | 20.9 | 11.7 | 8.9 | 2 | 73 | 87 | 207657618
COMFORT-AIRE | A-VMH18DV-1 | COMFORT-AIRE | *** | *** | *** | 19000 | 20000 | 19 | 12 | 9.3 | 1.85 | 80 | 95 | 207657609
KERR | A-KMH28TV-1 | KERR | *** | *** | *** | 28000 | 28000 | 20 | 11.7 | 9.5 | 1.8 | 96 | 89 | 207657602
PERFECTAIRE | 3PAMSH48-MZO5 | PERFECTAIRE ¦ PERFECTAIRE | 1PAMSHH09-SZW-25 ¦ 2PAMSDH09 |  |  | 48000 | 49000 | 20.8 | 10.9 | 9.6 | 1.75 | 73 | 67 | 207657358
PERFECTAIRE | 3PAMSH27-MZO3 | PERFECTAIRE ¦ PERFECTAIRE | 1PAMSHH09-SZW-25 ¦ 2PAMSDH09 |  |  | 27400 | 28000 | 22.25 | 11.95 | 9.2 | 2 | 75 | 67 | 207657352
AIRQUEST | DLCMRBH18BAK | AIRQUEST | *** | *** | *** | 18000 | 19000 | 19 | 12 | 9.8 | 2 | 78 | 70 | 207643177
SMART COMFORT | DLCMRBH48EAK | SMART COMFORT ¦ SMART COMFORT | DLFSHAH09XAK ¦ DLFSDAH09XAK |  |  | 48000 | 49000 | 20.8 | 10.9 | 9.6 | 1.75 | 73 | 67 | 207643175
SMART COMFORT | DLCMHBH48EAK | SMART COMFORT | *** | *** | *** | 47000 | 49000 | 20.9 | 11.7 | 8.9 | 2 | 73 | 87 | 207643168
TEMPSTAR | DLCMHBH36DAK | TEMPSTAR ¦ TEMPSTAR | DLFSHAH09XAK ¦ DLFSDAH09XAK |  |  | 36000 | 37000 | 19.5 | 12.1 | 9.85 | 1.8 | 95 | 93 | 207643151
TEMPSTAR | DLCMHBH48EAK | TEMPSTAR | *** | *** | *** | 47000 | 49000 | 20.9 | 11.7 | 8.9 | 2 | 73 | 87 | 207643147
MIDEA | DLCMHBH48EAK | MIDEA ¦ MIDEA | DLFSHAH09XAK ¦ DLFSDAH09XAK |  |  | 47500 | 49000 | 21.05 | 11.35 | 9.45 | 2 | 76 | 89 | 207643127
KENMORE | DLCMHBH48EAK | KENMORE ¦ KENMORE | DLFSHAH09XAK ¦ DLFSDAH09XAK |  |  | 47500 | 49000 | 21.05 | 11.35 | 9.45 | 2 | 76 | 89 | 207643106
KENMORE | DLCMRBH18BAK | KENMORE ¦ KENMORE | DLFSHAH09XAK ¦ DLFSDAH09XAK |  |  | 18000 | 19000 | 20 | 12.25 | 10 | 2 | 77 | 68 | 207643094
CTMorley | MOU-5A55H-2 | CTMorley | *** | *** | *** | 55000 | 55000 | 18.8 | 10.5 | 9.3 | 1.9 | 64 | 84 | 209864940
KLIMAIRE | KMIR327-H217-2 | KLIMAIRE | *** | *** | *** | 28000 | 28000 | 21 | 11.7 | 9.2 | 2 | 79 | 67 | 209862188
TGM | MMRSHT48AS5 | TGM ¦ TGM | MSAG11B-09HRFN1-MX7W(GA) ¦ MTIU-09HWFN1-M |  |  | 48000 | 49000 | 20.8 | 10.9 | 9.6 | 1.75 | 73 | 67 | 209843056
TGM | MMRSHT18AS2 | TGM ¦ TGM | MSAG11B-09HRFN1-MX7W(GA) ¦ MTIU-09HWFN1-M |  |  | 18000 | 19000 | 20 | 12.25 | 10 | 2 | 77 | 68 | 209843047
THERMOCORE SYSTEMS | T423D-H224-C | THERMOCORE SYSTEMS | *** | *** | *** | 24000 | 24000 | 21.3 | 12.5 | 9.7 | 1.9 | 90 | 75 | 209549027
NOVAIR | LEA20MZ-2P-35SK-O | NOVAIR | *** | *** | *** | 19000 | 20000 | 19 | 12 | 9.3 | 1.85 | 80 | 95 | 209416885
NOVAIR | LEA28MZ-3P-35SK-O | NOVAIR | *** | *** | *** | 28000 | 28000 | 20 | 11.7 | 9.5 | 1.8 | 96 | 89 | 209416882
ECO AIR | M3OI-28HFN1-M | ECO AIR ¦ ECO AIR | MSEPB-09HRFN1-MY5W(GA) ¦ MTIU-09HWFN1-M |  |  | 28000 | 28000 | 21.5 | 12.1 | 10.05 | 1.8 | 96 | 89 | 209319643
STEALTH | ES-55Z-M5B | STEALTH ¦ STEALTH | ACIQ-09CD-HH-MB ¦ ACIQ-09W-HH-MC |  |  | 55000 | 55000 | 20.15 | 10.5 | 8.85 | 1.75 | 63 | 60 | 212316220
STEALTH | ES-18Z-M2B | STEALTH | *** | *** | *** | 18000 | 19000 | 19 | 12 | 9.8 | 2 | 78 | 70 | 212316207
STEALTH | ACIQ-55Z-HH-M5B | STEALTH ¦ STEALTH | ACIQ-09CD-HH-MB ¦ ACIQ-09W-HH-MC |  |  | 55000 | 55000 | 20.4 | 10.5 | 9.4 | 1.9 | 63 | 84 | 212316205
STEALTH | ACIQ-48Z-HH-M5B | STEALTH ¦ STEALTH | ACIQ-09CD-HH-MB ¦ ACIQ-09W-HH-MB |  |  | 47500 | 49000 | 21.35 | 11.7 | 9.35 | 2 | 73 | 89 | 212316182
STEALTH | ACIQ-36Z-HH-M4B | STEALTH ¦ STEALTH | ACIQ-09CD-HH-MB ¦ ACIQ-09W-HH-MB |  |  | 36000 | 37000 | 20.6 | 12.65 | 10.15 | 1.8 | 92 | 93 | 212316179
STEALTH | ACIQ-27Z-HH-M3B | STEALTH ¦ STEALTH | ACIQ-09CD-HH-MB ¦ ACIQ-09W-HH-MB |  |  | 28000 | 28000 | 21.5 | 12.1 | 10.05 | 1.8 | 96 | 89 | 212316176
PolarWave | ES-18Z-M2B | PolarWave | *** | *** | *** | 18000 | 19000 | 19 | 12 | 9.8 | 2 | 78 | 70 | 212316121
PolarWave | ACIQ-36Z-HH-M4B | PolarWave ¦ PolarWave | ACIQ-09CD-HH-MB ¦ ACIQ-09W-HH-MB |  |  | 36000 | 37000 | 20.6 | 12.65 | 10.15 | 1.8 | 92 | 93 | 212316093
PolarWave | ACIQ-18Z-HH-M2B | PolarWave ¦ PolarWave | ACIQ-09CD-HH-MB ¦ ACIQ-09W-HH-MB |  |  | 19000 | 20000 | 20.5 | 12.25 | 9.55 | 1.88 | 78 | 97 | 212316087
Daizuki | DXFM-1823-2Z | Daizuki | *** | *** | *** | 18000 | 19000 | 19 | 12 | 9.8 | 2 | 78 | 70 | 211994918
Daizuki | DXFM-2723-3Z | Daizuki ¦ Daizuki | DXFU09E426-20 ¦ DXMH09E426-25 |  |  | 28000 | 28000 | 22.8 | 12.2 | 9.35 | 2 | 76 | 67 | 211994916
PREMIUM LEVELLA | PIAWMZ278800B | PREMIUM LEVELLA ¦ PREMIUM LEVELLA | MTIU-09HWFN1-M ¦ MSAG11B-09HRFN1-MX7W(GA) |  |  | 27400 | 28000 | 22.25 | 11.95 | 9.2 | 2 | 75 | 67 | 211991193
DUOHOME | D3OJ-27HFN1-M | DUOHOME | *** | *** | *** | 28000 | 28000 | 21 | 11.7 | 9.2 | 2 | 79 | 67 | 211911392
LPS Legacy | DLCMRBH48EAK | LPS Legacy ¦ LPS Legacy | DLFSHBH09XAK ¦ DLFSDAH09XAK |  |  | 48000 | 49000 | 20.8 | 10.9 | 9.6 | 1.75 | 73 | 67 | 211756613
Mitsutomo | HO-MT28-AB-Q | Mitsutomo ¦ Mitsutomo | HW-UZ09-AB-Q ¦ MTIU-09HWFN1-M |  |  | 28000 | 28000 | 21.3 | 11.75 | 9.65 | 1.8 | 94 | 89 | 211306406
MDV | M3OI-28HFN1-M-L | MDV ¦ MDV | MTIU-09HWFN1-M ¦ MTIU-09HWFN1-M |  |  | 28000 | 28000 | 21.5 | 12.1 | 10.05 | 1.8 | 96 | 89 | 211289837
DIYCOOL | ES-48Z-M5B | DIYCOOL ¦ DIYCOOL | ACIQ-09W-HH-MB ¦ ACIQ-09CD-HH-MB |  |  | 48000 | 49000 | 21.95 | 11.65 | 9.2 | 1.75 | 71 | 67 | 210857412
ACIQ | ES-55Z-M5B | ACIQ ¦ ACIQ | ACIQ-09W-HH-MB ¦ ACIQ-09CD-HH-MB |  |  | 55000 | 55000 | 20.15 | 10.5 | 8.85 | 1.75 | 63 | 60 | 210857397
ACIQ | ES-27Z-M3B | ACIQ | *** | *** | *** | 28000 | 28000 | 21 | 11.7 | 9.2 | 2 | 79 | 67 | 210857387
ACIQ | ACIQ-55Z-HH-M5B | ACIQ | *** | *** | *** | 55000 | 55000 | 18.8 | 10.5 | 9.3 | 1.9 | 64 | 84 | 210857381
DIAMONDAIR | DF30M2Z3 | DIAMONDAIR ¦ DIAMONDAIR | DF2009HMSI ¦ MTIU-09HWFN1-M |  |  | 27400 | 28000 | 22.25 | 11.95 | 9.2 | 2 | 75 | 67 | 210857282
DIAMONDAIR | DF18M2Z2 | DIAMONDAIR | *** | *** | *** | 18000 | 19000 | 19 | 12 | 9.8 | 2 | 78 | 70 | 210857278
Cooper&Hunter | CH-HPR19M-230VO | Cooper&Hunter | *** | *** | *** | 19000 | 20000 | 19 | 12 | 9.3 | 1.85 | 80 | 95 | 210799629
Cooper&Hunter | CH-18MES-230VO | Cooper&Hunter ¦ Cooper&Hunter | CH-09DKT230VI ¦ CH-D09MSPHWM-230VI |  |  | 18000 | 19000 | 20.95 | 12.95 | 10.15 | 2 | 76 | 68 | 210799618
Relief Sciences | LANG27OD25-3 | Relief Sciences ¦ Relief Sciences | LANG09ID-25 ¦ MTIU-09HWFN1-M |  |  | 27400 | 28000 | 22.25 | 11.95 | 9.2 | 2 | 75 | 67 | 210655380
MDV | M2OA-18HFN1-M-L | MDV | *** | *** | *** | 18000 | 19000 | 19 | 12 | 9.8 | 2 | 78 | 70 | 210644051
Conforto | MHMZ327DA | Conforto ¦ Conforto | MHWAL09DA ¦ DHWAL09DA |  |  | 28000 | 28000 | 21.5 | 12.1 | 10.05 | 1.8 | 96 | 89 | 210605815
Conforto | MHMZ218DA | Conforto ¦ Conforto | MHWAL09DA ¦ DHWAL09DA |  |  | 19000 | 20000 | 20.5 | 12.25 | 9.55 | 1.88 | 78 | 97 | 210605812
ECO AC | EMH-3O27BBH | ECO AC | *** | *** | *** | 28000 | 28000 | 20 | 11.7 | 9.5 | 1.8 | 96 | 89 | 210586155
Durastar | DRA4H36M1A | Durastar ¦ Durastar | DRAW09F1A ¦ DRAD09F1A |  |  | 36000 | 37000 | 19.5 | 12.1 | 9.85 | 1.8 | 95 | 93 | 210568219
Durastar | DRA3H28M1A | Durastar ¦ Durastar | DRAW09F1A ¦ DRAD09F1A |  |  | 28000 | 28000 | 21.3 | 11.75 | 9.65 | 1.8 | 94 | 89 | 210568216
CTMorley | MOU-5A48G-2 | CTMorley ¦ CTMorley | MIU-A09D-2 ¦ MIU-A09W-2 |  |  | 48000 | 49000 | 20.8 | 10.9 | 9.6 | 1.75 | 73 | 67 | 210288139
CTMorley | MOU-3A27G-2 | CTMorley | *** | *** | *** | 28000 | 28000 | 21 | 11.7 | 9.2 | 2 | 79 | 67 | 210288132
MRCOOL | DIY-MULTI3-27HP230C | MRCOOL ¦ MRCOOL | DUCT-09HP-230 ¦ O-09-HP-WMAH-230A |  |  | 27400 | 27400 | 20.75 | 11.5 | 9.3 | 1.85 | 74 | 68 | 210265864
THERMOCORE SYSTEMS | T423Q-H260-C | THERMOCORE SYSTEMS ¦ THERMOCORE SYSTEMS | T3-OS209-EW ¦ MTIU-09HWFN1-M |  |  | 55000 | 55000 | 20.15 | 10.5 | 8.85 | 1.75 | 63 | 60 | 209549037
PIONEER | YN050GMFI22M5E | PIONEER ¦ PIONEER | MSAG11B-09HRFN1-MX7W(GA) ¦ MTIU-09HWFN1-M |  |  | 48000 | 49000 | 20.8 | 10.9 | 9.6 | 1.75 | 73 | 67 | 208121972
PIONEER | YN020GMFI22M2E | PIONEER | *** | *** | *** | 18000 | 19000 | 19 | 12 | 9.8 | 2 | 78 | 70 | 208121962
EMI | MHMZ218DA | EMI | *** | *** | *** | 19000 | 20000 | 19 | 12 | 9.3 | 1.85 | 80 | 95 | 208121933
ECO-AIR | M2OA-18HFN1-M | ECO-AIR | *** | *** | *** | 18000 | 19000 | 19 | 12 | 9.8 | 2 | 78 | 70 | 208121869
Airlux | AM2M18O/2022 | Airlux | *** | *** | *** | 18000 | 19000 | 19 | 12 | 9.8 | 2 | 78 | 70 | 208119673
DUCANE | 4DHP2S30M-1P | DUCANE ¦ DUCANE | DWM109S4-2P ¦ DMD209S4-1P |  |  | 28000 | 28000 | 22.65 | 12.2 | 9.25 | 2 | 76 | 67 | 208106850
DUCANE | 4DHP2S18M-1P | DUCANE | *** | *** | *** | 18000 | 19000 | 19 | 12 | 9.8 | 2 | 78 | 70 | 208106843
CONCORD | 4DHP2S24M-1P | CONCORD | *** | *** | *** | 24000 | 24000 | 21.3 | 12.5 | 9.7 | 1.9 | 90 | 75 | 208106831
CONCORD | 4DHP2S18M-1P | CONCORD | *** | *** | *** | 18000 | 19000 | 19 | 12 | 9.8 | 2 | 78 | 70 | 208106828
AirEase | 4DHP2S30M-1P | AirEase ¦ AirEase | DWM109S4-2P ¦ DMD209S4-1P |  |  | 28000 | 28000 | 22.65 | 12.2 | 9.25 | 2 | 76 | 67 | 208106805
AirEase | 4DHP2S18M-1P | AirEase | *** | *** | *** | 18000 | 19000 | 19 | 12 | 9.8 | 2 | 78 | 70 | 208106798
Allied | 4DHP2S48M-1P | Allied | *** | *** | *** | 47000 | 49000 | 20.9 | 11.7 | 8.9 | 2 | 73 | 87 | 208106795
Allied | 4DHP2S18M-1P | Allied ¦ Allied | DWM109S4-2P ¦ DMD209S4-1P |  |  | 18000 | 19000 | 20.95 | 12.95 | 10.15 | 2 | 76 | 68 | 208106784
Breeze33 | BZ33-HYP485Z2-G2-P | Breeze33 ¦ Breeze33 | BZ33-DIDU9 ¦ BZ33-HYP09WALL2 |  |  | 47500 | 49000 | 21.35 | 11.7 | 9.35 | 2 | 73 | 89 | 207862109
Breeze33 | BZ33-HYP273Z2-G2-P | Breeze33 ¦ Breeze33 | BZ33-DIDU9 ¦ BZ33-HYP09WALL2 |  |  | 28000 | 28000 | 21.5 | 12.1 | 10.05 | 1.8 | 96 | 89 | 207862103
Breeze33 | BZ33-HP485Z2-G2-P | Breeze33 ¦ Breeze33 | BZ33-DIDU9 ¦ BZ33-HYP09WALL2 |  |  | 48000 | 49000 | 21.95 | 11.65 | 9.2 | 1.75 | 71 | 67 | 207862097
Breeze33 | BZ33-HP273Z2-G2-P | Breeze33 ¦ Breeze33 | BZ33-DIDU9 ¦ BZ33-HYP09WALL2 |  |  | 28000 | 28000 | 22.8 | 12.2 | 9.35 | 2 | 76 | 67 | 207862091
Breeze33 | BZ33-HP273Z2-G2-P | Breeze33 | *** | *** | *** | 28000 | 28000 | 21 | 11.7 | 9.2 | 2 | 79 | 67 | 207862090
MIRAGE | OVMH481B | MIRAGE ¦ MIRAGE | IVMH091A ¦ DVMH091A |  |  | 48000 | 49000 | 20.8 | 10.9 | 9.6 | 1.75 | 73 | 67 | 207862062
MIRAGE | OVMH271B | MIRAGE | *** | *** | *** | 28000 | 28000 | 21 | 11.7 | 9.2 | 2 | 79 | 67 | 207862055
MIRAGE | OVMH181B | MIRAGE ¦ MIRAGE | IVMH091A ¦ DVMH091A |  |  | 18000 | 19000 | 20 | 12.25 | 10 | 2 | 77 | 68 | 207862053
MIDEA | DLCMRBH18BAK | MIDEA ¦ MIDEA | DLFSHAH09XAK ¦ DLFSDAH09XAK |  |  | 18000 | 19000 | 20 | 12.25 | 10 | 2 | 77 | 68 | 207643115
KENMORE | DLCMRBH48EAK | KENMORE ¦ KENMORE | DLFSHAH09XAK ¦ DLFSDAH09XAK |  |  | 48000 | 49000 | 20.8 | 10.9 | 9.6 | 1.75 | 73 | 67 | 207643112
KENMORE | DLCMHBH36DAK | KENMORE ¦ KENMORE | DLFSHAH09XAK ¦ DLFSDAH09XAK |  |  | 36000 | 37000 | 19.5 | 12.1 | 9.85 | 1.8 | 95 | 93 | 207643109
KENMORE | DLCMHBH48EAK | KENMORE | *** | *** | *** | 47000 | 49000 | 20.9 | 11.7 | 8.9 | 2 | 73 | 87 | 207643105
KENMORE | DLCMRBH18BAK | KENMORE | *** | *** | *** | 18000 | 19000 | 19 | 12 | 9.8 | 2 | 78 | 70 | 207643093
KEEPRITE | DLCMHBH48EAK | KEEPRITE ¦ KEEPRITE | DLFSHAH09XAK ¦ DLFSDAH09XAK |  |  | 47500 | 49000 | 21.05 | 11.35 | 9.45 | 2 | 76 | 89 | 207643085
HEIL | DLCMRBH18BAK | HEIL ¦ HEIL | DLFSHAH09XAK ¦ DLFSDAH09XAK |  |  | 18000 | 19000 | 20 | 12.25 | 10 | 2 | 77 | 68 | 207643052
DAY & NIGHT | DLCMHBH48EAK | DAY & NIGHT | *** | *** | *** | 47000 | 49000 | 20.9 | 11.7 | 8.9 | 2 | 73 | 87 | 207643042
DAY & NIGHT | DLCMRBH18BAK | DAY & NIGHT | *** | *** | *** | 18000 | 19000 | 19 | 12 | 9.8 | 2 | 78 | 70 | 207643030
COMFORTMAKER | DLCMRBH48EAK | COMFORTMAKER ¦ COMFORTMAKER | DLFSHAH09XAK ¦ DLFSDAH09XAK |  |  | 48000 | 49000 | 20.8 | 10.9 | 9.6 | 1.75 | 73 | 67 | 207643028
COMFORTMAKER | DLCMHBH36DAK | COMFORTMAKER ¦ COMFORTMAKER | DLFSHAH09XAK ¦ DLFSDAH09XAK |  |  | 36000 | 37000 | 19.5 | 12.1 | 9.85 | 1.8 | 95 | 93 | 207643025
COMFORTMAKER | DLCMHBH48EAK | COMFORTMAKER ¦ COMFORTMAKER | DLFSHAH09XAK ¦ DLFSDAH09XAK |  |  | 47500 | 49000 | 21.05 | 11.35 | 9.45 | 2 | 76 | 89 | 207643022
COMFORTMAKER | DLCMHBH48EAK | COMFORTMAKER | *** | *** | *** | 47000 | 49000 | 20.9 | 11.7 | 8.9 | 2 | 73 | 87 | 207643021
ARCOAIRE | DLCMHBH48EAK | ARCOAIRE | *** | *** | *** | 47000 | 49000 | 20.9 | 11.7 | 8.9 | 2 | 73 | 87 | 207643000
ARCOAIRE | DLCMRBH18BAK | ARCOAIRE ¦ ARCOAIRE | DLFSHAH09XAK ¦ DLFSDAH09XAK |  |  | 18000 | 19000 | 20 | 12.25 | 10 | 2 | 77 | 68 | 207642989
MIDEA | 38MGRBQ18BA3 | MIDEA | *** | *** | *** | 18000 | 19000 | 19 | 12 | 9.8 | 2 | 78 | 70 | 207642961
Weathermaker | 38MGHBQ48EA3 | Weathermaker ¦ Weathermaker | DHMSHAQ09XA3 ¦ 40MBDQ09---3 |  |  | 47500 | 49000 | 21.35 | 11.7 | 9.35 | 2 | 73 | 89 | 207642953
Weathermaker | 38MGHBQ48EA3 | Weathermaker | *** | *** | *** | 47000 | 49000 | 20.9 | 11.7 | 8.9 | 2 | 73 | 87 | 207642952
PAYNE | 38MGRBQ18BA3 | PAYNE | *** | *** | *** | 18000 | 19000 | 19 | 12 | 9.8 | 2 | 78 | 70 | 207642919
BRYANT | 38MGRBQ18BA3 | BRYANT | *** | *** | *** | 18000 | 19000 | 19 | 12 | 9.8 | 2 | 78 | 70 | 207642898
CARRIER | 38MGHBQ24CA3 | CARRIER | *** | *** | *** | 24000 | 24000 | 21.3 | 12.5 | 9.7 | 1.9 | 90 | 75 | 207642880
SENVILLE | SENA/48HF/MOQ | SENVILLE ¦ SENVILLE | SENA/09HF/ID ¦ SENA/09HF/IQ |  |  | 48000 | 49000 | 21.95 | 11.65 | 9.2 | 1.75 | 71 | 67 | 207641340
LBG Products | LMUHB27DO | LBG Products ¦ LBG Products | LBHB09DUI ¦ LMHB09DFI |  |  | 28000 | 28000 | 21.3 | 11.75 | 9.65 | 1.8 | 94 | 89 | 207641321
LBG Products | LMHB27DO | LBG Products ¦ LBG Products | LBHB09DUI ¦ LMHB09DFI |  |  | 27400 | 28000 | 22.25 | 11.95 | 9.2 | 2 | 75 | 67 | 207641309
LBG Products | LMHB27DO | LBG Products | *** | *** | *** | 28000 | 28000 | 21 | 11.7 | 9.2 | 2 | 79 | 67 | 207641307
LBG Products | LMHB18DO | LBG Products | *** | *** | *** | 18000 | 19000 | 19 | 12 | 9.8 | 2 | 78 | 70 | 207641305
BLUERIDGE | BMM48HHC | BLUERIDGE | *** | *** | *** | 47000 | 49000 | 20.9 | 11.7 | 8.9 | 2 | 73 | 87 | 207641301
BLUERIDGE | BMM27C | BLUERIDGE ¦ BLUERIDGE | BM09M22WM ¦ MTIU-09HWFN1-M |  |  | 27400 | 28000 | 22.25 | 11.95 | 9.2 | 2 | 75 | 67 | 207641284
NOVAIR | LEA18MZ-2P-25SK-O | NOVAIR ¦ NOVAIR | 09EVONVI ¦ MTIU-09HWFN1-M |  |  | 18000 | 19000 | 20 | 12.25 | 10 | 2 | 77 | 68 | 207641278
NOVAIR | LEA18MZ-2P-25SK-O | NOVAIR | *** | *** | *** | 18000 | 19000 | 19 | 12 | 9.8 | 2 | 78 | 70 | 207641277
NOVAIR | LEA27MZ-3P-25SK-O | NOVAIR | *** | *** | *** | 28000 | 28000 | 21 | 11.7 | 9.2 | 2 | 79 | 67 | 207641273
MDV | M4OI-36HFN1-M* | MDV ¦ MDV | CS11M-09HRFN1-MX0W(A) ¦ MTIU-09HWFN1-M |  |  | 36000 | 37000 | 19.5 | 12.1 | 9.85 | 1.8 | 95 | 93 | 207641249
MDV | M2OA-18HFN1-M* | MDV ¦ MDV | CS11M-09HRFN1-MX0W(A) ¦ MTIU-09HWFN1-M |  |  | 18000 | 19000 | 20 | 12.25 | 10 | 2 | 77 | 68 | 207641240
MDV | M2OA-18HFN1-M* | MDV | *** | *** | *** | 18000 | 19000 | 19 | 12 | 9.8 | 2 | 78 | 70 | 207641239
MDV | M5OG-42HFN1-M-[X] | MDV | *** | *** | *** | 43000 | 43000 | 18.7 | 11.7 | 9.6 | 2 | 105 | 99 | 207617659
Convectair | 8522-C48-O | Convectair | *** | *** | *** | 47000 | 49000 | 20.9 | 11.7 | 8.9 | 2 | 73 | 87 | 207590853
FRANKLIN | MST183E23MHAA | FRANKLIN ¦ FRANKLIN | MST093E21ADAA ¦ MSH093E23AXAA |  |  | 19000 | 20000 | 20.5 | 12.25 | 9.55 | 1.88 | 78 | 97 | 206764070
FRANKLIN | MST183E23MHAA | FRANKLIN | *** | *** | *** | 19000 | 20000 | 19 | 12 | 9.3 | 1.85 | 80 | 95 | 206764069
MDV | M3OJ-27HFN1-M | MDV | *** | *** | *** | 28000 | 28000 | 21 | 11.7 | 9.2 | 2 | 79 | 67 | 206714981
MDV | M2OI-18HFN1-M | MDV | *** | *** | *** | 19000 | 20000 | 19 | 12 | 9.3 | 1.85 | 80 | 95 | 206714974
NOVAIR | LEA28MZ-3P-35SK-O | NOVAIR ¦ NOVAIR | 09EVONVI ¦ MTIU-09HWFN1-M |  |  | 28000 | 28000 | 21.3 | 11.75 | 9.65 | 1.8 | 94 | 89 | 209416883
ECO AIR | M5OA-55HFN1-M-[X] | ECO AIR | *** | *** | *** | 55000 | 55000 | 18.8 | 10.5 | 9.3 | 1.9 | 64 | 84 | 209319651
ECO AIR | M5OG-48HFN1-M-[X] | ECO AIR ¦ ECO AIR | MSEPB-09HRFN1-MY5W(GA) ¦ MTIU-09HWFN1-M |  |  | 47500 | 49000 | 21.35 | 11.7 | 9.35 | 2 | 73 | 89 | 209319649
ECO AIR | M5OG-48HFN1-M-[X] | ECO AIR | *** | *** | *** | 47000 | 49000 | 20.9 | 11.7 | 8.9 | 2 | 73 | 87 | 209319648
ApooDr | AM3OJ-27HFN1 | ApooDr ¦ ApooDr | AGN24-09H220V1A ¦ MTIU-09HWFN1-M |  |  | 27400 | 28000 | 22.25 | 11.95 | 9.2 | 2 | 75 | 67 | 209157100
MDV | M3OH-27HFN1-MQ1 | MDV | *** | *** | *** | 28000 | 28000 | 19.5 | 11 | 9.1 | 1.8 | 75 | 64 | 208954549
NAKS | NAKS-MULTI AC-48K-208-230 | NAKS ¦ NAKS | MSAG11B-09HRFN1-MX7W(GA) ¦ MTIU-09HWFN1-M |  |  | 48000 | 49000 | 20.8 | 10.9 | 9.6 | 1.75 | 73 | 67 | 208674978
NAKS | NAKS-MULTI AC-27K-208-230 | NAKS | *** | *** | *** | 28000 | 28000 | 21 | 11.7 | 9.2 | 2 | 79 | 67 | 208674973
AIC TECHNOLOGIES | NAKS-MULTI AC-27K-208-230 | AIC TECHNOLOGIES ¦ AIC TECHNOLOGIES | MSAG11B-09HRFN1-MX7W(GA) ¦ MTIU-09HWFN1-M |  |  | 27400 | 28000 | 22.25 | 11.95 | 9.2 | 2 | 75 | 67 | 208674958
BLUERIDGE | BMM55HHC | BLUERIDGE | *** | *** | *** | 55000 | 55000 | 18.8 | 10.5 | 9.3 | 1.9 | 64 | 84 | 208650623
BLUERIDGE | BMM55C | BLUERIDGE ¦ BLUERIDGE | BM09M22WM ¦ MTIU-09HWFN1-M |  |  | 55000 | 55000 | 19.6 | 10.5 | 9.1 | 1.75 | 65 | 60 | 208650621
MRCOOL | MULTI2-18HP230B | MRCOOL ¦ MRCOOL | DUCT-09HP-230 ¦ O-09-HP-WMAH-230A |  |  | 18000 | 19000 | 20.95 | 12.95 | 10.15 | 2 | 76 | 68 | 208552832
TRUST AIR CONDITIONERS | M5H48H/O4S4P | TRUST AIR CONDITIONERS | *** | *** | *** | 47000 | 49000 | 20.9 | 11.7 | 8.9 | 2 | 73 | 87 | 208284495
TRUST AIR CONDITIONERS | M2S18H/O4S4P | TRUST AIR CONDITIONERS | *** | *** | *** | 18000 | 19000 | 19 | 12 | 9.8 | 2 | 78 | 70 | 208284474
MDV | M5OA-55HFN1-M(2) | MDV ¦ MDV | CS11M-09HRFN1-MX0W(A) ¦ MTIU-09HWFN1-M |  |  | 55000 | 55000 | 20.15 | 10.5 | 8.85 | 1.75 | 63 | 60 | 208132554
MDV | M5OA-55HFN1-M-[X](2) | MDV ¦ MDV | CS11M-09HRFN1-MX0W(A) ¦ MTIU-09HWFN1-M |  |  | 55000 | 55000 | 20.4 | 10.5 | 9.4 | 1.9 | 63 | 84 | 208132552
SEA BREEZE+ | HMZ36H424ZMO | SEA BREEZE+ ¦ SEA BREEZE+ | WM9H424ZMI ¦ D9H424ZMI |  |  | 36000 | 37000 | 19.5 | 12.1 | 9.85 | 1.8 | 95 | 93 | 208128299
PIONEER | YN020GMFI22M2E | PIONEER ¦ PIONEER | MSAG11B-09HRFN1-MX7W(GA) ¦ MTIU-09HWFN1-M |  |  | 18000 | 19000 | 20 | 12.25 | 10 | 2 | 77 | 68 | 208121963
EMI | MHMZ548DA | EMI | *** | *** | *** | 47000 | 49000 | 20.9 | 11.7 | 8.9 | 2 | 73 | 87 | 208121942
EMI | MHMZ327DA | EMI ¦ EMI | MHWAL09DA ¦ DHWAL09DA |  |  | 28000 | 28000 | 21.5 | 12.1 | 10.05 | 1.8 | 96 | 89 | 208121937
Alsetria | M5OG-48HFN1-M | Alsetria ¦ Alsetria | MSEPB-09HRFN1-MY5W(GA) ¦ MTIU-09HWFN1-M |  |  | 48000 | 49000 | 21.95 | 11.65 | 9.2 | 1.75 | 71 | 67 | 208121916
Alsetria | M3OJ-27HFN1-M | Alsetria ¦ Alsetria | MSEPB-09HRFN1-MY5W(GA) ¦ MTIU-09HWFN1-M |  |  | 28000 | 28000 | 22.8 | 12.2 | 9.35 | 2 | 76 | 67 | 208121910
ECO-AIR | M5OG-48HFN1-M | ECO-AIR ¦ ECO-AIR | MSEPB-09HRFN1-MY5W(GA) ¦ MTIU-09HWFN1-M |  |  | 48000 | 49000 | 21.95 | 11.65 | 9.2 | 1.75 | 71 | 67 | 208121879
Airlux | AM2M18O/2022 | Airlux ¦ Airlux | AMM09I ¦ AMD09I |  |  | 18000 | 19000 | 20 | 12.25 | 10 | 2 | 77 | 68 | 208119674
DUCANE | 4DHP2S30M-1P | DUCANE | *** | *** | *** | 28000 | 28000 | 20.7 | 11.7 | 9.2 | 2 | 79 | 67 | 208106849
DUCANE | 4DHP2S24M-1P | DUCANE ¦ DUCANE | DWM109S4-2P ¦ DMD209S4-1P |  |  | 24000 | 24400 | 22.95 | 12.95 | 9.85 | 1.9 | 86 | 75 | 208106847
CONCORD | 4DHP2S30M-1P | CONCORD ¦ CONCORD | DWM109S4-2P ¦ DMD209S4-1P |  |  | 28000 | 28000 | 22.65 | 12.2 | 9.25 | 2 | 76 | 67 | 208106835
Armstrong Air | 4DHP2S48M-1P | Armstrong Air ¦ Armstrong Air | DWM109S4-2P ¦ DMD209S4-1P |  |  | 47500 | 49000 | 21.35 | 11.7 | 9.35 | 2 | 73 | 89 | 208106826
Armstrong Air | 4DHP2S48M-1P | Armstrong Air | *** | *** | *** | 47000 | 49000 | 20.9 | 11.7 | 8.9 | 2 | 73 | 87 | 208106825
AirEase | 4DHP2S30M-1P | AirEase | *** | *** | *** | 28000 | 28000 | 20.7 | 11.7 | 9.2 | 2 | 79 | 67 | 208106804
AirEase | 4DHP2S24M-1P | AirEase ¦ AirEase | DWM109S4-2P ¦ DMD209S4-1P |  |  | 24000 | 24400 | 22.95 | 12.95 | 9.85 | 1.9 | 86 | 75 | 208106802
Allied | 4DHP2S30M-1P | Allied ¦ Allied | DWM109S4-2P ¦ DMD209S4-1P |  |  | 28000 | 28000 | 22.65 | 12.2 | 9.25 | 2 | 76 | 67 | 208106790
YONAN | YSMO-27HFN1 | YONAN | *** | *** | *** | 28000 | 28000 | 21 | 11.7 | 9.2 | 2 | 79 | 67 | 212615073
TK'S | T3C-30HFN1* | TK'S ¦ TK'S | TWM-09HRFN1 ¦ MTIU-09HWFN1-M |  |  | 27400 | 28000 | 22.25 | 11.95 | 9.2 | 2 | 75 | 67 | 212528011
TK'S | T3C-30HFN1* | TK'S | *** | *** | *** | 28000 | 28000 | 21 | 11.7 | 9.2 | 2 | 79 | 67 | 212528010
NOVAIR | LEA36MZ-4P-35SK-O | NOVAIR ¦ NOVAIR | 09EVONVI ¦ MTIU-09HWFN1-M |  |  | 36000 | 37000 | 19.5 | 12.1 | 9.85 | 1.8 | 95 | 93 | 211133301
DIYCOOL | ES-55Z-M5B | DIYCOOL ¦ DIYCOOL | ACIQ-09W-HH-MB ¦ ACIQ-09CD-HH-MB |  |  | 55000 | 55000 | 20.15 | 10.5 | 8.85 | 1.75 | 63 | 60 | 210857415
DIYCOOL | ACIQ-55Z-HH-M5B | DIYCOOL | *** | *** | *** | 55000 | 55000 | 18.8 | 10.5 | 9.3 | 1.9 | 64 | 84 | 210857399
ACIQ | ES-48Z-M5B | ACIQ ¦ ACIQ | ACIQ-09W-HH-MB ¦ ACIQ-09CD-HH-MB |  |  | 48000 | 49000 | 21.95 | 11.65 | 9.2 | 1.75 | 71 | 67 | 210857394
ACIQ | ES-18Z-M2B | ACIQ ¦ ACIQ | ACIQ-09W-HH-MB ¦ ACIQ-09CD-HH-MB |  |  | 18000 | 19000 | 20.95 | 12.95 | 10.15 | 2 | 76 | 68 | 210857385
ACIQ | ES-18Z-M2B | ACIQ | *** | *** | *** | 18000 | 19000 | 19 | 12 | 9.8 | 2 | 78 | 70 | 210857384
1HVAC | ACIQ-55Z-HH-M5B | 1HVAC ¦ 1HVAC | ACIQ-09W-HH-MB ¦ ACIQ-09CD-HH-MB |  |  | 55000 | 55000 | 20.4 | 10.5 | 9.4 | 1.9 | 63 | 84 | 210857364
Cooper&Hunter | CH-HPR55M-230VO | Cooper&Hunter ¦ Cooper&Hunter | CH-09DKT230VI ¦ CH-D09MSPHWM-230VI |  |  | 55000 | 55000 | 20.4 | 10.5 | 9.4 | 1.9 | 63 | 84 | 210799646
Cooper&Hunter | CH-HPR55M-230VO | Cooper&Hunter | *** | *** | *** | 55000 | 55000 | 18.8 | 10.5 | 9.3 | 1.9 | 64 | 84 | 210799645
Cooper&Hunter | CH-55MES-230VO | Cooper&Hunter ¦ Cooper&Hunter | CH-09DKT230VI ¦ CH-D09MSPHWM-230VI |  |  | 55000 | 55000 | 20.15 | 10.5 | 8.85 | 1.75 | 63 | 60 | 210799643
Cooper&Hunter | CH-HPR28M-230VO | Cooper&Hunter ¦ Cooper&Hunter | CH-09DKT230VI ¦ CH-D09MSPHWM-230VI |  |  | 28000 | 28000 | 21.5 | 12.1 | 10.05 | 1.8 | 96 | 89 | 210799633
Cooper&Hunter | CH-HPR19M-230VO | Cooper&Hunter ¦ Cooper&Hunter | CH-09DKT230VI ¦ CH-D09MSPHWM-230VI |  |  | 19000 | 20000 | 20.5 | 12.25 | 9.55 | 1.88 | 78 | 97 | 210799630
Relief Sciences | LANG24OD25-2 | Relief Sciences | *** | *** | *** | 18000 | 19000 | 19 | 12 | 9.8 | 2 | 78 | 70 | 210655376
MDV | M5OG-48HFN1-M-L | MDV ¦ MDV | CS11M-09HRFN1-MX0W(A) ¦ MTIU-09HWFN1-M |  |  | 48000 | 49000 | 21.9 | 11.55 | 9.2 | 1.75 | 71 | 67 | 210644065
Conforto | MHMZ548DA | Conforto | *** | *** | *** | 47000 | 49000 | 20.9 | 11.7 | 8.9 | 2 | 73 | 87 | 210605820
Conforto | MHMZ218DA | Conforto | *** | *** | *** | 19000 | 20000 | 19 | 12 | 9.3 | 1.85 | 80 | 95 | 210605811
ECO AC | EMH-2O18BBH | ECO AC ¦ ECO AC | MSAG11B-09HRFN1-MX7W(GA) ¦ EHH-D09BA |  |  | 19000 | 20000 | 19.75 | 12.25 | 9.15 | 1.83 | 74 | 93 | 210586153
Durastar | DRA5H48M1A | Durastar | *** | *** | *** | 47000 | 49000 | 20.9 | 11.7 | 8.9 | 2 | 73 | 87 | 210568221
Durastar | DRA3H28M1A | Durastar | *** | *** | *** | 28000 | 28000 | 20 | 11.7 | 9.5 | 1.8 | 96 | 89 | 210568215
Durastar | DRA2H18M1A | Durastar | *** | *** | *** | 19000 | 20000 | 19 | 12 | 9.3 | 1.85 | 80 | 95 | 210568212
AIRDACH | AMSH2700VM1-D | AIRDACH | *** | *** | *** | 28000 | 28000 | 21 | 11.7 | 9.2 | 2 | 79 | 67 | 210474675
AC PRO.COM | A5OA-55HFN1-M | AC PRO.COM ¦ AC PRO.COM | ASEPB-09HRFN1-MY5W(GA) ¦ ATIU-09HWFN1-M |  |  | 55000 | 55000 | 19.6 | 10.5 | 9.1 | 1.75 | 65 | 60 | 210343322
CTMorley | MOU-5A48H-2 | CTMorley ¦ CTMorley | MIU-A09D-2 ¦ MIU-A09W-2 |  |  | 47500 | 49000 | 21.05 | 11.35 | 9.45 | 2 | 76 | 89 | 210288151
CTMorley | MOU-3A27H-2 | CTMorley ¦ CTMorley | MIU-A09D-2 ¦ MIU-A09W-2 |  |  | 28000 | 28000 | 21.3 | 11.75 | 9.65 | 1.8 | 94 | 89 | 210288145
CTMorley | MOU-2A18G-2 | CTMorley | *** | *** | *** | 18000 | 19000 | 19 | 12 | 9.8 | 2 | 78 | 70 | 210288129
MRCOOL | DIY-MULTI4-36HP230C | MRCOOL ¦ MRCOOL | DUCT-09HP-230 ¦ O-09-HP-WMAH-230A |  |  | 36000 | 36400 | 19.75 | 10.5 | 8.9 | 1.84 | 67 | 66 | 210265865
CTMorley | MOU-5A55G-2 | CTMorley ¦ CTMorley | MIU-A09D-2 ¦ MIU-A09W-2 |  |  | 55000 | 55000 | 19.6 | 10.5 | 9.1 | 1.75 | 65 | 60 | 209864938
KLIMAIRE | KMIR545-H219-2 | KLIMAIRE ¦ KLIMAIRE | KSIH009-H225-IW-2 ¦ KDIP09-H2 |  |  | 48000 | 49000 | 20.8 | 10.9 | 9.6 | 1.75 | 73 | 67 | 209862198
KLIMAIRE | KMIR218-H221-2 | KLIMAIRE | *** | *** | *** | 18000 | 19000 | 19 | 12 | 9.8 | 2 | 78 | 70 | 209862182
TGM | MMRSHT27AS3 | TGM | *** | *** | *** | 28000 | 28000 | 21 | 11.7 | 9.2 | 2 | 79 | 67 | 209843049
CLASSIC | MMRSHC27AS3 | CLASSIC ¦ CLASSIC | MSAG11B-09HRFN1-MX7W(GA) ¦ MTIU-09HWFN1-M |  |  | 27400 | 28000 | 22.25 | 11.95 | 9.2 | 2 | 75 | 67 | 209843038
THERMOCORE SYSTEMS | T425D-H248-C | THERMOCORE SYSTEMS ¦ THERMOCORE SYSTEMS | T3-OS209-EW ¦ MTIU-09HWFN1-M |  |  | 48000 | 49000 | 21.95 | 11.65 | 9.2 | 1.75 | 71 | 67 | 209549034
NOVAIR | LEA20MZ-2P-35SK-O | NOVAIR ¦ NOVAIR | 09EVONVI ¦ MTIU-09HWFN1-M |  |  | 19000 | 20000 | 19.75 | 12.25 | 9.15 | 1.83 | 74 | 93 | 209416886
ECO AIR | M3OI-28HFN1-M | ECO AIR | *** | *** | *** | 28000 | 28000 | 20 | 11.7 | 9.5 | 1.8 | 96 | 89 | 209319642
ECO AIR | M2OI-18HFN1-M | ECO AIR | *** | *** | *** | 19000 | 20000 | 19 | 12 | 9.3 | 1.85 | 80 | 95 | 209319639
ECO AIR | M5OA-55HFN1-M | ECO AIR ¦ ECO AIR | MSEPB-09HRFN1-MY5W(GA) ¦ MTIU-09HWFN1-M |  |  | 55000 | 55000 | 20.15 | 10.5 | 8.85 | 1.75 | 63 | 60 | 209319637
ApooDr | AM5OG-48HFN1 | ApooDr ¦ ApooDr | AGN24-09H220V1A ¦ MTIU-09HWFN1-M |  |  | 48000 | 49000 | 20.8 | 10.9 | 9.6 | 1.75 | 73 | 67 | 209157106
ApooDr | AM3OJ-27HFN1 | ApooDr | *** | *** | *** | 28000 | 28000 | 21 | 11.7 | 9.2 | 2 | 79 | 67 | 209157099
ApooDr | AM2OA-18HFN1 | ApooDr ¦ ApooDr | AGN24-09H220V1A ¦ MTIU-09HWFN1-M |  |  | 18000 | 19000 | 20 | 12.25 | 10 | 2 | 77 | 68 | 209157097
ApooDr | AM2OA-18HFN1 | ApooDr | *** | *** | *** | 18000 | 19000 | 19 | 12 | 9.8 | 2 | 78 | 70 | 209157096
MRCOOL | DIY-MULTI3-27HP230C | MRCOOL | *** | *** | *** | 28000 | 28000 | 19.5 | 11 | 9.1 | 1.8 | 75 | 64 | 208959770
MDV | M4OH-36HFN1-MQ1 | MDV | *** | *** | *** | 36000 | 37000 | 18 | 10.5 | 9 | 2 | 62 | 65 | 208954547
SEA BREEZE+ | HMZ48H424ZMO | SEA BREEZE+ | *** | *** | *** | 55000 | 55000 | 18.8 | 10.5 | 9.3 | 1.9 | 64 | 84 | 208816899
SEA BREEZE+ | HMZ18H424ZMO | SEA BREEZE+ ¦ SEA BREEZE+ | WM9H424ZMI ¦ D9H424ZMI |  |  | 19000 | 20000 | 19.75 | 12.25 | 9.15 | 1.83 | 74 | 93 | 208816894
NAKS | NAKS-MULTI AC-18K-208-230 | NAKS | *** | *** | *** | 18000 | 19000 | 19 | 12 | 9.8 | 2 | 78 | 70 | 208674971
AIC TECHNOLOGIES | NAKS-MULTI AC-18K-208-230 | AIC TECHNOLOGIES | *** | *** | *** | 18000 | 19000 | 19 | 12 | 9.8 | 2 | 78 | 70 | 208674955
MRCOOL | MULTI5-48HP230B | MRCOOL ¦ MRCOOL | DUCT-09HP-230 ¦ O-09-HP-WMAH-230A |  |  | 48000 | 49000 | 21.95 | 11.65 | 9.2 | 1.75 | 71 | 67 | 208552967
MRCOOL | MULTI3-27HP230B | MRCOOL ¦ MRCOOL | DUCT-09HP-230 ¦ O-09-HP-WMAH-230A |  |  | 28000 | 28000 | 22.8 | 12.2 | 9.35 | 2 | 76 | 67 | 208552955
C&H | CH-HPR55M-230VO | C&H | *** | *** | *** | 55000 | 55000 | 18.8 | 10.5 | 9.3 | 1.9 | 64 | 84 | 208497429
C&H | CH-55MES-230VO | C&H ¦ C&H | CH-09DKT230VI ¦ CH-D09MSPHWM-230VI |  |  | 55000 | 55000 | 20.15 | 10.5 | 8.85 | 1.75 | 63 | 60 | 208497427
TRUST AIR CONDITIONERS | M4H36H/O4S4P | TRUST AIR CONDITIONERS ¦ TRUST AIR CONDITIONERS | IUMDL09H/I43P ¦ IS09H/I4S41P |  |  | 36000 | 37000 | 20.6 | 12.65 | 10.15 | 1.8 | 92 | 93 | 208284493
TRUST AIR CONDITIONERS | M3H27H/O4S4P | TRUST AIR CONDITIONERS ¦ TRUST AIR CONDITIONERS | IUMDL09H/I43P ¦ IS09H/I4S41P |  |  | 28000 | 28000 | 21.5 | 12.1 | 10.05 | 1.8 | 96 | 89 | 208284490
TRUST AIR CONDITIONERS | M3H27H/O4S4P | TRUST AIR CONDITIONERS | *** | *** | *** | 28000 | 28000 | 20 | 11.7 | 9.5 | 1.8 | 96 | 89 | 208284489
TRUST AIR CONDITIONERS | M5S48H/O4S4P | TRUST AIR CONDITIONERS ¦ TRUST AIR CONDITIONERS | IUMDL09H/I43P ¦ IS09H/I4S41P |  |  | 48000 | 49000 | 21.95 | 11.65 | 9.2 | 1.75 | 71 | 67 | 208284484
MDV | M5OF-48HFN1-MQ1(2) | MDV ¦ MDV | CS11M-09HRFN1-MX0W(A) ¦ MTIU-09HWFN1-M |  |  | 48500 | 48500 | 20.05 | 11.1 | 9.5 | 1.78 | 73 | 64 | 208132556
MDV | M5OA-55HFN1-M*(2) | MDV ¦ MDV | CS11M-09HRFN1-MX0W(A) ¦ MTIU-09HWFN1-M |  |  | 55000 | 55000 | 19.6 | 10.5 | 9.1 | 1.75 | 65 | 60 | 208132555
MDV | M5OF-48HFN1-MQ1(2) | MDV | *** | *** | *** | 49000 | 49000 | 19.6 | 11.2 | 9.8 | 1.75 | 71 | 65 | 208132549
MDV | M5OA-55HFN1-M-[X](2) | MDV | *** | *** | *** | 55000 | 55000 | 18.8 | 10.5 | 9.3 | 1.9 | 64 | 84 | 208132542
SEA BREEZE+ | HMZ28H424ZMO | SEA BREEZE+ ¦ SEA BREEZE+ | WM9H424ZMI ¦ D9H424ZMI |  |  | 28000 | 28000 | 21.3 | 11.75 | 9.65 | 1.8 | 94 | 89 | 208128296
SEA BREEZE+ | HMZ28H424ZMO | SEA BREEZE+ | *** | *** | *** | 28000 | 28000 | 20 | 11.7 | 9.5 | 1.8 | 96 | 89 | 208128295
MIDEA | 38MGRBQ48EA3 | MIDEA ¦ MIDEA | DHMSHAQ09XA3 ¦ 40MBDQ09---3 |  |  | 48000 | 49000 | 21.95 | 11.65 | 9.2 | 1.75 | 71 | 67 | 207642980
MIDEA | 38MGHBQ36DA3 | MIDEA ¦ MIDEA | DHMSHAQ09XA3 ¦ 40MBDQ09---3 |  |  | 36000 | 37000 | 20.6 | 12.65 | 10.15 | 1.8 | 92 | 93 | 207642977
MIDEA | 38MGHBQ48EA3 | MIDEA ¦ MIDEA | DHMSHAQ09XA3 ¦ 40MBDQ09---3 |  |  | 47500 | 49000 | 21.35 | 11.7 | 9.35 | 2 | 73 | 89 | 207642974
MIDEA | 38MGHBQ24CA3 | MIDEA ¦ MIDEA | DHMSHAQ09XA3 ¦ 40MBDQ09---3 |  |  | 24000 | 24400 | 22.95 | 12.95 | 9.85 | 1.9 | 86 | 75 | 207642965
MIDEA | 38MGHBQ24CA3 | MIDEA | *** | *** | *** | 24000 | 24000 | 21.3 | 12.5 | 9.7 | 1.9 | 90 | 75 | 207642964
Weathermaker | 38MGHBQ24CA3 | Weathermaker ¦ Weathermaker | DHMSHAQ09XA3 ¦ 40MBDQ09---3 |  |  | 24000 | 24400 | 22.95 | 12.95 | 9.85 | 1.9 | 86 | 75 | 207642944
PAYNE | 38MGHBQ48EA3 | PAYNE ¦ PAYNE | DHMSHAQ09XA3 ¦ 40MBDQ09---3 |  |  | 47500 | 49000 | 21.35 | 11.7 | 9.35 | 2 | 73 | 89 | 207642932
PAYNE | 38MGHBQ24CA3 | PAYNE ¦ PAYNE | DHMSHAQ09XA3 ¦ 40MBDQ09---3 |  |  | 24000 | 24400 | 22.95 | 12.95 | 9.85 | 1.9 | 86 | 75 | 207642923
BRYANT | 38MGHBQ36DA3 | BRYANT ¦ BRYANT | DHMSHAQ09XA3 ¦ 40MBDQ09---3 |  |  | 36000 | 37000 | 20.6 | 12.65 | 10.15 | 1.8 | 92 | 93 | 207642914
BRYANT | 38MGHBQ48EA3 | BRYANT ¦ BRYANT | DHMSHAQ09XA3 ¦ 40MBDQ09---3 |  |  | 47500 | 49000 | 21.35 | 11.7 | 9.35 | 2 | 73 | 89 | 207642911
CARRIER | 38MGRBQ18BA3 | CARRIER ¦ CARRIER | DHMSHAQ09XA3 ¦ 40MBDQ09---3 |  |  | 18000 | 19000 | 20.95 | 12.95 | 10.15 | 2 | 76 | 68 | 207642878
SENVILLE | SENA/30HF/MOQ | SENVILLE ¦ SENVILLE | SENA/09HF/ID ¦ SENA/09HF/IQ |  |  | 28000 | 28000 | 22.8 | 12.2 | 9.35 | 2 | 76 | 67 | 207641334
SENVILLE | SENA/18HF/MOQ | SENVILLE ¦ SENVILLE | SENA/09HF/ID ¦ SENA/09HF/IQ |  |  | 18000 | 19000 | 20.95 | 12.95 | 10.15 | 2 | 76 | 68 | 207641331
LBG Products | LMUHB48DO | LBG Products ¦ LBG Products | LBHB09DUI ¦ LMHB09DFI |  |  | 47500 | 49000 | 21.05 | 11.35 | 9.45 | 2 | 76 | 89 | 207641327
LBG Products | LMUHB36DO | LBG Products ¦ LBG Products | LBHB09DUI ¦ LMHB09DFI |  |  | 36000 | 37000 | 19.5 | 12.1 | 9.85 | 1.8 | 95 | 93 | 207641324
LBG Products | LMUHB27DO | LBG Products | *** | *** | *** | 28000 | 28000 | 20 | 11.7 | 9.5 | 1.8 | 96 | 89 | 207641319
LBG Products | LMUHB18DO | LBG Products | *** | *** | *** | 19000 | 20000 | 19 | 12 | 9.3 | 1.85 | 80 | 95 | 207641317
LBG Products | LMHB48DO | LBG Products ¦ LBG Products | LBHB09DUI ¦ LMHB09DFI |  |  | 48000 | 49000 | 20.8 | 10.9 | 9.6 | 1.75 | 73 | 67 | 207641315
BLUERIDGE | BMM27HHC | BLUERIDGE ¦ BLUERIDGE | BM09M22WM ¦ MTIU-09HWFN1-M |  |  | 28000 | 28000 | 21.3 | 11.75 | 9.65 | 1.8 | 94 | 89 | 207641296
BLUERIDGE | BMM27HHC | BLUERIDGE | *** | *** | *** | 28000 | 28000 | 20 | 11.7 | 9.5 | 1.8 | 96 | 89 | 207641294
BLUERIDGE | BMM18HHC | BLUERIDGE | *** | *** | *** | 19000 | 20000 | 19 | 12 | 9.3 | 1.85 | 80 | 95 | 207641292
BLUERIDGE | BMM48C | BLUERIDGE ¦ BLUERIDGE | BM09M22WM ¦ MTIU-09HWFN1-M |  |  | 48000 | 49000 | 20.8 | 10.9 | 9.6 | 1.75 | 73 | 67 | 207641290
BLUERIDGE | BMM18C | BLUERIDGE ¦ BLUERIDGE | BM09M22WM ¦ MTIU-09HWFN1-M |  |  | 18000 | 19000 | 20 | 12.25 | 10 | 2 | 77 | 68 | 207641281
MDV | M3OI-28HFN1-M* | MDV ¦ MDV | CS11M-09HRFN1-MX0W(A) ¦ MTIU-09HWFN1-M |  |  | 28000 | 28000 | 21.3 | 11.75 | 9.65 | 1.8 | 94 | 89 | 207641259
MDV | M2OI-18HFN1-M* | MDV ¦ MDV | CS11M-09HRFN1-MX0W(A) ¦ MTIU-09HWFN1-M |  |  | 19000 | 20000 | 19.75 | 12.25 | 9.15 | 1.83 | 74 | 93 | 207641257
MDV | M2OI-18HFN1-M* | MDV | *** | *** | *** | 19000 | 20000 | 19 | 12 | 9.3 | 1.85 | 80 | 95 | 207641256
MDV | M3OJ-27HFN1-M* | MDV | *** | *** | *** | 28000 | 28000 | 21 | 11.7 | 9.2 | 2 | 79 | 67 | 207641243
MDV | M3OI-24HFN1-M | MDV | *** | *** | *** | 24000 | 24000 | 19.4 | 12 | 9.9 | 1.8 | 100 | 100 | 207617656
Convectair | 8322-C27-O | Convectair | *** | *** | *** | 28000 | 28000 | 20 | 11.7 | 9.5 | 1.8 | 96 | 89 | 207590850
MDV | M3OJ-27HFN1-M | MDV ¦ MDV | CS11M-09HRFN1-MX0W(A) ¦ MTIU-09HWFN1-M |  |  | 28000 | 28000 | 22.8 | 12.2 | 9.35 | 2 | 76 | 67 | 206716989
MDV | M5OG-48HFN1-M-[X]-20 | MDV | *** | *** | *** | 47000 | 49000 | 20.9 | 11.7 | 8.9 | 2 | 73 | 87 | 206714985
SEA BREEZE+ | MZ18H424ZMO | SEA BREEZE+ ¦ SEA BREEZE+ | WM9H424ZMI ¦ D9H424ZMI |  |  | 18000 | 19000 | 20 | 12.25 | 10 | 2 | 77 | 68 | 208128284
PIONEER | YN030GMFI22M3E | PIONEER ¦ PIONEER | MSAG11B-09HRFN1-MX7W(GA) ¦ MTIU-09HWFN1-M |  |  | 27400 | 28000 | 22.25 | 11.95 | 9.2 | 2 | 75 | 67 | 208121966
PIONEER | YN030GMFI22M3E | PIONEER | *** | *** | *** | 28000 | 28000 | 21 | 11.7 | 9.2 | 2 | 79 | 67 | 208121965
EMI | MHMZ327DA | EMI | *** | *** | *** | 28000 | 28000 | 20 | 11.7 | 9.5 | 1.8 | 96 | 89 | 208121936
Alsetria | M3OJ-27HFN1-M | Alsetria | *** | *** | *** | 28000 | 28000 | 21 | 11.7 | 9.2 | 2 | 79 | 67 | 208121909
Alsetria | M2OA-18HFN1-M | Alsetria ¦ Alsetria | MSEPB-09HRFN1-MY5W(GA) ¦ MTIU-09HWFN1-M |  |  | 18000 | 19000 | 20.95 | 12.95 | 10.15 | 2 | 76 | 68 | 208121907
ECO-AIR | M3OJ-27HFN1-M | ECO-AIR ¦ ECO-AIR | MSEPB-09HRFN1-MY5W(GA) ¦ MTIU-09HWFN1-M |  |  | 28000 | 28000 | 22.8 | 12.2 | 9.35 | 2 | 76 | 67 | 208121873
Airlux | AM3M27O/2022 | Airlux ¦ Airlux | AMM09I ¦ AMD09I |  |  | 27400 | 28000 | 22.25 | 11.95 | 9.2 | 2 | 75 | 67 | 208119677
DUCANE | 4DHP2S48M-1P | DUCANE ¦ DUCANE | DWM109S4-2P ¦ DMD209S4-1P |  |  | 47500 | 49000 | 21.35 | 11.7 | 9.35 | 2 | 73 | 89 | 208106856
DUCANE | 4DHP2S48M-1P | DUCANE | *** | *** | *** | 47000 | 49000 | 20.9 | 11.7 | 8.9 | 2 | 73 | 87 | 208106855
DUCANE | 4DHP2S18M-1P | DUCANE ¦ DUCANE | DWM109S4-2P ¦ DMD209S4-1P |  |  | 18000 | 19000 | 20.95 | 12.95 | 10.15 | 2 | 76 | 68 | 208106844
CONCORD | 4DHP2S30M-1P | CONCORD | *** | *** | *** | 28000 | 28000 | 20.7 | 11.7 | 9.2 | 2 | 79 | 67 | 208106834
CONCORD | 4DHP2S24M-1P | CONCORD ¦ CONCORD | DWM109S4-2P ¦ DMD209S4-1P |  |  | 24000 | 24400 | 22.95 | 12.95 | 9.85 | 1.9 | 86 | 75 | 208106832
Armstrong Air | 4DHP2S24M-1P | Armstrong Air | *** | *** | *** | 24000 | 24000 | 21.3 | 12.5 | 9.7 | 1.9 | 90 | 75 | 208106816
Armstrong Air | 4DHP2S18M-1P | Armstrong Air | *** | *** | *** | 18000 | 19000 | 19 | 12 | 9.8 | 2 | 78 | 70 | 208106813
AirEase | 4DHP2S48M-1P | AirEase ¦ AirEase | DWM109S4-2P ¦ DMD209S4-1P |  |  | 47500 | 49000 | 21.35 | 11.7 | 9.35 | 2 | 73 | 89 | 208106811
AirEase | 4DHP2S48M-1P | AirEase | *** | *** | *** | 47000 | 49000 | 20.9 | 11.7 | 8.9 | 2 | 73 | 87 | 208106810
AirEase | 4DHP2S24M-1P | AirEase | *** | *** | *** | 24000 | 24000 | 21.3 | 12.5 | 9.7 | 1.9 | 90 | 75 | 208106801
AirEase | 4DHP2S18M-1P | AirEase ¦ AirEase | DWM109S4-2P ¦ DMD209S4-1P |  |  | 18000 | 19000 | 20.95 | 12.95 | 10.15 | 2 | 76 | 68 | 208106799
Allied | 4DHP2S30M-1P | Allied | *** | *** | *** | 28000 | 28000 | 20.7 | 11.7 | 9.2 | 2 | 79 | 67 | 208106789
Allied | 4DHP2S24M-1P | Allied ¦ Allied | DWM109S4-2P ¦ DMD209S4-1P |  |  | 24000 | 24400 | 22.95 | 12.95 | 9.85 | 1.9 | 86 | 75 | 208106787
Breeze33 | BZ33-HYP485Z2-G2-P | Breeze33 | *** | *** | *** | 47000 | 49000 | 20.9 | 11.7 | 8.9 | 2 | 73 | 87 | 207862108
Breeze33 | BZ33-HYP182Z2-G2-P | Breeze33 ¦ Breeze33 | BZ33-DIDU9 ¦ BZ33-HYP09WALL2 |  |  | 19000 | 20000 | 20.5 | 12.25 | 9.55 | 1.88 | 78 | 97 | 207862100
Breeze33 | BZ33-HYP182Z2-G2-P | Breeze33 | *** | *** | *** | 19000 | 20000 | 19 | 12 | 9.3 | 1.85 | 80 | 95 | 207862099
Breeze33 | BZ33-HP182Z2-G2-P | Breeze33 | *** | *** | *** | 18000 | 19000 | 19 | 12 | 9.8 | 2 | 78 | 70 | 207862087
MIRAGE | OVMH271B | MIRAGE ¦ MIRAGE | IVMH091A ¦ DVMH091A |  |  | 27400 | 28000 | 22.25 | 11.95 | 9.2 | 2 | 75 | 67 | 207862056
DIYCOOL | ACIQ-48Z-HH-M5B | DIYCOOL ¦ DIYCOOL | ACIQ-09W-HH-MB ¦ ACIQ-09CD-HH-MB |  |  | 47500 | 49000 | 21.35 | 11.7 | 9.35 | 2 | 73 | 89 | 207825599
ACIQ | ACIQ-48Z-HH-M5B | ACIQ ¦ ACIQ | ACIQ-09W-HH-MB ¦ ACIQ-09CD-HH-MB |  |  | 47500 | 49000 | 21.35 | 11.7 | 9.35 | 2 | 73 | 89 | 207825587
1HVAC | ACIQ-48Z-HH-M5B | 1HVAC ¦ 1HVAC | ACIQ-09W-HH-MB ¦ ACIQ-09CD-HH-MB |  |  | 47500 | 49000 | 21.35 | 11.7 | 9.35 | 2 | 73 | 89 | 207825575
1HVAC | ACIQ-18Z-HH-M2B | 1HVAC ¦ 1HVAC | ACIQ-09W-HH-MB ¦ ACIQ-09CD-HH-MB |  |  | 19000 | 20000 | 20.5 | 12.25 | 9.55 | 1.88 | 78 | 97 | 207825566
KANIONco | KWSMO-18R410AIHMV | KANIONco ¦ KANIONco | MSAG11B-09HRFN1-MX7W(GA) ¦ MTIU-09HWFN1-M |  |  | 18000 | 19000 | 20 | 12.25 | 10 | 2 | 77 | 68 | 207805780
SUNCHILLERS | M48ODU-UL2P | SUNCHILLERS ¦ SUNCHILLERS | M9IDU-UL ¦ MTIU-09HWFN1-M |  |  | 48000 | 49000 | 21.95 | 11.65 | 9.2 | 1.75 | 71 | 67 | 207804197
SUNCHILLERS | M27ODU-UL2P | SUNCHILLERS | *** | *** | *** | 28000 | 28000 | 21 | 11.7 | 9.2 | 2 | 79 | 67 | 207804190
Durastar | DRA2U18M1B | Durastar ¦ Durastar | DRAW09F1A ¦ DRAD09F1A |  |  | 18000 | 19000 | 20 | 12.25 | 10 | 2 | 77 | 68 | 207787173
LENNOX | MLB030S4M-1P | LENNOX | *** | *** | *** | 28000 | 28000 | 20 | 11.7 | 9.5 | 1.8 | 96 | 89 | 207768731
LENNOX | MLB018S4M-1P | LENNOX ¦ LENNOX | MMDB009S4-2P ¦ MWMA009S4-3P |  |  | 19000 | 20000 | 20.35 | 12.25 | 9.55 | 1.88 | 78 | 97 | 207768729
LENNOX | MPC018S4M-1P | LENNOX | *** | *** | *** | 18000 | 19000 | 19 | 12 | 9.8 | 2 | 78 | 70 | 207768722
BOSCH | BMS500-AAM018-1CSXRC | BOSCH | *** | *** | *** | 18000 | 19000 | 19 | 12 | 9.8 | 2 | 78 | 70 | 207760022
DIRECT AIR | DIRM-48DA25-5Z | DIRECT AIR ¦ DIRECT AIR | DIRM-09HP-WM ¦ DIRM-09HP-DUH |  |  | 48000 | 49000 | 21.95 | 11.65 | 9.2 | 1.75 | 71 | 67 | 207743784
DIRECT AIR | DIRM-27DA25-3Z | DIRECT AIR | *** | *** | *** | 28000 | 28000 | 21 | 11.7 | 9.2 | 2 | 79 | 67 | 207743777
TK'S | T2C-18HFN1 | TK'S ¦ TK'S | TWM-09HRFN1 ¦ TD-09HWFN1 |  |  | 18000 | 19000 | 20 | 12.25 | 10 | 2 | 77 | 68 | 207742407
BOSCH | BMS500-AAM036-1CSXHC | BOSCH ¦ BOSCH | BMS500-AAU009-1AHDXB ¦ BMS500-AAU009-1AHDXB |  |  | 36000 | 37000 | 20.6 | 12.65 | 10.15 | 1.8 | 92 | 93 | 207760041
BOSCH | BMS500-AAM027-1CSXHC | BOSCH ¦ BOSCH | BMS500-AAU009-1AHDXB ¦ BMS500-AAU009-1AHDXB |  |  | 28000 | 28000 | 21.5 | 12.1 | 10.05 | 1.8 | 96 | 89 | 207760038
BOSCH | BMS500-AAM027-1CSXRC | BOSCH ¦ BOSCH | BMS500-AAU009-1AHDXB ¦ BMS500-AAU009-1AHDXB |  |  | 28000 | 28000 | 22.8 | 12.2 | 9.35 | 2 | 76 | 67 | 207760026
BOSCH | BMS500-AAM027-1CSXRC | BOSCH | *** | *** | *** | 28000 | 28000 | 21 | 11.7 | 9.2 | 2 | 79 | 67 | 207760025
TEMPSTAR | DLCMRBH18BAK | TEMPSTAR | *** | *** | *** | 18000 | 19000 | 19 | 12 | 9.8 | 2 | 78 | 70 | 207643135
BOSCH | BMS500-AAM048-1CSXHC | BOSCH | *** | *** | *** | 47000 | 49000 | 20.9 | 11.7 | 8.9 | 2 | 73 | 87 | 207760043
MOOVAIR | DMA18HOM23230X2 | MOOVAIR ¦ MOOVAIR | DE09HIW23230E3 ¦ DM09HIW23230E3 |  |  | 18000 | 19000 | 20.95 | 12.95 | 10.15 | 2 | 76 | 68 | 207742531
ELIOS | DEA18HOM23230X2 | ELIOS ¦ ELIOS | DE09HIW23230E3 ¦ DM09HIW23230E3 |  |  | 18000 | 19000 | 20.95 | 12.95 | 10.15 | 2 | 76 | 68 | 207742474
ELIOS | DEA18HOM25230X3 | ELIOS ¦ ELIOS | DE09HIW23230E3 ¦ DM09HIW23230E3 |  |  | 19000 | 20000 | 20.5 | 12.25 | 9.55 | 1.88 | 78 | 97 | 207742462
MOOVAIR | DMA48HOM25230X3 | MOOVAIR | *** | *** | *** | 47000 | 49000 | 20.9 | 11.7 | 8.9 | 2 | 73 | 87 | 207742551
MOOVAIR | DMA48HOM23230X2 | MOOVAIR ¦ MOOVAIR | DE09HIW23230E3 ¦ DM09HIW23230E3 |  |  | 48000 | 49000 | 21.95 | 11.65 | 9.2 | 1.75 | 71 | 67 | 207742540
TEMPSTAR | DLCMRBH48EAK | TEMPSTAR ¦ TEMPSTAR | DLFSHAH09XAK ¦ DLFSDAH09XAK |  |  | 48000 | 49000 | 20.8 | 10.9 | 9.6 | 1.75 | 73 | 67 | 207643154
MIDEA | DLCMRBH18BAK | MIDEA | *** | *** | *** | 18000 | 19000 | 19 | 12 | 9.8 | 2 | 78 | 70 | 207643114
HEIL | DLCMRBH48EAK | HEIL ¦ HEIL | DLFSHAH09XAK ¦ DLFSDAH09XAK |  |  | 48000 | 49000 | 20.8 | 10.9 | 9.6 | 1.75 | 73 | 67 | 207643070
DAY & NIGHT | DLCMHBH36DAK | DAY & NIGHT ¦ DAY & NIGHT | DLFSHAH09XAK ¦ DLFSDAH09XAK |  |  | 36000 | 37000 | 19.5 | 12.1 | 9.85 | 1.8 | 95 | 93 | 207643046
DAY & NIGHT | DLCMHBH48EAK | DAY & NIGHT ¦ DAY & NIGHT | DLFSHAH09XAK ¦ DLFSDAH09XAK |  |  | 47500 | 49000 | 21.05 | 11.35 | 9.45 | 2 | 76 | 89 | 207643043
YONAN | YSMO-48HFN1 | YONAN ¦ YONAN | MSAG11B-09HRFN1-MX7W(GA) ¦ YTIU-09HWFN1 |  |  | 48000 | 49000 | 20.8 | 10.9 | 9.6 | 1.75 | 73 | 67 | 212615080
YONAN | YSMO-18HFN1 | YONAN | *** | *** | *** | 18000 | 19000 | 19 | 12 | 9.8 | 2 | 78 | 70 | 212615068
Relief Sciences | LANG36OD35-4 | Relief Sciences ¦ Relief Sciences | LANG09ID-25 ¦ MTIU-09HWFN1-M |  |  | 36000 | 37000 | 19.5 | 12.1 | 9.85 | 1.8 | 95 | 93 | 212615021
Relief Sciences | LANG27OD35-3 | Relief Sciences | *** | *** | *** | 28000 | 28000 | 20 | 11.7 | 9.5 | 1.8 | 96 | 89 | 212615017
TK'S | T5C-48HFN1* | TK'S ¦ TK'S | TWM-09HRFN1 ¦ MTIU-09HWFN1-M |  |  | 48000 | 49000 | 20.8 | 10.9 | 9.6 | 1.75 | 73 | 67 | 212528017
Custom Comfort | CCOXHAMZ555HP | Custom Comfort ¦ Custom Comfort | CCOXHASD09 ¦ CCOXHAWM09 |  |  | 55000 | 55000 | 20.4 | 10.5 | 9.4 | 1.9 | 63 | 84 | 212365444
Custom Comfort | CCOXHAMZ548HP | Custom Comfort | *** | *** | *** | 47000 | 49000 | 20.9 | 11.7 | 8.9 | 2 | 73 | 87 | 212365440
Custom Comfort | CCOXHAMZ436HP | Custom Comfort ¦ Custom Comfort | CCOXHASD09 ¦ CCOXHAWM09 |  |  | 36000 | 37000 | 20.6 | 12.65 | 10.15 | 1.8 | 92 | 93 | 212365438
MDV | M3OK-27HFN1-M | MDV ¦ MDV | MSEPB-09HRFN1-MY5W(GA) ¦ MTIU-09HWFN1-M |  |  | 27000 | 27000 | 20.4 | 12 | 10 | 1.8 | 85 | 100 | 212360176
MDV | M3OK-27HFN1-M | MDV | *** | *** | *** | 27000 | 27000 | 19 | 11.8 | 10 | 1.8 | 85 | 100 | 212360174
STEALTH | ES-27Z-M3B | STEALTH | *** | *** | *** | 28000 | 28000 | 21 | 11.7 | 9.2 | 2 | 79 | 67 | 212316210
STEALTH | ES-18Z-M2B | STEALTH ¦ STEALTH | ACIQ-09CD-HH-MB ¦ ACIQ-09W-HH-MC |  |  | 18000 | 19000 | 20.95 | 12.95 | 10.15 | 2 | 76 | 68 | 212316208
STEALTH | ACIQ-48Z-HH-M5B | STEALTH | *** | *** | *** | 47000 | 49000 | 20.9 | 11.7 | 8.9 | 2 | 73 | 87 | 212316181
STEALTH | ACIQ-27Z-HH-M3B | STEALTH | *** | *** | *** | 28000 | 28000 | 20 | 11.7 | 9.5 | 1.8 | 96 | 89 | 212316175
PolarWave | ES-48Z-M5B | PolarWave ¦ PolarWave | ACIQ-09CD-HH-MB ¦ ACIQ-09W-HH-MC |  |  | 48000 | 49000 | 21.95 | 11.65 | 9.2 | 1.75 | 71 | 67 | 212316131
PolarWave | ACIQ-55Z-HH-M5B | PolarWave ¦ PolarWave | ACIQ-09CD-HH-MB ¦ ACIQ-09W-HH-MC |  |  | 55000 | 55000 | 20.4 | 10.5 | 9.4 | 1.9 | 63 | 84 | 212316119
PolarWave | ACIQ-55Z-HH-M5B | PolarWave | *** | *** | *** | 55000 | 55000 | 18.8 | 10.5 | 9.3 | 1.9 | 64 | 84 | 212316118
PolarWave | ACIQ-48Z-HH-M5B | PolarWave ¦ PolarWave | ACIQ-09CD-HH-MB ¦ ACIQ-09W-HH-MB |  |  | 47500 | 49000 | 21.35 | 11.7 | 9.35 | 2 | 73 | 89 | 212316096
PolarWave | ACIQ-48Z-HH-M5B | PolarWave | *** | *** | *** | 47000 | 49000 | 20.9 | 11.7 | 8.9 | 2 | 73 | 87 | 212316095
PolarWave | ACIQ-27Z-HH-M3B | PolarWave ¦ PolarWave | ACIQ-09CD-HH-MB ¦ ACIQ-09W-HH-MB |  |  | 28000 | 28000 | 21.5 | 12.1 | 10.05 | 1.8 | 96 | 89 | 212316090
Daizuki | DXFM-2723-3Z | Daizuki | *** | *** | *** | 28000 | 28000 | 21 | 11.7 | 9.2 | 2 | 79 | 67 | 211994915
DUOHOME | D2OA-18HFN1-M | DUOHOME | *** | *** | *** | 18000 | 19000 | 19 | 12 | 9.8 | 2 | 78 | 70 | 211911389
KADEN | KO-PS218HP-2AAMA | KADEN ¦ KADEN | KI-PSX09WM-1AAMA ¦ MTIU-09HWFN1-M |  |  | 18000 | 19000 | 20.95 | 12.95 | 10.15 | 2 | 76 | 68 | 211793562
LPS Legacy | DLCMHBH48EAK | LPS Legacy ¦ LPS Legacy | DLFSHBH09XAK ¦ DLFSDAH09XAK |  |  | 47500 | 49000 | 21.05 | 11.35 | 9.45 | 2 | 76 | 89 | 211756611
LPS Legacy | DLCMHBH48EAK | LPS Legacy | *** | *** | *** | 47000 | 49000 | 20.9 | 11.7 | 8.9 | 2 | 73 | 87 | 211756576
Star Air Kontrol | SAK-27-22MUZ/220(OUT)* | Star Air Kontrol | *** | *** | *** | 28000 | 28000 | 21 | 11.7 | 9.2 | 2 | 79 | 67 | 211726669
Star Air Kontrol | SAK-18-21MUZ/220(OUT)* | Star Air Kontrol | *** | *** | *** | 18000 | 19000 | 19 | 12 | 9.8 | 2 | 78 | 70 | 211726666
Mitsutomo | HO-MP55-AB-Q | Mitsutomo | *** | *** | *** | 55000 | 55000 | 18.8 | 10.5 | 9.3 | 1.9 | 64 | 84 | 211306414
Mitsutomo | HO-MP48-AB-Q | Mitsutomo ¦ Mitsutomo | HW-UZ09-AB-Q ¦ MTIU-09HWFN1-M |  |  | 47500 | 49000 | 21.05 | 11.35 | 9.45 | 2 | 76 | 89 | 211306412
Mitsutomo | HO-MT28-AB-Q | Mitsutomo | *** | *** | *** | 28000 | 28000 | 20 | 11.7 | 9.5 | 1.8 | 96 | 89 | 211306405
MDV | M3OI-28HFN1-M-L | MDV | *** | *** | *** | 28000 | 28000 | 20 | 11.7 | 9.5 | 1.8 | 96 | 89 | 211289832
PERFECTAIRE | 3PAMS55-HH-MZO5 | PERFECTAIRE ¦ PERFECTAIRE | 1PAMSHH09-SZW-25 ¦ 2PAMSDH09 |  |  | 55000 | 55000 | 19.4 | 10.5 | 9.4 | 1.85 | 64 | 83 | 211253534
PERFECTAIRE | 3PAMSH55-MZO5 | PERFECTAIRE ¦ PERFECTAIRE | 1PAMSHH09-SZW-25 ¦ 2PAMSDH09 |  |  | 55000 | 55000 | 19.6 | 10.5 | 9.1 | 1.75 | 65 | 60 | 211253531
DIYCOOL | ES-27Z-M3B | DIYCOOL | *** | *** | *** | 28000 | 28000 | 21 | 11.7 | 9.2 | 2 | 79 | 67 | 210857405
DIYCOOL | ES-18Z-M2B | DIYCOOL ¦ DIYCOOL | ACIQ-09W-HH-MB ¦ ACIQ-09CD-HH-MB |  |  | 18000 | 19000 | 20.95 | 12.95 | 10.15 | 2 | 76 | 68 | 210857403
MRCOOL | DIY-MULTI5-48HP230C | MRCOOL | *** | *** | *** | 49000 | 49000 | 19.6 | 11.2 | 9.8 | 1.75 | 71 | 65 | 208959768
SEA BREEZE+ | HMZ24H424ZMO | SEA BREEZE+ ¦ SEA BREEZE+ | WM9H424ZMI ¦ D9H424ZMI |  |  | 24000 | 24000 | 21.55 | 12.4 | 10.35 | 1.8 | 100 | 100 | 208816897
SEA BREEZE+ | HMZ24H424ZMO | SEA BREEZE+ | *** | *** | *** | 24000 | 24000 | 19.4 | 12 | 9.9 | 1.8 | 100 | 100 | 208816896
SEA BREEZE+ | HMZ18H424ZMO | SEA BREEZE+ | *** | *** | *** | 19000 | 20000 | 19 | 12 | 9.3 | 1.85 | 80 | 95 | 208816893
NAKS | NAKS-MULTI AC-18K-208-230 | NAKS ¦ NAKS | MSAG11B-09HRFN1-MX7W(GA) ¦ MTIU-09HWFN1-M |  |  | 18000 | 19000 | 20 | 12.25 | 10 | 2 | 77 | 68 | 208674972
AIC TECHNOLOGIES | NAKS-MULTI AC-48K-208-230 | AIC TECHNOLOGIES ¦ AIC TECHNOLOGIES | MSAG11B-09HRFN1-MX7W(GA) ¦ MTIU-09HWFN1-M |  |  | 48000 | 49000 | 20.8 | 10.9 | 9.6 | 1.75 | 73 | 67 | 208674962
AIC TECHNOLOGIES | NAKS-MULTI AC-18K-208-230 | AIC TECHNOLOGIES ¦ AIC TECHNOLOGIES | MSAG11B-09HRFN1-MX7W(GA) ¦ MTIU-09HWFN1-M |  |  | 18000 | 19000 | 20 | 12.25 | 10 | 2 | 77 | 68 | 208674956
BLUERIDGE | BMM55HHC | BLUERIDGE ¦ BLUERIDGE | BM09M22WM ¦ MTIU-09HWFN1-M |  |  | 55000 | 55000 | 19.4 | 10.5 | 9.4 | 1.85 | 64 | 83 | 208650624
MRCOOL | MULTI3-27HP230B | MRCOOL | *** | *** | *** | 28000 | 28000 | 21 | 11.7 | 9.2 | 2 | 79 | 67 | 208552953
C&H | CH-HPR55M-230VO | C&H ¦ C&H | CH-09DKT230VI ¦ CH-D09MSPHWM-230VI |  |  | 55000 | 55000 | 20.4 | 10.5 | 9.4 | 1.9 | 63 | 84 | 208497430
TRUST AIR CONDITIONERS | M2H18H/O4S4P | TRUST AIR CONDITIONERS | *** | *** | *** | 19000 | 20000 | 19 | 12 | 9.3 | 1.85 | 80 | 95 | 208284486
TRUST AIR CONDITIONERS | M3S27H/O4S4P | TRUST AIR CONDITIONERS ¦ TRUST AIR CONDITIONERS | IUMDL09H/I43P ¦ IS09H/I4S41P |  |  | 28000 | 28000 | 22.8 | 12.2 | 9.35 | 2 | 76 | 67 | 208284478
TRUST AIR CONDITIONERS | M2S18H/O4S4P | TRUST AIR CONDITIONERS ¦ TRUST AIR CONDITIONERS | IUMDL09H/I43P ¦ IS09H/I4S41P |  |  | 18000 | 19000 | 20.95 | 12.95 | 10.15 | 2 | 76 | 68 | 208284475
DUCTLESSAIRE | DA27-3Z-0* | DUCTLESSAIRE | *** | *** | *** | 28000 | 28000 | 21 | 11.7 | 9.2 | 2 | 79 | 67 | 208136325
MOOVAIR | DMA55HOM25230X3 | MOOVAIR ¦ MOOVAIR | DE09HIW23230E3 ¦ DM09HIW23230E3 |  |  | 55000 | 55000 | 20.4 | 10.5 | 9.4 | 1.9 | 63 | 84 | 208136321
MOOVAIR | DMA55HOM23230X2 | MOOVAIR ¦ MOOVAIR | DE09HIW23230E3 ¦ DM09HIW23230E3 |  |  | 55000 | 55000 | 20.15 | 10.5 | 8.85 | 1.75 | 63 | 60 | 208136318
ELIOS | DEA55HOM25230X3 | ELIOS | *** | *** | *** | 55000 | 55000 | 18.8 | 10.5 | 9.3 | 1.9 | 64 | 84 | 208136314
ELIOS | DEA55HOM23230X2 | ELIOS ¦ ELIOS | DE09HIW23230E3 ¦ DM09HIW23230E3 |  |  | 55000 | 55000 | 20.15 | 10.5 | 8.85 | 1.75 | 63 | 60 | 208136312
MDV | M5OA-55HFN1-M-[X]*(2) | MDV ¦ MDV | CS11M-09HRFN1-MX0W(A) ¦ MTIU-09HWFN1-M |  |  | 55000 | 55000 | 19.4 | 10.5 | 9.4 | 1.85 | 64 | 83 | 208132553
EMI | MHMZ548DA | EMI ¦ EMI | MHWAL09DA ¦ DHWAL09DA |  |  | 47500 | 49000 | 21.35 | 11.7 | 9.35 | 2 | 73 | 89 | 208121943
EMI | MHMZ436DA | EMI ¦ EMI | MHWAL09DA ¦ DHWAL09DA |  |  | 36000 | 37000 | 20.6 | 12.65 | 10.15 | 1.8 | 92 | 93 | 208121940
EMI | MHMZ218DA | EMI ¦ EMI | MHWAL09DA ¦ DHWAL09DA |  |  | 19000 | 20000 | 20.5 | 12.25 | 9.55 | 1.88 | 78 | 97 | 208121934
Alsetria | M2OA-18HFN1-M | Alsetria | *** | *** | *** | 18000 | 19000 | 19 | 12 | 9.8 | 2 | 78 | 70 | 208121906
ECO-AIR | M3OJ-27HFN1-M | ECO-AIR | *** | *** | *** | 28000 | 28000 | 21 | 11.7 | 9.2 | 2 | 79 | 67 | 208121872
ECO-AIR | M2OA-18HFN1-M | ECO-AIR ¦ ECO-AIR | MSEPB-09HRFN1-MY5W(GA) ¦ MTIU-09HWFN1-M |  |  | 18000 | 19000 | 20.95 | 12.95 | 10.15 | 2 | 76 | 68 | 208121870
Airlux | AM3M27O/2022 | Airlux | *** | *** | *** | 28000 | 28000 | 21 | 11.7 | 9.2 | 2 | 79 | 67 | 208119676
DUCANE | 4DHP2S24M-1P | DUCANE | *** | *** | *** | 24000 | 24000 | 21.3 | 12.5 | 9.7 | 1.9 | 90 | 75 | 208106846
CONCORD | 4DHP2S48M-1P | CONCORD ¦ CONCORD | DWM109S4-2P ¦ DMD209S4-1P |  |  | 47500 | 49000 | 21.35 | 11.7 | 9.35 | 2 | 73 | 89 | 208106841
CONCORD | 4DHP2S48M-1P | CONCORD | *** | *** | *** | 47000 | 49000 | 20.9 | 11.7 | 8.9 | 2 | 73 | 87 | 208106840
CONCORD | 4DHP2S18M-1P | CONCORD ¦ CONCORD | DWM109S4-2P ¦ DMD209S4-1P |  |  | 18000 | 19000 | 20.95 | 12.95 | 10.15 | 2 | 76 | 68 | 208106829
Armstrong Air | 4DHP2S30M-1P | Armstrong Air ¦ Armstrong Air | DWM109S4-2P ¦ DMD209S4-1P |  |  | 28000 | 28000 | 22.65 | 12.2 | 9.25 | 2 | 76 | 67 | 208106820
Armstrong Air | 4DHP2S30M-1P | Armstrong Air | *** | *** | *** | 28000 | 28000 | 20.7 | 11.7 | 9.2 | 2 | 79 | 67 | 208106819
Armstrong Air | 4DHP2S24M-1P | Armstrong Air ¦ Armstrong Air | DWM109S4-2P ¦ DMD209S4-1P |  |  | 24000 | 24400 | 22.95 | 12.95 | 9.85 | 1.9 | 86 | 75 | 208106817
Armstrong Air | 4DHP2S18M-1P | Armstrong Air ¦ Armstrong Air | DWM109S4-2P ¦ DMD209S4-1P |  |  | 18000 | 19000 | 20.95 | 12.95 | 10.15 | 2 | 76 | 68 | 208106814
Allied | 4DHP2S48M-1P | Allied ¦ Allied | DWM109S4-2P ¦ DMD209S4-1P |  |  | 47500 | 49000 | 21.35 | 11.7 | 9.35 | 2 | 73 | 89 | 208106796
Allied | 4DHP2S24M-1P | Allied | *** | *** | *** | 24000 | 24000 | 21.3 | 12.5 | 9.7 | 1.9 | 90 | 75 | 208106786
Allied | 4DHP2S18M-1P | Allied | *** | *** | *** | 18000 | 19000 | 19 | 12 | 9.8 | 2 | 78 | 70 | 208106783
Breeze33 | BZ33-HYP364Z2-G2-P | Breeze33 ¦ Breeze33 | BZ33-DIDU9 ¦ BZ33-HYP09WALL2 |  |  | 36000 | 37000 | 20.6 | 12.65 | 10.15 | 1.8 | 92 | 93 | 207862106
Breeze33 | BZ33-HYP273Z2-G2-P | Breeze33 | *** | *** | *** | 28000 | 28000 | 20 | 11.7 | 9.5 | 1.8 | 96 | 89 | 207862102
Breeze33 | BZ33-HP182Z2-G2-P | Breeze33 ¦ Breeze33 | BZ33-DIDU9 ¦ BZ33-HYP09WALL2 |  |  | 18000 | 19000 | 20.95 | 12.95 | 10.15 | 2 | 76 | 68 | 207862088
AC PRO.COM | A3OJ-27HFN1-M | AC PRO.COM | *** | *** | *** | 28000 | 28000 | 21 | 11.7 | 9.2 | 2 | 79 | 67 | 207827126
AC PRO.COM | A2OA-18HFN1-M | AC PRO.COM | *** | *** | *** | 18000 | 19000 | 19 | 12 | 9.8 | 2 | 78 | 70 | 207827125
MIDEA | M5OG-48HFN1-M | MIDEA ¦ MIDEA | MSEPB-09HRFN1-MY5W(GA) ¦ MTIU-09HWFN1-M |  |  | 48000 | 49000 | 21.95 | 11.65 | 9.2 | 1.75 | 71 | 67 | 207826708
DIYCOOL | ACIQ-48Z-HH-M5B | DIYCOOL | *** | *** | *** | 47000 | 49000 | 20.9 | 11.7 | 8.9 | 2 | 73 | 87 | 207825598
DIYCOOL | ACIQ-27Z-HH-M3B | DIYCOOL ¦ DIYCOOL | ACIQ-09W-HH-MB ¦ ACIQ-09CD-HH-MB |  |  | 28000 | 28000 | 21.5 | 12.1 | 10.05 | 1.8 | 96 | 89 | 207825593
DIYCOOL | ACIQ-18Z-HH-M2B | DIYCOOL | *** | *** | *** | 19000 | 20000 | 19 | 12 | 9.3 | 1.85 | 80 | 95 | 207825589
1HVAC | ACIQ-27Z-HH-M3B | 1HVAC ¦ 1HVAC | ACIQ-09W-HH-MB ¦ ACIQ-09CD-HH-MB |  |  | 28000 | 28000 | 21.5 | 12.1 | 10.05 | 1.8 | 96 | 89 | 207825569
1HVAC | ACIQ-18Z-HH-M2B | 1HVAC | *** | *** | *** | 19000 | 20000 | 19 | 12 | 9.3 | 1.85 | 80 | 95 | 207825565
Durastar | DRA3U28M1B | Durastar ¦ Durastar | DRAW09F1A ¦ DRAD09F1A |  |  | 27400 | 28000 | 22.25 | 11.95 | 9.2 | 2 | 75 | 67 | 207787176
LENNOX | MLB030S4M-1P | LENNOX ¦ LENNOX | MMDB009S4-2P ¦ MWMA009S4-3P |  |  | 28000 | 28000 | 21.5 | 12.1 | 10.05 | 1.8 | 96 | 89 | 207768732
LENNOX | MLB018S4M-1P | LENNOX | *** | *** | *** | 19000 | 20000 | 19 | 12 | 9.3 | 1.85 | 80 | 95 | 207768728
MIRAGE | OVMH181B | MIRAGE | *** | *** | *** | 18000 | 19000 | 19 | 12 | 9.8 | 2 | 78 | 70 | 207862052
AC PRO.COM | A2OA-18HFN1-M | AC PRO.COM ¦ AC PRO.COM | ASEPB-09HRFN1-MY5W(GA) ¦ ATIU-09HWFN1-M |  |  | 18000 | 19000 | 20.95 | 12.95 | 10.15 | 2 | 76 | 68 | 207827134
AC PRO.COM | A5OG-48HFN1-M | AC PRO.COM ¦ AC PRO.COM | ASEPB-09HRFN1-MY5W(GA) ¦ ATIU-09HWFN1-M |  |  | 48000 | 49000 | 21.95 | 11.65 | 9.2 | 1.75 | 71 | 67 | 207827132
DIYCOOL | ACIQ-36Z-HH-M4B | DIYCOOL ¦ DIYCOOL | ACIQ-09W-HH-MB ¦ ACIQ-09CD-HH-MB |  |  | 36000 | 37000 | 20.6 | 12.65 | 10.15 | 1.8 | 92 | 93 | 207825596
ACIQ | ACIQ-48Z-HH-M5B | ACIQ | *** | *** | *** | 47000 | 49000 | 20.9 | 11.7 | 8.9 | 2 | 73 | 87 | 207825586
ACIQ | ACIQ-36Z-HH-M4B | ACIQ ¦ ACIQ | ACIQ-09W-HH-MB ¦ ACIQ-09CD-HH-MB |  |  | 36000 | 37000 | 20.6 | 12.65 | 10.15 | 1.8 | 92 | 93 | 207825584
ACIQ | ACIQ-18Z-HH-M2B | ACIQ ¦ ACIQ | ACIQ-09W-HH-MB ¦ ACIQ-09CD-HH-MB |  |  | 19000 | 20000 | 20.5 | 12.25 | 9.55 | 1.88 | 78 | 97 | 207825578
ACIQ | ACIQ-18Z-HH-M2B | ACIQ | *** | *** | *** | 19000 | 20000 | 19 | 12 | 9.3 | 1.85 | 80 | 95 | 207825577
1HVAC | ACIQ-36Z-HH-M4B | 1HVAC ¦ 1HVAC | ACIQ-09W-HH-MB ¦ ACIQ-09CD-HH-MB |  |  | 36000 | 37000 | 20.6 | 12.65 | 10.15 | 1.8 | 92 | 93 | 207825572
ECO AC | EMH-3O27BB | ECO AC | *** | *** | *** | 28000 | 28000 | 21 | 11.7 | 9.2 | 2 | 79 | 67 | 207825502
ECO AC | EMH-2O18BB | ECO AC | *** | *** | *** | 18000 | 19000 | 19 | 12 | 9.8 | 2 | 78 | 70 | 207825499
SUNCHILLERS | M18ODU-UL2P | SUNCHILLERS ¦ SUNCHILLERS | M9IDU-UL ¦ MTIU-09HWFN1-M |  |  | 18000 | 19000 | 20.95 | 12.95 | 10.15 | 2 | 76 | 68 | 207804200
SUNCHILLERS | M18ODU-UL2P | SUNCHILLERS | *** | *** | *** | 18000 | 19000 | 19 | 12 | 9.8 | 2 | 78 | 70 | 207804199
SUNCHILLERS | M27ODU-UL2P | SUNCHILLERS ¦ SUNCHILLERS | M9IDU-UL ¦ MTIU-09HWFN1-M |  |  | 28000 | 28000 | 22.8 | 12.2 | 9.35 | 2 | 76 | 67 | 207804191
Durastar | DRA5U48M1B | Durastar ¦ Durastar | DRAW09F1A ¦ DRAD09F1A |  |  | 48000 | 49000 | 20.8 | 10.9 | 9.6 | 1.75 | 73 | 67 | 207787182
Durastar | DRA3U28M1B | Durastar | *** | *** | *** | 28000 | 28000 | 21 | 11.7 | 9.2 | 2 | 79 | 67 | 207787175
Durastar | DRA2U18M1B | Durastar | *** | *** | *** | 18000 | 19000 | 19 | 12 | 9.8 | 2 | 78 | 70 | 207787172
BOSCH | BMS500-AAM048-1CSXHC | BOSCH ¦ BOSCH | BMS500-AAU009-1AHDXB ¦ BMS500-AAU009-1AHDXB |  |  | 47500 | 49000 | 21.35 | 11.7 | 9.35 | 2 | 73 | 89 | 207760044
BOSCH | BMS500-AAM018-1CSXHC | BOSCH ¦ BOSCH | BMS500-AAU009-1AHDXB ¦ BMS500-AAU009-1AHDXB |  |  | 19000 | 20000 | 20.5 | 12.25 | 9.55 | 1.88 | 78 | 97 | 207760035
DIRECT AIR | DIRM-48HXPRO28-5Z | DIRECT AIR ¦ DIRECT AIR | DIRM-09HP-WM ¦ DIRM-09HP-DUH |  |  | 47500 | 49000 | 21.35 | 11.7 | 9.35 | 2 | 73 | 89 | 207743796
DIRECT AIR | DIRM-28HXPRO28-3Z | DIRECT AIR | *** | *** | *** | 28000 | 28000 | 20 | 11.7 | 9.5 | 1.8 | 96 | 89 | 207743789
DIRECT AIR | DIRM-27DA25-3Z | DIRECT AIR ¦ DIRECT AIR | DIRM-09HP-WM ¦ DIRM-09HP-DUH |  |  | 28000 | 28000 | 22.8 | 12.2 | 9.35 | 2 | 76 | 67 | 207743778
DIRECT AIR | DIRM-18DA25-2Z | DIRECT AIR | *** | *** | *** | 18000 | 19000 | 19 | 12 | 9.8 | 2 | 78 | 70 | 207743774
AURORA | AU-MU48-2A-U | AURORA ¦ AURORA | AU-BS09HR-2A-I ¦ AU-LCF09-2A-I |  |  | 48000 | 49000 | 20.8 | 10.9 | 9.6 | 1.75 | 73 | 67 | 207743718
AURORA | AU-MU18-2A-U | AURORA | *** | *** | *** | 18000 | 19000 | 19 | 12 | 9.8 | 2 | 78 | 70 | 207743708
MOOVAIR | DMA48HOM25230X3 | MOOVAIR ¦ MOOVAIR | DE09HIW23230E3 ¦ DM09HIW23230E3 |  |  | 47500 | 49000 | 21.35 | 11.7 | 9.35 | 2 | 73 | 89 | 207742552
MOOVAIR | DMA27HOM25230X3 | MOOVAIR | *** | *** | *** | 28000 | 28000 | 20 | 11.7 | 9.5 | 1.8 | 96 | 89 | 207742545
MOOVAIR | DMA27HOM23230X2 | MOOVAIR ¦ MOOVAIR | DE09HIW23230E3 ¦ DM09HIW23230E3 |  |  | 28000 | 28000 | 22.8 | 12.2 | 9.35 | 2 | 76 | 67 | 207742534
ELIOS | DEA27HOM23230X2 | ELIOS ¦ ELIOS | DE09HIW23230E3 ¦ DM09HIW23230E3 |  |  | 28000 | 28000 | 22.8 | 12.2 | 9.35 | 2 | 76 | 67 | 207742477
ELIOS | DEA18HOM23230X2 | ELIOS | *** | *** | *** | 18000 | 19000 | 19 | 12 | 9.8 | 2 | 78 | 70 | 207742473
ELIOS | DEA18HOM25230X3 | ELIOS | *** | *** | *** | 19000 | 20000 | 19 | 12 | 9.3 | 1.85 | 80 | 95 | 207742461
TK'S | T5C-48HFN1 | TK'S ¦ TK'S | TWM-09HRFN1 ¦ TD-09HWFN1 |  |  | 48000 | 49000 | 20.8 | 10.9 | 9.6 | 1.75 | 73 | 67 | 207742413
C&H | CH-HPR36M-230VO | C&H ¦ C&H | CH-09DKT230VI ¦ CH-D09MSPHWM-230VI |  |  | 36000 | 37000 | 20.6 | 12.65 | 10.15 | 1.8 | 92 | 93 | 207742384
C&H | CH-28MES-230VO | C&H ¦ C&H | CH-09DKT230VI ¦ CH-D09MSPHWM-230VI |  |  | 28000 | 28000 | 22.8 | 12.2 | 9.35 | 2 | 76 | 67 | 207742366
LENNOX | MLB048S4M-2P | LENNOX ¦ LENNOX | MMDB009S4-2P ¦ MWMA009S4-3P |  |  | 47500 | 49000 | 21.35 | 11.7 | 9.35 | 2 | 73 | 89 | 207699109
LENNOX | MLB048S4M-2P | LENNOX | *** | *** | *** | 47000 | 49000 | 20.9 | 11.7 | 8.9 | 2 | 73 | 87 | 207699108
AIRGREAN | AG-MO30IR410AH | AIRGREAN ¦ AIRGREAN | MSAG11B-09HRFN1-MX7W(GA) ¦ MTIU-09HWFN1-M |  |  | 27400 | 28000 | 22.25 | 11.95 | 9.2 | 2 | 75 | 67 | 207691838
YONAN | YSMO-48HRN1 | YONAN ¦ YONAN | MSAG11B-09HRFN1-MX7W(GA) ¦ MTIU-09HWFN1-M |  |  | 48000 | 49000 | 20.8 | 10.9 | 9.6 | 1.75 | 73 | 67 | 207691832
MIDEA | MMCMRAQ48EA3 | MIDEA ¦ MIDEA | DHMSHAQ09XA3 ¦ 40MBDQ09---3 |  |  | 48000 | 49000 | 21.95 | 11.65 | 9.2 | 1.75 | 71 | 67 | 207683490
MIDEA | MMCMRAQ18BA3 | MIDEA ¦ MIDEA | DHMSHAQ09XA3 ¦ 40MBDQ09---3 |  |  | 18000 | 19000 | 20.95 | 12.95 | 10.15 | 2 | 76 | 68 | 207683473
COMFORTSTAR | CMZ-18-2Z | COMFORTSTAR | *** | *** | *** | 18000 | 19000 | 19 | 12 | 9.8 | 2 | 78 | 70 | 207658965
DIYCOOL | ES-18Z-M2B | DIYCOOL | *** | *** | *** | 18000 | 19000 | 19 | 12 | 9.8 | 2 | 78 | 70 | 210857402
1HVAC | ES-55Z-M5B | 1HVAC ¦ 1HVAC | ACIQ-09W-HH-MB ¦ ACIQ-09CD-HH-MB |  |  | 55000 | 55000 | 20.15 | 10.5 | 8.85 | 1.75 | 63 | 60 | 210857379
1HVAC | ES-48Z-M5B | 1HVAC ¦ 1HVAC | ACIQ-09W-HH-MB ¦ ACIQ-09CD-HH-MB |  |  | 48000 | 49000 | 21.95 | 11.65 | 9.2 | 1.75 | 71 | 67 | 210857376
1HVAC | ES-18Z-M2B | 1HVAC | *** | *** | *** | 18000 | 19000 | 19 | 12 | 9.8 | 2 | 78 | 70 | 210857366
DIAMONDAIR | DF30M2Z3 | DIAMONDAIR | *** | *** | *** | 28000 | 28000 | 21 | 11.7 | 9.2 | 2 | 79 | 67 | 210857281
Cooper&Hunter | CH-HPR48M-230VO | Cooper&Hunter ¦ Cooper&Hunter | CH-09DKT230VI ¦ CH-D09MSPHWM-230VI |  |  | 47500 | 49000 | 21.35 | 11.7 | 9.35 | 2 | 73 | 89 | 210799638
Cooper&Hunter | CH-HPR28M-230VO | Cooper&Hunter | *** | *** | *** | 28000 | 28000 | 20 | 11.7 | 9.5 | 1.8 | 96 | 89 | 210799632
Cooper&Hunter | CH-48MES-230VO | Cooper&Hunter ¦ Cooper&Hunter | CH-09DKT230VI ¦ CH-D09MSPHWM-230VI |  |  | 48000 | 49000 | 21.95 | 11.65 | 9.2 | 1.75 | 71 | 67 | 210799627
Cooper&Hunter | CH-28MES-230VO | Cooper&Hunter ¦ Cooper&Hunter | CH-09DKT230VI ¦ CH-D09MSPHWM-230VI |  |  | 28000 | 28000 | 22.8 | 12.2 | 9.35 | 2 | 76 | 67 | 210799621
Cooper&Hunter | CH-28MES-230VO | Cooper&Hunter | *** | *** | *** | 28000 | 28000 | 21 | 11.7 | 9.2 | 2 | 79 | 67 | 210799620
MDV | M4OI-36HFN1-M-L | MDV ¦ MDV | CS11M-09HRFN1-MX0W(A) ¦ MTIU-09HWFN1-M |  |  | 36000 | 37000 | 20.5 | 12.65 | 10.15 | 1.8 | 92 | 93 | 210644067
MDV | M2OA-18HFN1-M-L | MDV ¦ MDV | CS11M-09HRFN1-MX0W(A) ¦ MTIU-09HWFN1-M |  |  | 17900 | 19000 | 20.95 | 12.95 | 10.15 | 2 | 76 | 68 | 210644064
MDV | M2OI-18HFN1-M-L | MDV | *** | *** | *** | 19000 | 20000 | 19 | 12 | 9.3 | 1.85 | 80 | 95 | 210644054
Conforto | MHMZ436DA | Conforto ¦ Conforto | MHWAL09DA ¦ DHWAL09DA |  |  | 36000 | 37000 | 20.6 | 12.65 | 10.15 | 1.8 | 92 | 93 | 210605818
Conforto | MHMZ327DA | Conforto | *** | *** | *** | 28000 | 28000 | 20 | 11.7 | 9.5 | 1.8 | 96 | 89 | 210605814
ECO AC | EMH-4O36BBH | ECO AC ¦ ECO AC | MSAG11B-09HRFN1-MX7W(GA) ¦ EHH-D09BA |  |  | 36000 | 37000 | 19.5 | 12.1 | 9.85 | 1.8 | 95 | 93 | 210586159
Durastar | DRA5H55M1A | Durastar ¦ Durastar | DRAW09F1A ¦ DRAD09F1A |  |  | 55000 | 55000 | 19.4 | 10.5 | 9.4 | 1.85 | 64 | 83 | 210568225
Durastar | DRA5U55M1B | Durastar ¦ Durastar | DRAW09F1A ¦ DRAD09F1A |  |  | 55000 | 55000 | 19.6 | 10.5 | 9.1 | 1.75 | 65 | 60 | 210568210
AIRDACH | AMSH2700VM1-D | AIRDACH ¦ AIRDACH | MSAG11B-09HRFN1-MX7W(GA) ¦ MTIU-09HWFN1-M |  |  | 27400 | 28000 | 22.25 | 11.95 | 9.2 | 2 | 75 | 67 | 210474676
MRCOOL | DIY-MULTI5-48HP230C | MRCOOL ¦ MRCOOL | DUCT-09HP-230 ¦ O-09-HP-WMAH-230A |  |  | 48500 | 48500 | 20.05 | 11.1 | 9.5 | 1.78 | 73 | 64 | 210410110
CTMorley | MOU-5A48H-2 | CTMorley | *** | *** | *** | 47000 | 49000 | 20.9 | 11.7 | 8.9 | 2 | 73 | 87 | 210288150
CTMorley | MOU-4A36H-2 | CTMorley ¦ CTMorley | MIU-A09D-2 ¦ MIU-A09W-2 |  |  | 36000 | 37000 | 19.5 | 12.1 | 9.85 | 1.8 | 95 | 93 | 210288148
DUCTLESSAIRE | DA48-5Z-O | DUCTLESSAIRE ¦ DUCTLESSAIRE | MSAG11B-09HRFN1-MX7W(GA) ¦ MTIU-09HWFN1-M |  |  | 48000 | 49000 | 20.8 | 10.9 | 9.6 | 1.75 | 73 | 67 | 209862299
KLIMAIRE | KMIR218-H221-2 | KLIMAIRE ¦ KLIMAIRE | KSIH009-H225-IW-2 ¦ KDIP09-H2 |  |  | 18000 | 19000 | 20 | 12.25 | 10 | 2 | 77 | 68 | 209862183
TGM | MMRSHT27AS3 | TGM ¦ TGM | MSAG11B-09HRFN1-MX7W(GA) ¦ MTIU-09HWFN1-M |  |  | 27400 | 28000 | 22.25 | 11.95 | 9.2 | 2 | 75 | 67 | 209843050
TGM | MMRSHT18AS2 | TGM | *** | *** | *** | 18000 | 19000 | 19 | 12 | 9.8 | 2 | 78 | 70 | 209843046
CLASSIC | MMRSHC48AS5 | CLASSIC ¦ CLASSIC | MSAG11B-09HRFN1-MX7W(GA) ¦ MTIU-09HWFN1-M |  |  | 48000 | 49000 | 20.8 | 10.9 | 9.6 | 1.75 | 73 | 67 | 209843044
CLASSIC | MMRSHC18AS2 | CLASSIC ¦ CLASSIC | MSAG11B-09HRFN1-MX7W(GA) ¦ MTIU-09HWFN1-M |  |  | 18000 | 19000 | 20 | 12.25 | 10 | 2 | 77 | 68 | 209843035
CLASSIC | MMRSHC18AS2 | CLASSIC | *** | *** | *** | 18000 | 19000 | 19 | 12 | 9.8 | 2 | 78 | 70 | 209843034
THERMOCORE SYSTEMS | T423D-H224-C | THERMOCORE SYSTEMS ¦ THERMOCORE SYSTEMS | T3-OS209-EW ¦ MTIU-09HWFN1-M |  |  | 24000 | 24400 | 22.95 | 12.95 | 9.85 | 1.9 | 86 | 75 | 209549028
ECO AIR | M5OA-55HFN1-M-[X] | ECO AIR ¦ ECO AIR | MSEPB-09HRFN1-MY5W(GA) ¦ MTIU-09HWFN1-M |  |  | 55000 | 55000 | 20.4 | 10.5 | 9.4 | 1.9 | 63 | 84 | 209319652
ECO AIR | M4OI-36HFN1-M | ECO AIR ¦ ECO AIR | MSEPB-09HRFN1-MY5W(GA) ¦ MTIU-09HWFN1-M |  |  | 36000 | 37000 | 20.6 | 12.65 | 10.15 | 1.8 | 92 | 93 | 209319646
ECO AIR | M2OI-18HFN1-M | ECO AIR ¦ ECO AIR | MSEPB-09HRFN1-MY5W(GA) ¦ MTIU-09HWFN1-M |  |  | 19000 | 20000 | 20.5 | 12.25 | 9.55 | 1.88 | 78 | 97 | 209319640
MRCOOL | DIY-MULTI4-36HP230C | MRCOOL | *** | *** | *** | 36000 | 37000 | 18 | 10.5 | 9 | 2 | 62 | 65 | 208959771
SEA BREEZE+ | HMZ48H424ZMO | SEA BREEZE+ ¦ SEA BREEZE+ | WM9H424ZMI ¦ D9H424ZMI |  |  | 55000 | 55000 | 19.4 | 10.5 | 9.4 | 1.85 | 64 | 83 | 208816900
NAKS | NAKS-MULTI AC-27K-208-230 | NAKS ¦ NAKS | MSAG11B-09HRFN1-MX7W(GA) ¦ MTIU-09HWFN1-M |  |  | 27400 | 28000 | 22.25 | 11.95 | 9.2 | 2 | 75 | 67 | 208674974
AIC TECHNOLOGIES | NAKS-MULTI AC-27K-208-230 | AIC TECHNOLOGIES | *** | *** | *** | 28000 | 28000 | 21 | 11.7 | 9.2 | 2 | 79 | 67 | 208674957
MRCOOL | MULTI2-18HP230B | MRCOOL | *** | *** | *** | 18000 | 19000 | 19 | 12 | 9.8 | 2 | 78 | 70 | 208552830
TRUST AIR CONDITIONERS | M5H48H/O4S4P | TRUST AIR CONDITIONERS ¦ TRUST AIR CONDITIONERS | IUMDL09H/I43P ¦ IS09H/I4S41P |  |  | 47500 | 49000 | 21.35 | 11.7 | 9.35 | 2 | 73 | 89 | 208284496
TRUST AIR CONDITIONERS | M2H18H/O4S4P | TRUST AIR CONDITIONERS ¦ TRUST AIR CONDITIONERS | IUMDL09H/I43P ¦ IS09H/I4S41P |  |  | 19000 | 20000 | 20.5 | 12.25 | 9.55 | 1.88 | 78 | 97 | 208284487
TRUST AIR CONDITIONERS | M3S27H/O4S4P | TRUST AIR CONDITIONERS | *** | *** | *** | 28000 | 28000 | 21 | 11.7 | 9.2 | 2 | 79 | 67 | 208284477
DUCTLESSAIRE | DA27-3Z-0* | DUCTLESSAIRE ¦ DUCTLESSAIRE | MSAG11B-09HRFN1-MX7W(GA) ¦ MTIU-09HWFN1-M |  |  | 27400 | 28000 | 22.25 | 11.95 | 9.2 | 2 | 75 | 67 | 208136326
MOOVAIR | DMA55HOM25230X3 | MOOVAIR | *** | *** | *** | 55000 | 55000 | 18.8 | 10.5 | 9.3 | 1.9 | 64 | 84 | 208136320
ELIOS | DEA55HOM25230X3 | ELIOS ¦ ELIOS | DE09HIW23230E3 ¦ DM09HIW23230E3 |  |  | 55000 | 55000 | 20.4 | 10.5 | 9.4 | 1.9 | 63 | 84 | 208136315
MDV | M5OA-55HFN1-M-[X]*(2) | MDV | *** | *** | *** | 55000 | 55000 | 18.8 | 10.5 | 9.3 | 1.9 | 64 | 84 | 208132544
SEA BREEZE+ | MZ48H424ZMO | SEA BREEZE+ ¦ SEA BREEZE+ | WM9H424ZMI ¦ D9H424ZMI |  |  | 48000 | 49000 | 20.8 | 10.9 | 9.6 | 1.75 | 73 | 67 | 208128293
SEA BREEZE+ | MZ18H424ZMO | SEA BREEZE+ | *** | *** | *** | 18000 | 19000 | 19 | 12 | 9.8 | 2 | 78 | 70 | 208128283
DIRECT AIR | DIRM-48HXPRO28-5Z | DIRECT AIR | *** | *** | *** | 47000 | 49000 | 20.9 | 11.7 | 8.9 | 2 | 73 | 87 | 207743795
DIRECT AIR | DIRM-36HXPRO28-4Z | DIRECT AIR ¦ DIRECT AIR | DIRM-09HP-WM ¦ DIRM-09HP-DUH |  |  | 36000 | 37000 | 20.6 | 12.65 | 10.15 | 1.8 | 92 | 93 | 207743793
DIRECT AIR | DIRM-28HXPRO28-3Z | DIRECT AIR ¦ DIRECT AIR | DIRM-09HP-WM ¦ DIRM-09HP-DUH |  |  | 28000 | 28000 | 21.5 | 12.1 | 10.05 | 1.8 | 96 | 89 | 207743790
DIRECT AIR | DIRM-18HXPRO28-2Z | DIRECT AIR | *** | *** | *** | 19000 | 20000 | 19 | 12 | 9.3 | 1.85 | 80 | 95 | 207743786
AURORA | AU-MU27-2A-U | AURORA ¦ AURORA | AU-BS09HR-2A-I ¦ AU-LCF09-2A-I |  |  | 27400 | 28000 | 22.25 | 11.95 | 9.2 | 2 | 75 | 67 | 207743712
AURORA | AU-MU27-2A-U | AURORA | *** | *** | *** | 28000 | 28000 | 21 | 11.7 | 9.2 | 2 | 79 | 67 | 207743711
MOOVAIR | DMA36HOM25230X3 | MOOVAIR ¦ MOOVAIR | DE09HIW23230E3 ¦ DM09HIW23230E3 |  |  | 36000 | 37000 | 20.6 | 12.65 | 10.15 | 1.8 | 92 | 93 | 207742549
MOOVAIR | DMA18HOM25230X3 | MOOVAIR ¦ MOOVAIR | DE09HIW23230E3 ¦ DM09HIW23230E3 |  |  | 19000 | 20000 | 20.5 | 12.25 | 9.55 | 1.88 | 78 | 97 | 207742543
MOOVAIR | DMA18HOM25230X3 | MOOVAIR | *** | *** | *** | 19000 | 20000 | 19 | 12 | 9.3 | 1.85 | 80 | 95 | 207742542
MOOVAIR | DMA27HOM23230X2 | MOOVAIR | *** | *** | *** | 28000 | 28000 | 21 | 11.7 | 9.2 | 2 | 79 | 67 | 207742533
MOOVAIR | DMA18HOM23230X2 | MOOVAIR | *** | *** | *** | 18000 | 19000 | 19 | 12 | 9.8 | 2 | 78 | 70 | 207742530
ELIOS | DEA48HOM23230X2 | ELIOS ¦ ELIOS | DE09HIW23230E3 ¦ DM09HIW23230E3 |  |  | 48000 | 49000 | 21.95 | 11.65 | 9.2 | 1.75 | 71 | 67 | 207742483
ELIOS | DEA27HOM23230X2 | ELIOS | *** | *** | *** | 28000 | 28000 | 21 | 11.7 | 9.2 | 2 | 79 | 67 | 207742476
ELIOS | DEA48HOM25230X3 | ELIOS | *** | *** | *** | 47000 | 49000 | 20.9 | 11.7 | 8.9 | 2 | 73 | 87 | 207742470
ELIOS | DEA36HOM25230X3 | ELIOS ¦ ELIOS | DE09HIW23230E3 ¦ DM09HIW23230E3 |  |  | 36000 | 37000 | 20.6 | 12.65 | 10.15 | 1.8 | 92 | 93 | 207742468
ELIOS | DEA27HOM25230X3 | ELIOS ¦ ELIOS | DE09HIW23230E3 ¦ DM09HIW23230E3 |  |  | 28000 | 28000 | 21.5 | 12.1 | 10.05 | 1.8 | 96 | 89 | 207742465
ELIOS | DEA27HOM25230X3 | ELIOS | *** | *** | *** | 28000 | 28000 | 20 | 11.7 | 9.5 | 1.8 | 96 | 89 | 207742464
C&H | CH-HPR48M-230VO | C&H | *** | *** | *** | 47000 | 49000 | 20.9 | 11.7 | 8.9 | 2 | 73 | 87 | 207742382
C&H | CH-HPR28M-230VO | C&H ¦ C&H | CH-09DKT230VI ¦ CH-D09MSPHWM-230VI |  |  | 28000 | 28000 | 21.5 | 12.1 | 10.05 | 1.8 | 96 | 89 | 207742378
C&H | CH-28MES-230VO | C&H | *** | *** | *** | 28000 | 28000 | 21 | 11.7 | 9.2 | 2 | 79 | 67 | 207742365
C&H | CH-18MES-230VO | C&H | *** | *** | *** | 18000 | 19000 | 19 | 12 | 9.8 | 2 | 78 | 70 | 207742362
MDV | M3OJ-24HFN1-M-L | MDV ¦ MDV | CS11M-09HRFN1-MX0W(A) ¦ MTIU-09HWFN1-M |  |  | 24000 | 24400 | 20.3 | 12.55 | 9.3 | 1.92 | 76 | 75 | 207699115
LENNOX | MPC030S4M-1P | LENNOX ¦ LENNOX | MMDB009S4-2P ¦ MWMA009S4-3P |  |  | 28000 | 28000 | 22.65 | 12.2 | 9.25 | 2 | 76 | 67 | 207699112
KANIONco | KWSMO-18R410AIHMV | KANIONco | *** | *** | *** | 18000 | 19000 | 19 | 12 | 9.8 | 2 | 78 | 70 | 207691848
YONAN | YSMO-30HRN1 | YONAN ¦ YONAN | MSAG11B-09HRFN1-MX7W(GA) ¦ MTIU-09HWFN1-M |  |  | 27400 | 28000 | 22.25 | 11.95 | 9.2 | 2 | 75 | 67 | 207691835
YONAN | YSMO-30HRN1 | YONAN | *** | *** | *** | 28000 | 28000 | 21 | 11.7 | 9.2 | 2 | 79 | 67 | 207691834
MIDEA | MMCMHAQ24CA3 | MIDEA ¦ MIDEA | DHMSHAQ09XA3 ¦ 40MBDQ09---3 |  |  | 24000 | 24400 | 22.95 | 12.95 | 9.85 | 1.9 | 86 | 75 | 207683476
CanAir | C28MC218H21 | CanAir | *** | *** | *** | 18000 | 19000 | 19 | 12 | 9.8 | 2 | 78 | 70 | 207683263
NAPOLEON | NDHAM-28-O | NAPOLEON ¦ NAPOLEON | NH25-09F-I ¦ NDHAS22-09-I |  |  | 28000 | 28000 | 21.3 | 11.75 | 9.65 | 1.8 | 94 | 89 | 207683240
MIDEA | M3OJ-27HFN1-M-CO | MIDEA | *** | *** | *** | 28000 | 28000 | 21 | 11.7 | 9.2 | 2 | 79 | 67 | 207659306
COMFORTSTAR | CVH-18-2SH | COMFORTSTAR ¦ COMFORTSTAR | CPA-09B ¦ CXH009CD(I) |  |  | 19000 | 20000 | 20.5 | 12.25 | 9.55 | 1.88 | 78 | 97 | 207658978
COMFORTSTAR | CMZ-54-5Z | COMFORTSTAR ¦ COMFORTSTAR | CPA-09B ¦ CXH009CD(I) |  |  | 48000 | 49000 | 21.95 | 11.65 | 9.2 | 1.75 | 71 | 67 | 207658975
COMFORTSTAR | CMZ-27-3Z | COMFORTSTAR | *** | *** | *** | 28000 | 28000 | 21 | 11.7 | 9.2 | 2 | 79 | 67 | 207658968
KERR | A-KMH36QV-1 | KERR ¦ KERR | B-KMH09SV-1 ¦ B-KMH09DU-1 |  |  | 36000 | 37000 | 20.6 | 12.65 | 10.15 | 1.8 | 92 | 93 | 207657621
COMFORT-AIRE | A-VMH18DV-1 | COMFORT-AIRE ¦ COMFORT-AIRE | B-VMH09SV-1 ¦ B-VMH09DU-1 |  |  | 19000 | 20000 | 20.5 | 12.25 | 9.55 | 1.88 | 78 | 97 | 207657611
KERR | A-KMH48PV-1 | KERR | *** | *** | *** | 47000 | 49000 | 20.9 | 11.7 | 8.9 | 2 | 73 | 87 | 207657607
KERR | A-KMH18DV-1 | KERR | *** | *** | *** | 19000 | 20000 | 19 | 12 | 9.3 | 1.85 | 80 | 95 | 207657598
KARDA | 3KARDA27MZ3 | KARDA ¦ KARDA | 1PAMSHH09-SZW-25 ¦ 2PAMSDH09 |  |  | 27400 | 28000 | 22.25 | 11.95 | 9.2 | 2 | 75 | 67 | 207657364
PERFECTAIRE | 3PAMSH18-MZO2 | PERFECTAIRE ¦ PERFECTAIRE | 1PAMSHH09-SZW-25 ¦ 2PAMSDH09 |  |  | 18000 | 19000 | 20 | 12.25 | 10 | 2 | 77 | 68 | 207657349
PERFECTAIRE | 3PAMS48-HH-MZO5 | PERFECTAIRE | *** | *** | *** | 47000 | 49000 | 20.9 | 11.7 | 8.9 | 2 | 73 | 87 | 207657345
PERFECTAIRE | 3PAMS27-HH-MZO3 | PERFECTAIRE ¦ PERFECTAIRE | 1PAMSHH09-SZW-25 ¦ 2PAMSDH09 |  |  | 28000 | 28000 | 21.3 | 11.75 | 9.65 | 1.8 | 94 | 89 | 207657340
PERFECTAIRE | 3PAMS18-HH-MZO2 | PERFECTAIRE ¦ PERFECTAIRE | 1PAMSHH09-SZW-25 ¦ 2PAMSDH09 |  |  | 19000 | 20000 | 19.75 | 12.25 | 9.15 | 1.83 | 74 | 93 | 207657337
PERFECTAIRE | 3PAMS18-HH-MZO2 | PERFECTAIRE | *** | *** | *** | 19000 | 20000 | 19 | 12 | 9.3 | 1.85 | 80 | 95 | 207657336
AIRQUEST | DLCMHBH36DAK | AIRQUEST ¦ AIRQUEST | DLFSHAH09XAK ¦ DLFSDAH09XAK |  |  | 36000 | 37000 | 19.5 | 12.1 | 9.85 | 1.8 | 95 | 93 | 207643193
AIRQUEST | DLCMHBH48EAK | AIRQUEST ¦ AIRQUEST | DLFSHAH09XAK ¦ DLFSDAH09XAK |  |  | 47500 | 49000 | 21.05 | 11.35 | 9.45 | 2 | 76 | 89 | 207643190
SMART COMFORT | DLCMHBH36DAK | SMART COMFORT ¦ SMART COMFORT | DLFSHAH09XAK ¦ DLFSDAH09XAK |  |  | 36000 | 37000 | 19.5 | 12.1 | 9.85 | 1.8 | 95 | 93 | 207643172
SMART COMFORT | DLCMRBH18BAK | SMART COMFORT | *** | *** | *** | 18000 | 19000 | 19 | 12 | 9.8 | 2 | 78 | 70 | 207643156
TEMPSTAR | DLCMHBH48EAK | TEMPSTAR ¦ TEMPSTAR | DLFSHAH09XAK ¦ DLFSDAH09XAK |  |  | 47500 | 49000 | 21.05 | 11.35 | 9.45 | 2 | 76 | 89 | 207643148
MIDEA | DLCMRBH48EAK | MIDEA ¦ MIDEA | DLFSHAH09XAK ¦ DLFSDAH09XAK |  |  | 48000 | 49000 | 20.8 | 10.9 | 9.6 | 1.75 | 73 | 67 | 207643133
MIDEA | DLCMHBH48EAK | MIDEA | *** | *** | *** | 47000 | 49000 | 20.9 | 11.7 | 8.9 | 2 | 73 | 87 | 207643126
MDV | M5OG-48HFN1-M-[X]-20-L | MDV | *** | *** | *** | 47000 | 49000 | 20.9 | 11.7 | 8.9 | 2 | 73 | 87 | 207658619
MDV | M3OJ-27HFN1-M-L | MDV | *** | *** | *** | 28000 | 28000 | 20.7 | 11.7 | 9.2 | 2 | 79 | 67 | 207658617
COMFORT-AIRE | A-VMH36QV-1 | COMFORT-AIRE ¦ COMFORT-AIRE | B-VMH09SV-1 ¦ B-VMH09DU-1 |  |  | 36000 | 37000 | 20.6 | 12.65 | 10.15 | 1.8 | 92 | 93 | 207657620
COMFORT-AIRE | A-VMH28TV-1 | COMFORT-AIRE ¦ COMFORT-AIRE | B-VMH09SV-1 ¦ B-VMH09DU-1 |  |  | 28000 | 28000 | 21.5 | 12.1 | 10.05 | 1.8 | 96 | 89 | 207657614
COMFORT-AIRE | A-VMH28TV-1 | COMFORT-AIRE | *** | *** | *** | 28000 | 28000 | 20 | 11.7 | 9.5 | 1.8 | 96 | 89 | 207657613
KERR | A-KMH28TV-1 | KERR ¦ KERR | B-KMH09SV-1 ¦ B-KMH09DU-1 |  |  | 28000 | 28000 | 21.5 | 12.1 | 10.05 | 1.8 | 96 | 89 | 207657603
KERR | A-KMH18DV-1 | KERR ¦ KERR | B-KMH09SV-1 ¦ B-KMH09DU-1 |  |  | 19000 | 20000 | 20.5 | 12.25 | 9.55 | 1.88 | 78 | 97 | 207657600
KARDA | 3KARDA48MZ5 | KARDA ¦ KARDA | 1PAMSHH09-SZW-25 ¦ 2PAMSDH09 |  |  | 48000 | 49000 | 20.8 | 10.9 | 9.6 | 1.75 | 73 | 67 | 207657370
KARDA | 3KARDA27MZ3 | KARDA | *** | *** | *** | 28000 | 28000 | 21 | 11.7 | 9.2 | 2 | 79 | 67 | 207657362
KARDA | 3KARDA18MZ2 | KARDA | *** | *** | *** | 18000 | 19000 | 19 | 12 | 9.8 | 2 | 78 | 70 | 207657360
PERFECTAIRE | 3PAMSH27-MZO3 | PERFECTAIRE | *** | *** | *** | 28000 | 28000 | 21 | 11.7 | 9.2 | 2 | 79 | 67 | 207657350
PERFECTAIRE | 3PAMSH18-MZO2 | PERFECTAIRE | *** | *** | *** | 18000 | 19000 | 19 | 12 | 9.8 | 2 | 78 | 70 | 207657348
PERFECTAIRE | 3PAMS48-HH-MZO5 | PERFECTAIRE ¦ PERFECTAIRE | 1PAMSHH09-SZW-25 ¦ 2PAMSDH09 |  |  | 47500 | 49000 | 21.05 | 11.35 | 9.45 | 2 | 76 | 89 | 207657346
PERFECTAIRE | 3PAMS36-HH-MZO4 | PERFECTAIRE ¦ PERFECTAIRE | 1PAMSHH09-SZW-25 ¦ 2PAMSDH09 |  |  | 36000 | 37000 | 19.5 | 12.1 | 9.85 | 1.8 | 95 | 93 | 207657343
PERFECTAIRE | 3PAMS27-HH-MZO3 | PERFECTAIRE | *** | *** | *** | 28000 | 28000 | 20 | 11.7 | 9.5 | 1.8 | 96 | 89 | 207657338
AIRQUEST | DLCMRBH48EAK | AIRQUEST ¦ AIRQUEST | DLFSHAH09XAK ¦ DLFSDAH09XAK |  |  | 48000 | 49000 | 20.8 | 10.9 | 9.6 | 1.75 | 73 | 67 | 207643196
AIRQUEST | DLCMRBH18BAK | AIRQUEST ¦ AIRQUEST | DLFSHAH09XAK ¦ DLFSDAH09XAK |  |  | 18000 | 19000 | 20 | 12.25 | 10 | 2 | 77 | 68 | 207643178
SMART COMFORT | DLCMRBH18BAK | SMART COMFORT ¦ SMART COMFORT | DLFSHAH09XAK ¦ DLFSDAH09XAK |  |  | 18000 | 19000 | 20 | 12.25 | 10 | 2 | 77 | 68 | 207643157
TEMPSTAR | DLCMRBH18BAK | TEMPSTAR ¦ TEMPSTAR | DLFSHAH09XAK ¦ DLFSDAH09XAK |  |  | 18000 | 19000 | 20 | 12.25 | 10 | 2 | 77 | 68 | 207643136
MIDEA | DLCMHBH36DAK | MIDEA ¦ MIDEA | DLFSHAH09XAK ¦ DLFSDAH09XAK |  |  | 36000 | 37000 | 19.5 | 12.1 | 9.85 | 1.8 | 95 | 93 | 207643130
Cooper&Hunter | CH-HPR48M-230VO | Cooper&Hunter | *** | *** | *** | 47000 | 49000 | 20.9 | 11.7 | 8.9 | 2 | 73 | 87 | 210799637
Cooper&Hunter | CH-18MES-230VO | Cooper&Hunter | *** | *** | *** | 18000 | 19000 | 19 | 12 | 9.8 | 2 | 78 | 70 | 210799617
Relief Sciences | LANG27OD25-3 | Relief Sciences | *** | *** | *** | 28000 | 28000 | 21 | 11.7 | 9.2 | 2 | 79 | 67 | 210655379
Relief Sciences | LANG24OD25-2 | Relief Sciences ¦ Relief Sciences | LANG09ID-25 ¦ MTIU-09HWFN1-M |  |  | 18000 | 19000 | 20 | 12.25 | 10 | 2 | 77 | 68 | 210655377
MDV | M2OI-18HFN1-M-L | MDV ¦ MDV | CS11M-09HRFN1-MX0W(A) ¦ MTIU-09HWFN1-M |  |  | 19000 | 20000 | 20.35 | 12.25 | 9.55 | 1.88 | 78 | 97 | 210644066
Conforto | MHMZ548DA | Conforto ¦ Conforto | MHWAL09DA ¦ DHWAL09DA |  |  | 47500 | 49000 | 21.35 | 11.7 | 9.35 | 2 | 73 | 89 | 210605821
ECO AC | EMH-3O27BBH | ECO AC ¦ ECO AC | MSAG11B-09HRFN1-MX7W(GA) ¦ EHH-D09BA |  |  | 28000 | 28000 | 21.3 | 11.75 | 9.65 | 1.8 | 94 | 89 | 210586156
ECO AC | EMH-2O18BBH | ECO AC | *** | *** | *** | 19000 | 20000 | 19 | 12 | 9.3 | 1.85 | 80 | 95 | 210586152
Durastar | DRA5H55M1A | Durastar | *** | *** | *** | 55000 | 55000 | 18.8 | 10.5 | 9.3 | 1.9 | 64 | 84 | 210568224
Durastar | DRA5H48M1A | Durastar ¦ Durastar | DRAW09F1A ¦ DRAD09F1A |  |  | 47500 | 49000 | 21.05 | 11.35 | 9.45 | 2 | 76 | 89 | 210568222
Durastar | DRA2H18M1A | Durastar ¦ Durastar | DRAW09F1A ¦ DRAD09F1A |  |  | 19000 | 20000 | 19.75 | 12.25 | 9.15 | 1.83 | 74 | 93 | 210568213
AIRDACH | AMSH4800VM1-D | AIRDACH ¦ AIRDACH | MSAG11B-09HRFN1-MX7W(GA) ¦ MTIU-09HWFN1-M |  |  | 48000 | 49000 | 20.8 | 10.9 | 9.6 | 1.75 | 73 | 67 | 210474682
AIRDACH | AMSH1800VM1-D | AIRDACH ¦ AIRDACH | MSAG11B-09HRFN1-MX7W(GA) ¦ MTIU-09HWFN1-M |  |  | 18000 | 19000 | 20 | 12.25 | 10 | 2 | 77 | 68 | 210474673
AIRDACH | AMSH1800VM1-D | AIRDACH | *** | *** | *** | 18000 | 19000 | 19 | 12 | 9.8 | 2 | 78 | 70 | 210474672
CTMorley | MOU-3A27H-2 | CTMorley | *** | *** | *** | 28000 | 28000 | 20 | 11.7 | 9.5 | 1.8 | 96 | 89 | 210288144
CTMorley | MOU-2A18H-2 | CTMorley ¦ CTMorley | MIU-A09D-2 ¦ MIU-A09W-2 |  |  | 19000 | 20000 | 19.75 | 12.25 | 9.15 | 1.83 | 74 | 93 | 210288142
CTMorley | MOU-2A18H-2 | CTMorley | *** | *** | *** | 19000 | 20000 | 19 | 12 | 9.3 | 1.85 | 80 | 95 | 210288141
CTMorley | MOU-3A27G-2 | CTMorley ¦ CTMorley | MIU-A09D-2 ¦ MIU-A09W-2 |  |  | 27400 | 28000 | 22.25 | 11.95 | 9.2 | 2 | 75 | 67 | 210288133
CTMorley | MOU-2A18G-2 | CTMorley ¦ CTMorley | MIU-A09D-2 ¦ MIU-A09W-2 |  |  | 18000 | 19000 | 20 | 12.25 | 10 | 2 | 77 | 68 | 210288130
MDV | M3OH-27HFN1-MQ1 | MDV ¦ MDV | CS11M-09HRFN1-MX0W(A) ¦ MTIU-09HWFN1-M |  |  | 27400 | 27400 | 20.75 | 11.5 | 9.3 | 1.85 | 74 | 68 | 209948225
MDV | M4OH-36HFN1-MQ1 | MDV ¦ MDV | CS11M-09HRFN1-MX0W(A) ¦ MTIU-09HWFN1-M |  |  | 36000 | 36400 | 19.75 | 10.5 | 8.9 | 1.84 | 67 | 66 | 209948224
CTMorley | MOU-5A55H-2 | CTMorley ¦ CTMorley | MIU-A09D-2 ¦ MIU-A09W-2 |  |  | 55000 | 55000 | 19.4 | 10.5 | 9.4 | 1.85 | 64 | 83 | 209864941
KLIMAIRE | KMIR327-H217-2 | KLIMAIRE ¦ KLIMAIRE | KSIH009-H225-IW-2 ¦ KDIP09-H2 |  |  | 27400 | 28000 | 22.25 | 11.95 | 9.2 | 2 | 75 | 67 | 209862189
CLASSIC | MMRSHC27AS3 | CLASSIC | *** | *** | *** | 28000 | 28000 | 21 | 11.7 | 9.2 | 2 | 79 | 67 | 209843037
COMFORTMAKER | DLCMRBH18BAK | COMFORTMAKER | *** | *** | *** | 18000 | 19000 | 19 | 12 | 9.8 | 2 | 78 | 70 | 207643009
ARCOAIRE | DLCMHBH36DAK | ARCOAIRE ¦ ARCOAIRE | DLFSHAH09XAK ¦ DLFSDAH09XAK |  |  | 36000 | 37000 | 19.5 | 12.1 | 9.85 | 1.8 | 95 | 93 | 207643004
ARCOAIRE | DLCMHBH48EAK | ARCOAIRE ¦ ARCOAIRE | DLFSHAH09XAK ¦ DLFSDAH09XAK |  |  | 47500 | 49000 | 21.05 | 11.35 | 9.45 | 2 | 76 | 89 | 207643001
MIDEA | 38MGHBQ48EA3 | MIDEA | *** | *** | *** | 47000 | 49000 | 20.9 | 11.7 | 8.9 | 2 | 73 | 87 | 207642973
MIDEA | 38MGRBQ18BA3 | MIDEA ¦ MIDEA | DHMSHAQ09XA3 ¦ 40MBDQ09---3 |  |  | 18000 | 19000 | 20.95 | 12.95 | 10.15 | 2 | 76 | 68 | 207642962
Weathermaker | 38MGHBQ36DA3 | Weathermaker ¦ Weathermaker | DHMSHAQ09XA3 ¦ 40MBDQ09---3 |  |  | 36000 | 37000 | 20.6 | 12.65 | 10.15 | 1.8 | 92 | 93 | 207642956
Weathermaker | 38MGRBQ18BA3 | Weathermaker ¦ Weathermaker | DHMSHAQ09XA3 ¦ 40MBDQ09---3 |  |  | 18000 | 19000 | 20.95 | 12.95 | 10.15 | 2 | 76 | 68 | 207642941
PAYNE | 38MGHBQ36DA3 | PAYNE ¦ PAYNE | DHMSHAQ09XA3 ¦ 40MBDQ09---3 |  |  | 36000 | 37000 | 20.6 | 12.65 | 10.15 | 1.8 | 92 | 93 | 207642935
PAYNE | 38MGHBQ24CA3 | PAYNE | *** | *** | *** | 24000 | 24000 | 21.3 | 12.5 | 9.7 | 1.9 | 90 | 75 | 207642922
BRYANT | 38MGHBQ24CA3 | BRYANT | *** | *** | *** | 24000 | 24000 | 21.3 | 12.5 | 9.7 | 1.9 | 90 | 75 | 207642901
BRYANT | 38MGRBQ18BA3 | BRYANT ¦ BRYANT | DHMSHAQ09XA3 ¦ 40MBDQ09---3 |  |  | 18000 | 19000 | 20.95 | 12.95 | 10.15 | 2 | 76 | 68 | 207642899
CARRIER | 38MGHBQ36DA3 | CARRIER ¦ CARRIER | DHMSHAQ09XA3 ¦ 40MBDQ09---3 |  |  | 36000 | 37000 | 20.6 | 12.65 | 10.15 | 1.8 | 92 | 93 | 207642893
CARRIER | 38MGHBQ48EA3 | CARRIER ¦ CARRIER | DHMSHAQ09XA3 ¦ 40MBDQ09---3 |  |  | 47500 | 49000 | 21.35 | 11.7 | 9.35 | 2 | 73 | 89 | 207642890
CARRIER | 38MGRBQ18BA3 | CARRIER | *** | *** | *** | 18000 | 19000 | 19 | 12 | 9.8 | 2 | 78 | 70 | 207642877
LBG Products | LMUHB48DO | LBG Products | *** | *** | *** | 47000 | 49000 | 20.9 | 11.7 | 8.9 | 2 | 73 | 87 | 207641326
LBG Products | LMHB18DO | LBG Products ¦ LBG Products | LBHB09DUI ¦ LMHB09DFI |  |  | 18000 | 19000 | 20 | 12.25 | 10 | 2 | 77 | 68 | 207641306
BLUERIDGE | BMM48HHC | BLUERIDGE ¦ BLUERIDGE | BM09M22WM ¦ MTIU-09HWFN1-M |  |  | 47500 | 49000 | 21.05 | 11.35 | 9.45 | 2 | 76 | 89 | 207641302
BLUERIDGE | BMM36HHC | BLUERIDGE ¦ BLUERIDGE | BM09M22WM ¦ MTIU-09HWFN1-M |  |  | 36000 | 37000 | 19.5 | 12.1 | 9.85 | 1.8 | 95 | 93 | 207641299
BLUERIDGE | BMM27C | BLUERIDGE | *** | *** | *** | 28000 | 28000 | 21 | 11.7 | 9.2 | 2 | 79 | 67 | 207641282
NOVAIR | LEA27MZ-3P-25SK-O | NOVAIR ¦ NOVAIR | 09EVONVI ¦ MTIU-09HWFN1-M |  |  | 27400 | 28000 | 22.25 | 11.95 | 9.2 | 2 | 75 | 67 | 207641275
MDV | M5OG-48HFN1-M* | MDV ¦ MDV | CS11M-09HRFN1-MX0W(A) ¦ MTIU-09HWFN1-M |  |  | 48000 | 49000 | 20.8 | 10.9 | 9.6 | 1.75 | 73 | 67 | 207641261
MDV | M3OJ-27HFN1-M* | MDV ¦ MDV | CS11M-09HRFN1-MX0W(A) ¦ MTIU-09HWFN1-M |  |  | 27400 | 28000 | 22.25 | 11.95 | 9.2 | 2 | 75 | 67 | 207641254
MDV | M5OG-48HFN1-M-[X]-20* | MDV ¦ MDV | CS11M-09HRFN1-MX0W(A) ¦ MTIU-09HWFN1-M |  |  | 47500 | 49000 | 21.05 | 11.35 | 9.45 | 2 | 76 | 89 | 207641251
MDV | M5OG-48HFN1-M | MDV ¦ MDV | CS11M-09HRFN1-MX0W(A) ¦ MTIU-09HWFN1-M |  |  | 48000 | 49000 | 21.95 | 11.65 | 9.2 | 1.75 | 71 | 67 | 207641230
MDV | M3OI-24HFN1-M | MDV ¦ MDV | CS11M-09HRFN1-MX0W(A) ¦ MTIU-09HWFN1-M |  |  | 24000 | 24000 | 21.55 | 12.4 | 10.35 | 1.8 | 100 | 100 | 207618261
MDV | M3OJ-24HFN1-M | MDV | *** | *** | *** | 24000 | 24000 | 21.3 | 12.5 | 9.7 | 1.9 | 90 | 75 | 207617651
Convectair | 8522-C48-O | Convectair ¦ Convectair | 8028-C09-I ¦ MTIU-09HWFN1-M |  |  | 47500 | 49000 | 21.35 | 11.7 | 9.35 | 2 | 73 | 89 | 207590854
Convectair | 8322-C27-O | Convectair ¦ Convectair | 8028-C09-I ¦ MTIU-09HWFN1-M |  |  | 28000 | 28000 | 21.5 | 12.1 | 10.05 | 1.8 | 96 | 89 | 207590851
Convectair | 8222-C18-O | Convectair ¦ Convectair | 8028-C09-I ¦ MTIU-09HWFN1-M |  |  | 19000 | 20000 | 20.5 | 12.25 | 9.55 | 1.88 | 78 | 97 | 207590848
Convectair | 8222-C18-O | Convectair | *** | *** | *** | 19000 | 20000 | 19 | 12 | 9.3 | 1.85 | 80 | 95 | 207590847
MDV | M2OA-18HFN1-M | MDV | *** | *** | *** | 18000 | 19000 | 19 | 12 | 9.8 | 2 | 78 | 70 | 206714980
AC PRO.COM | A3OJ-27HFN1-M | AC PRO.COM ¦ AC PRO.COM | ASEPB-09HRFN1-MY5W(GA) ¦ ATIU-09HWFN1-M |  |  | 28000 | 28000 | 22.8 | 12.2 | 9.35 | 2 | 76 | 67 | 207827127
DIYCOOL | ACIQ-27Z-HH-M3B | DIYCOOL | *** | *** | *** | 28000 | 28000 | 20 | 11.7 | 9.5 | 1.8 | 96 | 89 | 207825592
DIYCOOL | ACIQ-18Z-HH-M2B | DIYCOOL ¦ DIYCOOL | ACIQ-09W-HH-MB ¦ ACIQ-09CD-HH-MB |  |  | 19000 | 20000 | 20.5 | 12.25 | 9.55 | 1.88 | 78 | 97 | 207825590
BLUERIDGE | BMM27HH2C | BLUERIDGE ¦ BLUERIDGE | BMY9HH28WM ¦ MTIU-09HWFN1-M |  |  | 27000 | 27000 | 20.4 | 12 | 10 | 1.8 | 85 | 100 | 212360180
MDV | M3OK-27HFN1-M* | MDV ¦ MDV | MSAG11B-09HRFN1-MX7W(GA) ¦ MTIU-09HWFN1-M |  |  | 27000 | 27000 | 19.75 | 11.8 | 9.8 | 1.8 | 84 | 100 | 212360177
STEALTH | ES-48Z-M5B | STEALTH ¦ STEALTH | ACIQ-09CD-HH-MB ¦ ACIQ-09W-HH-MC |  |  | 48000 | 49000 | 21.95 | 11.65 | 9.2 | 1.75 | 71 | 67 | 212316217
STEALTH | ES-27Z-M3B | STEALTH ¦ STEALTH | ACIQ-09CD-HH-MB ¦ ACIQ-09W-HH-MC |  |  | 28000 | 28000 | 22.8 | 12.2 | 9.35 | 2 | 76 | 67 | 212316211
STEALTH | ACIQ-18Z-HH-M2B | STEALTH ¦ STEALTH | ACIQ-09CD-HH-MB ¦ ACIQ-09W-HH-MB |  |  | 19000 | 20000 | 20.5 | 12.25 | 9.55 | 1.88 | 78 | 97 | 212316173
STEALTH | ACIQ-18Z-HH-M2B | STEALTH | *** | *** | *** | 19000 | 20000 | 19 | 12 | 9.3 | 1.85 | 80 | 95 | 212316172
PolarWave | ES-55Z-M5B | PolarWave ¦ PolarWave | ACIQ-09CD-HH-MB ¦ ACIQ-09W-HH-MC |  |  | 55000 | 55000 | 20.15 | 10.5 | 8.85 | 1.75 | 63 | 60 | 212316134
PolarWave | ES-27Z-M3B | PolarWave | *** | *** | *** | 28000 | 28000 | 21 | 11.7 | 9.2 | 2 | 79 | 67 | 212316124
PolarWave | ACIQ-27Z-HH-M3B | PolarWave | *** | *** | *** | 28000 | 28000 | 20 | 11.7 | 9.5 | 1.8 | 96 | 89 | 212316089
PolarWave | ACIQ-18Z-HH-M2B | PolarWave | *** | *** | *** | 19000 | 20000 | 19 | 12 | 9.3 | 1.85 | 80 | 95 | 212316086
PREMIUM LEVELLA | PIAWMZ278800B | PREMIUM LEVELLA | *** | *** | *** | 28000 | 28000 | 21 | 11.7 | 9.2 | 2 | 79 | 67 | 211991191
PREMIUM LEVELLA | PIAWMZ188800B | PREMIUM LEVELLA | *** | *** | *** | 18000 | 19000 | 19 | 12 | 9.8 | 2 | 78 | 70 | 211991187
DUOHOME | D5OA-55HFN1-M | DUOHOME ¦ DUOHOME | DSAG11B-09HRFN1-MX7W(GA) ¦ MTIU-09HWFN1-M |  |  | 55000 | 55000 | 19.6 | 10.5 | 9.1 | 1.75 | 65 | 60 | 211911402
DUOHOME | D3OJ-27HFN1-M | DUOHOME ¦ DUOHOME | DSAG11B-09HRFN1-MX7W(GA) ¦ MTIU-09HWFN1-M |  |  | 27400 | 28000 | 22.25 | 11.95 | 9.2 | 2 | 75 | 67 | 211911393
KADEN | KO-PS218HP-2AAMA | KADEN | *** | *** | *** | 18000 | 19000 | 19 | 12 | 9.8 | 2 | 78 | 70 | 211793561
LPS Legacy | DLCMRBH18BAK | LPS Legacy | *** | *** | *** | 18000 | 19000 | 19 | 12 | 9.8 | 2 | 78 | 70 | 211756557
Mitsutomo | HO-MP48-AB-Q | Mitsutomo | *** | *** | *** | 47000 | 49000 | 20.9 | 11.7 | 8.9 | 2 | 73 | 87 | 211306411
Mitsutomo | HO-MQ36-AB-Q | Mitsutomo ¦ Mitsutomo | HW-UZ09-AB-Q ¦ MTIU-09HWFN1-M |  |  | 36000 | 37000 | 19.5 | 12.1 | 9.85 | 1.8 | 95 | 93 | 211306409
Mitsutomo | HO-MD18-AB-Q | Mitsutomo ¦ Mitsutomo | HW-UZ09-AB-Q ¦ MTIU-09HWFN1-M |  |  | 19000 | 20000 | 19.75 | 12.25 | 9.15 | 1.83 | 74 | 93 | 211306403
PERFECTAIRE | 3PAMS55-HH-MZO5 | PERFECTAIRE | *** | *** | *** | 55000 | 55000 | 18.8 | 10.5 | 9.3 | 1.9 | 64 | 84 | 211253533
DIYCOOL | ES-27Z-M3B | DIYCOOL ¦ DIYCOOL | ACIQ-09W-HH-MB ¦ ACIQ-09CD-HH-MB |  |  | 28000 | 28000 | 22.8 | 12.2 | 9.35 | 2 | 76 | 67 | 210857406
DIYCOOL | ACIQ-55Z-HH-M5B | DIYCOOL ¦ DIYCOOL | ACIQ-09W-HH-MB ¦ ACIQ-09CD-HH-MB |  |  | 55000 | 55000 | 20.4 | 10.5 | 9.4 | 1.9 | 63 | 84 | 210857400
ACIQ | ES-27Z-M3B | ACIQ ¦ ACIQ | ACIQ-09W-HH-MB ¦ ACIQ-09CD-HH-MB |  |  | 28000 | 28000 | 22.8 | 12.2 | 9.35 | 2 | 76 | 67 | 210857388
ACIQ | ACIQ-55Z-HH-M5B | ACIQ ¦ ACIQ | ACIQ-09W-HH-MB ¦ ACIQ-09CD-HH-MB |  |  | 55000 | 55000 | 20.4 | 10.5 | 9.4 | 1.9 | 63 | 84 | 210857382
1HVAC | ES-27Z-M3B | 1HVAC ¦ 1HVAC | ACIQ-09W-HH-MB ¦ ACIQ-09CD-HH-MB |  |  | 28000 | 28000 | 22.8 | 12.2 | 9.35 | 2 | 76 | 67 | 210857370
1HVAC | ES-27Z-M3B | 1HVAC | *** | *** | *** | 28000 | 28000 | 21 | 11.7 | 9.2 | 2 | 79 | 67 | 210857369
1HVAC | ES-18Z-M2B | 1HVAC ¦ 1HVAC | ACIQ-09W-HH-MB ¦ ACIQ-09CD-HH-MB |  |  | 18000 | 19000 | 20.95 | 12.95 | 10.15 | 2 | 76 | 68 | 210857367
1HVAC | ACIQ-55Z-HH-M5B | 1HVAC | *** | *** | *** | 55000 | 55000 | 18.8 | 10.5 | 9.3 | 1.9 | 64 | 84 | 210857363
DIAMONDAIR | DF55M2Z5 | DIAMONDAIR ¦ DIAMONDAIR | DF2009HMSI ¦ MTIU-09HWFN1-M |  |  | 55000 | 55000 | 19.6 | 10.5 | 9.1 | 1.75 | 65 | 60 | 210857288
DIAMONDAIR | DF18M2Z2 | DIAMONDAIR ¦ DIAMONDAIR | DF2009HMSI ¦ MTIU-09HWFN1-M |  |  | 18000 | 19000 | 20 | 12.25 | 10 | 2 | 77 | 68 | 210857279
Cooper&Hunter | CH-HPR36M-230VO | Cooper&Hunter ¦ Cooper&Hunter | CH-09DKT230VI ¦ CH-D09MSPHWM-230VI |  |  | 36000 | 37000 | 20.6 | 12.65 | 10.15 | 1.8 | 92 | 93 | 210799639
KEEPRITE | DLCMRBH18BAK | KEEPRITE | *** | *** | *** | 18000 | 19000 | 19 | 12 | 9.8 | 2 | 78 | 70 | 207643072
HEIL | DLCMHBH36DAK | HEIL ¦ HEIL | DLFSHAH09XAK ¦ DLFSDAH09XAK |  |  | 36000 | 37000 | 19.5 | 12.1 | 9.85 | 1.8 | 95 | 93 | 207643067
HEIL | DLCMHBH48EAK | HEIL | *** | *** | *** | 47000 | 49000 | 20.9 | 11.7 | 8.9 | 2 | 73 | 87 | 207643063
Relief Sciences | LANG27OD35-3 | Relief Sciences ¦ Relief Sciences | LANG09ID-25 ¦ MTIU-09HWFN1-M |  |  | 28000 | 28000 | 21.3 | 11.75 | 9.65 | 1.8 | 94 | 89 | 212615022
TK'S | T2C-18HFN1* | TK'S | *** | *** | *** | 18000 | 19000 | 19 | 12 | 9.8 | 2 | 78 | 70 | 212528007
KANIONco | KWSMO-27R410AIHH | KANIONco ¦ KANIONco | KWSMI-09R410AIHH ¦ MTIU-09HWFN1-M |  |  | 27400 | 28000 | 22.25 | 11.95 | 9.2 | 2 | 75 | 67 | 212360149
KANIONco | KWSMO-18R410AIHH | KANIONco ¦ KANIONco | KWSMI-09R410AIHH ¦ MTIU-09HWFN1-M |  |  | 18000 | 19000 | 20 | 12.25 | 10 | 2 | 77 | 68 | 212360146
KANIONco | KWSMO-18R410AIHH | KANIONco | *** | *** | *** | 18000 | 19000 | 19 | 12 | 9.8 | 2 | 78 | 70 | 212360145
STEALTH | ACIQ-55Z-HH-M5B | STEALTH | *** | *** | *** | 55000 | 55000 | 18.8 | 10.5 | 9.3 | 1.9 | 64 | 84 | 212316204
PolarWave | ES-27Z-M3B | PolarWave ¦ PolarWave | ACIQ-09CD-HH-MB ¦ ACIQ-09W-HH-MC |  |  | 28000 | 28000 | 22.8 | 12.2 | 9.35 | 2 | 76 | 67 | 212316125
PolarWave | ES-18Z-M2B | PolarWave ¦ PolarWave | ACIQ-09CD-HH-MB ¦ ACIQ-09W-HH-MC |  |  | 18000 | 19000 | 20.95 | 12.95 | 10.15 | 2 | 76 | 68 | 212316122
Daizuki | DXFM-4823-5Z | Daizuki ¦ Daizuki | DXFU09E426-20 ¦ DXMH09E426-25 |  |  | 48000 | 49000 | 21.95 | 11.65 | 9.2 | 1.75 | 71 | 67 | 211994922
Daizuki | DXFM-1823-2Z | Daizuki ¦ Daizuki | DXFU09E426-20 ¦ DXMH09E426-25 |  |  | 18000 | 19000 | 20.95 | 12.95 | 10.15 | 2 | 76 | 68 | 211994919
PREMIUM LEVELLA | PIAWMZ488800B | PREMIUM LEVELLA ¦ PREMIUM LEVELLA | MTIU-09HWFN1-M ¦ MSAG11B-09HRFN1-MX7W(GA) |  |  | 48000 | 49000 | 20.8 | 10.9 | 9.6 | 1.75 | 73 | 67 | 211991200
PREMIUM LEVELLA | PIAWMZ188800B | PREMIUM LEVELLA ¦ PREMIUM LEVELLA | MTIU-09HWFN1-M ¦ MSAG11B-09HRFN1-MX7W(GA) |  |  | 18000 | 19000 | 20 | 12.25 | 10 | 2 | 77 | 68 | 211991189
DUOHOME | D5OG-48HFN1-M | DUOHOME ¦ DUOHOME | DSAG11B-09HRFN1-MX7W(GA) ¦ MTIU-09HWFN1-M |  |  | 48000 | 49000 | 20.8 | 10.9 | 9.6 | 1.75 | 73 | 67 | 211911399
DUOHOME | D2OA-18HFN1-M | DUOHOME ¦ DUOHOME | DSAG11B-09HRFN1-MX7W(GA) ¦ MTIU-09HWFN1-M |  |  | 18000 | 19000 | 20 | 12.25 | 10 | 2 | 77 | 68 | 211911390
KADEN | KO-PS327HP-2AAMA | KADEN | *** | *** | *** | 28000 | 28000 | 21 | 11.7 | 9.2 | 2 | 79 | 67 | 211793564
LPS Legacy | DLCMHBH36DAK | LPS Legacy ¦ LPS Legacy | DLFSHBH09XAK ¦ DLFSDAH09XAK |  |  | 36000 | 37000 | 19.5 | 12.1 | 9.85 | 1.8 | 95 | 93 | 211756610
LPS Legacy | DLCMRBH18BAK | LPS Legacy ¦ LPS Legacy | DLFSHBH09XAK ¦ DLFSDAH09XAK |  |  | 18000 | 19000 | 20 | 12.25 | 10 | 2 | 77 | 68 | 211756521
Star Air Kontrol | SAK-48-21MUZ/220(OUT)* | Star Air Kontrol ¦ Star Air Kontrol | SAK-9-DTMS/220(IN) ¦ MSAG11B-09HRFN1-MX7W(GA) |  |  | 48000 | 49000 | 20.8 | 10.9 | 9.6 | 1.75 | 73 | 67 | 211726677
Star Air Kontrol | SAK-27-22MUZ/220(OUT)* | Star Air Kontrol ¦ Star Air Kontrol | SAK-9-DTMS/220(IN) ¦ MSAG11B-09HRFN1-MX7W(GA) |  |  | 27400 | 28000 | 22.25 | 11.95 | 9.2 | 2 | 75 | 67 | 211726675
Star Air Kontrol | SAK-18-21MUZ/220(OUT)* | Star Air Kontrol ¦ Star Air Kontrol | SAK-9-DTMS/220(IN) ¦ MSAG11B-09HRFN1-MX7W(GA) |  |  | 18000 | 19000 | 20 | 12.25 | 10 | 2 | 77 | 68 | 211726667
Mitsutomo | HO-MP55-AB-Q | Mitsutomo ¦ Mitsutomo | HW-UZ09-AB-Q ¦ MTIU-09HWFN1-M |  |  | 55000 | 55000 | 19.4 | 10.5 | 9.4 | 1.85 | 64 | 83 | 211306415
Mitsutomo | HO-MD18-AB-Q | Mitsutomo | *** | *** | *** | 19000 | 20000 | 19 | 12 | 9.3 | 1.85 | 80 | 95 | 211306402
LG | LMU480HHV | LG | *** | *** | *** | 48000 | 52500 | 18.5 | 12.6 | 10 | 2.02 | 67 | 90 | 206717009
LG | LMU421HHV | LG | *** | *** | *** | 42000 | 48000 | 19 | 13.1 | 10 | 1.92 | 66 | 90 | 206717008
LG | LMU361HHV | LG | *** | *** | *** | 36000 | 45000 | 19 | 13.5 | 10 | 1.93 | 66 | 90 | 206717006
LG | LMU601HV | LG | *** | *** | *** | 60000 | 64000 | 18.5 | 11 | 9.5 | 1.97 | 66 | 70 | 206717003
LG | ARUM036GSS5 | LG ¦ LG | ARNU073TAA4 ¦ ARNU073M2A4 |  |  | 36000 | 48500 | 20 | 14.5 | 10.35 | 1.83 | 63 | 99 | 205967240
LG | ARUM048GSS5 | LG ¦ LG | ARNU093TAA4 ¦ ARNU093M2A4 |  |  | 48000 | 58500 | 20.35 | 12.85 | 10.15 | 1.83 | 64 | 82 | 205967239
LG | ARUM036GSS5 | LG | *** | *** | *** | 36000 | 43500 | 17 | 13.5 | 10.1 | 1.83 | 64 | 110 | 205967238
LG | ARUM048GSS5 | LG | *** | *** | *** | 48000 | 56000 | 17 | 12.2 | 10 | 1.83 | 65 | 86 | 205967236
LG | ARUN060GSS4 | LG ¦ LG | ARNU153TNA4 ¦ ARNU153BGA4 |  |  | 60000 | 66500 | 19.6 | 11.5 | 9.55 | 1.83 | 64 | 75 | 10516995
LG | ARUN060GSS4 | LG | *** | *** | *** | 60000 | 67000 | 16.2 | 10 | 9.1 | 1.83 | 63 | 75 | 10514711
LG | LMU300HHV | LG | *** | *** | *** | 24600 | 27000 | 17.5 | 11.7 | 9.2 | 1.85 | 66 | 85 | 10445377
LG | LMU240HHV | LG | *** | *** | *** | 20000 | 24000 | 17 | 11.7 | 9.2 | 1.83 | 63 | 90 | 10445375
LG | LMU180HHV | LG | *** | *** | *** | 16500 | 22000 | 17.5 | 12 | 8.6 | 1.83 | 67 | 90 | 10445373
LG | ARUB060GSS4 | LG ¦ LG | ARNU153TNA4 ¦ ARNU153BGA4 |  |  | 60000 | 67000 | 19.6 | 11.5 | 9.55 | 1.83 | 63 | 75 | 10271659
LG | ARUN024GSS4 | LG ¦ LG | ARNU073SBL4 ¦ ARNU073BHA4 |  |  | 24000 | 31200 | 18.15 | 14.8 | 10.2 | 2.16 | 61 | 84 | 10271658
LG | ARUB060GSS4 | LG | *** | *** | *** | 60000 | 67000 | 16.2 | 10 | 9.1 | 1.83 | 63 | 75 | 10271657
LG | ARUN024GSS4 | LG | *** | *** | *** | 24000 | 31200 | 18.15 | 14.8 | 10.2 | 2.16 | 61 | 84 | 10070563
LG | ARUN048GSS4 | LG ¦ LG | ARNU123SBL4 ¦ ARNU123BHA2 |  |  | 48000 | 54500 | 20 | 13.2 | 10.2 | 2.16 | 66 | 72 | 8717934
LG | ARUN038GSS4 | LG ¦ LG | ARNU093SBL4 ¦ ARNU093BHA2 |  |  | 38000 | 51000 | 20.1 | 14 | 10.6 | 2.16 | 65 | 76 | 8717933
LG | ARUN038GSS4 | LG | *** | *** | *** | 38000 | 51000 | 20.1 | 14 | 10.6 | 2.16 | 65 | 76 | 8717932
LG | ARUN048GSS4 | LG | *** | *** | *** | 48000 | 54500 | 20 | 13.2 | 10.2 | 2.16 | 66 | 72 | 8717930
Mitsubishi Electric | MXZ-3C24NA3*** | Mitsubishi Electric ¦ Mitsubishi Electric | MSZ-GL06NA*** ¦ SEZ-KD09NA*** |  |  | 22800 | 24800 | 18 | 12.4 | 9.05 | 2.24 | 59 | 42 | 209949000
Mitsubishi Electric | MXZ-3C30NAHZ4*** | Mitsubishi Electric ¦ Mitsubishi Electric | MSZ-GL09NA*** ¦ SEZ-KD09NA*** |  |  | 27800 | 28000 | 17 | 11.4 | 9.25 | 1.99 | 61 | 46 | 209847185
Mitsubishi Electric | MXZ-2C20NAHZ4*** | Mitsubishi Electric ¦ Mitsubishi Electric | MSZ-GL09NA*** ¦ SEZ-KD09NA*** |  |  | 19000 | 22000 | 16.5 | 12.25 | 9.35 | 2.09 | 62 | 47 | 209847183
Mitsubishi Electric | MXZ-3C30NA4*** | Mitsubishi Electric ¦ Mitsubishi Electric | MSZ-GL12NA*** ¦ SEZ-KD12NA*** |  |  | 27800 | 28000 | 17.6 | 10.1 | 9.4 | 2.34 | 65 | 51 | 209847180
Mitsubishi Electric | MXZ-3C24NA4*** | Mitsubishi Electric ¦ Mitsubishi Electric | MSZ-GL09NA*** ¦ SEZ-KD09NA*** |  |  | 22800 | 24800 | 18 | 12.4 | 9.3 | 2.23 | 58 | 41 | 209847179
Mitsubishi Electric | MXZ-2C20NA4*** | Mitsubishi Electric ¦ Mitsubishi Electric | MSZ-GL09NA*** ¦ SEZ-KD09NA*** |  |  | 19000 | 22000 | 18 | 11.35 | 10.55 | 1.95 | 59 | 43 | 209847178
Trane / Mitsubishi Electric | NTXMSM60A182A* | Trane / Mitsubishi Electric ¦ Trane / Mitsubishi Electric | TPEFYP006MA14** ¦ TPLFYP015EM14** |  |  | 60000 | 66000 | 18.5 | 11.95 | 9.75 | 2.18 | 62 | 47 | 207525865
Trane / Mitsubishi Electric | NTXMSH48A182A* | Trane / Mitsubishi Electric ¦ Trane / Mitsubishi Electric | TPEFYP006MA14** ¦ TPLFYP012EM14** |  |  | 48000 | 54000 | 19.5 | 11.8 | 10.5 | 2.03 | 74 | 64 | 207525864
Trane / Mitsubishi Electric | NTXMSH42A152A* | Trane / Mitsubishi Electric ¦ Trane / Mitsubishi Electric | TPEFYP006MA14** ¦ TPLFYP012EM14** |  |  | 42000 | 48000 | 19.75 | 12 | 10.55 | 2.17 | 67 | 53 | 207525862
Mitsubishi Electric | MXZ-SM60NAM | Mitsubishi Electric ¦ Mitsubishi Electric | PEFY-P06NMAU** ¦ PLFY-EP15NEMU** |  |  | 60000 | 66000 | 18.5 | 11.95 | 9.75 | 2.18 | 62 | 47 | 207525859
Mitsubishi Electric | MXZ-SM48NAMHZ | Mitsubishi Electric ¦ Mitsubishi Electric | PEFY-P06NMAU** ¦ PLFY-EP12NEMU** |  |  | 48000 | 54000 | 19.5 | 11.8 | 10.5 | 2.03 | 74 | 64 | 207525858
Mitsubishi Electric | MXZ-SM42NAMHZ | Mitsubishi Electric ¦ Mitsubishi Electric | PEFY-P06NMAU** ¦ PLFY-EP12NEMU** |  |  | 42000 | 48000 | 19.75 | 12 | 10.55 | 2.17 | 67 | 53 | 207525856
Trane / Mitsubishi Electric | NTXMSH48A182A* | Trane / Mitsubishi Electric | *** | *** | *** | 48000 | 54000 | 16 | 10.5 | 9.5 | 1.85 | 76 | 66 | 207517168
Trane / Mitsubishi Electric | NTXMSM48A182A* | Trane / Mitsubishi Electric | *** | *** | *** | 48000 | 54000 | 16 | 10.5 | 8.9 | 2 | 65 | 51 | 207517166
Trane / Mitsubishi Electric | NTXMSH42A152A* | Trane / Mitsubishi Electric | *** | *** | *** | 42000 | 48000 | 18 | 10.6 | 10 | 2.12 | 67 | 53 | 207517165
Mitsubishi Electric | MXZ-SM48NAMHZ | Mitsubishi Electric | *** | *** | *** | 48000 | 54000 | 16 | 10.5 | 9.5 | 1.85 | 76 | 66 | 207517159
Mitsubishi Electric | MXZ-SM48NAM | Mitsubishi Electric | *** | *** | *** | 48000 | 54000 | 16 | 10.5 | 8.9 | 2 | 65 | 51 | 207517157
Mitsubishi Electric | MXZ-SM42NAMHZ | Mitsubishi Electric | *** | *** | *** | 42000 | 48000 | 18 | 10.6 | 10 | 2.12 | 67 | 53 | 207517155
Trane / Mitsubishi Electric | NTXMSM60A182B* | Trane / Mitsubishi Electric ¦ Trane / Mitsubishi Electric | TPEFYP006MA14** ¦ TPEFYP006MA14** |  |  | 60000 | 66000 | 18.5 | 11.95 | 9.75 | 2.18 | 62 | 47 | 211016479
Trane / Mitsubishi Electric | NTXMSH48A182B* | Trane / Mitsubishi Electric ¦ Trane / Mitsubishi Electric | TPEFYP006MA14** ¦ TPLFYP012EM14** |  |  | 48000 | 54000 | 19.5 | 11.8 | 10.5 | 2.03 | 74 | 64 | 211016476
Trane / Mitsubishi Electric | NTXMSH42A152B* | Trane / Mitsubishi Electric ¦ Trane / Mitsubishi Electric | TPEFYP006MA14** ¦ TPLFYP012EM14** |  |  | 42000 | 48000 | 19.75 | 12 | 10.55 | 2.17 | 67 | 53 | 211016472
Mitsubishi Electric | MXZ-SM60NAM2 | Mitsubishi Electric ¦ Mitsubishi Electric | PEFY-P06NMAU** ¦ PLFY-EP15NEMU** |  |  | 60000 | 66000 | 18.5 | 11.95 | 9.75 | 2.18 | 62 | 47 | 211016463
Mitsubishi Electric | MXZ-SM48NAMHZ2 | Mitsubishi Electric ¦ Mitsubishi Electric | PEFY-P06NMAU** ¦ PLFY-EP12NEMU** |  |  | 48000 | 54000 | 19.5 | 11.8 | 10.5 | 2.03 | 74 | 64 | 211016460
Mitsubishi Electric | MXZ-SM42NAMHZ2 | Mitsubishi Electric ¦ Mitsubishi Electric | PEFY-P06NMAU** ¦ PLFY-EP12NEMU** |  |  | 42000 | 48000 | 19.75 | 12 | 10.55 | 2.17 | 67 | 53 | 211016454
Mitsubishi Electric | MXZ-3C30NA3*** | Mitsubishi Electric ¦ Mitsubishi Electric | MSZ-GL09NA*** ¦ SEZ-KD09NA*** |  |  | 27900 | 28200 | 17.6 | 10.1 | 9.05 | 2.37 | 63 | 49 | 209949001
WESTINGHOUSE | WHP42M5A21S | WESTINGHOUSE | *** | *** | *** | 41000 | 45000 | 18 | 10 | 8.8 | 1.84 | 63 | 80 | 208404160
Innovair | VOM42H7R5P7 | Innovair | *** | *** | *** | 41000 | 45000 | 18 | 10 | 8.8 | 1.84 | 63 | 80 | 207821956
EMERSON QUIET KOOL | EAC5H42R2C | EMERSON QUIET KOOL | *** | *** | *** | 41000 | 45000 | 18 | 10 | 8.8 | 1.84 | 63 | 80 | 207821925
AIR-CON | AMSCI4H4S42 | AIR-CON | *** | *** | *** | 41000 | 45000 | 18 | 10 | 8.8 | 1.84 | 63 | 80 | 205150425
FRIEDRICH | FPHMR42A3A | FRIEDRICH | *** | *** | *** | 41000 | 45000 | 18 | 10 | 8.8 | 1.84 | 63 | 80 | 205141511
HAIER | MVHP036MV2AA | HAIER | *** | *** | *** | 36000 | 40000 | 15.5 | 10.5 | 8.4 | 1.8 | 59 | 50 | 10316370
GE Appliances | ASH324NCDD** | GE Appliances | *** | *** | *** | 21400 | 26000 | 17 | 11 | 9.5 | 1.85 | 67 | 81 | 210154194
GE Appliances | ASH220NCDD** | GE Appliances | *** | *** | *** | 17200 | 22000 | 16 | 11 | 9.8 | 1.85 | 67 | 82 | 210154190
HAIER | 2U20EH2HD** | HAIER | *** | *** | *** | 17200 | 22000 | 16 | 11 | 9.8 | 1.85 | 67 | 82 | 210151026
HAIER | 3U24EH2HD** | HAIER | *** | *** | *** | 21400 | 26000 | 17 | 11 | 9.5 | 1.85 | 67 | 81 | 210082199
HAIER | 3U24MS2HD** | HAIER ¦ HAIER | USYM07UCDD** ¦ USYM07UCDD** |  |  | 22600 | 25000 | 19 | 11.9 | 9.5 | 1.8 | 63 | 45 | 207722664
LENNOX VRF | VEP036C432P2 | LENNOX VRF | *** | *** | *** | 37600 | 42000 | 18 | 11 | 8.2 | 2 | 60 | 48 | 206764038
GREE | GMV-36WL/C-T(U) | GREE | *** | *** | *** | 37600 | 42000 | 18 | 11 | 8.2 | 2 | 60 | 48 | 206335356
Custom Comfort | CCOXHAMZ327HP | Custom Comfort | *** | *** | *** | 27000 | 27000 | 19 | 11.8 | 10 | 1.8 | 85 | 100 | 212631691
Custom Comfort | CCOXHAMZ327HP | Custom Comfort ¦ Custom Comfort | CCOXHASD09 ¦ CCOXHAWM09 |  |  | 27000 | 27000 | 20.4 | 12 | 10 | 1.8 | 85 | 100 | 212631692
Trane / Mitsubishi Electric | NTXMMX24A132C* | Trane / Mitsubishi Electric | *** | *** | *** | 23600 | 24600 | 16 | 11.2 | 8.6 | 2.13 | 59 | 43 | 209310459
Trane / Mitsubishi Electric | NTXMMX24A132B* | Trane / Mitsubishi Electric | *** | *** | *** | 23600 | 24600 | 16 | 11.2 | 8.6 | 2.13 | 59 | 43 | 209836206
GE Appliances | ASH324JCDD** | GE Appliances ¦ GE Appliances | USYM07UCDD** ¦ USYM07UCDD** |  |  | 22600 | 25000 | 19 | 11.9 | 9.5 | 1.8 | 63 | 45 | 207722668
Bladex | B50G-48SPHP1 | Bladex ¦ Bladex | BWM11B-09HWIU ¦ MTIU-09HWFN1-M |  |  | 47500 | 49000 | 21.05 | 11.35 | 9.45 | 2 | 76 | 89 | 212920658
Bladex | B50G-48SPHP1 | Bladex | *** | *** | *** | 47000 | 49000 | 20.9 | 11.7 | 8.9 | 2 | 73 | 87 | 212920657
Bladex | B40I-36SPHP1 | Bladex ¦ Bladex | BWM11B-09HWIU ¦ MTIU-09HWFN1-M |  |  | 36000 | 37000 | 19.5 | 12.1 | 9.85 | 1.8 | 95 | 93 | 212920655
Bladex | B50A-55SPHP1 | Bladex ¦ Bladex | BWM11B-09HWIU ¦ MTIU-09HWFN1-M |  |  | 55000 | 55000 | 19.4 | 10.5 | 9.4 | 1.85 | 64 | 83 | 212920661
Bladex | B20I-18SPHP1 | Bladex | *** | *** | *** | 19000 | 20000 | 19 | 12 | 9.3 | 1.85 | 80 | 95 | 212920649
Bladex | B20I-18SPHP1 | Bladex ¦ Bladex | BWM11B-09HWIU ¦ MTIU-09HWFN1-M |  |  | 19000 | 20000 | 19.75 | 12.25 | 9.15 | 1.83 | 74 | 93 | 212920650
Bladex | B30K-27SPHP1 | Bladex ¦ Bladex | BWM11B-09HWIU ¦ MTIU-09HWFN1-M |  |  | 27000 | 27000 | 19.75 | 11.8 | 9.8 | 1.8 | 84 | 100 | 212920663
Bladex | B30K-27SPHP1 | Bladex | *** | *** | *** | 27000 | 27000 | 19 | 11.8 | 10 | 1.8 | 85 | 100 | 212920652
Bladex | B50A-55SPHP1 | Bladex | *** | *** | *** | 55000 | 55000 | 18.8 | 10.5 | 9.3 | 1.9 | 64 | 84 | 212920660
NOVAIR | LEA36MZ-4P-35SK-O* | NOVAIR ¦ NOVAIR | 2LEA09UUSK-I ¦ MTIU-09HWFN1-M |  |  | 36000 | 37000 | 20.6 | 12.65 | 10.15 | 1.8 | 92 | 93 | 212920684
NOVAIR | LEA20MZ-2P-35SK-O* | NOVAIR ¦ NOVAIR | 2LEA09UUSK-I ¦ MTIU-09HWFN1-M |  |  | 19000 | 20000 | 20.5 | 12.25 | 9.55 | 1.88 | 78 | 97 | 212920681
NOVAIR | LEA20MZ-2P-35SK-O* | NOVAIR | *** | *** | *** | 19000 | 20000 | 19 | 12 | 9.3 | 1.85 | 80 | 95 | 212920680
GREE | GWHD(18)ND3PO | GREE ¦ GREE | GWH09AGCXD-D3DN***/I ¦ GFH(09)DA-D3DN***/I |  |  | 18000 | 19000 | 21 | 12 | 10 | 1.92 | 73 | 71 | 211752945
CENTURY | A-VMH36QV-1 | CENTURY ¦ CENTURY | B-VMH09SV-1 ¦ B-VMH09DU-1 |  |  | 36000 | 37000 | 20.6 | 12.65 | 10.15 | 1.8 | 92 | 93 | 212940828
CENTURY | A-VMH28TV-1 | CENTURY ¦ CENTURY | B-VMH09SV-1 ¦ B-VMH09DU-1 |  |  | 28000 | 28000 | 21.5 | 12.1 | 10.05 | 1.8 | 96 | 89 | 212940827
CENTURY | A-VMH18DV-1 | CENTURY ¦ CENTURY | B-VMH09SV-1 ¦ B-VMH09DU-1 |  |  | 19000 | 20000 | 20.5 | 12.25 | 9.55 | 1.88 | 78 | 97 | 212940822
CENTURY | A-VMH18DV-1 | CENTURY | *** | *** | *** | 19000 | 20000 | 19 | 12 | 9.3 | 1.85 | 80 | 95 | 212940820
CENTURY | A-VMH28TV-1 | CENTURY | *** | *** | *** | 28000 | 28000 | 20 | 11.7 | 9.5 | 1.8 | 96 | 89 | 212940824
COVAC | M5OG-48HFN1-M | COVAC ¦ COVAC | MTIU-09HWFN1-M ¦ MSAG11B-09HRFN1-MX7W(GA) |  |  | 48000 | 49000 | 20.8 | 10.9 | 9.6 | 1.75 | 73 | 67 | 213081438
Star Air Kontrol | SAK-60-20MUZ/220(OUT) | Star Air Kontrol ¦ Star Air Kontrol | MTIU-09HWFN1-M ¦ MSAG11B-09HRFN1-MX7W(GA) |  |  | 55000 | 55000 | 19.6 | 10.5 | 9.1 | 1.75 | 65 | 60 | 213081466
MDV | M3OJ-24HFN1-M* | MDV | *** | *** | *** | 24000 | 24000 | 21.3 | 12.5 | 9.7 | 1.9 | 90 | 75 | 207641241
LPS Legacy | DLCMHBH24CAK | LPS Legacy | *** | *** | *** | 24000 | 24000 | 21.3 | 12.5 | 9.7 | 1.9 | 90 | 75 | 211756555
YONAN | YSMO-24HFN1 | YONAN | *** | *** | *** | 24000 | 24000 | 21.3 | 12.5 | 9.7 | 1.9 | 90 | 75 | 212615071
HEIL | DLCMHBH24CAK | HEIL | *** | *** | *** | 24000 | 24000 | 21.3 | 12.5 | 9.7 | 1.9 | 90 | 75 | 207643054
KEEPRITE | DLCMHBH24CAK | KEEPRITE | *** | *** | *** | 24000 | 24000 | 21.3 | 12.5 | 9.7 | 1.9 | 90 | 75 | 207643075
KLIMAIRE | KMIR324-H217-2 | KLIMAIRE | *** | *** | *** | 24000 | 24000 | 21.3 | 12.5 | 9.7 | 1.9 | 90 | 75 | 209862185
DAY & NIGHT | DLCMHBH24CAK | DAY & NIGHT | *** | *** | *** | 24000 | 24000 | 21.3 | 12.5 | 9.7 | 1.9 | 90 | 75 | 207643033
ARCOAIRE | DLCMHBH24CAK | ARCOAIRE | *** | *** | *** | 24000 | 24000 | 21.3 | 12.5 | 9.7 | 1.9 | 90 | 75 | 207642991
TEMPSTAR | DLCMHBH24CAK | TEMPSTAR | *** | *** | *** | 24000 | 24000 | 21.3 | 12.5 | 9.7 | 1.9 | 90 | 75 | 207643138
KENMORE | DLCMHBH24CAK | KENMORE | *** | *** | *** | 24000 | 24000 | 21.3 | 12.5 | 9.7 | 1.9 | 90 | 75 | 207643096
MIDEA | M3OJ-24HFN1-M | MIDEA | *** | *** | *** | 24000 | 24000 | 21.3 | 12.5 | 9.7 | 1.9 | 90 | 75 | 208568364
COMFORTMAKER | DLCMHBH24CAK | COMFORTMAKER | *** | *** | *** | 24000 | 24000 | 21.3 | 12.5 | 9.7 | 1.9 | 90 | 75 | 207643012
SEA BREEZE+ | MZ27H424ZMO | SEA BREEZE+ | *** | *** | *** | 24000 | 24000 | 21.3 | 12.5 | 9.7 | 1.9 | 90 | 75 | 208128286
SMART COMFORT | DLCMHBH24CAK | SMART COMFORT | *** | *** | *** | 24000 | 24000 | 21.3 | 12.5 | 9.7 | 1.9 | 90 | 75 | 207643159
MIDEA | DLCMHBH24CAK | MIDEA | *** | *** | *** | 24000 | 24000 | 21.3 | 12.5 | 9.7 | 1.9 | 90 | 75 | 207643117
AIRQUEST | DLCMHBH24CAK | AIRQUEST | *** | *** | *** | 24000 | 24000 | 21.3 | 12.5 | 9.7 | 1.9 | 90 | 75 | 207643180
Trane / Mitsubishi Electric | NTXMPH30A132C** | Trane / Mitsubishi Electric ¦ Trane / Mitsubishi Electric | NTXAMT18A112** ¦ NTXWST12A112** |  |  | 27800 | 28000 | 17 | 11.4 | 9.25 | 1.91 | 66 | 72 | 212925539
Trane / Mitsubishi Electric | NTXMPH30A132C** | Trane / Mitsubishi Electric | *** | *** | *** | 27400 | 27600 | 16 | 10.3 | 8.5 | 1.75 | 69 | 97 | 212925485
Trane / Mitsubishi Electric | NTXMPH24A132C** | Trane / Mitsubishi Electric ¦ Trane / Mitsubishi Electric | NTXAMT12A112** ¦ NTXWST09B112** |  |  | 22800 | 24800 | 16.7 | 11.75 | 8.95 | 1.78 | 59 | 70 | 212925536
Trane / Mitsubishi Electric | NTXMPH20A122C** | Trane / Mitsubishi Electric ¦ Trane / Mitsubishi Electric | NTXAMT12A112** ¦ NTXWST09A112** |  |  | 19000 | 22000 | 15.65 | 12.25 | 8.95 | 1.97 | 62 | 73 | 212925520
Trane / Mitsubishi Electric | NTXMMX30A132C** | Trane / Mitsubishi Electric ¦ Trane / Mitsubishi Electric | NTXAMT18A112** ¦ NTXWST09A112** |  |  | 27800 | 28000 | 17.6 | 10.1 | 9.4 | 2.32 | 65 | 51 | 212925507
Trane / Mitsubishi Electric | NTXMMX24A132C** | Trane / Mitsubishi Electric ¦ Trane / Mitsubishi Electric | NTXAMT12A112** ¦ NTXWST09A112** |  |  | 22800 | 24400 | 18 | 12.4 | 9.3 | 2.24 | 59 | 43 | 212925505
Trane / Mitsubishi Electric | NTXMMX24A132C** | Trane / Mitsubishi Electric | *** | *** | *** | 23600 | 24000 | 16 | 11.2 | 8.6 | 2.14 | 61 | 45 | 212925468
Mitsubishi Electric | MXZ-3C30NAHZ4-** | Mitsubishi Electric ¦ Mitsubishi Electric | SVZ-KP18NA*** ¦ MSZ-GL09NA*** |  |  | 27800 | 28000 | 17 | 11.4 | 9.25 | 1.91 | 66 | 72 | 212925882
Mitsubishi Electric | MXZ-3C30NAHZ4-** | Mitsubishi Electric | *** | *** | *** | 27400 | 27600 | 16 | 10.3 | 8.5 | 1.75 | 69 | 97 | 212925475
Mitsubishi Electric | MXZ-3C24NAHZ4-** | Mitsubishi Electric ¦ Mitsubishi Electric | SVZ-KP12NA*** ¦ MSZ-GS09NA*** |  |  | 22800 | 24800 | 16.7 | 11.75 | 8.95 | 1.78 | 59 | 70 | 212925538
Mitsubishi Electric | MXZ-2C20NAHZ4-** | Mitsubishi Electric ¦ Mitsubishi Electric | SVZ-KP12NA*** ¦ MSZ-GL09NA*** |  |  | 19000 | 22000 | 15.65 | 12.25 | 8.95 | 1.97 | 62 | 73 | 212925881
Mitsubishi Electric | MXZ-3C30NA4-** | Mitsubishi Electric ¦ Mitsubishi Electric | SVZ-KP18NA* ¦ MSZ-GL12NA*** |  |  | 27800 | 28000 | 17.6 | 10.1 | 9.4 | 2.32 | 65 | 51 | 212925524
Mitsubishi Electric | MXZ-3C24NA4-** | Mitsubishi Electric ¦ Mitsubishi Electric | SVZ-KP12NA* ¦ MSZ-GL09NA*** |  |  | 22800 | 24400 | 18 | 12.4 | 9.3 | 2.24 | 59 | 43 | 212925883
Mitsubishi Electric | MXZ-3C24NA4-** | Mitsubishi Electric | *** | *** | *** | 23600 | 24000 | 16 | 11.2 | 8.6 | 2.14 | 61 | 45 | 212925460
American Standard / Mitsubishi Electric | NTXMPH30A132C** | American Standard / Mitsubishi Electric ¦ American Standard / Mitsubishi Electric | NAXAMT18A112** ¦ NAXWST09A112** |  |  | 27800 | 28000 | 17 | 11.4 | 9.25 | 1.91 | 66 | 72 | 212925519
American Standard / Mitsubishi Electric | NTXMPH30A132C** | American Standard / Mitsubishi Electric | *** | *** | *** | 27400 | 27600 | 16 | 10.3 | 8.5 | 1.75 | 69 | 97 | 212925481
American Standard / Mitsubishi Electric | NTXMPH24A132C** | American Standard / Mitsubishi Electric ¦ American Standard / Mitsubishi Electric | NAXAMT12A112** ¦ NAXWST09A112** |  |  | 22800 | 24800 | 16.7 | 11.75 | 8.95 | 1.78 | 59 | 70 | 212925518
American Standard / Mitsubishi Electric | NTXMPH20A122C** | American Standard / Mitsubishi Electric ¦ American Standard / Mitsubishi Electric | NAXAMT12A112** ¦ NAXWST09A112** |  |  | 19000 | 22000 | 15.65 | 12.25 | 8.95 | 1.97 | 62 | 73 | 212925517
American Standard / Mitsubishi Electric | NTXMMX30A132C** | American Standard / Mitsubishi Electric ¦ American Standard / Mitsubishi Electric | NAXAMT18A112** ¦ NAXWST12A112** |  |  | 27800 | 28000 | 17.6 | 10.1 | 9.4 | 2.32 | 65 | 51 | 212925501
American Standard / Mitsubishi Electric | NTXMMX24A132C** | American Standard / Mitsubishi Electric ¦ American Standard / Mitsubishi Electric | NAXAMT12A112** ¦ NAXWST09A112** |  |  | 22800 | 24400 | 18 | 12.4 | 9.3 | 2.24 | 59 | 43 | 212925500
American Standard / Mitsubishi Electric | NTXMMX24A132C** | American Standard / Mitsubishi Electric | *** | *** | *** | 23600 | 24000 | 16 | 11.2 | 8.6 | 2.14 | 61 | 45 | 212925456
Orient Care | OUM27M410AGH30 | Orient Care | *** | *** | *** | 28000 | 28000 | 20 | 11.7 | 9.5 | 1.8 | 96 | 89 | 212920531
Orient Care | OUM24M410AGH30 | Orient Care | *** | *** | *** | 24000 | 24000 | 19.4 | 12 | 9.9 | 1.8 | 100 | 100 | 212920528
Orient Care | OUM48M410AGH30 | Orient Care ¦ Orient Care | MSAG11B-09HRFN1-MX7W(GA) ¦ MTIU-09HWFN1-M |  |  | 47500 | 49000 | 21.05 | 11.35 | 9.45 | 2 | 76 | 89 | 212920538
Orient Care | OUM27M410AGR30 | Orient Care ¦ Orient Care | MTIU-09HWFN1-M ¦ MTIU-09HWFN1-M |  |  | 27400 | 28000 | 22.25 | 11.95 | 9.2 | 2 | 75 | 67 | 212920512
Orient Care | OUM18M410AGR30 | Orient Care ¦ Orient Care | MSAG11B-09HRFN1-MX7W(GA) ¦ MTIU-09HWFN1-M |  |  | 18000 | 19000 | 20 | 12.25 | 10 | 2 | 77 | 68 | 212920507
Orient Care | OUM36M410AGH30 | Orient Care ¦ Orient Care | MSAG11B-09HRFN1-MX7W(GA) ¦ MTIU-09HWFN1-M |  |  | 36000 | 37000 | 19.5 | 12.1 | 9.85 | 1.8 | 95 | 93 | 212920535
Orient Care | OUM27M410AGR30 | Orient Care | *** | *** | *** | 28000 | 28000 | 21 | 11.7 | 9.2 | 2 | 79 | 67 | 212920511
Orient Care | OUM27M410AGH30 | Orient Care ¦ Orient Care | MSAG11B-09HRFN1-MX7W(GA) ¦ MTIU-09HWFN1-M |  |  | 28000 | 28000 | 21.3 | 11.75 | 9.65 | 1.8 | 94 | 89 | 212920532
Orient Care | OUM48M410AGR30 | Orient Care ¦ Orient Care | MSAG11B-09HRFN1-MX7W(GA) ¦ MTIU-09HWFN1-M |  |  | 48000 | 49000 | 20.8 | 10.9 | 9.6 | 1.75 | 73 | 67 | 212920520
Orient Care | OUM24M410AGH30 | Orient Care ¦ Orient Care | MSAG11B-09HRFN1-MX7W(GA) ¦ MTIU-09HWFN1-M |  |  | 24000 | 24000 | 21.55 | 12.4 | 10.35 | 1.8 | 100 | 100 | 212920529
Orient Care | OUM48M410AGH30 | Orient Care | *** | *** | *** | 47000 | 49000 | 20.9 | 11.7 | 8.9 | 2 | 73 | 87 | 212920537
Orient Care | OUM55M410AGR30 | Orient Care ¦ Orient Care | MSAG11B-09HRFN1-MX7W(GA) ¦ MTIU-09HWFN1-M |  |  | 55000 | 55000 | 19.6 | 10.5 | 9.1 | 1.75 | 65 | 60 | 212920523
Orient Care | OUM18M410AGR30 | Orient Care | *** | *** | *** | 18000 | 19000 | 19 | 12 | 9.8 | 2 | 78 | 70 | 212920506
Orient Care | OUM55M410AGH30 | Orient Care | *** | *** | *** | 55000 | 55000 | 18.8 | 10.5 | 9.3 | 1.9 | 64 | 84 | 212920540
Orient Care | OUM55M410AGH30 | Orient Care ¦ Orient Care | MSAG11B-09HRFN1-MX7W(GA) ¦ MTIU-09HWFN1-M |  |  | 55000 | 55000 | 19.4 | 10.5 | 9.4 | 1.85 | 64 | 83 | 212920541
Orient Care | OUM18M410AGH30 | Orient Care ¦ Orient Care | MSAG11B-09HRFN1-MX7W(GA) ¦ MTIU-09HWFN1-M |  |  | 19000 | 20000 | 19.75 | 12.25 | 9.15 | 1.83 | 74 | 93 | 212920526
Orient Care | OUM24M410AGR30 | Orient Care | *** | *** | *** | 24000 | 24000 | 21.3 | 12.5 | 9.7 | 1.9 | 90 | 75 | 212920509
Orient Care | OUM18M410AGH30 | Orient Care | *** | *** | *** | 19000 | 20000 | 19 | 12 | 9.3 | 1.85 | 80 | 95 | 212920525
Mitsubishi Electric | MXZ-2C20NA4-** | Mitsubishi Electric ¦ Mitsubishi Electric | PEAD-A09AA* ¦ MSZ-GL09NA*** |  |  | 19000 | 22000 | 18 | 11.35 | 9.4 | 1.96 | 59 | 43 | 212927579
Trane / Mitsubishi Electric | NTXMMX20A122C** | Trane / Mitsubishi Electric ¦ Trane / Mitsubishi Electric | TPEADA0091AA*** ¦ NTXWST09A112** |  |  | 19000 | 22000 | 18 | 11.35 | 9.4 | 1.96 | 59 | 43 | 212925503
ECO AC | EMH-5O48BBH | ECO AC | *** | *** | *** | 47000 | 49000 | 20.9 | 11.7 | 8.9 | 2 | 73 | 87 | 213088007
ECO AC | EMH-5O48BBH | ECO AC ¦ ECO AC | MSAG11B-09HRFN1-MX7W(GA) ¦ MTIU-09HWFN1-M |  |  | 47500 | 49000 | 21.05 | 11.35 | 9.45 | 2 | 76 | 89 | 213088008
MIDEA | MDV-H36DVN1-(D)*** | MIDEA | *** | *** | *** | 36000 | 40000 | 17.3 | 11.7 | 9.1 | 1.8 | 70 | 65 | 213088308
HAIER | 2U20EH2HD** | HAIER ¦ HAIER | USYM09UCDSA* ¦ USYM09UCDSA* |  |  | 17600 | 22000 | 17 | 11.5 | 10 | 1.92 | 65 | 83 | 210474659
HAIER | 3U24EH2HD** | HAIER ¦ HAIER | USYM07UCDD** ¦ USYM07UCDD** |  |  | 21600 | 26000 | 18.25 | 11.5 | 9.85 | 1.87 | 66 | 77 | 210474660
GE Appliances | ASH220NCDD** | GE Appliances ¦ GE Appliances | USYM09UCDSA* ¦ USYM09UCDSA* |  |  | 17600 | 22000 | 17 | 11.5 | 10 | 1.92 | 65 | 83 | 210474662
GE Appliances | ASH324NCDD** | GE Appliances ¦ GE Appliances | USYM07UCDD** ¦ USYM07UCDD** |  |  | 21600 | 26000 | 18.25 | 11.5 | 9.85 | 1.87 | 66 | 77 | 210474663
ICP COMMERCIAL | 38VMB036HDS3-1* | ICP COMMERCIAL | *** | *** | *** | 36000 | 40000 | 17.3 | 11.7 | 9.1 | 1.8 | 70 | 65 | 213160425
BRYANT | 38VMB036HDS3-1* | BRYANT | *** | *** | *** | 36000 | 40000 | 17.3 | 11.7 | 9.1 | 1.8 | 70 | 65 | 213160422
CARRIER | 38VMB036HDS3-1* | CARRIER | *** | *** | *** | 36000 | 40000 | 17.3 | 11.7 | 9.1 | 1.8 | 70 | 65 | 213160419
DAIKIN | 4MXLH36WVJU* | DAIKIN ¦ DAIKIN | FTXS09WVJU* ¦ FDMQ09WVJU* |  |  | 34400 | 35600 | 18 | 10.5 | 8.3 | 1.8 | 62 | 99 | 212604432
DAIKIN | 3MXLH24WVJU* | DAIKIN ¦ DAIKIN | FTXS09WVJU* ¦ FDMQ09WVJU* |  |  | 24000 | 24000 | 16.5 | 10.1 | 8.4 | 1.8 | 63 | 83 | 212604430
DAIKIN | 4MXL36WVJU* | DAIKIN ¦ DAIKIN | FTXS09WVJU* ¦ FDMQ09WVJU* |  |  | 34400 | 35600 | 18 | 10.5 | 8.6 | 1.8 | 62 | 99 | 210800990
DAIKIN | 3MXL24WMVJU* | DAIKIN ¦ DAIKIN | FTXS09WVJU* ¦ FDMQ09WVJU* |  |  | 24000 | 24000 | 16.5 | 10.1 | 8.8 | 1.8 | 63 | 83 | 210800989
DAIKIN | 2MXL18WMVJU* | DAIKIN ¦ DAIKIN | FTXS09WVJU* ¦ FDMQ09WVJU* |  |  | 17800 | 18500 | 15.2 | 10.5 | 8.2 | 1.8 | 64 | 86 | 210800988
DAIKIN | 3MXS24WMVJU* | DAIKIN ¦ DAIKIN | FTXS09WVJU* ¦ FDMQ09WVJU* |  |  | 24000 | 24000 | 16.5 | 10.1 | 8.8 | 1.8 | 63 | 79 | 210800985
DAIKIN | 2MXS18WMVJU* | DAIKIN ¦ DAIKIN | FTXS09WVJU* ¦ FDMQ09WVJU* |  |  | 17500 | 18500 | 15.2 | 10.3 | 8.2 | 1.8 | 65 | 68 | 210800984
Airlux | AM5M48O/2022 | Airlux ¦ Airlux | MSAG11B-09HRFN1-MX7W(GA) ¦ AMD09I |  |  | 48000 | 49000 | 20.8 | 10.9 | 9.6 | 1.75 | 73 | 67 | 213199196
GREE | GMV-V48WL/C-T(U) | GREE | *** | *** | *** | 48000 | 48000 | 17.1 | 10.5 | 8.55 | 2 | 67 | 70 | 211698445
GREE | GMV-V36WL/C-T(U) | GREE | *** | *** | *** | 36000 | 36000 | 18.5 | 11.5 | 8.7 | 2.2 | 67 | 70 | 211698446
Nutech | N2OA-18HFN1-M | Nutech ¦ Nutech | NSAG11B-09HRFN1 ¦ NSAG11B-09HRFN1 |  |  | 18000 | 19000 | 20 | 12.25 | 10 | 2 | 77 | 68 | 212941757
Nutech | N3OJ-27HFN1-M | Nutech ¦ Nutech | NSAG11B-09HRFN1 ¦ NSAG11B-09HRFN1 |  |  | 27400 | 28000 | 22.25 | 11.95 | 9.2 | 2 | 75 | 67 | 212941760
Nutech | N3OJ-27HFN1-M | Nutech | *** | *** | *** | 28000 | 28000 | 21 | 11.7 | 9.2 | 2 | 79 | 67 | 212941759
Nutech | N5OA-55HFN1-M | Nutech ¦ Nutech | NSAG11B-09HRFN1 ¦ NSAG11B-09HRFN1 |  |  | 55000 | 55000 | 19.6 | 10.5 | 9.1 | 1.75 | 65 | 60 | 212941769
Nutech | N2OA-18HFN1-M | Nutech | *** | *** | *** | 18000 | 19000 | 19 | 12 | 9.8 | 2 | 78 | 70 | 212941756
Nutech | N5OG-48HFN1-M | Nutech ¦ Nutech | NSAG11B-09HRFN1 ¦ NSAG11B-09HRFN1 |  |  | 48000 | 49000 | 20.8 | 10.9 | 9.6 | 1.75 | 73 | 67 | 212941766
MDV | M2OA-18HFN1-M** | MDV | *** | *** | *** | 18000 | 19000 | 19 | 12 | 9.8 | 2 | 78 | 70 | 213257497
MDV | M3OJ-27HFN1-M** | MDV | *** | *** | *** | 28000 | 28000 | 21 | 11.7 | 9.2 | 2 | 79 | 67 | 213257499
MDV | M2OA-18HFN1-M** | MDV ¦ MDV | MSAFB-09HRDN1-MP0W ¦ MTIU-09HWFN1-M |  |  | 18000 | 18500 | 18.5 | 11.75 | 9.25 | 1.95 | 81 | 71 | 213257504
MDV | M3OJ-27HFN1-M** | MDV ¦ MDV | MSAFB-09HRDN1-MP0W ¦ MTIU-09HWFN1-M |  |  | 27400 | 27400 | 20.5 | 11.6 | 8.85 | 1.88 | 74 | 64 | 213257505
MDV | M5OG-48HFN1-M** | MDV ¦ MDV | MSAFB-09HRDN1-MP0W ¦ MTIU-09HWFN1-M |  |  | 48000 | 49000 | 19.6 | 10.4 | 9.25 | 1.75 | 69 | 68 | 213257507
ICP COMMERCIAL | 38VMB036HDS3-1* | ICP COMMERCIAL ¦ ICP COMMERCIAL | 40VMM009A--3 ¦ 40VMF009A--3 |  |  | 36000 | 40000 | 18.25 | 11.9 | 9.15 | 1.8 | 70 | 65 | 213160426
BRYANT | 38VMB036HDS3-1* | BRYANT ¦ BRYANT | 40VMM009A--3 ¦ 40VMF009A--3 |  |  | 36000 | 40000 | 18.25 | 11.9 | 9.15 | 1.8 | 70 | 65 | 213160423
CARRIER | 38VMB036HDS3-1* | CARRIER ¦ CARRIER | 40VMM009A--3 ¦ 40VMF009A--3 |  |  | 36000 | 40000 | 18.25 | 11.9 | 9.15 | 1.8 | 70 | 65 | 213160420
MIDEA | MDV-H36DVN1-(D)*** | MIDEA ¦ MIDEA | MDV-D09T2/DVN1-EA5 ¦ MDV-D09Q4/DVN1-E2 |  |  | 36000 | 40000 | 18.25 | 11.9 | 9.15 | 1.8 | 70 | 65 | 213088309
MDV | M4OX630-36HFN1-M1X* | MDV ¦ MDV | MSEPB-09HRFN1-MY5W(GA) ¦ MSEPB-09HRFN1-MY5W(GA) |  |  | 36000 | 36000 | 20.9 | 12.25 | 10.45 | 1.95 | 79 | 101 | 213301879
MDV | M4OX630-36HFN1-M1X* | MDV | *** | *** | *** | 36000 | 36000 | 19.4 | 12 | 10 | 1.9 | 83 | 100 | 213301878
Mitsubishi Electric | MXZ-3C24NA4*** | Mitsubishi Electric | *** | *** | *** | 23600 | 24600 | 16 | 11.2 | 8.6 | 2.13 | 59 | 43 | 209310454
Mitsubishi Electric | MXZ-3C24NA3*** | Mitsubishi Electric | *** | *** | *** | 23600 | 24600 | 16 | 11.2 | 8.6 | 2.13 | 59 | 43 | 209836182
GREE | GMV-V48WL/C-T(U) | GREE | *** | *** | *** | 48000 | 48000 | 17.1 | 10.5 | 8.55 | 2 | 67 | 70 | 211698445
KINGHOME | KW36HVRO | KINGHOME | *** | *** | *** | 37600 | 42000 | 18 | 11 | 8.2 | 2 | 60 | 48 | 211644116
LENNOX VRF | VEP036C432P2 | LENNOX VRF | *** | *** | *** | 37600 | 42000 | 18 | 11 | 8.2 | 2 | 60 | 48 | 206764038
GREE | GMV-36WL/C-T(U) | GREE | *** | *** | *** | 37600 | 42000 | 18 | 11 | 8.2 | 2 | 60 | 48 | 206335356
TOSOT | TMVRF-OD36KHP | TOSOT | *** | *** | *** | 37600 | 42000 | 18 | 11 | 8.2 | 2 | 60 | 48 | 212117655
GREE | GMV-V36WL/C-T(U) | GREE | *** | *** | *** | 36000 | 36000 | 18.5 | 11.5 | 8.7 | 2.2 | 67 | 70 | 211698446
NG Trade | MOBMH270C | NG Trade ¦ NG Trade | MIBMHW90C ¦ MTIU-09HWFN1-M |  |  | 27400 | 28000 | 22.25 | 11.95 | 9.2 | 2 | 75 | 67 | 213307867
NG Trade | MOBMH270C | NG Trade | *** | *** | *** | 28000 | 28000 | 21 | 11.7 | 9.2 | 2 | 79 | 67 | 213307866
NG Trade | MOBMH180C | NG Trade ¦ NG Trade | MIBMHW90C ¦ MTIU-09HWFN1-M |  |  | 18000 | 19000 | 20 | 12.25 | 10 | 2 | 77 | 68 | 213307864
NG Trade | MOBMH180C | NG Trade | *** | *** | *** | 18000 | 19000 | 19 | 12 | 9.8 | 2 | 78 | 70 | 213307863
MDV | M4OG-30HFN1-M* | MDV | *** | *** | *** | 30000 | 30000 | 20 | 12 | 9.2 | 1.9 | 90 | 60 | 207641244
LPS Legacy | DLCMHBH30DAK | LPS Legacy | *** | *** | *** | 30000 | 30000 | 20 | 12 | 9.2 | 1.9 | 90 | 60 | 211756500
HEIL | DLCMHBH30DAK | HEIL | *** | *** | *** | 30000 | 30000 | 20 | 12 | 9.2 | 1.9 | 90 | 60 | 207643057
AIRQUEST | DLCMHBH30DAK | AIRQUEST | *** | *** | *** | 30000 | 30000 | 20 | 12 | 9.2 | 1.9 | 90 | 60 | 207643183
Orient Care | OUM30M410AGR30 | Orient Care | *** | *** | *** | 30000 | 30000 | 20 | 12 | 9.2 | 1.9 | 90 | 60 | 212920514
SMART COMFORT | DLCMHBH30DAK | SMART COMFORT | *** | *** | *** | 30000 | 30000 | 20 | 12 | 9.2 | 1.9 | 90 | 60 | 207643162
KENMORE | DLCMHBH30DAK | KENMORE | *** | *** | *** | 30000 | 30000 | 20 | 12 | 9.2 | 1.9 | 90 | 60 | 207643099
MIDEA | DLCMHBH30DAK | MIDEA | *** | *** | *** | 30000 | 30000 | 20 | 12 | 9.2 | 1.9 | 90 | 60 | 207643120
DAY & NIGHT | DLCMHBH30DAK | DAY & NIGHT | *** | *** | *** | 30000 | 30000 | 20 | 12 | 9.2 | 1.9 | 90 | 60 | 207643036
COMFORTMAKER | DLCMHBH30DAK | COMFORTMAKER | *** | *** | *** | 30000 | 30000 | 20 | 12 | 9.2 | 1.9 | 90 | 60 | 207643015
ARCOAIRE | DLCMHBH30DAK | ARCOAIRE | *** | *** | *** | 30000 | 30000 | 20 | 12 | 9.2 | 1.9 | 90 | 60 | 207642994
TEMPSTAR | DLCMHBH30DAK | TEMPSTAR | *** | *** | *** | 30000 | 30000 | 20 | 12 | 9.2 | 1.9 | 90 | 60 | 207643141
KLIMAIRE | KMIR430-H217-2 | KLIMAIRE | *** | *** | *** | 30000 | 30000 | 20 | 12 | 9.2 | 1.9 | 90 | 60 | 209862191
COVAC | M4OG-30HFN1-M | COVAC | *** | *** | *** | 30000 | 30000 | 20 | 12 | 9.2 | 1.9 | 90 | 60 | 213081440
KEEPRITE | DLCMHBH30DAK | KEEPRITE | *** | *** | *** | 30000 | 30000 | 20 | 12 | 9.2 | 1.9 | 90 | 60 | 207643078
Mitsubishi Electric | MXZ-SM60NAM | Mitsubishi Electric | *** | *** | *** | 60000 | 66000 | 17 | 10.6 | 9 | 2.03 | 61 | 46 | 207517161
Mitsubishi Electric | MXZ-SM36NAMHZ | Mitsubishi Electric | *** | *** | *** | 36000 | 42000 | 18.5 | 12 | 11 | 2.27 | 63 | 49 | 207517153
Mitsubishi Electric | MXZ-SM60NAM*** | Mitsubishi Electric ¦ Mitsubishi Electric | PLFY-EP12NEMU** ¦ PVFY-P12NAMU** |  |  | 60000 | 66000 | 17.75 | 11.85 | 9.55 | 2.07 | 62 | 67 | 213248998
Mitsubishi Electric | MXZ-SM48NAMHZ*** | Mitsubishi Electric ¦ Mitsubishi Electric | PLFY-EP12NEMU** ¦ PVFY-P12NAMU** |  |  | 48000 | 54000 | 18.85 | 11.75 | 10.15 | 2.02 | 74 | 81 | 213248996
Mitsubishi Electric | MXZ-SM48NAM*** | Mitsubishi Electric ¦ Mitsubishi Electric | PLFY-EP12NEMU** ¦ PVFY-P12NAMU** |  |  | 48000 | 54000 | 18.85 | 11.75 | 9.35 | 2.01 | 60 | 54 | 213248994
Mitsubishi Electric | MXZ-SM42NAMHZ*** | Mitsubishi Electric ¦ Mitsubishi Electric | PLFY-EP12NEMU** ¦ PVFY-P12NAMU** |  |  | 42000 | 48000 | 18.85 | 12 | 10.1 | 2.01 | 67 | 77 | 213248992
Mitsubishi Electric | MXZ-SM36NAMHZ*** | Mitsubishi Electric ¦ Mitsubishi Electric | PLFY-EP12NEMU** ¦ PVFY-P12NAMU** |  |  | 36000 | 42000 | 19.3 | 13.15 | 10.95 | 2.09 | 70 | 84 | 213248990
Trane / Mitsubishi Electric | NTXMSM60A182A* | Trane / Mitsubishi Electric | *** | *** | *** | 60000 | 66000 | 17 | 10.6 | 9 | 2.03 | 61 | 46 | 207517170
Trane / Mitsubishi Electric | NTXMSM36A142A* | Trane / Mitsubishi Electric | *** | *** | *** | 36000 | 42000 | 18.5 | 12 | 10 | 2.27 | 63 | 49 | 207518835
Trane / Mitsubishi Electric | NTXMSH36A142A* | Trane / Mitsubishi Electric | *** | *** | *** | 36000 | 42000 | 18.5 | 12 | 11 | 2.27 | 63 | 49 | 207518837
Mitsubishi Electric | MXZ-SM36NAM | Mitsubishi Electric | *** | *** | *** | 36000 | 42000 | 18.5 | 12 | 10 | 2.27 | 63 | 49 | 207517151
Trane / Mitsubishi Electric | NTXMSM60A182A** | Trane / Mitsubishi Electric | *** | *** | *** | 60000 | 66000 | 15.5 | 10.4 | 8.6 | 1.8 | 61 | 86 | 213248959
Trane / Mitsubishi Electric | NTXMSH42A152A** | Trane / Mitsubishi Electric | *** | *** | *** | 42000 | 48000 | 16.2 | 10.6 | 9.1 | 1.76 | 67 | 100 | 213248948
Trane / Mitsubishi Electric | NTXMSH36A142A** | Trane / Mitsubishi Electric | *** | *** | *** | 36000 | 42000 | 15.6 | 11.3 | 9.9 | 1.8 | 63 | 100 | 213248945
Trane / Mitsubishi Electric | NTXMSM36A142A** | Trane / Mitsubishi Electric | *** | *** | *** | 36000 | 42000 | 15.6 | 11.3 | 8.6 | 2 | 63 | 69 | 213248942
Trane / Mitsubishi Electric | NTXMSM48A182B* | Trane / Mitsubishi Electric ¦ Trane / Mitsubishi Electric | TPEFYP006MA14** ¦ TPEFYP012MA14** |  |  | 48000 | 50000 | 19.5 | 11.8 | 9.65 | 2.08 | 66 | 53 | 211016627
Trane / Mitsubishi Electric | NTXMSM48A182A* | Trane / Mitsubishi Electric ¦ Trane / Mitsubishi Electric | TPEFYP006MA14** ¦ TPLFYP012EM14** |  |  | 48000 | 54000 | 19.5 | 11.8 | 9.65 | 2.02 | 61 | 46 | 207525863
Trane / Mitsubishi Electric | NTXMSM36A142A* | Trane / Mitsubishi Electric ¦ Trane / Mitsubishi Electric | TPEFYP006MA14** ¦ TPLFYP012EM14** |  |  | 36000 | 42000 | 20.75 | 13.5 | 10.5 | 2.24 | 63 | 48 | 207525860
Trane / Mitsubishi Electric | NTXMSH36A142A* | Trane / Mitsubishi Electric ¦ Trane / Mitsubishi Electric | TPEFYP006MA14** ¦ TPLFYP012EM14** |  |  | 36000 | 42000 | 20.75 | 13.5 | 11.5 | 2.32 | 70 | 59 | 207525861
Trane / Mitsubishi Electric | NTXMSM60A182A** | Trane / Mitsubishi Electric ¦ Trane / Mitsubishi Electric | TPLFYP015EM14** ¦ TPVFYP012AM14** |  |  | 60000 | 66000 | 17.75 | 11.85 | 9.55 | 2.07 | 62 | 67 | 213249010
Trane / Mitsubishi Electric | NTXMSM48A182B** | Trane / Mitsubishi Electric ¦ Trane / Mitsubishi Electric | TPLFYP012EM14** ¦ TPVFYP012AM14** |  |  | 48000 | 50000 | 18.85 | 11.75 | 9.35 | 2.04 | 65 | 59 | 213249007
Trane / Mitsubishi Electric | NTXMSM48A182A** | Trane / Mitsubishi Electric ¦ Trane / Mitsubishi Electric | TPLFYP012EM14** ¦ TPVFYP012AM14** |  |  | 48000 | 54000 | 18.85 | 11.75 | 9.35 | 2.01 | 60 | 55 | 213249006
Trane / Mitsubishi Electric | NTXMSH36A142A** | Trane / Mitsubishi Electric ¦ Trane / Mitsubishi Electric | TPLFYP012EM14** ¦ TPVFYP012AM14** |  |  | 36000 | 42000 | 19.3 | 13.15 | 10.95 | 2.09 | 70 | 84 | 213249002
Trane / Mitsubishi Electric | NTXMSM36A142A** | Trane / Mitsubishi Electric ¦ Trane / Mitsubishi Electric | TPLFYP012EM14** ¦ TPVFYP012AM14** |  |  | 36000 | 42000 | 19.3 | 13.15 | 9.8 | 2.12 | 63 | 59 | 213249000
TOSHIBA CARRIER | MCY-MAP0367HS-UL | TOSHIBA CARRIER | *** | *** | *** | 36000 | 40000 | 20.1 | 12.1 | 10.9 | 3.05 | 71 | 69 | 10049878
TOSHIBA CARRIER | MCY-MAP0607HS-UL* | TOSHIBA CARRIER ¦ TOSHIBA CARRIER | MMD-UP0151BHP-UL ¦ MMU-UP0151HP-UL |  |  | 60000 | 66000 | 20.75 | 11.3 | 10.2 | 2.3 | 70 | 67 | 213350256
TOSHIBA CARRIER | MCY-MAP0607HS-UL* | TOSHIBA CARRIER | *** | *** | *** | 60000 | 66000 | 18.4 | 10.3 | 9.8 | 2.2 | 69 | 68 | 213350251
TOSHIBA CARRIER | MCY-MAP0487HS-UL* | TOSHIBA CARRIER | *** | *** | *** | 48000 | 54000 | 17.9 | 11.7 | 10 | 2.5 | 80 | 72 | 213350254
TOSHIBA CARRIER | MCY-MAP0367HS-UL* | TOSHIBA CARRIER | *** | *** | *** | 36000 | 40500 | 20.1 | 12.1 | 10.9 | 2.7 | 81 | 67 | 213350253
Mitsubishi Electric | MXZ-SM36NAM*** | Mitsubishi Electric ¦ Mitsubishi Electric | PLFY-EP12NEMU** ¦ PVFY-P12NAMU** |  |  | 36000 | 42000 | 19.3 | 13.15 | 9.8 | 2.12 | 63 | 58 | 213248988
AIRGREAN | AG-MO55IR410AH | AIRGREAN ¦ AIRGREAN | MSAG11B-09HRFN1-MX7W(GA) ¦ MTIU-09HWFN1-M |  |  | 55000 | 55000 | 19.6 | 10.5 | 9.1 | 1.75 | 65 | 60 | 213363373
SAMSUNG | AJ020CXS3CH | SAMSUNG | *** | *** | *** | 21000 | 22000 | 20.5 | 13.45 | 9.5 | 1.83 | 60 | 100 | 213353371
SAMSUNG | AJ024CXS4CH | SAMSUNG | *** | *** | *** | 25000 | 25000 | 20 | 13.5 | 9.5 | 1.82 | 60 | 100 | 213353372
SAMSUNG | AJ030CXS4CH | SAMSUNG | *** | *** | *** | 28400 | 28600 | 20 | 13 | 9.5 | 1.81 | 60 | 100 | 213353373
Mitsubishi Electric | MXZ-2C20NAHZ4*** | Mitsubishi Electric | *** | *** | *** | 20000 | 22000 | 16 | 11 | 8.7 | 1.99 | 62 | 47 | 209424901
Mitsubishi Electric | MXZ-3C30NAHZ4*** | Mitsubishi Electric | *** | *** | *** | 27400 | 27600 | 16 | 10.3 | 8.5 | 1.93 | 60 | 44 | 209424904
E·COLD | ECOLD-C48-MS-G0001 | E·COLD ¦ E·COLD | MSAG11B-09HRFN1-MX7W(GA) ¦ MSAG11B-09HRFN1-MX7W(GA) |  |  | 48000 | 49000 | 20.8 | 10.9 | 9.6 | 1.75 | 73 | 67 | 213350759
E·COLD | ECOLD-C55-MS-G0001 | E·COLD ¦ E·COLD | MSAG11B-12HRFN1-MV0W(GA) ¦ MSAG11B-12HRFN1-MV0W(GA) |  |  | 55000 | 55000 | 19.6 | 10.5 | 9.1 | 1.75 | 65 | 60 | 213350762
E·COLD | ECOLD-C27-MS-G0001 | E·COLD ¦ E·COLD | MSAG11B-09HRFN1-MX7W(GA) ¦ MSAG11B-09HRFN1-MX7W(GA) |  |  | 27400 | 28000 | 22.25 | 11.95 | 9.2 | 2 | 75 | 67 | 213350753
E·COLD | ECOLD-C27-MS-G0001 | E·COLD | *** | *** | *** | 28000 | 28000 | 21 | 11.7 | 9.2 | 2 | 79 | 67 | 213350752
Wells | WMMA-27HFMO | Wells | *** | *** | *** | 28000 | 28000 | 21 | 11.7 | 9.2 | 2 | 79 | 67 | 213286764
Wells | WMCA-18HFMO | Wells ¦ Wells | WMA-09HFMD ¦ WSA-09HFMI |  |  | 19000 | 20000 | 19.75 | 12.25 | 9.15 | 1.83 | 74 | 93 | 213286777
Wells | WMCA-55HFMO | Wells | *** | *** | *** | 55000 | 55000 | 18.8 | 10.5 | 9.3 | 1.9 | 64 | 84 | 213286785
Wells | WMCA-55HFMO | Wells ¦ Wells | WMA-12HFMD ¦ WMA-12HFMD |  |  | 55000 | 55000 | 19.4 | 10.5 | 9.4 | 1.85 | 64 | 83 | 213286786
Wells | WMMA-48HFMO | Wells ¦ Wells | WMA-09HFMD ¦ WSA-09HFMI |  |  | 48000 | 49000 | 20.8 | 10.9 | 9.6 | 1.75 | 73 | 67 | 213286771
Wells | WMCA-48HFMO | Wells ¦ Wells | WMA-09HFMD ¦ WSA-09HFMI |  |  | 47500 | 49000 | 21.05 | 11.35 | 9.45 | 2 | 76 | 89 | 213286783
Wells | WMCA-27HFMO | Wells ¦ Wells | WMA-09HFMD ¦ WSA-09HFMI |  |  | 27000 | 27000 | 19.75 | 11.8 | 9.8 | 1.8 | 84 | 100 | 213286780
Wells | WMCA-48HFMO | Wells | *** | *** | *** | 47000 | 49000 | 20.9 | 11.7 | 8.9 | 2 | 73 | 87 | 213286782
Wells | WMMA-55HFMO | Wells ¦ Wells | WMA-12HFMD ¦ WMA-12HFMD |  |  | 55000 | 55000 | 19.6 | 10.5 | 9.1 | 1.75 | 65 | 60 | 213286774
Wells | WMMA-18HFMO | Wells ¦ Wells | WMA-09HFMD ¦ WSA-09HFMI |  |  | 18000 | 19000 | 20 | 12.25 | 10 | 2 | 77 | 68 | 213286762
Wells | WMCA-18HFMO | Wells | *** | *** | *** | 19000 | 20000 | 19 | 12 | 9.3 | 1.85 | 80 | 95 | 213286776
Wells | WMMA-18HFMO | Wells | *** | *** | *** | 18000 | 19000 | 19 | 12 | 9.8 | 2 | 78 | 70 | 213286761
Wells | WMCA-27HFMO | Wells | *** | *** | *** | 27000 | 27000 | 19 | 11.8 | 10 | 1.8 | 85 | 100 | 213286779
Wells | WMMA-27HFMO | Wells ¦ Wells | WMA-09HFMD ¦ WSA-09HFMI |  |  | 27400 | 28000 | 22.25 | 11.95 | 9.2 | 2 | 75 | 67 | 213286765
Mitsubishi Electric | MXZ-SM48NAM2*** | Mitsubishi Electric ¦ Mitsubishi Electric | PLFY-EP12NEMU** ¦ PVFY-P12NAMU** |  |  | 48000 | 50000 | 18.85 | 11.75 | 9.35 | 2.04 | 65 | 59 | 213248995
Trane / Mitsubishi Electric | NTXMSH42A152A** | Trane / Mitsubishi Electric ¦ Trane / Mitsubishi Electric | TPLFYP012EM14** ¦ TPVFYP012AM14** |  |  | 42000 | 48000 | 18.85 | 12 | 10.1 | 2.01 | 67 | 77 | 213249004
Trane / Mitsubishi Electric | NTXMSH48A182A** | Trane / Mitsubishi Electric ¦ Trane / Mitsubishi Electric | TPLFYP012EM14** ¦ TPVFYP012AM14** |  |  | 48000 | 54000 | 18.85 | 11.75 | 10.15 | 2.02 | 74 | 81 | 213249008
TOSHIBA CARRIER | MCY-MAP0487HS-UL | TOSHIBA CARRIER | *** | *** | *** | 48000 | 54000 | 17.2 | 10.2 | 9.5 | 2.5 | 68 | 70 | 10052878
MDV | M4OX630-36HFN1-M1X | MDV | *** | *** | *** | 36000 | 36000 | 19.4 | 12 | 10 | 1.9 | 83 | 100 | 213301875
Bladex | B40XS-36SPHP1 | Bladex | *** | *** | *** | 36000 | 36000 | 19.4 | 12 | 10 | 1.9 | 83 | 100 | 213307894
Wells | WMCA-36HFMO | Wells | *** | *** | *** | 36000 | 36000 | 19.4 | 12 | 10 | 1.9 | 83 | 100 | 213307897
Alsetria | M4OX630-36HFN1-M1X | Alsetria | *** | *** | *** | 36000 | 36000 | 19.4 | 12 | 10 | 1.9 | 83 | 100 | 213307913
ECO-AIR | M4OX630-36HFN1-M1X | ECO-AIR | *** | *** | *** | 36000 | 36000 | 19.4 | 12 | 10 | 1.9 | 83 | 100 | 213307916
BLUERIDGE | BMM36HH2C | BLUERIDGE | *** | *** | *** | 36000 | 36000 | 19.4 | 12 | 10 | 1.9 | 83 | 100 | 213363377
MDV | M4OX630-36HFN1-M1X | MDV ¦ MDV | MSEPB-09HRFN1-MY5W(GA) ¦ MSEPB-09HRFN1-MY5W(GA) |  |  | 36000 | 36000 | 20.2 | 12 | 10.45 | 1.93 | 79 | 100 | 213301880
Bladex | B40XS-36SPHP1 | Bladex ¦ Bladex | BWM11B-09HWIU ¦ MTIU-09HWFN1-M |  |  | 36000 | 36000 | 20.2 | 12 | 10.45 | 1.93 | 79 | 100 | 213307895
Wells | WMCA-36HFMO | Wells ¦ Wells | WSA-09HFMI ¦ WSA-09HFMI |  |  | 36000 | 36000 | 20.2 | 12 | 10.45 | 1.93 | 79 | 100 | 213307898
Alsetria | M4OX630-36HFN1-M1X | Alsetria ¦ Alsetria | MSAG11B-09HRFN1-MX7W(GA) ¦ MTIU-09HWFN1-M |  |  | 36000 | 36000 | 20.2 | 12 | 10.45 | 1.93 | 79 | 100 | 213307914
ECO-AIR | M4OX630-36HFN1-M1X | ECO-AIR ¦ ECO-AIR | MSAG11B-09HRFN1-MX7W(GA) ¦ MTIU-09HWFN1-M |  |  | 36000 | 36000 | 20.2 | 12 | 10.45 | 1.93 | 79 | 100 | 213307917
BLUERIDGE | BMM36HH2C | BLUERIDGE ¦ BLUERIDGE | MSAG11B-09HRFN1-MX7W(GA) ¦ MTIU-09HWFN1-M |  |  | 36000 | 36000 | 20.2 | 12 | 10.45 | 1.93 | 79 | 100 | 213363378
Cooper&Hunter | CH-HPR36M-230VO | Cooper&Hunter ¦ Cooper&Hunter | CH-09DKT230VI ¦ CH-09LCDTU/I |  |  | 36000 | 37000 | 20.6 | 12.65 | 10.15 | 1.8 | 92 | 93 | 210799639
Cooper&Hunter | CH-55MES-230VO | Cooper&Hunter ¦ Cooper&Hunter | CH-09DKT230VI ¦ CH-09LCDTU/I |  |  | 55000 | 55000 | 20.15 | 10.5 | 8.85 | 1.75 | 63 | 60 | 210799643
Cooper&Hunter | CH-HPR48M-230VO | Cooper&Hunter ¦ Cooper&Hunter | CH-09DKT230VI ¦ CH-09LCDTU/I |  |  | 47500 | 49000 | 21.35 | 11.7 | 9.35 | 2 | 73 | 89 | 210799638
Cooper&Hunter | CH-HPR19M-230VO | Cooper&Hunter ¦ Cooper&Hunter | CH-09DKT230VI ¦ CH-09LCDTU/I |  |  | 19000 | 20000 | 20.5 | 12.25 | 9.55 | 1.88 | 78 | 97 | 210799630
Cooper&Hunter | CH-HPR55M-230VO | Cooper&Hunter ¦ Cooper&Hunter | CH-09DKT230VI ¦ CH-09LCDTU/I |  |  | 55000 | 55000 | 20.4 | 10.5 | 9.4 | 1.9 | 63 | 84 | 210799646
Cooper&Hunter | CH-HPR28M-230VO | Cooper&Hunter ¦ Cooper&Hunter | CH-09DKT230VI ¦ CH-09LCDTU/I |  |  | 28000 | 28000 | 21.5 | 12.1 | 10.05 | 1.8 | 96 | 89 | 210799633
Cooper&Hunter | CH-28MES-230VO | Cooper&Hunter ¦ Cooper&Hunter | CH-09DKT230VI ¦ CH-09LCDTU/I |  |  | 28000 | 28000 | 22.8 | 12.2 | 9.35 | 2 | 76 | 67 | 210799621
Cooper&Hunter | CH-48MES-230VO | Cooper&Hunter ¦ Cooper&Hunter | CH-09DKT230VI ¦ CH-09LCDTU/I |  |  | 48000 | 49000 | 21.95 | 11.65 | 9.2 | 1.75 | 71 | 67 | 210799627
Cooper&Hunter | CH-18MES-230VO | Cooper&Hunter ¦ Cooper&Hunter | CH-09DKT230VI ¦ CH-09LCDTU/I |  |  | 18000 | 19000 | 20.95 | 12.95 | 10.15 | 2 | 76 | 68 | 210799618
C&H | CH-HPR55M-230VO | C&H ¦ C&H | CH-09DKT230VI ¦ CH-09LCDTU/I |  |  | 55000 | 55000 | 20.4 | 10.5 | 9.4 | 1.9 | 63 | 84 | 208497430
C&H | CH-55MES-230VO | C&H ¦ C&H | CH-09DKT230VI ¦ CH-09LCDTU/I |  |  | 55000 | 55000 | 20.15 | 10.5 | 8.85 | 1.75 | 63 | 60 | 208497427
C&H | CH-HPR36M-230VO | C&H ¦ C&H | CH-09DKT230VI ¦ CH-09LCDTU/I |  |  | 36000 | 37000 | 20.6 | 12.65 | 10.15 | 1.8 | 92 | 93 | 207742384
C&H | CH-HPR28M-230VO | C&H ¦ C&H | CH-09DKT230VI ¦ CH-09LCDTU/I |  |  | 28000 | 28000 | 21.5 | 12.1 | 10.05 | 1.8 | 96 | 89 | 207742378
C&H | CH-HPR19M-230VO | C&H ¦ C&H | CH-09DKT230VI ¦ CH-09LCDTU/I |  |  | 19000 | 20000 | 20.5 | 12.25 | 9.55 | 1.88 | 78 | 97 | 207742375
C&H | CH-HPR48M-230VO | C&H ¦ C&H | CH-09DKT230VI ¦ CH-09LCDTU/I |  |  | 47500 | 49000 | 21.35 | 11.7 | 9.35 | 2 | 73 | 89 | 207742383
C&H | CH-48MES-230VO | C&H ¦ C&H | CH-09DKT230VI ¦ CH-09LCDTU/I |  |  | 48000 | 49000 | 21.95 | 11.65 | 9.2 | 1.75 | 71 | 67 | 207742372
C&H | CH-28MES-230VO | C&H ¦ C&H | CH-09DKT230VI ¦ CH-09LCDTU/I |  |  | 28000 | 28000 | 22.8 | 12.2 | 9.35 | 2 | 76 | 67 | 207742366
C&H | CH-18MES-230VO | C&H ¦ C&H | CH-09DKT230VI ¦ CH-09LCDTU/I |  |  | 18000 | 19000 | 20.95 | 12.95 | 10.15 | 2 | 76 | 68 | 207742363
CanAir | C28MC218H22 | CanAir ¦ CanAir | C28SEH09H21 ¦ C28SEH09H21 |  |  | 19000 | 20000 | 20.5 | 12.25 | 9.55 | 1.88 | 78 | 97 | 213479412
CanAir | C28MC218H22 | CanAir | *** | *** | *** | 19000 | 20000 | 19 | 12 | 9.3 | 1.85 | 80 | 95 | 213479411
CanAir | C28MC436H22 | CanAir ¦ CanAir | C28SEH09H21 ¦ MTIU-09HWFN1-M |  |  | 36000 | 37000 | 20.6 | 12.65 | 10.15 | 1.8 | 92 | 93 | 213479409
CanAir | C28MC328H21 | CanAir ¦ CanAir | C28SEH09H21 ¦ MTIU-09HWFN1-M |  |  | 28000 | 28000 | 21.5 | 12.1 | 10.05 | 1.8 | 96 | 89 | 213479406
CanAir | C28MC328H21 | CanAir | *** | *** | *** | 28000 | 28000 | 20 | 11.7 | 9.5 | 1.8 | 96 | 89 | 213479405
TEMP SHIFT | TSM5OG48HFN1M[X] | TEMP SHIFT | *** | *** | *** | 47000 | 49000 | 20.9 | 11.7 | 8.9 | 2 | 73 | 87 | 213479399
TEMP SHIFT | TSM3OK27HFN1M | TEMP SHIFT ¦ TEMP SHIFT | TSMSAG11B09HRFN1MX7W(GA) ¦ TSMTIU09HWFN1M |  |  | 27000 | 27000 | 19.75 | 11.8 | 9.8 | 1.8 | 84 | 100 | 213479394
TEMP SHIFT | TSM2OI18HFN1M | TEMP SHIFT | *** | *** | *** | 19000 | 20000 | 19 | 12 | 9.3 | 1.85 | 80 | 95 | 213479390
TEMP SHIFT | TSM5OA55HFN1M[X] | TEMP SHIFT | *** | *** | *** | 55000 | 55000 | 18.8 | 10.5 | 9.3 | 1.9 | 64 | 84 | 213479402
TEMP SHIFT | TSM5OA55HFN1M[X] | TEMP SHIFT ¦ TEMP SHIFT | TSMSAG11B12HRFN1MV0W(GA) ¦ TSMTIU12HWFN1M |  |  | 55000 | 55000 | 19.4 | 10.5 | 9.4 | 1.85 | 64 | 83 | 213479403
TEMP SHIFT | TSM5OG48HFN1M[X] | TEMP SHIFT ¦ TEMP SHIFT | TSMSAG11B09HRFN1MX7W(GA) ¦ TSMTIU09HWFN1M |  |  | 47500 | 49000 | 21.05 | 11.35 | 9.45 | 2 | 76 | 89 | 213479400
TEMP SHIFT | TSM4OX63036HFN1M1X | TEMP SHIFT ¦ TEMP SHIFT | TSMSAG11B09HRFN1MX7W(GA) ¦ TSMTIU09HWFN1M |  |  | 36000 | 36000 | 20.2 | 12 | 10.45 | 1.93 | 79 | 100 | 213479397
TEMP SHIFT | TSM4OX63036HFN1M1X | TEMP SHIFT | *** | *** | *** | 36000 | 36000 | 19.4 | 12 | 10 | 1.9 | 83 | 100 | 213479396
TEMP SHIFT | TSM3OK27HFN1M | TEMP SHIFT | *** | *** | *** | 27000 | 27000 | 19 | 11.8 | 10 | 1.8 | 85 | 100 | 213479393
TEMP SHIFT | TSM2OI18HFN1M | TEMP SHIFT ¦ TEMP SHIFT | TSMSAG11B09HRFN1MX7W(GA) ¦ TSMTIU09HWFN1M |  |  | 19000 | 20000 | 19.75 | 12.25 | 9.15 | 1.83 | 74 | 93 | 213479391
SAMSUNG | AJ036CXS4CH | SAMSUNG ¦ SAMSUNG | AR09CSDABWKN ¦ AC009BNLDCH |  |  | 34000 | 35600 | 20 | 11.7 | 9 | 1.78 | 61 | 100 | 213372420
SAMSUNG | AJ030CXS4CH | SAMSUNG ¦ SAMSUNG | AR09CSDABWKN ¦ AC009BNLDCH |  |  | 28400 | 28600 | 21.25 | 13.2 | 9.9 | 1.81 | 60 | 100 | 213372419
SAMSUNG | AJ024CXS4CH | SAMSUNG ¦ SAMSUNG | AR07CSDAFWKN ¦ AC009BNLDCH |  |  | 25000 | 25000 | 21.5 | 14 | 9.9 | 1.83 | 60 | 100 | 213372418
SAMSUNG | AJ020CXS3CH | SAMSUNG ¦ SAMSUNG | AR07CSDAFWKN ¦ AC009BNLDCH |  |  | 21000 | 22000 | 21.75 | 14.2 | 10 | 1.89 | 60 | 100 | 213372417
SAMSUNG | AM036NXMDCR | SAMSUNG | *** | *** | *** | 38000 | 42000 | 16.5 | 11.2 | 8.2 | 1.9 | 60 | 74 | 202064264
SAMSUNG | AM048NXMDCR | SAMSUNG | *** | *** | *** | 48000 | 54000 | 17.2 | 10.2 | 8.8 | 1.9 | 54 | 70 | 202083773
SAMSUNG | AM036TXMDCH | SAMSUNG | *** | *** | *** | 38000 | 42000 | 16.5 | 11.2 | 8.2 | 1.9 | 60 | 74 | 205230038
SAMSUNG | AM048TXMDCH | SAMSUNG | *** | *** | *** | 48000 | 54000 | 17.2 | 10.2 | 8.8 | 1.9 | 54 | 70 | 205230039
ZERO | Z3SOV-27HDM-US | ZERO | *** | *** | *** | 28000 | 28000 | 21 | 11.7 | 9.2 | 2 | 79 | 67 | 213732663
ZERO | Z3SOV-27HDM-US | ZERO ¦ ZERO | ZWAVAG-09HDM-US ¦ ZWAVAG-09HDM-US |  |  | 27400 | 28000 | 22.25 | 11.95 | 9.2 | 2 | 75 | 67 | 213732664
ZERO | Z5SOV-48HDM-US | ZERO | *** | *** | *** | 47000 | 49000 | 20.9 | 11.7 | 8.9 | 2 | 73 | 87 | 213732669
ZERO | Z5SOV-48HDM-US | ZERO ¦ ZERO | ZWAVAG-09HDM-US ¦ ZWAVAG-09HDM-US |  |  | 47500 | 49000 | 21.05 | 11.35 | 9.45 | 2 | 76 | 89 | 213732670
SENVILLE | SENA-18HF-MOB | SENVILLE ¦ SENVILLE | SENA/09HF/ID ¦ SENA/09HF/IQ |  |  | 19000 | 20000 | 20.5 | 12.25 | 9.55 | 1.88 | 78 | 97 | 213732652
SENVILLE | SENA-18HF-MOB | SENVILLE | *** | *** | *** | 19000 | 20000 | 19 | 12 | 9.3 | 1.85 | 80 | 95 | 213732651
SENVILLE | SENA-28HF-MOB | SENVILLE | *** | *** | *** | 28000 | 28000 | 20 | 11.7 | 9.5 | 1.8 | 96 | 89 | 213732654
SENVILLE | SENA-28HF-MOB | SENVILLE ¦ SENVILLE | SENA/09HF/ID ¦ SENA/09HF/IQ |  |  | 28000 | 28000 | 21.5 | 12.1 | 10.05 | 1.8 | 96 | 89 | 213732655
SENVILLE | SENA-36HF-MOB | SENVILLE | *** | *** | *** | 36000 | 36000 | 19.4 | 12 | 10 | 1.9 | 83 | 100 | 213732657
SENVILLE | SENA-36HF-MOB | SENVILLE ¦ SENVILLE | SENA/09HF/ID ¦ SENA/09HF/IQ |  |  | 36000 | 36000 | 20.9 | 12.25 | 10.45 | 1.95 | 79 | 101 | 213732658
SENVILLE | SENA-48HF-MOB | SENVILLE | *** | *** | *** | 47000 | 49000 | 20.9 | 11.7 | 8.9 | 2 | 73 | 87 | 213732660
SENVILLE | SENA-48HF-MOB | SENVILLE ¦ SENVILLE | SENA/09HF/ID ¦ SENA/09HF/IQ |  |  | 47500 | 49000 | 21.35 | 11.7 | 9.35 | 2 | 73 | 89 | 213732661
Mitsutomo | HO-MQ36-AC-Q | Mitsutomo ¦ Mitsutomo | MSAG11B-09HRFN1-MX7W(GA) ¦ MSAG11B-09HRFN1-MX7W(GA) |  |  | 36000 | 36000 | 20.2 | 12 | 10.45 | 1.93 | 79 | 100 | 213785770
Mitsutomo | HO-MQ36-AC-Q | Mitsutomo | *** | *** | *** | 36000 | 36000 | 19.4 | 12 | 10 | 1.9 | 83 | 100 | 213785769
Mitsutomo | HO-MT28-AC-Q | Mitsutomo ¦ Mitsutomo | MSAG11B-09HRFN1-MX7W(GA) ¦ MSAG11B-09HRFN1-MX7W(GA) |  |  | 27000 | 27000 | 19.75 | 11.8 | 9.8 | 1.8 | 84 | 100 | 213785767
Mitsutomo | HO-MT28-AC-Q | Mitsutomo | *** | *** | *** | 27000 | 27000 | 19 | 11.8 | 10 | 1.8 | 85 | 100 | 213785766
HISENSE | AMW5-42U3STA | HISENSE | *** | *** | *** | 41000 | 45000 | 18 | 10 | 8.8 | 1.84 | 63 | 80 | 205123811
FRIEDRICH | FPHMR42A3A | FRIEDRICH | *** | *** | *** | 41000 | 45000 | 18 | 10 | 8.8 | 1.84 | 63 | 80 | 205141511
EMERSON QUIET KOOL | EAC5H42R2C | EMERSON QUIET KOOL | *** | *** | *** | 41000 | 45000 | 18 | 10 | 8.8 | 1.84 | 63 | 80 | 207821925
WESTINGHOUSE | WHP42M5A21S | WESTINGHOUSE | *** | *** | *** | 41000 | 45000 | 18 | 10 | 8.8 | 1.84 | 63 | 80 | 208404160
Innovair | VOM42H7R5P7 | Innovair | *** | *** | *** | 41000 | 45000 | 18 | 10 | 8.8 | 1.84 | 63 | 80 | 207821956
AIR-CON | AMSCI4H4S42 | AIR-CON | *** | *** | *** | 41000 | 45000 | 18 | 10 | 8.8 | 1.84 | 63 | 80 | 205150425
HAXXAIR | HVHM-42T2D | HAXXAIR | *** | *** | *** | 41000 | 45000 | 18 | 10 | 8.8 | 1.84 | 63 | 80 | 212510995
HISENSE | AMW3-24U3SAA | HISENSE | *** | *** | *** | 24000 | 24600 | 21 | 12.1 | 8.6 | 1.84 | 59 | 98 | 203446790
HISENSE | AMW4-36U3STA | HISENSE | *** | *** | *** | 32000 | 37600 | 19.5 | 12 | 8.9 | 1.84 | 61 | 96 | 203459336
HISENSE | AMW3-24U3SAA | HISENSE ¦ HISENSE | AST-09UW3SVG**01 ¦ ADT-09UX3SBL |  |  | 24000 | 24200 | 21.5 | 12.3 | 8.825 | 1.84 | 61 | 99 | 203978167
HISENSE | AMW4-36U3STA | HISENSE ¦ HISENSE | AST-09UW3SVG**01 ¦ ADT-09UX3SBL |  |  | 32000 | 37000 | 20.25 | 12.25 | 8.95 | 1.84 | 61 | 97 | 203978168
HISENSE | AMW2-18U3SFA | HISENSE | *** | *** | *** | 18000 | 20200 | 19 | 11.5 | 9.4 | 1.84 | 63 | 89 | 204816625
HISENSE | AMW2-18U3SFA | HISENSE ¦ HISENSE | AST-09UW3SVG**01 ¦ ADT-09UX3SBL |  |  | 18000 | 20000 | 20 | 12.25 | 9.45 | 1.84 | 64 | 90 | 204816954
HISENSE | AMW5-42U3STA | HISENSE ¦ HISENSE | AST-09UW3SVG**01 ¦ ADT-09UX3SBL |  |  | 41500 | 43000 | 19 | 10.25 | 8.875 | 1.84 | 64 | 84 | 205123813
E COLD | ECOLD-C55-MS-G0001 | E COLD ¦ E COLD | MSAG11B-12HRFN1-MV0W(GA) ¦ MSAG11B-12HRFN1-MV0W(GA) |  |  | 55000 | 55000 | 19.6 | 10.5 | 9.1 | 1.75 | 65 | 60 | 213828450
E COLD | ECOLD-C48-MS-G0001 | E COLD ¦ E COLD | MSAG11B-09HRFN1-MX7W(GA) ¦ MSAG11B-09HRFN1-MX7W(GA) |  |  | 48000 | 49000 | 20.8 | 10.9 | 9.6 | 1.75 | 73 | 67 | 213828447
E COLD | ECOLD-C27-MS-G0001 | E COLD ¦ E COLD | MSAG11B-09HRFN1-MX7W(GA) ¦ MSAG11B-09HRFN1-MX7W(GA) |  |  | 27400 | 28000 | 22.25 | 11.95 | 9.2 | 2 | 75 | 67 | 213828441
E COLD | ECOLD-C27-MS-G0001 | E COLD | *** | *** | *** | 28000 | 28000 | 21 | 11.7 | 9.2 | 2 | 79 | 67 | 213828440
NG Trade | MOBMH480C | NG Trade ¦ NG Trade | MIBMHW90C ¦ MTIU-09HWFN1-M |  |  | 48000 | 49000 | 20.8 | 10.9 | 9.6 | 1.75 | 73 | 67 | 213867402
TRUST AIR CONDITIONERS | M5H60H/O4S4P | TRUST AIR CONDITIONERS ¦ TRUST AIR CONDITIONERS | MSEPB-12HRFN1-MW5W(GA) ¦ MTIU-12HWFN1-M |  |  | 55000 | 55000 | 20.4 | 10.5 | 9.4 | 1.9 | 63 | 84 | 213867405
TRUST AIR CONDITIONERS | M5H60H/O4S4P | TRUST AIR CONDITIONERS | *** | *** | *** | 55000 | 55000 | 18.8 | 10.5 | 9.3 | 1.9 | 64 | 84 | 213867404
FRIEDRICH | FPHMR24A3A | FRIEDRICH | *** | *** | *** | 24000 | 24600 | 21 | 12.1 | 8.6 | 1.84 | 59 | 98 | 204005731
HAXXAIR | HVHM-24T2D | HAXXAIR | *** | *** | *** | 24000 | 24600 | 21 | 12.1 | 8.6 | 1.84 | 59 | 98 | 204032224
AIR-CON | AMSCI4H4S24 | AIR-CON | *** | *** | *** | 24000 | 24600 | 21 | 12.1 | 8.6 | 1.84 | 59 | 98 | 204462798
DIAL | 24000Z-03-O | DIAL | *** | *** | *** | 24000 | 24600 | 21 | 12.1 | 8.6 | 1.84 | 59 | 98 | 204793304
EMERSON QUIET KOOL | EAC3H24R2C | EMERSON QUIET KOOL | *** | *** | *** | 24000 | 24600 | 21 | 12.1 | 8.6 | 1.84 | 59 | 98 | 207821919
Innovair | VOM24H7R3P7 | Innovair | *** | *** | *** | 24000 | 24600 | 21 | 12.1 | 8.6 | 1.84 | 59 | 98 | 207821950
WESTINGHOUSE | WHP24M3A21S | WESTINGHOUSE | *** | *** | *** | 24000 | 24600 | 21 | 12.1 | 8.6 | 1.84 | 59 | 98 | 208404156
DIAL | MZME24WW3P230BBJ | DIAL | *** | *** | *** | 24000 | 24600 | 21 | 12.1 | 8.6 | 1.84 | 59 | 98 | 213350263
FRIEDRICH | FPHMR36A3A | FRIEDRICH | *** | *** | *** | 32000 | 37600 | 19.5 | 12 | 8.9 | 1.84 | 61 | 96 | 203996910
HAXXAIR | HVHM-36T2D | HAXXAIR | *** | *** | *** | 32000 | 37600 | 19.5 | 12 | 8.9 | 1.84 | 61 | 96 | 204032225
AIR-CON | AMSCI4H4S36 | AIR-CON | *** | *** | *** | 32000 | 37600 | 19.5 | 12 | 8.9 | 1.84 | 61 | 96 | 204462799
DIAL | 36000Z-04-O | DIAL | *** | *** | *** | 32000 | 37600 | 19.5 | 12 | 8.9 | 1.84 | 61 | 96 | 204793305
EMERSON QUIET KOOL | EAC4H36R2C | EMERSON QUIET KOOL | *** | *** | *** | 32000 | 37600 | 19.5 | 12 | 8.9 | 1.84 | 61 | 96 | 207821922
Innovair | VOM36H7R4P7 | Innovair | *** | *** | *** | 32000 | 37600 | 19.5 | 12 | 8.9 | 1.84 | 61 | 96 | 207821953
WESTINGHOUSE | WHP36M4A21S | WESTINGHOUSE | *** | *** | *** | 32000 | 37600 | 19.5 | 12 | 8.9 | 1.84 | 61 | 96 | 208404158
DIAL | MZME36WW4P230BAJ | DIAL | *** | *** | *** | 32000 | 37600 | 19.5 | 12 | 8.9 | 1.84 | 61 | 96 | 213350264
FRIEDRICH | FPHMR24A3A | FRIEDRICH ¦ FRIEDRICH | FPHFW09A3B ¦ FPHFD09A3A |  |  | 24000 | 24200 | 21.5 | 12.3 | 8.825 | 1.84 | 61 | 99 | 203999079
HAXXAIR | HVHM-24T2D | HAXXAIR ¦ HAXXAIR | HAH-09T2D ¦ HAHS-09T2D |  |  | 24000 | 24200 | 21.5 | 12.3 | 8.825 | 1.84 | 61 | 99 | 204032226
ZEPHYR | ZE-24M322SCO | ZEPHYR ¦ ZEPHYR | ZE-09CA22INT ¦ ZE-09CA22DUC |  |  | 24000 | 24200 | 21.5 | 12.3 | 8.825 | 1.84 | 61 | 99 | 206346131
AIR-CON | AMSCI4H4S24 | AIR-CON ¦ AIR-CON | ABXEM4H4S09 ¦ ASLEK4H4S09 |  |  | 24000 | 24200 | 21.5 | 12.3 | 8.825 | 1.84 | 61 | 99 | 204462796
AZUR | AZ-24M322SCO | AZUR ¦ AZUR | AZ-09CA22INT ¦ AZ-09CA22DUC |  |  | 24000 | 24200 | 21.5 | 12.3 | 8.825 | 1.84 | 61 | 99 | 206346137
Innovair | VOM24H7R3P7 | Innovair ¦ Innovair | VWM10H7F7 ¦ VTM10H7C7 |  |  | 24000 | 24200 | 21.5 | 12.3 | 8.825 | 1.84 | 61 | 99 | 207821952
FRIEDRICH | FPHMR36A3A | FRIEDRICH ¦ FRIEDRICH | FPHFW09A3B ¦ FPHFD09A3A |  |  | 32000 | 37000 | 20.25 | 12.25 | 8.95 | 1.84 | 61 | 97 | 203999080
AIR-CON | AMSCI4H4S36 | AIR-CON ¦ AIR-CON | ABXEM4H4S09 ¦ ASLEK4H4S09 |  |  | 32000 | 37000 | 20.25 | 12.25 | 8.95 | 1.84 | 61 | 97 | 204462797
HAXXAIR | HVHM-36T2D | HAXXAIR ¦ HAXXAIR | HAH-09T2D ¦ HAHS-09T2D |  |  | 32000 | 37000 | 20.25 | 12.25 | 8.95 | 1.84 | 61 | 97 | 204032227
AZUR | AZ-36M422SCO | AZUR ¦ AZUR | AZ-09CA22INT ¦ AZ-09CA22DUC |  |  | 32000 | 37000 | 20.25 | 12.25 | 8.95 | 1.84 | 61 | 97 | 206347269
ZEPHYR | ZE-36M422SCO | ZEPHYR ¦ ZEPHYR | ZE-09CA22INT ¦ ZE-09CA22DUC |  |  | 32000 | 37000 | 20.25 | 12.25 | 8.95 | 1.84 | 61 | 97 | 206347271
Innovair | VOM36H7R4P7 | Innovair ¦ Innovair | VWM10H7F7 ¦ VTM10H7C7 |  |  | 32000 | 37000 | 20.25 | 12.25 | 8.95 | 1.84 | 61 | 97 | 207821955
FRIEDRICH | FPHMR18A3A | FRIEDRICH | *** | *** | *** | 18000 | 20200 | 19 | 11.5 | 9.4 | 1.84 | 63 | 89 | 205150428
EMERSON QUIET KOOL | EAC2H18R2C | EMERSON QUIET KOOL | *** | *** | *** | 18000 | 20200 | 19 | 11.5 | 9.4 | 1.84 | 63 | 89 | 207821916
AIR-CON | AMSCI4H4S18 | AIR-CON | *** | *** | *** | 18000 | 20200 | 19 | 11.5 | 9.4 | 1.84 | 63 | 89 | 205150431
Innovair | VOM18H7R2P7 | Innovair | *** | *** | *** | 18000 | 20200 | 19 | 11.5 | 9.4 | 1.84 | 63 | 89 | 207821947
WESTINGHOUSE | WHP18M2A21S | WESTINGHOUSE | *** | *** | *** | 18000 | 20200 | 19 | 11.5 | 9.4 | 1.84 | 63 | 89 | 208404154
HAXXAIR | HVHM-18T2D | HAXXAIR | *** | *** | *** | 18000 | 20200 | 19 | 11.5 | 9.4 | 1.84 | 63 | 89 | 208650723
DIAL | MZME18WW2P230BAJ | DIAL | *** | *** | *** | 18000 | 20200 | 19 | 11.5 | 9.4 | 1.84 | 63 | 89 | 213082088
FRIEDRICH | FPHMR18A3A | FRIEDRICH ¦ FRIEDRICH | FPHFW09A3B ¦ FPHFD09A3A |  |  | 18000 | 20000 | 20 | 12.25 | 9.45 | 1.84 | 64 | 90 | 205150430
AIR-CON | AMSCI4H4S18 | AIR-CON ¦ AIR-CON | ABXEM4H4S09 ¦ ASLEK4H4S09 |  |  | 18000 | 20000 | 20 | 12.25 | 9.45 | 1.84 | 64 | 90 | 205150433
ZEPHYR | ZE-18M222SCO | ZEPHYR ¦ ZEPHYR | ZE-09CA22INT ¦ ZE-09CA22DUC |  |  | 18000 | 20000 | 20 | 12.25 | 9.45 | 1.84 | 64 | 90 | 206346129
Innovair | VOM18H7R2P7 | Innovair ¦ Innovair | VWM10H7F7 ¦ VTM10H7C7 |  |  | 18000 | 20000 | 20 | 12.25 | 9.45 | 1.84 | 64 | 90 | 207821949
HAXXAIR | HVHM-18T2D | HAXXAIR ¦ HAXXAIR | HAH-09T2D ¦ HAHS-09T2D |  |  | 18000 | 20000 | 20 | 12.25 | 9.45 | 1.84 | 64 | 90 | 208650725
FRIEDRICH | FPHMR42A3A | FRIEDRICH ¦ FRIEDRICH | FPHFW09A3B ¦ FPHFD09A3A |  |  | 41500 | 43000 | 19 | 10.25 | 8.875 | 1.84 | 64 | 84 | 205141513
AIR-CON | AMSCI4H4S42 | AIR-CON ¦ AIR-CON | ABXEM4H4S09 ¦ ASLEK4H4S09 |  |  | 41500 | 43000 | 19 | 10.25 | 8.875 | 1.84 | 64 | 84 | 205150427
AZUR | AZ-42M522SCO | AZUR ¦ AZUR | AZ-09CA22INT ¦ AZ-09CA22DUC |  |  | 41500 | 43000 | 19 | 10.25 | 8.875 | 1.84 | 64 | 84 | 206346141
ZEPHYR | ZE-42M522SCO | ZEPHYR ¦ ZEPHYR | ZE-09CA22INT ¦ ZE-09CA22DUC |  |  | 41500 | 43000 | 19 | 10.25 | 8.875 | 1.84 | 64 | 84 | 206346135
Innovair | VOM42H7R5P7 | Innovair ¦ Innovair | VWM10H7F7 ¦ VTM10H7C7 |  |  | 41500 | 43000 | 19 | 10.25 | 8.875 | 1.84 | 64 | 84 | 207821958
HAXXAIR | HVHM-42T2D | HAXXAIR ¦ HAXXAIR | HAH-09T2D ¦ HAHS-09T2D |  |  | 41500 | 43000 | 19 | 10.25 | 8.875 | 1.84 | 64 | 84 | 212396481
SAMSUNG | AM036NXMDCR | SAMSUNG ¦ SAMSUNG | AM009BN4PCH ¦ AM007CNLDCH |  |  | 38000 | 42000 | 19.25 | 11.85 | 9.1 | 2 | 60 | 74 | 206918723
SAMSUNG | AM036TXMDCH | SAMSUNG ¦ SAMSUNG | AM009BN4PCH ¦ AM007CNLDCH |  |  | 38000 | 42000 | 19.25 | 11.85 | 9.1 | 2 | 60 | 74 | 206918724
SAMSUNG | AM048NXMDCR | SAMSUNG ¦ SAMSUNG | AM009BN4PCH ¦ AM009CNLDCH |  |  | 48000 | 54000 | 19 | 10.85 | 9.4 | 1.95 | 54 | 70 | 206918725
SAMSUNG | AM048TXMDCH | SAMSUNG ¦ SAMSUNG | AM009BN4PCH ¦ AM009CNLDCH |  |  | 48000 | 54000 | 19 | 10.85 | 9.4 | 1.95 | 54 | 70 | 206918726
SAMSUNG | AM053NXMDCR | SAMSUNG ¦ SAMSUNG | AM012BN4PCH ¦ AM012CNLDCH |  |  | 53000 | 61000 | 18.6 | 10.45 | 9.4 | 1.95 | 60 | 70 | 206918727
SAMSUNG | AM053TXMDCH | SAMSUNG ¦ SAMSUNG | AM012BN4PCH ¦ AM012CNLDCH |  |  | 53000 | 61000 | 18.6 | 10.45 | 9.4 | 1.95 | 60 | 70 | 206918728
SAMSUNG | AM060MXMDCH | SAMSUNG ¦ SAMSUNG | AM012BN4PCH ¦ AM012CNLDCH |  |  | 60000 | 66000 | 17.75 | 10.55 | 9.65 | 1.95 | 65 | 71 | 206918729
SAMSUNG | AM060NXMDCR | SAMSUNG ¦ SAMSUNG | AM012BN4PCH ¦ AM012CNLDCH |  |  | 60000 | 66000 | 17.75 | 10.55 | 9.65 | 1.95 | 65 | 71 | 206918730
SLIMAIR | SHC5Z55VC2AG | SLIMAIR ¦ SLIMAIR | SHM09VE2AG ¦ MTIU-09HWFN1-M |  |  | 55000 | 55000 | 19.6 | 10.5 | 9.1 | 1.75 | 65 | 60 | 213886037
SLIMAIR | SHC2Z18VE2AG | SLIMAIR | *** | *** | *** | 19000 | 20000 | 19 | 12 | 9.3 | 1.85 | 80 | 95 | 213886039
SLIMAIR | SHC2Z18VE2AG | SLIMAIR ¦ SLIMAIR | SHM09VE2AG ¦ MTIU-09HWFN1-M |  |  | 19000 | 20000 | 19.75 | 12.25 | 9.15 | 1.83 | 74 | 93 | 213886040
SLIMAIR | SHC3Z27VE2AG | SLIMAIR | *** | *** | *** | 28000 | 28000 | 20 | 11.7 | 9.5 | 1.8 | 96 | 89 | 213886042
SLIMAIR | SHC3Z27VE2AG | SLIMAIR ¦ SLIMAIR | SHM09VE2AG ¦ MTIU-09HWFN1-M |  |  | 28000 | 28000 | 21.3 | 11.75 | 9.65 | 1.8 | 94 | 89 | 213886043
SLIMAIR | SHC4Z36VE2AG | SLIMAIR ¦ SLIMAIR | SHM09VE2AG ¦ MTIU-09HWFN1-M |  |  | 36000 | 37000 | 19.5 | 12.1 | 9.85 | 1.8 | 95 | 93 | 213886046
SLIMAIR | SHC5Z48VE2AG | SLIMAIR | *** | *** | *** | 47000 | 49000 | 20.9 | 11.7 | 8.9 | 2 | 73 | 87 | 213886048
SLIMAIR | SHC5Z48VE2AG | SLIMAIR ¦ SLIMAIR | SHM09VE2AG ¦ MTIU-09HWFN1-M |  |  | 47500 | 49000 | 21.05 | 11.35 | 9.45 | 2 | 76 | 89 | 213886049
SLIMAIR | SHC5Z55VE2AG | SLIMAIR | *** | *** | *** | 55000 | 55000 | 18.8 | 10.5 | 9.3 | 1.9 | 64 | 84 | 213886051
SLIMAIR | SHC5Z55VE2AG | SLIMAIR ¦ SLIMAIR | SHM09VE2AG ¦ MTIU-09HWFN1-M |  |  | 55000 | 55000 | 19.4 | 10.5 | 9.4 | 1.85 | 64 | 83 | 213886052
Nutech | N2OA-55HFN1-M | Nutech ¦ Nutech | MSAG11B-09HRFN1-MX7W(GA) ¦ MTIU-09HWFN1-M |  |  | 55000 | 55000 | 19.6 | 10.5 | 9.1 | 1.75 | 65 | 60 | 213916277
Nutech | N2OA-48HFN1-M | Nutech ¦ Nutech | MSAG11B-09HRFN1-MX7W(GA) ¦ MTIU-09HWFN1-M |  |  | 48000 | 49000 | 20.8 | 10.9 | 9.6 | 1.75 | 73 | 67 | 213916274
Nutech | N2OA-27HFN1-M | Nutech ¦ Nutech | MSAG11B-09HRFN1-MX7W(GA) ¦ MTIU-09HWFN1-M |  |  | 27400 | 28000 | 22.25 | 11.95 | 9.2 | 2 | 75 | 67 | 213916268
Nutech | N2OA-27HFN1-M | Nutech | *** | *** | *** | 28000 | 28000 | 21 | 11.7 | 9.2 | 2 | 79 | 67 | 213916267
Mitsubishi Electric | MXZ-SM60NAM2 | Mitsubishi Electric | *** | *** | *** | 60000 | 66000 | 17 | 10.6 | 9 | 1.8 | 61 | 70 | 211016462
Mitsubishi Electric | MXZ-SM36NAM*** | Mitsubishi Electric | *** | *** | *** | 36000 | 42000 | 15.6 | 11.3 | 8.6 | 2 | 63 | 69 | 213248826
Mitsubishi Electric | MXZ-SM36NAMHZ*** | Mitsubishi Electric | *** | *** | *** | 36000 | 42000 | 15.6 | 11.3 | 9.9 | 1.8 | 63 | 100 | 213248829
Mitsubishi Electric | MXZ-SM42NAMHZ*** | Mitsubishi Electric | *** | *** | *** | 42000 | 48000 | 16.2 | 10.6 | 9.1 | 1.76 | 67 | 100 | 213248832
Mitsubishi Electric | MXZ-SM60NAM*** | Mitsubishi Electric | *** | *** | *** | 60000 | 66000 | 15.5 | 10.4 | 8.6 | 1.8 | 61 | 86 | 213248843
Mitsubishi Electric | MXZ-SM60NAM2*** | Mitsubishi Electric | *** | *** | *** | 60000 | 66000 | 15.5 | 10.4 | 8.6 | 1.8 | 61 | 70 | 213248941
Trane / Mitsubishi Electric | NTXMSH36A142B** | Trane / Mitsubishi Electric | *** | *** | *** | 36000 | 42000 | 15.6 | 11.3 | 9.9 | 1.8 | 63 | 92 | 213248980
Trane / Mitsubishi Electric | NTXMSH42A152B* | Trane / Mitsubishi Electric | *** | *** | *** | 42000 | 48000 | 18 | 10.6 | 10 | 1.86 | 67 | 92 | 211016471
Trane / Mitsubishi Electric | NTXMSH42A152B** | Trane / Mitsubishi Electric | *** | *** | *** | 42000 | 48000 | 16.2 | 10.6 | 9.1 | 1.76 | 67 | 92 | 213248981
Trane / Mitsubishi Electric | NTXMSH48A182B* | Trane / Mitsubishi Electric | *** | *** | *** | 48000 | 54000 | 16 | 10.5 | 9.5 | 1.8 | 76 | 87 | 211016475
Trane / Mitsubishi Electric | NTXMSM36A142B** | Trane / Mitsubishi Electric | *** | *** | *** | 36000 | 41000 | 15.6 | 11.3 | 8.6 | 2 | 65 | 71 | 213248979
Trane / Mitsubishi Electric | NTXMSM48A182B* | Trane / Mitsubishi Electric | *** | *** | *** | 48000 | 50000 | 16 | 10.5 | 8.9 | 1.96 | 70 | 71 | 211016473
Trane / Mitsubishi Electric | NTXMSM60A182B* | Trane / Mitsubishi Electric | *** | *** | *** | 60000 | 66000 | 17 | 10.6 | 9 | 1.8 | 61 | 70 | 211016478
Trane / Mitsubishi Electric | NTXMSM60A182B** | Trane / Mitsubishi Electric | *** | *** | *** | 60000 | 66000 | 15.5 | 10.4 | 8.6 | 1.8 | 61 | 70 | 213248982
PANASONIC | CU-3E19RBU-5 | PANASONIC | *** | *** | *** | 19000 | 26000 | 18.5 | 10.85 | 8.8 | 1.85 | 62 | 72 | 10221209
PANASONIC | CU-2E18SBU-5 | PANASONIC | *** | *** | *** | 16700 | 20200 | 19 | 12.55 | 8.8 | 2 | 59 | 88 | 10221208
Trane / Mitsubishi Electric | NTXMSM60A182B** | Trane / Mitsubishi Electric ¦ Trane / Mitsubishi Electric | TPLFYP015EM14** ¦ TPVFYP012AM14** |  |  | 60000 | 66000 | 17.75 | 11.85 | 9.55 | 1.9 | 62 | 70 | 213249011
Mitsubishi Electric | MXZ-SM60NAM2*** | Mitsubishi Electric ¦ Mitsubishi Electric | PLFY-EP12NEMU** ¦ PVFY-P12NAMU** |  |  | 60000 | 66000 | 17.75 | 11.85 | 9.55 | 1.9 | 62 | 70 | 213248999
Mitsubishi Electric | MXZ-SM36NAMHZ2 | Mitsubishi Electric | *** | *** | *** | 36000 | 42000 | 18.5 | 12 | 11 | 1.86 | 63 | 92 | 211016450
Mitsubishi Electric | MXZ-SM36NAM2 | Mitsubishi Electric | *** | *** | *** | 36000 | 41000 | 18.5 | 12 | 10 | 2 | 65 | 71 | 210540182
Trane / Mitsubishi Electric | NTXMSM36A142B** | Trane / Mitsubishi Electric ¦ Trane / Mitsubishi Electric | TPLFYP012EM14** ¦ TPVFYP012AM14** |  |  | 36000 | 41000 | 19.3 | 13.15 | 9.8 | 2.1 | 64 | 71 | 213249001
Trane / Mitsubishi Electric | NTXMSH48A182B** | Trane / Mitsubishi Electric ¦ Trane / Mitsubishi Electric | TPLFYP012EM14** ¦ TPVFYP012AM14** |  |  | 48000 | 54000 | 18.85 | 11.75 | 10.15 | 1.9 | 74 | 87 | 213249009
Trane / Mitsubishi Electric | NTXMSH42A152B** | Trane / Mitsubishi Electric ¦ Trane / Mitsubishi Electric | TPLFYP012EM14** ¦ TPVFYP012AM14** |  |  | 42000 | 48000 | 18.85 | 12 | 10.1 | 1.88 | 67 | 92 | 213249005
Trane / Mitsubishi Electric | NTXMSH36A142B** | Trane / Mitsubishi Electric ¦ Trane / Mitsubishi Electric | TPLFYP012EM14** ¦ TPVFYP012AM14** |  |  | 36000 | 42000 | 19.3 | 13.15 | 10.95 | 1.9 | 70 | 92 | 213249003
Mitsubishi Electric | MXZ-SM48NAMHZ2*** | Mitsubishi Electric ¦ Mitsubishi Electric | PLFY-EP12NEMU** ¦ PVFY-P12NAMU** |  |  | 48000 | 54000 | 18.85 | 11.75 | 10.15 | 1.9 | 74 | 87 | 213248997
Mitsubishi Electric | MXZ-SM42NAMHZ2*** | Mitsubishi Electric ¦ Mitsubishi Electric | PLFY-EP12NEMU** ¦ PVFY-P12NAMU** |  |  | 42000 | 48000 | 18.85 | 12 | 10.1 | 1.88 | 67 | 92 | 213248993
Mitsubishi Electric | MXZ-SM36NAMHZ2*** | Mitsubishi Electric ¦ Mitsubishi Electric | PLFY-EP12NEMU** ¦ PVFY-P12NAMU** |  |  | 36000 | 42000 | 19.3 | 13.15 | 10.95 | 1.9 | 70 | 92 | 213248991
Mitsubishi Electric | MXZ-SM36NAM2*** | Mitsubishi Electric ¦ Mitsubishi Electric | PLFY-EP12NEMU** ¦ PVFY-P12NAMU** |  |  | 36000 | 41000 | 19.3 | 13.15 | 9.8 | 2.1 | 64 | 71 | 213248989
Cooper & Hunter | CHV6-48URBM | Cooper & Hunter ¦ Cooper & Hunter | CHV-12SDFLSP ¦ CHV-12MCCF4W |  |  | 48000 | 54000 | 17.5 | 11.4 | 9.275 | 2.44 | 59 | 51 | 208119925
ICE AIR | VFO-48BQAH | ICE AIR ¦ ICE AIR | AVD-12HCFCH1 ¦ AVC-12HJFA1 |  |  | 48000 | 54000 | 17.5 | 11.4 | 9.275 | 2.44 | 59 | 51 | 205072399
Hisense | AVW-48H3FH | Hisense ¦ Hisense | AVD-12HCFCH1 ¦ AVC-12HJFA1 |  |  | 48000 | 54000 | 17.5 | 11.4 | 9.275 | 2.44 | 59 | 51 | 205013599
Cooper & Hunter | CHV6-36URBM | Cooper & Hunter ¦ Cooper & Hunter | CHV-09SDFLSP ¦ CHV-09MCCF4W |  |  | 36000 | 42000 | 18 | 13.4 | 10.2 | 2.49 | 62 | 55 | 208119924
ICE AIR | VFO-36BQAH | ICE AIR ¦ ICE AIR | AVD-09HCFCH1 ¦ AVC-09HJFA1 |  |  | 36000 | 42000 | 18 | 13.4 | 10.2 | 2.49 | 62 | 55 | 205072398
Hisense | AVW-36H3FH | Hisense ¦ Hisense | AVD-09HCFCH1 ¦ AVC-09HJFA1 |  |  | 36000 | 42000 | 18 | 13.4 | 10.2 | 2.49 | 62 | 55 | 205013598
Cooper & Hunter | CHV6-48URBM | Cooper & Hunter | *** | *** | *** | 48000 | 54000 | 16.5 | 10.2 | 8.55 | 2.38 | 59 | 51 | 208119919
ICE AIR | VFO-48BQAH | ICE AIR | *** | *** | *** | 48000 | 54000 | 16.5 | 10.2 | 8.55 | 2.38 | 59 | 51 | 205072393
Hisense | AVW-48H3FH | Hisense | *** | *** | *** | 48000 | 54000 | 16.5 | 10.2 | 8.55 | 2.38 | 59 | 51 | 204344213
Cooper & Hunter | CHV6-36URBM | Cooper & Hunter | *** | *** | *** | 36000 | 42000 | 16.5 | 12.6 | 10 | 2.38 | 62 | 55 | 208119918
ICE AIR | VFO-36BQAH | ICE AIR | *** | *** | *** | 36000 | 42000 | 16.5 | 12.6 | 10 | 2.38 | 62 | 55 | 205072392
Hisense | AVW-36H3FH | Hisense | *** | *** | *** | 36000 | 42000 | 16.5 | 12.6 | 10 | 2.38 | 62 | 55 | 204344212
MAXI AIR | NE-T53-MULTI36E | MAXI AIR ¦ MAXI AIR | MTIU-09HWFN1-M ¦ MTIU-09HWFN1-M |  |  | 36000 | 37000 | 20.6 | 12.65 | 10.15 | 1.8 | 92 | 93 | 213927624
MAXI AIR | NE-T53-MULTI28E | MAXI AIR ¦ MAXI AIR | MTIU-09HWFN1-M ¦ MTIU-09HWFN1-M |  |  | 28000 | 28000 | 21.5 | 12.1 | 10.05 | 1.8 | 96 | 89 | 213927621
MAXI AIR | NE-T53-MULTI28E | MAXI AIR | *** | *** | *** | 28000 | 28000 | 20 | 11.7 | 9.5 | 1.8 | 96 | 89 | 213927620
QUEBEC VAIR | NE-T53-MULTI36E | QUEBEC VAIR ¦ QUEBEC VAIR | MTIU-09HWFN1-M ¦ MTIU-09HWFN1-M |  |  | 36000 | 37000 | 20.6 | 12.65 | 10.15 | 1.8 | 92 | 93 | 213927618
QUEBEC VAIR | NE-T53-MULTI28E | QUEBEC VAIR ¦ QUEBEC VAIR | MTIU-09HWFN1-M ¦ MTIU-09HWFN1-M |  |  | 28000 | 28000 | 21.5 | 12.1 | 10.05 | 1.8 | 96 | 89 | 213927615
QUEBEC VAIR | NE-T53-MULTI28E | QUEBEC VAIR | *** | *** | *** | 28000 | 28000 | 20 | 11.7 | 9.5 | 1.8 | 96 | 89 | 213927614
Bladex | BME20A-18SPHP1 | Bladex | *** | *** | *** | 18000 | 19000 | 19 | 12 | 9.8 | 2 | 78 | 70 | 213927656
Bladex | BME20A-18SPHP1 | Bladex ¦ Bladex | BWM11B-09HWIU ¦ MTIU-09HWFN1-M |  |  | 18000 | 19000 | 20 | 12.25 | 10 | 2 | 77 | 68 | 213927657
Bladex | BME30J-27SPHP1 | Bladex | *** | *** | *** | 28000 | 28000 | 21 | 11.7 | 9.2 | 2 | 79 | 67 | 213927659
Bladex | BME30J-27SPHP1 | Bladex ¦ Bladex | BWM11B-09HWIU ¦ MTIU-09HWFN1-M |  |  | 27400 | 28000 | 22.25 | 11.95 | 9.2 | 2 | 75 | 67 | 213927660
Bladex | BME50G-48SPHP1 | Bladex ¦ Bladex | BWM11B-09HWIU ¦ MTIU-09HWFN1-M |  |  | 48000 | 49000 | 20.8 | 10.9 | 9.6 | 1.75 | 73 | 67 | 213927666
Bladex | BME50A-55SPHP1 | Bladex ¦ Bladex | BWM11B-09HWIU ¦ BWM11B-09HWIU |  |  | 55000 | 55000 | 19.6 | 10.5 | 9.1 | 1.75 | 65 | 60 | 213927669
ApooDr | AM5OG-55HFN1 | ApooDr ¦ ApooDr | AGN24-09H220V1A ¦ MTIU-09HWFN1-M |  |  | 55000 | 55000 | 19.6 | 10.5 | 9.1 | 1.75 | 65 | 60 | 213927672
GREE | GMV-V48WL/C-T(U) | GREE ¦ GREE | GMV-ND07PHS/B-T(U) ¦ GMV-ND07T/D-T(U) |  |  | 48000 | 48000 | 19.55 | 11 | 8.875 | 2.1 | 65 | 70 | 213927639
GREE | GMV-V60WL/C-T(U) | GREE ¦ GREE | GMV-ND12PHS/B-T(U) ¦ GMV-ND12T/D-T(U) |  |  | 60000 | 60000 | 19 | 10 | 8.75 | 2 | 67 | 70 | 213927640
GREE | GMV-V36WL/C-T(U) | GREE ¦ GREE | GMV-ND07PHS/B-T(U) ¦ GMV-ND07T/D-T(U) |  |  | 36000 | 36000 | 20.75 | 12.25 | 8.85 | 2.3 | 64 | 70 | 213927641
AI AIR CONDITIONING | A3MO22-27N1-M1H | AI AIR CONDITIONING | *** | *** | *** | 27000 | 27000 | 19 | 11.8 | 10 | 1.8 | 85 | 100 | 213769956
AI AIR CONDITIONING | A5MO22-55N1-M1H | AI AIR CONDITIONING ¦ AI AIR CONDITIONING | MSAG11B-09HRFN1-MX7W(GA) ¦ MTIU-09HWFN1-M |  |  | 55000 | 55000 | 19.4 | 10.5 | 9.4 | 1.85 | 64 | 83 | 213769966
AI AIR CONDITIONING | A2MO22-18N1-M1H | AI AIR CONDITIONING | *** | *** | *** | 19000 | 20000 | 19 | 12 | 9.3 | 1.85 | 80 | 95 | 213769953
AI AIR CONDITIONING | A4MO22-36N1-M1H | AI AIR CONDITIONING ¦ AI AIR CONDITIONING | MSAG11B-09HRFN1-MX7W(GA) ¦ MTIU-09HWFN1-M |  |  | 36000 | 36000 | 20.2 | 12 | 10.45 | 1.93 | 79 | 100 | 213769960
AI AIR CONDITIONING | A3MO22-27N1-M1H | AI AIR CONDITIONING ¦ AI AIR CONDITIONING | MSAG11B-09HRFN1-MX7W(GA) ¦ MTIU-09HWFN1-M |  |  | 27000 | 27000 | 19.75 | 11.8 | 9.8 | 1.8 | 84 | 100 | 213769957
AI AIR CONDITIONING | A5MO22-48N1-M1H | AI AIR CONDITIONING | *** | *** | *** | 47000 | 49000 | 20.9 | 11.7 | 8.9 | 2 | 73 | 87 | 213769962
AI AIR CONDITIONING | A5MO22-48N1-M1H | AI AIR CONDITIONING ¦ AI AIR CONDITIONING | MSAG11B-09HRFN1-MX7W(GA) ¦ MTIU-09HWFN1-M |  |  | 47500 | 49000 | 21.05 | 11.35 | 9.45 | 2 | 76 | 89 | 213769963
AI AIR CONDITIONING | A2MO22-18N1-M1H | AI AIR CONDITIONING ¦ AI AIR CONDITIONING | MSAG11B-09HRFN1-MX7W(GA) ¦ MTIU-09HWFN1-M |  |  | 19000 | 20000 | 19.75 | 12.25 | 9.15 | 1.83 | 74 | 93 | 213769954
AI AIR CONDITIONING | A5MO22-55N1-M1H | AI AIR CONDITIONING | *** | *** | *** | 55000 | 55000 | 18.8 | 10.5 | 9.3 | 1.9 | 64 | 84 | 213769965
AI AIR CONDITIONING | A4MO22-36N1-M1H | AI AIR CONDITIONING | *** | *** | *** | 36000 | 36000 | 19.4 | 12 | 10 | 1.9 | 83 | 100 | 213769959
FUJITSU | AOU18RLXFZH | FUJITSU | *** | *** | *** | 18000 | 22000 | 19 | 12.4 | 9 | 1.84 | 65 | 100 | 8033585
RHEEM | ROMH18FXZHJ | RHEEM | *** | *** | *** | 18000 | 22000 | 19 | 12.4 | 9 | 1.84 | 65 | 100 | 10595420
RUUD | UOMH18FXZHJ | RUUD | *** | *** | *** | 18000 | 22000 | 19 | 12.4 | 9 | 1.84 | 65 | 100 | 10595421
RUUD | ROMH18FXZHJ | RUUD | *** | *** | *** | 18000 | 22000 | 19 | 12.4 | 9 | 1.84 | 65 | 100 | 206221521
RHEEM | RO2HFZ18AJ1H | RHEEM | *** | *** | *** | 18000 | 22000 | 19 | 12.4 | 9 | 1.84 | 65 | 100 | 211044461
RUUD | RO2HFZ18AJ1H | RUUD | *** | *** | *** | 18000 | 22000 | 19 | 12.4 | 9 | 1.84 | 65 | 100 | 211044462
FUJITSU | AOU18RLXFZH | FUJITSU ¦ FUJITSU | ASU9RLF1 ¦ ASU9RLF1 |  |  | 18000 | 22000 | 20.25 | 12.95 | 9.3 | 1.84 | 65 | 100 | 8063924
FUJITSU | AOU24RLXFZH | FUJITSU | *** | *** | *** | 22000 | 25000 | 17.8 | 12.1 | 9.2 | 2.06 | 62 | 102 | 8033742
RHEEM | ROMH24FXZHJ | RHEEM | *** | *** | *** | 22000 | 25000 | 17.8 | 12.1 | 9.2 | 2.06 | 62 | 102 | 10595426
RUUD | UOMH24FXZHJ | RUUD | *** | *** | *** | 22000 | 25000 | 17.8 | 12.1 | 9.2 | 2.06 | 62 | 102 | 10595427
RUUD | ROMH24FXZHJ | RUUD | *** | *** | *** | 22000 | 25000 | 17.8 | 12.1 | 9.2 | 2.06 | 62 | 102 | 206221524
RHEEM | RO3HFZ24AJ1H | RHEEM | *** | *** | *** | 22000 | 25000 | 17.8 | 12.1 | 9.2 | 2.06 | 62 | 102 | 211044465
RUUD | RO3HFZ24AJ1H | RUUD | *** | *** | *** | 22000 | 25000 | 17.8 | 12.1 | 9.2 | 2.06 | 62 | 102 | 211044466
FUJITSU | AOU24RLXFZH | FUJITSU ¦ FUJITSU | ASU9RLF1 ¦ ASU7RLF1 |  |  | 22000 | 25000 | 18.9 | 12.7 | 9.6 | 2.06 | 62 | 102 | 8063925
FUJITSU | AOU36RLXFZH | FUJITSU | *** | *** | *** | 35200 | 36400 | 18 | 12 | 8.7 | 2.02 | 59 | 100 | 8908616
FUJITSU | AOU36RLXFZH | FUJITSU ¦ FUJITSU | ASU9RLF1 ¦ ASU9RLF1 |  |  | 35200 | 36400 | 19.25 | 12.5 | 9.1 | 2.02 | 59 | 100 | 8912450
RHEEM | RO4HFZ36AJ1H | RHEEM | *** | *** | *** | 35200 | 36400 | 18 | 12 | 8.7 | 2.02 | 59 | 100 | 211044469
RUUD | RO4HFZ36AJ1H | RUUD | *** | *** | *** | 35200 | 36400 | 18 | 12 | 8.7 | 2.02 | 59 | 100 | 211044470
FUJITSU | AOU24RLXFZ | FUJITSU ¦ FUJITSU | ASU9RLF ¦ ASU7RLF |  |  | 22000 | 24000 | 17.25 | 11.55 | 8.6 | 1.87 | 59 | 53 | 4397407
FUJITSU | AOU18RLXFZ | FUJITSU | *** | *** | *** | 18000 | 22000 | 16.3 | 12.1 | 8.7 | 1.86 | 63 | 52 | 4397409
RHEEM | ROMH18AFXZJ | RHEEM | *** | *** | *** | 18000 | 22000 | 16.3 | 12.1 | 8.7 | 1.86 | 63 | 52 | 10595436
RUUD | UOMH18AFXZJ | RUUD | *** | *** | *** | 18000 | 22000 | 16.3 | 12.1 | 8.7 | 1.86 | 63 | 52 | 10595437
RUUD | ROMH18AFXZJ | RUUD | *** | *** | *** | 18000 | 22000 | 16.3 | 12.1 | 8.7 | 1.86 | 63 | 52 | 206221529
RHEEM | RO2HFZ18AJ2S | RHEEM | *** | *** | *** | 18000 | 22000 | 16.3 | 12.1 | 8.7 | 1.86 | 63 | 52 | 211044449
RUUD | RO2HFZ18AJ2S | RUUD | *** | *** | *** | 18000 | 22000 | 16.3 | 12.1 | 8.7 | 1.86 | 63 | 52 | 211044450
FUJITSU | AOU24RLXFZ | FUJITSU | *** | *** | *** | 22000 | 24000 | 16 | 10.6 | 8.5 | 1.88 | 59 | 55 | 4397406
RHEEM | ROMH24AFXZJ | RHEEM | *** | *** | *** | 22000 | 24000 | 16 | 10.6 | 8.5 | 1.88 | 59 | 55 | 10595440
RUUD | ROMH24AFXZJ | RUUD | *** | *** | *** | 22000 | 24000 | 16 | 10.6 | 8.5 | 1.88 | 59 | 55 | 206221531
RHEEM | RO3HFZ24AJ2S | RHEEM | *** | *** | *** | 22000 | 24000 | 16 | 10.6 | 8.5 | 1.88 | 59 | 55 | 211044453
RUUD | RO3HFZ24AJ2S | RUUD | *** | *** | *** | 22000 | 24000 | 16 | 10.6 | 8.5 | 1.88 | 59 | 55 | 211044454
FUJITSU | AOU45RLXFZ | FUJITSU ¦ FUJITSU | ASU9RLF1 ¦ ASU9RLF1 |  |  | 45000 | 47000 | 19.1 | 10.15 | 8.75 | 1.88 | 60 | 67 | 8912451
Mitsubishi Electric | MXZ-SM48NAMHZ2 | Mitsubishi Electric | *** | *** | *** | 48000 | 54000 | 16 | 10.5 | 9.5 | 1.8 | 76 | 87 | 211016459
Mitsubishi Electric | MXZ-SM48NAM2 | Mitsubishi Electric | *** | *** | *** | 48000 | 50000 | 16 | 10.5 | 8.9 | 1.96 | 70 | 71 | 211016456
Mitsubishi Electric | MXZ-SM42NAMHZ2*** | Mitsubishi Electric | *** | *** | *** | 42000 | 48000 | 16.2 | 10.6 | 9.1 | 1.76 | 67 | 92 | 213248940
Mitsubishi Electric | MXZ-SM42NAMHZ2 | Mitsubishi Electric | *** | *** | *** | 42000 | 48000 | 18 | 10.6 | 10 | 1.86 | 67 | 92 | 211016453
Mitsubishi Electric | MXZ-SM36NAMHZ2*** | Mitsubishi Electric | *** | *** | *** | 36000 | 42000 | 15.6 | 11.3 | 9.9 | 1.8 | 63 | 92 | 213248939
Mitsubishi Electric | MXZ-SM36NAM2*** | Mitsubishi Electric | *** | *** | *** | 36000 | 41000 | 15.6 | 11.3 | 8.6 | 2 | 65 | 71 | 213248938
Bladex | B30I-28SPHP1 | Bladex ¦ Bladex | BWM11B-09HWIU ¦ MTIU-09HWFN1-M |  |  | 28000 | 28000 | 21.3 | 11.75 | 9.65 | 1.8 | 94 | 89 | 214065610
Bladex | B30I-28SPHP1 | Bladex | *** | *** | *** | 28000 | 28000 | 20 | 11.7 | 9.5 | 1.8 | 96 | 89 | 214065609
Trane / Mitsubishi Electric | NTXMSM36A142B* | Trane / Mitsubishi Electric | *** | *** | *** | 36000 | 41000 | 18.5 | 12 | 10 | 2 | 65 | 71 | 211016465
Trane / Mitsubishi Electric | NTXMSH36A142B* | Trane / Mitsubishi Electric | *** | *** | *** | 36000 | 42000 | 18.5 | 12 | 11 | 1.86 | 63 | 92 | 211016468
SLIMAIR | SHC2Z18VC2AG | SLIMAIR ¦ SLIMAIR | SHMZ09VB-2A ¦ SHD09VC2AG |  |  | 18000 | 19000 | 20 | 12.25 | 10 | 2 | 77 | 68 | 208447950
SLIMAIR | SHC5Z48VC2AG | SLIMAIR ¦ SLIMAIR | SHMZ09VB-2A ¦ SHD09VC2AG |  |  | 48000 | 49000 | 20.8 | 10.9 | 9.6 | 1.75 | 73 | 67 | 208447959
SLIMAIR | SHC2Z18VC2AG | SLIMAIR | *** | *** | *** | 18000 | 19000 | 19 | 12 | 9.8 | 2 | 78 | 70 | 208447949
SLIMAIR | SHC3Z27VC2AG | SLIMAIR ¦ SLIMAIR | SHMZ09VB-2A ¦ SHD09VC2AG |  |  | 27400 | 28000 | 22.25 | 11.95 | 9.2 | 2 | 75 | 67 | 208447953
SLIMAIR | SHC3Z27VC2AG | SLIMAIR | *** | *** | *** | 28000 | 28000 | 21 | 11.7 | 9.2 | 2 | 79 | 67 | 208447952
HITACHI | PAS-48BUFASDQ1 | HITACHI | *** | *** | *** | 43500 | 45500 | 21 | 12.7 | 10 | 2.1 | 90 | 79 | 213685842
HITACHI | PAS-36BUFASDQ1 | HITACHI | *** | *** | *** | 36000 | 38000 | 20 | 12.8 | 9.8 | 2 | 91 | 84 | 213685841
HITACHI | PAS-30BUFASDQ1 | HITACHI | *** | *** | *** | 30000 | 32000 | 20 | 13 | 10 | 2 | 89 | 88 | 213685840
HITACHI | PAS-24BUFASDQ1 | HITACHI | *** | *** | *** | 22000 | 24000 | 20 | 12.7 | 9.6 | 2.2 | 91 | 78 | 213685839
HITACHI | PAS-18BUFASDQ1 | HITACHI | *** | *** | *** | 18000 | 20000 | 21 | 13 | 9.5 | 2.1 | 91 | 72 | 213685838
HITACHI | PAS-36BUFASDQ1 | HITACHI | *** | *** | *** | 36000 | 38000 | 20 | 12.8 | 9.8 | 2 | 91 | 84 | 213685841
GREE | GWHD(18)ND3PO | GREE ¦ GREE | GWH09AGCXD-D3DN***/I ¦ GFH(09)DA-D3DN***/I |  |  | 18000 | 19000 | 21 | 12 | 9 | 1.92 | 73 | 71 | 211752945
GREE | GMV-V48WL/C-T(U) | GREE | *** | *** | *** | 48000 | 48000 | 17.1 | 10.5 | 8.55 | 2 | 67 | 70 | 211698445
GREE | GMV-V36WL/C-T(U) | GREE | *** | *** | *** | 36000 | 36000 | 18.5 | 11.5 | 8.7 | 2.2 | 67 | 70 | 211698446
GREE | GMV-V48WL/C-T(U) | GREE ¦ GREE | GMV-ND07PHS/B-T(U) ¦ GMV-ND07T/D-T(U) |  |  | 48000 | 48000 | 19.55 | 11 | 8.875 | 2.1 | 65 | 70 | 213927639
GREE | GMV-V60WL/C-T(U) | GREE ¦ GREE | GMV-ND12PHS/B-T(U) ¦ GMV-ND12T/D-T(U) |  |  | 60000 | 60000 | 19 | 10 | 8.75 | 2 | 67 | 70 | 213927640
GREE | GMV-V36WL/C-T(U) | GREE ¦ GREE | GMV-ND07PHS/B-T(U) ¦ GMV-ND07T/D-T(U) |  |  | 36000 | 36000 | 20.75 | 12.25 | 8.85 | 2.3 | 64 | 70 | 213927641
GREE | GMV-36WL/C-T(U) | GREE | *** | *** | *** | 37600 | 42000 | 18 | 11 | 8.2 | 2 | 60 | 48 | 206335356
LENNOX VRF | VEP036C432P2 | LENNOX VRF | *** | *** | *** | 37600 | 42000 | 18 | 11 | 8.2 | 2 | 60 | 48 | 206764038
KINGHOME | KW36HVRO | KINGHOME | *** | *** | *** | 37600 | 42000 | 18 | 11 | 8.2 | 2 | 60 | 48 | 211644116
TOSOT | TMVRF-OD36KHP | TOSOT | *** | *** | *** | 37600 | 42000 | 18 | 11 | 8.2 | 2 | 60 | 48 | 212117655
HITACHI | PAS-48BUFASDQ1 | HITACHI | *** | *** | *** | 43500 | 45500 | 21 | 12.7 | 10 | 2.1 | 90 | 79 | 213685842
HITACHI | PAS-30BUFASDQ1 | HITACHI | *** | *** | *** | 30000 | 32000 | 20 | 13 | 10 | 2 | 89 | 88 | 213685840
HITACHI | PAS-24BUFASDQ1 | HITACHI | *** | *** | *** | 22000 | 24000 | 20 | 12.7 | 9.6 | 2.2 | 91 | 78 | 213685839
HITACHI | PAS-18BUFASDQ1 | HITACHI | *** | *** | *** | 18000 | 20000 | 21 | 13 | 9.5 | 2.1 | 91 | 72 | 213685838
Cooper & Hunter | CHV6-48URBM | Cooper & Hunter ¦ Cooper & Hunter | CHV-12SDFLSP ¦ CHV-12MCCF4W |  |  | 48000 | 54000 | 17.5 | 11.4 | 9.275 | 2.44 | 59 | 51 | 208119925
Hisense | AVW-48H3FH | Hisense ¦ Hisense | AVD-12HCFCH1 ¦ AVC-12HJFA1 |  |  | 48000 | 54000 | 17.5 | 11.4 | 9.275 | 2.44 | 59 | 51 | 205013599
Cooper & Hunter | CHV6-36URBM | Cooper & Hunter ¦ Cooper & Hunter | CHV-09SDFLSP ¦ CHV-09MCCF4W |  |  | 36000 | 42000 | 18 | 13.4 | 10.2 | 2.49 | 62 | 55 | 208119924
Hisense | AVW-36H3FH | Hisense ¦ Hisense | AVD-09HCFCH1 ¦ AVC-09HJFA1 |  |  | 36000 | 42000 | 18 | 13.4 | 10.2 | 2.49 | 62 | 55 | 205013598
Cooper & Hunter | CHV6-48URBM | Cooper & Hunter | *** | *** | *** | 48000 | 54000 | 16.5 | 10.2 | 8.55 | 2.38 | 59 | 51 | 208119919
Hisense | AVW-48H3FH | Hisense | *** | *** | *** | 48000 | 54000 | 16.5 | 10.2 | 8.55 | 2.38 | 59 | 51 | 204344213
Cooper & Hunter | CHV6-36URBM | Cooper & Hunter | *** | *** | *** | 36000 | 42000 | 16.5 | 12.6 | 10 | 2.38 | 62 | 55 | 208119918
Hisense | AVW-36H3FH | Hisense | *** | *** | *** | 36000 | 42000 | 16.5 | 12.6 | 10 | 2.38 | 62 | 55 | 204344212
Bladex | B30K-27SPHP1* | Bladex | *** | *** | *** | 27000 | 27000 | 19 | 11.8 | 10 | 1.8 | 85 | 100 | 214232415
Bladex | B30K-27SPHP1* | Bladex ¦ Bladex | MSEPB-09HRFN1-MY5W(GA) ¦ MTIU-09HWFN1-M |  |  | 27000 | 27000 | 20.4 | 12 | 10 | 1.8 | 85 | 100 | 214232416
Bladex | B30I-28SPHP1* | Bladex | *** | *** | *** | 28000 | 28000 | 20 | 11.7 | 9.5 | 1.8 | 96 | 89 | 214232418
Bladex | B30I-28SPHP1* | Bladex ¦ Bladex | MSEPB-09HRFN1-MY5W(GA) ¦ MTIU-09HWFN1-M |  |  | 28000 | 28000 | 21.5 | 12.1 | 10.05 | 1.8 | 96 | 89 | 214232419
Bladex | B40X-36SPHP1S* | Bladex | *** | *** | *** | 36000 | 36000 | 19.4 | 12 | 10 | 1.9 | 83 | 100 | 214232424
Bladex | B40X-36SPHP1S* | Bladex ¦ Bladex | MSEPB-09HRFN1-MY5W(GA) ¦ MTIU-09HWFN1-M |  |  | 36000 | 36000 | 20.9 | 12.25 | 10.45 | 1.95 | 79 | 101 | 214232425
PANASONIC | CU-2E18SBU-5 | PANASONIC | *** | *** | *** | 16700 | 20200 | 19 | 12.55 | 8.8 | 2 | 59 | 88 | 10221208
PANASONIC | CU-3E19RBU-5 | PANASONIC | *** | *** | *** | 19000 | 26000 | 18.5 | 12.55 | 8.8 | 1.85 | 62 | 72 | 10221209
Mitsubishi Electric | MXZ-3C24NA3*** | Mitsubishi Electric | *** | *** | *** | 23600 | 24600 | 16 | 11.2 | 8.6 | 2.13 | 59 | 43 | 209836182
GE Appliances | ASH324NCDD** | GE Appliances | *** | *** | *** | 21400 | 26000 | 17 | 11 | 9.5 | 1.85 | 67 | 81 | 210154194
GE Appliances | ASH220NCDD** | GE Appliances | *** | *** | *** | 17200 | 22000 | 16 | 11 | 9.8 | 1.85 | 67 | 82 | 210154190
HAIER | 2U20EH2HD** | HAIER | *** | *** | *** | 17200 | 22000 | 16 | 11 | 9.8 | 1.85 | 67 | 82 | 210151026
HAIER | 3U24EH2HD** | HAIER | *** | *** | *** | 21400 | 26000 | 17 | 11 | 9.5 | 1.85 | 67 | 81 | 210082199
SAMSUNG | AJ020BXS3CH | SAMSUNG ¦ SAMSUNG | AR07CSDAFWKN ¦ AC009BNLDCH |  |  | 21000 | 22000 | 18.25 | 12.45 | 8.65 | 1.85 | 59 | 100 | 207350092
SAMSUNG | AJ024BXS4CH | SAMSUNG ¦ SAMSUNG | AR07CSDAFWKN ¦ AC009BNLDCH |  |  | 25000 | 25000 | 18.75 | 11.8 | 8.65 | 1.78 | 59 | 100 | 207350094
SAMSUNG | AJ030BXS4CH | SAMSUNG ¦ SAMSUNG | AR09CSDABWKN ¦ AC009BNLDCH |  |  | 28400 | 28600 | 18.75 | 11.5 | 8.65 | 1.77 | 60 | 100 | 207350096
SAMSUNG | AJ036BXS4CH | SAMSUNG ¦ SAMSUNG | AR09CSDABWKN ¦ AC009BNLDCH |  |  | 34000 | 35600 | 20 | 11.75 | 8.8 | 1.89 | 59 | 100 | 207350834
AI AIR CONDITIONING | A2MO21-18N1-M1 | AI AIR CONDITIONING ¦ AI AIR CONDITIONING | AW25-09N1-M1 ¦ MTIU-09HWFN1-M |  |  | 18000 | 19000 | 20 | 12.25 | 10 | 2 | 77 | 68 | 214311546
AI AIR CONDITIONING | A3MO21-27N1-M1 | AI AIR CONDITIONING | *** | *** | *** | 28000 | 28000 | 21 | 11.7 | 9.2 | 2 | 79 | 67 | 214311548
AI AIR CONDITIONING | A3MO21-27N1-M1 | AI AIR CONDITIONING ¦ AI AIR CONDITIONING | AW25-09N1-M1 ¦ MTIU-09HWFN1-M |  |  | 27400 | 28000 | 22.25 | 11.95 | 9.2 | 2 | 75 | 67 | 214311549
AI AIR CONDITIONING | A5MO21-48N1-M1 | AI AIR CONDITIONING ¦ AI AIR CONDITIONING | AW25-09N1-M1 ¦ MTIU-09HWFN1-M |  |  | 48000 | 49000 | 20.8 | 10.9 | 9.6 | 1.75 | 73 | 67 | 214311555
AI AIR CONDITIONING | A5MO21-55N1-M1 | AI AIR CONDITIONING ¦ AI AIR CONDITIONING | AW25-09N1-M1 ¦ MTIU-09HWFN1-M |  |  | 55000 | 55000 | 19.6 | 10.5 | 9.1 | 1.75 | 65 | 60 | 214311558
AIR TECH | ATVO48NGUG2 | AIR TECH | *** | *** | *** | 48000 | 48000 | 17.1 | 10.5 | 8.55 | 2 | 67 | 70 | 214056549
AIR TECH | ATVO36NGUG2 | AIR TECH ¦ AIR TECH | ATVD07HGBG2 ¦ ATVC07NGDG2 |  |  | 36000 | 36000 | 20.75 | 12.25 | 8.85 | 2.3 | 64 | 70 | 214056554
AIR TECH | ATVO60NGUG2 | AIR TECH ¦ AIR TECH | ATVD12HGBG2 ¦ ATVC12NGDG2 |  |  | 60000 | 60000 | 19 | 10 | 8.75 | 2 | 67 | 70 | 214056548
AIR TECH | ATVO48NGUG2 | AIR TECH ¦ AIR TECH | ATVD07HGBG2 ¦ ATVC07NGDG2 |  |  | 48000 | 48000 | 19.55 | 11 | 8.875 | 2.1 | 65 | 70 | 214056551
AIR TECH | ATVO36NGUG2 | AIR TECH | *** | *** | *** | 36000 | 36000 | 18.5 | 11.5 | 8.7 | 2.2 | 67 | 70 | 214056552
Mitsubishi Electric | MXZ-SM42NAMHZ2 | Mitsubishi Electric ¦ Mitsubishi Electric | PEFY-P06NMAU** ¦ PLFY-EP12NEMU** |  |  | 42000 | 48000 | 19.75 | 12 | 10.55 | 2.17 | 67 | 53 | 211016454
Mitsubishi Electric | MXZ-SM48NAMHZ2 | Mitsubishi Electric ¦ Mitsubishi Electric | PEFY-P06NMAU** ¦ PLFY-EP12NEMU** |  |  | 48000 | 54000 | 19.5 | 11.8 | 10.5 | 2.03 | 74 | 64 | 211016460
Mitsubishi Electric | MXZ-SM60NAM2 | Mitsubishi Electric ¦ Mitsubishi Electric | PEFY-P06NMAU** ¦ PLFY-EP15NEMU** |  |  | 60000 | 66000 | 18.5 | 11.95 | 9.75 | 2.18 | 62 | 47 | 211016463
Mitsubishi Electric | MXZ-3C30NAHZ4*** | Mitsubishi Electric ¦ Mitsubishi Electric | MSZ-GL09NA*** ¦ SEZ-KD09NA*** |  |  | 27800 | 24800 | 17 | 11.4 | 9.3 | 1.99 | 69 | 52 | 209847185
Mitsubishi Electric | MXZ-2C20NAHZ4*** | Mitsubishi Electric ¦ Mitsubishi Electric | MSZ-GL09NA*** ¦ SEZ-KD09NA*** |  |  | 19000 | 22000 | 16.5 | 12.25 | 9.35 | 2.09 | 62 | 47 | 209847183
Mitsubishi Electric | MXZ-3C30NA4*** | Mitsubishi Electric ¦ Mitsubishi Electric | MSZ-GL12NA*** ¦ SEZ-KD12NA*** |  |  | 27800 | 28000 | 17.6 | 10.1 | 9.4 | 2.34 | 65 | 51 | 209847180
Mitsubishi Electric | MXZ-3C24NA4*** | Mitsubishi Electric ¦ Mitsubishi Electric | MSZ-GL09NA*** ¦ SEZ-KD09NA*** |  |  | 22800 | 24800 | 18 | 12.4 | 9.3 | 2.23 | 58 | 41 | 209847179
COMFORT-AIRE | A-VMH36QV-1A | COMFORT-AIRE ¦ COMFORT-AIRE | B-VMH09DU-1 ¦ B-VMH09SV-1 |  |  | 36000 | 36000 | 20.9 | 12.25 | 10.45 | 1.95 | 79 | 101 | 214377758
COMFORT-AIRE | A-VMH36QV-1A | COMFORT-AIRE | *** | *** | *** | 36000 | 36000 | 19.4 | 12 | 10 | 1.9 | 83 | 100 | 214377757
Kepler | ODUM3OK-27HFN1-M | Kepler | *** | *** | *** | 27000 | 27000 | 19 | 11.8 | 10 | 1.8 | 85 | 100 | 214377780
Kepler | ODUM3OK-27HFN1-M | Kepler ¦ Kepler | IDUMSEPB-09HRFN1MY5W(GA) ¦ IDUMTIU-09HWFN1-M |  |  | 27000 | 27000 | 20.4 | 12 | 10 | 1.8 | 85 | 100 | 214377781
Kepler | ODUM4OX630-36HFN1-M1X | Kepler | *** | *** | *** | 36000 | 36000 | 19.4 | 12 | 10 | 1.9 | 83 | 100 | 214377786
Kepler | ODUM4OX630-36HFN1-M1X | Kepler ¦ Kepler | IDUMSEPB-09HRFN1MY5W(GA) ¦ IDUMTIU-09HWFN1-M |  |  | 36000 | 36000 | 20.9 | 12.25 | 10.45 | 1.95 | 79 | 101 | 214377787
FRANKLIN | MST273F25MHAA | FRANKLIN | *** | *** | *** | 27000 | 27000 | 19 | 11.8 | 10 | 1.8 | 85 | 100 | 214383443
FRANKLIN | MST273F25MHAA | FRANKLIN ¦ FRANKLIN | MSH093F25AXAA ¦ MTIU-09HWFN1-M |  |  | 27000 | 27000 | 20.4 | 12 | 10 | 1.8 | 85 | 100 | 214383444
FRANKLIN | MST363F25MHAA | FRANKLIN | *** | *** | *** | 36000 | 36000 | 19.4 | 12 | 10 | 1.9 | 83 | 100 | 214383446
FRANKLIN | MST363F25MHAA | FRANKLIN ¦ FRANKLIN | MSH093F25AXAA ¦ MTIU-09HWFN1-M |  |  | 36000 | 36000 | 20.9 | 12.25 | 10.45 | 1.95 | 79 | 101 | 214383447
HAXXAIR | HVHM-42T2D | HAXXAIR | *** | *** | *** | 41000 | 45000 | 18 | 10 | 8.8 | 1.84 | 63 | 80 | 212510995
DIAL | MZME18WW2P230BAJ | DIAL | *** | *** | *** | 18000 | 20200 | 19 | 11.5 | 9.4 | 1.84 | 63 | 89 | 213082088
Innovair | VOM42H7R5P7 | Innovair | *** | *** | *** | 41000 | 45000 | 18 | 10 | 8.8 | 1.84 | 63 | 80 | 207821956
WESTINGHOUSE | WHP42M5A21S | WESTINGHOUSE | *** | *** | *** | 41000 | 45000 | 18 | 10 | 8.8 | 1.84 | 63 | 80 | 208404160
EMERSON QUIET KOOL | EAC5H42R2C | EMERSON QUIET KOOL | *** | *** | *** | 41000 | 45000 | 18 | 10 | 8.8 | 1.84 | 63 | 80 | 207821925
EMERSON QUIET KOOL | EAC2H18R2C | EMERSON QUIET KOOL | *** | *** | *** | 18000 | 20200 | 19 | 11.5 | 9.4 | 1.84 | 63 | 89 | 207821916
WESTINGHOUSE | WHP18M2A21S | WESTINGHOUSE | *** | *** | *** | 18000 | 20200 | 19 | 11.5 | 9.4 | 1.84 | 63 | 89 | 208404154
HAXXAIR | HVHM-18T2D | HAXXAIR | *** | *** | *** | 18000 | 20200 | 19 | 11.5 | 9.4 | 1.84 | 63 | 89 | 208650723
Innovair | VOM18H7R2P7 | Innovair | *** | *** | *** | 18000 | 20200 | 19 | 11.5 | 9.4 | 1.84 | 63 | 89 | 207821947
AIR-CON | AMSCI4H4S42 | AIR-CON | *** | *** | *** | 41000 | 45000 | 18 | 10 | 8.8 | 1.84 | 63 | 80 | 205150425
FRIEDRICH | FPHMR42A3A | FRIEDRICH | *** | *** | *** | 41000 | 45000 | 18 | 10 | 8.8 | 1.84 | 63 | 80 | 205141511
HISENSE | AMW5-42U3STA | HISENSE | *** | *** | *** | 41000 | 45000 | 18 | 10 | 8.8 | 1.84 | 63 | 80 | 205123811
AIR-CON | AMSCI4H4S18 | AIR-CON | *** | *** | *** | 18000 | 20200 | 19 | 11.5 | 9.4 | 1.84 | 63 | 89 | 205150431
FRIEDRICH | FPHMR18A3A | FRIEDRICH | *** | *** | *** | 18000 | 20200 | 19 | 11.5 | 9.4 | 1.84 | 63 | 89 | 205150428
HISENSE | AMW2-18U3SFA | HISENSE | *** | *** | *** | 18000 | 20200 | 19 | 11.5 | 9.4 | 1.84 | 63 | 89 | 204816625
HISENSE | AMW3-24U3SAA | HISENSE | *** | *** | *** | 24000 | 24600 | 21 | 12.1 | 8.6 | 1.84 | 59 | 98 | 203446790
HISENSE | AMW4-36U3STA | HISENSE | *** | *** | *** | 32000 | 37600 | 19.5 | 12 | 8.9 | 1.84 | 61 | 96 | 203459336
HISENSE | AMW3-24U3SAA | HISENSE ¦ HISENSE | AST-09UW3SVG**01 ¦ ADT-09UX3SBL |  |  | 24000 | 24200 | 21.5 | 12.3 | 8.825 | 1.84 | 61 | 99 | 203978167
HISENSE | AMW4-36U3STA | HISENSE ¦ HISENSE | AST-09UW3SVG**01 ¦ ADT-09UX3SBL |  |  | 32000 | 37000 | 20.25 | 12.25 | 8.95 | 1.84 | 61 | 97 | 203978168
FRIEDRICH | FPHMR24A3A | FRIEDRICH | *** | *** | *** | 24000 | 24600 | 21 | 12.1 | 8.6 | 1.84 | 59 | 98 | 204005731
HAXXAIR | HVHM-24T2D | HAXXAIR | *** | *** | *** | 24000 | 24600 | 21 | 12.1 | 8.6 | 1.84 | 59 | 98 | 204032224
FRIEDRICH | FPHMR36A3A | FRIEDRICH | *** | *** | *** | 32000 | 37600 | 19.5 | 12 | 8.9 | 1.84 | 61 | 96 | 203996910
HAXXAIR | HVHM-36T2D | HAXXAIR | *** | *** | *** | 32000 | 37600 | 19.5 | 12 | 8.9 | 1.84 | 61 | 96 | 204032225
HAXXAIR | HVHM-24T2D | HAXXAIR ¦ HAXXAIR | HAH-09T2D ¦ HAHS-09T2D |  |  | 24000 | 24200 | 21.5 | 12.3 | 8.825 | 1.84 | 61 | 99 | 204032226
FRIEDRICH | FPHMR24A3A | FRIEDRICH ¦ FRIEDRICH | FPHFW09A3B ¦ FPHFD09A3A |  |  | 24000 | 24200 | 21.5 | 12.3 | 8.825 | 1.84 | 61 | 99 | 203999079
HAXXAIR | HVHM-36T2D | HAXXAIR ¦ HAXXAIR | HAH-09T2D ¦ HAHS-09T2D |  |  | 32000 | 37000 | 20.25 | 12.25 | 8.95 | 1.84 | 61 | 97 | 204032227
FRIEDRICH | FPHMR36A3A | FRIEDRICH ¦ FRIEDRICH | FPHFW09A3B ¦ FPHFD09A3A |  |  | 32000 | 37000 | 20.25 | 12.25 | 8.95 | 1.84 | 61 | 97 | 203999080
AIR-CON | AMSCI4H4S24 | AIR-CON | *** | *** | *** | 24000 | 24600 | 21 | 12.1 | 8.6 | 1.84 | 59 | 98 | 204462798
DIAL | 24000Z-03-O | DIAL | *** | *** | *** | 24000 | 24600 | 21 | 12.1 | 8.6 | 1.84 | 59 | 98 | 204793304
AIR-CON | AMSCI4H4S36 | AIR-CON | *** | *** | *** | 32000 | 37600 | 19.5 | 12 | 8.9 | 1.84 | 61 | 96 | 204462799
DIAL | 36000Z-04-O | DIAL | *** | *** | *** | 32000 | 37600 | 19.5 | 12 | 8.9 | 1.84 | 61 | 96 | 204793305
AIR-CON | AMSCI4H4S24 | AIR-CON ¦ AIR-CON | ABXEM4H4S09 ¦ ASLEK4H4S09 |  |  | 24000 | 24200 | 21.5 | 12.3 | 8.825 | 1.84 | 61 | 99 | 204462796
AIR-CON | AMSCI4H4S36 | AIR-CON ¦ AIR-CON | ABXEM4H4S09 ¦ ASLEK4H4S09 |  |  | 32000 | 37000 | 20.25 | 12.25 | 8.95 | 1.84 | 61 | 97 | 204462797
WESTINGHOUSE | WHP24M3A21S | WESTINGHOUSE | *** | *** | *** | 24000 | 24600 | 21 | 12.1 | 8.6 | 1.84 | 59 | 98 | 208404156
Innovair | VOM24H7R3P7 | Innovair | *** | *** | *** | 24000 | 24600 | 21 | 12.1 | 8.6 | 1.84 | 59 | 98 | 207821950
EMERSON QUIET KOOL | EAC3H24R2C | EMERSON QUIET KOOL | *** | *** | *** | 24000 | 24600 | 21 | 12.1 | 8.6 | 1.84 | 59 | 98 | 207821919
EMERSON QUIET KOOL | EAC4H36R2C | EMERSON QUIET KOOL | *** | *** | *** | 32000 | 37600 | 19.5 | 12 | 8.9 | 1.84 | 61 | 96 | 207821922
WESTINGHOUSE | WHP36M4A21S | WESTINGHOUSE | *** | *** | *** | 32000 | 37600 | 19.5 | 12 | 8.9 | 1.84 | 61 | 96 | 208404158
Innovair | VOM36H7R4P7 | Innovair | *** | *** | *** | 32000 | 37600 | 19.5 | 12 | 8.9 | 1.84 | 61 | 96 | 207821953
AZUR | AZ-24M322SCO | AZUR ¦ AZUR | AZ-09CA22INT ¦ AZ-09CA22DUC |  |  | 24000 | 24200 | 21.5 | 12.3 | 8.825 | 1.84 | 61 | 99 | 206346137
Innovair | VOM24H7R3P7 | Innovair ¦ Innovair | VWM10H7F7 ¦ VTM10H7C7 |  |  | 24000 | 24200 | 21.5 | 12.3 | 8.825 | 1.84 | 61 | 99 | 207821952
ZEPHYR | ZE-24M322SCO | ZEPHYR ¦ ZEPHYR | ZE-09CA22INT ¦ ZE-09CA22DUC |  |  | 24000 | 24200 | 21.5 | 12.3 | 8.825 | 1.84 | 61 | 99 | 206346131
ZEPHYR | ZE-36M422SCO | ZEPHYR ¦ ZEPHYR | ZE-09CA22INT ¦ ZE-09CA22DUC |  |  | 32000 | 37000 | 20.25 | 12.25 | 8.95 | 1.84 | 61 | 97 | 206347271
Innovair | VOM36H7R4P7 | Innovair ¦ Innovair | VWM10H7F7 ¦ VTM10H7C7 |  |  | 32000 | 37000 | 20.25 | 12.25 | 8.95 | 1.84 | 61 | 97 | 207821955
AZUR | AZ-36M422SCO | AZUR ¦ AZUR | AZ-09CA22INT ¦ AZ-09CA22DUC |  |  | 32000 | 37000 | 20.25 | 12.25 | 8.95 | 1.84 | 61 | 97 | 206347269
DIAL | MZME24WW3P230BBJ | DIAL | *** | *** | *** | 24000 | 24600 | 21 | 12.1 | 8.6 | 1.84 | 59 | 98 | 213350263
DIAL | MZME36WW4P230BAJ | DIAL | *** | *** | *** | 32000 | 37600 | 19.5 | 12 | 8.9 | 1.84 | 61 | 96 | 213350264
AZUR | AZ-42M522SCO | AZUR ¦ AZUR | AZ-09CA22INT ¦ AZ-09CA22DUC |  |  | 41500 | 43000 | 19 | 10.25 | 8.875 | 1.84 | 64 | 84 | 206346141
ZEPHYR | ZE-42M522SCO | ZEPHYR ¦ ZEPHYR | ZE-09CA22INT ¦ ZE-09CA22DUC |  |  | 41500 | 43000 | 19 | 10.25 | 8.875 | 1.84 | 64 | 84 | 206346135
Innovair | VOM42H7R5P7 | Innovair ¦ Innovair | VWM10H7F7 ¦ VTM10H7C7 |  |  | 41500 | 43000 | 19 | 10.25 | 8.875 | 1.84 | 64 | 84 | 207821958
FRIEDRICH | FPHMR42A3A | FRIEDRICH ¦ FRIEDRICH | FPHFW09A3B ¦ FPHFD09A3A |  |  | 41500 | 43000 | 19 | 10.25 | 8.875 | 1.84 | 64 | 84 | 205141513
HISENSE | AMW5-42U3STA | HISENSE ¦ HISENSE | AST-09UW3SVG**01 ¦ ADT-09UX3SBL |  |  | 41500 | 43000 | 19 | 10.25 | 8.875 | 1.84 | 64 | 84 | 205123813
AIR-CON | AMSCI4H4S42 | AIR-CON ¦ AIR-CON | ABXEM4H4S09 ¦ ASLEK4H4S09 |  |  | 41500 | 43000 | 19 | 10.25 | 8.875 | 1.84 | 64 | 84 | 205150427
HAXXAIR | HVHM-42T2D | HAXXAIR ¦ HAXXAIR | HAH-09T2D ¦ HAHS-09T2D |  |  | 41500 | 43000 | 19 | 10.25 | 8.875 | 1.84 | 64 | 84 | 212396481
TOSOT | TM18HPO | TOSOT ¦ TOSOT | TW09HXP2A1DI ¦ TM09HSFDI |  |  | 18000 | 19000 | 21 | 12 | 9 | 1.92 | 73 | 71 | 214389464
ICONIC AIR SOLUTION | ICM30DK | ICONIC AIR SOLUTION | *** | *** | *** | 30000 | 30000 | 20 | 12 | 9.2 | 1.9 | 90 | 60 | 214389511
Mitsubishi Electric | MXZ-2C20NA4*** | Mitsubishi Electric ¦ Mitsubishi Electric | MSZ-GL09NA*** ¦ SEZ-KD09NA*** |  |  | 19000 | 22000 | 18 | 11.35 | 10.55 | 1.95 | 59 | 43 | 209847178
MDV | M5OA-55HFN1-M-[X](2) | MDV | *** | *** | *** | 55000 | 55000 | 18.8 | 10.5 | 9.3 | 1.9 | 64 | 84 | 208132542
ECO AIR | M5OA-55HFN1-M-[X] | ECO AIR | *** | *** | *** | 55000 | 55000 | 18.8 | 10.5 | 9.3 | 1.9 | 64 | 84 | 209319651
Cooper&Hunter | CH-HPR55M-230VO | Cooper&Hunter | *** | *** | *** | 55000 | 55000 | 18.8 | 10.5 | 9.3 | 1.9 | 64 | 84 | 210799645
COMFORT-AIRE | A-VMH55PV-1 | COMFORT-AIRE | *** | *** | *** | 55000 | 55000 | 18.8 | 10.5 | 9.3 | 1.9 | 64 | 84 | 214232456
STEALTH | ACIQ-55Z-HH-M5B | STEALTH | *** | *** | *** | 55000 | 55000 | 18.8 | 10.5 | 9.3 | 1.9 | 64 | 84 | 212316204
ACIQ | ACIQ-55Z-HH-M5B | ACIQ | *** | *** | *** | 55000 | 55000 | 18.8 | 10.5 | 9.3 | 1.9 | 64 | 84 | 210857381
TRUST AIR CONDITIONERS | M5H60H/O4S4P | TRUST AIR CONDITIONERS | *** | *** | *** | 55000 | 55000 | 18.8 | 10.5 | 9.3 | 1.9 | 64 | 84 | 213867404
DIYCOOL | ACIQ-55Z-HH-M5B | DIYCOOL | *** | *** | *** | 55000 | 55000 | 18.8 | 10.5 | 9.3 | 1.9 | 64 | 84 | 210857399
Kepler | ODUM5OA-55HFN1-M-[X] | Kepler | *** | *** | *** | 55000 | 55000 | 18.8 | 10.5 | 9.3 | 1.9 | 64 | 84 | 214377792
Custom Comfort | CCOXHAMZ555HP | Custom Comfort | *** | *** | *** | 55000 | 55000 | 18.8 | 10.5 | 9.3 | 1.9 | 64 | 84 | 212365443
ELIOS | DEA55HOM25230X3 | ELIOS | *** | *** | *** | 55000 | 55000 | 18.8 | 10.5 | 9.3 | 1.9 | 64 | 84 | 208136314
PolarWave | ACIQ-55Z-HH-M5B | PolarWave | *** | *** | *** | 55000 | 55000 | 18.8 | 10.5 | 9.3 | 1.9 | 64 | 84 | 212316118
Bladex | B50A-55SPHP1* | Bladex | *** | *** | *** | 55000 | 55000 | 18.8 | 10.5 | 9.3 | 1.9 | 64 | 84 | 214232430
1HVAC | ACIQ-55Z-HH-M5B | 1HVAC | *** | *** | *** | 55000 | 55000 | 18.8 | 10.5 | 9.3 | 1.9 | 64 | 84 | 210857363
MDV | M5OA-55HFN1-M-[X]*(2) | MDV | *** | *** | *** | 55000 | 55000 | 18.8 | 10.5 | 9.3 | 1.9 | 64 | 84 | 208132544
C&H | CH-HPR55M-230VO | C&H | *** | *** | *** | 55000 | 55000 | 18.8 | 10.5 | 9.3 | 1.9 | 64 | 84 | 208497429
KERR | A-KMH55PV-1 | KERR | *** | *** | *** | 55000 | 55000 | 18.8 | 10.5 | 9.3 | 1.9 | 64 | 84 | 214232459
MOOVAIR | DMA55HOM25230X3 | MOOVAIR | *** | *** | *** | 55000 | 55000 | 18.8 | 10.5 | 9.3 | 1.9 | 64 | 84 | 208136320
PERFECTAIRE | 3PAMS55-HH-MZO5 | PERFECTAIRE | *** | *** | *** | 55000 | 55000 | 18.8 | 10.5 | 9.3 | 1.9 | 64 | 84 | 211253533
CTMorley | MOU-5A55H-2 | CTMorley | *** | *** | *** | 55000 | 55000 | 18.8 | 10.5 | 9.3 | 1.9 | 64 | 84 | 209864940
AI AIR CONDITIONING | A5MO22-55N1-M1H | AI AIR CONDITIONING | *** | *** | *** | 55000 | 55000 | 18.8 | 10.5 | 9.3 | 1.9 | 64 | 84 | 213769965
Bladex | B50A-55SPHP1 | Bladex | *** | *** | *** | 55000 | 55000 | 18.8 | 10.5 | 9.3 | 1.9 | 64 | 84 | 212920660
Mitsutomo | HO-MP55-AB-Q | Mitsutomo | *** | *** | *** | 55000 | 55000 | 18.8 | 10.5 | 9.3 | 1.9 | 64 | 84 | 211306414
Orient Care | OUM55M410AGH30 | Orient Care | *** | *** | *** | 55000 | 55000 | 18.8 | 10.5 | 9.3 | 1.9 | 64 | 84 | 212920540
SEA BREEZE+ | HMZ48H424ZMO | SEA BREEZE+ | *** | *** | *** | 55000 | 55000 | 18.8 | 10.5 | 9.3 | 1.9 | 64 | 84 | 208816899
Durastar | DRA5H55M1A | Durastar | *** | *** | *** | 55000 | 55000 | 18.8 | 10.5 | 9.3 | 1.9 | 64 | 84 | 210568224
BLUERIDGE | BMM55HHC | BLUERIDGE | *** | *** | *** | 55000 | 55000 | 18.8 | 10.5 | 9.3 | 1.9 | 64 | 84 | 208650623
Wells | WMCA-55HFMO | Wells | *** | *** | *** | 55000 | 55000 | 18.8 | 10.5 | 9.3 | 1.9 | 64 | 84 | 213286785
SLIMAIR | SHC5Z55VE2AG | SLIMAIR | *** | *** | *** | 55000 | 55000 | 18.8 | 10.5 | 9.3 | 1.9 | 64 | 84 | 213886051
TEMP SHIFT | TSM5OA55HFN1M[X] | TEMP SHIFT | *** | *** | *** | 55000 | 55000 | 18.8 | 10.5 | 9.3 | 1.9 | 64 | 84 | 213479402
SAMSUNG | AJ020BXJ2CH | SAMSUNG ¦ SAMSUNG | AR09CSDABWKN ¦ AC009BNLDCH |  |  | 18000 | 22000 | 18.75 | 11.9 | 8.4 | 1.75 | 58 | 70 | 207350087
SAMSUNG | AJ024BXJ3CH | SAMSUNG ¦ SAMSUNG | AR09CSDABWKN ¦ AC009BNLDCH |  |  | 22000 | 25000 | 18.5 | 11.4 | 8.5 | 1.76 | 58 | 66 | 207350089
SAMSUNG | AJ036BXJ4CH | SAMSUNG ¦ SAMSUNG | AR09CSDABWKN ¦ AC009BNLDCH |  |  | 33000 | 36000 | 19.25 | 10.9 | 8.65 | 1.77 | 59 | 73 | 207350090
SAMSUNG | AJ020CXS3CH | SAMSUNG | *** | *** | *** | 21000 | 22000 | 20.5 | 13.45 | 9.5 | 1.83 | 60 | 100 | 213353371
SAMSUNG | AJ030CXS4CH | SAMSUNG | *** | *** | *** | 28400 | 28600 | 20 | 13 | 9.5 | 1.81 | 60 | 100 | 213353373
SAMSUNG | AJ024CXS4CH | SAMSUNG | *** | *** | *** | 25000 | 25000 | 20 | 13.5 | 9.5 | 1.82 | 60 | 100 | 213353372
Mitsubishi Electric | MXZ-3C30NAHZ4-** | Mitsubishi Electric | *** | *** | *** | 27400 | 27600 | 16 | 10.3 | 8.5 | 1.75 | 69 | 97 | 212925475
Mitsutomo | HO-MP55-AB-Q | Mitsutomo ¦ Mitsutomo | HW-UZ09-AB-Q ¦ MTIU-09HWFN1-M |  |  | 55000 | 55000 | 19.4 | 10.5 | 9.4 | 1.85 | 64 | 83 | 211306415
SLIMAIR | SHC5Z55VE2AG | SLIMAIR ¦ SLIMAIR | SHM09VE2AG ¦ MTIU-09HWFN1-M |  |  | 55000 | 55000 | 19.4 | 10.5 | 9.4 | 1.85 | 64 | 83 | 213886052
AI AIR CONDITIONING | A5MO22-55N1-M1H | AI AIR CONDITIONING ¦ AI AIR CONDITIONING | MSAG11B-09HRFN1-MX7W(GA) ¦ MTIU-09HWFN1-M |  |  | 55000 | 55000 | 19.4 | 10.5 | 9.4 | 1.85 | 64 | 83 | 213769966
TEMP SHIFT | TSM5OA55HFN1M[X] | TEMP SHIFT ¦ TEMP SHIFT | TSMSAG11B12HRFN1MV0W(GA) ¦ TSMTIU12HWFN1M |  |  | 55000 | 55000 | 19.4 | 10.5 | 9.4 | 1.85 | 64 | 83 | 213479403
PERFECTAIRE | 3PAMS55-HH-MZO5 | PERFECTAIRE ¦ PERFECTAIRE | 1PAMSHH09-SZW-25 ¦ 2PAMSDH09 |  |  | 55000 | 55000 | 19.4 | 10.5 | 9.4 | 1.85 | 64 | 83 | 211253534
TEMPSTAR | DLCMHBH48EAK | TEMPSTAR ¦ TEMPSTAR | DLFSHAH09XAK ¦ DLFSDAH09XAK |  |  | 47500 | 49000 | 21.05 | 11.35 | 9.45 | 2 | 76 | 89 | 207643148
Wells | WMCA-55HFMO | Wells ¦ Wells | WMA-12HFMD ¦ WMA-12HFMD |  |  | 55000 | 55000 | 19.4 | 10.5 | 9.4 | 1.85 | 64 | 83 | 213286786
COMFORT-AIRE | A-VMH55PV-1 | COMFORT-AIRE ¦ COMFORT-AIRE | B-VMH09DU-1 ¦ B-VMH09DU-1 |  |  | 55000 | 55000 | 20.4 | 10.5 | 9.4 | 1.9 | 63 | 84 | 214232457
MIDEA | DLCMHBH48EAK | MIDEA ¦ MIDEA | DLFSHAH09XAK ¦ DLFSDAH09XAK |  |  | 47500 | 49000 | 21.05 | 11.35 | 9.45 | 2 | 76 | 89 | 207643127
Durastar | DRA5H55M1A | Durastar ¦ Durastar | DRAW09F1A ¦ DRAD09F1A |  |  | 55000 | 55000 | 19.4 | 10.5 | 9.4 | 1.85 | 64 | 83 | 210568225
C&H | CH-HPR55M-230VO | C&H ¦ C&H | CH-09DKT230VI ¦ CH-09LCDTU/I |  |  | 55000 | 55000 | 20.4 | 10.5 | 9.4 | 1.9 | 63 | 84 | 208497430
Bladex | B50A-55SPHP1 | Bladex ¦ Bladex | BWM11B-09HWIU ¦ MTIU-09HWFN1-M |  |  | 55000 | 55000 | 19.4 | 10.5 | 9.4 | 1.85 | 64 | 83 | 212920661
ACIQ | ACIQ-55Z-HH-M5B | ACIQ ¦ ACIQ | ACIQ-09W-HH-MB ¦ ACIQ-09CD-HH-MB |  |  | 55000 | 55000 | 20.4 | 10.5 | 9.4 | 1.9 | 63 | 84 | 210857382
Bladex | B50G-48SPHP1 | Bladex ¦ Bladex | BWM11B-09HWIU ¦ MTIU-09HWFN1-M |  |  | 47500 | 49000 | 21.05 | 11.35 | 9.45 | 2 | 76 | 89 | 212920658
CTMorley | MOU-5A55H-2 | CTMorley ¦ CTMorley | MIU-A09D-2 ¦ MIU-A09W-2 |  |  | 55000 | 55000 | 19.4 | 10.5 | 9.4 | 1.85 | 64 | 83 | 209864941
Bladex | B50A-55SPHP1* | Bladex ¦ Bladex | MSEPB-09HRFN1-MY5W(GA) ¦ MTIU-09HWFN1-M |  |  | 55000 | 55000 | 20.4 | 10.5 | 9.4 | 1.9 | 63 | 84 | 214232431
Orient Care | OUM48M410AGH30 | Orient Care ¦ Orient Care | MSAG11B-09HRFN1-MX7W(GA) ¦ MTIU-09HWFN1-M |  |  | 47500 | 49000 | 21.05 | 11.35 | 9.45 | 2 | 76 | 89 | 212920538
SEA BREEZE+ | HMZ48H424ZMO | SEA BREEZE+ ¦ SEA BREEZE+ | WM9H424ZMI ¦ D9H424ZMI |  |  | 55000 | 55000 | 19.4 | 10.5 | 9.4 | 1.85 | 64 | 83 | 208816900
Cooper&Hunter | CH-HPR55M-230VO | Cooper&Hunter ¦ Cooper&Hunter | CH-09DKT230VI ¦ CH-09LCDTU/I |  |  | 55000 | 55000 | 20.4 | 10.5 | 9.4 | 1.9 | 63 | 84 | 210799646
CTMorley | MOU-5A48H-2 | CTMorley ¦ CTMorley | MIU-A09D-2 ¦ MIU-A09W-2 |  |  | 47500 | 49000 | 21.05 | 11.35 | 9.45 | 2 | 76 | 89 | 210288151
BLUERIDGE | BMM55HHC | BLUERIDGE ¦ BLUERIDGE | BM09M22WM ¦ MTIU-09HWFN1-M |  |  | 55000 | 55000 | 19.4 | 10.5 | 9.4 | 1.85 | 64 | 83 | 208650624
KERR | A-KMH55PV-1 | KERR ¦ KERR | B-KMH09DU-1 ¦ B-KMH09DU-1 |  |  | 55000 | 55000 | 20.4 | 10.5 | 9.4 | 1.9 | 63 | 84 | 214232460
ARCOAIRE | DLCMHBH48EAK | ARCOAIRE ¦ ARCOAIRE | DLFSHAH09XAK ¦ DLFSDAH09XAK |  |  | 47500 | 49000 | 21.05 | 11.35 | 9.45 | 2 | 76 | 89 | 207643001
Orient Care | OUM55M410AGH30 | Orient Care ¦ Orient Care | MSAG11B-09HRFN1-MX7W(GA) ¦ MTIU-09HWFN1-M |  |  | 55000 | 55000 | 19.4 | 10.5 | 9.4 | 1.85 | 64 | 83 | 212920541
STEALTH | ACIQ-55Z-HH-M5B | STEALTH ¦ STEALTH | ACIQ-09CD-HH-MB ¦ ACIQ-09W-HH-MC |  |  | 55000 | 55000 | 20.4 | 10.5 | 9.4 | 1.9 | 63 | 84 | 212316205
LPS Legacy | DLCMHBH48EAK | LPS Legacy ¦ LPS Legacy | DLFSHBH09XAK ¦ DLFSDAH09XAK |  |  | 47500 | 49000 | 21.05 | 11.35 | 9.45 | 2 | 76 | 89 | 211756611
MOOVAIR | DMA55HOM25230X3 | MOOVAIR ¦ MOOVAIR | DE09HIW23230E3 ¦ DM09HIW23230E3 |  |  | 55000 | 55000 | 20.4 | 10.5 | 9.4 | 1.9 | 63 | 84 | 208136321
BLUERIDGE | BMM48HHC | BLUERIDGE ¦ BLUERIDGE | BM09M22WM ¦ MTIU-09HWFN1-M |  |  | 47500 | 49000 | 21.05 | 11.35 | 9.45 | 2 | 76 | 89 | 207641302
ECO AIR | M5OA-55HFN1-M-[X] | ECO AIR ¦ ECO AIR | MSEPB-09HRFN1-MY5W(GA) ¦ MTIU-09HWFN1-M |  |  | 55000 | 55000 | 20.4 | 10.5 | 9.4 | 1.9 | 63 | 84 | 209319652
TEMP SHIFT | TSM5OG48HFN1M[X] | TEMP SHIFT ¦ TEMP SHIFT | TSMSAG11B09HRFN1MX7W(GA) ¦ TSMTIU09HWFN1M |  |  | 47500 | 49000 | 21.05 | 11.35 | 9.45 | 2 | 76 | 89 | 213479400
MDV | M5OA-55HFN1-M-[X]*(2) | MDV ¦ MDV | CS11M-09HRFN1-MX0W(A) ¦ MTIU-09HWFN1-M |  |  | 55000 | 55000 | 19.4 | 10.5 | 9.4 | 1.85 | 64 | 83 | 208132553
Kepler | ODUM5OA-55HFN1-M-[X] | Kepler ¦ Kepler | IDUMSEPB-09HRFN1MY5W(GA) ¦ IDUMTIU-09HWFN1-M |  |  | 55000 | 55000 | 20.4 | 10.5 | 9.4 | 1.9 | 63 | 84 | 214377793
PERFECTAIRE | 3PAMS48-HH-MZO5 | PERFECTAIRE ¦ PERFECTAIRE | 1PAMSHH09-SZW-25 ¦ 2PAMSDH09 |  |  | 47500 | 49000 | 21.05 | 11.35 | 9.45 | 2 | 76 | 89 | 207657346
1HVAC | ACIQ-55Z-HH-M5B | 1HVAC ¦ 1HVAC | ACIQ-09W-HH-MB ¦ ACIQ-09CD-HH-MB |  |  | 55000 | 55000 | 20.4 | 10.5 | 9.4 | 1.9 | 63 | 84 | 210857364
PolarWave | ACIQ-55Z-HH-M5B | PolarWave ¦ PolarWave | ACIQ-09CD-HH-MB ¦ ACIQ-09W-HH-MC |  |  | 55000 | 55000 | 20.4 | 10.5 | 9.4 | 1.9 | 63 | 84 | 212316119
SLIMAIR | SHC5Z48VE2AG | SLIMAIR ¦ SLIMAIR | SHM09VE2AG ¦ MTIU-09HWFN1-M |  |  | 47500 | 49000 | 21.05 | 11.35 | 9.45 | 2 | 76 | 89 | 213886049
TRUST AIR CONDITIONERS | M5H60H/O4S4P | TRUST AIR CONDITIONERS ¦ TRUST AIR CONDITIONERS | MSEPB-12HRFN1-MW5W(GA) ¦ MTIU-12HWFN1-M |  |  | 55000 | 55000 | 20.4 | 10.5 | 9.4 | 1.9 | 63 | 84 | 213867405
Mitsutomo | HO-MP48-AB-Q | Mitsutomo ¦ Mitsutomo | HW-UZ09-AB-Q ¦ MTIU-09HWFN1-M |  |  | 47500 | 49000 | 21.05 | 11.35 | 9.45 | 2 | 76 | 89 | 211306412
Custom Comfort | CCOXHAMZ555HP | Custom Comfort ¦ Custom Comfort | CCOXHASD09 ¦ CCOXHAWM09 |  |  | 55000 | 55000 | 20.4 | 10.5 | 9.4 | 1.9 | 63 | 84 | 212365444
Wells | WMCA-48HFMO | Wells ¦ Wells | WMA-09HFMD ¦ WSA-09HFMI |  |  | 47500 | 49000 | 21.05 | 11.35 | 9.45 | 2 | 76 | 89 | 213286783
ELIOS | DEA55HOM25230X3 | ELIOS ¦ ELIOS | DE09HIW23230E3 ¦ DM09HIW23230E3 |  |  | 55000 | 55000 | 20.4 | 10.5 | 9.4 | 1.9 | 63 | 84 | 208136315
ZERO | Z5SOV-48HDM-US | ZERO ¦ ZERO | ZWAVAG-09HDM-US ¦ ZWAVAG-09HDM-US |  |  | 47500 | 49000 | 21.05 | 11.35 | 9.45 | 2 | 76 | 89 | 213732670
DIYCOOL | ACIQ-55Z-HH-M5B | DIYCOOL ¦ DIYCOOL | ACIQ-09W-HH-MB ¦ ACIQ-09CD-HH-MB |  |  | 55000 | 55000 | 20.4 | 10.5 | 9.4 | 1.9 | 63 | 84 | 210857400
LBG Products | LMUHB48DO | LBG Products ¦ LBG Products | LBHB09DUI ¦ LMHB09DFI |  |  | 47500 | 49000 | 21.05 | 11.35 | 9.45 | 2 | 76 | 89 | 207641327
ECO AC | EMH-5O48BBH | ECO AC ¦ ECO AC | MSAG11B-09HRFN1-MX7W(GA) ¦ MTIU-09HWFN1-M |  |  | 47500 | 49000 | 21.05 | 11.35 | 9.45 | 2 | 76 | 89 | 213088008
KEEPRITE | DLCMHBH48EAK | KEEPRITE ¦ KEEPRITE | DLFSHAH09XAK ¦ DLFSDAH09XAK |  |  | 47500 | 49000 | 21.05 | 11.35 | 9.45 | 2 | 76 | 89 | 207643085
MDV | M5OA-55HFN1-M-[X](2) | MDV ¦ MDV | CS11M-09HRFN1-MX0W(A) ¦ MTIU-09HWFN1-M |  |  | 55000 | 55000 | 20.4 | 10.5 | 9.4 | 1.9 | 63 | 84 | 208132552
KENMORE | DLCMHBH48EAK | KENMORE ¦ KENMORE | DLFSHAH09XAK ¦ DLFSDAH09XAK |  |  | 47500 | 49000 | 21.05 | 11.35 | 9.45 | 2 | 76 | 89 | 207643106
Durastar | DRA5H48M1A | Durastar ¦ Durastar | DRAW09F1A ¦ DRAD09F1A |  |  | 47500 | 49000 | 21.05 | 11.35 | 9.45 | 2 | 76 | 89 | 210568222
AIRQUEST | DLCMHBH48EAK | AIRQUEST ¦ AIRQUEST | DLFSHAH09XAK ¦ DLFSDAH09XAK |  |  | 47500 | 49000 | 21.05 | 11.35 | 9.45 | 2 | 76 | 89 | 207643190
COMFORTMAKER | DLCMHBH48EAK | COMFORTMAKER ¦ COMFORTMAKER | DLFSHAH09XAK ¦ DLFSDAH09XAK |  |  | 47500 | 49000 | 21.05 | 11.35 | 9.45 | 2 | 76 | 89 | 207643022
HEIL | DLCMHBH48EAK | HEIL ¦ HEIL | DLFSHAH09XAK ¦ DLFSDAH09XAK |  |  | 47500 | 49000 | 21.05 | 11.35 | 9.45 | 2 | 76 | 89 | 207643064
AI AIR CONDITIONING | A5MO22-48N1-M1H | AI AIR CONDITIONING ¦ AI AIR CONDITIONING | MSAG11B-09HRFN1-MX7W(GA) ¦ MTIU-09HWFN1-M |  |  | 47500 | 49000 | 21.05 | 11.35 | 9.45 | 2 | 76 | 89 | 213769963
SMART COMFORT | DLCMHBH48EAK | SMART COMFORT ¦ SMART COMFORT | DLFSHAH09XAK ¦ DLFSDAH09XAK |  |  | 47500 | 49000 | 21.05 | 11.35 | 9.45 | 2 | 76 | 89 | 207643169
DAY & NIGHT | DLCMHBH48EAK | DAY & NIGHT ¦ DAY & NIGHT | DLFSHAH09XAK ¦ DLFSDAH09XAK |  |  | 47500 | 49000 | 21.05 | 11.35 | 9.45 | 2 | 76 | 89 | 207643043
MDV | M5OG-48HFN1-M-[X]-20* | MDV ¦ MDV | CS11M-09HRFN1-MX0W(A) ¦ MTIU-09HWFN1-M |  |  | 47500 | 49000 | 21.05 | 11.35 | 9.45 | 2 | 76 | 89 | 207641251
CENTURY | A-VMH36QV-1A | CENTURY | *** | *** | *** | 36000 | 36000 | 19.4 | 12 | 10 | 1.9 | 83 | 100 | 214415109
CENTURY | A-VMH36QV-1A | CENTURY ¦ CENTURY | B-VMH06SV-1 ¦ B-VMH09DU-1 |  |  | 36000 | 36000 | 20.9 | 12.25 | 10.45 | 1.95 | 79 | 101 | 214415110
Multi MFG | 55MPC5-HH-A | Multi MFG ¦ Multi MFG | 9HWMS0-C-M-A ¦ MTIU-09HWFN1-M |  |  | 55000 | 55000 | 20.4 | 10.5 | 9.4 | 1.9 | 63 | 84 | 214432065
Multi MFG | 55MPC5-HH-A | Multi MFG | *** | *** | *** | 55000 | 55000 | 18.8 | 10.5 | 9.3 | 1.9 | 64 | 84 | 214432064
Multi MFG | 28MPC3-HH-A | Multi MFG ¦ Multi MFG | MSEPB-09HRFN1-MY5W(GA) ¦ MTIU-09HWFN1-M |  |  | 28000 | 28000 | 21.5 | 12.1 | 10.05 | 1.8 | 96 | 89 | 214432062
Multi MFG | 28MPC3-HH-A | Multi MFG | *** | *** | *** | 28000 | 28000 | 20 | 11.7 | 9.5 | 1.8 | 96 | 89 | 214432061
TOSHIBA CARRIER | MCY-MAP0367HS-UL | TOSHIBA CARRIER | *** | *** | *** | 36000 | 40000 | 20.1 | 12.1 | 10.9 | 3.05 | 71 | 69 | 10049878
GOODMAN | MST273G22MHAA | GOODMAN | *** | *** | *** | 27000 | 27000 | 19 | 11.8 | 10 | 1.8 | 85 | 100 | 214438129
GOODMAN | MST273G22MHAA | GOODMAN ¦ GOODMAN | MSAG11B-09HRFN1-MX7W(GA) ¦ MTIU-09HWFN1-M |  |  | 27000 | 27000 | 19.75 | 11.8 | 9.8 | 1.8 | 84 | 100 | 214438130
GOODMAN | MST363G22MHAA | GOODMAN | *** | *** | *** | 36000 | 36000 | 19.4 | 12 | 10 | 1.9 | 83 | 100 | 214438132
GOODMAN | MST363G22MHAA | GOODMAN ¦ GOODMAN | MSAG11B-09HRFN1-MX7W(GA) ¦ MTIU-09HWFN1-M |  |  | 36000 | 36000 | 20.2 | 12 | 10.45 | 1.93 | 79 | 100 | 214438133
GOODMAN | MST483G22MHAA | GOODMAN ¦ GOODMAN | MSAG11B-09HRFN1-MX7W(GA) ¦ MTIU-09HWFN1-M |  |  | 47500 | 49000 | 21.05 | 11.35 | 9.45 | 2 | 76 | 89 | 214438136
CENTURY | A-VMH55PV-1 | CENTURY | *** | *** | *** | 55000 | 55000 | 18.8 | 10.5 | 9.3 | 1.9 | 64 | 84 | 214442635
CENTURY | A-VMH55PV-1 | CENTURY ¦ CENTURY | B-VMH06SV-1 ¦ B-VMH09DU-1 |  |  | 55000 | 55000 | 20.4 | 10.5 | 9.4 | 1.9 | 63 | 84 | 214442636
RUUD | RO4HFZ36AJ1H | RUUD | *** | *** | *** | 35200 | 36400 | 18 | 12 | 8.7 | 2.02 | 59 | 100 | 211044470
RHEEM | RO4HFZ36AJ1H | RHEEM | *** | *** | *** | 35200 | 36400 | 18 | 12 | 8.7 | 2.02 | 59 | 100 | 211044469
FUJITSU | AOU36RLXFZH | FUJITSU ¦ FUJITSU | ASU9RLF1 ¦ ASU9RLF1 |  |  | 35200 | 36400 | 19.25 | 12.5 | 9.1 | 2.02 | 59 | 100 | 8912450
FUJITSU | AOU36RLXFZH | FUJITSU | *** | *** | *** | 35200 | 36400 | 18 | 12 | 8.7 | 2.02 | 59 | 100 | 8908616
FUJITSU | AOU24RLXFZH | FUJITSU ¦ FUJITSU | ASU9RLF1 ¦ ASU7RLF1 |  |  | 22000 | 25000 | 18.9 | 12.7 | 9.6 | 2.06 | 62 | 102 | 8063925
RUUD | RO3HFZ24AJ1H | RUUD | *** | *** | *** | 22000 | 25000 | 17.8 | 12.1 | 9.2 | 2.06 | 62 | 102 | 211044466
RHEEM | RO3HFZ24AJ1H | RHEEM | *** | *** | *** | 22000 | 25000 | 17.8 | 12.1 | 9.2 | 2.06 | 62 | 102 | 211044465
FUJITSU | AOU18RLXFZH | FUJITSU ¦ FUJITSU | ASU9RLF1 ¦ ASU9RLF1 |  |  | 18000 | 22000 | 20.25 | 12.95 | 9.3 | 1.84 | 65 | 100 | 8063924
RUUD | ROMH24FXZHJ | RUUD | *** | *** | *** | 22000 | 25000 | 17.8 | 12.1 | 9.2 | 2.06 | 62 | 102 | 206221524
RUUD | UOMH24FXZHJ | RUUD | *** | *** | *** | 22000 | 25000 | 17.8 | 12.1 | 9.2 | 2.06 | 62 | 102 | 10595427
RHEEM | ROMH24FXZHJ | RHEEM | *** | *** | *** | 22000 | 25000 | 17.8 | 12.1 | 9.2 | 2.06 | 62 | 102 | 10595426
FUJITSU | AOU24RLXFZH | FUJITSU | *** | *** | *** | 22000 | 25000 | 17.8 | 12.1 | 9.2 | 2.06 | 62 | 102 | 8033742
RUUD | RO2HFZ18AJ1H | RUUD | *** | *** | *** | 18000 | 22000 | 19 | 12.4 | 9 | 1.84 | 65 | 100 | 211044462
RHEEM | RO2HFZ18AJ1H | RHEEM | *** | *** | *** | 18000 | 22000 | 19 | 12.4 | 9 | 1.84 | 65 | 100 | 211044461
RUUD | ROMH18FXZHJ | RUUD | *** | *** | *** | 18000 | 22000 | 19 | 12.4 | 9 | 1.84 | 65 | 100 | 206221521
RUUD | UOMH18FXZHJ | RUUD | *** | *** | *** | 18000 | 22000 | 19 | 12.4 | 9 | 1.84 | 65 | 100 | 10595421
RHEEM | ROMH18FXZHJ | RHEEM | *** | *** | *** | 18000 | 22000 | 19 | 12.4 | 9 | 1.84 | 65 | 100 | 10595420
FUJITSU | AOU18RLXFZH | FUJITSU | *** | *** | *** | 18000 | 22000 | 19 | 12.4 | 9 | 1.84 | 65 | 100 | 8033585
Trane / Mitsubishi Electric | NTXMPH20A122C* | Trane / Mitsubishi Electric | *** | *** | *** | 20000 | 22000 | 16 | 11 | 8.7 | 1.99 | 62 | 47 | 209424907
Innovair | VOM18H7R2P7 | Innovair ¦ Innovair | VWM10H7F7 ¦ VTM10H7C7 |  |  | 18000 | 20000 | 20 | 12.25 | 9.45 | 1.84 | 64 | 90 | 207821949
HAXXAIR | HVHM-18T2D | HAXXAIR ¦ HAXXAIR | HAH-09T2D ¦ HAHS-09T2D |  |  | 18000 | 20000 | 20 | 12.25 | 9.45 | 1.84 | 64 | 90 | 208650725
ZEPHYR | ZE-18M222SCO | ZEPHYR ¦ ZEPHYR | ZE-09CA22INT ¦ ZE-09CA22DUC |  |  | 18000 | 20000 | 20 | 12.25 | 9.45 | 1.84 | 64 | 90 | 206346129
FRIEDRICH | FPHMR18A3A | FRIEDRICH ¦ FRIEDRICH | FPHFW09A3B ¦ FPHFD09A3A |  |  | 18000 | 20000 | 20 | 12.25 | 9.45 | 1.84 | 64 | 90 | 205150430
AIR-CON | AMSCI4H4S18 | AIR-CON ¦ AIR-CON | ABXEM4H4S09 ¦ ASLEK4H4S09 |  |  | 18000 | 20000 | 20 | 12.25 | 9.45 | 1.84 | 64 | 90 | 205150433
HISENSE | AMW2-18U3SFA | HISENSE ¦ HISENSE | AST-09UW3SVG**01 ¦ ADT-09UX3SBL |  |  | 18000 | 20000 | 20 | 12.25 | 9.45 | 1.84 | 64 | 90 | 204816954
LG | LMU480HHV | LG | *** | *** | *** | 48000 | 52500 | 18.5 | 12.6 | 10 | 2.02 | 67 | 90 | 206717009
LG | LMU421HHV | LG | *** | *** | *** | 42000 | 48000 | 19 | 13.1 | 10 | 1.92 | 66 | 90 | 206717008
LG | LMU361HHV | LG | *** | *** | *** | 36000 | 45000 | 19 | 13.5 | 10 | 1.93 | 66 | 90 | 206717006
LG | LMU601HV | LG | *** | *** | *** | 60000 | 64000 | 18.5 | 11 | 9.5 | 1.97 | 66 | 70 | 206717003
LG | ARUM036GSS5 | LG | *** | *** | *** | 36000 | 43500 | 17 | 13.5 | 10.1 | 1.83 | 64 | 110 | 205967238
LG | ARUM048GSS5 | LG | *** | *** | *** | 48000 | 56000 | 17 | 12.2 | 10 | 1.83 | 65 | 86 | 205967236
LG | LMU180HHV | LG | *** | *** | *** | 16500 | 22000 | 17.5 | 12 | 8.6 | 1.83 | 67 | 90 | 10445373
LG | LMU300HHV | LG | *** | *** | *** | 24600 | 27000 | 17.5 | 11.7 | 9.2 | 1.85 | 66 | 85 | 10445377
LG | ARUN060GSS4 | LG | *** | *** | *** | 60000 | 67000 | 16.2 | 10 | 9.1 | 1.83 | 63 | 75 | 10514711
LG | LMU240HHV | LG | *** | *** | *** | 20000 | 24000 | 17 | 11.7 | 9.2 | 1.83 | 63 | 90 | 10445375
LG | ARUB060GSS4 | LG | *** | *** | *** | 60000 | 67000 | 16.2 | 10 | 9.1 | 1.83 | 63 | 75 | 10271657
LG | ARUN024GSS4 | LG | *** | *** | *** | 24000 | 31200 | 18.15 | 14.8 | 10.2 | 2.16 | 61 | 84 | 10070563
LG | ARUN038GSS4 | LG | *** | *** | *** | 38000 | 51000 | 20.1 | 14 | 10.6 | 2.16 | 65 | 76 | 8717932
LG | ARUN048GSS4 | LG | *** | *** | *** | 48000 | 54500 | 20 | 13.2 | 10.2 | 2.16 | 66 | 72 | 8717930
TKS | T5C-48MODU | TKS ¦ TKS | MSAG11B-09HRFN1-MX7W(GA) ¦ MSAG11B-09HRFN1-MX7W(GA) |  |  | 48000 | 49000 | 20.8 | 10.9 | 9.6 | 1.75 | 73 | 67 | 214594934
TKS | T3C-27MODU | TKS ¦ TKS | MSAG11B-09HRFN1-MX7W(GA) ¦ MTIU-09HWFN1-M |  |  | 27400 | 28000 | 22.25 | 11.95 | 9.2 | 2 | 75 | 67 | 214594928
TKS | T3C-27MODU | TKS | *** | *** | *** | 28000 | 28000 | 21 | 11.7 | 9.2 | 2 | 79 | 67 | 214594927
TKS | T2C-18MODU | TKS ¦ TKS | MSAG11B-09HRFN1-MX7W(GA) ¦ MTIU-09HWFN1-M |  |  | 18000 | 19000 | 20 | 12.25 | 10 | 2 | 77 | 68 | 214594925
COMFORTSTAR | CVH-60-5SH | COMFORTSTAR ¦ COMFORTSTAR | CPA-12B ¦ CPA-12B |  |  | 55000 | 55000 | 20.4 | 10.5 | 9.4 | 1.9 | 63 | 84 | 214594899
COMFORTSTAR | CVH-60-5SH | COMFORTSTAR | *** | *** | *** | 55000 | 55000 | 18.8 | 10.5 | 9.3 | 1.9 | 64 | 84 | 214594898
SAMSUNG | AJ030CXS4CH | SAMSUNG ¦ SAMSUNG | AR09CSDABWKN ¦ AC009BNLDCH |  |  | 28400 | 28600 | 21.25 | 13.2 | 9.9 | 1.81 | 60 | 100 | 213372419
SAMSUNG | AJ024CXS4CH | SAMSUNG ¦ SAMSUNG | AR07CSDAFWKN ¦ AC009BNLDCH |  |  | 25000 | 25000 | 21.5 | 14 | 9.9 | 1.83 | 60 | 100 | 213372418
SAMSUNG | AJ020CXS3CH | SAMSUNG ¦ SAMSUNG | AR07CSDAFWKN ¦ AC009BNLDCH |  |  | 21000 | 22000 | 21.75 | 14.2 | 10 | 1.89 | 60 | 100 | 213372417
SAMSUNG | AM036NXMDCR | SAMSUNG | *** | *** | *** | 38000 | 42000 | 16.5 | 11.2 | 8.2 | 1.9 | 60 | 74 | 202064264
SAMSUNG | AM048NXMDCR | SAMSUNG | *** | *** | *** | 48000 | 54000 | 17.2 | 10.2 | 8.8 | 1.9 | 54 | 70 | 202083773
SAMSUNG | AM036TXMDCH | SAMSUNG | *** | *** | *** | 38000 | 42000 | 16.5 | 11.2 | 8.2 | 1.9 | 60 | 74 | 205230038
SAMSUNG | AM048TXMDCH | SAMSUNG | *** | *** | *** | 48000 | 54000 | 17.2 | 10.2 | 8.8 | 1.9 | 54 | 70 | 205230039
SAMSUNG | AM036NXMDCR | SAMSUNG ¦ SAMSUNG | AM009BN4PCH ¦ AM007CNLDCH |  |  | 38000 | 42000 | 19.25 | 11.85 | 9.1 | 2 | 60 | 74 | 206918723
SAMSUNG | AM036TXMDCH | SAMSUNG ¦ SAMSUNG | AM009BN4PCH ¦ AM007CNLDCH |  |  | 38000 | 42000 | 19.25 | 11.85 | 9.1 | 2 | 60 | 74 | 206918724
SAMSUNG | AM048NXMDCR | SAMSUNG ¦ SAMSUNG | AM009BN4PCH ¦ AM009CNLDCH |  |  | 48000 | 54000 | 19 | 10.85 | 9.4 | 1.95 | 54 | 70 | 206918725
SAMSUNG | AM048TXMDCH | SAMSUNG ¦ SAMSUNG | AM009BN4PCH ¦ AM009CNLDCH |  |  | 48000 | 54000 | 19 | 10.85 | 9.4 | 1.95 | 54 | 70 | 206918726
SAMSUNG | AM053NXMDCR | SAMSUNG ¦ SAMSUNG | AM012BN4PCH ¦ AM012CNLDCH |  |  | 53000 | 61000 | 18.6 | 10.45 | 9.4 | 1.95 | 60 | 70 | 206918727
SAMSUNG | AM053TXMDCH | SAMSUNG ¦ SAMSUNG | AM012BN4PCH ¦ AM012CNLDCH |  |  | 53000 | 61000 | 18.6 | 10.45 | 9.4 | 1.95 | 60 | 70 | 206918728
SAMSUNG | AM060MXMDCH | SAMSUNG ¦ SAMSUNG | AM012BN4PCH ¦ AM012CNLDCH |  |  | 60000 | 66000 | 17.75 | 10.55 | 9.65 | 1.95 | 65 | 71 | 206918729
SAMSUNG | AM060NXMDCR | SAMSUNG ¦ SAMSUNG | AM012BN4PCH ¦ AM012CNLDCH |  |  | 60000 | 66000 | 17.75 | 10.55 | 9.65 | 1.95 | 65 | 71 | 206918730
Simply The Best Minisplits | SBM-48HFN1-M-[X] | Simply The Best Minisplits ¦ Simply The Best Minisplits | SBM-09HRFN1-MX7W(GA) ¦ MTIU-09HWFN1-M |  |  | 47500 | 49000 | 21.05 | 11.35 | 9.45 | 2 | 76 | 89 | 214383397
SAMSUNG | AJ036CXS4CH | SAMSUNG ¦ SAMSUNG | AR09CSDABWKN ¦ AC009BNLDCH |  |  | 34000 | 35600 | 20 | 11.7 | 9 | 1.78 | 61 | 100 | 213372420
Simply The Best Minisplits | SBM-48HFN1-M-[X] | Simply The Best Minisplits | *** | *** | *** | 47000 | 49000 | 20.9 | 11.7 | 8.9 | 2 | 73 | 87 | 214383396
TKS | T2C-18MODU | TKS | *** | *** | *** | 18000 | 19000 | 19 | 12 | 9.8 | 2 | 78 | 70 | 214594924
CENTURY | A-VMH48PV-1 | CENTURY | *** | *** | *** | 47000 | 49000 | 20.9 | 11.7 | 8.9 | 2 | 73 | 87 | 214442638
GOODMAN | MST483G22MHAA | GOODMAN | *** | *** | *** | 47000 | 49000 | 20.9 | 11.7 | 8.9 | 2 | 73 | 87 | 214438135
GOODMAN | MST183G22MHAA | GOODMAN | *** | *** | *** | 19000 | 20000 | 19 | 12 | 9.3 | 1.85 | 80 | 95 | 214438126
ICONIC AIR SOLUTION | ICMZ48EK | ICONIC AIR SOLUTION | *** | *** | *** | 47000 | 49000 | 20.9 | 11.7 | 8.9 | 2 | 73 | 87 | 214389534
ICONIC AIR SOLUTION | ICMZ18BK | ICONIC AIR SOLUTION | *** | *** | *** | 19000 | 20000 | 19 | 12 | 9.3 | 1.85 | 80 | 95 | 214389522
ICONIC AIR SOLUTION | ICMO18BK | ICONIC AIR SOLUTION | *** | *** | *** | 18000 | 19000 | 19 | 12 | 9.8 | 2 | 78 | 70 | 214389501
ICONIC AIR SOLUTION | ICMZ24CK | ICONIC AIR SOLUTION | *** | *** | *** | 24000 | 24000 | 21.3 | 12.5 | 9.7 | 1.9 | 90 | 75 | 214389526
FRANKLIN | MST183F25MHAA | FRANKLIN | *** | *** | *** | 19000 | 20000 | 19 | 12 | 9.3 | 1.85 | 80 | 95 | 214383440
FRANKLIN | MST483F25MHAA | FRANKLIN | *** | *** | *** | 47000 | 49000 | 20.9 | 11.7 | 8.9 | 2 | 73 | 87 | 214383449
Kepler | ODUM5OG-48HFN1-M-[X] | Kepler | *** | *** | *** | 47000 | 49000 | 20.9 | 11.7 | 8.9 | 2 | 73 | 87 | 214377789
Kepler | ODUM2OI-18HFN1-M | Kepler | *** | *** | *** | 19000 | 20000 | 19 | 12 | 9.3 | 1.85 | 80 | 95 | 214377777
AI AIR CONDITIONING | A2MO21-18N1-M1 | AI AIR CONDITIONING | *** | *** | *** | 18000 | 19000 | 19 | 12 | 9.8 | 2 | 78 | 70 | 214311545
Multi MFG | 48MPC5-HH-A | Multi MFG | *** | *** | *** | 47000 | 49000 | 20.9 | 11.7 | 8.9 | 2 | 73 | 87 | 214232442
Bladex | B50G-48SPHP1* | Bladex | *** | *** | *** | 47000 | 49000 | 20.9 | 11.7 | 8.9 | 2 | 73 | 87 | 214232427
Bladex | B20I-18SPHP1* | Bladex | *** | *** | *** | 19000 | 20000 | 19 | 12 | 9.3 | 1.85 | 80 | 95 | 214232412
AI AIR CONDITIONING | A2MO22-18N1-M1H | AI AIR CONDITIONING | *** | *** | *** | 19000 | 20000 | 19 | 12 | 9.3 | 1.85 | 80 | 95 | 213769953
AI AIR CONDITIONING | A5MO22-48N1-M1H | AI AIR CONDITIONING | *** | *** | *** | 47000 | 49000 | 20.9 | 11.7 | 8.9 | 2 | 73 | 87 | 213769962
Bladex | BME20A-18SPHP1 | Bladex | *** | *** | *** | 18000 | 19000 | 19 | 12 | 9.8 | 2 | 78 | 70 | 213927656
SLIMAIR | SHC5Z48VE2AG | SLIMAIR | *** | *** | *** | 47000 | 49000 | 20.9 | 11.7 | 8.9 | 2 | 73 | 87 | 213886048
SLIMAIR | SHC2Z18VE2AG | SLIMAIR | *** | *** | *** | 19000 | 20000 | 19 | 12 | 9.3 | 1.85 | 80 | 95 | 213886039
ZERO | Z5SOV-48HDM-US | ZERO | *** | *** | *** | 47000 | 49000 | 20.9 | 11.7 | 8.9 | 2 | 73 | 87 | 213732669
SENVILLE | SENA-48HF-MOB | SENVILLE | *** | *** | *** | 47000 | 49000 | 20.9 | 11.7 | 8.9 | 2 | 73 | 87 | 213732660
SENVILLE | SENA-18HF-MOB | SENVILLE | *** | *** | *** | 19000 | 20000 | 19 | 12 | 9.3 | 1.85 | 80 | 95 | 213732651
CanAir | C28MC218H22 | CanAir | *** | *** | *** | 19000 | 20000 | 19 | 12 | 9.3 | 1.85 | 80 | 95 | 213479411
TEMP SHIFT | TSM5OG48HFN1M[X] | TEMP SHIFT | *** | *** | *** | 47000 | 49000 | 20.9 | 11.7 | 8.9 | 2 | 73 | 87 | 213479399
TEMP SHIFT | TSM2OI18HFN1M | TEMP SHIFT | *** | *** | *** | 19000 | 20000 | 19 | 12 | 9.3 | 1.85 | 80 | 95 | 213479390
Wells | WMCA-48HFMO | Wells | *** | *** | *** | 47000 | 49000 | 20.9 | 11.7 | 8.9 | 2 | 73 | 87 | 213286782
Wells | WMCA-18HFMO | Wells | *** | *** | *** | 19000 | 20000 | 19 | 12 | 9.3 | 1.85 | 80 | 95 | 213286776
Wells | WMMA-18HFMO | Wells | *** | *** | *** | 18000 | 19000 | 19 | 12 | 9.8 | 2 | 78 | 70 | 213286761
NG Trade | MOBMH180C | NG Trade | *** | *** | *** | 18000 | 19000 | 19 | 12 | 9.8 | 2 | 78 | 70 | 213307863
MDV | M2OA-18HFN1-M** | MDV ¦ MDV | MSAFB-09HRDN1-MP0W ¦ MTIU-09HWFN1-M |  |  | 18000 | 18500 | 18.5 | 11.75 | 9.25 | 1.95 | 81 | 71 | 213257504
MDV | M2OA-18HFN1-M** | MDV | *** | *** | *** | 18000 | 19000 | 19 | 12 | 9.8 | 2 | 78 | 70 | 213257497
Nutech | N2OA-18HFN1-M | Nutech | *** | *** | *** | 18000 | 19000 | 19 | 12 | 9.8 | 2 | 78 | 70 | 212941756
ECO AC | EMH-5O48BBH | ECO AC | *** | *** | *** | 47000 | 49000 | 20.9 | 11.7 | 8.9 | 2 | 73 | 87 | 213088007
Orient Care | OUM48M410AGH30 | Orient Care | *** | *** | *** | 47000 | 49000 | 20.9 | 11.7 | 8.9 | 2 | 73 | 87 | 212920537
Orient Care | OUM18M410AGR30 | Orient Care | *** | *** | *** | 18000 | 19000 | 19 | 12 | 9.8 | 2 | 78 | 70 | 212920506
Orient Care | OUM24M410AGR30 | Orient Care | *** | *** | *** | 24000 | 24000 | 21.3 | 12.5 | 9.7 | 1.9 | 90 | 75 | 212920509
Orient Care | OUM18M410AGH30 | Orient Care | *** | *** | *** | 19000 | 20000 | 19 | 12 | 9.3 | 1.85 | 80 | 95 | 212920525
CENTURY | A-VMH18DV-1 | CENTURY | *** | *** | *** | 19000 | 20000 | 19 | 12 | 9.3 | 1.85 | 80 | 95 | 212940820
Bladex | B50G-48SPHP1 | Bladex | *** | *** | *** | 47000 | 49000 | 20.9 | 11.7 | 8.9 | 2 | 73 | 87 | 212920657
Bladex | B20I-18SPHP1 | Bladex | *** | *** | *** | 19000 | 20000 | 19 | 12 | 9.3 | 1.85 | 80 | 95 | 212920649
NOVAIR | LEA20MZ-2P-35SK-O* | NOVAIR | *** | *** | *** | 19000 | 20000 | 19 | 12 | 9.3 | 1.85 | 80 | 95 | 212920680
YONAN | YSMO-18HFN1 | YONAN | *** | *** | *** | 18000 | 19000 | 19 | 12 | 9.8 | 2 | 78 | 70 | 212615068
YONAN | YSMO-24HFN1 | YONAN | *** | *** | *** | 24000 | 24000 | 21.3 | 12.5 | 9.7 | 1.9 | 90 | 75 | 212615071
Relief Sciences | LANG18OD35-2 | Relief Sciences | *** | *** | *** | 19000 | 20000 | 19 | 12 | 9.3 | 1.85 | 80 | 95 | 212615019
TK'S | T2C-18HFN1* | TK'S | *** | *** | *** | 18000 | 19000 | 19 | 12 | 9.8 | 2 | 78 | 70 | 212528007
KADEN | KO-PS218HP-2AAMA | KADEN | *** | *** | *** | 18000 | 19000 | 19 | 12 | 9.8 | 2 | 78 | 70 | 211793561
Custom Comfort | CCOXHAMZ218HP | Custom Comfort | *** | *** | *** | 19000 | 20000 | 19 | 12 | 9.3 | 1.85 | 80 | 95 | 212365434
Custom Comfort | CCOXHAMZ548HP | Custom Comfort | *** | *** | *** | 47000 | 49000 | 20.9 | 11.7 | 8.9 | 2 | 73 | 87 | 212365440
MDV | M5OG-42HFN1-M-[X] | MDV | *** | *** | *** | 43000 | 43000 | 18.7 | 11.7 | 9.6 | 2 | 105 | 99 | 207617659
KANIONco | KWSMO-18R410AIHH | KANIONco | *** | *** | *** | 18000 | 19000 | 19 | 12 | 9.8 | 2 | 78 | 70 | 212360145
STEALTH | ES-18Z-M2B | STEALTH | *** | *** | *** | 18000 | 19000 | 19 | 12 | 9.8 | 2 | 78 | 70 | 212316207
STEALTH | ACIQ-48Z-HH-M5B | STEALTH | *** | *** | *** | 47000 | 49000 | 20.9 | 11.7 | 8.9 | 2 | 73 | 87 | 212316181
STEALTH | ACIQ-18Z-HH-M2B | STEALTH | *** | *** | *** | 19000 | 20000 | 19 | 12 | 9.3 | 1.85 | 80 | 95 | 212316172
PolarWave | ES-18Z-M2B | PolarWave | *** | *** | *** | 18000 | 19000 | 19 | 12 | 9.8 | 2 | 78 | 70 | 212316121
PolarWave | ACIQ-48Z-HH-M5B | PolarWave | *** | *** | *** | 47000 | 49000 | 20.9 | 11.7 | 8.9 | 2 | 73 | 87 | 212316095
PolarWave | ACIQ-18Z-HH-M2B | PolarWave | *** | *** | *** | 19000 | 20000 | 19 | 12 | 9.3 | 1.85 | 80 | 95 | 212316086
Daizuki | DXFM-1823-2Z | Daizuki | *** | *** | *** | 18000 | 19000 | 19 | 12 | 9.8 | 2 | 78 | 70 | 211994918
PREMIUM LEVELLA | PIAWMZ188800B | PREMIUM LEVELLA | *** | *** | *** | 18000 | 19000 | 19 | 12 | 9.8 | 2 | 78 | 70 | 211991187
DUOHOME | D2OA-18HFN1-M | DUOHOME | *** | *** | *** | 18000 | 19000 | 19 | 12 | 9.8 | 2 | 78 | 70 | 211911389
Mitsutomo | HO-MP48-AB-Q | Mitsutomo | *** | *** | *** | 47000 | 49000 | 20.9 | 11.7 | 8.9 | 2 | 73 | 87 | 211306411
Mitsutomo | HO-MD18-AB-Q | Mitsutomo | *** | *** | *** | 19000 | 20000 | 19 | 12 | 9.3 | 1.85 | 80 | 95 | 211306402
Relief Sciences | LANG24OD25-2 | Relief Sciences | *** | *** | *** | 18000 | 19000 | 19 | 12 | 9.8 | 2 | 78 | 70 | 210655376
LPS Legacy | DLCMHBH48EAK | LPS Legacy | *** | *** | *** | 47000 | 49000 | 20.9 | 11.7 | 8.9 | 2 | 73 | 87 | 211756576
LPS Legacy | DLCMHBH24CAK | LPS Legacy | *** | *** | *** | 24000 | 24000 | 21.3 | 12.5 | 9.7 | 1.9 | 90 | 75 | 211756555
LPS Legacy | DLCMRBH18BAK | LPS Legacy | *** | *** | *** | 18000 | 19000 | 19 | 12 | 9.8 | 2 | 78 | 70 | 211756557
Star Air Kontrol | SAK-18-21MUZ/220(OUT)* | Star Air Kontrol | *** | *** | *** | 18000 | 19000 | 19 | 12 | 9.8 | 2 | 78 | 70 | 211726666
DIYCOOL | ES-18Z-M2B | DIYCOOL | *** | *** | *** | 18000 | 19000 | 19 | 12 | 9.8 | 2 | 78 | 70 | 210857402
ACIQ | ES-18Z-M2B | ACIQ | *** | *** | *** | 18000 | 19000 | 19 | 12 | 9.8 | 2 | 78 | 70 | 210857384
1HVAC | ES-18Z-M2B | 1HVAC | *** | *** | *** | 18000 | 19000 | 19 | 12 | 9.8 | 2 | 78 | 70 | 210857366
DIAMONDAIR | DF18M2Z2 | DIAMONDAIR | *** | *** | *** | 18000 | 19000 | 19 | 12 | 9.8 | 2 | 78 | 70 | 210857278
Cooper&Hunter | CH-18MES-230VO | Cooper&Hunter | *** | *** | *** | 18000 | 19000 | 19 | 12 | 9.8 | 2 | 78 | 70 | 210799617
Cooper&Hunter | CH-HPR48M-230VO | Cooper&Hunter | *** | *** | *** | 47000 | 49000 | 20.9 | 11.7 | 8.9 | 2 | 73 | 87 | 210799637
Cooper&Hunter | CH-HPR19M-230VO | Cooper&Hunter | *** | *** | *** | 19000 | 20000 | 19 | 12 | 9.3 | 1.85 | 80 | 95 | 210799629
DUCANE | 4DHP2S48M-1P | DUCANE | *** | *** | *** | 47000 | 49000 | 20.9 | 11.7 | 8.9 | 2 | 73 | 87 | 208106855
CONCORD | 4DHP2S48M-1P | CONCORD | *** | *** | *** | 47000 | 49000 | 20.9 | 11.7 | 8.9 | 2 | 73 | 87 | 208106840
Armstrong Air | 4DHP2S48M-1P | Armstrong Air | *** | *** | *** | 47000 | 49000 | 20.9 | 11.7 | 8.9 | 2 | 73 | 87 | 208106825
AirEase | 4DHP2S48M-1P | AirEase | *** | *** | *** | 47000 | 49000 | 20.9 | 11.7 | 8.9 | 2 | 73 | 87 | 208106810
Allied | 4DHP2S48M-1P | Allied | *** | *** | *** | 47000 | 49000 | 20.9 | 11.7 | 8.9 | 2 | 73 | 87 | 208106795
LENNOX | MLB048S4M-2P | LENNOX | *** | *** | *** | 47000 | 49000 | 20.9 | 11.7 | 8.9 | 2 | 73 | 87 | 207699108
MDV | M5OG-48HFN1-M-[X]-20-L | MDV | *** | *** | *** | 47000 | 49000 | 20.9 | 11.7 | 8.9 | 2 | 73 | 87 | 207658619
MDV | M2OI-18HFN1-M-L | MDV | *** | *** | *** | 19000 | 20000 | 19 | 12 | 9.3 | 1.85 | 80 | 95 | 210644054
LENNOX | MPC024S4M-1P | LENNOX | *** | *** | *** | 24000 | 24000 | 16 | 11.7 | 8.6 | 1.9 | 92 | 79 | 207699117
MDV | M3OJ-24HFN1-M-L | MDV | *** | *** | *** | 24000 | 24000 | 16 | 11.7 | 8.6 | 1.9 | 92 | 79 | 207699114
MDV | M2OA-18HFN1-M-L | MDV | *** | *** | *** | 18000 | 19000 | 19 | 12 | 9.8 | 2 | 78 | 70 | 210644051
Conforto | MHMZ548DA | Conforto | *** | *** | *** | 47000 | 49000 | 20.9 | 11.7 | 8.9 | 2 | 73 | 87 | 210605820
Conforto | MHMZ218DA | Conforto | *** | *** | *** | 19000 | 20000 | 19 | 12 | 9.3 | 1.85 | 80 | 95 | 210605811
ECO AC | EMH-2O18BBH | ECO AC | *** | *** | *** | 19000 | 20000 | 19 | 12 | 9.3 | 1.85 | 80 | 95 | 210586152
Durastar | DRA5H48M1A | Durastar | *** | *** | *** | 47000 | 49000 | 20.9 | 11.7 | 8.9 | 2 | 73 | 87 | 210568221
Durastar | DRA2H18M1A | Durastar | *** | *** | *** | 19000 | 20000 | 19 | 12 | 9.3 | 1.85 | 80 | 95 | 210568212
AIRDACH | AMSH1800VM1-D | AIRDACH | *** | *** | *** | 18000 | 19000 | 19 | 12 | 9.8 | 2 | 78 | 70 | 210474672
CTMorley | MOU-5A48H-2 | CTMorley | *** | *** | *** | 47000 | 49000 | 20.9 | 11.7 | 8.9 | 2 | 73 | 87 | 210288150
CTMorley | MOU-2A18H-2 | CTMorley | *** | *** | *** | 19000 | 20000 | 19 | 12 | 9.3 | 1.85 | 80 | 95 | 210288141
CTMorley | MOU-2A18G-2 | CTMorley | *** | *** | *** | 18000 | 19000 | 19 | 12 | 9.8 | 2 | 78 | 70 | 210288129
KLIMAIRE | KMIR324-H217-2 | KLIMAIRE | *** | *** | *** | 24000 | 24000 | 21.3 | 12.5 | 9.7 | 1.9 | 90 | 75 | 209862185
KLIMAIRE | KMIR218-H221-2 | KLIMAIRE | *** | *** | *** | 18000 | 19000 | 19 | 12 | 9.8 | 2 | 78 | 70 | 209862182
TGM | MMRSHT18AS2 | TGM | *** | *** | *** | 18000 | 19000 | 19 | 12 | 9.8 | 2 | 78 | 70 | 209843046
CLASSIC | MMRSHC18AS2 | CLASSIC | *** | *** | *** | 18000 | 19000 | 19 | 12 | 9.8 | 2 | 78 | 70 | 209843034
THERMOCORE SYSTEMS | T423D-H224-C | THERMOCORE SYSTEMS | *** | *** | *** | 24000 | 24000 | 21.3 | 12.5 | 9.7 | 1.9 | 90 | 75 | 209549027
NOVAIR | LEA20MZ-2P-35SK-O | NOVAIR | *** | *** | *** | 19000 | 20000 | 19 | 12 | 9.3 | 1.85 | 80 | 95 | 209416885
ECO AIR | M5OG-48HFN1-M-[X] | ECO AIR | *** | *** | *** | 47000 | 49000 | 20.9 | 11.7 | 8.9 | 2 | 73 | 87 | 209319648
ECO AIR | M2OI-18HFN1-M | ECO AIR | *** | *** | *** | 19000 | 20000 | 19 | 12 | 9.3 | 1.85 | 80 | 95 | 209319639
ApooDr | AM2OA-18HFN1 | ApooDr | *** | *** | *** | 18000 | 19000 | 19 | 12 | 9.8 | 2 | 78 | 70 | 209157096
SEA BREEZE+ | HMZ18H424ZMO | SEA BREEZE+ | *** | *** | *** | 19000 | 20000 | 19 | 12 | 9.3 | 1.85 | 80 | 95 | 208816893
PERFECTAIRE | 3PAMS18-HH-MZO2 | PERFECTAIRE | *** | *** | *** | 19000 | 20000 | 19 | 12 | 9.3 | 1.85 | 80 | 95 | 207657336
LBG Products | LMUHB18DO | LBG Products | *** | *** | *** | 19000 | 20000 | 19 | 12 | 9.3 | 1.85 | 80 | 95 | 207641317
BLUERIDGE | BMM18HHC | BLUERIDGE | *** | *** | *** | 19000 | 20000 | 19 | 12 | 9.3 | 1.85 | 80 | 95 | 207641292
MDV | M2OI-18HFN1-M* | MDV | *** | *** | *** | 19000 | 20000 | 19 | 12 | 9.3 | 1.85 | 80 | 95 | 207641256
PERFECTAIRE | 3PAMS48-HH-MZO5 | PERFECTAIRE | *** | *** | *** | 47000 | 49000 | 20.9 | 11.7 | 8.9 | 2 | 73 | 87 | 207657345
AIRQUEST | DLCMHBH48EAK | AIRQUEST | *** | *** | *** | 47000 | 49000 | 20.9 | 11.7 | 8.9 | 2 | 73 | 87 | 207643189
SMART COMFORT | DLCMHBH48EAK | SMART COMFORT | *** | *** | *** | 47000 | 49000 | 20.9 | 11.7 | 8.9 | 2 | 73 | 87 | 207643168
TEMPSTAR | DLCMHBH48EAK | TEMPSTAR | *** | *** | *** | 47000 | 49000 | 20.9 | 11.7 | 8.9 | 2 | 73 | 87 | 207643147
MIDEA | DLCMHBH48EAK | MIDEA | *** | *** | *** | 47000 | 49000 | 20.9 | 11.7 | 8.9 | 2 | 73 | 87 | 207643126
KENMORE | DLCMHBH48EAK | KENMORE | *** | *** | *** | 47000 | 49000 | 20.9 | 11.7 | 8.9 | 2 | 73 | 87 | 207643105
KEEPRITE | DLCMHBH48EAK | KEEPRITE | *** | *** | *** | 47000 | 49000 | 20.9 | 11.7 | 8.9 | 2 | 73 | 87 | 207643084
HEIL | DLCMHBH48EAK | HEIL | *** | *** | *** | 47000 | 49000 | 20.9 | 11.7 | 8.9 | 2 | 73 | 87 | 207643063
DAY & NIGHT | DLCMHBH48EAK | DAY & NIGHT | *** | *** | *** | 47000 | 49000 | 20.9 | 11.7 | 8.9 | 2 | 73 | 87 | 207643042
COMFORTMAKER | DLCMHBH48EAK | COMFORTMAKER | *** | *** | *** | 47000 | 49000 | 20.9 | 11.7 | 8.9 | 2 | 73 | 87 | 207643021
ARCOAIRE | DLCMHBH48EAK | ARCOAIRE | *** | *** | *** | 47000 | 49000 | 20.9 | 11.7 | 8.9 | 2 | 73 | 87 | 207643000
LBG Products | LMUHB48DO | LBG Products | *** | *** | *** | 47000 | 49000 | 20.9 | 11.7 | 8.9 | 2 | 73 | 87 | 207641326
BLUERIDGE | BMM48HHC | BLUERIDGE | *** | *** | *** | 47000 | 49000 | 20.9 | 11.7 | 8.9 | 2 | 73 | 87 | 207641301
MDV | M5OG-48HFN1-M-[X]-20* | MDV | *** | *** | *** | 47000 | 49000 | 20.9 | 11.7 | 8.9 | 2 | 73 | 87 | 207641250
PIONEER | YN020GMFI22M2E | PIONEER | *** | *** | *** | 18000 | 19000 | 19 | 12 | 9.8 | 2 | 78 | 70 | 208121962
COMFORTMAKER | DLCMRBH18BAK | COMFORTMAKER | *** | *** | *** | 18000 | 19000 | 19 | 12 | 9.8 | 2 | 78 | 70 | 207643009
AIRQUEST | DLCMRBH18BAK | AIRQUEST | *** | *** | *** | 18000 | 19000 | 19 | 12 | 9.8 | 2 | 78 | 70 | 207643177
MIDEA | DLCMRBH18BAK | MIDEA | *** | *** | *** | 18000 | 19000 | 19 | 12 | 9.8 | 2 | 78 | 70 | 207643114
TEMPSTAR | DLCMRBH18BAK | TEMPSTAR | *** | *** | *** | 18000 | 19000 | 19 | 12 | 9.8 | 2 | 78 | 70 | 207643135
AURORA | AU-MU18-2A-U | AURORA | *** | *** | *** | 18000 | 19000 | 19 | 12 | 9.8 | 2 | 78 | 70 | 207743708
KARDA | 3KARDA18MZ2 | KARDA | *** | *** | *** | 18000 | 19000 | 19 | 12 | 9.8 | 2 | 78 | 70 | 207657360
TK'S | T2C-18HFN1 | TK'S | *** | *** | *** | 18000 | 19000 | 19 | 12 | 9.8 | 2 | 78 | 70 | 207742406
DAY & NIGHT | DLCMRBH18BAK | DAY & NIGHT | *** | *** | *** | 18000 | 19000 | 19 | 12 | 9.8 | 2 | 78 | 70 | 207643030
LBG Products | LMHB18DO | LBG Products | *** | *** | *** | 18000 | 19000 | 19 | 12 | 9.8 | 2 | 78 | 70 | 207641305
SEA BREEZE+ | MZ18H424ZMO | SEA BREEZE+ | *** | *** | *** | 18000 | 19000 | 19 | 12 | 9.8 | 2 | 78 | 70 | 208128283
ECO AC | EMH-2O18BB | ECO AC | *** | *** | *** | 18000 | 19000 | 19 | 12 | 9.8 | 2 | 78 | 70 | 207825499
YONAN | YSMO-18HRN1 | YONAN | *** | *** | *** | 18000 | 19000 | 19 | 12 | 9.8 | 2 | 78 | 70 | 207691825
MIDEA | M3OJ-24HFN1-M | MIDEA | *** | *** | *** | 24000 | 24000 | 21.3 | 12.5 | 9.7 | 1.9 | 90 | 75 | 208568364
BLUERIDGE | BMM18C | BLUERIDGE | *** | *** | *** | 18000 | 19000 | 19 | 12 | 9.8 | 2 | 78 | 70 | 207641280
SEA BREEZE+ | MZ27H424ZMO | SEA BREEZE+ | *** | *** | *** | 24000 | 24000 | 21.3 | 12.5 | 9.7 | 1.9 | 90 | 75 | 208128286
KEEPRITE | DLCMRBH18BAK | KEEPRITE | *** | *** | *** | 18000 | 19000 | 19 | 12 | 9.8 | 2 | 78 | 70 | 207643072
AIRQUEST | DLCMHBH24CAK | AIRQUEST | *** | *** | *** | 24000 | 24000 | 21.3 | 12.5 | 9.7 | 1.9 | 90 | 75 | 207643180
PERFECTAIRE | 3PAMSH18-MZO2 | PERFECTAIRE | *** | *** | *** | 18000 | 19000 | 19 | 12 | 9.8 | 2 | 78 | 70 | 207657348
SMART COMFORT | DLCMHBH24CAK | SMART COMFORT | *** | *** | *** | 24000 | 24000 | 21.3 | 12.5 | 9.7 | 1.9 | 90 | 75 | 207643159
MIRAGE | OVMH181B | MIRAGE | *** | *** | *** | 18000 | 19000 | 19 | 12 | 9.8 | 2 | 78 | 70 | 207862052
Airlux | AM2M18O/2022 | Airlux | *** | *** | *** | 18000 | 19000 | 19 | 12 | 9.8 | 2 | 78 | 70 | 208119673
TEMPSTAR | DLCMHBH24CAK | TEMPSTAR | *** | *** | *** | 24000 | 24000 | 21.3 | 12.5 | 9.7 | 1.9 | 90 | 75 | 207643138
MIDEA | DLCMHBH24CAK | MIDEA | *** | *** | *** | 24000 | 24000 | 21.3 | 12.5 | 9.7 | 1.9 | 90 | 75 | 207643117
AIRGREAN | AG-MO18IR410AH | AIRGREAN | *** | *** | *** | 18000 | 19000 | 19 | 12 | 9.8 | 2 | 78 | 70 | 207691846
KENMORE | DLCMHBH24CAK | KENMORE | *** | *** | *** | 24000 | 24000 | 21.3 | 12.5 | 9.7 | 1.9 | 90 | 75 | 207643096
KENMORE | DLCMRBH18BAK | KENMORE | *** | *** | *** | 18000 | 19000 | 19 | 12 | 9.8 | 2 | 78 | 70 | 207643093
KEEPRITE | DLCMHBH24CAK | KEEPRITE | *** | *** | *** | 24000 | 24000 | 21.3 | 12.5 | 9.7 | 1.9 | 90 | 75 | 207643075
Durastar | DRA2U18M1B | Durastar | *** | *** | *** | 18000 | 19000 | 19 | 12 | 9.8 | 2 | 78 | 70 | 207787172
HEIL | DLCMHBH24CAK | HEIL | *** | *** | *** | 24000 | 24000 | 21.3 | 12.5 | 9.7 | 1.9 | 90 | 75 | 207643054
SMART COMFORT | DLCMRBH18BAK | SMART COMFORT | *** | *** | *** | 18000 | 19000 | 19 | 12 | 9.8 | 2 | 78 | 70 | 207643156
DAY & NIGHT | DLCMHBH24CAK | DAY & NIGHT | *** | *** | *** | 24000 | 24000 | 21.3 | 12.5 | 9.7 | 1.9 | 90 | 75 | 207643033
COMFORTMAKER | DLCMHBH24CAK | COMFORTMAKER | *** | *** | *** | 24000 | 24000 | 21.3 | 12.5 | 9.7 | 1.9 | 90 | 75 | 207643012
SLIMAIR | SHC2Z18VC2AG | SLIMAIR | *** | *** | *** | 18000 | 19000 | 19 | 12 | 9.8 | 2 | 78 | 70 | 208447949
ARCOAIRE | DLCMHBH24CAK | ARCOAIRE | *** | *** | *** | 24000 | 24000 | 21.3 | 12.5 | 9.7 | 1.9 | 90 | 75 | 207642991
NOVAIR | LEA18MZ-2P-25SK-O | NOVAIR | *** | *** | *** | 18000 | 19000 | 19 | 12 | 9.8 | 2 | 78 | 70 | 207641277
MDV | M3OJ-24HFN1-M* | MDV | *** | *** | *** | 24000 | 24000 | 21.3 | 12.5 | 9.7 | 1.9 | 90 | 75 | 207641241
KANIONco | KWSMO-18R410AIHMV | KANIONco | *** | *** | *** | 18000 | 19000 | 19 | 12 | 9.8 | 2 | 78 | 70 | 207691848
HEIL | DLCMRBH18BAK | HEIL | *** | *** | *** | 18000 | 19000 | 19 | 12 | 9.8 | 2 | 78 | 70 | 207643051
ARCOAIRE | DLCMRBH18BAK | ARCOAIRE | *** | *** | *** | 18000 | 19000 | 19 | 12 | 9.8 | 2 | 78 | 70 | 207642988
MDV | M2OA-18HFN1-M* | MDV | *** | *** | *** | 18000 | 19000 | 19 | 12 | 9.8 | 2 | 78 | 70 | 207641239
DUCANE | 4DHP2S24M-1P | DUCANE | *** | *** | *** | 24000 | 24000 | 21.3 | 12.5 | 9.7 | 1.9 | 90 | 75 | 208106846
CONCORD | 4DHP2S24M-1P | CONCORD | *** | *** | *** | 24000 | 24000 | 21.3 | 12.5 | 9.7 | 1.9 | 90 | 75 | 208106831
Armstrong Air | 4DHP2S24M-1P | Armstrong Air | *** | *** | *** | 24000 | 24000 | 21.3 | 12.5 | 9.7 | 1.9 | 90 | 75 | 208106816
AirEase | 4DHP2S24M-1P | AirEase | *** | *** | *** | 24000 | 24000 | 21.3 | 12.5 | 9.7 | 1.9 | 90 | 75 | 208106801
Allied | 4DHP2S24M-1P | Allied | *** | *** | *** | 24000 | 24000 | 21.3 | 12.5 | 9.7 | 1.9 | 90 | 75 | 208106786
MIDEA | MMCMHAQ24CA3 | MIDEA | *** | *** | *** | 24000 | 24000 | 21.3 | 12.5 | 9.7 | 1.9 | 90 | 75 | 207683475
CanAir | C28MC324H21 | CanAir | *** | *** | *** | 24000 | 24000 | 21.3 | 12.5 | 9.7 | 1.9 | 90 | 75 | 207683266
MIDEA | 38MGHBQ24CA3 | MIDEA | *** | *** | *** | 24000 | 24000 | 21.3 | 12.5 | 9.7 | 1.9 | 90 | 75 | 207642964
Weathermaker | 38MGHBQ24CA3 | Weathermaker | *** | *** | *** | 24000 | 24000 | 21.3 | 12.5 | 9.7 | 1.9 | 90 | 75 | 207642943
PAYNE | 38MGHBQ24CA3 | PAYNE | *** | *** | *** | 24000 | 24000 | 21.3 | 12.5 | 9.7 | 1.9 | 90 | 75 | 207642922
BRYANT | 38MGHBQ24CA3 | BRYANT | *** | *** | *** | 24000 | 24000 | 21.3 | 12.5 | 9.7 | 1.9 | 90 | 75 | 207642901
CARRIER | 38MGHBQ24CA3 | CARRIER | *** | *** | *** | 24000 | 24000 | 21.3 | 12.5 | 9.7 | 1.9 | 90 | 75 | 207642880
MDV | M3OJ-24HFN1-M | MDV | *** | *** | *** | 24000 | 24000 | 21.3 | 12.5 | 9.7 | 1.9 | 90 | 75 | 207617651
ACIQ | ACIQ-48Z-HH-M5B | ACIQ | *** | *** | *** | 47000 | 49000 | 20.9 | 11.7 | 8.9 | 2 | 73 | 87 | 207825586
EMI | MHMZ548DA | EMI | *** | *** | *** | 47000 | 49000 | 20.9 | 11.7 | 8.9 | 2 | 73 | 87 | 208121942
DIYCOOL | ACIQ-48Z-HH-M5B | DIYCOOL | *** | *** | *** | 47000 | 49000 | 20.9 | 11.7 | 8.9 | 2 | 73 | 87 | 207825598
C&H | CH-HPR48M-230VO | C&H | *** | *** | *** | 47000 | 49000 | 20.9 | 11.7 | 8.9 | 2 | 73 | 87 | 207742382
Breeze33 | BZ33-HYP485Z2-G2-P | Breeze33 | *** | *** | *** | 47000 | 49000 | 20.9 | 11.7 | 8.9 | 2 | 73 | 87 | 207862108
MIDEA | MMCMHAQ48EA3 | MIDEA | *** | *** | *** | 47000 | 49000 | 20.9 | 11.7 | 8.9 | 2 | 73 | 87 | 207683484
DIRECT AIR | DIRM-48HXPRO28-5Z | DIRECT AIR | *** | *** | *** | 47000 | 49000 | 20.9 | 11.7 | 8.9 | 2 | 73 | 87 | 207743795
TRUST AIR CONDITIONERS | M5H48H/O4S4P | TRUST AIR CONDITIONERS | *** | *** | *** | 47000 | 49000 | 20.9 | 11.7 | 8.9 | 2 | 73 | 87 | 208284495
CanAir | C28MC548H21 | CanAir | *** | *** | *** | 47000 | 49000 | 20.9 | 11.7 | 8.9 | 2 | 73 | 87 | 207683272
ELIOS | DEA48HOM25230X3 | ELIOS | *** | *** | *** | 47000 | 49000 | 20.9 | 11.7 | 8.9 | 2 | 73 | 87 | 207742470
MOOVAIR | DMA48HOM25230X3 | MOOVAIR | *** | *** | *** | 47000 | 49000 | 20.9 | 11.7 | 8.9 | 2 | 73 | 87 | 207742551
COMFORT-AIRE | A-VMH48PV-1 | COMFORT-AIRE | *** | *** | *** | 47000 | 49000 | 20.9 | 11.7 | 8.9 | 2 | 73 | 87 | 207657618
BOSCH | BMS500-AAM048-1CSXHC | BOSCH | *** | *** | *** | 47000 | 49000 | 20.9 | 11.7 | 8.9 | 2 | 73 | 87 | 207760043
MIDEA | 38MGHBQ48EA3 | MIDEA | *** | *** | *** | 47000 | 49000 | 20.9 | 11.7 | 8.9 | 2 | 73 | 87 | 207642973
Weathermaker | 38MGHBQ48EA3 | Weathermaker | *** | *** | *** | 47000 | 49000 | 20.9 | 11.7 | 8.9 | 2 | 73 | 87 | 207642952
1HVAC | ACIQ-48Z-HH-M5B | 1HVAC | *** | *** | *** | 47000 | 49000 | 20.9 | 11.7 | 8.9 | 2 | 73 | 87 | 207825574
PAYNE | 38MGHBQ48EA3 | PAYNE | *** | *** | *** | 47000 | 49000 | 20.9 | 11.7 | 8.9 | 2 | 73 | 87 | 207642931
KERR | A-KMH48PV-1 | KERR | *** | *** | *** | 47000 | 49000 | 20.9 | 11.7 | 8.9 | 2 | 73 | 87 | 207657607
BRYANT | 38MGHBQ48EA3 | BRYANT | *** | *** | *** | 47000 | 49000 | 20.9 | 11.7 | 8.9 | 2 | 73 | 87 | 207642910
CARRIER | 38MGHBQ48EA3 | CARRIER | *** | *** | *** | 47000 | 49000 | 20.9 | 11.7 | 8.9 | 2 | 73 | 87 | 207642889
COMFORTSTAR | CVH-48-5SH | COMFORTSTAR | *** | *** | *** | 47000 | 49000 | 20.9 | 11.7 | 8.9 | 2 | 73 | 87 | 207658985
Convectair | 8522-C48-O | Convectair | *** | *** | *** | 47000 | 49000 | 20.9 | 11.7 | 8.9 | 2 | 73 | 87 | 207590853
MDV | M5OG-48HFN1-M-[X]-20 | MDV | *** | *** | *** | 47000 | 49000 | 20.9 | 11.7 | 8.9 | 2 | 73 | 87 | 206714985
CARRIER | 38MGRBQ18BA3 | CARRIER | *** | *** | *** | 18000 | 19000 | 19 | 12 | 9.8 | 2 | 78 | 70 | 207642877
BRYANT | 38MGRBQ18BA3 | BRYANT | *** | *** | *** | 18000 | 19000 | 19 | 12 | 9.8 | 2 | 78 | 70 | 207642898
C&H | CH-18MES-230VO | C&H | *** | *** | *** | 18000 | 19000 | 19 | 12 | 9.8 | 2 | 78 | 70 | 207742362
Armstrong Air | 4DHP2S18M-1P | Armstrong Air | *** | *** | *** | 18000 | 19000 | 19 | 12 | 9.8 | 2 | 78 | 70 | 208106813
SENVILLE | SENA/18HF/MOQ | SENVILLE | *** | *** | *** | 18000 | 19000 | 19 | 12 | 9.8 | 2 | 78 | 70 | 207641330
BOSCH | BMS500-AAM018-1CSXRC | BOSCH | *** | *** | *** | 18000 | 19000 | 19 | 12 | 9.8 | 2 | 78 | 70 | 207760022
Allied | 4DHP2S18M-1P | Allied | *** | *** | *** | 18000 | 19000 | 19 | 12 | 9.8 | 2 | 78 | 70 | 208106783
DIRECT AIR | DIRM-18DA25-2Z | DIRECT AIR | *** | *** | *** | 18000 | 19000 | 19 | 12 | 9.8 | 2 | 78 | 70 | 207743774
CanAir | C28MC218H21 | CanAir | *** | *** | *** | 18000 | 19000 | 19 | 12 | 9.8 | 2 | 78 | 70 | 207683263
MOOVAIR | DMA18HOM23230X2 | MOOVAIR | *** | *** | *** | 18000 | 19000 | 19 | 12 | 9.8 | 2 | 78 | 70 | 207742530
AC PRO.COM | A2OA-18HFN1-M | AC PRO.COM | *** | *** | *** | 18000 | 19000 | 19 | 12 | 9.8 | 2 | 78 | 70 | 207827125
AirEase | 4DHP2S18M-1P | AirEase | *** | *** | *** | 18000 | 19000 | 19 | 12 | 9.8 | 2 | 78 | 70 | 208106798
LENNOX | MPC018S4M-1P | LENNOX | *** | *** | *** | 18000 | 19000 | 19 | 12 | 9.8 | 2 | 78 | 70 | 207768722
MRCOOL | MULTI2-18HP230B | MRCOOL | *** | *** | *** | 18000 | 19000 | 19 | 12 | 9.8 | 2 | 78 | 70 | 208552830
MIDEA | MMCMRAQ18BA3 | MIDEA | *** | *** | *** | 18000 | 19000 | 19 | 12 | 9.8 | 2 | 78 | 70 | 207683472
SUNCHILLERS | M18ODU-UL2P | SUNCHILLERS | *** | *** | *** | 18000 | 19000 | 19 | 12 | 9.8 | 2 | 78 | 70 | 207804199
CONCORD | 4DHP2S18M-1P | CONCORD | *** | *** | *** | 18000 | 19000 | 19 | 12 | 9.8 | 2 | 78 | 70 | 208106828
MIDEA | 38MGRBQ18BA3 | MIDEA | *** | *** | *** | 18000 | 19000 | 19 | 12 | 9.8 | 2 | 78 | 70 | 207642961
Alsetria | M2OA-18HFN1-M | Alsetria | *** | *** | *** | 18000 | 19000 | 19 | 12 | 9.8 | 2 | 78 | 70 | 208121906
TRUST AIR CONDITIONERS | M2S18H/O4S4P | TRUST AIR CONDITIONERS | *** | *** | *** | 18000 | 19000 | 19 | 12 | 9.8 | 2 | 78 | 70 | 208284474
COMFORTSTAR | CMZ-18-2Z | COMFORTSTAR | *** | *** | *** | 18000 | 19000 | 19 | 12 | 9.8 | 2 | 78 | 70 | 207658965
Breeze33 | BZ33-HP182Z2-G2-P | Breeze33 | *** | *** | *** | 18000 | 19000 | 19 | 12 | 9.8 | 2 | 78 | 70 | 207862087
Weathermaker | 38MGRBQ18BA3 | Weathermaker | *** | *** | *** | 18000 | 19000 | 19 | 12 | 9.8 | 2 | 78 | 70 | 207642940
PAYNE | 38MGRBQ18BA3 | PAYNE | *** | *** | *** | 18000 | 19000 | 19 | 12 | 9.8 | 2 | 78 | 70 | 207642919
DUCANE | 4DHP2S18M-1P | DUCANE | *** | *** | *** | 18000 | 19000 | 19 | 12 | 9.8 | 2 | 78 | 70 | 208106843
ELIOS | DEA18HOM23230X2 | ELIOS | *** | *** | *** | 18000 | 19000 | 19 | 12 | 9.8 | 2 | 78 | 70 | 207742473
ECO-AIR | M2OA-18HFN1-M | ECO-AIR | *** | *** | *** | 18000 | 19000 | 19 | 12 | 9.8 | 2 | 78 | 70 | 208121869
MDV | M2OA-18HFN1-M | MDV | *** | *** | *** | 18000 | 19000 | 19 | 12 | 9.8 | 2 | 78 | 70 | 206714980
TRUST AIR CONDITIONERS | M2H18H/O4S4P | TRUST AIR CONDITIONERS | *** | *** | *** | 19000 | 20000 | 19 | 12 | 9.3 | 1.85 | 80 | 95 | 208284486
EMI | MHMZ218DA | EMI | *** | *** | *** | 19000 | 20000 | 19 | 12 | 9.3 | 1.85 | 80 | 95 | 208121933
Breeze33 | BZ33-HYP182Z2-G2-P | Breeze33 | *** | *** | *** | 19000 | 20000 | 19 | 12 | 9.3 | 1.85 | 80 | 95 | 207862099
DIYCOOL | ACIQ-18Z-HH-M2B | DIYCOOL | *** | *** | *** | 19000 | 20000 | 19 | 12 | 9.3 | 1.85 | 80 | 95 | 207825589
ACIQ | ACIQ-18Z-HH-M2B | ACIQ | *** | *** | *** | 19000 | 20000 | 19 | 12 | 9.3 | 1.85 | 80 | 95 | 207825577
1HVAC | ACIQ-18Z-HH-M2B | 1HVAC | *** | *** | *** | 19000 | 20000 | 19 | 12 | 9.3 | 1.85 | 80 | 95 | 207825565
LENNOX | MLB018S4M-1P | LENNOX | *** | *** | *** | 19000 | 20000 | 19 | 12 | 9.3 | 1.85 | 80 | 95 | 207768728
BOSCH | BMS500-AAM018-1CSXHC | BOSCH | *** | *** | *** | 19000 | 20000 | 19 | 12 | 9.3 | 1.85 | 80 | 95 | 207760034
DIRECT AIR | DIRM-18HXPRO28-2Z | DIRECT AIR | *** | *** | *** | 19000 | 20000 | 19 | 12 | 9.3 | 1.85 | 80 | 95 | 207743786
MOOVAIR | DMA18HOM25230X3 | MOOVAIR | *** | *** | *** | 19000 | 20000 | 19 | 12 | 9.3 | 1.85 | 80 | 95 | 207742542
ELIOS | DEA18HOM25230X3 | ELIOS | *** | *** | *** | 19000 | 20000 | 19 | 12 | 9.3 | 1.85 | 80 | 95 | 207742461
C&H | CH-HPR19M-230VO | C&H | *** | *** | *** | 19000 | 20000 | 19 | 12 | 9.3 | 1.85 | 80 | 95 | 207742374
COMFORTSTAR | CVH-18-2SH | COMFORTSTAR | *** | *** | *** | 19000 | 20000 | 19 | 12 | 9.3 | 1.85 | 80 | 95 | 207658977
COMFORT-AIRE | A-VMH18DV-1 | COMFORT-AIRE | *** | *** | *** | 19000 | 20000 | 19 | 12 | 9.3 | 1.85 | 80 | 95 | 207657609
KERR | A-KMH18DV-1 | KERR | *** | *** | *** | 19000 | 20000 | 19 | 12 | 9.3 | 1.85 | 80 | 95 | 207657598
Convectair | 8222-C18-O | Convectair | *** | *** | *** | 19000 | 20000 | 19 | 12 | 9.3 | 1.85 | 80 | 95 | 207590847
FRANKLIN | MST183E23MHAA | FRANKLIN | *** | *** | *** | 19000 | 20000 | 19 | 12 | 9.3 | 1.85 | 80 | 95 | 206764069
MDV | M2OI-18HFN1-M | MDV | *** | *** | *** | 19000 | 20000 | 19 | 12 | 9.3 | 1.85 | 80 | 95 | 206714974
TOSHIBA CARRIER | MCY-MAP0607HS-UL* | TOSHIBA CARRIER | *** | *** | *** | 60000 | 66000 | 18.4 | 10.3 | 9.8 | 2.2 | 69 | 70 | 213350251
TOSHIBA CARRIER | MCY-MAP0367HS-UL* | TOSHIBA CARRIER | *** | *** | *** | 36000 | 40000 | 20.1 | 12.1 | 10.9 | 2.7 | 83 | 71 | 213350253
TOSHIBA CARRIER | MCY-MAP0487HS-UL* | TOSHIBA CARRIER | *** | *** | *** | 48000 | 54000 | 17.9 | 11.7 | 10 | 2.5 | 80 | 72 | 213350254
TOSHIBA CARRIER | MCY-MAP0607HS-UL* | TOSHIBA CARRIER ¦ TOSHIBA CARRIER | MMD-UP0151BHP-UL ¦ MMU-UP0151HP-UL |  |  | 60000 | 66000 | 20.75 | 11.3 | 10.2 | 2.3 | 70 | 70 | 213350256
Convectair | 8522-C48-O | Convectair ¦ Convectair | 8028-C09-I ¦ MTIU-09HWFN1-M |  |  | 47500 | 49000 | 21.35 | 11.7 | 9.35 | 2 | 73 | 89 | 207590854
MDV | M4OI-36HFN1-M | MDV ¦ MDV | CS11M-09HRFN1-MX0W(A) ¦ MTIU-09HWFN1-M |  |  | 36000 | 37000 | 20.6 | 12.65 | 10.15 | 1.8 | 92 | 93 | 207641231
Relief Sciences | LANG36OD35-4 | Relief Sciences ¦ Relief Sciences | LANG09ID-25 ¦ MTIU-09HWFN1-M |  |  | 36000 | 37000 | 19.5 | 12.1 | 9.85 | 1.8 | 95 | 93 | 212615021
ACIQ | ACIQ-48Z-HH-M5B | ACIQ ¦ ACIQ | ACIQ-09W-HH-MB ¦ ACIQ-09CD-HH-MB |  |  | 47500 | 49000 | 21.35 | 11.7 | 9.35 | 2 | 73 | 89 | 207825587
COMFORTMAKER | DLCMHBH36DAK | COMFORTMAKER ¦ COMFORTMAKER | DLFSHAH09XAK ¦ DLFSDAH09XAK |  |  | 36000 | 37000 | 19.5 | 12.1 | 9.85 | 1.8 | 95 | 93 | 207643025
BOSCH | BMS500-AAM048-1CSXHC | BOSCH ¦ BOSCH | BMS500-AAU009-1AHDXB ¦ BMS500-AAU009-1AHDXB |  |  | 47500 | 49000 | 21.35 | 11.7 | 9.35 | 2 | 73 | 89 | 207760044
LPS Legacy | DLCMHBH36DAK | LPS Legacy ¦ LPS Legacy | DLFSHBH09XAK ¦ DLFSDAH09XAK |  |  | 36000 | 37000 | 19.5 | 12.1 | 9.85 | 1.8 | 95 | 93 | 211756610
Bladex | B50G-48SPHP1* | Bladex ¦ Bladex | MSEPB-09HRFN1-MY5W(GA) ¦ MTIU-09HWFN1-M |  |  | 47500 | 49000 | 21.35 | 11.7 | 9.35 | 2 | 73 | 89 | 214232428
AIRQUEST | DLCMHBH36DAK | AIRQUEST ¦ AIRQUEST | DLFSHAH09XAK ¦ DLFSDAH09XAK |  |  | 36000 | 37000 | 19.5 | 12.1 | 9.85 | 1.8 | 95 | 93 | 207643193
CARRIER | 38MGHBQ48EA3 | CARRIER ¦ CARRIER | DHMSHAQ09XA3 ¦ 40MBDQ09---3 |  |  | 47500 | 49000 | 21.35 | 11.7 | 9.35 | 2 | 73 | 89 | 207642890
MIDEA | MMCMHAQ48EA3 | MIDEA ¦ MIDEA | DHMSHAQ09XA3 ¦ 40MBDQ09---3 |  |  | 47500 | 49000 | 21.35 | 11.7 | 9.35 | 2 | 73 | 89 | 207683485
SLIMAIR | SHC4Z36VE2AG | SLIMAIR ¦ SLIMAIR | SHM09VE2AG ¦ MTIU-09HWFN1-M |  |  | 36000 | 37000 | 19.5 | 12.1 | 9.85 | 1.8 | 95 | 93 | 213886046
Cooper&Hunter | CH-HPR48M-230VO | Cooper&Hunter ¦ Cooper&Hunter | CH-09DKT230VI ¦ CH-09LCDTU/I |  |  | 47500 | 49000 | 21.35 | 11.7 | 9.35 | 2 | 73 | 89 | 210799638
TRUST AIR CONDITIONERS | M5H48H/O4S4P | TRUST AIR CONDITIONERS ¦ TRUST AIR CONDITIONERS | IUMDL09H/I43P ¦ IS09H/I4S41P |  |  | 47500 | 49000 | 21.35 | 11.7 | 9.35 | 2 | 73 | 89 | 208284496
MDV | M4OI-36HFN1-M* | MDV ¦ MDV | CS11M-09HRFN1-MX0W(A) ¦ MTIU-09HWFN1-M |  |  | 36000 | 37000 | 19.5 | 12.1 | 9.85 | 1.8 | 95 | 93 | 207641249
COMFORTSTAR | CVH-48-5SH | COMFORTSTAR ¦ COMFORTSTAR | CPA-09B ¦ CXH009CD(I) |  |  | 47500 | 49000 | 21.35 | 11.7 | 9.35 | 2 | 73 | 89 | 207658986
MDV | M4OI-36HFN1-M-L | MDV ¦ MDV | CS11M-09HRFN1-MX0W(A) ¦ MTIU-09HWFN1-M |  |  | 36000 | 37000 | 20.5 | 12.65 | 10.15 | 1.8 | 92 | 93 | 210644067
LENNOX | MLB036S4M-1P | LENNOX ¦ LENNOX | MMDB009S4-2P ¦ MWMA009S4-3P |  |  | 36000 | 37000 | 20.5 | 12.65 | 10.15 | 1.8 | 92 | 93 | 207699106
CanAir | C28MC548H21 | CanAir ¦ CanAir | C23SEH09H21 ¦ MTIU-09HWFN1-M |  |  | 47500 | 49000 | 21.35 | 11.7 | 9.35 | 2 | 73 | 89 | 207683273
MOOVAIR | DMA48HOM25230X3 | MOOVAIR ¦ MOOVAIR | DE09HIW23230E3 ¦ DM09HIW23230E3 |  |  | 47500 | 49000 | 21.35 | 11.7 | 9.35 | 2 | 73 | 89 | 207742552
AirEase | 4DHP2S48M-1P | AirEase ¦ AirEase | DWM109S4-2P ¦ DMD209S4-1P |  |  | 47500 | 49000 | 21.35 | 11.7 | 9.35 | 2 | 73 | 89 | 208106811
MDV | M5OG-48HFN1-M-[X]-20 | MDV ¦ MDV | CS11M-09HRFN1-MX0W(A) ¦ MTIU-09HWFN1-M |  |  | 47500 | 49000 | 21.35 | 11.7 | 9.35 | 2 | 73 | 89 | 206716993
CONCORD | 4DHP2S48M-1P | CONCORD ¦ CONCORD | DWM109S4-2P ¦ DMD209S4-1P |  |  | 47500 | 49000 | 21.35 | 11.7 | 9.35 | 2 | 73 | 89 | 208106841
Allied | 4DHP2S48M-1P | Allied ¦ Allied | DWM109S4-2P ¦ DMD209S4-1P |  |  | 47500 | 49000 | 21.35 | 11.7 | 9.35 | 2 | 73 | 89 | 208106796
Armstrong Air | 4DHP2S48M-1P | Armstrong Air ¦ Armstrong Air | DWM109S4-2P ¦ DMD209S4-1P |  |  | 47500 | 49000 | 21.35 | 11.7 | 9.35 | 2 | 73 | 89 | 208106826
LENNOX | MLB048S4M-2P | LENNOX ¦ LENNOX | MMDB009S4-2P ¦ MWMA009S4-3P |  |  | 47500 | 49000 | 21.35 | 11.7 | 9.35 | 2 | 73 | 89 | 207699109
DUCANE | 4DHP2S48M-1P | DUCANE ¦ DUCANE | DWM109S4-2P ¦ DMD209S4-1P |  |  | 47500 | 49000 | 21.35 | 11.7 | 9.35 | 2 | 73 | 89 | 208106856
MDV | M5OG-48HFN1-M-[X]-20-L | MDV ¦ MDV | CS11M-09HRFN1-MX0W(A) ¦ MTIU-09HWFN1-M |  |  | 47500 | 49000 | 21.35 | 11.7 | 9.35 | 2 | 73 | 89 | 207658621
BOSCH | BMS500-AAM018-1CSXHC | BOSCH ¦ BOSCH | BMS500-AAU009-1AHDXB ¦ BMS500-AAU009-1AHDXB |  |  | 19000 | 20000 | 20.5 | 12.25 | 9.55 | 1.88 | 78 | 97 | 207760035
FRANKLIN | MST183F25MHAA | FRANKLIN ¦ FRANKLIN | MSH093F25AXAA ¦ MTIU-09HWFN1-M |  |  | 19000 | 20000 | 20.5 | 12.25 | 9.55 | 1.88 | 78 | 97 | 214383441
TRUST AIR CONDITIONERS | M2H18H/O4S4P | TRUST AIR CONDITIONERS ¦ TRUST AIR CONDITIONERS | IUMDL09H/I43P ¦ IS09H/I4S41P |  |  | 19000 | 20000 | 20.5 | 12.25 | 9.55 | 1.88 | 78 | 97 | 208284487
DIRECT AIR | DIRM-18HXPRO28-2Z | DIRECT AIR ¦ DIRECT AIR | DIRM-09HP-WM ¦ DIRM-09HP-DUH |  |  | 19000 | 20000 | 20.5 | 12.25 | 9.55 | 1.88 | 78 | 97 | 207743787
NOVAIR | LEA20MZ-2P-35SK-O* | NOVAIR ¦ NOVAIR | 2LEA09UUSK-I ¦ MTIU-09HWFN1-M |  |  | 19000 | 20000 | 20.5 | 12.25 | 9.55 | 1.88 | 78 | 97 | 212920681
1HVAC | ACIQ-18Z-HH-M2B | 1HVAC ¦ 1HVAC | ACIQ-09W-HH-MB ¦ ACIQ-09CD-HH-MB |  |  | 19000 | 20000 | 20.5 | 12.25 | 9.55 | 1.88 | 78 | 97 | 207825566
EMI | MHMZ218DA | EMI ¦ EMI | MHWAL09DA ¦ DHWAL09DA |  |  | 19000 | 20000 | 20.5 | 12.25 | 9.55 | 1.88 | 78 | 97 | 208121934
COMFORT-AIRE | A-VMH18DV-1 | COMFORT-AIRE ¦ COMFORT-AIRE | B-VMH09SV-1 ¦ B-VMH09DU-1 |  |  | 19000 | 20000 | 20.5 | 12.25 | 9.55 | 1.88 | 78 | 97 | 207657611
Custom Comfort | CCOXHAMZ218HP | Custom Comfort ¦ Custom Comfort | CCOXHASD09 ¦ CCOXHAWM09 |  |  | 19000 | 20000 | 20.5 | 12.25 | 9.55 | 1.88 | 78 | 97 | 212365435
Breeze33 | BZ33-HYP182Z2-G2-P | Breeze33 ¦ Breeze33 | BZ33-DIDU9 ¦ BZ33-HYP09WALL2 |  |  | 19000 | 20000 | 20.5 | 12.25 | 9.55 | 1.88 | 78 | 97 | 207862100
MOOVAIR | DMA18HOM25230X3 | MOOVAIR ¦ MOOVAIR | DE09HIW23230E3 ¦ DM09HIW23230E3 |  |  | 19000 | 20000 | 20.5 | 12.25 | 9.55 | 1.88 | 78 | 97 | 207742543
Cooper&Hunter | CH-HPR19M-230VO | Cooper&Hunter ¦ Cooper&Hunter | CH-09DKT230VI ¦ CH-09LCDTU/I |  |  | 19000 | 20000 | 20.5 | 12.25 | 9.55 | 1.88 | 78 | 97 | 210799630
Bladex | B20I-18SPHP1* | Bladex ¦ Bladex | MSEPB-09HRFN1-MY5W(GA) ¦ MTIU-09HWFN1-M |  |  | 19000 | 20000 | 20.5 | 12.25 | 9.55 | 1.88 | 78 | 97 | 214232413
KERR | A-KMH18DV-1 | KERR ¦ KERR | B-KMH09SV-1 ¦ B-KMH09DU-1 |  |  | 19000 | 20000 | 20.5 | 12.25 | 9.55 | 1.88 | 78 | 97 | 207657600
Convectair | 8222-C18-O | Convectair ¦ Convectair | 8028-C09-I ¦ MTIU-09HWFN1-M |  |  | 19000 | 20000 | 20.5 | 12.25 | 9.55 | 1.88 | 78 | 97 | 207590848
CENTURY | A-VMH18DV-1 | CENTURY ¦ CENTURY | B-VMH09SV-1 ¦ B-VMH09DU-1 |  |  | 19000 | 20000 | 20.5 | 12.25 | 9.55 | 1.88 | 78 | 97 | 212940822
CanAir | C28MC218H22 | CanAir ¦ CanAir | C28SEH09H21 ¦ C28SEH09H21 |  |  | 19000 | 20000 | 20.5 | 12.25 | 9.55 | 1.88 | 78 | 97 | 213479412
ECO AC | EMH-2O18BBH | ECO AC ¦ ECO AC | MSAG11B-09HRFN1-MX7W(GA) ¦ EHH-D09BA |  |  | 19000 | 20000 | 19.75 | 12.25 | 9.15 | 1.83 | 74 | 93 | 210586153
ELIOS | DEA18HOM25230X3 | ELIOS ¦ ELIOS | DE09HIW23230E3 ¦ DM09HIW23230E3 |  |  | 19000 | 20000 | 20.5 | 12.25 | 9.55 | 1.88 | 78 | 97 | 207742462
PERFECTAIRE | 3PAMS18-HH-MZO2 | PERFECTAIRE ¦ PERFECTAIRE | 1PAMSHH09-SZW-25 ¦ 2PAMSDH09 |  |  | 19000 | 20000 | 19.75 | 12.25 | 9.15 | 1.83 | 74 | 93 | 207657337
ACIQ | ACIQ-18Z-HH-M2B | ACIQ ¦ ACIQ | ACIQ-09W-HH-MB ¦ ACIQ-09CD-HH-MB |  |  | 19000 | 20000 | 20.5 | 12.25 | 9.55 | 1.88 | 78 | 97 | 207825578
SLIMAIR | SHC2Z18VE2AG | SLIMAIR ¦ SLIMAIR | SHM09VE2AG ¦ MTIU-09HWFN1-M |  |  | 19000 | 20000 | 19.75 | 12.25 | 9.15 | 1.83 | 74 | 93 | 213886040
Kepler | ODUM2OI-18HFN1-M | Kepler ¦ Kepler | IDUMSEPB-09HRFN1MY5W(GA) ¦ IDUMTIU-09HWFN1-M |  |  | 19000 | 20000 | 20.5 | 12.25 | 9.55 | 1.88 | 78 | 97 | 214377778
TEMP SHIFT | TSM2OI18HFN1M | TEMP SHIFT ¦ TEMP SHIFT | TSMSAG11B09HRFN1MX7W(GA) ¦ TSMTIU09HWFN1M |  |  | 19000 | 20000 | 19.75 | 12.25 | 9.15 | 1.83 | 74 | 93 | 213479391
ECO AIR | M2OI-18HFN1-M | ECO AIR ¦ ECO AIR | MSEPB-09HRFN1-MY5W(GA) ¦ MTIU-09HWFN1-M |  |  | 19000 | 20000 | 20.5 | 12.25 | 9.55 | 1.88 | 78 | 97 | 209319640
Wells | WMCA-18HFMO | Wells ¦ Wells | WMA-09HFMD ¦ WSA-09HFMI |  |  | 19000 | 20000 | 19.75 | 12.25 | 9.15 | 1.83 | 74 | 93 | 213286777
DIYCOOL | ACIQ-18Z-HH-M2B | DIYCOOL ¦ DIYCOOL | ACIQ-09W-HH-MB ¦ ACIQ-09CD-HH-MB |  |  | 19000 | 20000 | 20.5 | 12.25 | 9.55 | 1.88 | 78 | 97 | 207825590
Durastar | DRA2H18M1A | Durastar ¦ Durastar | DRAW09F1A ¦ DRAD09F1A |  |  | 19000 | 20000 | 19.75 | 12.25 | 9.15 | 1.83 | 74 | 93 | 210568213
SENVILLE | SENA-18HF-MOB | SENVILLE ¦ SENVILLE | SENA/09HF/ID ¦ SENA/09HF/IQ |  |  | 19000 | 20000 | 20.5 | 12.25 | 9.55 | 1.88 | 78 | 97 | 213732652
SEA BREEZE+ | HMZ18H424ZMO | SEA BREEZE+ ¦ SEA BREEZE+ | WM9H424ZMI ¦ D9H424ZMI |  |  | 19000 | 20000 | 19.75 | 12.25 | 9.15 | 1.83 | 74 | 93 | 208816894
FRANKLIN | MST183E23MHAA | FRANKLIN ¦ FRANKLIN | MST093E21ADAA ¦ MSH093E23AXAA |  |  | 19000 | 20000 | 20.5 | 12.25 | 9.55 | 1.88 | 78 | 97 | 206764070
LBG Products | LMUHB18DO | LBG Products ¦ LBG Products | LBHB09DUI ¦ LMHB09DFI |  |  | 19000 | 20000 | 19.75 | 12.25 | 9.15 | 1.83 | 74 | 93 | 207641318
PolarWave | ACIQ-18Z-HH-M2B | PolarWave ¦ PolarWave | ACIQ-09CD-HH-MB ¦ ACIQ-09W-HH-MB |  |  | 19000 | 20000 | 20.5 | 12.25 | 9.55 | 1.88 | 78 | 97 | 212316087
Conforto | MHMZ218DA | Conforto ¦ Conforto | MHWAL09DA ¦ DHWAL09DA |  |  | 19000 | 20000 | 20.5 | 12.25 | 9.55 | 1.88 | 78 | 97 | 210605812
GOODMAN | MST183G22MHAA | GOODMAN ¦ GOODMAN | MSAG11B-09HRFN1-MX7W(GA) ¦ MTIU-09HWFN1-M |  |  | 19000 | 20000 | 19.75 | 12.25 | 9.15 | 1.83 | 74 | 93 | 214438127
Bladex | B20I-18SPHP1 | Bladex ¦ Bladex | BWM11B-09HWIU ¦ MTIU-09HWFN1-M |  |  | 19000 | 20000 | 19.75 | 12.25 | 9.15 | 1.83 | 74 | 93 | 212920650
C&H | CH-HPR19M-230VO | C&H ¦ C&H | CH-09DKT230VI ¦ CH-09LCDTU/I |  |  | 19000 | 20000 | 20.5 | 12.25 | 9.55 | 1.88 | 78 | 97 | 207742375
DIYCOOL | ACIQ-36Z-HH-M4B | DIYCOOL ¦ DIYCOOL | ACIQ-09W-HH-MB ¦ ACIQ-09CD-HH-MB |  |  | 36000 | 37000 | 20.6 | 12.65 | 10.15 | 1.8 | 92 | 93 | 207825596
ICONIC AIR SOLUTION | ICMZ18BK | ICONIC AIR SOLUTION ¦ ICONIC AIR SOLUTION | IFOD09IK ¦ IFOD09IK |  |  | 19000 | 20000 | 19.75 | 12.25 | 9.15 | 1.83 | 74 | 93 | 214389523
STEALTH | ACIQ-18Z-HH-M2B | STEALTH ¦ STEALTH | ACIQ-09CD-HH-MB ¦ ACIQ-09W-HH-MB |  |  | 19000 | 20000 | 20.5 | 12.25 | 9.55 | 1.88 | 78 | 97 | 212316173
ECO AIR | M4OI-36HFN1-M | ECO AIR ¦ ECO AIR | MSEPB-09HRFN1-MY5W(GA) ¦ MTIU-09HWFN1-M |  |  | 36000 | 37000 | 20.6 | 12.65 | 10.15 | 1.8 | 92 | 93 | 209319646
BLUERIDGE | BMM18HHC | BLUERIDGE ¦ BLUERIDGE | BM09M22WM ¦ MTIU-09HWFN1-M |  |  | 19000 | 20000 | 19.75 | 12.25 | 9.15 | 1.83 | 74 | 93 | 207641293
COMFORTSTAR | CVH-18-2SH | COMFORTSTAR ¦ COMFORTSTAR | CPA-09B ¦ CXH009CD(I) |  |  | 19000 | 20000 | 20.5 | 12.25 | 9.55 | 1.88 | 78 | 97 | 207658978
COMFORTSTAR | CVH-36-4SH | COMFORTSTAR ¦ COMFORTSTAR | CPA-09B ¦ CXH009CD(I) |  |  | 36000 | 37000 | 20.6 | 12.65 | 10.15 | 1.8 | 92 | 93 | 207658987
CTMorley | MOU-2A18H-2 | CTMorley ¦ CTMorley | MIU-A09D-2 ¦ MIU-A09W-2 |  |  | 19000 | 20000 | 19.75 | 12.25 | 9.15 | 1.83 | 74 | 93 | 210288142
COMFORT-AIRE | A-VMH36QV-1 | COMFORT-AIRE ¦ COMFORT-AIRE | B-VMH09SV-1 ¦ B-VMH09DU-1 |  |  | 36000 | 37000 | 20.6 | 12.65 | 10.15 | 1.8 | 92 | 93 | 207657620
Relief Sciences | LANG18OD35-2 | Relief Sciences ¦ Relief Sciences | LANG09ID-25 ¦ MTIU-09HWFN1-M |  |  | 19000 | 20000 | 19.75 | 12.25 | 9.15 | 1.83 | 74 | 93 | 212615020
Weathermaker | 38MGHBQ36DA3 | Weathermaker ¦ Weathermaker | DHMSHAQ09XA3 ¦ 40MBDQ09---3 |  |  | 36000 | 37000 | 20.6 | 12.65 | 10.15 | 1.8 | 92 | 93 | 207642956
CARRIER | 38MGHBQ24CA3 | CARRIER ¦ CARRIER | DHMSHAQ09XA3 ¦ 40MBDQ09---3 |  |  | 24000 | 24400 | 22.95 | 12.95 | 9.85 | 1.9 | 86 | 75 | 207642881
NOVAIR | LEA20MZ-2P-35SK-O | NOVAIR ¦ NOVAIR | 09EVONVI ¦ MTIU-09HWFN1-M |  |  | 19000 | 20000 | 19.75 | 12.25 | 9.15 | 1.83 | 74 | 93 | 209416886
KERR | A-KMH36QV-1 | KERR ¦ KERR | B-KMH09SV-1 ¦ B-KMH09DU-1 |  |  | 36000 | 37000 | 20.6 | 12.65 | 10.15 | 1.8 | 92 | 93 | 207657621
MDV | M2OI-18HFN1-M | MDV ¦ MDV | CS11M-09HRFN1-MX0W(A) ¦ MTIU-09HWFN1-M |  |  | 19000 | 20000 | 20.5 | 12.25 | 9.55 | 1.88 | 78 | 97 | 206716988
Orient Care | OUM18M410AGH30 | Orient Care ¦ Orient Care | MSAG11B-09HRFN1-MX7W(GA) ¦ MTIU-09HWFN1-M |  |  | 19000 | 20000 | 19.75 | 12.25 | 9.15 | 1.83 | 74 | 93 | 212920526
THERMOCORE SYSTEMS | T423D-H224-C | THERMOCORE SYSTEMS ¦ THERMOCORE SYSTEMS | T3-OS209-EW ¦ MTIU-09HWFN1-M |  |  | 24000 | 24400 | 22.95 | 12.95 | 9.85 | 1.9 | 86 | 75 | 209549028
Multi MFG | 36MPC4-HH-A | Multi MFG ¦ Multi MFG | MSEPB-09HRFN1-MY5W(GA) ¦ MTIU-09HWFN1-M |  |  | 36000 | 37000 | 20.6 | 12.65 | 10.15 | 1.8 | 92 | 93 | 214232440
DUCANE | 4DHP2S24M-1P | DUCANE ¦ DUCANE | DWM109S4-2P ¦ DMD209S4-1P |  |  | 24000 | 24400 | 22.95 | 12.95 | 9.85 | 1.9 | 86 | 75 | 208106847
AI AIR CONDITIONING | A2MO22-18N1-M1H | AI AIR CONDITIONING ¦ AI AIR CONDITIONING | MSAG11B-09HRFN1-MX7W(GA) ¦ MTIU-09HWFN1-M |  |  | 19000 | 20000 | 19.75 | 12.25 | 9.15 | 1.83 | 74 | 93 | 213769954
BRYANT | 38MGHBQ24CA3 | BRYANT ¦ BRYANT | DHMSHAQ09XA3 ¦ 40MBDQ09---3 |  |  | 24000 | 24400 | 22.95 | 12.95 | 9.85 | 1.9 | 86 | 75 | 207642902
Mitsutomo | HO-MD18-AB-Q | Mitsutomo ¦ Mitsutomo | HW-UZ09-AB-Q ¦ MTIU-09HWFN1-M |  |  | 19000 | 20000 | 19.75 | 12.25 | 9.15 | 1.83 | 74 | 93 | 211306403
Kepler | ODUM4OI-36HFN1-M | Kepler ¦ Kepler | IDUMSEPB-09HRFN1MY5W(GA) ¦ IDUMTIU-09HWFN1-M |  |  | 36000 | 37000 | 20.6 | 12.65 | 10.15 | 1.8 | 92 | 93 | 214377784
AirEase | 4DHP2S24M-1P | AirEase ¦ AirEase | DWM109S4-2P ¦ DMD209S4-1P |  |  | 24000 | 24400 | 22.95 | 12.95 | 9.85 | 1.9 | 86 | 75 | 208106802
Cooper&Hunter | CH-HPR36M-230VO | Cooper&Hunter ¦ Cooper&Hunter | CH-09DKT230VI ¦ CH-09LCDTU/I |  |  | 36000 | 37000 | 20.6 | 12.65 | 10.15 | 1.8 | 92 | 93 | 210799639
MDV | M2OI-18HFN1-M* | MDV ¦ MDV | CS11M-09HRFN1-MX0W(A) ¦ MTIU-09HWFN1-M |  |  | 19000 | 20000 | 19.75 | 12.25 | 9.15 | 1.83 | 74 | 93 | 207641257
MIDEA | MMCMHAQ24CA3 | MIDEA ¦ MIDEA | DHMSHAQ09XA3 ¦ 40MBDQ09---3 |  |  | 24000 | 24400 | 22.95 | 12.95 | 9.85 | 1.9 | 86 | 75 | 207683476
NOVAIR | LEA36MZ-4P-35SK-O* | NOVAIR ¦ NOVAIR | 2LEA09UUSK-I ¦ MTIU-09HWFN1-M |  |  | 36000 | 37000 | 20.6 | 12.65 | 10.15 | 1.8 | 92 | 93 | 212920684
Allied | 4DHP2S24M-1P | Allied ¦ Allied | DWM109S4-2P ¦ DMD209S4-1P |  |  | 24000 | 24400 | 22.95 | 12.95 | 9.85 | 1.9 | 86 | 75 | 208106787
Custom Comfort | CCOXHAMZ436HP | Custom Comfort ¦ Custom Comfort | CCOXHASD09 ¦ CCOXHAWM09 |  |  | 36000 | 37000 | 20.6 | 12.65 | 10.15 | 1.8 | 92 | 93 | 212365438
LENNOX | MLB018S4M-1P | LENNOX ¦ LENNOX | MMDB009S4-2P ¦ MWMA009S4-3P |  |  | 19000 | 20000 | 20.35 | 12.25 | 9.55 | 1.88 | 78 | 97 | 207768729
Armstrong Air | 4DHP2S24M-1P | Armstrong Air ¦ Armstrong Air | DWM109S4-2P ¦ DMD209S4-1P |  |  | 24000 | 24400 | 22.95 | 12.95 | 9.85 | 1.9 | 86 | 75 | 208106817
ACIQ | ACIQ-36Z-HH-M4B | ACIQ ¦ ACIQ | ACIQ-09W-HH-MB ¦ ACIQ-09CD-HH-MB |  |  | 36000 | 37000 | 20.6 | 12.65 | 10.15 | 1.8 | 92 | 93 | 207825584
MDV | M2OI-18HFN1-M-L | MDV ¦ MDV | CS11M-09HRFN1-MX0W(A) ¦ MTIU-09HWFN1-M |  |  | 19000 | 20000 | 20.35 | 12.25 | 9.55 | 1.88 | 78 | 97 | 210644066
BRYANT | 38MGHBQ36DA3 | BRYANT ¦ BRYANT | DHMSHAQ09XA3 ¦ 40MBDQ09---3 |  |  | 36000 | 37000 | 20.6 | 12.65 | 10.15 | 1.8 | 92 | 93 | 207642914
Weathermaker | 38MGHBQ24CA3 | Weathermaker ¦ Weathermaker | DHMSHAQ09XA3 ¦ 40MBDQ09---3 |  |  | 24000 | 24400 | 22.95 | 12.95 | 9.85 | 1.9 | 86 | 75 | 207642944
EMI | MHMZ436DA | EMI ¦ EMI | MHWAL09DA ¦ DHWAL09DA |  |  | 36000 | 37000 | 20.6 | 12.65 | 10.15 | 1.8 | 92 | 93 | 208121940
ECO AIR | M5OG-48HFN1-M-[X] | ECO AIR ¦ ECO AIR | MSEPB-09HRFN1-MY5W(GA) ¦ MTIU-09HWFN1-M |  |  | 47500 | 49000 | 21.35 | 11.7 | 9.35 | 2 | 73 | 89 | 209319649
PAYNE | 38MGHBQ24CA3 | PAYNE ¦ PAYNE | DHMSHAQ09XA3 ¦ 40MBDQ09---3 |  |  | 24000 | 24400 | 22.95 | 12.95 | 9.85 | 1.9 | 86 | 75 | 207642923
PolarWave | ACIQ-36Z-HH-M4B | PolarWave ¦ PolarWave | ACIQ-09CD-HH-MB ¦ ACIQ-09W-HH-MB |  |  | 36000 | 37000 | 20.6 | 12.65 | 10.15 | 1.8 | 92 | 93 | 212316093
Weathermaker | 38MGHBQ48EA3 | Weathermaker ¦ Weathermaker | DHMSHAQ09XA3 ¦ 40MBDQ09---3 |  |  | 47500 | 49000 | 21.35 | 11.7 | 9.35 | 2 | 73 | 89 | 207642953
CONCORD | 4DHP2S24M-1P | CONCORD ¦ CONCORD | DWM109S4-2P ¦ DMD209S4-1P |  |  | 24000 | 24400 | 22.95 | 12.95 | 9.85 | 1.9 | 86 | 75 | 208106832
MOOVAIR | DMA36HOM25230X3 | MOOVAIR ¦ MOOVAIR | DE09HIW23230E3 ¦ DM09HIW23230E3 |  |  | 36000 | 37000 | 20.6 | 12.65 | 10.15 | 1.8 | 92 | 93 | 207742549
KERR | A-KMH48PV-1 | KERR ¦ KERR | B-KMH09SV-1 ¦ B-KMH09DU-1 |  |  | 47500 | 49000 | 21.35 | 11.7 | 9.35 | 2 | 73 | 89 | 207657608
CanAir | C28MC324H21 | CanAir ¦ CanAir | C23SEH09H21 ¦ MTIU-09HWFN1-M |  |  | 24000 | 24400 | 22.95 | 12.95 | 9.85 | 1.9 | 86 | 75 | 207683267
STEALTH | ACIQ-36Z-HH-M4B | STEALTH ¦ STEALTH | ACIQ-09CD-HH-MB ¦ ACIQ-09W-HH-MB |  |  | 36000 | 37000 | 20.6 | 12.65 | 10.15 | 1.8 | 92 | 93 | 212316179
MIDEA | 38MGHBQ24CA3 | MIDEA ¦ MIDEA | DHMSHAQ09XA3 ¦ 40MBDQ09---3 |  |  | 24000 | 24400 | 22.95 | 12.95 | 9.85 | 1.9 | 86 | 75 | 207642965
MAXI AIR | NE-T53-MULTI36E | MAXI AIR ¦ MAXI AIR | MTIU-09HWFN1-M ¦ MTIU-09HWFN1-M |  |  | 36000 | 37000 | 20.6 | 12.65 | 10.15 | 1.8 | 92 | 93 | 213927624
ECO AC | EMH-4O36BBH | ECO AC ¦ ECO AC | MSAG11B-09HRFN1-MX7W(GA) ¦ EHH-D09BA |  |  | 36000 | 37000 | 19.5 | 12.1 | 9.85 | 1.8 | 95 | 93 | 210586159
DIYCOOL | ACIQ-48Z-HH-M5B | DIYCOOL ¦ DIYCOOL | ACIQ-09W-HH-MB ¦ ACIQ-09CD-HH-MB |  |  | 47500 | 49000 | 21.35 | 11.7 | 9.35 | 2 | 73 | 89 | 207825599
Convectair | 8422-C36-O | Convectair ¦ Convectair | 8028-C09-I ¦ MTIU-09HWFN1-M |  |  | 36000 | 37000 | 20.6 | 12.65 | 10.15 | 1.8 | 92 | 93 | 207657624
TEMPSTAR | DLCMHBH36DAK | TEMPSTAR ¦ TEMPSTAR | DLFSHAH09XAK ¦ DLFSDAH09XAK |  |  | 36000 | 37000 | 19.5 | 12.1 | 9.85 | 1.8 | 95 | 93 | 207643151
Multi MFG | 48MPC5-HH-A | Multi MFG ¦ Multi MFG | MSEPB-09HRFN1-MY5W(GA) ¦ MTIU-09HWFN1-M |  |  | 47500 | 49000 | 21.35 | 11.7 | 9.35 | 2 | 73 | 89 | 214232443
PAYNE | 38MGHBQ36DA3 | PAYNE ¦ PAYNE | DHMSHAQ09XA3 ¦ 40MBDQ09---3 |  |  | 36000 | 37000 | 20.6 | 12.65 | 10.15 | 1.8 | 92 | 93 | 207642935
DAY & NIGHT | DLCMHBH36DAK | DAY & NIGHT ¦ DAY & NIGHT | DLFSHAH09XAK ¦ DLFSDAH09XAK |  |  | 36000 | 37000 | 19.5 | 12.1 | 9.85 | 1.8 | 95 | 93 | 207643046
ELIOS | DEA48HOM25230X3 | ELIOS ¦ ELIOS | DE09HIW23230E3 ¦ DM09HIW23230E3 |  |  | 47500 | 49000 | 21.35 | 11.7 | 9.35 | 2 | 73 | 89 | 207742471
Breeze33 | BZ33-HYP364Z2-G2-P | Breeze33 ¦ Breeze33 | BZ33-DIDU9 ¦ BZ33-HYP09WALL2 |  |  | 36000 | 37000 | 20.6 | 12.65 | 10.15 | 1.8 | 92 | 93 | 207862106
Durastar | DRA4H36M1A | Durastar ¦ Durastar | DRAW09F1A ¦ DRAD09F1A |  |  | 36000 | 37000 | 19.5 | 12.1 | 9.85 | 1.8 | 95 | 93 | 210568219
SENVILLE | SENA-48HF-MOB | SENVILLE ¦ SENVILLE | SENA/09HF/ID ¦ SENA/09HF/IQ |  |  | 47500 | 49000 | 21.35 | 11.7 | 9.35 | 2 | 73 | 89 | 213732661
MDV | M3OJ-24HFN1-M | MDV ¦ MDV | CS11M-09HRFN1-MX0W(A) ¦ MTIU-09HWFN1-M |  |  | 24000 | 24400 | 22.95 | 12.95 | 9.85 | 1.9 | 86 | 75 | 207618258
Bladex | B40I-36SPHP1* | Bladex ¦ Bladex | MSEPB-09HRFN1-MY5W(GA) ¦ MTIU-09HWFN1-M |  |  | 36000 | 37000 | 20.6 | 12.65 | 10.15 | 1.8 | 92 | 93 | 214232422
Bladex | B40I-36SPHP1 | Bladex ¦ Bladex | BWM11B-09HWIU ¦ MTIU-09HWFN1-M |  |  | 36000 | 37000 | 19.5 | 12.1 | 9.85 | 1.8 | 95 | 93 | 212920655
C&H | CH-HPR48M-230VO | C&H ¦ C&H | CH-09DKT230VI ¦ CH-09LCDTU/I |  |  | 47500 | 49000 | 21.35 | 11.7 | 9.35 | 2 | 73 | 89 | 207742383
MIDEA | MMCMHAQ36DA3 | MIDEA ¦ MIDEA | DHMSHAQ09XA3 ¦ 40MBDQ09---3 |  |  | 36000 | 37000 | 20.6 | 12.65 | 10.15 | 1.8 | 92 | 93 | 207683495
PERFECTAIRE | 3PAMS36-HH-MZO4 | PERFECTAIRE ¦ PERFECTAIRE | 1PAMSHH09-SZW-25 ¦ 2PAMSDH09 |  |  | 36000 | 37000 | 19.5 | 12.1 | 9.85 | 1.8 | 95 | 93 | 207657343
1HVAC | ACIQ-48Z-HH-M5B | 1HVAC ¦ 1HVAC | ACIQ-09W-HH-MB ¦ ACIQ-09CD-HH-MB |  |  | 47500 | 49000 | 21.35 | 11.7 | 9.35 | 2 | 73 | 89 | 207825575
DIRECT AIR | DIRM-36HXPRO28-4Z | DIRECT AIR ¦ DIRECT AIR | DIRM-09HP-WM ¦ DIRM-09HP-DUH |  |  | 36000 | 37000 | 20.6 | 12.65 | 10.15 | 1.8 | 92 | 93 | 207743793
Orient Care | OUM36M410AGH30 | Orient Care ¦ Orient Care | MSAG11B-09HRFN1-MX7W(GA) ¦ MTIU-09HWFN1-M |  |  | 36000 | 37000 | 19.5 | 12.1 | 9.85 | 1.8 | 95 | 93 | 212920535
DIRECT AIR | DIRM-48HXPRO28-5Z | DIRECT AIR ¦ DIRECT AIR | DIRM-09HP-WM ¦ DIRM-09HP-DUH |  |  | 47500 | 49000 | 21.35 | 11.7 | 9.35 | 2 | 73 | 89 | 207743796
TRUST AIR CONDITIONERS | M4H36H/O4S4P | TRUST AIR CONDITIONERS ¦ TRUST AIR CONDITIONERS | IUMDL09H/I43P ¦ IS09H/I4S41P |  |  | 36000 | 37000 | 20.6 | 12.65 | 10.15 | 1.8 | 92 | 93 | 208284493
MIDEA | DLCMHBH36DAK | MIDEA ¦ MIDEA | DLFSHAH09XAK ¦ DLFSDAH09XAK |  |  | 36000 | 37000 | 19.5 | 12.1 | 9.85 | 1.8 | 95 | 93 | 207643130
MIDEA | 38MGHBQ36DA3 | MIDEA ¦ MIDEA | DHMSHAQ09XA3 ¦ 40MBDQ09---3 |  |  | 36000 | 37000 | 20.6 | 12.65 | 10.15 | 1.8 | 92 | 93 | 207642977
Custom Comfort | CCOXHAMZ548HP | Custom Comfort ¦ Custom Comfort | CCOXHASD09 ¦ CCOXHAWM09 |  |  | 47500 | 49000 | 21.35 | 11.7 | 9.35 | 2 | 73 | 89 | 212365441
Mitsutomo | HO-MQ36-AB-Q | Mitsutomo ¦ Mitsutomo | HW-UZ09-AB-Q ¦ MTIU-09HWFN1-M |  |  | 36000 | 37000 | 19.5 | 12.1 | 9.85 | 1.8 | 95 | 93 | 211306409
PAYNE | 38MGHBQ48EA3 | PAYNE ¦ PAYNE | DHMSHAQ09XA3 ¦ 40MBDQ09---3 |  |  | 47500 | 49000 | 21.35 | 11.7 | 9.35 | 2 | 73 | 89 | 207642932
CENTURY | A-VMH36QV-1 | CENTURY ¦ CENTURY | B-VMH09SV-1 ¦ B-VMH09DU-1 |  |  | 36000 | 37000 | 20.6 | 12.65 | 10.15 | 1.8 | 92 | 93 | 212940828
ARCOAIRE | DLCMHBH36DAK | ARCOAIRE ¦ ARCOAIRE | DLFSHAH09XAK ¦ DLFSDAH09XAK |  |  | 36000 | 37000 | 19.5 | 12.1 | 9.85 | 1.8 | 95 | 93 | 207643004
Conforto | MHMZ548DA | Conforto ¦ Conforto | MHWAL09DA ¦ DHWAL09DA |  |  | 47500 | 49000 | 21.35 | 11.7 | 9.35 | 2 | 73 | 89 | 210605821
NOVAIR | LEA36MZ-4P-35SK-O | NOVAIR ¦ NOVAIR | 09EVONVI ¦ MTIU-09HWFN1-M |  |  | 36000 | 37000 | 19.5 | 12.1 | 9.85 | 1.8 | 95 | 93 | 211133301
Conforto | MHMZ436DA | Conforto ¦ Conforto | MHWAL09DA ¦ DHWAL09DA |  |  | 36000 | 37000 | 20.6 | 12.65 | 10.15 | 1.8 | 92 | 93 | 210605818
FRANKLIN | MST483F25MHAA | FRANKLIN ¦ FRANKLIN | MSH093F25AXAA ¦ MTIU-09HWFN1-M |  |  | 47500 | 49000 | 21.35 | 11.7 | 9.35 | 2 | 73 | 89 | 214383450
CARRIER | 38MGHBQ36DA3 | CARRIER ¦ CARRIER | DHMSHAQ09XA3 ¦ 40MBDQ09---3 |  |  | 36000 | 37000 | 20.6 | 12.65 | 10.15 | 1.8 | 92 | 93 | 207642893
HEIL | DLCMHBH36DAK | HEIL ¦ HEIL | DLFSHAH09XAK ¦ DLFSDAH09XAK |  |  | 36000 | 37000 | 19.5 | 12.1 | 9.85 | 1.8 | 95 | 93 | 207643067
CENTURY | A-VMH48PV-1 | CENTURY ¦ CENTURY | B-VMH06SV-1 ¦ B-VMH09DU-1 |  |  | 47500 | 49000 | 21.35 | 11.7 | 9.35 | 2 | 73 | 89 | 214442639
ELIOS | DEA36HOM25230X3 | ELIOS ¦ ELIOS | DE09HIW23230E3 ¦ DM09HIW23230E3 |  |  | 36000 | 37000 | 20.6 | 12.65 | 10.15 | 1.8 | 92 | 93 | 207742468
KEEPRITE | DLCMHBH36DAK | KEEPRITE ¦ KEEPRITE | DLFSHAH09XAK ¦ DLFSDAH09XAK |  |  | 36000 | 37000 | 19.5 | 12.1 | 9.85 | 1.8 | 95 | 93 | 207643088
EMI | MHMZ548DA | EMI ¦ EMI | MHWAL09DA ¦ DHWAL09DA |  |  | 47500 | 49000 | 21.35 | 11.7 | 9.35 | 2 | 73 | 89 | 208121943
BOSCH | BMS500-AAM036-1CSXHC | BOSCH ¦ BOSCH | BMS500-AAU009-1AHDXB ¦ BMS500-AAU009-1AHDXB |  |  | 36000 | 37000 | 20.6 | 12.65 | 10.15 | 1.8 | 92 | 93 | 207760041
ICONIC AIR SOLUTION | ICMZ36DK | ICONIC AIR SOLUTION ¦ ICONIC AIR SOLUTION | IFOD09IK ¦ IFOD09IK |  |  | 36000 | 37000 | 19.5 | 12.1 | 9.85 | 1.8 | 95 | 93 | 214389532
STEALTH | ACIQ-48Z-HH-M5B | STEALTH ¦ STEALTH | ACIQ-09CD-HH-MB ¦ ACIQ-09W-HH-MB |  |  | 47500 | 49000 | 21.35 | 11.7 | 9.35 | 2 | 73 | 89 | 212316182
LENNOX | MPC024S4M-1P | LENNOX ¦ LENNOX | MMDB009S4-2P ¦ MWMA009S4-3P |  |  | 24000 | 24400 | 20.3 | 12.55 | 9.3 | 1.92 | 76 | 75 | 207699118
1HVAC | ACIQ-36Z-HH-M4B | 1HVAC ¦ 1HVAC | ACIQ-09W-HH-MB ¦ ACIQ-09CD-HH-MB |  |  | 36000 | 37000 | 20.6 | 12.65 | 10.15 | 1.8 | 92 | 93 | 207825572
BLUERIDGE | BMM36HHC | BLUERIDGE ¦ BLUERIDGE | BM09M22WM ¦ MTIU-09HWFN1-M |  |  | 36000 | 37000 | 19.5 | 12.1 | 9.85 | 1.8 | 95 | 93 | 207641299
BRYANT | 38MGHBQ48EA3 | BRYANT ¦ BRYANT | DHMSHAQ09XA3 ¦ 40MBDQ09---3 |  |  | 47500 | 49000 | 21.35 | 11.7 | 9.35 | 2 | 73 | 89 | 207642911
C&H | CH-HPR36M-230VO | C&H ¦ C&H | CH-09DKT230VI ¦ CH-09LCDTU/I |  |  | 36000 | 37000 | 20.6 | 12.65 | 10.15 | 1.8 | 92 | 93 | 207742384
PolarWave | ACIQ-48Z-HH-M5B | PolarWave ¦ PolarWave | ACIQ-09CD-HH-MB ¦ ACIQ-09W-HH-MB |  |  | 47500 | 49000 | 21.35 | 11.7 | 9.35 | 2 | 73 | 89 | 212316096
CTMorley | MOU-4A36H-2 | CTMorley ¦ CTMorley | MIU-A09D-2 ¦ MIU-A09W-2 |  |  | 36000 | 37000 | 19.5 | 12.1 | 9.85 | 1.8 | 95 | 93 | 210288148
CanAir | C28MC436H22 | CanAir ¦ CanAir | C28SEH09H21 ¦ MTIU-09HWFN1-M |  |  | 36000 | 37000 | 20.6 | 12.65 | 10.15 | 1.8 | 92 | 93 | 213479409
MDV | M3OJ-24HFN1-M-L | MDV ¦ MDV | CS11M-09HRFN1-MX0W(A) ¦ MTIU-09HWFN1-M |  |  | 24000 | 24400 | 20.3 | 12.55 | 9.3 | 1.92 | 76 | 75 | 207699115
COMFORT-AIRE | A-VMH48PV-1 | COMFORT-AIRE ¦ COMFORT-AIRE | B-VMH09SV-1 ¦ B-VMH09DU-1 |  |  | 47500 | 49000 | 21.35 | 11.7 | 9.35 | 2 | 73 | 89 | 207657619
NAPOLEON | NDHAM-36-O | NAPOLEON ¦ NAPOLEON | NH25-09F-I ¦ NDHAS22-09-I |  |  | 36000 | 37000 | 19.5 | 12.1 | 9.85 | 1.8 | 95 | 93 | 207683243
QUEBEC VAIR | NE-T53-MULTI36E | QUEBEC VAIR ¦ QUEBEC VAIR | MTIU-09HWFN1-M ¦ MTIU-09HWFN1-M |  |  | 36000 | 37000 | 20.6 | 12.65 | 10.15 | 1.8 | 92 | 93 | 213927618
KENMORE | DLCMHBH36DAK | KENMORE ¦ KENMORE | DLFSHAH09XAK ¦ DLFSDAH09XAK |  |  | 36000 | 37000 | 19.5 | 12.1 | 9.85 | 1.8 | 95 | 93 | 207643109
MIDEA | 38MGHBQ48EA3 | MIDEA ¦ MIDEA | DHMSHAQ09XA3 ¦ 40MBDQ09---3 |  |  | 47500 | 49000 | 21.35 | 11.7 | 9.35 | 2 | 73 | 89 | 207642974
Kepler | ODUM5OG-48HFN1-M-[X] | Kepler ¦ Kepler | IDUMSEPB-09HRFN1MY5W(GA) ¦ IDUMTIU-09HWFN1-M |  |  | 47500 | 49000 | 21.35 | 11.7 | 9.35 | 2 | 73 | 89 | 214377790
LBG Products | LMUHB36DO | LBG Products ¦ LBG Products | LBHB09DUI ¦ LMHB09DFI |  |  | 36000 | 37000 | 19.5 | 12.1 | 9.85 | 1.8 | 95 | 93 | 207641324
SMART COMFORT | DLCMHBH36DAK | SMART COMFORT ¦ SMART COMFORT | DLFSHAH09XAK ¦ DLFSDAH09XAK |  |  | 36000 | 37000 | 19.5 | 12.1 | 9.85 | 1.8 | 95 | 93 | 207643172
Breeze33 | BZ33-HYP485Z2-G2-P | Breeze33 ¦ Breeze33 | BZ33-DIDU9 ¦ BZ33-HYP09WALL2 |  |  | 47500 | 49000 | 21.35 | 11.7 | 9.35 | 2 | 73 | 89 | 207862109
SEA BREEZE+ | HMZ36H424ZMO | SEA BREEZE+ ¦ SEA BREEZE+ | WM9H424ZMI ¦ D9H424ZMI |  |  | 36000 | 37000 | 19.5 | 12.1 | 9.85 | 1.8 | 95 | 93 | 208128299
KINGHOME | KM18H5O3 | KINGHOME ¦ KINGHOME | KW09HQ25SDI ¦ KM09HF1DI |  |  | 18000 | 19000 | 21 | 12 | 9 | 1.92 | 73 | 71 | 214655287
TOSHIBA CARRIER | MCY-MAP0487HS-UL* | TOSHIBA CARRIER ¦ TOSHIBA CARRIER | MMD-UP0121BHP-UL ¦ MMU-UP0121HP-UL |  |  | 48000 | 54000 | 20.25 | 12.45 | 10.15 | 2.55 | 78 | 71 | 213350257
TOSHIBA CARRIER | MCY-MAP0367HS-UL* | TOSHIBA CARRIER ¦ TOSHIBA CARRIER | MMD-UP0091BHP-UL ¦ MMU-UP0091HP-UL |  |  | 36000 | 40000 | 21.45 | 13.2 | 10.45 | 2.7 | 83 | 71 | 213350255
TOSOT | TVRF-V60WL/C | TOSOT ¦ TOSOT | GMV-ND12PHS/B-T(U) ¦ GMV-ND12T/D-T(U) |  |  | 60000 | 60000 | 19 | 10 | 8.75 | 2 | 67 | 70 | 214717102
TOSOT | TVRF-V36WL/C | TOSOT ¦ TOSOT | GMV-ND07PHS/B-T(U) ¦ GMV-ND07T/D-T(U) |  |  | 36000 | 36000 | 20.75 | 12.25 | 8.85 | 2.3 | 64 | 70 | 214717100
TOSOT | TVRF-V48WL/C | TOSOT ¦ TOSOT | GMV-ND07PHS/B-T(U) ¦ GMV-ND07T/D-T(U) |  |  | 48000 | 48000 | 19.55 | 11 | 8.875 | 2.1 | 65 | 70 | 214717099
TOSOT | TVRF-V36WL/C | TOSOT | *** | *** | *** | 36000 | 36000 | 18.5 | 11.5 | 8.7 | 2.2 | 67 | 70 | 214717096
TOSOT | TVRF-V48WL/C | TOSOT | *** | *** | *** | 48000 | 48000 | 17.1 | 10.5 | 8.55 | 2 | 67 | 70 | 214717095

## Split Non-Ducted
Data current as of 05-09-2024
The data provided are the representations submitted to DOE by manufacturers and their third party representatives. DOE makes no representations or warranties regarding the accuracy of the data.
Brand | Outdoor Unit Model Number | Indoor Unit Model Number | Air Mover Model Number | Cooling Capacity (Btu/hr) | Heating Capacity (Btu/hr) | SEER2 | EER2 | HSPF2 | COP at 5 Degrees F | Capacity Ratio Percent 17 F to 47 F | Capacity Ratio Percent 5 F to 47 F | AHRI Certified Reference Number (if Applicable)
CLASSIC | MRSVHC24AS | MUVHC24S |  | 24000 | 24000 | 21.2 | 12.5 | 10.3 | 2.2 | 67 | 76 | 209843008
CLASSIC | MRSVHC24AS | MC4VHC24S |  | 24000 | 25000 | 21.5 | 12.5 | 9.7 | 2.2 | 76 | 74 | 209842998
CLASSIC | MRSVHC12AS | MC4VHC12S |  | 12000 | 12000 | 22.7 | 14 | 10 | 2.27 | 74 | 67 | 209842996
AC PRO.COM | AOX430-18HFN1-MT8W | AUEU-18HRFN1-M(C) |  | 18000 | 20000 | 23 | 12.5 | 10 | 2.08 | 64 | 65 | 209748107
AC PRO.COM | AOX230-12HFN1-MV5W | ACCA3U-12HRFN1-M(C) |  | 12000 | 12000 | 22.7 | 14 | 10 | 2.27 | 74 | 67 | 209748100
CTMorley | MOU-A12H-2 | MIU-A12W-2 |  | 12000 | 12000 | 23.1 | 13 | 10.5 | 1.88 | 86 | 92 | 209694746
BLUERIDGE | BMY12HH26C | BMM12CC2 |  | 12000 | 12500 | 23 | 13 | 10 | 1.8 | 76 | 88 | 209550309
THERMOCORE SYSTEMS | T5HH22S-H224-C | T3-OS224-ESC |  | 24000 | 24000 | 21.2 | 12.5 | 10.3 | 2.2 | 67 | 76 | 209549021
MIDEA | DLCPRAH18AAK | DLFPHAH18XAK |  | 18000 | 18000 | 26.2 | 14.5 | 12 | 1.95 | 68 | 91 | 202463654
KENMORE | DLCPRAH24AAK | DLFPHAH24XAK |  | 22000 | 24000 | 23.5 | 13.7 | 10.5 | 1.94 | 64 | 98 | 202463653
DAY & NIGHT | DLCPRAH24AAK | DLFPHAH24XAK |  | 22000 | 24000 | 23.5 | 13.7 | 10.5 | 1.94 | 64 | 98 | 202463647
COMFORTSTAR | CZP48CD(O) | FPA-48DU |  | 48000 | 50000 | 18.9 | 9.3 | 10 | 1.85 | 58 | 70 | 207658958
COMFORTSTAR | CHF18CD(O) | TPA-18 |  | 16000 | 17000 | 20 | 12.5 | 9.5 | 1.75 | 92 | 94 | 207658951
COMFORTSTAR | CHF09CD(O) | TPA-09 |  | 9000 | 9800 | 20.5 | 13 | 10.3 | 1.8 | 92 | 102 | 207658949
COMFORTSTAR | CHF12CD(O) | CHF12CD(I) |  | 12000 | 12000 | 25.5 | 14 | 10.4 | 1.8 | 83 | 100 | 207658927
COMFORTSTAR | CZP12CD(O) | CHF12CD(I) |  | 12000 | 12000 | 24.6 | 13.7 | 10.7 | 2.39 | 75 | 67 | 207658923
DIRECT AIR | DIRM-09HXPRO28-1Z | DIRM-09HP-WM |  | 9000 | 12000 | 28.1 | 16.2 | 11.5 | 2 | 79 | 88 | 207743724
DIRECT AIR | DIRM-18DA25-1Z | DIRM-18HP-WM |  | 18000 | 19000 | 23.5 | 12.5 | 10.8 | 2.02 | 78 | 59 | 207743721
MOOVAIR | DMA12HOS28230E8 | DUA12HIFU230E5 |  | 12000 | 12000 | 23.6 | 13 | 10 | 1.89 | 80 | 100 | 207742527
MOOVAIR | DMA24HOS25230E8 | DUA24HICU230X5 |  | 24000 | 25000 | 21.5 | 12.5 | 9.7 | 2.2 | 76 | 74 | 207742505
MOOVAIR | DMA09HOS25230E8 | DUA09HICU230X5 |  | 9000 | 10000 | 20 | 13 | 10 | 1.9 | 75 | 74 | 207742502
MOOVAIR | DMA09HOS42230E4 | DMA09HIW42230E4 |  | 9000 | 12000 | 28.5 | 16 | 18 | 1.85 | 87 | 114 | 207742499
MOOVAIR | DMA12HOS28230E8 | DMA12HIW25230E8 |  | 12000 | 12000 | 25.5 | 14 | 10.4 | 1.8 | 83 | 100 | 207742496
MOOVAIR | DMA24HOS25230E8 | DMA24HIW25230E8 |  | 24000 | 25000 | 22 | 14 | 10 | 1.8 | 65 | 62 | 207742493
ELIOS | DEA24HOS28230E8 | DUA24HICU230X5 |  | 24000 | 25000 | 20.5 | 11 | 11.5 | 2 | 84 | 103 | 207742442
ELIOS | DEA09HOS28230E8 | DUA09HICU230X5 |  | 9000 | 9800 | 20.5 | 13 | 10.3 | 1.8 | 92 | 102 | 207742439
ELIOS | DEA18HOS28230E8 | DEA18HIW25230E8 |  | 18000 | 18000 | 21.5 | 12.5 | 11.3 | 1.8 | 83 | 100 | 207742431
ELIOS | DEA18HOS25230E8 | DEA18HIW25230E8 |  | 18000 | 19000 | 23.5 | 12.5 | 10.8 | 2.02 | 78 | 59 | 207742426
C&H | CH-ES18-230VO | CH-18MSPHFC-230VI |  | 18000 | 20000 | 23 | 12.5 | 10 | 2.08 | 64 | 65 | 207742323
C&H | CH-ES09-230VO | CH-09MOLVWM-230VI |  | 9000 | 10000 | 24 | 14.7 | 11.6 | 2.25 | 81 | 75 | 207740512
C&H | CH-HPR18-230VO | CH-18MASTWM-230VI |  | 18000 | 18000 | 21.5 | 12.5 | 11.3 | 1.8 | 83 | 100 | 207740503
Convectair | 8028-C18-O | 8028-C18-I |  | 18000 | 18000 | 21.5 | 12.5 | 11.3 | 1.8 | 83 | 100 | 207709206
MAXI AIR | YS21F-18HRDN1 | YS21F-18HRDN1 |  | 18000 | 18000 | 23.7 | 13.5 | 10.3 | 2.39 | 78 | 69 | 203238010
LENNOX | MPC018S4S-1P | MCFB018S4-*P |  | 18000 | 20000 | 23 | 12.5 | 9.9 | 2.08 | 64 | 65 | 211034430
LENNOX | MPC024S4S-1P | M33C024S4-*P |  | 23600 | 26000 | 21.5 | 12.3 | 9.6 | 2.2 | 73 | 71 | 211034437
LENNOX | MLB018S4S-1P | MWMC018S4-*P |  | 18000 | 18000 | 21.5 | 12.5 | 11.2 | 1.8 | 83 | 100 | 211034442
LENNOX | MLB012S4S-1P | MFMA012S4-*P |  | 12000 | 12000 | 23.6 | 13 | 10 | 1.89 | 80 | 100 | 211034450
LENNOX | MLB024S4S-1P | MCFA024S4-*P |  | 24000 | 25000 | 20.5 | 11.7 | 11 | 2.1 | 76 | 100 | 211034452
LENNOX | MLB009S4S-1P | M22A009S4-*P |  | 9000 | 9800 | 20.5 | 13 | 10.2 | 1.8 | 92 | 102 | 211034455
LENNOX | MLB012S4S-1P | MFMA012S4* |  | 12000 | 12000 | 23.6 | 13 | 10 | 1.89 | 80 | 100 | 210665637
LENNOX | MLB012S4S-1P | M22A012S4* |  | 12000 | 12000 | 22.3 | 12.7 | 10.2 | 1.89 | 83 | 94 | 210665643
LENNOX | MLB036S4S-2P | M33C036S4* |  | 36000 | 40000 | 19.4 | 9.5 | 10.5 | 1.85 | 83 | 100 | 210665646
C&H | CH-ES09-115VO | CH-B09OLVWM-115VI |  | 9000 | 10000 | 23 | 13.8 | 9.8 | 2.06 | 59 | 67 | 210665985
C&H | CH-HPR06F9-230VO | CH-B06MOLVWM-230VI |  | 6000 | 7000 | 23.5 | 15 | 12 | 1.84 | 107 | 101 | 210665987
C&H | CH-HPR12-230VO | CH-B12MOLVWM-230VI |  | 12000 | 12000 | 23.1 | 13 | 10.5 | 1.88 | 86 | 92 | 210665993
Cooper&Hunter | CH-HPR09-230VO | CH-09MASTWM-230VI |  | 9000 | 12000 | 28.1 | 16.2 | 11.5 | 2 | 79 | 88 | 210799548
Cooper&Hunter | CH-HPR24-230VO | CH-24MOLVWM-230VI |  | 23000 | 26000 | 22.3 | 12.5 | 10.3 | 1.8 | 73 | 88 | 210799569
CTMorley | MOU-A55LH-2 | MIU-A60LF-2 |  | 55000 | 60000 | 17.3 | 9 | 10.2 | 1.97 | 67 | 94 | 210191034
SENVILLE | SENA/12HF/OQ | SENA-12HF-IFU |  | 12000 | 12000 | 24.2 | 13.3 | 10.7 | 1.99 | 85 | 99 | 210372990
Clearity | MOX330-12HFN1-MW5W | MSEPB-12HRFN1-MW5W(GA) |  | 12000 | 12000 | 25.5 | 14 | 10.4 | 1.8 | 83 | 100 | 210568095
Durastar | DRA1U09S1B | DRAW06F1B |  | 6000 | 7000 | 23.5 | 15 | 12 | 1.84 | 107 | 101 | 210568097
Durastar | DRA1H18S1A | DRAL18F1A |  | 16700 | 20000 | 19.8 | 12.5 | 11.2 | 1.93 | 73 | 84 | 210568105
Durastar | DRA1U18S1B | DRAL18F1A |  | 18000 | 19000 | 21.8 | 12.5 | 10.7 | 2.3 | 64 | 69 | 210568108
Durastar | DRA1H24S1A | DRAC24F1B |  | 24000 | 25000 | 20.5 | 11 | 11.5 | 2 | 84 | 103 | 210568114
Durastar | DRA1H18S1A | DRAF18F1A |  | 17000 | 18000 | 20.5 | 12.5 | 9.8 | 1.86 | 67 | 93 | 210568119
KERR | A-KMH18SV-1 | B-KMH18UU-1 |  | 17000 | 18000 | 20.5 | 12.5 | 9.8 | 1.86 | 67 | 93 | 210568250
KERR | A-KMH12SV-1 | B-KMH12FU-1 |  | 12000 | 12000 | 23.6 | 13 | 10 | 1.89 | 80 | 100 | 210568251
ECO AC | EHH-O18BB | EHH-C18BA |  | 16000 | 19000 | 20.5 | 12.5 | 10.5 | 2.16 | 63 | 67 | 210586148
Kanartic | KEOS-18UHE-NA | KEOS-18UHE-NA |  | 18000 | 18000 | 22 | 13 | 10.6 | 1.89 | 62 | 96 | 208836317
ApooDr | AGN24-09H1B | AGN24-09H1A |  | 9000 | 10000 | 23 | 13.8 | 9.8 | 2.06 | 59 | 67 | 209157089
ApooDr | AGN24-09H220V1B | AGN24-09H220V1A |  | 9000 | 10000 | 24 | 14.7 | 11.6 | 2.25 | 81 | 75 | 209157090
ApooDr | AGN24-12H1B | AGN24-12H1A |  | 12000 | 12000 | 22.7 | 12.5 | 10.4 | 2.06 | 74 | 56 | 209157091
MDV | MOX230-09HFN1-MY2W | MFA2U-09HRFN1-MY6W |  | 9000 | 9000 | 25.6 | 14.7 | 12.5 | 2.38 | 104 | 92 | 209248925
MDV | MOX230-12HFN1-MV5W | MFA2U-12HRFN1-MW5W |  | 12000 | 12000 | 25 | 13 | 11 | 2.38 | 77 | 70 | 209248926
MDV | MOX430-18HFN1-MU0W | MCBU-18HRFN1-MU2W |  | 18000 | 19000 | 21.8 | 12.5 | 10.7 | 2.3 | 64 | 69 | 209270208
MDV | MOX230-12HFN1-MV5W | MCBU-12HRFN1-MV0W |  | 12000 | 12500 | 22 | 12.6 | 9.8 | 2.21 | 62 | 62 | 209270212
MDV | MOX230-09HFN1-MW5W | MCBU-06HRFN1-MV0W |  | 6500 | 7100 | 22 | 14.5 | 10.8 | 2 | 80 | 113 | 209270213
DAY & NIGHT | DLCSRBH18AAK | DLFCCAH18XAK |  | 16700 | 20000 | 19.8 | 12.5 | 11.2 | 1.93 | 73 | 84 | 209270256
HEIL | DLCSRBH18AAK | DLFCCAH18XAK |  | 16700 | 20000 | 19.8 | 12.5 | 11.2 | 1.93 | 73 | 84 | 209270260
TEMPSTAR | DLCSRBH18AAK | DLFCCAH18XAK |  | 16700 | 20000 | 19.8 | 12.5 | 11.2 | 1.93 | 73 | 84 | 209270276
AIRQUEST | DLCSRBH18AAK | DLFCCAH18XAK |  | 16700 | 20000 | 19.8 | 12.5 | 11.2 | 1.93 | 73 | 84 | 209270284
CARRIER | 38MARBQ18AA3 | 40MCCAQ18XA3 |  | 16700 | 20000 | 19.8 | 12.5 | 11.2 | 1.93 | 73 | 84 | 209270290
BRYANT | 38MARBQ18AA3 | 40MCCAQ18XA3 |  | 16700 | 20000 | 19.8 | 12.5 | 11.2 | 1.93 | 73 | 84 | 209270294
Olimpia Splendid | OS-CENIH18EI | OS-SENIH18EI |  | 18000 | 18000 | 24 | 13.5 | 10.5 | 2.44 | 78 | 71 | 207506894
NOVAIR | LEA09SZ35SK-O | LEA09UUSK-I |  | 9000 | 12000 | 26.4 | 15.8 | 11.6 | 1.85 | 78 | 92 | 207526947
MDV | MOX430-12HFN1-MZ60W | MSOP1B-12HRFN1-MZ60W |  | 12000 | 12000 | 27 | 14 | 12 | 1.85 | 87 | 114 | 207591140
MDV | MOX430-09HFN1-MZG5W | MSEPC-09HRFN1-MZB5W |  | 9000 | 12000 | 29 | 16.5 | 22 | 1.86 | 95 | 113 | 207591143
KARDA | 3KARDA12SZO | 1KARDA12UVW |  | 12000 | 12000 | 23.6 | 13.5 | 9.5 | 1.8 | 63 | 83 | 207614052
PERFECTAIRE | 3PAMSHH24-SZO | 3PAMSHH24-UVW |  | 23000 | 26000 | 22.3 | 12.5 | 10.3 | 1.8 | 73 | 88 | 207614056
BRYANT | 38MPRBQ09AA3 | 619PHBQ09XA3 |  | 9000 | 12000 | 28.5 | 16 | 18 | 1.85 | 87 | 114 | 207614951
MIDEA | 38MPRBQ12AA3 | DHMPHBQ12XA3 |  | 12000 | 12000 | 27 | 14 | 12 | 1.85 | 87 | 114 | 207614958
DAY & NIGHT | DLCPRBH09AAK | DLFPHBH09XAK |  | 9000 | 12000 | 27 | 16 | 17.5 | 1.85 | 87 | 114 | 207614963
KEEPRITE | DLCSRBH12AAJ | DLFSHBH12XAJ |  | 12000 | 12000 | 22.7 | 12.5 | 10.4 | 2.06 | 74 | 56 | 206361888
KEEPRITE | DLCSRBH18AAK | DLFSHBH18XAK |  | 18000 | 18000 | 22 | 13 | 10.6 | 1.89 | 62 | 96 | 206361891
KENMORE | DLCSRBH12AAK | DLFSHBH12XAK |  | 12000 | 12000 | 23.1 | 13 | 10.5 | 1.88 | 86 | 92 | 206361895
KENMORE | DLCSRBH24AAK | DLFSHBH24XAK |  | 23000 | 26000 | 22.3 | 12.5 | 10.3 | 1.8 | 73 | 88 | 206361897
MIDEA | DLCSRBH12AAK | DLFSHBH12XAK |  | 12000 | 12000 | 23.1 | 13 | 10.5 | 1.88 | 86 | 92 | 206361900
TEMPSTAR | DLCSRBH18AAK | DLFSHBH18XAK |  | 18000 | 18000 | 22 | 13 | 10.6 | 1.89 | 62 | 96 | 206361906
SMART COMFORT | DLCSRBH09AAK | DLFSHBH09XAK |  | 9000 | 12000 | 26.4 | 15.8 | 11.6 | 1.85 | 78 | 92 | 206361909
BRYANT | 38MARBQ24AA3 | 619PEQ024BBMA |  | 21600 | 23400 | 18.9 | 11.7 | 10.4 | 1.89 | 83 | 100 | 206400651
PAYNE | 38MARBQ24AA3 | DHMSHAQ24XA3 |  | 21600 | 23400 | 18.9 | 11.7 | 10.4 | 1.89 | 83 | 100 | 206400657
FRANKLIN | MSH123E23MCAA | MSH123E23AXAA |  | 12000 | 12000 | 23.6 | 13.5 | 9.5 | 1.8 | 63 | 83 | 206764063
TEMPSTAR | DLCSRBH12AAK | DLFSHBH12XAK |  | 12000 | 12000 | 23.1 | 13 | 10.5 | 1.88 | 86 | 92 | 206361905
SMART COMFORT | DLCSRBH12AAK | DLFSHBH12XAK |  | 12000 | 12000 | 23.1 | 13 | 10.5 | 1.88 | 86 | 92 | 206361910
SMART COMFORT | DLCSRBH18AAK | DLFSHBH18XAK |  | 18000 | 18000 | 22 | 13 | 10.6 | 1.89 | 62 | 96 | 206361911
AIRQUEST | DLCSRBH12AAK | DLFSHBH12XAK |  | 12000 | 12000 | 23.1 | 13 | 10.5 | 1.88 | 86 | 92 | 206361915
AIRQUEST | DLCSRBH18AAK | DLFSHBH18XAK |  | 18000 | 18000 | 22 | 13 | 10.6 | 1.89 | 62 | 96 | 206361916
ARCOAIRE | DLCSRBH09AAK | DLFSCAH09XAK |  | 9000 | 9800 | 20.5 | 13 | 10.3 | 1.8 | 92 | 102 | 206350382
ARCOAIRE | DLCSRBH24AAK | DLFSFAH24XAK |  | 24000 | 25000 | 20.5 | 11.7 | 11 | 2.1 | 76 | 100 | 206350392
COMFORTMAKER | DLCSRBH18AAK | DLFSFAH18XAK |  | 17000 | 18000 | 20.5 | 12.5 | 9.8 | 1.86 | 67 | 93 | 206350400
DAY & NIGHT | DLCSRBH09AAK | DLFSCAH09XAK |  | 9000 | 9800 | 20.5 | 13 | 10.3 | 1.8 | 92 | 102 | 206350404
DAY & NIGHT | DLCSRBH12AAK | DLFSFAH12XAK |  | 12000 | 12000 | 23.6 | 13 | 10 | 1.89 | 80 | 100 | 206350408
DAY & NIGHT | DLCSRBH18AAK | DLFSFAH18XAK |  | 17000 | 18000 | 20.5 | 12.5 | 9.8 | 1.86 | 67 | 93 | 206350411
DAY & NIGHT | DLCSRBH24AAK | DLFSFAH24XAK |  | 24000 | 25000 | 20.5 | 11.7 | 11 | 2.1 | 76 | 100 | 206350414
HEIL | DLCSRBH12AAK | DLFSCAH12XAK |  | 12000 | 12000 | 22.3 | 12.7 | 10.2 | 1.89 | 83 | 94 | 206350417
KEEPRITE | DLCSRBH12AAK | DLFSFAH12XAK |  | 12000 | 12000 | 23.6 | 13 | 10 | 1.89 | 80 | 100 | 206350430
KENMORE | DLCSRBH09AAK | DLFSCAH09XAK |  | 9000 | 9800 | 20.5 | 13 | 10.3 | 1.8 | 92 | 102 | 206350437
MIDEA | DLCSRBH12AAK | DLFSFAH12XAK |  | 12000 | 12000 | 23.6 | 13 | 10 | 1.89 | 80 | 100 | 206350452
MIDEA | DLCSRBH18AAK | DLFSFAH18XAK |  | 17000 | 18000 | 20.5 | 12.5 | 9.8 | 1.86 | 67 | 93 | 206350455
TEMPSTAR | DLCSRBH09AAK | DLFSCAH09XAK |  | 9000 | 9800 | 20.5 | 13 | 10.3 | 1.8 | 92 | 102 | 206350459
TEMPSTAR | DLCSRBH18AAK | DLFSCAH18XAK |  | 16000 | 17000 | 20 | 12.5 | 9.5 | 1.75 | 92 | 94 | 206350464
SMART COMFORT | DLCSRBH12AAK | DLFSCAH12XAK |  | 12000 | 12000 | 22.3 | 12.7 | 10.2 | 1.89 | 83 | 94 | 206350472
SMART COMFORT | DLCSRBH12AAK | DLFSFAH12XAK |  | 12000 | 12000 | 23.6 | 13 | 10 | 1.89 | 80 | 100 | 206350474
MDV | MOX330-12HFN1-MW5W | MSEPB-12HRFN1-MW5W(GA) |  | 12000 | 12000 | 25.5 | 14 | 10.4 | 1.8 | 83 | 100 | 205993846
MDV | MOX330-12HFN1-MW5W | CS11M-12HRFN1-MU5W |  | 12000 | 12000 | 23.6 | 13.5 | 9.5 | 1.8 | 63 | 83 | 205993853
THERMOCORE SYSTEMS | T5HH22S-H218-C | T3-OS218-ESC |  | 18000 | 20000 | 23 | 12.5 | 10 | 2.08 | 64 | 65 | 209549020
THERMOCORE SYSTEMS | T5HH22S-H218-C | T3-OS218-EC |  | 16000 | 19000 | 20.5 | 12.5 | 10.5 | 2.16 | 63 | 67 | 209549013
THERMOCORE SYSTEMS | T5HH26S-H212-C | T3-OS212-EC |  | 12000 | 12000 | 22.7 | 14 | 10 | 2.27 | 74 | 67 | 209549012
THERMOCORE SYSTEMS | T5HH22S-H224-C | T5HH22S-H224-E |  | 24000 | 29000 | 21.5 | 13 | 11.4 | 2.21 | 73 | 86 | 209549010
THERMOCORE SYSTEMS | T5HH22S-H218-C | T5HH22S-H218-E |  | 18000 | 18000 | 21.5 | 12.5 | 11.3 | 1.8 | 83 | 100 | 209549009
THERMOCORE SYSTEMS | T5HH28S-H209-C | T5HH28S-H209-E |  | 9000 | 12000 | 28.1 | 16.2 | 11.5 | 2 | 79 | 88 | 209549007
MIDEA | 38MARBQ09AA3 | 40MCCAQ09XA3 |  | 9000 | 10900 | 24 | 13 | 12.4 | 1.8 | 90 | 96 | 209270305
Weathermaker | 38MARBQ09AA3 | 40MCCAQ09XA3 |  | 9000 | 10900 | 24 | 13 | 12.4 | 1.8 | 90 | 96 | 209270301
LENNOX | MLB024S4S-1P | MWMC024S4* |  | 24000 | 29000 | 21.5 | 13 | 11.4 | 2.21 | 73 | 86 | 210665630
LENNOX | MLB012S4S-1P | MWMC012S4* |  | 12000 | 12000 | 25.5 | 13.5 | 10.4 | 1.8 | 83 | 100 | 210665628
LENNOX | MPC048S4S-1P | MCFA048S4* |  | 48000 | 50000 | 18.9 | 9.1 | 9.7 | 1.85 | 58 | 70 | 210665620
LENNOX | MPC024S4S-1P | MCFA024S4* |  | 24000 | 24000 | 21.2 | 12.5 | 10.2 | 2.2 | 67 | 76 | 210665618
LENNOX | MPC012S4S-1P | MFMA012S4* |  | 12000 | 12000 | 22.7 | 13 | 10.2 | 2.26 | 75 | 70 | 210665616
LENNOX | MPC009S4S-1P | MWMC009S4* |  | 9000 | 10000 | 25.5 | 15 | 11.9 | 2.17 | 85 | 75 | 210665603
Alsetria | MOX230-09HFN1-MW5W | CCA3U-09HRFN1-M(C) |  | 9000 | 10000 | 20 | 13 | 10 | 1.9 | 75 | 74 | 211644031
Mitsutomo | HO-SZ18-AB-Q | HJ-UZ18-AB-Q |  | 16700 | 20000 | 19.8 | 12.5 | 11.2 | 1.93 | 73 | 84 | 211306400
Mitsutomo | HO-SZ09-AB-Q | HW-SZ09-AB-Q |  | 9000 | 12000 | 26.4 | 15.8 | 11.6 | 1.85 | 78 | 92 | 211306393
Breeze33 | HSZ18H424ZMO | FC18H424ZMI |  | 17000 | 18000 | 20.5 | 12.5 | 9.8 | 1.86 | 67 | 93 | 211277592
Breeze33 | HSZ18H424ZMO | SCA18H424ZMI |  | 16700 | 20000 | 19.8 | 12.5 | 11.2 | 1.93 | 73 | 84 | 211277589
CanAir | C25SCH12H21 | C28SEH12H21 |  | 12000 | 12000 | 24.6 | 13.7 | 10.7 | 2.39 | 75 | 67 | 211253521
LPS Legacy | DLCSRBH06AAK | DLFCCAH06XAK |  | 6500 | 7100 | 22 | 14.5 | 10.8 | 2 | 80 | 113 | 211756598
LPS Legacy | DLCSRBH12AAK | DLFSOAH18XAK |  | 12000 | 12500 | 23 | 13 | 10 | 1.8 | 76 | 88 | 211756595
LPS Legacy | DLCSRBH24AAK | DLFSHCH24XAK |  | 24000 | 29000 | 21.5 | 13 | 11.4 | 2.21 | 73 | 86 | 211756584
LPS Legacy | DLCSRBH18AAK | DLFSFAH18XAK |  | 17000 | 18000 | 20.5 | 12.5 | 9.8 | 1.86 | 67 | 93 | 211756574
LPS Legacy | DLCPRBH12AAK | DLFPHBH12XAK |  | 12000 | 12000 | 25.3 | 14 | 11.7 | 1.85 | 87 | 114 | 211756562
LPS Legacy | DLCPRBH09AAK | DLFPHBH09XAK |  | 9000 | 12000 | 27 | 16 | 17.5 | 1.85 | 87 | 114 | 211756561
LPS Legacy | DLCPRAH18AAK | DLFPHAH18XAK |  | 18000 | 18000 | 26.2 | 14.5 | 12 | 1.95 | 68 | 91 | 211756552
LPS Legacy | DLCSRBH12AAJ | DLFSHBH12XAJ |  | 12000 | 12000 | 22.7 | 12.5 | 10.4 | 2.06 | 74 | 56 | 211756518
LPS Legacy | DLCSRBH12AAJ | DLFSHCH12XAJ |  | 12000 | 12000 | 23.5 | 13 | 10 | 2.16 | 70 | 57 | 211756514
MDV | MOD30-33HFN1-MSR0W | MSAGF-33HRFN1-MSR0W |  | 33000 | 35000 | 20 | 11.7 | 10 | 1.8 | 79 | 99 | 211749869
Star Air Kontrol | SAK-24-CC(OD)/220VOLT | SAK-24-20CC/220(IN) |  | 24000 | 25000 | 21.5 | 12.5 | 9.7 | 2.2 | 76 | 74 | 211726525
NOVAIR | LEA24SZ25SK-O | 2LEA24UUSK-I |  | 24000 | 25000 | 22 | 14 | 10 | 1.8 | 65 | 62 | 211709680
NOVAIR | LEA12SZ25SK-O | 2LEA12UUSK-I |  | 12000 | 12000 | 24.6 | 13.7 | 10.7 | 2.39 | 75 | 67 | 211709678
Alsetria | MOX230-09HFN1-MW5W | MCBU-06HRFN1-MV0W |  | 6500 | 7100 | 22 | 14.5 | 10.8 | 2 | 80 | 113 | 211644098
ECO-AIR | MOX430-17HFN1-MT0W | MCBU-18HRFN1-MU2W |  | 16700 | 20000 | 19.8 | 12.5 | 11.2 | 1.93 | 73 | 84 | 211644095
ECO-AIR | MOX230-09HFN1-MW5W | MCBU-06HRFN1-MV0W |  | 6500 | 7100 | 22 | 14.5 | 10.8 | 2 | 80 | 113 | 211644092
ECO-AIR | MOX430-18HFN1-MU0W | CCA3U-18HRFN1-M(C) |  | 16000 | 19000 | 20.5 | 12.5 | 10.5 | 2.16 | 63 | 67 | 211644058
ECO-AIR | MOX230-12HFN1-MV5W | CCA3U-12HRFN1-M(C) |  | 12000 | 12000 | 22.7 | 14 | 10 | 2.27 | 74 | 67 | 211644057
Star Air Kontrol | SAK-12-22MS/110 | SAK-12-22MS/110 |  | 12000 | 12000 | 22.7 | 12.5 | 10 | 2 | 70 | 54 | 211504104
Mitsutomo | HO-SZ09-AB-Q | HJ-UZ09-AB-Q |  | 9000 | 10900 | 24 | 13 | 12.4 | 1.8 | 90 | 96 | 211306398
Mitsutomo | HO-SZ18-AB-Q | HW-SZ18-AB-Q |  | 18000 | 18000 | 22 | 13 | 10.6 | 1.89 | 62 | 96 | 211306395
Mitsutomo | HO-SZ06-AB-Q | HW-SZ06-AB-Q |  | 6000 | 7000 | 23.5 | 15 | 12 | 1.84 | 107 | 101 | 211306392
Breeze33 | HSZ24H424ZMO | CA24H424ZMI |  | 24000 | 25000 | 20.5 | 11 | 11.5 | 2 | 84 | 103 | 211277593
Breeze33 | BZ33-HYP18OUT2-G2-P | BZ33-OWCASS18-G2-P |  | 16700 | 20000 | 19.8 | 12.5 | 11.2 | 1.93 | 73 | 84 | 211273236
Weathermaker | 38MARBQ12AA3 | DHMAHBQ12XA3 |  | 12000 | 12000 | 25.5 | 14 | 10.4 | 1.8 | 83 | 100 | 206350324
Weathermaker | 38MARBQ09AA3 | DHMAHBQ09XA3 |  | 9000 | 12000 | 28.1 | 16.2 | 11.5 | 2 | 79 | 88 | 206350323
MIDEA | 38MARBQ24AA3 | DHMAHBQ24XA3 |  | 24000 | 29000 | 21.5 | 13 | 11.4 | 2.21 | 73 | 86 | 206350321
MIDEA | 38MARBQ18AA3 | DHMAHBQ18XA3 |  | 18000 | 18000 | 21.5 | 12.5 | 11.3 | 1.8 | 83 | 100 | 206350320
MIDEA | 38MARBQ09AA3 | DHMAHBQ09XA3 |  | 9000 | 12000 | 28.1 | 16.2 | 11.5 | 2 | 79 | 88 | 206350318
FRANKLIN | MSH123E23MCAA | MST123E20ACAA |  | 12000 | 12000 | 22.3 | 12.7 | 10.2 | 1.89 | 83 | 94 | 206900433
GOODMAN | MSH183E23MCAA | MST183E20ACAA |  | 16000 | 17000 | 20 | 12.5 | 9.5 | 1.75 | 92 | 94 | 206900426
Weathermaker | 38MARBQ12AA3 | DHMSHAQ12XA3 |  | 12000 | 12000 | 23.6 | 13.5 | 9.5 | 1.8 | 63 | 83 | 206400667
MIDEA | 38MARBQ12AA3 | DHMSHAQ12XA3 |  | 12000 | 12000 | 23.6 | 13.5 | 9.5 | 1.8 | 63 | 83 | 206400661
MDV | MOX230-12HFN1-MV5W | MSEPB-12HRFN1-MW5W(GA) |  | 12000 | 12000 | 24.6 | 13.7 | 10.7 | 2.39 | 75 | 67 | 206369559
AIRQUEST | DLCPRAH24AAK | DLFPHAH24XAK |  | 22000 | 24000 | 23.5 | 13.7 | 10.5 | 1.94 | 64 | 98 | 203966571
HEIL | DLCSRBH24AAK | DLFSHBH24XAK |  | 23000 | 26000 | 22.3 | 12.5 | 10.3 | 1.8 | 73 | 88 | 206361887
HEIL | DLCSRBH12AAK | DLFSHBH12XAK |  | 12000 | 12000 | 23.1 | 13 | 10.5 | 1.88 | 86 | 92 | 206361885
COMFORTMAKER | DLCSRBH18AAK | DLFSHBH18XAK |  | 18000 | 18000 | 22 | 13 | 10.6 | 1.89 | 62 | 96 | 206361876
COMFORTMAKER | DLCSRBH09AAK | DLFSHBH09XAK |  | 9000 | 12000 | 26.4 | 15.8 | 11.6 | 1.85 | 78 | 92 | 206361874
COMFORTMAKER | DLCSRBH12AAJ | DLFSHBH12XAJ |  | 12000 | 12000 | 22.7 | 12.5 | 10.4 | 2.06 | 74 | 56 | 206361873
ARCOAIRE | DLCSRBH12AAK | DLFSHBH12XAK |  | 12000 | 12000 | 23.1 | 13 | 10.5 | 1.88 | 86 | 92 | 206361870
ARCOAIRE | DLCSRBH12AAJ | DLFSHBH12XAJ |  | 12000 | 12000 | 22.7 | 12.5 | 10.4 | 2.06 | 74 | 56 | 206361868
MDV | MOX330-09HFN1-MY5W | MSAG11B-09HRFN1-MX7W(GA) |  | 9000 | 12000 | 26.4 | 15.8 | 11.6 | 1.85 | 78 | 92 | 206361860
MDV | MOX430-18HFN1-MT8W | MSAG11D-18HRFN1-MT8W |  | 18000 | 18000 | 24 | 13.5 | 10.5 | 2.44 | 78 | 71 | 206361859
AIRQUEST | DLCSRBH18AAK | DLFSFAH18XAK |  | 17000 | 18000 | 20.5 | 12.5 | 9.8 | 1.86 | 67 | 93 | 206350488
AIRQUEST | DLCSRBH12AAK | DLFSCAH12XAK |  | 12000 | 12000 | 22.3 | 12.7 | 10.2 | 1.89 | 83 | 94 | 206350483
AIRQUEST | DLCSRBH09AAK | DLFSCAH09XAK |  | 9000 | 9800 | 20.5 | 13 | 10.3 | 1.8 | 92 | 102 | 206350481
HEIL | DLCSRBH06AAK | DLFSHCH06XAK |  | 6000 | 7000 | 26.5 | 15.8 | 13.6 | 2.1 | 121 | 107 | 208447645
DAY & NIGHT | DLCSRBH09AAK | DLFSHCH09XAK |  | 9000 | 12000 | 28.1 | 16.2 | 11.5 | 2 | 79 | 88 | 208447633
COMFORTMAKER | DLCSRBH09AAK | DLFSHCH09XAK |  | 9000 | 12000 | 28.1 | 16.2 | 11.5 | 2 | 79 | 88 | 208447625
SUNCHILLERS | 12WODU-UL | 12WIDU-UL |  | 12000 | 12000 | 24.6 | 13.7 | 10.7 | 2.39 | 75 | 67 | 208447610
SUNCHILLERS | 9WODU-UL | 9WIDU-UL |  | 9000 | 10000 | 25.5 | 15 | 12.3 | 2.17 | 85 | 75 | 208447609
TRUST AIR CONDITIONERS | OUS48H/O4S41P | IUMFC48H/I41P |  | 48000 | 50000 | 18.9 | 9.3 | 10 | 1.85 | 58 | 70 | 208280163
PIONEER | YN018GMFI22RPE | CB018GMFILCFHD |  | 16000 | 19000 | 20.5 | 12.5 | 10.5 | 2.16 | 63 | 67 | 208191863
PIONEER | YN012GMFI22RPE | CB012GMFILCFHD |  | 12000 | 12000 | 22.7 | 14 | 10 | 2.27 | 74 | 67 | 208191861
BOSCH | BMS500-AAS024-1CSXHC | BMS500-AAU024-1AHWXB |  | 21600 | 23400 | 18.9 | 11.7 | 10.4 | 1.89 | 83 | 100 | 208157119
Clearity | MOX430-17HFN1-MT0W | MSEPC-18HRFN1-MU0W |  | 18000 | 18000 | 21.5 | 12.5 | 11.3 | 1.8 | 83 | 100 | 208141286
KERR | A-KMH24SU-1 | B-KMH24SV-1 |  | 24000 | 29000 | 21.5 | 13 | 11.4 | 2.21 | 73 | 86 | 208141201
COMFORT-AIRE | A-KMH24SU-1 | B-KMH24SV-1 |  | 24000 | 29000 | 21.5 | 13 | 11.4 | 2.21 | 73 | 86 | 208141189
COMFORT-AIRE | A-VMH24SV-1 | B-VMH24SU-1 |  | 21600 | 23400 | 18.9 | 11.7 | 10.4 | 1.89 | 83 | 100 | 208141170
DUCTLESSAIRE | DA1821-H2-O* | DA1821-H2-I* |  | 18000 | 18000 | 23.7 | 13.5 | 10.3 | 2.39 | 78 | 69 | 208136308
TRUST AIR CONDITIONERS | OAH18H/O4S4P | IUMC418H/I41P |  | 16000 | 17000 | 20 | 12.5 | 9.5 | 1.75 | 92 | 94 | 208816924
TRUST AIR CONDITIONERS | OAH12H/O4S4P | IUMW112H/I41P |  | 12000 | 12000 | 25.5 | 14 | 10.4 | 1.8 | 83 | 100 | 208816915
TRUST AIR CONDITIONERS | OUS24H/O4S4P | IUMW124H/I41P |  | 24000 | 25000 | 22 | 14 | 10 | 1.8 | 65 | 62 | 208816912
TRUST AIR CONDITIONERS | OUS09H/O4S4P | IUMW109H/I41P |  | 9000 | 10000 | 25.5 | 15 | 12.3 | 2.17 | 85 | 75 | 208816909
SEA BREEZE+ | HSZ18H424ZMO | WM18H424ZMI |  | 18000 | 18000 | 22 | 13 | 10.6 | 1.89 | 62 | 96 | 208816890
NAKS | NAKS-SPLIT AC-18K-ODU-208-230 | NAKS-SPLIT AC-18K-IDU-208-230 |  | 18000 | 18000 | 24 | 13.5 | 10.5 | 2.44 | 78 | 71 | 208674983
MIDEA | MOX430-18HFN1-MU0W | MUEU-18HRFN1-M(C) |  | 18000 | 20000 | 23 | 12.5 | 10 | 2.08 | 64 | 65 | 208568359
MIDEA | MOX230-12HFN1-MV5W | MSEPB-12HRFN1-MW5W(GA) |  | 12000 | 12000 | 24.6 | 13.7 | 10.7 | 2.39 | 75 | 67 | 208568348
KLIMAIRE | KSIE012-H120-O-2 | KSIE012-H120-IW-2 |  | 12000 | 12000 | 22.7 | 12.5 | 10 | 2 | 70 | 54 | 209862148
MDV | MOX230-09HFN1-BW0Q1W | MSABB-09HRFN1-BW0Q1W |  | 9000 | 9900 | 25 | 14.5 | 10.8 | 1.96 | 81 | 65 | 209847238
MDV | MOX230-09HFN1-BW0W | MSEPB-09HRFN1-BW0W |  | 9000 | 10000 | 25 | 14.5 | 9.9 | 2.16 | 62 | 68 | 209847237
CTMorley | MOU-A18H-2 | MIU-A18C-2 |  | 16000 | 17000 | 20 | 12.5 | 9.5 | 1.75 | 92 | 94 | 209843061
AC PRO.COM | AOX430-18HFN1-MT8W | ASEPC-18HRFN1-MU0W |  | 18000 | 19000 | 23.5 | 12.5 | 10.8 | 2.02 | 78 | 59 | 209843057
PolarWave | ACIQ-24ZPL-HP230B | ACIQ-24FM-HH-MB |  | 24000 | 25000 | 20.5 | 11.7 | 11 | 2.1 | 76 | 100 | 212316084
PolarWave | ACIQ-36ZPL-HP230B | ACIQ-36CC-HH-MB |  | 36000 | 40000 | 19.4 | 9.5 | 10.5 | 1.85 | 83 | 100 | 212316103
PolarWave | ACIQ-12ZPL-HP230B | SCC-1218-HH-M |  | 12000 | 12500 | 23 | 13 | 10 | 1.8 | 76 | 88 | 212316113
PolarWave | ACIQ-18ZPL-HP230B | SCC-1218-HH-M |  | 16700 | 20000 | 19.8 | 12.5 | 11.2 | 1.93 | 73 | 84 | 212316114
STEALTH | ACIQ-24ZPL-HP230B | ACIQ-24W-HH-MB |  | 24000 | 29000 | 21.5 | 13 | 11.4 | 2.21 | 73 | 86 | 212316160
STEALTH | ACIQ-12ZPL-HP230B | ACIQ-12CC-HH-MB |  | 12000 | 12000 | 22.3 | 12.7 | 10.2 | 1.89 | 83 | 94 | 212316162
STEALTH | ACIQ-09ZPL-HP230B | ACIQ-09W-HH-MC |  | 9000 | 12000 | 28.1 | 16.2 | 11.5 | 2 | 79 | 88 | 212316185
STEALTH | ACIQ-36ZPL-HP230B | ACIQ-36CC-HH-MB |  | 36000 | 40000 | 19.4 | 9.5 | 10.5 | 1.85 | 83 | 100 | 212316189
STEALTH | ACIQ-12ZPL-HP230B | SCC-1218-HH-M |  | 12000 | 12500 | 23 | 13 | 10 | 1.8 | 76 | 88 | 212316199
Custom Comfort | CCOXHASZ12HP | CCOXHA4C12 |  | 12000 | 12000 | 22.3 | 12.7 | 10.2 | 1.89 | 83 | 94 | 212365410
Custom Comfort | CCOXHASZ24HP | CCOXHAFC24 |  | 24000 | 25000 | 20.5 | 11.7 | 11 | 2.1 | 76 | 100 | 212365425
Custom Comfort | CCOXHASZ12HP | CCOXHA1C12 |  | 12000 | 12500 | 23 | 13 | 10 | 1.8 | 76 | 88 | 212365431
Custom Comfort | CCOXHASZ17HP | CCOXHA1C18 |  | 16700 | 20000 | 19.8 | 12.5 | 11.2 | 1.93 | 73 | 84 | 212365432
BRYANT | 38MPRAQ12AA3 | 619PHBQ12XA3 |  | 12000 | 12000 | 18.2 | 11 | 10 | 1.82 | 57 | 103 | 212521250
PAYNE | 38MPRAQ12AA3 | DHMPHBQ12XA3 |  | 12000 | 12000 | 18.2 | 11 | 10 | 1.82 | 57 | 103 | 212521252
COMFORTMAKER | DLCPRAH12AAK | DLFPHBH12XAK |  | 12000 | 12000 | 18.2 | 11 | 10 | 1.82 | 57 | 103 | 212521260
HEIL | DLCPRAH12AAK | DLFPHBH12XAK |  | 12000 | 12000 | 18.2 | 11 | 10 | 1.82 | 57 | 103 | 212521264
SMART COMFORT | DLCPRAH12AAK | DLFPHBH12XAK |  | 12000 | 12000 | 18.2 | 11 | 10 | 1.82 | 57 | 103 | 212521274
PAYNE | 38MPRAQ18AA3 | DHMPHBQ18XA3 |  | 18000 | 18000 | 24.1 | 12.4 | 12 | 1.92 | 68 | 89 | 212521281
MIDEA | 38MPRAQ18AA3 | DHMPHBQ18XA3 |  | 18000 | 18000 | 24.1 | 12.4 | 12 | 1.92 | 68 | 89 | 212521283
ARCOAIRE | DLCPRAH18AAK | DLFPHBH18XAK |  | 18000 | 18000 | 24.1 | 12.4 | 12 | 1.92 | 68 | 89 | 212521284
KENMORE | DLCPRAH18AAK | DLFPHBH18XAK |  | 18000 | 18000 | 24.1 | 12.4 | 12 | 1.92 | 68 | 89 | 212521289
LPS Legacy | DLCPRAH18AAK | DLFPHBH18XAK |  | 18000 | 18000 | 24.1 | 12.4 | 12 | 1.92 | 68 | 89 | 212521294
ECO-AIR | MOD33-24HFN1-MT0W | MCD1-24HRFN1-MT0W(GA) |  | 24000 | 25000 | 21.5 | 12.5 | 9.7 | 2.2 | 76 | 74 | 211644059
ECO-AIR | MOE30U-48HFN1-MP0(GA) | MCD1-48HRFN1-M(GA) |  | 48000 | 50000 | 18.5 | 9.5 | 9.8 | 1.98 | 60 | 69 | 211644061
ECO-AIR | MOX430-17HFN1-MT0W | CCA3U-18HRFN1-M(C) |  | 16000 | 17000 | 20 | 12.5 | 9.5 | 1.75 | 92 | 94 | 211644070
Alsetria | MOX230-12HFN1-MV5W | MFA2U-12HRFN1-MW5W |  | 12000 | 12000 | 25 | 13 | 11 | 2.38 | 77 | 70 | 211644096
Alsetria | MOX330-09HFN1-MY5W | MCBU-09HRFN1-MW0W |  | 9000 | 10900 | 24 | 13 | 12.4 | 1.8 | 90 | 96 | 211644099
NOVAIR | LEA09SZ25SK-O | 2LEA09UUSK-I |  | 9000 | 10000 | 25.5 | 15 | 12.3 | 2.17 | 85 | 75 | 211709677
NOVAIR | LEA09SZ25SK-O | 2LEA06UUSK-I |  | 6000 | 7000 | 26.5 | 15.8 | 13.6 | 2.1 | 121 | 107 | 211709681
NOVAIR | LEA24SZ35SK-O | 2LEA24UUSK-I |  | 24000 | 29000 | 21.5 | 13 | 11.4 | 2.21 | 73 | 86 | 211709685
Star Air Kontrol | SAK-12-CC(OD)/220VOLT | SAK-12-20CC/220(IN) |  | 12000 | 12000 | 22.7 | 14 | 10 | 2.27 | 74 | 67 | 211726523
Allied | 4DHP2S12S-1P | D22C112S4-1P |  | 11800 | 12000 | 22.7 | 13.9 | 9.9 | 2.27 | 74 | 67 | 208106657
ELIOS | DEA12HOS25230E8 | DUA12HIFU230E5 |  | 12000 | 12000 | 22.7 | 13 | 10.2 | 2.26 | 75 | 70 | 207742459
MOOVAIR | DMA18HOS25230E8 | DMA18HIW25230E8 |  | 18000 | 19000 | 23.5 | 12.5 | 10.8 | 2.02 | 78 | 59 | 207742492
MOOVAIR | DMA09HOS28230E8 | DMA09HIW25230E8 |  | 9000 | 12000 | 28.1 | 16.2 | 11.5 | 2 | 79 | 88 | 207742495
MOOVAIR | DMA12HOS25230E8 | DUA12HICU230X5 |  | 12000 | 12000 | 22.7 | 14 | 10 | 2.27 | 74 | 67 | 207742503
MOOVAIR | DMA48HOS18230S5 | DUA48HICU230X5 |  | 48000 | 50000 | 18.5 | 9.5 | 9.8 | 1.98 | 60 | 69 | 207742507
MOOVAIR | DMA18HOS28230E8 | DUA18HICU230X5 |  | 16000 | 17000 | 20 | 12.5 | 9.5 | 1.75 | 92 | 94 | 207742510
MOOVAIR | DMA12HOS25230E8 | DUA12HIFU230E5 |  | 12000 | 12000 | 22.7 | 13 | 10.2 | 2.26 | 75 | 70 | 207742528
DIRECT AIR | DIRM-12DA25-1Z | DIRM-12HP-WM |  | 12000 | 12000 | 24.6 | 13.7 | 10.7 | 2.39 | 75 | 67 | 207743720
DIRECT AIR | DIRM-06HXPRO28-1Z | DIRM-06HP-WM |  | 6000 | 7000 | 26.5 | 15.8 | 13.6 | 2.1 | 121 | 107 | 207743723
DIRECT AIR | DIRM-12HXPRO28-1Z | DIRM-12HP-WM |  | 12000 | 12000 | 25.5 | 14 | 10.4 | 1.8 | 83 | 100 | 207743725
DIRECT AIR | DIRM-48LCDA25-1Z | DIRM-48HP-CF |  | 48000 | 50000 | 18.9 | 9.3 | 10 | 1.85 | 58 | 70 | 207743735
DIRECT AIR | DIRM-12HXPRO28-1Z | DIRM-12HP-CO |  | 12000 | 12000 | 23.6 | 13 | 10 | 1.89 | 80 | 100 | 207743765
BOSCH | BMS500-AAS018-1CSXHC | BMS500-AAU018-1AHWXC |  | 18000 | 18000 | 21.5 | 12.5 | 11.3 | 1.8 | 83 | 100 | 207759996
BOSCH | BMS500-AAS009-1CSXHC | BMS500-AAU009-1AHCXB |  | 9000 | 9800 | 20.5 | 13 | 10.3 | 1.8 | 92 | 102 | 207760013
BOSCH | BMS500-AAS018-1CSXHC | BMS500-AAU018-1AHCXB |  | 16000 | 17000 | 20 | 12.5 | 9.5 | 1.75 | 92 | 94 | 207760016
BOSCH | BMS500-AAS048-1CSXLC | BMS500-AAU048-1AHCXC |  | 48000 | 50000 | 18.5 | 9.5 | 9.8 | 1.98 | 60 | 69 | 207760020
COMFORTSTAR | CZP48CD(O) | TIP48 |  | 48000 | 50000 | 18.5 | 9.5 | 9.8 | 1.98 | 60 | 69 | 207765968
COMFORTSTAR | CZP24CD(O) | TIP24 |  | 24000 | 25000 | 21.5 | 12.5 | 9.7 | 2.2 | 76 | 74 | 207765976
Durastar | DRA1U12S1B | DRAW12F1B |  | 12000 | 12000 | 23.1 | 13 | 10.8 | 2.41 | 83 | 70 | 207787131
Durastar | DRA1U09S1B | DRAC09F1A |  | 9000 | 10000 | 20 | 13 | 10 | 1.9 | 75 | 74 | 207787134
Durastar | DRA1U12S1B | DRAS12F1A |  | 12000 | 12000 | 22.7 | 13 | 10.2 | 2.26 | 75 | 70 | 207787138
PERFECTAIRE | 3PAMSHH12-SZO | 3PAMSCH12 |  | 12000 | 12000 | 22.3 | 12.7 | 10.2 | 1.89 | 83 | 94 | 207796629
PERFECTAIRE | 3PAMSHH12-SZO | 3PAMSCONH12 |  | 12000 | 12000 | 23.6 | 13 | 10 | 1.89 | 80 | 100 | 207796631
KARDA | 3KARDA12SZO | 3KARDA12CON |  | 12000 | 12000 | 23.6 | 13 | 10 | 1.89 | 80 | 100 | 207796640
DIRECT AIR | DIRM-24DA25-1Z | DIRM-24HP-CF |  | 24000 | 24000 | 21.2 | 12.5 | 10.3 | 2.2 | 67 | 76 | 207743732
DIRECT AIR | DIRM-09DA25-1Z | DIRM-09HP-CA |  | 9000 | 10000 | 20 | 13 | 10 | 1.9 | 75 | 74 | 207743737
BOSCH | BMS500-AAS012-1CSXRC | BMS500-AAU012-1AHWXC |  | 12000 | 12000 | 24.6 | 13.7 | 10.7 | 2.39 | 75 | 67 | 207759990
BOSCH | BMS500-AAS009-1CSXHC | BMS500-AAU009-1AHWXC |  | 9000 | 12000 | 28.1 | 16.2 | 11.5 | 2 | 79 | 88 | 207759994
BOSCH | BMS500-AAS012-1CSXHC | BMS500-AAU012-1AHWXC |  | 12000 | 12000 | 25.5 | 14 | 10.4 | 1.8 | 83 | 100 | 207759995
Allied | 4DHP2S09S-1P | D22C109S4-1P |  | 9000 | 10000 | 20 | 13 | 10 | 1.9 | 75 | 74 | 208128183
Armstrong Air | 4DHP2S09S-1P | D22C109S4-1P |  | 9000 | 10000 | 20 | 13 | 10 | 1.9 | 75 | 74 | 208128189
CONCORD | 4DHP2S09S-1P | D22C109S4-1P |  | 9000 | 10000 | 20 | 13 | 10 | 1.9 | 75 | 74 | 208128192
SEA BREEZE+ | SZ9H424ZMO | WM6H424ZMI |  | 6000 | 7000 | 23.5 | 15 | 12 | 1.84 | 107 | 101 | 208128266
SEA BREEZE+ | HSZ12H424ZMO | CA12H424ZMI |  | 12000 | 12000 | 22.3 | 12.7 | 10.2 | 1.89 | 83 | 94 | 208128268
LBG Products | LBHB12DUWO | LMHB12DSI |  | 12000 | 12000 | 22.7 | 14 | 10 | 2.27 | 74 | 67 | 208130808
LBG Products | LBHB18DUWO | LMHB18DSI |  | 16000 | 19000 | 20.5 | 12.5 | 10.5 | 2.16 | 63 | 67 | 208130809
LBG Products | LBHB24DUWO | LMHB24DSI |  | 24000 | 25000 | 21.5 | 12.5 | 9.7 | 2.2 | 76 | 74 | 208130810
LBG Products | LUHB48DO | LUHB48DZDI |  | 48000 | 50000 | 18.9 | 9.3 | 10 | 1.85 | 58 | 70 | 208130824
LBG Products | LBHB18DVWO | LBHB18DUWI |  | 18000 | 18000 | 22 | 13 | 10.6 | 1.89 | 62 | 96 | 208130829
LBG Products | LBHB18DVWO | LMHB18DZDI |  | 17000 | 18000 | 20.5 | 12.5 | 9.8 | 1.86 | 67 | 93 | 208130844
DUCTLESSAIRE | DA0921-H2-O* | DA0921-H2-I* |  | 9000 | 10000 | 24 | 14 | 11.4 | 2.18 | 83 | 78 | 208136306
BLUERIDGE | BMY6HH27C | BMY6HH27WM |  | 6000 | 7000 | 26.5 | 15.8 | 13.6 | 2.1 | 121 | 107 | 207826692
MIDEA | MOD33-24HFN1-MT0W | MSEPD-24HRFN1-MU0W |  | 24000 | 25000 | 22 | 14 | 10 | 1.8 | 65 | 62 | 207826696
AC PRO.COM | AOX230-12HFN1-MV5W | ASEPB-12HRFN1-MW5W(GA) |  | 12000 | 12000 | 24.6 | 13.7 | 10.7 | 2.39 | 75 | 67 | 207827146
AC PRO.COM | AOX330-09HFN1-MY5W | ACCA3U-09HRFN1-M |  | 9000 | 9800 | 20.5 | 13 | 10.3 | 1.8 | 92 | 102 | 207827151
AC PRO.COM | AOX330-12HFN1-MW5W | ACCA3U-12HRFN1-M |  | 12000 | 12000 | 22.3 | 12.7 | 10.2 | 1.89 | 83 | 94 | 207827152
AC PRO.COM | AOX430-17HFN1-MT0W | ACCA3U-18HRFN1-M |  | 16000 | 19000 | 20.5 | 12.5 | 10.5 | 2.16 | 63 | 67 | 207827153
Breeze33 | BZ33-HYP09OUT2-G2-P | BZ33-HYP09WALL2-G2-P |  | 9000 | 12000 | 28.1 | 16.2 | 11.5 | 2 | 79 | 88 | 207862070
Breeze33 | BZ33-HYP24OUT2-G2-P | BZ33-HYP24WALL2-G2-P |  | 24000 | 29000 | 21.5 | 13 | 11.4 | 2.21 | 73 | 86 | 207862073
Breeze33 | BZ33-HYP18OUT2-G2-P | BZ33-IFMU18-P |  | 17000 | 18000 | 20.5 | 12.5 | 9.8 | 1.86 | 67 | 93 | 207862083
AURORA | AU-CX09HR-2A-O | AU-BS09HR-2A-I |  | 9000 | 12000 | 26.4 | 15.8 | 11.6 | 1.85 | 78 | 92 | 208101256
MDV | MOX230-12HFN1-MV5W | MCA3U-12HRFN1-M(C) |  | 12000 | 12000 | 22.7 | 14 | 10 | 2.27 | 74 | 67 | 206330119
MDV | MOD33-24HFN1-MT0W | MUEU-24HRFN1-M(C) |  | 24000 | 24000 | 21.2 | 12.5 | 10.3 | 2.2 | 67 | 76 | 206330120
MDV | MOX430-17HFN1-MT0W | MCA3U-18HRFN1-M(C) |  | 16000 | 17000 | 20 | 12.5 | 9.5 | 1.75 | 92 | 94 | 206330131
KERR | A-KMH18SU-1A | B-KMH18CU-1 |  | 16000 | 17000 | 20 | 12.5 | 9.5 | 1.75 | 92 | 94 | 206347317
CARRIER | 38MARBQ12AA3 | 40MAHBQ12XA3 |  | 12000 | 12000 | 25.5 | 14 | 10.4 | 1.8 | 83 | 100 | 206348136
Convectair | 8120-O | 8120-I |  | 12000 | 12000 | 23.6 | 13.5 | 9.5 | 1.8 | 63 | 83 | 206422437
ELIOS | DE24HOS25230E3A | DE24HIW23230E3 |  | 21600 | 23400 | 18.9 | 11.7 | 10.4 | 1.89 | 83 | 100 | 206401448
MOOVAIR | DM18HOS25230E3A | DM18HICU230X5 |  | 16000 | 17000 | 20 | 12.5 | 9.5 | 1.75 | 92 | 94 | 206401441
Weathermaker | 38MARBQ24AA3 | DHMSHAQ24XA3 |  | 21600 | 23400 | 18.9 | 11.7 | 10.4 | 1.89 | 83 | 100 | 206400669
MIDEA | 38MARBQ24AA3 | DHMSHAQ24XA3 |  | 21600 | 23400 | 18.9 | 11.7 | 10.4 | 1.89 | 83 | 100 | 206400663
COMFORT-AIRE | A-VMH06SV-1 | B-VMH06SV-1 |  | 6000 | 7000 | 26.5 | 15.8 | 13.6 | 2.1 | 121 | 107 | 207657385
SENVILLE | SENA/18HF/OQ | SENA/18HF/ICZ |  | 16000 | 17000 | 20 | 12.5 | 9.5 | 1.75 | 92 | 94 | 207641343
LBG Products | LBHB18DYWO | LBHB18DYWI |  | 24000 | 29000 | 21.5 | 13 | 11.4 | 2.21 | 73 | 86 | 207629155
LBG Products | LBHB12DYWO | LBHB12DYWI |  | 12000 | 12000 | 27.5 | 14.3 | 14.5 | 1.86 | 95 | 113 | 207629154
SMART COMFORT | DLCPRBH09AAK | DLFPHBH09XAK |  | 9000 | 12000 | 27 | 16 | 17.5 | 1.85 | 87 | 114 | 207614975
KENMORE | DLCPRBH09AAK | DLFPHBH09XAK |  | 9000 | 12000 | 27 | 16 | 17.5 | 1.85 | 87 | 114 | 207614969
KERR | A-KMH12SV-1 | B-KMH12CU-1 |  | 12000 | 12000 | 22.3 | 12.7 | 10.2 | 1.89 | 83 | 94 | 210568256
KERR | A-KMH24SV-1 | B-KMH24UU-1 |  | 24000 | 25000 | 20.5 | 11.7 | 11 | 2.1 | 76 | 100 | 210568252
COMFORT-AIRE | A-VMH18SV-1 | B-VMH18CU-1 |  | 16000 | 17000 | 20 | 12.5 | 9.5 | 1.75 | 92 | 94 | 210568238
Durastar | DRA1H12S1A | DRAC12F1A |  | 12000 | 12000 | 22.3 | 12.7 | 10.2 | 1.89 | 83 | 94 | 210568112
Durastar | DRA1U12S1B | DRAL12F1A |  | 12000 | 12500 | 22 | 12.6 | 9.8 | 2.21 | 62 | 62 | 210568107
Durastar | DRA1H12S1A | DRAL12F1A |  | 12000 | 12500 | 23 | 13 | 10 | 1.8 | 76 | 88 | 210568104
DIYCOOL | ACIQ-12ZPL-HP230B | ACIQ-12FM-HH-MC |  | 12000 | 12000 | 24.2 | 13.3 | 10.7 | 1.99 | 85 | 99 | 210857351
DIYCOOL | ACIQ-12ZPL-HP230B | ACIQ-12W-HH-MC |  | 12000 | 12000 | 25.5 | 14 | 10.4 | 1.8 | 83 | 100 | 210857336
ACIQ | ACIQ-12ZPL-HP230B | SCC-1218-HH-M |  | 12000 | 12500 | 23 | 13 | 10 | 1.8 | 76 | 88 | 210857329
ACIQ | ACIQ-09ZPL-HP230B | SCC-0609-HH-M |  | 9000 | 10900 | 24 | 13 | 12.4 | 1.8 | 90 | 96 | 210857328
ACIQ | ACIQ-24ZPL-HP230B | ACIQ-24W-HH-MC |  | 24000 | 29000 | 21.5 | 13 | 11.4 | 2.21 | 73 | 86 | 210857318
ACIQ | ACIQ-18ZPL-HP230B | ACIQ-18W-HH-MC |  | 18000 | 18000 | 21.5 | 12.5 | 11.3 | 1.8 | 83 | 100 | 210857317
1HVAC | ACIQ-18ZPL-HP230B | SCC-1218-HH-M |  | 16700 | 20000 | 19.8 | 12.5 | 11.2 | 1.93 | 73 | 84 | 210857310
1HVAC | ACIQ-09ZPL-HP230B | SCC-0609-HH-M |  | 9000 | 10900 | 24 | 13 | 12.4 | 1.8 | 90 | 96 | 210857308
1HVAC | ACIQ-06ZPL-HP230B | SCC-0609-HH-M |  | 6500 | 7100 | 22 | 14.5 | 10.8 | 2 | 80 | 113 | 210857307
1HVAC | ACIQ-12ZPL-HP230B | ACIQ-12W-HH-MC |  | 12000 | 12000 | 25.5 | 14 | 10.4 | 1.8 | 83 | 100 | 210857296
MDV | MOX430-17HFN1-MT0W | MCBU-18HRFN1-MW-CA |  | 16700 | 20000 | 19.8 | 12.5 | 11.2 | 1.93 | 73 | 84 | 210857292
DIAMONDAIR | D2024SHO2 | DF2024HMSI |  | 21600 | 23400 | 18.9 | 11.7 | 10.4 | 1.89 | 83 | 100 | 210857276
DIAMONDAIR | D2024SHO2 | DF2024HMSI2 |  | 23000 | 26000 | 22.3 | 12.5 | 10.3 | 1.8 | 73 | 88 | 210857268
DIAMONDAIR | D2012SHO2 | DF2012HMSI2 |  | 12000 | 12000 | 23.1 | 13 | 10.5 | 1.88 | 86 | 92 | 210857266
DIAMONDAIR | D2009SHO2 | DF2009HMSI2 |  | 9000 | 12000 | 26.4 | 15.8 | 11.6 | 1.85 | 78 | 92 | 210857265
Cooper&Hunter | CH-HPR12-230VO | CH-12DKT230VI |  | 12000 | 12000 | 23.6 | 13.5 | 9.5 | 1.8 | 63 | 83 | 210857259
Cooper&Hunter | CH-HPR18-230VO | CH-B18MOLVWM-230VI |  | 18000 | 18000 | 22 | 13 | 10.6 | 1.89 | 62 | 96 | 210799693
Cooper&Hunter | CH-ES18-230VO | CH-B18MOLVWM-230VI |  | 18000 | 18000 | 24 | 13.5 | 10.5 | 2.44 | 78 | 71 | 210799689
Cooper&Hunter | CH-ES09-230VO | CH-B09MOLVWM-230VI |  | 9000 | 10000 | 24 | 14.7 | 11.6 | 2.25 | 81 | 75 | 210799687
Cooper&Hunter | CH-ES12-115VO | CH-B12OLVWM-115VI |  | 12000 | 12000 | 22.7 | 12.5 | 10.4 | 2.06 | 74 | 56 | 210799685
Cooper&Hunter | CH-ES24-230VO | CH-24MASTWM-230VI |  | 24000 | 25000 | 22 | 14 | 10 | 1.8 | 65 | 62 | 210799671
Cooper&Hunter | CH-ES09-115VO | CH-09OLVWM-115VI |  | 9000 | 10000 | 23 | 13.8 | 9.8 | 2.06 | 59 | 67 | 210799640
Cooper&Hunter | CH-N48LCU-230VO | CH-48LCFC/I |  | 48000 | 50000 | 18.9 | 9.3 | 10 | 1.85 | 58 | 70 | 210799607
Cooper&Hunter | CH-N48LCU-230VO | CH-N48LCCT-230VI |  | 48000 | 50000 | 18.5 | 9.5 | 9.8 | 1.98 | 60 | 69 | 210799605
Cooper&Hunter | CH-HPR24-230VO | CH-N24MSPHCT-230VI |  | 24000 | 25000 | 20.5 | 11 | 11.5 | 2 | 84 | 103 | 210799599
Cooper&Hunter | CH-ES12-230VO | CH-12MSPHMC-230VI |  | 12000 | 12000 | 22.7 | 13 | 10.2 | 2.26 | 75 | 70 | 210799584
Cooper&Hunter | CH-ES12-230VO | CH-12MSPHCT-230VI |  | 12000 | 12000 | 22.7 | 14 | 10 | 2.27 | 74 | 67 | 210799582
Cooper&Hunter | CH-ES09-230VO | CH-09MSPHCT-230VI |  | 9000 | 10000 | 20 | 13 | 10 | 1.9 | 75 | 74 | 210799580
Cooper&Hunter | CH-ES12-115VO | CH-12OLVWM-115VI |  | 12000 | 12000 | 22.7 | 12.5 | 10.4 | 2.06 | 74 | 56 | 210799578
Cooper&Hunter | CH-ES12-230VO | CH-12MOLVWM-230VI |  | 12000 | 12000 | 23.1 | 13 | 10.8 | 2.41 | 83 | 70 | 210799560
Cooper&Hunter | CH-ES09-230VO | CH-09MOLVWM-230VI |  | 9000 | 10000 | 24 | 14.7 | 11.6 | 2.25 | 81 | 75 | 210799559
Cooper&Hunter | CH-HPR24-230VO | CH-B24MOLVWM-230VI |  | 23000 | 26000 | 22.3 | 12.5 | 10.3 | 1.8 | 73 | 88 | 210799694
Cooper&Hunter | CH-HPR12-230VO | CH-B12MOLVWM-230VI |  | 12000 | 12000 | 23.1 | 13 | 10.5 | 1.88 | 86 | 92 | 210799692
Cooper&Hunter | CH-ES12-230VO | CH-12MASTWM-230VI |  | 12000 | 12000 | 24.6 | 13.7 | 10.7 | 2.39 | 75 | 67 | 210799673
Cooper&Hunter | CH-ES09-230VO | CH-09MASTWM-230VI |  | 9000 | 10000 | 25.5 | 15 | 12.3 | 2.17 | 85 | 75 | 210799670
Cooper&Hunter | CH-NHPR36LCU-230VO | CH-N36LCCT-230VI |  | 36000 | 40000 | 19.4 | 9.5 | 10.5 | 1.85 | 83 | 100 | 210799610
Cooper&Hunter | CH-HPR12-230VO | CH-12MSPHCT-230VI |  | 12000 | 12000 | 22.3 | 12.7 | 10.2 | 1.89 | 83 | 94 | 210799593
Cooper&Hunter | CH-ES18-230VO | CH-18MSPHFC-230VI |  | 18000 | 20000 | 23 | 12.5 | 10 | 2.08 | 64 | 65 | 210799587
Cooper&Hunter | CH-ES18-230VO | CH-18MSPHCT-230VI |  | 16000 | 19000 | 20.5 | 12.5 | 10.5 | 2.16 | 63 | 67 | 210799585
Cooper&Hunter | CH-HPR06F9-230VO | CH-06MOLVWM-230VI |  | 6000 | 7000 | 23.5 | 15 | 12 | 1.84 | 107 | 101 | 210799565
Cooper&Hunter | CH-ES18-230VO | CH-18MOLVWM-230VI |  | 18000 | 18000 | 24 | 13.5 | 10.5 | 2.44 | 78 | 71 | 210799561
Cooper&Hunter | CH-HPR24-230VO | CH-24MASTWM-230VI |  | 24000 | 29000 | 21.5 | 13 | 11.4 | 2.21 | 73 | 86 | 210799551
Cooper&Hunter | CH-HPR18-230VO | CH-18MASTWM-230VI |  | 18000 | 18000 | 21.5 | 12.5 | 11.3 | 1.8 | 83 | 100 | 210799550
CONCORD | 4DHP2S12S-1L | DWM212S4-*L |  | 12000 | 12000 | 23.5 | 12.8 | 10 | 2.16 | 70 | 57 | 211034545
Armstrong Air | 4DHP2S12S-1P | D22C112S4-*P |  | 11800 | 12000 | 22.7 | 13.9 | 9.9 | 2.27 | 74 | 67 | 211034534
Armstrong Air | 4DHP2S24S-1P | DWM224S4-*P |  | 24000 | 25000 | 22 | 14 | 9.9 | 1.8 | 65 | 62 | 211034523
Armstrong Air | 4DHP2S18S-1P | DWM218S4-*P |  | 18000 | 19000 | 23.5 | 12.4 | 10.7 | 2.02 | 78 | 59 | 211034522
Allied | 4DHP2S18S-1P | D22C118S4-*P |  | 16000 | 19000 | 20.5 | 12.5 | 10.4 | 2.16 | 63 | 67 | 211034509
Allied | 4DHP2S12S-1P | DWM212S4-*P |  | 12000 | 12000 | 24.6 | 13.7 | 10.7 | 2.39 | 75 | 67 | 211034495
BRYANT | 38MARBQ12AA3 | 619AHBQ12XA3 |  | 12000 | 12000 | 25.5 | 14 | 10.4 | 1.8 | 83 | 100 | 206348143
CARRIER | 38MARBQ24AA3 | 40MAHBQ24XA3 |  | 24000 | 29000 | 21.5 | 13 | 11.4 | 2.21 | 73 | 86 | 206348138
CARRIER | 38MARBQ09AA3 | 40MAHBQ09XA3 |  | 9000 | 12000 | 28.1 | 16.2 | 11.5 | 2 | 79 | 88 | 206348135
KERR | A-KMH18SU-1A | B-KMH18UU-1 |  | 17000 | 18000 | 20.5 | 12.5 | 9.8 | 1.86 | 67 | 93 | 206347322
MDV | MOD30-24HFN1-MU0W | MUEU-24HRFN1-M(C) |  | 24000 | 25000 | 20.5 | 11.7 | 11 | 2.1 | 76 | 100 | 206330134
MDV | MOX430-17HFN1-MT0W | MUEU-18HRFN1-M(C) |  | 17000 | 18000 | 20.5 | 12.5 | 9.8 | 1.86 | 67 | 93 | 206330130
MDV | MOX330-09HFN1-MY5W | MCA3U-09HRFN1-M(C) |  | 9000 | 9800 | 20.5 | 13 | 10.3 | 1.8 | 92 | 102 | 206330122
MDV | MOX230-09HFN1-MW5W | MCA3U-09HRFN1-M(C) |  | 9000 | 10000 | 20 | 13 | 10 | 1.9 | 75 | 74 | 206330118
GOODMAN | MSH243E23MCAA | MSH243E23AXAA |  | 21600 | 23400 | 18.9 | 11.7 | 10.4 | 1.89 | 83 | 100 | 203991093
AIRQUEST | DLCPRAH18AAK | DLFPHAH18XAK |  | 18000 | 18000 | 26.2 | 14.5 | 12 | 1.95 | 68 | 91 | 203966570
Alsetria | MOD30-24HFN1-MU0W | MCD1-24HRFN1-MT0W(GA) |  | 24000 | 25000 | 20.5 | 11 | 11.5 | 2 | 84 | 103 | 211644046
Cooper&Hunter | CH-HPR09-230VO | CH-09MCT1W-230VI |  | 9000 | 10900 | 24 | 13 | 12.4 | 1.8 | 90 | 96 | 210857421
Cooper&Hunter | CH-HPR18-230VO | CH-18MCT1W-230VI |  | 16700 | 20000 | 19.8 | 12.5 | 11.2 | 1.93 | 73 | 84 | 210857423
ARCOAIRE | DLCSRBH09AAK | DLFSOAH09XAK |  | 9000 | 10900 | 24 | 13 | 12.4 | 1.8 | 90 | 96 | 210857425
COMFORTMAKER | DLCSRBH18AAK | DLFSOAH18XAK |  | 16700 | 20000 | 19.8 | 12.5 | 11.2 | 1.93 | 73 | 84 | 210857431
DAY & NIGHT | DLCSRBH09AAK | DLFSOAH09XAK |  | 9000 | 10900 | 24 | 13 | 12.4 | 1.8 | 90 | 96 | 210857433
DAY & NIGHT | DLCSRBH12AAK | DLFSOAH18XAK |  | 12000 | 12500 | 23 | 13 | 10 | 1.8 | 76 | 88 | 210857436
KEEPRITE | DLCSRBH09AAK | DLFSOAH09XAK |  | 9000 | 10900 | 24 | 13 | 12.4 | 1.8 | 90 | 96 | 210857441
MIDEA | DLCSRBH09AAK | DLFSOAH09XAK |  | 9000 | 10900 | 24 | 13 | 12.4 | 1.8 | 90 | 96 | 210857449
MIDEA | DLCSRBH18AAK | DLFSOAH18XAK |  | 16700 | 20000 | 19.8 | 12.5 | 11.2 | 1.93 | 73 | 84 | 210857451
TEMPSTAR | DLCSRBH12AAK | DLFSOAH18XAK |  | 12000 | 12500 | 23 | 13 | 10 | 1.8 | 76 | 88 | 210857456
SMART COMFORT | DLCSRBH18AAK | DLFSOAH18XAK |  | 16700 | 20000 | 19.8 | 12.5 | 11.2 | 1.93 | 73 | 84 | 210857459
SMART COMFORT | DLCSRBH12AAK | DLFSOAH18XAK |  | 12000 | 12500 | 23 | 13 | 10 | 1.8 | 76 | 88 | 210857460
SUPREME | YS25E-12HRDN1 | YS25E-12HRDN1 |  | 12000 | 12000 | 24.6 | 13.7 | 10.7 | 2.39 | 75 | 67 | 207742403
ELIOS | DEA09HOS25230E8 | DEA09HIW25230E8 |  | 9000 | 10000 | 25.5 | 15 | 12.3 | 2.17 | 85 | 75 | 207742424
ELIOS | DEA24HOS25230E8 | DEA24HIW25230E8 |  | 24000 | 25000 | 22 | 14 | 10 | 1.8 | 65 | 62 | 207742427
ELIOS | DEA09HOS25230E8 | DUA09HICU230X5 |  | 9000 | 10000 | 20 | 13 | 10 | 1.9 | 75 | 74 | 207742433
ELIOS | DEA24HOS25230E8 | DUA24HICU230X5 |  | 24000 | 25000 | 21.5 | 12.5 | 9.7 | 2.2 | 76 | 74 | 207742436
KERR | A-KMH09SV-1 | B-KMH09SV-1 |  | 9000 | 12000 | 28.1 | 16.2 | 11.5 | 2 | 79 | 88 | 207657394
SENVILLE | SENA/12HF/OQ | SENA/12HF/IQ |  | 12000 | 12000 | 25.5 | 14 | 10.4 | 1.8 | 83 | 100 | 207657628
SENVILLE | SENA/24HF/OQ | SENA/24HF/IQ |  | 24000 | 29000 | 21.5 | 13 | 11.4 | 2.21 | 73 | 86 | 207657630
MDV | MOX230-12HFN1-MV5W-L | MSEPB-12HRFN1-MW5W(GA) |  | 12000 | 12000 | 24.6 | 13.7 | 10.7 | 2.39 | 75 | 67 | 207658589
MDV | MOX230-12HFN1-MV5W-L | MFAU-12HRFN1-M(C) |  | 12000 | 12000 | 22.7 | 13 | 10.2 | 2.26 | 75 | 70 | 207658597
MDV | MOD33-24HFN1-MT0W-L | MUEU-24HRFN1-M(C) |  | 24000 | 24000 | 21.2 | 12.5 | 10.2 | 2.2 | 67 | 76 | 207658599
MDV | MOE30U-48HFN1-MP0(GA)-L | MUE-48HRFN1-M(C) |  | 48000 | 50000 | 18.9 | 9.1 | 9.7 | 1.85 | 58 | 70 | 207658600
MDV | MOX230-12HFN1-MV5W-L | MCA3U-12HRFN1-M(C) |  | 11800 | 12000 | 22.7 | 13.9 | 9.9 | 2.27 | 74 | 67 | 207658601
MDV | MOX330-12HFN1-MW5W-L | MFAU-12HRFN1-M(C) |  | 12000 | 12000 | 23.6 | 13 | 10 | 1.89 | 80 | 100 | 207658611
COMFORTSTAR | CZP09CD(O) | CHF09CD(I) |  | 9000 | 10000 | 25.5 | 15 | 12.3 | 2.17 | 85 | 75 | 207658922
COMFORTSTAR | CHF09CD(O) | CHF09CD(I) |  | 9000 | 12000 | 28.1 | 16.2 | 11.5 | 2 | 79 | 88 | 207658926
COMFORTSTAR | CZP18CD(O) | TPA-18C |  | 16000 | 19000 | 20.5 | 12.5 | 10.5 | 2.16 | 63 | 67 | 207658945
COMFORTSTAR | CZP48CD(O) | TPA-48C |  | 48000 | 50000 | 18.5 | 9.5 | 9.8 | 1.98 | 60 | 69 | 207658948
COMFORTSTAR | CHF12CD(O) | TPA-12 |  | 12000 | 12000 | 22.3 | 12.7 | 10.2 | 1.89 | 83 | 94 | 207658950
COMFORTSTAR | CZP24CD(O) | FPA-24 |  | 24000 | 24000 | 21.2 | 12.5 | 10.3 | 2.2 | 67 | 76 | 207658956
COMFORTSTAR | CHF24CD(O) | FPA-24 |  | 24000 | 25000 | 20.5 | 11.7 | 11 | 2.1 | 76 | 100 | 207658961
YONAN | YSA21-12HRN1B | YSA21-12HRN1B |  | 12000 | 12000 | 22.7 | 12.5 | 10 | 2 | 70 | 54 | 207671403
YONAN | YSA21-09HRN1 | YSA21-09HRN1 |  | 9000 | 10000 | 24 | 14 | 11.4 | 2.18 | 83 | 78 | 207671404
YONAN | YSA21-18HRN1 | YSA21-18HRN1 |  | 18000 | 18000 | 23.7 | 13.5 | 10.3 | 2.39 | 78 | 69 | 207671406
YONAN | YSA25-24HRN1 | YSA25-24HRN1 |  | 24000 | 25000 | 22 | 14 | 10 | 1.8 | 65 | 62 | 207671411
CanAir | C28SCH24H21 | C28SEH24H21 |  | 24000 | 29000 | 21.5 | 13 | 11.4 | 2.21 | 73 | 86 | 207683259
CARRIER | 38MBRCQ48AA3 | 40MBFQ48---3 |  | 48000 | 50000 | 18.9 | 9.3 | 10 | 1.85 | 58 | 70 | 207683291
AIRQUEST | DLCSRBH06AAK | DLFSOAH09XAK |  | 6500 | 7100 | 22 | 14.5 | 10.8 | 2 | 80 | 113 | 210857462
BRYANT | 38MARBQ06AA3 | 40MCCAQ09XA3 |  | 6500 | 7100 | 22 | 14.5 | 10.8 | 2 | 80 | 113 | 210857467
PAYNE | 38MARBQ06AA3 | 40MCCAQ09XA3 |  | 6500 | 7100 | 22 | 14.5 | 10.8 | 2 | 80 | 113 | 210857469
SLIMAIR | SHC18VE2AG | SHLZ18VC2AG |  | 16000 | 19000 | 20.5 | 12.5 | 10.5 | 2.16 | 63 | 67 | 210857477
AC PRO.COM | AOX230-12HFN1-MV5W | ACBU-12HRFN1-MV0W |  | 12000 | 12500 | 22 | 12.6 | 9.8 | 2.21 | 62 | 62 | 211001949
LENNOX | MPC009S4S-1P | MWMC009S4-*P |  | 9000 | 10000 | 25.5 | 15 | 11.9 | 2.17 | 85 | 75 | 211034416
LENNOX | MPC012S4S-1P | MFMA012S4-*P |  | 12000 | 12000 | 22.7 | 13 | 10.2 | 2.26 | 75 | 70 | 211034429
LENNOX | MPC024S4S-1P | MCFA024S4-*P |  | 24000 | 24000 | 21.2 | 12.5 | 10.2 | 2.2 | 67 | 76 | 211034431
LENNOX | MPC009S4S-1P | M22A009S4-*P |  | 8900 | 10000 | 20 | 13 | 10 | 1.9 | 75 | 74 | 211034434
LENNOX | MPC012S4S-1P | M22A012S4-*P |  | 11800 | 12000 | 22.7 | 13.9 | 9.9 | 2.27 | 74 | 67 | 211034435
LENNOX | MLB024S4S-1P | MWMC024S4-*P |  | 24000 | 29000 | 21.5 | 13 | 11.4 | 2.21 | 73 | 86 | 211034443
LENNOX | MLB012S4S-1P | M22A012S4-*P |  | 12000 | 12000 | 22.3 | 12.7 | 10.2 | 1.89 | 83 | 94 | 211034456
AirEase | 4DHP2S24S-1P | D33C224S4-*P |  | 23600 | 26000 | 21.5 | 12.3 | 9.6 | 2.2 | 73 | 71 | 211034484
Allied | 4DHP2S12S-1L | DWM212S4-*L |  | 12000 | 12000 | 23.5 | 12.8 | 10 | 2.16 | 70 | 57 | 211034493
Allied | 4DHP2S12S-1P | D22C112S4-*P |  | 11800 | 12000 | 22.7 | 13.9 | 9.9 | 2.27 | 74 | 67 | 211034508
Allied | 4DHP2S24S-1P | D33C224S4-*P |  | 23600 | 26000 | 21.5 | 12.3 | 9.6 | 2.2 | 73 | 71 | 211034510
Armstrong Air | 4DHP2S24S-1P | D33C224S4-*P |  | 23600 | 26000 | 21.5 | 12.3 | 9.6 | 2.2 | 73 | 71 | 211034536
CONCORD | 4DHP2S12S-1P | DWM212S4-*P |  | 12000 | 12000 | 24.6 | 13.7 | 10.7 | 2.39 | 75 | 67 | 211034547
CONCORD | 4DHP2S12S-1P | D22C112S4-*P |  | 11800 | 12000 | 22.7 | 13.9 | 9.9 | 2.27 | 74 | 67 | 211034560
DUCANE | 4DHPS209S-1P | DWM209S4-*P |  | 9000 | 10000 | 25.5 | 15 | 11.9 | 2.17 | 85 | 75 | 211034572
DUCANE | 4DHP2S24S-1P | DWM224S4-*P |  | 24000 | 25000 | 22 | 14 | 9.9 | 1.8 | 65 | 62 | 211034575
Cooper&Hunter | CH-HPR06F9-230VO | CH-06MASTWM-230VI |  | 6000 | 7000 | 26.5 | 15.8 | 13.6 | 2.1 | 121 | 107 | 210799547
PAYNE | 38MBRCQ48AA3 | 40MBFQ48---3 |  | 48000 | 50000 | 18.9 | 9.3 | 10 | 1.85 | 58 | 70 | 207683305
Weathermaker | 38MBRCQ48AA3 | 40MBFQ48---3 |  | 48000 | 50000 | 18.9 | 9.3 | 10 | 1.85 | 58 | 70 | 207683312
ARCOAIRE | DLCLRCH48AAK | DLFLFAH48XAK |  | 48000 | 50000 | 18.9 | 9.3 | 10 | 1.85 | 58 | 70 | 207683326
COMFORTMAKER | DLCLRCH48AAK | DLFLCBH48XAK |  | 48000 | 50000 | 18.5 | 9.5 | 9.8 | 1.98 | 60 | 69 | 207683331
MDV | MOE30U-36HFN1-M(GA) | MCD1-36HRFN1-M(GA) |  | 36000 | 40000 | 19.4 | 9.5 | 10.5 | 1.85 | 83 | 100 | 207338213
MDV | MOX430-18HFN1-MT2Q1W | MSABE-18HRFN1-MT2Q1W |  | 18000 | 18000 | 22.7 | 12.6 | 9.8 | 2.05 | 77 | 65 | 207338221
MRCOOL | O-HH-18-HP-C-230A | O-18-HP-WMAH-230B |  | 18000 | 18000 | 21.5 | 12.5 | 11.3 | 1.8 | 83 | 100 | 207339163
BLUERIDGE | BMY18HH22C | BMY18HH22WM |  | 18000 | 18000 | 21.5 | 12.5 | 11.3 | 1.8 | 83 | 100 | 207339185
MRCOOL | DIY-18-HP-C-230C | DIY-18-HP-WMAH-230C25 |  | 18000 | 18000 | 22.7 | 12.6 | 9.8 | 2.05 | 77 | 65 | 207339188
KARDA | 3KARDA18SZO | 3KARDA18UVW |  | 18000 | 18000 | 22 | 13 | 10.6 | 1.89 | 62 | 96 | 207430430
NOVAIR | LEA18SZ35SK-O | LEA18UUSK-I |  | 18000 | 18000 | 22 | 13 | 10.6 | 1.89 | 62 | 96 | 207526948
BLUERIDGE | BMY9HH28C | BM09MCC |  | 9000 | 9800 | 20.5 | 13 | 10.3 | 1.8 | 92 | 102 | 207571386
BLUERIDGE | BMY12HH26C | BM12M22CNS |  | 12000 | 12000 | 23.6 | 13 | 10 | 1.89 | 80 | 100 | 207571389
BLUERIDGE | BMY18HH22C | BM18MFCC |  | 17000 | 18000 | 20.5 | 12.5 | 9.8 | 1.86 | 67 | 93 | 207571392
MDV | MOX430-18HFN1-MU0W | MSABE-18HRFN1-MW5W |  | 18000 | 18000 | 23.7 | 13.5 | 10.3 | 2.39 | 78 | 69 | 207591137
MDV | MOX430-09HFN1-MZG5W | MSOP1B-09HRFN1-MZG5W |  | 9000 | 12000 | 28.5 | 16 | 18 | 1.85 | 87 | 114 | 207591141
MDV | MOX430-18HFN1-MU0W | MSAG11D-18HRFN1-MT8W |  | 18000 | 18000 | 24 | 13.5 | 10.5 | 2.44 | 78 | 71 | 207613861
MDV | MOX430-18HFN1-MU0W | MUEU-18HRFN1-M(C) |  | 18000 | 20000 | 23 | 12.5 | 10 | 2.08 | 64 | 65 | 207614046
MDV | MOX430-18HFN1-MU0W | MCA3U-18HRFN1-M(C) |  | 16000 | 19000 | 20.5 | 12.5 | 10.5 | 2.16 | 63 | 67 | 207614047
Weathermaker | 38MPRBQ12AA3 | DHMPHBQ12XA3 |  | 12000 | 12000 | 27 | 14 | 12 | 1.85 | 87 | 114 | 207614956
ARCOAIRE | DLCPRBH09AAK | DLFPHBH09XAK |  | 9000 | 12000 | 27 | 16 | 17.5 | 1.85 | 87 | 114 | 207614959
HEIL | DLCPRBH12AAK | DLFPHBH12XAK |  | 12000 | 12000 | 25.3 | 14 | 11.7 | 1.85 | 87 | 114 | 207614966
KEEPRITE | DLCPRBH09AAK | DLFPHBH09XAK |  | 9000 | 12000 | 27 | 16 | 17.5 | 1.85 | 87 | 114 | 207614967
YONAN | YSA21-09HRN1B | YSA21-09HRN1B |  | 9000 | 10000 | 24 | 14 | 9.6 | 2 | 60 | 65 | 207671402
YONAN | YSA25-09HRN1 | YSA25-09HRN1 |  | 9000 | 10000 | 25.5 | 15 | 12.3 | 2.17 | 85 | 75 | 207671408
NAPOLEON | NDHAS22-12-O | NDHAS22-12-I |  | 12000 | 12000 | 23.1 | 13 | 10.8 | 2.41 | 83 | 70 | 207683230
NAPOLEON | NDHAS26-09-O | NDHAS26-09-I |  | 9000 | 12000 | 28.1 | 16.2 | 11.5 | 2 | 79 | 88 | 207683233
NAPOLEON | NDHAS26-18-O | NDHAS26-18-I |  | 18000 | 18000 | 21.5 | 12.5 | 11.3 | 1.8 | 83 | 100 | 207683235
CanAir | C28SCH18H21 | C28SEH18H21 |  | 18000 | 18000 | 21.5 | 12.5 | 11.3 | 1.8 | 83 | 100 | 207683258
PAYNE | 38MBRCQ48AA3 | 40MBCAQ48XA3 |  | 48000 | 50000 | 18.5 | 9.5 | 9.8 | 1.98 | 60 | 69 | 207683303
PAYNE | 38MARBQ24AA3 | 40MBCAQ24XA3 |  | 24000 | 25000 | 20.5 | 11 | 11.5 | 2 | 84 | 103 | 207683306
MIDEA | 38MBRCQ48AA3 | 40MBCAQ48XA3 |  | 48000 | 50000 | 18.5 | 9.5 | 9.8 | 1.98 | 60 | 69 | 207683317
MIDEA | 38MARBQ24AA3 | 40MBCAQ24XA3 |  | 24000 | 25000 | 20.5 | 11 | 11.5 | 2 | 84 | 103 | 207683320
DAY & NIGHT | DLCLRCH48AAK | DLFLCBH48XAK |  | 48000 | 50000 | 18.5 | 9.5 | 9.8 | 1.98 | 60 | 69 | 207683338
HEIL | DLCLRCH48AAK | DLFLFAH48XAK |  | 48000 | 50000 | 18.9 | 9.3 | 10 | 1.85 | 58 | 70 | 207683347
KENMORE | DLCSRBH24AAK | DLFSCBH24XAK |  | 24000 | 25000 | 20.5 | 11 | 11.5 | 2 | 84 | 103 | 207683362
MIDEA | DLCSRBH24AAK | DLFSCBH24XAK |  | 24000 | 25000 | 20.5 | 11 | 11.5 | 2 | 84 | 103 | 207683369
SMART COMFORT | DLCLRCH48AAK | DLFLFAH48XAK |  | 48000 | 50000 | 18.9 | 9.3 | 10 | 1.85 | 58 | 70 | 207683382
AIRQUEST | DLCLRCH48AAK | DLFLFAH48XAK |  | 48000 | 50000 | 18.9 | 9.3 | 10 | 1.85 | 58 | 70 | 207683389
AIRQUEST | DLCSRBH24AAK | DLFSCBH24XAK |  | 24000 | 25000 | 20.5 | 11 | 11.5 | 2 | 84 | 103 | 207683390
LENNOX | MPC012S4S-1P | MFMA012S4-1P |  | 12000 | 12000 | 22.7 | 13 | 10.2 | 2.26 | 75 | 70 | 207683509
LENNOX | MPC018S4S-1P | MCFB018S4-2P |  | 18000 | 20000 | 23 | 12.5 | 9.9 | 2.08 | 64 | 65 | 207683510
LENNOX | MPC009S4S-1P | M22A009S4-2P |  | 9000 | 10000 | 20 | 13 | 10 | 1.9 | 75 | 74 | 207683514
NOVAIR | LEA12SZ25SK-O | LEA12UUSK-I |  | 12000 | 12000 | 23.1 | 13 | 10.8 | 2.41 | 83 | 70 | 207526945
NOVAIR | LEA09SZ25SK-O | LEA09UUSK-I |  | 9000 | 10000 | 24 | 14.7 | 11.6 | 2.25 | 81 | 75 | 207526946
NOVAIR | LEA12SZ35SK-O | LEA12UUSK-I |  | 12000 | 12000 | 23.1 | 13 | 10.5 | 1.88 | 86 | 92 | 207539337
KLIMAIRE | KSIH009-H225-O-2 | KSIH009-H225-IW-2 |  | 9000 | 12000 | 26.4 | 15.8 | 11.6 | 1.85 | 78 | 92 | 209862153
KLIMAIRE | KSIH009-H225-O-2 | KTIR09-H2 |  | 9000 | 9800 | 20.5 | 13 | 10.3 | 1.8 | 92 | 102 | 209862166
KLIMAIRE | KSIH024-H220-O-2 | KUIR24-H2 |  | 24000 | 25000 | 20.5 | 11.7 | 11 | 2.1 | 76 | 100 | 209862174
KLIMAIRE | KSIR048-H218-2 | KFUF048-H2G1 |  | 48000 | 50000 | 18.9 | 9.3 | 10 | 1.85 | 58 | 70 | 209862179
CTMorley | MOU-A12H-2 | MIU-A12CO-2 |  | 12000 | 12500 | 23 | 13 | 10 | 1.8 | 76 | 88 | 209864934
CTMorley | MOU-A18H-2 | MIU-A18CO-2 |  | 16700 | 20000 | 19.8 | 12.5 | 11.2 | 1.93 | 73 | 84 | 209864935
MRCOOL | O-HH-24-HP-C-230B | O-24-HP-WMAH-230B |  | 24000 | 29000 | 21.5 | 13 | 11.4 | 2.21 | 73 | 86 | 208552825
MIDEA | MOX230-12HFN1-MV5W | CCA3U-12HRFN1-M(C) |  | 12000 | 12000 | 22.7 | 14 | 10 | 2.27 | 74 | 67 | 208568355
SEA BREEZE+ | SZ9H424ZMO | WM9H424ZMI |  | 9000 | 10000 | 24 | 14.7 | 11.6 | 2.25 | 81 | 75 | 208674954
NAKS | NAKS-SPLIT AC-12K-ODU-115 | NAKS-SPLIT AC-12K-IDU-115 |  | 12000 | 12000 | 22.7 | 12.5 | 10.4 | 2.06 | 74 | 56 | 208674980
NAKS | NAKS-SPLIT AC-12K-ODU-208-230 | NAKS-SPLIT AC-12K-IDU-208-230 |  | 12000 | 12000 | 23.1 | 13 | 10.8 | 2.41 | 83 | 70 | 208674982
TRUST AIR CONDITIONERS | OAH18H/O4S4P | IUMW118H/I41P |  | 18000 | 18000 | 21.5 | 12.5 | 11.3 | 1.8 | 83 | 100 | 208816916
TRUST AIR CONDITIONERS | OUS09H/O4S4P | IUMC409H/I41P |  | 9000 | 10000 | 20 | 13 | 10 | 1.9 | 75 | 74 | 208816918
TRUST AIR CONDITIONERS | OUS24H/O4S4P | IUMC424H/I41P |  | 24000 | 25000 | 21.5 | 12.5 | 9.7 | 2.2 | 76 | 74 | 208816921
TRUST AIR CONDITIONERS | OAH12H/O4S4P | IUMC412H/I41P |  | 12000 | 12000 | 22.3 | 12.7 | 10.2 | 1.89 | 83 | 94 | 208816923
TRUST AIR CONDITIONERS | OUS12H/O4S4P | IUMCO12H/I41P |  | 12000 | 12000 | 22.7 | 13 | 10.2 | 2.26 | 75 | 70 | 208816934
TRUST AIR CONDITIONERS | OUS24H/O4S4P | IUMFC24H/I41P |  | 24000 | 24000 | 21.2 | 12.5 | 10.3 | 2.2 | 67 | 76 | 208816937
TRUST AIR CONDITIONERS | OAH24H/O4S4P | IUMFC24H/I41P |  | 24000 | 25000 | 20.5 | 11.7 | 11 | 2.1 | 76 | 100 | 208816939
C&H | CH-HPR12-230VO | CH-D12MSPHWM-230VI |  | 12000 | 12000 | 23.6 | 13.5 | 9.5 | 1.8 | 63 | 83 | 208816949
MDV | MOX330-12HFN1-MW5W | MFA2U-12HRFN1-MW5W |  | 12000 | 12000 | 24.2 | 13.3 | 10.7 | 1.99 | 85 | 99 | 209248924
MDV | MOX330-12HFN1-MW5W | MCBU-12HRFN1-MV0W |  | 12000 | 12500 | 23 | 13 | 10 | 1.8 | 76 | 88 | 209270211
KENMORE | DLCSRBH12AAK | DLFSHCH12XAK |  | 12000 | 12000 | 25.5 | 14 | 10.4 | 1.8 | 83 | 100 | 208447654
KENMORE | DLCSRBH09AAK | DLFSHCH09XAK |  | 9000 | 12000 | 28.1 | 16.2 | 11.5 | 2 | 79 | 88 | 208447657
KENMORE | DLCSRBH06AAK | DLFSHCH06XAK |  | 6000 | 7000 | 26.5 | 15.8 | 13.6 | 2.1 | 121 | 107 | 208447661
MIDEA | DLCSRBH24AAK | DLFSHCH24XAK |  | 24000 | 29000 | 21.5 | 13 | 11.4 | 2.21 | 73 | 86 | 208447663
MIDEA | DLCSRBH09AAK | DLFSHCH09XAK |  | 9000 | 12000 | 28.1 | 16.2 | 11.5 | 2 | 79 | 88 | 208447665
TEMPSTAR | DLCSRBH09AAK | DLFSHCH09XAK |  | 9000 | 12000 | 28.1 | 16.2 | 11.5 | 2 | 79 | 88 | 208447673
SMART COMFORT | DLCSRBH12AAK | DLFSHCH12XAK |  | 12000 | 12000 | 25.5 | 14 | 10.4 | 1.8 | 83 | 100 | 208447678
SMART COMFORT | DLCSRBH09AAK | DLFSHCH09XAK |  | 9000 | 12000 | 28.1 | 16.2 | 11.5 | 2 | 79 | 88 | 208447681
AirEase | 4DHPS209S-1P | DWM206S4-1P |  | 6000 | 7000 | 26.5 | 15.8 | 13.6 | 2.1 | 121 | 107 | 208106766
Armstrong Air | 4DHPS209S-1P | DWM206S4-1P |  | 6000 | 7000 | 26.5 | 15.8 | 13.6 | 2.1 | 121 | 107 | 208106771
DUCANE | 4DHPS209S-1P | DWM206S4-1P |  | 6000 | 7000 | 26.5 | 15.8 | 13.6 | 2.1 | 121 | 107 | 208106781
YONAN | YOX-12HFN1 | YCA-12HRFN1 |  | 12000 | 12000 | 22.7 | 14 | 10 | 2.27 | 74 | 67 | 208106974
YONAN | YOX-18HFN1 | YCA-18HRFN1 |  | 16000 | 19000 | 20.5 | 12.5 | 10.5 | 2.16 | 63 | 67 | 208106976
YONAN | YOX-18HFN1 | YUE-18HRFN1 |  | 18000 | 20000 | 23 | 12.5 | 10 | 2.08 | 64 | 65 | 208106978
Airlux | ASZ18O/2022 | AMM18I/2022 |  | 18000 | 18000 | 23.7 | 13.5 | 10.3 | 2.39 | 78 | 69 | 208119663
ELIOS | DEA24HOS28230E8 | DE24HIW23230E3 |  | 21600 | 23400 | 18.9 | 11.7 | 10.4 | 1.89 | 83 | 100 | 208119831
ECO-AIR | MOX230-09HFN1-MW5W | MSEPB-09HRFN1-MY5W(GA) |  | 9000 | 10000 | 25.5 | 15 | 12.3 | 2.17 | 85 | 75 | 208121859
ECO-AIR | MOD30-24HFN1-MU0W | MSEPD-24HRFN1-MU0W |  | 24000 | 29000 | 21.5 | 13 | 11.4 | 2.21 | 73 | 86 | 208121867
MDV | MOX330-09HFN1-MY5W | MSEPB-09HRFN1-MY5W(GA) |  | 9000 | 12000 | 28.1 | 16.2 | 11.5 | 2 | 79 | 88 | 205993845
MDV | MOD30-24HFN1-MU0W | MSEPD-24HRFN1-MU0W |  | 24000 | 29000 | 21.5 | 13 | 11.4 | 2.21 | 73 | 86 | 205993855
COMFORT-AIRE | A-VMH24SU-1A | B-VMH24SU-1A |  | 21600 | 23400 | 18.9 | 11.7 | 10.4 | 1.89 | 83 | 100 | 206221394
BRYANT | 38MARBQ12AA3 | 40MBCQ12---3 |  | 12000 | 12000 | 22.3 | 12.7 | 10.2 | 1.89 | 83 | 94 | 206350340
BRYANT | 38MARBQ18AA3 | 40MBCQ18---3 |  | 16000 | 17000 | 20 | 12.5 | 9.5 | 1.75 | 92 | 94 | 206350343
BRYANT | 38MARBQ24AA3 | 40MBFQ24---3 |  | 24000 | 25000 | 20.5 | 11.7 | 11 | 2.1 | 76 | 100 | 206350348
PAYNE | 38MARBQ12AA3 | 40MBCQ12---3 |  | 12000 | 12000 | 22.3 | 12.7 | 10.2 | 1.89 | 83 | 94 | 206350351
PAYNE | 38MARBQ18AA3 | 40MBFQ18---3 |  | 17000 | 18000 | 20.5 | 12.5 | 9.8 | 1.86 | 67 | 93 | 206350356
PAYNE | 38MARBQ24AA3 | 40MBFQ24---3 |  | 24000 | 25000 | 20.5 | 11.7 | 11 | 2.1 | 76 | 100 | 206350359
Weathermaker | 38MARBQ18AA3 | 40MBCQ18---3 |  | 16000 | 17000 | 20 | 12.5 | 9.5 | 1.75 | 92 | 94 | 206350365
MIDEA | 38MARBQ18AA3 | 40MBFQ18---3 |  | 17000 | 18000 | 20.5 | 12.5 | 9.8 | 1.86 | 67 | 93 | 206350378
MIDEA | 38MARBQ24AA3 | 40MBFQ24---3 |  | 24000 | 25000 | 20.5 | 11.7 | 11 | 2.1 | 76 | 100 | 206350381
COMFORTMAKER | DLCSRBH12AAK | DLFSFAH12XAK |  | 12000 | 12000 | 23.6 | 13 | 10 | 1.89 | 80 | 100 | 206350397
DAY & NIGHT | DLCSRBH18AAK | DLFSCAH18XAK |  | 16000 | 17000 | 20 | 12.5 | 9.5 | 1.75 | 92 | 94 | 206350409
HEIL | DLCSRBH12AAK | DLFSFAH12XAK |  | 12000 | 12000 | 23.6 | 13 | 10 | 1.89 | 80 | 100 | 206350419
KEEPRITE | DLCSRBH24AAK | DLFSFAH24XAK |  | 24000 | 25000 | 20.5 | 11.7 | 11 | 2.1 | 76 | 100 | 206350436
KENMORE | DLCSRBH18AAK | DLFSCAH18XAK |  | 16000 | 17000 | 20 | 12.5 | 9.5 | 1.75 | 92 | 94 | 206350442
KENMORE | DLCSRBH18AAK | DLFSFAH18XAK |  | 17000 | 18000 | 20.5 | 12.5 | 9.8 | 1.86 | 67 | 93 | 206350444
MIDEA | DLCSRBH18AAK | DLFSCAH18XAK |  | 16000 | 17000 | 20 | 12.5 | 9.5 | 1.75 | 92 | 94 | 206350453
TEMPSTAR | DLCSRBH12AAK | DLFSFAH12XAK |  | 12000 | 12000 | 23.6 | 13 | 10 | 1.89 | 80 | 100 | 206350463
SMART COMFORT | DLCSRBH09AAK | DLFSCAH09XAK |  | 9000 | 9800 | 20.5 | 13 | 10.3 | 1.8 | 92 | 102 | 206350470
AIRQUEST | DLCSRBH12AAK | DLFSFAH12XAK |  | 12000 | 12000 | 23.6 | 13 | 10 | 1.89 | 80 | 100 | 206350485
AIRQUEST | DLCSRBH18AAK | DLFSCAH18XAK |  | 16000 | 17000 | 20 | 12.5 | 9.5 | 1.75 | 92 | 94 | 206350486
AIRQUEST | DLCSRBH24AAK | DLFSFAH24XAK |  | 24000 | 25000 | 20.5 | 11.7 | 11 | 2.1 | 76 | 100 | 206350491
MDV | MOX330-12HFN1-MW5W | MSAG11B-12HRFN1-MV0W(GA) |  | 12000 | 12000 | 23.1 | 13 | 10.5 | 1.88 | 86 | 92 | 206361861
ARCOAIRE | DLCSRBH09AAK | DLFSHBH09XAK |  | 9000 | 12000 | 26.4 | 15.8 | 11.6 | 1.85 | 78 | 92 | 206361869
ARCOAIRE | DLCSRBH24AAK | DLFSHBH24XAK |  | 23000 | 26000 | 22.3 | 12.5 | 10.3 | 1.8 | 73 | 88 | 206361872
DAY & NIGHT | DLCSRBH12AAK | DLFSHBH12XAK |  | 12000 | 12000 | 23.1 | 13 | 10.5 | 1.88 | 86 | 92 | 206361880
HEIL | DLCSRBH09AAK | DLFSHBH09XAK |  | 9000 | 12000 | 26.4 | 15.8 | 11.6 | 1.85 | 78 | 92 | 206361884
KEEPRITE | DLCSRBH12AAK | DLFSHBH12XAK |  | 12000 | 12000 | 23.1 | 13 | 10.5 | 1.88 | 86 | 92 | 206361890
KENMORE | DLCSRBH18AAK | DLFSHBH18XAK |  | 18000 | 18000 | 22 | 13 | 10.6 | 1.89 | 62 | 96 | 206361896
MIDEA | DLCSRBH12AAJ | DLFSHBH12XAJ |  | 12000 | 12000 | 22.7 | 12.5 | 10.4 | 2.06 | 74 | 56 | 206361898
MIDEA | DLCSRBH09AAK | DLFSHBH09XAK |  | 9000 | 12000 | 26.4 | 15.8 | 11.6 | 1.85 | 78 | 92 | 206361899
MIDEA | DLCSRBH24AAK | DLFSHBH24XAK |  | 23000 | 26000 | 22.3 | 12.5 | 10.3 | 1.8 | 73 | 88 | 206361902
TEMPSTAR | DLCSRBH09AAK | DLFSHBH09XAK |  | 9000 | 12000 | 26.4 | 15.8 | 11.6 | 1.85 | 78 | 92 | 206361904
KADEN | KO-PSX12HP-2AAMA | KI-PSX12CT-2AAMA |  | 12000 | 12000 | 22.7 | 14 | 10 | 2.27 | 74 | 67 | 211793573
KADEN | KO-PSX12HP-2AAMA | KI-PSX12CW-2AAMA |  | 12000 | 12500 | 22 | 12.6 | 9.8 | 2.21 | 62 | 62 | 211793574
KADEN | KO-PSX18HP-2AAMA | KI-PSX18CT-2AAMA |  | 16000 | 19000 | 20.5 | 12.5 | 10.5 | 2.16 | 63 | 67 | 211793575
KADEN | KO-PSX18HP-2AAMA | KI-PSX18CW-2AAMA |  | 18000 | 19000 | 21.8 | 12.5 | 10.7 | 2.3 | 64 | 69 | 211793576
PolarWave | ACIQ-18ZPL-HP230B | ACIQ-18W-HH-MB |  | 18000 | 18000 | 21.5 | 12.5 | 11.3 | 1.8 | 83 | 100 | 212316073
PolarWave | ACIQ-12ZPL-HP230B | ACIQ-12CC-HH-MB |  | 12000 | 12000 | 22.3 | 12.7 | 10.2 | 1.89 | 83 | 94 | 212316076
ACIQ | ACIQ-12ZPL-HP230B | ACIQ-12FM-HH-MC |  | 12000 | 12000 | 24.2 | 13.3 | 10.7 | 1.99 | 85 | 99 | 210857331
DIYCOOL | ACIQ-18ZPL-HP230B | ACIQ-18W-HH-MC |  | 18000 | 18000 | 21.5 | 12.5 | 11.3 | 1.8 | 83 | 100 | 210857337
DIYCOOL | ACIQ-09ZPL-HP230B | SCC-0609-HH-M |  | 9000 | 10900 | 24 | 13 | 12.4 | 1.8 | 90 | 96 | 210857348
DIYCOOL | ACIQ-18ZPL-HP230B | SCC-1218-HH-M |  | 16700 | 20000 | 19.8 | 12.5 | 11.2 | 1.93 | 73 | 84 | 210857350
Cooper&Hunter | CH-HPR12-230VO | CH-12MCT1W-230VI |  | 12000 | 12500 | 23 | 13 | 10 | 1.8 | 76 | 88 | 210857422
ARCOAIRE | DLCSRBH06AAK | DLFSOAH09XAK |  | 6500 | 7100 | 22 | 14.5 | 10.8 | 2 | 80 | 113 | 210857426
COMFORTMAKER | DLCSRBH06AAK | DLFSOAH09XAK |  | 6500 | 7100 | 22 | 14.5 | 10.8 | 2 | 80 | 113 | 210857430
HEIL | DLCSRBH09AAK | DLFSOAH09XAK |  | 9000 | 10900 | 24 | 13 | 12.4 | 1.8 | 90 | 96 | 210857437
HEIL | DLCSRBH06AAK | DLFSOAH09XAK |  | 6500 | 7100 | 22 | 14.5 | 10.8 | 2 | 80 | 113 | 210857438
HEIL | DLCSRBH12AAK | DLFSOAH18XAK |  | 12000 | 12500 | 23 | 13 | 10 | 1.8 | 76 | 88 | 210857440
KEEPRITE | DLCSRBH12AAK | DLFSOAH18XAK |  | 12000 | 12500 | 23 | 13 | 10 | 1.8 | 76 | 88 | 210857444
KENMORE | DLCSRBH18AAK | DLFSOAH18XAK |  | 16700 | 20000 | 19.8 | 12.5 | 11.2 | 1.93 | 73 | 84 | 210857447
MIDEA | DLCSRBH12AAK | DLFSOAH18XAK |  | 12000 | 12500 | 23 | 13 | 10 | 1.8 | 76 | 88 | 210857452
SMART COMFORT | DLCSRBH06AAK | DLFSOAH09XAK |  | 6500 | 7100 | 22 | 14.5 | 10.8 | 2 | 80 | 113 | 210857458
CARRIER | 38MARBQ06AA3 | 40MCCAQ09XA3 |  | 6500 | 7100 | 22 | 14.5 | 10.8 | 2 | 80 | 113 | 210857465
CARRIER | 38MARBQ12AA3 | 40MCCAQ18XA3 |  | 12000 | 12500 | 23 | 13 | 10 | 1.8 | 76 | 88 | 210857466
Weathermaker | 38MARBQ06AA3 | 40MCCAQ09XA3 |  | 6500 | 7100 | 22 | 14.5 | 10.8 | 2 | 80 | 113 | 210857471
AC PRO.COM | AOX230-09HFN1-MW5W | ACBU-09HRFN1-MW0W |  | 9000 | 11000 | 22.5 | 13 | 11.5 | 2.34 | 73 | 70 | 211001948
LENNOX | MPC012S4S-1L | MWMC012S4-*L |  | 12000 | 12000 | 23.5 | 12.8 | 10 | 2.16 | 70 | 57 | 211034415
LENNOX | MPC018S4S-1P | M22A018S4-*P |  | 16000 | 19000 | 20.5 | 12.5 | 10.4 | 2.16 | 63 | 67 | 211034436
LENNOX | MLB012S4S-1P | MWMC012S4-*P |  | 12000 | 12000 | 25.5 | 13.5 | 10.4 | 1.8 | 83 | 100 | 211034441
LENNOX | MLB024S4S-1P | M33C024S4-*P |  | 24000 | 25000 | 20.5 | 11 | 11.5 | 2 | 84 | 103 | 211034458
LENNOX | MLB036S4S-2P | M33C036S4-*P |  | 36000 | 40000 | 19.4 | 9.5 | 10.5 | 1.85 | 83 | 100 | 211034459
AirEase | 4DHPS209S-1P | DWM209S4-*P |  | 9000 | 10000 | 25.5 | 15 | 11.9 | 2.17 | 85 | 75 | 211034468
AirEase | 4DHP2S18S-1P | DWM218S4-*P |  | 18000 | 19000 | 23.5 | 12.4 | 10.7 | 2.02 | 78 | 59 | 211034470
AirEase | 4DHP2S12S-1P | D22C112S4-*P |  | 11800 | 12000 | 22.7 | 13.9 | 9.9 | 2.27 | 74 | 67 | 211034482
AirEase | 4DHP2S48S-1P | D33C248S4-*P |  | 47000 | 50000 | 18.5 | 9.5 | 9.8 | 1.98 | 60 | 69 | 211034486
HEIL | DLCSRBH09AAK | DLFCCAH09XAK |  | 9000 | 10900 | 24 | 13 | 12.4 | 1.8 | 90 | 96 | 209270259
KENMORE | DLCSRBH18AAK | DLFCCAH18XAK |  | 16700 | 20000 | 19.8 | 12.5 | 11.2 | 1.93 | 73 | 84 | 209270268
AIRQUEST | DLCSRBH09AAK | DLFCCAH09XAK |  | 9000 | 10900 | 24 | 13 | 12.4 | 1.8 | 90 | 96 | 209270283
CARRIER | 38MARBQ09AA3 | 40MCCAQ09XA3 |  | 9000 | 10900 | 24 | 13 | 12.4 | 1.8 | 90 | 96 | 209270289
BRYANT | 38MARBQ09AA3 | 40MCCAQ09XA3 |  | 9000 | 10900 | 24 | 13 | 12.4 | 1.8 | 90 | 96 | 209270293
PAYNE | 38MARBQ18AA3 | 40MCCAQ18XA3 |  | 16700 | 20000 | 19.8 | 12.5 | 11.2 | 1.93 | 73 | 84 | 209270298
DAY & NIGHT | DLCSRBH12AAJ | DLFSHCH12XAJ |  | 12000 | 12000 | 23.5 | 13 | 10 | 2.16 | 70 | 57 | 208447636
DAY & NIGHT | DLCSRBH06AAK | DLFSHCH06XAK |  | 6000 | 7000 | 26.5 | 15.8 | 13.6 | 2.1 | 121 | 107 | 208447637
HEIL | DLCSRBH12AAK | DLFSHCH12XAK |  | 12000 | 12000 | 25.5 | 14 | 10.4 | 1.8 | 83 | 100 | 208447638
KEEPRITE | DLCSRBH24AAK | DLFSHCH24XAK |  | 24000 | 29000 | 21.5 | 13 | 11.4 | 2.21 | 73 | 86 | 208447647
KEEPRITE | DLCSRBH09AAK | DLFSHCH09XAK |  | 9000 | 12000 | 28.1 | 16.2 | 11.5 | 2 | 79 | 88 | 208447649
KEEPRITE | DLCSRBH12AAJ | DLFSHCH12XAJ |  | 12000 | 12000 | 23.5 | 13 | 10 | 2.16 | 70 | 57 | 208447652
KENMORE | DLCSRBH24AAK | DLFSHCH24XAK |  | 24000 | 29000 | 21.5 | 13 | 11.4 | 2.21 | 73 | 86 | 208447655
MIDEA | DLCSRBH06AAK | DLFSHCH06XAK |  | 6000 | 7000 | 26.5 | 15.8 | 13.6 | 2.1 | 121 | 107 | 208447669
TEMPSTAR | DLCSRBH24AAK | DLFSHCH24XAK |  | 24000 | 29000 | 21.5 | 13 | 11.4 | 2.21 | 73 | 86 | 208447671
SMART COMFORT | DLCSRBH24AAK | DLFSHCH24XAK |  | 24000 | 29000 | 21.5 | 13 | 11.4 | 2.21 | 73 | 86 | 208447679
SMART COMFORT | DLCSRBH18AAK | DLFSHCH18XAK |  | 18000 | 18000 | 21.5 | 12.5 | 11.3 | 1.8 | 83 | 100 | 208447683
SMART COMFORT | DLCSRBH06AAK | DLFSHCH06XAK |  | 6000 | 7000 | 26.5 | 15.8 | 13.6 | 2.1 | 121 | 107 | 208447685
AIRQUEST | DLCSRBH12AAK | DLFSHCH12XAK |  | 12000 | 12000 | 25.5 | 14 | 10.4 | 1.8 | 83 | 100 | 208447686
AIRQUEST | DLCSRBH18AAK | DLFSHCH18XAK |  | 18000 | 18000 | 21.5 | 12.5 | 11.3 | 1.8 | 83 | 100 | 208447691
Alsetria | MOX230-12HFN1-MV5W | MSEPB-12HRFN1-MW5W(GA) |  | 12000 | 12000 | 24.6 | 13.7 | 10.7 | 2.39 | 75 | 67 | 208121897
Alsetria | MOX330-12HFN1-MW5W | MSEPB-12HRFN1-MW5W(GA) |  | 12000 | 12000 | 25.5 | 14 | 10.4 | 1.8 | 83 | 100 | 208121902
EMI | MHSZ112DA | MHCAS12DA |  | 12000 | 12000 | 22.3 | 12.7 | 10.2 | 1.89 | 83 | 94 | 208121929
EMI | MHSZ124DA | MHCAS24DA |  | 24000 | 25000 | 20.5 | 11 | 11.5 | 2 | 84 | 103 | 208121931
PIONEER | YN012GMFI20RPD | CB012GMFILCFHD |  | 12000 | 12000 | 22.7 | 14 | 10 | 2.27 | 74 | 67 | 208121945
MIDEA | MOX430-12HFN1-MZ60W | MSOP1B-12HRFN1-MZ60W |  | 12000 | 12000 | 27 | 14 | 12 | 1.85 | 87 | 114 | 207821938
MIDEA | MOX230-12HFN1-BW0W | MSAG11B-12HRFN1-BU5W |  | 12000 | 12000 | 22.7 | 12.5 | 10.4 | 2.06 | 74 | 56 | 207821931
PERFECTAIRE | 3PAMSHH18-SZO | 3PAMSFCH18 |  | 17000 | 18000 | 20.5 | 12.5 | 9.8 | 1.86 | 67 | 93 | 207796634
PERFECTAIRE | 3PAMSHH18-SZO | 3PAMSCH18 |  | 16000 | 17000 | 20 | 12.5 | 9.5 | 1.75 | 92 | 94 | 207796632
Durastar | DRA1U24S1B | DRAF24F1A |  | 24000 | 24000 | 21.2 | 12.5 | 10.3 | 2.2 | 67 | 76 | 207787146
Durastar | DRA1U18S1B | DRAF18F1A |  | 18000 | 20000 | 23 | 12.5 | 10 | 2.08 | 64 | 65 | 207787142
Durastar | DRA1U12S1B | DRAS12F1B |  | 12000 | 12000 | 22.7 | 13 | 10.2 | 2.26 | 75 | 70 | 207787139
Durastar | DRA1U18S1B | DRAW18F1B |  | 18000 | 18000 | 24 | 13.5 | 10.5 | 2.44 | 78 | 71 | 207787132
COMFORTSTAR | CZP09CD(O) | TPA-09 |  | 9000 | 10000 | 20 | 13 | 10 | 1.9 | 75 | 74 | 207765973
BOSCH | BMS500-AAS024-1CSXHC | BMS500-AAU024-1AHCXC |  | 24000 | 25000 | 20.5 | 11 | 11.5 | 2 | 84 | 103 | 207760018
BOSCH | BMS500-AAS018-1CSXRC | BMS500-AAU018-1AHCXB |  | 16000 | 19000 | 20.5 | 12.5 | 10.5 | 2.16 | 63 | 67 | 207760015
Armstrong Air | 4DHPS209S-1P | D22C109S4-1P |  | 9000 | 10000 | 20 | 13 | 10 | 1.9 | 75 | 74 | 208106738
AirEase | 4DHPS209S-1P | D22C109S4-1P |  | 9000 | 10000 | 20 | 13 | 10 | 1.9 | 75 | 74 | 208106727
AirEase | 4DHP2S12S-1L | DWM212S4-1L |  | 12000 | 12000 | 23.5 | 13 | 10 | 2.16 | 70 | 57 | 208106724
DUCANE | 4DHPS209S-1P | DWM209S4-1P |  | 9000 | 10000 | 25.5 | 15 | 12.3 | 2.17 | 85 | 75 | 208106714
Allied | 4DHPS209S-1P | DWM209S4-1P |  | 9000 | 10000 | 25.5 | 15 | 12.3 | 2.17 | 85 | 75 | 208106703
AirEase | 4DHP2S18S-1P | D22C118S4-1P |  | 16000 | 19000 | 20.5 | 12.5 | 10.4 | 2.16 | 63 | 67 | 208106685
AirEase | 4DHP2S18S-1P | DWM218S4-1P |  | 18000 | 19000 | 23.5 | 12.4 | 10.7 | 2.02 | 78 | 59 | 208106682
Armstrong Air | 4DHP2S12S-1P | DWM212S4-1P |  | 12000 | 12000 | 24.6 | 13.7 | 10.7 | 2.39 | 75 | 67 | 208106672
DUCANE | 4DHP2S24S-1P | D33C224S4-1P |  | 23600 | 26000 | 21.5 | 12.3 | 9.6 | 2.2 | 73 | 71 | 208106668
DUCANE | 4DHP2S18S-1P | DWM218S4-1P |  | 18000 | 19000 | 23.5 | 12.4 | 10.7 | 2.02 | 78 | 59 | 208106664
Custom Comfort | CCOXHASZ24HP | CCOXHA4C24 |  | 24000 | 25000 | 20.5 | 11 | 11.5 | 2 | 84 | 103 | 212365412
Custom Comfort | CCOXHASZ17HP | CCOXHA4C18 |  | 16000 | 17000 | 20 | 12.5 | 9.5 | 1.75 | 92 | 94 | 212365411
Custom Comfort | CCOXHASZ24HP | CCOXHAWM24 |  | 24000 | 29000 | 21.5 | 13 | 11.4 | 2.21 | 73 | 86 | 212365407
Custom Comfort | CCOXHASZ12HP | CCOXHAWM12 |  | 12000 | 12000 | 25.5 | 14 | 10.4 | 1.8 | 83 | 100 | 212365405
Custom Comfort | CCOXHASZ09HP | CCOXHAWM09 |  | 9000 | 12000 | 28.1 | 16.2 | 11.5 | 2 | 79 | 88 | 212365404
Custom Comfort | CCOXHASZ06HP | CCOXHAWM06 |  | 6000 | 7000 | 26.5 | 15.8 | 13.6 | 2.1 | 121 | 107 | 212365403
MAXI AIR | NE-T52-SUPAE18E | NE-T52-SUPAE18I |  | 18000 | 18000 | 21.5 | 12.5 | 11.3 | 1.8 | 83 | 100 | 212348362
STEALTH | ACIQ-60ZPL-HP230B | ACIQ-60FM-HH-MB |  | 55000 | 60000 | 17.3 | 9 | 10.2 | 1.97 | 67 | 94 | 212316196
STEALTH | ACIQ-18ZPL-HP230B | ACIQ-18W-HH-MC |  | 18000 | 18000 | 21.5 | 12.5 | 11.3 | 1.8 | 83 | 100 | 212316187
STEALTH | ACIQ-06ZPL-HP230B | ACIQ-06W-HH-MC |  | 6000 | 7000 | 26.5 | 15.8 | 13.6 | 2.1 | 121 | 107 | 212316184
STEALTH | ACIQ-24ZPL-HP230B | ACIQ-24FM-HH-MB |  | 24000 | 25000 | 20.5 | 11.7 | 11 | 2.1 | 76 | 100 | 212316170
STEALTH | ACIQ-18ZPL-HP230B | ACIQ-18FM-HH-MB |  | 17000 | 18000 | 20.5 | 12.5 | 9.8 | 1.86 | 67 | 93 | 212316169
PolarWave | ACIQ-24ZPL-HP230B | ACIQ-24W-HH-MC |  | 24000 | 29000 | 21.5 | 13 | 11.4 | 2.21 | 73 | 86 | 212316102
PolarWave | ACIQ-09ZPL-HP230B | ACIQ-09W-HH-MC |  | 9000 | 12000 | 28.1 | 16.2 | 11.5 | 2 | 79 | 88 | 212316099
PolarWave | ACIQ-12ZPL-HP230B | ACIQ-12FM-HH-MB |  | 12000 | 12000 | 23.6 | 13 | 10 | 1.89 | 80 | 100 | 212316082
PolarWave | ACIQ-18ZPL-HP230B | ACIQ-18CC-HH-MB |  | 16000 | 17000 | 20 | 12.5 | 9.5 | 1.75 | 92 | 94 | 212316077
KLIMAIRE | KSIH024-H220-O-2 | KTIS24-H2 |  | 24000 | 25000 | 20.5 | 11 | 11.5 | 2 | 84 | 103 | 212316044
KARDA | 3KARDA12SZO | 3KARDA12UVW |  | 12000 | 12000 | 23.1 | 13 | 10.5 | 1.88 | 86 | 92 | 207430432
KARDA | 3KARDA09SZO | 3KARDA09UVW |  | 9000 | 12000 | 26.4 | 15.8 | 11.6 | 1.85 | 78 | 92 | 207430429
BLUERIDGE | BMY18DIY22C | BMY18DIY22WM |  | 18000 | 18000 | 22.7 | 12.6 | 9.8 | 2.05 | 77 | 65 | 207339180
MRCOOL | O-HH-09-HP-C-230A | O-09-HP-WMAH-230B |  | 9000 | 12000 | 28.1 | 16.2 | 11.5 | 2 | 79 | 88 | 207339161
MDV | MOE30U-48HFN1-MP0(GA) | MCD1-48HRFN1-M(GA) |  | 48000 | 50000 | 18.5 | 9.5 | 9.8 | 1.98 | 60 | 69 | 207338210
MDV | MOX230-09HFN1-MW5W | MSAG11B-09HRFN1-MX7W(GA) |  | 9000 | 10000 | 24 | 14.7 | 11.6 | 2.25 | 81 | 75 | 207215956
BRYANT | 38MARBQ06AA3 | 619AHBQ06XA3 |  | 6000 | 7000 | 26.5 | 15.8 | 13.6 | 2.1 | 121 | 107 | 207188938
PAYNE | 38MARBQ06AA3 | DHMAHBQ06XA3 |  | 6000 | 7000 | 26.5 | 15.8 | 13.6 | 2.1 | 121 | 107 | 207188935
KEEPRITE | DLCSRBH06AAK | DLFSHBH06XAK |  | 6000 | 7000 | 23.5 | 15 | 12 | 1.84 | 107 | 101 | 207188917
HEIL | DLCSRBH06AAK | DLFSHBH06XAK |  | 6000 | 7000 | 23.5 | 15 | 12 | 1.84 | 107 | 101 | 207188914
MDV | MOX230-09HFN1-MW5W | MSAG11A-06HRFN1-MU0W |  | 6000 | 7000 | 23.5 | 15 | 12 | 1.84 | 107 | 101 | 207178565
KERR | A-KMH24SU-1A | B-KMH24SU-1 |  | 21600 | 23400 | 18.9 | 11.7 | 10.4 | 1.89 | 83 | 100 | 206913038
MDV | MOX230-12HFN1-BW0W-9K | MSAG11B-12HRFN1-BU5W-9K |  | 9000 | 10000 | 23 | 13.8 | 9.8 | 2.06 | 59 | 67 | 206909896
FRANKLIN | MSH183E23MCAA | MST183E20ACAA |  | 16000 | 17000 | 20 | 12.5 | 9.5 | 1.75 | 92 | 94 | 206900434
MDV | MOX430-17HFN1-MT0W-L | MCA3U-18HRFN1-M(C) |  | 15700 | 17000 | 20 | 12.5 | 9.5 | 1.75 | 92 | 94 | 207658615
MDV | MOD33-24HFN1-MT0W-L | MCD1-24HRFN1-MT0W(GA) |  | 23600 | 26000 | 21.5 | 12.3 | 9.6 | 2.2 | 73 | 71 | 207658603
MDV | MOX430-18HFN1-MU0W-L | MUEU-18HRFN1-M(C) |  | 18000 | 20000 | 23 | 12.5 | 9.9 | 2.08 | 64 | 65 | 207658598
MDV | MOD33-24HFN1-MT0W-L | MSEPD-24HRFN1-MU0W |  | 24000 | 25000 | 22 | 14 | 9.9 | 1.8 | 65 | 62 | 207658591
SENVILLE | SENA/18HF/OQ | SENA/18HF/IQ |  | 18000 | 18000 | 21.5 | 12.5 | 11.3 | 1.8 | 83 | 100 | 207657629
KERR | A-KMH24SV-1 | C-VMH24CV-1 |  | 24000 | 25000 | 20.5 | 11 | 11.5 | 2 | 84 | 103 | 207657400
KERR | A-KMH18SV-1 | B-KMH18SV-1 |  | 18000 | 18000 | 21.5 | 12.5 | 11.3 | 1.8 | 83 | 100 | 207657396
SENVILLE | SENA/24HF/OQ | SENA/24HF/IF |  | 24000 | 25000 | 20.5 | 11.7 | 11 | 2.1 | 76 | 100 | 207641351
SENVILLE | SENA/12HF/OQ | SENA/12HF/IFQ |  | 12000 | 12000 | 23.6 | 13 | 10 | 1.89 | 80 | 100 | 207641349
SENVILLE | SENA/12HF/OQ | SENA/12HF/ICZ |  | 12000 | 12000 | 22.3 | 12.7 | 10.2 | 1.89 | 83 | 94 | 207641342
AIRQUEST | DLCPRBH12AAK | DLFPHBH12XAK |  | 12000 | 12000 | 25.3 | 14 | 11.7 | 1.85 | 87 | 114 | 207614978
AIRQUEST | DLCPRBH09AAK | DLFPHBH09XAK |  | 9000 | 12000 | 27 | 16 | 17.5 | 1.85 | 87 | 114 | 207614977
KEEPRITE | DLCPRBH12AAK | DLFPHBH12XAK |  | 12000 | 12000 | 25.3 | 14 | 11.7 | 1.85 | 87 | 114 | 207614968
HEIL | DLCPRBH09AAK | DLFPHBH09XAK |  | 9000 | 12000 | 27 | 16 | 17.5 | 1.85 | 87 | 114 | 207614965
DAY & NIGHT | DLCPRBH12AAK | DLFPHBH12XAK |  | 12000 | 12000 | 25.3 | 14 | 11.7 | 1.85 | 87 | 114 | 207614964
COMFORTMAKER | DLCPRBH12AAK | DLFPHBH12XAK |  | 12000 | 12000 | 25.3 | 14 | 11.7 | 1.85 | 87 | 114 | 207614962
PAYNE | 38MPRBQ12AA3 | DHMPHBQ12XA3 |  | 12000 | 12000 | 27 | 14 | 12 | 1.85 | 87 | 114 | 207614954
PERFECTAIRE | 3PAMSHH12-SZO | 3PAMSHH12-UVW |  | 12000 | 12000 | 23.1 | 13 | 10.5 | 1.88 | 86 | 92 | 207614055
PERFECTAIRE | 3PAMSHH09-SZO | 3PAMSHH09-UVW |  | 9000 | 12000 | 26.4 | 15.8 | 11.6 | 1.85 | 78 | 92 | 207614054
MDV | MOX430-18HFN1-MU0W | MSEPC-18HRFN1-MU0W |  | 18000 | 19000 | 23.5 | 12.5 | 10.8 | 2.02 | 78 | 59 | 207613862
MDV | MOX230-09HFN1-MW5W | MSABB-09HRFN1-MX0W |  | 9000 | 10000 | 24 | 14 | 11.4 | 2.18 | 83 | 78 | 207591144
MDV | MOX230-09HFN1-BW0W | MSABB-09HRFN1-BW0W |  | 9000 | 10000 | 24 | 14 | 9.6 | 2 | 60 | 65 | 207591139
MDV | MOX230-12HFN1-BW0W | MSABB-12HRFN1-BU5W |  | 12000 | 12000 | 22.7 | 12.5 | 10 | 2 | 70 | 54 | 207591136
Olimpia Splendid | OS-CENIH09EI | OS-SENIH09EI |  | 9000 | 10000 | 23 | 13.8 | 9.8 | 2.06 | 59 | 67 | 206909906
GOODMAN | MSH123E23MCAA | MST123E20ACAA |  | 12000 | 12000 | 22.3 | 12.7 | 10.2 | 1.89 | 83 | 94 | 206900425
FRANKLIN | MSH243E23MCAA | MSH243E23AXAA |  | 21600 | 23400 | 18.9 | 11.7 | 10.4 | 1.89 | 83 | 100 | 206764065
NAPOLEON | NH25-24H-O | NH25-24F-I |  | 21600 | 23400 | 18.9 | 11.7 | 10.4 | 1.89 | 83 | 100 | 206598613
ELIOS | DEA18HOS28230E8 | DUA18HICU230X5 |  | 16000 | 17000 | 20 | 12.5 | 9.5 | 1.75 | 92 | 94 | 207742441
ELIOS | DEA48HOS18230S5 | DUA48HICU230X5 |  | 48000 | 50000 | 18.5 | 9.5 | 9.8 | 1.98 | 60 | 69 | 207742438
ELIOS | DEA12HOS25230E8 | DUA12HICU230X5 |  | 12000 | 12000 | 22.7 | 14 | 10 | 2.27 | 74 | 67 | 207742434
ELIOS | DEA12HOS28230E8 | DEA12HIW25230E8 |  | 12000 | 12000 | 25.5 | 14 | 10.4 | 1.8 | 83 | 100 | 207742430
ELIOS | DEA06HOS28230E8 | DEA06HIW25230E8 |  | 6000 | 7000 | 26.5 | 15.8 | 13.6 | 2.1 | 121 | 107 | 207742428
ELIOS | DEA12HOS25230E8 | DEA12HIW25230E8 |  | 12000 | 12000 | 24.6 | 13.7 | 10.7 | 2.39 | 75 | 67 | 207742425
SUPREME | YS25E-18HRDN1 | YS25E-18HRDN1 |  | 18000 | 19000 | 23.5 | 12.5 | 10.8 | 2.02 | 78 | 59 | 207742404
C&H | CH-NHPR36LCU-230VO | CH-N36LCCT-230VI |  | 36000 | 40000 | 19.4 | 9.5 | 10.5 | 1.85 | 83 | 100 | 207742346
C&H | CH-HPR24-230VO | CH-24MSPHFC-230VI |  | 24000 | 25000 | 20.5 | 11.7 | 11 | 2.1 | 76 | 100 | 207742337
C&H | CH-HPR24-230VO | CH-N24MSPHCT-230VI |  | 24000 | 25000 | 20.5 | 11 | 11.5 | 2 | 84 | 103 | 207742335
C&H | CH-HPR18-230VO | CH-18MSPHCT-230VI |  | 16000 | 17000 | 20 | 12.5 | 9.5 | 1.75 | 92 | 94 | 207742332
C&H | CH-HPR12-230VO | CH-12MSPHCT-230VI |  | 12000 | 12000 | 22.3 | 12.7 | 10.2 | 1.89 | 83 | 94 | 207742329
C&H | CH-ES24-230VO | CH-24MSPHFC-230VI |  | 24000 | 24000 | 21.2 | 12.5 | 10.3 | 2.2 | 67 | 76 | 207742326
C&H | CH-ES24-230VO | CH-N24MSPHCT-230VI |  | 24000 | 25000 | 21.5 | 12.5 | 9.7 | 2.2 | 76 | 74 | 207742324
C&H | CH-ES09-230VO | CH-09MSPHCT-230VI |  | 9000 | 10000 | 20 | 13 | 10 | 1.9 | 75 | 74 | 207742316
C&H | CH-HPR24-230VO | CH-24MOLVWM-230VI |  | 23000 | 26000 | 22.3 | 12.5 | 10.3 | 1.8 | 73 | 88 | 207740522
C&H | CH-HPR09-230VO | CH-09MOLVWM-230VI |  | 9000 | 12000 | 26.4 | 15.8 | 11.6 | 1.85 | 78 | 92 | 207740519
C&H | CH-HPR06F9-230VO | CH-06MOLVWM-230VI |  | 6000 | 7000 | 23.5 | 15 | 12 | 1.84 | 107 | 101 | 207740518
C&H | CH-ES12-230VO | CH-12MOLVWM-230VI |  | 12000 | 12000 | 23.1 | 13 | 10.8 | 2.41 | 83 | 70 | 207740513
KENMORE | DLCPRBH18AAK | DLFPHBH18XAK |  | 18000 | 20000 | 26.3 | 15.3 | 15.5 | 2.89 | 101 | 120 | 207826649
HEIL | DLCPRBH18AAK | DLFPHBH18XAK |  | 18000 | 20000 | 26.3 | 15.3 | 15.5 | 2.89 | 101 | 120 | 207826647
LENNOX | LISH024000P431-D | LICH4024180P431-D |  | 24000 | 25000 | 21.5 | 12.5 | 9.7 | 2.2 | 76 | 74 | 207825606
LENNOX | LISH018000P431-D | LICH4018180P431-C |  | 16000 | 19000 | 20.5 | 12.5 | 10.5 | 2.16 | 63 | 67 | 207825605
LENNOX | LISH048000P431-D | LIUH048180P431-C |  | 48000 | 50000 | 18.9 | 9.3 | 10 | 1.85 | 58 | 70 | 207825603
DIYCOOL | ACIQ-18ZPL-HP230B | ACIQ-18CC-HH-MB |  | 16000 | 17000 | 20 | 12.5 | 9.5 | 1.75 | 92 | 94 | 207825556
DIYCOOL | ACIQ-12ZPL-HP230B | ACIQ-12W-HH-MB |  | 12000 | 12000 | 25.5 | 14 | 10.4 | 1.8 | 83 | 100 | 207825551
DIYCOOL | ACIQ-09ZPL-HP230B | ACIQ-09W-HH-MB |  | 9000 | 12000 | 28.1 | 16.2 | 11.5 | 2 | 79 | 88 | 207825550
ACIQ | ACIQ-12ZPL-HP230B | ACIQ-12FM-HH-MB |  | 12000 | 12000 | 23.6 | 13 | 10 | 1.89 | 80 | 100 | 207825542
ACIQ | ACIQ-09ZPL-HP230B | ACIQ-09CC-HH-MB |  | 9000 | 9800 | 20.5 | 13 | 10.3 | 1.8 | 92 | 102 | 207825535
ACIQ | ACIQ-24ZPL-HP230B | ACIQ-24W-HH-MB |  | 24000 | 29000 | 21.5 | 13 | 11.4 | 2.21 | 73 | 86 | 207825534
ACIQ | ACIQ-09ZPL-HP230B | ACIQ-09W-HH-MB |  | 9000 | 12000 | 28.1 | 16.2 | 11.5 | 2 | 79 | 88 | 207825531
1HVAC | ACIQ-24ZPL-HP230B | ACIQ-24FM-HH-MB |  | 24000 | 25000 | 20.5 | 11.7 | 11 | 2.1 | 76 | 100 | 207825525
YONAN | YOD-24HFN1 | YUE-24HRFN1 |  | 24000 | 24000 | 21.2 | 12.5 | 10.3 | 2.2 | 67 | 76 | 208106981
Allied | 4DHPS209S-1P | DWM206S4-1P |  | 6000 | 7000 | 26.5 | 15.8 | 13.6 | 2.1 | 121 | 107 | 208106761
CONCORD | 4DHPS209S-1P | D22C109S4-1P |  | 9000 | 10000 | 20 | 13 | 10 | 1.9 | 75 | 74 | 208106749
CONCORD | 4DHP2S12S-1L | DWM212S4-1L |  | 12000 | 12000 | 23.5 | 13 | 10 | 2.16 | 70 | 57 | 208106746
Armstrong Air | 4DHP2S12S-1L | DWM212S4-1L |  | 12000 | 12000 | 23.5 | 13 | 10 | 2.16 | 70 | 57 | 208106735
AirEase | 4DHPS209S-1P | DWM209S4-1P |  | 9000 | 10000 | 25.5 | 15 | 12.3 | 2.17 | 85 | 75 | 208106725
CONCORD | 4DHP2S12S-1P | D22C112S4-1P |  | 11800 | 12000 | 22.7 | 13.9 | 9.9 | 2.27 | 74 | 67 | 208106693
Armstrong Air | 4DHP2S18S-1P | D22C118S4-1P |  | 16000 | 19000 | 20.5 | 12.5 | 10.4 | 2.16 | 63 | 67 | 208106676
Armstrong Air | 4DHP2S18S-1P | DWM218S4-1P |  | 18000 | 19000 | 23.5 | 12.4 | 10.7 | 2.02 | 78 | 59 | 208106673
Allied | 4DHP2S24S-1P | DWM224S4-1P |  | 24000 | 25000 | 22 | 14 | 9.9 | 1.8 | 65 | 62 | 208106655
Allied | 4DHP2S18S-1P | DWM218S4-1P |  | 18000 | 19000 | 23.5 | 12.4 | 10.7 | 2.02 | 78 | 59 | 208106654
MDV | MOX430-09HFN1-MZG5W | MSOP1B-09HRFN1-MZG5W-CA |  | 9000 | 12000 | 27 | 16 | 17.5 | 1.85 | 87 | 114 | 208497422
NOVAIR | LEA12SZ35SK-O | 2LEA12UUSK-I |  | 12000 | 12000 | 25.5 | 14 | 10.4 | 1.8 | 83 | 100 | 211709683
NOVAIR | LEA09SZ35SK-O | 2LEA09UUSK-I |  | 9000 | 12000 | 28.1 | 16.2 | 11.5 | 2 | 79 | 88 | 211709682
NOVAIR | LEA18SZ25SK-O | 2LEA18UUSK-I |  | 18000 | 19000 | 23.5 | 12.5 | 10.8 | 2.02 | 78 | 59 | 211709679
Alsetria | MOX330-12HFN1-MW5W | MCBU-12HRFN1-MV0W |  | 12000 | 12500 | 23 | 13 | 10 | 1.8 | 76 | 88 | 211644100
Alsetria | MOX430-18HFN1-MU0W | MFA2U-16HRFN1-MV0W |  | 16000 | 17000 | 22.4 | 12.5 | 10.4 | 2.32 | 79 | 75 | 211644097
ECO-AIR | MOX330-12HFN1-MW5W | MCBU-12HRFN1-MV0W |  | 12000 | 12500 | 23 | 13 | 10 | 1.8 | 76 | 88 | 211644094
ECO-AIR | MOX430-18HFN1-MU0W | MFA2U-16HRFN1-MV0W |  | 16000 | 17000 | 22.4 | 12.5 | 10.4 | 2.32 | 79 | 75 | 211644091
ECO-AIR | MOD30-24HFN1-MU0W | MCD1-24HRFN1-MT0W(GA) |  | 24000 | 25000 | 20.5 | 11 | 11.5 | 2 | 84 | 103 | 211644071
ECO-AIR | MOX330-09HFN1-MY5W | CCA3U-09HRFN1-M(C) |  | 9000 | 9800 | 20.5 | 13 | 10.3 | 1.8 | 92 | 102 | 211644068
ECO-AIR | MOX230-09HFN1-MW5W | CCA3U-09HRFN1-M(C) |  | 9000 | 10000 | 20 | 13 | 10 | 1.9 | 75 | 74 | 211644056
Relief Sciences | LANG18OD35-1 | LANG18ID-25 |  | 18000 | 18000 | 22 | 13 | 10.6 | 1.89 | 62 | 96 | 212615013
MIDEA | MOE30U-42HFN1-MP0(GA) | MUE-42HRFN1-M(C) |  | 48000 | 50000 | 18.9 | 9.3 | 10 | 1.85 | 58 | 70 | 212528019
Cooper&Hunter | CH-HPR35-230VO | CH-35HASTWM-230VI |  | 33000 | 35000 | 19.5 | 12 | 10 | 1.8 | 82 | 99 | 212528018
HEIL | DLCPRAH18AAK | DLFPHBH18XAK |  | 18000 | 18000 | 24.1 | 12.4 | 12 | 1.92 | 68 | 89 | 212521287
Weathermaker | 38MPRAQ18AA3 | DHMPHBQ18XA3 |  | 18000 | 18000 | 24.1 | 12.4 | 12 | 1.92 | 68 | 89 | 212521282
LPS Legacy | DLCPRAH12AAK | DLFPHBH12XAK |  | 12000 | 12000 | 18.2 | 11 | 10 | 1.82 | 57 | 103 | 212521278
KEEPRITE | DLCPRAH12AAK | DLFPHBH12XAK |  | 12000 | 12000 | 18.2 | 11 | 10 | 1.82 | 57 | 103 | 212521266
MIDEA | 38MPRAQ12AA3 | DHMPHBQ12XA3 |  | 12000 | 12000 | 18.2 | 11 | 10 | 1.82 | 57 | 103 | 212521256
MDV | MOCA30-12HFN1-MZ50W | MSOP1B-12HRFN1-MZ60W |  | 12000 | 12000 | 18.2 | 11 | 10 | 1.82 | 57 | 103 | 212519802
Weathermaker | 38MPRAQ24AA3 | DHMPHAQ24XA3 |  | 22000 | 24000 | 23.5 | 13.7 | 10.5 | 1.94 | 64 | 98 | 212436236
SEA BREEZE+ | SZ18H424ZMO | WM18H424ZMI |  | 18000 | 18000 | 24 | 13.5 | 10.5 | 2.44 | 78 | 71 | 208128264
Armstrong Air | 4DHP2S09S-1P | DWM209S4-1P |  | 9000 | 10000 | 25.5 | 15 | 12.3 | 2.17 | 85 | 75 | 208128188
Allied | 4DHP2S09S-1P | DWM209S4-1P |  | 9000 | 10000 | 25.5 | 15 | 12.3 | 2.17 | 85 | 75 | 208128182
PIONEER | YN009GMFI20RPD | CB009GMFILCFHD |  | 9000 | 10000 | 20 | 13 | 10 | 1.9 | 75 | 74 | 208121944
EMI | MHSZ109DA | MHCAS09DA |  | 9000 | 9800 | 20.5 | 13 | 10.3 | 1.8 | 92 | 102 | 208121928
EMI | MHSZ109DA | MHWAL09DA |  | 9000 | 12000 | 28.1 | 16.2 | 11.5 | 2 | 79 | 88 | 208121924
Alsetria | MOX330-09HFN1-MY5W | MSEPB-09HRFN1-MY5W(GA) |  | 9000 | 12000 | 28.1 | 16.2 | 11.5 | 2 | 79 | 88 | 208121901
AIRQUEST | DLCSRBH24AAK | DLFSHBH24XAK |  | 23000 | 26000 | 22.3 | 12.5 | 10.3 | 1.8 | 73 | 88 | 206361917
AIRQUEST | DLCSRBH09AAK | DLFSHBH09XAK |  | 9000 | 12000 | 26.4 | 15.8 | 11.6 | 1.85 | 78 | 92 | 206361914
SMART COMFORT | DLCSRBH24AAK | DLFSHBH24XAK |  | 23000 | 26000 | 22.3 | 12.5 | 10.3 | 1.8 | 73 | 88 | 206361912
SMART COMFORT | DLCSRBH12AAJ | DLFSHBH12XAJ |  | 12000 | 12000 | 22.7 | 12.5 | 10.4 | 2.06 | 74 | 56 | 206361908
TEMPSTAR | DLCSRBH24AAK | DLFSHBH24XAK |  | 23000 | 26000 | 22.3 | 12.5 | 10.3 | 1.8 | 73 | 88 | 206361907
MIDEA | DLCSRBH18AAK | DLFSHBH18XAK |  | 18000 | 18000 | 22 | 13 | 10.6 | 1.89 | 62 | 96 | 206361901
KENMORE | DLCSRBH09AAK | DLFSHBH09XAK |  | 9000 | 12000 | 26.4 | 15.8 | 11.6 | 1.85 | 78 | 92 | 206361894
DAY & NIGHT | DLCSRBH24AAK | DLFSHBH24XAK |  | 23000 | 26000 | 22.3 | 12.5 | 10.3 | 1.8 | 73 | 88 | 206361882
DAY & NIGHT | DLCSRBH18AAK | DLFSHBH18XAK |  | 18000 | 18000 | 22 | 13 | 10.6 | 1.89 | 62 | 96 | 206361881
DAY & NIGHT | DLCSRBH12AAJ | DLFSHBH12XAJ |  | 12000 | 12000 | 22.7 | 12.5 | 10.4 | 2.06 | 74 | 56 | 206361878
COMFORTMAKER | DLCSRBH12AAK | DLFSHBH12XAK |  | 12000 | 12000 | 23.1 | 13 | 10.5 | 1.88 | 86 | 92 | 206361875
MDV | MOX230-12HFN1-BW0W | MSAG11B-12HRFN1-BU5W |  | 12000 | 12000 | 22.7 | 12.5 | 10.4 | 2.06 | 74 | 56 | 206361864
MDV | MOX430-17HFN1-MT0W | MSAG11D-18HRFN1-MT8W |  | 18000 | 18000 | 22 | 13 | 10.6 | 1.89 | 62 | 96 | 206361862
SMART COMFORT | DLCSRBH24AAK | DLFSFAH24XAK |  | 24000 | 25000 | 20.5 | 11.7 | 11 | 2.1 | 76 | 100 | 206350480
SMART COMFORT | DLCSRBH18AAK | DLFSCAH18XAK |  | 16000 | 17000 | 20 | 12.5 | 9.5 | 1.75 | 92 | 94 | 206350475
TEMPSTAR | DLCSRBH24AAK | DLFSFAH24XAK |  | 24000 | 25000 | 20.5 | 11.7 | 11 | 2.1 | 76 | 100 | 206350469
TEMPSTAR | DLCSRBH18AAK | DLFSFAH18XAK |  | 17000 | 18000 | 20.5 | 12.5 | 9.8 | 1.86 | 67 | 93 | 206350466
MIDEA | DLCSRBH24AAK | DLFSFAH24XAK |  | 24000 | 25000 | 20.5 | 11.7 | 11 | 2.1 | 76 | 100 | 206350458
KENMORE | DLCSRBH24AAK | DLFSFAH24XAK |  | 24000 | 25000 | 20.5 | 11.7 | 11 | 2.1 | 76 | 100 | 206350447
KENMORE | DLCSRBH12AAK | DLFSCAH12XAK |  | 12000 | 12000 | 22.3 | 12.7 | 10.2 | 1.89 | 83 | 94 | 206350439
KEEPRITE | DLCSRBH12AAK | DLFSCAH12XAK |  | 12000 | 12000 | 22.3 | 12.7 | 10.2 | 1.89 | 83 | 94 | 206350428
KEEPRITE | DLCSRBH09AAK | DLFSCAH09XAK |  | 9000 | 9800 | 20.5 | 13 | 10.3 | 1.8 | 92 | 102 | 206350426
HEIL | DLCSRBH24AAK | DLFSFAH24XAK |  | 24000 | 25000 | 20.5 | 11.7 | 11 | 2.1 | 76 | 100 | 206350425
HEIL | DLCSRBH18AAK | DLFSFAH18XAK |  | 17000 | 18000 | 20.5 | 12.5 | 9.8 | 1.86 | 67 | 93 | 206350422
HEIL | DLCSRBH09AAK | DLFSCAH09XAK |  | 9000 | 9800 | 20.5 | 13 | 10.3 | 1.8 | 92 | 102 | 206350415
COMFORTMAKER | DLCSRBH24AAK | DLFSFAH24XAK |  | 24000 | 25000 | 20.5 | 11.7 | 11 | 2.1 | 76 | 100 | 206350403
ARCOAIRE | DLCSRBH12AAK | DLFSFAH12XAK |  | 12000 | 12000 | 23.6 | 13 | 10 | 1.89 | 80 | 100 | 206350386
ARCOAIRE | DLCSRBH12AAK | DLFSCAH12XAK |  | 12000 | 12000 | 22.3 | 12.7 | 10.2 | 1.89 | 83 | 94 | 206350384
CARRIER | 38MARBQ06AA3 | 40MAHBQ06XA3 |  | 6000 | 7000 | 26.5 | 15.8 | 13.6 | 2.1 | 121 | 107 | 207188939
SMART COMFORT | DLCSRBH06AAK | DLFSHBH06XAK |  | 6000 | 7000 | 23.5 | 15 | 12 | 1.84 | 107 | 101 | 207188929
COMFORTMAKER | DLCSRBH06AAK | DLFSHBH06XAK |  | 6000 | 7000 | 23.5 | 15 | 12 | 1.84 | 107 | 101 | 207188908
ARCOAIRE | DLCSRBH06AAK | DLFSHBH06XAK |  | 6000 | 7000 | 23.5 | 15 | 12 | 1.84 | 107 | 101 | 207188905
CTMorley | MOU-A12H-2 | MIU-A12C-2 |  | 12000 | 12000 | 22.3 | 12.7 | 10.2 | 1.89 | 83 | 94 | 209843058
TGM | MRSVHT48AS | MUVHT48S |  | 48000 | 50000 | 18.9 | 9.3 | 10 | 1.85 | 58 | 70 | 209843026
CLASSIC | MRSVHC48AS | MUVHC48S |  | 48000 | 50000 | 18.9 | 9.3 | 10 | 1.85 | 58 | 70 | 209843010
CLASSIC | MC4VHC18S | MUVHC18S |  | 18000 | 20000 | 23 | 12.5 | 10 | 2.08 | 64 | 65 | 209843007
AC PRO.COM | AOD32-24HFN1-MT0W | AUEU-24HRFN1-M(C) |  | 24000 | 24000 | 21.2 | 12.5 | 10.3 | 2.2 | 67 | 76 | 209748108
AC PRO.COM | AOX430-18HFN1-MT8W | ACCA3U-18HRFN1-M(C) |  | 16000 | 19000 | 20.5 | 12.5 | 10.5 | 2.16 | 63 | 67 | 209748101
CTMorley | MOU-A18H-2 | MIU-A18W-2 |  | 18000 | 18000 | 22 | 13 | 10.6 | 1.89 | 62 | 96 | 209694747
CTMorley | MOU-A09H-2 | MIU-A09W-2 |  | 9000 | 12000 | 26.4 | 15.8 | 11.6 | 1.85 | 78 | 92 | 209694745
TGM | MRAPT24AS | MWAPT24S |  | 24000 | 25000 | 22 | 14 | 10 | 1.8 | 65 | 62 | 209550325
TGM | MRAPT12AS | MWAPT12S |  | 12000 | 12000 | 25.5 | 14 | 10.4 | 1.8 | 83 | 100 | 209550324
C&H | CH-HPR18-230VO | CH-B18MOLVWM-230VI |  | 18000 | 18000 | 22 | 13 | 10.6 | 1.89 | 62 | 96 | 210665994
C&H | CH-ES18-230VO | CH-B18MOLVWM-230VI |  | 18000 | 18000 | 24 | 13.5 | 10.5 | 2.44 | 78 | 71 | 210665990
C&H | CH-ES12-230VO | CH-B12MOLVWM-230VI |  | 12000 | 12000 | 23.1 | 13 | 10.8 | 2.41 | 83 | 70 | 210665989
C&H | CH-ES12-115VO | CH-B12OLVWM-115VI |  | 12000 | 12000 | 22.7 | 12.5 | 10.4 | 2.06 | 74 | 56 | 210665986
LENNOX | MLB018S4S-1P | M22A018S4* |  | 15700 | 17000 | 20 | 12.5 | 9.5 | 1.75 | 92 | 94 | 210665644
LENNOX | MLB018S4S-1P | MWMC018S4* |  | 18000 | 18000 | 21.5 | 12.5 | 11.2 | 1.8 | 83 | 100 | 210665629
LENNOX | MLB009S4S-1P | MWMC009S4* |  | 9000 | 12000 | 28.1 | 16.2 | 11.5 | 2 | 79 | 88 | 210665627
LENNOX | MPC048S4S-1P | M33C048S4* |  | 47000 | 50000 | 18.5 | 9.5 | 9.8 | 1.98 | 60 | 69 | 210665626
LENNOX | MPC024S4S-1P | M33C024S4* |  | 23600 | 26000 | 21.5 | 12.3 | 9.6 | 2.2 | 73 | 71 | 210665624
LENNOX | MPC009S4S-1P | M22A009S4* |  | 8900 | 10000 | 20 | 13 | 10 | 1.9 | 75 | 74 | 210665621
LENNOX | MPC018S4S-1P | MCFB018S4* |  | 18000 | 20000 | 23 | 12.5 | 9.9 | 2.08 | 64 | 65 | 210665617
FUJIECO | FEFS-36H2MD01(O) | FEFS-36H2MD01(I) |  | 36000 | 36000 | 19.2 | 9.5 | 10 | 2 | 70 | 63 | 210655534
Relief Sciences | LANG12OD25-1 | LANG12ID-25 |  | 12000 | 12000 | 23.1 | 13 | 10.8 | 2.41 | 83 | 70 | 210655374
MDV | MOD30-24HFN1-MU0W-L | MSEPD-24HRFN1-MU0W |  | 24000 | 29000 | 21.5 | 13 | 11.4 | 2.21 | 73 | 86 | 210644038
Conforto | MHSZ112DA | MHCAS12DA |  | 12000 | 12000 | 22.3 | 12.7 | 10.2 | 1.89 | 83 | 94 | 210605807
LENNOX | MLB009S4S-1P | M22A009S4* |  | 9000 | 9800 | 20.5 | 13 | 10.2 | 1.8 | 92 | 102 | 210665642
LENNOX | MLB018S4S-1P | MCFB018S4* |  | 17000 | 18000 | 20.5 | 12.5 | 9.8 | 1.86 | 67 | 93 | 210665638
LENNOX | MPC018S4S-1P | M22A018S4* |  | 16000 | 19000 | 20.5 | 12.5 | 10.4 | 2.16 | 63 | 67 | 210665623
LENNOX | MPC018S4S-1P | MWMC018S4* |  | 18000 | 19000 | 23.5 | 12.4 | 10.7 | 2.02 | 78 | 59 | 210665605
LENNOX | MPC012S4S-1P | MWMC012S4* |  | 12000 | 12000 | 24.6 | 13.7 | 10.7 | 2.39 | 75 | 67 | 210665604
Conforto | MHSZ124DA | MHWAL24DA |  | 24000 | 29000 | 21.5 | 13 | 11.4 | 2.21 | 73 | 86 | 210605805
Conforto | MHSZ109DA | MHWAL09DA |  | 9000 | 12000 | 28.1 | 16.2 | 11.5 | 2 | 79 | 88 | 210605802
Conforto | MHSZ106DA | MHWAL06DA |  | 6000 | 7000 | 26.5 | 15.8 | 13.6 | 2.1 | 121 | 107 | 210605801
ECO AC | EHH-O09BB | EHH-C09BA |  | 9000 | 10000 | 20 | 13 | 10 | 1.9 | 75 | 74 | 210586146
KERR | A-KMH18SV-1 | B-KMH18CU-1 |  | 16000 | 17000 | 20 | 12.5 | 9.5 | 1.75 | 92 | 94 | 210568254
KERR | A-KMH09SV-1 | B-KMH09CU-1 |  | 9000 | 9800 | 20.5 | 13 | 10.3 | 1.8 | 92 | 102 | 210568249
KERR | A-KMH24SV-1 | B-KMH24CV-1 |  | 24000 | 25000 | 20.5 | 11 | 11.5 | 2 | 84 | 103 | 210568248
COMFORT-AIRE | A-VMH12SV-1 | B-VMH12FU-1 |  | 12000 | 12000 | 23.6 | 13 | 10 | 1.89 | 80 | 100 | 210568242
COMFORT-AIRE | A-VMH09SV-1 | B-VMH09CU-1 |  | 9000 | 9800 | 20.5 | 13 | 10.3 | 1.8 | 92 | 102 | 210568241
COMFORT-AIRE | A-VMH18SV-1 | B-VMH18UU-1 |  | 17000 | 18000 | 20.5 | 12.5 | 9.8 | 1.86 | 67 | 93 | 210568237
Durastar | DRA1H18S1A | DRAC18F1A |  | 16000 | 17000 | 20 | 12.5 | 9.5 | 1.75 | 92 | 94 | 210568113
Durastar | DRA1U12S1B | DRAS12F1C |  | 12000 | 12000 | 25 | 13 | 11 | 2.38 | 77 | 70 | 210568110
Durastar | DRA1H09S1A | DRAL09F1A |  | 9000 | 10900 | 24 | 13 | 12.4 | 1.8 | 90 | 96 | 210568103
Durastar | DRA1H09S1A | DRAW09F1B |  | 9000 | 12000 | 26.4 | 15.8 | 11.6 | 1.85 | 78 | 92 | 210568098
SEA BREEZE+ | SZ18H424ZMO | C18H424ZMI |  | 16000 | 17000 | 22.4 | 12.5 | 10.4 | 2.32 | 79 | 75 | 210410116
SEA BREEZE+ | SZ12H424ZMO | C12H424ZMI |  | 12000 | 12000 | 25 | 13 | 11 | 2.38 | 77 | 70 | 210410115
KARDA | 3KARDA12SZO | 3KARDA12CON-2 |  | 12000 | 12000 | 24.2 | 13.3 | 10.7 | 1.99 | 85 | 99 | 210410112
SEA BREEZE+ | SZ9H424ZMO | SCA9H424ZMI |  | 9000 | 11000 | 22.5 | 13 | 11.5 | 2.34 | 73 | 70 | 210404149
ACIQ | ACIQ-36ZPL-HP230B | ACIQ-36CC-HH-MB |  | 36000 | 40000 | 19.4 | 9.5 | 10.5 | 1.85 | 83 | 100 | 210857319
1HVAC | ACIQ-24ZPL-HP230B | ACIQ-24W-HH-MC |  | 24000 | 29000 | 21.5 | 13 | 11.4 | 2.21 | 73 | 86 | 210857298
DIAMONDAIR | D2012SHO2 | DF2012HMSI |  | 12000 | 12000 | 23.6 | 13.5 | 9.5 | 1.8 | 63 | 83 | 210857274
Cooper&Hunter | CH-HPR24-230VO | CH-24DKT230VI |  | 21600 | 23400 | 18.9 | 11.7 | 10.4 | 1.89 | 83 | 100 | 210857261
MDV | MOX430-17HFN1-MT0W | MSEPC-18HRFN1-MU0W |  | 18000 | 18000 | 21.5 | 12.5 | 11.3 | 1.8 | 83 | 100 | 205993854
TEMPSTAR | DLCPRAH24AAK | DLFPHAH24XAK |  | 22000 | 24000 | 23.5 | 13.7 | 10.5 | 1.94 | 64 | 98 | 202463657
TEMPSTAR | DLCPRAH18AAK | DLFPHAH18XAK |  | 18000 | 18000 | 26.2 | 14.5 | 12 | 1.95 | 68 | 91 | 202463656
KEEPRITE | DLCPRAH24AAK | DLFPHAH24XAK |  | 22000 | 24000 | 23.5 | 13.7 | 10.5 | 1.94 | 64 | 98 | 202463651
KEEPRITE | DLCPRAH18AAK | DLFPHAH18XAK |  | 18000 | 18000 | 26.2 | 14.5 | 12 | 1.95 | 68 | 91 | 202463650
ARCOAIRE | DLCPRAH18AAK | DLFPHAH18XAK |  | 18000 | 18000 | 26.2 | 14.5 | 12 | 1.95 | 68 | 91 | 202463642
MIDEA | 38MPRAQ24AA3 | DHMPHAQ24XA3 |  | 22000 | 24000 | 23.5 | 13.7 | 10.5 | 1.94 | 64 | 98 | 202463641
C&H | CH-ES18-230VO | CH-18MASTWM-230VI |  | 18000 | 19000 | 23.5 | 12.5 | 10.8 | 2.02 | 78 | 59 | 209937049
C&H | CH-HPR12-230VO | CH-12MMC-230VI |  | 12000 | 12000 | 24.2 | 13.3 | 10.7 | 1.99 | 85 | 99 | 209937052
BRYANT | 38MARBQ12AA3 | 40MBFAQ12XA3 |  | 12000 | 12000 | 24.2 | 13.3 | 10.7 | 1.99 | 85 | 99 | 209948187
ARCOAIRE | DLCSRBH12AAK | DLFSFBH12XAK |  | 12000 | 12000 | 24.2 | 13.3 | 10.7 | 1.99 | 85 | 99 | 209948191
HEIL | DLCSRBH12AAK | DLFSFBH12XAK |  | 12000 | 12000 | 24.2 | 13.3 | 10.7 | 1.99 | 85 | 99 | 209948194
KENMORE | DLCSRBH12AAK | DLFSFBH12XAK |  | 12000 | 12000 | 24.2 | 13.3 | 10.7 | 1.99 | 85 | 99 | 209948196
AIRQUEST | DLCSRBH12AAK | DLFSFBH12XAK |  | 12000 | 12000 | 24.2 | 13.3 | 10.7 | 1.99 | 85 | 99 | 209948200
Clearity | MOD30-24HFN1-MU0W | MSEPD-24HRFN1-MU0W |  | 24000 | 29000 | 21.5 | 13 | 11.4 | 2.21 | 73 | 86 | 210278958
AIC TECHNOLOGIES | NAKS-SPLIT AC-9K-ODU-115 | NAKS-SPLIT AC-9K-IDU-115 |  | 9000 | 10000 | 23 | 13.8 | 9.8 | 2.06 | 59 | 67 | 208674963
AIC TECHNOLOGIES | NAKS-SPLIT AC-12K-ODU-115 | NAKS-SPLIT AC-12K-IDU-115 |  | 12000 | 12000 | 22.7 | 12.5 | 10.4 | 2.06 | 74 | 56 | 208674964
AIC TECHNOLOGIES | NAKS-SPLIT AC-18K-ODU-208-230 | NAKS-SPLIT AC-18K-IDU-208-230 |  | 18000 | 18000 | 24 | 13.5 | 10.5 | 2.44 | 78 | 71 | 208674967
NAKS | NAKS-SPLIT AC-9K-ODU-208-230 | NAKS-SPLIT AC-9K-IDU-208-230 |  | 9000 | 10000 | 24 | 14.7 | 11.6 | 2.25 | 81 | 75 | 208674981
PERFECTAIRE | 3PAMSHH18-SZO | 3PAMSHH18-UVW |  | 18000 | 18000 | 22 | 13 | 10.6 | 1.89 | 62 | 96 | 208815368
SEA BREEZE+ | HSZ24H424ZMO | WM24H424ZMI |  | 23000 | 26000 | 22.3 | 12.5 | 10.3 | 1.8 | 73 | 88 | 208816891
TRUST AIR CONDITIONERS | OUS12H/O4S4P | IUMW112H/I41P |  | 12000 | 12000 | 24.6 | 13.7 | 10.7 | 2.39 | 75 | 67 | 208816910
TRUST AIR CONDITIONERS | OUS09H/O4S4P | IUMW106H/I41P |  | 6000 | 7000 | 26.5 | 15.8 | 13.6 | 2.1 | 121 | 107 | 208816913
TRUST AIR CONDITIONERS | OUS18H/O4S4P | IUMC418H/I41P |  | 16000 | 19000 | 20.5 | 12.5 | 10.5 | 2.16 | 63 | 67 | 208816920
TRUST AIR CONDITIONERS | OAH09H/O4S4P | IUMC409H/I41P |  | 9000 | 9800 | 20.5 | 13 | 10.3 | 1.8 | 92 | 102 | 208816922
TRUST AIR CONDITIONERS | OAH24H/O4S4P | IUMC424H/I41P |  | 24000 | 25000 | 20.5 | 11 | 11.5 | 2 | 84 | 103 | 208816925
TRUST AIR CONDITIONERS | OUS18H/O4S4P | IUMFC18H/I41P |  | 18000 | 20000 | 23 | 12.5 | 10 | 2.08 | 64 | 65 | 208816936
TRUST AIR CONDITIONERS | OAH18H/O4S4P | IUMFC18H/I41P |  | 17000 | 18000 | 20.5 | 12.5 | 9.8 | 1.86 | 67 | 93 | 208816938
Kanartic | KEOS-12UHE-NA | KEOS-12UHE-NA |  | 12000 | 12000 | 23.1 | 13 | 10.5 | 1.88 | 86 | 92 | 208836319
Kanartic | KEOS-09UHE-NA | KEOS-09UHE-NA |  | 9000 | 12000 | 26.4 | 15.8 | 11.6 | 1.85 | 78 | 92 | 208836320
ApooDr | AGN24-12H220V1B | AGN24-12H220V1A |  | 12000 | 12000 | 23.1 | 13 | 10.8 | 2.41 | 83 | 70 | 209157092
MDV | MOX330-09HFN1-MY6W | MFA2U-09HRFN1-MY6W |  | 9000 | 9000 | 26.3 | 15.7 | 11.4 | 1.99 | 118 | 132 | 209248923
MDV | MOX430-18HFN1-MU0W | MFA2U-16HRFN1-MV0W |  | 16000 | 17000 | 22.4 | 12.5 | 10.4 | 2.32 | 79 | 75 | 209248927
MDV | MOX430-17HFN1-MT0W | MCBU-18HRFN1-MU2W |  | 16700 | 20000 | 19.8 | 12.5 | 11.2 | 1.93 | 73 | 84 | 209270214
ARCOAIRE | DLCSRBH18AAK | DLFCCAH18XAK |  | 16700 | 20000 | 19.8 | 12.5 | 11.2 | 1.93 | 73 | 84 | 209270248
KEEPRITE | DLCSRBH09AAK | DLFCCAH09XAK |  | 9000 | 10900 | 24 | 13 | 12.4 | 1.8 | 90 | 96 | 209270263
KEEPRITE | DLCSRBH18AAK | DLFCCAH18XAK |  | 16700 | 20000 | 19.8 | 12.5 | 11.2 | 1.93 | 73 | 84 | 209270264
COMFORTMAKER | DLCSRBH09AAK | DLFCCAH09XAK |  | 9000 | 10900 | 24 | 13 | 12.4 | 1.8 | 90 | 96 | 209270251
DAY & NIGHT | DLCSRBH09AAK | DLFCCAH09XAK |  | 9000 | 10900 | 24 | 13 | 12.4 | 1.8 | 90 | 96 | 209270255
COMFORT-AIRE | A-VMH12SV-1 | B-VMH12SV-1 |  | 12000 | 12000 | 25.5 | 14 | 10.4 | 1.8 | 83 | 100 | 207657387
SENVILLE | SENA/18HF/OQ | SENA/18HF/IF |  | 17000 | 18000 | 20.5 | 12.5 | 9.8 | 1.86 | 67 | 93 | 207641350
LBG Products | LBHB09DYWO | LBHB09DYWI |  | 9000 | 12000 | 29 | 16.5 | 22 | 1.86 | 95 | 113 | 207629153
TEMPSTAR | DLCPRBH12AAK | DLFPHBH12XAK |  | 12000 | 12000 | 25.3 | 14 | 11.7 | 1.85 | 87 | 114 | 207614974
TEMPSTAR | DLCPRBH09AAK | DLFPHBH09XAK |  | 9000 | 12000 | 27 | 16 | 17.5 | 1.85 | 87 | 114 | 207614973
MIDEA | DLCPRBH12AAK | DLFPHBH12XAK |  | 12000 | 12000 | 25.3 | 14 | 11.7 | 1.85 | 87 | 114 | 207614972
COMFORTMAKER | DLCPRBH09AAK | DLFPHBH09XAK |  | 9000 | 12000 | 27 | 16 | 17.5 | 1.85 | 87 | 114 | 207614961
ARCOAIRE | DLCPRBH12AAK | DLFPHBH12XAK |  | 12000 | 12000 | 25.3 | 14 | 11.7 | 1.85 | 87 | 114 | 207614960
MIDEA | 38MPRBQ09AA3 | DHMPHBQ09XA3 |  | 9000 | 12000 | 28.5 | 16 | 18 | 1.85 | 87 | 114 | 207614957
Weathermaker | 38MPRBQ09AA3 | DHMPHBQ09XA3 |  | 9000 | 12000 | 28.5 | 16 | 18 | 1.85 | 87 | 114 | 207614955
PAYNE | 38MPRBQ09AA3 | DHMPHBQ09XA3 |  | 9000 | 12000 | 28.5 | 16 | 18 | 1.85 | 87 | 114 | 207614953
BRYANT | 38MPRBQ12AA3 | 619PHBQ12XA3 |  | 12000 | 12000 | 27 | 14 | 12 | 1.85 | 87 | 114 | 207614952
CARRIER | 38MPRBQ12AA3 | 40MPHBQ12XA3 |  | 12000 | 12000 | 27 | 14 | 12 | 1.85 | 87 | 114 | 207614950
CARRIER | 38MPRBQ09AA3 | 40MPHBQ09XA3 |  | 9000 | 12000 | 28.5 | 16 | 18 | 1.85 | 87 | 114 | 207614949
MDV | MOD30-18HFN1-MZ20W | MSEPD-18HRFN1-MZ22W |  | 18000 | 20000 | 26.3 | 15.3 | 15.5 | 2.89 | 101 | 120 | 207613860
MDV | MOX430-12HFN1-MZ60W | MSEPC-12HRFN1-MZ40W |  | 12000 | 12000 | 27.5 | 14.3 | 14.5 | 1.86 | 95 | 113 | 207591142
BLUERIDGE | BMY24HH22C | BM24MFCC |  | 24000 | 25000 | 20.5 | 11.7 | 11 | 2.1 | 76 | 100 | 207571394
BLUERIDGE | BMY18HH22C | BM18MCC |  | 16000 | 17000 | 20 | 12.5 | 9.5 | 1.75 | 92 | 94 | 207571391
BLUERIDGE | BMY12HH26C | BM12MCC |  | 12000 | 12000 | 22.3 | 12.7 | 10.2 | 1.89 | 83 | 94 | 207571388
C&H | CH-HPR09-230VO | CH-09MASTWM-230VI |  | 9000 | 12000 | 28.1 | 16.2 | 11.5 | 2 | 79 | 88 | 207740501
Convectair | 8028-C24-O | 8028-C24-I |  | 24000 | 29000 | 21.5 | 13 | 11.4 | 2.21 | 73 | 86 | 207709207
Convectair | 8028-C09-O | 8028-C09-I |  | 9000 | 12000 | 28.1 | 16.2 | 11.5 | 2 | 79 | 88 | 207709204
LENNOX | MLB024S4S-1P | MCFA024S4-2P |  | 24000 | 25000 | 20.5 | 11.7 | 11 | 2.1 | 76 | 100 | 207683530
LENNOX | MLB012S4S-1P | MFMA012S4-1P |  | 12000 | 12000 | 23.6 | 13 | 10 | 1.89 | 80 | 100 | 207683528
LENNOX | MPC048S4S-1P | MCFA048S4-2P |  | 48000 | 50000 | 18.9 | 9.1 | 9.7 | 1.85 | 58 | 70 | 207683513
LENNOX | MPC009S4S-1P | MWMC009S4-1P |  | 9000 | 10000 | 25.5 | 15 | 12.3 | 2.17 | 85 | 75 | 207683497
TEMPSTAR | DLCLRCH48AAK | DLFLFAH48XAK |  | 48000 | 50000 | 18.9 | 9.3 | 10 | 1.85 | 58 | 70 | 207683375
MIDEA | DLCLRCH48AAK | DLFLCBH48XAK |  | 48000 | 50000 | 18.5 | 9.5 | 9.8 | 1.98 | 60 | 69 | 207683366
Durastar | DRA1U18S1B | DRAC18F1A |  | 16000 | 19000 | 20.5 | 12.5 | 10.5 | 2.16 | 63 | 67 | 207787140
Durastar | DRA1U09S1B | DRAW09F1B |  | 9000 | 10000 | 24 | 14.7 | 11.6 | 2.25 | 81 | 75 | 207787130
COMFORTSTAR | CZP12CD(O) | TPA-12 |  | 12000 | 12000 | 22.7 | 14 | 10 | 2.27 | 74 | 67 | 207765974
BOSCH | BMS500-AAS024-1CSXHC | BMS500-AAU024-1AHWXC |  | 24000 | 29000 | 21.5 | 13 | 11.4 | 2.21 | 73 | 86 | 207759997
BOSCH | BMS500-AAS024-1CSXRC | BMS500-AAU024-1AHWXC |  | 24000 | 25000 | 22 | 14 | 10 | 1.8 | 65 | 62 | 207759992
BOSCH | BMS500-AAS009-1CSXRC | BMS500-AAU009-1AHWXC |  | 9000 | 10000 | 25.5 | 15 | 12.3 | 2.17 | 85 | 75 | 207759989
BOSCH | BMS500-AAS012-0CSXRC | BMS500-AAS012-0AHWXC |  | 12000 | 12000 | 23.5 | 13 | 10 | 2.16 | 70 | 57 | 207759988
DIRECT AIR | DIRM-12DA25-1Z | DIRM-12HP-CO |  | 12000 | 12000 | 22.7 | 13 | 10.2 | 2.26 | 75 | 70 | 207743764
DIRECT AIR | DIRM-48LCDA25-1Z | DIRM-48HP-CA |  | 48000 | 50000 | 18.5 | 9.5 | 9.8 | 1.98 | 60 | 69 | 207743746
DIRECT AIR | DIRM-24HXPRO28-1Z | DIRM-24HP-CA |  | 24000 | 25000 | 20.5 | 11 | 11.5 | 2 | 84 | 103 | 207743744
DIRECT AIR | DIRM-24DA25-1Z | DIRM-24HP-CA |  | 24000 | 25000 | 21.5 | 12.5 | 9.7 | 2.2 | 76 | 74 | 207743743
DIRECT AIR | DIRM-12DA25-1Z | DIRM-12HP-CA |  | 12000 | 12000 | 22.7 | 14 | 10 | 2.27 | 74 | 67 | 207743739
DIRECT AIR | DIRM-09HXPRO28-1Z | DIRM-09HP-CA |  | 9000 | 9800 | 20.5 | 13 | 10.3 | 1.8 | 92 | 102 | 207743738
DIRECT AIR | DIRM-18DA25-1Z | DIRM-18HP-CF |  | 18000 | 20000 | 23 | 12.5 | 10 | 2.08 | 64 | 65 | 207743730
DIRECT AIR | DIRM-18HXPRO28-1Z | DIRM-18HP-WM |  | 18000 | 18000 | 21.5 | 12.5 | 11.3 | 1.8 | 83 | 100 | 207743726
DIRECT AIR | DIRM-24DA25-1Z | DIRM-24HP-WM |  | 24000 | 25000 | 22 | 14 | 10 | 1.8 | 65 | 62 | 207743722
MOOVAIR | DMA24HOS28230E8 | DUA24HICU230X5 |  | 24000 | 25000 | 20.5 | 11 | 11.5 | 2 | 84 | 103 | 207742511
MOOVAIR | DMA09HOS28230E8 | DUA09HICU230X5 |  | 9000 | 9800 | 20.5 | 13 | 10.3 | 1.8 | 92 | 102 | 207742508
MOOVAIR | DMA18HOS25230E8 | DUA18HICU230X5 |  | 16000 | 19000 | 20.5 | 12.5 | 10.5 | 2.16 | 63 | 67 | 207742504
MOOVAIR | DMA18HOS42230E4 | DMA18HIW42230E4 |  | 18000 | 20000 | 26.3 | 15.3 | 15.5 | 2.89 | 101 | 120 | 207742501
MOOVAIR | DMA24HOS28230E8 | DMA24HIW25230E8 |  | 24000 | 29000 | 21.5 | 13 | 11.4 | 2.21 | 73 | 86 | 207742498
MOOVAIR | DMA09HOS25230E8 | DMA09HIW25230E8 |  | 9000 | 10000 | 25.5 | 15 | 12.3 | 2.17 | 85 | 75 | 207742490
ELIOS | DEA12HOS28230E8 | DUA12HIFU230E5 |  | 12000 | 12000 | 23.6 | 13 | 10 | 1.89 | 80 | 100 | 207742458
ELIOS | DEA36HOS28230E8 | DUA36HICU230X5 |  | 36000 | 40000 | 19.4 | 9.5 | 10.5 | 1.85 | 83 | 100 | 207742443
ELIOS | DEA12HOS28230E8 | DUA12HICU230X5 |  | 12000 | 12000 | 22.3 | 12.7 | 10.2 | 1.89 | 83 | 94 | 207742440
ELIOS | DEA18HOS25230E8 | DUA18HICU230X5 |  | 16000 | 19000 | 20.5 | 12.5 | 10.5 | 2.16 | 63 | 67 | 207742435
AURORA | AU-CX18HR-2A-O | AU-BS18HR-2A-I |  | 18000 | 18000 | 22 | 13 | 10.6 | 1.89 | 62 | 96 | 208101258
AURORA | AU-CX12HR-2A-O | AU-BS12HR-2A-I |  | 12000 | 12000 | 23.1 | 13 | 10.5 | 1.88 | 86 | 92 | 208101257
AURORA | AU-CX06HR-2A-O | AU-CX06HR-2A-I |  | 6000 | 7000 | 23.5 | 15 | 12 | 1.84 | 107 | 101 | 208101255
PIONEER | YN009GMFI22RPE | WS009GMFI22HLE |  | 9000 | 10000 | 24 | 14 | 11.4 | 2.18 | 83 | 78 | 208101238
ELIOS | DEA09HOS25230E8 | DEA06HIW25230E8 |  | 6000 | 7000 | 26.5 | 15.8 | 13.6 | 2.1 | 121 | 107 | 208075830
AirEase | 4DHP2S12S-1P | DWM212S4-*P |  | 12000 | 12000 | 24.6 | 13.7 | 10.7 | 2.39 | 75 | 67 | 211034469
AirEase | 4DHP2S12S-1L | DWM212S4-*L |  | 12000 | 12000 | 23.5 | 12.8 | 10 | 2.16 | 70 | 57 | 211034467
LENNOX | MLB018S4S-1P | M22A018S4-*P |  | 15700 | 17000 | 20 | 12.5 | 9.5 | 1.75 | 92 | 94 | 211034457
LENNOX | MLB018S4S-1P | MCFB018S4-*P |  | 17000 | 18000 | 20.5 | 12.5 | 9.8 | 1.86 | 67 | 93 | 211034451
LENNOX | MLB009S4S-1P | MWMC009S4-*P |  | 9000 | 12000 | 28.1 | 16.2 | 11.5 | 2 | 79 | 88 | 211034440
LENNOX | MPC048S4S-1P | M33C048S4-*P |  | 47000 | 50000 | 18.5 | 9.5 | 9.8 | 1.98 | 60 | 69 | 211034439
LENNOX | MPC048S4S-1P | MCFA048S4-*P |  | 48000 | 50000 | 18.9 | 9.1 | 9.7 | 1.85 | 58 | 70 | 211034433
LENNOX | MPC012S4S-1P | MWMC012S4-*P |  | 12000 | 12000 | 24.6 | 13.7 | 10.7 | 2.39 | 75 | 67 | 211034417
SLIMAIR | SHC24VE2AG | SHLZ24VC2AG |  | 24000 | 25000 | 21.5 | 12.5 | 9.7 | 2.2 | 76 | 74 | 210857478
SLIMAIR | SHC09VE2AG | SHLZ09VC2AG |  | 9000 | 10000 | 20 | 13 | 10 | 1.9 | 75 | 74 | 210857475
MIDEA | 38MARBQ06AA3 | 40MCCAQ09XA3 |  | 6500 | 7100 | 22 | 14.5 | 10.8 | 2 | 80 | 113 | 210857473
Weathermaker | 38MARBQ12AA3 | 40MCCAQ18XA3 |  | 12000 | 12500 | 23 | 13 | 10 | 1.8 | 76 | 88 | 210857472
PAYNE | 38MARBQ12AA3 | 40MCCAQ18XA3 |  | 12000 | 12500 | 23 | 13 | 10 | 1.8 | 76 | 88 | 210857470
BRYANT | 38MARBQ12AA3 | 40MCCAQ18XA3 |  | 12000 | 12500 | 23 | 13 | 10 | 1.8 | 76 | 88 | 210857468
AIRQUEST | DLCSRBH18AAK | DLFSOAH18XAK |  | 16700 | 20000 | 19.8 | 12.5 | 11.2 | 1.93 | 73 | 84 | 210857463
TEMPSTAR | DLCSRBH06AAK | DLFSOAH09XAK |  | 6500 | 7100 | 22 | 14.5 | 10.8 | 2 | 80 | 113 | 210857454
TEMPSTAR | DLCSRBH09AAK | DLFSOAH09XAK |  | 9000 | 10900 | 24 | 13 | 12.4 | 1.8 | 90 | 96 | 210857453
MIDEA | DLCSRBH06AAK | DLFSOAH09XAK |  | 6500 | 7100 | 22 | 14.5 | 10.8 | 2 | 80 | 113 | 210857450
KENMORE | DLCSRBH06AAK | DLFSOAH09XAK |  | 6500 | 7100 | 22 | 14.5 | 10.8 | 2 | 80 | 113 | 210857446
Alsetria | MOE30U-36HFN1-M(GA) | MCD1-36HRFN1-M(GA) |  | 36000 | 40000 | 19.4 | 9.5 | 10.5 | 1.85 | 83 | 100 | 211644047
Alsetria | MOX330-12HFN1-MW5W | CCA3U-12HRFN1-M(C) |  | 12000 | 12000 | 22.3 | 12.7 | 10.2 | 1.89 | 83 | 94 | 211644044
Alsetria | MOE30U-48HFN1-MP0(GA) | MCD1-48HRFN1-M(GA) |  | 48000 | 50000 | 18.5 | 9.5 | 9.8 | 1.98 | 60 | 69 | 211644036
Alsetria | MOD33-24HFN1-MT0W | MCD1-24HRFN1-MT0W(GA) |  | 24000 | 25000 | 21.5 | 12.5 | 9.7 | 2.2 | 76 | 74 | 211644034
Star Air Kontrol | SAK-18-24MS/220 | SAK-18-24MS/220 |  | 18000 | 18000 | 23.7 | 13.5 | 10.3 | 2.39 | 78 | 69 | 211504107
Durastar | DRA1H12S1A | DRAS12F1B |  | 12000 | 12000 | 23.6 | 13 | 10 | 1.89 | 80 | 100 | 211497017
Mitsutomo | HO-SZ12-AB-Q | HJ-UZ12-AB-Q |  | 12000 | 12500 | 23 | 13 | 10 | 1.8 | 76 | 88 | 211306399
Mitsutomo | HO-SZ24-AB-Q | HW-SZ24-AB-Q |  | 23000 | 26000 | 22.3 | 12.5 | 10.3 | 1.8 | 73 | 88 | 211306396
CTMorley | MOU-A12H-2 | MIU-B12F-2 |  | 12000 | 12000 | 24.2 | 13.3 | 10.7 | 1.99 | 85 | 99 | 211290024
Breeze33 | HSZ24H424ZMO | FC24H424ZMI |  | 24000 | 25000 | 20.5 | 11.7 | 11 | 2.1 | 76 | 100 | 211277595
Breeze33 | HSZ12H424ZMO | C12H424ZMI |  | 12000 | 12000 | 24.2 | 13.3 | 10.7 | 1.99 | 85 | 99 | 211277587
Breeze33 | HSZ12H424ZMO | CA12H424ZMI |  | 12000 | 12000 | 22.3 | 12.7 | 10.2 | 1.89 | 83 | 94 | 211277584
Breeze33 | HSZ9H424ZMO | SCA9H424ZMI |  | 9000 | 10900 | 24 | 13 | 12.4 | 1.8 | 90 | 96 | 211277582
Breeze33 | BZ33-HYP12OUT2-G2-P | BZ33-OWCASS12-G2-P |  | 12000 | 12500 | 23 | 13 | 10 | 1.8 | 76 | 88 | 211273235
Breeze33 | BZ33-HYP09OUT2-G2-P | BZ33-OWCASS09-G2-P |  | 9000 | 10900 | 24 | 13 | 12.4 | 1.8 | 90 | 96 | 211257122
STEALTH | ACIQ-18ZPL-HP230B | ACIQ-18W-HH-MB |  | 18000 | 18000 | 21.5 | 12.5 | 11.3 | 1.8 | 83 | 100 | 212316159
STEALTH | ACIQ-12ZPL-HP230B | ACIQ-12W-HH-MB |  | 12000 | 12000 | 25.5 | 14 | 10.4 | 1.8 | 83 | 100 | 212316158
STEALTH | ACIQ-09ZPL-HP230B | ACIQ-09W-HH-MB |  | 9000 | 12000 | 28.1 | 16.2 | 11.5 | 2 | 79 | 88 | 212316157
PolarWave | ACIQ-06ZPL-HP230B | SCC-0609-HH-M |  | 6500 | 7100 | 22 | 14.5 | 10.8 | 2 | 80 | 113 | 212316111
PolarWave | ACIQ-18ZPL-HP230B | ACIQ-18W-HH-MC |  | 18000 | 18000 | 21.5 | 12.5 | 11.3 | 1.8 | 83 | 100 | 212316101
PolarWave | ACIQ-06ZPL-HP230B | ACIQ-06W-HH-MC |  | 6000 | 7000 | 26.5 | 15.8 | 13.6 | 2.1 | 121 | 107 | 212316098
PolarWave | ACIQ-09ZPL-HP230B | ACIQ-09CC-HH-MB |  | 9000 | 9800 | 20.5 | 13 | 10.3 | 1.8 | 92 | 102 | 212316075
PolarWave | ACIQ-09ZPL-HP230B | ACIQ-09W-HH-MB |  | 9000 | 12000 | 28.1 | 16.2 | 11.5 | 2 | 79 | 88 | 212316071
KLIMAIRE | KSIR048-H218-2 | KTIS48-H2 |  | 48000 | 50000 | 18.5 | 9.5 | 9.8 | 1.98 | 60 | 69 | 212316047
BLUERIDGE | BMY33HH20C | BMY33HH20WM |  | 33000 | 35000 | 19.5 | 12 | 10 | 1.8 | 82 | 99 | 211911408
KADEN | KO-PSX18HP-2AAMA | KI-PSX18WM-2AAMA |  | 18000 | 19000 | 23.5 | 12.5 | 10.8 | 2.02 | 78 | 59 | 211793558
KADEN | KO-PSX09HP-2AAMA | KI-PSX09WM-2AAMA |  | 9000 | 10000 | 25.5 | 15 | 12.3 | 2.17 | 85 | 75 | 211793556
KADEN | KO-PSX09HP-1AAMA | KI-PSX09WM-1AAMA |  | 12000 | 12000 | 23.5 | 13 | 10 | 2.16 | 70 | 57 | 211793554
LPS Legacy | DLCSRBH18AAK | DLFSHCH18XAK |  | 18000 | 18000 | 21.5 | 12.5 | 11.3 | 1.8 | 83 | 100 | 211756603
LPS Legacy | DLCSRBH06AAK | DLFSHCH06XAK |  | 6000 | 7000 | 26.5 | 15.8 | 13.6 | 2.1 | 121 | 107 | 211756600
LPS Legacy | DLCSRBH18AAK | DLFSOAH18XAK |  | 16700 | 20000 | 19.8 | 12.5 | 11.2 | 1.93 | 73 | 84 | 211756594
LPS Legacy | DLCSRBH09AAK | DLFSOAH09XAK |  | 9000 | 10900 | 24 | 13 | 12.4 | 1.8 | 90 | 96 | 211756592
LPS Legacy | DLCSRBH18AAK | DLFSCAH18XAK |  | 16000 | 17000 | 20 | 12.5 | 9.5 | 1.75 | 92 | 94 | 211756572
LPS Legacy | DLCSRBH12AAK | DLFSFAH12XAK |  | 12000 | 12000 | 23.6 | 13 | 10 | 1.89 | 80 | 100 | 211756571
LPS Legacy | DLCSRBH12AAK | DLFSCAH12XAK |  | 12000 | 12000 | 22.3 | 12.7 | 10.2 | 1.89 | 83 | 94 | 211756569
LPS Legacy | DLCSRBH09AAK | DLFSHBH09XAK |  | 9000 | 12000 | 26.4 | 15.8 | 11.6 | 1.85 | 78 | 92 | 211756563
LPS Legacy | DLCSRBH24AAK | DLFSCBH24XAK |  | 24000 | 25000 | 20.5 | 11 | 11.5 | 2 | 84 | 103 | 211756560
YONAN | YS-09HRFN1-E0OU | YS-09HRFN1-E0 |  | 9000 | 12000 | 28.5 | 16 | 18 | 1.85 | 87 | 114 | 212615065
YONAN | YS-09HRFN1-C5OU | YS-09HRFN1-C5 |  | 9000 | 10000 | 25.5 | 15 | 12.3 | 2.17 | 85 | 75 | 212615061
SEA BREEZE+ | HSZ24H424ZMO | CA24H424ZMI |  | 24000 | 25000 | 20.5 | 11 | 11.5 | 2 | 84 | 103 | 212595654
SEA BREEZE+ | HSZ18H424ZMO | CA18H424ZMI |  | 16000 | 17000 | 20 | 12.5 | 9.5 | 1.75 | 92 | 94 | 212595649
SMART COMFORT | DLCPRAH18AAK | DLFPHBH18XAK |  | 18000 | 18000 | 24.1 | 12.4 | 12 | 1.92 | 68 | 89 | 212521292
MDV | MOX230-12HFN1-BW0W | MSEPB-12HRFN1-BW0W |  | 12000 | 12000 | 23.5 | 13 | 10 | 2.16 | 70 | 57 | 205993844
CanAir | C23SCH24H22 | C23SEH24H21 |  | 21600 | 23400 | 18.9 | 11.7 | 10.4 | 1.89 | 83 | 100 | 205816494
DIRECT AIR | MOD30-24HFN1-MU0W | CS11M-23HRFN1-MT0W |  | 21600 | 23400 | 18.9 | 11.7 | 10.4 | 1.89 | 83 | 100 | 205816492
MIDEA | 38MARBQ12AA3 | 40MBCQ12---3 |  | 12000 | 12000 | 22.3 | 12.7 | 10.2 | 1.89 | 83 | 94 | 206350373
MIDEA | 38MARBQ09AA3 | 40MBCQ09---3 |  | 9000 | 9800 | 20.5 | 13 | 10.3 | 1.8 | 92 | 102 | 206350371
Weathermaker | 38MARBQ24AA3 | 40MBFQ24---3 |  | 24000 | 25000 | 20.5 | 11.7 | 11 | 2.1 | 76 | 100 | 206350370
Weathermaker | 38MARBQ12AA3 | 40MBCQ12---3 |  | 12000 | 12000 | 22.3 | 12.7 | 10.2 | 1.89 | 83 | 94 | 206350362
PAYNE | 38MARBQ12AA3 | 40MBFQ12---3 |  | 12000 | 12000 | 23.6 | 13 | 10 | 1.89 | 80 | 100 | 206350353
BRYANT | 38MARBQ18AA3 | 40MBFQ18---3 |  | 17000 | 18000 | 20.5 | 12.5 | 9.8 | 1.86 | 67 | 93 | 206350345
BRYANT | 38MARBQ09AA3 | 40MBCQ09---3 |  | 9000 | 9800 | 20.5 | 13 | 10.3 | 1.8 | 92 | 102 | 206350338
CARRIER | 38MARBQ18AA3 | 40MBFQ18---3 |  | 17000 | 18000 | 20.5 | 12.5 | 9.8 | 1.86 | 67 | 93 | 206350334
CARRIER | 38MARBQ12AA3 | 40MBCQ12---3 |  | 12000 | 12000 | 22.3 | 12.7 | 10.2 | 1.89 | 83 | 94 | 206350329
AIRQUEST | DLCSRBH06AAK | DLFSHCH06XAK |  | 6000 | 7000 | 26.5 | 15.8 | 13.6 | 2.1 | 121 | 107 | 208447693
AIRQUEST | DLCSRBH09AAK | DLFSHCH09XAK |  | 9000 | 12000 | 28.1 | 16.2 | 11.5 | 2 | 79 | 88 | 208447689
AIRQUEST | DLCSRBH24AAK | DLFSHCH24XAK |  | 24000 | 29000 | 21.5 | 13 | 11.4 | 2.21 | 73 | 86 | 208447687
TEMPSTAR | DLCSRBH12AAK | DLFSHCH12XAK |  | 12000 | 12000 | 25.5 | 14 | 10.4 | 1.8 | 83 | 100 | 208447670
MIDEA | DLCSRBH18AAK | DLFSHCH18XAK |  | 18000 | 18000 | 21.5 | 12.5 | 11.3 | 1.8 | 83 | 100 | 208447667
KENMORE | DLCSRBH12AAJ | DLFSHCH12XAJ |  | 12000 | 12000 | 23.5 | 13 | 10 | 2.16 | 70 | 57 | 208447660
KEEPRITE | DLCSRBH12AAK | DLFSHCH12XAK |  | 12000 | 12000 | 25.5 | 14 | 10.4 | 1.8 | 83 | 100 | 208447646
HEIL | DLCSRBH12AAJ | DLFSHCH12XAJ |  | 12000 | 12000 | 23.5 | 13 | 10 | 2.16 | 70 | 57 | 208447644
HEIL | DLCSRBH09AAK | DLFSHCH09XAK |  | 9000 | 12000 | 28.1 | 16.2 | 11.5 | 2 | 79 | 88 | 208447641
BLUERIDGE | BMY6HH27C | BMM6CC2 |  | 6500 | 7100 | 22 | 14.5 | 10.8 | 2 | 80 | 113 | 209550307
THERMOCORE SYSTEMS | T4C18S-H248-C | T3C18S-H248-ED |  | 48000 | 50000 | 18.9 | 9.3 | 10 | 1.85 | 58 | 70 | 209549023
THERMOCORE SYSTEMS | T5HH28S-H209-C | T3-OS209-EC |  | 9000 | 9800 | 20.5 | 13 | 10.3 | 1.8 | 92 | 102 | 209549015
THERMOCORE SYSTEMS | T5HH22S-H224-C | T3-OS224-EC |  | 24000 | 25000 | 21.5 | 12.5 | 9.7 | 2.2 | 76 | 74 | 209549014
THERMOCORE SYSTEMS | T5HH26S-H212-C | T5HH26S-H212-E |  | 12000 | 12000 | 25.5 | 14 | 10.4 | 1.8 | 83 | 100 | 209549008
THERMOCORE SYSTEMS | T5HH27S-H206-C | T5HH27S-H206-E |  | 6000 | 7000 | 26.5 | 15.8 | 13.6 | 2.1 | 121 | 107 | 209549006
MIDEA | 38MARBQ18AA3 | 40MCCAQ18XA3 |  | 16700 | 20000 | 19.8 | 12.5 | 11.2 | 1.93 | 73 | 84 | 209270306
SMART COMFORT | DLCSRBH18AAK | DLFCCAH18XAK |  | 16700 | 20000 | 19.8 | 12.5 | 11.2 | 1.93 | 73 | 84 | 209270280
TEMPSTAR | DLCSRBH09AAK | DLFCCAH09XAK |  | 9000 | 10900 | 24 | 13 | 12.4 | 1.8 | 90 | 96 | 209270275
MIDEA | DLCSRBH18AAK | DLFCCAH18XAK |  | 16700 | 20000 | 19.8 | 12.5 | 11.2 | 1.93 | 73 | 84 | 209270272
KENMORE | DLCSRBH09AAK | DLFCCAH09XAK |  | 9000 | 10900 | 24 | 13 | 12.4 | 1.8 | 90 | 96 | 209270267
ARCOAIRE | DLCSRBH09AAK | DLFCCAH09XAK |  | 9000 | 10900 | 24 | 13 | 12.4 | 1.8 | 90 | 96 | 209270247
MDV | MOX330-09HFN1-MY5W | MCBU-09HRFN1-MW0W |  | 9000 | 10900 | 24 | 13 | 12.4 | 1.8 | 90 | 96 | 209270210
MDV | MOX230-09HFN1-MW5W | MCBU-09HRFN1-MW0W |  | 9000 | 11000 | 22.5 | 13 | 11.5 | 2.34 | 73 | 70 | 209270209
ApooDr | AGN24-18H1B | AGN24-18H1A |  | 18000 | 18000 | 24 | 13.5 | 10.5 | 2.44 | 78 | 71 | 209157093
C&H | CH-HPR24-230VO | CH-D24MSPHWM-230VI |  | 21600 | 23400 | 18.9 | 11.7 | 10.4 | 1.89 | 83 | 100 | 208816951
TRUST AIR CONDITIONERS | OAH12H/O4S4P | IUMCO12H/I41P |  | 12000 | 12000 | 23.6 | 13 | 10 | 1.89 | 80 | 100 | 208816935
TRUST AIR CONDITIONERS | OUS12H/O4S4P | IUMC412H/I41P |  | 12000 | 12000 | 22.7 | 14 | 10 | 2.27 | 74 | 67 | 208816919
TRUST AIR CONDITIONERS | OAH24H/O4S4P | IUMW124H/I41P |  | 24000 | 29000 | 21.5 | 13 | 11.4 | 2.21 | 73 | 86 | 208816917
TRUST AIR CONDITIONERS | OAH09H/O4S4P | IUMW109H/I41P |  | 9000 | 12000 | 28.1 | 16.2 | 11.5 | 2 | 79 | 88 | 208816914
TRUST AIR CONDITIONERS | OUS18H/O4S4P | IUMW118H/I41P |  | 18000 | 19000 | 23.5 | 12.5 | 10.8 | 2.02 | 78 | 59 | 208816911
SEA BREEZE+ | HSZ9H424ZMO | WM9H424ZMI |  | 9000 | 12000 | 26.4 | 15.8 | 11.6 | 1.85 | 78 | 92 | 208816889
COMFORTMAKER | DLCSRBH18AAK | DLFCCAH18XAK |  | 16700 | 20000 | 19.8 | 12.5 | 11.2 | 1.93 | 73 | 84 | 209270252
MDV | MOD30-24HFN1-MU0W | CS11M-23HRFN1-MT0W |  | 21600 | 23400 | 18.9 | 11.7 | 10.4 | 1.89 | 83 | 100 | 205746255
C&H | CH-HPR24-230VO | CH-B24MOLVWM-230VI |  | 23000 | 26000 | 22.3 | 12.5 | 10.3 | 1.8 | 73 | 88 | 210665995
THERMOCORE SYSTEMS | T5HH27S-H209-C | T3-OS209-EC |  | 9000 | 10000 | 20 | 13 | 10 | 1.9 | 75 | 74 | 209549011
BLUERIDGE | BMY9HH28C | BMM9CC2 |  | 9000 | 10900 | 24 | 13 | 12.4 | 1.8 | 90 | 96 | 209550308
BLUERIDGE | BMY12HH26C | BMM12LW |  | 12000 | 12000 | 24.2 | 13.3 | 10.7 | 1.99 | 85 | 99 | 209550311
LIVART | LVAS12KU | LVAS12KN |  | 12000 | 12000 | 22.7 | 12.5 | 10.4 | 2.06 | 74 | 56 | 209550326
AC PRO.COM | AOX230-09HFN1-MW5W | ACCA3U-09HRFN1-M |  | 9000 | 10000 | 20 | 13 | 10 | 1.9 | 75 | 74 | 209748099
AC PRO.COM | AOX230-12HFN1-MV5W | AFAU-12HRFN1-M(C) |  | 12000 | 12000 | 22.7 | 13 | 10.2 | 2.26 | 75 | 70 | 209748106
CLASSIC | MRSVHC48AS | MC4VHC48S |  | 48000 | 50000 | 18.5 | 9.5 | 9.8 | 1.98 | 60 | 69 | 209843000
TGM | MRSVHT12AS | MC4VHT12S |  | 12000 | 12000 | 22.7 | 14 | 10 | 2.27 | 74 | 67 | 209843012
TGM | MRSVHT48AS | MC4VHT48S |  | 48000 | 50000 | 18.5 | 9.5 | 9.8 | 1.98 | 60 | 69 | 209843016
CTMorley | MOU-A24H-2 | MIU-A24C-2 |  | 24000 | 25000 | 20.5 | 11 | 11.5 | 2 | 84 | 103 | 209843064
CTMorley | MOU-A09H-2 | MIU-A09C-2 |  | 9000 | 9800 | 20.5 | 13 | 10.3 | 1.8 | 92 | 102 | 209843081
KLIMAIRE | KSIE009-H121-O-2 | KSIE009-H121-IW-2 |  | 9000 | 10000 | 24 | 14 | 9.6 | 2 | 60 | 65 | 209862147
KLIMAIRE | KSIH024-H220-O-2 | KSIH024-H220-IW-2 |  | 23000 | 26000 | 22.3 | 12.5 | 10.3 | 1.8 | 73 | 88 | 209862156
KLIMAIRE | KSIE012-H220-O-2 | KTIR12-H2 |  | 12000 | 12000 | 22.7 | 14 | 10 | 2.27 | 74 | 67 | 209862158
KLIMAIRE | KSIE018-H220-O-2 | KUIR18-H2 |  | 18000 | 20000 | 23 | 12.5 | 10 | 2.08 | 64 | 65 | 209862164
KLIMAIRE | KSIE024-H220-O-2 | KUIR24-H2 |  | 24000 | 24000 | 21.2 | 12.5 | 10.3 | 2.2 | 67 | 76 | 209862165
CTMorley | MOU-A24H-2 | MIU-A24F-2 |  | 24000 | 25000 | 20.5 | 11.7 | 11 | 2.1 | 76 | 100 | 209843066
CTMorley | MOU-A48L-2 | MIU-A48LC-2 |  | 48000 | 50000 | 18.5 | 9.5 | 9.8 | 1.98 | 60 | 69 | 209843070
CTMorley | MOU-A36LH-2 | MIU-A36LC-2 |  | 36000 | 40000 | 19.4 | 9.5 | 10.5 | 1.85 | 83 | 100 | 209843075
KLIMAIRE | KSIE009-H221-O-2 | KSIE009-H221-IW-2 |  | 9000 | 10000 | 24 | 14 | 11.4 | 2.18 | 83 | 78 | 209862149
KLIMAIRE | KSIE018-H220-O-2 | KSIE018-H220-IW-2 |  | 18000 | 18000 | 23.7 | 13.5 | 10.3 | 2.39 | 78 | 69 | 209862151
KLIMAIRE | KSIH012-H222-O-2 | KSIH012-H222-IW-2 |  | 12000 | 12000 | 23.1 | 13 | 10.5 | 1.88 | 86 | 92 | 209862154
KLIMAIRE | KSIE018-H220-O-2 | KTIR18-H2 |  | 16000 | 19000 | 20.5 | 12.5 | 10.5 | 2.16 | 63 | 67 | 209862159
KLIMAIRE | KSIH012-H222-O-2 | KTIR12-H2 |  | 12000 | 12000 | 22.3 | 12.7 | 10.2 | 1.89 | 83 | 94 | 209862167
CTMorley | MOU-A09H-2 | MIU-A09CO-2 |  | 9000 | 10900 | 24 | 13 | 12.4 | 1.8 | 90 | 96 | 209864933
CARRIER | 38MARBQ12AA3 | 40MBFAQ12XA3 |  | 12000 | 12000 | 24.2 | 13.3 | 10.7 | 1.99 | 85 | 99 | 209948186
Weathermaker | 38MARBQ12AA3 | 40MBFAQ12XA3 |  | 12000 | 12000 | 24.2 | 13.3 | 10.7 | 1.99 | 85 | 99 | 209948189
DAY & NIGHT | DLCSRBH12AAK | DLFSFBH12XAK |  | 12000 | 12000 | 24.2 | 13.3 | 10.7 | 1.99 | 85 | 99 | 209948193
KEEPRITE | DLCSRBH12AAK | DLFSFBH12XAK |  | 12000 | 12000 | 24.2 | 13.3 | 10.7 | 1.99 | 85 | 99 | 209948195
MIDEA | DLCSRBH12AAK | DLFSFBH12XAK |  | 12000 | 12000 | 24.2 | 13.3 | 10.7 | 1.99 | 85 | 99 | 209948197
MDV | MOE30U-55HFN1-M-[X](GA) | MUE-60HRFN1-MW |  | 55000 | 60000 | 17.3 | 9 | 10.2 | 1.97 | 67 | 94 | 210135400
BLUERIDGE | BMY60HHUC | BM60MFCC |  | 55000 | 60000 | 17.3 | 9 | 10.2 | 1.97 | 67 | 94 | 210191032
SEA BREEZE+ | SZ12H424ZMO | SCA12H424ZMI |  | 12000 | 12500 | 22 | 12.6 | 9.8 | 2.21 | 62 | 62 | 210410113
AIRDACH | ACSH1222VM2-D | AICH1200VM1-D |  | 12000 | 12000 | 22.7 | 14 | 10 | 2.27 | 74 | 67 | 210476736
Durastar | DRA1H12S1A | DRAW12F1B |  | 12000 | 12000 | 23.1 | 13 | 10.5 | 1.88 | 86 | 92 | 210568099
Durastar | DRA1H18S1A | DRAW18F1B |  | 18000 | 18000 | 22 | 13 | 10.6 | 1.89 | 62 | 96 | 210568100
AIC TECHNOLOGIES | NAKS-SPLIT AC-9K-ODU-208-230 | NAKS-SPLIT AC-9K-IDU-208-230 |  | 9000 | 10000 | 24 | 14.7 | 11.6 | 2.25 | 81 | 75 | 208674965
AIC TECHNOLOGIES | NAKS-SPLIT AC-12K-ODU-208-230 | NAKS-SPLIT AC-12K-IDU-208-230 |  | 12000 | 12000 | 23.1 | 13 | 10.8 | 2.41 | 83 | 70 | 208674966
NAKS | NAKS-SPLIT AC-9K-ODU-115 | NAKS-SPLIT AC-9K-IDU-115 |  | 9000 | 10000 | 23 | 13.8 | 9.8 | 2.06 | 59 | 67 | 208674979
MDV | MOX230-09HFN1-MW5W | MSEPB-09HRFN1-MY5W(GA) |  | 9000 | 10000 | 25.5 | 15 | 12.3 | 2.17 | 85 | 75 | 206369558
DIRECT AIR | MOX430-17HFN1-MT0W | CCA3U-18HRFN1-M(C) |  | 16000 | 17000 | 20 | 12.5 | 9.5 | 1.75 | 92 | 94 | 206377759
BRYANT | 38MARBQ12AA3 | 619PEQ012BBMA |  | 12000 | 12000 | 23.6 | 13.5 | 9.5 | 1.8 | 63 | 83 | 206400649
PAYNE | 38MARBQ12AA3 | DHMSHAQ12XA3 |  | 12000 | 12000 | 23.6 | 13.5 | 9.5 | 1.8 | 63 | 83 | 206400655
KERR | A-KMH24SU-1A | B-KMH24SU-1A |  | 21600 | 23400 | 18.9 | 11.7 | 10.4 | 1.89 | 83 | 100 | 206221393
MDV | MOX230-12HFN1-MV5W | MFAU-12HRFN1-M(C) |  | 12000 | 12000 | 22.7 | 13 | 10.2 | 2.26 | 75 | 70 | 206330125
MDV | MOX330-12HFN1-MW5W | MFAU-12HRFN1-M(C) |  | 12000 | 12000 | 23.6 | 13 | 10 | 1.89 | 80 | 100 | 206330128
KERR | A-KMH24SU-1A | B-KMH24UU-1 |  | 24000 | 25000 | 20.5 | 11.7 | 11 | 2.1 | 76 | 100 | 206347323
BRYANT | 38MARBQ09AA3 | 619AHBQ09XA3 |  | 9000 | 12000 | 28.1 | 16.2 | 11.5 | 2 | 79 | 88 | 206348142
PAYNE | 38MARBQ12AA3 | DHMAHBQ12XA3 |  | 12000 | 12000 | 25.5 | 14 | 10.4 | 1.8 | 83 | 100 | 206350314
PAYNE | 38MARBQ18AA3 | DHMAHBQ18XA3 |  | 18000 | 18000 | 21.5 | 12.5 | 11.3 | 1.8 | 83 | 100 | 206350315
Weathermaker | 38MARBQ24AA3 | DHMAHBQ24XA3 |  | 24000 | 29000 | 21.5 | 13 | 11.4 | 2.21 | 73 | 86 | 206350326
SEA BREEZE+ | SZ12H424ZMO | CA12H424ZMI |  | 12000 | 12000 | 22.7 | 14 | 10 | 2.27 | 74 | 67 | 208128271
SEA BREEZE+ | SZ18H424ZMO | CA18H424ZMI |  | 16000 | 19000 | 20.5 | 12.5 | 10.5 | 2.16 | 63 | 67 | 208128272
SEA BREEZE+ | SZ24H424ZMO | CA24H424ZMI |  | 24000 | 25000 | 21.5 | 12.5 | 9.7 | 2.2 | 76 | 74 | 208128273
SEA BREEZE+ | SZ18H424ZMO | FC18H424ZMI |  | 18000 | 20000 | 23 | 12.5 | 10 | 2.08 | 64 | 65 | 208128280
LBG Products | LBHB12DUWO | LBHB12DUWI |  | 12000 | 12000 | 23.1 | 13 | 10.8 | 2.41 | 83 | 70 | 208130804
LBG Products | LBHB18DUWO | LMHB18DZDI |  | 18000 | 20000 | 23 | 12.5 | 10 | 2.08 | 64 | 65 | 208130821
LBG Products | LBHB09DVWO | LBHB09DUWI |  | 9000 | 12000 | 26.4 | 15.8 | 11.6 | 1.85 | 78 | 92 | 208130827
LBG Products | LBHB24DVWO | LMHB24DSI |  | 24000 | 25000 | 20.5 | 11 | 11.5 | 2 | 84 | 103 | 208130834
LBG Products | LUUHB36DO | LUHB36DSI |  | 36000 | 40000 | 19.4 | 9.5 | 10.5 | 1.85 | 83 | 100 | 208130835
LBG Products | LBHB12DVWO | LMHB12DZGI |  | 12000 | 12000 | 23.6 | 13 | 10 | 1.89 | 80 | 100 | 208130843
MDV | MOD30U-36HFN1-M(GA)(2) | MFGD-36HRFN1-MQ6W |  | 36000 | 36000 | 19.2 | 9.5 | 10 | 2 | 70 | 63 | 208132550
COMFORT-AIRE | A-VMH24SU-1 | B-VMH24SV-1 |  | 24000 | 29000 | 21.5 | 13 | 11.4 | 2.21 | 73 | 86 | 208141178
COMFORT-AIRE | A-KMH12SV-1 | B-KMH12SU-1 |  | 12000 | 12000 | 23.6 | 13.5 | 9.5 | 1.8 | 63 | 83 | 208141182
COMFORT-AIRE | A-KMH24SV-1 | B-KMH24SU-1 |  | 21600 | 23400 | 18.9 | 11.7 | 10.4 | 1.89 | 83 | 100 | 208141184
KERR | A-KMH18SU-1 | B-KMH18SV-1 |  | 18000 | 18000 | 21.5 | 12.5 | 11.3 | 1.8 | 83 | 100 | 208141200
PIONEER | YN012GMFI22RPE | FB012GMFILDFHE |  | 12000 | 12000 | 22.7 | 13 | 10.2 | 2.26 | 75 | 70 | 208141955
PIONEER | YN018GMFI22RPE | UB018GMFILCFHD |  | 18000 | 20000 | 23 | 12.5 | 10 | 2.08 | 64 | 65 | 208141956
PIONEER | YN024GMFI22RPE | CB024GMFILDFHE |  | 24000 | 25000 | 21.5 | 12.5 | 9.7 | 2.2 | 76 | 74 | 208191864
TRUST AIR CONDITIONERS | OAH36H/O4S41P | IUMC436H/I41P |  | 36000 | 40000 | 19.4 | 9.5 | 10.5 | 1.85 | 83 | 100 | 208280093
SUNCHILLERS | 24WODU-UL | 24WIDU-UL |  | 24000 | 25000 | 22 | 14 | 10 | 1.8 | 65 | 62 | 208447611
ARCOAIRE | DLCSRBH09AAK | DLFSHCH09XAK |  | 9000 | 12000 | 28.1 | 16.2 | 11.5 | 2 | 79 | 88 | 208447617
ARCOAIRE | DLCSRBH06AAK | DLFSHCH06XAK |  | 6000 | 7000 | 26.5 | 15.8 | 13.6 | 2.1 | 121 | 107 | 208447621
COMFORTMAKER | DLCSRBH18AAK | DLFSHCH18XAK |  | 18000 | 18000 | 21.5 | 12.5 | 11.3 | 1.8 | 83 | 100 | 208447627
DAY & NIGHT | DLCSRBH18AAK | DLFSHCH18XAK |  | 18000 | 18000 | 21.5 | 12.5 | 11.3 | 1.8 | 83 | 100 | 208447635
Custom Comfort | CCOXHASZ09HP | CCOXHA1C09 |  | 9000 | 10900 | 24 | 13 | 12.4 | 1.8 | 90 | 96 | 212365430
Weathermaker | 38MPRAQ18AA3 | DHMPHAQ18XA3 |  | 18000 | 18000 | 26.2 | 14.5 | 12 | 1.95 | 68 | 91 | 212436235
MDV | MOD30-18HFN1-MZ22W | MSEPD-18HRFN1-MZ22W |  | 18000 | 18000 | 24.1 | 12.4 | 12 | 1.92 | 68 | 89 | 212519803
ARCOAIRE | DLCPRAH12AAK | DLFPHBH12XAK |  | 12000 | 12000 | 18.2 | 11 | 10 | 1.82 | 57 | 103 | 212521258
KENMORE | DLCPRAH12AAK | DLFPHBH12XAK |  | 12000 | 12000 | 18.2 | 11 | 10 | 1.82 | 57 | 103 | 212521268
AIRQUEST | DLCPRAH12AAK | DLFPHBH12XAK |  | 12000 | 12000 | 18.2 | 11 | 10 | 1.82 | 57 | 103 | 212521276
CARRIER | 38MPRAQ18AA3 | 40MPHBQ18XA3 |  | 18000 | 18000 | 24.1 | 12.4 | 12 | 1.92 | 68 | 89 | 212521279
COMFORTMAKER | DLCPRAH18AAK | DLFPHBH18XAK |  | 18000 | 18000 | 24.1 | 12.4 | 12 | 1.92 | 68 | 89 | 212521285
TEMPSTAR | DLCPRAH18AAK | DLFPHBH18XAK |  | 18000 | 18000 | 24.1 | 12.4 | 12 | 1.92 | 68 | 89 | 212521291
LPS Legacy | DLCLRCH48AAK | DLFLCBH48XAK |  | 48000 | 50000 | 18.5 | 9.5 | 9.8 | 1.98 | 60 | 69 | 211756556
LPS Legacy | DLCSRBH06AAK | DLFSHBH06XAK |  | 6000 | 7000 | 23.5 | 15 | 12 | 1.84 | 107 | 101 | 211756558
LPS Legacy | DLCLRCH48AAK | DLFLFAH48XAK |  | 48000 | 50000 | 18.9 | 9.3 | 10 | 1.85 | 58 | 70 | 211756559
LPS Legacy | DLCSRBH12AAK | DLFSHBH12XAK |  | 12000 | 12000 | 23.1 | 13 | 10.5 | 1.88 | 86 | 92 | 211756564
LPS Legacy | DLCSRBH18AAK | DLFSHBH18XAK |  | 18000 | 18000 | 22 | 13 | 10.6 | 1.89 | 62 | 96 | 211756565
LPS Legacy | DLCSRBH24AAK | DLFSHBH24XAK |  | 23000 | 26000 | 22.3 | 12.5 | 10.3 | 1.8 | 73 | 88 | 211756566
LPS Legacy | DLCSRBH18AAK | DLFCCAH18XAK |  | 16700 | 20000 | 19.8 | 12.5 | 11.2 | 1.93 | 73 | 84 | 211756597
LPS Legacy | DLCSRBH09AAK | DLFSHCH09XAK |  | 9000 | 12000 | 28.1 | 16.2 | 11.5 | 2 | 79 | 88 | 211756602
KADEN | KO-PSX12HP-1AAMA | KI-PSX12WM-1AAMA |  | 12000 | 12000 | 23.5 | 13 | 10 | 2.16 | 70 | 57 | 211793555
KADEN | KO-PSX12HP-2AAMA | KI-PSX12WM-2AAMA |  | 12000 | 12000 | 24.6 | 13.7 | 10.7 | 2.39 | 75 | 67 | 211793557
KADEN | KO-PSX24HP-2AAMA | KI-PSX24WM-2AAMA |  | 24000 | 25000 | 22 | 14 | 10 | 1.8 | 65 | 62 | 211793559
KADEN | KO-PSX24HP-2AAMA | KI-PSX24CT-2AAMA |  | 24000 | 25000 | 21.5 | 12.5 | 9.7 | 2.2 | 76 | 74 | 211793577
Airlux | ASZ09O115/2022 | ASZ09I115/2022 |  | 9000 | 10000 | 24 | 14 | 9.6 | 2 | 60 | 65 | 208119670
Airlux | ASZ12O115/2022 | ASZ12I115/2022 |  | 12000 | 12000 | 22.7 | 12.5 | 10 | 2 | 70 | 54 | 208119671
ECO-AIR | MOX330-09HFN1-MY5W | MSEPB-09HRFN1-MY5W(GA) |  | 9000 | 12000 | 28.1 | 16.2 | 11.5 | 2 | 79 | 88 | 208121864
ECO-AIR | MOX330-12HFN1-MW5W | MSEPB-12HRFN1-MW5W(GA) |  | 12000 | 12000 | 25.5 | 14 | 10.4 | 1.8 | 83 | 100 | 208121865
MIDEA | MOD33-24HFN1-MT0W | MCD1-24HRFN1-MT0W(GA) |  | 24000 | 25000 | 21.5 | 12.5 | 9.7 | 2.2 | 76 | 74 | 207821939
MIDEA | MOE30U-48HFN1-MP0(GA) | MCD1-48HRFN1-M(GA) |  | 48000 | 50000 | 18.5 | 9.5 | 9.8 | 1.98 | 60 | 69 | 207821941
1HVAC | ACIQ-09ZPL-HP230B | ACIQ-09W-HH-MB |  | 9000 | 12000 | 28.1 | 16.2 | 11.5 | 2 | 79 | 88 | 207825512
1HVAC | ACIQ-24ZPL-HP230B | ACIQ-24W-HH-MB |  | 24000 | 29000 | 21.5 | 13 | 11.4 | 2.21 | 73 | 86 | 207825515
1HVAC | ACIQ-18ZPL-HP230B | ACIQ-18CC-HH-MB |  | 16000 | 17000 | 20 | 12.5 | 9.5 | 1.75 | 92 | 94 | 207825518
1HVAC | ACIQ-12ZPL-HP230B | ACIQ-12FM-HH-MB |  | 12000 | 12000 | 23.6 | 13 | 10 | 1.89 | 80 | 100 | 207825523
ACIQ | ACIQ-12ZPL-HP230B | ACIQ-12W-HH-MB |  | 12000 | 12000 | 25.5 | 14 | 10.4 | 1.8 | 83 | 100 | 207825532
ACIQ | ACIQ-18ZPL-HP230B | ACIQ-18W-HH-MB |  | 18000 | 18000 | 21.5 | 12.5 | 11.3 | 1.8 | 83 | 100 | 207825533
ACIQ | ACIQ-12ZPL-HP230B | ACIQ-12CC-HH-MB |  | 12000 | 12000 | 22.3 | 12.7 | 10.2 | 1.89 | 83 | 94 | 207825536
DIYCOOL | ACIQ-24ZPL-HP230B | ACIQ-24W-HH-MB |  | 24000 | 29000 | 21.5 | 13 | 11.4 | 2.21 | 73 | 86 | 207825553
ECO AC | EHH-O09BB | EHH-W09BB |  | 9000 | 10000 | 24 | 14 | 11.4 | 2.18 | 83 | 78 | 207826045
COMFORTMAKER | DLCPRBH18AAK | DLFPHBH18XAK |  | 18000 | 20000 | 26.3 | 15.3 | 15.5 | 2.89 | 101 | 120 | 207826645
KEEPRITE | DLCPRBH18AAK | DLFPHBH18XAK |  | 18000 | 20000 | 26.3 | 15.3 | 15.5 | 2.89 | 101 | 120 | 207826648
MIDEA | DLCPRBH18AAK | DLFPHBH18XAK |  | 18000 | 20000 | 26.3 | 15.3 | 15.5 | 2.89 | 101 | 120 | 207826650
AIRQUEST | DLCPRBH18AAK | DLFPHBH18XAK |  | 18000 | 20000 | 26.3 | 15.3 | 15.5 | 2.89 | 101 | 120 | 207826653
Weathermaker | 38MPRBQ18AA3 | DHMPHBQ18XA3 |  | 18000 | 20000 | 26.3 | 15.3 | 15.5 | 2.89 | 101 | 120 | 207826655
MIDEA | MOX330-12HFN1-MW5W | MSEPB-12HRFN1-MW5W(GA) |  | 12000 | 12000 | 25.5 | 14 | 10.4 | 1.8 | 83 | 100 | 207826694
ZENAIR TECHNOLOGIES | ZEN-WM18HP23S/O | ZEN-WM18HP23S/I |  | 18000 | 18000 | 22 | 13 | 10.6 | 1.89 | 62 | 96 | 207827124
Breeze33 | BZ33-HYP12OUT2-G2-P | BZ33-HYP12WALL2-G2-P |  | 12000 | 12000 | 25.5 | 14 | 10.4 | 1.8 | 83 | 100 | 207862071
Breeze33 | BZ33-HYP09OUT2-G2-P | BZ33-CASS09-P |  | 9000 | 9800 | 20.5 | 13 | 10.3 | 1.8 | 92 | 102 | 207862076
Breeze33 | BZ33-HYP12OUT2-G2-P | BZ33-ICM12-G2-P |  | 12000 | 12000 | 23.6 | 13 | 10 | 1.89 | 80 | 100 | 207862082
Breeze33 | BZ33-HYP18OUT2-G2-P | BZ33-CASS18-P |  | 16000 | 17000 | 20 | 12.5 | 9.5 | 1.75 | 92 | 94 | 207862085
MOOVAIR | DMA12HOS25230E8 | DMA12HIW25230E8 |  | 12000 | 12000 | 24.6 | 13.7 | 10.7 | 2.39 | 75 | 67 | 207742491
MOOVAIR | DMA06HOS28230E8 | DMA06HIW25230E8 |  | 6000 | 7000 | 26.5 | 15.8 | 13.6 | 2.1 | 121 | 107 | 207742494
MOOVAIR | DMA18HOS28230E8 | DMA18HIW25230E8 |  | 18000 | 18000 | 21.5 | 12.5 | 11.3 | 1.8 | 83 | 100 | 207742497
MOOVAIR | DMA12HOS42230E4 | DMA12HIW42230E4 |  | 12000 | 12000 | 27 | 14 | 12 | 1.85 | 87 | 114 | 207742500
MOOVAIR | DMA12HOS28230E8 | DUA12HICU230X5 |  | 12000 | 12000 | 22.3 | 12.7 | 10.2 | 1.89 | 83 | 94 | 207742509
MOOVAIR | DMA36HOS28230E8 | DUA36HICU230X5 |  | 36000 | 40000 | 19.4 | 9.5 | 10.5 | 1.85 | 83 | 100 | 207742512
DIRECT AIR | DIRM-09DA25-1Z | DIRM-09HP-WM |  | 9000 | 10000 | 25.5 | 15 | 12.3 | 2.17 | 85 | 75 | 207743719
DIRECT AIR | DIRM-24HXPRO28-1Z | DIRM-24HP-WM |  | 24000 | 29000 | 21.5 | 13 | 11.4 | 2.21 | 73 | 86 | 207743727
DIRECT AIR | DIRM-18HXPRO28-1Z | DIRM-18HP-CF |  | 17000 | 18000 | 20.5 | 12.5 | 9.8 | 1.86 | 67 | 93 | 207743731
DIRECT AIR | DIRM-24HXPRO28-1Z | DIRM-24HP-CF |  | 24000 | 25000 | 20.5 | 11.7 | 11 | 2.1 | 76 | 100 | 207743733
DIRECT AIR | DIRM-12HXPRO28-1Z | DIRM-12HP-CA |  | 12000 | 12000 | 22.3 | 12.7 | 10.2 | 1.89 | 83 | 94 | 207743740
DIRECT AIR | DIRM-18DA25-1Z | DIRM-18HP-CA |  | 16000 | 19000 | 20.5 | 12.5 | 10.5 | 2.16 | 63 | 67 | 207743741
DIRECT AIR | DIRM-18HXPRO28-1Z | DIRM-18HP-CA |  | 16000 | 17000 | 20 | 12.5 | 9.5 | 1.75 | 92 | 94 | 207743742
BOSCH | BMS500-AAS018-1CSXRC | BMS500-AAU018-1AHWXC |  | 18000 | 19000 | 23.5 | 12.5 | 10.8 | 2.02 | 78 | 59 | 207759991
BOSCH | BMS500-AAS009-1CSXRC | BMS500-AAU006-1AHWXC |  | 6000 | 7000 | 26.5 | 15.8 | 13.6 | 2.1 | 121 | 107 | 207759993
YONAN | YSA25-12HRN1 | YSA25-12HRN1 |  | 12000 | 12000 | 24.6 | 13.7 | 10.7 | 2.39 | 75 | 67 | 207671409
YONAN | YSA25-18HRN1 | YSA25-18HRN1 |  | 18000 | 19000 | 23.5 | 12.5 | 10.8 | 2.02 | 78 | 59 | 207671410
NAPOLEON | NDHAS22-18-O | NDHAS22-18-I |  | 18000 | 18000 | 24 | 13.5 | 10.5 | 2.44 | 78 | 71 | 207683231
NAPOLEON | NDHAS26-12-O | NDHAS26-12-I |  | 12000 | 12000 | 25.5 | 14 | 10.4 | 1.8 | 83 | 100 | 207683234
CARRIER | 38MBRCQ48AA3 | 40MBCAQ48XA3 |  | 48000 | 50000 | 18.5 | 9.5 | 9.8 | 1.98 | 60 | 69 | 207683289
CARRIER | 38MARBQ24AA3 | 40MBCAQ24XA3 |  | 24000 | 25000 | 20.5 | 11 | 11.5 | 2 | 84 | 103 | 207683292
BRYANT | 38MBRCQ48AA3 | 40MBCAQ48XA3 |  | 48000 | 50000 | 18.5 | 9.5 | 9.8 | 1.98 | 60 | 69 | 207683296
BRYANT | 38MARBQ24AA3 | 40MBCAQ24XA3 |  | 24000 | 25000 | 20.5 | 11 | 11.5 | 2 | 84 | 103 | 207683299
Weathermaker | 38MBRCQ48AA3 | 40MBCAQ48XA3 |  | 48000 | 50000 | 18.5 | 9.5 | 9.8 | 1.98 | 60 | 69 | 207683310
ARCOAIRE | DLCLRCH48AAK | DLFLCBH48XAK |  | 48000 | 50000 | 18.5 | 9.5 | 9.8 | 1.98 | 60 | 69 | 207683324
COMFORTMAKER | DLCLRCH48AAK | DLFLFAH48XAK |  | 48000 | 50000 | 18.9 | 9.3 | 10 | 1.85 | 58 | 70 | 207683333
DAY & NIGHT | DLCLRCH48AAK | DLFLFAH48XAK |  | 48000 | 50000 | 18.9 | 9.3 | 10 | 1.85 | 58 | 70 | 207683340
DAY & NIGHT | DLCSRBH24AAK | DLFSCBH24XAK |  | 24000 | 25000 | 20.5 | 11 | 11.5 | 2 | 84 | 103 | 207683341
KEEPRITE | DLCLRCH48AAK | DLFLCBH48XAK |  | 48000 | 50000 | 18.5 | 9.5 | 9.8 | 1.98 | 60 | 69 | 207683352
KEEPRITE | DLCSRBH24AAK | DLFSCBH24XAK |  | 24000 | 25000 | 20.5 | 11 | 11.5 | 2 | 84 | 103 | 207683355
MDV | MOD30-22HFN1-MW5W | MSAB2F-22HRFN1-MW5W |  | 22000 | 24000 | 23.5 | 13.7 | 10.5 | 1.94 | 64 | 98 | 202415590
CARRIER | 38MPRAQ24AA3 | 40MPHAQ24XA3 |  | 22000 | 24000 | 23.5 | 13.7 | 10.5 | 1.94 | 64 | 98 | 202463635
BRYANT | 38MPRAQ18AA3 | 619PHAQ18XA3 |  | 18000 | 18000 | 26.2 | 14.5 | 12 | 1.95 | 68 | 91 | 202463636
BRYANT | 38MPRAQ24AA3 | 619PHAQ24XA3 |  | 22000 | 24000 | 23.5 | 13.7 | 10.5 | 1.94 | 64 | 98 | 202463637
PAYNE | 38MPRAQ18AA3 | DHMPHAQ18XA3 |  | 18000 | 18000 | 26.2 | 14.5 | 12 | 1.95 | 68 | 91 | 202463638
ARCOAIRE | DLCPRAH24AAK | DLFPHAH24XAK |  | 22000 | 24000 | 23.5 | 13.7 | 10.5 | 1.94 | 64 | 98 | 202463643
HEIL | DLCPRAH18AAK | DLFPHAH18XAK |  | 18000 | 18000 | 26.2 | 14.5 | 12 | 1.95 | 68 | 91 | 202463648
HEIL | DLCPRAH24AAK | DLFPHAH24XAK |  | 22000 | 24000 | 23.5 | 13.7 | 10.5 | 1.94 | 64 | 98 | 202463649
SMART COMFORT | DLCPRAH24AAK | DLFPHAH24XAK |  | 22000 | 24000 | 23.5 | 13.7 | 10.5 | 1.94 | 64 | 98 | 202463659
CTMorley | MOU-A33H-2 | MIU-A33HW-2 |  | 33000 | 35000 | 20 | 11.7 | 10 | 1.8 | 79 | 99 | 211749882
SENVILLE | SENA-33HF-OQ | SENA-33HF-IQ |  | 33000 | 35000 | 19.5 | 12 | 10 | 1.8 | 82 | 99 | 211749871
Star Air Kontrol | SAK-48-CC(OD)/220VOLT | SAK-48-20CC/220(IN) |  | 48000 | 50000 | 18.5 | 9.5 | 9.8 | 1.98 | 60 | 69 | 211726527
Star Air Kontrol | SAK-18-CC(OD)/220VOLT | SAK-18-20CC/220(IN) |  | 16000 | 19000 | 20.5 | 12.5 | 10.5 | 2.16 | 63 | 67 | 211726524
GOODMAN | MSH123E23MCAA | MSH123E23AXAA |  | 12000 | 12000 | 23.6 | 13.5 | 9.5 | 1.8 | 63 | 83 | 203991091
CONCORD | 4DHP2S18S-1P | D22C118S4-1P |  | 16000 | 19000 | 20.5 | 12.5 | 10.4 | 2.16 | 63 | 67 | 208106694
CONCORD | 4DHP2S18S-1P | DWM218S4-1P |  | 18000 | 19000 | 23.5 | 12.4 | 10.7 | 2.02 | 78 | 59 | 208106691
CONCORD | 4DHP2S12S-1P | DWM212S4-1P |  | 12000 | 12000 | 24.6 | 13.7 | 10.7 | 2.39 | 75 | 67 | 208106690
AirEase | 4DHP2S24S-1P | D33C224S4-1P |  | 23600 | 26000 | 21.5 | 12.3 | 9.6 | 2.2 | 73 | 71 | 208106686
Armstrong Air | 4DHP2S12S-1P | D22C112S4-1P |  | 11800 | 12000 | 22.7 | 13.9 | 9.9 | 2.27 | 74 | 67 | 208106675
Armstrong Air | 4DHP2S24S-1P | DWM224S4-1P |  | 24000 | 25000 | 22 | 14 | 9.9 | 1.8 | 65 | 62 | 208106674
DUCANE | 4DHP2S18S-1P | D22C118S4-1P |  | 16000 | 19000 | 20.5 | 12.5 | 10.4 | 2.16 | 63 | 67 | 208106667
DUCANE | 4DHP2S12S-1P | D22C112S4-1P |  | 11800 | 12000 | 22.7 | 13.9 | 9.9 | 2.27 | 74 | 67 | 208106666
Allied | 4DHP2S24S-1P | D33C224S4-1P |  | 23600 | 26000 | 21.5 | 12.3 | 9.6 | 2.2 | 73 | 71 | 208106659
Allied | 4DHP2S18S-1P | D22C118S4-1P |  | 16000 | 19000 | 20.5 | 12.5 | 10.4 | 2.16 | 63 | 67 | 208106658
Allied | 4DHP2S12S-1P | DWM212S4-1P |  | 12000 | 12000 | 24.6 | 13.7 | 10.7 | 2.39 | 75 | 67 | 208106653
AURORA | AU-CX24HR-2A-O | AU-BS24HR-2A-I |  | 23000 | 26000 | 22.3 | 12.5 | 10.3 | 1.8 | 73 | 88 | 208101259
Breeze33 | BZ33-HYP12OUT2-G2-P | BZ33-CASS12-P |  | 12000 | 12000 | 22.3 | 12.7 | 10.2 | 1.89 | 83 | 94 | 207862077
Breeze33 | BZ33-HYP18OUT2-G2-P | BZ33-HYP18WALL2-G2-P |  | 18000 | 18000 | 21.5 | 12.5 | 11.3 | 1.8 | 83 | 100 | 207862072
Breeze33 | BZ33-HYP06OUT2-G2-P | BZ33-HYP06WALL2-G2-P |  | 6000 | 7000 | 26.5 | 15.8 | 13.6 | 2.1 | 121 | 107 | 207862069
AC PRO.COM | AOD32-24HFN1-MT0W | ASEPD-24HRFN1-MU0W |  | 24000 | 25000 | 22 | 14 | 10 | 1.8 | 65 | 62 | 207827148
MIDEA | MOD33-24HFN1-MT0W | MUEU-24HRFN1-M(C) |  | 24000 | 24000 | 21.2 | 12.5 | 10.3 | 2.2 | 67 | 76 | 207826697
MIDEA | MOX230-09HFN1-MW5W | MSEPB-09HRFN1-MY5W(GA) |  | 9000 | 10000 | 25.5 | 15 | 12.3 | 2.17 | 85 | 75 | 207826693
BRYANT | 38MPRBQ18AA3 | 619PHBQ18XA3 |  | 18000 | 20000 | 26.3 | 15.3 | 15.5 | 2.89 | 101 | 120 | 207826657
MIDEA | 38MPRBQ18AA3 | DHMPHBQ18XA3 |  | 18000 | 20000 | 26.3 | 15.3 | 15.5 | 2.89 | 101 | 120 | 207826656
DAY & NIGHT | DLCPRBH18AAK | DLFPHBH18XAK |  | 18000 | 20000 | 26.3 | 15.3 | 15.5 | 2.89 | 101 | 120 | 207826646
ARCOAIRE | DLCPRBH18AAK | DLFPHBH18XAK |  | 18000 | 20000 | 26.3 | 15.3 | 15.5 | 2.89 | 101 | 120 | 207826644
TEMPSTAR | DLCSRBH06AAK | DLFSHBH06XAK |  | 6000 | 7000 | 23.5 | 15 | 12 | 1.84 | 107 | 101 | 207188926
MIDEA | DLCSRBH06AAK | DLFSHBH06XAK |  | 6000 | 7000 | 23.5 | 15 | 12 | 1.84 | 107 | 101 | 207188923
KENMORE | DLCSRBH06AAK | DLFSHBH06XAK |  | 6000 | 7000 | 23.5 | 15 | 12 | 1.84 | 107 | 101 | 207188920
DAY & NIGHT | DLCSRBH06AAK | DLFSHBH06XAK |  | 6000 | 7000 | 23.5 | 15 | 12 | 1.84 | 107 | 101 | 207188911
MDV | MOX230-09HFN1-MW5W | MSEPB-06HRFN1-MY5W |  | 6000 | 7000 | 26.5 | 15.8 | 13.6 | 2.1 | 121 | 107 | 207178564
COMFORT-AIRE | A-VMH24SU-1 | B-VMH24SU-1A |  | 21600 | 23400 | 18.9 | 11.7 | 10.4 | 1.89 | 83 | 100 | 206913571
COMFORT-AIRE | A-VMH24SU-1A | B-VMH24SU-1 |  | 21600 | 23400 | 18.9 | 11.7 | 10.4 | 1.89 | 83 | 100 | 206913036
FRANKLIN | MSH093E23MCAA | MST093E20ACAA |  | 9000 | 9800 | 20.5 | 13 | 10.3 | 1.8 | 92 | 102 | 206900432
COMFORTSTAR | CHF24CD(O) | TIP-24 |  | 24000 | 25000 | 20.5 | 11 | 11.5 | 2 | 84 | 103 | 207658952
COMFORTSTAR | CZP12CD(O) | TPA-12C |  | 12000 | 12000 | 22.7 | 14 | 10 | 2.27 | 74 | 67 | 207658944
COMFORTSTAR | CHF18CD(O) | CHF18CD(I) |  | 18000 | 18000 | 21.5 | 12.5 | 11.3 | 1.8 | 83 | 100 | 207658928
COMFORTSTAR | CZP24CD(O) | CHF24CD(I) |  | 24000 | 25000 | 22 | 14 | 10 | 1.8 | 65 | 62 | 207658925
COMFORTSTAR | CZP12CA(O) | CHF12CA(I) |  | 12000 | 12000 | 23.5 | 13 | 10 | 2.16 | 70 | 57 | 207658921
MDV | MOX330-12HFN1-MW5W-L | MCA3U-12HRFN1-M(C) |  | 12000 | 12000 | 22.3 | 12.7 | 10.2 | 1.89 | 83 | 94 | 207658614
MDV | MOX430-17HFN1-MT0W-L | MUEU-18HRFN1-M(C) |  | 17000 | 18000 | 20.5 | 12.5 | 9.8 | 1.86 | 67 | 93 | 207658612
MDV | MOX430-17HFN1-MT0W-L | MSEPC-18HRFN1-MU0W |  | 18000 | 18000 | 21.5 | 12.5 | 11.2 | 1.8 | 83 | 100 | 207658607
MDV | MOX330-12HFN1-MW5W-L | MSEPB-12HRFN1-MW5W(GA) |  | 12000 | 12000 | 25.5 | 13.5 | 10.4 | 1.8 | 83 | 100 | 207658606
MDV | MOE30U-48HFN1-MP0(GA)-L | MCD1-48HRFN1-M(GA) |  | 47000 | 50000 | 18.5 | 9.5 | 9.8 | 1.98 | 60 | 69 | 207658604
MDV | MOX430-18HFN1-MU0W-L | MSEPC-18HRFN1-MU0W |  | 18000 | 19000 | 23.5 | 12.4 | 10.7 | 2.02 | 78 | 59 | 207658590
KERR | A-KMH12SV-1 | B-KMH12SV-1 |  | 12000 | 12000 | 25.5 | 14 | 10.4 | 1.8 | 83 | 100 | 207657395
COMFORT-AIRE | A-VMH24SV-1 | B-VMH24CV-1 |  | 24000 | 25000 | 20.5 | 11 | 11.5 | 2 | 84 | 103 | 207657392
COMFORT-AIRE | A-VMH18SV-1 | B-VMH18SV-1 |  | 18000 | 18000 | 21.5 | 12.5 | 11.3 | 1.8 | 83 | 100 | 207657388
C&H | CH-ES12-230VO | CH-12MSPHMC-230VI |  | 12000 | 12000 | 22.7 | 13 | 10.2 | 2.26 | 75 | 70 | 207742320
C&H | CH-ES12-230VO | CH-12MSPHCT-230VI |  | 12000 | 12000 | 22.7 | 14 | 10 | 2.27 | 74 | 67 | 207742318
C&H | CH-ES12-115VO | CH-12OLVWM-115VI |  | 12000 | 12000 | 22.7 | 12.5 | 10.4 | 2.06 | 74 | 56 | 207740531
C&H | CH-HPR18-230VO | CH-18MOLVWM-230VI |  | 18000 | 18000 | 22 | 13 | 10.6 | 1.89 | 62 | 96 | 207740521
C&H | CH-HPR12-230VO | CH-12MOLVWM-230VI |  | 12000 | 12000 | 23.1 | 13 | 10.5 | 1.88 | 86 | 92 | 207740520
C&H | CH-ES18-230VO | CH-18MOLVWM-230VI |  | 18000 | 18000 | 24 | 13.5 | 10.5 | 2.44 | 78 | 71 | 207740514
C&H | CH-HPR24-230VO | CH-24MASTWM-230VI |  | 24000 | 29000 | 21.5 | 13 | 11.4 | 2.21 | 73 | 86 | 207740504
C&H | CH-HPR06F9-230VO | CH-06MASTWM-230VI |  | 6000 | 7000 | 26.5 | 15.8 | 13.6 | 2.1 | 121 | 107 | 207740500
KANIONco | KWSM-12IR410AHS21.5MVL | KWSM-12IR410AHS21.5MVL |  | 12000 | 12000 | 22.7 | 12.5 | 10 | 2 | 70 | 54 | 207699078
LENNOX | MLB018S4S-1P | M22A018S4-2P |  | 15700 | 17000 | 20 | 12.5 | 9.5 | 1.75 | 92 | 94 | 207683533
LENNOX | MLB018S4S-1P | MCFB018S4-2P |  | 17000 | 18000 | 20.5 | 12.5 | 9.8 | 1.86 | 67 | 93 | 207683529
LENNOX | MPC024S4S-1P | M33C024S4-1P |  | 23600 | 26000 | 21.5 | 12.3 | 9.6 | 2.2 | 73 | 71 | 207683517
LENNOX | MPC018S4S-1P | M22A018S4-2P |  | 16000 | 19000 | 20.5 | 12.5 | 10.4 | 2.16 | 63 | 67 | 207683516
LENNOX | MPC018S4S-1P | MWMC018S4-1P |  | 18000 | 19000 | 23.5 | 12.4 | 10.7 | 2.02 | 78 | 59 | 207683499
LENNOX | MPC012S4S-1L | MWMC012S4-1L |  | 12000 | 12000 | 23.5 | 13 | 10 | 2.16 | 70 | 57 | 207683496
AIRQUEST | DLCLRCH48AAK | DLFLCBH48XAK |  | 48000 | 50000 | 18.5 | 9.5 | 9.8 | 1.98 | 60 | 69 | 207683387
SMART COMFORT | DLCLRCH48AAK | DLFLCBH48XAK |  | 48000 | 50000 | 18.5 | 9.5 | 9.8 | 1.98 | 60 | 69 | 207683380
MIDEA | DLCLRCH48AAK | DLFLFAH48XAK |  | 48000 | 50000 | 18.9 | 9.3 | 10 | 1.85 | 58 | 70 | 207683368
KENMORE | DLCLRCH48AAK | DLFLCBH48XAK |  | 48000 | 50000 | 18.5 | 9.5 | 9.8 | 1.98 | 60 | 69 | 207683359
HEIL | DLCLRCH48AAK | DLFLCBH48XAK |  | 48000 | 50000 | 18.5 | 9.5 | 9.8 | 1.98 | 60 | 69 | 207683345
COMFORTMAKER | DLCSRBH24AAK | DLFSCBH24XAK |  | 24000 | 25000 | 20.5 | 11 | 11.5 | 2 | 84 | 103 | 207683334
MIDEA | MOX230-12HFN1-MV5W | MSAG11B-12HRFN1-MV0W(GA) |  | 12000 | 12000 | 23.1 | 13 | 10.8 | 2.41 | 83 | 70 | 207821932
KARDA | 3KARDA24SZO | 3KARDA24UVC |  | 24000 | 25000 | 20.5 | 11 | 11.5 | 2 | 84 | 103 | 207796643
KARDA | 3KARDA12SZO | 3KARDA12UVC |  | 12000 | 12000 | 22.3 | 12.7 | 10.2 | 1.89 | 83 | 94 | 207796638
PERFECTAIRE | 3PAMSHH24-SZO | 3PAMSCH24 |  | 24000 | 25000 | 20.5 | 11 | 11.5 | 2 | 84 | 103 | 207796635
DIAMONDAIR | D2018SHO2 | DF2018HMSI2 |  | 18000 | 18000 | 22 | 13 | 10.6 | 1.89 | 62 | 96 | 210857267
Cooper&Hunter | CH-HPR09-230VO | CH-B09MOLVWM-230VI |  | 9000 | 12000 | 26.4 | 15.8 | 11.6 | 1.85 | 78 | 92 | 210799691
Cooper&Hunter | CH-HPR06F9-230VO | CH-B06MOLVWM-230VI |  | 6000 | 7000 | 23.5 | 15 | 12 | 1.84 | 107 | 101 | 210799686
Cooper&Hunter | CH-ES09-115VO | CH-B09OLVWM-115VI |  | 9000 | 10000 | 23 | 13.8 | 9.8 | 2.06 | 59 | 67 | 210799684
Cooper&Hunter | CH-HPR12-230VO | CH-12MMC-230VI |  | 12000 | 12000 | 24.2 | 13.3 | 10.7 | 1.99 | 85 | 99 | 210799675
Cooper&Hunter | CH-ES12-230VO | CH-12MMC-230VI |  | 12000 | 12000 | 25 | 13 | 11 | 2.38 | 77 | 70 | 210799674
Cooper&Hunter | CH-HPR12-230VO | CH-D12MSPHWM-230VI |  | 12000 | 12000 | 23.6 | 13.5 | 9.5 | 1.8 | 63 | 83 | 210799656
Cooper&Hunter | CH-HPR24-230VO | CH-24MSPHFC-230VI |  | 24000 | 25000 | 20.5 | 11.7 | 11 | 2.1 | 76 | 100 | 210799601
Cooper&Hunter | CH-HPR18-230VO | CH-18MSPHFC-230VI |  | 17000 | 18000 | 20.5 | 12.5 | 9.8 | 1.86 | 67 | 93 | 210799598
Cooper&Hunter | CH-HPR18-230VO | CH-18MSPHCT-230VI |  | 16000 | 17000 | 20 | 12.5 | 9.5 | 1.75 | 92 | 94 | 210799596
Cooper&Hunter | CH-HPR12-230VO | CH-12MSPHMC-230VI |  | 12000 | 12000 | 23.6 | 13 | 10 | 1.89 | 80 | 100 | 210799595
Cooper&Hunter | CH-ES24-230VO | CH-N24MSPHCT-230VI |  | 24000 | 25000 | 21.5 | 12.5 | 9.7 | 2.2 | 76 | 74 | 210799588
Cooper&Hunter | CH-HPR18-230VO | CH-18MOLVWM-230VI |  | 18000 | 18000 | 22 | 13 | 10.6 | 1.89 | 62 | 96 | 210799568
Cooper&Hunter | CH-HPR12-230VO | CH-12MOLVWM-230VI |  | 12000 | 12000 | 23.1 | 13 | 10.5 | 1.88 | 86 | 92 | 210799567
Cooper&Hunter | CH-HPR09-230VO | CH-09MOLVWM-230VI |  | 9000 | 12000 | 26.4 | 15.8 | 11.6 | 1.85 | 78 | 92 | 210799566
DUCANE | 4DHP2S48S-1P | D33C248S4-*P |  | 47000 | 50000 | 18.5 | 9.5 | 9.8 | 1.98 | 60 | 69 | 211034590
DUCANE | 4DHP2S18S-1P | D22C118S4-*P |  | 16000 | 19000 | 20.5 | 12.5 | 10.4 | 2.16 | 63 | 67 | 211034587
DUCANE | 4DHPS209S-1P | D22C109S4-*P |  | 8900 | 10000 | 20 | 13 | 10 | 1.9 | 75 | 74 | 211034585
DUCANE | 4DHP2S18S-1P | DWM218S4-*P |  | 18000 | 19000 | 23.5 | 12.4 | 10.7 | 2.02 | 78 | 59 | 211034574
CONCORD | 4DHP2S48S-1P | D33C248S4-*P |  | 47000 | 50000 | 18.5 | 9.5 | 9.8 | 1.98 | 60 | 69 | 211034564
CONCORD | 4DHPS209S-1P | DWM209S4-*P |  | 9000 | 10000 | 25.5 | 15 | 11.9 | 2.17 | 85 | 75 | 211034546
Armstrong Air | 4DHP2S48S-1P | D33C248S4-*P |  | 47000 | 50000 | 18.5 | 9.5 | 9.8 | 1.98 | 60 | 69 | 211034538
Armstrong Air | 4DHPS209S-1P | D22C109S4-*P |  | 8900 | 10000 | 20 | 13 | 10 | 1.9 | 75 | 74 | 211034533
Armstrong Air | 4DHP2S12S-1P | DWM212S4-*P |  | 12000 | 12000 | 24.6 | 13.7 | 10.7 | 2.39 | 75 | 67 | 211034521
Allied | 4DHP2S48S-1P | D33C248S4-*P |  | 47000 | 50000 | 18.5 | 9.5 | 9.8 | 1.98 | 60 | 69 | 211034512
Allied | 4DHP2S24S-1P | DWM224S4-*P |  | 24000 | 25000 | 22 | 14 | 9.9 | 1.8 | 65 | 62 | 211034497
NOVAIR | LEA18SZ35SK-O | 2LEA18UUSK-I |  | 18000 | 18000 | 21.5 | 12.5 | 11.3 | 1.8 | 83 | 100 | 211709684
Alsetria | MOX430-17HFN1-MT0W | MCBU-18HRFN1-MU2W |  | 16700 | 20000 | 19.8 | 12.5 | 11.2 | 1.93 | 73 | 84 | 211644101
ECO-AIR | MOX330-09HFN1-MY5W | MCBU-09HRFN1-MW0W |  | 9000 | 10900 | 24 | 13 | 12.4 | 1.8 | 90 | 96 | 211644093
ECO-AIR | MOX230-12HFN1-MV5W | MFA2U-12HRFN1-MW5W |  | 12000 | 12000 | 25 | 13 | 11 | 2.38 | 77 | 70 | 211644090
ECO-AIR | MOE30U-36HFN1-M(GA) | MCD1-36HRFN1-M(GA) |  | 36000 | 40000 | 19.4 | 9.5 | 10.5 | 1.85 | 83 | 100 | 211644072
ECO-AIR | MOX330-12HFN1-MW5W | CCA3U-12HRFN1-M(C) |  | 12000 | 12000 | 22.3 | 12.7 | 10.2 | 1.89 | 83 | 94 | 211644069
Alsetria | MOX430-17HFN1-MT0W | CCA3U-18HRFN1-M(C) |  | 16000 | 17000 | 20 | 12.5 | 9.5 | 1.75 | 92 | 94 | 211644045
Alsetria | MOX330-09HFN1-MY5W | CCA3U-09HRFN1-M(C) |  | 9000 | 9800 | 20.5 | 13 | 10.3 | 1.8 | 92 | 102 | 211644043
Alsetria | MOX430-18HFN1-MU0W | CCA3U-18HRFN1-M(C) |  | 16000 | 19000 | 20.5 | 12.5 | 10.5 | 2.16 | 63 | 67 | 211644033
Alsetria | MOX230-12HFN1-MV5W | CCA3U-12HRFN1-M(C) |  | 12000 | 12000 | 22.7 | 14 | 10 | 2.27 | 74 | 67 | 211644032
Mitsutomo | HO-SZ06-AB-Q | HJ-UZ06-AB-Q |  | 6500 | 7100 | 22 | 14.5 | 10.8 | 2 | 80 | 113 | 211306397
Mitsutomo | HO-SZ12-AB-Q | HW-SZ12-AB-Q |  | 12000 | 12000 | 23.1 | 13 | 10.5 | 1.88 | 86 | 92 | 211306394
Breeze33 | HSZ18H424ZMO | CA18H424ZMI |  | 16000 | 17000 | 20 | 12.5 | 9.5 | 1.75 | 92 | 94 | 211277588
Breeze33 | HSZ12H424ZMO | SCA12H424ZMI |  | 12000 | 12500 | 23 | 13 | 10 | 1.8 | 76 | 88 | 211277585
PERFECTAIRE | 3PAMSHH06-SZO | 3PAMSHH06-UVW |  | 6000 | 7000 | 23.5 | 15 | 12 | 1.84 | 107 | 101 | 211253535
CanAir | C25SCH09H21 | C28SEH09H21 |  | 9000 | 10000 | 25.5 | 15 | 12.3 | 2.17 | 85 | 75 | 211253522
Cooper&Hunter | CH-NHPR60LCU-230VO | CH-60LCFC/I |  | 55000 | 60000 | 17.3 | 9 | 10.2 | 1.97 | 67 | 94 | 211246027
Custom Comfort | CCOXHASZ12HP | CCOXHAFM12 |  | 12000 | 12000 | 24.2 | 13.3 | 10.7 | 1.99 | 85 | 99 | 212365422
Custom Comfort | CCOXHASZ36CHP | CCOXHA4C36 |  | 36000 | 40000 | 19.4 | 9.5 | 10.5 | 1.85 | 83 | 100 | 212365413
Custom Comfort | CCOXHASZ09HP | CCOXHA4C09 |  | 9000 | 9800 | 20.5 | 13 | 10.3 | 1.8 | 92 | 102 | 212365409
Custom Comfort | CCOXHASZ33HP | CCOXHAWM33 |  | 33000 | 35000 | 19.5 | 12 | 10 | 1.8 | 82 | 99 | 212365408
MAXI AIR | NE-T52-PLA18INT | NE-T52-PLA18EXT |  | 18000 | 18000 | 23.7 | 13.5 | 10.3 | 2.39 | 78 | 69 | 212348364
STEALTH | ACIQ-18ZPL-HP230B | SCC-1218-HH-M |  | 16700 | 20000 | 19.8 | 12.5 | 11.2 | 1.93 | 73 | 84 | 212316200
STEALTH | ACIQ-06ZPL-HP230B | SCC-0609-HH-M |  | 6500 | 7100 | 22 | 14.5 | 10.8 | 2 | 80 | 113 | 212316197
STEALTH | ACIQ-12ZPL-HP230B | ACIQ-12W-HH-MC |  | 12000 | 12000 | 25.5 | 14 | 10.4 | 1.8 | 83 | 100 | 212316186
STEALTH | ACIQ-18ZPL-HP230B | ACIQ-18CC-HH-MB |  | 16000 | 17000 | 20 | 12.5 | 9.5 | 1.75 | 92 | 94 | 212316163
DUCANE | 4DHP2S09S-1P | D22C109S4-1P |  | 9000 | 10000 | 20 | 13 | 10 | 1.9 | 75 | 74 | 208128195
CONCORD | 4DHP2S09S-1P | DWM209S4-1P |  | 9000 | 10000 | 25.5 | 15 | 12.3 | 2.17 | 85 | 75 | 208128191
AirEase | 4DHP2S09S-1P | D22C109S4-1P |  | 9000 | 10000 | 20 | 13 | 10 | 1.9 | 75 | 74 | 208128186
Allied | 4DHP2S12S-1L | DWM212S4-1L |  | 12000 | 12000 | 23.5 | 13 | 10 | 2.16 | 70 | 57 | 208127266
PIONEER | YN048GMFI18RUE | UB048GMFILCFHD |  | 48000 | 50000 | 18.9 | 9.3 | 10 | 1.85 | 58 | 70 | 208121960
PIONEER | YN024GMFI20RPD | CB024GMFILDFHE |  | 24000 | 25000 | 21.5 | 12.5 | 9.7 | 2.2 | 76 | 74 | 208121947
EMI | MHSZ118DA | MHCAS18DA |  | 16000 | 17000 | 20 | 12.5 | 9.5 | 1.75 | 92 | 94 | 208121930
EMI | MHSZ112DA | MHWAL12DA |  | 12000 | 12000 | 25.5 | 14 | 10.4 | 1.8 | 83 | 100 | 208121925
EMI | MHSZ106DA | MHWAL06DA |  | 6000 | 7000 | 26.5 | 15.8 | 13.6 | 2.1 | 121 | 107 | 208121923
Alsetria | MOD30-24HFN1-MU0W | MSEPD-24HRFN1-MU0W |  | 24000 | 29000 | 21.5 | 13 | 11.4 | 2.21 | 73 | 86 | 208121904
MIDEA | MOX230-09HFN1-MW5W | CCA3U-09HRFN1-M(C) |  | 9000 | 10000 | 20 | 13 | 10 | 1.9 | 75 | 74 | 208568353
MIDEA | MOX430-09HFN1-MZG5W | MSOP1B-09HRFN1-MZG5W |  | 9000 | 12000 | 28.5 | 16 | 18 | 1.85 | 87 | 114 | 208568345
MRCOOL | O-HH-18-HP-C-230B | O-18-HP-WMAH-230B |  | 18000 | 18000 | 21.5 | 12.5 | 11.3 | 1.8 | 83 | 100 | 208552823
MRCOOL | O-HH-09-HP-C-230B | O-09-HP-WMAH-230B |  | 9000 | 12000 | 28.1 | 16.2 | 11.5 | 2 | 79 | 88 | 208552819
MRCOOL | DIY-18-HP-C-230C25 | DIY-18-HP-WMAH-230C25 |  | 18000 | 18000 | 22.7 | 12.6 | 9.8 | 2.05 | 77 | 65 | 208552788
MRCOOL | O-ES-09-HP-C-230B | O-09-HP-WMAH-230B |  | 9000 | 10000 | 25.5 | 15 | 12.3 | 2.17 | 85 | 75 | 208552810
MDV | MOX430-12HFN1-MZ60W | MSOP1B-12HRFN1-MZ60W-CA |  | 12000 | 12000 | 25.3 | 14 | 11.7 | 1.85 | 87 | 114 | 208497421
AIRQUEST | DLCSRBH12AAJ | DLFSHCH12XAJ |  | 12000 | 12000 | 23.5 | 13 | 10 | 2.16 | 70 | 57 | 208447692
SMART COMFORT | DLCSRBH12AAJ | DLFSHCH12XAJ |  | 12000 | 12000 | 23.5 | 13 | 10 | 2.16 | 70 | 57 | 208447684
TEMPSTAR | DLCSRBH06AAK | DLFSHCH06XAK |  | 6000 | 7000 | 26.5 | 15.8 | 13.6 | 2.1 | 121 | 107 | 208447677
Weathermaker | 38MARBQ18AA3 | 40MCCAQ18XA3 |  | 16700 | 20000 | 19.8 | 12.5 | 11.2 | 1.93 | 73 | 84 | 209270302
PAYNE | 38MARBQ09AA3 | 40MCCAQ09XA3 |  | 9000 | 10900 | 24 | 13 | 12.4 | 1.8 | 90 | 96 | 209270297
SMART COMFORT | DLCSRBH09AAK | DLFCCAH09XAK |  | 9000 | 10900 | 24 | 13 | 12.4 | 1.8 | 90 | 96 | 209270279
MIDEA | DLCSRBH09AAK | DLFCCAH09XAK |  | 9000 | 10900 | 24 | 13 | 12.4 | 1.8 | 90 | 96 | 209270271
LENNOX | LISH048000P431-D | LICH4048180P431-D |  | 48000 | 50000 | 18.5 | 9.5 | 9.8 | 1.98 | 60 | 69 | 207825608
LENNOX | LISH012000P431-D | LICH4012180P431-C |  | 12000 | 12000 | 22.7 | 14 | 10 | 2.27 | 74 | 67 | 207825604
DIYCOOL | ACIQ-18ZPL-HP230B | ACIQ-18FM-HH-MB |  | 17000 | 18000 | 20.5 | 12.5 | 9.8 | 1.86 | 67 | 93 | 207825562
DIYCOOL | ACIQ-12ZPL-HP230B | ACIQ-12FM-HH-MB |  | 12000 | 12000 | 23.6 | 13 | 10 | 1.89 | 80 | 100 | 207825561
DIYCOOL | ACIQ-12ZPL-HP230B | ACIQ-12CC-HH-MB |  | 12000 | 12000 | 22.3 | 12.7 | 10.2 | 1.89 | 83 | 94 | 207825555
DIYCOOL | ACIQ-09ZPL-HP230B | ACIQ-09CC-HH-MB |  | 9000 | 9800 | 20.5 | 13 | 10.3 | 1.8 | 92 | 102 | 207825554
DAY & NIGHT | DLCSRBH24AAK | DLFSHCH24XAK |  | 24000 | 29000 | 21.5 | 13 | 11.4 | 2.21 | 73 | 86 | 208447631
COMFORTMAKER | DLCSRBH12AAJ | DLFSHCH12XAJ |  | 12000 | 12000 | 23.5 | 13 | 10 | 2.16 | 70 | 57 | 208447628
ARCOAIRE | DLCSRBH12AAJ | DLFSHCH12XAJ |  | 12000 | 12000 | 23.5 | 13 | 10 | 2.16 | 70 | 57 | 208447620
ARCOAIRE | DLCSRBH18AAK | DLFSHCH18XAK |  | 18000 | 18000 | 21.5 | 12.5 | 11.3 | 1.8 | 83 | 100 | 208447619
ARCOAIRE | DLCSRBH12AAK | DLFSHCH12XAK |  | 12000 | 12000 | 25.5 | 14 | 10.4 | 1.8 | 83 | 100 | 208447614
TRUST AIR CONDITIONERS | IS12H/O4S41R | IS12H/I4S41R |  | 12000 | 12000 | 23.5 | 13 | 10 | 2.16 | 70 | 57 | 208280044
PIONEER | YN009GMFI22RPE | CB009GMFILCFHD |  | 9000 | 10000 | 20 | 13 | 10 | 1.9 | 75 | 74 | 208191857
BOSCH | BMS500-AAS012-1CSXHC | BMS500-AAU012-1AHWXB |  | 12000 | 12000 | 23.6 | 13.5 | 9.5 | 1.8 | 63 | 83 | 208157117
KERR | A-KMH24SV-1 | B-KMH24SU-1 |  | 21600 | 23400 | 18.9 | 11.7 | 10.4 | 1.89 | 83 | 100 | 208141196
COMFORT-AIRE | A-VMH12SV-1 | B-VMH12SU-1C |  | 12000 | 12000 | 23.6 | 13.5 | 9.5 | 1.8 | 63 | 83 | 208141174
COMFORT-AIRE | A-VMH12SV-1 | B-VMH12SU-1 |  | 12000 | 12000 | 23.6 | 13.5 | 9.5 | 1.8 | 63 | 83 | 208141168
LBG Products | LBHB24DVWO | LMHB24DZDI |  | 24000 | 25000 | 20.5 | 11.7 | 11 | 2.1 | 76 | 100 | 208130845
LBG Products | LBHB09DVWO | LMHB09DSI |  | 9000 | 9800 | 20.5 | 13 | 10.3 | 1.8 | 92 | 102 | 208130831
LBG Products | LBHB06DVWO | LBHB06DVWI |  | 6000 | 7000 | 23.5 | 15 | 12 | 1.84 | 107 | 101 | 208130826
LBG Products | LBHB24DUWO | LMHB24DZDI |  | 24000 | 24000 | 21.2 | 12.5 | 10.3 | 2.2 | 67 | 76 | 208130822
LBG Products | LBHB09DUWO | LMHB09DSI |  | 9000 | 10000 | 20 | 13 | 10 | 1.9 | 75 | 74 | 208130807
LBG Products | LBHB09DUWO | LBHB09DUWI |  | 9000 | 10000 | 24 | 14.7 | 11.6 | 2.25 | 81 | 75 | 208130803
SEA BREEZE+ | CSZ36H424ZMO | CA36H424ZMI |  | 36000 | 40000 | 19.4 | 9.5 | 10.5 | 1.85 | 83 | 100 | 208128274
SEA BREEZE+ | SZ9H424ZMO | CA9H424ZMI |  | 9000 | 10000 | 20 | 13 | 10 | 1.9 | 75 | 74 | 208128270
COMFORTMAKER | DLCSRBH24AAK | DLFSHCH24XAK |  | 24000 | 29000 | 21.5 | 13 | 11.4 | 2.21 | 73 | 86 | 208447623
COMFORTMAKER | DLCSRBH12AAK | DLFSHCH12XAK |  | 12000 | 12000 | 25.5 | 14 | 10.4 | 1.8 | 83 | 100 | 208447622
ARCOAIRE | DLCSRBH24AAK | DLFSHCH24XAK |  | 24000 | 29000 | 21.5 | 13 | 11.4 | 2.21 | 73 | 86 | 208447615
TRUST AIR CONDITIONERS | OUS48H/O4S41P | IUMC448H/I41P |  | 48000 | 50000 | 18.5 | 9.5 | 9.8 | 1.98 | 60 | 69 | 208280082
PIONEER | YN024GMFI22RPE | UB024GMFILCFHD |  | 24000 | 24000 | 21.2 | 12.5 | 10.3 | 2.2 | 67 | 76 | 208141957
KERR | A-KMH12SV-1 | B-KMH12SU-1 |  | 12000 | 12000 | 23.6 | 13.5 | 9.5 | 1.8 | 63 | 83 | 208141194
COMFORT-AIRE | A-KMH18SU-1 | B-KMH18SV-1 |  | 18000 | 18000 | 21.5 | 12.5 | 11.3 | 1.8 | 83 | 100 | 208141188
COMFORT-AIRE | A-VMH18SU-1A | B-VMH18SV-1 |  | 18000 | 18000 | 21.5 | 12.5 | 11.3 | 1.8 | 83 | 100 | 208141177
LBG Products | LBHB18DVWO | LMHB18DSI |  | 16000 | 17000 | 20 | 12.5 | 9.5 | 1.75 | 92 | 94 | 208130833
LBG Products | LBHB12DVWO | LMHB12DSI |  | 12000 | 12000 | 22.3 | 12.7 | 10.2 | 1.89 | 83 | 94 | 208130832
LBG Products | LBHB24DVWO | LBHB24DUWI |  | 23000 | 26000 | 22.3 | 12.5 | 10.3 | 1.8 | 73 | 88 | 208130830
LBG Products | LBHB12DVWO | LBHB12DUWI |  | 12000 | 12000 | 23.1 | 13 | 10.5 | 1.88 | 86 | 92 | 208130828
LBG Products | LBHB12DUWO | LMHB12DZGI |  | 12000 | 12000 | 22.7 | 13 | 10.2 | 2.26 | 75 | 70 | 208130820
LBG Products | LUHB48DO | LUHB48DSI |  | 48000 | 50000 | 18.5 | 9.5 | 9.8 | 1.98 | 60 | 69 | 208130812
LBG Products | LBHB18DUWO | LBHB18DUWI |  | 18000 | 18000 | 24 | 13.5 | 10.5 | 2.44 | 78 | 71 | 208130805
SEA BREEZE+ | SZ24H424ZMO | FC24H424ZMI |  | 24000 | 24000 | 21.2 | 12.5 | 10.3 | 2.2 | 67 | 76 | 208128281
SEA BREEZE+ | HSZ12H424ZMO | WM12H424ZMI |  | 12000 | 12000 | 23.1 | 13 | 10.5 | 1.88 | 86 | 92 | 208128267
SEA BREEZE+ | SZ12H424ZMO | WM12H424ZMI |  | 12000 | 12000 | 23.1 | 13 | 10.8 | 2.41 | 83 | 70 | 208128263
DUCANE | 4DHP2S09S-1P | DWM209S4-1P |  | 9000 | 10000 | 25.5 | 15 | 12.3 | 2.17 | 85 | 75 | 208128194
AirEase | 4DHP2S09S-1P | DWM209S4-1P |  | 9000 | 10000 | 25.5 | 15 | 12.3 | 2.17 | 85 | 75 | 208128185
PIONEER | YN048GMFI18RUE | CB048GMFILDFHE |  | 48000 | 50000 | 18.5 | 9.5 | 9.8 | 1.98 | 60 | 69 | 208121949
PIONEER | WS018GMFI20HLD | CB018GMFILCFHD |  | 16000 | 19000 | 20.5 | 12.5 | 10.5 | 2.16 | 63 | 67 | 208121946
MIDEA | MOX430-18HFN1-MU0W | CCA3U-18HRFN1-M(C) |  | 16000 | 19000 | 20.5 | 12.5 | 10.5 | 2.16 | 63 | 67 | 208568357
MIDEA | MOD32-24HFN1-MT0W | MSEPD-24HRFN1-MU0W |  | 24000 | 25000 | 22 | 14 | 10 | 1.8 | 65 | 62 | 208568351
MIDEA | MOX430-18HFN1-MU0W | MSEPC-18HRFN1-MU0W |  | 18000 | 19000 | 23.5 | 12.5 | 10.8 | 2.02 | 78 | 59 | 208568350
MIDEA | MOX230-09HFN1-BW0W-9K | MSAG11B-09HRFN1-BU5W-9K |  | 9000 | 10000 | 23 | 13.8 | 9.8 | 2.06 | 59 | 67 | 208568339
MRCOOL | O-HH-12-HP-C-230B | O-12-HP-WMAH-230B |  | 12000 | 12000 | 25.5 | 14 | 10.4 | 1.8 | 83 | 100 | 208552821
MRCOOL | O-ES-18-HP-C-230B | O-18-HP-WMAH-230B |  | 18000 | 19000 | 23.5 | 12.5 | 10.8 | 2.02 | 78 | 59 | 208552815
STEALTH | ACIQ-09ZPL-HP230B | SCC-0609-HH-M |  | 9000 | 10900 | 24 | 13 | 12.4 | 1.8 | 90 | 96 | 212316198
STEALTH | ACIQ-24ZPL-HP230B | ACIQ-24W-HH-MC |  | 24000 | 29000 | 21.5 | 13 | 11.4 | 2.21 | 73 | 86 | 212316188
STEALTH | ACIQ-12ZPL-HP230B | ACIQ-12FM-HH-MB |  | 12000 | 12000 | 23.6 | 13 | 10 | 1.89 | 80 | 100 | 212316168
STEALTH | ACIQ-09ZPL-HP230B | ACIQ-09CC-HH-MB |  | 9000 | 9800 | 20.5 | 13 | 10.3 | 1.8 | 92 | 102 | 212316161
LENNOX | MPC012S4S-1P | M22A012S4-2P |  | 11800 | 12000 | 22.7 | 13.9 | 9.9 | 2.27 | 74 | 67 | 207683515
LENNOX | MPC024S4S-1P | MCFA024S4-2P |  | 24000 | 24000 | 21.2 | 12.5 | 10.2 | 2.2 | 67 | 76 | 207683511
LENNOX | MPC024S4S-1P | MWMC024S4-1P |  | 24000 | 25000 | 22 | 14 | 9.9 | 1.8 | 65 | 62 | 207683500
LENNOX | MPC012S4S-1P | MWMC012S4-1P |  | 12000 | 12000 | 24.6 | 13.7 | 10.7 | 2.39 | 75 | 67 | 207683498
SMART COMFORT | DLCSRBH24AAK | DLFSCBH24XAK |  | 24000 | 25000 | 20.5 | 11 | 11.5 | 2 | 84 | 103 | 207683383
TEMPSTAR | DLCSRBH24AAK | DLFSCBH24XAK |  | 24000 | 25000 | 20.5 | 11 | 11.5 | 2 | 84 | 103 | 207683376
TEMPSTAR | DLCLRCH48AAK | DLFLCBH48XAK |  | 48000 | 50000 | 18.5 | 9.5 | 9.8 | 1.98 | 60 | 69 | 207683373
KENMORE | DLCLRCH48AAK | DLFLFAH48XAK |  | 48000 | 50000 | 18.9 | 9.3 | 10 | 1.85 | 58 | 70 | 207683361
KEEPRITE | DLCLRCH48AAK | DLFLFAH48XAK |  | 48000 | 50000 | 18.9 | 9.3 | 10 | 1.85 | 58 | 70 | 207683354
HEIL | DLCSRBH24AAK | DLFSCBH24XAK |  | 24000 | 25000 | 20.5 | 11 | 11.5 | 2 | 84 | 103 | 207683348
1HVAC | ACIQ-12ZPL-HP230B | ACIQ-12W-HH-MB |  | 12000 | 12000 | 25.5 | 14 | 10.4 | 1.8 | 83 | 100 | 207825513
ECO AC | EHH-O18BB | EHH-W18BB |  | 18000 | 18000 | 23.7 | 13.5 | 10.3 | 2.39 | 78 | 69 | 207825492
MIDEA | MOE30U-48HFN1-MP0(GA) | MUE-48HRFN1-M(C) |  | 48000 | 50000 | 18.9 | 9.3 | 10 | 1.85 | 58 | 70 | 207821943
MIDEA | MOX430-18HFN1-MU0W | MSAG11D-18HRFN1-MT8W |  | 18000 | 18000 | 24 | 13.5 | 10.5 | 2.44 | 78 | 71 | 207821933
Alsetria | MOX230-09HFN1-MW5W | MSEPB-06HRFN1-MY5W |  | 6000 | 7000 | 26.5 | 15.8 | 13.6 | 2.1 | 121 | 107 | 208121900
Alsetria | MOD33-24HFN1-MT0W | MSEPD-24HRFN1-MU0W |  | 24000 | 25000 | 22 | 14 | 10 | 1.8 | 65 | 62 | 208121899
Alsetria | MOX230-09HFN1-MW5W | MSEPB-09HRFN1-MY5W(GA) |  | 9000 | 10000 | 25.5 | 15 | 12.3 | 2.17 | 85 | 75 | 208121896
Alsetria | MOX430-18HFN1-MT2Q1W | MSABE-18HRFN1-MT2Q1W |  | 18000 | 18000 | 22.7 | 12.6 | 9.8 | 2.05 | 77 | 65 | 208121893
ECO-AIR | MOX430-17HFN1-MT0W | MSEPC-18HRFN1-MU0W |  | 18000 | 18000 | 21.5 | 12.5 | 11.3 | 1.8 | 83 | 100 | 208121866
SMART COMFORT | DLCPRAH18AAK | DLFPHAH18XAK |  | 18000 | 18000 | 26.2 | 14.5 | 12 | 1.95 | 68 | 91 | 202463658
MIDEA | DLCPRAH24AAK | DLFPHAH24XAK |  | 22000 | 24000 | 23.5 | 13.7 | 10.5 | 1.94 | 64 | 98 | 202463655
KENMORE | DLCPRAH18AAK | DLFPHAH18XAK |  | 18000 | 18000 | 26.2 | 14.5 | 12 | 1.95 | 68 | 91 | 202463652
DAY & NIGHT | DLCPRAH18AAK | DLFPHAH18XAK |  | 18000 | 18000 | 26.2 | 14.5 | 12 | 1.95 | 68 | 91 | 202463646
COMFORTMAKER | DLCPRAH24AAK | DLFPHAH24XAK |  | 22000 | 24000 | 23.5 | 13.7 | 10.5 | 1.94 | 64 | 98 | 202463645
COMFORTMAKER | DLCPRAH18AAK | DLFPHAH18XAK |  | 18000 | 18000 | 26.2 | 14.5 | 12 | 1.95 | 68 | 91 | 202463644
PAYNE | 38MPRAQ24AA3 | DHMPHAQ24XA3 |  | 22000 | 24000 | 23.5 | 13.7 | 10.5 | 1.94 | 64 | 98 | 202463639
Weathermaker | 38MARBQ18AA3 | 40MBFQ18---3 |  | 17000 | 18000 | 20.5 | 12.5 | 9.8 | 1.86 | 67 | 93 | 206350367
Weathermaker | 38MARBQ12AA3 | 40MBFQ12---3 |  | 12000 | 12000 | 23.6 | 13 | 10 | 1.89 | 80 | 100 | 206350364
PAYNE | 38MARBQ09AA3 | 40MBCQ09---3 |  | 9000 | 9800 | 20.5 | 13 | 10.3 | 1.8 | 92 | 102 | 206350349
BRYANT | 38MARBQ12AA3 | 40MBFQ12---3 |  | 12000 | 12000 | 23.6 | 13 | 10 | 1.89 | 80 | 100 | 206350342
CARRIER | 38MARBQ24AA3 | 40MBFQ24---3 |  | 24000 | 25000 | 20.5 | 11.7 | 11 | 2.1 | 76 | 100 | 206350337
CARRIER | 38MARBQ18AA3 | 40MBCQ18---3 |  | 16000 | 17000 | 20 | 12.5 | 9.5 | 1.75 | 92 | 94 | 206350332
MIDEA | 38MARBQ12AA3 | DHMAHBQ12XA3 |  | 12000 | 12000 | 25.5 | 14 | 10.4 | 1.8 | 83 | 100 | 206350319
MIDEA | 38MARBQ12AA1 | DHMAHBQ12XA1 |  | 12000 | 12000 | 23.5 | 13 | 10 | 2.16 | 70 | 57 | 206350317
PAYNE | 38MARBQ24AA3 | DHMAHBQ24XA3 |  | 24000 | 29000 | 21.5 | 13 | 11.4 | 2.21 | 73 | 86 | 206350316
PAYNE | 38MARBQ09AA3 | DHMAHBQ09XA3 |  | 9000 | 12000 | 28.1 | 16.2 | 11.5 | 2 | 79 | 88 | 206350313
PAYNE | 38MARBQ12AA1 | DHMAHBQ12XA1 |  | 12000 | 12000 | 23.5 | 13 | 10 | 2.16 | 70 | 57 | 206350312
BRYANT | 38MARBQ24AA3 | 619AHBQ24XA3 |  | 24000 | 29000 | 21.5 | 13 | 11.4 | 2.21 | 73 | 86 | 206348145
BRYANT | 38MARBQ18AA3 | 619AHBQ18XA3 |  | 18000 | 18000 | 21.5 | 12.5 | 11.3 | 1.8 | 83 | 100 | 206348144
CARRIER | 38MARBQ12AA1 | 40MAHBQ12XA1 |  | 12000 | 12000 | 23.5 | 13 | 10 | 2.16 | 70 | 57 | 206348134
NAPOLEON | NH25-18H-O | NH25-24F-I |  | 21600 | 23400 | 18.9 | 11.7 | 10.4 | 1.89 | 83 | 100 | 206597272
Convectair | 8240-O | 8240-I |  | 21600 | 23400 | 18.9 | 11.7 | 10.4 | 1.89 | 83 | 100 | 206422439
ELIOS | DE18HOS25230E3A | DM18HICU230X5 |  | 16000 | 17000 | 20 | 12.5 | 9.5 | 1.75 | 92 | 94 | 206401447
MOOVAIR | DM24HOS25230E3A | DM24HIW23230E3 |  | 21600 | 23400 | 18.9 | 11.7 | 10.4 | 1.89 | 83 | 100 | 206401442
Olimpia Splendid | OS-CENIH12EI | OS-SENIH12EI |  | 12000 | 12000 | 22.7 | 12.5 | 10.4 | 2.06 | 74 | 56 | 207506893
KARDA | 3KARDA24SZO | 3KARDA24UVW |  | 23000 | 26000 | 22.3 | 12.5 | 10.3 | 1.8 | 73 | 88 | 207430431
BLUERIDGE | BMY24HH22C | BMY24HH22WM |  | 24000 | 29000 | 21.5 | 13 | 11.4 | 2.21 | 73 | 86 | 207339186
BLUERIDGE | BMY9HH28C | BMY9HH28WM |  | 9000 | 12000 | 28.1 | 16.2 | 11.5 | 2 | 79 | 88 | 207339183
MRCOOL | O-HH-12-HP-C-230A | O-12-HP-WMAH-230B |  | 12000 | 12000 | 25.5 | 14 | 10.4 | 1.8 | 83 | 100 | 207339162
MDV | MOE30U-48HFN1-MP0(GA) | MUE-48HRFN1-M(C) |  | 48000 | 50000 | 18.9 | 9.3 | 10 | 1.85 | 58 | 70 | 207338209
Weathermaker | 38MARBQ06AA3 | DHMAHBQ06XA3 |  | 6000 | 7000 | 26.5 | 15.8 | 13.6 | 2.1 | 121 | 107 | 207188937
MIDEA | 38MARBQ06AA3 | DHMAHBQ06XA3 |  | 6000 | 7000 | 26.5 | 15.8 | 13.6 | 2.1 | 121 | 107 | 207188936
AIRQUEST | DLCSRBH06AAK | DLFSHBH06XAK |  | 6000 | 7000 | 23.5 | 15 | 12 | 1.84 | 107 | 101 | 207188932
KERR | A-KMH24SU-1 | B-KMH24SU-1A |  | 21600 | 23400 | 18.9 | 11.7 | 10.4 | 1.89 | 83 | 100 | 206913573
ARCOAIRE | DLCSRBH24AAK | DLFSCBH24XAK |  | 24000 | 25000 | 20.5 | 11 | 11.5 | 2 | 84 | 103 | 207683327
MIDEA | 38MBRCQ48AA3 | 40MBFQ48---3 |  | 48000 | 50000 | 18.9 | 9.3 | 10 | 1.85 | 58 | 70 | 207683319
Weathermaker | 38MARBQ24AA3 | 40MBCAQ24XA3 |  | 24000 | 25000 | 20.5 | 11 | 11.5 | 2 | 84 | 103 | 207683313
BRYANT | 38MBRCQ48AA3 | 40MBFQ48---3 |  | 48000 | 50000 | 18.9 | 9.3 | 10 | 1.85 | 58 | 70 | 207683298
CanAir | C28SCH12H21 | C28SEH12H21 |  | 12000 | 12000 | 25.5 | 14 | 10.4 | 1.8 | 83 | 100 | 207683257
AIRDACH | ACSH1823VM2-D | AIWH1800VM2-D |  | 18000 | 18000 | 23.7 | 13.5 | 10.3 | 2.39 | 78 | 69 | 209948207
AIRDACH | ACSH0924VM2-D | AIWH0900VM2-D |  | 9000 | 10000 | 24 | 14 | 11.4 | 2.18 | 83 | 78 | 209948205
SMART COMFORT | DLCSRBH12AAK | DLFSFBH12XAK |  | 12000 | 12000 | 24.2 | 13.3 | 10.7 | 1.99 | 85 | 99 | 209948199
PAYNE | 38MARBQ12AA3 | 40MBFAQ12XA3 |  | 12000 | 12000 | 24.2 | 13.3 | 10.7 | 1.99 | 85 | 99 | 209948188
C&H | CH-ES18-230VO | CH-16MMC-230VI |  | 16000 | 17000 | 22.4 | 12.5 | 10.4 | 2.32 | 79 | 75 | 209937053
C&H | CH-ES12-230VO | CH-12MMC-230VI |  | 12000 | 12000 | 25 | 13 | 11 | 2.38 | 77 | 70 | 209937051
C&H | CH-ES09-230VO | CH-09MASTWM-230VI |  | 9000 | 10000 | 25.5 | 15 | 12.3 | 2.17 | 85 | 75 | 209937047
KLIMAIRE | KSIH018-H220-O-2 | KUIR18-H2 |  | 17000 | 18000 | 20.5 | 12.5 | 9.8 | 1.86 | 67 | 93 | 209862173
KLIMAIRE | KSIH018-H220-O-2 | KTIR18-H2 |  | 16000 | 17000 | 20 | 12.5 | 9.5 | 1.75 | 92 | 94 | 209862168
KLIMAIRE | KSIE009-H221-O-2 | KTIR09-H2 |  | 9000 | 10000 | 20 | 13 | 10 | 1.9 | 75 | 74 | 209862157
KLIMAIRE | KSIH018-H220-O-2 | KSIH018-H220-IW-2 |  | 18000 | 18000 | 22 | 13 | 10.6 | 1.89 | 62 | 96 | 209862155
Cooper&Hunter | CH-HPR12-230VO | CH-12MASTWM-230VI |  | 12000 | 12000 | 25.5 | 14 | 10.4 | 1.8 | 83 | 100 | 210799549
LENNOX | MPC024S4S-1P | MWMC024S4-*P |  | 24000 | 25000 | 22 | 14 | 9.9 | 1.8 | 65 | 62 | 211034419
LENNOX | MPC018S4S-1P | MWMC018S4-*P |  | 18000 | 19000 | 23.5 | 12.4 | 10.7 | 2.02 | 78 | 59 | 211034418
AC PRO.COM | AOX430-18HFN1-MT8W | ACBU-18HRFN1-MU2W |  | 18000 | 19000 | 21.8 | 12.5 | 10.7 | 2.3 | 64 | 69 | 211001950
SLIMAIR | SHC12VE2AG | SHLZ12VC2AG |  | 12000 | 12000 | 22.7 | 14 | 10 | 2.27 | 74 | 67 | 210857476
MIDEA | 38MARBQ12AA3 | 40MCCAQ18XA3 |  | 12000 | 12500 | 23 | 13 | 10 | 1.8 | 76 | 88 | 210857474
AIRQUEST | DLCSRBH12AAK | DLFSOAH18XAK |  | 12000 | 12500 | 23 | 13 | 10 | 1.8 | 76 | 88 | 210857464
AIRQUEST | DLCSRBH09AAK | DLFSOAH09XAK |  | 9000 | 10900 | 24 | 13 | 12.4 | 1.8 | 90 | 96 | 210857461
SMART COMFORT | DLCSRBH09AAK | DLFSOAH09XAK |  | 9000 | 10900 | 24 | 13 | 12.4 | 1.8 | 90 | 96 | 210857457
TEMPSTAR | DLCSRBH18AAK | DLFSOAH18XAK |  | 16700 | 20000 | 19.8 | 12.5 | 11.2 | 1.93 | 73 | 84 | 210857455
KENMORE | DLCSRBH12AAK | DLFSOAH18XAK |  | 12000 | 12500 | 23 | 13 | 10 | 1.8 | 76 | 88 | 210857448
KENMORE | DLCSRBH09AAK | DLFSOAH09XAK |  | 9000 | 10900 | 24 | 13 | 12.4 | 1.8 | 90 | 96 | 210857445
HEIL | DLCSRBH18AAK | DLFSOAH18XAK |  | 16700 | 20000 | 19.8 | 12.5 | 11.2 | 1.93 | 73 | 84 | 210857439
DAY & NIGHT | DLCSRBH18AAK | DLFSOAH18XAK |  | 16700 | 20000 | 19.8 | 12.5 | 11.2 | 1.93 | 73 | 84 | 210857435
COMFORTMAKER | DLCSRBH09AAK | DLFSOAH09XAK |  | 9000 | 10900 | 24 | 13 | 12.4 | 1.8 | 90 | 96 | 210857429
ARCOAIRE | DLCSRBH18AAK | DLFSOAH18XAK |  | 16700 | 20000 | 19.8 | 12.5 | 11.2 | 1.93 | 73 | 84 | 210857427
Cooper&Hunter | CH-ES18-230VO | CH-18MCT1W-230VI |  | 18000 | 19000 | 21.8 | 12.5 | 10.7 | 2.3 | 64 | 69 | 210857419
Cooper&Hunter | CH-ES09-230VO | CH-09MCT1W-230VI |  | 9000 | 11000 | 22.5 | 13 | 11.5 | 2.34 | 73 | 70 | 210857417
DIYCOOL | ACIQ-12ZPL-HP230B | SCC-1218-HH-M |  | 12000 | 12500 | 23 | 13 | 10 | 1.8 | 76 | 88 | 210857349
DIYCOOL | ACIQ-06ZPL-HP230B | SCC-0609-HH-M |  | 6500 | 7100 | 22 | 14.5 | 10.8 | 2 | 80 | 113 | 210857347
DIYCOOL | ACIQ-24ZPL-HP230B | ACIQ-24W-HH-MC |  | 24000 | 29000 | 21.5 | 13 | 11.4 | 2.21 | 73 | 86 | 210857338
ACIQ | ACIQ-18ZPL-HP230B | SCC-1218-HH-M |  | 16700 | 20000 | 19.8 | 12.5 | 11.2 | 1.93 | 73 | 84 | 210857330
ACIQ | ACIQ-06ZPL-HP230B | SCC-0609-HH-M |  | 6500 | 7100 | 22 | 14.5 | 10.8 | 2 | 80 | 113 | 210857327
1HVAC | ACIQ-12ZPL-HP230B | ACIQ-12FM-HH-MC |  | 12000 | 12000 | 24.2 | 13.3 | 10.7 | 1.99 | 85 | 99 | 210857311
1HVAC | ACIQ-12ZPL-HP230B | SCC-1218-HH-M |  | 12000 | 12500 | 23 | 13 | 10 | 1.8 | 76 | 88 | 210857309
1HVAC | ACIQ-60ZPL-HP230B | ACIQ-60FM-HH-MB |  | 55000 | 60000 | 17.3 | 9 | 10.2 | 1.97 | 67 | 94 | 210857306
1HVAC | ACIQ-06ZPL-HP230B | ACIQ-06W-HH-MC |  | 6000 | 7000 | 26.5 | 15.8 | 13.6 | 2.1 | 121 | 107 | 210857294
MDV | MOX330-12HFN1-MW5W | MCBU-18HRFN1-MW-CA |  | 12000 | 12500 | 23 | 13 | 10 | 1.8 | 76 | 88 | 210857290
DIAMONDAIR | D2024SHO2 | DF2024CI2 |  | 24000 | 25000 | 20.5 | 11 | 11.5 | 2 | 84 | 103 | 210857272
DIAMONDAIR | D2018SHO2 | DF2018CI |  | 16000 | 17000 | 20 | 12.5 | 9.5 | 1.75 | 92 | 94 | 210857271
Cooper&Hunter | CH-ES12-230VO | CH-B12MOLVWM-230VI |  | 12000 | 12000 | 23.1 | 13 | 10.8 | 2.41 | 83 | 70 | 210799688
ECO-AIR | MOX230-12HFN1-MV5W | MSEPB-12HRFN1-MW5W(GA) |  | 12000 | 12000 | 24.6 | 13.7 | 10.7 | 2.39 | 75 | 67 | 208121860
ECO-AIR | MOX430-18HFN1-MT2Q1W | MSABE-18HRFN1-MT2Q1W |  | 18000 | 18000 | 22.7 | 12.6 | 9.8 | 2.05 | 77 | 65 | 208121856
MOOVAIR | DMA12HOS28230E8 | DM12HIW23230E3 |  | 12000 | 12000 | 23.6 | 13.5 | 9.5 | 1.8 | 63 | 83 | 208119825
Airlux | ASZ09O/2022 | AMM09I/2022 |  | 9000 | 10000 | 24 | 14 | 11.4 | 2.18 | 83 | 78 | 208119661
YONAN | YOE-48HFN1 | YUE-48HRFN1 |  | 48000 | 50000 | 18.9 | 9.3 | 10 | 1.85 | 58 | 70 | 208106987
YONAN | YOE-48HFN1 | YCD-48HRFN1 |  | 48000 | 50000 | 18.5 | 9.5 | 9.8 | 1.98 | 60 | 69 | 208106985
YONAN | YOX-09HFN1 | YCA-09HRFN1 |  | 9000 | 10000 | 20 | 13 | 10 | 1.9 | 75 | 74 | 208106972
DUCANE | 4DHP2S48S-1P | D33C248S4-1P |  | 47000 | 50000 | 18.5 | 9.5 | 9.8 | 1.98 | 60 | 69 | 208106778
CONCORD | 4DHP2S48S-1P | D33C248S4-1P |  | 47000 | 50000 | 18.5 | 9.5 | 9.8 | 1.98 | 60 | 69 | 208106773
Allied | 4DHP2S48S-1P | D33C248S4-1P |  | 47000 | 50000 | 18.5 | 9.5 | 9.8 | 1.98 | 60 | 69 | 208106758
Armstrong Air | 4DHPS209S-1P | DWM209S4-1P |  | 9000 | 10000 | 25.5 | 15 | 12.3 | 2.17 | 85 | 75 | 208106736
Allied | 4DHPS209S-1P | D22C109S4-1P |  | 9000 | 10000 | 20 | 13 | 10 | 1.9 | 75 | 74 | 208106705
ECO-AIR | MOX230-09HFN1-MW5W | MSEPB-06HRFN1-MY5W |  | 6000 | 7000 | 26.5 | 15.8 | 13.6 | 2.1 | 121 | 107 | 208121863
ECO-AIR | MOD33-24HFN1-MT0W | MSEPD-24HRFN1-MU0W |  | 24000 | 25000 | 22 | 14 | 10 | 1.8 | 65 | 62 | 208121862
ELIOS | DEA12HOS28230E8 | DE12HIW23230E3 |  | 12000 | 12000 | 23.6 | 13.5 | 9.5 | 1.8 | 63 | 83 | 208119829
MOOVAIR | DMA24HOS28230E8 | DM24HIW23230E3 |  | 21600 | 23400 | 18.9 | 11.7 | 10.4 | 1.89 | 83 | 100 | 208119827
YONAN | YOD-24HFN1 | YCD-24HRFN1 |  | 24000 | 25000 | 21.5 | 12.5 | 9.7 | 2.2 | 76 | 74 | 208106979
CONCORD | 4DHPS209S-1P | DWM206S4-1P |  | 6000 | 7000 | 26.5 | 15.8 | 13.6 | 2.1 | 121 | 107 | 208106776
Armstrong Air | 4DHP2S48S-1P | D33C248S4-1P |  | 47000 | 50000 | 18.5 | 9.5 | 9.8 | 1.98 | 60 | 69 | 208106768
AirEase | 4DHP2S48S-1P | D33C248S4-1P |  | 47000 | 50000 | 18.5 | 9.5 | 9.8 | 1.98 | 60 | 69 | 208106763
CONCORD | 4DHPS209S-1P | DWM209S4-1P |  | 9000 | 10000 | 25.5 | 15 | 12.3 | 2.17 | 85 | 75 | 208106747
DUCANE | 4DHPS209S-1P | D22C109S4-1P |  | 9000 | 10000 | 20 | 13 | 10 | 1.9 | 75 | 74 | 208106716
DUCANE | 4DHP2S12S-1L | DWM212S4-1L |  | 12000 | 12000 | 23.5 | 13 | 10 | 2.16 | 70 | 57 | 208106713
CONCORD | 4DHP2S24S-1P | D33C224S4-1P |  | 23600 | 26000 | 21.5 | 12.3 | 9.6 | 2.2 | 73 | 71 | 208106695
CONCORD | 4DHP2S24S-1P | DWM224S4-1P |  | 24000 | 25000 | 22 | 14 | 9.9 | 1.8 | 65 | 62 | 208106692
AirEase | 4DHP2S12S-1P | D22C112S4-1P |  | 11800 | 12000 | 22.7 | 13.9 | 9.9 | 2.27 | 74 | 67 | 208106684
AirEase | 4DHP2S24S-1P | DWM224S4-1P |  | 24000 | 25000 | 22 | 14 | 9.9 | 1.8 | 65 | 62 | 208106683
AirEase | 4DHP2S12S-1P | DWM212S4-1P |  | 12000 | 12000 | 24.6 | 13.7 | 10.7 | 2.39 | 75 | 67 | 208106681
Armstrong Air | 4DHP2S24S-1P | D33C224S4-1P |  | 23600 | 26000 | 21.5 | 12.3 | 9.6 | 2.2 | 73 | 71 | 208106677
DUCANE | 4DHP2S24S-1P | DWM224S4-1P |  | 24000 | 25000 | 22 | 14 | 9.9 | 1.8 | 65 | 62 | 208106665
DUCANE | 4DHP2S12S-1P | DWM212S4-1P |  | 12000 | 12000 | 24.6 | 13.7 | 10.7 | 2.39 | 75 | 67 | 208106663
TEMPSTAR | DLCSRBH12AAJ | DLFSHCH12XAJ |  | 12000 | 12000 | 23.5 | 13 | 10 | 2.16 | 70 | 57 | 208447676
TEMPSTAR | DLCSRBH18AAK | DLFSHCH18XAK |  | 18000 | 18000 | 21.5 | 12.5 | 11.3 | 1.8 | 83 | 100 | 208447675
MIDEA | DLCSRBH12AAJ | DLFSHCH12XAJ |  | 12000 | 12000 | 23.5 | 13 | 10 | 2.16 | 70 | 57 | 208447668
MIDEA | DLCSRBH12AAK | DLFSHCH12XAK |  | 12000 | 12000 | 25.5 | 14 | 10.4 | 1.8 | 83 | 100 | 208447662
KENMORE | DLCSRBH18AAK | DLFSHCH18XAK |  | 18000 | 18000 | 21.5 | 12.5 | 11.3 | 1.8 | 83 | 100 | 208447659
KEEPRITE | DLCSRBH06AAK | DLFSHCH06XAK |  | 6000 | 7000 | 26.5 | 15.8 | 13.6 | 2.1 | 121 | 107 | 208447653
KEEPRITE | DLCSRBH18AAK | DLFSHCH18XAK |  | 18000 | 18000 | 21.5 | 12.5 | 11.3 | 1.8 | 83 | 100 | 208447651
HEIL | DLCSRBH18AAK | DLFSHCH18XAK |  | 18000 | 18000 | 21.5 | 12.5 | 11.3 | 1.8 | 83 | 100 | 208447643
HEIL | DLCSRBH24AAK | DLFSHCH24XAK |  | 24000 | 29000 | 21.5 | 13 | 11.4 | 2.21 | 73 | 86 | 208447639
DAY & NIGHT | DLCSRBH12AAK | DLFSHCH12XAK |  | 12000 | 12000 | 25.5 | 14 | 10.4 | 1.8 | 83 | 100 | 208447630
COMFORTMAKER | DLCSRBH06AAK | DLFSHCH06XAK |  | 6000 | 7000 | 26.5 | 15.8 | 13.6 | 2.1 | 121 | 107 | 208447629
YONAN | YS-12HRFN1-E0OU | YS-12HRFN1-E0 |  | 12000 | 12000 | 27 | 14 | 12 | 1.85 | 87 | 114 | 212615066
MDV | MOE30U-48HFN1-M[X] | MUE-48HRFN1-MW |  | 44000 | 58000 | 18.7 | 11.7 | 11 | 1.95 | 69 | 97 | 212615011
MOOVAIR | DMA12HOS25230E8 | DUB12HIFU230X5A |  | 12000 | 12000 | 25 | 13 | 11 | 2.38 | 77 | 70 | 212596839
SEA BREEZE+ | HSZ18H424ZMO | SCA18H424ZMI |  | 16700 | 20000 | 19.8 | 12.5 | 11.2 | 1.93 | 73 | 84 | 212595650
SEA BREEZE+ | HSZ12H424ZMO | SCA12H424ZMI |  | 12000 | 12500 | 23 | 13 | 10 | 1.8 | 76 | 88 | 212595647
SUPREME | NE-T52-SUPAE18E | NE-T52-SUPAE18I |  | 18000 | 18000 | 21.5 | 12.5 | 11.3 | 1.8 | 83 | 100 | 212579411
SUPREME | NE-T52-SUPAE12E | NE-T52-SUPAE12I |  | 12000 | 12000 | 25.5 | 14 | 10.4 | 1.8 | 83 | 100 | 212579410
AIRQUEST | DLCPRAH18AAK | DLFPHBH18XAK |  | 18000 | 18000 | 24.1 | 12.4 | 12 | 1.92 | 68 | 89 | 212521293
MIDEA | DLCPRAH18AAK | DLFPHBH18XAK |  | 18000 | 18000 | 24.1 | 12.4 | 12 | 1.92 | 68 | 89 | 212521290
KEEPRITE | DLCPRAH18AAK | DLFPHBH18XAK |  | 18000 | 18000 | 24.1 | 12.4 | 12 | 1.92 | 68 | 89 | 212521288
DAY & NIGHT | DLCPRAH18AAK | DLFPHBH18XAK |  | 18000 | 18000 | 24.1 | 12.4 | 12 | 1.92 | 68 | 89 | 212521286
BRYANT | 38MPRAQ18AA3 | 619PHBQ18XA3 |  | 18000 | 18000 | 24.1 | 12.4 | 12 | 1.92 | 68 | 89 | 212521280
TEMPSTAR | DLCPRAH12AAK | DLFPHBH12XAK |  | 12000 | 12000 | 18.2 | 11 | 10 | 1.82 | 57 | 103 | 212521272
MIDEA | DLCPRAH12AAK | DLFPHBH12XAK |  | 12000 | 12000 | 18.2 | 11 | 10 | 1.82 | 57 | 103 | 212521270
DAY & NIGHT | DLCPRAH12AAK | DLFPHBH12XAK |  | 12000 | 12000 | 18.2 | 11 | 10 | 1.82 | 57 | 103 | 212521262
Weathermaker | 38MPRAQ12AA3 | DHMPHBQ12XA3 |  | 12000 | 12000 | 18.2 | 11 | 10 | 1.82 | 57 | 103 | 212521254
CARRIER | 38MPRAQ12AA3 | 40MPHBQ12XA3 |  | 12000 | 12000 | 18.2 | 11 | 10 | 1.82 | 57 | 103 | 212521248
Custom Comfort | CCOXHASZ06HP | CCOXHA1C06 |  | 6500 | 7100 | 22 | 14.5 | 10.8 | 2 | 80 | 113 | 212365429
Custom Comfort | CCOXHASZ60CHP | CCOXHAFC60 |  | 55000 | 60000 | 17.3 | 9 | 10.2 | 1.97 | 67 | 94 | 212365428
Custom Comfort | CCOXHASZ17HP | CCOXHAFC18 |  | 17000 | 18000 | 20.5 | 12.5 | 9.8 | 1.86 | 67 | 93 | 212365424
Custom Comfort | CCOXHASZ17HP | CCOXHAWM18 |  | 18000 | 18000 | 21.5 | 12.5 | 11.3 | 1.8 | 83 | 100 | 212365406
Breeze33 | BZ33-HYP33OUT2-G2-P | BZ33-HYP33OUT2-G2-P |  | 33000 | 35000 | 19.5 | 12 | 10 | 1.8 | 82 | 99 | 212361762
MAXI AIR | NE-T52-SUPAE12E | NE-T52-SUPAE12I |  | 12000 | 12000 | 25.5 | 14 | 10.4 | 1.8 | 83 | 100 | 212348360
STEALTH | ACIQ-12ZPL-HP230B | ACIQ-12FM-HH-MC |  | 12000 | 12000 | 24.2 | 13.3 | 10.7 | 1.99 | 85 | 99 | 212316201
CARRIER | 38MARBQ24AA3 | 40MAQB24B--3 |  | 21600 | 23400 | 18.9 | 11.7 | 10.4 | 1.89 | 83 | 100 | 206400645
CARRIER | 38MARBQ12AA3 | 40MAQB12B--3 |  | 12000 | 12000 | 23.6 | 13.5 | 9.5 | 1.8 | 63 | 83 | 206400643
DIRECT AIR | MOX430-17HFN1-MT0W | MUEU-18HRFN1-M(C) |  | 17000 | 18000 | 20.5 | 12.5 | 9.8 | 1.86 | 67 | 93 | 206377758
MDV | MOD33-24HFN1-MT0W | MSEPD-24HRFN1-MU0W |  | 24000 | 25000 | 22 | 14 | 10 | 1.8 | 65 | 62 | 206369561
AIRQUEST | DLCSRBH12AAJ | DLFSHBH12XAJ |  | 12000 | 12000 | 22.7 | 12.5 | 10.4 | 2.06 | 74 | 56 | 206361913
TEMPSTAR | DLCSRBH12AAJ | DLFSHBH12XAJ |  | 12000 | 12000 | 22.7 | 12.5 | 10.4 | 2.06 | 74 | 56 | 206361903
KENMORE | DLCSRBH12AAJ | DLFSHBH12XAJ |  | 12000 | 12000 | 22.7 | 12.5 | 10.4 | 2.06 | 74 | 56 | 206361893
KEEPRITE | DLCSRBH24AAK | DLFSHBH24XAK |  | 23000 | 26000 | 22.3 | 12.5 | 10.3 | 1.8 | 73 | 88 | 206361892
KEEPRITE | DLCSRBH09AAK | DLFSHBH09XAK |  | 9000 | 12000 | 26.4 | 15.8 | 11.6 | 1.85 | 78 | 92 | 206361889
HEIL | DLCSRBH18AAK | DLFSHBH18XAK |  | 18000 | 18000 | 22 | 13 | 10.6 | 1.89 | 62 | 96 | 206361886
HEIL | DLCSRBH12AAJ | DLFSHBH12XAJ |  | 12000 | 12000 | 22.7 | 12.5 | 10.4 | 2.06 | 74 | 56 | 206361883
DAY & NIGHT | DLCSRBH09AAK | DLFSHBH09XAK |  | 9000 | 12000 | 26.4 | 15.8 | 11.6 | 1.85 | 78 | 92 | 206361879
COMFORTMAKER | DLCSRBH24AAK | DLFSHBH24XAK |  | 23000 | 26000 | 22.3 | 12.5 | 10.3 | 1.8 | 73 | 88 | 206361877
ARCOAIRE | DLCSRBH18AAK | DLFSHBH18XAK |  | 18000 | 18000 | 22 | 13 | 10.6 | 1.89 | 62 | 96 | 206361871
MDV | MOX230-12HFN1-MV5W | MSAG11B-12HRFN1-MV0W(GA) |  | 12000 | 12000 | 23.1 | 13 | 10.8 | 2.41 | 83 | 70 | 206361866
MDV | MOD30-24HFN1-MU0W | MSAG11D-23HRFN1-MU0W |  | 23000 | 26000 | 22.3 | 12.5 | 10.3 | 1.8 | 73 | 88 | 206361863
BLUERIDGE | BMY48UC | BM48MFCC |  | 48000 | 50000 | 18.9 | 9.3 | 10 | 1.85 | 58 | 70 | 207571385
NOVAIR | LEA18SZ25SK-O | LEA18UUSK-I |  | 18000 | 18000 | 24 | 13.5 | 10.5 | 2.44 | 78 | 71 | 207526951
BLUERIDGE | BMY12HH26C | BMY12HH26WM |  | 12000 | 12000 | 25.5 | 14 | 10.4 | 1.8 | 83 | 100 | 207339184
MRCOOL | O-HH-24-HP-C-230A | O-24-HP-WMAH-230B |  | 24000 | 29000 | 21.5 | 13 | 11.4 | 2.21 | 73 | 86 | 207339164
MDV | MOD30-24HFN1-MU0W | MCD1-24HRFN1-MT0W(GA) |  | 24000 | 25000 | 20.5 | 11 | 11.5 | 2 | 84 | 103 | 207338219
MDV | MOD33-24HFN1-MT0W | MCD1-24HRFN1-MT0W(GA) |  | 24000 | 25000 | 21.5 | 12.5 | 9.7 | 2.2 | 76 | 74 | 207338218
CanAir | C28SCH09H21 | C28SEH09H21 |  | 9000 | 12000 | 28.1 | 16.2 | 11.5 | 2 | 79 | 88 | 207683256
CanAir | C28SCH06H21 | C28SEH06H21 |  | 6000 | 7000 | 26.5 | 15.8 | 13.6 | 2.1 | 121 | 107 | 207683255
NAPOLEON | NDHAS26-24-O | NDHAS26-24-I |  | 24000 | 29000 | 21.5 | 13 | 11.4 | 2.21 | 73 | 86 | 207683236
COMFORTSTAR | CHF18CD(O) | FPA-18 |  | 17000 | 18000 | 20.5 | 12.5 | 9.8 | 1.86 | 67 | 93 | 207658960
COMFORTSTAR | CZP18CD(O) | FPA-18 |  | 18000 | 20000 | 23 | 12.5 | 10 | 2.08 | 64 | 65 | 207658955
COMFORTSTAR | CHF36CD(O) | TIP-36 |  | 36000 | 40000 | 19.4 | 9.5 | 10.5 | 1.85 | 83 | 100 | 207658953
COMFORTSTAR | CZP24CD(O) | TPA-24C |  | 24000 | 25000 | 21.5 | 12.5 | 9.7 | 2.2 | 76 | 74 | 207658946
COMFORTSTAR | CZP09CD(O) | TPA-09C |  | 9000 | 10000 | 20 | 13 | 10 | 1.9 | 75 | 74 | 207658943
COMFORTSTAR | CHF24CD(O) | CHF24CD(I) |  | 24000 | 29000 | 21.5 | 13 | 11.4 | 2.21 | 73 | 86 | 207658929
MDV | MOX330-09HFN1-MY5W-L | MCA3U-09HRFN1-M(C) |  | 9000 | 9800 | 20.5 | 13 | 10.2 | 1.8 | 92 | 102 | 207658613
MDV | MOX330-09HFN1-MY5W-L | MSEPB-09HRFN1-MY5W(GA) |  | 9000 | 12000 | 28.1 | 16.2 | 11.5 | 2 | 79 | 88 | 207658605
MDV | MOX430-18HFN1-MU0W-L | MCA3U-18HRFN1-M(C) |  | 16000 | 19000 | 20.5 | 12.5 | 10.4 | 2.16 | 63 | 67 | 207658602
SENVILLE | SENA/09HF/OQ | SENA/09HF/IQ |  | 9000 | 12000 | 28.1 | 16.2 | 11.5 | 2 | 79 | 88 | 207657627
KERR | A-KMH24SV-1 | B-KMH24SV-1 |  | 24000 | 29000 | 21.5 | 13 | 11.4 | 2.21 | 73 | 86 | 207657397
KERR | A-KMH06SV-1 | B-KMH06SV-1 |  | 6000 | 7000 | 26.5 | 15.8 | 13.6 | 2.1 | 121 | 107 | 207657393
COMFORT-AIRE | A-VMH24SV-1 | B-VMH24SV-1 |  | 24000 | 29000 | 21.5 | 13 | 11.4 | 2.21 | 73 | 86 | 207657389
COMFORT-AIRE | A-VMH09SV-1 | B-VMH09SV-1 |  | 9000 | 12000 | 28.1 | 16.2 | 11.5 | 2 | 79 | 88 | 207657386
SENVILLE | SENA/24HF/OQ | SENA/24HF/ICQ |  | 24000 | 25000 | 20.5 | 11 | 11.5 | 2 | 84 | 103 | 207641344
SENVILLE | SENA/09HF/OQ | SENA/09HF/ICZ |  | 9000 | 9800 | 20.5 | 13 | 10.3 | 1.8 | 92 | 102 | 207641341
SMART COMFORT | DLCPRBH12AAK | DLFPHBH12XAK |  | 12000 | 12000 | 25.3 | 14 | 11.7 | 1.85 | 87 | 114 | 207614976
MIDEA | DLCPRBH09AAK | DLFPHBH09XAK |  | 9000 | 12000 | 27 | 16 | 17.5 | 1.85 | 87 | 114 | 207614971
KENMORE | DLCPRBH12AAK | DLFPHBH12XAK |  | 12000 | 12000 | 25.3 | 14 | 11.7 | 1.85 | 87 | 114 | 207614970
ELIOS | DEA24HOS28230E8 | DEA24HIW25230E8 |  | 24000 | 29000 | 21.5 | 13 | 11.4 | 2.21 | 73 | 86 | 207742432
ELIOS | DEA09HOS28230E8 | DEA09HIW25230E8 |  | 9000 | 12000 | 28.1 | 16.2 | 11.5 | 2 | 79 | 88 | 207742429
C&H | CH-N48LCU-230VO | CH-N48LCCT-230VI |  | 48000 | 50000 | 18.5 | 9.5 | 9.8 | 1.98 | 60 | 69 | 207742341
C&H | CH-HPR18-230VO | CH-18MSPHFC-230VI |  | 17000 | 18000 | 20.5 | 12.5 | 9.8 | 1.86 | 67 | 93 | 207742334
C&H | CH-HPR09-230VO | CH-B09MOLVWM-230VI |  | 9000 | 12000 | 26.4 | 15.8 | 11.6 | 1.85 | 78 | 92 | 210665992
C&H | CH-ES09-230VO | CH-B09MOLVWM-230VI |  | 9000 | 10000 | 24 | 14.7 | 11.6 | 2.25 | 81 | 75 | 210665988
LENNOX | MLB024S4S-1P | M33C024S4* |  | 24000 | 25000 | 20.5 | 11 | 11.5 | 2 | 84 | 103 | 210665645
LENNOX | MLB024S4S-1P | MCFA024S4* |  | 24000 | 25000 | 20.5 | 11.7 | 11 | 2.1 | 76 | 100 | 210665639
LENNOX | MPC012S4S-1P | M22A012S4* |  | 11800 | 12000 | 22.7 | 13.9 | 9.9 | 2.27 | 74 | 67 | 210665622
LENNOX | MPC024S4S-1P | MWMC024S4* |  | 24000 | 25000 | 22 | 14 | 9.9 | 1.8 | 65 | 62 | 210665606
LENNOX | MPC012S4S-1L | MWMC012S4* |  | 12000 | 12000 | 23.5 | 12.8 | 10 | 2.16 | 70 | 57 | 210665602
Relief Sciences | LANG09OD25-1 | LANG09ID-25 |  | 9000 | 10000 | 24 | 14.7 | 11.6 | 2.25 | 81 | 75 | 210655373
MDV | MOE30U-36HFN1-M(GA)-L | MCD1-36HRFN1-M(GA) |  | 36000 | 40000 | 19.4 | 9.5 | 10.5 | 1.85 | 83 | 100 | 210644046
MDV | MOD30-24HFN1-MU0W-L | MCD1-24HRFN1-MT0W(GA) |  | 24000 | 25000 | 20.5 | 11 | 11.5 | 2 | 84 | 103 | 210644045
MDV | MOD30-24HFN1-MU0W-L | MUEU-24HRFN1-M(C) |  | 24000 | 25000 | 20.5 | 11.7 | 11 | 2.1 | 76 | 100 | 210644042
MDV | MOX230-09HFN1-MW5W-L | MCA3U-09HRFN1-M(C) |  | 8900 | 10000 | 20 | 13 | 10 | 1.9 | 75 | 74 | 210644036
Conforto | MHSZ118DA | MHWAL18DA |  | 18000 | 18000 | 21.5 | 12.5 | 11.3 | 1.8 | 83 | 100 | 210605804
Conforto | MHSZ112DA | MHWAL12DA |  | 12000 | 12000 | 25.5 | 14 | 10.4 | 1.8 | 83 | 100 | 210605803
KEEPRITE | DLCSRBH18AAK | DLFSOAH18XAK |  | 16700 | 20000 | 19.8 | 12.5 | 11.2 | 1.93 | 73 | 84 | 210857443
KEEPRITE | DLCSRBH06AAK | DLFSOAH09XAK |  | 6500 | 7100 | 22 | 14.5 | 10.8 | 2 | 80 | 113 | 210857442
DAY & NIGHT | DLCSRBH06AAK | DLFSOAH09XAK |  | 6500 | 7100 | 22 | 14.5 | 10.8 | 2 | 80 | 113 | 210857434
COMFORTMAKER | DLCSRBH12AAK | DLFSOAH18XAK |  | 12000 | 12500 | 23 | 13 | 10 | 1.8 | 76 | 88 | 210857432
ARCOAIRE | DLCSRBH12AAK | DLFSOAH18XAK |  | 12000 | 12500 | 23 | 13 | 10 | 1.8 | 76 | 88 | 210857428
Cooper&Hunter | CH-HPR06F9-230VO | CH-06MCT1W-230VI |  | 6500 | 7100 | 22 | 14.5 | 10.8 | 2 | 80 | 113 | 210857420
Cooper&Hunter | CH-ES12-230VO | CH-12MCT1W-230VI |  | 12000 | 12500 | 22 | 12.6 | 9.8 | 2.21 | 62 | 62 | 210857418
Cooper&Hunter | CH-ES09-230VO | CH-06MCT1W-230VI |  | 6500 | 7100 | 22 | 14.5 | 10.8 | 2 | 80 | 113 | 210857416
DIYCOOL | ACIQ-60ZPL-HP230B | ACIQ-60FM-HH-MB |  | 55000 | 60000 | 17.3 | 9 | 10.2 | 1.97 | 67 | 94 | 210857346
DIYCOOL | ACIQ-36ZPL-HP230B | ACIQ-36CC-HH-MB |  | 36000 | 40000 | 19.4 | 9.5 | 10.5 | 1.85 | 83 | 100 | 210857339
DIYCOOL | ACIQ-09ZPL-HP230B | ACIQ-09W-HH-MC |  | 9000 | 12000 | 28.1 | 16.2 | 11.5 | 2 | 79 | 88 | 210857335
DIYCOOL | ACIQ-06ZPL-HP230B | ACIQ-06W-HH-MC |  | 6000 | 7000 | 26.5 | 15.8 | 13.6 | 2.1 | 121 | 107 | 210857334
ACIQ | ACIQ-60ZPL-HP230B | ACIQ-60FM-HH-MB |  | 55000 | 60000 | 17.3 | 9 | 10.2 | 1.97 | 67 | 94 | 210857326
ACIQ | ACIQ-12ZPL-HP230B | ACIQ-12W-HH-MC |  | 12000 | 12000 | 25.5 | 14 | 10.4 | 1.8 | 83 | 100 | 210857316
ACIQ | ACIQ-09ZPL-HP230B | ACIQ-09W-HH-MC |  | 9000 | 12000 | 28.1 | 16.2 | 11.5 | 2 | 79 | 88 | 210857315
ACIQ | ACIQ-06ZPL-HP230B | ACIQ-06W-HH-MC |  | 6000 | 7000 | 26.5 | 15.8 | 13.6 | 2.1 | 121 | 107 | 210857314
1HVAC | ACIQ-36ZPL-HP230B | ACIQ-36CC-HH-MB |  | 36000 | 40000 | 19.4 | 9.5 | 10.5 | 1.85 | 83 | 100 | 210857299
1HVAC | ACIQ-18ZPL-HP230B | ACIQ-18W-HH-MC |  | 18000 | 18000 | 21.5 | 12.5 | 11.3 | 1.8 | 83 | 100 | 210857297
1HVAC | ACIQ-09ZPL-HP230B | ACIQ-09W-HH-MC |  | 9000 | 12000 | 28.1 | 16.2 | 11.5 | 2 | 79 | 88 | 210857295
MDV | MOX230-09HFN1-MW5W | MCBU-09HRFN1-MU0-CA |  | 6500 | 7100 | 22 | 14.5 | 10.8 | 2 | 80 | 113 | 210857291
MDV | MOX330-09HFN1-MY5W | MCBU-09HRFN1-MU0-CA |  | 9000 | 10900 | 24 | 13 | 12.4 | 1.8 | 90 | 96 | 210857289
DIAMONDAIR | D2012SHO2 | DF2012CI |  | 12000 | 12000 | 22.3 | 12.7 | 10.2 | 1.89 | 83 | 94 | 210857270
DIAMONDAIR | D2009SHO2 | DF2009CI |  | 9000 | 9800 | 20.5 | 13 | 10.3 | 1.8 | 92 | 102 | 210857269
DUCANE | 4DHP2S24S-1P | D33C224S4-*P |  | 23600 | 26000 | 21.5 | 12.3 | 9.6 | 2.2 | 73 | 71 | 211034588
DUCANE | 4DHP2S12S-1P | DWM212S4-*P |  | 12000 | 12000 | 24.6 | 13.7 | 10.7 | 2.39 | 75 | 67 | 211034573
CONCORD | 4DHP2S24S-1P | D33C224S4-*P |  | 23600 | 26000 | 21.5 | 12.3 | 9.6 | 2.2 | 73 | 71 | 211034562
CONCORD | 4DHPS209S-1P | D22C109S4-*P |  | 8900 | 10000 | 20 | 13 | 10 | 1.9 | 75 | 74 | 211034559
CONCORD | 4DHP2S24S-1P | DWM224S4-*P |  | 24000 | 25000 | 22 | 14 | 9.9 | 1.8 | 65 | 62 | 211034549
Armstrong Air | 4DHP2S18S-1P | D22C118S4-*P |  | 16000 | 19000 | 20.5 | 12.5 | 10.4 | 2.16 | 63 | 67 | 211034535
Armstrong Air | 4DHPS209S-1P | DWM209S4-*P |  | 9000 | 10000 | 25.5 | 15 | 11.9 | 2.17 | 85 | 75 | 211034520
Armstrong Air | 4DHP2S12S-1L | DWM212S4-*L |  | 12000 | 12000 | 23.5 | 12.8 | 10 | 2.16 | 70 | 57 | 211034519
Allied | 4DHPS209S-1P | D22C109S4-*P |  | 8900 | 10000 | 20 | 13 | 10 | 1.9 | 75 | 74 | 211034507
Allied | 4DHP2S18S-1P | DWM218S4-*P |  | 18000 | 19000 | 23.5 | 12.4 | 10.7 | 2.02 | 78 | 59 | 211034496
Allied | 4DHPS209S-1P | DWM209S4-*P |  | 9000 | 10000 | 25.5 | 15 | 11.9 | 2.17 | 85 | 75 | 211034494
AirEase | 4DHP2S18S-1P | D22C118S4-*P |  | 16000 | 19000 | 20.5 | 12.5 | 10.4 | 2.16 | 63 | 67 | 211034483
AirEase | 4DHPS209S-1P | D22C109S4-*P |  | 8900 | 10000 | 20 | 13 | 10 | 1.9 | 75 | 74 | 211034481
AirEase | 4DHP2S24S-1P | DWM224S4-*P |  | 24000 | 25000 | 22 | 14 | 9.9 | 1.8 | 65 | 62 | 211034471
DUCANE | 4DHP2S12S-1P | D22C112S4-*P |  | 11800 | 12000 | 22.7 | 13.9 | 9.9 | 2.27 | 74 | 67 | 211034586
PolarWave | ACIQ-12ZPL-HP230B | ACIQ-12FM-HH-MC |  | 12000 | 12000 | 24.2 | 13.3 | 10.7 | 1.99 | 85 | 99 | 212316115
PolarWave | ACIQ-09ZPL-HP230B | SCC-0609-HH-M |  | 9000 | 10900 | 24 | 13 | 12.4 | 1.8 | 90 | 96 | 212316112
PolarWave | ACIQ-60ZPL-HP230B | ACIQ-60FM-HH-MB |  | 55000 | 60000 | 17.3 | 9 | 10.2 | 1.97 | 67 | 94 | 212316110
PolarWave | ACIQ-12ZPL-HP230B | ACIQ-12W-HH-MC |  | 12000 | 12000 | 25.5 | 14 | 10.4 | 1.8 | 83 | 100 | 212316100
PolarWave | ACIQ-18ZPL-HP230B | ACIQ-18FM-HH-MB |  | 17000 | 18000 | 20.5 | 12.5 | 9.8 | 1.86 | 67 | 93 | 212316083
PolarWave | ACIQ-24ZPL-HP230B | ACIQ-24W-HH-MB |  | 24000 | 29000 | 21.5 | 13 | 11.4 | 2.21 | 73 | 86 | 212316074
PolarWave | ACIQ-12ZPL-HP230B | ACIQ-12W-HH-MB |  | 12000 | 12000 | 25.5 | 14 | 10.4 | 1.8 | 83 | 100 | 212316072
KLIMAIRE | KSIE024-H220-O-2 | KTIS24-H2 |  | 24000 | 25000 | 21.5 | 12.5 | 9.7 | 2.2 | 76 | 74 | 212316045
KADEN | KO-PSX09HP-2AAMA | KI-PSX09CW-2AAMA |  | 9000 | 11000 | 22.5 | 13 | 11.5 | 2.34 | 73 | 70 | 211793572
KADEN | KO-PSX09HP-2AAMA | KI-PSX09CT-2AAMA |  | 9000 | 10000 | 20 | 13 | 10 | 1.9 | 75 | 74 | 211793571
LPS Legacy | DLCSRBH12AAK | DLFCCAH12XAK |  | 12000 | 12500 | 23 | 13 | 10 | 1.8 | 76 | 88 | 211756599
LPS Legacy | DLCSRBH09AAK | DLFCCAH09XAK |  | 9000 | 10900 | 24 | 13 | 12.4 | 1.8 | 90 | 96 | 211756596
LPS Legacy | DLCSRBH06AAK | DLFSOAH09XAK |  | 6500 | 7100 | 22 | 14.5 | 10.8 | 2 | 80 | 113 | 211756593
LPS Legacy | DLCSRBH12AAK | DLFSFBH12XAK |  | 12000 | 12000 | 24.2 | 13.3 | 10.7 | 1.99 | 85 | 99 | 211756591
LPS Legacy | DLCSRBH12AAK | DLFSHCH12XAK |  | 12000 | 12000 | 25.5 | 14 | 10.4 | 1.8 | 83 | 100 | 211756583
LPS Legacy | DLCPRBH18AAK | DLFPHBH18XAK |  | 18000 | 20000 | 26.3 | 15.3 | 15.5 | 2.89 | 101 | 120 | 211756581
LPS Legacy | DLCSRBH24AAK | DLFSFAH24XAK |  | 24000 | 25000 | 20.5 | 11.7 | 11 | 2.1 | 76 | 100 | 211756580
LPS Legacy | DLCSRBH09AAK | DLFSCAH09XAK |  | 9000 | 9800 | 20.5 | 13 | 10.3 | 1.8 | 92 | 102 | 211756567
LPS Legacy | DLCPRAH24AAK | DLFPHAH24XAK |  | 22000 | 24000 | 23.5 | 13.7 | 10.5 | 1.94 | 64 | 98 | 211756553
MDV | MOD30-33HFN1-MSR0W | MSEPD-33HRFN1-MSR0W |  | 33000 | 35000 | 19.5 | 12 | 10 | 1.8 | 82 | 99 | 211749870
PIONEER | YN018GMFI22RPE | WS018GMFI22HLE |  | 18000 | 18000 | 23.7 | 13.5 | 10.3 | 2.39 | 78 | 69 | 208101240
PIONEER | YN012AMFI22RPE | WS012AMFI22HLE |  | 12000 | 12000 | 22.7 | 12.5 | 10 | 2 | 70 | 54 | 208101237
PIONEER | YN009AMFI22RPE | WS009AMFI22HLE |  | 12000 | 12000 | 22.7 | 12.5 | 10 | 2 | 70 | 54 | 208101236
MOOVAIR | DMA09HOS25230E8 | DMA06HIW25230E8 |  | 6000 | 7000 | 26.5 | 15.8 | 13.6 | 2.1 | 121 | 107 | 208075829
Breeze33 | BZ33-HYP24OUT2-G2-P | BZ33-IFMU24-G2-P |  | 24000 | 25000 | 20.5 | 11.7 | 11 | 2.1 | 76 | 100 | 207862084
Breeze33 | BZ33-HYP24OUT2-G2-P | BZ33-CASS24-G2-P |  | 24000 | 25000 | 20.5 | 11 | 11.5 | 2 | 84 | 103 | 207862078
AC PRO.COM | AOX330-12HFN1-MW5W | AFAU-12HRFN1-M(C) |  | 12000 | 12000 | 23.6 | 13 | 10 | 1.89 | 80 | 100 | 207827158
AC PRO.COM | AOX430-18HFN1-MU0W | ASEPC-18HRFN1-MU0W |  | 18000 | 19000 | 23.5 | 12.5 | 10.8 | 2.02 | 78 | 59 | 207827147
AC PRO.COM | AOX230-09HFN1-MW5W | ASEPB-09HRFN1-MY5W(GA) |  | 9000 | 10000 | 25.5 | 15 | 12.3 | 2.17 | 85 | 75 | 207827145
ZENAIR TECHNOLOGIES | ZEN-WM12HP23S/O | ZEN-WM12HP23S/I |  | 12000 | 12000 | 23.1 | 13 | 10.5 | 1.88 | 86 | 92 | 207827123
CARRIER | 38MPRBQ18AA3 | 40MPHBQ18XA3 |  | 18000 | 20000 | 26.3 | 15.3 | 15.5 | 2.89 | 101 | 120 | 207826658
PAYNE | 38MPRBQ18AA3 | DHMPHBQ18XA3 |  | 18000 | 20000 | 26.3 | 15.3 | 15.5 | 2.89 | 101 | 120 | 207826654
SMART COMFORT | DLCPRBH18AAK | DLFPHBH18XAK |  | 18000 | 20000 | 26.3 | 15.3 | 15.5 | 2.89 | 101 | 120 | 207826652
TEMPSTAR | DLCPRBH18AAK | DLFPHBH18XAK |  | 18000 | 20000 | 26.3 | 15.3 | 15.5 | 2.89 | 101 | 120 | 207826651
LENNOX | LISH024000P431-D | LIUH024180P431-C |  | 24000 | 24000 | 21.2 | 12.5 | 10.3 | 2.2 | 67 | 76 | 207825601
LENNOX | LISH018000P431-D | LIUH018180P431-C |  | 18000 | 20000 | 23 | 12.5 | 10 | 2.08 | 64 | 65 | 207825600
DIYCOOL | ACIQ-24ZPL-HP230B | ACIQ-24FM-HH-MB |  | 24000 | 25000 | 20.5 | 11.7 | 11 | 2.1 | 76 | 100 | 207825563
DIYCOOL | ACIQ-18ZPL-HP230B | ACIQ-18W-HH-MB |  | 18000 | 18000 | 21.5 | 12.5 | 11.3 | 1.8 | 83 | 100 | 207825552
ACIQ | ACIQ-24ZPL-HP230B | ACIQ-24FM-HH-MB |  | 24000 | 25000 | 20.5 | 11.7 | 11 | 2.1 | 76 | 100 | 207825544
ACIQ | ACIQ-18ZPL-HP230B | ACIQ-18FM-HH-MB |  | 17000 | 18000 | 20.5 | 12.5 | 9.8 | 1.86 | 67 | 93 | 207825543
EMI | MHSZ124DA | MHWAL24DA |  | 24000 | 29000 | 21.5 | 13 | 11.4 | 2.21 | 73 | 86 | 208121927
EMI | MHSZ118DA | MHWAL18DA |  | 18000 | 18000 | 21.5 | 12.5 | 11.3 | 1.8 | 83 | 100 | 208121926
Alsetria | MOX430-17HFN1-MT0W | MSEPC-18HRFN1-MU0W |  | 18000 | 18000 | 21.5 | 12.5 | 11.3 | 1.8 | 83 | 100 | 208121903
LENNOX | MLB009S4S-1P | MWMC009S4-1P |  | 9000 | 12000 | 28.1 | 16.2 | 11.5 | 2 | 79 | 88 | 207683520
LENNOX | MLB018S4S-1P | MWMC018S4-1P |  | 18000 | 18000 | 21.5 | 12.5 | 11.2 | 1.8 | 83 | 100 | 207683522
LENNOX | MLB012S4S-1P | M22A012S4-2P |  | 12000 | 12000 | 22.3 | 12.7 | 10.2 | 1.89 | 83 | 94 | 207683532
LENNOX | MLB024S4S-1P | M33C024S4-1P |  | 24000 | 25000 | 20.5 | 11 | 11.5 | 2 | 84 | 103 | 207683534
KANIONco | KWSM-09IR410AHS24MV | KWSM-09IR410AHS24MV |  | 9000 | 10000 | 24 | 14 | 11.4 | 2.18 | 83 | 78 | 207699079
Convectair | 8028-C12-O | 8028-C12-I |  | 12000 | 12000 | 25.5 | 14 | 10.4 | 1.8 | 83 | 100 | 207709205
C&H | CH-HPR12-230VO | CH-12MASTWM-230VI |  | 12000 | 12000 | 25.5 | 14 | 10.4 | 1.8 | 83 | 100 | 207740502
C&H | CH-ES18-230VO | CH-18MSPHCT-230VI |  | 16000 | 19000 | 20.5 | 12.5 | 10.5 | 2.16 | 63 | 67 | 207742321
C&H | CH-HPR09-230VO | CH-09MSPHCT-230VI |  | 9000 | 9800 | 20.5 | 13 | 10.3 | 1.8 | 92 | 102 | 207742327
C&H | CH-HPR12-230VO | CH-12MSPHMC-230VI |  | 12000 | 12000 | 23.6 | 13 | 10 | 1.89 | 80 | 100 | 207742331
C&H | CH-N48LCU-230VO | CH-48LCFC/I |  | 48000 | 50000 | 18.9 | 9.3 | 10 | 1.85 | 58 | 70 | 207742343
BOSCH | BMS500-AAS009-1CSXRC | BMS500-AAU009-1AHCXB |  | 9000 | 10000 | 20 | 13 | 10 | 1.9 | 75 | 74 | 207760012
BOSCH | BMS500-AAS012-1CSXHC | BMS500-AAU012-1AHCXB |  | 12000 | 12000 | 22.3 | 12.7 | 10.2 | 1.89 | 83 | 94 | 207760014
BOSCH | BMS500-AAS024-1CSXRC | BMS500-AAU024-1AHCXC |  | 24000 | 25000 | 21.5 | 12.5 | 9.7 | 2.2 | 76 | 74 | 207760017
BOSCH | BMS500-AAS012-1CSXRC | BMS500-AAU012-1AHCXB |  | 12000 | 12000 | 22.7 | 14 | 10 | 2.27 | 74 | 67 | 207760045
COMFORTSTAR | CZP18CD(O) | TPA-18 |  | 16000 | 19000 | 20.5 | 12.5 | 10.5 | 2.16 | 63 | 67 | 207765975
C&H | CH-ES09-115VO | CH-09OLVWM-115VI |  | 9000 | 10000 | 23 | 13.8 | 9.8 | 2.06 | 59 | 67 | 207765977
Durastar | DRA1U12S1B | DRAC12F1A |  | 12000 | 12000 | 22.7 | 14 | 10 | 2.27 | 74 | 67 | 207787136
Durastar | DRA1U24S1B | DRAC24F1B |  | 24000 | 25000 | 21.5 | 12.5 | 9.7 | 2.2 | 76 | 74 | 207787144
KARDA | 3KARDA18SZO | 3KARDA18UVC |  | 16000 | 17000 | 20 | 12.5 | 9.5 | 1.75 | 92 | 94 | 207796641
CanAir | C23SCH18H22 | C28SEH18H21 |  | 18000 | 18000 | 21.5 | 12.5 | 11.3 | 1.8 | 83 | 100 | 207796645
MIDEA | MOX230-09HFN1-BW0W | MSAG11B-09HRFN1-BU5W |  | 9000 | 10000 | 23 | 13.8 | 9.8 | 2.06 | 59 | 67 | 207821929
MIDEA | MOX230-09HFN1-MW5W | MSAG11B-09HRFN1-MX7W(GA) |  | 9000 | 10000 | 24 | 14.7 | 11.6 | 2.25 | 81 | 75 | 207821930
MIDEA | MOX430-18HFN1-MT8W | MSAG11D-18HRFN1-MT8W |  | 18000 | 18000 | 24 | 13.5 | 10.5 | 2.44 | 78 | 71 | 207821934
ECO AC | EHH-O9BB | EHH-W09BB |  | 9000 | 10000 | 24 | 14 | 11.4 | 2.18 | 83 | 78 | 207825490
1HVAC | ACIQ-18ZPL-HP230B | ACIQ-18W-HH-MB |  | 18000 | 18000 | 21.5 | 12.5 | 11.3 | 1.8 | 83 | 100 | 207825514
1HVAC | ACIQ-09ZPL-HP230B | ACIQ-09CC-HH-MB |  | 9000 | 9800 | 20.5 | 13 | 10.3 | 1.8 | 92 | 102 | 207825516
1HVAC | ACIQ-12ZPL-HP230B | ACIQ-12CC-HH-MB |  | 12000 | 12000 | 22.3 | 12.7 | 10.2 | 1.89 | 83 | 94 | 207825517
1HVAC | ACIQ-18ZPL-HP230B | ACIQ-18FM-HH-MB |  | 17000 | 18000 | 20.5 | 12.5 | 9.8 | 1.86 | 67 | 93 | 207825524
ACIQ | ACIQ-18ZPL-HP230B | ACIQ-18CC-HH-MB |  | 16000 | 17000 | 20 | 12.5 | 9.5 | 1.75 | 92 | 94 | 207825537
LENNOX | MPC048S4S-1P | M33C048S4-1P |  | 47000 | 50000 | 18.5 | 9.5 | 9.8 | 1.98 | 60 | 69 | 207683519
LENNOX | MLB012S4S-1P | MWMC012S4-1P |  | 12000 | 12000 | 25.5 | 13.5 | 10.4 | 1.8 | 83 | 100 | 207683521
LENNOX | MLB024S4S-1P | MWMC024S4-1P |  | 24000 | 29000 | 21.5 | 13 | 11.4 | 2.21 | 73 | 86 | 207683523
LENNOX | MLB009S4S-1P | M22A009S4-2P |  | 9000 | 9800 | 20.5 | 13 | 10.2 | 1.8 | 92 | 102 | 207683531
KANIONco | KWSM-09IR410AHS24MVL | KWSM-09IR410AHS24MVL |  | 9000 | 10000 | 24 | 14 | 9.6 | 2 | 60 | 65 | 207699077
KANIONco | KWSM-18IR410AHS23.5MV | KWSM-18IR410AHS23.5MV |  | 18000 | 18000 | 23.7 | 13.5 | 10.3 | 2.39 | 78 | 69 | 207699081
MDV | MOD30-18HFN1-MZ22W | MSAB2F-18HRFN1-MZ22W |  | 18000 | 18000 | 26.2 | 14.5 | 12 | 1.95 | 68 | 91 | 202415591
MIDEA | MOD30-22HFN1-MW5W | MSAB2F-22HRFN1-MW5W |  | 22000 | 24000 | 23.5 | 13.7 | 10.5 | 1.94 | 64 | 98 | 202415592
MIDEA | MOD30-18HFN1-MZ22W | MSAB2F-18HRFN1-MZ22W |  | 18000 | 18000 | 26.2 | 14.5 | 12 | 1.95 | 68 | 91 | 202415593
CARRIER | 38MPRAQ18AA3 | 40MPHAQ18XA3 |  | 18000 | 18000 | 26.2 | 14.5 | 12 | 1.95 | 68 | 91 | 202463634
MIDEA | 38MPRAQ18AA3 | DHMPHAQ18XA3 |  | 18000 | 18000 | 26.2 | 14.5 | 12 | 1.95 | 68 | 91 | 202463640
Cooper&Hunter | CH-ES24-230VO | CH-24MSPHFC-230VI |  | 24000 | 24000 | 21.2 | 12.5 | 10.3 | 2.2 | 67 | 76 | 210799590
Cooper&Hunter | CH-HPR09-230VO | CH-09MSPHCT-230VI |  | 9000 | 9800 | 20.5 | 13 | 10.3 | 1.8 | 92 | 102 | 210799591
Cooper&Hunter | CH-HPR24-230VO | CH-D24MSPHWM-230VI |  | 21600 | 23400 | 18.9 | 11.7 | 10.4 | 1.89 | 83 | 100 | 210799658
Cooper&Hunter | CH-ES18-230VO | CH-18MASTWM-230VI |  | 18000 | 19000 | 23.5 | 12.5 | 10.8 | 2.02 | 78 | 59 | 210799672
Cooper&Hunter | CH-ES18-230VO | CH-16MMC-230VI |  | 16000 | 17000 | 22.4 | 12.5 | 10.4 | 2.32 | 79 | 75 | 210799676
C&H | CH-ES24-230VO | CH-24MASTWM-230VI |  | 24000 | 25000 | 22 | 14 | 10 | 1.8 | 65 | 62 | 209937048
C&H | CH-ES12-230VO | CH-12MASTWM-230VI |  | 12000 | 12000 | 24.6 | 13.7 | 10.7 | 2.39 | 75 | 67 | 209937050
MIDEA | 38MARBQ12AA3 | 40MBFAQ12XA3 |  | 12000 | 12000 | 24.2 | 13.3 | 10.7 | 1.99 | 85 | 99 | 209948190
COMFORTMAKER | DLCSRBH12AAK | DLFSFBH12XAK |  | 12000 | 12000 | 24.2 | 13.3 | 10.7 | 1.99 | 85 | 99 | 209948192
TEMPSTAR | DLCSRBH12AAK | DLFSFBH12XAK |  | 12000 | 12000 | 24.2 | 13.3 | 10.7 | 1.99 | 85 | 99 | 209948198
PERFECTAIRE | 3PAMSHH12-SZO | 3PAMSCONH12-2 |  | 12000 | 12000 | 24.2 | 13.3 | 10.7 | 1.99 | 85 | 99 | 210410111
SEA BREEZE+ | SZ18H424ZMO | SCA18H424ZMI |  | 18000 | 19000 | 21.8 | 12.5 | 10.7 | 2.3 | 64 | 69 | 210410114
AIRDACH | ACSH1823VM2-D | AICH1800VM1-D |  | 16000 | 19000 | 20.5 | 12.5 | 10.5 | 2.16 | 63 | 67 | 210476737
Durastar | DRA1H24S1A | DRAW24F1B |  | 23000 | 26000 | 22.3 | 12.5 | 10.3 | 1.8 | 73 | 88 | 210568101
Durastar | DRA1U09S1B | DRAL06F1A |  | 6500 | 7100 | 22 | 14.5 | 10.8 | 2 | 80 | 113 | 210568102
Durastar | DRA1U09S1B | DRAL09F1A |  | 9000 | 11000 | 22.5 | 13 | 11.5 | 2.34 | 73 | 70 | 210568106
Durastar | DRA1H12S1A | DRAS12F1C |  | 12000 | 12000 | 24.2 | 13.3 | 10.7 | 1.99 | 85 | 99 | 210568109
Durastar | DRA1H09S1A | DRAC09F1A |  | 9000 | 9800 | 20.5 | 13 | 10.3 | 1.8 | 92 | 102 | 210568111
Durastar | DRA1H24S1A | DRAF24F1A |  | 24000 | 25000 | 20.5 | 11.7 | 11 | 2.1 | 76 | 100 | 210568120
COMFORT-AIRE | A-VMH12SV-1 | B-VMH12CU-1 |  | 12000 | 12000 | 22.3 | 12.7 | 10.2 | 1.89 | 83 | 94 | 210568240
COMFORT-AIRE | A-VMH24SV-1 | B-VMH24UU-1 |  | 24000 | 25000 | 20.5 | 11.7 | 11 | 2.1 | 76 | 100 | 210568244
ECO AC | EHH-O12BB | EHH-C12BA |  | 12000 | 12000 | 22.7 | 14 | 10 | 2.27 | 74 | 67 | 210586147
Conforto | MHSZ109DA | MHCAS09DA |  | 9000 | 9800 | 20.5 | 13 | 10.3 | 1.8 | 92 | 102 | 210605806
Conforto | MHSZ118DA | MHCAS18DA |  | 16000 | 17000 | 20 | 12.5 | 9.5 | 1.75 | 92 | 94 | 210605808
Conforto | MHSZ124DA | MHCAS24DA |  | 24000 | 25000 | 20.5 | 11 | 11.5 | 2 | 84 | 103 | 210605809
MDV | MOX230-12HFN1-BW0W-L | MSEPB-12HRFN1-BW0W |  | 12000 | 12000 | 23.5 | 12.8 | 10 | 2.16 | 70 | 57 | 210644030
MDV | MOX230-09HFN1-MW5W-L | MSEPB-09HRFN1-MY5W(GA) |  | 9000 | 10000 | 25.5 | 15 | 11.9 | 2.17 | 85 | 75 | 210644031
NOVAIR | LEA24SZ35SK-O | LEA24UUSK-I |  | 23000 | 26000 | 22.3 | 12.5 | 10.3 | 1.8 | 73 | 88 | 209416880
THERMOCORE SYSTEMS | T424S-H209-C | T424S-H209-E |  | 9000 | 10000 | 24 | 14 | 11.4 | 2.18 | 83 | 78 | 209549002
THERMOCORE SYSTEMS | T424S-H218-C | T424S-H218-E |  | 18000 | 18000 | 23.7 | 13.5 | 10.3 | 2.39 | 78 | 69 | 209549004
THERMOCORE SYSTEMS | T4C18S-H248-C | T4C17S-H248-EC |  | 48000 | 50000 | 18.5 | 9.5 | 9.8 | 1.98 | 60 | 69 | 209549017
BLUERIDGE | BMY18HH22C | BMM18CC2 |  | 16700 | 20000 | 19.8 | 12.5 | 11.2 | 1.93 | 73 | 84 | 209550310
CTMorley | MOU-A24H-2 | MIU-A24W-2 |  | 23000 | 26000 | 22.3 | 12.5 | 10.3 | 1.8 | 73 | 88 | 209694748
AC PRO.COM | AOD32-24HFN1-MT0W | ACD1-24HRFN1-MT0W |  | 24000 | 25000 | 21.5 | 12.5 | 9.7 | 2.2 | 76 | 74 | 209748102
CLASSIC | MRSVHC18AS | MC4VHC18S |  | 16000 | 19000 | 20.5 | 12.5 | 10.5 | 2.16 | 63 | 67 | 209842997
TGM | MRSVHT18AS | MC4VHT18S |  | 16000 | 19000 | 20.5 | 12.5 | 10.5 | 2.16 | 63 | 67 | 209843013
TGM | MRSVHT24AS | MC4VHT24S |  | 24000 | 25000 | 21.5 | 12.5 | 9.7 | 2.2 | 76 | 74 | 209843014
TGM | MC4VHT18S | MUVHT18S |  | 18000 | 20000 | 23 | 12.5 | 10 | 2.08 | 64 | 65 | 209843023
TGM | MRSVHT24AS | MUVHT24S |  | 24000 | 24000 | 21.2 | 12.5 | 10.3 | 2.2 | 67 | 76 | 209843024
CTMorley | MOU-A12H-2 | MIU-A12F-2 |  | 12000 | 12000 | 23.6 | 13 | 10 | 1.89 | 80 | 100 | 209843060
CTMorley | MOU-A18H-2 | MIU-A18F-2 |  | 17000 | 18000 | 20.5 | 12.5 | 9.8 | 1.86 | 67 | 93 | 209843063
CTMorley | MOU-A48L-2 | MIU-A48LF-2 |  | 48000 | 50000 | 18.9 | 9.3 | 10 | 1.85 | 58 | 70 | 209843072
LENNOX | MLB024S4S-1P | MWMA024S4-2P |  | 21600 | 23400 | 18.9 | 11.7 | 10.4 | 1.89 | 83 | 100 | 208546034
MRCOOL | O-ES-12-HP-C-230B | O-12-HP-WMAH-230B |  | 12000 | 12000 | 24.6 | 13.7 | 10.7 | 2.39 | 75 | 67 | 208552813
MRCOOL | O-ES-24-HP-C-230B | O-24-HP-WMAH-230B |  | 24000 | 25000 | 22 | 14 | 10 | 1.8 | 65 | 62 | 208552817
GOODMAN | MSH093E23MCAA | MST093E20ACAA |  | 9000 | 9800 | 20.5 | 13 | 10.3 | 1.8 | 92 | 102 | 206900424
CARRIER | 38MARBQ18AA3 | 40MAHBQ18XA3 |  | 18000 | 18000 | 21.5 | 12.5 | 11.3 | 1.8 | 83 | 100 | 206348137
BRYANT | 38MARBQ12AA1 | 619AHBQ12XA1 |  | 12000 | 12000 | 23.5 | 13 | 10 | 2.16 | 70 | 57 | 206348141
Weathermaker | 38MARBQ12AA1 | DHMAHBQ12XA1 |  | 12000 | 12000 | 23.5 | 13 | 10 | 2.16 | 70 | 57 | 206350322
Weathermaker | 38MARBQ18AA3 | DHMAHBQ18XA3 |  | 18000 | 18000 | 21.5 | 12.5 | 11.3 | 1.8 | 83 | 100 | 206350325
CARRIER | 38MARBQ09AA3 | 40MBCQ09---3 |  | 9000 | 9800 | 20.5 | 13 | 10.3 | 1.8 | 92 | 102 | 206350327
CARRIER | 38MARBQ12AA3 | 40MBFQ12---3 |  | 12000 | 12000 | 23.6 | 13 | 10 | 1.89 | 80 | 100 | 206350331
PAYNE | 38MARBQ18AA3 | 40MBCQ18---3 |  | 16000 | 17000 | 20 | 12.5 | 9.5 | 1.75 | 92 | 94 | 206350354
Weathermaker | 38MARBQ09AA3 | 40MBCQ09---3 |  | 9000 | 9800 | 20.5 | 13 | 10.3 | 1.8 | 92 | 102 | 206350360
MIDEA | 38MARBQ12AA3 | 40MBFQ12---3 |  | 12000 | 12000 | 23.6 | 13 | 10 | 1.89 | 80 | 100 | 206350375
MIDEA | 38MARBQ18AA3 | 40MBCQ18---3 |  | 16000 | 17000 | 20 | 12.5 | 9.5 | 1.75 | 92 | 94 | 206350376
ARCOAIRE | DLCSRBH18AAK | DLFSCAH18XAK |  | 16000 | 17000 | 20 | 12.5 | 9.5 | 1.75 | 92 | 94 | 206350387
ARCOAIRE | DLCSRBH18AAK | DLFSFAH18XAK |  | 17000 | 18000 | 20.5 | 12.5 | 9.8 | 1.86 | 67 | 93 | 206350389
COMFORTMAKER | DLCSRBH09AAK | DLFSCAH09XAK |  | 9000 | 9800 | 20.5 | 13 | 10.3 | 1.8 | 92 | 102 | 206350393
COMFORTMAKER | DLCSRBH12AAK | DLFSCAH12XAK |  | 12000 | 12000 | 22.3 | 12.7 | 10.2 | 1.89 | 83 | 94 | 206350395
COMFORTMAKER | DLCSRBH18AAK | DLFSCAH18XAK |  | 16000 | 17000 | 20 | 12.5 | 9.5 | 1.75 | 92 | 94 | 206350398
DAY & NIGHT | DLCSRBH12AAK | DLFSCAH12XAK |  | 12000 | 12000 | 22.3 | 12.7 | 10.2 | 1.89 | 83 | 94 | 206350406
HEIL | DLCSRBH18AAK | DLFSCAH18XAK |  | 16000 | 17000 | 20 | 12.5 | 9.5 | 1.75 | 92 | 94 | 206350420
KEEPRITE | DLCSRBH18AAK | DLFSCAH18XAK |  | 16000 | 17000 | 20 | 12.5 | 9.5 | 1.75 | 92 | 94 | 206350431
KEEPRITE | DLCSRBH18AAK | DLFSFAH18XAK |  | 17000 | 18000 | 20.5 | 12.5 | 9.8 | 1.86 | 67 | 93 | 206350433
KENMORE | DLCSRBH12AAK | DLFSFAH12XAK |  | 12000 | 12000 | 23.6 | 13 | 10 | 1.89 | 80 | 100 | 206350441
MIDEA | DLCSRBH09AAK | DLFSCAH09XAK |  | 9000 | 9800 | 20.5 | 13 | 10.3 | 1.8 | 92 | 102 | 206350448
MIDEA | DLCSRBH12AAK | DLFSCAH12XAK |  | 12000 | 12000 | 22.3 | 12.7 | 10.2 | 1.89 | 83 | 94 | 206350450
TEMPSTAR | DLCSRBH12AAK | DLFSCAH12XAK |  | 12000 | 12000 | 22.3 | 12.7 | 10.2 | 1.89 | 83 | 94 | 206350461
SMART COMFORT | DLCSRBH18AAK | DLFSFAH18XAK |  | 17000 | 18000 | 20.5 | 12.5 | 9.8 | 1.86 | 67 | 93 | 206350477
MDV | MOX330-12HFN1-MW5W | MCA3U-12HRFN1-M(C) |  | 12000 | 12000 | 22.3 | 12.7 | 10.2 | 1.89 | 83 | 94 | 206330126
QUEBEC VAIR | NE-T52-PLA18EXT | NE-T52-PLA18INT |  | 18000 | 18000 | 23.7 | 13.5 | 10.3 | 2.39 | 78 | 69 | 212579412
SEA BREEZE+ | HSZ9H424ZMO | SCA9H424ZMI |  | 9000 | 10900 | 24 | 13 | 12.4 | 1.8 | 90 | 96 | 212595645
SEA BREEZE+ | HSZ12H424ZMO | C12H424ZMI |  | 12000 | 12000 | 24.2 | 13.3 | 10.7 | 1.99 | 85 | 99 | 212595648
SEA BREEZE+ | HSZ18H424ZMO | FC18H424ZMI |  | 17000 | 18000 | 20.5 | 12.5 | 9.8 | 1.86 | 67 | 93 | 212595653
SEA BREEZE+ | HSZ24H424ZMO | FC24H424ZMI |  | 24000 | 25000 | 20.5 | 11.7 | 11 | 2.1 | 76 | 100 | 212595656
MOOVAIR | DMA12HOS28230E8 | DUB12HIFU230X5A |  | 12000 | 12000 | 24.2 | 13.3 | 10.7 | 1.99 | 85 | 99 | 212596840
Relief Sciences | LANG12OD35-1 | LANG12ID-25 |  | 12000 | 12000 | 23.1 | 13 | 10.5 | 1.88 | 86 | 92 | 212615012
YONAN | YS-12HRFN1-C5OU | YS-12HRFN1-C5 |  | 12000 | 12000 | 24.6 | 13.7 | 10.7 | 2.39 | 75 | 67 | 212615062
YONAN | YS-18HRFN1-C5OU | YS-18HRFN1-C5 |  | 18000 | 19000 | 23.5 | 12.5 | 10.8 | 2.02 | 78 | 59 | 212615063
YONAN | YS-24HRFN1-C5OU | YS-24HRFN1-C5 |  | 24000 | 25000 | 22 | 14 | 10 | 1.8 | 65 | 62 | 212615064
CONCORD | 4DHP2S18S-1P | DWM218S4-*P |  | 18000 | 19000 | 23.5 | 12.4 | 10.7 | 2.02 | 78 | 59 | 211034548
CONCORD | 4DHP2S18S-1P | D22C118S4-*P |  | 16000 | 19000 | 20.5 | 12.5 | 10.4 | 2.16 | 63 | 67 | 211034561
DUCANE | 4DHP2S12S-1L | DWM212S4-*L |  | 12000 | 12000 | 23.5 | 12.8 | 10 | 2.16 | 70 | 57 | 211034571
Coast Air | A-CAD18-1A | B-CAD18-1A |  | 18000 | 18000 | 22.7 | 12.6 | 9.8 | 2.05 | 77 | 65 | 211126491
RHEEM | RO1HHZ18AJ3S | RIWHHZ18AJ3S |  | 18000 | 18000 | 20 | 12 | 10.5 | 2.14 | 62 | 101 | 210368118
RHEEM | RO1HHZ24AJ3S | RIWHHZ24AJ3S |  | 24000 | 24000 | 19 | 9.2 | 9.8 | 2 | 64 | 81 | 210368120
RUUD | RO1HHZ30AJ3S | UIWHHZ30AJ3S |  | 30000 | 30000 | 18 | 9.8 | 9.8 | 1.8 | 65 | 80 | 210368123
RHEEM | RO1HHZ30AJ3S | RIWHHZ30AJ3S |  | 30000 | 30000 | 18 | 9.8 | 9.8 | 1.8 | 65 | 80 | 210368122
RUUD | RO1HHZ24AJ3S | UIWHHZ24AJ3S |  | 24000 | 24000 | 19 | 9.2 | 9.8 | 2 | 64 | 81 | 210368121
RUUD | RO1HHZ18AJ3S | UIWHHZ18AJ3S |  | 18000 | 18000 | 20 | 12 | 10.5 | 2.14 | 62 | 101 | 210368119
RHEEM | RO1HHZ12AJ3S | RIWHHZ12AJ3S |  | 12000 | 14000 | 20 | 11 | 10.5 | 2.3 | 63 | 73 | 210368110
RUUD | RO1HHZ12AJ3S | UIWHHZ12AJ3S |  | 12000 | 14000 | 20 | 11 | 10.5 | 2.3 | 63 | 73 | 210368111
FUJITSU | AOUH30LPAS1 | ASUH30LPAS |  | 30000 | 30000 | 18 | 9.8 | 9.8 | 1.8 | 65 | 80 | 207590836
FUJITSU | AOUH12LPAS1 | ASUH12LPAS |  | 12000 | 14000 | 20 | 11 | 10.5 | 2.3 | 63 | 73 | 206909901
FUJITSU | AOUH24LPAS1 | ASUH24LPAS |  | 24000 | 24000 | 19 | 9.2 | 9.8 | 2 | 64 | 81 | 207131735
FUJITSU | AOUH18LPAS1 | ASUH18LPAS |  | 18000 | 18000 | 20 | 12 | 10.5 | 2.14 | 62 | 101 | 207131734
RUUD | ROSH30VGSN | RICH30AXCJ |  | 30000 | 32000 | 18.7 | 11.7 | 10.4 | 2.3 | 63 | 81 | 206221540
RHEEM | ROSH30VGSN | RICH30AXCJ |  | 30000 | 32000 | 18.7 | 11.7 | 10.4 | 2.3 | 63 | 81 | 202245032
FUJITSU | AOU30RGLX | AUU30RGLX |  | 30000 | 32000 | 18.7 | 11.7 | 10.4 | 2.3 | 63 | 81 | 202195636
LG | LUU090HV | LCN098HV4 |  | 9000 | 11000 | 20.2 | 13.65 | 10.55 | 2.11 | 64 | 92 | 211234500
LG | LUU090HV | LQN090HV4 |  | 9000 | 10100 | 21 | 12.6 | 10.4 | 1.94 | 67 | 101 | 211234501
LG | LUU120HV | LCN128HV4 |  | 11100 | 14000 | 19.4 | 12.6 | 10.35 | 2.13 | 65 | 76 | 211234502
LG | LUU120HV | LQN120HV4 |  | 10200 | 13000 | 20.8 | 12.6 | 10.2 | 2.09 | 71 | 83 | 211234503
LG | LUU180HV | LCN188HV4 |  | 18000 | 18500 | 20.5 | 12.5 | 9.7 | 1.85 | 69 | 88 | 211234504
LG | LUU360HV | LCN369HV |  | 36000 | 40000 | 21 | 12.5 | 10 | 2.1 | 60 | 88 | 211234508
LG | LUU240HV | LCN249HV |  | 23000 | 27000 | 20 | 11.7 | 10.2 | 2.07 | 64 | 79 | 211234513
LG | LUU420HV | LCN429HV |  | 42000 | 47000 | 19.3 | 10.45 | 10.05 | 1.96 | 60 | 83 | 211234514
LG | LUU189HV | LCN188HV4 |  | 18000 | 18500 | 20.5 | 12.5 | 9.7 | 1.85 | 69 | 88 | 202177384
LG | LSU180HSV5 | LAN180HSV5 |  | 18000 | 21600 | 22 | 12.55 | 9.5 | 1.8 | 60 | 70 | 10567390
LG | LGU181HSV3 | LGN181HSV3 |  | 18000 | 21600 | 22 | 12.55 | 9.5 | 1.8 | 60 | 70 | 10567392
LG | LSU180HSV5 | LSN180HSV5 |  | 18000 | 21600 | 22 | 12.55 | 9.5 | 1.8 | 60 | 70 | 10567391
LG | LSU090HSV5 | LAN090HSV5 |  | 9000 | 10900 | 23.2 | 14.5 | 10.2 | 1.8 | 61 | 71 | 10567393
LG | LSU090HSV5 | LSN090HSV5 |  | 9000 | 10900 | 23.2 | 14.5 | 10.2 | 1.8 | 61 | 71 | 10567394
LG | LUU127HV | LQN120HV4 |  | 10200 | 13000 | 20.8 | 12.6 | 10.2 | 2.09 | 71 | 83 | 205049407
LG | LUU097HV | LQN090HV4 |  | 9000 | 10100 | 21 | 12.6 | 10.4 | 1.94 | 67 | 101 | 205049408
LG | LAU090HYV3 | LAN090HYV3 |  | 9000 | 11000 | 27 | 15.8 | 13.5 | 1.85 | 61 | 70 | 204825177
LG | LAU150HYV3 | LAN150HYV3 |  | 15000 | 18000 | 25 | 15 | 11 | 1.8 | 61 | 70 | 204825179
LG | LAU120HYV3 | LAN120HYV3 |  | 12000 | 13600 | 25.5 | 13.8 | 11.2 | 1.85 | 61 | 71 | 204825178
LG | LAU180HYV3 | LAN180HYV3 |  | 18000 | 21600 | 24 | 14.4 | 10.8 | 1.8 | 61 | 70 | 204825180
LG | LAU240HYV3 | LAN240HYV3 |  | 22000 | 26000 | 23 | 13 | 10 | 1.8 | 61 | 70 | 204825181
LG | LUU420HHV | LCN429HV |  | 42000 | 48000 | 19.5 | 12.8 | 10.75 | 2.2 | 61 | 83 | 205788765
LG | LUU480HHV | LCN489HV |  | 48000 | 52000 | 17.5 | 12.5 | 10.65 | 2.2 | 63 | 78 | 205788771
LG | LUU240HHV | LCN249HV |  | 24000 | 27000 | 21 | 12.6 | 10.2 | 1.81 | 64 | 102 | 205788764
LG | LUU360HHV | LCN369HV |  | 36000 | 40000 | 21.5 | 12.6 | 10.55 | 2.1 | 64 | 93 | 205788768
LG | LSU181HSV5 | LAN181HSV5 |  | 18000 | 21600 | 22 | 12.55 | 9.5 | 1.8 | 60 | 70 | 207462345
LG | LUU097HV | LCN098HV4 |  | 9000 | 11000 | 20.2 | 13.65 | 10.55 | 2.11 | 64 | 92 | 203381526
LG | LUU127HV | LCN128HV4 |  | 11100 | 14000 | 19.4 | 12.6 | 10.35 | 2.13 | 65 | 76 | 203381517
LG | LSU181HSV5 | LSN181HSV5 |  | 18000 | 21600 | 22 | 12.55 | 9.5 | 1.8 | 60 | 70 | 207348503
LG | LGU181HSV5 | LGN181HSV5 |  | 18000 | 21600 | 22 | 12.55 | 9.5 | 1.8 | 60 | 70 | 207348504
LG | LAU090HSV5 | LAN090HSV5 |  | 9000 | 10900 | 23.2 | 14.5 | 10.2 | 1.8 | 61 | 71 | 207348499
LG | LAU090HSV5 | LSN090HSV5 |  | 9000 | 10900 | 23.2 | 14.5 | 10.2 | 1.8 | 61 | 71 | 209937038
SAMSUNG | AC009BXADCH | AC009BNNDCH |  | 9100 | 10000 | 22 | 13 | 9.5 | 1.89 | 100 | 110 | 207462387
SAMSUNG | AC012BXADCH | AC012BNNDCH |  | 10800 | 13500 | 21.5 | 12.5 | 9.5 | 1.92 | 85 | 82 | 207465444
DAIKIN | RX24AXVJU | FTX24AXVJU |  | 21000 | 23200 | 19 | 12 | 9.5 | 1.8 | 66 |  | 205782848
DAIKIN | RX18AXVJU | FTX18AXVJU |  | 18000 | 21600 | 18.5 | 12.5 | 9.5 | 1.8 | 59 |  | 205782847
DAIKIN | RX12AXVJU | FTX12AXVJU |  | 10700 | 13500 | 19 | 12.5 | 10 | 1.8 | 64 |  | 205782846
DAIKIN | RZQ36TBVJU* | FCQ36AAVJU |  | 36000 | 40000 | 20 | 12.1 | 10 | 2.3 | 66 | 100 | 211635165
DAIKIN | RZQ30TBVJU* | FCQ30AAVJU |  | 30000 | 34000 | 21 | 13 | 10.1 | 1.9 | 67 | 112 | 211635164
DAIKIN | RX09RMVJU9* | FFQ09Q2VJU |  | 9100 | 10000 | 22 | 13 | 9.5 | 1.8 | 60 |  | 207776283
DAIKIN | RXM09VVJU | FTXM09VVJU |  | 9000 | 11000 | 27.4 | 16.3 | 11.2 | 1.8 | 60 |  | 207158009
DAIKIN | RZQ42TBVJU* | FCQ42AAVJU |  | 42000 | 47000 | 18.9 | 10.3 | 10.2 | 2.1 | 66 | 86 | 211635166
DAIKIN | RXL15QMVJU* | FTX15NMVJU* |  | 15000 | 18300 | 19.5 | 13 | 10 | 1.8 | 63 |  | 208136394
DAIKIN | RXL12QMVJU9* | FTX12NMVJU* |  | 10600 | 13400 | 19.5 | 12.5 | 10 | 1.8 | 66 |  | 207776278
DAIKIN | RXM24VVJU | FTXM24VVJU |  | 21600 | 24000 | 22 | 12.5 | 10 | 1.8 | 67 |  | 207158012
DAIKIN | RXM18VVJU | FTXM18VVJU |  | 18000 | 21600 | 22.7 | 12.5 | 10 | 1.8 | 71 |  | 207158011
DAIKIN | RXM12VVJU | FTXM12VVJU |  | 12000 | 13600 | 25.2 | 13.2 | 10.7 | 1.8 | 63 |  | 207158010
DAIKIN | RXL15QMVJU* | FTX15NMVJU |  | 15000 | 18300 | 19.5 | 13 | 10 | 1.8 | 63 |  | 205663349
Trane / Mitsubishi Electric | NTXSPF09A112A* | NTXFKS09A112A* |  | 9000 | 11000 | 28.7 | 15.8 | 11.3 | 2.14 | 68 | 55 | 202373716
Trane / Mitsubishi Electric | NTXSPF12A112A* | NTXFKS12A112A* |  | 12000 | 13000 | 26.7 | 13.6 | 10.6 | 2.22 | 68 | 55 | 202373717
Trane / Mitsubishi Electric | NTXSPF18A112A* | NTXFKS18A112A* |  | 17000 | 21000 | 22 | 12.6 | 10.3 | 2.14 | 61 | 45 | 202373719
Trane / Mitsubishi Electric | NTXSPF15A112A* | NTXFKS15A112A* |  | 15000 | 18000 | 22.2 | 13.5 | 10.7 | 2.26 | 67 | 53 | 202373718
Trane / Mitsubishi Electric | NTXSKS15A112AA | NTXCKS15A112AA |  | 14100 | 18000 | 20.7 | 12.2 | 10.7 | 2.5 | 66 | 52 | 202392229
Trane / Mitsubishi Electric | NTXSKS09A112AA | NTXCKS09A112AA |  | 9000 | 11000 | 24 | 13.4 | 10 | 1.81 | 63 | 47 | 202392213
Trane / Mitsubishi Electric | NTXSKS12A112AA | NTXCKS12A112AA |  | 12000 | 13000 | 22 | 13.3 | 9.7 | 2 | 68 | 55 | 202392221
Trane / Mitsubishi Electric | NTXSKS18A112AA | NTXCKS18A112AA |  | 17700 | 19700 | 21 | 12.5 | 10 | 2.31 | 65 | 51 | 202392237
Trane / Mitsubishi Electric | TRUZH0241HA10NA | TPLA0A0241EA70A |  | 24000 | 28000 | 21.6 | 14 | 10 | 2.04 | 62 | 46 | 206223014
Trane / Mitsubishi Electric | TRUZH0241HA10NA | TPKA0A0241KA70A |  | 24000 | 28000 | 19.5 | 12.6 | 9.5 | 1.92 | 61 | 46 | 206223068
Trane / Mitsubishi Electric | NTXSPF12A112A* | NAXFKS12A112A* |  | 12000 | 13000 | 26.7 | 13.6 | 10.6 | 2.22 | 68 | 55 | 206709468
Trane / Mitsubishi Electric | NTXSPF09A112A* | NAXFKS09A112A* |  | 9000 | 11000 | 28.7 | 15.8 | 11.3 | 2.14 | 68 | 55 | 206709467
Trane / Mitsubishi Electric | NTXSPF15A112A* | NAXFKS15A112A* |  | 15000 | 18000 | 22.2 | 13.5 | 10.7 | 2.26 | 67 | 53 | 206709469
Trane / Mitsubishi Electric | NTXSPF18A112A* | NAXFKS18A112A* |  | 17000 | 21000 | 22 | 12.6 | 10.3 | 2.14 | 61 | 45 | 206709470
Trane / Mitsubishi Electric | NTXSPF09A112A* | MFZ-KJ09NA*** |  | 9000 | 11000 | 28.7 | 15.8 | 11.3 | 2.14 | 68 | 55 | 206709488
Trane / Mitsubishi Electric | NTXSPF12A112A* | MFZ-KJ12NA*** |  | 12000 | 13000 | 26.7 | 13.6 | 10.6 | 2.22 | 68 | 55 | 206709489
Trane / Mitsubishi Electric | NTXSPF15A112A* | MFZ-KJ15NA*** |  | 15000 | 18000 | 22.2 | 13.5 | 10.7 | 2.26 | 67 | 53 | 206709490
Trane / Mitsubishi Electric | NTXSPF18A112A* | MFZ-KJ18NA*** |  | 17000 | 21000 | 22 | 12.6 | 10.3 | 2.14 | 61 | 45 | 206709491
Mitsubishi Electric | SUZ-KA09NA2 | MLZ-KP09NA* |  | 9000 | 12000 | 20.2 | 12.6 | 11.9 | 2.75 | 64 | 49 | 207699119
Mitsubishi Electric | SUZ-KA09NAH2 | MLZ-KP09NA* |  | 9000 | 12000 | 20.2 | 12.6 | 10.2 | 2.14 | 64 | 49 | 207699120
Mitsubishi Electric | SUZ-KA18NAH2 | MLZ-KP18NA* |  | 18000 | 20000 | 22.9 | 12.5 | 10 | 2.23 | 66 | 52 | 207699126
Mitsubishi Electric | SUZ-KA12NAH2 | MLZ-KP12NA* |  | 12000 | 15400 | 21.7 | 12.2 | 9.7 | 2.06 | 64 | 50 | 207699123
Mitsubishi Electric | SUZ-KA18NA2 | MLZ-KP18NA* |  | 18000 | 20000 | 22.9 | 12.5 | 10.5 | 2.5 | 66 | 52 | 207699125
Mitsubishi Electric | MUZ-GL15NA*** | MSZ-GL15NA*** |  | 14000 | 18000 | 21 | 13 | 11 | 2.79 | 67 | 54 | 202680596
Mitsubishi Electric | MUZ-GL12NA*** | MSZ-GL12NA*** |  | 12000 | 14400 | 23.1 | 13 | 10.7 | 2.71 | 64 | 49 | 202680595
Mitsubishi Electric | MUZ-GL09NA*** | MSZ-GL09NA*** |  | 9000 | 10900 | 24.3 | 15.4 | 10.9 | 2.45 | 61 | 46 | 202680594
Trane / Mitsubishi Electric | TRUZH0241HA10NA | TPCA0A0241KA70A |  | 23000 | 28000 | 18.7 | 12.5 | 9.5 | 1.9 | 63 | 48 | 206223069
Mitsubishi Electric | MUZ-GS18NA*** | MSZ-GS18NA*** |  | 18000 | 21600 | 21.5 | 13.45 | 10.3 | 2.41 | 62 | 46 | 207679245
Mitsubishi Electric | MUZ-FW12NAHZ*** | NAXVFW0012A121A |  | 12000 | 13200 | 29.5 | 15.3 | 12.575 | 2.59 | 69 | 87 | 211626474
Mitsubishi Electric | MUZ-FW09NAHZ*** | NAXVFW0009A121A |  | 9000 | 12000 | 33 | 18.4 | 13.3 | 2.59 | 63 | 96 | 211626473
Mitsubishi Electric | MUZ-FW06NAHZ*** | NAXVFW0006A121A |  | 6000 | 9000 | 35 | 21.4 | 13.3 | 2.42 | 68 | 134 | 211626472
Mitsubishi Electric | MUZ-FW12NAZ*** | NAXVFW0012A121A |  | 12000 | 13200 | 29.5 | 15.3 | 12.575 | 2.59 | 69 | 87 | 211626471
Mitsubishi Electric | MUZ-FW09NAZ*** | NAXVFW0009A121A |  | 9000 | 12000 | 33 | 18.4 | 13.3 | 2.59 | 63 | 96 | 211626470
Mitsubishi Electric | MUZ-FW06NAZ*** | NAXVFW0006A121A |  | 6000 | 9000 | 35 | 21.4 | 13.3 | 2.42 | 68 | 134 | 211626469
Mitsubishi Electric | MUZ-FW12NAHZ*** | NTXVFW0012A121A |  | 12000 | 13200 | 29.5 | 15.3 | 12.575 | 2.59 | 69 | 87 | 211626468
Mitsubishi Electric | MUZ-FW09NAHZ*** | NTXVFW0009A121A |  | 9000 | 12000 | 33 | 18.4 | 13.3 | 2.59 | 63 | 96 | 211626467
Mitsubishi Electric | MUZ-FW06NAHZ*** | NTXVFW0006A121A |  | 6000 | 9000 | 35 | 21.4 | 13.3 | 2.42 | 68 | 134 | 211626466
Mitsubishi Electric | MUZ-FW12NAZ*** | NTXVFW0012A121A |  | 12000 | 13200 | 29.5 | 15.3 | 12.575 | 2.59 | 69 | 87 | 211626465
Mitsubishi Electric | MUZ-FW09NAZ*** | NTXVFW0009A121A |  | 9000 | 12000 | 33 | 18.4 | 13.3 | 2.59 | 63 | 96 | 211626464
Mitsubishi Electric | MUZ-FW06NAZ*** | NTXVFW0006A121A |  | 6000 | 9000 | 35 | 21.4 | 13.3 | 2.42 | 68 | 134 | 211626463
Mitsubishi Electric | NTXSFWB012A121A | MSZ-FW12NA*** |  | 12000 | 13200 | 29.5 | 15.3 | 12.575 | 2.59 | 69 | 87 | 211626462
Mitsubishi Electric | NTXSFWH012A121A | MSZ-FW12NA*** |  | 12000 | 13200 | 29.5 | 15.3 | 12.575 | 2.59 | 69 | 87 | 211626461
Mitsubishi Electric | NTXSFWB009A121A | MSZ-FW09NA*** |  | 9000 | 12000 | 33 | 18.4 | 13.3 | 2.59 | 63 | 96 | 211626460
Mitsubishi Electric | NTXSFWH009A121A | MSZ-FW09NA*** |  | 9000 | 12000 | 33 | 18.4 | 13.3 | 2.59 | 63 | 96 | 211626459
Mitsubishi Electric | NTXSFWB006A121A | MSZ-FW06NA*** |  | 6000 | 9000 | 35 | 21.4 | 13.3 | 2.42 | 68 | 134 | 211626458
Mitsubishi Electric | NTXSFWH006A121A | MSZ-FW06NA*** |  | 6000 | 9000 | 35 | 21.4 | 13.3 | 2.42 | 68 | 134 | 211626457
Mitsubishi Electric | MUZ-FW12NAHZ*** | MSZ-FW12NA*** |  | 12000 | 13200 | 29.5 | 15.3 | 12.575 | 2.59 | 69 | 87 | 211626456
Mitsubishi Electric | MUZ-FW09NAHZ*** | MSZ-FW09NA*** |  | 9000 | 12000 | 33 | 18.4 | 13.3 | 2.59 | 63 | 96 | 211626455
Mitsubishi Electric | MUZ-FW06NAHZ*** | MSZ-FW06NA*** |  | 6000 | 9000 | 35 | 21.4 | 13.3 | 2.42 | 68 | 134 | 211626454
Mitsubishi Electric | MUZ-FW12NAZ*** | MSZ-FW12NA*** |  | 12000 | 13200 | 29.5 | 15.3 | 12.575 | 2.59 | 69 | 87 | 211626453
Mitsubishi Electric | MUZ-FW09NAZ*** | MSZ-FW09NA*** |  | 9000 | 12000 | 33 | 18.4 | 13.3 | 2.59 | 63 | 96 | 211626452
Mitsubishi Electric | MUZ-FW06NAZ*** | MSZ-FW06NA*** |  | 6000 | 9000 | 35 | 21.4 | 13.3 | 2.42 | 68 | 134 | 211626451
Mitsubishi Electric | SUZ-KA18NA2 | SLZ-KF18NA* |  | 17700 | 19700 | 21 | 12.5 | 10 | 2.31 | 65 | 51 | 211289254
Mitsubishi Electric | SUZ-KA15NAH2 | SLZ-KF15NA* |  | 14100 | 18000 | 20.7 | 12.2 | 9.6 | 2.08 | 66 | 52 | 211289252
Mitsubishi Electric | SUZ-KA15NA2 | SLZ-KF15NA* |  | 14100 | 18000 | 20.7 | 12.2 | 10.7 | 2.5 | 66 | 52 | 211289251
Mitsubishi Electric | SUZ-KA09NA2 | SLZ-KF09NA* |  | 9000 | 11000 | 24 | 13.4 | 10 | 1.81 | 63 | 47 | 211289244
Trane / Mitsubishi Electric | NTXSMT09A111A* | MSZ-JP09WA*** |  | 9000 | 10900 | 20 | 12 | 10 | 2.37 | 100 | 46 | 209832236
Trane / Mitsubishi Electric | NTXSKS09A112** | NTXUKS09A112** |  | 9000 | 12000 | 20.2 | 12.6 | 11.9 | 2.75 | 64 | 49 | 207699145
Trane / Mitsubishi Electric | NTXSKS18A112** | NTXUKS18A112** |  | 18000 | 20000 | 22.9 | 12.5 | 10.5 | 2.5 | 66 | 52 | 207699143
Stealth Comfort | SC-09ZGLD-HP230 | SC-09WGLD-HP230 |  | 9100 | 10500 | 25.5 | 14.7 | 10.2 | 1.86 | 67 | 87 | 208650759
DIYCOOL | SC-09ZGLD-HP230 | SC-09WGLD-HP230 |  | 9100 | 10500 | 25.5 | 14.7 | 10.2 | 1.86 | 67 | 87 | 208650750
ACIQ | SC-09ZGLD-HP230 | SC-09WGLD-HP230 |  | 9100 | 10500 | 25.5 | 14.7 | 10.2 | 1.86 | 67 | 87 | 208650741
WABBAN | BB09HXP2A1DO | BB09HXP2A1DI |  | 9100 | 10500 | 25.5 | 14.7 | 10.2 | 1.86 | 67 | 87 | 210627716
GIBSON | GXH09(2.6)LSK4DH2 | GHH09(2.6)LUK4DH2 |  | 9100 | 10500 | 25.5 | 14.7 | 10.2 | 1.86 | 67 | 87 | 210534170
AIRTEMP | GXH09(2.6)LSK4DH2 | GHH09(2.6)LUK4DH2 |  | 9100 | 10500 | 25.5 | 14.7 | 10.2 | 1.86 | 67 | 87 | 210534161
ACD | PUD09KCH25S-O | PUD09KCH25S-I |  | 9100 | 10500 | 25.5 | 14.7 | 10.2 | 1.86 | 67 | 87 | 210534142
GREE | GWH09AGCXD-D3DNA1A/O | GWH09AGCXD-D3DN***/I |  | 9100 | 10500 | 25.5 | 14.7 | 10.2 | 1.86 | 67 | 87 | 207708810
RUNTRU | M4THS2309A11N** | M4MHW2309A1N0** |  | 9100 | 11000 | 23 | 14.3 | 9.5 | 1.93 | 66 | 82 | 207642984
Ameristar | M4THS2309A11N** | M4MHW2309A1N0** |  | 9100 | 11000 | 23 | 14.3 | 9.5 | 1.93 | 66 | 82 | 207642983
GREE | GWH24ACEXH-S3DNA1A/O | GWH24ACEXH-S3DN***/I |  | 22000 | 24000 | 22.5 | 13.3 | 9.5 | 1.88 | 60 | 92 | 212386795
GREE | 3VIR09HP230V1BO | 3VIR09HP230V1BH |  | 9100 | 10500 | 25.5 | 14.7 | 10.2 | 1.86 | 67 | 87 | 211755705
GREE | GWH09AGCXD-D3DNA1A/O | GWH09AFCXD-D3DN***/I |  | 9100 | 10500 | 25.5 | 14.7 | 10.2 | 1.86 | 67 | 87 | 209248930
GREE | GWH09AGCXD-D3DNA1A/O | GWH09QCXD-D3DN***/I |  | 9100 | 10500 | 25.5 | 14.7 | 10.2 | 1.86 | 67 | 87 | 209248929
LBG Products | LBH09DWO | LBH09DWI |  | 9100 | 11000 | 23 | 14.3 | 9.5 | 1.93 | 66 | 82 | 206853245
GREE | GWH09QC-D3DNC4B/O | GWH09QC-D3DN***/I |  | 9100 | 11000 | 23 | 14.3 | 9.5 | 1.93 | 66 | 82 | 206791547
1HVAC | SC-09ZGLD-HP230 | SC-09WGLD-HP230 |  | 9100 | 10500 | 25.5 | 14.7 | 10.2 | 1.86 | 67 | 87 | 208650732
AireForce | GXH09(2.6)LSK4DH2 | GHH09(2.6)LUK4DH2 |  | 9100 | 10500 | 25.5 | 14.7 | 10.2 | 1.86 | 67 | 87 | 211635186
GREE | 3VIR09HP230V1BO | 3VIR09HP230V1AH |  | 9100 | 10500 | 25.5 | 14.7 | 10.2 | 1.86 | 67 | 87 | 210278967
TOSOT | TW09HXP2A1DO | TW09HXP2A1DI |  | 9100 | 10500 | 25.5 | 14.7 | 10.2 | 1.86 | 67 | 87 | 211177520
AC PRO.COM | AWH09AGCXD-D3DNA1A/O | AWH09QCXD-D3DNB8A/I |  | 9100 | 10500 | 25.5 | 14.7 | 10.2 | 1.86 | 67 | 87 | 210838007
KINGHOME | KW09HQ25SDO | KW09HQ25SDI |  | 9100 | 10500 | 25.5 | 14.7 | 10.2 | 1.86 | 67 | 87 | 209847249
TOSOT | TWH09AG25A2DO | TWH09AG25A2DI |  | 9100 | 10500 | 25.5 | 14.7 | 10.2 | 1.86 | 67 | 87 | 210485384
PANASONIC | CU-XE18WKUA | CS-XE18WKUAW |  | 18000 | 20400 | 22 | 13.2 | 10.9 | 2.05 | 86 | 86 | 205047854
J-KU | JKS12HP230V1XC | JKS12HP230V1XE |  | 12000 | 12000 | 23.5 | 15.4 | 9.8 | 1.75 | 58 | 70 | 211583740
PIONEER | YN024GHFI25RPH | WF024GHFI25HLH |  | 24000 | 26000 | 21 | 12.5 | 10 | 1.75 | 60 | 70 | 211583737
AIR-CON | ABHCI4H4S24 | ABHEM4H4S24 |  | 24000 | 26000 | 21 | 12.5 | 10 | 1.75 | 60 | 70 | 211583436
HISENSE | AUW-18U3SF | AST-18UW3SBBDL00 |  | 18000 | 19000 | 22 | 13.1 | 9.6 | 2.3 | 63 | 70 | 211302340
HISENSE | AS-24UW3SKK00 | AS-24UW3SKK**00 |  | 24000 | 26000 | 21 | 12.5 | 10 | 1.75 | 60 | 70 | 208193235
WESTINGHOUSE | WHZ12SZA21S | WHZ12WMA21S |  | 12000 | 12000 | 23.5 | 15.4 | 9.8 | 1.75 | 58 | 70 | 207337195
HITACHI | RAS-2.0PNNBDH1 | RPK-2.0PNN1DH |  | 18000 | 19000 | 22 | 13.1 | 9.6 | 2.3 | 63 | 70 | 207656962
ZEPHYR | ZE-24UH24SCO | ZE-24UH24SCI |  | 24000 | 26000 | 21 | 12.5 | 10 | 1.75 | 60 | 70 | 208287545
Innovair | WIN24H7H51(O) | WIN24H7H51(I) |  | 24000 | 26000 | 21 | 12.5 | 10 | 1.75 | 60 | 70 | 208286577
HISENSE | AUW-18U3SF | AST-18UW3SBBTV00 |  | 18000 | 19000 | 22 | 13.1 | 9.6 | 2.3 | 63 | 70 | 207641266
WABBAN | BB12UW3SXATE00/O | BB12UW3SXATE00/I |  | 12000 | 12000 | 23.5 | 15.4 | 9.8 | 1.75 | 58 | 70 | 202021966
HISENSE | AS-09UR3SXE00 | AS-09UR3SXETG00 |  | 9000 | 10000 | 27.5 | 15.5 | 10 | 2.1 | 60 | 70 | 10268751
WINDAIR | DWH12UW3SXATE00/O | DWH12UW3SXATE00/I |  | 12000 | 12000 | 23.5 | 15.4 | 9.8 | 1.75 | 58 | 70 | 202021942
MANUFLOW | AS-12UW3SXADJ(O) | AS-12UW3SXADJ(I) |  | 12000 | 12000 | 23.5 | 15.4 | 9.8 | 1.75 | 58 | 70 | 202021916
HISENSE | AS-12UW3SXA00 | AS-12UW3SXA**00 |  | 12000 | 12000 | 23.5 | 15.4 | 9.8 | 1.75 | 58 | 70 | 201981254
Pioneer | YN012GLFI22RPD | WT012GLFI22HLD |  | 12000 | 12000 | 23 | 13 | 9.5 | 1.8 | 63 | 76 | 207743769
AIRGREAN | AG-12IR410AHS23 | AG-12IR410AHS23 |  | 12000 | 12000 | 23 | 13 | 9.5 | 1.8 | 63 | 76 | 207874690
ForestAir | FA-H12-D23TL/O-ES | FA-H12-D23TL/I-ES |  | 12000 | 12000 | 23 | 13 | 9.5 | 1.8 | 63 | 76 | 207797362
EQK | KCM23S12P2QOT | KCM23S12P2QIT |  | 12000 | 12000 | 23 | 13 | 9.5 | 1.8 | 63 | 76 | 208330277
KANIONco | KWSM-12IR410AHS23 | KWSM-12IR410AHS23 |  | 12000 | 12000 | 23 | 13 | 9.5 | 1.8 | 63 | 76 | 209248937
SKM AIR CONDITIONING EQUIPMENT | MSKM-12 | MSKM-12 |  | 12000 | 12000 | 23 | 13 | 9.5 | 1.8 | 63 | 76 | 208842429
GENERALLUX | TSC-GL-12HA2/I3TO23 | TSC-GL-12HA2/I3TI23 |  | 12000 | 12000 | 23 | 13 | 9.5 | 1.8 | 63 | 76 | 209457664
TCL | TSC-12HA2/I3TI23 | TSC-12HA2/I3TI23-I |  | 12000 | 12000 | 23 | 13 | 9.5 | 1.8 | 63 | 76 | 207688890
KLIMA CONTROL | KCM23S12P2QOT | KCM23S12P2QIT |  | 12000 | 12000 | 23 | 13 | 9.5 | 1.8 | 63 | 76 | 208480444
TOP LIFE | TOP-12HA2/TI23-O | TOP-12HA2/TI23-I |  | 12000 | 12000 | 23 | 13 | 9.5 | 1.8 | 63 | 76 | 210448881
DAIZUKI | DXTH12C426A-23 | DXTH12E426A-23 |  | 12000 | 12000 | 23 | 13 | 9.5 | 1.8 | 63 | 76 | 211158693
FUJIECO | FES-12H2TK-ES(O) | FES-12H2TK-ES(I) |  | 12000 | 12000 | 23 | 13 | 9.5 | 1.8 | 63 | 76 | 211306452
AIR-CON | ALPCI4H4E12 | ALPEM4H4E12 |  | 12000 | 12000 | 23 | 13 | 9.5 | 1.8 | 63 | 76 | 211694652
ZERO | ZMSB-12HVT-USHH | ZMSB-12HVT-USHH |  | 12000 | 12000 | 23 | 13 | 9.5 | 1.8 | 63 | 76 | 212349507
ApooDr | ATPRO23-12H220V1B | ATPRO23-12H220V1A |  | 12000 | 12000 | 23 | 13 | 9.5 | 1.8 | 63 | 76 | 212390861
TURBRO | GL12K230-O | GL12K230-I |  | 12000 | 12000 | 23 | 13 | 9.5 | 1.8 | 63 | 76 | 212386867
HAIER | 1U09EH2VHE* | AW09EH2VHD* |  | 9000 | 10000 | 30 | 16 | 14 | 1.8 | 65 | 59 | 206445819
HAIER | 1U12EH2VHE* | AW12EH2VHD* |  | 12000 | 14500 | 27 | 15 | 12 | 1.8 | 64 | 65 | 206389351
HAIER | 1U18EH2VHE* | AW18EH2VHD* |  | 18000 | 20000 | 23 | 13 | 11 | 1.8 | 77 | 64 | 206445820
GE Appliances | ASH109URDSE* | ASYW09URDWD* |  | 9000 | 10000 | 30 | 16 | 14 | 1.8 | 65 | 59 | 206842132
GE Appliances | ASH112URDSE* | ASYW12URDWD* |  | 12000 | 14500 | 27 | 15 | 12 | 1.8 | 64 | 65 | 206842133
GE Appliances | ASH118URDSE* | ASYW18URDWD* |  | 18000 | 20000 | 23 | 13 | 11 | 1.8 | 77 | 64 | 206842134
HAIER | 1U09EH2HE** | AW09EH2HE** |  | 9000 | 10000 | 30 | 16 | 14 | 1.9 | 78 | 106 | 212409447
HAIER | 1U12EH2HE** | AW12EH2HE** |  | 12000 | 14500 | 27.5 | 15 | 12.5 | 1.9 | 74 | 103 | 212409448
HAIER | 1U18EH2HE** | AW18EH2HE** |  | 17800 | 20000 | 23 | 13 | 12 | 1.9 | 77 | 90 | 212409449
GE Appliances | ASH109URDE** | ASYW09URDE** |  | 9000 | 10000 | 30 | 16 | 14 | 1.9 | 78 | 106 | 212409456
GE Appliances | ASH112URDE** | ASYW12URDE** |  | 12000 | 14500 | 27.5 | 15 | 12.5 | 1.9 | 74 | 103 | 212409457
GE Appliances | ASH118URDE** | ASYW18URDE** |  | 17800 | 20000 | 23 | 13 | 12 | 1.9 | 77 | 90 | 212409458
HAIER | 1U24TL2HF** | AW24TL2HF** |  | 23000 | 26000 | 20 | 11 | 9.5 | 1.75 | 65 | 84 | 207769097
GE Appliances | ASH124TRDF** | ASYW24TRDF** |  | 23000 | 26000 | 20 | 11 | 9.5 | 1.75 | 65 | 84 | 207769100
HAIER | 1U12AP2VHA | AW12ES2VHB |  | 12000 | 13000 | 23 | 12.5 | 10.2 | 1.8 | 82 | 66 | 202583711
HAIER | 1U24AP2VHA | AW24ES2VHB |  | 22000 | 27600 | 20 | 12.5 | 9.5 | 1.8 | 69 | 55 | 202583713
GE Appliances | ASH112PRDWA | ASYW12PRDWB |  | 12000 | 13000 | 23 | 12.5 | 10.2 | 1.8 | 82 | 66 | 202588311
GE Appliances | ASH124PRDWA | ASYW24PRDWB |  | 22000 | 27600 | 20 | 12.5 | 9.5 | 1.8 | 69 | 55 | 202588314
HAIER | 1U09AP2HD** | AW09AP2HD** |  | 9000 | 10000 | 23.5 | 14.5 | 9.6 | 1.8 | 58 | 85 | 211709317
HAIER | 1U12AP2HD** | AW12AP2HD** |  | 12000 | 13000 | 23 | 12.5 | 10.5 | 1.8 | 77 | 80 | 211709318
HAIER | 1U15AP2HD** | AW15AP2HD** |  | 15000 | 16000 | 21.5 | 12.5 | 9.6 | 1.8 | 73 | 89 | 211709319
HAIER | 1U18AP2HD** | AW18AP2HD** |  | 17000 | 21000 | 21 | 12.5 | 9.6 | 1.8 | 65 | 73 | 211709320
HAIER | 1U24AP2HD** | AW24AP2HD** |  | 22000 | 27600 | 20 | 12.5 | 9.6 | 1.8 | 69 | 72 | 211709321
GE Appliances | ASH109PRDB** | ASYW09PRDB** |  | 9000 | 10000 | 23.5 | 14.5 | 9.6 | 1.8 | 58 | 85 | 211709322
GE Appliances | ASH112PRDB** | ASYW12PRDB** |  | 12000 | 13000 | 23 | 12.5 | 10.5 | 1.8 | 77 | 80 | 211709323
GE Appliances | ASH115PRDB** | ASYW15PRDB** |  | 15000 | 16000 | 21.5 | 12.5 | 9.6 | 1.8 | 73 | 89 | 211709324
GE Appliances | ASH118PRDB** | ASYW18PRDB** |  | 17000 | 21000 | 21 | 12.5 | 9.6 | 1.8 | 65 | 73 | 211709325
GE Appliances | ASH124PRDB** | ASYW24PRDB** |  | 22000 | 27600 | 20 | 12.5 | 9.6 | 1.8 | 69 | 72 | 211709326
HAIER | 1U18AP2VHA | AW18ES2VHB |  | 17000 | 22000 | 21 | 12.5 | 9.5 | 1.8 | 64 | 50 | 202583710
HAIER | 1U15AP2VHA | AW15ES2VHB |  | 15000 | 16000 | 21.5 | 12.5 | 9.6 | 1.8 | 75 | 69 | 202583712
GE Appliances | ASH115PRDWA | ASYW15PRDWB |  | 15000 | 16000 | 21.5 | 12.5 | 9.6 | 1.8 | 75 | 69 | 202588312
GE Appliances | ASH118PRDWA | ASYW18PRDWB |  | 17000 | 22000 | 21 | 12.5 | 9.5 | 1.8 | 64 | 50 | 202588313
HAIER | 1U24LP2HD** | AW24TL2HF** |  | 24000 | 26000 | 21 | 11 | 10 | 1.8 | 65 | 85 | 211744601
GE Appliances | ASH124UCDD** | ASYW24TRDF** |  | 24000 | 26000 | 21 | 11 | 10 | 1.8 | 65 | 85 | 211744609
GE Appliances | ASH109PRDWA | ASYW09PRDWB |  | 9000 | 10000 | 23.5 | 14.5 | 9.5 | 1.8 | 62 | 46 | 202588310
HAIER | 1U09AP2VHA | AW09ES2VHB |  | 9000 | 10000 | 23.5 | 14.5 | 9.5 | 1.8 | 62 | 46 | 202583709
Haier | 1U24SU3ERE1 | AS24NE1HRE1 |  | 22000 | 27600 | 19.5 | 12 | 9.5 | 1.76 | 69 | 72 | 210917974
Haier | 1U18RU3ERE1 | AS18NE1HRE1 |  | 17000 | 21000 | 20.5 | 12 | 9.5 | 1.76 | 66 | 71 | 210917973
Haier | 1U12QU3ERE1 | AS12NC1HRE1 |  | 12000 | 13000 | 22.5 | 12 | 10 | 1.76 | 77 | 77 | 210917972
Bonaire | CRC7000012O | CRC7000012I |  | 12000 | 13000 | 22.5 | 12 | 10 | 1.76 | 77 | 77 | 211158653
Bonaire | CRC7000018O | CRC7000018I |  | 17000 | 21000 | 20.5 | 12 | 9.5 | 1.76 | 66 | 71 | 211158654
Bonaire | CRC7000024O | CRC7000024I |  | 22000 | 27600 | 19.5 | 12 | 9.5 | 1.76 | 69 | 72 | 211158655
Hitachi | RAC-PH24WHLAE | RAS-PH24PHLAE |  | 22000 | 25000 | 20 | 13.2 | 10.5 | 1.9 | 103 | 86 | 207200483
Hitachi | RAC-PH18WHLAE | RAS-PH18PHLAE |  | 18000 | 21600 | 20.5 | 13.5 | 10.5 | 1.9 | 116 | 106 | 207200484
Hitachi | RAC-PH12WHLAE | RAS-PH12PHLAE |  | 12000 | 14500 | 20.5 | 13 | 10.9 | 1.9 | 121 | 100 | 207200482
Hitachi | RAC-PH09WHLAE | RAS-PH09PHLAE |  | 9000 | 12000 | 20 | 13.2 | 11.2 | 1.9 | 122 | 100 | 207200481
Hitachi | RAC-SH09WHLAE | RAS-SH09RHLAE |  | 9000 | 11000 | 20.5 | 14 | 10.3 | 2.25 | 87 | 73 | 206907172
Hitachi | RAC-SH12WHLAE | RAS-SH12RHLAE |  | 12000 | 14000 | 20 | 12.5 | 10.2 | 2.25 | 87 | 71 | 206907173
Hitachi | RAC-SH24WHLAE | RAS-SH24RHLAE |  | 22000 | 25000 | 20.5 | 12.5 | 9.7 | 2.25 | 85 | 73 | 206143042
HISENSE | AUW-18U3SF | AST-18UW3SBB**00 |  | 18000 | 19000 | 22 | 13.1 | 9.6 | 2.3 | 63 | 70 | 212621377
Dawes | DAWES-CHD12USA | DAWES-CHD12USA |  | 12000 | 12000 | 23 | 13 | 9.5 | 1.8 | 63 | 76 | 212394361
DAIKIN | RXS12LVJU | FTXS12LVJU |  | 12000 | 14400 | 22.5 | 12.8 | 10.5 | 1.8 | 64 | 56 | 5265755
DAIKIN | RXS15LVJU | FTXS15LVJU |  | 15000 | 18000 | 20 | 14.4 | 10.5 | 1.8 | 66 | 56 | 5265756
DAIKIN | RXL09QMVJU* | FTX09NMVJU* |  | 9000 | 10900 | 19.5 | 12.5 | 10 | 1.8 | 61 | 92 | 207776277
DAIKIN | RXL09QMVJU* | FVXS09NVJU |  | 9000 | 10100 | 19.5 | 12.5 | 9.7 | 1.8 | 61 | 99 | 207776280
DAIKIN | RXM09WVJU* | FTXM09WVJU* |  | 9000 | 11000 | 27.4 | 16.3 | 11.2 | 1.8 | 60 | 100 | 212494257
DAIKIN | RXM12WVJU* | FTXM12WVJU* |  | 12000 | 13600 | 25.2 | 13.2 | 10.7 | 1.8 | 63 | 100 | 212494258
DAIKIN | RXM18WVJU* | FTXM18WVJU* |  | 18000 | 21600 | 22.7 | 12.5 | 10 | 1.75 | 71 | 100 | 212494259
DAIKIN | RXM24WVJU* | FTXM24WVJU* |  | 21600 | 24000 | 22 | 12 | 10 | 1.8 | 67 | 98 | 212494260
DAIKIN | RXL12WMVJU* | FTX12WMVJU* |  | 10600 | 13400 | 19.5 | 11.5 | 10 | 1.8 | 66 | 81 | 212506076
DAIKIN | RXL15WMVJU* | FTX15WMVJU* |  | 15000 | 18300 | 19.5 | 12 | 10 | 1.8 | 63 | 80 | 212506077
DAIKIN | RXL09WMVJU* | FTX09WMVJU* |  | 9000 | 10900 | 19.5 | 11.5 | 10 | 1.8 | 61 | 88 | 212521705
DAIKIN | RXL09WMVJU* | FVXS09WVJU* |  | 9000 | 10100 | 19.5 | 11.5 | 9.7 | 1.8 | 61 | 97 | 212521709
DAIKIN | RXS09LVJU | FTXS09LVJU |  | 9000 | 12000 | 24.5 | 15.3 | 11 | 1.8 | 64 | 63 | 5265753
CENTURY | A-VMH18SV-1 | B-VMH18SV-1 |  | 18000 | 18000 | 21.5 | 12.5 | 11.3 | 1.8 | 83 | 100 | 212940816
CENTURY | A-VMH12SV-1 | B-VMH12SV-1 |  | 12000 | 12000 | 25.5 | 14 | 10.4 | 1.8 | 83 | 100 | 212940815
CENTURY | A-VMH09SV-1 | B-VMH09SV-1 |  | 9000 | 12000 | 28.1 | 16.2 | 11.5 | 2 | 79 | 88 | 212940814
CENTURY | A-VMH24SV-1 | B-VMH24SV-1 |  | 24000 | 29000 | 21.5 | 13 | 11.4 | 2.21 | 73 | 86 | 212940817
CENTURY | A-VMH06SV-1 | B-VMH06SV-1 |  | 6000 | 7000 | 26.5 | 15.8 | 13.6 | 2.1 | 121 | 107 | 212940813
ZERO | ZSOV-48HDM-US | ZEV-48HDM-US |  | 48000 | 50000 | 18.9 | 9.3 | 10 | 1.85 | 58 | 70 | 212928566
ZERO | ZSOV-24HDM-US | ZEV-24HDM-US |  | 24000 | 24000 | 21.2 | 12.5 | 10.3 | 2.2 | 67 | 76 | 212928564
RUUD | RO1HFZ15AJ2S | RIFHFZ15AJ2S |  | 14200 | 18000 | 20.3 | 12.5 | 10.7 | 1.84 | 64 | 101 | 210368081
RHEEM | ROSH09AFFHJ | RIFH09AVFJ |  | 9000 | 12000 | 26 | 16 | 11.6 | 1.9 | 63 | 112 | 10595383
RUUD | ROSH09AFFHJ | RIFH09AVFJ |  | 9000 | 12000 | 26 | 16 | 11.6 | 1.9 | 63 | 112 | 206221508
RHEEM | RO1HFZ15AJ2S | RIFHFZ15AJ2S |  | 14200 | 18000 | 20.3 | 12.5 | 10.7 | 1.84 | 64 | 101 | 210368080
RHEEM | RO1HFZ09AJ2H | RIFHFZ09AJ2S |  | 9000 | 12000 | 26 | 16 | 11.6 | 1.9 | 63 | 112 | 210368082
FUJITSU | AOU15RLFFH | AGU15RLF |  | 14200 | 18000 | 20.3 | 12.5 | 10.5 | 1.84 | 64 | 101 | 6937311
FUJITSU | AOU12RLFFH | AGU12RLF |  | 12000 | 16000 | 22.7 | 13.1 | 11 | 1.9 | 66 | 84 | 6937310
RUUD | RO1HFZ09AJ2H | RIFHFZ09AJ2S |  | 9000 | 12000 | 26 | 16 | 11.6 | 1.9 | 63 | 112 | 210368083
RHEEM | RO1HFZ12AJ2S | RIFHFZ12AJ2S |  | 12000 | 16000 | 22.7 | 13.1 | 11.2 | 1.9 | 66 | 84 | 210368078
FUJITSU | AOU15RLFF | AGU15RLF |  | 14200 | 18000 | 20.3 | 12.5 | 10.7 | 1.84 | 64 | 101 | 6936997
RUUD | RO1HFZ12AJ2S | RIFHFZ12AJ2S |  | 12000 | 16000 | 22.7 | 13.1 | 11.2 | 1.9 | 66 | 84 | 210368079
RUUD | ROSH12AFFJ | RIFH12AVFJ |  | 12000 | 16000 | 22.7 | 13.1 | 11.2 | 1.9 | 66 | 84 | 206221512
RUUD | RO1HFZ09AJ2S | RIFHFZ09AJ2S |  | 9000 | 12000 | 26 | 16 | 11.8 | 1.9 | 63 | 112 | 210368077
RUUD | UOSH12AFFJ | RIFH12AVFJ |  | 12000 | 16000 | 22.7 | 13.1 | 11.2 | 1.9 | 66 | 84 | 10595395
RHEEM | ROSH12AFFJ | RIFH12AVFJ |  | 12000 | 16000 | 22.7 | 13.1 | 11.2 | 1.9 | 66 | 84 | 10595394
FUJITSU | AOU12RLFF | AGU12RLF |  | 12000 | 16000 | 22.7 | 13.1 | 11.2 | 1.9 | 66 | 84 | 6936996
RHEEM | ROSH15AFFJ | RIFH15AVFJ |  | 14200 | 18000 | 20.3 | 12.5 | 10.7 | 1.84 | 64 | 101 | 10595396
RUUD | UOSH15AFFJ | RIFH15AVFJ |  | 14200 | 18000 | 20.3 | 12.5 | 10.7 | 1.84 | 64 | 101 | 10595397
RUUD | ROSH15AFFJ | RIFH15AVFJ |  | 14200 | 18000 | 20.3 | 12.5 | 10.7 | 1.84 | 64 | 101 | 206221513
FUJITSU | AOU9RLFFH | AGU9RLF |  | 9000 | 12000 | 26 | 16 | 11.6 | 1.9 | 63 | 112 | 6937309
FUJITSU | AOU9RLFF | AGU9RLF |  | 9000 | 12000 | 26 | 16 | 11.8 | 1.9 | 63 | 112 | 6936995
RHEEM | RO1HFZ09AJ2S | RIFHFZ09AJ2S |  | 9000 | 12000 | 26 | 16 | 11.8 | 1.9 | 63 | 112 | 210368076
RUUD | ROSH09AFFJ | RIFH09AVFJ |  | 9000 | 12000 | 26 | 16 | 11.8 | 1.9 | 63 | 112 | 206221511
RHEEM | ROSH09AFFJ | RIFH09AVFJ |  | 9000 | 12000 | 26 | 16 | 11.8 | 1.9 | 63 | 112 | 10595392
RHEEM | ROSH12AFFHJ | RIFH12AVFJ |  | 12000 | 16000 | 22.7 | 13.1 | 11 | 1.9 | 66 | 84 | 10595386
RUUD | UOSH12AFFHJ | RIFH12AVFJ |  | 12000 | 16000 | 22.7 | 13.1 | 11 | 1.9 | 66 | 84 | 10595387
RUUD | ROSH12AFFHJ | RIFH12AVFJ |  | 12000 | 16000 | 22.7 | 13.1 | 11 | 1.9 | 66 | 84 | 206221509
RHEEM | RO1HFZ12AJ2H | RIFHFZ12AJ2S |  | 12000 | 16000 | 22.7 | 13.1 | 11 | 1.9 | 66 | 84 | 210368084
RUUD | RO1HFZ12AJ2H | RIFHFZ12AJ2S |  | 12000 | 16000 | 22.7 | 13.1 | 11 | 1.9 | 66 | 84 | 210368085
RHEEM | ROSH15AFFHJ | RIFH15AVFJ |  | 14200 | 18000 | 20.3 | 12.5 | 10.5 | 1.84 | 64 | 101 | 10595389
RUUD | UOSH15AFFHJ | RIFH15AVFJ |  | 14200 | 18000 | 20.3 | 12.5 | 10.5 | 1.84 | 64 | 101 | 10595390
RUUD | ROSH15AFFHJ | RIFH15AVFJ |  | 14200 | 18000 | 20.3 | 12.5 | 10.5 | 1.84 | 64 | 101 | 206221510
RHEEM | RO1HFZ15AJ2H | RIFHFZ15AJ2S |  | 14200 | 18000 | 20.3 | 12.5 | 10.5 | 1.84 | 64 | 101 | 210368086
RUUD | RO1HFZ15AJ2H | RIFHFZ15AJ2S |  | 14200 | 18000 | 20.3 | 12.5 | 10.5 | 1.84 | 64 | 101 | 210368087
FUJITSU | AOU18RLXFWH | ASU18RLF |  | 18000 | 21600 | 20 | 13.3 | 10 | 2.18 | 68 | 88 | 8779045
RHEEM | ROSH18AHXHJ | RIWH18AVFJ |  | 18000 | 21600 | 20 | 13.3 | 10 | 2.18 | 68 | 88 | 10595377
RUUD | ROSH18AHXHJ | UIWH18AVFJ |  | 18000 | 21600 | 20 | 13.3 | 10 | 2.18 | 68 | 88 | 206221505
RHEEM | RO1HFZ18AJ2H | RIWHFZ18AJ2S |  | 18000 | 21600 | 20 | 13.3 | 10 | 2.18 | 68 | 88 | 210368088
RUUD | RO1HFZ18AJ2H | UIWHFZ18AJ2S |  | 18000 | 21600 | 20 | 13.3 | 10 | 2.18 | 68 | 88 | 210368089
FUJITSU | AOU24RLXFWH | ASU24RLF |  | 22000 | 25200 | 19.5 | 12.5 | 10.5 | 2.04 | 71 | 92 | 8779046
RHEEM | ROSH24AHXHJ | RIWH24AVFJ |  | 22000 | 25200 | 19.5 | 12.5 | 10.5 | 2.04 | 71 | 92 | 10595379
RUUD | ROSH24AHXHJ | UIWH24AVFJ |  | 22000 | 25200 | 19.5 | 12.5 | 10.5 | 2.04 | 71 | 92 | 206221506
RHEEM | RO1HFZ24AJ2H | RIWHFZ24AJ2S |  | 22000 | 25200 | 19.5 | 12.5 | 10.5 | 2.04 | 71 | 92 | 210368090
RUUD | RO1HFZ24AJ2H | UIWHFZ24AJ2S |  | 22000 | 25200 | 19.5 | 12.5 | 10.5 | 2.04 | 71 | 92 | 210368091
RHEEM | ROSH30AHXHJ | RIWH30AVFJ |  | 30000 | 32000 | 18.7 | 12.5 | 10 | 2.02 | 59 | 95 | 10595381
FUJITSU | AOU30RLXEH | ASU30RLE |  | 30000 | 32000 | 18.7 | 12.5 | 10 | 2.02 | 59 | 95 | 8912454
RUUD | UOSH30AHXHJ | UIWH30AVFJ |  | 30000 | 32000 | 18.7 | 12.5 | 10 | 2.02 | 59 | 95 | 10595382
RUUD | ROSH30AHXHJ | UIWH30AVFJ |  | 30000 | 32000 | 18.7 | 12.5 | 10 | 2.02 | 59 | 95 | 206221507
RHEEM | RO1HFZ30AJ2H | RIWHFZ30AJ2S |  | 30000 | 32000 | 18.7 | 12.5 | 10 | 2.02 | 59 | 95 | 210368092
FUJITSU | AOU18RGLX | AUU18RGLX |  | 18000 | 21000 | 22 | 13.4 | 10.5 | 2.32 | 59 | 86 | 202195106
RUUD | RO1HFZ30AJ2H | UIWHFZ30AJ2S |  | 30000 | 32000 | 18.7 | 12.5 | 10 | 2.02 | 59 | 95 | 210368093
RHEEM | ROSH18VGSN | RICH18AXCJ |  | 18000 | 21000 | 22 | 13.4 | 10.5 | 2.32 | 59 | 86 | 202244046
RUUD | ROSH18VGSN | RICH18AXCJ |  | 18000 | 21000 | 22 | 13.4 | 10.5 | 2.32 | 59 | 86 | 206221538
RHEEM | ROSH24VGSN | RICH24AXCJ |  | 24000 | 27000 | 20.8 | 12.8 | 10.1 | 2.04 | 61 | 86 | 202244731
FUJITSU | AOU24RGLX | AUU24RGLX |  | 24000 | 27000 | 20.8 | 12.8 | 10.1 | 2.04 | 61 | 86 | 202208444
RUUD | ROSH24VGSN | RICH24AXCJ |  | 24000 | 27000 | 20.8 | 12.8 | 10.1 | 2.04 | 61 | 86 | 206221539
RHEEM | RP1724HJVXA | RICH24AXCJ |  | 24000 | 27000 | 20.8 | 12.8 | 10.1 | 2.04 | 61 | 86 | 210839352
RUUD | RP1724HJVXA | RICH24AXCJ |  | 24000 | 27000 | 20.8 | 12.8 | 10.1 | 2.04 | 61 | 86 | 210839354
FUJITSU | AOUG09LZAS1 | ASUG09LZAS |  | 9000 | 12000 | 33.1 | 18 | 13.4 | 2.14 | 62 | 128 | 204740066
FUJITSU | AOUG09LZAH1 | ASUG09LZAS |  | 9000 | 12000 | 33.1 | 18 | 13.3 | 2 | 62 | 128 | 204740067
FUJITSU | AOUG12LZAS1 | ASUG12LZAS |  | 12000 | 16000 | 29.4 | 15.2 | 12.9 | 2.32 | 63 | 104 | 204740068
FUJITSU | AOUG12LZAH1 | ASUG12LZAS |  | 12000 | 16000 | 29.4 | 15.2 | 12.7 | 2.16 | 63 | 104 | 204740069
FUJITSU | AOUG15LZAS1 | ASUG15LZAS |  | 14500 | 18000 | 25.3 | 13.9 | 12.8 | 2.52 | 62 | 97 | 204740070
FUJITSU | AOUG15LZAH1 | ASUG15LZAS |  | 14500 | 18000 | 25.3 | 13.9 | 12.7 | 2.34 | 62 | 97 | 204740071
FUJITSU | AOUH09LMAH1 | ASUH09LMAS |  | 9000 | 12000 | 26.5 | 15.4 | 12.3 | 2 | 62 | 78 | 206263449
RHEEM | RO1HHZ09AJ2H | RIWHHZ09AJ2S |  | 9000 | 12000 | 26.5 | 15.4 | 12.3 | 2 | 62 | 78 | 210368094
RUUD | RO1HHZ09AJ2H | UIWHHZ09AJ2S |  | 9000 | 12000 | 26.5 | 15.4 | 12.3 | 2 | 62 | 78 | 210368095
FUJITSU | AOUH12LMAH1 | ASUH12LMAS |  | 12000 | 16000 | 23 | 12.5 | 11.2 | 2.18 | 64 | 64 | 206263450
RHEEM | RO1HHZ12AJ2H | RIWHHZ12AJ2S |  | 12000 | 16000 | 23 | 12.5 | 11.2 | 2.18 | 64 | 64 | 210368096
RUUD | RO1HHZ12AJ2H | UIWHHZ12AJ2S |  | 12000 | 16000 | 23 | 12.5 | 11.2 | 2.18 | 64 | 64 | 210368097
FUJITSU | AOUH09LUAS1 | ACUH09LUAS1 |  | 9000 | 12000 | 23.5 | 13.6 | 11.8 | 2.22 | 65 | 84 | 206579743
RHEEM | RO1HHZ09AJ8S | RICHHZ09AJ8S |  | 9000 | 12000 | 23.5 | 13.6 | 11.8 | 2.22 | 65 | 84 | 210824705
RUUD | RO1HHZ09AJ8S | RICHHZ09AJ8S |  | 9000 | 12000 | 23.5 | 13.6 | 11.8 | 2.22 | 65 | 84 | 210824709
RHEEM | RO1HHZ18AJ8S | RICHHZ18AJ8S |  | 17100 | 21600 | 21.5 | 12.5 | 11.2 | 2.2 | 68 | 79 | 210824718
RHEEM | RO1HHZ12AJ8S | RICHHZ12AJ8S |  | 12000 | 16000 | 23 | 12.8 | 11.3 | 2.02 | 67 | 97 | 210824712
RUUD | RO1HHZ18AJ8S | RICHHZ18AJ8S |  | 17100 | 21600 | 21.5 | 12.5 | 11.2 | 2.2 | 68 | 79 | 210824720
RUUD | RO1HHZ12AJ8S | RICHHZ12AJ8S |  | 12000 | 16000 | 23 | 12.8 | 11.3 | 2.02 | 67 | 97 | 210824714
FUJITSU | AOUH12LUAS1 | ACUH12LUAS1 |  | 12000 | 16000 | 23 | 12.8 | 11.3 | 2.02 | 67 | 97 | 206579744
FUJITSU | AOUH18LUAS1 | ACUH18LUAS1 |  | 17100 | 21600 | 21.5 | 12.5 | 11.2 | 2.2 | 68 | 79 | 206579745
RHEEM | RO1HGZ09AJ1S | RIWHGZ09AJ1S |  | 9000 | 12000 | 33.1 | 18 | 13.4 | 2.14 | 62 | 128 | 210368098
RUUD | RO1HGZ09AJ1S | UIWHGZ09AJ1S |  | 9000 | 12000 | 33.1 | 18 | 13.4 | 2.14 | 62 | 128 | 210368099
FUJITSU | AOUG09LZAS1 | ASUG09LZBS |  | 9000 | 12000 | 33.1 | 18 | 13.4 | 2.14 | 62 | 128 | 206597208
FUJITSU | AOUG09LZAH1 | ASUG09LZBS |  | 9000 | 12000 | 33.1 | 18 | 13.3 | 2 | 62 | 128 | 206597209
RHEEM | RO1HGZ09AJ1H | RIWHGZ09AJ1S |  | 9000 | 12000 | 33.1 | 18 | 13.3 | 2 | 62 | 128 | 210368100
RUUD | RO1HGZ09AJ1H | UIWHGZ09AJ1S |  | 9000 | 12000 | 33.1 | 18 | 13.3 | 2 | 62 | 128 | 210368101
RHEEM | RO1HGZ12AJ1S | RIWHGZ12AJ1S |  | 12000 | 16000 | 29.4 | 15.2 | 12.9 | 2.32 | 63 | 104 | 210368102
RUUD | RO1HGZ12AJ1S | UIWHGZ12AJ1S |  | 12000 | 16000 | 29.4 | 15.2 | 12.9 | 2.32 | 63 | 104 | 210368103
FUJITSU | AOUG12LZAS1 | ASUG12LZBS |  | 12000 | 16000 | 29.4 | 15.2 | 12.9 | 2.32 | 63 | 104 | 206597210
FUJITSU | AOUG12LZAH1 | ASUG12LZBS |  | 12000 | 16000 | 29.4 | 15.2 | 12.7 | 2.16 | 63 | 104 | 206597211
RHEEM | RO1HGZ12AJ1H | RIWHGZ12AJ1S |  | 12000 | 16000 | 29.4 | 15.2 | 12.7 | 2.16 | 63 | 104 | 210368104
RUUD | RO1HGZ12AJ1H | UIWHGZ12AJ1S |  | 12000 | 16000 | 29.4 | 15.2 | 12.7 | 2.16 | 63 | 104 | 210368105
RHEEM | RO1HGZ15AJ1S | RIWHGZ15AJ1S |  | 14500 | 18000 | 25.3 | 13.9 | 12.8 | 2.52 | 62 | 97 | 210368106
RUUD | RO1HGZ15AJ1S | UIWHGZ15AJ1S |  | 14500 | 18000 | 25.3 | 13.9 | 12.8 | 2.52 | 62 | 97 | 210368107
FUJITSU | AOUG15LZAS1 | ASUG15LZBS |  | 14500 | 18000 | 25.3 | 13.9 | 12.8 | 2.52 | 62 | 97 | 206597212
RHEEM | RO1HGZ15AJ1H | RIWHGZ15AJ1S |  | 14500 | 18000 | 25.3 | 13.9 | 12.7 | 2.34 | 62 | 97 | 210368108
RUUD | RO1HGZ15AJ1H | UIWHGZ15AJ1S |  | 14500 | 18000 | 25.3 | 13.9 | 12.7 | 2.34 | 62 | 97 | 210368109
FUJITSU | AOUG15LZAH1 | ASUG15LZBS |  | 14500 | 18000 | 25.3 | 13.9 | 12.7 | 2.34 | 62 | 97 | 206597213
RHEEM | RO1HHZ18AJ2S | RIWHHZ18AJ2S |  | 18000 | 21600 | 21.1 | 13 | 11.5 | 2 | 63 | 100 | 210368114
RUUD | RO1HHZ18AJ2S | UIWHHZ18AJ2S |  | 18000 | 21600 | 21.1 | 13 | 11.5 | 2 | 63 | 100 | 210368115
FUJITSU | AOUH18LMAS1 | ASUH18LMAS |  | 18000 | 21600 | 21.1 | 13 | 11.5 | 2 | 63 | 100 | 206913027
RHEEM | RO1HHZ24AJ2S | RIWHHZ24AJ2S |  | 22000 | 25200 | 22.5 | 12.5 | 11.4 | 2.04 | 62 | 99 | 210368116
RUUD | RO1HHZ24AJ2S | UIWHHZ24AJ2S |  | 22000 | 25200 | 22.5 | 12.5 | 11.4 | 2.04 | 62 | 99 | 210368117
FUJITSU | AOUH24LMAS1 | ASUH24LMAS |  | 22000 | 25200 | 22.5 | 12.5 | 11.4 | 2.04 | 62 | 99 | 206913028
FUJITSU | AOUH09LEAS1 | ASUH09LMAS |  | 9000 | 10900 | 21.3 | 12.5 | 10 | 1.96 | 61 | 74 | 207454671
FUJITSU | AOUH09LMAS1 | ASUH09LMAS |  | 9000 | 12000 | 26.5 | 14.3 | 12.6 | 2.36 | 62 | 84 | 207615688
RHEEM | RO1HHZ09AJ2S | RIWHHZ09AJ2S |  | 9000 | 12000 | 26.5 | 14.3 | 12.6 | 2.36 | 62 | 84 | 210368126
RUUD | RO1HHZ09AJ2S | UIWHHZ09AJ2S |  | 9000 | 12000 | 26.5 | 14.3 | 12.6 | 2.36 | 62 | 84 | 210368127
FUJITSU | AOUH12LMAS1 | ASUH12LMAS |  | 12000 | 14500 | 23 | 12.5 | 11.1 | 2.36 | 61 | 71 | 207615689
RHEEM | RO1HHZ12AJ2S | RIWHHZ12AJ2S |  | 12000 | 14500 | 23 | 12.5 | 11.1 | 2.36 | 61 | 71 | 210368128
RUUD | RO1HHZ12AJ2S | UIWHHZ12AJ2S |  | 12000 | 14500 | 23 | 12.5 | 11.1 | 2.36 | 61 | 71 | 210368129
FUJITSU | AOUH30LUAH1 | AUUH30LUAS |  | 28600 | 32000 | 22 | 13.5 | 11 | 1.76 | 61 | 103 | 207657379
FUJITSU | AOUH12LMBH1 | ASUH12LMAS |  | 12000 | 14000 | 23 | 12.5 | 11 | 2.18 | 61 | 74 | 210191037
FUJITSU | AOUH12LMBS1 | ASUH12LMAS |  | 12000 | 14000 | 23 | 12.5 | 11.1 | 2.36 | 61 | 74 | 210191038
FUJITSU | AOUH24LUAS1 | AUUH24LUAS |  | 24000 | 27000 | 23 | 12.6 | 11 | 2.12 | 67 | 87 | 211078831
RHEEM | RO1HHZ24AJ8S | RIGHHZ24AJ8S |  | 24000 | 27000 | 23 | 12.6 | 11 | 2.12 | 67 | 87 | 211781744
RUUD | RO1HHZ24AJ8S | RIGHHZ24AJ8S |  | 24000 | 27000 | 23 | 12.6 | 11 | 2.12 | 67 | 87 | 211781761
FUJITSU | AOUH30LUAS1 | AUUH30LUAS |  | 30000 | 32000 | 21.5 | 11.7 | 10.6 | 2.12 | 65 | 88 | 211078832
RHEEM | RO1HHZ30AJ8S | RIGHHZ30AJ8S |  | 30000 | 32000 | 21.5 | 11.7 | 10.6 | 2.12 | 65 | 88 | 211781745
RUUD | RO1HHZ30AJ8S | RIGHHZ30AJ8S |  | 30000 | 32000 | 21.5 | 11.7 | 10.6 | 2.12 | 65 | 88 | 211781762
RHEEM | RO1HHZ36AJ8S | RIGHHZ36AJ8S |  | 36000 | 38000 | 20.5 | 10 | 10.2 | 2.12 | 65 | 82 | 211781746
RUUD | RO1HHZ36AJ8S | RIGHHZ36AJ8S |  | 36000 | 38000 | 20.5 | 10 | 10.2 | 2.12 | 65 | 82 | 211781763
FUJITSU | AOUH36LUAS1 | AUUH36LUAS |  | 36000 | 38000 | 20.5 | 10 | 10.2 | 2.12 | 65 | 82 | 211078833
FUJITSU | AOUH24LUAS1 | ABUH24LUAS |  | 24000 | 27000 | 21.5 | 12.3 | 10.5 | 2.08 | 65 | 87 | 211078836
RHEEM | RO1HHZ24AJ8S | RISHHZ24AJ8S |  | 24000 | 27000 | 21.5 | 12.3 | 10.5 | 2.08 | 65 | 87 | 211781748
RUUD | RO1HHZ24AJ8S | RISHHZ24AJ8S |  | 24000 | 27000 | 21.5 | 12.3 | 10.5 | 2.08 | 65 | 87 | 211781765
FUJITSU | AOUH30LUAS1 | ABUH30LUAS |  | 30000 | 32000 | 20 | 10.8 | 10.5 | 2.08 | 66 | 88 | 211078839
RHEEM | RO1HHZ30AJ8S | RISHHZ30AJ8S |  | 30000 | 32000 | 20 | 10.8 | 10.5 | 2.08 | 66 | 88 | 211781749
RUUD | RO1HHZ30AJ8S | RISHHZ30AJ8S |  | 30000 | 32000 | 20 | 10.8 | 10.5 | 2.08 | 66 | 88 | 211781766
RHEEM | RO1HHZ36AJ8S | RISHHZ36AJ8S |  | 36000 | 38000 | 19.5 | 9.6 | 10 | 2.1 | 64 | 82 | 211781750
RUUD | RO1HHZ36AJ8S | RISHHZ36AJ8S |  | 36000 | 38000 | 19.5 | 9.6 | 10 | 2.1 | 64 | 82 | 211781767
FUJITSU | AOUH36LUAS1 | ABUH36LUAS |  | 36000 | 38000 | 19.5 | 9.6 | 10 | 2.1 | 64 | 82 | 211078841
FUJITSU | AOUH18LUAS1 | ABUH18LUAS |  | 18000 | 21600 | 22.5 | 12.5 | 10.6 | 2.22 | 73 | 78 | 211078843
RHEEM | RO1HHZ18AJ8S | RISHHZ18AJ8S |  | 18000 | 21600 | 22.5 | 12.5 | 10.6 | 2.22 | 73 | 78 | 211781747
RUUD | RO1HHZ18AJ8S | RISHHZ18AJ8S |  | 18000 | 21600 | 22.5 | 12.5 | 10.6 | 2.22 | 73 | 78 | 211781764
RHEEM | RO1HHZ18AJ8S | RIGHHZ18AJ8S |  | 18000 | 21600 | 23.5 | 13 | 11.2 | 2.24 | 70 | 78 | 211781743
FUJITSU | AOUH18LUAS1 | AUUH18LUAS |  | 18000 | 21600 | 23.5 | 13 | 11.2 | 2.24 | 70 | 78 | 211078844
RUUD | RO1HHZ18AJ8S | RIGHHZ18AJ8S |  | 18000 | 21600 | 23.5 | 13 | 11.2 | 2.24 | 70 | 78 | 211781760
Orient Care | OU12M410AGS30 | ODW12MAGSW30 |  | 12000 | 12000 | 23.1 | 13 | 10.8 | 2.41 | 83 | 70 | 212920502
Orient Care | OU18M410AGS30 | ODW18MAGSW30 |  | 18000 | 18000 | 24 | 13.5 | 10.5 | 2.44 | 78 | 71 | 212920503
Orient Care | OU12M410AGS15 | ODW12MAGSW15 |  | 12000 | 12000 | 22.7 | 12.5 | 10.4 | 2.06 | 74 | 56 | 212920501
MOOVAIR | DMB09HOS42230E8 | DMB09HIW42230E8 |  | 9000 | 12000 | 29 | 16.5 | 22 | 1.86 | 95 | 113 | 213088009
PIONEER | YN024GMFI22RPE | CB024GMFILCFHE |  | 24000 | 25000 | 21.5 | 12.5 | 9.7 | 2.2 | 76 | 74 | 213088012
MOOVAIR | DMB12HOS42230E8 | DMB12HIW42230E8 |  | 12000 | 12000 | 27.5 | 14.3 | 14.5 | 1.86 | 95 | 113 | 213088010
Clima Smart | MCH12-CS-S23-230V-O | MCH12-CS-S23-230V-I |  | 12000 | 12000 | 23 | 13 | 9.5 | 1.8 | 63 | 76 | 213148996
KANIONco | KWSM-06IR410AHS26.5ODU | KWSM-06IR410AHS26.5IDU |  | 6000 | 7000 | 26.5 | 15.8 | 13.6 | 2.1 | 121 | 107 | 213160460
KANIONco | KWSM-09IR410AHS28.1ODU | KWSM-09IR410AHS28.1IDU |  | 9000 | 12000 | 28.1 | 16.2 | 11.5 | 2 | 79 | 88 | 213160461
KANIONco | KWSM-12IR410AHS25.5ODU | KWSM-12IR410AHS25.5IDU |  | 12000 | 12000 | 25.5 | 14 | 10.4 | 1.8 | 83 | 100 | 213160462
KANIONco | KWSM-18IR410AHS21.5ODU | KWSM-18IR410AHS21.5IDU |  | 18000 | 18000 | 21.5 | 12.5 | 11.3 | 1.8 | 83 | 100 | 213160463
KANIONco | KWSM-24IR410AHS21.5ODU | KWSM-24IR410AHS21.5IDU |  | 24000 | 29000 | 21.5 | 13 | 11.4 | 2.21 | 73 | 86 | 213160464
Durastar | DRA1H33S1A | DRAW33F1B |  | 33000 | 35000 | 20 | 11.7 | 10 | 1.8 | 79 | 99 | 213160486
TOSHIBA CARRIER | RAV-SP482AT2P-UL | RAV-SM482CTP-UL |  | 48000 | 54000 | 19.4 | 9.2 | 10.3 | 1.96 | 66 | 70 | 208447332
TOSHIBA CARRIER | RAV-SP242AT2P-UL | RAV-SM242KRTP-UL |  | 24000 | 27000 | 22.7 | 11.8 | 10.3 | 2.05 | 68 | 72 | 208459002
TOSHIBA CARRIER | RAV-SP422AT2P-UL | RAV-SM422CTP-UL |  | 42000 | 47000 | 19.6 | 9.9 | 10.7 | 2.16 | 66 | 71 | 208447330
TOSHIBA CARRIER | RAV-SP362AT2P-UL | RAV-SM362CTP-UL |  | 36000 | 40000 | 22.4 | 12.1 | 11.1 | 2.39 | 65 | 74 | 208447328
TOSHIBA CARRIER | RAV-SP362AT2P-UL | RAV-SM362UTP-UL |  | 36000 | 40000 | 24.3 | 13.4 | 11.1 | 2.47 | 64 | 75 | 208447327
TOSHIBA CARRIER | RAV-SP302AT2P-UL | RAV-SM302CTP-UL |  | 30000 | 34000 | 22 | 13 | 10.4 | 2.28 | 62 | 71 | 208447325
TOSHIBA CARRIER | RAV-SP302AT2P-UL | RAV-SM302UTP-UL |  | 30000 | 34000 | 23.7 | 14 | 11.2 | 2.51 | 61 | 71 | 208447324
TOSHIBA CARRIER | RAV-SP242AT2P-UL | RAV-SM242CTP-UL |  | 24000 | 27000 | 23.2 | 12.7 | 10.4 | 2.3 | 63 | 71 | 208447322
TOSHIBA CARRIER | RAV-SP182AT2P-UL | RAV-SM182CTP-UL |  | 18000 | 20000 | 23.6 | 11.5 | 10.7 | 2.36 | 65 | 73 | 208447320
TOSHIBA CARRIER | RAV-SP182AT2P-UL | RAV-SM182UTP-UL |  | 18000 | 20000 | 25.5 | 13.5 | 11.3 | 2.45 | 63 | 71 | 208447319
TOSHIBA CARRIER | RAV-SP482AT2P-UL | RAV-SM482UTP-UL |  | 48000 | 54000 | 22.4 | 10.6 | 9.8 | 2.02 | 60 | 70 | 208429509
TOSHIBA CARRIER | RAV-SP422AT2P-UL | RAV-SM422UTP-UL |  | 42000 | 47000 | 22.6 | 12 | 10.2 | 2.1 | 66 | 71 | 208429508
TOSHIBA CARRIER | RAV-SP302AT2P-UL | RAV-SM302KRTP-UL |  | 30000 | 34000 | 23.6 | 13.1 | 9.5 | 2.16 | 57 | 75 | 208429506
TOSHIBA CARRIER | RAV-SP242AT2P-UL | RAV-SM242UTP-UL |  | 24000 | 27000 | 23.7 | 13 | 10.7 | 2.22 | 68 | 71 | 208429505
TOSHIBA CARRIER | RAV-SP182AT2P-UL | RAV-SM182KRTP-UL |  | 18000 | 20000 | 23.8 | 12 | 10.3 | 2.27 | 65 | 73 | 208429504
TOSHIBA CARRIER | RAV-SP122AT2P-UL | RAV-SM122KRTP-UL |  | 12000 | 14000 | 25.2 | 15.7 | 11.1 | 2.5 | 61 | 71 | 208429503
MDV | MOX230-09HFN1-MW5W-L | MSEPB-06HRFN1-MY5W |  | 6000 | 7000 | 26.5 | 15.8 | 13.6 | 2.1 | 121 | 107 | 213199198
LENNOX | MPC009S4S-1P | MWMC006S4-2P |  | 6000 | 7000 | 26.5 | 15.8 | 13.6 | 2.1 | 121 | 107 | 213199199
DAY & NIGHT | DLCPRBH12AAK | DLFPHAH12XAK |  | 12000 | 12000 | 24 | 12.5 | 10.5 | 1.8 | 87 | 100 | 213214849
DAY & NIGHT | DLCPRBH18AAK | DLFPHAH18XAK |  | 18000 | 20000 | 23.5 | 13.5 | 13.5 | 1.8 | 101 | 105 | 213214850
HEIL | DLCPRBH09AAK | DLFPHAH09XAK |  | 9000 | 12000 | 25.5 | 14.4 | 15 | 1.8 | 87 | 100 | 213214851
HEIL | DLCPRBH12AAK | DLFPHAH12XAK |  | 12000 | 12000 | 24 | 12.5 | 10.5 | 1.8 | 87 | 100 | 213214852
HEIL | DLCPRBH18AAK | DLFPHAH18XAK |  | 18000 | 20000 | 23.5 | 13.5 | 13.5 | 1.8 | 101 | 105 | 213214853
KEEPRITE | DLCPRBH09AAK | DLFPHAH09XAK |  | 9000 | 12000 | 25.5 | 14.4 | 15 | 1.8 | 87 | 100 | 213214854
KEEPRITE | DLCPRBH12AAK | DLFPHAH12XAK |  | 12000 | 12000 | 24 | 12.5 | 10.5 | 1.8 | 87 | 100 | 213214855
KEEPRITE | DLCPRBH18AAK | DLFPHAH18XAK |  | 18000 | 20000 | 23.5 | 13.5 | 13.5 | 1.8 | 101 | 105 | 213214856
KENMORE | DLCPRBH09AAK | DLFPHAH09XAK |  | 9000 | 12000 | 25.5 | 14.4 | 15 | 1.8 | 87 | 100 | 213214857
KENMORE | DLCPRBH12AAK | DLFPHAH12XAK |  | 12000 | 12000 | 24 | 12.5 | 10.5 | 1.8 | 87 | 100 | 213214858
KENMORE | DLCPRBH18AAK | DLFPHAH18XAK |  | 18000 | 20000 | 23.5 | 13.5 | 13.5 | 1.8 | 101 | 105 | 213214859
MIDEA | DLCPRBH12AAK | DLFPHAH12XAK |  | 12000 | 12000 | 24 | 12.5 | 10.5 | 1.8 | 87 | 100 | 213214861
MIDEA | DLCPRBH09AAK | DLFPHAH09XAK |  | 9000 | 12000 | 25.5 | 14.4 | 15 | 1.8 | 87 | 100 | 213214860
MIDEA | DLCPRBH18AAK | DLFPHAH18XAK |  | 18000 | 20000 | 23.5 | 13.5 | 13.5 | 1.8 | 101 | 105 | 213214862
TEMPSTAR | DLCPRBH09AAK | DLFPHAH09XAK |  | 9000 | 12000 | 25.5 | 14.4 | 15 | 1.8 | 87 | 100 | 213214863
TEMPSTAR | DLCPRBH12AAK | DLFPHAH12XAK |  | 12000 | 12000 | 24 | 12.5 | 10.5 | 1.8 | 87 | 100 | 213214864
TEMPSTAR | DLCPRBH18AAK | DLFPHAH18XAK |  | 18000 | 20000 | 23.5 | 13.5 | 13.5 | 1.8 | 101 | 105 | 213214865
SMART COMFORT | DLCPRBH09AAK | DLFPHAH09XAK |  | 9000 | 12000 | 25.5 | 14.4 | 15 | 1.8 | 87 | 100 | 213214866
SMART COMFORT | DLCPRBH12AAK | DLFPHAH12XAK |  | 12000 | 12000 | 24 | 12.5 | 10.5 | 1.8 | 87 | 100 | 213214867
SMART COMFORT | DLCPRBH18AAK | DLFPHAH18XAK |  | 18000 | 20000 | 23.5 | 13.5 | 13.5 | 1.8 | 101 | 105 | 213214868
AIRQUEST | DLCPRBH09AAK | DLFPHAH09XAK |  | 9000 | 12000 | 25.5 | 14.4 | 15 | 1.8 | 87 | 100 | 213214869
AIRQUEST | DLCPRBH12AAK | DLFPHAH12XAK |  | 12000 | 12000 | 24 | 12.5 | 10.5 | 1.8 | 87 | 100 | 213214870
AIRQUEST | DLCPRBH18AAK | DLFPHAH18XAK |  | 18000 | 20000 | 23.5 | 13.5 | 13.5 | 1.8 | 101 | 105 | 213214871
LPS Legacy | DLCPRBH09AAK | DLFPHAH09XAK |  | 9000 | 12000 | 25.5 | 14.4 | 15 | 1.8 | 87 | 100 | 213214872
LPS Legacy | DLCPRBH12AAK | DLFPHAH12XAK |  | 12000 | 12000 | 24 | 12.5 | 10.5 | 1.8 | 87 | 100 | 213214873
LPS Legacy | DLCPRBH18AAK | DLFPHAH18XAK |  | 18000 | 20000 | 23.5 | 13.5 | 13.5 | 1.8 | 101 | 105 | 213214874
LPS Legacy | DLCPRAH09AAK | DLFPHAH09XAK |  | 9000 | 10000 | 26 | 15 | 12.5 | 1.75 | 72 | 120 | 211756536
LPS Legacy | DLCPRAH12AAK | DLFPHAH12XAK |  | 12000 | 12000 | 24 | 13.5 | 9.5 | 1.75 | 57 | 100 | 211756537
QUEBEC VAIR | NE-T52-QVAIR18E | NE-T52-QVAIR18I |  | 18000 | 18000 | 23.7 | 13.5 | 10.3 | 2.39 | 78 | 69 | 213215916
MDV | MOCA30-09HFN1-MZA5W | MSOP1B-09HRFN1-MZA5W |  | 9000 | 10000 | 26 | 15 | 12.5 | 1.75 | 72 | 120 | 200059281
PAYNE | 38MPRAQ09AA3 | DHMPHAQ09XA3 |  | 9000 | 10000 | 26 | 15 | 12.5 | 1.75 | 72 | 120 | 201753410
MIDEA | 38MPRAQ09AA3 | DHMPHAQ09XA3 |  | 9000 | 10000 | 26 | 15 | 12.5 | 1.75 | 72 | 120 | 201753970
CARRIER | 38MPRAQ09AA3 | 40MPHAQ09XA3 |  | 9000 | 10000 | 26 | 15 | 12.5 | 1.75 | 72 | 120 | 201753408
BRYANT | 38MPRAQ09AA3 | 619PHAQ09XA3 |  | 9000 | 10000 | 26 | 15 | 12.5 | 1.75 | 72 | 120 | 201753409
MDV | MOCA30-12HFN1-MZ50W | MSOP1B-12HRFN1-MZ50W |  | 12000 | 12000 | 24 | 13.5 | 9.5 | 1.75 | 57 | 100 | 200059283
AIR MAX | AWAOC12-C2 | AWAOE12-C2 |  | 12000 | 12000 | 24 | 13.5 | 9.5 | 1.75 | 57 | 100 | 204520287
PIONEER | YN012GMFI32RPD | WP012GMFI32HLD |  | 12000 | 12000 | 24 | 13.5 | 9.5 | 1.75 | 57 | 100 | 203160563
MIDEA | 38MPRAQ12AA3 | DHMPHAQ12XA3 |  | 12000 | 12000 | 24 | 13.5 | 9.5 | 1.75 | 57 | 100 | 201753971
PAYNE | 38MPRAQ12AA3 | DHMPHAQ12XA3 |  | 12000 | 12000 | 24 | 13.5 | 9.5 | 1.75 | 57 | 100 | 201753413
CARRIER | 38MPRAQ12AA3 | 40MPHAQ12XA3 |  | 12000 | 12000 | 24 | 13.5 | 9.5 | 1.75 | 57 | 100 | 201753411
BRYANT | 38MPRAQ12AA3 | 619PHAQ12XA3 |  | 12000 | 12000 | 24 | 13.5 | 9.5 | 1.75 | 57 | 100 | 201753412
MDV | MOCA30-09HFN1-MZA5W | CMSOP1B-09HRFN1-MZA5W |  | 9000 | 10000 | 26 | 15 | 12.5 | 1.75 | 72 | 120 | 200059329
MDV | MOCA30-12HFN1-MZ50W | CMSOP1B-12HRFN1-MZ50W |  | 12000 | 12000 | 24 | 13.5 | 9.5 | 1.75 | 57 | 100 | 200059331
KEEPRITE | DLCPRAH09AAK | DLFPHAH09XAK |  | 9000 | 10000 | 26 | 15 | 12.5 | 1.75 | 72 | 120 | 201835652
KENMORE | DLCPRAH09AAK | DLFPHAH09XAK |  | 9000 | 10000 | 26 | 15 | 12.5 | 1.75 | 72 | 120 | 201835749
COMFORTMAKER | DLCPRAH09AAK | DLFPHAH09XAK |  | 9000 | 10000 | 26 | 15 | 12.5 | 1.75 | 72 | 120 | 201835554
HEIL | DLCPRAH12AAK | DLFPHAH12XAK |  | 12000 | 12000 | 24 | 13.5 | 9.5 | 1.75 | 57 | 100 | 201835654
TEMPSTAR | DLCPRAH09AAK | DLFPHAH09XAK |  | 9000 | 10000 | 26 | 15 | 12.5 | 1.75 | 72 | 120 | 201835748
KEEPRITE | DLCPRAH12AAK | DLFPHAH12XAK |  | 12000 | 12000 | 24 | 13.5 | 9.5 | 1.75 | 57 | 100 | 201835655
MIDEA | DLCPRAH09AAK | DLFPHAH09XAK |  | 9000 | 10000 | 26 | 15 | 12.5 | 1.75 | 72 | 120 | 201753972
TEMPSTAR | DLCPRAH12AAK | DLFPHAH12XAK |  | 12000 | 12000 | 24 | 13.5 | 9.5 | 1.75 | 57 | 100 | 201835750
HEIL | DLCPRAH09AAK | DLFPHAH09XAK |  | 9000 | 10000 | 26 | 15 | 12.5 | 1.75 | 72 | 120 | 201835653
DAY & NIGHT | DLCPRAH09AAK | DLFPHAH09XAK |  | 9000 | 10000 | 26 | 15 | 12.5 | 1.75 | 72 | 120 | 201835602
SMART COMFORT | DLCPRAH09AAK | DLFPHAH09XAK |  | 9000 | 10000 | 26 | 15 | 12.5 | 1.75 | 72 | 120 | 202119253
KENMORE | DLCPRAH12AAK | DLFPHAH12XAK |  | 12000 | 12000 | 24 | 13.5 | 9.5 | 1.75 | 57 | 100 | 201835751
DAY & NIGHT | DLCPRAH12AAK | DLFPHAH12XAK |  | 12000 | 12000 | 24 | 13.5 | 9.5 | 1.75 | 57 | 100 | 201835603
SMART COMFORT | DLCPRAH12AAK | DLFPHAH12XAK |  | 12000 | 12000 | 24 | 13.5 | 9.5 | 1.75 | 57 | 100 | 202119254
ARCOAIRE | DLCPRAH09AAK | DLFPHAH09XAK |  | 9000 | 10000 | 26 | 15 | 12.5 | 1.75 | 72 | 120 | 201835506
MIDEA | DLCPRAH12AAK | DLFPHAH12XAK |  | 12000 | 12000 | 24 | 13.5 | 9.5 | 1.75 | 57 | 100 | 201755033
COMFORTMAKER | DLCPRAH12AAK | DLFPHAH12XAK |  | 12000 | 12000 | 24 | 13.5 | 9.5 | 1.75 | 57 | 100 | 201835555
ARCOAIRE | DLCPRAH12AAK | DLFPHAH12XAK |  | 12000 | 12000 | 24 | 13.5 | 9.5 | 1.75 | 57 | 100 | 201835507
MDV | MOX430-09HFN1-MZG5W | MSOP1B-09HRFN1-MZA5W |  | 9000 | 12000 | 25.5 | 14.4 | 15 | 1.8 | 87 | 100 | 213214824
MDV | MOX430-12HFN1-MZ60W | MSOP1B-12HRFN1-MZ50W |  | 12000 | 12000 | 24 | 12.5 | 10.5 | 1.8 | 87 | 100 | 213214825
MDV | MOD30-18HFN1-MZ20W | MSAB2F-18HRFN1-MZ22W |  | 18000 | 20000 | 23.5 | 13.5 | 13.5 | 1.8 | 101 | 105 | 213214826
CARRIER | 38MPRBQ09AA3 | 40MPHAQ09XA3 |  | 9000 | 12000 | 25.5 | 14.4 | 15 | 1.8 | 87 | 100 | 213214827
CARRIER | 38MPRBQ12AA3 | 40MPHAQ12XA3 |  | 12000 | 12000 | 24 | 12.5 | 10.5 | 1.8 | 87 | 100 | 213214828
CARRIER | 38MPRBQ18AA3 | 40MPHAQ18XA3 |  | 18000 | 20000 | 23.5 | 13.5 | 13.5 | 1.8 | 101 | 105 | 213214829
BRYANT | 38MPRBQ09AA3 | 619PHAQ09XA3 |  | 9000 | 12000 | 25.5 | 14.4 | 15 | 1.8 | 87 | 100 | 213214830
BRYANT | 38MPRBQ12AA3 | 619PHAQ12XA3 |  | 12000 | 12000 | 24 | 12.5 | 10.5 | 1.8 | 87 | 100 | 213214831
BRYANT | 38MPRBQ18AA3 | 619PHAQ18XA3 |  | 18000 | 20000 | 23.5 | 13.5 | 13.5 | 1.8 | 101 | 105 | 213214832
PAYNE | 38MPRBQ09AA3 | DHMPHAQ09XA3 |  | 9000 | 12000 | 25.5 | 14.4 | 15 | 1.8 | 87 | 100 | 213214833
PAYNE | 38MPRBQ12AA3 | DHMPHAQ12XA3 |  | 12000 | 12000 | 24 | 12.5 | 10.5 | 1.8 | 87 | 100 | 213214834
PAYNE | 38MPRBQ18AA3 | DHMPHAQ18XA3 |  | 18000 | 20000 | 23.5 | 13.5 | 13.5 | 1.8 | 101 | 105 | 213214835
Weathermaker | 38MPRBQ09AA3 | DHMPHAQ09XA3 |  | 9000 | 12000 | 25.5 | 14.4 | 15 | 1.8 | 87 | 100 | 213214836
Weathermaker | 38MPRBQ12AA3 | DHMPHAQ12XA3 |  | 12000 | 12000 | 24 | 12.5 | 10.5 | 1.8 | 87 | 100 | 213214837
Weathermaker | 38MPRBQ18AA3 | DHMPHAQ18XA3 |  | 18000 | 20000 | 23.5 | 13.5 | 13.5 | 1.8 | 101 | 105 | 213214838
MIDEA | 38MPRBQ09AA3 | DHMPHAQ09XA3 |  | 9000 | 12000 | 25.5 | 14.4 | 15 | 1.8 | 87 | 100 | 213214839
MIDEA | 38MPRBQ12AA3 | DHMPHAQ12XA3 |  | 12000 | 12000 | 24 | 12.5 | 10.5 | 1.8 | 87 | 100 | 213214840
MIDEA | 38MPRBQ18AA3 | DHMPHAQ18XA3 |  | 18000 | 20000 | 23.5 | 13.5 | 13.5 | 1.8 | 101 | 105 | 213214841
ARCOAIRE | DLCPRBH09AAK | DLFPHAH09XAK |  | 9000 | 12000 | 25.5 | 14.4 | 15 | 1.8 | 87 | 100 | 213214842
ARCOAIRE | DLCPRBH12AAK | DLFPHAH12XAK |  | 12000 | 12000 | 24 | 12.5 | 10.5 | 1.8 | 87 | 100 | 213214843
ARCOAIRE | DLCPRBH18AAK | DLFPHAH18XAK |  | 18000 | 20000 | 23.5 | 13.5 | 13.5 | 1.8 | 101 | 105 | 213214844
COMFORTMAKER | DLCPRBH09AAK | DLFPHAH09XAK |  | 9000 | 12000 | 25.5 | 14.4 | 15 | 1.8 | 87 | 100 | 213214845
COMFORTMAKER | DLCPRBH12AAK | DLFPHAH12XAK |  | 12000 | 12000 | 24 | 12.5 | 10.5 | 1.8 | 87 | 100 | 213214846
COMFORTMAKER | DLCPRBH18AAK | DLFPHAH18XAK |  | 18000 | 20000 | 23.5 | 13.5 | 13.5 | 1.8 | 101 | 105 | 213214847
DAY & NIGHT | DLCPRBH09AAK | DLFPHAH09XAK |  | 9000 | 12000 | 25.5 | 14.4 | 15 | 1.8 | 87 | 100 | 213214848
Weathermaker | 38MPRAQ09AA3 | DHMPHAQ09XA3 |  | 9000 | 10000 | 26 | 15 | 12.5 | 1.75 | 72 | 120 | 212436233
ELIOS | DE09HOS42230E4 | DE09HIW42230E4 |  | 9000 | 10000 | 26 | 15 | 12.5 | 1.75 | 72 | 120 | 206377755
MOOVAIR | DM09HOS42230E4 | DM09HIW42230E4 |  | 9000 | 10000 | 26 | 15 | 12.5 | 1.75 | 72 | 120 | 206377754
AIR MAX | AWAOC09-C2 | AWAOE09-C2 |  | 9000 | 10000 | 26 | 15 | 12.5 | 1.75 | 72 | 120 | 204520286
MOOVAIR | DM12HOS42230E4 | DM12HIW42230E4 |  | 12000 | 12000 | 24 | 13.5 | 9.5 | 1.75 | 57 | 100 | 206377756
Weathermaker | 38MPRAQ12AA3 | DHMPHAQ12XA3 |  | 12000 | 12000 | 24 | 13.5 | 9.5 | 1.75 | 57 | 100 | 212436234
ELIOS | DE12HOS42230E4 | DE12HIW42230E4 |  | 12000 | 12000 | 24 | 13.5 | 9.5 | 1.75 | 57 | 100 | 206377757
AIRQUEST | DLCPRAH09AAK | DLFPHAH09XAK |  | 9000 | 10000 | 26 | 15 | 12.5 | 1.75 | 72 | 120 | 203966568
AIRQUEST | DLCPRAH12AAK | DLFPHAH12XAK |  | 12000 | 12000 | 24 | 13.5 | 9.5 | 1.75 | 57 | 100 | 203966569
Klimaire | KOIU12H2-1 | KIWU12H2-1A |  | 12000 | 12000 | 23 | 13 | 9.5 | 1.8 | 63 | 76 | 213244568
KINGHOME | KAM09HO | KM09HT1DI |  | 9100 | 11000 | 19.5 | 13.3 | 9.8 | 1.8 | 63 | 82 | 211749837
AMERICAN STANDARD | 4TXK2509A10N0** | 4MXX8509B10N0** |  | 9100 | 11000 | 19.5 | 13.3 | 9.8 | 1.8 | 63 | 82 | 212292417
TRANE | 4TXK2509A10N0** | 4MXX8509B10N0** |  | 9100 | 11000 | 19.5 | 13.3 | 9.8 | 1.8 | 63 | 82 | 212292416
GREE | GWH09AGC-D3DNA1B/O | GTH(09)CA-D3DN***/I |  | 9100 | 11000 | 19.5 | 13.3 | 9.8 | 1.8 | 63 | 82 | 207168480
GREE | GWH09AGC-A3DNA1A/O | GWH09AFC-A3DN**A/I |  | 9100 | 10000 | 26.5 | 14 | 10 | 1.88 | 70 | 90 | 207318105
Impecca | ISAS-0921 | ISAS-IW90 |  | 9100 | 10000 | 26.5 | 14 | 10 | 1.88 | 70 | 90 | 207615701
GREE | GWH18YE-D3DNA1A/O | GWH18AFE-D3DN***/I |  | 18000 | 18000 | 22 | 13.5 | 10 | 1.8 | 79 | 111 | 207096511
GREE | 3VIR09HP115V1AO | 3VIR09HP115V1AH |  | 9100 | 10000 | 26.5 | 14 | 10 | 1.88 | 70 | 90 | 206839102
GREE | GWH09AGC-A3DNA1A/O | GWH09QC-A3DN***/I |  | 9100 | 10000 | 26.5 | 14 | 10 | 1.88 | 70 | 90 | 206724946
LBG Products | LBH09AWO | LBH09AWI |  | 9100 | 10000 | 26.5 | 14 | 10 | 1.88 | 70 | 90 | 206726728
GREE | GWH09AGC-A3DNA1A/O | GWH09AGC-A3DN***/I |  | 9100 | 10000 | 26.5 | 14 | 10 | 1.88 | 70 | 90 | 206717629
KINGHOME | KW18HQ3D6DO | KW18HQ3D6DI |  | 18000 | 18000 | 22 | 13.5 | 10 | 1.8 | 79 | 111 | 203493071
LENNOX | LI018HO-380P432 | LI018HI-380P432 |  | 18000 | 18000 | 22 | 13.5 | 10 | 1.8 | 79 | 111 | 208917517
Stealth Comfort | SC-18ZPL-HP230 | SC-18WPL-HP230 |  | 18000 | 18000 | 22 | 13.5 | 10 | 1.8 | 79 | 111 | 208650755
DIYCOOL | SC-18ZPL-HP230 | SC-18WPL-HP230 |  | 18000 | 18000 | 22 | 13.5 | 10 | 1.8 | 79 | 111 | 208650746
ACIQ | SC-18ZPL-HP230 | SC-18WPL-HP230 |  | 18000 | 18000 | 22 | 13.5 | 10 | 1.8 | 79 | 111 | 208650737
1HVAC | SC-18ZPL-HP230 | SC-18WPL-HP230 |  | 18000 | 18000 | 22 | 13.5 | 10 | 1.8 | 79 | 111 | 208650728
GREE | GWH18YE-D3DNA1A/O | GWH18ACE-D3DN***/I |  | 18000 | 18000 | 22 | 13.5 | 10 | 1.8 | 79 | 111 | 10318079
GREE | SAP18HP230V1AO | SAP18HP230V1AH |  | 18000 | 18000 | 22 | 13.5 | 10 | 1.8 | 79 | 111 | 10157570
TOSOT | TW18HQ3D6DO | TW18HQ3D6DI |  | 18000 | 18000 | 22 | 13.5 | 10 | 1.8 | 79 | 111 | 10062020
FOREST AIR | FGH-18ES/E-38-O | FGH-18ES/E-38-I |  | 18000 | 18000 | 22 | 13.5 | 10 | 1.8 | 79 | 111 | 206720377
INNOVAIR | EIN18H2V32(O) | EIN18H2V32(I) |  | 18000 | 18000 | 22 | 13.5 | 10 | 1.8 | 79 | 111 | 206330209
BLUERIDGE | BMKH1824/O | BMKH1824/I |  | 18000 | 18000 | 22 | 13.5 | 10 | 1.8 | 79 | 111 | 205968029
GREE | GWH18YE-D3DNA1A/O | GWH18AAE-D3DN***/I |  | 18000 | 18000 | 22 | 13.5 | 10 | 1.8 | 79 | 111 | 9114294
ACD | UHD18KCH25S-O | UHD18KCH25SB-I |  | 18000 | 18000 | 22 | 13.5 | 10 | 1.8 | 79 | 111 | 211749867
MAX-R | MAX-R 18K35 GR38 (OUT) | MAX-R 18K35 GR38 (INT) |  | 18000 | 18000 | 22 | 13.5 | 10 | 1.8 | 79 | 111 | 205982980
ACD | UHD18KCH25S-O | UHD18KCH25S-I |  | 18000 | 18000 | 22 | 13.5 | 10 | 1.8 | 79 | 111 | 202110485
WABBAN | BB18HQ3D6DO | BB18HQ3D6DI |  | 18000 | 18000 | 22 | 13.5 | 10 | 1.8 | 79 | 111 | 201903174
AC PRO.COM | AWH18YE-D3DNA1A/O | AWH18QE-D3DN***/I |  | 18000 | 18000 | 22 | 13.5 | 10 | 1.8 | 79 | 111 | 10569075
GREE | GWH18YE-D3DNA1A/O | GWH18QE-D3DN***/I |  | 18000 | 18000 | 22 | 13.5 | 10 | 1.8 | 79 | 111 | 9102074
GREE | GWH18YE-D3DNA1A/O | GWH18YE-D3DN***/I |  | 18000 | 18000 | 22 | 13.5 | 10 | 1.8 | 79 | 111 | 9102073
AMERICAN STANDARD | 4TXK3818A10NU** | 4MXW3818A10NU** |  | 18000 | 18000 | 22 | 13.5 | 10 | 1.8 | 79 | 111 | 9150126
TRANE | 4TXK3818A10NU** | 4MXW3818A10NU** |  | 18000 | 18000 | 22 | 13.5 | 10 | 1.8 | 79 | 111 | 9150125
Mitsubishi Electric | PUZ-A12NKA8*** | PKA-A12LA* |  | 12000 | 18000 | 21.3 | 13.3 | 10.2 | 2.07 | 59 | 42 | 213249015
Trane / Mitsubishi Electric | TRUZA0121KA80** | TPKA0A0121LA*** |  | 12000 | 18000 | 21.3 | 13.3 | 10.2 | 2.07 | 59 | 42 | 213249078
LENNOX | MPC009S4S-1P | MWMC006S4-*P |  | 6000 | 7000 | 26.5 | 15.8 | 13.6 | 2.1 | 121 | 107 | 213257710
Cooper&Hunter | CH-ES12-230VO | CH-12MCT1W-W |  | 12000 | 12500 | 22 | 12.6 | 9.8 | 2.21 | 62 | 62 | 213265599
Cooper&Hunter | CH-HPR09-230VO | CH-09MCT1W-W |  | 9000 | 10900 | 24 | 13 | 12.4 | 1.8 | 90 | 96 | 213265598
Cooper&Hunter | CH-N48LCU-230VO | CH-48LCFC-W |  | 48000 | 50000 | 18.9 | 9.3 | 10 | 1.85 | 58 | 70 | 213265592
Cooper&Hunter | CH-HPR18-230VO | CH-18MCT1W-W |  | 16700 | 20000 | 19.8 | 12.5 | 11.2 | 1.93 | 73 | 84 | 213265602
Cooper&Hunter | CH-ES18-230VO | CH-18MCT1W-W |  | 18000 | 19000 | 21.8 | 12.5 | 10.7 | 2.3 | 64 | 69 | 213265601
Cooper&Hunter | CH-HPR12-230VO | CH-12MCT1W-W |  | 12000 | 12500 | 23 | 13 | 10 | 1.8 | 76 | 88 | 213265600
Cooper&Hunter | CH-ES24-230VO | CH-24MCT-W |  | 24000 | 25000 | 21.5 | 12.5 | 9.7 | 2.2 | 76 | 74 | 213265566
Cooper&Hunter | CH-ES09-230VO | CH-09MCT1W-W |  | 9000 | 11000 | 22.5 | 13 | 11.5 | 2.34 | 73 | 70 | 213265597
Cooper&Hunter | CH-HPR06F9-230VO | CH-06MCT1W-W |  | 6500 | 7100 | 22 | 14.5 | 10.8 | 2 | 80 | 113 | 213265596
Cooper&Hunter | CH-NHPR60LCU-230VO | CH-60LCFC-W |  | 55000 | 60000 | 17.3 | 9 | 10.2 | 1.97 | 67 | 94 | 213265595
Cooper&Hunter | CH-HPR24-230VO | CH-24MFC-W |  | 24000 | 25000 | 20.5 | 11.7 | 11 | 2.1 | 76 | 100 | 213265589
Cooper&Hunter | CH-ES24-230VO | CH-24MFC-W |  | 24000 | 24000 | 21.2 | 12.5 | 10.3 | 2.2 | 67 | 76 | 213265588
Cooper&Hunter | CH-HPR18-230VO | CH-18MFC-W |  | 17000 | 18000 | 20.5 | 12.5 | 9.8 | 1.86 | 67 | 93 | 213265587
Cooper&Hunter | CH-ES18-230VO | CH-18MFC-W |  | 18000 | 20000 | 23 | 12.5 | 10 | 2.08 | 64 | 65 | 213265586
Cooper&Hunter | CH-NHPR36LCU-230VO | CH-36LCCT-W |  | 36000 | 40000 | 19.4 | 9.5 | 10.5 | 1.85 | 83 | 100 | 213265569
Cooper&Hunter | CH-HPR24-230VO | CH-24MCT-W |  | 24000 | 25000 | 20.5 | 11 | 11.5 | 2 | 84 | 103 | 213265567
Cooper&Hunter | CH-HPR18-230VO | CH-18MCT-W |  | 16000 | 17000 | 20 | 12.5 | 9.5 | 1.75 | 92 | 94 | 213265565
Cooper&Hunter | CH-ES18-230VO | CH-18MCT-W |  | 16000 | 19000 | 20.5 | 12.5 | 10.5 | 2.16 | 63 | 67 | 213265564
Cooper&Hunter | CH-HPR12-230VO | CH-12MCT-W |  | 12000 | 12000 | 22.3 | 12.7 | 10.2 | 1.89 | 83 | 94 | 213265563
Cooper&Hunter | CH-ES12-230VO | CH-12MCT-W |  | 12000 | 12000 | 22.7 | 14 | 10 | 2.27 | 74 | 67 | 213265562
Cooper&Hunter | CH-HPR09-230VO | CH-09MCT-W |  | 9000 | 9800 | 20.5 | 13 | 10.3 | 1.8 | 92 | 102 | 213265561
Cooper&Hunter | CH-ES09-230VO | CH-09MCT-W |  | 9000 | 10000 | 20 | 13 | 10 | 1.9 | 75 | 74 | 213265560
KADEN | KO-PSX06HP-2AAMA | KI-PSX06WM-2AAMA |  | 6000 | 7000 | 26.5 | 15.8 | 13.6 | 2.1 | 121 | 107 | 213265556
TOSOT | TW24HXP2A1DO | TW24HXP2A1DI |  | 22000 | 24000 | 24.5 | 13.1 | 9.5 | 1.75 | 63 | 67 | 211177523
Star Air Kontrol | SAK-18-OC/220V | SAK-18-OC/220V |  | 18000 | 19000 | 21.8 | 12.5 | 10.7 | 2.3 | 64 | 69 | 213279899
Star Air Kontrol | SAK-09-OC/220V | SAK-09-OC/220V |  | 9000 | 11000 | 22.5 | 13 | 11.5 | 2.34 | 73 | 70 | 213279897
Star Air Kontrol | SAK-12-OC/220V | SAK-12-OC/220V |  | 12000 | 12500 | 22 | 12.6 | 9.8 | 2.21 | 62 | 62 | 213279898
Star Air Kontrol | SAK-24-CC/220V | SAK-24-CC/220V |  | 24000 | 25000 | 21.5 | 12.5 | 9.7 | 2.2 | 76 | 74 | 213279894
Star Air Kontrol | SAK-18-CC/220V | SAK-18-CC/220V |  | 16000 | 19000 | 20.5 | 12.5 | 10.5 | 2.16 | 63 | 67 | 213279893
Star Air Kontrol | SAK-12-CC/220V | SAK-12-CC/220V |  | 12000 | 12000 | 22.7 | 14 | 10 | 2.27 | 74 | 67 | 213279892
Star Air Kontrol | SAK-09-CC/220V | SAK-09-CC/220V |  | 9000 | 10000 | 20 | 13 | 10 | 1.9 | 75 | 74 | 213279891
Star Air Kontrol | SAK-48CONS/220V | SAK-48CONS/220V |  | 48000 | 50000 | 18.9 | 9.3 | 10 | 1.85 | 58 | 70 | 213279889
Star Air Kontrol | SAK-24CONS/220V | SAK-24CONS/220V |  | 24000 | 24000 | 21.2 | 12.5 | 10.3 | 2.2 | 67 | 76 | 213279887
DUCANE | 4DHPS209S-1P | DWM206S4-*P |  | 6000 | 7000 | 26.5 | 15.8 | 13.6 | 2.1 | 121 | 107 | 213279886
CONCORD | 4DHPS209S-1P | DWM206S4-*P |  | 6000 | 7000 | 26.5 | 15.8 | 13.6 | 2.1 | 121 | 107 | 213279885
Armstrong Air | 4DHPS209S-1P | DWM206S4-*P |  | 6000 | 7000 | 26.5 | 15.8 | 13.6 | 2.1 | 121 | 107 | 213279884
Allied | 4DHPS209S-1P | DWM206S4-*P |  | 6000 | 7000 | 26.5 | 15.8 | 13.6 | 2.1 | 121 | 107 | 213279883
AirEase | 4DHPS209S-1P | DWM206S4-*P |  | 6000 | 7000 | 26.5 | 15.8 | 13.6 | 2.1 | 121 | 107 | 213279882
SAMSUNG | AR15CSDABWKX | AR15CSDABWKN |  | 15000 | 15000 | 21.5 | 14 | 10.8 | 2 | 136 | 109 | 210445761
SAMSUNG | AR12CSDABWKX | AR12CSDABWKN |  | 12000 | 12000 | 23 | 13.5 | 10.5 | 2.2 | 95 | 91 | 210445759
SAMSUNG | AR09CSDACWKX | AR09CSDABWKN |  | 9000 | 11000 | 24.5 | 15.5 | 10.5 | 2.3 | 91 | 78 | 210445758
SAMSUNG | AR09CSDABWKX | AR09CSDABWKN |  | 9000 | 11000 | 24.5 | 15.5 | 10.5 | 2.3 | 91 | 78 | 210445757
SAMSUNG | AR15CSDACWKX | AR15CSDABWKN |  | 15000 | 15000 | 21.5 | 14 | 10.8 | 2 | 136 | 109 | 210436265
DAIKIN | RX09BXVJU | FTX09BXVJU |  | 8900 | 10000 | 20 | 12.5 | 10 | 1.8 | 62 | 58 | 211291633
DAIKIN | RX12BXVJU | FTX12BXVJU |  | 10900 | 13500 | 20 | 12.5 | 10 | 1.8 | 64 | 55 | 211291634
Gridless | O-AYD24SD-1 | I-AYD24W-1 |  | 24000 | 26000 | 21 | 12.5 | 10 | 1.75 | 60 | 70 | 213265555
SHARP | AE-X12TU | AY-XPC12TU |  | 11500 | 14000 | 23 | 12.5 | 10.4 | 2.31 | 60 | 66 | 8740799
SHARP | AE-X12THU | AY-XP12THU |  | 11500 | 14000 | 25 | 15 | 12.5 | 2.56 | 61 | 100 | 8796398
AC PRO.COM | AWH09AGCXD-A3DNA1A/O | AWH09QCXD-A3DNB8A/I |  | 9100 | 10000 | 27 | 14.55 | 10 | 1.87 | 70 | 99 | 210838006
GREE | GWH09AGCXD-A3DNA1A/O | GWH09QCXD-A3DN***/I |  | 9100 | 10000 | 27 | 14.55 | 10 | 1.87 | 70 | 99 | 209248931
ACD | PUD09KCH25S-O | PUD09KCH25S-I |  | 9100 | 10500 | 25.5 | 14.7 | 10.2 | 1.86 | 67 | 87 | 210534142
GREE | GWH09AGCXD-D3DNA1A/O | GWH09AFCXD-D3DN***/I |  | 9100 | 10500 | 25.5 | 14.7 | 10.2 | 1.86 | 67 | 87 | 209248930
AireForce | GXH09(2.6)LSK4DH2 | GHH09(2.6)LUK4DH2 |  | 9100 | 10500 | 25.5 | 14.7 | 10.2 | 1.86 | 67 | 87 | 211635186
AC PRO.COM | AWH09AGCXD-D3DNA1A/O | AWH09QCXD-D3DNB8A/I |  | 9100 | 10500 | 25.5 | 14.7 | 10.2 | 1.86 | 67 | 87 | 210838007
GIBSON | GXH09(2.6)LSK4DH2 | GHH09(2.6)LUK4DH2 |  | 9100 | 10500 | 25.5 | 14.7 | 10.2 | 1.86 | 67 | 87 | 210534170
AIRTEMP | GXH09(2.6)LSK4DH2 | GHH09(2.6)LUK4DH2 |  | 9100 | 10500 | 25.5 | 14.7 | 10.2 | 1.86 | 67 | 87 | 210534161
GREE | GWH09AGCXD-D3DNA1A/O | GWH09QCXD-D3DN***/I |  | 9100 | 10500 | 25.5 | 14.7 | 10.2 | 1.86 | 67 | 87 | 209248929
RUNTRU | M4THS2324A11NAA | M4MHW2324A1N0AA |  | 22000 | 24000 | 23 | 13 | 9.5 | 1.8 | 65 | 83 | 208185842
Ameristar | M4THS2324A11NAA | M4MHW2324A1N0AA |  | 22000 | 24000 | 23 | 13 | 9.5 | 1.8 | 65 | 83 | 208185841
GREE | GWH24QE-D3DNC6T/O | GWH24QE-D3DN***/I |  | 22000 | 24000 | 23 | 13 | 9.5 | 1.8 | 65 | 83 | 207861999
WABBAN | BB09HXP2A1DO | BB09HXP2A1DI |  | 9100 | 10500 | 25.5 | 14.7 | 10.2 | 1.86 | 67 | 87 | 210627716
Stealth Comfort | SC-09ZGLD-HP230 | SC-09WGLD-HP230 |  | 9100 | 10500 | 25.5 | 14.7 | 10.2 | 1.86 | 67 | 87 | 208650759
DIYCOOL | SC-09ZGLD-HP230 | SC-09WGLD-HP230 |  | 9100 | 10500 | 25.5 | 14.7 | 10.2 | 1.86 | 67 | 87 | 208650750
ACIQ | SC-09ZGLD-HP230 | SC-09WGLD-HP230 |  | 9100 | 10500 | 25.5 | 14.7 | 10.2 | 1.86 | 67 | 87 | 208650741
1HVAC | SC-09ZGLD-HP230 | SC-09WGLD-HP230 |  | 9100 | 10500 | 25.5 | 14.7 | 10.2 | 1.86 | 67 | 87 | 208650732
GREE | GWH09AGCXD-D3DNA1A/O | GWH09AGCXD-D3DN***/I |  | 9100 | 10500 | 25.5 | 14.7 | 10.2 | 1.86 | 67 | 87 | 207708810
ACIQ | SC-24ZGLD-HP230 | SC-24WGLD-HP230 |  | 22000 | 24000 | 24.5 | 13.1 | 9.5 | 1.75 | 63 | 67 | 208650740
1HVAC | SC-24ZGLD-HP230 | SC-24WGLD-HP230 |  | 22000 | 24000 | 24.5 | 13.1 | 9.5 | 1.75 | 63 | 67 | 208650731
WABBAN | BB24HXP2A1DO | BB24HXP2A1DI |  | 22000 | 24000 | 24.5 | 13.1 | 9.5 | 1.75 | 63 | 67 | 210627718
GREE | GWH09AGCXD-A3DNA1A/O | GWH09AGCXD-A3DN***/I |  | 9100 | 10000 | 27 | 14.55 | 10 | 1.87 | 70 | 99 | 207708809
DIYCOOL | SC-24ZGLD-HP230 | SC-24WGLD-HP230 |  | 22000 | 24000 | 24.5 | 13.1 | 9.5 | 1.75 | 63 | 67 | 208650749
Stealth Comfort | SC-24ZGLD-HP230 | SC-24WGLD-HP230 |  | 22000 | 24000 | 24.5 | 13.1 | 9.5 | 1.75 | 63 | 67 | 208650758
ACD | PUD24KCH24S-O | PUD24KCH24S-I |  | 22000 | 24000 | 24.5 | 13.1 | 9.5 | 1.75 | 63 | 67 | 210534144
GREE | GWH24AGEXH-D3DNA1A/O | GWH24*****-D3DN***/I |  | 22000 | 24000 | 24.5 | 13.1 | 9.5 | 1.75 | 63 | 67 | 207690460
GREE | GWH09AGC-A3DNA1A/O | GWH09AFC-A3DN**A/I |  | 9100 | 10000 | 26.5 | 14 | 10 | 1.88 | 70 | 90 | 207318105
Impecca | ISAS-0921 | ISAS-IW90 |  | 9100 | 10000 | 26.5 | 14 | 10 | 1.88 | 70 | 90 | 207615701
AMERICAN STANDARD | 4TXK2509A10N0** | 4MXW2509A10N0** |  | 9100 | 11000 | 25 | 14.7 | 9.5 | 1.8 | 66 | 82 | 207629144
TRANE | 4TXK2509A10N0** | 4MXW2509A10N0** |  | 9100 | 11000 | 25 | 14.7 | 9.5 | 1.8 | 66 | 82 | 207629143
GREE | GWH09AGC-D3DNA1B/O | GWH09QC-D3DN***/I |  | 9100 | 11000 | 25 | 14.7 | 9.5 | 1.8 | 66 | 82 | 207318103
AMERICAN STANDARD | 4TXK2524A10N0** | 4MXW2524A10N0** |  | 22000 | 24000 | 24 | 13 | 9.5 | 1.8 | 65 | 83 | 207629152
TRANE | 4TXK2524A10N0** | 4MXW2524A10N0** |  | 22000 | 24000 | 24 | 13 | 9.5 | 1.8 | 65 | 83 | 207629151
GREE | GWH24AGE-D3DNA1A/O | GWH24QE-D3DN***/I |  | 22000 | 24000 | 24 | 13 | 9.5 | 1.8 | 65 | 83 | 207169058
AMERICAN STANDARD | 4TXK2509A10N0** | 4MXX8509B10N0** |  | 9100 | 11000 | 19.5 | 13.3 | 9.8 | 1.8 | 63 | 82 | 212292417
TRANE | 4TXK2509A10N0** | 4MXX8509B10N0** |  | 9100 | 11000 | 19.5 | 13.3 | 9.8 | 1.8 | 63 | 82 | 212292416
GREE | GWH09AGC-D3DNA1B/O | GTH(09)CA-D3DN***/I |  | 9100 | 11000 | 19.5 | 13.3 | 9.8 | 1.8 | 63 | 82 | 207168480
GREE | GWH18YE-D3DNA1A/O | GWH18AFE-D3DN***/I |  | 18000 | 18000 | 22 | 13.5 | 10 | 1.8 | 79 | 111 | 207096511
GREE | GWH24YE-D3DNA1A/O | GWH24AFE-D3DN***/I |  | 22000 | 24000 | 21.5 | 13 | 9.5 | 1.9 | 65 | 100 | 207094533
Impecca | ISAS-2421 | ISAS-IW244 |  | 22000 | 24000 | 21.5 | 13 | 9.5 | 1.9 | 65 | 100 | 207615702
TRANE | 4TXK2524A10N0** | 4MXC8524B10N0** |  | 22000 | 24000 | 20 | 12 | 9.5 | 1.8 | 65 | 67 | 211727043
AMERICAN STANDARD | 4TXK2524A10N0** | 4MXC8524B10N0** |  | 22000 | 24000 | 20 | 12 | 9.5 | 1.8 | 65 | 67 | 211727036
GREE | GWH24AGE-D3DNA1A/O | GKH(24)BC-D3DN***/I |  | 22000 | 24000 | 20 | 12 | 9.5 | 1.8 | 65 | 67 | 206913033
GREE | GWH09ACD-D3DNA1A/O | GWH09AFD-D3DN***/I |  | 9000 | 9000 | 27 | 16.6 | 11 | 1.91 | 89 | 144 | 206839104
GREE | 3VIR09HP115V1AO | 3VIR09HP115V1AH |  | 9100 | 10000 | 26.5 | 14 | 10 | 1.88 | 70 | 90 | 206839102
GREE | 3VIR09HP230V1AO | 3VIR09HP230V1AH |  | 9100 | 11000 | 25 | 14.7 | 9.5 | 1.8 | 66 | 82 | 206839101
GREE | 3VIR24HP230V1AO | 3VIR24HP230V1AH |  | 22000 | 24000 | 24 | 13 | 9.5 | 1.8 | 65 | 83 | 206839098
RUNTRU | M4THS2309A11N** | M4MHW2309A1N0** |  | 9100 | 11000 | 23 | 14.3 | 9.5 | 1.93 | 66 | 82 | 207642984
Ameristar | M4THS2309A11N** | M4MHW2309A1N0** |  | 9100 | 11000 | 23 | 14.3 | 9.5 | 1.93 | 66 | 82 | 207642983
GREE | GWH09QC-D3DNC4B/O | GWH09QC-D3DN***/I |  | 9100 | 11000 | 23 | 14.3 | 9.5 | 1.93 | 66 | 82 | 206791547
LBG Products | LBH09DWO | LBH09DWI |  | 9100 | 11000 | 23 | 14.3 | 9.5 | 1.93 | 66 | 82 | 206853245
GREE | GWH09AGC-A3DNA1A/O | GWH09QC-A3DN***/I |  | 9100 | 10000 | 26.5 | 14 | 10 | 1.88 | 70 | 90 | 206724946
LBG Products | LBH09AWO | LBH09AWI |  | 9100 | 10000 | 26.5 | 14 | 10 | 1.88 | 70 | 90 | 206726728
GREE | GWH09AGC-A3DNA1A/O | GWH09AGC-A3DN***/I |  | 9100 | 10000 | 26.5 | 14 | 10 | 1.88 | 70 | 90 | 206717629
GREE | SAP09HP230V1AO | SAP09HP230V1AH |  | 9000 | 9000 | 27 | 16.6 | 11 | 1.91 | 89 | 144 | 10149900
TOSOT | TW24HQ3D6DO | TW24HQ3D6DI |  | 22000 | 24000 | 21.5 | 13 | 9.5 | 1.9 | 65 | 100 | 10062021
TOSOT | TW18HQ3D6DO | TW18HQ3D6DI |  | 18000 | 18000 | 22 | 13.5 | 10 | 1.8 | 79 | 111 | 10062020
TOSOT | TW09HQ3D6DO | TW09HQ3D6DI |  | 9000 | 9000 | 27 | 16.6 | 11 | 1.91 | 89 | 144 | 10062018
INNOVAIR | EIN24H2V32(O) | EIN24H2V32(I) |  | 22000 | 24000 | 21.5 | 13 | 9.5 | 1.9 | 65 | 100 | 206330210
GREE | GWH24YE-D3DNA1A/O | GWH24AAE-D3DN***/I |  | 22000 | 24000 | 21.5 | 13 | 9.5 | 1.9 | 65 | 100 | 9123256
BLUERIDGE | BMKH2422/O | BMKH2422/I |  | 22000 | 24000 | 21.5 | 13 | 9.5 | 1.9 | 65 | 100 | 205968031
GREE | GWH24ATEXF-D3DNA1F/O | GWH24AWEXF-D3DN***/I |  | 22000 | 24000 | 24.5 | 12.25 | 10 | 1.8 | 65 | 79 | 212600486
GREE | GWH24ATEXF-D3DNA1F/O | GWH24ATEXF-D3DN***/I |  | 22000 | 24000 | 24.5 | 12.25 | 10 | 1.8 | 65 | 79 | 212596834
KINGHOME | KW24HQ25SDO | KM24HBKDI |  | 22000 | 24000 | 21 | 11.9 | 9.5 | 1.8 | 63 | 67 | 212437234
KINGHOME | KW09HQ25SDO | KM09HT1DI |  | 9100 | 10500 | 19 | 13 | 9.5 | 1.85 | 58 | 95 | 212437226
GREE | GWH24ACEXH-S3DNA1A/O | GWH24ACEXH-S3DN***/I |  | 22000 | 24000 | 22.5 | 13.3 | 9.5 | 1.88 | 60 | 92 | 212386795
TOSOT | TW24HXP2A1DO | TM24HBKDI |  | 22000 | 24000 | 21 | 11.9 | 9.5 | 1.8 | 63 | 67 | 212365401
TOSOT | TW09HXP2A1DO | TM09HBTDI |  | 9100 | 10500 | 19 | 13 | 9.5 | 1.85 | 58 | 95 | 212365393
GREE | 3VIR24HP230V1BO | 3VIR24HP230V1BH |  | 22000 | 24000 | 24.5 | 13.1 | 9.5 | 1.8 | 63 | 83 | 211755708
GREE | 3VIR09HP230V1BO | 3VIR09HP230V1BH |  | 9100 | 10500 | 25.5 | 14.7 | 10.2 | 1.86 | 67 | 87 | 211755705
GREE | 3VIR09HP115V1BO | 3VIR09HP115V1BH |  | 9100 | 10000 | 27 | 14.55 | 10 | 1.87 | 70 | 99 | 211755703
KINGHOME | KAM24HO | KM24HK1DI |  | 22000 | 24000 | 20 | 12 | 9.5 | 1.8 | 65 | 67 | 211749845
FOREST AIR | FGH-18ES/E-38-O | FGH-18ES/E-38-I |  | 18000 | 18000 | 22 | 13.5 | 10 | 1.8 | 79 | 111 | 206720377
INNOVAIR | EIN18H2V32(O) | EIN18H2V32(I) |  | 18000 | 18000 | 22 | 13.5 | 10 | 1.8 | 79 | 111 | 206330209
GREE | GWH18YE-D3DNA1A/O | GWH18AAE-D3DN***/I |  | 18000 | 18000 | 22 | 13.5 | 10 | 1.8 | 79 | 111 | 9114294
BLUERIDGE | BMKH1824/O | BMKH1824/I |  | 18000 | 18000 | 22 | 13.5 | 10 | 1.8 | 79 | 111 | 205968029
ACD | UHD24KCH22S-O | UHD24KCH22SB-I |  | 22000 | 24000 | 21.5 | 13 | 9.5 | 1.9 | 65 | 100 | 211749868
ACD | UHD24KCH22S-O | UHD24KCH22S-I |  | 22000 | 24000 | 21.5 | 13 | 9.5 | 1.9 | 65 | 100 | 202132789
WABBAN | BB24HQ3D6DO | BB24HQ3D6DI |  | 22000 | 24000 | 21.5 | 13 | 9.5 | 1.9 | 65 | 100 | 201903175
AC PRO.COM | AWH24YE-D3DNA1A/O | AWH24QE-D3DN***/I |  | 22000 | 24000 | 21.5 | 13 | 9.5 | 1.9 | 65 | 100 | 10569076
GREE | GWH24YE-D3DNA1A/O | GWH24QE-D3DN***/I |  | 22000 | 24000 | 21.5 | 13 | 9.5 | 1.9 | 65 | 100 | 9102794
AMERICAN STANDARD | 4TXK3824A10NU** | 4MXW3824A10NU** |  | 22000 | 24000 | 21.5 | 13 | 9.5 | 1.9 | 65 | 100 | 9150128
TRANE | 4TXK3824A10NU** | 4MXW3824A10NU** |  | 22000 | 24000 | 21.5 | 13 | 9.5 | 1.9 | 65 | 100 | 9150127
GREE | GWH24YE-D3DNA1A/O | GWH24YE-D3DN***/I |  | 22000 | 24000 | 21.5 | 13 | 9.5 | 1.9 | 65 | 100 | 9102793
ACD | UHD18KCH25S-O | UHD18KCH25SB-I |  | 18000 | 18000 | 22 | 13.5 | 10 | 1.8 | 79 | 111 | 211749867
MAX-R | MAX-R 18K35 GR38 (OUT) | MAX-R 18K35 GR38 (INT) |  | 18000 | 18000 | 22 | 13.5 | 10 | 1.8 | 79 | 111 | 205982980
ACD | UHD18KCH25S-O | UHD18KCH25S-I |  | 18000 | 18000 | 22 | 13.5 | 10 | 1.8 | 79 | 111 | 202110485
WABBAN | BB18HQ3D6DO | BB18HQ3D6DI |  | 18000 | 18000 | 22 | 13.5 | 10 | 1.8 | 79 | 111 | 201903174
AC PRO.COM | AWH18YE-D3DNA1A/O | AWH18QE-D3DN***/I |  | 18000 | 18000 | 22 | 13.5 | 10 | 1.8 | 79 | 111 | 10569075
GREE | GWH18YE-D3DNA1A/O | GWH18QE-D3DN***/I |  | 18000 | 18000 | 22 | 13.5 | 10 | 1.8 | 79 | 111 | 9102074
AMERICAN STANDARD | 4TXK3818A10NU** | 4MXW3818A10NU** |  | 18000 | 18000 | 22 | 13.5 | 10 | 1.8 | 79 | 111 | 9150126
TRANE | 4TXK3818A10NU** | 4MXW3818A10NU** |  | 18000 | 18000 | 22 | 13.5 | 10 | 1.8 | 79 | 111 | 9150125
GREE | GWH18YE-D3DNA1A/O | GWH18YE-D3DN***/I |  | 18000 | 18000 | 22 | 13.5 | 10 | 1.8 | 79 | 111 | 9102073
KINGHOME | KAM09HO | KM09HT1DI |  | 9100 | 11000 | 19.5 | 13.3 | 9.8 | 1.8 | 63 | 82 | 211749837
GREE | 3VIR24HP230V1BO | CAS24HP230V1BC |  | 22000 | 24000 | 21 | 11.9 | 9.5 | 1.8 | 63 | 67 | 211726659
GREE | 3VIR09HP230V1BO | FLR09HP230V1BF |  | 9100 | 10500 | 19 | 13 | 9.5 | 1.85 | 58 | 95 | 211726651
TOSOT | TW09HXP2A1DO | TW09HXP2A1DI |  | 9100 | 10500 | 25.5 | 14.7 | 10.2 | 1.86 | 67 | 87 | 211177520
TOSOT | TW09HXP2A1AO | TW09HXP2A1AI |  | 9100 | 10000 | 27 | 14.55 | 10 | 1.87 | 70 | 99 | 211177518
TOSOT | TWH24AG25A2DO | TWH24AG25A2DI |  | 22000 | 24000 | 24.5 | 13.1 | 9.5 | 1.75 | 63 | 67 | 210485387
TOSOT | TWH09AG25A2DO | TWH09AG25A2DI |  | 9100 | 10500 | 25.5 | 14.7 | 10.2 | 1.86 | 67 | 87 | 210485384
TOSOT | TWH09AG25A2AO | TWH09AG25A2AI |  | 9100 | 10000 | 27 | 14.55 | 10 | 1.87 | 70 | 99 | 210485383
GREE | 3VIR24HP230V1BO | 3VIR24HP230V1AH |  | 22000 | 24000 | 24.5 | 13.1 | 9.5 | 1.75 | 63 | 67 | 210278968
GREE | 3VIR09HP230V1BO | 3VIR09HP230V1AH |  | 9100 | 10500 | 25.5 | 14.7 | 10.2 | 1.86 | 67 | 87 | 210278967
GREE | 3VIR09HP115V1BO | 3VIR09HP115V1AH |  | 9100 | 10000 | 27 | 14.55 | 10 | 1.87 | 70 | 99 | 210278966
KINGHOME | KW24HQ25SDO | KW24HQ25SDI |  | 22000 | 24000 | 24.5 | 13.1 | 9.5 | 1.75 | 63 | 67 | 209847251
KINGHOME | KW09HQ25SAO | KW09HQ25SAI |  | 9100 | 10000 | 27 | 14.55 | 10 | 1.87 | 70 | 99 | 209847250
KINGHOME | KW09HQ25SDO | KW09HQ25SDI |  | 9100 | 10500 | 25.5 | 14.7 | 10.2 | 1.86 | 67 | 87 | 209847249
GREE | GWH09AGCXD-D3DNA1A/O | GTH(09)CA-D3DN***/I |  | 9100 | 10500 | 19 | 13 | 9.5 | 1.85 | 58 | 95 | 209550322
AireForce | GXH24(7.0)LSK4DH2 | GHH24(7.0)LUK4DH2 |  | 22000 | 24000 | 24.5 | 13.1 | 9.5 | 1.75 | 63 | 67 | 211635189
AC PRO.COM | AWH24AGEXH-D3DNA1A/O | AWH24QEXH-D3DNB8A/I |  | 22000 | 24000 | 24.5 | 13.1 | 9.5 | 1.75 | 63 | 67 | 210838010
GIBSON | GXH24(7.0)LSK4DH2 | GHH24(7.0)LUK4DH2 |  | 22000 | 24000 | 24.5 | 13.1 | 9.5 | 1.75 | 63 | 67 | 210534172
AIRTEMP | GXH24(7.0)LSK4DH2 | GHH24(7.0)LUK4DH2 |  | 22000 | 24000 | 24.5 | 13.1 | 9.5 | 1.75 | 63 | 67 | 210534163
LENNOX | LI024HO-250P432 | LI024HI-250P432 |  | 22000 | 24000 | 24.5 | 13.1 | 9.5 | 1.75 | 63 | 67 | 209399480
GREE | GWH24AGEXH-D3DNA1A/O | GWH24QEXH-D3DN***/I |  | 22000 | 24000 | 24.5 | 13.1 | 9.5 | 1.75 | 63 | 67 | 209397902
AIRTEMP | GXH24(7.0)LSK4DH2 | GKH24(7.0)FMK4DH1 |  | 22000 | 24000 | 21 | 11.9 | 9.5 | 1.8 | 63 | 67 | 212925560
GIBSON | GXH24(7.0)LSK4DH2 | GKH24(7.0)FMK4DH1 |  | 22000 | 24000 | 21 | 11.9 | 9.5 | 1.8 | 63 | 67 | 212925559
GREE | GWH24AGEXH-D3DNA1A/O | GKH(24)BC-D3DN***/I |  | 22000 | 24000 | 21 | 11.9 | 9.5 | 1.8 | 63 | 67 | 208158335
AireForce | GXH24(7.0)LSK4DH2 | GKH24(7.0)FMK4DH1 |  | 22000 | 24000 | 21 | 11.9 | 9.5 | 1.8 | 63 | 67 | 212925558
INNOVAIR | EIN10H2V32(O) | EIN10H2V32(I) |  | 9000 | 9000 | 27 | 16.6 | 11 | 1.91 | 89 | 144 | 206330207
BLUERIDGE | BMKH0938/O | BMKH0938/I |  | 9000 | 9000 | 27 | 16.6 | 11 | 1.91 | 89 | 144 | 205968027
GREE | GWH09ACD-D3DNA1A/O | GWH09AAD-D3DN***/I |  | 9000 | 9000 | 27 | 16.6 | 11 | 1.91 | 89 | 144 | 204325176
KINGHOME | KW24HQ3D6DO | KW24HQ3D6DI |  | 22000 | 24000 | 21.5 | 13 | 9.5 | 1.9 | 65 | 100 | 203498481
KINGHOME | KW18HQ3D6DO | KW18HQ3D6DI |  | 18000 | 18000 | 22 | 13.5 | 10 | 1.8 | 79 | 111 | 203493071
KINGHOME | KW09HQ3D6DO | KW09HQ3D6DI |  | 9000 | 9000 | 27 | 16.6 | 11 | 1.91 | 89 | 144 | 203493069
ACD | UHD09KCH38SB-O | UHD09KCH38SC-I |  | 9000 | 9000 | 27 | 16.6 | 11 | 1.91 | 89 | 144 | 211749865
GREE | GWH09ACD-D3DNA1A/O | GWH09YD-D3DN***/I |  | 9000 | 9000 | 27 | 16.6 | 11 | 1.91 | 89 | 144 | 202373830
AMERICAN STANDARD | 4TXK3809B10NU** | 4MXW3809B10NU** |  | 9000 | 9000 | 27 | 16.6 | 11 | 1.91 | 89 | 144 | 204340355
AC PRO.COM | AWH09ACD-D3DNA1A/O | AWH09QD-D3DND6B/I |  | 9000 | 9000 | 27 | 16.6 | 11 | 1.91 | 89 | 144 | 202409833
TRANE | 4TXK3809B10NU** | 4MXW3809B10NU** |  | 9000 | 9000 | 27 | 16.6 | 11 | 1.91 | 89 | 144 | 204340354
ACD | UHD09KCH38SB-O | UHD09KCH38SB-I |  | 9000 | 9000 | 27 | 16.6 | 11 | 1.91 | 89 | 144 | 202409832
WABBAN | BB09HQ4D6DO | BB09HQ4D6DI |  | 9000 | 9000 | 27 | 16.6 | 11 | 1.91 | 89 | 144 | 202409831
GREE | GWH09ACD-D3DNA1A/O | GWH09QD-D3DN***/I |  | 9000 | 9000 | 27 | 16.6 | 11 | 1.91 | 89 | 144 | 202360989
LENNOX | LI018HO-380P432 | LI018HI-380P432 |  | 18000 | 18000 | 22 | 13.5 | 10 | 1.8 | 79 | 111 | 208917517
Stealth Comfort | SC-18ZPL-HP230 | SC-18WPL-HP230 |  | 18000 | 18000 | 22 | 13.5 | 10 | 1.8 | 79 | 111 | 208650755
DIYCOOL | SC-18ZPL-HP230 | SC-18WPL-HP230 |  | 18000 | 18000 | 22 | 13.5 | 10 | 1.8 | 79 | 111 | 208650746
ACIQ | SC-18ZPL-HP230 | SC-18WPL-HP230 |  | 18000 | 18000 | 22 | 13.5 | 10 | 1.8 | 79 | 111 | 208650737
1HVAC | SC-18ZPL-HP230 | SC-18WPL-HP230 |  | 18000 | 18000 | 22 | 13.5 | 10 | 1.8 | 79 | 111 | 208650728
GREE | GWH18YE-D3DNA1A/O | GWH18ACE-D3DN***/I |  | 18000 | 18000 | 22 | 13.5 | 10 | 1.8 | 79 | 111 | 10318079
LENNOX | LI009HO-380P432 | LI009HI-380P432 |  | 9000 | 9000 | 27 | 16.6 | 11 | 1.91 | 89 | 144 | 208917513
Stealth Comfort | SC-09ZPL-HP230 | SC-09WPL-HP230 |  | 9000 | 9000 | 27 | 16.6 | 11 | 1.91 | 89 | 144 | 208650753
DIYCOOL | SC-09ZPL-HP230 | SC-09WPL-HP230 |  | 9000 | 9000 | 27 | 16.6 | 11 | 1.91 | 89 | 144 | 208650744
ACIQ | SC-09ZPL-HP230 | SC-09WPL-HP230 |  | 9000 | 9000 | 27 | 16.6 | 11 | 1.91 | 89 | 144 | 208650735
1HVAC | SC-09ZPL-HP230 | SC-09WPL-HP230 |  | 9000 | 9000 | 27 | 16.6 | 11 | 1.91 | 89 | 144 | 208650726
GREE | GWH09ACD-D3DNA1A/O | GWH09ACD-D3DN***/I |  | 9000 | 9000 | 27 | 16.6 | 11 | 1.91 | 89 | 144 | 10318077
LENNOX | LI024HO-380P432 | LI024HI-380P432 |  | 22000 | 24000 | 21.5 | 13 | 9.5 | 1.9 | 65 | 100 | 208917519
Stealth Comfort | SC-24ZPL-HP230 | SC-24WPL-HP230 |  | 22000 | 24000 | 21.5 | 13 | 9.5 | 1.9 | 65 | 100 | 208650756
DIYCOOL | SC-24ZPL-HP230 | SC-24WPL-HP230 |  | 22000 | 24000 | 21.5 | 13 | 9.5 | 1.9 | 65 | 100 | 208650747
ACIQ | SC-24ZPL-HP230 | SC-24WPL-HP230 |  | 22000 | 24000 | 21.5 | 13 | 9.5 | 1.9 | 65 | 100 | 208650738
1HVAC | SC-24ZPL-HP230 | SC-24WPL-HP230 |  | 22000 | 24000 | 21.5 | 13 | 9.5 | 1.9 | 65 | 100 | 208650729
GREE | GWH24YE-D3DNA1A/O | GWH24ACE-D3DN***/I |  | 22000 | 24000 | 21.5 | 13 | 9.5 | 1.9 | 65 | 100 | 10203163
GREE | SAP24HP230V1AO | SAP24HP230V1AH |  | 22000 | 24000 | 21.5 | 13 | 9.5 | 1.9 | 65 | 100 | 10157571
GREE | SAP18HP230V1AO | SAP18HP230V1AH |  | 18000 | 18000 | 22 | 13.5 | 10 | 1.8 | 79 | 111 | 10157570
Trane / Mitsubishi Electric | TRUZA0121KA80** | PKA-A12LA* |  | 12000 | 18000 | 21.3 | 13.3 | 10.2 | 2.07 | 59 | 42 | 213307636
Trane / Mitsubishi Electric | PUZ-A12NKA8*** | TPKA0A0121LA*** |  | 12000 | 18000 | 21.3 | 13.3 | 10.2 | 2.07 | 59 | 42 | 213307618
ForestAir | FGH-09ES/E25-O | FGH-09ES/E25-I |  | 9100 | 11000 | 25 | 14.7 | 9.5 | 1.8 | 66 | 82 | 211624983
GREE | GWH09AGC-D3DNA1B/O | GWH09AGC-D3DN***/I |  | 9100 | 11000 | 25 | 14.7 | 9.5 | 1.8 | 66 | 82 | 206395963
WABBAN | BB24HXP2A1DO | BBM24HBKDI |  | 22000 | 24000 | 21 | 11.9 | 9.5 | 1.8 | 63 | 67 | 213319281
WABBAN | BB09HXP2A1DO | BBM09HBTDI |  | 9100 | 10500 | 19 | 13 | 9.5 | 1.85 | 58 | 95 | 213319273
PIONEER | YN018GMFI22RPE | FB018GMFILDFHE |  | 16000 | 17000 | 22.4 | 12.5 | 10.4 | 2.32 | 79 | 75 | 213349747
PIONEER | YN009GMFI22RPE | CK009GMFILCFHD |  | 9000 | 11000 | 22.5 | 13 | 11.5 | 2.34 | 73 | 70 | 213349746
PIONEER | YN012GMFI22RPE | CK012GMFILCFHD |  | 12000 | 12500 | 22 | 12.6 | 9.8 | 2.21 | 62 | 62 | 213349745
PIONEER | YN018GMFI22RPE | CK018GMFILCFHD |  | 18000 | 19000 | 21.8 | 12.5 | 10.7 | 2.3 | 64 | 69 | 213349744
DIAL | 18000-UNI-O | 18000Z-CAS-I |  | 18000 | 18800 | 20.5 | 12.5 | 10 | 2.36 | 64 | 70 | 206838616
WESTINGHOUSE | WHU18SZA21S | WHU18CTA21S |  | 18000 | 18800 | 20.5 | 12.5 | 10 | 2.36 | 64 | 70 | 207237537
AIR-CON | ASLCI4H4S18 | ASLEC4H4S18 |  | 18000 | 18800 | 20.5 | 12.5 | 10 | 2.36 | 64 | 70 | 205129519
HITACHI | RAS-2.0PNNBDH1 | RCI-2.0PNN1DH |  | 18000 | 18800 | 20.5 | 12.5 | 10 | 2.36 | 64 | 70 | 206750855
FRIEDRICH | FPHFR18A3A | FPHFC18A3B |  | 18000 | 18800 | 20.5 | 12.5 | 10 | 2.36 | 64 | 70 | 205104719
HAXXAIR | HVHSC-18T2D | HAHC-18T2D |  | 18000 | 18800 | 20.5 | 12.5 | 10 | 2.36 | 64 | 70 | 205921367
HISENSE | AUW-18U3SF | ACT-18UR3SGB |  | 18000 | 18800 | 20.5 | 12.5 | 10 | 2.36 | 64 | 70 | 205013613
WESTINGHOUSE | WHU09SZA21S | WHU09CTA21S |  | 9000 | 10000 | 20.5 | 12.85 | 10 | 2.26 | 72 | 83 | 207237535
DIAL | 9000-UNI-O | 9000Z-CAS-I |  | 9000 | 10000 | 20.5 | 12.85 | 10 | 2.26 | 72 | 83 | 206838614
HITACHI | RAS-1.0PNNBDH1 | RCIM-1.0PNN1DH |  | 9000 | 10000 | 20.5 | 12.85 | 10 | 2.26 | 72 | 83 | 206750851
AIR-CON | ASLCI4H4S09 | ASLEC4H4S09 |  | 9000 | 10000 | 20.5 | 12.85 | 10 | 2.26 | 72 | 83 | 205129515
FRIEDRICH | FPHFR09A3A | FPHFC09A3B |  | 9000 | 10000 | 20.5 | 12.85 | 10 | 2.26 | 72 | 83 | 205048197
HISENSE | AUW-09U3SS | ACT-09UR3SCA |  | 9000 | 10000 | 20.5 | 12.85 | 10 | 2.26 | 72 | 83 | 204835478
WESTINGHOUSE | WHU24SZA21S | WHU24CTA21S |  | 24000 | 26000 | 18.5 | 12.5 | 10 | 2.2 | 73 | 73 | 207237538
DIAL | 24000-UNI-O | 24000Z-CAS-I |  | 24000 | 26000 | 18.5 | 12.5 | 10 | 2.2 | 73 | 73 | 206838617
HITACHI | RAS-3.0PNNBDH1 | RCI-3.0PNN1DH |  | 24000 | 26000 | 18.5 | 12.5 | 10 | 2.2 | 73 | 73 | 206750857
AIR-CON | ASLCI4H4S24 | ASLEC4H4S24 |  | 24000 | 26000 | 18.5 | 12.5 | 10 | 2.2 | 73 | 73 | 205129521
FRIEDRICH | FPHFR24A3A | FPHFC24A3B |  | 24000 | 26000 | 18.5 | 12.5 | 10 | 2.2 | 73 | 73 | 205123805
HISENSE | AUW-24U3SA | ACT-24UR3SGB |  | 24000 | 26000 | 18.5 | 12.5 | 10 | 2.2 | 73 | 73 | 203167189
DIAL | SZUN24WW230 | EMCA24CRE230 |  | 24000 | 26000 | 18.5 | 12.5 | 10 | 2.2 | 73 | 73 | 213350259
DIAL | SZUN18WW230 | EMCA18CRE230 |  | 18000 | 18800 | 20.5 | 12.5 | 10 | 2.36 | 64 | 70 | 213350261
ForestAir | FGH-24ES/E25-O | FGH-24ES/E25-I |  | 22000 | 24000 | 24 | 13 | 9.5 | 1.8 | 65 | 83 | 211624984
GREE | GWH24AGE-D3DNA1A/O | GWH24AGE-D3DN***/I |  | 22000 | 24000 | 24 | 13 | 9.5 | 1.8 | 65 | 83 | 206335352
FRIEDRICH | FPHFR12A3A | FPHFC12A3B |  | 12000 | 12000 | 20.5 | 12.5 | 9.5 | 2.3 | 63 | 71 | 205104716
HITACHI | RAS-1.5PNNBDH1 | RCIM-1.5PNN1DH |  | 12000 | 12000 | 20.5 | 12.5 | 9.5 | 2.3 | 63 | 71 | 206750853
AIR-CON | ASLCI4H4S12 | ASLEC4H4S12 |  | 12000 | 12000 | 20.5 | 12.5 | 9.5 | 2.3 | 63 | 71 | 205129518
DIAL | SZUN12WW230 | EMCA12CRE230 |  | 12000 | 12000 | 20.5 | 12.5 | 9.5 | 2.3 | 63 | 71 | 213350260
HAXXAIR | HVHSC-12T2D | HAHC-12T2D |  | 12000 | 12000 | 20.5 | 12.5 | 9.5 | 2.3 | 63 | 71 | 205921365
DIAL | 12000-UNI-O | 12000Z-CAS-I |  | 12000 | 12000 | 20.5 | 12.5 | 9.5 | 2.3 | 63 | 71 | 206838615
WESTINGHOUSE | WHU12SZA21S | WHU12CTA21S |  | 12000 | 12000 | 20.5 | 12.5 | 9.5 | 2.3 | 63 | 71 | 207237536
HISENSE | AUW-12U3SS | ACT-12UR3SCA |  | 12000 | 12000 | 20.5 | 12.5 | 9.5 | 2.3 | 63 | 71 | 204976793
DIAL | SZUN36WW230 | EMCA36CRE230 |  | 36000 | 36000 | 18 | 10.65 | 9.8 | 2.28 | 78 | 74 | 213350262
DIAL | 36000-UNI-O | 36000U-CAS-I |  | 36000 | 36000 | 18 | 10.65 | 9.8 | 2.28 | 78 | 74 | 206838618
HITACHI | RAS-4.0PNNBDH1 | RCI-4.0PNN1DH |  | 36000 | 36000 | 18 | 10.65 | 9.8 | 2.28 | 78 | 74 | 206750859
FRIEDRICH | FPHFR36A3A | FPHSC36A3B |  | 36000 | 36000 | 18 | 10.65 | 9.8 | 2.28 | 78 | 74 | 205150421
WESTINGHOUSE | WHU36SZA21S | WHU36CTA21S |  | 36000 | 36000 | 18 | 10.65 | 9.8 | 2.28 | 78 | 74 | 207237539
AIR-CON | ASLCI4H4S36 | ASLEC4H4S36 |  | 36000 | 36000 | 18 | 10.65 | 9.8 | 2.28 | 78 | 74 | 205150423
HISENSE | AUW-36U3ST1 | AUC-36UR3SHB1 |  | 36000 | 36000 | 18 | 10.65 | 9.8 | 2.28 | 78 | 74 | 205141567
AIRDACH | ACSH0924VM2-D | AICH0900VM1-D |  | 9000 | 10000 | 20 | 13 | 10 | 1.9 | 75 | 74 | 213363365
Trane / Mitsubishi Electric | NTXSST09A112A* | NTXWST09A112A* |  | 9000 | 10900 | 24.3 | 15.4 | 10.9 | 2.45 | 61 | 46 | 202373732
American Standard / Mitsubishi Electric | MUZ-GS18NA*** | NAXWST18B112** |  | 18000 | 21600 | 21.5 | 13.45 | 10.3 | 2.41 | 62 | 46 | 207705490
Trane / Mitsubishi Electric | MUZ-GS18NA*** | NTXWST18B112** |  | 18000 | 21600 | 21.5 | 13.45 | 10.3 | 2.41 | 62 | 46 | 207705483
American Standard / Mitsubishi Electric | MUZ-GS24NA*** | NAXWST24B112A* |  | 22400 | 27600 | 21.5 | 12.6 | 10.3 | 2.49 | 64 | 49 | 209832267
Trane / Mitsubishi Electric | MUZ-GS24NA*** | NTXWST24B112A* |  | 22400 | 27600 | 21.5 | 12.6 | 10.3 | 2.49 | 64 | 49 | 209832222
Trane / Mitsubishi Electric | MUZ-GS18NA*** | NTXWST18B112A* |  | 18000 | 21600 | 21.5 | 13.45 | 10.3 | 2.41 | 62 | 46 | 209832221
Trane / Mitsubishi Electric | MUZ-GS15NA*** | NTXWST15B112A* |  | 14000 | 18000 | 21 | 12.75 | 11 | 2.73 | 67 | 54 | 209832220
Trane / Mitsubishi Electric | MUZ-GS12NA*** | NTXWST12B112A* |  | 12000 | 14400 | 25.6 | 13.05 | 10.7 | 2.55 | 63 | 47 | 209832219
Trane / Mitsubishi Electric | MUZ-GS09NA*** | NTXWST09B112A* |  | 9000 | 10900 | 28.4 | 15.4 | 10.9 | 3.32 | 60 | 43 | 209832218
Trane / Mitsubishi Electric | MUZ-GL18NA*** | NTXWST18A112A* |  | 18000 | 21600 | 20.5 | 13.4 | 10.3 | 2.23 | 64 | 50 | 209832343
Trane / Mitsubishi Electric | MUZ-GL09NA*** | NTXWST09A112A* |  | 9000 | 10900 | 24.3 | 15.4 | 10.9 | 2.45 | 61 | 46 | 209832214
Mitsubishi Electric | MUZ-GL18NA*** | MSZ-GL18NA*** |  | 18000 | 21600 | 20.5 | 13.4 | 10.3 | 2.23 | 64 | 50 | 209832268
American Standard / Mitsubishi Electric | MUZ-GL18NA*** | NAXWST18A112A* |  | 18000 | 21600 | 20.5 | 13.4 | 10.3 | 2.23 | 64 | 50 | 209832342
American Standard / Mitsubishi Electric | MUZ-GL09NA*** | NAXWST09A112A* |  | 9000 | 10900 | 24.3 | 15.4 | 10.9 | 2.45 | 61 | 46 | 209832186
Trane / Mitsubishi Electric | NTXSST18A112A* | NAXWST18A112A* |  | 18000 | 21600 | 20.5 | 13.4 | 10.3 | 2.23 | 64 | 50 | 209832346
Trane / Mitsubishi Electric | NTXSST18A112A* | MSZ-GL18NA*** |  | 18000 | 21600 | 20.5 | 13.4 | 10.3 | 2.23 | 64 | 50 | 209832345
Trane / Mitsubishi Electric | NTXSST15A112A* | NAXWST15A112A* |  | 14000 | 18000 | 21 | 13 | 11 | 2.79 | 67 | 54 | 209832255
Trane / Mitsubishi Electric | NTXSST15A112A* | MSZ-GL15NA*** |  | 14000 | 18000 | 21 | 13 | 11 | 2.79 | 67 | 54 | 209832254
Trane / Mitsubishi Electric | NTXSST12A112A* | NAXWST12A112A* |  | 12000 | 14400 | 23.1 | 13 | 10.7 | 2.71 | 64 | 49 | 209832253
Trane / Mitsubishi Electric | MUZ-GL15NA*** | NTXWST15A112A* |  | 14000 | 18000 | 21 | 13 | 11 | 2.79 | 67 | 54 | 209832216
Trane / Mitsubishi Electric | MUZ-GL12NA*** | NTXWST12A112A* |  | 12000 | 14400 | 23.1 | 13 | 10.7 | 2.71 | 64 | 49 | 209832215
American Standard / Mitsubishi Electric | MUZ-GL15NA*** | NAXWST15A112A* |  | 14000 | 18000 | 21 | 13 | 11 | 2.79 | 67 | 54 | 209832188
American Standard / Mitsubishi Electric | MUZ-GL12NA*** | NAXWST12A112A* |  | 12000 | 14400 | 23.1 | 13 | 10.7 | 2.71 | 64 | 49 | 209832187
Trane / Mitsubishi Electric | NTXSST18B112** | NAXWST18B112** |  | 18000 | 21600 | 21.5 | 13.45 | 10.3 | 2.41 | 62 | 46 | 207705521
Trane / Mitsubishi Electric | NTXSST18B112** | NTXWST18B112** |  | 18000 | 21600 | 21.5 | 13.45 | 10.3 | 2.41 | 62 | 46 | 207705515
Trane / Mitsubishi Electric | NTXSST18B112** | MSZ-GS18NA*** |  | 18000 | 21600 | 21.5 | 13.45 | 10.3 | 2.41 | 62 | 46 | 207705509
American Standard / Mitsubishi Electric | MUZ-GS18NA*** | NAXWST18B112A* |  | 18000 | 21600 | 21.5 | 13.45 | 10.3 | 2.41 | 62 | 46 | 209832266
American Standard / Mitsubishi Electric | MUZ-GS15NA*** | NAXWST15B112A* |  | 14000 | 18000 | 21 | 12.75 | 11 | 2.73 | 67 | 54 | 209832265
American Standard / Mitsubishi Electric | MUZ-GS12NA*** | NAXWST12B112A* |  | 12000 | 14400 | 25.6 | 13.05 | 10.7 | 2.55 | 63 | 47 | 209832264
American Standard / Mitsubishi Electric | MUZ-GS09NA*** | NAXWST09B112A* |  | 9000 | 10900 | 28.4 | 15.4 | 10.9 | 3.32 | 60 | 43 | 209832263
Trane / Mitsubishi Electric | NTXSST09A112A* | NAXWST09A112A* |  | 9000 | 10900 | 24.3 | 15.4 | 10.9 | 2.45 | 61 | 46 | 209832251
Trane / Mitsubishi Electric | NTXSST09A112A* | MSZ-GL09NA*** |  | 9000 | 10900 | 24.3 | 15.4 | 10.9 | 2.45 | 61 | 46 | 209832250
Trane / Mitsubishi Electric | NTXSST12A112A* | MSZ-GL12NA*** |  | 12000 | 14400 | 23.1 | 13 | 10.7 | 2.71 | 64 | 49 | 209832252
Trane / Mitsubishi Electric | NTXSKS18A112AA | NTXCKS18A112** |  | 17700 | 19700 | 21 | 12.5 | 10 | 2.31 | 65 | 51 | 211497094
Trane / Mitsubishi Electric | NTXSKS15A112AA | NTXCKS15A112** |  | 14100 | 18000 | 20.7 | 12.2 | 10.7 | 2.5 | 66 | 52 | 211497095
Trane / Mitsubishi Electric | NTXSKS09A112AA | NTXCKS09A112** |  | 9000 | 11000 | 24 | 13.4 | 10 | 1.81 | 63 | 47 | 211497097
Trane / Mitsubishi Electric | NTXSST18A112A* | NTXWST18A112A* |  | 18000 | 21600 | 20.5 | 13.4 | 10.3 | 2.23 | 64 | 50 | 202373735
Trane / Mitsubishi Electric | NTXSST15A112A* | NTXWST15A112A* |  | 14000 | 18000 | 21 | 13 | 11 | 2.79 | 67 | 54 | 202373734
Trane / Mitsubishi Electric | NTXSST12A112A* | NTXWST12A112A* |  | 12000 | 14400 | 23.1 | 13 | 10.7 | 2.71 | 64 | 49 | 202373733
Trane / Mitsubishi Electric | MUZ-JP09WA*** | NTXWMT09A111A* |  | 9000 | 10900 | 20 | 12 | 10 | 2.37 | 61 | 46 | 209832228
Mitsubishi Electric | MUZ-JP09WA*** | MSZ-JP09WA*** |  | 9000 | 10900 | 20 | 12 | 10 | 2.37 | 61 | 46 | 209832210
American Standard / Mitsubishi Electric | MUZ-JP09WA*** | NAXWMT09A111A* |  | 9000 | 10900 | 20 | 12 | 10 | 2.37 | 61 | 46 | 209832195
Trane / Mitsubishi Electric | NTXSMT18A112A* | NTXWMT18A112A* |  | 17200 | 18000 | 19 | 10.5 | 9.5 | 2.2 | 64 | 49 | 202373740
Trane / Mitsubishi Electric | MUZ-HM18NA*** | NTXWMT18A112A* |  | 17200 | 18000 | 19 | 10.5 | 9.5 | 2.2 | 64 | 49 | 209832226
Trane / Mitsubishi Electric | NTXSMT15A112A* | NTXWMT15A112A* |  | 14000 | 18000 | 20 | 12 | 10 | 2.15 | 64 | 49 | 202373739
Trane / Mitsubishi Electric | MUZ-HM15NA*** | NTXWMT15A112A* |  | 14000 | 18000 | 20 | 12 | 10 | 2.15 | 64 | 49 | 209832225
Trane / Mitsubishi Electric | NTXSMT12A112A* | NTXWMT12A112A* |  | 12000 | 12200 | 20 | 9.9 | 10 | 2.33 | 62 | 48 | 202373738
Trane / Mitsubishi Electric | MUZ-HM12NA*** | NTXWMT12A112A* |  | 12000 | 12200 | 20 | 9.9 | 10 | 2.33 | 62 | 48 | 209832224
Trane / Mitsubishi Electric | NTXSMT09A112A* | NTXWMT09A112A* |  | 9000 | 10900 | 20 | 12 | 10 | 2.37 | 61 | 46 | 202373737
Trane / Mitsubishi Electric | NTXSMT09A111AA | NTXWMT09A111AA |  | 9000 | 10900 | 20 | 12 | 10 | 2.37 | 61 | 46 | 202397887
Trane / Mitsubishi Electric | MUZ-HM09NA*** | NTXWMT09A112A* |  | 9000 | 10900 | 20 | 12 | 10 | 2.37 | 61 | 46 | 209832223
Trane / Mitsubishi Electric | NTXSMT18A112A* | NAXWMT18A112A* |  | 17200 | 18000 | 19 | 10.5 | 9.5 | 2.2 | 64 | 49 | 209832247
American Standard / Mitsubishi Electric | MUZ-HM18NA*** | NAXWMT18A112A* |  | 17200 | 18000 | 19 | 10.5 | 9.5 | 2.2 | 64 | 49 | 209832193
Trane / Mitsubishi Electric | NTXSMT15A112A* | NAXWMT15A112A* |  | 14000 | 18000 | 20 | 12 | 10 | 2.15 | 64 | 49 | 209832245
American Standard / Mitsubishi Electric | MUZ-HM15NA*** | NAXWMT15A112A* |  | 14000 | 18000 | 20 | 12 | 10 | 2.15 | 64 | 49 | 209832192
Trane / Mitsubishi Electric | NTXSMT12A112A* | NAXWMT12A112A* |  | 12000 | 12200 | 20 | 9.9 | 10 | 2.33 | 62 | 48 | 209832243
American Standard / Mitsubishi Electric | MUZ-HM12NA*** | NAXWMT12A112A* |  | 12000 | 12200 | 20 | 9.9 | 10 | 2.33 | 62 | 48 | 209832191
Trane / Mitsubishi Electric | NTXSMT09A112A* | NAXWMT09A112A* |  | 9000 | 10900 | 20 | 12 | 10 | 2.33 | 70 | 53 | 209832239
American Standard / Mitsubishi Electric | MUZ-HM09NA*** | NAXWMT09A112A* |  | 9000 | 10900 | 20 | 12 | 10 | 2.37 | 61 | 46 | 209832190
Trane / Mitsubishi Electric | NTXSMT09A111A* | NAXWMT09A111A* |  | 9000 | 10900 | 20 | 12 | 10 | 2.37 | 61 | 46 | 209832237
Trane / Mitsubishi Electric | NTXSMT18A112A* | MSZ-HM18NA*** |  | 17200 | 18000 | 19 | 10.5 | 9.5 | 2.2 | 64 | 49 | 209832246
Mitsubishi Electric | MUZ-HM18NA*** | MSZ-HM18NA*** |  | 17200 | 18000 | 19 | 10.5 | 9.5 | 2.2 | 64 | 49 | 202680603
Trane / Mitsubishi Electric | NTXSMT15A112A* | MSZ-HM15NA*** |  | 14000 | 18000 | 20 | 12 | 10 | 2.15 | 64 | 49 | 209832244
Mitsubishi Electric | MUZ-HM15NA*** | MSZ-HM15NA*** |  | 14000 | 18000 | 20 | 12 | 10 | 2.15 | 64 | 49 | 202680602
Trane / Mitsubishi Electric | NTXSMT12A112A* | MSZ-HM12NA*** |  | 12000 | 12200 | 20 | 9.9 | 10 | 2.33 | 62 | 48 | 209832242
Mitsubishi Electric | MUZ-HM12NA*** | MSZ-HM12NA*** |  | 12000 | 12200 | 20 | 9.9 | 10 | 2.33 | 62 | 48 | 202680601
Trane / Mitsubishi Electric | NTXSMT09A112A* | MSZ-HM09NA*** |  | 9000 | 10900 | 20 | 12 | 10 | 2.37 | 61 | 46 | 209832238
Mitsubishi Electric | MUZ-HM09NA*** | MSZ-HM09NA*** |  | 9000 | 10900 | 20 | 12 | 10 | 2.37 | 61 | 46 | 202680600
Mitsubishi Electric | NTXSFWH012A121A | NTXVFW0012A121A |  | 12000 | 13200 | 29.5 | 15.3 | 12.575 | 2.59 | 69 | 87 | 211626479
Mitsubishi Electric | NTXSFWH012A121A | NAXVFW0012A121A |  | 12000 | 13200 | 29.5 | 15.3 | 12.575 | 2.59 | 69 | 87 | 211626485
Mitsubishi Electric | NTXSFWH012A121A | MSZ-FW12NA*** |  | 12000 | 13200 | 29.5 | 15.3 | 12.575 | 2.59 | 69 | 87 | 211626461
Mitsubishi Electric | NTXSFWH009A121A | NTXVFW0009A121A |  | 9000 | 12000 | 33 | 18.4 | 13.3 | 2.59 | 63 | 96 | 211626477
Mitsubishi Electric | NTXSFWH009A121A | NAXVFW0009A121A |  | 9000 | 12000 | 33 | 18.4 | 13.3 | 2.59 | 63 | 96 | 211626483
Mitsubishi Electric | NTXSFWH009A121A | MSZ-FW09NA*** |  | 9000 | 12000 | 33 | 18.4 | 13.3 | 2.59 | 63 | 96 | 211626459
Mitsubishi Electric | NTXSFWH006A121A | NTXVFW0006A121A |  | 6000 | 9000 | 35 | 21.4 | 13.3 | 2.42 | 68 | 134 | 211626475
Mitsubishi Electric | NTXSFWH006A121A | NAXVFW0006A121A |  | 6000 | 9000 | 35 | 21.4 | 13.3 | 2.42 | 68 | 134 | 211626481
Mitsubishi Electric | NTXSFWH006A121A | MSZ-FW06NA*** |  | 6000 | 9000 | 35 | 21.4 | 13.3 | 2.42 | 68 | 134 | 211626457
Mitsubishi Electric | NTXSFWB012A121A | NTXVFW0012A121A |  | 12000 | 13200 | 29.5 | 15.3 | 12.575 | 2.59 | 69 | 87 | 211626480
Mitsubishi Electric | NTXSFWB012A121A | NAXVFW0012A121A |  | 12000 | 13200 | 29.5 | 15.3 | 12.575 | 2.59 | 69 | 87 | 211626486
Mitsubishi Electric | NTXSFWB012A121A | MSZ-FW12NA*** |  | 12000 | 13200 | 29.5 | 15.3 | 12.575 | 2.59 | 69 | 87 | 211626462
Mitsubishi Electric | NTXSFWB009A121A | NTXVFW0009A121A |  | 9000 | 12000 | 33 | 18.4 | 13.3 | 2.59 | 63 | 96 | 211626478
Mitsubishi Electric | NTXSFWB009A121A | NAXVFW0009A121A |  | 9000 | 12000 | 33 | 18.4 | 13.3 | 2.59 | 63 | 96 | 211626484
Mitsubishi Electric | NTXSFWB009A121A | MSZ-FW09NA*** |  | 9000 | 12000 | 33 | 18.4 | 13.3 | 2.59 | 63 | 96 | 211626460
Mitsubishi Electric | NTXSFWB006A121A | NTXVFW0006A121A |  | 6000 | 9000 | 35 | 21.4 | 13.3 | 2.42 | 68 | 134 | 211626476
Mitsubishi Electric | NTXSFWB006A121A | NAXVFW0006A121A |  | 6000 | 9000 | 35 | 21.4 | 13.3 | 2.42 | 68 | 134 | 211626482
Mitsubishi Electric | NTXSFWB006A121A | MSZ-FW06NA*** |  | 6000 | 9000 | 35 | 21.4 | 13.3 | 2.42 | 68 | 134 | 211626458
SHARP | AE-X15ZU1 | AY-XP15ZU1 |  | 15000 | 18000 | 24 | 13.4 | 11 | 2.1 | 101 | 85 | 213239134
SHARP | AE-X12ZHU1 | AY-XP12ZHU1 |  | 12000 | 16000 | 25 | 16 | 11 | 2.1 | 118 | 100 | 213238803
SHARP | AE-X12ZU1 | AY-XP12ZU1 |  | 12000 | 14000 | 22 | 12.5 | 11 | 2.1 | 104 | 86 | 213194987
HISENSE | AS-12UW3SXL00A | AS-12UW3SXL**00A |  | 12000 | 12000 | 23.5 | 15.4 | 9.8 | 1.75 | 58 | 70 | 205092768
FRIEDRICH | FRHSR12A3A-A | FRHSW12A3B |  | 12000 | 12000 | 23.5 | 15.4 | 9.8 | 1.75 | 58 | 70 | 205142789
MOOVAIR | DMB18HOS42230E8B | DMB18HIW42230E8 |  | 18000 | 20000 | 26.3 | 15.3 | 15.5 | 2.89 | 101 | 120 | 213369384
TECH CLIMATE | ODD1200 | DS120 |  | 12000 | 12000 | 23.1 | 13 | 10.8 | 2.41 | 83 | 70 | 213304196
TECH CLIMATE | ODD1800 | DS180 |  | 18000 | 18000 | 24 | 13.5 | 10.5 | 2.44 | 78 | 71 | 213304197
SAMSUNG | AR18CSDADWKX | AR18CSDABWKN |  | 18000 | 20000 | 21 | 13.15 | 9.7 | 2 | 112 | 95 | 213288945
SAMSUNG | AR18CSDAEWKX | AR18CSDABWKN |  | 18000 | 20000 | 21 | 13.15 | 9.7 | 2 | 112 | 95 | 213288943
SAMSUNG | AR24CSDADWKX | AR24CSDADWKN |  | 21000 | 24400 | 20 | 12.5 | 9.5 | 2 | 115 | 100 | 213288942
SAMSUNG | AR24CSDAEWKX | AR24CSDADWKN |  | 21000 | 24400 | 20 | 12.5 | 9.5 | 2 | 115 | 100 | 213288941
CONTINENTAL | CDHAS22-18-O | CDHAS22-18-I |  | 18000 | 18000 | 24 | 13.5 | 10.5 | 2.44 | 78 | 71 | 213386540
CONTINENTAL | CDHAS26-12-O | CDHAS26-12-I |  | 12000 | 12000 | 25.5 | 14 | 10.4 | 1.8 | 83 | 100 | 213386539
CONTINENTAL | CDHAS22-12-O | CDHAS22-12-I |  | 12000 | 12000 | 23.1 | 13 | 10.8 | 2.41 | 83 | 70 | 213386538
CONTINENTAL | CDHAS26-24-O | CDHAS26-24-I |  | 24000 | 29000 | 21.5 | 13 | 11.4 | 2.21 | 73 | 86 | 213386537
CONTINENTAL | CDHAS26-18-O | CDHAS26-18-I |  | 18000 | 18000 | 21.5 | 12.5 | 11.3 | 1.8 | 83 | 100 | 213386536
LG | LSU120HSV5 | LAN120HSV5 |  | 12000 | 13600 | 22 | 12.5 | 10 | 1.8 | 60 | 71 | 10570122
LG | LSU120HSV5 | LSN120HSV5 |  | 12000 | 13600 | 22 | 12.5 | 10 | 1.8 | 60 | 71 | 10570123
LG | LGU121HSV5 | LGN121HSV5 |  | 12000 | 13600 | 22 | 12.5 | 10 | 1.8 | 60 | 71 | 207348501
American Standard / Mitsubishi Electric | NAXSPH18B112A* | NAXWPH18B112AA |  | 17200 | 19000 | 21 | 12.5 | 10.7 | 2.81 | 67 | 54 | 206195823
American Standard / Mitsubishi Electric | NAXSPH15B112A* | NAXWPH15B112AA |  | 14000 | 16000 | 22.3 | 14 | 10.4 | 2.68 | 63 | 48 | 206195822
American Standard / Mitsubishi Electric | NAXSPH12B112A* | NAXWPH12B112AA |  | 12000 | 12300 | 26.3 | 13.8 | 11.1 | 2.96 | 68 | 55 | 206195821
American Standard / Mitsubishi Electric | NAXSPH09B112A* | NAXWPH09B112AA |  | 9000 | 9600 | 29.8 | 16.05 | 10.9 | 2.85 | 61 | 46 | 206195820
American Standard / Mitsubishi Electric | NAXSPH06B112A* | NAXWPH06B112AA |  | 6000 | 8700 | 32.2 | 19.05 | 11.9 | 2.9 | 68 | 55 | 206195819
TEMP SHIFT | TSMOE30U36HFN1M(GA) | TSMCD136HRFN1M(GA) |  | 36000 | 40000 | 19.4 | 9.5 | 10.5 | 1.85 | 83 | 100 | 213479383
TEMP SHIFT | TSMOD3024HFN1MU0W | TSMCD124HRFN1MT0W(GA) |  | 24000 | 25000 | 20.5 | 11 | 11.5 | 2 | 84 | 103 | 213479382
TEMP SHIFT | TSMOX43017HFN1MT0W | TSCCA3U18HRFN1M(C) |  | 16000 | 17000 | 20 | 12.5 | 9.5 | 1.75 | 92 | 94 | 213479381
TEMP SHIFT | TSMOX33012HFN1MW5W | TSCCA3U12HRFN1M(C) |  | 12000 | 12000 | 22.3 | 12.7 | 10.2 | 1.89 | 83 | 94 | 213479380
TEMP SHIFT | TSMOX33009HFN1MY5W | TSCCA3U09HRFN1M(C) |  | 9000 | 9800 | 20.5 | 13 | 10.3 | 1.8 | 92 | 102 | 213479379
AIR-CON | ABHCI4H4S09 | ABHEM4H4S09 |  | 9000 | 10000 | 25.5 | 14.5 | 10.5 | 2.05 | 55 | 70 | 211583437
AIR-CON | ABHCI4H4S12 | ABHEM4H4S12 |  | 12000 | 12000 | 23.5 | 12.7 | 9.5 | 2.05 | 57 | 70 | 211583438
PIONEER | YN009GHFI25RPH | WF009GHFI25HLH |  | 9000 | 10000 | 25.5 | 14.5 | 10.5 | 2.05 | 55 | 70 | 211583711
PIONEER | YN012GHFI25RPH | WF012GHFI25HLH |  | 12000 | 12000 | 23.5 | 12.7 | 9.5 | 2.05 | 57 | 70 | 211583712
Multi MFG | 9HHC0-HP-A | 9HHW0-HP-A |  | 9000 | 10000 | 25.5 | 14.5 | 10.5 | 2.05 | 55 | 70 | 211583738
HISENSE | AS-12UW3SXA**00 | AS-12UW3SXA**00 |  | 12000 | 12000 | 23.5 | 15.4 | 9.8 | 1.75 | 58 | 70 | 211717253
Gridless | O-AYD09SD-1 | I-AYD09W-1 |  | 9000 | 10000 | 25.5 | 14.5 | 10.5 | 2.05 | 55 | 70 | 213265552
Gridless | O-AYD12SD-1 | I-AYD12W-1 |  | 12000 | 12000 | 23.5 | 12.7 | 9.5 | 2.05 | 57 | 70 | 213265553
GENERALLUX STAR | AST-12UW3SXETU02(O) | AST-12UW3SXETU02(I) |  | 12000 | 12000 | 23.5 | 12.7 | 9.5 | 2.05 | 57 | 70 | 212292444
HISENSE | AS-12UW3SXA** | AS-12UW3SXA**00 |  | 12000 | 12000 | 23.5 | 15.4 | 9.8 | 1.75 | 58 | 70 | 211717254
HISENSE | AS-12UW3SXL00 | AS-12UW3SXL**00 |  | 12000 | 12000 | 23.5 | 15.4 | 9.8 | 1.75 | 58 | 70 | 203376852
FRIEDRICH | FRHSR12A3A | FRHSW12A3A |  | 12000 | 12000 | 23.5 | 15.4 | 9.8 | 1.75 | 58 | 70 | 203383864
HISENSE | AST-09UW3SXE01 | AST-09UW3SXE**01 |  | 9000 | 10000 | 25.5 | 14.5 | 10.5 | 2.05 | 55 | 70 | 208193232
ZEPHYR | ZE-09UH24SCO | ZE-09UH24SCI |  | 9000 | 10000 | 25.5 | 14.5 | 10.5 | 2.05 | 55 | 70 | 208287539
HISENSE | AST-12UW3SXE02 | AST-12UW3SXE**02 |  | 12000 | 12000 | 23.5 | 12.7 | 9.5 | 2.05 | 57 | 70 | 208193233
Innovair | WIN12H7H51(O) | WIN12H7H51(I) |  | 12000 | 12000 | 23.5 | 12.7 | 9.5 | 2.05 | 57 | 70 | 208286574
Innovair | WIN09H7H51(O) | WIN09H7H51(I) |  | 9000 | 10000 | 25.5 | 14.5 | 10.5 | 2.05 | 55 | 70 | 208286573
ZEPHYR | ZE-12UH24SCO | ZE-12UH24SCI |  | 12000 | 12000 | 23.5 | 12.7 | 9.5 | 2.05 | 57 | 70 | 208287541
Kepler | ODUMOD30-33HFN1MSR0W | IDUMSEPD-33HRFN1MSR0W |  | 33000 | 35000 | 19.5 | 12 | 10 | 1.8 | 82 | 99 | 213608177
Kepler | ODUMOX330-12HFN1MW5W | IDUMSEPB-12HRFN1MW5W(GA) |  | 12000 | 12000 | 25.5 | 14 | 10.4 | 1.8 | 83 | 100 | 213608174
Kepler | ODUMOX330-09HFN1MY5W | IDUMSEPB-09HRFN1MY5W(GA) |  | 9000 | 12000 | 28.1 | 16.2 | 11.5 | 2 | 79 | 88 | 213608173
Kepler | ODUMOD30-24HFN1MU0W | IDUMSEPD-24HRFN1MU0W |  | 24000 | 29000 | 21.5 | 13 | 11.4 | 2.21 | 73 | 86 | 213608176
Kepler | ODUMOX430-17HFN1MT0W | IDUMSEPC-18HRFN1MU0W |  | 18000 | 18000 | 21.5 | 12.5 | 11.3 | 1.8 | 83 | 100 | 213608175
Kepler | ODUMOX230-09HFN1MW5W | IDUMSEPB-06HRFN1MY5W |  | 6000 | 7000 | 26.5 | 15.8 | 13.6 | 2.1 | 121 | 107 | 213608172
GE Appliances | ASH109CRAW** | ASYW09CRAW** |  | 9000 | 10000 | 17.5 | 10.5 | 9.5 | 2 | 65 | 50 | 204722821
GENERALLUX STAR | GNS-12HCH23TO2 | GNS-12HCH23TI2 |  | 12000 | 12000 | 23.5 | 12.7 | 9.5 | 2.05 | 57 | 70 | 213617768
HISENSE | AST-09UW3SXEDH01G | AST-09UW3SXEDH01 |  | 9000 | 10000 | 25.5 | 14.5 | 10.5 | 2.05 | 55 | 70 | 213741329
HISENSE | AST-09UW3SXEDH01X | AST-09UW3SXEDH01 |  | 9000 | 10000 | 25.5 | 14.5 | 10.5 | 2.05 | 55 | 70 | 213741330
HISENSE | AST-09UW3SXETD01 | AST-09UW3SXEDH01 |  | 9000 | 10000 | 25.5 | 14.5 | 10.5 | 2.05 | 55 | 70 | 213741331
HISENSE | AST-12UW3SXEDH02G | AST-12UW3SXEDH02 |  | 12000 | 12000 | 23.5 | 12.7 | 9.5 | 2.05 | 57 | 70 | 213741332
HISENSE | AST-12UW3SXEDH02X | AST-12UW3SXEDH02 |  | 12000 | 12000 | 23.5 | 12.7 | 9.5 | 2.05 | 57 | 70 | 213741333
HISENSE | AST-12UW3SXETD02 | AST-12UW3SXEDH02 |  | 12000 | 12000 | 23.5 | 12.7 | 9.5 | 2.05 | 57 | 70 | 213741334
HISENSE | AS-24UW3SKKVT00G | AS-24UW3SKKVT00 |  | 24000 | 26000 | 21 | 12.5 | 10 | 1.75 | 60 | 70 | 213741337
HISENSE | AS-24UW3SKKVT00X | AS-24UW3SKKVT00 |  | 24000 | 26000 | 21 | 12.5 | 10 | 1.75 | 60 | 70 | 213741338
HISENSE | AS-12UW3SXATG00G | AS-12UW3SXATG00 |  | 12000 | 12000 | 23.5 | 15.4 | 9.8 | 1.75 | 58 | 70 | 213741355
HISENSE | AS-12UW3SXATG00P | AS-12UW3SXATG00 |  | 12000 | 12000 | 23.5 | 15.4 | 9.8 | 1.75 | 58 | 70 | 213741356
KARDA | 3KARDA18SZO | 2KARDA18UVC |  | 16000 | 17000 | 20 | 12.5 | 9.5 | 1.75 | 92 | 94 | 213785828
KARDA | 3KARDA12SZO | 2KARDA12UVC |  | 12000 | 12000 | 22.3 | 12.7 | 10.2 | 1.89 | 83 | 94 | 213785827
KARDA | 3KARDA12SZO | 2KARDA12UVCS |  | 12000 | 12000 | 23.6 | 13 | 10 | 1.89 | 80 | 100 | 213785826
MIDEA | MOD-24HFN1AA | MSEP-24HFN1AA |  | 24000 | 25000 | 22 | 14 | 10 | 1.8 | 65 | 62 | 213785813
MIDEA | MOX4-18HFN1AA | MSEP-18HFN1AA |  | 18000 | 19000 | 23.5 | 12.5 | 10.8 | 2.02 | 78 | 59 | 213785812
MDV | MVD-24HFN1AA | MVEP-24HFN1AA |  | 24000 | 25000 | 22 | 14 | 10 | 1.8 | 65 | 62 | 213785809
MDV | MVX4-18HFN1AA | MVEP-18HFN1AA |  | 18000 | 19000 | 23.5 | 12.5 | 10.8 | 2.02 | 78 | 59 | 213785808
Mitsutomo | HO-SZ36-AB-Q | HW-SZ36-AB-Q |  | 33000 | 35000 | 20 | 11.7 | 10 | 1.8 | 79 | 99 | 213785764
DAIKIN | RXM24WVJU* | FTXM24VVJU |  | 21600 | 24000 | 22 | 12 | 10 | 1.8 | 67 | 98 | 213797278
DAIKIN | RXM18WVJU* | FTXM18VVJU |  | 18000 | 21600 | 22.7 | 12.5 | 10 | 1.75 | 71 | 100 | 213797277
DAIKIN | RXM12WVJU* | FTXM12VVJU |  | 12000 | 13600 | 25.2 | 13.2 | 10.7 | 1.8 | 63 | 100 | 213797276
DAIKIN | RXM09WVJU* | FTXM09VVJU |  | 9000 | 11000 | 27.4 | 16.3 | 11.2 | 1.8 | 60 | 100 | 213797275
DAIKIN | RXL15WMVJU* | FTX15NMVJU* |  | 15000 | 18300 | 19.5 | 12 | 10 | 1.8 | 63 | 80 | 213797271
DAIKIN | RXL12WMVJU* | FTX12NMVJU* |  | 10600 | 13400 | 19.5 | 11.5 | 10 | 1.8 | 66 | 81 | 213797269
DAIKIN | RXL09WMVJU* | FVXS09NVJU |  | 9000 | 10100 | 19.5 | 11.5 | 9.7 | 1.8 | 61 | 97 | 213797268
DAIKIN | RXL09WMVJU* | FTX09NMVJU* |  | 9000 | 10900 | 19.5 | 11.5 | 10 | 1.8 | 61 | 88 | 213797267
HISENSE | AST-09UW3SXEDH01 | AST-09UW3SXEDH01 |  | 9000 | 10000 | 25.5 | 14.5 | 10.5 | 2.05 | 55 | 70 | 213803152
HISENSE | AST-12UW3SXEDH02 | AST-12UW3SXEDH02 |  | 12000 | 12000 | 23.5 | 12.7 | 9.5 | 2.05 | 57 | 70 | 213803153
HISENSE | AS-24UW3SKKVT00 | AS-24UW3SKKVT00 |  | 24000 | 26000 | 21 | 12.5 | 10 | 1.75 | 60 | 70 | 213803155
HISENSE | AS-12UW3SXATG00 | AS-12UW3SXATG00 |  | 12000 | 12000 | 23.5 | 15.4 | 9.8 | 1.75 | 58 | 70 | 213803157
COMFORTSTAR | CHT12CD-23(O) | CHT12CD-23(I) |  | 12000 | 12000 | 23 | 13 | 9.5 | 1.8 | 63 | 76 | 213803145
DAIKIN | RXS15LVJU | FTXS15WVJU* |  | 15000 | 18000 | 20 | 14.4 | 10.5 | 1.8 | 66 |  | 213804897
DAIKIN | RXS12LVJU | FTXS12WVJU* |  | 12000 | 14400 | 22.5 | 12.8 | 10.5 | 1.8 | 64 |  | 213804896
DAIKIN | RXS09LVJU | FTXS09WVJU* |  | 9000 | 12000 | 24.5 | 15.3 | 11 | 1.8 | 64 |  | 213804895
AI AIR CONDITIONING | AO29-18N1-M1H | AW29-18N1-M1 |  | 18000 | 18000 | 24.1 | 12.4 | 12 | 1.92 | 68 | 89 | 213769949
EG4 | DWB3-ACDC-24K | DGA2-ACDC-24K |  | 22600 | 25000 | 21 | 11.3 | 9.6 | 1.8 | 80 | 70 | 213255576
Deye | DWB3-ACDC-24K | DGA2-ACDC-24K |  | 22600 | 25000 | 21 | 11.3 | 9.6 | 1.8 | 80 | 70 | 211765303
BOREAL | KULA09HPJ1OB | KULA09HPJ1IB |  | 9100 | 10500 | 25.5 | 14.7 | 10.2 | 1.86 | 67 | 87 | 213829842
BOREAL | KULA09HPL1OB | KULA09HPL1IB |  | 9100 | 10000 | 27 | 14.55 | 10 | 1.87 | 70 | 99 | 213829841
BOREAL | KULA24HPJ1OB | KULA24HPJ1IB |  | 22000 | 24000 | 24.5 | 13.1 | 9.5 | 1.75 | 63 | 67 | 213829840
AC PRO.COM | AOE30U-48HFN1-MP0(GA) | AUE-48HRFN1-M(C) |  | 48000 | 50000 | 18.9 | 9.3 | 10 | 1.85 | 58 | 70 | 213867387
American Standard / Mitsubishi Electric | NAXSPF18A112A* | NAXFKS18A112A* |  | 17000 | 21000 | 22 | 12.6 | 10.3 | 2.14 | 61 | 45 | 202373679
American Standard / Mitsubishi Electric | NAXSPF15A112A* | NAXFKS15A112A* |  | 15000 | 18000 | 22.2 | 13.5 | 10.7 | 2.26 | 67 | 53 | 202373678
American Standard / Mitsubishi Electric | NAXSPF12A112A* | NAXFKS12A112A* |  | 12000 | 13000 | 26.7 | 13.6 | 10.6 | 2.22 | 68 | 55 | 202373677
American Standard / Mitsubishi Electric | NAXSPF09A112A* | NAXFKS09A112A* |  | 9000 | 11000 | 28.7 | 15.8 | 11.3 | 2.14 | 68 | 55 | 202373676
Hotpoint | 1H24HN2DA** | HW24HN2DA** |  | 24000 | 25000 | 18 | 10.6 | 9.5 | 1.8 | 62 | 70 | 213879382
Mitsubishi Electric | MUZ-FS15NAH-U1 | MSZ-FS15NA-U1 |  | 14000 | 16000 | 22.3 | 14 | 9.9 | 2 | 63 | 121 | 205975739
Mitsubishi Electric | MUZ-FS18NAH-U1 | MSZ-FS18NA-U1 |  | 17200 | 19000 | 21 | 12.5 | 10.3 | 2 | 67 | 118 | 205975740
Mitsubishi Electric | MUZ-GS09NAHZ*** | MSZ-GS09NA*** |  | 9000 | 9600 | 28.4 | 15.4 | 9.6 | 2.01 | 59 | 100 | 207679252
Mitsubishi Electric | MUZ-GS12NAHZ*** | MSZ-GS12NA*** |  | 12000 | 12300 | 21.7 | 13.05 | 9.6 | 1.84 | 62 | 100 | 207679253
Mitsubishi Electric | MUZ-GS18NAHZ*** | MSZ-GS18NA*** |  | 18000 | 19000 | 21.5 | 13.45 | 9.6 | 1.8 | 62 | 100 | 207679255
American Standard / Mitsubishi Electric | MUZ-FS12NA*** | NAXWPH12B112A* |  | 12000 | 12300 | 26.3 | 13.8 | 11.1 | 2.3 | 68 | 120 | 209832989
American Standard / Mitsubishi Electric | MUZ-FS15NA*** | NAXWPH15B112A* |  | 14000 | 16000 | 22.3 | 14 | 10.4 | 2 | 63 | 121 | 209832994
American Standard / Mitsubishi Electric | MUZ-FS18NA*** | NAXWPH18B112A* |  | 17200 | 19000 | 21 | 12.5 | 10.7 | 2 | 67 | 118 | 209832999
American Standard / Mitsubishi Electric | MUZ-GS09NA*** | NAXWST09B112** |  | 9000 | 10900 | 28.4 | 15.4 | 10.9 | 2.12 | 60 | 72 | 207705485
American Standard / Mitsubishi Electric | MUZ-GS12NA*** | NAXWST12B112** |  | 12000 | 14400 | 25.6 | 13.05 | 10.7 | 2 | 63 | 70 | 207705487
American Standard / Mitsubishi Electric | MUZ-GS15NA*** | NAXWST15B112** |  | 14000 | 18000 | 21 | 12.75 | 11 | 2.03 | 67 | 78 | 207705488
Trane / Mitsubishi Electric | NTXSPH12B112A* | NAXWPH12B112A* |  | 12000 | 12300 | 26.3 | 13.8 | 11.1 | 2.3 | 68 | 120 | 209832992
Trane / Mitsubishi Electric | NTXSPH15B112A* | NAXWPH15B112A* |  | 14000 | 16000 | 22.3 | 14 | 10.4 | 2 | 63 | 121 | 209832997
Trane / Mitsubishi Electric | NTXSPH18B112A* | NAXWPH18B112A* |  | 17200 | 19000 | 21 | 12.5 | 10.7 | 2 | 67 | 118 | 209833002
Trane / Mitsubishi Electric | NTXSST09B112** | NAXWST09B112** |  | 9000 | 10900 | 28.4 | 15.4 | 10.9 | 2.12 | 60 | 72 | 207705517
Trane / Mitsubishi Electric | NTXSST12B112** | NAXWST12B112** |  | 12000 | 14400 | 25.6 | 13.05 | 10.7 | 2 | 63 | 70 | 207705519
Trane / Mitsubishi Electric | NTXSST15B112** | NAXWST15B112** |  | 14000 | 18000 | 21 | 12.75 | 11 | 2.03 | 67 | 78 | 207705520
American Standard / Mitsubishi Electric | MUZ-GS09NAHZ*** | NAXWST09B112** |  | 9000 | 9600 | 28.4 | 15.4 | 9.6 | 2.01 | 59 | 100 | 207705499
American Standard / Mitsubishi Electric | MUZ-GS12NAHZ*** | NAXWST12B112** |  | 12000 | 12300 | 21.7 | 13.05 | 9.6 | 1.84 | 62 | 100 | 207705500
American Standard / Mitsubishi Electric | MUZ-GS18NAHZ*** | NAXWST18B112** |  | 18000 | 19000 | 21.5 | 13.45 | 9.6 | 1.8 | 62 | 100 | 207705502
Trane / Mitsubishi Electric | NTXSPB12B112A* | NAXWPH12B112A* |  | 12000 | 12300 | 26.3 | 13.8 | 10.4 | 2.3 | 68 | 120 | 213361519
Trane / Mitsubishi Electric | NTXSPB15B112A* | NAXWPH15B112A* |  | 14000 | 16000 | 22.3 | 14 | 9.9 | 2 | 63 | 121 | 213361521
Trane / Mitsubishi Electric | NTXSPB18B112A* | NAXWPH18B112A* |  | 17200 | 19000 | 21 | 12.5 | 10.3 | 2 | 67 | 118 | 213361523
Trane / Mitsubishi Electric | NTXSSH09A112** | NAXWST09B112** |  | 9000 | 9600 | 28.4 | 15.4 | 9.6 | 2.01 | 59 | 100 | 207705536
Trane / Mitsubishi Electric | NTXSSH12A112** | NAXWST12B112** |  | 12000 | 12300 | 21.7 | 13.05 | 9.6 | 1.84 | 62 | 100 | 207705537
Trane / Mitsubishi Electric | NTXSSH18A112** | NAXWST18B112** |  | 18000 | 19000 | 21.5 | 13.45 | 9.6 | 1.8 | 62 | 100 | 207705540
Trane / Mitsubishi Electric | MUZ-FS15NA*** | NTXWPH15B112A* |  | 14000 | 16000 | 22.3 | 14 | 10.4 | 2 | 63 | 121 | 209832995
Trane / Mitsubishi Electric | MUZ-FS12NA*** | NTXWPH12B112A* |  | 12000 | 12300 | 26.3 | 13.8 | 11.1 | 2.3 | 68 | 120 | 209832990
Trane / Mitsubishi Electric | MUZ-FS18NA*** | NTXWPH18B112A* |  | 17200 | 19000 | 21 | 12.5 | 10.7 | 2 | 67 | 118 | 209833000
Trane / Mitsubishi Electric | MUZ-GS09NA*** | NTXWST09B112** |  | 9000 | 10900 | 28.4 | 15.4 | 10.9 | 2.12 | 60 | 72 | 207705479
Trane / Mitsubishi Electric | MUZ-GS12NA*** | NTXWST12B112** |  | 12000 | 14400 | 25.6 | 13.05 | 10.7 | 2 | 63 | 70 | 207705480
Trane / Mitsubishi Electric | MUZ-GS15NA*** | NTXWST15B112** |  | 14000 | 18000 | 21 | 12.75 | 11 | 2.03 | 67 | 78 | 207705482
Trane / Mitsubishi Electric | MUZ-GS09NAHZ*** | NTXWST09B112** |  | 9000 | 9600 | 28.4 | 15.4 | 9.6 | 2.01 | 59 | 100 | 207705492
Trane / Mitsubishi Electric | MUZ-GS12NAHZ*** | NTXWST12B112** |  | 12000 | 12300 | 21.7 | 13.05 | 9.6 | 1.84 | 62 | 100 | 207705494
Trane / Mitsubishi Electric | MUZ-GS18NAHZ*** | NTXWST18B112** |  | 18000 | 19000 | 21.5 | 13.45 | 9.6 | 1.8 | 62 | 100 | 207705496
Trane / Mitsubishi Electric | NTXSPH12B112A* | MSZ-FS12NA*** |  | 12000 | 12300 | 26.3 | 13.8 | 11.1 | 2.3 | 68 | 120 | 209832991
Trane / Mitsubishi Electric | NTXSPH15B112A* | MSZ-FS15NA*** |  | 14000 | 16000 | 22.3 | 14 | 10.4 | 2 | 63 | 121 | 209832996
Trane / Mitsubishi Electric | NTXSPH18B112A* | MSZ-FS18NA*** |  | 17200 | 19000 | 21 | 12.5 | 10.7 | 2 | 67 | 118 | 209833001
Trane / Mitsubishi Electric | NTXSPH12B112A* | NTXWPH12B112AA |  | 12000 | 12300 | 26.3 | 13.8 | 11.1 | 2.3 | 68 | 120 | 206195811
Trane / Mitsubishi Electric | NTXSPH15B112A* | NTXWPH15B112AA |  | 14000 | 16000 | 22.3 | 14 | 10.4 | 2 | 63 | 121 | 206195812
Trane / Mitsubishi Electric | NTXSPH18B112A* | NTXWPH18B112AA |  | 17200 | 19000 | 21 | 12.5 | 10.7 | 2 | 67 | 118 | 206195813
Trane / Mitsubishi Electric | NTXSST09B112** | MSZ-GS09NA*** |  | 9000 | 10900 | 28.4 | 15.4 | 10.9 | 2.12 | 60 | 72 | 207705505
Trane / Mitsubishi Electric | NTXSST12B112** | MSZ-GS12NA*** |  | 12000 | 14400 | 25.6 | 13.05 | 10.7 | 2 | 63 | 70 | 207705506
Trane / Mitsubishi Electric | NTXSST15B112** | MSZ-GS15NA*** |  | 14000 | 18000 | 21 | 12.75 | 11 | 2.03 | 67 | 78 | 207705508
Trane / Mitsubishi Electric | NTXSST09B112** | NTXWST09B112** |  | 9000 | 10900 | 28.4 | 15.4 | 10.9 | 2.12 | 60 | 72 | 207705511
Trane / Mitsubishi Electric | NTXSST12B112** | NTXWST12B112** |  | 12000 | 14400 | 25.6 | 13.05 | 10.7 | 2 | 63 | 70 | 207705512
Trane / Mitsubishi Electric | NTXSPB12B112A* | MSZ-FS12NA*** |  | 12000 | 12300 | 26.3 | 13.8 | 10.4 | 2.3 | 68 | 120 | 209832993
Trane / Mitsubishi Electric | NTXSST15B112** | NTXWST15B112** |  | 14000 | 18000 | 21 | 12.75 | 11 | 2.03 | 67 | 78 | 207705513
Trane / Mitsubishi Electric | NTXSPB15B112A* | MSZ-FS15NA*** |  | 14000 | 16000 | 22.3 | 14 | 9.9 | 2 | 63 | 121 | 209832998
Trane / Mitsubishi Electric | NTXSPB18B112A* | MSZ-FS18NA*** |  | 17200 | 19000 | 21 | 12.5 | 10.3 | 2 | 67 | 118 | 209833003
Trane / Mitsubishi Electric | NTXSPB12B112A* | NTXWPH12B112AA |  | 12000 | 12300 | 26.3 | 13.8 | 10.4 | 2.3 | 68 | 120 | 206195816
Trane / Mitsubishi Electric | NTXSPB15B112A* | NTXWPH15B112AA |  | 14000 | 16000 | 22.3 | 14 | 9.9 | 2 | 63 | 121 | 206195817
Trane / Mitsubishi Electric | NTXSPB18B112A* | NTXWPH18B112AA |  | 17200 | 19000 | 21 | 12.5 | 10.3 | 2 | 67 | 118 | 206195818
Trane / Mitsubishi Electric | NTXSSH09A112** | MSZ-GS09NA*** |  | 9000 | 9600 | 28.4 | 15.4 | 9.6 | 2.01 | 59 | 100 | 207705524
Trane / Mitsubishi Electric | NTXSSH12A112** | MSZ-GS12NA*** |  | 12000 | 12300 | 21.7 | 13.05 | 9.6 | 1.84 | 62 | 100 | 207705525
Trane / Mitsubishi Electric | NTXSSH18A112** | MSZ-GS18NA*** |  | 18000 | 19000 | 21.5 | 13.45 | 9.6 | 1.8 | 62 | 100 | 207705527
Trane / Mitsubishi Electric | NTXSSH09A112** | NTXWST09B112** |  | 9000 | 9600 | 28.4 | 15.4 | 9.6 | 2.01 | 59 | 100 | 207705529
Trane / Mitsubishi Electric | NTXSSH12A112** | NTXWST12B112** |  | 12000 | 12300 | 21.7 | 13.05 | 9.6 | 1.84 | 62 | 100 | 207705531
Trane / Mitsubishi Electric | NTXSSH18A112** | NTXWST18B112** |  | 18000 | 19000 | 21.5 | 13.45 | 9.6 | 1.8 | 62 | 100 | 207705533
Mitsubishi Electric | MUZ-FS15NA-U1 | MSZ-FS15NA-U1 |  | 14000 | 16000 | 22.3 | 14 | 10.4 | 2 | 63 | 121 | 205975734
Mitsubishi Electric | MUZ-FS18NA-U1 | MSZ-FS18NA-U1 |  | 17200 | 19000 | 21 | 12.5 | 10.7 | 2 | 67 | 118 | 205975735
Mitsubishi Electric | MUZ-GS09NA*** | MSZ-GS09NA*** |  | 9000 | 10900 | 28.4 | 15.4 | 10.9 | 2.12 | 60 | 72 | 207679242
Mitsubishi Electric | MUZ-GS12NA*** | MSZ-GS12NA*** |  | 12000 | 14400 | 25.6 | 13.05 | 10.7 | 2 | 63 | 70 | 207679243
Mitsubishi Electric | MUZ-GS15NA*** | MSZ-GS15NA*** |  | 14000 | 18000 | 21 | 12.75 | 11 | 2.03 | 67 | 78 | 207679244
American Standard / Mitsubishi Electric | MUZ-FS06NAH*** | NAXWPH06B112A* |  | 6000 | 8700 | 32.2 | 19.05 | 10.9 | 2.46 | 68 | 121 | 213879420
American Standard / Mitsubishi Electric | MUZ-FS09NAH*** | NAXWPH09B112A* |  | 9000 | 9600 | 29.8 | 16.05 | 10 | 2.4 | 61 | 118 | 213879421
American Standard / Mitsubishi Electric | MUZ-FS12NAH*** | NAXWPH12B112A* |  | 12000 | 12300 | 26.3 | 13.8 | 10.4 | 2.3 | 68 | 120 | 213879422
American Standard / Mitsubishi Electric | MUZ-FS15NAH*** | NAXWPH15B112A* |  | 14000 | 16000 | 22.3 | 14 | 9.9 | 2 | 63 | 121 | 213879423
American Standard / Mitsubishi Electric | MUZ-FS18NAH*** | NAXWPH18B112A* |  | 17200 | 19000 | 21 | 12.5 | 10.3 | 2 | 67 | 118 | 213879424
Trane / Mitsubishi Electric | MUZ-FS06NAH*** | NTXWPH06B112A* |  | 6000 | 8700 | 32.2 | 19.05 | 10.9 | 2.46 | 68 | 121 | 213879425
Trane / Mitsubishi Electric | MUZ-FS09NAH*** | NTXWPH09B112A* |  | 9000 | 9600 | 29.8 | 16.05 | 10 | 2.4 | 61 | 118 | 213879426
Trane / Mitsubishi Electric | MUZ-FS12NAH*** | NTXWPH12B112A* |  | 12000 | 12300 | 26.3 | 13.8 | 10.4 | 2.3 | 68 | 120 | 213879427
Trane / Mitsubishi Electric | MUZ-FS15NAH*** | NTXWPH15B112A* |  | 14000 | 16000 | 22.3 | 14 | 9.9 | 2 | 63 | 121 | 213879428
Trane / Mitsubishi Electric | MUZ-FS18NAH*** | NTXWPH18B112A* |  | 17200 | 19000 | 21 | 12.5 | 10.3 | 2 | 67 | 118 | 213879429
Mitsubishi Electric | MUZ-FS12NAH*** | MSZ-FS12NA*** |  | 12000 | 12300 | 26.3 | 13.8 | 10.4 | 2.3 | 68 | 120 | 209832204
Mitsubishi Electric | MUZ-FS12NA*** | MSZ-FS12NA*** |  | 12000 | 12300 | 26.3 | 13.8 | 11.1 | 2.3 | 68 | 120 | 209832203
American Standard / Mitsubishi Electric | MUZ-FS06NA*** | NAXWPH06B112A* |  | 6000 | 8700 | 32.2 | 19.05 | 11.9 | 2.46 | 68 | 121 | 209832979
American Standard / Mitsubishi Electric | MUZ-FS09NA*** | NAXWPH09B112A* |  | 9000 | 9600 | 29.8 | 16.05 | 10.9 | 2.4 | 61 | 118 | 209832984
American Standard / Mitsubishi Electric | MUZ-GS24NA*** | NAXWST24B112** |  | 22400 | 27600 | 21.5 | 12.6 | 10.3 | 2.1 | 64 | 71 | 207705491
Trane / Mitsubishi Electric | NTXSPH06B112A* | NAXWPH06B112A* |  | 6000 | 8700 | 32.2 | 19.05 | 11.9 | 2.46 | 68 | 121 | 209832982
Trane / Mitsubishi Electric | NTXSPH09B112A* | NAXWPH09B112A* |  | 9000 | 9600 | 29.8 | 16.05 | 10.9 | 2.4 | 61 | 118 | 209832987
Trane / Mitsubishi Electric | NTXSST24B112** | NAXWST24B112** |  | 22400 | 27600 | 21.5 | 12.6 | 10.3 | 2.1 | 64 | 71 | 207705522
Trane / Mitsubishi Electric | NTXSPB06B112A* | NAXWPH06B112A* |  | 6000 | 8700 | 32.2 | 19.05 | 10.9 | 2.46 | 68 | 121 | 213361515
Trane / Mitsubishi Electric | NTXSPB09B112A* | NAXWPH09B112A* |  | 9000 | 9600 | 29.8 | 16.05 | 10 | 2.4 | 61 | 118 | 213361517
Trane / Mitsubishi Electric | MUZ-FS06NA*** | NTXWPH06B112A* |  | 6000 | 8700 | 32.2 | 19.05 | 11.9 | 2.46 | 68 | 121 | 209832980
Trane / Mitsubishi Electric | MUZ-FS09NA*** | NTXWPH09B112A* |  | 9000 | 9600 | 29.8 | 16.05 | 10.9 | 2.4 | 61 | 118 | 209832985
Trane / Mitsubishi Electric | MUZ-GS24NA*** | NTXWST24B112** |  | 22400 | 27600 | 21.5 | 12.6 | 10.3 | 2.1 | 64 | 71 | 207705484
Trane / Mitsubishi Electric | NTXSPH06B112A* | MSZ-FS06NA*** |  | 6000 | 8700 | 32.2 | 19.05 | 11.9 | 2.46 | 68 | 121 | 209832981
Trane / Mitsubishi Electric | NTXSPH09B112A* | MSZ-FS09NA*** |  | 9000 | 9600 | 29.8 | 16.05 | 10.9 | 2.4 | 61 | 118 | 209832986
Trane / Mitsubishi Electric | NTXSPH06B112A* | NTXWPH06B112AA |  | 6000 | 8700 | 32.2 | 19.05 | 11.9 | 2.46 | 68 | 121 | 206195809
Trane / Mitsubishi Electric | NTXSPH09B112A* | NTXWPH09B112AA |  | 9000 | 9600 | 29.8 | 16.05 | 10.9 | 2.4 | 61 | 118 | 206195810
Trane / Mitsubishi Electric | NTXSST24B112** | MSZ-GS24NA*** |  | 22400 | 27600 | 21.5 | 12.6 | 10.3 | 2.1 | 64 | 71 | 207705510
Trane / Mitsubishi Electric | NTXSST24B112** | NTXWST24B112** |  | 22400 | 27600 | 21.5 | 12.6 | 10.3 | 2.1 | 64 | 71 | 207705516
Trane / Mitsubishi Electric | NTXSPB06B112A* | MSZ-FS06NA*** |  | 6000 | 8700 | 32.2 | 19.05 | 10.9 | 2.46 | 68 | 121 | 209832983
Trane / Mitsubishi Electric | NTXSPB09B112A* | MSZ-FS09NA*** |  | 9000 | 9600 | 29.8 | 16.05 | 10 | 2.4 | 61 | 118 | 209832988
Trane / Mitsubishi Electric | NTXSPB06B112A* | NTXWPH06B112AA |  | 6000 | 8700 | 32.2 | 19.05 | 10.9 | 2.46 | 68 | 121 | 206195814
Trane / Mitsubishi Electric | NTXSPB09B112A* | NTXWPH09B112AA |  | 9000 | 9600 | 29.8 | 16.05 | 10 | 2.4 | 61 | 118 | 206195815
Mitsubishi Electric | MUZ-FS06NAH*** | MSZ-FS06NA*** |  | 6000 | 8700 | 32.2 | 19.05 | 10.9 | 2.46 | 68 | 121 | 209832200
Mitsubishi Electric | MUZ-FS09NAH*** | MSZ-FS09NA*** |  | 9000 | 9600 | 29.8 | 16.05 | 10 | 2.4 | 61 | 118 | 209832202
Mitsubishi Electric | MUZ-FS06NA*** | MSZ-FS06NA*** |  | 6000 | 8700 | 32.2 | 19.05 | 11.9 | 2.46 | 68 | 121 | 209832199
Mitsubishi Electric | MUZ-FS09NA*** | MSZ-FS09NA*** |  | 9000 | 9600 | 29.8 | 16.05 | 10.9 | 2.4 | 61 | 118 | 209832201
Mitsubishi Electric | MUZ-GS24NA*** | MSZ-GS24NA*** |  | 22400 | 27600 | 21.5 | 12.6 | 10.3 | 2.1 | 64 | 71 | 207679246
PIONEER | YN018GHFI25RPH | WF018GHFI25HLH |  | 18000 | 19000 | 20.5 | 13.2 | 9.5 | 1.8 | 55 | 70 | 211583736
Innovair | WIN18H7H51(O) | WIN18H7H51(I) |  | 18000 | 19000 | 20.5 | 13.2 | 9.5 | 1.8 | 55 | 70 | 208286575
ZEPHYR | ZE-18UH24SCO | ZE-18UH24SCI |  | 18000 | 19000 | 20.5 | 13.2 | 9.5 | 1.8 | 55 | 70 | 208287543
GENERALLUX STAR | GNS-18HCH21TO2 | GNS-18HCH21TI2 |  | 18000 | 19000 | 20.5 | 13.2 | 9.5 | 1.8 | 55 | 70 | 213617769
Gridless | O-AYD18SD-1 | I-AYD18W-1 |  | 18000 | 19000 | 20.5 | 13.2 | 9.5 | 1.8 | 55 | 70 | 213265554
GENERALLUX STAR | AST-18UW3SBBTU01(O) | AST-18UW3SBBTU01(I) |  | 18000 | 19000 | 20.5 | 13.2 | 9.5 | 1.8 | 55 | 70 | 212292445
AIR-CON | ABHCI4H4S18 | ABHEM4H4S18 |  | 18000 | 19000 | 20.5 | 13.2 | 9.5 | 1.8 | 55 | 70 | 211583435
HISENSE | AST-18UW3SBB01 | AST-18UW3SBB**01 |  | 18000 | 19000 | 20.5 | 13.2 | 9.5 | 1.8 | 55 | 70 | 208193234
YONAN | YSA-24HRDN1-21 | YSA-24HRDN1-21 |  | 22000 | 23000 | 21 | 13 | 10 | 2.27 | 91 | 24 | 213265559
COSTWAY | FP10524US-12WH | FP10524US-22WH |  | 22000 | 23000 | 21 | 13 | 10 | 2.27 | 91 | 24 | 212528057
DELLA | 048-MS-24K2VR-21S-OUT | 048-MS-24K2VR-21S-QC-IN |  | 22000 | 23000 | 21 | 13 | 10 | 2.27 | 91 | 24 | 211001967
AUX | ASW-H24F4D2/ *R3DI-C6 | ASW-H24F4D2/ *R3DI-C6 |  | 22000 | 23000 | 21 | 13 | 10 | 2.27 | 91 | 24 | 210324762
Mitsubishi Electric | PUZ-HA24NHA1 | PCA-A24KA* |  | 23000 | 28000 | 18.7 | 12.5 | 9.5 | 1.8 | 63 | 93 | 211259270
Trane / Mitsubishi Electric | PUZ-HA24NHA1 | TPCA0A0241KA70A |  | 23000 | 28000 | 18.7 | 12.5 | 9.5 | 1.8 | 63 | 93 | 206717833
Mitsubishi Electric | PUZ-HA24NHA1 | PKA-A24KA* |  | 24000 | 28000 | 19.5 | 12.6 | 9.5 | 1.9 | 61 | 93 | 211259269
Mitsubishi Electric | PUZ-HA24NHA1 | PLA-A24EA* |  | 24000 | 28000 | 21.6 | 14 | 10 | 1.9 | 62 | 93 | 211273264
Trane / Mitsubishi Electric | PUZ-HA24NHA1 | TPKA0A0241KA70A |  | 24000 | 28000 | 19.5 | 12.6 | 9.5 | 1.9 | 61 | 93 | 206717835
Trane / Mitsubishi Electric | PUZ-HA24NHA1 | TPLA0A0241EA70A |  | 24000 | 28000 | 21.6 | 14 | 10 | 1.9 | 62 | 93 | 206717836
Trane / Mitsubishi Electric | TRUZH0241HA10** | PKA-A24KA**** |  | 24000 | 28000 | 19.5 | 12.6 | 9.5 | 1.9 | 61 | 93 | 206720349
Trane / Mitsubishi Electric | TRUZH0241HA10NA | TPKA0A0241KA*** |  | 24000 | 28000 | 19.5 | 12.6 | 9.5 | 1.9 | 61 | 93 | 211497052
Trane / Mitsubishi Electric | TRUZH0241HA10** | PLA-A24EA**** |  | 24000 | 28000 | 21.6 | 14 | 10 | 1.9 | 62 | 93 | 206720350
Trane / Mitsubishi Electric | TRUZH0241HA10NA | TPLA0A0241EA*** |  | 24000 | 28000 | 21.6 | 14 | 10 | 1.9 | 62 | 93 | 211497074
Trane / Mitsubishi Electric | TRUZH0241HA10** | PCA-A24KA**** |  | 23000 | 28000 | 18.7 | 12.5 | 9.5 | 1.8 | 63 | 93 | 206720348
Trane / Mitsubishi Electric | TRUZH0241HA10NA | TPCA0A0241KA*** |  | 23000 | 28000 | 18.7 | 12.5 | 9.5 | 1.8 | 63 | 93 | 211497053
HISENSE | AS-09UR3SXE00 | AS-09UR3SXE**00 |  | 9000 | 10000 | 27.5 | 15.5 | 10.5 | 2.1 | 60 | 70 | 10102524
AIR-CON | ABZCI4H4S09 | ABZEM4H4S09 |  | 9000 | 10000 | 27.5 | 15.5 | 10.5 | 2.1 | 60 | 70 | 10272500
MANUFLOW | AS-09UR3SXEDJ(O) | AS-09UR3SXEDJ(I) |  | 9000 | 10000 | 27.5 | 15.5 | 10.5 | 2.1 | 60 | 70 | 10277956
DIRECT AIR | DIR-09HP28-TQO | DIR-09HP28-TQI |  | 9000 | 10000 | 27.5 | 15.5 | 10.5 | 2.1 | 60 | 70 | 10306426
HISENSE | AS-09UW3SXE00 | AS-09UW3SXE**00 |  | 9000 | 10000 | 27.5 | 15.5 | 10.5 | 2.1 | 60 | 70 | 201981253
MANUFLOW | AS-09UW3SXEDJ(O) | AS-09UW3SXEDJ(I) |  | 9000 | 10000 | 27.5 | 15.5 | 10.5 | 2.1 | 60 | 70 | 202021915
WINDAIR | DWH09UW3SXETE00/O | DWH09UW3SXETE00/I |  | 9000 | 10000 | 27.5 | 15.5 | 10.5 | 2.1 | 60 | 70 | 202021941
WABBAN | BB09UW3SXETE00/O | BB09UW3SXETE00/I |  | 9000 | 10000 | 27.5 | 15.5 | 10.5 | 2.1 | 60 | 70 | 202021965
WESTINGHOUSE | WHZ09SZA21S | WHZ09WMA21S |  | 9000 | 10000 | 27.5 | 15.5 | 10.5 | 2.1 | 60 | 70 | 207337194
J-KU | JKS09HP230V1XC | JKS09HP230V1XE |  | 9000 | 10000 | 27.5 | 15.5 | 10.5 | 2.1 | 60 | 70 | 211583739
HISENSE | AS-09UW3SXG00 | AS-09UW3SXG**00 |  | 9000 | 10000 | 27.5 | 15.5 | 10.5 | 2.1 | 65 | 70 | 203376841
FRIEDRICH | FRHSR09A3A | FRHSW09A3A |  | 9000 | 10000 | 27.5 | 15.5 | 10.5 | 2.1 | 65 | 70 | 203383863
HISENSE | AS-09UW3SXG00A | AS-09UW3SXG**00A |  | 9000 | 10000 | 27.5 | 15.5 | 10.5 | 2.1 | 60 | 70 | 205092767
FRIEDRICH | FRHSR09A3A-A | FRHSW09A3B |  | 9000 | 10000 | 27.5 | 15.5 | 10.5 | 2.1 | 60 | 70 | 205142788
HISENSE | AS-09UW3SXETG00G | AS-09UW3SXETG00 |  | 9000 | 10000 | 27.5 | 15.5 | 10.5 | 2.1 | 60 | 70 | 213741353
HISENSE | AS-12UR3SXA00 | AS-12UR3SXA**00 |  | 12000 | 12000 | 23.5 | 15.4 | 9.8 | 1.75 | 58 | 70 | 10102525
AIR-CON | ABZCI4H4S12 | ABZEM4H4S12 |  | 12000 | 12000 | 23.5 | 15.4 | 9.8 | 1.75 | 58 | 70 | 10272501
MANUFLOW | AS-12UR3SXADJ(O) | AS-12UR3SXADJ(I) |  | 12000 | 12000 | 23.5 | 15.4 | 9.8 | 1.75 | 58 | 70 | 10277957
DIRECT AIR | DIR-12HP28-TQO | DIR-12HP28-TQI |  | 12000 | 12000 | 23.5 | 15.4 | 9.8 | 1.75 | 58 | 70 | 10306427
HISENSE | AS-12UR3SXA00 | AS-12UR3SXADK00 |  | 12000 | 12000 | 23.5 | 15.4 | 9.8 | 1.75 | 58 | 70 | 10268757
FRIEDRICH | MRH12Y3JA | MWH12Y3JA |  | 12000 | 12000 | 23.5 | 15.4 | 9.8 | 1.75 | 58 | 70 | 201763898
HISENSE | AS-12UR3SXA00 | AS-12UR3SXATQ00 |  | 12000 | 12000 | 23.5 | 15.4 | 9.8 | 1.75 | 58 | 70 | 10268758
HISENSE | AS-12UR3SXA00 | AS-12UR3SXATE00 |  | 12000 | 12000 | 23.5 | 15.4 | 9.8 | 1.75 | 58 | 70 | 10268759
HISENSE | AS-12UR3SXA00 | AS-12UR3SXADJ00 |  | 12000 | 12000 | 23.5 | 15.4 | 9.8 | 1.75 | 58 | 70 | 10268760
AUX | ASW-H24G1D2/*R3DI-C6 | ASW-H24G1D2/*R3DI-C6 |  | 24000 | 24000 | 21 | 12 | 10 | 2 | 100 | 19 | 213255582
Hotpoint | 1H09HN2DA** | HW09HN2DA** |  | 9000 | 10000 | 18 | 12 | 9.5 | 1.8 | 64 | 70 | 213879379
Hotpoint | 1H12HN2DA** | HW12HN2DA** |  | 12000 | 13000 | 18 | 12 | 9.5 | 1.8 | 65 | 70 | 213879380
Hotpoint | 1H18HN2DA** | HW18HN2DA** |  | 18000 | 19000 | 18 | 12 | 9.5 | 1.8 | 67 | 70 | 213879381
SLIMAIR | SHC24VH2AG | SHM24VE2AG |  | 23000 | 26000 | 22.3 | 12.5 | 10.3 | 1.8 | 73 | 88 | 213886034
SLIMAIR | SHC18VH2AG | SHM18VE2AG |  | 18000 | 18000 | 22 | 13 | 10.6 | 1.89 | 62 | 96 | 213886033
SLIMAIR | SHC12VH2AG | SHM12VE2AG |  | 12000 | 12000 | 23.1 | 13 | 10.5 | 1.88 | 86 | 92 | 213886032
SLIMAIR | SHC09VH2AG | SHM09VE2AG |  | 9000 | 12000 | 26.4 | 15.8 | 11.6 | 1.85 | 78 | 92 | 213886031
Mitsubishi Electric | MUZ-FS18NAH*** | MSZ-FS18NA*** |  | 17200 | 19000 | 21 | 12.5 | 10.3 | 2 | 67 | 118 | 209832208
Mitsubishi Electric | MUZ-FS18NA*** | MSZ-FS18NA*** |  | 17200 | 19000 | 21 | 12.5 | 10.7 | 2 | 67 | 118 | 209832207
Mitsubishi Electric | MUZ-FS15NAH*** | MSZ-FS15NA*** |  | 14000 | 16000 | 22.3 | 14 | 9.9 | 2 | 63 | 121 | 209832206
Mitsubishi Electric | MUZ-FS15NA*** | MSZ-FS15NA*** |  | 14000 | 16000 | 22.3 | 14 | 10.4 | 2 | 63 | 121 | 209832205
HISENSE | AS-09UW3SXETG00 | AS-09UW3SXETG00 |  | 9000 | 10000 | 27.5 | 15.5 | 10.5 | 2.1 | 60 | 70 | 213803156
HISENSE | AS-09UW3SXETG00P | AS-09UW3SXETG00 |  | 9000 | 10000 | 27.5 | 15.5 | 10.5 | 2.1 | 60 | 70 | 213741354
HISENSE | AS-09UW3SXE00B | AS-09UW3SXE**00B |  | 9000 | 10000 | 27.5 | 15.5 | 10.5 | 2.1 | 60 | 70 | 205092769
HISENSE | AS-09UR3SXE00 | AS-09UR3SXETE00 |  | 9000 | 10000 | 27.5 | 15.5 | 10.5 | 2.1 | 60 | 70 | 10268755
FRIEDRICH | MRH09Y3JA | MWH09Y3JA |  | 9000 | 10000 | 27.5 | 15.5 | 10.5 | 2.1 | 60 | 70 | 201763897
HISENSE | AS-09UR3SXE00 | AS-09UR3SXEDK00 |  | 9000 | 10000 | 27.5 | 15.5 | 10.5 | 2.1 | 60 | 70 | 10268754
HISENSE | AS-09UR3SXE00 | AS-09UR3SXEDJ00 |  | 9000 | 10000 | 27.5 | 15.5 | 10.5 | 2.1 | 60 | 70 | 10268753
HISENSE | AS-09UR3SXE00 | AS-09UR3SXETQ00 |  | 9000 | 10000 | 27.5 | 15.5 | 10.5 | 2.1 | 60 | 70 | 10268752
HISENSE | AST-18UW3SBBDH01 | AST-18UW3SBBDH01 |  | 18000 | 19000 | 20.5 | 13.2 | 9.5 | 1.8 | 55 | 70 | 213803154
HISENSE | AST-18UW3SBBDH01X | AST-18UW3SBBDH01 |  | 18000 | 19000 | 20.5 | 13.2 | 9.5 | 1.8 | 55 | 70 | 213741336
HISENSE | AST-18UW3SBBDH01G | AST-18UW3SBBDH01 |  | 18000 | 19000 | 20.5 | 13.2 | 9.5 | 1.8 | 55 | 70 | 213741335
KERR | A-KMH12SV-1 | B-KMH12FV-1 |  | 12000 | 12000 | 24.2 | 13.3 | 10.7 | 1.99 | 85 | 99 | 213916259
COMFORT-AIRE | A-VMH12SV-1 | B-VMH12FV-1 |  | 12000 | 12000 | 24.2 | 13.3 | 10.7 | 1.99 | 85 | 99 | 213916260
ZERO | ZMSB-09HV-USHH | ZMSB-09HV-USHH |  | 9000 | 10000 | 24 | 14.7 | 11.6 | 2.25 | 81 | 75 | 213917748
ZERO | ZMSB-12HV-USHH | ZMSB-12HV-USHH |  | 12000 | 12000 | 23.1 | 13 | 10.8 | 2.41 | 83 | 70 | 213917749
ZERO | ZMSB-18HV-USHH | ZMSB-18HV-USHH |  | 18000 | 18000 | 24 | 13.5 | 10.5 | 2.44 | 78 | 71 | 213917750
GREE | GWH09AUCXD-A6DNA1C/O | GWH09AUCXD-A6DN***/I |  | 9100 | 10000 | 27 | 15 | 10.5 | 1.9 | 63 | 92 | 213925481
GREE | GWH09AUCXD-D6DNA1C/O | GWH09AUCXD-D6DN***/I |  | 9100 | 10500 | 26 | 15 | 10.4 | 1.96 | 61 | 89 | 213925482
Mitsubishi Electric | MUFZ-KJ18NAHZ*** | NAXFKS18A112A* |  | 17000 | 21000 | 22 | 12.6 | 10.3 | 2.14 | 61 | 45 | 204629575
Mitsubishi Electric | MUFZ-KJ18NAHZ*** | NTXFKS18A112A* |  | 17000 | 21000 | 22 | 12.6 | 10.3 | 2.14 | 61 | 45 | 204629180
Trane / Mitsubishi Electric | NTXSPH15B112A* | NTXWPH15B112A* |  | 14000 | 16000 | 22.3 | 14 | 10.4 | 2.3 | 53 | 92 | 209832261
Trane / Mitsubishi Electric | NTXSPB15B112A* | NTXWPH15B112A* |  | 14000 | 16000 | 22.3 | 14 | 9.9 | 2 | 63 | 121 | 213361520
Trane / Mitsubishi Electric | NTXSPH18B112A* | NTXWPH18B112A* |  | 17200 | 19000 | 21 | 12.5 | 10.7 | 2 | 67 | 118 | 209832262
Trane / Mitsubishi Electric | NTXSPB18B112A* | NTXWPH18B112A* |  | 17200 | 19000 | 21 | 12.5 | 10.3 | 2 | 67 | 118 | 213361522
Trane / Mitsubishi Electric | NTXSPB09B112A* | NTXWPH09B112A* |  | 9000 | 9600 | 29.8 | 16.05 | 10 | 2.4 | 61 | 118 | 213361516
Trane / Mitsubishi Electric | NTXSPH12B112A* | NTXWPH12B112A* |  | 12000 | 12300 | 26.3 | 13.8 | 11.1 | 2.3 | 68 | 120 | 209832260
Trane / Mitsubishi Electric | NTXSPB12B112A* | NTXWPH12B112A* |  | 12000 | 12300 | 26.3 | 13.8 | 10.4 | 2.3 | 68 | 120 | 213361518
Trane / Mitsubishi Electric | NTXSPH06B112A* | NTXWPH06B112A* |  | 6000 | 8700 | 32.2 | 19.05 | 11.9 | 2.46 | 68 | 121 | 209832258
Trane / Mitsubishi Electric | NTXSPB06B112A* | NTXWPH06B112A* |  | 6000 | 8700 | 32.2 | 19.05 | 10.9 | 2.46 | 68 | 121 | 213361514
Trane / Mitsubishi Electric | NTXSPH09B112A* | NTXWPH09B112A* |  | 9000 | 9600 | 29.8 | 16.05 | 10.9 | 2.4 | 61 | 118 | 209832259
Mitsubishi Electric | MUFZ-KJ18NAHZ*** | MFZ-KJ18NA*** |  | 17000 | 21000 | 22 | 12.6 | 10.3 | 2.14 | 61 | 45 | 210819448
Mitsubishi Electric | MUFZ-KJ09NAHZ*** | NAXFKS09A112A* |  | 9000 | 11000 | 28.7 | 15.8 | 11.3 | 2.14 | 68 | 55 | 204629572
Mitsubishi Electric | MUFZ-KJ09NAHZ*** | NTXFKS09A112A* |  | 9000 | 11000 | 28.7 | 15.8 | 11.3 | 2.14 | 68 | 55 | 204629177
Mitsubishi Electric | MUFZ-KJ09NAHZ*** | MFZ-KJ09NA*** |  | 9000 | 11000 | 28.7 | 15.8 | 11.3 | 2.14 | 68 | 55 | 210819459
Mitsubishi Electric | MUFZ-KJ12NAHZ*** | NAXFKS12A112A* |  | 12000 | 13000 | 26.7 | 13.6 | 10.6 | 2.22 | 68 | 55 | 204629573
Mitsubishi Electric | MUFZ-KJ12NAHZ*** | NTXFKS12A112A* |  | 12000 | 13000 | 26.7 | 13.6 | 10.6 | 2.22 | 68 | 55 | 204629178
Mitsubishi Electric | MUFZ-KJ12NAHZ*** | MFZ-KJ12NA*** |  | 12000 | 13000 | 26.7 | 13.6 | 10.6 | 2.22 | 68 | 55 | 210819460
Mitsubishi Electric | MUFZ-KJ15NAHZ*** | NAXFKS15A112A* |  | 15000 | 18000 | 22.2 | 13.5 | 10.7 | 2.26 | 67 | 53 | 204629574
Mitsubishi Electric | MUFZ-KJ15NAHZ*** | NTXFKS15A112A* |  | 15000 | 18000 | 22.2 | 13.5 | 10.7 | 2.26 | 67 | 53 | 204629179
Mitsubishi Electric | MUFZ-KJ15NAHZ*** | MFZ-KJ15NA*** |  | 15000 | 18000 | 22.2 | 13.5 | 10.7 | 2.26 | 67 | 53 | 210819447
DELLA | 048-TP-12K2V-23S-OUT | 048-TP-12K2V-23S-IN |  | 12000 | 12000 | 23 | 13 | 9.5 | 1.8 | 63 | 76 | 213927343
Rovsun | TSC-12HA2/I3XI23-O | TSC-12HA2/I3XI23-I |  | 12000 | 12000 | 23 | 13 | 9.5 | 1.8 | 63 | 76 | 213927362
ZOKOP | TSC-12HA2/I3XI23-O | TSC-12HA2/I3XI23-I |  | 12000 | 12000 | 23 | 13 | 9.5 | 1.8 | 63 | 76 | 213927374
PANASONIC | CU-XE24WKUA | CS-XE24WKUAW |  | 24000 | 28000 | 20 | 10.9 | 10.3 | 1.84 | 66 | 70 | 205047855
PANASONIC | CU-XE15WKUA | CS-XE15WKUAW |  | 14700 | 17200 | 22 | 12.55 | 11 | 1.87 | 64 | 89 | 205047853
PANASONIC | CU-XE12WKUA | CS-XE12WKUAW |  | 11500 | 12000 | 24.6 | 14.15 | 11 | 2.13 | 83 | 85 | 205047852
PANASONIC | CU-XE9WKUA | CS-XE9WKUAW |  | 8700 | 10900 | 27.3 | 16.1 | 12 | 2.06 | 73 | 89 | 205047851
QUEBEC VAIR | NE-T53-AEG12EXT | NE-T53-AEG12INT |  | 12000 | 12000 | 25.5 | 14 | 10.4 | 1.8 | 83 | 100 | 213927609
QUEBEC VAIR | NE-T53-AEG18EXT | NE-T53-AEG18INT |  | 18000 | 18000 | 21.5 | 12.5 | 11.3 | 1.8 | 83 | 100 | 213927610
MAXI AIR | NE-T53-AEG12EXT | NE-T53-AEG12INT |  | 12000 | 12000 | 25.5 | 14 | 10.4 | 1.8 | 83 | 100 | 213927611
MAXI AIR | NE-T53-AEG18EXT | NE-T53-AEG18INT |  | 18000 | 18000 | 21.5 | 12.5 | 11.3 | 1.8 | 83 | 100 | 213927612
SHARP | AE-X24ZU1 | AY-XP24ZU1 |  | 22000 | 24000 | 22 | 10 | 11 | 2.2 | 93 | 79 | 213246054
SHARP | AE-X18ZHU1 | AY-XP18ZHU1 |  | 18000 | 21600 | 25 | 13 | 11.5 | 2.2 | 105 | 90 | 213246052
CIAC | CM43BX009-H3N2H | CK43BX009-C3N1H |  | 9000 | 10000 | 20 | 13 | 10 | 1.9 | 75 | 74 | 213927673
CIAC | CM43BX012-H3N2H | CK43BX012-C3N1H |  | 12000 | 12000 | 22.7 | 14 | 10 | 2.27 | 74 | 67 | 213927674
CIAC | CM43BX018-H3N2H | CK43BX018-C3N1H |  | 16000 | 19000 | 20.5 | 12.5 | 10.5 | 2.16 | 63 | 67 | 213927675
CIAC | CM43BX024-H3N2H | CK43BX024-C3N2H |  | 24000 | 25000 | 21.5 | 12.5 | 9.7 | 2.2 | 76 | 74 | 213927676
CIAC | CM43BX018-H3N2H | CF43BX018-M3N1H |  | 18000 | 20000 | 23 | 12.5 | 10 | 2.08 | 64 | 65 | 213927679
CIAC | CM43BX024-H3N2H | CF43BX024-M3N1H |  | 24000 | 24000 | 21.2 | 12.5 | 10.3 | 2.2 | 67 | 76 | 213927680
CIAC | CM43BX048-H3N2H | CF43BX048-M3N1H |  | 48000 | 50000 | 18.9 | 9.3 | 10 | 1.85 | 58 | 70 | 213927682
SLIMAIR | SHC30VH2AG | SHM30VE2AG |  | 33000 | 35000 | 20 | 11.7 | 10 | 1.8 | 79 | 99 | 213927691
Pasapair | AMZSAC-OU11V-12TC | AMZSAC-IN11V-12TC |  | 12000 | 12000 | 23 | 13 | 9.5 | 1.8 | 63 | 76 | 213928554
AI AIR CONDITIONING | AO25-18N1-M1H | AW25-18N1-M1 |  | 18000 | 18000 | 22 | 13 | 10.6 | 1.89 | 62 | 96 | 213769945
AI AIR CONDITIONING | AO24-09N1-M1H | AW25-09N1-M1 |  | 9000 | 10000 | 24 | 14.7 | 11.6 | 2.25 | 81 | 75 | 213769938
AI AIR CONDITIONING | AO29-09N1-M1H | AW29-09N1-M1 |  | 9000 | 12000 | 29 | 16.5 | 22 | 1.86 | 95 | 113 | 213769947
AI AIR CONDITIONING | AO29-12N1-M1H | AW29-12N1-M1 |  | 12000 | 12000 | 27.5 | 14.3 | 14.5 | 1.86 | 95 | 113 | 213769948
AI AIR CONDITIONING | AO24-09N1-B1H | AW24-09N1-B1 |  | 9000 | 10000 | 23 | 13.8 | 9.8 | 2.06 | 59 | 67 | 213769936
AI AIR CONDITIONING | AO25-12N1-B1H | AW25-12N1-B1 |  | 12000 | 12000 | 22.7 | 12.5 | 10.4 | 2.06 | 74 | 56 | 213927638
AI AIR CONDITIONING | AO24-12N1-M1H | AW25-12N1-M1 |  | 12000 | 12000 | 23.1 | 13 | 10.8 | 2.41 | 83 | 70 | 213769939
AI AIR CONDITIONING | AO25-09N1-B1H | AW25-09N1-B1 |  | 9000 | 10000 | 23 | 13.8 | 9.8 | 2.06 | 59 | 67 | 213927637
AI AIR CONDITIONING | AO29-33N1-M1H | AW29-33N1-M1 |  | 33000 | 35000 | 19.5 | 12 | 10 | 1.8 | 82 | 99 | 213769951
AI AIR CONDITIONING | AO25-06N1-M1H | AW25-06N1-M1 |  | 6000 | 7000 | 23.5 | 15 | 12 | 1.84 | 107 | 101 | 213769942
AI AIR CONDITIONING | AO29-24N1-M1H | AW29-24N1-M1 |  | 24000 | 29000 | 21.5 | 13 | 11.4 | 2.21 | 73 | 86 | 213769950
AI AIR CONDITIONING | AO24-12N1-B1H | AW24-12N1-B1 |  | 12000 | 12000 | 22.7 | 12.5 | 10.4 | 2.06 | 74 | 56 | 213769937
AI AIR CONDITIONING | AO24-18N1-M1H | AW25-18N1-M1 |  | 18000 | 18000 | 24 | 13.5 | 10.5 | 2.44 | 78 | 71 | 213769940
AI AIR CONDITIONING | AO25-09N1-M1H | AW25-09N1-M1 |  | 9000 | 12000 | 26.4 | 15.8 | 11.6 | 1.85 | 78 | 92 | 213769943
AI AIR CONDITIONING | AO25-12N1-M1H | AW25-12N1-M1 |  | 12000 | 12000 | 23.1 | 13 | 10.5 | 1.88 | 86 | 92 | 213769944
AI AIR CONDITIONING | AO25-24N1-M1H | AW25-24N1-M1 |  | 23000 | 26000 | 22.3 | 12.5 | 10.3 | 1.8 | 73 | 88 | 213769946
Bluefin | BFMS12PR-01O | BFMS12PL-01I |  | 12000 | 12000 | 23.1 | 13 | 10.5 | 1.88 | 86 | 92 | 213769907
Bluefin | BFMS18PL-01O | BFMS18PL-01I |  | 18000 | 18000 | 24 | 13.5 | 10.5 | 2.44 | 78 | 71 | 213769906
Bluefin | BFMS12PL-01O | BFMS12PL-01I |  | 12000 | 12000 | 23.1 | 13 | 10.8 | 2.41 | 83 | 70 | 213769909
Bluefin | BFMS24PR-01O | BFMS24PL-01I |  | 23000 | 26000 | 22.3 | 12.5 | 10.3 | 1.8 | 73 | 88 | 213769902
Bluefin | BFMS18PR-01O | BFMS18PL-01I |  | 18000 | 18000 | 22 | 13 | 10.6 | 1.89 | 62 | 96 | 213769911
Bluefin | BFMS09PL-01O | BFMS09PL-01I |  | 9000 | 10000 | 24 | 14.7 | 11.6 | 2.25 | 81 | 75 | 213769908
Bluefin | BFMS09PR-01O | BFMS09PL-01I |  | 9000 | 12000 | 26.4 | 15.8 | 11.6 | 1.85 | 78 | 92 | 213769915
DAIKIN | RXF09AXVJU | FTXF09AXVJU |  | 9000 | 10000 | 21 | 12.5 | 10.2 | 2.2 | 63 | 49 | 213895726
DAIKIN | RXF18AXVJU | FTXF18AXVJU |  | 18100 | 21600 | 21 | 12 | 9.6 | 2.1 | 59 | 50 | 213895721
DAIKIN | RXF12AXVJU | FTXF12AXVJU |  | 12000 | 13500 | 21 | 12.5 | 10.2 | 2.32 | 63 | 49 | 213895720
Bladex | BS25-18HFN1-ODU | BWM11D-18HWIU |  | 18000 | 18000 | 22 | 13 | 10.6 | 1.89 | 62 | 96 | 214056588
Mitsutomo | HO-SZ18-AB-Q | HF-UZ18-AB-Q |  | 17000 | 18000 | 20.5 | 12.5 | 9.8 | 1.86 | 67 | 93 | 214056572
Mitsutomo | HO-SZ12-AB-Q | HL-UZ12-AB-Q |  | 12000 | 12000 | 24.2 | 13.3 | 10.7 | 1.99 | 85 | 99 | 214056570
Mitsutomo | HO-SZ24-AB-Q | HC-UZ24-AB-Q |  | 24000 | 25000 | 20.5 | 11 | 11.5 | 2 | 84 | 103 | 214056565
Mitsutomo | HO-SZ18-AB-Q | HC-UZ18-AB-Q |  | 16000 | 17000 | 20 | 12.5 | 9.5 | 1.75 | 92 | 94 | 214056564
Mitsutomo | HO-SZ12-AB-Q | HC-UZ12-AB-Q |  | 12000 | 12000 | 22.3 | 12.7 | 10.2 | 1.89 | 83 | 94 | 214056563
Mitsutomo | HO-SZ09-AB-Q | HC-UZ09-AB-Q |  | 9000 | 9800 | 20.5 | 13 | 10.3 | 1.8 | 92 | 102 | 214056562
Bladex | BS25-33HFN1-ODU | BWMF-33HWIU |  | 33000 | 35000 | 20 | 11.7 | 10 | 1.8 | 79 | 99 | 214056590
Bladex | BS25-24HFN1-ODU | BWM11D-23HWIU |  | 23000 | 26000 | 22.3 | 12.5 | 10.3 | 1.8 | 73 | 88 | 214056589
Bladex | BS25-12HFN1-ODU | BWM11B-12HWIU |  | 12000 | 12000 | 23.1 | 13 | 10.5 | 1.88 | 86 | 92 | 214056587
Bladex | BS25-09HFN1-ODU | BWM11B-09HWIU |  | 9000 | 12000 | 26.4 | 15.8 | 11.6 | 1.85 | 78 | 92 | 214056586
Bladex | BS25-06HFN1-ODU | BWM11A-06HWIU |  | 6000 | 7000 | 23.5 | 15 | 12 | 1.84 | 107 | 101 | 214056585
Mitsutomo | HW-SZ60-BB-Q | HF-UZ60-BB-Q |  | 55000 | 60000 | 17.3 | 9 | 10.2 | 1.97 | 67 | 94 | 214056581
Mitsutomo | HO-SZ36-BB-Q | HC-UZ36-BB-Q |  | 36000 | 40000 | 19.4 | 9.5 | 10.5 | 1.85 | 83 | 100 | 214056574
Mitsutomo | HO-SZ24-AB-Q | HF-UZ24-AB-Q |  | 24000 | 25000 | 20.5 | 11.7 | 11 | 2.1 | 76 | 100 | 214056573
Mitsubishi Electric | SUZ-KA12NA2 | MLZ-KP12NA* |  | 12000 | 15400 | 21.7 | 12.2 | 10.9 | 2.45 | 64 | 50 | 207699122
Trane / Mitsubishi Electric | NTXSKS12A112AA | NTXCKS12A112** |  | 12000 | 13000 | 22 | 13.3 | 9.7 | 2 | 68 | 55 | 211497096
Trane / Mitsubishi Electric | NTXSKS12A112** | NTXUKS12A112** |  | 12000 | 15400 | 21.7 | 12.2 | 10.9 | 2.45 | 64 | 50 | 207699141
Mitsubishi Electric | SUZ-KA12NA2 | SLZ-KF12NA* |  | 12000 | 13000 | 22 | 13.3 | 9.7 | 2 | 68 | 55 | 211289247
Trane / Mitsubishi Electric | SUZ-KA12NA2 | NTXUKS12A112** |  | 12000 | 13000 | 22 | 13.3 | 9.7 | 2 | 68 | 55 | 207699129
SHARP | AE-X18ZU1 | AY-XP18ZU1 |  | 18000 | 21600 | 24 | 13 | 11 | 2.2 | 102 | 83 | 213246053
HISENSE | AST-12UW3SXEDH01 | AST-12UW3SXEDH01 |  | 12000 | 12000 | 21 | 13 | 9.5 | 1.75 | 63 | 70 | 213803159
HISENSE | AST-12UW3SXEDH01U | AST-12UW3SXEDH01 |  | 12000 | 12000 | 21 | 13 | 9.5 | 1.75 | 63 | 70 | 213741362
HISENSE | AST-12UW3SXEDH01G | AST-12UW3SXEDH01 |  | 12000 | 12000 | 21 | 13 | 9.5 | 1.75 | 63 | 70 | 213741361
SLIMAIR | SHCD18VC2AG | SHMZ18VC2AG |  | 18000 | 18000 | 22 | 13 | 10.6 | 1.89 | 62 | 96 | 208447942
SLIMAIR | SHCD09VC2AG | SHMZ09VC2AG |  | 9000 | 12000 | 26.4 | 15.8 | 11.6 | 1.85 | 78 | 92 | 208447940
SLIMAIR | SHC12VE2AG | SHM12VE2AG |  | 12000 | 12000 | 23.1 | 13 | 10.8 | 2.41 | 83 | 70 | 208447937
SLIMAIR | SHCD24VC2AG | SHMZ24VC2AG |  | 23000 | 26000 | 22.3 | 12.5 | 10.3 | 1.8 | 73 | 88 | 208447943
SLIMAIR | SHC12VE1AG | SHM12VE1AG |  | 12000 | 12000 | 22.7 | 12.5 | 10.4 | 2.06 | 74 | 56 | 208447935
SLIMAIR | SHC18VE2AG | SHMZ18VC2AG |  | 18000 | 18000 | 24 | 13.5 | 10.5 | 2.44 | 78 | 71 | 208447946
SLIMAIR | SHC12VE2AG | SHMZ12VC2AG |  | 12000 | 12000 | 23.1 | 13 | 10.8 | 2.41 | 83 | 70 | 208447945
SLIMAIR | SHC09VE1AG | SHM09VE1AG |  | 9000 | 10000 | 23 | 13.8 | 9.8 | 2.06 | 59 | 67 | 208447934
SLIMAIR | SHC09VE2AG | SHMZ09VC2AG |  | 9000 | 10000 | 24 | 14.7 | 11.6 | 2.25 | 81 | 75 | 208447944
SLIMAIR | SHCD12VC2AG | SHMZ12VC2AG |  | 12000 | 12000 | 23.1 | 13 | 10.5 | 1.88 | 86 | 92 | 208447941
SLIMAIR | SHC18VE2AG | SHM18VE2AG |  | 18000 | 18000 | 24 | 13.5 | 10.5 | 2.44 | 78 | 71 | 208447938
SLIMAIR | SHC09VE2AG | SHM09VE2AG |  | 9000 | 10000 | 24 | 14.7 | 11.6 | 2.25 | 81 | 75 | 208447936
SAMSUNG | AR12CSDACWKX | AR12CSDABWKN |  | 12000 | 12000 | 23 | 13.5 | 10.5 | 2.2 | 95 | 91 | 210436264
AUX | ASW-H36I9A2/*R3DI-B8 | ASW-H36I9A2/*R3DI-B8 |  | 33600 | 34000 | 20 | 10.1 | 9.5 | 2 | 69 | 67 | 214097933
AUX | ASW-H18E3A2/*R3DI-C6 | ASW-H18E3A2/*R3DI-C6 |  | 18000 | 18000 | 22 | 11 | 9.5 | 2.18 | 42 | 75 | 214097930
AUX | ASW-H24F6A2/*R3DI-D7 | ASW-H24F6A2/*R3DI-D7 |  | 22400 | 24000 | 25 | 14 | 10.5 | 2.1 | 82 | 85 | 214097927
AUX | ASW-H24G0B2/*R3DI-C7 | ASW-H24G0B2/*R3DI-C7 |  | 23000 | 24000 | 22 | 12 | 10 | 2.2 | 93 | 80 | 214097926
AUX | ASW-H18E3A2/*R3DI-D2 | ASW-H18E3A2/*R3DI-D2 |  | 18000 | 18200 | 25 | 14 | 10.5 | 2.2 | 88 | 80 | 214097925
AUX | ASW-H12C5A2/*R3DI-C9 | ASW-H12C5A2/*R3DI-C9 |  | 12000 | 12300 | 25 | 12.8 | 10.5 | 2.2 | 72 | 79 | 214097924
AUX | ASW-H12C5A2/*R3DI-C8 | ASW-H12C5A2/*R3DI-C8 |  | 12000 | 12300 | 22 | 12.5 | 9.5 | 2.1 | 67 | 75 | 214097923
AUX | ASW-H12C5A3/*R3DI-C5 | ASW-H12C5A3/*R3DI-C5 |  | 12000 | 12300 | 22 | 12 | 9.5 | 2.32 | 78 | 76 | 214097922
AUX | ASW-H12C5A3/*R3DI-C6 | ASW-H12C5A3/*R3DI-C6 |  | 12000 | 12300 | 25 | 12 | 10.5 | 1.83 | 70 | 75 | 214097921
AUX | ASW-H09B6A3/*R3DI-C5 | ASW-H09B6A3/*R3DI-C5 |  | 9100 | 9700 | 22 | 12 | 9.5 | 2.52 | 91 | 102 | 214097920
AUX | ASW-H09B6A3/*R3DI-D0 | ASW-H09B6A3/*R3DI-D0 |  | 9000 | 10000 | 25 | 12 | 10.5 | 1.91 | 67 | 83 | 214097919
AUX | ASW-H09B6A2/*R3DI-D3 | ASW-H09B6A2/*R3DI-D3 |  | 9200 | 10000 | 25 | 14 | 10.5 | 1.9 | 87 | 83 | 214097918
AUX | ASW-H09B6A2/*R3DI-C9 | ASW-H09B6A2/*R3DI-C9 |  | 9100 | 10000 | 23 | 13.6 | 9.5 | 2.05 | 76 | 88 | 214097917
YONAN | YSA-24HRDN1-21 | YSA-24HRDN1-21 |  | 22000 | 23000 | 21 | 13 | 10 | 2.27 | 87 | 83 | 213265559
COSTWAY | FP10524US-12WH | FP10524US-22WH |  | 22000 | 23000 | 21 | 13 | 10 | 2.27 | 87 | 83 | 212528057
DELLA | 048-MS-24K2VR-21S-OUT | 048-MS-24K2VR-21S-QC-IN |  | 22000 | 23000 | 21 | 13 | 10 | 2.27 | 87 | 83 | 211001967
AUX | ASW-H24F4D2/ *R3DI-C6 | ASW-H24F4D2/ *R3DI-C6 |  | 22000 | 23000 | 21 | 13 | 10 | 2.27 | 87 | 83 | 210324762
AUX | ASW-H24G1D2/*R3DI-C6 | ASW-H24G1D2/*R3DI-C6 |  | 24000 | 24000 | 21 | 12 | 10 | 2 | 83 | 64 | 213255582
GREE | GWH24AWEXF-D6DNA1E/O | GWH24AWEXF-D6DN***/I |  | 23000 | 24000 | 26 | 13.3 | 10 | 1.8 | 65 | 79 | 213802701
GREE | GWH24ACEXH-S3DNA1A/O | GWH24ACEXH-S3DN***/I |  | 22000 | 24000 | 22.5 | 13.3 | 9.5 | 1.88 | 60 | 92 | 212386795
AUFIT | ASW-H24F4D2/ *R3DI-C6 | ASW-H24F4D2/ *R3DI-C6 |  | 22000 | 23000 | 21 | 13 | 10 | 2.27 | 87 | 83 | 210721453
AUX | AM5-H42/2DR3B | ASW-H09B6A2/*R3DI-C9 |  | 42000 | 42000 | 24 | 12.5 | 10.5 | 2 | 79 | 80 | 214097942
AUX | AM4-H36/2DR3B | ASW-H09B6A2/*R3DI-C9 |  | 36000 | 36000 | 24 | 12.5 | 11 | 2 | 83 | 90 | 214097941
AUX | AM3-H24/2DR3B | ASW-H07B0A2/*R3DI-C9 |  | 24000 | 26000 | 24 | 13 | 10.5 | 2.1 | 106 | 98 | 214097943
AUX | AM5-H42/2DR3A | ASW-H09B6A2/*R3DI-C9 |  | 37000 | 40000 | 22 | 12 | 10 | 2 | 68 | 75 | 214097939
AUX | AM4-H36/2DR3A | ASW-H09B6A2/*R3DI-C9 |  | 36000 | 36000 | 23 | 12.3 | 10 | 2 | 76 | 70 | 214097938
AUX | AM4-H30/2DR3A | ASW-H09B6A2/*R3DI-C9 |  | 30000 | 30000 | 23 | 12.5 | 10 | 2 | 90 | 81 | 214097937
AUX | AM2-H18/2DR3A | ASW-H09B6A2/*R3DI-C9 |  | 17700 | 18000 | 22 | 12.3 | 10 | 2 | 67 | 78 | 214097935
HISENSE | AST-12UW3TXE00 | AST-12UW3TXE**00 |  | 12000 | 12000 | 23 | 12.25 | 10 | 2 | 90 | 88 | 214232471
HISENSE | AST-12UW3TXG00 | AST-12UW3TXG**00 |  | 12000 | 12000 | 23 | 12.25 | 10 | 2 | 90 | 88 | 214232472
HISENSE | AST-1224TUO | AST-1224DLSI |  | 12000 | 12000 | 23 | 12.25 | 10 | 2 | 90 | 88 | 214232473
FRIEDRICH | FPHSR12A3B | FAHFW12A3A |  | 12000 | 12000 | 23 | 12.25 | 10 | 2 | 90 | 88 | 214237688
Trane / Mitsubishi Electric | NTXSKS09A112AA | SLZ-KF09NA* |  | 9000 | 11000 | 24 | 13.4 | 10 | 1.81 | 63 | 47 | 214236392
Trane / Mitsubishi Electric | SUZ-KA18NA2 | NTXUKS18A112** |  | 18000 | 20000 | 22.9 | 12.5 | 10.5 | 2.5 | 66 | 52 | 207699131
Mitsubishi Electric | SUZ-KA18NA2 | NTXCKS18A112A* |  | 17700 | 19700 | 21 | 12.5 | 10 | 2.31 | 65 | 51 | 204629202
Mitsubishi Electric | SUZ-KA15NA2 | NTXCKS15A112A* |  | 14100 | 18000 | 20.7 | 12.2 | 10.7 | 2.5 | 66 | 52 | 204629201
Mitsubishi Electric | SUZ-KA12NA2 | NTXCKS12A112A* |  | 12000 | 13000 | 22 | 13.3 | 9.7 | 2 | 68 | 55 | 204629200
Trane / Mitsubishi Electric | SUZ-KA09NA2 | NTXUKS09A112** |  | 9000 | 12000 | 20.2 | 12.6 | 11.9 | 2.75 | 64 | 49 | 207699144
Mitsubishi Electric | SUZ-KA09NA2 | NTXCKS09A112A* |  | 9000 | 11000 | 24 | 13.4 | 10 | 1.81 | 63 | 47 | 204629199
Trane / Mitsubishi Electric | NTXSKS18A112** | MLZ-KP18NA* |  | 18000 | 20000 | 22.9 | 12.5 | 10.5 | 2.5 | 66 | 52 | 207699142
Trane / Mitsubishi Electric | NTXSKS12A112** | MLZ-KP12NA* |  | 12000 | 15400 | 21.7 | 12.2 | 10.9 | 2.45 | 64 | 50 | 207699140
Trane / Mitsubishi Electric | NTXSKS09A112** | MLZ-KP09NA* |  | 9000 | 12000 | 20.2 | 12.6 | 11.9 | 2.75 | 64 | 49 | 207699139
YITAHOME | IMHCAC-0014 | IMHCAC-0013 |  | 24000 | 24000 | 21 | 12 | 10 | 2 | 83 | 64 | 213350769
Mitsubishi Electric | NTXSKS18A112A* | SLZ-KF18NA.TH |  | 17700 | 19700 | 21 | 12.5 | 10 | 2.31 | 65 | 51 | 204629289
Trane / Mitsubishi Electric | NTXSKS18A112AA | NTXCKS18A112** |  | 17700 | 19700 | 21 | 12.5 | 10 | 2.31 | 65 | 51 | 211497094
Mitsubishi Electric | NTXSKS15A112A* | SLZ-KF15NA.TH |  | 14100 | 18000 | 20.7 | 12.2 | 10.7 | 2.5 | 66 | 52 | 204629288
Mitsubishi Electric | NTXSKS12A112A* | SLZ-KF12NA.TH |  | 12000 | 13000 | 22 | 13.3 | 9.7 | 2 | 68 | 55 | 204629287
AUX | AJAN36HP230V1CO | AJAN36HP230V1CH |  | 33600 | 34000 | 20 | 10.1 | 9.5 | 2 | 69 | 67 | 214290030
AUX | AFEB18HP230V1CO | AFEB18HP230V1CH |  | 18000 | 18000 | 22 | 11 | 9.5 | 2.18 | 42 | 75 | 214290027
AUX | AMAR24HP230V1CO | AMAR24HP230V1CH |  | 22400 | 24000 | 25 | 14 | 10.5 | 2.1 | 82 | 85 | 214290024
AUX | AFEB24HP230V1CO | AFEB24HP230V1CH |  | 23000 | 24000 | 22 | 12 | 10 | 2.2 | 93 | 80 | 214290023
AUX | AMAR18HP230V1CO | AMAR18HP230V1CH |  | 18000 | 18200 | 25 | 14 | 10.5 | 2.2 | 88 | 80 | 214290022
AUX | AMAR12HP230V1CO | AMAR12HP230V1CH |  | 12000 | 12300 | 25 | 12.8 | 10.5 | 2.2 | 72 | 79 | 214290021
AUX | AFEB12HP230V1CO | AFEB12HP230V1CH |  | 12000 | 12300 | 22 | 12.5 | 9.5 | 2.1 | 67 | 75 | 214290020
AUX | AFEB12HP115V1CO | AFEB12HP115V1CH |  | 12000 | 12300 | 22 | 12 | 9.5 | 2.32 | 78 | 76 | 214290019
AUX | AMAR12HP115V1CO | AMAR12HP115V1CH |  | 12000 | 12300 | 25 | 12 | 10.5 | 1.83 | 70 | 75 | 214290018
AUX | AFEB09HP115V1CO | AFEB09HP115V1CH |  | 9100 | 9700 | 22 | 12 | 9.5 | 2.52 | 91 | 102 | 214290017
AUX | AMAR09HP115V1CO | AMAR09HP115V1CH |  | 9000 | 10000 | 25 | 12 | 10.5 | 1.91 | 67 | 83 | 214290016
AUX | AMAR09HP230V1CO | AMAR09HP230V1CH |  | 9200 | 10000 | 25 | 14 | 10.5 | 1.9 | 87 | 83 | 214290015
AUX | AFEB09HP230V1CO | AFEB09HP230V1CH |  | 9100 | 10000 | 23 | 13.6 | 9.5 | 2.05 | 76 | 88 | 214290014
Mitsubishi Electric | MUZ-FS18NA-U1 | MSZ-FS18NA-U1 |  | 17200 | 19000 | 21 | 12.5 | 10.7 | 2 | 67 | 118 | 205975735
Mitsubishi Electric | MUZ-FS15NA-U1 | MSZ-FS15NA-U1 |  | 14000 | 16000 | 22.3 | 14 | 10.4 | 2 | 63 | 121 | 205975734
Mitsubishi Electric | MUZ-JP09WA*** | MSZ-JP09WA*** |  | 9000 | 10900 | 20 | 12 | 10 | 2.37 | 61 | 46 | 209832210
Mitsubishi Electric | MUZ-GL18NA*** | MSZ-GL18NA*** |  | 18000 | 21600 | 20.5 | 13.4 | 10.3 | 2.23 | 64 | 50 | 209832268
HISENSE | AS-12UW1SXE00 | AS-12UW1SXE**00 |  | 12000 | 12000 | 21.7 | 12.5 | 9.5 | 1.75 | 63 | 70 | 203377564
EMERSON QUIET KOOL | 21S-EACH12R1C | 21S-EACH12R1W |  | 12000 | 12000 | 21.7 | 12.5 | 9.5 | 1.75 | 63 | 70 | 205747593
CLASSIC | HRHDBC12SA | HWHDBC12SA |  | 12000 | 12000 | 21.7 | 12.5 | 9.5 | 1.75 | 63 | 70 | 205287354
DIAL | 12000-22S-115-O | 12000-22S-115-I |  | 12000 | 12000 | 21.7 | 12.5 | 9.5 | 1.75 | 63 | 70 | 213088031
DIRECT AIR | DIR-12HP22DKO-ES | DIR-12HP22DKI-ES |  | 12000 | 12000 | 21.7 | 12.5 | 9.5 | 1.75 | 63 | 70 | 203490393
Perfect Aire | UB1MSHQCO12 | UB1MSHQCW12 |  | 12000 | 12000 | 21.7 | 12.5 | 9.5 | 1.75 | 63 | 70 | 208287581
ProAire | UB1MSHQCO12 | UB1MSHQCW12 |  | 12000 | 12000 | 21.7 | 12.5 | 9.5 | 1.75 | 63 | 70 | 208287591
DIRECT AIR | DIRH-12HP23-DKO-115 | DIRH-12HP23-DKI-115 |  | 12000 | 12000 | 21.7 | 12.5 | 9.5 | 1.75 | 63 | 70 | 207583105
Hessaire | H12E1 | H12E1 |  | 12000 | 12000 | 21.7 | 12.5 | 9.5 | 1.75 | 63 | 70 | 206913622
DIAL | SZHW12WW115BAG | SZHW12NN115BAG |  | 12000 | 12000 | 21.7 | 12.5 | 9.5 | 1.75 | 63 | 70 | 213361984
Buck Cool | UB1MSHQCO12 | UB1MSHQCW12 |  | 12000 | 12000 | 21.7 | 12.5 | 9.5 | 1.75 | 63 | 70 | 208287572
Perfect Aire | 3PAMSHQCO12 | 3PAMSHQCW12 |  | 12000 | 12000 | 21.7 | 12.5 | 9.5 | 1.75 | 63 | 70 | 205653642
ACiQ | UB1MSHQCO12 | UB1MSHQCW12 |  | 12000 | 12000 | 21.7 | 12.5 | 9.5 | 1.75 | 63 | 70 | 208287565
DENALI AIRE | DNMSHQCO12A | DNMSHQCW12A |  | 12000 | 12000 | 21.7 | 12.5 | 9.5 | 1.75 | 63 | 70 | 205300162
HISENSE | AS-12UW1SXG00 | AS-12UW1SXG**00 |  | 12000 | 12000 | 21.7 | 12.5 | 9.5 | 1.75 | 63 | 70 | 203377565
FRIEDRICH | FPHSR12A1A | FPHSW12A1A |  | 12000 | 12000 | 21.7 | 12.5 | 9.5 | 1.75 | 63 | 70 | 203383868
HISENSE | AST-12UW3SXE01 | AST-12UR3SXE**01 |  | 12000 | 12000 | 21 | 13 | 9.5 | 1.75 | 63 | 70 | 203378193
ZEPHYR | MA-12CA22SEXT | MA-12CA22SINT |  | 12000 | 12000 | 21 | 13 | 9.5 | 1.75 | 63 | 70 | 203446792
Multi MFG | 12HHW0-HP-AO | 12HHW0-HP-A |  | 12000 | 12000 | 21 | 13 | 9.5 | 1.75 | 63 | 70 | 208812667
AIR-CON | ABXCI4H4S12 | ABXEM4H4S12 |  | 12000 | 12000 | 21 | 13 | 9.5 | 1.75 | 63 | 70 | 203446795
MANUFLOW | AST-12UW3SXEDJ01(O) | AST-12UW3SXEDJ01(I) |  | 12000 | 12000 | 21 | 13 | 9.5 | 1.75 | 63 | 70 | 203446805
MANUFLOW | AST-09UW3SVGDJ01(O) | AST-09UW3SVGDJ01(I) |  | 12000 | 12000 | 21 | 13 | 9.5 | 1.75 | 63 | 70 | 203446796
J-KU | JKS-12H2HP-ES(O) | JKS-12H2HP-ES(I) |  | 12000 | 12000 | 21 | 13 | 9.5 | 1.75 | 63 | 70 | 213265623
DIRECT AIR | DIR-12HP21DKO-ES | DIR-12HP21DKI-ES |  | 12000 | 12000 | 21 | 13 | 9.5 | 1.75 | 63 | 70 | 203490397
ZEPHYR | ZE-12CA22SEXT | ZE-12CA22SINT |  | 12000 | 12000 | 21 | 13 | 9.5 | 1.75 | 63 | 70 | 203446793
EMERSON QUIET KOOL | EACH12R2O | EACH12R2W |  | 12000 | 12000 | 21 | 13 | 9.5 | 1.75 | 63 | 70 | 208812664
FRIEDRICH | FPHSR12A3A | FPHFW12A3A |  | 12000 | 12000 | 21 | 13 | 9.5 | 1.75 | 63 | 70 | 203383866
HISENSE | AST-12UW3SXG01 | AST-12UW3SXG**01 |  | 12000 | 12000 | 21 | 13 | 9.5 | 1.75 | 63 | 70 | 203378232
HISENSE | AST-12UW3SXE01 | AST-12UW3SXE**01 |  | 12000 | 12000 | 21 | 13 | 9.5 | 1.75 | 63 | 70 | 203845999
DIAL | SZHW12WW230BAJ | SZHW12NW230BAJ |  | 12000 | 12000 | 21 | 13 | 9.5 | 1.75 | 63 | 70 | 213088023
GENERALLUX STAR | GNS-12HCH22TO1 | GNS-12HCH22TI1 |  | 12000 | 12000 | 21 | 13 | 9.5 | 1.75 | 63 | 70 | 213617766
ZEPHYR | ZE-12CA22EXT | ZE-12CA22INT |  | 12000 | 12000 | 21 | 13 | 9.5 | 1.75 | 63 | 70 | 204580064
EMERSON QUIET KOOL | 21S-EACH12R2C | 21S-EACH12R2W |  | 12000 | 12000 | 21 | 13 | 9.5 | 1.75 | 63 | 70 | 206061620
GENERALLUX STAR | AST-12UW3SXETU01(O) | AST-12UW3SXETU01(I) |  | 12000 | 12000 | 21 | 13 | 9.5 | 1.75 | 63 | 70 | 206733678
DIAL | 12000Z-20S-230-O | 12000Z-20S-230-I |  | 12000 | 12000 | 21 | 13 | 9.5 | 1.75 | 63 | 70 | 204400704
HISENSE | AS-12UW1SXE00A | AS-12UW1SXE**00A |  | 12000 | 12000 | 21.7 | 12.5 | 9.5 | 1.75 | 63 | 70 | 205092756
DIAL | 12000Z-22S-230-O | 12000Z-22S-230-I |  | 12000 | 12000 | 21 | 13 | 9.5 | 1.75 | 63 | 70 | 213088025
DIRECT AIR | DIRH-12HP23-DKO | DIRH-12HP23-DKI |  | 12000 | 12000 | 21 | 13 | 9.5 | 1.75 | 63 | 70 | 207583107
WESTINGHOUSE | WHP12SZA21S | WHP12WMA21S |  | 12000 | 12000 | 21 | 13 | 9.5 | 1.75 | 63 | 70 | 205417834
AZUR | AZ-12CA22EXT | AZ-12CA22INT |  | 12000 | 12000 | 21 | 13 | 9.5 | 1.75 | 63 | 70 | 205417845
MAESTRO | MA-12CA22SEXT | MA-12CA22SINT |  | 12000 | 12000 | 21 | 13 | 9.5 | 1.75 | 63 | 70 | 205138202
HAXXAIR | HVH-12T2D | HAH-12T2D |  | 12000 | 12000 | 21 | 13 | 9.5 | 1.75 | 63 | 70 | 204628475
CLASSIC | HRHDBC12AS2 | HWHDBC12S2 |  | 12000 | 12000 | 21 | 13 | 9.5 | 1.75 | 63 | 70 | 205287348
HISENSE | AS-12UW1SXG00A | AS-12UW1SXG**00A |  | 12000 | 12000 | 21.7 | 12.5 | 9.5 | 1.75 | 63 | 70 | 205092757
FRIEDRICH | FPHSR12A1A-A | FPHSW12A1B |  | 12000 | 12000 | 21.7 | 12.5 | 9.5 | 1.75 | 63 | 70 | 205142782
HISENSE | AST-12UW3SXG01A | AST-12UW3SXG**01A |  | 12000 | 12000 | 21 | 13 | 9.5 | 1.75 | 63 | 70 | 205092762
FRIEDRICH | FPHSR12A3A-A | FPHFW12A3B |  | 12000 | 12000 | 21 | 13 | 9.5 | 1.75 | 63 | 70 | 205142785
HISENSE | AST-12UW3SXE01A | AST-12UW3SXE**01A |  | 12000 | 12000 | 21 | 13 | 9.5 | 1.75 | 63 | 70 | 205092782
Perfect Aire | 3PAMSHQCO12-U230 | 3PAMSHQCW12-U230 |  | 12000 | 12000 | 21 | 13 | 9.5 | 1.75 | 63 | 70 | 206453601
HISENSE | AST-12UW3SXEDL01 | AST-12UW3SXEDL01 |  | 12000 | 12000 | 21 | 13 | 9.5 | 1.75 | 63 | 70 | 206347237
HISENSE | AST-12UW3SXEDC01 | AST-12UW3SXEDC01 |  | 12000 | 12000 | 21 | 13 | 9.5 | 1.75 | 63 | 70 | 211455296
HISENSE | AST-12UW3SXE**01 | AST-12UW3SXE**01 |  | 12000 | 12000 | 21 | 13 | 9.5 | 1.75 | 63 | 70 | 211717256
HISENSE | AST-12UW3SXEDH01G | AST-12UW3SXEDH01 |  | 12000 | 12000 | 21 | 13 | 9.5 | 1.75 | 63 | 70 | 213741361
HISENSE | AST-12UW3SXEDH01U | AST-12UW3SXEDH01 |  | 12000 | 12000 | 21 | 13 | 9.5 | 1.75 | 63 | 70 | 213741362
HISENSE | AST-12UW3SXEDH01 | AST-12UW3SXEDH01 |  | 12000 | 12000 | 21 | 13 | 9.5 | 1.75 | 63 | 70 | 213803159
HISENSE | AST-18UW3TBB00 | AST-18UW3TBB**00 |  | 18000 | 18500 | 21 | 12.95 | 10 | 1.9 | 97 | 95 | 214097913
HISENSE | AST-18UW3TBN00 | AST-18UW3TBN**00 |  | 18000 | 18500 | 21 | 12.95 | 10 | 1.9 | 97 | 95 | 214097914
FRIEDRICH | FPHSR18A3B | FAHFW18A3A |  | 18000 | 18500 | 21 | 12.95 | 10 | 1.9 | 97 | 95 | 214142519
HISENSE | AST-1824TXO | AST-1824DLSI |  | 18000 | 18500 | 21 | 12.95 | 10 | 1.9 | 97 | 95 | 214097915
HISENSE | AST-09UW3TXE00 | AST-09UW3TXE**00 |  | 9000 | 9500 | 25 | 13.65 | 11 | 2.1 | 95 | 95 | 214215188
HISENSE | AST-09UW3TXG00 | AST-09UW3TXG**00 |  | 9000 | 9500 | 25 | 13.65 | 11 | 2.1 | 95 | 95 | 214229584
FRIEDRICH | FPHSR09A3B | FAHFW09A3A |  | 9000 | 9500 | 25 | 13.65 | 11 | 2.1 | 95 | 95 | 214232408
HISENSE | AST-0924TXO | AST-0924DLSI |  | 9000 | 9500 | 25 | 13.65 | 11 | 2.1 | 95 | 95 | 214229585
AUX | ASPR18HPMULO | AFEB09HP230V1CH |  | 17700 | 18000 | 22 | 12.3 | 10 | 2 | 67 | 78 | 214291423
AUX | ASPR24HPMULO | AFEB07HP220V1CH |  | 24000 | 24000 | 23 | 12.5 | 10 | 2 | 98 | 85 | 214291424
AUX | ASPR30HPMULO | AFEB09HP230V1CH |  | 30000 | 30000 | 23 | 12.5 | 10 | 2 | 90 | 81 | 214291425
AUX | ASPR36HPMULO | AFEB09HP230V1CH |  | 36000 | 36000 | 23 | 12.3 | 10 | 2 | 76 | 70 | 214291426
AUX | ASPR42HPMULO | AFEB09HP230V1CH |  | 37000 | 40000 | 22 | 12 | 10 | 2 | 68 | 75 | 214291427
AUX | ASUM18HPMULO | AFEB09HP230V1CH |  | 18000 | 21000 | 23.3 | 12.5 | 11 | 2 | 86 | 104 | 214291428
AUX | ASUM36HPMULO | AFEB09HP230V1CH |  | 36000 | 36000 | 24 | 12.5 | 11 | 2 | 83 | 90 | 214291429
AUX | ASUM42HPMULO | AFEB09HP230V1CH |  | 42000 | 42000 | 24 | 12.5 | 10.5 | 2 | 79 | 80 | 214291430
AUX | ASUM24HPMULO | AFEB07HP220V1CH |  | 24000 | 26000 | 24 | 13 | 10.5 | 2.1 | 106 | 98 | 214291431
EG4 | DWB3-ACDC-24K | DGA2-ACDC-24K |  | 22600 | 25000 | 21 | 11.3 | 9.6 | 1.8 | 80 | 70 | 213255576
Deye | DWB3-ACDC-24K | DGA2-ACDC-24K |  | 22600 | 25000 | 21 | 11.3 | 9.6 | 1.8 | 80 | 70 | 211765303
PANASONIC | CU-E12RKUA | CS-E12RKUAW |  | 11500 | 12000 | 22.5 | 12.5 | 9.6 | 1.77 | 88 | 72 | 7958199
PANASONIC | CU-E18RKUA | CS-E18RKUAW |  | 17200 | 18000 | 19.5 | 13.2 | 9.5 | 2 | 83 | 71 | 7958200
GE Appliances | ASH118URDE** | ASYW18URDE** |  | 17800 | 20000 | 23 | 13 | 12 | 1.9 | 77 | 90 | 212409458
GE Appliances | ASH112URDE** | ASYW12URDE** |  | 12000 | 14500 | 27.5 | 15 | 12.5 | 1.9 | 74 | 103 | 212409457
GE Appliances | ASH109URDE** | ASYW09URDE** |  | 9000 | 10000 | 30 | 16 | 14 | 1.9 | 78 | 106 | 212409456
HAIER | 1U18EH2HE** | AW18EH2HE** |  | 17800 | 20000 | 23 | 13 | 12 | 1.9 | 77 | 90 | 212409449
HAIER | 1U12EH2HE** | AW12EH2HE** |  | 12000 | 14500 | 27.5 | 15 | 12.5 | 1.9 | 74 | 103 | 212409448
HAIER | 1U09EH2HE** | AW09EH2HE** |  | 9000 | 10000 | 30 | 16 | 14 | 1.9 | 78 | 106 | 212409447
GE Appliances | ASH124UCDD** | ASYW24TRDF** |  | 24000 | 26000 | 21 | 11 | 10 | 1.8 | 65 | 85 | 211744609
HAIER | 1U24LP2HD** | AW24TL2HF** |  | 24000 | 26000 | 21 | 11 | 10 | 1.8 | 65 | 85 | 211744601
GE Appliances | ASH124PRDB** | ASYW24PRDB** |  | 22000 | 27600 | 20 | 12.5 | 9.6 | 1.8 | 69 | 72 | 211709326
GE Appliances | ASH118PRDB** | ASYW18PRDB** |  | 17000 | 21000 | 21 | 12.5 | 9.6 | 1.8 | 65 | 73 | 211709325
GE Appliances | ASH115PRDB** | ASYW15PRDB** |  | 15000 | 16000 | 21.5 | 12.5 | 9.6 | 1.8 | 73 | 89 | 211709324
GE Appliances | ASH112PRDB** | ASYW12PRDB** |  | 12000 | 13000 | 23 | 12.5 | 10.5 | 1.8 | 77 | 80 | 211709323
GE Appliances | ASH109PRDB** | ASYW09PRDB** |  | 9000 | 10000 | 23.5 | 14.5 | 9.6 | 1.8 | 58 | 85 | 211709322
HAIER | 1U24AP2HD** | AW24AP2HD** |  | 22000 | 27600 | 20 | 12.5 | 9.6 | 1.8 | 69 | 72 | 211709321
HAIER | 1U18AP2HD** | AW18AP2HD** |  | 17000 | 21000 | 21 | 12.5 | 9.6 | 1.8 | 65 | 73 | 211709320
HAIER | 1U15AP2HD** | AW15AP2HD** |  | 15000 | 16000 | 21.5 | 12.5 | 9.6 | 1.8 | 73 | 89 | 211709319
HAIER | 1U12AP2HD** | AW12AP2HD** |  | 12000 | 13000 | 23 | 12.5 | 10.5 | 1.8 | 77 | 80 | 211709318
HAIER | 1U09AP2HD** | AW09AP2HD** |  | 9000 | 10000 | 23.5 | 14.5 | 9.6 | 1.8 | 58 | 85 | 211709317
GE Appliances | ASH124TRDF** | ASYW24TRDF** |  | 23000 | 26000 | 20 | 11 | 9.5 | 1.75 | 65 | 84 | 207769100
HAIER | 1U24TL2HF** | AW24TL2HF** |  | 23000 | 26000 | 20 | 11 | 9.5 | 1.75 | 65 | 84 | 207769097
AUX | AFEB18HP230V2CO | AFEB18HP230V2CH |  | 18000 | 18000 | 21.5 | 11 | 9.5 | 2.1 | 78 | 71 | 214311531
HISENSE | AS-12UW3SXATG00 | AS-12UW3SXATG00 |  | 12000 | 12000 | 23.5 | 15.4 | 9.8 | 1.75 | 58 | 70 | 213803157
HISENSE | AS-09UW3SXETG00 | AS-09UW3SXETG00 |  | 9000 | 10000 | 27.5 | 15.5 | 10.5 | 2.1 | 60 | 70 | 213803156
HISENSE | AS-12UW3SXATG00P | AS-12UW3SXATG00 |  | 12000 | 12000 | 23.5 | 15.4 | 9.8 | 1.75 | 58 | 70 | 213741356
HISENSE | AS-12UW3SXATG00G | AS-12UW3SXATG00 |  | 12000 | 12000 | 23.5 | 15.4 | 9.8 | 1.75 | 58 | 70 | 213741355
HISENSE | AS-09UW3SXETG00P | AS-09UW3SXETG00 |  | 9000 | 10000 | 27.5 | 15.5 | 10.5 | 2.1 | 60 | 70 | 213741354
HISENSE | AS-09UW3SXETG00G | AS-09UW3SXETG00 |  | 9000 | 10000 | 27.5 | 15.5 | 10.5 | 2.1 | 60 | 70 | 213741353
HISENSE | AS-24UW3SKKVT00X | AS-24UW3SKKVT00 |  | 24000 | 26000 | 21 | 12.5 | 10 | 1.75 | 60 | 70 | 213741338
HISENSE | AS-24UW3SKKVT00G | AS-24UW3SKKVT00 |  | 24000 | 26000 | 21 | 12.5 | 10 | 1.75 | 60 | 70 | 213741337
HISENSE | AST-18UW3SBBDH01X | AST-18UW3SBBDH01 |  | 18000 | 19000 | 20.5 | 13.2 | 9.5 | 1.8 | 55 | 70 | 213741336
HISENSE | AST-18UW3SBBDH01G | AST-18UW3SBBDH01 |  | 18000 | 19000 | 20.5 | 13.2 | 9.5 | 1.8 | 55 | 70 | 213741335
HISENSE | AST-12UW3SXETD02 | AST-12UW3SXEDH02 |  | 12000 | 12000 | 23.5 | 12.7 | 9.5 | 2.05 | 57 | 70 | 213741334
HISENSE | AST-12UW3SXEDH02X | AST-12UW3SXEDH02 |  | 12000 | 12000 | 23.5 | 12.7 | 9.5 | 2.05 | 57 | 70 | 213741333
HISENSE | AST-12UW3SXEDH02G | AST-12UW3SXEDH02 |  | 12000 | 12000 | 23.5 | 12.7 | 9.5 | 2.05 | 57 | 70 | 213741332
HISENSE | AST-09UW3SXETD01 | AST-09UW3SXEDH01 |  | 9000 | 10000 | 25.5 | 14.5 | 10.5 | 2.05 | 55 | 70 | 213741331
HISENSE | AST-09UW3SXEDH01X | AST-09UW3SXEDH01 |  | 9000 | 10000 | 25.5 | 14.5 | 10.5 | 2.05 | 55 | 70 | 213741330
HISENSE | AST-09UW3SXEDH01G | AST-09UW3SXEDH01 |  | 9000 | 10000 | 25.5 | 14.5 | 10.5 | 2.05 | 55 | 70 | 213741329
HISENSE | AS-12UW3SXA** | AS-12UW3SXA**00 |  | 12000 | 12000 | 23.5 | 15.4 | 9.8 | 1.75 | 58 | 70 | 211717254
HISENSE | AS-12UW3SXA**00 | AS-12UW3SXA**00 |  | 12000 | 12000 | 23.5 | 15.4 | 9.8 | 1.75 | 58 | 70 | 211717253
HISENSE | AS-09UW3SXE00B | AS-09UW3SXE**00B |  | 9000 | 10000 | 27.5 | 15.5 | 10.5 | 2.1 | 60 | 70 | 205092769
FRIEDRICH | FRHSR12A3A-A | FRHSW12A3B |  | 12000 | 12000 | 23.5 | 15.4 | 9.8 | 1.75 | 58 | 70 | 205142789
HISENSE | AS-12UW3SXL00A | AS-12UW3SXL**00A |  | 12000 | 12000 | 23.5 | 15.4 | 9.8 | 1.75 | 58 | 70 | 205092768
HISENSE | AS-09UW3SXG00A | AS-09UW3SXG**00A |  | 9000 | 10000 | 27.5 | 15.5 | 10.5 | 2.1 | 60 | 70 | 205092767
FRIEDRICH | FRHSR09A3A-A | FRHSW09A3B |  | 9000 | 10000 | 27.5 | 15.5 | 10.5 | 2.1 | 60 | 70 | 205142788
FRIEDRICH | FRHSR12A3A | FRHSW12A3A |  | 12000 | 12000 | 23.5 | 15.4 | 9.8 | 1.75 | 58 | 70 | 203383864
HISENSE | AS-12UW3SXL00 | AS-12UW3SXL**00 |  | 12000 | 12000 | 23.5 | 15.4 | 9.8 | 1.75 | 58 | 70 | 203376852
FRIEDRICH | FRHSR09A3A | FRHSW09A3A |  | 9000 | 10000 | 27.5 | 15.5 | 10.5 | 2.1 | 65 | 70 | 203383863
HISENSE | AS-09UW3SXG00 | AS-09UW3SXG**00 |  | 9000 | 10000 | 27.5 | 15.5 | 10.5 | 2.1 | 65 | 70 | 203376841
J-KU | JKS12HP230V1XC | JKS12HP230V1XE |  | 12000 | 12000 | 23.5 | 15.4 | 9.8 | 1.75 | 58 | 70 | 211583740
WESTINGHOUSE | WHZ12SZA21S | WHZ12WMA21S |  | 12000 | 12000 | 23.5 | 15.4 | 9.8 | 1.75 | 58 | 70 | 207337195
WABBAN | BB12UW3SXATE00/O | BB12UW3SXATE00/I |  | 12000 | 12000 | 23.5 | 15.4 | 9.8 | 1.75 | 58 | 70 | 202021966
WINDAIR | DWH12UW3SXATE00/O | DWH12UW3SXATE00/I |  | 12000 | 12000 | 23.5 | 15.4 | 9.8 | 1.75 | 58 | 70 | 202021942
MANUFLOW | AS-12UW3SXADJ(O) | AS-12UW3SXADJ(I) |  | 12000 | 12000 | 23.5 | 15.4 | 9.8 | 1.75 | 58 | 70 | 202021916
HISENSE | AS-12UW3SXA00 | AS-12UW3SXA**00 |  | 12000 | 12000 | 23.5 | 15.4 | 9.8 | 1.75 | 58 | 70 | 201981254
J-KU | JKS09HP230V1XC | JKS09HP230V1XE |  | 9000 | 10000 | 27.5 | 15.5 | 10.5 | 2.1 | 60 | 70 | 211583739
WESTINGHOUSE | WHZ09SZA21S | WHZ09WMA21S |  | 9000 | 10000 | 27.5 | 15.5 | 10.5 | 2.1 | 60 | 70 | 207337194
WABBAN | BB09UW3SXETE00/O | BB09UW3SXETE00/I |  | 9000 | 10000 | 27.5 | 15.5 | 10.5 | 2.1 | 60 | 70 | 202021965
WINDAIR | DWH09UW3SXETE00/O | DWH09UW3SXETE00/I |  | 9000 | 10000 | 27.5 | 15.5 | 10.5 | 2.1 | 60 | 70 | 202021941
MANUFLOW | AS-09UW3SXEDJ(O) | AS-09UW3SXEDJ(I) |  | 9000 | 10000 | 27.5 | 15.5 | 10.5 | 2.1 | 60 | 70 | 202021915
HISENSE | AS-09UW3SXE00 | AS-09UW3SXE**00 |  | 9000 | 10000 | 27.5 | 15.5 | 10.5 | 2.1 | 60 | 70 | 201981253
HISENSE | AS-12UR3SXE | AS-12UR3SXEDK |  | 12000 | 12000 | 21 | 13 | 9.5 | 1.75 | 63 | 70 | 10271378
HISENSE | AS-12UR3SXE | AS-12UR3SXEDJ |  | 12000 | 12000 | 21 | 13 | 9.5 | 1.75 | 63 | 70 | 10271377
HISENSE | AS-12UR3SXA00 | AS-12UR3SXADJ00 |  | 12000 | 12000 | 23.5 | 15.4 | 9.8 | 1.75 | 58 | 70 | 10268760
HISENSE | AS-12UR3SXA00 | AS-12UR3SXATE00 |  | 12000 | 12000 | 23.5 | 15.4 | 9.8 | 1.75 | 58 | 70 | 10268759
HISENSE | AS-12UR3SXA00 | AS-12UR3SXATQ00 |  | 12000 | 12000 | 23.5 | 15.4 | 9.8 | 1.75 | 58 | 70 | 10268758
FRIEDRICH | MRH12Y3JA | MWH12Y3JA |  | 12000 | 12000 | 23.5 | 15.4 | 9.8 | 1.75 | 58 | 70 | 201763898
HISENSE | AS-12UR3SXA00 | AS-12UR3SXADK00 |  | 12000 | 12000 | 23.5 | 15.4 | 9.8 | 1.75 | 58 | 70 | 10268757
HISENSE | AS-12UR3SXA00 | AS-12UR3SXATG00 |  | 12000 | 12000 | 23.5 | 15.4 | 9.8 | 1.75 | 58 | 70 | 10268756
HISENSE | AS-09UR3SXE00 | AS-09UR3SXETE00 |  | 9000 | 10000 | 27.5 | 15.5 | 10.5 | 2.1 | 60 | 70 | 10268755
FRIEDRICH | MRH09Y3JA | MWH09Y3JA |  | 9000 | 10000 | 27.5 | 15.5 | 10.5 | 2.1 | 60 | 70 | 201763897
HISENSE | AS-09UR3SXE00 | AS-09UR3SXEDK00 |  | 9000 | 10000 | 27.5 | 15.5 | 10.5 | 2.1 | 60 | 70 | 10268754
HISENSE | AS-09UR3SXE00 | AS-09UR3SXEDJ00 |  | 9000 | 10000 | 27.5 | 15.5 | 10.5 | 2.1 | 60 | 70 | 10268753
HISENSE | AS-09UR3SXE00 | AS-09UR3SXETQ00 |  | 9000 | 10000 | 27.5 | 15.5 | 10.5 | 2.1 | 60 | 70 | 10268752
HISENSE | AS-09UR3SXE00 | AS-09UR3SXETG00 |  | 9000 | 10000 | 27.5 | 15.5 | 10 | 2.1 | 60 | 70 | 10268751
HISENSE | AS-12UR3SXE | AS-12UR3SXETE |  | 12000 | 12000 | 21 | 13 | 9.5 | 1.75 | 63 | 70 | 10268717
HISENSE | AS-12UR3SXE | AS-12UR3SXETD |  | 12000 | 12000 | 21 | 13 | 9.5 | 1.75 | 63 | 70 | 10268716
HISENSE | AS-12UR3SXE | AS-12UR3SXEDC |  | 12000 | 12000 | 21 | 13 | 9.5 | 1.75 | 63 | 70 | 10268715
HISENSE | AS-12UR3SXE | AS-12UR3SXEDB |  | 12000 | 12000 | 21 | 13 | 9.5 | 1.75 | 63 | 70 | 10268714
DIRECT AIR | DIR-12HP28-TQO | DIR-12HP28-TQI |  | 12000 | 12000 | 23.5 | 15.4 | 9.8 | 1.75 | 58 | 70 | 10306427
MANUFLOW | AS-12UR3SXADJ(O) | AS-12UR3SXADJ(I) |  | 12000 | 12000 | 23.5 | 15.4 | 9.8 | 1.75 | 58 | 70 | 10277957
AIR-CON | ABZCI4H4S12 | ABZEM4H4S12 |  | 12000 | 12000 | 23.5 | 15.4 | 9.8 | 1.75 | 58 | 70 | 10272501
HISENSE | AS-12UR3SXA00 | AS-12UR3SXA**00 |  | 12000 | 12000 | 23.5 | 15.4 | 9.8 | 1.75 | 58 | 70 | 10102525
DIRECT AIR | DIR-09HP28-TQO | DIR-09HP28-TQI |  | 9000 | 10000 | 27.5 | 15.5 | 10.5 | 2.1 | 60 | 70 | 10306426
MANUFLOW | AS-09UR3SXEDJ(O) | AS-09UR3SXEDJ(I) |  | 9000 | 10000 | 27.5 | 15.5 | 10.5 | 2.1 | 60 | 70 | 10277956
AIR-CON | ABZCI4H4S09 | ABZEM4H4S09 |  | 9000 | 10000 | 27.5 | 15.5 | 10.5 | 2.1 | 60 | 70 | 10272500
HISENSE | AS-09UR3SXE00 | AS-09UR3SXE**00 |  | 9000 | 10000 | 27.5 | 15.5 | 10.5 | 2.1 | 60 | 70 | 10102524
MAESTRO | MA-12CA22EXT | MA-12CA22INT |  | 12000 | 12000 | 21 | 13 | 9.5 | 1.75 | 63 | 70 | 10277944
MANUFLOW | AS-12UR3SXEDJ(O) | AS-12UR3SXEDJ(I) |  | 12000 | 12000 | 21 | 13 | 9.5 | 1.75 | 63 | 70 | 10277943
AIR-CON | ABSCI4H4S12 | ABSEM4H4S12 |  | 12000 | 12000 | 21 | 13 | 9.5 | 1.75 | 63 | 70 | 10272491
SLIMAIR TECHNOLOGIES | SHC12VB-2H | SHM12VB-2DC |  | 12000 | 12000 | 21 | 13 | 9.5 | 1.75 | 63 | 70 | 9060039
CLASSIC | HRHDBC12AS | HWHDBC12S |  | 12000 | 12000 | 21 | 13 | 9.5 | 1.75 | 63 | 70 | 201810392
TGM | HRHDBT12AS | HWHDBT12S |  | 12000 | 12000 | 21 | 13 | 9.5 | 1.75 | 63 | 70 | 201810385
MULTIZONE | MIT12H2G31(O) | MIT12H2G31(I) |  | 12000 | 12000 | 21 | 13 | 9.5 | 1.75 | 63 | 70 | 9850218
HISENSE | AS-12UR3SXE | AS-12UR3SXETG |  | 12000 | 12000 | 21 | 13 | 9.5 | 1.75 | 63 | 70 | 8819819
AI AIR CONDITIONING | AFO19-36N1-M1 | AG-36N1-M1 |  | 36000 | 36000 | 19.2 | 9.5 | 10 | 2 | 70 | 63 | 214311543
Coast Air | A-CAD09-0A | B-CAD09-0A* |  | 9000 | 9900 | 25 | 14.5 | 10.8 | 1.96 | 81 | 65 | 214312526
SLIMAIR | SHC12VE2AG | SHO12VE2AG |  | 12000 | 12500 | 22 | 12.6 | 9.8 | 2.21 | 62 | 62 | 214314794
SLIMAIR | SHC18VE2AG | SHO18VE2AG |  | 18000 | 19000 | 21.8 | 12.5 | 10.7 | 2.3 | 64 | 69 | 214314795
AMERICAN STANDARD | 4TXK2509A10N0** | 4MXW2509A10N0** |  | 9100 | 11000 | 25 | 14.7 | 9.5 | 1.8 | 66 | 82 | 207629144
TRANE | 4TXK2509A10N0** | 4MXW2509A10N0** |  | 9100 | 11000 | 25 | 14.7 | 9.5 | 1.8 | 66 | 82 | 207629143
GREE | GWH09AGC-D3DNA1B/O | GWH09QC-D3DN***/I |  | 9100 | 11000 | 25 | 14.7 | 9.5 | 1.8 | 66 | 82 | 207318103
AMERICAN STANDARD | 4TXK2524A10N0** | 4MXW2524A10N0** |  | 22000 | 24000 | 24 | 13 | 9.5 | 1.8 | 65 | 83 | 207629152
TRANE | 4TXK2524A10N0** | 4MXW2524A10N0** |  | 22000 | 24000 | 24 | 13 | 9.5 | 1.8 | 65 | 83 | 207629151
GREE | GWH24AGE-D3DNA1A/O | GWH24QE-D3DN***/I |  | 22000 | 24000 | 24 | 13 | 9.5 | 1.8 | 65 | 83 | 207169058
GREE | 3VIR09HP230V1AO | 3VIR09HP230V1AH |  | 9100 | 11000 | 25 | 14.7 | 9.5 | 1.8 | 66 | 82 | 206839101
GREE | 3VIR24HP230V1AO | 3VIR24HP230V1AH |  | 22000 | 24000 | 24 | 13 | 9.5 | 1.8 | 65 | 83 | 206839098
GREE | 3VIR09HP230V1BO | 3VIR09HP230V1BH |  | 9100 | 10500 | 25.5 | 14.7 | 10.2 | 1.86 | 67 | 87 | 211755705
GREE | 3VIR09HP115V1BO | 3VIR09HP115V1BH |  | 9100 | 10000 | 27 | 14.55 | 10 | 1.87 | 70 | 99 | 211755703
TOSOT | TW09HXP2A1DO | TW09HXP2A1DI |  | 9100 | 10500 | 25.5 | 14.7 | 10.2 | 1.86 | 67 | 87 | 211177520
TOSOT | TW09HXP2A1AO | TW09HXP2A1AI |  | 9100 | 10000 | 27 | 14.55 | 10 | 1.87 | 70 | 99 | 211177518
TOSOT | TWH09AG25A2DO | TWH09AG25A2DI |  | 9100 | 10500 | 25.5 | 14.7 | 10.2 | 1.86 | 67 | 87 | 210485384
TOSOT | TWH09AG25A2AO | TWH09AG25A2AI |  | 9100 | 10000 | 27 | 14.55 | 10 | 1.87 | 70 | 99 | 210485383
GREE | 3VIR09HP230V1BO | 3VIR09HP230V1AH |  | 9100 | 10500 | 25.5 | 14.7 | 10.2 | 1.86 | 67 | 87 | 210278967
GREE | 3VIR09HP115V1BO | 3VIR09HP115V1AH |  | 9100 | 10000 | 27 | 14.55 | 10 | 1.87 | 70 | 99 | 210278966
KINGHOME | KW09HQ25SAO | KW09HQ25SAI |  | 9100 | 10000 | 27 | 14.55 | 10 | 1.87 | 70 | 99 | 209847250
KINGHOME | KW09HQ25SDO | KW09HQ25SDI |  | 9100 | 10500 | 25.5 | 14.7 | 10.2 | 1.86 | 67 | 87 | 209847249
GREE | GWH09AGCXD-A3DNA1A/O | GWH09QCXD-A3DN***/I |  | 9100 | 10000 | 27 | 14.55 | 10 | 1.87 | 70 | 99 | 209248931
AC PRO.COM | AWH09AGCXD-A3DNA1A/O | AWH09QCXD-A3DNB8A/I |  | 9100 | 10000 | 27 | 14.55 | 10 | 1.87 | 70 | 99 | 210838006
ACD | PUD09KCH25S-O | PUD09KCH25S-I |  | 9100 | 10500 | 25.5 | 14.7 | 10.2 | 1.86 | 67 | 87 | 210534142
GREE | GWH09AGCXD-D3DNA1A/O | GWH09AFCXD-D3DN***/I |  | 9100 | 10500 | 25.5 | 14.7 | 10.2 | 1.86 | 67 | 87 | 209248930
AIR TECH | ATSO09NAMG2 | ATSW09NAMG2 |  | 9100 | 10500 | 25.5 | 14.7 | 10.2 | 1.86 | 67 | 87 | 214010065
AireForce | GXH09(2.6)LSK4DH2 | GHH09(2.6)LUK4DH2 |  | 9100 | 10500 | 25.5 | 14.7 | 10.2 | 1.86 | 67 | 87 | 211635186
AC PRO.COM | AWH09AGCXD-D3DNA1A/O | AWH09QCXD-D3DNB8A/I |  | 9100 | 10500 | 25.5 | 14.7 | 10.2 | 1.86 | 67 | 87 | 210838007
GIBSON | GXH09(2.6)LSK4DH2 | GHH09(2.6)LUK4DH2 |  | 9100 | 10500 | 25.5 | 14.7 | 10.2 | 1.86 | 67 | 87 | 210534170
AIRTEMP | GXH09(2.6)LSK4DH2 | GHH09(2.6)LUK4DH2 |  | 9100 | 10500 | 25.5 | 14.7 | 10.2 | 1.86 | 67 | 87 | 210534161
GREE | GWH09AGCXD-D3DNA1A/O | GWH09QCXD-D3DN***/I |  | 9100 | 10500 | 25.5 | 14.7 | 10.2 | 1.86 | 67 | 87 | 209248929
DIYCOOL | SC-09ZGLD-HP230 | SC-09WGLD-HP230 |  | 9100 | 10500 | 25.5 | 14.7 | 10.2 | 1.86 | 67 | 87 | 208650750
Stealth Comfort | SC-09ZGLD-HP230 | SC-09WGLD-HP230 |  | 9100 | 10500 | 25.5 | 14.7 | 10.2 | 1.86 | 67 | 87 | 208650759
BOREAL | KULA09HPJ1OB | KULA09HPJ1IB |  | 9100 | 10500 | 25.5 | 14.7 | 10.2 | 1.86 | 67 | 87 | 213829842
1HVAC | SC-09ZGLD-HP230 | SC-09WGLD-HP230 |  | 9100 | 10500 | 25.5 | 14.7 | 10.2 | 1.86 | 67 | 87 | 208650732
WABBAN | BB09HXP2A1DO | BB09HXP2A1DI |  | 9100 | 10500 | 25.5 | 14.7 | 10.2 | 1.86 | 67 | 87 | 210627716
ACIQ | SC-09ZGLD-HP230 | SC-09WGLD-HP230 |  | 9100 | 10500 | 25.5 | 14.7 | 10.2 | 1.86 | 67 | 87 | 208650741
GREE | GWH09AGCXD-D3DNA1A/O | GWH09AGCXD-D3DN***/I |  | 9100 | 10500 | 25.5 | 14.7 | 10.2 | 1.86 | 67 | 87 | 207708810
GREE | GWH09AGCXD-A3DNA1A/O | GWH09AGCXD-A3DN***/I |  | 9100 | 10000 | 27 | 14.55 | 10 | 1.87 | 70 | 99 | 207708809
BOREAL | KULA09HPL1OB | KULA09HPL1IB |  | 9100 | 10000 | 27 | 14.55 | 10 | 1.87 | 70 | 99 | 213829841
Impecca | ISAS-0921 | ISAS-IW90 |  | 9100 | 10000 | 26.5 | 14 | 10 | 1.88 | 70 | 90 | 207615701
GREE | GWH09AGC-A3DNA1A/O | GWH09AFC-A3DN**A/I |  | 9100 | 10000 | 26.5 | 14 | 10 | 1.88 | 70 | 90 | 207318105
GREE | GWH18YE-D3DNA1A/O | GWH18AFE-D3DN***/I |  | 18000 | 18000 | 22 | 13.5 | 10 | 1.8 | 79 | 111 | 207096511
GREE | GWH24YE-D3DNA1A/O | GWH24AFE-D3DN***/I |  | 22000 | 24000 | 21.5 | 13 | 9.5 | 1.9 | 65 | 100 | 207094533
Impecca | ISAS-2421 | ISAS-IW244 |  | 22000 | 24000 | 21.5 | 13 | 9.5 | 1.9 | 65 | 100 | 207615702
GREE | 3VIR09HP115V1AO | 3VIR09HP115V1AH |  | 9100 | 10000 | 26.5 | 14 | 10 | 1.88 | 70 | 90 | 206839102
GREE | GWH09AGC-A3DNA1A/O | GWH09QC-A3DN***/I |  | 9100 | 10000 | 26.5 | 14 | 10 | 1.88 | 70 | 90 | 206724946
LBG Products | LBH09AWO | LBH09AWI |  | 9100 | 10000 | 26.5 | 14 | 10 | 1.88 | 70 | 90 | 206726728
GREE | GWH09AGC-A3DNA1A/O | GWH09AGC-A3DN***/I |  | 9100 | 10000 | 26.5 | 14 | 10 | 1.88 | 70 | 90 | 206717629
ForestAir | FGH-09ES/E25-O | FGH-09ES/E25-I |  | 9100 | 11000 | 25 | 14.7 | 9.5 | 1.8 | 66 | 82 | 211624983
GREE | GWH09AGC-D3DNA1B/O | GWH09AGC-D3DN***/I |  | 9100 | 11000 | 25 | 14.7 | 9.5 | 1.8 | 66 | 82 | 206395963
ForestAir | FGH-24ES/E25-O | FGH-24ES/E25-I |  | 22000 | 24000 | 24 | 13 | 9.5 | 1.8 | 65 | 83 | 211624984
GREE | GWH24AGE-D3DNA1A/O | GWH24AGE-D3DN***/I |  | 22000 | 24000 | 24 | 13 | 9.5 | 1.8 | 65 | 83 | 206335352
KINGHOME | KW24HQ3D6DO | KW24HQ3D6DI |  | 22000 | 24000 | 21.5 | 13 | 9.5 | 1.9 | 65 | 100 | 203498481
KINGHOME | KW18HQ3D6DO | KW18HQ3D6DI |  | 18000 | 18000 | 22 | 13.5 | 10 | 1.8 | 79 | 111 | 203493071
LENNOX | LI018HO-380P432 | LI018HI-380P432 |  | 18000 | 18000 | 22 | 13.5 | 10 | 1.8 | 79 | 111 | 208917517
Stealth Comfort | SC-18ZPL-HP230 | SC-18WPL-HP230 |  | 18000 | 18000 | 22 | 13.5 | 10 | 1.8 | 79 | 111 | 208650755
DIYCOOL | SC-18ZPL-HP230 | SC-18WPL-HP230 |  | 18000 | 18000 | 22 | 13.5 | 10 | 1.8 | 79 | 111 | 208650746
ACIQ | SC-18ZPL-HP230 | SC-18WPL-HP230 |  | 18000 | 18000 | 22 | 13.5 | 10 | 1.8 | 79 | 111 | 208650737
1HVAC | SC-18ZPL-HP230 | SC-18WPL-HP230 |  | 18000 | 18000 | 22 | 13.5 | 10 | 1.8 | 79 | 111 | 208650728
GREE | GWH18YE-D3DNA1A/O | GWH18ACE-D3DN***/I |  | 18000 | 18000 | 22 | 13.5 | 10 | 1.8 | 79 | 111 | 10318079
LENNOX | LI024HO-380P432 | LI024HI-380P432 |  | 22000 | 24000 | 21.5 | 13 | 9.5 | 1.9 | 65 | 100 | 208917519
Stealth Comfort | SC-24ZPL-HP230 | SC-24WPL-HP230 |  | 22000 | 24000 | 21.5 | 13 | 9.5 | 1.9 | 65 | 100 | 208650756
DIYCOOL | SC-24ZPL-HP230 | SC-24WPL-HP230 |  | 22000 | 24000 | 21.5 | 13 | 9.5 | 1.9 | 65 | 100 | 208650747
ACIQ | SC-24ZPL-HP230 | SC-24WPL-HP230 |  | 22000 | 24000 | 21.5 | 13 | 9.5 | 1.9 | 65 | 100 | 208650738
1HVAC | SC-24ZPL-HP230 | SC-24WPL-HP230 |  | 22000 | 24000 | 21.5 | 13 | 9.5 | 1.9 | 65 | 100 | 208650729
GREE | GWH24YE-D3DNA1A/O | GWH24ACE-D3DN***/I |  | 22000 | 24000 | 21.5 | 13 | 9.5 | 1.9 | 65 | 100 | 10203163
GREE | SAP24HP230V1AO | SAP24HP230V1AH |  | 22000 | 24000 | 21.5 | 13 | 9.5 | 1.9 | 65 | 100 | 10157571
GREE | SAP18HP230V1AO | SAP18HP230V1AH |  | 18000 | 18000 | 22 | 13.5 | 10 | 1.8 | 79 | 111 | 10157570
TOSOT | TW24HQ3D6DO | TW24HQ3D6DI |  | 22000 | 24000 | 21.5 | 13 | 9.5 | 1.9 | 65 | 100 | 10062021
TOSOT | TW18HQ3D6DO | TW18HQ3D6DI |  | 18000 | 18000 | 22 | 13.5 | 10 | 1.8 | 79 | 111 | 10062020
INNOVAIR | EIN24H2V32(O) | EIN24H2V32(I) |  | 22000 | 24000 | 21.5 | 13 | 9.5 | 1.9 | 65 | 100 | 206330210
BLUERIDGE | BMKH2422/O | BMKH2422/I |  | 22000 | 24000 | 21.5 | 13 | 9.5 | 1.9 | 65 | 100 | 205968031
GREE | GWH24YE-D3DNA1A/O | GWH24AAE-D3DN***/I |  | 22000 | 24000 | 21.5 | 13 | 9.5 | 1.9 | 65 | 100 | 9123256
FOREST AIR | FGH-18ES/E-38-O | FGH-18ES/E-38-I |  | 18000 | 18000 | 22 | 13.5 | 10 | 1.8 | 79 | 111 | 206720377
INNOVAIR | EIN18H2V32(O) | EIN18H2V32(I) |  | 18000 | 18000 | 22 | 13.5 | 10 | 1.8 | 79 | 111 | 206330209
BLUERIDGE | BMKH1824/O | BMKH1824/I |  | 18000 | 18000 | 22 | 13.5 | 10 | 1.8 | 79 | 111 | 205968029
GREE | GWH18YE-D3DNA1A/O | GWH18AAE-D3DN***/I |  | 18000 | 18000 | 22 | 13.5 | 10 | 1.8 | 79 | 111 | 9114294
ACD | UHD24KCH22S-O | UHD24KCH22SB-I |  | 22000 | 24000 | 21.5 | 13 | 9.5 | 1.9 | 65 | 100 | 211749868
ACD | UHD24KCH22S-O | UHD24KCH22S-I |  | 22000 | 24000 | 21.5 | 13 | 9.5 | 1.9 | 65 | 100 | 202132789
WABBAN | BB24HQ3D6DO | BB24HQ3D6DI |  | 22000 | 24000 | 21.5 | 13 | 9.5 | 1.9 | 65 | 100 | 201903175
AC PRO.COM | AWH24YE-D3DNA1A/O | AWH24QE-D3DN***/I |  | 22000 | 24000 | 21.5 | 13 | 9.5 | 1.9 | 65 | 100 | 10569076
GREE | GWH24YE-D3DNA1A/O | GWH24QE-D3DN***/I |  | 22000 | 24000 | 21.5 | 13 | 9.5 | 1.9 | 65 | 100 | 9102794
AMERICAN STANDARD | 4TXK3824A10NU** | 4MXW3824A10NU** |  | 22000 | 24000 | 21.5 | 13 | 9.5 | 1.9 | 65 | 100 | 9150128
TRANE | 4TXK3824A10NU** | 4MXW3824A10NU** |  | 22000 | 24000 | 21.5 | 13 | 9.5 | 1.9 | 65 | 100 | 9150127
GREE | GWH24YE-D3DNA1A/O | GWH24YE-D3DN***/I |  | 22000 | 24000 | 21.5 | 13 | 9.5 | 1.9 | 65 | 100 | 9102793
ACD | UHD18KCH25S-O | UHD18KCH25SB-I |  | 18000 | 18000 | 22 | 13.5 | 10 | 1.8 | 79 | 111 | 211749867
MAX-R | MAX-R 18K35 GR38 (OUT) | MAX-R 18K35 GR38 (INT) |  | 18000 | 18000 | 22 | 13.5 | 10 | 1.8 | 79 | 111 | 205982980
ACD | UHD18KCH25S-O | UHD18KCH25S-I |  | 18000 | 18000 | 22 | 13.5 | 10 | 1.8 | 79 | 111 | 202110485
WABBAN | BB18HQ3D6DO | BB18HQ3D6DI |  | 18000 | 18000 | 22 | 13.5 | 10 | 1.8 | 79 | 111 | 201903174
AC PRO.COM | AWH18YE-D3DNA1A/O | AWH18QE-D3DN***/I |  | 18000 | 18000 | 22 | 13.5 | 10 | 1.8 | 79 | 111 | 10569075
GREE | GWH18YE-D3DNA1A/O | GWH18QE-D3DN***/I |  | 18000 | 18000 | 22 | 13.5 | 10 | 1.8 | 79 | 111 | 9102074
GREE | GWH18YE-D3DNA1A/O | GWH18YE-D3DN***/I |  | 18000 | 18000 | 22 | 13.5 | 10 | 1.8 | 79 | 111 | 9102073
TRANE | 4TXK3818A10NU** | 4MXW3818A10NU** |  | 18000 | 18000 | 22 | 13.5 | 10 | 1.8 | 79 | 111 | 9150125
AMERICAN STANDARD | 4TXK3818A10NU** | 4MXW3818A10NU** |  | 18000 | 18000 | 22 | 13.5 | 10 | 1.8 | 79 | 111 | 9150126
NG Trade | OMEGA120E | IMEGA120E |  | 12000 | 12000 | 22.7 | 12.5 | 10.4 | 2.06 | 74 | 56 | 214377797
GREE | GWH09ACD-D3DNA1A/O | GWH09AFD-D3DN***/I |  | 9000 | 9000 | 27 | 16.6 | 11 | 1.91 | 89 | 144 | 206839104
INNOVAIR | EIN10H2V32(O) | EIN10H2V32(I) |  | 9000 | 9000 | 27 | 16.6 | 11 | 1.91 | 89 | 144 | 206330207
GREE | GWH09ACD-D3DNA1A/O | GWH09AAD-D3DN***/I |  | 9000 | 9000 | 27 | 16.6 | 11 | 1.91 | 89 | 144 | 204325176
BLUERIDGE | BMKH0938/O | BMKH0938/I |  | 9000 | 9000 | 27 | 16.6 | 11 | 1.91 | 89 | 144 | 205968027
KINGHOME | KW09HQ3D6DO | KW09HQ3D6DI |  | 9000 | 9000 | 27 | 16.6 | 11 | 1.91 | 89 | 144 | 203493069
AMERICAN STANDARD | 4TXK3809B10NU** | 4MXW3809B10NU** |  | 9000 | 9000 | 27 | 16.6 | 11 | 1.91 | 89 | 144 | 204340355
TRANE | 4TXK3809B10NU** | 4MXW3809B10NU** |  | 9000 | 9000 | 27 | 16.6 | 11 | 1.91 | 89 | 144 | 204340354
GREE | GWH09ACD-D3DNA1A/O | GWH09YD-D3DN***/I |  | 9000 | 9000 | 27 | 16.6 | 11 | 1.91 | 89 | 144 | 202373830
ACD | UHD09KCH38SB-O | UHD09KCH38SC-I |  | 9000 | 9000 | 27 | 16.6 | 11 | 1.91 | 89 | 144 | 211749865
AC PRO.COM | AWH09ACD-D3DNA1A/O | AWH09QD-D3DND6B/I |  | 9000 | 9000 | 27 | 16.6 | 11 | 1.91 | 89 | 144 | 202409833
ACD | UHD09KCH38SB-O | UHD09KCH38SB-I |  | 9000 | 9000 | 27 | 16.6 | 11 | 1.91 | 89 | 144 | 202409832
WABBAN | BB09HQ4D6DO | BB09HQ4D6DI |  | 9000 | 9000 | 27 | 16.6 | 11 | 1.91 | 89 | 144 | 202409831
GREE | GWH09ACD-D3DNA1A/O | GWH09QD-D3DN***/I |  | 9000 | 9000 | 27 | 16.6 | 11 | 1.91 | 89 | 144 | 202360989
LENNOX | LI009HO-380P432 | LI009HI-380P432 |  | 9000 | 9000 | 27 | 16.6 | 11 | 1.91 | 89 | 144 | 208917513
Stealth Comfort | SC-09ZPL-HP230 | SC-09WPL-HP230 |  | 9000 | 9000 | 27 | 16.6 | 11 | 1.91 | 89 | 144 | 208650753
DIYCOOL | SC-09ZPL-HP230 | SC-09WPL-HP230 |  | 9000 | 9000 | 27 | 16.6 | 11 | 1.91 | 89 | 144 | 208650744
ACIQ | SC-09ZPL-HP230 | SC-09WPL-HP230 |  | 9000 | 9000 | 27 | 16.6 | 11 | 1.91 | 89 | 144 | 208650735
1HVAC | SC-09ZPL-HP230 | SC-09WPL-HP230 |  | 9000 | 9000 | 27 | 16.6 | 11 | 1.91 | 89 | 144 | 208650726
GREE | GWH09ACD-D3DNA1A/O | GWH09ACD-D3DN***/I |  | 9000 | 9000 | 27 | 16.6 | 11 | 1.91 | 89 | 144 | 10318077
GREE | SAP09HP230V1AO | SAP09HP230V1AH |  | 9000 | 9000 | 27 | 16.6 | 11 | 1.91 | 89 | 144 | 10149900
TOSOT | TW09HQ3D6DO | TW09HQ3D6DI |  | 9000 | 9000 | 27 | 16.6 | 11 | 1.91 | 89 | 144 | 10062018
GREE | 3VIR24HP230V1BO | 3VIR24HP230V1BH |  | 22000 | 24000 | 24.5 | 13.1 | 9.5 | 1.8 | 63 | 83 | 211755708
TOSOT | TW24HXP2A1DO | TW24HXP2A1DI |  | 22000 | 24000 | 24.5 | 13.1 | 9.5 | 1.75 | 63 | 67 | 211177523
TOSOT | TWH24AG25A2DO | TWH24AG25A2DI |  | 22000 | 24000 | 24.5 | 13.1 | 9.5 | 1.75 | 63 | 67 | 210485387
GREE | 3VIR24HP230V1BO | 3VIR24HP230V1AH |  | 22000 | 24000 | 24.5 | 13.1 | 9.5 | 1.75 | 63 | 67 | 210278968
AireForce | GXH24(7.0)LSK4DH2 | GHH24(7.0)LUK4DH2 |  | 22000 | 24000 | 24.5 | 13.1 | 9.5 | 1.75 | 63 | 67 | 211635189
AC PRO.COM | AWH24AGEXH-D3DNA1A/O | AWH24QEXH-D3DNB8A/I |  | 22000 | 24000 | 24.5 | 13.1 | 9.5 | 1.75 | 63 | 67 | 210838010
KINGHOME | KW24HQ25SDO | KW24HQ25SDI |  | 22000 | 24000 | 24.5 | 13.1 | 9.5 | 1.75 | 63 | 67 | 209847251
BOREAL | KULA24HPJ1OB | KULA24HPJ1IB |  | 22000 | 24000 | 24.5 | 13.1 | 9.5 | 1.75 | 63 | 67 | 213829840
GIBSON | GXH24(7.0)LSK4DH2 | GHH24(7.0)LUK4DH2 |  | 22000 | 24000 | 24.5 | 13.1 | 9.5 | 1.75 | 63 | 67 | 210534172
AIRTEMP | GXH24(7.0)LSK4DH2 | GHH24(7.0)LUK4DH2 |  | 22000 | 24000 | 24.5 | 13.1 | 9.5 | 1.75 | 63 | 67 | 210534163
ACIQ | SC-24ZGLD-HP230 | SC-24WGLD-HP230 |  | 22000 | 24000 | 24.5 | 13.1 | 9.5 | 1.75 | 63 | 67 | 208650740
LENNOX | LI024HO-250P432 | LI024HI-250P432 |  | 22000 | 24000 | 24.5 | 13.1 | 9.5 | 1.75 | 63 | 67 | 209399480
1HVAC | SC-24ZGLD-HP230 | SC-24WGLD-HP230 |  | 22000 | 24000 | 24.5 | 13.1 | 9.5 | 1.75 | 63 | 67 | 208650731
GREE | GWH24AGEXH-D3DNA1A/O | GWH24QEXH-D3DN***/I |  | 22000 | 24000 | 24.5 | 13.1 | 9.5 | 1.75 | 63 | 67 | 209397902
WABBAN | BB24HXP2A1DO | BB24HXP2A1DI |  | 22000 | 24000 | 24.5 | 13.1 | 9.5 | 1.75 | 63 | 67 | 210627718
DIYCOOL | SC-24ZGLD-HP230 | SC-24WGLD-HP230 |  | 22000 | 24000 | 24.5 | 13.1 | 9.5 | 1.75 | 63 | 67 | 208650749
Stealth Comfort | SC-24ZGLD-HP230 | SC-24WGLD-HP230 |  | 22000 | 24000 | 24.5 | 13.1 | 9.5 | 1.75 | 63 | 67 | 208650758
ACD | PUD24KCH24S-O | PUD24KCH24S-I |  | 22000 | 24000 | 24.5 | 13.1 | 9.5 | 1.75 | 63 | 67 | 210534144
GREE | GWH24AGEXH-D3DNA1A/O | GWH24*****-D3DN***/I |  | 22000 | 24000 | 24.5 | 13.1 | 9.5 | 1.75 | 63 | 67 | 207690460
FRIEDRICH | FPHFR18A3A | FPHFC18A3B |  | 18000 | 18800 | 20.5 | 12.5 | 10 | 2.36 | 64 | 70 | 205104719
FRIEDRICH | FPHFR12A3A | FPHFC12A3B |  | 12000 | 12000 | 20.5 | 12.5 | 9.5 | 2.3 | 63 | 71 | 205104716
HISENSE | AUW-09U3SS | ACT-09UR3SCA |  | 9000 | 10000 | 20.5 | 12.85 | 10 | 2.26 | 72 | 83 | 204835478
HISENSE | AUW-12U3SS | ACT-12UR3SCA |  | 12000 | 12000 | 20.5 | 12.5 | 9.5 | 2.3 | 63 | 71 | 204976793
HISENSE | AUW-18U3SF | ACT-18UR3SGB |  | 18000 | 18800 | 20.5 | 12.5 | 10 | 2.36 | 64 | 70 | 205013613
FRIEDRICH | FPHFR09A3A | FPHFC09A3B |  | 9000 | 10000 | 20.5 | 12.85 | 10 | 2.26 | 72 | 83 | 205048197
HAXXAIR | HVHSC-12T2D | HAHC-12T2D |  | 12000 | 12000 | 20.5 | 12.5 | 9.5 | 2.3 | 63 | 71 | 205921365
HAXXAIR | HVHSC-18T2D | HAHC-18T2D |  | 18000 | 18800 | 20.5 | 12.5 | 10 | 2.36 | 64 | 70 | 205921367
HISENSE | AUW-24U3SA | ACT-24UR3SGB |  | 24000 | 26000 | 18.5 | 12.5 | 10 | 2.2 | 73 | 73 | 203167189
FRIEDRICH | FPHFR24A3A | FPHFC24A3B |  | 24000 | 26000 | 18.5 | 12.5 | 10 | 2.2 | 73 | 73 | 205123805
AIR-CON | ASLCI4H4S09 | ASLEC4H4S09 |  | 9000 | 10000 | 20.5 | 12.85 | 10 | 2.26 | 72 | 83 | 205129515
AIR-CON | ASLCI4H4S24 | ASLEC4H4S24 |  | 24000 | 26000 | 18.5 | 12.5 | 10 | 2.2 | 73 | 73 | 205129521
AIR-CON | ASLCI4H4S12 | ASLEC4H4S12 |  | 12000 | 12000 | 20.5 | 12.5 | 9.5 | 2.3 | 63 | 71 | 205129518
AIR-CON | ASLCI4H4S18 | ASLEC4H4S18 |  | 18000 | 18800 | 20.5 | 12.5 | 10 | 2.36 | 64 | 70 | 205129519
HISENSE | AUW-18U3SF | AST-18UW3SBBTV00 |  | 18000 | 19000 | 22 | 13.1 | 9.6 | 2.3 | 63 | 70 | 207641266
HITACHI | RAS-2.0PNNBDH1 | RPK-2.0PNN1DH |  | 18000 | 19000 | 22 | 13.1 | 9.6 | 2.3 | 63 | 70 | 207656962
HITACHI | RAS-3.0PNNBDH1 | RCI-3.0PNN1DH |  | 24000 | 26000 | 18.5 | 12.5 | 10 | 2.2 | 73 | 73 | 206750857
HITACHI | RAS-2.0PNNBDH1 | RCI-2.0PNN1DH |  | 18000 | 18800 | 20.5 | 12.5 | 10 | 2.36 | 64 | 70 | 206750855
HITACHI | RAS-1.0PNNBDH1 | RCIM-1.0PNN1DH |  | 9000 | 10000 | 20.5 | 12.85 | 10 | 2.26 | 72 | 83 | 206750851
HITACHI | RAS-1.5PNNBDH1 | RCIM-1.5PNN1DH |  | 12000 | 12000 | 20.5 | 12.5 | 9.5 | 2.3 | 63 | 71 | 206750853
DIAL | 18000-UNI-O | 18000Z-CAS-I |  | 18000 | 18800 | 20.5 | 12.5 | 10 | 2.36 | 64 | 70 | 206838616
DIAL | 9000-UNI-O | 9000Z-CAS-I |  | 9000 | 10000 | 20.5 | 12.85 | 10 | 2.26 | 72 | 83 | 206838614
DIAL | 24000-UNI-O | 24000Z-CAS-I |  | 24000 | 26000 | 18.5 | 12.5 | 10 | 2.2 | 73 | 73 | 206838617
DIAL | 12000-UNI-O | 12000Z-CAS-I |  | 12000 | 12000 | 20.5 | 12.5 | 9.5 | 2.3 | 63 | 71 | 206838615
WESTINGHOUSE | WHU09SZA21S | WHU09CTA21S |  | 9000 | 10000 | 20.5 | 12.85 | 10 | 2.26 | 72 | 83 | 207237535
WESTINGHOUSE | WHU12SZA21S | WHU12CTA21S |  | 12000 | 12000 | 20.5 | 12.5 | 9.5 | 2.3 | 63 | 71 | 207237536
WESTINGHOUSE | WHU18SZA21S | WHU18CTA21S |  | 18000 | 18800 | 20.5 | 12.5 | 10 | 2.36 | 64 | 70 | 207237537
WESTINGHOUSE | WHU24SZA21S | WHU24CTA21S |  | 24000 | 26000 | 18.5 | 12.5 | 10 | 2.2 | 73 | 73 | 207237538
HISENSE | AUW-18U3SF | AST-18UW3SBBDL00 |  | 18000 | 19000 | 22 | 13.1 | 9.6 | 2.3 | 63 | 70 | 211302340
HISENSE | AUW-18U3SF | AST-18UW3SBB**00 |  | 18000 | 19000 | 22 | 13.1 | 9.6 | 2.3 | 63 | 70 | 212621377
DIAL | SZUN24WW230 | EMCA24CRE230 |  | 24000 | 26000 | 18.5 | 12.5 | 10 | 2.2 | 73 | 73 | 213350259
DIAL | SZUN12WW230 | EMCA12CRE230 |  | 12000 | 12000 | 20.5 | 12.5 | 9.5 | 2.3 | 63 | 71 | 213350260
DIAL | SZUN18WW230 | EMCA18CRE230 |  | 18000 | 18800 | 20.5 | 12.5 | 10 | 2.36 | 64 | 70 | 213350261
HISENSE | AST-2424TUO | AST-2424DLSI |  | 24000 | 24000 | 22.5 | 12.25 | 9.5 | 1.8 | 63 | 77 | 214091821
FRIEDRICH | FPHSR24A3B | FAHFW24A3A |  | 24000 | 24000 | 22.5 | 12.25 | 9.5 | 1.8 | 63 | 77 | 214091820
HISENSE | AST-24UW3TKN00 | AST-24UW3TKN**00 |  | 24000 | 24000 | 22.5 | 12.25 | 9.5 | 1.8 | 63 | 77 | 214081399
HISENSE | AST-24UW3TKB00 | AST-24UW3TKB**00 |  | 24000 | 24000 | 22.5 | 12.25 | 9.5 | 1.8 | 63 | 77 | 214081398
HISENSE | AS-24UW3SKKVT00 | AS-24UW3SKKVT00 |  | 24000 | 26000 | 21 | 12.5 | 10 | 1.75 | 60 | 70 | 213803155
HISENSE | AST-18UW3SBBDH01 | AST-18UW3SBBDH01 |  | 18000 | 19000 | 20.5 | 13.2 | 9.5 | 1.8 | 55 | 70 | 213803154
HISENSE | AST-12UW3SXEDH02 | AST-12UW3SXEDH02 |  | 12000 | 12000 | 23.5 | 12.7 | 9.5 | 2.05 | 57 | 70 | 213803153
HISENSE | AST-09UW3SXEDH01 | AST-09UW3SXEDH01 |  | 9000 | 10000 | 25.5 | 14.5 | 10.5 | 2.05 | 55 | 70 | 213803152
ICONIC AIR SOLUTION | ICOO18AK | IFOC18IK |  | 16000 | 19000 | 20.5 | 12.5 | 10.5 | 2.16 | 63 | 67 | 214389546
ICONIC AIR SOLUTION | ICOO12AK | IFOC12IK |  | 12000 | 12000 | 22.7 | 14 | 10 | 2.27 | 74 | 67 | 214389545
ICONIC AIR SOLUTION | ICOO09AJ | IFOH09IJ |  | 9000 | 10000 | 23 | 13.8 | 9.8 | 2.06 | 59 | 67 | 214389494
ICONIC AIR SOLUTION | ICOO12AJ | IFOH12IJ |  | 12000 | 12000 | 22.7 | 12.5 | 10.4 | 2.06 | 74 | 56 | 214389495
MDV | MOE30U-48HFN1-MP0(GA) | MUE-48HRFN1-M(C) |  | 48000 | 50000 | 18.9 | 9.3 | 10 | 1.85 | 58 | 70 | 207338209
MIDEA | DLCLRCH48AAK | DLFLFAH48XAK |  | 48000 | 50000 | 18.9 | 9.3 | 10 | 1.85 | 58 | 70 | 207683368
MIDEA | 38MBRCQ48AA3 | 40MBFQ48---3 |  | 48000 | 50000 | 18.9 | 9.3 | 10 | 1.85 | 58 | 70 | 207683319
PIONEER | YN048GMFI18RUE | UB048GMFILCFHD |  | 48000 | 50000 | 18.9 | 9.3 | 10 | 1.85 | 58 | 70 | 208121960
Star Air Kontrol | SAK-48CONS/220V | SAK-48CONS/220V |  | 48000 | 50000 | 18.9 | 9.3 | 10 | 1.85 | 58 | 70 | 213279889
THERMOCORE SYSTEMS | T4C18S-H248-C | T3C18S-H248-ED |  | 48000 | 50000 | 18.9 | 9.3 | 10 | 1.85 | 58 | 70 | 209549023
AC PRO.COM | AOE30U-48HFN1-MP0(GA) | AUE-48HRFN1-M(C) |  | 48000 | 50000 | 18.9 | 9.3 | 10 | 1.85 | 58 | 70 | 213867387
DIRECT AIR | DIRM-48LCDA25-1Z | DIRM-48HP-CF |  | 48000 | 50000 | 18.9 | 9.3 | 10 | 1.85 | 58 | 70 | 207743735
ZERO | ZSOV-48HDM-US | ZEV-48HDM-US |  | 48000 | 50000 | 18.9 | 9.3 | 10 | 1.85 | 58 | 70 | 212928566
BLUERIDGE | BMY48UC | BM48MFCC |  | 48000 | 50000 | 18.9 | 9.3 | 10 | 1.85 | 58 | 70 | 207571385
SMART COMFORT | DLCLRCH48AAK | DLFLFAH48XAK |  | 48000 | 50000 | 18.9 | 9.3 | 10 | 1.85 | 58 | 70 | 207683382
CTMorley | MOU-A48L-2 | MIU-A48LF-2 |  | 48000 | 50000 | 18.9 | 9.3 | 10 | 1.85 | 58 | 70 | 209843072
Cooper&Hunter | CH-N48LCU-230VO | CH-48LCFC-W |  | 48000 | 50000 | 18.9 | 9.3 | 10 | 1.85 | 58 | 70 | 213265592
MDV | MOE30U-36HFN1-M(GA) | MCD1-36HRFN1-M(GA) |  | 36000 | 40000 | 19.4 | 9.5 | 10.5 | 1.85 | 83 | 100 | 207338213
AIRQUEST | DLCLRCH48AAK | DLFLFAH48XAK |  | 48000 | 50000 | 18.9 | 9.3 | 10 | 1.85 | 58 | 70 | 207683389
KEEPRITE | DLCLRCH48AAK | DLFLFAH48XAK |  | 48000 | 50000 | 18.9 | 9.3 | 10 | 1.85 | 58 | 70 | 207683354
YONAN | YOE-48HFN1 | YUE-48HRFN1 |  | 48000 | 50000 | 18.9 | 9.3 | 10 | 1.85 | 58 | 70 | 208106987
LENNOX | LISH048000P431-D | LIUH048180P431-C |  | 48000 | 50000 | 18.9 | 9.3 | 10 | 1.85 | 58 | 70 | 207825603
Cooper&Hunter | CH-N48LCU-230VO | CH-48LCFC/I |  | 48000 | 50000 | 18.9 | 9.3 | 10 | 1.85 | 58 | 70 | 210799607
DAY & NIGHT | DLCLRCH48AAK | DLFLFAH48XAK |  | 48000 | 50000 | 18.9 | 9.3 | 10 | 1.85 | 58 | 70 | 207683340
COMFORTSTAR | CZP48CD(O) | FPA-48DU |  | 48000 | 50000 | 18.9 | 9.3 | 10 | 1.85 | 58 | 70 | 207658958
COMFORTMAKER | DLCLRCH48AAK | DLFLFAH48XAK |  | 48000 | 50000 | 18.9 | 9.3 | 10 | 1.85 | 58 | 70 | 207683333
C&H | CH-N48LCU-230VO | CH-48LCFC/I |  | 48000 | 50000 | 18.9 | 9.3 | 10 | 1.85 | 58 | 70 | 207742343
ECO-AIR | MOE30U-36HFN1-M(GA) | MCD1-36HRFN1-M(GA) |  | 36000 | 40000 | 19.4 | 9.5 | 10.5 | 1.85 | 83 | 100 | 211644072
TEMPSTAR | DLCLRCH48AAK | DLFLFAH48XAK |  | 48000 | 50000 | 18.9 | 9.3 | 10 | 1.85 | 58 | 70 | 207683375
Cooper&Hunter | CH-NHPR36LCU-230VO | CH-N36LCCT-230VI |  | 36000 | 40000 | 19.4 | 9.5 | 10.5 | 1.85 | 83 | 100 | 210799610
LPS Legacy | DLCLRCH48AAK | DLFLFAH48XAK |  | 48000 | 50000 | 18.9 | 9.3 | 10 | 1.85 | 58 | 70 | 211756559
STEALTH | ACIQ-36ZPL-HP230B | ACIQ-36CC-HH-MB |  | 36000 | 40000 | 19.4 | 9.5 | 10.5 | 1.85 | 83 | 100 | 212316189
KENMORE | DLCLRCH48AAK | DLFLFAH48XAK |  | 48000 | 50000 | 18.9 | 9.3 | 10 | 1.85 | 58 | 70 | 207683361
Cooper&Hunter | CH-NHPR36LCU-230VO | CH-36LCCT-W |  | 36000 | 40000 | 19.4 | 9.5 | 10.5 | 1.85 | 83 | 100 | 213265569
1HVAC | ACIQ-36ZPL-HP230B | ACIQ-36CC-HH-MB |  | 36000 | 40000 | 19.4 | 9.5 | 10.5 | 1.85 | 83 | 100 | 210857299
TRUST AIR CONDITIONERS | OUS48H/O4S41P | IUMFC48H/I41P |  | 48000 | 50000 | 18.9 | 9.3 | 10 | 1.85 | 58 | 70 | 208280163
Custom Comfort | CCOXHASZ36CHP | CCOXHA4C36 |  | 36000 | 40000 | 19.4 | 9.5 | 10.5 | 1.85 | 83 | 100 | 212365413
ARCOAIRE | DLCLRCH48AAK | DLFLFAH48XAK |  | 48000 | 50000 | 18.9 | 9.3 | 10 | 1.85 | 58 | 70 | 207683326
CLASSIC | MRSVHC48AS | MUVHC48S |  | 48000 | 50000 | 18.9 | 9.3 | 10 | 1.85 | 58 | 70 | 209843010
PolarWave | ACIQ-36ZPL-HP230B | ACIQ-36CC-HH-MB |  | 36000 | 40000 | 19.4 | 9.5 | 10.5 | 1.85 | 83 | 100 | 212316103
HEIL | DLCLRCH48AAK | DLFLFAH48XAK |  | 48000 | 50000 | 18.9 | 9.3 | 10 | 1.85 | 58 | 70 | 207683347
DIYCOOL | ACIQ-36ZPL-HP230B | ACIQ-36CC-HH-MB |  | 36000 | 40000 | 19.4 | 9.5 | 10.5 | 1.85 | 83 | 100 | 210857339
MIDEA | MOE30U-48HFN1-MP0(GA) | MUE-48HRFN1-M(C) |  | 48000 | 50000 | 18.9 | 9.3 | 10 | 1.85 | 58 | 70 | 207821943
BRYANT | 38MBRCQ48AA3 | 40MBFQ48---3 |  | 48000 | 50000 | 18.9 | 9.3 | 10 | 1.85 | 58 | 70 | 207683298
Alsetria | MOE30U-36HFN1-M(GA) | MCD1-36HRFN1-M(GA) |  | 36000 | 40000 | 19.4 | 9.5 | 10.5 | 1.85 | 83 | 100 | 211644047
TEMP SHIFT | TSMOE30U36HFN1M(GA) | TSMCD136HRFN1M(GA) |  | 36000 | 40000 | 19.4 | 9.5 | 10.5 | 1.85 | 83 | 100 | 213479383
TGM | MRSVHT48AS | MUVHT48S |  | 48000 | 50000 | 18.9 | 9.3 | 10 | 1.85 | 58 | 70 | 209843026
CIAC | CM43BX048-H3N2H | CF43BX048-M3N1H |  | 48000 | 50000 | 18.9 | 9.3 | 10 | 1.85 | 58 | 70 | 213927682
ACIQ | ACIQ-36ZPL-HP230B | ACIQ-36CC-HH-MB |  | 36000 | 40000 | 19.4 | 9.5 | 10.5 | 1.85 | 83 | 100 | 210857319
LBG Products | LUHB48DO | LUHB48DZDI |  | 48000 | 50000 | 18.9 | 9.3 | 10 | 1.85 | 58 | 70 | 208130824
Mitsutomo | HO-SZ36-BB-Q | HC-UZ36-BB-Q |  | 36000 | 40000 | 19.4 | 9.5 | 10.5 | 1.85 | 83 | 100 | 214056574
MIDEA | MOE30U-42HFN1-MP0(GA) | MUE-42HRFN1-M(C) |  | 48000 | 50000 | 18.9 | 9.3 | 10 | 1.85 | 58 | 70 | 212528019
TRUST AIR CONDITIONERS | OAH36H/O4S41P | IUMC436H/I41P |  | 36000 | 40000 | 19.4 | 9.5 | 10.5 | 1.85 | 83 | 100 | 208280093
CTMorley | MOU-A36LH-2 | MIU-A36LC-2 |  | 36000 | 40000 | 19.4 | 9.5 | 10.5 | 1.85 | 83 | 100 | 209843075
Weathermaker | 38MBRCQ48AA3 | 40MBFQ48---3 |  | 48000 | 50000 | 18.9 | 9.3 | 10 | 1.85 | 58 | 70 | 207683312
MOOVAIR | DMA36HOS28230E8 | DUA36HICU230X5 |  | 36000 | 40000 | 19.4 | 9.5 | 10.5 | 1.85 | 83 | 100 | 207742512
KLIMAIRE | KSIR048-H218-2 | KFUF048-H2G1 |  | 48000 | 50000 | 18.9 | 9.3 | 10 | 1.85 | 58 | 70 | 209862179
COMFORTSTAR | CHF36CD(O) | TIP-36 |  | 36000 | 40000 | 19.4 | 9.5 | 10.5 | 1.85 | 83 | 100 | 207658953
LBG Products | LUUHB36DO | LUHB36DSI |  | 36000 | 40000 | 19.4 | 9.5 | 10.5 | 1.85 | 83 | 100 | 208130835
CARRIER | 38MBRCQ48AA3 | 40MBFQ48---3 |  | 48000 | 50000 | 18.9 | 9.3 | 10 | 1.85 | 58 | 70 | 207683291
C&H | CH-NHPR36LCU-230VO | CH-N36LCCT-230VI |  | 36000 | 40000 | 19.4 | 9.5 | 10.5 | 1.85 | 83 | 100 | 207742346
PAYNE | 38MBRCQ48AA3 | 40MBFQ48---3 |  | 48000 | 50000 | 18.9 | 9.3 | 10 | 1.85 | 58 | 70 | 207683305
ELIOS | DEA36HOS28230E8 | DUA36HICU230X5 |  | 36000 | 40000 | 19.4 | 9.5 | 10.5 | 1.85 | 83 | 100 | 207742443
SEA BREEZE+ | CSZ36H424ZMO | CA36H424ZMI |  | 36000 | 40000 | 19.4 | 9.5 | 10.5 | 1.85 | 83 | 100 | 208128274
Multi MFG | MSH-36HD-A | 36CCHP0-C-M-A |  | 36000 | 40000 | 19.4 | 9.5 | 10.5 | 1.85 | 83 | 100 | 214232446
MDV | MOD30-24HFN1-MU0W | MCD1-24HRFN1-MT0W(GA) |  | 24000 | 25000 | 20.5 | 11 | 11.5 | 2 | 84 | 103 | 207338219
LPS Legacy | DLCSRBH24AAK | DLFSCBH24XAK |  | 24000 | 25000 | 20.5 | 11 | 11.5 | 2 | 84 | 103 | 211756560
ARCOAIRE | DLCSRBH24AAK | DLFSCBH24XAK |  | 24000 | 25000 | 20.5 | 11 | 11.5 | 2 | 84 | 103 | 207683327
KEEPRITE | DLCSRBH24AAK | DLFSCBH24XAK |  | 24000 | 25000 | 20.5 | 11 | 11.5 | 2 | 84 | 103 | 207683355
Breeze33 | BZ33-HYP24OUT2-G2-P | BZ33-CASS24-G2-P |  | 24000 | 25000 | 20.5 | 11 | 11.5 | 2 | 84 | 103 | 207862078
MOOVAIR | DMA24HOS28230E8 | DUA24HICU230X5 |  | 24000 | 25000 | 20.5 | 11 | 11.5 | 2 | 84 | 103 | 207742511
LENNOX | MLB024S4S-1P | M33C024S4-1P |  | 24000 | 25000 | 20.5 | 11 | 11.5 | 2 | 84 | 103 | 207683534
EMI | MHSZ124DA | MHCAS24DA |  | 24000 | 25000 | 20.5 | 11 | 11.5 | 2 | 84 | 103 | 208121931
ECO-AIR | MOD30-24HFN1-MU0W | MCD1-24HRFN1-MT0W(GA) |  | 24000 | 25000 | 20.5 | 11 | 11.5 | 2 | 84 | 103 | 211644071
KARDA | 3KARDA24SZO | 3KARDA24UVC |  | 24000 | 25000 | 20.5 | 11 | 11.5 | 2 | 84 | 103 | 207796643
SENVILLE | SENA/24HF/OQ | SENA/24HF/ICQ |  | 24000 | 25000 | 20.5 | 11 | 11.5 | 2 | 84 | 103 | 207641344
COMFORT-AIRE | A-VMH24SV-1 | B-VMH24CV-1 |  | 24000 | 25000 | 20.5 | 11 | 11.5 | 2 | 84 | 103 | 207657392
TEMPSTAR | DLCSRBH24AAK | DLFSCBH24XAK |  | 24000 | 25000 | 20.5 | 11 | 11.5 | 2 | 84 | 103 | 207683376
TRUST AIR CONDITIONERS | OAH24H/O4S4P | IUMC424H/I41P |  | 24000 | 25000 | 20.5 | 11 | 11.5 | 2 | 84 | 103 | 208816925
Weathermaker | 38MARBQ24AA3 | 40MBCAQ24XA3 |  | 24000 | 25000 | 20.5 | 11 | 11.5 | 2 | 84 | 103 | 207683313
ELIOS | DEA24HOS28230E8 | DUA24HICU230X5 |  | 24000 | 25000 | 20.5 | 11 | 11.5 | 2 | 84 | 103 | 207742442
MDV | MOE30U-48HFN1-MP0(GA)-L | MUE-48HRFN1-M(C) |  | 48000 | 50000 | 18.9 | 9.1 | 9.7 | 1.85 | 58 | 70 | 207658600
KENMORE | DLCSRBH24AAK | DLFSCBH24XAK |  | 24000 | 25000 | 20.5 | 11 | 11.5 | 2 | 84 | 103 | 207683362
Cooper&Hunter | CH-HPR24-230VO | CH-24MCT-W |  | 24000 | 25000 | 20.5 | 11 | 11.5 | 2 | 84 | 103 | 213265567
LBG Products | LBHB24DVWO | LMHB24DSI |  | 24000 | 25000 | 20.5 | 11 | 11.5 | 2 | 84 | 103 | 208130834
C&H | CH-HPR24-230VO | CH-N24MSPHCT-230VI |  | 24000 | 25000 | 20.5 | 11 | 11.5 | 2 | 84 | 103 | 207742335
Mitsutomo | HO-SZ24-AB-Q | HC-UZ24-AB-Q |  | 24000 | 25000 | 20.5 | 11 | 11.5 | 2 | 84 | 103 | 214056565
HEIL | DLCSRBH24AAK | DLFSCBH24XAK |  | 24000 | 25000 | 20.5 | 11 | 11.5 | 2 | 84 | 103 | 207683348
AIRQUEST | DLCSRBH24AAK | DLFSCBH24XAK |  | 24000 | 25000 | 20.5 | 11 | 11.5 | 2 | 84 | 103 | 207683390
DIAMONDAIR | D2024SHO2 | DF2024CI2 |  | 24000 | 25000 | 20.5 | 11 | 11.5 | 2 | 84 | 103 | 210857272
LENNOX | MPC048S4S-1P | MCFA048S4-2P |  | 48000 | 50000 | 18.9 | 9.1 | 9.7 | 1.85 | 58 | 70 | 207683513
TEMP SHIFT | TSMOD3024HFN1MU0W | TSMCD124HRFN1MT0W(GA) |  | 24000 | 25000 | 20.5 | 11 | 11.5 | 2 | 84 | 103 | 213479382
LENNOX | MPC048S4S-1P | MCFA048S4* |  | 48000 | 50000 | 18.9 | 9.1 | 9.7 | 1.85 | 58 | 70 | 210665620
LENNOX | MPC048S4S-1P | MCFA048S4-*P |  | 48000 | 50000 | 18.9 | 9.1 | 9.7 | 1.85 | 58 | 70 | 211034433
MIDEA | DLCSRBH24AAK | DLFSCBH24XAK |  | 24000 | 25000 | 20.5 | 11 | 11.5 | 2 | 84 | 103 | 207683369
Kepler | ODUMOD30-24HFN1MU0W | IDUMCD1-24HRFN1-MT0W(GA) |  | 24000 | 25000 | 20.5 | 11 | 11.5 | 2 | 84 | 103 | 214377774
MIDEA | 38MARBQ24AA3 | 40MBCAQ24XA3 |  | 24000 | 25000 | 20.5 | 11 | 11.5 | 2 | 84 | 103 | 207683320
PERFECTAIRE | 3PAMSHH24-SZO | 3PAMSCH24 |  | 24000 | 25000 | 20.5 | 11 | 11.5 | 2 | 84 | 103 | 207796635
KERR | A-KMH24SV-1 | B-KMH24CV-1 |  | 24000 | 25000 | 20.5 | 11 | 11.5 | 2 | 84 | 103 | 210568248
COMFORTSTAR | CHF24CD(O) | TIP-24 |  | 24000 | 25000 | 20.5 | 11 | 11.5 | 2 | 84 | 103 | 207658952
CARRIER | 38MARBQ24AA3 | 40MBCAQ24XA3 |  | 24000 | 25000 | 20.5 | 11 | 11.5 | 2 | 84 | 103 | 207683292
Cooper&Hunter | CH-HPR24-230VO | CH-N24MSPHCT-230VI |  | 24000 | 25000 | 20.5 | 11 | 11.5 | 2 | 84 | 103 | 210799599
Alsetria | MOD30-24HFN1-MU0W | MCD1-24HRFN1-MT0W(GA) |  | 24000 | 25000 | 20.5 | 11 | 11.5 | 2 | 84 | 103 | 211644046
KLIMAIRE | KSIH024-H220-O-2 | KTIS24-H2 |  | 24000 | 25000 | 20.5 | 11 | 11.5 | 2 | 84 | 103 | 212316044
KERR | A-KMH24SV-1 | C-VMH24CV-1 |  | 24000 | 25000 | 20.5 | 11 | 11.5 | 2 | 84 | 103 | 207657400
BRYANT | 38MARBQ24AA3 | 40MBCAQ24XA3 |  | 24000 | 25000 | 20.5 | 11 | 11.5 | 2 | 84 | 103 | 207683299
DAY & NIGHT | DLCSRBH24AAK | DLFSCBH24XAK |  | 24000 | 25000 | 20.5 | 11 | 11.5 | 2 | 84 | 103 | 207683341
Custom Comfort | CCOXHASZ24HP | CCOXHA4C24 |  | 24000 | 25000 | 20.5 | 11 | 11.5 | 2 | 84 | 103 | 212365412
PAYNE | 38MARBQ24AA3 | 40MBCAQ24XA3 |  | 24000 | 25000 | 20.5 | 11 | 11.5 | 2 | 84 | 103 | 207683306
BOSCH | BMS500-AAS024-1CSXHC | BMS500-AAU024-1AHCXC |  | 24000 | 25000 | 20.5 | 11 | 11.5 | 2 | 84 | 103 | 207760018
DIRECT AIR | DIRM-24HXPRO28-1Z | DIRM-24HP-CA |  | 24000 | 25000 | 20.5 | 11 | 11.5 | 2 | 84 | 103 | 207743744
Breeze33 | HSZ24H424ZMO | CA24H424ZMI |  | 24000 | 25000 | 20.5 | 11 | 11.5 | 2 | 84 | 103 | 211277593
Durastar | DRA1H24S1A | DRAC24F1B |  | 24000 | 25000 | 20.5 | 11 | 11.5 | 2 | 84 | 103 | 210568114
CTMorley | MOU-A24H-2 | MIU-A24C-2 |  | 24000 | 25000 | 20.5 | 11 | 11.5 | 2 | 84 | 103 | 209843064
SEA BREEZE+ | HSZ24H424ZMO | CA24H424ZMI |  | 24000 | 25000 | 20.5 | 11 | 11.5 | 2 | 84 | 103 | 212595654
Conforto | MHSZ124DA | MHCAS24DA |  | 24000 | 25000 | 20.5 | 11 | 11.5 | 2 | 84 | 103 | 210605809
SMART COMFORT | DLCSRBH24AAK | DLFSCBH24XAK |  | 24000 | 25000 | 20.5 | 11 | 11.5 | 2 | 84 | 103 | 207683383
COMFORTMAKER | DLCSRBH24AAK | DLFSCBH24XAK |  | 24000 | 25000 | 20.5 | 11 | 11.5 | 2 | 84 | 103 | 207683334
MDV | MOD30-24HFN1-MU0W-L | MCD1-24HRFN1-MT0W(GA) |  | 24000 | 25000 | 20.5 | 11 | 11.5 | 2 | 84 | 103 | 210644045
LENNOX | MLB024S4S-1P | M33C024S4* |  | 24000 | 25000 | 20.5 | 11 | 11.5 | 2 | 84 | 103 | 210665645
LENNOX | MLB024S4S-1P | M33C024S4-*P |  | 24000 | 25000 | 20.5 | 11 | 11.5 | 2 | 84 | 103 | 211034458
MDV | MOE30U-36HFN1-M(GA)-L | MCD1-36HRFN1-M(GA) |  | 36000 | 40000 | 19.4 | 9.5 | 10.5 | 1.85 | 83 | 100 | 210644046
LENNOX | MLB036S4S-2P | M33C036S4* |  | 36000 | 40000 | 19.4 | 9.5 | 10.5 | 1.85 | 83 | 100 | 210665646
LENNOX | MLB036S4S-2P | M33C036S4-*P |  | 36000 | 40000 | 19.4 | 9.5 | 10.5 | 1.85 | 83 | 100 | 211034459
MDV | MOCA30-12HFN1-MZ50W | MSOP1B-12HRFN1-MZ60W |  | 12000 | 12000 | 18.2 | 11 | 10 | 1.82 | 57 | 103 | 212519802
MIDEA | DLCPRAH12AAK | DLFPHBH12XAK |  | 12000 | 12000 | 18.2 | 11 | 10 | 1.82 | 57 | 103 | 212521270
MIDEA | 38MPRAQ12AA3 | DHMPHBQ12XA3 |  | 12000 | 12000 | 18.2 | 11 | 10 | 1.82 | 57 | 103 | 212521256
KEEPRITE | DLCPRAH12AAK | DLFPHBH12XAK |  | 12000 | 12000 | 18.2 | 11 | 10 | 1.82 | 57 | 103 | 212521266
Weathermaker | 38MPRAQ12AA3 | DHMPHBQ12XA3 |  | 12000 | 12000 | 18.2 | 11 | 10 | 1.82 | 57 | 103 | 212521254
TEMPSTAR | DLCPRAH12AAK | DLFPHBH12XAK |  | 12000 | 12000 | 18.2 | 11 | 10 | 1.82 | 57 | 103 | 212521272
PAYNE | 38MPRAQ12AA3 | DHMPHBQ12XA3 |  | 12000 | 12000 | 18.2 | 11 | 10 | 1.82 | 57 | 103 | 212521252
HEIL | DLCPRAH12AAK | DLFPHBH12XAK |  | 12000 | 12000 | 18.2 | 11 | 10 | 1.82 | 57 | 103 | 212521264
DAY & NIGHT | DLCPRAH12AAK | DLFPHBH12XAK |  | 12000 | 12000 | 18.2 | 11 | 10 | 1.82 | 57 | 103 | 212521262
ARCOAIRE | DLCPRAH12AAK | DLFPHBH12XAK |  | 12000 | 12000 | 18.2 | 11 | 10 | 1.82 | 57 | 103 | 212521258
SMART COMFORT | DLCPRAH12AAK | DLFPHBH12XAK |  | 12000 | 12000 | 18.2 | 11 | 10 | 1.82 | 57 | 103 | 212521274
BRYANT | 38MPRAQ12AA3 | 619PHBQ12XA3 |  | 12000 | 12000 | 18.2 | 11 | 10 | 1.82 | 57 | 103 | 212521250
COMFORTMAKER | DLCPRAH12AAK | DLFPHBH12XAK |  | 12000 | 12000 | 18.2 | 11 | 10 | 1.82 | 57 | 103 | 212521260
KENMORE | DLCPRAH12AAK | DLFPHBH12XAK |  | 12000 | 12000 | 18.2 | 11 | 10 | 1.82 | 57 | 103 | 212521268
AIRQUEST | DLCPRAH12AAK | DLFPHBH12XAK |  | 12000 | 12000 | 18.2 | 11 | 10 | 1.82 | 57 | 103 | 212521276
LPS Legacy | DLCPRAH12AAK | DLFPHBH12XAK |  | 12000 | 12000 | 18.2 | 11 | 10 | 1.82 | 57 | 103 | 212521278
CARRIER | 38MPRAQ12AA3 | 40MPHBQ12XA3 |  | 12000 | 12000 | 18.2 | 11 | 10 | 1.82 | 57 | 103 | 212521248
SAMSUNG | AR18CSDADWKX | AR18CSDABWKN |  | 18000 | 20000 | 21 | 13.15 | 9.7 | 2 | 112 | 95 | 213288945
SAMSUNG | AR18CSDAEWKX | AR18CSDABWKN |  | 18000 | 20000 | 21 | 13.15 | 9.7 | 2 | 112 | 95 | 213288943
SAMSUNG | AR24CSDADWKX | AR24CSDADWKN |  | 21000 | 24400 | 20 | 12.5 | 9.5 | 2 | 115 | 100 | 213288942
SAMSUNG | AR24CSDAEWKX | AR24CSDADWKN |  | 21000 | 24400 | 20 | 12.5 | 9.5 | 2 | 115 | 100 | 213288941
SAMSUNG | AR12CSDABWKX | AR12CSDABWKN |  | 12000 | 12000 | 23 | 13.5 | 10.5 | 2.2 | 95 | 91 | 210445759
SAMSUNG | AR09CSDACWKX | AR09CSDABWKN |  | 9000 | 11000 | 24.5 | 15.5 | 10.5 | 2.3 | 91 | 78 | 210445758
SAMSUNG | AR09CSDABWKX | AR09CSDABWKN |  | 9000 | 11000 | 24.5 | 15.5 | 10.5 | 2.3 | 91 | 78 | 210445757
SAMSUNG | AR12CSDACWKX | AR12CSDABWKN |  | 12000 | 12000 | 23 | 13.5 | 10.5 | 2.2 | 95 | 91 | 210436264
SAMSUNG | AR15CSDABWKX | AR15CSDABWKN |  | 15000 | 15000 | 21.5 | 14 | 10.8 | 2 | 136 | 109 | 210445761
SAMSUNG | AR15CSDACWKX | AR15CSDABWKN |  | 15000 | 15000 | 21.5 | 14 | 10.8 | 2 | 136 | 109 | 210436265
STEALTH | ACIQ-60ZPL-HP230B | ACIQ-60FM-HH-MB |  | 55000 | 60000 | 17.3 | 9 | 10.2 | 1.97 | 67 | 94 | 212316196
PolarWave | ACIQ-60ZPL-HP230B | ACIQ-60FM-HH-MB |  | 55000 | 60000 | 17.3 | 9 | 10.2 | 1.97 | 67 | 94 | 212316110
Cooper&Hunter | CH-NHPR60LCU-230VO | CH-60LCFC-W |  | 55000 | 60000 | 17.3 | 9 | 10.2 | 1.97 | 67 | 94 | 213265595
Cooper&Hunter | CH-NHPR60LCU-230VO | CH-60LCFC/I |  | 55000 | 60000 | 17.3 | 9 | 10.2 | 1.97 | 67 | 94 | 211246027
ACIQ | ACIQ-60ZPL-HP230B | ACIQ-60FM-HH-MB |  | 55000 | 60000 | 17.3 | 9 | 10.2 | 1.97 | 67 | 94 | 210857326
CTMorley | MOU-A55LH-2 | MIU-A60LF-2 |  | 55000 | 60000 | 17.3 | 9 | 10.2 | 1.97 | 67 | 94 | 210191034
Custom Comfort | CCOXHASZ60CHP | CCOXHAFC60 |  | 55000 | 60000 | 17.3 | 9 | 10.2 | 1.97 | 67 | 94 | 212365428
Mitsutomo | HW-SZ60-BB-Q | HF-UZ60-BB-Q |  | 55000 | 60000 | 17.3 | 9 | 10.2 | 1.97 | 67 | 94 | 214056581
DIYCOOL | ACIQ-60ZPL-HP230B | ACIQ-60FM-HH-MB |  | 55000 | 60000 | 17.3 | 9 | 10.2 | 1.97 | 67 | 94 | 210857346
BLUERIDGE | BMY60HHUC | BM60MFCC |  | 55000 | 60000 | 17.3 | 9 | 10.2 | 1.97 | 67 | 94 | 210191032
1HVAC | ACIQ-60ZPL-HP230B | ACIQ-60FM-HH-MB |  | 55000 | 60000 | 17.3 | 9 | 10.2 | 1.97 | 67 | 94 | 210857306
MDV | MOE30U-55HFN1-M-[X](GA) | MUE-60HRFN1-MW |  | 55000 | 60000 | 17.3 | 9 | 10.2 | 1.97 | 67 | 94 | 210135400
Multi MFG | MSH-24HD-A | 24CCHP0-C-M-A |  | 24000 | 25000 | 20.5 | 11 | 11.5 | 2 | 84 | 103 | 214432056
FUJITSU | AOUH30LUAH1 | AUUH30LUAS |  | 28600 | 32000 | 22 | 13.5 | 11 | 1.76 | 61 | 103 | 207657379
RUUD | RO1HHZ24AJ8S | RISHHZ24AJ8S |  | 24000 | 27000 | 21.5 | 12.3 | 10.5 | 2.08 | 65 | 87 | 211781765
RHEEM | RO1HHZ24AJ8S | RISHHZ24AJ8S |  | 24000 | 27000 | 21.5 | 12.3 | 10.5 | 2.08 | 65 | 87 | 211781748
FUJITSU | AOUH24LUAS1 | ABUH24LUAS |  | 24000 | 27000 | 21.5 | 12.3 | 10.5 | 2.08 | 65 | 87 | 211078836
RUUD | RO1HHZ24AJ8S | RIGHHZ24AJ8S |  | 24000 | 27000 | 23 | 12.6 | 11 | 2.12 | 67 | 87 | 211781761
RHEEM | RO1HHZ24AJ8S | RIGHHZ24AJ8S |  | 24000 | 27000 | 23 | 12.6 | 11 | 2.12 | 67 | 87 | 211781744
FUJITSU | AOUH24LUAS1 | AUUH24LUAS |  | 24000 | 27000 | 23 | 12.6 | 11 | 2.12 | 67 | 87 | 211078831
FUJITSU | AOUH12LMBS1 | ASUH12LMAS |  | 12000 | 14000 | 23 | 12.5 | 11.1 | 2.36 | 61 | 74 | 210191038
FUJITSU | AOUH12LMBH1 | ASUH12LMAS |  | 12000 | 14000 | 23 | 12.5 | 11 | 2.18 | 61 | 74 | 210191037
RUUD | RO1HHZ12AJ2S | UIWHHZ12AJ2S |  | 12000 | 14500 | 23 | 12.5 | 11.1 | 2.36 | 61 | 71 | 210368129
RHEEM | RO1HHZ12AJ2S | RIWHHZ12AJ2S |  | 12000 | 14500 | 23 | 12.5 | 11.1 | 2.36 | 61 | 71 | 210368128
FUJITSU | AOUH12LMAS1 | ASUH12LMAS |  | 12000 | 14500 | 23 | 12.5 | 11.1 | 2.36 | 61 | 71 | 207615689
FUJITSU | AOUH09LEAS1 | ASUH09LMAS |  | 9000 | 10900 | 21.3 | 12.5 | 10 | 1.96 | 61 | 74 | 207454671
RUUD | RO1HHZ24AJ2S | UIWHHZ24AJ2S |  | 22000 | 25200 | 22.5 | 12.5 | 11.4 | 2.04 | 62 | 99 | 210368117
RHEEM | RO1HHZ24AJ2S | RIWHHZ24AJ2S |  | 22000 | 25200 | 22.5 | 12.5 | 11.4 | 2.04 | 62 | 99 | 210368116
FUJITSU | AOUH24LMAS1 | ASUH24LMAS |  | 22000 | 25200 | 22.5 | 12.5 | 11.4 | 2.04 | 62 | 99 | 206913028
RUUD | RO1HHZ18AJ2S | UIWHHZ18AJ2S |  | 18000 | 21600 | 21.1 | 13 | 11.5 | 2 | 63 | 100 | 210368115
RHEEM | RO1HHZ18AJ2S | RIWHHZ18AJ2S |  | 18000 | 21600 | 21.1 | 13 | 11.5 | 2 | 63 | 100 | 210368114
FUJITSU | AOUH18LMAS1 | ASUH18LMAS |  | 18000 | 21600 | 21.1 | 13 | 11.5 | 2 | 63 | 100 | 206913027
RUUD | RO1HGZ15AJ1H | UIWHGZ15AJ1S |  | 14500 | 18000 | 25.3 | 13.9 | 12.7 | 2.34 | 62 | 97 | 210368109
RHEEM | RO1HGZ15AJ1H | RIWHGZ15AJ1S |  | 14500 | 18000 | 25.3 | 13.9 | 12.7 | 2.34 | 62 | 97 | 210368108
FUJITSU | AOUG15LZAH1 | ASUG15LZBS |  | 14500 | 18000 | 25.3 | 13.9 | 12.7 | 2.34 | 62 | 97 | 206597213
RUUD | RO1HGZ15AJ1S | UIWHGZ15AJ1S |  | 14500 | 18000 | 25.3 | 13.9 | 12.8 | 2.52 | 62 | 97 | 210368107
RHEEM | RO1HGZ15AJ1S | RIWHGZ15AJ1S |  | 14500 | 18000 | 25.3 | 13.9 | 12.8 | 2.52 | 62 | 97 | 210368106
FUJITSU | AOUG15LZAS1 | ASUG15LZBS |  | 14500 | 18000 | 25.3 | 13.9 | 12.8 | 2.52 | 62 | 97 | 206597212
RUUD | RO1HGZ09AJ1H | UIWHGZ09AJ1S |  | 9000 | 12000 | 33.1 | 18 | 13.3 | 2 | 62 | 128 | 210368101
RHEEM | RO1HGZ09AJ1H | RIWHGZ09AJ1S |  | 9000 | 12000 | 33.1 | 18 | 13.3 | 2 | 62 | 128 | 210368100
FUJITSU | AOUG09LZAH1 | ASUG09LZBS |  | 9000 | 12000 | 33.1 | 18 | 13.3 | 2 | 62 | 128 | 206597209
RUUD | RO1HGZ09AJ1S | UIWHGZ09AJ1S |  | 9000 | 12000 | 33.1 | 18 | 13.4 | 2.14 | 62 | 128 | 210368099
RHEEM | RO1HGZ09AJ1S | RIWHGZ09AJ1S |  | 9000 | 12000 | 33.1 | 18 | 13.4 | 2.14 | 62 | 128 | 210368098
FUJITSU | AOUG09LZAS1 | ASUG09LZBS |  | 9000 | 12000 | 33.1 | 18 | 13.4 | 2.14 | 62 | 128 | 206597208
RUUD | RO1HHZ12AJ8S | RICHHZ12AJ8S |  | 12000 | 16000 | 23 | 12.8 | 11.3 | 2.02 | 67 | 97 | 210824714
RHEEM | RO1HHZ12AJ8S | RICHHZ12AJ8S |  | 12000 | 16000 | 23 | 12.8 | 11.3 | 2.02 | 67 | 97 | 210824712
FUJITSU | AOUH12LUAS1 | ACUH12LUAS1 |  | 12000 | 16000 | 23 | 12.8 | 11.3 | 2.02 | 67 | 97 | 206579744
RUUD | RO1HHZ09AJ8S | RICHHZ09AJ8S |  | 9000 | 12000 | 23.5 | 13.6 | 11.8 | 2.22 | 65 | 84 | 210824709
RHEEM | RO1HHZ09AJ8S | RICHHZ09AJ8S |  | 9000 | 12000 | 23.5 | 13.6 | 11.8 | 2.22 | 65 | 84 | 210824705
FUJITSU | AOUH09LUAS1 | ACUH09LUAS1 |  | 9000 | 12000 | 23.5 | 13.6 | 11.8 | 2.22 | 65 | 84 | 206579743
RUUD | RO1HHZ09AJ2H | UIWHHZ09AJ2S |  | 9000 | 12000 | 26.5 | 15.4 | 12.3 | 2 | 62 | 78 | 210368095
RHEEM | RO1HHZ09AJ2H | RIWHHZ09AJ2S |  | 9000 | 12000 | 26.5 | 15.4 | 12.3 | 2 | 62 | 78 | 210368094
FUJITSU | AOUH09LMAH1 | ASUH09LMAS |  | 9000 | 12000 | 26.5 | 15.4 | 12.3 | 2 | 62 | 78 | 206263449
FUJITSU | AOUG15LZAH1 | ASUG15LZAS |  | 14500 | 18000 | 25.3 | 13.9 | 12.7 | 2.34 | 62 | 97 | 204740071
FUJITSU | AOUG15LZAS1 | ASUG15LZAS |  | 14500 | 18000 | 25.3 | 13.9 | 12.8 | 2.52 | 62 | 97 | 204740070
FUJITSU | AOUG09LZAH1 | ASUG09LZAS |  | 9000 | 12000 | 33.1 | 18 | 13.3 | 2 | 62 | 128 | 204740067
FUJITSU | AOUG09LZAS1 | ASUG09LZAS |  | 9000 | 12000 | 33.1 | 18 | 13.4 | 2.14 | 62 | 128 | 204740066
RUUD | RO1HFZ30AJ2H | UIWHFZ30AJ2S |  | 30000 | 32000 | 18.7 | 12.5 | 10 | 2.02 | 59 | 95 | 210368093
RUUD | ROSH18VGSN | RICH18AXCJ |  | 18000 | 21000 | 22 | 13.4 | 10.5 | 2.32 | 59 | 86 | 206221538
RHEEM | RO1HFZ30AJ2H | RIWHFZ30AJ2S |  | 30000 | 32000 | 18.7 | 12.5 | 10 | 2.02 | 59 | 95 | 210368092
FUJITSU | AOU18RGLX | AUU18RGLX |  | 18000 | 21000 | 22 | 13.4 | 10.5 | 2.32 | 59 | 86 | 202195106
RUUD | ROSH30AHXHJ | UIWH30AVFJ |  | 30000 | 32000 | 18.7 | 12.5 | 10 | 2.02 | 59 | 95 | 206221507
RHEEM | ROSH18VGSN | RICH18AXCJ |  | 18000 | 21000 | 22 | 13.4 | 10.5 | 2.32 | 59 | 86 | 202244046
RUUD | UOSH30AHXHJ | UIWH30AVFJ |  | 30000 | 32000 | 18.7 | 12.5 | 10 | 2.02 | 59 | 95 | 10595382
RHEEM | ROSH30AHXHJ | RIWH30AVFJ |  | 30000 | 32000 | 18.7 | 12.5 | 10 | 2.02 | 59 | 95 | 10595381
FUJITSU | AOU30RLXEH | ASU30RLE |  | 30000 | 32000 | 18.7 | 12.5 | 10 | 2.02 | 59 | 95 | 8912454
RUUD | RO1HFZ24AJ2H | UIWHFZ24AJ2S |  | 22000 | 25200 | 19.5 | 12.5 | 10.5 | 2.04 | 71 | 92 | 210368091
RHEEM | RO1HFZ24AJ2H | RIWHFZ24AJ2S |  | 22000 | 25200 | 19.5 | 12.5 | 10.5 | 2.04 | 71 | 92 | 210368090
RUUD | ROSH24AHXHJ | UIWH24AVFJ |  | 22000 | 25200 | 19.5 | 12.5 | 10.5 | 2.04 | 71 | 92 | 206221506
RUUD | RO1HFZ18AJ2H | UIWHFZ18AJ2S |  | 18000 | 21600 | 20 | 13.3 | 10 | 2.18 | 68 | 88 | 210368089
RHEEM | RO1HFZ18AJ2H | RIWHFZ18AJ2S |  | 18000 | 21600 | 20 | 13.3 | 10 | 2.18 | 68 | 88 | 210368088
RHEEM | ROSH24AHXHJ | RIWH24AVFJ |  | 22000 | 25200 | 19.5 | 12.5 | 10.5 | 2.04 | 71 | 92 | 10595379
FUJITSU | AOU24RLXFWH | ASU24RLF |  | 22000 | 25200 | 19.5 | 12.5 | 10.5 | 2.04 | 71 | 92 | 8779046
RUUD | ROSH18AHXHJ | UIWH18AVFJ |  | 18000 | 21600 | 20 | 13.3 | 10 | 2.18 | 68 | 88 | 206221505
RHEEM | ROSH18AHXHJ | RIWH18AVFJ |  | 18000 | 21600 | 20 | 13.3 | 10 | 2.18 | 68 | 88 | 10595377
FUJITSU | AOU18RLXFWH | ASU18RLF |  | 18000 | 21600 | 20 | 13.3 | 10 | 2.18 | 68 | 88 | 8779045
RUUD | RO1HFZ15AJ2H | RIFHFZ15AJ2S |  | 14200 | 18000 | 20.3 | 12.5 | 10.5 | 1.84 | 64 | 101 | 210368087
RHEEM | RO1HFZ15AJ2H | RIFHFZ15AJ2S |  | 14200 | 18000 | 20.3 | 12.5 | 10.5 | 1.84 | 64 | 101 | 210368086
RUUD | ROSH15AFFHJ | RIFH15AVFJ |  | 14200 | 18000 | 20.3 | 12.5 | 10.5 | 1.84 | 64 | 101 | 206221510
RUUD | UOSH15AFFHJ | RIFH15AVFJ |  | 14200 | 18000 | 20.3 | 12.5 | 10.5 | 1.84 | 64 | 101 | 10595390
RHEEM | ROSH15AFFHJ | RIFH15AVFJ |  | 14200 | 18000 | 20.3 | 12.5 | 10.5 | 1.84 | 64 | 101 | 10595389
RUUD | RO1HFZ12AJ2H | RIFHFZ12AJ2S |  | 12000 | 16000 | 22.7 | 13.1 | 11 | 1.9 | 66 | 84 | 210368085
RHEEM | RO1HFZ12AJ2H | RIFHFZ12AJ2S |  | 12000 | 16000 | 22.7 | 13.1 | 11 | 1.9 | 66 | 84 | 210368084
FUJITSU | AOU15RLFFH | AGU15RLF |  | 14200 | 18000 | 20.3 | 12.5 | 10.5 | 1.84 | 64 | 101 | 6937311
RUUD | ROSH12AFFHJ | RIFH12AVFJ |  | 12000 | 16000 | 22.7 | 13.1 | 11 | 1.9 | 66 | 84 | 206221509
RUUD | UOSH12AFFHJ | RIFH12AVFJ |  | 12000 | 16000 | 22.7 | 13.1 | 11 | 1.9 | 66 | 84 | 10595387
RUUD | RO1HFZ09AJ2H | RIFHFZ09AJ2S |  | 9000 | 12000 | 26 | 16 | 11.6 | 1.9 | 63 | 112 | 210368083
RHEEM | ROSH12AFFHJ | RIFH12AVFJ |  | 12000 | 16000 | 22.7 | 13.1 | 11 | 1.9 | 66 | 84 | 10595386
RHEEM | RO1HFZ09AJ2H | RIFHFZ09AJ2S |  | 9000 | 12000 | 26 | 16 | 11.6 | 1.9 | 63 | 112 | 210368082
FUJITSU | AOU12RLFFH | AGU12RLF |  | 12000 | 16000 | 22.7 | 13.1 | 11 | 1.9 | 66 | 84 | 6937310
RUUD | ROSH09AFFHJ | RIFH09AVFJ |  | 9000 | 12000 | 26 | 16 | 11.6 | 1.9 | 63 | 112 | 206221508
RUUD | RO1HFZ15AJ2S | RIFHFZ15AJ2S |  | 14200 | 18000 | 20.3 | 12.5 | 10.7 | 1.84 | 64 | 101 | 210368081
RHEEM | ROSH09AFFHJ | RIFH09AVFJ |  | 9000 | 12000 | 26 | 16 | 11.6 | 1.9 | 63 | 112 | 10595383
RHEEM | RO1HFZ15AJ2S | RIFHFZ15AJ2S |  | 14200 | 18000 | 20.3 | 12.5 | 10.7 | 1.84 | 64 | 101 | 210368080
RUUD | ROSH15AFFJ | RIFH15AVFJ |  | 14200 | 18000 | 20.3 | 12.5 | 10.7 | 1.84 | 64 | 101 | 206221513
FUJITSU | AOU9RLFFH | AGU9RLF |  | 9000 | 12000 | 26 | 16 | 11.6 | 1.9 | 63 | 112 | 6937309
RUUD | UOSH15AFFJ | RIFH15AVFJ |  | 14200 | 18000 | 20.3 | 12.5 | 10.7 | 1.84 | 64 | 101 | 10595397
RHEEM | ROSH15AFFJ | RIFH15AVFJ |  | 14200 | 18000 | 20.3 | 12.5 | 10.7 | 1.84 | 64 | 101 | 10595396
RUUD | RO1HFZ12AJ2S | RIFHFZ12AJ2S |  | 12000 | 16000 | 22.7 | 13.1 | 11.2 | 1.9 | 66 | 84 | 210368079
FUJITSU | AOU15RLFF | AGU15RLF |  | 14200 | 18000 | 20.3 | 12.5 | 10.7 | 1.84 | 64 | 101 | 6936997
RHEEM | RO1HFZ12AJ2S | RIFHFZ12AJ2S |  | 12000 | 16000 | 22.7 | 13.1 | 11.2 | 1.9 | 66 | 84 | 210368078
RUUD | ROSH12AFFJ | RIFH12AVFJ |  | 12000 | 16000 | 22.7 | 13.1 | 11.2 | 1.9 | 66 | 84 | 206221512
RUUD | UOSH12AFFJ | RIFH12AVFJ |  | 12000 | 16000 | 22.7 | 13.1 | 11.2 | 1.9 | 66 | 84 | 10595395
RHEEM | ROSH12AFFJ | RIFH12AVFJ |  | 12000 | 16000 | 22.7 | 13.1 | 11.2 | 1.9 | 66 | 84 | 10595394
FUJITSU | AOU12RLFF | AGU12RLF |  | 12000 | 16000 | 22.7 | 13.1 | 11.2 | 1.9 | 66 | 84 | 6936996
RUUD | RO1HFZ09AJ2S | RIFHFZ09AJ2S |  | 9000 | 12000 | 26 | 16 | 11.8 | 1.9 | 63 | 112 | 210368077
RHEEM | RO1HFZ09AJ2S | RIFHFZ09AJ2S |  | 9000 | 12000 | 26 | 16 | 11.8 | 1.9 | 63 | 112 | 210368076
RUUD | ROSH09AFFJ | RIFH09AVFJ |  | 9000 | 12000 | 26 | 16 | 11.8 | 1.9 | 63 | 112 | 206221511
RHEEM | ROSH09AFFJ | RIFH09AVFJ |  | 9000 | 12000 | 26 | 16 | 11.8 | 1.9 | 63 | 112 | 10595392
FUJITSU | AOU9RLFF | AGU9RLF |  | 9000 | 12000 | 26 | 16 | 11.8 | 1.9 | 63 | 112 | 6936995
GOODMAN | MSH123G26MCAA | MSH123G26AXAA |  | 12000 | 12000 | 27.5 | 14.3 | 14.5 | 1.86 | 95 | 113 | 214438120
GOODMAN | MSH093G26MCAA | MSH093G26AXAA |  | 9000 | 12000 | 29 | 16.5 | 22 | 1.86 | 95 | 113 | 214438119
Trane / Mitsubishi Electric | TRUZA0121KA70** | TPKA0A0121LA*** |  | 12000 | 18000 | 21.3 | 13.3 | 10.2 | 2.07 | 59 | 42 | 211497117
Mitsubishi Electric | PUZ-A12NKA7*** | PKA-A12LA* |  | 12000 | 18000 | 21.3 | 13.3 | 10.2 | 2.07 | 59 | 42 | 211546903
Trane / Mitsubishi Electric | TRUZA0121KA70** | PKA-A12LA* |  | 12000 | 18000 | 21.3 | 13.3 | 10.2 | 2.07 | 59 | 42 | 214442687
Trane / Mitsubishi Electric | PUZ-A12NKA7*** | TPKA0A0121LA*** |  | 12000 | 18000 | 21.3 | 13.3 | 10.2 | 2.07 | 59 | 42 | 214442686
Mitsubishi Electric | MUZ-FS18NA*** | MSZ-FS18NA*** |  | 17200 | 19000 | 21 | 12.5 | 10.7 | 2 | 67 | 118 | 209832207
Mitsubishi Electric | MUZ-FS06NAH*** | MSZ-FS06NA*** |  | 6000 | 8700 | 32.2 | 19.05 | 10.9 | 2.46 | 68 | 121 | 209832200
Mitsubishi Electric | MUZ-FS15NA*** | MSZ-FS15NA*** |  | 14000 | 16000 | 22.3 | 14 | 10.4 | 2 | 63 | 121 | 209832205
Mitsubishi Electric | MUZ-FS18NAH*** | MSZ-FS18NA*** |  | 17200 | 19000 | 21 | 12.5 | 10.3 | 2 | 67 | 118 | 209832208
Trane / Mitsubishi Electric | MUZ-GS09NA*** | NTXWST09B112** |  | 9000 | 10900 | 28.4 | 15.4 | 10.9 | 2.12 | 60 | 72 | 207705479
Trane / Mitsubishi Electric | MUZ-GS12NA*** | NTXWST12B112** |  | 12000 | 14400 | 25.6 | 13.05 | 10.7 | 2 | 63 | 70 | 207705480
Trane / Mitsubishi Electric | MUZ-GS15NA*** | NTXWST15B112** |  | 14000 | 18000 | 21 | 12.75 | 11 | 2.03 | 67 | 78 | 207705482
Trane / Mitsubishi Electric | MUZ-GS24NA*** | NTXWST24B112** |  | 22400 | 27600 | 21.5 | 12.6 | 10.3 | 2.1 | 64 | 71 | 207705484
Trane / Mitsubishi Electric | MUZ-GS09NAHZ*** | NTXWST09B112** |  | 9000 | 9600 | 28.4 | 15.4 | 9.6 | 2.01 | 59 | 100 | 207705492
Trane / Mitsubishi Electric | MUZ-GS12NAHZ*** | NTXWST12B112** |  | 12000 | 12300 | 21.7 | 13.05 | 9.6 | 1.84 | 62 | 100 | 207705494
Trane / Mitsubishi Electric | MUZ-FS06NA*** | NTXWPH06B112A* |  | 6000 | 8700 | 32.2 | 19.05 | 11.9 | 2.46 | 68 | 121 | 209832980
Trane / Mitsubishi Electric | MUZ-FS09NA*** | NTXWPH09B112A* |  | 9000 | 9600 | 29.8 | 16.05 | 10.9 | 2.4 | 61 | 118 | 209832985
Trane / Mitsubishi Electric | MUZ-FS12NA*** | NTXWPH12B112A* |  | 12000 | 12300 | 26.3 | 13.8 | 11.1 | 2.3 | 68 | 120 | 209832990
Trane / Mitsubishi Electric | MUZ-FS15NA*** | NTXWPH15B112A* |  | 14000 | 16000 | 22.3 | 14 | 10.4 | 2 | 63 | 121 | 209832995
Trane / Mitsubishi Electric | MUZ-FS18NA*** | NTXWPH18B112A* |  | 17200 | 19000 | 21 | 12.5 | 10.7 | 2 | 67 | 118 | 209833000
American Standard / Mitsubishi Electric | MUZ-GS09NA*** | NAXWST09B112** |  | 9000 | 10900 | 28.4 | 15.4 | 10.9 | 2.12 | 60 | 72 | 207705485
American Standard / Mitsubishi Electric | MUZ-GS12NA*** | NAXWST12B112** |  | 12000 | 14400 | 25.6 | 13.05 | 10.7 | 2 | 63 | 70 | 207705487
American Standard / Mitsubishi Electric | MUZ-GS15NA*** | NAXWST15B112** |  | 14000 | 18000 | 21 | 12.75 | 11 | 2.03 | 67 | 78 | 207705488
American Standard / Mitsubishi Electric | MUZ-GS24NA*** | NAXWST24B112** |  | 22400 | 27600 | 21.5 | 12.6 | 10.3 | 2.1 | 64 | 71 | 207705491
American Standard / Mitsubishi Electric | MUZ-FS06NA*** | NAXWPH06B112A* |  | 6000 | 8700 | 32.2 | 19.05 | 11.9 | 2.46 | 68 | 121 | 209832979
American Standard / Mitsubishi Electric | MUZ-FS09NA*** | NAXWPH09B112A* |  | 9000 | 9600 | 29.8 | 16.05 | 10.9 | 2.4 | 61 | 118 | 209832984
American Standard / Mitsubishi Electric | MUZ-FS12NA*** | NAXWPH12B112A* |  | 12000 | 12300 | 26.3 | 13.8 | 11.1 | 2.3 | 68 | 120 | 209832989
American Standard / Mitsubishi Electric | MUZ-FS15NA*** | NAXWPH15B112A* |  | 14000 | 16000 | 22.3 | 14 | 10.4 | 2 | 63 | 121 | 209832994
American Standard / Mitsubishi Electric | MUZ-FS18NA*** | NAXWPH18B112A* |  | 17200 | 19000 | 21 | 12.5 | 10.7 | 2 | 67 | 118 | 209832999
Trane / Mitsubishi Electric | NTXSPH06B112A* | MSZ-FS06NA*** |  | 6000 | 8700 | 32.2 | 19.05 | 11.9 | 2.46 | 68 | 121 | 209832981
Trane / Mitsubishi Electric | NTXSPH09B112A* | MSZ-FS09NA*** |  | 9000 | 9600 | 29.8 | 16.05 | 10.9 | 2.4 | 61 | 118 | 209832986
Trane / Mitsubishi Electric | NTXSPH12B112A* | MSZ-FS12NA*** |  | 12000 | 12300 | 26.3 | 13.8 | 11.1 | 2.3 | 68 | 120 | 209832991
Trane / Mitsubishi Electric | NTXSPH15B112A* | MSZ-FS15NA*** |  | 14000 | 16000 | 22.3 | 14 | 10.4 | 2 | 63 | 121 | 209832996
Trane / Mitsubishi Electric | NTXSPH18B112A* | MSZ-FS18NA*** |  | 17200 | 19000 | 21 | 12.5 | 10.7 | 2 | 67 | 118 | 209833001
Trane / Mitsubishi Electric | NTXSPB06B112A* | MSZ-FS06NA*** |  | 6000 | 8700 | 32.2 | 19.05 | 10.9 | 2.46 | 68 | 121 | 209832983
Trane / Mitsubishi Electric | NTXSPB09B112A* | MSZ-FS09NA*** |  | 9000 | 9600 | 29.8 | 16.05 | 10 | 2.4 | 61 | 118 | 209832988
Trane / Mitsubishi Electric | NTXSPB12B112A* | MSZ-FS12NA*** |  | 12000 | 12300 | 26.3 | 13.8 | 10.4 | 2.3 | 68 | 120 | 209832993
Trane / Mitsubishi Electric | NTXSPB15B112A* | MSZ-FS15NA*** |  | 14000 | 16000 | 22.3 | 14 | 9.9 | 2 | 63 | 121 | 209832998
Trane / Mitsubishi Electric | NTXSPB18B112A* | MSZ-FS18NA*** |  | 17200 | 19000 | 21 | 12.5 | 10.3 | 2 | 67 | 118 | 209833003
Trane / Mitsubishi Electric | NTXSPH06B112A* | NTXWPH06B112A* |  | 6000 | 8700 | 32.2 | 19.05 | 11.9 | 2.46 | 68 | 121 | 209832258
Trane / Mitsubishi Electric | NTXSPH06B112A* | NAXWPH06B112A* |  | 6000 | 8700 | 32.2 | 19.05 | 11.9 | 2.46 | 68 | 121 | 209832982
Trane / Mitsubishi Electric | NTXSPH09B112A* | NAXWPH09B112A* |  | 9000 | 9600 | 29.8 | 16.05 | 10.9 | 2.4 | 61 | 118 | 209832987
Trane / Mitsubishi Electric | NTXSPH12B112A* | NAXWPH12B112A* |  | 12000 | 12300 | 26.3 | 13.8 | 11.1 | 2.3 | 68 | 120 | 209832992
Trane / Mitsubishi Electric | NTXSPH15B112A* | NAXWPH15B112A* |  | 14000 | 16000 | 22.3 | 14 | 10.4 | 2 | 63 | 121 | 209832997
Trane / Mitsubishi Electric | NTXSPH18B112A* | NAXWPH18B112A* |  | 17200 | 19000 | 21 | 12.5 | 10.7 | 2 | 67 | 118 | 209833002
Mitsubishi Electric | MUZ-FS09NAH*** | MSZ-FS09NA*** |  | 9000 | 9600 | 29.8 | 16.05 | 10 | 2.4 | 61 | 118 | 209832202
Mitsubishi Electric | MUZ-FS15NAH*** | MSZ-FS15NA*** |  | 14000 | 16000 | 22.3 | 14 | 9.9 | 2 | 63 | 121 | 209832206
Mitsubishi Electric | MUZ-FS12NAH*** | MSZ-FS12NA*** |  | 12000 | 12300 | 26.3 | 13.8 | 10.4 | 2.3 | 68 | 120 | 209832204
Mitsubishi Electric | MUZ-FS09NA*** | MSZ-FS09NA*** |  | 9000 | 9600 | 29.8 | 16.05 | 10.9 | 2.4 | 61 | 118 | 209832201
Mitsubishi Electric | MUZ-FS12NA*** | MSZ-FS12NA*** |  | 12000 | 12300 | 26.3 | 13.8 | 11.1 | 2.3 | 68 | 120 | 209832203
Trane / Mitsubishi Electric | NTXSPB09B112A* | NTXWPH09B112A* |  | 9000 | 9600 | 29.8 | 16.05 | 10 | 2.4 | 61 | 118 | 213361516
Trane / Mitsubishi Electric | NTXSPB09B112A* | NAXWPH09B112A* |  | 9000 | 9600 | 29.8 | 16.05 | 10 | 2.4 | 61 | 118 | 213361517
Trane / Mitsubishi Electric | NTXSPB12B112A* | NTXWPH12B112A* |  | 12000 | 12300 | 26.3 | 13.8 | 10.4 | 2.3 | 68 | 120 | 213361518
Trane / Mitsubishi Electric | NTXSPB15B112A* | NTXWPH15B112A* |  | 14000 | 16000 | 22.3 | 14 | 9.9 | 2 | 63 | 121 | 213361520
Trane / Mitsubishi Electric | NTXSPB12B112A* | NAXWPH12B112A* |  | 12000 | 12300 | 26.3 | 13.8 | 10.4 | 2.3 | 68 | 120 | 213361519
Trane / Mitsubishi Electric | NTXSPB15B112A* | NAXWPH15B112A* |  | 14000 | 16000 | 22.3 | 14 | 9.9 | 2 | 63 | 121 | 213361521
American Standard / Mitsubishi Electric | MUZ-FS06NAH*** | NAXWPH06B112A* |  | 6000 | 8700 | 32.2 | 19.05 | 10.9 | 2.46 | 68 | 121 | 213879420
American Standard / Mitsubishi Electric | MUZ-FS09NAH*** | NAXWPH09B112A* |  | 9000 | 9600 | 29.8 | 16.05 | 10 | 2.4 | 61 | 118 | 213879421
Trane / Mitsubishi Electric | NTXSPB06B112A* | NTXWPH06B112A* |  | 6000 | 8700 | 32.2 | 19.05 | 10.9 | 2.46 | 68 | 121 | 213361514
Trane / Mitsubishi Electric | NTXSPB18B112A* | NTXWPH18B112A* |  | 17200 | 19000 | 21 | 12.5 | 10.3 | 2 | 67 | 118 | 213361522
Trane / Mitsubishi Electric | NTXSPB06B112A* | NAXWPH06B112A* |  | 6000 | 8700 | 32.2 | 19.05 | 10.9 | 2.46 | 68 | 121 | 213361515
Trane / Mitsubishi Electric | NTXSPB18B112A* | NAXWPH18B112A* |  | 17200 | 19000 | 21 | 12.5 | 10.3 | 2 | 67 | 118 | 213361523
Mitsubishi Electric | MUZ-GS15NAH*** | MSZ-GS15NA*** |  | 14000 | 18000 | 21 | 12.75 | 10.4 | 2.03 | 67 | 78 | 207679249
Mitsubishi Electric | MUZ-GS24NAH*** | MSZ-GS24NA*** |  | 22400 | 27600 | 21.5 | 12.6 | 10.1 | 2.1 | 64 | 71 | 207679251
Trane / Mitsubishi Electric | MUZ-GS18NAHZ*** | NTXWST18B112** |  | 18000 | 19000 | 21.5 | 13.45 | 9.6 | 1.8 | 62 | 100 | 207705496
Trane / Mitsubishi Electric | MUZ-FS06NAH*** | NTXWPH06B112A* |  | 6000 | 8700 | 32.2 | 19.05 | 10.9 | 2.46 | 68 | 121 | 213879425
Trane / Mitsubishi Electric | MUZ-FS09NAH*** | NTXWPH09B112A* |  | 9000 | 9600 | 29.8 | 16.05 | 10 | 2.4 | 61 | 118 | 213879426
Trane / Mitsubishi Electric | MUZ-FS12NAH*** | NTXWPH12B112A* |  | 12000 | 12300 | 26.3 | 13.8 | 10.4 | 2.3 | 68 | 120 | 213879427
Trane / Mitsubishi Electric | MUZ-FS15NAH*** | NTXWPH15B112A* |  | 14000 | 16000 | 22.3 | 14 | 9.9 | 2 | 63 | 121 | 213879428
Trane / Mitsubishi Electric | MUZ-FS18NAH*** | NTXWPH18B112A* |  | 17200 | 19000 | 21 | 12.5 | 10.3 | 2 | 67 | 118 | 213879429
American Standard / Mitsubishi Electric | MUZ-FS12NAH*** | NAXWPH12B112A* |  | 12000 | 12300 | 26.3 | 13.8 | 10.4 | 2.3 | 68 | 120 | 213879422
American Standard / Mitsubishi Electric | MUZ-FS15NAH*** | NAXWPH15B112A* |  | 14000 | 16000 | 22.3 | 14 | 9.9 | 2 | 63 | 121 | 213879423
American Standard / Mitsubishi Electric | MUZ-FS18NAH*** | NAXWPH18B112A* |  | 17200 | 19000 | 21 | 12.5 | 10.3 | 2 | 67 | 118 | 213879424
Trane / Mitsubishi Electric | NTXSPH09B112A* | NTXWPH09B112A* |  | 9000 | 9600 | 29.8 | 16.05 | 10.9 | 2.4 | 61 | 118 | 209832259
Trane / Mitsubishi Electric | NTXSPH12B112A* | NTXWPH12B112A* |  | 12000 | 12300 | 26.3 | 13.8 | 11.1 | 2.3 | 68 | 120 | 209832260
Trane / Mitsubishi Electric | NTXSPH15B112A* | NTXWPH15B112A* |  | 14000 | 16000 | 22.3 | 14 | 10.4 | 2 | 63 | 121 | 209832261
Trane / Mitsubishi Electric | NTXSPH18B112A* | NTXWPH18B112A* |  | 17200 | 19000 | 21 | 12.5 | 10.7 | 2 | 67 | 118 | 209832262
American Standard / Mitsubishi Electric | MUZ-GS09NAHZ*** | NAXWST09B112** |  | 9000 | 9600 | 28.4 | 15.4 | 9.6 | 2.01 | 59 | 100 | 207705499
American Standard / Mitsubishi Electric | MUZ-GS12NAHZ*** | NAXWST12B112** |  | 12000 | 12300 | 21.7 | 13.05 | 9.6 | 1.84 | 62 | 100 | 207705500
American Standard / Mitsubishi Electric | MUZ-GS18NAHZ*** | NAXWST18B112** |  | 18000 | 19000 | 21.5 | 13.45 | 9.6 | 1.8 | 62 | 100 | 207705502
Trane / Mitsubishi Electric | NTXSST09B112** | MSZ-GS09NA*** |  | 9000 | 10900 | 28.4 | 15.4 | 10.9 | 2.12 | 60 | 72 | 207705505
Trane / Mitsubishi Electric | NTXSST12B112** | MSZ-GS12NA*** |  | 12000 | 14400 | 25.6 | 13.05 | 10.7 | 2 | 63 | 70 | 207705506
Trane / Mitsubishi Electric | NTXSST15B112** | MSZ-GS15NA*** |  | 14000 | 18000 | 21 | 12.75 | 11 | 2.03 | 67 | 78 | 207705508
Trane / Mitsubishi Electric | NTXSST24B112** | MSZ-GS24NA*** |  | 22400 | 27600 | 21.5 | 12.6 | 10.3 | 2.1 | 64 | 71 | 207705510
Trane / Mitsubishi Electric | NTXSSH09A112** | MSZ-GS09NA*** |  | 9000 | 9600 | 28.4 | 15.4 | 9.6 | 2.01 | 59 | 100 | 207705524
Trane / Mitsubishi Electric | NTXSSH12A112** | MSZ-GS12NA*** |  | 12000 | 12300 | 21.7 | 13.05 | 9.6 | 1.84 | 62 | 100 | 207705525
Trane / Mitsubishi Electric | NTXSSH18A112** | MSZ-GS18NA*** |  | 18000 | 19000 | 21.5 | 13.45 | 9.6 | 1.8 | 62 | 100 | 207705527
Trane / Mitsubishi Electric | NTXSST09B112** | NTXWST09B112** |  | 9000 | 10900 | 28.4 | 15.4 | 10.9 | 2.12 | 60 | 72 | 207705511
Trane / Mitsubishi Electric | NTXSST12B112** | NTXWST12B112** |  | 12000 | 14400 | 25.6 | 13.05 | 10.7 | 2 | 63 | 70 | 207705512
Trane / Mitsubishi Electric | NTXSST15B112** | NTXWST15B112** |  | 14000 | 18000 | 21 | 12.75 | 11 | 2.03 | 67 | 78 | 207705513
Trane / Mitsubishi Electric | NTXSST24B112** | NTXWST24B112** |  | 22400 | 27600 | 21.5 | 12.6 | 10.3 | 2.1 | 64 | 71 | 207705516
Trane / Mitsubishi Electric | NTXSSH09A112** | NTXWST09B112** |  | 9000 | 9600 | 28.4 | 15.4 | 9.6 | 2.01 | 59 | 100 | 207705529
Trane / Mitsubishi Electric | NTXSSH12A112** | NTXWST12B112** |  | 12000 | 12300 | 21.7 | 13.05 | 9.6 | 1.84 | 62 | 100 | 207705531
Trane / Mitsubishi Electric | NTXSSH18A112** | NTXWST18B112** |  | 18000 | 19000 | 21.5 | 13.45 | 9.6 | 1.8 | 62 | 100 | 207705533
Trane / Mitsubishi Electric | NTXSST09B112** | NAXWST09B112** |  | 9000 | 10900 | 28.4 | 15.4 | 10.9 | 2.12 | 60 | 72 | 207705517
Trane / Mitsubishi Electric | NTXSST12B112** | NAXWST12B112** |  | 12000 | 14400 | 25.6 | 13.05 | 10.7 | 2 | 63 | 70 | 207705519
Trane / Mitsubishi Electric | NTXSST15B112** | NAXWST15B112** |  | 14000 | 18000 | 21 | 12.75 | 11 | 2.03 | 67 | 78 | 207705520
Trane / Mitsubishi Electric | NTXSST24B112** | NAXWST24B112** |  | 22400 | 27600 | 21.5 | 12.6 | 10.3 | 2.1 | 64 | 71 | 207705522
Trane / Mitsubishi Electric | NTXSSH09A112** | NAXWST09B112** |  | 9000 | 9600 | 28.4 | 15.4 | 9.6 | 2.01 | 59 | 100 | 207705536
Trane / Mitsubishi Electric | NTXSSH12A112** | NAXWST12B112** |  | 12000 | 12300 | 21.7 | 13.05 | 9.6 | 1.84 | 62 | 100 | 207705537
Trane / Mitsubishi Electric | NTXSSH18A112** | NAXWST18B112** |  | 18000 | 19000 | 21.5 | 13.45 | 9.6 | 1.8 | 62 | 100 | 207705540
Mitsubishi Electric | MUZ-GS09NA*** | MSZ-GS09NA*** |  | 9000 | 10900 | 28.4 | 15.4 | 10.9 | 2.12 | 60 | 72 | 207679242
Mitsubishi Electric | MUZ-GS12NA*** | MSZ-GS12NA*** |  | 12000 | 14400 | 25.6 | 13.05 | 10.7 | 2 | 63 | 70 | 207679243
Mitsubishi Electric | MUZ-GS15NA*** | MSZ-GS15NA*** |  | 14000 | 18000 | 21 | 12.75 | 11 | 2.03 | 67 | 78 | 207679244
Mitsubishi Electric | MUZ-GS24NA*** | MSZ-GS24NA*** |  | 22400 | 27600 | 21.5 | 12.6 | 10.3 | 2.1 | 64 | 71 | 207679246
Mitsubishi Electric | MUZ-GS09NAH*** | MSZ-GS09NA*** |  | 9000 | 10900 | 28.4 | 15.4 | 10.2 | 2.12 | 60 | 72 | 207679247
Mitsubishi Electric | MUZ-GS12NAH*** | MSZ-GS12NA*** |  | 12000 | 14400 | 25.6 | 13.05 | 10 | 2 | 63 | 70 | 207679248
Mitsubishi Electric | MUZ-GS09NAHZ*** | MSZ-GS09NA*** |  | 9000 | 9600 | 28.4 | 15.4 | 9.6 | 2.01 | 59 | 100 | 207679252
Mitsubishi Electric | MUZ-GS12NAHZ*** | MSZ-GS12NA*** |  | 12000 | 12300 | 21.7 | 13.05 | 9.6 | 1.84 | 62 | 100 | 207679253
Mitsubishi Electric | MUZ-GS18NAHZ*** | MSZ-GS18NA*** |  | 18000 | 19000 | 21.5 | 13.45 | 9.6 | 1.8 | 62 | 100 | 207679255
Mitsubishi Electric | MUZ-FS06NA*** | MSZ-FS06NA*** |  | 6000 | 8700 | 32.2 | 19.05 | 11.9 | 2.46 | 68 | 121 | 209832199
LG | LGU121HSV5 | LGN121HSV5 |  | 12000 | 13600 | 22 | 12.5 | 10 | 1.8 | 60 | 71 | 207348501
LG | LUU189HV | LCN188HV4 |  | 18000 | 18500 | 20.5 | 12.5 | 9.7 | 1.85 | 69 | 88 | 202177384
LG | LUU127HV | LCN128HV4 |  | 11100 | 14000 | 19.4 | 12.6 | 10.35 | 2.13 | 65 | 76 | 203381517
LG | LUU097HV | LCN098HV4 |  | 9000 | 11000 | 20.2 | 13.65 | 10.55 | 2.11 | 64 | 92 | 203381526
LG | LAU180HYV3 | LAN180HYV3 |  | 18000 | 21600 | 24 | 14.4 | 10.8 | 1.8 | 61 | 70 | 204825180
LG | LAU150HYV3 | LAN150HYV3 |  | 15000 | 18000 | 25 | 15 | 11 | 1.8 | 61 | 70 | 204825179
LG | LAU240HYV3 | LAN240HYV3 |  | 22000 | 26000 | 23 | 13 | 10 | 1.8 | 61 | 70 | 204825181
LG | LUU127HV | LQN120HV4 |  | 10200 | 13000 | 20.8 | 12.6 | 10.2 | 2.09 | 71 | 83 | 205049407
LG | LUU097HV | LQN090HV4 |  | 9000 | 10100 | 21 | 12.6 | 10.4 | 1.94 | 67 | 101 | 205049408
LG | LAU090HSV5 | LAN090HSV5 |  | 9000 | 10900 | 23.2 | 14.5 | 10.2 | 1.8 | 61 | 71 | 207348499
LG | LSU181HSV5 | LSN181HSV5 |  | 18000 | 21600 | 22 | 12.55 | 9.5 | 1.8 | 60 | 70 | 207348503
LG | LSU181HSV5 | LAN181HSV5 |  | 18000 | 21600 | 22 | 12.55 | 9.5 | 1.8 | 60 | 70 | 207462345
LG | LAU090HSV5 | LSN090HSV5 |  | 9000 | 10900 | 23.2 | 14.5 | 10.2 | 1.8 | 61 | 71 | 209937038
LG | LUU090HV | LCN098HV4 |  | 9000 | 11000 | 20.2 | 13.65 | 10.55 | 2.11 | 64 | 92 | 211234500
LG | LUU090HV | LQN090HV4 |  | 9000 | 10100 | 21 | 12.6 | 10.4 | 1.94 | 67 | 101 | 211234501
LG | LUU120HV | LCN128HV4 |  | 11100 | 14000 | 19.4 | 12.6 | 10.35 | 2.13 | 65 | 76 | 211234502
LG | LUU120HV | LQN120HV4 |  | 10200 | 13000 | 20.8 | 12.6 | 10.2 | 2.09 | 71 | 83 | 211234503
LG | LUU180HV | LCN188HV4 |  | 18000 | 18500 | 20.5 | 12.5 | 9.7 | 1.85 | 69 | 88 | 211234504
LG | LUU360HV | LCN369HV |  | 36000 | 40000 | 21 | 12.5 | 10 | 2.1 | 60 | 88 | 211234508
LG | LUU240HV | LCN249HV |  | 23000 | 27000 | 20 | 11.7 | 10.2 | 2.07 | 64 | 79 | 211234513
LG | LUU420HV | LCN429HV |  | 42000 | 47000 | 19.3 | 10.45 | 10.05 | 1.96 | 60 | 83 | 211234514
Gridless | O-AYD24SD-1 | I-AYD24W-1 |  | 24000 | 26000 | 21 | 12.5 | 10 | 1.75 | 60 | 70 | 213265555
PIONEER | YN024GHFI25RPH | WF024GHFI25HLH |  | 24000 | 26000 | 21 | 12.5 | 10 | 1.75 | 60 | 70 | 211583737
AIR-CON | ABHCI4H4S24 | ABHEM4H4S24 |  | 24000 | 26000 | 21 | 12.5 | 10 | 1.75 | 60 | 70 | 211583436
PIONEER | YN018GHFI25RPH | WF018GHFI25HLH |  | 18000 | 19000 | 20.5 | 13.2 | 9.5 | 1.8 | 55 | 70 | 211583736
ZEPHYR | ZE-24UH24SCO | ZE-24UH24SCI |  | 24000 | 26000 | 21 | 12.5 | 10 | 1.75 | 60 | 70 | 208287545
Innovair | WIN18H7H51(O) | WIN18H7H51(I) |  | 18000 | 19000 | 20.5 | 13.2 | 9.5 | 1.8 | 55 | 70 | 208286575
Innovair | WIN24H7H51(O) | WIN24H7H51(I) |  | 24000 | 26000 | 21 | 12.5 | 10 | 1.75 | 60 | 70 | 208286577
ZEPHYR | ZE-18UH24SCO | ZE-18UH24SCI |  | 18000 | 19000 | 20.5 | 13.2 | 9.5 | 1.8 | 55 | 70 | 208287543
HISENSE | AS-24UW3SKK00 | AS-24UW3SKK**00 |  | 24000 | 26000 | 21 | 12.5 | 10 | 1.75 | 60 | 70 | 208193235
GENERALLUX STAR | GNS-18HCH21TO2 | GNS-18HCH21TI2 |  | 18000 | 19000 | 20.5 | 13.2 | 9.5 | 1.8 | 55 | 70 | 213617769
Gridless | O-AYD18SD-1 | I-AYD18W-1 |  | 18000 | 19000 | 20.5 | 13.2 | 9.5 | 1.8 | 55 | 70 | 213265554
GENERALLUX STAR | AST-18UW3SBBTU01(O) | AST-18UW3SBBTU01(I) |  | 18000 | 19000 | 20.5 | 13.2 | 9.5 | 1.8 | 55 | 70 | 212292445
ZEPHYR | ZE-12UH24SCO | ZE-12UH24SCI |  | 12000 | 12000 | 23.5 | 12.7 | 9.5 | 2.05 | 57 | 70 | 208287541
AIR-CON | ABHCI4H4S18 | ABHEM4H4S18 |  | 18000 | 19000 | 20.5 | 13.2 | 9.5 | 1.8 | 55 | 70 | 211583435
GENERALLUX STAR | AST-12UW3SXETU02(O) | AST-12UW3SXETU02(I) |  | 12000 | 12000 | 23.5 | 12.7 | 9.5 | 2.05 | 57 | 70 | 212292444
HISENSE | AST-18UW3SBB01 | AST-18UW3SBB**01 |  | 18000 | 19000 | 20.5 | 13.2 | 9.5 | 1.8 | 55 | 70 | 208193234
AIR-CON | ABHCI4H4S12 | ABHEM4H4S12 |  | 12000 | 12000 | 23.5 | 12.7 | 9.5 | 2.05 | 57 | 70 | 211583438
GENERALLUX STAR | GNS-12HCH23TO2 | GNS-12HCH23TI2 |  | 12000 | 12000 | 23.5 | 12.7 | 9.5 | 2.05 | 57 | 70 | 213617768
Gridless | O-AYD12SD-1 | I-AYD12W-1 |  | 12000 | 12000 | 23.5 | 12.7 | 9.5 | 2.05 | 57 | 70 | 213265553
PIONEER | YN012GHFI25RPH | WF012GHFI25HLH |  | 12000 | 12000 | 23.5 | 12.7 | 9.5 | 2.05 | 57 | 70 | 211583712
Innovair | WIN12H7H51(O) | WIN12H7H51(I) |  | 12000 | 12000 | 23.5 | 12.7 | 9.5 | 2.05 | 57 | 70 | 208286574
HISENSE | AST-12UW3SXE02 | AST-12UW3SXE**02 |  | 12000 | 12000 | 23.5 | 12.7 | 9.5 | 2.05 | 57 | 70 | 208193233
Multi MFG | 9HHC0-HP-A | 9HHW0-HP-A |  | 9000 | 10000 | 25.5 | 14.5 | 10.5 | 2.05 | 55 | 70 | 211583738
Innovair | WIN09H7H51(O) | WIN09H7H51(I) |  | 9000 | 10000 | 25.5 | 14.5 | 10.5 | 2.05 | 55 | 70 | 208286573
Gridless | O-AYD09SD-1 | I-AYD09W-1 |  | 9000 | 10000 | 25.5 | 14.5 | 10.5 | 2.05 | 55 | 70 | 213265552
AIR-CON | ABHCI4H4S09 | ABHEM4H4S09 |  | 9000 | 10000 | 25.5 | 14.5 | 10.5 | 2.05 | 55 | 70 | 211583437
ZEPHYR | ZE-09UH24SCO | ZE-09UH24SCI |  | 9000 | 10000 | 25.5 | 14.5 | 10.5 | 2.05 | 55 | 70 | 208287539
PIONEER | YN009GHFI25RPH | WF009GHFI25HLH |  | 9000 | 10000 | 25.5 | 14.5 | 10.5 | 2.05 | 55 | 70 | 211583711
HISENSE | AST-09UW3SXE01 | AST-09UW3SXE**01 |  | 9000 | 10000 | 25.5 | 14.5 | 10.5 | 2.05 | 55 | 70 | 208193232
ForestAir | FA-H12-D23TL/O-ES | FA-H12-D23TL/I-ES |  | 12000 | 12000 | 23 | 13 | 9.5 | 1.8 | 63 | 76 | 207797362
Klimaire | KOIU12H2-1 | KIWU12H2-1A |  | 12000 | 12000 | 23 | 13 | 9.5 | 1.8 | 63 | 76 | 213244568
DAIZUKI | DXTH12C426A-23 | DXTH12E426A-23 |  | 12000 | 12000 | 23 | 13 | 9.5 | 1.8 | 63 | 76 | 211158693
TURBRO | GL12K230-O | GL12K230-I |  | 12000 | 12000 | 23 | 13 | 9.5 | 1.8 | 63 | 76 | 212386867
ZOKOP | TSC-12HA2/I3XI23-O | TSC-12HA2/I3XI23-I |  | 12000 | 12000 | 23 | 13 | 9.5 | 1.8 | 63 | 76 | 213927374
COMFORTSTAR | CHT12CD-23(O) | CHT12CD-23(I) |  | 12000 | 12000 | 23 | 13 | 9.5 | 1.8 | 63 | 76 | 213803145
Pioneer | YN012GLFI22RPD | WT012GLFI22HLD |  | 12000 | 12000 | 23 | 13 | 9.5 | 1.8 | 63 | 76 | 207743769
AIR-CON | ALPCI4H4E12 | ALPEM4H4E12 |  | 12000 | 12000 | 23 | 13 | 9.5 | 1.8 | 63 | 76 | 211694652
Clima Smart | MCH12-CS-S23-230V-O | MCH12-CS-S23-230V-I |  | 12000 | 12000 | 23 | 13 | 9.5 | 1.8 | 63 | 76 | 213148996
GENERALLUX | TSC-GL-12HA2/I3TO23 | TSC-GL-12HA2/I3TI23 |  | 12000 | 12000 | 23 | 13 | 9.5 | 1.8 | 63 | 76 | 209457664
FUJIECO | FES-12H2TK-ES(O) | FES-12H2TK-ES(I) |  | 12000 | 12000 | 23 | 13 | 9.5 | 1.8 | 63 | 76 | 211306452
TOP LIFE | TOP-12HA2/TI23-O | TOP-12HA2/TI23-I |  | 12000 | 12000 | 23 | 13 | 9.5 | 1.8 | 63 | 76 | 210448881
KANIONco | KWSM-12IR410AHS23 | KWSM-12IR410AHS23 |  | 12000 | 12000 | 23 | 13 | 9.5 | 1.8 | 63 | 76 | 209248937
SKM AIR CONDITIONING EQUIPMENT | MSKM-12 | MSKM-12 |  | 12000 | 12000 | 23 | 13 | 9.5 | 1.8 | 63 | 76 | 208842429
DELLA | 048-TP-12K2V-23S-OUT | 048-TP-12K2V-23S-IN |  | 12000 | 12000 | 23 | 13 | 9.5 | 1.8 | 63 | 76 | 213927343
Dawes | DAWES-CHD12USA | DAWES-CHD12USA |  | 12000 | 12000 | 23 | 13 | 9.5 | 1.8 | 63 | 76 | 212394361
ZERO | ZMSB-12HVT-USHH | ZMSB-12HVT-USHH |  | 12000 | 12000 | 23 | 13 | 9.5 | 1.8 | 63 | 76 | 212349507
Rovsun | TSC-12HA2/I3XI23-O | TSC-12HA2/I3XI23-I |  | 12000 | 12000 | 23 | 13 | 9.5 | 1.8 | 63 | 76 | 213927362
AIRGREAN | AG-12IR410AHS23 | AG-12IR410AHS23 |  | 12000 | 12000 | 23 | 13 | 9.5 | 1.8 | 63 | 76 | 207874690
Pasapair | AMZSAC-OU11V-12TC | AMZSAC-IN11V-12TC |  | 12000 | 12000 | 23 | 13 | 9.5 | 1.8 | 63 | 76 | 213928554
ApooDr | ATPRO23-12H220V1B | ATPRO23-12H220V1A |  | 12000 | 12000 | 23 | 13 | 9.5 | 1.8 | 63 | 76 | 212390861
TCL | TSC-12HA2/I3TI23 | TSC-12HA2/I3TI23-I |  | 12000 | 12000 | 23 | 13 | 9.5 | 1.8 | 63 | 76 | 207688890
PULAIR | MOSH- 1121AC | MISH- 1121AC |  | 12000 | 12000 | 22.7 | 12.5 | 10.4 | 2.06 | 74 | 56 | 214311520
PULAIR | MOSH-1121AC | MISH-1121AC |  | 12000 | 12000 | 22.7 | 12.5 | 10.4 | 2.06 | 74 | 56 | 214312532
LG | LUU480HHV | LCN489HV |  | 48000 | 52000 | 17.5 | 12.5 | 10.65 | 2.2 | 63 | 78 | 205788771
LG | LUU360HHV | LCN369HV |  | 36000 | 40000 | 21.5 | 12.6 | 10.55 | 2.1 | 64 | 93 | 205788768
LG | LUU420HHV | LCN429HV |  | 42000 | 48000 | 19.5 | 12.8 | 10.75 | 2.2 | 61 | 83 | 205788765
LG | LUU240HHV | LCN249HV |  | 24000 | 27000 | 21 | 12.6 | 10.2 | 1.81 | 64 | 102 | 205788764
LG | LAU120HYV3 | LAN120HYV3 |  | 12000 | 13600 | 25.5 | 13.8 | 11.2 | 1.85 | 61 | 71 | 204825178
LG | LAU090HYV3 | LAN090HYV3 |  | 9000 | 11000 | 27 | 15.8 | 13.5 | 1.85 | 61 | 70 | 204825177
COMFORTSTAR | CZP18CD(O) | T1W18P |  | 18000 | 19000 | 21.8 | 12.5 | 10.7 | 2.3 | 64 | 69 | 214594915
COMFORTSTAR | CZP12CD(O) | T1W12P |  | 12000 | 12500 | 22 | 12.6 | 9.8 | 2.21 | 62 | 62 | 214594914
FRANKLIN | MSH183E23MCAA | MSH183F25AXAA |  | 18000 | 18000 | 21.5 | 12.5 | 11.3 | 1.8 | 83 | 100 | 214595282
FRANKLIN | MSH123E23MCAA | MSH123F25AXAA |  | 12000 | 12000 | 25.5 | 14 | 10.4 | 1.8 | 83 | 100 | 214595281
KEEPRITE | DLCSRBH24AAK | DLFSHCH24XAK |  | 24000 | 29000 | 21.5 | 13 | 11.4 | 2.21 | 73 | 86 | 208447647
Convectair | 8028-C24-O | 8028-C24-I |  | 24000 | 29000 | 21.5 | 13 | 11.4 | 2.21 | 73 | 86 | 207709207
AIRQUEST | DLCSRBH24AAK | DLFSHCH24XAK |  | 24000 | 29000 | 21.5 | 13 | 11.4 | 2.21 | 73 | 86 | 208447687
Multi MFG | MSH-24HD-A | 24HWMS0-C-M-A |  | 24000 | 29000 | 21.5 | 13 | 11.4 | 2.21 | 73 | 86 | 214232437
MRCOOL | O-HH-24-HP-C-230B | O-24-HP-WMAH-230B |  | 24000 | 29000 | 21.5 | 13 | 11.4 | 2.21 | 73 | 86 | 208552825
1HVAC | ACIQ-24ZPL-HP230B | ACIQ-24W-HH-MC |  | 24000 | 29000 | 21.5 | 13 | 11.4 | 2.21 | 73 | 86 | 210857298
KERR | A-KMH24SV-1 | B-KMH24SV-1 |  | 24000 | 29000 | 21.5 | 13 | 11.4 | 2.21 | 73 | 86 | 207657397
SMART COMFORT | DLCSRBH24AAK | DLFSHCH24XAK |  | 24000 | 29000 | 21.5 | 13 | 11.4 | 2.21 | 73 | 86 | 208447679
MRCOOL | O-HH-24-HP-C-230A | O-24-HP-WMAH-230B |  | 24000 | 29000 | 21.5 | 13 | 11.4 | 2.21 | 73 | 86 | 207339164
MOOVAIR | DMA24HOS28230E8 | DMA24HIW25230E8 |  | 24000 | 29000 | 21.5 | 13 | 11.4 | 2.21 | 73 | 86 | 207742498
CanAir | C23SCH18H22 | C28SEH18H21 |  | 18000 | 18000 | 21.5 | 12.5 | 11.3 | 1.8 | 83 | 100 | 207796645
LPS Legacy | DLCSRBH24AAK | DLFSHCH24XAK |  | 24000 | 29000 | 21.5 | 13 | 11.4 | 2.21 | 73 | 86 | 211756584
NOVAIR | LEA18SZ35SK-O | 2LEA18UUSK-I |  | 18000 | 18000 | 21.5 | 12.5 | 11.3 | 1.8 | 83 | 100 | 211709684
COMFORTMAKER | DLCSRBH24AAK | DLFSHCH24XAK |  | 24000 | 29000 | 21.5 | 13 | 11.4 | 2.21 | 73 | 86 | 208447623
THERMOCORE SYSTEMS | T5HH22S-H218-C | T5HH22S-H218-E |  | 18000 | 18000 | 21.5 | 12.5 | 11.3 | 1.8 | 83 | 100 | 209549009
DAY & NIGHT | DLCSRBH24AAK | DLFSHCH24XAK |  | 24000 | 29000 | 21.5 | 13 | 11.4 | 2.21 | 73 | 86 | 208447631
MIDEA | DLCSRBH18AAK | DLFSHCH18XAK |  | 18000 | 18000 | 21.5 | 12.5 | 11.3 | 1.8 | 83 | 100 | 208447667
LBG Products | LBHB18DYWO | LBHB18DYWI |  | 24000 | 29000 | 21.5 | 13 | 11.4 | 2.21 | 73 | 86 | 207629155
C&H | CH-HPR24-230VO | CH-24MASTWM-230VI |  | 24000 | 29000 | 21.5 | 13 | 11.4 | 2.21 | 73 | 86 | 207740504
C&H | CH-HPR18-230VO | CH-18MASTWM-230VI |  | 18000 | 18000 | 21.5 | 12.5 | 11.3 | 1.8 | 83 | 100 | 207740503
ACIQ | ACIQ-24ZPL-HP230B | ACIQ-24W-HH-MC |  | 24000 | 29000 | 21.5 | 13 | 11.4 | 2.21 | 73 | 86 | 210857318
QUEBEC VAIR | NE-T53-AEG18EXT | NE-T53-AEG18INT |  | 18000 | 18000 | 21.5 | 12.5 | 11.3 | 1.8 | 83 | 100 | 213927610
BRYANT | 38MARBQ24AA3 | 619AHBQ24XA3 |  | 24000 | 29000 | 21.5 | 13 | 11.4 | 2.21 | 73 | 86 | 206348145
MAXI AIR | NE-T53-AEG18EXT | NE-T53-AEG18INT |  | 18000 | 18000 | 21.5 | 12.5 | 11.3 | 1.8 | 83 | 100 | 213927612
Weathermaker | 38MARBQ24AA3 | DHMAHBQ24XA3 |  | 24000 | 29000 | 21.5 | 13 | 11.4 | 2.21 | 73 | 86 | 206350326
BRYANT | 38MARBQ18AA3 | 619AHBQ18XA3 |  | 18000 | 18000 | 21.5 | 12.5 | 11.3 | 1.8 | 83 | 100 | 206348144
PAYNE | 38MARBQ24AA3 | DHMAHBQ24XA3 |  | 24000 | 29000 | 21.5 | 13 | 11.4 | 2.21 | 73 | 86 | 206350316
1HVAC | ACIQ-18ZPL-HP230B | ACIQ-18W-HH-MC |  | 18000 | 18000 | 21.5 | 12.5 | 11.3 | 1.8 | 83 | 100 | 210857297
COMFORT-AIRE | A-VMH24SU-1 | B-VMH24SV-1 |  | 24000 | 29000 | 21.5 | 13 | 11.4 | 2.21 | 73 | 86 | 208141178
Weathermaker | 38MARBQ18AA3 | DHMAHBQ18XA3 |  | 18000 | 18000 | 21.5 | 12.5 | 11.3 | 1.8 | 83 | 100 | 206350325
1HVAC | ACIQ-24ZPL-HP230B | ACIQ-24W-HH-MB |  | 24000 | 29000 | 21.5 | 13 | 11.4 | 2.21 | 73 | 86 | 207825515
Conforto | MHSZ118DA | MHWAL18DA |  | 18000 | 18000 | 21.5 | 12.5 | 11.3 | 1.8 | 83 | 100 | 210605804
CONTINENTAL | CDHAS26-18-O | CDHAS26-18-I |  | 18000 | 18000 | 21.5 | 12.5 | 11.3 | 1.8 | 83 | 100 | 213386536
KENMORE | DLCSRBH24AAK | DLFSHCH24XAK |  | 24000 | 29000 | 21.5 | 13 | 11.4 | 2.21 | 73 | 86 | 208447655
STEALTH | ACIQ-18ZPL-HP230B | ACIQ-18W-HH-MC |  | 18000 | 18000 | 21.5 | 12.5 | 11.3 | 1.8 | 83 | 100 | 212316187
CONTINENTAL | CDHAS26-24-O | CDHAS26-24-I |  | 24000 | 29000 | 21.5 | 13 | 11.4 | 2.21 | 73 | 86 | 213386537
NAPOLEON | NDHAS26-24-O | NDHAS26-24-I |  | 24000 | 29000 | 21.5 | 13 | 11.4 | 2.21 | 73 | 86 | 207683236
KERR | A-KMH18SV-1 | B-KMH18SV-1 |  | 18000 | 18000 | 21.5 | 12.5 | 11.3 | 1.8 | 83 | 100 | 207657396
Kepler | ODUMOD30-24HFN1MU0W | IDUMSEPD-24HRFN1MU0W |  | 24000 | 29000 | 21.5 | 13 | 11.4 | 2.21 | 73 | 86 | 213608176
NAPOLEON | NDHAS26-18-O | NDHAS26-18-I |  | 18000 | 18000 | 21.5 | 12.5 | 11.3 | 1.8 | 83 | 100 | 207683235
CARRIER | 38MARBQ24AA3 | 40MAHBQ24XA3 |  | 24000 | 29000 | 21.5 | 13 | 11.4 | 2.21 | 73 | 86 | 206348138
Kepler | ODUMOX430-17HFN1MT0W | IDUMSEPC-18HRFN1MU0W |  | 18000 | 18000 | 21.5 | 12.5 | 11.3 | 1.8 | 83 | 100 | 213608175
KENMORE | DLCSRBH18AAK | DLFSHCH18XAK |  | 18000 | 18000 | 21.5 | 12.5 | 11.3 | 1.8 | 83 | 100 | 208447659
DIRECT AIR | DIRM-24HXPRO28-1Z | DIRM-24HP-WM |  | 24000 | 29000 | 21.5 | 13 | 11.4 | 2.21 | 73 | 86 | 207743727
LBG Products | LBHB18DUWO | LBHB18DUWI |  | 18000 | 18000 | 24 | 13.5 | 10.5 | 2.44 | 78 | 71 | 208130805
Cooper&Hunter | CH-HPR18-230VO | CH-18MASTWM-230VI |  | 18000 | 18000 | 21.5 | 12.5 | 11.3 | 1.8 | 83 | 100 | 210799550
DIYCOOL | ACIQ-24ZPL-HP230B | ACIQ-24W-HH-MC |  | 24000 | 29000 | 21.5 | 13 | 11.4 | 2.21 | 73 | 86 | 210857338
MAXI AIR | NE-T52-SUPAE18E | NE-T52-SUPAE18I |  | 18000 | 18000 | 21.5 | 12.5 | 11.3 | 1.8 | 83 | 100 | 212348362
ICONIC AIR SOLUTION | ICOO18AK | IFOH18IK |  | 18000 | 18000 | 24 | 13.5 | 10.5 | 2.44 | 78 | 71 | 214389498
COMFORT-AIRE | A-VMH24SV-1 | B-VMH24SV-1 |  | 24000 | 29000 | 21.5 | 13 | 11.4 | 2.21 | 73 | 86 | 207657389
DIYCOOL | ACIQ-18ZPL-HP230B | ACIQ-18W-HH-MB |  | 18000 | 18000 | 21.5 | 12.5 | 11.3 | 1.8 | 83 | 100 | 207825552
Bluefin | BFMS18PL-01O | BFMS18PL-01I |  | 18000 | 18000 | 24 | 13.5 | 10.5 | 2.44 | 78 | 71 | 213769906
BLUERIDGE | BMY24HH22C | BMY24HH22WM |  | 24000 | 29000 | 21.5 | 13 | 11.4 | 2.21 | 73 | 86 | 207339186
SLIMAIR | SHC18VE2AG | SHMZ18VC2AG |  | 18000 | 18000 | 24 | 13.5 | 10.5 | 2.44 | 78 | 71 | 208447946
BOSCH | BMS500-AAS018-1CSXHC | BMS500-AAU018-1AHWXC |  | 18000 | 18000 | 21.5 | 12.5 | 11.3 | 1.8 | 83 | 100 | 207759996
EMI | MHSZ124DA | MHWAL24DA |  | 24000 | 29000 | 21.5 | 13 | 11.4 | 2.21 | 73 | 86 | 208121927
SLIMAIR | SHC18VE2AG | SHM18VE2AG |  | 18000 | 18000 | 24 | 13.5 | 10.5 | 2.44 | 78 | 71 | 208447938
Bladex | BS25-18HFN1-ODU | BWM-EPB-18HWIU |  | 18000 | 18000 | 21.5 | 12.5 | 11.3 | 1.8 | 83 | 100 | 214312553
PolarWave | ACIQ-24ZPL-HP230B | ACIQ-24W-HH-MC |  | 24000 | 29000 | 21.5 | 13 | 11.4 | 2.21 | 73 | 86 | 212316102
CENTURY | A-VMH24SV-1 | B-VMH24SV-1 |  | 24000 | 29000 | 21.5 | 13 | 11.4 | 2.21 | 73 | 86 | 212940817
COMFORTSTAR | CHF18CD(O) | CHF18CD(I) |  | 18000 | 18000 | 21.5 | 12.5 | 11.3 | 1.8 | 83 | 100 | 207658928
Clearity | MOD30-24HFN1-MU0W | MSEPD-24HRFN1-MU0W |  | 24000 | 29000 | 21.5 | 13 | 11.4 | 2.21 | 73 | 86 | 210278958
Multi MFG | MSH-18HD-A | 18HWMS0-C-M-A |  | 18000 | 18000 | 21.5 | 12.5 | 11.3 | 1.8 | 83 | 100 | 214232436
SEA BREEZE+ | SZ18H424ZMO | WM18H424ZMI |  | 18000 | 18000 | 24 | 13.5 | 10.5 | 2.44 | 78 | 71 | 208128264
NOVAIR | LEA24SZ35SK-O | 2LEA24UUSK-I |  | 24000 | 29000 | 21.5 | 13 | 11.4 | 2.21 | 73 | 86 | 211709685
TRUST AIR CONDITIONERS | OAH18H/O4S4P | IUMW118H/I41P |  | 18000 | 18000 | 21.5 | 12.5 | 11.3 | 1.8 | 83 | 100 | 208816916
BRYANT | 38MARBQ12AA3 | 619AHBQ12XA3 |  | 12000 | 12000 | 25.5 | 14 | 10.4 | 1.8 | 83 | 100 | 206348143
ZERO | ZMSB-18HV-USHH | ZMSB-18HV-USHH |  | 18000 | 18000 | 24 | 13.5 | 10.5 | 2.44 | 78 | 71 | 213917750
ACIQ | ACIQ-18ZPL-HP230B | ACIQ-18W-HH-MC |  | 18000 | 18000 | 21.5 | 12.5 | 11.3 | 1.8 | 83 | 100 | 210857317
Orient Care | OU18M410AGS30 | ODW18MAGSW30 |  | 18000 | 18000 | 24 | 13.5 | 10.5 | 2.44 | 78 | 71 | 212920503
MRCOOL | O-HH-12-HP-C-230B | O-12-HP-WMAH-230B |  | 12000 | 12000 | 25.5 | 14 | 10.4 | 1.8 | 83 | 100 | 208552821
STEALTH | ACIQ-24ZPL-HP230B | ACIQ-24W-HH-MB |  | 24000 | 29000 | 21.5 | 13 | 11.4 | 2.21 | 73 | 86 | 212316160
NAPOLEON | NDHAS22-18-O | NDHAS22-18-I |  | 18000 | 18000 | 24 | 13.5 | 10.5 | 2.44 | 78 | 71 | 207683231
PolarWave | ACIQ-18ZPL-HP230B | ACIQ-18W-HH-MB |  | 18000 | 18000 | 21.5 | 12.5 | 11.3 | 1.8 | 83 | 100 | 212316073
C&H | CH-ES18-230VO | CH-18MOLVWM-230VI |  | 18000 | 18000 | 24 | 13.5 | 10.5 | 2.44 | 78 | 71 | 207740514
1HVAC | ACIQ-12ZPL-HP230B | ACIQ-12W-HH-MB |  | 12000 | 12000 | 25.5 | 14 | 10.4 | 1.8 | 83 | 100 | 207825513
ELIOS | DEA24HOS28230E8 | DEA24HIW25230E8 |  | 24000 | 29000 | 21.5 | 13 | 11.4 | 2.21 | 73 | 86 | 207742432
MIDEA | MOX430-18HFN1-MU0W | MSAG11D-18HRFN1-MT8W |  | 18000 | 18000 | 24 | 13.5 | 10.5 | 2.44 | 78 | 71 | 207821933
ACIQ | ACIQ-12ZPL-HP230B | ACIQ-12W-HH-MC |  | 12000 | 12000 | 25.5 | 14 | 10.4 | 1.8 | 83 | 100 | 210857316
CARRIER | 38MARBQ18AA3 | 40MAHBQ18XA3 |  | 18000 | 18000 | 21.5 | 12.5 | 11.3 | 1.8 | 83 | 100 | 206348137
CanAir | C28SCH24H21 | C28SEH24H21 |  | 24000 | 29000 | 21.5 | 13 | 11.4 | 2.21 | 73 | 86 | 207683259
NG Trade | OMEGA181E | IMEGA181E* |  | 18000 | 18000 | 24 | 13.5 | 10.5 | 2.44 | 78 | 71 | 214442655
FRANKLIN | MSH183F25MCAA | MSH183F25AXAA |  | 18000 | 18000 | 21.5 | 12.5 | 11.3 | 1.8 | 83 | 100 | 214383435
PAYNE | 38MARBQ12AA3 | DHMAHBQ12XA3 |  | 12000 | 12000 | 25.5 | 14 | 10.4 | 1.8 | 83 | 100 | 206350314
PULAIR | MOSH-1182AC | MISH-1182AC |  | 18000 | 18000 | 24 | 13.5 | 10.5 | 2.44 | 78 | 71 | 214312534
COMFORT-AIRE | A-VMH18SV-1 | B-VMH18SV-1 |  | 18000 | 18000 | 21.5 | 12.5 | 11.3 | 1.8 | 83 | 100 | 207657388
Breeze33 | BZ33-HYP24OUT2-G2-P | BZ33-HYP24WALL2-G2-P |  | 24000 | 29000 | 21.5 | 13 | 11.4 | 2.21 | 73 | 86 | 207862073
Cooper&Hunter | CH-ES18-230VO | CH-18MOLVWM-230VI |  | 18000 | 18000 | 24 | 13.5 | 10.5 | 2.44 | 78 | 71 | 210799561
AIRQUEST | DLCSRBH18AAK | DLFSHCH18XAK |  | 18000 | 18000 | 21.5 | 12.5 | 11.3 | 1.8 | 83 | 100 | 208447691
ACIQ | ACIQ-24ZPL-HP230B | ACIQ-24W-HH-MB |  | 24000 | 29000 | 21.5 | 13 | 11.4 | 2.21 | 73 | 86 | 207825534
STEALTH | ACIQ-12ZPL-HP230B | ACIQ-12W-HH-MC |  | 12000 | 12000 | 25.5 | 14 | 10.4 | 1.8 | 83 | 100 | 212316186
SMART COMFORT | DLCSRBH18AAK | DLFSHCH18XAK |  | 18000 | 18000 | 21.5 | 12.5 | 11.3 | 1.8 | 83 | 100 | 208447683
C&H | CH-ES18-230VO | CH-B18MOLVWM-230VI |  | 18000 | 18000 | 24 | 13.5 | 10.5 | 2.44 | 78 | 71 | 210665990
FRANKLIN | MSH243F25MCAA | MSH243F25AXAA |  | 24000 | 29000 | 21.5 | 13 | 11.4 | 2.21 | 73 | 86 | 214383436
Breeze33 | BZ33-HYP12OUT2-G2-P | BZ33-HYP12WALL2-G2-P |  | 12000 | 12000 | 25.5 | 14 | 10.4 | 1.8 | 83 | 100 | 207862071
KEEPRITE | DLCSRBH18AAK | DLFSHCH18XAK |  | 18000 | 18000 | 21.5 | 12.5 | 11.3 | 1.8 | 83 | 100 | 208447651
AI AIR CONDITIONING | AO24-18N1-M1H | AW25-18N1-M1 |  | 18000 | 18000 | 24 | 13.5 | 10.5 | 2.44 | 78 | 71 | 213769940
Cooper&Hunter | CH-HPR24-230VO | CH-24MASTWM-230VI |  | 24000 | 29000 | 21.5 | 13 | 11.4 | 2.21 | 73 | 86 | 210799551
MIDEA | 38MARBQ12AA3 | DHMAHBQ12XA3 |  | 12000 | 12000 | 25.5 | 14 | 10.4 | 1.8 | 83 | 100 | 206350319
Breeze33 | BZ33-HYP18OUT2-G2-P | BZ33-HYP18WALL2-G2-P |  | 18000 | 18000 | 21.5 | 12.5 | 11.3 | 1.8 | 83 | 100 | 207862072
PULAIR | MOSH-1182AC | MISH- 1182AC |  | 18000 | 18000 | 24 | 13.5 | 10.5 | 2.44 | 78 | 71 | 214311522
MIDEA | MOX330-12HFN1-MW5W | MSEPB-12HRFN1-MW5W(GA) |  | 12000 | 12000 | 25.5 | 14 | 10.4 | 1.8 | 83 | 100 | 207826694
EMI | MHSZ118DA | MHWAL18DA |  | 18000 | 18000 | 21.5 | 12.5 | 11.3 | 1.8 | 83 | 100 | 208121926
Cooper&Hunter | CH-ES18-230VO | CH-B18MOLVWM-230VI |  | 18000 | 18000 | 24 | 13.5 | 10.5 | 2.44 | 78 | 71 | 210799689
ARCOAIRE | DLCSRBH24AAK | DLFSHCH24XAK |  | 24000 | 29000 | 21.5 | 13 | 11.4 | 2.21 | 73 | 86 | 208447615
Custom Comfort | CCOXHASZ12HP | CCOXHAWM12 |  | 12000 | 12000 | 25.5 | 14 | 10.4 | 1.8 | 83 | 100 | 212365405
CENTURY | A-VMH18SV-1 | B-VMH18SV-1 |  | 18000 | 18000 | 21.5 | 12.5 | 11.3 | 1.8 | 83 | 100 | 212940816
Durastar | DRA1U18S1B | DRAW18F1B |  | 18000 | 18000 | 24 | 13.5 | 10.5 | 2.44 | 78 | 71 | 207787132
MIDEA | 38MARBQ24AA3 | DHMAHBQ24XA3 |  | 24000 | 29000 | 21.5 | 13 | 11.4 | 2.21 | 73 | 86 | 206350321
BLUERIDGE | BMY12HH26C | BMY12HH26WM |  | 12000 | 12000 | 25.5 | 14 | 10.4 | 1.8 | 83 | 100 | 207339184
ELIOS | DEA18HOS28230E8 | DEA18HIW25230E8 |  | 18000 | 18000 | 21.5 | 12.5 | 11.3 | 1.8 | 83 | 100 | 207742431
CONTINENTAL | CDHAS22-18-O | CDHAS22-18-I |  | 18000 | 18000 | 24 | 13.5 | 10.5 | 2.44 | 78 | 71 | 213386540
ApooDr | AGN24-12H220V1B | AGN24-12H220V1A |  | 12000 | 12000 | 23.1 | 13 | 10.8 | 2.41 | 83 | 70 | 209157092
BOSCH | BMS500-AAS024-1CSXHC | BMS500-AAU024-1AHWXC |  | 24000 | 29000 | 21.5 | 13 | 11.4 | 2.21 | 73 | 86 | 207759997
PolarWave | ACIQ-18ZPL-HP230B | ACIQ-18W-HH-MC |  | 18000 | 18000 | 21.5 | 12.5 | 11.3 | 1.8 | 83 | 100 | 212316101
Orient Care | OU12M410AGS30 | ODW12MAGSW30 |  | 12000 | 12000 | 23.1 | 13 | 10.8 | 2.41 | 83 | 70 | 212920502
Bladex | BS25-24HFN1-ODU | BWM-EPB-24HWIU |  | 24000 | 29000 | 21.5 | 13 | 11.4 | 2.21 | 73 | 86 | 214312554
NOVAIR | LEA12SZ35SK-O | 2LEA12UUSK-I |  | 12000 | 12000 | 25.5 | 14 | 10.4 | 1.8 | 83 | 100 | 211709683
MIDEA | 38MARBQ18AA3 | DHMAHBQ18XA3 |  | 18000 | 18000 | 21.5 | 12.5 | 11.3 | 1.8 | 83 | 100 | 206350320
TECH CLIMATE | ODD1200 | DS120 |  | 12000 | 12000 | 23.1 | 13 | 10.8 | 2.41 | 83 | 70 | 213304196
KANIONco | KWSM-12IR410AHS25.5ODU | KWSM-12IR410AHS25.5IDU |  | 12000 | 12000 | 25.5 | 14 | 10.4 | 1.8 | 83 | 100 | 213160462
Clearity | MOX430-17HFN1-MT0W | MSEPC-18HRFN1-MU0W |  | 18000 | 18000 | 21.5 | 12.5 | 11.3 | 1.8 | 83 | 100 | 208141286
COMFORTSTAR | CHF24CD(O) | CHF24CD(I) |  | 24000 | 29000 | 21.5 | 13 | 11.4 | 2.21 | 73 | 86 | 207658929
Clearity | MOX330-12HFN1-MW5W | MSEPB-12HRFN1-MW5W(GA) |  | 12000 | 12000 | 25.5 | 14 | 10.4 | 1.8 | 83 | 100 | 210568095
NOVAIR | LEA12SZ25SK-O | LEA12UUSK-I |  | 12000 | 12000 | 23.1 | 13 | 10.8 | 2.41 | 83 | 70 | 207526945
1HVAC | ACIQ-18ZPL-HP230B | ACIQ-18W-HH-MB |  | 18000 | 18000 | 21.5 | 12.5 | 11.3 | 1.8 | 83 | 100 | 207825514
Weathermaker | 38MARBQ12AA3 | DHMAHBQ12XA3 |  | 12000 | 12000 | 25.5 | 14 | 10.4 | 1.8 | 83 | 100 | 206350324
Alsetria | MOD30-24HFN1-MU0W | MSEPD-24HRFN1-MU0W |  | 24000 | 29000 | 21.5 | 13 | 11.4 | 2.21 | 73 | 86 | 208121904
Cooper&Hunter | CH-ES12-230VO | CH-12MOLVWM-230VI |  | 12000 | 12000 | 23.1 | 13 | 10.8 | 2.41 | 83 | 70 | 210799560
PAYNE | 38MARBQ18AA3 | DHMAHBQ18XA3 |  | 18000 | 18000 | 21.5 | 12.5 | 11.3 | 1.8 | 83 | 100 | 206350315
COMFORT-AIRE | A-KMH24SU-1 | B-KMH24SV-1 |  | 24000 | 29000 | 21.5 | 13 | 11.4 | 2.21 | 73 | 86 | 208141189
1HVAC | ACIQ-12ZPL-HP230B | ACIQ-12W-HH-MC |  | 12000 | 12000 | 25.5 | 14 | 10.4 | 1.8 | 83 | 100 | 210857296
Cooper&Hunter | CH-ES12-230VO | CH-B12MOLVWM-230VI |  | 12000 | 12000 | 23.1 | 13 | 10.8 | 2.41 | 83 | 70 | 210799688
SENVILLE | SENA/18HF/OQ | SENA/18HF/IQ |  | 18000 | 18000 | 21.5 | 12.5 | 11.3 | 1.8 | 83 | 100 | 207657629
AI AIR CONDITIONING | AO29-24N1-M1H | AW29-24N1-M1 |  | 24000 | 29000 | 21.5 | 13 | 11.4 | 2.21 | 73 | 86 | 213769950
CanAir | C28SCH12H21 | C28SEH12H21 |  | 12000 | 12000 | 25.5 | 14 | 10.4 | 1.8 | 83 | 100 | 207683257
Durastar | DRA1U12S1B | DRAW12F1B |  | 12000 | 12000 | 23.1 | 13 | 10.8 | 2.41 | 83 | 70 | 207787131
Convectair | 8028-C18-O | 8028-C18-I |  | 18000 | 18000 | 21.5 | 12.5 | 11.3 | 1.8 | 83 | 100 | 207709206
SENVILLE | SENA/24HF/OQ | SENA/24HF/IQ |  | 24000 | 29000 | 21.5 | 13 | 11.4 | 2.21 | 73 | 86 | 207657630
NAPOLEON | NDHAS26-12-O | NDHAS26-12-I |  | 12000 | 12000 | 25.5 | 14 | 10.4 | 1.8 | 83 | 100 | 207683234
DIRECT AIR | DIRM-18HXPRO28-1Z | DIRM-18HP-WM |  | 18000 | 18000 | 21.5 | 12.5 | 11.3 | 1.8 | 83 | 100 | 207743726
Bluefin | BFMS12PL-01O | BFMS12PL-01I |  | 12000 | 12000 | 23.1 | 13 | 10.8 | 2.41 | 83 | 70 | 213769909
MOOVAIR | DMA12HOS28230E8 | DMA12HIW25230E8 |  | 12000 | 12000 | 25.5 | 14 | 10.4 | 1.8 | 83 | 100 | 207742496
PolarWave | ACIQ-24ZPL-HP230B | ACIQ-24W-HH-MB |  | 24000 | 29000 | 21.5 | 13 | 11.4 | 2.21 | 73 | 86 | 212316074
ICONIC AIR SOLUTION | ICOO12AK | IFOH12IK |  | 12000 | 12000 | 23.1 | 13 | 10.8 | 2.41 | 83 | 70 | 214389497
Custom Comfort | CCOXHASZ17HP | CCOXHAWM18 |  | 18000 | 18000 | 21.5 | 12.5 | 11.3 | 1.8 | 83 | 100 | 212365406
MDV | MOX430-18HFN1-MU0W | MSAG11D-18HRFN1-MT8W |  | 18000 | 18000 | 24 | 13.5 | 10.5 | 2.44 | 78 | 71 | 207613861
AI AIR CONDITIONING | AO24-12N1-M1H | AW25-12N1-M1 |  | 12000 | 12000 | 23.1 | 13 | 10.8 | 2.41 | 83 | 70 | 213769939
COMFORT-AIRE | A-KMH18SU-1 | B-KMH18SV-1 |  | 18000 | 18000 | 21.5 | 12.5 | 11.3 | 1.8 | 83 | 100 | 208141188
THERMOCORE SYSTEMS | T5HH26S-H212-C | T5HH26S-H212-E |  | 12000 | 12000 | 25.5 | 14 | 10.4 | 1.8 | 83 | 100 | 209549008
Conforto | MHSZ124DA | MHWAL24DA |  | 24000 | 29000 | 21.5 | 13 | 11.4 | 2.21 | 73 | 86 | 210605805
C&H | CH-ES12-230VO | CH-B12MOLVWM-230VI |  | 12000 | 12000 | 23.1 | 13 | 10.8 | 2.41 | 83 | 70 | 210665989
DAY & NIGHT | DLCSRBH18AAK | DLFSHCH18XAK |  | 18000 | 18000 | 21.5 | 12.5 | 11.3 | 1.8 | 83 | 100 | 208447635
TRUST AIR CONDITIONERS | OAH24H/O4S4P | IUMW124H/I41P |  | 24000 | 29000 | 21.5 | 13 | 11.4 | 2.21 | 73 | 86 | 208816917
DIRECT AIR | DIRM-12HXPRO28-1Z | DIRM-12HP-WM |  | 12000 | 12000 | 25.5 | 14 | 10.4 | 1.8 | 83 | 100 | 207743725
SEA BREEZE+ | SZ12H424ZMO | WM12H424ZMI |  | 12000 | 12000 | 23.1 | 13 | 10.8 | 2.41 | 83 | 70 | 208128263
HEIL | DLCSRBH24AAK | DLFSHCH24XAK |  | 24000 | 29000 | 21.5 | 13 | 11.4 | 2.21 | 73 | 86 | 208447639
COMFORTMAKER | DLCSRBH18AAK | DLFSHCH18XAK |  | 18000 | 18000 | 21.5 | 12.5 | 11.3 | 1.8 | 83 | 100 | 208447627
BOSCH | BMS500-AAS012-1CSXHC | BMS500-AAU012-1AHWXC |  | 12000 | 12000 | 25.5 | 14 | 10.4 | 1.8 | 83 | 100 | 207759995
NAPOLEON | NDHAS22-12-O | NDHAS22-12-I |  | 12000 | 12000 | 23.1 | 13 | 10.8 | 2.41 | 83 | 70 | 207683230
MIDEA | DLCSRBH24AAK | DLFSHCH24XAK |  | 24000 | 29000 | 21.5 | 13 | 11.4 | 2.21 | 73 | 86 | 208447663
MRCOOL | O-HH-12-HP-C-230A | O-12-HP-WMAH-230B |  | 12000 | 12000 | 25.5 | 14 | 10.4 | 1.8 | 83 | 100 | 207339162
HEIL | DLCSRBH18AAK | DLFSHCH18XAK |  | 18000 | 18000 | 21.5 | 12.5 | 11.3 | 1.8 | 83 | 100 | 208447643
Custom Comfort | CCOXHASZ24HP | CCOXHAWM24 |  | 24000 | 29000 | 21.5 | 13 | 11.4 | 2.21 | 73 | 86 | 212365407
MIDEA | DLCSRBH12AAK | DLFSHCH12XAK |  | 12000 | 12000 | 25.5 | 14 | 10.4 | 1.8 | 83 | 100 | 208447662
ZERO | ZMSB-12HV-USHH | ZMSB-12HV-USHH |  | 12000 | 12000 | 23.1 | 13 | 10.8 | 2.41 | 83 | 70 | 213917749
MOOVAIR | DMA18HOS28230E8 | DMA18HIW25230E8 |  | 18000 | 18000 | 21.5 | 12.5 | 11.3 | 1.8 | 83 | 100 | 207742497
KERR | A-KMH24SU-1 | B-KMH24SV-1 |  | 24000 | 29000 | 21.5 | 13 | 11.4 | 2.21 | 73 | 86 | 208141201
SENVILLE | SENA/12HF/OQ | SENA/12HF/IQ |  | 12000 | 12000 | 25.5 | 14 | 10.4 | 1.8 | 83 | 100 | 207657628
MIDEA | MOX230-12HFN1-MV5W | MSAG11B-12HRFN1-MV0W(GA) |  | 12000 | 12000 | 23.1 | 13 | 10.8 | 2.41 | 83 | 70 | 207821932
ECO-AIR | MOX430-17HFN1-MT0W | MSEPC-18HRFN1-MU0W |  | 18000 | 18000 | 21.5 | 12.5 | 11.3 | 1.8 | 83 | 100 | 208121866
STEALTH | ACIQ-24ZPL-HP230B | ACIQ-24W-HH-MC |  | 24000 | 29000 | 21.5 | 13 | 11.4 | 2.21 | 73 | 86 | 212316188
SLIMAIR | SHC12VE2AG | SHMZ12VC2AG |  | 12000 | 12000 | 23.1 | 13 | 10.8 | 2.41 | 83 | 70 | 208447945
TRUST AIR CONDITIONERS | OAH12H/O4S4P | IUMW112H/I41P |  | 12000 | 12000 | 25.5 | 14 | 10.4 | 1.8 | 83 | 100 | 208816915
BLUERIDGE | BMY18HH22C | BMY18HH22WM |  | 18000 | 18000 | 21.5 | 12.5 | 11.3 | 1.8 | 83 | 100 | 207339185
TEMPSTAR | DLCSRBH24AAK | DLFSHCH24XAK |  | 24000 | 29000 | 21.5 | 13 | 11.4 | 2.21 | 73 | 86 | 208447671
LBG Products | LBHB12DUWO | LBHB12DUWI |  | 12000 | 12000 | 23.1 | 13 | 10.8 | 2.41 | 83 | 70 | 208130804
Convectair | 8028-C12-O | 8028-C12-I |  | 12000 | 12000 | 25.5 | 14 | 10.4 | 1.8 | 83 | 100 | 207709205
SUPREME | NE-T52-SUPAE18E | NE-T52-SUPAE18I |  | 18000 | 18000 | 21.5 | 12.5 | 11.3 | 1.8 | 83 | 100 | 212579411
TEMPSTAR | DLCSRBH12AAK | DLFSHCH12XAK |  | 12000 | 12000 | 25.5 | 14 | 10.4 | 1.8 | 83 | 100 | 208447670
Relief Sciences | LANG12OD25-1 | LANG12ID-25 |  | 12000 | 12000 | 23.1 | 13 | 10.8 | 2.41 | 83 | 70 | 210655374
DIYCOOL | ACIQ-24ZPL-HP230B | ACIQ-24W-HH-MB |  | 24000 | 29000 | 21.5 | 13 | 11.4 | 2.21 | 73 | 86 | 207825553
MRCOOL | O-HH-18-HP-C-230A | O-18-HP-WMAH-230B |  | 18000 | 18000 | 21.5 | 12.5 | 11.3 | 1.8 | 83 | 100 | 207339163
C&H | CH-ES12-230VO | CH-12MOLVWM-230VI |  | 12000 | 12000 | 23.1 | 13 | 10.8 | 2.41 | 83 | 70 | 207740513
Conforto | MHSZ112DA | MHWAL12DA |  | 12000 | 12000 | 25.5 | 14 | 10.4 | 1.8 | 83 | 100 | 210605803
ECO-AIR | MOD30-24HFN1-MU0W | MSEPD-24HRFN1-MU0W |  | 24000 | 29000 | 21.5 | 13 | 11.4 | 2.21 | 73 | 86 | 208121867
COMFORT-AIRE | A-VMH18SU-1A | B-VMH18SV-1 |  | 18000 | 18000 | 21.5 | 12.5 | 11.3 | 1.8 | 83 | 100 | 208141177
MAXI AIR | NE-T52-SUPAE12E | NE-T52-SUPAE12I |  | 12000 | 12000 | 25.5 | 14 | 10.4 | 1.8 | 83 | 100 | 212348360
SLIMAIR | SHC12VE2AG | SHM12VE2AG |  | 12000 | 12000 | 23.1 | 13 | 10.8 | 2.41 | 83 | 70 | 208447937
THERMOCORE SYSTEMS | T5HH22S-H224-C | T5HH22S-H224-E |  | 24000 | 29000 | 21.5 | 13 | 11.4 | 2.21 | 73 | 86 | 209549010
CONTINENTAL | CDHAS22-12-O | CDHAS22-12-I |  | 12000 | 12000 | 23.1 | 13 | 10.8 | 2.41 | 83 | 70 | 213386538
MRCOOL | O-HH-18-HP-C-230B | O-18-HP-WMAH-230B |  | 18000 | 18000 | 21.5 | 12.5 | 11.3 | 1.8 | 83 | 100 | 208552823
HEIL | DLCSRBH12AAK | DLFSHCH12XAK |  | 12000 | 12000 | 25.5 | 14 | 10.4 | 1.8 | 83 | 100 | 208447638
KANIONco | KWSM-24IR410AHS21.5ODU | KWSM-24IR410AHS21.5IDU |  | 24000 | 29000 | 21.5 | 13 | 11.4 | 2.21 | 73 | 86 | 213160464
KANIONco | KWSM-18IR410AHS21.5ODU | KWSM-18IR410AHS21.5IDU |  | 18000 | 18000 | 21.5 | 12.5 | 11.3 | 1.8 | 83 | 100 | 213160463
STEALTH | ACIQ-12ZPL-HP230B | ACIQ-12W-HH-MB |  | 12000 | 12000 | 25.5 | 14 | 10.4 | 1.8 | 83 | 100 | 212316158
LENNOX | MLB024S4S-1P | MWMC024S4-1P |  | 24000 | 29000 | 21.5 | 13 | 11.4 | 2.21 | 73 | 86 | 207683523
Alsetria | MOX430-17HFN1-MT0W | MSEPC-18HRFN1-MU0W |  | 18000 | 18000 | 21.5 | 12.5 | 11.3 | 1.8 | 83 | 100 | 208121903
COMFORTMAKER | DLCSRBH12AAK | DLFSHCH12XAK |  | 12000 | 12000 | 25.5 | 14 | 10.4 | 1.8 | 83 | 100 | 208447622
ARCOAIRE | DLCSRBH18AAK | DLFSHCH18XAK |  | 18000 | 18000 | 21.5 | 12.5 | 11.3 | 1.8 | 83 | 100 | 208447619
CARRIER | 38MARBQ12AA3 | 40MAHBQ12XA3 |  | 12000 | 12000 | 25.5 | 14 | 10.4 | 1.8 | 83 | 100 | 206348136
CanAir | C28SCH18H21 | C28SEH18H21 |  | 18000 | 18000 | 21.5 | 12.5 | 11.3 | 1.8 | 83 | 100 | 207683258
KERR | A-KMH12SV-1 | B-KMH12SV-1 |  | 12000 | 12000 | 25.5 | 14 | 10.4 | 1.8 | 83 | 100 | 207657395
TEMPSTAR | DLCSRBH18AAK | DLFSHCH18XAK |  | 18000 | 18000 | 21.5 | 12.5 | 11.3 | 1.8 | 83 | 100 | 208447675
MDV | MOX230-12HFN1-MV5W | MSAG11B-12HRFN1-MV0W(GA) |  | 12000 | 12000 | 23.1 | 13 | 10.8 | 2.41 | 83 | 70 | 206361866
PolarWave | ACIQ-12ZPL-HP230B | ACIQ-12W-HH-MB |  | 12000 | 12000 | 25.5 | 14 | 10.4 | 1.8 | 83 | 100 | 212316072
KERR | A-KMH18SU-1 | B-KMH18SV-1 |  | 18000 | 18000 | 21.5 | 12.5 | 11.3 | 1.8 | 83 | 100 | 208141200
FRANKLIN | MSH123F25MCAA | MSH123F25AXAA |  | 12000 | 12000 | 25.5 | 14 | 10.4 | 1.8 | 83 | 100 | 214383434
ACIQ | ACIQ-18ZPL-HP230B | ACIQ-18W-HH-MB |  | 18000 | 18000 | 21.5 | 12.5 | 11.3 | 1.8 | 83 | 100 | 207825533
Kepler | ODUMOX330-12HFN1MW5W | IDUMSEPB-12HRFN1MW5W(GA) |  | 12000 | 12000 | 25.5 | 14 | 10.4 | 1.8 | 83 | 100 | 213608174
STEALTH | ACIQ-18ZPL-HP230B | ACIQ-18W-HH-MB |  | 18000 | 18000 | 21.5 | 12.5 | 11.3 | 1.8 | 83 | 100 | 212316159
DAY & NIGHT | DLCSRBH12AAK | DLFSHCH12XAK |  | 12000 | 12000 | 25.5 | 14 | 10.4 | 1.8 | 83 | 100 | 208447630
LPS Legacy | DLCSRBH18AAK | DLFSHCH18XAK |  | 18000 | 18000 | 21.5 | 12.5 | 11.3 | 1.8 | 83 | 100 | 211756603
DIYCOOL | ACIQ-12ZPL-HP230B | ACIQ-12W-HH-MC |  | 12000 | 12000 | 25.5 | 14 | 10.4 | 1.8 | 83 | 100 | 210857336
DIYCOOL | ACIQ-18ZPL-HP230B | ACIQ-18W-HH-MC |  | 18000 | 18000 | 21.5 | 12.5 | 11.3 | 1.8 | 83 | 100 | 210857337
MAXI AIR | NE-T53-AEG12EXT | NE-T53-AEG12INT |  | 12000 | 12000 | 25.5 | 14 | 10.4 | 1.8 | 83 | 100 | 213927611
KEEPRITE | DLCSRBH12AAK | DLFSHCH12XAK |  | 12000 | 12000 | 25.5 | 14 | 10.4 | 1.8 | 83 | 100 | 208447646
DIYCOOL | ACIQ-12ZPL-HP230B | ACIQ-12W-HH-MB |  | 12000 | 12000 | 25.5 | 14 | 10.4 | 1.8 | 83 | 100 | 207825551
Cooper&Hunter | CH-HPR12-230VO | CH-12MASTWM-230VI |  | 12000 | 12000 | 25.5 | 14 | 10.4 | 1.8 | 83 | 100 | 210799549
PolarWave | ACIQ-12ZPL-HP230B | ACIQ-12W-HH-MC |  | 12000 | 12000 | 25.5 | 14 | 10.4 | 1.8 | 83 | 100 | 212316100
ECO-AIR | MOX330-12HFN1-MW5W | MSEPB-12HRFN1-MW5W(GA) |  | 12000 | 12000 | 25.5 | 14 | 10.4 | 1.8 | 83 | 100 | 208121865
CENTURY | A-VMH12SV-1 | B-VMH12SV-1 |  | 12000 | 12000 | 25.5 | 14 | 10.4 | 1.8 | 83 | 100 | 212940815
QUEBEC VAIR | NE-T53-AEG12EXT | NE-T53-AEG12INT |  | 12000 | 12000 | 25.5 | 14 | 10.4 | 1.8 | 83 | 100 | 213927609
MDV | MOD30-24HFN1-MU0W | MSEPD-24HRFN1-MU0W |  | 24000 | 29000 | 21.5 | 13 | 11.4 | 2.21 | 73 | 86 | 205993855
C&H | CH-HPR12-230VO | CH-12MASTWM-230VI |  | 12000 | 12000 | 25.5 | 14 | 10.4 | 1.8 | 83 | 100 | 207740502
SMART COMFORT | DLCSRBH12AAK | DLFSHCH12XAK |  | 12000 | 12000 | 25.5 | 14 | 10.4 | 1.8 | 83 | 100 | 208447678
LPS Legacy | DLCSRBH12AAK | DLFSHCH12XAK |  | 12000 | 12000 | 25.5 | 14 | 10.4 | 1.8 | 83 | 100 | 211756583
ARCOAIRE | DLCSRBH12AAK | DLFSHCH12XAK |  | 12000 | 12000 | 25.5 | 14 | 10.4 | 1.8 | 83 | 100 | 208447614
TGM | MRAPT12AS | MWAPT12S |  | 12000 | 12000 | 25.5 | 14 | 10.4 | 1.8 | 83 | 100 | 209550324
ACIQ | ACIQ-12ZPL-HP230B | ACIQ-12W-HH-MB |  | 12000 | 12000 | 25.5 | 14 | 10.4 | 1.8 | 83 | 100 | 207825532
COMFORT-AIRE | A-VMH12SV-1 | B-VMH12SV-1 |  | 12000 | 12000 | 25.5 | 14 | 10.4 | 1.8 | 83 | 100 | 207657387
Alsetria | MOX330-12HFN1-MW5W | MSEPB-12HRFN1-MW5W(GA) |  | 12000 | 12000 | 25.5 | 14 | 10.4 | 1.8 | 83 | 100 | 208121902
COMFORTSTAR | CHF12CD(O) | CHF12CD(I) |  | 12000 | 12000 | 25.5 | 14 | 10.4 | 1.8 | 83 | 100 | 207658927
CONTINENTAL | CDHAS26-12-O | CDHAS26-12-I |  | 12000 | 12000 | 25.5 | 14 | 10.4 | 1.8 | 83 | 100 | 213386539
AIRQUEST | DLCSRBH12AAK | DLFSHCH12XAK |  | 12000 | 12000 | 25.5 | 14 | 10.4 | 1.8 | 83 | 100 | 208447686
KENMORE | DLCSRBH12AAK | DLFSHCH12XAK |  | 12000 | 12000 | 25.5 | 14 | 10.4 | 1.8 | 83 | 100 | 208447654
MDV | MOX430-17HFN1-MT0W | MSEPC-18HRFN1-MU0W |  | 18000 | 18000 | 21.5 | 12.5 | 11.3 | 1.8 | 83 | 100 | 205993854
EMI | MHSZ112DA | MHWAL12DA |  | 12000 | 12000 | 25.5 | 14 | 10.4 | 1.8 | 83 | 100 | 208121925
SUPREME | NE-T52-SUPAE12E | NE-T52-SUPAE12I |  | 12000 | 12000 | 25.5 | 14 | 10.4 | 1.8 | 83 | 100 | 212579410
Bladex | BS25-12HFN1-ODU | BWM-EPB-12HWIU |  | 12000 | 12000 | 25.5 | 14 | 10.4 | 1.8 | 83 | 100 | 214312552
ELIOS | DEA12HOS28230E8 | DEA12HIW25230E8 |  | 12000 | 12000 | 25.5 | 14 | 10.4 | 1.8 | 83 | 100 | 207742430
MDV | MOX330-12HFN1-MW5W | MSEPB-12HRFN1-MW5W(GA) |  | 12000 | 12000 | 25.5 | 14 | 10.4 | 1.8 | 83 | 100 | 205993846
SAMSUNG | AC012BXADCH | AC012BNNDCH |  | 10800 | 13500 | 21.5 | 12.5 | 9.5 | 1.92 | 85 | 82 | 207465444
SAMSUNG | AC009BXADCH | AC009BNNDCH |  | 9100 | 10000 | 22 | 13 | 9.5 | 1.89 | 100 | 110 | 207462387
Trane / Mitsubishi Electric | PUZ-HA24NHA1 | TPCA0A0241KA70A |  | 23000 | 28000 | 18.7 | 12.5 | 9.5 | 1.8 | 63 | 93 | 206717833
Trane / Mitsubishi Electric | PUZ-HA24NHA1 | TPKA0A0241KA70A |  | 24000 | 28000 | 19.5 | 12.6 | 9.5 | 1.9 | 61 | 93 | 206717835
Trane / Mitsubishi Electric | PUZ-HA24NHA1 | TPLA0A0241EA70A |  | 24000 | 28000 | 21.6 | 14 | 10 | 1.9 | 62 | 93 | 206717836
Mitsubishi Electric | PUZ-HA24NHA1 | PCA-A24KA* |  | 23000 | 28000 | 18.7 | 12.5 | 9.5 | 1.8 | 63 | 93 | 211259270
Mitsubishi Electric | PUZ-HA24NHA1 | PKA-A24KA* |  | 24000 | 28000 | 19.5 | 12.6 | 9.5 | 1.9 | 61 | 93 | 211259269
Mitsubishi Electric | PUZ-HA24NHA1 | PLA-A24EA* |  | 24000 | 28000 | 21.6 | 14 | 10 | 1.9 | 62 | 93 | 211273264
RUUD | RO1HHZ18AJ8S | RIGHHZ18AJ8S |  | 18000 | 21600 | 23.5 | 13 | 11.2 | 2.24 | 70 | 78 | 211781760
FUJITSU | AOUH18LUAS1 | AUUH18LUAS |  | 18000 | 21600 | 23.5 | 13 | 11.2 | 2.24 | 70 | 78 | 211078844
RHEEM | RO1HHZ18AJ8S | RIGHHZ18AJ8S |  | 18000 | 21600 | 23.5 | 13 | 11.2 | 2.24 | 70 | 78 | 211781743
RUUD | RO1HHZ18AJ8S | RISHHZ18AJ8S |  | 18000 | 21600 | 22.5 | 12.5 | 10.6 | 2.22 | 73 | 78 | 211781764
FUJITSU | AOUH18LUAS1 | ABUH18LUAS |  | 18000 | 21600 | 22.5 | 12.5 | 10.6 | 2.22 | 73 | 78 | 211078843
RHEEM | RO1HHZ18AJ8S | RISHHZ18AJ8S |  | 18000 | 21600 | 22.5 | 12.5 | 10.6 | 2.22 | 73 | 78 | 211781747
RUUD | RO1HHZ30AJ8S | RIGHHZ30AJ8S |  | 30000 | 32000 | 21.5 | 11.7 | 10.6 | 2.12 | 65 | 88 | 211781762
RHEEM | RO1HHZ30AJ8S | RIGHHZ30AJ8S |  | 30000 | 32000 | 21.5 | 11.7 | 10.6 | 2.12 | 65 | 88 | 211781745
FUJITSU | AOUH30LUAS1 | AUUH30LUAS |  | 30000 | 32000 | 21.5 | 11.7 | 10.6 | 2.12 | 65 | 88 | 211078832
RUUD | RO1HHZ09AJ2S | UIWHHZ09AJ2S |  | 9000 | 12000 | 26.5 | 14.3 | 12.6 | 2.36 | 62 | 84 | 210368127
RHEEM | RO1HHZ09AJ2S | RIWHHZ09AJ2S |  | 9000 | 12000 | 26.5 | 14.3 | 12.6 | 2.36 | 62 | 84 | 210368126
FUJITSU | AOUH09LMAS1 | ASUH09LMAS |  | 9000 | 12000 | 26.5 | 14.3 | 12.6 | 2.36 | 62 | 84 | 207615688
RUUD | RO1HGZ12AJ1H | UIWHGZ12AJ1S |  | 12000 | 16000 | 29.4 | 15.2 | 12.7 | 2.16 | 63 | 104 | 210368105
RHEEM | RO1HGZ12AJ1H | RIWHGZ12AJ1S |  | 12000 | 16000 | 29.4 | 15.2 | 12.7 | 2.16 | 63 | 104 | 210368104
FUJITSU | AOUG12LZAH1 | ASUG12LZBS |  | 12000 | 16000 | 29.4 | 15.2 | 12.7 | 2.16 | 63 | 104 | 206597211
RUUD | RO1HGZ12AJ1S | UIWHGZ12AJ1S |  | 12000 | 16000 | 29.4 | 15.2 | 12.9 | 2.32 | 63 | 104 | 210368103
RHEEM | RO1HGZ12AJ1S | RIWHGZ12AJ1S |  | 12000 | 16000 | 29.4 | 15.2 | 12.9 | 2.32 | 63 | 104 | 210368102
FUJITSU | AOUG12LZAS1 | ASUG12LZBS |  | 12000 | 16000 | 29.4 | 15.2 | 12.9 | 2.32 | 63 | 104 | 206597210
RUUD | RO1HHZ18AJ8S | RICHHZ18AJ8S |  | 17100 | 21600 | 21.5 | 12.5 | 11.2 | 2.2 | 68 | 79 | 210824720
RHEEM | RO1HHZ18AJ8S | RICHHZ18AJ8S |  | 17100 | 21600 | 21.5 | 12.5 | 11.2 | 2.2 | 68 | 79 | 210824718
FUJITSU | AOUH18LUAS1 | ACUH18LUAS1 |  | 17100 | 21600 | 21.5 | 12.5 | 11.2 | 2.2 | 68 | 79 | 206579745
FUJITSU | AOUG12LZAH1 | ASUG12LZAS |  | 12000 | 16000 | 29.4 | 15.2 | 12.7 | 2.16 | 63 | 104 | 204740069
FUJITSU | AOUG12LZAS1 | ASUG12LZAS |  | 12000 | 16000 | 29.4 | 15.2 | 12.9 | 2.32 | 63 | 104 | 204740068
RUUD | RP1724HJVXA | RICH24AXCJ |  | 24000 | 27000 | 20.8 | 12.8 | 10.1 | 2.04 | 61 | 86 | 210839354
RHEEM | RP1724HJVXA | RICH24AXCJ |  | 24000 | 27000 | 20.8 | 12.8 | 10.1 | 2.04 | 61 | 86 | 210839352
RUUD | ROSH24VGSN | RICH24AXCJ |  | 24000 | 27000 | 20.8 | 12.8 | 10.1 | 2.04 | 61 | 86 | 206221539
RHEEM | ROSH24VGSN | RICH24AXCJ |  | 24000 | 27000 | 20.8 | 12.8 | 10.1 | 2.04 | 61 | 86 | 202244731
FUJITSU | AOU24RGLX | AUU24RGLX |  | 24000 | 27000 | 20.8 | 12.8 | 10.1 | 2.04 | 61 | 86 | 202208444
HISENSE | AST-18UW3RXB00 | AST-18UW3RXB**00 |  | 18000 | 18000 | 21 | 11.95 | 9.8 | 2.4 | 83 | 76 | 214604193
HISENSE | AST-18UR3RXN00 | AST-18UR3RXN**00 |  | 18000 | 18000 | 21 | 11.95 | 9.8 | 2.4 | 83 | 76 | 214604195
FRIEDRICH | FSHSR18B3B | FAHFW18A3A |  | 18000 | 18000 | 21 | 11.95 | 9.8 | 2.4 | 83 | 76 | 214604197
Weathermaker | 38MPRAQ09AA3 | DHMPHAQ09XA3 |  | 9000 | 10000 | 26 | 15 | 12.5 | 1.75 | 72 | 120 | 212436233
BRYANT | 38MPRAQ09AA3 | 619PHAQ09XA3 |  | 9000 | 10000 | 26 | 15 | 12.5 | 1.75 | 72 | 120 | 201753409
MDV | MOCA30-12HFN1-MZ50W | MSOP1B-12HRFN1-MZ50W |  | 12000 | 12000 | 24 | 13.5 | 9.5 | 1.75 | 57 | 100 | 200059283
CARRIER | 38MPRAQ09AA3 | 40MPHAQ09XA3 |  | 9000 | 10000 | 26 | 15 | 12.5 | 1.75 | 72 | 120 | 201753408
MIDEA | 38MPRAQ09AA3 | DHMPHAQ09XA3 |  | 9000 | 10000 | 26 | 15 | 12.5 | 1.75 | 72 | 120 | 201753970
PAYNE | 38MPRAQ09AA3 | DHMPHAQ09XA3 |  | 9000 | 10000 | 26 | 15 | 12.5 | 1.75 | 72 | 120 | 201753410
MDV | MOCA30-09HFN1-MZA5W | MSOP1B-09HRFN1-MZA5W |  | 9000 | 10000 | 26 | 15 | 12.5 | 1.75 | 72 | 120 | 200059281
COMFORTMAKER | DLCSRBH06AAK | DLFSOAH09XAK |  | 6500 | 7100 | 22 | 14.5 | 10.8 | 2 | 80 | 113 | 210857430
HEIL | DLCSRBH18AAK | DLFSOAH18XAK |  | 16700 | 20000 | 19.8 | 12.5 | 11.2 | 1.93 | 73 | 84 | 210857439
KEEPRITE | DLCSRBH06AAK | DLFSOAH09XAK |  | 6500 | 7100 | 22 | 14.5 | 10.8 | 2 | 80 | 113 | 210857442
ARCOAIRE | DLCSRBH18AAK | DLFSOAH18XAK |  | 16700 | 20000 | 19.8 | 12.5 | 11.2 | 1.93 | 73 | 84 | 210857427
Weathermaker | 38MARBQ06AA3 | 40MCCAQ09XA3 |  | 6500 | 7100 | 22 | 14.5 | 10.8 | 2 | 80 | 113 | 210857471
SMART COMFORT | DLCSRBH12AAK | DLFSOAH18XAK |  | 12000 | 12500 | 23 | 13 | 10 | 1.8 | 76 | 88 | 210857460
AIRQUEST | DLCSRBH18AAK | DLFSOAH18XAK |  | 16700 | 20000 | 19.8 | 12.5 | 11.2 | 1.93 | 73 | 84 | 210857463
PAYNE | 38MARBQ06AA3 | 40MCCAQ09XA3 |  | 6500 | 7100 | 22 | 14.5 | 10.8 | 2 | 80 | 113 | 210857469
CARRIER | 38MARBQ12AA3 | 40MCCAQ18XA3 |  | 12000 | 12500 | 23 | 13 | 10 | 1.8 | 76 | 88 | 210857466
TEMPSTAR | DLCSRBH18AAK | DLFSOAH18XAK |  | 16700 | 20000 | 19.8 | 12.5 | 11.2 | 1.93 | 73 | 84 | 210857455
ARCOAIRE | DLCSRBH06AAK | DLFSOAH09XAK |  | 6500 | 7100 | 22 | 14.5 | 10.8 | 2 | 80 | 113 | 210857426
MIDEA | DLCSRBH18AAK | DLFSOAH18XAK |  | 16700 | 20000 | 19.8 | 12.5 | 11.2 | 1.93 | 73 | 84 | 210857451
TEMPSTAR | DLCSRBH12AAK | DLFSOAH18XAK |  | 12000 | 12500 | 23 | 13 | 10 | 1.8 | 76 | 88 | 210857456
DIYCOOL | ACIQ-06ZPL-HP230B | SCC-0609-HH-M |  | 6500 | 7100 | 22 | 14.5 | 10.8 | 2 | 80 | 113 | 210857347
ACIQ | ACIQ-18ZPL-HP230B | SCC-1218-HH-M |  | 16700 | 20000 | 19.8 | 12.5 | 11.2 | 1.93 | 73 | 84 | 210857330
LPS Legacy | DLCSRBH12AAK | DLFSOAH18XAK |  | 12000 | 12500 | 23 | 13 | 10 | 1.8 | 76 | 88 | 211756595
STEALTH | ACIQ-18ZPL-HP230B | SCC-1218-HH-M |  | 16700 | 20000 | 19.8 | 12.5 | 11.2 | 1.93 | 73 | 84 | 212316200
MIDEA | DLCSRBH06AAK | DLFSOAH09XAK |  | 6500 | 7100 | 22 | 14.5 | 10.8 | 2 | 80 | 113 | 210857450
MIDEA | 38MARBQ12AA3 | 40MCCAQ18XA3 |  | 12000 | 12500 | 23 | 13 | 10 | 1.8 | 76 | 88 | 210857474
LPS Legacy | DLCSRBH06AAK | DLFSOAH09XAK |  | 6500 | 7100 | 22 | 14.5 | 10.8 | 2 | 80 | 113 | 211756593
LPS Legacy | DLCSRBH18AAK | DLFSOAH18XAK |  | 16700 | 20000 | 19.8 | 12.5 | 11.2 | 1.93 | 73 | 84 | 211756594
STEALTH | ACIQ-12ZPL-HP230B | SCC-1218-HH-M |  | 12000 | 12500 | 23 | 13 | 10 | 1.8 | 76 | 88 | 212316199
PolarWave | ACIQ-06ZPL-HP230B | SCC-0609-HH-M |  | 6500 | 7100 | 22 | 14.5 | 10.8 | 2 | 80 | 113 | 212316111
KENMORE | DLCSRBH18AAK | DLFSOAH18XAK |  | 16700 | 20000 | 19.8 | 12.5 | 11.2 | 1.93 | 73 | 84 | 210857447
ACIQ | ACIQ-12ZPL-HP230B | SCC-1218-HH-M |  | 12000 | 12500 | 23 | 13 | 10 | 1.8 | 76 | 88 | 210857329
SMART COMFORT | DLCSRBH18AAK | DLFSOAH18XAK |  | 16700 | 20000 | 19.8 | 12.5 | 11.2 | 1.93 | 73 | 84 | 210857459
1HVAC | ACIQ-06ZPL-HP230B | SCC-0609-HH-M |  | 6500 | 7100 | 22 | 14.5 | 10.8 | 2 | 80 | 113 | 210857307
DIYCOOL | ACIQ-12ZPL-HP230B | SCC-1218-HH-M |  | 12000 | 12500 | 23 | 13 | 10 | 1.8 | 76 | 88 | 210857349
DAY & NIGHT | DLCSRBH18AAK | DLFSOAH18XAK |  | 16700 | 20000 | 19.8 | 12.5 | 11.2 | 1.93 | 73 | 84 | 210857435
SMART COMFORT | DLCSRBH06AAK | DLFSOAH09XAK |  | 6500 | 7100 | 22 | 14.5 | 10.8 | 2 | 80 | 113 | 210857458
TEMPSTAR | DLCSRBH09AAK | DLFSOAH09XAK |  | 9000 | 10900 | 24 | 13 | 12.4 | 1.8 | 90 | 96 | 210857453
PolarWave | ACIQ-12ZPL-HP230B | SCC-1218-HH-M |  | 12000 | 12500 | 23 | 13 | 10 | 1.8 | 76 | 88 | 212316113
1HVAC | ACIQ-18ZPL-HP230B | SCC-1218-HH-M |  | 16700 | 20000 | 19.8 | 12.5 | 11.2 | 1.93 | 73 | 84 | 210857310
BRYANT | 38MARBQ06AA3 | 40MCCAQ09XA3 |  | 6500 | 7100 | 22 | 14.5 | 10.8 | 2 | 80 | 113 | 210857467
DAY & NIGHT | DLCSRBH09AAK | DLFSOAH09XAK |  | 9000 | 10900 | 24 | 13 | 12.4 | 1.8 | 90 | 96 | 210857433
MIDEA | DLCSRBH12AAK | DLFSOAH18XAK |  | 12000 | 12500 | 23 | 13 | 10 | 1.8 | 76 | 88 | 210857452
PolarWave | ACIQ-18ZPL-HP230B | SCC-1218-HH-M |  | 16700 | 20000 | 19.8 | 12.5 | 11.2 | 1.93 | 73 | 84 | 212316114
STEALTH | ACIQ-06ZPL-HP230B | SCC-0609-HH-M |  | 6500 | 7100 | 22 | 14.5 | 10.8 | 2 | 80 | 113 | 212316197
COMFORTMAKER | DLCSRBH09AAK | DLFSOAH09XAK |  | 9000 | 10900 | 24 | 13 | 12.4 | 1.8 | 90 | 96 | 210857429
Weathermaker | 38MARBQ12AA3 | 40MCCAQ18XA3 |  | 12000 | 12500 | 23 | 13 | 10 | 1.8 | 76 | 88 | 210857472
ACIQ | ACIQ-06ZPL-HP230B | SCC-0609-HH-M |  | 6500 | 7100 | 22 | 14.5 | 10.8 | 2 | 80 | 113 | 210857327
1HVAC | ACIQ-09ZPL-HP230B | SCC-0609-HH-M |  | 9000 | 10900 | 24 | 13 | 12.4 | 1.8 | 90 | 96 | 210857308
PAYNE | 38MARBQ12AA3 | 40MCCAQ18XA3 |  | 12000 | 12500 | 23 | 13 | 10 | 1.8 | 76 | 88 | 210857470
KENMORE | DLCSRBH06AAK | DLFSOAH09XAK |  | 6500 | 7100 | 22 | 14.5 | 10.8 | 2 | 80 | 113 | 210857446
ACIQ | ACIQ-09ZPL-HP230B | SCC-0609-HH-M |  | 9000 | 10900 | 24 | 13 | 12.4 | 1.8 | 90 | 96 | 210857328
KEEPRITE | DLCSRBH12AAK | DLFSOAH18XAK |  | 12000 | 12500 | 23 | 13 | 10 | 1.8 | 76 | 88 | 210857444
DAY & NIGHT | DLCSRBH06AAK | DLFSOAH09XAK |  | 6500 | 7100 | 22 | 14.5 | 10.8 | 2 | 80 | 113 | 210857434
AIRQUEST | DLCSRBH09AAK | DLFSOAH09XAK |  | 9000 | 10900 | 24 | 13 | 12.4 | 1.8 | 90 | 96 | 210857461
MIDEA | 38MARBQ06AA3 | 40MCCAQ09XA3 |  | 6500 | 7100 | 22 | 14.5 | 10.8 | 2 | 80 | 113 | 210857473
COMFORTMAKER | DLCSRBH12AAK | DLFSOAH18XAK |  | 12000 | 12500 | 23 | 13 | 10 | 1.8 | 76 | 88 | 210857432
SMART COMFORT | DLCSRBH09AAK | DLFSOAH09XAK |  | 9000 | 10900 | 24 | 13 | 12.4 | 1.8 | 90 | 96 | 210857457
AIRQUEST | DLCSRBH06AAK | DLFSOAH09XAK |  | 6500 | 7100 | 22 | 14.5 | 10.8 | 2 | 80 | 113 | 210857462
MDV | MOX430-17HFN1-MT0W | MCBU-18HRFN1-MW-CA |  | 16700 | 20000 | 19.8 | 12.5 | 11.2 | 1.93 | 73 | 84 | 210857292
TEMPSTAR | DLCSRBH06AAK | DLFSOAH09XAK |  | 6500 | 7100 | 22 | 14.5 | 10.8 | 2 | 80 | 113 | 210857454
PolarWave | ACIQ-09ZPL-HP230B | SCC-0609-HH-M |  | 9000 | 10900 | 24 | 13 | 12.4 | 1.8 | 90 | 96 | 212316112
Allied | 4DHPS209S-1P | DWM209S4-1P |  | 9000 | 10000 | 25.5 | 15 | 12.3 | 2.17 | 85 | 75 | 208106703
YONAN | YS-09HRFN1-C5OU | YS-09HRFN1-C5 |  | 9000 | 10000 | 25.5 | 15 | 12.3 | 2.17 | 85 | 75 | 212615061
C&H | CH-ES09-230VO | CH-09MASTWM-230VI |  | 9000 | 10000 | 25.5 | 15 | 12.3 | 2.17 | 85 | 75 | 209937047
YONAN | YSA25-09HRN1 | YSA25-09HRN1 |  | 9000 | 10000 | 25.5 | 15 | 12.3 | 2.17 | 85 | 75 | 207671408
SUNCHILLERS | 9WODU-UL | 9WIDU-UL |  | 9000 | 10000 | 25.5 | 15 | 12.3 | 2.17 | 85 | 75 | 208447609
ECO-AIR | MOX230-09HFN1-MW5W | MSEPB-09HRFN1-MY5W(GA) |  | 9000 | 10000 | 25.5 | 15 | 12.3 | 2.17 | 85 | 75 | 208121859
BOSCH | BMS500-AAS009-1CSXRC | BMS500-AAU009-1AHWXC |  | 9000 | 10000 | 25.5 | 15 | 12.3 | 2.17 | 85 | 75 | 207759989
Cooper&Hunter | CH-ES09-230VO | CH-09MASTWM-230VI |  | 9000 | 10000 | 25.5 | 15 | 12.3 | 2.17 | 85 | 75 | 210799670
CanAir | C25SCH09H21 | C28SEH09H21 |  | 9000 | 10000 | 25.5 | 15 | 12.3 | 2.17 | 85 | 75 | 211253522
MRCOOL | O-ES-09-HP-C-230B | O-09-HP-WMAH-230B |  | 9000 | 10000 | 25.5 | 15 | 12.3 | 2.17 | 85 | 75 | 208552810
Alsetria | MOX230-09HFN1-MW5W | MSEPB-09HRFN1-MY5W(GA) |  | 9000 | 10000 | 25.5 | 15 | 12.3 | 2.17 | 85 | 75 | 208121896
COMFORTSTAR | CZP09CD(O) | CHF09CD(I) |  | 9000 | 10000 | 25.5 | 15 | 12.3 | 2.17 | 85 | 75 | 207658922
CONCORD | 4DHPS209S-1P | DWM209S4-1P |  | 9000 | 10000 | 25.5 | 15 | 12.3 | 2.17 | 85 | 75 | 208106747
Armstrong Air | 4DHP2S09S-1P | DWM209S4-1P |  | 9000 | 10000 | 25.5 | 15 | 12.3 | 2.17 | 85 | 75 | 208128188
NOVAIR | LEA09SZ25SK-O | 2LEA09UUSK-I |  | 9000 | 10000 | 25.5 | 15 | 12.3 | 2.17 | 85 | 75 | 211709677
SMART COMFORT | DLCSRBH12AAK | DLFSFAH12XAK |  | 12000 | 12000 | 23.6 | 13 | 10 | 1.89 | 80 | 100 | 206350474
KLIMAIRE | KSIH012-H222-O-2 | KTIR12-H2 |  | 12000 | 12000 | 22.3 | 12.7 | 10.2 | 1.89 | 83 | 94 | 209862167
CARRIER | 38MARBQ12AA3 | 40MBCQ12---3 |  | 12000 | 12000 | 22.3 | 12.7 | 10.2 | 1.89 | 83 | 94 | 206350329
CARRIER | 38MARBQ12AA3 | 40MBFQ12---3 |  | 12000 | 12000 | 23.6 | 13 | 10 | 1.89 | 80 | 100 | 206350331
BOSCH | BMS500-AAS012-1CSXHC | BMS500-AAU012-1AHCXB |  | 12000 | 12000 | 22.3 | 12.7 | 10.2 | 1.89 | 83 | 94 | 207760014
BRYANT | 38MARBQ12AA3 | 40MBFQ12---3 |  | 12000 | 12000 | 23.6 | 13 | 10 | 1.89 | 80 | 100 | 206350342
MIDEA | DLCSRBH12AAK | DLFSCAH12XAK |  | 12000 | 12000 | 22.3 | 12.7 | 10.2 | 1.89 | 83 | 94 | 206350450
TRUST AIR CONDITIONERS | OAH12H/O4S4P | IUMC412H/I41P |  | 12000 | 12000 | 22.3 | 12.7 | 10.2 | 1.89 | 83 | 94 | 208816923
PERFECTAIRE | 3PAMSHH12-SZO | 3PAMSCH12 |  | 12000 | 12000 | 22.3 | 12.7 | 10.2 | 1.89 | 83 | 94 | 207796629
TEMP SHIFT | TSMOX33012HFN1MW5W | TSCCA3U12HRFN1M(C) |  | 12000 | 12000 | 22.3 | 12.7 | 10.2 | 1.89 | 83 | 94 | 213479380
KEEPRITE | DLCSRBH12AAK | DLFSCAH12XAK |  | 12000 | 12000 | 22.3 | 12.7 | 10.2 | 1.89 | 83 | 94 | 206350428
Weathermaker | 38MARBQ12AA3 | 40MBCQ12---3 |  | 12000 | 12000 | 22.3 | 12.7 | 10.2 | 1.89 | 83 | 94 | 206350362
MOOVAIR | DMA12HOS28230E8 | DUA12HICU230X5 |  | 12000 | 12000 | 22.3 | 12.7 | 10.2 | 1.89 | 83 | 94 | 207742509
MDV | MOX330-12HFN1-MW5W | MFAU-12HRFN1-M(C) |  | 12000 | 12000 | 23.6 | 13 | 10 | 1.89 | 80 | 100 | 206330128
1HVAC | ACIQ-12ZPL-HP230B | ACIQ-12CC-HH-MB |  | 12000 | 12000 | 22.3 | 12.7 | 10.2 | 1.89 | 83 | 94 | 207825517
ARCOAIRE | DLCSRBH12AAK | DLFSCAH12XAK |  | 12000 | 12000 | 22.3 | 12.7 | 10.2 | 1.89 | 83 | 94 | 206350384
BRYANT | 38MARBQ12AA3 | 40MBCQ12---3 |  | 12000 | 12000 | 22.3 | 12.7 | 10.2 | 1.89 | 83 | 94 | 206350340
EMI | MHSZ112DA | MHCAS12DA |  | 12000 | 12000 | 22.3 | 12.7 | 10.2 | 1.89 | 83 | 94 | 208121929
DIRECT AIR | DIRM-12HXPRO28-1Z | DIRM-12HP-CA |  | 12000 | 12000 | 22.3 | 12.7 | 10.2 | 1.89 | 83 | 94 | 207743740
COMFORT-AIRE | A-VMH12SV-1 | B-VMH12CU-1 |  | 12000 | 12000 | 22.3 | 12.7 | 10.2 | 1.89 | 83 | 94 | 210568240
C&H | CH-HPR12-230VO | CH-12MSPHCT-230VI |  | 12000 | 12000 | 22.3 | 12.7 | 10.2 | 1.89 | 83 | 94 | 207742329
COMFORTMAKER | DLCSRBH12AAK | DLFSCAH12XAK |  | 12000 | 12000 | 22.3 | 12.7 | 10.2 | 1.89 | 83 | 94 | 206350395
COMFORTSTAR | CHF12CD(O) | TPA-12 |  | 12000 | 12000 | 22.3 | 12.7 | 10.2 | 1.89 | 83 | 94 | 207658950
Custom Comfort | CCOXHASZ12HP | CCOXHA4C12 |  | 12000 | 12000 | 22.3 | 12.7 | 10.2 | 1.89 | 83 | 94 | 212365410
KENMORE | DLCSRBH12AAK | DLFSCAH12XAK |  | 12000 | 12000 | 22.3 | 12.7 | 10.2 | 1.89 | 83 | 94 | 206350439
SEA BREEZE+ | HSZ12H424ZMO | CA12H424ZMI |  | 12000 | 12000 | 22.3 | 12.7 | 10.2 | 1.89 | 83 | 94 | 208128268
CTMorley | MOU-A12H-2 | MIU-A12F-2 |  | 12000 | 12000 | 23.6 | 13 | 10 | 1.89 | 80 | 100 | 209843060
ECO-AIR | MOX330-12HFN1-MW5W | CCA3U-12HRFN1-M(C) |  | 12000 | 12000 | 22.3 | 12.7 | 10.2 | 1.89 | 83 | 94 | 211644069
HEIL | DLCSRBH12AAK | DLFSFAH12XAK |  | 12000 | 12000 | 23.6 | 13 | 10 | 1.89 | 80 | 100 | 206350419
KARDA | 3KARDA12SZO | 3KARDA12UVC |  | 12000 | 12000 | 22.3 | 12.7 | 10.2 | 1.89 | 83 | 94 | 207796638
PAYNE | 38MARBQ12AA3 | 40MBFQ12---3 |  | 12000 | 12000 | 23.6 | 13 | 10 | 1.89 | 80 | 100 | 206350353
KERR | A-KMH12SV-1 | B-KMH12CU-1 |  | 12000 | 12000 | 22.3 | 12.7 | 10.2 | 1.89 | 83 | 94 | 210568256
BLUERIDGE | BMY12HH26C | BM12M22CNS |  | 12000 | 12000 | 23.6 | 13 | 10 | 1.89 | 80 | 100 | 207571389
DIAMONDAIR | D2012SHO2 | DF2012CI |  | 12000 | 12000 | 22.3 | 12.7 | 10.2 | 1.89 | 83 | 94 | 210857270
MOOVAIR | DMA12HOS28230E8 | DUA12HIFU230E5 |  | 12000 | 12000 | 23.6 | 13 | 10 | 1.89 | 80 | 100 | 207742527
Durastar | DRA1H12S1A | DRAC12F1A |  | 12000 | 12000 | 22.3 | 12.7 | 10.2 | 1.89 | 83 | 94 | 210568112
KERR | A-KMH12SV-1 | B-KMH12FU-1 |  | 12000 | 12000 | 23.6 | 13 | 10 | 1.89 | 80 | 100 | 210568251
MIDEA | 38MARBQ12AA3 | 40MBCQ12---3 |  | 12000 | 12000 | 22.3 | 12.7 | 10.2 | 1.89 | 83 | 94 | 206350373
Breeze33 | BZ33-HYP33OUT2-G2-P | BZ33-HYP33OUT2-G2-P |  | 33000 | 35000 | 19.5 | 12 | 10 | 1.8 | 82 | 99 | 212361762
Cooper&Hunter | CH-HPR35-230VO | CH-35HASTWM-230VI |  | 33000 | 35000 | 19.5 | 12 | 10 | 1.8 | 82 | 99 | 212528018
BLUERIDGE | BMY33HH20C | BMY33HH20WM |  | 33000 | 35000 | 19.5 | 12 | 10 | 1.8 | 82 | 99 | 211911408
Custom Comfort | CCOXHASZ33HP | CCOXHAWM33 |  | 33000 | 35000 | 19.5 | 12 | 10 | 1.8 | 82 | 99 | 212365408
COMFORT-AIRE | A-VMH33SV-1 | B-VMH33SV-1 |  | 33000 | 35000 | 19.5 | 12 | 10 | 1.8 | 82 | 99 | 214377755
AI AIR CONDITIONING | AO29-33N1-M1H | AW29-33N1-M1 |  | 33000 | 35000 | 19.5 | 12 | 10 | 1.8 | 82 | 99 | 213769951
CENTURY | A-VMH33SV-1 | B-VMH33SV-1 |  | 33000 | 35000 | 19.5 | 12 | 10 | 1.8 | 82 | 99 | 214415105
SENVILLE | SENA-33HF-OQ | SENA-33HF-IQ |  | 33000 | 35000 | 19.5 | 12 | 10 | 1.8 | 82 | 99 | 211749871
Bladex | BS25-33HFN1-ODU | BWMF-33HWIU |  | 33000 | 35000 | 20 | 11.7 | 10 | 1.8 | 79 | 99 | 214056590
Bladex | BS25-33HFN1-ODU | BWM-EPB-33HWIU |  | 33000 | 35000 | 19.5 | 12 | 10 | 1.8 | 82 | 99 | 214312555
Mitsutomo | HO-SZ36-AB-Q | HW-SZ36-AB-Q |  | 33000 | 35000 | 20 | 11.7 | 10 | 1.8 | 79 | 99 | 213785764
Wells | WSA-33HFMO | WSA-33HFMI |  | 33000 | 35000 | 20 | 11.7 | 10 | 1.8 | 79 | 99 | 214421473
Kepler | ODUMOD30-33HFN1MSR0W | IDUMSEPD-33HRFN1MSR0W |  | 33000 | 35000 | 19.5 | 12 | 10 | 1.8 | 82 | 99 | 213608177
SLIMAIR | SHC30VH2AG | SHM30VE2AG |  | 33000 | 35000 | 20 | 11.7 | 10 | 1.8 | 79 | 99 | 213927691
MDV | MOD30-33HFN1-MSR0W | MSEPD-33HRFN1-MSR0W |  | 33000 | 35000 | 19.5 | 12 | 10 | 1.8 | 82 | 99 | 211749870
CTMorley | MOU-A33H-2 | MIU-A33HW-2 |  | 33000 | 35000 | 20 | 11.7 | 10 | 1.8 | 79 | 99 | 211749882
Durastar | DRA1H33S1A | DRAW33F1B |  | 33000 | 35000 | 20 | 11.7 | 10 | 1.8 | 79 | 99 | 213160486
MDV | MOD30-33HFN1-MSR0W | MSAGF-33HRFN1-MSR0W |  | 33000 | 35000 | 20 | 11.7 | 10 | 1.8 | 79 | 99 | 211749869
COMFORTMAKER | DLCSRBH18AAK | DLFSOAH18XAK |  | 16700 | 20000 | 19.8 | 12.5 | 11.2 | 1.93 | 73 | 84 | 210857431
KEEPRITE | DLCSRBH18AAK | DLFSOAH18XAK |  | 16700 | 20000 | 19.8 | 12.5 | 11.2 | 1.93 | 73 | 84 | 210857443
HEIL | DLCSRBH06AAK | DLFSOAH09XAK |  | 6500 | 7100 | 22 | 14.5 | 10.8 | 2 | 80 | 113 | 210857438
DIYCOOL | ACIQ-18ZPL-HP230B | SCC-1218-HH-M |  | 16700 | 20000 | 19.8 | 12.5 | 11.2 | 1.93 | 73 | 84 | 210857350
MDV | MOX230-06HFN10-M1X | MSEPB-06HRFN10-M1 |  | 6000 | 7000 | 22.7 | 18 | 12.8 | 2.39 | 113 | 110 | 214311115
MDV | MOX230-06HFN10-M1X | MSEPBM-12HRFN10-M1 |  | 6000 | 7000 | 22.7 | 18 | 12.8 | 2.39 | 113 | 110 | 214311114
MDV | MOX230-06HFN10-M1X | MSAG11A-06HRFN10-M1 |  | 6000 | 7000 | 22.3 | 16 | 12.6 | 2.3 | 109 | 107 | 214311113
MDV | MOX330-09HFN10-M1X | MSEPBM-12HRFN10-M1 |  | 9000 | 12000 | 24.5 | 15.5 | 10.5 | 1.8 | 82 | 96 | 214311111
MDV | MOX330-09HFN10-M1X | MSEPB-09HRFN10-M1 |  | 9000 | 12000 | 24.5 | 15.5 | 10.5 | 1.8 | 82 | 96 | 214311110
Weathermaker | 38MPRBQ18AA3 | DHMPHAQ18XA3 |  | 18000 | 20000 | 23.5 | 13.5 | 13.5 | 1.8 | 101 | 105 | 213214838
MIDEA | DLCPRBH18AAK | DLFPHAH18XAK |  | 18000 | 20000 | 23.5 | 13.5 | 13.5 | 1.8 | 101 | 105 | 213214862
SMART COMFORT | DLCPRBH18AAK | DLFPHAH18XAK |  | 18000 | 20000 | 23.5 | 13.5 | 13.5 | 1.8 | 101 | 105 | 213214868
COMFORTMAKER | DLCPRBH18AAK | DHMPHAQ18XA3 |  | 18000 | 20000 | 23.5 | 13.5 | 13.5 | 1.8 | 101 | 105 | 214389473
MIDEA | 38MPRBQ18AA3 | DHMPHAQ18XA3 |  | 18000 | 20000 | 23.5 | 13.5 | 13.5 | 1.8 | 101 | 105 | 213214841
HEIL | DLCPRBH18AAK | DHMPHAQ18XA3 |  | 18000 | 20000 | 23.5 | 13.5 | 13.5 | 1.8 | 101 | 105 | 214389475
KENMORE | DLCPRBH18AAK | DLFPHAH18XAK |  | 18000 | 20000 | 23.5 | 13.5 | 13.5 | 1.8 | 101 | 105 | 213214859
MDV | MOX330-09HFN10-M1X | MSAG11BM-12HRFN10-M1 |  | 9000 | 12000 | 23 | 15 | 10.5 | 1.8 | 83 | 96 | 214311108
CARRIER | 38MPRBQ18AA3 | 40MPHAQ18XA3 |  | 18000 | 20000 | 23.5 | 13.5 | 13.5 | 1.8 | 101 | 105 | 213214829
KEEPRITE | DLCPRBH18AAK | DHMPHAQ18XA3 |  | 18000 | 20000 | 23.5 | 13.5 | 13.5 | 1.8 | 101 | 105 | 214389476
HEIL | DLCPRBH18AAK | DLFPHAH18XAK |  | 18000 | 20000 | 23.5 | 13.5 | 13.5 | 1.8 | 101 | 105 | 213214853
TEMPSTAR | DLCPRBH18AAK | DHMPHAQ18XA3 |  | 18000 | 20000 | 23.5 | 13.5 | 13.5 | 1.8 | 101 | 105 | 214389477
DAY & NIGHT | DLCPRBH18AAK | DLFPHAH18XAK |  | 18000 | 20000 | 23.5 | 13.5 | 13.5 | 1.8 | 101 | 105 | 213214850
MDV | MOX330-09HFN10-M1X | MSAG11B-09HRFN10-M1 |  | 9000 | 12000 | 23 | 15 | 10.5 | 1.8 | 83 | 96 | 214311107
ARCOAIRE | DLCPRBH18AAK | DHMPHAQ18XA3 |  | 18000 | 20000 | 23.5 | 13.5 | 13.5 | 1.8 | 101 | 105 | 214389472
AIRQUEST | DLCPRBH18AAK | DHMPHAQ18XA3 |  | 18000 | 20000 | 23.5 | 13.5 | 13.5 | 1.8 | 101 | 105 | 214389478
COMFORTMAKER | DLCPRBH18AAK | DLFPHAH18XAK |  | 18000 | 20000 | 23.5 | 13.5 | 13.5 | 1.8 | 101 | 105 | 213214847
BRYANT | 38MPRBQ18AA3 | 619PHAQ18XA3 |  | 18000 | 20000 | 23.5 | 13.5 | 13.5 | 1.8 | 101 | 105 | 213214832
LPS Legacy | DLCPRBH18AAK | DLFPHAH18XAK |  | 18000 | 20000 | 23.5 | 13.5 | 13.5 | 1.8 | 101 | 105 | 213214874
ARCOAIRE | DLCPRBH18AAK | DLFPHAH18XAK |  | 18000 | 20000 | 23.5 | 13.5 | 13.5 | 1.8 | 101 | 105 | 213214844
AIRQUEST | DLCPRBH18AAK | DLFPHAH18XAK |  | 18000 | 20000 | 23.5 | 13.5 | 13.5 | 1.8 | 101 | 105 | 213214871
TEMPSTAR | DLCPRBH18AAK | DLFPHAH18XAK |  | 18000 | 20000 | 23.5 | 13.5 | 13.5 | 1.8 | 101 | 105 | 213214865
DAY & NIGHT | DLCSRBH12AAK | DLFSOAH18XAK |  | 12000 | 12500 | 23 | 13 | 10 | 1.8 | 76 | 88 | 210857436
AIRQUEST | DLCSRBH12AAK | DLFSOAH18XAK |  | 12000 | 12500 | 23 | 13 | 10 | 1.8 | 76 | 88 | 210857464
CARRIER | 38MARBQ06AA3 | 40MCCAQ09XA3 |  | 6500 | 7100 | 22 | 14.5 | 10.8 | 2 | 80 | 113 | 210857465
KENMORE | DLCSRBH09AAK | DLFSOAH09XAK |  | 9000 | 10900 | 24 | 13 | 12.4 | 1.8 | 90 | 96 | 210857445
BRYANT | 38MARBQ12AA3 | 40MCCAQ18XA3 |  | 12000 | 12500 | 23 | 13 | 10 | 1.8 | 76 | 88 | 210857468
HEIL | DLCSRBH09AAK | DLFSOAH09XAK |  | 9000 | 10900 | 24 | 13 | 12.4 | 1.8 | 90 | 96 | 210857437
KENMORE | DLCSRBH12AAK | DLFSOAH18XAK |  | 12000 | 12500 | 23 | 13 | 10 | 1.8 | 76 | 88 | 210857448
KEEPRITE | DLCSRBH09AAK | DLFSOAH09XAK |  | 9000 | 10900 | 24 | 13 | 12.4 | 1.8 | 90 | 96 | 210857441
1HVAC | ACIQ-12ZPL-HP230B | SCC-1218-HH-M |  | 12000 | 12500 | 23 | 13 | 10 | 1.8 | 76 | 88 | 210857309
ARCOAIRE | DLCSRBH09AAK | DLFSOAH09XAK |  | 9000 | 10900 | 24 | 13 | 12.4 | 1.8 | 90 | 96 | 210857425
MDV | MOX230-09HFN1-MW5W | MCBU-09HRFN1-MU0-CA |  | 6500 | 7100 | 22 | 14.5 | 10.8 | 2 | 80 | 113 | 210857291
ARCOAIRE | DLCSRBH12AAK | DLFSOAH18XAK |  | 12000 | 12500 | 23 | 13 | 10 | 1.8 | 76 | 88 | 210857428
STEALTH | ACIQ-09ZPL-HP230B | SCC-0609-HH-M |  | 9000 | 10900 | 24 | 13 | 12.4 | 1.8 | 90 | 96 | 212316198
HEIL | DLCSRBH12AAK | DLFSOAH18XAK |  | 12000 | 12500 | 23 | 13 | 10 | 1.8 | 76 | 88 | 210857440
LPS Legacy | DLCSRBH09AAK | DLFSOAH09XAK |  | 9000 | 10900 | 24 | 13 | 12.4 | 1.8 | 90 | 96 | 211756592
MIDEA | DLCSRBH09AAK | DLFSOAH09XAK |  | 9000 | 10900 | 24 | 13 | 12.4 | 1.8 | 90 | 96 | 210857449
MDV | MOX330-12HFN1-MW5W | MCBU-18HRFN1-MW-CA |  | 12000 | 12500 | 23 | 13 | 10 | 1.8 | 76 | 88 | 210857290
DIYCOOL | ACIQ-09ZPL-HP230B | SCC-0609-HH-M |  | 9000 | 10900 | 24 | 13 | 12.4 | 1.8 | 90 | 96 | 210857348
MDV | MOX330-09HFN1-MY5W | MCBU-09HRFN1-MU0-CA |  | 9000 | 10900 | 24 | 13 | 12.4 | 1.8 | 90 | 96 | 210857289
LENNOX | MLB024S4S-1P | MCFA024S4-*P |  | 24000 | 25000 | 20.5 | 11.7 | 11 | 2.1 | 76 | 100 | 211034452
LENNOX | MLB024S4S-1P | MCFA024S4* |  | 24000 | 25000 | 20.5 | 11.7 | 11 | 2.1 | 76 | 100 | 210665639
DUCANE | 4DHPS209S-1P | D22C109S4-*P |  | 8900 | 10000 | 20 | 13 | 10 | 1.9 | 75 | 74 | 211034585
MDV | MOD30-24HFN1-MU0W-L | MUEU-24HRFN1-M(C) |  | 24000 | 25000 | 20.5 | 11.7 | 11 | 2.1 | 76 | 100 | 210644042
AirEase | 4DHPS209S-1P | D22C109S4-*P |  | 8900 | 10000 | 20 | 13 | 10 | 1.9 | 75 | 74 | 211034481
LENNOX | MPC009S4S-1P | M22A009S4-*P |  | 8900 | 10000 | 20 | 13 | 10 | 1.9 | 75 | 74 | 211034434
LENNOX | MLB024S4S-1P | MWMC024S4-*P |  | 24000 | 29000 | 21.5 | 13 | 11.4 | 2.21 | 73 | 86 | 211034443
CONCORD | 4DHPS209S-1P | D22C109S4-*P |  | 8900 | 10000 | 20 | 13 | 10 | 1.9 | 75 | 74 | 211034559
LENNOX | MLB024S4S-1P | MWMC024S4* |  | 24000 | 29000 | 21.5 | 13 | 11.4 | 2.21 | 73 | 86 | 210665630
Allied | 4DHPS209S-1P | D22C109S4-*P |  | 8900 | 10000 | 20 | 13 | 10 | 1.9 | 75 | 74 | 211034507
MDV | MOD30-24HFN1-MU0W-L | MSEPD-24HRFN1-MU0W |  | 24000 | 29000 | 21.5 | 13 | 11.4 | 2.21 | 73 | 86 | 210644038
LENNOX | MPC009S4S-1P | M22A009S4* |  | 8900 | 10000 | 20 | 13 | 10 | 1.9 | 75 | 74 | 210665621
Armstrong Air | 4DHPS209S-1P | D22C109S4-*P |  | 8900 | 10000 | 20 | 13 | 10 | 1.9 | 75 | 74 | 211034533
MDV | MOX230-09HFN1-MW5W-L | MCA3U-09HRFN1-M(C) |  | 8900 | 10000 | 20 | 13 | 10 | 1.9 | 75 | 74 | 210644036
DUCANE | 4DHPS209S-1P | DWM209S4-*P |  | 9000 | 10000 | 25.5 | 15 | 11.9 | 2.17 | 85 | 75 | 211034572
LENNOX | MPC009S4S-1P | MWMC009S4* |  | 9000 | 10000 | 25.5 | 15 | 11.9 | 2.17 | 85 | 75 | 210665603
Armstrong Air | 4DHPS209S-1P | DWM209S4-*P |  | 9000 | 10000 | 25.5 | 15 | 11.9 | 2.17 | 85 | 75 | 211034520
AirEase | 4DHPS209S-1P | DWM209S4-*P |  | 9000 | 10000 | 25.5 | 15 | 11.9 | 2.17 | 85 | 75 | 211034468
CONCORD | 4DHPS209S-1P | DWM209S4-*P |  | 9000 | 10000 | 25.5 | 15 | 11.9 | 2.17 | 85 | 75 | 211034546
ELIOS | DEA09HOS25230E8 | DEA09HIW25230E8 |  | 9000 | 10000 | 25.5 | 15 | 12.3 | 2.17 | 85 | 75 | 207742424
DUCANE | 4DHP2S09S-1P | DWM209S4-1P |  | 9000 | 10000 | 25.5 | 15 | 12.3 | 2.17 | 85 | 75 | 208128194
MDV | MOX230-09HFN1-MW5W | MSEPB-09HRFN1-MY5W(GA) |  | 9000 | 10000 | 25.5 | 15 | 12.3 | 2.17 | 85 | 75 | 206369558
Cooper&Hunter | CH-HPR24-230VO | CH-24MOLVWM-230VI |  | 23000 | 26000 | 22.3 | 12.5 | 10.3 | 1.8 | 73 | 88 | 210799569
AURORA | AU-CX24HR-2A-O | AU-BS24HR-2A-I |  | 23000 | 26000 | 22.3 | 12.5 | 10.3 | 1.8 | 73 | 88 | 208101259
C&H | CH-HPR24-230VO | CH-B24MOLVWM-230VI |  | 23000 | 26000 | 22.3 | 12.5 | 10.3 | 1.8 | 73 | 88 | 210665995
HEIL | DLCSRBH24AAK | DLFSHBH24XAK |  | 23000 | 26000 | 22.3 | 12.5 | 10.3 | 1.8 | 73 | 88 | 206361887
KLIMAIRE | KSIH024-H220-O-2 | KSIH024-H220-IW-2 |  | 23000 | 26000 | 22.3 | 12.5 | 10.3 | 1.8 | 73 | 88 | 209862156
GOODMAN | MSH243G22MCAA | MSH243G22AXAA |  | 23000 | 26000 | 22.3 | 12.5 | 10.3 | 1.8 | 73 | 88 | 214438123
SEA BREEZE+ | HSZ24H424ZMO | WM24H424ZMI |  | 23000 | 26000 | 22.3 | 12.5 | 10.3 | 1.8 | 73 | 88 | 208816891
ZERO | ZMSB-24HV-USHHC | ZMSB-24HV-USHHC |  | 23000 | 26000 | 22.3 | 12.5 | 10.3 | 1.8 | 73 | 88 | 214232450
KENMORE | DLCSRBH24AAK | DLFSHBH24XAK |  | 23000 | 26000 | 22.3 | 12.5 | 10.3 | 1.8 | 73 | 88 | 206361897
COMFORTMAKER | DLCSRBH24AAK | DLFSHBH24XAK |  | 23000 | 26000 | 22.3 | 12.5 | 10.3 | 1.8 | 73 | 88 | 206361877
MIDEA | DLCSRBH24AAK | DLFSHBH24XAK |  | 23000 | 26000 | 22.3 | 12.5 | 10.3 | 1.8 | 73 | 88 | 206361902
Durastar | DRA1H24S1A | DRAW24F1B |  | 23000 | 26000 | 22.3 | 12.5 | 10.3 | 1.8 | 73 | 88 | 210568101
AIRQUEST | DLCSRBH24AAK | DLFSHBH24XAK |  | 23000 | 26000 | 22.3 | 12.5 | 10.3 | 1.8 | 73 | 88 | 206361917
LBG Products | LBHB24DVWO | LBHB24DUWI |  | 23000 | 26000 | 22.3 | 12.5 | 10.3 | 1.8 | 73 | 88 | 208130830
DIAMONDAIR | D2024SHO2 | DF2024HMSI2 |  | 23000 | 26000 | 22.3 | 12.5 | 10.3 | 1.8 | 73 | 88 | 210857268
SMART COMFORT | DLCSRBH18AAK | DLFSHBH18XAK |  | 18000 | 18000 | 22 | 13 | 10.6 | 1.89 | 62 | 96 | 206361911
Bluefin | BFMS24PR-01O | BFMS24PL-01I |  | 23000 | 26000 | 22.3 | 12.5 | 10.3 | 1.8 | 73 | 88 | 213769902
GOODMAN | MSH183G22MCAA | MSH183G22AXAA |  | 18000 | 18000 | 22 | 13 | 10.6 | 1.89 | 62 | 96 | 214438118
LPS Legacy | DLCSRBH24AAK | DLFSHBH24XAK |  | 23000 | 26000 | 22.3 | 12.5 | 10.3 | 1.8 | 73 | 88 | 211756566
C&H | CH-HPR18-230VO | CH-18MOLVWM-230VI |  | 18000 | 18000 | 22 | 13 | 10.6 | 1.89 | 62 | 96 | 207740521
FRANKLIN | MSH123E23MCAA | MST123E20ACAA |  | 12000 | 12000 | 22.3 | 12.7 | 10.2 | 1.89 | 83 | 94 | 206900433
BLUERIDGE | BMY12HH26C | BM12MCC |  | 12000 | 12000 | 22.3 | 12.7 | 10.2 | 1.89 | 83 | 94 | 207571388
Multi MFG | MSH-12HD-A | 12CCHP0-C-M-A |  | 12000 | 12000 | 22.3 | 12.7 | 10.2 | 1.89 | 83 | 94 | 214232444
Cooper&Hunter | CH-HPR12-230VO | CH-12MSPHCT-230VI |  | 12000 | 12000 | 22.3 | 12.7 | 10.2 | 1.89 | 83 | 94 | 210799593
PAYNE | 38MARBQ12AA3 | 40MBCQ12---3 |  | 12000 | 12000 | 22.3 | 12.7 | 10.2 | 1.89 | 83 | 94 | 206350351
FRANKLIN | MSH123F25MCAA | MST123E20ACAA |  | 12000 | 12000 | 22.3 | 12.7 | 10.2 | 1.89 | 83 | 94 | 214594905
Alsetria | MOX330-12HFN1-MW5W | CCA3U-12HRFN1-M(C) |  | 12000 | 12000 | 22.3 | 12.7 | 10.2 | 1.89 | 83 | 94 | 211644044
Cooper&Hunter | CH-HPR12-230VO | CH-12MCT-W |  | 12000 | 12000 | 22.3 | 12.7 | 10.2 | 1.89 | 83 | 94 | 213265563
Mitsutomo | HO-SZ12-AB-Q | HC-UZ12-AB-Q |  | 12000 | 12000 | 22.3 | 12.7 | 10.2 | 1.89 | 83 | 94 | 214056563
Conforto | MHSZ112DA | MHCAS12DA |  | 12000 | 12000 | 22.3 | 12.7 | 10.2 | 1.89 | 83 | 94 | 210605807
SENVILLE | SENA/12HF/OQ | SENA/12HF/ICZ |  | 12000 | 12000 | 22.3 | 12.7 | 10.2 | 1.89 | 83 | 94 | 207641342
ELIOS | DEA12HOS28230E8 | DUA12HICU230X5 |  | 12000 | 12000 | 22.3 | 12.7 | 10.2 | 1.89 | 83 | 94 | 207742440
HEIL | DLCSRBH12AAK | DLFSCAH12XAK |  | 12000 | 12000 | 22.3 | 12.7 | 10.2 | 1.89 | 83 | 94 | 206350417
Kepler | ODUMOX330-09HFN1MY5W | IDUCCA3U-09HRFN1-M(C) |  | 9000 | 9800 | 20.5 | 13 | 10.3 | 1.8 | 92 | 102 | 214377771
Mitsutomo | HO-SZ09-AB-Q | HC-UZ09-AB-Q |  | 9000 | 9800 | 20.5 | 13 | 10.3 | 1.8 | 92 | 102 | 214056562
TEMP SHIFT | TSMOX33009HFN1MY5W | TSCCA3U09HRFN1M(C) |  | 9000 | 9800 | 20.5 | 13 | 10.3 | 1.8 | 92 | 102 | 213479379
Cooper&Hunter | CH-HPR09-230VO | CH-09MCT-W |  | 9000 | 9800 | 20.5 | 13 | 10.3 | 1.8 | 92 | 102 | 213265561
AC PRO.COM | AOX230-12HFN1-MV5W | AFAU-12HRFN1-M(C) |  | 12000 | 12000 | 22.7 | 13 | 10.2 | 2.26 | 75 | 70 | 209748106
LENNOX | MPC009S4S-1P | MWMC009S4-*P |  | 9000 | 10000 | 25.5 | 15 | 11.9 | 2.17 | 85 | 75 | 211034416
Allied | 4DHPS209S-1P | DWM209S4-*P |  | 9000 | 10000 | 25.5 | 15 | 11.9 | 2.17 | 85 | 75 | 211034494
MDV | MOX230-09HFN1-MW5W-L | MSEPB-09HRFN1-MY5W(GA) |  | 9000 | 10000 | 25.5 | 15 | 11.9 | 2.17 | 85 | 75 | 210644031
BRYANT | 38MARBQ18AA3 | 40MCCAQ18XA3 |  | 16700 | 20000 | 19.8 | 12.5 | 11.2 | 1.93 | 73 | 84 | 209270294
SEA BREEZE+ | HSZ18H424ZMO | SCA18H424ZMI |  | 16700 | 20000 | 19.8 | 12.5 | 11.2 | 1.93 | 73 | 84 | 212595650
HEIL | DLCSRBH18AAK | DLFCCAH18XAK |  | 16700 | 20000 | 19.8 | 12.5 | 11.2 | 1.93 | 73 | 84 | 209270260
TEMPSTAR | DLCSRBH18AAK | DLFCCAH18XAK |  | 16700 | 20000 | 19.8 | 12.5 | 11.2 | 1.93 | 73 | 84 | 209270276
DAY & NIGHT | DLCSRBH18AAK | DLFCCAH18XAK |  | 16700 | 20000 | 19.8 | 12.5 | 11.2 | 1.93 | 73 | 84 | 209270256
BLUERIDGE | BMY18HH22C | BMM18CC2 |  | 16700 | 20000 | 19.8 | 12.5 | 11.2 | 1.93 | 73 | 84 | 209550310
Weathermaker | 38MARBQ18AA3 | 40MCCAQ18XA3 |  | 16700 | 20000 | 19.8 | 12.5 | 11.2 | 1.93 | 73 | 84 | 209270302
Cooper&Hunter | CH-HPR18-230VO | CH-18MCT1W-230VI |  | 16700 | 20000 | 19.8 | 12.5 | 11.2 | 1.93 | 73 | 84 | 210857423
Breeze33 | BZ33-HYP18OUT2-G2-P | BZ33-OWCASS18-G2-P |  | 16700 | 20000 | 19.8 | 12.5 | 11.2 | 1.93 | 73 | 84 | 211273236
KEEPRITE | DLCSRBH18AAK | DLFCCAH18XAK |  | 16700 | 20000 | 19.8 | 12.5 | 11.2 | 1.93 | 73 | 84 | 209270264
SMART COMFORT | DLCSRBH18AAK | DLFCCAH18XAK |  | 16700 | 20000 | 19.8 | 12.5 | 11.2 | 1.93 | 73 | 84 | 209270280
KEEPRITE | DLCSRBH24AAK | DLFSHBH24XAK |  | 23000 | 26000 | 22.3 | 12.5 | 10.3 | 1.8 | 73 | 88 | 206361892
AI AIR CONDITIONING | AO25-18N1-M1H | AW25-18N1-M1 |  | 18000 | 18000 | 22 | 13 | 10.6 | 1.89 | 62 | 96 | 213769945
PERFECTAIRE | 3PAMSHH24-SZO-21 | 3PAMSHH24-UVW |  | 23000 | 26000 | 22.3 | 12.5 | 10.3 | 1.8 | 73 | 88 | 214389986
KARDA | 3KARDA18SZO | 3KARDA18UVW |  | 18000 | 18000 | 22 | 13 | 10.6 | 1.89 | 62 | 96 | 207430430
DAY & NIGHT | DLCSRBH24AAK | DLFSHBH24XAK |  | 23000 | 26000 | 22.3 | 12.5 | 10.3 | 1.8 | 73 | 88 | 206361882
Kanartic | KEOS-18UHE-NA | KEOS-18UHE-NA |  | 18000 | 18000 | 22 | 13 | 10.6 | 1.89 | 62 | 96 | 208836317
Cooper&Hunter | CH-HPR24-230VO | CH-B24MOLVWM-230VI |  | 23000 | 26000 | 22.3 | 12.5 | 10.3 | 1.8 | 73 | 88 | 210799694
ZERO | ZMSB-18HV-USHHC | ZMSB-18HV-USHHC |  | 18000 | 18000 | 22 | 13 | 10.6 | 1.89 | 62 | 96 | 214232449
PERFECTAIRE | 3PAMSHH24-SZO | 3PAMSHH24-UVW |  | 23000 | 26000 | 22.3 | 12.5 | 10.3 | 1.8 | 73 | 88 | 207614056
ZENAIR TECHNOLOGIES | ZEN-WM18HP23S/O | ZEN-WM18HP23S/I |  | 18000 | 18000 | 22 | 13 | 10.6 | 1.89 | 62 | 96 | 207827124
SLIMAIR | SHCD24VC2AG | SHMZ24VC2AG |  | 23000 | 26000 | 22.3 | 12.5 | 10.3 | 1.8 | 73 | 88 | 208447943
SLIMAIR | SHC18VH2AG | SHM18VE2AG |  | 18000 | 18000 | 22 | 13 | 10.6 | 1.89 | 62 | 96 | 213886033
ARCOAIRE | DLCSRBH24AAK | DLFSHBH24XAK |  | 23000 | 26000 | 22.3 | 12.5 | 10.3 | 1.8 | 73 | 88 | 206361872
Mitsutomo | HO-SZ18-AB-Q | HW-SZ18-AB-Q |  | 18000 | 18000 | 22 | 13 | 10.6 | 1.89 | 62 | 96 | 211306395
NOVAIR | LEA24SZ35SK-O | LEA24UUSK-I |  | 23000 | 26000 | 22.3 | 12.5 | 10.3 | 1.8 | 73 | 88 | 209416880
DIAMONDAIR | D2018SHO2 | DF2018HMSI2 |  | 18000 | 18000 | 22 | 13 | 10.6 | 1.89 | 62 | 96 | 210857267
TEMPSTAR | DLCSRBH24AAK | DLFSHBH24XAK |  | 23000 | 26000 | 22.3 | 12.5 | 10.3 | 1.8 | 73 | 88 | 206361907
Cooper&Hunter | CH-HPR18-230VO | CH-B18MOLVWM-230VI |  | 18000 | 18000 | 22 | 13 | 10.6 | 1.89 | 62 | 96 | 210799693
KARDA | 3KARDA24SZO | 3KARDA24UVW |  | 23000 | 26000 | 22.3 | 12.5 | 10.3 | 1.8 | 73 | 88 | 207430431
AIRQUEST | DLCSRBH18AAK | DLFSHBH18XAK |  | 18000 | 18000 | 22 | 13 | 10.6 | 1.89 | 62 | 96 | 206361916
Mitsutomo | HO-SZ24-AB-Q | HW-SZ24-AB-Q |  | 23000 | 26000 | 22.3 | 12.5 | 10.3 | 1.8 | 73 | 88 | 211306396
Cooper&Hunter | CH-HPR18-230VO | CH-18MOLVWM-230VI |  | 18000 | 18000 | 22 | 13 | 10.6 | 1.89 | 62 | 96 | 210799568
MIDEA | DLCSRBH12AAK | DLFSHBH12XAK |  | 12000 | 12000 | 23.1 | 13 | 10.5 | 1.88 | 86 | 92 | 206361900
SMART COMFORT | DLCSRBH24AAK | DLFSHBH24XAK |  | 23000 | 26000 | 22.3 | 12.5 | 10.3 | 1.8 | 73 | 88 | 206361912
ZERO | ZMSB-24HV-USHHC-O | ZMSB-24HV-USHHC-I |  | 23000 | 26000 | 22.3 | 12.5 | 10.3 | 1.8 | 73 | 88 | 214421477
NG Trade | OMEGA121E | IMEGA121E |  | 12000 | 12000 | 23.1 | 13 | 10.5 | 1.88 | 86 | 92 | 214377799
C&H | CH-HPR24-230VO | CH-24MOLVWM-230VI |  | 23000 | 26000 | 22.3 | 12.5 | 10.3 | 1.8 | 73 | 88 | 207740522
Wells | WSA-18HFMO | WSA-18HFMI |  | 18000 | 18000 | 22 | 13 | 10.6 | 1.89 | 62 | 96 | 214421471
SEA BREEZE+ | HSZ12H424ZMO | WM12H424ZMI |  | 12000 | 12000 | 23.1 | 13 | 10.5 | 1.88 | 86 | 92 | 208128267
C&H | CH-HPR18-230VO | CH-B18MOLVWM-230VI |  | 18000 | 18000 | 22 | 13 | 10.6 | 1.89 | 62 | 96 | 210665994
CTMorley | MOU-A24H-2 | MIU-A24W-2 |  | 23000 | 26000 | 22.3 | 12.5 | 10.3 | 1.8 | 73 | 88 | 209694748
Bluefin | BFMS18PR-01O | BFMS18PL-01I |  | 18000 | 18000 | 22 | 13 | 10.6 | 1.89 | 62 | 96 | 213769911
SLIMAIR | SHC24VH2AG | SHM24VE2AG |  | 23000 | 26000 | 22.3 | 12.5 | 10.3 | 1.8 | 73 | 88 | 213886034
SLIMAIR | SHC12VH2AG | SHM12VE2AG |  | 12000 | 12000 | 23.1 | 13 | 10.5 | 1.88 | 86 | 92 | 213886032
DIAMONDAIR | D2012SHO2 | DF2012HMSI2 |  | 12000 | 12000 | 23.1 | 13 | 10.5 | 1.88 | 86 | 92 | 210857266
Bladex | BS25-24HFN1-ODU | BWM11D-23HWIU |  | 23000 | 26000 | 22.3 | 12.5 | 10.3 | 1.8 | 73 | 88 | 214056589
SMART COMFORT | DLCSRBH12AAK | DLFSHBH12XAK |  | 12000 | 12000 | 23.1 | 13 | 10.5 | 1.88 | 86 | 92 | 206361910
Wells | WSA-24HFMO | WSA-24HFMI |  | 23000 | 26000 | 22.3 | 12.5 | 10.3 | 1.8 | 73 | 88 | 214421472
PREMIUM LEVELLA | PIAW1832580B | PIAW1832579A |  | 18000 | 18000 | 22 | 13 | 10.6 | 1.89 | 62 | 96 | 214232464
Wells | WSA-12HFMO | WSA-12HFMI |  | 12000 | 12000 | 23.1 | 13 | 10.5 | 1.88 | 86 | 92 | 214421470
KEEPRITE | DLCSRBH12AAK | DLFSHBH12XAK |  | 12000 | 12000 | 23.1 | 13 | 10.5 | 1.88 | 86 | 92 | 206361890
ECO AC | EHP-O24BB | EHP-W24BB |  | 23000 | 26000 | 22.3 | 12.5 | 10.3 | 1.8 | 73 | 88 | 214232435
SLIMAIR | SHCD18VC2AG | SHMZ18VC2AG |  | 18000 | 18000 | 22 | 13 | 10.6 | 1.89 | 62 | 96 | 208447942
ZENAIR TECHNOLOGIES | ZEN-WM12HP23S/O | ZEN-WM12HP23S/I |  | 12000 | 12000 | 23.1 | 13 | 10.5 | 1.88 | 86 | 92 | 207827123
CTMorley | MOU-A18H-2 | MIU-A18W-2 |  | 18000 | 18000 | 22 | 13 | 10.6 | 1.89 | 62 | 96 | 209694747
Bluefin | BFMS12PR-01O | BFMS12PL-01I |  | 12000 | 12000 | 23.1 | 13 | 10.5 | 1.88 | 86 | 92 | 213769907
PREMIUM LEVELLA | PIAW2432580B | PIAW2432579A |  | 23000 | 26000 | 22.3 | 12.5 | 10.3 | 1.8 | 73 | 88 | 214232462
LPS Legacy | DLCSRBH18AAK | DLFSHBH18XAK |  | 18000 | 18000 | 22 | 13 | 10.6 | 1.89 | 62 | 96 | 211756565
Bladex | BS25-18HFN1-ODU | BWM11D-18HWIU |  | 18000 | 18000 | 22 | 13 | 10.6 | 1.89 | 62 | 96 | 214056588
TEMPSTAR | DLCSRBH18AAK | DLFSHBH18XAK |  | 18000 | 18000 | 22 | 13 | 10.6 | 1.89 | 62 | 96 | 206361906
LPS Legacy | DLCSRBH12AAK | DLFSHBH12XAK |  | 12000 | 12000 | 23.1 | 13 | 10.5 | 1.88 | 86 | 92 | 211756564
ZERO | ZMSB-18HV-USHHC-O | ZMSB-18HV-USHHC-I |  | 18000 | 18000 | 22 | 13 | 10.6 | 1.89 | 62 | 96 | 214421476
AI AIR CONDITIONING | AO25-24N1-M1H | AW25-24N1-M1 |  | 23000 | 26000 | 22.3 | 12.5 | 10.3 | 1.8 | 73 | 88 | 213769946
Custom Comfort | CCOXHASZ09HP | CCOXHA4C09 |  | 9000 | 9800 | 20.5 | 13 | 10.3 | 1.8 | 92 | 102 | 212365409
MDV | MOX330-12HFN1-MW5W | MCA3U-12HRFN1-M(C) |  | 12000 | 12000 | 22.3 | 12.7 | 10.2 | 1.89 | 83 | 94 | 206330126
STEALTH | ACIQ-09ZPL-HP230B | ACIQ-09CC-HH-MB |  | 9000 | 9800 | 20.5 | 13 | 10.3 | 1.8 | 92 | 102 | 212316161
TRUST AIR CONDITIONERS | OUS12H/O4S4P | IUMCO12H/I41P |  | 12000 | 12000 | 22.7 | 13 | 10.2 | 2.26 | 75 | 70 | 208816934
PolarWave | ACIQ-09ZPL-HP230B | ACIQ-09CC-HH-MB |  | 9000 | 9800 | 20.5 | 13 | 10.3 | 1.8 | 92 | 102 | 212316075
Cooper&Hunter | CH-ES12-230VO | CH-12MSPHMC-230VI |  | 12000 | 12000 | 22.7 | 13 | 10.2 | 2.26 | 75 | 70 | 210799584
LPS Legacy | DLCSRBH09AAK | DLFSCAH09XAK |  | 9000 | 9800 | 20.5 | 13 | 10.3 | 1.8 | 92 | 102 | 211756567
PIONEER | YN012GMFI22RPE | FB012GMFILDFHE |  | 12000 | 12000 | 22.7 | 13 | 10.2 | 2.26 | 75 | 70 | 208141955
ECO-AIR | MOX330-09HFN1-MY5W | CCA3U-09HRFN1-M(C) |  | 9000 | 9800 | 20.5 | 13 | 10.3 | 1.8 | 92 | 102 | 211644068
MOOVAIR | DMA12HOS25230E8 | DUA12HIFU230E5 |  | 12000 | 12000 | 22.7 | 13 | 10.2 | 2.26 | 75 | 70 | 207742528
Alsetria | MOX330-09HFN1-MY5W | CCA3U-09HRFN1-M(C) |  | 9000 | 9800 | 20.5 | 13 | 10.3 | 1.8 | 92 | 102 | 211644043
DIRECT AIR | DIRM-12DA25-1Z | DIRM-12HP-CO |  | 12000 | 12000 | 22.7 | 13 | 10.2 | 2.26 | 75 | 70 | 207743764
DIAMONDAIR | D2009SHO2 | DF2009CI |  | 9000 | 9800 | 20.5 | 13 | 10.3 | 1.8 | 92 | 102 | 210857269
LBG Products | LBHB12DUWO | LMHB12DZGI |  | 12000 | 12000 | 22.7 | 13 | 10.2 | 2.26 | 75 | 70 | 208130820
Cooper&Hunter | CH-HPR09-230VO | CH-09MSPHCT-230VI |  | 9000 | 9800 | 20.5 | 13 | 10.3 | 1.8 | 92 | 102 | 210799591
Conforto | MHSZ109DA | MHCAS09DA |  | 9000 | 9800 | 20.5 | 13 | 10.3 | 1.8 | 92 | 102 | 210605806
KERR | A-KMH09SV-1 | B-KMH09CU-1 |  | 9000 | 9800 | 20.5 | 13 | 10.3 | 1.8 | 92 | 102 | 210568249
Durastar | DRA1U12S1B | DRAS12F1A |  | 12000 | 12000 | 22.7 | 13 | 10.2 | 2.26 | 75 | 70 | 207787138
Durastar | DRA1U12S1B | DRAS12F1B |  | 12000 | 12000 | 22.7 | 13 | 10.2 | 2.26 | 75 | 70 | 207787139
COMFORT-AIRE | A-VMH09SV-1 | B-VMH09CU-1 |  | 9000 | 9800 | 20.5 | 13 | 10.3 | 1.8 | 92 | 102 | 210568241
ELIOS | DEA12HOS25230E8 | DUA12HIFU230E5 |  | 12000 | 12000 | 22.7 | 13 | 10.2 | 2.26 | 75 | 70 | 207742459
Durastar | DRA1H09S1A | DRAC09F1A |  | 9000 | 9800 | 20.5 | 13 | 10.3 | 1.8 | 92 | 102 | 210568111
KLIMAIRE | KSIH009-H225-O-2 | KTIR09-H2 |  | 9000 | 9800 | 20.5 | 13 | 10.3 | 1.8 | 92 | 102 | 209862166
C&H | CH-ES12-230VO | CH-12MSPHMC-230VI |  | 12000 | 12000 | 22.7 | 13 | 10.2 | 2.26 | 75 | 70 | 207742320
CTMorley | MOU-A09H-2 | MIU-A09C-2 |  | 9000 | 9800 | 20.5 | 13 | 10.3 | 1.8 | 92 | 102 | 209843081
THERMOCORE SYSTEMS | T5HH28S-H209-C | T3-OS209-EC |  | 9000 | 9800 | 20.5 | 13 | 10.3 | 1.8 | 92 | 102 | 209549015
MDV | MOX230-12HFN1-MV5W | MFAU-12HRFN1-M(C) |  | 12000 | 12000 | 22.7 | 13 | 10.2 | 2.26 | 75 | 70 | 206330125
PAYNE | 38MPRBQ18AA3 | DHMPHAQ18XA3 |  | 18000 | 20000 | 23.5 | 13.5 | 13.5 | 1.8 | 101 | 105 | 213214835
DAY & NIGHT | DLCPRBH18AAK | DHMPHAQ18XA3 |  | 18000 | 20000 | 23.5 | 13.5 | 13.5 | 1.8 | 101 | 105 | 214389474
KEEPRITE | DLCPRBH18AAK | DLFPHAH18XAK |  | 18000 | 20000 | 23.5 | 13.5 | 13.5 | 1.8 | 101 | 105 | 213214856
MIDEA | 38MPRAQ18AA3 | DHMPHBQ18XA3 |  | 18000 | 18000 | 24.1 | 12.4 | 12 | 1.92 | 68 | 89 | 212521283
MDV | MOD30-18HFN1-MZ20W | MSAB2F-18HRFN1-MZ22W |  | 18000 | 20000 | 23.5 | 13.5 | 13.5 | 1.8 | 101 | 105 | 213214826
AIRQUEST | DLCPRAH18AAK | DLFPHBH18XAK |  | 18000 | 18000 | 24.1 | 12.4 | 12 | 1.92 | 68 | 89 | 212521293
COMFORTMAKER | DLCPRAH18AAK | DLFPHBH18XAK |  | 18000 | 18000 | 24.1 | 12.4 | 12 | 1.92 | 68 | 89 | 212521285
MIDEA | DLCPRAH18AAK | DLFPHBH18XAK |  | 18000 | 18000 | 24.1 | 12.4 | 12 | 1.92 | 68 | 89 | 212521290
LENNOX | MPC009S4S-1P | MWMC006S4-*P |  | 6000 | 7000 | 26.5 | 15.8 | 13.6 | 2.1 | 121 | 107 | 213257710
BRYANT | 38MPRAQ18AA3 | 619PHBQ18XA3 |  | 18000 | 18000 | 24.1 | 12.4 | 12 | 1.92 | 68 | 89 | 212521280
LENNOX | MPC009S4S-1P | MWMC006S4-2P |  | 6000 | 7000 | 26.5 | 15.8 | 13.6 | 2.1 | 121 | 107 | 213199199
SMART COMFORT | DLCPRAH18AAK | DLFPHBH18XAK |  | 18000 | 18000 | 24.1 | 12.4 | 12 | 1.92 | 68 | 89 | 212521292
MDV | MOX230-09HFN1-MW5W-L | MSEPB-06HRFN1-MY5W |  | 6000 | 7000 | 26.5 | 15.8 | 13.6 | 2.1 | 121 | 107 | 213199198
KEEPRITE | DLCPRAH18AAK | DLFPHBH18XAK |  | 18000 | 18000 | 24.1 | 12.4 | 12 | 1.92 | 68 | 89 | 212521288
DAY & NIGHT | DLCPRAH18AAK | DLFPHBH18XAK |  | 18000 | 18000 | 24.1 | 12.4 | 12 | 1.92 | 68 | 89 | 212521286
KENMORE | DLCPRAH18AAK | DLFPHBH18XAK |  | 18000 | 18000 | 24.1 | 12.4 | 12 | 1.92 | 68 | 89 | 212521289
MDV | MOE30U-48HFN1-M[X] | MUE-48HRFN1-MW |  | 44000 | 58000 | 18.7 | 11.7 | 11 | 1.95 | 69 | 97 | 212615011
PAYNE | 38MPRAQ18AA3 | DHMPHBQ18XA3 |  | 18000 | 18000 | 24.1 | 12.4 | 12 | 1.92 | 68 | 89 | 212521281
AI AIR CONDITIONING | AO29-18N1-M1H | AW29-18N1-M1 |  | 18000 | 18000 | 24.1 | 12.4 | 12 | 1.92 | 68 | 89 | 213769949
LPS Legacy | DLCPRAH18AAK | DLFPHBH18XAK |  | 18000 | 18000 | 24.1 | 12.4 | 12 | 1.92 | 68 | 89 | 212521294
CARRIER | 38MPRAQ18AA3 | 40MPHBQ18XA3 |  | 18000 | 18000 | 24.1 | 12.4 | 12 | 1.92 | 68 | 89 | 212521279
TEMPSTAR | DLCPRAH18AAK | DLFPHBH18XAK |  | 18000 | 18000 | 24.1 | 12.4 | 12 | 1.92 | 68 | 89 | 212521291
HEIL | DLCPRAH18AAK | DLFPHBH18XAK |  | 18000 | 18000 | 24.1 | 12.4 | 12 | 1.92 | 68 | 89 | 212521287
Weathermaker | 38MPRAQ18AA3 | DHMPHBQ18XA3 |  | 18000 | 18000 | 24.1 | 12.4 | 12 | 1.92 | 68 | 89 | 212521282
ARCOAIRE | DLCPRAH18AAK | DLFPHBH18XAK |  | 18000 | 18000 | 24.1 | 12.4 | 12 | 1.92 | 68 | 89 | 212521284
MDV | MOD30-18HFN1-MZ22W | MSEPD-18HRFN1-MZ22W |  | 18000 | 18000 | 24.1 | 12.4 | 12 | 1.92 | 68 | 89 | 212519803
MOOVAIR | DM24HOS25230E3A | DM24HIW23230E3 |  | 21600 | 23400 | 18.9 | 11.7 | 10.4 | 1.89 | 83 | 100 | 206401442
GOODMAN | MSH243E23MCAA | MSH243E23AXAA |  | 21600 | 23400 | 18.9 | 11.7 | 10.4 | 1.89 | 83 | 100 | 203991093
BOSCH | BMS500-AAS024-1CSXHC | BMS500-AAU024-1AHWXB |  | 21600 | 23400 | 18.9 | 11.7 | 10.4 | 1.89 | 83 | 100 | 208157119
MIDEA | 38MARBQ24AA3 | DHMSHAQ24XA3 |  | 21600 | 23400 | 18.9 | 11.7 | 10.4 | 1.89 | 83 | 100 | 206400663
COMFORT-AIRE | A-VMH24SU-1A | B-VMH24SU-1 |  | 21600 | 23400 | 18.9 | 11.7 | 10.4 | 1.89 | 83 | 100 | 206913036
COMFORT-AIRE | A-VMH24SU-1A | B-VMH24SU-1A |  | 21600 | 23400 | 18.9 | 11.7 | 10.4 | 1.89 | 83 | 100 | 206221394
NAPOLEON | NH25-18H-O | NH25-24F-I |  | 21600 | 23400 | 18.9 | 11.7 | 10.4 | 1.89 | 83 | 100 | 206597272
MOOVAIR | DMA24HOS28230E8 | DM24HIW23230E3 |  | 21600 | 23400 | 18.9 | 11.7 | 10.4 | 1.89 | 83 | 100 | 208119827
KERR | A-KMH24SU-1 | B-KMH24SU-1A |  | 21600 | 23400 | 18.9 | 11.7 | 10.4 | 1.89 | 83 | 100 | 206913573
COMFORT-AIRE | A-KMH24SV-1 | B-KMH24SU-1 |  | 21600 | 23400 | 18.9 | 11.7 | 10.4 | 1.89 | 83 | 100 | 208141184
CanAir | C23SCH24H22 | C23SEH24H21 |  | 21600 | 23400 | 18.9 | 11.7 | 10.4 | 1.89 | 83 | 100 | 205816494
COMFORT-AIRE | A-VMH24SV-1 | B-VMH24SU-1 |  | 21600 | 23400 | 18.9 | 11.7 | 10.4 | 1.89 | 83 | 100 | 208141170
ELIOS | DEA24HOS28230E8 | DE24HIW23230E3 |  | 21600 | 23400 | 18.9 | 11.7 | 10.4 | 1.89 | 83 | 100 | 208119831
COMFORT-AIRE | A-VMH24SU-1 | B-VMH24SU-1A |  | 21600 | 23400 | 18.9 | 11.7 | 10.4 | 1.89 | 83 | 100 | 206913571
Weathermaker | 38MARBQ24AA3 | DHMSHAQ24XA3 |  | 21600 | 23400 | 18.9 | 11.7 | 10.4 | 1.89 | 83 | 100 | 206400669
C&H | CH-HPR24-230VO | CH-D24MSPHWM-230VI |  | 21600 | 23400 | 18.9 | 11.7 | 10.4 | 1.89 | 83 | 100 | 208816951
KERR | A-KMH24SV-1 | B-KMH24SU-1 |  | 21600 | 23400 | 18.9 | 11.7 | 10.4 | 1.89 | 83 | 100 | 208141196
DIRECT AIR | MOD30-24HFN1-MU0W | CS11M-23HRFN1-MT0W |  | 21600 | 23400 | 18.9 | 11.7 | 10.4 | 1.89 | 83 | 100 | 205816492
FRANKLIN | MSH243E23MCAA | MSH243E23AXAA |  | 21600 | 23400 | 18.9 | 11.7 | 10.4 | 1.89 | 83 | 100 | 206764065
PAYNE | 38MARBQ18AA3 | 40MCCAQ18XA3 |  | 16700 | 20000 | 19.8 | 12.5 | 11.2 | 1.93 | 73 | 84 | 209270298
Alsetria | MOX430-17HFN1-MT0W | MCBU-18HRFN1-MU2W |  | 16700 | 20000 | 19.8 | 12.5 | 11.2 | 1.93 | 73 | 84 | 211644101
CTMorley | MOU-A18H-2 | MIU-A18CO-2 |  | 16700 | 20000 | 19.8 | 12.5 | 11.2 | 1.93 | 73 | 84 | 209864935
CARRIER | 38MARBQ18AA3 | 40MCCAQ18XA3 |  | 16700 | 20000 | 19.8 | 12.5 | 11.2 | 1.93 | 73 | 84 | 209270290
Durastar | DRA1H18S1A | DRAL18F1A |  | 16700 | 20000 | 19.8 | 12.5 | 11.2 | 1.93 | 73 | 84 | 210568105
AIRQUEST | DLCSRBH18AAK | DLFCCAH18XAK |  | 16700 | 20000 | 19.8 | 12.5 | 11.2 | 1.93 | 73 | 84 | 209270284
ARCOAIRE | DLCSRBH18AAK | DLFCCAH18XAK |  | 16700 | 20000 | 19.8 | 12.5 | 11.2 | 1.93 | 73 | 84 | 209270248
COMFORTSTAR | CHF18CD(O) | T1W18P |  | 16700 | 20000 | 19.8 | 12.5 | 11.2 | 1.93 | 73 | 84 | 214594912
MIDEA | DLCSRBH18AAK | DLFCCAH18XAK |  | 16700 | 20000 | 19.8 | 12.5 | 11.2 | 1.93 | 73 | 84 | 209270272
Breeze33 | HSZ18H424ZMO | SCA18H424ZMI |  | 16700 | 20000 | 19.8 | 12.5 | 11.2 | 1.93 | 73 | 84 | 211277589
ECO-AIR | MOX430-17HFN1-MT0W | MCBU-18HRFN1-MU2W |  | 16700 | 20000 | 19.8 | 12.5 | 11.2 | 1.93 | 73 | 84 | 211644095
Multi MFG | MSH-18HD-A | 18MMNC0-HP-A |  | 16700 | 20000 | 19.8 | 12.5 | 11.2 | 1.93 | 73 | 84 | 214432055
KENMORE | DLCSRBH18AAK | DLFCCAH18XAK |  | 16700 | 20000 | 19.8 | 12.5 | 11.2 | 1.93 | 73 | 84 | 209270268
Custom Comfort | CCOXHASZ17HP | CCOXHA1C18 |  | 16700 | 20000 | 19.8 | 12.5 | 11.2 | 1.93 | 73 | 84 | 212365432
Cooper&Hunter | CH-HPR18-230VO | CH-18MCT1W-W |  | 16700 | 20000 | 19.8 | 12.5 | 11.2 | 1.93 | 73 | 84 | 213265602
LPS Legacy | DLCSRBH06AAK | DLFCCAH06XAK |  | 6500 | 7100 | 22 | 14.5 | 10.8 | 2 | 80 | 113 | 211756598
SMART COMFORT | DLCSRBH09AAK | DLFCCAH09XAK |  | 9000 | 10900 | 24 | 13 | 12.4 | 1.8 | 90 | 96 | 209270279
MIDEA | 38MARBQ18AA3 | 40MCCAQ18XA3 |  | 16700 | 20000 | 19.8 | 12.5 | 11.2 | 1.93 | 73 | 84 | 209270306
Mitsutomo | HO-SZ18-AB-Q | HJ-UZ18-AB-Q |  | 16700 | 20000 | 19.8 | 12.5 | 11.2 | 1.93 | 73 | 84 | 211306400
BLUERIDGE | BMY12HH26C | BMM12CC2 |  | 12000 | 12500 | 23 | 13 | 10 | 1.8 | 76 | 88 | 209550309
Custom Comfort | CCOXHASZ09HP | CCOXHA1C09 |  | 9000 | 10900 | 24 | 13 | 12.4 | 1.8 | 90 | 96 | 212365430
Mitsutomo | HO-SZ06-AB-Q | HJ-UZ06-AB-Q |  | 6500 | 7100 | 22 | 14.5 | 10.8 | 2 | 80 | 113 | 211306397
LPS Legacy | DLCSRBH18AAK | DLFCCAH18XAK |  | 16700 | 20000 | 19.8 | 12.5 | 11.2 | 1.93 | 73 | 84 | 211756597
Alsetria | MOX330-12HFN1-MW5W | MCBU-12HRFN1-MV0W |  | 12000 | 12500 | 23 | 13 | 10 | 1.8 | 76 | 88 | 211644100
ECO-AIR | MOX330-09HFN1-MY5W | MCBU-09HRFN1-MW0W |  | 9000 | 10900 | 24 | 13 | 12.4 | 1.8 | 90 | 96 | 211644093
Durastar | DRA1U09S1B | DRAL06F1A |  | 6500 | 7100 | 22 | 14.5 | 10.8 | 2 | 80 | 113 | 210568102
Breeze33 | BZ33-HYP12OUT2-G2-P | BZ33-OWCASS12-G2-P |  | 12000 | 12500 | 23 | 13 | 10 | 1.8 | 76 | 88 | 211273235
COMFORTMAKER | DLCSRBH18AAK | DLFCCAH18XAK |  | 16700 | 20000 | 19.8 | 12.5 | 11.2 | 1.93 | 73 | 84 | 209270252
KENMORE | DLCSRBH09AAK | DLFCCAH09XAK |  | 9000 | 10900 | 24 | 13 | 12.4 | 1.8 | 90 | 96 | 209270267
SEA BREEZE+ | HSZ9H424ZMO | SCA9H424ZMI |  | 9000 | 10900 | 24 | 13 | 12.4 | 1.8 | 90 | 96 | 212595645
AIRQUEST | DLCSRBH09AAK | DLFCCAH09XAK |  | 9000 | 10900 | 24 | 13 | 12.4 | 1.8 | 90 | 96 | 209270283
COMFORTSTAR | CHF12CD(O) | T1W12P |  | 12000 | 12500 | 23 | 13 | 10 | 1.8 | 76 | 88 | 214594911
Cooper&Hunter | CH-ES09-230VO | CH-06MCT1W-230VI |  | 6500 | 7100 | 22 | 14.5 | 10.8 | 2 | 80 | 113 | 210857416
Cooper&Hunter | CH-HPR12-230VO | CH-12MCT1W-W |  | 12000 | 12500 | 23 | 13 | 10 | 1.8 | 76 | 88 | 213265600
Mitsutomo | HO-SZ09-AB-Q | HJ-UZ09-AB-Q |  | 9000 | 10900 | 24 | 13 | 12.4 | 1.8 | 90 | 96 | 211306398
Breeze33 | HSZ12H424ZMO | SCA12H424ZMI |  | 12000 | 12500 | 23 | 13 | 10 | 1.8 | 76 | 88 | 211277585
HEIL | DLCSRBH12AAK | DLFSHBH12XAK |  | 12000 | 12000 | 23.1 | 13 | 10.5 | 1.88 | 86 | 92 | 206361885
SEA BREEZE+ | HSZ18H424ZMO | WM18H424ZMI |  | 18000 | 18000 | 22 | 13 | 10.6 | 1.89 | 62 | 96 | 208816890
COMFORTMAKER | DLCSRBH12AAK | DLFSHBH12XAK |  | 12000 | 12000 | 23.1 | 13 | 10.5 | 1.88 | 86 | 92 | 206361875
HEIL | DLCSRBH18AAK | DLFSHBH18XAK |  | 18000 | 18000 | 22 | 13 | 10.6 | 1.89 | 62 | 96 | 206361886
ZERO | ZMSB-12HV-USHHC | ZMSB-12HV-USHHC |  | 12000 | 12000 | 23.1 | 13 | 10.5 | 1.88 | 86 | 92 | 214232448
PERFECTAIRE | 3PAMSHH18-SZO-20.5 | 3PAMSHH18-UVW |  | 18000 | 18000 | 22 | 13 | 10.6 | 1.89 | 62 | 96 | 214389985
SLIMAIR | SHCD12VC2AG | SHMZ12VC2AG |  | 12000 | 12000 | 23.1 | 13 | 10.5 | 1.88 | 86 | 92 | 208447941
KENMORE | DLCSRBH18AAK | DLFSHBH18XAK |  | 18000 | 18000 | 22 | 13 | 10.6 | 1.89 | 62 | 96 | 206361896
KARDA | 3KARDA12SZO | 3KARDA12UVW |  | 12000 | 12000 | 23.1 | 13 | 10.5 | 1.88 | 86 | 92 | 207430432
AURORA | AU-CX18HR-2A-O | AU-BS18HR-2A-I |  | 18000 | 18000 | 22 | 13 | 10.6 | 1.89 | 62 | 96 | 208101258
KEEPRITE | DLCSRBH18AAK | DLFSHBH18XAK |  | 18000 | 18000 | 22 | 13 | 10.6 | 1.89 | 62 | 96 | 206361891
MDV | MOD30-24HFN1-MU0W | MSAG11D-23HRFN1-MU0W |  | 23000 | 26000 | 22.3 | 12.5 | 10.3 | 1.8 | 73 | 88 | 206361863
TEMPSTAR | DLCSRBH12AAK | DLFSHBH12XAK |  | 12000 | 12000 | 23.1 | 13 | 10.5 | 1.88 | 86 | 92 | 206361905
GOODMAN | MSH123G22MCAA | MSH123G22AXAA |  | 12000 | 12000 | 23.1 | 13 | 10.5 | 1.88 | 86 | 92 | 214438117
Relief Sciences | LANG18OD35-1 | LANG18ID-25 |  | 18000 | 18000 | 22 | 13 | 10.6 | 1.89 | 62 | 96 | 212615013
ZERO | ZMSB-12HV-USHHC-O | ZMSB-12HV-USHHC-I |  | 12000 | 12000 | 23.1 | 13 | 10.5 | 1.88 | 86 | 92 | 214421475
PERFECTAIRE | 3PAMSHH18-SZO | 3PAMSHH18-UVW |  | 18000 | 18000 | 22 | 13 | 10.6 | 1.89 | 62 | 96 | 208815368
PERFECTAIRE | 3PAMSHH12-SZO | 3PAMSHH12-UVW |  | 12000 | 12000 | 23.1 | 13 | 10.5 | 1.88 | 86 | 92 | 207614055
COMFORTMAKER | DLCSRBH18AAK | DLFSHBH18XAK |  | 18000 | 18000 | 22 | 13 | 10.6 | 1.89 | 62 | 96 | 206361876
ECO AC | EHP-O12BB | EHP-W12BB |  | 12000 | 12000 | 23.1 | 13 | 10.5 | 1.88 | 86 | 92 | 214232433
DAY & NIGHT | DLCSRBH18AAK | DLFSHBH18XAK |  | 18000 | 18000 | 22 | 13 | 10.6 | 1.89 | 62 | 96 | 206361881
NG Trade | OMEGA091E | IMEGA091E |  | 9000 | 12000 | 26.4 | 15.8 | 11.6 | 1.85 | 78 | 92 | 214377798
Durastar | DRA1H12S1A | DRAW12F1B |  | 12000 | 12000 | 23.1 | 13 | 10.5 | 1.88 | 86 | 92 | 210568099
Durastar | DRA1H18S1A | DRAW18F1B |  | 18000 | 18000 | 22 | 13 | 10.6 | 1.89 | 62 | 96 | 210568100
NOVAIR | LEA09SZ35SK-O | LEA09UUSK-I |  | 9000 | 12000 | 26.4 | 15.8 | 11.6 | 1.85 | 78 | 92 | 207526947
NOVAIR | LEA12SZ35SK-O | LEA12UUSK-I |  | 12000 | 12000 | 23.1 | 13 | 10.5 | 1.88 | 86 | 92 | 207539337
ECO AC | EHP-O18BB | EHP-W18BB |  | 18000 | 18000 | 22 | 13 | 10.6 | 1.89 | 62 | 96 | 214232434
C&H | CH-HPR09-230VO | CH-B09MOLVWM-230VI |  | 9000 | 12000 | 26.4 | 15.8 | 11.6 | 1.85 | 78 | 92 | 210665992
NOVAIR | LEA18SZ35SK-O | LEA18UUSK-I |  | 18000 | 18000 | 22 | 13 | 10.6 | 1.89 | 62 | 96 | 207526948
AIRQUEST | DLCSRBH12AAK | DLFSHBH12XAK |  | 12000 | 12000 | 23.1 | 13 | 10.5 | 1.88 | 86 | 92 | 206361915
COMFORTMAKER | DLCSRBH09AAK | DLFSHBH09XAK |  | 9000 | 12000 | 26.4 | 15.8 | 11.6 | 1.85 | 78 | 92 | 206361874
MIDEA | DLCSRBH18AAK | DLFSHBH18XAK |  | 18000 | 18000 | 22 | 13 | 10.6 | 1.89 | 62 | 96 | 206361901
LBG Products | LBHB12DVWO | LBHB12DUWI |  | 12000 | 12000 | 23.1 | 13 | 10.5 | 1.88 | 86 | 92 | 208130828
GOODMAN | MSH093G22MCAA | MSH093G22AXAA |  | 9000 | 12000 | 26.4 | 15.8 | 11.6 | 1.85 | 78 | 92 | 214438122
LBG Products | LBHB18DVWO | LBHB18DUWI |  | 18000 | 18000 | 22 | 13 | 10.6 | 1.89 | 62 | 96 | 208130829
CTMorley | MOU-A12H-2 | MIU-A12W-2 |  | 12000 | 12000 | 23.1 | 13 | 10.5 | 1.88 | 86 | 92 | 209694746
Cooper&Hunter | CH-HPR09-230VO | CH-09MOLVWM-230VI |  | 9000 | 12000 | 26.4 | 15.8 | 11.6 | 1.85 | 78 | 92 | 210799566
ARCOAIRE | DLCSRBH18AAK | DLFSHBH18XAK |  | 18000 | 18000 | 22 | 13 | 10.6 | 1.89 | 62 | 96 | 206361871
KLIMAIRE | KSIH012-H222-O-2 | KSIH012-H222-IW-2 |  | 12000 | 12000 | 23.1 | 13 | 10.5 | 1.88 | 86 | 92 | 209862154
KLIMAIRE | KSIH009-H225-O-2 | KSIH009-H225-IW-2 |  | 9000 | 12000 | 26.4 | 15.8 | 11.6 | 1.85 | 78 | 92 | 209862153
KLIMAIRE | KSIH018-H220-O-2 | KSIH018-H220-IW-2 |  | 18000 | 18000 | 22 | 13 | 10.6 | 1.89 | 62 | 96 | 209862155
TRUST AIR CONDITIONERS | OAH09H/O4S4P | IUMC409H/I41P |  | 9000 | 9800 | 20.5 | 13 | 10.3 | 1.8 | 92 | 102 | 208816922
LBG Products | LBHB09DVWO | LMHB09DSI |  | 9000 | 9800 | 20.5 | 13 | 10.3 | 1.8 | 92 | 102 | 208130831
EMI | MHSZ109DA | MHCAS09DA |  | 9000 | 9800 | 20.5 | 13 | 10.3 | 1.8 | 92 | 102 | 208121928
Breeze33 | BZ33-HYP09OUT2-G2-P | BZ33-CASS09-P |  | 9000 | 9800 | 20.5 | 13 | 10.3 | 1.8 | 92 | 102 | 207862076
AC PRO.COM | AOX330-09HFN1-MY5W | ACCA3U-09HRFN1-M |  | 9000 | 9800 | 20.5 | 13 | 10.3 | 1.8 | 92 | 102 | 207827151
DIYCOOL | ACIQ-09ZPL-HP230B | ACIQ-09CC-HH-MB |  | 9000 | 9800 | 20.5 | 13 | 10.3 | 1.8 | 92 | 102 | 207825554
ACIQ | ACIQ-09ZPL-HP230B | ACIQ-09CC-HH-MB |  | 9000 | 9800 | 20.5 | 13 | 10.3 | 1.8 | 92 | 102 | 207825535
1HVAC | ACIQ-09ZPL-HP230B | ACIQ-09CC-HH-MB |  | 9000 | 9800 | 20.5 | 13 | 10.3 | 1.8 | 92 | 102 | 207825516
BOSCH | BMS500-AAS009-1CSXHC | BMS500-AAU009-1AHCXB |  | 9000 | 9800 | 20.5 | 13 | 10.3 | 1.8 | 92 | 102 | 207760013
DIRECT AIR | DIRM-09HXPRO28-1Z | DIRM-09HP-CA |  | 9000 | 9800 | 20.5 | 13 | 10.3 | 1.8 | 92 | 102 | 207743738
MOOVAIR | DMA09HOS28230E8 | DUA09HICU230X5 |  | 9000 | 9800 | 20.5 | 13 | 10.3 | 1.8 | 92 | 102 | 207742508
ELIOS | DEA09HOS28230E8 | DUA09HICU230X5 |  | 9000 | 9800 | 20.5 | 13 | 10.3 | 1.8 | 92 | 102 | 207742439
C&H | CH-HPR09-230VO | CH-09MSPHCT-230VI |  | 9000 | 9800 | 20.5 | 13 | 10.3 | 1.8 | 92 | 102 | 207742327
COMFORTSTAR | CHF09CD(O) | TPA-09 |  | 9000 | 9800 | 20.5 | 13 | 10.3 | 1.8 | 92 | 102 | 207658949
SENVILLE | SENA/09HF/OQ | SENA/09HF/ICZ |  | 9000 | 9800 | 20.5 | 13 | 10.3 | 1.8 | 92 | 102 | 207641341
BLUERIDGE | BMY9HH28C | BM09MCC |  | 9000 | 9800 | 20.5 | 13 | 10.3 | 1.8 | 92 | 102 | 207571386
FRANKLIN | MSH093E23MCAA | MST093E20ACAA |  | 9000 | 9800 | 20.5 | 13 | 10.3 | 1.8 | 92 | 102 | 206900432
GOODMAN | MSH093E23MCAA | MST093E20ACAA |  | 9000 | 9800 | 20.5 | 13 | 10.3 | 1.8 | 92 | 102 | 206900424
AIRQUEST | DLCSRBH09AAK | DLFSCAH09XAK |  | 9000 | 9800 | 20.5 | 13 | 10.3 | 1.8 | 92 | 102 | 206350481
SMART COMFORT | DLCSRBH09AAK | DLFSCAH09XAK |  | 9000 | 9800 | 20.5 | 13 | 10.3 | 1.8 | 92 | 102 | 206350470
TEMPSTAR | DLCSRBH09AAK | DLFSCAH09XAK |  | 9000 | 9800 | 20.5 | 13 | 10.3 | 1.8 | 92 | 102 | 206350459
MIDEA | DLCSRBH09AAK | DLFSCAH09XAK |  | 9000 | 9800 | 20.5 | 13 | 10.3 | 1.8 | 92 | 102 | 206350448
KENMORE | DLCSRBH09AAK | DLFSCAH09XAK |  | 9000 | 9800 | 20.5 | 13 | 10.3 | 1.8 | 92 | 102 | 206350437
KEEPRITE | DLCSRBH09AAK | DLFSCAH09XAK |  | 9000 | 9800 | 20.5 | 13 | 10.3 | 1.8 | 92 | 102 | 206350426
HEIL | DLCSRBH09AAK | DLFSCAH09XAK |  | 9000 | 9800 | 20.5 | 13 | 10.3 | 1.8 | 92 | 102 | 206350415
DAY & NIGHT | DLCSRBH09AAK | DLFSCAH09XAK |  | 9000 | 9800 | 20.5 | 13 | 10.3 | 1.8 | 92 | 102 | 206350404
COMFORTMAKER | DLCSRBH09AAK | DLFSCAH09XAK |  | 9000 | 9800 | 20.5 | 13 | 10.3 | 1.8 | 92 | 102 | 206350393
ARCOAIRE | DLCSRBH09AAK | DLFSCAH09XAK |  | 9000 | 9800 | 20.5 | 13 | 10.3 | 1.8 | 92 | 102 | 206350382
BRYANT | 38MARBQ24AA3 | 619PEQ024BBMA |  | 21600 | 23400 | 18.9 | 11.7 | 10.4 | 1.89 | 83 | 100 | 206400651
DIAMONDAIR | D2024SHO2 | DF2024HMSI |  | 21600 | 23400 | 18.9 | 11.7 | 10.4 | 1.89 | 83 | 100 | 210857276
PAYNE | 38MARBQ24AA3 | DHMSHAQ24XA3 |  | 21600 | 23400 | 18.9 | 11.7 | 10.4 | 1.89 | 83 | 100 | 206400657
KERR | A-KMH24SU-1A | B-KMH24SU-1A |  | 21600 | 23400 | 18.9 | 11.7 | 10.4 | 1.89 | 83 | 100 | 206221393
Cooper&Hunter | CH-HPR24-230VO | CH-24DKT230VI |  | 21600 | 23400 | 18.9 | 11.7 | 10.4 | 1.89 | 83 | 100 | 210857261
LENNOX | MLB024S4S-1P | MWMA024S4-2P |  | 21600 | 23400 | 18.9 | 11.7 | 10.4 | 1.89 | 83 | 100 | 208546034
CARRIER | 38MARBQ24AA3 | 40MAQB24B--3 |  | 21600 | 23400 | 18.9 | 11.7 | 10.4 | 1.89 | 83 | 100 | 206400645
ELIOS | DE24HOS25230E3A | DE24HIW23230E3 |  | 21600 | 23400 | 18.9 | 11.7 | 10.4 | 1.89 | 83 | 100 | 206401448
NAPOLEON | NH25-24H-O | NH25-24F-I |  | 21600 | 23400 | 18.9 | 11.7 | 10.4 | 1.89 | 83 | 100 | 206598613
Convectair | 8240-O | 8240-I |  | 21600 | 23400 | 18.9 | 11.7 | 10.4 | 1.89 | 83 | 100 | 206422439
KERR | A-KMH24SU-1A | B-KMH24SU-1 |  | 21600 | 23400 | 18.9 | 11.7 | 10.4 | 1.89 | 83 | 100 | 206913038
ARCOAIRE | DLCPRAH12AAK | DLFPHAH12XAK |  | 12000 | 12000 | 24 | 13.5 | 9.5 | 1.75 | 57 | 100 | 201835507
Cooper&Hunter | CH-HPR24-230VO | CH-D24MSPHWM-230VI |  | 21600 | 23400 | 18.9 | 11.7 | 10.4 | 1.89 | 83 | 100 | 210799658
COMFORTMAKER | DLCPRAH12AAK | DLFPHAH12XAK |  | 12000 | 12000 | 24 | 13.5 | 9.5 | 1.75 | 57 | 100 | 201835555
HEIL | DLCPRAH12AAK | DHMPHAQ12XA3 |  | 12000 | 12000 | 24 | 13.5 | 9.5 | 1.75 | 57 | 100 | 214389453
MIDEA | DLCPRAH12AAK | DLFPHAH12XAK |  | 12000 | 12000 | 24 | 13.5 | 9.5 | 1.75 | 57 | 100 | 201755033
LPS Legacy | DLCPRAH12AAK | DLFPHAH12XAK |  | 12000 | 12000 | 24 | 13.5 | 9.5 | 1.75 | 57 | 100 | 211756537
SMART COMFORT | DLCPRAH12AAK | DLFPHAH12XAK |  | 12000 | 12000 | 24 | 13.5 | 9.5 | 1.75 | 57 | 100 | 202119254
BRYANT | 38MPRAQ12AA3 | 619PHAQ12XA3 |  | 12000 | 12000 | 24 | 13.5 | 9.5 | 1.75 | 57 | 100 | 201753412
MDV | MOD30-24HFN1-MU0W | CS11M-23HRFN1-MT0W |  | 21600 | 23400 | 18.9 | 11.7 | 10.4 | 1.89 | 83 | 100 | 205746255
DAY & NIGHT | DLCPRAH12AAK | DLFPHAH12XAK |  | 12000 | 12000 | 24 | 13.5 | 9.5 | 1.75 | 57 | 100 | 201835603
ELIOS | DE12HOS42230E4 | DE12HIW42230E4 |  | 12000 | 12000 | 24 | 13.5 | 9.5 | 1.75 | 57 | 100 | 206377757
ARCOAIRE | DLCPRAH09AAK | DLFPHAH09XAK |  | 9000 | 10000 | 26 | 15 | 12.5 | 1.75 | 72 | 120 | 201835506
ARCOAIRE | DLCPRAH12AAK | DHMPHAQ12XA3 |  | 12000 | 12000 | 24 | 13.5 | 9.5 | 1.75 | 57 | 100 | 214389447
KENMORE | DLCPRAH12AAK | DLFPHAH12XAK |  | 12000 | 12000 | 24 | 13.5 | 9.5 | 1.75 | 57 | 100 | 201835751
LPS Legacy | DLCPRAH09AAK | DLFPHAH09XAK |  | 9000 | 10000 | 26 | 15 | 12.5 | 1.75 | 72 | 120 | 211756536
CARRIER | 38MPRAQ12AA3 | 40MPHAQ12XA3 |  | 12000 | 12000 | 24 | 13.5 | 9.5 | 1.75 | 57 | 100 | 201753411
AIRQUEST | DLCPRAH12AAK | DLFPHAH12XAK |  | 12000 | 12000 | 24 | 13.5 | 9.5 | 1.75 | 57 | 100 | 203966569
SMART COMFORT | DLCPRAH09AAK | DLFPHAH09XAK |  | 9000 | 10000 | 26 | 15 | 12.5 | 1.75 | 72 | 120 | 202119253
Weathermaker | 38MPRAQ12AA3 | DHMPHAQ12XA3 |  | 12000 | 12000 | 24 | 13.5 | 9.5 | 1.75 | 57 | 100 | 212436234
TEMPSTAR | DLCPRAH12AAK | DLFPHAH12XAK |  | 12000 | 12000 | 24 | 13.5 | 9.5 | 1.75 | 57 | 100 | 201835750
DAY & NIGHT | DLCPRAH09AAK | DLFPHAH09XAK |  | 9000 | 10000 | 26 | 15 | 12.5 | 1.75 | 72 | 120 | 201835602
DAY & NIGHT | DLCPRAH12AAK | DHMPHAQ12XA3 |  | 12000 | 12000 | 24 | 13.5 | 9.5 | 1.75 | 57 | 100 | 214389451
KEEPRITE | DLCPRAH12AAK | DLFPHAH12XAK |  | 12000 | 12000 | 24 | 13.5 | 9.5 | 1.75 | 57 | 100 | 201835655
HEIL | DLCPRAH09AAK | DLFPHAH09XAK |  | 9000 | 10000 | 26 | 15 | 12.5 | 1.75 | 72 | 120 | 201835653
PAYNE | 38MPRAQ12AA3 | DHMPHAQ12XA3 |  | 12000 | 12000 | 24 | 13.5 | 9.5 | 1.75 | 57 | 100 | 201753413
HEIL | DLCPRAH12AAK | DLFPHAH12XAK |  | 12000 | 12000 | 24 | 13.5 | 9.5 | 1.75 | 57 | 100 | 201835654
MIDEA | DLCPRAH09AAK | DLFPHAH09XAK |  | 9000 | 10000 | 26 | 15 | 12.5 | 1.75 | 72 | 120 | 201753972
TEMPSTAR | DLCPRAH09AAK | DLFPHAH09XAK |  | 9000 | 10000 | 26 | 15 | 12.5 | 1.75 | 72 | 120 | 201835748
COMFORTMAKER | DLCPRAH12AAK | DHMPHAQ12XA3 |  | 12000 | 12000 | 24 | 13.5 | 9.5 | 1.75 | 57 | 100 | 214389449
MDV | MOCA30-12HFN1-MZ50W | CMSOP1B-12HRFN1-MZ50W |  | 12000 | 12000 | 24 | 13.5 | 9.5 | 1.75 | 57 | 100 | 200059331
MIDEA | 38MPRAQ12AA3 | DHMPHAQ12XA3 |  | 12000 | 12000 | 24 | 13.5 | 9.5 | 1.75 | 57 | 100 | 201753971
COMFORTMAKER | DLCPRAH09AAK | DLFPHAH09XAK |  | 9000 | 10000 | 26 | 15 | 12.5 | 1.75 | 72 | 120 | 201835554
KENMORE | DLCPRAH09AAK | DLFPHAH09XAK |  | 9000 | 10000 | 26 | 15 | 12.5 | 1.75 | 72 | 120 | 201835749
MOOVAIR | DM12HOS42230E4 | DM12HIW42230E4 |  | 12000 | 12000 | 24 | 13.5 | 9.5 | 1.75 | 57 | 100 | 206377756
AIR MAX | AWAOC09-C2 | AWAOE09-C2 |  | 9000 | 10000 | 26 | 15 | 12.5 | 1.75 | 72 | 120 | 204520286
KEEPRITE | DLCPRAH09AAK | DLFPHAH09XAK |  | 9000 | 10000 | 26 | 15 | 12.5 | 1.75 | 72 | 120 | 201835652
AIRQUEST | DLCPRAH12AAK | DHMPHAQ12XA3 |  | 12000 | 12000 | 24 | 13.5 | 9.5 | 1.75 | 57 | 100 | 214389459
AIRQUEST | DLCPRAH09AAK | DLFPHAH09XAK |  | 9000 | 10000 | 26 | 15 | 12.5 | 1.75 | 72 | 120 | 203966568
PIONEER | YN012GMFI32RPD | WP012GMFI32HLD |  | 12000 | 12000 | 24 | 13.5 | 9.5 | 1.75 | 57 | 100 | 203160563
MDV | MOCA30-09HFN1-MZA5W | CMSOP1B-09HRFN1-MZA5W |  | 9000 | 10000 | 26 | 15 | 12.5 | 1.75 | 72 | 120 | 200059329
MOOVAIR | DM09HOS42230E4 | DM09HIW42230E4 |  | 9000 | 10000 | 26 | 15 | 12.5 | 1.75 | 72 | 120 | 206377754
KEEPRITE | DLCPRAH12AAK | DHMPHAQ12XA3 |  | 12000 | 12000 | 24 | 13.5 | 9.5 | 1.75 | 57 | 100 | 214389455
AIR MAX | AWAOC12-C2 | AWAOE12-C2 |  | 12000 | 12000 | 24 | 13.5 | 9.5 | 1.75 | 57 | 100 | 204520287
TEMPSTAR | DLCPRAH12AAK | DHMPHAQ12XA3 |  | 12000 | 12000 | 24 | 13.5 | 9.5 | 1.75 | 57 | 100 | 214389457
ELIOS | DE09HOS42230E4 | DE09HIW42230E4 |  | 9000 | 10000 | 26 | 15 | 12.5 | 1.75 | 72 | 120 | 206377755
PERFECTAIRE | 3PAMSHH12-SZO | 3PAMSCONH12-2 |  | 12000 | 12000 | 24.2 | 13.3 | 10.7 | 1.99 | 85 | 99 | 210410111
DAY & NIGHT | DLCSRBH09AAK | DLFCCAH09XAK |  | 9000 | 10900 | 24 | 13 | 12.4 | 1.8 | 90 | 96 | 209270255
COMFORTMAKER | DLCSRBH12AAK | DLFSFBH12XAK |  | 12000 | 12000 | 24.2 | 13.3 | 10.7 | 1.99 | 85 | 99 | 209948192
TEMPSTAR | DLCSRBH09AAK | DLFCCAH09XAK |  | 9000 | 10900 | 24 | 13 | 12.4 | 1.8 | 90 | 96 | 209270275
MDV | MOX330-12HFN1-MW5W | MCBU-12HRFN1-MV0W |  | 12000 | 12500 | 23 | 13 | 10 | 1.8 | 76 | 88 | 209270211
Durastar | DRA1H12S1A | DRAS12F1C |  | 12000 | 12000 | 24.2 | 13.3 | 10.7 | 1.99 | 85 | 99 | 210568109
AC PRO.COM | AOX230-09HFN1-MW5W | ACBU-09HRFN1-MW0W |  | 9000 | 11000 | 22.5 | 13 | 11.5 | 2.34 | 73 | 70 | 211001948
BLUERIDGE | BMY9HH28C | BMM9CC2 |  | 9000 | 10900 | 24 | 13 | 12.4 | 1.8 | 90 | 96 | 209550308
KARDA | 3KARDA12SZO | 3KARDA12CON-2 |  | 12000 | 12000 | 24.2 | 13.3 | 10.7 | 1.99 | 85 | 99 | 210410112
SLIMAIR | SHC09VE2AG | SHO09VE2AG |  | 9000 | 11000 | 22.5 | 13 | 11.5 | 2.34 | 73 | 70 | 214314793
Bladex | BS25-12HFN1-ODU | BWM11B-12HWIU |  | 12000 | 12000 | 23.1 | 13 | 10.5 | 1.88 | 86 | 92 | 214056587
AURORA | AU-CX09HR-2A-O | AU-BS09HR-2A-I |  | 9000 | 12000 | 26.4 | 15.8 | 11.6 | 1.85 | 78 | 92 | 208101256
C&H | CH-HPR12-230VO | CH-12MOLVWM-230VI |  | 12000 | 12000 | 23.1 | 13 | 10.5 | 1.88 | 86 | 92 | 207740520
PERFECTAIRE | 3PAMSHH09-SZO | 3PAMSHH09-UVW |  | 9000 | 12000 | 26.4 | 15.8 | 11.6 | 1.85 | 78 | 92 | 207614054
Mitsutomo | HO-SZ12-AB-Q | HW-SZ12-AB-Q |  | 12000 | 12000 | 23.1 | 13 | 10.5 | 1.88 | 86 | 92 | 211306394
KENMORE | DLCSRBH09AAK | DLFSHBH09XAK |  | 9000 | 12000 | 26.4 | 15.8 | 11.6 | 1.85 | 78 | 92 | 206361894
DAY & NIGHT | DLCSRBH12AAK | DLFSHBH12XAK |  | 12000 | 12000 | 23.1 | 13 | 10.5 | 1.88 | 86 | 92 | 206361880
Durastar | DRA1H09S1A | DRAW09F1B |  | 9000 | 12000 | 26.4 | 15.8 | 11.6 | 1.85 | 78 | 92 | 210568098
Cooper&Hunter | CH-HPR12-230VO | CH-B12MOLVWM-230VI |  | 12000 | 12000 | 23.1 | 13 | 10.5 | 1.88 | 86 | 92 | 210799692
LBG Products | LBHB09DVWO | LBHB09DUWI |  | 9000 | 12000 | 26.4 | 15.8 | 11.6 | 1.85 | 78 | 92 | 208130827
AURORA | AU-CX12HR-2A-O | AU-BS12HR-2A-I |  | 12000 | 12000 | 23.1 | 13 | 10.5 | 1.88 | 86 | 92 | 208101257
KARDA | 3KARDA09SZO | 3KARDA09UVW |  | 9000 | 12000 | 26.4 | 15.8 | 11.6 | 1.85 | 78 | 92 | 207430429
Cooper&Hunter | CH-HPR12-230VO | CH-12MOLVWM-230VI |  | 12000 | 12000 | 23.1 | 13 | 10.5 | 1.88 | 86 | 92 | 210799567
SLIMAIR | SHC09VH2AG | SHM09VE2AG |  | 9000 | 12000 | 26.4 | 15.8 | 11.6 | 1.85 | 78 | 92 | 213886031
C&H | CH-HPR12-230VO | CH-B12MOLVWM-230VI |  | 12000 | 12000 | 23.1 | 13 | 10.5 | 1.88 | 86 | 92 | 210665993
DIAMONDAIR | D2009SHO2 | DF2009HMSI2 |  | 9000 | 12000 | 26.4 | 15.8 | 11.6 | 1.85 | 78 | 92 | 210857265
PREMIUM LEVELLA | PIAW1232580B | PIAW1232579A |  | 12000 | 12000 | 23.1 | 13 | 10.5 | 1.88 | 86 | 92 | 214232461
LPS Legacy | DLCSRBH09AAK | DLFSHBH09XAK |  | 9000 | 12000 | 26.4 | 15.8 | 11.6 | 1.85 | 78 | 92 | 211756563
MDV | MOX430-17HFN1-MT0W | MSAG11D-18HRFN1-MT8W |  | 18000 | 18000 | 22 | 13 | 10.6 | 1.89 | 62 | 96 | 206361862
Relief Sciences | LANG12OD35-1 | LANG12ID-25 |  | 12000 | 12000 | 23.1 | 13 | 10.5 | 1.88 | 86 | 92 | 212615012
TEMPSTAR | DLCSRBH09AAK | DLFSHBH09XAK |  | 9000 | 12000 | 26.4 | 15.8 | 11.6 | 1.85 | 78 | 92 | 206361904
Kanartic | KEOS-12UHE-NA | KEOS-12UHE-NA |  | 12000 | 12000 | 23.1 | 13 | 10.5 | 1.88 | 86 | 92 | 208836319
PREMIUM LEVELLA | PIAW932580B | PIAW932579A |  | 9000 | 12000 | 26.4 | 15.8 | 11.6 | 1.85 | 78 | 92 | 214232463
ARCOAIRE | DLCSRBH12AAK | DLFSHBH12XAK |  | 12000 | 12000 | 23.1 | 13 | 10.5 | 1.88 | 86 | 92 | 206361870
Mitsutomo | HO-SZ09-AB-Q | HW-SZ09-AB-Q |  | 9000 | 12000 | 26.4 | 15.8 | 11.6 | 1.85 | 78 | 92 | 211306393
AI AIR CONDITIONING | AO25-12N1-M1H | AW25-12N1-M1 |  | 12000 | 12000 | 23.1 | 13 | 10.5 | 1.88 | 86 | 92 | 213769944
Bladex | BS25-09HFN1-ODU | BWM11B-09HWIU |  | 9000 | 12000 | 26.4 | 15.8 | 11.6 | 1.85 | 78 | 92 | 214056586
KENMORE | DLCSRBH12AAK | DLFSHBH12XAK |  | 12000 | 12000 | 23.1 | 13 | 10.5 | 1.88 | 86 | 92 | 206361895
SMART COMFORT | DLCSRBH09AAK | DLFSHBH09XAK |  | 9000 | 12000 | 26.4 | 15.8 | 11.6 | 1.85 | 78 | 92 | 206361909
ECO AC | EHP-O09BB | EHP-W09BB |  | 9000 | 12000 | 26.4 | 15.8 | 11.6 | 1.85 | 78 | 92 | 214232432
AIRQUEST | DLCSRBH09AAK | DLFSHBH09XAK |  | 9000 | 12000 | 26.4 | 15.8 | 11.6 | 1.85 | 78 | 92 | 206361914
Cooper&Hunter | CH-HPR09-230VO | CH-B09MOLVWM-230VI |  | 9000 | 12000 | 26.4 | 15.8 | 11.6 | 1.85 | 78 | 92 | 210799691
Kanartic | KEOS-09UHE-NA | KEOS-09UHE-NA |  | 9000 | 12000 | 26.4 | 15.8 | 11.6 | 1.85 | 78 | 92 | 208836320
MIDEA | DLCSRBH09AAK | DLFSHBH09XAK |  | 9000 | 12000 | 26.4 | 15.8 | 11.6 | 1.85 | 78 | 92 | 206361899
Wells | WSA-09HFMO | WSA-09HFMI |  | 9000 | 12000 | 26.4 | 15.8 | 11.6 | 1.85 | 78 | 92 | 214421469
KEEPRITE | DLCSRBH09AAK | DLFCCAH09XAK |  | 9000 | 10900 | 24 | 13 | 12.4 | 1.8 | 90 | 96 | 209270263
ARCOAIRE | DLCSRBH12AAK | DLFSFBH12XAK |  | 12000 | 12000 | 24.2 | 13.3 | 10.7 | 1.99 | 85 | 99 | 209948191
Star Air Kontrol | SAK-09-OC/220V | SAK-09-OC/220V |  | 9000 | 11000 | 22.5 | 13 | 11.5 | 2.34 | 73 | 70 | 213279897
Cooper&Hunter | CH-HPR09-230VO | CH-09MCT1W-230VI |  | 9000 | 10900 | 24 | 13 | 12.4 | 1.8 | 90 | 96 | 210857421
Breeze33 | HSZ12H424ZMO | C12H424ZMI |  | 12000 | 12000 | 24.2 | 13.3 | 10.7 | 1.99 | 85 | 99 | 211277587
Cooper&Hunter | CH-ES09-230VO | CH-09MCT1W-W |  | 9000 | 11000 | 22.5 | 13 | 11.5 | 2.34 | 73 | 70 | 213265597
LPS Legacy | DLCSRBH12AAK | DLFSFBH12XAK |  | 12000 | 12000 | 24.2 | 13.3 | 10.7 | 1.99 | 85 | 99 | 211756591
KADEN | KO-PSX09HP-2AAMA | KI-PSX09CW-2AAMA |  | 9000 | 11000 | 22.5 | 13 | 11.5 | 2.34 | 73 | 70 | 211793572
MIDEA | 38MARBQ12AA3 | 40MBFAQ12XA3 |  | 12000 | 12000 | 24.2 | 13.3 | 10.7 | 1.99 | 85 | 99 | 209948190
SEA BREEZE+ | SZ9H424ZMO | SCA9H424ZMI |  | 9000 | 11000 | 22.5 | 13 | 11.5 | 2.34 | 73 | 70 | 210404149
C&H | CH-HPR12-230VO | CH-12MMC-230VI |  | 12000 | 12000 | 24.2 | 13.3 | 10.7 | 1.99 | 85 | 99 | 209937052
COMFORTSTAR | CZP09CD(O) | T1W9P |  | 9000 | 11000 | 22.5 | 13 | 11.5 | 2.34 | 73 | 70 | 214594913
MDV | MOX330-09HFN1-MY5W | MCBU-09HRFN1-MW0W |  | 9000 | 10900 | 24 | 13 | 12.4 | 1.8 | 90 | 96 | 209270210
Kepler | ODUMOX330-12HFN1MW5W | IDUMFA2U-12HRFN1-MW5W |  | 12000 | 12000 | 24.2 | 13.3 | 10.7 | 1.99 | 85 | 99 | 214377775
Cooper&Hunter | CH-ES09-230VO | CH-09MCT1W-230VI |  | 9000 | 11000 | 22.5 | 13 | 11.5 | 2.34 | 73 | 70 | 210857417
STEALTH | ACIQ-12ZPL-HP230B | ACIQ-12FM-HH-MC |  | 12000 | 12000 | 24.2 | 13.3 | 10.7 | 1.99 | 85 | 99 | 212316201
PIONEER | YN009GMFI22RPE | CK009GMFILCFHD |  | 9000 | 11000 | 22.5 | 13 | 11.5 | 2.34 | 73 | 70 | 213349746
SMART COMFORT | DLCSRBH12AAK | DLFSFBH12XAK |  | 12000 | 12000 | 24.2 | 13.3 | 10.7 | 1.99 | 85 | 99 | 209948199
Alsetria | MOX430-18HFN1-MU0W | MFA2U-16HRFN1-MV0W |  | 16000 | 17000 | 22.4 | 12.5 | 10.4 | 2.32 | 79 | 75 | 211644097
Durastar | DRA1U09S1B | DRAL09F1A |  | 9000 | 11000 | 22.5 | 13 | 11.5 | 2.34 | 73 | 70 | 210568106
CARRIER | 38MARBQ12AA3 | 40MBFAQ12XA3 |  | 12000 | 12000 | 24.2 | 13.3 | 10.7 | 1.99 | 85 | 99 | 209948186
ECO-AIR | MOX430-18HFN1-MU0W | MFA2U-16HRFN1-MV0W |  | 16000 | 17000 | 22.4 | 12.5 | 10.4 | 2.32 | 79 | 75 | 211644091
AIRQUEST | DLCSRBH12AAK | DLFSFBH12XAK |  | 12000 | 12000 | 24.2 | 13.3 | 10.7 | 1.99 | 85 | 99 | 209948200
PIONEER | YN018GMFI22RPE | FB018GMFILDFHE |  | 16000 | 17000 | 22.4 | 12.5 | 10.4 | 2.32 | 79 | 75 | 213349747
MDV | MOX230-09HFN1-MW5W | MCBU-09HRFN1-MW0W |  | 9000 | 11000 | 22.5 | 13 | 11.5 | 2.34 | 73 | 70 | 209270209
C&H | CH-ES18-230VO | CH-16MMC-230VI |  | 16000 | 17000 | 22.4 | 12.5 | 10.4 | 2.32 | 79 | 75 | 209937053
Custom Comfort | CCOXHASZ12HP | CCOXHAFM12 |  | 12000 | 12000 | 24.2 | 13.3 | 10.7 | 1.99 | 85 | 99 | 212365422
TEMPSTAR | DLCSRBH12AAK | DLFSFBH12XAK |  | 12000 | 12000 | 24.2 | 13.3 | 10.7 | 1.99 | 85 | 99 | 209948198
Cooper&Hunter | CH-ES18-230VO | CH-16MMC-230VI |  | 16000 | 17000 | 22.4 | 12.5 | 10.4 | 2.32 | 79 | 75 | 210799676
KENMORE | DLCSRBH12AAK | DLFSFBH12XAK |  | 12000 | 12000 | 24.2 | 13.3 | 10.7 | 1.99 | 85 | 99 | 209948196
SEA BREEZE+ | SZ18H424ZMO | C18H424ZMI |  | 16000 | 17000 | 22.4 | 12.5 | 10.4 | 2.32 | 79 | 75 | 210410116
Alsetria | MOX230-12HFN1-MV5W | MFA2U-12HRFN1-MW5W |  | 12000 | 12000 | 25 | 13 | 11 | 2.38 | 77 | 70 | 211644096
KERR | A-KMH12SV-1 | B-KMH12FV-1 |  | 12000 | 12000 | 24.2 | 13.3 | 10.7 | 1.99 | 85 | 99 | 213916259
ECO-AIR | MOX230-12HFN1-MV5W | MFA2U-12HRFN1-MW5W |  | 12000 | 12000 | 25 | 13 | 11 | 2.38 | 77 | 70 | 211644090
CTMorley | MOU-A12H-2 | MIU-B12F-2 |  | 12000 | 12000 | 24.2 | 13.3 | 10.7 | 1.99 | 85 | 99 | 211290024
MDV | MOX430-18HFN1-MU0W | MFA2U-16HRFN1-MV0W |  | 16000 | 17000 | 22.4 | 12.5 | 10.4 | 2.32 | 79 | 75 | 209248927
Cooper&Hunter | CH-ES12-230VO | CH-12MMC-230VI |  | 12000 | 12000 | 25 | 13 | 11 | 2.38 | 77 | 70 | 210799674
KEEPRITE | DLCSRBH12AAK | DLFSFBH12XAK |  | 12000 | 12000 | 24.2 | 13.3 | 10.7 | 1.99 | 85 | 99 | 209948195
BRYANT | 38MARBQ12AA3 | 40MBFAQ12XA3 |  | 12000 | 12000 | 24.2 | 13.3 | 10.7 | 1.99 | 85 | 99 | 209948187
SEA BREEZE+ | SZ12H424ZMO | C12H424ZMI |  | 12000 | 12000 | 25 | 13 | 11 | 2.38 | 77 | 70 | 210410115
MOOVAIR | DMA12HOS25230E8 | DUB12HIFU230X5A |  | 12000 | 12000 | 25 | 13 | 11 | 2.38 | 77 | 70 | 212596839
MIDEA | DLCSRBH12AAK | DLFSFBH12XAK |  | 12000 | 12000 | 24.2 | 13.3 | 10.7 | 1.99 | 85 | 99 | 209948197
Durastar | DRA1U12S1B | DRAS12F1C |  | 12000 | 12000 | 25 | 13 | 11 | 2.38 | 77 | 70 | 210568110
SENVILLE | SENA/12HF/OQ | SENA-12HF-IFU |  | 12000 | 12000 | 24.2 | 13.3 | 10.7 | 1.99 | 85 | 99 | 210372990
C&H | CH-ES12-230VO | CH-12MMC-230VI |  | 12000 | 12000 | 25 | 13 | 11 | 2.38 | 77 | 70 | 209937051
MOOVAIR | DMA12HOS28230E8 | DUB12HIFU230X5A |  | 12000 | 12000 | 24.2 | 13.3 | 10.7 | 1.99 | 85 | 99 | 212596840
AURORA | AU-CX12HR-2A-O | AU-LCS12-2A-I |  | 12000 | 12000 | 24.2 | 13.3 | 10.7 | 1.99 | 85 | 99 | 214232454
MDV | MOX230-12HFN1-MV5W | MFA2U-12HRFN1-MW5W |  | 12000 | 12000 | 25 | 13 | 11 | 2.38 | 77 | 70 | 209248926
Mitsutomo | HO-SZ12-AB-Q | HL-UZ12-AB-Q |  | 12000 | 12000 | 24.2 | 13.3 | 10.7 | 1.99 | 85 | 99 | 214056570
ZERO | ZMSB-09HV-USHHC-O | ZMSB-09HV-USHHC-I |  | 9000 | 12000 | 26.4 | 15.8 | 11.6 | 1.85 | 78 | 92 | 214421474
MDV | MOX330-12HFN1-MW5W | MSAG11B-12HRFN1-MV0W(GA) |  | 12000 | 12000 | 23.1 | 13 | 10.5 | 1.88 | 86 | 92 | 206361861
HEIL | DLCSRBH09AAK | DLFSHBH09XAK |  | 9000 | 12000 | 26.4 | 15.8 | 11.6 | 1.85 | 78 | 92 | 206361884
AI AIR CONDITIONING | AO25-09N1-M1H | AW25-09N1-M1 |  | 9000 | 12000 | 26.4 | 15.8 | 11.6 | 1.85 | 78 | 92 | 213769943
KEEPRITE | DLCSRBH09AAK | DLFSHBH09XAK |  | 9000 | 12000 | 26.4 | 15.8 | 11.6 | 1.85 | 78 | 92 | 206361889
Custom Comfort | CCOXHASZ24HP | CCOXHAFC24 |  | 24000 | 25000 | 20.5 | 11.7 | 11 | 2.1 | 76 | 100 | 212365425
ZERO | ZMSB-09HV-USHHC | ZMSB-09HV-USHHC |  | 9000 | 12000 | 26.4 | 15.8 | 11.6 | 1.85 | 78 | 92 | 214232447
MIDEA | DLCSRBH24AAK | DLFSFAH24XAK |  | 24000 | 25000 | 20.5 | 11.7 | 11 | 2.1 | 76 | 100 | 206350458
C&H | CH-HPR09-230VO | CH-09MOLVWM-230VI |  | 9000 | 12000 | 26.4 | 15.8 | 11.6 | 1.85 | 78 | 92 | 207740519
TEMPSTAR | DLCSRBH24AAK | DLFSFAH24XAK |  | 24000 | 25000 | 20.5 | 11.7 | 11 | 2.1 | 76 | 100 | 206350469
SLIMAIR | SHCD09VC2AG | SHMZ09VC2AG |  | 9000 | 12000 | 26.4 | 15.8 | 11.6 | 1.85 | 78 | 92 | 208447940
FRANKLIN | MSH183F25MCAA | MST183E20ACAA |  | 16000 | 17000 | 20 | 12.5 | 9.5 | 1.75 | 92 | 94 | 214594906
C&H | CH-HPR24-230VO | CH-24MSPHFC-230VI |  | 24000 | 25000 | 20.5 | 11.7 | 11 | 2.1 | 76 | 100 | 207742337
SEA BREEZE+ | HSZ9H424ZMO | WM9H424ZMI |  | 9000 | 12000 | 26.4 | 15.8 | 11.6 | 1.85 | 78 | 92 | 208816889
GOODMAN | MSH183G22MCAA | MST183E20ACAA |  | 16000 | 17000 | 20 | 12.5 | 9.5 | 1.75 | 92 | 94 | 214594901
CARRIER | 38MARBQ24AA3 | 40MBFQ24---3 |  | 24000 | 25000 | 20.5 | 11.7 | 11 | 2.1 | 76 | 100 | 206350337
Bluefin | BFMS09PR-01O | BFMS09PL-01I |  | 9000 | 12000 | 26.4 | 15.8 | 11.6 | 1.85 | 78 | 92 | 213769915
BRYANT | 38MARBQ24AA3 | 40MBFQ24---3 |  | 24000 | 25000 | 20.5 | 11.7 | 11 | 2.1 | 76 | 100 | 206350348
Kepler | ODUMOX430-17HFN1MT0W | IDUCCA3U-18HRFN1-M(C) |  | 16000 | 17000 | 20 | 12.5 | 9.5 | 1.75 | 92 | 94 | 214377773
CTMorley | MOU-A09H-2 | MIU-A09W-2 |  | 9000 | 12000 | 26.4 | 15.8 | 11.6 | 1.85 | 78 | 92 | 209694745
KERR | A-KMH24SV-1 | B-KMH24UU-1 |  | 24000 | 25000 | 20.5 | 11.7 | 11 | 2.1 | 76 | 100 | 210568252
Multi MFG | MSH-18HD-A | 18CCHP0-C-M-A |  | 16000 | 17000 | 20 | 12.5 | 9.5 | 1.75 | 92 | 94 | 214232445
DAY & NIGHT | DLCSRBH09AAK | DLFSHBH09XAK |  | 9000 | 12000 | 26.4 | 15.8 | 11.6 | 1.85 | 78 | 92 | 206361879
COMFORTSTAR | CHF24CD(O) | FPA-24 |  | 24000 | 25000 | 20.5 | 11.7 | 11 | 2.1 | 76 | 100 | 207658961
Mitsutomo | HO-SZ18-AB-Q | HC-UZ18-AB-Q |  | 16000 | 17000 | 20 | 12.5 | 9.5 | 1.75 | 92 | 94 | 214056564
ARCOAIRE | DLCSRBH09AAK | DLFSHBH09XAK |  | 9000 | 12000 | 26.4 | 15.8 | 11.6 | 1.85 | 78 | 92 | 206361869
SMART COMFORT | DLCSRBH24AAK | DLFSFAH24XAK |  | 24000 | 25000 | 20.5 | 11.7 | 11 | 2.1 | 76 | 100 | 206350480
KARDA | 3KARDA18SZO | 2KARDA18UVC |  | 16000 | 17000 | 20 | 12.5 | 9.5 | 1.75 | 92 | 94 | 213785828
1HVAC | ACIQ-24ZPL-HP230B | ACIQ-24FM-HH-MB |  | 24000 | 25000 | 20.5 | 11.7 | 11 | 2.1 | 76 | 100 | 207825525
TEMP SHIFT | TSMOX43017HFN1MT0W | TSCCA3U18HRFN1M(C) |  | 16000 | 17000 | 20 | 12.5 | 9.5 | 1.75 | 92 | 94 | 213479381
SEA BREEZE+ | HSZ24H424ZMO | FC24H424ZMI |  | 24000 | 25000 | 20.5 | 11.7 | 11 | 2.1 | 76 | 100 | 212595656
Cooper&Hunter | CH-HPR18-230VO | CH-18MCT-W |  | 16000 | 17000 | 20 | 12.5 | 9.5 | 1.75 | 92 | 94 | 213265565
LBG Products | LBHB24DVWO | LMHB24DZDI |  | 24000 | 25000 | 20.5 | 11.7 | 11 | 2.1 | 76 | 100 | 208130845
SEA BREEZE+ | HSZ18H424ZMO | CA18H424ZMI |  | 16000 | 17000 | 20 | 12.5 | 9.5 | 1.75 | 92 | 94 | 212595649
HEIL | DLCSRBH24AAK | DLFSFAH24XAK |  | 24000 | 25000 | 20.5 | 11.7 | 11 | 2.1 | 76 | 100 | 206350425
Custom Comfort | CCOXHASZ17HP | CCOXHA4C18 |  | 16000 | 17000 | 20 | 12.5 | 9.5 | 1.75 | 92 | 94 | 212365411
Cooper&Hunter | CH-HPR24-230VO | CH-24MSPHFC-230VI |  | 24000 | 25000 | 20.5 | 11.7 | 11 | 2.1 | 76 | 100 | 210799601
STEALTH | ACIQ-18ZPL-HP230B | ACIQ-18CC-HH-MB |  | 16000 | 17000 | 20 | 12.5 | 9.5 | 1.75 | 92 | 94 | 212316163
KENMORE | DLCSRBH24AAK | DLFSFAH24XAK |  | 24000 | 25000 | 20.5 | 11.7 | 11 | 2.1 | 76 | 100 | 206350447
Breeze33 | BZ33-HYP09OUT2-G2-P | BZ33-HYP09WALL2-G2-P |  | 9000 | 12000 | 28.1 | 16.2 | 11.5 | 2 | 79 | 88 | 207862070
ECO-AIR | MOX230-09HFN1-MW5W | CCA3U-09HRFN1-M(C) |  | 9000 | 10000 | 20 | 13 | 10 | 1.9 | 75 | 74 | 211644056
TGM | MRSVHT24AS | MUVHT24S |  | 24000 | 24000 | 21.2 | 12.5 | 10.3 | 2.2 | 67 | 76 | 209843024
Cooper&Hunter | CH-ES24-230VO | CH-24MFC-W |  | 24000 | 24000 | 21.2 | 12.5 | 10.3 | 2.2 | 67 | 76 | 213265588
KADEN | KO-PSX09HP-2AAMA | KI-PSX09CT-2AAMA |  | 9000 | 10000 | 20 | 13 | 10 | 1.9 | 75 | 74 | 211793571
EMI | MHSZ109DA | MHWAL09DA |  | 9000 | 12000 | 28.1 | 16.2 | 11.5 | 2 | 79 | 88 | 208121924
AC PRO.COM | AOD32-24HFN1-MT0W | AUEU-24HRFN1-M(C) |  | 24000 | 24000 | 21.2 | 12.5 | 10.3 | 2.2 | 67 | 76 | 209748108
CIAC | CM43BX009-H3N2H | CK43BX009-C3N1H |  | 9000 | 10000 | 20 | 13 | 10 | 1.9 | 75 | 74 | 213927673
Armstrong Air | 4DHPS209S-1P | D22C109S4-1P |  | 9000 | 10000 | 20 | 13 | 10 | 1.9 | 75 | 74 | 208106738
THERMOCORE SYSTEMS | T5HH22S-H224-C | T3-OS224-ESC |  | 24000 | 24000 | 21.2 | 12.5 | 10.3 | 2.2 | 67 | 76 | 209549021
MOOVAIR | DMA09HOS28230E8 | DMA09HIW25230E8 |  | 9000 | 12000 | 28.1 | 16.2 | 11.5 | 2 | 79 | 88 | 207742495
YONAN | YOX-09HFN1 | YCA-09HRFN1 |  | 9000 | 10000 | 20 | 13 | 10 | 1.9 | 75 | 74 | 208106972
KLIMAIRE | KSIE024-H220-O-2 | KUIR24-H2 |  | 24000 | 24000 | 21.2 | 12.5 | 10.3 | 2.2 | 67 | 76 | 209862165
MIDEA | DLCSRBH09AAK | DLFSHCH09XAK |  | 9000 | 12000 | 28.1 | 16.2 | 11.5 | 2 | 79 | 88 | 208447665
Star Air Kontrol | SAK-24CONS/220V | SAK-24CONS/220V |  | 24000 | 24000 | 21.2 | 12.5 | 10.3 | 2.2 | 67 | 76 | 213279887
PolarWave | ACIQ-09ZPL-HP230B | ACIQ-09W-HH-MC |  | 9000 | 12000 | 28.1 | 16.2 | 11.5 | 2 | 79 | 88 | 212316099
COMFORTSTAR | CZP24CD(O) | FPA-24 |  | 24000 | 24000 | 21.2 | 12.5 | 10.3 | 2.2 | 67 | 76 | 207658956
Armstrong Air | 4DHP2S09S-1P | D22C109S4-1P |  | 9000 | 10000 | 20 | 13 | 10 | 1.9 | 75 | 74 | 208128189
CanAir | C28SCH09H21 | C28SEH09H21 |  | 9000 | 12000 | 28.1 | 16.2 | 11.5 | 2 | 79 | 88 | 207683256
LENNOX | MPC009S4S-1P | M22A009S4-2P |  | 9000 | 10000 | 20 | 13 | 10 | 1.9 | 75 | 74 | 207683514
LENNOX | LISH024000P431-D | LIUH024180P431-C |  | 24000 | 24000 | 21.2 | 12.5 | 10.3 | 2.2 | 67 | 76 | 207825601
PolarWave | ACIQ-09ZPL-HP230B | ACIQ-09W-HH-MB |  | 9000 | 12000 | 28.1 | 16.2 | 11.5 | 2 | 79 | 88 | 212316071
COMFORTSTAR | CZP09CD(O) | TPA-09 |  | 9000 | 10000 | 20 | 13 | 10 | 1.9 | 75 | 74 | 207765973
ZERO | ZSOV-24HDM-US | ZEV-24HDM-US |  | 24000 | 24000 | 21.2 | 12.5 | 10.3 | 2.2 | 67 | 76 | 212928564
1HVAC | ACIQ-09ZPL-HP230B | ACIQ-09W-HH-MB |  | 9000 | 12000 | 28.1 | 16.2 | 11.5 | 2 | 79 | 88 | 207825512
DIRECT AIR | DIRM-09DA25-1Z | DIRM-09HP-CA |  | 9000 | 10000 | 20 | 13 | 10 | 1.9 | 75 | 74 | 207743737
DIRECT AIR | DIRM-09HXPRO28-1Z | DIRM-09HP-WM |  | 9000 | 12000 | 28.1 | 16.2 | 11.5 | 2 | 79 | 88 | 207743724
CIAC | CM43BX024-H3N2H | CF43BX024-M3N1H |  | 24000 | 24000 | 21.2 | 12.5 | 10.3 | 2.2 | 67 | 76 | 213927680
SLIMAIR | SHC09VE2AG | SHLZ09VC2AG |  | 9000 | 10000 | 20 | 13 | 10 | 1.9 | 75 | 74 | 210857475
COMFORTMAKER | DLCSRBH09AAK | DLFSHCH09XAK |  | 9000 | 12000 | 28.1 | 16.2 | 11.5 | 2 | 79 | 88 | 208447625
Durastar | DRA1U24S1B | DRAF24F1A |  | 24000 | 24000 | 21.2 | 12.5 | 10.3 | 2.2 | 67 | 76 | 207787146
AirEase | 4DHP2S09S-1P | D22C109S4-1P |  | 9000 | 10000 | 20 | 13 | 10 | 1.9 | 75 | 74 | 208128186
Conforto | MHSZ109DA | MHWAL09DA |  | 9000 | 12000 | 28.1 | 16.2 | 11.5 | 2 | 79 | 88 | 210605802
COMFORTSTAR | CZP09CD(O) | TPA-09C |  | 9000 | 10000 | 20 | 13 | 10 | 1.9 | 75 | 74 | 207658943
Cooper&Hunter | CH-ES24-230VO | CH-24MSPHFC-230VI |  | 24000 | 24000 | 21.2 | 12.5 | 10.3 | 2.2 | 67 | 76 | 210799590
DIYCOOL | ACIQ-09ZPL-HP230B | ACIQ-09W-HH-MC |  | 9000 | 12000 | 28.1 | 16.2 | 11.5 | 2 | 79 | 88 | 210857335
TRUST AIR CONDITIONERS | OUS24H/O4S4P | IUMFC24H/I41P |  | 24000 | 24000 | 21.2 | 12.5 | 10.3 | 2.2 | 67 | 76 | 208816937
BOSCH | BMS500-AAS009-1CSXRC | BMS500-AAU009-1AHCXB |  | 9000 | 10000 | 20 | 13 | 10 | 1.9 | 75 | 74 | 207760012
STEALTH | ACIQ-09ZPL-HP230B | ACIQ-09W-HH-MC |  | 9000 | 12000 | 28.1 | 16.2 | 11.5 | 2 | 79 | 88 | 212316185
TRUST AIR CONDITIONERS | OUS09H/O4S4P | IUMC409H/I41P |  | 9000 | 10000 | 20 | 13 | 10 | 1.9 | 75 | 74 | 208816918
DIRECT AIR | DIRM-24DA25-1Z | DIRM-24HP-CF |  | 24000 | 24000 | 21.2 | 12.5 | 10.3 | 2.2 | 67 | 76 | 207743732
Kepler | ODUMOX330-09HFN1MY5W | IDUMSEPB-09HRFN1MY5W(GA) |  | 9000 | 12000 | 28.1 | 16.2 | 11.5 | 2 | 79 | 88 | 213608173
PIONEER | YN024GMFI22RPE | UB024GMFILCFHD |  | 24000 | 24000 | 21.2 | 12.5 | 10.3 | 2.2 | 67 | 76 | 208141957
SEA BREEZE+ | SZ9H424ZMO | CA9H424ZMI |  | 9000 | 10000 | 20 | 13 | 10 | 1.9 | 75 | 74 | 208128270
C&H | CH-HPR09-230VO | CH-09MASTWM-230VI |  | 9000 | 12000 | 28.1 | 16.2 | 11.5 | 2 | 79 | 88 | 207740501
KLIMAIRE | KSIE009-H221-O-2 | KTIR09-H2 |  | 9000 | 10000 | 20 | 13 | 10 | 1.9 | 75 | 74 | 209862157
MIDEA | MOD33-24HFN1-MT0W | MUEU-24HRFN1-M(C) |  | 24000 | 24000 | 21.2 | 12.5 | 10.3 | 2.2 | 67 | 76 | 207826697
Multi MFG | MSH-09HD-A | 9HWMS0-C-M-A |  | 9000 | 12000 | 28.1 | 16.2 | 11.5 | 2 | 79 | 88 | 214432059
HEIL | DLCSRBH12AAK | DLFSFBH12XAK |  | 12000 | 12000 | 24.2 | 13.3 | 10.7 | 1.99 | 85 | 99 | 209948194
MDV | MOX230-09HFN1-MY2W | MFA2U-09HRFN1-MY6W |  | 9000 | 9000 | 25.6 | 14.7 | 12.5 | 2.38 | 104 | 92 | 209248925
MDV | MOX330-12HFN1-MW5W | MFA2U-12HRFN1-MW5W |  | 12000 | 12000 | 24.2 | 13.3 | 10.7 | 1.99 | 85 | 99 | 209248924
MDV | MOX330-09HFN1-MY6W | MFA2U-09HRFN1-MY6W |  | 9000 | 9000 | 26.3 | 15.7 | 11.4 | 1.99 | 118 | 132 | 209248923
LENNOX | MLB018S4S-1P | M22A018S4-*P |  | 15700 | 17000 | 20 | 12.5 | 9.5 | 1.75 | 92 | 94 | 211034457
LENNOX | MLB018S4S-1P | M22A018S4* |  | 15700 | 17000 | 20 | 12.5 | 9.5 | 1.75 | 92 | 94 | 210665644
LENNOX | MLB018S4S-1P | M22A018S4-2P |  | 15700 | 17000 | 20 | 12.5 | 9.5 | 1.75 | 92 | 94 | 207683533
MDV | MOX430-17HFN1-MT0W-L | MCA3U-18HRFN1-M(C) |  | 15700 | 17000 | 20 | 12.5 | 9.5 | 1.75 | 92 | 94 | 207658615
LENNOX | MLB012S4S-1P | M22A012S4-*P |  | 12000 | 12000 | 22.3 | 12.7 | 10.2 | 1.89 | 83 | 94 | 211034456
LENNOX | MLB012S4S-1P | M22A012S4* |  | 12000 | 12000 | 22.3 | 12.7 | 10.2 | 1.89 | 83 | 94 | 210665643
LENNOX | MLB012S4S-1P | M22A012S4-2P |  | 12000 | 12000 | 22.3 | 12.7 | 10.2 | 1.89 | 83 | 94 | 207683532
MDV | MOX330-12HFN1-MW5W-L | MCA3U-12HRFN1-M(C) |  | 12000 | 12000 | 22.3 | 12.7 | 10.2 | 1.89 | 83 | 94 | 207658614
LENNOX | MLB009S4S-1P | M22A009S4-*P |  | 9000 | 9800 | 20.5 | 13 | 10.2 | 1.8 | 92 | 102 | 211034455
LENNOX | MLB009S4S-1P | M22A009S4* |  | 9000 | 9800 | 20.5 | 13 | 10.2 | 1.8 | 92 | 102 | 210665642
LENNOX | MLB009S4S-1P | M22A009S4-2P |  | 9000 | 9800 | 20.5 | 13 | 10.2 | 1.8 | 92 | 102 | 207683531
MDV | MOX330-09HFN1-MY5W-L | MCA3U-09HRFN1-M(C) |  | 9000 | 9800 | 20.5 | 13 | 10.2 | 1.8 | 92 | 102 | 207658613
LENNOX | MLB018S4S-1P | MCFB018S4-*P |  | 17000 | 18000 | 20.5 | 12.5 | 9.8 | 1.86 | 67 | 93 | 211034451
LENNOX | MLB018S4S-1P | MCFB018S4* |  | 17000 | 18000 | 20.5 | 12.5 | 9.8 | 1.86 | 67 | 93 | 210665638
LENNOX | MLB018S4S-1P | MCFB018S4-2P |  | 17000 | 18000 | 20.5 | 12.5 | 9.8 | 1.86 | 67 | 93 | 207683529
LENNOX | MLB012S4S-1P | MFMA012S4-*P |  | 12000 | 12000 | 23.6 | 13 | 10 | 1.89 | 80 | 100 | 211034450
LENNOX | MLB012S4S-1P | MFMA012S4* |  | 12000 | 12000 | 23.6 | 13 | 10 | 1.89 | 80 | 100 | 210665637
MDV | MOX430-17HFN1-MT0W-L | MUEU-18HRFN1-M(C) |  | 17000 | 18000 | 20.5 | 12.5 | 9.8 | 1.86 | 67 | 93 | 207658612
LENNOX | MLB012S4S-1P | MFMA012S4-1P |  | 12000 | 12000 | 23.6 | 13 | 10 | 1.89 | 80 | 100 | 207683528
MDV | MOX330-12HFN1-MW5W-L | MFAU-12HRFN1-M(C) |  | 12000 | 12000 | 23.6 | 13 | 10 | 1.89 | 80 | 100 | 207658611
LENNOX | MLB018S4S-1P | MWMC018S4-*P |  | 18000 | 18000 | 21.5 | 12.5 | 11.2 | 1.8 | 83 | 100 | 211034442
LENNOX | MLB018S4S-1P | MWMC018S4* |  | 18000 | 18000 | 21.5 | 12.5 | 11.2 | 1.8 | 83 | 100 | 210665629
LENNOX | MLB018S4S-1P | MWMC018S4-1P |  | 18000 | 18000 | 21.5 | 12.5 | 11.2 | 1.8 | 83 | 100 | 207683522
MDV | MOX430-17HFN1-MT0W-L | MSEPC-18HRFN1-MU0W |  | 18000 | 18000 | 21.5 | 12.5 | 11.2 | 1.8 | 83 | 100 | 207658607
CONCORD | 4DHP2S24S-1P | D33C224S4-*P |  | 23600 | 26000 | 21.5 | 12.3 | 9.6 | 2.2 | 73 | 71 | 211034562
Allied | 4DHP2S24S-1P | D33C224S4-1P |  | 23600 | 26000 | 21.5 | 12.3 | 9.6 | 2.2 | 73 | 71 | 208106659
LENNOX | MLB012S4S-1P | MWMC012S4-*P |  | 12000 | 12000 | 25.5 | 13.5 | 10.4 | 1.8 | 83 | 100 | 211034441
LENNOX | MLB012S4S-1P | MWMC012S4* |  | 12000 | 12000 | 25.5 | 13.5 | 10.4 | 1.8 | 83 | 100 | 210665628
AirEase | 4DHP2S24S-1P | D33C224S4-1P |  | 23600 | 26000 | 21.5 | 12.3 | 9.6 | 2.2 | 73 | 71 | 208106686
LENNOX | MLB012S4S-1P | MWMC012S4-1P |  | 12000 | 12000 | 25.5 | 13.5 | 10.4 | 1.8 | 83 | 100 | 207683521
PolarWave | ACIQ-18ZPL-HP230B | ACIQ-18CC-HH-MB |  | 16000 | 17000 | 20 | 12.5 | 9.5 | 1.75 | 92 | 94 | 212316077
MDV | MOX330-09HFN1-MY5W | MSAG11B-09HRFN1-MX7W(GA) |  | 9000 | 12000 | 26.4 | 15.8 | 11.6 | 1.85 | 78 | 92 | 206361860
Breeze33 | BZ33-HYP24OUT2-G2-P | BZ33-IFMU24-G2-P |  | 24000 | 25000 | 20.5 | 11.7 | 11 | 2.1 | 76 | 100 | 207862084
LPS Legacy | DLCSRBH18AAK | DLFSCAH18XAK |  | 16000 | 17000 | 20 | 12.5 | 9.5 | 1.75 | 92 | 94 | 211756572
KERR | A-KMH24SU-1A | B-KMH24UU-1 |  | 24000 | 25000 | 20.5 | 11.7 | 11 | 2.1 | 76 | 100 | 206347323
ECO-AIR | MOX430-17HFN1-MT0W | CCA3U-18HRFN1-M(C) |  | 16000 | 17000 | 20 | 12.5 | 9.5 | 1.75 | 92 | 94 | 211644070
DIYCOOL | ACIQ-24ZPL-HP230B | ACIQ-24FM-HH-MB |  | 24000 | 25000 | 20.5 | 11.7 | 11 | 2.1 | 76 | 100 | 207825563
Alsetria | MOX430-17HFN1-MT0W | CCA3U-18HRFN1-M(C) |  | 16000 | 17000 | 20 | 12.5 | 9.5 | 1.75 | 92 | 94 | 211644045
Breeze33 | HSZ18H424ZMO | CA18H424ZMI |  | 16000 | 17000 | 20 | 12.5 | 9.5 | 1.75 | 92 | 94 | 211277588
LENNOX | MLB024S4S-1P | MCFA024S4-2P |  | 24000 | 25000 | 20.5 | 11.7 | 11 | 2.1 | 76 | 100 | 207683530
DIAMONDAIR | D2018SHO2 | DF2018CI |  | 16000 | 17000 | 20 | 12.5 | 9.5 | 1.75 | 92 | 94 | 210857271
TECH CLIMATE | ODD1800 | DS180 |  | 18000 | 18000 | 24 | 13.5 | 10.5 | 2.44 | 78 | 71 | 213304197
SENVILLE | SENA/24HF/OQ | SENA/24HF/IF |  | 24000 | 25000 | 20.5 | 11.7 | 11 | 2.1 | 76 | 100 | 207641351
Cooper&Hunter | CH-HPR18-230VO | CH-18MSPHCT-230VI |  | 16000 | 17000 | 20 | 12.5 | 9.5 | 1.75 | 92 | 94 | 210799596
ApooDr | AGN24-18H1B | AGN24-18H1A |  | 18000 | 18000 | 24 | 13.5 | 10.5 | 2.44 | 78 | 71 | 209157093
Conforto | MHSZ118DA | MHCAS18DA |  | 16000 | 17000 | 20 | 12.5 | 9.5 | 1.75 | 92 | 94 | 210605808
AIRQUEST | DLCSRBH24AAK | DLFSFAH24XAK |  | 24000 | 25000 | 20.5 | 11.7 | 11 | 2.1 | 76 | 100 | 206350491
MIDEA | MOX430-18HFN1-MT8W | MSAG11D-18HRFN1-MT8W |  | 18000 | 18000 | 24 | 13.5 | 10.5 | 2.44 | 78 | 71 | 207821934
NOVAIR | LEA18SZ25SK-O | LEA18UUSK-I |  | 18000 | 18000 | 24 | 13.5 | 10.5 | 2.44 | 78 | 71 | 207526951
KERR | A-KMH18SV-1 | B-KMH18CU-1 |  | 16000 | 17000 | 20 | 12.5 | 9.5 | 1.75 | 92 | 94 | 210568254
DIRECT AIR | DIRM-24HXPRO28-1Z | DIRM-24HP-CF |  | 24000 | 25000 | 20.5 | 11.7 | 11 | 2.1 | 76 | 100 | 207743733
COMFORT-AIRE | A-VMH18SV-1 | B-VMH18CU-1 |  | 16000 | 17000 | 20 | 12.5 | 9.5 | 1.75 | 92 | 94 | 210568238
Olimpia Splendid | OS-CENIH18EI | OS-SENIH18EI |  | 18000 | 18000 | 24 | 13.5 | 10.5 | 2.44 | 78 | 71 | 207506894
KEEPRITE | DLCSRBH24AAK | DLFSFAH24XAK |  | 24000 | 25000 | 20.5 | 11.7 | 11 | 2.1 | 76 | 100 | 206350436
Durastar | DRA1H18S1A | DRAC18F1A |  | 16000 | 17000 | 20 | 12.5 | 9.5 | 1.75 | 92 | 94 | 210568113
MDV | MOX430-18HFN1-MT8W | MSAG11D-18HRFN1-MT8W |  | 18000 | 18000 | 24 | 13.5 | 10.5 | 2.44 | 78 | 71 | 206361859
PolarWave | ACIQ-24ZPL-HP230B | ACIQ-24FM-HH-MB |  | 24000 | 25000 | 20.5 | 11.7 | 11 | 2.1 | 76 | 100 | 212316084
KLIMAIRE | KSIH018-H220-O-2 | KTIR18-H2 |  | 16000 | 17000 | 20 | 12.5 | 9.5 | 1.75 | 92 | 94 | 209862168
Breeze33 | HSZ24H424ZMO | FC24H424ZMI |  | 24000 | 25000 | 20.5 | 11.7 | 11 | 2.1 | 76 | 100 | 211277595
CTMorley | MOU-A18H-2 | MIU-A18C-2 |  | 16000 | 17000 | 20 | 12.5 | 9.5 | 1.75 | 92 | 94 | 209843061
LPS Legacy | DLCSRBH24AAK | DLFSFAH24XAK |  | 24000 | 25000 | 20.5 | 11.7 | 11 | 2.1 | 76 | 100 | 211756580
TRUST AIR CONDITIONERS | OAH18H/O4S4P | IUMC418H/I41P |  | 16000 | 17000 | 20 | 12.5 | 9.5 | 1.75 | 92 | 94 | 208816924
MIDEA | 38MARBQ24AA3 | 40MBFQ24---3 |  | 24000 | 25000 | 20.5 | 11.7 | 11 | 2.1 | 76 | 100 | 206350381
COMFORT-AIRE | A-VMH24SV-1 | B-VMH24UU-1 |  | 24000 | 25000 | 20.5 | 11.7 | 11 | 2.1 | 76 | 100 | 210568244
LBG Products | LBHB18DVWO | LMHB18DSI |  | 16000 | 17000 | 20 | 12.5 | 9.5 | 1.75 | 92 | 94 | 208130833
TRUST AIR CONDITIONERS | OAH24H/O4S4P | IUMFC24H/I41P |  | 24000 | 25000 | 20.5 | 11.7 | 11 | 2.1 | 76 | 100 | 208816939
EMI | MHSZ118DA | MHCAS18DA |  | 16000 | 17000 | 20 | 12.5 | 9.5 | 1.75 | 92 | 94 | 208121930
STEALTH | ACIQ-24ZPL-HP230B | ACIQ-24FM-HH-MB |  | 24000 | 25000 | 20.5 | 11.7 | 11 | 2.1 | 76 | 100 | 212316170
Breeze33 | BZ33-HYP18OUT2-G2-P | BZ33-CASS18-P |  | 16000 | 17000 | 20 | 12.5 | 9.5 | 1.75 | 92 | 94 | 207862085
Weathermaker | 38MARBQ24AA3 | 40MBFQ24---3 |  | 24000 | 25000 | 20.5 | 11.7 | 11 | 2.1 | 76 | 100 | 206350370
DIYCOOL | ACIQ-18ZPL-HP230B | ACIQ-18CC-HH-MB |  | 16000 | 17000 | 20 | 12.5 | 9.5 | 1.75 | 92 | 94 | 207825556
BLUERIDGE | BMY24HH22C | BM24MFCC |  | 24000 | 25000 | 20.5 | 11.7 | 11 | 2.1 | 76 | 100 | 207571394
ACIQ | ACIQ-18ZPL-HP230B | ACIQ-18CC-HH-MB |  | 16000 | 17000 | 20 | 12.5 | 9.5 | 1.75 | 92 | 94 | 207825537
Allied | 4DHPS209S-1P | D22C109S4-1P |  | 9000 | 10000 | 20 | 13 | 10 | 1.9 | 75 | 74 | 208106705
YONAN | YOD-24HFN1 | YUE-24HRFN1 |  | 24000 | 24000 | 21.2 | 12.5 | 10.3 | 2.2 | 67 | 76 | 208106981
COMFORTSTAR | CHF09CD(O) | CHF09CD(I) |  | 9000 | 12000 | 28.1 | 16.2 | 11.5 | 2 | 79 | 88 | 207658926
CONCORD | 4DHP2S09S-1P | D22C109S4-1P |  | 9000 | 10000 | 20 | 13 | 10 | 1.9 | 75 | 74 | 208128192
MIDEA | 38MARBQ09AA3 | DHMAHBQ09XA3 |  | 9000 | 12000 | 28.1 | 16.2 | 11.5 | 2 | 79 | 88 | 206350318
DUCANE | 4DHPS209S-1P | D22C109S4-1P |  | 9000 | 10000 | 20 | 13 | 10 | 1.9 | 75 | 74 | 208106716
MDV | MOD33-24HFN1-MT0W | MUEU-24HRFN1-M(C) |  | 24000 | 24000 | 21.2 | 12.5 | 10.3 | 2.2 | 67 | 76 | 206330120
SMART COMFORT | DLCSRBH09AAK | DLFSHCH09XAK |  | 9000 | 12000 | 28.1 | 16.2 | 11.5 | 2 | 79 | 88 | 208447681
AC PRO.COM | AOX230-09HFN1-MW5W | ACCA3U-09HRFN1-M |  | 9000 | 10000 | 20 | 13 | 10 | 1.9 | 75 | 74 | 209748099
Bladex | BS25-09HFN1-ODU | BWM-EPB-09HWIU |  | 9000 | 12000 | 28.1 | 16.2 | 11.5 | 2 | 79 | 88 | 214312551
Alsetria | MOX230-09HFN1-MW5W | CCA3U-09HRFN1-M(C) |  | 9000 | 10000 | 20 | 13 | 10 | 1.9 | 75 | 74 | 211644031
AIRQUEST | DLCSRBH09AAK | DLFSHCH09XAK |  | 9000 | 12000 | 28.1 | 16.2 | 11.5 | 2 | 79 | 88 | 208447689
Cooper&Hunter | CH-ES09-230VO | CH-09MSPHCT-230VI |  | 9000 | 10000 | 20 | 13 | 10 | 1.9 | 75 | 74 | 210799580
Cooper&Hunter | CH-HPR09-230VO | CH-09MASTWM-230VI |  | 9000 | 12000 | 28.1 | 16.2 | 11.5 | 2 | 79 | 88 | 210799548
PAYNE | 38MARBQ12AA3 | DHMSHAQ12XA3 |  | 12000 | 12000 | 23.6 | 13.5 | 9.5 | 1.8 | 63 | 83 | 206400655
ECO AC | EHH-O09BB | EHH-C09BA |  | 9000 | 10000 | 20 | 13 | 10 | 1.9 | 75 | 74 | 210586146
1HVAC | ACIQ-09ZPL-HP230B | ACIQ-09W-HH-MC |  | 9000 | 12000 | 28.1 | 16.2 | 11.5 | 2 | 79 | 88 | 210857295
KERR | A-KMH12SV-1 | B-KMH12SU-1 |  | 12000 | 12000 | 23.6 | 13.5 | 9.5 | 1.8 | 63 | 83 | 208141194
PIONEER | YN009GMFI20RPD | CB009GMFILCFHD |  | 9000 | 10000 | 20 | 13 | 10 | 1.9 | 75 | 74 | 208121944
LPS Legacy | DLCSRBH09AAK | DLFSHCH09XAK |  | 9000 | 12000 | 28.1 | 16.2 | 11.5 | 2 | 79 | 88 | 211756602
CARRIER | 38MARBQ12AA3 | 40MAQB12B--3 |  | 12000 | 12000 | 23.6 | 13.5 | 9.5 | 1.8 | 63 | 83 | 206400643
PAYNE | 38MARBQ09AA3 | DHMAHBQ09XA3 |  | 9000 | 12000 | 28.1 | 16.2 | 11.5 | 2 | 79 | 88 | 206350313
Convectair | 8120-O | 8120-I |  | 12000 | 12000 | 23.6 | 13.5 | 9.5 | 1.8 | 63 | 83 | 206422437
KERR | A-KMH09SV-1 | B-KMH09SV-1 |  | 9000 | 12000 | 28.1 | 16.2 | 11.5 | 2 | 79 | 88 | 207657394
BRYANT | 38MARBQ12AA3 | 619PEQ012BBMA |  | 12000 | 12000 | 23.6 | 13.5 | 9.5 | 1.8 | 63 | 83 | 206400649
Custom Comfort | CCOXHASZ09HP | CCOXHAWM09 |  | 9000 | 12000 | 28.1 | 16.2 | 11.5 | 2 | 79 | 88 | 212365404
Weathermaker | 38MARBQ12AA3 | DHMSHAQ12XA3 |  | 12000 | 12000 | 23.6 | 13.5 | 9.5 | 1.8 | 63 | 83 | 206400667
FRANKLIN | MSH093F25MCAA | MSH093F25AXAA |  | 9000 | 12000 | 28.1 | 16.2 | 11.5 | 2 | 79 | 88 | 214383433
Cooper&Hunter | CH-HPR12-230VO | CH-D12MSPHWM-230VI |  | 12000 | 12000 | 23.6 | 13.5 | 9.5 | 1.8 | 63 | 83 | 210799656
KEEPRITE | DLCSRBH09AAK | DLFSHCH09XAK |  | 9000 | 12000 | 28.1 | 16.2 | 11.5 | 2 | 79 | 88 | 208447649
MOOVAIR | DMA12HOS28230E8 | DM12HIW23230E3 |  | 12000 | 12000 | 23.6 | 13.5 | 9.5 | 1.8 | 63 | 83 | 208119825
BOSCH | BMS500-AAS009-1CSXHC | BMS500-AAU009-1AHWXC |  | 9000 | 12000 | 28.1 | 16.2 | 11.5 | 2 | 79 | 88 | 207759994
MDV | MOX230-09HFN1-MW5W | MCA3U-09HRFN1-M(C) |  | 9000 | 10000 | 20 | 13 | 10 | 1.9 | 75 | 74 | 206330118
FRANKLIN | MSH123E23MCAA | MSH123E23AXAA |  | 12000 | 12000 | 23.6 | 13.5 | 9.5 | 1.8 | 63 | 83 | 206764063
CENTURY | A-VMH09SV-1 | B-VMH09SV-1 |  | 9000 | 12000 | 28.1 | 16.2 | 11.5 | 2 | 79 | 88 | 212940814
ELIOS | DEA12HOS28230E8 | DE12HIW23230E3 |  | 12000 | 12000 | 23.6 | 13.5 | 9.5 | 1.8 | 63 | 83 | 208119829
ECO-AIR | MOX330-09HFN1-MY5W | MSEPB-09HRFN1-MY5W(GA) |  | 9000 | 12000 | 28.1 | 16.2 | 11.5 | 2 | 79 | 88 | 208121864
NOVAIR | LEA09SZ35SK-O | 2LEA09UUSK-I |  | 9000 | 12000 | 28.1 | 16.2 | 11.5 | 2 | 79 | 88 | 211709682
GOODMAN | MSH123E23MCAA | MSH123E23AXAA |  | 12000 | 12000 | 23.6 | 13.5 | 9.5 | 1.8 | 63 | 83 | 203991091
COMFORT-AIRE | A-KMH12SV-1 | B-KMH12SU-1 |  | 12000 | 12000 | 23.6 | 13.5 | 9.5 | 1.8 | 63 | 83 | 208141182
BLUERIDGE | BMY9HH28C | BMY9HH28WM |  | 9000 | 12000 | 28.1 | 16.2 | 11.5 | 2 | 79 | 88 | 207339183
DIAMONDAIR | D2012SHO2 | DF2012HMSI |  | 12000 | 12000 | 23.6 | 13.5 | 9.5 | 1.8 | 63 | 83 | 210857274
KANIONco | KWSM-09IR410AHS28.1ODU | KWSM-09IR410AHS28.1IDU |  | 9000 | 12000 | 28.1 | 16.2 | 11.5 | 2 | 79 | 88 | 213160461
BOSCH | BMS500-AAS012-1CSXHC | BMS500-AAU012-1AHWXB |  | 12000 | 12000 | 23.6 | 13.5 | 9.5 | 1.8 | 63 | 83 | 208157117
ELIOS | DEA09HOS28230E8 | DEA09HIW25230E8 |  | 9000 | 12000 | 28.1 | 16.2 | 11.5 | 2 | 79 | 88 | 207742429
KARDA | 3KARDA12SZO | 1KARDA12UVW |  | 12000 | 12000 | 23.6 | 13.5 | 9.5 | 1.8 | 63 | 83 | 207614052
SENVILLE | SENA/09HF/OQ | SENA/09HF/IQ |  | 9000 | 12000 | 28.1 | 16.2 | 11.5 | 2 | 79 | 88 | 207657627
COMFORT-AIRE | A-VMH12SV-1 | B-VMH12SU-1 |  | 12000 | 12000 | 23.6 | 13.5 | 9.5 | 1.8 | 63 | 83 | 208141168
TRUST AIR CONDITIONERS | OAH09H/O4S4P | IUMW109H/I41P |  | 9000 | 12000 | 28.1 | 16.2 | 11.5 | 2 | 79 | 88 | 208816914
C&H | CH-HPR12-230VO | CH-D12MSPHWM-230VI |  | 12000 | 12000 | 23.6 | 13.5 | 9.5 | 1.8 | 63 | 83 | 208816949
BRYANT | 38MARBQ09AA3 | 619AHBQ09XA3 |  | 9000 | 12000 | 28.1 | 16.2 | 11.5 | 2 | 79 | 88 | 206348142
MIDEA | 38MARBQ12AA3 | DHMSHAQ12XA3 |  | 12000 | 12000 | 23.6 | 13.5 | 9.5 | 1.8 | 63 | 83 | 206400661
ARCOAIRE | DLCSRBH09AAK | DLFSHCH09XAK |  | 9000 | 12000 | 28.1 | 16.2 | 11.5 | 2 | 79 | 88 | 208447617
Weathermaker | 38MARBQ09AA3 | DHMAHBQ09XA3 |  | 9000 | 12000 | 28.1 | 16.2 | 11.5 | 2 | 79 | 88 | 206350323
Cooper&Hunter | CH-HPR12-230VO | CH-12DKT230VI |  | 12000 | 12000 | 23.6 | 13.5 | 9.5 | 1.8 | 63 | 83 | 210857259
DAY & NIGHT | DLCSRBH09AAK | DLFSHCH09XAK |  | 9000 | 12000 | 28.1 | 16.2 | 11.5 | 2 | 79 | 88 | 208447633
ACIQ | ACIQ-24ZPL-HP230B | ACIQ-24FM-HH-MB |  | 24000 | 25000 | 20.5 | 11.7 | 11 | 2.1 | 76 | 100 | 207825544
1HVAC | ACIQ-18ZPL-HP230B | ACIQ-18CC-HH-MB |  | 16000 | 17000 | 20 | 12.5 | 9.5 | 1.75 | 92 | 94 | 207825518
CTMorley | MOU-A24H-2 | MIU-A24F-2 |  | 24000 | 25000 | 20.5 | 11.7 | 11 | 2.1 | 76 | 100 | 209843066
KARDA | 3KARDA18SZO | 3KARDA18UVC |  | 16000 | 17000 | 20 | 12.5 | 9.5 | 1.75 | 92 | 94 | 207796641
Cooper&Hunter | CH-HPR24-230VO | CH-24MFC-W |  | 24000 | 25000 | 20.5 | 11.7 | 11 | 2.1 | 76 | 100 | 213265589
PERFECTAIRE | 3PAMSHH18-SZO | 3PAMSCH18 |  | 16000 | 17000 | 20 | 12.5 | 9.5 | 1.75 | 92 | 94 | 207796632
ARCOAIRE | DLCSRBH24AAK | DLFSFAH24XAK |  | 24000 | 25000 | 20.5 | 11.7 | 11 | 2.1 | 76 | 100 | 206350392
BOSCH | BMS500-AAS018-1CSXHC | BMS500-AAU018-1AHCXB |  | 16000 | 17000 | 20 | 12.5 | 9.5 | 1.75 | 92 | 94 | 207760016
Mitsutomo | HO-SZ24-AB-Q | HF-UZ24-AB-Q |  | 24000 | 25000 | 20.5 | 11.7 | 11 | 2.1 | 76 | 100 | 214056573
DIRECT AIR | DIRM-18HXPRO28-1Z | DIRM-18HP-CA |  | 16000 | 17000 | 20 | 12.5 | 9.5 | 1.75 | 92 | 94 | 207743742
Durastar | DRA1H24S1A | DRAF24F1A |  | 24000 | 25000 | 20.5 | 11.7 | 11 | 2.1 | 76 | 100 | 210568120
MOOVAIR | DMA18HOS28230E8 | DUA18HICU230X5 |  | 16000 | 17000 | 20 | 12.5 | 9.5 | 1.75 | 92 | 94 | 207742510
ELIOS | DEA18HOS28230E8 | DUA18HICU230X5 |  | 16000 | 17000 | 20 | 12.5 | 9.5 | 1.75 | 92 | 94 | 207742441
DAY & NIGHT | DLCSRBH24AAK | DLFSFAH24XAK |  | 24000 | 25000 | 20.5 | 11.7 | 11 | 2.1 | 76 | 100 | 206350414
C&H | CH-HPR18-230VO | CH-18MSPHCT-230VI |  | 16000 | 17000 | 20 | 12.5 | 9.5 | 1.75 | 92 | 94 | 207742332
PAYNE | 38MARBQ24AA3 | 40MBFQ24---3 |  | 24000 | 25000 | 20.5 | 11.7 | 11 | 2.1 | 76 | 100 | 206350359
COMFORTSTAR | CHF18CD(O) | TPA-18 |  | 16000 | 17000 | 20 | 12.5 | 9.5 | 1.75 | 92 | 94 | 207658951
KLIMAIRE | KSIH024-H220-O-2 | KUIR24-H2 |  | 24000 | 25000 | 20.5 | 11.7 | 11 | 2.1 | 76 | 100 | 209862174
SENVILLE | SENA/18HF/OQ | SENA/18HF/ICZ |  | 16000 | 17000 | 20 | 12.5 | 9.5 | 1.75 | 92 | 94 | 207641343
COMFORTMAKER | DLCSRBH24AAK | DLFSFAH24XAK |  | 24000 | 25000 | 20.5 | 11.7 | 11 | 2.1 | 76 | 100 | 206350403
BLUERIDGE | BMY18HH22C | BM18MCC |  | 16000 | 17000 | 20 | 12.5 | 9.5 | 1.75 | 92 | 94 | 207571391
FRANKLIN | MSH183E23MCAA | MST183E20ACAA |  | 16000 | 17000 | 20 | 12.5 | 9.5 | 1.75 | 92 | 94 | 206900434
GOODMAN | MSH183E23MCAA | MST183E20ACAA |  | 16000 | 17000 | 20 | 12.5 | 9.5 | 1.75 | 92 | 94 | 206900426
ELIOS | DE18HOS25230E3A | DM18HICU230X5 |  | 16000 | 17000 | 20 | 12.5 | 9.5 | 1.75 | 92 | 94 | 206401447
DIRECT AIR | DIRM-18HXPRO28-1Z | DIRM-18HP-CF |  | 17000 | 18000 | 20.5 | 12.5 | 9.8 | 1.86 | 67 | 93 | 207743731
MOOVAIR | DM18HOS25230E3A | DM18HICU230X5 |  | 16000 | 17000 | 20 | 12.5 | 9.5 | 1.75 | 92 | 94 | 206401441
COMFORTMAKER | DLCSRBH18AAK | DLFSFAH18XAK |  | 17000 | 18000 | 20.5 | 12.5 | 9.8 | 1.86 | 67 | 93 | 206350400
LPS Legacy | DLCSRBH18AAK | DLFSFAH18XAK |  | 17000 | 18000 | 20.5 | 12.5 | 9.8 | 1.86 | 67 | 93 | 211756574
DIRECT AIR | MOX430-17HFN1-MT0W | CCA3U-18HRFN1-M(C) |  | 16000 | 17000 | 20 | 12.5 | 9.5 | 1.75 | 92 | 94 | 206377759
COMFORT-AIRE | A-VMH12SV-1 | B-VMH12SU-1C |  | 12000 | 12000 | 23.6 | 13.5 | 9.5 | 1.8 | 63 | 83 | 208141174
MDV | MOX330-12HFN1-MW5W | CS11M-12HRFN1-MU5W |  | 12000 | 12000 | 23.6 | 13.5 | 9.5 | 1.8 | 63 | 83 | 205993853
HEIL | DLCPRAH18AAK | DLFPHAH18XAK |  | 18000 | 18000 | 26.2 | 14.5 | 12 | 1.95 | 68 | 91 | 202463648
SMART COMFORT | DLCPRAH18AAK | DLFPHAH18XAK |  | 18000 | 18000 | 26.2 | 14.5 | 12 | 1.95 | 68 | 91 | 202463658
MDV | MOX330-09HFN1-MY5W | MSEPB-09HRFN1-MY5W(GA) |  | 9000 | 12000 | 28.1 | 16.2 | 11.5 | 2 | 79 | 88 | 205993845
TEMPSTAR | DLCPRAH18AAK | DLFPHAH18XAK |  | 18000 | 18000 | 26.2 | 14.5 | 12 | 1.95 | 68 | 91 | 202463656
AIRQUEST | DLCPRAH18AAK | DLFPHAH18XAK |  | 18000 | 18000 | 26.2 | 14.5 | 12 | 1.95 | 68 | 91 | 203966570
MIDEA | DLCPRAH18AAK | DLFPHAH18XAK |  | 18000 | 18000 | 26.2 | 14.5 | 12 | 1.95 | 68 | 91 | 202463654
PAYNE | 38MPRAQ24AA3 | DHMPHAQ24XA3 |  | 22000 | 24000 | 23.5 | 13.7 | 10.5 | 1.94 | 64 | 98 | 202463639
BRYANT | 38MPRAQ24AA3 | 619PHAQ24XA3 |  | 22000 | 24000 | 23.5 | 13.7 | 10.5 | 1.94 | 64 | 98 | 202463637
COMFORTMAKER | DLCPRAH18AAK | DLFPHAH18XAK |  | 18000 | 18000 | 26.2 | 14.5 | 12 | 1.95 | 68 | 91 | 202463644
KENMORE | DLCPRAH24AAK | DLFPHAH24XAK |  | 22000 | 24000 | 23.5 | 13.7 | 10.5 | 1.94 | 64 | 98 | 202463653
BRYANT | 38MPRAQ18AA3 | 619PHAQ18XA3 |  | 18000 | 18000 | 26.2 | 14.5 | 12 | 1.95 | 68 | 91 | 202463636
CARRIER | 38MPRAQ18AA3 | 40MPHAQ18XA3 |  | 18000 | 18000 | 26.2 | 14.5 | 12 | 1.95 | 68 | 91 | 202463634
MIDEA | 38MPRAQ24AA3 | DHMPHAQ24XA3 |  | 22000 | 24000 | 23.5 | 13.7 | 10.5 | 1.94 | 64 | 98 | 202463641
HEIL | DLCPRAH24AAK | DLFPHAH24XAK |  | 22000 | 24000 | 23.5 | 13.7 | 10.5 | 1.94 | 64 | 98 | 202463649
ARCOAIRE | DLCPRAH18AAK | DLFPHAH18XAK |  | 18000 | 18000 | 26.2 | 14.5 | 12 | 1.95 | 68 | 91 | 202463642
DAY & NIGHT | DLCPRAH24AAK | DLFPHAH24XAK |  | 22000 | 24000 | 23.5 | 13.7 | 10.5 | 1.94 | 64 | 98 | 202463647
KENMORE | DLCPRAH18AAK | DLFPHAH18XAK |  | 18000 | 18000 | 26.2 | 14.5 | 12 | 1.95 | 68 | 91 | 202463652
KEEPRITE | DLCPRAH24AAK | DLFPHAH24XAK |  | 22000 | 24000 | 23.5 | 13.7 | 10.5 | 1.94 | 64 | 98 | 202463651
MIDEA | 38MPRAQ18AA3 | DHMPHAQ18XA3 |  | 18000 | 18000 | 26.2 | 14.5 | 12 | 1.95 | 68 | 91 | 202463640
KEEPRITE | DLCPRAH18AAK | DLFPHAH18XAK |  | 18000 | 18000 | 26.2 | 14.5 | 12 | 1.95 | 68 | 91 | 202463650
LPS Legacy | DLCPRAH24AAK | DLFPHAH24XAK |  | 22000 | 24000 | 23.5 | 13.7 | 10.5 | 1.94 | 64 | 98 | 211756553
Weathermaker | 38MPRAQ18AA3 | DHMPHAQ18XA3 |  | 18000 | 18000 | 26.2 | 14.5 | 12 | 1.95 | 68 | 91 | 212436235
SMART COMFORT | DLCPRAH24AAK | DLFPHAH24XAK |  | 22000 | 24000 | 23.5 | 13.7 | 10.5 | 1.94 | 64 | 98 | 202463659
DAY & NIGHT | DLCPRAH18AAK | DLFPHAH18XAK |  | 18000 | 18000 | 26.2 | 14.5 | 12 | 1.95 | 68 | 91 | 202463646
TEMPSTAR | DLCPRAH24AAK | DLFPHAH24XAK |  | 22000 | 24000 | 23.5 | 13.7 | 10.5 | 1.94 | 64 | 98 | 202463657
PAYNE | 38MPRAQ18AA3 | DHMPHAQ18XA3 |  | 18000 | 18000 | 26.2 | 14.5 | 12 | 1.95 | 68 | 91 | 202463638
COMFORTMAKER | DLCPRAH24AAK | DLFPHAH24XAK |  | 22000 | 24000 | 23.5 | 13.7 | 10.5 | 1.94 | 64 | 98 | 202463645
LPS Legacy | DLCPRAH18AAK | DLFPHAH18XAK |  | 18000 | 18000 | 26.2 | 14.5 | 12 | 1.95 | 68 | 91 | 211756552
ARCOAIRE | DLCPRAH24AAK | DLFPHAH24XAK |  | 22000 | 24000 | 23.5 | 13.7 | 10.5 | 1.94 | 64 | 98 | 202463643
Weathermaker | 38MPRAQ24AA3 | DHMPHAQ24XA3 |  | 22000 | 24000 | 23.5 | 13.7 | 10.5 | 1.94 | 64 | 98 | 212436236
MIDEA | MOD30-18HFN1-MZ22W | MSAB2F-18HRFN1-MZ22W |  | 18000 | 18000 | 26.2 | 14.5 | 12 | 1.95 | 68 | 91 | 202415593
MIDEA | DLCPRAH24AAK | DLFPHAH24XAK |  | 22000 | 24000 | 23.5 | 13.7 | 10.5 | 1.94 | 64 | 98 | 202463655
CARRIER | 38MPRAQ24AA3 | 40MPHAQ24XA3 |  | 22000 | 24000 | 23.5 | 13.7 | 10.5 | 1.94 | 64 | 98 | 202463635
AIRQUEST | DLCPRAH24AAK | DLFPHAH24XAK |  | 22000 | 24000 | 23.5 | 13.7 | 10.5 | 1.94 | 64 | 98 | 203966571
DUCANE | 4DHP2S24S-1P | D33C224S4-*P |  | 23600 | 26000 | 21.5 | 12.3 | 9.6 | 2.2 | 73 | 71 | 211034588
MDV | MOX330-12HFN1-MW5W-L | MSEPB-12HRFN1-MW5W(GA) |  | 12000 | 12000 | 25.5 | 13.5 | 10.4 | 1.8 | 83 | 100 | 207658606
CONCORD | 4DHP2S24S-1P | D33C224S4-1P |  | 23600 | 26000 | 21.5 | 12.3 | 9.6 | 2.2 | 73 | 71 | 208106695
Allied | 4DHP2S24S-1P | D33C224S4-*P |  | 23600 | 26000 | 21.5 | 12.3 | 9.6 | 2.2 | 73 | 71 | 211034510
LENNOX | MLB009S4S-1P | MWMC009S4-*P |  | 9000 | 12000 | 28.1 | 16.2 | 11.5 | 2 | 79 | 88 | 211034440
LENNOX | MLB009S4S-1P | MWMC009S4* |  | 9000 | 12000 | 28.1 | 16.2 | 11.5 | 2 | 79 | 88 | 210665627
Armstrong Air | 4DHP2S24S-1P | D33C224S4-1P |  | 23600 | 26000 | 21.5 | 12.3 | 9.6 | 2.2 | 73 | 71 | 208106677
LENNOX | MPC024S4S-1P | M33C024S4* |  | 23600 | 26000 | 21.5 | 12.3 | 9.6 | 2.2 | 73 | 71 | 210665624
LENNOX | MLB009S4S-1P | MWMC009S4-1P |  | 9000 | 12000 | 28.1 | 16.2 | 11.5 | 2 | 79 | 88 | 207683520
AirEase | 4DHP2S24S-1P | D33C224S4-*P |  | 23600 | 26000 | 21.5 | 12.3 | 9.6 | 2.2 | 73 | 71 | 211034484
MDV | MOX330-09HFN1-MY5W-L | MSEPB-09HRFN1-MY5W(GA) |  | 9000 | 12000 | 28.1 | 16.2 | 11.5 | 2 | 79 | 88 | 207658605
LENNOX | MPC024S4S-1P | M33C024S4-*P |  | 23600 | 26000 | 21.5 | 12.3 | 9.6 | 2.2 | 73 | 71 | 211034437
LENNOX | MPC024S4S-1P | M33C024S4-1P |  | 23600 | 26000 | 21.5 | 12.3 | 9.6 | 2.2 | 73 | 71 | 207683517
DUCANE | 4DHP2S24S-1P | D33C224S4-1P |  | 23600 | 26000 | 21.5 | 12.3 | 9.6 | 2.2 | 73 | 71 | 208106668
Armstrong Air | 4DHP2S24S-1P | D33C224S4-*P |  | 23600 | 26000 | 21.5 | 12.3 | 9.6 | 2.2 | 73 | 71 | 211034536
MDV | MOD33-24HFN1-MT0W-L | MCD1-24HRFN1-MT0W(GA) |  | 23600 | 26000 | 21.5 | 12.3 | 9.6 | 2.2 | 73 | 71 | 207658603
LENNOX | MPC024S4S-1P | MCFA024S4-*P |  | 24000 | 24000 | 21.2 | 12.5 | 10.2 | 2.2 | 67 | 76 | 211034431
LENNOX | MPC024S4S-1P | MCFA024S4* |  | 24000 | 24000 | 21.2 | 12.5 | 10.2 | 2.2 | 67 | 76 | 210665618
LENNOX | MPC024S4S-1P | MCFA024S4-2P |  | 24000 | 24000 | 21.2 | 12.5 | 10.2 | 2.2 | 67 | 76 | 207683511
MDV | MOD33-24HFN1-MT0W-L | MUEU-24HRFN1-M(C) |  | 24000 | 24000 | 21.2 | 12.5 | 10.2 | 2.2 | 67 | 76 | 207658599
LENNOX | MPC012S4S-1P | MFMA012S4-*P |  | 12000 | 12000 | 22.7 | 13 | 10.2 | 2.26 | 75 | 70 | 211034429
LENNOX | MPC012S4S-1P | MFMA012S4* |  | 12000 | 12000 | 22.7 | 13 | 10.2 | 2.26 | 75 | 70 | 210665616
LENNOX | MPC012S4S-1P | MFMA012S4-1P |  | 12000 | 12000 | 22.7 | 13 | 10.2 | 2.26 | 75 | 70 | 207683509
MDV | MOX230-12HFN1-MV5W-L | MFAU-12HRFN1-M(C) |  | 12000 | 12000 | 22.7 | 13 | 10.2 | 2.26 | 75 | 70 | 207658597
LPS Legacy | DLCPRBH18AAK | DLFPHBH18XAK |  | 18000 | 20000 | 26.3 | 15.3 | 15.5 | 2.89 | 101 | 120 | 211756581
HEIL | DLCPRBH18AAK | DLFPHBH18XAK |  | 18000 | 20000 | 26.3 | 15.3 | 15.5 | 2.89 | 101 | 120 | 207826647
MOOVAIR | DMB18HOS42230E8B | DMB18HIW42230E8 |  | 18000 | 20000 | 26.3 | 15.3 | 15.5 | 2.89 | 101 | 120 | 213369384
ARCOAIRE | DLCPRBH18AAK | DLFPHBH18XAK |  | 18000 | 20000 | 26.3 | 15.3 | 15.5 | 2.89 | 101 | 120 | 207826644
PAYNE | 38MPRBQ18AA3 | DHMPHBQ18XA3 |  | 18000 | 20000 | 26.3 | 15.3 | 15.5 | 2.89 | 101 | 120 | 207826654
MIDEA | DLCPRBH18AAK | DLFPHBH18XAK |  | 18000 | 20000 | 26.3 | 15.3 | 15.5 | 2.89 | 101 | 120 | 207826650
CanAir | C28SCH06H21 | C28SEH06H21 |  | 6000 | 7000 | 26.5 | 15.8 | 13.6 | 2.1 | 121 | 107 | 207683255
COMFORTMAKER | DLCPRBH18AAK | DLFPHBH18XAK |  | 18000 | 20000 | 26.3 | 15.3 | 15.5 | 2.89 | 101 | 120 | 207826645
KEEPRITE | DLCPRBH18AAK | DLFPHBH18XAK |  | 18000 | 20000 | 26.3 | 15.3 | 15.5 | 2.89 | 101 | 120 | 207826648
DIRECT AIR | DIRM-06HXPRO28-1Z | DIRM-06HP-WM |  | 6000 | 7000 | 26.5 | 15.8 | 13.6 | 2.1 | 121 | 107 | 207743723
SMART COMFORT | DLCPRBH18AAK | DLFPHBH18XAK |  | 18000 | 20000 | 26.3 | 15.3 | 15.5 | 2.89 | 101 | 120 | 207826652
AIRQUEST | DLCSRBH06AAK | DLFSHCH06XAK |  | 6000 | 7000 | 26.5 | 15.8 | 13.6 | 2.1 | 121 | 107 | 208447693
AIRQUEST | DLCPRBH18AAK | DLFPHBH18XAK |  | 18000 | 20000 | 26.3 | 15.3 | 15.5 | 2.89 | 101 | 120 | 207826653
ELIOS | DEA09HOS25230E8 | DEA06HIW25230E8 |  | 6000 | 7000 | 26.5 | 15.8 | 13.6 | 2.1 | 121 | 107 | 208075830
Weathermaker | 38MARBQ06AA3 | DHMAHBQ06XA3 |  | 6000 | 7000 | 26.5 | 15.8 | 13.6 | 2.1 | 121 | 107 | 207188937
TEMPSTAR | DLCPRBH18AAK | DLFPHBH18XAK |  | 18000 | 20000 | 26.3 | 15.3 | 15.5 | 2.89 | 101 | 120 | 207826651
Kepler | ODUMOX230-09HFN1MW5W | IDUMSEPB-06HRFN1MY5W |  | 6000 | 7000 | 26.5 | 15.8 | 13.6 | 2.1 | 121 | 107 | 213608172
DAY & NIGHT | DLCPRBH18AAK | DLFPHBH18XAK |  | 18000 | 20000 | 26.3 | 15.3 | 15.5 | 2.89 | 101 | 120 | 207826646
Alsetria | MOX230-09HFN1-MW5W | MSEPB-06HRFN1-MY5W |  | 6000 | 7000 | 26.5 | 15.8 | 13.6 | 2.1 | 121 | 107 | 208121900
CARRIER | 38MPRBQ18AA3 | 40MPHBQ18XA3 |  | 18000 | 20000 | 26.3 | 15.3 | 15.5 | 2.89 | 101 | 120 | 207826658
DAY & NIGHT | DLCSRBH06AAK | DLFSHCH06XAK |  | 6000 | 7000 | 26.5 | 15.8 | 13.6 | 2.1 | 121 | 107 | 208447637
MIDEA | 38MPRBQ18AA3 | DHMPHBQ18XA3 |  | 18000 | 20000 | 26.3 | 15.3 | 15.5 | 2.89 | 101 | 120 | 207826656
BOSCH | BMS500-AAS009-1CSXRC | BMS500-AAU006-1AHWXC |  | 6000 | 7000 | 26.5 | 15.8 | 13.6 | 2.1 | 121 | 107 | 207759993
MOOVAIR | DMA18HOS42230E4 | DMA18HIW42230E4 |  | 18000 | 20000 | 26.3 | 15.3 | 15.5 | 2.89 | 101 | 120 | 207742501
Bladex | BS25-06HFN1-ODU | BWM-EPB-06HWIU |  | 6000 | 7000 | 26.5 | 15.8 | 13.6 | 2.1 | 121 | 107 | 214312550
Star Air Kontrol | SAK-24-CC(OD)/220VOLT | SAK-24-20CC/220(IN) |  | 24000 | 25000 | 21.5 | 12.5 | 9.7 | 2.2 | 76 | 74 | 211726525
KENMORE | DLCPRBH18AAK | DLFPHBH18XAK |  | 18000 | 20000 | 26.3 | 15.3 | 15.5 | 2.89 | 101 | 120 | 207826649
TRUST AIR CONDITIONERS | OUS09H/O4S4P | IUMW106H/I41P |  | 6000 | 7000 | 26.5 | 15.8 | 13.6 | 2.1 | 121 | 107 | 208816913
Airlux | ASZ09O/2022 | AMM09I/2022 |  | 9000 | 10000 | 24 | 14 | 11.4 | 2.18 | 83 | 78 | 208119661
PIONEER | YN024GMFI22RPE | CB024GMFILDFHE |  | 24000 | 25000 | 21.5 | 12.5 | 9.7 | 2.2 | 76 | 74 | 208191864
Weathermaker | 38MPRBQ18AA3 | DHMPHBQ18XA3 |  | 18000 | 20000 | 26.3 | 15.3 | 15.5 | 2.89 | 101 | 120 | 207826655
SMART COMFORT | DLCSRBH06AAK | DLFSHCH06XAK |  | 6000 | 7000 | 26.5 | 15.8 | 13.6 | 2.1 | 121 | 107 | 208447685
KLIMAIRE | KSIE009-H221-O-2 | KSIE009-H221-IW-2 |  | 9000 | 10000 | 24 | 14 | 11.4 | 2.18 | 83 | 78 | 209862149
MOOVAIR | DMA24HOS25230E8 | DUA24HICU230X5 |  | 24000 | 25000 | 21.5 | 12.5 | 9.7 | 2.2 | 76 | 74 | 207742505
GOODMAN | MSH183G26MCAA | MSH183G26AXAA |  | 18000 | 20000 | 26.3 | 15.3 | 15.5 | 2.89 | 101 | 120 | 214438121
BLUERIDGE | BMY6HH27C | BMY6HH27WM |  | 6000 | 7000 | 26.5 | 15.8 | 13.6 | 2.1 | 121 | 107 | 207826692
YONAN | YSA21-09HRN1 | YSA21-09HRN1 |  | 9000 | 10000 | 24 | 14 | 11.4 | 2.18 | 83 | 78 | 207671404
PIONEER | YN024GMFI22RPE | CB024GMFILCFHE |  | 24000 | 25000 | 21.5 | 12.5 | 9.7 | 2.2 | 76 | 74 | 213088012
BRYANT | 38MPRBQ18AA3 | 619PHBQ18XA3 |  | 18000 | 20000 | 26.3 | 15.3 | 15.5 | 2.89 | 101 | 120 | 207826657
AirEase | 4DHPS209S-1P | DWM206S4-*P |  | 6000 | 7000 | 26.5 | 15.8 | 13.6 | 2.1 | 121 | 107 | 213279882
PIONEER | YN009GMFI22RPE | WS009GMFI22HLE |  | 9000 | 10000 | 24 | 14 | 11.4 | 2.18 | 83 | 78 | 208101238
COMFORTSTAR | CZP24CD(O) | TPA-24C |  | 24000 | 25000 | 21.5 | 12.5 | 9.7 | 2.2 | 76 | 74 | 207658946
Custom Comfort | CCOXHASZ06HP | CCOXHAWM06 |  | 6000 | 7000 | 26.5 | 15.8 | 13.6 | 2.1 | 121 | 107 | 212365403
ECO AC | EHH-O9BB | EHH-W09BB |  | 9000 | 10000 | 24 | 14 | 11.4 | 2.18 | 83 | 78 | 207825490
SLIMAIR | SHC24VE2AG | SHLZ24VC2AG |  | 24000 | 25000 | 21.5 | 12.5 | 9.7 | 2.2 | 76 | 74 | 210857478
KERR | A-KMH06SV-1 | B-KMH06SV-1 |  | 6000 | 7000 | 26.5 | 15.8 | 13.6 | 2.1 | 121 | 107 | 207657393
ECO AC | EHH-O09BB | EHH-W09BB |  | 9000 | 10000 | 24 | 14 | 11.4 | 2.18 | 83 | 78 | 207826045
Cooper&Hunter | CH-ES24-230VO | CH-24MCT-W |  | 24000 | 25000 | 21.5 | 12.5 | 9.7 | 2.2 | 76 | 74 | 213265566
MDV | MOD30-18HFN1-MZ20W | MSEPD-18HRFN1-MZ22W |  | 18000 | 20000 | 26.3 | 15.3 | 15.5 | 2.89 | 101 | 120 | 207613860
CONCORD | 4DHPS209S-1P | DWM206S4-1P |  | 6000 | 7000 | 26.5 | 15.8 | 13.6 | 2.1 | 121 | 107 | 208106776
TRUST AIR CONDITIONERS | OUS24H/O4S4P | IUMC424H/I41P |  | 24000 | 25000 | 21.5 | 12.5 | 9.7 | 2.2 | 76 | 74 | 208816921
AIRDACH | ACSH0924VM2-D | AIWH0900VM2-D |  | 9000 | 10000 | 24 | 14 | 11.4 | 2.18 | 83 | 78 | 209948205
STEALTH | ACIQ-06ZPL-HP230B | ACIQ-06W-HH-MC |  | 6000 | 7000 | 26.5 | 15.8 | 13.6 | 2.1 | 121 | 107 | 212316184
CIAC | CM43BX024-H3N2H | CK43BX024-C3N2H |  | 24000 | 25000 | 21.5 | 12.5 | 9.7 | 2.2 | 76 | 74 | 213927676
THERMOCORE SYSTEMS | T424S-H209-C | T424S-H209-E |  | 9000 | 10000 | 24 | 14 | 11.4 | 2.18 | 83 | 78 | 209549002
KADEN | KO-PSX06HP-2AAMA | KI-PSX06WM-2AAMA |  | 6000 | 7000 | 26.5 | 15.8 | 13.6 | 2.1 | 121 | 107 | 213265556
Cooper&Hunter | CH-ES24-230VO | CH-N24MSPHCT-230VI |  | 24000 | 25000 | 21.5 | 12.5 | 9.7 | 2.2 | 76 | 74 | 210799588
MIDEA | 38MARBQ18AA3 | 40MBFQ18---3 |  | 17000 | 18000 | 20.5 | 12.5 | 9.8 | 1.86 | 67 | 93 | 206350378
AIRQUEST | DLCSRBH18AAK | DLFSCAH18XAK |  | 16000 | 17000 | 20 | 12.5 | 9.5 | 1.75 | 92 | 94 | 206350486
KERR | A-KMH18SU-1A | B-KMH18UU-1 |  | 17000 | 18000 | 20.5 | 12.5 | 9.8 | 1.86 | 67 | 93 | 206347322
SMART COMFORT | DLCSRBH18AAK | DLFSCAH18XAK |  | 16000 | 17000 | 20 | 12.5 | 9.5 | 1.75 | 92 | 94 | 206350475
ARCOAIRE | DLCSRBH18AAK | DLFSFAH18XAK |  | 17000 | 18000 | 20.5 | 12.5 | 9.8 | 1.86 | 67 | 93 | 206350389
TEMPSTAR | DLCSRBH18AAK | DLFSCAH18XAK |  | 16000 | 17000 | 20 | 12.5 | 9.5 | 1.75 | 92 | 94 | 206350464
Custom Comfort | CCOXHASZ17HP | CCOXHAFC18 |  | 17000 | 18000 | 20.5 | 12.5 | 9.8 | 1.86 | 67 | 93 | 212365424
MIDEA | DLCSRBH18AAK | DLFSCAH18XAK |  | 16000 | 17000 | 20 | 12.5 | 9.5 | 1.75 | 92 | 94 | 206350453
SENVILLE | SENA/18HF/OQ | SENA/18HF/IF |  | 17000 | 18000 | 20.5 | 12.5 | 9.8 | 1.86 | 67 | 93 | 207641350
KENMORE | DLCSRBH18AAK | DLFSCAH18XAK |  | 16000 | 17000 | 20 | 12.5 | 9.5 | 1.75 | 92 | 94 | 206350442
Cooper&Hunter | CH-HPR18-230VO | CH-18MFC-W |  | 17000 | 18000 | 20.5 | 12.5 | 9.8 | 1.86 | 67 | 93 | 213265587
KEEPRITE | DLCSRBH18AAK | DLFSCAH18XAK |  | 16000 | 17000 | 20 | 12.5 | 9.5 | 1.75 | 92 | 94 | 206350431
MDV | MOD30-24HFN1-MU0W | MUEU-24HRFN1-M(C) |  | 24000 | 25000 | 20.5 | 11.7 | 11 | 2.1 | 76 | 100 | 206330134
1HVAC | ACIQ-18ZPL-HP230B | ACIQ-18FM-HH-MB |  | 17000 | 18000 | 20.5 | 12.5 | 9.8 | 1.86 | 67 | 93 | 207825524
HEIL | DLCSRBH18AAK | DLFSCAH18XAK |  | 16000 | 17000 | 20 | 12.5 | 9.5 | 1.75 | 92 | 94 | 206350420
TEMPSTAR | DLCSRBH18AAK | DLFSFAH18XAK |  | 17000 | 18000 | 20.5 | 12.5 | 9.8 | 1.86 | 67 | 93 | 206350466
DAY & NIGHT | DLCSRBH18AAK | DLFSCAH18XAK |  | 16000 | 17000 | 20 | 12.5 | 9.5 | 1.75 | 92 | 94 | 206350409
DAY & NIGHT | DLCSRBH18AAK | DLFSFAH18XAK |  | 17000 | 18000 | 20.5 | 12.5 | 9.8 | 1.86 | 67 | 93 | 206350411
COMFORTMAKER | DLCSRBH18AAK | DLFSCAH18XAK |  | 16000 | 17000 | 20 | 12.5 | 9.5 | 1.75 | 92 | 94 | 206350398
ARCOAIRE | DLCSRBH18AAK | DLFSCAH18XAK |  | 16000 | 17000 | 20 | 12.5 | 9.5 | 1.75 | 92 | 94 | 206350387
C&H | CH-HPR18-230VO | CH-18MSPHFC-230VI |  | 17000 | 18000 | 20.5 | 12.5 | 9.8 | 1.86 | 67 | 93 | 207742334
COMFORT-AIRE | A-VMH18SV-1 | B-VMH18UU-1 |  | 17000 | 18000 | 20.5 | 12.5 | 9.8 | 1.86 | 67 | 93 | 210568237
MIDEA | 38MARBQ18AA3 | 40MBCQ18---3 |  | 16000 | 17000 | 20 | 12.5 | 9.5 | 1.75 | 92 | 94 | 206350376
Weathermaker | 38MARBQ18AA3 | 40MBCQ18---3 |  | 16000 | 17000 | 20 | 12.5 | 9.5 | 1.75 | 92 | 94 | 206350365
PERFECTAIRE | 3PAMSHH18-SZO | 3PAMSFCH18 |  | 17000 | 18000 | 20.5 | 12.5 | 9.8 | 1.86 | 67 | 93 | 207796634
PAYNE | 38MARBQ18AA3 | 40MBCQ18---3 |  | 16000 | 17000 | 20 | 12.5 | 9.5 | 1.75 | 92 | 94 | 206350354
SMART COMFORT | DLCSRBH18AAK | DLFSFAH18XAK |  | 17000 | 18000 | 20.5 | 12.5 | 9.8 | 1.86 | 67 | 93 | 206350477
BRYANT | 38MARBQ18AA3 | 40MBCQ18---3 |  | 16000 | 17000 | 20 | 12.5 | 9.5 | 1.75 | 92 | 94 | 206350343
BLUERIDGE | BMY18HH22C | BM18MFCC |  | 17000 | 18000 | 20.5 | 12.5 | 9.8 | 1.86 | 67 | 93 | 207571392
MIDEA | MOD30-22HFN1-MW5W | MSAB2F-22HRFN1-MW5W |  | 22000 | 24000 | 23.5 | 13.7 | 10.5 | 1.94 | 64 | 98 | 202415592
KEEPRITE | DLCPRAH18AAK | DHMPHAQ18XA3 |  | 18000 | 18000 | 26.2 | 14.5 | 12 | 1.95 | 68 | 91 | 214389456
COMFORTMAKER | DLCPRAH18AAK | DHMPHAQ18XA3 |  | 18000 | 18000 | 26.2 | 14.5 | 12 | 1.95 | 68 | 91 | 214389450
TEMPSTAR | DLCPRAH18AAK | DHMPHAQ18XA3 |  | 18000 | 18000 | 26.2 | 14.5 | 12 | 1.95 | 68 | 91 | 214389458
ARCOAIRE | DLCPRAH18AAK | DHMPHAQ18XA3 |  | 18000 | 18000 | 26.2 | 14.5 | 12 | 1.95 | 68 | 91 | 214389448
HEIL | DLCPRAH18AAK | DHMPHAQ18XA3 |  | 18000 | 18000 | 26.2 | 14.5 | 12 | 1.95 | 68 | 91 | 214389454
DAY & NIGHT | DLCPRAH18AAK | DHMPHAQ18XA3 |  | 18000 | 18000 | 26.2 | 14.5 | 12 | 1.95 | 68 | 91 | 214389452
AIRQUEST | DLCPRAH18AAK | DHMPHAQ18XA3 |  | 18000 | 18000 | 26.2 | 14.5 | 12 | 1.95 | 68 | 91 | 214389460
MDV | MOD30-18HFN1-MZ22W | MSAB2F-18HRFN1-MZ22W |  | 18000 | 18000 | 26.2 | 14.5 | 12 | 1.95 | 68 | 91 | 202415591
MDV | MOD30-22HFN1-MW5W | MSAB2F-22HRFN1-MW5W |  | 22000 | 24000 | 23.5 | 13.7 | 10.5 | 1.94 | 64 | 98 | 202415590
MIDEA | MOD33-24HFN1-MT0W | MCD1-24HRFN1-MT0W(GA) |  | 24000 | 25000 | 21.5 | 12.5 | 9.7 | 2.2 | 76 | 74 | 207821939
Cooper&Hunter | CH-HPR06F9-230VO | CH-B06MOLVWM-230VI |  | 6000 | 7000 | 23.5 | 15 | 12 | 1.84 | 107 | 101 | 210799686
MOOVAIR | DMA06HOS28230E8 | DMA06HIW25230E8 |  | 6000 | 7000 | 26.5 | 15.8 | 13.6 | 2.1 | 121 | 107 | 207742494
AC PRO.COM | AOD32-24HFN1-MT0W | ACD1-24HRFN1-MT0W |  | 24000 | 25000 | 21.5 | 12.5 | 9.7 | 2.2 | 76 | 74 | 209748102
C&H | CH-ES09-230VO | CH-B09MOLVWM-230VI |  | 9000 | 10000 | 24 | 14.7 | 11.6 | 2.25 | 81 | 75 | 210665988
Durastar | DRA1U09S1B | DRAW06F1B |  | 6000 | 7000 | 23.5 | 15 | 12 | 1.84 | 107 | 101 | 210568097
Armstrong Air | 4DHPS209S-1P | DWM206S4-1P |  | 6000 | 7000 | 26.5 | 15.8 | 13.6 | 2.1 | 121 | 107 | 208106771
DIRECT AIR | DIRM-24DA25-1Z | DIRM-24HP-CA |  | 24000 | 25000 | 21.5 | 12.5 | 9.7 | 2.2 | 76 | 74 | 207743743
Bluefin | BFMS09PL-01O | BFMS09PL-01I |  | 9000 | 10000 | 24 | 14.7 | 11.6 | 2.25 | 81 | 75 | 213769908
BOSCH | BMS500-AAS024-1CSXRC | BMS500-AAU024-1AHCXC |  | 24000 | 25000 | 21.5 | 12.5 | 9.7 | 2.2 | 76 | 74 | 207760017
CENTURY | A-VMH06SV-1 | B-VMH06SV-1 |  | 6000 | 7000 | 26.5 | 15.8 | 13.6 | 2.1 | 121 | 107 | 212940813
AURORA | AU-CX06HR-2A-O | AU-CX06HR-2A-I |  | 6000 | 7000 | 23.5 | 15 | 12 | 1.84 | 107 | 101 | 208101255
SEA BREEZE+ | SZ9H424ZMO | WM9H424ZMI |  | 9000 | 10000 | 24 | 14.7 | 11.6 | 2.25 | 81 | 75 | 208674954
DAY & NIGHT | DLCSRBH06AAK | DLFSHBH06XAK |  | 6000 | 7000 | 23.5 | 15 | 12 | 1.84 | 107 | 101 | 207188911
PULAIR | MOSH- 1092AC | MISH- 1092AC |  | 9000 | 10000 | 24 | 14.7 | 11.6 | 2.25 | 81 | 75 | 214311521
BRYANT | 38MARBQ06AA3 | 619AHBQ06XA3 |  | 6000 | 7000 | 26.5 | 15.8 | 13.6 | 2.1 | 121 | 107 | 207188938
AIRQUEST | DLCSRBH06AAK | DLFSHBH06XAK |  | 6000 | 7000 | 23.5 | 15 | 12 | 1.84 | 107 | 101 | 207188932
NOVAIR | LEA09SZ25SK-O | LEA09UUSK-I |  | 9000 | 10000 | 24 | 14.7 | 11.6 | 2.25 | 81 | 75 | 207526946
ELIOS | DEA06HOS28230E8 | DEA06HIW25230E8 |  | 6000 | 7000 | 26.5 | 15.8 | 13.6 | 2.1 | 121 | 107 | 207742428
PERFECTAIRE | 3PAMSHH06-SZO | 3PAMSHH06-UVW |  | 6000 | 7000 | 23.5 | 15 | 12 | 1.84 | 107 | 101 | 211253535
DUCANE | 4DHPS209S-1P | DWM206S4-*P |  | 6000 | 7000 | 26.5 | 15.8 | 13.6 | 2.1 | 121 | 107 | 213279886
SLIMAIR | SHC09VE2AG | SHMZ09VC2AG |  | 9000 | 10000 | 24 | 14.7 | 11.6 | 2.25 | 81 | 75 | 208447944
AI AIR CONDITIONING | AO25-06N1-M1H | AW25-06N1-M1 |  | 6000 | 7000 | 23.5 | 15 | 12 | 1.84 | 107 | 101 | 213769942
MDV | MOD33-24HFN1-MT0W | MCD1-24HRFN1-MT0W(GA) |  | 24000 | 25000 | 21.5 | 12.5 | 9.7 | 2.2 | 76 | 74 | 207338218
HEIL | DLCSRBH06AAK | DLFSHBH06XAK |  | 6000 | 7000 | 23.5 | 15 | 12 | 1.84 | 107 | 101 | 207188914
LBG Products | LBHB09DUWO | LBHB09DUWI |  | 9000 | 10000 | 24 | 14.7 | 11.6 | 2.25 | 81 | 75 | 208130803
MOOVAIR | DMA09HOS25230E8 | DMA06HIW25230E8 |  | 6000 | 7000 | 26.5 | 15.8 | 13.6 | 2.1 | 121 | 107 | 208075829
KENMORE | DLCSRBH06AAK | DLFSHBH06XAK |  | 6000 | 7000 | 23.5 | 15 | 12 | 1.84 | 107 | 101 | 207188920
Cooper&Hunter | CH-ES09-230VO | CH-B09MOLVWM-230VI |  | 9000 | 10000 | 24 | 14.7 | 11.6 | 2.25 | 81 | 75 | 210799687
1HVAC | ACIQ-06ZPL-HP230B | ACIQ-06W-HH-MC |  | 6000 | 7000 | 26.5 | 15.8 | 13.6 | 2.1 | 121 | 107 | 210857294
TEMPSTAR | DLCSRBH06AAK | DLFSHBH06XAK |  | 6000 | 7000 | 23.5 | 15 | 12 | 1.84 | 107 | 101 | 207188926
C&H | CH-HPR06F9-230VO | CH-06MASTWM-230VI |  | 6000 | 7000 | 26.5 | 15.8 | 13.6 | 2.1 | 121 | 107 | 207740500
ZERO | ZMSB-09HV-USHH | ZMSB-09HV-USHH |  | 9000 | 10000 | 24 | 14.7 | 11.6 | 2.25 | 81 | 75 | 213917748
C&H | CH-HPR06F9-230VO | CH-B06MOLVWM-230VI |  | 6000 | 7000 | 23.5 | 15 | 12 | 1.84 | 107 | 101 | 210665987
ACIQ | ACIQ-06ZPL-HP230B | ACIQ-06W-HH-MC |  | 6000 | 7000 | 26.5 | 15.8 | 13.6 | 2.1 | 121 | 107 | 210857314
LBG Products | LBHB06DVWO | LBHB06DVWI |  | 6000 | 7000 | 23.5 | 15 | 12 | 1.84 | 107 | 101 | 208130826
KEEPRITE | DLCSRBH06AAK | DLFSHCH06XAK |  | 6000 | 7000 | 26.5 | 15.8 | 13.6 | 2.1 | 121 | 107 | 208447653
ICONIC AIR SOLUTION | ICOO09AK | IFOH06IK |  | 6000 | 7000 | 23.5 | 15 | 12 | 1.84 | 107 | 101 | 214389493
MDV | MOX230-09HFN1-MW5W | MSAG11B-09HRFN1-MX7W(GA) |  | 9000 | 10000 | 24 | 14.7 | 11.6 | 2.25 | 81 | 75 | 207215956
Allied | 4DHPS209S-1P | DWM206S4-*P |  | 6000 | 7000 | 26.5 | 15.8 | 13.6 | 2.1 | 121 | 107 | 213279883
DIYCOOL | ACIQ-06ZPL-HP230B | ACIQ-06W-HH-MC |  | 6000 | 7000 | 26.5 | 15.8 | 13.6 | 2.1 | 121 | 107 | 210857334
ARCOAIRE | DLCSRBH06AAK | DLFSHBH06XAK |  | 6000 | 7000 | 23.5 | 15 | 12 | 1.84 | 107 | 101 | 207188905
DUCANE | 4DHPS209S-1P | DWM206S4-1P |  | 6000 | 7000 | 26.5 | 15.8 | 13.6 | 2.1 | 121 | 107 | 208106781
COMFORTMAKER | DLCSRBH06AAK | DLFSHBH06XAK |  | 6000 | 7000 | 23.5 | 15 | 12 | 1.84 | 107 | 101 | 207188908
Cooper&Hunter | CH-HPR06F9-230VO | CH-06MASTWM-230VI |  | 6000 | 7000 | 26.5 | 15.8 | 13.6 | 2.1 | 121 | 107 | 210799547
SMART COMFORT | DLCSRBH06AAK | DLFSHBH06XAK |  | 6000 | 7000 | 23.5 | 15 | 12 | 1.84 | 107 | 101 | 207188929
NOVAIR | LEA09SZ25SK-O | 2LEA06UUSK-I |  | 6000 | 7000 | 26.5 | 15.8 | 13.6 | 2.1 | 121 | 107 | 211709681
Mitsutomo | HO-SZ06-AB-Q | HW-SZ06-AB-Q |  | 6000 | 7000 | 23.5 | 15 | 12 | 1.84 | 107 | 101 | 211306392
MIDEA | 38MARBQ06AA3 | DHMAHBQ06XA3 |  | 6000 | 7000 | 26.5 | 15.8 | 13.6 | 2.1 | 121 | 107 | 207188936
Bladex | BS25-06HFN1-ODU | BWM11A-06HWIU |  | 6000 | 7000 | 23.5 | 15 | 12 | 1.84 | 107 | 101 | 214056585
ARCOAIRE | DLCSRBH06AAK | DLFSHCH06XAK |  | 6000 | 7000 | 26.5 | 15.8 | 13.6 | 2.1 | 121 | 107 | 208447621
MIDEA | DLCSRBH06AAK | DLFSHBH06XAK |  | 6000 | 7000 | 23.5 | 15 | 12 | 1.84 | 107 | 101 | 207188923
Breeze33 | BZ33-HYP06OUT2-G2-P | BZ33-HYP06WALL2-G2-P |  | 6000 | 7000 | 26.5 | 15.8 | 13.6 | 2.1 | 121 | 107 | 207862069
MDV | MOX230-09HFN1-MW5W | MSAG11A-06HRFN1-MU0W |  | 6000 | 7000 | 23.5 | 15 | 12 | 1.84 | 107 | 101 | 207178565
MDV | MOX230-09HFN1-MW5W | MSEPB-06HRFN1-MY5W |  | 6000 | 7000 | 26.5 | 15.8 | 13.6 | 2.1 | 121 | 107 | 207178564
ACIQ | ACIQ-12ZPL-HP230B | ACIQ-12FM-HH-MB |  | 12000 | 12000 | 23.6 | 13 | 10 | 1.89 | 80 | 100 | 207825542
MIDEA | 38MARBQ12AA3 | 40MBFQ12---3 |  | 12000 | 12000 | 23.6 | 13 | 10 | 1.89 | 80 | 100 | 206350375
TEMPSTAR | DLCSRBH12AAK | DLFSFAH12XAK |  | 12000 | 12000 | 23.6 | 13 | 10 | 1.89 | 80 | 100 | 206350463
MIDEA | DLCSRBH12AAK | DLFSFAH12XAK |  | 12000 | 12000 | 23.6 | 13 | 10 | 1.89 | 80 | 100 | 206350452
SENVILLE | SENA/12HF/OQ | SENA/12HF/IFQ |  | 12000 | 12000 | 23.6 | 13 | 10 | 1.89 | 80 | 100 | 207641349
DIRECT AIR | DIRM-12HXPRO28-1Z | DIRM-12HP-CO |  | 12000 | 12000 | 23.6 | 13 | 10 | 1.89 | 80 | 100 | 207743765
LBG Products | LBHB12DVWO | LMHB12DZGI |  | 12000 | 12000 | 23.6 | 13 | 10 | 1.89 | 80 | 100 | 208130843
STEALTH | ACIQ-12ZPL-HP230B | ACIQ-12FM-HH-MB |  | 12000 | 12000 | 23.6 | 13 | 10 | 1.89 | 80 | 100 | 212316168
MDV | MOX430-17HFN1-MT0W | MUEU-18HRFN1-M(C) |  | 17000 | 18000 | 20.5 | 12.5 | 9.8 | 1.86 | 67 | 93 | 206330130
1HVAC | ACIQ-12ZPL-HP230B | ACIQ-12FM-HH-MB |  | 12000 | 12000 | 23.6 | 13 | 10 | 1.89 | 80 | 100 | 207825523
PERFECTAIRE | 3PAMSHH12-SZO | 3PAMSCONH12 |  | 12000 | 12000 | 23.6 | 13 | 10 | 1.89 | 80 | 100 | 207796631
TRUST AIR CONDITIONERS | OAH12H/O4S4P | IUMCO12H/I41P |  | 12000 | 12000 | 23.6 | 13 | 10 | 1.89 | 80 | 100 | 208816935
C&H | CH-HPR12-230VO | CH-12MSPHMC-230VI |  | 12000 | 12000 | 23.6 | 13 | 10 | 1.89 | 80 | 100 | 207742331
KENMORE | DLCSRBH12AAK | DLFSFAH12XAK |  | 12000 | 12000 | 23.6 | 13 | 10 | 1.89 | 80 | 100 | 206350441
LPS Legacy | DLCSRBH12AAK | DLFSCAH12XAK |  | 12000 | 12000 | 22.3 | 12.7 | 10.2 | 1.89 | 83 | 94 | 211756569
ARCOAIRE | DLCSRBH12AAK | DLFSFAH12XAK |  | 12000 | 12000 | 23.6 | 13 | 10 | 1.89 | 80 | 100 | 206350386
GOODMAN | MSH123E23MCAA | MST123E20ACAA |  | 12000 | 12000 | 22.3 | 12.7 | 10.2 | 1.89 | 83 | 94 | 206900425
DIYCOOL | ACIQ-12ZPL-HP230B | ACIQ-12FM-HH-MB |  | 12000 | 12000 | 23.6 | 13 | 10 | 1.89 | 80 | 100 | 207825561
Breeze33 | BZ33-HYP12OUT2-G2-P | BZ33-CASS12-P |  | 12000 | 12000 | 22.3 | 12.7 | 10.2 | 1.89 | 83 | 94 | 207862077
Durastar | DRA1H12S1A | DRAS12F1B |  | 12000 | 12000 | 23.6 | 13 | 10 | 1.89 | 80 | 100 | 211497017
PolarWave | ACIQ-12ZPL-HP230B | ACIQ-12CC-HH-MB |  | 12000 | 12000 | 22.3 | 12.7 | 10.2 | 1.89 | 83 | 94 | 212316076
COMFORTMAKER | DLCSRBH12AAK | DLFSFAH12XAK |  | 12000 | 12000 | 23.6 | 13 | 10 | 1.89 | 80 | 100 | 206350397
Breeze33 | HSZ12H424ZMO | CA12H424ZMI |  | 12000 | 12000 | 22.3 | 12.7 | 10.2 | 1.89 | 83 | 94 | 211277584
KARDA | 3KARDA12SZO | 3KARDA12CON |  | 12000 | 12000 | 23.6 | 13 | 10 | 1.89 | 80 | 100 | 207796640
CTMorley | MOU-A12H-2 | MIU-A12C-2 |  | 12000 | 12000 | 22.3 | 12.7 | 10.2 | 1.89 | 83 | 94 | 209843058
AirEase | 4DHP2S09S-1P | DWM209S4-1P |  | 9000 | 10000 | 25.5 | 15 | 12.3 | 2.17 | 85 | 75 | 208128185
CONCORD | 4DHP2S09S-1P | DWM209S4-1P |  | 9000 | 10000 | 25.5 | 15 | 12.3 | 2.17 | 85 | 75 | 208128191
LENNOX | MPC009S4S-1P | MWMC009S4-1P |  | 9000 | 10000 | 25.5 | 15 | 12.3 | 2.17 | 85 | 75 | 207683497
Allied | 4DHP2S09S-1P | DWM209S4-1P |  | 9000 | 10000 | 25.5 | 15 | 12.3 | 2.17 | 85 | 75 | 208128182
MOOVAIR | DMA09HOS25230E8 | DMA09HIW25230E8 |  | 9000 | 10000 | 25.5 | 15 | 12.3 | 2.17 | 85 | 75 | 207742490
AC PRO.COM | AOX230-09HFN1-MW5W | ASEPB-09HRFN1-MY5W(GA) |  | 9000 | 10000 | 25.5 | 15 | 12.3 | 2.17 | 85 | 75 | 207827145
MIDEA | MOX230-09HFN1-MW5W | MSEPB-09HRFN1-MY5W(GA) |  | 9000 | 10000 | 25.5 | 15 | 12.3 | 2.17 | 85 | 75 | 207826693
KADEN | KO-PSX09HP-2AAMA | KI-PSX09WM-2AAMA |  | 9000 | 10000 | 25.5 | 15 | 12.3 | 2.17 | 85 | 75 | 211793556
Armstrong Air | 4DHPS209S-1P | DWM209S4-1P |  | 9000 | 10000 | 25.5 | 15 | 12.3 | 2.17 | 85 | 75 | 208106736
TRUST AIR CONDITIONERS | OUS09H/O4S4P | IUMW109H/I41P |  | 9000 | 10000 | 25.5 | 15 | 12.3 | 2.17 | 85 | 75 | 208816909
DUCANE | 4DHPS209S-1P | DWM209S4-1P |  | 9000 | 10000 | 25.5 | 15 | 12.3 | 2.17 | 85 | 75 | 208106714
AirEase | 4DHPS209S-1P | DWM209S4-1P |  | 9000 | 10000 | 25.5 | 15 | 12.3 | 2.17 | 85 | 75 | 208106725
DIRECT AIR | DIRM-09DA25-1Z | DIRM-09HP-WM |  | 9000 | 10000 | 25.5 | 15 | 12.3 | 2.17 | 85 | 75 | 207743719
LPS Legacy | DLCSRBH12AAK | DLFSFAH12XAK |  | 12000 | 12000 | 23.6 | 13 | 10 | 1.89 | 80 | 100 | 211756571
AC PRO.COM | AOX330-12HFN1-MW5W | ACCA3U-12HRFN1-M |  | 12000 | 12000 | 22.3 | 12.7 | 10.2 | 1.89 | 83 | 94 | 207827152
Cooper&Hunter | CH-HPR12-230VO | CH-12MSPHMC-230VI |  | 12000 | 12000 | 23.6 | 13 | 10 | 1.89 | 80 | 100 | 210799595
TEMPSTAR | DLCSRBH12AAK | DLFSCAH12XAK |  | 12000 | 12000 | 22.3 | 12.7 | 10.2 | 1.89 | 83 | 94 | 206350461
Breeze33 | BZ33-HYP12OUT2-G2-P | BZ33-ICM12-G2-P |  | 12000 | 12000 | 23.6 | 13 | 10 | 1.89 | 80 | 100 | 207862082
ACIQ | ACIQ-12ZPL-HP230B | ACIQ-12CC-HH-MB |  | 12000 | 12000 | 22.3 | 12.7 | 10.2 | 1.89 | 83 | 94 | 207825536
KEEPRITE | DLCSRBH12AAK | DLFSFAH12XAK |  | 12000 | 12000 | 23.6 | 13 | 10 | 1.89 | 80 | 100 | 206350430
DAY & NIGHT | DLCSRBH12AAK | DLFSCAH12XAK |  | 12000 | 12000 | 22.3 | 12.7 | 10.2 | 1.89 | 83 | 94 | 206350406
LBG Products | LBHB12DVWO | LMHB12DSI |  | 12000 | 12000 | 22.3 | 12.7 | 10.2 | 1.89 | 83 | 94 | 208130832
AC PRO.COM | AOX330-12HFN1-MW5W | AFAU-12HRFN1-M(C) |  | 12000 | 12000 | 23.6 | 13 | 10 | 1.89 | 80 | 100 | 207827158
KARDA | 3KARDA12SZO | 2KARDA12UVC |  | 12000 | 12000 | 22.3 | 12.7 | 10.2 | 1.89 | 83 | 94 | 213785827
Weathermaker | 38MARBQ12AA3 | 40MBFQ12---3 |  | 12000 | 12000 | 23.6 | 13 | 10 | 1.89 | 80 | 100 | 206350364
AIRQUEST | DLCSRBH12AAK | DLFSCAH12XAK |  | 12000 | 12000 | 22.3 | 12.7 | 10.2 | 1.89 | 83 | 94 | 206350483
ELIOS | DEA12HOS28230E8 | DUA12HIFU230E5 |  | 12000 | 12000 | 23.6 | 13 | 10 | 1.89 | 80 | 100 | 207742458
STEALTH | ACIQ-12ZPL-HP230B | ACIQ-12CC-HH-MB |  | 12000 | 12000 | 22.3 | 12.7 | 10.2 | 1.89 | 83 | 94 | 212316162
KARDA | 3KARDA12SZO | 2KARDA12UVCS |  | 12000 | 12000 | 23.6 | 13 | 10 | 1.89 | 80 | 100 | 213785826
DAY & NIGHT | DLCSRBH12AAK | DLFSFAH12XAK |  | 12000 | 12000 | 23.6 | 13 | 10 | 1.89 | 80 | 100 | 206350408
SMART COMFORT | DLCSRBH12AAK | DLFSCAH12XAK |  | 12000 | 12000 | 22.3 | 12.7 | 10.2 | 1.89 | 83 | 94 | 206350472
COMFORT-AIRE | A-VMH12SV-1 | B-VMH12FU-1 |  | 12000 | 12000 | 23.6 | 13 | 10 | 1.89 | 80 | 100 | 210568242
DIYCOOL | ACIQ-12ZPL-HP230B | ACIQ-12CC-HH-MB |  | 12000 | 12000 | 22.3 | 12.7 | 10.2 | 1.89 | 83 | 94 | 207825555
AIRQUEST | DLCSRBH12AAK | DLFSFAH12XAK |  | 12000 | 12000 | 23.6 | 13 | 10 | 1.89 | 80 | 100 | 206350485
GOODMAN | MSH123G22MCAA | MST123E20ACAA |  | 12000 | 12000 | 22.3 | 12.7 | 10.2 | 1.89 | 83 | 94 | 214594900
PolarWave | ACIQ-12ZPL-HP230B | ACIQ-12FM-HH-MB |  | 12000 | 12000 | 23.6 | 13 | 10 | 1.89 | 80 | 100 | 212316082
Kepler | ODUMOX330-12HFN1MW5W | IDUCCA3U-12HRFN1-M(C) |  | 12000 | 12000 | 22.3 | 12.7 | 10.2 | 1.89 | 83 | 94 | 214377772
Breeze33 | BZ33-HYP09OUT2-G2-P | BZ33-OWCASS09-G2-P |  | 9000 | 10900 | 24 | 13 | 12.4 | 1.8 | 90 | 96 | 211257122
PAYNE | 38MARBQ12AA3 | 40MBFAQ12XA3 |  | 12000 | 12000 | 24.2 | 13.3 | 10.7 | 1.99 | 85 | 99 | 209948188
COMFORTSTAR | CHF09CD(O) | T1W9P |  | 9000 | 10900 | 24 | 13 | 12.4 | 1.8 | 90 | 96 | 214594910
ACIQ | ACIQ-12ZPL-HP230B | ACIQ-12FM-HH-MC |  | 12000 | 12000 | 24.2 | 13.3 | 10.7 | 1.99 | 85 | 99 | 210857331
Breeze33 | HSZ9H424ZMO | SCA9H424ZMI |  | 9000 | 10900 | 24 | 13 | 12.4 | 1.8 | 90 | 96 | 211277582
COMFORT-AIRE | A-VMH12SV-1 | B-VMH12FV-1 |  | 12000 | 12000 | 24.2 | 13.3 | 10.7 | 1.99 | 85 | 99 | 213916260
Alsetria | MOX330-09HFN1-MY5W | MCBU-09HRFN1-MW0W |  | 9000 | 10900 | 24 | 13 | 12.4 | 1.8 | 90 | 96 | 211644099
SEA BREEZE+ | HSZ12H424ZMO | SCA12H424ZMI |  | 12000 | 12500 | 23 | 13 | 10 | 1.8 | 76 | 88 | 212595647
Cooper&Hunter | CH-HPR12-230VO | CH-12MMC-230VI |  | 12000 | 12000 | 24.2 | 13.3 | 10.7 | 1.99 | 85 | 99 | 210799675
MDV | MOX230-09HFN1-MW5W | MCBU-06HRFN1-MV0W |  | 6500 | 7100 | 22 | 14.5 | 10.8 | 2 | 80 | 113 | 209270213
Weathermaker | 38MARBQ09AA3 | 40MCCAQ09XA3 |  | 9000 | 10900 | 24 | 13 | 12.4 | 1.8 | 90 | 96 | 209270301
PolarWave | ACIQ-12ZPL-HP230B | ACIQ-12FM-HH-MC |  | 12000 | 12000 | 24.2 | 13.3 | 10.7 | 1.99 | 85 | 99 | 212316115
COMFORTMAKER | DLCSRBH09AAK | DLFCCAH09XAK |  | 9000 | 10900 | 24 | 13 | 12.4 | 1.8 | 90 | 96 | 209270251
SEA BREEZE+ | HSZ12H424ZMO | C12H424ZMI |  | 12000 | 12000 | 24.2 | 13.3 | 10.7 | 1.99 | 85 | 99 | 212595648
MIDEA | 38MARBQ09AA3 | 40MCCAQ09XA3 |  | 9000 | 10900 | 24 | 13 | 12.4 | 1.8 | 90 | 96 | 209270305
Mitsutomo | HO-SZ12-AB-Q | HJ-UZ12-AB-Q |  | 12000 | 12500 | 23 | 13 | 10 | 1.8 | 76 | 88 | 211306399
DAY & NIGHT | DLCSRBH12AAK | DLFSFBH12XAK |  | 12000 | 12000 | 24.2 | 13.3 | 10.7 | 1.99 | 85 | 99 | 209948193
Cooper&Hunter | CH-HPR09-230VO | CH-09MCT1W-W |  | 9000 | 10900 | 24 | 13 | 12.4 | 1.8 | 90 | 96 | 213265598
ECO-AIR | MOX330-12HFN1-MW5W | MCBU-12HRFN1-MV0W |  | 12000 | 12500 | 23 | 13 | 10 | 1.8 | 76 | 88 | 211644094
Weathermaker | 38MARBQ12AA3 | 40MBFAQ12XA3 |  | 12000 | 12000 | 24.2 | 13.3 | 10.7 | 1.99 | 85 | 99 | 209948189
Cooper&Hunter | CH-HPR06F9-230VO | CH-06MCT1W-W |  | 6500 | 7100 | 22 | 14.5 | 10.8 | 2 | 80 | 113 | 213265596
PAYNE | 38MARBQ09AA3 | 40MCCAQ09XA3 |  | 9000 | 10900 | 24 | 13 | 12.4 | 1.8 | 90 | 96 | 209270297
DIYCOOL | ACIQ-12ZPL-HP230B | ACIQ-12FM-HH-MC |  | 12000 | 12000 | 24.2 | 13.3 | 10.7 | 1.99 | 85 | 99 | 210857351
Alsetria | MOX230-09HFN1-MW5W | MCBU-06HRFN1-MV0W |  | 6500 | 7100 | 22 | 14.5 | 10.8 | 2 | 80 | 113 | 211644098
LPS Legacy | DLCSRBH12AAK | DLFCCAH12XAK |  | 12000 | 12500 | 23 | 13 | 10 | 1.8 | 76 | 88 | 211756599
ARCOAIRE | DLCSRBH09AAK | DLFCCAH09XAK |  | 9000 | 10900 | 24 | 13 | 12.4 | 1.8 | 90 | 96 | 209270247
BLUERIDGE | BMY12HH26C | BMM12LW |  | 12000 | 12000 | 24.2 | 13.3 | 10.7 | 1.99 | 85 | 99 | 209550311
ECO-AIR | MOX230-09HFN1-MW5W | MCBU-06HRFN1-MV0W |  | 6500 | 7100 | 22 | 14.5 | 10.8 | 2 | 80 | 113 | 211644092
CTMorley | MOU-A09H-2 | MIU-A09CO-2 |  | 9000 | 10900 | 24 | 13 | 12.4 | 1.8 | 90 | 96 | 209864933
1HVAC | ACIQ-12ZPL-HP230B | ACIQ-12FM-HH-MC |  | 12000 | 12000 | 24.2 | 13.3 | 10.7 | 1.99 | 85 | 99 | 210857311
Multi MFG | MSH-09HD-A | 9MMNC0-HP-A |  | 9000 | 10900 | 24 | 13 | 12.4 | 1.8 | 90 | 96 | 214432054
BLUERIDGE | BMY6HH27C | BMM6CC2 |  | 6500 | 7100 | 22 | 14.5 | 10.8 | 2 | 80 | 113 | 209550307
CTMorley | MOU-A12H-2 | MIU-A12CO-2 |  | 12000 | 12500 | 23 | 13 | 10 | 1.8 | 76 | 88 | 209864934
BRYANT | 38MARBQ09AA3 | 40MCCAQ09XA3 |  | 9000 | 10900 | 24 | 13 | 12.4 | 1.8 | 90 | 96 | 209270293
SLIMAIR | SHC09VE2AG | SHO06VE2AG |  | 6500 | 7100 | 22 | 14.5 | 10.8 | 2 | 80 | 113 | 214314792
LPS Legacy | DLCSRBH09AAK | DLFCCAH09XAK |  | 9000 | 10900 | 24 | 13 | 12.4 | 1.8 | 90 | 96 | 211756596
Durastar | DRA1H12S1A | DRAL12F1A |  | 12000 | 12500 | 23 | 13 | 10 | 1.8 | 76 | 88 | 210568104
Durastar | DRA1H09S1A | DRAL09F1A |  | 9000 | 10900 | 24 | 13 | 12.4 | 1.8 | 90 | 96 | 210568103
MDV | MOX430-17HFN1-MT0W | MCBU-18HRFN1-MU2W |  | 16700 | 20000 | 19.8 | 12.5 | 11.2 | 1.93 | 73 | 84 | 209270214
Custom Comfort | CCOXHASZ12HP | CCOXHA1C12 |  | 12000 | 12500 | 23 | 13 | 10 | 1.8 | 76 | 88 | 212365431
Cooper&Hunter | CH-HPR06F9-230VO | CH-06MCT1W-230VI |  | 6500 | 7100 | 22 | 14.5 | 10.8 | 2 | 80 | 113 | 210857420
HEIL | DLCSRBH09AAK | DLFCCAH09XAK |  | 9000 | 10900 | 24 | 13 | 12.4 | 1.8 | 90 | 96 | 209270259
Cooper&Hunter | CH-HPR12-230VO | CH-12MCT1W-230VI |  | 12000 | 12500 | 23 | 13 | 10 | 1.8 | 76 | 88 | 210857422
Custom Comfort | CCOXHASZ06HP | CCOXHA1C06 |  | 6500 | 7100 | 22 | 14.5 | 10.8 | 2 | 80 | 113 | 212365429
MIDEA | DLCSRBH09AAK | DLFCCAH09XAK |  | 9000 | 10900 | 24 | 13 | 12.4 | 1.8 | 90 | 96 | 209270271
CARRIER | 38MARBQ09AA3 | 40MCCAQ09XA3 |  | 9000 | 10900 | 24 | 13 | 12.4 | 1.8 | 90 | 96 | 209270289
LBG Products | LBHB24DUWO | LMHB24DZDI |  | 24000 | 24000 | 21.2 | 12.5 | 10.3 | 2.2 | 67 | 76 | 208130822
THERMOCORE SYSTEMS | T5HH27S-H209-C | T3-OS209-EC |  | 9000 | 10000 | 20 | 13 | 10 | 1.9 | 75 | 74 | 209549011
NAPOLEON | NDHAS26-09-O | NDHAS26-09-I |  | 9000 | 12000 | 28.1 | 16.2 | 11.5 | 2 | 79 | 88 | 207683233
SEA BREEZE+ | SZ24H424ZMO | FC24H424ZMI |  | 24000 | 24000 | 21.2 | 12.5 | 10.3 | 2.2 | 67 | 76 | 208128281
MOOVAIR | DMA09HOS25230E8 | DUA09HICU230X5 |  | 9000 | 10000 | 20 | 13 | 10 | 1.9 | 75 | 74 | 207742502
KENMORE | DLCSRBH09AAK | DLFSHCH09XAK |  | 9000 | 12000 | 28.1 | 16.2 | 11.5 | 2 | 79 | 88 | 208447657
CLASSIC | MRSVHC24AS | MUVHC24S |  | 24000 | 24000 | 21.2 | 12.5 | 10.3 | 2.2 | 67 | 76 | 209843008
ICONIC AIR SOLUTION | ICOO09AK | IFOC09IK |  | 9000 | 10000 | 20 | 13 | 10 | 1.9 | 75 | 74 | 214389544
CARRIER | 38MARBQ09AA3 | 40MAHBQ09XA3 |  | 9000 | 12000 | 28.1 | 16.2 | 11.5 | 2 | 79 | 88 | 206348135
C&H | CH-ES24-230VO | CH-24MSPHFC-230VI |  | 24000 | 24000 | 21.2 | 12.5 | 10.3 | 2.2 | 67 | 76 | 207742326
AIRDACH | ACSH0924VM2-D | AICH0900VM1-D |  | 9000 | 10000 | 20 | 13 | 10 | 1.9 | 75 | 74 | 213363365
ACIQ | ACIQ-09ZPL-HP230B | ACIQ-09W-HH-MB |  | 9000 | 12000 | 28.1 | 16.2 | 11.5 | 2 | 79 | 88 | 207825531
DUCANE | 4DHP2S09S-1P | D22C109S4-1P |  | 9000 | 10000 | 20 | 13 | 10 | 1.9 | 75 | 74 | 208128195
STEALTH | ACIQ-09ZPL-HP230B | ACIQ-09W-HH-MB |  | 9000 | 12000 | 28.1 | 16.2 | 11.5 | 2 | 79 | 88 | 212316157
ELIOS | DEA09HOS25230E8 | DUA09HICU230X5 |  | 9000 | 10000 | 20 | 13 | 10 | 1.9 | 75 | 74 | 207742433
MRCOOL | O-HH-09-HP-C-230B | O-09-HP-WMAH-230B |  | 9000 | 12000 | 28.1 | 16.2 | 11.5 | 2 | 79 | 88 | 208552819
Star Air Kontrol | SAK-09-CC/220V | SAK-09-CC/220V |  | 9000 | 10000 | 20 | 13 | 10 | 1.9 | 75 | 74 | 213279891
TEMPSTAR | DLCSRBH09AAK | DLFSHCH09XAK |  | 9000 | 12000 | 28.1 | 16.2 | 11.5 | 2 | 79 | 88 | 208447673
MDV | MOX330-09HFN1-MY5W | MCA3U-09HRFN1-M(C) |  | 9000 | 9800 | 20.5 | 13 | 10.3 | 1.8 | 92 | 102 | 206330122
Cooper&Hunter | CH-ES09-230VO | CH-09MCT-W |  | 9000 | 10000 | 20 | 13 | 10 | 1.9 | 75 | 74 | 213265560
Convectair | 8028-C09-O | 8028-C09-I |  | 9000 | 12000 | 28.1 | 16.2 | 11.5 | 2 | 79 | 88 | 207709204
LBG Products | LBHB09DUWO | LMHB09DSI |  | 9000 | 10000 | 20 | 13 | 10 | 1.9 | 75 | 74 | 208130807
Alsetria | MOX330-09HFN1-MY5W | MSEPB-09HRFN1-MY5W(GA) |  | 9000 | 12000 | 28.1 | 16.2 | 11.5 | 2 | 79 | 88 | 208121901
MIDEA | MOX230-09HFN1-MW5W | CCA3U-09HRFN1-M(C) |  | 9000 | 10000 | 20 | 13 | 10 | 1.9 | 75 | 74 | 208568353
ACIQ | ACIQ-09ZPL-HP230B | ACIQ-09W-HH-MC |  | 9000 | 12000 | 28.1 | 16.2 | 11.5 | 2 | 79 | 88 | 210857315
C&H | CH-ES09-230VO | CH-09MSPHCT-230VI |  | 9000 | 10000 | 20 | 13 | 10 | 1.9 | 75 | 74 | 207742316
MRCOOL | O-HH-09-HP-C-230A | O-09-HP-WMAH-230B |  | 9000 | 12000 | 28.1 | 16.2 | 11.5 | 2 | 79 | 88 | 207339161
AirEase | 4DHPS209S-1P | D22C109S4-1P |  | 9000 | 10000 | 20 | 13 | 10 | 1.9 | 75 | 74 | 208106727
COMFORT-AIRE | A-VMH09SV-1 | B-VMH09SV-1 |  | 9000 | 12000 | 28.1 | 16.2 | 11.5 | 2 | 79 | 88 | 207657386
Durastar | DRA1U09S1B | DRAC09F1A |  | 9000 | 10000 | 20 | 13 | 10 | 1.9 | 75 | 74 | 207787134
DIYCOOL | ACIQ-09ZPL-HP230B | ACIQ-09W-HH-MB |  | 9000 | 12000 | 28.1 | 16.2 | 11.5 | 2 | 79 | 88 | 207825550
CONCORD | 4DHPS209S-1P | D22C109S4-1P |  | 9000 | 10000 | 20 | 13 | 10 | 1.9 | 75 | 74 | 208106749
THERMOCORE SYSTEMS | T5HH28S-H209-C | T5HH28S-H209-E |  | 9000 | 12000 | 28.1 | 16.2 | 11.5 | 2 | 79 | 88 | 209549007
CARRIER | 38MARBQ09AA3 | 40MBCQ09---3 |  | 9000 | 9800 | 20.5 | 13 | 10.3 | 1.8 | 92 | 102 | 206350327
PIONEER | YN009GMFI22RPE | CB009GMFILCFHD |  | 9000 | 10000 | 20 | 13 | 10 | 1.9 | 75 | 74 | 208191857
HEIL | DLCSRBH09AAK | DLFSHCH09XAK |  | 9000 | 12000 | 28.1 | 16.2 | 11.5 | 2 | 79 | 88 | 208447641
Allied | 4DHP2S09S-1P | D22C109S4-1P |  | 9000 | 10000 | 20 | 13 | 10 | 1.9 | 75 | 74 | 208128183
BRYANT | 38MARBQ09AA3 | 40MBCQ09---3 |  | 9000 | 9800 | 20.5 | 13 | 10.3 | 1.8 | 92 | 102 | 206350338
PAYNE | 38MARBQ09AA3 | 40MBCQ09---3 |  | 9000 | 9800 | 20.5 | 13 | 10.3 | 1.8 | 92 | 102 | 206350349
Weathermaker | 38MARBQ09AA3 | 40MBCQ09---3 |  | 9000 | 9800 | 20.5 | 13 | 10.3 | 1.8 | 92 | 102 | 206350360
MIDEA | 38MARBQ09AA3 | 40MBCQ09---3 |  | 9000 | 9800 | 20.5 | 13 | 10.3 | 1.8 | 92 | 102 | 206350371
MIDEA | DLCSRBH18AAK | DLFSFAH18XAK |  | 17000 | 18000 | 20.5 | 12.5 | 9.8 | 1.86 | 67 | 93 | 206350455
Cooper&Hunter | CH-HPR18-230VO | CH-18MSPHFC-230VI |  | 17000 | 18000 | 20.5 | 12.5 | 9.8 | 1.86 | 67 | 93 | 210799598
CTMorley | MOU-A18H-2 | MIU-A18F-2 |  | 17000 | 18000 | 20.5 | 12.5 | 9.8 | 1.86 | 67 | 93 | 209843063
SEA BREEZE+ | HSZ18H424ZMO | FC18H424ZMI |  | 17000 | 18000 | 20.5 | 12.5 | 9.8 | 1.86 | 67 | 93 | 212595653
COMFORTSTAR | CHF18CD(O) | FPA-18 |  | 17000 | 18000 | 20.5 | 12.5 | 9.8 | 1.86 | 67 | 93 | 207658960
KENMORE | DLCSRBH18AAK | DLFSFAH18XAK |  | 17000 | 18000 | 20.5 | 12.5 | 9.8 | 1.86 | 67 | 93 | 206350444
Breeze33 | BZ33-HYP18OUT2-G2-P | BZ33-IFMU18-P |  | 17000 | 18000 | 20.5 | 12.5 | 9.8 | 1.86 | 67 | 93 | 207862083
DIRECT AIR | MOX430-17HFN1-MT0W | MUEU-18HRFN1-M(C) |  | 17000 | 18000 | 20.5 | 12.5 | 9.8 | 1.86 | 67 | 93 | 206377758
BRYANT | 38MARBQ18AA3 | 40MBFQ18---3 |  | 17000 | 18000 | 20.5 | 12.5 | 9.8 | 1.86 | 67 | 93 | 206350345
PAYNE | 38MARBQ18AA3 | 40MBFQ18---3 |  | 17000 | 18000 | 20.5 | 12.5 | 9.8 | 1.86 | 67 | 93 | 206350356
DIYCOOL | ACIQ-18ZPL-HP230B | ACIQ-18FM-HH-MB |  | 17000 | 18000 | 20.5 | 12.5 | 9.8 | 1.86 | 67 | 93 | 207825562
HEIL | DLCSRBH18AAK | DLFSFAH18XAK |  | 17000 | 18000 | 20.5 | 12.5 | 9.8 | 1.86 | 67 | 93 | 206350422
MDV | MOX430-17HFN1-MT0W | MCA3U-18HRFN1-M(C) |  | 16000 | 17000 | 20 | 12.5 | 9.5 | 1.75 | 92 | 94 | 206330131
Mitsutomo | HO-SZ18-AB-Q | HF-UZ18-AB-Q |  | 17000 | 18000 | 20.5 | 12.5 | 9.8 | 1.86 | 67 | 93 | 214056572
Durastar | DRA1H18S1A | DRAF18F1A |  | 17000 | 18000 | 20.5 | 12.5 | 9.8 | 1.86 | 67 | 93 | 210568119
Weathermaker | 38MARBQ18AA3 | 40MBFQ18---3 |  | 17000 | 18000 | 20.5 | 12.5 | 9.8 | 1.86 | 67 | 93 | 206350367
ACIQ | ACIQ-18ZPL-HP230B | ACIQ-18FM-HH-MB |  | 17000 | 18000 | 20.5 | 12.5 | 9.8 | 1.86 | 67 | 93 | 207825543
CARRIER | 38MARBQ18AA3 | 40MBFQ18---3 |  | 17000 | 18000 | 20.5 | 12.5 | 9.8 | 1.86 | 67 | 93 | 206350334
KLIMAIRE | KSIH018-H220-O-2 | KUIR18-H2 |  | 17000 | 18000 | 20.5 | 12.5 | 9.8 | 1.86 | 67 | 93 | 209862173
TRUST AIR CONDITIONERS | OAH18H/O4S4P | IUMFC18H/I41P |  | 17000 | 18000 | 20.5 | 12.5 | 9.8 | 1.86 | 67 | 93 | 208816938
KERR | A-KMH18SV-1 | B-KMH18UU-1 |  | 17000 | 18000 | 20.5 | 12.5 | 9.8 | 1.86 | 67 | 93 | 210568250
LBG Products | LBHB18DVWO | LMHB18DZDI |  | 17000 | 18000 | 20.5 | 12.5 | 9.8 | 1.86 | 67 | 93 | 208130844
STEALTH | ACIQ-18ZPL-HP230B | ACIQ-18FM-HH-MB |  | 17000 | 18000 | 20.5 | 12.5 | 9.8 | 1.86 | 67 | 93 | 212316169
AIRQUEST | DLCSRBH18AAK | DLFSFAH18XAK |  | 17000 | 18000 | 20.5 | 12.5 | 9.8 | 1.86 | 67 | 93 | 206350488
Breeze33 | HSZ18H424ZMO | FC18H424ZMI |  | 17000 | 18000 | 20.5 | 12.5 | 9.8 | 1.86 | 67 | 93 | 211277592
KEEPRITE | DLCSRBH18AAK | DLFSFAH18XAK |  | 17000 | 18000 | 20.5 | 12.5 | 9.8 | 1.86 | 67 | 93 | 206350433
KERR | A-KMH18SU-1A | B-KMH18CU-1 |  | 16000 | 17000 | 20 | 12.5 | 9.5 | 1.75 | 92 | 94 | 206347317
PolarWave | ACIQ-18ZPL-HP230B | ACIQ-18FM-HH-MB |  | 17000 | 18000 | 20.5 | 12.5 | 9.8 | 1.86 | 67 | 93 | 212316083
CARRIER | 38MARBQ18AA3 | 40MBCQ18---3 |  | 16000 | 17000 | 20 | 12.5 | 9.5 | 1.75 | 92 | 94 | 206350332
Cooper&Hunter | CH-ES09-230VO | CH-09MOLVWM-230VI |  | 9000 | 10000 | 24 | 14.7 | 11.6 | 2.25 | 81 | 75 | 210799559
THERMOCORE SYSTEMS | T5HH27S-H206-C | T5HH27S-H206-E |  | 6000 | 7000 | 26.5 | 15.8 | 13.6 | 2.1 | 121 | 107 | 209549006
C&H | CH-HPR06F9-230VO | CH-06MOLVWM-230VI |  | 6000 | 7000 | 23.5 | 15 | 12 | 1.84 | 107 | 101 | 207740518
Durastar | DRA1U24S1B | DRAC24F1B |  | 24000 | 25000 | 21.5 | 12.5 | 9.7 | 2.2 | 76 | 74 | 207787144
PULAIR | MOSH-1092AC | MISH-1092AC |  | 9000 | 10000 | 24 | 14.7 | 11.6 | 2.25 | 81 | 75 | 214312533
LPS Legacy | DLCSRBH06AAK | DLFSHCH06XAK |  | 6000 | 7000 | 26.5 | 15.8 | 13.6 | 2.1 | 121 | 107 | 211756600
Cooper&Hunter | CH-HPR06F9-230VO | CH-06MOLVWM-230VI |  | 6000 | 7000 | 23.5 | 15 | 12 | 1.84 | 107 | 101 | 210799565
KLIMAIRE | KSIE024-H220-O-2 | KTIS24-H2 |  | 24000 | 25000 | 21.5 | 12.5 | 9.7 | 2.2 | 76 | 74 | 212316045
ApooDr | AGN24-09H220V1B | AGN24-09H220V1A |  | 9000 | 10000 | 24 | 14.7 | 11.6 | 2.25 | 81 | 75 | 209157090
LPS Legacy | DLCSRBH06AAK | DLFSHBH06XAK |  | 6000 | 7000 | 23.5 | 15 | 12 | 1.84 | 107 | 101 | 211756558
EMI | MHSZ106DA | MHWAL06DA |  | 6000 | 7000 | 26.5 | 15.8 | 13.6 | 2.1 | 121 | 107 | 208121923
Relief Sciences | LANG09OD25-1 | LANG09ID-25 |  | 9000 | 10000 | 24 | 14.7 | 11.6 | 2.25 | 81 | 75 | 210655373
ICONIC AIR SOLUTION | ICOO24AK | IFOC24IK |  | 24000 | 25000 | 21.5 | 12.5 | 9.7 | 2.2 | 76 | 74 | 214389547
Wells | WSA-06HFMO | WSA-06HFMI |  | 6000 | 7000 | 23.5 | 15 | 12 | 1.84 | 107 | 101 | 214421468
Conforto | MHSZ106DA | MHWAL06DA |  | 6000 | 7000 | 26.5 | 15.8 | 13.6 | 2.1 | 121 | 107 | 210605801
SEA BREEZE+ | SZ9H424ZMO | WM6H424ZMI |  | 6000 | 7000 | 23.5 | 15 | 12 | 1.84 | 107 | 101 | 208128266
AI AIR CONDITIONING | AO24-09N1-M1H | AW25-09N1-M1 |  | 9000 | 10000 | 24 | 14.7 | 11.6 | 2.25 | 81 | 75 | 213769938
THERMOCORE SYSTEMS | T5HH22S-H224-C | T3-OS224-EC |  | 24000 | 25000 | 21.5 | 12.5 | 9.7 | 2.2 | 76 | 74 | 209549014
CARRIER | 38MARBQ06AA3 | 40MAHBQ06XA3 |  | 6000 | 7000 | 26.5 | 15.8 | 13.6 | 2.1 | 121 | 107 | 207188939
KEEPRITE | DLCSRBH06AAK | DLFSHBH06XAK |  | 6000 | 7000 | 23.5 | 15 | 12 | 1.84 | 107 | 101 | 207188917
Durastar | DRA1U09S1B | DRAW09F1B |  | 9000 | 10000 | 24 | 14.7 | 11.6 | 2.25 | 81 | 75 | 207787130
KENMORE | DLCSRBH06AAK | DLFSHCH06XAK |  | 6000 | 7000 | 26.5 | 15.8 | 13.6 | 2.1 | 121 | 107 | 208447661
LENNOX | LISH024000P431-D | LICH4024180P431-D |  | 24000 | 25000 | 21.5 | 12.5 | 9.7 | 2.2 | 76 | 74 | 207825606
MIDEA | MOX230-09HFN1-MW5W | MSAG11B-09HRFN1-MX7W(GA) |  | 9000 | 10000 | 24 | 14.7 | 11.6 | 2.25 | 81 | 75 | 207821930
Allied | 4DHPS209S-1P | DWM206S4-1P |  | 6000 | 7000 | 26.5 | 15.8 | 13.6 | 2.1 | 121 | 107 | 208106761
CLASSIC | MRSVHC24AS | MC4VHC24S |  | 24000 | 25000 | 21.5 | 12.5 | 9.7 | 2.2 | 76 | 74 | 209842998
C&H | CH-ES09-230VO | CH-09MOLVWM-230VI |  | 9000 | 10000 | 24 | 14.7 | 11.6 | 2.25 | 81 | 75 | 207740512
COMFORTMAKER | DLCSRBH06AAK | DLFSHCH06XAK |  | 6000 | 7000 | 26.5 | 15.8 | 13.6 | 2.1 | 121 | 107 | 208447629
SEA BREEZE+ | SZ24H424ZMO | CA24H424ZMI |  | 24000 | 25000 | 21.5 | 12.5 | 9.7 | 2.2 | 76 | 74 | 208128273
SLIMAIR | SHC09VE2AG | SHM09VE2AG |  | 9000 | 10000 | 24 | 14.7 | 11.6 | 2.25 | 81 | 75 | 208447936
HEIL | DLCSRBH06AAK | DLFSHCH06XAK |  | 6000 | 7000 | 26.5 | 15.8 | 13.6 | 2.1 | 121 | 107 | 208447645
ICONIC AIR SOLUTION | ICOO09AK | IFOH09IK |  | 9000 | 10000 | 24 | 14.7 | 11.6 | 2.25 | 81 | 75 | 214389496
YONAN | YOD-24HFN1 | YCD-24HRFN1 |  | 24000 | 25000 | 21.5 | 12.5 | 9.7 | 2.2 | 76 | 74 | 208106979
Armstrong Air | 4DHPS209S-1P | DWM206S4-*P |  | 6000 | 7000 | 26.5 | 15.8 | 13.6 | 2.1 | 121 | 107 | 213279884
KADEN | KO-PSX24HP-2AAMA | KI-PSX24CT-2AAMA |  | 24000 | 25000 | 21.5 | 12.5 | 9.7 | 2.2 | 76 | 74 | 211793577
ECO-AIR | MOX230-09HFN1-MW5W | MSEPB-06HRFN1-MY5W |  | 6000 | 7000 | 26.5 | 15.8 | 13.6 | 2.1 | 121 | 107 | 208121863
COMFORTSTAR | CZP24CD(O) | TIP24 |  | 24000 | 25000 | 21.5 | 12.5 | 9.7 | 2.2 | 76 | 74 | 207765976
AirEase | 4DHPS209S-1P | DWM206S4-1P |  | 6000 | 7000 | 26.5 | 15.8 | 13.6 | 2.1 | 121 | 107 | 208106766
ELIOS | DEA24HOS25230E8 | DUA24HICU230X5 |  | 24000 | 25000 | 21.5 | 12.5 | 9.7 | 2.2 | 76 | 74 | 207742436
KANIONco | KWSM-06IR410AHS26.5ODU | KWSM-06IR410AHS26.5IDU |  | 6000 | 7000 | 26.5 | 15.8 | 13.6 | 2.1 | 121 | 107 | 213160460
TGM | MRSVHT24AS | MC4VHT24S |  | 24000 | 25000 | 21.5 | 12.5 | 9.7 | 2.2 | 76 | 74 | 209843014
COMFORT-AIRE | A-VMH06SV-1 | B-VMH06SV-1 |  | 6000 | 7000 | 26.5 | 15.8 | 13.6 | 2.1 | 121 | 107 | 207657385
PIONEER | YN024GMFI20RPD | CB024GMFILDFHE |  | 24000 | 25000 | 21.5 | 12.5 | 9.7 | 2.2 | 76 | 74 | 208121947
CONCORD | 4DHPS209S-1P | DWM206S4-*P |  | 6000 | 7000 | 26.5 | 15.8 | 13.6 | 2.1 | 121 | 107 | 213279885
ECO-AIR | MOD33-24HFN1-MT0W | MCD1-24HRFN1-MT0W(GA) |  | 24000 | 25000 | 21.5 | 12.5 | 9.7 | 2.2 | 76 | 74 | 211644059
MDV | MOX230-09HFN1-MW5W | MSABB-09HRFN1-MX0W |  | 9000 | 10000 | 24 | 14 | 11.4 | 2.18 | 83 | 78 | 207591144
C&H | CH-ES24-230VO | CH-N24MSPHCT-230VI |  | 24000 | 25000 | 21.5 | 12.5 | 9.7 | 2.2 | 76 | 74 | 207742324
TEMPSTAR | DLCSRBH06AAK | DLFSHCH06XAK |  | 6000 | 7000 | 26.5 | 15.8 | 13.6 | 2.1 | 121 | 107 | 208447677
LBG Products | LBHB24DUWO | LMHB24DSI |  | 24000 | 25000 | 21.5 | 12.5 | 9.7 | 2.2 | 76 | 74 | 208130810
PAYNE | 38MARBQ06AA3 | DHMAHBQ06XA3 |  | 6000 | 7000 | 26.5 | 15.8 | 13.6 | 2.1 | 121 | 107 | 207188935
Star Air Kontrol | SAK-24-CC/220V | SAK-24-CC/220V |  | 24000 | 25000 | 21.5 | 12.5 | 9.7 | 2.2 | 76 | 74 | 213279894
PolarWave | ACIQ-06ZPL-HP230B | ACIQ-06W-HH-MC |  | 6000 | 7000 | 26.5 | 15.8 | 13.6 | 2.1 | 121 | 107 | 212316098
DUCTLESSAIRE | DA0921-H2-O* | DA0921-H2-I* |  | 9000 | 10000 | 24 | 14 | 11.4 | 2.18 | 83 | 78 | 208136306
Alsetria | MOD33-24HFN1-MT0W | MCD1-24HRFN1-MT0W(GA) |  | 24000 | 25000 | 21.5 | 12.5 | 9.7 | 2.2 | 76 | 74 | 211644034
MIDEA | DLCSRBH06AAK | DLFSHCH06XAK |  | 6000 | 7000 | 26.5 | 15.8 | 13.6 | 2.1 | 121 | 107 | 208447669
KANIONco | KWSM-09IR410AHS24MV | KWSM-09IR410AHS24MV |  | 9000 | 10000 | 24 | 14 | 11.4 | 2.18 | 83 | 78 | 207699079
WILLIS | PUHW24KCH25S2-O | PUHW24KCH25S2-I |  | 22000 | 24000 | 24.5 | 13.1 | 9.5 | 1.75 | 63 | 67 | 214609737
WILLIS | PUHW09KCH26S2-O | PUHW09KCH26S2-I |  | 9100 | 10500 | 25.5 | 14.7 | 10.2 | 1.86 | 67 | 87 | 214609739
AUX | AM2-H18/2DR3B | ASW-H09B6A2/*R3DI-C9 |  | 18000 | 21000 | 23.3 | 12.5 | 11 | 2 | 86 | 104 | 214097940
AUX | AM3-H24/2DR3A | ASW-H07B0A2/*R3DI-C9 |  | 24000 | 24000 | 23 | 12.5 | 10 | 2 | 98 | 85 | 214097936
Kepler | ODUMOX230-09HFN1-BW0W | IDUMSEPB-09HRFN1-BW0W |  | 9000 | 10000 | 25 | 14.5 | 9.9 | 2.16 | 62 | 68 | 214610358
Kepler | ODUMOX230-12HFN1-BW0W | IDUMSEPB-12HRFN1-BW0W |  | 12000 | 12000 | 23.5 | 13 | 10 | 2.16 | 70 | 57 | 214610359
Kepler | ODUMOX230-09HFN1-MW5W | IDUMSEPB-09HRFN1-MY5W(GA) |  | 9000 | 10000 | 25.5 | 15 | 12.3 | 2.17 | 85 | 75 | 214610360
Kepler | ODUMOX230-12HFN1-MV5W | IDUMSEPB-12HRFN1-MW5W(GA) |  | 12000 | 12000 | 24.6 | 13.7 | 10.7 | 2.39 | 75 | 67 | 214610361
Kepler | ODUMOX430-18HFN1-MU0W | IDUMSEPC-18HRFN1-MU0W |  | 18000 | 19000 | 23.5 | 12.5 | 10.8 | 2.02 | 78 | 59 | 214610362
Kepler | ODUMOD33-24HFN1-MT0W | IDUMSEPD-24HRFN1-MU0W |  | 24000 | 25000 | 22 | 14 | 10 | 1.8 | 65 | 62 | 214610363
Kepler | ODUMOX230-09HFN1-MW5W | IDUCCA3U-09HRFN1-M(C) |  | 9000 | 10000 | 20 | 13 | 10 | 1.9 | 75 | 74 | 214610368
Kepler | ODUMOX230-12HFN1-MV5W | IDUCCA3U-12HRFN1-M(C) |  | 12000 | 12000 | 22.7 | 14 | 10 | 2.27 | 74 | 67 | 214610369
Kepler | ODUMOX430-18HFN1-MU0W | IDUCCA3U-18HRFN1-M(C) |  | 16000 | 19000 | 20.5 | 12.5 | 10.5 | 2.16 | 63 | 67 | 214610370
Kepler | ODUMOD33-24HFN1-MT0W | IDUMCD1-24HRFN1-MT0W(GA) |  | 24000 | 25000 | 21.5 | 12.5 | 9.7 | 2.2 | 76 | 74 | 214610371
Kepler | ODUMOX230-12HFN1-MV5W | IDUMFA2U-12HRFN1-MW5W |  | 12000 | 12000 | 25 | 13 | 11 | 2.38 | 77 | 70 | 214610372
EVO AIR | TSC-12HA2/I3TI23 | TSC-12HA2/I3TI23 |  | 12000 | 12000 | 23 | 13 | 9.5 | 1.8 | 63 | 76 | 214584773
ICONIC AIR SOLUTION | ICOO12AK | IFOF12IK |  | 12000 | 12000 | 22.7 | 13 | 10.2 | 2.26 | 75 | 70 | 214640130
ICONIC AIR SOLUTION | ICOO18AK | IFOF18IK |  | 18000 | 20000 | 23 | 12.5 | 10 | 2.08 | 64 | 65 | 214640131
ICONIC AIR SOLUTION | ICOO09AK | IFOB06-09IK |  | 9000 | 11000 | 22.5 | 13 | 11.5 | 2.34 | 73 | 70 | 214640133
ICONIC AIR SOLUTION | ICOO18AK | IFOB12-18IK |  | 18000 | 19000 | 21.8 | 12.5 | 10.7 | 2.3 | 64 | 69 | 214640134
GREE | GWH24ATEXF-D6DNA1G/O | GWH24ATEXF-D6DN***/I |  | 22000 | 24000 | 22 | 13.65 | 9.5 | 1.95 | 64 | 64 | 214640554
GREE | GWH24ATEXF-D6DNA1G/O | GWH24AWEXF-D6DN***/I |  | 22000 | 24000 | 22 | 13.65 | 9.5 | 1.95 | 64 | 64 | 214640555
ECO-AIR | MOX330-12HFN1-MW5W | MFA2U-12HRFN1-MW5W |  | 12000 | 12000 | 24.2 | 13.3 | 10.7 | 1.99 | 85 | 99 | 214655290
Mitsubishi Electric | MUZ-FW09NAHZ*** | MSZ-FW09NA*** |  | 9000 | 12000 | 33 | 18.4 | 13 | 2.26 | 63 | 135 | 211626455
Mitsubishi Electric | MUZ-FW06NAHZ*** | MSZ-FW06NA*** |  | 6000 | 9000 | 35 | 21.4 | 13 | 2.37 | 68 | 141 | 211626454
FUJITSU | AOUH12KMAS1 | ASUH12KMAS |  | 12000 | 14000 | 27.5 | 13.5 | 11.2 | 2.38 | 62 | 76 | 214390708
FUJITSU | AOUH09KMAS1 | ASUH09KMAS |  | 9000 | 12000 | 30 | 16.4 | 12.6 | 2.32 | 62 | 86 | 214390707
LENNOX | EL17XP1-018-230A** | CHX35-24B-**-*+TDR | SL280UH080NV48B* | 18000 | 18000 | 16.8 | 14 | 8.1 |  | 62 |  | 210288941

## Multi-Split Non-Ducted
Data current as of 05-09-2024
The data provided are the representations submitted to DOE by manufacturers and their third party representatives. DOE makes no representations or warranties regarding the accuracy of the data.
Outdoor Unit Brand | Outdoor Unit Model Number | Indoor Unit Brands | Indoor Unit Model Numbers | Air Mover Brands | Air Mover Model Numbers | Cooling Capacity in Btu per h | Heating Capacity in Btu per h | SEER2 in Btu per Wh | EER2 in Btu per Wh | HSPF2 in Btu per Wh | Coefficient of Performance COP at 5 Degrees F | Capacity Ratio Percent 17 F to 47 F | Capacity Ratio Percent 5 F to 47 F | AHRI Certified Reference Number (if Applicable)
LENNOX | VPB036H4M-3P | LENNOX | *** | *** | *** | 36000 | 37000 | 19.2 | 12.1 | 9.5 | 2.1 | 76 |  | 204631570
MIDEA | MV1-36DMN1-(C) | MIDEA | *** | *** | *** | 36000 | 37000 | 19.2 | 12.1 | 9.5 | 2.1 | 76 |  | 204631560
LENNOX | VPC036H4M-3PD* | LENNOX | *** | *** | *** | 36000 | 40000 | 19.2 | 12.1 | 9.5 | 1.8 | 70 |  | 212608408
MIDEA | MDV-V36WMN1TE* | MIDEA | *** | *** | *** | 36000 | 40000 | 19.2 | 12.1 | 9.5 | 1.8 | 70 |  | 212406544
Coleman | CVAHP048B21S* | Coleman | *** | *** | *** | 48000 | 54000 | 23.1 | 16.7 | 9.8 | 1.85 | 59 |  | 203994972
Coleman | CVAHP036B21S* | Coleman | *** | *** | *** | 36000 | 40000 | 22.2 | 16.7 | 10.8 | 1.81 | 60 |  | 203994971
HITACHI | HVAHP048B21S* | HITACHI | *** | *** | *** | 48000 | 54000 | 23.1 | 16.7 | 9.8 | 1.85 | 59 |  | 203994970
HITACHI | HVAHP036B21S* | HITACHI | *** | *** | *** | 36000 | 40000 | 22.2 | 16.7 | 10.8 | 1.81 | 60 |  | 203994969
YORK | YVAHP048B21S* | YORK | *** | *** | *** | 48000 | 54000 | 23.1 | 16.7 | 9.8 | 1.85 | 59 |  | 203994968
YORK | YVAHP036B21S* | YORK | *** | *** | *** | 36000 | 40000 | 22.2 | 16.7 | 10.8 | 1.81 | 60 |  | 203994967
NAKS | NAKS-MULTI AC-48K-208-230 | NAKS | *** | *** | *** | 48000 | 48000 | 21.1 | 11 | 9.5 | 1.8 | 75 |  | 212432525
NAKS | NAKS-MULTI AC-18K-208-230 | NAKS | *** | *** | *** | 18000 | 19000 | 21 | 12.5 | 10.2 | 2 | 76 |  | 212432522
AIC TECHNOLOGIES | NAKS-MULTI AC-18K-208-230 | AIC TECHNOLOGIES | *** | *** | *** | 18000 | 19000 | 21 | 12.5 | 10.2 | 2 | 76 |  | 212432518
AIC TECHNOLOGIES | NAKS-MULTI AC-48K-208-230 | AIC TECHNOLOGIES | *** | *** | *** | 48000 | 48000 | 21.1 | 11 | 9.5 | 1.8 | 75 |  | 212432521
AIC TECHNOLOGIES | NAKS-MULTI AC-36K-208-230 | AIC TECHNOLOGIES | *** | *** | *** | 36000 | 37000 | 23.1 | 10.6 | 9.6 | 1.8 | 71 |  | 212432520
NAKS | NAKS-MULTI AC-36K-208-230 | NAKS | *** | *** | *** | 36000 | 37000 | 23.1 | 10.6 | 9.6 | 1.8 | 71 |  | 212432524
Mitsubishi Electric | MXZ-4C36NA3*** | Mitsubishi Electric | *** | *** | *** | 35400 | 36000 | 19.2 | 9.4 | 9.8 | 2.53 | 62 |  | 209836200
Mitsubishi Electric | MXZ-3C24NA3*** | Mitsubishi Electric | *** | *** | *** | 22000 | 25000 | 20 | 13.6 | 9.5 | 2.36 | 58 |  | 209836198
Trane / Mitsubishi Electric | NTXMPH30A132B* | Trane / Mitsubishi Electric | *** | *** | *** | 28400 | 28600 | 18 | 12.5 | 9.7 | 2.07 | 63 |  | 209836196
Trane / Mitsubishi Electric | NTXMMX36A142B* | Trane / Mitsubishi Electric | *** | *** | *** | 35400 | 36000 | 19.2 | 9.4 | 9.8 | 2.53 | 62 |  | 209836192
Trane / Mitsubishi Electric | NTXMMX24A132B* | Trane / Mitsubishi Electric | *** | *** | *** | 22000 | 25000 | 20 | 13.6 | 9.5 | 2.36 | 58 |  | 209836190
American Standard / Mitsubishi Electric | NTXMMX36A142C* | American Standard / Mitsubishi Electric | *** | *** | *** | 35400 | 36000 | 19.2 | 9.4 | 9.8 | 2.39 | 62 |  | 209319660
American Standard / Mitsubishi Electric | NTXMMX30A132C* | American Standard / Mitsubishi Electric | *** | *** | *** | 28400 | 28600 | 19 | 10.6 | 10 | 2.41 | 65 |  | 209319657
Trane / Mitsubishi Electric | NTXMMX36A142C* | Trane / Mitsubishi Electric | *** | *** | *** | 35400 | 36000 | 19.2 | 9.4 | 9.8 | 2.39 | 62 |  | 209310462
Trane / Mitsubishi Electric | NTXMMX30A132C* | Trane / Mitsubishi Electric | *** | *** | *** | 28400 | 28600 | 19 | 10.6 | 10 | 2.41 | 65 |  | 209310460
Mitsubishi Electric | MXZ-4C36NA4*** | Mitsubishi Electric | *** | *** | *** | 35400 | 36000 | 19.2 | 9.4 | 9.8 | 2.39 | 62 |  | 209310457
Mitsubishi Electric | MXZ-3C30NA4*** | Mitsubishi Electric | *** | *** | *** | 28400 | 28600 | 19 | 10.6 | 10 | 2.41 | 65 |  | 209310455
Trane / Mitsubishi Electric | NTXMSH48A182A* | Trane / Mitsubishi Electric | *** | *** | *** | 48000 | 54000 | 23 | 13.1 | 11.5 | 2.23 | 72 |  | 207517167
Trane / Mitsubishi Electric | NTXMSH42A152A* | Trane / Mitsubishi Electric | *** | *** | *** | 42000 | 48000 | 21.5 | 13.4 | 11.1 | 2.26 | 67 |  | 207517164
Mitsubishi Electric | MXZ-SM48NAMHZ | Mitsubishi Electric | *** | *** | *** | 48000 | 54000 | 23 | 13.1 | 11.5 | 2.23 | 72 |  | 207517158
Mitsubishi Electric | MXZ-SM42NAMHZ | Mitsubishi Electric | *** | *** | *** | 42000 | 48000 | 21.5 | 13.4 | 11.1 | 2.26 | 67 |  | 207517154
Trane / Mitsubishi Electric | NTXMSM48A182B* | Trane / Mitsubishi Electric | *** | *** | *** | 48000 | 50000 | 23 | 13.1 | 10.4 | 2.12 | 63 |  | 211016626
Trane / Mitsubishi Electric | NTXMSM60A182B* | Trane / Mitsubishi Electric | *** | *** | *** | 60000 | 66000 | 20 | 13.3 | 10.5 | 2.33 | 63 |  | 211016477
Trane / Mitsubishi Electric | NTXMSH48A182B* | Trane / Mitsubishi Electric | *** | *** | *** | 48000 | 54000 | 23 | 13.1 | 11.5 | 2.23 | 72 |  | 211016474
Trane / Mitsubishi Electric | NTXMSH42A152B* | Trane / Mitsubishi Electric | *** | *** | *** | 42000 | 48000 | 21.5 | 13.4 | 11.1 | 2.26 | 67 |  | 211016470
Trane / Mitsubishi Electric | NTXMSH36A142B* | Trane / Mitsubishi Electric | *** | *** | *** | 36000 | 42000 | 23 | 15 | 12 | 2.38 | 78 |  | 211016467
Trane / Mitsubishi Electric | NTXMSM36A142B* | Trane / Mitsubishi Electric | *** | *** | *** | 36000 | 41000 | 23 | 15 | 11 | 2.26 | 64 |  | 211016464
Mitsubishi Electric | MXZ-SM60NAM2 | Mitsubishi Electric | *** | *** | *** | 60000 | 66000 | 20 | 13.3 | 10.5 | 2.33 | 63 |  | 211016461
Mitsubishi Electric | MXZ-SM48NAMHZ2 | Mitsubishi Electric | *** | *** | *** | 48000 | 54000 | 23 | 13.1 | 11.5 | 2.23 | 72 |  | 211016458
Mitsubishi Electric | MXZ-SM48NAM2 | Mitsubishi Electric | *** | *** | *** | 48000 | 50000 | 23 | 13.1 | 10.4 | 2.12 | 63 |  | 211016455
Mitsubishi Electric | MXZ-SM42NAMHZ2 | Mitsubishi Electric | *** | *** | *** | 42000 | 48000 | 21.5 | 13.4 | 11.1 | 2.26 | 67 |  | 211016452
Mitsubishi Electric | MXZ-SM36NAMHZ2 | Mitsubishi Electric | *** | *** | *** | 36000 | 42000 | 23 | 15 | 12 | 2.38 | 78 |  | 211016449
Mitsubishi Electric | MXZ-SM36NAM2 | Mitsubishi Electric | *** | *** | *** | 36000 | 41000 | 23 | 15 | 11 | 2.26 | 64 |  | 210540181
Stealth Comfort | SC-27Z-HH-M3 | Stealth Comfort | *** | *** | *** | 22000 | 26000 | 20 | 12 | 10 | 1.8 | 69 |  | 208674945
Stealth Comfort | SC-18Z-HH-M2 | Stealth Comfort | *** | *** | *** | 18000 | 21000 | 20 | 12 | 10 | 1.81 | 81 |  | 208674942
DIYCOOL | SC-27Z-HH-M3 | DIYCOOL | *** | *** | *** | 22000 | 26000 | 20 | 12 | 10 | 1.8 | 69 |  | 208674933
DIYCOOL | SC-18Z-HH-M2 | DIYCOOL | *** | *** | *** | 18000 | 21000 | 20 | 12 | 10 | 1.81 | 81 |  | 208674930
ACIQ | SC-27Z-HH-M3 | ACIQ | *** | *** | *** | 22000 | 26000 | 20 | 12 | 10 | 1.8 | 69 |  | 208674921
ACIQ | SC-18Z-HH-M2 | ACIQ | *** | *** | *** | 18000 | 21000 | 20 | 12 | 10 | 1.81 | 81 |  | 208674918
1HVAC | SC-27Z-HH-M3 | 1HVAC | *** | *** | *** | 22000 | 26000 | 20 | 12 | 10 | 1.8 | 69 |  | 208674909
1HVAC | SC-18Z-HH-M2 | 1HVAC | *** | *** | *** | 18000 | 21000 | 20 | 12 | 10 | 1.81 | 81 |  | 208674906
SMARTFLEX | DHS24CMB22S | SMARTFLEX | *** | *** | *** | 22000 | 26000 | 20 | 12 | 10 | 1.8 | 69 |  | 207616614
SMARTFLEX | DHS18CMB22S | SMARTFLEX | *** | *** | *** | 18000 | 21000 | 20 | 12 | 10 | 1.81 | 81 |  | 207616612
Coleman | DHS24CMB22S | Coleman | *** | *** | *** | 22000 | 26000 | 20 | 12 | 10 | 1.8 | 69 |  | 207616594
Coleman | DHS18CMB22S | Coleman | *** | *** | *** | 18000 | 21000 | 20 | 12 | 10 | 1.81 | 81 |  | 207616592
CHAMPION | DHS24CMB22S | CHAMPION | *** | *** | *** | 22000 | 26000 | 20 | 12 | 10 | 1.8 | 69 |  | 207616574
CHAMPION | DHS18CMB22S | CHAMPION | *** | *** | *** | 18000 | 21000 | 20 | 12 | 10 | 1.81 | 81 |  | 207616572
Luxaire | DHS24CMB22S | Luxaire | *** | *** | *** | 22000 | 26000 | 20 | 12 | 10 | 1.8 | 69 |  | 207616554
Luxaire | DHS18CMB22S | Luxaire | *** | *** | *** | 18000 | 21000 | 20 | 12 | 10 | 1.81 | 81 |  | 207616552
York | DHS24CMB22S | York | *** | *** | *** | 22000 | 26000 | 20 | 12 | 10 | 1.8 | 69 |  | 207616534
York | DHS18CMB22S | York | *** | *** | *** | 18000 | 21000 | 20 | 12 | 10 | 1.81 | 81 |  | 207616532
LBG Products | LMUH24DWO | LBG Products | *** | *** | *** | 22000 | 26000 | 20 | 12 | 10 | 1.8 | 69 |  | 206726756
LBG Products | LMUH18DWO | LBG Products | *** | *** | *** | 18000 | 21000 | 20 | 12 | 10 | 1.81 | 81 |  | 206726754
ACD | MUD24KCH23S-O | ACD | *** | *** | *** | 22000 | 26000 | 20 | 12 | 10 | 1.8 | 69 |  | 206428585
ACD | MUD18KCH23S-O | ACD | *** | *** | *** | 18000 | 21000 | 20 | 12 | 10 | 1.81 | 81 |  | 206428584
BLUERIDGE | BMKH24M23UH | BLUERIDGE | *** | *** | *** | 22000 | 26000 | 20 | 12 | 10 | 1.8 | 69 |  | 206221554
BLUERIDGE | BMKH18M23UH | BLUERIDGE | *** | *** | *** | 18000 | 21000 | 20 | 12 | 10 | 1.81 | 81 |  | 206221553
KINGHOME | KM24UH5O | KINGHOME | *** | *** | *** | 22000 | 26000 | 20 | 12 | 10 | 1.8 | 69 |  | 204462623
KINGHOME | KM18UH5O | KINGHOME | *** | *** | *** | 18000 | 21000 | 20 | 12 | 10 | 1.81 | 81 |  | 204462622
TOSOT | TM24H5O | TOSOT | *** | *** | *** | 22000 | 26000 | 20 | 12 | 10 | 1.8 | 69 |  | 204344219
TOSOT | TM18H5O | TOSOT | *** | *** | *** | 18000 | 21000 | 20 | 12 | 10 | 1.81 | 81 |  | 204344218
AMERICAN STANDARD | 4TXM2324A13NU** | AMERICAN STANDARD | *** | *** | *** | 22000 | 26000 | 20 | 12 | 10 | 1.8 | 69 |  | 204340537
TRANE | 4TXM2324A13NU** | TRANE | *** | *** | *** | 22000 | 26000 | 20 | 12 | 10 | 1.8 | 69 |  | 204340536
AMERICAN STANDARD | 4TXM2318A12NU** | AMERICAN STANDARD | *** | *** | *** | 18000 | 21000 | 20 | 12 | 10 | 1.81 | 81 |  | 204340535
TRANE | 4TXM2318A12NU** | TRANE | *** | *** | *** | 18000 | 21000 | 20 | 12 | 10 | 1.81 | 81 |  | 204340534
GREE | MULTIU24HP230V1DO | GREE | *** | *** | *** | 22000 | 26000 | 20 | 12 | 10 | 1.8 | 69 |  | 203989086
GREE | MULTIU18HP230V1DO | GREE | *** | *** | *** | 18000 | 21000 | 20 | 12 | 10 | 1.81 | 81 |  | 203989085
GREE | GWHD(24)ND3JO | GREE | *** | *** | *** | 22000 | 26000 | 20 | 12 | 10 | 1.8 | 69 |  | 202557961
GREE | GWHD(18)ND3JO | GREE | *** | *** | *** | 18000 | 21000 | 20 | 12 | 10 | 1.81 | 81 |  | 202557960
TOSOT | TM36HMO | TOSOT | *** | *** | *** | 34000 | 36000 | 21 | 12 | 10 | 1.82 | 86 |  | 211727024
TOSOT | TM30HMO | TOSOT | *** | *** | *** | 28400 | 30000 | 21 | 12.5 | 10 | 1.84 | 91 |  | 211727023
TOSOT | TM24HMO | TOSOT | *** | *** | *** | 23200 | 24000 | 21 | 12.5 | 10 | 2.1 | 98 |  | 211727022
TOSOT | TM18HMO | TOSOT | *** | *** | *** | 17000 | 18000 | 21 | 12 | 10 | 2.22 | 82 |  | 211727021
AireForce | GXH36(10.6)FMK4DH-1 | AireForce | *** | *** | *** | 34000 | 36000 | 21 | 12 | 10 | 1.82 | 86 |  | 211635195
AireForce | GXH30(8.8)FMK4DH-1 | AireForce | *** | *** | *** | 28400 | 30000 | 21 | 12.5 | 10 | 1.84 | 91 |  | 211635194
AireForce | GXH24(7.0)FMK4DH-1 | AireForce | *** | *** | *** | 23200 | 24000 | 21 | 12.5 | 10 | 2.1 | 98 |  | 211635193
AireForce | GXH18(5.3)FMK4DH-1 | AireForce | *** | *** | *** | 17000 | 18000 | 21 | 12 | 10 | 2.22 | 82 |  | 211635192
KINGHOME | KM36H5O | KINGHOME | *** | *** | *** | 34000 | 36000 | 21 | 12 | 10 | 1.82 | 86 |  | 211497155
KINGHOME | KM30H5O | KINGHOME | *** | *** | *** | 28400 | 30000 | 21 | 12.5 | 10 | 1.84 | 91 |  | 211497154
KINGHOME | KM24H5O | KINGHOME | *** | *** | *** | 23200 | 24000 | 21 | 12.5 | 10 | 2.1 | 98 |  | 211497153
KINGHOME | KM18H5O | KINGHOME | *** | *** | *** | 17000 | 18000 | 21 | 12 | 10 | 2.22 | 82 |  | 211497152
WABBAN | BBM36HX4O | WABBAN | *** | *** | *** | 34000 | 36000 | 21 | 12 | 10 | 1.82 | 86 |  | 211174354
WABBAN | BBM30HX4O | WABBAN | *** | *** | *** | 28400 | 30000 | 21 | 12.5 | 10 | 1.84 | 91 |  | 211174353
WABBAN | BBM24HX4O | WABBAN | *** | *** | *** | 23200 | 24000 | 21 | 12.5 | 10 | 2.1 | 98 |  | 211174352
WABBAN | BBM18HX4O | WABBAN | *** | *** | *** | 17000 | 18000 | 21 | 12 | 10 | 2.22 | 82 |  | 211174351
BOREAL | MBRS36HPJ1OE | BOREAL | *** | *** | *** | 34000 | 36000 | 21 | 12 | 10 | 1.82 | 86 |  | 211174349
BOREAL | MBRS30HPJ1OE | BOREAL | *** | *** | *** | 28400 | 30000 | 21 | 12.5 | 10 | 1.84 | 91 |  | 211174348
BOREAL | MBRS24HPJ1OE | BOREAL | *** | *** | *** | 23200 | 24000 | 21 | 12.5 | 10 | 2.1 | 98 |  | 211174347
BOREAL | MBRS18HPJ1OE | BOREAL | *** | *** | *** | 17000 | 18000 | 21 | 12 | 10 | 2.22 | 82 |  | 211174346
TOSOT | TM36HX4O | TOSOT | *** | *** | *** | 34000 | 36000 | 21 | 12 | 10 | 1.82 | 86 |  | 211164242
TOSOT | TM30HX4O | TOSOT | *** | *** | *** | 28400 | 30000 | 21 | 12.5 | 10 | 1.84 | 91 |  | 211164241
TOSOT | TM24HX4O | TOSOT | *** | *** | *** | 23200 | 24000 | 21 | 12.5 | 10 | 2.1 | 98 |  | 211164240
TOSOT | TM18HX4O | TOSOT | *** | *** | *** | 17000 | 18000 | 21 | 12 | 10 | 2.22 | 82 |  | 211164239
AC PRO.COM | AWHD(36)ND3MO | AC PRO.COM | *** | *** | *** | 34000 | 36000 | 21 | 12 | 10 | 1.82 | 86 |  | 210838022
AC PRO.COM | AWHD(30)ND3MO | AC PRO.COM | *** | *** | *** | 28400 | 30000 | 21 | 12.5 | 10 | 1.84 | 91 |  | 210838019
AC PRO.COM | AWHD(24)ND3MO | AC PRO.COM | *** | *** | *** | 23200 | 24000 | 21 | 12.5 | 10 | 2.1 | 98 |  | 210838016
AC PRO.COM | AWHD(18)ND3MO | AC PRO.COM | *** | *** | *** | 17000 | 18000 | 21 | 12 | 10 | 2.22 | 82 |  | 210838013
ACD | MPD36KCH21SB-O | ACD | *** | *** | *** | 34000 | 36000 | 21 | 12 | 10 | 1.82 | 86 |  | 210534130
BLUERIDGE | BMKH24MC | BLUERIDGE | *** | *** | *** | 23200 | 24000 | 21 | 12.5 | 10 | 2.1 | 98 |  | 210534146
BLUERIDGE | BMKH30MC | BLUERIDGE | *** | *** | *** | 28400 | 30000 | 21 | 12.5 | 10 | 1.84 | 91 |  | 210534147
BLUERIDGE | BMKH18MC | BLUERIDGE | *** | *** | *** | 17000 | 18000 | 21 | 12 | 10 | 2.22 | 82 |  | 210534145
COMFORT-AIRE | A-VFH24TC-1 | COMFORT-AIRE | *** | *** | *** | 23200 | 24000 | 21 | 12.5 | 10 | 2.1 | 98 |  | 212524533
COMFORT-AIRE | A-VFH18DC-1 | COMFORT-AIRE | *** | *** | *** | 17000 | 18000 | 21 | 12 | 10 | 2.22 | 82 |  | 212508372
ACD | MPD30KCH21SB-O | ACD | *** | *** | *** | 28400 | 30000 | 21 | 12.5 | 10 | 1.84 | 91 |  | 210534129
ACD | MPD24KCH21SB-O | ACD | *** | *** | *** | 23200 | 24000 | 21 | 12.5 | 10 | 2.1 | 98 |  | 210534128
ACD | MPD18KCH21SB-O | ACD | *** | *** | *** | 17000 | 18000 | 21 | 12 | 10 | 2.22 | 82 |  | 210534127
RUNTRU | M4THM1936A14N** | RUNTRU | *** | *** | *** | 34000 | 36000 | 19 | 12 | 10 | 1.82 | 86 |  | 210488277
RUNTRU | M4THM1930A14N** | RUNTRU | *** | *** | *** | 28400 | 30000 | 19 | 12.5 | 10 | 1.84 | 91 |  | 210488276
RUNTRU | M4THM1924A13N** | RUNTRU | *** | *** | *** | 23200 | 24000 | 19 | 12.5 | 10 | 2.1 | 98 |  | 210488275
RUNTRU | M4THM1918A12N** | RUNTRU | *** | *** | *** | 17000 | 18000 | 19 | 12 | 10 | 2.22 | 82 |  | 210488274
Ameristar | M4THM1936A14N** | Ameristar | *** | *** | *** | 34000 | 36000 | 19 | 12 | 10 | 1.82 | 86 |  | 210488262
Ameristar | M4THM1930A14N** | Ameristar | *** | *** | *** | 28400 | 30000 | 19 | 12.5 | 10 | 1.84 | 91 |  | 210488261
Ameristar | M4THM1924A13N** | Ameristar | *** | *** | *** | 23200 | 24000 | 19 | 12.5 | 10 | 2.1 | 98 |  | 210488260
Ameristar | M4THM1918A12N** | Ameristar | *** | *** | *** | 17000 | 18000 | 19 | 12 | 10 | 2.22 | 82 |  | 210488259
GREE | GWHD(36)ND3NO | GREE | *** | *** | *** | 34000 | 36000 | 19 | 12 | 10 | 1.82 | 86 |  | 210485365
GREE | GWHD(30)ND3NO | GREE | *** | *** | *** | 28400 | 30000 | 19 | 12.5 | 10 | 1.84 | 91 |  | 210485364
GREE | GWHD(24)ND3NO | GREE | *** | *** | *** | 23200 | 24000 | 19 | 12.5 | 10 | 2.1 | 98 |  | 210485363
GREE | GWHD(18)ND3NO | GREE | *** | *** | *** | 17000 | 18000 | 19 | 12 | 10 | 2.22 | 82 |  | 210485362
AMERICAN STANDARD | 4TXM2136A14N0** | AMERICAN STANDARD | *** | *** | *** | 34000 | 36000 | 21 | 12 | 10 | 1.82 | 86 |  | 210435423
AMERICAN STANDARD | 4TXM2130A14N0** | AMERICAN STANDARD | *** | *** | *** | 28400 | 30000 | 21 | 12.5 | 10 | 1.84 | 91 |  | 210435422
AMERICAN STANDARD | 4TXM2124A13N0** | AMERICAN STANDARD | *** | *** | *** | 23200 | 24000 | 21 | 12.5 | 10 | 2.1 | 98 |  | 210435421
AMERICAN STANDARD | 4TXM2118A12N0** | AMERICAN STANDARD | *** | *** | *** | 17000 | 18000 | 21 | 12 | 10 | 2.22 | 82 |  | 210435420
TRANE | 4TXM2136A14N0** | TRANE | *** | *** | *** | 34000 | 36000 | 21 | 12 | 10 | 1.82 | 86 |  | 210435408
TRANE | 4TXM2130A14N0** | TRANE | *** | *** | *** | 28400 | 30000 | 21 | 12.5 | 10 | 1.84 | 91 |  | 210435407
TRANE | 4TXM2124A13N0** | TRANE | *** | *** | *** | 23200 | 24000 | 21 | 12.5 | 10 | 2.1 | 98 |  | 210435406
TRANE | 4TXM2118A12N0** | TRANE | *** | *** | *** | 17000 | 18000 | 21 | 12 | 10 | 2.22 | 82 |  | 210435405
GREE | MULTI36HP230V1EO | GREE | *** | *** | *** | 34000 | 36000 | 21 | 12 | 10 | 1.82 | 86 |  | 210278979
GREE | MULTI30HP230V1EO | GREE | *** | *** | *** | 28400 | 30000 | 21 | 12.5 | 10 | 1.84 | 91 |  | 210278977
GREE | MULTI24HP230V1EO | GREE | *** | *** | *** | 23200 | 24000 | 21 | 12.5 | 10 | 2.1 | 98 |  | 210278975
GREE | MULTI18HP230V1EO | GREE | *** | *** | *** | 17000 | 18000 | 21 | 12 | 10 | 2.22 | 82 |  | 210278973
AIRTEMP | GXH30(8.8)FMK4DH-1 | AIRTEMP | *** | *** | *** | 28400 | 30000 | 21 | 12.5 | 10 | 1.84 | 91 |  | 210276807
AIRTEMP | GXH24(7.0)FMK4DH-1 | AIRTEMP | *** | *** | *** | 23200 | 24000 | 21 | 12.5 | 10 | 2.1 | 98 |  | 210276806
AIRTEMP | GXH18(5.3)FMK4DH-1 | AIRTEMP | *** | *** | *** | 17000 | 18000 | 21 | 12 | 10 | 2.22 | 82 |  | 210276805
AIRTEMP | GXH36(10.6)FMK4DH-1 | AIRTEMP | *** | *** | *** | 34000 | 36000 | 21 | 12 | 10 | 1.82 | 86 |  | 210276803
GIBSON | GXH30(8.8)FMK4DH-1 | GIBSON | *** | *** | *** | 28400 | 30000 | 21 | 12.5 | 10 | 1.84 | 91 |  | 210276802
GIBSON | GXH24(7.0)FMK4DH-1 | GIBSON | *** | *** | *** | 23200 | 24000 | 21 | 12.5 | 10 | 2.1 | 98 |  | 210276801
GIBSON | GXH18(5.3)FMK4DH-1 | GIBSON | *** | *** | *** | 17000 | 18000 | 21 | 12 | 10 | 2.22 | 82 |  | 210276800
GIBSON | GXH36(10.6)FMK4DH-1 | GIBSON | *** | *** | *** | 34000 | 36000 | 21 | 12 | 10 | 1.82 | 86 |  | 210276798
LENNOX | LIZ036HO-210P432-1 | LENNOX | *** | *** | *** | 34000 | 36000 | 21 | 12 | 10 | 1.82 | 86 |  | 209179150
LENNOX | LIZ030HO-210P432-1 | LENNOX | *** | *** | *** | 28400 | 30000 | 21 | 12.5 | 10 | 1.84 | 91 |  | 209179147
LENNOX | LIZ024HO-210P432-1 | LENNOX | *** | *** | *** | 23200 | 24000 | 21 | 12.5 | 10 | 2.1 | 98 |  | 209179144
LENNOX | LIZ018HO-210P432-1 | LENNOX | *** | *** | *** | 17000 | 18000 | 21 | 12 | 10 | 2.22 | 82 |  | 209179141
GREE | GWHD(30)ND3MO | GREE | *** | *** | *** | 28400 | 30000 | 21 | 12.5 | 10 | 1.84 | 91 |  | 208786091
GREE | GWHD(24)ND3MO | GREE | *** | *** | *** | 23200 | 24000 | 21 | 12.5 | 10 | 2.1 | 98 |  | 208786090
GREE | GWHD(18)ND3MO | GREE | *** | *** | *** | 17000 | 18000 | 21 | 12 | 10 | 2.22 | 82 |  | 208786089
GREE | GWHD(36)ND3MO | GREE | *** | *** | *** | 34000 | 36000 | 21 | 12 | 10 | 1.82 | 86 |  | 208786087
GE Appliances | ASH324JCDD** | GE Appliances | *** | *** | *** | 22600 | 25000 | 22 | 12.8 | 10 | 1.8 | 64 |  | 207698999
HAIER | 3U24MS2HD** | HAIER | *** | *** | *** | 22600 | 25000 | 22 | 12.8 | 10 | 1.8 | 64 |  | 207698998
GE Appliances | ASH436NCDD** | GE Appliances | *** | *** | *** | 33400 | 36000 | 19 | 9.3 | 9.5 | 2 | 66 |  | 210154196
GE Appliances | ASH324NCDD** | GE Appliances | *** | *** | *** | 22000 | 26000 | 19.5 | 12 | 10.2 | 1.9 | 65 |  | 210154192
GE Appliances | ASH220NCDD** | GE Appliances | *** | *** | *** | 18000 | 22000 | 18 | 12 | 10.2 | 2 | 64 |  | 210154187
HAIER | 4U36EH2HD** | HAIER | *** | *** | *** | 33400 | 36000 | 19 | 9.3 | 9.5 | 2 | 66 |  | 210082201
HAIER | 3U24EH2HD** | HAIER | *** | *** | *** | 22000 | 26000 | 19.5 | 12 | 10.2 | 1.9 | 65 |  | 210082198
HAIER | 2U20EH2HD** | HAIER | *** | *** | *** | 18000 | 22000 | 18 | 12 | 10.2 | 2 | 64 |  | 210082195
Hitachi | RAM-S36U4HLAE | Hitachi | *** | *** | *** | 36000 | 40000 | 19 | 12.5 | 9.7 | 2.06 | 63 |  | 206186276
LENNOX VRF | VEP060C432P2 | LENNOX VRF | *** | *** | *** | 60000 | 64000 | 20 | 10.5 | 9.8 | 2.3 | 64 |  | 206764041
GREE | GMV-60WL/C-T(U) | GREE | *** | *** | *** | 60000 | 64000 | 20 | 10.5 | 9.8 | 2.3 | 64 |  | 206335355
LENNOX VRF | VEP048C432P2 | LENNOX VRF | *** | *** | *** | 48000 | 54000 | 22 | 10.5 | 9.8 | 2.3 | 59 |  | 206764039
GREE | GMV-48WL/C-T(U) | GREE | *** | *** | *** | 48000 | 54000 | 22 | 10.5 | 9.8 | 2.3 | 59 |  | 206335354
LENNOX VRF | VEP036C432P2 | LENNOX VRF | *** | *** | *** | 37600 | 42000 | 22 | 11.5 | 9.8 | 2.3 | 60 |  | 206764037
GREE | GMV-36WL/C-T(U) | GREE | *** | *** | *** | 37600 | 42000 | 22 | 11.5 | 9.8 | 2.3 | 60 |  | 206335353
MAX-R | MAX-R24K35MZGR | MAX-R | *** | *** | *** | 22000 | 26000 | 20 | 12 | 10 | 1.8 | 69 |  | 207338196
MAX-R | MAX-R18K35MZGR | MAX-R | *** | *** | *** | 18000 | 21000 | 20 | 12 | 10 | 1.81 | 81 |  | 207338195
GREE | GWHD(18)ND3PO | GREE | *** | *** | *** | 18000 | 19000 | 21 | 12 | 10 | 2.2 | 74 |  | 211752944
COMFORMATIC | GFMCX24-H2 | COMFORMATIC | *** | *** | *** | 23200 | 24000 | 21 | 12.5 | 10 | 2.1 | 98 |  | 212925602
COMFORMATIC | GFMCX18-H2 | COMFORMATIC | *** | *** | *** | 17000 | 18000 | 21 | 12 | 10 | 2.22 | 82 |  | 212925599
Trane / Mitsubishi Electric | NTXMMX36A142C** | Trane / Mitsubishi Electric | *** | *** | *** | 35400 | 36000 | 19.2 | 9.4 | 9.8 | 2.39 | 62 |  | 212925497
Trane / Mitsubishi Electric | NTXMMX30A132C** | Trane / Mitsubishi Electric | *** | *** | *** | 28400 | 28600 | 19 | 10.6 | 10 | 2.41 | 65 |  | 212925494
Trane / Mitsubishi Electric | NTXMMX36A142B** | Trane / Mitsubishi Electric | *** | *** | *** | 35400 | 36000 | 19.2 | 9.4 | 9.8 | 2.53 | 62 |  | 212925495
Mitsubishi Electric | MXZ-4C36NA4-** | Mitsubishi Electric | *** | *** | *** | 35400 | 36000 | 19.2 | 9.4 | 9.8 | 2.39 | 62 |  | 212925464
Mitsubishi Electric | MXZ-3C30NA4-** | Mitsubishi Electric | *** | *** | *** | 28400 | 28600 | 19 | 10.6 | 10 | 2.41 | 65 |  | 212925522
Mitsubishi Electric | MXZ-4C36NA3**** | Mitsubishi Electric | *** | *** | *** | 35400 | 36000 | 19.2 | 9.4 | 9.8 | 2.53 | 62 |  | 212925463
American Standard / Mitsubishi Electric | NTXMMX36A142C** | American Standard / Mitsubishi Electric | *** | *** | *** | 35400 | 36000 | 19.2 | 9.4 | 9.8 | 2.39 | 62 |  | 212925496
American Standard / Mitsubishi Electric | NTXMMX30A132C** | American Standard / Mitsubishi Electric | *** | *** | *** | 28400 | 28600 | 19 | 10.6 | 10 | 2.41 | 65 |  | 212925493
Mitsubishi Electric | MXZ-2C20NA4-** | Mitsubishi Electric | *** | *** | *** | 18000 | 22000 | 20 | 12.7 | 9.7 | 2.36 | 61 |  | 212927578
Trane / Mitsubishi Electric | NTXMMX20A122C** | Trane / Mitsubishi Electric | *** | *** | *** | 18000 | 22000 | 20 | 12.7 | 9.7 | 2.36 | 61 |  | 212925488
DAIKIN | 3MXL24WMVJU* | DAIKIN | *** | *** | *** | 24000 | 24000 | 18 | 11.7 | 9.7 | 1.8 | 65 |  | 210722665
DAIKIN | 3MXS24WMVJU* | DAIKIN | *** | *** | *** | 24000 | 24000 | 18 | 11.7 | 9.7 | 1.8 | 65 |  | 210722661
Mitsubishi Electric | MXZ-SM48NAMHZ*** | Mitsubishi Electric | *** | *** | *** | 48000 | 54000 | 23 | 13.1 | 11.5 | 2.23 | 72 |  | 213248840
Mitsubishi Electric | MXZ-SM42NAMHZ*** | Mitsubishi Electric | *** | *** | *** | 42000 | 48000 | 21.5 | 13.4 | 11.1 | 2.26 | 67 |  | 213248833
Trane / Mitsubishi Electric | NTXMSH42A152A** | Trane / Mitsubishi Electric | *** | *** | *** | 42000 | 48000 | 21.5 | 13.4 | 11.1 | 2.26 | 67 |  | 213248949
Trane / Mitsubishi Electric | NTXMSH48A182A** | Trane / Mitsubishi Electric | *** | *** | *** | 48000 | 54000 | 23 | 13.1 | 11.5 | 2.23 | 72 |  | 213248956
SHARP | AE-X2M20TU | SHARP | *** | *** | *** | 19000 | 22000 | 20 | 12.5 | 10 | 2.34 | 64 |  | 8740800
KINGHOME | KW48HVRO | KINGHOME | *** | *** | *** | 48000 | 54000 | 22 | 10.5 | 9.8 | 2.3 | 59 |  | 211644115
KINGHOME | KW36HVRO | KINGHOME | *** | *** | *** | 37600 | 42000 | 22 | 11.5 | 9.8 | 2.3 | 60 |  | 211644114
GREE | GMV-60WL/C-T(U) | GREE | *** | *** | *** | 60000 | 64000 | 20 | 10.5 | 9.8 | 2.3 | 64 |  | 206335355
LENNOX VRF | VEP060C432P2 | LENNOX VRF | *** | *** | *** | 60000 | 64000 | 20 | 10.5 | 9.8 | 2.3 | 64 |  | 206764041
LENNOX VRF | VEP048C432P2 | LENNOX VRF | *** | *** | *** | 48000 | 54000 | 22 | 10.5 | 9.8 | 2.3 | 59 |  | 206764039
GREE | GMV-48WL/C-T(U) | GREE | *** | *** | *** | 48000 | 54000 | 22 | 10.5 | 9.8 | 2.3 | 59 |  | 206335354
LENNOX VRF | VEP036C432P2 | LENNOX VRF | *** | *** | *** | 37600 | 42000 | 22 | 11.5 | 9.8 | 2.3 | 60 |  | 206764037
GREE | GMV-36WL/C-T(U) | GREE | *** | *** | *** | 37600 | 42000 | 22 | 11.5 | 9.8 | 2.3 | 60 |  | 206335353
AMERICAN STANDARD | 4TXM2324A13NU** | AMERICAN STANDARD | *** | *** | *** | 22000 | 26000 | 20 | 12 | 10 | 1.8 | 69 |  | 204340537
ACD | MUD24KCH23S-O | ACD | *** | *** | *** | 22000 | 26000 | 20 | 12 | 10 | 1.8 | 69 |  | 206428585
CHAMPION | DHS24CMB22S | CHAMPION | *** | *** | *** | 22000 | 26000 | 20 | 12 | 10 | 1.8 | 69 |  | 207616574
BLUERIDGE | BMKH24M23UH | BLUERIDGE | *** | *** | *** | 22000 | 26000 | 20 | 12 | 10 | 1.8 | 69 |  | 206221554
TRANE | 4TXM2324A13NU** | TRANE | *** | *** | *** | 22000 | 26000 | 20 | 12 | 10 | 1.8 | 69 |  | 204340536
ACIQ | SC-27Z-HH-M3 | ACIQ | *** | *** | *** | 22000 | 26000 | 20 | 12 | 10 | 1.8 | 69 |  | 208674921
SMARTFLEX | DHS24CMB22S | SMARTFLEX | *** | *** | *** | 22000 | 26000 | 20 | 12 | 10 | 1.8 | 69 |  | 207616614
1HVAC | SC-27Z-HH-M3 | 1HVAC | *** | *** | *** | 22000 | 26000 | 20 | 12 | 10 | 1.8 | 69 |  | 208674909
Luxaire | DHS24CMB22S | Luxaire | *** | *** | *** | 22000 | 26000 | 20 | 12 | 10 | 1.8 | 69 |  | 207616554
York | DHS24CMB22S | York | *** | *** | *** | 22000 | 26000 | 20 | 12 | 10 | 1.8 | 69 |  | 207616534
GREE | GWHD(24)ND3JO | GREE | *** | *** | *** | 22000 | 26000 | 20 | 12 | 10 | 1.8 | 69 |  | 202557961
Coleman | DHS24CMB22S | Coleman | *** | *** | *** | 22000 | 26000 | 20 | 12 | 10 | 1.8 | 69 |  | 207616594
Stealth Comfort | SC-27Z-HH-M3 | Stealth Comfort | *** | *** | *** | 22000 | 26000 | 20 | 12 | 10 | 1.8 | 69 |  | 208674945
DIYCOOL | SC-27Z-HH-M3 | DIYCOOL | *** | *** | *** | 22000 | 26000 | 20 | 12 | 10 | 1.8 | 69 |  | 208674933
MAX-R | MAX-R24K35MZGR | MAX-R | *** | *** | *** | 22000 | 26000 | 20 | 12 | 10 | 1.8 | 69 |  | 207338196
LBG Products | LMUH24DWO | LBG Products | *** | *** | *** | 22000 | 26000 | 20 | 12 | 10 | 1.8 | 69 |  | 206726756
GREE | MULTIU18HP230V1DO | GREE | *** | *** | *** | 18000 | 21000 | 20 | 12 | 10 | 1.81 | 81 |  | 203989085
BLUERIDGE | BMKH18M23UH | BLUERIDGE | *** | *** | *** | 18000 | 21000 | 20 | 12 | 10 | 1.81 | 81 |  | 206221553
1HVAC | SC-18Z-HH-M2 | 1HVAC | *** | *** | *** | 18000 | 21000 | 20 | 12 | 10 | 1.81 | 81 |  | 208674906
ACIQ | SC-18Z-HH-M2 | ACIQ | *** | *** | *** | 18000 | 21000 | 20 | 12 | 10 | 1.81 | 81 |  | 208674918
DIYCOOL | SC-18Z-HH-M2 | DIYCOOL | *** | *** | *** | 18000 | 21000 | 20 | 12 | 10 | 1.81 | 81 |  | 208674930
Stealth Comfort | SC-18Z-HH-M2 | Stealth Comfort | *** | *** | *** | 18000 | 21000 | 20 | 12 | 10 | 1.81 | 81 |  | 208674942
GREE | MULTIU24HP230V1DO | GREE | *** | *** | *** | 22000 | 26000 | 20 | 12 | 10 | 1.8 | 69 |  | 203989086
TOSOT | TM18H5O | TOSOT | *** | *** | *** | 18000 | 21000 | 20 | 12 | 10 | 1.81 | 81 |  | 204344218
TOSOT | TM24H5O | TOSOT | *** | *** | *** | 22000 | 26000 | 20 | 12 | 10 | 1.8 | 69 |  | 204344219
KINGHOME | KM18UH5O | KINGHOME | *** | *** | *** | 18000 | 21000 | 20 | 12 | 10 | 1.81 | 81 |  | 204462622
KINGHOME | KM24UH5O | KINGHOME | *** | *** | *** | 22000 | 26000 | 20 | 12 | 10 | 1.8 | 69 |  | 204462623
GREE | GWHD(18)ND3PO | GREE | *** | *** | *** | 18000 | 19000 | 21 | 12 | 10 | 2.2 | 74 |  | 211752944
RUNTRU | M4THM1942A15N** | RUNTRU | *** | *** | *** | 36000 | 40000 | 19 | 12 | 10 | 1.92 | 89 |  | 210488278
Ameristar | M4THM1942A15N** | Ameristar | *** | *** | *** | 36000 | 40000 | 19 | 12 | 10 | 1.92 | 89 |  | 210488263
RUNTRU | M4THM1936A14N** | RUNTRU | *** | *** | *** | 34000 | 36000 | 19 | 12 | 10 | 1.82 | 86 |  | 210488277
GREE | GWHD(42)ND3NO | GREE | *** | *** | *** | 36000 | 40000 | 19 | 12 | 10 | 1.92 | 89 |  | 210485366
Ameristar | M4THM1936A14N** | Ameristar | *** | *** | *** | 34000 | 36000 | 19 | 12 | 10 | 1.82 | 86 |  | 210488262
GREE | GWHD(36)ND3NO | GREE | *** | *** | *** | 34000 | 36000 | 19 | 12 | 10 | 1.82 | 86 |  | 210485365
RUNTRU | M4THM1930A14N** | RUNTRU | *** | *** | *** | 28400 | 30000 | 19 | 12.5 | 10 | 1.84 | 91 |  | 210488276
Ameristar | M4THM1930A14N** | Ameristar | *** | *** | *** | 28400 | 30000 | 19 | 12.5 | 10 | 1.84 | 91 |  | 210488261
GREE | GWHD(30)ND3NO | GREE | *** | *** | *** | 28400 | 30000 | 19 | 12.5 | 10 | 1.84 | 91 |  | 210485364
RUNTRU | M4THM1924A13N** | RUNTRU | *** | *** | *** | 23200 | 24000 | 19 | 12.5 | 10 | 2.1 | 98 |  | 210488275
Ameristar | M4THM1924A13N** | Ameristar | *** | *** | *** | 23200 | 24000 | 19 | 12.5 | 10 | 2.1 | 98 |  | 210488260
GREE | GWHD(24)ND3NO | GREE | *** | *** | *** | 23200 | 24000 | 19 | 12.5 | 10 | 2.1 | 98 |  | 210485363
RUNTRU | M4THM1918A12N** | RUNTRU | *** | *** | *** | 17000 | 18000 | 19 | 12 | 10 | 2.22 | 82 |  | 210488274
Ameristar | M4THM1918A12N** | Ameristar | *** | *** | *** | 17000 | 18000 | 19 | 12 | 10 | 2.22 | 82 |  | 210488259
GREE | GWHD(18)ND3NO | GREE | *** | *** | *** | 17000 | 18000 | 19 | 12 | 10 | 2.22 | 82 |  | 210485362
TOSOT | TMVRF-OD60KHP | TOSOT | *** | *** | *** | 60000 | 64000 | 20 | 10.5 | 9.8 | 2.3 | 64 |  | 212117658
TOSOT | TMVRF-OD48KHP | TOSOT | *** | *** | *** | 48000 | 54000 | 22 | 10.5 | 9.8 | 2.3 | 59 |  | 212117656
TOSOT | TMVRF-OD36KHP | TOSOT | *** | *** | *** | 37600 | 42000 | 22 | 11.5 | 9.8 | 2.3 | 60 |  | 212117654
CHAMPION | DHS18CMB22S | CHAMPION | *** | *** | *** | 18000 | 21000 | 20 | 12 | 10 | 1.81 | 81 |  | 207616572
Luxaire | DHS18CMB22S | Luxaire | *** | *** | *** | 18000 | 21000 | 20 | 12 | 10 | 1.81 | 81 |  | 207616552
TRANE | 4TXM2318A12NU** | TRANE | *** | *** | *** | 18000 | 21000 | 20 | 12 | 10 | 1.81 | 81 |  | 204340534
SMARTFLEX | DHS18CMB22S | SMARTFLEX | *** | *** | *** | 18000 | 21000 | 20 | 12 | 10 | 1.81 | 81 |  | 207616612
LBG Products | LMUH18DWO | LBG Products | *** | *** | *** | 18000 | 21000 | 20 | 12 | 10 | 1.81 | 81 |  | 206726754
York | DHS18CMB22S | York | *** | *** | *** | 18000 | 21000 | 20 | 12 | 10 | 1.81 | 81 |  | 207616532
AMERICAN STANDARD | 4TXM2318A12NU** | AMERICAN STANDARD | *** | *** | *** | 18000 | 21000 | 20 | 12 | 10 | 1.81 | 81 |  | 204340535
Coleman | DHS18CMB22S | Coleman | *** | *** | *** | 18000 | 21000 | 20 | 12 | 10 | 1.81 | 81 |  | 207616592
ACD | MUD18KCH23S-O | ACD | *** | *** | *** | 18000 | 21000 | 20 | 12 | 10 | 1.81 | 81 |  | 206428584
MAX-R | MAX-R18K35MZGR | MAX-R | *** | *** | *** | 18000 | 21000 | 20 | 12 | 10 | 1.81 | 81 |  | 207338195
GREE | GWHD(18)ND3JO | GREE | *** | *** | *** | 18000 | 21000 | 20 | 12 | 10 | 1.81 | 81 |  | 202557960
Mitsubishi Electric | MXZ-SM60NAM | Mitsubishi Electric | *** | *** | *** | 60000 | 66000 | 20 | 13.3 | 10.5 | 2.33 | 63 |  | 207517160
Mitsubishi Electric | MXZ-SM48NAM | Mitsubishi Electric | *** | *** | *** | 48000 | 54000 | 23 | 13.1 | 10.4 | 2.05 | 58 |  | 207517156
Mitsubishi Electric | MXZ-SM36NAMHZ | Mitsubishi Electric | *** | *** | *** | 36000 | 42000 | 23 | 15 | 12 | 2.38 | 78 |  | 207517152
Mitsubishi Electric | MXZ-SM36NAM | Mitsubishi Electric | *** | *** | *** | 36000 | 42000 | 23 | 15 | 11 | 2.24 | 63 |  | 207517150
Mitsubishi Electric | MXZ-SM60NAM*** | Mitsubishi Electric | *** | *** | *** | 60000 | 66000 | 20 | 13.3 | 10.5 | 2.33 | 63 |  | 213248844
Mitsubishi Electric | MXZ-SM48NAM*** | Mitsubishi Electric | *** | *** | *** | 48000 | 54000 | 23 | 13.1 | 10.4 | 2.05 | 58 |  | 213248836
Mitsubishi Electric | MXZ-SM36NAMHZ*** | Mitsubishi Electric | *** | *** | *** | 36000 | 42000 | 23 | 15 | 12 | 2.38 | 78 |  | 213248830
Mitsubishi Electric | MXZ-SM36NAM*** | Mitsubishi Electric | *** | *** | *** | 36000 | 42000 | 23 | 15 | 11 | 2.24 | 63 |  | 213248827
Trane / Mitsubishi Electric | NTXMSM60A182A* | Trane / Mitsubishi Electric | *** | *** | *** | 60000 | 66000 | 20 | 13.3 | 10.5 | 2.33 | 63 |  | 207517169
Trane / Mitsubishi Electric | NTXMSM48A182A* | Trane / Mitsubishi Electric | *** | *** | *** | 48000 | 54000 | 23 | 13.1 | 10.4 | 2.05 | 58 |  | 207518839
Trane / Mitsubishi Electric | NTXMSM36A142A* | Trane / Mitsubishi Electric | *** | *** | *** | 36000 | 42000 | 23 | 15 | 11 | 2.24 | 63 |  | 207517162
Trane / Mitsubishi Electric | NTXMSH36A142A* | Trane / Mitsubishi Electric | *** | *** | *** | 36000 | 42000 | 23 | 15 | 12 | 2.38 | 78 |  | 207517163
Trane / Mitsubishi Electric | NTXMSM60A182A** | Trane / Mitsubishi Electric | *** | *** | *** | 60000 | 66000 | 20 | 13.3 | 10.5 | 2.33 | 63 |  | 213248960
Trane / Mitsubishi Electric | NTXMSM48A182A** | Trane / Mitsubishi Electric | *** | *** | *** | 48000 | 54000 | 23 | 13.1 | 10.4 | 2.05 | 58 |  | 213248952
Trane / Mitsubishi Electric | NTXMSH36A142A** | Trane / Mitsubishi Electric | *** | *** | *** | 36000 | 42000 | 23 | 15 | 12 | 2.38 | 78 |  | 213248946
Trane / Mitsubishi Electric | NTXMSM36A142A** | Trane / Mitsubishi Electric | *** | *** | *** | 36000 | 42000 | 23 | 15 | 11 | 2.24 | 63 |  | 213248943
TOSHIBA CARRIER | MCY-MAP0607HS-UL* | TOSHIBA CARRIER | *** | *** | *** | 60000 | 66000 | 23.1 | 12.3 | 10.6 | 2.4 | 70 |  | 213350252
SAMSUNG | AJ020CXS3CH | SAMSUNG | *** | *** | *** | 21000 | 22000 | 23 | 15 | 10.5 | 1.95 | 61 |  | 213353367
SAMSUNG | AJ024CXS4CH | SAMSUNG | *** | *** | *** | 25000 | 25000 | 23 | 14.55 | 10.4 | 1.85 | 61 |  | 213353368
SAMSUNG | AJ030CXS4CH | SAMSUNG | *** | *** | *** | 28400 | 28600 | 22.5 | 13.5 | 10.4 | 1.81 | 61 |  | 213353369
SAMSUNG | AJ036CXS4CH | SAMSUNG | *** | *** | *** | 34000 | 36600 | 21.5 | 12.5 | 9.5 | 2.04 | 63 |  | 213353370
American Standard / Mitsubishi Electric | NTXMPH24A132C* | American Standard / Mitsubishi Electric | *** | *** | *** | 22000 | 25000 | 19 | 13.5 | 10 | 1.81 | 58 |  | 209424912
Trane / Mitsubishi Electric | NTXMPH24A132C* | Trane / Mitsubishi Electric | *** | *** | *** | 22000 | 25000 | 19 | 13.5 | 10 | 1.81 | 58 |  | 209424910
SAMSUNG | AM060NXMDCR | SAMSUNG | *** | *** | *** | 60000 | 66000 | 19 | 11.2 | 9.8 | 2 | 65 |  | 202083996
American Standard / Mitsubishi Electric | NTXMMX20A122C** | American Standard / Mitsubishi Electric | *** | *** | *** | 18000 | 22000 | 20 | 12.7 | 9.7 | 2.36 | 61 |  | 213499807
SAMSUNG | AM060MXMDCH | SAMSUNG | *** | *** | *** | 60000 | 66000 | 19 | 11.2 | 9.8 | 2 | 65 |  | 10147097
SAMSUNG | AM048NXMDCR | SAMSUNG | *** | *** | *** | 48000 | 54000 | 20.5 | 11.5 | 10 | 2 | 59 |  | 202057118
SAMSUNG | AM053NXMDCR | SAMSUNG | *** | *** | *** | 53000 | 61000 | 20 | 11.5 | 10 | 2 | 60 |  | 202083810
SAMSUNG | AM036NXMDCR | SAMSUNG | *** | *** | *** | 38000 | 42000 | 22 | 12.5 | 10 | 2.1 | 60 |  | 202098116
SAMSUNG | AM036TXMDCH | SAMSUNG | *** | *** | *** | 38000 | 42000 | 22 | 12.5 | 10 | 2.1 | 60 |  | 205142809
SAMSUNG | AM048TXMDCH | SAMSUNG | *** | *** | *** | 48000 | 54000 | 20.5 | 11.5 | 10 | 2 | 59 |  | 205142810
SAMSUNG | AM053TXMDCH | SAMSUNG | *** | *** | *** | 53000 | 61000 | 20 | 11.5 | 10 | 2 | 60 |  | 205230040
Orient Care | OUM36M410AGR30 | Orient Care | *** | *** | *** | 36000 | 37000 | 23.1 | 10.6 | 9.6 | 1.8 | 71 |  | 212920515
COMFORTMAKER | DLCMRAH27CAK | COMFORTMAKER | *** | *** | *** | 27000 | 27000 | 22 | 11.5 | 9.6 | 2.06 | 66 |  | 201835573
ARCOAIRE | DLCMRAH27CAK | ARCOAIRE | *** | *** | *** | 27000 | 27000 | 22 | 11.5 | 9.6 | 2.06 | 66 |  | 201835525
MIDEA | DLCMRAH27CAK | MIDEA | *** | *** | *** | 27000 | 27000 | 22 | 11.5 | 9.6 | 2.06 | 66 |  | 201771973
BRYANT | 38MGRQ30D--3 | BRYANT | *** | *** | *** | 30000 | 28000 | 22.5 | 12 | 9.5 | 1.85 | 88 |  | 9854627
CARRIER | 38MGRQ30D--3 | CARRIER | *** | *** | *** | 30000 | 28000 | 22.5 | 12 | 9.5 | 1.85 | 88 |  | 9854626
MDV | M4OH-30HFN1-M | MDV | *** | *** | *** | 30000 | 28000 | 22.5 | 12 | 9.5 | 1.85 | 88 |  | 9854619
MDV | M3OF-27HFN1-M** | MDV | *** | *** | *** | 27000 | 27000 | 22 | 11.5 | 9.6 | 2.06 | 66 |  | 8858349
Wells | WMCA-36HFMO | Wells | *** | *** | *** | 36000 | 36000 | 21 | 12 | 10.9 | 1.95 | 76 |  | 213307896
E·COLD | ECOLD-C36-MS-G0001 | E·COLD | *** | *** | *** | 36000 | 37000 | 23.1 | 10.6 | 9.6 | 1.8 | 71 |  | 213350754
MDV | M4OX630-36HFN1-M1X* | MDV | *** | *** | *** | 36000 | 36000 | 22.4 | 12.5 | 10.9 | 2 | 76 |  | 213301877
MDV | M4OX630-36HFN1-M1X | MDV | *** | *** | *** | 36000 | 36000 | 21 | 12 | 10.9 | 1.95 | 76 |  | 213301876
NG Trade | MOBMH360C | NG Trade | *** | *** | *** | 36000 | 37000 | 23.1 | 10.6 | 9.6 | 1.8 | 71 |  | 213307868
Wells | WMCA-55HFMO | Wells | *** | *** | *** | 55000 | 55000 | 20 | 10.5 | 9.5 | 1.8 | 63 |  | 213286784
Bladex | B40XS-36SPHP1 | Bladex | *** | *** | *** | 36000 | 36000 | 21 | 12 | 10.9 | 1.95 | 76 |  | 213307893
NG Trade | MOBMH180C | NG Trade | *** | *** | *** | 18000 | 19000 | 21 | 12.5 | 10.2 | 2 | 76 |  | 213307862
Wells | WMCA-27HFMO | Wells | *** | *** | *** | 27000 | 27000 | 20.5 | 11.8 | 9.6 | 1.8 | 83 |  | 213286778
Wells | WMMA-36HFMO | Wells | *** | *** | *** | 36000 | 37000 | 23.1 | 10.6 | 9.6 | 1.8 | 71 |  | 213286766
Wells | WMMA-55HFMO | Wells | *** | *** | *** | 55000 | 55000 | 20.2 | 10.5 | 9.6 | 1.8 | 66 |  | 213286772
Wells | WMCA-48HFMO | Wells | *** | *** | *** | 48000 | 49000 | 21.2 | 11 | 10 | 2 | 80 |  | 213286781
Wells | WMMA-48HFMO | Wells | *** | *** | *** | 48000 | 48000 | 21.1 | 11 | 9.5 | 1.8 | 75 |  | 213286769
Wells | WMMA-18HFMO | Wells | *** | *** | *** | 18000 | 19000 | 21 | 12.5 | 10.2 | 2 | 76 |  | 213286760
Airlux | AM5M48O/2022 | Airlux | *** | *** | *** | 48000 | 48000 | 21.1 | 11 | 9.5 | 1.8 | 75 |  | 213199194
ECO AC | EMH-5O48BBH | ECO AC | *** | *** | *** | 48000 | 49000 | 21.2 | 11 | 10 | 2 | 80 |  | 213088006
COVAC | M5OG-48HFN1-M | COVAC | *** | *** | *** | 48000 | 48000 | 21.1 | 11 | 9.5 | 1.8 | 75 |  | 213081436
Star Air Kontrol | SAK-60-20MUZ/220(OUT) | Star Air Kontrol | *** | *** | *** | 55000 | 55000 | 20.2 | 10.5 | 9.6 | 1.8 | 66 |  | 213081464
Nutech | N5OG-48HFN1-M | Nutech | *** | *** | *** | 48000 | 48000 | 21.1 | 11 | 9.5 | 1.8 | 75 |  | 212941764
Nutech | N4OG-36HFN1-M | Nutech | *** | *** | *** | 36000 | 37000 | 23.1 | 10.6 | 9.6 | 1.8 | 71 |  | 212941761
Nutech | N5OA-55HFN1-M | Nutech | *** | *** | *** | 55000 | 55000 | 20.2 | 10.5 | 9.6 | 1.8 | 66 |  | 212941767
CENTURY | A-VMH28TV-1 | CENTURY | *** | *** | *** | 28000 | 28000 | 23 | 12.5 | 10.6 | 1.8 | 95 |  | 212940823
Nutech | N2OA-18HFN1-M | Nutech | *** | *** | *** | 18000 | 19000 | 21 | 12.5 | 10.2 | 2 | 76 |  | 212941755
CENTURY | A-VMH36QV-1 | CENTURY | *** | *** | *** | 36000 | 37000 | 22.2 | 13.6 | 10.3 | 1.9 | 89 |  | 212940825
CENTURY | A-VMH18DV-1 | CENTURY | *** | *** | *** | 19000 | 20000 | 22 | 12.5 | 9.8 | 1.9 | 75 |  | 212940821
NOVAIR | LEA20MZ-2P-35SK-O* | NOVAIR | *** | *** | *** | 19000 | 20000 | 22 | 12.5 | 9.8 | 1.9 | 75 |  | 212920679
Bladex | B50A-55SPHP1 | Bladex | *** | *** | *** | 55000 | 55000 | 20 | 10.5 | 9.5 | 1.8 | 63 |  | 212920659
NOVAIR | LEA36MZ-4P-35SK-O* | NOVAIR | *** | *** | *** | 36000 | 37000 | 22.2 | 13.6 | 10.3 | 1.9 | 89 |  | 212920682
Bladex | B50G-48SPHP1 | Bladex | *** | *** | *** | 48000 | 49000 | 21.2 | 11 | 10 | 2 | 80 |  | 212920656
Bladex | B40I-36SPHP1 | Bladex | *** | *** | *** | 36000 | 37000 | 20 | 12.5 | 9.7 | 1.9 | 95 |  | 212920653
Bladex | B30K-27SPHP1 | Bladex | *** | *** | *** | 27000 | 27000 | 20.5 | 11.8 | 9.6 | 1.8 | 83 |  | 212920651
Orient Care | OUM48M410AGH30 | Orient Care | *** | *** | *** | 48000 | 49000 | 21.2 | 11 | 10 | 2 | 80 |  | 212920536
Orient Care | OUM24M410AGH30 | Orient Care | *** | *** | *** | 24000 | 24000 | 23.7 | 12.8 | 10.8 | 1.8 | 100 |  | 212920527
Orient Care | OUM55M410AGH30 | Orient Care | *** | *** | *** | 55000 | 55000 | 20 | 10.5 | 9.5 | 1.8 | 63 |  | 212920539
Orient Care | OUM36M410AGH30 | Orient Care | *** | *** | *** | 36000 | 37000 | 20 | 12.5 | 9.7 | 1.9 | 95 |  | 212920533
Orient Care | OUM27M410AGH30 | Orient Care | *** | *** | *** | 28000 | 28000 | 22.6 | 11.8 | 9.8 | 1.8 | 91 |  | 212920530
ACIQ | ES-18Z-M2B | ACIQ | *** | *** | *** | 18000 | 19000 | 22.9 | 13.9 | 10.5 | 2 | 75 |  | 210857383
1HVAC | ACIQ-55Z-HH-M5B | 1HVAC | *** | *** | *** | 55000 | 55000 | 22 | 10.5 | 9.5 | 1.9 | 63 |  | 210857362
1HVAC | ES-27Z-M3B | 1HVAC | *** | *** | *** | 28000 | 28000 | 24.6 | 12.7 | 9.5 | 2 | 75 |  | 210857368
1HVAC | ES-36Z-M4B | 1HVAC | *** | *** | *** | 36000 | 37000 | 23.9 | 11.7 | 9.5 | 1.8 | 72 |  | 210857371
1HVAC | ES-18Z-M2B | 1HVAC | *** | *** | *** | 18000 | 19000 | 22.9 | 13.9 | 10.5 | 2 | 75 |  | 210857365
DIAMONDAIR | DF55M2Z5 | DIAMONDAIR | *** | *** | *** | 55000 | 55000 | 20.2 | 10.5 | 9.6 | 1.8 | 66 |  | 210857286
DIAMONDAIR | DF36M2Z4 | DIAMONDAIR | *** | *** | *** | 36000 | 37000 | 23.1 | 10.6 | 9.6 | 1.8 | 71 |  | 210857283
DIAMONDAIR | DF18M2Z2 | DIAMONDAIR | *** | *** | *** | 18000 | 19000 | 21 | 12.5 | 10.2 | 2 | 76 |  | 210857277
Cooper&Hunter | CH-HPR55M-230VO | Cooper&Hunter | *** | *** | *** | 55000 | 55000 | 22 | 10.5 | 9.5 | 1.9 | 63 |  | 210799644
Cooper&Hunter | CH-HPR48M-230VO | Cooper&Hunter | *** | *** | *** | 48000 | 49000 | 21.8 | 11.7 | 9.8 | 2 | 73 |  | 210799636
Cooper&Hunter | CH-HPR36M-230VO | Cooper&Hunter | *** | *** | *** | 36000 | 37000 | 22.2 | 13.6 | 10.3 | 1.9 | 89 |  | 210799634
Cooper&Hunter | CH-HPR28M-230VO | Cooper&Hunter | *** | *** | *** | 28000 | 28000 | 23 | 12.5 | 10.6 | 1.8 | 95 |  | 210799631
Cooper&Hunter | CH-HPR19M-230VO | Cooper&Hunter | *** | *** | *** | 19000 | 20000 | 22 | 12.5 | 9.8 | 1.9 | 75 |  | 210799628
Cooper&Hunter | CH-36MES-230VO | Cooper&Hunter | *** | *** | *** | 36000 | 37000 | 23.9 | 11.7 | 9.5 | 1.8 | 72 |  | 210799622
Cooper&Hunter | CH-28MES-230VO | Cooper&Hunter | *** | *** | *** | 28000 | 28000 | 24.6 | 12.7 | 9.5 | 2 | 75 |  | 210799619
Cooper&Hunter | CH-18MES-230VO | Cooper&Hunter | *** | *** | *** | 18000 | 19000 | 22.9 | 13.9 | 10.5 | 2 | 75 |  | 210799616
Relief Sciences | LANG24OD25-2 | Relief Sciences | *** | *** | *** | 18000 | 19000 | 21 | 12.5 | 10.2 | 2 | 76 |  | 210655375
Relief Sciences | LANG36OD25-3 | Relief Sciences | *** | *** | *** | 36000 | 37000 | 23.1 | 10.6 | 9.6 | 1.8 | 71 |  | 210655381
MDV | M4OI-36HFN1-M-L | MDV | *** | *** | *** | 36000 | 37000 | 22.2 | 13.6 | 10.3 | 1.9 | 89 |  | 210644056
MDV | M2OA-18HFN1-M-L | MDV | *** | *** | *** | 17800 | 19000 | 22.9 | 13.9 | 10.5 | 2 | 75 |  | 210644050
Conforto | MHMZ548DA | Conforto | *** | *** | *** | 48000 | 49000 | 21.8 | 11.7 | 9.8 | 2 | 73 |  | 210605819
MDV | M2OI-18HFN1-M-L | MDV | *** | *** | *** | 19000 | 20000 | 21.7 | 12.5 | 9.8 | 1.9 | 75 |  | 210644055
Conforto | MHMZ436DA | Conforto | *** | *** | *** | 36000 | 37000 | 22.2 | 13.6 | 10.3 | 1.9 | 89 |  | 210605816
Conforto | MHMZ327DA | Conforto | *** | *** | *** | 28000 | 28000 | 23 | 12.5 | 10.6 | 1.8 | 95 |  | 210605813
ECO AC | EMH-4O36BBH | ECO AC | *** | *** | *** | 36000 | 37000 | 20 | 12.5 | 9.7 | 1.9 | 95 |  | 210586157
Conforto | MHMZ218DA | Conforto | *** | *** | *** | 19000 | 20000 | 22 | 12.5 | 9.8 | 1.9 | 75 |  | 210605810
Durastar | DRA5H48M1A | Durastar | *** | *** | *** | 48000 | 49000 | 21.2 | 11 | 10 | 2 | 80 |  | 210568220
Durastar | DRA5H55M1A | Durastar | *** | *** | *** | 55000 | 55000 | 20 | 10.5 | 9.5 | 1.8 | 63 |  | 210568223
ECO AC | EMH-3O27BBH | ECO AC | *** | *** | *** | 28000 | 28000 | 22.6 | 11.8 | 9.8 | 1.8 | 91 |  | 210586154
Durastar | DRA4H36M1A | Durastar | *** | *** | *** | 36000 | 37000 | 20 | 12.5 | 9.7 | 1.9 | 95 |  | 210568217
AIRDACH | AMSH4800VM1-D | AIRDACH | *** | *** | *** | 48000 | 48000 | 21.1 | 11 | 9.5 | 1.8 | 75 |  | 210474680
Durastar | DRA3H28M1A | Durastar | *** | *** | *** | 28000 | 28000 | 22.6 | 11.8 | 9.8 | 1.8 | 91 |  | 210568214
Durastar | DRA5U55M1B | Durastar | *** | *** | *** | 55000 | 55000 | 20.2 | 10.5 | 9.6 | 1.8 | 66 |  | 210568208
AIRDACH | AMSH3600VM1-D | AIRDACH | *** | *** | *** | 36000 | 37000 | 23.1 | 10.6 | 9.6 | 1.8 | 71 |  | 210474677
CTMorley | MOU-4A36H-2 | CTMorley | *** | *** | *** | 36000 | 37000 | 20 | 12.5 | 9.7 | 1.9 | 95 |  | 210288146
CTMorley | MOU-3A27H-2 | CTMorley | *** | *** | *** | 28000 | 28000 | 22.6 | 11.8 | 9.8 | 1.8 | 91 |  | 210288143
AIRDACH | AMSH1800VM1-D | AIRDACH | *** | *** | *** | 18000 | 19000 | 21 | 12.5 | 10.2 | 2 | 76 |  | 210474671
CTMorley | MOU-5A48H-2 | CTMorley | *** | *** | *** | 48000 | 49000 | 21.2 | 11 | 10 | 2 | 80 |  | 210288149
AC PRO.COM | A5OA-55HFN1-M | AC PRO.COM | *** | *** | *** | 55000 | 55000 | 20.2 | 10.5 | 9.6 | 1.8 | 66 |  | 210343320
CTMorley | MOU-5A48G-2 | CTMorley | *** | *** | *** | 48000 | 48000 | 21.1 | 11 | 9.5 | 1.8 | 75 |  | 210288137
CTMorley | MOU-4A36G-2 | CTMorley | *** | *** | *** | 36000 | 37000 | 23.1 | 10.6 | 9.6 | 1.8 | 71 |  | 210288134
CTMorley | MOU-2A18G-2 | CTMorley | *** | *** | *** | 18000 | 19000 | 21 | 12.5 | 10.2 | 2 | 76 |  | 210288128
SUNCHILLERS | M36ODU-ULTP | SUNCHILLERS | *** | *** | *** | 36000 | 37000 | 23.1 | 10.6 | 9.6 | 1.8 | 71 |  | 209948158
CTMorley | MOU-5A55H-2 | CTMorley | *** | *** | *** | 55000 | 55000 | 20 | 10.5 | 9.5 | 1.8 | 63 |  | 209864939
CTMorley | MOU-5A55G-2 | CTMorley | *** | *** | *** | 55000 | 55000 | 20.2 | 10.5 | 9.6 | 1.8 | 66 |  | 209864936
KLIMAIRE | KMIR545-H219-2 | KLIMAIRE | *** | *** | *** | 48000 | 48000 | 21.1 | 11 | 9.5 | 1.8 | 75 |  | 209862196
KLIMAIRE | KMIR436-H217-2 | KLIMAIRE | *** | *** | *** | 36000 | 37000 | 23.1 | 10.6 | 9.6 | 1.8 | 71 |  | 209862193
DUCTLESSAIRE | DA48-5Z-O | DUCTLESSAIRE | *** | *** | *** | 48000 | 48000 | 21.1 | 11 | 9.5 | 1.8 | 75 |  | 209862297
KLIMAIRE | KMIR324-H217-2 | KLIMAIRE | *** | *** | *** | 24000 | 24000 | 22.3 | 12.5 | 9.6 | 1.83 | 75 |  | 209862184
TGM | MMRSHT48AS5 | TGM | *** | *** | *** | 48000 | 48000 | 21.1 | 11 | 9.5 | 1.8 | 75 |  | 209843054
KLIMAIRE | KMIR218-H221-2 | KLIMAIRE | *** | *** | *** | 18000 | 19000 | 21 | 12.5 | 10.2 | 2 | 76 |  | 209862181
TGM | MMRSHT36AS4 | TGM | *** | *** | *** | 36000 | 37000 | 23.1 | 10.6 | 9.6 | 1.8 | 71 |  | 209843051
TGM | MMRSHT18AS2 | TGM | *** | *** | *** | 18000 | 19000 | 21 | 12.5 | 10.2 | 2 | 76 |  | 209843045
CLASSIC | MMRSHC48AS5 | CLASSIC | *** | *** | *** | 48000 | 48000 | 21.1 | 11 | 9.5 | 1.8 | 75 |  | 209843042
CLASSIC | MMRSHC18AS2 | CLASSIC | *** | *** | *** | 18000 | 19000 | 21 | 12.5 | 10.2 | 2 | 76 |  | 209843033
CLASSIC | MMRSHC36AS4 | CLASSIC | *** | *** | *** | 36000 | 37000 | 23.1 | 10.6 | 9.6 | 1.8 | 71 |  | 209843039
THERMOCORE SYSTEMS | T424D-H236-C | THERMOCORE SYSTEMS | *** | *** | *** | 36000 | 37000 | 23.9 | 11.7 | 9.5 | 1.8 | 72 |  | 209549029
NOVAIR | LEA28MZ-3P-35SK-O | NOVAIR | *** | *** | *** | 28000 | 28000 | 22.6 | 11.8 | 9.8 | 1.8 | 91 |  | 209416881
THERMOCORE SYSTEMS | T423D-H224-C | THERMOCORE SYSTEMS | *** | *** | *** | 24000 | 25000 | 24.6 | 13.4 | 10 | 1.9 | 82 |  | 209549026
ECO AIR | M2OI-18HFN1-M | ECO AIR | *** | *** | *** | 19000 | 20000 | 22 | 12.5 | 9.8 | 1.9 | 75 |  | 209319638
ECO AIR | M5OG-48HFN1-M-[X] | ECO AIR | *** | *** | *** | 48000 | 49000 | 21.8 | 11.7 | 9.8 | 2 | 73 |  | 209319647
ECO AIR | M5OA-55HFN1-M-[X] | ECO AIR | *** | *** | *** | 55000 | 55000 | 22 | 10.5 | 9.5 | 1.9 | 63 |  | 209319650
ECO AIR | M4OI-36HFN1-M | ECO AIR | *** | *** | *** | 36000 | 37000 | 22.2 | 13.6 | 10.3 | 1.9 | 89 |  | 209319644
ECO AIR | M3OI-28HFN1-M | ECO AIR | *** | *** | *** | 28000 | 28000 | 23 | 12.5 | 10.6 | 1.8 | 95 |  | 209319641
ApooDr | AM5OG-48HFN1 | ApooDr | *** | *** | *** | 48000 | 48000 | 21.1 | 11 | 9.5 | 1.8 | 75 |  | 209157104
SEA BREEZE+ | HMZ48H424ZMO | SEA BREEZE+ | *** | *** | *** | 55000 | 55000 | 20 | 10.5 | 9.5 | 1.8 | 63 |  | 208816898
ApooDr | AM2OA-18HFN1 | ApooDr | *** | *** | *** | 18000 | 19000 | 21 | 12.5 | 10.2 | 2 | 76 |  | 209157095
ApooDr | AM4OG-36HFN1 | ApooDr | *** | *** | *** | 36000 | 37000 | 23.1 | 10.6 | 9.6 | 1.8 | 71 |  | 209157101
SEA BREEZE+ | HMZ24H424ZMO | SEA BREEZE+ | *** | *** | *** | 24000 | 24000 | 23.7 | 12.8 | 10.8 | 1.8 | 100 |  | 208816895
BLUERIDGE | BMM55HHC | BLUERIDGE | *** | *** | *** | 55000 | 55000 | 20 | 10.5 | 9.5 | 1.8 | 63 |  | 208650622
BLUERIDGE | BMM55C | BLUERIDGE | *** | *** | *** | 55000 | 55000 | 20.2 | 10.5 | 9.6 | 1.8 | 66 |  | 208650619
MIDEA | M3OJ-24HFN1-M | MIDEA | *** | *** | *** | 24000 | 24000 | 22.3 | 12.5 | 9.6 | 1.83 | 75 |  | 208568362
MRCOOL | MULTI4-36HP230B | MRCOOL | *** | *** | *** | 36000 | 37000 | 23.9 | 11.7 | 9.5 | 1.8 | 72 |  | 208552957
MRCOOL | MULTI2-18HP230B | MRCOOL | *** | *** | *** | 18000 | 19000 | 22.9 | 13.9 | 10.5 | 2 | 75 |  | 208552828
MRCOOL | MULTI3-27HP230B | MRCOOL | *** | *** | *** | 28000 | 28000 | 24.6 | 12.7 | 9.5 | 2 | 75 |  | 208552834
C&H | CH-HPR55M-230VO | C&H | *** | *** | *** | 55000 | 55000 | 22 | 10.5 | 9.5 | 1.9 | 63 |  | 208497428
TRUST AIR CONDITIONERS | M2H18H/O4S4P | TRUST AIR CONDITIONERS | *** | *** | *** | 19000 | 20000 | 22 | 12.5 | 9.8 | 1.9 | 75 |  | 208284485
TRUST AIR CONDITIONERS | M5H48H/O4S4P | TRUST AIR CONDITIONERS | *** | *** | *** | 48000 | 49000 | 21.8 | 11.7 | 9.8 | 2 | 73 |  | 208284494
TRUST AIR CONDITIONERS | M4S36H/O4S4P | TRUST AIR CONDITIONERS | *** | *** | *** | 36000 | 37000 | 23.9 | 11.7 | 9.5 | 1.8 | 72 |  | 208284479
TRUST AIR CONDITIONERS | M4H36H/O4S4P | TRUST AIR CONDITIONERS | *** | *** | *** | 36000 | 37000 | 22.2 | 13.6 | 10.3 | 1.9 | 89 |  | 208284491
TRUST AIR CONDITIONERS | M3H27H/O4S4P | TRUST AIR CONDITIONERS | *** | *** | *** | 28000 | 28000 | 23 | 12.5 | 10.6 | 1.8 | 95 |  | 208284488
TRUST AIR CONDITIONERS | M3S27H/O4S4P | TRUST AIR CONDITIONERS | *** | *** | *** | 28000 | 28000 | 24.6 | 12.7 | 9.5 | 2 | 75 |  | 208284476
TRUST AIR CONDITIONERS | M2S18H/O4S4P | TRUST AIR CONDITIONERS | *** | *** | *** | 18000 | 19000 | 22.9 | 13.9 | 10.5 | 2 | 75 |  | 208284473
MOOVAIR | DMA55HOM25230X3 | MOOVAIR | *** | *** | *** | 55000 | 55000 | 22 | 10.5 | 9.5 | 1.9 | 63 |  | 208136319
ELIOS | DEA55HOM25230X3 | ELIOS | *** | *** | *** | 55000 | 55000 | 22 | 10.5 | 9.5 | 1.9 | 63 |  | 208136313
MDV | M5OA-55HFN1-M-[X]*(2) | MDV | *** | *** | *** | 55000 | 55000 | 20 | 10.5 | 9.5 | 1.8 | 63 |  | 208132543
SEA BREEZE+ | HMZ36H424ZMO | SEA BREEZE+ | *** | *** | *** | 36000 | 37000 | 20 | 12.5 | 9.7 | 1.9 | 95 |  | 208128297
MDV | M5OA-55HFN1-M-[X](2) | MDV | *** | *** | *** | 55000 | 55000 | 22 | 10.5 | 9.5 | 1.9 | 63 |  | 208132541
MDV | M5OA-55HFN1-M*(2) | MDV | *** | *** | *** | 55000 | 55000 | 20.2 | 10.5 | 9.6 | 1.8 | 66 |  | 208132547
SEA BREEZE+ | HMZ28H424ZMO | SEA BREEZE+ | *** | *** | *** | 28000 | 28000 | 22.6 | 11.8 | 9.8 | 1.8 | 91 |  | 208128294
SEA BREEZE+ | MZ48H424ZMO | SEA BREEZE+ | *** | *** | *** | 48000 | 48000 | 21.1 | 11 | 9.5 | 1.8 | 75 |  | 208128291
SEA BREEZE+ | MZ27H424ZMO | SEA BREEZE+ | *** | *** | *** | 24000 | 24000 | 22.3 | 12.5 | 9.6 | 1.83 | 75 |  | 208128285
SEA BREEZE+ | MZ18H424ZMO | SEA BREEZE+ | *** | *** | *** | 18000 | 19000 | 21 | 12.5 | 10.2 | 2 | 76 |  | 208128282
SEA BREEZE+ | MZ36H424ZMO | SEA BREEZE+ | *** | *** | *** | 36000 | 37000 | 23.1 | 10.6 | 9.6 | 1.8 | 71 |  | 208128288
PIONEER | YN040GMFI22M4E | PIONEER | *** | *** | *** | 36000 | 37000 | 23.1 | 10.6 | 9.6 | 1.8 | 71 |  | 208121967
EMI | MHMZ548DA | EMI | *** | *** | *** | 48000 | 49000 | 21.8 | 11.7 | 9.8 | 2 | 73 |  | 208121941
PIONEER | YN050GMFI22M5E | PIONEER | *** | *** | *** | 48000 | 48000 | 21.1 | 11 | 9.5 | 1.8 | 75 |  | 208121970
PIONEER | YN020GMFI22M2E | PIONEER | *** | *** | *** | 18000 | 19000 | 21 | 12.5 | 10.2 | 2 | 76 |  | 208121961
EMI | MHMZ436DA | EMI | *** | *** | *** | 36000 | 37000 | 22.2 | 13.6 | 10.3 | 1.9 | 89 |  | 208121938
Alsetria | M3OJ-27HFN1-M | Alsetria | *** | *** | *** | 28000 | 28000 | 24.6 | 12.7 | 9.5 | 2 | 75 |  | 208121908
EMI | MHMZ218DA | EMI | *** | *** | *** | 19000 | 20000 | 22 | 12.5 | 9.8 | 1.9 | 75 |  | 208121932
EMI | MHMZ327DA | EMI | *** | *** | *** | 28000 | 28000 | 23 | 12.5 | 10.6 | 1.8 | 95 |  | 208121935
Alsetria | M4OG-36HFN1-M | Alsetria | *** | *** | *** | 36000 | 37000 | 23.9 | 11.7 | 9.5 | 1.8 | 72 |  | 208121911
Alsetria | M2OA-18HFN1-M | Alsetria | *** | *** | *** | 18000 | 19000 | 22.9 | 13.9 | 10.5 | 2 | 75 |  | 208121905
ECO-AIR | M2OA-18HFN1-M | ECO-AIR | *** | *** | *** | 18000 | 19000 | 22.9 | 13.9 | 10.5 | 2 | 75 |  | 208121868
ECO-AIR | M3OJ-27HFN1-M | ECO-AIR | *** | *** | *** | 28000 | 28000 | 24.6 | 12.7 | 9.5 | 2 | 75 |  | 208121871
ECO-AIR | M4OG-36HFN1-M | ECO-AIR | *** | *** | *** | 36000 | 37000 | 23.9 | 11.7 | 9.5 | 1.8 | 72 |  | 208121874
DUCANE | 4DHP2S36M-1P | DUCANE | *** | *** | *** | 36000 | 37000 | 23.9 | 11.7 | 9.5 | 1.8 | 72 |  | 208106851
DUCANE | 4DHP2S48M-1P | DUCANE | *** | *** | *** | 48000 | 49000 | 21.8 | 11.7 | 9.8 | 2 | 73 |  | 208106854
Airlux | AM4M36O/2022 | Airlux | *** | *** | *** | 36000 | 37000 | 23.1 | 10.6 | 9.6 | 1.8 | 71 |  | 208119678
Airlux | AM2M18O/2022 | Airlux | *** | *** | *** | 18000 | 19000 | 21 | 12.5 | 10.2 | 2 | 76 |  | 208119672
CONCORD | 4DHP2S48M-1P | CONCORD | *** | *** | *** | 48000 | 49000 | 21.8 | 11.7 | 9.8 | 2 | 73 |  | 208106839
DUCANE | 4DHP2S18M-1P | DUCANE | *** | *** | *** | 18000 | 19000 | 22.9 | 13.9 | 10.5 | 2 | 75 |  | 208106842
DUCANE | 4DHP2S24M-1P | DUCANE | *** | *** | *** | 24000 | 25000 | 24.6 | 13.4 | 10 | 1.9 | 82 |  | 208106845
CONCORD | 4DHP2S24M-1P | CONCORD | *** | *** | *** | 24000 | 25000 | 24.6 | 13.4 | 10 | 1.9 | 82 |  | 208106830
CONCORD | 4DHP2S36M-1P | CONCORD | *** | *** | *** | 36000 | 37000 | 23.9 | 11.7 | 9.5 | 1.8 | 72 |  | 208106836
Armstrong Air | 4DHP2S48M-1P | Armstrong Air | *** | *** | *** | 48000 | 49000 | 21.8 | 11.7 | 9.8 | 2 | 73 |  | 208106824
Armstrong Air | 4DHP2S36M-1P | Armstrong Air | *** | *** | *** | 36000 | 37000 | 23.9 | 11.7 | 9.5 | 1.8 | 72 |  | 208106821
CONCORD | 4DHP2S18M-1P | CONCORD | *** | *** | *** | 18000 | 19000 | 22.9 | 13.9 | 10.5 | 2 | 75 |  | 208106827
Armstrong Air | 4DHP2S18M-1P | Armstrong Air | *** | *** | *** | 18000 | 19000 | 22.9 | 13.9 | 10.5 | 2 | 75 |  | 208106812
Armstrong Air | 4DHP2S24M-1P | Armstrong Air | *** | *** | *** | 24000 | 25000 | 24.6 | 13.4 | 10 | 1.9 | 82 |  | 208106815
AirEase | 4DHP2S48M-1P | AirEase | *** | *** | *** | 48000 | 49000 | 21.8 | 11.7 | 9.8 | 2 | 73 |  | 208106809
AirEase | 4DHP2S36M-1P | AirEase | *** | *** | *** | 36000 | 37000 | 23.9 | 11.7 | 9.5 | 1.8 | 72 |  | 208106806
AirEase | 4DHP2S24M-1P | AirEase | *** | *** | *** | 24000 | 25000 | 24.6 | 13.4 | 10 | 1.9 | 82 |  | 208106800
AirEase | 4DHP2S18M-1P | AirEase | *** | *** | *** | 18000 | 19000 | 22.9 | 13.9 | 10.5 | 2 | 75 |  | 208106797
Allied | 4DHP2S48M-1P | Allied | *** | *** | *** | 48000 | 49000 | 21.8 | 11.7 | 9.8 | 2 | 73 |  | 208106794
Allied | 4DHP2S24M-1P | Allied | *** | *** | *** | 24000 | 25000 | 24.6 | 13.4 | 10 | 1.9 | 82 |  | 208106785
Breeze33 | BZ33-HYP485Z2-G2-P | Breeze33 | *** | *** | *** | 48000 | 49000 | 21.8 | 11.7 | 9.8 | 2 | 73 |  | 207862107
Allied | 4DHP2S36M-1P | Allied | *** | *** | *** | 36000 | 37000 | 23.9 | 11.7 | 9.5 | 1.8 | 72 |  | 208106791
Allied | 4DHP2S18M-1P | Allied | *** | *** | *** | 18000 | 19000 | 22.9 | 13.9 | 10.5 | 2 | 75 |  | 208106782
Breeze33 | BZ33-HYP364Z2-G2-P | Breeze33 | *** | *** | *** | 36000 | 37000 | 22.2 | 13.6 | 10.3 | 1.9 | 89 |  | 207862104
Breeze33 | BZ33-HYP273Z2-G2-P | Breeze33 | *** | *** | *** | 28000 | 28000 | 23 | 12.5 | 10.6 | 1.8 | 95 |  | 207862101
Breeze33 | BZ33-HYP182Z2-G2-P | Breeze33 | *** | *** | *** | 19000 | 20000 | 22 | 12.5 | 9.8 | 1.9 | 75 |  | 207862098
Breeze33 | BZ33-HP364Z2-G2-P | Breeze33 | *** | *** | *** | 36000 | 37000 | 23.9 | 11.7 | 9.5 | 1.8 | 72 |  | 207862092
Breeze33 | BZ33-HP182Z2-G2-P | Breeze33 | *** | *** | *** | 18000 | 19000 | 22.9 | 13.9 | 10.5 | 2 | 75 |  | 207862086
Breeze33 | BZ33-HP273Z2-G2-P | Breeze33 | *** | *** | *** | 28000 | 28000 | 24.6 | 12.7 | 9.5 | 2 | 75 |  | 207862089
MIRAGE | OVMH481B | MIRAGE | *** | *** | *** | 48000 | 48000 | 21.1 | 11 | 9.5 | 1.8 | 75 |  | 207862060
MIRAGE | OVMH181B | MIRAGE | *** | *** | *** | 18000 | 19000 | 21 | 12.5 | 10.2 | 2 | 76 |  | 207862051
AC PRO.COM | A2OA-18HFN1-M | AC PRO.COM | *** | *** | *** | 18000 | 19000 | 22.9 | 13.9 | 10.5 | 2 | 75 |  | 207827133
AC PRO.COM | A3OJ-27HFN1-M | AC PRO.COM | *** | *** | *** | 28000 | 28000 | 24.6 | 12.7 | 9.5 | 2 | 75 |  | 207827135
MIRAGE | OVMH361B | MIRAGE | *** | *** | *** | 36000 | 37000 | 23.1 | 10.6 | 9.6 | 1.8 | 71 |  | 207862057
AC PRO.COM | A4OG-36HFN1-M | AC PRO.COM | *** | *** | *** | 36000 | 37000 | 23.9 | 11.7 | 9.5 | 1.8 | 72 |  | 207827128
DIYCOOL | ACIQ-27Z-HH-M3B | DIYCOOL | *** | *** | *** | 28000 | 28000 | 23 | 12.5 | 10.6 | 1.8 | 95 |  | 207825591
DIYCOOL | ACIQ-48Z-HH-M5B | DIYCOOL | *** | *** | *** | 48000 | 49000 | 21.8 | 11.7 | 9.8 | 2 | 73 |  | 207825597
DIYCOOL | ACIQ-36Z-HH-M4B | DIYCOOL | *** | *** | *** | 36000 | 37000 | 22.2 | 13.6 | 10.3 | 1.9 | 89 |  | 207825594
MIDEA | M4OG-36HFN1-M | MIDEA | *** | *** | *** | 36000 | 37000 | 23.9 | 11.7 | 9.5 | 1.8 | 72 |  | 207826703
DIYCOOL | ACIQ-18Z-HH-M2B | DIYCOOL | *** | *** | *** | 19000 | 20000 | 22 | 12.5 | 9.8 | 1.9 | 75 |  | 207825588
ACIQ | ACIQ-27Z-HH-M3B | ACIQ | *** | *** | *** | 28000 | 28000 | 23 | 12.5 | 10.6 | 1.8 | 95 |  | 207825579
ACIQ | ACIQ-48Z-HH-M5B | ACIQ | *** | *** | *** | 48000 | 49000 | 21.8 | 11.7 | 9.8 | 2 | 73 |  | 207825585
1HVAC | ACIQ-48Z-HH-M5B | 1HVAC | *** | *** | *** | 48000 | 49000 | 21.8 | 11.7 | 9.8 | 2 | 73 |  | 207825573
ACIQ | ACIQ-36Z-HH-M4B | ACIQ | *** | *** | *** | 36000 | 37000 | 22.2 | 13.6 | 10.3 | 1.9 | 89 |  | 207825582
1HVAC | ACIQ-36Z-HH-M4B | 1HVAC | *** | *** | *** | 36000 | 37000 | 22.2 | 13.6 | 10.3 | 1.9 | 89 |  | 207825570
1HVAC | ACIQ-27Z-HH-M3B | 1HVAC | *** | *** | *** | 28000 | 28000 | 23 | 12.5 | 10.6 | 1.8 | 95 |  | 207825567
ACIQ | ACIQ-18Z-HH-M2B | ACIQ | *** | *** | *** | 19000 | 20000 | 22 | 12.5 | 9.8 | 1.9 | 75 |  | 207825576
ECO AC | EMH-2O18BB | ECO AC | *** | *** | *** | 18000 | 19000 | 21 | 12.5 | 10.2 | 2 | 76 |  | 207825498
KANIONco | KWSMO-18R410AIHMV | KANIONco | *** | *** | *** | 18000 | 19000 | 21 | 12.5 | 10.2 | 2 | 76 |  | 207805781
1HVAC | ACIQ-18Z-HH-M2B | 1HVAC | *** | *** | *** | 19000 | 20000 | 22 | 12.5 | 9.8 | 1.9 | 75 |  | 207825564
SUNCHILLERS | M18ODU-UL2P | SUNCHILLERS | *** | *** | *** | 18000 | 19000 | 22.9 | 13.9 | 10.5 | 2 | 75 |  | 207804198
ECO AC | EMH-4O36BB | ECO AC | *** | *** | *** | 36000 | 37000 | 23.1 | 10.6 | 9.6 | 1.8 | 71 |  | 207825504
SUNCHILLERS | M36ODU-UL2P | SUNCHILLERS | *** | *** | *** | 36000 | 37000 | 23.9 | 11.7 | 9.5 | 1.8 | 72 |  | 207804192
Durastar | DRA5U48M1B | Durastar | *** | *** | *** | 48000 | 48000 | 21.1 | 11 | 9.5 | 1.8 | 75 |  | 207787180
Durastar | DRA4U36M1B | Durastar | *** | *** | *** | 36000 | 37000 | 23.1 | 10.6 | 9.6 | 1.8 | 71 |  | 207787177
SUNCHILLERS | M27ODU-UL2P | SUNCHILLERS | *** | *** | *** | 28000 | 28000 | 24.6 | 12.7 | 9.5 | 2 | 75 |  | 207804189
Durastar | DRA2U18M1B | Durastar | *** | *** | *** | 18000 | 19000 | 21 | 12.5 | 10.2 | 2 | 76 |  | 207787171
LENNOX | MLB018S4M-1P | LENNOX | *** | *** | *** | 19000 | 20000 | 21.7 | 12.5 | 9.8 | 1.9 | 75 |  | 207768727
LENNOX | MLB030S4M-1P | LENNOX | *** | *** | *** | 28000 | 28000 | 23 | 12.5 | 10.6 | 1.8 | 95 |  | 207768730
LENNOX | MPC036S4M-1P | LENNOX | *** | *** | *** | 36000 | 37000 | 23.9 | 11.7 | 9.5 | 1.8 | 72 |  | 207768724
LENNOX | MPC018S4M-1P | LENNOX | *** | *** | *** | 17800 | 19000 | 22.9 | 13.9 | 10.5 | 2 | 75 |  | 207768721
BOSCH | BMS500-AAM036-1CSXHC | BOSCH | *** | *** | *** | 36000 | 37000 | 22.2 | 13.6 | 10.3 | 1.9 | 89 |  | 207760039
BOSCH | BMS500-AAM048-1CSXHC | BOSCH | *** | *** | *** | 48000 | 49000 | 21.8 | 11.7 | 9.8 | 2 | 73 |  | 207760042
BOSCH | BMS500-AAM027-1CSXHC | BOSCH | *** | *** | *** | 28000 | 28000 | 23 | 12.5 | 10.6 | 1.8 | 95 |  | 207760036
BOSCH | BMS500-AAM018-1CSXHC | BOSCH | *** | *** | *** | 19000 | 20000 | 22 | 12.5 | 9.8 | 1.9 | 75 |  | 207760033
BOSCH | BMS500-AAM036-1CSXRC | BOSCH | *** | *** | *** | 36000 | 37000 | 23.9 | 11.7 | 9.5 | 1.8 | 72 |  | 207760027
BOSCH | BMS500-AAM027-1CSXRC | BOSCH | *** | *** | *** | 28000 | 28000 | 24.6 | 12.7 | 9.5 | 2 | 75 |  | 207760024
DIRECT AIR | DIRM-36HXPRO28-4Z | DIRECT AIR | *** | *** | *** | 36000 | 37000 | 22.2 | 13.6 | 10.3 | 1.9 | 89 |  | 207743791
BOSCH | BMS500-AAM018-1CSXRC | BOSCH | *** | *** | *** | 18000 | 19000 | 22.9 | 13.9 | 10.5 | 2 | 75 |  | 207760021
DIRECT AIR | DIRM-48HXPRO28-5Z | DIRECT AIR | *** | *** | *** | 48000 | 49000 | 21.8 | 11.7 | 9.8 | 2 | 73 |  | 207743794
DIRECT AIR | DIRM-28HXPRO28-3Z | DIRECT AIR | *** | *** | *** | 28000 | 28000 | 23 | 12.5 | 10.6 | 1.8 | 95 |  | 207743788
DIRECT AIR | DIRM-18HXPRO28-2Z | DIRECT AIR | *** | *** | *** | 19000 | 20000 | 22 | 12.5 | 9.8 | 1.9 | 75 |  | 207743785
DIRECT AIR | DIRM-36DA25-4Z | DIRECT AIR | *** | *** | *** | 36000 | 37000 | 23.9 | 11.7 | 9.5 | 1.8 | 72 |  | 207743779
DIRECT AIR | DIRM-27DA25-3Z | DIRECT AIR | *** | *** | *** | 28000 | 28000 | 24.6 | 12.7 | 9.5 | 2 | 75 |  | 207743776
DIRECT AIR | DIRM-18DA25-2Z | DIRECT AIR | *** | *** | *** | 18000 | 19000 | 22.9 | 13.9 | 10.5 | 2 | 75 |  | 207743773
AURORA | AU-MU48-2A-U | AURORA | *** | *** | *** | 48000 | 48000 | 21.1 | 11 | 9.5 | 1.8 | 75 |  | 207743716
AURORA | AU-MU36-2A-U | AURORA | *** | *** | *** | 36000 | 37000 | 23.1 | 10.6 | 9.6 | 1.8 | 71 |  | 207743713
AURORA | AU-MU18-2A-U | AURORA | *** | *** | *** | 18000 | 19000 | 21 | 12.5 | 10.2 | 2 | 76 |  | 207743707
MOOVAIR | DMA48HOM25230X3 | MOOVAIR | *** | *** | *** | 48000 | 49000 | 21.8 | 11.7 | 9.8 | 2 | 73 |  | 207742550
MOOVAIR | DMA27HOM25230X3 | MOOVAIR | *** | *** | *** | 28000 | 28000 | 23 | 12.5 | 10.6 | 1.8 | 95 |  | 207742544
MOOVAIR | DMA36HOM23230X2 | MOOVAIR | *** | *** | *** | 36000 | 37000 | 23.9 | 11.7 | 9.5 | 1.8 | 72 |  | 207742535
MOOVAIR | DMA18HOM25230X3 | MOOVAIR | *** | *** | *** | 19000 | 20000 | 22 | 12.5 | 9.8 | 1.9 | 75 |  | 207742541
MOOVAIR | DMA27HOM23230X2 | MOOVAIR | *** | *** | *** | 28000 | 28000 | 24.6 | 12.7 | 9.5 | 2 | 75 |  | 207742532
MOOVAIR | DMA18HOM23230X2 | MOOVAIR | *** | *** | *** | 18000 | 19000 | 22.9 | 13.9 | 10.5 | 2 | 75 |  | 207742529
MOOVAIR | DMA36HOM25230X3 | MOOVAIR | *** | *** | *** | 36000 | 37000 | 22.2 | 13.6 | 10.3 | 1.9 | 89 |  | 207742547
ELIOS | DEA18HOM23230X2 | ELIOS | *** | *** | *** | 18000 | 19000 | 22.9 | 13.9 | 10.5 | 2 | 75 |  | 207742472
ELIOS | DEA36HOM25230X3 | ELIOS | *** | *** | *** | 36000 | 37000 | 22.2 | 13.6 | 10.3 | 1.9 | 89 |  | 207742466
ELIOS | DEA36HOM23230X2 | ELIOS | *** | *** | *** | 36000 | 37000 | 23.9 | 11.7 | 9.5 | 1.8 | 72 |  | 207742478
ELIOS | DEA27HOM23230X2 | ELIOS | *** | *** | *** | 28000 | 28000 | 24.6 | 12.7 | 9.5 | 2 | 75 |  | 207742475
ELIOS | DEA48HOM25230X3 | ELIOS | *** | *** | *** | 48000 | 49000 | 21.8 | 11.7 | 9.8 | 2 | 73 |  | 207742469
ELIOS | DEA18HOM25230X3 | ELIOS | *** | *** | *** | 19000 | 20000 | 22 | 12.5 | 9.8 | 1.9 | 75 |  | 207742460
TK'S | T5C-48HFN1 | TK'S | *** | *** | *** | 48000 | 48000 | 21.1 | 11 | 9.5 | 1.8 | 75 |  | 207742411
TK'S | T4C-36HFN1 | TK'S | *** | *** | *** | 36000 | 37000 | 23.1 | 10.6 | 9.6 | 1.8 | 71 |  | 207742408
ELIOS | DEA27HOM25230X3 | ELIOS | *** | *** | *** | 28000 | 28000 | 23 | 12.5 | 10.6 | 1.8 | 95 |  | 207742463
TK'S | T2C-18HFN1 | TK'S | *** | *** | *** | 18000 | 19000 | 21 | 12.5 | 10.2 | 2 | 76 |  | 207742405
C&H | CH-HPR48M-230VO | C&H | *** | *** | *** | 48000 | 49000 | 21.8 | 11.7 | 9.8 | 2 | 73 |  | 207742381
C&H | CH-HPR36M-230VO | C&H | *** | *** | *** | 36000 | 37000 | 22.2 | 13.6 | 10.3 | 1.9 | 89 |  | 207742379
C&H | CH-HPR28M-230VO | C&H | *** | *** | *** | 28000 | 28000 | 23 | 12.5 | 10.6 | 1.8 | 95 |  | 207742376
C&H | CH-HPR19M-230VO | C&H | *** | *** | *** | 19000 | 20000 | 22 | 12.5 | 9.8 | 1.9 | 75 |  | 207742373
C&H | CH-18MES-230VO | C&H | *** | *** | *** | 18000 | 19000 | 22.9 | 13.9 | 10.5 | 2 | 75 |  | 207742361
C&H | CH-36MES-230VO | C&H | *** | *** | *** | 36000 | 37000 | 23.9 | 11.7 | 9.5 | 1.8 | 72 |  | 207742367
C&H | CH-28MES-230VO | C&H | *** | *** | *** | 28000 | 28000 | 24.6 | 12.7 | 9.5 | 2 | 75 |  | 207742364
LENNOX | MPC024S4M-1P | LENNOX | *** | *** | *** | 24000 | 24800 | 24.6 | 13.4 | 10 | 1.93 | 60 |  | 207699116
MDV | M3OJ-24HFN1-M-L | MDV | *** | *** | *** | 24000 | 24800 | 24.6 | 13.4 | 10 | 1.93 | 60 |  | 207699113
LENNOX | MLB048S4M-2P | LENNOX | *** | *** | *** | 48000 | 49000 | 21.8 | 11.7 | 9.8 | 2 | 73 |  | 207699107
LENNOX | MLB036S4M-1P | LENNOX | *** | *** | *** | 36000 | 37000 | 22.2 | 13.6 | 10.3 | 1.9 | 89 |  | 207699104
KANIONco | KWSMO-36R410AIHMV | KANIONco | *** | *** | *** | 36000 | 37000 | 23.1 | 10.6 | 9.6 | 1.8 | 71 |  | 207691855
KANIONco | KWSMO-48R410AIHMV | KANIONco | *** | *** | *** | 48000 | 48000 | 21.1 | 11 | 9.5 | 1.8 | 75 |  | 207691852
AIRGREAN | AG-MO48IR410AH | AIRGREAN | *** | *** | *** | 48000 | 48000 | 21.1 | 11 | 9.5 | 1.8 | 75 |  | 207691839
AIRGREAN | AG-MO18IR410AH | AIRGREAN | *** | *** | *** | 18000 | 19000 | 21 | 12.5 | 10.2 | 2 | 76 |  | 207691845
AIRGREAN | AG-MO36IR410AH | AIRGREAN | *** | *** | *** | 36000 | 37000 | 23.1 | 10.6 | 9.6 | 1.8 | 71 |  | 207691842
YONAN | YSMO-18HRN1 | YONAN | *** | *** | *** | 18000 | 19000 | 21 | 12.5 | 10.2 | 2 | 76 |  | 207691824
MIDEA | MMCMHAQ36DA3 | MIDEA | *** | *** | *** | 36000 | 37000 | 22.2 | 13.6 | 10.3 | 1.9 | 89 |  | 207683486
YONAN | YSMO-48HRN1 | YONAN | *** | *** | *** | 48000 | 48000 | 21.1 | 11 | 9.5 | 1.8 | 75 |  | 207691830
YONAN | YSMO-36HRN1 | YONAN | *** | *** | *** | 36000 | 37000 | 23.1 | 10.6 | 9.6 | 1.8 | 71 |  | 207691827
MIDEA | MMCMHAQ48EA3 | MIDEA | *** | *** | *** | 48000 | 49000 | 21.8 | 11.7 | 9.8 | 2 | 73 |  | 207683483
MIDEA | MMCMRAQ36DA3 | MIDEA | *** | *** | *** | 36000 | 37000 | 23.9 | 11.7 | 9.5 | 1.8 | 72 |  | 207683480
MIDEA | MMCMRAQ18BA3 | MIDEA | *** | *** | *** | 18000 | 19000 | 22.9 | 13.9 | 10.5 | 2 | 75 |  | 207683471
MIDEA | MMCMHAQ24CA3 | MIDEA | *** | *** | *** | 24000 | 25000 | 24.6 | 13.4 | 10 | 1.9 | 82 |  | 207683474
MIDEA | MMCMHAQ30DA3 | MIDEA | *** | *** | *** | 30000 | 30000 | 26 | 13 | 9.8 | 1.8 | 97 |  | 207683477
CanAir | C28MC548H21 | CanAir | *** | *** | *** | 48000 | 49000 | 21.8 | 11.7 | 9.8 | 2 | 73 |  | 207683271
CanAir | C28MC324H21 | CanAir | *** | *** | *** | 24000 | 25000 | 24.6 | 13.4 | 10 | 1.9 | 82 |  | 207683265
CanAir | C28MC436H21 | CanAir | *** | *** | *** | 36000 | 37000 | 23.9 | 11.7 | 9.5 | 1.8 | 72 |  | 207683268
NAPOLEON | NDHAM-36-O | NAPOLEON | *** | *** | *** | 36000 | 37000 | 20 | 12.5 | 9.7 | 1.9 | 95 |  | 207683241
CanAir | C28MC218H21 | CanAir | *** | *** | *** | 18000 | 19000 | 22.9 | 13.9 | 10.5 | 2 | 75 |  | 207683262
NAPOLEON | NDHAM-28-O | NAPOLEON | *** | *** | *** | 28000 | 28000 | 22.6 | 11.8 | 9.8 | 1.8 | 91 |  | 207683238
COMFORTSTAR | CVH-27-3SH | COMFORTSTAR | *** | *** | *** | 28000 | 28000 | 23 | 12.5 | 10.6 | 1.8 | 95 |  | 207658979
COMFORTSTAR | CVH-36-4SH | COMFORTSTAR | *** | *** | *** | 36000 | 37000 | 22.2 | 13.6 | 10.3 | 1.9 | 89 |  | 207658982
COMFORTSTAR | CMZ-48-4Z | COMFORTSTAR | *** | *** | *** | 36000 | 37000 | 23.9 | 11.7 | 9.5 | 1.8 | 72 |  | 207658970
COMFORTSTAR | CVH-48-5SH | COMFORTSTAR | *** | *** | *** | 48000 | 49000 | 21.8 | 11.7 | 9.8 | 2 | 73 |  | 207658984
COMFORTSTAR | CVH-18-2SH | COMFORTSTAR | *** | *** | *** | 19000 | 20000 | 22 | 12.5 | 9.8 | 1.9 | 75 |  | 207658976
COMFORTSTAR | CMZ-27-3Z | COMFORTSTAR | *** | *** | *** | 28000 | 28000 | 24.6 | 12.7 | 9.5 | 2 | 75 |  | 207658967
COMFORT-AIRE | A-VMH48PV-1 | COMFORT-AIRE | *** | *** | *** | 48000 | 49000 | 21.8 | 11.7 | 9.8 | 2 | 73 |  | 207657617
COMFORTSTAR | CMZ-18-2Z | COMFORTSTAR | *** | *** | *** | 18000 | 19000 | 22.9 | 13.9 | 10.5 | 2 | 75 |  | 207658964
Convectair | 8422-C36-O | Convectair | *** | *** | *** | 36000 | 37000 | 22.2 | 13.6 | 10.3 | 1.9 | 89 |  | 207657622
COMFORT-AIRE | A-VMH36QV-1 | COMFORT-AIRE | *** | *** | *** | 36000 | 37000 | 22.2 | 13.6 | 10.3 | 1.9 | 89 |  | 207657615
MDV | M5OG-48HFN1-M-[X]-20-L | MDV | *** | *** | *** | 48000 | 49000 | 21.8 | 11.7 | 9.8 | 2 | 73 |  | 207658618
COMFORT-AIRE | A-VMH28TV-1 | COMFORT-AIRE | *** | *** | *** | 28000 | 28000 | 23 | 12.5 | 10.6 | 1.8 | 95 |  | 207657612
COMFORT-AIRE | A-VMH18DV-1 | COMFORT-AIRE | *** | *** | *** | 19000 | 20000 | 22 | 12.5 | 9.8 | 1.9 | 75 |  | 207657610
KERR | A-KMH48PV-1 | KERR | *** | *** | *** | 48000 | 49000 | 21.8 | 11.7 | 9.8 | 2 | 73 |  | 207657606
KERR | A-KMH28TV-1 | KERR | *** | *** | *** | 28000 | 28000 | 23 | 12.5 | 10.6 | 1.8 | 95 |  | 207657601
KERR | A-KMH36QV-1 | KERR | *** | *** | *** | 36000 | 37000 | 22.2 | 13.6 | 10.3 | 1.9 | 89 |  | 207657604
KARDA | 3KARDA36MZ4 | KARDA | *** | *** | *** | 36000 | 37000 | 23.1 | 10.6 | 9.6 | 1.8 | 71 |  | 207657366
KERR | A-KMH18DV-1 | KERR | *** | *** | *** | 19000 | 20000 | 22 | 12.5 | 9.8 | 1.9 | 75 |  | 207657599
KARDA | 3KARDA48MZ5 | KARDA | *** | *** | *** | 48000 | 48000 | 21.1 | 11 | 9.5 | 1.8 | 75 |  | 207657368
PERFECTAIRE | 3PAMSH48-MZO5 | PERFECTAIRE | *** | *** | *** | 48000 | 48000 | 21.1 | 11 | 9.5 | 1.8 | 75 |  | 207657356
KARDA | 3KARDA18MZ2 | KARDA | *** | *** | *** | 18000 | 19000 | 21 | 12.5 | 10.2 | 2 | 76 |  | 207657359
PERFECTAIRE | 3PAMS36-HH-MZO4 | PERFECTAIRE | *** | *** | *** | 36000 | 37000 | 20 | 12.5 | 9.7 | 1.9 | 95 |  | 207657341
PERFECTAIRE | 3PAMSH18-MZO2 | PERFECTAIRE | *** | *** | *** | 18000 | 19000 | 21 | 12.5 | 10.2 | 2 | 76 |  | 207657347
PERFECTAIRE | 3PAMS48-HH-MZO5 | PERFECTAIRE | *** | *** | *** | 48000 | 49000 | 21.2 | 11 | 10 | 2 | 80 |  | 207657344
PERFECTAIRE | 3PAMS27-HH-MZO3 | PERFECTAIRE | *** | *** | *** | 28000 | 28000 | 22.6 | 11.8 | 9.8 | 1.8 | 91 |  | 207657339
PERFECTAIRE | 3PAMSH36-MZO4 | PERFECTAIRE | *** | *** | *** | 36000 | 37000 | 23.1 | 10.6 | 9.6 | 1.8 | 71 |  | 207657354
AIRQUEST | DLCMHBH48EAK | AIRQUEST | *** | *** | *** | 48000 | 49000 | 21.2 | 11 | 10 | 2 | 80 |  | 207643188
AIRQUEST | DLCMRBH48EAK | AIRQUEST | *** | *** | *** | 48000 | 48000 | 21.1 | 11 | 9.5 | 1.8 | 75 |  | 207643194
AIRQUEST | DLCMHBH36DAK | AIRQUEST | *** | *** | *** | 36000 | 37000 | 20 | 12.5 | 9.7 | 1.9 | 95 |  | 207643191
AIRQUEST | DLCMRBH36DAK | AIRQUEST | *** | *** | *** | 36000 | 37000 | 23.1 | 10.6 | 9.6 | 1.8 | 71 |  | 207643186
AIRQUEST | DLCMHBH24CAK | AIRQUEST | *** | *** | *** | 24000 | 24000 | 22.3 | 12.5 | 9.6 | 1.83 | 75 |  | 207643179
SMART COMFORT | DLCMHBH36DAK | SMART COMFORT | *** | *** | *** | 36000 | 37000 | 20 | 12.5 | 9.7 | 1.9 | 95 |  | 207643170
SMART COMFORT | DLCMRBH48EAK | SMART COMFORT | *** | *** | *** | 48000 | 48000 | 21.1 | 11 | 9.5 | 1.8 | 75 |  | 207643173
SMART COMFORT | DLCMHBH48EAK | SMART COMFORT | *** | *** | *** | 48000 | 49000 | 21.2 | 11 | 10 | 2 | 80 |  | 207643167
AIRQUEST | DLCMRBH18BAK | AIRQUEST | *** | *** | *** | 18000 | 19000 | 21 | 12.5 | 10.2 | 2 | 76 |  | 207643176
SMART COMFORT | DLCMRBH36DAK | SMART COMFORT | *** | *** | *** | 36000 | 37000 | 23.1 | 10.6 | 9.6 | 1.8 | 71 |  | 207643165
TEMPSTAR | DLCMHBH48EAK | TEMPSTAR | *** | *** | *** | 48000 | 49000 | 21.2 | 11 | 10 | 2 | 80 |  | 207643146
SMART COMFORT | DLCMRBH18BAK | SMART COMFORT | *** | *** | *** | 18000 | 19000 | 21 | 12.5 | 10.2 | 2 | 76 |  | 207643155
SMART COMFORT | DLCMHBH24CAK | SMART COMFORT | *** | *** | *** | 24000 | 24000 | 22.3 | 12.5 | 9.6 | 1.83 | 75 |  | 207643158
TEMPSTAR | DLCMRBH48EAK | TEMPSTAR | *** | *** | *** | 48000 | 48000 | 21.1 | 11 | 9.5 | 1.8 | 75 |  | 207643152
TEMPSTAR | DLCMHBH36DAK | TEMPSTAR | *** | *** | *** | 36000 | 37000 | 20 | 12.5 | 9.7 | 1.9 | 95 |  | 207643149
MIDEA | DLCMRBH48EAK | MIDEA | *** | *** | *** | 48000 | 48000 | 21.1 | 11 | 9.5 | 1.8 | 75 |  | 207643131
TEMPSTAR | DLCMHBH24CAK | TEMPSTAR | *** | *** | *** | 24000 | 24000 | 22.3 | 12.5 | 9.6 | 1.83 | 75 |  | 207643137
MIDEA | DLCMHBH36DAK | MIDEA | *** | *** | *** | 36000 | 37000 | 20 | 12.5 | 9.7 | 1.9 | 95 |  | 207643128
TEMPSTAR | DLCMRBH18BAK | TEMPSTAR | *** | *** | *** | 18000 | 19000 | 21 | 12.5 | 10.2 | 2 | 76 |  | 207643134
TEMPSTAR | DLCMRBH36DAK | TEMPSTAR | *** | *** | *** | 36000 | 37000 | 23.1 | 10.6 | 9.6 | 1.8 | 71 |  | 207643144
MIDEA | DLCMHBH48EAK | MIDEA | *** | *** | *** | 48000 | 49000 | 21.2 | 11 | 10 | 2 | 80 |  | 207643125
MIDEA | DLCMRBH36DAK | MIDEA | *** | *** | *** | 36000 | 37000 | 23.1 | 10.6 | 9.6 | 1.8 | 71 |  | 207643123
KENMORE | DLCMRBH48EAK | KENMORE | *** | *** | *** | 48000 | 48000 | 21.1 | 11 | 9.5 | 1.8 | 75 |  | 207643110
KENMORE | DLCMHBH36DAK | KENMORE | *** | *** | *** | 36000 | 37000 | 20 | 12.5 | 9.7 | 1.9 | 95 |  | 207643107
MIDEA | DLCMHBH24CAK | MIDEA | *** | *** | *** | 24000 | 24000 | 22.3 | 12.5 | 9.6 | 1.83 | 75 |  | 207643116
KENMORE | DLCMHBH48EAK | KENMORE | *** | *** | *** | 48000 | 49000 | 21.2 | 11 | 10 | 2 | 80 |  | 207643104
MIDEA | DLCMRBH18BAK | MIDEA | *** | *** | *** | 18000 | 19000 | 21 | 12.5 | 10.2 | 2 | 76 |  | 207643113
KENMORE | DLCMRBH36DAK | KENMORE | *** | *** | *** | 36000 | 37000 | 23.1 | 10.6 | 9.6 | 1.8 | 71 |  | 207643102
KENMORE | DLCMHBH24CAK | KENMORE | *** | *** | *** | 24000 | 24000 | 22.3 | 12.5 | 9.6 | 1.83 | 75 |  | 207643095
KEEPRITE | DLCMRBH48EAK | KEEPRITE | *** | *** | *** | 48000 | 48000 | 21.1 | 11 | 9.5 | 1.8 | 75 |  | 207643089
KEEPRITE | DLCMHBH36DAK | KEEPRITE | *** | *** | *** | 36000 | 37000 | 20 | 12.5 | 9.7 | 1.9 | 95 |  | 207643086
KENMORE | DLCMRBH18BAK | KENMORE | *** | *** | *** | 18000 | 19000 | 21 | 12.5 | 10.2 | 2 | 76 |  | 207643092
KEEPRITE | DLCMHBH48EAK | KEEPRITE | *** | *** | *** | 48000 | 49000 | 21.2 | 11 | 10 | 2 | 80 |  | 207643083
KEEPRITE | DLCMRBH18BAK | KEEPRITE | *** | *** | *** | 18000 | 19000 | 21 | 12.5 | 10.2 | 2 | 76 |  | 207643071
HEIL | DLCMHBH48EAK | HEIL | *** | *** | *** | 48000 | 49000 | 21.2 | 11 | 10 | 2 | 80 |  | 207643062
KEEPRITE | DLCMHBH24CAK | KEEPRITE | *** | *** | *** | 24000 | 24000 | 22.3 | 12.5 | 9.6 | 1.83 | 75 |  | 207643074
HEIL | DLCMRBH36DAK | HEIL | *** | *** | *** | 36000 | 37000 | 23.1 | 10.6 | 9.6 | 1.8 | 71 |  | 207643060
HEIL | DLCMHBH36DAK | HEIL | *** | *** | *** | 36000 | 37000 | 20 | 12.5 | 9.7 | 1.9 | 95 |  | 207643065
HEIL | DLCMRBH48EAK | HEIL | *** | *** | *** | 48000 | 48000 | 21.1 | 11 | 9.5 | 1.8 | 75 |  | 207643068
HEIL | DLCMRBH18BAK | HEIL | *** | *** | *** | 18000 | 19000 | 21 | 12.5 | 10.2 | 2 | 76 |  | 207643050
HEIL | DLCMHBH24CAK | HEIL | *** | *** | *** | 24000 | 24000 | 22.3 | 12.5 | 9.6 | 1.83 | 75 |  | 207643053
DAY & NIGHT | DLCMRBH36DAK | DAY & NIGHT | *** | *** | *** | 36000 | 37000 | 23.1 | 10.6 | 9.6 | 1.8 | 71 |  | 207643039
DAY & NIGHT | DLCMRBH48EAK | DAY & NIGHT | *** | *** | *** | 48000 | 48000 | 21.1 | 11 | 9.5 | 1.8 | 75 |  | 207643047
DAY & NIGHT | DLCMHBH36DAK | DAY & NIGHT | *** | *** | *** | 36000 | 37000 | 20 | 12.5 | 9.7 | 1.9 | 95 |  | 207643044
DAY & NIGHT | DLCMHBH48EAK | DAY & NIGHT | *** | *** | *** | 48000 | 49000 | 21.2 | 11 | 10 | 2 | 80 |  | 207643041
DAY & NIGHT | DLCMHBH24CAK | DAY & NIGHT | *** | *** | *** | 24000 | 24000 | 22.3 | 12.5 | 9.6 | 1.83 | 75 |  | 207643032
DAY & NIGHT | DLCMRBH18BAK | DAY & NIGHT | *** | *** | *** | 18000 | 19000 | 21 | 12.5 | 10.2 | 2 | 76 |  | 207643029
COMFORTMAKER | DLCMHBH36DAK | COMFORTMAKER | *** | *** | *** | 36000 | 37000 | 20 | 12.5 | 9.7 | 1.9 | 95 |  | 207643023
COMFORTMAKER | DLCMRBH48EAK | COMFORTMAKER | *** | *** | *** | 48000 | 48000 | 21.1 | 11 | 9.5 | 1.8 | 75 |  | 207643026
ARCOAIRE | DLCMRBH48EAK | ARCOAIRE | *** | *** | *** | 48000 | 48000 | 21.1 | 11 | 9.5 | 1.8 | 75 |  | 207643005
COMFORTMAKER | DLCMRBH36DAK | COMFORTMAKER | *** | *** | *** | 36000 | 37000 | 23.1 | 10.6 | 9.6 | 1.8 | 71 |  | 207643018
COMFORTMAKER | DLCMHBH48EAK | COMFORTMAKER | *** | *** | *** | 48000 | 49000 | 21.2 | 11 | 10 | 2 | 80 |  | 207643020
COMFORTMAKER | DLCMHBH24CAK | COMFORTMAKER | *** | *** | *** | 24000 | 24000 | 22.3 | 12.5 | 9.6 | 1.83 | 75 |  | 207643011
COMFORTMAKER | DLCMRBH18BAK | COMFORTMAKER | *** | *** | *** | 18000 | 19000 | 21 | 12.5 | 10.2 | 2 | 76 |  | 207643008
ARCOAIRE | DLCMHBH24CAK | ARCOAIRE | *** | *** | *** | 24000 | 24000 | 22.3 | 12.5 | 9.6 | 1.83 | 75 |  | 207642990
ARCOAIRE | DLCMHBH36DAK | ARCOAIRE | *** | *** | *** | 36000 | 37000 | 20 | 12.5 | 9.7 | 1.9 | 95 |  | 207643002
ARCOAIRE | DLCMHBH48EAK | ARCOAIRE | *** | *** | *** | 48000 | 49000 | 21.2 | 11 | 10 | 2 | 80 |  | 207642999
ARCOAIRE | DLCMRBH36DAK | ARCOAIRE | *** | *** | *** | 36000 | 37000 | 23.1 | 10.6 | 9.6 | 1.8 | 71 |  | 207642997
ARCOAIRE | DLCMRBH18BAK | ARCOAIRE | *** | *** | *** | 18000 | 19000 | 21 | 12.5 | 10.2 | 2 | 76 |  | 207642987
MIDEA | 38MGHBQ48EA3 | MIDEA | *** | *** | *** | 48000 | 49000 | 21.8 | 11.7 | 9.8 | 2 | 73 |  | 207642972
MIDEA | 38MGHBQ36DA3 | MIDEA | *** | *** | *** | 36000 | 37000 | 22.2 | 13.6 | 10.3 | 1.9 | 89 |  | 207642975
MIDEA | 38MGRBQ18BA3 | MIDEA | *** | *** | *** | 18000 | 19000 | 22.9 | 13.9 | 10.5 | 2 | 75 |  | 207642960
MIDEA | 38MGRBQ36DA3 | MIDEA | *** | *** | *** | 36000 | 37000 | 23.9 | 11.7 | 9.5 | 1.8 | 72 |  | 207642969
MIDEA | 38MGHBQ30DA3 | MIDEA | *** | *** | *** | 30000 | 30000 | 26 | 13 | 9.8 | 1.8 | 97 |  | 207642966
MIDEA | 38MGHBQ24CA3 | MIDEA | *** | *** | *** | 24000 | 25000 | 24.6 | 13.4 | 10 | 1.9 | 82 |  | 207642963
Weathermaker | 38MGHBQ36DA3 | Weathermaker | *** | *** | *** | 36000 | 37000 | 22.2 | 13.6 | 10.3 | 1.9 | 89 |  | 207642954
Weathermaker | 38MGHBQ48EA3 | Weathermaker | *** | *** | *** | 48000 | 49000 | 21.8 | 11.7 | 9.8 | 2 | 73 |  | 207642951
Weathermaker | 38MGHBQ30DA3 | Weathermaker | *** | *** | *** | 30000 | 30000 | 26 | 13 | 9.8 | 1.8 | 97 |  | 207642945
Weathermaker | 38MGHBQ24CA3 | Weathermaker | *** | *** | *** | 24000 | 25000 | 24.6 | 13.4 | 10 | 1.9 | 82 |  | 207642942
Weathermaker | 38MGRBQ36DA3 | Weathermaker | *** | *** | *** | 36000 | 37000 | 23.9 | 11.7 | 9.5 | 1.8 | 72 |  | 207642948
Weathermaker | 38MGRBQ18BA3 | Weathermaker | *** | *** | *** | 18000 | 19000 | 22.9 | 13.9 | 10.5 | 2 | 75 |  | 207642939
PAYNE | 38MGHBQ48EA3 | PAYNE | *** | *** | *** | 48000 | 49000 | 21.8 | 11.7 | 9.8 | 2 | 73 |  | 207642930
PAYNE | 38MGHBQ36DA3 | PAYNE | *** | *** | *** | 36000 | 37000 | 22.2 | 13.6 | 10.3 | 1.9 | 89 |  | 207642933
PAYNE | 38MGHBQ24CA3 | PAYNE | *** | *** | *** | 24000 | 25000 | 24.6 | 13.4 | 10 | 1.9 | 82 |  | 207642921
PAYNE | 38MGHBQ30DA3 | PAYNE | *** | *** | *** | 30000 | 30000 | 26 | 13 | 9.8 | 1.8 | 97 |  | 207642924
BRYANT | 38MGHBQ36DA3 | BRYANT | *** | *** | *** | 36000 | 37000 | 22.2 | 13.6 | 10.3 | 1.9 | 89 |  | 207642912
PAYNE | 38MGRBQ36DA3 | PAYNE | *** | *** | *** | 36000 | 37000 | 23.9 | 11.7 | 9.5 | 1.8 | 72 |  | 207642927
PAYNE | 38MGRBQ18BA3 | PAYNE | *** | *** | *** | 18000 | 19000 | 22.9 | 13.9 | 10.5 | 2 | 75 |  | 207642918
BRYANT | 38MGHBQ48EA3 | BRYANT | *** | *** | *** | 48000 | 49000 | 21.8 | 11.7 | 9.8 | 2 | 73 |  | 207642909
BRYANT | 38MGRBQ36DA3 | BRYANT | *** | *** | *** | 36000 | 37000 | 23.9 | 11.7 | 9.5 | 1.8 | 72 |  | 207642906
BRYANT | 38MGHBQ30DA3 | BRYANT | *** | *** | *** | 30000 | 30000 | 26 | 13 | 9.8 | 1.8 | 97 |  | 207642903
BRYANT | 38MGHBQ24CA3 | BRYANT | *** | *** | *** | 24000 | 25000 | 24.6 | 13.4 | 10 | 1.9 | 82 |  | 207642900
CARRIER | 38MGHBQ36DA3 | CARRIER | *** | *** | *** | 36000 | 37000 | 22.2 | 13.6 | 10.3 | 1.9 | 89 |  | 207642891
CARRIER | 38MGHBQ48EA3 | CARRIER | *** | *** | *** | 48000 | 49000 | 21.8 | 11.7 | 9.8 | 2 | 73 |  | 207642888
BRYANT | 38MGRBQ18BA3 | BRYANT | *** | *** | *** | 18000 | 19000 | 22.9 | 13.9 | 10.5 | 2 | 75 |  | 207642897
CARRIER | 38MGHBQ30DA3 | CARRIER | *** | *** | *** | 30000 | 30000 | 26 | 13 | 9.8 | 1.8 | 97 |  | 207642882
CARRIER | 38MGRBQ36DA3 | CARRIER | *** | *** | *** | 36000 | 37000 | 23.9 | 11.7 | 9.5 | 1.8 | 72 |  | 207642885
SENVILLE | SENA/36HF/MOQ | SENVILLE | *** | *** | *** | 36000 | 37000 | 23.9 | 11.7 | 9.5 | 1.8 | 72 |  | 207641335
CARRIER | 38MGHBQ24CA3 | CARRIER | *** | *** | *** | 24000 | 25000 | 24.6 | 13.4 | 10 | 1.9 | 82 |  | 207642879
SENVILLE | SENA/30HF/MOQ | SENVILLE | *** | *** | *** | 28000 | 28000 | 24.6 | 12.7 | 9.5 | 2 | 75 |  | 207641332
CARRIER | 38MGRBQ18BA3 | CARRIER | *** | *** | *** | 18000 | 19000 | 22.9 | 13.9 | 10.5 | 2 | 75 |  | 207642876
SENVILLE | SENA/18HF/MOQ | SENVILLE | *** | *** | *** | 18000 | 19000 | 22.9 | 13.9 | 10.5 | 2 | 75 |  | 207641329
LBG Products | LMUHB48DO | LBG Products | *** | *** | *** | 48000 | 49000 | 21.2 | 11 | 10 | 2 | 80 |  | 207641325
LBG Products | LMUHB36DO | LBG Products | *** | *** | *** | 36000 | 37000 | 20 | 12.5 | 9.7 | 1.9 | 95 |  | 207641322
LBG Products | LMUHB27DO | LBG Products | *** | *** | *** | 28000 | 28000 | 22.6 | 11.8 | 9.8 | 1.8 | 91 |  | 207641320
LBG Products | LMHB48DO | LBG Products | *** | *** | *** | 48000 | 48000 | 21.1 | 11 | 9.5 | 1.8 | 75 |  | 207641313
LBG Products | LMHB18DO | LBG Products | *** | *** | *** | 18000 | 19000 | 21 | 12.5 | 10.2 | 2 | 76 |  | 207641304
LBG Products | LMHB36DO | LBG Products | *** | *** | *** | 36000 | 37000 | 23.1 | 10.6 | 9.6 | 1.8 | 71 |  | 207641311
BLUERIDGE | BMM48HHC | BLUERIDGE | *** | *** | *** | 48000 | 49000 | 21.2 | 11 | 10 | 2 | 80 |  | 207641300
BLUERIDGE | BMM36HHC | BLUERIDGE | *** | *** | *** | 36000 | 37000 | 20 | 12.5 | 9.7 | 1.9 | 95 |  | 207641297
BLUERIDGE | BMM48C | BLUERIDGE | *** | *** | *** | 48000 | 48000 | 21.1 | 11 | 9.5 | 1.8 | 75 |  | 207641288
BLUERIDGE | BMM27HHC | BLUERIDGE | *** | *** | *** | 28000 | 28000 | 22.6 | 11.8 | 9.8 | 1.8 | 91 |  | 207641295
BLUERIDGE | BMM18C | BLUERIDGE | *** | *** | *** | 18000 | 19000 | 21 | 12.5 | 10.2 | 2 | 76 |  | 207641279
BLUERIDGE | BMM36C | BLUERIDGE | *** | *** | *** | 36000 | 37000 | 23.1 | 10.6 | 9.6 | 1.8 | 71 |  | 207641286
NOVAIR | LEA18MZ-2P-25SK-O | NOVAIR | *** | *** | *** | 18000 | 19000 | 21 | 12.5 | 10.2 | 2 | 76 |  | 207641276
MDV | M3OI-28HFN1-M* | MDV | *** | *** | *** | 28000 | 28000 | 22.6 | 11.8 | 9.8 | 1.8 | 91 |  | 207641258
MDV | M4OG-36HFN1-M* | MDV | *** | *** | *** | 36000 | 37000 | 23.1 | 10.6 | 9.6 | 1.8 | 71 |  | 207641253
NOVAIR | LEA36MZ-4P-25SK-O | NOVAIR | *** | *** | *** | 36000 | 37000 | 23.1 | 10.6 | 9.6 | 1.8 | 71 |  | 207641271
MDV | M5OG-48HFN1-M-[X]-20* | MDV | *** | *** | *** | 48000 | 49000 | 21.2 | 11 | 10 | 2 | 80 |  | 207641238
MDV | M4OI-36HFN1-M* | MDV | *** | *** | *** | 36000 | 37000 | 20 | 12.5 | 9.7 | 1.9 | 95 |  | 207641237
MDV | M4OI-36HFN1-M | MDV | *** | *** | *** | 36000 | 37000 | 22.2 | 13.6 | 10.3 | 1.9 | 89 |  | 207641228
MDV | M3OJ-24HFN1-M* | MDV | *** | *** | *** | 24000 | 24000 | 22.3 | 12.5 | 9.6 | 1.83 | 75 |  | 207641233
MDV | M2OA-18HFN1-M* | MDV | *** | *** | *** | 18000 | 19000 | 21 | 12.5 | 10.2 | 2 | 76 |  | 207641232
MDV | M5OG-48HFN1-M* | MDV | *** | *** | *** | 48000 | 48000 | 21.1 | 11 | 9.5 | 1.8 | 75 |  | 207641235
MDV | M4OG-30HFN1-M | MDV | *** | *** | *** | 30000 | 30000 | 26 | 13 | 9.8 | 1.8 | 97 |  | 207617652
Convectair | 8222-C18-O | Convectair | *** | *** | *** | 19000 | 20000 | 22 | 12.5 | 9.8 | 1.9 | 75 |  | 207590846
MDV | M3OJ-24HFN1-M | MDV | *** | *** | *** | 24000 | 25000 | 24.6 | 13.4 | 10 | 1.9 | 82 |  | 207617649
MDV | M5OG-42HFN1-M-[X] | MDV | *** | *** | *** | 42000 | 43000 | 22.3 | 11.7 | 10.5 | 2 | 105 |  | 207617657
MDV | M3OI-24HFN1-M | MDV | *** | *** | *** | 24000 | 24000 | 23.7 | 12.8 | 10.8 | 1.8 | 100 |  | 207617655
Convectair | 8522-C48-O | Convectair | *** | *** | *** | 48000 | 49000 | 21.8 | 11.7 | 9.8 | 2 | 73 |  | 207590852
Convectair | 8322-C27-O | Convectair | *** | *** | *** | 28000 | 28000 | 23 | 12.5 | 10.6 | 1.8 | 95 |  | 207590849
MRCOOL | DIY-MULTI2-18HP230C | MRCOOL | *** | *** | *** | 18000 | 19000 | 21.2 | 12.5 | 9.6 | 2 | 71 |  | 207339196
KEEPRITE | DLCMRBH36DAK | KEEPRITE | *** | *** | *** | 36000 | 37000 | 23.1 | 10.6 | 9.6 | 1.8 | 71 |  | 207643081
PAYNE | 38MGRQ30D--3 | PAYNE | *** | *** | *** | 30000 | 28000 | 22.5 | 12 | 9.5 | 1.85 | 88 |  | 204722816
MIDEA | 38MGRQ30D--3 | MIDEA | *** | *** | *** | 30000 | 28000 | 22.5 | 12 | 9.5 | 1.85 | 88 |  | 204722815
MRCOOL | DIY-MULTI3-27HP230C | MRCOOL | *** | *** | *** | 27000 | 27000 | 22 | 12 | 9.5 | 1.9 | 74 |  | 207339195
MDV | M2OA-18HFN1-MQ1 | MDV | *** | *** | *** | 18000 | 19000 | 21.2 | 12.5 | 9.6 | 2 | 71 |  | 207339191
Weathermaker | 38MGRQ30D--3 | Weathermaker | *** | *** | *** | 30000 | 28000 | 22.5 | 12 | 9.5 | 1.85 | 88 |  | 205772851
FRANKLIN | MST183E23MHAA | FRANKLIN | *** | *** | *** | 19000 | 20000 | 22 | 12.5 | 9.8 | 1.9 | 75 |  | 206764068
MDV | M5OG-48HFN1-M-[X]-20 | MDV | *** | *** | *** | 48000 | 49000 | 21.8 | 11.7 | 9.8 | 2 | 73 |  | 206714984
MDV | M2OA-18HFN1-M | MDV | *** | *** | *** | 18000 | 19000 | 22.9 | 13.9 | 10.5 | 2 | 75 |  | 206714973
MDV | M4OG-36HFN1-M | MDV | *** | *** | *** | 36000 | 37000 | 23.9 | 11.7 | 9.5 | 1.8 | 72 |  | 206714977
MDV | M4OH-36HFN1-M-20 | MDV | *** | *** | *** | 36000 | 36400 | 21.8 | 13.6 | 9.5 | 1.75 | 60 |  | 206714978
MDV | M2OI-18HFN1-M | MDV | *** | *** | *** | 19000 | 20000 | 22 | 12.5 | 9.8 | 1.9 | 75 |  | 206716986
MDV | M3OI-28HFN1-M | MDV | *** | *** | *** | 28000 | 28000 | 23 | 12.5 | 10.6 | 1.8 | 95 |  | 206714976
MDV | M3OJ-27HFN1-M | MDV | *** | *** | *** | 28000 | 28000 | 24.6 | 12.7 | 9.5 | 2 | 75 |  | 206714975
MDV | M3OH-27HFN1-MQ1 | MDV | *** | *** | *** | 27000 | 27000 | 22 | 12 | 9.5 | 1.9 | 74 |  | 207339192
Daizuki | DXFM-3623-4Z | Daizuki | *** | *** | *** | 36000 | 37000 | 23.9 | 11.7 | 9.5 | 1.8 | 72 |  | 211994923
PolarWave | ACIQ-48Z-HH-M5B | PolarWave | *** | *** | *** | 48000 | 49000 | 21.8 | 11.7 | 9.8 | 2 | 73 |  | 212316094
PolarWave | ACIQ-18Z-HH-M2B | PolarWave | *** | *** | *** | 19000 | 20000 | 22 | 12.5 | 9.8 | 1.9 | 75 |  | 212316085
PolarWave | ACIQ-55Z-HH-M5B | PolarWave | *** | *** | *** | 55000 | 55000 | 22 | 10.5 | 9.5 | 1.9 | 63 |  | 212316117
PolarWave | ACIQ-36Z-HH-M4B | PolarWave | *** | *** | *** | 36000 | 37000 | 22.2 | 13.6 | 10.3 | 1.9 | 89 |  | 212316091
PolarWave | ACIQ-27Z-HH-M3B | PolarWave | *** | *** | *** | 28000 | 28000 | 23 | 12.5 | 10.6 | 1.8 | 95 |  | 212316088
PolarWave | ES-18Z-M2B | PolarWave | *** | *** | *** | 18000 | 19000 | 22.9 | 13.9 | 10.5 | 2 | 75 |  | 212316120
PolarWave | ES-27Z-M3B | PolarWave | *** | *** | *** | 28000 | 28000 | 24.6 | 12.7 | 9.5 | 2 | 75 |  | 212316123
PolarWave | ES-36Z-M4B | PolarWave | *** | *** | *** | 36000 | 37000 | 23.9 | 11.7 | 9.5 | 1.8 | 72 |  | 212316126
STEALTH | ACIQ-18Z-HH-M2B | STEALTH | *** | *** | *** | 19000 | 20000 | 22 | 12.5 | 9.8 | 1.9 | 75 |  | 212316171
STEALTH | ACIQ-27Z-HH-M3B | STEALTH | *** | *** | *** | 28000 | 28000 | 23 | 12.5 | 10.6 | 1.8 | 95 |  | 212316174
STEALTH | ES-18Z-M2B | STEALTH | *** | *** | *** | 18000 | 19000 | 22.9 | 13.9 | 10.5 | 2 | 75 |  | 212316206
STEALTH | ACIQ-55Z-HH-M5B | STEALTH | *** | *** | *** | 55000 | 55000 | 22 | 10.5 | 9.5 | 1.9 | 63 |  | 212316203
STEALTH | ACIQ-48Z-HH-M5B | STEALTH | *** | *** | *** | 48000 | 49000 | 21.8 | 11.7 | 9.8 | 2 | 73 |  | 212316180
STEALTH | ACIQ-36Z-HH-M4B | STEALTH | *** | *** | *** | 36000 | 37000 | 22.2 | 13.6 | 10.3 | 1.9 | 89 |  | 212316177
STEALTH | ES-27Z-M3B | STEALTH | *** | *** | *** | 28000 | 28000 | 24.6 | 12.7 | 9.5 | 2 | 75 |  | 212316209
STEALTH | ES-36Z-M4B | STEALTH | *** | *** | *** | 36000 | 37000 | 23.9 | 11.7 | 9.5 | 1.8 | 72 |  | 212316212
KANIONco | KWSMO-18R410AIHH | KANIONco | *** | *** | *** | 18000 | 19000 | 21 | 12.5 | 10.2 | 2 | 76 |  | 212360144
KANIONco | KWSMO-36R410AIHH | KANIONco | *** | *** | *** | 36000 | 37000 | 23.1 | 10.6 | 9.6 | 1.8 | 71 |  | 212360150
MDV | M3OK-27HFN1-M | MDV | *** | *** | *** | 27000 | 27000 | 21.8 | 12.2 | 10 | 1.8 | 85 |  | 212360172
KANIONco | KWSMO-48R410AIHH | KANIONco | *** | *** | *** | 48000 | 48000 | 21.1 | 11 | 9.5 | 1.8 | 75 |  | 212360153
Custom Comfort | CCOXHAMZ548HP | Custom Comfort | *** | *** | *** | 48000 | 49000 | 21.8 | 11.7 | 9.8 | 2 | 73 |  | 212365439
BLUERIDGE | BMM27HH2C | BLUERIDGE | *** | *** | *** | 27000 | 27000 | 21.8 | 12.2 | 10 | 1.8 | 85 |  | 212360178
Custom Comfort | CCOXHAMZ436HP | Custom Comfort | *** | *** | *** | 36000 | 37000 | 22.2 | 13.6 | 10.3 | 1.9 | 89 |  | 212365436
Custom Comfort | CCOXHAMZ218HP | Custom Comfort | *** | *** | *** | 19000 | 20000 | 22 | 12.5 | 9.8 | 1.9 | 75 |  | 212365433
Custom Comfort | CCOXHAMZ555HP | Custom Comfort | *** | *** | *** | 55000 | 55000 | 22 | 10.5 | 9.5 | 1.9 | 63 |  | 212365442
MDV | M3OK-27HFN1-M* | MDV | *** | *** | *** | 27000 | 27000 | 20.5 | 11.8 | 9.6 | 1.8 | 83 |  | 212360173
TK'S | T2C-18HFN1* | TK'S | *** | *** | *** | 18000 | 19000 | 21 | 12.5 | 10.2 | 2 | 76 |  | 212528006
Relief Sciences | LANG27OD35-3 | Relief Sciences | *** | *** | *** | 28000 | 28000 | 22.6 | 11.8 | 9.8 | 1.8 | 91 |  | 212615016
TK'S | T4C-36HFN1* | TK'S | *** | *** | *** | 36000 | 37000 | 23.1 | 10.6 | 9.6 | 1.8 | 71 |  | 212528012
Relief Sciences | LANG36OD35-4 | Relief Sciences | *** | *** | *** | 36000 | 37000 | 20 | 12.5 | 9.7 | 1.9 | 95 |  | 212615014
TK'S | T5C-48HFN1* | TK'S | *** | *** | *** | 48000 | 48000 | 21.1 | 11 | 9.5 | 1.8 | 75 |  | 212528015
YONAN | YSMO-18HFN1 | YONAN | *** | *** | *** | 18000 | 19000 | 21 | 12.5 | 10.2 | 2 | 76 |  | 212615067
YONAN | YSMO-48HFN1 | YONAN | *** | *** | *** | 48000 | 48000 | 21.1 | 11 | 9.5 | 1.8 | 75 |  | 212615078
YONAN | YSMO-36HFN1 | YONAN | *** | *** | *** | 36000 | 37000 | 23.1 | 10.6 | 9.6 | 1.8 | 71 |  | 212615075
YONAN | YSMO-55HFN1 | YONAN | *** | *** | *** | 55000 | 55000 | 20.2 | 10.5 | 9.6 | 1.8 | 66 |  | 212615081
YONAN | YSMO-24HFN1 | YONAN | *** | *** | *** | 24000 | 24000 | 22.3 | 12.5 | 9.6 | 1.83 | 75 |  | 212615070
Custom Comfort | CCOXHAMZ327HP | Custom Comfort | *** | *** | *** | 27000 | 27000 | 21.8 | 12.2 | 10 | 1.8 | 85 |  | 212631690
Orient Care | OUM18M410AGR30 | Orient Care | *** | *** | *** | 18000 | 19000 | 21 | 12.5 | 10.2 | 2 | 76 |  | 212920505
Orient Care | OUM48M410AGR30 | Orient Care | *** | *** | *** | 48000 | 48000 | 21.1 | 11 | 9.5 | 1.8 | 75 |  | 212920518
Orient Care | OUM24M410AGR30 | Orient Care | *** | *** | *** | 24000 | 24000 | 22.3 | 12.5 | 9.6 | 1.83 | 75 |  | 212920508
Orient Care | OUM55M410AGR30 | Orient Care | *** | *** | *** | 55000 | 55000 | 20.2 | 10.5 | 9.6 | 1.8 | 66 |  | 212920521
AIRQUEST | DLCMRAH27CAK | AIRQUEST | *** | *** | *** | 27000 | 27000 | 22 | 11.5 | 9.6 | 2.06 | 66 |  | 203966617
SMART COMFORT | DLCMRAH27CAK | SMART COMFORT | *** | *** | *** | 27000 | 27000 | 22 | 11.5 | 9.6 | 2.06 | 66 |  | 202119270
TEMPSTAR | DLCMRAH27CAK | TEMPSTAR | *** | *** | *** | 27000 | 27000 | 22 | 11.5 | 9.6 | 2.06 | 66 |  | 201835786
KENMORE | DLCMRAH27CAK | KENMORE | *** | *** | *** | 27000 | 27000 | 22 | 11.5 | 9.6 | 2.06 | 66 |  | 201835787
HEIL | DLCMRAH27CAK | HEIL | *** | *** | *** | 27000 | 27000 | 22 | 11.5 | 9.6 | 2.06 | 66 |  | 201835690
KEEPRITE | DLCMRAH27CAK | KEEPRITE | *** | *** | *** | 27000 | 27000 | 22 | 11.5 | 9.6 | 2.06 | 66 |  | 201835691
DAY & NIGHT | DLCMRAH27CAK | DAY & NIGHT | *** | *** | *** | 27000 | 27000 | 22 | 11.5 | 9.6 | 2.06 | 66 |  | 201835621
SENVILLE | SENA-48HF-MOB | SENVILLE | *** | *** | *** | 48000 | 49000 | 21.8 | 11.7 | 9.8 | 2 | 73 |  | 213732659
ZERO | Z4SOV-36HDM-US | ZERO | *** | *** | *** | 36000 | 37000 | 23.1 | 10.6 | 9.6 | 1.8 | 71 |  | 213732665
ZERO | Z5SOV-48HDM-US | ZERO | *** | *** | *** | 48000 | 49000 | 21.2 | 11 | 10 | 2 | 80 |  | 213732668
SENVILLE | SENA-36HF-MOB | SENVILLE | *** | *** | *** | 36000 | 36000 | 22.4 | 12.5 | 10.9 | 2 | 76 |  | 213732656
SENVILLE | SENA-28HF-MOB | SENVILLE | *** | *** | *** | 28000 | 28000 | 23 | 12.5 | 10.6 | 1.8 | 95 |  | 213732653
SENVILLE | SENA-18HF-MOB | SENVILLE | *** | *** | *** | 19000 | 20000 | 22 | 12.5 | 9.8 | 1.9 | 75 |  | 213732650
CanAir | C28MC436H22 | CanAir | *** | *** | *** | 36000 | 37000 | 22.2 | 13.6 | 10.3 | 1.9 | 89 |  | 213479407
CanAir | C28MC218H22 | CanAir | *** | *** | *** | 19000 | 20000 | 22 | 12.5 | 9.8 | 1.9 | 75 |  | 213479410
CanAir | C28MC328H21 | CanAir | *** | *** | *** | 28000 | 28000 | 23 | 12.5 | 10.6 | 1.8 | 95 |  | 213479404
TEMP SHIFT | TSM5OA55HFN1M[X] | TEMP SHIFT | *** | *** | *** | 55000 | 55000 | 20 | 10.5 | 9.5 | 1.8 | 63 |  | 213479401
TEMP SHIFT | TSM3OK27HFN1M | TEMP SHIFT | *** | *** | *** | 27000 | 27000 | 20.5 | 11.8 | 9.6 | 1.8 | 83 |  | 213479392
TEMP SHIFT | TSM4OX63036HFN1M1X | TEMP SHIFT | *** | *** | *** | 36000 | 36000 | 21 | 12 | 10.9 | 1.95 | 76 |  | 213479395
TEMP SHIFT | TSM5OG48HFN1M[X] | TEMP SHIFT | *** | *** | *** | 48000 | 49000 | 21.2 | 11 | 10 | 2 | 80 |  | 213479398
CONTINENTAL | CDHAM-28-O | CONTINENTAL | *** | *** | *** | 28000 | 28000 | 22.6 | 11.8 | 9.8 | 1.8 | 91 |  | 213386541
CONTINENTAL | CDHAM-36-O | CONTINENTAL | *** | *** | *** | 36000 | 37000 | 20 | 12.5 | 9.7 | 1.9 | 95 |  | 213386544
BLUERIDGE | BMM36HH2C | BLUERIDGE | *** | *** | *** | 36000 | 36000 | 21 | 12 | 10.9 | 1.95 | 76 |  | 213363376
AIRGREAN | AG-MO55IR410AH | AIRGREAN | *** | *** | *** | 55000 | 55000 | 20.2 | 10.5 | 9.6 | 1.8 | 66 |  | 213363371
ECO-AIR | M4OX630-36HFN1-M1X | ECO-AIR | *** | *** | *** | 36000 | 36000 | 21 | 12 | 10.9 | 1.95 | 76 |  | 213307915
E·COLD | ECOLD-C55-MS-G0001 | E·COLD | *** | *** | *** | 55000 | 55000 | 20.2 | 10.5 | 9.6 | 1.8 | 66 |  | 213350760
E·COLD | ECOLD-C48-MS-G0001 | E·COLD | *** | *** | *** | 48000 | 48000 | 21.1 | 11 | 9.5 | 1.8 | 75 |  | 213350757
Alsetria | M4OX630-36HFN1-M1X | Alsetria | *** | *** | *** | 36000 | 36000 | 21 | 12 | 10.9 | 1.95 | 76 |  | 213307912
Daizuki | DXFM-1823-2Z | Daizuki | *** | *** | *** | 18000 | 19000 | 22.9 | 13.9 | 10.5 | 2 | 75 |  | 211994917
ACIQ | ES-36Z-M4B | ACIQ | *** | *** | *** | 36000 | 37000 | 23.9 | 11.7 | 9.5 | 1.8 | 72 |  | 210857389
ACIQ | ACIQ-55Z-HH-M5B | ACIQ | *** | *** | *** | 55000 | 55000 | 22 | 10.5 | 9.5 | 1.9 | 63 |  | 210857380
ACIQ | ES-27Z-M3B | ACIQ | *** | *** | *** | 28000 | 28000 | 24.6 | 12.7 | 9.5 | 2 | 75 |  | 210857386
DIYCOOL | ACIQ-55Z-HH-M5B | DIYCOOL | *** | *** | *** | 55000 | 55000 | 22 | 10.5 | 9.5 | 1.9 | 63 |  | 210857398
DIYCOOL | ES-27Z-M3B | DIYCOOL | *** | *** | *** | 28000 | 28000 | 24.6 | 12.7 | 9.5 | 2 | 75 |  | 210857404
DIYCOOL | ES-18Z-M2B | DIYCOOL | *** | *** | *** | 18000 | 19000 | 22.9 | 13.9 | 10.5 | 2 | 75 |  | 210857401
DIYCOOL | ES-36Z-M4B | DIYCOOL | *** | *** | *** | 36000 | 37000 | 23.9 | 11.7 | 9.5 | 1.8 | 72 |  | 210857407
PERFECTAIRE | 3PAMSH55-MZO5 | PERFECTAIRE | *** | *** | *** | 55000 | 55000 | 20.2 | 10.5 | 9.6 | 1.8 | 66 |  | 211253529
NOVAIR | LEA36MZ-4P-35SK-O | NOVAIR | *** | *** | *** | 36000 | 37000 | 20 | 12.5 | 9.7 | 1.9 | 95 |  | 211133300
PERFECTAIRE | 3PAMS55-HH-MZO5 | PERFECTAIRE | *** | *** | *** | 55000 | 55000 | 20 | 10.5 | 9.5 | 1.8 | 63 |  | 211253532
MDV | M3OI-28HFN1-M-L | MDV | *** | *** | *** | 28000 | 28000 | 23 | 12.5 | 10.6 | 1.8 | 95 |  | 211289831
Mitsutomo | HO-MP48-AB-Q | Mitsutomo | *** | *** | *** | 48000 | 49000 | 21.2 | 11 | 10 | 2 | 80 |  | 211306410
Mitsutomo | HO-MT28-AB-Q | Mitsutomo | *** | *** | *** | 28000 | 28000 | 22.6 | 11.8 | 9.8 | 1.8 | 91 |  | 211306404
Mitsutomo | HO-MQ36-AB-Q | Mitsutomo | *** | *** | *** | 36000 | 37000 | 20 | 12.5 | 9.7 | 1.9 | 95 |  | 211306407
Star Air Kontrol | SAK-36-22MUZ/220(OUT)* | Star Air Kontrol | *** | *** | *** | 36000 | 37000 | 23.1 | 10.6 | 9.6 | 1.8 | 71 |  | 211726670
Star Air Kontrol | SAK-18-21MUZ/220(OUT)* | Star Air Kontrol | *** | *** | *** | 18000 | 19000 | 21 | 12.5 | 10.2 | 2 | 76 |  | 211726665
Star Air Kontrol | SAK-48-21MUZ/220(OUT)* | Star Air Kontrol | *** | *** | *** | 48000 | 48000 | 21.1 | 11 | 9.5 | 1.8 | 75 |  | 211726672
Mitsutomo | HO-MP55-AB-Q | Mitsutomo | *** | *** | *** | 55000 | 55000 | 20 | 10.5 | 9.5 | 1.8 | 63 |  | 211306413
LPS Legacy | DLCMRBH36DAK | LPS Legacy | *** | *** | *** | 36000 | 37000 | 23.1 | 10.6 | 9.6 | 1.8 | 71 |  | 211756502
LPS Legacy | DLCMRBH48EAK | LPS Legacy | *** | *** | *** | 48000 | 48000 | 21.1 | 11 | 9.5 | 1.8 | 75 |  | 211756503
LPS Legacy | DLCMRBH18BAK | LPS Legacy | *** | *** | *** | 18000 | 19000 | 21 | 12.5 | 10.2 | 2 | 76 |  | 211756520
LPS Legacy | DLCMRAH27CAK | LPS Legacy | *** | *** | *** | 27000 | 27000 | 22 | 11.5 | 9.6 | 2.06 | 66 |  | 211756528
LPS Legacy | DLCMHBH24CAK | LPS Legacy | *** | *** | *** | 24000 | 24000 | 22.3 | 12.5 | 9.6 | 1.83 | 75 |  | 211756554
LPS Legacy | DLCMHBH48EAK | LPS Legacy | *** | *** | *** | 48000 | 49000 | 21.2 | 11 | 10 | 2 | 80 |  | 211756575
KADEN | KO-PS327HP-2AAMA | KADEN | *** | *** | *** | 28000 | 28000 | 24.6 | 12.7 | 9.5 | 2 | 75 |  | 211793563
KADEN | KO-PS218HP-2AAMA | KADEN | *** | *** | *** | 18000 | 19000 | 22.9 | 13.9 | 10.5 | 2 | 75 |  | 211793560
LPS Legacy | DLCMHBH36DAK | LPS Legacy | *** | *** | *** | 36000 | 37000 | 20 | 12.5 | 9.7 | 1.9 | 95 |  | 211756577
DUOHOME | D2OA-18HFN1-M | DUOHOME | *** | *** | *** | 18000 | 19000 | 21 | 12.5 | 10.2 | 2 | 76 |  | 211911388
KADEN | KO-PS436HP-2AAMA | KADEN | *** | *** | *** | 36000 | 37000 | 23.9 | 11.7 | 9.5 | 1.8 | 72 |  | 211793565
DUOHOME | D5OG-48HFN1-M | DUOHOME | *** | *** | *** | 48000 | 48000 | 21.1 | 11 | 9.5 | 1.8 | 75 |  | 211911397
DUOHOME | D5OA-55HFN1-M | DUOHOME | *** | *** | *** | 55000 | 55000 | 20.2 | 10.5 | 9.6 | 1.8 | 66 |  | 211911400
DUOHOME | D4OG-36HFN1-M | DUOHOME | *** | *** | *** | 36000 | 37000 | 23.1 | 10.6 | 9.6 | 1.8 | 71 |  | 211911394
PREMIUM LEVELLA | PIAWMZ188800B | PREMIUM LEVELLA | *** | *** | *** | 18000 | 19000 | 21 | 12.5 | 10.2 | 2 | 76 |  | 211991186
PREMIUM LEVELLA | PIAWMZ368800B | PREMIUM LEVELLA | *** | *** | *** | 36000 | 37000 | 23.1 | 10.6 | 9.6 | 1.8 | 71 |  | 211991194
PREMIUM LEVELLA | PIAWMZ488800B | PREMIUM LEVELLA | *** | *** | *** | 48000 | 48000 | 21.1 | 11 | 9.5 | 1.8 | 75 |  | 211991197
Daizuki | DXFM-2723-3Z | Daizuki | *** | *** | *** | 28000 | 28000 | 24.6 | 12.7 | 9.5 | 2 | 75 |  | 211994914
Mitsutomo | HO-MQ36-AC-Q | Mitsutomo | *** | *** | *** | 36000 | 36000 | 21 | 12 | 10.9 | 1.95 | 76 |  | 213785768
Mitsutomo | HO-MT28-AC-Q | Mitsutomo | *** | *** | *** | 27000 | 27000 | 20.5 | 11.8 | 9.6 | 1.8 | 83 |  | 213785765
HISENSE | AMW2-18U3SFA | HISENSE | *** | *** | *** | 18000 | 18000 | 21 | 12.5 | 9.5 | 1.84 | 71 |  | 204816953
E COLD | ECOLD-C55-MS-G0001 | E COLD | *** | *** | *** | 55000 | 55000 | 20.2 | 10.5 | 9.6 | 1.8 | 66 |  | 213828448
E COLD | ECOLD-C48-MS-G0001 | E COLD | *** | *** | *** | 48000 | 48000 | 21.1 | 11 | 9.5 | 1.8 | 75 |  | 213828445
E COLD | ECOLD-C36-MS-G0001 | E COLD | *** | *** | *** | 36000 | 37000 | 23.1 | 10.6 | 9.6 | 1.8 | 71 |  | 213828442
Mitsubishi Electric | MXZ-3C30NAHZ3*** | Mitsubishi Electric | *** | *** | *** | 28400 | 28600 | 18 | 12.5 | 9.7 | 1.8 | 63 |  | 209836204
Trane / Mitsubishi Electric | NTXMPH30A132B* | Trane / Mitsubishi Electric | *** | *** | *** | 28400 | 28600 | 18 | 12.5 | 9.7 | 1.8 | 63 |  | 209836196
Mitsubishi Electric | MXZ-3C30NAHZ4-** | Mitsubishi Electric | *** | *** | *** | 28400 | 28600 | 18 | 12.5 | 10 | 1.8 | 63 |  | 212925868
Mitsubishi Electric | MXZ-2C20NAHZ4-** | Mitsubishi Electric | *** | *** | *** | 18000 | 22000 | 17 | 13.5 | 10 | 1.89 | 62 |  | 212925867
Mitsubishi Electric | MXZ-3C24NAHZ4-** | Mitsubishi Electric | *** | *** | *** | 22000 | 25000 | 19 | 13.5 | 10 | 1.95 | 58 |  | 212925537
Trane / Mitsubishi Electric | NTXMPH24A132C** | Trane / Mitsubishi Electric | *** | *** | *** | 22000 | 25000 | 19 | 13.5 | 10 | 1.95 | 58 |  | 212925533
Trane / Mitsubishi Electric | NTXMPH30A132C** | Trane / Mitsubishi Electric | *** | *** | *** | 28400 | 28600 | 18 | 12.5 | 10 | 1.8 | 63 |  | 212925516
American Standard / Mitsubishi Electric | NTXMPH30A132C** | American Standard / Mitsubishi Electric | *** | *** | *** | 28400 | 28600 | 18 | 12.5 | 10 | 1.8 | 63 |  | 212925515
Trane / Mitsubishi Electric | NTXMPH20A122C** | Trane / Mitsubishi Electric | *** | *** | *** | 18000 | 22000 | 17 | 13.5 | 10 | 1.89 | 62 |  | 212925513
American Standard / Mitsubishi Electric | NTXMPH24A132C** | American Standard / Mitsubishi Electric | *** | *** | *** | 22000 | 25000 | 19 | 13.5 | 10 | 1.95 | 58 |  | 212925514
American Standard / Mitsubishi Electric | NTXMPH20A122C** | American Standard / Mitsubishi Electric | *** | *** | *** | 18000 | 22000 | 17 | 13.5 | 10 | 1.89 | 62 |  | 212925512
Mitsubishi Electric | MXZ-3C24NA3**** | Mitsubishi Electric | *** | *** | *** | 22000 | 25000 | 20 | 13.6 | 9.5 | 2.2 | 58 |  | 212925534
Trane / Mitsubishi Electric | NTXMMX24A132B** | Trane / Mitsubishi Electric | *** | *** | *** | 22000 | 25000 | 20 | 13.6 | 9.5 | 2.2 | 58 |  | 212925489
NG Trade | MOBMH480C | NG Trade | *** | *** | *** | 48000 | 48000 | 21.1 | 11 | 9.5 | 1.8 | 75 |  | 213867400
TRUST AIR CONDITIONERS | M5H60H/O4S4P | TRUST AIR CONDITIONERS | *** | *** | *** | 55000 | 55000 | 22 | 10.5 | 9.5 | 1.9 | 63 |  | 213867403
FRIEDRICH | FPHMR18A3A | FRIEDRICH | *** | *** | *** | 18000 | 18000 | 21 | 12.5 | 9.5 | 1.84 | 71 |  | 205150429
WESTINGHOUSE | WHP18M2A21S | WESTINGHOUSE | *** | *** | *** | 18000 | 18000 | 21 | 12.5 | 9.5 | 1.84 | 71 |  | 205470408
AIR-CON | AMSCI4H4S18 | AIR-CON | *** | *** | *** | 18000 | 18000 | 21 | 12.5 | 9.5 | 1.84 | 71 |  | 205150432
EMERSON QUIET KOOL | EAC2H18R2C | EMERSON QUIET KOOL | *** | *** | *** | 18000 | 18000 | 21 | 12.5 | 9.5 | 1.84 | 71 |  | 207821917
Perfect Aire | 3PAMSHHQC18-MZO2 | Perfect Aire | *** | *** | *** | 18000 | 18000 | 21 | 12.5 | 9.5 | 1.84 | 71 |  | 206428591
ZEPHYR | ZE-18M222SCO | ZEPHYR | *** | *** | *** | 18000 | 18000 | 21 | 12.5 | 9.5 | 1.84 | 71 |  | 206346128
Innovair | VOM18H7R2P7 | Innovair | *** | *** | *** | 18000 | 18000 | 21 | 12.5 | 9.5 | 1.84 | 71 |  | 207821948
HAXXAIR | HVHM-18T2D | HAXXAIR | *** | *** | *** | 18000 | 18000 | 21 | 12.5 | 9.5 | 1.84 | 71 |  | 208650724
Perfect Aire | UB1MSHHQC18-MZO2 | Perfect Aire | *** | *** | *** | 18000 | 18000 | 21 | 12.5 | 9.5 | 1.84 | 71 |  | 212508371
Multi MFG | 18HPC2-HH-A | Multi MFG | *** | *** | *** | 18000 | 18000 | 21 | 12.5 | 9.5 | 1.84 | 71 |  | 211120891
DIAL | MZME18WW2P230BAJ | DIAL | *** | *** | *** | 18000 | 18000 | 21 | 12.5 | 9.5 | 1.84 | 71 |  | 213082089
Gridless | O-AYD18SD-2 | Gridless | *** | *** | *** | 18000 | 18000 | 21 | 12.5 | 9.5 | 1.84 | 71 |  | 213255583
J-KU | JKS-18H2HP-M2O | J-KU | *** | *** | *** | 18000 | 18000 | 21 | 12.5 | 9.5 | 1.84 | 71 |  | 213286753
American Standard / Mitsubishi Electric | NTXMPH30A132B* | American Standard / Mitsubishi Electric | *** | *** | *** | 28400 | 28600 | 18 | 12.5 | 9.7 | 1.8 | 63 |  | 209843684
American Standard / Mitsubishi Electric | NTXMMX24A132B* | American Standard / Mitsubishi Electric | *** | *** | *** | 22000 | 25000 | 20 | 13.6 | 9.5 | 2.2 | 58 |  | 209843673
LG | LMU240HHV | LG | *** | *** | *** | 24000 | 26000 | 21 | 13.5 | 9.8 | 1.83 | 67 |  | 10445374
LG | LMU300HHV | LG | *** | *** | *** | 28400 | 28600 | 20 | 12.5 | 9.8 | 1.85 | 66 |  | 10445376
LG | LMU421HHV | LG | *** | *** | *** | 42000 | 48000 | 21.5 | 13.8 | 11 | 2 | 66 |  | 206717001
LG | LMU480HHV | LG | *** | *** | *** | 48000 | 52500 | 20.5 | 13.1 | 10.5 | 2.1 | 67 |  | 206717002
LG | LMU361HHV | LG | *** | *** | *** | 36000 | 45000 | 22 | 14.5 | 11 | 2.01 | 66 |  | 206717007
LG | LMU601HV | LG | *** | *** | *** | 60000 | 64000 | 20.5 | 11.3 | 10 | 2.01 | 66 |  | 206717015
SLIMAIR | SHC5Z55VC2AG | SLIMAIR | *** | *** | *** | 55000 | 55000 | 20.2 | 10.5 | 9.6 | 1.8 | 66 |  | 213886035
SLIMAIR | SHC3Z27VE2AG | SLIMAIR | *** | *** | *** | 28000 | 28000 | 22.6 | 11.8 | 9.8 | 1.8 | 91 |  | 213886041
SLIMAIR | SHC4Z36VE2AG | SLIMAIR | *** | *** | *** | 36000 | 37000 | 20 | 12.5 | 9.7 | 1.9 | 95 |  | 213886044
SLIMAIR | SHC5Z48VE2AG | SLIMAIR | *** | *** | *** | 48000 | 49000 | 21.2 | 11 | 10 | 2 | 80 |  | 213886047
SLIMAIR | SHC5Z55VE2AG | SLIMAIR | *** | *** | *** | 55000 | 55000 | 20 | 10.5 | 9.5 | 1.8 | 63 |  | 213886050
Nutech | N2OA-55HFN1-M | Nutech | *** | *** | *** | 55000 | 55000 | 20.2 | 10.5 | 9.6 | 1.8 | 66 |  | 213916275
Nutech | N2OA-48HFN1-M | Nutech | *** | *** | *** | 48000 | 48000 | 21.1 | 11 | 9.5 | 1.8 | 75 |  | 213916272
Nutech | N2OA-36HFN1-M | Nutech | *** | *** | *** | 36000 | 37000 | 23.1 | 10.6 | 9.6 | 1.8 | 71 |  | 213916269
Mitsubishi Electric | MXZ-SM36NAM2*** | Mitsubishi Electric | *** | *** | *** | 36000 | 41000 | 23 | 15 | 11 | 2.2 | 64 |  | 213248828
Mitsubishi Electric | MXZ-SM36NAMHZ2*** | Mitsubishi Electric | *** | *** | *** | 36000 | 42000 | 23 | 15 | 12 | 2 | 78 |  | 213248831
Mitsubishi Electric | MXZ-SM42NAMHZ2*** | Mitsubishi Electric | *** | *** | *** | 42000 | 48000 | 21.5 | 13.4 | 11.1 | 2 | 67 |  | 213248834
Mitsubishi Electric | MXZ-SM48NAM2*** | Mitsubishi Electric | *** | *** | *** | 48000 | 50000 | 23 | 13.1 | 10.4 | 2.1 | 63 |  | 213248838
Mitsubishi Electric | MXZ-SM48NAMHZ2*** | Mitsubishi Electric | *** | *** | *** | 48000 | 54000 | 23 | 13.1 | 11.5 | 2 | 72 |  | 213248842
Mitsubishi Electric | MXZ-SM60NAM2*** | Mitsubishi Electric | *** | *** | *** | 60000 | 66000 | 20 | 13.3 | 10.5 | 2 | 63 |  | 213248845
Trane / Mitsubishi Electric | NTXMSH42A152B** | Trane / Mitsubishi Electric | *** | *** | *** | 42000 | 48000 | 21.5 | 13.4 | 11.1 | 2 | 67 |  | 213248950
Trane / Mitsubishi Electric | NTXMSM36A142B** | Trane / Mitsubishi Electric | *** | *** | *** | 36000 | 41000 | 23 | 15 | 11 | 2.2 | 64 |  | 213248944
TOSOT | TM42HMO | TOSOT | *** | *** | *** | 36000 | 40000 | 21 | 12 | 10 | 1.92 | 89 |  | 211727025
TOSOT | TM36HMO | TOSOT | *** | *** | *** | 34000 | 36000 | 21 | 12 | 10 | 1.82 | 86 |  | 211727024
TOSOT | TM30HMO | TOSOT | *** | *** | *** | 28400 | 30000 | 21 | 12.5 | 10 | 1.84 | 91 |  | 211727023
TOSOT | TM24HMO | TOSOT | *** | *** | *** | 23200 | 24000 | 21 | 12.5 | 10 | 2.1 | 98 |  | 211727022
TOSOT | TM18HMO | TOSOT | *** | *** | *** | 17000 | 18000 | 21 | 12 | 10 | 2.22 | 82 |  | 211727021
KINGHOME | KM42H5O | KINGHOME | *** | *** | *** | 36000 | 40000 | 21 | 12 | 10 | 1.92 | 89 |  | 211497156
KINGHOME | KM36H5O | KINGHOME | *** | *** | *** | 34000 | 36000 | 21 | 12 | 10 | 1.82 | 86 |  | 211497155
KINGHOME | KM30H5O | KINGHOME | *** | *** | *** | 28400 | 30000 | 21 | 12.5 | 10 | 1.84 | 91 |  | 211497154
KINGHOME | KM24H5O | KINGHOME | *** | *** | *** | 23200 | 24000 | 21 | 12.5 | 10 | 2.1 | 98 |  | 211497153
KINGHOME | KM18H5O | KINGHOME | *** | *** | *** | 17000 | 18000 | 21 | 12 | 10 | 2.22 | 82 |  | 211497152
TOSOT | TM42HX4O | TOSOT | *** | *** | *** | 36000 | 40000 | 21 | 12 | 10 | 1.92 | 89 |  | 211164243
TOSOT | TM36HX4O | TOSOT | *** | *** | *** | 34000 | 36000 | 21 | 12 | 10 | 1.82 | 86 |  | 211164242
TOSOT | TM30HX4O | TOSOT | *** | *** | *** | 28400 | 30000 | 21 | 12.5 | 10 | 1.84 | 91 |  | 211164241
TOSOT | TM24HX4O | TOSOT | *** | *** | *** | 23200 | 24000 | 21 | 12.5 | 10 | 2.1 | 98 |  | 211164240
TOSOT | TM18HX4O | TOSOT | *** | *** | *** | 17000 | 18000 | 21 | 12 | 10 | 2.22 | 82 |  | 211164239
GREE | MULTI42HP230V1EO | GREE | *** | *** | *** | 36000 | 40000 | 21 | 12 | 10 | 1.92 | 89 |  | 210278981
GREE | MULTI36HP230V1EO | GREE | *** | *** | *** | 34000 | 36000 | 21 | 12 | 10 | 1.82 | 86 |  | 210278979
GREE | MULTI30HP230V1EO | GREE | *** | *** | *** | 28400 | 30000 | 21 | 12.5 | 10 | 1.84 | 91 |  | 210278977
GREE | MULTI24HP230V1EO | GREE | *** | *** | *** | 23200 | 24000 | 21 | 12.5 | 10 | 2.1 | 98 |  | 210278975
GREE | MULTI18HP230V1EO | GREE | *** | *** | *** | 17000 | 18000 | 21 | 12 | 10 | 2.22 | 82 |  | 210278973
ACD | MPD30KCH21SB-O | ACD | *** | *** | *** | 28400 | 30000 | 21 | 12.5 | 10 | 1.84 | 91 |  | 210534129
AC PRO.COM | AWHD(30)ND3MO | AC PRO.COM | *** | *** | *** | 28400 | 30000 | 21 | 12.5 | 10 | 1.84 | 91 |  | 210838019
BOREAL | MBRS30HPJ1OE | BOREAL | *** | *** | *** | 28400 | 30000 | 21 | 12.5 | 10 | 1.84 | 91 |  | 211174348
AMERICAN STANDARD | 4TXM2130A14N0** | AMERICAN STANDARD | *** | *** | *** | 28400 | 30000 | 21 | 12.5 | 10 | 1.84 | 91 |  | 210435422
BLUERIDGE | BMKH30MC | BLUERIDGE | *** | *** | *** | 28400 | 30000 | 21 | 12.5 | 10 | 1.84 | 91 |  | 210534147
AireForce | GXH30(8.8)FMK4DH-1 | AireForce | *** | *** | *** | 28400 | 30000 | 21 | 12.5 | 10 | 1.84 | 91 |  | 211635194
AIRTEMP | GXH30(8.8)FMK4DH-1 | AIRTEMP | *** | *** | *** | 28400 | 30000 | 21 | 12.5 | 10 | 1.84 | 91 |  | 210276807
GIBSON | GXH30(8.8)FMK4DH-1 | GIBSON | *** | *** | *** | 28400 | 30000 | 21 | 12.5 | 10 | 1.84 | 91 |  | 210276802
TRANE | 4TXM2130A14N0** | TRANE | *** | *** | *** | 28400 | 30000 | 21 | 12.5 | 10 | 1.84 | 91 |  | 210435407
LENNOX | LIZ030HO-210P432-1 | LENNOX | *** | *** | *** | 28400 | 30000 | 21 | 12.5 | 10 | 1.84 | 91 |  | 209179147
WABBAN | BBM30HX4O | WABBAN | *** | *** | *** | 28400 | 30000 | 21 | 12.5 | 10 | 1.84 | 91 |  | 211174353
GREE | GWHD(30)ND3MO | GREE | *** | *** | *** | 28400 | 30000 | 21 | 12.5 | 10 | 1.84 | 91 |  | 208786091
AC PRO.COM | AWHD(24)ND3MO | AC PRO.COM | *** | *** | *** | 23200 | 24000 | 21 | 12.5 | 10 | 2.1 | 98 |  | 210838016
AIRTEMP | GXH24(7.0)FMK4DH-1 | AIRTEMP | *** | *** | *** | 23200 | 24000 | 21 | 12.5 | 10 | 2.1 | 98 |  | 210276806
AireForce | GXH24(7.0)FMK4DH-1 | AireForce | *** | *** | *** | 23200 | 24000 | 21 | 12.5 | 10 | 2.1 | 98 |  | 211635193
COMFORMATIC | GFMCX24-H2 | COMFORMATIC | *** | *** | *** | 23200 | 24000 | 21 | 12.5 | 10 | 2.1 | 98 |  | 212925602
GIBSON | GXH24(7.0)FMK4DH-1 | GIBSON | *** | *** | *** | 23200 | 24000 | 21 | 12.5 | 10 | 2.1 | 98 |  | 210276801
BLUERIDGE | BMKH24MC | BLUERIDGE | *** | *** | *** | 23200 | 24000 | 21 | 12.5 | 10 | 2.1 | 98 |  | 210534146
COMFORT-AIRE | A-VFH24TC-1 | COMFORT-AIRE | *** | *** | *** | 23200 | 24000 | 21 | 12.5 | 10 | 2.1 | 98 |  | 212524533
WABBAN | BBM24HX4O | WABBAN | *** | *** | *** | 23200 | 24000 | 21 | 12.5 | 10 | 2.1 | 98 |  | 211174352
ACD | MPD24KCH21SB-O | ACD | *** | *** | *** | 23200 | 24000 | 21 | 12.5 | 10 | 2.1 | 98 |  | 210534128
BOREAL | MBRS24HPJ1OE | BOREAL | *** | *** | *** | 23200 | 24000 | 21 | 12.5 | 10 | 2.1 | 98 |  | 211174347
TRANE | 4TXM2124A13N0** | TRANE | *** | *** | *** | 23200 | 24000 | 21 | 12.5 | 10 | 2.1 | 98 |  | 210435406
AMERICAN STANDARD | 4TXM2124A13N0** | AMERICAN STANDARD | *** | *** | *** | 23200 | 24000 | 21 | 12.5 | 10 | 2.1 | 98 |  | 210435421
LENNOX | LIZ024HO-210P432-1 | LENNOX | *** | *** | *** | 23200 | 24000 | 21 | 12.5 | 10 | 2.1 | 98 |  | 209179144
GREE | GWHD(24)ND3MO | GREE | *** | *** | *** | 23200 | 24000 | 21 | 12.5 | 10 | 2.1 | 98 |  | 208786090
ACD | MPD18KCH21SB-O | ACD | *** | *** | *** | 17000 | 18000 | 21 | 12 | 10 | 2.22 | 82 |  | 210534127
AC PRO.COM | AWHD(18)ND3MO | AC PRO.COM | *** | *** | *** | 17000 | 18000 | 21 | 12 | 10 | 2.22 | 82 |  | 210838013
TRANE | 4TXM2118A12N0** | TRANE | *** | *** | *** | 17000 | 18000 | 21 | 12 | 10 | 2.22 | 82 |  | 210435405
AIRTEMP | GXH18(5.3)FMK4DH-1 | AIRTEMP | *** | *** | *** | 17000 | 18000 | 21 | 12 | 10 | 2.22 | 82 |  | 210276805
LENNOX | LIZ018HO-210P432-1 | LENNOX | *** | *** | *** | 17000 | 18000 | 21 | 12 | 10 | 2.22 | 82 |  | 209179141
BOREAL | MBRS18HPJ1OE | BOREAL | *** | *** | *** | 17000 | 18000 | 21 | 12 | 10 | 2.22 | 82 |  | 211174346
COMFORMATIC | GFMCX18-H2 | COMFORMATIC | *** | *** | *** | 17000 | 18000 | 21 | 12 | 10 | 2.22 | 82 |  | 212925599
WABBAN | BBM18HX4O | WABBAN | *** | *** | *** | 17000 | 18000 | 21 | 12 | 10 | 2.22 | 82 |  | 211174351
COMFORT-AIRE | A-VFH18DC-1 | COMFORT-AIRE | *** | *** | *** | 17000 | 18000 | 21 | 12 | 10 | 2.22 | 82 |  | 212508372
AireForce | GXH18(5.3)FMK4DH-1 | AireForce | *** | *** | *** | 17000 | 18000 | 21 | 12 | 10 | 2.22 | 82 |  | 211635192
GIBSON | GXH18(5.3)FMK4DH-1 | GIBSON | *** | *** | *** | 17000 | 18000 | 21 | 12 | 10 | 2.22 | 82 |  | 210276800
BLUERIDGE | BMKH18MC | BLUERIDGE | *** | *** | *** | 17000 | 18000 | 21 | 12 | 10 | 2.22 | 82 |  | 210534145
AMERICAN STANDARD | 4TXM2118A12N0** | AMERICAN STANDARD | *** | *** | *** | 17000 | 18000 | 21 | 12 | 10 | 2.22 | 82 |  | 210435420
GREE | GWHD(18)ND3MO | GREE | *** | *** | *** | 17000 | 18000 | 21 | 12 | 10 | 2.22 | 82 |  | 208786089
WABBAN | BBM42HX4O | WABBAN | *** | *** | *** | 36000 | 40000 | 21 | 12 | 10 | 1.92 | 89 |  | 211174355
BOREAL | MBRS42HPJ1OE | BOREAL | *** | *** | *** | 36000 | 40000 | 21 | 12 | 10 | 1.92 | 89 |  | 211174350
AC PRO.COM | AWHD(42)ND3MO | AC PRO.COM | *** | *** | *** | 36000 | 40000 | 21 | 12 | 10 | 1.92 | 89 |  | 210838025
LENNOX | LIZ042HO-210P432-1 | LENNOX | *** | *** | *** | 36000 | 40000 | 21 | 12 | 10 | 1.92 | 89 |  | 209179153
TRANE | 4TXM2142A15N0** | TRANE | *** | *** | *** | 36000 | 40000 | 21 | 12 | 10 | 1.92 | 89 |  | 210435409
AireForce | GXH42(12.3)FMK4DH-1 | AireForce | *** | *** | *** | 36000 | 40000 | 21 | 12 | 10 | 1.92 | 89 |  | 211635196
ACD | MPD42KCH21SB-O | ACD | *** | *** | *** | 36000 | 40000 | 21 | 12 | 10 | 1.92 | 89 |  | 210534131
AMERICAN STANDARD | 4TXM2142A15N0** | AMERICAN STANDARD | *** | *** | *** | 36000 | 40000 | 21 | 12 | 10 | 1.92 | 89 |  | 210435424
GIBSON | GXH42(12.3)FMK4DH-1 | GIBSON | *** | *** | *** | 36000 | 40000 | 21 | 12 | 10 | 1.92 | 89 |  | 210276799
AIRTEMP | GXH42(12.3)FMK4DH-1 | AIRTEMP | *** | *** | *** | 36000 | 40000 | 21 | 12 | 10 | 1.92 | 89 |  | 210276804
BLUERIDGE | BMKH42MC | BLUERIDGE | *** | *** | *** | 36000 | 40000 | 21 | 12 | 10 | 1.92 | 89 |  | 210534148
GREE | GWHD(42)ND3MO | GREE | *** | *** | *** | 36000 | 40000 | 21 | 12 | 10 | 1.92 | 89 |  | 208786088
BOREAL | MBRS36HPJ1OE | BOREAL | *** | *** | *** | 34000 | 36000 | 21 | 12 | 10 | 1.82 | 86 |  | 211174349
LENNOX | LIZ036HO-210P432-1 | LENNOX | *** | *** | *** | 34000 | 36000 | 21 | 12 | 10 | 1.82 | 86 |  | 209179150
GIBSON | GXH36(10.6)FMK4DH-1 | GIBSON | *** | *** | *** | 34000 | 36000 | 21 | 12 | 10 | 1.82 | 86 |  | 210276798
TRANE | 4TXM2136A14N0** | TRANE | *** | *** | *** | 34000 | 36000 | 21 | 12 | 10 | 1.82 | 86 |  | 210435408
AC PRO.COM | AWHD(36)ND3MO | AC PRO.COM | *** | *** | *** | 34000 | 36000 | 21 | 12 | 10 | 1.82 | 86 |  | 210838022
AIRTEMP | GXH36(10.6)FMK4DH-1 | AIRTEMP | *** | *** | *** | 34000 | 36000 | 21 | 12 | 10 | 1.82 | 86 |  | 210276803
AMERICAN STANDARD | 4TXM2136A14N0** | AMERICAN STANDARD | *** | *** | *** | 34000 | 36000 | 21 | 12 | 10 | 1.82 | 86 |  | 210435423
ACD | MPD36KCH21SB-O | ACD | *** | *** | *** | 34000 | 36000 | 21 | 12 | 10 | 1.82 | 86 |  | 210534130
AireForce | GXH36(10.6)FMK4DH-1 | AireForce | *** | *** | *** | 34000 | 36000 | 21 | 12 | 10 | 1.82 | 86 |  | 211635195
WABBAN | BBM36HX4O | WABBAN | *** | *** | *** | 34000 | 36000 | 21 | 12 | 10 | 1.82 | 86 |  | 211174354
GREE | GWHD(36)ND3MO | GREE | *** | *** | *** | 34000 | 36000 | 21 | 12 | 10 | 1.82 | 86 |  | 208786087
PANASONIC | CU-3E19RBU-5 | PANASONIC | *** | *** | *** | 19000 | 26000 | 22 | 12.55 | 10.1 | 1.88 | 80 |  | 10221199
LG | ARUM036GSS5 | LG | *** | *** | *** | 36000 | 53000 | 23 | 15.5 | 10.6 | 1.83 | 63 |  | 205967237
LG | ARUM048GSS5 | LG | *** | *** | *** | 48000 | 61000 | 23.3 | 13.5 | 10.3 | 1.83 | 63 |  | 205967235
LG | ARUN060GSS4 | LG | *** | *** | *** | 60000 | 66000 | 23 | 13 | 10 | 1.83 | 64 |  | 10514710
LG | ARUN024GSS4 | LG | *** | *** | *** | 24000 | 31200 | 18.15 | 14.8 | 10.2 | 2.16 | 61 |  | 10070562
LG | ARUB060GSS4 | LG | *** | *** | *** | 60000 | 67000 | 23 | 13 | 10 | 1.83 | 63 |  | 10070561
LG | ARUN038GSS4 | LG | *** | *** | *** | 38000 | 51000 | 20.1 | 14 | 10.6 | 2.16 | 65 |  | 8717931
LG | ARUN048GSS4 | LG | *** | *** | *** | 48000 | 54500 | 20 | 13.2 | 10.2 | 2.16 | 66 |  | 8717929
Trane / Mitsubishi Electric | NTXMSH36A142B** | Trane / Mitsubishi Electric | *** | *** | *** | 36000 | 42000 | 23 | 15 | 12 | 2 | 78 |  | 213248947
Trane / Mitsubishi Electric | NTXMSH48A182B** | Trane / Mitsubishi Electric | *** | *** | *** | 48000 | 54000 | 23 | 13.1 | 11.5 | 2 | 72 |  | 213248958
Trane / Mitsubishi Electric | NTXMSM60A182B** | Trane / Mitsubishi Electric | *** | *** | *** | 60000 | 66000 | 20 | 13.3 | 10.5 | 2 | 63 |  | 213248961
Trane / Mitsubishi Electric | NTXMSM48A182B** | Trane / Mitsubishi Electric | *** | *** | *** | 48000 | 50000 | 23 | 13.1 | 10.4 | 2.1 | 63 |  | 213248954
Cooper & Hunter | CHV6-48URBM | Cooper & Hunter | *** | *** | *** | 48000 | 54000 | 18.5 | 12.6 | 10 | 2.49 | 59 |  | 208119922
ICE AIR | VFO-48BQAH | ICE AIR | *** | *** | *** | 48000 | 54000 | 18.5 | 12.6 | 10 | 2.49 | 59 |  | 205072396
Hisense | AVW-48H3FH | Hisense | *** | *** | *** | 48000 | 54000 | 18.5 | 12.6 | 10 | 2.49 | 59 |  | 204344216
Cooper & Hunter | CHV6-36URBM | Cooper & Hunter | *** | *** | *** | 36000 | 42000 | 19.5 | 14.2 | 10.4 | 2.6 | 62 |  | 208119921
ICE AIR | VFO-36BQAH | ICE AIR | *** | *** | *** | 36000 | 42000 | 19.5 | 14.2 | 10.4 | 2.6 | 62 |  | 205072395
Hisense | AVW-36H3FH | Hisense | *** | *** | *** | 36000 | 42000 | 19.5 | 14.2 | 10.4 | 2.6 | 62 |  | 204344215
MAXI AIR | NE-T53-MULTI36E | MAXI AIR | *** | *** | *** | 36000 | 37000 | 22.2 | 13.6 | 10.3 | 1.9 | 89 |  | 213927622
MAXI AIR | NE-T53-MULTI28E | MAXI AIR | *** | *** | *** | 28000 | 28000 | 23 | 12.5 | 10.6 | 1.8 | 95 |  | 213927619
QUEBEC VAIR | NE-T53-MULTI36E | QUEBEC VAIR | *** | *** | *** | 36000 | 37000 | 22.2 | 13.6 | 10.3 | 1.9 | 89 |  | 213927616
QUEBEC VAIR | NE-T53-MULTI28E | QUEBEC VAIR | *** | *** | *** | 28000 | 28000 | 23 | 12.5 | 10.6 | 1.8 | 95 |  | 213927613
Bladex | BME20A-18SPHP1 | Bladex | *** | *** | *** | 18000 | 19000 | 21 | 12.5 | 10.2 | 2 | 76 |  | 213927655
Bladex | BME40G-36SPHP1 | Bladex | *** | *** | *** | 36000 | 37000 | 23.1 | 10.6 | 9.6 | 1.8 | 71 |  | 213927661
Bladex | BME50G-48SPHP1 | Bladex | *** | *** | *** | 48000 | 48000 | 21.1 | 11 | 9.5 | 1.8 | 75 |  | 213927664
Bladex | BME50A-55SPHP1 | Bladex | *** | *** | *** | 55000 | 55000 | 20.2 | 10.5 | 9.6 | 1.8 | 66 |  | 213927667
ApooDr | AM5OG-55HFN1 | ApooDr | *** | *** | *** | 55000 | 55000 | 20.2 | 10.5 | 9.6 | 1.8 | 66 |  | 213927670
AI AIR CONDITIONING | A4MO22-36N1-M1H | AI AIR CONDITIONING | *** | *** | *** | 36000 | 36000 | 21 | 12 | 10.9 | 1.95 | 76 |  | 213769958
AI AIR CONDITIONING | A5MO22-48N1-M1H | AI AIR CONDITIONING | *** | *** | *** | 48000 | 49000 | 21.2 | 11 | 10 | 2 | 80 |  | 213769961
AI AIR CONDITIONING | A5MO22-55N1-M1H | AI AIR CONDITIONING | *** | *** | *** | 55000 | 55000 | 20 | 10.5 | 9.5 | 1.8 | 63 |  | 213769964
AI AIR CONDITIONING | A3MO22-27N1-M1H | AI AIR CONDITIONING | *** | *** | *** | 27000 | 27000 | 20.5 | 11.8 | 9.6 | 1.8 | 83 |  | 213769955
FUJITSU | AOU18RLXFZH | FUJITSU | *** | *** | *** | 18000 | 22000 | 21.5 | 13.5 | 9.6 | 1.84 | 65 |  | 8033584
RHEEM | ROMH18FXZHJ | RHEEM | *** | *** | *** | 18000 | 22000 | 21.5 | 13.5 | 9.6 | 1.84 | 65 |  | 10595418
RHEEM | ROMH18AFXZJ | RHEEM | *** | *** | *** | 18000 | 22000 | 21.5 | 13.5 | 9.6 | 1.84 | 65 |  | 205049560
RUUD | UOMH18AFXZJ | RUUD | *** | *** | *** | 18000 | 22000 | 21.5 | 13.5 | 9.6 | 1.84 | 65 |  | 205049559
RUUD | RO2HFZ18AJ1H | RUUD | *** | *** | *** | 18000 | 22000 | 21.5 | 13.5 | 9.6 | 1.84 | 65 |  | 211044460
RHEEM | RO2HFZ18AJ1H | RHEEM | *** | *** | *** | 18000 | 22000 | 21.5 | 13.5 | 9.6 | 1.84 | 65 |  | 211044459
RUUD | UOMH18FXZHJ | RUUD | *** | *** | *** | 18000 | 22000 | 21.5 | 13.5 | 9.6 | 1.84 | 65 |  | 10595419
RUUD | ROMH18FXZHJ | RUUD | *** | *** | *** | 18000 | 22000 | 21.5 | 13.5 | 9.6 | 1.84 | 65 |  | 206221520
FUJITSU | AOU24RLXFZH | FUJITSU | *** | *** | *** | 22000 | 25000 | 20 | 13.3 | 10 | 2.06 | 62 |  | 8033586
RHEEM | ROMH24FXZHJ | RHEEM | *** | *** | *** | 22000 | 25000 | 20 | 13.3 | 10 | 2.06 | 62 |  | 10595424
RUUD | UOMH24FXZHJ | RUUD | *** | *** | *** | 22000 | 25000 | 20 | 13.3 | 10 | 2.06 | 62 |  | 10595425
RUUD | ROMH24FXZHJ | RUUD | *** | *** | *** | 22000 | 25000 | 20 | 13.3 | 10 | 2.06 | 62 |  | 206221523
RHEEM | RO3HFZ24AJ1H | RHEEM | *** | *** | *** | 22000 | 25000 | 20 | 13.3 | 10 | 2.06 | 62 |  | 211044463
RUUD | RO3HFZ24AJ1H | RUUD | *** | *** | *** | 22000 | 25000 | 20 | 13.3 | 10 | 2.06 | 62 |  | 211044464
FUJITSU | AOU36RLXFZH | FUJITSU | *** | *** | *** | 35200 | 36400 | 20.5 | 13 | 9.5 | 2.02 | 59 |  | 8908615
RHEEM | ROMH36FXZHJ | RHEEM | *** | *** | *** | 35200 | 36400 | 20.5 | 13 | 9.5 | 2.02 | 59 |  | 10595430
RUUD | UOMH36FXZHJ | RUUD | *** | *** | *** | 35200 | 36400 | 20.5 | 13 | 9.5 | 2.02 | 59 |  | 10595431
RUUD | ROMH36FXZHJ | RUUD | *** | *** | *** | 35200 | 36400 | 20.5 | 13 | 9.5 | 2.02 | 59 |  | 206221526
RHEEM | RO4HFZ36AJ1H | RHEEM | *** | *** | *** | 35200 | 36400 | 20.5 | 13 | 9.5 | 2.02 | 59 |  | 210824765
RUUD | RO4HFZ36AJ1H | RUUD | *** | *** | *** | 35200 | 36400 | 20.5 | 13 | 9.5 | 2.02 | 59 |  | 210824767
DAIKIN | RXTQ36TBVJU* | DAIKIN | *** | *** | *** | 34200 | 37000 | 23 | 12 | 9.6 | 2.5 | 64 |  | 211641659
DAIKIN | RXTQ48TBVJU* | DAIKIN | *** | *** | *** | 45500 | 47500 | 20 | 10.3 | 9.5 | 2.3 | 65 |  | 211641660
DAIKIN | RXSQ24TBVJU* | DAIKIN | *** | *** | *** | 23000 | 25800 | 23 | 14.5 | 9.6 | 2.45 | 58 |  | 211641662
DAIKIN | RXSQ36TBVJU* | DAIKIN | *** | *** | *** | 34200 | 37000 | 23 | 12 | 9.6 | 2.5 | 64 |  | 211641703
DAIKIN | RXSQ48TBVJU* | DAIKIN | *** | *** | *** | 45500 | 47500 | 20 | 10.3 | 9.5 | 2.3 | 65 |  | 211641704
DAIKIN | RXTQ60TBVJU* | DAIKIN | *** | *** | *** | 57500 | 57000 | 20.5 | 9.8 | 9.5 | 2.35 | 65 |  | 211641661
DAIKIN | RXSQ60TBVJU* | DAIKIN | *** | *** | *** | 57500 | 57000 | 20.5 | 9.8 | 9.5 | 2.35 | 65 |  | 211641705
Bladex | B30I-28SPHP1 | Bladex | *** | *** | *** | 28000 | 28000 | 22.6 | 11.8 | 9.8 | 1.8 | 91 |  | 214065608
SLIMAIR | SHC2Z18VC2AG | SLIMAIR | *** | *** | *** | 18000 | 19000 | 21 | 12.5 | 10.2 | 2 | 76 |  | 208447948
SLIMAIR | SHC5Z48VC2AG | SLIMAIR | *** | *** | *** | 48000 | 48000 | 21.1 | 11 | 9.5 | 1.8 | 75 |  | 208447957
SLIMAIR | SHC4Z36VC2AG | SLIMAIR | *** | *** | *** | 36000 | 37000 | 23.1 | 10.6 | 9.6 | 1.8 | 71 |  | 208447954
Mitsubishi Electric | MXZ-SM36NAMHZ*** | Mitsubishi Electric | *** | *** | *** | 36000 | 42000 | 23 | 15 | 12 | 2 | 78 |  | 213248830
Mitsubishi Electric | MXZ-SM42NAMHZ*** | Mitsubishi Electric | *** | *** | *** | 42000 | 48000 | 21.5 | 13.4 | 11.1 | 2 | 67 |  | 213248833
Mitsubishi Electric | MXZ-SM48NAMHZ*** | Mitsubishi Electric | *** | *** | *** | 48000 | 54000 | 23 | 13.1 | 11.5 | 2 | 72 |  | 213248840
Trane / Mitsubishi Electric | NTXMSH36A142A** | Trane / Mitsubishi Electric | *** | *** | *** | 36000 | 42000 | 23 | 15 | 12 | 2 | 78 |  | 213248946
Trane / Mitsubishi Electric | NTXMSH42A152A** | Trane / Mitsubishi Electric | *** | *** | *** | 42000 | 48000 | 21.5 | 13.4 | 11.1 | 2 | 67 |  | 213248949
Mitsubishi Electric | MXZ-SM60NAM*** | Mitsubishi Electric | *** | *** | *** | 60000 | 66000 | 20 | 13.3 | 10.5 | 2 | 63 |  | 213248844
Trane / Mitsubishi Electric | NTXMSM60A182A** | Trane / Mitsubishi Electric | *** | *** | *** | 60000 | 66000 | 20 | 13.3 | 10.5 | 2 | 63 |  | 213248960
Trane / Mitsubishi Electric | NTXMSH48A182A** | Trane / Mitsubishi Electric | *** | *** | *** | 48000 | 54000 | 23 | 13.1 | 11.5 | 2 | 72 |  | 213248956
GREE | GMV-36WL/C-T(U) | GREE | *** | *** | *** | 37600 | 42000 | 22 | 11.5 | 9.8 | 2.3 | 60 |  | 206335353
LENNOX VRF | VEP036C432P2 | LENNOX VRF | *** | *** | *** | 37600 | 42000 | 22 | 11.5 | 9.8 | 2.3 | 60 |  | 206764037
GREE | GMV-48WL/C-T(U) | GREE | *** | *** | *** | 48000 | 54000 | 22 | 10.5 | 9.8 | 2.3 | 59 |  | 206335354
LENNOX VRF | VEP048C432P2 | LENNOX VRF | *** | *** | *** | 48000 | 54000 | 22 | 10.5 | 9.8 | 2.3 | 59 |  | 206764039
GREE | GMV-60WL/C-T(U) | GREE | *** | *** | *** | 60000 | 64000 | 20 | 10.5 | 9.8 | 2.3 | 64 |  | 206335355
LENNOX VRF | VEP060C432P2 | LENNOX VRF | *** | *** | *** | 60000 | 64000 | 20 | 10.5 | 9.8 | 2.3 | 64 |  | 206764041
KINGHOME | KW36HVRO | KINGHOME | *** | *** | *** | 37600 | 42000 | 22 | 11.5 | 9.8 | 2.3 | 60 |  | 211644114
KINGHOME | KW48HVRO | KINGHOME | *** | *** | *** | 48000 | 54000 | 22 | 10.5 | 9.8 | 2.3 | 59 |  | 211644115
TOSOT | TMVRF-OD36KHP | TOSOT | *** | *** | *** | 37600 | 42000 | 22 | 11.5 | 9.8 | 2.3 | 60 |  | 212117654
TOSOT | TMVRF-OD48KHP | TOSOT | *** | *** | *** | 48000 | 54000 | 22 | 10.5 | 9.8 | 2.3 | 59 |  | 212117656
TOSOT | TMVRF-OD60KHP | TOSOT | *** | *** | *** | 60000 | 64000 | 20 | 10.5 | 9.8 | 2.3 | 64 |  | 212117658
Cooper & Hunter | CHV6-48URBM | Cooper & Hunter | *** | *** | *** | 48000 | 54000 | 18.5 | 12.6 | 10 | 2.49 | 59 |  | 208119922
Hisense | AVW-48H3FH | Hisense | *** | *** | *** | 48000 | 54000 | 18.5 | 12.6 | 10 | 2.49 | 59 |  | 204344216
Cooper & Hunter | CHV6-36URBM | Cooper & Hunter | *** | *** | *** | 36000 | 42000 | 19.5 | 14.2 | 10.4 | 2.6 | 62 |  | 208119921
Hisense | AVW-36H3FH | Hisense | *** | *** | *** | 36000 | 42000 | 19.5 | 14.2 | 10.4 | 2.6 | 62 |  | 204344215
Bladex | B30K-27SPHP1* | Bladex | *** | *** | *** | 27000 | 27000 | 21.8 | 12.2 | 10 | 1.8 | 85 |  | 214232414
Bladex | B30I-28SPHP1* | Bladex | *** | *** | *** | 28000 | 28000 | 23 | 12.5 | 10.6 | 1.8 | 95 |  | 214232417
Bladex | B40X-36SPHP1S* | Bladex | *** | *** | *** | 36000 | 36000 | 22.4 | 12.5 | 10.9 | 2 | 76 |  | 214232423
GE Appliances | ASH436NCDD** | GE Appliances | *** | *** | *** | 33400 | 36000 | 19 | 9.3 | 9.5 | 2 | 66 |  | 210154196
GE Appliances | ASH324NCDD** | GE Appliances | *** | *** | *** | 22000 | 26000 | 19.5 | 12 | 10.2 | 1.9 | 65 |  | 210154192
GE Appliances | ASH220NCDD** | GE Appliances | *** | *** | *** | 18000 | 22000 | 18 | 12 | 10.2 | 2 | 64 |  | 210154187
HAIER | 4U36EH2HD** | HAIER | *** | *** | *** | 33400 | 36000 | 19 | 9.3 | 9.5 | 2 | 66 |  | 210082201
HAIER | 3U24EH2HD** | HAIER | *** | *** | *** | 22000 | 26000 | 19.5 | 12 | 10.2 | 1.9 | 65 |  | 210082198
HAIER | 2U20EH2HD** | HAIER | *** | *** | *** | 18000 | 22000 | 18 | 12 | 10.2 | 2 | 64 |  | 210082195
AI AIR CONDITIONING | A2MO21-18N1-M1 | AI AIR CONDITIONING | *** | *** | *** | 18000 | 19000 | 21 | 12.5 | 10.2 | 2 | 76 |  | 214311544
AI AIR CONDITIONING | A4MO21-36N1-M1 | AI AIR CONDITIONING | *** | *** | *** | 36000 | 37000 | 23.1 | 10.6 | 9.6 | 1.8 | 71 |  | 214311550
AI AIR CONDITIONING | A5MO21-48N1-M1 | AI AIR CONDITIONING | *** | *** | *** | 48000 | 48000 | 21.1 | 11 | 9.5 | 1.8 | 75 |  | 214311553
AI AIR CONDITIONING | A5MO21-55N1-M1 | AI AIR CONDITIONING | *** | *** | *** | 55000 | 55000 | 20.2 | 10.5 | 9.6 | 1.8 | 66 |  | 214311556
GREE | GWHD(24)ND3JO | GREE | *** | *** | *** | 22000 | 26000 | 20 | 12 | 10 | 1.8 | 69 |  | 202557961
TRANE | 4TXM2324A13NU** | TRANE | *** | *** | *** | 22000 | 26000 | 20 | 12 | 10 | 1.8 | 69 |  | 204340536
GREE | GWHD(18)ND3JO | GREE | *** | *** | *** | 18000 | 21000 | 20 | 12 | 10 | 1.81 | 81 |  | 202557960
AMERICAN STANDARD | 4TXM2318A12NU** | AMERICAN STANDARD | *** | *** | *** | 18000 | 21000 | 20 | 12 | 10 | 1.81 | 81 |  | 204340535
BLUERIDGE | BMKH24M23UH | BLUERIDGE | *** | *** | *** | 22000 | 26000 | 20 | 12 | 10 | 1.8 | 69 |  | 206221554
AMERICAN STANDARD | 4TXM2324A13NU** | AMERICAN STANDARD | *** | *** | *** | 22000 | 26000 | 20 | 12 | 10 | 1.8 | 69 |  | 204340537
TRANE | 4TXM2318A12NU** | TRANE | *** | *** | *** | 18000 | 21000 | 20 | 12 | 10 | 1.81 | 81 |  | 204340534
GREE | MULTIU18HP230V1DO | GREE | *** | *** | *** | 18000 | 21000 | 20 | 12 | 10 | 1.81 | 81 |  | 203989085
BLUERIDGE | BMKH18M23UH | BLUERIDGE | *** | *** | *** | 18000 | 21000 | 20 | 12 | 10 | 1.81 | 81 |  | 206221553
GREE | MULTIU24HP230V1DO | GREE | *** | *** | *** | 22000 | 26000 | 20 | 12 | 10 | 1.8 | 69 |  | 203989086
KINGHOME | KM18UH5O | KINGHOME | *** | *** | *** | 18000 | 21000 | 20 | 12 | 10 | 1.81 | 81 |  | 204462622
KINGHOME | KM24UH5O | KINGHOME | *** | *** | *** | 22000 | 26000 | 20 | 12 | 10 | 1.8 | 69 |  | 204462623
York | DHS24CMB22S | York | *** | *** | *** | 22000 | 26000 | 20 | 12 | 10 | 1.8 | 69 |  | 207616534
Luxaire | DHS24CMB22S | Luxaire | *** | *** | *** | 22000 | 26000 | 20 | 12 | 10 | 1.8 | 69 |  | 207616554
1HVAC | SC-27Z-HH-M3 | 1HVAC | *** | *** | *** | 22000 | 26000 | 20 | 12 | 10 | 1.8 | 69 |  | 208674909
SMARTFLEX | DHS24CMB22S | SMARTFLEX | *** | *** | *** | 22000 | 26000 | 20 | 12 | 10 | 1.8 | 69 |  | 207616614
ACIQ | SC-27Z-HH-M3 | ACIQ | *** | *** | *** | 22000 | 26000 | 20 | 12 | 10 | 1.8 | 69 |  | 208674921
CHAMPION | DHS24CMB22S | CHAMPION | *** | *** | *** | 22000 | 26000 | 20 | 12 | 10 | 1.8 | 69 |  | 207616574
ACD | MUD24KCH23S-O | ACD | *** | *** | *** | 22000 | 26000 | 20 | 12 | 10 | 1.8 | 69 |  | 206428585
Coleman | DHS24CMB22S | Coleman | *** | *** | *** | 22000 | 26000 | 20 | 12 | 10 | 1.8 | 69 |  | 207616594
DIYCOOL | SC-27Z-HH-M3 | DIYCOOL | *** | *** | *** | 22000 | 26000 | 20 | 12 | 10 | 1.8 | 69 |  | 208674933
MAX-R | MAX-R24K35MZGR | MAX-R | *** | *** | *** | 22000 | 26000 | 20 | 12 | 10 | 1.8 | 69 |  | 207338196
TOSOT | TM18H5O | TOSOT | *** | *** | *** | 18000 | 21000 | 20 | 12 | 10 | 1.81 | 81 |  | 204344218
TOSOT | TM24H5O | TOSOT | *** | *** | *** | 22000 | 26000 | 20 | 12 | 10 | 1.8 | 69 |  | 204344219
MAX-R | MAX-R18K35MZGR | MAX-R | *** | *** | *** | 18000 | 21000 | 20 | 12 | 10 | 1.81 | 81 |  | 207338195
ACD | MUD18KCH23S-O | ACD | *** | *** | *** | 18000 | 21000 | 20 | 12 | 10 | 1.81 | 81 |  | 206428584
Coleman | DHS18CMB22S | Coleman | *** | *** | *** | 18000 | 21000 | 20 | 12 | 10 | 1.81 | 81 |  | 207616592
York | DHS18CMB22S | York | *** | *** | *** | 18000 | 21000 | 20 | 12 | 10 | 1.81 | 81 |  | 207616532
LBG Products | LMUH18DWO | LBG Products | *** | *** | *** | 18000 | 21000 | 20 | 12 | 10 | 1.81 | 81 |  | 206726754
SMARTFLEX | DHS18CMB22S | SMARTFLEX | *** | *** | *** | 18000 | 21000 | 20 | 12 | 10 | 1.81 | 81 |  | 207616612
Luxaire | DHS18CMB22S | Luxaire | *** | *** | *** | 18000 | 21000 | 20 | 12 | 10 | 1.81 | 81 |  | 207616552
CHAMPION | DHS18CMB22S | CHAMPION | *** | *** | *** | 18000 | 21000 | 20 | 12 | 10 | 1.81 | 81 |  | 207616572
Stealth Comfort | SC-27Z-HH-M3 | Stealth Comfort | *** | *** | *** | 22000 | 26000 | 20 | 12 | 10 | 1.8 | 69 |  | 208674945
LBG Products | LMUH24DWO | LBG Products | *** | *** | *** | 22000 | 26000 | 20 | 12 | 10 | 1.8 | 69 |  | 206726756
1HVAC | SC-18Z-HH-M2 | 1HVAC | *** | *** | *** | 18000 | 21000 | 20 | 12 | 10 | 1.81 | 81 |  | 208674906
ACIQ | SC-18Z-HH-M2 | ACIQ | *** | *** | *** | 18000 | 21000 | 20 | 12 | 10 | 1.81 | 81 |  | 208674918
DIYCOOL | SC-18Z-HH-M2 | DIYCOOL | *** | *** | *** | 18000 | 21000 | 20 | 12 | 10 | 1.81 | 81 |  | 208674930
Stealth Comfort | SC-18Z-HH-M2 | Stealth Comfort | *** | *** | *** | 18000 | 21000 | 20 | 12 | 10 | 1.81 | 81 |  | 208674942
COMFORT-AIRE | A-VMH36QV-1A | COMFORT-AIRE | *** | *** | *** | 36000 | 36000 | 22.4 | 12.5 | 10.9 | 2 | 76 |  | 214377756
Kepler | ODUM3OK-27HFN1-M | Kepler | *** | *** | *** | 27000 | 27000 | 21.8 | 12.2 | 10 | 1.8 | 85 |  | 214377779
Kepler | ODUM4OX630-36HFN1-M1X | Kepler | *** | *** | *** | 36000 | 36000 | 22.4 | 12.5 | 10.9 | 2 | 76 |  | 214377785
PANASONIC | CU-2E18SBU-5 | PANASONIC | *** | *** | *** | 16700 | 20200 | 19 | 12.55 | 9.5 | 1.82 | 86 |  | 10208229
PANASONIC | CU-3E19RBU-5 | PANASONIC | *** | *** | *** | 19000 | 26000 | 22 | 12.55 | 10.1 | 1.88 | 80 |  | 10221199
PANASONIC | CU-4E24RBU-5 | PANASONIC | *** | *** | *** | 24000 | 29800 | 22 | 12.55 | 9.5 | 1.95 | 94 |  | 10221204
FRANKLIN | MST273F25MHAA | FRANKLIN | *** | *** | *** | 27000 | 27000 | 21.8 | 12.2 | 10 | 1.8 | 85 |  | 214383442
FRANKLIN | MST363F25MHAA | FRANKLIN | *** | *** | *** | 36000 | 36000 | 22.4 | 12.5 | 10.9 | 2 | 76 |  | 214383445
TOSOT | TM18HPO | TOSOT | *** | *** | *** | 18000 | 19000 | 21 | 12 | 10 | 2.2 | 74 |  | 214389463
ICONIC AIR SOLUTION | ICM36DK | ICONIC AIR SOLUTION | *** | *** | *** | 36000 | 37000 | 23.1 | 10.6 | 9.6 | 1.8 | 71 |  | 214389512
ICONIC AIR SOLUTION | ICM48EK | ICONIC AIR SOLUTION | *** | *** | *** | 48000 | 48000 | 21.1 | 11 | 9.5 | 1.8 | 75 |  | 214389515
ICONIC AIR SOLUTION | ICM60EK | ICONIC AIR SOLUTION | *** | *** | *** | 55000 | 55000 | 20.2 | 10.5 | 9.6 | 1.8 | 66 |  | 214389518
ICONIC AIR SOLUTION | ICMZ27CK | ICONIC AIR SOLUTION | *** | *** | *** | 28000 | 28000 | 22.6 | 11.8 | 9.8 | 1.8 | 91 |  | 214389527
ICONIC AIR SOLUTION | ICMO18BK | ICONIC AIR SOLUTION | *** | *** | *** | 18000 | 19000 | 21 | 12.5 | 10.2 | 2 | 76 |  | 214389500
MDV | M5OG-48HFN1-M-[X]-20* | MDV | *** | *** | *** | 48000 | 49000 | 21.2 | 11 | 10 | 2 | 80 |  | 207641238
LPS Legacy | DLCMHBH48EAK | LPS Legacy | *** | *** | *** | 48000 | 49000 | 21.2 | 11 | 10 | 2 | 80 |  | 211756575
ZERO | Z5SOV-48HDM-US | ZERO | *** | *** | *** | 48000 | 49000 | 21.2 | 11 | 10 | 2 | 80 |  | 213732668
ICONIC AIR SOLUTION | ICMZ48EK | ICONIC AIR SOLUTION | *** | *** | *** | 48000 | 49000 | 21.2 | 11 | 10 | 2 | 80 |  | 214389533
Orient Care | OUM48M410AGH30 | Orient Care | *** | *** | *** | 48000 | 49000 | 21.2 | 11 | 10 | 2 | 80 |  | 212920536
DAY & NIGHT | DLCMHBH48EAK | DAY & NIGHT | *** | *** | *** | 48000 | 49000 | 21.2 | 11 | 10 | 2 | 80 |  | 207643041
BLUERIDGE | BMM48HHC | BLUERIDGE | *** | *** | *** | 48000 | 49000 | 21.2 | 11 | 10 | 2 | 80 |  | 207641300
TEMPSTAR | DLCMHBH48EAK | TEMPSTAR | *** | *** | *** | 48000 | 49000 | 21.2 | 11 | 10 | 2 | 80 |  | 207643146
ARCOAIRE | DLCMHBH48EAK | ARCOAIRE | *** | *** | *** | 48000 | 49000 | 21.2 | 11 | 10 | 2 | 80 |  | 207642999
AIRQUEST | DLCMHBH48EAK | AIRQUEST | *** | *** | *** | 48000 | 49000 | 21.2 | 11 | 10 | 2 | 80 |  | 207643188
ECO AC | EMH-5O48BBH | ECO AC | *** | *** | *** | 48000 | 49000 | 21.2 | 11 | 10 | 2 | 80 |  | 213088006
LBG Products | LMUHB48DO | LBG Products | *** | *** | *** | 48000 | 49000 | 21.2 | 11 | 10 | 2 | 80 |  | 207641325
SLIMAIR | SHC5Z48VE2AG | SLIMAIR | *** | *** | *** | 48000 | 49000 | 21.2 | 11 | 10 | 2 | 80 |  | 213886047
KENMORE | DLCMHBH48EAK | KENMORE | *** | *** | *** | 48000 | 49000 | 21.2 | 11 | 10 | 2 | 80 |  | 207643104
KEEPRITE | DLCMHBH48EAK | KEEPRITE | *** | *** | *** | 48000 | 49000 | 21.2 | 11 | 10 | 2 | 80 |  | 207643083
HEIL | DLCMHBH48EAK | HEIL | *** | *** | *** | 48000 | 49000 | 21.2 | 11 | 10 | 2 | 80 |  | 207643062
AI AIR CONDITIONING | A5MO22-48N1-M1H | AI AIR CONDITIONING | *** | *** | *** | 48000 | 49000 | 21.2 | 11 | 10 | 2 | 80 |  | 213769961
Bladex | B50G-48SPHP1 | Bladex | *** | *** | *** | 48000 | 49000 | 21.2 | 11 | 10 | 2 | 80 |  | 212920656
TEMP SHIFT | TSM5OG48HFN1M[X] | TEMP SHIFT | *** | *** | *** | 48000 | 49000 | 21.2 | 11 | 10 | 2 | 80 |  | 213479398
COMFORTMAKER | DLCMHBH48EAK | COMFORTMAKER | *** | *** | *** | 48000 | 49000 | 21.2 | 11 | 10 | 2 | 80 |  | 207643020
Durastar | DRA5H48M1A | Durastar | *** | *** | *** | 48000 | 49000 | 21.2 | 11 | 10 | 2 | 80 |  | 210568220
CTMorley | MOU-5A48H-2 | CTMorley | *** | *** | *** | 48000 | 49000 | 21.2 | 11 | 10 | 2 | 80 |  | 210288149
Mitsutomo | HO-MP48-AB-Q | Mitsutomo | *** | *** | *** | 48000 | 49000 | 21.2 | 11 | 10 | 2 | 80 |  | 211306410
MIDEA | DLCMHBH48EAK | MIDEA | *** | *** | *** | 48000 | 49000 | 21.2 | 11 | 10 | 2 | 80 |  | 207643125
PERFECTAIRE | 3PAMS48-HH-MZO5 | PERFECTAIRE | *** | *** | *** | 48000 | 49000 | 21.2 | 11 | 10 | 2 | 80 |  | 207657344
Wells | WMCA-48HFMO | Wells | *** | *** | *** | 48000 | 49000 | 21.2 | 11 | 10 | 2 | 80 |  | 213286781
SMART COMFORT | DLCMHBH48EAK | SMART COMFORT | *** | *** | *** | 48000 | 49000 | 21.2 | 11 | 10 | 2 | 80 |  | 207643167
MDV | M5OA-55HFN1-M-[X](2) | MDV | *** | *** | *** | 55000 | 55000 | 22 | 10.5 | 9.5 | 1.9 | 63 |  | 208132541
TRUST AIR CONDITIONERS | M5H60H/O4S4P | TRUST AIR CONDITIONERS | *** | *** | *** | 55000 | 55000 | 22 | 10.5 | 9.5 | 1.9 | 63 |  | 213867403
C&H | CH-HPR55M-230VO | C&H | *** | *** | *** | 55000 | 55000 | 22 | 10.5 | 9.5 | 1.9 | 63 |  | 208497428
PolarWave | ACIQ-55Z-HH-M5B | PolarWave | *** | *** | *** | 55000 | 55000 | 22 | 10.5 | 9.5 | 1.9 | 63 |  | 212316117
ACIQ | ACIQ-55Z-HH-M5B | ACIQ | *** | *** | *** | 55000 | 55000 | 22 | 10.5 | 9.5 | 1.9 | 63 |  | 210857380
1HVAC | ACIQ-55Z-HH-M5B | 1HVAC | *** | *** | *** | 55000 | 55000 | 22 | 10.5 | 9.5 | 1.9 | 63 |  | 210857362
KERR | A-KMH55PV-1 | KERR | *** | *** | *** | 55000 | 55000 | 22 | 10.5 | 9.5 | 1.9 | 63 |  | 214232458
MOOVAIR | DMA55HOM25230X3 | MOOVAIR | *** | *** | *** | 55000 | 55000 | 22 | 10.5 | 9.5 | 1.9 | 63 |  | 208136319
ELIOS | DEA55HOM25230X3 | ELIOS | *** | *** | *** | 55000 | 55000 | 22 | 10.5 | 9.5 | 1.9 | 63 |  | 208136313
Custom Comfort | CCOXHAMZ555HP | Custom Comfort | *** | *** | *** | 55000 | 55000 | 22 | 10.5 | 9.5 | 1.9 | 63 |  | 212365442
Cooper&Hunter | CH-HPR55M-230VO | Cooper&Hunter | *** | *** | *** | 55000 | 55000 | 22 | 10.5 | 9.5 | 1.9 | 63 |  | 210799644
Kepler | ODUM5OA-55HFN1-M-[X] | Kepler | *** | *** | *** | 55000 | 55000 | 22 | 10.5 | 9.5 | 1.9 | 63 |  | 214377791
COMFORT-AIRE | A-VMH55PV-1 | COMFORT-AIRE | *** | *** | *** | 55000 | 55000 | 22 | 10.5 | 9.5 | 1.9 | 63 |  | 214232455
Bladex | B50A-55SPHP1* | Bladex | *** | *** | *** | 55000 | 55000 | 22 | 10.5 | 9.5 | 1.9 | 63 |  | 214232429
ECO AIR | M5OA-55HFN1-M-[X] | ECO AIR | *** | *** | *** | 55000 | 55000 | 22 | 10.5 | 9.5 | 1.9 | 63 |  | 209319650
DIYCOOL | ACIQ-55Z-HH-M5B | DIYCOOL | *** | *** | *** | 55000 | 55000 | 22 | 10.5 | 9.5 | 1.9 | 63 |  | 210857398
STEALTH | ACIQ-55Z-HH-M5B | STEALTH | *** | *** | *** | 55000 | 55000 | 22 | 10.5 | 9.5 | 1.9 | 63 |  | 212316203
MDV | M5OA-55HFN1-M-[X]*(2) | MDV | *** | *** | *** | 55000 | 55000 | 20 | 10.5 | 9.5 | 1.8 | 63 |  | 208132543
CTMorley | MOU-5A55H-2 | CTMorley | *** | *** | *** | 55000 | 55000 | 20 | 10.5 | 9.5 | 1.8 | 63 |  | 209864939
Bladex | B50A-55SPHP1 | Bladex | *** | *** | *** | 55000 | 55000 | 20 | 10.5 | 9.5 | 1.8 | 63 |  | 212920659
Mitsutomo | HO-MP55-AB-Q | Mitsutomo | *** | *** | *** | 55000 | 55000 | 20 | 10.5 | 9.5 | 1.8 | 63 |  | 211306413
Orient Care | OUM55M410AGH30 | Orient Care | *** | *** | *** | 55000 | 55000 | 20 | 10.5 | 9.5 | 1.8 | 63 |  | 212920539
SLIMAIR | SHC5Z55VE2AG | SLIMAIR | *** | *** | *** | 55000 | 55000 | 20 | 10.5 | 9.5 | 1.8 | 63 |  | 213886050
TEMP SHIFT | TSM5OA55HFN1M[X] | TEMP SHIFT | *** | *** | *** | 55000 | 55000 | 20 | 10.5 | 9.5 | 1.8 | 63 |  | 213479401
Durastar | DRA5H55M1A | Durastar | *** | *** | *** | 55000 | 55000 | 20 | 10.5 | 9.5 | 1.8 | 63 |  | 210568223
AI AIR CONDITIONING | A5MO22-55N1-M1H | AI AIR CONDITIONING | *** | *** | *** | 55000 | 55000 | 20 | 10.5 | 9.5 | 1.8 | 63 |  | 213769964
Wells | WMCA-55HFMO | Wells | *** | *** | *** | 55000 | 55000 | 20 | 10.5 | 9.5 | 1.8 | 63 |  | 213286784
PERFECTAIRE | 3PAMS55-HH-MZO5 | PERFECTAIRE | *** | *** | *** | 55000 | 55000 | 20 | 10.5 | 9.5 | 1.8 | 63 |  | 211253532
SEA BREEZE+ | HMZ48H424ZMO | SEA BREEZE+ | *** | *** | *** | 55000 | 55000 | 20 | 10.5 | 9.5 | 1.8 | 63 |  | 208816898
BLUERIDGE | BMM55HHC | BLUERIDGE | *** | *** | *** | 55000 | 55000 | 20 | 10.5 | 9.5 | 1.8 | 63 |  | 208650622
ICONIC AIR SOLUTION | ICMZ60EK | ICONIC AIR SOLUTION | *** | *** | *** | 55000 | 55000 | 20 | 10.5 | 9.5 | 1.8 | 63 |  | 214389536
SAMSUNG | AJ020CXS3CH | SAMSUNG | *** | *** | *** | 21000 | 22000 | 23 | 15 | 10.5 | 1.95 | 61 |  | 213353367
SAMSUNG | AJ024CXS4CH | SAMSUNG | *** | *** | *** | 25000 | 25000 | 23 | 14.55 | 10.4 | 1.85 | 61 |  | 213353368
SAMSUNG | AJ030CXS4CH | SAMSUNG | *** | *** | *** | 28400 | 28600 | 22.5 | 13.5 | 10.4 | 1.81 | 61 |  | 213353369
SAMSUNG | AJ036CXS4CH | SAMSUNG | *** | *** | *** | 34000 | 36600 | 21.5 | 12.5 | 9.5 | 2.04 | 63 |  | 213353370
Trane / Mitsubishi Electric | NTXMMX24A132B** | Trane / Mitsubishi Electric | *** | *** | *** | 22000 | 25000 | 20 | 13.6 | 9.5 | 2.2 | 58 |  | 212925489
CENTURY | A-VMH36QV-1A | CENTURY | *** | *** | *** | 36000 | 36000 | 22.4 | 12.5 | 10.9 | 2 | 76 |  | 214415107
Multi MFG | 55MPC5-HH-A | Multi MFG | *** | *** | *** | 55000 | 55000 | 22 | 10.5 | 9.5 | 1.9 | 63 |  | 214432063
Multi MFG | 28MPC3-HH-A | Multi MFG | *** | *** | *** | 28000 | 28000 | 23 | 12.5 | 10.6 | 1.8 | 95 |  | 214432060
GOODMAN | MST273G22MHAA | GOODMAN | *** | *** | *** | 27000 | 27000 | 20.5 | 11.8 | 9.6 | 1.8 | 83 |  | 214438128
GOODMAN | MST363G22MHAA | GOODMAN | *** | *** | *** | 36000 | 36000 | 21 | 12 | 10.9 | 1.95 | 76 |  | 214438131
GOODMAN | MST483G22MHAA | GOODMAN | *** | *** | *** | 48000 | 49000 | 21.2 | 11 | 10 | 2 | 80 |  | 214438134
CENTURY | A-VMH55PV-1 | CENTURY | *** | *** | *** | 55000 | 55000 | 22 | 10.5 | 9.5 | 1.9 | 63 |  | 214442634
RUUD | RO4HFZ36AJ1H | RUUD | *** | *** | *** | 35200 | 36400 | 20.5 | 13 | 9.5 | 2.02 | 59 |  | 210824767
RHEEM | RO4HFZ36AJ1H | RHEEM | *** | *** | *** | 35200 | 36400 | 20.5 | 13 | 9.5 | 2.02 | 59 |  | 210824765
RUUD | ROMH36FXZHJ | RUUD | *** | *** | *** | 35200 | 36400 | 20.5 | 13 | 9.5 | 2.02 | 59 |  | 206221526
RUUD | UOMH36FXZHJ | RUUD | *** | *** | *** | 35200 | 36400 | 20.5 | 13 | 9.5 | 2.02 | 59 |  | 10595431
RHEEM | ROMH36FXZHJ | RHEEM | *** | *** | *** | 35200 | 36400 | 20.5 | 13 | 9.5 | 2.02 | 59 |  | 10595430
FUJITSU | AOU36RLXFZH | FUJITSU | *** | *** | *** | 35200 | 36400 | 20.5 | 13 | 9.5 | 2.02 | 59 |  | 8908615
RUUD | RO3HFZ24AJ1H | RUUD | *** | *** | *** | 22000 | 25000 | 20 | 13.3 | 10 | 2.06 | 62 |  | 211044464
RHEEM | RO3HFZ24AJ1H | RHEEM | *** | *** | *** | 22000 | 25000 | 20 | 13.3 | 10 | 2.06 | 62 |  | 211044463
RUUD | ROMH24FXZHJ | RUUD | *** | *** | *** | 22000 | 25000 | 20 | 13.3 | 10 | 2.06 | 62 |  | 206221523
RUUD | UOMH24FXZHJ | RUUD | *** | *** | *** | 22000 | 25000 | 20 | 13.3 | 10 | 2.06 | 62 |  | 10595425
RHEEM | ROMH24FXZHJ | RHEEM | *** | *** | *** | 22000 | 25000 | 20 | 13.3 | 10 | 2.06 | 62 |  | 10595424
RUUD | ROMH18FXZHJ | RUUD | *** | *** | *** | 18000 | 22000 | 21.5 | 13.5 | 9.6 | 1.84 | 65 |  | 206221520
RUUD | UOMH18FXZHJ | RUUD | *** | *** | *** | 18000 | 22000 | 21.5 | 13.5 | 9.6 | 1.84 | 65 |  | 10595419
FUJITSU | AOU24RLXFZH | FUJITSU | *** | *** | *** | 22000 | 25000 | 20 | 13.3 | 10 | 2.06 | 62 |  | 8033586
RHEEM | RO2HFZ18AJ1H | RHEEM | *** | *** | *** | 18000 | 22000 | 21.5 | 13.5 | 9.6 | 1.84 | 65 |  | 211044459
RUUD | RO2HFZ18AJ1H | RUUD | *** | *** | *** | 18000 | 22000 | 21.5 | 13.5 | 9.6 | 1.84 | 65 |  | 211044460
RUUD | UOMH18AFXZJ | RUUD | *** | *** | *** | 18000 | 22000 | 21.5 | 13.5 | 9.6 | 1.84 | 65 |  | 205049559
RHEEM | ROMH18AFXZJ | RHEEM | *** | *** | *** | 18000 | 22000 | 21.5 | 13.5 | 9.6 | 1.84 | 65 |  | 205049560
RHEEM | ROMH18FXZHJ | RHEEM | *** | *** | *** | 18000 | 22000 | 21.5 | 13.5 | 9.6 | 1.84 | 65 |  | 10595418
FUJITSU | AOU18RLXFZH | FUJITSU | *** | *** | *** | 18000 | 22000 | 21.5 | 13.5 | 9.6 | 1.84 | 65 |  | 8033584
EMERSON QUIET KOOL | EAC2H18R2C | EMERSON QUIET KOOL | *** | *** | *** | 18000 | 18000 | 21 | 12.5 | 9.5 | 1.84 | 71 |  | 207821917
FRIEDRICH | FPHMR18A3A | FRIEDRICH | *** | *** | *** | 18000 | 18000 | 21 | 12.5 | 9.5 | 1.84 | 71 |  | 205150429
Perfect Aire | UB1MSHHQC18-MZO2 | Perfect Aire | *** | *** | *** | 18000 | 18000 | 21 | 12.5 | 9.5 | 1.84 | 71 |  | 212508371
HAXXAIR | HVHM-18T2D | HAXXAIR | *** | *** | *** | 18000 | 18000 | 21 | 12.5 | 9.5 | 1.84 | 71 |  | 208650724
ZEPHYR | ZE-18M222SCO | ZEPHYR | *** | *** | *** | 18000 | 18000 | 21 | 12.5 | 9.5 | 1.84 | 71 |  | 206346128
AIR-CON | AMSCI4H4S18 | AIR-CON | *** | *** | *** | 18000 | 18000 | 21 | 12.5 | 9.5 | 1.84 | 71 |  | 205150432
WESTINGHOUSE | WHP18M2A21S | WESTINGHOUSE | *** | *** | *** | 18000 | 18000 | 21 | 12.5 | 9.5 | 1.84 | 71 |  | 205470408
Gridless | O-AYD18SD-2 | Gridless | *** | *** | *** | 18000 | 18000 | 21 | 12.5 | 9.5 | 1.84 | 71 |  | 213255583
Innovair | VOM18H7R2P7 | Innovair | *** | *** | *** | 18000 | 18000 | 21 | 12.5 | 9.5 | 1.84 | 71 |  | 207821948
J-KU | JKS-18H2HP-M2O | J-KU | *** | *** | *** | 18000 | 18000 | 21 | 12.5 | 9.5 | 1.84 | 71 |  | 213286753
Multi MFG | 18HPC2-HH-A | Multi MFG | *** | *** | *** | 18000 | 18000 | 21 | 12.5 | 9.5 | 1.84 | 71 |  | 211120891
Perfect Aire | 3PAMSHHQC18-MZO2 | Perfect Aire | *** | *** | *** | 18000 | 18000 | 21 | 12.5 | 9.5 | 1.84 | 71 |  | 206428591
DIAL | MZME18WW2P230BAJ | DIAL | *** | *** | *** | 18000 | 18000 | 21 | 12.5 | 9.5 | 1.84 | 71 |  | 213082089
HISENSE | AMW2-18U3SFA | HISENSE | *** | *** | *** | 18000 | 18000 | 21 | 12.5 | 9.5 | 1.84 | 71 |  | 204816953
KENMORE | DLCMRAH27CAK | KENMORE | *** | *** | *** | 27000 | 27000 | 22 | 11.5 | 9.6 | 2.06 | 66 |  | 201835787
KEEPRITE | DLCMRAH27CAK | KEEPRITE | *** | *** | *** | 27000 | 27000 | 22 | 11.5 | 9.6 | 2.06 | 66 |  | 201835691
LPS Legacy | DLCMRAH27CAK | LPS Legacy | *** | *** | *** | 27000 | 27000 | 22 | 11.5 | 9.6 | 2.06 | 66 |  | 211756528
KOOLKING | M3OF-27HFN1-M | KOOLKING | *** | *** | *** | 27000 | 27000 | 22 | 11.5 | 9.6 | 2.06 | 66 |  | 201863418
COMFORTMAKER | DLCMRAH27CAK | COMFORTMAKER | *** | *** | *** | 27000 | 27000 | 22 | 11.5 | 9.6 | 2.06 | 66 |  | 201835573
MIDEA | DLCMRAH27CAK | MIDEA | *** | *** | *** | 27000 | 27000 | 22 | 11.5 | 9.6 | 2.06 | 66 |  | 201771973
DAY & NIGHT | DLCMRAH27CAK | DAY & NIGHT | *** | *** | *** | 27000 | 27000 | 22 | 11.5 | 9.6 | 2.06 | 66 |  | 201835621
HEIL | DLCMRAH27CAK | HEIL | *** | *** | *** | 27000 | 27000 | 22 | 11.5 | 9.6 | 2.06 | 66 |  | 201835690
TEMPSTAR | DLCMRAH27CAK | TEMPSTAR | *** | *** | *** | 27000 | 27000 | 22 | 11.5 | 9.6 | 2.06 | 66 |  | 201835786
AIRQUEST | DLCMRAH27CAK | AIRQUEST | *** | *** | *** | 27000 | 27000 | 22 | 11.5 | 9.6 | 2.06 | 66 |  | 203966617
ARCOAIRE | DLCMRAH27CAK | ARCOAIRE | *** | *** | *** | 27000 | 27000 | 22 | 11.5 | 9.6 | 2.06 | 66 |  | 201835525
SMART COMFORT | DLCMRAH27CAK | SMART COMFORT | *** | *** | *** | 27000 | 27000 | 22 | 11.5 | 9.6 | 2.06 | 66 |  | 202119270
MDV | M3OF-27HFN1-M** | MDV | *** | *** | *** | 27000 | 27000 | 22 | 11.5 | 9.6 | 2.06 | 66 |  | 8858349
SHARP | AE-X3M24BU | SHARP | *** | *** | *** | 24000 | 26000 | 24 | 14 | 11.5 | 2.3 | 96 |  | 213927543
TKS | T5C-48MODU | TKS | *** | *** | *** | 48000 | 48000 | 21.1 | 11 | 9.5 | 1.8 | 75 |  | 214594932
TKS | T4C-36MODU | TKS | *** | *** | *** | 36000 | 37000 | 23.1 | 10.6 | 9.6 | 1.8 | 71 |  | 214594929
TKS | T2C-18MODU | TKS | *** | *** | *** | 18000 | 19000 | 21 | 12.5 | 10.2 | 2 | 76 |  | 214594923
COMFORTSTAR | CVH-60-5SH | COMFORTSTAR | *** | *** | *** | 55000 | 55000 | 22 | 10.5 | 9.5 | 1.9 | 63 |  | 214594897
SLIMAIR | SHC4Z36VE2AG | SLIMAIR | *** | *** | *** | 36000 | 37000 | 20 | 12.5 | 9.7 | 1.9 | 95 |  | 213886044
KEEPRITE | DLCMHBH36DAK | KEEPRITE | *** | *** | *** | 36000 | 37000 | 20 | 12.5 | 9.7 | 1.9 | 95 |  | 207643086
ICONIC AIR SOLUTION | ICMZ36DK | ICONIC AIR SOLUTION | *** | *** | *** | 36000 | 37000 | 20 | 12.5 | 9.7 | 1.9 | 95 |  | 214389530
Relief Sciences | LANG36OD35-4 | Relief Sciences | *** | *** | *** | 36000 | 37000 | 20 | 12.5 | 9.7 | 1.9 | 95 |  | 212615014
COMFORTMAKER | DLCMHBH36DAK | COMFORTMAKER | *** | *** | *** | 36000 | 37000 | 20 | 12.5 | 9.7 | 1.9 | 95 |  | 207643023
PERFECTAIRE | 3PAMS36-HH-MZO4 | PERFECTAIRE | *** | *** | *** | 36000 | 37000 | 20 | 12.5 | 9.7 | 1.9 | 95 |  | 207657341
ARCOAIRE | DLCMHBH36DAK | ARCOAIRE | *** | *** | *** | 36000 | 37000 | 20 | 12.5 | 9.7 | 1.9 | 95 |  | 207643002
LBG Products | LMUHB36DO | LBG Products | *** | *** | *** | 36000 | 37000 | 20 | 12.5 | 9.7 | 1.9 | 95 |  | 207641322
LPS Legacy | DLCMHBH36DAK | LPS Legacy | *** | *** | *** | 36000 | 37000 | 20 | 12.5 | 9.7 | 1.9 | 95 |  | 211756577
ECO AC | EMH-4O36BBH | ECO AC | *** | *** | *** | 36000 | 37000 | 20 | 12.5 | 9.7 | 1.9 | 95 |  | 210586157
BLUERIDGE | BMM36HHC | BLUERIDGE | *** | *** | *** | 36000 | 37000 | 20 | 12.5 | 9.7 | 1.9 | 95 |  | 207641297
Mitsutomo | HO-MQ36-AB-Q | Mitsutomo | *** | *** | *** | 36000 | 37000 | 20 | 12.5 | 9.7 | 1.9 | 95 |  | 211306407
Durastar | DRA4H36M1A | Durastar | *** | *** | *** | 36000 | 37000 | 20 | 12.5 | 9.7 | 1.9 | 95 |  | 210568217
KENMORE | DLCMHBH36DAK | KENMORE | *** | *** | *** | 36000 | 37000 | 20 | 12.5 | 9.7 | 1.9 | 95 |  | 207643107
Bladex | B40I-36SPHP1 | Bladex | *** | *** | *** | 36000 | 37000 | 20 | 12.5 | 9.7 | 1.9 | 95 |  | 212920653
DAY & NIGHT | DLCMHBH36DAK | DAY & NIGHT | *** | *** | *** | 36000 | 37000 | 20 | 12.5 | 9.7 | 1.9 | 95 |  | 207643044
MIDEA | DLCMHBH36DAK | MIDEA | *** | *** | *** | 36000 | 37000 | 20 | 12.5 | 9.7 | 1.9 | 95 |  | 207643128
AIRQUEST | DLCMHBH36DAK | AIRQUEST | *** | *** | *** | 36000 | 37000 | 20 | 12.5 | 9.7 | 1.9 | 95 |  | 207643191
HEIL | DLCMHBH36DAK | HEIL | *** | *** | *** | 36000 | 37000 | 20 | 12.5 | 9.7 | 1.9 | 95 |  | 207643065
CONTINENTAL | CDHAM-36-O | CONTINENTAL | *** | *** | *** | 36000 | 37000 | 20 | 12.5 | 9.7 | 1.9 | 95 |  | 213386544
SMART COMFORT | DLCMHBH36DAK | SMART COMFORT | *** | *** | *** | 36000 | 37000 | 20 | 12.5 | 9.7 | 1.9 | 95 |  | 207643170
SEA BREEZE+ | HMZ36H424ZMO | SEA BREEZE+ | *** | *** | *** | 36000 | 37000 | 20 | 12.5 | 9.7 | 1.9 | 95 |  | 208128297
Orient Care | OUM36M410AGH30 | Orient Care | *** | *** | *** | 36000 | 37000 | 20 | 12.5 | 9.7 | 1.9 | 95 |  | 212920533
CTMorley | MOU-4A36H-2 | CTMorley | *** | *** | *** | 36000 | 37000 | 20 | 12.5 | 9.7 | 1.9 | 95 |  | 210288146
NOVAIR | LEA36MZ-4P-35SK-O | NOVAIR | *** | *** | *** | 36000 | 37000 | 20 | 12.5 | 9.7 | 1.9 | 95 |  | 211133300
TEMPSTAR | DLCMHBH36DAK | TEMPSTAR | *** | *** | *** | 36000 | 37000 | 20 | 12.5 | 9.7 | 1.9 | 95 |  | 207643149
NAPOLEON | NDHAM-36-O | NAPOLEON | *** | *** | *** | 36000 | 37000 | 20 | 12.5 | 9.7 | 1.9 | 95 |  | 207683241
MDV | M4OI-36HFN1-M* | MDV | *** | *** | *** | 36000 | 37000 | 20 | 12.5 | 9.7 | 1.9 | 95 |  | 207641237
SAMSUNG | AM060MXMDCH | SAMSUNG | *** | *** | *** | 60000 | 66000 | 19 | 11.2 | 9.8 | 2 | 65 |  | 10147097
SAMSUNG | AM048NXMDCR | SAMSUNG | *** | *** | *** | 48000 | 54000 | 20.5 | 11.5 | 10 | 2 | 59 |  | 202057118
SAMSUNG | AM053NXMDCR | SAMSUNG | *** | *** | *** | 53000 | 61000 | 20 | 11.5 | 10 | 2 | 60 |  | 202083810
SAMSUNG | AM060NXMDCR | SAMSUNG | *** | *** | *** | 60000 | 66000 | 19 | 11.2 | 9.8 | 2 | 65 |  | 202083996
SAMSUNG | AM036NXMDCR | SAMSUNG | *** | *** | *** | 38000 | 42000 | 22 | 12.5 | 10 | 2.1 | 60 |  | 202098116
SAMSUNG | AM036TXMDCH | SAMSUNG | *** | *** | *** | 38000 | 42000 | 22 | 12.5 | 10 | 2.1 | 60 |  | 205142809
SAMSUNG | AM048TXMDCH | SAMSUNG | *** | *** | *** | 48000 | 54000 | 20.5 | 11.5 | 10 | 2 | 59 |  | 205142810
SAMSUNG | AM053TXMDCH | SAMSUNG | *** | *** | *** | 53000 | 61000 | 20 | 11.5 | 10 | 2 | 60 |  | 205230040
OLMO | OS-MSR18-230VO | OLMO | *** | *** | *** | 18000 | 18000 | 21 | 12.5 | 9.5 | 1.84 | 71 |  | 214584777
Simply The Best Minisplits | SBM-48HFN1-M-[X] | Simply The Best Minisplits | *** | *** | *** | 48000 | 49000 | 21.2 | 11 | 10 | 2 | 80 |  | 214383395
SHARP | AE-X2M20TU | SHARP | *** | *** | *** | 20000 | 22000 | 20 | 12.5 | 10 | 2.27 | 64 |  | 8950554
CENTURY | A-VMH48PV-1 | CENTURY | *** | *** | *** | 48000 | 49000 | 21.8 | 11.7 | 9.8 | 2 | 73 |  | 214442637
ICONIC AIR SOLUTION | ICMZ24CK | ICONIC AIR SOLUTION | *** | *** | *** | 24000 | 24000 | 22.3 | 12.5 | 9.6 | 1.83 | 75 |  | 214389524
FRANKLIN | MST483F25MHAA | FRANKLIN | *** | *** | *** | 48000 | 49000 | 21.8 | 11.7 | 9.8 | 2 | 73 |  | 214383448
FRANKLIN | MST183F25MHAA | FRANKLIN | *** | *** | *** | 19000 | 20000 | 22 | 12.5 | 9.8 | 1.9 | 75 |  | 214383439
Kepler | ODUM5OG-48HFN1-M-[X] | Kepler | *** | *** | *** | 48000 | 49000 | 21.8 | 11.7 | 9.8 | 2 | 73 |  | 214377788
Kepler | ODUM2OI-18HFN1-M | Kepler | *** | *** | *** | 19000 | 20000 | 22 | 12.5 | 9.8 | 1.9 | 75 |  | 214377776
Kepler | ODUM4OI-36HFN1-M | Kepler | *** | *** | *** | 36000 | 37000 | 22.2 | 13.6 | 10.3 | 1.9 | 89 |  | 214377782
Multi MFG | 48MPC5-HH-A | Multi MFG | *** | *** | *** | 48000 | 49000 | 21.8 | 11.7 | 9.8 | 2 | 73 |  | 214232441
Multi MFG | 36MPC4-HH-A | Multi MFG | *** | *** | *** | 36000 | 37000 | 22.2 | 13.6 | 10.3 | 1.9 | 89 |  | 214232438
Bladex | B50G-48SPHP1* | Bladex | *** | *** | *** | 48000 | 49000 | 21.8 | 11.7 | 9.8 | 2 | 73 |  | 214232426
Bladex | B40I-36SPHP1* | Bladex | *** | *** | *** | 36000 | 37000 | 22.2 | 13.6 | 10.3 | 1.9 | 89 |  | 214232420
Bladex | B20I-18SPHP1* | Bladex | *** | *** | *** | 19000 | 20000 | 22 | 12.5 | 9.8 | 1.9 | 75 |  | 214232411
MAXI AIR | NE-T53-MULTI36E | MAXI AIR | *** | *** | *** | 36000 | 37000 | 22.2 | 13.6 | 10.3 | 1.9 | 89 |  | 213927622
QUEBEC VAIR | NE-T53-MULTI36E | QUEBEC VAIR | *** | *** | *** | 36000 | 37000 | 22.2 | 13.6 | 10.3 | 1.9 | 89 |  | 213927616
SENVILLE | SENA-48HF-MOB | SENVILLE | *** | *** | *** | 48000 | 49000 | 21.8 | 11.7 | 9.8 | 2 | 73 |  | 213732659
SENVILLE | SENA-18HF-MOB | SENVILLE | *** | *** | *** | 19000 | 20000 | 22 | 12.5 | 9.8 | 1.9 | 75 |  | 213732650
CanAir | C28MC218H22 | CanAir | *** | *** | *** | 19000 | 20000 | 22 | 12.5 | 9.8 | 1.9 | 75 |  | 213479410
CanAir | C28MC436H22 | CanAir | *** | *** | *** | 36000 | 37000 | 22.2 | 13.6 | 10.3 | 1.9 | 89 |  | 213479407
Orient Care | OUM24M410AGR30 | Orient Care | *** | *** | *** | 24000 | 24000 | 22.3 | 12.5 | 9.6 | 1.83 | 75 |  | 212920508
CENTURY | A-VMH36QV-1 | CENTURY | *** | *** | *** | 36000 | 37000 | 22.2 | 13.6 | 10.3 | 1.9 | 89 |  | 212940825
CENTURY | A-VMH18DV-1 | CENTURY | *** | *** | *** | 19000 | 20000 | 22 | 12.5 | 9.8 | 1.9 | 75 |  | 212940821
NOVAIR | LEA36MZ-4P-35SK-O* | NOVAIR | *** | *** | *** | 36000 | 37000 | 22.2 | 13.6 | 10.3 | 1.9 | 89 |  | 212920682
NOVAIR | LEA20MZ-2P-35SK-O* | NOVAIR | *** | *** | *** | 19000 | 20000 | 22 | 12.5 | 9.8 | 1.9 | 75 |  | 212920679
YONAN | YSMO-24HFN1 | YONAN | *** | *** | *** | 24000 | 24000 | 22.3 | 12.5 | 9.6 | 1.83 | 75 |  | 212615070
Custom Comfort | CCOXHAMZ218HP | Custom Comfort | *** | *** | *** | 19000 | 20000 | 22 | 12.5 | 9.8 | 1.9 | 75 |  | 212365433
Custom Comfort | CCOXHAMZ548HP | Custom Comfort | *** | *** | *** | 48000 | 49000 | 21.8 | 11.7 | 9.8 | 2 | 73 |  | 212365439
Custom Comfort | CCOXHAMZ436HP | Custom Comfort | *** | *** | *** | 36000 | 37000 | 22.2 | 13.6 | 10.3 | 1.9 | 89 |  | 212365436
MDV | M5OG-42HFN1-M-[X] | MDV | *** | *** | *** | 42000 | 43000 | 22.3 | 11.7 | 10.5 | 2 | 105 |  | 207617657
STEALTH | ACIQ-48Z-HH-M5B | STEALTH | *** | *** | *** | 48000 | 49000 | 21.8 | 11.7 | 9.8 | 2 | 73 |  | 212316180
STEALTH | ACIQ-36Z-HH-M4B | STEALTH | *** | *** | *** | 36000 | 37000 | 22.2 | 13.6 | 10.3 | 1.9 | 89 |  | 212316177
STEALTH | ACIQ-18Z-HH-M2B | STEALTH | *** | *** | *** | 19000 | 20000 | 22 | 12.5 | 9.8 | 1.9 | 75 |  | 212316171
PolarWave | ACIQ-48Z-HH-M5B | PolarWave | *** | *** | *** | 48000 | 49000 | 21.8 | 11.7 | 9.8 | 2 | 73 |  | 212316094
PolarWave | ACIQ-36Z-HH-M4B | PolarWave | *** | *** | *** | 36000 | 37000 | 22.2 | 13.6 | 10.3 | 1.9 | 89 |  | 212316091
PolarWave | ACIQ-18Z-HH-M2B | PolarWave | *** | *** | *** | 19000 | 20000 | 22 | 12.5 | 9.8 | 1.9 | 75 |  | 212316085
LPS Legacy | DLCMHBH24CAK | LPS Legacy | *** | *** | *** | 24000 | 24000 | 22.3 | 12.5 | 9.6 | 1.83 | 75 |  | 211756554
BRYANT | 38MGRQ30D--3 | BRYANT | *** | *** | *** | 30000 | 28000 | 22.5 | 12 | 9.5 | 1.85 | 88 |  | 9854627
CARRIER | 38MGRQ30D--3 | CARRIER | *** | *** | *** | 30000 | 28000 | 22.5 | 12 | 9.5 | 1.85 | 88 |  | 9854626
Weathermaker | 38MGRQ30D--3 | Weathermaker | *** | *** | *** | 30000 | 28000 | 22.5 | 12 | 9.5 | 1.85 | 88 |  | 205772851
PAYNE | 38MGRQ30D--3 | PAYNE | *** | *** | *** | 30000 | 28000 | 22.5 | 12 | 9.5 | 1.85 | 88 |  | 204722816
MIDEA | 38MGRQ30D--3 | MIDEA | *** | *** | *** | 30000 | 28000 | 22.5 | 12 | 9.5 | 1.85 | 88 |  | 204722815
MDV | M4OH-30HFN1-M | MDV | *** | *** | *** | 30000 | 28000 | 22.5 | 12 | 9.5 | 1.85 | 88 |  | 9854619
MDV | M4OH-36HFN1-M-20 | MDV | *** | *** | *** | 36000 | 36400 | 21.8 | 13.6 | 9.5 | 1.75 | 60 |  | 206714978
Cooper&Hunter | CH-HPR48M-230VO | Cooper&Hunter | *** | *** | *** | 48000 | 49000 | 21.8 | 11.7 | 9.8 | 2 | 73 |  | 210799636
Cooper&Hunter | CH-HPR36M-230VO | Cooper&Hunter | *** | *** | *** | 36000 | 37000 | 22.2 | 13.6 | 10.3 | 1.9 | 89 |  | 210799634
Cooper&Hunter | CH-HPR19M-230VO | Cooper&Hunter | *** | *** | *** | 19000 | 20000 | 22 | 12.5 | 9.8 | 1.9 | 75 |  | 210799628
LENNOX | MPC024S4M-1P | LENNOX | *** | *** | *** | 24000 | 24800 | 24.6 | 13.4 | 10 | 1.93 | 60 |  | 207699116
MDV | M3OJ-24HFN1-M-L | MDV | *** | *** | *** | 24000 | 24800 | 24.6 | 13.4 | 10 | 1.93 | 60 |  | 207699113
DUCANE | 4DHP2S48M-1P | DUCANE | *** | *** | *** | 48000 | 49000 | 21.8 | 11.7 | 9.8 | 2 | 73 |  | 208106854
CONCORD | 4DHP2S48M-1P | CONCORD | *** | *** | *** | 48000 | 49000 | 21.8 | 11.7 | 9.8 | 2 | 73 |  | 208106839
Armstrong Air | 4DHP2S48M-1P | Armstrong Air | *** | *** | *** | 48000 | 49000 | 21.8 | 11.7 | 9.8 | 2 | 73 |  | 208106824
AirEase | 4DHP2S48M-1P | AirEase | *** | *** | *** | 48000 | 49000 | 21.8 | 11.7 | 9.8 | 2 | 73 |  | 208106809
Allied | 4DHP2S48M-1P | Allied | *** | *** | *** | 48000 | 49000 | 21.8 | 11.7 | 9.8 | 2 | 73 |  | 208106794
LENNOX | MLB048S4M-2P | LENNOX | *** | *** | *** | 48000 | 49000 | 21.8 | 11.7 | 9.8 | 2 | 73 |  | 207699107
MDV | M5OG-48HFN1-M-[X]-20-L | MDV | *** | *** | *** | 48000 | 49000 | 21.8 | 11.7 | 9.8 | 2 | 73 |  | 207658618
MDV | M4OI-36HFN1-M-L | MDV | *** | *** | *** | 36000 | 37000 | 22.2 | 13.6 | 10.3 | 1.9 | 89 |  | 210644056
MDV | M2OI-18HFN1-M-L | MDV | *** | *** | *** | 19000 | 20000 | 21.7 | 12.5 | 9.8 | 1.9 | 75 |  | 210644055
Conforto | MHMZ548DA | Conforto | *** | *** | *** | 48000 | 49000 | 21.8 | 11.7 | 9.8 | 2 | 73 |  | 210605819
Conforto | MHMZ436DA | Conforto | *** | *** | *** | 36000 | 37000 | 22.2 | 13.6 | 10.3 | 1.9 | 89 |  | 210605816
Conforto | MHMZ218DA | Conforto | *** | *** | *** | 19000 | 20000 | 22 | 12.5 | 9.8 | 1.9 | 75 |  | 210605810
MRCOOL | DIY-MULTI3-27HP230C | MRCOOL | *** | *** | *** | 27000 | 27000 | 22 | 12 | 9.5 | 1.9 | 74 |  | 207339195
MDV | M3OH-27HFN1-MQ1 | MDV | *** | *** | *** | 27000 | 27000 | 22 | 12 | 9.5 | 1.9 | 74 |  | 207339192
MRCOOL | DIY-MULTI2-18HP230C | MRCOOL | *** | *** | *** | 18000 | 19000 | 21.2 | 12.5 | 9.6 | 2 | 71 |  | 207339196
MDV | M2OA-18HFN1-MQ1 | MDV | *** | *** | *** | 18000 | 19000 | 21.2 | 12.5 | 9.6 | 2 | 71 |  | 207339191
KLIMAIRE | KMIR324-H217-2 | KLIMAIRE | *** | *** | *** | 24000 | 24000 | 22.3 | 12.5 | 9.6 | 1.83 | 75 |  | 209862184
THERMOCORE SYSTEMS | T423D-H224-C | THERMOCORE SYSTEMS | *** | *** | *** | 24000 | 25000 | 24.6 | 13.4 | 10 | 1.9 | 82 |  | 209549026
ECO AIR | M5OG-48HFN1-M-[X] | ECO AIR | *** | *** | *** | 48000 | 49000 | 21.8 | 11.7 | 9.8 | 2 | 73 |  | 209319647
ECO AIR | M4OI-36HFN1-M | ECO AIR | *** | *** | *** | 36000 | 37000 | 22.2 | 13.6 | 10.3 | 1.9 | 89 |  | 209319644
ECO AIR | M2OI-18HFN1-M | ECO AIR | *** | *** | *** | 19000 | 20000 | 22 | 12.5 | 9.8 | 1.9 | 75 |  | 209319638
MIDEA | M3OJ-24HFN1-M | MIDEA | *** | *** | *** | 24000 | 24000 | 22.3 | 12.5 | 9.6 | 1.83 | 75 |  | 208568362
SEA BREEZE+ | MZ27H424ZMO | SEA BREEZE+ | *** | *** | *** | 24000 | 24000 | 22.3 | 12.5 | 9.6 | 1.83 | 75 |  | 208128285
AIRQUEST | DLCMHBH24CAK | AIRQUEST | *** | *** | *** | 24000 | 24000 | 22.3 | 12.5 | 9.6 | 1.83 | 75 |  | 207643179
SMART COMFORT | DLCMHBH24CAK | SMART COMFORT | *** | *** | *** | 24000 | 24000 | 22.3 | 12.5 | 9.6 | 1.83 | 75 |  | 207643158
TEMPSTAR | DLCMHBH24CAK | TEMPSTAR | *** | *** | *** | 24000 | 24000 | 22.3 | 12.5 | 9.6 | 1.83 | 75 |  | 207643137
MIDEA | DLCMHBH24CAK | MIDEA | *** | *** | *** | 24000 | 24000 | 22.3 | 12.5 | 9.6 | 1.83 | 75 |  | 207643116
KENMORE | DLCMHBH24CAK | KENMORE | *** | *** | *** | 24000 | 24000 | 22.3 | 12.5 | 9.6 | 1.83 | 75 |  | 207643095
KEEPRITE | DLCMHBH24CAK | KEEPRITE | *** | *** | *** | 24000 | 24000 | 22.3 | 12.5 | 9.6 | 1.83 | 75 |  | 207643074
HEIL | DLCMHBH24CAK | HEIL | *** | *** | *** | 24000 | 24000 | 22.3 | 12.5 | 9.6 | 1.83 | 75 |  | 207643053
DAY & NIGHT | DLCMHBH24CAK | DAY & NIGHT | *** | *** | *** | 24000 | 24000 | 22.3 | 12.5 | 9.6 | 1.83 | 75 |  | 207643032
COMFORTMAKER | DLCMHBH24CAK | COMFORTMAKER | *** | *** | *** | 24000 | 24000 | 22.3 | 12.5 | 9.6 | 1.83 | 75 |  | 207643011
ARCOAIRE | DLCMHBH24CAK | ARCOAIRE | *** | *** | *** | 24000 | 24000 | 22.3 | 12.5 | 9.6 | 1.83 | 75 |  | 207642990
MDV | M3OJ-24HFN1-M* | MDV | *** | *** | *** | 24000 | 24000 | 22.3 | 12.5 | 9.6 | 1.83 | 75 |  | 207641233
MIDEA | 38MGHBQ36DA3 | MIDEA | *** | *** | *** | 36000 | 37000 | 22.2 | 13.6 | 10.3 | 1.9 | 89 |  | 207642975
BOSCH | BMS500-AAM036-1CSXHC | BOSCH | *** | *** | *** | 36000 | 37000 | 22.2 | 13.6 | 10.3 | 1.9 | 89 |  | 207760039
CARRIER | 38MGHBQ36DA3 | CARRIER | *** | *** | *** | 36000 | 37000 | 22.2 | 13.6 | 10.3 | 1.9 | 89 |  | 207642891
ELIOS | DEA36HOM25230X3 | ELIOS | *** | *** | *** | 36000 | 37000 | 22.2 | 13.6 | 10.3 | 1.9 | 89 |  | 207742466
Weathermaker | 38MGHBQ36DA3 | Weathermaker | *** | *** | *** | 36000 | 37000 | 22.2 | 13.6 | 10.3 | 1.9 | 89 |  | 207642954
TRUST AIR CONDITIONERS | M4H36H/O4S4P | TRUST AIR CONDITIONERS | *** | *** | *** | 36000 | 37000 | 22.2 | 13.6 | 10.3 | 1.9 | 89 |  | 208284491
C&H | CH-HPR36M-230VO | C&H | *** | *** | *** | 36000 | 37000 | 22.2 | 13.6 | 10.3 | 1.9 | 89 |  | 207742379
DIRECT AIR | DIRM-36HXPRO28-4Z | DIRECT AIR | *** | *** | *** | 36000 | 37000 | 22.2 | 13.6 | 10.3 | 1.9 | 89 |  | 207743791
MIDEA | MMCMHAQ36DA3 | MIDEA | *** | *** | *** | 36000 | 37000 | 22.2 | 13.6 | 10.3 | 1.9 | 89 |  | 207683486
LENNOX | MLB036S4M-1P | LENNOX | *** | *** | *** | 36000 | 37000 | 22.2 | 13.6 | 10.3 | 1.9 | 89 |  | 207699104
1HVAC | ACIQ-36Z-HH-M4B | 1HVAC | *** | *** | *** | 36000 | 37000 | 22.2 | 13.6 | 10.3 | 1.9 | 89 |  | 207825570
COMFORTSTAR | CVH-36-4SH | COMFORTSTAR | *** | *** | *** | 36000 | 37000 | 22.2 | 13.6 | 10.3 | 1.9 | 89 |  | 207658982
ACIQ | ACIQ-36Z-HH-M4B | ACIQ | *** | *** | *** | 36000 | 37000 | 22.2 | 13.6 | 10.3 | 1.9 | 89 |  | 207825582
COMFORT-AIRE | A-VMH36QV-1 | COMFORT-AIRE | *** | *** | *** | 36000 | 37000 | 22.2 | 13.6 | 10.3 | 1.9 | 89 |  | 207657615
Breeze33 | BZ33-HYP364Z2-G2-P | Breeze33 | *** | *** | *** | 36000 | 37000 | 22.2 | 13.6 | 10.3 | 1.9 | 89 |  | 207862104
DIYCOOL | ACIQ-36Z-HH-M4B | DIYCOOL | *** | *** | *** | 36000 | 37000 | 22.2 | 13.6 | 10.3 | 1.9 | 89 |  | 207825594
KERR | A-KMH36QV-1 | KERR | *** | *** | *** | 36000 | 37000 | 22.2 | 13.6 | 10.3 | 1.9 | 89 |  | 207657604
Convectair | 8422-C36-O | Convectair | *** | *** | *** | 36000 | 37000 | 22.2 | 13.6 | 10.3 | 1.9 | 89 |  | 207657622
PAYNE | 38MGHBQ36DA3 | PAYNE | *** | *** | *** | 36000 | 37000 | 22.2 | 13.6 | 10.3 | 1.9 | 89 |  | 207642933
EMI | MHMZ436DA | EMI | *** | *** | *** | 36000 | 37000 | 22.2 | 13.6 | 10.3 | 1.9 | 89 |  | 208121938
MOOVAIR | DMA36HOM25230X3 | MOOVAIR | *** | *** | *** | 36000 | 37000 | 22.2 | 13.6 | 10.3 | 1.9 | 89 |  | 207742547
BRYANT | 38MGHBQ36DA3 | BRYANT | *** | *** | *** | 36000 | 37000 | 22.2 | 13.6 | 10.3 | 1.9 | 89 |  | 207642912
MDV | M4OI-36HFN1-M | MDV | *** | *** | *** | 36000 | 37000 | 22.2 | 13.6 | 10.3 | 1.9 | 89 |  | 207641228
DUCANE | 4DHP2S24M-1P | DUCANE | *** | *** | *** | 24000 | 25000 | 24.6 | 13.4 | 10 | 1.9 | 82 |  | 208106845
CONCORD | 4DHP2S24M-1P | CONCORD | *** | *** | *** | 24000 | 25000 | 24.6 | 13.4 | 10 | 1.9 | 82 |  | 208106830
Armstrong Air | 4DHP2S24M-1P | Armstrong Air | *** | *** | *** | 24000 | 25000 | 24.6 | 13.4 | 10 | 1.9 | 82 |  | 208106815
AirEase | 4DHP2S24M-1P | AirEase | *** | *** | *** | 24000 | 25000 | 24.6 | 13.4 | 10 | 1.9 | 82 |  | 208106800
Allied | 4DHP2S24M-1P | Allied | *** | *** | *** | 24000 | 25000 | 24.6 | 13.4 | 10 | 1.9 | 82 |  | 208106785
MIDEA | MMCMHAQ24CA3 | MIDEA | *** | *** | *** | 24000 | 25000 | 24.6 | 13.4 | 10 | 1.9 | 82 |  | 207683474
CanAir | C28MC324H21 | CanAir | *** | *** | *** | 24000 | 25000 | 24.6 | 13.4 | 10 | 1.9 | 82 |  | 207683265
MIDEA | 38MGHBQ24CA3 | MIDEA | *** | *** | *** | 24000 | 25000 | 24.6 | 13.4 | 10 | 1.9 | 82 |  | 207642963
Weathermaker | 38MGHBQ24CA3 | Weathermaker | *** | *** | *** | 24000 | 25000 | 24.6 | 13.4 | 10 | 1.9 | 82 |  | 207642942
PAYNE | 38MGHBQ24CA3 | PAYNE | *** | *** | *** | 24000 | 25000 | 24.6 | 13.4 | 10 | 1.9 | 82 |  | 207642921
BRYANT | 38MGHBQ24CA3 | BRYANT | *** | *** | *** | 24000 | 25000 | 24.6 | 13.4 | 10 | 1.9 | 82 |  | 207642900
TRUST AIR CONDITIONERS | M2H18H/O4S4P | TRUST AIR CONDITIONERS | *** | *** | *** | 19000 | 20000 | 22 | 12.5 | 9.8 | 1.9 | 75 |  | 208284485
CARRIER | 38MGHBQ24CA3 | CARRIER | *** | *** | *** | 24000 | 25000 | 24.6 | 13.4 | 10 | 1.9 | 82 |  | 207642879
EMI | MHMZ218DA | EMI | *** | *** | *** | 19000 | 20000 | 22 | 12.5 | 9.8 | 1.9 | 75 |  | 208121932
MDV | M3OJ-24HFN1-M | MDV | *** | *** | *** | 24000 | 25000 | 24.6 | 13.4 | 10 | 1.9 | 82 |  | 207617649
Breeze33 | BZ33-HYP182Z2-G2-P | Breeze33 | *** | *** | *** | 19000 | 20000 | 22 | 12.5 | 9.8 | 1.9 | 75 |  | 207862098
DIYCOOL | ACIQ-18Z-HH-M2B | DIYCOOL | *** | *** | *** | 19000 | 20000 | 22 | 12.5 | 9.8 | 1.9 | 75 |  | 207825588
ACIQ | ACIQ-18Z-HH-M2B | ACIQ | *** | *** | *** | 19000 | 20000 | 22 | 12.5 | 9.8 | 1.9 | 75 |  | 207825576
BOSCH | BMS500-AAM048-1CSXHC | BOSCH | *** | *** | *** | 48000 | 49000 | 21.8 | 11.7 | 9.8 | 2 | 73 |  | 207760042
ELIOS | DEA48HOM25230X3 | ELIOS | *** | *** | *** | 48000 | 49000 | 21.8 | 11.7 | 9.8 | 2 | 73 |  | 207742469
1HVAC | ACIQ-18Z-HH-M2B | 1HVAC | *** | *** | *** | 19000 | 20000 | 22 | 12.5 | 9.8 | 1.9 | 75 |  | 207825564
PAYNE | 38MGHBQ48EA3 | PAYNE | *** | *** | *** | 48000 | 49000 | 21.8 | 11.7 | 9.8 | 2 | 73 |  | 207642930
LENNOX | MLB018S4M-1P | LENNOX | *** | *** | *** | 19000 | 20000 | 21.7 | 12.5 | 9.8 | 1.9 | 75 |  | 207768727
TRUST AIR CONDITIONERS | M5H48H/O4S4P | TRUST AIR CONDITIONERS | *** | *** | *** | 48000 | 49000 | 21.8 | 11.7 | 9.8 | 2 | 73 |  | 208284494
BOSCH | BMS500-AAM018-1CSXHC | BOSCH | *** | *** | *** | 19000 | 20000 | 22 | 12.5 | 9.8 | 1.9 | 75 |  | 207760033
Convectair | 8522-C48-O | Convectair | *** | *** | *** | 48000 | 49000 | 21.8 | 11.7 | 9.8 | 2 | 73 |  | 207590852
DIRECT AIR | DIRM-18HXPRO28-2Z | DIRECT AIR | *** | *** | *** | 19000 | 20000 | 22 | 12.5 | 9.8 | 1.9 | 75 |  | 207743785
MOOVAIR | DMA18HOM25230X3 | MOOVAIR | *** | *** | *** | 19000 | 20000 | 22 | 12.5 | 9.8 | 1.9 | 75 |  | 207742541
Weathermaker | 38MGHBQ48EA3 | Weathermaker | *** | *** | *** | 48000 | 49000 | 21.8 | 11.7 | 9.8 | 2 | 73 |  | 207642951
ELIOS | DEA18HOM25230X3 | ELIOS | *** | *** | *** | 19000 | 20000 | 22 | 12.5 | 9.8 | 1.9 | 75 |  | 207742460
CanAir | C28MC548H21 | CanAir | *** | *** | *** | 48000 | 49000 | 21.8 | 11.7 | 9.8 | 2 | 73 |  | 207683271
C&H | CH-HPR19M-230VO | C&H | *** | *** | *** | 19000 | 20000 | 22 | 12.5 | 9.8 | 1.9 | 75 |  | 207742373
C&H | CH-HPR48M-230VO | C&H | *** | *** | *** | 48000 | 49000 | 21.8 | 11.7 | 9.8 | 2 | 73 |  | 207742381
COMFORTSTAR | CVH-18-2SH | COMFORTSTAR | *** | *** | *** | 19000 | 20000 | 22 | 12.5 | 9.8 | 1.9 | 75 |  | 207658976
MIDEA | MMCMHAQ48EA3 | MIDEA | *** | *** | *** | 48000 | 49000 | 21.8 | 11.7 | 9.8 | 2 | 73 |  | 207683483
COMFORT-AIRE | A-VMH18DV-1 | COMFORT-AIRE | *** | *** | *** | 19000 | 20000 | 22 | 12.5 | 9.8 | 1.9 | 75 |  | 207657610
1HVAC | ACIQ-48Z-HH-M5B | 1HVAC | *** | *** | *** | 48000 | 49000 | 21.8 | 11.7 | 9.8 | 2 | 73 |  | 207825573
DIRECT AIR | DIRM-48HXPRO28-5Z | DIRECT AIR | *** | *** | *** | 48000 | 49000 | 21.8 | 11.7 | 9.8 | 2 | 73 |  | 207743794
KERR | A-KMH18DV-1 | KERR | *** | *** | *** | 19000 | 20000 | 22 | 12.5 | 9.8 | 1.9 | 75 |  | 207657599
ACIQ | ACIQ-48Z-HH-M5B | ACIQ | *** | *** | *** | 48000 | 49000 | 21.8 | 11.7 | 9.8 | 2 | 73 |  | 207825585
Convectair | 8222-C18-O | Convectair | *** | *** | *** | 19000 | 20000 | 22 | 12.5 | 9.8 | 1.9 | 75 |  | 207590846
DIYCOOL | ACIQ-48Z-HH-M5B | DIYCOOL | *** | *** | *** | 48000 | 49000 | 21.8 | 11.7 | 9.8 | 2 | 73 |  | 207825597
FRANKLIN | MST183E23MHAA | FRANKLIN | *** | *** | *** | 19000 | 20000 | 22 | 12.5 | 9.8 | 1.9 | 75 |  | 206764068
COMFORTSTAR | CVH-48-5SH | COMFORTSTAR | *** | *** | *** | 48000 | 49000 | 21.8 | 11.7 | 9.8 | 2 | 73 |  | 207658984
MOOVAIR | DMA48HOM25230X3 | MOOVAIR | *** | *** | *** | 48000 | 49000 | 21.8 | 11.7 | 9.8 | 2 | 73 |  | 207742550
MDV | M2OI-18HFN1-M | MDV | *** | *** | *** | 19000 | 20000 | 22 | 12.5 | 9.8 | 1.9 | 75 |  | 206716986
CARRIER | 38MGHBQ48EA3 | CARRIER | *** | *** | *** | 48000 | 49000 | 21.8 | 11.7 | 9.8 | 2 | 73 |  | 207642888
KERR | A-KMH48PV-1 | KERR | *** | *** | *** | 48000 | 49000 | 21.8 | 11.7 | 9.8 | 2 | 73 |  | 207657606
EMI | MHMZ548DA | EMI | *** | *** | *** | 48000 | 49000 | 21.8 | 11.7 | 9.8 | 2 | 73 |  | 208121941
COMFORT-AIRE | A-VMH48PV-1 | COMFORT-AIRE | *** | *** | *** | 48000 | 49000 | 21.8 | 11.7 | 9.8 | 2 | 73 |  | 207657617
MIDEA | 38MGHBQ48EA3 | MIDEA | *** | *** | *** | 48000 | 49000 | 21.8 | 11.7 | 9.8 | 2 | 73 |  | 207642972
Breeze33 | BZ33-HYP485Z2-G2-P | Breeze33 | *** | *** | *** | 48000 | 49000 | 21.8 | 11.7 | 9.8 | 2 | 73 |  | 207862107
BRYANT | 38MGHBQ48EA3 | BRYANT | *** | *** | *** | 48000 | 49000 | 21.8 | 11.7 | 9.8 | 2 | 73 |  | 207642909
MDV | M5OG-48HFN1-M-[X]-20 | MDV | *** | *** | *** | 48000 | 49000 | 21.8 | 11.7 | 9.8 | 2 | 73 |  | 206714984
TOSHIBA CARRIER | MCY-MAP0367HS-UL* | TOSHIBA CARRIER | *** | *** | *** | 36000 | 40000 | 22.8 | 14.3 | 10 | 2.7 | 93 |  | 213350249
TOSHIBA CARRIER | MCY-MAP0487HS-UL* | TOSHIBA CARRIER | *** | *** | *** | 48000 | 54000 | 22.6 | 13.2 | 10.3 | 2.6 | 59 |  | 213350250
TOSHIBA CARRIER | MCY-MAP0607HS-UL* | TOSHIBA CARRIER | *** | *** | *** | 60000 | 66000 | 23.1 | 12.3 | 10.6 | 2.4 | 70 |  | 213350252
KINGHOME | KM18H5O3 | KINGHOME | *** | *** | *** | 18000 | 19000 | 21 | 12 | 10 | 2.2 | 74 |  | 214655286

## Packaged
Data current as of 05-09-2024
The data provided are the representations submitted to DOE by manufacturers and their third party representatives. DOE makes no representations or warranties regarding the accuracy of the data.
Brand | Model Number | Cooling Capacity (BTU/hr) | Heating Capacity (Btu/hr) | SEER2 | EER2 | HSPF2 | COP at 5 Degrees F | Capacity Ratio Percent 17 F to 47 F | Capacity Ratio Percent 5 F to 47 F | AHRI Certified Reference Number (if Applicable)
AC PRO.com | AK-H05TC/NAA-T(U) | 57000 | 57000 | 17 | 10 | 8.3 | 1.8 | 65 | 79 | 212674082
TOSOT | TK-H02TCNAA-TU | 24000 | 24000 | 17.8 | 11 | 8.8 | 1.75 | 98 | 100 | 213386671
TOSOT | TK-H03TCNAA-TU | 34400 | 36000 | 17.8 | 11 | 8.8 | 1.75 | 65 | 72 | 213386670
TOSOT | TK-H04TCNAA-TU | 47000 | 47000 | 17.8 | 11 | 8.5 | 1.8 | 77 | 98 | 213386669
GREE | GK-H05TC/NAA1-D(U) | 56000 | 57000 | 17.2 | 10.6 | 8.3 | 1.8 | 65 | 79 | 213379968
GREE | GK-H03TC/NAA-T(U) | 34400 | 36000 | 17.8 | 11 | 8.8 | 1.75 | 65 | 72 | 213316029
TOSOT | TK-H05TCNAA-TU | 56000 | 57000 | 17 | 10.6 | 8.3 | 1.8 | 65 | 79 | 213307926
AC PRO.com | AK-H05TC/NAA-T(U) | 56000 | 57000 | 17 | 10.6 | 8.3 | 1.8 | 65 | 79 | 212674082
GREE | GK-H05TC/NAA-T(U) | 56000 | 57000 | 17 | 10.6 | 8.3 | 1.8 | 65 | 79 | 212527996
GREE | GK-H03TC/NAA1-D(U) | 34400 | 36000 | 18 | 11 | 8.8 | 1.75 | 65 | 72 | 213379970
GREE | GK-H04TC/NAA1-D(U) | 47000 | 47000 | 18 | 11 | 8.5 | 1.8 | 77 | 98 | 213379969
AC PRO.com | AK-H04TC/NAA-T(U) | 47000 | 47000 | 17.8 | 11 | 8.5 | 1.8 | 77 | 98 | 213350731
GREE | GK-H04TC/NAA-T(U) | 47000 | 47000 | 17.8 | 11 | 8.5 | 1.8 | 77 | 98 | 213088005
GREE | GK-H02TC/NAA-T(U) | 24000 | 24000 | 17.8 | 11 | 8.8 | 1.75 | 98 | 100 | 213368002
GREE | GK-H02TC/NAA1-D(U) | 24000 | 24000 | 18 | 11 | 8.8 | 1.75 | 98 | 100 | 213379971
AC PRO.com | AK-H02TC/NAA-T(U) | 24000 | 24000 | 17.8 | 11 | 8.8 | 1.75 | 98 | 100 | 213613204
AC PRO.com | AK-H03TC/NAA-T(U) | 34400 | 36000 | 17.8 | 11 | 8.8 | 1.75 | 65 | 72 | 213613205
KINGHOME | KRH02TCU | 24000 | 24000 | 17.8 | 11 | 8.8 | 1.75 | 98 | 100 | 213685846
KINGHOME | KRH03TCU | 34400 | 36000 | 17.8 | 11 | 8.8 | 1.75 | 65 | 72 | 213685845
KINGHOME | KRH04TCU | 47000 | 47000 | 17.8 | 11 | 8.5 | 1.8 | 77 | 98 | 213685844
KINGHOME | KRH05TCU | 56000 | 57000 | 17 | 10.6 | 8.3 | 1.8 | 65 | 79 | 213685843
TRANE | 4WCV7024A1000** | 24000 | 24000 | 18 | 11 | 8.8 | 1.75 | 98 | 100 | 213804807
TRANE | 4WCV7036A1000** | 34400 | 36000 | 18 | 11 | 8.8 | 1.75 | 65 | 72 | 213804806
TRANE | 4WCV7048A1000** | 47000 | 47000 | 18 | 11 | 8.5 | 1.8 | 77 | 98 | 213804805
TRANE | 4WCV7060A1000** | 56000 | 57000 | 17.2 | 10.6 | 8.3 | 1.8 | 65 | 79 | 213804804
American Standard | 4WCV7024A1000** | 24000 | 24000 | 18 | 11 | 8.8 | 1.75 | 98 | 100 | 213804803
American Standard | 4WCV7036A1000** | 34400 | 36000 | 18 | 11 | 8.8 | 1.75 | 65 | 72 | 213804802
American Standard | 4WCV7048A1000** | 47000 | 47000 | 18 | 11 | 8.5 | 1.8 | 77 | 98 | 213804801
American Standard | 4WCV7060A1000** | 56000 | 57000 | 17.2 | 10.6 | 8.3 | 1.8 | 65 | 79 | 213804800
MRCOOL | MDPH180604 | 56000 | 57000 | 17 | 10.6 | 8.3 | 1.8 | 65 | 79 | 214097891
MRCOOL | MDPH180364 | 34400 | 36000 | 17.8 | 11 | 8.8 | 1.75 | 65 | 72 | 214097893
Willis | PRT60KUH | 56000 | 57000 | 17 | 10.6 | 8.3 | 1.8 | 65 | 79 | 214137764
GREE | GK-H05TC/NAA-T(U) | 56000 | 57000 | 17 | 10.6 | 8.3 | 1.8 | 65 | 79 | 212527996
AC PRO.com | AK-H05TC/NAA-T(U) | 56000 | 57000 | 17 | 10.6 | 8.3 | 1.8 | 65 | 79 | 212674082
MRCOOL | MDPH180604 | 56000 | 57000 | 17 | 10.6 | 8.3 | 1.8 | 65 | 79 | 214097891
Willis | PRT60KUH | 56000 | 57000 | 17 | 10.6 | 8.3 | 1.8 | 65 | 79 | 214137764
GREE | GK-H04TC/NAA-T(U) | 47000 | 47000 | 17.8 | 11 | 8.5 | 1.8 | 77 | 98 | 213088005
MRCOOL | MDPH180484 | 47000 | 47000 | 17.8 | 11 | 8.5 | 1.8 | 77 | 98 | 214097892
AC PRO.com | AK-H04TC/NAA-T(U) | 47000 | 47000 | 17.8 | 11 | 8.5 | 1.8 | 77 | 98 | 213350731
TOSOT | TK-H05TCNAA-TU | 56000 | 57000 | 17 | 10.6 | 8.3 | 1.8 | 65 | 79 | 213307926
GREE | GK-H03TC/NAA-T(U) | 34400 | 36000 | 17.8 | 11 | 8.8 | 1.75 | 65 | 72 | 213316029
AC PRO.com | AK-H03TC/NAA-T(U) | 34400 | 36000 | 17.8 | 11 | 8.8 | 1.75 | 65 | 72 | 213613205
MRCOOL | MDPH180364 | 34400 | 36000 | 17.8 | 11 | 8.8 | 1.75 | 65 | 72 | 214097893
GREE | GK-H02TC/NAA-T(U) | 24000 | 24000 | 17.8 | 11 | 8.8 | 1.75 | 98 | 100 | 213368002
AC PRO.com | AK-H02TC/NAA-T(U) | 24000 | 24000 | 17.8 | 11 | 8.8 | 1.75 | 98 | 100 | 213613204
MRCOOL | MDPH180244 | 24000 | 24000 | 17.8 | 11 | 8.8 | 1.75 | 98 | 100 | 214097894
GREE | GK-H05TC/NAA1-D(U) | 56000 | 57000 | 17.2 | 10.6 | 8.3 | 1.8 | 65 | 79 | 213379968
GREE | GK-H04TC/NAA1-D(U) | 47000 | 47000 | 18 | 11 | 8.5 | 1.8 | 77 | 98 | 213379969
GREE | GK-H03TC/NAA1-D(U) | 34400 | 36000 | 18 | 11 | 8.8 | 1.75 | 65 | 72 | 213379970
GREE | GK-H02TC/NAA1-D(U) | 24000 | 24000 | 18 | 11 | 8.8 | 1.75 | 98 | 100 | 213379971
TOSOT | TK-H03TCNAA-TU | 34400 | 36000 | 17.8 | 11 | 8.8 | 1.75 | 65 | 72 | 213386670
TOSOT | TK-H02TCNAA-TU | 24000 | 24000 | 17.8 | 11 | 8.8 | 1.75 | 98 | 100 | 213386671
TOSOT | TK-H04TCNAA-TU | 47000 | 47000 | 17.8 | 11 | 8.5 | 1.8 | 77 | 98 | 213386669
KINGHOME | KRH05TCU | 56000 | 57000 | 17 | 10.6 | 8.3 | 1.8 | 65 | 79 | 213685843
KINGHOME | KRH04TCU | 47000 | 47000 | 17.8 | 11 | 8.5 | 1.8 | 77 | 98 | 213685844
KINGHOME | KRH03TCU | 34400 | 36000 | 17.8 | 11 | 8.8 | 1.75 | 65 | 72 | 213685845
KINGHOME | KRH02TCU | 24000 | 24000 | 17.8 | 11 | 8.8 | 1.75 | 98 | 100 | 213685846
WELLS | WRPA-36HDM/TC | 34400 | 36000 | 17.8 | 11 | 8.8 | 1.75 | 65 | 72 | 214432067
WELLS | WRPA-60HDM/TC | 56000 | 57000 | 17 | 10.6 | 8.3 | 1.8 | 65 | 79 | 214432066