## Multi-Split Ducted
Data current as of 06-07-2024
The data provided are the representations submitted to DOE by manufacturers and their third party representatives. DOE makes no representations or warranties regarding the accuracy of the data.
Outdoor Unit Brand | Outdoor Unit Model Number | Indoor Unit Brands | Indoor Unit Model Numbers | Air Mover Brands | Air Mover Model Numbers | Cooling Capacity in Btu per h | Heating Capacity in Btu per h | SEER2 in Btu per Wh | EER2 in Btu per Wh | HSPF2 in Btu per Wh | Coefficient of Performance COP at 5 Degrees F | Capacity Ratio Percent 17 Degrees F to 47 Degrees F | Capacity Ratio Percent 5 Degrees F to 47 Degrees F | AHRI Certified Reference Number (if Applicable)
COMFORTSTAR | CSCMA-APH036-6AH | COMFORTSTAR | *** | *** | *** | 36000 | 40000 | 17.3 | 11.7 | 9.1 |  | 70 |  | 207526937
COMFORTSTAR | CSCMA-APH036-6AB | COMFORTSTAR | *** | *** | *** | 36000 | 40000 | 17.3 | 11.7 | 9.1 |  | 70 |  | 205301877
LENNOX | VPB036H4M-3P | LENNOX ¦ LENNOX | VMDB009H4-3P ¦ VMDB009H4-3P |  |  | 36000 | 37000 | 18.1 | 11.9 | 9.35 | 2 | 76 | 70 | 204631575
LENNOX | VPB036H4M-3P | LENNOX | *** | *** | *** | 36000 | 37000 | 17 | 11.7 | 9.2 | 1.9 | 76 | 70 | 204631569
MIDEA | MV1-36DMN1-(C) | MIDEA ¦ MIDEA | MDV-D09T2/DMN1-A5E ¦ MDV-D09T2/DMN1-A5E |  |  | 36000 | 37000 | 18.1 | 11.9 | 9.35 | 2 | 76 | 70 | 204631565
MIDEA | MV1-36DMN1-(C) | MIDEA | *** | *** | *** | 36000 | 37000 | 17 | 11.7 | 9.2 | 1.9 | 76 | 70 | 204631559
TRANE | 4TVH0036C1000CA | TRANE | *** | *** | *** | 36000 | 40000 | 17.3 | 11.7 | 9.1 |  | 70 |  | 202181200
LENNOX | VPA036H4*2P | LENNOX | *** | *** | *** | 36000 | 40000 | 17.3 | 11.7 | 9.1 |  | 70 |  | 201862948
LENNOX | VPC036H4M-3PD* | LENNOX ¦ LENNOX | VVCB012H4-3P ¦ V33B009H4-3P |  |  | 36000 | 40000 | 18.45 | 11.9 | 9.35 | 1.8 | 72 | 70 | 212608415
LENNOX | VPC018H4M-3P* | LENNOX ¦ LENNOX | V33B009H4-3P ¦ VMDB012H4-3P |  |  | 18200 | 20000 | 18.175 | 12.1 | 9.125 | 1.45 | 71 | 62 | 212608410
LENNOX | VPC036H4M-3PD* | LENNOX | *** | *** | *** | 36000 | 40000 | 17.7 | 11.7 | 9.2 | 1.8 | 74 | 70 | 212608409
LENNOX | VPC018H4M-3P* | LENNOX | *** | *** | *** | 18200 | 20000 | 17.15 | 11.7 | 8.85 | 1.3 | 72 | 62 | 212608405
MIDEA | MDV-V18WMN1T* | MIDEA ¦ MIDEA | MDV-D12T2/DMN1-A5E ¦ MDV-D09Q4/DMN1-E3 |  |  | 18200 | 20000 | 18.175 | 12.1 | 9.125 | 1.45 | 71 | 62 | 212604273
MIDEA | MDV-V18WMN1T* | MIDEA | *** | *** | *** | 18200 | 20000 | 17.15 | 11.7 | 8.85 | 1.3 | 72 | 62 | 212604272
LENNOX | VPC036H4M-3PD | LENNOX ¦ LENNOX | VVCB012H4-3P ¦ V33B009H4-3P |  |  | 36000 | 40000 | 18.45 | 11.9 | 9.35 | 1.8 | 72 | 70 | 212578848
MIDEA | MDV-V36WMN1TE* | MIDEA ¦ MIDEA | MDV-D12V/DMN1-B1 ¦ MDV-D09Q4/DMN1-E3 |  |  | 36000 | 40000 | 18.45 | 11.9 | 9.35 | 1.8 | 72 | 70 | 212524536
LENNOX | VPC036H4M-3PD | LENNOX | *** | *** | *** | 36000 | 40000 | 17.7 | 11.7 | 9.2 | 1.8 | 74 | 70 | 212406546
MIDEA | MDV-V36WMN1TE* | MIDEA | *** | *** | *** | 36000 | 40000 | 17.7 | 11.7 | 9.2 | 1.8 | 74 | 70 | 212406545
Coleman | CVAHP048B21S* | Coleman | *** | *** | *** | 48000 | 54000 | 18.1 | 12.5 | 10 | 1.95 | 59 | 59 | 203994980
Coleman | CVAHP036B21S* | Coleman | *** | *** | *** | 36000 | 40000 | 18.5 | 13.2 | 9.5 | 1.77 | 60 | 79 | 203994979
HITACHI | HVAHP048B21S* | HITACHI | *** | *** | *** | 48000 | 54000 | 18.1 | 12.5 | 10 | 1.95 | 59 | 59 | 203994976
HITACHI | HVAHP036B21S* | HITACHI | *** | *** | *** | 36000 | 40000 | 18.5 | 13.2 | 9.5 | 1.77 | 60 | 79 | 203994975
YORK | YVAHP048B21S* | YORK | *** | *** | *** | 48000 | 54000 | 18.1 | 12.5 | 10 | 1.95 | 59 | 59 | 203994974
YORK | YVAHP036B21S* | YORK | *** | *** | *** | 36000 | 40000 | 18.5 | 13.2 | 9.5 | 1.77 | 60 | 79 | 203994973
BRYANT | 538TEQ018RCMAAAA | BRYANT | *** | *** | *** | 17000 | 18000 | 17 | 12.5 | 8 |  | 61 |  | 7947314
KEEPRITE | DLCMHBH36DAK | KEEPRITE ¦ KEEPRITE | DLFSHAH09XAK ¦ DLFSDAH09XAK |  |  | 36000 | 37000 | 19.5 | 12.1 | 9.85 | 1.8 | 95 | 93 | 207643088
KEEPRITE | DLCMHBH48EAK | KEEPRITE | *** | *** | *** | 47000 | 49000 | 20.9 | 11.7 | 8.9 | 2 | 73 | 87 | 207643084
KEEPRITE | DLCMRBH18BAK | KEEPRITE ¦ KEEPRITE | DLFSHAH09XAK ¦ DLFSDAH09XAK |  |  | 18000 | 19000 | 20 | 12.25 | 10 | 2 | 77 | 68 | 207643073
HEIL | DLCMRBH18BAK | HEIL | *** | *** | *** | 18000 | 19000 | 19 | 12 | 9.8 | 2 | 78 | 70 | 207643051
DAY & NIGHT | DLCMHBH36DAK | DAY & NIGHT | *** | *** | *** | 36000 | 37000 | 19 | 11.7 | 10 | 1.7 | 95 | 89 | 207643045
DAY & NIGHT | DLCMRBH18BAK | DAY & NIGHT ¦ DAY & NIGHT | DLFSHAH09XAK ¦ DLFSDAH09XAK |  |  | 18000 | 19000 | 20 | 12.25 | 10 | 2 | 77 | 68 | 207643031
COMFORTMAKER | DLCMHBH36DAK | COMFORTMAKER | *** | *** | *** | 36000 | 37000 | 19 | 11.7 | 10 | 1.7 | 95 | 89 | 207643024
COMFORTMAKER | DLCMRBH18BAK | COMFORTMAKER ¦ COMFORTMAKER | DLFSHAH09XAK ¦ DLFSDAH09XAK |  |  | 18000 | 19000 | 20 | 12.25 | 10 | 2 | 77 | 68 | 207643010
ARCOAIRE | DLCMRBH18BAK | ARCOAIRE | *** | *** | *** | 18000 | 19000 | 19 | 12 | 9.8 | 2 | 78 | 70 | 207642988
Weathermaker | 38MGHBQ36DA3 | Weathermaker | *** | *** | *** | 36000 | 37000 | 19 | 11.7 | 10 | 1.7 | 95 | 89 | 207642955
Weathermaker | 38MGHBQ24CA3 | Weathermaker | *** | *** | *** | 24000 | 24000 | 21.3 | 12.5 | 9.7 | 1.9 | 90 | 75 | 207642943
Weathermaker | 38MGRBQ18BA3 | Weathermaker | *** | *** | *** | 18000 | 19000 | 19 | 12 | 9.8 | 2 | 78 | 70 | 207642940
PAYNE | 38MGHBQ48EA3 | PAYNE | *** | *** | *** | 47000 | 49000 | 20.9 | 11.7 | 8.9 | 2 | 73 | 87 | 207642931
PAYNE | 38MGHBQ30DA3 | PAYNE ¦ PAYNE | DHMSHAQ09XA3 ¦ 40MBDQ09---3 |  |  | 30000 | 30000 | 23 | 12.5 | 9.5 | 1.74 | 93 | 82 | 207642926
PAYNE | 38MGRBQ18BA3 | PAYNE ¦ PAYNE | DHMSHAQ09XA3 ¦ 40MBDQ09---3 |  |  | 18000 | 19000 | 20.95 | 12.95 | 10.15 | 2 | 76 | 68 | 207642920
BRYANT | 38MGHBQ48EA3 | BRYANT | *** | *** | *** | 47000 | 49000 | 20.9 | 11.7 | 8.9 | 2 | 73 | 87 | 207642910
BRYANT | 38MGHBQ24CA3 | BRYANT ¦ BRYANT | DHMSHAQ09XA3 ¦ 40MBDQ09---3 |  |  | 24000 | 24400 | 22.95 | 12.95 | 9.85 | 1.9 | 86 | 75 | 207642902
CARRIER | 38MGHBQ48EA3 | CARRIER | *** | *** | *** | 47000 | 49000 | 20.9 | 11.7 | 8.9 | 2 | 73 | 87 | 207642889
CARRIER | 38MGHBQ30DA3 | CARRIER ¦ CARRIER | DHMSHAQ09XA3 ¦ 40MBDQ09---3 |  |  | 30000 | 30000 | 23 | 12.5 | 9.5 | 1.74 | 93 | 82 | 207642884
CARRIER | 38MGHBQ24CA3 | CARRIER ¦ CARRIER | DHMSHAQ09XA3 ¦ 40MBDQ09---3 |  |  | 24000 | 24400 | 22.95 | 12.95 | 9.85 | 1.9 | 86 | 75 | 207642881
SENVILLE | SENA/30HF/MOQ | SENVILLE | *** | *** | *** | 28000 | 28000 | 21 | 11.7 | 9.2 | 2 | 79 | 67 | 207641333
SENVILLE | SENA/18HF/MOQ | SENVILLE | *** | *** | *** | 18000 | 19000 | 19 | 12 | 9.8 | 2 | 78 | 70 | 207641330
LBG Products | LMUHB18DO | LBG Products ¦ LBG Products | LBHB09DUI ¦ LMHB09DFI |  |  | 19000 | 20000 | 19.75 | 12.25 | 9.15 | 1.83 | 74 | 93 | 207641318
BLUERIDGE | BMM18HHC | BLUERIDGE ¦ BLUERIDGE | BM09M22WM ¦ MTIU-09HWFN1-M |  |  | 19000 | 20000 | 19.75 | 12.25 | 9.15 | 1.83 | 74 | 93 | 207641293
BLUERIDGE | BMM18C | BLUERIDGE | *** | *** | *** | 18000 | 19000 | 19 | 12 | 9.8 | 2 | 78 | 70 | 207641280
MDV | M5OG-48HFN1-M-[X]-20* | MDV | *** | *** | *** | 47000 | 49000 | 20.9 | 11.7 | 8.9 | 2 | 73 | 87 | 207641250
MDV | M4OI-36HFN1-M* | MDV | *** | *** | *** | 36000 | 37000 | 19 | 11.7 | 10 | 1.7 | 95 | 89 | 207641248
MDV | M3OI-28HFN1-M* | MDV | *** | *** | *** | 28000 | 28000 | 20 | 11.7 | 9.5 | 1.8 | 96 | 89 | 207641247
MDV | M4OI-36HFN1-M | MDV ¦ MDV | CS11M-09HRFN1-MX0W(A) ¦ MTIU-09HWFN1-M |  |  | 36000 | 37000 | 20.6 | 12.65 | 10.15 | 1.8 | 92 | 93 | 207641231
MDV | M3OJ-24HFN1-M | MDV ¦ MDV | CS11M-09HRFN1-MX0W(A) ¦ MTIU-09HWFN1-M |  |  | 24000 | 24400 | 22.95 | 12.95 | 9.85 | 1.9 | 86 | 75 | 207618258
MIRAGE | OVMH181A | MIRAGE ¦ MIRAGE | IVMH091A ¦ DVMH091A |  |  | 18000 | 18000 | 20.35 | 11.85 | 9.05 |  | 64 |  | 207178472
MDV | M5OG-48HFN1-M-[X]-20 | MDV ¦ MDV | CS11M-09HRFN1-MX0W(A) ¦ MTIU-09HWFN1-M |  |  | 47500 | 49000 | 21.35 | 11.7 | 9.35 | 2 | 73 | 89 | 206716993
MDV | M3OI-28HFN1-M | MDV ¦ MDV | CS11M-09HRFN1-MX0W(A) ¦ MTIU-09HWFN1-M |  |  | 28000 | 28000 | 21.5 | 12.1 | 10.05 | 1.8 | 96 | 89 | 206716990
MDV | M2OI-18HFN1-M | MDV ¦ MDV | CS11M-09HRFN1-MX0W(A) ¦ MTIU-09HWFN1-M |  |  | 19000 | 20000 | 20.5 | 12.25 | 9.55 | 1.88 | 78 | 97 | 206716988
MDV | M2OA-18HFN1-M | MDV ¦ MDV | CS11M-09HRFN1-MX0W(A) ¦ MTIU-09HWFN1-M |  |  | 18000 | 19000 | 20.95 | 12.95 | 10.15 | 2 | 76 | 68 | 206716987
MDV | M3OI-28HFN1-M | MDV | *** | *** | *** | 28000 | 28000 | 20 | 11.7 | 9.5 | 1.8 | 96 | 89 | 206714982
Weathermaker | 38MGRQ18B--3 | Weathermaker | *** | *** | *** | 18000 | 18000 | 18.3 | 11.7 | 9 |  | 63 |  | 205772846
GOODMAN | MST183E21MCAA | GOODMAN | *** | *** | *** | 18000 | 18000 | 18.3 | 11.7 | 9 |  | 63 |  | 202196603
SMART COMFORT | DLCMRAH18BAK | SMART COMFORT | *** | *** | *** | 18000 | 18000 | 18.3 | 11.7 | 9 |  | 63 |  | 202119272
KEEPRITE | DLCMRAH18BAK | KEEPRITE | *** | *** | *** | 18000 | 18000 | 18.3 | 11.7 | 9 |  | 63 |  | 201835697
ARCOAIRE | DLCMRAH18BAK | ARCOAIRE | *** | *** | *** | 18000 | 18000 | 18.3 | 11.7 | 9 |  | 63 |  | 201835527
MDV | M2OF-18HFN1-M* | MDV ¦ MDV | CS11M-09HRFN1-MX0W(A) ¦ MTIU-09HWFN1-M |  |  | 18000 | 18000 | 19.4 | 11.7 | 8.95 |  | 62 |  | 200059307
MDV | M2OF-18HFN1-M* | MDV | *** | *** | *** | 18000 | 18000 | 18.3 | 11.7 | 9 |  | 63 |  | 200059305
MIDEA | MCH3U-27PHH2 | MIDEA ¦ MIDEA | MSEPB-09HRFN1-MY5W(GA) ¦ MTIU-09HWFN1-M |  |  | 28000 | 28000 | 21.5 | 11.75 | 8.85 |  | 62 |  | 10567794
CARRIER | 38MGQC18---301-- | CARRIER ¦ CARRIER | 40MBQB09D--301-- ¦ 40MAQB09B--301-- |  |  | 17500 | 18200 | 18.5 | 12.5 | 8.15 |  | 60 |  | 8310256
CARRIER | 38MGQC18---301-- | CARRIER | *** | *** | *** | 17000 | 18000 | 17 | 12.5 | 8 |  | 61 |  | 7947310
YONAN | YSMO-27HFN1 | YONAN ¦ YONAN | MSAG11B-09HRFN1-MX7W(GA) ¦ YTIU-09HWFN1 |  |  | 27400 | 28000 | 22.25 | 11.95 | 9.2 | 2 | 75 | 67 | 212615074
YONAN | YSMO-18HFN1 | YONAN ¦ YONAN | MSAG11B-09HRFN1-MX7W(GA) ¦ YTIU-09HWFN1 |  |  | 18000 | 19000 | 20 | 12.25 | 10 | 2 | 77 | 68 | 212615069
Relief Sciences | LANG18OD35-2 | Relief Sciences ¦ Relief Sciences | LANG09ID-25 ¦ MTIU-09HWFN1-M |  |  | 19000 | 20000 | 19.75 | 12.25 | 9.15 | 1.83 | 74 | 93 | 212615020
Relief Sciences | LANG18OD35-2 | Relief Sciences | *** | *** | *** | 19000 | 20000 | 19 | 12 | 9.3 | 1.85 | 80 | 95 | 212615019
TK'S | T2C-18HFN1* | TK'S ¦ TK'S | TWM-09HRFN1 ¦ MTIU-09HWFN1-M |  |  | 18000 | 19000 | 20 | 12.25 | 10 | 2 | 77 | 68 | 212528008
Custom Comfort | CCOXHAMZ548HP | Custom Comfort ¦ Custom Comfort | CCOXHASD09 ¦ CCOXHAWM09 |  |  | 47500 | 49000 | 21.35 | 11.7 | 9.35 | 2 | 73 | 89 | 212365441
Custom Comfort | CCOXHAMZ218HP | Custom Comfort ¦ Custom Comfort | CCOXHASD09 ¦ CCOXHAWM09 |  |  | 19000 | 20000 | 20.5 | 12.25 | 9.55 | 1.88 | 78 | 97 | 212365435
Custom Comfort | CCOXHAMZ218HP | Custom Comfort | *** | *** | *** | 19000 | 20000 | 19 | 12 | 9.3 | 1.85 | 80 | 95 | 212365434
BLUERIDGE | BMM27HH2C | BLUERIDGE | *** | *** | *** | 27000 | 27000 | 19 | 11.8 | 10 | 1.8 | 85 | 100 | 212360179
MDV | M3OK-27HFN1-M* | MDV | *** | *** | *** | 27000 | 27000 | 19 | 11.8 | 10 | 1.8 | 85 | 100 | 212360175
KANIONco | KWSMO-27R410AIHH | KANIONco | *** | *** | *** | 28000 | 28000 | 21 | 11.7 | 9.2 | 2 | 79 | 67 | 212360148
ACIQ | ACIQ-27Z-HH-M3B | ACIQ ¦ ACIQ | ACIQ-09W-HH-MB ¦ ACIQ-09CD-HH-MB |  |  | 28000 | 28000 | 21.5 | 12.1 | 10.05 | 1.8 | 96 | 89 | 207825581
ACIQ | ACIQ-27Z-HH-M3B | ACIQ | *** | *** | *** | 28000 | 28000 | 20 | 11.7 | 9.5 | 1.8 | 96 | 89 | 207825580
1HVAC | ACIQ-48Z-HH-M5B | 1HVAC | *** | *** | *** | 47000 | 49000 | 20.9 | 11.7 | 8.9 | 2 | 73 | 87 | 207825574
1HVAC | ACIQ-36Z-HH-M4B | 1HVAC | *** | *** | *** | 36000 | 37000 | 19 | 11.7 | 10 | 1.7 | 95 | 89 | 207825571
1HVAC | ACIQ-27Z-HH-M3B | 1HVAC | *** | *** | *** | 28000 | 28000 | 20 | 11.7 | 9.5 | 1.8 | 96 | 89 | 207825568
ECO AC | EMH-3O27BB | ECO AC ¦ ECO AC | MSAG11B-09HRFN1-MX7W(GA) ¦ EHH-D09BA |  |  | 27400 | 28000 | 22.25 | 11.95 | 9.2 | 2 | 75 | 67 | 207825503
ECO AC | EMH-2O18BB | ECO AC ¦ ECO AC | MSAG11B-09HRFN1-MX7W(GA) ¦ EHH-D09BA |  |  | 18000 | 19000 | 20 | 12.25 | 10 | 2 | 77 | 68 | 207825500
LENNOX | MPC018S4M-1P | LENNOX ¦ LENNOX | MMDB009S4-2P ¦ MWMA009S4-3P |  |  | 17900 | 19000 | 20.95 | 12.95 | 10.15 | 2 | 76 | 68 | 207768723
BOSCH | BMS500-AAM027-1CSXHC | BOSCH | *** | *** | *** | 28000 | 28000 | 20 | 11.7 | 9.5 | 1.8 | 96 | 89 | 207760037
BOSCH | BMS500-AAM018-1CSXHC | BOSCH | *** | *** | *** | 19000 | 20000 | 19 | 12 | 9.3 | 1.85 | 80 | 95 | 207760034
BOSCH | BMS500-AAM018-1CSXRC | BOSCH ¦ BOSCH | BMS500-AAU009-1AHDXB ¦ BMS500-AAU009-1AHDXB |  |  | 18000 | 19000 | 20.95 | 12.95 | 10.15 | 2 | 76 | 68 | 207760023
DIRECT AIR | DIRM-36HXPRO28-4Z | DIRECT AIR | *** | *** | *** | 36000 | 37000 | 19 | 11.7 | 10 | 1.7 | 95 | 89 | 207743792
DIRECT AIR | DIRM-18HXPRO28-2Z | DIRECT AIR ¦ DIRECT AIR | DIRM-09HP-WM ¦ DIRM-09HP-DUH |  |  | 19000 | 20000 | 20.5 | 12.25 | 9.55 | 1.88 | 78 | 97 | 207743787
DIRECT AIR | DIRM-18DA25-2Z | DIRECT AIR ¦ DIRECT AIR | DIRM-09HP-WM ¦ DIRM-09HP-DUH |  |  | 18000 | 19000 | 20.95 | 12.95 | 10.15 | 2 | 76 | 68 | 207743775
AURORA | AU-MU18-2A-U | AURORA ¦ AURORA | AU-BS09HR-2A-I ¦ AU-LCF09-2A-I |  |  | 18000 | 19000 | 20 | 12.25 | 10 | 2 | 77 | 68 | 207743709
MOOVAIR | DMA27HOM25230X3 | MOOVAIR ¦ MOOVAIR | DE09HIW23230E3 ¦ DM09HIW23230E3 |  |  | 28000 | 28000 | 21.5 | 12.1 | 10.05 | 1.8 | 96 | 89 | 207742546
ELIOS | DEA48HOM25230X3 | ELIOS ¦ ELIOS | DE09HIW23230E3 ¦ DM09HIW23230E3 |  |  | 47500 | 49000 | 21.35 | 11.7 | 9.35 | 2 | 73 | 89 | 207742471
TK'S | T2C-18HFN1 | TK'S | *** | *** | *** | 18000 | 19000 | 19 | 12 | 9.8 | 2 | 78 | 70 | 207742406
C&H | CH-HPR36M-230VO | C&H | *** | *** | *** | 36000 | 37000 | 19 | 11.7 | 10 | 1.7 | 95 | 89 | 207742380
C&H | CH-HPR28M-230VO | C&H | *** | *** | *** | 28000 | 28000 | 20 | 11.7 | 9.5 | 1.8 | 96 | 89 | 207742377
C&H | CH-HPR19M-230VO | C&H | *** | *** | *** | 19000 | 20000 | 19 | 12 | 9.3 | 1.85 | 80 | 95 | 207742374
C&H | CH-18MES-230VO | C&H ¦ C&H | CH-09DKT230VI ¦ CH-D09MSPHWM-230VI |  |  | 18000 | 19000 | 20.95 | 12.95 | 10.15 | 2 | 76 | 68 | 207742363
LENNOX | MPC024S4M-1P | LENNOX | *** | *** | *** | 24000 | 24000 | 16 | 11.7 | 8.6 | 1.9 | 92 | 79 | 207699117
LENNOX | MPC030S4M-1P | LENNOX | *** | *** | *** | 28000 | 28000 | 20.7 | 11.7 | 9.2 | 2 | 79 | 67 | 207699111
LENNOX | MLB036S4M-1P | LENNOX | *** | *** | *** | 36000 | 37000 | 18.8 | 11.7 | 10 | 1.7 | 95 | 89 | 207699105
KANIONco | KWSMO-30R410AIHMV | KANIONco | *** | *** | *** | 28000 | 28000 | 21 | 11.7 | 9.2 | 2 | 79 | 67 | 207691850
AIRGREAN | AG-MO18IR410AH | AIRGREAN ¦ AIRGREAN | MSAG11B-09HRFN1-MX7W(GA) ¦ MTIU-09HWFN1-M |  |  | 18000 | 19000 | 20 | 12.25 | 10 | 2 | 77 | 68 | 207691847
AIRGREAN | AG-MO18IR410AH | AIRGREAN | *** | *** | *** | 18000 | 19000 | 19 | 12 | 9.8 | 2 | 78 | 70 | 207691846
MIDEA | MMCMHAQ36DA3 | MIDEA | *** | *** | *** | 36000 | 37000 | 19 | 11.7 | 10 | 1.7 | 95 | 89 | 207683487
MIDEA | MMCMHAQ48EA3 | MIDEA ¦ MIDEA | DHMSHAQ09XA3 ¦ 40MBDQ09---3 |  |  | 47500 | 49000 | 21.35 | 11.7 | 9.35 | 2 | 73 | 89 | 207683485
MIDEA | MMCMHAQ48EA3 | MIDEA | *** | *** | *** | 47000 | 49000 | 20.9 | 11.7 | 8.9 | 2 | 73 | 87 | 207683484
MIDEA | MMCMRAQ18BA3 | MIDEA | *** | *** | *** | 18000 | 19000 | 19 | 12 | 9.8 | 2 | 78 | 70 | 207683472
COMFORTSTAR | CVH-27-3SH | COMFORTSTAR ¦ COMFORTSTAR | CPA-09B ¦ CXH009CD(I) |  |  | 28000 | 28000 | 21.5 | 12.1 | 10.05 | 1.8 | 96 | 89 | 207658981
MDV | M3OJ-27HFN1-M-L | MDV ¦ MDV | CS11M-09HRFN1-MX0W(A) ¦ MTIU-09HWFN1-M |  |  | 28000 | 28000 | 22.65 | 12.2 | 9.25 | 2 | 76 | 67 | 207658620
Convectair | 8422-C36-O | Convectair ¦ Convectair | 8028-C09-I ¦ MTIU-09HWFN1-M |  |  | 36000 | 37000 | 20.6 | 12.65 | 10.15 | 1.8 | 92 | 93 | 207657624
Convectair | 8422-C36-O | Convectair | *** | *** | *** | 36000 | 37000 | 19 | 11.7 | 10 | 1.7 | 95 | 89 | 207657623
COMFORT-AIRE | A-VMH48PV-1 | COMFORT-AIRE ¦ COMFORT-AIRE | B-VMH09SV-1 ¦ B-VMH09DU-1 |  |  | 47500 | 49000 | 21.35 | 11.7 | 9.35 | 2 | 73 | 89 | 207657619
KERR | A-KMH48PV-1 | KERR ¦ KERR | B-KMH09SV-1 ¦ B-KMH09DU-1 |  |  | 47500 | 49000 | 21.35 | 11.7 | 9.35 | 2 | 73 | 89 | 207657608
KARDA | 3KARDA18MZ2 | KARDA ¦ KARDA | 1PAMSHH09-SZW-25 ¦ 2PAMSDH09 |  |  | 18000 | 19000 | 20 | 12.25 | 10 | 2 | 77 | 68 | 207657361
AIRQUEST | DLCMHBH48EAK | AIRQUEST | *** | *** | *** | 47000 | 49000 | 20.9 | 11.7 | 8.9 | 2 | 73 | 87 | 207643189
C&H | CH-HPR48M-230VO | C&H ¦ C&H | CH-09DKT230VI ¦ CH-D09MSPHWM-230VI |  |  | 47500 | 49000 | 21.35 | 11.7 | 9.35 | 2 | 73 | 89 | 207742383
C&H | CH-HPR19M-230VO | C&H ¦ C&H | CH-09DKT230VI ¦ CH-D09MSPHWM-230VI |  |  | 19000 | 20000 | 20.5 | 12.25 | 9.55 | 1.88 | 78 | 97 | 207742375
LENNOX | MPC024S4M-1P | LENNOX ¦ LENNOX | MMDB009S4-2P ¦ MWMA009S4-3P |  |  | 24000 | 24400 | 20.3 | 12.55 | 9.3 | 1.92 | 76 | 75 | 207699118
MDV | M3OJ-24HFN1-M-L | MDV | *** | *** | *** | 24000 | 24000 | 16 | 11.7 | 8.6 | 1.9 | 92 | 79 | 207699114
LENNOX | MLB036S4M-1P | LENNOX ¦ LENNOX | MMDB009S4-2P ¦ MWMA009S4-3P |  |  | 36000 | 37000 | 20.5 | 12.65 | 10.15 | 1.8 | 92 | 93 | 207699106
KANIONco | KWSMO-30R410AIHMV | KANIONco ¦ KANIONco | MSAG11B-09HRFN1-MX7W(GA) ¦ MTIU-09HWFN1-M |  |  | 27400 | 28000 | 22.25 | 11.95 | 9.2 | 2 | 75 | 67 | 207691851
AIRGREAN | AG-MO30IR410AH | AIRGREAN | *** | *** | *** | 28000 | 28000 | 21 | 11.7 | 9.2 | 2 | 79 | 67 | 207691837
YONAN | YSMO-18HRN1 | YONAN ¦ YONAN | MSAG11B-09HRFN1-MX7W(GA) ¦ MTIU-09HWFN1-M |  |  | 18000 | 19000 | 20 | 12.25 | 10 | 2 | 77 | 68 | 207691826
YONAN | YSMO-18HRN1 | YONAN | *** | *** | *** | 18000 | 19000 | 19 | 12 | 9.8 | 2 | 78 | 70 | 207691825
MIDEA | MMCMHAQ36DA3 | MIDEA ¦ MIDEA | DHMSHAQ09XA3 ¦ 40MBDQ09---3 |  |  | 36000 | 37000 | 20.6 | 12.65 | 10.15 | 1.8 | 92 | 93 | 207683495
MIDEA | MMCMHAQ30DA3 | MIDEA | *** | *** | *** | 30000 | 30000 | 20 | 12 | 9.2 | 1.68 | 90 | 80 | 207683478
MIDEA | MMCMHAQ24CA3 | MIDEA | *** | *** | *** | 24000 | 24000 | 21.3 | 12.5 | 9.7 | 1.9 | 90 | 75 | 207683475
MIDEA | M3OJ-27HFN1-M | MIDEA ¦ MIDEA | MSEPB-09HRFN1-MY5W(GA) ¦ MTIU-09HWFN1-M |  |  | 27400 | 28000 | 22.25 | 11.95 | 9.2 | 2 | 75 | 67 | 207683284
MIDEA | M3OJ-27HFN1-M | MIDEA | *** | *** | *** | 28000 | 28000 | 21 | 11.7 | 9.2 | 2 | 79 | 67 | 207683282
CanAir | C28MC548H21 | CanAir ¦ CanAir | C23SEH09H21 ¦ MTIU-09HWFN1-M |  |  | 47500 | 49000 | 21.35 | 11.7 | 9.35 | 2 | 73 | 89 | 207683273
CanAir | C28MC548H21 | CanAir | *** | *** | *** | 47000 | 49000 | 20.9 | 11.7 | 8.9 | 2 | 73 | 87 | 207683272
CanAir | C28MC324H21 | CanAir ¦ CanAir | C23SEH09H21 ¦ MTIU-09HWFN1-M |  |  | 24000 | 24400 | 22.95 | 12.95 | 9.85 | 1.9 | 86 | 75 | 207683267
CanAir | C28MC324H21 | CanAir | *** | *** | *** | 24000 | 24000 | 21.3 | 12.5 | 9.7 | 1.9 | 90 | 75 | 207683266
CanAir | C28MC218H21 | CanAir ¦ CanAir | C23SEH09H21 ¦ MTIU-09HWFN1-M |  |  | 18000 | 19000 | 20.95 | 12.95 | 10.15 | 2 | 76 | 68 | 207683264
NAPOLEON | NDHAM-36-O | NAPOLEON ¦ NAPOLEON | NH25-09F-I ¦ NDHAS22-09-I |  |  | 36000 | 37000 | 19.5 | 12.1 | 9.85 | 1.8 | 95 | 93 | 207683243
MIDEA | M3OJ-27HFN1-M-CO | MIDEA ¦ MIDEA | MSEPB-09HRFN1-MY5W(GA) ¦ MTIU-09HWFN1-M |  |  | 27400 | 28000 | 22.25 | 11.95 | 9.2 | 2 | 75 | 67 | 207659308
COMFORTSTAR | CVH-36-4SH | COMFORTSTAR ¦ COMFORTSTAR | CPA-09B ¦ CXH009CD(I) |  |  | 36000 | 37000 | 20.6 | 12.65 | 10.15 | 1.8 | 92 | 93 | 207658987
COMFORTSTAR | CVH-48-5SH | COMFORTSTAR ¦ COMFORTSTAR | CPA-09B ¦ CXH009CD(I) |  |  | 47500 | 49000 | 21.35 | 11.7 | 9.35 | 2 | 73 | 89 | 207658986
COMFORTSTAR | CVH-48-5SH | COMFORTSTAR | *** | *** | *** | 47000 | 49000 | 20.9 | 11.7 | 8.9 | 2 | 73 | 87 | 207658985
COMFORTSTAR | CVH-27-3SH | COMFORTSTAR | *** | *** | *** | 28000 | 28000 | 20 | 11.7 | 9.5 | 1.8 | 96 | 89 | 207658980
COMFORTSTAR | CVH-18-2SH | COMFORTSTAR | *** | *** | *** | 19000 | 20000 | 19 | 12 | 9.3 | 1.85 | 80 | 95 | 207658977
COMFORTSTAR | CMZ-27-3Z | COMFORTSTAR ¦ COMFORTSTAR | CPA-09B ¦ CXH009CD(I) |  |  | 28000 | 28000 | 22.8 | 12.2 | 9.35 | 2 | 76 | 67 | 207658969
COMFORTSTAR | CMZ-18-2Z | COMFORTSTAR ¦ COMFORTSTAR | CPA-09B ¦ CXH009CD(I) |  |  | 18000 | 19000 | 20.95 | 12.95 | 10.15 | 2 | 76 | 68 | 207658966
MDV | M5OG-48HFN1-M-[X]-20-L | MDV ¦ MDV | CS11M-09HRFN1-MX0W(A) ¦ MTIU-09HWFN1-M |  |  | 47500 | 49000 | 21.35 | 11.7 | 9.35 | 2 | 73 | 89 | 207658621
COMFORT-AIRE | A-VMH48PV-1 | COMFORT-AIRE | *** | *** | *** | 47000 | 49000 | 20.9 | 11.7 | 8.9 | 2 | 73 | 87 | 207657618
COMFORT-AIRE | A-VMH18DV-1 | COMFORT-AIRE | *** | *** | *** | 19000 | 20000 | 19 | 12 | 9.3 | 1.85 | 80 | 95 | 207657609
KERR | A-KMH36QV-1 | KERR | *** | *** | *** | 36000 | 37000 | 19 | 11.7 | 10 | 1.7 | 95 | 89 | 207657605
KERR | A-KMH28TV-1 | KERR | *** | *** | *** | 28000 | 28000 | 20 | 11.7 | 9.5 | 1.8 | 96 | 89 | 207657602
PERFECTAIRE | 3PAMSH27-MZO3 | PERFECTAIRE ¦ PERFECTAIRE | 1PAMSHH09-SZW-25 ¦ 2PAMSDH09 |  |  | 27400 | 28000 | 22.25 | 11.95 | 9.2 | 2 | 75 | 67 | 207657352
AIRQUEST | DLCMRBH18BAK | AIRQUEST | *** | *** | *** | 18000 | 19000 | 19 | 12 | 9.8 | 2 | 78 | 70 | 207643177
SMART COMFORT | DLCMHBH48EAK | SMART COMFORT | *** | *** | *** | 47000 | 49000 | 20.9 | 11.7 | 8.9 | 2 | 73 | 87 | 207643168
TEMPSTAR | DLCMHBH36DAK | TEMPSTAR ¦ TEMPSTAR | DLFSHAH09XAK ¦ DLFSDAH09XAK |  |  | 36000 | 37000 | 19.5 | 12.1 | 9.85 | 1.8 | 95 | 93 | 207643151
TEMPSTAR | DLCMHBH48EAK | TEMPSTAR | *** | *** | *** | 47000 | 49000 | 20.9 | 11.7 | 8.9 | 2 | 73 | 87 | 207643147
MIDEA | DLCMHBH36DAK | MIDEA | *** | *** | *** | 36000 | 37000 | 19 | 11.7 | 10 | 1.7 | 95 | 89 | 207643129
KENMORE | DLCMRBH18BAK | KENMORE ¦ KENMORE | DLFSHAH09XAK ¦ DLFSDAH09XAK |  |  | 18000 | 19000 | 20 | 12.25 | 10 | 2 | 77 | 68 | 207643094
KLIMAIRE | KMIR327-H217-2 | KLIMAIRE | *** | *** | *** | 28000 | 28000 | 21 | 11.7 | 9.2 | 2 | 79 | 67 | 209862188
TGM | MMRSHT18AS2 | TGM ¦ TGM | MSAG11B-09HRFN1-MX7W(GA) ¦ MTIU-09HWFN1-M |  |  | 18000 | 19000 | 20 | 12.25 | 10 | 2 | 77 | 68 | 209843047
THERMOCORE SYSTEMS | T423D-H224-C | THERMOCORE SYSTEMS | *** | *** | *** | 24000 | 24000 | 21.3 | 12.5 | 9.7 | 1.9 | 90 | 75 | 209549027
NOVAIR | LEA20MZ-2P-35SK-O | NOVAIR | *** | *** | *** | 19000 | 20000 | 19 | 12 | 9.3 | 1.85 | 80 | 95 | 209416885
NOVAIR | LEA28MZ-3P-35SK-O | NOVAIR | *** | *** | *** | 28000 | 28000 | 20 | 11.7 | 9.5 | 1.8 | 96 | 89 | 209416882
ECO AIR | M3OI-28HFN1-M | ECO AIR ¦ ECO AIR | MSEPB-09HRFN1-MY5W(GA) ¦ MTIU-09HWFN1-M |  |  | 28000 | 28000 | 21.5 | 12.1 | 10.05 | 1.8 | 96 | 89 | 209319643
STEALTH | ES-18Z-M2B | STEALTH | *** | *** | *** | 18000 | 19000 | 19 | 12 | 9.8 | 2 | 78 | 70 | 212316207
STEALTH | ACIQ-48Z-HH-M5B | STEALTH ¦ STEALTH | ACIQ-09CD-HH-MB ¦ ACIQ-09W-HH-MB |  |  | 47500 | 49000 | 21.35 | 11.7 | 9.35 | 2 | 73 | 89 | 212316182
STEALTH | ACIQ-36Z-HH-M4B | STEALTH ¦ STEALTH | ACIQ-09CD-HH-MB ¦ ACIQ-09W-HH-MB |  |  | 36000 | 37000 | 20.6 | 12.65 | 10.15 | 1.8 | 92 | 93 | 212316179
STEALTH | ACIQ-27Z-HH-M3B | STEALTH ¦ STEALTH | ACIQ-09CD-HH-MB ¦ ACIQ-09W-HH-MB |  |  | 28000 | 28000 | 21.5 | 12.1 | 10.05 | 1.8 | 96 | 89 | 212316176
PolarWave | ES-18Z-M2B | PolarWave | *** | *** | *** | 18000 | 19000 | 19 | 12 | 9.8 | 2 | 78 | 70 | 212316121
PolarWave | ACIQ-36Z-HH-M4B | PolarWave ¦ PolarWave | ACIQ-09CD-HH-MB ¦ ACIQ-09W-HH-MB |  |  | 36000 | 37000 | 20.6 | 12.65 | 10.15 | 1.8 | 92 | 93 | 212316093
PolarWave | ACIQ-36Z-HH-M4B | PolarWave | *** | *** | *** | 36000 | 37000 | 19 | 11.7 | 10 | 1.7 | 95 | 89 | 212316092
PolarWave | ACIQ-18Z-HH-M2B | PolarWave ¦ PolarWave | ACIQ-09CD-HH-MB ¦ ACIQ-09W-HH-MB |  |  | 19000 | 20000 | 20.5 | 12.25 | 9.55 | 1.88 | 78 | 97 | 212316087
Daizuki | DXFM-1823-2Z | Daizuki | *** | *** | *** | 18000 | 19000 | 19 | 12 | 9.8 | 2 | 78 | 70 | 211994918
Daizuki | DXFM-2723-3Z | Daizuki ¦ Daizuki | DXFU09E426-20 ¦ DXMH09E426-25 |  |  | 28000 | 28000 | 22.8 | 12.2 | 9.35 | 2 | 76 | 67 | 211994916
PREMIUM LEVELLA | PIAWMZ278800B | PREMIUM LEVELLA ¦ PREMIUM LEVELLA | MTIU-09HWFN1-M ¦ MSAG11B-09HRFN1-MX7W(GA) |  |  | 27400 | 28000 | 22.25 | 11.95 | 9.2 | 2 | 75 | 67 | 211991193
DUOHOME | D3OJ-27HFN1-M | DUOHOME | *** | *** | *** | 28000 | 28000 | 21 | 11.7 | 9.2 | 2 | 79 | 67 | 211911392
Mitsutomo | HO-MQ36-AB-Q | Mitsutomo | *** | *** | *** | 36000 | 37000 | 19 | 11.7 | 10 | 1.7 | 95 | 89 | 211306408
Mitsutomo | HO-MT28-AB-Q | Mitsutomo ¦ Mitsutomo | HW-UZ09-AB-Q ¦ MTIU-09HWFN1-M |  |  | 28000 | 28000 | 21.3 | 11.75 | 9.65 | 1.8 | 94 | 89 | 211306406
MDV | M3OI-28HFN1-M-L | MDV ¦ MDV | MTIU-09HWFN1-M ¦ MTIU-09HWFN1-M |  |  | 28000 | 28000 | 21.5 | 12.1 | 10.05 | 1.8 | 96 | 89 | 211289837
NOVAIR | LEA36MZ-4P-35SK-O | NOVAIR | *** | *** | *** | 36000 | 37000 | 19 | 11.7 | 10 | 1.7 | 95 | 89 | 211133299
ACIQ | ES-27Z-M3B | ACIQ | *** | *** | *** | 28000 | 28000 | 21 | 11.7 | 9.2 | 2 | 79 | 67 | 210857387
DIAMONDAIR | DF30M2Z3 | DIAMONDAIR ¦ DIAMONDAIR | DF2009HMSI ¦ MTIU-09HWFN1-M |  |  | 27400 | 28000 | 22.25 | 11.95 | 9.2 | 2 | 75 | 67 | 210857282
DIAMONDAIR | DF18M2Z2 | DIAMONDAIR | *** | *** | *** | 18000 | 19000 | 19 | 12 | 9.8 | 2 | 78 | 70 | 210857278
Cooper&Hunter | CH-HPR36M-230VO | Cooper&Hunter | *** | *** | *** | 36000 | 37000 | 19 | 11.7 | 10 | 1.7 | 95 | 89 | 210799635
Cooper&Hunter | CH-HPR19M-230VO | Cooper&Hunter | *** | *** | *** | 19000 | 20000 | 19 | 12 | 9.3 | 1.85 | 80 | 95 | 210799629
Cooper&Hunter | CH-18MES-230VO | Cooper&Hunter ¦ Cooper&Hunter | CH-09DKT230VI ¦ CH-D09MSPHWM-230VI |  |  | 18000 | 19000 | 20.95 | 12.95 | 10.15 | 2 | 76 | 68 | 210799618
Relief Sciences | LANG27OD25-3 | Relief Sciences ¦ Relief Sciences | LANG09ID-25 ¦ MTIU-09HWFN1-M |  |  | 27400 | 28000 | 22.25 | 11.95 | 9.2 | 2 | 75 | 67 | 210655380
MDV | M2OA-18HFN1-M-L | MDV | *** | *** | *** | 18000 | 19000 | 19 | 12 | 9.8 | 2 | 78 | 70 | 210644051
Conforto | MHMZ327DA | Conforto ¦ Conforto | MHWAL09DA ¦ DHWAL09DA |  |  | 28000 | 28000 | 21.5 | 12.1 | 10.05 | 1.8 | 96 | 89 | 210605815
Conforto | MHMZ218DA | Conforto ¦ Conforto | MHWAL09DA ¦ DHWAL09DA |  |  | 19000 | 20000 | 20.5 | 12.25 | 9.55 | 1.88 | 78 | 97 | 210605812
ECO AC | EMH-3O27BBH | ECO AC | *** | *** | *** | 28000 | 28000 | 20 | 11.7 | 9.5 | 1.8 | 96 | 89 | 210586155
Durastar | DRA4H36M1A | Durastar ¦ Durastar | DRAW09F1A ¦ DRAD09F1A |  |  | 36000 | 37000 | 19.5 | 12.1 | 9.85 | 1.8 | 95 | 93 | 210568219
Durastar | DRA3H28M1A | Durastar ¦ Durastar | DRAW09F1A ¦ DRAD09F1A |  |  | 28000 | 28000 | 21.3 | 11.75 | 9.65 | 1.8 | 94 | 89 | 210568216
CTMorley | MOU-3A27G-2 | CTMorley | *** | *** | *** | 28000 | 28000 | 21 | 11.7 | 9.2 | 2 | 79 | 67 | 210288132
PIONEER | YN020GMFI22M2E | PIONEER | *** | *** | *** | 18000 | 19000 | 19 | 12 | 9.8 | 2 | 78 | 70 | 208121962
EMI | MHMZ436DA | EMI | *** | *** | *** | 36000 | 37000 | 19 | 11.7 | 10 | 1.7 | 95 | 89 | 208121939
EMI | MHMZ218DA | EMI | *** | *** | *** | 19000 | 20000 | 19 | 12 | 9.3 | 1.85 | 80 | 95 | 208121933
ECO-AIR | M2OA-18HFN1-M | ECO-AIR | *** | *** | *** | 18000 | 19000 | 19 | 12 | 9.8 | 2 | 78 | 70 | 208121869
Airlux | AM2M18O/2022 | Airlux | *** | *** | *** | 18000 | 19000 | 19 | 12 | 9.8 | 2 | 78 | 70 | 208119673
DUCANE | 4DHP2S30M-1P | DUCANE ¦ DUCANE | DWM109S4-2P ¦ DMD209S4-1P |  |  | 28000 | 28000 | 22.65 | 12.2 | 9.25 | 2 | 76 | 67 | 208106850
DUCANE | 4DHP2S18M-1P | DUCANE | *** | *** | *** | 18000 | 19000 | 19 | 12 | 9.8 | 2 | 78 | 70 | 208106843
CONCORD | 4DHP2S24M-1P | CONCORD | *** | *** | *** | 24000 | 24000 | 21.3 | 12.5 | 9.7 | 1.9 | 90 | 75 | 208106831
CONCORD | 4DHP2S18M-1P | CONCORD | *** | *** | *** | 18000 | 19000 | 19 | 12 | 9.8 | 2 | 78 | 70 | 208106828
AirEase | 4DHP2S30M-1P | AirEase ¦ AirEase | DWM109S4-2P ¦ DMD209S4-1P |  |  | 28000 | 28000 | 22.65 | 12.2 | 9.25 | 2 | 76 | 67 | 208106805
AirEase | 4DHP2S18M-1P | AirEase | *** | *** | *** | 18000 | 19000 | 19 | 12 | 9.8 | 2 | 78 | 70 | 208106798
Allied | 4DHP2S48M-1P | Allied | *** | *** | *** | 47000 | 49000 | 20.9 | 11.7 | 8.9 | 2 | 73 | 87 | 208106795
Allied | 4DHP2S18M-1P | Allied ¦ Allied | DWM109S4-2P ¦ DMD209S4-1P |  |  | 18000 | 19000 | 20.95 | 12.95 | 10.15 | 2 | 76 | 68 | 208106784
Breeze33 | BZ33-HYP485Z2-G2-P | Breeze33 ¦ Breeze33 | BZ33-DIDU9 ¦ BZ33-HYP09WALL2 |  |  | 47500 | 49000 | 21.35 | 11.7 | 9.35 | 2 | 73 | 89 | 207862109
Breeze33 | BZ33-HYP364Z2-G2-P | Breeze33 | *** | *** | *** | 36000 | 37000 | 19 | 11.7 | 10 | 1.7 | 95 | 89 | 207862105
Breeze33 | BZ33-HYP273Z2-G2-P | Breeze33 ¦ Breeze33 | BZ33-DIDU9 ¦ BZ33-HYP09WALL2 |  |  | 28000 | 28000 | 21.5 | 12.1 | 10.05 | 1.8 | 96 | 89 | 207862103
Breeze33 | BZ33-HP273Z2-G2-P | Breeze33 ¦ Breeze33 | BZ33-DIDU9 ¦ BZ33-HYP09WALL2 |  |  | 28000 | 28000 | 22.8 | 12.2 | 9.35 | 2 | 76 | 67 | 207862091
Breeze33 | BZ33-HP273Z2-G2-P | Breeze33 | *** | *** | *** | 28000 | 28000 | 21 | 11.7 | 9.2 | 2 | 79 | 67 | 207862090
MIRAGE | OVMH271B | MIRAGE | *** | *** | *** | 28000 | 28000 | 21 | 11.7 | 9.2 | 2 | 79 | 67 | 207862055
MIRAGE | OVMH181B | MIRAGE ¦ MIRAGE | IVMH091A ¦ DVMH091A |  |  | 18000 | 19000 | 20 | 12.25 | 10 | 2 | 77 | 68 | 207862053
Allied | 4DHP1S18M-1P | Allied | *** | *** | *** | 18000 | 18000 | 18.3 | 11.7 | 9 |  | 63 |  | 204462409
CONCORD | 4DHP1S30M-2P | CONCORD ¦ CONCORD | DWM109S4-2P ¦ DMD209S4-1P |  |  | 28000 | 28000 | 21.5 | 11.75 | 8.85 |  | 62 |  | 204462387
DUCANE | 4DHP1S30M-1P | DUCANE ¦ DUCANE | DWM109S4-2P ¦ DMD209S4-1P |  |  | 28000 | 28000 | 21.5 | 11.75 | 8.85 |  | 62 |  | 204462383
Armstrong Air | 4DHP1S30M-1P | Armstrong Air ¦ Armstrong Air | DWM109S4-2P ¦ DMD209S4-1P |  |  | 28000 | 28000 | 21.5 | 11.75 | 8.85 |  | 62 |  | 204462381
Allied | 4DHP1S30M-1P | Allied ¦ Allied | DWM109S4-2P ¦ DMD209S4-1P |  |  | 28000 | 28000 | 21.5 | 11.75 | 8.85 |  | 62 |  | 204462380
CONCORD | 4DHP1S18M-2P | CONCORD ¦ CONCORD | DWM109S4-2P ¦ DMD209S4-1P |  |  | 18000 | 18000 | 20.35 | 11.85 | 9.05 |  | 64 |  | 204462377
DUCANE | 4DHP1S18M-1P | DUCANE ¦ DUCANE | DWM109S4-2P ¦ DMD209S4-1P |  |  | 18000 | 18000 | 20.35 | 11.85 | 9.05 |  | 64 |  | 204462373
CONCORD | 4DHP1S18M-1P | CONCORD ¦ CONCORD | DWM109S4-2P ¦ DMD209S4-1P |  |  | 18000 | 18000 | 20.35 | 11.85 | 9.05 |  | 64 |  | 204462372
Armstrong Air | 4DHP1S18M-1P | Armstrong Air ¦ Armstrong Air | DWM109S4-2P ¦ DMD209S4-1P |  |  | 18000 | 18000 | 20.35 | 11.85 | 9.05 |  | 64 |  | 204462371
BLUERIDGE | BM18M23C | BLUERIDGE | *** | *** | *** | 18000 | 18000 | 18.3 | 11.7 | 9 |  | 63 |  | 202918806
KARDA | 2PAMSH18-MZO2 | KARDA | *** | *** | *** | 18000 | 18000 | 18.3 | 11.7 | 9 |  | 63 |  | 202882199
MIDEA | DLCMRBH18BAK | MIDEA ¦ MIDEA | DLFSHAH09XAK ¦ DLFSDAH09XAK |  |  | 18000 | 19000 | 20 | 12.25 | 10 | 2 | 77 | 68 | 207643115
KENMORE | DLCMHBH36DAK | KENMORE ¦ KENMORE | DLFSHAH09XAK ¦ DLFSDAH09XAK |  |  | 36000 | 37000 | 19.5 | 12.1 | 9.85 | 1.8 | 95 | 93 | 207643109
KENMORE | DLCMHBH48EAK | KENMORE | *** | *** | *** | 47000 | 49000 | 20.9 | 11.7 | 8.9 | 2 | 73 | 87 | 207643105
KENMORE | DLCMRBH18BAK | KENMORE | *** | *** | *** | 18000 | 19000 | 19 | 12 | 9.8 | 2 | 78 | 70 | 207643093
HEIL | DLCMRBH18BAK | HEIL ¦ HEIL | DLFSHAH09XAK ¦ DLFSDAH09XAK |  |  | 18000 | 19000 | 20 | 12.25 | 10 | 2 | 77 | 68 | 207643052
DAY & NIGHT | DLCMHBH48EAK | DAY & NIGHT | *** | *** | *** | 47000 | 49000 | 20.9 | 11.7 | 8.9 | 2 | 73 | 87 | 207643042
DAY & NIGHT | DLCMRBH18BAK | DAY & NIGHT | *** | *** | *** | 18000 | 19000 | 19 | 12 | 9.8 | 2 | 78 | 70 | 207643030
COMFORTMAKER | DLCMHBH36DAK | COMFORTMAKER ¦ COMFORTMAKER | DLFSHAH09XAK ¦ DLFSDAH09XAK |  |  | 36000 | 37000 | 19.5 | 12.1 | 9.85 | 1.8 | 95 | 93 | 207643025
COMFORTMAKER | DLCMHBH48EAK | COMFORTMAKER | *** | *** | *** | 47000 | 49000 | 20.9 | 11.7 | 8.9 | 2 | 73 | 87 | 207643021
ARCOAIRE | DLCMHBH48EAK | ARCOAIRE | *** | *** | *** | 47000 | 49000 | 20.9 | 11.7 | 8.9 | 2 | 73 | 87 | 207643000
ARCOAIRE | DLCMRBH18BAK | ARCOAIRE ¦ ARCOAIRE | DLFSHAH09XAK ¦ DLFSDAH09XAK |  |  | 18000 | 19000 | 20 | 12.25 | 10 | 2 | 77 | 68 | 207642989
MIDEA | 38MGHBQ30DA3 | MIDEA | *** | *** | *** | 30000 | 30000 | 20 | 12 | 9.2 | 1.68 | 90 | 80 | 207642967
MIDEA | 38MGRBQ18BA3 | MIDEA | *** | *** | *** | 18000 | 19000 | 19 | 12 | 9.8 | 2 | 78 | 70 | 207642961
Weathermaker | 38MGHBQ48EA3 | Weathermaker ¦ Weathermaker | DHMSHAQ09XA3 ¦ 40MBDQ09---3 |  |  | 47500 | 49000 | 21.35 | 11.7 | 9.35 | 2 | 73 | 89 | 207642953
Weathermaker | 38MGHBQ48EA3 | Weathermaker | *** | *** | *** | 47000 | 49000 | 20.9 | 11.7 | 8.9 | 2 | 73 | 87 | 207642952
Weathermaker | 38MGHBQ30DA3 | Weathermaker ¦ Weathermaker | DHMSHAQ09XA3 ¦ 40MBDQ09---3 |  |  | 30000 | 30000 | 23 | 12.5 | 9.5 | 1.74 | 93 | 82 | 207642947
Weathermaker | 38MGHBQ30DA3 | Weathermaker | *** | *** | *** | 30000 | 30000 | 20 | 12 | 9.2 | 1.68 | 90 | 80 | 207642946
PAYNE | 38MGRBQ18BA3 | PAYNE | *** | *** | *** | 18000 | 19000 | 19 | 12 | 9.8 | 2 | 78 | 70 | 207642919
BRYANT | 38MGHBQ36DA3 | BRYANT | *** | *** | *** | 36000 | 37000 | 19 | 11.7 | 10 | 1.7 | 95 | 89 | 207642913
BRYANT | 38MGRBQ18BA3 | BRYANT | *** | *** | *** | 18000 | 19000 | 19 | 12 | 9.8 | 2 | 78 | 70 | 207642898
CARRIER | 38MGHBQ36DA3 | CARRIER | *** | *** | *** | 36000 | 37000 | 19 | 11.7 | 10 | 1.7 | 95 | 89 | 207642892
CARRIER | 38MGHBQ30DA3 | CARRIER | *** | *** | *** | 30000 | 30000 | 20 | 12 | 9.2 | 1.68 | 90 | 80 | 207642883
CARRIER | 38MGHBQ24CA3 | CARRIER | *** | *** | *** | 24000 | 24000 | 21.3 | 12.5 | 9.7 | 1.9 | 90 | 75 | 207642880
LBG Products | LMUHB36DO | LBG Products | *** | *** | *** | 36000 | 37000 | 19 | 11.7 | 10 | 1.7 | 95 | 89 | 207641323
LBG Products | LMUHB27DO | LBG Products ¦ LBG Products | LBHB09DUI ¦ LMHB09DFI |  |  | 28000 | 28000 | 21.3 | 11.75 | 9.65 | 1.8 | 94 | 89 | 207641321
LBG Products | LMHB27DO | LBG Products ¦ LBG Products | LBHB09DUI ¦ LMHB09DFI |  |  | 27400 | 28000 | 22.25 | 11.95 | 9.2 | 2 | 75 | 67 | 207641309
LBG Products | LMHB27DO | LBG Products | *** | *** | *** | 28000 | 28000 | 21 | 11.7 | 9.2 | 2 | 79 | 67 | 207641307
LBG Products | LMHB18DO | LBG Products | *** | *** | *** | 18000 | 19000 | 19 | 12 | 9.8 | 2 | 78 | 70 | 207641305
BLUERIDGE | BMM48HHC | BLUERIDGE | *** | *** | *** | 47000 | 49000 | 20.9 | 11.7 | 8.9 | 2 | 73 | 87 | 207641301
BLUERIDGE | BMM27C | BLUERIDGE ¦ BLUERIDGE | BM09M22WM ¦ MTIU-09HWFN1-M |  |  | 27400 | 28000 | 22.25 | 11.95 | 9.2 | 2 | 75 | 67 | 207641284
NOVAIR | LEA18MZ-2P-25SK-O | NOVAIR ¦ NOVAIR | 09EVONVI ¦ MTIU-09HWFN1-M |  |  | 18000 | 19000 | 20 | 12.25 | 10 | 2 | 77 | 68 | 207641278
NOVAIR | LEA18MZ-2P-25SK-O | NOVAIR | *** | *** | *** | 18000 | 19000 | 19 | 12 | 9.8 | 2 | 78 | 70 | 207641277
NOVAIR | LEA27MZ-3P-25SK-O | NOVAIR | *** | *** | *** | 28000 | 28000 | 21 | 11.7 | 9.2 | 2 | 79 | 67 | 207641273
MDV | M4OI-36HFN1-M* | MDV ¦ MDV | CS11M-09HRFN1-MX0W(A) ¦ MTIU-09HWFN1-M |  |  | 36000 | 37000 | 19.5 | 12.1 | 9.85 | 1.8 | 95 | 93 | 207641249
MDV | M2OA-18HFN1-M* | MDV ¦ MDV | CS11M-09HRFN1-MX0W(A) ¦ MTIU-09HWFN1-M |  |  | 18000 | 19000 | 20 | 12.25 | 10 | 2 | 77 | 68 | 207641240
MDV | M2OA-18HFN1-M* | MDV | *** | *** | *** | 18000 | 19000 | 19 | 12 | 9.8 | 2 | 78 | 70 | 207641239
MDV | M4OG-30HFN1-M | MDV ¦ MDV | CS11M-09HRFN1-MX0W(A) ¦ MTIU-09HWFN1-M |  |  | 30000 | 30000 | 23 | 12.5 | 9.5 | 1.74 | 93 | 82 | 207618260
MDV | M5OG-42HFN1-M-[X] | MDV | *** | *** | *** | 43000 | 43000 | 18.7 | 11.7 | 9.6 | 2 | 105 | 99 | 207617659
Convectair | 8522-C48-O | Convectair | *** | *** | *** | 47000 | 49000 | 20.9 | 11.7 | 8.9 | 2 | 73 | 87 | 207590853
MIRAGE | OVMH181A | MIRAGE | *** | *** | *** | 18000 | 18000 | 18.3 | 11.7 | 9 |  | 63 |  | 207178470
FRANKLIN | MST183E23MHAA | FRANKLIN ¦ FRANKLIN | MST093E21ADAA ¦ MSH093E23AXAA |  |  | 19000 | 20000 | 20.5 | 12.25 | 9.55 | 1.88 | 78 | 97 | 206764070
FRANKLIN | MST183E23MHAA | FRANKLIN | *** | *** | *** | 19000 | 20000 | 19 | 12 | 9.3 | 1.85 | 80 | 95 | 206764069
MDV | M3OJ-27HFN1-M | MDV | *** | *** | *** | 28000 | 28000 | 21 | 11.7 | 9.2 | 2 | 79 | 67 | 206714981
MDV | M2OI-18HFN1-M | MDV | *** | *** | *** | 19000 | 20000 | 19 | 12 | 9.3 | 1.85 | 80 | 95 | 206714974
Star Air Kontrol | SAK-18-21MUZ/220(OUT) | Star Air Kontrol ¦ Star Air Kontrol | SAK-9-21MS/220(IN) ¦ SAK-9DTMS/220V(IN) |  |  | 18000 | 18000 | 19.4 | 11.7 | 8.85 |  | 62 |  | 206315398
LENNOX | MPB018S4M-2P | LENNOX ¦ LENNOX | MMDB009S4-2P ¦ MWMA009S4-3P |  |  | 18000 | 18000 | 20.35 | 11.85 | 9.05 |  | 64 |  | 205464006
DUCANE | 4DHP1S18M-2P | DUCANE | *** | *** | *** | 18000 | 18000 | 18.3 | 11.7 | 9 |  | 63 |  | 204462416
AirEase | 4DHP1S18M-2P | AirEase | *** | *** | *** | 18000 | 18000 | 18.3 | 11.7 | 9 |  | 63 |  | 204462412
Allied | 4DHP1S30M-2P | Allied ¦ Allied | DWM109S4-2P ¦ DMD209S4-1P |  |  | 28000 | 28000 | 21.5 | 11.75 | 8.85 |  | 62 |  | 204462385
Armstrong Air | 4DHP1S18M-2P | Armstrong Air ¦ Armstrong Air | DWM109S4-2P ¦ DMD209S4-1P |  |  | 18000 | 18000 | 20.35 | 11.85 | 9.05 |  | 64 |  | 204462376
Allied | 4DHP1S18M-1P | Allied ¦ Allied | DWM109S4-2P ¦ DMD209S4-1P |  |  | 18000 | 18000 | 20.35 | 11.85 | 9.05 |  | 64 |  | 204462370
MRCOOL | MULTI2-18HP230V1 | MRCOOL ¦ MRCOOL | DUCT-09HP-230 ¦ O-09-HP-WMAH-230A |  |  | 18000 | 18000 | 20.35 | 11.85 | 9.05 |  | 64 |  | 204462366
LENNOX | MPB018S4M-1P | LENNOX | *** | *** | *** | 18000 | 18000 | 18.3 | 11.7 | 9 |  | 63 |  | 204330675
MOOVAIR | DM18HOM23230X2 | MOOVAIR ¦ MOOVAIR | DE09HIW23230E3 ¦ DM09HIW23230E3 |  |  | 18000 | 18000 | 19.4 | 11.7 | 8.85 |  | 62 |  | 204005768
MOOVAIR | DM18HOM23230X2 | MOOVAIR | *** | *** | *** | 18000 | 18000 | 18.3 | 11.7 | 9 |  | 63 |  | 204005762
BOSCH | BMS500-AAM027-1CSXRA | BOSCH ¦ BOSCH | BMS500-AAU009-1AHDXB ¦ BMS500-AAU009-1AHDXB |  |  | 28000 | 28000 | 21.5 | 11.75 | 8.85 |  | 62 |  | 203991189
AIRQUEST | DLCMRAH18BAK | AIRQUEST | *** | *** | *** | 18000 | 18000 | 18.3 | 11.7 | 9 |  | 63 |  | 203966603
LENNOX | MPB018S4M-2P | LENNOX | *** | *** | *** | 18000 | 18000 | 18.3 | 11.7 | 9 |  | 63 |  | 203343590
BLUERIDGE | BM27M23C | BLUERIDGE ¦ BLUERIDGE | BM09M22WM ¦ MTIU-09HWFN1-M |  |  | 28000 | 28000 | 21.5 | 11.75 | 8.85 |  | 62 |  | 202918816
NOVAIR | LEA28MZ-3P-35SK-O | NOVAIR ¦ NOVAIR | 09EVONVI ¦ MTIU-09HWFN1-M |  |  | 28000 | 28000 | 21.3 | 11.75 | 9.65 | 1.8 | 94 | 89 | 209416883
ECO AIR | M5OG-48HFN1-M-[X] | ECO AIR ¦ ECO AIR | MSEPB-09HRFN1-MY5W(GA) ¦ MTIU-09HWFN1-M |  |  | 47500 | 49000 | 21.35 | 11.7 | 9.35 | 2 | 73 | 89 | 209319649
ECO AIR | M5OG-48HFN1-M-[X] | ECO AIR | *** | *** | *** | 47000 | 49000 | 20.9 | 11.7 | 8.9 | 2 | 73 | 87 | 209319648
ECO AIR | M4OI-36HFN1-M | ECO AIR | *** | *** | *** | 36000 | 37000 | 19 | 11.7 | 10 | 1.7 | 95 | 89 | 209319645
ApooDr | AM3OJ-27HFN1 | ApooDr ¦ ApooDr | AGN24-09H220V1A ¦ MTIU-09HWFN1-M |  |  | 27400 | 28000 | 22.25 | 11.95 | 9.2 | 2 | 75 | 67 | 209157100
NAKS | NAKS-MULTI AC-27K-208-230 | NAKS | *** | *** | *** | 28000 | 28000 | 21 | 11.7 | 9.2 | 2 | 79 | 67 | 208674973
AIC TECHNOLOGIES | NAKS-MULTI AC-27K-208-230 | AIC TECHNOLOGIES ¦ AIC TECHNOLOGIES | MSAG11B-09HRFN1-MX7W(GA) ¦ MTIU-09HWFN1-M |  |  | 27400 | 28000 | 22.25 | 11.95 | 9.2 | 2 | 75 | 67 | 208674958
MRCOOL | MULTI2-18HP230B | MRCOOL ¦ MRCOOL | DUCT-09HP-230 ¦ O-09-HP-WMAH-230A |  |  | 18000 | 19000 | 20.95 | 12.95 | 10.15 | 2 | 76 | 68 | 208552832
TRUST AIR CONDITIONERS | M5H48H/O4S4P | TRUST AIR CONDITIONERS | *** | *** | *** | 47000 | 49000 | 20.9 | 11.7 | 8.9 | 2 | 73 | 87 | 208284495
TRUST AIR CONDITIONERS | M2S18H/O4S4P | TRUST AIR CONDITIONERS | *** | *** | *** | 18000 | 19000 | 19 | 12 | 9.8 | 2 | 78 | 70 | 208284474
SEA BREEZE+ | HMZ36H424ZMO | SEA BREEZE+ ¦ SEA BREEZE+ | WM9H424ZMI ¦ D9H424ZMI |  |  | 36000 | 37000 | 19.5 | 12.1 | 9.85 | 1.8 | 95 | 93 | 208128299
PIONEER | YN020GMFI22M2E | PIONEER ¦ PIONEER | MSAG11B-09HRFN1-MX7W(GA) ¦ MTIU-09HWFN1-M |  |  | 18000 | 19000 | 20 | 12.25 | 10 | 2 | 77 | 68 | 208121963
EMI | MHMZ548DA | EMI | *** | *** | *** | 47000 | 49000 | 20.9 | 11.7 | 8.9 | 2 | 73 | 87 | 208121942
EMI | MHMZ327DA | EMI ¦ EMI | MHWAL09DA ¦ DHWAL09DA |  |  | 28000 | 28000 | 21.5 | 12.1 | 10.05 | 1.8 | 96 | 89 | 208121937
Alsetria | M3OJ-27HFN1-M | Alsetria ¦ Alsetria | MSEPB-09HRFN1-MY5W(GA) ¦ MTIU-09HWFN1-M |  |  | 28000 | 28000 | 22.8 | 12.2 | 9.35 | 2 | 76 | 67 | 208121910
Airlux | AM2M18O/2022 | Airlux ¦ Airlux | AMM09I ¦ AMD09I |  |  | 18000 | 19000 | 20 | 12.25 | 10 | 2 | 77 | 68 | 208119674
DUCANE | 4DHP2S30M-1P | DUCANE | *** | *** | *** | 28000 | 28000 | 20.7 | 11.7 | 9.2 | 2 | 79 | 67 | 208106849
DUCANE | 4DHP2S24M-1P | DUCANE ¦ DUCANE | DWM109S4-2P ¦ DMD209S4-1P |  |  | 24000 | 24400 | 22.95 | 12.95 | 9.85 | 1.9 | 86 | 75 | 208106847
CONCORD | 4DHP2S30M-1P | CONCORD ¦ CONCORD | DWM109S4-2P ¦ DMD209S4-1P |  |  | 28000 | 28000 | 22.65 | 12.2 | 9.25 | 2 | 76 | 67 | 208106835
Armstrong Air | 4DHP2S48M-1P | Armstrong Air ¦ Armstrong Air | DWM109S4-2P ¦ DMD209S4-1P |  |  | 47500 | 49000 | 21.35 | 11.7 | 9.35 | 2 | 73 | 89 | 208106826
Armstrong Air | 4DHP2S48M-1P | Armstrong Air | *** | *** | *** | 47000 | 49000 | 20.9 | 11.7 | 8.9 | 2 | 73 | 87 | 208106825
AirEase | 4DHP2S30M-1P | AirEase | *** | *** | *** | 28000 | 28000 | 20.7 | 11.7 | 9.2 | 2 | 79 | 67 | 208106804
AirEase | 4DHP2S24M-1P | AirEase ¦ AirEase | DWM109S4-2P ¦ DMD209S4-1P |  |  | 24000 | 24400 | 22.95 | 12.95 | 9.85 | 1.9 | 86 | 75 | 208106802
Allied | 4DHP2S30M-1P | Allied ¦ Allied | DWM109S4-2P ¦ DMD209S4-1P |  |  | 28000 | 28000 | 22.65 | 12.2 | 9.25 | 2 | 76 | 67 | 208106790
YONAN | YSMO-27HFN1 | YONAN | *** | *** | *** | 28000 | 28000 | 21 | 11.7 | 9.2 | 2 | 79 | 67 | 212615073
Relief Sciences | LANG36OD35-4 | Relief Sciences | *** | *** | *** | 36000 | 37000 | 19 | 11.7 | 10 | 1.7 | 95 | 89 | 212615015
TK'S | T3C-30HFN1* | TK'S ¦ TK'S | TWM-09HRFN1 ¦ MTIU-09HWFN1-M |  |  | 27400 | 28000 | 22.25 | 11.95 | 9.2 | 2 | 75 | 67 | 212528011
TK'S | T3C-30HFN1* | TK'S | *** | *** | *** | 28000 | 28000 | 21 | 11.7 | 9.2 | 2 | 79 | 67 | 212528010
PAYNE | 38MGRQ18B--3 | PAYNE | *** | *** | *** | 18000 | 18000 | 18.3 | 11.7 | 9 |  | 63 |  | 201847066
KENMORE | DLCMRAH18BAK | KENMORE | *** | *** | *** | 18000 | 18000 | 18.3 | 11.7 | 9 |  | 63 |  | 201835793
MDV | M2OF-18HFN1-M** | MDV ¦ MDV | CS11M-09HRFN1-MX0W(A) ¦ MTIU-09HWFN1-M |  |  | 18000 | 18000 | 19.4 | 11.7 | 8.85 |  | 62 |  | 201771980
MIDEA | DLCMRAH18BAK | MIDEA | *** | *** | *** | 18000 | 18000 | 18.3 | 11.7 | 9 |  | 63 |  | 201771976
MDV | M2OF-18HFN1-M** | MDV | *** | *** | *** | 18000 | 18000 | 18.3 | 11.7 | 9 |  | 63 |  | 201763900
MDV | M3OF-27HFN1-M | MDV ¦ MDV | CS11M-09HRFN1-MX0W(A) ¦ MTIU-09HWFN1-M |  |  | 28000 | 28000 | 21.5 | 11.75 | 8.85 |  | 62 |  | 200059301
NOVAIR | LEA36MZ-4P-35SK-O | NOVAIR ¦ NOVAIR | 09EVONVI ¦ MTIU-09HWFN1-M |  |  | 36000 | 37000 | 19.5 | 12.1 | 9.85 | 1.8 | 95 | 93 | 211133301
ACIQ | ES-18Z-M2B | ACIQ ¦ ACIQ | ACIQ-09W-HH-MB ¦ ACIQ-09CD-HH-MB |  |  | 18000 | 19000 | 20.95 | 12.95 | 10.15 | 2 | 76 | 68 | 210857385
ACIQ | ES-18Z-M2B | ACIQ | *** | *** | *** | 18000 | 19000 | 19 | 12 | 9.8 | 2 | 78 | 70 | 210857384
Cooper&Hunter | CH-HPR28M-230VO | Cooper&Hunter ¦ Cooper&Hunter | CH-09DKT230VI ¦ CH-D09MSPHWM-230VI |  |  | 28000 | 28000 | 21.5 | 12.1 | 10.05 | 1.8 | 96 | 89 | 210799633
Cooper&Hunter | CH-HPR19M-230VO | Cooper&Hunter ¦ Cooper&Hunter | CH-09DKT230VI ¦ CH-D09MSPHWM-230VI |  |  | 19000 | 20000 | 20.5 | 12.25 | 9.55 | 1.88 | 78 | 97 | 210799630
Relief Sciences | LANG24OD25-2 | Relief Sciences | *** | *** | *** | 18000 | 19000 | 19 | 12 | 9.8 | 2 | 78 | 70 | 210655376
MDV | M4OI-36HFN1-M-L | MDV | *** | *** | *** | 36000 | 37000 | 18.8 | 11.7 | 10 | 1.7 | 95 | 89 | 210644057
Conforto | MHMZ548DA | Conforto | *** | *** | *** | 47000 | 49000 | 20.9 | 11.7 | 8.9 | 2 | 73 | 87 | 210605820
Conforto | MHMZ436DA | Conforto | *** | *** | *** | 36000 | 37000 | 19 | 11.7 | 10 | 1.7 | 95 | 89 | 210605817
Conforto | MHMZ218DA | Conforto | *** | *** | *** | 19000 | 20000 | 19 | 12 | 9.3 | 1.85 | 80 | 95 | 210605811
ECO AC | EMH-4O36BBH | ECO AC | *** | *** | *** | 36000 | 37000 | 19 | 11.7 | 10 | 1.7 | 95 | 89 | 210586158
ECO AC | EMH-2O18BBH | ECO AC ¦ ECO AC | MSAG11B-09HRFN1-MX7W(GA) ¦ EHH-D09BA |  |  | 19000 | 20000 | 19.75 | 12.25 | 9.15 | 1.83 | 74 | 93 | 210586153
Durastar | DRA5H48M1A | Durastar | *** | *** | *** | 47000 | 49000 | 20.9 | 11.7 | 8.9 | 2 | 73 | 87 | 210568221
Durastar | DRA3H28M1A | Durastar | *** | *** | *** | 28000 | 28000 | 20 | 11.7 | 9.5 | 1.8 | 96 | 89 | 210568215
Durastar | DRA2H18M1A | Durastar | *** | *** | *** | 19000 | 20000 | 19 | 12 | 9.3 | 1.85 | 80 | 95 | 210568212
AIRDACH | AMSH2700VM1-D | AIRDACH | *** | *** | *** | 28000 | 28000 | 21 | 11.7 | 9.2 | 2 | 79 | 67 | 210474675
CTMorley | MOU-3A27H-2 | CTMorley ¦ CTMorley | MIU-A09D-2 ¦ MIU-A09W-2 |  |  | 28000 | 28000 | 21.3 | 11.75 | 9.65 | 1.8 | 94 | 89 | 210288145
CTMorley | MOU-2A18G-2 | CTMorley | *** | *** | *** | 18000 | 19000 | 19 | 12 | 9.8 | 2 | 78 | 70 | 210288129
KLIMAIRE | KMIR218-H221-2 | KLIMAIRE | *** | *** | *** | 18000 | 19000 | 19 | 12 | 9.8 | 2 | 78 | 70 | 209862182
TGM | MMRSHT27AS3 | TGM | *** | *** | *** | 28000 | 28000 | 21 | 11.7 | 9.2 | 2 | 79 | 67 | 209843049
CLASSIC | MMRSHC27AS3 | CLASSIC ¦ CLASSIC | MSAG11B-09HRFN1-MX7W(GA) ¦ MTIU-09HWFN1-M |  |  | 27400 | 28000 | 22.25 | 11.95 | 9.2 | 2 | 75 | 67 | 209843038
NOVAIR | LEA20MZ-2P-35SK-O | NOVAIR ¦ NOVAIR | 09EVONVI ¦ MTIU-09HWFN1-M |  |  | 19000 | 20000 | 19.75 | 12.25 | 9.15 | 1.83 | 74 | 93 | 209416886
ECO AIR | M3OI-28HFN1-M | ECO AIR | *** | *** | *** | 28000 | 28000 | 20 | 11.7 | 9.5 | 1.8 | 96 | 89 | 209319642
ECO AIR | M2OI-18HFN1-M | ECO AIR | *** | *** | *** | 19000 | 20000 | 19 | 12 | 9.3 | 1.85 | 80 | 95 | 209319639
ApooDr | AM3OJ-27HFN1 | ApooDr | *** | *** | *** | 28000 | 28000 | 21 | 11.7 | 9.2 | 2 | 79 | 67 | 209157099
ApooDr | AM2OA-18HFN1 | ApooDr ¦ ApooDr | AGN24-09H220V1A ¦ MTIU-09HWFN1-M |  |  | 18000 | 19000 | 20 | 12.25 | 10 | 2 | 77 | 68 | 209157097
ApooDr | AM2OA-18HFN1 | ApooDr | *** | *** | *** | 18000 | 19000 | 19 | 12 | 9.8 | 2 | 78 | 70 | 209157096
SEA BREEZE+ | HMZ18H424ZMO | SEA BREEZE+ ¦ SEA BREEZE+ | WM9H424ZMI ¦ D9H424ZMI |  |  | 19000 | 20000 | 19.75 | 12.25 | 9.15 | 1.83 | 74 | 93 | 208816894
NAKS | NAKS-MULTI AC-18K-208-230 | NAKS | *** | *** | *** | 18000 | 19000 | 19 | 12 | 9.8 | 2 | 78 | 70 | 208674971
AIC TECHNOLOGIES | NAKS-MULTI AC-18K-208-230 | AIC TECHNOLOGIES | *** | *** | *** | 18000 | 19000 | 19 | 12 | 9.8 | 2 | 78 | 70 | 208674955
MRCOOL | MULTI3-27HP230B | MRCOOL ¦ MRCOOL | DUCT-09HP-230 ¦ O-09-HP-WMAH-230A |  |  | 28000 | 28000 | 22.8 | 12.2 | 9.35 | 2 | 76 | 67 | 208552955
TRUST AIR CONDITIONERS | M4H36H/O4S4P | TRUST AIR CONDITIONERS ¦ TRUST AIR CONDITIONERS | IUMDL09H/I43P ¦ IS09H/I4S41P |  |  | 36000 | 37000 | 20.6 | 12.65 | 10.15 | 1.8 | 92 | 93 | 208284493
TRUST AIR CONDITIONERS | M4H36H/O4S4P | TRUST AIR CONDITIONERS | *** | *** | *** | 36000 | 37000 | 19 | 11.7 | 10 | 1.7 | 95 | 89 | 208284492
TRUST AIR CONDITIONERS | M3H27H/O4S4P | TRUST AIR CONDITIONERS ¦ TRUST AIR CONDITIONERS | IUMDL09H/I43P ¦ IS09H/I4S41P |  |  | 28000 | 28000 | 21.5 | 12.1 | 10.05 | 1.8 | 96 | 89 | 208284490
TRUST AIR CONDITIONERS | M3H27H/O4S4P | TRUST AIR CONDITIONERS | *** | *** | *** | 28000 | 28000 | 20 | 11.7 | 9.5 | 1.8 | 96 | 89 | 208284489
SEA BREEZE+ | HMZ28H424ZMO | SEA BREEZE+ ¦ SEA BREEZE+ | WM9H424ZMI ¦ D9H424ZMI |  |  | 28000 | 28000 | 21.3 | 11.75 | 9.65 | 1.8 | 94 | 89 | 208128296
SEA BREEZE+ | HMZ28H424ZMO | SEA BREEZE+ | *** | *** | *** | 28000 | 28000 | 20 | 11.7 | 9.5 | 1.8 | 96 | 89 | 208128295
MIDEA | 38MGHBQ36DA3 | MIDEA ¦ MIDEA | DHMSHAQ09XA3 ¦ 40MBDQ09---3 |  |  | 36000 | 37000 | 20.6 | 12.65 | 10.15 | 1.8 | 92 | 93 | 207642977
MIDEA | 38MGHBQ36DA3 | MIDEA | *** | *** | *** | 36000 | 37000 | 19 | 11.7 | 10 | 1.7 | 95 | 89 | 207642976
MIDEA | 38MGHBQ48EA3 | MIDEA ¦ MIDEA | DHMSHAQ09XA3 ¦ 40MBDQ09---3 |  |  | 47500 | 49000 | 21.35 | 11.7 | 9.35 | 2 | 73 | 89 | 207642974
MIDEA | 38MGHBQ30DA3 | MIDEA ¦ MIDEA | DHMSHAQ09XA3 ¦ 40MBDQ09---3 |  |  | 30000 | 30000 | 23 | 12.5 | 9.5 | 1.74 | 93 | 82 | 207642968
MIDEA | 38MGHBQ24CA3 | MIDEA ¦ MIDEA | DHMSHAQ09XA3 ¦ 40MBDQ09---3 |  |  | 24000 | 24400 | 22.95 | 12.95 | 9.85 | 1.9 | 86 | 75 | 207642965
MIDEA | 38MGHBQ24CA3 | MIDEA | *** | *** | *** | 24000 | 24000 | 21.3 | 12.5 | 9.7 | 1.9 | 90 | 75 | 207642964
Weathermaker | 38MGHBQ24CA3 | Weathermaker ¦ Weathermaker | DHMSHAQ09XA3 ¦ 40MBDQ09---3 |  |  | 24000 | 24400 | 22.95 | 12.95 | 9.85 | 1.9 | 86 | 75 | 207642944
PAYNE | 38MGHBQ36DA3 | PAYNE | *** | *** | *** | 36000 | 37000 | 19 | 11.7 | 10 | 1.7 | 95 | 89 | 207642934
PAYNE | 38MGHBQ48EA3 | PAYNE ¦ PAYNE | DHMSHAQ09XA3 ¦ 40MBDQ09---3 |  |  | 47500 | 49000 | 21.35 | 11.7 | 9.35 | 2 | 73 | 89 | 207642932
PAYNE | 38MGHBQ24CA3 | PAYNE ¦ PAYNE | DHMSHAQ09XA3 ¦ 40MBDQ09---3 |  |  | 24000 | 24400 | 22.95 | 12.95 | 9.85 | 1.9 | 86 | 75 | 207642923
BRYANT | 38MGHBQ36DA3 | BRYANT ¦ BRYANT | DHMSHAQ09XA3 ¦ 40MBDQ09---3 |  |  | 36000 | 37000 | 20.6 | 12.65 | 10.15 | 1.8 | 92 | 93 | 207642914
BRYANT | 38MGHBQ48EA3 | BRYANT ¦ BRYANT | DHMSHAQ09XA3 ¦ 40MBDQ09---3 |  |  | 47500 | 49000 | 21.35 | 11.7 | 9.35 | 2 | 73 | 89 | 207642911
BRYANT | 38MGHBQ30DA3 | BRYANT | *** | *** | *** | 30000 | 30000 | 20 | 12 | 9.2 | 1.68 | 90 | 80 | 207642904
CARRIER | 38MGRBQ18BA3 | CARRIER ¦ CARRIER | DHMSHAQ09XA3 ¦ 40MBDQ09---3 |  |  | 18000 | 19000 | 20.95 | 12.95 | 10.15 | 2 | 76 | 68 | 207642878
SENVILLE | SENA/30HF/MOQ | SENVILLE ¦ SENVILLE | SENA/09HF/ID ¦ SENA/09HF/IQ |  |  | 28000 | 28000 | 22.8 | 12.2 | 9.35 | 2 | 76 | 67 | 207641334
SENVILLE | SENA/18HF/MOQ | SENVILLE ¦ SENVILLE | SENA/09HF/ID ¦ SENA/09HF/IQ |  |  | 18000 | 19000 | 20.95 | 12.95 | 10.15 | 2 | 76 | 68 | 207641331
LBG Products | LMUHB36DO | LBG Products ¦ LBG Products | LBHB09DUI ¦ LMHB09DFI |  |  | 36000 | 37000 | 19.5 | 12.1 | 9.85 | 1.8 | 95 | 93 | 207641324
LBG Products | LMUHB27DO | LBG Products | *** | *** | *** | 28000 | 28000 | 20 | 11.7 | 9.5 | 1.8 | 96 | 89 | 207641319
LBG Products | LMUHB18DO | LBG Products | *** | *** | *** | 19000 | 20000 | 19 | 12 | 9.3 | 1.85 | 80 | 95 | 207641317
BLUERIDGE | BMM36HHC | BLUERIDGE | *** | *** | *** | 36000 | 37000 | 19 | 11.7 | 10 | 1.7 | 95 | 89 | 207641298
BLUERIDGE | BMM27HHC | BLUERIDGE ¦ BLUERIDGE | BM09M22WM ¦ MTIU-09HWFN1-M |  |  | 28000 | 28000 | 21.3 | 11.75 | 9.65 | 1.8 | 94 | 89 | 207641296
BLUERIDGE | BMM27HHC | BLUERIDGE | *** | *** | *** | 28000 | 28000 | 20 | 11.7 | 9.5 | 1.8 | 96 | 89 | 207641294
BLUERIDGE | BMM18HHC | BLUERIDGE | *** | *** | *** | 19000 | 20000 | 19 | 12 | 9.3 | 1.85 | 80 | 95 | 207641292
BLUERIDGE | BMM18C | BLUERIDGE ¦ BLUERIDGE | BM09M22WM ¦ MTIU-09HWFN1-M |  |  | 18000 | 19000 | 20 | 12.25 | 10 | 2 | 77 | 68 | 207641281
MDV | M3OI-28HFN1-M* | MDV ¦ MDV | CS11M-09HRFN1-MX0W(A) ¦ MTIU-09HWFN1-M |  |  | 28000 | 28000 | 21.3 | 11.75 | 9.65 | 1.8 | 94 | 89 | 207641259
MDV | M2OI-18HFN1-M* | MDV ¦ MDV | CS11M-09HRFN1-MX0W(A) ¦ MTIU-09HWFN1-M |  |  | 19000 | 20000 | 19.75 | 12.25 | 9.15 | 1.83 | 74 | 93 | 207641257
MDV | M2OI-18HFN1-M* | MDV | *** | *** | *** | 19000 | 20000 | 19 | 12 | 9.3 | 1.85 | 80 | 95 | 207641256
MDV | M3OJ-27HFN1-M* | MDV | *** | *** | *** | 28000 | 28000 | 21 | 11.7 | 9.2 | 2 | 79 | 67 | 207641243
MDV | M4OI-36HFN1-M | MDV | *** | *** | *** | 36000 | 37000 | 19 | 11.7 | 10 | 1.7 | 95 | 89 | 207641229
MDV | M3OI-24HFN1-M | MDV | *** | *** | *** | 24000 | 24000 | 19.4 | 12 | 9.9 | 1.8 | 100 | 100 | 207617656
Convectair | 8322-C27-O | Convectair | *** | *** | *** | 28000 | 28000 | 20 | 11.7 | 9.5 | 1.8 | 96 | 89 | 207590850
ECO AC | EMH-2O18BA | ECO AC | *** | *** | *** | 18000 | 18000 | 18.3 | 11.7 | 9 |  | 63 |  | 206902029
MDV | M3OJ-27HFN1-M | MDV ¦ MDV | CS11M-09HRFN1-MX0W(A) ¦ MTIU-09HWFN1-M |  |  | 28000 | 28000 | 22.8 | 12.2 | 9.35 | 2 | 76 | 67 | 206716989
MDV | M5OG-48HFN1-M-[X]-20 | MDV | *** | *** | *** | 47000 | 49000 | 20.9 | 11.7 | 8.9 | 2 | 73 | 87 | 206714985
Star Air Kontrol | SAK-18-21MUZ/220(OUT) | Star Air Kontrol | *** | *** | *** | 18000 | 18000 | 18.3 | 11.7 | 9 |  | 63 |  | 206315403
Breeze33 | BZ33-HP182Z2 | Breeze33 | *** | *** | *** | 18000 | 18000 | 18.3 | 11.7 | 9 |  | 63 |  | 204707603
Allied | 4DHP1S18M-2P | Allied | *** | *** | *** | 18000 | 18000 | 18.3 | 11.7 | 9 |  | 63 |  | 204462413
AirEase | 4DHP1S18M-1P | AirEase | *** | *** | *** | 18000 | 18000 | 18.3 | 11.7 | 9 |  | 63 |  | 204462411
DUCANE | 4DHP1S30M-2P | DUCANE ¦ DUCANE | DWM109S4-2P ¦ DMD209S4-1P |  |  | 28000 | 28000 | 21.5 | 11.75 | 8.85 |  | 62 |  | 204462388
CONCORD | 4DHP1S30M-1P | CONCORD ¦ CONCORD | DWM109S4-2P ¦ DMD209S4-1P |  |  | 28000 | 28000 | 21.5 | 11.75 | 8.85 |  | 62 |  | 204462382
Allied | 4DHP1S18M-2P | Allied ¦ Allied | DWM109S4-2P ¦ DMD209S4-1P |  |  | 18000 | 18000 | 20.35 | 11.85 | 9.05 |  | 64 |  | 204462375
AirEase | 4DHP1S18M-2P | AirEase ¦ AirEase | DWM109S4-2P ¦ DMD209S4-1P |  |  | 18000 | 18000 | 20.35 | 11.85 | 9.05 |  | 64 |  | 204462374
MRCOOL | MULTI3-27HP230V1 | MRCOOL ¦ MRCOOL | DUCT-09HP-230 ¦ O-09-HP-WMAH-230A |  |  | 28000 | 28000 | 21.5 | 11.75 | 8.85 |  | 62 |  | 204462368
MRCOOL | MULTI2-18HP230V1 | MRCOOL | *** | *** | *** | 18000 | 18000 | 18.3 | 11.7 | 9 |  | 63 |  | 204462362
AIRQUEST | DLCMRAH18BAK | AIRQUEST ¦ AIRQUEST | DLFSHAH09XAK ¦ DLFSDAH09XAK |  |  | 18000 | 18000 | 19.4 | 11.7 | 8.85 |  | 62 |  | 203966604
DIRECT AIR | M2OF-18HFN1-M | DIRECT AIR | *** | *** | *** | 18000 | 18000 | 18.3 | 11.7 | 9 |  | 63 |  | 203269788
BLUERIDGE | BM18M23C | BLUERIDGE ¦ BLUERIDGE | BM09M22WM ¦ MTIU-09HWFN1-M |  |  | 18000 | 18000 | 20.35 | 11.85 | 9.05 |  | 64 |  | 202918815
BRYANT | 38MGRQ18B--3 | BRYANT | *** | *** | *** | 18000 | 18000 | 18.3 | 11.7 | 9 |  | 63 |  | 202345970
CONCORD | 4DHP1S18M-1P | CONCORD | *** | *** | *** | 18000 | 18000 | 18.3 | 11.7 | 9 |  | 63 |  | 202110472
KOOLKING | M2OF-18HFN1-M | KOOLKING | *** | *** | *** | 18000 | 18000 | 18.3 | 11.7 | 9 |  | 63 |  | 201863416
ECO AIR | M2OF-18HFN1-M | ECO AIR | *** | *** | *** | 18000 | 18000 | 18.3 | 11.7 | 9 |  | 63 |  | 201810368
COMFORTSTAR | CM2-18-2Z | COMFORTSTAR | *** | *** | *** | 18000 | 18000 | 18.3 | 11.7 | 9 |  | 63 |  | 201763957
MDV | M2OF-18HFN1-M | MDV | *** | *** | *** | 18000 | 18000 | 18.3 | 11.7 | 9 |  | 63 |  | 201763899
MIDEA | MCH2U-18PHH2 | MIDEA ¦ MIDEA | MSEPB-09HRFN1-MY5W(GA) ¦ MTIU-09HWFN1-M |  |  | 18000 | 18000 | 20.35 | 11.85 | 9.05 |  | 64 |  | 10567787
SEA BREEZE+ | MZ18H424ZMO | SEA BREEZE+ ¦ SEA BREEZE+ | WM9H424ZMI ¦ D9H424ZMI |  |  | 18000 | 19000 | 20 | 12.25 | 10 | 2 | 77 | 68 | 208128284
PIONEER | YN030GMFI22M3E | PIONEER ¦ PIONEER | MSAG11B-09HRFN1-MX7W(GA) ¦ MTIU-09HWFN1-M |  |  | 27400 | 28000 | 22.25 | 11.95 | 9.2 | 2 | 75 | 67 | 208121966
PIONEER | YN030GMFI22M3E | PIONEER | *** | *** | *** | 28000 | 28000 | 21 | 11.7 | 9.2 | 2 | 79 | 67 | 208121965
EMI | MHMZ327DA | EMI | *** | *** | *** | 28000 | 28000 | 20 | 11.7 | 9.5 | 1.8 | 96 | 89 | 208121936
Alsetria | M3OJ-27HFN1-M | Alsetria | *** | *** | *** | 28000 | 28000 | 21 | 11.7 | 9.2 | 2 | 79 | 67 | 208121909
Alsetria | M2OA-18HFN1-M | Alsetria ¦ Alsetria | MSEPB-09HRFN1-MY5W(GA) ¦ MTIU-09HWFN1-M |  |  | 18000 | 19000 | 20.95 | 12.95 | 10.15 | 2 | 76 | 68 | 208121907
ECO-AIR | M3OJ-27HFN1-M | ECO-AIR ¦ ECO-AIR | MSEPB-09HRFN1-MY5W(GA) ¦ MTIU-09HWFN1-M |  |  | 28000 | 28000 | 22.8 | 12.2 | 9.35 | 2 | 76 | 67 | 208121873
Airlux | AM3M27O/2022 | Airlux ¦ Airlux | AMM09I ¦ AMD09I |  |  | 27400 | 28000 | 22.25 | 11.95 | 9.2 | 2 | 75 | 67 | 208119677
DUCANE | 4DHP2S48M-1P | DUCANE ¦ DUCANE | DWM109S4-2P ¦ DMD209S4-1P |  |  | 47500 | 49000 | 21.35 | 11.7 | 9.35 | 2 | 73 | 89 | 208106856
DUCANE | 4DHP2S48M-1P | DUCANE | *** | *** | *** | 47000 | 49000 | 20.9 | 11.7 | 8.9 | 2 | 73 | 87 | 208106855
DUCANE | 4DHP2S18M-1P | DUCANE ¦ DUCANE | DWM109S4-2P ¦ DMD209S4-1P |  |  | 18000 | 19000 | 20.95 | 12.95 | 10.15 | 2 | 76 | 68 | 208106844
CONCORD | 4DHP2S30M-1P | CONCORD | *** | *** | *** | 28000 | 28000 | 20.7 | 11.7 | 9.2 | 2 | 79 | 67 | 208106834
CONCORD | 4DHP2S24M-1P | CONCORD ¦ CONCORD | DWM109S4-2P ¦ DMD209S4-1P |  |  | 24000 | 24400 | 22.95 | 12.95 | 9.85 | 1.9 | 86 | 75 | 208106832
Armstrong Air | 4DHP2S24M-1P | Armstrong Air | *** | *** | *** | 24000 | 24000 | 21.3 | 12.5 | 9.7 | 1.9 | 90 | 75 | 208106816
Armstrong Air | 4DHP2S18M-1P | Armstrong Air | *** | *** | *** | 18000 | 19000 | 19 | 12 | 9.8 | 2 | 78 | 70 | 208106813
AirEase | 4DHP2S48M-1P | AirEase ¦ AirEase | DWM109S4-2P ¦ DMD209S4-1P |  |  | 47500 | 49000 | 21.35 | 11.7 | 9.35 | 2 | 73 | 89 | 208106811
AirEase | 4DHP2S48M-1P | AirEase | *** | *** | *** | 47000 | 49000 | 20.9 | 11.7 | 8.9 | 2 | 73 | 87 | 208106810
AirEase | 4DHP2S24M-1P | AirEase | *** | *** | *** | 24000 | 24000 | 21.3 | 12.5 | 9.7 | 1.9 | 90 | 75 | 208106801
AirEase | 4DHP2S18M-1P | AirEase ¦ AirEase | DWM109S4-2P ¦ DMD209S4-1P |  |  | 18000 | 19000 | 20.95 | 12.95 | 10.15 | 2 | 76 | 68 | 208106799
Allied | 4DHP2S30M-1P | Allied | *** | *** | *** | 28000 | 28000 | 20.7 | 11.7 | 9.2 | 2 | 79 | 67 | 208106789
Allied | 4DHP2S24M-1P | Allied ¦ Allied | DWM109S4-2P ¦ DMD209S4-1P |  |  | 24000 | 24400 | 22.95 | 12.95 | 9.85 | 1.9 | 86 | 75 | 208106787
Breeze33 | BZ33-HYP485Z2-G2-P | Breeze33 | *** | *** | *** | 47000 | 49000 | 20.9 | 11.7 | 8.9 | 2 | 73 | 87 | 207862108
Breeze33 | BZ33-HYP182Z2-G2-P | Breeze33 ¦ Breeze33 | BZ33-DIDU9 ¦ BZ33-HYP09WALL2 |  |  | 19000 | 20000 | 20.5 | 12.25 | 9.55 | 1.88 | 78 | 97 | 207862100
Breeze33 | BZ33-HYP182Z2-G2-P | Breeze33 | *** | *** | *** | 19000 | 20000 | 19 | 12 | 9.3 | 1.85 | 80 | 95 | 207862099
Breeze33 | BZ33-HP182Z2-G2-P | Breeze33 | *** | *** | *** | 18000 | 19000 | 19 | 12 | 9.8 | 2 | 78 | 70 | 207862087
MIRAGE | OVMH271B | MIRAGE ¦ MIRAGE | IVMH091A ¦ DVMH091A |  |  | 27400 | 28000 | 22.25 | 11.95 | 9.2 | 2 | 75 | 67 | 207862056
DIYCOOL | ACIQ-48Z-HH-M5B | DIYCOOL ¦ DIYCOOL | ACIQ-09W-HH-MB ¦ ACIQ-09CD-HH-MB |  |  | 47500 | 49000 | 21.35 | 11.7 | 9.35 | 2 | 73 | 89 | 207825599
ACIQ | ACIQ-48Z-HH-M5B | ACIQ ¦ ACIQ | ACIQ-09W-HH-MB ¦ ACIQ-09CD-HH-MB |  |  | 47500 | 49000 | 21.35 | 11.7 | 9.35 | 2 | 73 | 89 | 207825587
1HVAC | ACIQ-48Z-HH-M5B | 1HVAC ¦ 1HVAC | ACIQ-09W-HH-MB ¦ ACIQ-09CD-HH-MB |  |  | 47500 | 49000 | 21.35 | 11.7 | 9.35 | 2 | 73 | 89 | 207825575
1HVAC | ACIQ-18Z-HH-M2B | 1HVAC ¦ 1HVAC | ACIQ-09W-HH-MB ¦ ACIQ-09CD-HH-MB |  |  | 19000 | 20000 | 20.5 | 12.25 | 9.55 | 1.88 | 78 | 97 | 207825566
KANIONco | KWSMO-18R410AIHMV | KANIONco ¦ KANIONco | MSAG11B-09HRFN1-MX7W(GA) ¦ MTIU-09HWFN1-M |  |  | 18000 | 19000 | 20 | 12.25 | 10 | 2 | 77 | 68 | 207805780
SUNCHILLERS | M27ODU-UL2P | SUNCHILLERS | *** | *** | *** | 28000 | 28000 | 21 | 11.7 | 9.2 | 2 | 79 | 67 | 207804190
Durastar | DRA2U18M1B | Durastar ¦ Durastar | DRAW09F1A ¦ DRAD09F1A |  |  | 18000 | 19000 | 20 | 12.25 | 10 | 2 | 77 | 68 | 207787173
LENNOX | MLB030S4M-1P | LENNOX | *** | *** | *** | 28000 | 28000 | 20 | 11.7 | 9.5 | 1.8 | 96 | 89 | 207768731
LENNOX | MLB018S4M-1P | LENNOX ¦ LENNOX | MMDB009S4-2P ¦ MWMA009S4-3P |  |  | 19000 | 20000 | 20.35 | 12.25 | 9.55 | 1.88 | 78 | 97 | 207768729
LENNOX | MPC018S4M-1P | LENNOX | *** | *** | *** | 18000 | 19000 | 19 | 12 | 9.8 | 2 | 78 | 70 | 207768722
BOSCH | BMS500-AAM018-1CSXRC | BOSCH | *** | *** | *** | 18000 | 19000 | 19 | 12 | 9.8 | 2 | 78 | 70 | 207760022
DIRECT AIR | DIRM-27DA25-3Z | DIRECT AIR | *** | *** | *** | 28000 | 28000 | 21 | 11.7 | 9.2 | 2 | 79 | 67 | 207743777
TK'S | T2C-18HFN1 | TK'S ¦ TK'S | TWM-09HRFN1 ¦ TD-09HWFN1 |  |  | 18000 | 19000 | 20 | 12.25 | 10 | 2 | 77 | 68 | 207742407
BOSCH | BMS500-AAM036-1CSXHC | BOSCH ¦ BOSCH | BMS500-AAU009-1AHDXB ¦ BMS500-AAU009-1AHDXB |  |  | 36000 | 37000 | 20.6 | 12.65 | 10.15 | 1.8 | 92 | 93 | 207760041
BOSCH | BMS500-AAM027-1CSXHC | BOSCH ¦ BOSCH | BMS500-AAU009-1AHDXB ¦ BMS500-AAU009-1AHDXB |  |  | 28000 | 28000 | 21.5 | 12.1 | 10.05 | 1.8 | 96 | 89 | 207760038
BOSCH | BMS500-AAM027-1CSXRC | BOSCH ¦ BOSCH | BMS500-AAU009-1AHDXB ¦ BMS500-AAU009-1AHDXB |  |  | 28000 | 28000 | 22.8 | 12.2 | 9.35 | 2 | 76 | 67 | 207760026
BOSCH | BMS500-AAM027-1CSXRC | BOSCH | *** | *** | *** | 28000 | 28000 | 21 | 11.7 | 9.2 | 2 | 79 | 67 | 207760025
TEMPSTAR | DLCMRBH18BAK | TEMPSTAR | *** | *** | *** | 18000 | 19000 | 19 | 12 | 9.8 | 2 | 78 | 70 | 207643135
BOSCH | BMS500-AAM048-1CSXHC | BOSCH | *** | *** | *** | 47000 | 49000 | 20.9 | 11.7 | 8.9 | 2 | 73 | 87 | 207760043
MOOVAIR | DMA18HOM23230X2 | MOOVAIR ¦ MOOVAIR | DE09HIW23230E3 ¦ DM09HIW23230E3 |  |  | 18000 | 19000 | 20.95 | 12.95 | 10.15 | 2 | 76 | 68 | 207742531
ELIOS | DEA18HOM23230X2 | ELIOS ¦ ELIOS | DE09HIW23230E3 ¦ DM09HIW23230E3 |  |  | 18000 | 19000 | 20.95 | 12.95 | 10.15 | 2 | 76 | 68 | 207742474
ELIOS | DEA18HOM25230X3 | ELIOS ¦ ELIOS | DE09HIW23230E3 ¦ DM09HIW23230E3 |  |  | 19000 | 20000 | 20.5 | 12.25 | 9.55 | 1.88 | 78 | 97 | 207742462
MOOVAIR | DMA48HOM25230X3 | MOOVAIR | *** | *** | *** | 47000 | 49000 | 20.9 | 11.7 | 8.9 | 2 | 73 | 87 | 207742551
MIDEA | DLCMRBH18BAK | MIDEA | *** | *** | *** | 18000 | 19000 | 19 | 12 | 9.8 | 2 | 78 | 70 | 207643114
KEEPRITE | DLCMHBH36DAK | KEEPRITE | *** | *** | *** | 36000 | 37000 | 19 | 11.7 | 10 | 1.7 | 95 | 89 | 207643087
HEIL | DLCMHBH36DAK | HEIL | *** | *** | *** | 36000 | 37000 | 19 | 11.7 | 10 | 1.7 | 95 | 89 | 207643066
DAY & NIGHT | DLCMHBH36DAK | DAY & NIGHT ¦ DAY & NIGHT | DLFSHAH09XAK ¦ DLFSDAH09XAK |  |  | 36000 | 37000 | 19.5 | 12.1 | 9.85 | 1.8 | 95 | 93 | 207643046
YONAN | YSMO-18HFN1 | YONAN | *** | *** | *** | 18000 | 19000 | 19 | 12 | 9.8 | 2 | 78 | 70 | 212615068
Relief Sciences | LANG36OD35-4 | Relief Sciences ¦ Relief Sciences | LANG09ID-25 ¦ MTIU-09HWFN1-M |  |  | 36000 | 37000 | 19.5 | 12.1 | 9.85 | 1.8 | 95 | 93 | 212615021
Relief Sciences | LANG27OD35-3 | Relief Sciences | *** | *** | *** | 28000 | 28000 | 20 | 11.7 | 9.5 | 1.8 | 96 | 89 | 212615017
Custom Comfort | CCOXHAMZ548HP | Custom Comfort | *** | *** | *** | 47000 | 49000 | 20.9 | 11.7 | 8.9 | 2 | 73 | 87 | 212365440
Custom Comfort | CCOXHAMZ436HP | Custom Comfort ¦ Custom Comfort | CCOXHASD09 ¦ CCOXHAWM09 |  |  | 36000 | 37000 | 20.6 | 12.65 | 10.15 | 1.8 | 92 | 93 | 212365438
MDV | M3OK-27HFN1-M | MDV ¦ MDV | MSEPB-09HRFN1-MY5W(GA) ¦ MTIU-09HWFN1-M |  |  | 27000 | 27000 | 20.4 | 12 | 10 | 1.8 | 85 | 100 | 212360176
MDV | M3OK-27HFN1-M | MDV | *** | *** | *** | 27000 | 27000 | 19 | 11.8 | 10 | 1.8 | 85 | 100 | 212360174
STEALTH | ES-27Z-M3B | STEALTH | *** | *** | *** | 28000 | 28000 | 21 | 11.7 | 9.2 | 2 | 79 | 67 | 212316210
STEALTH | ES-18Z-M2B | STEALTH ¦ STEALTH | ACIQ-09CD-HH-MB ¦ ACIQ-09W-HH-MC |  |  | 18000 | 19000 | 20.95 | 12.95 | 10.15 | 2 | 76 | 68 | 212316208
STEALTH | ACIQ-48Z-HH-M5B | STEALTH | *** | *** | *** | 47000 | 49000 | 20.9 | 11.7 | 8.9 | 2 | 73 | 87 | 212316181
STEALTH | ACIQ-27Z-HH-M3B | STEALTH | *** | *** | *** | 28000 | 28000 | 20 | 11.7 | 9.5 | 1.8 | 96 | 89 | 212316175
PolarWave | ACIQ-48Z-HH-M5B | PolarWave ¦ PolarWave | ACIQ-09CD-HH-MB ¦ ACIQ-09W-HH-MB |  |  | 47500 | 49000 | 21.35 | 11.7 | 9.35 | 2 | 73 | 89 | 212316096
PolarWave | ACIQ-48Z-HH-M5B | PolarWave | *** | *** | *** | 47000 | 49000 | 20.9 | 11.7 | 8.9 | 2 | 73 | 87 | 212316095
PolarWave | ACIQ-27Z-HH-M3B | PolarWave ¦ PolarWave | ACIQ-09CD-HH-MB ¦ ACIQ-09W-HH-MB |  |  | 28000 | 28000 | 21.5 | 12.1 | 10.05 | 1.8 | 96 | 89 | 212316090
Daizuki | DXFM-2723-3Z | Daizuki | *** | *** | *** | 28000 | 28000 | 21 | 11.7 | 9.2 | 2 | 79 | 67 | 211994915
DUOHOME | D2OA-18HFN1-M | DUOHOME | *** | *** | *** | 18000 | 19000 | 19 | 12 | 9.8 | 2 | 78 | 70 | 211911389
KADEN | KO-PS218HP-2AAMA | KADEN ¦ KADEN | KI-PSX09WM-1AAMA ¦ MTIU-09HWFN1-M |  |  | 18000 | 19000 | 20.95 | 12.95 | 10.15 | 2 | 76 | 68 | 211793562
LPS Legacy | DLCMRAH18BAK | LPS Legacy ¦ LPS Legacy | DLFSHAH09XAK. ¦ DLFSDAH09XAK |  |  | 18000 | 18000 | 19.4 | 11.7 | 8.85 |  | 62 |  | 211756608
LPS Legacy | DLCMHBH48EAK | LPS Legacy | *** | *** | *** | 47000 | 49000 | 20.9 | 11.7 | 8.9 | 2 | 73 | 87 | 211756576
Star Air Kontrol | SAK-27-22MUZ/220(OUT)* | Star Air Kontrol | *** | *** | *** | 28000 | 28000 | 21 | 11.7 | 9.2 | 2 | 79 | 67 | 211726669
Star Air Kontrol | SAK-18-21MUZ/220(OUT)* | Star Air Kontrol | *** | *** | *** | 18000 | 19000 | 19 | 12 | 9.8 | 2 | 78 | 70 | 211726666
Mitsutomo | HO-MT28-AB-Q | Mitsutomo | *** | *** | *** | 28000 | 28000 | 20 | 11.7 | 9.5 | 1.8 | 96 | 89 | 211306405
MDV | M3OI-28HFN1-M-L | MDV | *** | *** | *** | 28000 | 28000 | 20 | 11.7 | 9.5 | 1.8 | 96 | 89 | 211289832
DIYCOOL | ES-27Z-M3B | DIYCOOL | *** | *** | *** | 28000 | 28000 | 21 | 11.7 | 9.2 | 2 | 79 | 67 | 210857405
DIYCOOL | ES-18Z-M2B | DIYCOOL ¦ DIYCOOL | ACIQ-09W-HH-MB ¦ ACIQ-09CD-HH-MB |  |  | 18000 | 19000 | 20.95 | 12.95 | 10.15 | 2 | 76 | 68 | 210857403
SEA BREEZE+ | HMZ24H424ZMO | SEA BREEZE+ ¦ SEA BREEZE+ | WM9H424ZMI ¦ D9H424ZMI |  |  | 24000 | 24000 | 21.55 | 12.4 | 10.35 | 1.8 | 100 | 100 | 208816897
SEA BREEZE+ | HMZ24H424ZMO | SEA BREEZE+ | *** | *** | *** | 24000 | 24000 | 19.4 | 12 | 9.9 | 1.8 | 100 | 100 | 208816896
SEA BREEZE+ | HMZ18H424ZMO | SEA BREEZE+ | *** | *** | *** | 19000 | 20000 | 19 | 12 | 9.3 | 1.85 | 80 | 95 | 208816893
NAKS | NAKS-MULTI AC-18K-208-230 | NAKS ¦ NAKS | MSAG11B-09HRFN1-MX7W(GA) ¦ MTIU-09HWFN1-M |  |  | 18000 | 19000 | 20 | 12.25 | 10 | 2 | 77 | 68 | 208674972
AIC TECHNOLOGIES | NAKS-MULTI AC-18K-208-230 | AIC TECHNOLOGIES ¦ AIC TECHNOLOGIES | MSAG11B-09HRFN1-MX7W(GA) ¦ MTIU-09HWFN1-M |  |  | 18000 | 19000 | 20 | 12.25 | 10 | 2 | 77 | 68 | 208674956
MRCOOL | MULTI3-27HP230B | MRCOOL | *** | *** | *** | 28000 | 28000 | 21 | 11.7 | 9.2 | 2 | 79 | 67 | 208552953
TRUST AIR CONDITIONERS | M2H18H/O4S4P | TRUST AIR CONDITIONERS | *** | *** | *** | 19000 | 20000 | 19 | 12 | 9.3 | 1.85 | 80 | 95 | 208284486
TRUST AIR CONDITIONERS | M3S27H/O4S4P | TRUST AIR CONDITIONERS ¦ TRUST AIR CONDITIONERS | IUMDL09H/I43P ¦ IS09H/I4S41P |  |  | 28000 | 28000 | 22.8 | 12.2 | 9.35 | 2 | 76 | 67 | 208284478
TRUST AIR CONDITIONERS | M2S18H/O4S4P | TRUST AIR CONDITIONERS ¦ TRUST AIR CONDITIONERS | IUMDL09H/I43P ¦ IS09H/I4S41P |  |  | 18000 | 19000 | 20.95 | 12.95 | 10.15 | 2 | 76 | 68 | 208284475
DUCTLESSAIRE | DA27-3Z-0* | DUCTLESSAIRE | *** | *** | *** | 28000 | 28000 | 21 | 11.7 | 9.2 | 2 | 79 | 67 | 208136325
EMI | MHMZ548DA | EMI ¦ EMI | MHWAL09DA ¦ DHWAL09DA |  |  | 47500 | 49000 | 21.35 | 11.7 | 9.35 | 2 | 73 | 89 | 208121943
EMI | MHMZ436DA | EMI ¦ EMI | MHWAL09DA ¦ DHWAL09DA |  |  | 36000 | 37000 | 20.6 | 12.65 | 10.15 | 1.8 | 92 | 93 | 208121940
EMI | MHMZ218DA | EMI ¦ EMI | MHWAL09DA ¦ DHWAL09DA |  |  | 19000 | 20000 | 20.5 | 12.25 | 9.55 | 1.88 | 78 | 97 | 208121934
Alsetria | M2OA-18HFN1-M | Alsetria | *** | *** | *** | 18000 | 19000 | 19 | 12 | 9.8 | 2 | 78 | 70 | 208121906
ECO-AIR | M3OJ-27HFN1-M | ECO-AIR | *** | *** | *** | 28000 | 28000 | 21 | 11.7 | 9.2 | 2 | 79 | 67 | 208121872
ECO-AIR | M2OA-18HFN1-M | ECO-AIR ¦ ECO-AIR | MSEPB-09HRFN1-MY5W(GA) ¦ MTIU-09HWFN1-M |  |  | 18000 | 19000 | 20.95 | 12.95 | 10.15 | 2 | 76 | 68 | 208121870
Airlux | AM3M27O/2022 | Airlux | *** | *** | *** | 28000 | 28000 | 21 | 11.7 | 9.2 | 2 | 79 | 67 | 208119676
DUCANE | 4DHP2S24M-1P | DUCANE | *** | *** | *** | 24000 | 24000 | 21.3 | 12.5 | 9.7 | 1.9 | 90 | 75 | 208106846
CONCORD | 4DHP2S48M-1P | CONCORD ¦ CONCORD | DWM109S4-2P ¦ DMD209S4-1P |  |  | 47500 | 49000 | 21.35 | 11.7 | 9.35 | 2 | 73 | 89 | 208106841
CONCORD | 4DHP2S48M-1P | CONCORD | *** | *** | *** | 47000 | 49000 | 20.9 | 11.7 | 8.9 | 2 | 73 | 87 | 208106840
CONCORD | 4DHP2S18M-1P | CONCORD ¦ CONCORD | DWM109S4-2P ¦ DMD209S4-1P |  |  | 18000 | 19000 | 20.95 | 12.95 | 10.15 | 2 | 76 | 68 | 208106829
Armstrong Air | 4DHP2S30M-1P | Armstrong Air ¦ Armstrong Air | DWM109S4-2P ¦ DMD209S4-1P |  |  | 28000 | 28000 | 22.65 | 12.2 | 9.25 | 2 | 76 | 67 | 208106820
Armstrong Air | 4DHP2S30M-1P | Armstrong Air | *** | *** | *** | 28000 | 28000 | 20.7 | 11.7 | 9.2 | 2 | 79 | 67 | 208106819
Armstrong Air | 4DHP2S24M-1P | Armstrong Air ¦ Armstrong Air | DWM109S4-2P ¦ DMD209S4-1P |  |  | 24000 | 24400 | 22.95 | 12.95 | 9.85 | 1.9 | 86 | 75 | 208106817
Armstrong Air | 4DHP2S18M-1P | Armstrong Air ¦ Armstrong Air | DWM109S4-2P ¦ DMD209S4-1P |  |  | 18000 | 19000 | 20.95 | 12.95 | 10.15 | 2 | 76 | 68 | 208106814
Allied | 4DHP2S48M-1P | Allied ¦ Allied | DWM109S4-2P ¦ DMD209S4-1P |  |  | 47500 | 49000 | 21.35 | 11.7 | 9.35 | 2 | 73 | 89 | 208106796
Allied | 4DHP2S24M-1P | Allied | *** | *** | *** | 24000 | 24000 | 21.3 | 12.5 | 9.7 | 1.9 | 90 | 75 | 208106786
Allied | 4DHP2S18M-1P | Allied | *** | *** | *** | 18000 | 19000 | 19 | 12 | 9.8 | 2 | 78 | 70 | 208106783
Breeze33 | BZ33-HYP364Z2-G2-P | Breeze33 ¦ Breeze33 | BZ33-DIDU9 ¦ BZ33-HYP09WALL2 |  |  | 36000 | 37000 | 20.6 | 12.65 | 10.15 | 1.8 | 92 | 93 | 207862106
Breeze33 | BZ33-HYP273Z2-G2-P | Breeze33 | *** | *** | *** | 28000 | 28000 | 20 | 11.7 | 9.5 | 1.8 | 96 | 89 | 207862102
Breeze33 | BZ33-HP182Z2-G2-P | Breeze33 ¦ Breeze33 | BZ33-DIDU9 ¦ BZ33-HYP09WALL2 |  |  | 18000 | 19000 | 20.95 | 12.95 | 10.15 | 2 | 76 | 68 | 207862088
AC PRO.COM | A3OJ-27HFN1-M | AC PRO.COM | *** | *** | *** | 28000 | 28000 | 21 | 11.7 | 9.2 | 2 | 79 | 67 | 207827126
AC PRO.COM | A2OA-18HFN1-M | AC PRO.COM | *** | *** | *** | 18000 | 19000 | 19 | 12 | 9.8 | 2 | 78 | 70 | 207827125
DIYCOOL | ACIQ-48Z-HH-M5B | DIYCOOL | *** | *** | *** | 47000 | 49000 | 20.9 | 11.7 | 8.9 | 2 | 73 | 87 | 207825598
DIYCOOL | ACIQ-27Z-HH-M3B | DIYCOOL ¦ DIYCOOL | ACIQ-09W-HH-MB ¦ ACIQ-09CD-HH-MB |  |  | 28000 | 28000 | 21.5 | 12.1 | 10.05 | 1.8 | 96 | 89 | 207825593
DIYCOOL | ACIQ-18Z-HH-M2B | DIYCOOL | *** | *** | *** | 19000 | 20000 | 19 | 12 | 9.3 | 1.85 | 80 | 95 | 207825589
1HVAC | ACIQ-27Z-HH-M3B | 1HVAC ¦ 1HVAC | ACIQ-09W-HH-MB ¦ ACIQ-09CD-HH-MB |  |  | 28000 | 28000 | 21.5 | 12.1 | 10.05 | 1.8 | 96 | 89 | 207825569
1HVAC | ACIQ-18Z-HH-M2B | 1HVAC | *** | *** | *** | 19000 | 20000 | 19 | 12 | 9.3 | 1.85 | 80 | 95 | 207825565
Durastar | DRA3U28M1B | Durastar ¦ Durastar | DRAW09F1A ¦ DRAD09F1A |  |  | 27400 | 28000 | 22.25 | 11.95 | 9.2 | 2 | 75 | 67 | 207787176
LENNOX | MLB030S4M-1P | LENNOX ¦ LENNOX | MMDB009S4-2P ¦ MWMA009S4-3P |  |  | 28000 | 28000 | 21.5 | 12.1 | 10.05 | 1.8 | 96 | 89 | 207768732
LENNOX | MLB018S4M-1P | LENNOX | *** | *** | *** | 19000 | 20000 | 19 | 12 | 9.3 | 1.85 | 80 | 95 | 207768728
BOSCH | BMS500-AAM036-1CSXHC | BOSCH | *** | *** | *** | 36000 | 37000 | 19 | 11.7 | 10 | 1.7 | 95 | 89 | 207760040
MIRAGE | OVMH181B | MIRAGE | *** | *** | *** | 18000 | 19000 | 19 | 12 | 9.8 | 2 | 78 | 70 | 207862052
AC PRO.COM | A2OA-18HFN1-M | AC PRO.COM ¦ AC PRO.COM | ASEPB-09HRFN1-MY5W(GA) ¦ ATIU-09HWFN1-M |  |  | 18000 | 19000 | 20.95 | 12.95 | 10.15 | 2 | 76 | 68 | 207827134
DIYCOOL | ACIQ-36Z-HH-M4B | DIYCOOL ¦ DIYCOOL | ACIQ-09W-HH-MB ¦ ACIQ-09CD-HH-MB |  |  | 36000 | 37000 | 20.6 | 12.65 | 10.15 | 1.8 | 92 | 93 | 207825596
ACIQ | ACIQ-48Z-HH-M5B | ACIQ | *** | *** | *** | 47000 | 49000 | 20.9 | 11.7 | 8.9 | 2 | 73 | 87 | 207825586
ACIQ | ACIQ-36Z-HH-M4B | ACIQ ¦ ACIQ | ACIQ-09W-HH-MB ¦ ACIQ-09CD-HH-MB |  |  | 36000 | 37000 | 20.6 | 12.65 | 10.15 | 1.8 | 92 | 93 | 207825584
ACIQ | ACIQ-18Z-HH-M2B | ACIQ ¦ ACIQ | ACIQ-09W-HH-MB ¦ ACIQ-09CD-HH-MB |  |  | 19000 | 20000 | 20.5 | 12.25 | 9.55 | 1.88 | 78 | 97 | 207825578
ACIQ | ACIQ-18Z-HH-M2B | ACIQ | *** | *** | *** | 19000 | 20000 | 19 | 12 | 9.3 | 1.85 | 80 | 95 | 207825577
1HVAC | ACIQ-36Z-HH-M4B | 1HVAC ¦ 1HVAC | ACIQ-09W-HH-MB ¦ ACIQ-09CD-HH-MB |  |  | 36000 | 37000 | 20.6 | 12.65 | 10.15 | 1.8 | 92 | 93 | 207825572
ECO AC | EMH-3O27BB | ECO AC | *** | *** | *** | 28000 | 28000 | 21 | 11.7 | 9.2 | 2 | 79 | 67 | 207825502
ECO AC | EMH-2O18BB | ECO AC | *** | *** | *** | 18000 | 19000 | 19 | 12 | 9.8 | 2 | 78 | 70 | 207825499
SUNCHILLERS | M18ODU-UL2P | SUNCHILLERS ¦ SUNCHILLERS | M9IDU-UL ¦ MTIU-09HWFN1-M |  |  | 18000 | 19000 | 20.95 | 12.95 | 10.15 | 2 | 76 | 68 | 207804200
SUNCHILLERS | M18ODU-UL2P | SUNCHILLERS | *** | *** | *** | 18000 | 19000 | 19 | 12 | 9.8 | 2 | 78 | 70 | 207804199
SUNCHILLERS | M27ODU-UL2P | SUNCHILLERS ¦ SUNCHILLERS | M9IDU-UL ¦ MTIU-09HWFN1-M |  |  | 28000 | 28000 | 22.8 | 12.2 | 9.35 | 2 | 76 | 67 | 207804191
Durastar | DRA3U28M1B | Durastar | *** | *** | *** | 28000 | 28000 | 21 | 11.7 | 9.2 | 2 | 79 | 67 | 207787175
Durastar | DRA2U18M1B | Durastar | *** | *** | *** | 18000 | 19000 | 19 | 12 | 9.8 | 2 | 78 | 70 | 207787172
BOSCH | BMS500-AAM048-1CSXHC | BOSCH ¦ BOSCH | BMS500-AAU009-1AHDXB ¦ BMS500-AAU009-1AHDXB |  |  | 47500 | 49000 | 21.35 | 11.7 | 9.35 | 2 | 73 | 89 | 207760044
BOSCH | BMS500-AAM018-1CSXHC | BOSCH ¦ BOSCH | BMS500-AAU009-1AHDXB ¦ BMS500-AAU009-1AHDXB |  |  | 19000 | 20000 | 20.5 | 12.25 | 9.55 | 1.88 | 78 | 97 | 207760035
DIRECT AIR | DIRM-48HXPRO28-5Z | DIRECT AIR ¦ DIRECT AIR | DIRM-09HP-WM ¦ DIRM-09HP-DUH |  |  | 47500 | 49000 | 21.35 | 11.7 | 9.35 | 2 | 73 | 89 | 207743796
DIRECT AIR | DIRM-28HXPRO28-3Z | DIRECT AIR | *** | *** | *** | 28000 | 28000 | 20 | 11.7 | 9.5 | 1.8 | 96 | 89 | 207743789
DIRECT AIR | DIRM-27DA25-3Z | DIRECT AIR ¦ DIRECT AIR | DIRM-09HP-WM ¦ DIRM-09HP-DUH |  |  | 28000 | 28000 | 22.8 | 12.2 | 9.35 | 2 | 76 | 67 | 207743778
DIRECT AIR | DIRM-18DA25-2Z | DIRECT AIR | *** | *** | *** | 18000 | 19000 | 19 | 12 | 9.8 | 2 | 78 | 70 | 207743774
AURORA | AU-MU18-2A-U | AURORA | *** | *** | *** | 18000 | 19000 | 19 | 12 | 9.8 | 2 | 78 | 70 | 207743708
MOOVAIR | DMA48HOM25230X3 | MOOVAIR ¦ MOOVAIR | DE09HIW23230E3 ¦ DM09HIW23230E3 |  |  | 47500 | 49000 | 21.35 | 11.7 | 9.35 | 2 | 73 | 89 | 207742552
MOOVAIR | DMA36HOM25230X3 | MOOVAIR | *** | *** | *** | 36000 | 37000 | 19 | 11.7 | 10 | 1.7 | 95 | 89 | 207742548
MOOVAIR | DMA27HOM25230X3 | MOOVAIR | *** | *** | *** | 28000 | 28000 | 20 | 11.7 | 9.5 | 1.8 | 96 | 89 | 207742545
MOOVAIR | DMA27HOM23230X2 | MOOVAIR ¦ MOOVAIR | DE09HIW23230E3 ¦ DM09HIW23230E3 |  |  | 28000 | 28000 | 22.8 | 12.2 | 9.35 | 2 | 76 | 67 | 207742534
ELIOS | DEA27HOM23230X2 | ELIOS ¦ ELIOS | DE09HIW23230E3 ¦ DM09HIW23230E3 |  |  | 28000 | 28000 | 22.8 | 12.2 | 9.35 | 2 | 76 | 67 | 207742477
ELIOS | DEA18HOM23230X2 | ELIOS | *** | *** | *** | 18000 | 19000 | 19 | 12 | 9.8 | 2 | 78 | 70 | 207742473
ELIOS | DEA36HOM25230X3 | ELIOS | *** | *** | *** | 36000 | 37000 | 19 | 11.7 | 10 | 1.7 | 95 | 89 | 207742467
ELIOS | DEA18HOM25230X3 | ELIOS | *** | *** | *** | 19000 | 20000 | 19 | 12 | 9.3 | 1.85 | 80 | 95 | 207742461
C&H | CH-HPR36M-230VO | C&H ¦ C&H | CH-09DKT230VI ¦ CH-D09MSPHWM-230VI |  |  | 36000 | 37000 | 20.6 | 12.65 | 10.15 | 1.8 | 92 | 93 | 207742384
C&H | CH-28MES-230VO | C&H ¦ C&H | CH-09DKT230VI ¦ CH-D09MSPHWM-230VI |  |  | 28000 | 28000 | 22.8 | 12.2 | 9.35 | 2 | 76 | 67 | 207742366
LENNOX | MLB048S4M-2P | LENNOX ¦ LENNOX | MMDB009S4-2P ¦ MWMA009S4-3P |  |  | 47500 | 49000 | 21.35 | 11.7 | 9.35 | 2 | 73 | 89 | 207699109
LENNOX | MLB048S4M-2P | LENNOX | *** | *** | *** | 47000 | 49000 | 20.9 | 11.7 | 8.9 | 2 | 73 | 87 | 207699108
AIRGREAN | AG-MO30IR410AH | AIRGREAN ¦ AIRGREAN | MSAG11B-09HRFN1-MX7W(GA) ¦ MTIU-09HWFN1-M |  |  | 27400 | 28000 | 22.25 | 11.95 | 9.2 | 2 | 75 | 67 | 207691838
MIDEA | MMCMHAQ30DA3 | MIDEA ¦ MIDEA | DHMSHAQ09XA3 ¦ 40MBDQ09---3 |  |  | 30000 | 30000 | 23 | 12.5 | 9.5 | 1.74 | 93 | 82 | 207683479
MIDEA | MMCMRAQ18BA3 | MIDEA ¦ MIDEA | DHMSHAQ09XA3 ¦ 40MBDQ09---3 |  |  | 18000 | 19000 | 20.95 | 12.95 | 10.15 | 2 | 76 | 68 | 207683473
NAPOLEON | NDHAM-36-O | NAPOLEON | *** | *** | *** | 36000 | 37000 | 19 | 11.7 | 10 | 1.7 | 95 | 89 | 207683242
COMFORTSTAR | CVH-36-4SH | COMFORTSTAR | *** | *** | *** | 36000 | 37000 | 19 | 11.7 | 10 | 1.7 | 95 | 89 | 207658983
COMFORTSTAR | CMZ-18-2Z | COMFORTSTAR | *** | *** | *** | 18000 | 19000 | 19 | 12 | 9.8 | 2 | 78 | 70 | 207658965
DIYCOOL | ES-18Z-M2B | DIYCOOL | *** | *** | *** | 18000 | 19000 | 19 | 12 | 9.8 | 2 | 78 | 70 | 210857402
1HVAC | ES-18Z-M2B | 1HVAC | *** | *** | *** | 18000 | 19000 | 19 | 12 | 9.8 | 2 | 78 | 70 | 210857366
DIAMONDAIR | DF30M2Z3 | DIAMONDAIR | *** | *** | *** | 28000 | 28000 | 21 | 11.7 | 9.2 | 2 | 79 | 67 | 210857281
Cooper&Hunter | CH-HPR48M-230VO | Cooper&Hunter ¦ Cooper&Hunter | CH-09DKT230VI ¦ CH-D09MSPHWM-230VI |  |  | 47500 | 49000 | 21.35 | 11.7 | 9.35 | 2 | 73 | 89 | 210799638
Cooper&Hunter | CH-HPR28M-230VO | Cooper&Hunter | *** | *** | *** | 28000 | 28000 | 20 | 11.7 | 9.5 | 1.8 | 96 | 89 | 210799632
Cooper&Hunter | CH-28MES-230VO | Cooper&Hunter ¦ Cooper&Hunter | CH-09DKT230VI ¦ CH-D09MSPHWM-230VI |  |  | 28000 | 28000 | 22.8 | 12.2 | 9.35 | 2 | 76 | 67 | 210799621
Cooper&Hunter | CH-28MES-230VO | Cooper&Hunter | *** | *** | *** | 28000 | 28000 | 21 | 11.7 | 9.2 | 2 | 79 | 67 | 210799620
MDV | M4OI-36HFN1-M-L | MDV ¦ MDV | CS11M-09HRFN1-MX0W(A) ¦ MTIU-09HWFN1-M |  |  | 36000 | 37000 | 20.5 | 12.65 | 10.15 | 1.8 | 92 | 93 | 210644067
MDV | M2OA-18HFN1-M-L | MDV ¦ MDV | CS11M-09HRFN1-MX0W(A) ¦ MTIU-09HWFN1-M |  |  | 17900 | 19000 | 20.95 | 12.95 | 10.15 | 2 | 76 | 68 | 210644064
MDV | M2OI-18HFN1-M-L | MDV | *** | *** | *** | 19000 | 20000 | 19 | 12 | 9.3 | 1.85 | 80 | 95 | 210644054
Conforto | MHMZ436DA | Conforto ¦ Conforto | MHWAL09DA ¦ DHWAL09DA |  |  | 36000 | 37000 | 20.6 | 12.65 | 10.15 | 1.8 | 92 | 93 | 210605818
Conforto | MHMZ327DA | Conforto | *** | *** | *** | 28000 | 28000 | 20 | 11.7 | 9.5 | 1.8 | 96 | 89 | 210605814
ECO AC | EMH-4O36BBH | ECO AC ¦ ECO AC | MSAG11B-09HRFN1-MX7W(GA) ¦ EHH-D09BA |  |  | 36000 | 37000 | 19.5 | 12.1 | 9.85 | 1.8 | 95 | 93 | 210586159
Durastar | DRA4H36M1A | Durastar | *** | *** | *** | 36000 | 37000 | 19 | 11.7 | 10 | 1.7 | 95 | 89 | 210568218
AIRDACH | AMSH2700VM1-D | AIRDACH ¦ AIRDACH | MSAG11B-09HRFN1-MX7W(GA) ¦ MTIU-09HWFN1-M |  |  | 27400 | 28000 | 22.25 | 11.95 | 9.2 | 2 | 75 | 67 | 210474676
CTMorley | MOU-5A48H-2 | CTMorley | *** | *** | *** | 47000 | 49000 | 20.9 | 11.7 | 8.9 | 2 | 73 | 87 | 210288150
CTMorley | MOU-4A36H-2 | CTMorley ¦ CTMorley | MIU-A09D-2 ¦ MIU-A09W-2 |  |  | 36000 | 37000 | 19.5 | 12.1 | 9.85 | 1.8 | 95 | 93 | 210288148
KLIMAIRE | KMIR218-H221-2 | KLIMAIRE ¦ KLIMAIRE | KSIH009-H225-IW-2 ¦ KDIP09-H2 |  |  | 18000 | 19000 | 20 | 12.25 | 10 | 2 | 77 | 68 | 209862183
TGM | MMRSHT27AS3 | TGM ¦ TGM | MSAG11B-09HRFN1-MX7W(GA) ¦ MTIU-09HWFN1-M |  |  | 27400 | 28000 | 22.25 | 11.95 | 9.2 | 2 | 75 | 67 | 209843050
TGM | MMRSHT18AS2 | TGM | *** | *** | *** | 18000 | 19000 | 19 | 12 | 9.8 | 2 | 78 | 70 | 209843046
CLASSIC | MMRSHC18AS2 | CLASSIC ¦ CLASSIC | MSAG11B-09HRFN1-MX7W(GA) ¦ MTIU-09HWFN1-M |  |  | 18000 | 19000 | 20 | 12.25 | 10 | 2 | 77 | 68 | 209843035
CLASSIC | MMRSHC18AS2 | CLASSIC | *** | *** | *** | 18000 | 19000 | 19 | 12 | 9.8 | 2 | 78 | 70 | 209843034
THERMOCORE SYSTEMS | T423D-H224-C | THERMOCORE SYSTEMS ¦ THERMOCORE SYSTEMS | T3-OS209-EW ¦ MTIU-09HWFN1-M |  |  | 24000 | 24400 | 22.95 | 12.95 | 9.85 | 1.9 | 86 | 75 | 209549028
ECO AIR | M4OI-36HFN1-M | ECO AIR ¦ ECO AIR | MSEPB-09HRFN1-MY5W(GA) ¦ MTIU-09HWFN1-M |  |  | 36000 | 37000 | 20.6 | 12.65 | 10.15 | 1.8 | 92 | 93 | 209319646
ECO AIR | M2OI-18HFN1-M | ECO AIR ¦ ECO AIR | MSEPB-09HRFN1-MY5W(GA) ¦ MTIU-09HWFN1-M |  |  | 19000 | 20000 | 20.5 | 12.25 | 9.55 | 1.88 | 78 | 97 | 209319640
NAKS | NAKS-MULTI AC-27K-208-230 | NAKS ¦ NAKS | MSAG11B-09HRFN1-MX7W(GA) ¦ MTIU-09HWFN1-M |  |  | 27400 | 28000 | 22.25 | 11.95 | 9.2 | 2 | 75 | 67 | 208674974
AIC TECHNOLOGIES | NAKS-MULTI AC-27K-208-230 | AIC TECHNOLOGIES | *** | *** | *** | 28000 | 28000 | 21 | 11.7 | 9.2 | 2 | 79 | 67 | 208674957
MRCOOL | MULTI2-18HP230B | MRCOOL | *** | *** | *** | 18000 | 19000 | 19 | 12 | 9.8 | 2 | 78 | 70 | 208552830
TRUST AIR CONDITIONERS | M5H48H/O4S4P | TRUST AIR CONDITIONERS ¦ TRUST AIR CONDITIONERS | IUMDL09H/I43P ¦ IS09H/I4S41P |  |  | 47500 | 49000 | 21.35 | 11.7 | 9.35 | 2 | 73 | 89 | 208284496
TRUST AIR CONDITIONERS | M2H18H/O4S4P | TRUST AIR CONDITIONERS ¦ TRUST AIR CONDITIONERS | IUMDL09H/I43P ¦ IS09H/I4S41P |  |  | 19000 | 20000 | 20.5 | 12.25 | 9.55 | 1.88 | 78 | 97 | 208284487
TRUST AIR CONDITIONERS | M3S27H/O4S4P | TRUST AIR CONDITIONERS | *** | *** | *** | 28000 | 28000 | 21 | 11.7 | 9.2 | 2 | 79 | 67 | 208284477
DUCTLESSAIRE | DA27-3Z-0* | DUCTLESSAIRE ¦ DUCTLESSAIRE | MSAG11B-09HRFN1-MX7W(GA) ¦ MTIU-09HWFN1-M |  |  | 27400 | 28000 | 22.25 | 11.95 | 9.2 | 2 | 75 | 67 | 208136326
SEA BREEZE+ | HMZ36H424ZMO | SEA BREEZE+ | *** | *** | *** | 36000 | 37000 | 19 | 11.7 | 10 | 1.7 | 95 | 89 | 208128298
SEA BREEZE+ | MZ18H424ZMO | SEA BREEZE+ | *** | *** | *** | 18000 | 19000 | 19 | 12 | 9.8 | 2 | 78 | 70 | 208128283
DIRECT AIR | DIRM-48HXPRO28-5Z | DIRECT AIR | *** | *** | *** | 47000 | 49000 | 20.9 | 11.7 | 8.9 | 2 | 73 | 87 | 207743795
DIRECT AIR | DIRM-36HXPRO28-4Z | DIRECT AIR ¦ DIRECT AIR | DIRM-09HP-WM ¦ DIRM-09HP-DUH |  |  | 36000 | 37000 | 20.6 | 12.65 | 10.15 | 1.8 | 92 | 93 | 207743793
DIRECT AIR | DIRM-28HXPRO28-3Z | DIRECT AIR ¦ DIRECT AIR | DIRM-09HP-WM ¦ DIRM-09HP-DUH |  |  | 28000 | 28000 | 21.5 | 12.1 | 10.05 | 1.8 | 96 | 89 | 207743790
DIRECT AIR | DIRM-18HXPRO28-2Z | DIRECT AIR | *** | *** | *** | 19000 | 20000 | 19 | 12 | 9.3 | 1.85 | 80 | 95 | 207743786
AURORA | AU-MU27-2A-U | AURORA ¦ AURORA | AU-BS09HR-2A-I ¦ AU-LCF09-2A-I |  |  | 27400 | 28000 | 22.25 | 11.95 | 9.2 | 2 | 75 | 67 | 207743712
AURORA | AU-MU27-2A-U | AURORA | *** | *** | *** | 28000 | 28000 | 21 | 11.7 | 9.2 | 2 | 79 | 67 | 207743711
MOOVAIR | DMA36HOM25230X3 | MOOVAIR ¦ MOOVAIR | DE09HIW23230E3 ¦ DM09HIW23230E3 |  |  | 36000 | 37000 | 20.6 | 12.65 | 10.15 | 1.8 | 92 | 93 | 207742549
MOOVAIR | DMA18HOM25230X3 | MOOVAIR ¦ MOOVAIR | DE09HIW23230E3 ¦ DM09HIW23230E3 |  |  | 19000 | 20000 | 20.5 | 12.25 | 9.55 | 1.88 | 78 | 97 | 207742543
MOOVAIR | DMA18HOM25230X3 | MOOVAIR | *** | *** | *** | 19000 | 20000 | 19 | 12 | 9.3 | 1.85 | 80 | 95 | 207742542
MOOVAIR | DMA27HOM23230X2 | MOOVAIR | *** | *** | *** | 28000 | 28000 | 21 | 11.7 | 9.2 | 2 | 79 | 67 | 207742533
MOOVAIR | DMA18HOM23230X2 | MOOVAIR | *** | *** | *** | 18000 | 19000 | 19 | 12 | 9.8 | 2 | 78 | 70 | 207742530
ELIOS | DEA27HOM23230X2 | ELIOS | *** | *** | *** | 28000 | 28000 | 21 | 11.7 | 9.2 | 2 | 79 | 67 | 207742476
ELIOS | DEA48HOM25230X3 | ELIOS | *** | *** | *** | 47000 | 49000 | 20.9 | 11.7 | 8.9 | 2 | 73 | 87 | 207742470
ELIOS | DEA36HOM25230X3 | ELIOS ¦ ELIOS | DE09HIW23230E3 ¦ DM09HIW23230E3 |  |  | 36000 | 37000 | 20.6 | 12.65 | 10.15 | 1.8 | 92 | 93 | 207742468
ELIOS | DEA27HOM25230X3 | ELIOS ¦ ELIOS | DE09HIW23230E3 ¦ DM09HIW23230E3 |  |  | 28000 | 28000 | 21.5 | 12.1 | 10.05 | 1.8 | 96 | 89 | 207742465
ELIOS | DEA27HOM25230X3 | ELIOS | *** | *** | *** | 28000 | 28000 | 20 | 11.7 | 9.5 | 1.8 | 96 | 89 | 207742464
C&H | CH-HPR48M-230VO | C&H | *** | *** | *** | 47000 | 49000 | 20.9 | 11.7 | 8.9 | 2 | 73 | 87 | 207742382
C&H | CH-HPR28M-230VO | C&H ¦ C&H | CH-09DKT230VI ¦ CH-D09MSPHWM-230VI |  |  | 28000 | 28000 | 21.5 | 12.1 | 10.05 | 1.8 | 96 | 89 | 207742378
C&H | CH-28MES-230VO | C&H | *** | *** | *** | 28000 | 28000 | 21 | 11.7 | 9.2 | 2 | 79 | 67 | 207742365
C&H | CH-18MES-230VO | C&H | *** | *** | *** | 18000 | 19000 | 19 | 12 | 9.8 | 2 | 78 | 70 | 207742362
MDV | M3OJ-24HFN1-M-L | MDV ¦ MDV | CS11M-09HRFN1-MX0W(A) ¦ MTIU-09HWFN1-M |  |  | 24000 | 24400 | 20.3 | 12.55 | 9.3 | 1.92 | 76 | 75 | 207699115
LENNOX | MPC030S4M-1P | LENNOX ¦ LENNOX | MMDB009S4-2P ¦ MWMA009S4-3P |  |  | 28000 | 28000 | 22.65 | 12.2 | 9.25 | 2 | 76 | 67 | 207699112
KANIONco | KWSMO-18R410AIHMV | KANIONco | *** | *** | *** | 18000 | 19000 | 19 | 12 | 9.8 | 2 | 78 | 70 | 207691848
YONAN | YSMO-30HRN1 | YONAN ¦ YONAN | MSAG11B-09HRFN1-MX7W(GA) ¦ MTIU-09HWFN1-M |  |  | 27400 | 28000 | 22.25 | 11.95 | 9.2 | 2 | 75 | 67 | 207691835
YONAN | YSMO-30HRN1 | YONAN | *** | *** | *** | 28000 | 28000 | 21 | 11.7 | 9.2 | 2 | 79 | 67 | 207691834
MIDEA | MMCMHAQ24CA3 | MIDEA ¦ MIDEA | DHMSHAQ09XA3 ¦ 40MBDQ09---3 |  |  | 24000 | 24400 | 22.95 | 12.95 | 9.85 | 1.9 | 86 | 75 | 207683476
CanAir | C28MC218H21 | CanAir | *** | *** | *** | 18000 | 19000 | 19 | 12 | 9.8 | 2 | 78 | 70 | 207683263
NAPOLEON | NDHAM-28-O | NAPOLEON ¦ NAPOLEON | NH25-09F-I ¦ NDHAS22-09-I |  |  | 28000 | 28000 | 21.3 | 11.75 | 9.65 | 1.8 | 94 | 89 | 207683240
MIDEA | M3OJ-27HFN1-M-CO | MIDEA | *** | *** | *** | 28000 | 28000 | 21 | 11.7 | 9.2 | 2 | 79 | 67 | 207659306
COMFORTSTAR | CVH-18-2SH | COMFORTSTAR ¦ COMFORTSTAR | CPA-09B ¦ CXH009CD(I) |  |  | 19000 | 20000 | 20.5 | 12.25 | 9.55 | 1.88 | 78 | 97 | 207658978
COMFORTSTAR | CMZ-27-3Z | COMFORTSTAR | *** | *** | *** | 28000 | 28000 | 21 | 11.7 | 9.2 | 2 | 79 | 67 | 207658968
KERR | A-KMH36QV-1 | KERR ¦ KERR | B-KMH09SV-1 ¦ B-KMH09DU-1 |  |  | 36000 | 37000 | 20.6 | 12.65 | 10.15 | 1.8 | 92 | 93 | 207657621
COMFORT-AIRE | A-VMH18DV-1 | COMFORT-AIRE ¦ COMFORT-AIRE | B-VMH09SV-1 ¦ B-VMH09DU-1 |  |  | 19000 | 20000 | 20.5 | 12.25 | 9.55 | 1.88 | 78 | 97 | 207657611
KERR | A-KMH48PV-1 | KERR | *** | *** | *** | 47000 | 49000 | 20.9 | 11.7 | 8.9 | 2 | 73 | 87 | 207657607
KERR | A-KMH18DV-1 | KERR | *** | *** | *** | 19000 | 20000 | 19 | 12 | 9.3 | 1.85 | 80 | 95 | 207657598
KARDA | 3KARDA27MZ3 | KARDA ¦ KARDA | 1PAMSHH09-SZW-25 ¦ 2PAMSDH09 |  |  | 27400 | 28000 | 22.25 | 11.95 | 9.2 | 2 | 75 | 67 | 207657364
PERFECTAIRE | 3PAMSH18-MZO2 | PERFECTAIRE ¦ PERFECTAIRE | 1PAMSHH09-SZW-25 ¦ 2PAMSDH09 |  |  | 18000 | 19000 | 20 | 12.25 | 10 | 2 | 77 | 68 | 207657349
PERFECTAIRE | 3PAMS48-HH-MZO5 | PERFECTAIRE | *** | *** | *** | 47000 | 49000 | 20.9 | 11.7 | 8.9 | 2 | 73 | 87 | 207657345
PERFECTAIRE | 3PAMS27-HH-MZO3 | PERFECTAIRE ¦ PERFECTAIRE | 1PAMSHH09-SZW-25 ¦ 2PAMSDH09 |  |  | 28000 | 28000 | 21.3 | 11.75 | 9.65 | 1.8 | 94 | 89 | 207657340
PERFECTAIRE | 3PAMS18-HH-MZO2 | PERFECTAIRE ¦ PERFECTAIRE | 1PAMSHH09-SZW-25 ¦ 2PAMSDH09 |  |  | 19000 | 20000 | 19.75 | 12.25 | 9.15 | 1.83 | 74 | 93 | 207657337
PERFECTAIRE | 3PAMS18-HH-MZO2 | PERFECTAIRE | *** | *** | *** | 19000 | 20000 | 19 | 12 | 9.3 | 1.85 | 80 | 95 | 207657336
AIRQUEST | DLCMHBH36DAK | AIRQUEST ¦ AIRQUEST | DLFSHAH09XAK ¦ DLFSDAH09XAK |  |  | 36000 | 37000 | 19.5 | 12.1 | 9.85 | 1.8 | 95 | 93 | 207643193
SMART COMFORT | DLCMHBH36DAK | SMART COMFORT ¦ SMART COMFORT | DLFSHAH09XAK ¦ DLFSDAH09XAK |  |  | 36000 | 37000 | 19.5 | 12.1 | 9.85 | 1.8 | 95 | 93 | 207643172
SMART COMFORT | DLCMHBH36DAK | SMART COMFORT | *** | *** | *** | 36000 | 37000 | 19 | 11.7 | 10 | 1.7 | 95 | 89 | 207643171
SMART COMFORT | DLCMRBH18BAK | SMART COMFORT | *** | *** | *** | 18000 | 19000 | 19 | 12 | 9.8 | 2 | 78 | 70 | 207643156
MIDEA | DLCMHBH48EAK | MIDEA | *** | *** | *** | 47000 | 49000 | 20.9 | 11.7 | 8.9 | 2 | 73 | 87 | 207643126
MDV | M5OG-48HFN1-M-[X]-20-L | MDV | *** | *** | *** | 47000 | 49000 | 20.9 | 11.7 | 8.9 | 2 | 73 | 87 | 207658619
MDV | M3OJ-27HFN1-M-L | MDV | *** | *** | *** | 28000 | 28000 | 20.7 | 11.7 | 9.2 | 2 | 79 | 67 | 207658617
COMFORT-AIRE | A-VMH36QV-1 | COMFORT-AIRE ¦ COMFORT-AIRE | B-VMH09SV-1 ¦ B-VMH09DU-1 |  |  | 36000 | 37000 | 20.6 | 12.65 | 10.15 | 1.8 | 92 | 93 | 207657620
COMFORT-AIRE | A-VMH36QV-1 | COMFORT-AIRE | *** | *** | *** | 36000 | 37000 | 19 | 11.7 | 10 | 1.7 | 95 | 89 | 207657616
COMFORT-AIRE | A-VMH28TV-1 | COMFORT-AIRE ¦ COMFORT-AIRE | B-VMH09SV-1 ¦ B-VMH09DU-1 |  |  | 28000 | 28000 | 21.5 | 12.1 | 10.05 | 1.8 | 96 | 89 | 207657614
COMFORT-AIRE | A-VMH28TV-1 | COMFORT-AIRE | *** | *** | *** | 28000 | 28000 | 20 | 11.7 | 9.5 | 1.8 | 96 | 89 | 207657613
KERR | A-KMH28TV-1 | KERR ¦ KERR | B-KMH09SV-1 ¦ B-KMH09DU-1 |  |  | 28000 | 28000 | 21.5 | 12.1 | 10.05 | 1.8 | 96 | 89 | 207657603
KERR | A-KMH18DV-1 | KERR ¦ KERR | B-KMH09SV-1 ¦ B-KMH09DU-1 |  |  | 19000 | 20000 | 20.5 | 12.25 | 9.55 | 1.88 | 78 | 97 | 207657600
KARDA | 3KARDA27MZ3 | KARDA | *** | *** | *** | 28000 | 28000 | 21 | 11.7 | 9.2 | 2 | 79 | 67 | 207657362
KARDA | 3KARDA18MZ2 | KARDA | *** | *** | *** | 18000 | 19000 | 19 | 12 | 9.8 | 2 | 78 | 70 | 207657360
PERFECTAIRE | 3PAMSH27-MZO3 | PERFECTAIRE | *** | *** | *** | 28000 | 28000 | 21 | 11.7 | 9.2 | 2 | 79 | 67 | 207657350
PERFECTAIRE | 3PAMSH18-MZO2 | PERFECTAIRE | *** | *** | *** | 18000 | 19000 | 19 | 12 | 9.8 | 2 | 78 | 70 | 207657348
PERFECTAIRE | 3PAMS36-HH-MZO4 | PERFECTAIRE ¦ PERFECTAIRE | 1PAMSHH09-SZW-25 ¦ 2PAMSDH09 |  |  | 36000 | 37000 | 19.5 | 12.1 | 9.85 | 1.8 | 95 | 93 | 207657343
PERFECTAIRE | 3PAMS36-HH-MZO4 | PERFECTAIRE | *** | *** | *** | 36000 | 37000 | 19 | 11.7 | 10 | 1.7 | 95 | 89 | 207657342
PERFECTAIRE | 3PAMS27-HH-MZO3 | PERFECTAIRE | *** | *** | *** | 28000 | 28000 | 20 | 11.7 | 9.5 | 1.8 | 96 | 89 | 207657338
AIRQUEST | DLCMHBH36DAK | AIRQUEST | *** | *** | *** | 36000 | 37000 | 19 | 11.7 | 10 | 1.7 | 95 | 89 | 207643192
AIRQUEST | DLCMRBH18BAK | AIRQUEST ¦ AIRQUEST | DLFSHAH09XAK ¦ DLFSDAH09XAK |  |  | 18000 | 19000 | 20 | 12.25 | 10 | 2 | 77 | 68 | 207643178
SMART COMFORT | DLCMRBH18BAK | SMART COMFORT ¦ SMART COMFORT | DLFSHAH09XAK ¦ DLFSDAH09XAK |  |  | 18000 | 19000 | 20 | 12.25 | 10 | 2 | 77 | 68 | 207643157
TEMPSTAR | DLCMHBH36DAK | TEMPSTAR | *** | *** | *** | 36000 | 37000 | 19 | 11.7 | 10 | 1.7 | 95 | 89 | 207643150
TEMPSTAR | DLCMRBH18BAK | TEMPSTAR ¦ TEMPSTAR | DLFSHAH09XAK ¦ DLFSDAH09XAK |  |  | 18000 | 19000 | 20 | 12.25 | 10 | 2 | 77 | 68 | 207643136
MIDEA | DLCMHBH36DAK | MIDEA ¦ MIDEA | DLFSHAH09XAK ¦ DLFSDAH09XAK |  |  | 36000 | 37000 | 19.5 | 12.1 | 9.85 | 1.8 | 95 | 93 | 207643130
Cooper&Hunter | CH-HPR48M-230VO | Cooper&Hunter | *** | *** | *** | 47000 | 49000 | 20.9 | 11.7 | 8.9 | 2 | 73 | 87 | 210799637
Cooper&Hunter | CH-18MES-230VO | Cooper&Hunter | *** | *** | *** | 18000 | 19000 | 19 | 12 | 9.8 | 2 | 78 | 70 | 210799617
Relief Sciences | LANG27OD25-3 | Relief Sciences | *** | *** | *** | 28000 | 28000 | 21 | 11.7 | 9.2 | 2 | 79 | 67 | 210655379
Relief Sciences | LANG24OD25-2 | Relief Sciences ¦ Relief Sciences | LANG09ID-25 ¦ MTIU-09HWFN1-M |  |  | 18000 | 19000 | 20 | 12.25 | 10 | 2 | 77 | 68 | 210655377
MDV | M2OI-18HFN1-M-L | MDV ¦ MDV | CS11M-09HRFN1-MX0W(A) ¦ MTIU-09HWFN1-M |  |  | 19000 | 20000 | 20.35 | 12.25 | 9.55 | 1.88 | 78 | 97 | 210644066
Conforto | MHMZ548DA | Conforto ¦ Conforto | MHWAL09DA ¦ DHWAL09DA |  |  | 47500 | 49000 | 21.35 | 11.7 | 9.35 | 2 | 73 | 89 | 210605821
ECO AC | EMH-3O27BBH | ECO AC ¦ ECO AC | MSAG11B-09HRFN1-MX7W(GA) ¦ EHH-D09BA |  |  | 28000 | 28000 | 21.3 | 11.75 | 9.65 | 1.8 | 94 | 89 | 210586156
ECO AC | EMH-2O18BBH | ECO AC | *** | *** | *** | 19000 | 20000 | 19 | 12 | 9.3 | 1.85 | 80 | 95 | 210586152
Durastar | DRA2H18M1A | Durastar ¦ Durastar | DRAW09F1A ¦ DRAD09F1A |  |  | 19000 | 20000 | 19.75 | 12.25 | 9.15 | 1.83 | 74 | 93 | 210568213
AIRDACH | AMSH1800VM1-D | AIRDACH ¦ AIRDACH | MSAG11B-09HRFN1-MX7W(GA) ¦ MTIU-09HWFN1-M |  |  | 18000 | 19000 | 20 | 12.25 | 10 | 2 | 77 | 68 | 210474673
AIRDACH | AMSH1800VM1-D | AIRDACH | *** | *** | *** | 18000 | 19000 | 19 | 12 | 9.8 | 2 | 78 | 70 | 210474672
CTMorley | MOU-4A36H-2 | CTMorley | *** | *** | *** | 36000 | 37000 | 19 | 11.7 | 10 | 1.7 | 95 | 89 | 210288147
CTMorley | MOU-3A27H-2 | CTMorley | *** | *** | *** | 28000 | 28000 | 20 | 11.7 | 9.5 | 1.8 | 96 | 89 | 210288144
CTMorley | MOU-2A18H-2 | CTMorley ¦ CTMorley | MIU-A09D-2 ¦ MIU-A09W-2 |  |  | 19000 | 20000 | 19.75 | 12.25 | 9.15 | 1.83 | 74 | 93 | 210288142
CTMorley | MOU-2A18H-2 | CTMorley | *** | *** | *** | 19000 | 20000 | 19 | 12 | 9.3 | 1.85 | 80 | 95 | 210288141
CTMorley | MOU-3A27G-2 | CTMorley ¦ CTMorley | MIU-A09D-2 ¦ MIU-A09W-2 |  |  | 27400 | 28000 | 22.25 | 11.95 | 9.2 | 2 | 75 | 67 | 210288133
CTMorley | MOU-2A18G-2 | CTMorley ¦ CTMorley | MIU-A09D-2 ¦ MIU-A09W-2 |  |  | 18000 | 19000 | 20 | 12.25 | 10 | 2 | 77 | 68 | 210288130
KLIMAIRE | KMIR327-H217-2 | KLIMAIRE ¦ KLIMAIRE | KSIH009-H225-IW-2 ¦ KDIP09-H2 |  |  | 27400 | 28000 | 22.25 | 11.95 | 9.2 | 2 | 75 | 67 | 209862189
CLASSIC | MMRSHC27AS3 | CLASSIC | *** | *** | *** | 28000 | 28000 | 21 | 11.7 | 9.2 | 2 | 79 | 67 | 209843037
BRYANT | 538TEQ018RCMAAAA | BRYANT ¦ BRYANT | 619PEQ009BBMAAAA ¦ 619REQ009DBMAAAA |  |  | 17500 | 18200 | 18.5 | 12.5 | 8.15 |  | 60 |  | 8310257
AirEase | 4DHP1S30M-1P | AirEase ¦ AirEase | DWM109S4-2P ¦ DMD209S4-1P |  |  | 28000 | 28000 | 21.5 | 11.75 | 8.85 |  | 62 |  | 204462379
DUCANE | 4DHP1S18M-2P | DUCANE ¦ DUCANE | DWM109S4-2P ¦ DMD209S4-1P |  |  | 18000 | 18000 | 20.35 | 11.85 | 9.05 |  | 64 |  | 204462378
AirEase | 4DHP1S18M-1P | AirEase ¦ AirEase | DWM109S4-2P ¦ DMD209S4-1P |  |  | 18000 | 18000 | 20.35 | 11.85 | 9.05 |  | 64 |  | 204462369
BOSCH | BMS500-AAM018-1CSXRA | BOSCH ¦ BOSCH | BMS500-AAU009-1AHDXB ¦ BMS500-AAU009-1AHDXB |  |  | 18000 | 18000 | 20.35 | 11.85 | 9.05 |  | 64 |  | 203991188
BOSCH | BMS500-AAM018-1CSXRA | BOSCH | *** | *** | *** | 18000 | 18000 | 18.3 | 11.7 | 9 |  | 63 |  | 203991173
PERFECTAIRE | 2PAMSH18-MZO2 | PERFECTAIRE | *** | *** | *** | 18000 | 18000 | 18.3 | 11.7 | 9 |  | 63 |  | 202882207
KARDA | 2PAMSH18-MZO2 | KARDA ¦ KARDA | 1PAMSHH09-SZW-25 ¦ 2PAMSDH09 |  |  | 18000 | 18000 | 19.4 | 11.7 | 8.85 |  | 62 |  | 202882200
ELIOS | DE18HOM23230X2 | ELIOS | *** | *** | *** | 18000 | 18000 | 18.3 | 11.7 | 9 |  | 63 |  | 202635795
CARRIER | 38MGRQ18B--3 | CARRIER | *** | *** | *** | 18000 | 18000 | 18.3 | 11.7 | 9 |  | 63 |  | 202345965
DUCANE | 4DHP1S18M-1P | DUCANE | *** | *** | *** | 18000 | 18000 | 18.3 | 11.7 | 9 |  | 63 |  | 202110473
MIDEA | M2OF-18HFN1-M | MIDEA | *** | *** | *** | 18000 | 18000 | 18.3 | 11.7 | 9 |  | 63 |  | 201863403
MIDEA | 38MGRQ18B--3 | MIDEA | *** | *** | *** | 18000 | 18000 | 18.3 | 11.7 | 9 |  | 63 |  | 201847071
TEMPSTAR | DLCMRAH18BAK | TEMPSTAR | *** | *** | *** | 18000 | 18000 | 18.3 | 11.7 | 9 |  | 63 |  | 201835792
HEIL | DLCMRAH18BAK | HEIL | *** | *** | *** | 18000 | 18000 | 18.3 | 11.7 | 9 |  | 63 |  | 201835696
DAY & NIGHT | DLCMRAH18BAK | DAY & NIGHT | *** | *** | *** | 18000 | 18000 | 18.3 | 11.7 | 9 |  | 63 |  | 201835624
COMFORTMAKER | DLCMRAH18BAK | COMFORTMAKER | *** | *** | *** | 18000 | 18000 | 18.3 | 11.7 | 9 |  | 63 |  | 201835576
KLIMAIRE | KMIR218-H221 | KLIMAIRE | *** | *** | *** | 18000 | 18000 | 18.3 | 11.7 | 9 |  | 63 |  | 201766727
MDV | C2OE-18HFN1-M | MDV ¦ MDV | CS11M-09HRFN1-MX0W(A) ¦ CTBU-09HWFN1-M(C) |  |  | 17500 | 18200 | 18.5 | 12.5 | 8.15 |  | 60 |  | 8310252
MDV | C2OE-18HFN1-M | MDV | *** | *** | *** | 17000 | 18000 | 17 | 12.5 | 8 |  | 61 |  | 7917636
COMFORTMAKER | DLCMRBH18BAK | COMFORTMAKER | *** | *** | *** | 18000 | 19000 | 19 | 12 | 9.8 | 2 | 78 | 70 | 207643009
ARCOAIRE | DLCMHBH36DAK | ARCOAIRE ¦ ARCOAIRE | DLFSHAH09XAK ¦ DLFSDAH09XAK |  |  | 36000 | 37000 | 19.5 | 12.1 | 9.85 | 1.8 | 95 | 93 | 207643004
MIDEA | 38MGHBQ48EA3 | MIDEA | *** | *** | *** | 47000 | 49000 | 20.9 | 11.7 | 8.9 | 2 | 73 | 87 | 207642973
MIDEA | 38MGRBQ18BA3 | MIDEA ¦ MIDEA | DHMSHAQ09XA3 ¦ 40MBDQ09---3 |  |  | 18000 | 19000 | 20.95 | 12.95 | 10.15 | 2 | 76 | 68 | 207642962
Weathermaker | 38MGHBQ36DA3 | Weathermaker ¦ Weathermaker | DHMSHAQ09XA3 ¦ 40MBDQ09---3 |  |  | 36000 | 37000 | 20.6 | 12.65 | 10.15 | 1.8 | 92 | 93 | 207642956
Weathermaker | 38MGRBQ18BA3 | Weathermaker ¦ Weathermaker | DHMSHAQ09XA3 ¦ 40MBDQ09---3 |  |  | 18000 | 19000 | 20.95 | 12.95 | 10.15 | 2 | 76 | 68 | 207642941
PAYNE | 38MGHBQ36DA3 | PAYNE ¦ PAYNE | DHMSHAQ09XA3 ¦ 40MBDQ09---3 |  |  | 36000 | 37000 | 20.6 | 12.65 | 10.15 | 1.8 | 92 | 93 | 207642935
PAYNE | 38MGHBQ30DA3 | PAYNE | *** | *** | *** | 30000 | 30000 | 20 | 12 | 9.2 | 1.68 | 90 | 80 | 207642925
PAYNE | 38MGHBQ24CA3 | PAYNE | *** | *** | *** | 24000 | 24000 | 21.3 | 12.5 | 9.7 | 1.9 | 90 | 75 | 207642922
BRYANT | 38MGHBQ30DA3 | BRYANT ¦ BRYANT | DHMSHAQ09XA3 ¦ 40MBDQ09---3 |  |  | 30000 | 30000 | 23 | 12.5 | 9.5 | 1.74 | 93 | 82 | 207642905
BRYANT | 38MGHBQ24CA3 | BRYANT | *** | *** | *** | 24000 | 24000 | 21.3 | 12.5 | 9.7 | 1.9 | 90 | 75 | 207642901
BRYANT | 38MGRBQ18BA3 | BRYANT ¦ BRYANT | DHMSHAQ09XA3 ¦ 40MBDQ09---3 |  |  | 18000 | 19000 | 20.95 | 12.95 | 10.15 | 2 | 76 | 68 | 207642899
CARRIER | 38MGHBQ36DA3 | CARRIER ¦ CARRIER | DHMSHAQ09XA3 ¦ 40MBDQ09---3 |  |  | 36000 | 37000 | 20.6 | 12.65 | 10.15 | 1.8 | 92 | 93 | 207642893
CARRIER | 38MGHBQ48EA3 | CARRIER ¦ CARRIER | DHMSHAQ09XA3 ¦ 40MBDQ09---3 |  |  | 47500 | 49000 | 21.35 | 11.7 | 9.35 | 2 | 73 | 89 | 207642890
CARRIER | 38MGRBQ18BA3 | CARRIER | *** | *** | *** | 18000 | 19000 | 19 | 12 | 9.8 | 2 | 78 | 70 | 207642877
LBG Products | LMUHB48DO | LBG Products | *** | *** | *** | 47000 | 49000 | 20.9 | 11.7 | 8.9 | 2 | 73 | 87 | 207641326
LBG Products | LMHB18DO | LBG Products ¦ LBG Products | LBHB09DUI ¦ LMHB09DFI |  |  | 18000 | 19000 | 20 | 12.25 | 10 | 2 | 77 | 68 | 207641306
BLUERIDGE | BMM36HHC | BLUERIDGE ¦ BLUERIDGE | BM09M22WM ¦ MTIU-09HWFN1-M |  |  | 36000 | 37000 | 19.5 | 12.1 | 9.85 | 1.8 | 95 | 93 | 207641299
BLUERIDGE | BMM27C | BLUERIDGE | *** | *** | *** | 28000 | 28000 | 21 | 11.7 | 9.2 | 2 | 79 | 67 | 207641282
NOVAIR | LEA27MZ-3P-25SK-O | NOVAIR ¦ NOVAIR | 09EVONVI ¦ MTIU-09HWFN1-M |  |  | 27400 | 28000 | 22.25 | 11.95 | 9.2 | 2 | 75 | 67 | 207641275
MDV | M3OJ-27HFN1-M* | MDV ¦ MDV | CS11M-09HRFN1-MX0W(A) ¦ MTIU-09HWFN1-M |  |  | 27400 | 28000 | 22.25 | 11.95 | 9.2 | 2 | 75 | 67 | 207641254
MDV | M3OI-24HFN1-M | MDV ¦ MDV | CS11M-09HRFN1-MX0W(A) ¦ MTIU-09HWFN1-M |  |  | 24000 | 24000 | 21.55 | 12.4 | 10.35 | 1.8 | 100 | 100 | 207618261
MDV | M4OG-30HFN1-M | MDV | *** | *** | *** | 30000 | 30000 | 20 | 12 | 9.2 | 1.68 | 90 | 80 | 207617654
MDV | M3OJ-24HFN1-M | MDV | *** | *** | *** | 24000 | 24000 | 21.3 | 12.5 | 9.7 | 1.9 | 90 | 75 | 207617651
Convectair | 8522-C48-O | Convectair ¦ Convectair | 8028-C09-I ¦ MTIU-09HWFN1-M |  |  | 47500 | 49000 | 21.35 | 11.7 | 9.35 | 2 | 73 | 89 | 207590854
Convectair | 8322-C27-O | Convectair ¦ Convectair | 8028-C09-I ¦ MTIU-09HWFN1-M |  |  | 28000 | 28000 | 21.5 | 12.1 | 10.05 | 1.8 | 96 | 89 | 207590851
Convectair | 8222-C18-O | Convectair ¦ Convectair | 8028-C09-I ¦ MTIU-09HWFN1-M |  |  | 19000 | 20000 | 20.5 | 12.25 | 9.55 | 1.88 | 78 | 97 | 207590848
Convectair | 8222-C18-O | Convectair | *** | *** | *** | 19000 | 20000 | 19 | 12 | 9.3 | 1.85 | 80 | 95 | 207590847
MDV | M2OA-18HFN1-M | MDV | *** | *** | *** | 18000 | 19000 | 19 | 12 | 9.8 | 2 | 78 | 70 | 206714980
Breeze33 | BZ33-HP182Z2 | Breeze33 ¦ Breeze33 | BZ33-DIDU9 ¦ BZ33-HYP09WALL2 |  |  | 18000 | 18000 | 20.35 | 11.85 | 9.05 |  | 64 |  | 204707607
CONCORD | 4DHP1S18M-2P | CONCORD | *** | *** | *** | 18000 | 18000 | 18.3 | 11.7 | 9 |  | 63 |  | 204462415
Armstrong Air | 4DHP1S18M-2P | Armstrong Air | *** | *** | *** | 18000 | 18000 | 18.3 | 11.7 | 9 |  | 63 |  | 204462414
Armstrong Air | 4DHP1S18M-1P | Armstrong Air | *** | *** | *** | 18000 | 18000 | 18.3 | 11.7 | 9 |  | 63 |  | 204462410
Armstrong Air | 4DHP1S30M-2P | Armstrong Air ¦ Armstrong Air | DWM109S4-2P ¦ DMD209S4-1P |  |  | 28000 | 28000 | 21.5 | 11.75 | 8.85 |  | 62 |  | 204462386
AirEase | 4DHP1S30M-2P | AirEase ¦ AirEase | DWM109S4-2P ¦ DMD209S4-1P |  |  | 28000 | 28000 | 21.5 | 11.75 | 8.85 |  | 62 |  | 204462384
AC PRO.COM | A3OJ-27HFN1-M | AC PRO.COM ¦ AC PRO.COM | ASEPB-09HRFN1-MY5W(GA) ¦ ATIU-09HWFN1-M |  |  | 28000 | 28000 | 22.8 | 12.2 | 9.35 | 2 | 76 | 67 | 207827127
DIYCOOL | ACIQ-36Z-HH-M4B | DIYCOOL | *** | *** | *** | 36000 | 37000 | 19 | 11.7 | 10 | 1.7 | 95 | 89 | 207825595
DIYCOOL | ACIQ-27Z-HH-M3B | DIYCOOL | *** | *** | *** | 28000 | 28000 | 20 | 11.7 | 9.5 | 1.8 | 96 | 89 | 207825592
DIYCOOL | ACIQ-18Z-HH-M2B | DIYCOOL ¦ DIYCOOL | ACIQ-09W-HH-MB ¦ ACIQ-09CD-HH-MB |  |  | 19000 | 20000 | 20.5 | 12.25 | 9.55 | 1.88 | 78 | 97 | 207825590
ACIQ | ACIQ-36Z-HH-M4B | ACIQ | *** | *** | *** | 36000 | 37000 | 19 | 11.7 | 10 | 1.7 | 95 | 89 | 207825583
BLUERIDGE | BMM27HH2C | BLUERIDGE ¦ BLUERIDGE | BMY9HH28WM ¦ MTIU-09HWFN1-M |  |  | 27000 | 27000 | 20.4 | 12 | 10 | 1.8 | 85 | 100 | 212360180
MDV | M3OK-27HFN1-M* | MDV ¦ MDV | MSAG11B-09HRFN1-MX7W(GA) ¦ MTIU-09HWFN1-M |  |  | 27000 | 27000 | 19.75 | 11.8 | 9.8 | 1.8 | 84 | 100 | 212360177
STEALTH | ES-27Z-M3B | STEALTH ¦ STEALTH | ACIQ-09CD-HH-MB ¦ ACIQ-09W-HH-MC |  |  | 28000 | 28000 | 22.8 | 12.2 | 9.35 | 2 | 76 | 67 | 212316211
STEALTH | ACIQ-18Z-HH-M2B | STEALTH ¦ STEALTH | ACIQ-09CD-HH-MB ¦ ACIQ-09W-HH-MB |  |  | 19000 | 20000 | 20.5 | 12.25 | 9.55 | 1.88 | 78 | 97 | 212316173
STEALTH | ACIQ-18Z-HH-M2B | STEALTH | *** | *** | *** | 19000 | 20000 | 19 | 12 | 9.3 | 1.85 | 80 | 95 | 212316172
PolarWave | ES-27Z-M3B | PolarWave | *** | *** | *** | 28000 | 28000 | 21 | 11.7 | 9.2 | 2 | 79 | 67 | 212316124
PolarWave | ACIQ-27Z-HH-M3B | PolarWave | *** | *** | *** | 28000 | 28000 | 20 | 11.7 | 9.5 | 1.8 | 96 | 89 | 212316089
PolarWave | ACIQ-18Z-HH-M2B | PolarWave | *** | *** | *** | 19000 | 20000 | 19 | 12 | 9.3 | 1.85 | 80 | 95 | 212316086
PREMIUM LEVELLA | PIAWMZ278800B | PREMIUM LEVELLA | *** | *** | *** | 28000 | 28000 | 21 | 11.7 | 9.2 | 2 | 79 | 67 | 211991191
PREMIUM LEVELLA | PIAWMZ188800B | PREMIUM LEVELLA | *** | *** | *** | 18000 | 19000 | 19 | 12 | 9.8 | 2 | 78 | 70 | 211991187
DUOHOME | D3OJ-27HFN1-M | DUOHOME ¦ DUOHOME | DSAG11B-09HRFN1-MX7W(GA) ¦ MTIU-09HWFN1-M |  |  | 27400 | 28000 | 22.25 | 11.95 | 9.2 | 2 | 75 | 67 | 211911393
KADEN | KO-PS218HP-2AAMA | KADEN | *** | *** | *** | 18000 | 19000 | 19 | 12 | 9.8 | 2 | 78 | 70 | 211793561
LPS Legacy | DLCMRBH18BAK | LPS Legacy | *** | *** | *** | 18000 | 19000 | 19 | 12 | 9.8 | 2 | 78 | 70 | 211756557
LPS Legacy | DLCMHBH36DAK | LPS Legacy | *** | *** | *** | 36000 | 37000 | 19 | 11.7 | 10 | 1.7 | 95 | 89 | 211756519
LPS Legacy | DLCMRAH18BAK | LPS Legacy | *** | *** | *** | 18000 | 18000 | 18.3 | 11.7 | 9 |  | 63 |  | 211756512
Mitsutomo | HO-MP48-AB-Q | Mitsutomo | *** | *** | *** | 47000 | 49000 | 20.9 | 11.7 | 8.9 | 2 | 73 | 87 | 211306411
Mitsutomo | HO-MQ36-AB-Q | Mitsutomo ¦ Mitsutomo | HW-UZ09-AB-Q ¦ MTIU-09HWFN1-M |  |  | 36000 | 37000 | 19.5 | 12.1 | 9.85 | 1.8 | 95 | 93 | 211306409
Mitsutomo | HO-MD18-AB-Q | Mitsutomo ¦ Mitsutomo | HW-UZ09-AB-Q ¦ MTIU-09HWFN1-M |  |  | 19000 | 20000 | 19.75 | 12.25 | 9.15 | 1.83 | 74 | 93 | 211306403
DIYCOOL | ES-27Z-M3B | DIYCOOL ¦ DIYCOOL | ACIQ-09W-HH-MB ¦ ACIQ-09CD-HH-MB |  |  | 28000 | 28000 | 22.8 | 12.2 | 9.35 | 2 | 76 | 67 | 210857406
ACIQ | ES-27Z-M3B | ACIQ ¦ ACIQ | ACIQ-09W-HH-MB ¦ ACIQ-09CD-HH-MB |  |  | 28000 | 28000 | 22.8 | 12.2 | 9.35 | 2 | 76 | 67 | 210857388
1HVAC | ES-27Z-M3B | 1HVAC ¦ 1HVAC | ACIQ-09W-HH-MB ¦ ACIQ-09CD-HH-MB |  |  | 28000 | 28000 | 22.8 | 12.2 | 9.35 | 2 | 76 | 67 | 210857370
1HVAC | ES-27Z-M3B | 1HVAC | *** | *** | *** | 28000 | 28000 | 21 | 11.7 | 9.2 | 2 | 79 | 67 | 210857369
1HVAC | ES-18Z-M2B | 1HVAC ¦ 1HVAC | ACIQ-09W-HH-MB ¦ ACIQ-09CD-HH-MB |  |  | 18000 | 19000 | 20.95 | 12.95 | 10.15 | 2 | 76 | 68 | 210857367
DIAMONDAIR | DF18M2Z2 | DIAMONDAIR ¦ DIAMONDAIR | DF2009HMSI ¦ MTIU-09HWFN1-M |  |  | 18000 | 19000 | 20 | 12.25 | 10 | 2 | 77 | 68 | 210857279
Cooper&Hunter | CH-HPR36M-230VO | Cooper&Hunter ¦ Cooper&Hunter | CH-09DKT230VI ¦ CH-D09MSPHWM-230VI |  |  | 36000 | 37000 | 20.6 | 12.65 | 10.15 | 1.8 | 92 | 93 | 210799639
KENMORE | DLCMHBH36DAK | KENMORE | *** | *** | *** | 36000 | 37000 | 19 | 11.7 | 10 | 1.7 | 95 | 89 | 207643108
KEEPRITE | DLCMRBH18BAK | KEEPRITE | *** | *** | *** | 18000 | 19000 | 19 | 12 | 9.8 | 2 | 78 | 70 | 207643072
HEIL | DLCMHBH36DAK | HEIL ¦ HEIL | DLFSHAH09XAK ¦ DLFSDAH09XAK |  |  | 36000 | 37000 | 19.5 | 12.1 | 9.85 | 1.8 | 95 | 93 | 207643067
HEIL | DLCMHBH48EAK | HEIL | *** | *** | *** | 47000 | 49000 | 20.9 | 11.7 | 8.9 | 2 | 73 | 87 | 207643063
ARCOAIRE | DLCMHBH36DAK | ARCOAIRE | *** | *** | *** | 36000 | 37000 | 19 | 11.7 | 10 | 1.7 | 95 | 89 | 207643003
Breeze33 | BZ33-HP273Z2 | Breeze33 ¦ Breeze33 | BZ33-DIDU9 ¦ BZ33-HYP09WALL2 |  |  | 28000 | 28000 | 21.5 | 11.75 | 8.85 |  | 62 |  | 204707609
Relief Sciences | LANG27OD35-3 | Relief Sciences ¦ Relief Sciences | LANG09ID-25 ¦ MTIU-09HWFN1-M |  |  | 28000 | 28000 | 21.3 | 11.75 | 9.65 | 1.8 | 94 | 89 | 212615022
TK'S | T2C-18HFN1* | TK'S | *** | *** | *** | 18000 | 19000 | 19 | 12 | 9.8 | 2 | 78 | 70 | 212528007
Custom Comfort | CCOXHAMZ436HP | Custom Comfort | *** | *** | *** | 36000 | 37000 | 19 | 11.7 | 10 | 1.7 | 95 | 89 | 212365437
KANIONco | KWSMO-27R410AIHH | KANIONco ¦ KANIONco | KWSMI-09R410AIHH ¦ MTIU-09HWFN1-M |  |  | 27400 | 28000 | 22.25 | 11.95 | 9.2 | 2 | 75 | 67 | 212360149
KANIONco | KWSMO-18R410AIHH | KANIONco ¦ KANIONco | KWSMI-09R410AIHH ¦ MTIU-09HWFN1-M |  |  | 18000 | 19000 | 20 | 12.25 | 10 | 2 | 77 | 68 | 212360146
KANIONco | KWSMO-18R410AIHH | KANIONco | *** | *** | *** | 18000 | 19000 | 19 | 12 | 9.8 | 2 | 78 | 70 | 212360145
STEALTH | ACIQ-36Z-HH-M4B | STEALTH | *** | *** | *** | 36000 | 37000 | 19 | 11.7 | 10 | 1.7 | 95 | 89 | 212316178
PolarWave | ES-27Z-M3B | PolarWave ¦ PolarWave | ACIQ-09CD-HH-MB ¦ ACIQ-09W-HH-MC |  |  | 28000 | 28000 | 22.8 | 12.2 | 9.35 | 2 | 76 | 67 | 212316125
PolarWave | ES-18Z-M2B | PolarWave ¦ PolarWave | ACIQ-09CD-HH-MB ¦ ACIQ-09W-HH-MC |  |  | 18000 | 19000 | 20.95 | 12.95 | 10.15 | 2 | 76 | 68 | 212316122
Daizuki | DXFM-1823-2Z | Daizuki ¦ Daizuki | DXFU09E426-20 ¦ DXMH09E426-25 |  |  | 18000 | 19000 | 20.95 | 12.95 | 10.15 | 2 | 76 | 68 | 211994919
PREMIUM LEVELLA | PIAWMZ188800B | PREMIUM LEVELLA ¦ PREMIUM LEVELLA | MTIU-09HWFN1-M ¦ MSAG11B-09HRFN1-MX7W(GA) |  |  | 18000 | 19000 | 20 | 12.25 | 10 | 2 | 77 | 68 | 211991189
DUOHOME | D2OA-18HFN1-M | DUOHOME ¦ DUOHOME | DSAG11B-09HRFN1-MX7W(GA) ¦ MTIU-09HWFN1-M |  |  | 18000 | 19000 | 20 | 12.25 | 10 | 2 | 77 | 68 | 211911390
KADEN | KO-PS327HP-2AAMA | KADEN | *** | *** | *** | 28000 | 28000 | 21 | 11.7 | 9.2 | 2 | 79 | 67 | 211793564
LPS Legacy | DLCMHBH36DAK | LPS Legacy ¦ LPS Legacy | DLFSHBH09XAK ¦ DLFSDAH09XAK |  |  | 36000 | 37000 | 19.5 | 12.1 | 9.85 | 1.8 | 95 | 93 | 211756610
LPS Legacy | DLCMRBH18BAK | LPS Legacy ¦ LPS Legacy | DLFSHBH09XAK ¦ DLFSDAH09XAK |  |  | 18000 | 19000 | 20 | 12.25 | 10 | 2 | 77 | 68 | 211756521
Star Air Kontrol | SAK-27-22MUZ/220(OUT)* | Star Air Kontrol ¦ Star Air Kontrol | SAK-9-DTMS/220(IN) ¦ MSAG11B-09HRFN1-MX7W(GA) |  |  | 27400 | 28000 | 22.25 | 11.95 | 9.2 | 2 | 75 | 67 | 211726675
Star Air Kontrol | SAK-18-21MUZ/220(OUT)* | Star Air Kontrol ¦ Star Air Kontrol | SAK-9-DTMS/220(IN) ¦ MSAG11B-09HRFN1-MX7W(GA) |  |  | 18000 | 19000 | 20 | 12.25 | 10 | 2 | 77 | 68 | 211726667
Mitsutomo | HO-MD18-AB-Q | Mitsutomo | *** | *** | *** | 19000 | 20000 | 19 | 12 | 9.3 | 1.85 | 80 | 95 | 211306402
MDV | M2OF-18HFN1-M | MDV ¦ MDV | CS11M-09HRFN1-MX0W(A) ¦ MTIU-09HWFN1-M |  |  | 18000 | 18000 | 20.35 | 11.85 | 9.05 |  | 64 |  | 9857534
PERFECTAIRE | 2PAMSH18-MZO2 | PERFECTAIRE ¦ PERFECTAIRE | 1PAMSHH09-SZW-25 ¦ 2PAMSDH09 |  |  | 18000 | 18000 | 20.35 | 11.85 | 9.05 |  | 64 |  | 10190421
LG | LMU363HV | LG | *** | *** | *** | 30800 | 34000 | 18 | 11.7 | 8.6 |  | 59 |  | 208131891
LG | LMU303HV | LG | *** | *** | *** | 27400 | 30000 | 18.5 | 12 | 8.8 |  | 60 |  | 208131889
LG | LMU243HV | LG | *** | *** | *** | 22000 | 23000 | 18.5 | 12.5 | 9 |  | 63 |  | 208131887
LG | LMU183HV | LG | *** | *** | *** | 17200 | 20000 | 18.5 | 12.5 | 9 |  | 67 |  | 208131885
LG | LMU480HHV | LG | *** | *** | *** | 48000 | 52500 | 18.5 | 12.6 | 10 | 2.02 | 67 | 90 | 206717009
LG | LMU421HHV | LG | *** | *** | *** | 42000 | 48000 | 19 | 13.1 | 10 | 1.92 | 66 | 90 | 206717008
LG | LMU361HHV | LG | *** | *** | *** | 36000 | 45000 | 19 | 13.5 | 10 | 1.93 | 66 | 90 | 206717006
LG | LMU541HV | LG | *** | *** | *** | 50500 | 58000 | 18.5 | 12.5 | 9.3 |  | 64 |  | 206717005
LG | LMU481HV | LG | *** | *** | *** | 48000 | 54000 | 19 | 12.6 | 9.5 |  | 63 |  | 206717004
LG | ARUM036GSS5 | LG ¦ LG | ARNU073TAA4 ¦ ARNU073M2A4 |  |  | 36000 | 48500 | 20 | 14.5 | 10.35 | 1.83 | 63 | 99 | 205967240
LG | ARUM048GSS5 | LG ¦ LG | ARNU093TAA4 ¦ ARNU093M2A4 |  |  | 48000 | 58500 | 20.35 | 12.85 | 10.15 | 1.83 | 64 | 82 | 205967239
LG | ARUM036GSS5 | LG | *** | *** | *** | 36000 | 43500 | 17 | 13.5 | 10.1 | 1.83 | 64 | 110 | 205967238
LG | ARUM048GSS5 | LG | *** | *** | *** | 48000 | 56000 | 17 | 12.2 | 10 | 1.83 | 65 | 86 | 205967236
LG | LMU300HHV | LG | *** | *** | *** | 24600 | 27000 | 17.5 | 11.7 | 9.2 | 1.85 | 66 | 85 | 10445377
LG | LMU240HHV | LG | *** | *** | *** | 20000 | 24000 | 17 | 11.7 | 9.2 | 1.83 | 63 | 90 | 10445375
LG | LMU180HHV | LG | *** | *** | *** | 16500 | 22000 | 17.5 | 12 | 8.6 | 1.83 | 67 | 90 | 10445373
LG | ARUN024GSS4 | LG ¦ LG | ARNU073SBL4 ¦ ARNU073BHA4 |  |  | 24000 | 31200 | 18.15 | 14.8 | 10.2 | 2.16 | 61 | 84 | 10271658
LG | ARUN024GSS4 | LG | *** | *** | *** | 24000 | 31200 | 18.15 | 14.8 | 10.2 | 2.16 | 61 | 84 | 10070563
LG | ARUN048GSS4 | LG ¦ LG | ARNU123SBL4 ¦ ARNU123BHA2 |  |  | 48000 | 54500 | 20 | 13.2 | 10.2 | 2.16 | 66 | 72 | 8717934
LG | ARUN038GSS4 | LG ¦ LG | ARNU093SBL4 ¦ ARNU093BHA2 |  |  | 38000 | 51000 | 20.1 | 14 | 10.6 | 2.16 | 65 | 76 | 8717933
LG | ARUN038GSS4 | LG | *** | *** | *** | 38000 | 51000 | 20.1 | 14 | 10.6 | 2.16 | 65 | 76 | 8717932
LG | ARUN048GSS4 | LG | *** | *** | *** | 48000 | 54500 | 20 | 13.2 | 10.2 | 2.16 | 66 | 72 | 8717930
LG | LMU543HV | LG ¦ LG | LDN127HV4 ¦ LSN120HSV5 |  |  | 50500 | 58000 | 19.55 | 12.55 | 9.3 |  | 64 |  | 210568063
LG | LMU483HV | LG ¦ LG | LDN127HV4 ¦ LSN120HSV5 |  |  | 48000 | 54000 | 19.9 | 12.7 | 9.5 |  | 63 |  | 210568062
LG | LMU543HV | LG | *** | *** | *** | 50500 | 58000 | 18.5 | 12.5 | 9.3 |  | 64 |  | 210529236
LG | LMU483HV | LG | *** | *** | *** | 48000 | 54000 | 19 | 12.6 | 9.5 |  | 63 |  | 210529234
SAMSUNG | AJ036BXS4CH | SAMSUNG ¦ SAMSUNG | AR09CSDABWKN ¦ AC009BNLDCH |  |  | 34000 | 35600 | 20 | 11.75 | 8.8 |  | 59 |  | 207350834
SAMSUNG | AJ024BXS4CH | SAMSUNG ¦ SAMSUNG | AR07CSDAFWKN ¦ AC009BNLDCH |  |  | 25000 | 25000 | 18.75 | 11.8 | 8.65 |  | 59 |  | 207350094
SAMSUNG | AJ020BXS3CH | SAMSUNG ¦ SAMSUNG | AR07CSDAFWKN ¦ AC009BNLDCH |  |  | 21000 | 22000 | 18.25 | 12.45 | 8.65 |  | 59 |  | 207350092
SAMSUNG | AJ020BXJ2CH | SAMSUNG ¦ SAMSUNG | AR09CSDABWKN ¦ AC009BNLDCH |  |  | 18000 | 22000 | 18.75 | 11.9 | 8.4 |  | 58 |  | 207350087
Mitsubishi Electric | MXZ-3C24NA3*** | Mitsubishi Electric ¦ Mitsubishi Electric | MSZ-GL06NA*** ¦ SEZ-KD09NA*** |  |  | 22800 | 24800 | 18 | 12.4 | 9.05 | 2.24 | 59 | 42 | 209949000
Mitsubishi Electric | MXZ-3C24NAHZ4*** | Mitsubishi Electric ¦ Mitsubishi Electric | MSZ-GL06NA*** ¦ SEZ-KD09NA*** |  |  | 22800 | 24800 | 17.25 | 11.75 | 9.25 | 1.81 | 56 | 39 | 209847184
Mitsubishi Electric | MXZ-2C20NAHZ4*** | Mitsubishi Electric ¦ Mitsubishi Electric | MSZ-GL09NA*** ¦ SEZ-KD09NA*** |  |  | 19000 | 22000 | 16.5 | 12.25 | 9.35 | 2.09 | 62 | 47 | 209847183
Mitsubishi Electric | MXZ-3C24NA4*** | Mitsubishi Electric ¦ Mitsubishi Electric | MSZ-GL09NA*** ¦ SEZ-KD09NA*** |  |  | 22800 | 24800 | 18 | 12.4 | 9.3 | 2.23 | 58 | 41 | 209847179
Trane / Mitsubishi Electric | NTXMSM60A182A* | Trane / Mitsubishi Electric ¦ Trane / Mitsubishi Electric | TPEFYP006MA14** ¦ TPLFYP015EM14** |  |  | 60000 | 66000 | 18.5 | 11.95 | 9.75 | 2.18 | 62 | 47 | 207525865
Trane / Mitsubishi Electric | NTXMSH48A182A* | Trane / Mitsubishi Electric ¦ Trane / Mitsubishi Electric | TPEFYP006MA14** ¦ TPLFYP012EM14** |  |  | 48000 | 54000 | 19.5 | 11.8 | 10.5 | 2.03 | 74 | 64 | 207525864
Trane / Mitsubishi Electric | NTXMSH42A152A* | Trane / Mitsubishi Electric ¦ Trane / Mitsubishi Electric | TPEFYP006MA14** ¦ TPLFYP012EM14** |  |  | 42000 | 48000 | 19.75 | 12 | 10.55 | 2.17 | 67 | 53 | 207525862
Mitsubishi Electric | MXZ-SM60NAM | Mitsubishi Electric ¦ Mitsubishi Electric | PEFY-P06NMAU** ¦ PLFY-EP15NEMU** |  |  | 60000 | 66000 | 18.5 | 11.95 | 9.75 | 2.18 | 62 | 47 | 207525859
Mitsubishi Electric | MXZ-SM48NAMHZ | Mitsubishi Electric ¦ Mitsubishi Electric | PEFY-P06NMAU** ¦ PLFY-EP12NEMU** |  |  | 48000 | 54000 | 19.5 | 11.8 | 10.5 | 2.03 | 74 | 64 | 207525858
Mitsubishi Electric | MXZ-SM42NAMHZ | Mitsubishi Electric ¦ Mitsubishi Electric | PEFY-P06NMAU** ¦ PLFY-EP12NEMU** |  |  | 42000 | 48000 | 19.75 | 12 | 10.55 | 2.17 | 67 | 53 | 207525856
Trane / Mitsubishi Electric | NTXMSM60A182B* | Trane / Mitsubishi Electric ¦ Trane / Mitsubishi Electric | TPEFYP006MA14** ¦ TPEFYP006MA14** |  |  | 60000 | 66000 | 18.5 | 11.95 | 9.75 | 2.18 | 62 | 47 | 211016479
Trane / Mitsubishi Electric | NTXMSH48A182B* | Trane / Mitsubishi Electric ¦ Trane / Mitsubishi Electric | TPEFYP006MA14** ¦ TPLFYP012EM14** |  |  | 48000 | 54000 | 19.5 | 11.8 | 10.5 | 2.03 | 74 | 64 | 211016476
Trane / Mitsubishi Electric | NTXMSH42A152B* | Trane / Mitsubishi Electric ¦ Trane / Mitsubishi Electric | TPEFYP006MA14** ¦ TPLFYP012EM14** |  |  | 42000 | 48000 | 19.75 | 12 | 10.55 | 2.17 | 67 | 53 | 211016472
Mitsubishi Electric | MXZ-SM60NAM2 | Mitsubishi Electric ¦ Mitsubishi Electric | PEFY-P06NMAU** ¦ PLFY-EP15NEMU** |  |  | 60000 | 66000 | 18.5 | 11.95 | 9.75 | 2.18 | 62 | 47 | 211016463
Mitsubishi Electric | MXZ-SM48NAMHZ2 | Mitsubishi Electric ¦ Mitsubishi Electric | PEFY-P06NMAU** ¦ PLFY-EP12NEMU** |  |  | 48000 | 54000 | 19.5 | 11.8 | 10.5 | 2.03 | 74 | 64 | 211016460
Mitsubishi Electric | MXZ-SM42NAMHZ2 | Mitsubishi Electric ¦ Mitsubishi Electric | PEFY-P06NMAU** ¦ PLFY-EP12NEMU** |  |  | 42000 | 48000 | 19.75 | 12 | 10.55 | 2.17 | 67 | 53 | 211016454
TOSOT | TM30HMO | TOSOT ¦ TOSOT | TWH09AG25A2DI ¦ TM09HSFDI |  |  | 28400 | 30000 | 18.5 | 11.75 | 9 |  | 90 |  | 211727028
TOSOT | TM24HMO | TOSOT ¦ TOSOT | TWH09AG25A2DI ¦ TM09HSFDI |  |  | 23200 | 24000 | 18.5 | 11.75 | 9 |  | 97 |  | 211727027
KINGHOME | KM30H5O | KINGHOME ¦ KINGHOME | KW09HQ25SAI ¦ KW09HQ25SAI |  |  | 28400 | 30000 | 18.5 | 11.75 | 9 |  | 90 |  | 211497164
KINGHOME | KM24H5O | KINGHOME ¦ KINGHOME | KW09HQ25SAI ¦ KW09HQ25SAI |  |  | 23200 | 24000 | 18.5 | 11.75 | 9 |  | 97 |  | 211497163
TOSOT | TM30HX4O | TOSOT ¦ TOSOT | TW09HXP2A1DI ¦ TM09HFDI |  |  | 28400 | 30000 | 18.5 | 11.75 | 9 |  | 90 |  | 211174358
TOSOT | TM24HX4O | TOSOT ¦ TOSOT | TW09HXP2A1DI ¦ TM09HFDI |  |  | 23200 | 24000 | 18.5 | 11.75 | 9 |  | 97 |  | 211174357
WABBAN | BBM30HX4O | WABBAN ¦ WABBAN | BB09HXP2A1DI ¦ BBM09HFDI |  |  | 28400 | 30000 | 18.5 | 11.75 | 9 |  | 90 |  | 211898809
WABBAN | BBM24HX4O | WABBAN ¦ WABBAN | BB09HXP2A1DI ¦ BBM09HFDI |  |  | 23200 | 24000 | 18.5 | 11.75 | 9 |  | 97 |  | 211898808
GREE | GWHD(30)ND3NO | GREE ¦ GREE | GWH09AGCXD-D3DN***/I ¦ GFH(09)DA-D3DN***/I |  |  | 28400 | 30000 | 18.5 | 11.75 | 9 |  | 90 |  | 210485374
GREE | GWHD(24)ND3NO | GREE ¦ GREE | GWH09AGCXD-D3DN***/I ¦ GFH(09)DA-D3DN***/I |  |  | 23200 | 24000 | 18.5 | 11.75 | 9 |  | 97 |  | 210485373
GREE | MULTI30HP230V1EO | GREE ¦ GREE | 3VIR09HP230V1AH ¦ DUCT09HP230V1BD |  |  | 28400 | 30000 | 18.5 | 11.75 | 9 |  | 90 |  | 210278985
GREE | MULTI24HP230V1EO | GREE ¦ GREE | 3VIR09HP230V1AH ¦ DUCT09HP230V1BD |  |  | 23200 | 24000 | 18.5 | 11.75 | 9 |  | 97 |  | 210278984
GREE | GWHD(30)ND3MO | GREE ¦ GREE | GWH09AGCXD-D3DN***/I ¦ GFH(09)DA-D3DN***/I |  |  | 28400 | 30000 | 18.5 | 11.75 | 9 |  | 90 |  | 208786099
GREE | GWHD(24)ND3MO | GREE ¦ GREE | GWH09AGCXD-D3DN***/I ¦ GFH(09)DA-D3DN***/I |  |  | 23200 | 24000 | 18.5 | 11.75 | 9 |  | 97 |  | 208786098
ICE AIR | VFO-36BQAH | ICE AIR | *** | *** | *** | 36000 | 42000 | 16.5 | 12.6 | 10 |  | 62 |  | 205072392
Cooper & Hunter | CHV6-36URBM | Cooper & Hunter | *** | *** | *** | 36000 | 42000 | 16.5 | 12.6 | 10 |  | 62 |  | 208119918
GE Appliances | ASH218JCDD** | GE Appliances ¦ GE Appliances | USYM09UCDSA* ¦ USYM09UCDSA* |  |  | 18000 | 20000 | 19.5 | 11.95 | 9.25 | 1.52 | 58 | 55 | 207722667
HAIER | 3U24MS2HD** | HAIER ¦ HAIER | USYM07UCDD** ¦ USYM07UCDD** |  |  | 22600 | 25000 | 19 | 11.9 | 9.5 | 1.8 | 63 | 45 | 207722664
HAIER | 2U18MS2HD** | HAIER ¦ HAIER | USYM09UCDSA* ¦ USYM09UCDSA* |  |  | 18000 | 20000 | 19.5 | 11.95 | 9.25 | 1.52 | 58 | 55 | 207722663
Custom Comfort | CCOXHAMZ327HP | Custom Comfort | *** | *** | *** | 27000 | 27000 | 19 | 11.8 | 10 | 1.8 | 85 | 100 | 212631691
Custom Comfort | CCOXHAMZ327HP | Custom Comfort ¦ Custom Comfort | CCOXHASD09 ¦ CCOXHAWM09 |  |  | 27000 | 27000 | 20.4 | 12 | 10 | 1.8 | 85 | 100 | 212631692
GE Appliances | ASH324JCDD** | GE Appliances ¦ GE Appliances | USYM07UCDD** ¦ USYM07UCDD** |  |  | 22600 | 25000 | 19 | 11.9 | 9.5 | 1.8 | 63 | 45 | 207722668
Bladex | B50G-48SPHP1 | Bladex | *** | *** | *** | 47000 | 49000 | 20.9 | 11.7 | 8.9 | 2 | 73 | 87 | 212920657
Bladex | B40I-36SPHP1 | Bladex ¦ Bladex | BWM11B-09HWIU ¦ MTIU-09HWFN1-M |  |  | 36000 | 37000 | 19.5 | 12.1 | 9.85 | 1.8 | 95 | 93 | 212920655
Bladex | B20I-18SPHP1 | Bladex | *** | *** | *** | 19000 | 20000 | 19 | 12 | 9.3 | 1.85 | 80 | 95 | 212920649
Bladex | B20I-18SPHP1 | Bladex ¦ Bladex | BWM11B-09HWIU ¦ MTIU-09HWFN1-M |  |  | 19000 | 20000 | 19.75 | 12.25 | 9.15 | 1.83 | 74 | 93 | 212920650
Bladex | B40I-36SPHP1 | Bladex | *** | *** | *** | 36000 | 37000 | 19 | 11.7 | 10 | 1.7 | 95 | 89 | 212920654
Bladex | B30K-27SPHP1 | Bladex ¦ Bladex | BWM11B-09HWIU ¦ MTIU-09HWFN1-M |  |  | 27000 | 27000 | 19.75 | 11.8 | 9.8 | 1.8 | 84 | 100 | 212920663
Bladex | B30K-27SPHP1 | Bladex | *** | *** | *** | 27000 | 27000 | 19 | 11.8 | 10 | 1.8 | 85 | 100 | 212920652
NOVAIR | LEA36MZ-4P-35SK-O* | NOVAIR | *** | *** | *** | 36000 | 37000 | 19 | 11.7 | 10 | 1.7 | 95 | 89 | 212920683
NOVAIR | LEA36MZ-4P-35SK-O* | NOVAIR ¦ NOVAIR | 2LEA09UUSK-I ¦ MTIU-09HWFN1-M |  |  | 36000 | 37000 | 20.6 | 12.65 | 10.15 | 1.8 | 92 | 93 | 212920684
NOVAIR | LEA20MZ-2P-35SK-O* | NOVAIR ¦ NOVAIR | 2LEA09UUSK-I ¦ MTIU-09HWFN1-M |  |  | 19000 | 20000 | 20.5 | 12.25 | 9.55 | 1.88 | 78 | 97 | 212920681
NOVAIR | LEA20MZ-2P-35SK-O* | NOVAIR | *** | *** | *** | 19000 | 20000 | 19 | 12 | 9.3 | 1.85 | 80 | 95 | 212920680
GREE | GWHD(18)ND3PO | GREE ¦ GREE | GWH09AGCXD-D3DN***/I ¦ GFH(09)DA-D3DN***/I |  |  | 18000 | 19000 | 21 | 12 | 10 | 1.92 | 73 | 71 | 211752945
COMFORMATIC | GFMCX24-H2 | COMFORMATIC ¦ COMFORMATIC | GFMWXE09-H2 ¦ GFMF09-C2 |  |  | 23200 | 24000 | 18.5 | 11.75 | 9 |  | 97 |  | 212925604
CENTURY | A-VMH36QV-1 | CENTURY ¦ CENTURY | B-VMH09SV-1 ¦ B-VMH09DU-1 |  |  | 36000 | 37000 | 20.6 | 12.65 | 10.15 | 1.8 | 92 | 93 | 212940828
CENTURY | A-VMH28TV-1 | CENTURY ¦ CENTURY | B-VMH09SV-1 ¦ B-VMH09DU-1 |  |  | 28000 | 28000 | 21.5 | 12.1 | 10.05 | 1.8 | 96 | 89 | 212940827
CENTURY | A-VMH18DV-1 | CENTURY ¦ CENTURY | B-VMH09SV-1 ¦ B-VMH09DU-1 |  |  | 19000 | 20000 | 20.5 | 12.25 | 9.55 | 1.88 | 78 | 97 | 212940822
CENTURY | A-VMH18DV-1 | CENTURY | *** | *** | *** | 19000 | 20000 | 19 | 12 | 9.3 | 1.85 | 80 | 95 | 212940820
CENTURY | A-VMH36QV-1 | CENTURY | *** | *** | *** | 36000 | 37000 | 19 | 11.7 | 10 | 1.7 | 95 | 89 | 212940826
CENTURY | A-VMH28TV-1 | CENTURY | *** | *** | *** | 28000 | 28000 | 20 | 11.7 | 9.5 | 1.8 | 96 | 89 | 212940824
MDV | M3OJ-24HFN1-M* | MDV | *** | *** | *** | 24000 | 24000 | 21.3 | 12.5 | 9.7 | 1.9 | 90 | 75 | 207641241
LPS Legacy | DLCMHBH24CAK | LPS Legacy | *** | *** | *** | 24000 | 24000 | 21.3 | 12.5 | 9.7 | 1.9 | 90 | 75 | 211756555
YONAN | YSMO-24HFN1 | YONAN | *** | *** | *** | 24000 | 24000 | 21.3 | 12.5 | 9.7 | 1.9 | 90 | 75 | 212615071
HEIL | DLCMHBH24CAK | HEIL | *** | *** | *** | 24000 | 24000 | 21.3 | 12.5 | 9.7 | 1.9 | 90 | 75 | 207643054
KEEPRITE | DLCMHBH24CAK | KEEPRITE | *** | *** | *** | 24000 | 24000 | 21.3 | 12.5 | 9.7 | 1.9 | 90 | 75 | 207643075
KLIMAIRE | KMIR324-H217-2 | KLIMAIRE | *** | *** | *** | 24000 | 24000 | 21.3 | 12.5 | 9.7 | 1.9 | 90 | 75 | 209862185
DAY & NIGHT | DLCMHBH24CAK | DAY & NIGHT | *** | *** | *** | 24000 | 24000 | 21.3 | 12.5 | 9.7 | 1.9 | 90 | 75 | 207643033
ARCOAIRE | DLCMHBH24CAK | ARCOAIRE | *** | *** | *** | 24000 | 24000 | 21.3 | 12.5 | 9.7 | 1.9 | 90 | 75 | 207642991
TEMPSTAR | DLCMHBH24CAK | TEMPSTAR | *** | *** | *** | 24000 | 24000 | 21.3 | 12.5 | 9.7 | 1.9 | 90 | 75 | 207643138
KENMORE | DLCMHBH24CAK | KENMORE | *** | *** | *** | 24000 | 24000 | 21.3 | 12.5 | 9.7 | 1.9 | 90 | 75 | 207643096
MIDEA | M3OJ-24HFN1-M | MIDEA | *** | *** | *** | 24000 | 24000 | 21.3 | 12.5 | 9.7 | 1.9 | 90 | 75 | 208568364
COMFORTMAKER | DLCMHBH24CAK | COMFORTMAKER | *** | *** | *** | 24000 | 24000 | 21.3 | 12.5 | 9.7 | 1.9 | 90 | 75 | 207643012
SEA BREEZE+ | MZ27H424ZMO | SEA BREEZE+ | *** | *** | *** | 24000 | 24000 | 21.3 | 12.5 | 9.7 | 1.9 | 90 | 75 | 208128286
SMART COMFORT | DLCMHBH24CAK | SMART COMFORT | *** | *** | *** | 24000 | 24000 | 21.3 | 12.5 | 9.7 | 1.9 | 90 | 75 | 207643159
MIDEA | DLCMHBH24CAK | MIDEA | *** | *** | *** | 24000 | 24000 | 21.3 | 12.5 | 9.7 | 1.9 | 90 | 75 | 207643117
AIRQUEST | DLCMHBH24CAK | AIRQUEST | *** | *** | *** | 24000 | 24000 | 21.3 | 12.5 | 9.7 | 1.9 | 90 | 75 | 207643180
Trane / Mitsubishi Electric | NTXMPH24A132C** | Trane / Mitsubishi Electric ¦ Trane / Mitsubishi Electric | NTXAMT12A112** ¦ NTXWST09B112** |  |  | 22800 | 24800 | 16.7 | 11.75 | 8.95 | 1.78 | 59 | 70 | 212925536
Trane / Mitsubishi Electric | NTXMPH20A122C** | Trane / Mitsubishi Electric ¦ Trane / Mitsubishi Electric | NTXAMT12A112** ¦ NTXWST09A112** |  |  | 19000 | 22000 | 15.65 | 12.25 | 8.95 | 1.97 | 62 | 73 | 212925520
Trane / Mitsubishi Electric | NTXMMX24A132C** | Trane / Mitsubishi Electric ¦ Trane / Mitsubishi Electric | NTXAMT12A112** ¦ NTXWST09A112** |  |  | 22800 | 24400 | 18 | 12.4 | 9.3 | 2.24 | 59 | 43 | 212925505
Mitsubishi Electric | MXZ-3C24NAHZ4-** | Mitsubishi Electric ¦ Mitsubishi Electric | SVZ-KP12NA*** ¦ MSZ-GS09NA*** |  |  | 22800 | 24800 | 16.7 | 11.75 | 8.95 | 1.78 | 59 | 70 | 212925538
Mitsubishi Electric | MXZ-2C20NAHZ4-** | Mitsubishi Electric ¦ Mitsubishi Electric | SVZ-KP12NA*** ¦ MSZ-GL09NA*** |  |  | 19000 | 22000 | 15.65 | 12.25 | 8.95 | 1.97 | 62 | 73 | 212925881
Mitsubishi Electric | MXZ-3C24NA4-** | Mitsubishi Electric ¦ Mitsubishi Electric | SVZ-KP12NA* ¦ MSZ-GL09NA*** |  |  | 22800 | 24400 | 18 | 12.4 | 9.3 | 2.24 | 59 | 43 | 212925883
American Standard / Mitsubishi Electric | NTXMPH24A132C** | American Standard / Mitsubishi Electric ¦ American Standard / Mitsubishi Electric | NAXAMT12A112** ¦ NAXWST09A112** |  |  | 22800 | 24800 | 16.7 | 11.75 | 8.95 | 1.78 | 59 | 70 | 212925518
American Standard / Mitsubishi Electric | NTXMPH20A122C** | American Standard / Mitsubishi Electric ¦ American Standard / Mitsubishi Electric | NAXAMT12A112** ¦ NAXWST09A112** |  |  | 19000 | 22000 | 15.65 | 12.25 | 8.95 | 1.97 | 62 | 73 | 212925517
American Standard / Mitsubishi Electric | NTXMMX24A132C** | American Standard / Mitsubishi Electric ¦ American Standard / Mitsubishi Electric | NAXAMT12A112** ¦ NAXWST09A112** |  |  | 22800 | 24400 | 18 | 12.4 | 9.3 | 2.24 | 59 | 43 | 212925500
Orient Care | OUM27M410AGH30 | Orient Care | *** | *** | *** | 28000 | 28000 | 20 | 11.7 | 9.5 | 1.8 | 96 | 89 | 212920531
Orient Care | OUM24M410AGH30 | Orient Care | *** | *** | *** | 24000 | 24000 | 19.4 | 12 | 9.9 | 1.8 | 100 | 100 | 212920528
Orient Care | OUM27M410AGR30 | Orient Care ¦ Orient Care | MTIU-09HWFN1-M ¦ MTIU-09HWFN1-M |  |  | 27400 | 28000 | 22.25 | 11.95 | 9.2 | 2 | 75 | 67 | 212920512
Orient Care | OUM18M410AGR30 | Orient Care ¦ Orient Care | MSAG11B-09HRFN1-MX7W(GA) ¦ MTIU-09HWFN1-M |  |  | 18000 | 19000 | 20 | 12.25 | 10 | 2 | 77 | 68 | 212920507
Orient Care | OUM36M410AGH30 | Orient Care ¦ Orient Care | MSAG11B-09HRFN1-MX7W(GA) ¦ MTIU-09HWFN1-M |  |  | 36000 | 37000 | 19.5 | 12.1 | 9.85 | 1.8 | 95 | 93 | 212920535
Orient Care | OUM27M410AGR30 | Orient Care | *** | *** | *** | 28000 | 28000 | 21 | 11.7 | 9.2 | 2 | 79 | 67 | 212920511
Orient Care | OUM27M410AGH30 | Orient Care ¦ Orient Care | MSAG11B-09HRFN1-MX7W(GA) ¦ MTIU-09HWFN1-M |  |  | 28000 | 28000 | 21.3 | 11.75 | 9.65 | 1.8 | 94 | 89 | 212920532
Orient Care | OUM24M410AGH30 | Orient Care ¦ Orient Care | MSAG11B-09HRFN1-MX7W(GA) ¦ MTIU-09HWFN1-M |  |  | 24000 | 24000 | 21.55 | 12.4 | 10.35 | 1.8 | 100 | 100 | 212920529
Orient Care | OUM48M410AGH30 | Orient Care | *** | *** | *** | 47000 | 49000 | 20.9 | 11.7 | 8.9 | 2 | 73 | 87 | 212920537
Orient Care | OUM18M410AGR30 | Orient Care | *** | *** | *** | 18000 | 19000 | 19 | 12 | 9.8 | 2 | 78 | 70 | 212920506
Orient Care | OUM36M410AGH30 | Orient Care | *** | *** | *** | 36000 | 37000 | 19 | 11.7 | 10 | 1.7 | 95 | 89 | 212920534
Orient Care | OUM18M410AGH30 | Orient Care ¦ Orient Care | MSAG11B-09HRFN1-MX7W(GA) ¦ MTIU-09HWFN1-M |  |  | 19000 | 20000 | 19.75 | 12.25 | 9.15 | 1.83 | 74 | 93 | 212920526
Orient Care | OUM24M410AGR30 | Orient Care | *** | *** | *** | 24000 | 24000 | 21.3 | 12.5 | 9.7 | 1.9 | 90 | 75 | 212920509
Orient Care | OUM18M410AGH30 | Orient Care | *** | *** | *** | 19000 | 20000 | 19 | 12 | 9.3 | 1.85 | 80 | 95 | 212920525
ECO AC | EMH-5O48BBH | ECO AC | *** | *** | *** | 47000 | 49000 | 20.9 | 11.7 | 8.9 | 2 | 73 | 87 | 213088007
MIDEA | MDV-H36DVN1-(D)*** | MIDEA | *** | *** | *** | 36000 | 40000 | 17.3 | 11.7 | 9.1 | 1.8 | 70 | 65 | 213088308
ICP COMMERCIAL | 38VMB036HDS3-1* | ICP COMMERCIAL | *** | *** | *** | 36000 | 40000 | 17.3 | 11.7 | 9.1 | 1.8 | 70 | 65 | 213160425
BRYANT | 38VMB036HDS3-1* | BRYANT | *** | *** | *** | 36000 | 40000 | 17.3 | 11.7 | 9.1 | 1.8 | 70 | 65 | 213160422
CARRIER | 38VMB036HDS3-1* | CARRIER | *** | *** | *** | 36000 | 40000 | 17.3 | 11.7 | 9.1 | 1.8 | 70 | 65 | 213160419
Nutech | N2OA-18HFN1-M | Nutech ¦ Nutech | NSAG11B-09HRFN1 ¦ NSAG11B-09HRFN1 |  |  | 18000 | 19000 | 20 | 12.25 | 10 | 2 | 77 | 68 | 212941757
Nutech | N3OJ-27HFN1-M | Nutech ¦ Nutech | NSAG11B-09HRFN1 ¦ NSAG11B-09HRFN1 |  |  | 27400 | 28000 | 22.25 | 11.95 | 9.2 | 2 | 75 | 67 | 212941760
Nutech | N3OJ-27HFN1-M | Nutech | *** | *** | *** | 28000 | 28000 | 21 | 11.7 | 9.2 | 2 | 79 | 67 | 212941759
Nutech | N2OA-18HFN1-M | Nutech | *** | *** | *** | 18000 | 19000 | 19 | 12 | 9.8 | 2 | 78 | 70 | 212941756
MDV | M2OA-18HFN1-M** | MDV | *** | *** | *** | 18000 | 19000 | 19 | 12 | 9.8 | 2 | 78 | 70 | 213257497
MDV | M3OJ-27HFN1-M** | MDV | *** | *** | *** | 28000 | 28000 | 21 | 11.7 | 9.2 | 2 | 79 | 67 | 213257499
MDV | M2OA-18HFN1-M** | MDV ¦ MDV | MSAFB-09HRDN1-MP0W ¦ MTIU-09HWFN1-M |  |  | 18000 | 18500 | 18.5 | 11.75 | 9.25 | 1.95 | 81 | 71 | 213257504
ICP COMMERCIAL | 38VMB036HDS3-1* | ICP COMMERCIAL ¦ ICP COMMERCIAL | 40VMM009A--3 ¦ 40VMF009A--3 |  |  | 36000 | 40000 | 18.25 | 11.9 | 9.15 | 1.8 | 70 | 65 | 213160426
BRYANT | 38VMB036HDS3-1* | BRYANT ¦ BRYANT | 40VMM009A--3 ¦ 40VMF009A--3 |  |  | 36000 | 40000 | 18.25 | 11.9 | 9.15 | 1.8 | 70 | 65 | 213160423
CARRIER | 38VMB036HDS3-1* | CARRIER ¦ CARRIER | 40VMM009A--3 ¦ 40VMF009A--3 |  |  | 36000 | 40000 | 18.25 | 11.9 | 9.15 | 1.8 | 70 | 65 | 213160420
MIDEA | MDV-H36DVN1-(D)*** | MIDEA ¦ MIDEA | MDV-D09T2/DVN1-EA5 ¦ MDV-D09Q4/DVN1-E2 |  |  | 36000 | 40000 | 18.25 | 11.9 | 9.15 | 1.8 | 70 | 65 | 213088309
MDV | M4OX630-36HFN1-M1X* | MDV ¦ MDV | MSEPB-09HRFN1-MY5W(GA) ¦ MSEPB-09HRFN1-MY5W(GA) |  |  | 36000 | 36000 | 20.9 | 12.25 | 10.45 | 1.95 | 79 | 101 | 213301879
MDV | M4OX630-36HFN1-M1X* | MDV | *** | *** | *** | 36000 | 36000 | 19.4 | 12 | 10 | 1.9 | 83 | 100 | 213301878
NG Trade | MOBMH270C | NG Trade ¦ NG Trade | MIBMHW90C ¦ MTIU-09HWFN1-M |  |  | 27400 | 28000 | 22.25 | 11.95 | 9.2 | 2 | 75 | 67 | 213307867
NG Trade | MOBMH270C | NG Trade | *** | *** | *** | 28000 | 28000 | 21 | 11.7 | 9.2 | 2 | 79 | 67 | 213307866
NG Trade | MOBMH180C | NG Trade ¦ NG Trade | MIBMHW90C ¦ MTIU-09HWFN1-M |  |  | 18000 | 19000 | 20 | 12.25 | 10 | 2 | 77 | 68 | 213307864
NG Trade | MOBMH180C | NG Trade | *** | *** | *** | 18000 | 19000 | 19 | 12 | 9.8 | 2 | 78 | 70 | 213307863
MDV | M4OG-30HFN1-M* | MDV | *** | *** | *** | 30000 | 30000 | 20 | 12 | 9.2 | 1.9 | 90 | 60 | 207641244
LPS Legacy | DLCMHBH30DAK | LPS Legacy | *** | *** | *** | 30000 | 30000 | 20 | 12 | 9.2 | 1.9 | 90 | 60 | 211756500
HEIL | DLCMHBH30DAK | HEIL | *** | *** | *** | 30000 | 30000 | 20 | 12 | 9.2 | 1.9 | 90 | 60 | 207643057
AIRQUEST | DLCMHBH30DAK | AIRQUEST | *** | *** | *** | 30000 | 30000 | 20 | 12 | 9.2 | 1.9 | 90 | 60 | 207643183
Orient Care | OUM30M410AGR30 | Orient Care | *** | *** | *** | 30000 | 30000 | 20 | 12 | 9.2 | 1.9 | 90 | 60 | 212920514
SMART COMFORT | DLCMHBH30DAK | SMART COMFORT | *** | *** | *** | 30000 | 30000 | 20 | 12 | 9.2 | 1.9 | 90 | 60 | 207643162
KENMORE | DLCMHBH30DAK | KENMORE | *** | *** | *** | 30000 | 30000 | 20 | 12 | 9.2 | 1.9 | 90 | 60 | 207643099
MIDEA | DLCMHBH30DAK | MIDEA | *** | *** | *** | 30000 | 30000 | 20 | 12 | 9.2 | 1.9 | 90 | 60 | 207643120
DAY & NIGHT | DLCMHBH30DAK | DAY & NIGHT | *** | *** | *** | 30000 | 30000 | 20 | 12 | 9.2 | 1.9 | 90 | 60 | 207643036
COMFORTMAKER | DLCMHBH30DAK | COMFORTMAKER | *** | *** | *** | 30000 | 30000 | 20 | 12 | 9.2 | 1.9 | 90 | 60 | 207643015
ARCOAIRE | DLCMHBH30DAK | ARCOAIRE | *** | *** | *** | 30000 | 30000 | 20 | 12 | 9.2 | 1.9 | 90 | 60 | 207642994
TEMPSTAR | DLCMHBH30DAK | TEMPSTAR | *** | *** | *** | 30000 | 30000 | 20 | 12 | 9.2 | 1.9 | 90 | 60 | 207643141
KLIMAIRE | KMIR430-H217-2 | KLIMAIRE | *** | *** | *** | 30000 | 30000 | 20 | 12 | 9.2 | 1.9 | 90 | 60 | 209862191
COVAC | M4OG-30HFN1-M | COVAC | *** | *** | *** | 30000 | 30000 | 20 | 12 | 9.2 | 1.9 | 90 | 60 | 213081440
KEEPRITE | DLCMHBH30DAK | KEEPRITE | *** | *** | *** | 30000 | 30000 | 20 | 12 | 9.2 | 1.9 | 90 | 60 | 207643078
Mitsubishi Electric | MXZ-SM36NAMHZ | Mitsubishi Electric | *** | *** | *** | 36000 | 42000 | 18.5 | 12 | 11 | 2.27 | 63 | 49 | 207517153
Mitsubishi Electric | MXZ-SM60NAM*** | Mitsubishi Electric ¦ Mitsubishi Electric | PLFY-EP12NEMU** ¦ PVFY-P12NAMU** |  |  | 60000 | 66000 | 17.75 | 11.85 | 9.55 | 2.07 | 62 | 67 | 213248998
Mitsubishi Electric | MXZ-SM48NAMHZ*** | Mitsubishi Electric ¦ Mitsubishi Electric | PLFY-EP12NEMU** ¦ PVFY-P12NAMU** |  |  | 48000 | 54000 | 18.85 | 11.75 | 10.15 | 2.02 | 74 | 81 | 213248996
Mitsubishi Electric | MXZ-SM48NAM*** | Mitsubishi Electric ¦ Mitsubishi Electric | PLFY-EP12NEMU** ¦ PVFY-P12NAMU** |  |  | 48000 | 54000 | 18.85 | 11.75 | 9.35 | 2.01 | 60 | 54 | 213248994
Mitsubishi Electric | MXZ-SM42NAMHZ*** | Mitsubishi Electric ¦ Mitsubishi Electric | PLFY-EP12NEMU** ¦ PVFY-P12NAMU** |  |  | 42000 | 48000 | 18.85 | 12 | 10.1 | 2.01 | 67 | 77 | 213248992
Mitsubishi Electric | MXZ-SM36NAMHZ*** | Mitsubishi Electric ¦ Mitsubishi Electric | PLFY-EP12NEMU** ¦ PVFY-P12NAMU** |  |  | 36000 | 42000 | 19.3 | 13.15 | 10.95 | 2.09 | 70 | 84 | 213248990
Trane / Mitsubishi Electric | NTXMSM36A142A* | Trane / Mitsubishi Electric | *** | *** | *** | 36000 | 42000 | 18.5 | 12 | 10 | 2.27 | 63 | 49 | 207518835
Trane / Mitsubishi Electric | NTXMSH36A142A* | Trane / Mitsubishi Electric | *** | *** | *** | 36000 | 42000 | 18.5 | 12 | 11 | 2.27 | 63 | 49 | 207518837
Mitsubishi Electric | MXZ-SM36NAM | Mitsubishi Electric | *** | *** | *** | 36000 | 42000 | 18.5 | 12 | 10 | 2.27 | 63 | 49 | 207517151
Trane / Mitsubishi Electric | NTXMSM48A182B* | Trane / Mitsubishi Electric ¦ Trane / Mitsubishi Electric | TPEFYP006MA14** ¦ TPEFYP012MA14** |  |  | 48000 | 50000 | 19.5 | 11.8 | 9.65 | 2.08 | 66 | 53 | 211016627
Trane / Mitsubishi Electric | NTXMSM48A182A* | Trane / Mitsubishi Electric ¦ Trane / Mitsubishi Electric | TPEFYP006MA14** ¦ TPLFYP012EM14** |  |  | 48000 | 54000 | 19.5 | 11.8 | 9.65 | 2.02 | 61 | 46 | 207525863
Trane / Mitsubishi Electric | NTXMSM36A142A* | Trane / Mitsubishi Electric ¦ Trane / Mitsubishi Electric | TPEFYP006MA14** ¦ TPLFYP012EM14** |  |  | 36000 | 42000 | 20.75 | 13.5 | 10.5 | 2.24 | 63 | 48 | 207525860
Trane / Mitsubishi Electric | NTXMSH36A142A* | Trane / Mitsubishi Electric ¦ Trane / Mitsubishi Electric | TPEFYP006MA14** ¦ TPLFYP012EM14** |  |  | 36000 | 42000 | 20.75 | 13.5 | 11.5 | 2.32 | 70 | 59 | 207525861
Trane / Mitsubishi Electric | NTXMSM60A182A** | Trane / Mitsubishi Electric ¦ Trane / Mitsubishi Electric | TPLFYP015EM14** ¦ TPVFYP012AM14** |  |  | 60000 | 66000 | 17.75 | 11.85 | 9.55 | 2.07 | 62 | 67 | 213249010
Trane / Mitsubishi Electric | NTXMSM48A182B** | Trane / Mitsubishi Electric ¦ Trane / Mitsubishi Electric | TPLFYP012EM14** ¦ TPVFYP012AM14** |  |  | 48000 | 50000 | 18.85 | 11.75 | 9.35 | 2.04 | 65 | 59 | 213249007
Trane / Mitsubishi Electric | NTXMSM48A182A** | Trane / Mitsubishi Electric ¦ Trane / Mitsubishi Electric | TPLFYP012EM14** ¦ TPVFYP012AM14** |  |  | 48000 | 54000 | 18.85 | 11.75 | 9.35 | 2.01 | 60 | 55 | 213249006
Trane / Mitsubishi Electric | NTXMSH36A142A** | Trane / Mitsubishi Electric ¦ Trane / Mitsubishi Electric | TPLFYP012EM14** ¦ TPVFYP012AM14** |  |  | 36000 | 42000 | 19.3 | 13.15 | 10.95 | 2.09 | 70 | 84 | 213249002
Trane / Mitsubishi Electric | NTXMSM36A142A** | Trane / Mitsubishi Electric ¦ Trane / Mitsubishi Electric | TPLFYP012EM14** ¦ TPVFYP012AM14** |  |  | 36000 | 42000 | 19.3 | 13.15 | 9.8 | 2.12 | 63 | 59 | 213249000
TOSHIBA CARRIER | MCY-MAP0367HS-UL | TOSHIBA CARRIER | *** | *** | *** | 36000 | 40000 | 20.1 | 12.1 | 10.9 | 3.05 | 71 | 69 | 10049878
TOSHIBA CARRIER | MCY-MAP0367HS-UL | TOSHIBA CARRIER ¦ TOSHIBA CARRIER | MMD-AP0094BH2UL ¦ MMU-AP0092H2UL |  |  | 36000 | 40000 | 21.5 | 13.2 | 10.4 |  | 72 |  | 10096870
TOSHIBA CARRIER | MCY-MAP0487HS-UL* | TOSHIBA CARRIER ¦ TOSHIBA CARRIER | MMD-UP0121BHP-UL ¦ MMU-UP0121HP-UL |  |  | 48000 | 54000 | 20.25 | 12.45 | 10.15 |  | 69 |  | 213350257
TOSHIBA CARRIER | MCY-MAP0367HS-UL* | TOSHIBA CARRIER ¦ TOSHIBA CARRIER | MMD-UP0091BHP-UL ¦ MMU-UP0091HP-UL |  |  | 36000 | 40000 | 21.45 | 13.2 | 10.45 |  | 88 |  | 213350255
TOSHIBA CARRIER | MCY-MAP0487HS-UL* | TOSHIBA CARRIER | *** | *** | *** | 48000 | 54000 | 17.9 | 11.7 | 10 | 2.5 | 80 | 72 | 213350254
TOSHIBA CARRIER | MCY-MAP0367HS-UL* | TOSHIBA CARRIER | *** | *** | *** | 36000 | 40500 | 20.1 | 12.1 | 10.9 | 2.7 | 81 | 67 | 213350253
Mitsubishi Electric | MXZ-SM36NAM*** | Mitsubishi Electric ¦ Mitsubishi Electric | PLFY-EP12NEMU** ¦ PVFY-P12NAMU** |  |  | 36000 | 42000 | 19.3 | 13.15 | 9.8 | 2.12 | 63 | 58 | 213248988
SAMSUNG | AJ020CXS3CH | SAMSUNG | *** | *** | *** | 21000 | 22000 | 20.5 | 13.45 | 9.5 | 1.83 | 60 | 100 | 213353371
SAMSUNG | AJ024CXS4CH | SAMSUNG | *** | *** | *** | 25000 | 25000 | 20 | 13.5 | 9.5 | 1.82 | 60 | 100 | 213353372
SAMSUNG | AJ030CXS4CH | SAMSUNG | *** | *** | *** | 28400 | 28600 | 20 | 13 | 9.5 | 1.81 | 60 | 100 | 213353373
E·COLD | ECOLD-C27-MS-G0001 | E·COLD ¦ E·COLD | MSAG11B-09HRFN1-MX7W(GA) ¦ MSAG11B-09HRFN1-MX7W(GA) |  |  | 27400 | 28000 | 22.25 | 11.95 | 9.2 | 2 | 75 | 67 | 213350753
E·COLD | ECOLD-C27-MS-G0001 | E·COLD | *** | *** | *** | 28000 | 28000 | 21 | 11.7 | 9.2 | 2 | 79 | 67 | 213350752
Wells | WMMA-27HFMO | Wells | *** | *** | *** | 28000 | 28000 | 21 | 11.7 | 9.2 | 2 | 79 | 67 | 213286764
Wells | WMCA-18HFMO | Wells ¦ Wells | WMA-09HFMD ¦ WSA-09HFMI |  |  | 19000 | 20000 | 19.75 | 12.25 | 9.15 | 1.83 | 74 | 93 | 213286777
Wells | WMCA-27HFMO | Wells ¦ Wells | WMA-09HFMD ¦ WSA-09HFMI |  |  | 27000 | 27000 | 19.75 | 11.8 | 9.8 | 1.8 | 84 | 100 | 213286780
Wells | WMCA-48HFMO | Wells | *** | *** | *** | 47000 | 49000 | 20.9 | 11.7 | 8.9 | 2 | 73 | 87 | 213286782
Wells | WMMA-18HFMO | Wells ¦ Wells | WMA-09HFMD ¦ WSA-09HFMI |  |  | 18000 | 19000 | 20 | 12.25 | 10 | 2 | 77 | 68 | 213286762
Wells | WMCA-18HFMO | Wells | *** | *** | *** | 19000 | 20000 | 19 | 12 | 9.3 | 1.85 | 80 | 95 | 213286776
Wells | WMMA-18HFMO | Wells | *** | *** | *** | 18000 | 19000 | 19 | 12 | 9.8 | 2 | 78 | 70 | 213286761
Wells | WMCA-27HFMO | Wells | *** | *** | *** | 27000 | 27000 | 19 | 11.8 | 10 | 1.8 | 85 | 100 | 213286779
Wells | WMMA-27HFMO | Wells ¦ Wells | WMA-09HFMD ¦ WSA-09HFMI |  |  | 27400 | 28000 | 22.25 | 11.95 | 9.2 | 2 | 75 | 67 | 213286765
Mitsubishi Electric | MXZ-SM48NAM2*** | Mitsubishi Electric ¦ Mitsubishi Electric | PLFY-EP12NEMU** ¦ PVFY-P12NAMU** |  |  | 48000 | 50000 | 18.85 | 11.75 | 9.35 | 2.04 | 65 | 59 | 213248995
Trane / Mitsubishi Electric | NTXMSH42A152A** | Trane / Mitsubishi Electric ¦ Trane / Mitsubishi Electric | TPLFYP012EM14** ¦ TPVFYP012AM14** |  |  | 42000 | 48000 | 18.85 | 12 | 10.1 | 2.01 | 67 | 77 | 213249004
Trane / Mitsubishi Electric | NTXMSH48A182A** | Trane / Mitsubishi Electric ¦ Trane / Mitsubishi Electric | TPLFYP012EM14** ¦ TPVFYP012AM14** |  |  | 48000 | 54000 | 18.85 | 11.75 | 10.15 | 2.02 | 74 | 81 | 213249008
MDV | M4OX630-36HFN1-M1X | MDV | *** | *** | *** | 36000 | 36000 | 19.4 | 12 | 10 | 1.9 | 83 | 100 | 213301875
Bladex | B40XS-36SPHP1 | Bladex | *** | *** | *** | 36000 | 36000 | 19.4 | 12 | 10 | 1.9 | 83 | 100 | 213307894
Wells | WMCA-36HFMO | Wells | *** | *** | *** | 36000 | 36000 | 19.4 | 12 | 10 | 1.9 | 83 | 100 | 213307897
Alsetria | M4OX630-36HFN1-M1X | Alsetria | *** | *** | *** | 36000 | 36000 | 19.4 | 12 | 10 | 1.9 | 83 | 100 | 213307913
ECO-AIR | M4OX630-36HFN1-M1X | ECO-AIR | *** | *** | *** | 36000 | 36000 | 19.4 | 12 | 10 | 1.9 | 83 | 100 | 213307916
BLUERIDGE | BMM36HH2C | BLUERIDGE | *** | *** | *** | 36000 | 36000 | 19.4 | 12 | 10 | 1.9 | 83 | 100 | 213363377
MDV | M4OX630-36HFN1-M1X | MDV ¦ MDV | MSEPB-09HRFN1-MY5W(GA) ¦ MSEPB-09HRFN1-MY5W(GA) |  |  | 36000 | 36000 | 20.2 | 12 | 10.45 | 1.93 | 79 | 100 | 213301880
Bladex | B40XS-36SPHP1 | Bladex ¦ Bladex | BWM11B-09HWIU ¦ MTIU-09HWFN1-M |  |  | 36000 | 36000 | 20.2 | 12 | 10.45 | 1.93 | 79 | 100 | 213307895
Wells | WMCA-36HFMO | Wells ¦ Wells | WSA-09HFMI ¦ WSA-09HFMI |  |  | 36000 | 36000 | 20.2 | 12 | 10.45 | 1.93 | 79 | 100 | 213307898
Alsetria | M4OX630-36HFN1-M1X | Alsetria ¦ Alsetria | MSAG11B-09HRFN1-MX7W(GA) ¦ MTIU-09HWFN1-M |  |  | 36000 | 36000 | 20.2 | 12 | 10.45 | 1.93 | 79 | 100 | 213307914
ECO-AIR | M4OX630-36HFN1-M1X | ECO-AIR ¦ ECO-AIR | MSAG11B-09HRFN1-MX7W(GA) ¦ MTIU-09HWFN1-M |  |  | 36000 | 36000 | 20.2 | 12 | 10.45 | 1.93 | 79 | 100 | 213307917
BLUERIDGE | BMM36HH2C | BLUERIDGE ¦ BLUERIDGE | MSAG11B-09HRFN1-MX7W(GA) ¦ MTIU-09HWFN1-M |  |  | 36000 | 36000 | 20.2 | 12 | 10.45 | 1.93 | 79 | 100 | 213363378
Cooper&Hunter | CH-HPR36M-230VO | Cooper&Hunter ¦ Cooper&Hunter | CH-09DKT230VI ¦ CH-09LCDTU/I |  |  | 36000 | 37000 | 20.6 | 12.65 | 10.15 | 1.8 | 92 | 93 | 210799639
Cooper&Hunter | CH-HPR48M-230VO | Cooper&Hunter ¦ Cooper&Hunter | CH-09DKT230VI ¦ CH-09LCDTU/I |  |  | 47500 | 49000 | 21.35 | 11.7 | 9.35 | 2 | 73 | 89 | 210799638
Cooper&Hunter | CH-HPR19M-230VO | Cooper&Hunter ¦ Cooper&Hunter | CH-09DKT230VI ¦ CH-09LCDTU/I |  |  | 19000 | 20000 | 20.5 | 12.25 | 9.55 | 1.88 | 78 | 97 | 210799630
Cooper&Hunter | CH-HPR28M-230VO | Cooper&Hunter ¦ Cooper&Hunter | CH-09DKT230VI ¦ CH-09LCDTU/I |  |  | 28000 | 28000 | 21.5 | 12.1 | 10.05 | 1.8 | 96 | 89 | 210799633
Cooper&Hunter | CH-28MES-230VO | Cooper&Hunter ¦ Cooper&Hunter | CH-09DKT230VI ¦ CH-09LCDTU/I |  |  | 28000 | 28000 | 22.8 | 12.2 | 9.35 | 2 | 76 | 67 | 210799621
Cooper&Hunter | CH-18MES-230VO | Cooper&Hunter ¦ Cooper&Hunter | CH-09DKT230VI ¦ CH-09LCDTU/I |  |  | 18000 | 19000 | 20.95 | 12.95 | 10.15 | 2 | 76 | 68 | 210799618
C&H | CH-HPR36M-230VO | C&H ¦ C&H | CH-09DKT230VI ¦ CH-09LCDTU/I |  |  | 36000 | 37000 | 20.6 | 12.65 | 10.15 | 1.8 | 92 | 93 | 207742384
C&H | CH-HPR28M-230VO | C&H ¦ C&H | CH-09DKT230VI ¦ CH-09LCDTU/I |  |  | 28000 | 28000 | 21.5 | 12.1 | 10.05 | 1.8 | 96 | 89 | 207742378
C&H | CH-HPR19M-230VO | C&H ¦ C&H | CH-09DKT230VI ¦ CH-09LCDTU/I |  |  | 19000 | 20000 | 20.5 | 12.25 | 9.55 | 1.88 | 78 | 97 | 207742375
C&H | CH-HPR48M-230VO | C&H ¦ C&H | CH-09DKT230VI ¦ CH-09LCDTU/I |  |  | 47500 | 49000 | 21.35 | 11.7 | 9.35 | 2 | 73 | 89 | 207742383
C&H | CH-28MES-230VO | C&H ¦ C&H | CH-09DKT230VI ¦ CH-09LCDTU/I |  |  | 28000 | 28000 | 22.8 | 12.2 | 9.35 | 2 | 76 | 67 | 207742366
C&H | CH-18MES-230VO | C&H ¦ C&H | CH-09DKT230VI ¦ CH-09LCDTU/I |  |  | 18000 | 19000 | 20.95 | 12.95 | 10.15 | 2 | 76 | 68 | 207742363
CanAir | C28MC218H22 | CanAir ¦ CanAir | C28SEH09H21 ¦ C28SEH09H21 |  |  | 19000 | 20000 | 20.5 | 12.25 | 9.55 | 1.88 | 78 | 97 | 213479412
CanAir | C28MC218H22 | CanAir | *** | *** | *** | 19000 | 20000 | 19 | 12 | 9.3 | 1.85 | 80 | 95 | 213479411
CanAir | C28MC436H22 | CanAir ¦ CanAir | C28SEH09H21 ¦ MTIU-09HWFN1-M |  |  | 36000 | 37000 | 20.6 | 12.65 | 10.15 | 1.8 | 92 | 93 | 213479409
CanAir | C28MC436H22 | CanAir | *** | *** | *** | 36000 | 37000 | 19 | 11.7 | 10 | 1.7 | 95 | 89 | 213479408
CanAir | C28MC328H21 | CanAir ¦ CanAir | C28SEH09H21 ¦ MTIU-09HWFN1-M |  |  | 28000 | 28000 | 21.5 | 12.1 | 10.05 | 1.8 | 96 | 89 | 213479406
CanAir | C28MC328H21 | CanAir | *** | *** | *** | 28000 | 28000 | 20 | 11.7 | 9.5 | 1.8 | 96 | 89 | 213479405
TEMP SHIFT | TSM5OG48HFN1M[X] | TEMP SHIFT | *** | *** | *** | 47000 | 49000 | 20.9 | 11.7 | 8.9 | 2 | 73 | 87 | 213479399
TEMP SHIFT | TSM3OK27HFN1M | TEMP SHIFT ¦ TEMP SHIFT | TSMSAG11B09HRFN1MX7W(GA) ¦ TSMTIU09HWFN1M |  |  | 27000 | 27000 | 19.75 | 11.8 | 9.8 | 1.8 | 84 | 100 | 213479394
TEMP SHIFT | TSM2OI18HFN1M | TEMP SHIFT | *** | *** | *** | 19000 | 20000 | 19 | 12 | 9.3 | 1.85 | 80 | 95 | 213479390
TEMP SHIFT | TSM4OX63036HFN1M1X | TEMP SHIFT ¦ TEMP SHIFT | TSMSAG11B09HRFN1MX7W(GA) ¦ TSMTIU09HWFN1M |  |  | 36000 | 36000 | 20.2 | 12 | 10.45 | 1.93 | 79 | 100 | 213479397
TEMP SHIFT | TSM4OX63036HFN1M1X | TEMP SHIFT | *** | *** | *** | 36000 | 36000 | 19.4 | 12 | 10 | 1.9 | 83 | 100 | 213479396
TEMP SHIFT | TSM3OK27HFN1M | TEMP SHIFT | *** | *** | *** | 27000 | 27000 | 19 | 11.8 | 10 | 1.8 | 85 | 100 | 213479393
TEMP SHIFT | TSM2OI18HFN1M | TEMP SHIFT ¦ TEMP SHIFT | TSMSAG11B09HRFN1MX7W(GA) ¦ TSMTIU09HWFN1M |  |  | 19000 | 20000 | 19.75 | 12.25 | 9.15 | 1.83 | 74 | 93 | 213479391
SAMSUNG | AJ036CXS4CH | SAMSUNG ¦ SAMSUNG | AR09CSDABWKN ¦ AC009BNLDCH |  |  | 34000 | 35600 | 20 | 11.7 | 9 | 1.78 | 61 | 100 | 213372420
SAMSUNG | AJ030CXS4CH | SAMSUNG ¦ SAMSUNG | AR09CSDABWKN ¦ AC009BNLDCH |  |  | 28400 | 28600 | 21.25 | 13.2 | 9.9 | 1.81 | 60 | 100 | 213372419
SAMSUNG | AJ024CXS4CH | SAMSUNG ¦ SAMSUNG | AR07CSDAFWKN ¦ AC009BNLDCH |  |  | 25000 | 25000 | 21.5 | 14 | 9.9 | 1.83 | 60 | 100 | 213372418
SAMSUNG | AJ020CXS3CH | SAMSUNG ¦ SAMSUNG | AR07CSDAFWKN ¦ AC009BNLDCH |  |  | 21000 | 22000 | 21.75 | 14.2 | 10 | 1.89 | 60 | 100 | 213372417
ZERO | Z3SOV-27HDM-US | ZERO | *** | *** | *** | 28000 | 28000 | 21 | 11.7 | 9.2 | 2 | 79 | 67 | 213732663
ZERO | Z3SOV-27HDM-US | ZERO ¦ ZERO | ZWAVAG-09HDM-US ¦ ZWAVAG-09HDM-US |  |  | 27400 | 28000 | 22.25 | 11.95 | 9.2 | 2 | 75 | 67 | 213732664
ZERO | Z5SOV-48HDM-US | ZERO | *** | *** | *** | 47000 | 49000 | 20.9 | 11.7 | 8.9 | 2 | 73 | 87 | 213732669
SENVILLE | SENA-18HF-MOB | SENVILLE ¦ SENVILLE | SENA/09HF/ID ¦ SENA/09HF/IQ |  |  | 19000 | 20000 | 20.5 | 12.25 | 9.55 | 1.88 | 78 | 97 | 213732652
SENVILLE | SENA-18HF-MOB | SENVILLE | *** | *** | *** | 19000 | 20000 | 19 | 12 | 9.3 | 1.85 | 80 | 95 | 213732651
SENVILLE | SENA-28HF-MOB | SENVILLE | *** | *** | *** | 28000 | 28000 | 20 | 11.7 | 9.5 | 1.8 | 96 | 89 | 213732654
SENVILLE | SENA-28HF-MOB | SENVILLE ¦ SENVILLE | SENA/09HF/ID ¦ SENA/09HF/IQ |  |  | 28000 | 28000 | 21.5 | 12.1 | 10.05 | 1.8 | 96 | 89 | 213732655
SENVILLE | SENA-36HF-MOB | SENVILLE | *** | *** | *** | 36000 | 36000 | 19.4 | 12 | 10 | 1.9 | 83 | 100 | 213732657
SENVILLE | SENA-36HF-MOB | SENVILLE ¦ SENVILLE | SENA/09HF/ID ¦ SENA/09HF/IQ |  |  | 36000 | 36000 | 20.9 | 12.25 | 10.45 | 1.95 | 79 | 101 | 213732658
SENVILLE | SENA-48HF-MOB | SENVILLE | *** | *** | *** | 47000 | 49000 | 20.9 | 11.7 | 8.9 | 2 | 73 | 87 | 213732660
SENVILLE | SENA-48HF-MOB | SENVILLE ¦ SENVILLE | SENA/09HF/ID ¦ SENA/09HF/IQ |  |  | 47500 | 49000 | 21.35 | 11.7 | 9.35 | 2 | 73 | 89 | 213732661
Cooper&Hunter | CH-HYP36MSPH-230VO | Cooper&Hunter | *** | *** | *** | 36000 | 36000 | 19 | 11.7 | 9.5 | 1.6 | 75 | 21 | 210799479
FRANKLIN | MST363E23MHAA | FRANKLIN | *** | *** | *** | 36000 | 36000 | 19 | 11.7 | 9.5 | 1.6 | 75 | 21 | 206764075
MDV | M4OH-36HFN1-M | MDV | *** | *** | *** | 36000 | 36000 | 19 | 11.7 | 9.5 | 1.6 | 75 | 21 | 201810029
Breeze33 | BZ33-HYP36HP4Z2 | Breeze33 | *** | *** | *** | 36000 | 36000 | 19 | 11.7 | 9.5 | 1.6 | 75 | 21 | 204711136
COMFORTSTAR | CM4-36-4ZX | COMFORTSTAR | *** | *** | *** | 36000 | 36000 | 19 | 11.7 | 9.5 | 1.6 | 75 | 21 | 202575878
KERR | A-KMH36QU-1 | KERR | *** | *** | *** | 36000 | 36000 | 19 | 11.7 | 9.5 | 1.6 | 75 | 21 | 201866484
C&H | CH-HYP36MSPH-230VO | C&H | *** | *** | *** | 36000 | 36000 | 19 | 11.7 | 9.5 | 1.6 | 75 | 21 | 205047866
ACC | MST363E23MHAA | ACC | *** | *** | *** | 36000 | 36000 | 19 | 11.7 | 9.5 | 1.6 | 75 | 21 | 204706307
CARRIER | 38MGRQ36D--3 | CARRIER | *** | *** | *** | 36000 | 36000 | 19 | 11.7 | 9.5 | 1.6 | 75 | 21 | 202345968
BOSCH | BMS500-AAM036-1CSXHB | BOSCH | *** | *** | *** | 36000 | 36000 | 19 | 11.7 | 9.5 | 1.6 | 75 | 21 | 203991187
BLUERIDGE | BMHH36M17C | BLUERIDGE | *** | *** | *** | 36000 | 36000 | 19 | 11.7 | 9.5 | 1.6 | 75 | 21 | 202918812
CENTURY | A-VMH36QU-1 | CENTURY | *** | *** | *** | 36000 | 36000 | 19 | 11.7 | 9.5 | 1.6 | 75 | 21 | 201862962
COMFORT-AIRE | A-VMH36QU-1 | COMFORT-AIRE | *** | *** | *** | 36000 | 36000 | 19 | 11.7 | 9.5 | 1.6 | 75 | 21 | 201810033
BRYANT | 38MGRQ36D--3 | BRYANT | *** | *** | *** | 36000 | 36000 | 19 | 11.7 | 9.5 | 1.6 | 75 | 21 | 202345973
PAYNE | 38MGRQ36D--3 | PAYNE | *** | *** | *** | 36000 | 36000 | 19 | 11.7 | 9.5 | 1.6 | 75 | 21 | 201847069
LENNOX | MLA036S4M-1P | LENNOX | *** | *** | *** | 36000 | 36000 | 19 | 11.7 | 9.5 | 1.6 | 75 | 21 | 204330673
ELIOS | DE36HOM25230X3 | ELIOS | *** | *** | *** | 36000 | 36000 | 19 | 11.7 | 9.5 | 1.6 | 75 | 21 | 204005791
Weathermaker | 38MGRQ36D--3 | Weathermaker | *** | *** | *** | 36000 | 36000 | 19 | 11.7 | 9.5 | 1.6 | 75 | 21 | 205772855
MOOVAIR | DM36HOM25230X3 | MOOVAIR | *** | *** | *** | 36000 | 36000 | 19 | 11.7 | 9.5 | 1.6 | 75 | 21 | 204005761
MIDEA | 38MGRQ36D--3 | MIDEA | *** | *** | *** | 36000 | 36000 | 19 | 11.7 | 9.5 | 1.6 | 75 | 21 | 201847074
DIRECT AIR | M4OH-36HFN1-M | DIRECT AIR | *** | *** | *** | 36000 | 36000 | 19 | 11.7 | 9.5 | 1.6 | 75 | 21 | 203269787
Mitsutomo | HO-MQ36-AC-Q | Mitsutomo ¦ Mitsutomo | MSAG11B-09HRFN1-MX7W(GA) ¦ MSAG11B-09HRFN1-MX7W(GA) |  |  | 36000 | 36000 | 20.2 | 12 | 10.45 | 1.93 | 79 | 100 | 213785770
Mitsutomo | HO-MQ36-AC-Q | Mitsutomo | *** | *** | *** | 36000 | 36000 | 19.4 | 12 | 10 | 1.9 | 83 | 100 | 213785769
Mitsutomo | HO-MT28-AC-Q | Mitsutomo ¦ Mitsutomo | MSAG11B-09HRFN1-MX7W(GA) ¦ MSAG11B-09HRFN1-MX7W(GA) |  |  | 27000 | 27000 | 19.75 | 11.8 | 9.8 | 1.8 | 84 | 100 | 213785767
Mitsutomo | HO-MT28-AC-Q | Mitsutomo | *** | *** | *** | 27000 | 27000 | 19 | 11.8 | 10 | 1.8 | 85 | 100 | 213785766
HISENSE | AMW3-24U3SAA | HISENSE | *** | *** | *** | 24000 | 24600 | 21 | 12.1 | 8.6 | 1.84 | 59 | 98 | 203446790
HISENSE | AMW4-36U3STA | HISENSE | *** | *** | *** | 32000 | 37600 | 19.5 | 12 | 8.9 | 1.84 | 61 | 96 | 203459336
HISENSE | AMW3-24U3SAA | HISENSE ¦ HISENSE | AST-09UW3SVG**01 ¦ ADT-09UX3SBL |  |  | 24000 | 24200 | 21.5 | 12.3 | 8.825 | 1.84 | 61 | 99 | 203978167
HISENSE | AMW4-36U3STA | HISENSE ¦ HISENSE | AST-09UW3SVG**01 ¦ ADT-09UX3SBL |  |  | 32000 | 37000 | 20.25 | 12.25 | 8.95 | 1.84 | 61 | 97 | 203978168
HISENSE | AMW2-18U3SFA | HISENSE ¦ HISENSE | AST-09UW3SVG**01 ¦ ADT-09UX3SBL |  |  | 18000 | 20000 | 20 | 12.25 | 9.45 | 1.84 | 64 | 90 | 204816954
E COLD | ECOLD-C27-MS-G0001 | E COLD ¦ E COLD | MSAG11B-09HRFN1-MX7W(GA) ¦ MSAG11B-09HRFN1-MX7W(GA) |  |  | 27400 | 28000 | 22.25 | 11.95 | 9.2 | 2 | 75 | 67 | 213828441
E COLD | ECOLD-C27-MS-G0001 | E COLD | *** | *** | *** | 28000 | 28000 | 21 | 11.7 | 9.2 | 2 | 79 | 67 | 213828440
BOREAL | MBRS30HPJ1OE | BOREAL ¦ BOREAL | KULA09HPJ1IB ¦ KULA09HPJ1IB |  |  | 28400 | 30000 | 18.5 | 11.75 | 9 |  | 90 |  | 213829853
BOREAL | MBRS24HPJ1OE | BOREAL ¦ BOREAL | KULA09HPJ1IB ¦ KULA09HPJ1IB |  |  | 23200 | 24000 | 18.5 | 11.75 | 9 |  | 97 |  | 213829852
FUJITSU | AOU36RLAVM4 | FUJITSU ¦ FUJITSU | AUUB18TLAV ¦ AUUA12TLAV2 |  |  | 36000 | 42000 | 17.35 | 11.95 | 9.1 |  | 64 |  | 206347301
FRIEDRICH | FPHMR24A3A | FRIEDRICH | *** | *** | *** | 24000 | 24600 | 21 | 12.1 | 8.6 | 1.84 | 59 | 98 | 204005731
HAXXAIR | HVHM-24T2D | HAXXAIR | *** | *** | *** | 24000 | 24600 | 21 | 12.1 | 8.6 | 1.84 | 59 | 98 | 204032224
AIR-CON | AMSCI4H4S24 | AIR-CON | *** | *** | *** | 24000 | 24600 | 21 | 12.1 | 8.6 | 1.84 | 59 | 98 | 204462798
DIAL | 24000Z-03-O | DIAL | *** | *** | *** | 24000 | 24600 | 21 | 12.1 | 8.6 | 1.84 | 59 | 98 | 204793304
EMERSON QUIET KOOL | EAC3H24R2C | EMERSON QUIET KOOL | *** | *** | *** | 24000 | 24600 | 21 | 12.1 | 8.6 | 1.84 | 59 | 98 | 207821919
Innovair | VOM24H7R3P7 | Innovair | *** | *** | *** | 24000 | 24600 | 21 | 12.1 | 8.6 | 1.84 | 59 | 98 | 207821950
WESTINGHOUSE | WHP24M3A21S | WESTINGHOUSE | *** | *** | *** | 24000 | 24600 | 21 | 12.1 | 8.6 | 1.84 | 59 | 98 | 208404156
DIAL | MZME24WW3P230BBJ | DIAL | *** | *** | *** | 24000 | 24600 | 21 | 12.1 | 8.6 | 1.84 | 59 | 98 | 213350263
FRIEDRICH | FPHMR36A3A | FRIEDRICH | *** | *** | *** | 32000 | 37600 | 19.5 | 12 | 8.9 | 1.84 | 61 | 96 | 203996910
HAXXAIR | HVHM-36T2D | HAXXAIR | *** | *** | *** | 32000 | 37600 | 19.5 | 12 | 8.9 | 1.84 | 61 | 96 | 204032225
AIR-CON | AMSCI4H4S36 | AIR-CON | *** | *** | *** | 32000 | 37600 | 19.5 | 12 | 8.9 | 1.84 | 61 | 96 | 204462799
DIAL | 36000Z-04-O | DIAL | *** | *** | *** | 32000 | 37600 | 19.5 | 12 | 8.9 | 1.84 | 61 | 96 | 204793305
EMERSON QUIET KOOL | EAC4H36R2C | EMERSON QUIET KOOL | *** | *** | *** | 32000 | 37600 | 19.5 | 12 | 8.9 | 1.84 | 61 | 96 | 207821922
Innovair | VOM36H7R4P7 | Innovair | *** | *** | *** | 32000 | 37600 | 19.5 | 12 | 8.9 | 1.84 | 61 | 96 | 207821953
WESTINGHOUSE | WHP36M4A21S | WESTINGHOUSE | *** | *** | *** | 32000 | 37600 | 19.5 | 12 | 8.9 | 1.84 | 61 | 96 | 208404158
DIAL | MZME36WW4P230BAJ | DIAL | *** | *** | *** | 32000 | 37600 | 19.5 | 12 | 8.9 | 1.84 | 61 | 96 | 213350264
FRIEDRICH | FPHMR24A3A | FRIEDRICH ¦ FRIEDRICH | FPHFW09A3B ¦ FPHFD09A3A |  |  | 24000 | 24200 | 21.5 | 12.3 | 8.825 | 1.84 | 61 | 99 | 203999079
HAXXAIR | HVHM-24T2D | HAXXAIR ¦ HAXXAIR | HAH-09T2D ¦ HAHS-09T2D |  |  | 24000 | 24200 | 21.5 | 12.3 | 8.825 | 1.84 | 61 | 99 | 204032226
ZEPHYR | ZE-24M322SCO | ZEPHYR ¦ ZEPHYR | ZE-09CA22INT ¦ ZE-09CA22DUC |  |  | 24000 | 24200 | 21.5 | 12.3 | 8.825 | 1.84 | 61 | 99 | 206346131
AIR-CON | AMSCI4H4S24 | AIR-CON ¦ AIR-CON | ABXEM4H4S09 ¦ ASLEK4H4S09 |  |  | 24000 | 24200 | 21.5 | 12.3 | 8.825 | 1.84 | 61 | 99 | 204462796
AZUR | AZ-24M322SCO | AZUR ¦ AZUR | AZ-09CA22INT ¦ AZ-09CA22DUC |  |  | 24000 | 24200 | 21.5 | 12.3 | 8.825 | 1.84 | 61 | 99 | 206346137
Innovair | VOM24H7R3P7 | Innovair ¦ Innovair | VWM10H7F7 ¦ VTM10H7C7 |  |  | 24000 | 24200 | 21.5 | 12.3 | 8.825 | 1.84 | 61 | 99 | 207821952
FRIEDRICH | FPHMR36A3A | FRIEDRICH ¦ FRIEDRICH | FPHFW09A3B ¦ FPHFD09A3A |  |  | 32000 | 37000 | 20.25 | 12.25 | 8.95 | 1.84 | 61 | 97 | 203999080
AIR-CON | AMSCI4H4S36 | AIR-CON ¦ AIR-CON | ABXEM4H4S09 ¦ ASLEK4H4S09 |  |  | 32000 | 37000 | 20.25 | 12.25 | 8.95 | 1.84 | 61 | 97 | 204462797
HAXXAIR | HVHM-36T2D | HAXXAIR ¦ HAXXAIR | HAH-09T2D ¦ HAHS-09T2D |  |  | 32000 | 37000 | 20.25 | 12.25 | 8.95 | 1.84 | 61 | 97 | 204032227
AZUR | AZ-36M422SCO | AZUR ¦ AZUR | AZ-09CA22INT ¦ AZ-09CA22DUC |  |  | 32000 | 37000 | 20.25 | 12.25 | 8.95 | 1.84 | 61 | 97 | 206347269
ZEPHYR | ZE-36M422SCO | ZEPHYR ¦ ZEPHYR | ZE-09CA22INT ¦ ZE-09CA22DUC |  |  | 32000 | 37000 | 20.25 | 12.25 | 8.95 | 1.84 | 61 | 97 | 206347271
Innovair | VOM36H7R4P7 | Innovair ¦ Innovair | VWM10H7F7 ¦ VTM10H7C7 |  |  | 32000 | 37000 | 20.25 | 12.25 | 8.95 | 1.84 | 61 | 97 | 207821955
FRIEDRICH | FPHMR18A3A | FRIEDRICH ¦ FRIEDRICH | FPHFW09A3B ¦ FPHFD09A3A |  |  | 18000 | 20000 | 20 | 12.25 | 9.45 | 1.84 | 64 | 90 | 205150430
AIR-CON | AMSCI4H4S18 | AIR-CON ¦ AIR-CON | ABXEM4H4S09 ¦ ASLEK4H4S09 |  |  | 18000 | 20000 | 20 | 12.25 | 9.45 | 1.84 | 64 | 90 | 205150433
ZEPHYR | ZE-18M222SCO | ZEPHYR ¦ ZEPHYR | ZE-09CA22INT ¦ ZE-09CA22DUC |  |  | 18000 | 20000 | 20 | 12.25 | 9.45 | 1.84 | 64 | 90 | 206346129
Innovair | VOM18H7R2P7 | Innovair ¦ Innovair | VWM10H7F7 ¦ VTM10H7C7 |  |  | 18000 | 20000 | 20 | 12.25 | 9.45 | 1.84 | 64 | 90 | 207821949
HAXXAIR | HVHM-18T2D | HAXXAIR ¦ HAXXAIR | HAH-09T2D ¦ HAHS-09T2D |  |  | 18000 | 20000 | 20 | 12.25 | 9.45 | 1.84 | 64 | 90 | 208650725
SAMSUNG | AM036NXMDCR | SAMSUNG ¦ SAMSUNG | AM009BN4PCH ¦ AM007CNLDCH |  |  | 38000 | 42000 | 19.25 | 11.85 | 9.1 | 2 | 60 | 74 | 206918723
SAMSUNG | AM036TXMDCH | SAMSUNG ¦ SAMSUNG | AM009BN4PCH ¦ AM007CNLDCH |  |  | 38000 | 42000 | 19.25 | 11.85 | 9.1 | 2 | 60 | 74 | 206918724
SLIMAIR | SHC2Z18VE2AG | SLIMAIR | *** | *** | *** | 19000 | 20000 | 19 | 12 | 9.3 | 1.85 | 80 | 95 | 213886039
SLIMAIR | SHC2Z18VE2AG | SLIMAIR ¦ SLIMAIR | SHM09VE2AG ¦ MTIU-09HWFN1-M |  |  | 19000 | 20000 | 19.75 | 12.25 | 9.15 | 1.83 | 74 | 93 | 213886040
SLIMAIR | SHC3Z27VE2AG | SLIMAIR | *** | *** | *** | 28000 | 28000 | 20 | 11.7 | 9.5 | 1.8 | 96 | 89 | 213886042
SLIMAIR | SHC3Z27VE2AG | SLIMAIR ¦ SLIMAIR | SHM09VE2AG ¦ MTIU-09HWFN1-M |  |  | 28000 | 28000 | 21.3 | 11.75 | 9.65 | 1.8 | 94 | 89 | 213886043
SLIMAIR | SHC4Z36VE2AG | SLIMAIR | *** | *** | *** | 36000 | 37000 | 19 | 11.7 | 10 | 1.7 | 95 | 89 | 213886045
SLIMAIR | SHC4Z36VE2AG | SLIMAIR ¦ SLIMAIR | SHM09VE2AG ¦ MTIU-09HWFN1-M |  |  | 36000 | 37000 | 19.5 | 12.1 | 9.85 | 1.8 | 95 | 93 | 213886046
SLIMAIR | SHC5Z48VE2AG | SLIMAIR | *** | *** | *** | 47000 | 49000 | 20.9 | 11.7 | 8.9 | 2 | 73 | 87 | 213886048
Nutech | N2OA-27HFN1-M | Nutech ¦ Nutech | MSAG11B-09HRFN1-MX7W(GA) ¦ MTIU-09HWFN1-M |  |  | 27400 | 28000 | 22.25 | 11.95 | 9.2 | 2 | 75 | 67 | 213916268
Nutech | N2OA-27HFN1-M | Nutech | *** | *** | *** | 28000 | 28000 | 21 | 11.7 | 9.2 | 2 | 79 | 67 | 213916267
PANASONIC | CU-2E18SBU-5 | PANASONIC | *** | *** | *** | 16700 | 20200 | 19 | 12.55 | 8.8 | 2 | 59 | 88 | 10221208
Trane / Mitsubishi Electric | NTXMSM60A182B** | Trane / Mitsubishi Electric ¦ Trane / Mitsubishi Electric | TPLFYP015EM14** ¦ TPVFYP012AM14** |  |  | 60000 | 66000 | 17.75 | 11.85 | 9.55 | 1.9 | 62 | 70 | 213249011
Mitsubishi Electric | MXZ-SM60NAM2*** | Mitsubishi Electric ¦ Mitsubishi Electric | PLFY-EP12NEMU** ¦ PVFY-P12NAMU** |  |  | 60000 | 66000 | 17.75 | 11.85 | 9.55 | 1.9 | 62 | 70 | 213248999
Mitsubishi Electric | MXZ-SM36NAMHZ2 | Mitsubishi Electric | *** | *** | *** | 36000 | 42000 | 18.5 | 12 | 11 | 1.86 | 63 | 92 | 211016450
Mitsubishi Electric | MXZ-SM36NAM2 | Mitsubishi Electric | *** | *** | *** | 36000 | 41000 | 18.5 | 12 | 10 | 2 | 65 | 71 | 210540182
Trane / Mitsubishi Electric | NTXMSM36A142B** | Trane / Mitsubishi Electric ¦ Trane / Mitsubishi Electric | TPLFYP012EM14** ¦ TPVFYP012AM14** |  |  | 36000 | 41000 | 19.3 | 13.15 | 9.8 | 2.1 | 64 | 71 | 213249001
Trane / Mitsubishi Electric | NTXMSH48A182B** | Trane / Mitsubishi Electric ¦ Trane / Mitsubishi Electric | TPLFYP012EM14** ¦ TPVFYP012AM14** |  |  | 48000 | 54000 | 18.85 | 11.75 | 10.15 | 1.9 | 74 | 87 | 213249009
Trane / Mitsubishi Electric | NTXMSH42A152B** | Trane / Mitsubishi Electric ¦ Trane / Mitsubishi Electric | TPLFYP012EM14** ¦ TPVFYP012AM14** |  |  | 42000 | 48000 | 18.85 | 12 | 10.1 | 1.88 | 67 | 92 | 213249005
Trane / Mitsubishi Electric | NTXMSH36A142B** | Trane / Mitsubishi Electric ¦ Trane / Mitsubishi Electric | TPLFYP012EM14** ¦ TPVFYP012AM14** |  |  | 36000 | 42000 | 19.3 | 13.15 | 10.95 | 1.9 | 70 | 92 | 213249003
Mitsubishi Electric | MXZ-SM48NAMHZ2*** | Mitsubishi Electric ¦ Mitsubishi Electric | PLFY-EP12NEMU** ¦ PVFY-P12NAMU** |  |  | 48000 | 54000 | 18.85 | 11.75 | 10.15 | 1.9 | 74 | 87 | 213248997
Mitsubishi Electric | MXZ-SM42NAMHZ2*** | Mitsubishi Electric ¦ Mitsubishi Electric | PLFY-EP12NEMU** ¦ PVFY-P12NAMU** |  |  | 42000 | 48000 | 18.85 | 12 | 10.1 | 1.88 | 67 | 92 | 213248993
Mitsubishi Electric | MXZ-SM36NAMHZ2*** | Mitsubishi Electric ¦ Mitsubishi Electric | PLFY-EP12NEMU** ¦ PVFY-P12NAMU** |  |  | 36000 | 42000 | 19.3 | 13.15 | 10.95 | 1.9 | 70 | 92 | 213248991
Mitsubishi Electric | MXZ-SM36NAM2*** | Mitsubishi Electric ¦ Mitsubishi Electric | PLFY-EP12NEMU** ¦ PVFY-P12NAMU** |  |  | 36000 | 41000 | 19.3 | 13.15 | 9.8 | 2.1 | 64 | 71 | 213248989
Cooper & Hunter | CHV6-36URBM | Cooper & Hunter ¦ Cooper & Hunter | CHV-09SDFLSP ¦ CHV-09MCCF4W |  |  | 36000 | 42000 | 18 | 13.4 | 10.2 | 2.49 | 62 | 55 | 208119924
ICE AIR | VFO-36BQAH | ICE AIR ¦ ICE AIR | AVD-09HCFCH1 ¦ AVC-09HJFA1 |  |  | 36000 | 42000 | 18 | 13.4 | 10.2 | 2.49 | 62 | 55 | 205072398
Hisense | AVW-36H3FH | Hisense ¦ Hisense | AVD-09HCFCH1 ¦ AVC-09HJFA1 |  |  | 36000 | 42000 | 18 | 13.4 | 10.2 | 2.49 | 62 | 55 | 205013598
Cooper & Hunter | CHV6-36URBM | Cooper & Hunter | *** | *** | *** | 36000 | 42000 | 16.5 | 12.6 | 10 | 2.38 | 62 | 55 | 208119918
ICE AIR | VFO-36BQAH | ICE AIR | *** | *** | *** | 36000 | 42000 | 16.5 | 12.6 | 10 | 2.38 | 62 | 55 | 205072392
Hisense | AVW-36H3FH | Hisense | *** | *** | *** | 36000 | 42000 | 16.5 | 12.6 | 10 | 2.38 | 62 | 55 | 204344212
FUJITSU | AOU18RLXFZ | FUJITSU ¦ FUJITSU | ASU9RLF ¦ ASU9RLF |  |  | 18000 | 22000 | 17.15 | 12.3 | 8.7 |  | 63 |  | 4397410
MAXI AIR | NE-T53-MULTI36E | MAXI AIR ¦ MAXI AIR | MTIU-09HWFN1-M ¦ MTIU-09HWFN1-M |  |  | 36000 | 37000 | 20.6 | 12.65 | 10.15 | 1.8 | 92 | 93 | 213927624
MAXI AIR | NE-T53-MULTI36E | MAXI AIR | *** | *** | *** | 36000 | 37000 | 19 | 11.7 | 10 | 1.7 | 95 | 89 | 213927623
MAXI AIR | NE-T53-MULTI28E | MAXI AIR ¦ MAXI AIR | MTIU-09HWFN1-M ¦ MTIU-09HWFN1-M |  |  | 28000 | 28000 | 21.5 | 12.1 | 10.05 | 1.8 | 96 | 89 | 213927621
MAXI AIR | NE-T53-MULTI28E | MAXI AIR | *** | *** | *** | 28000 | 28000 | 20 | 11.7 | 9.5 | 1.8 | 96 | 89 | 213927620
QUEBEC VAIR | NE-T53-MULTI36E | QUEBEC VAIR ¦ QUEBEC VAIR | MTIU-09HWFN1-M ¦ MTIU-09HWFN1-M |  |  | 36000 | 37000 | 20.6 | 12.65 | 10.15 | 1.8 | 92 | 93 | 213927618
QUEBEC VAIR | NE-T53-MULTI36E | QUEBEC VAIR | *** | *** | *** | 36000 | 37000 | 19 | 11.7 | 10 | 1.7 | 95 | 89 | 213927617
QUEBEC VAIR | NE-T53-MULTI28E | QUEBEC VAIR ¦ QUEBEC VAIR | MTIU-09HWFN1-M ¦ MTIU-09HWFN1-M |  |  | 28000 | 28000 | 21.5 | 12.1 | 10.05 | 1.8 | 96 | 89 | 213927615
QUEBEC VAIR | NE-T53-MULTI28E | QUEBEC VAIR | *** | *** | *** | 28000 | 28000 | 20 | 11.7 | 9.5 | 1.8 | 96 | 89 | 213927614
Bladex | BME20A-18SPHP1 | Bladex | *** | *** | *** | 18000 | 19000 | 19 | 12 | 9.8 | 2 | 78 | 70 | 213927656
Bladex | BME20A-18SPHP1 | Bladex ¦ Bladex | BWM11B-09HWIU ¦ MTIU-09HWFN1-M |  |  | 18000 | 19000 | 20 | 12.25 | 10 | 2 | 77 | 68 | 213927657
Bladex | BME30J-27SPHP1 | Bladex | *** | *** | *** | 28000 | 28000 | 21 | 11.7 | 9.2 | 2 | 79 | 67 | 213927659
Bladex | BME30J-27SPHP1 | Bladex ¦ Bladex | BWM11B-09HWIU ¦ MTIU-09HWFN1-M |  |  | 27400 | 28000 | 22.25 | 11.95 | 9.2 | 2 | 75 | 67 | 213927660
GREE | GMV-V36WL/C-T(U) | GREE ¦ GREE | GMV-ND07PHS/B-T(U) ¦ GMV-ND07T/D-T(U) |  |  | 36000 | 36000 | 20.75 | 12.25 | 8.85 | 2.3 | 64 | 70 | 213927641
AI AIR CONDITIONING | A3MO22-27N1-M1H | AI AIR CONDITIONING | *** | *** | *** | 27000 | 27000 | 19 | 11.8 | 10 | 1.8 | 85 | 100 | 213769956
AI AIR CONDITIONING | A2MO22-18N1-M1H | AI AIR CONDITIONING | *** | *** | *** | 19000 | 20000 | 19 | 12 | 9.3 | 1.85 | 80 | 95 | 213769953
AI AIR CONDITIONING | A4MO22-36N1-M1H | AI AIR CONDITIONING ¦ AI AIR CONDITIONING | MSAG11B-09HRFN1-MX7W(GA) ¦ MTIU-09HWFN1-M |  |  | 36000 | 36000 | 20.2 | 12 | 10.45 | 1.93 | 79 | 100 | 213769960
AI AIR CONDITIONING | A3MO22-27N1-M1H | AI AIR CONDITIONING ¦ AI AIR CONDITIONING | MSAG11B-09HRFN1-MX7W(GA) ¦ MTIU-09HWFN1-M |  |  | 27000 | 27000 | 19.75 | 11.8 | 9.8 | 1.8 | 84 | 100 | 213769957
AI AIR CONDITIONING | A5MO22-48N1-M1H | AI AIR CONDITIONING | *** | *** | *** | 47000 | 49000 | 20.9 | 11.7 | 8.9 | 2 | 73 | 87 | 213769962
AI AIR CONDITIONING | A2MO22-18N1-M1H | AI AIR CONDITIONING ¦ AI AIR CONDITIONING | MSAG11B-09HRFN1-MX7W(GA) ¦ MTIU-09HWFN1-M |  |  | 19000 | 20000 | 19.75 | 12.25 | 9.15 | 1.83 | 74 | 93 | 213769954
AI AIR CONDITIONING | A4MO22-36N1-M1H | AI AIR CONDITIONING | *** | *** | *** | 36000 | 36000 | 19.4 | 12 | 10 | 1.9 | 83 | 100 | 213769959
FUJITSU | AOU18RLXFZH | FUJITSU | *** | *** | *** | 18000 | 22000 | 19 | 12.4 | 9 | 1.84 | 65 | 100 | 8033585
RHEEM | ROMH18FXZHJ | RHEEM | *** | *** | *** | 18000 | 22000 | 19 | 12.4 | 9 | 1.84 | 65 | 100 | 10595420
RUUD | UOMH18FXZHJ | RUUD | *** | *** | *** | 18000 | 22000 | 19 | 12.4 | 9 | 1.84 | 65 | 100 | 10595421
RUUD | ROMH18FXZHJ | RUUD | *** | *** | *** | 18000 | 22000 | 19 | 12.4 | 9 | 1.84 | 65 | 100 | 206221521
RHEEM | RO2HFZ18AJ1H | RHEEM | *** | *** | *** | 18000 | 22000 | 19 | 12.4 | 9 | 1.84 | 65 | 100 | 211044461
RUUD | RO2HFZ18AJ1H | RUUD | *** | *** | *** | 18000 | 22000 | 19 | 12.4 | 9 | 1.84 | 65 | 100 | 211044462
FUJITSU | AOU18RLXFZH | FUJITSU ¦ FUJITSU | ASU9RLF1 ¦ ASU9RLF1 |  |  | 18000 | 22000 | 20.25 | 12.95 | 9.3 | 1.84 | 65 | 100 | 8063924
FUJITSU | AOU24RLXFZH | FUJITSU | *** | *** | *** | 22000 | 25000 | 17.8 | 12.1 | 9.2 | 2.06 | 62 | 102 | 8033742
RHEEM | ROMH24FXZHJ | RHEEM | *** | *** | *** | 22000 | 25000 | 17.8 | 12.1 | 9.2 | 2.06 | 62 | 102 | 10595426
RUUD | UOMH24FXZHJ | RUUD | *** | *** | *** | 22000 | 25000 | 17.8 | 12.1 | 9.2 | 2.06 | 62 | 102 | 10595427
RUUD | ROMH24FXZHJ | RUUD | *** | *** | *** | 22000 | 25000 | 17.8 | 12.1 | 9.2 | 2.06 | 62 | 102 | 206221524
RHEEM | RO3HFZ24AJ1H | RHEEM | *** | *** | *** | 22000 | 25000 | 17.8 | 12.1 | 9.2 | 2.06 | 62 | 102 | 211044465
RUUD | RO3HFZ24AJ1H | RUUD | *** | *** | *** | 22000 | 25000 | 17.8 | 12.1 | 9.2 | 2.06 | 62 | 102 | 211044466
FUJITSU | AOU24RLXFZH | FUJITSU ¦ FUJITSU | ASU9RLF1 ¦ ASU7RLF1 |  |  | 22000 | 25000 | 18.9 | 12.7 | 9.6 | 2.06 | 62 | 102 | 8063925
FUJITSU | AOU36RLXFZH | FUJITSU | *** | *** | *** | 35200 | 36400 | 18 | 12 | 8.7 | 2.02 | 59 | 100 | 8908616
FUJITSU | AOU36RLXFZH | FUJITSU ¦ FUJITSU | ASU9RLF1 ¦ ASU9RLF1 |  |  | 35200 | 36400 | 19.25 | 12.5 | 9.1 | 2.02 | 59 | 100 | 8912450
RHEEM | RO4HFZ36AJ1H | RHEEM | *** | *** | *** | 35200 | 36400 | 18 | 12 | 8.7 | 2.02 | 59 | 100 | 211044469
RUUD | RO4HFZ36AJ1H | RUUD | *** | *** | *** | 35200 | 36400 | 18 | 12 | 8.7 | 2.02 | 59 | 100 | 211044470
FUJITSU | AOU18RLXFZ | FUJITSU | *** | *** | *** | 18000 | 22000 | 16.3 | 12.1 | 8.7 | 1.86 | 63 | 52 | 4397409
RHEEM | ROMH18AFXZJ | RHEEM | *** | *** | *** | 18000 | 22000 | 16.3 | 12.1 | 8.7 | 1.86 | 63 | 52 | 10595436
RUUD | UOMH18AFXZJ | RUUD | *** | *** | *** | 18000 | 22000 | 16.3 | 12.1 | 8.7 | 1.86 | 63 | 52 | 10595437
RUUD | ROMH18AFXZJ | RUUD | *** | *** | *** | 18000 | 22000 | 16.3 | 12.1 | 8.7 | 1.86 | 63 | 52 | 206221529
RHEEM | RO2HFZ18AJ2S | RHEEM | *** | *** | *** | 18000 | 22000 | 16.3 | 12.1 | 8.7 | 1.86 | 63 | 52 | 211044449
RUUD | RO2HFZ18AJ2S | RUUD | *** | *** | *** | 18000 | 22000 | 16.3 | 12.1 | 8.7 | 1.86 | 63 | 52 | 211044450
DAIKIN | RXSQ24TBVJU* | DAIKIN ¦ DAIKIN | FXFQ07TVJU ¦ FXFQ07TVJU |  |  | 23000 | 25400 | 16.95 | 12.75 | 8.5 |  | 61 |  | 211641713
Bladex | B30I-28SPHP1 | Bladex ¦ Bladex | BWM11B-09HWIU ¦ MTIU-09HWFN1-M |  |  | 28000 | 28000 | 21.3 | 11.75 | 9.65 | 1.8 | 94 | 89 | 214065610
Bladex | B30I-28SPHP1 | Bladex | *** | *** | *** | 28000 | 28000 | 20 | 11.7 | 9.5 | 1.8 | 96 | 89 | 214065609
Trane / Mitsubishi Electric | NTXMSM36A142B* | Trane / Mitsubishi Electric | *** | *** | *** | 36000 | 41000 | 18.5 | 12 | 10 | 2 | 65 | 71 | 211016465
Trane / Mitsubishi Electric | NTXMSH36A142B* | Trane / Mitsubishi Electric | *** | *** | *** | 36000 | 42000 | 18.5 | 12 | 11 | 1.86 | 63 | 92 | 211016468
SLIMAIR | SHC2Z18VC2AG | SLIMAIR ¦ SLIMAIR | SHMZ09VB-2A ¦ SHD09VC2AG |  |  | 18000 | 19000 | 20 | 12.25 | 10 | 2 | 77 | 68 | 208447950
SLIMAIR | SHC2Z18VC2AG | SLIMAIR | *** | *** | *** | 18000 | 19000 | 19 | 12 | 9.8 | 2 | 78 | 70 | 208447949
SLIMAIR | SHC3Z27VC2AG | SLIMAIR ¦ SLIMAIR | SHMZ09VB-2A ¦ SHD09VC2AG |  |  | 27400 | 28000 | 22.25 | 11.95 | 9.2 | 2 | 75 | 67 | 208447953
SLIMAIR | SHC3Z27VC2AG | SLIMAIR | *** | *** | *** | 28000 | 28000 | 21 | 11.7 | 9.2 | 2 | 79 | 67 | 208447952
HITACHI | PAS-48BUFASDQ1 | HITACHI | *** | *** | *** | 43500 | 45500 | 21 | 12.7 | 10 | 2.1 | 90 | 79 | 213685842
HITACHI | PAS-36BUFASDQ1 | HITACHI | *** | *** | *** | 36000 | 38000 | 20 | 12.8 | 9.8 | 2 | 91 | 84 | 213685841
HITACHI | PAS-30BUFASDQ1 | HITACHI | *** | *** | *** | 30000 | 32000 | 20 | 13 | 10 | 2 | 89 | 88 | 213685840
HITACHI | PAS-24BUFASDQ1 | HITACHI | *** | *** | *** | 22000 | 24000 | 20 | 12.7 | 9.6 | 2.2 | 91 | 78 | 213685839
HITACHI | PAS-18BUFASDQ1 | HITACHI | *** | *** | *** | 18000 | 20000 | 21 | 13 | 9.5 | 2.1 | 91 | 72 | 213685838
HITACHI | PAS-36BUFASDQ1 | HITACHI | *** | *** | *** | 36000 | 38000 | 20 | 12.8 | 9.8 | 2 | 91 | 84 | 213685841
GREE | GWHD(18)ND3PO | GREE ¦ GREE | GWH09AGCXD-D3DN***/I ¦ GFH(09)DA-D3DN***/I |  |  | 18000 | 19000 | 21 | 12 | 9 | 1.92 | 73 | 71 | 211752945
GREE | GMV-V36WL/C-T(U) | GREE ¦ GREE | GMV-ND07PHS/B-T(U) ¦ GMV-ND07T/D-T(U) |  |  | 36000 | 36000 | 20.75 | 12.25 | 8.85 | 2.3 | 64 | 70 | 213927641
HITACHI | PAS-48BUFASDQ1 | HITACHI | *** | *** | *** | 43500 | 45500 | 21 | 12.7 | 10 | 2.1 | 90 | 79 | 213685842
HITACHI | PAS-30BUFASDQ1 | HITACHI | *** | *** | *** | 30000 | 32000 | 20 | 13 | 10 | 2 | 89 | 88 | 213685840
HITACHI | PAS-24BUFASDQ1 | HITACHI | *** | *** | *** | 22000 | 24000 | 20 | 12.7 | 9.6 | 2.2 | 91 | 78 | 213685839
HITACHI | PAS-18BUFASDQ1 | HITACHI | *** | *** | *** | 18000 | 20000 | 21 | 13 | 9.5 | 2.1 | 91 | 72 | 213685838
Bladex | B40I-36SPHP1* | Bladex | *** | *** | *** | 36000 | 37000 | 19 | 11.7 | 10 | 1.7 | 95 | 89 | 214232421
Multi MFG | 36MPC4-HH-A | Multi MFG | *** | *** | *** | 36000 | 37000 | 19 | 11.7 | 10 | 1.7 | 95 | 89 | 214232439
DAIKIN | RXSQ24TBVJU* | DAIKIN ¦ DAIKIN | FXFQ07TVJU ¦ FXFQ07TVJU |  |  | 23000 | 25400 | 16.95 | 12.75 | 8.5 |  | 61 |  | 211641713
SAMSUNG | AJ020BXS3CH | SAMSUNG ¦ SAMSUNG | AR07CSDAFWKN ¦ AC009BNLDCH |  |  | 21000 | 22000 | 18.25 | 12.45 | 8.65 | 1.85 | 59 | 100 | 207350092
SAMSUNG | AJ024BXS4CH | SAMSUNG ¦ SAMSUNG | AR07CSDAFWKN ¦ AC009BNLDCH |  |  | 25000 | 25000 | 18.75 | 11.8 | 8.65 | 1.78 | 59 | 100 | 207350094
SAMSUNG | AJ036BXS4CH | SAMSUNG ¦ SAMSUNG | AR09CSDABWKN ¦ AC009BNLDCH |  |  | 34000 | 35600 | 20 | 11.75 | 8.8 | 1.89 | 59 | 100 | 207350834
AI AIR CONDITIONING | A2MO21-18N1-M1 | AI AIR CONDITIONING ¦ AI AIR CONDITIONING | AW25-09N1-M1 ¦ MTIU-09HWFN1-M |  |  | 18000 | 19000 | 20 | 12.25 | 10 | 2 | 77 | 68 | 214311546
AI AIR CONDITIONING | A3MO21-27N1-M1 | AI AIR CONDITIONING | *** | *** | *** | 28000 | 28000 | 21 | 11.7 | 9.2 | 2 | 79 | 67 | 214311548
AI AIR CONDITIONING | A3MO21-27N1-M1 | AI AIR CONDITIONING ¦ AI AIR CONDITIONING | AW25-09N1-M1 ¦ MTIU-09HWFN1-M |  |  | 27400 | 28000 | 22.25 | 11.95 | 9.2 | 2 | 75 | 67 | 214311549
AIR TECH | ATVO36NGUG2 | AIR TECH ¦ AIR TECH | ATVD07HGBG2 ¦ ATVC07NGDG2 |  |  | 36000 | 36000 | 20.75 | 12.25 | 8.85 | 2.3 | 64 | 70 | 214056554
Mitsubishi Electric | MXZ-2C20NAHZ4*** | Mitsubishi Electric ¦ Mitsubishi Electric | MSZ-GL09NA*** ¦ SEZ-KD09NA*** |  |  | 19000 | 22000 | 16.5 | 12.25 | 9.35 | 2.09 | 62 | 47 | 209847183
Mitsubishi Electric | MXZ-3C24NA4*** | Mitsubishi Electric ¦ Mitsubishi Electric | MSZ-GL09NA*** ¦ SEZ-KD09NA*** |  |  | 22800 | 24800 | 18 | 12.4 | 9.3 | 2.23 | 58 | 41 | 209847179
Kepler | ODUM4OI-36HFN1-M | Kepler | *** | *** | *** | 36000 | 37000 | 19 | 11.7 | 10 | 1.7 | 95 | 89 | 214377783
Mitsubishi Electric | MXZ-3C24NAHZ4*** | Mitsubishi Electric ¦ Mitsubishi Electric | MSZ-GL06NA*** ¦ SEZ-KD09NA*** |  |  | 22800 | 24800 | 17.25 | 11.75 | 9.25 | 1.81 | 56 | 39 | 209847184
HISENSE | AMW3-24U3SAA | HISENSE | *** | *** | *** | 24000 | 24600 | 21 | 12.1 | 8.6 | 1.84 | 59 | 98 | 203446790
HISENSE | AMW4-36U3STA | HISENSE | *** | *** | *** | 32000 | 37600 | 19.5 | 12 | 8.9 | 1.84 | 61 | 96 | 203459336
HISENSE | AMW3-24U3SAA | HISENSE ¦ HISENSE | AST-09UW3SVG**01 ¦ ADT-09UX3SBL |  |  | 24000 | 24200 | 21.5 | 12.3 | 8.825 | 1.84 | 61 | 99 | 203978167
HISENSE | AMW4-36U3STA | HISENSE ¦ HISENSE | AST-09UW3SVG**01 ¦ ADT-09UX3SBL |  |  | 32000 | 37000 | 20.25 | 12.25 | 8.95 | 1.84 | 61 | 97 | 203978168
FRIEDRICH | FPHMR24A3A | FRIEDRICH | *** | *** | *** | 24000 | 24600 | 21 | 12.1 | 8.6 | 1.84 | 59 | 98 | 204005731
HAXXAIR | HVHM-24T2D | HAXXAIR | *** | *** | *** | 24000 | 24600 | 21 | 12.1 | 8.6 | 1.84 | 59 | 98 | 204032224
FRIEDRICH | FPHMR36A3A | FRIEDRICH | *** | *** | *** | 32000 | 37600 | 19.5 | 12 | 8.9 | 1.84 | 61 | 96 | 203996910
HAXXAIR | HVHM-36T2D | HAXXAIR | *** | *** | *** | 32000 | 37600 | 19.5 | 12 | 8.9 | 1.84 | 61 | 96 | 204032225
HAXXAIR | HVHM-24T2D | HAXXAIR ¦ HAXXAIR | HAH-09T2D ¦ HAHS-09T2D |  |  | 24000 | 24200 | 21.5 | 12.3 | 8.825 | 1.84 | 61 | 99 | 204032226
FRIEDRICH | FPHMR24A3A | FRIEDRICH ¦ FRIEDRICH | FPHFW09A3B ¦ FPHFD09A3A |  |  | 24000 | 24200 | 21.5 | 12.3 | 8.825 | 1.84 | 61 | 99 | 203999079
HAXXAIR | HVHM-36T2D | HAXXAIR ¦ HAXXAIR | HAH-09T2D ¦ HAHS-09T2D |  |  | 32000 | 37000 | 20.25 | 12.25 | 8.95 | 1.84 | 61 | 97 | 204032227
FRIEDRICH | FPHMR36A3A | FRIEDRICH ¦ FRIEDRICH | FPHFW09A3B ¦ FPHFD09A3A |  |  | 32000 | 37000 | 20.25 | 12.25 | 8.95 | 1.84 | 61 | 97 | 203999080
AIR-CON | AMSCI4H4S24 | AIR-CON | *** | *** | *** | 24000 | 24600 | 21 | 12.1 | 8.6 | 1.84 | 59 | 98 | 204462798
DIAL | 24000Z-03-O | DIAL | *** | *** | *** | 24000 | 24600 | 21 | 12.1 | 8.6 | 1.84 | 59 | 98 | 204793304
AIR-CON | AMSCI4H4S36 | AIR-CON | *** | *** | *** | 32000 | 37600 | 19.5 | 12 | 8.9 | 1.84 | 61 | 96 | 204462799
DIAL | 36000Z-04-O | DIAL | *** | *** | *** | 32000 | 37600 | 19.5 | 12 | 8.9 | 1.84 | 61 | 96 | 204793305
AIR-CON | AMSCI4H4S24 | AIR-CON ¦ AIR-CON | ABXEM4H4S09 ¦ ASLEK4H4S09 |  |  | 24000 | 24200 | 21.5 | 12.3 | 8.825 | 1.84 | 61 | 99 | 204462796
AIR-CON | AMSCI4H4S36 | AIR-CON ¦ AIR-CON | ABXEM4H4S09 ¦ ASLEK4H4S09 |  |  | 32000 | 37000 | 20.25 | 12.25 | 8.95 | 1.84 | 61 | 97 | 204462797
WESTINGHOUSE | WHP24M3A21S | WESTINGHOUSE | *** | *** | *** | 24000 | 24600 | 21 | 12.1 | 8.6 | 1.84 | 59 | 98 | 208404156
Innovair | VOM24H7R3P7 | Innovair | *** | *** | *** | 24000 | 24600 | 21 | 12.1 | 8.6 | 1.84 | 59 | 98 | 207821950
EMERSON QUIET KOOL | EAC3H24R2C | EMERSON QUIET KOOL | *** | *** | *** | 24000 | 24600 | 21 | 12.1 | 8.6 | 1.84 | 59 | 98 | 207821919
EMERSON QUIET KOOL | EAC4H36R2C | EMERSON QUIET KOOL | *** | *** | *** | 32000 | 37600 | 19.5 | 12 | 8.9 | 1.84 | 61 | 96 | 207821922
WESTINGHOUSE | WHP36M4A21S | WESTINGHOUSE | *** | *** | *** | 32000 | 37600 | 19.5 | 12 | 8.9 | 1.84 | 61 | 96 | 208404158
Innovair | VOM36H7R4P7 | Innovair | *** | *** | *** | 32000 | 37600 | 19.5 | 12 | 8.9 | 1.84 | 61 | 96 | 207821953
AZUR | AZ-24M322SCO | AZUR ¦ AZUR | AZ-09CA22INT ¦ AZ-09CA22DUC |  |  | 24000 | 24200 | 21.5 | 12.3 | 8.825 | 1.84 | 61 | 99 | 206346137
Innovair | VOM24H7R3P7 | Innovair ¦ Innovair | VWM10H7F7 ¦ VTM10H7C7 |  |  | 24000 | 24200 | 21.5 | 12.3 | 8.825 | 1.84 | 61 | 99 | 207821952
ZEPHYR | ZE-24M322SCO | ZEPHYR ¦ ZEPHYR | ZE-09CA22INT ¦ ZE-09CA22DUC |  |  | 24000 | 24200 | 21.5 | 12.3 | 8.825 | 1.84 | 61 | 99 | 206346131
ZEPHYR | ZE-36M422SCO | ZEPHYR ¦ ZEPHYR | ZE-09CA22INT ¦ ZE-09CA22DUC |  |  | 32000 | 37000 | 20.25 | 12.25 | 8.95 | 1.84 | 61 | 97 | 206347271
Innovair | VOM36H7R4P7 | Innovair ¦ Innovair | VWM10H7F7 ¦ VTM10H7C7 |  |  | 32000 | 37000 | 20.25 | 12.25 | 8.95 | 1.84 | 61 | 97 | 207821955
AZUR | AZ-36M422SCO | AZUR ¦ AZUR | AZ-09CA22INT ¦ AZ-09CA22DUC |  |  | 32000 | 37000 | 20.25 | 12.25 | 8.95 | 1.84 | 61 | 97 | 206347269
DIAL | MZME24WW3P230BBJ | DIAL | *** | *** | *** | 24000 | 24600 | 21 | 12.1 | 8.6 | 1.84 | 59 | 98 | 213350263
DIAL | MZME36WW4P230BAJ | DIAL | *** | *** | *** | 32000 | 37600 | 19.5 | 12 | 8.9 | 1.84 | 61 | 96 | 213350264
TOSOT | TM18HPO | TOSOT ¦ TOSOT | TW09HXP2A1DI ¦ TM09HSFDI |  |  | 18000 | 19000 | 21 | 12 | 9 | 1.92 | 73 | 71 | 214389464
ICONIC AIR SOLUTION | ICM30DK | ICONIC AIR SOLUTION | *** | *** | *** | 30000 | 30000 | 20 | 12 | 9.2 | 1.9 | 90 | 60 | 214389511
SAMSUNG | AJ020BXJ2CH | SAMSUNG ¦ SAMSUNG | AR09CSDABWKN ¦ AC009BNLDCH |  |  | 18000 | 22000 | 18.75 | 11.9 | 8.4 | 1.75 | 58 | 70 | 207350087
SAMSUNG | AJ020CXS3CH | SAMSUNG | *** | *** | *** | 21000 | 22000 | 20.5 | 13.45 | 9.5 | 1.83 | 60 | 100 | 213353371
SAMSUNG | AJ030CXS4CH | SAMSUNG | *** | *** | *** | 28400 | 28600 | 20 | 13 | 9.5 | 1.81 | 60 | 100 | 213353373
SAMSUNG | AJ024CXS4CH | SAMSUNG | *** | *** | *** | 25000 | 25000 | 20 | 13.5 | 9.5 | 1.82 | 60 | 100 | 213353372
TOSHIBA CARRIER | MCY-MAP0367HS-UL | TOSHIBA CARRIER | *** | *** | *** | 36000 | 40000 | 20.1 | 12.1 | 10.9 | 3.05 | 71 | 69 | 10049878
RUUD | RO4HFZ36AJ1H | RUUD | *** | *** | *** | 35200 | 36400 | 18 | 12 | 8.7 | 2.02 | 59 | 100 | 211044470
RHEEM | RO4HFZ36AJ1H | RHEEM | *** | *** | *** | 35200 | 36400 | 18 | 12 | 8.7 | 2.02 | 59 | 100 | 211044469
FUJITSU | AOU36RLXFZH | FUJITSU ¦ FUJITSU | ASU9RLF1 ¦ ASU9RLF1 |  |  | 35200 | 36400 | 19.25 | 12.5 | 9.1 | 2.02 | 59 | 100 | 8912450
FUJITSU | AOU36RLXFZH | FUJITSU | *** | *** | *** | 35200 | 36400 | 18 | 12 | 8.7 | 2.02 | 59 | 100 | 8908616
FUJITSU | AOU24RLXFZH | FUJITSU ¦ FUJITSU | ASU9RLF1 ¦ ASU7RLF1 |  |  | 22000 | 25000 | 18.9 | 12.7 | 9.6 | 2.06 | 62 | 102 | 8063925
RUUD | RO3HFZ24AJ1H | RUUD | *** | *** | *** | 22000 | 25000 | 17.8 | 12.1 | 9.2 | 2.06 | 62 | 102 | 211044466
RHEEM | RO3HFZ24AJ1H | RHEEM | *** | *** | *** | 22000 | 25000 | 17.8 | 12.1 | 9.2 | 2.06 | 62 | 102 | 211044465
FUJITSU | AOU18RLXFZH | FUJITSU ¦ FUJITSU | ASU9RLF1 ¦ ASU9RLF1 |  |  | 18000 | 22000 | 20.25 | 12.95 | 9.3 | 1.84 | 65 | 100 | 8063924
RUUD | ROMH24FXZHJ | RUUD | *** | *** | *** | 22000 | 25000 | 17.8 | 12.1 | 9.2 | 2.06 | 62 | 102 | 206221524
RUUD | UOMH24FXZHJ | RUUD | *** | *** | *** | 22000 | 25000 | 17.8 | 12.1 | 9.2 | 2.06 | 62 | 102 | 10595427
RHEEM | ROMH24FXZHJ | RHEEM | *** | *** | *** | 22000 | 25000 | 17.8 | 12.1 | 9.2 | 2.06 | 62 | 102 | 10595426
FUJITSU | AOU24RLXFZH | FUJITSU | *** | *** | *** | 22000 | 25000 | 17.8 | 12.1 | 9.2 | 2.06 | 62 | 102 | 8033742
RUUD | RO2HFZ18AJ1H | RUUD | *** | *** | *** | 18000 | 22000 | 19 | 12.4 | 9 | 1.84 | 65 | 100 | 211044462
RHEEM | RO2HFZ18AJ1H | RHEEM | *** | *** | *** | 18000 | 22000 | 19 | 12.4 | 9 | 1.84 | 65 | 100 | 211044461
RUUD | ROMH18FXZHJ | RUUD | *** | *** | *** | 18000 | 22000 | 19 | 12.4 | 9 | 1.84 | 65 | 100 | 206221521
RUUD | UOMH18FXZHJ | RUUD | *** | *** | *** | 18000 | 22000 | 19 | 12.4 | 9 | 1.84 | 65 | 100 | 10595421
RHEEM | ROMH18FXZHJ | RHEEM | *** | *** | *** | 18000 | 22000 | 19 | 12.4 | 9 | 1.84 | 65 | 100 | 10595420
FUJITSU | AOU18RLXFZH | FUJITSU | *** | *** | *** | 18000 | 22000 | 19 | 12.4 | 9 | 1.84 | 65 | 100 | 8033585
Innovair | VOM18H7R2P7 | Innovair ¦ Innovair | VWM10H7F7 ¦ VTM10H7C7 |  |  | 18000 | 20000 | 20 | 12.25 | 9.45 | 1.84 | 64 | 90 | 207821949
HAXXAIR | HVHM-18T2D | HAXXAIR ¦ HAXXAIR | HAH-09T2D ¦ HAHS-09T2D |  |  | 18000 | 20000 | 20 | 12.25 | 9.45 | 1.84 | 64 | 90 | 208650725
ZEPHYR | ZE-18M222SCO | ZEPHYR ¦ ZEPHYR | ZE-09CA22INT ¦ ZE-09CA22DUC |  |  | 18000 | 20000 | 20 | 12.25 | 9.45 | 1.84 | 64 | 90 | 206346129
FRIEDRICH | FPHMR18A3A | FRIEDRICH ¦ FRIEDRICH | FPHFW09A3B ¦ FPHFD09A3A |  |  | 18000 | 20000 | 20 | 12.25 | 9.45 | 1.84 | 64 | 90 | 205150430
AIR-CON | AMSCI4H4S18 | AIR-CON ¦ AIR-CON | ABXEM4H4S09 ¦ ASLEK4H4S09 |  |  | 18000 | 20000 | 20 | 12.25 | 9.45 | 1.84 | 64 | 90 | 205150433
HISENSE | AMW2-18U3SFA | HISENSE ¦ HISENSE | AST-09UW3SVG**01 ¦ ADT-09UX3SBL |  |  | 18000 | 20000 | 20 | 12.25 | 9.45 | 1.84 | 64 | 90 | 204816954
LG | LMU480HHV | LG | *** | *** | *** | 48000 | 52500 | 18.5 | 12.6 | 10 | 2.02 | 67 | 90 | 206717009
LG | LMU421HHV | LG | *** | *** | *** | 42000 | 48000 | 19 | 13.1 | 10 | 1.92 | 66 | 90 | 206717008
LG | LMU361HHV | LG | *** | *** | *** | 36000 | 45000 | 19 | 13.5 | 10 | 1.93 | 66 | 90 | 206717006
LG | LMU180HHV | LG | *** | *** | *** | 16500 | 22000 | 17.5 | 12 | 8.6 | 1.83 | 67 | 90 | 10445373
LG | LMU300HHV | LG | *** | *** | *** | 24600 | 27000 | 17.5 | 11.7 | 9.2 | 1.85 | 66 | 85 | 10445377
LG | LMU240HHV | LG | *** | *** | *** | 20000 | 24000 | 17 | 11.7 | 9.2 | 1.83 | 63 | 90 | 10445375
TOSHIBA CARRIER | MCY-MAP0367HS-UL | TOSHIBA CARRIER ¦ TOSHIBA CARRIER | MMD-AP0094BH2UL ¦ MMU-AP0092H2UL |  |  | 36000 | 40000 | 21.5 | 13.2 | 10.4 |  | 72 |  | 10096870
TKS | T3C-27MODU | TKS ¦ TKS | MSAG11B-09HRFN1-MX7W(GA) ¦ MTIU-09HWFN1-M |  |  | 27400 | 28000 | 22.25 | 11.95 | 9.2 | 2 | 75 | 67 | 214594928
TKS | T3C-27MODU | TKS | *** | *** | *** | 28000 | 28000 | 21 | 11.7 | 9.2 | 2 | 79 | 67 | 214594927
TKS | T2C-18MODU | TKS ¦ TKS | MSAG11B-09HRFN1-MX7W(GA) ¦ MTIU-09HWFN1-M |  |  | 18000 | 19000 | 20 | 12.25 | 10 | 2 | 77 | 68 | 214594925
SAMSUNG | AJ030CXS4CH | SAMSUNG ¦ SAMSUNG | AR09CSDABWKN ¦ AC009BNLDCH |  |  | 28400 | 28600 | 21.25 | 13.2 | 9.9 | 1.81 | 60 | 100 | 213372419
SAMSUNG | AJ024CXS4CH | SAMSUNG ¦ SAMSUNG | AR07CSDAFWKN ¦ AC009BNLDCH |  |  | 25000 | 25000 | 21.5 | 14 | 9.9 | 1.83 | 60 | 100 | 213372418
SAMSUNG | AJ020CXS3CH | SAMSUNG ¦ SAMSUNG | AR07CSDAFWKN ¦ AC009BNLDCH |  |  | 21000 | 22000 | 21.75 | 14.2 | 10 | 1.89 | 60 | 100 | 213372417
SAMSUNG | AM036NXMDCR | SAMSUNG ¦ SAMSUNG | AM009BN4PCH ¦ AM007CNLDCH |  |  | 38000 | 42000 | 19.25 | 11.85 | 9.1 | 2 | 60 | 74 | 206918723
SAMSUNG | AM036TXMDCH | SAMSUNG ¦ SAMSUNG | AM009BN4PCH ¦ AM007CNLDCH |  |  | 38000 | 42000 | 19.25 | 11.85 | 9.1 | 2 | 60 | 74 | 206918724
SAMSUNG | AJ036CXS4CH | SAMSUNG ¦ SAMSUNG | AR09CSDABWKN ¦ AC009BNLDCH |  |  | 34000 | 35600 | 20 | 11.7 | 9 | 1.78 | 61 | 100 | 213372420
Hitachi | RAM-S18U2HLAE | Hitachi | *** | *** | *** | 18000 | 22000 | 18 | 12 | 9.5 |  | 70 |  | 206186279
Simply The Best Minisplits | SBM-48HFN1-M-[X] | Simply The Best Minisplits | *** | *** | *** | 47000 | 49000 | 20.9 | 11.7 | 8.9 | 2 | 73 | 87 | 214383396
TKS | T2C-18MODU | TKS | *** | *** | *** | 18000 | 19000 | 19 | 12 | 9.8 | 2 | 78 | 70 | 214594924
CENTURY | A-VMH48PV-1 | CENTURY | *** | *** | *** | 47000 | 49000 | 20.9 | 11.7 | 8.9 | 2 | 73 | 87 | 214442638
GOODMAN | MST483G22MHAA | GOODMAN | *** | *** | *** | 47000 | 49000 | 20.9 | 11.7 | 8.9 | 2 | 73 | 87 | 214438135
GOODMAN | MST183G22MHAA | GOODMAN | *** | *** | *** | 19000 | 20000 | 19 | 12 | 9.3 | 1.85 | 80 | 95 | 214438126
ICONIC AIR SOLUTION | ICMZ48EK | ICONIC AIR SOLUTION | *** | *** | *** | 47000 | 49000 | 20.9 | 11.7 | 8.9 | 2 | 73 | 87 | 214389534
ICONIC AIR SOLUTION | ICMZ18BK | ICONIC AIR SOLUTION | *** | *** | *** | 19000 | 20000 | 19 | 12 | 9.3 | 1.85 | 80 | 95 | 214389522
ICONIC AIR SOLUTION | ICMO18BK | ICONIC AIR SOLUTION | *** | *** | *** | 18000 | 19000 | 19 | 12 | 9.8 | 2 | 78 | 70 | 214389501
ICONIC AIR SOLUTION | ICMZ24CK | ICONIC AIR SOLUTION | *** | *** | *** | 24000 | 24000 | 21.3 | 12.5 | 9.7 | 1.9 | 90 | 75 | 214389526
FRANKLIN | MST183F25MHAA | FRANKLIN | *** | *** | *** | 19000 | 20000 | 19 | 12 | 9.3 | 1.85 | 80 | 95 | 214383440
FRANKLIN | MST483F25MHAA | FRANKLIN | *** | *** | *** | 47000 | 49000 | 20.9 | 11.7 | 8.9 | 2 | 73 | 87 | 214383449
Kepler | ODUM5OG-48HFN1-M-[X] | Kepler | *** | *** | *** | 47000 | 49000 | 20.9 | 11.7 | 8.9 | 2 | 73 | 87 | 214377789
Kepler | ODUM2OI-18HFN1-M | Kepler | *** | *** | *** | 19000 | 20000 | 19 | 12 | 9.3 | 1.85 | 80 | 95 | 214377777
AI AIR CONDITIONING | A2MO21-18N1-M1 | AI AIR CONDITIONING | *** | *** | *** | 18000 | 19000 | 19 | 12 | 9.8 | 2 | 78 | 70 | 214311545
Multi MFG | 48MPC5-HH-A | Multi MFG | *** | *** | *** | 47000 | 49000 | 20.9 | 11.7 | 8.9 | 2 | 73 | 87 | 214232442
Bladex | B50G-48SPHP1* | Bladex | *** | *** | *** | 47000 | 49000 | 20.9 | 11.7 | 8.9 | 2 | 73 | 87 | 214232427
Bladex | B20I-18SPHP1* | Bladex | *** | *** | *** | 19000 | 20000 | 19 | 12 | 9.3 | 1.85 | 80 | 95 | 214232412
AI AIR CONDITIONING | A2MO22-18N1-M1H | AI AIR CONDITIONING | *** | *** | *** | 19000 | 20000 | 19 | 12 | 9.3 | 1.85 | 80 | 95 | 213769953
AI AIR CONDITIONING | A5MO22-48N1-M1H | AI AIR CONDITIONING | *** | *** | *** | 47000 | 49000 | 20.9 | 11.7 | 8.9 | 2 | 73 | 87 | 213769962
Bladex | BME20A-18SPHP1 | Bladex | *** | *** | *** | 18000 | 19000 | 19 | 12 | 9.8 | 2 | 78 | 70 | 213927656
SLIMAIR | SHC5Z48VE2AG | SLIMAIR | *** | *** | *** | 47000 | 49000 | 20.9 | 11.7 | 8.9 | 2 | 73 | 87 | 213886048
SLIMAIR | SHC2Z18VE2AG | SLIMAIR | *** | *** | *** | 19000 | 20000 | 19 | 12 | 9.3 | 1.85 | 80 | 95 | 213886039
ZERO | Z5SOV-48HDM-US | ZERO | *** | *** | *** | 47000 | 49000 | 20.9 | 11.7 | 8.9 | 2 | 73 | 87 | 213732669
SENVILLE | SENA-48HF-MOB | SENVILLE | *** | *** | *** | 47000 | 49000 | 20.9 | 11.7 | 8.9 | 2 | 73 | 87 | 213732660
SENVILLE | SENA-18HF-MOB | SENVILLE | *** | *** | *** | 19000 | 20000 | 19 | 12 | 9.3 | 1.85 | 80 | 95 | 213732651
CanAir | C28MC218H22 | CanAir | *** | *** | *** | 19000 | 20000 | 19 | 12 | 9.3 | 1.85 | 80 | 95 | 213479411
TEMP SHIFT | TSM5OG48HFN1M[X] | TEMP SHIFT | *** | *** | *** | 47000 | 49000 | 20.9 | 11.7 | 8.9 | 2 | 73 | 87 | 213479399
TEMP SHIFT | TSM2OI18HFN1M | TEMP SHIFT | *** | *** | *** | 19000 | 20000 | 19 | 12 | 9.3 | 1.85 | 80 | 95 | 213479390
Wells | WMCA-48HFMO | Wells | *** | *** | *** | 47000 | 49000 | 20.9 | 11.7 | 8.9 | 2 | 73 | 87 | 213286782
Wells | WMCA-18HFMO | Wells | *** | *** | *** | 19000 | 20000 | 19 | 12 | 9.3 | 1.85 | 80 | 95 | 213286776
Wells | WMMA-18HFMO | Wells | *** | *** | *** | 18000 | 19000 | 19 | 12 | 9.8 | 2 | 78 | 70 | 213286761
NG Trade | MOBMH180C | NG Trade | *** | *** | *** | 18000 | 19000 | 19 | 12 | 9.8 | 2 | 78 | 70 | 213307863
MDV | M2OA-18HFN1-M** | MDV ¦ MDV | MSAFB-09HRDN1-MP0W ¦ MTIU-09HWFN1-M |  |  | 18000 | 18500 | 18.5 | 11.75 | 9.25 | 1.95 | 81 | 71 | 213257504
MDV | M2OA-18HFN1-M** | MDV | *** | *** | *** | 18000 | 19000 | 19 | 12 | 9.8 | 2 | 78 | 70 | 213257497
Nutech | N2OA-18HFN1-M | Nutech | *** | *** | *** | 18000 | 19000 | 19 | 12 | 9.8 | 2 | 78 | 70 | 212941756
ECO AC | EMH-5O48BBH | ECO AC | *** | *** | *** | 47000 | 49000 | 20.9 | 11.7 | 8.9 | 2 | 73 | 87 | 213088007
Orient Care | OUM48M410AGH30 | Orient Care | *** | *** | *** | 47000 | 49000 | 20.9 | 11.7 | 8.9 | 2 | 73 | 87 | 212920537
Orient Care | OUM18M410AGR30 | Orient Care | *** | *** | *** | 18000 | 19000 | 19 | 12 | 9.8 | 2 | 78 | 70 | 212920506
Orient Care | OUM24M410AGR30 | Orient Care | *** | *** | *** | 24000 | 24000 | 21.3 | 12.5 | 9.7 | 1.9 | 90 | 75 | 212920509
Orient Care | OUM18M410AGH30 | Orient Care | *** | *** | *** | 19000 | 20000 | 19 | 12 | 9.3 | 1.85 | 80 | 95 | 212920525
CENTURY | A-VMH18DV-1 | CENTURY | *** | *** | *** | 19000 | 20000 | 19 | 12 | 9.3 | 1.85 | 80 | 95 | 212940820
Bladex | B50G-48SPHP1 | Bladex | *** | *** | *** | 47000 | 49000 | 20.9 | 11.7 | 8.9 | 2 | 73 | 87 | 212920657
Bladex | B20I-18SPHP1 | Bladex | *** | *** | *** | 19000 | 20000 | 19 | 12 | 9.3 | 1.85 | 80 | 95 | 212920649
NOVAIR | LEA20MZ-2P-35SK-O* | NOVAIR | *** | *** | *** | 19000 | 20000 | 19 | 12 | 9.3 | 1.85 | 80 | 95 | 212920680
YONAN | YSMO-18HFN1 | YONAN | *** | *** | *** | 18000 | 19000 | 19 | 12 | 9.8 | 2 | 78 | 70 | 212615068
YONAN | YSMO-24HFN1 | YONAN | *** | *** | *** | 24000 | 24000 | 21.3 | 12.5 | 9.7 | 1.9 | 90 | 75 | 212615071
Relief Sciences | LANG18OD35-2 | Relief Sciences | *** | *** | *** | 19000 | 20000 | 19 | 12 | 9.3 | 1.85 | 80 | 95 | 212615019
TK'S | T2C-18HFN1* | TK'S | *** | *** | *** | 18000 | 19000 | 19 | 12 | 9.8 | 2 | 78 | 70 | 212528007
KADEN | KO-PS218HP-2AAMA | KADEN | *** | *** | *** | 18000 | 19000 | 19 | 12 | 9.8 | 2 | 78 | 70 | 211793561
Custom Comfort | CCOXHAMZ218HP | Custom Comfort | *** | *** | *** | 19000 | 20000 | 19 | 12 | 9.3 | 1.85 | 80 | 95 | 212365434
Custom Comfort | CCOXHAMZ548HP | Custom Comfort | *** | *** | *** | 47000 | 49000 | 20.9 | 11.7 | 8.9 | 2 | 73 | 87 | 212365440
MDV | M5OG-42HFN1-M-[X] | MDV | *** | *** | *** | 43000 | 43000 | 18.7 | 11.7 | 9.6 | 2 | 105 | 99 | 207617659
KANIONco | KWSMO-18R410AIHH | KANIONco | *** | *** | *** | 18000 | 19000 | 19 | 12 | 9.8 | 2 | 78 | 70 | 212360145
STEALTH | ES-18Z-M2B | STEALTH | *** | *** | *** | 18000 | 19000 | 19 | 12 | 9.8 | 2 | 78 | 70 | 212316207
STEALTH | ACIQ-48Z-HH-M5B | STEALTH | *** | *** | *** | 47000 | 49000 | 20.9 | 11.7 | 8.9 | 2 | 73 | 87 | 212316181
STEALTH | ACIQ-18Z-HH-M2B | STEALTH | *** | *** | *** | 19000 | 20000 | 19 | 12 | 9.3 | 1.85 | 80 | 95 | 212316172
PolarWave | ES-18Z-M2B | PolarWave | *** | *** | *** | 18000 | 19000 | 19 | 12 | 9.8 | 2 | 78 | 70 | 212316121
PolarWave | ACIQ-48Z-HH-M5B | PolarWave | *** | *** | *** | 47000 | 49000 | 20.9 | 11.7 | 8.9 | 2 | 73 | 87 | 212316095
PolarWave | ACIQ-18Z-HH-M2B | PolarWave | *** | *** | *** | 19000 | 20000 | 19 | 12 | 9.3 | 1.85 | 80 | 95 | 212316086
Daizuki | DXFM-1823-2Z | Daizuki | *** | *** | *** | 18000 | 19000 | 19 | 12 | 9.8 | 2 | 78 | 70 | 211994918
PREMIUM LEVELLA | PIAWMZ188800B | PREMIUM LEVELLA | *** | *** | *** | 18000 | 19000 | 19 | 12 | 9.8 | 2 | 78 | 70 | 211991187
DUOHOME | D2OA-18HFN1-M | DUOHOME | *** | *** | *** | 18000 | 19000 | 19 | 12 | 9.8 | 2 | 78 | 70 | 211911389
Mitsutomo | HO-MP48-AB-Q | Mitsutomo | *** | *** | *** | 47000 | 49000 | 20.9 | 11.7 | 8.9 | 2 | 73 | 87 | 211306411
Mitsutomo | HO-MD18-AB-Q | Mitsutomo | *** | *** | *** | 19000 | 20000 | 19 | 12 | 9.3 | 1.85 | 80 | 95 | 211306402
Relief Sciences | LANG24OD25-2 | Relief Sciences | *** | *** | *** | 18000 | 19000 | 19 | 12 | 9.8 | 2 | 78 | 70 | 210655376
LPS Legacy | DLCMHBH48EAK | LPS Legacy | *** | *** | *** | 47000 | 49000 | 20.9 | 11.7 | 8.9 | 2 | 73 | 87 | 211756576
LPS Legacy | DLCMHBH24CAK | LPS Legacy | *** | *** | *** | 24000 | 24000 | 21.3 | 12.5 | 9.7 | 1.9 | 90 | 75 | 211756555
LPS Legacy | DLCMRBH18BAK | LPS Legacy | *** | *** | *** | 18000 | 19000 | 19 | 12 | 9.8 | 2 | 78 | 70 | 211756557
Star Air Kontrol | SAK-18-21MUZ/220(OUT)* | Star Air Kontrol | *** | *** | *** | 18000 | 19000 | 19 | 12 | 9.8 | 2 | 78 | 70 | 211726666
DIYCOOL | ES-18Z-M2B | DIYCOOL | *** | *** | *** | 18000 | 19000 | 19 | 12 | 9.8 | 2 | 78 | 70 | 210857402
ACIQ | ES-18Z-M2B | ACIQ | *** | *** | *** | 18000 | 19000 | 19 | 12 | 9.8 | 2 | 78 | 70 | 210857384
1HVAC | ES-18Z-M2B | 1HVAC | *** | *** | *** | 18000 | 19000 | 19 | 12 | 9.8 | 2 | 78 | 70 | 210857366
DIAMONDAIR | DF18M2Z2 | DIAMONDAIR | *** | *** | *** | 18000 | 19000 | 19 | 12 | 9.8 | 2 | 78 | 70 | 210857278
Cooper&Hunter | CH-18MES-230VO | Cooper&Hunter | *** | *** | *** | 18000 | 19000 | 19 | 12 | 9.8 | 2 | 78 | 70 | 210799617
Cooper&Hunter | CH-HPR48M-230VO | Cooper&Hunter | *** | *** | *** | 47000 | 49000 | 20.9 | 11.7 | 8.9 | 2 | 73 | 87 | 210799637
Cooper&Hunter | CH-HPR19M-230VO | Cooper&Hunter | *** | *** | *** | 19000 | 20000 | 19 | 12 | 9.3 | 1.85 | 80 | 95 | 210799629
DUCANE | 4DHP2S48M-1P | DUCANE | *** | *** | *** | 47000 | 49000 | 20.9 | 11.7 | 8.9 | 2 | 73 | 87 | 208106855
CONCORD | 4DHP2S48M-1P | CONCORD | *** | *** | *** | 47000 | 49000 | 20.9 | 11.7 | 8.9 | 2 | 73 | 87 | 208106840
Armstrong Air | 4DHP2S48M-1P | Armstrong Air | *** | *** | *** | 47000 | 49000 | 20.9 | 11.7 | 8.9 | 2 | 73 | 87 | 208106825
AirEase | 4DHP2S48M-1P | AirEase | *** | *** | *** | 47000 | 49000 | 20.9 | 11.7 | 8.9 | 2 | 73 | 87 | 208106810
Allied | 4DHP2S48M-1P | Allied | *** | *** | *** | 47000 | 49000 | 20.9 | 11.7 | 8.9 | 2 | 73 | 87 | 208106795
LENNOX | MLB048S4M-2P | LENNOX | *** | *** | *** | 47000 | 49000 | 20.9 | 11.7 | 8.9 | 2 | 73 | 87 | 207699108
MDV | M5OG-48HFN1-M-[X]-20-L | MDV | *** | *** | *** | 47000 | 49000 | 20.9 | 11.7 | 8.9 | 2 | 73 | 87 | 207658619
MDV | M2OI-18HFN1-M-L | MDV | *** | *** | *** | 19000 | 20000 | 19 | 12 | 9.3 | 1.85 | 80 | 95 | 210644054
LENNOX | MPC024S4M-1P | LENNOX | *** | *** | *** | 24000 | 24000 | 16 | 11.7 | 8.6 | 1.9 | 92 | 79 | 207699117
MDV | M3OJ-24HFN1-M-L | MDV | *** | *** | *** | 24000 | 24000 | 16 | 11.7 | 8.6 | 1.9 | 92 | 79 | 207699114
MDV | M2OA-18HFN1-M-L | MDV | *** | *** | *** | 18000 | 19000 | 19 | 12 | 9.8 | 2 | 78 | 70 | 210644051
Conforto | MHMZ548DA | Conforto | *** | *** | *** | 47000 | 49000 | 20.9 | 11.7 | 8.9 | 2 | 73 | 87 | 210605820
Conforto | MHMZ218DA | Conforto | *** | *** | *** | 19000 | 20000 | 19 | 12 | 9.3 | 1.85 | 80 | 95 | 210605811
ECO AC | EMH-2O18BBH | ECO AC | *** | *** | *** | 19000 | 20000 | 19 | 12 | 9.3 | 1.85 | 80 | 95 | 210586152
Durastar | DRA5H48M1A | Durastar | *** | *** | *** | 47000 | 49000 | 20.9 | 11.7 | 8.9 | 2 | 73 | 87 | 210568221
Durastar | DRA2H18M1A | Durastar | *** | *** | *** | 19000 | 20000 | 19 | 12 | 9.3 | 1.85 | 80 | 95 | 210568212
AIRDACH | AMSH1800VM1-D | AIRDACH | *** | *** | *** | 18000 | 19000 | 19 | 12 | 9.8 | 2 | 78 | 70 | 210474672
CTMorley | MOU-5A48H-2 | CTMorley | *** | *** | *** | 47000 | 49000 | 20.9 | 11.7 | 8.9 | 2 | 73 | 87 | 210288150
CTMorley | MOU-2A18H-2 | CTMorley | *** | *** | *** | 19000 | 20000 | 19 | 12 | 9.3 | 1.85 | 80 | 95 | 210288141
CTMorley | MOU-2A18G-2 | CTMorley | *** | *** | *** | 18000 | 19000 | 19 | 12 | 9.8 | 2 | 78 | 70 | 210288129
KLIMAIRE | KMIR324-H217-2 | KLIMAIRE | *** | *** | *** | 24000 | 24000 | 21.3 | 12.5 | 9.7 | 1.9 | 90 | 75 | 209862185
KLIMAIRE | KMIR218-H221-2 | KLIMAIRE | *** | *** | *** | 18000 | 19000 | 19 | 12 | 9.8 | 2 | 78 | 70 | 209862182
TGM | MMRSHT18AS2 | TGM | *** | *** | *** | 18000 | 19000 | 19 | 12 | 9.8 | 2 | 78 | 70 | 209843046
CLASSIC | MMRSHC18AS2 | CLASSIC | *** | *** | *** | 18000 | 19000 | 19 | 12 | 9.8 | 2 | 78 | 70 | 209843034
THERMOCORE SYSTEMS | T423D-H224-C | THERMOCORE SYSTEMS | *** | *** | *** | 24000 | 24000 | 21.3 | 12.5 | 9.7 | 1.9 | 90 | 75 | 209549027
NOVAIR | LEA20MZ-2P-35SK-O | NOVAIR | *** | *** | *** | 19000 | 20000 | 19 | 12 | 9.3 | 1.85 | 80 | 95 | 209416885
ECO AIR | M5OG-48HFN1-M-[X] | ECO AIR | *** | *** | *** | 47000 | 49000 | 20.9 | 11.7 | 8.9 | 2 | 73 | 87 | 209319648
ECO AIR | M2OI-18HFN1-M | ECO AIR | *** | *** | *** | 19000 | 20000 | 19 | 12 | 9.3 | 1.85 | 80 | 95 | 209319639
ApooDr | AM2OA-18HFN1 | ApooDr | *** | *** | *** | 18000 | 19000 | 19 | 12 | 9.8 | 2 | 78 | 70 | 209157096
SEA BREEZE+ | HMZ18H424ZMO | SEA BREEZE+ | *** | *** | *** | 19000 | 20000 | 19 | 12 | 9.3 | 1.85 | 80 | 95 | 208816893
PERFECTAIRE | 3PAMS18-HH-MZO2 | PERFECTAIRE | *** | *** | *** | 19000 | 20000 | 19 | 12 | 9.3 | 1.85 | 80 | 95 | 207657336
LBG Products | LMUHB18DO | LBG Products | *** | *** | *** | 19000 | 20000 | 19 | 12 | 9.3 | 1.85 | 80 | 95 | 207641317
BLUERIDGE | BMM18HHC | BLUERIDGE | *** | *** | *** | 19000 | 20000 | 19 | 12 | 9.3 | 1.85 | 80 | 95 | 207641292
MDV | M2OI-18HFN1-M* | MDV | *** | *** | *** | 19000 | 20000 | 19 | 12 | 9.3 | 1.85 | 80 | 95 | 207641256
PERFECTAIRE | 3PAMS48-HH-MZO5 | PERFECTAIRE | *** | *** | *** | 47000 | 49000 | 20.9 | 11.7 | 8.9 | 2 | 73 | 87 | 207657345
AIRQUEST | DLCMHBH48EAK | AIRQUEST | *** | *** | *** | 47000 | 49000 | 20.9 | 11.7 | 8.9 | 2 | 73 | 87 | 207643189
SMART COMFORT | DLCMHBH48EAK | SMART COMFORT | *** | *** | *** | 47000 | 49000 | 20.9 | 11.7 | 8.9 | 2 | 73 | 87 | 207643168
TEMPSTAR | DLCMHBH48EAK | TEMPSTAR | *** | *** | *** | 47000 | 49000 | 20.9 | 11.7 | 8.9 | 2 | 73 | 87 | 207643147
MIDEA | DLCMHBH48EAK | MIDEA | *** | *** | *** | 47000 | 49000 | 20.9 | 11.7 | 8.9 | 2 | 73 | 87 | 207643126
KENMORE | DLCMHBH48EAK | KENMORE | *** | *** | *** | 47000 | 49000 | 20.9 | 11.7 | 8.9 | 2 | 73 | 87 | 207643105
KEEPRITE | DLCMHBH48EAK | KEEPRITE | *** | *** | *** | 47000 | 49000 | 20.9 | 11.7 | 8.9 | 2 | 73 | 87 | 207643084
HEIL | DLCMHBH48EAK | HEIL | *** | *** | *** | 47000 | 49000 | 20.9 | 11.7 | 8.9 | 2 | 73 | 87 | 207643063
DAY & NIGHT | DLCMHBH48EAK | DAY & NIGHT | *** | *** | *** | 47000 | 49000 | 20.9 | 11.7 | 8.9 | 2 | 73 | 87 | 207643042
COMFORTMAKER | DLCMHBH48EAK | COMFORTMAKER | *** | *** | *** | 47000 | 49000 | 20.9 | 11.7 | 8.9 | 2 | 73 | 87 | 207643021
ARCOAIRE | DLCMHBH48EAK | ARCOAIRE | *** | *** | *** | 47000 | 49000 | 20.9 | 11.7 | 8.9 | 2 | 73 | 87 | 207643000
LBG Products | LMUHB48DO | LBG Products | *** | *** | *** | 47000 | 49000 | 20.9 | 11.7 | 8.9 | 2 | 73 | 87 | 207641326
BLUERIDGE | BMM48HHC | BLUERIDGE | *** | *** | *** | 47000 | 49000 | 20.9 | 11.7 | 8.9 | 2 | 73 | 87 | 207641301
MDV | M5OG-48HFN1-M-[X]-20* | MDV | *** | *** | *** | 47000 | 49000 | 20.9 | 11.7 | 8.9 | 2 | 73 | 87 | 207641250
PIONEER | YN020GMFI22M2E | PIONEER | *** | *** | *** | 18000 | 19000 | 19 | 12 | 9.8 | 2 | 78 | 70 | 208121962
COMFORTMAKER | DLCMRBH18BAK | COMFORTMAKER | *** | *** | *** | 18000 | 19000 | 19 | 12 | 9.8 | 2 | 78 | 70 | 207643009
AIRQUEST | DLCMRBH18BAK | AIRQUEST | *** | *** | *** | 18000 | 19000 | 19 | 12 | 9.8 | 2 | 78 | 70 | 207643177
MIDEA | DLCMRBH18BAK | MIDEA | *** | *** | *** | 18000 | 19000 | 19 | 12 | 9.8 | 2 | 78 | 70 | 207643114
TEMPSTAR | DLCMRBH18BAK | TEMPSTAR | *** | *** | *** | 18000 | 19000 | 19 | 12 | 9.8 | 2 | 78 | 70 | 207643135
AURORA | AU-MU18-2A-U | AURORA | *** | *** | *** | 18000 | 19000 | 19 | 12 | 9.8 | 2 | 78 | 70 | 207743708
KARDA | 3KARDA18MZ2 | KARDA | *** | *** | *** | 18000 | 19000 | 19 | 12 | 9.8 | 2 | 78 | 70 | 207657360
TK'S | T2C-18HFN1 | TK'S | *** | *** | *** | 18000 | 19000 | 19 | 12 | 9.8 | 2 | 78 | 70 | 207742406
DAY & NIGHT | DLCMRBH18BAK | DAY & NIGHT | *** | *** | *** | 18000 | 19000 | 19 | 12 | 9.8 | 2 | 78 | 70 | 207643030
LBG Products | LMHB18DO | LBG Products | *** | *** | *** | 18000 | 19000 | 19 | 12 | 9.8 | 2 | 78 | 70 | 207641305
SEA BREEZE+ | MZ18H424ZMO | SEA BREEZE+ | *** | *** | *** | 18000 | 19000 | 19 | 12 | 9.8 | 2 | 78 | 70 | 208128283
ECO AC | EMH-2O18BB | ECO AC | *** | *** | *** | 18000 | 19000 | 19 | 12 | 9.8 | 2 | 78 | 70 | 207825499
YONAN | YSMO-18HRN1 | YONAN | *** | *** | *** | 18000 | 19000 | 19 | 12 | 9.8 | 2 | 78 | 70 | 207691825
MIDEA | M3OJ-24HFN1-M | MIDEA | *** | *** | *** | 24000 | 24000 | 21.3 | 12.5 | 9.7 | 1.9 | 90 | 75 | 208568364
BLUERIDGE | BMM18C | BLUERIDGE | *** | *** | *** | 18000 | 19000 | 19 | 12 | 9.8 | 2 | 78 | 70 | 207641280
SEA BREEZE+ | MZ27H424ZMO | SEA BREEZE+ | *** | *** | *** | 24000 | 24000 | 21.3 | 12.5 | 9.7 | 1.9 | 90 | 75 | 208128286
KEEPRITE | DLCMRBH18BAK | KEEPRITE | *** | *** | *** | 18000 | 19000 | 19 | 12 | 9.8 | 2 | 78 | 70 | 207643072
AIRQUEST | DLCMHBH24CAK | AIRQUEST | *** | *** | *** | 24000 | 24000 | 21.3 | 12.5 | 9.7 | 1.9 | 90 | 75 | 207643180
PERFECTAIRE | 3PAMSH18-MZO2 | PERFECTAIRE | *** | *** | *** | 18000 | 19000 | 19 | 12 | 9.8 | 2 | 78 | 70 | 207657348
SMART COMFORT | DLCMHBH24CAK | SMART COMFORT | *** | *** | *** | 24000 | 24000 | 21.3 | 12.5 | 9.7 | 1.9 | 90 | 75 | 207643159
MIRAGE | OVMH181B | MIRAGE | *** | *** | *** | 18000 | 19000 | 19 | 12 | 9.8 | 2 | 78 | 70 | 207862052
Airlux | AM2M18O/2022 | Airlux | *** | *** | *** | 18000 | 19000 | 19 | 12 | 9.8 | 2 | 78 | 70 | 208119673
TEMPSTAR | DLCMHBH24CAK | TEMPSTAR | *** | *** | *** | 24000 | 24000 | 21.3 | 12.5 | 9.7 | 1.9 | 90 | 75 | 207643138
MIDEA | DLCMHBH24CAK | MIDEA | *** | *** | *** | 24000 | 24000 | 21.3 | 12.5 | 9.7 | 1.9 | 90 | 75 | 207643117
AIRGREAN | AG-MO18IR410AH | AIRGREAN | *** | *** | *** | 18000 | 19000 | 19 | 12 | 9.8 | 2 | 78 | 70 | 207691846
KENMORE | DLCMHBH24CAK | KENMORE | *** | *** | *** | 24000 | 24000 | 21.3 | 12.5 | 9.7 | 1.9 | 90 | 75 | 207643096
KENMORE | DLCMRBH18BAK | KENMORE | *** | *** | *** | 18000 | 19000 | 19 | 12 | 9.8 | 2 | 78 | 70 | 207643093
KEEPRITE | DLCMHBH24CAK | KEEPRITE | *** | *** | *** | 24000 | 24000 | 21.3 | 12.5 | 9.7 | 1.9 | 90 | 75 | 207643075
Durastar | DRA2U18M1B | Durastar | *** | *** | *** | 18000 | 19000 | 19 | 12 | 9.8 | 2 | 78 | 70 | 207787172
HEIL | DLCMHBH24CAK | HEIL | *** | *** | *** | 24000 | 24000 | 21.3 | 12.5 | 9.7 | 1.9 | 90 | 75 | 207643054
SMART COMFORT | DLCMRBH18BAK | SMART COMFORT | *** | *** | *** | 18000 | 19000 | 19 | 12 | 9.8 | 2 | 78 | 70 | 207643156
DAY & NIGHT | DLCMHBH24CAK | DAY & NIGHT | *** | *** | *** | 24000 | 24000 | 21.3 | 12.5 | 9.7 | 1.9 | 90 | 75 | 207643033
COMFORTMAKER | DLCMHBH24CAK | COMFORTMAKER | *** | *** | *** | 24000 | 24000 | 21.3 | 12.5 | 9.7 | 1.9 | 90 | 75 | 207643012
SLIMAIR | SHC2Z18VC2AG | SLIMAIR | *** | *** | *** | 18000 | 19000 | 19 | 12 | 9.8 | 2 | 78 | 70 | 208447949
ARCOAIRE | DLCMHBH24CAK | ARCOAIRE | *** | *** | *** | 24000 | 24000 | 21.3 | 12.5 | 9.7 | 1.9 | 90 | 75 | 207642991
NOVAIR | LEA18MZ-2P-25SK-O | NOVAIR | *** | *** | *** | 18000 | 19000 | 19 | 12 | 9.8 | 2 | 78 | 70 | 207641277
MDV | M3OJ-24HFN1-M* | MDV | *** | *** | *** | 24000 | 24000 | 21.3 | 12.5 | 9.7 | 1.9 | 90 | 75 | 207641241
KANIONco | KWSMO-18R410AIHMV | KANIONco | *** | *** | *** | 18000 | 19000 | 19 | 12 | 9.8 | 2 | 78 | 70 | 207691848
HEIL | DLCMRBH18BAK | HEIL | *** | *** | *** | 18000 | 19000 | 19 | 12 | 9.8 | 2 | 78 | 70 | 207643051
ARCOAIRE | DLCMRBH18BAK | ARCOAIRE | *** | *** | *** | 18000 | 19000 | 19 | 12 | 9.8 | 2 | 78 | 70 | 207642988
MDV | M2OA-18HFN1-M* | MDV | *** | *** | *** | 18000 | 19000 | 19 | 12 | 9.8 | 2 | 78 | 70 | 207641239
DUCANE | 4DHP2S24M-1P | DUCANE | *** | *** | *** | 24000 | 24000 | 21.3 | 12.5 | 9.7 | 1.9 | 90 | 75 | 208106846
CONCORD | 4DHP2S24M-1P | CONCORD | *** | *** | *** | 24000 | 24000 | 21.3 | 12.5 | 9.7 | 1.9 | 90 | 75 | 208106831
Armstrong Air | 4DHP2S24M-1P | Armstrong Air | *** | *** | *** | 24000 | 24000 | 21.3 | 12.5 | 9.7 | 1.9 | 90 | 75 | 208106816
AirEase | 4DHP2S24M-1P | AirEase | *** | *** | *** | 24000 | 24000 | 21.3 | 12.5 | 9.7 | 1.9 | 90 | 75 | 208106801
Allied | 4DHP2S24M-1P | Allied | *** | *** | *** | 24000 | 24000 | 21.3 | 12.5 | 9.7 | 1.9 | 90 | 75 | 208106786
MIDEA | MMCMHAQ24CA3 | MIDEA | *** | *** | *** | 24000 | 24000 | 21.3 | 12.5 | 9.7 | 1.9 | 90 | 75 | 207683475
CanAir | C28MC324H21 | CanAir | *** | *** | *** | 24000 | 24000 | 21.3 | 12.5 | 9.7 | 1.9 | 90 | 75 | 207683266
MIDEA | 38MGHBQ24CA3 | MIDEA | *** | *** | *** | 24000 | 24000 | 21.3 | 12.5 | 9.7 | 1.9 | 90 | 75 | 207642964
Weathermaker | 38MGHBQ24CA3 | Weathermaker | *** | *** | *** | 24000 | 24000 | 21.3 | 12.5 | 9.7 | 1.9 | 90 | 75 | 207642943
PAYNE | 38MGHBQ24CA3 | PAYNE | *** | *** | *** | 24000 | 24000 | 21.3 | 12.5 | 9.7 | 1.9 | 90 | 75 | 207642922
BRYANT | 38MGHBQ24CA3 | BRYANT | *** | *** | *** | 24000 | 24000 | 21.3 | 12.5 | 9.7 | 1.9 | 90 | 75 | 207642901
CARRIER | 38MGHBQ24CA3 | CARRIER | *** | *** | *** | 24000 | 24000 | 21.3 | 12.5 | 9.7 | 1.9 | 90 | 75 | 207642880
MDV | M3OJ-24HFN1-M | MDV | *** | *** | *** | 24000 | 24000 | 21.3 | 12.5 | 9.7 | 1.9 | 90 | 75 | 207617651
ACIQ | ACIQ-48Z-HH-M5B | ACIQ | *** | *** | *** | 47000 | 49000 | 20.9 | 11.7 | 8.9 | 2 | 73 | 87 | 207825586
EMI | MHMZ548DA | EMI | *** | *** | *** | 47000 | 49000 | 20.9 | 11.7 | 8.9 | 2 | 73 | 87 | 208121942
DIYCOOL | ACIQ-48Z-HH-M5B | DIYCOOL | *** | *** | *** | 47000 | 49000 | 20.9 | 11.7 | 8.9 | 2 | 73 | 87 | 207825598
C&H | CH-HPR48M-230VO | C&H | *** | *** | *** | 47000 | 49000 | 20.9 | 11.7 | 8.9 | 2 | 73 | 87 | 207742382
Breeze33 | BZ33-HYP485Z2-G2-P | Breeze33 | *** | *** | *** | 47000 | 49000 | 20.9 | 11.7 | 8.9 | 2 | 73 | 87 | 207862108
MIDEA | MMCMHAQ48EA3 | MIDEA | *** | *** | *** | 47000 | 49000 | 20.9 | 11.7 | 8.9 | 2 | 73 | 87 | 207683484
DIRECT AIR | DIRM-48HXPRO28-5Z | DIRECT AIR | *** | *** | *** | 47000 | 49000 | 20.9 | 11.7 | 8.9 | 2 | 73 | 87 | 207743795
TRUST AIR CONDITIONERS | M5H48H/O4S4P | TRUST AIR CONDITIONERS | *** | *** | *** | 47000 | 49000 | 20.9 | 11.7 | 8.9 | 2 | 73 | 87 | 208284495
CanAir | C28MC548H21 | CanAir | *** | *** | *** | 47000 | 49000 | 20.9 | 11.7 | 8.9 | 2 | 73 | 87 | 207683272
ELIOS | DEA48HOM25230X3 | ELIOS | *** | *** | *** | 47000 | 49000 | 20.9 | 11.7 | 8.9 | 2 | 73 | 87 | 207742470
MOOVAIR | DMA48HOM25230X3 | MOOVAIR | *** | *** | *** | 47000 | 49000 | 20.9 | 11.7 | 8.9 | 2 | 73 | 87 | 207742551
COMFORT-AIRE | A-VMH48PV-1 | COMFORT-AIRE | *** | *** | *** | 47000 | 49000 | 20.9 | 11.7 | 8.9 | 2 | 73 | 87 | 207657618
BOSCH | BMS500-AAM048-1CSXHC | BOSCH | *** | *** | *** | 47000 | 49000 | 20.9 | 11.7 | 8.9 | 2 | 73 | 87 | 207760043
MIDEA | 38MGHBQ48EA3 | MIDEA | *** | *** | *** | 47000 | 49000 | 20.9 | 11.7 | 8.9 | 2 | 73 | 87 | 207642973
Weathermaker | 38MGHBQ48EA3 | Weathermaker | *** | *** | *** | 47000 | 49000 | 20.9 | 11.7 | 8.9 | 2 | 73 | 87 | 207642952
1HVAC | ACIQ-48Z-HH-M5B | 1HVAC | *** | *** | *** | 47000 | 49000 | 20.9 | 11.7 | 8.9 | 2 | 73 | 87 | 207825574
PAYNE | 38MGHBQ48EA3 | PAYNE | *** | *** | *** | 47000 | 49000 | 20.9 | 11.7 | 8.9 | 2 | 73 | 87 | 207642931
KERR | A-KMH48PV-1 | KERR | *** | *** | *** | 47000 | 49000 | 20.9 | 11.7 | 8.9 | 2 | 73 | 87 | 207657607
BRYANT | 38MGHBQ48EA3 | BRYANT | *** | *** | *** | 47000 | 49000 | 20.9 | 11.7 | 8.9 | 2 | 73 | 87 | 207642910
CARRIER | 38MGHBQ48EA3 | CARRIER | *** | *** | *** | 47000 | 49000 | 20.9 | 11.7 | 8.9 | 2 | 73 | 87 | 207642889
COMFORTSTAR | CVH-48-5SH | COMFORTSTAR | *** | *** | *** | 47000 | 49000 | 20.9 | 11.7 | 8.9 | 2 | 73 | 87 | 207658985
Convectair | 8522-C48-O | Convectair | *** | *** | *** | 47000 | 49000 | 20.9 | 11.7 | 8.9 | 2 | 73 | 87 | 207590853
MDV | M5OG-48HFN1-M-[X]-20 | MDV | *** | *** | *** | 47000 | 49000 | 20.9 | 11.7 | 8.9 | 2 | 73 | 87 | 206714985
CARRIER | 38MGRBQ18BA3 | CARRIER | *** | *** | *** | 18000 | 19000 | 19 | 12 | 9.8 | 2 | 78 | 70 | 207642877
BRYANT | 38MGRBQ18BA3 | BRYANT | *** | *** | *** | 18000 | 19000 | 19 | 12 | 9.8 | 2 | 78 | 70 | 207642898
C&H | CH-18MES-230VO | C&H | *** | *** | *** | 18000 | 19000 | 19 | 12 | 9.8 | 2 | 78 | 70 | 207742362
Armstrong Air | 4DHP2S18M-1P | Armstrong Air | *** | *** | *** | 18000 | 19000 | 19 | 12 | 9.8 | 2 | 78 | 70 | 208106813
SENVILLE | SENA/18HF/MOQ | SENVILLE | *** | *** | *** | 18000 | 19000 | 19 | 12 | 9.8 | 2 | 78 | 70 | 207641330
BOSCH | BMS500-AAM018-1CSXRC | BOSCH | *** | *** | *** | 18000 | 19000 | 19 | 12 | 9.8 | 2 | 78 | 70 | 207760022
Allied | 4DHP2S18M-1P | Allied | *** | *** | *** | 18000 | 19000 | 19 | 12 | 9.8 | 2 | 78 | 70 | 208106783
DIRECT AIR | DIRM-18DA25-2Z | DIRECT AIR | *** | *** | *** | 18000 | 19000 | 19 | 12 | 9.8 | 2 | 78 | 70 | 207743774
CanAir | C28MC218H21 | CanAir | *** | *** | *** | 18000 | 19000 | 19 | 12 | 9.8 | 2 | 78 | 70 | 207683263
MOOVAIR | DMA18HOM23230X2 | MOOVAIR | *** | *** | *** | 18000 | 19000 | 19 | 12 | 9.8 | 2 | 78 | 70 | 207742530
AC PRO.COM | A2OA-18HFN1-M | AC PRO.COM | *** | *** | *** | 18000 | 19000 | 19 | 12 | 9.8 | 2 | 78 | 70 | 207827125
AirEase | 4DHP2S18M-1P | AirEase | *** | *** | *** | 18000 | 19000 | 19 | 12 | 9.8 | 2 | 78 | 70 | 208106798
LENNOX | MPC018S4M-1P | LENNOX | *** | *** | *** | 18000 | 19000 | 19 | 12 | 9.8 | 2 | 78 | 70 | 207768722
MRCOOL | MULTI2-18HP230B | MRCOOL | *** | *** | *** | 18000 | 19000 | 19 | 12 | 9.8 | 2 | 78 | 70 | 208552830
MIDEA | MMCMRAQ18BA3 | MIDEA | *** | *** | *** | 18000 | 19000 | 19 | 12 | 9.8 | 2 | 78 | 70 | 207683472
SUNCHILLERS | M18ODU-UL2P | SUNCHILLERS | *** | *** | *** | 18000 | 19000 | 19 | 12 | 9.8 | 2 | 78 | 70 | 207804199
CONCORD | 4DHP2S18M-1P | CONCORD | *** | *** | *** | 18000 | 19000 | 19 | 12 | 9.8 | 2 | 78 | 70 | 208106828
MIDEA | 38MGRBQ18BA3 | MIDEA | *** | *** | *** | 18000 | 19000 | 19 | 12 | 9.8 | 2 | 78 | 70 | 207642961
Alsetria | M2OA-18HFN1-M | Alsetria | *** | *** | *** | 18000 | 19000 | 19 | 12 | 9.8 | 2 | 78 | 70 | 208121906
TRUST AIR CONDITIONERS | M2S18H/O4S4P | TRUST AIR CONDITIONERS | *** | *** | *** | 18000 | 19000 | 19 | 12 | 9.8 | 2 | 78 | 70 | 208284474
COMFORTSTAR | CMZ-18-2Z | COMFORTSTAR | *** | *** | *** | 18000 | 19000 | 19 | 12 | 9.8 | 2 | 78 | 70 | 207658965
Breeze33 | BZ33-HP182Z2-G2-P | Breeze33 | *** | *** | *** | 18000 | 19000 | 19 | 12 | 9.8 | 2 | 78 | 70 | 207862087
Weathermaker | 38MGRBQ18BA3 | Weathermaker | *** | *** | *** | 18000 | 19000 | 19 | 12 | 9.8 | 2 | 78 | 70 | 207642940
PAYNE | 38MGRBQ18BA3 | PAYNE | *** | *** | *** | 18000 | 19000 | 19 | 12 | 9.8 | 2 | 78 | 70 | 207642919
DUCANE | 4DHP2S18M-1P | DUCANE | *** | *** | *** | 18000 | 19000 | 19 | 12 | 9.8 | 2 | 78 | 70 | 208106843
ELIOS | DEA18HOM23230X2 | ELIOS | *** | *** | *** | 18000 | 19000 | 19 | 12 | 9.8 | 2 | 78 | 70 | 207742473
ECO-AIR | M2OA-18HFN1-M | ECO-AIR | *** | *** | *** | 18000 | 19000 | 19 | 12 | 9.8 | 2 | 78 | 70 | 208121869
MDV | M2OA-18HFN1-M | MDV | *** | *** | *** | 18000 | 19000 | 19 | 12 | 9.8 | 2 | 78 | 70 | 206714980
TRUST AIR CONDITIONERS | M2H18H/O4S4P | TRUST AIR CONDITIONERS | *** | *** | *** | 19000 | 20000 | 19 | 12 | 9.3 | 1.85 | 80 | 95 | 208284486
EMI | MHMZ218DA | EMI | *** | *** | *** | 19000 | 20000 | 19 | 12 | 9.3 | 1.85 | 80 | 95 | 208121933
Breeze33 | BZ33-HYP182Z2-G2-P | Breeze33 | *** | *** | *** | 19000 | 20000 | 19 | 12 | 9.3 | 1.85 | 80 | 95 | 207862099
DIYCOOL | ACIQ-18Z-HH-M2B | DIYCOOL | *** | *** | *** | 19000 | 20000 | 19 | 12 | 9.3 | 1.85 | 80 | 95 | 207825589
ACIQ | ACIQ-18Z-HH-M2B | ACIQ | *** | *** | *** | 19000 | 20000 | 19 | 12 | 9.3 | 1.85 | 80 | 95 | 207825577
1HVAC | ACIQ-18Z-HH-M2B | 1HVAC | *** | *** | *** | 19000 | 20000 | 19 | 12 | 9.3 | 1.85 | 80 | 95 | 207825565
LENNOX | MLB018S4M-1P | LENNOX | *** | *** | *** | 19000 | 20000 | 19 | 12 | 9.3 | 1.85 | 80 | 95 | 207768728
BOSCH | BMS500-AAM018-1CSXHC | BOSCH | *** | *** | *** | 19000 | 20000 | 19 | 12 | 9.3 | 1.85 | 80 | 95 | 207760034
DIRECT AIR | DIRM-18HXPRO28-2Z | DIRECT AIR | *** | *** | *** | 19000 | 20000 | 19 | 12 | 9.3 | 1.85 | 80 | 95 | 207743786
MOOVAIR | DMA18HOM25230X3 | MOOVAIR | *** | *** | *** | 19000 | 20000 | 19 | 12 | 9.3 | 1.85 | 80 | 95 | 207742542
ELIOS | DEA18HOM25230X3 | ELIOS | *** | *** | *** | 19000 | 20000 | 19 | 12 | 9.3 | 1.85 | 80 | 95 | 207742461
C&H | CH-HPR19M-230VO | C&H | *** | *** | *** | 19000 | 20000 | 19 | 12 | 9.3 | 1.85 | 80 | 95 | 207742374
COMFORTSTAR | CVH-18-2SH | COMFORTSTAR | *** | *** | *** | 19000 | 20000 | 19 | 12 | 9.3 | 1.85 | 80 | 95 | 207658977
COMFORT-AIRE | A-VMH18DV-1 | COMFORT-AIRE | *** | *** | *** | 19000 | 20000 | 19 | 12 | 9.3 | 1.85 | 80 | 95 | 207657609
KERR | A-KMH18DV-1 | KERR | *** | *** | *** | 19000 | 20000 | 19 | 12 | 9.3 | 1.85 | 80 | 95 | 207657598
Convectair | 8222-C18-O | Convectair | *** | *** | *** | 19000 | 20000 | 19 | 12 | 9.3 | 1.85 | 80 | 95 | 207590847
FRANKLIN | MST183E23MHAA | FRANKLIN | *** | *** | *** | 19000 | 20000 | 19 | 12 | 9.3 | 1.85 | 80 | 95 | 206764069
MDV | M2OI-18HFN1-M | MDV | *** | *** | *** | 19000 | 20000 | 19 | 12 | 9.3 | 1.85 | 80 | 95 | 206714974
Convectair | 8522-C48-O | Convectair ¦ Convectair | 8028-C09-I ¦ MTIU-09HWFN1-M |  |  | 47500 | 49000 | 21.35 | 11.7 | 9.35 | 2 | 73 | 89 | 207590854
MDV | M4OI-36HFN1-M | MDV ¦ MDV | CS11M-09HRFN1-MX0W(A) ¦ MTIU-09HWFN1-M |  |  | 36000 | 37000 | 20.6 | 12.65 | 10.15 | 1.8 | 92 | 93 | 207641231
Relief Sciences | LANG36OD35-4 | Relief Sciences ¦ Relief Sciences | LANG09ID-25 ¦ MTIU-09HWFN1-M |  |  | 36000 | 37000 | 19.5 | 12.1 | 9.85 | 1.8 | 95 | 93 | 212615021
ACIQ | ACIQ-48Z-HH-M5B | ACIQ ¦ ACIQ | ACIQ-09W-HH-MB ¦ ACIQ-09CD-HH-MB |  |  | 47500 | 49000 | 21.35 | 11.7 | 9.35 | 2 | 73 | 89 | 207825587
COMFORTMAKER | DLCMHBH36DAK | COMFORTMAKER ¦ COMFORTMAKER | DLFSHAH09XAK ¦ DLFSDAH09XAK |  |  | 36000 | 37000 | 19.5 | 12.1 | 9.85 | 1.8 | 95 | 93 | 207643025
BOSCH | BMS500-AAM048-1CSXHC | BOSCH ¦ BOSCH | BMS500-AAU009-1AHDXB ¦ BMS500-AAU009-1AHDXB |  |  | 47500 | 49000 | 21.35 | 11.7 | 9.35 | 2 | 73 | 89 | 207760044
LPS Legacy | DLCMHBH36DAK | LPS Legacy ¦ LPS Legacy | DLFSHBH09XAK ¦ DLFSDAH09XAK |  |  | 36000 | 37000 | 19.5 | 12.1 | 9.85 | 1.8 | 95 | 93 | 211756610
Bladex | B50G-48SPHP1* | Bladex ¦ Bladex | MSEPB-09HRFN1-MY5W(GA) ¦ MTIU-09HWFN1-M |  |  | 47500 | 49000 | 21.35 | 11.7 | 9.35 | 2 | 73 | 89 | 214232428
AIRQUEST | DLCMHBH36DAK | AIRQUEST ¦ AIRQUEST | DLFSHAH09XAK ¦ DLFSDAH09XAK |  |  | 36000 | 37000 | 19.5 | 12.1 | 9.85 | 1.8 | 95 | 93 | 207643193
CARRIER | 38MGHBQ48EA3 | CARRIER ¦ CARRIER | DHMSHAQ09XA3 ¦ 40MBDQ09---3 |  |  | 47500 | 49000 | 21.35 | 11.7 | 9.35 | 2 | 73 | 89 | 207642890
MIDEA | MMCMHAQ48EA3 | MIDEA ¦ MIDEA | DHMSHAQ09XA3 ¦ 40MBDQ09---3 |  |  | 47500 | 49000 | 21.35 | 11.7 | 9.35 | 2 | 73 | 89 | 207683485
SLIMAIR | SHC4Z36VE2AG | SLIMAIR ¦ SLIMAIR | SHM09VE2AG ¦ MTIU-09HWFN1-M |  |  | 36000 | 37000 | 19.5 | 12.1 | 9.85 | 1.8 | 95 | 93 | 213886046
Cooper&Hunter | CH-HPR48M-230VO | Cooper&Hunter ¦ Cooper&Hunter | CH-09DKT230VI ¦ CH-09LCDTU/I |  |  | 47500 | 49000 | 21.35 | 11.7 | 9.35 | 2 | 73 | 89 | 210799638
TRUST AIR CONDITIONERS | M5H48H/O4S4P | TRUST AIR CONDITIONERS ¦ TRUST AIR CONDITIONERS | IUMDL09H/I43P ¦ IS09H/I4S41P |  |  | 47500 | 49000 | 21.35 | 11.7 | 9.35 | 2 | 73 | 89 | 208284496
MDV | M4OI-36HFN1-M* | MDV ¦ MDV | CS11M-09HRFN1-MX0W(A) ¦ MTIU-09HWFN1-M |  |  | 36000 | 37000 | 19.5 | 12.1 | 9.85 | 1.8 | 95 | 93 | 207641249
COMFORTSTAR | CVH-48-5SH | COMFORTSTAR ¦ COMFORTSTAR | CPA-09B ¦ CXH009CD(I) |  |  | 47500 | 49000 | 21.35 | 11.7 | 9.35 | 2 | 73 | 89 | 207658986
MDV | M4OI-36HFN1-M-L | MDV ¦ MDV | CS11M-09HRFN1-MX0W(A) ¦ MTIU-09HWFN1-M |  |  | 36000 | 37000 | 20.5 | 12.65 | 10.15 | 1.8 | 92 | 93 | 210644067
LENNOX | MLB036S4M-1P | LENNOX ¦ LENNOX | MMDB009S4-2P ¦ MWMA009S4-3P |  |  | 36000 | 37000 | 20.5 | 12.65 | 10.15 | 1.8 | 92 | 93 | 207699106
CanAir | C28MC548H21 | CanAir ¦ CanAir | C23SEH09H21 ¦ MTIU-09HWFN1-M |  |  | 47500 | 49000 | 21.35 | 11.7 | 9.35 | 2 | 73 | 89 | 207683273
MOOVAIR | DMA48HOM25230X3 | MOOVAIR ¦ MOOVAIR | DE09HIW23230E3 ¦ DM09HIW23230E3 |  |  | 47500 | 49000 | 21.35 | 11.7 | 9.35 | 2 | 73 | 89 | 207742552
AirEase | 4DHP2S48M-1P | AirEase ¦ AirEase | DWM109S4-2P ¦ DMD209S4-1P |  |  | 47500 | 49000 | 21.35 | 11.7 | 9.35 | 2 | 73 | 89 | 208106811
MDV | M5OG-48HFN1-M-[X]-20 | MDV ¦ MDV | CS11M-09HRFN1-MX0W(A) ¦ MTIU-09HWFN1-M |  |  | 47500 | 49000 | 21.35 | 11.7 | 9.35 | 2 | 73 | 89 | 206716993
CONCORD | 4DHP2S48M-1P | CONCORD ¦ CONCORD | DWM109S4-2P ¦ DMD209S4-1P |  |  | 47500 | 49000 | 21.35 | 11.7 | 9.35 | 2 | 73 | 89 | 208106841
Allied | 4DHP2S48M-1P | Allied ¦ Allied | DWM109S4-2P ¦ DMD209S4-1P |  |  | 47500 | 49000 | 21.35 | 11.7 | 9.35 | 2 | 73 | 89 | 208106796
Armstrong Air | 4DHP2S48M-1P | Armstrong Air ¦ Armstrong Air | DWM109S4-2P ¦ DMD209S4-1P |  |  | 47500 | 49000 | 21.35 | 11.7 | 9.35 | 2 | 73 | 89 | 208106826
LENNOX | MLB048S4M-2P | LENNOX ¦ LENNOX | MMDB009S4-2P ¦ MWMA009S4-3P |  |  | 47500 | 49000 | 21.35 | 11.7 | 9.35 | 2 | 73 | 89 | 207699109
DUCANE | 4DHP2S48M-1P | DUCANE ¦ DUCANE | DWM109S4-2P ¦ DMD209S4-1P |  |  | 47500 | 49000 | 21.35 | 11.7 | 9.35 | 2 | 73 | 89 | 208106856
MDV | M5OG-48HFN1-M-[X]-20-L | MDV ¦ MDV | CS11M-09HRFN1-MX0W(A) ¦ MTIU-09HWFN1-M |  |  | 47500 | 49000 | 21.35 | 11.7 | 9.35 | 2 | 73 | 89 | 207658621
BOSCH | BMS500-AAM018-1CSXHC | BOSCH ¦ BOSCH | BMS500-AAU009-1AHDXB ¦ BMS500-AAU009-1AHDXB |  |  | 19000 | 20000 | 20.5 | 12.25 | 9.55 | 1.88 | 78 | 97 | 207760035
FRANKLIN | MST183F25MHAA | FRANKLIN ¦ FRANKLIN | MSH093F25AXAA ¦ MTIU-09HWFN1-M |  |  | 19000 | 20000 | 20.5 | 12.25 | 9.55 | 1.88 | 78 | 97 | 214383441
TRUST AIR CONDITIONERS | M2H18H/O4S4P | TRUST AIR CONDITIONERS ¦ TRUST AIR CONDITIONERS | IUMDL09H/I43P ¦ IS09H/I4S41P |  |  | 19000 | 20000 | 20.5 | 12.25 | 9.55 | 1.88 | 78 | 97 | 208284487
DIRECT AIR | DIRM-18HXPRO28-2Z | DIRECT AIR ¦ DIRECT AIR | DIRM-09HP-WM ¦ DIRM-09HP-DUH |  |  | 19000 | 20000 | 20.5 | 12.25 | 9.55 | 1.88 | 78 | 97 | 207743787
NOVAIR | LEA20MZ-2P-35SK-O* | NOVAIR ¦ NOVAIR | 2LEA09UUSK-I ¦ MTIU-09HWFN1-M |  |  | 19000 | 20000 | 20.5 | 12.25 | 9.55 | 1.88 | 78 | 97 | 212920681
1HVAC | ACIQ-18Z-HH-M2B | 1HVAC ¦ 1HVAC | ACIQ-09W-HH-MB ¦ ACIQ-09CD-HH-MB |  |  | 19000 | 20000 | 20.5 | 12.25 | 9.55 | 1.88 | 78 | 97 | 207825566
EMI | MHMZ218DA | EMI ¦ EMI | MHWAL09DA ¦ DHWAL09DA |  |  | 19000 | 20000 | 20.5 | 12.25 | 9.55 | 1.88 | 78 | 97 | 208121934
COMFORT-AIRE | A-VMH18DV-1 | COMFORT-AIRE ¦ COMFORT-AIRE | B-VMH09SV-1 ¦ B-VMH09DU-1 |  |  | 19000 | 20000 | 20.5 | 12.25 | 9.55 | 1.88 | 78 | 97 | 207657611
Custom Comfort | CCOXHAMZ218HP | Custom Comfort ¦ Custom Comfort | CCOXHASD09 ¦ CCOXHAWM09 |  |  | 19000 | 20000 | 20.5 | 12.25 | 9.55 | 1.88 | 78 | 97 | 212365435
Breeze33 | BZ33-HYP182Z2-G2-P | Breeze33 ¦ Breeze33 | BZ33-DIDU9 ¦ BZ33-HYP09WALL2 |  |  | 19000 | 20000 | 20.5 | 12.25 | 9.55 | 1.88 | 78 | 97 | 207862100
MOOVAIR | DMA18HOM25230X3 | MOOVAIR ¦ MOOVAIR | DE09HIW23230E3 ¦ DM09HIW23230E3 |  |  | 19000 | 20000 | 20.5 | 12.25 | 9.55 | 1.88 | 78 | 97 | 207742543
Cooper&Hunter | CH-HPR19M-230VO | Cooper&Hunter ¦ Cooper&Hunter | CH-09DKT230VI ¦ CH-09LCDTU/I |  |  | 19000 | 20000 | 20.5 | 12.25 | 9.55 | 1.88 | 78 | 97 | 210799630
Bladex | B20I-18SPHP1* | Bladex ¦ Bladex | MSEPB-09HRFN1-MY5W(GA) ¦ MTIU-09HWFN1-M |  |  | 19000 | 20000 | 20.5 | 12.25 | 9.55 | 1.88 | 78 | 97 | 214232413
KERR | A-KMH18DV-1 | KERR ¦ KERR | B-KMH09SV-1 ¦ B-KMH09DU-1 |  |  | 19000 | 20000 | 20.5 | 12.25 | 9.55 | 1.88 | 78 | 97 | 207657600
Convectair | 8222-C18-O | Convectair ¦ Convectair | 8028-C09-I ¦ MTIU-09HWFN1-M |  |  | 19000 | 20000 | 20.5 | 12.25 | 9.55 | 1.88 | 78 | 97 | 207590848
CENTURY | A-VMH18DV-1 | CENTURY ¦ CENTURY | B-VMH09SV-1 ¦ B-VMH09DU-1 |  |  | 19000 | 20000 | 20.5 | 12.25 | 9.55 | 1.88 | 78 | 97 | 212940822
CanAir | C28MC218H22 | CanAir ¦ CanAir | C28SEH09H21 ¦ C28SEH09H21 |  |  | 19000 | 20000 | 20.5 | 12.25 | 9.55 | 1.88 | 78 | 97 | 213479412
ECO AC | EMH-2O18BBH | ECO AC ¦ ECO AC | MSAG11B-09HRFN1-MX7W(GA) ¦ EHH-D09BA |  |  | 19000 | 20000 | 19.75 | 12.25 | 9.15 | 1.83 | 74 | 93 | 210586153
ELIOS | DEA18HOM25230X3 | ELIOS ¦ ELIOS | DE09HIW23230E3 ¦ DM09HIW23230E3 |  |  | 19000 | 20000 | 20.5 | 12.25 | 9.55 | 1.88 | 78 | 97 | 207742462
PERFECTAIRE | 3PAMS18-HH-MZO2 | PERFECTAIRE ¦ PERFECTAIRE | 1PAMSHH09-SZW-25 ¦ 2PAMSDH09 |  |  | 19000 | 20000 | 19.75 | 12.25 | 9.15 | 1.83 | 74 | 93 | 207657337
ACIQ | ACIQ-18Z-HH-M2B | ACIQ ¦ ACIQ | ACIQ-09W-HH-MB ¦ ACIQ-09CD-HH-MB |  |  | 19000 | 20000 | 20.5 | 12.25 | 9.55 | 1.88 | 78 | 97 | 207825578
SLIMAIR | SHC2Z18VE2AG | SLIMAIR ¦ SLIMAIR | SHM09VE2AG ¦ MTIU-09HWFN1-M |  |  | 19000 | 20000 | 19.75 | 12.25 | 9.15 | 1.83 | 74 | 93 | 213886040
Kepler | ODUM2OI-18HFN1-M | Kepler ¦ Kepler | IDUMSEPB-09HRFN1MY5W(GA) ¦ IDUMTIU-09HWFN1-M |  |  | 19000 | 20000 | 20.5 | 12.25 | 9.55 | 1.88 | 78 | 97 | 214377778
TEMP SHIFT | TSM2OI18HFN1M | TEMP SHIFT ¦ TEMP SHIFT | TSMSAG11B09HRFN1MX7W(GA) ¦ TSMTIU09HWFN1M |  |  | 19000 | 20000 | 19.75 | 12.25 | 9.15 | 1.83 | 74 | 93 | 213479391
ECO AIR | M2OI-18HFN1-M | ECO AIR ¦ ECO AIR | MSEPB-09HRFN1-MY5W(GA) ¦ MTIU-09HWFN1-M |  |  | 19000 | 20000 | 20.5 | 12.25 | 9.55 | 1.88 | 78 | 97 | 209319640
Wells | WMCA-18HFMO | Wells ¦ Wells | WMA-09HFMD ¦ WSA-09HFMI |  |  | 19000 | 20000 | 19.75 | 12.25 | 9.15 | 1.83 | 74 | 93 | 213286777
DIYCOOL | ACIQ-18Z-HH-M2B | DIYCOOL ¦ DIYCOOL | ACIQ-09W-HH-MB ¦ ACIQ-09CD-HH-MB |  |  | 19000 | 20000 | 20.5 | 12.25 | 9.55 | 1.88 | 78 | 97 | 207825590
Durastar | DRA2H18M1A | Durastar ¦ Durastar | DRAW09F1A ¦ DRAD09F1A |  |  | 19000 | 20000 | 19.75 | 12.25 | 9.15 | 1.83 | 74 | 93 | 210568213
SENVILLE | SENA-18HF-MOB | SENVILLE ¦ SENVILLE | SENA/09HF/ID ¦ SENA/09HF/IQ |  |  | 19000 | 20000 | 20.5 | 12.25 | 9.55 | 1.88 | 78 | 97 | 213732652
SEA BREEZE+ | HMZ18H424ZMO | SEA BREEZE+ ¦ SEA BREEZE+ | WM9H424ZMI ¦ D9H424ZMI |  |  | 19000 | 20000 | 19.75 | 12.25 | 9.15 | 1.83 | 74 | 93 | 208816894
FRANKLIN | MST183E23MHAA | FRANKLIN ¦ FRANKLIN | MST093E21ADAA ¦ MSH093E23AXAA |  |  | 19000 | 20000 | 20.5 | 12.25 | 9.55 | 1.88 | 78 | 97 | 206764070
LBG Products | LMUHB18DO | LBG Products ¦ LBG Products | LBHB09DUI ¦ LMHB09DFI |  |  | 19000 | 20000 | 19.75 | 12.25 | 9.15 | 1.83 | 74 | 93 | 207641318
PolarWave | ACIQ-18Z-HH-M2B | PolarWave ¦ PolarWave | ACIQ-09CD-HH-MB ¦ ACIQ-09W-HH-MB |  |  | 19000 | 20000 | 20.5 | 12.25 | 9.55 | 1.88 | 78 | 97 | 212316087
Conforto | MHMZ218DA | Conforto ¦ Conforto | MHWAL09DA ¦ DHWAL09DA |  |  | 19000 | 20000 | 20.5 | 12.25 | 9.55 | 1.88 | 78 | 97 | 210605812
GOODMAN | MST183G22MHAA | GOODMAN ¦ GOODMAN | MSAG11B-09HRFN1-MX7W(GA) ¦ MTIU-09HWFN1-M |  |  | 19000 | 20000 | 19.75 | 12.25 | 9.15 | 1.83 | 74 | 93 | 214438127
Bladex | B20I-18SPHP1 | Bladex ¦ Bladex | BWM11B-09HWIU ¦ MTIU-09HWFN1-M |  |  | 19000 | 20000 | 19.75 | 12.25 | 9.15 | 1.83 | 74 | 93 | 212920650
C&H | CH-HPR19M-230VO | C&H ¦ C&H | CH-09DKT230VI ¦ CH-09LCDTU/I |  |  | 19000 | 20000 | 20.5 | 12.25 | 9.55 | 1.88 | 78 | 97 | 207742375
DIYCOOL | ACIQ-36Z-HH-M4B | DIYCOOL ¦ DIYCOOL | ACIQ-09W-HH-MB ¦ ACIQ-09CD-HH-MB |  |  | 36000 | 37000 | 20.6 | 12.65 | 10.15 | 1.8 | 92 | 93 | 207825596
ICONIC AIR SOLUTION | ICMZ18BK | ICONIC AIR SOLUTION ¦ ICONIC AIR SOLUTION | IFOD09IK ¦ IFOD09IK |  |  | 19000 | 20000 | 19.75 | 12.25 | 9.15 | 1.83 | 74 | 93 | 214389523
STEALTH | ACIQ-18Z-HH-M2B | STEALTH ¦ STEALTH | ACIQ-09CD-HH-MB ¦ ACIQ-09W-HH-MB |  |  | 19000 | 20000 | 20.5 | 12.25 | 9.55 | 1.88 | 78 | 97 | 212316173
ECO AIR | M4OI-36HFN1-M | ECO AIR ¦ ECO AIR | MSEPB-09HRFN1-MY5W(GA) ¦ MTIU-09HWFN1-M |  |  | 36000 | 37000 | 20.6 | 12.65 | 10.15 | 1.8 | 92 | 93 | 209319646
BLUERIDGE | BMM18HHC | BLUERIDGE ¦ BLUERIDGE | BM09M22WM ¦ MTIU-09HWFN1-M |  |  | 19000 | 20000 | 19.75 | 12.25 | 9.15 | 1.83 | 74 | 93 | 207641293
COMFORTSTAR | CVH-18-2SH | COMFORTSTAR ¦ COMFORTSTAR | CPA-09B ¦ CXH009CD(I) |  |  | 19000 | 20000 | 20.5 | 12.25 | 9.55 | 1.88 | 78 | 97 | 207658978
COMFORTSTAR | CVH-36-4SH | COMFORTSTAR ¦ COMFORTSTAR | CPA-09B ¦ CXH009CD(I) |  |  | 36000 | 37000 | 20.6 | 12.65 | 10.15 | 1.8 | 92 | 93 | 207658987
CTMorley | MOU-2A18H-2 | CTMorley ¦ CTMorley | MIU-A09D-2 ¦ MIU-A09W-2 |  |  | 19000 | 20000 | 19.75 | 12.25 | 9.15 | 1.83 | 74 | 93 | 210288142
COMFORT-AIRE | A-VMH36QV-1 | COMFORT-AIRE ¦ COMFORT-AIRE | B-VMH09SV-1 ¦ B-VMH09DU-1 |  |  | 36000 | 37000 | 20.6 | 12.65 | 10.15 | 1.8 | 92 | 93 | 207657620
Relief Sciences | LANG18OD35-2 | Relief Sciences ¦ Relief Sciences | LANG09ID-25 ¦ MTIU-09HWFN1-M |  |  | 19000 | 20000 | 19.75 | 12.25 | 9.15 | 1.83 | 74 | 93 | 212615020
Weathermaker | 38MGHBQ36DA3 | Weathermaker ¦ Weathermaker | DHMSHAQ09XA3 ¦ 40MBDQ09---3 |  |  | 36000 | 37000 | 20.6 | 12.65 | 10.15 | 1.8 | 92 | 93 | 207642956
CARRIER | 38MGHBQ24CA3 | CARRIER ¦ CARRIER | DHMSHAQ09XA3 ¦ 40MBDQ09---3 |  |  | 24000 | 24400 | 22.95 | 12.95 | 9.85 | 1.9 | 86 | 75 | 207642881
NOVAIR | LEA20MZ-2P-35SK-O | NOVAIR ¦ NOVAIR | 09EVONVI ¦ MTIU-09HWFN1-M |  |  | 19000 | 20000 | 19.75 | 12.25 | 9.15 | 1.83 | 74 | 93 | 209416886
KERR | A-KMH36QV-1 | KERR ¦ KERR | B-KMH09SV-1 ¦ B-KMH09DU-1 |  |  | 36000 | 37000 | 20.6 | 12.65 | 10.15 | 1.8 | 92 | 93 | 207657621
MDV | M2OI-18HFN1-M | MDV ¦ MDV | CS11M-09HRFN1-MX0W(A) ¦ MTIU-09HWFN1-M |  |  | 19000 | 20000 | 20.5 | 12.25 | 9.55 | 1.88 | 78 | 97 | 206716988
Orient Care | OUM18M410AGH30 | Orient Care ¦ Orient Care | MSAG11B-09HRFN1-MX7W(GA) ¦ MTIU-09HWFN1-M |  |  | 19000 | 20000 | 19.75 | 12.25 | 9.15 | 1.83 | 74 | 93 | 212920526
THERMOCORE SYSTEMS | T423D-H224-C | THERMOCORE SYSTEMS ¦ THERMOCORE SYSTEMS | T3-OS209-EW ¦ MTIU-09HWFN1-M |  |  | 24000 | 24400 | 22.95 | 12.95 | 9.85 | 1.9 | 86 | 75 | 209549028
Multi MFG | 36MPC4-HH-A | Multi MFG ¦ Multi MFG | MSEPB-09HRFN1-MY5W(GA) ¦ MTIU-09HWFN1-M |  |  | 36000 | 37000 | 20.6 | 12.65 | 10.15 | 1.8 | 92 | 93 | 214232440
DUCANE | 4DHP2S24M-1P | DUCANE ¦ DUCANE | DWM109S4-2P ¦ DMD209S4-1P |  |  | 24000 | 24400 | 22.95 | 12.95 | 9.85 | 1.9 | 86 | 75 | 208106847
AI AIR CONDITIONING | A2MO22-18N1-M1H | AI AIR CONDITIONING ¦ AI AIR CONDITIONING | MSAG11B-09HRFN1-MX7W(GA) ¦ MTIU-09HWFN1-M |  |  | 19000 | 20000 | 19.75 | 12.25 | 9.15 | 1.83 | 74 | 93 | 213769954
BRYANT | 38MGHBQ24CA3 | BRYANT ¦ BRYANT | DHMSHAQ09XA3 ¦ 40MBDQ09---3 |  |  | 24000 | 24400 | 22.95 | 12.95 | 9.85 | 1.9 | 86 | 75 | 207642902
Mitsutomo | HO-MD18-AB-Q | Mitsutomo ¦ Mitsutomo | HW-UZ09-AB-Q ¦ MTIU-09HWFN1-M |  |  | 19000 | 20000 | 19.75 | 12.25 | 9.15 | 1.83 | 74 | 93 | 211306403
Kepler | ODUM4OI-36HFN1-M | Kepler ¦ Kepler | IDUMSEPB-09HRFN1MY5W(GA) ¦ IDUMTIU-09HWFN1-M |  |  | 36000 | 37000 | 20.6 | 12.65 | 10.15 | 1.8 | 92 | 93 | 214377784
AirEase | 4DHP2S24M-1P | AirEase ¦ AirEase | DWM109S4-2P ¦ DMD209S4-1P |  |  | 24000 | 24400 | 22.95 | 12.95 | 9.85 | 1.9 | 86 | 75 | 208106802
Cooper&Hunter | CH-HPR36M-230VO | Cooper&Hunter ¦ Cooper&Hunter | CH-09DKT230VI ¦ CH-09LCDTU/I |  |  | 36000 | 37000 | 20.6 | 12.65 | 10.15 | 1.8 | 92 | 93 | 210799639
MDV | M2OI-18HFN1-M* | MDV ¦ MDV | CS11M-09HRFN1-MX0W(A) ¦ MTIU-09HWFN1-M |  |  | 19000 | 20000 | 19.75 | 12.25 | 9.15 | 1.83 | 74 | 93 | 207641257
MIDEA | MMCMHAQ24CA3 | MIDEA ¦ MIDEA | DHMSHAQ09XA3 ¦ 40MBDQ09---3 |  |  | 24000 | 24400 | 22.95 | 12.95 | 9.85 | 1.9 | 86 | 75 | 207683476
NOVAIR | LEA36MZ-4P-35SK-O* | NOVAIR ¦ NOVAIR | 2LEA09UUSK-I ¦ MTIU-09HWFN1-M |  |  | 36000 | 37000 | 20.6 | 12.65 | 10.15 | 1.8 | 92 | 93 | 212920684
Allied | 4DHP2S24M-1P | Allied ¦ Allied | DWM109S4-2P ¦ DMD209S4-1P |  |  | 24000 | 24400 | 22.95 | 12.95 | 9.85 | 1.9 | 86 | 75 | 208106787
Custom Comfort | CCOXHAMZ436HP | Custom Comfort ¦ Custom Comfort | CCOXHASD09 ¦ CCOXHAWM09 |  |  | 36000 | 37000 | 20.6 | 12.65 | 10.15 | 1.8 | 92 | 93 | 212365438
LENNOX | MLB018S4M-1P | LENNOX ¦ LENNOX | MMDB009S4-2P ¦ MWMA009S4-3P |  |  | 19000 | 20000 | 20.35 | 12.25 | 9.55 | 1.88 | 78 | 97 | 207768729
Armstrong Air | 4DHP2S24M-1P | Armstrong Air ¦ Armstrong Air | DWM109S4-2P ¦ DMD209S4-1P |  |  | 24000 | 24400 | 22.95 | 12.95 | 9.85 | 1.9 | 86 | 75 | 208106817
ACIQ | ACIQ-36Z-HH-M4B | ACIQ ¦ ACIQ | ACIQ-09W-HH-MB ¦ ACIQ-09CD-HH-MB |  |  | 36000 | 37000 | 20.6 | 12.65 | 10.15 | 1.8 | 92 | 93 | 207825584
MDV | M2OI-18HFN1-M-L | MDV ¦ MDV | CS11M-09HRFN1-MX0W(A) ¦ MTIU-09HWFN1-M |  |  | 19000 | 20000 | 20.35 | 12.25 | 9.55 | 1.88 | 78 | 97 | 210644066
BRYANT | 38MGHBQ36DA3 | BRYANT ¦ BRYANT | DHMSHAQ09XA3 ¦ 40MBDQ09---3 |  |  | 36000 | 37000 | 20.6 | 12.65 | 10.15 | 1.8 | 92 | 93 | 207642914
Weathermaker | 38MGHBQ24CA3 | Weathermaker ¦ Weathermaker | DHMSHAQ09XA3 ¦ 40MBDQ09---3 |  |  | 24000 | 24400 | 22.95 | 12.95 | 9.85 | 1.9 | 86 | 75 | 207642944
EMI | MHMZ436DA | EMI ¦ EMI | MHWAL09DA ¦ DHWAL09DA |  |  | 36000 | 37000 | 20.6 | 12.65 | 10.15 | 1.8 | 92 | 93 | 208121940
ECO AIR | M5OG-48HFN1-M-[X] | ECO AIR ¦ ECO AIR | MSEPB-09HRFN1-MY5W(GA) ¦ MTIU-09HWFN1-M |  |  | 47500 | 49000 | 21.35 | 11.7 | 9.35 | 2 | 73 | 89 | 209319649
PAYNE | 38MGHBQ24CA3 | PAYNE ¦ PAYNE | DHMSHAQ09XA3 ¦ 40MBDQ09---3 |  |  | 24000 | 24400 | 22.95 | 12.95 | 9.85 | 1.9 | 86 | 75 | 207642923
PolarWave | ACIQ-36Z-HH-M4B | PolarWave ¦ PolarWave | ACIQ-09CD-HH-MB ¦ ACIQ-09W-HH-MB |  |  | 36000 | 37000 | 20.6 | 12.65 | 10.15 | 1.8 | 92 | 93 | 212316093
Weathermaker | 38MGHBQ48EA3 | Weathermaker ¦ Weathermaker | DHMSHAQ09XA3 ¦ 40MBDQ09---3 |  |  | 47500 | 49000 | 21.35 | 11.7 | 9.35 | 2 | 73 | 89 | 207642953
CONCORD | 4DHP2S24M-1P | CONCORD ¦ CONCORD | DWM109S4-2P ¦ DMD209S4-1P |  |  | 24000 | 24400 | 22.95 | 12.95 | 9.85 | 1.9 | 86 | 75 | 208106832
MOOVAIR | DMA36HOM25230X3 | MOOVAIR ¦ MOOVAIR | DE09HIW23230E3 ¦ DM09HIW23230E3 |  |  | 36000 | 37000 | 20.6 | 12.65 | 10.15 | 1.8 | 92 | 93 | 207742549
KERR | A-KMH48PV-1 | KERR ¦ KERR | B-KMH09SV-1 ¦ B-KMH09DU-1 |  |  | 47500 | 49000 | 21.35 | 11.7 | 9.35 | 2 | 73 | 89 | 207657608
CanAir | C28MC324H21 | CanAir ¦ CanAir | C23SEH09H21 ¦ MTIU-09HWFN1-M |  |  | 24000 | 24400 | 22.95 | 12.95 | 9.85 | 1.9 | 86 | 75 | 207683267
STEALTH | ACIQ-36Z-HH-M4B | STEALTH ¦ STEALTH | ACIQ-09CD-HH-MB ¦ ACIQ-09W-HH-MB |  |  | 36000 | 37000 | 20.6 | 12.65 | 10.15 | 1.8 | 92 | 93 | 212316179
MIDEA | 38MGHBQ24CA3 | MIDEA ¦ MIDEA | DHMSHAQ09XA3 ¦ 40MBDQ09---3 |  |  | 24000 | 24400 | 22.95 | 12.95 | 9.85 | 1.9 | 86 | 75 | 207642965
MAXI AIR | NE-T53-MULTI36E | MAXI AIR ¦ MAXI AIR | MTIU-09HWFN1-M ¦ MTIU-09HWFN1-M |  |  | 36000 | 37000 | 20.6 | 12.65 | 10.15 | 1.8 | 92 | 93 | 213927624
ECO AC | EMH-4O36BBH | ECO AC ¦ ECO AC | MSAG11B-09HRFN1-MX7W(GA) ¦ EHH-D09BA |  |  | 36000 | 37000 | 19.5 | 12.1 | 9.85 | 1.8 | 95 | 93 | 210586159
DIYCOOL | ACIQ-48Z-HH-M5B | DIYCOOL ¦ DIYCOOL | ACIQ-09W-HH-MB ¦ ACIQ-09CD-HH-MB |  |  | 47500 | 49000 | 21.35 | 11.7 | 9.35 | 2 | 73 | 89 | 207825599
Convectair | 8422-C36-O | Convectair ¦ Convectair | 8028-C09-I ¦ MTIU-09HWFN1-M |  |  | 36000 | 37000 | 20.6 | 12.65 | 10.15 | 1.8 | 92 | 93 | 207657624
TEMPSTAR | DLCMHBH36DAK | TEMPSTAR ¦ TEMPSTAR | DLFSHAH09XAK ¦ DLFSDAH09XAK |  |  | 36000 | 37000 | 19.5 | 12.1 | 9.85 | 1.8 | 95 | 93 | 207643151
Multi MFG | 48MPC5-HH-A | Multi MFG ¦ Multi MFG | MSEPB-09HRFN1-MY5W(GA) ¦ MTIU-09HWFN1-M |  |  | 47500 | 49000 | 21.35 | 11.7 | 9.35 | 2 | 73 | 89 | 214232443
PAYNE | 38MGHBQ36DA3 | PAYNE ¦ PAYNE | DHMSHAQ09XA3 ¦ 40MBDQ09---3 |  |  | 36000 | 37000 | 20.6 | 12.65 | 10.15 | 1.8 | 92 | 93 | 207642935
DAY & NIGHT | DLCMHBH36DAK | DAY & NIGHT ¦ DAY & NIGHT | DLFSHAH09XAK ¦ DLFSDAH09XAK |  |  | 36000 | 37000 | 19.5 | 12.1 | 9.85 | 1.8 | 95 | 93 | 207643046
ELIOS | DEA48HOM25230X3 | ELIOS ¦ ELIOS | DE09HIW23230E3 ¦ DM09HIW23230E3 |  |  | 47500 | 49000 | 21.35 | 11.7 | 9.35 | 2 | 73 | 89 | 207742471
Breeze33 | BZ33-HYP364Z2-G2-P | Breeze33 ¦ Breeze33 | BZ33-DIDU9 ¦ BZ33-HYP09WALL2 |  |  | 36000 | 37000 | 20.6 | 12.65 | 10.15 | 1.8 | 92 | 93 | 207862106
Durastar | DRA4H36M1A | Durastar ¦ Durastar | DRAW09F1A ¦ DRAD09F1A |  |  | 36000 | 37000 | 19.5 | 12.1 | 9.85 | 1.8 | 95 | 93 | 210568219
SENVILLE | SENA-48HF-MOB | SENVILLE ¦ SENVILLE | SENA/09HF/ID ¦ SENA/09HF/IQ |  |  | 47500 | 49000 | 21.35 | 11.7 | 9.35 | 2 | 73 | 89 | 213732661
MDV | M3OJ-24HFN1-M | MDV ¦ MDV | CS11M-09HRFN1-MX0W(A) ¦ MTIU-09HWFN1-M |  |  | 24000 | 24400 | 22.95 | 12.95 | 9.85 | 1.9 | 86 | 75 | 207618258
Bladex | B40I-36SPHP1* | Bladex ¦ Bladex | MSEPB-09HRFN1-MY5W(GA) ¦ MTIU-09HWFN1-M |  |  | 36000 | 37000 | 20.6 | 12.65 | 10.15 | 1.8 | 92 | 93 | 214232422
Bladex | B40I-36SPHP1 | Bladex ¦ Bladex | BWM11B-09HWIU ¦ MTIU-09HWFN1-M |  |  | 36000 | 37000 | 19.5 | 12.1 | 9.85 | 1.8 | 95 | 93 | 212920655
C&H | CH-HPR48M-230VO | C&H ¦ C&H | CH-09DKT230VI ¦ CH-09LCDTU/I |  |  | 47500 | 49000 | 21.35 | 11.7 | 9.35 | 2 | 73 | 89 | 207742383
MIDEA | MMCMHAQ36DA3 | MIDEA ¦ MIDEA | DHMSHAQ09XA3 ¦ 40MBDQ09---3 |  |  | 36000 | 37000 | 20.6 | 12.65 | 10.15 | 1.8 | 92 | 93 | 207683495
PERFECTAIRE | 3PAMS36-HH-MZO4 | PERFECTAIRE ¦ PERFECTAIRE | 1PAMSHH09-SZW-25 ¦ 2PAMSDH09 |  |  | 36000 | 37000 | 19.5 | 12.1 | 9.85 | 1.8 | 95 | 93 | 207657343
1HVAC | ACIQ-48Z-HH-M5B | 1HVAC ¦ 1HVAC | ACIQ-09W-HH-MB ¦ ACIQ-09CD-HH-MB |  |  | 47500 | 49000 | 21.35 | 11.7 | 9.35 | 2 | 73 | 89 | 207825575
DIRECT AIR | DIRM-36HXPRO28-4Z | DIRECT AIR ¦ DIRECT AIR | DIRM-09HP-WM ¦ DIRM-09HP-DUH |  |  | 36000 | 37000 | 20.6 | 12.65 | 10.15 | 1.8 | 92 | 93 | 207743793
Orient Care | OUM36M410AGH30 | Orient Care ¦ Orient Care | MSAG11B-09HRFN1-MX7W(GA) ¦ MTIU-09HWFN1-M |  |  | 36000 | 37000 | 19.5 | 12.1 | 9.85 | 1.8 | 95 | 93 | 212920535
DIRECT AIR | DIRM-48HXPRO28-5Z | DIRECT AIR ¦ DIRECT AIR | DIRM-09HP-WM ¦ DIRM-09HP-DUH |  |  | 47500 | 49000 | 21.35 | 11.7 | 9.35 | 2 | 73 | 89 | 207743796
TRUST AIR CONDITIONERS | M4H36H/O4S4P | TRUST AIR CONDITIONERS ¦ TRUST AIR CONDITIONERS | IUMDL09H/I43P ¦ IS09H/I4S41P |  |  | 36000 | 37000 | 20.6 | 12.65 | 10.15 | 1.8 | 92 | 93 | 208284493
MIDEA | DLCMHBH36DAK | MIDEA ¦ MIDEA | DLFSHAH09XAK ¦ DLFSDAH09XAK |  |  | 36000 | 37000 | 19.5 | 12.1 | 9.85 | 1.8 | 95 | 93 | 207643130
MIDEA | 38MGHBQ36DA3 | MIDEA ¦ MIDEA | DHMSHAQ09XA3 ¦ 40MBDQ09---3 |  |  | 36000 | 37000 | 20.6 | 12.65 | 10.15 | 1.8 | 92 | 93 | 207642977
Custom Comfort | CCOXHAMZ548HP | Custom Comfort ¦ Custom Comfort | CCOXHASD09 ¦ CCOXHAWM09 |  |  | 47500 | 49000 | 21.35 | 11.7 | 9.35 | 2 | 73 | 89 | 212365441
Mitsutomo | HO-MQ36-AB-Q | Mitsutomo ¦ Mitsutomo | HW-UZ09-AB-Q ¦ MTIU-09HWFN1-M |  |  | 36000 | 37000 | 19.5 | 12.1 | 9.85 | 1.8 | 95 | 93 | 211306409
PAYNE | 38MGHBQ48EA3 | PAYNE ¦ PAYNE | DHMSHAQ09XA3 ¦ 40MBDQ09---3 |  |  | 47500 | 49000 | 21.35 | 11.7 | 9.35 | 2 | 73 | 89 | 207642932
CENTURY | A-VMH36QV-1 | CENTURY ¦ CENTURY | B-VMH09SV-1 ¦ B-VMH09DU-1 |  |  | 36000 | 37000 | 20.6 | 12.65 | 10.15 | 1.8 | 92 | 93 | 212940828
ARCOAIRE | DLCMHBH36DAK | ARCOAIRE ¦ ARCOAIRE | DLFSHAH09XAK ¦ DLFSDAH09XAK |  |  | 36000 | 37000 | 19.5 | 12.1 | 9.85 | 1.8 | 95 | 93 | 207643004
Conforto | MHMZ548DA | Conforto ¦ Conforto | MHWAL09DA ¦ DHWAL09DA |  |  | 47500 | 49000 | 21.35 | 11.7 | 9.35 | 2 | 73 | 89 | 210605821
NOVAIR | LEA36MZ-4P-35SK-O | NOVAIR ¦ NOVAIR | 09EVONVI ¦ MTIU-09HWFN1-M |  |  | 36000 | 37000 | 19.5 | 12.1 | 9.85 | 1.8 | 95 | 93 | 211133301
Conforto | MHMZ436DA | Conforto ¦ Conforto | MHWAL09DA ¦ DHWAL09DA |  |  | 36000 | 37000 | 20.6 | 12.65 | 10.15 | 1.8 | 92 | 93 | 210605818
FRANKLIN | MST483F25MHAA | FRANKLIN ¦ FRANKLIN | MSH093F25AXAA ¦ MTIU-09HWFN1-M |  |  | 47500 | 49000 | 21.35 | 11.7 | 9.35 | 2 | 73 | 89 | 214383450
CARRIER | 38MGHBQ36DA3 | CARRIER ¦ CARRIER | DHMSHAQ09XA3 ¦ 40MBDQ09---3 |  |  | 36000 | 37000 | 20.6 | 12.65 | 10.15 | 1.8 | 92 | 93 | 207642893
HEIL | DLCMHBH36DAK | HEIL ¦ HEIL | DLFSHAH09XAK ¦ DLFSDAH09XAK |  |  | 36000 | 37000 | 19.5 | 12.1 | 9.85 | 1.8 | 95 | 93 | 207643067
CENTURY | A-VMH48PV-1 | CENTURY ¦ CENTURY | B-VMH06SV-1 ¦ B-VMH09DU-1 |  |  | 47500 | 49000 | 21.35 | 11.7 | 9.35 | 2 | 73 | 89 | 214442639
ELIOS | DEA36HOM25230X3 | ELIOS ¦ ELIOS | DE09HIW23230E3 ¦ DM09HIW23230E3 |  |  | 36000 | 37000 | 20.6 | 12.65 | 10.15 | 1.8 | 92 | 93 | 207742468
KEEPRITE | DLCMHBH36DAK | KEEPRITE ¦ KEEPRITE | DLFSHAH09XAK ¦ DLFSDAH09XAK |  |  | 36000 | 37000 | 19.5 | 12.1 | 9.85 | 1.8 | 95 | 93 | 207643088
EMI | MHMZ548DA | EMI ¦ EMI | MHWAL09DA ¦ DHWAL09DA |  |  | 47500 | 49000 | 21.35 | 11.7 | 9.35 | 2 | 73 | 89 | 208121943
BOSCH | BMS500-AAM036-1CSXHC | BOSCH ¦ BOSCH | BMS500-AAU009-1AHDXB ¦ BMS500-AAU009-1AHDXB |  |  | 36000 | 37000 | 20.6 | 12.65 | 10.15 | 1.8 | 92 | 93 | 207760041
ICONIC AIR SOLUTION | ICMZ36DK | ICONIC AIR SOLUTION ¦ ICONIC AIR SOLUTION | IFOD09IK ¦ IFOD09IK |  |  | 36000 | 37000 | 19.5 | 12.1 | 9.85 | 1.8 | 95 | 93 | 214389532
STEALTH | ACIQ-48Z-HH-M5B | STEALTH ¦ STEALTH | ACIQ-09CD-HH-MB ¦ ACIQ-09W-HH-MB |  |  | 47500 | 49000 | 21.35 | 11.7 | 9.35 | 2 | 73 | 89 | 212316182
LENNOX | MPC024S4M-1P | LENNOX ¦ LENNOX | MMDB009S4-2P ¦ MWMA009S4-3P |  |  | 24000 | 24400 | 20.3 | 12.55 | 9.3 | 1.92 | 76 | 75 | 207699118
1HVAC | ACIQ-36Z-HH-M4B | 1HVAC ¦ 1HVAC | ACIQ-09W-HH-MB ¦ ACIQ-09CD-HH-MB |  |  | 36000 | 37000 | 20.6 | 12.65 | 10.15 | 1.8 | 92 | 93 | 207825572
BLUERIDGE | BMM36HHC | BLUERIDGE ¦ BLUERIDGE | BM09M22WM ¦ MTIU-09HWFN1-M |  |  | 36000 | 37000 | 19.5 | 12.1 | 9.85 | 1.8 | 95 | 93 | 207641299
BRYANT | 38MGHBQ48EA3 | BRYANT ¦ BRYANT | DHMSHAQ09XA3 ¦ 40MBDQ09---3 |  |  | 47500 | 49000 | 21.35 | 11.7 | 9.35 | 2 | 73 | 89 | 207642911
C&H | CH-HPR36M-230VO | C&H ¦ C&H | CH-09DKT230VI ¦ CH-09LCDTU/I |  |  | 36000 | 37000 | 20.6 | 12.65 | 10.15 | 1.8 | 92 | 93 | 207742384
PolarWave | ACIQ-48Z-HH-M5B | PolarWave ¦ PolarWave | ACIQ-09CD-HH-MB ¦ ACIQ-09W-HH-MB |  |  | 47500 | 49000 | 21.35 | 11.7 | 9.35 | 2 | 73 | 89 | 212316096
CTMorley | MOU-4A36H-2 | CTMorley ¦ CTMorley | MIU-A09D-2 ¦ MIU-A09W-2 |  |  | 36000 | 37000 | 19.5 | 12.1 | 9.85 | 1.8 | 95 | 93 | 210288148
CanAir | C28MC436H22 | CanAir ¦ CanAir | C28SEH09H21 ¦ MTIU-09HWFN1-M |  |  | 36000 | 37000 | 20.6 | 12.65 | 10.15 | 1.8 | 92 | 93 | 213479409
MDV | M3OJ-24HFN1-M-L | MDV ¦ MDV | CS11M-09HRFN1-MX0W(A) ¦ MTIU-09HWFN1-M |  |  | 24000 | 24400 | 20.3 | 12.55 | 9.3 | 1.92 | 76 | 75 | 207699115
COMFORT-AIRE | A-VMH48PV-1 | COMFORT-AIRE ¦ COMFORT-AIRE | B-VMH09SV-1 ¦ B-VMH09DU-1 |  |  | 47500 | 49000 | 21.35 | 11.7 | 9.35 | 2 | 73 | 89 | 207657619
NAPOLEON | NDHAM-36-O | NAPOLEON ¦ NAPOLEON | NH25-09F-I ¦ NDHAS22-09-I |  |  | 36000 | 37000 | 19.5 | 12.1 | 9.85 | 1.8 | 95 | 93 | 207683243
QUEBEC VAIR | NE-T53-MULTI36E | QUEBEC VAIR ¦ QUEBEC VAIR | MTIU-09HWFN1-M ¦ MTIU-09HWFN1-M |  |  | 36000 | 37000 | 20.6 | 12.65 | 10.15 | 1.8 | 92 | 93 | 213927618
KENMORE | DLCMHBH36DAK | KENMORE ¦ KENMORE | DLFSHAH09XAK ¦ DLFSDAH09XAK |  |  | 36000 | 37000 | 19.5 | 12.1 | 9.85 | 1.8 | 95 | 93 | 207643109
MIDEA | 38MGHBQ48EA3 | MIDEA ¦ MIDEA | DHMSHAQ09XA3 ¦ 40MBDQ09---3 |  |  | 47500 | 49000 | 21.35 | 11.7 | 9.35 | 2 | 73 | 89 | 207642974
Kepler | ODUM5OG-48HFN1-M-[X] | Kepler ¦ Kepler | IDUMSEPB-09HRFN1MY5W(GA) ¦ IDUMTIU-09HWFN1-M |  |  | 47500 | 49000 | 21.35 | 11.7 | 9.35 | 2 | 73 | 89 | 214377790
LBG Products | LMUHB36DO | LBG Products ¦ LBG Products | LBHB09DUI ¦ LMHB09DFI |  |  | 36000 | 37000 | 19.5 | 12.1 | 9.85 | 1.8 | 95 | 93 | 207641324
SMART COMFORT | DLCMHBH36DAK | SMART COMFORT ¦ SMART COMFORT | DLFSHAH09XAK ¦ DLFSDAH09XAK |  |  | 36000 | 37000 | 19.5 | 12.1 | 9.85 | 1.8 | 95 | 93 | 207643172
Breeze33 | BZ33-HYP485Z2-G2-P | Breeze33 ¦ Breeze33 | BZ33-DIDU9 ¦ BZ33-HYP09WALL2 |  |  | 47500 | 49000 | 21.35 | 11.7 | 9.35 | 2 | 73 | 89 | 207862109
SEA BREEZE+ | HMZ36H424ZMO | SEA BREEZE+ ¦ SEA BREEZE+ | WM9H424ZMI ¦ D9H424ZMI |  |  | 36000 | 37000 | 19.5 | 12.1 | 9.85 | 1.8 | 95 | 93 | 208128299
KINGHOME | KM18H5O3 | KINGHOME ¦ KINGHOME | KW09HQ25SDI ¦ KM09HF1DI |  |  | 18000 | 19000 | 21 | 12 | 9 | 1.92 | 73 | 71 | 214655287
TOSOT | TVRF-V36WL/C | TOSOT ¦ TOSOT | GMV-ND07PHS/B-T(U) ¦ GMV-ND07T/D-T(U) |  |  | 36000 | 36000 | 20.75 | 12.25 | 8.85 | 2.3 | 64 | 70 | 214717100
ZERO | Z3SOV-18HDM-US | ZERO ¦ ZERO | MTIU-09HWFN1-M ¦ MSAG11B-09HRFN1-MX7W(GA) |  |  | 18000 | 19000 | 20 | 12.25 | 10 | 2 | 77 | 68 | 214723151
ZERO | Z3SOV-18HDM-US | ZERO | *** | *** | *** | 18000 | 19000 | 19 | 12 | 9.8 | 2 | 78 | 70 | 214723150
QUEBEC VAIR | NE-T53-MULTI28E | QUEBEC VAIR ¦ QUEBEC VAIR | MTIU-09HWFN1-M ¦ MTIU-09HWFN1-M |  |  | 28000 | 28000 | 21.5 | 12.1 | 10.05 | 1.8 | 96 | 89 | 213927615
EMI | MHMZ327DA | EMI ¦ EMI | MHWAL09DA ¦ DHWAL09DA |  |  | 28000 | 28000 | 21.5 | 12.1 | 10.05 | 1.8 | 96 | 89 | 208121937
COMFORT-AIRE | A-VMH28TV-1 | COMFORT-AIRE ¦ COMFORT-AIRE | B-VMH09SV-1 ¦ B-VMH09DU-1 |  |  | 28000 | 28000 | 21.5 | 12.1 | 10.05 | 1.8 | 96 | 89 | 207657614
Breeze33 | BZ33-HYP273Z2-G2-P | Breeze33 ¦ Breeze33 | BZ33-DIDU9 ¦ BZ33-HYP09WALL2 |  |  | 28000 | 28000 | 21.5 | 12.1 | 10.05 | 1.8 | 96 | 89 | 207862103
Multi MFG | 28MPC3-HH-A | Multi MFG ¦ Multi MFG | MSEPB-09HRFN1-MY5W(GA) ¦ MTIU-09HWFN1-M |  |  | 28000 | 28000 | 21.5 | 12.1 | 10.05 | 1.8 | 96 | 89 | 214432062
MOOVAIR | DMA27HOM25230X3 | MOOVAIR ¦ MOOVAIR | DE09HIW23230E3 ¦ DM09HIW23230E3 |  |  | 28000 | 28000 | 21.5 | 12.1 | 10.05 | 1.8 | 96 | 89 | 207742546
Durastar | DRA3H28M1A | Durastar ¦ Durastar | DRAW09F1A ¦ DRAD09F1A |  |  | 28000 | 28000 | 21.3 | 11.75 | 9.65 | 1.8 | 94 | 89 | 210568216
Cooper&Hunter | CH-HPR28M-230VO | Cooper&Hunter ¦ Cooper&Hunter | CH-09DKT230VI ¦ CH-09LCDTU/I |  |  | 28000 | 28000 | 21.5 | 12.1 | 10.05 | 1.8 | 96 | 89 | 210799633
ECO AC | EMH-3O27BBH | ECO AC ¦ ECO AC | MSAG11B-09HRFN1-MX7W(GA) ¦ EHH-D09BA |  |  | 28000 | 28000 | 21.3 | 11.75 | 9.65 | 1.8 | 94 | 89 | 210586156
DIYCOOL | ACIQ-27Z-HH-M3B | DIYCOOL ¦ DIYCOOL | ACIQ-09W-HH-MB ¦ ACIQ-09CD-HH-MB |  |  | 28000 | 28000 | 21.5 | 12.1 | 10.05 | 1.8 | 96 | 89 | 207825593
SLIMAIR | SHC3Z27VE2AG | SLIMAIR ¦ SLIMAIR | SHM09VE2AG ¦ MTIU-09HWFN1-M |  |  | 28000 | 28000 | 21.3 | 11.75 | 9.65 | 1.8 | 94 | 89 | 213886043
STEALTH | ACIQ-27Z-HH-M3B | STEALTH ¦ STEALTH | ACIQ-09CD-HH-MB ¦ ACIQ-09W-HH-MB |  |  | 28000 | 28000 | 21.5 | 12.1 | 10.05 | 1.8 | 96 | 89 | 212316176
LBG Products | LMUHB27DO | LBG Products ¦ LBG Products | LBHB09DUI ¦ LMHB09DFI |  |  | 28000 | 28000 | 21.3 | 11.75 | 9.65 | 1.8 | 94 | 89 | 207641321
BOSCH | BMS500-AAM027-1CSXHC | BOSCH ¦ BOSCH | BMS500-AAU009-1AHDXB ¦ BMS500-AAU009-1AHDXB |  |  | 28000 | 28000 | 21.5 | 12.1 | 10.05 | 1.8 | 96 | 89 | 207760038
Orient Care | OUM27M410AGH30 | Orient Care ¦ Orient Care | MSAG11B-09HRFN1-MX7W(GA) ¦ MTIU-09HWFN1-M |  |  | 28000 | 28000 | 21.3 | 11.75 | 9.65 | 1.8 | 94 | 89 | 212920532
ECO AIR | M3OI-28HFN1-M | ECO AIR ¦ ECO AIR | MSEPB-09HRFN1-MY5W(GA) ¦ MTIU-09HWFN1-M |  |  | 28000 | 28000 | 21.5 | 12.1 | 10.05 | 1.8 | 96 | 89 | 209319643
PERFECTAIRE | 3PAMS27-HH-MZO3 | PERFECTAIRE ¦ PERFECTAIRE | 1PAMSHH09-SZW-25 ¦ 2PAMSDH09 |  |  | 28000 | 28000 | 21.3 | 11.75 | 9.65 | 1.8 | 94 | 89 | 207657340
C&H | CH-HPR28M-230VO | C&H ¦ C&H | CH-09DKT230VI ¦ CH-09LCDTU/I |  |  | 28000 | 28000 | 21.5 | 12.1 | 10.05 | 1.8 | 96 | 89 | 207742378
Mitsutomo | HO-MT28-AB-Q | Mitsutomo ¦ Mitsutomo | HW-UZ09-AB-Q ¦ MTIU-09HWFN1-M |  |  | 28000 | 28000 | 21.3 | 11.75 | 9.65 | 1.8 | 94 | 89 | 211306406
COMFORTSTAR | CVH-27-3SH | COMFORTSTAR ¦ COMFORTSTAR | CPA-09B ¦ CXH009CD(I) |  |  | 28000 | 28000 | 21.5 | 12.1 | 10.05 | 1.8 | 96 | 89 | 207658981
NOVAIR | LEA28MZ-3P-35SK-O | NOVAIR ¦ NOVAIR | 09EVONVI ¦ MTIU-09HWFN1-M |  |  | 28000 | 28000 | 21.3 | 11.75 | 9.65 | 1.8 | 94 | 89 | 209416883
Bladex | B30I-28SPHP1* | Bladex ¦ Bladex | MSEPB-09HRFN1-MY5W(GA) ¦ MTIU-09HWFN1-M |  |  | 28000 | 28000 | 21.5 | 12.1 | 10.05 | 1.8 | 96 | 89 | 214232419
Relief Sciences | LANG27OD35-3 | Relief Sciences ¦ Relief Sciences | LANG09ID-25 ¦ MTIU-09HWFN1-M |  |  | 28000 | 28000 | 21.3 | 11.75 | 9.65 | 1.8 | 94 | 89 | 212615022
KERR | A-KMH28TV-1 | KERR ¦ KERR | B-KMH09SV-1 ¦ B-KMH09DU-1 |  |  | 28000 | 28000 | 21.5 | 12.1 | 10.05 | 1.8 | 96 | 89 | 207657603
BLUERIDGE | BMM27HHC | BLUERIDGE ¦ BLUERIDGE | BM09M22WM ¦ MTIU-09HWFN1-M |  |  | 28000 | 28000 | 21.3 | 11.75 | 9.65 | 1.8 | 94 | 89 | 207641296
ACIQ | ACIQ-27Z-HH-M3B | ACIQ ¦ ACIQ | ACIQ-09W-HH-MB ¦ ACIQ-09CD-HH-MB |  |  | 28000 | 28000 | 21.5 | 12.1 | 10.05 | 1.8 | 96 | 89 | 207825581
NAPOLEON | NDHAM-28-O | NAPOLEON ¦ NAPOLEON | NH25-09F-I ¦ NDHAS22-09-I |  |  | 28000 | 28000 | 21.3 | 11.75 | 9.65 | 1.8 | 94 | 89 | 207683240
CENTURY | A-VMH28TV-1 | CENTURY ¦ CENTURY | B-VMH09SV-1 ¦ B-VMH09DU-1 |  |  | 28000 | 28000 | 21.5 | 12.1 | 10.05 | 1.8 | 96 | 89 | 212940827
CTMorley | MOU-3A27H-2 | CTMorley ¦ CTMorley | MIU-A09D-2 ¦ MIU-A09W-2 |  |  | 28000 | 28000 | 21.3 | 11.75 | 9.65 | 1.8 | 94 | 89 | 210288145
Conforto | MHMZ327DA | Conforto ¦ Conforto | MHWAL09DA ¦ DHWAL09DA |  |  | 28000 | 28000 | 21.5 | 12.1 | 10.05 | 1.8 | 96 | 89 | 210605815
MDV | M3OI-28HFN1-M-L | MDV ¦ MDV | MTIU-09HWFN1-M ¦ MTIU-09HWFN1-M |  |  | 28000 | 28000 | 21.5 | 12.1 | 10.05 | 1.8 | 96 | 89 | 211289837
ICONIC AIR SOLUTION | ICMZ27CK | ICONIC AIR SOLUTION ¦ ICONIC AIR SOLUTION | IFOD09IK ¦ IFOD09IK |  |  | 28000 | 28000 | 21.3 | 11.75 | 9.65 | 1.8 | 94 | 89 | 214389529
PolarWave | ACIQ-27Z-HH-M3B | PolarWave ¦ PolarWave | ACIQ-09CD-HH-MB ¦ ACIQ-09W-HH-MB |  |  | 28000 | 28000 | 21.5 | 12.1 | 10.05 | 1.8 | 96 | 89 | 212316090
Bladex | B30I-28SPHP1 | Bladex ¦ Bladex | BWM11B-09HWIU ¦ MTIU-09HWFN1-M |  |  | 28000 | 28000 | 21.3 | 11.75 | 9.65 | 1.8 | 94 | 89 | 214065610
CanAir | C28MC328H21 | CanAir ¦ CanAir | C28SEH09H21 ¦ MTIU-09HWFN1-M |  |  | 28000 | 28000 | 21.5 | 12.1 | 10.05 | 1.8 | 96 | 89 | 213479406
DIRECT AIR | DIRM-28HXPRO28-3Z | DIRECT AIR ¦ DIRECT AIR | DIRM-09HP-WM ¦ DIRM-09HP-DUH |  |  | 28000 | 28000 | 21.5 | 12.1 | 10.05 | 1.8 | 96 | 89 | 207743790
SEA BREEZE+ | HMZ28H424ZMO | SEA BREEZE+ ¦ SEA BREEZE+ | WM9H424ZMI ¦ D9H424ZMI |  |  | 28000 | 28000 | 21.3 | 11.75 | 9.65 | 1.8 | 94 | 89 | 208128296
LENNOX | MLB030S4M-1P | LENNOX ¦ LENNOX | MMDB009S4-2P ¦ MWMA009S4-3P |  |  | 28000 | 28000 | 21.5 | 12.1 | 10.05 | 1.8 | 96 | 89 | 207768732
ELIOS | DEA27HOM25230X3 | ELIOS ¦ ELIOS | DE09HIW23230E3 ¦ DM09HIW23230E3 |  |  | 28000 | 28000 | 21.5 | 12.1 | 10.05 | 1.8 | 96 | 89 | 207742465
MDV | M3OI-28HFN1-M* | MDV ¦ MDV | CS11M-09HRFN1-MX0W(A) ¦ MTIU-09HWFN1-M |  |  | 28000 | 28000 | 21.3 | 11.75 | 9.65 | 1.8 | 94 | 89 | 207641259
SENVILLE | SENA-28HF-MOB | SENVILLE ¦ SENVILLE | SENA/09HF/ID ¦ SENA/09HF/IQ |  |  | 28000 | 28000 | 21.5 | 12.1 | 10.05 | 1.8 | 96 | 89 | 213732655
Convectair | 8322-C27-O | Convectair ¦ Convectair | 8028-C09-I ¦ MTIU-09HWFN1-M |  |  | 28000 | 28000 | 21.5 | 12.1 | 10.05 | 1.8 | 96 | 89 | 207590851
TRUST AIR CONDITIONERS | M3H27H/O4S4P | TRUST AIR CONDITIONERS ¦ TRUST AIR CONDITIONERS | IUMDL09H/I43P ¦ IS09H/I4S41P |  |  | 28000 | 28000 | 21.5 | 12.1 | 10.05 | 1.8 | 96 | 89 | 208284490
1HVAC | ACIQ-27Z-HH-M3B | 1HVAC ¦ 1HVAC | ACIQ-09W-HH-MB ¦ ACIQ-09CD-HH-MB |  |  | 28000 | 28000 | 21.5 | 12.1 | 10.05 | 1.8 | 96 | 89 | 207825569
MAXI AIR | NE-T53-MULTI28E | MAXI AIR ¦ MAXI AIR | MTIU-09HWFN1-M ¦ MTIU-09HWFN1-M |  |  | 28000 | 28000 | 21.5 | 12.1 | 10.05 | 1.8 | 96 | 89 | 213927621
MDV | M3OI-28HFN1-M | MDV ¦ MDV | CS11M-09HRFN1-MX0W(A) ¦ MTIU-09HWFN1-M |  |  | 28000 | 28000 | 21.5 | 12.1 | 10.05 | 1.8 | 96 | 89 | 206716990
FRANKLIN | MST273F25MHAA | FRANKLIN ¦ FRANKLIN | MSH093F25AXAA ¦ MTIU-09HWFN1-M |  |  | 27000 | 27000 | 20.4 | 12 | 10 | 1.8 | 85 | 100 | 214383444
Kepler | ODUM3OK-27HFN1-M | Kepler ¦ Kepler | IDUMSEPB-09HRFN1MY5W(GA) ¦ IDUMTIU-09HWFN1-M |  |  | 27000 | 27000 | 20.4 | 12 | 10 | 1.8 | 85 | 100 | 214377781
Bladex | B30K-27SPHP1* | Bladex ¦ Bladex | MSEPB-09HRFN1-MY5W(GA) ¦ MTIU-09HWFN1-M |  |  | 27000 | 27000 | 20.4 | 12 | 10 | 1.8 | 85 | 100 | 214232416
Mitsutomo | HO-MT28-AC-Q | Mitsutomo ¦ Mitsutomo | MSAG11B-09HRFN1-MX7W(GA) ¦ MSAG11B-09HRFN1-MX7W(GA) |  |  | 27000 | 27000 | 19.75 | 11.8 | 9.8 | 1.8 | 84 | 100 | 213785767
Custom Comfort | CCOXHAMZ327HP | Custom Comfort ¦ Custom Comfort | CCOXHASD09 ¦ CCOXHAWM09 |  |  | 27000 | 27000 | 20.4 | 12 | 10 | 1.8 | 85 | 100 | 212631692
Wells | WMCA-27HFMO | Wells ¦ Wells | WMA-09HFMD ¦ WSA-09HFMI |  |  | 27000 | 27000 | 19.75 | 11.8 | 9.8 | 1.8 | 84 | 100 | 213286780
BLUERIDGE | BMM27HH2C | BLUERIDGE ¦ BLUERIDGE | BMY9HH28WM ¦ MTIU-09HWFN1-M |  |  | 27000 | 27000 | 20.4 | 12 | 10 | 1.8 | 85 | 100 | 212360180
Bladex | B30K-27SPHP1 | Bladex ¦ Bladex | BWM11B-09HWIU ¦ MTIU-09HWFN1-M |  |  | 27000 | 27000 | 19.75 | 11.8 | 9.8 | 1.8 | 84 | 100 | 212920663
MDV | M3OK-27HFN1-M | MDV ¦ MDV | MSEPB-09HRFN1-MY5W(GA) ¦ MTIU-09HWFN1-M |  |  | 27000 | 27000 | 20.4 | 12 | 10 | 1.8 | 85 | 100 | 212360176
GOODMAN | MST273G22MHAA | GOODMAN ¦ GOODMAN | MSAG11B-09HRFN1-MX7W(GA) ¦ MTIU-09HWFN1-M |  |  | 27000 | 27000 | 19.75 | 11.8 | 9.8 | 1.8 | 84 | 100 | 214438130
AI AIR CONDITIONING | A3MO22-27N1-M1H | AI AIR CONDITIONING ¦ AI AIR CONDITIONING | MSAG11B-09HRFN1-MX7W(GA) ¦ MTIU-09HWFN1-M |  |  | 27000 | 27000 | 19.75 | 11.8 | 9.8 | 1.8 | 84 | 100 | 213769957
TEMP SHIFT | TSM3OK27HFN1M | TEMP SHIFT ¦ TEMP SHIFT | TSMSAG11B09HRFN1MX7W(GA) ¦ TSMTIU09HWFN1M |  |  | 27000 | 27000 | 19.75 | 11.8 | 9.8 | 1.8 | 84 | 100 | 213479394
MDV | M3OK-27HFN1-M* | MDV ¦ MDV | MSAG11B-09HRFN1-MX7W(GA) ¦ MTIU-09HWFN1-M |  |  | 27000 | 27000 | 19.75 | 11.8 | 9.8 | 1.8 | 84 | 100 | 212360177
Orient Care | OUM24M410AGH30 | Orient Care ¦ Orient Care | MSAG11B-09HRFN1-MX7W(GA) ¦ MTIU-09HWFN1-M |  |  | 24000 | 24000 | 21.55 | 12.4 | 10.35 | 1.8 | 100 | 100 | 212920529
SEA BREEZE+ | HMZ24H424ZMO | SEA BREEZE+ ¦ SEA BREEZE+ | WM9H424ZMI ¦ D9H424ZMI |  |  | 24000 | 24000 | 21.55 | 12.4 | 10.35 | 1.8 | 100 | 100 | 208816897
MDV | M3OI-24HFN1-M | MDV ¦ MDV | CS11M-09HRFN1-MX0W(A) ¦ MTIU-09HWFN1-M |  |  | 24000 | 24000 | 21.55 | 12.4 | 10.35 | 1.8 | 100 | 100 | 207618261
FRANKLIN | MST273F25MHAA | FRANKLIN | *** | *** | *** | 27000 | 27000 | 19 | 11.8 | 10 | 1.8 | 85 | 100 | 214383443
Kepler | ODUM3OK-27HFN1-M | Kepler | *** | *** | *** | 27000 | 27000 | 19 | 11.8 | 10 | 1.8 | 85 | 100 | 214377780
Bladex | B30K-27SPHP1* | Bladex | *** | *** | *** | 27000 | 27000 | 19 | 11.8 | 10 | 1.8 | 85 | 100 | 214232415
Custom Comfort | CCOXHAMZ327HP | Custom Comfort | *** | *** | *** | 27000 | 27000 | 19 | 11.8 | 10 | 1.8 | 85 | 100 | 212631691
BLUERIDGE | BMM27HH2C | BLUERIDGE | *** | *** | *** | 27000 | 27000 | 19 | 11.8 | 10 | 1.8 | 85 | 100 | 212360179
MDV | M3OK-27HFN1-M | MDV | *** | *** | *** | 27000 | 27000 | 19 | 11.8 | 10 | 1.8 | 85 | 100 | 212360174
AI AIR CONDITIONING | A3MO22-27N1-M1H | AI AIR CONDITIONING | *** | *** | *** | 27000 | 27000 | 19 | 11.8 | 10 | 1.8 | 85 | 100 | 213769956
Mitsutomo | HO-MT28-AC-Q | Mitsutomo | *** | *** | *** | 27000 | 27000 | 19 | 11.8 | 10 | 1.8 | 85 | 100 | 213785766
TEMP SHIFT | TSM3OK27HFN1M | TEMP SHIFT | *** | *** | *** | 27000 | 27000 | 19 | 11.8 | 10 | 1.8 | 85 | 100 | 213479393
GOODMAN | MST273G22MHAA | GOODMAN | *** | *** | *** | 27000 | 27000 | 19 | 11.8 | 10 | 1.8 | 85 | 100 | 214438129
Bladex | B30K-27SPHP1 | Bladex | *** | *** | *** | 27000 | 27000 | 19 | 11.8 | 10 | 1.8 | 85 | 100 | 212920652
MDV | M3OK-27HFN1-M* | MDV | *** | *** | *** | 27000 | 27000 | 19 | 11.8 | 10 | 1.8 | 85 | 100 | 212360175
Wells | WMCA-27HFMO | Wells | *** | *** | *** | 27000 | 27000 | 19 | 11.8 | 10 | 1.8 | 85 | 100 | 213286779
MDV | M3OI-28HFN1-M-L | MDV | *** | *** | *** | 28000 | 28000 | 20 | 11.7 | 9.5 | 1.8 | 96 | 89 | 211289832
ICONIC AIR SOLUTION | ICMZ27CK | ICONIC AIR SOLUTION | *** | *** | *** | 28000 | 28000 | 20 | 11.7 | 9.5 | 1.8 | 96 | 89 | 214389528
Bladex | B30I-28SPHP1 | Bladex | *** | *** | *** | 28000 | 28000 | 20 | 11.7 | 9.5 | 1.8 | 96 | 89 | 214065609
SLIMAIR | SHC3Z27VE2AG | SLIMAIR | *** | *** | *** | 28000 | 28000 | 20 | 11.7 | 9.5 | 1.8 | 96 | 89 | 213886042
Orient Care | OUM27M410AGH30 | Orient Care | *** | *** | *** | 28000 | 28000 | 20 | 11.7 | 9.5 | 1.8 | 96 | 89 | 212920531
Relief Sciences | LANG27OD35-3 | Relief Sciences | *** | *** | *** | 28000 | 28000 | 20 | 11.7 | 9.5 | 1.8 | 96 | 89 | 212615017
Mitsutomo | HO-MT28-AB-Q | Mitsutomo | *** | *** | *** | 28000 | 28000 | 20 | 11.7 | 9.5 | 1.8 | 96 | 89 | 211306405
ECO AC | EMH-3O27BBH | ECO AC | *** | *** | *** | 28000 | 28000 | 20 | 11.7 | 9.5 | 1.8 | 96 | 89 | 210586155
Durastar | DRA3H28M1A | Durastar | *** | *** | *** | 28000 | 28000 | 20 | 11.7 | 9.5 | 1.8 | 96 | 89 | 210568215
CTMorley | MOU-3A27H-2 | CTMorley | *** | *** | *** | 28000 | 28000 | 20 | 11.7 | 9.5 | 1.8 | 96 | 89 | 210288144
NOVAIR | LEA28MZ-3P-35SK-O | NOVAIR | *** | *** | *** | 28000 | 28000 | 20 | 11.7 | 9.5 | 1.8 | 96 | 89 | 209416882
SEA BREEZE+ | HMZ28H424ZMO | SEA BREEZE+ | *** | *** | *** | 28000 | 28000 | 20 | 11.7 | 9.5 | 1.8 | 96 | 89 | 208128295
MDV | M4OX630-36HFN1-M1X* | MDV | *** | *** | *** | 36000 | 36000 | 19.4 | 12 | 10 | 1.9 | 83 | 100 | 213301878
TEMP SHIFT | TSM4OX63036HFN1M1X | TEMP SHIFT | *** | *** | *** | 36000 | 36000 | 19.4 | 12 | 10 | 1.9 | 83 | 100 | 213479396
ECO-AIR | M4OX630-36HFN1-M1X | ECO-AIR | *** | *** | *** | 36000 | 36000 | 19.4 | 12 | 10 | 1.9 | 83 | 100 | 213307916
Mitsutomo | HO-MQ36-AC-Q | Mitsutomo | *** | *** | *** | 36000 | 36000 | 19.4 | 12 | 10 | 1.9 | 83 | 100 | 213785769
GOODMAN | MST363G22MHAA | GOODMAN | *** | *** | *** | 36000 | 36000 | 19.4 | 12 | 10 | 1.9 | 83 | 100 | 214438132
BLUERIDGE | BMM36HH2C | BLUERIDGE | *** | *** | *** | 36000 | 36000 | 19.4 | 12 | 10 | 1.9 | 83 | 100 | 213363377
Alsetria | M4OX630-36HFN1-M1X | Alsetria | *** | *** | *** | 36000 | 36000 | 19.4 | 12 | 10 | 1.9 | 83 | 100 | 213307913
Wells | WMCA-36HFMO | Wells | *** | *** | *** | 36000 | 36000 | 19.4 | 12 | 10 | 1.9 | 83 | 100 | 213307897
AI AIR CONDITIONING | A4MO22-36N1-M1H | AI AIR CONDITIONING | *** | *** | *** | 36000 | 36000 | 19.4 | 12 | 10 | 1.9 | 83 | 100 | 213769959
Bladex | B40XS-36SPHP1 | Bladex | *** | *** | *** | 36000 | 36000 | 19.4 | 12 | 10 | 1.9 | 83 | 100 | 213307894
MDV | M4OX630-36HFN1-M1X | MDV | *** | *** | *** | 36000 | 36000 | 19.4 | 12 | 10 | 1.9 | 83 | 100 | 213301875
PERFECTAIRE | 3PAMS27-HH-MZO3 | PERFECTAIRE | *** | *** | *** | 28000 | 28000 | 20 | 11.7 | 9.5 | 1.8 | 96 | 89 | 207657338
LBG Products | LMUHB27DO | LBG Products | *** | *** | *** | 28000 | 28000 | 20 | 11.7 | 9.5 | 1.8 | 96 | 89 | 207641319
BLUERIDGE | BMM27HHC | BLUERIDGE | *** | *** | *** | 28000 | 28000 | 20 | 11.7 | 9.5 | 1.8 | 96 | 89 | 207641294
MDV | M3OI-28HFN1-M* | MDV | *** | *** | *** | 28000 | 28000 | 20 | 11.7 | 9.5 | 1.8 | 96 | 89 | 207641247
Orient Care | OUM24M410AGH30 | Orient Care | *** | *** | *** | 24000 | 24000 | 19.4 | 12 | 9.9 | 1.8 | 100 | 100 | 212920528
SEA BREEZE+ | HMZ24H424ZMO | SEA BREEZE+ | *** | *** | *** | 24000 | 24000 | 19.4 | 12 | 9.9 | 1.8 | 100 | 100 | 208816896
MDV | M3OI-24HFN1-M | MDV | *** | *** | *** | 24000 | 24000 | 19.4 | 12 | 9.9 | 1.8 | 100 | 100 | 207617656
STEALTH | ACIQ-27Z-HH-M3B | STEALTH | *** | *** | *** | 28000 | 28000 | 20 | 11.7 | 9.5 | 1.8 | 96 | 89 | 212316175
C&H | CH-HPR28M-230VO | C&H | *** | *** | *** | 28000 | 28000 | 20 | 11.7 | 9.5 | 1.8 | 96 | 89 | 207742377
MAXI AIR | NE-T53-MULTI28E | MAXI AIR | *** | *** | *** | 28000 | 28000 | 20 | 11.7 | 9.5 | 1.8 | 96 | 89 | 213927620
ACIQ | ACIQ-27Z-HH-M3B | ACIQ | *** | *** | *** | 28000 | 28000 | 20 | 11.7 | 9.5 | 1.8 | 96 | 89 | 207825580
LENNOX | MLB030S4M-1P | LENNOX | *** | *** | *** | 28000 | 28000 | 20 | 11.7 | 9.5 | 1.8 | 96 | 89 | 207768731
Conforto | MHMZ327DA | Conforto | *** | *** | *** | 28000 | 28000 | 20 | 11.7 | 9.5 | 1.8 | 96 | 89 | 210605814
Bladex | B30I-28SPHP1* | Bladex | *** | *** | *** | 28000 | 28000 | 20 | 11.7 | 9.5 | 1.8 | 96 | 89 | 214232418
CENTURY | A-VMH28TV-1 | CENTURY | *** | *** | *** | 28000 | 28000 | 20 | 11.7 | 9.5 | 1.8 | 96 | 89 | 212940824
DIYCOOL | ACIQ-27Z-HH-M3B | DIYCOOL | *** | *** | *** | 28000 | 28000 | 20 | 11.7 | 9.5 | 1.8 | 96 | 89 | 207825592
ELIOS | DEA27HOM25230X3 | ELIOS | *** | *** | *** | 28000 | 28000 | 20 | 11.7 | 9.5 | 1.8 | 96 | 89 | 207742464
ECO AIR | M3OI-28HFN1-M | ECO AIR | *** | *** | *** | 28000 | 28000 | 20 | 11.7 | 9.5 | 1.8 | 96 | 89 | 209319642
1HVAC | ACIQ-27Z-HH-M3B | 1HVAC | *** | *** | *** | 28000 | 28000 | 20 | 11.7 | 9.5 | 1.8 | 96 | 89 | 207825568
Cooper&Hunter | CH-HPR28M-230VO | Cooper&Hunter | *** | *** | *** | 28000 | 28000 | 20 | 11.7 | 9.5 | 1.8 | 96 | 89 | 210799632
KERR | A-KMH28TV-1 | KERR | *** | *** | *** | 28000 | 28000 | 20 | 11.7 | 9.5 | 1.8 | 96 | 89 | 207657602
TRUST AIR CONDITIONERS | M3H27H/O4S4P | TRUST AIR CONDITIONERS | *** | *** | *** | 28000 | 28000 | 20 | 11.7 | 9.5 | 1.8 | 96 | 89 | 208284489
BOSCH | BMS500-AAM027-1CSXHC | BOSCH | *** | *** | *** | 28000 | 28000 | 20 | 11.7 | 9.5 | 1.8 | 96 | 89 | 207760037
SENVILLE | SENA-28HF-MOB | SENVILLE | *** | *** | *** | 28000 | 28000 | 20 | 11.7 | 9.5 | 1.8 | 96 | 89 | 213732654
DIRECT AIR | DIRM-28HXPRO28-3Z | DIRECT AIR | *** | *** | *** | 28000 | 28000 | 20 | 11.7 | 9.5 | 1.8 | 96 | 89 | 207743789
QUEBEC VAIR | NE-T53-MULTI28E | QUEBEC VAIR | *** | *** | *** | 28000 | 28000 | 20 | 11.7 | 9.5 | 1.8 | 96 | 89 | 213927614
PolarWave | ACIQ-27Z-HH-M3B | PolarWave | *** | *** | *** | 28000 | 28000 | 20 | 11.7 | 9.5 | 1.8 | 96 | 89 | 212316089
Convectair | 8322-C27-O | Convectair | *** | *** | *** | 28000 | 28000 | 20 | 11.7 | 9.5 | 1.8 | 96 | 89 | 207590850
CanAir | C28MC328H21 | CanAir | *** | *** | *** | 28000 | 28000 | 20 | 11.7 | 9.5 | 1.8 | 96 | 89 | 213479405
EMI | MHMZ327DA | EMI | *** | *** | *** | 28000 | 28000 | 20 | 11.7 | 9.5 | 1.8 | 96 | 89 | 208121936
Breeze33 | BZ33-HYP273Z2-G2-P | Breeze33 | *** | *** | *** | 28000 | 28000 | 20 | 11.7 | 9.5 | 1.8 | 96 | 89 | 207862102
COMFORTSTAR | CVH-27-3SH | COMFORTSTAR | *** | *** | *** | 28000 | 28000 | 20 | 11.7 | 9.5 | 1.8 | 96 | 89 | 207658980
COMFORT-AIRE | A-VMH28TV-1 | COMFORT-AIRE | *** | *** | *** | 28000 | 28000 | 20 | 11.7 | 9.5 | 1.8 | 96 | 89 | 207657613
SENVILLE | SENA-36HF-MOB | SENVILLE | *** | *** | *** | 36000 | 36000 | 19.4 | 12 | 10 | 1.9 | 83 | 100 | 213732657
Bladex | B40X-36SPHP1S* | Bladex | *** | *** | *** | 36000 | 36000 | 19.4 | 12 | 10 | 1.9 | 83 | 100 | 214232424
COMFORT-AIRE | A-VMH36QV-1A | COMFORT-AIRE | *** | *** | *** | 36000 | 36000 | 19.4 | 12 | 10 | 1.9 | 83 | 100 | 214377757
MDV | M4OX630-36HFN1-M1X* | MDV ¦ MDV | MSEPB-09HRFN1-MY5W(GA) ¦ MSEPB-09HRFN1-MY5W(GA) |  |  | 36000 | 36000 | 20.9 | 12.25 | 10.45 | 1.95 | 79 | 101 | 213301879
Kepler | ODUM4OX630-36HFN1-M1X | Kepler | *** | *** | *** | 36000 | 36000 | 19.4 | 12 | 10 | 1.9 | 83 | 100 | 214377786
CENTURY | A-VMH36QV-1A | CENTURY ¦ CENTURY | B-VMH06SV-1 ¦ B-VMH09DU-1 |  |  | 36000 | 36000 | 20.9 | 12.25 | 10.45 | 1.95 | 79 | 101 | 214415110
FRANKLIN | MST363F25MHAA | FRANKLIN | *** | *** | *** | 36000 | 36000 | 19.4 | 12 | 10 | 1.9 | 83 | 100 | 214383446
FRANKLIN | MST363F25MHAA | FRANKLIN ¦ FRANKLIN | MSH093F25AXAA ¦ MTIU-09HWFN1-M |  |  | 36000 | 36000 | 20.9 | 12.25 | 10.45 | 1.95 | 79 | 101 | 214383447
CENTURY | A-VMH36QV-1A | CENTURY | *** | *** | *** | 36000 | 36000 | 19.4 | 12 | 10 | 1.9 | 83 | 100 | 214415109
Bladex | B40X-36SPHP1S* | Bladex ¦ Bladex | MSEPB-09HRFN1-MY5W(GA) ¦ MTIU-09HWFN1-M |  |  | 36000 | 36000 | 20.9 | 12.25 | 10.45 | 1.95 | 79 | 101 | 214232425
MDV | M4OX630-36HFN1-M1X | MDV ¦ MDV | MSEPB-09HRFN1-MY5W(GA) ¦ MSEPB-09HRFN1-MY5W(GA) |  |  | 36000 | 36000 | 20.2 | 12 | 10.45 | 1.93 | 79 | 100 | 213301880
SENVILLE | SENA-36HF-MOB | SENVILLE ¦ SENVILLE | SENA/09HF/ID ¦ SENA/09HF/IQ |  |  | 36000 | 36000 | 20.9 | 12.25 | 10.45 | 1.95 | 79 | 101 | 213732658
Kepler | ODUM4OX630-36HFN1-M1X | Kepler ¦ Kepler | IDUMSEPB-09HRFN1MY5W(GA) ¦ IDUMTIU-09HWFN1-M |  |  | 36000 | 36000 | 20.9 | 12.25 | 10.45 | 1.95 | 79 | 101 | 214377787
Mitsutomo | HO-MQ36-AC-Q | Mitsutomo ¦ Mitsutomo | MSAG11B-09HRFN1-MX7W(GA) ¦ MSAG11B-09HRFN1-MX7W(GA) |  |  | 36000 | 36000 | 20.2 | 12 | 10.45 | 1.93 | 79 | 100 | 213785770
COMFORT-AIRE | A-VMH36QV-1A | COMFORT-AIRE ¦ COMFORT-AIRE | B-VMH09DU-1 ¦ B-VMH09SV-1 |  |  | 36000 | 36000 | 20.9 | 12.25 | 10.45 | 1.95 | 79 | 101 | 214377758
ECO-AIR | M4OX630-36HFN1-M1X | ECO-AIR ¦ ECO-AIR | MSAG11B-09HRFN1-MX7W(GA) ¦ MTIU-09HWFN1-M |  |  | 36000 | 36000 | 20.2 | 12 | 10.45 | 1.93 | 79 | 100 | 213307917
TEMP SHIFT | TSM4OX63036HFN1M1X | TEMP SHIFT ¦ TEMP SHIFT | TSMSAG11B09HRFN1MX7W(GA) ¦ TSMTIU09HWFN1M |  |  | 36000 | 36000 | 20.2 | 12 | 10.45 | 1.93 | 79 | 100 | 213479397
AI AIR CONDITIONING | A4MO22-36N1-M1H | AI AIR CONDITIONING ¦ AI AIR CONDITIONING | MSAG11B-09HRFN1-MX7W(GA) ¦ MTIU-09HWFN1-M |  |  | 36000 | 36000 | 20.2 | 12 | 10.45 | 1.93 | 79 | 100 | 213769960
Bladex | B40XS-36SPHP1 | Bladex ¦ Bladex | BWM11B-09HWIU ¦ MTIU-09HWFN1-M |  |  | 36000 | 36000 | 20.2 | 12 | 10.45 | 1.93 | 79 | 100 | 213307895
Wells | WMCA-36HFMO | Wells ¦ Wells | WSA-09HFMI ¦ WSA-09HFMI |  |  | 36000 | 36000 | 20.2 | 12 | 10.45 | 1.93 | 79 | 100 | 213307898
GOODMAN | MST363G22MHAA | GOODMAN ¦ GOODMAN | MSAG11B-09HRFN1-MX7W(GA) ¦ MTIU-09HWFN1-M |  |  | 36000 | 36000 | 20.2 | 12 | 10.45 | 1.93 | 79 | 100 | 214438133
BLUERIDGE | BMM36HH2C | BLUERIDGE ¦ BLUERIDGE | MSAG11B-09HRFN1-MX7W(GA) ¦ MTIU-09HWFN1-M |  |  | 36000 | 36000 | 20.2 | 12 | 10.45 | 1.93 | 79 | 100 | 213363378
Alsetria | M4OX630-36HFN1-M1X | Alsetria ¦ Alsetria | MSAG11B-09HRFN1-MX7W(GA) ¦ MTIU-09HWFN1-M |  |  | 36000 | 36000 | 20.2 | 12 | 10.45 | 1.93 | 79 | 100 | 213307914
MDV | M3OI-28HFN1-M | MDV | *** | *** | *** | 28000 | 28000 | 20 | 11.7 | 9.5 | 1.8 | 96 | 89 | 206714982
Multi MFG | 28MPC3-HH-A | Multi MFG | *** | *** | *** | 28000 | 28000 | 20 | 11.7 | 9.5 | 1.8 | 96 | 89 | 214432061
MOOVAIR | DMA27HOM25230X3 | MOOVAIR | *** | *** | *** | 28000 | 28000 | 20 | 11.7 | 9.5 | 1.8 | 96 | 89 | 207742545
TOSHIBA CARRIER | MCY-MAP0367HS-UL* | TOSHIBA CARRIER ¦ TOSHIBA CARRIER | MMD-UP0091BHP-UL ¦ MMU-UP0091HP-UL |  |  | 36000 | 40000 | 21.45 | 13.2 | 10.45 | 2.7 | 83 | 71 | 213350255
TOSHIBA CARRIER | MCY-MAP0367HS-UL* | TOSHIBA CARRIER | *** | *** | *** | 36000 | 40000 | 20.1 | 12.1 | 10.9 | 2.7 | 83 | 71 | 213350253
TOSHIBA CARRIER | MCY-MAP0487HS-UL* | TOSHIBA CARRIER ¦ TOSHIBA CARRIER | MMD-UP0121BHP-UL ¦ MMU-UP0121HP-UL |  |  | 48000 | 54000 | 20.25 | 12.45 | 10.15 | 2.55 | 78 | 71 | 213350257
TOSHIBA CARRIER | MCY-MAP0487HS-UL* | TOSHIBA CARRIER | *** | *** | *** | 48000 | 54000 | 17.9 | 11.7 | 10 | 2.5 | 80 | 72 | 213350254
TOSOT | MZ-M24/O | TOSOT ¦ TOSOT | TWH09AG25A2DI ¦ TWH09AG25A2DI |  |  | 23200 | 24000 | 18.5 | 11.75 | 9 | 1.8 | 97 | 93 | 214771565
TOSOT | MZ-M30/O | TOSOT ¦ TOSOT | TWH09AG25A2DI ¦ TWH09AG25A2DI |  |  | 28400 | 30000 | 18.5 | 11.75 | 9 | 1.8 | 90 | 83 | 214771564
HITACHI | HVAHP048B21S* | HITACHI | *** | *** | *** | 48000 | 54000 | 18.1 | 12.5 | 10 | 1.95 | 59 | 59 | 203994976
HITACHI | HVAHP036B21S* | HITACHI | *** | *** | *** | 36000 | 40000 | 18.5 | 13.2 | 9.5 | 1.77 | 60 | 79 | 203994975
YORK | YVAHP048B21S* | YORK | *** | *** | *** | 48000 | 54000 | 18.1 | 12.5 | 10 | 1.95 | 59 | 59 | 203994974
YORK | YVAHP036B21S* | YORK | *** | *** | *** | 36000 | 40000 | 18.5 | 13.2 | 9.5 | 1.77 | 60 | 79 | 203994973
Coleman | CVAHP048B21S* | Coleman | *** | *** | *** | 48000 | 54000 | 18.1 | 12.5 | 10 | 1.95 | 59 | 59 | 203994980
Coleman | CVAHP036B21S* | Coleman | *** | *** | *** | 36000 | 40000 | 18.5 | 13.2 | 9.5 | 1.77 | 60 | 79 | 203994979
LG | ARUM036GSS5 | LG | *** | *** | *** | 36000 | 43500 | 17 | 13 | 10.1 | 1.83 | 64 | 110 | 205967238
LG | ARUM048GSS5 | LG | *** | *** | *** | 48000 | 56000 | 17 | 13 | 10 | 1.83 | 65 | 86 | 205967236
LG | ARUN024GSS4 | LG | *** | *** | *** | 24000 | 31200 | 18.15 | 12.2 | 10.2 | 2.16 | 61 | 84 | 10070563
LG | ARUM036GSS5 | LG ¦ LG | ARNU073TAA4 ¦ ARNU073M2A4 |  |  | 36000 | 48500 | 20 | 14.5 | 10.35 | 1.83 | 63 | 99 | 205967240
LG | ARUM048GSS5 | LG ¦ LG | ARNU093TAA4 ¦ ARNU093M2A4 |  |  | 48000 | 58500 | 20.35 | 12.85 | 10.15 | 1.83 | 64 | 82 | 205967239
LG | ARUN024GSS4 | LG ¦ LG | ARNU073SBL4 ¦ ARNU073BHA4 |  |  | 24000 | 31200 | 18.15 | 14.8 | 10.2 | 2.16 | 61 | 84 | 10271658
LG | ARUN048GSS4 | LG ¦ LG | ARNU123SBL4 ¦ ARNU123BHA2 |  |  | 48000 | 54500 | 20 | 13.2 | 10.2 | 2.16 | 66 | 72 | 8717934
LG | ARUN038GSS4 | LG ¦ LG | ARNU093SBL4 ¦ ARNU093BHA2 |  |  | 38000 | 51000 | 20.1 | 14 | 10.6 | 2.16 | 65 | 76 | 8717933
PANASONIC | CU-2E18SBU-5 | PANASONIC | *** | *** | *** | 16700 | 20200 | 19 | 12.55 | 8.8 | 2 | 59 | 88 | 10221208
LG | ARUN048GSS4 | LG | *** | *** | *** | 48000 | 54500 | 20 | 13.2 | 10.2 | 2.16 | 66 | 72 | 8717930
Cooper & Hunter | CHV6-36URBM | Cooper & Hunter ¦ Cooper & Hunter | CHV-09SDFLSP ¦ CHV-09MCCF4W |  |  | 36000 | 42000 | 18 | 13.4 | 10.2 | 2.15 | 62 | 74 | 208119924
Hisense | AVW-36H3FH | Hisense ¦ Hisense | AVD-09HCFCH1 ¦ AVC-09HJFA1 |  |  | 36000 | 42000 | 18 | 13.4 | 10.2 | 2.15 | 62 | 74 | 205013598
Cooper & Hunter | CHV6-36URBM | Cooper & Hunter | *** | *** | *** | 36000 | 42000 | 16.5 | 12.6 | 10 | 2.1 | 62 | 74 | 208119918
Hisense | AVW-36H3FH | Hisense | *** | *** | *** | 36000 | 42000 | 16.5 | 12.6 | 10 | 2.1 | 62 | 74 | 204344212
Trane / Mitsubishi Electric | NTXMSM60A182B* | Trane / Mitsubishi Electric ¦ Trane / Mitsubishi Electric | TPEFYP006MA14** ¦ TPEFYP006MA14** |  |  | 60000 | 66000 | 18.5 | 11.95 | 9.75 | 1.9 | 62 | 70 | 211016479
Trane / Mitsubishi Electric | NTXMSM48A182B* | Trane / Mitsubishi Electric ¦ Trane / Mitsubishi Electric | TPEFYP006MA14** ¦ TPEFYP012MA14** |  |  | 48000 | 50000 | 19.5 | 11.8 | 9.65 | 2.02 | 66 | 71 | 211016627
Trane / Mitsubishi Electric | NTXMSM36A142B* | Trane / Mitsubishi Electric ¦ Trane / Mitsubishi Electric | TPEFYP006MA14** ¦ TPEFYP006MA14** |  |  | 36000 | 41000 | 20.75 | 13.5 | 10.5 | 2.1 | 64 | 71 | 211016466
Trane / Mitsubishi Electric | NTXMSM36A142B* | Trane / Mitsubishi Electric | *** | *** | *** | 36000 | 41000 | 18.5 | 12 | 10 | 2 | 65 | 71 | 211016465
Trane / Mitsubishi Electric | NTXMSH48A182B* | Trane / Mitsubishi Electric ¦ Trane / Mitsubishi Electric | TPEFYP006MA14** ¦ TPLFYP012EM14** |  |  | 48000 | 54000 | 19.5 | 11.8 | 10.5 | 1.9 | 74 | 87 | 211016476
Trane / Mitsubishi Electric | NTXMSH42A152B* | Trane / Mitsubishi Electric ¦ Trane / Mitsubishi Electric | TPEFYP006MA14** ¦ TPLFYP012EM14** |  |  | 42000 | 48000 | 19.75 | 12 | 10.55 | 1.92 | 67 | 92 | 211016472
Trane / Mitsubishi Electric | NTXMSH36A142B* | Trane / Mitsubishi Electric ¦ Trane / Mitsubishi Electric | TPEFYP006MA14** ¦ TPLFYP012EM14** |  |  | 36000 | 42000 | 20.75 | 13.5 | 11.5 | 1.92 | 70 | 92 | 211016469
Trane / Mitsubishi Electric | NTXMSH36A142B* | Trane / Mitsubishi Electric | *** | *** | *** | 36000 | 42000 | 18.5 | 12 | 11 | 1.86 | 63 | 92 | 211016468
Mitsubishi Electric | MXZ-SM60NAM2 | Mitsubishi Electric ¦ Mitsubishi Electric | PEFY-P06NMAU** ¦ PLFY-EP15NEMU** |  |  | 60000 | 66000 | 18.5 | 11.95 | 9.75 | 1.9 | 62 | 70 | 211016463
Mitsubishi Electric | MXZ-SM48NAMHZ2 | Mitsubishi Electric ¦ Mitsubishi Electric | PEFY-P06NMAU** ¦ PLFY-EP12NEMU** |  |  | 48000 | 54000 | 19.5 | 11.8 | 10.5 | 1.9 | 74 | 87 | 211016460
Mitsubishi Electric | MXZ-SM48NAM2 | Mitsubishi Electric ¦ Mitsubishi Electric | PEFY-P06NMAU** ¦ PLFY-EP12NEMU** |  |  | 48000 | 50000 | 19.5 | 11.8 | 9.65 | 2.02 | 66 | 71 | 211016457
Mitsubishi Electric | MXZ-SM42NAMHZ2 | Mitsubishi Electric ¦ Mitsubishi Electric | PEFY-P06NMAU** ¦ PLFY-EP12NEMU** |  |  | 42000 | 48000 | 19.75 | 12 | 10.55 | 1.92 | 67 | 92 | 211016454
Mitsubishi Electric | MXZ-SM36NAMHZ2 | Mitsubishi Electric ¦ Mitsubishi Electric | PEFY-P06NMAU** ¦ PEFY-P06NMAU** |  |  | 36000 | 42000 | 20.75 | 13.5 | 11.5 | 1.92 | 70 | 92 | 211016451
Mitsubishi Electric | MXZ-SM36NAMHZ2 | Mitsubishi Electric | *** | *** | *** | 36000 | 42000 | 18.5 | 12 | 11 | 1.86 | 63 | 92 | 211016450
Mitsubishi Electric | MXZ-SM36NAM2 | Mitsubishi Electric ¦ Mitsubishi Electric | PEFY-P06NMAU** ¦ PEFY-P06NMAU** |  |  | 36000 | 41000 | 20.75 | 13.5 | 10.5 | 2.1 | 64 | 71 | 211016480
Mitsubishi Electric | MXZ-SM36NAM2 | Mitsubishi Electric | *** | *** | *** | 36000 | 41000 | 18.5 | 12 | 10 | 2 | 65 | 71 | 210540182
1HVAC | SC-30Z-HH-M4B | 1HVAC ¦ 1HVAC | SC-09WGLD-HP230 ¦ SC-09CD-HP230 |  |  | 28400 | 30000 | 18.5 | 11.75 | 9 |  | 90 |  | 214784529
Multi MFG | 18MPC2-XX-A | Multi MFG | *** | *** | *** | 18000 | 19000 | 19 | 12 | 9.8 | 2 | 78 | 70 | 214797722
Multi MFG | 18MPC2-XX-A | Multi MFG ¦ Multi MFG | 9HCHP0-C-M-A ¦ 9HWMS0-C-M-A |  |  | 18000 | 19000 | 20.95 | 12.95 | 10.15 | 2 | 76 | 68 | 214797723
Multi MFG | 27MPC3-XX-A | Multi MFG | *** | *** | *** | 28000 | 28000 | 21 | 11.7 | 9.2 | 2 | 79 | 67 | 214797725
Multi MFG | 27MPC3-XX-A | Multi MFG ¦ Multi MFG | 9HCHP0-C-M-A ¦ 9HCHP0-C-M-A |  |  | 28000 | 28000 | 22.8 | 12.2 | 9.35 | 2 | 76 | 67 | 214797726
Multi MFG | 19MPC2-HH-A | Multi MFG | *** | *** | *** | 19000 | 20000 | 19 | 12 | 9.3 | 1.85 | 80 | 95 | 214797737
Multi MFG | 19MPC2-HH-A | Multi MFG ¦ Multi MFG | 9HCHP0-C-M-A ¦ 9HWMS0-C-M-A |  |  | 19000 | 20000 | 20.5 | 12.25 | 9.55 | 1.88 | 78 | 97 | 214797738

## Split Non-Ducted
Data current as of 06-07-2024
The data provided are the representations submitted to DOE by manufacturers and their third party representatives. DOE makes no representations or warranties regarding the accuracy of the data.
Brand | Outdoor Unit Model Number | Indoor Unit Model Number | Air Mover Model Number | Cooling Capacity (Btu/hr) | Heating Capacity (Btu/hr) | SEER2 | EER2 | HSPF2 | COP at 5 Degrees F | Capacity Ratio Percent 17 F to 47 F | Capacity Ratio Percent 5 F to 47 F | AHRI Certified Reference Number (if Applicable)
CLASSIC | MRSVHC24AS | MUVHC24S |  | 24000 | 24000 | 21.2 | 12.5 | 10.3 | 2.2 | 67 | 76 | 209843008
CLASSIC | MRSVHC24AS | MC4VHC24S |  | 24000 | 25000 | 21.5 | 12.5 | 9.7 | 2.2 | 76 | 74 | 209842998
CLASSIC | MRSVHC12AS | MC4VHC12S |  | 12000 | 12000 | 22.7 | 14 | 10 | 2.27 | 74 | 67 | 209842996
AC PRO.COM | AOX430-18HFN1-MT8W | AUEU-18HRFN1-M(C) |  | 18000 | 20000 | 23 | 12.5 | 10 | 2.08 | 64 | 65 | 209748107
AC PRO.COM | AOX230-12HFN1-MV5W | ACCA3U-12HRFN1-M(C) |  | 12000 | 12000 | 22.7 | 14 | 10 | 2.27 | 74 | 67 | 209748100
CTMorley | MOU-A12H-2 | MIU-A12W-2 |  | 12000 | 12000 | 23.1 | 13 | 10.5 | 1.88 | 86 | 92 | 209694746
BLUERIDGE | BMY12HH26C | BMM12CC2 |  | 12000 | 12500 | 23 | 13 | 10 | 1.8 | 76 | 88 | 209550309
THERMOCORE SYSTEMS | T5HH22S-H224-C | T3-OS224-ESC |  | 24000 | 24000 | 21.2 | 12.5 | 10.3 | 2.2 | 67 | 76 | 209549021
LENNOX | LISH018000P431-C | LIUH018180P431-C |  | 17000 | 18000 | 19.9 | 12.5 | 9.9 |  | 74 |  | 201796623
NOVAIR PLUS | 09EVONVO | 09EVONVI |  | 9000 | 10900 | 23.1 | 14.5 | 9.9 |  | 63 |  | 201786765
MIDEA | MOCA30-09HFN1-MZA5W | CMSOP1B-09HRFN1-MZA5W |  | 9000 | 10000 | 21.1 | 15 | 11.5 |  | 72 |  | 200059330
CARRIER | 38MAQB18R--3 | 40MBCQ18---3 |  | 16000 | 12000 | 20 | 12.5 | 9.8 |  | 100 |  | 200059159
COMFORTSTAR | CXH018CD(O) | FPA-18 |  | 17000 | 18000 | 19.9 | 12.5 | 9.9 |  | 74 |  | 202575870
MIDEA | DLCPRAH18AAK | DLFPHAH18XAK |  | 18000 | 18000 | 26.2 | 14.5 | 12 | 1.95 | 68 | 91 | 202463654
KENMORE | DLCPRAH24AAK | DLFPHAH24XAK |  | 22000 | 24000 | 23.5 | 13.7 | 10.5 | 1.94 | 64 | 98 | 202463653
DAY & NIGHT | DLCPRAH24AAK | DLFPHAH24XAK |  | 22000 | 24000 | 23.5 | 13.7 | 10.5 | 1.94 | 64 | 98 | 202463647
PREMIUM LEVELLA | PIAW92700B | PIAW92690A |  | 9000 | 10000 | 21.5 | 12.5 | 9 | 1.89 | 68 | 60 | 207659290
COMFORTSTAR | CHF18CD(O) | TPA-18 |  | 16000 | 17000 | 20 | 12.5 | 9.5 | 1.75 | 92 | 94 | 207658951
COMFORTSTAR | CHF09CD(O) | TPA-09 |  | 9000 | 9800 | 20.5 | 13 | 10.3 | 1.8 | 92 | 102 | 207658949
COMFORTSTAR | CHF12CD(O) | CHF12CD(I) |  | 12000 | 12000 | 25.5 | 14 | 10.4 | 1.8 | 83 | 100 | 207658927
COMFORTSTAR | CZP12CD(O) | CHF12CD(I) |  | 12000 | 12000 | 24.6 | 13.7 | 10.7 | 2.39 | 75 | 67 | 207658923
DIRECT AIR | DIRM-09HXPRO28-1Z | DIRM-09HP-WM |  | 9000 | 12000 | 28.1 | 16.2 | 11.5 | 2 | 79 | 88 | 207743724
DIRECT AIR | DIRM-18DA25-1Z | DIRM-18HP-WM |  | 18000 | 19000 | 23.5 | 12.5 | 10.8 | 2.02 | 78 | 59 | 207743721
MOOVAIR | DMA12HOS28230E8 | DUA12HIFU230E5 |  | 12000 | 12000 | 23.6 | 13 | 10 | 1.89 | 80 | 100 | 207742527
MOOVAIR | DMA24HOS25230E8 | DUA24HICU230X5 |  | 24000 | 25000 | 21.5 | 12.5 | 9.7 | 2.2 | 76 | 74 | 207742505
MOOVAIR | DMA09HOS25230E8 | DUA09HICU230X5 |  | 9000 | 10000 | 20 | 13 | 10 | 1.9 | 75 | 74 | 207742502
MOOVAIR | DMA09HOS42230E4 | DMA09HIW42230E4 |  | 9000 | 12000 | 28.5 | 16 | 18 | 1.85 | 87 | 114 | 207742499
MOOVAIR | DMA12HOS28230E8 | DMA12HIW25230E8 |  | 12000 | 12000 | 25.5 | 14 | 10.4 | 1.8 | 83 | 100 | 207742496
MOOVAIR | DMA24HOS25230E8 | DMA24HIW25230E8 |  | 24000 | 25000 | 22 | 14 | 10 | 1.8 | 65 | 62 | 207742493
ELIOS | DEA09HOS28230E8 | DUA09HICU230X5 |  | 9000 | 9800 | 20.5 | 13 | 10.3 | 1.8 | 92 | 102 | 207742439
ELIOS | DEA18HOS28230E8 | DEA18HIW25230E8 |  | 18000 | 18000 | 21.5 | 12.5 | 11.3 | 1.8 | 83 | 100 | 207742431
ELIOS | DEA18HOS25230E8 | DEA18HIW25230E8 |  | 18000 | 19000 | 23.5 | 12.5 | 10.8 | 2.02 | 78 | 59 | 207742426
C&H | CH-ES18-230VO | CH-18MSPHFC-230VI |  | 18000 | 20000 | 23 | 12.5 | 10 | 2.08 | 64 | 65 | 207742323
C&H | CH-ES09-230VO | CH-09MOLVWM-230VI |  | 9000 | 10000 | 24 | 14.7 | 11.6 | 2.25 | 81 | 75 | 207740512
C&H | CH-HPR18-230VO | CH-18MASTWM-230VI |  | 18000 | 18000 | 21.5 | 12.5 | 11.3 | 1.8 | 83 | 100 | 207740503
Convectair | 8028-C18-O | 8028-C18-I |  | 18000 | 18000 | 21.5 | 12.5 | 11.3 | 1.8 | 83 | 100 | 207709206
CENTURY | A-VMH24SU-1 | B-VMH24SU-1 |  | 24000 | 24000 | 20 | 13 | 9.5 |  | 64 |  | 200059036
CENTURY | A-VMH09SU-1 | B-VMH09SU-1 |  | 9000 | 10900 | 23.1 | 14.5 | 9.9 |  | 63 |  | 200059042
BRYANT | 38MAQB12R--3 | 40MBCQ12---3 |  | 12000 | 12000 | 19.5 | 12.5 | 9.3 |  | 73 |  | 200059154
CARRIER | 38MAQB12R--3 | 40MBCQ12---3 |  | 12000 | 12000 | 19.5 | 12.5 | 9.3 |  | 73 |  | 200059155
SENVILLE | SENA/18HF/OZ | SENA/18HF/IF |  | 17000 | 18000 | 19.9 | 12.5 | 9.9 |  | 74 |  | 202606681
YONAN | YS25M-09HRDN1 | YS25M-09HRDN1 |  | 9000 | 10900 | 23.1 | 14.5 | 9.9 |  | 63 |  | 202897109
SUPREME | YS25M-09HRDN1 | YS25M-09HRDN1 |  | 9000 | 10900 | 23.1 | 14.5 | 9.9 |  | 63 |  | 203238004
MAXI AIR | YS21F-12HRDN1 | YS21F-12HRDN1 |  | 12000 | 12000 | 23.1 | 12.5 | 9.3 | 2.24 | 68 | 68 | 203238009
MAXI AIR | YS21F-18HRDN1 | YS21F-18HRDN1 |  | 18000 | 18000 | 23.7 | 13.5 | 10.3 | 2.39 | 78 | 69 | 203238010
MOOVAIR | DM09HOS23230E2 | DM09HIW23230E3 |  | 9000 | 9800 | 21.8 | 14.9 | 9.3 | 1.83 | 59 | 74 | 203238509
MOOVAIR | DM24HOS23230E2 | DM24HIW23230E3 |  | 24000 | 25000 | 19.8 | 13.7 | 9.3 |  | 61 |  | 203238514
Allied | 4DHP1S09S-1P | DWM109S4-2P |  | 9000 | 9800 | 21.8 | 14.9 | 9.3 | 1.83 | 59 | 74 | 203376761
LENNOX | MPC018S4S-1P | MCFB018S4-*P |  | 18000 | 20000 | 23 | 12.5 | 9.9 | 2.08 | 64 | 65 | 211034430
LENNOX | MPC024S4S-1P | M33C024S4-*P |  | 23600 | 26000 | 21.5 | 12.3 | 9.6 | 2.2 | 73 | 71 | 211034437
LENNOX | MLB018S4S-1P | MWMC018S4-*P |  | 18000 | 18000 | 21.5 | 12.5 | 11.2 | 1.8 | 83 | 100 | 211034442
LENNOX | MLB012S4S-1P | MFMA012S4-*P |  | 12000 | 12000 | 23.6 | 13 | 10 | 1.89 | 80 | 100 | 211034450
LENNOX | MLB009S4S-1P | M22A009S4-*P |  | 9000 | 9800 | 20.5 | 13 | 10.2 | 1.8 | 92 | 102 | 211034455
LENNOX | MLB012S4S-1P | MFMA012S4* |  | 12000 | 12000 | 23.6 | 13 | 10 | 1.89 | 80 | 100 | 210665637
LENNOX | MLB012S4S-1P | M22A012S4* |  | 12000 | 12000 | 22.3 | 12.7 | 10.2 | 1.89 | 83 | 94 | 210665643
LENNOX | MHB009S4S-1L | MWHB009S4* |  | 9000 | 10000 | 21.5 | 12.5 | 9.1 | 2.16 | 63 | 70 | 210665648
C&H | CH-ES09-115VO | CH-B09OLVWM-115VI |  | 9000 | 10000 | 23 | 13.8 | 9.8 | 2.06 | 59 | 67 | 210665985
C&H | CH-HPR06F9-230VO | CH-B06MOLVWM-230VI |  | 6000 | 7000 | 23.5 | 15 | 12 | 1.84 | 107 | 101 | 210665987
C&H | CH-HPR12-230VO | CH-B12MOLVWM-230VI |  | 12000 | 12000 | 23.1 | 13 | 10.5 | 1.88 | 86 | 92 | 210665993
Cooper&Hunter | CH-09DKT230VO | CH-09MSPHCT-230VI |  | 9000 | 10000 | 20 | 13 | 9.4 |  | 67 |  | 210799451
Cooper&Hunter | CH-12DKT230VO | CH-12MSPHMC-230VI |  | 12000 | 12000 | 19.4 | 12.5 | 9.4 |  | 80 |  | 210799464
Cooper&Hunter | CH-18DKT230VO | CH-18MSPHFC-230VI |  | 17000 | 18000 | 19.9 | 12.5 | 9.9 |  | 74 |  | 210799467
Cooper&Hunter | CH-09SPH-230VO | CH-D09MSPHWM-230VI |  | 9000 | 9800 | 21.8 | 14.9 | 9.3 | 1.83 | 59 | 74 | 210799512
Cooper&Hunter | CH-24SPH-230VO | CH-D24MSPHWM-230VI |  | 24000 | 25000 | 19.8 | 13.7 | 9.3 |  | 61 |  | 210799515
Cooper&Hunter | CH-HPR09-230VO | CH-09MASTWM-230VI |  | 9000 | 12000 | 28.1 | 16.2 | 11.5 | 2 | 79 | 88 | 210799548
Cooper&Hunter | CH-HPR24-230VO | CH-24MOLVWM-230VI |  | 23000 | 26000 | 22.3 | 12.5 | 10.3 | 1.8 | 73 | 88 | 210799569
SENVILLE | SENA/12HF/OQ | SENA-12HF-IFU |  | 12000 | 12000 | 24.2 | 13.3 | 10.7 | 1.99 | 85 | 99 | 210372990
MDV | MOX230-12HFN1-BW0W-9K | MSAG11B-12HRFN1-BU5W-6K |  | 6000 | 7000 | 23 | 13.8 | 9.8 |  | 84 |  | 210434543
C&H | CH-NY06MIA-115VO | CH-NY06MIA-115VI |  | 6000 | 7000 | 21.5 | 12.5 | 9 |  | 97 |  | 210434545
ECOX | EDIM009H21A | EDIM009H21A |  | 9000 | 10000 | 21.5 | 12.5 | 9.1 | 2.16 | 63 | 70 | 210474692
Clearity | MOX330-12HFN1-MW5W | MSEPB-12HRFN1-MW5W(GA) |  | 12000 | 12000 | 25.5 | 14 | 10.4 | 1.8 | 83 | 100 | 210568095
Durastar | DRA1U09S1B | DRAW06F1B |  | 6000 | 7000 | 23.5 | 15 | 12 | 1.84 | 107 | 101 | 210568097
Durastar | DRA1H18S1A | DRAL18F1A |  | 16700 | 20000 | 19.8 | 12.5 | 11.2 | 1.93 | 73 | 84 | 210568105
Durastar | DRA1U18S1B | DRAL18F1A |  | 18000 | 19000 | 21.8 | 12.5 | 10.7 | 2.3 | 64 | 69 | 210568108
Durastar | DRA1H18S1A | DRAF18F1A |  | 17000 | 18000 | 20.5 | 12.5 | 9.8 | 1.86 | 67 | 93 | 210568119
KERR | A-KMH18SV-1 | B-KMH18UU-1 |  | 17000 | 18000 | 20.5 | 12.5 | 9.8 | 1.86 | 67 | 93 | 210568250
KERR | A-KMH12SV-1 | B-KMH12FU-1 |  | 12000 | 12000 | 23.6 | 13 | 10 | 1.89 | 80 | 100 | 210568251
ECO AC | EHH-O18BB | EHH-C18BA |  | 16000 | 19000 | 20.5 | 12.5 | 10.5 | 2.16 | 63 | 67 | 210586148
C&H | CH-HPR18-230VO | CH-D18MSPHWM-230VI |  | 17000 | 18000 | 19.4 | 12.5 | 10 |  | 61 |  | 208816950
Kanartic | KEOS-18UHE-NA | KEOS-18UHE-NA |  | 18000 | 18000 | 22 | 13 | 10.6 | 1.89 | 62 | 96 | 208836317
MDV | MOX330-09HFN10-MY5W | MSEPB-09HRFN10-MY5W(GA) |  | 9000 | 9000 | 27.5 | 15.5 | 12.5 |  | 111 |  | 208939534
ApooDr | AAG21-09H1B | AAG21-09H1A |  | 9000 | 10000 | 21.5 | 12.5 | 9.1 | 2.16 | 63 | 70 | 209157081
ApooDr | AGN24-09H1B | AGN24-09H1A |  | 9000 | 10000 | 23 | 13.8 | 9.8 | 2.06 | 59 | 67 | 209157089
ApooDr | AGN24-09H220V1B | AGN24-09H220V1A |  | 9000 | 10000 | 24 | 14.7 | 11.6 | 2.25 | 81 | 75 | 209157090
ApooDr | AGN24-12H1B | AGN24-12H1A |  | 12000 | 12000 | 22.7 | 12.5 | 10.4 | 2.06 | 74 | 56 | 209157091
MDV | MOX230-09HFN1-MY2W | MFA2U-09HRFN1-MY6W |  | 9000 | 9000 | 25.6 | 14.7 | 12.5 | 2.38 | 104 | 92 | 209248925
MDV | MOX230-12HFN1-MV5W | MFA2U-12HRFN1-MW5W |  | 12000 | 12000 | 25 | 13 | 11 | 2.38 | 77 | 70 | 209248926
MDV | MOX430-18HFN1-MU0W | MCBU-18HRFN1-MU2W |  | 18000 | 19000 | 21.8 | 12.5 | 10.7 | 2.3 | 64 | 69 | 209270208
MDV | MOX230-12HFN1-MV5W | MCBU-12HRFN1-MV0W |  | 12000 | 12500 | 22 | 12.6 | 9.8 | 2.21 | 62 | 62 | 209270212
MDV | MOX230-09HFN1-MW5W | MCBU-06HRFN1-MV0W |  | 6500 | 7100 | 22 | 14.5 | 10.8 | 2 | 80 | 113 | 209270213
DAY & NIGHT | DLCSRBH18AAK | DLFCCAH18XAK |  | 16700 | 20000 | 19.8 | 12.5 | 11.2 | 1.93 | 73 | 84 | 209270256
HEIL | DLCSRBH18AAK | DLFCCAH18XAK |  | 16700 | 20000 | 19.8 | 12.5 | 11.2 | 1.93 | 73 | 84 | 209270260
TEMPSTAR | DLCSRBH18AAK | DLFCCAH18XAK |  | 16700 | 20000 | 19.8 | 12.5 | 11.2 | 1.93 | 73 | 84 | 209270276
AIRQUEST | DLCSRBH18AAK | DLFCCAH18XAK |  | 16700 | 20000 | 19.8 | 12.5 | 11.2 | 1.93 | 73 | 84 | 209270284
CARRIER | 38MARBQ18AA3 | 40MCCAQ18XA3 |  | 16700 | 20000 | 19.8 | 12.5 | 11.2 | 1.93 | 73 | 84 | 209270290
BRYANT | 38MARBQ18AA3 | 40MCCAQ18XA3 |  | 16700 | 20000 | 19.8 | 12.5 | 11.2 | 1.93 | 73 | 84 | 209270294
Olimpia Splendid | OS-CENIH18EI | OS-SENIH18EI |  | 18000 | 18000 | 24 | 13.5 | 10.5 | 2.44 | 78 | 71 | 207506894
NOVAIR | LEA09SZ35SK-O | LEA09UUSK-I |  | 9000 | 12000 | 26.4 | 15.8 | 11.6 | 1.85 | 78 | 92 | 207526947
MDV | MOX430-12HFN1-MZ60W | MSOP1B-12HRFN1-MZ60W |  | 12000 | 12000 | 27 | 14 | 12 | 1.85 | 87 | 114 | 207591140
MDV | MOX430-09HFN1-MZG5W | MSEPC-09HRFN1-MZB5W |  | 9000 | 12000 | 29 | 16.5 | 22 | 1.86 | 95 | 113 | 207591143
SENVILLE | SENL/09CD/OY | SENL/09CD/IY |  | 9000 | 10000 | 21.5 | 12.5 | 9 | 1.89 | 68 | 60 | 207613963
KARDA | 3KARDA12SZO | 1KARDA12UVW |  | 12000 | 12000 | 23.6 | 13.5 | 9.5 | 1.8 | 63 | 83 | 207614052
PERFECTAIRE | 3PAMSHH24-SZO | 3PAMSHH24-UVW |  | 23000 | 26000 | 22.3 | 12.5 | 10.3 | 1.8 | 73 | 88 | 207614056
BRYANT | 38MPRBQ09AA3 | 619PHBQ09XA3 |  | 9000 | 12000 | 28.5 | 16 | 18 | 1.85 | 87 | 114 | 207614951
MIDEA | 38MPRBQ12AA3 | DHMPHBQ12XA3 |  | 12000 | 12000 | 27 | 14 | 12 | 1.85 | 87 | 114 | 207614958
DAY & NIGHT | DLCPRBH09AAK | DLFPHBH09XAK |  | 9000 | 12000 | 27 | 16 | 17.5 | 1.85 | 87 | 114 | 207614963
KEEPRITE | DLCSRBH12AAJ | DLFSHBH12XAJ |  | 12000 | 12000 | 22.7 | 12.5 | 10.4 | 2.06 | 74 | 56 | 206361888
KEEPRITE | DLCSRBH18AAK | DLFSHBH18XAK |  | 18000 | 18000 | 22 | 13 | 10.6 | 1.89 | 62 | 96 | 206361891
KENMORE | DLCSRBH12AAK | DLFSHBH12XAK |  | 12000 | 12000 | 23.1 | 13 | 10.5 | 1.88 | 86 | 92 | 206361895
KENMORE | DLCSRBH24AAK | DLFSHBH24XAK |  | 23000 | 26000 | 22.3 | 12.5 | 10.3 | 1.8 | 73 | 88 | 206361897
MIDEA | DLCSRBH12AAK | DLFSHBH12XAK |  | 12000 | 12000 | 23.1 | 13 | 10.5 | 1.88 | 86 | 92 | 206361900
TEMPSTAR | DLCSRBH18AAK | DLFSHBH18XAK |  | 18000 | 18000 | 22 | 13 | 10.6 | 1.89 | 62 | 96 | 206361906
SMART COMFORT | DLCSRBH09AAK | DLFSHBH09XAK |  | 9000 | 12000 | 26.4 | 15.8 | 11.6 | 1.85 | 78 | 92 | 206361909
MDV | MOX230-09HFN1-BS5W | MSAG11A-09HRFN1-BS5W |  | 9000 | 10000 | 21.5 | 12.5 | 9.1 | 2.16 | 63 | 70 | 206369509
Durastar | DRA1U24S1A | DRAF24F1A |  | 24000 | 24000 | 20 | 12.5 | 9.4 |  | 63 |  | 206369529
ELIOS | DE18HOS25230E3A | DE18HIW23230E3 |  | 17000 | 18000 | 19.4 | 12.5 | 10 |  | 61 |  | 206401445
Convectair | 8180-O | 8180-I |  | 17000 | 18000 | 19.4 | 12.5 | 10 |  | 61 |  | 206422438
NAPOLEON | NH25-18H-O | NH25-18F-I |  | 17000 | 18000 | 19.4 | 12.5 | 10 |  | 61 |  | 206597271
FRANKLIN | MSH123E23MCAA | MSH123E23AXAA |  | 12000 | 12000 | 23.6 | 13.5 | 9.5 | 1.8 | 63 | 83 | 206764063
FRANKLIN | MSH183E23MCAA | MSH183E23AXAA |  | 17000 | 18000 | 19.4 | 12.5 | 10 |  | 61 |  | 206764064
TEMPSTAR | DLCSRBH12AAK | DLFSHBH12XAK |  | 12000 | 12000 | 23.1 | 13 | 10.5 | 1.88 | 86 | 92 | 206361905
SMART COMFORT | DLCSRBH12AAK | DLFSHBH12XAK |  | 12000 | 12000 | 23.1 | 13 | 10.5 | 1.88 | 86 | 92 | 206361910
SMART COMFORT | DLCSRBH18AAK | DLFSHBH18XAK |  | 18000 | 18000 | 22 | 13 | 10.6 | 1.89 | 62 | 96 | 206361911
AIRQUEST | DLCSRBH12AAK | DLFSHBH12XAK |  | 12000 | 12000 | 23.1 | 13 | 10.5 | 1.88 | 86 | 92 | 206361915
AIRQUEST | DLCSRBH18AAK | DLFSHBH18XAK |  | 18000 | 18000 | 22 | 13 | 10.6 | 1.89 | 62 | 96 | 206361916
ARCOAIRE | DLCSRBH09AAK | DLFSCAH09XAK |  | 9000 | 9800 | 20.5 | 13 | 10.3 | 1.8 | 92 | 102 | 206350382
COMFORTMAKER | DLCSRBH18AAK | DLFSFAH18XAK |  | 17000 | 18000 | 20.5 | 12.5 | 9.8 | 1.86 | 67 | 93 | 206350400
DAY & NIGHT | DLCSRBH09AAK | DLFSCAH09XAK |  | 9000 | 9800 | 20.5 | 13 | 10.3 | 1.8 | 92 | 102 | 206350404
DAY & NIGHT | DLCSRBH12AAK | DLFSFAH12XAK |  | 12000 | 12000 | 23.6 | 13 | 10 | 1.89 | 80 | 100 | 206350408
DAY & NIGHT | DLCSRBH18AAK | DLFSFAH18XAK |  | 17000 | 18000 | 20.5 | 12.5 | 9.8 | 1.86 | 67 | 93 | 206350411
HEIL | DLCSRBH12AAK | DLFSCAH12XAK |  | 12000 | 12000 | 22.3 | 12.7 | 10.2 | 1.89 | 83 | 94 | 206350417
KEEPRITE | DLCSRBH12AAK | DLFSFAH12XAK |  | 12000 | 12000 | 23.6 | 13 | 10 | 1.89 | 80 | 100 | 206350430
KENMORE | DLCSRBH09AAK | DLFSCAH09XAK |  | 9000 | 9800 | 20.5 | 13 | 10.3 | 1.8 | 92 | 102 | 206350437
MIDEA | DLCSRBH12AAK | DLFSFAH12XAK |  | 12000 | 12000 | 23.6 | 13 | 10 | 1.89 | 80 | 100 | 206350452
MIDEA | DLCSRBH18AAK | DLFSFAH18XAK |  | 17000 | 18000 | 20.5 | 12.5 | 9.8 | 1.86 | 67 | 93 | 206350455
TEMPSTAR | DLCSRBH09AAK | DLFSCAH09XAK |  | 9000 | 9800 | 20.5 | 13 | 10.3 | 1.8 | 92 | 102 | 206350459
TEMPSTAR | DLCSRBH18AAK | DLFSCAH18XAK |  | 16000 | 17000 | 20 | 12.5 | 9.5 | 1.75 | 92 | 94 | 206350464
SMART COMFORT | DLCSRBH12AAK | DLFSCAH12XAK |  | 12000 | 12000 | 22.3 | 12.7 | 10.2 | 1.89 | 83 | 94 | 206350472
SMART COMFORT | DLCSRBH12AAK | DLFSFAH12XAK |  | 12000 | 12000 | 23.6 | 13 | 10 | 1.89 | 80 | 100 | 206350474
MDV | MOX330-12HFN1-MW5W | MSEPB-12HRFN1-MW5W(GA) |  | 12000 | 12000 | 25.5 | 14 | 10.4 | 1.8 | 83 | 100 | 205993846
MDV | MOX330-12HFN1-MW5W | CS11M-12HRFN1-MU5W |  | 12000 | 12000 | 23.6 | 13.5 | 9.5 | 1.8 | 63 | 83 | 205993853
THERMOCORE SYSTEMS | T5HH22S-H218-C | T3-OS218-ESC |  | 18000 | 20000 | 23 | 12.5 | 10 | 2.08 | 64 | 65 | 209549020
THERMOCORE SYSTEMS | T5HH22S-H218-C | T3-OS218-EC |  | 16000 | 19000 | 20.5 | 12.5 | 10.5 | 2.16 | 63 | 67 | 209549013
THERMOCORE SYSTEMS | T5HH26S-H212-C | T3-OS212-EC |  | 12000 | 12000 | 22.7 | 14 | 10 | 2.27 | 74 | 67 | 209549012
THERMOCORE SYSTEMS | T5HH22S-H224-C | T5HH22S-H224-E |  | 24000 | 29000 | 21.5 | 13 | 11.4 | 2.21 | 73 | 86 | 209549010
THERMOCORE SYSTEMS | T5HH22S-H218-C | T5HH22S-H218-E |  | 18000 | 18000 | 21.5 | 12.5 | 11.3 | 1.8 | 83 | 100 | 209549009
THERMOCORE SYSTEMS | T5HH28S-H209-C | T5HH28S-H209-E |  | 9000 | 12000 | 28.1 | 16.2 | 11.5 | 2 | 79 | 88 | 209549007
THERMOCORE SYSTEMS | T5E22S-H209-C | T5E22S-H209-E |  | 9000 | 10000 | 21.7 | 12.6 | 9.1 | 1.96 | 69 | 64 | 209548995
MIDEA | 38MARBQ09AA3 | 40MCCAQ09XA3 |  | 9000 | 10900 | 24 | 13 | 12.4 | 1.8 | 90 | 96 | 209270305
Weathermaker | 38MARBQ09AA3 | 40MCCAQ09XA3 |  | 9000 | 10900 | 24 | 13 | 12.4 | 1.8 | 90 | 96 | 209270301
LENNOX | MLB024S4S-1P | MWMC024S4* |  | 24000 | 29000 | 21.5 | 13 | 11.4 | 2.21 | 73 | 86 | 210665630
LENNOX | MLB012S4S-1P | MWMC012S4* |  | 12000 | 12000 | 25.5 | 13.5 | 10.4 | 1.8 | 83 | 100 | 210665628
LENNOX | MPC024S4S-1P | MCFA024S4* |  | 24000 | 24000 | 21.2 | 12.5 | 10.2 | 2.2 | 67 | 76 | 210665618
LENNOX | MPC012S4S-1P | MFMA012S4* |  | 12000 | 12000 | 22.7 | 13 | 10.2 | 2.26 | 75 | 70 | 210665616
LENNOX | MPC009S4S-1P | MWMC009S4* |  | 9000 | 10000 | 25.5 | 15 | 11.9 | 2.17 | 85 | 75 | 210665603
Alsetria | MOX230-09HFN1-MW5W | CCA3U-09HRFN1-M(C) |  | 9000 | 10000 | 20 | 13 | 10 | 1.9 | 75 | 74 | 211644031
Mitsutomo | HO-SZ18-AB-Q | HJ-UZ18-AB-Q |  | 16700 | 20000 | 19.8 | 12.5 | 11.2 | 1.93 | 73 | 84 | 211306400
Mitsutomo | HO-SZ09-AB-Q | HW-SZ09-AB-Q |  | 9000 | 12000 | 26.4 | 15.8 | 11.6 | 1.85 | 78 | 92 | 211306393
MDV | MOX230-09HFN1-BS5W-L | MSAG11A-09HRFN1-BS5W |  | 9000 | 10000 | 21.5 | 12.5 | 9.1 | 2.16 | 63 | 70 | 211289825
Breeze33 | HSZ18H424ZMO | FC18H424ZMI |  | 17000 | 18000 | 20.5 | 12.5 | 9.8 | 1.86 | 67 | 93 | 211277592
Breeze33 | HSZ18H424ZMO | SCA18H424ZMI |  | 16700 | 20000 | 19.8 | 12.5 | 11.2 | 1.93 | 73 | 84 | 211277589
CanAir | C25SCH12H21 | C28SEH12H21 |  | 12000 | 12000 | 24.6 | 13.7 | 10.7 | 2.39 | 75 | 67 | 211253521
LPS Legacy | DLCSRBH06AAK | DLFCCAH06XAK |  | 6500 | 7100 | 22 | 14.5 | 10.8 | 2 | 80 | 113 | 211756598
LPS Legacy | DLCSRBH12AAK | DLFSOAH18XAK |  | 12000 | 12500 | 23 | 13 | 10 | 1.8 | 76 | 88 | 211756595
LPS Legacy | DLCSRBH24AAK | DLFSHCH24XAK |  | 24000 | 29000 | 21.5 | 13 | 11.4 | 2.21 | 73 | 86 | 211756584
LPS Legacy | DLCSRBH18AAK | DLFSFAH18XAK |  | 17000 | 18000 | 20.5 | 12.5 | 9.8 | 1.86 | 67 | 93 | 211756574
LPS Legacy | DLCPRBH12AAK | DLFPHBH12XAK |  | 12000 | 12000 | 25.3 | 14 | 11.7 | 1.85 | 87 | 114 | 211756562
LPS Legacy | DLCPRBH09AAK | DLFPHBH09XAK |  | 9000 | 12000 | 27 | 16 | 17.5 | 1.85 | 87 | 114 | 211756561
LPS Legacy | DLCPRAH18AAK | DLFPHAH18XAK |  | 18000 | 18000 | 26.2 | 14.5 | 12 | 1.95 | 68 | 91 | 211756552
LPS Legacy | DLCSRBH12AAJ | DLFSHBH12XAJ |  | 12000 | 12000 | 22.7 | 12.5 | 10.4 | 2.06 | 74 | 56 | 211756518
LPS Legacy | DLCSRBH12AAJ | DLFSHCH12XAJ |  | 12000 | 12000 | 23.5 | 13 | 10 | 2.16 | 70 | 57 | 211756514
Star Air Kontrol | SAK-24-CC(OD)/220VOLT | SAK-24-20CC/220(IN) |  | 24000 | 25000 | 21.5 | 12.5 | 9.7 | 2.2 | 76 | 74 | 211726525
NOVAIR | LEA24SZ25SK-O | 2LEA24UUSK-I |  | 24000 | 25000 | 22 | 14 | 10 | 1.8 | 65 | 62 | 211709680
NOVAIR | LEA12SZ25SK-O | 2LEA12UUSK-I |  | 12000 | 12000 | 24.6 | 13.7 | 10.7 | 2.39 | 75 | 67 | 211709678
Alsetria | MOX230-09HFN1-MW5W | MCBU-06HRFN1-MV0W |  | 6500 | 7100 | 22 | 14.5 | 10.8 | 2 | 80 | 113 | 211644098
ECO-AIR | MOX430-17HFN1-MT0W | MCBU-18HRFN1-MU2W |  | 16700 | 20000 | 19.8 | 12.5 | 11.2 | 1.93 | 73 | 84 | 211644095
ECO-AIR | MOX230-09HFN1-MW5W | MCBU-06HRFN1-MV0W |  | 6500 | 7100 | 22 | 14.5 | 10.8 | 2 | 80 | 113 | 211644092
ECO-AIR | MOX430-18HFN1-MU0W | CCA3U-18HRFN1-M(C) |  | 16000 | 19000 | 20.5 | 12.5 | 10.5 | 2.16 | 63 | 67 | 211644058
ECO-AIR | MOX230-12HFN1-MV5W | CCA3U-12HRFN1-M(C) |  | 12000 | 12000 | 22.7 | 14 | 10 | 2.27 | 74 | 67 | 211644057
Star Air Kontrol | SAK-24-21MS/220 | SAK-24-21MS/220 |  | 24000 | 26000 | 21 | 12.5 | 9 | 1.92 | 69 | 64 | 211504109
Star Air Kontrol | SAK-12-22MS/110 | SAK-12-22MS/110 |  | 12000 | 12000 | 22.7 | 12.5 | 10 | 2 | 70 | 54 | 211504104
Mitsutomo | HO-SZ09-AB-Q | HJ-UZ09-AB-Q |  | 9000 | 10900 | 24 | 13 | 12.4 | 1.8 | 90 | 96 | 211306398
Mitsutomo | HO-SZ18-AB-Q | HW-SZ18-AB-Q |  | 18000 | 18000 | 22 | 13 | 10.6 | 1.89 | 62 | 96 | 211306395
Mitsutomo | HO-SZ06-AB-Q | HW-SZ06-AB-Q |  | 6000 | 7000 | 23.5 | 15 | 12 | 1.84 | 107 | 101 | 211306392
Breeze33 | BZ33-HYP18OUT2-G2-P | BZ33-OWCASS18-G2-P |  | 16700 | 20000 | 19.8 | 12.5 | 11.2 | 1.93 | 73 | 84 | 211273236
Weathermaker | 38MARBQ12AA3 | DHMAHBQ12XA3 |  | 12000 | 12000 | 25.5 | 14 | 10.4 | 1.8 | 83 | 100 | 206350324
Weathermaker | 38MARBQ09AA3 | DHMAHBQ09XA3 |  | 9000 | 12000 | 28.1 | 16.2 | 11.5 | 2 | 79 | 88 | 206350323
MIDEA | 38MARBQ24AA3 | DHMAHBQ24XA3 |  | 24000 | 29000 | 21.5 | 13 | 11.4 | 2.21 | 73 | 86 | 206350321
MIDEA | 38MARBQ18AA3 | DHMAHBQ18XA3 |  | 18000 | 18000 | 21.5 | 12.5 | 11.3 | 1.8 | 83 | 100 | 206350320
MIDEA | 38MARBQ09AA3 | DHMAHBQ09XA3 |  | 9000 | 12000 | 28.1 | 16.2 | 11.5 | 2 | 79 | 88 | 206350318
FRANKLIN | MSH123E23MCAA | MST123E20ACAA |  | 12000 | 12000 | 22.3 | 12.7 | 10.2 | 1.89 | 83 | 94 | 206900433
GOODMAN | MSH183E23MCAA | MST183E20ACAA |  | 16000 | 17000 | 20 | 12.5 | 9.5 | 1.75 | 92 | 94 | 206900426
Convectair | 8090-O | 8090-I |  | 9000 | 11500 | 25 | 15.6 | 11 |  | 62 |  | 206422436
MOOVAIR | DM18HOS25230E3A | DM18HIW23230E3 |  | 17000 | 18000 | 19.4 | 12.5 | 10 |  | 61 |  | 206401439
Weathermaker | 38MARBQ12AA3 | DHMSHAQ12XA3 |  | 12000 | 12000 | 23.6 | 13.5 | 9.5 | 1.8 | 63 | 83 | 206400667
Weathermaker | 38MARBQ09AA3 | DHMSHAQ09XA3 |  | 9000 | 11500 | 25 | 15.6 | 11 |  | 62 |  | 206400666
MIDEA | 38MARBQ12AA3 | DHMSHAQ12XA3 |  | 12000 | 12000 | 23.6 | 13.5 | 9.5 | 1.8 | 63 | 83 | 206400661
PAYNE | 38MARBQ09AA3 | DHMSHAQ09XA3 |  | 9000 | 11500 | 25 | 15.6 | 11 |  | 62 |  | 206400654
MDV | MOX230-12HFN1-MV5W | MSEPB-12HRFN1-MW5W(GA) |  | 12000 | 12000 | 24.6 | 13.7 | 10.7 | 2.39 | 75 | 67 | 206369559
Durastar | DRA1U18S1A | DRAC18F1A |  | 18000 | 18000 | 20 | 12.5 | 9.1 |  | 67 |  | 206369524
NAPOLEON | NH21-24F-O | NH25-24F-I |  | 24000 | 25000 | 19.8 | 13.7 | 9.3 |  | 61 |  | 205309938
NORTON AIR CONDITIONERS | OHP14-12-12-25 | DWHP14-12-12-25 |  | 12000 | 12000 | 19.9 | 13 | 9.1 |  | 65 |  | 205300192
NOVAIR PLUS | 12EVONVO | 12EVCNVI |  | 12000 | 12000 | 19.5 | 12.5 | 9.3 |  | 73 |  | 205281380
KARDA | 1PAMSHH12-SZO-22.5 | 2KARDA12UVCS |  | 12000 | 12000 | 19.5 | 12.5 | 9.3 |  | 73 |  | 205921403
CanAir | C23SCH18H22 | C23SEH18H21 |  | 17000 | 18000 | 19.4 | 12.5 | 10 |  | 61 |  | 205816493
TK'S | TWS-09HRDN1 | TWS-09HRDN1 |  | 9000 | 10000 | 21.7 | 12.6 | 9.1 | 1.96 | 69 | 64 | 205807086
Breeze33 | BZ33-HYP12HPOUT2 | BZ33-ICM12 |  | 12000 | 12000 | 19.4 | 12.5 | 9.4 |  | 80 |  | 204030306
Breeze33 | BZ33-HYP18HPOUT2 | BZ33-CASS18 |  | 16000 | 12000 | 20 | 12.5 | 9.8 |  | 100 |  | 204030302
BOSCH | BMS500-AAS018-1CSXXA | BMS500-AAU018-1AHCXB |  | 18000 | 18000 | 20 | 12.5 | 9.1 |  | 67 |  | 204014472
BOSCH | BMS500-AAS012-1CSXHB | BMS500-AAU012-1AHCXB |  | 12000 | 12000 | 19.5 | 12.5 | 9.3 |  | 73 |  | 204014465
MOOVAIR | DM12HOS25230E3 | DM12HICU230X5 |  | 12000 | 12000 | 19.5 | 12.5 | 9.3 |  | 73 |  | 204005749
MOOVAIR | DM09HOS25230E3 | DM09HIW23230E3 |  | 9000 | 10900 | 23.1 | 14.5 | 9.9 |  | 63 |  | 204005732
AIRQUEST | DLCPRAH24AAK | DLFPHAH24XAK |  | 22000 | 24000 | 23.5 | 13.7 | 10.5 | 1.94 | 64 | 98 | 203966571
EMI | DHSZ124DA | DHWAL24DA |  | 24000 | 24000 | 20 | 13 | 9.5 |  | 64 |  | 203514059
EMI | DHSZ109DA | DHWAL09DA |  | 9000 | 10900 | 23.1 | 14.5 | 9.9 |  | 63 |  | 203514056
HEIL | DLCSRBH24AAK | DLFSHBH24XAK |  | 23000 | 26000 | 22.3 | 12.5 | 10.3 | 1.8 | 73 | 88 | 206361887
HEIL | DLCSRBH12AAK | DLFSHBH12XAK |  | 12000 | 12000 | 23.1 | 13 | 10.5 | 1.88 | 86 | 92 | 206361885
COMFORTMAKER | DLCSRBH18AAK | DLFSHBH18XAK |  | 18000 | 18000 | 22 | 13 | 10.6 | 1.89 | 62 | 96 | 206361876
COMFORTMAKER | DLCSRBH09AAK | DLFSHBH09XAK |  | 9000 | 12000 | 26.4 | 15.8 | 11.6 | 1.85 | 78 | 92 | 206361874
COMFORTMAKER | DLCSRBH12AAJ | DLFSHBH12XAJ |  | 12000 | 12000 | 22.7 | 12.5 | 10.4 | 2.06 | 74 | 56 | 206361873
ARCOAIRE | DLCSRBH12AAK | DLFSHBH12XAK |  | 12000 | 12000 | 23.1 | 13 | 10.5 | 1.88 | 86 | 92 | 206361870
ARCOAIRE | DLCSRBH12AAJ | DLFSHBH12XAJ |  | 12000 | 12000 | 22.7 | 12.5 | 10.4 | 2.06 | 74 | 56 | 206361868
MDV | MOX330-09HFN1-MY5W | MSAG11B-09HRFN1-MX7W(GA) |  | 9000 | 12000 | 26.4 | 15.8 | 11.6 | 1.85 | 78 | 92 | 206361860
MDV | MOX430-18HFN1-MT8W | MSAG11D-18HRFN1-MT8W |  | 18000 | 18000 | 24 | 13.5 | 10.5 | 2.44 | 78 | 71 | 206361859
AIRQUEST | DLCSRBH18AAK | DLFSFAH18XAK |  | 17000 | 18000 | 20.5 | 12.5 | 9.8 | 1.86 | 67 | 93 | 206350488
AIRQUEST | DLCSRBH12AAK | DLFSCAH12XAK |  | 12000 | 12000 | 22.3 | 12.7 | 10.2 | 1.89 | 83 | 94 | 206350483
AIRQUEST | DLCSRBH09AAK | DLFSCAH09XAK |  | 9000 | 9800 | 20.5 | 13 | 10.3 | 1.8 | 92 | 102 | 206350481
HEIL | DLCSRBH06AAK | DLFSHCH06XAK |  | 6000 | 7000 | 26.5 | 15.8 | 13.6 | 2.1 | 121 | 107 | 208447645
DAY & NIGHT | DLCSRBH09AAK | DLFSHCH09XAK |  | 9000 | 12000 | 28.1 | 16.2 | 11.5 | 2 | 79 | 88 | 208447633
COMFORTMAKER | DLCSRBH09AAK | DLFSHCH09XAK |  | 9000 | 12000 | 28.1 | 16.2 | 11.5 | 2 | 79 | 88 | 208447625
SUNCHILLERS | 12WODU-UL | 12WIDU-UL |  | 12000 | 12000 | 24.6 | 13.7 | 10.7 | 2.39 | 75 | 67 | 208447610
SUNCHILLERS | 9WODU-UL | 9WIDU-UL |  | 9000 | 10000 | 25.5 | 15 | 12.3 | 2.17 | 85 | 75 | 208447609
TRUST AIR CONDITIONERS | CE09H/O4S41P | CE09H/I4S41P |  | 9000 | 10000 | 21.7 | 12.6 | 9.4 | 2 | 60 | 70 | 208280028
PIONEER | YN018GMFI22RPE | CB018GMFILCFHD |  | 16000 | 19000 | 20.5 | 12.5 | 10.5 | 2.16 | 63 | 67 | 208191863
PIONEER | YN012GMFI22RPE | CB012GMFILCFHD |  | 12000 | 12000 | 22.7 | 14 | 10 | 2.27 | 74 | 67 | 208191861
BOSCH | BMS500-AAS009-1CSXHC | BMS500-AAU009-1AHWXB |  | 9000 | 11500 | 25 | 15.6 | 11 |  | 62 |  | 208157116
Clearity | MOX430-17HFN1-MT0W | MSEPC-18HRFN1-MU0W |  | 18000 | 18000 | 21.5 | 12.5 | 11.3 | 1.8 | 83 | 100 | 208141286
KERR | A-KMH24SU-1 | B-KMH24SV-1 |  | 24000 | 29000 | 21.5 | 13 | 11.4 | 2.21 | 73 | 86 | 208141201
KERR | A-KMH09SV-1 | B-KMH09SU-1 |  | 9000 | 11500 | 25 | 15.6 | 11 |  | 62 |  | 208141193
COMFORT-AIRE | A-KMH24SU-1 | B-KMH24SV-1 |  | 24000 | 29000 | 21.5 | 13 | 11.4 | 2.21 | 73 | 86 | 208141189
COMFORT-AIRE | A-VMH18SV-1 | B-VMH18SU-1A |  | 17000 | 18000 | 19.4 | 12.5 | 10 |  | 61 |  | 208141169
DUCTLESSAIRE | DA2421-H2-O* | DA2421-H2-I* |  | 24000 | 26000 | 21 | 12.5 | 9 | 1.92 | 69 | 64 | 208136309
DUCTLESSAIRE | DA1821-H2-O* | DA1821-H2-I* |  | 18000 | 18000 | 23.7 | 13.5 | 10.3 | 2.39 | 78 | 69 | 208136308
TRUST AIR CONDITIONERS | OAH18H/O4S4P | IUMC418H/I41P |  | 16000 | 17000 | 20 | 12.5 | 9.5 | 1.75 | 92 | 94 | 208816924
TRUST AIR CONDITIONERS | OAH12H/O4S4P | IUMW112H/I41P |  | 12000 | 12000 | 25.5 | 14 | 10.4 | 1.8 | 83 | 100 | 208816915
TRUST AIR CONDITIONERS | OUS24H/O4S4P | IUMW124H/I41P |  | 24000 | 25000 | 22 | 14 | 10 | 1.8 | 65 | 62 | 208816912
TRUST AIR CONDITIONERS | OUS09H/O4S4P | IUMW109H/I41P |  | 9000 | 10000 | 25.5 | 15 | 12.3 | 2.17 | 85 | 75 | 208816909
SEA BREEZE+ | HSZ18H424ZMO | WM18H424ZMI |  | 18000 | 18000 | 22 | 13 | 10.6 | 1.89 | 62 | 96 | 208816890
NAKS | NAKS-SPLIT AC-18K-ODU-208-230 | NAKS-SPLIT AC-18K-IDU-208-230 |  | 18000 | 18000 | 24 | 13.5 | 10.5 | 2.44 | 78 | 71 | 208674983
FRUIKONAIRE | KFR-25W/A | KFR-25G/A |  | 9000 | 10000 | 21.7 | 12.6 | 9.4 | 2 | 60 | 70 | 208650630
MIDEA | MOX430-18HFN1-MU0W | MUEU-18HRFN1-M(C) |  | 18000 | 20000 | 23 | 12.5 | 10 | 2.08 | 64 | 65 | 208568359
MIDEA | MOX230-12HFN1-MV5W | MSEPB-12HRFN1-MW5W(GA) |  | 12000 | 12000 | 24.6 | 13.7 | 10.7 | 2.39 | 75 | 67 | 208568348
KLIMAIRE | KSIE024-H220-O-2 | KSIE024-H220-IW-2 |  | 24000 | 26000 | 21 | 12.5 | 9 | 1.92 | 69 | 64 | 209862152
KLIMAIRE | KSIE012-H120-O-2 | KSIE012-H120-IW-2 |  | 12000 | 12000 | 22.7 | 12.5 | 10 | 2 | 70 | 54 | 209862148
MIDEA | MASAG09-21HS1GB | MASAG09-21HS1GA |  | 9000 | 10000 | 21.5 | 12.5 | 9.1 | 2.16 | 63 | 70 | 209847244
MDV | MOX230-09HFN1-BW0Q1W | MSABB-09HRFN1-BW0Q1W |  | 9000 | 9900 | 25 | 14.5 | 10.8 | 1.96 | 81 | 65 | 209847238
MDV | MOX230-09HFN1-BW0W | MSEPB-09HRFN1-BW0W |  | 9000 | 10000 | 25 | 14.5 | 9.9 | 2.16 | 62 | 68 | 209847237
CTMorley | MOU-A18H-2 | MIU-A18C-2 |  | 16000 | 17000 | 20 | 12.5 | 9.5 | 1.75 | 92 | 94 | 209843061
AC PRO.COM | AOX430-18HFN1-MT8W | ASEPC-18HRFN1-MU0W |  | 18000 | 19000 | 23.5 | 12.5 | 10.8 | 2.02 | 78 | 59 | 209843057
BRYANT | 38MAQB09R--3 | 40MBCQ09---3 |  | 9000 | 10000 | 20 | 13 | 9.4 |  | 67 |  | 200059150
PolarWave | ACIQ-12ZPL-HP230B | SCC-1218-HH-M |  | 12000 | 12500 | 23 | 13 | 10 | 1.8 | 76 | 88 | 212316113
PolarWave | ACIQ-18ZPL-HP230B | SCC-1218-HH-M |  | 16700 | 20000 | 19.8 | 12.5 | 11.2 | 1.93 | 73 | 84 | 212316114
STEALTH | ACIQ-24Z-EZ230 | ACIQ-24W-EZ230 |  | 23000 | 25000 | 20 | 12.5 | 9.3 |  | 59 |  | 212316150
STEALTH | ACIQ-24ZPL-HP230B | ACIQ-24W-HH-MB |  | 24000 | 29000 | 21.5 | 13 | 11.4 | 2.21 | 73 | 86 | 212316160
STEALTH | ACIQ-12ZPL-HP230B | ACIQ-12CC-HH-MB |  | 12000 | 12000 | 22.3 | 12.7 | 10.2 | 1.89 | 83 | 94 | 212316162
STEALTH | ACIQ-09ZPL-HP230B | ACIQ-09W-HH-MC |  | 9000 | 12000 | 28.1 | 16.2 | 11.5 | 2 | 79 | 88 | 212316185
STEALTH | ACIQ-12ZPL-HP230B | SCC-1218-HH-M |  | 12000 | 12500 | 23 | 13 | 10 | 1.8 | 76 | 88 | 212316199
Custom Comfort | CCOXHASZ12HP | CCOXHA4C12 |  | 12000 | 12000 | 22.3 | 12.7 | 10.2 | 1.89 | 83 | 94 | 212365410
Custom Comfort | CCOXHASZ12HP | CCOXHA1C12 |  | 12000 | 12500 | 23 | 13 | 10 | 1.8 | 76 | 88 | 212365431
Custom Comfort | CCOXHASZ17HP | CCOXHA1C18 |  | 16700 | 20000 | 19.8 | 12.5 | 11.2 | 1.93 | 73 | 84 | 212365432
CARRIER | 38MPRAQ09AA3 | 40MPHBQ09XA3 |  | 9000 | 10000 | 19.5 | 12.1 | 12.1 | 1.72 | 72 | 117 | 212521247
Weathermaker | 38MPRAQ09AA3 | DHMPHBQ09XA3 |  | 9000 | 10000 | 19.5 | 12.1 | 12.1 | 1.72 | 72 | 117 | 212521253
AIRQUEST | DLCPRAH09AAK | DLFPHBH09XAK |  | 9000 | 10000 | 19.5 | 12.1 | 12.1 | 1.72 | 72 | 117 | 212521275
PAYNE | 38MPRAQ18AA3 | DHMPHBQ18XA3 |  | 18000 | 18000 | 24.1 | 12.4 | 12 | 1.92 | 68 | 89 | 212521281
MIDEA | 38MPRAQ18AA3 | DHMPHBQ18XA3 |  | 18000 | 18000 | 24.1 | 12.4 | 12 | 1.92 | 68 | 89 | 212521283
ARCOAIRE | DLCPRAH18AAK | DLFPHBH18XAK |  | 18000 | 18000 | 24.1 | 12.4 | 12 | 1.92 | 68 | 89 | 212521284
KENMORE | DLCPRAH18AAK | DLFPHBH18XAK |  | 18000 | 18000 | 24.1 | 12.4 | 12 | 1.92 | 68 | 89 | 212521289
LPS Legacy | DLCPRAH18AAK | DLFPHBH18XAK |  | 18000 | 18000 | 24.1 | 12.4 | 12 | 1.92 | 68 | 89 | 212521294
KLIMAIRE | KSIH024-H220-O | KSIH024-H220-IW |  | 24000 | 24000 | 20 | 13 | 9.5 |  | 64 |  | 201766733
NOVAIR PLUS | 24EVONVO | 24EVONVI |  | 24000 | 24000 | 20 | 13 | 9.5 |  | 64 |  | 201786770
LENNOX | LISH018000P431-C | LICH4018180P431-C |  | 16000 | 12000 | 20 | 12.5 | 9.8 |  | 100 |  | 201796624
LENNOX | MPB009S4S-1P | MWMA009S4-3P |  | 9000 | 9800 | 21.8 | 14.9 | 9.3 | 1.83 | 59 | 74 | 201796630
LENNOX | MLA012S4S-1P | MWMA012S4-3P |  | 12000 | 12000 | 19.9 | 12.5 | 9.1 |  | 65 |  | 201796633
KARDA | 1PAMSHH09-SZO-25 | 1PAMSHH09-SZW-25 |  | 9000 | 10900 | 23.1 | 14.5 | 9.9 |  | 63 |  | 201830345
MIDEA | 38MAQB09R--3 | DHMSHAQ09XA3 |  | 9000 | 10900 | 23.1 | 14.5 | 9.9 |  | 63 |  | 201846988
MIDEA | 38MAQB18R--3 | 40MBFQ18---3 |  | 17000 | 18000 | 19.9 | 12.5 | 9.9 |  | 74 |  | 201847000
ECO-AIR | MOD33-24HFN1-MT0W | MCD1-24HRFN1-MT0W(GA) |  | 24000 | 25000 | 21.5 | 12.5 | 9.7 | 2.2 | 76 | 74 | 211644059
ECO-AIR | MOX430-17HFN1-MT0W | CCA3U-18HRFN1-M(C) |  | 16000 | 17000 | 20 | 12.5 | 9.5 | 1.75 | 92 | 94 | 211644070
Alsetria | MOX230-12HFN1-MV5W | MFA2U-12HRFN1-MW5W |  | 12000 | 12000 | 25 | 13 | 11 | 2.38 | 77 | 70 | 211644096
Alsetria | MOX330-09HFN1-MY5W | MCBU-09HRFN1-MW0W |  | 9000 | 10900 | 24 | 13 | 12.4 | 1.8 | 90 | 96 | 211644099
NOVAIR | LEA09SZ25SK-O | 2LEA09UUSK-I |  | 9000 | 10000 | 25.5 | 15 | 12.3 | 2.17 | 85 | 75 | 211709677
NOVAIR | LEA09SZ25SK-O | 2LEA06UUSK-I |  | 6000 | 7000 | 26.5 | 15.8 | 13.6 | 2.1 | 121 | 107 | 211709681
NOVAIR | LEA24SZ35SK-O | 2LEA24UUSK-I |  | 24000 | 29000 | 21.5 | 13 | 11.4 | 2.21 | 73 | 86 | 211709685
Star Air Kontrol | SAK-12-CC(OD)/220VOLT | SAK-12-20CC/220(IN) |  | 12000 | 12000 | 22.7 | 14 | 10 | 2.27 | 74 | 67 | 211726523
Allied | 4DHP2S12S-1P | D22C112S4-1P |  | 11800 | 12000 | 22.7 | 13.9 | 9.9 | 2.27 | 74 | 67 | 208106657
ELIOS | DEA12HOS25230E8 | DUA12HIFU230E5 |  | 12000 | 12000 | 22.7 | 13 | 10.2 | 2.26 | 75 | 70 | 207742459
MOOVAIR | DMA18HOS25230E8 | DMA18HIW25230E8 |  | 18000 | 19000 | 23.5 | 12.5 | 10.8 | 2.02 | 78 | 59 | 207742492
MOOVAIR | DMA09HOS28230E8 | DMA09HIW25230E8 |  | 9000 | 12000 | 28.1 | 16.2 | 11.5 | 2 | 79 | 88 | 207742495
MOOVAIR | DMA12HOS25230E8 | DUA12HICU230X5 |  | 12000 | 12000 | 22.7 | 14 | 10 | 2.27 | 74 | 67 | 207742503
MOOVAIR | DMA18HOS28230E8 | DUA18HICU230X5 |  | 16000 | 17000 | 20 | 12.5 | 9.5 | 1.75 | 92 | 94 | 207742510
MOOVAIR | DMA12HOS25230E8 | DUA12HIFU230E5 |  | 12000 | 12000 | 22.7 | 13 | 10.2 | 2.26 | 75 | 70 | 207742528
DIRECT AIR | DIRM-12DA25-1Z | DIRM-12HP-WM |  | 12000 | 12000 | 24.6 | 13.7 | 10.7 | 2.39 | 75 | 67 | 207743720
DIRECT AIR | DIRM-06HXPRO28-1Z | DIRM-06HP-WM |  | 6000 | 7000 | 26.5 | 15.8 | 13.6 | 2.1 | 121 | 107 | 207743723
DIRECT AIR | DIRM-12HXPRO28-1Z | DIRM-12HP-WM |  | 12000 | 12000 | 25.5 | 14 | 10.4 | 1.8 | 83 | 100 | 207743725
DIRECT AIR | DIRM-12HXPRO28-1Z | DIRM-12HP-CO |  | 12000 | 12000 | 23.6 | 13 | 10 | 1.89 | 80 | 100 | 207743765
BOSCH | BMS500-AAS018-1CSXHC | BMS500-AAU018-1AHWXC |  | 18000 | 18000 | 21.5 | 12.5 | 11.3 | 1.8 | 83 | 100 | 207759996
BOSCH | BMS500-AAS009-1CSXHC | BMS500-AAU009-1AHCXB |  | 9000 | 9800 | 20.5 | 13 | 10.3 | 1.8 | 92 | 102 | 207760013
BOSCH | BMS500-AAS018-1CSXHC | BMS500-AAU018-1AHCXB |  | 16000 | 17000 | 20 | 12.5 | 9.5 | 1.75 | 92 | 94 | 207760016
COMFORTSTAR | CZP24CD(O) | TIP24 |  | 24000 | 25000 | 21.5 | 12.5 | 9.7 | 2.2 | 76 | 74 | 207765976
Durastar | DRA1U12S1B | DRAW12F1B |  | 12000 | 12000 | 23.1 | 13 | 10.8 | 2.41 | 83 | 70 | 207787131
Durastar | DRA1U09S1B | DRAC09F1A |  | 9000 | 10000 | 20 | 13 | 10 | 1.9 | 75 | 74 | 207787134
Durastar | DRA1U12S1B | DRAS12F1A |  | 12000 | 12000 | 22.7 | 13 | 10.2 | 2.26 | 75 | 70 | 207787138
PERFECTAIRE | 3PAMSHH12-SZO | 3PAMSCH12 |  | 12000 | 12000 | 22.3 | 12.7 | 10.2 | 1.89 | 83 | 94 | 207796629
PERFECTAIRE | 3PAMSHH12-SZO | 3PAMSCONH12 |  | 12000 | 12000 | 23.6 | 13 | 10 | 1.89 | 80 | 100 | 207796631
KARDA | 3KARDA12SZO | 3KARDA12CON |  | 12000 | 12000 | 23.6 | 13 | 10 | 1.89 | 80 | 100 | 207796640
DIRECT AIR | MOB30-09HFN1-MX0W | CCA3U-09HRFN1-M(C) |  | 9000 | 10000 | 20 | 13 | 9.4 |  | 67 |  | 8775830
DIRECT AIR | MOCA30-18HFN1-MT0W | CCA3U-18HRFN1-M(C) |  | 16000 | 12000 | 20 | 12.5 | 9.8 |  | 100 |  | 8775836
MDV | MOB32-12HFN1-MV0W | CS11M-12HRFN1-MU5W |  | 12000 | 12000 | 19.9 | 12.5 | 9.1 |  | 65 |  | 8779033
BRYANT | 38MAQB09R--3 | 619REQ009CBMA |  | 9000 | 10000 | 20 | 13 | 9.4 |  | 67 |  | 8856641
BRYANT | 38MAQB12R--3 | 619REQ012CBMA |  | 12000 | 12000 | 19.5 | 12.5 | 9.3 |  | 73 |  | 8856647
CARRIER | 38MAQB12R--3 | 40MBQB12F--3 |  | 12000 | 12000 | 19.4 | 12.5 | 9.4 |  | 80 |  | 8856649
CLASSIC | MROHC12AS2 | MWOHC12S2 |  | 12000 | 12000 | 19.9 | 13 | 9.1 |  | 65 |  | 8965365
TGM | MROHT24AS2 | MWOHT24S2 |  | 24000 | 24000 | 20 | 13 | 9.5 |  | 64 |  | 8965370
MRCOOL | O-HH-09-HP-C-230 | O-HH-09-HP-WMAH-230 |  | 9000 | 10900 | 23.1 | 14.5 | 9.9 |  | 63 |  | 8967209
MRCOOL | O-HH-24-HP-C-230 | O-HH-24-HP-WMAH-230 |  | 24000 | 24000 | 20 | 13 | 9.5 |  | 64 |  | 8967212
MIDEA | MOB30-09HFN1-MX0W | CS11M-09HRFN1-MX0W(A) |  | 9000 | 10900 | 23.1 | 14.5 | 9.9 |  | 63 |  | 9006304
DIRECT AIR | DIRM-24DA25-1Z | DIRM-24HP-CF |  | 24000 | 24000 | 21.2 | 12.5 | 10.3 | 2.2 | 67 | 76 | 207743732
DIRECT AIR | DIRM-09DA25-1Z | DIRM-09HP-CA |  | 9000 | 10000 | 20 | 13 | 10 | 1.9 | 75 | 74 | 207743737
BOSCH | BMS500-AAS012-1CSXRC | BMS500-AAU012-1AHWXC |  | 12000 | 12000 | 24.6 | 13.7 | 10.7 | 2.39 | 75 | 67 | 207759990
BOSCH | BMS500-AAS009-1CSXHC | BMS500-AAU009-1AHWXC |  | 9000 | 12000 | 28.1 | 16.2 | 11.5 | 2 | 79 | 88 | 207759994
BOSCH | BMS500-AAS012-1CSXHC | BMS500-AAU012-1AHWXC |  | 12000 | 12000 | 25.5 | 14 | 10.4 | 1.8 | 83 | 100 | 207759995
Allied | 4DHP2S09S-1P | D22C109S4-1P |  | 9000 | 10000 | 20 | 13 | 10 | 1.9 | 75 | 74 | 208128183
Armstrong Air | 4DHP2S09S-1P | D22C109S4-1P |  | 9000 | 10000 | 20 | 13 | 10 | 1.9 | 75 | 74 | 208128189
CONCORD | 4DHP2S09S-1P | D22C109S4-1P |  | 9000 | 10000 | 20 | 13 | 10 | 1.9 | 75 | 74 | 208128192
SEA BREEZE+ | SZ9H424ZMO | WM6H424ZMI |  | 6000 | 7000 | 23.5 | 15 | 12 | 1.84 | 107 | 101 | 208128266
SEA BREEZE+ | HSZ12H424ZMO | CA12H424ZMI |  | 12000 | 12000 | 22.3 | 12.7 | 10.2 | 1.89 | 83 | 94 | 208128268
LBG Products | LBHB12DUWO | LMHB12DSI |  | 12000 | 12000 | 22.7 | 14 | 10 | 2.27 | 74 | 67 | 208130808
LBG Products | LBHB18DUWO | LMHB18DSI |  | 16000 | 19000 | 20.5 | 12.5 | 10.5 | 2.16 | 63 | 67 | 208130809
LBG Products | LBHB24DUWO | LMHB24DSI |  | 24000 | 25000 | 21.5 | 12.5 | 9.7 | 2.2 | 76 | 74 | 208130810
LBG Products | LBHB18DVWO | LBHB18DUWI |  | 18000 | 18000 | 22 | 13 | 10.6 | 1.89 | 62 | 96 | 208130829
LBG Products | LBHB18DVWO | LMHB18DZDI |  | 17000 | 18000 | 20.5 | 12.5 | 9.8 | 1.86 | 67 | 93 | 208130844
DUCTLESSAIRE | DA0921-H2-O* | DA0921-H2-I* |  | 9000 | 10000 | 24 | 14 | 11.4 | 2.18 | 83 | 78 | 208136306
BLUERIDGE | BMY6HH27C | BMY6HH27WM |  | 6000 | 7000 | 26.5 | 15.8 | 13.6 | 2.1 | 121 | 107 | 207826692
MIDEA | MOD33-24HFN1-MT0W | MSEPD-24HRFN1-MU0W |  | 24000 | 25000 | 22 | 14 | 10 | 1.8 | 65 | 62 | 207826696
AC PRO.COM | AOX230-09HFN1-MT0W | ASABA-09HRFN1-MU5W |  | 9000 | 10000 | 21.7 | 12.6 | 9.1 | 1.96 | 69 | 64 | 207827139
AC PRO.COM | AOX230-12HFN1-MV5W | ASEPB-12HRFN1-MW5W(GA) |  | 12000 | 12000 | 24.6 | 13.7 | 10.7 | 2.39 | 75 | 67 | 207827146
AC PRO.COM | AOX330-09HFN1-MY5W | ACCA3U-09HRFN1-M |  | 9000 | 9800 | 20.5 | 13 | 10.3 | 1.8 | 92 | 102 | 207827151
AC PRO.COM | AOX330-12HFN1-MW5W | ACCA3U-12HRFN1-M |  | 12000 | 12000 | 22.3 | 12.7 | 10.2 | 1.89 | 83 | 94 | 207827152
AC PRO.COM | AOX430-17HFN1-MT0W | ACCA3U-18HRFN1-M |  | 16000 | 19000 | 20.5 | 12.5 | 10.5 | 2.16 | 63 | 67 | 207827153
Breeze33 | BZ33-HYP09OUT2-G2-P | BZ33-HYP09WALL2-G2-P |  | 9000 | 12000 | 28.1 | 16.2 | 11.5 | 2 | 79 | 88 | 207862070
Breeze33 | BZ33-HYP24OUT2-G2-P | BZ33-HYP24WALL2-G2-P |  | 24000 | 29000 | 21.5 | 13 | 11.4 | 2.21 | 73 | 86 | 207862073
Breeze33 | BZ33-HYP18OUT2-G2-P | BZ33-IFMU18-P |  | 17000 | 18000 | 20.5 | 12.5 | 9.8 | 1.86 | 67 | 93 | 207862083
AURORA | AU-CX09HR-2A-O | AU-BS09HR-2A-I |  | 9000 | 12000 | 26.4 | 15.8 | 11.6 | 1.85 | 78 | 92 | 208101256
LENNOX | MHB009S4S-1L | MWHB009S4-1L |  | 9000 | 10000 | 21.5 | 12.5 | 9.1 | 2.16 | 63 | 70 | 208106641
LENNOX | MHB009S4S-1P | MWHB009S4-1P |  | 9000 | 10000 | 21.7 | 12.6 | 9.4 | 2 | 60 | 70 | 208106643
MDV | MOX230-12HFN1-MV5W | MCA3U-12HRFN1-M(C) |  | 12000 | 12000 | 22.7 | 14 | 10 | 2.27 | 74 | 67 | 206330119
MDV | MOD33-24HFN1-MT0W | MUEU-24HRFN1-M(C) |  | 24000 | 24000 | 21.2 | 12.5 | 10.3 | 2.2 | 67 | 76 | 206330120
MDV | MOX430-17HFN1-MT0W | MCA3U-18HRFN1-M(C) |  | 16000 | 17000 | 20 | 12.5 | 9.5 | 1.75 | 92 | 94 | 206330131
KERR | A-KMH12SU-1 | B-KMH12FU-1 |  | 12000 | 12000 | 19.4 | 12.5 | 9.4 |  | 80 |  | 206347319
KERR | A-KMH18SU-1A | B-KMH18CU-1 |  | 16000 | 17000 | 20 | 12.5 | 9.5 | 1.75 | 92 | 94 | 206347317
CARRIER | 38MARBQ12AA3 | 40MAHBQ12XA3 |  | 12000 | 12000 | 25.5 | 14 | 10.4 | 1.8 | 83 | 100 | 206348136
Convectair | 8120-O | 8120-I |  | 12000 | 12000 | 23.6 | 13.5 | 9.5 | 1.8 | 63 | 83 | 206422437
MOOVAIR | DM18HOS25230E3A | DM18HICU230X5 |  | 16000 | 17000 | 20 | 12.5 | 9.5 | 1.75 | 92 | 94 | 206401441
Weathermaker | 38MARBQ18AA3 | DHMSHAQ18XA3 |  | 17000 | 18000 | 19.4 | 12.5 | 10 |  | 61 |  | 206400668
PAYNE | 38MARBQ18AA3 | DHMSHAQ18XA3 |  | 17000 | 18000 | 19.4 | 12.5 | 10 |  | 61 |  | 206400656
COMFORT-AIRE | A-VMH06SV-1 | B-VMH06SV-1 |  | 6000 | 7000 | 26.5 | 15.8 | 13.6 | 2.1 | 121 | 107 | 207657385
KANIONco | KWSM-24IR410AHS23MV | KWSM-24IR410AHS22MV |  | 24000 | 26000 | 21 | 12.5 | 9 | 1.92 | 69 | 64 | 207645899
SENVILLE | SENA/18HF/OQ | SENA/18HF/ICZ |  | 16000 | 17000 | 20 | 12.5 | 9.5 | 1.75 | 92 | 94 | 207641343
LBG Products | LBHB18DYWO | LBHB18DYWI |  | 24000 | 29000 | 21.5 | 13 | 11.4 | 2.21 | 73 | 86 | 207629155
LBG Products | LBHB12DYWO | LBHB12DYWI |  | 12000 | 12000 | 27.5 | 14.3 | 14.5 | 1.86 | 95 | 113 | 207629154
SMART COMFORT | DLCPRBH09AAK | DLFPHBH09XAK |  | 9000 | 12000 | 27 | 16 | 17.5 | 1.85 | 87 | 114 | 207614975
KENMORE | DLCPRBH09AAK | DLFPHBH09XAK |  | 9000 | 12000 | 27 | 16 | 17.5 | 1.85 | 87 | 114 | 207614969
KERR | A-KMH12SV-1 | B-KMH12CU-1 |  | 12000 | 12000 | 22.3 | 12.7 | 10.2 | 1.89 | 83 | 94 | 210568256
COMFORT-AIRE | A-VMH18SV-1 | B-VMH18CU-1 |  | 16000 | 17000 | 20 | 12.5 | 9.5 | 1.75 | 92 | 94 | 210568238
Durastar | DRA1H12S1A | DRAC12F1A |  | 12000 | 12000 | 22.3 | 12.7 | 10.2 | 1.89 | 83 | 94 | 210568112
Durastar | DRA1U12S1B | DRAL12F1A |  | 12000 | 12500 | 22 | 12.6 | 9.8 | 2.21 | 62 | 62 | 210568107
Durastar | DRA1H12S1A | DRAL12F1A |  | 12000 | 12500 | 23 | 13 | 10 | 1.8 | 76 | 88 | 210568104
DIYCOOL | ACIQ-12ZPL-HP230B | ACIQ-12FM-HH-MC |  | 12000 | 12000 | 24.2 | 13.3 | 10.7 | 1.99 | 85 | 99 | 210857351
DIYCOOL | ACIQ-12ZPL-HP230B | ACIQ-12W-HH-MC |  | 12000 | 12000 | 25.5 | 14 | 10.4 | 1.8 | 83 | 100 | 210857336
ACIQ | ACIQ-12ZPL-HP230B | SCC-1218-HH-M |  | 12000 | 12500 | 23 | 13 | 10 | 1.8 | 76 | 88 | 210857329
ACIQ | ACIQ-09ZPL-HP230B | SCC-0609-HH-M |  | 9000 | 10900 | 24 | 13 | 12.4 | 1.8 | 90 | 96 | 210857328
ACIQ | ACIQ-24ZPL-HP230B | ACIQ-24W-HH-MC |  | 24000 | 29000 | 21.5 | 13 | 11.4 | 2.21 | 73 | 86 | 210857318
ACIQ | ACIQ-18ZPL-HP230B | ACIQ-18W-HH-MC |  | 18000 | 18000 | 21.5 | 12.5 | 11.3 | 1.8 | 83 | 100 | 210857317
1HVAC | ACIQ-18ZPL-HP230B | SCC-1218-HH-M |  | 16700 | 20000 | 19.8 | 12.5 | 11.2 | 1.93 | 73 | 84 | 210857310
1HVAC | ACIQ-09ZPL-HP230B | SCC-0609-HH-M |  | 9000 | 10900 | 24 | 13 | 12.4 | 1.8 | 90 | 96 | 210857308
1HVAC | ACIQ-06ZPL-HP230B | SCC-0609-HH-M |  | 6500 | 7100 | 22 | 14.5 | 10.8 | 2 | 80 | 113 | 210857307
1HVAC | ACIQ-12ZPL-HP230B | ACIQ-12W-HH-MC |  | 12000 | 12000 | 25.5 | 14 | 10.4 | 1.8 | 83 | 100 | 210857296
MDV | MOX430-17HFN1-MT0W | MCBU-18HRFN1-MW-CA |  | 16700 | 20000 | 19.8 | 12.5 | 11.2 | 1.93 | 73 | 84 | 210857292
DIAMONDAIR | D2024SHO2 | DF2024HMSI2 |  | 23000 | 26000 | 22.3 | 12.5 | 10.3 | 1.8 | 73 | 88 | 210857268
DIAMONDAIR | D2012SHO2 | DF2012HMSI2 |  | 12000 | 12000 | 23.1 | 13 | 10.5 | 1.88 | 86 | 92 | 210857266
DIAMONDAIR | D2009SHO2 | DF2009HMSI2 |  | 9000 | 12000 | 26.4 | 15.8 | 11.6 | 1.85 | 78 | 92 | 210857265
Cooper&Hunter | CH-HPR18-230VO | CH-18DKT230VI |  | 17000 | 18000 | 19.4 | 12.5 | 10 |  | 61 |  | 210857260
Cooper&Hunter | CH-HPR12-230VO | CH-12DKT230VI |  | 12000 | 12000 | 23.6 | 13.5 | 9.5 | 1.8 | 63 | 83 | 210857259
Cooper&Hunter | CH-HYP12SPH230VO | CH-12MSPHMC-230VI |  | 12000 | 12000 | 19.4 | 12.5 | 9.4 |  | 80 |  | 210857247
Cooper&Hunter | CH-HPR18-230VO | CH-B18MOLVWM-230VI |  | 18000 | 18000 | 22 | 13 | 10.6 | 1.89 | 62 | 96 | 210799693
Cooper&Hunter | CH-ES18-230VO | CH-B18MOLVWM-230VI |  | 18000 | 18000 | 24 | 13.5 | 10.5 | 2.44 | 78 | 71 | 210799689
Cooper&Hunter | CH-ES09-230VO | CH-B09MOLVWM-230VI |  | 9000 | 10000 | 24 | 14.7 | 11.6 | 2.25 | 81 | 75 | 210799687
Cooper&Hunter | CH-ES12-115VO | CH-B12OLVWM-115VI |  | 12000 | 12000 | 22.7 | 12.5 | 10.4 | 2.06 | 74 | 56 | 210799685
Cooper&Hunter | CH-ES24-230VO | CH-24MASTWM-230VI |  | 24000 | 25000 | 22 | 14 | 10 | 1.8 | 65 | 62 | 210799671
Cooper&Hunter | CH-ES09-115VO | CH-09OLVWM-115VI |  | 9000 | 10000 | 23 | 13.8 | 9.8 | 2.06 | 59 | 67 | 210799640
Cooper&Hunter | CH-ES12-230VO | CH-12MSPHMC-230VI |  | 12000 | 12000 | 22.7 | 13 | 10.2 | 2.26 | 75 | 70 | 210799584
Cooper&Hunter | CH-ES12-230VO | CH-12MSPHCT-230VI |  | 12000 | 12000 | 22.7 | 14 | 10 | 2.27 | 74 | 67 | 210799582
Cooper&Hunter | CH-ES09-230VO | CH-09MSPHCT-230VI |  | 9000 | 10000 | 20 | 13 | 10 | 1.9 | 75 | 74 | 210799580
Cooper&Hunter | CH-ES12-115VO | CH-12OLVWM-115VI |  | 12000 | 12000 | 22.7 | 12.5 | 10.4 | 2.06 | 74 | 56 | 210799578
Cooper&Hunter | CH-ES12-230VO | CH-12MOLVWM-230VI |  | 12000 | 12000 | 23.1 | 13 | 10.8 | 2.41 | 83 | 70 | 210799560
Cooper&Hunter | CH-ES09-230VO | CH-09MOLVWM-230VI |  | 9000 | 10000 | 24 | 14.7 | 11.6 | 2.25 | 81 | 75 | 210799559
Cooper&Hunter | CH-HPR24-230VO | CH-B24MOLVWM-230VI |  | 23000 | 26000 | 22.3 | 12.5 | 10.3 | 1.8 | 73 | 88 | 210799694
Cooper&Hunter | CH-HPR12-230VO | CH-B12MOLVWM-230VI |  | 12000 | 12000 | 23.1 | 13 | 10.5 | 1.88 | 86 | 92 | 210799692
Cooper&Hunter | CH-ES12-230VO | CH-12MASTWM-230VI |  | 12000 | 12000 | 24.6 | 13.7 | 10.7 | 2.39 | 75 | 67 | 210799673
Cooper&Hunter | CH-ES09-230VO | CH-09MASTWM-230VI |  | 9000 | 10000 | 25.5 | 15 | 12.3 | 2.17 | 85 | 75 | 210799670
Cooper&Hunter | CH-HPR12-230VO | CH-12MSPHCT-230VI |  | 12000 | 12000 | 22.3 | 12.7 | 10.2 | 1.89 | 83 | 94 | 210799593
Cooper&Hunter | CH-ES18-230VO | CH-18MSPHFC-230VI |  | 18000 | 20000 | 23 | 12.5 | 10 | 2.08 | 64 | 65 | 210799587
Cooper&Hunter | CH-ES18-230VO | CH-18MSPHCT-230VI |  | 16000 | 19000 | 20.5 | 12.5 | 10.5 | 2.16 | 63 | 67 | 210799585
Cooper&Hunter | CH-NY09MIA-230VO | CH-NY09MIA-230VI |  | 9000 | 10000 | 21.7 | 12.6 | 9.1 | 1.96 | 69 | 64 | 210799572
Cooper&Hunter | CH-NY09MIA-115VO | CH-NY09MIA-115VI |  | 9000 | 10000 | 21.5 | 12.5 | 9 | 1.89 | 68 | 60 | 210799570
Cooper&Hunter | CH-HPR06F9-230VO | CH-06MOLVWM-230VI |  | 6000 | 7000 | 23.5 | 15 | 12 | 1.84 | 107 | 101 | 210799565
Cooper&Hunter | CH-ES18-230VO | CH-18MOLVWM-230VI |  | 18000 | 18000 | 24 | 13.5 | 10.5 | 2.44 | 78 | 71 | 210799561
Cooper&Hunter | CH-HPR24-230VO | CH-24MASTWM-230VI |  | 24000 | 29000 | 21.5 | 13 | 11.4 | 2.21 | 73 | 86 | 210799551
Cooper&Hunter | CH-HPR18-230VO | CH-18MASTWM-230VI |  | 18000 | 18000 | 21.5 | 12.5 | 11.3 | 1.8 | 83 | 100 | 210799550
Cooper&Hunter | CH-09SPH-230VO | CH-09MSPHWM-230VI |  | 9000 | 9800 | 21.2 | 14 | 9.9 |  | 65 |  | 210799533
Cooper&Hunter | CH-HYP12SPH230VO | CH-D12MSPHWM-230VI |  | 12000 | 12000 | 19.9 | 13 | 9.1 |  | 65 |  | 210799509
Cooper&Hunter | CH-24SPH-230VO | CH-24DKT230VI |  | 24000 | 25000 | 19.8 | 13.7 | 9.3 |  | 61 |  | 210799485
CONCORD | 4DHP2S12S-1L | DWM212S4-*L |  | 12000 | 12000 | 23.5 | 12.8 | 10 | 2.16 | 70 | 57 | 211034545
Armstrong Air | 4DHP2S12S-1P | D22C112S4-*P |  | 11800 | 12000 | 22.7 | 13.9 | 9.9 | 2.27 | 74 | 67 | 211034534
Armstrong Air | 4DHP2S24S-1P | DWM224S4-*P |  | 24000 | 25000 | 22 | 14 | 9.9 | 1.8 | 65 | 62 | 211034523
Armstrong Air | 4DHP2S18S-1P | DWM218S4-*P |  | 18000 | 19000 | 23.5 | 12.4 | 10.7 | 2.02 | 78 | 59 | 211034522
Allied | 4DHV2S09S-1P | DWH209S4-*P |  | 9000 | 10000 | 21.7 | 12.6 | 9.4 | 2 | 60 | 70 | 211034515
Allied | 4DHV2S09S-1L | DWH209S4-*L |  | 9000 | 10000 | 21.5 | 12.5 | 9.1 | 2.16 | 63 | 70 | 211034513
Allied | 4DHP2S18S-1P | D22C118S4-*P |  | 16000 | 19000 | 20.5 | 12.5 | 10.4 | 2.16 | 63 | 67 | 211034509
Allied | 4DHP2S12S-1P | DWM212S4-*P |  | 12000 | 12000 | 24.6 | 13.7 | 10.7 | 2.39 | 75 | 67 | 211034495
Weathermaker | 38MAQB18R--3 | 40MBFQ18---3 |  | 17000 | 18000 | 19.9 | 12.5 | 9.9 |  | 74 |  | 205772840
Weathermaker | 38MAQB12R--3 | 40MBFQ12---3 |  | 12000 | 12000 | 19.4 | 12.5 | 9.4 |  | 80 |  | 205772839
Weathermaker | 38MAQB09R--3 | DHMSHAQ09XA3 |  | 9000 | 10900 | 23.1 | 14.5 | 9.9 |  | 63 |  | 205772828
BEXTAIR | YS25A-12HRN1 | YS25A-12HRN1 |  | 12000 | 12000 | 19.9 | 13 | 9.1 |  | 65 |  | 206348271
BRYANT | 38MARBQ12AA3 | 619AHBQ12XA3 |  | 12000 | 12000 | 25.5 | 14 | 10.4 | 1.8 | 83 | 100 | 206348143
CARRIER | 38MARBQ24AA3 | 40MAHBQ24XA3 |  | 24000 | 29000 | 21.5 | 13 | 11.4 | 2.21 | 73 | 86 | 206348138
CARRIER | 38MARBQ09AA3 | 40MAHBQ09XA3 |  | 9000 | 12000 | 28.1 | 16.2 | 11.5 | 2 | 79 | 88 | 206348135
KERR | A-KMH18SU-1A | B-KMH18UU-1 |  | 17000 | 18000 | 20.5 | 12.5 | 9.8 | 1.86 | 67 | 93 | 206347322
MDV | MOX430-17HFN1-MT0W | MUEU-18HRFN1-M(C) |  | 17000 | 18000 | 20.5 | 12.5 | 9.8 | 1.86 | 67 | 93 | 206330130
MDV | MOX330-09HFN1-MY5W | MCA3U-09HRFN1-M(C) |  | 9000 | 9800 | 20.5 | 13 | 10.3 | 1.8 | 92 | 102 | 206330122
MDV | MOX230-09HFN1-MW5W | MCA3U-09HRFN1-M(C) |  | 9000 | 10000 | 20 | 13 | 10 | 1.9 | 75 | 74 | 206330118
Star Air Kontrol | SAK-09-21MS/220 | SAK-09-21MS/220 |  | 9000 | 9800 | 21.2 | 14 | 9.9 |  | 65 |  | 206315389
MOOVAIR | DM18HOS23230E2 | DM18HICU230X5 |  | 18000 | 18000 | 20 | 12.5 | 9.1 |  | 67 |  | 204005746
ACC | MSH243E23MCAA | MSH243E23AXAA |  | 24000 | 24000 | 20 | 13 | 9.5 |  | 64 |  | 203991105
ACC | MSH093E23MCAA | MSH093E23AXAA |  | 9000 | 10900 | 23.1 | 14.5 | 9.9 |  | 63 |  | 203991102
GOODMAN | MSH183E23MCAA | MSH183E23AXAA |  | 17000 | 18000 | 19.4 | 12.5 | 10 |  | 61 |  | 203991092
GOODMAN | MSH093E23MCAA | MSH093E23AXAA |  | 9000 | 11500 | 25 | 15.6 | 11 |  | 62 |  | 203991090
AIRQUEST | DLCPRAH18AAK | DLFPHAH18XAK |  | 18000 | 18000 | 26.2 | 14.5 | 12 | 1.95 | 68 | 91 | 203966570
Allied | 4DHP1S09S-1P | DWM109S4-1P |  | 9000 | 9800 | 21.8 | 14.9 | 9.3 | 1.83 | 59 | 74 | 203966542
COMFORT-AIRE | A-VMH18SU-1A | B-VMH18UU-1 |  | 17000 | 18000 | 19.9 | 12.5 | 9.9 |  | 74 |  | 205123801
COMFORT-AIRE | A-VMH09SU-1 | B-VMH09CU-1 |  | 9000 | 10000 | 20 | 13 | 9.4 |  | 67 |  | 205123796
MIDEA | MOB30-12HFN1-MV0W | CS11M-12HRFN1-MV0W |  | 12000 | 12000 | 19.9 | 13 | 9.1 |  | 65 |  | 205092316
KOOLKING | MOCA30-18HFN1-MT0W | MUEU-18HRFN1-M(C) |  | 17000 | 18000 | 19.9 | 12.5 | 9.9 |  | 74 |  | 205092280
KOOLKING | MOB30-09HFN1-MX0W | CS11M-09HRFN1-MX0W(A) |  | 9000 | 10900 | 23.1 | 14.5 | 9.9 |  | 63 |  | 205092274
YONAN | YS25M-24HRDN1 | YS25M-24HRDN1 |  | 24000 | 24000 | 20 | 13 | 9.5 |  | 64 |  | 202897110
Cooper&Hunter | CH-HPR09-230VO | CH-09MCT1W-230VI |  | 9000 | 10900 | 24 | 13 | 12.4 | 1.8 | 90 | 96 | 210857421
Cooper&Hunter | CH-HPR18-230VO | CH-18MCT1W-230VI |  | 16700 | 20000 | 19.8 | 12.5 | 11.2 | 1.93 | 73 | 84 | 210857423
ARCOAIRE | DLCSRBH09AAK | DLFSOAH09XAK |  | 9000 | 10900 | 24 | 13 | 12.4 | 1.8 | 90 | 96 | 210857425
COMFORTMAKER | DLCSRBH18AAK | DLFSOAH18XAK |  | 16700 | 20000 | 19.8 | 12.5 | 11.2 | 1.93 | 73 | 84 | 210857431
DAY & NIGHT | DLCSRBH09AAK | DLFSOAH09XAK |  | 9000 | 10900 | 24 | 13 | 12.4 | 1.8 | 90 | 96 | 210857433
DAY & NIGHT | DLCSRBH12AAK | DLFSOAH18XAK |  | 12000 | 12500 | 23 | 13 | 10 | 1.8 | 76 | 88 | 210857436
KEEPRITE | DLCSRBH09AAK | DLFSOAH09XAK |  | 9000 | 10900 | 24 | 13 | 12.4 | 1.8 | 90 | 96 | 210857441
MIDEA | DLCSRBH09AAK | DLFSOAH09XAK |  | 9000 | 10900 | 24 | 13 | 12.4 | 1.8 | 90 | 96 | 210857449
MIDEA | DLCSRBH18AAK | DLFSOAH18XAK |  | 16700 | 20000 | 19.8 | 12.5 | 11.2 | 1.93 | 73 | 84 | 210857451
TEMPSTAR | DLCSRBH12AAK | DLFSOAH18XAK |  | 12000 | 12500 | 23 | 13 | 10 | 1.8 | 76 | 88 | 210857456
SMART COMFORT | DLCSRBH18AAK | DLFSOAH18XAK |  | 16700 | 20000 | 19.8 | 12.5 | 11.2 | 1.93 | 73 | 84 | 210857459
SMART COMFORT | DLCSRBH12AAK | DLFSOAH18XAK |  | 12000 | 12500 | 23 | 13 | 10 | 1.8 | 76 | 88 | 210857460
SUPREME | YS25E-12HRDN1 | YS25E-12HRDN1 |  | 12000 | 12000 | 24.6 | 13.7 | 10.7 | 2.39 | 75 | 67 | 207742403
ELIOS | DEA09HOS25230E8 | DEA09HIW25230E8 |  | 9000 | 10000 | 25.5 | 15 | 12.3 | 2.17 | 85 | 75 | 207742424
ELIOS | DEA24HOS25230E8 | DEA24HIW25230E8 |  | 24000 | 25000 | 22 | 14 | 10 | 1.8 | 65 | 62 | 207742427
ELIOS | DEA09HOS25230E8 | DUA09HICU230X5 |  | 9000 | 10000 | 20 | 13 | 10 | 1.9 | 75 | 74 | 207742433
ELIOS | DEA24HOS25230E8 | DUA24HICU230X5 |  | 24000 | 25000 | 21.5 | 12.5 | 9.7 | 2.2 | 76 | 74 | 207742436
KERR | A-KMH09SV-1 | B-KMH09SV-1 |  | 9000 | 12000 | 28.1 | 16.2 | 11.5 | 2 | 79 | 88 | 207657394
SENVILLE | SENA/12HF/OQ | SENA/12HF/IQ |  | 12000 | 12000 | 25.5 | 14 | 10.4 | 1.8 | 83 | 100 | 207657628
SENVILLE | SENA/24HF/OQ | SENA/24HF/IQ |  | 24000 | 29000 | 21.5 | 13 | 11.4 | 2.21 | 73 | 86 | 207657630
MDV | MOX230-12HFN1-MV5W-L | MSEPB-12HRFN1-MW5W(GA) |  | 12000 | 12000 | 24.6 | 13.7 | 10.7 | 2.39 | 75 | 67 | 207658589
MDV | MOX230-12HFN1-MV5W-L | MFAU-12HRFN1-M(C) |  | 12000 | 12000 | 22.7 | 13 | 10.2 | 2.26 | 75 | 70 | 207658597
MDV | MOD33-24HFN1-MT0W-L | MUEU-24HRFN1-M(C) |  | 24000 | 24000 | 21.2 | 12.5 | 10.2 | 2.2 | 67 | 76 | 207658599
MDV | MOX230-12HFN1-MV5W-L | MCA3U-12HRFN1-M(C) |  | 11800 | 12000 | 22.7 | 13.9 | 9.9 | 2.27 | 74 | 67 | 207658601
MDV | MOX330-12HFN1-MW5W-L | MFAU-12HRFN1-M(C) |  | 12000 | 12000 | 23.6 | 13 | 10 | 1.89 | 80 | 100 | 207658611
COMFORTSTAR | CGS09CA(O) | CGS09CA(I) |  | 9000 | 10000 | 21.5 | 12.5 | 9.1 | 2.16 | 63 | 70 | 207658914
COMFORTSTAR | CZP09CD(O) | CHF09CD(I) |  | 9000 | 10000 | 25.5 | 15 | 12.3 | 2.17 | 85 | 75 | 207658922
COMFORTSTAR | CHF09CD(O) | CHF09CD(I) |  | 9000 | 12000 | 28.1 | 16.2 | 11.5 | 2 | 79 | 88 | 207658926
COMFORTSTAR | CZP18CD(O) | TPA-18C |  | 16000 | 19000 | 20.5 | 12.5 | 10.5 | 2.16 | 63 | 67 | 207658945
COMFORTSTAR | CHF12CD(O) | TPA-12 |  | 12000 | 12000 | 22.3 | 12.7 | 10.2 | 1.89 | 83 | 94 | 207658950
COMFORTSTAR | CZP24CD(O) | FPA-24 |  | 24000 | 24000 | 21.2 | 12.5 | 10.3 | 2.2 | 67 | 76 | 207658956
YONAN | YSA19-09HRN1B | YSA19-09HRN1B |  | 9000 | 10000 | 21.5 | 12.5 | 9 | 1.89 | 68 | 60 | 207671396
YONAN | YSA19-09HRN1 | YSA19-09HRN1 |  | 9000 | 10000 | 21.7 | 12.6 | 9.1 | 1.96 | 69 | 64 | 207671398
YONAN | YSA21-12HRN1B | YSA21-12HRN1B |  | 12000 | 12000 | 22.7 | 12.5 | 10 | 2 | 70 | 54 | 207671403
YONAN | YSA21-09HRN1 | YSA21-09HRN1 |  | 9000 | 10000 | 24 | 14 | 11.4 | 2.18 | 83 | 78 | 207671404
YONAN | YSA21-18HRN1 | YSA21-18HRN1 |  | 18000 | 18000 | 23.7 | 13.5 | 10.3 | 2.39 | 78 | 69 | 207671406
YONAN | YSA25-24HRN1 | YSA25-24HRN1 |  | 24000 | 25000 | 22 | 14 | 10 | 1.8 | 65 | 62 | 207671411
CanAir | C28SCH24H21 | C28SEH24H21 |  | 24000 | 29000 | 21.5 | 13 | 11.4 | 2.21 | 73 | 86 | 207683259
AIRQUEST | DLCSRBH06AAK | DLFSOAH09XAK |  | 6500 | 7100 | 22 | 14.5 | 10.8 | 2 | 80 | 113 | 210857462
BRYANT | 38MARBQ06AA3 | 40MCCAQ09XA3 |  | 6500 | 7100 | 22 | 14.5 | 10.8 | 2 | 80 | 113 | 210857467
PAYNE | 38MARBQ06AA3 | 40MCCAQ09XA3 |  | 6500 | 7100 | 22 | 14.5 | 10.8 | 2 | 80 | 113 | 210857469
SLIMAIR | SHC18VE2AG | SHLZ18VC2AG |  | 16000 | 19000 | 20.5 | 12.5 | 10.5 | 2.16 | 63 | 67 | 210857477
AC PRO.COM | AOX230-12HFN1-MV5W | ACBU-12HRFN1-MV0W |  | 12000 | 12500 | 22 | 12.6 | 9.8 | 2.21 | 62 | 62 | 211001949
LENNOX | MPC009S4S-1P | MWMC009S4-*P |  | 9000 | 10000 | 25.5 | 15 | 11.9 | 2.17 | 85 | 75 | 211034416
LENNOX | MPC012S4S-1P | MFMA012S4-*P |  | 12000 | 12000 | 22.7 | 13 | 10.2 | 2.26 | 75 | 70 | 211034429
LENNOX | MPC024S4S-1P | MCFA024S4-*P |  | 24000 | 24000 | 21.2 | 12.5 | 10.2 | 2.2 | 67 | 76 | 211034431
LENNOX | MPC009S4S-1P | M22A009S4-*P |  | 8900 | 10000 | 20 | 13 | 10 | 1.9 | 75 | 74 | 211034434
LENNOX | MPC012S4S-1P | M22A012S4-*P |  | 11800 | 12000 | 22.7 | 13.9 | 9.9 | 2.27 | 74 | 67 | 211034435
LENNOX | MLB024S4S-1P | MWMC024S4-*P |  | 24000 | 29000 | 21.5 | 13 | 11.4 | 2.21 | 73 | 86 | 211034443
LENNOX | MLB012S4S-1P | M22A012S4-*P |  | 12000 | 12000 | 22.3 | 12.7 | 10.2 | 1.89 | 83 | 94 | 211034456
LENNOX | MHB009S4S-1L | MWHB009S4-*L |  | 9000 | 10000 | 21.5 | 12.5 | 9.1 | 2.16 | 63 | 70 | 211034461
AirEase | 4DHP2S24S-1P | D33C224S4-*P |  | 23600 | 26000 | 21.5 | 12.3 | 9.6 | 2.2 | 73 | 71 | 211034484
AirEase | 4DHV2S09S-1L | DWH209S4-*L |  | 9000 | 10000 | 21.5 | 12.5 | 9.1 | 2.16 | 63 | 70 | 211034487
AirEase | 4DHV2S09S-1P | DWH209S4-*P |  | 9000 | 10000 | 21.7 | 12.6 | 9.4 | 2 | 60 | 70 | 211034489
Allied | 4DHP2S12S-1L | DWM212S4-*L |  | 12000 | 12000 | 23.5 | 12.8 | 10 | 2.16 | 70 | 57 | 211034493
Allied | 4DHP2S12S-1P | D22C112S4-*P |  | 11800 | 12000 | 22.7 | 13.9 | 9.9 | 2.27 | 74 | 67 | 211034508
Allied | 4DHP2S24S-1P | D33C224S4-*P |  | 23600 | 26000 | 21.5 | 12.3 | 9.6 | 2.2 | 73 | 71 | 211034510
Armstrong Air | 4DHP2S24S-1P | D33C224S4-*P |  | 23600 | 26000 | 21.5 | 12.3 | 9.6 | 2.2 | 73 | 71 | 211034536
CONCORD | 4DHP2S12S-1P | DWM212S4-*P |  | 12000 | 12000 | 24.6 | 13.7 | 10.7 | 2.39 | 75 | 67 | 211034547
CONCORD | 4DHP2S12S-1P | D22C112S4-*P |  | 11800 | 12000 | 22.7 | 13.9 | 9.9 | 2.27 | 74 | 67 | 211034560
CONCORD | 4DHV2S09S-1P | DWH209S4-*P |  | 9000 | 10000 | 21.7 | 12.6 | 9.4 | 2 | 60 | 70 | 211034567
DUCANE | 4DHPS209S-1P | DWM209S4-*P |  | 9000 | 10000 | 25.5 | 15 | 11.9 | 2.17 | 85 | 75 | 211034572
DUCANE | 4DHP2S24S-1P | DWM224S4-*P |  | 24000 | 25000 | 22 | 14 | 9.9 | 1.8 | 65 | 62 | 211034575
Cooper&Hunter | CH-HPR06F9-230VO | CH-06MASTWM-230VI |  | 6000 | 7000 | 26.5 | 15.8 | 13.6 | 2.1 | 121 | 107 | 210799547
Cooper&Hunter | CH-NY09MIA-115VO | CH-09OLV-115VI |  | 9000 | 10000 | 21.5 | 12.5 | 9.1 | 2.16 | 63 | 70 | 210799554
PERFECTAIRE | 2PAMSH09-MZO | 2PAMSH09-MZW |  | 9000 | 9800 | 21.2 | 14 | 9.9 |  | 65 |  | 207192281
PERFECTAIRE | 1PAMSHH12-SZO-22.5 | 2PAMSCH12 |  | 12000 | 12000 | 19.5 | 12.5 | 9.3 |  | 73 |  | 207192285
MDV | MOX430-18HFN1-MT2Q1W | MSABE-18HRFN1-MT2Q1W |  | 18000 | 18000 | 22.7 | 12.6 | 9.8 | 2.05 | 77 | 65 | 207338221
MRCOOL | O-HH-18-HP-C-230A | O-18-HP-WMAH-230B |  | 18000 | 18000 | 21.5 | 12.5 | 11.3 | 1.8 | 83 | 100 | 207339163
BLUERIDGE | BMY24DIY21C | BMY24DIY21WM |  | 23000 | 25000 | 20.5 | 12.5 | 9.2 | 2.04 | 72 | 62 | 207339181
BLUERIDGE | BMY18HH22C | BMY18HH22WM |  | 18000 | 18000 | 21.5 | 12.5 | 11.3 | 1.8 | 83 | 100 | 207339185
MRCOOL | DIY-18-HP-C-230C | DIY-18-HP-WMAH-230C25 |  | 18000 | 18000 | 22.7 | 12.6 | 9.8 | 2.05 | 77 | 65 | 207339188
KARDA | 3KARDA18SZO | 3KARDA18UVW |  | 18000 | 18000 | 22 | 13 | 10.6 | 1.89 | 62 | 96 | 207430430
NOVAIR | LEA18SZ35SK-O | LEA18UUSK-I |  | 18000 | 18000 | 22 | 13 | 10.6 | 1.89 | 62 | 96 | 207526948
BLUERIDGE | BMY9HH28C | BM09MCC |  | 9000 | 9800 | 20.5 | 13 | 10.3 | 1.8 | 92 | 102 | 207571386
BLUERIDGE | BMY12HH26C | BM12M22CNS |  | 12000 | 12000 | 23.6 | 13 | 10 | 1.89 | 80 | 100 | 207571389
BLUERIDGE | BMY18HH22C | BM18MFCC |  | 17000 | 18000 | 20.5 | 12.5 | 9.8 | 1.86 | 67 | 93 | 207571392
MDV | MOX430-18HFN1-MU0W | MSABE-18HRFN1-MW5W |  | 18000 | 18000 | 23.7 | 13.5 | 10.3 | 2.39 | 78 | 69 | 207591137
MDV | MOX430-09HFN1-MZG5W | MSOP1B-09HRFN1-MZG5W |  | 9000 | 12000 | 28.5 | 16 | 18 | 1.85 | 87 | 114 | 207591141
MDV | MOX430-18HFN1-MU0W | MSAG11D-18HRFN1-MT8W |  | 18000 | 18000 | 24 | 13.5 | 10.5 | 2.44 | 78 | 71 | 207613861
SENVILLE | SENL/09CD220/OY | SENL/09CD220/IY |  | 9000 | 10000 | 21.7 | 12.6 | 9.1 | 1.96 | 69 | 64 | 207613965
MDV | MOX430-18HFN1-MU0W | MUEU-18HRFN1-M(C) |  | 18000 | 20000 | 23 | 12.5 | 10 | 2.08 | 64 | 65 | 207614046
MDV | MOX430-18HFN1-MU0W | MCA3U-18HRFN1-M(C) |  | 16000 | 19000 | 20.5 | 12.5 | 10.5 | 2.16 | 63 | 67 | 207614047
SLIMAIR | SHC09VE2 | SHM09VE-2A |  | 9000 | 9800 | 21.2 | 14 | 9.9 |  | 65 |  | 207614050
Weathermaker | 38MPRBQ12AA3 | DHMPHBQ12XA3 |  | 12000 | 12000 | 27 | 14 | 12 | 1.85 | 87 | 114 | 207614956
ARCOAIRE | DLCPRBH09AAK | DLFPHBH09XAK |  | 9000 | 12000 | 27 | 16 | 17.5 | 1.85 | 87 | 114 | 207614959
HEIL | DLCPRBH12AAK | DLFPHBH12XAK |  | 12000 | 12000 | 25.3 | 14 | 11.7 | 1.85 | 87 | 114 | 207614966
KEEPRITE | DLCPRBH09AAK | DLFPHBH09XAK |  | 9000 | 12000 | 27 | 16 | 17.5 | 1.85 | 87 | 114 | 207614967
YONAN | YSA21-09HRN1B | YSA21-09HRN1B |  | 9000 | 10000 | 24 | 14 | 9.6 | 2 | 60 | 65 | 207671402
YONAN | YSA25-09HRN1 | YSA25-09HRN1 |  | 9000 | 10000 | 25.5 | 15 | 12.3 | 2.17 | 85 | 75 | 207671408
NAPOLEON | NDHAS22-12-O | NDHAS22-12-I |  | 12000 | 12000 | 23.1 | 13 | 10.8 | 2.41 | 83 | 70 | 207683230
NAPOLEON | NDHAS26-09-O | NDHAS26-09-I |  | 9000 | 12000 | 28.1 | 16.2 | 11.5 | 2 | 79 | 88 | 207683233
NAPOLEON | NDHAS26-18-O | NDHAS26-18-I |  | 18000 | 18000 | 21.5 | 12.5 | 11.3 | 1.8 | 83 | 100 | 207683235
CanAir | C22SCH09H11 | C22SEH09H11 |  | 9000 | 10000 | 21.5 | 12.5 | 9 | 1.89 | 68 | 60 | 207683249
CanAir | C22SCH09H21 | C22SEH09H21 |  | 9000 | 10000 | 21.7 | 12.6 | 9.1 | 1.96 | 69 | 64 | 207683251
CanAir | C28SCH18H21 | C28SEH18H21 |  | 18000 | 18000 | 21.5 | 12.5 | 11.3 | 1.8 | 83 | 100 | 207683258
LENNOX | MPC012S4S-1P | MFMA012S4-1P |  | 12000 | 12000 | 22.7 | 13 | 10.2 | 2.26 | 75 | 70 | 207683509
LENNOX | MPC018S4S-1P | MCFB018S4-2P |  | 18000 | 20000 | 23 | 12.5 | 9.9 | 2.08 | 64 | 65 | 207683510
LENNOX | MPC009S4S-1P | M22A009S4-2P |  | 9000 | 10000 | 20 | 13 | 10 | 1.9 | 75 | 74 | 207683514
NOVAIR | LEA12SZ25SK-O | LEA12UUSK-I |  | 12000 | 12000 | 23.1 | 13 | 10.8 | 2.41 | 83 | 70 | 207526945
NOVAIR | LEA09SZ25SK-O | LEA09UUSK-I |  | 9000 | 10000 | 24 | 14.7 | 11.6 | 2.25 | 81 | 75 | 207526946
NOVAIR | LEA09SZ15SK-O | LEA0915SK-I |  | 9000 | 10000 | 21.5 | 12.5 | 9.1 | 2.16 | 63 | 70 | 207526949
NOVAIR | LEA12SZ35SK-O | LEA12UUSK-I |  | 12000 | 12000 | 23.1 | 13 | 10.5 | 1.88 | 86 | 92 | 207539337
KLIMAIRE | KSIH009-H225-O-2 | KSIH009-H225-IW-2 |  | 9000 | 12000 | 26.4 | 15.8 | 11.6 | 1.85 | 78 | 92 | 209862153
KLIMAIRE | KSIH009-H225-O-2 | KTIR09-H2 |  | 9000 | 9800 | 20.5 | 13 | 10.3 | 1.8 | 92 | 102 | 209862166
CTMorley | MOU-A12H-2 | MIU-A12CO-2 |  | 12000 | 12500 | 23 | 13 | 10 | 1.8 | 76 | 88 | 209864934
CTMorley | MOU-A18H-2 | MIU-A18CO-2 |  | 16700 | 20000 | 19.8 | 12.5 | 11.2 | 1.93 | 73 | 84 | 209864935
ZERO | ZMSB-09HVD110-US | ZMSB-09HVD110-US |  | 9000 | 10000 | 21.5 | 12.5 | 9.1 | 2.16 | 63 | 70 | 209867857
MRCOOL | O-HH-24-HP-C-230B | O-24-HP-WMAH-230B |  | 24000 | 29000 | 21.5 | 13 | 11.4 | 2.21 | 73 | 86 | 208552825
MIDEA | MOX230-12HFN1-MV5W | CCA3U-12HRFN1-M(C) |  | 12000 | 12000 | 22.7 | 14 | 10 | 2.27 | 74 | 67 | 208568355
SEA BREEZE | 9H421YOMI | 9H421YIMI |  | 9000 | 10000 | 21.5 | 12.5 | 9.1 | 2.16 | 63 | 70 | 208650692
SEA BREEZE | 9H421ZOMI | 9H421ZIMI |  | 9000 | 10000 | 21.7 | 12.6 | 9.4 | 2 | 60 | 70 | 208650694
SEA BREEZE+ | SZ9H424ZMO | WM9H424ZMI |  | 9000 | 10000 | 24 | 14.7 | 11.6 | 2.25 | 81 | 75 | 208674954
NAKS | NAKS-SPLIT AC-12K-ODU-115 | NAKS-SPLIT AC-12K-IDU-115 |  | 12000 | 12000 | 22.7 | 12.5 | 10.4 | 2.06 | 74 | 56 | 208674980
NAKS | NAKS-SPLIT AC-12K-ODU-208-230 | NAKS-SPLIT AC-12K-IDU-208-230 |  | 12000 | 12000 | 23.1 | 13 | 10.8 | 2.41 | 83 | 70 | 208674982
TRUST AIR CONDITIONERS | OAH18H/O4S4P | IUMW118H/I41P |  | 18000 | 18000 | 21.5 | 12.5 | 11.3 | 1.8 | 83 | 100 | 208816916
TRUST AIR CONDITIONERS | OUS09H/O4S4P | IUMC409H/I41P |  | 9000 | 10000 | 20 | 13 | 10 | 1.9 | 75 | 74 | 208816918
TRUST AIR CONDITIONERS | OUS24H/O4S4P | IUMC424H/I41P |  | 24000 | 25000 | 21.5 | 12.5 | 9.7 | 2.2 | 76 | 74 | 208816921
TRUST AIR CONDITIONERS | OAH12H/O4S4P | IUMC412H/I41P |  | 12000 | 12000 | 22.3 | 12.7 | 10.2 | 1.89 | 83 | 94 | 208816923
TRUST AIR CONDITIONERS | OUS12H/O4S4P | IUMCO12H/I41P |  | 12000 | 12000 | 22.7 | 13 | 10.2 | 2.26 | 75 | 70 | 208816934
TRUST AIR CONDITIONERS | OUS24H/O4S4P | IUMFC24H/I41P |  | 24000 | 24000 | 21.2 | 12.5 | 10.3 | 2.2 | 67 | 76 | 208816937
C&H | CH-HPR12-230VO | CH-D12MSPHWM-230VI |  | 12000 | 12000 | 23.6 | 13.5 | 9.5 | 1.8 | 63 | 83 | 208816949
ApooDr | AAG21-09H220V1B | AAG21-09H220V1A |  | 9000 | 10000 | 21.7 | 12.6 | 9.4 | 2 | 60 | 70 | 209157083
MDV | MOX330-12HFN1-MW5W | MFA2U-12HRFN1-MW5W |  | 12000 | 12000 | 24.2 | 13.3 | 10.7 | 1.99 | 85 | 99 | 209248924
MDV | MOX330-12HFN1-MW5W | MCBU-12HRFN1-MV0W |  | 12000 | 12500 | 23 | 13 | 10 | 1.8 | 76 | 88 | 209270211
KENMORE | DLCSRBH12AAK | DLFSHCH12XAK |  | 12000 | 12000 | 25.5 | 14 | 10.4 | 1.8 | 83 | 100 | 208447654
KENMORE | DLCSRBH09AAK | DLFSHCH09XAK |  | 9000 | 12000 | 28.1 | 16.2 | 11.5 | 2 | 79 | 88 | 208447657
KENMORE | DLCSRBH06AAK | DLFSHCH06XAK |  | 6000 | 7000 | 26.5 | 15.8 | 13.6 | 2.1 | 121 | 107 | 208447661
MIDEA | DLCSRBH24AAK | DLFSHCH24XAK |  | 24000 | 29000 | 21.5 | 13 | 11.4 | 2.21 | 73 | 86 | 208447663
MIDEA | DLCSRBH09AAK | DLFSHCH09XAK |  | 9000 | 12000 | 28.1 | 16.2 | 11.5 | 2 | 79 | 88 | 208447665
TEMPSTAR | DLCSRBH09AAK | DLFSHCH09XAK |  | 9000 | 12000 | 28.1 | 16.2 | 11.5 | 2 | 79 | 88 | 208447673
SMART COMFORT | DLCSRBH12AAK | DLFSHCH12XAK |  | 12000 | 12000 | 25.5 | 14 | 10.4 | 1.8 | 83 | 100 | 208447678
SMART COMFORT | DLCSRBH09AAK | DLFSHCH09XAK |  | 9000 | 12000 | 28.1 | 16.2 | 11.5 | 2 | 79 | 88 | 208447681
ARCOAIRE | DLCERBH09AAJ | DLFEHBH09XAJ |  | 9000 | 10000 | 21.5 | 12.5 | 9.1 | 2.16 | 63 | 70 | 208447695
COMFORTMAKER | DLCERBH09AAJ | DLFEHBH09XAJ |  | 9000 | 10000 | 21.5 | 12.5 | 9.1 | 2.16 | 63 | 70 | 208447703
HEIL | DLCERBH09AAJ | DLFEHBH09XAJ |  | 9000 | 10000 | 21.5 | 12.5 | 9.1 | 2.16 | 63 | 70 | 208447719
KENMORE | DLCERBH09AAJ | DLFEHBH09XAJ |  | 9000 | 10000 | 21.5 | 12.5 | 9.1 | 2.16 | 63 | 70 | 208447735
Armstrong Air | 4DHV2S09S-1P | DWH209S4-1P |  | 9000 | 10000 | 21.7 | 12.6 | 9.4 | 2 | 60 | 70 | 208106742
CONCORD | 4DHV2S09S-1L | DWH209S4-1L |  | 9000 | 10000 | 21.5 | 12.5 | 9.1 | 2.16 | 63 | 70 | 208106751
AirEase | 4DHPS209S-1P | DWM206S4-1P |  | 6000 | 7000 | 26.5 | 15.8 | 13.6 | 2.1 | 121 | 107 | 208106766
Armstrong Air | 4DHPS209S-1P | DWM206S4-1P |  | 6000 | 7000 | 26.5 | 15.8 | 13.6 | 2.1 | 121 | 107 | 208106771
DUCANE | 4DHPS209S-1P | DWM206S4-1P |  | 6000 | 7000 | 26.5 | 15.8 | 13.6 | 2.1 | 121 | 107 | 208106781
YONAN | YOX-12HFN1 | YCA-12HRFN1 |  | 12000 | 12000 | 22.7 | 14 | 10 | 2.27 | 74 | 67 | 208106974
YONAN | YOX-18HFN1 | YCA-18HRFN1 |  | 16000 | 19000 | 20.5 | 12.5 | 10.5 | 2.16 | 63 | 67 | 208106976
YONAN | YOX-18HFN1 | YUE-18HRFN1 |  | 18000 | 20000 | 23 | 12.5 | 10 | 2.08 | 64 | 65 | 208106978
Airlux | ASZ18O/2022 | AMM18I/2022 |  | 18000 | 18000 | 23.7 | 13.5 | 10.3 | 2.39 | 78 | 69 | 208119663
MOOVAIR | DMA09HOS28230E8 | DM09HIW23230E3 |  | 9000 | 11500 | 25 | 15.6 | 11 |  | 62 |  | 208119824
MOOVAIR | DMA18HOS28230E8 | DM18HIW23230E3 |  | 17000 | 18000 | 19.4 | 12.5 | 10 |  | 61 |  | 208119826
ECO-AIR | MOX230-09HFN1-MT0W | MSAG11A-09HRFN1-MT0W |  | 9000 | 10000 | 21.7 | 12.6 | 9.4 | 2 | 60 | 70 | 208121845
ECO-AIR | MOD31-23HFN1-MT2Q1W | MSABE-23HRFN1-MT2Q1W |  | 23000 | 25000 | 20.5 | 12.5 | 9.2 | 2.04 | 72 | 62 | 208121857
ECO-AIR | MOX230-09HFN1-MW5W | MSEPB-09HRFN1-MY5W(GA) |  | 9000 | 10000 | 25.5 | 15 | 12.3 | 2.17 | 85 | 75 | 208121859
ECO-AIR | MOD30-24HFN1-MU0W | MSEPD-24HRFN1-MU0W |  | 24000 | 29000 | 21.5 | 13 | 11.4 | 2.21 | 73 | 86 | 208121867
C&H | CH-12DKT230VO | CH-12MSPHCT-230VI |  | 12000 | 12000 | 19.5 | 12.5 | 9.3 |  | 73 |  | 204098417
AirEase | 4DHP1S24S-1P | DWM124S4-1P |  | 24000 | 25000 | 19.8 | 13.7 | 9.3 |  | 61 |  | 204462428
AirEase | 4DHP1S18S-1P | D22C118S4-1P |  | 18000 | 18000 | 20 | 12.5 | 9.1 |  | 67 |  | 204462435
MDV | MOX330-09HFN1-MY5W | MSEPB-09HRFN1-MY5W(GA) |  | 9000 | 12000 | 28.1 | 16.2 | 11.5 | 2 | 79 | 88 | 205993845
MDV | MOX330-09HFN1-MY5W | CS11M-09HRFN1-MX0W(A) |  | 9000 | 11500 | 25 | 15.6 | 11 |  | 62 |  | 205993852
MDV | MOD30-24HFN1-MU0W | MSEPD-24HRFN1-MU0W |  | 24000 | 29000 | 21.5 | 13 | 11.4 | 2.21 | 73 | 86 | 205993855
AIRGREEN | AG-09IR410AHS22 | AG-09IR410AHS22 |  | 9000 | 9800 | 21.2 | 14 | 9.9 |  | 65 |  | 206314674
AC PRO.COM | AOD31-24HFN1-MT0W | AUEU-24HRFN1-M(C) |  | 24000 | 24000 | 20 | 12.5 | 9.4 |  | 63 |  | 205355567
C&H | CH-09SPH-230VO | CH-09MSPHWM-230VI |  | 9000 | 9800 | 21.2 | 14 | 9.9 |  | 65 |  | 205421171
Breeze33 | BZ33-HYP12HPOUT2-P | BZ33-CASS12-P |  | 12000 | 12000 | 19.5 | 12.5 | 9.3 |  | 73 |  | 205470426
KERR | A-KMH18SU-1A | B-KMH18SU-1A |  | 17000 | 18000 | 19.4 | 12.5 | 10 |  | 61 |  | 205747697
KARDA | 1PAMSHH09-SZO-25 | 1KARDA09UVW |  | 9000 | 10900 | 23.1 | 14.5 | 9.9 |  | 63 |  | 205756430
KARDA | 1PAMSHH24-SZO-20.5 | 2KARDA24UVW |  | 24000 | 24000 | 20 | 13 | 9.5 |  | 64 |  | 205756433
MRCOOL | O-ES-18-HP-C-230 | CASSETTE18HP-230 |  | 18000 | 18000 | 20 | 12.5 | 9.1 |  | 67 |  | 204469759
MRCOOL | O-HH-18-HP-C-230 | CASSETTE18HP-230 |  | 16000 | 12000 | 20 | 12.5 | 9.8 |  | 100 |  | 204469766
MRCOOL | DIY-18-HP-C-230B | DIY-18-HP-WMAH-230B |  | 18000 | 18000 | 19.8 | 12.5 | 9.6 |  | 63 |  | 204711123
MRCOOL | O-ES-09-HP-C-230 | O-09-HP-WMAH-230A |  | 9000 | 9800 | 21.8 | 14.9 | 9.3 | 1.83 | 59 | 74 | 204783911
MRCOOL | O-HH-12-HP-C-230 | O-12-HP-WMAH-230A |  | 12000 | 12000 | 19.9 | 13 | 9.1 |  | 65 |  | 204783916
YORK | YUJE24BYTMCMO-X | YFJE24BXTMCM-RX |  | 24000 | 24000 | 20 | 12.5 | 9.4 |  | 63 |  | 204835482
BRYANT | 38MARBQ12AA3 | 40MBCQ12---3 |  | 12000 | 12000 | 22.3 | 12.7 | 10.2 | 1.89 | 83 | 94 | 206350340
BRYANT | 38MARBQ18AA3 | 40MBCQ18---3 |  | 16000 | 17000 | 20 | 12.5 | 9.5 | 1.75 | 92 | 94 | 206350343
PAYNE | 38MARBQ12AA3 | 40MBCQ12---3 |  | 12000 | 12000 | 22.3 | 12.7 | 10.2 | 1.89 | 83 | 94 | 206350351
PAYNE | 38MARBQ18AA3 | 40MBFQ18---3 |  | 17000 | 18000 | 20.5 | 12.5 | 9.8 | 1.86 | 67 | 93 | 206350356
Weathermaker | 38MARBQ18AA3 | 40MBCQ18---3 |  | 16000 | 17000 | 20 | 12.5 | 9.5 | 1.75 | 92 | 94 | 206350365
MIDEA | 38MARBQ18AA3 | 40MBFQ18---3 |  | 17000 | 18000 | 20.5 | 12.5 | 9.8 | 1.86 | 67 | 93 | 206350378
COMFORTMAKER | DLCSRBH12AAK | DLFSFAH12XAK |  | 12000 | 12000 | 23.6 | 13 | 10 | 1.89 | 80 | 100 | 206350397
DAY & NIGHT | DLCSRBH18AAK | DLFSCAH18XAK |  | 16000 | 17000 | 20 | 12.5 | 9.5 | 1.75 | 92 | 94 | 206350409
HEIL | DLCSRBH12AAK | DLFSFAH12XAK |  | 12000 | 12000 | 23.6 | 13 | 10 | 1.89 | 80 | 100 | 206350419
KENMORE | DLCSRBH18AAK | DLFSCAH18XAK |  | 16000 | 17000 | 20 | 12.5 | 9.5 | 1.75 | 92 | 94 | 206350442
KENMORE | DLCSRBH18AAK | DLFSFAH18XAK |  | 17000 | 18000 | 20.5 | 12.5 | 9.8 | 1.86 | 67 | 93 | 206350444
MIDEA | DLCSRBH18AAK | DLFSCAH18XAK |  | 16000 | 17000 | 20 | 12.5 | 9.5 | 1.75 | 92 | 94 | 206350453
TEMPSTAR | DLCSRBH12AAK | DLFSFAH12XAK |  | 12000 | 12000 | 23.6 | 13 | 10 | 1.89 | 80 | 100 | 206350463
SMART COMFORT | DLCSRBH09AAK | DLFSCAH09XAK |  | 9000 | 9800 | 20.5 | 13 | 10.3 | 1.8 | 92 | 102 | 206350470
AIRQUEST | DLCSRBH12AAK | DLFSFAH12XAK |  | 12000 | 12000 | 23.6 | 13 | 10 | 1.89 | 80 | 100 | 206350485
AIRQUEST | DLCSRBH18AAK | DLFSCAH18XAK |  | 16000 | 17000 | 20 | 12.5 | 9.5 | 1.75 | 92 | 94 | 206350486
MDV | MOX330-12HFN1-MW5W | MSAG11B-12HRFN1-MV0W(GA) |  | 12000 | 12000 | 23.1 | 13 | 10.5 | 1.88 | 86 | 92 | 206361861
ARCOAIRE | DLCSRBH09AAK | DLFSHBH09XAK |  | 9000 | 12000 | 26.4 | 15.8 | 11.6 | 1.85 | 78 | 92 | 206361869
ARCOAIRE | DLCSRBH24AAK | DLFSHBH24XAK |  | 23000 | 26000 | 22.3 | 12.5 | 10.3 | 1.8 | 73 | 88 | 206361872
DAY & NIGHT | DLCSRBH12AAK | DLFSHBH12XAK |  | 12000 | 12000 | 23.1 | 13 | 10.5 | 1.88 | 86 | 92 | 206361880
HEIL | DLCSRBH09AAK | DLFSHBH09XAK |  | 9000 | 12000 | 26.4 | 15.8 | 11.6 | 1.85 | 78 | 92 | 206361884
KEEPRITE | DLCSRBH12AAK | DLFSHBH12XAK |  | 12000 | 12000 | 23.1 | 13 | 10.5 | 1.88 | 86 | 92 | 206361890
KENMORE | DLCSRBH18AAK | DLFSHBH18XAK |  | 18000 | 18000 | 22 | 13 | 10.6 | 1.89 | 62 | 96 | 206361896
MIDEA | DLCSRBH12AAJ | DLFSHBH12XAJ |  | 12000 | 12000 | 22.7 | 12.5 | 10.4 | 2.06 | 74 | 56 | 206361898
MIDEA | DLCSRBH09AAK | DLFSHBH09XAK |  | 9000 | 12000 | 26.4 | 15.8 | 11.6 | 1.85 | 78 | 92 | 206361899
MIDEA | DLCSRBH24AAK | DLFSHBH24XAK |  | 23000 | 26000 | 22.3 | 12.5 | 10.3 | 1.8 | 73 | 88 | 206361902
TEMPSTAR | DLCSRBH09AAK | DLFSHBH09XAK |  | 9000 | 12000 | 26.4 | 15.8 | 11.6 | 1.85 | 78 | 92 | 206361904
KARDA | 1KARDA24SZO20.5 | 1KARDA24UVW |  | 24000 | 24000 | 20 | 13 | 9.5 |  | 64 |  | 206061623
KADEN | KO-PSX12HP-2AAMA | KI-PSX12CT-2AAMA |  | 12000 | 12000 | 22.7 | 14 | 10 | 2.27 | 74 | 67 | 211793573
KADEN | KO-PSX12HP-2AAMA | KI-PSX12CW-2AAMA |  | 12000 | 12500 | 22 | 12.6 | 9.8 | 2.21 | 62 | 62 | 211793574
KADEN | KO-PSX18HP-2AAMA | KI-PSX18CT-2AAMA |  | 16000 | 19000 | 20.5 | 12.5 | 10.5 | 2.16 | 63 | 67 | 211793575
KADEN | KO-PSX18HP-2AAMA | KI-PSX18CW-2AAMA |  | 18000 | 19000 | 21.8 | 12.5 | 10.7 | 2.3 | 64 | 69 | 211793576
MIDEA | MASAG09-21HS1GB* | MASAG09-21HS1GA |  | 9000 | 10000 | 21.5 | 12.5 | 9.1 | 2.16 | 63 | 70 | 211871342
PolarWave | ACIQ-18Z-EZ230 | ACIQ-18W-EZ230 |  | 18000 | 18000 | 19.8 | 12.5 | 9.6 |  | 63 |  | 212316063
PolarWave | ACIQ-18ZPL-HP230B | ACIQ-18W-HH-MB |  | 18000 | 18000 | 21.5 | 12.5 | 11.3 | 1.8 | 83 | 100 | 212316073
PolarWave | ACIQ-12ZPL-HP230B | ACIQ-12CC-HH-MB |  | 12000 | 12000 | 22.3 | 12.7 | 10.2 | 1.89 | 83 | 94 | 212316076
ACIQ | ACIQ-12ZPL-HP230B | ACIQ-12FM-HH-MC |  | 12000 | 12000 | 24.2 | 13.3 | 10.7 | 1.99 | 85 | 99 | 210857331
DIYCOOL | ACIQ-18ZPL-HP230B | ACIQ-18W-HH-MC |  | 18000 | 18000 | 21.5 | 12.5 | 11.3 | 1.8 | 83 | 100 | 210857337
DIYCOOL | ACIQ-09ZPL-HP230B | SCC-0609-HH-M |  | 9000 | 10900 | 24 | 13 | 12.4 | 1.8 | 90 | 96 | 210857348
DIYCOOL | ACIQ-18ZPL-HP230B | SCC-1218-HH-M |  | 16700 | 20000 | 19.8 | 12.5 | 11.2 | 1.93 | 73 | 84 | 210857350
Cooper&Hunter | CH-HPR12-230VO | CH-12MCT1W-230VI |  | 12000 | 12500 | 23 | 13 | 10 | 1.8 | 76 | 88 | 210857422
ARCOAIRE | DLCSRBH06AAK | DLFSOAH09XAK |  | 6500 | 7100 | 22 | 14.5 | 10.8 | 2 | 80 | 113 | 210857426
COMFORTMAKER | DLCSRBH06AAK | DLFSOAH09XAK |  | 6500 | 7100 | 22 | 14.5 | 10.8 | 2 | 80 | 113 | 210857430
HEIL | DLCSRBH09AAK | DLFSOAH09XAK |  | 9000 | 10900 | 24 | 13 | 12.4 | 1.8 | 90 | 96 | 210857437
HEIL | DLCSRBH06AAK | DLFSOAH09XAK |  | 6500 | 7100 | 22 | 14.5 | 10.8 | 2 | 80 | 113 | 210857438
HEIL | DLCSRBH12AAK | DLFSOAH18XAK |  | 12000 | 12500 | 23 | 13 | 10 | 1.8 | 76 | 88 | 210857440
KEEPRITE | DLCSRBH12AAK | DLFSOAH18XAK |  | 12000 | 12500 | 23 | 13 | 10 | 1.8 | 76 | 88 | 210857444
KENMORE | DLCSRBH18AAK | DLFSOAH18XAK |  | 16700 | 20000 | 19.8 | 12.5 | 11.2 | 1.93 | 73 | 84 | 210857447
MIDEA | DLCSRBH12AAK | DLFSOAH18XAK |  | 12000 | 12500 | 23 | 13 | 10 | 1.8 | 76 | 88 | 210857452
SMART COMFORT | DLCSRBH06AAK | DLFSOAH09XAK |  | 6500 | 7100 | 22 | 14.5 | 10.8 | 2 | 80 | 113 | 210857458
CARRIER | 38MARBQ06AA3 | 40MCCAQ09XA3 |  | 6500 | 7100 | 22 | 14.5 | 10.8 | 2 | 80 | 113 | 210857465
CARRIER | 38MARBQ12AA3 | 40MCCAQ18XA3 |  | 12000 | 12500 | 23 | 13 | 10 | 1.8 | 76 | 88 | 210857466
Weathermaker | 38MARBQ06AA3 | 40MCCAQ09XA3 |  | 6500 | 7100 | 22 | 14.5 | 10.8 | 2 | 80 | 113 | 210857471
AC PRO.COM | AOX230-09HFN1-MW5W | ACBU-09HRFN1-MW0W |  | 9000 | 11000 | 22.5 | 13 | 11.5 | 2.34 | 73 | 70 | 211001948
LENNOX | MPC012S4S-1L | MWMC012S4-*L |  | 12000 | 12000 | 23.5 | 12.8 | 10 | 2.16 | 70 | 57 | 211034415
LENNOX | MPC018S4S-1P | M22A018S4-*P |  | 16000 | 19000 | 20.5 | 12.5 | 10.4 | 2.16 | 63 | 67 | 211034436
LENNOX | MLB012S4S-1P | MWMC012S4-*P |  | 12000 | 12000 | 25.5 | 13.5 | 10.4 | 1.8 | 83 | 100 | 211034441
AirEase | 4DHPS209S-1P | DWM209S4-*P |  | 9000 | 10000 | 25.5 | 15 | 11.9 | 2.17 | 85 | 75 | 211034468
AirEase | 4DHP2S18S-1P | DWM218S4-*P |  | 18000 | 19000 | 23.5 | 12.4 | 10.7 | 2.02 | 78 | 59 | 211034470
AirEase | 4DHP2S12S-1P | D22C112S4-*P |  | 11800 | 12000 | 22.7 | 13.9 | 9.9 | 2.27 | 74 | 67 | 211034482
HEIL | DLCSRBH09AAK | DLFCCAH09XAK |  | 9000 | 10900 | 24 | 13 | 12.4 | 1.8 | 90 | 96 | 209270259
KENMORE | DLCSRBH18AAK | DLFCCAH18XAK |  | 16700 | 20000 | 19.8 | 12.5 | 11.2 | 1.93 | 73 | 84 | 209270268
AIRQUEST | DLCSRBH09AAK | DLFCCAH09XAK |  | 9000 | 10900 | 24 | 13 | 12.4 | 1.8 | 90 | 96 | 209270283
CARRIER | 38MARBQ09AA3 | 40MCCAQ09XA3 |  | 9000 | 10900 | 24 | 13 | 12.4 | 1.8 | 90 | 96 | 209270289
BRYANT | 38MARBQ09AA3 | 40MCCAQ09XA3 |  | 9000 | 10900 | 24 | 13 | 12.4 | 1.8 | 90 | 96 | 209270293
PAYNE | 38MARBQ18AA3 | 40MCCAQ18XA3 |  | 16700 | 20000 | 19.8 | 12.5 | 11.2 | 1.93 | 73 | 84 | 209270298
DAY & NIGHT | DLCSRBH12AAJ | DLFSHCH12XAJ |  | 12000 | 12000 | 23.5 | 13 | 10 | 2.16 | 70 | 57 | 208447636
DAY & NIGHT | DLCSRBH06AAK | DLFSHCH06XAK |  | 6000 | 7000 | 26.5 | 15.8 | 13.6 | 2.1 | 121 | 107 | 208447637
HEIL | DLCSRBH12AAK | DLFSHCH12XAK |  | 12000 | 12000 | 25.5 | 14 | 10.4 | 1.8 | 83 | 100 | 208447638
KEEPRITE | DLCSRBH24AAK | DLFSHCH24XAK |  | 24000 | 29000 | 21.5 | 13 | 11.4 | 2.21 | 73 | 86 | 208447647
KEEPRITE | DLCSRBH09AAK | DLFSHCH09XAK |  | 9000 | 12000 | 28.1 | 16.2 | 11.5 | 2 | 79 | 88 | 208447649
KEEPRITE | DLCSRBH12AAJ | DLFSHCH12XAJ |  | 12000 | 12000 | 23.5 | 13 | 10 | 2.16 | 70 | 57 | 208447652
KENMORE | DLCSRBH24AAK | DLFSHCH24XAK |  | 24000 | 29000 | 21.5 | 13 | 11.4 | 2.21 | 73 | 86 | 208447655
MIDEA | DLCSRBH06AAK | DLFSHCH06XAK |  | 6000 | 7000 | 26.5 | 15.8 | 13.6 | 2.1 | 121 | 107 | 208447669
TEMPSTAR | DLCSRBH24AAK | DLFSHCH24XAK |  | 24000 | 29000 | 21.5 | 13 | 11.4 | 2.21 | 73 | 86 | 208447671
SMART COMFORT | DLCSRBH24AAK | DLFSHCH24XAK |  | 24000 | 29000 | 21.5 | 13 | 11.4 | 2.21 | 73 | 86 | 208447679
SMART COMFORT | DLCSRBH18AAK | DLFSHCH18XAK |  | 18000 | 18000 | 21.5 | 12.5 | 11.3 | 1.8 | 83 | 100 | 208447683
SMART COMFORT | DLCSRBH06AAK | DLFSHCH06XAK |  | 6000 | 7000 | 26.5 | 15.8 | 13.6 | 2.1 | 121 | 107 | 208447685
AIRQUEST | DLCSRBH12AAK | DLFSHCH12XAK |  | 12000 | 12000 | 25.5 | 14 | 10.4 | 1.8 | 83 | 100 | 208447686
AIRQUEST | DLCSRBH18AAK | DLFSHCH18XAK |  | 18000 | 18000 | 21.5 | 12.5 | 11.3 | 1.8 | 83 | 100 | 208447691
DAY & NIGHT | DLCERBH09AAJ | DLFEHBH09XAJ |  | 9000 | 10000 | 21.5 | 12.5 | 9.1 | 2.16 | 63 | 70 | 208447711
HEIL | DLCERBH09AAK | DLFEHBH09XAK |  | 9000 | 10000 | 21.7 | 12.6 | 9.4 | 2 | 60 | 70 | 208447724
KEEPRITE | DLCERBH09AAJ | DLFEHBH09XAJ |  | 9000 | 10000 | 21.5 | 12.5 | 9.1 | 2.16 | 63 | 70 | 208447727
KEEPRITE | DLCERBH09AAK | DLFEHBH09XAK |  | 9000 | 10000 | 21.7 | 12.6 | 9.4 | 2 | 60 | 70 | 208447732
TEMPSTAR | DLCERBH09AAJ | DLFEHBH09XAJ |  | 9000 | 10000 | 21.5 | 12.5 | 9.1 | 2.16 | 63 | 70 | 208447751
AIRQUEST | DLCERBH09AAJ | DLFEHBH09XAJ |  | 9000 | 10000 | 21.5 | 12.5 | 9.1 | 2.16 | 63 | 70 | 208447767
CARRIER | 38MHRCQ09AA1 | 40MHHAQ09XA1 |  | 9000 | 10000 | 21.5 | 12.5 | 9.1 | 2.16 | 63 | 70 | 208447844
Weathermaker | 38MHRCQ09AA1 | 40MHHAQ09XA1 |  | 9000 | 10000 | 21.5 | 12.5 | 9.1 | 2.16 | 63 | 70 | 208447850
Alsetria | MOX230-12HFN1-MV5W | MSEPB-12HRFN1-MW5W(GA) |  | 12000 | 12000 | 24.6 | 13.7 | 10.7 | 2.39 | 75 | 67 | 208121897
Alsetria | MOX330-12HFN1-MW5W | MSEPB-12HRFN1-MW5W(GA) |  | 12000 | 12000 | 25.5 | 14 | 10.4 | 1.8 | 83 | 100 | 208121902
EMI | MHSZ112DA | MHCAS12DA |  | 12000 | 12000 | 22.3 | 12.7 | 10.2 | 1.89 | 83 | 94 | 208121929
PIONEER | YN012GMFI20RPD | CB012GMFILCFHD |  | 12000 | 12000 | 22.7 | 14 | 10 | 2.27 | 74 | 67 | 208121945
ECO AC | EHH-O12BB | EHH-W12BB |  | 12000 | 12000 | 23.1 | 12.5 | 9.3 | 2.24 | 68 | 68 | 207825491
MIDEA | MOX430-12HFN1-MZ60W | MSOP1B-12HRFN1-MZ60W |  | 12000 | 12000 | 27 | 14 | 12 | 1.85 | 87 | 114 | 207821938
MIDEA | MOX230-12HFN1-BW0W | MSAG11B-12HRFN1-BU5W |  | 12000 | 12000 | 22.7 | 12.5 | 10.4 | 2.06 | 74 | 56 | 207821931
PERFECTAIRE | 3PAMSHH18-SZO | 3PAMSFCH18 |  | 17000 | 18000 | 20.5 | 12.5 | 9.8 | 1.86 | 67 | 93 | 207796634
PERFECTAIRE | 3PAMSHH18-SZO | 3PAMSCH18 |  | 16000 | 17000 | 20 | 12.5 | 9.5 | 1.75 | 92 | 94 | 207796632
Durastar | DRA1U24S1B | DRAF24F1A |  | 24000 | 24000 | 21.2 | 12.5 | 10.3 | 2.2 | 67 | 76 | 207787146
Durastar | DRA1U18S1B | DRAF18F1A |  | 18000 | 20000 | 23 | 12.5 | 10 | 2.08 | 64 | 65 | 207787142
Durastar | DRA1U12S1B | DRAS12F1B |  | 12000 | 12000 | 22.7 | 13 | 10.2 | 2.26 | 75 | 70 | 207787139
Durastar | DRA1U18S1B | DRAW18F1B |  | 18000 | 18000 | 24 | 13.5 | 10.5 | 2.44 | 78 | 71 | 207787132
COMFORTSTAR | CZP09CD(O) | TPA-09 |  | 9000 | 10000 | 20 | 13 | 10 | 1.9 | 75 | 74 | 207765973
BOSCH | BMS500-AAS018-1CSXRC | BMS500-AAU018-1AHCXB |  | 16000 | 19000 | 20.5 | 12.5 | 10.5 | 2.16 | 63 | 67 | 207760015
Armstrong Air | 4DHV2S09S-1L | DWH209S4-1L |  | 9000 | 10000 | 21.5 | 12.5 | 9.1 | 2.16 | 63 | 70 | 208106740
Armstrong Air | 4DHPS209S-1P | D22C109S4-1P |  | 9000 | 10000 | 20 | 13 | 10 | 1.9 | 75 | 74 | 208106738
AirEase | 4DHV2S09S-1P | DWH209S4-1P |  | 9000 | 10000 | 21.7 | 12.6 | 9.4 | 2 | 60 | 70 | 208106731
AirEase | 4DHV2S09S-1L | DWH209S4-1L |  | 9000 | 10000 | 21.5 | 12.5 | 9.1 | 2.16 | 63 | 70 | 208106729
AirEase | 4DHPS209S-1P | D22C109S4-1P |  | 9000 | 10000 | 20 | 13 | 10 | 1.9 | 75 | 74 | 208106727
AirEase | 4DHP2S12S-1L | DWM212S4-1L |  | 12000 | 12000 | 23.5 | 13 | 10 | 2.16 | 70 | 57 | 208106724
DUCANE | 4DHPS209S-1P | DWM209S4-1P |  | 9000 | 10000 | 25.5 | 15 | 12.3 | 2.17 | 85 | 75 | 208106714
Allied | 4DHPS209S-1P | DWM209S4-1P |  | 9000 | 10000 | 25.5 | 15 | 12.3 | 2.17 | 85 | 75 | 208106703
AirEase | 4DHP2S18S-1P | D22C118S4-1P |  | 16000 | 19000 | 20.5 | 12.5 | 10.4 | 2.16 | 63 | 67 | 208106685
AirEase | 4DHP2S18S-1P | DWM218S4-1P |  | 18000 | 19000 | 23.5 | 12.4 | 10.7 | 2.02 | 78 | 59 | 208106682
Armstrong Air | 4DHP2S12S-1P | DWM212S4-1P |  | 12000 | 12000 | 24.6 | 13.7 | 10.7 | 2.39 | 75 | 67 | 208106672
DUCANE | 4DHP2S24S-1P | D33C224S4-1P |  | 23600 | 26000 | 21.5 | 12.3 | 9.6 | 2.2 | 73 | 71 | 208106668
DUCANE | 4DHP2S18S-1P | DWM218S4-1P |  | 18000 | 19000 | 23.5 | 12.4 | 10.7 | 2.02 | 78 | 59 | 208106664
Custom Comfort | CCOXHASZ17HP | CCOXHA4C18 |  | 16000 | 17000 | 20 | 12.5 | 9.5 | 1.75 | 92 | 94 | 212365411
Custom Comfort | CCOXHASZ24HP | CCOXHAWM24 |  | 24000 | 29000 | 21.5 | 13 | 11.4 | 2.21 | 73 | 86 | 212365407
Custom Comfort | CCOXHASZ12HP | CCOXHAWM12 |  | 12000 | 12000 | 25.5 | 14 | 10.4 | 1.8 | 83 | 100 | 212365405
Custom Comfort | CCOXHASZ09HP | CCOXHAWM09 |  | 9000 | 12000 | 28.1 | 16.2 | 11.5 | 2 | 79 | 88 | 212365404
Custom Comfort | CCOXHASZ06HP | CCOXHAWM06 |  | 6000 | 7000 | 26.5 | 15.8 | 13.6 | 2.1 | 121 | 107 | 212365403
KANIONco | KWSM-09IR410AHS20MVLODU | KWSM-09IR410AHS20MVLIDU |  | 9000 | 10000 | 21.5 | 12.5 | 9.1 | 2.16 | 63 | 70 | 212361755
MAXI AIR | NE-T52-SUPAE18E | NE-T52-SUPAE18I |  | 18000 | 18000 | 21.5 | 12.5 | 11.3 | 1.8 | 83 | 100 | 212348362
STEALTH | ACIQ-18ZPL-HP230B | ACIQ-18W-HH-MC |  | 18000 | 18000 | 21.5 | 12.5 | 11.3 | 1.8 | 83 | 100 | 212316187
STEALTH | ACIQ-06ZPL-HP230B | ACIQ-06W-HH-MC |  | 6000 | 7000 | 26.5 | 15.8 | 13.6 | 2.1 | 121 | 107 | 212316184
STEALTH | ACIQ-18ZPL-HP230B | ACIQ-18FM-HH-MB |  | 17000 | 18000 | 20.5 | 12.5 | 9.8 | 1.86 | 67 | 93 | 212316169
STEALTH | ACIQ-18Z-EZ230 | ACIQ-18W-EZ230 |  | 18000 | 18000 | 19.8 | 12.5 | 9.6 |  | 63 |  | 212316149
PolarWave | ACIQ-24ZPL-HP230B | ACIQ-24W-HH-MC |  | 24000 | 29000 | 21.5 | 13 | 11.4 | 2.21 | 73 | 86 | 212316102
PolarWave | ACIQ-09ZPL-HP230B | ACIQ-09W-HH-MC |  | 9000 | 12000 | 28.1 | 16.2 | 11.5 | 2 | 79 | 88 | 212316099
PolarWave | ACIQ-12ZPL-HP230B | ACIQ-12FM-HH-MB |  | 12000 | 12000 | 23.6 | 13 | 10 | 1.89 | 80 | 100 | 212316082
PolarWave | ACIQ-18ZPL-HP230B | ACIQ-18CC-HH-MB |  | 16000 | 17000 | 20 | 12.5 | 9.5 | 1.75 | 92 | 94 | 212316077
PolarWave | ACIQ-09Z-HP115B | ACIQ-09W-HP115B |  | 9000 | 10000 | 21.5 | 12.5 | 9 | 1.89 | 68 | 60 | 212316066
YORK BY JOHNSON CONTROLS | YUJE24BYJ6AMO-X | YFJE24BXJ6AM-RX |  | 24000 | 24000 | 20 | 12.5 | 9.4 |  | 63 |  | 9122541
YORK BY JOHNSON CONTROLS | YUJE18BYJ6AMO-X | YTJE18BXJ6AM-RX |  | 18000 | 18000 | 20 | 12.5 | 9.1 |  | 67 |  | 9122539
COMFORTSTAR | CPP024CD(O) | FPA-24 |  | 24000 | 24000 | 20 | 12.5 | 9.4 |  | 63 |  | 9119315
CADENZA | MOB30-12HFN1-MV0W | CFAU-12HRFN1-M(C) |  | 12000 | 12000 | 19.4 | 12.5 | 9.4 |  | 80 |  | 9046369
KERR | A-KMH24SU-1 | B-KMH24SU-1 |  | 24000 | 24000 | 20 | 13 | 9.5 |  | 64 |  | 9710791
KERR | A-KMH12SU-1 | B-KMH12SU-1 |  | 12000 | 12000 | 19.9 | 13 | 9.1 |  | 65 |  | 9710790
KARDA | 3KARDA12SZO | 3KARDA12UVW |  | 12000 | 12000 | 23.1 | 13 | 10.5 | 1.88 | 86 | 92 | 207430432
KARDA | 3KARDA09SZO | 3KARDA09UVW |  | 9000 | 12000 | 26.4 | 15.8 | 11.6 | 1.85 | 78 | 92 | 207430429
MRCOOL | DIY-24-HP-C-230C | DIY-24-HP-WMAH-230C25 |  | 23000 | 25000 | 20.5 | 12.5 | 9.2 | 2.04 | 72 | 62 | 207339189
MRCOOL | DIY-12-HP-C-115C | DIY-12-HP-WMAH-115C25 |  | 12000 | 12000 | 22.5 | 12.5 | 9 | 1.96 | 63 | 53 | 207339187
BLUERIDGE | BMY18DIY22C | BMY18DIY22WM |  | 18000 | 18000 | 22.7 | 12.6 | 9.8 | 2.05 | 77 | 65 | 207339180
BLUERIDGE | BMY922C | BMY922WM |  | 9000 | 10000 | 21.7 | 12.6 | 9.4 | 2 | 60 | 70 | 207339173
MRCOOL | O-HH-09-HP-C-230A | O-09-HP-WMAH-230B |  | 9000 | 12000 | 28.1 | 16.2 | 11.5 | 2 | 79 | 88 | 207339161
MDV | MOD31-23HFN1-MT2Q1W | MSABE-23HRFN1-MT2Q1W |  | 23000 | 25000 | 20.5 | 12.5 | 9.2 | 2.04 | 72 | 62 | 207338222
MDV | MOX230-12HFN1-BV0Q1W | MSABB-12HRFN1-BV0Q1W |  | 12000 | 12000 | 22.5 | 12.5 | 9 | 1.96 | 63 | 53 | 207338220
ACIQ | ACIQ-24Z-EZ230 | ACIQ-24W-EZ230 |  | 23000 | 25000 | 20 | 12.5 | 9.3 |  | 59 |  | 207252592
1HVAC | ACIQ-24Z-EZ230 | ACIQ-24W-EZ230 |  | 23000 | 25000 | 20 | 12.5 | 9.3 |  | 59 |  | 207252588
LBG Products | LBH09ATO | LBH09ATI |  | 9000 | 10000 | 21.5 | 12.5 | 9.1 | 2.16 | 63 | 70 | 207251114
MDV | MOX230-09HFN1-MW5W | MSAG11B-09HRFN1-MX7W(GA) |  | 9000 | 10000 | 24 | 14.7 | 11.6 | 2.25 | 81 | 75 | 207215956
PERFECTAIRE | 2PAMSHH18-SZO-20 | 2PAMSFCH18 |  | 17000 | 18000 | 19.9 | 12.5 | 9.9 |  | 74 |  | 207192287
PERFECTAIRE | 2PAMSHH18-SZO-20 | 2PAMSCH18 |  | 16000 | 12000 | 20 | 12.5 | 9.8 |  | 100 |  | 207192286
PERFECTAIRE | 1PAMSHH09-SZO-25 | 2PAMSCH09 |  | 9000 | 10000 | 20 | 13 | 9.4 |  | 67 |  | 207192284
BRYANT | 38MARBQ06AA3 | 619AHBQ06XA3 |  | 6000 | 7000 | 26.5 | 15.8 | 13.6 | 2.1 | 121 | 107 | 207188938
PAYNE | 38MARBQ06AA3 | DHMAHBQ06XA3 |  | 6000 | 7000 | 26.5 | 15.8 | 13.6 | 2.1 | 121 | 107 | 207188935
KEEPRITE | DLCSRBH06AAK | DLFSHBH06XAK |  | 6000 | 7000 | 23.5 | 15 | 12 | 1.84 | 107 | 101 | 207188917
PIONEER | YN024GMFI22RPD | UB024GMFILCFHD |  | 24000 | 24000 | 20 | 12.5 | 9.4 |  | 63 |  | 9000963
PIONEER | YN018GMFI22RPD | CB018GMFILCFHD |  | 18000 | 18000 | 20 | 12.5 | 9.1 |  | 67 |  | 9000959
MRCOOL | O-HH-09-HP-C-230 | CASSETTE12HP-230 |  | 9000 | 10000 | 20 | 13 | 9.4 |  | 67 |  | 8977715
MRCOOL | O-HH-12-HP-C-230 | O-HH-12-HP-WMAH-230 |  | 12000 | 12000 | 19.9 | 13 | 9.1 |  | 65 |  | 8967210
CLASSIC | MROHC09AS2 | MWOHC09S2 |  | 9000 | 10900 | 23.1 | 14.5 | 9.9 |  | 63 |  | 8965363
NAPOLEON | NH25-24F-O | NH25-24F-I |  | 24000 | 24000 | 20 | 13 | 9.5 |  | 64 |  | 8952858
SENVILLE | SENA/18HF/OZ | SENA/18HF/ICZ |  | 16000 | 12000 | 20 | 12.5 | 9.8 |  | 100 |  | 8929141
BRYANT | 38MAQB18R--3 | 619REQ018CBMA |  | 16000 | 12000 | 20 | 12.5 | 9.8 |  | 100 |  | 8856654
MDV | MOB32-09HFN1-MX0W | CS11M-09HRFN1-MX0W(A) |  | 9000 | 10900 | 23.1 | 14.5 | 9.9 |  | 63 |  | 8779030
DIRECT AIR | MOD31-24HFN1-MT0W | MUEU-24HRFN1-M(C) |  | 24000 | 24000 | 20 | 12.5 | 9.4 |  | 63 |  | 8775853
DIRECT AIR | MOCA30-18HFN1-MT0W | MUEU-18HRFN1-M(C) |  | 17000 | 18000 | 19.9 | 12.5 | 9.9 |  | 74 |  | 8775838
TGM | MROHNT12AS | MCHINT12S |  | 12000 | 12000 | 19.5 | 12.5 | 9.3 |  | 73 |  | 8752722
CLASSIC | MROHNC12AS | MCHINC12S |  | 12000 | 12000 | 19.5 | 12.5 | 9.3 |  | 73 |  | 8752719
MDV | MOCA31-18HFN1-MT0W | CCA3U-18HRFN1-M(C) |  | 18000 | 18000 | 20 | 12.5 | 9.1 |  | 67 |  | 8740671
MDV | MOCA30-18HFN1-MT0W | MUEU-18HRFN1-M(C) |  | 17000 | 18000 | 19.9 | 12.5 | 9.9 |  | 74 |  | 8739925
MDV | MOCA30-18HFN1-MT0W | CCA3U-18HRFN1-M(C) |  | 16000 | 12000 | 20 | 12.5 | 9.8 |  | 100 |  | 8739924
CARRIER | 38MAQB12R--3 | 40MAQB12B--3 |  | 12000 | 12000 | 19.9 | 13 | 9.1 |  | 65 |  | 8738636
MDV | MOD30-24HFN1-MT0W | CS11M-23HRFN1-MT0W |  | 24000 | 24000 | 20 | 13 | 9.5 |  | 64 |  | 8704434
MDV | MOB30-12HFN1-MV0W | CS11M-12HRFN1-MU5W |  | 12000 | 12000 | 19.9 | 13 | 9.1 |  | 65 |  | 8704432
MIDEA | 38MAQB12R--3 | 40MBCQ12---3 |  | 12000 | 12000 | 19.5 | 12.5 | 9.3 |  | 73 |  | 201846993
MIDEA | 38MAQB12R--3 | DHMSHAQ12XA3 |  | 12000 | 12000 | 19.9 | 13 | 9.1 |  | 65 |  | 201846989
PAYNE | 38MAQB24R--3 | DHMSHAQ24XA3 |  | 24000 | 24000 | 20 | 13 | 9.5 |  | 64 |  | 201846971
PAYNE | 38MAQB09R--3 | DHMSHAQ09XA3 |  | 9000 | 10900 | 23.1 | 14.5 | 9.9 |  | 63 |  | 201846968
HEIL | DLCSRBH06AAK | DLFSHBH06XAK |  | 6000 | 7000 | 23.5 | 15 | 12 | 1.84 | 107 | 101 | 207188914
MDV | MOX230-09HFN1-MW5W | MSAG11A-06HRFN1-MU0W |  | 6000 | 7000 | 23.5 | 15 | 12 | 1.84 | 107 | 101 | 207178565
Coast Air | A-CAD18-1 | B-CAD18-1 |  | 18000 | 18000 | 19.8 | 12.5 | 9.6 |  | 63 |  | 207131744
KERR | A-KMH18SU-1 | B-KMH18SU-1A |  | 17000 | 18000 | 19.4 | 12.5 | 10 |  | 61 |  | 206913572
COMFORT-AIRE | A-VMH18SU-1A | B-VMH18SU-1B |  | 17000 | 18000 | 19.4 | 12.5 | 10 |  | 61 |  | 206913570
MDV | MOX230-12HFN1-BW0W-9K | MSAG11B-12HRFN1-BU5W-9K |  | 9000 | 10000 | 23 | 13.8 | 9.8 | 2.06 | 59 | 67 | 206909896
FRANKLIN | MSH183E23MCAA | MST183E20ACAA |  | 16000 | 17000 | 20 | 12.5 | 9.5 | 1.75 | 92 | 94 | 206900434
MDV | MOX430-17HFN1-MT0W-L | MCA3U-18HRFN1-M(C) |  | 15700 | 17000 | 20 | 12.5 | 9.5 | 1.75 | 92 | 94 | 207658615
MDV | MOD33-24HFN1-MT0W-L | MCD1-24HRFN1-MT0W(GA) |  | 23600 | 26000 | 21.5 | 12.3 | 9.6 | 2.2 | 73 | 71 | 207658603
MDV | MOX430-18HFN1-MU0W-L | MUEU-18HRFN1-M(C) |  | 18000 | 20000 | 23 | 12.5 | 9.9 | 2.08 | 64 | 65 | 207658598
MDV | MOD33-24HFN1-MT0W-L | MSEPD-24HRFN1-MU0W |  | 24000 | 25000 | 22 | 14 | 9.9 | 1.8 | 65 | 62 | 207658591
SENVILLE | SENA/18HF/OQ | SENA/18HF/IQ |  | 18000 | 18000 | 21.5 | 12.5 | 11.3 | 1.8 | 83 | 100 | 207657629
KERR | A-KMH18SV-1 | B-KMH18SV-1 |  | 18000 | 18000 | 21.5 | 12.5 | 11.3 | 1.8 | 83 | 100 | 207657396
MDV | MOD33-24HFN1-MT0W | MSABE-24HRFN1-MU0W |  | 24000 | 26000 | 21 | 12.5 | 9 | 1.92 | 69 | 64 | 207645898
SENVILLE | SENA/12HF/OQ | SENA/12HF/IFQ |  | 12000 | 12000 | 23.6 | 13 | 10 | 1.89 | 80 | 100 | 207641349
SENVILLE | SENA/12HF/OQ | SENA/12HF/ICZ |  | 12000 | 12000 | 22.3 | 12.7 | 10.2 | 1.89 | 83 | 94 | 207641342
AIRQUEST | DLCPRBH12AAK | DLFPHBH12XAK |  | 12000 | 12000 | 25.3 | 14 | 11.7 | 1.85 | 87 | 114 | 207614978
AIRQUEST | DLCPRBH09AAK | DLFPHBH09XAK |  | 9000 | 12000 | 27 | 16 | 17.5 | 1.85 | 87 | 114 | 207614977
KEEPRITE | DLCPRBH12AAK | DLFPHBH12XAK |  | 12000 | 12000 | 25.3 | 14 | 11.7 | 1.85 | 87 | 114 | 207614968
HEIL | DLCPRBH09AAK | DLFPHBH09XAK |  | 9000 | 12000 | 27 | 16 | 17.5 | 1.85 | 87 | 114 | 207614965
DAY & NIGHT | DLCPRBH12AAK | DLFPHBH12XAK |  | 12000 | 12000 | 25.3 | 14 | 11.7 | 1.85 | 87 | 114 | 207614964
COMFORTMAKER | DLCPRBH12AAK | DLFPHBH12XAK |  | 12000 | 12000 | 25.3 | 14 | 11.7 | 1.85 | 87 | 114 | 207614962
PAYNE | 38MPRBQ12AA3 | DHMPHBQ12XA3 |  | 12000 | 12000 | 27 | 14 | 12 | 1.85 | 87 | 114 | 207614954
PERFECTAIRE | 3PAMSHH12-SZO | 3PAMSHH12-UVW |  | 12000 | 12000 | 23.1 | 13 | 10.5 | 1.88 | 86 | 92 | 207614055
PERFECTAIRE | 3PAMSHH09-SZO | 3PAMSHH09-UVW |  | 9000 | 12000 | 26.4 | 15.8 | 11.6 | 1.85 | 78 | 92 | 207614054
MDV | MOX430-18HFN1-MU0W | MSEPC-18HRFN1-MU0W |  | 18000 | 19000 | 23.5 | 12.5 | 10.8 | 2.02 | 78 | 59 | 207613862
MDV | MOX230-09HFN1-MW5W | MSABB-09HRFN1-MX0W |  | 9000 | 10000 | 24 | 14 | 11.4 | 2.18 | 83 | 78 | 207591144
MDV | MOX230-09HFN1-BW0W | MSABB-09HRFN1-BW0W |  | 9000 | 10000 | 24 | 14 | 9.6 | 2 | 60 | 65 | 207591139
MDV | MOX230-12HFN1-BW0W | MSABB-12HRFN1-BU5W |  | 12000 | 12000 | 22.7 | 12.5 | 10 | 2 | 70 | 54 | 207591136
KERR | A-KMH18SU-1A | B-KMH18SU-1 |  | 17000 | 18000 | 19.4 | 12.5 | 10 |  | 61 |  | 206913037
Olimpia Splendid | OS-CENIH09EI | OS-SENIH09EI |  | 9000 | 10000 | 23 | 13.8 | 9.8 | 2.06 | 59 | 67 | 206909906
KARDA | 1KARDA12SZO22.5 | 2PAMSCONH12 |  | 12000 | 12000 | 19.4 | 12.5 | 9.4 |  | 80 |  | 206900448
GOODMAN | MSH123E23MCAA | MST123E20ACAA |  | 12000 | 12000 | 22.3 | 12.7 | 10.2 | 1.89 | 83 | 94 | 206900425
KARDA | 1PAMSHH09-SZO-25 | 2KARDA09UVCS |  | 9000 | 10000 | 20 | 13 | 9.4 |  | 67 |  | 205921402
AC PRO.COM | AOBA30-09HFN1-MT0W | AS11M-09HRFN1-MXOW(A) |  | 9000 | 9800 | 21.8 | 14.9 | 9.3 | 1.83 | 59 | 74 | 205921395
QUUL | R.Q.OS24.OUT | R.Q.OS24 |  | 24000 | 25000 | 19.8 | 13.7 | 9.3 |  | 61 |  | 205887065
DIRECT AIR | MOX430-17HFN1-MT0W | CS11M-18HRFN1-MT0W |  | 17000 | 18000 | 19.4 | 12.5 | 10 |  | 61 |  | 205816491
CIAC | CM43BX018-H3N1H | CK43BX018-C3N1H |  | 18000 | 18000 | 20 | 12.5 | 9.1 |  | 67 |  | 205778920
Weathermaker | 38MAQB24R--3 | DHMSHAQ24XA3 |  | 24000 | 24000 | 20 | 13 | 9.5 |  | 64 |  | 205772831
Weathermaker | 38MAQB12R--3 | DHMSHAQ12XA3 |  | 12000 | 12000 | 19.9 | 13 | 9.1 |  | 65 |  | 205772829
COMFORTSTAR | CXH012CD(O) | TPA-12 |  | 12000 | 12000 | 19.5 | 12.5 | 9.3 |  | 73 |  | 202575864
COMFORTSTAR | CPP009CD(O) | CXH009CD(I)-WIFI |  | 9000 | 9800 | 21.8 | 14.9 | 9.3 | 1.83 | 59 | 74 | 202575853
COMFORTSTAR | CXH024CD(O) | CXH024CD(I)-WIFI |  | 24000 | 24000 | 20 | 13 | 9.5 |  | 64 |  | 202575850
COMFORTSTAR | CXH009CD(O) | CXH009CD(I)-WIFI |  | 9000 | 10900 | 23.1 | 14.5 | 9.9 |  | 63 |  | 202575847
MOOVAIR | DMA09HOS21115S1 | DMA09HIW21115S1 |  | 9000 | 10000 | 21.5 | 12.5 | 9 | 1.89 | 68 | 60 | 207742484
ELIOS | DEA18HOS28230E8 | DUA18HICU230X5 |  | 16000 | 17000 | 20 | 12.5 | 9.5 | 1.75 | 92 | 94 | 207742441
ELIOS | DEA12HOS25230E8 | DUA12HICU230X5 |  | 12000 | 12000 | 22.7 | 14 | 10 | 2.27 | 74 | 67 | 207742434
ELIOS | DEA12HOS28230E8 | DEA12HIW25230E8 |  | 12000 | 12000 | 25.5 | 14 | 10.4 | 1.8 | 83 | 100 | 207742430
ELIOS | DEA06HOS28230E8 | DEA06HIW25230E8 |  | 6000 | 7000 | 26.5 | 15.8 | 13.6 | 2.1 | 121 | 107 | 207742428
ELIOS | DEA12HOS25230E8 | DEA12HIW25230E8 |  | 12000 | 12000 | 24.6 | 13.7 | 10.7 | 2.39 | 75 | 67 | 207742425
SUPREME | YS25E-18HRDN1 | YS25E-18HRDN1 |  | 18000 | 19000 | 23.5 | 12.5 | 10.8 | 2.02 | 78 | 59 | 207742404
C&H | CH-HPR18-230VO | CH-18MSPHCT-230VI |  | 16000 | 17000 | 20 | 12.5 | 9.5 | 1.75 | 92 | 94 | 207742332
C&H | CH-HPR12-230VO | CH-12MSPHCT-230VI |  | 12000 | 12000 | 22.3 | 12.7 | 10.2 | 1.89 | 83 | 94 | 207742329
C&H | CH-ES24-230VO | CH-24MSPHFC-230VI |  | 24000 | 24000 | 21.2 | 12.5 | 10.3 | 2.2 | 67 | 76 | 207742326
C&H | CH-ES24-230VO | CH-N24MSPHCT-230VI |  | 24000 | 25000 | 21.5 | 12.5 | 9.7 | 2.2 | 76 | 74 | 207742324
C&H | CH-ES09-230VO | CH-09MSPHCT-230VI |  | 9000 | 10000 | 20 | 13 | 10 | 1.9 | 75 | 74 | 207742316
C&H | CH-HPR24-230VO | CH-24MOLVWM-230VI |  | 23000 | 26000 | 22.3 | 12.5 | 10.3 | 1.8 | 73 | 88 | 207740522
C&H | CH-HPR09-230VO | CH-09MOLVWM-230VI |  | 9000 | 12000 | 26.4 | 15.8 | 11.6 | 1.85 | 78 | 92 | 207740519
C&H | CH-HPR06F9-230VO | CH-06MOLVWM-230VI |  | 6000 | 7000 | 23.5 | 15 | 12 | 1.84 | 107 | 101 | 207740518
C&H | CH-ES12-230VO | CH-12MOLVWM-230VI |  | 12000 | 12000 | 23.1 | 13 | 10.8 | 2.41 | 83 | 70 | 207740513
C&H | CH-NY09MIA-115VO | CH-09OLV-115VI |  | 9000 | 10000 | 21.5 | 12.5 | 9.1 | 2.16 | 63 | 70 | 207740507
KENMORE | DLCPRBH18AAK | DLFPHBH18XAK |  | 18000 | 20000 | 26.3 | 15.3 | 15.5 | 2.89 | 101 | 120 | 207826649
HEIL | DLCPRBH18AAK | DLFPHBH18XAK |  | 18000 | 20000 | 26.3 | 15.3 | 15.5 | 2.89 | 101 | 120 | 207826647
LENNOX | LISH024000P431-D | LICH4024180P431-D |  | 24000 | 25000 | 21.5 | 12.5 | 9.7 | 2.2 | 76 | 74 | 207825606
LENNOX | LISH018000P431-D | LICH4018180P431-C |  | 16000 | 19000 | 20.5 | 12.5 | 10.5 | 2.16 | 63 | 67 | 207825605
DIYCOOL | ACIQ-18ZPL-HP230B | ACIQ-18CC-HH-MB |  | 16000 | 17000 | 20 | 12.5 | 9.5 | 1.75 | 92 | 94 | 207825556
DIYCOOL | ACIQ-12ZPL-HP230B | ACIQ-12W-HH-MB |  | 12000 | 12000 | 25.5 | 14 | 10.4 | 1.8 | 83 | 100 | 207825551
DIYCOOL | ACIQ-09ZPL-HP230B | ACIQ-09W-HH-MB |  | 9000 | 12000 | 28.1 | 16.2 | 11.5 | 2 | 79 | 88 | 207825550
ACIQ | ACIQ-12ZPL-HP230B | ACIQ-12FM-HH-MB |  | 12000 | 12000 | 23.6 | 13 | 10 | 1.89 | 80 | 100 | 207825542
ACIQ | ACIQ-09ZPL-HP230B | ACIQ-09CC-HH-MB |  | 9000 | 9800 | 20.5 | 13 | 10.3 | 1.8 | 92 | 102 | 207825535
ACIQ | ACIQ-24ZPL-HP230B | ACIQ-24W-HH-MB |  | 24000 | 29000 | 21.5 | 13 | 11.4 | 2.21 | 73 | 86 | 207825534
ACIQ | ACIQ-09ZPL-HP230B | ACIQ-09W-HH-MB |  | 9000 | 12000 | 28.1 | 16.2 | 11.5 | 2 | 79 | 88 | 207825531
YONAN | YOD-24HFN1 | YUE-24HRFN1 |  | 24000 | 24000 | 21.2 | 12.5 | 10.3 | 2.2 | 67 | 76 | 208106981
Allied | 4DHPS209S-1P | DWM206S4-1P |  | 6000 | 7000 | 26.5 | 15.8 | 13.6 | 2.1 | 121 | 107 | 208106761
CONCORD | 4DHV2S09S-1P | DWH209S4-1P |  | 9000 | 10000 | 21.7 | 12.6 | 9.4 | 2 | 60 | 70 | 208106753
CONCORD | 4DHPS209S-1P | D22C109S4-1P |  | 9000 | 10000 | 20 | 13 | 10 | 1.9 | 75 | 74 | 208106749
CONCORD | 4DHP2S12S-1L | DWM212S4-1L |  | 12000 | 12000 | 23.5 | 13 | 10 | 2.16 | 70 | 57 | 208106746
Armstrong Air | 4DHP2S12S-1L | DWM212S4-1L |  | 12000 | 12000 | 23.5 | 13 | 10 | 2.16 | 70 | 57 | 208106735
AirEase | 4DHPS209S-1P | DWM209S4-1P |  | 9000 | 10000 | 25.5 | 15 | 12.3 | 2.17 | 85 | 75 | 208106725
Allied | 4DHV2S09S-1P | DWH209S4-1P |  | 9000 | 10000 | 21.7 | 12.6 | 9.4 | 2 | 60 | 70 | 208106709
CONCORD | 4DHP2S12S-1P | D22C112S4-1P |  | 11800 | 12000 | 22.7 | 13.9 | 9.9 | 2.27 | 74 | 67 | 208106693
Armstrong Air | 4DHP2S18S-1P | D22C118S4-1P |  | 16000 | 19000 | 20.5 | 12.5 | 10.4 | 2.16 | 63 | 67 | 208106676
Armstrong Air | 4DHP2S18S-1P | DWM218S4-1P |  | 18000 | 19000 | 23.5 | 12.4 | 10.7 | 2.02 | 78 | 59 | 208106673
Allied | 4DHP2S24S-1P | DWM224S4-1P |  | 24000 | 25000 | 22 | 14 | 9.9 | 1.8 | 65 | 62 | 208106655
Allied | 4DHP2S18S-1P | DWM218S4-1P |  | 18000 | 19000 | 23.5 | 12.4 | 10.7 | 2.02 | 78 | 59 | 208106654
MRCOOL | DIY-12-HP-C-115C25 | DIY-12-HP-WMAH-115C25 |  | 12000 | 12000 | 22.5 | 12.5 | 9 | 1.96 | 63 | 53 | 208552787
MDV | MOX430-09HFN1-MZG5W | MSOP1B-09HRFN1-MZG5W-CA |  | 9000 | 12000 | 27 | 16 | 17.5 | 1.85 | 87 | 114 | 208497422
Weathermaker | 38MHRCQ09AA3 | 40MHHAQ09XA3 |  | 9000 | 10000 | 21.7 | 12.6 | 9.4 | 2 | 60 | 70 | 208447851
NOVAIR | LEA12SZ35SK-O | 2LEA12UUSK-I |  | 12000 | 12000 | 25.5 | 14 | 10.4 | 1.8 | 83 | 100 | 211709683
NOVAIR | LEA09SZ35SK-O | 2LEA09UUSK-I |  | 9000 | 12000 | 28.1 | 16.2 | 11.5 | 2 | 79 | 88 | 211709682
NOVAIR | LEA18SZ25SK-O | 2LEA18UUSK-I |  | 18000 | 19000 | 23.5 | 12.5 | 10.8 | 2.02 | 78 | 59 | 211709679
Alsetria | MOX330-12HFN1-MW5W | MCBU-12HRFN1-MV0W |  | 12000 | 12500 | 23 | 13 | 10 | 1.8 | 76 | 88 | 211644100
Alsetria | MOX430-18HFN1-MU0W | MFA2U-16HRFN1-MV0W |  | 16000 | 17000 | 22.4 | 12.5 | 10.4 | 2.32 | 79 | 75 | 211644097
ECO-AIR | MOX330-12HFN1-MW5W | MCBU-12HRFN1-MV0W |  | 12000 | 12500 | 23 | 13 | 10 | 1.8 | 76 | 88 | 211644094
ECO-AIR | MOX430-18HFN1-MU0W | MFA2U-16HRFN1-MV0W |  | 16000 | 17000 | 22.4 | 12.5 | 10.4 | 2.32 | 79 | 75 | 211644091
ECO-AIR | MOX330-09HFN1-MY5W | CCA3U-09HRFN1-M(C) |  | 9000 | 9800 | 20.5 | 13 | 10.3 | 1.8 | 92 | 102 | 211644068
ECO-AIR | MOX230-09HFN1-MW5W | CCA3U-09HRFN1-M(C) |  | 9000 | 10000 | 20 | 13 | 10 | 1.9 | 75 | 74 | 211644056
Relief Sciences | LANG18OD35-1 | LANG18ID-25 |  | 18000 | 18000 | 22 | 13 | 10.6 | 1.89 | 62 | 96 | 212615013
Cooper&Hunter | CH-HPR35-230VO | CH-35HASTWM-230VI |  | 33000 | 35000 | 19.5 | 12 | 10 | 1.8 | 82 | 99 | 212528018
HEIL | DLCPRAH18AAK | DLFPHBH18XAK |  | 18000 | 18000 | 24.1 | 12.4 | 12 | 1.92 | 68 | 89 | 212521287
Weathermaker | 38MPRAQ18AA3 | DHMPHBQ18XA3 |  | 18000 | 18000 | 24.1 | 12.4 | 12 | 1.92 | 68 | 89 | 212521282
LPS Legacy | DLCPRAH09AAK | DLFPHBH09XAK |  | 9000 | 10000 | 19.5 | 12.1 | 12.1 | 1.72 | 72 | 117 | 212521277
SMART COMFORT | DLCPRAH09AAK | DLFPHBH09XAK |  | 9000 | 10000 | 19.5 | 12.1 | 12.1 | 1.72 | 72 | 117 | 212521273
HEIL | DLCPRAH09AAK | DLFPHBH09XAK |  | 9000 | 10000 | 19.5 | 12.1 | 12.1 | 1.72 | 72 | 117 | 212521263
DAY & NIGHT | DLCPRAH09AAK | DLFPHBH09XAK |  | 9000 | 10000 | 19.5 | 12.1 | 12.1 | 1.72 | 72 | 117 | 212521261
ARCOAIRE | DLCPRAH09AAK | DLFPHBH09XAK |  | 9000 | 10000 | 19.5 | 12.1 | 12.1 | 1.72 | 72 | 117 | 212521257
PAYNE | 38MPRAQ09AA3 | DHMPHBQ09XA3 |  | 9000 | 10000 | 19.5 | 12.1 | 12.1 | 1.72 | 72 | 117 | 212521251
BRYANT | 38MPRAQ09AA3 | 619PHBQ09XA3 |  | 9000 | 10000 | 19.5 | 12.1 | 12.1 | 1.72 | 72 | 117 | 212521249
Weathermaker | 38MPRAQ24AA3 | DHMPHAQ24XA3 |  | 22000 | 24000 | 23.5 | 13.7 | 10.5 | 1.94 | 64 | 98 | 212436236
SEA BREEZE+ | SZ18H424ZMO | WM18H424ZMI |  | 18000 | 18000 | 24 | 13.5 | 10.5 | 2.44 | 78 | 71 | 208128264
Armstrong Air | 4DHP2S09S-1P | DWM209S4-1P |  | 9000 | 10000 | 25.5 | 15 | 12.3 | 2.17 | 85 | 75 | 208128188
Allied | 4DHP2S09S-1P | DWM209S4-1P |  | 9000 | 10000 | 25.5 | 15 | 12.3 | 2.17 | 85 | 75 | 208128182
PIONEER | YN009GMFI20RPD | CB009GMFILCFHD |  | 9000 | 10000 | 20 | 13 | 10 | 1.9 | 75 | 74 | 208121944
EMI | MHSZ109DA | MHCAS09DA |  | 9000 | 9800 | 20.5 | 13 | 10.3 | 1.8 | 92 | 102 | 208121928
EMI | MHSZ109DA | MHWAL09DA |  | 9000 | 12000 | 28.1 | 16.2 | 11.5 | 2 | 79 | 88 | 208121924
Alsetria | MOX330-09HFN1-MY5W | MSEPB-09HRFN1-MY5W(GA) |  | 9000 | 12000 | 28.1 | 16.2 | 11.5 | 2 | 79 | 88 | 208121901
Alsetria | MOX230-12HFN1-BV0Q1W | MSABB-12HRFN1-BV0Q1W |  | 12000 | 12000 | 22.5 | 12.5 | 9 | 1.96 | 63 | 53 | 208121892
CONCORD | 4DHP1S09S-1P | DWM109S4-1P |  | 9000 | 9800 | 21.8 | 14.9 | 9.3 | 1.83 | 59 | 74 | 200059187
BRYANT | 38MAQB18R--3 | 40MBCQ18---3 |  | 16000 | 12000 | 20 | 12.5 | 9.8 |  | 100 |  | 200059158
COMFORT-AIRE | A-VMH09SU-1 | B-VMH09SU-1 |  | 9000 | 10900 | 23.1 | 14.5 | 9.9 |  | 63 |  | 200059041
CENTURY | A-VMH12SU-1 | B-VMH12SU-1 |  | 12000 | 12000 | 19.9 | 13 | 9.1 |  | 65 |  | 200059040
COMFORT-AIRE | A-VMH12SU-1 | B-VMH12SU-1 |  | 12000 | 12000 | 19.9 | 13 | 9.1 |  | 65 |  | 200059039
COMFORTSTAR | CXH024CD(O) | CXH024CD(I) |  | 24000 | 24000 | 20 | 13 | 9.5 |  | 64 |  | 10595498
COMFORTSTAR | CXH009CD(O) | CXH009CD(I) |  | 9000 | 10900 | 23.1 | 14.5 | 9.9 |  | 63 |  | 10595495
DIAMONDAIR | D2009SHO | DF2009HMSI |  | 9000 | 10900 | 23.1 | 14.5 | 9.9 |  | 63 |  | 10238923
MIDEA | MOB30-12HFN1-MV0W | CFAU-12HRFN1-M(C) |  | 12000 | 12000 | 19.4 | 12.5 | 9.4 |  | 80 |  | 10207598
LENNOX | MPB018S4S-1P | M22A018S4-1P |  | 18000 | 18000 | 20 | 12.5 | 9.1 |  | 67 |  | 10058834
LENNOX | MPB024S4S-1P | MWMA024S4-1P |  | 24000 | 25000 | 19.8 | 13.7 | 9.3 |  | 61 |  | 10056175
LENNOX | MPB009S4S-1P | MWMA009S4-2P |  | 9000 | 9800 | 21.8 | 14.9 | 9.3 | 1.83 | 59 | 74 | 10056170
AIRQUEST | DLCSRBH24AAK | DLFSHBH24XAK |  | 23000 | 26000 | 22.3 | 12.5 | 10.3 | 1.8 | 73 | 88 | 206361917
AIRQUEST | DLCSRBH09AAK | DLFSHBH09XAK |  | 9000 | 12000 | 26.4 | 15.8 | 11.6 | 1.85 | 78 | 92 | 206361914
SMART COMFORT | DLCSRBH24AAK | DLFSHBH24XAK |  | 23000 | 26000 | 22.3 | 12.5 | 10.3 | 1.8 | 73 | 88 | 206361912
SMART COMFORT | DLCSRBH12AAJ | DLFSHBH12XAJ |  | 12000 | 12000 | 22.7 | 12.5 | 10.4 | 2.06 | 74 | 56 | 206361908
TEMPSTAR | DLCSRBH24AAK | DLFSHBH24XAK |  | 23000 | 26000 | 22.3 | 12.5 | 10.3 | 1.8 | 73 | 88 | 206361907
MIDEA | DLCSRBH18AAK | DLFSHBH18XAK |  | 18000 | 18000 | 22 | 13 | 10.6 | 1.89 | 62 | 96 | 206361901
KENMORE | DLCSRBH09AAK | DLFSHBH09XAK |  | 9000 | 12000 | 26.4 | 15.8 | 11.6 | 1.85 | 78 | 92 | 206361894
DAY & NIGHT | DLCSRBH24AAK | DLFSHBH24XAK |  | 23000 | 26000 | 22.3 | 12.5 | 10.3 | 1.8 | 73 | 88 | 206361882
DAY & NIGHT | DLCSRBH18AAK | DLFSHBH18XAK |  | 18000 | 18000 | 22 | 13 | 10.6 | 1.89 | 62 | 96 | 206361881
DAY & NIGHT | DLCSRBH12AAJ | DLFSHBH12XAJ |  | 12000 | 12000 | 22.7 | 12.5 | 10.4 | 2.06 | 74 | 56 | 206361878
COMFORTMAKER | DLCSRBH12AAK | DLFSHBH12XAK |  | 12000 | 12000 | 23.1 | 13 | 10.5 | 1.88 | 86 | 92 | 206361875
MDV | MOX230-12HFN1-BW0W | MSAG11B-12HRFN1-BU5W |  | 12000 | 12000 | 22.7 | 12.5 | 10.4 | 2.06 | 74 | 56 | 206361864
MDV | MOX430-17HFN1-MT0W | MSAG11D-18HRFN1-MT8W |  | 18000 | 18000 | 22 | 13 | 10.6 | 1.89 | 62 | 96 | 206361862
SMART COMFORT | DLCSRBH18AAK | DLFSCAH18XAK |  | 16000 | 17000 | 20 | 12.5 | 9.5 | 1.75 | 92 | 94 | 206350475
TEMPSTAR | DLCSRBH18AAK | DLFSFAH18XAK |  | 17000 | 18000 | 20.5 | 12.5 | 9.8 | 1.86 | 67 | 93 | 206350466
KENMORE | DLCSRBH12AAK | DLFSCAH12XAK |  | 12000 | 12000 | 22.3 | 12.7 | 10.2 | 1.89 | 83 | 94 | 206350439
KEEPRITE | DLCSRBH12AAK | DLFSCAH12XAK |  | 12000 | 12000 | 22.3 | 12.7 | 10.2 | 1.89 | 83 | 94 | 206350428
KEEPRITE | DLCSRBH09AAK | DLFSCAH09XAK |  | 9000 | 9800 | 20.5 | 13 | 10.3 | 1.8 | 92 | 102 | 206350426
HEIL | DLCSRBH18AAK | DLFSFAH18XAK |  | 17000 | 18000 | 20.5 | 12.5 | 9.8 | 1.86 | 67 | 93 | 206350422
HEIL | DLCSRBH09AAK | DLFSCAH09XAK |  | 9000 | 9800 | 20.5 | 13 | 10.3 | 1.8 | 92 | 102 | 206350415
ARCOAIRE | DLCSRBH12AAK | DLFSFAH12XAK |  | 12000 | 12000 | 23.6 | 13 | 10 | 1.89 | 80 | 100 | 206350386
ARCOAIRE | DLCSRBH12AAK | DLFSCAH12XAK |  | 12000 | 12000 | 22.3 | 12.7 | 10.2 | 1.89 | 83 | 94 | 206350384
CARRIER | 38MARBQ06AA3 | 40MAHBQ06XA3 |  | 6000 | 7000 | 26.5 | 15.8 | 13.6 | 2.1 | 121 | 107 | 207188939
SMART COMFORT | DLCSRBH06AAK | DLFSHBH06XAK |  | 6000 | 7000 | 23.5 | 15 | 12 | 1.84 | 107 | 101 | 207188929
COMFORTMAKER | DLCSRBH06AAK | DLFSHBH06XAK |  | 6000 | 7000 | 23.5 | 15 | 12 | 1.84 | 107 | 101 | 207188908
ARCOAIRE | DLCSRBH06AAK | DLFSHBH06XAK |  | 6000 | 7000 | 23.5 | 15 | 12 | 1.84 | 107 | 101 | 207188905
CTMorley | MOU-A12H-2 | MIU-A12C-2 |  | 12000 | 12000 | 22.3 | 12.7 | 10.2 | 1.89 | 83 | 94 | 209843058
CLASSIC | MC4VHC18S | MUVHC18S |  | 18000 | 20000 | 23 | 12.5 | 10 | 2.08 | 64 | 65 | 209843007
AC PRO.COM | AOD32-24HFN1-MT0W | AUEU-24HRFN1-M(C) |  | 24000 | 24000 | 21.2 | 12.5 | 10.3 | 2.2 | 67 | 76 | 209748108
AC PRO.COM | AOX430-18HFN1-MT8W | ACCA3U-18HRFN1-M(C) |  | 16000 | 19000 | 20.5 | 12.5 | 10.5 | 2.16 | 63 | 67 | 209748101
CTMorley | MOU-A18H-2 | MIU-A18W-2 |  | 18000 | 18000 | 22 | 13 | 10.6 | 1.89 | 62 | 96 | 209694747
CTMorley | MOU-A09H-2 | MIU-A09W-2 |  | 9000 | 12000 | 26.4 | 15.8 | 11.6 | 1.85 | 78 | 92 | 209694745
TGM | MRAPT24AS | MWAPT24S |  | 24000 | 25000 | 22 | 14 | 10 | 1.8 | 65 | 62 | 209550325
TGM | MRAPT12AS | MWAPT12S |  | 12000 | 12000 | 25.5 | 14 | 10.4 | 1.8 | 83 | 100 | 209550324
Cooper&Hunter | CH-09DKT230VO | CH-09DKT230VI |  | 9000 | 10900 | 23.1 | 14.5 | 9.9 |  | 63 |  | 210799438
C&H | CH-HPR18-230VO | CH-B18MOLVWM-230VI |  | 18000 | 18000 | 22 | 13 | 10.6 | 1.89 | 62 | 96 | 210665994
C&H | CH-ES18-230VO | CH-B18MOLVWM-230VI |  | 18000 | 18000 | 24 | 13.5 | 10.5 | 2.44 | 78 | 71 | 210665990
C&H | CH-ES12-230VO | CH-B12MOLVWM-230VI |  | 12000 | 12000 | 23.1 | 13 | 10.8 | 2.41 | 83 | 70 | 210665989
C&H | CH-ES12-115VO | CH-B12OLVWM-115VI |  | 12000 | 12000 | 22.7 | 12.5 | 10.4 | 2.06 | 74 | 56 | 210665986
LENNOX | MLB018S4S-1P | M22A018S4* |  | 15700 | 17000 | 20 | 12.5 | 9.5 | 1.75 | 92 | 94 | 210665644
LENNOX | MLB018S4S-1P | MWMC018S4* |  | 18000 | 18000 | 21.5 | 12.5 | 11.2 | 1.8 | 83 | 100 | 210665629
LENNOX | MLB009S4S-1P | MWMC009S4* |  | 9000 | 12000 | 28.1 | 16.2 | 11.5 | 2 | 79 | 88 | 210665627
LENNOX | MPC024S4S-1P | M33C024S4* |  | 23600 | 26000 | 21.5 | 12.3 | 9.6 | 2.2 | 73 | 71 | 210665624
LENNOX | MPC009S4S-1P | M22A009S4* |  | 8900 | 10000 | 20 | 13 | 10 | 1.9 | 75 | 74 | 210665621
LENNOX | MPC018S4S-1P | MCFB018S4* |  | 18000 | 20000 | 23 | 12.5 | 9.9 | 2.08 | 64 | 65 | 210665617
Relief Sciences | LANG12OD25-1 | LANG12ID-25 |  | 12000 | 12000 | 23.1 | 13 | 10.8 | 2.41 | 83 | 70 | 210655374
MDV | MOD30-24HFN1-MU0W-L | MSEPD-24HRFN1-MU0W |  | 24000 | 29000 | 21.5 | 13 | 11.4 | 2.21 | 73 | 86 | 210644038
Conforto | MHSZ112DA | MHCAS12DA |  | 12000 | 12000 | 22.3 | 12.7 | 10.2 | 1.89 | 83 | 94 | 210605807
LENNOX | MHB009S4S-1P | MWHB009S4* |  | 9000 | 10000 | 21.7 | 12.6 | 9.4 | 2 | 60 | 70 | 210665650
LENNOX | MLB009S4S-1P | M22A009S4* |  | 9000 | 9800 | 20.5 | 13 | 10.2 | 1.8 | 92 | 102 | 210665642
LENNOX | MLB018S4S-1P | MCFB018S4* |  | 17000 | 18000 | 20.5 | 12.5 | 9.8 | 1.86 | 67 | 93 | 210665638
LENNOX | MPC018S4S-1P | M22A018S4* |  | 16000 | 19000 | 20.5 | 12.5 | 10.4 | 2.16 | 63 | 67 | 210665623
LENNOX | MPC018S4S-1P | MWMC018S4* |  | 18000 | 19000 | 23.5 | 12.4 | 10.7 | 2.02 | 78 | 59 | 210665605
LENNOX | MPC012S4S-1P | MWMC012S4* |  | 12000 | 12000 | 24.6 | 13.7 | 10.7 | 2.39 | 75 | 67 | 210665604
Conforto | MHSZ124DA | MHWAL24DA |  | 24000 | 29000 | 21.5 | 13 | 11.4 | 2.21 | 73 | 86 | 210605805
Conforto | MHSZ109DA | MHWAL09DA |  | 9000 | 12000 | 28.1 | 16.2 | 11.5 | 2 | 79 | 88 | 210605802
Conforto | MHSZ106DA | MHWAL06DA |  | 6000 | 7000 | 26.5 | 15.8 | 13.6 | 2.1 | 121 | 107 | 210605801
ECO AC | EHH-O09BB | EHH-C09BA |  | 9000 | 10000 | 20 | 13 | 10 | 1.9 | 75 | 74 | 210586146
KERR | A-KMH18SV-1 | B-KMH18CU-1 |  | 16000 | 17000 | 20 | 12.5 | 9.5 | 1.75 | 92 | 94 | 210568254
KERR | A-KMH09SV-1 | B-KMH09CU-1 |  | 9000 | 9800 | 20.5 | 13 | 10.3 | 1.8 | 92 | 102 | 210568249
COMFORT-AIRE | A-VMH12SV-1 | B-VMH12FU-1 |  | 12000 | 12000 | 23.6 | 13 | 10 | 1.89 | 80 | 100 | 210568242
COMFORT-AIRE | A-VMH09SV-1 | B-VMH09CU-1 |  | 9000 | 9800 | 20.5 | 13 | 10.3 | 1.8 | 92 | 102 | 210568241
COMFORT-AIRE | A-VMH18SV-1 | B-VMH18UU-1 |  | 17000 | 18000 | 20.5 | 12.5 | 9.8 | 1.86 | 67 | 93 | 210568237
Durastar | DRA1H18S1A | DRAC18F1A |  | 16000 | 17000 | 20 | 12.5 | 9.5 | 1.75 | 92 | 94 | 210568113
Durastar | DRA1U12S1B | DRAS12F1C |  | 12000 | 12000 | 25 | 13 | 11 | 2.38 | 77 | 70 | 210568110
Durastar | DRA1H09S1A | DRAL09F1A |  | 9000 | 10900 | 24 | 13 | 12.4 | 1.8 | 90 | 96 | 210568103
Durastar | DRA1H09S1A | DRAW09F1B |  | 9000 | 12000 | 26.4 | 15.8 | 11.6 | 1.85 | 78 | 92 | 210568098
ECOX | EDIM009H21B | EDIM009H21B |  | 9000 | 10000 | 21.7 | 12.6 | 9.4 | 2 | 60 | 70 | 210474690
SEA BREEZE+ | SZ18H424ZMO | C18H424ZMI |  | 16000 | 17000 | 22.4 | 12.5 | 10.4 | 2.32 | 79 | 75 | 210410116
SEA BREEZE+ | SZ12H424ZMO | C12H424ZMI |  | 12000 | 12000 | 25 | 13 | 11 | 2.38 | 77 | 70 | 210410115
KARDA | 3KARDA12SZO | 3KARDA12CON-2 |  | 12000 | 12000 | 24.2 | 13.3 | 10.7 | 1.99 | 85 | 99 | 210410112
SEA BREEZE+ | SZ9H424ZMO | SCA9H424ZMI |  | 9000 | 11000 | 22.5 | 13 | 11.5 | 2.34 | 73 | 70 | 210404149
1HVAC | ACIQ-24ZPL-HP230B | ACIQ-24W-HH-MC |  | 24000 | 29000 | 21.5 | 13 | 11.4 | 2.21 | 73 | 86 | 210857298
DIAMONDAIR | D2018SHO2 | DF2018HMSI |  | 17000 | 18000 | 19.4 | 12.5 | 10 |  | 61 |  | 210857275
DIAMONDAIR | D2012SHO2 | DF2012HMSI |  | 12000 | 12000 | 23.6 | 13.5 | 9.5 | 1.8 | 63 | 83 | 210857274
DIAMONDAIR | D2009SHO2 | DF2009HMSI |  | 9000 | 11500 | 25 | 15.6 | 11 |  | 62 |  | 210857273
Cooper&Hunter | CH-HYP18SPH230VO | CH-18MSPHFC-230VI |  | 17000 | 18000 | 19.9 | 12.5 | 9.9 |  | 74 |  | 210857251
ELIOS | DE18HOS23230E2 | DM18HICU230X5 |  | 18000 | 18000 | 20 | 12.5 | 9.1 |  | 67 |  | 205300179
MDV | MOX430-17HFN1-MT0W | MSEPC-18HRFN1-MU0W |  | 18000 | 18000 | 21.5 | 12.5 | 11.3 | 1.8 | 83 | 100 | 205993854
TK'S | TWS-09HRDN1-B | TWS-09HRDN1-B |  | 9000 | 10000 | 21.5 | 12.5 | 9 | 1.89 | 68 | 60 | 205782686
CIAC | CM43BX024-H3N1H | CF43BX024-M3N1H |  | 24000 | 24000 | 20 | 12.5 | 9.4 |  | 63 |  | 205778926
SUPREME | YS25M-12HRDN1 | YS25M-12HRDN1 |  | 12000 | 12000 | 19.9 | 13 | 9.1 |  | 65 |  | 203238005
SENVILLE | SENA/12HF/OZ | SENA/12HF/IF |  | 12000 | 12000 | 19.4 | 12.5 | 9.4 |  | 80 |  | 202606680
Armstrong Air | 4DHP1S24S-1P | DWM124S4-1P |  | 24000 | 25000 | 19.8 | 13.7 | 9.3 |  | 61 |  | 204462439
C&H | CH-12DKT230VO | CH-12MSPHMC-230VI |  | 12000 | 12000 | 19.4 | 12.5 | 9.4 |  | 80 |  | 204098431
C&H | CH-18DKT230VO | CH-18MSPHCT-230VI |  | 16000 | 12000 | 20 | 12.5 | 9.8 |  | 100 |  | 204098418
Breeze33 | BZ33-HYP12HPOUT2 | BZ33-CASS12 |  | 12000 | 12000 | 19.5 | 12.5 | 9.3 |  | 73 |  | 204030301
BOSCH | BMS500-AAS009-1CSXHB | BMS500-AAU009-1AHCXB |  | 9000 | 10000 | 20 | 13 | 9.4 |  | 67 |  | 204014464
ELIOS | DE18HOS25230E3 | DE18HICU230X5 |  | 16000 | 12000 | 20 | 12.5 | 9.8 |  | 100 |  | 204005784
ELIOS | DE24HOS25230E3 | DE24HIW23230E3 |  | 24000 | 24000 | 20 | 13 | 9.5 |  | 64 |  | 204005777
ELIOS | DE09HOS25230E3 | DE09HIW23230E3 |  | 9000 | 10900 | 23.1 | 14.5 | 9.9 |  | 63 |  | 204005774
TEMPSTAR | DLCPRAH24AAK | DLFPHAH24XAK |  | 22000 | 24000 | 23.5 | 13.7 | 10.5 | 1.94 | 64 | 98 | 202463657
TEMPSTAR | DLCPRAH18AAK | DLFPHAH18XAK |  | 18000 | 18000 | 26.2 | 14.5 | 12 | 1.95 | 68 | 91 | 202463656
KEEPRITE | DLCPRAH24AAK | DLFPHAH24XAK |  | 22000 | 24000 | 23.5 | 13.7 | 10.5 | 1.94 | 64 | 98 | 202463651
KEEPRITE | DLCPRAH18AAK | DLFPHAH18XAK |  | 18000 | 18000 | 26.2 | 14.5 | 12 | 1.95 | 68 | 91 | 202463650
ARCOAIRE | DLCPRAH18AAK | DLFPHAH18XAK |  | 18000 | 18000 | 26.2 | 14.5 | 12 | 1.95 | 68 | 91 | 202463642
MIDEA | 38MPRAQ24AA3 | DHMPHAQ24XA3 |  | 22000 | 24000 | 23.5 | 13.7 | 10.5 | 1.94 | 64 | 98 | 202463641
SUNCHILLERS | S24ODU-ACDC | S24IDU-ACDC |  | 24000 | 25000 | 19.8 | 13.7 | 9.3 |  | 61 |  | 202146854
C&H | CH-24DKT230VO | CH-24DKT230VI |  | 24000 | 24000 | 20 | 13 | 9.5 |  | 64 |  | 202081317
BLUERIDGE | BMHH24Y21C | BMHH24Y21WM |  | 24000 | 24000 | 20 | 13 | 9.5 |  | 64 |  | 202007076
Breeze33 | BZ33-HYP18HPOUT2-P | BZ33-IFMU18-P |  | 17000 | 18000 | 19.9 | 12.5 | 9.9 |  | 74 |  | 205470433
NOVAIR PLUS | 09EVANVO | 09EVANVI |  | 9000 | 9800 | 21.2 | 14 | 9.9 |  | 65 |  | 205421170
PERFECTAIRE | 1PAMSHH09-SZO-25 | 1PAMSHH09-SZW-25 |  | 9000 | 10900 | 23.1 | 14.5 | 9.9 |  | 63 |  | 205309419
NORTON AIR CONDITIONERS | OHP14-24-12-25 | DWHP14-24-12-25 |  | 24000 | 24000 | 20 | 13 | 9.5 |  | 64 |  | 205300194
NORTON AIR CONDITIONERS | OHP14-24-12-22 | DWHP14-24-12-25 |  | 24000 | 25000 | 19.8 | 13.7 | 9.3 |  | 61 |  | 205300190
C&H | CH-09DKT230VO | CH-09DKT230VI |  | 9000 | 10900 | 23.1 | 14.5 | 9.9 |  | 63 |  | 202081019
DUCANE | 4DHP1S09S-1P | DWM109S4-2P |  | 9000 | 9800 | 21.8 | 14.9 | 9.3 | 1.83 | 59 | 74 | 203376776
AirEase | 4DHP1S09S-1P | DWM109S4-2P |  | 9000 | 9800 | 21.8 | 14.9 | 9.3 | 1.83 | 59 | 74 | 203376756
ELIOS | DE24HOS23230E2 | DE24HIW23230E3 |  | 24000 | 25000 | 19.8 | 13.7 | 9.3 |  | 61 |  | 203238490
ELIOS | DE09HOS23230E2 | DE09HIW23230E3 |  | 9000 | 9800 | 21.8 | 14.9 | 9.3 | 1.83 | 59 | 74 | 203238486
SUPREME | YS25M-24HRDN1 | YS25M-24HRDN1 |  | 24000 | 24000 | 20 | 13 | 9.5 |  | 64 |  | 203238007
KOOLKING | MOB30-09HFN1-MX0W | CCA3U-09HRFN1-M(C) |  | 9000 | 10000 | 20 | 13 | 9.4 |  | 67 |  | 205092276
MIDEA | MOB30-12HFN1-MV0W | CS11M-12HRFN1-MU5W-ACR |  | 12000 | 12000 | 19.9 | 13 | 9.1 |  | 65 |  | 205092295
KOOLKING | MOCA30-18HFN1-MTOW | MUEU-18HRFN1-M(C) |  | 17000 | 18000 | 19.9 | 12.5 | 9.9 |  | 74 |  | 205092298
COMFEE | MOB30-12HFN1-MV0W | CS11M-12HRFN1-MV0W |  | 12000 | 12000 | 19.9 | 13 | 9.1 |  | 65 |  | 205092317
COMFORT-AIRE | A-VMH09SU-1 | B-VMH09SU-1C |  | 9000 | 10900 | 23.1 | 14.5 | 9.9 |  | 63 |  | 205123794
COMFORT-AIRE | A-VMH12SU-1 | B-VMH12SU-1C |  | 12000 | 12000 | 19.9 | 13 | 9.1 |  | 65 |  | 205123795
COMFORT-AIRE | A-VMH12SU-1 | B-VMH12CU-1 |  | 12000 | 12000 | 19.5 | 12.5 | 9.3 |  | 73 |  | 205123797
C&H | CH-09SPH-230VO | CH-D09MSPHWM-230VI |  | 9000 | 9800 | 21.8 | 14.9 | 9.3 | 1.83 | 59 | 74 | 205263877
EMI | DHSZ112DA | DHWAL12DA |  | 12000 | 12000 | 19.9 | 13 | 9.1 |  | 65 |  | 203514057
Allied | 4DHP1S18S-1P | D22C118S4-1P |  | 18000 | 18000 | 20 | 12.5 | 9.1 |  | 67 |  | 203966550
C&H | CH-ES18-230VO | CH-18MASTWM-230VI |  | 18000 | 19000 | 23.5 | 12.5 | 10.8 | 2.02 | 78 | 59 | 209937049
C&H | CH-HPR12-230VO | CH-12MMC-230VI |  | 12000 | 12000 | 24.2 | 13.3 | 10.7 | 1.99 | 85 | 99 | 209937052
BRYANT | 38MARBQ12AA3 | 40MBFAQ12XA3 |  | 12000 | 12000 | 24.2 | 13.3 | 10.7 | 1.99 | 85 | 99 | 209948187
ARCOAIRE | DLCSRBH12AAK | DLFSFBH12XAK |  | 12000 | 12000 | 24.2 | 13.3 | 10.7 | 1.99 | 85 | 99 | 209948191
HEIL | DLCSRBH12AAK | DLFSFBH12XAK |  | 12000 | 12000 | 24.2 | 13.3 | 10.7 | 1.99 | 85 | 99 | 209948194
KENMORE | DLCSRBH12AAK | DLFSFBH12XAK |  | 12000 | 12000 | 24.2 | 13.3 | 10.7 | 1.99 | 85 | 99 | 209948196
AIRQUEST | DLCSRBH12AAK | DLFSFBH12XAK |  | 12000 | 12000 | 24.2 | 13.3 | 10.7 | 1.99 | 85 | 99 | 209948200
Clearity | MOD30-24HFN1-MU0W | MSEPD-24HRFN1-MU0W |  | 24000 | 29000 | 21.5 | 13 | 11.4 | 2.21 | 73 | 86 | 210278958
AIC TECHNOLOGIES | NAKS-SPLIT AC-9K-ODU-115 | NAKS-SPLIT AC-9K-IDU-115 |  | 9000 | 10000 | 23 | 13.8 | 9.8 | 2.06 | 59 | 67 | 208674963
AIC TECHNOLOGIES | NAKS-SPLIT AC-12K-ODU-115 | NAKS-SPLIT AC-12K-IDU-115 |  | 12000 | 12000 | 22.7 | 12.5 | 10.4 | 2.06 | 74 | 56 | 208674964
AIC TECHNOLOGIES | NAKS-SPLIT AC-18K-ODU-208-230 | NAKS-SPLIT AC-18K-IDU-208-230 |  | 18000 | 18000 | 24 | 13.5 | 10.5 | 2.44 | 78 | 71 | 208674967
NAKS | NAKS-SPLIT AC-9K-ODU-208-230 | NAKS-SPLIT AC-9K-IDU-208-230 |  | 9000 | 10000 | 24 | 14.7 | 11.6 | 2.25 | 81 | 75 | 208674981
PERFECTAIRE | 3PAMSHH18-SZO | 3PAMSHH18-UVW |  | 18000 | 18000 | 22 | 13 | 10.6 | 1.89 | 62 | 96 | 208815368
SEA BREEZE+ | HSZ24H424ZMO | WM24H424ZMI |  | 23000 | 26000 | 22.3 | 12.5 | 10.3 | 1.8 | 73 | 88 | 208816891
TRUST AIR CONDITIONERS | OUS12H/O4S4P | IUMW112H/I41P |  | 12000 | 12000 | 24.6 | 13.7 | 10.7 | 2.39 | 75 | 67 | 208816910
TRUST AIR CONDITIONERS | OUS09H/O4S4P | IUMW106H/I41P |  | 6000 | 7000 | 26.5 | 15.8 | 13.6 | 2.1 | 121 | 107 | 208816913
TRUST AIR CONDITIONERS | OUS18H/O4S4P | IUMC418H/I41P |  | 16000 | 19000 | 20.5 | 12.5 | 10.5 | 2.16 | 63 | 67 | 208816920
TRUST AIR CONDITIONERS | OAH09H/O4S4P | IUMC409H/I41P |  | 9000 | 9800 | 20.5 | 13 | 10.3 | 1.8 | 92 | 102 | 208816922
TRUST AIR CONDITIONERS | OUS18H/O4S4P | IUMFC18H/I41P |  | 18000 | 20000 | 23 | 12.5 | 10 | 2.08 | 64 | 65 | 208816936
TRUST AIR CONDITIONERS | OAH18H/O4S4P | IUMFC18H/I41P |  | 17000 | 18000 | 20.5 | 12.5 | 9.8 | 1.86 | 67 | 93 | 208816938
Kanartic | KEOS-12UHE-NA | KEOS-12UHE-NA |  | 12000 | 12000 | 23.1 | 13 | 10.5 | 1.88 | 86 | 92 | 208836319
Kanartic | KEOS-09UHE-NA | KEOS-09UHE-NA |  | 9000 | 12000 | 26.4 | 15.8 | 11.6 | 1.85 | 78 | 92 | 208836320
ApooDr | AGN24-12H220V1B | AGN24-12H220V1A |  | 12000 | 12000 | 23.1 | 13 | 10.8 | 2.41 | 83 | 70 | 209157092
MDV | MOX330-09HFN1-MY6W | MFA2U-09HRFN1-MY6W |  | 9000 | 9000 | 26.3 | 15.7 | 11.4 | 1.99 | 118 | 132 | 209248923
MDV | MOX430-18HFN1-MU0W | MFA2U-16HRFN1-MV0W |  | 16000 | 17000 | 22.4 | 12.5 | 10.4 | 2.32 | 79 | 75 | 209248927
MDV | MOX430-17HFN1-MT0W | MCBU-18HRFN1-MU2W |  | 16700 | 20000 | 19.8 | 12.5 | 11.2 | 1.93 | 73 | 84 | 209270214
ARCOAIRE | DLCSRBH18AAK | DLFCCAH18XAK |  | 16700 | 20000 | 19.8 | 12.5 | 11.2 | 1.93 | 73 | 84 | 209270248
KEEPRITE | DLCSRBH09AAK | DLFCCAH09XAK |  | 9000 | 10900 | 24 | 13 | 12.4 | 1.8 | 90 | 96 | 209270263
KEEPRITE | DLCSRBH18AAK | DLFCCAH18XAK |  | 16700 | 20000 | 19.8 | 12.5 | 11.2 | 1.93 | 73 | 84 | 209270264
COMFORTMAKER | DLCSRBH09AAK | DLFCCAH09XAK |  | 9000 | 10900 | 24 | 13 | 12.4 | 1.8 | 90 | 96 | 209270251
MDV | MOX430-18HFN1-MT2Q1W | MCBU-18HRFN1-MU8Q1W |  | 17000 | 19000 | 23 | 12.5 | 10.3 |  | 74 |  | 208800780
DAY & NIGHT | DLCSRBH09AAK | DLFCCAH09XAK |  | 9000 | 10900 | 24 | 13 | 12.4 | 1.8 | 90 | 96 | 209270255
DUCANE | 4DHP1S24S-1P | DWM124S4-1P |  | 24000 | 25000 | 19.8 | 13.7 | 9.3 |  | 61 |  | 200059204
KARDA | 1PAMSHH12-SZO-22.5 | 1KARDA12UVW |  | 12000 | 12000 | 19.9 | 13 | 9.1 |  | 65 |  | 205756431
KARDA | 1KARDA09SZO25 | 1KARDA09UVW |  | 9000 | 10900 | 23.1 | 14.5 | 9.9 |  | 63 |  | 205756426
COMFORT-AIRE | A-VMH12SV-1 | B-VMH12SV-1 |  | 12000 | 12000 | 25.5 | 14 | 10.4 | 1.8 | 83 | 100 | 207657387
SENVILLE | SENA/18HF/OQ | SENA/18HF/IF |  | 17000 | 18000 | 20.5 | 12.5 | 9.8 | 1.86 | 67 | 93 | 207641350
LBG Products | LBHB09DYWO | LBHB09DYWI |  | 9000 | 12000 | 29 | 16.5 | 22 | 1.86 | 95 | 113 | 207629153
TEMPSTAR | DLCPRBH12AAK | DLFPHBH12XAK |  | 12000 | 12000 | 25.3 | 14 | 11.7 | 1.85 | 87 | 114 | 207614974
TEMPSTAR | DLCPRBH09AAK | DLFPHBH09XAK |  | 9000 | 12000 | 27 | 16 | 17.5 | 1.85 | 87 | 114 | 207614973
MIDEA | DLCPRBH12AAK | DLFPHBH12XAK |  | 12000 | 12000 | 25.3 | 14 | 11.7 | 1.85 | 87 | 114 | 207614972
COMFORTMAKER | DLCPRBH09AAK | DLFPHBH09XAK |  | 9000 | 12000 | 27 | 16 | 17.5 | 1.85 | 87 | 114 | 207614961
ARCOAIRE | DLCPRBH12AAK | DLFPHBH12XAK |  | 12000 | 12000 | 25.3 | 14 | 11.7 | 1.85 | 87 | 114 | 207614960
MIDEA | 38MPRBQ09AA3 | DHMPHBQ09XA3 |  | 9000 | 12000 | 28.5 | 16 | 18 | 1.85 | 87 | 114 | 207614957
Weathermaker | 38MPRBQ09AA3 | DHMPHBQ09XA3 |  | 9000 | 12000 | 28.5 | 16 | 18 | 1.85 | 87 | 114 | 207614955
PAYNE | 38MPRBQ09AA3 | DHMPHBQ09XA3 |  | 9000 | 12000 | 28.5 | 16 | 18 | 1.85 | 87 | 114 | 207614953
BRYANT | 38MPRBQ12AA3 | 619PHBQ12XA3 |  | 12000 | 12000 | 27 | 14 | 12 | 1.85 | 87 | 114 | 207614952
CARRIER | 38MPRBQ12AA3 | 40MPHBQ12XA3 |  | 12000 | 12000 | 27 | 14 | 12 | 1.85 | 87 | 114 | 207614950
CARRIER | 38MPRBQ09AA3 | 40MPHBQ09XA3 |  | 9000 | 12000 | 28.5 | 16 | 18 | 1.85 | 87 | 114 | 207614949
MDV | MOD30-18HFN1-MZ20W | MSEPD-18HRFN1-MZ22W |  | 18000 | 20000 | 26.3 | 15.3 | 15.5 | 2.89 | 101 | 120 | 207613860
MDV | MOX230-12HFN1-MV5W | MSABB-12HRFN1-MV0W |  | 12000 | 12000 | 23.1 | 12.5 | 9.3 | 2.24 | 68 | 68 | 207591145
MDV | MOX430-12HFN1-MZ60W | MSEPC-12HRFN1-MZ40W |  | 12000 | 12000 | 27.5 | 14.3 | 14.5 | 1.86 | 95 | 113 | 207591142
MDV | MOX230-09HFN1-MT0W | MSABA-09HRFN1-MU5W |  | 9000 | 10000 | 21.7 | 12.6 | 9.1 | 1.96 | 69 | 64 | 207591132
MDV | MOX230-09HFN1-BS5W | MSABA-09HRFN1-BT5W |  | 9000 | 10000 | 21.5 | 12.5 | 9 | 1.89 | 68 | 60 | 207591130
BLUERIDGE | BMY18HH22C | BM18MCC |  | 16000 | 17000 | 20 | 12.5 | 9.5 | 1.75 | 92 | 94 | 207571391
BLUERIDGE | BMY12HH26C | BM12MCC |  | 12000 | 12000 | 22.3 | 12.7 | 10.2 | 1.89 | 83 | 94 | 207571388
C&H | CH-HPR09-230VO | CH-09MASTWM-230VI |  | 9000 | 12000 | 28.1 | 16.2 | 11.5 | 2 | 79 | 88 | 207740501
Convectair | 8028-C24-O | 8028-C24-I |  | 24000 | 29000 | 21.5 | 13 | 11.4 | 2.21 | 73 | 86 | 207709207
Convectair | 8028-C09-O | 8028-C09-I |  | 9000 | 12000 | 28.1 | 16.2 | 11.5 | 2 | 79 | 88 | 207709204
KANIONco | KWSM-24IR410AHS21MV | KWSM-24IR410AHS21MV |  | 24000 | 26000 | 21 | 12.5 | 9 | 1.92 | 69 | 64 | 207699082
KANIONco | KWSM-12IR410AHS22MV | KWSM-12IR410AHS22MV |  | 12000 | 12000 | 23.1 | 12.5 | 9.3 | 2.24 | 68 | 68 | 207699080
COMFORT-AIRE | A-DVH09SH-1 | B-DVH09SH-1 |  | 9000 | 10000 | 21.7 | 12.6 | 9.1 | 1.96 | 69 | 64 | 207691820
COMFORT-AIRE | A-DVH09SH-0 | B-DVH09SH-0 |  | 9000 | 10000 | 21.5 | 12.5 | 9 | 1.89 | 68 | 60 | 207691818
LENNOX | MLB012S4S-1P | MFMA012S4-1P |  | 12000 | 12000 | 23.6 | 13 | 10 | 1.89 | 80 | 100 | 207683528
LENNOX | MPC009S4S-1P | MWMC009S4-1P |  | 9000 | 10000 | 25.5 | 15 | 12.3 | 2.17 | 85 | 75 | 207683497
Durastar | DRA1U18S1B | DRAC18F1A |  | 16000 | 19000 | 20.5 | 12.5 | 10.5 | 2.16 | 63 | 67 | 207787140
Durastar | DRA1U09S1B | DRAW09F1B |  | 9000 | 10000 | 24 | 14.7 | 11.6 | 2.25 | 81 | 75 | 207787130
DUCTLESSAIRE | DA0921-H2-O | DA0921-H2-I |  | 9000 | 9800 | 21.2 | 14 | 9.9 |  | 65 |  | 207769002
COMFORTSTAR | CZP12CD(O) | TPA-12 |  | 12000 | 12000 | 22.7 | 14 | 10 | 2.27 | 74 | 67 | 207765974
BOSCH | BMS500-AAS024-1CSXHC | BMS500-AAU024-1AHWXC |  | 24000 | 29000 | 21.5 | 13 | 11.4 | 2.21 | 73 | 86 | 207759997
BOSCH | BMS500-AAS024-1CSXRC | BMS500-AAU024-1AHWXC |  | 24000 | 25000 | 22 | 14 | 10 | 1.8 | 65 | 62 | 207759992
BOSCH | BMS500-AAS009-1CSXRC | BMS500-AAU009-1AHWXC |  | 9000 | 10000 | 25.5 | 15 | 12.3 | 2.17 | 85 | 75 | 207759989
BOSCH | BMS500-AAS012-0CSXRC | BMS500-AAS012-0AHWXC |  | 12000 | 12000 | 23.5 | 13 | 10 | 2.16 | 70 | 57 | 207759988
DIRECT AIR | DIRM-12DA25-1Z | DIRM-12HP-CO |  | 12000 | 12000 | 22.7 | 13 | 10.2 | 2.26 | 75 | 70 | 207743764
DIRECT AIR | DIRM-24DA25-1Z | DIRM-24HP-CA |  | 24000 | 25000 | 21.5 | 12.5 | 9.7 | 2.2 | 76 | 74 | 207743743
DIRECT AIR | DIRM-12DA25-1Z | DIRM-12HP-CA |  | 12000 | 12000 | 22.7 | 14 | 10 | 2.27 | 74 | 67 | 207743739
DIRECT AIR | DIRM-09HXPRO28-1Z | DIRM-09HP-CA |  | 9000 | 9800 | 20.5 | 13 | 10.3 | 1.8 | 92 | 102 | 207743738
DIRECT AIR | DIRM-18DA25-1Z | DIRM-18HP-CF |  | 18000 | 20000 | 23 | 12.5 | 10 | 2.08 | 64 | 65 | 207743730
DIRECT AIR | DIRM-18HXPRO28-1Z | DIRM-18HP-WM |  | 18000 | 18000 | 21.5 | 12.5 | 11.3 | 1.8 | 83 | 100 | 207743726
DIRECT AIR | DIRM-24DA25-1Z | DIRM-24HP-WM |  | 24000 | 25000 | 22 | 14 | 10 | 1.8 | 65 | 62 | 207743722
MOOVAIR | DMA09HOS28230E8 | DUA09HICU230X5 |  | 9000 | 9800 | 20.5 | 13 | 10.3 | 1.8 | 92 | 102 | 207742508
MOOVAIR | DMA18HOS25230E8 | DUA18HICU230X5 |  | 16000 | 19000 | 20.5 | 12.5 | 10.5 | 2.16 | 63 | 67 | 207742504
MOOVAIR | DMA18HOS42230E4 | DMA18HIW42230E4 |  | 18000 | 20000 | 26.3 | 15.3 | 15.5 | 2.89 | 101 | 120 | 207742501
MOOVAIR | DMA24HOS28230E8 | DMA24HIW25230E8 |  | 24000 | 29000 | 21.5 | 13 | 11.4 | 2.21 | 73 | 86 | 207742498
MOOVAIR | DMA09HOS25230E8 | DMA09HIW25230E8 |  | 9000 | 10000 | 25.5 | 15 | 12.3 | 2.17 | 85 | 75 | 207742490
ELIOS | DEA12HOS28230E8 | DUA12HIFU230E5 |  | 12000 | 12000 | 23.6 | 13 | 10 | 1.89 | 80 | 100 | 207742458
ELIOS | DEA12HOS28230E8 | DUA12HICU230X5 |  | 12000 | 12000 | 22.3 | 12.7 | 10.2 | 1.89 | 83 | 94 | 207742440
ELIOS | DEA18HOS25230E8 | DUA18HICU230X5 |  | 16000 | 19000 | 20.5 | 12.5 | 10.5 | 2.16 | 63 | 67 | 207742435
AURORA | AU-CX18HR-2A-O | AU-BS18HR-2A-I |  | 18000 | 18000 | 22 | 13 | 10.6 | 1.89 | 62 | 96 | 208101258
AURORA | AU-CX12HR-2A-O | AU-BS12HR-2A-I |  | 12000 | 12000 | 23.1 | 13 | 10.5 | 1.88 | 86 | 92 | 208101257
AURORA | AU-CX06HR-2A-O | AU-CX06HR-2A-I |  | 6000 | 7000 | 23.5 | 15 | 12 | 1.84 | 107 | 101 | 208101255
PIONEER | YN012GMFI22RPE | WS012GMFI22HLE |  | 12000 | 12000 | 23.1 | 12.5 | 9.3 | 2.24 | 68 | 68 | 208101239
PIONEER | YN009GMFI22RPE | WS009GMFI22HLE |  | 9000 | 10000 | 24 | 14 | 11.4 | 2.18 | 83 | 78 | 208101238
PIONEER | YN009AMFI20RPD | WS009AMFI20HLD |  | 9000 | 10000 | 21.5 | 12.5 | 9 | 1.89 | 68 | 60 | 208101234
ELIOS | DEA09HOS25230E8 | DEA06HIW25230E8 |  | 6000 | 7000 | 26.5 | 15.8 | 13.6 | 2.1 | 121 | 107 | 208075830
AirEase | 4DHP2S12S-1P | DWM212S4-*P |  | 12000 | 12000 | 24.6 | 13.7 | 10.7 | 2.39 | 75 | 67 | 211034469
AirEase | 4DHP2S12S-1L | DWM212S4-*L |  | 12000 | 12000 | 23.5 | 12.8 | 10 | 2.16 | 70 | 57 | 211034467
LENNOX | MHB009S4S-1P | MWHB009S4-*P |  | 9000 | 10000 | 21.7 | 12.6 | 9.4 | 2 | 60 | 70 | 211034463
LENNOX | MLB018S4S-1P | M22A018S4-*P |  | 15700 | 17000 | 20 | 12.5 | 9.5 | 1.75 | 92 | 94 | 211034457
LENNOX | MLB018S4S-1P | MCFB018S4-*P |  | 17000 | 18000 | 20.5 | 12.5 | 9.8 | 1.86 | 67 | 93 | 211034451
LENNOX | MLB009S4S-1P | MWMC009S4-*P |  | 9000 | 12000 | 28.1 | 16.2 | 11.5 | 2 | 79 | 88 | 211034440
LENNOX | MPC012S4S-1P | MWMC012S4-*P |  | 12000 | 12000 | 24.6 | 13.7 | 10.7 | 2.39 | 75 | 67 | 211034417
SLIMAIR | SHC24VE2AG | SHLZ24VC2AG |  | 24000 | 25000 | 21.5 | 12.5 | 9.7 | 2.2 | 76 | 74 | 210857478
SLIMAIR | SHC09VE2AG | SHLZ09VC2AG |  | 9000 | 10000 | 20 | 13 | 10 | 1.9 | 75 | 74 | 210857475
MIDEA | 38MARBQ06AA3 | 40MCCAQ09XA3 |  | 6500 | 7100 | 22 | 14.5 | 10.8 | 2 | 80 | 113 | 210857473
Weathermaker | 38MARBQ12AA3 | 40MCCAQ18XA3 |  | 12000 | 12500 | 23 | 13 | 10 | 1.8 | 76 | 88 | 210857472
PAYNE | 38MARBQ12AA3 | 40MCCAQ18XA3 |  | 12000 | 12500 | 23 | 13 | 10 | 1.8 | 76 | 88 | 210857470
BRYANT | 38MARBQ12AA3 | 40MCCAQ18XA3 |  | 12000 | 12500 | 23 | 13 | 10 | 1.8 | 76 | 88 | 210857468
AIRQUEST | DLCSRBH18AAK | DLFSOAH18XAK |  | 16700 | 20000 | 19.8 | 12.5 | 11.2 | 1.93 | 73 | 84 | 210857463
TEMPSTAR | DLCSRBH06AAK | DLFSOAH09XAK |  | 6500 | 7100 | 22 | 14.5 | 10.8 | 2 | 80 | 113 | 210857454
TEMPSTAR | DLCSRBH09AAK | DLFSOAH09XAK |  | 9000 | 10900 | 24 | 13 | 12.4 | 1.8 | 90 | 96 | 210857453
MIDEA | DLCSRBH06AAK | DLFSOAH09XAK |  | 6500 | 7100 | 22 | 14.5 | 10.8 | 2 | 80 | 113 | 210857450
KENMORE | DLCSRBH06AAK | DLFSOAH09XAK |  | 6500 | 7100 | 22 | 14.5 | 10.8 | 2 | 80 | 113 | 210857446
Alsetria | MOX330-12HFN1-MW5W | CCA3U-12HRFN1-M(C) |  | 12000 | 12000 | 22.3 | 12.7 | 10.2 | 1.89 | 83 | 94 | 211644044
Alsetria | MOD33-24HFN1-MT0W | MCD1-24HRFN1-MT0W(GA) |  | 24000 | 25000 | 21.5 | 12.5 | 9.7 | 2.2 | 76 | 74 | 211644034
Star Air Kontrol | SAK-18-24MS/220 | SAK-18-24MS/220 |  | 18000 | 18000 | 23.7 | 13.5 | 10.3 | 2.39 | 78 | 69 | 211504107
Durastar | DRA1H12S1A | DRAS12F1B |  | 12000 | 12000 | 23.6 | 13 | 10 | 1.89 | 80 | 100 | 211497017
Mitsutomo | HO-SZ12-AB-Q | HJ-UZ12-AB-Q |  | 12000 | 12500 | 23 | 13 | 10 | 1.8 | 76 | 88 | 211306399
Mitsutomo | HO-SZ24-AB-Q | HW-SZ24-AB-Q |  | 23000 | 26000 | 22.3 | 12.5 | 10.3 | 1.8 | 73 | 88 | 211306396
Mitsutomo | RO-SZ09-AB-Q | RW-SZ09-AB-Q |  | 9000 | 10000 | 21.7 | 12.6 | 9.4 | 2 | 60 | 70 | 211306386
CTMorley | MOU-A12H-2 | MIU-B12F-2 |  | 12000 | 12000 | 24.2 | 13.3 | 10.7 | 1.99 | 85 | 99 | 211290024
Breeze33 | HSZ12H424ZMO | C12H424ZMI |  | 12000 | 12000 | 24.2 | 13.3 | 10.7 | 1.99 | 85 | 99 | 211277587
Breeze33 | HSZ12H424ZMO | CA12H424ZMI |  | 12000 | 12000 | 22.3 | 12.7 | 10.2 | 1.89 | 83 | 94 | 211277584
Breeze33 | HSZ9H424ZMO | SCA9H424ZMI |  | 9000 | 10900 | 24 | 13 | 12.4 | 1.8 | 90 | 96 | 211277582
Breeze33 | BZ33-HYP12OUT2-G2-P | BZ33-OWCASS12-G2-P |  | 12000 | 12500 | 23 | 13 | 10 | 1.8 | 76 | 88 | 211273235
Breeze33 | BZ33-HYP09OUT2-G2-P | BZ33-OWCASS09-G2-P |  | 9000 | 10900 | 24 | 13 | 12.4 | 1.8 | 90 | 96 | 211257122
STEALTH | ACIQ-18ZPL-HP230B | ACIQ-18W-HH-MB |  | 18000 | 18000 | 21.5 | 12.5 | 11.3 | 1.8 | 83 | 100 | 212316159
STEALTH | ACIQ-12ZPL-HP230B | ACIQ-12W-HH-MB |  | 12000 | 12000 | 25.5 | 14 | 10.4 | 1.8 | 83 | 100 | 212316158
STEALTH | ACIQ-09ZPL-HP230B | ACIQ-09W-HH-MB |  | 9000 | 12000 | 28.1 | 16.2 | 11.5 | 2 | 79 | 88 | 212316157
PolarWave | ACIQ-06ZPL-HP230B | SCC-0609-HH-M |  | 6500 | 7100 | 22 | 14.5 | 10.8 | 2 | 80 | 113 | 212316111
PolarWave | ACIQ-18ZPL-HP230B | ACIQ-18W-HH-MC |  | 18000 | 18000 | 21.5 | 12.5 | 11.3 | 1.8 | 83 | 100 | 212316101
PolarWave | ACIQ-06ZPL-HP230B | ACIQ-06W-HH-MC |  | 6000 | 7000 | 26.5 | 15.8 | 13.6 | 2.1 | 121 | 107 | 212316098
PolarWave | ACIQ-09ZPL-HP230B | ACIQ-09CC-HH-MB |  | 9000 | 9800 | 20.5 | 13 | 10.3 | 1.8 | 92 | 102 | 212316075
PolarWave | ACIQ-09ZPL-HP230B | ACIQ-09W-HH-MB |  | 9000 | 12000 | 28.1 | 16.2 | 11.5 | 2 | 79 | 88 | 212316071
BLUERIDGE | BMY33HH20C | BMY33HH20WM |  | 33000 | 35000 | 19.5 | 12 | 10 | 1.8 | 82 | 99 | 211911408
KADEN | KO-PSX18HP-2AAMA | KI-PSX18WM-2AAMA |  | 18000 | 19000 | 23.5 | 12.5 | 10.8 | 2.02 | 78 | 59 | 211793558
KADEN | KO-PSX09HP-2AAMA | KI-PSX09WM-2AAMA |  | 9000 | 10000 | 25.5 | 15 | 12.3 | 2.17 | 85 | 75 | 211793556
KADEN | KO-PSX09HP-1AAMA | KI-PSX09WM-1AAMA |  | 12000 | 12000 | 23.5 | 13 | 10 | 2.16 | 70 | 57 | 211793554
LPS Legacy | DLCSRBH18AAK | DLFSHCH18XAK |  | 18000 | 18000 | 21.5 | 12.5 | 11.3 | 1.8 | 83 | 100 | 211756603
LPS Legacy | DLCSRBH06AAK | DLFSHCH06XAK |  | 6000 | 7000 | 26.5 | 15.8 | 13.6 | 2.1 | 121 | 107 | 211756600
LPS Legacy | DLCSRBH18AAK | DLFSOAH18XAK |  | 16700 | 20000 | 19.8 | 12.5 | 11.2 | 1.93 | 73 | 84 | 211756594
LPS Legacy | DLCSRBH09AAK | DLFSOAH09XAK |  | 9000 | 10900 | 24 | 13 | 12.4 | 1.8 | 90 | 96 | 211756592
LPS Legacy | DLCERBH09AAJ | DLFEHBH09XAJ |  | 9000 | 10000 | 21.5 | 12.5 | 9.1 | 2.16 | 63 | 70 | 211756585
LPS Legacy | DLCSRBH18AAK | DLFSCAH18XAK |  | 16000 | 17000 | 20 | 12.5 | 9.5 | 1.75 | 92 | 94 | 211756572
LPS Legacy | DLCSRBH12AAK | DLFSFAH12XAK |  | 12000 | 12000 | 23.6 | 13 | 10 | 1.89 | 80 | 100 | 211756571
LPS Legacy | DLCSRBH12AAK | DLFSCAH12XAK |  | 12000 | 12000 | 22.3 | 12.7 | 10.2 | 1.89 | 83 | 94 | 211756569
LPS Legacy | DLCSRBH09AAK | DLFSHBH09XAK |  | 9000 | 12000 | 26.4 | 15.8 | 11.6 | 1.85 | 78 | 92 | 211756563
YONAN | YS-09HRFN1-E0OU | YS-09HRFN1-E0 |  | 9000 | 12000 | 28.5 | 16 | 18 | 1.85 | 87 | 114 | 212615065
YONAN | YS-09HRFN1-C5OU | YS-09HRFN1-C5 |  | 9000 | 10000 | 25.5 | 15 | 12.3 | 2.17 | 85 | 75 | 212615061
SEA BREEZE+ | HSZ18H424ZMO | CA18H424ZMI |  | 16000 | 17000 | 20 | 12.5 | 9.5 | 1.75 | 92 | 94 | 212595649
QUEBEC VAIR | NE-T52-PLA12EXT | NE-T52-PLA12INT |  | 12000 | 12000 | 23.1 | 12.5 | 9.3 | 2.24 | 68 | 68 | 212579413
SMART COMFORT | DLCPRAH18AAK | DLFPHBH18XAK |  | 18000 | 18000 | 24.1 | 12.4 | 12 | 1.92 | 68 | 89 | 212521292
MDV | MOX230-12HFN1-BW0W | MSEPB-12HRFN1-BW0W |  | 12000 | 12000 | 23.5 | 13 | 10 | 2.16 | 70 | 57 | 205993844
THERMOCORE SYSTEMS | T321S-H218-C | T3-OS218-EC |  | 16000 | 12000 | 20 | 12.5 | 9.8 |  | 100 |  | 205992987
THERMOCORE SYSTEMS | T4HH23S-H212-C | T3-OS212-EC |  | 12000 | 12000 | 19.5 | 12.5 | 9.3 |  | 73 |  | 205992986
AC PRO.COM | AOD31-24HFN1-MT0W | AS11M-23HRFN1-MTOW |  | 24000 | 25000 | 19.8 | 13.7 | 9.3 |  | 61 |  | 205921398
ELIOS | DE12HOS25230E3 | DM12HIFU230E5 |  | 12000 | 12000 | 19.4 | 12.5 | 9.4 |  | 80 |  | 205782169
MIDEA | 38MARBQ12AA3 | 40MBCQ12---3 |  | 12000 | 12000 | 22.3 | 12.7 | 10.2 | 1.89 | 83 | 94 | 206350373
MIDEA | 38MARBQ09AA3 | 40MBCQ09---3 |  | 9000 | 9800 | 20.5 | 13 | 10.3 | 1.8 | 92 | 102 | 206350371
Weathermaker | 38MARBQ12AA3 | 40MBCQ12---3 |  | 12000 | 12000 | 22.3 | 12.7 | 10.2 | 1.89 | 83 | 94 | 206350362
PAYNE | 38MARBQ12AA3 | 40MBFQ12---3 |  | 12000 | 12000 | 23.6 | 13 | 10 | 1.89 | 80 | 100 | 206350353
BRYANT | 38MARBQ18AA3 | 40MBFQ18---3 |  | 17000 | 18000 | 20.5 | 12.5 | 9.8 | 1.86 | 67 | 93 | 206350345
BRYANT | 38MARBQ09AA3 | 40MBCQ09---3 |  | 9000 | 9800 | 20.5 | 13 | 10.3 | 1.8 | 92 | 102 | 206350338
CARRIER | 38MARBQ18AA3 | 40MBFQ18---3 |  | 17000 | 18000 | 20.5 | 12.5 | 9.8 | 1.86 | 67 | 93 | 206350334
CARRIER | 38MARBQ12AA3 | 40MBCQ12---3 |  | 12000 | 12000 | 22.3 | 12.7 | 10.2 | 1.89 | 83 | 94 | 206350329
AIRQUEST | DLCSRBH06AAK | DLFSHCH06XAK |  | 6000 | 7000 | 26.5 | 15.8 | 13.6 | 2.1 | 121 | 107 | 208447693
AIRQUEST | DLCSRBH09AAK | DLFSHCH09XAK |  | 9000 | 12000 | 28.1 | 16.2 | 11.5 | 2 | 79 | 88 | 208447689
AIRQUEST | DLCSRBH24AAK | DLFSHCH24XAK |  | 24000 | 29000 | 21.5 | 13 | 11.4 | 2.21 | 73 | 86 | 208447687
TEMPSTAR | DLCSRBH12AAK | DLFSHCH12XAK |  | 12000 | 12000 | 25.5 | 14 | 10.4 | 1.8 | 83 | 100 | 208447670
MIDEA | DLCSRBH18AAK | DLFSHCH18XAK |  | 18000 | 18000 | 21.5 | 12.5 | 11.3 | 1.8 | 83 | 100 | 208447667
KENMORE | DLCSRBH12AAJ | DLFSHCH12XAJ |  | 12000 | 12000 | 23.5 | 13 | 10 | 2.16 | 70 | 57 | 208447660
KEEPRITE | DLCSRBH12AAK | DLFSHCH12XAK |  | 12000 | 12000 | 25.5 | 14 | 10.4 | 1.8 | 83 | 100 | 208447646
HEIL | DLCSRBH12AAJ | DLFSHCH12XAJ |  | 12000 | 12000 | 23.5 | 13 | 10 | 2.16 | 70 | 57 | 208447644
HEIL | DLCSRBH09AAK | DLFSHCH09XAK |  | 9000 | 12000 | 28.1 | 16.2 | 11.5 | 2 | 79 | 88 | 208447641
BLUERIDGE | BMY6HH27C | BMM6CC2 |  | 6500 | 7100 | 22 | 14.5 | 10.8 | 2 | 80 | 113 | 209550307
THERMOCORE SYSTEMS | T5HH28S-H209-C | T3-OS209-EC |  | 9000 | 9800 | 20.5 | 13 | 10.3 | 1.8 | 92 | 102 | 209549015
THERMOCORE SYSTEMS | T5HH22S-H224-C | T3-OS224-EC |  | 24000 | 25000 | 21.5 | 12.5 | 9.7 | 2.2 | 76 | 74 | 209549014
THERMOCORE SYSTEMS | T5HH26S-H212-C | T5HH26S-H212-E |  | 12000 | 12000 | 25.5 | 14 | 10.4 | 1.8 | 83 | 100 | 209549008
THERMOCORE SYSTEMS | T5HH27S-H206-C | T5HH27S-H206-E |  | 6000 | 7000 | 26.5 | 15.8 | 13.6 | 2.1 | 121 | 107 | 209549006
THERMOCORE SYSTEMS | T5E21S-H109-C | T5E21S-H109-E |  | 9000 | 10000 | 21.5 | 12.5 | 9 | 1.89 | 68 | 60 | 209548993
MIDEA | 38MARBQ18AA3 | 40MCCAQ18XA3 |  | 16700 | 20000 | 19.8 | 12.5 | 11.2 | 1.93 | 73 | 84 | 209270306
SMART COMFORT | DLCSRBH18AAK | DLFCCAH18XAK |  | 16700 | 20000 | 19.8 | 12.5 | 11.2 | 1.93 | 73 | 84 | 209270280
TEMPSTAR | DLCSRBH09AAK | DLFCCAH09XAK |  | 9000 | 10900 | 24 | 13 | 12.4 | 1.8 | 90 | 96 | 209270275
MIDEA | DLCSRBH18AAK | DLFCCAH18XAK |  | 16700 | 20000 | 19.8 | 12.5 | 11.2 | 1.93 | 73 | 84 | 209270272
KENMORE | DLCSRBH09AAK | DLFCCAH09XAK |  | 9000 | 10900 | 24 | 13 | 12.4 | 1.8 | 90 | 96 | 209270267
ARCOAIRE | DLCSRBH09AAK | DLFCCAH09XAK |  | 9000 | 10900 | 24 | 13 | 12.4 | 1.8 | 90 | 96 | 209270247
MDV | MOX330-09HFN1-MY5W | MCBU-09HRFN1-MW0W |  | 9000 | 10900 | 24 | 13 | 12.4 | 1.8 | 90 | 96 | 209270210
MDV | MOX230-09HFN1-MW5W | MCBU-09HRFN1-MW0W |  | 9000 | 11000 | 22.5 | 13 | 11.5 | 2.34 | 73 | 70 | 209270209
ApooDr | AGN24-18H1B | AGN24-18H1A |  | 18000 | 18000 | 24 | 13.5 | 10.5 | 2.44 | 78 | 71 | 209157093
C&H | CH-HPR09-230VO | CH-D09MSPHWM-230VI |  | 9000 | 11500 | 25 | 15.6 | 11 |  | 62 |  | 208816948
TRUST AIR CONDITIONERS | OAH12H/O4S4P | IUMCO12H/I41P |  | 12000 | 12000 | 23.6 | 13 | 10 | 1.89 | 80 | 100 | 208816935
TRUST AIR CONDITIONERS | OUS12H/O4S4P | IUMC412H/I41P |  | 12000 | 12000 | 22.7 | 14 | 10 | 2.27 | 74 | 67 | 208816919
TRUST AIR CONDITIONERS | OAH24H/O4S4P | IUMW124H/I41P |  | 24000 | 29000 | 21.5 | 13 | 11.4 | 2.21 | 73 | 86 | 208816917
TRUST AIR CONDITIONERS | OAH09H/O4S4P | IUMW109H/I41P |  | 9000 | 12000 | 28.1 | 16.2 | 11.5 | 2 | 79 | 88 | 208816914
TRUST AIR CONDITIONERS | OUS18H/O4S4P | IUMW118H/I41P |  | 18000 | 19000 | 23.5 | 12.5 | 10.8 | 2.02 | 78 | 59 | 208816911
SEA BREEZE+ | HSZ9H424ZMO | WM9H424ZMI |  | 9000 | 12000 | 26.4 | 15.8 | 11.6 | 1.85 | 78 | 92 | 208816889
COMFORTMAKER | DLCSRBH18AAK | DLFCCAH18XAK |  | 16700 | 20000 | 19.8 | 12.5 | 11.2 | 1.93 | 73 | 84 | 209270252
KANIONco | KWSM-12IR410AHS25 | KWSM-12IR410AHS25 |  | 12000 | 12000 | 19.9 | 13 | 9.1 |  | 65 |  | 205572568
KANIONco | KWSM-09IR410AHS25 | KWSM-09IR410AHS25 |  | 9000 | 10900 | 23.1 | 14.5 | 9.9 |  | 63 |  | 205746736
COMFORT-AIRE | A-VMH18SU-1B | B-VMH18SU-1B |  | 17000 | 18000 | 19.4 | 12.5 | 10 |  | 61 |  | 205747696
KARDA | 1KARDA12SZO22.5 | 1KARDA12UVW |  | 12000 | 12000 | 19.9 | 13 | 9.1 |  | 65 |  | 205756427
KARDA | 1KARDA24SZO20.5 | 2KARDA24UVW |  | 24000 | 24000 | 20 | 13 | 9.5 |  | 64 |  | 205756429
KARDA | 1KARDA09SZO25 | 1PAMSHH09-SZW-25 |  | 9000 | 10900 | 23.1 | 14.5 | 9.9 |  | 63 |  | 205756434
KARDA | 1KARDA12SZO22.5 | 1PAMSHH12-SZW-22.5 |  | 12000 | 12000 | 19.9 | 13 | 9.1 |  | 65 |  | 205756435
C&H | CH-HPR24-230VO | CH-B24MOLVWM-230VI |  | 23000 | 26000 | 22.3 | 12.5 | 10.3 | 1.8 | 73 | 88 | 210665995
C&H | CH-ES06-115VO | CH-06OLVWM-115VI |  | 6000 | 7000 | 23 | 13.8 | 9.8 |  | 84 |  | 210665996
Cooper&Hunter | CH-18SPH-230VO | CH-18MSPHCT-230VI |  | 18000 | 18000 | 20 | 12.5 | 9.1 |  | 67 |  | 210799449
Cooper&Hunter | CH-24SPH-230VO | CH-24MSPHFC-230VI |  | 24000 | 24000 | 20 | 12.5 | 9.4 |  | 63 |  | 210799466
THERMOCORE SYSTEMS | T5HH27S-H209-C | T3-OS209-EC |  | 9000 | 10000 | 20 | 13 | 10 | 1.9 | 75 | 74 | 209549011
BLUERIDGE | BMY9HH28C | BMM9CC2 |  | 9000 | 10900 | 24 | 13 | 12.4 | 1.8 | 90 | 96 | 209550308
BLUERIDGE | BMY12HH26C | BMM12LW |  | 12000 | 12000 | 24.2 | 13.3 | 10.7 | 1.99 | 85 | 99 | 209550311
LIVART | LVAS12KU | LVAS12KN |  | 12000 | 12000 | 22.7 | 12.5 | 10.4 | 2.06 | 74 | 56 | 209550326
CTMorley | MOU-A09G-1 | MIU-A09W-1 |  | 9000 | 10000 | 21.5 | 12.5 | 9.1 | 2.16 | 63 | 70 | 209694741
AC PRO.COM | AOX230-09HFN1-MW5W | ACCA3U-09HRFN1-M |  | 9000 | 10000 | 20 | 13 | 10 | 1.9 | 75 | 74 | 209748099
AC PRO.COM | AOX230-12HFN1-MV5W | AFAU-12HRFN1-M(C) |  | 12000 | 12000 | 22.7 | 13 | 10.2 | 2.26 | 75 | 70 | 209748106
TGM | MRSVHT12AS | MC4VHT12S |  | 12000 | 12000 | 22.7 | 14 | 10 | 2.27 | 74 | 67 | 209843012
CTMorley | MOU-A09H-2 | MIU-A09C-2 |  | 9000 | 9800 | 20.5 | 13 | 10.3 | 1.8 | 92 | 102 | 209843081
KLIMAIRE | KSIE009-H121-O-2 | KSIE009-H121-IW-2 |  | 9000 | 10000 | 24 | 14 | 9.6 | 2 | 60 | 65 | 209862147
KLIMAIRE | KSIH024-H220-O-2 | KSIH024-H220-IW-2 |  | 23000 | 26000 | 22.3 | 12.5 | 10.3 | 1.8 | 73 | 88 | 209862156
KLIMAIRE | KSIE012-H220-O-2 | KTIR12-H2 |  | 12000 | 12000 | 22.7 | 14 | 10 | 2.27 | 74 | 67 | 209862158
KLIMAIRE | KSIE018-H220-O-2 | KUIR18-H2 |  | 18000 | 20000 | 23 | 12.5 | 10 | 2.08 | 64 | 65 | 209862164
KLIMAIRE | KSIE024-H220-O-2 | KUIR24-H2 |  | 24000 | 24000 | 21.2 | 12.5 | 10.3 | 2.2 | 67 | 76 | 209862165
CTMorley | MOU-A09G-2 | MIU-A09GW-2 |  | 9000 | 10000 | 21.7 | 12.6 | 9.4 | 2 | 60 | 70 | 209864929
PREMIUM LEVELLA | PIAW93800B | PIAW93790A |  | 9000 | 10000 | 21.7 | 12.6 | 9.4 | 2 | 60 | 70 | 209862121
KLIMAIRE | KSIV009-H119-O-2 | KSIV009-H119-IW-2 |  | 9000 | 10000 | 21.5 | 12.5 | 9 | 1.89 | 68 | 60 | 209862139
KLIMAIRE | KSIV009-H219-O-2 | KSIV009-H219-IW-2 |  | 9000 | 10000 | 21.7 | 12.6 | 9.1 | 1.96 | 69 | 64 | 209862141
KLIMAIRE | KSIE009-H221-O-2 | KSIE009-H221-IW-2 |  | 9000 | 10000 | 24 | 14 | 11.4 | 2.18 | 83 | 78 | 209862149
KLIMAIRE | KSIE018-H220-O-2 | KSIE018-H220-IW-2 |  | 18000 | 18000 | 23.7 | 13.5 | 10.3 | 2.39 | 78 | 69 | 209862151
KLIMAIRE | KSIH012-H222-O-2 | KSIH012-H222-IW-2 |  | 12000 | 12000 | 23.1 | 13 | 10.5 | 1.88 | 86 | 92 | 209862154
KLIMAIRE | KSIE018-H220-O-2 | KTIR18-H2 |  | 16000 | 19000 | 20.5 | 12.5 | 10.5 | 2.16 | 63 | 67 | 209862159
KLIMAIRE | KSIH012-H222-O-2 | KTIR12-H2 |  | 12000 | 12000 | 22.3 | 12.7 | 10.2 | 1.89 | 83 | 94 | 209862167
CTMorley | MOU-A09H-2 | MIU-A09CO-2 |  | 9000 | 10900 | 24 | 13 | 12.4 | 1.8 | 90 | 96 | 209864933
TGM | MRSVHT12AS | MUVHT12S |  | 12000 | 12000 | 19.4 | 12.5 | 9.4 |  | 80 |  | 209940782
TGM | MRSVHT18AS | MUVHT18S |  | 17000 | 18000 | 19.9 | 12.5 | 9.9 |  | 74 |  | 209940783
CARRIER | 38MARBQ12AA3 | 40MBFAQ12XA3 |  | 12000 | 12000 | 24.2 | 13.3 | 10.7 | 1.99 | 85 | 99 | 209948186
Weathermaker | 38MARBQ12AA3 | 40MBFAQ12XA3 |  | 12000 | 12000 | 24.2 | 13.3 | 10.7 | 1.99 | 85 | 99 | 209948189
DAY & NIGHT | DLCSRBH12AAK | DLFSFBH12XAK |  | 12000 | 12000 | 24.2 | 13.3 | 10.7 | 1.99 | 85 | 99 | 209948193
KEEPRITE | DLCSRBH12AAK | DLFSFBH12XAK |  | 12000 | 12000 | 24.2 | 13.3 | 10.7 | 1.99 | 85 | 99 | 209948195
MIDEA | DLCSRBH12AAK | DLFSFBH12XAK |  | 12000 | 12000 | 24.2 | 13.3 | 10.7 | 1.99 | 85 | 99 | 209948197
Clearity | MOD30-24HFN1-MT0W | CS11M-23HRFN1-MT0W |  | 24000 | 24000 | 20 | 13 | 9.5 |  | 64 |  | 210278959
SEA BREEZE+ | SZ12H424ZMO | SCA12H424ZMI |  | 12000 | 12500 | 22 | 12.6 | 9.8 | 2.21 | 62 | 62 | 210410113
MDV | MOX230-09HFN1-BS5W | MSABA-09HRFN1-BT5W-6K |  | 6000 | 7000 | 21.5 | 12.5 | 9 |  | 97 |  | 210434542
AIRDACH | ACSH1222VM2-D | AICH1200VM1-D |  | 12000 | 12000 | 22.7 | 14 | 10 | 2.27 | 74 | 67 | 210476736
Durastar | DRA1H12S1A | DRAW12F1B |  | 12000 | 12000 | 23.1 | 13 | 10.5 | 1.88 | 86 | 92 | 210568099
Durastar | DRA1H18S1A | DRAW18F1B |  | 18000 | 18000 | 22 | 13 | 10.6 | 1.89 | 62 | 96 | 210568100
FRUIKONAIRE | KFR-25W/B | KFR-25G/B |  | 9000 | 10000 | 21.5 | 12.5 | 9.1 | 2.16 | 63 | 70 | 208650628
AIC TECHNOLOGIES | NAKS-SPLIT AC-9K-ODU-208-230 | NAKS-SPLIT AC-9K-IDU-208-230 |  | 9000 | 10000 | 24 | 14.7 | 11.6 | 2.25 | 81 | 75 | 208674965
AIC TECHNOLOGIES | NAKS-SPLIT AC-12K-ODU-208-230 | NAKS-SPLIT AC-12K-IDU-208-230 |  | 12000 | 12000 | 23.1 | 13 | 10.8 | 2.41 | 83 | 70 | 208674966
NAKS | NAKS-SPLIT AC-9K-ODU-115 | NAKS-SPLIT AC-9K-IDU-115 |  | 9000 | 10000 | 23 | 13.8 | 9.8 | 2.06 | 59 | 67 | 208674979
MDV | MOX230-09HFN1-MW5W | MSEPB-09HRFN1-MY5W(GA) |  | 9000 | 10000 | 25.5 | 15 | 12.3 | 2.17 | 85 | 75 | 206369558
DIRECT AIR | MOX430-17HFN1-MT0W | CCA3U-18HRFN1-M(C) |  | 16000 | 17000 | 20 | 12.5 | 9.5 | 1.75 | 92 | 94 | 206377759
CARRIER | 38MARBQ18AA3 | 40MAQB18B--3 |  | 17000 | 18000 | 19.4 | 12.5 | 10 |  | 61 |  | 206400644
BRYANT | 38MARBQ12AA3 | 619PEQ012BBMA |  | 12000 | 12000 | 23.6 | 13.5 | 9.5 | 1.8 | 63 | 83 | 206400649
PAYNE | 38MARBQ12AA3 | DHMSHAQ12XA3 |  | 12000 | 12000 | 23.6 | 13.5 | 9.5 | 1.8 | 63 | 83 | 206400655
MDV | MOX230-12HFN1-MV5W | MFAU-12HRFN1-M(C) |  | 12000 | 12000 | 22.7 | 13 | 10.2 | 2.26 | 75 | 70 | 206330125
MDV | MOX330-12HFN1-MW5W | MFAU-12HRFN1-M(C) |  | 12000 | 12000 | 23.6 | 13 | 10 | 1.89 | 80 | 100 | 206330128
BRYANT | 38MARBQ09AA3 | 619AHBQ09XA3 |  | 9000 | 12000 | 28.1 | 16.2 | 11.5 | 2 | 79 | 88 | 206348142
PAYNE | 38MARBQ12AA3 | DHMAHBQ12XA3 |  | 12000 | 12000 | 25.5 | 14 | 10.4 | 1.8 | 83 | 100 | 206350314
PAYNE | 38MARBQ18AA3 | DHMAHBQ18XA3 |  | 18000 | 18000 | 21.5 | 12.5 | 11.3 | 1.8 | 83 | 100 | 206350315
Weathermaker | 38MARBQ24AA3 | DHMAHBQ24XA3 |  | 24000 | 29000 | 21.5 | 13 | 11.4 | 2.21 | 73 | 86 | 206350326
SEA BREEZE+ | SZ12H424ZMO | CA12H424ZMI |  | 12000 | 12000 | 22.7 | 14 | 10 | 2.27 | 74 | 67 | 208128271
SEA BREEZE+ | SZ18H424ZMO | CA18H424ZMI |  | 16000 | 19000 | 20.5 | 12.5 | 10.5 | 2.16 | 63 | 67 | 208128272
SEA BREEZE+ | SZ24H424ZMO | CA24H424ZMI |  | 24000 | 25000 | 21.5 | 12.5 | 9.7 | 2.2 | 76 | 74 | 208128273
SEA BREEZE+ | SZ18H424ZMO | FC18H424ZMI |  | 18000 | 20000 | 23 | 12.5 | 10 | 2.08 | 64 | 65 | 208128280
LBG Products | LBHB12DUWO | LBHB12DUWI |  | 12000 | 12000 | 23.1 | 13 | 10.8 | 2.41 | 83 | 70 | 208130804
LBG Products | LBHB18DUWO | LMHB18DZDI |  | 18000 | 20000 | 23 | 12.5 | 10 | 2.08 | 64 | 65 | 208130821
LBG Products | LBHB09DVWO | LBHB09DUWI |  | 9000 | 12000 | 26.4 | 15.8 | 11.6 | 1.85 | 78 | 92 | 208130827
LBG Products | LBHB12DVWO | LMHB12DZGI |  | 12000 | 12000 | 23.6 | 13 | 10 | 1.89 | 80 | 100 | 208130843
COMFORT-AIRE | A-VMH09SV-1 | B-VMH09SU-1 |  | 9000 | 11500 | 25 | 15.6 | 11 |  | 62 |  | 208141167
COMFORT-AIRE | A-VMH24SU-1 | B-VMH24SV-1 |  | 24000 | 29000 | 21.5 | 13 | 11.4 | 2.21 | 73 | 86 | 208141178
COMFORT-AIRE | A-KMH12SV-1 | B-KMH12SU-1 |  | 12000 | 12000 | 23.6 | 13.5 | 9.5 | 1.8 | 63 | 83 | 208141182
KERR | A-KMH18SU-1 | B-KMH18SV-1 |  | 18000 | 18000 | 21.5 | 12.5 | 11.3 | 1.8 | 83 | 100 | 208141200
PIONEER | YN012GMFI22RPE | FB012GMFILDFHE |  | 12000 | 12000 | 22.7 | 13 | 10.2 | 2.26 | 75 | 70 | 208141955
PIONEER | YN018GMFI22RPE | UB018GMFILCFHD |  | 18000 | 20000 | 23 | 12.5 | 10 | 2.08 | 64 | 65 | 208141956
PIONEER | YN024GMFI22RPE | CB024GMFILDFHE |  | 24000 | 25000 | 21.5 | 12.5 | 9.7 | 2.2 | 76 | 74 | 208191864
SUNCHILLERS | 24WODU-UL | 24WIDU-UL |  | 24000 | 25000 | 22 | 14 | 10 | 1.8 | 65 | 62 | 208447611
ARCOAIRE | DLCSRBH09AAK | DLFSHCH09XAK |  | 9000 | 12000 | 28.1 | 16.2 | 11.5 | 2 | 79 | 88 | 208447617
ARCOAIRE | DLCSRBH06AAK | DLFSHCH06XAK |  | 6000 | 7000 | 26.5 | 15.8 | 13.6 | 2.1 | 121 | 107 | 208447621
COMFORTMAKER | DLCSRBH18AAK | DLFSHCH18XAK |  | 18000 | 18000 | 21.5 | 12.5 | 11.3 | 1.8 | 83 | 100 | 208447627
DAY & NIGHT | DLCSRBH18AAK | DLFSHCH18XAK |  | 18000 | 18000 | 21.5 | 12.5 | 11.3 | 1.8 | 83 | 100 | 208447635
Custom Comfort | CCOXHASZ09HP | CCOXHA1C09 |  | 9000 | 10900 | 24 | 13 | 12.4 | 1.8 | 90 | 96 | 212365430
Weathermaker | 38MPRAQ18AA3 | DHMPHAQ18XA3 |  | 18000 | 18000 | 26.2 | 14.5 | 12 | 1.95 | 68 | 91 | 212436235
MDV | MOD30-18HFN1-MZ22W | MSEPD-18HRFN1-MZ22W |  | 18000 | 18000 | 24.1 | 12.4 | 12 | 1.92 | 68 | 89 | 212519803
MIDEA | 38MPRAQ09AA3 | DHMPHBQ09XA3 |  | 9000 | 10000 | 19.5 | 12.1 | 12.1 | 1.72 | 72 | 117 | 212521255
COMFORTMAKER | DLCPRAH09AAK | DLFPHBH09XAK |  | 9000 | 10000 | 19.5 | 12.1 | 12.1 | 1.72 | 72 | 117 | 212521259
KEEPRITE | DLCPRAH09AAK | DLFPHBH09XAK |  | 9000 | 10000 | 19.5 | 12.1 | 12.1 | 1.72 | 72 | 117 | 212521265
TEMPSTAR | DLCPRAH09AAK | DLFPHBH09XAK |  | 9000 | 10000 | 19.5 | 12.1 | 12.1 | 1.72 | 72 | 117 | 212521271
CARRIER | 38MPRAQ18AA3 | 40MPHBQ18XA3 |  | 18000 | 18000 | 24.1 | 12.4 | 12 | 1.92 | 68 | 89 | 212521279
COMFORTMAKER | DLCPRAH18AAK | DLFPHBH18XAK |  | 18000 | 18000 | 24.1 | 12.4 | 12 | 1.92 | 68 | 89 | 212521285
TEMPSTAR | DLCPRAH18AAK | DLFPHBH18XAK |  | 18000 | 18000 | 24.1 | 12.4 | 12 | 1.92 | 68 | 89 | 212521291
LPS Legacy | DLCSRBH06AAK | DLFSHBH06XAK |  | 6000 | 7000 | 23.5 | 15 | 12 | 1.84 | 107 | 101 | 211756558
LPS Legacy | DLCSRBH12AAK | DLFSHBH12XAK |  | 12000 | 12000 | 23.1 | 13 | 10.5 | 1.88 | 86 | 92 | 211756564
LPS Legacy | DLCSRBH18AAK | DLFSHBH18XAK |  | 18000 | 18000 | 22 | 13 | 10.6 | 1.89 | 62 | 96 | 211756565
LPS Legacy | DLCSRBH24AAK | DLFSHBH24XAK |  | 23000 | 26000 | 22.3 | 12.5 | 10.3 | 1.8 | 73 | 88 | 211756566
LPS Legacy | DLCSRBH18AAK | DLFCCAH18XAK |  | 16700 | 20000 | 19.8 | 12.5 | 11.2 | 1.93 | 73 | 84 | 211756597
LPS Legacy | DLCSRBH09AAK | DLFSHCH09XAK |  | 9000 | 12000 | 28.1 | 16.2 | 11.5 | 2 | 79 | 88 | 211756602
KADEN | KO-PSX12HP-1AAMA | KI-PSX12WM-1AAMA |  | 12000 | 12000 | 23.5 | 13 | 10 | 2.16 | 70 | 57 | 211793555
KADEN | KO-PSX12HP-2AAMA | KI-PSX12WM-2AAMA |  | 12000 | 12000 | 24.6 | 13.7 | 10.7 | 2.39 | 75 | 67 | 211793557
KADEN | KO-PSX24HP-2AAMA | KI-PSX24WM-2AAMA |  | 24000 | 25000 | 22 | 14 | 10 | 1.8 | 65 | 62 | 211793559
KADEN | KO-PSX24HP-2AAMA | KI-PSX24CT-2AAMA |  | 24000 | 25000 | 21.5 | 12.5 | 9.7 | 2.2 | 76 | 74 | 211793577
MIDEA | MASAG09-21HS2GB* | MASAG09-21HS2GA |  | 9000 | 10000 | 21.7 | 12.6 | 9.4 | 2 | 60 | 70 | 211871345
Coast Air | A-CAD24-1A | B-CAD24-1A |  | 23000 | 25000 | 20.5 | 12.5 | 9.2 | 2.04 | 72 | 62 | 211126489
Coast Air | A-CAD12-0A | B-CAD12-0A |  | 12000 | 12000 | 22.5 | 12.5 | 9 | 1.96 | 63 | 53 | 211126490
Viking Air | XJ23-12-4C-HC-1-110V | XJ23-12-4E-HC-1-110V |  | 9000 | 10000 | 21.7 | 12.6 | 9.4 | 2 | 60 | 70 | 211126525
Airlux | ASZ12O/2022 | AMM12I/2022 |  | 12000 | 12000 | 23.1 | 12.5 | 9.3 | 2.24 | 68 | 68 | 208119662
Airlux | ASZ09O115/2022 | ASZ09I115/2022 |  | 9000 | 10000 | 24 | 14 | 9.6 | 2 | 60 | 65 | 208119670
Airlux | ASZ12O115/2022 | ASZ12I115/2022 |  | 12000 | 12000 | 22.7 | 12.5 | 10 | 2 | 70 | 54 | 208119671
ECO-AIR | MOX330-09HFN1-MY5W | MSEPB-09HRFN1-MY5W(GA) |  | 9000 | 12000 | 28.1 | 16.2 | 11.5 | 2 | 79 | 88 | 208121864
ECO-AIR | MOX330-12HFN1-MW5W | MSEPB-12HRFN1-MW5W(GA) |  | 12000 | 12000 | 25.5 | 14 | 10.4 | 1.8 | 83 | 100 | 208121865
MIDEA | MOD33-24HFN1-MT0W | MCD1-24HRFN1-MT0W(GA) |  | 24000 | 25000 | 21.5 | 12.5 | 9.7 | 2.2 | 76 | 74 | 207821939
1HVAC | ACIQ-09ZPL-HP230B | ACIQ-09W-HH-MB |  | 9000 | 12000 | 28.1 | 16.2 | 11.5 | 2 | 79 | 88 | 207825512
1HVAC | ACIQ-24ZPL-HP230B | ACIQ-24W-HH-MB |  | 24000 | 29000 | 21.5 | 13 | 11.4 | 2.21 | 73 | 86 | 207825515
1HVAC | ACIQ-18ZPL-HP230B | ACIQ-18CC-HH-MB |  | 16000 | 17000 | 20 | 12.5 | 9.5 | 1.75 | 92 | 94 | 207825518
1HVAC | ACIQ-12ZPL-HP230B | ACIQ-12FM-HH-MB |  | 12000 | 12000 | 23.6 | 13 | 10 | 1.89 | 80 | 100 | 207825523
ACIQ | ACIQ-12ZPL-HP230B | ACIQ-12W-HH-MB |  | 12000 | 12000 | 25.5 | 14 | 10.4 | 1.8 | 83 | 100 | 207825532
ACIQ | ACIQ-18ZPL-HP230B | ACIQ-18W-HH-MB |  | 18000 | 18000 | 21.5 | 12.5 | 11.3 | 1.8 | 83 | 100 | 207825533
ACIQ | ACIQ-12ZPL-HP230B | ACIQ-12CC-HH-MB |  | 12000 | 12000 | 22.3 | 12.7 | 10.2 | 1.89 | 83 | 94 | 207825536
DIYCOOL | ACIQ-24ZPL-HP230B | ACIQ-24W-HH-MB |  | 24000 | 29000 | 21.5 | 13 | 11.4 | 2.21 | 73 | 86 | 207825553
ECO AC | EHH-O09BB | EHH-W09BB |  | 9000 | 10000 | 24 | 14 | 11.4 | 2.18 | 83 | 78 | 207826045
COMFORTMAKER | DLCPRBH18AAK | DLFPHBH18XAK |  | 18000 | 20000 | 26.3 | 15.3 | 15.5 | 2.89 | 101 | 120 | 207826645
KEEPRITE | DLCPRBH18AAK | DLFPHBH18XAK |  | 18000 | 20000 | 26.3 | 15.3 | 15.5 | 2.89 | 101 | 120 | 207826648
MIDEA | DLCPRBH18AAK | DLFPHBH18XAK |  | 18000 | 20000 | 26.3 | 15.3 | 15.5 | 2.89 | 101 | 120 | 207826650
AIRQUEST | DLCPRBH18AAK | DLFPHBH18XAK |  | 18000 | 20000 | 26.3 | 15.3 | 15.5 | 2.89 | 101 | 120 | 207826653
Weathermaker | 38MPRBQ18AA3 | DHMPHBQ18XA3 |  | 18000 | 20000 | 26.3 | 15.3 | 15.5 | 2.89 | 101 | 120 | 207826655
MIDEA | MOX330-12HFN1-MW5W | MSEPB-12HRFN1-MW5W(GA) |  | 12000 | 12000 | 25.5 | 14 | 10.4 | 1.8 | 83 | 100 | 207826694
ZENAIR TECHNOLOGIES | ZEN-WM18HP23S/O | ZEN-WM18HP23S/I |  | 18000 | 18000 | 22 | 13 | 10.6 | 1.89 | 62 | 96 | 207827124
Breeze33 | BZ33-HYP12OUT2-G2-P | BZ33-HYP12WALL2-G2-P |  | 12000 | 12000 | 25.5 | 14 | 10.4 | 1.8 | 83 | 100 | 207862071
Breeze33 | BZ33-HYP09OUT2-G2-P | BZ33-CASS09-P |  | 9000 | 9800 | 20.5 | 13 | 10.3 | 1.8 | 92 | 102 | 207862076
Breeze33 | BZ33-HYP12OUT2-G2-P | BZ33-ICM12-G2-P |  | 12000 | 12000 | 23.6 | 13 | 10 | 1.89 | 80 | 100 | 207862082
Breeze33 | BZ33-HYP18OUT2-G2-P | BZ33-CASS18-P |  | 16000 | 17000 | 20 | 12.5 | 9.5 | 1.75 | 92 | 94 | 207862085
MOOVAIR | DMA12HOS25230E8 | DMA12HIW25230E8 |  | 12000 | 12000 | 24.6 | 13.7 | 10.7 | 2.39 | 75 | 67 | 207742491
MOOVAIR | DMA06HOS28230E8 | DMA06HIW25230E8 |  | 6000 | 7000 | 26.5 | 15.8 | 13.6 | 2.1 | 121 | 107 | 207742494
MOOVAIR | DMA18HOS28230E8 | DMA18HIW25230E8 |  | 18000 | 18000 | 21.5 | 12.5 | 11.3 | 1.8 | 83 | 100 | 207742497
MOOVAIR | DMA12HOS42230E4 | DMA12HIW42230E4 |  | 12000 | 12000 | 27 | 14 | 12 | 1.85 | 87 | 114 | 207742500
MOOVAIR | DMA12HOS28230E8 | DUA12HICU230X5 |  | 12000 | 12000 | 22.3 | 12.7 | 10.2 | 1.89 | 83 | 94 | 207742509
DIRECT AIR | DIRM-09DA25-1Z | DIRM-09HP-WM |  | 9000 | 10000 | 25.5 | 15 | 12.3 | 2.17 | 85 | 75 | 207743719
DIRECT AIR | DIRM-24HXPRO28-1Z | DIRM-24HP-WM |  | 24000 | 29000 | 21.5 | 13 | 11.4 | 2.21 | 73 | 86 | 207743727
DIRECT AIR | DIRM-18HXPRO28-1Z | DIRM-18HP-CF |  | 17000 | 18000 | 20.5 | 12.5 | 9.8 | 1.86 | 67 | 93 | 207743731
DIRECT AIR | DIRM-12HXPRO28-1Z | DIRM-12HP-CA |  | 12000 | 12000 | 22.3 | 12.7 | 10.2 | 1.89 | 83 | 94 | 207743740
DIRECT AIR | DIRM-18DA25-1Z | DIRM-18HP-CA |  | 16000 | 19000 | 20.5 | 12.5 | 10.5 | 2.16 | 63 | 67 | 207743741
DIRECT AIR | DIRM-18HXPRO28-1Z | DIRM-18HP-CA |  | 16000 | 17000 | 20 | 12.5 | 9.5 | 1.75 | 92 | 94 | 207743742
BOSCH | BMS500-AAS018-1CSXRC | BMS500-AAU018-1AHWXC |  | 18000 | 19000 | 23.5 | 12.5 | 10.8 | 2.02 | 78 | 59 | 207759991
BOSCH | BMS500-AAS009-1CSXRC | BMS500-AAU006-1AHWXC |  | 6000 | 7000 | 26.5 | 15.8 | 13.6 | 2.1 | 121 | 107 | 207759993
YONAN | YSA25-12HRN1 | YSA25-12HRN1 |  | 12000 | 12000 | 24.6 | 13.7 | 10.7 | 2.39 | 75 | 67 | 207671409
YONAN | YSA25-18HRN1 | YSA25-18HRN1 |  | 18000 | 19000 | 23.5 | 12.5 | 10.8 | 2.02 | 78 | 59 | 207671410
NAPOLEON | NDHAS22-18-O | NDHAS22-18-I |  | 18000 | 18000 | 24 | 13.5 | 10.5 | 2.44 | 78 | 71 | 207683231
NAPOLEON | NDHAS26-12-O | NDHAS26-12-I |  | 12000 | 12000 | 25.5 | 14 | 10.4 | 1.8 | 83 | 100 | 207683234
NOVAIR PLUS | 18EVANVO | 18EVCNVI |  | 18000 | 18000 | 20 | 12.5 | 9.1 |  | 67 |  | 205281383
ELIOS | DE09HOS25230E3 | DM09HICU230X5 |  | 9000 | 10000 | 20 | 13 | 9.4 |  | 67 |  | 205300183
ELIOS | DE18HOS25230E3 | DM18HICU230X5 |  | 16000 | 12000 | 20 | 12.5 | 9.8 |  | 100 |  | 205300185
NORTON AIR CONDITIONERS | OHP14-09-12-25 | DWHP14-09-12-25 |  | 9000 | 10900 | 23.1 | 14.5 | 9.9 |  | 63 |  | 205300191
CanAir | C23SCH09H21 | C23SEH09H21 |  | 9000 | 10900 | 23.1 | 14.5 | 9.9 |  | 63 |  | 205306861
CanAir | C23SCH12H21 | C23SEH12H21 |  | 12000 | 12000 | 19.9 | 13 | 9.1 |  | 65 |  | 205306862
CanAir | C23SCH24H21 | C23SEH24H21 |  | 24000 | 24000 | 20 | 13 | 9.5 |  | 64 |  | 205306864
NAPOLEON | NH21-09F-O | NH25-09F-I |  | 9000 | 9800 | 21.8 | 14.9 | 9.3 | 1.83 | 59 | 74 | 205309935
DANCOOL | DANCS12-OD | DANCS12-ID |  | 12000 | 12000 | 19.9 | 13 | 9.1 |  | 65 |  | 205334544
AC PRO.COM | AOCA31-18HFN1-MT0W | ACCA3U-18HRFN1-M |  | 18000 | 18000 | 20 | 12.5 | 9.1 |  | 67 |  | 205355561
Breeze33 | BZ33-HYP12HPOUT2-P | BZ33-HYP12WALL2-P |  | 12000 | 12000 | 19.9 | 13 | 9.1 |  | 65 |  | 205470422
Breeze33 | BZ33-HYP09HPOUT2-P | BZ33-CASS09-P |  | 9000 | 10000 | 20 | 13 | 9.4 |  | 67 |  | 205470425
LENNOX | MLA012S4S-1P | MFMA012S4-1P |  | 12000 | 12000 | 19.4 | 12.5 | 9.4 |  | 80 |  | 205747587
MDV | MOD30-22HFN1-MW5W | MSAB2F-22HRFN1-MW5W |  | 22000 | 24000 | 23.5 | 13.7 | 10.5 | 1.94 | 64 | 98 | 202415590
CARRIER | 38MPRAQ24AA3 | 40MPHAQ24XA3 |  | 22000 | 24000 | 23.5 | 13.7 | 10.5 | 1.94 | 64 | 98 | 202463635
BRYANT | 38MPRAQ18AA3 | 619PHAQ18XA3 |  | 18000 | 18000 | 26.2 | 14.5 | 12 | 1.95 | 68 | 91 | 202463636
BRYANT | 38MPRAQ24AA3 | 619PHAQ24XA3 |  | 22000 | 24000 | 23.5 | 13.7 | 10.5 | 1.94 | 64 | 98 | 202463637
PAYNE | 38MPRAQ18AA3 | DHMPHAQ18XA3 |  | 18000 | 18000 | 26.2 | 14.5 | 12 | 1.95 | 68 | 91 | 202463638
ARCOAIRE | DLCPRAH24AAK | DLFPHAH24XAK |  | 22000 | 24000 | 23.5 | 13.7 | 10.5 | 1.94 | 64 | 98 | 202463643
HEIL | DLCPRAH18AAK | DLFPHAH18XAK |  | 18000 | 18000 | 26.2 | 14.5 | 12 | 1.95 | 68 | 91 | 202463648
HEIL | DLCPRAH24AAK | DLFPHAH24XAK |  | 22000 | 24000 | 23.5 | 13.7 | 10.5 | 1.94 | 64 | 98 | 202463649
SMART COMFORT | DLCPRAH24AAK | DLFPHAH24XAK |  | 22000 | 24000 | 23.5 | 13.7 | 10.5 | 1.94 | 64 | 98 | 202463659
COMFORTSTAR | CXH009CD(O) | TPA-09 |  | 9000 | 10000 | 20 | 13 | 9.4 |  | 67 |  | 202575863
DUCANE | 4DHP1S18S-1P | D22C118S4-1P |  | 18000 | 18000 | 20 | 12.5 | 9.1 |  | 67 |  | 200059202
MIDEA | MOCA30-12HFN1-MZ50W | MSOP1B-12HRFN1-MZ50W |  | 12000 | 12000 | 17.9 | 13.5 | 9 |  | 57 |  | 200059284
KLIMAIRE | KSIH009-H225-O | KSIH009-H225-IW |  | 9000 | 10900 | 23.1 | 14.5 | 9.9 |  | 63 |  | 201766729
KLIMAIRE | KSIH012-H222-O | KSIH012-H222-IW |  | 12000 | 12000 | 19.9 | 13 | 9.1 |  | 65 |  | 201766730
NOVAIR PLUS | 12EVONVO | 12EVONVI |  | 12000 | 12000 | 19.9 | 13 | 9.1 |  | 65 |  | 201786767
LENNOX | MLA009S4S-1P | MWMA009S4-3P |  | 9000 | 10900 | 23.1 | 14.5 | 9.9 |  | 63 |  | 201796632
KARDA | 1PAMSHH24-SZO-20.5 | 1PAMSHH24-SZW-20.5 |  | 24000 | 24000 | 20 | 13 | 9.5 |  | 64 |  | 201830348
MRCOOL | O-ES-24-HP-C-230 | O-24-HP-WMAH-230A |  | 24000 | 25000 | 19.8 | 13.7 | 9.3 |  | 61 |  | 204783914
YORK | YUJE18BYTMCMO-X | YKJE18BXTMCM-RX |  | 18000 | 18000 | 20 | 12.5 | 9.1 |  | 67 |  | 204835486
KOOLKING | MOB30-12HFN1-MV0W | CS11M-12HRFN1-MU5W |  | 12000 | 12000 | 19.9 | 13 | 9.1 |  | 65 |  | 205092275
SENVILLE | SENA-33HF-OQ | SENA-33HF-IQ |  | 33000 | 35000 | 19.5 | 12 | 10 | 1.8 | 82 | 99 | 211749871
NG Trade | OBMH090A | IBMH090A |  | 9000 | 10000 | 21.5 | 12.5 | 9.1 | 2.16 | 63 | 70 | 211744616
Star Air Kontrol | SAK-18-CC(OD)/220VOLT | SAK-18-20CC/220(IN) |  | 16000 | 19000 | 20.5 | 12.5 | 10.5 | 2.16 | 63 | 67 | 211726524
C&H | CH-18DKT230VO | CH-18MSPHFC-230VI |  | 17000 | 18000 | 19.9 | 12.5 | 9.9 |  | 74 |  | 204098434
C&H | CH-09DKT230VO | CH-09MSPHCT-230VI |  | 9000 | 10000 | 20 | 13 | 9.4 |  | 67 |  | 204098416
C&H | CH-18SPH-230VO | CH-18MSPHCT-230VI |  | 18000 | 18000 | 20 | 12.5 | 9.1 |  | 67 |  | 204098414
Breeze33 | BZ33-HYP24HPOUT2 | BZ33-HYP24WALL2 |  | 24000 | 24000 | 20 | 13 | 9.5 |  | 64 |  | 204030299
Breeze33 | BZ33-HYP09HPOUT2 | BZ33-HYP09WALL2 |  | 9000 | 10900 | 23.1 | 14.5 | 9.9 |  | 63 |  | 204030296
KLIMAIRE | KSIE024-H220-O | KUIR24-H2 |  | 24000 | 24000 | 20 | 12.5 | 9.4 |  | 63 |  | 204012240
Clearity | MOB30-12HFN1-MV0W | CS11M-12HRFN1-MU5W |  | 12000 | 12000 | 19.9 | 13 | 9.1 |  | 65 |  | 204007909
ELIOS | DE09HOS25230E3 | DE09HICU230X5 |  | 9000 | 10000 | 20 | 13 | 9.4 |  | 67 |  | 204005782
ELIOS | DE12HOS25230E3 | DE12HIW23230E3 |  | 12000 | 12000 | 19.9 | 13 | 9.1 |  | 65 |  | 204005775
MOOVAIR | DM18HOS25230E3 | DM18HICU230X5 |  | 16000 | 12000 | 20 | 12.5 | 9.8 |  | 100 |  | 204005750
MOOVAIR | DM24HOS25230E3 | DM24HIW23230E3 |  | 24000 | 24000 | 20 | 13 | 9.5 |  | 64 |  | 204005735
MOOVAIR | DM12HOS25230E3 | DM12HIW23230E3 |  | 12000 | 12000 | 19.9 | 13 | 9.1 |  | 65 |  | 204005733
BOSCH | BMS500-AAS024-1CSXHB | BMS500-AAU024-1AHWXB |  | 24000 | 24000 | 20 | 13 | 9.5 |  | 64 |  | 203991155
BOSCH | BMS500-AAS024-1CSXRA | BMS500-AAU024-1AHWXB |  | 24000 | 25000 | 19.8 | 13.7 | 9.3 |  | 61 |  | 203991151
BOSCH | BMS500-AAS009-1CSXRA | BMS500-AAU009-1AHWXB |  | 9000 | 9800 | 21.8 | 14.9 | 9.3 | 1.83 | 59 | 74 | 203991148
ACC | MSH123E23MCAA | MSH123E23AXAA |  | 12000 | 12000 | 19.9 | 13 | 9.1 |  | 65 |  | 203991103
GOODMAN | MSH123E23MCAA | MSH123E23AXAA |  | 12000 | 12000 | 23.6 | 13.5 | 9.5 | 1.8 | 63 | 83 | 203991091
C&H | CH-HYP12SPH230VO | CH-D12MSPHWM-230VI |  | 12000 | 12000 | 19.9 | 13 | 9.1 |  | 65 |  | 205263874
CONCORD | 4DHP2S18S-1P | D22C118S4-1P |  | 16000 | 19000 | 20.5 | 12.5 | 10.4 | 2.16 | 63 | 67 | 208106694
CONCORD | 4DHP2S18S-1P | DWM218S4-1P |  | 18000 | 19000 | 23.5 | 12.4 | 10.7 | 2.02 | 78 | 59 | 208106691
CONCORD | 4DHP2S12S-1P | DWM212S4-1P |  | 12000 | 12000 | 24.6 | 13.7 | 10.7 | 2.39 | 75 | 67 | 208106690
AirEase | 4DHP2S24S-1P | D33C224S4-1P |  | 23600 | 26000 | 21.5 | 12.3 | 9.6 | 2.2 | 73 | 71 | 208106686
Armstrong Air | 4DHP2S12S-1P | D22C112S4-1P |  | 11800 | 12000 | 22.7 | 13.9 | 9.9 | 2.27 | 74 | 67 | 208106675
Armstrong Air | 4DHP2S24S-1P | DWM224S4-1P |  | 24000 | 25000 | 22 | 14 | 9.9 | 1.8 | 65 | 62 | 208106674
DUCANE | 4DHP2S18S-1P | D22C118S4-1P |  | 16000 | 19000 | 20.5 | 12.5 | 10.4 | 2.16 | 63 | 67 | 208106667
DUCANE | 4DHP2S12S-1P | D22C112S4-1P |  | 11800 | 12000 | 22.7 | 13.9 | 9.9 | 2.27 | 74 | 67 | 208106666
Allied | 4DHP2S24S-1P | D33C224S4-1P |  | 23600 | 26000 | 21.5 | 12.3 | 9.6 | 2.2 | 73 | 71 | 208106659
Allied | 4DHP2S18S-1P | D22C118S4-1P |  | 16000 | 19000 | 20.5 | 12.5 | 10.4 | 2.16 | 63 | 67 | 208106658
Allied | 4DHP2S12S-1P | DWM212S4-1P |  | 12000 | 12000 | 24.6 | 13.7 | 10.7 | 2.39 | 75 | 67 | 208106653
AURORA | AU-CX24HR-2A-O | AU-BS24HR-2A-I |  | 23000 | 26000 | 22.3 | 12.5 | 10.3 | 1.8 | 73 | 88 | 208101259
PIONEER | YN024GMFI22RPE | WS024GMFI22HLE |  | 24000 | 26000 | 21 | 12.5 | 9 | 1.92 | 69 | 64 | 208101241
PIONEER | YN009GMFI20RPD | WS009GMFI20HLD |  | 9000 | 10000 | 21.7 | 12.6 | 9.1 | 1.96 | 69 | 64 | 208101235
Breeze33 | BZ33-HYP12OUT2-G2-P | BZ33-CASS12-P |  | 12000 | 12000 | 22.3 | 12.7 | 10.2 | 1.89 | 83 | 94 | 207862077
Breeze33 | BZ33-HYP18OUT2-G2-P | BZ33-HYP18WALL2-G2-P |  | 18000 | 18000 | 21.5 | 12.5 | 11.3 | 1.8 | 83 | 100 | 207862072
Breeze33 | BZ33-HYP06OUT2-G2-P | BZ33-HYP06WALL2-G2-P |  | 6000 | 7000 | 26.5 | 15.8 | 13.6 | 2.1 | 121 | 107 | 207862069
AC PRO.COM | AOD32-24HFN1-MT0W | ASEPD-24HRFN1-MU0W |  | 24000 | 25000 | 22 | 14 | 10 | 1.8 | 65 | 62 | 207827148
AC PRO.COM | AOX230-09HFN1-BS5W | ASABA-09HRFN1-BT5W |  | 9000 | 10000 | 21.5 | 12.5 | 9 | 1.89 | 68 | 60 | 207827137
MIDEA | MOD33-24HFN1-MT0W | MUEU-24HRFN1-M(C) |  | 24000 | 24000 | 21.2 | 12.5 | 10.3 | 2.2 | 67 | 76 | 207826697
MIDEA | MOX230-09HFN1-MW5W | MSEPB-09HRFN1-MY5W(GA) |  | 9000 | 10000 | 25.5 | 15 | 12.3 | 2.17 | 85 | 75 | 207826693
BLUERIDGE | BMX922C | BMX922WM |  | 9000 | 10000 | 21.5 | 12.5 | 9.1 | 2.16 | 63 | 70 | 207826690
BRYANT | 38MPRBQ18AA3 | 619PHBQ18XA3 |  | 18000 | 20000 | 26.3 | 15.3 | 15.5 | 2.89 | 101 | 120 | 207826657
MIDEA | 38MPRBQ18AA3 | DHMPHBQ18XA3 |  | 18000 | 20000 | 26.3 | 15.3 | 15.5 | 2.89 | 101 | 120 | 207826656
DAY & NIGHT | DLCPRBH18AAK | DLFPHBH18XAK |  | 18000 | 20000 | 26.3 | 15.3 | 15.5 | 2.89 | 101 | 120 | 207826646
ARCOAIRE | DLCPRBH18AAK | DLFPHBH18XAK |  | 18000 | 20000 | 26.3 | 15.3 | 15.5 | 2.89 | 101 | 120 | 207826644
COMFORT-AIRE | A-VMH12SU-1 | B-VMH12FU-1 |  | 12000 | 12000 | 19.4 | 12.5 | 9.4 |  | 80 |  | 205123800
COMFORT-AIRE | A-VMH18SU-1A | B-VMH18CU-1 |  | 16000 | 12000 | 20 | 12.5 | 9.8 |  | 100 |  | 205123798
C&H | CH-24SPH-230VO | CH-24DKT230VI |  | 24000 | 25000 | 19.8 | 13.7 | 9.3 |  | 61 |  | 205104727
KOOLKING | MOB30-12HFN1-MV0W | CS11M-12HRFN1-MV0W |  | 12000 | 12000 | 19.9 | 13 | 9.1 |  | 65 |  | 205092315
KOOLKING | MOCA30-18HFN1-MTOW | CCA3U-18HRFN1-M(C) |  | 16000 | 12000 | 20 | 12.5 | 9.8 |  | 100 |  | 205092297
KOOLKING | MOCA30-18HFN1-MT0W | CCA3U-18HRFN1-M(C) |  | 16000 | 12000 | 20 | 12.5 | 9.8 |  | 100 |  | 205092279
MRCOOL | O-HH-24-HP-C-230 | O-24-HP-WMAH-230A |  | 24000 | 24000 | 20 | 13 | 9.5 |  | 64 |  | 204783918
MDV | MOCA30-18HFN1-MT0Q1W | MSABE-18HRFN1-MT0Q1W |  | 18000 | 18000 | 19.8 | 12.5 | 9.6 |  | 63 |  | 204711117
KARDA | 1PAMSHH12-SZO-22.5 | 1PAMSHH12-SZW-22.5 |  | 12000 | 12000 | 19.9 | 13 | 9.1 |  | 65 |  | 201830346
MIDEA | MOCA30-12HFN1-MZ50W | CMSOP1B-12HRFN1-MZ50W |  | 12000 | 12000 | 17.9 | 13.5 | 9 |  | 57 |  | 200059332
MIDEA | MOCA30-09HFN1-MZA5W | MSOP1B-09HRFN1-MZA5W |  | 9000 | 10000 | 21.1 | 15 | 11.5 |  | 72 |  | 200059282
YONAN | YS25M-12HRDN1 | YS25M-12HRDN1 |  | 12000 | 12000 | 19.9 | 13 | 9.1 |  | 65 |  | 202897107
SENVILLE | SENA/12HF/OZ | SENA/12HF/ICZ |  | 12000 | 12000 | 19.5 | 12.5 | 9.3 |  | 73 |  | 8929137
BRYANT | 38MAQB12R--3 | 619REQ012FBMA |  | 12000 | 12000 | 19.4 | 12.5 | 9.4 |  | 80 |  | 8856648
SENVILLE | SENA/12HF/OZ | SENA/12HF/IZ |  | 12000 | 12000 | 19.9 | 13 | 9.1 |  | 65 |  | 8797150
MDV | MOD32-24HFN1-MT0W | CS11M-23HRFN1-MT0W |  | 24000 | 24000 | 20 | 12.5 | 9.5 |  | 64 |  | 8779065
DIRECT AIR | MOB30-12HFN1-MV0W | CCA3U-12HRFN1-M(C) |  | 12000 | 12000 | 19.5 | 12.5 | 9.3 |  | 73 |  | 8775834
DIRECT AIR | MOB30-09HFN1-MX0W | CS11M-09HRFN1-MX0W(A) |  | 9000 | 10900 | 23.1 | 14.5 | 9.9 |  | 63 |  | 8775826
TGM | MROHNT18AS | MCHINT18S |  | 16000 | 12000 | 20 | 12.5 | 9.8 |  | 100 |  | 8752721
MDV | MOD31-24HFN1-MT0W | MUEU-24HRFN1-M(C) |  | 24000 | 24000 | 20 | 12.5 | 9.4 |  | 63 |  | 8740675
MDV | MOB30-12HFN1-MV0W | CCA3U-12HRFN1-M(C) |  | 12000 | 12000 | 19.5 | 12.5 | 9.3 |  | 73 |  | 8740664
BRYANT | 38MAQB09R--3 | 619PEQ009BBMA |  | 9000 | 10900 | 23.1 | 14.5 | 9.9 |  | 63 |  | 8738646
CARRIER | 38MAQB09R--3 | 40MAQB09B--3 |  | 9000 | 10900 | 23.1 | 14.5 | 9.9 |  | 63 |  | 8738635
DUCANE | 4DHP1S09S-1P | DWM109S4-1P |  | 9000 | 9800 | 21.8 | 14.9 | 9.3 | 1.83 | 59 | 74 | 200059186
CARRIER | 38MAQB12R--3 | 40MBFQ12---3 |  | 12000 | 12000 | 19.4 | 12.5 | 9.4 |  | 80 |  | 200059157
BRYANT | 38MAQB12R--3 | 40MBFQ12---3 |  | 12000 | 12000 | 19.4 | 12.5 | 9.4 |  | 80 |  | 200059156
CARRIER | 38MAQB09R--3 | 40MBCQ09---3 |  | 9000 | 10000 | 20 | 13 | 9.4 |  | 67 |  | 200059151
COMFORT-AIRE | A-VMH24SU-1 | B-VMH24SU-1 |  | 24000 | 24000 | 20 | 13 | 9.5 |  | 64 |  | 200059035
COMFORTSTAR | CXH012CD(O) | CXH012CD(I) |  | 12000 | 12000 | 19.9 | 13 | 9.1 |  | 65 |  | 10595496
MIDEA | MOB30-12HFN1-MV0W | CS11M-12HRFN1-MU5W |  | 12000 | 12000 | 19.9 | 13 | 9.1 |  | 65 |  | 9006305
LENNOX | LISH024000P431-C | LIUH024180P431-C |  | 24000 | 24000 | 20 | 12.5 | 9.4 |  | 63 |  | 8993986
MRCOOL | O-HH-12-HP-C-230 | CASSETTE18HP-230 |  | 12000 | 12000 | 19.5 | 12.5 | 9.3 |  | 73 |  | 8977716
NAPOLEON | NH25-12F-O | NH25-12F-I |  | 12000 | 12000 | 19.9 | 13 | 9.1 |  | 65 |  | 8952856
NAPOLEON | NH25-09F-O | NH25-09F-I |  | 9000 | 10900 | 23.1 | 14.5 | 9.9 |  | 63 |  | 8952855
CARRIER | 38MAQB18R--3 | 40MBQB18C--3 |  | 16000 | 12000 | 20 | 12.5 | 9.8 |  | 100 |  | 8856655
CARRIER | 38MAQB12R--3 | 40MBQB12C--3 |  | 12000 | 12000 | 19.5 | 12.5 | 9.3 |  | 73 |  | 8856651
CARRIER | 38MAQB09R--3 | 40MBQB09C--3 |  | 9000 | 10000 | 20 | 13 | 9.4 |  | 67 |  | 8856644
SENVILLE | SENA/24HF/OZ | SENA/24HF/IZ |  | 24000 | 24000 | 20 | 13 | 9.5 |  | 64 |  | 8797152
SENVILLE | SENA/09HF/OZ | SENA/09HF/IZ |  | 9000 | 10900 | 23.1 | 14.5 | 9.9 |  | 63 |  | 8797149
DIRECT AIR | MOCA31-18HFN1-MT0W | CCA3U-18HRFN1-M(C) |  | 18000 | 18000 | 20 | 12.5 | 9.1 |  | 67 |  | 8775849
DIRECT AIR | MOB30-12HFN1-MV0W | CFAU-12HRFN1-M(C) |  | 12000 | 12000 | 19.4 | 12.5 | 9.4 |  | 80 |  | 8775835
DIRECT AIR | MOD30-24HFN1-MT0W | CS11M-23HRFN1-MT0W |  | 24000 | 24000 | 20 | 13 | 9.5 |  | 64 |  | 8775829
CLASSIC | MROHNC18AS | MCHINC18S |  | 16000 | 12000 | 20 | 12.5 | 9.8 |  | 100 |  | 8752720
BRYANT | 38MAQB12R--3 | 619PEQ012BBMA |  | 12000 | 12000 | 19.9 | 13 | 9.1 |  | 65 |  | 8738645
CARRIER | 38MAQB24R--3 | 40MAQB24B--3 |  | 24000 | 24000 | 20 | 13 | 9.5 |  | 64 |  | 8738638
MDV | MOB30-09HFN1-MX0W | CS11M-09HRFN1-MX0W(A) |  | 9000 | 10900 | 23.1 | 14.5 | 9.9 |  | 63 |  | 8704431
MIDEA | 38MAQB24R--3 | DHMSHAQ24XA3 |  | 24000 | 24000 | 20 | 13 | 9.5 |  | 64 |  | 201846991
PAYNE | 38MAQB18R--3 | 40MBCQ18---3 |  | 16000 | 12000 | 20 | 12.5 | 9.8 |  | 100 |  | 201846974
BRYANT | 38MAQB18R--3 | 40MBFQ18---3 |  | 17000 | 18000 | 19.9 | 12.5 | 9.9 |  | 74 |  | 201846965
TEMPSTAR | DLCSRBH06AAK | DLFSHBH06XAK |  | 6000 | 7000 | 23.5 | 15 | 12 | 1.84 | 107 | 101 | 207188926
MIDEA | DLCSRBH06AAK | DLFSHBH06XAK |  | 6000 | 7000 | 23.5 | 15 | 12 | 1.84 | 107 | 101 | 207188923
KENMORE | DLCSRBH06AAK | DLFSHBH06XAK |  | 6000 | 7000 | 23.5 | 15 | 12 | 1.84 | 107 | 101 | 207188920
DAY & NIGHT | DLCSRBH06AAK | DLFSHBH06XAK |  | 6000 | 7000 | 23.5 | 15 | 12 | 1.84 | 107 | 101 | 207188911
MDV | MOX230-09HFN1-MW5W | MSEPB-06HRFN1-MY5W |  | 6000 | 7000 | 26.5 | 15.8 | 13.6 | 2.1 | 121 | 107 | 207178564
COMFORT-AIRE | A-VMH18SU-1B | B-VMH18SU-1A |  | 17000 | 18000 | 19.4 | 12.5 | 10 |  | 61 |  | 206913035
BLUERIDGE | BM18YDIY20C | BM18YDIY20WM |  | 18000 | 18000 | 19.8 | 12.5 | 9.6 |  | 63 |  | 206905348
ECO AC | EHH-O09BA | EHH-W09BA |  | 9000 | 9800 | 21.2 | 14 | 9.9 |  | 65 |  | 206902021
FRANKLIN | MSH183E21MCAA | MST183E20ACAA |  | 18000 | 18000 | 20 | 12.5 | 9.1 |  | 67 |  | 206900447
FRANKLIN | MSH093E23MCAA | MST093E20ACAA |  | 9000 | 9800 | 20.5 | 13 | 10.3 | 1.8 | 92 | 102 | 206900432
YONAN | YSA21-12HRN1 | YSA21-12HRN1 |  | 12000 | 12000 | 23.1 | 12.5 | 9.3 | 2.24 | 68 | 68 | 207671405
COMFORTSTAR | CZP12CD(O) | TPA-12C |  | 12000 | 12000 | 22.7 | 14 | 10 | 2.27 | 74 | 67 | 207658944
COMFORTSTAR | CHF18CD(O) | CHF18CD(I) |  | 18000 | 18000 | 21.5 | 12.5 | 11.3 | 1.8 | 83 | 100 | 207658928
COMFORTSTAR | CZP24CD(O) | CHF24CD(I) |  | 24000 | 25000 | 22 | 14 | 10 | 1.8 | 65 | 62 | 207658925
COMFORTSTAR | CZP12CA(O) | CHF12CA(I) |  | 12000 | 12000 | 23.5 | 13 | 10 | 2.16 | 70 | 57 | 207658921
MDV | MOX330-12HFN1-MW5W-L | MCA3U-12HRFN1-M(C) |  | 12000 | 12000 | 22.3 | 12.7 | 10.2 | 1.89 | 83 | 94 | 207658614
MDV | MOX430-17HFN1-MT0W-L | MUEU-18HRFN1-M(C) |  | 17000 | 18000 | 20.5 | 12.5 | 9.8 | 1.86 | 67 | 93 | 207658612
MDV | MOX430-17HFN1-MT0W-L | MSEPC-18HRFN1-MU0W |  | 18000 | 18000 | 21.5 | 12.5 | 11.2 | 1.8 | 83 | 100 | 207658607
MDV | MOX330-12HFN1-MW5W-L | MSEPB-12HRFN1-MW5W(GA) |  | 12000 | 12000 | 25.5 | 13.5 | 10.4 | 1.8 | 83 | 100 | 207658606
MDV | MOX430-18HFN1-MU0W-L | MSEPC-18HRFN1-MU0W |  | 18000 | 19000 | 23.5 | 12.4 | 10.7 | 2.02 | 78 | 59 | 207658590
KERR | A-KMH12SV-1 | B-KMH12SV-1 |  | 12000 | 12000 | 25.5 | 14 | 10.4 | 1.8 | 83 | 100 | 207657395
COMFORT-AIRE | A-VMH18SV-1 | B-VMH18SV-1 |  | 18000 | 18000 | 21.5 | 12.5 | 11.3 | 1.8 | 83 | 100 | 207657388
C&H | CH-ES12-230VO | CH-12MSPHMC-230VI |  | 12000 | 12000 | 22.7 | 13 | 10.2 | 2.26 | 75 | 70 | 207742320
C&H | CH-ES12-230VO | CH-12MSPHCT-230VI |  | 12000 | 12000 | 22.7 | 14 | 10 | 2.27 | 74 | 67 | 207742318
C&H | CH-NY09MIA-230VO | CH-09MOLV-230VI |  | 9000 | 10000 | 21.7 | 12.6 | 9.4 | 2 | 60 | 70 | 207740532
C&H | CH-ES12-115VO | CH-12OLVWM-115VI |  | 12000 | 12000 | 22.7 | 12.5 | 10.4 | 2.06 | 74 | 56 | 207740531
C&H | CH-NY09MIA-230VO | CH-NY09MIA-230VI |  | 9000 | 10000 | 21.7 | 12.6 | 9.1 | 1.96 | 69 | 64 | 207740525
C&H | CH-NY09MIA-115VO | CH-NY09MIA-115VI |  | 9000 | 10000 | 21.5 | 12.5 | 9 | 1.89 | 68 | 60 | 207740523
C&H | CH-HPR18-230VO | CH-18MOLVWM-230VI |  | 18000 | 18000 | 22 | 13 | 10.6 | 1.89 | 62 | 96 | 207740521
C&H | CH-HPR12-230VO | CH-12MOLVWM-230VI |  | 12000 | 12000 | 23.1 | 13 | 10.5 | 1.88 | 86 | 92 | 207740520
C&H | CH-ES18-230VO | CH-18MOLVWM-230VI |  | 18000 | 18000 | 24 | 13.5 | 10.5 | 2.44 | 78 | 71 | 207740514
C&H | CH-HPR24-230VO | CH-24MASTWM-230VI |  | 24000 | 29000 | 21.5 | 13 | 11.4 | 2.21 | 73 | 86 | 207740504
C&H | CH-HPR06F9-230VO | CH-06MASTWM-230VI |  | 6000 | 7000 | 26.5 | 15.8 | 13.6 | 2.1 | 121 | 107 | 207740500
KANIONco | KWSM-12IR410AHS21.5MVL | KWSM-12IR410AHS21.5MVL |  | 12000 | 12000 | 22.7 | 12.5 | 10 | 2 | 70 | 54 | 207699078
LENNOX | MLB018S4S-1P | M22A018S4-2P |  | 15700 | 17000 | 20 | 12.5 | 9.5 | 1.75 | 92 | 94 | 207683533
LENNOX | MLB018S4S-1P | MCFB018S4-2P |  | 17000 | 18000 | 20.5 | 12.5 | 9.8 | 1.86 | 67 | 93 | 207683529
LENNOX | MPC024S4S-1P | M33C024S4-1P |  | 23600 | 26000 | 21.5 | 12.3 | 9.6 | 2.2 | 73 | 71 | 207683517
LENNOX | MPC018S4S-1P | M22A018S4-2P |  | 16000 | 19000 | 20.5 | 12.5 | 10.4 | 2.16 | 63 | 67 | 207683516
LENNOX | MPC018S4S-1P | MWMC018S4-1P |  | 18000 | 19000 | 23.5 | 12.4 | 10.7 | 2.02 | 78 | 59 | 207683499
LENNOX | MPC012S4S-1L | MWMC012S4-1L |  | 12000 | 12000 | 23.5 | 13 | 10 | 2.16 | 70 | 57 | 207683496
MIDEA | MOX230-12HFN1-MV5W | MSAG11B-12HRFN1-MV0W(GA) |  | 12000 | 12000 | 23.1 | 13 | 10.8 | 2.41 | 83 | 70 | 207821932
KARDA | 3KARDA12SZO | 3KARDA12UVC |  | 12000 | 12000 | 22.3 | 12.7 | 10.2 | 1.89 | 83 | 94 | 207796638
DIAMONDAIR | D2018SHO2 | DF2018HMSI2 |  | 18000 | 18000 | 22 | 13 | 10.6 | 1.89 | 62 | 96 | 210857267
Cooper&Hunter | CH-HPR09-230VO | CH-09DKT230VI |  | 9000 | 11500 | 25 | 15.6 | 11 |  | 62 |  | 210857258
Cooper&Hunter | CH-HYP09SPH230VO | CH-09MSPHCT-230VI |  | 9000 | 10000 | 20 | 13 | 9.4 |  | 67 |  | 210857243
Cooper&Hunter | CH-NY06MIA-115VO | CH-NY06MIA-115VI |  | 6000 | 7000 | 21.5 | 12.5 | 9 |  | 97 |  | 210799697
Cooper&Hunter | CH-ES06-115VO | CH-06OLVWM-115VI |  | 6000 | 7000 | 23 | 13.8 | 9.8 |  | 84 |  | 210799695
Cooper&Hunter | CH-HPR09-230VO | CH-B09MOLVWM-230VI |  | 9000 | 12000 | 26.4 | 15.8 | 11.6 | 1.85 | 78 | 92 | 210799691
Cooper&Hunter | CH-HPR06F9-230VO | CH-B06MOLVWM-230VI |  | 6000 | 7000 | 23.5 | 15 | 12 | 1.84 | 107 | 101 | 210799686
Cooper&Hunter | CH-ES09-115VO | CH-B09OLVWM-115VI |  | 9000 | 10000 | 23 | 13.8 | 9.8 | 2.06 | 59 | 67 | 210799684
Cooper&Hunter | CH-HPR12-230VO | CH-12MMC-230VI |  | 12000 | 12000 | 24.2 | 13.3 | 10.7 | 1.99 | 85 | 99 | 210799675
Cooper&Hunter | CH-ES12-230VO | CH-12MMC-230VI |  | 12000 | 12000 | 25 | 13 | 11 | 2.38 | 77 | 70 | 210799674
Cooper&Hunter | CH-HPR12-230VO | CH-D12MSPHWM-230VI |  | 12000 | 12000 | 23.6 | 13.5 | 9.5 | 1.8 | 63 | 83 | 210799656
Cooper&Hunter | CH-HPR09-230VO | CH-D09MSPHWM-230VI |  | 9000 | 11500 | 25 | 15.6 | 11 |  | 62 |  | 210799655
Cooper&Hunter | CH-HPR18-230VO | CH-18MSPHFC-230VI |  | 17000 | 18000 | 20.5 | 12.5 | 9.8 | 1.86 | 67 | 93 | 210799598
Cooper&Hunter | CH-HPR18-230VO | CH-18MSPHCT-230VI |  | 16000 | 17000 | 20 | 12.5 | 9.5 | 1.75 | 92 | 94 | 210799596
Cooper&Hunter | CH-HPR12-230VO | CH-12MSPHMC-230VI |  | 12000 | 12000 | 23.6 | 13 | 10 | 1.89 | 80 | 100 | 210799595
Cooper&Hunter | CH-ES24-230VO | CH-N24MSPHCT-230VI |  | 24000 | 25000 | 21.5 | 12.5 | 9.7 | 2.2 | 76 | 74 | 210799588
Cooper&Hunter | CH-NY09MIA-230VO | CH-09MOLV-230VI |  | 9000 | 10000 | 21.7 | 12.6 | 9.4 | 2 | 60 | 70 | 210799579
Cooper&Hunter | CH-HPR18-230VO | CH-18MOLVWM-230VI |  | 18000 | 18000 | 22 | 13 | 10.6 | 1.89 | 62 | 96 | 210799568
Cooper&Hunter | CH-HPR12-230VO | CH-12MOLVWM-230VI |  | 12000 | 12000 | 23.1 | 13 | 10.5 | 1.88 | 86 | 92 | 210799567
Cooper&Hunter | CH-HPR09-230VO | CH-09MOLVWM-230VI |  | 9000 | 12000 | 26.4 | 15.8 | 11.6 | 1.85 | 78 | 92 | 210799566
Coast Air | A-CAD09-0A | B-CAD09-0A |  | 12000 | 12000 | 22.5 | 12.5 | 9 | 1.96 | 63 | 53 | 211126487
DUCANE | 4DHP2S18S-1P | D22C118S4-*P |  | 16000 | 19000 | 20.5 | 12.5 | 10.4 | 2.16 | 63 | 67 | 211034587
DUCANE | 4DHPS209S-1P | D22C109S4-*P |  | 8900 | 10000 | 20 | 13 | 10 | 1.9 | 75 | 74 | 211034585
DUCANE | 4DHP2S18S-1P | DWM218S4-*P |  | 18000 | 19000 | 23.5 | 12.4 | 10.7 | 2.02 | 78 | 59 | 211034574
CONCORD | 4DHV2S09S-1L | DWH209S4-*L |  | 9000 | 10000 | 21.5 | 12.5 | 9.1 | 2.16 | 63 | 70 | 211034565
CONCORD | 4DHPS209S-1P | DWM209S4-*P |  | 9000 | 10000 | 25.5 | 15 | 11.9 | 2.17 | 85 | 75 | 211034546
Armstrong Air | 4DHV2S09S-1P | DWH209S4-*P |  | 9000 | 10000 | 21.7 | 12.6 | 9.4 | 2 | 60 | 70 | 211034541
Armstrong Air | 4DHV2S09S-1L | DWH209S4-*L |  | 9000 | 10000 | 21.5 | 12.5 | 9.1 | 2.16 | 63 | 70 | 211034539
Armstrong Air | 4DHPS209S-1P | D22C109S4-*P |  | 8900 | 10000 | 20 | 13 | 10 | 1.9 | 75 | 74 | 211034533
Armstrong Air | 4DHP2S12S-1P | DWM212S4-*P |  | 12000 | 12000 | 24.6 | 13.7 | 10.7 | 2.39 | 75 | 67 | 211034521
Allied | 4DHP2S24S-1P | DWM224S4-*P |  | 24000 | 25000 | 22 | 14 | 9.9 | 1.8 | 65 | 62 | 211034497
NOVAIR | LEA18SZ35SK-O | 2LEA18UUSK-I |  | 18000 | 18000 | 21.5 | 12.5 | 11.3 | 1.8 | 83 | 100 | 211709684
Alsetria | MOX430-17HFN1-MT0W | MCBU-18HRFN1-MU2W |  | 16700 | 20000 | 19.8 | 12.5 | 11.2 | 1.93 | 73 | 84 | 211644101
ECO-AIR | MOX330-09HFN1-MY5W | MCBU-09HRFN1-MW0W |  | 9000 | 10900 | 24 | 13 | 12.4 | 1.8 | 90 | 96 | 211644093
ECO-AIR | MOX230-12HFN1-MV5W | MFA2U-12HRFN1-MW5W |  | 12000 | 12000 | 25 | 13 | 11 | 2.38 | 77 | 70 | 211644090
ECO-AIR | MOX330-12HFN1-MW5W | CCA3U-12HRFN1-M(C) |  | 12000 | 12000 | 22.3 | 12.7 | 10.2 | 1.89 | 83 | 94 | 211644069
Alsetria | MOX430-17HFN1-MT0W | CCA3U-18HRFN1-M(C) |  | 16000 | 17000 | 20 | 12.5 | 9.5 | 1.75 | 92 | 94 | 211644045
Alsetria | MOX330-09HFN1-MY5W | CCA3U-09HRFN1-M(C) |  | 9000 | 9800 | 20.5 | 13 | 10.3 | 1.8 | 92 | 102 | 211644043
Alsetria | MOX430-18HFN1-MU0W | CCA3U-18HRFN1-M(C) |  | 16000 | 19000 | 20.5 | 12.5 | 10.5 | 2.16 | 63 | 67 | 211644033
Alsetria | MOX230-12HFN1-MV5W | CCA3U-12HRFN1-M(C) |  | 12000 | 12000 | 22.7 | 14 | 10 | 2.27 | 74 | 67 | 211644032
Star Air Kontrol | SAK-12-22MS/220 | SAK-12-22MS/220 |  | 12000 | 12000 | 23.1 | 12.5 | 9.3 | 2.24 | 68 | 68 | 211504105
Mitsutomo | HO-SZ06-AB-Q | HJ-UZ06-AB-Q |  | 6500 | 7100 | 22 | 14.5 | 10.8 | 2 | 80 | 113 | 211306397
Mitsutomo | HO-SZ12-AB-Q | HW-SZ12-AB-Q |  | 12000 | 12000 | 23.1 | 13 | 10.5 | 1.88 | 86 | 92 | 211306394
Mitsutomo | RO-SZ09-AB-J | RW-SZ09-AB-J |  | 9000 | 10000 | 21.5 | 12.5 | 9.1 | 2.16 | 63 | 70 | 211306384
MDV | MOX230-09HFN1-MT0W-L | MSAG11A-09HRFN1-MT0W |  | 9000 | 10000 | 21.5 | 12.6 | 9.4 | 2 | 60 | 70 | 211289827
Breeze33 | HSZ18H424ZMO | CA18H424ZMI |  | 16000 | 17000 | 20 | 12.5 | 9.5 | 1.75 | 92 | 94 | 211277588
Breeze33 | HSZ12H424ZMO | SCA12H424ZMI |  | 12000 | 12500 | 23 | 13 | 10 | 1.8 | 76 | 88 | 211277585
PERFECTAIRE | 3PAMSHH06-SZO | 3PAMSHH06-UVW |  | 6000 | 7000 | 23.5 | 15 | 12 | 1.84 | 107 | 101 | 211253535
CanAir | C25SCH09H21 | C28SEH09H21 |  | 9000 | 10000 | 25.5 | 15 | 12.3 | 2.17 | 85 | 75 | 211253522
Custom Comfort | CCOXHASZ12HP | CCOXHAFM12 |  | 12000 | 12000 | 24.2 | 13.3 | 10.7 | 1.99 | 85 | 99 | 212365422
Custom Comfort | CCOXHASZ09HP | CCOXHA4C09 |  | 9000 | 9800 | 20.5 | 13 | 10.3 | 1.8 | 92 | 102 | 212365409
Custom Comfort | CCOXHASZ33HP | CCOXHAWM33 |  | 33000 | 35000 | 19.5 | 12 | 10 | 1.8 | 82 | 99 | 212365408
MAXI AIR | NE-T52-PLA18INT | NE-T52-PLA18EXT |  | 18000 | 18000 | 23.7 | 13.5 | 10.3 | 2.39 | 78 | 69 | 212348364
STEALTH | ACIQ-18ZPL-HP230B | SCC-1218-HH-M |  | 16700 | 20000 | 19.8 | 12.5 | 11.2 | 1.93 | 73 | 84 | 212316200
STEALTH | ACIQ-06ZPL-HP230B | SCC-0609-HH-M |  | 6500 | 7100 | 22 | 14.5 | 10.8 | 2 | 80 | 113 | 212316197
STEALTH | ACIQ-12ZPL-HP230B | ACIQ-12W-HH-MC |  | 12000 | 12000 | 25.5 | 14 | 10.4 | 1.8 | 83 | 100 | 212316186
STEALTH | ACIQ-18ZPL-HP230B | ACIQ-18CC-HH-MB |  | 16000 | 17000 | 20 | 12.5 | 9.5 | 1.75 | 92 | 94 | 212316163
KARDA | 1KARDA24SZO20.5 | 1PAMSHH24-SZW-20.5 |  | 24000 | 24000 | 20 | 13 | 9.5 |  | 64 |  | 205756437
MDV | MOX430-17HFN1-MT0W | CS11M-18HRFN1-MT0W |  | 17000 | 18000 | 19.4 | 12.5 | 10 |  | 61 |  | 205746254
KANIONco | KWSM-24IR410AHS25 | KWSM-24IR410AHS25 |  | 24000 | 24000 | 20 | 13 | 9.5 |  | 64 |  | 205572570
Breeze33 | BZ33-HYP12HPOUT2-P | BZ33-ICM12-P |  | 12000 | 12000 | 19.4 | 12.5 | 9.4 |  | 80 |  | 205470432
Breeze33 | BZ33-HYP18HPOUT2-P | BZ33-CASS18-P |  | 16000 | 12000 | 20 | 12.5 | 9.8 |  | 100 |  | 205470427
Breeze33 | BZ33-HYP24HPOUT2-P | BZ33-HYP24WALL2-P |  | 24000 | 24000 | 20 | 13 | 9.5 |  | 64 |  | 205470424
Breeze33 | BZ33-HYP09HPOUT2-P | BZ33-HYP09WALL2-P |  | 9000 | 10900 | 23.1 | 14.5 | 9.9 |  | 63 |  | 205470421
MDV | MOBA30-09HFN1-MT0W | MSABB-09HRFN1-MT0W |  | 9000 | 9800 | 21.2 | 14 | 9.9 |  | 65 |  | 205417817
NORTON AIR CONDITIONERS | OHP14-09-12-22 | DWHP14-09-12-25 |  | 9000 | 9800 | 21.8 | 14.9 | 9.3 | 1.83 | 59 | 74 | 205300187
ELIOS | DE12HOS25230E3 | DM12HICU230X5 |  | 12000 | 12000 | 19.5 | 12.5 | 9.3 |  | 73 |  | 205300184
KARDA | 1PAMSHH24-SZO-20.5 | 1KARDA24UVW |  | 24000 | 24000 | 20 | 13 | 9.5 |  | 64 |  | 206061622
DUCANE | 4DHP2S09S-1P | D22C109S4-1P |  | 9000 | 10000 | 20 | 13 | 10 | 1.9 | 75 | 74 | 208128195
CONCORD | 4DHP2S09S-1P | DWM209S4-1P |  | 9000 | 10000 | 25.5 | 15 | 12.3 | 2.17 | 85 | 75 | 208128191
AirEase | 4DHP2S09S-1P | D22C109S4-1P |  | 9000 | 10000 | 20 | 13 | 10 | 1.9 | 75 | 74 | 208128186
Allied | 4DHP2S12S-1L | DWM212S4-1L |  | 12000 | 12000 | 23.5 | 13 | 10 | 2.16 | 70 | 57 | 208127266
PIONEER | YN024GMFI20RPD | CB024GMFILDFHE |  | 24000 | 25000 | 21.5 | 12.5 | 9.7 | 2.2 | 76 | 74 | 208121947
EMI | MHSZ118DA | MHCAS18DA |  | 16000 | 17000 | 20 | 12.5 | 9.5 | 1.75 | 92 | 94 | 208121930
EMI | MHSZ112DA | MHWAL12DA |  | 12000 | 12000 | 25.5 | 14 | 10.4 | 1.8 | 83 | 100 | 208121925
EMI | MHSZ106DA | MHWAL06DA |  | 6000 | 7000 | 26.5 | 15.8 | 13.6 | 2.1 | 121 | 107 | 208121923
Alsetria | MOD30-24HFN1-MU0W | MSEPD-24HRFN1-MU0W |  | 24000 | 29000 | 21.5 | 13 | 11.4 | 2.21 | 73 | 86 | 208121904
MIDEA | MOX230-09HFN1-MW5W | CCA3U-09HRFN1-M(C) |  | 9000 | 10000 | 20 | 13 | 10 | 1.9 | 75 | 74 | 208568353
MIDEA | MOX430-09HFN1-MZG5W | MSOP1B-09HRFN1-MZG5W |  | 9000 | 12000 | 28.5 | 16 | 18 | 1.85 | 87 | 114 | 208568345
MRCOOL | O-HH-18-HP-C-230B | O-18-HP-WMAH-230B |  | 18000 | 18000 | 21.5 | 12.5 | 11.3 | 1.8 | 83 | 100 | 208552823
MRCOOL | O-HH-09-HP-C-230B | O-09-HP-WMAH-230B |  | 9000 | 12000 | 28.1 | 16.2 | 11.5 | 2 | 79 | 88 | 208552819
MRCOOL | A-09-HP-C-115C | A-09-HP-WMAH-115C |  | 9000 | 10000 | 21.5 | 12.5 | 9 | 1.89 | 68 | 60 | 208552794
MRCOOL | DIY-18-HP-C-230C25 | DIY-18-HP-WMAH-230C25 |  | 18000 | 18000 | 22.7 | 12.6 | 9.8 | 2.05 | 77 | 65 | 208552788
MIDEA | 38MHRCQ09AA1 | 40MHHAQ09XA1 |  | 9000 | 10000 | 21.5 | 12.5 | 9.1 | 2.16 | 63 | 70 | 208447852
BRYANT | 38MHRCQ09AA3 | 40MHHAQ09XA3 |  | 9000 | 10000 | 21.7 | 12.6 | 9.4 | 2 | 60 | 70 | 208447847
SMART COMFORT | DLCERBH09AAK | DLFEHBH09XAK |  | 9000 | 10000 | 21.7 | 12.6 | 9.4 | 2 | 60 | 70 | 208447764
MIDEA | DLCERBH09AAK | DLFEHBH09XAK |  | 9000 | 10000 | 21.7 | 12.6 | 9.4 | 2 | 60 | 70 | 208447748
DAY & NIGHT | DLCERBH09AAK | DLFEHBH09XAK |  | 9000 | 10000 | 21.7 | 12.6 | 9.4 | 2 | 60 | 70 | 208447716
MRCOOL | O-ES-09-HP-C-230B | O-09-HP-WMAH-230B |  | 9000 | 10000 | 25.5 | 15 | 12.3 | 2.17 | 85 | 75 | 208552810
MDV | MOX430-12HFN1-MZ60W | MSOP1B-12HRFN1-MZ60W-CA |  | 12000 | 12000 | 25.3 | 14 | 11.7 | 1.85 | 87 | 114 | 208497421
MIDEA | 38MHRCQ09AA3 | 40MHHAQ09XA3 |  | 9000 | 10000 | 21.7 | 12.6 | 9.4 | 2 | 60 | 70 | 208447853
PAYNE | 38MHRCQ09AA3 | 40MHHAQ09XA3 |  | 9000 | 10000 | 21.7 | 12.6 | 9.4 | 2 | 60 | 70 | 208447849
PAYNE | 38MHRCQ09AA1 | 40MHHAQ09XA1 |  | 9000 | 10000 | 21.5 | 12.5 | 9.1 | 2.16 | 63 | 70 | 208447848
AIRQUEST | DLCERBH09AAK | DLFEHBH09XAK |  | 9000 | 10000 | 21.7 | 12.6 | 9.4 | 2 | 60 | 70 | 208447772
SMART COMFORT | DLCERBH09AAJ | DLFEHBH09XAJ |  | 9000 | 10000 | 21.5 | 12.5 | 9.1 | 2.16 | 63 | 70 | 208447759
KENMORE | DLCERBH09AAK | DLFEHBH09XAK |  | 9000 | 10000 | 21.7 | 12.6 | 9.4 | 2 | 60 | 70 | 208447740
COMFORTMAKER | DLCERBH09AAK | DLFEHBH09XAK |  | 9000 | 10000 | 21.7 | 12.6 | 9.4 | 2 | 60 | 70 | 208447708
ARCOAIRE | DLCERBH09AAK | DLFEHBH09XAK |  | 9000 | 10000 | 21.7 | 12.6 | 9.4 | 2 | 60 | 70 | 208447700
AIRQUEST | DLCSRBH12AAJ | DLFSHCH12XAJ |  | 12000 | 12000 | 23.5 | 13 | 10 | 2.16 | 70 | 57 | 208447692
SMART COMFORT | DLCSRBH12AAJ | DLFSHCH12XAJ |  | 12000 | 12000 | 23.5 | 13 | 10 | 2.16 | 70 | 57 | 208447684
TEMPSTAR | DLCSRBH06AAK | DLFSHCH06XAK |  | 6000 | 7000 | 26.5 | 15.8 | 13.6 | 2.1 | 121 | 107 | 208447677
THERMOCORE SYSTEMS | T421S-H224-C | T421S-H224-E |  | 24000 | 26000 | 21 | 12.5 | 9 | 1.92 | 69 | 64 | 209549005
THERMOCORE SYSTEMS | T422S-H212-C | T422S-H212-E |  | 12000 | 12000 | 23.1 | 12.5 | 9.3 | 2.24 | 68 | 68 | 209549003
Weathermaker | 38MARBQ18AA3 | 40MCCAQ18XA3 |  | 16700 | 20000 | 19.8 | 12.5 | 11.2 | 1.93 | 73 | 84 | 209270302
PAYNE | 38MARBQ09AA3 | 40MCCAQ09XA3 |  | 9000 | 10900 | 24 | 13 | 12.4 | 1.8 | 90 | 96 | 209270297
SMART COMFORT | DLCSRBH09AAK | DLFCCAH09XAK |  | 9000 | 10900 | 24 | 13 | 12.4 | 1.8 | 90 | 96 | 209270279
MIDEA | DLCSRBH09AAK | DLFCCAH09XAK |  | 9000 | 10900 | 24 | 13 | 12.4 | 1.8 | 90 | 96 | 209270271
SENVILLE | SENA/09HF/OZ | SENA/09HF/ICZ |  | 9000 | 10000 | 20 | 13 | 9.4 |  | 67 |  | 202606678
Armstrong Air | 4DHP1S18S-1P | D22C118S4-1P |  | 18000 | 18000 | 20 | 12.5 | 9.1 |  | 67 |  | 204462446
C&H | CH-24SPH-230VO | CH-24MSPHFC-230VI |  | 24000 | 24000 | 20 | 12.5 | 9.4 |  | 63 |  | 204098433
Breeze33 | BZ33-HYP18HPOUT2 | BZ33-IFMU18 |  | 17000 | 18000 | 19.9 | 12.5 | 9.9 |  | 74 |  | 204030307
Breeze33 | BZ33-HYP09HPOUT2 | BZ33-CASS09 |  | 9000 | 10000 | 20 | 13 | 9.4 |  | 67 |  | 204030300
Breeze33 | BZ33-HYP12HPOUT2 | BZ33-HYP12WALL2 |  | 12000 | 12000 | 19.9 | 13 | 9.1 |  | 65 |  | 204030297
BOSCH | BMS500-AAS024-1CSXXA | BMS500-AAU024-1AHWXB |  | 24000 | 25000 | 19.8 | 13.7 | 9.3 |  | 61 |  | 204014474
BOSCH | BMS500-AAS018-1CSXHB | BMS500-AAU018-1AHCXB |  | 16000 | 12000 | 20 | 12.5 | 9.8 |  | 100 |  | 204014466
ELIOS | DE12HOS25230E3 | DE12HICU230X5 |  | 12000 | 12000 | 19.5 | 12.5 | 9.3 |  | 73 |  | 204005783
MOOVAIR | DM09HOS25230E3 | DM09HICU230X5 |  | 9000 | 10000 | 20 | 13 | 9.4 |  | 67 |  | 204005748
BOSCH | BMS500-AAS018-1CSXRA | BMS500-AAU018-1AHCXB |  | 18000 | 18000 | 20 | 12.5 | 9.1 |  | 67 |  | 203991168
BOSCH | BMS500-AAS012-1CSXHB | BMS500-AAU012-1AHWXB |  | 12000 | 12000 | 19.9 | 13 | 9.1 |  | 65 |  | 203991153
BOSCH | BMS500-AAS009-1CSXHB | BMS500-AAU009-1AHWXB |  | 9000 | 10900 | 23.1 | 14.5 | 9.9 |  | 63 |  | 203991152
Allied | 4DHP1S24S-1P | DWM124S4-1P |  | 24000 | 25000 | 19.8 | 13.7 | 9.3 |  | 61 |  | 203966552
MIDEA | MOD31-24HFN1-MT0W | MUEU-24HRFN1-M(C) |  | 24000 | 24000 | 20 | 12.5 | 9.4 |  | 63 |  | 10445386
EMERSON QUIET KOOL | HP-20EACH24R2O | HP-20EACH24R2I |  | 24000 | 24000 | 20 | 13 | 9.5 |  | 64 |  | 10298959
EMERSON QUIET KOOL | HP-22EACH12R2O | HP-22EACH12R2I |  | 12000 | 12000 | 19.9 | 13 | 9.1 |  | 65 |  | 10298957
MIDEA | MOCA30-18HFN1-MT0W | CCA3U-18HRFN1-M(C) |  | 16000 | 12000 | 20 | 12.5 | 9.8 |  | 100 |  | 10207485
LENNOX | MPB009S4S-1P | MWMA009S4-1P |  | 9000 | 9800 | 21.8 | 14.9 | 9.3 | 1.83 | 59 | 74 | 10056169
CARRIER | 38MAQB18R--3 | 40MBFQ18---3 |  | 17000 | 18000 | 19.9 | 12.5 | 9.9 |  | 74 |  | 201846962
Weathermaker | 38MAQB09R--3 | 40MBCQ09---3 |  | 9000 | 10000 | 20 | 13 | 9.4 |  | 67 |  | 205772832
MIDEA | 38MAQB09R--3 | 40MBCQ09---3 |  | 9000 | 10000 | 20 | 13 | 9.4 |  | 67 |  | 201846992
PAYNE | 38MAQB18R--3 | 40MBFQ18---3 |  | 17000 | 18000 | 19.9 | 12.5 | 9.9 |  | 74 |  | 201846980
PAYNE | 38MAQB12R--3 | 40MBFQ12---3 |  | 12000 | 12000 | 19.4 | 12.5 | 9.4 |  | 80 |  | 201846979
PAYNE | 38MAQB12R--3 | 40MBCQ12---3 |  | 12000 | 12000 | 19.5 | 12.5 | 9.3 |  | 73 |  | 201846973
PAYNE | 38MAQB09R--3 | 40MBCQ09---3 |  | 9000 | 10000 | 20 | 13 | 9.4 |  | 67 |  | 201846972
LENNOX | MLA024S4S-1P | MWMA024S4-2P |  | 24000 | 24000 | 20 | 12.5 | 9.5 |  | 64 |  | 9920047
MIDEA | 38MAQB12R--3 | 40MBFQ12---3 |  | 12000 | 12000 | 19.4 | 12.5 | 9.4 |  | 80 |  | 201846999
MIDEA | 38MAQB18R--3 | 40MBCQ18---3 |  | 16000 | 12000 | 20 | 12.5 | 9.8 |  | 100 |  | 201846994
KERR | A-KMH09SU-1 | B-KMH09SU-1 |  | 9000 | 10900 | 23.1 | 14.5 | 9.9 |  | 63 |  | 9710789
DIRECT AIR | MOBA30-09HFN1-MT0W | CS11M-09HRFN1-MX0W(A) |  | 9000 | 9800 | 21.8 | 14.9 | 9.3 | 1.83 | 59 | 74 | 9680947
PAYNE | 38MAQB12R--3 | DHMSHAQ12XA3 |  | 12000 | 12000 | 19.9 | 13 | 9.1 |  | 65 |  | 201846969
ECO AC | EHS-O09BB | EHS-W09BB |  | 9000 | 10000 | 21.7 | 12.6 | 9.1 | 1.96 | 69 | 64 | 207826044
COMFORTSTAR | CGS09CD(O) | CGS09CD(I) |  | 9000 | 10000 | 21.7 | 12.6 | 9.4 | 2 | 60 | 70 | 207826041
LENNOX | LISH012000P431-D | LICH4012180P431-C |  | 12000 | 12000 | 22.7 | 14 | 10 | 2.27 | 74 | 67 | 207825604
DIYCOOL | ACIQ-18ZPL-HP230B | ACIQ-18FM-HH-MB |  | 17000 | 18000 | 20.5 | 12.5 | 9.8 | 1.86 | 67 | 93 | 207825562
DIYCOOL | ACIQ-12ZPL-HP230B | ACIQ-12FM-HH-MB |  | 12000 | 12000 | 23.6 | 13 | 10 | 1.89 | 80 | 100 | 207825561
DIYCOOL | ACIQ-12ZPL-HP230B | ACIQ-12CC-HH-MB |  | 12000 | 12000 | 22.3 | 12.7 | 10.2 | 1.89 | 83 | 94 | 207825555
DIYCOOL | ACIQ-09ZPL-HP230B | ACIQ-09CC-HH-MB |  | 9000 | 9800 | 20.5 | 13 | 10.3 | 1.8 | 92 | 102 | 207825554
DIYCOOL | ACIQ-09Z-HP115B | ACIQ-09W-HP115B |  | 9000 | 10000 | 21.5 | 12.5 | 9 | 1.89 | 68 | 60 | 207825545
DAY & NIGHT | DLCSRBH24AAK | DLFSHCH24XAK |  | 24000 | 29000 | 21.5 | 13 | 11.4 | 2.21 | 73 | 86 | 208447631
COMFORTMAKER | DLCSRBH12AAJ | DLFSHCH12XAJ |  | 12000 | 12000 | 23.5 | 13 | 10 | 2.16 | 70 | 57 | 208447628
ARCOAIRE | DLCSRBH12AAJ | DLFSHCH12XAJ |  | 12000 | 12000 | 23.5 | 13 | 10 | 2.16 | 70 | 57 | 208447620
ARCOAIRE | DLCSRBH18AAK | DLFSHCH18XAK |  | 18000 | 18000 | 21.5 | 12.5 | 11.3 | 1.8 | 83 | 100 | 208447619
ARCOAIRE | DLCSRBH12AAK | DLFSHCH12XAK |  | 12000 | 12000 | 25.5 | 14 | 10.4 | 1.8 | 83 | 100 | 208447614
TRUST AIR CONDITIONERS | IS12H/O4S41R | IS12H/I4S41R |  | 12000 | 12000 | 23.5 | 13 | 10 | 2.16 | 70 | 57 | 208280044
TRUST AIR CONDITIONERS | CE09H/O4S41R | CE09H/I4S41R |  | 9000 | 10000 | 21.5 | 12.5 | 9.1 | 2.16 | 63 | 70 | 208280023
PIONEER | YN009GMFI22RPE | CB009GMFILCFHD |  | 9000 | 10000 | 20 | 13 | 10 | 1.9 | 75 | 74 | 208191857
BOSCH | BMS500-AAS012-1CSXHC | BMS500-AAU012-1AHWXB |  | 12000 | 12000 | 23.6 | 13.5 | 9.5 | 1.8 | 63 | 83 | 208157117
KERR | A-KMH18SV-1 | B-KMH18SU-1 |  | 17000 | 18000 | 19.4 | 12.5 | 10 |  | 61 |  | 208141195
COMFORT-AIRE | A-KMH09SV-1 | B-KMH09SU-1 |  | 9000 | 11500 | 25 | 15.6 | 11 |  | 62 |  | 208141181
COMFORT-AIRE | A-VMH12SV-1 | B-VMH12SU-1C |  | 12000 | 12000 | 23.6 | 13.5 | 9.5 | 1.8 | 63 | 83 | 208141174
COMFORT-AIRE | A-VMH09SV-1 | B-VMH09SU-1C |  | 9000 | 11500 | 25 | 15.6 | 11 |  | 62 |  | 208141173
COMFORT-AIRE | A-VMH12SV-1 | B-VMH12SU-1 |  | 12000 | 12000 | 23.6 | 13.5 | 9.5 | 1.8 | 63 | 83 | 208141168
DUCTLESSAIRE | DA1221-H2-O* | DA1221-H2-I* |  | 12000 | 12000 | 23.1 | 12.5 | 9.3 | 2.24 | 68 | 68 | 208136307
LBG Products | LBHB09DVWO | LMHB09DSI |  | 9000 | 9800 | 20.5 | 13 | 10.3 | 1.8 | 92 | 102 | 208130831
LBG Products | LBHB06DVWO | LBHB06DVWI |  | 6000 | 7000 | 23.5 | 15 | 12 | 1.84 | 107 | 101 | 208130826
LBG Products | LBHB24DUWO | LMHB24DZDI |  | 24000 | 24000 | 21.2 | 12.5 | 10.3 | 2.2 | 67 | 76 | 208130822
LBG Products | LBHB09DUWO | LMHB09DSI |  | 9000 | 10000 | 20 | 13 | 10 | 1.9 | 75 | 74 | 208130807
LBG Products | LBHB09DUWO | LBHB09DUWI |  | 9000 | 10000 | 24 | 14.7 | 11.6 | 2.25 | 81 | 75 | 208130803
SEA BREEZE+ | SZ9H424ZMO | CA9H424ZMI |  | 9000 | 10000 | 20 | 13 | 10 | 1.9 | 75 | 74 | 208128270
COMFORTMAKER | DLCSRBH24AAK | DLFSHCH24XAK |  | 24000 | 29000 | 21.5 | 13 | 11.4 | 2.21 | 73 | 86 | 208447623
COMFORTMAKER | DLCSRBH12AAK | DLFSHCH12XAK |  | 12000 | 12000 | 25.5 | 14 | 10.4 | 1.8 | 83 | 100 | 208447622
ARCOAIRE | DLCSRBH24AAK | DLFSHCH24XAK |  | 24000 | 29000 | 21.5 | 13 | 11.4 | 2.21 | 73 | 86 | 208447615
BOSCH | BMS500-AAS018-1CSXHC | BMS500-AAU018-1AHWXB |  | 17000 | 18000 | 19.4 | 12.5 | 10 |  | 61 |  | 208157118
PIONEER | YN024GMFI22RPE | UB024GMFILCFHD |  | 24000 | 24000 | 21.2 | 12.5 | 10.3 | 2.2 | 67 | 76 | 208141957
KERR | A-KMH12SV-1 | B-KMH12SU-1 |  | 12000 | 12000 | 23.6 | 13.5 | 9.5 | 1.8 | 63 | 83 | 208141194
COMFORT-AIRE | A-KMH18SU-1 | B-KMH18SV-1 |  | 18000 | 18000 | 21.5 | 12.5 | 11.3 | 1.8 | 83 | 100 | 208141188
COMFORT-AIRE | A-KMH18SV-1 | B-KMH18SU-1 |  | 17000 | 18000 | 19.4 | 12.5 | 10 |  | 61 |  | 208141183
COMFORT-AIRE | A-VMH18SU-1A | B-VMH18SV-1 |  | 18000 | 18000 | 21.5 | 12.5 | 11.3 | 1.8 | 83 | 100 | 208141177
LIVART | LVA09HRN1-19 | LVA09HRN1-19 |  | 9000 | 10000 | 21.7 | 12.6 | 9.1 | 1.96 | 69 | 64 | 208141163
LBG Products | LBHB18DVWO | LMHB18DSI |  | 16000 | 17000 | 20 | 12.5 | 9.5 | 1.75 | 92 | 94 | 208130833
LBG Products | LBHB12DVWO | LMHB12DSI |  | 12000 | 12000 | 22.3 | 12.7 | 10.2 | 1.89 | 83 | 94 | 208130832
LBG Products | LBHB24DVWO | LBHB24DUWI |  | 23000 | 26000 | 22.3 | 12.5 | 10.3 | 1.8 | 73 | 88 | 208130830
LBG Products | LBHB12DVWO | LBHB12DUWI |  | 12000 | 12000 | 23.1 | 13 | 10.5 | 1.88 | 86 | 92 | 208130828
LBG Products | LBHB12DUWO | LMHB12DZGI |  | 12000 | 12000 | 22.7 | 13 | 10.2 | 2.26 | 75 | 70 | 208130820
LBG Products | LBHB18DUWO | LBHB18DUWI |  | 18000 | 18000 | 24 | 13.5 | 10.5 | 2.44 | 78 | 71 | 208130805
SEA BREEZE+ | SZ24H424ZMO | FC24H424ZMI |  | 24000 | 24000 | 21.2 | 12.5 | 10.3 | 2.2 | 67 | 76 | 208128281
SEA BREEZE+ | HSZ12H424ZMO | WM12H424ZMI |  | 12000 | 12000 | 23.1 | 13 | 10.5 | 1.88 | 86 | 92 | 208128267
SEA BREEZE+ | SZ12H424ZMO | WM12H424ZMI |  | 12000 | 12000 | 23.1 | 13 | 10.8 | 2.41 | 83 | 70 | 208128263
DUCANE | 4DHP2S09S-1P | DWM209S4-1P |  | 9000 | 10000 | 25.5 | 15 | 12.3 | 2.17 | 85 | 75 | 208128194
AirEase | 4DHP2S09S-1P | DWM209S4-1P |  | 9000 | 10000 | 25.5 | 15 | 12.3 | 2.17 | 85 | 75 | 208128185
PIONEER | WS018GMFI20HLD | CB018GMFILCFHD |  | 16000 | 19000 | 20.5 | 12.5 | 10.5 | 2.16 | 63 | 67 | 208121946
MIDEA | MOX430-18HFN1-MU0W | CCA3U-18HRFN1-M(C) |  | 16000 | 19000 | 20.5 | 12.5 | 10.5 | 2.16 | 63 | 67 | 208568357
MIDEA | MOD32-24HFN1-MT0W | MSEPD-24HRFN1-MU0W |  | 24000 | 25000 | 22 | 14 | 10 | 1.8 | 65 | 62 | 208568351
MIDEA | MOX430-18HFN1-MU0W | MSEPC-18HRFN1-MU0W |  | 18000 | 19000 | 23.5 | 12.5 | 10.8 | 2.02 | 78 | 59 | 208568350
MIDEA | MOX230-09HFN1-BW0W-9K | MSAG11B-09HRFN1-BU5W-9K |  | 9000 | 10000 | 23 | 13.8 | 9.8 | 2.06 | 59 | 67 | 208568339
MRCOOL | O-HH-12-HP-C-230B | O-12-HP-WMAH-230B |  | 12000 | 12000 | 25.5 | 14 | 10.4 | 1.8 | 83 | 100 | 208552821
MRCOOL | O-ES-18-HP-C-230B | O-18-HP-WMAH-230B |  | 18000 | 19000 | 23.5 | 12.5 | 10.8 | 2.02 | 78 | 59 | 208552815
STEALTH | ACIQ-09ZPL-HP230B | SCC-0609-HH-M |  | 9000 | 10900 | 24 | 13 | 12.4 | 1.8 | 90 | 96 | 212316198
STEALTH | ACIQ-24ZPL-HP230B | ACIQ-24W-HH-MC |  | 24000 | 29000 | 21.5 | 13 | 11.4 | 2.21 | 73 | 86 | 212316188
STEALTH | ACIQ-12ZPL-HP230B | ACIQ-12FM-HH-MB |  | 12000 | 12000 | 23.6 | 13 | 10 | 1.89 | 80 | 100 | 212316168
STEALTH | ACIQ-09ZPL-HP230B | ACIQ-09CC-HH-MB |  | 9000 | 9800 | 20.5 | 13 | 10.3 | 1.8 | 92 | 102 | 212316161
CONCORD | 4DHP1S09S-1P | DWM109S4-2P |  | 9000 | 9800 | 21.8 | 14.9 | 9.3 | 1.83 | 59 | 74 | 203376771
Armstrong Air | 4DHP1S09S-1P | DWM109S4-2P |  | 9000 | 9800 | 21.8 | 14.9 | 9.3 | 1.83 | 59 | 74 | 203376766
ELIOS | DE18HOS23230E2 | DE18HICU230X5 |  | 18000 | 18000 | 20 | 12.5 | 9.1 |  | 67 |  | 203238501
TGM | MROHT09AS2 | MWOHT09S2 |  | 9000 | 10900 | 23.1 | 14.5 | 9.9 |  | 63 |  | 8965364
TGM | MROHT12AS2 | MWOHT12S2 |  | 12000 | 12000 | 19.9 | 13 | 9.1 |  | 65 |  | 8965366
CLASSIC | MROHC24AS2 | MWOHC24S2 |  | 24000 | 24000 | 20 | 13 | 9.5 |  | 64 |  | 8965369
KOOLKING | MOD30-24HFN1-MT0W | CS11M-23HRFN1-MT0W |  | 24000 | 24000 | 20 | 13 | 9.5 |  | 64 |  | 205092309
COMFEE | MOD30-24HFN1-MT0W | CS11M-23HRFN1-MT0W |  | 24000 | 24000 | 20 | 13 | 9.5 |  | 64 |  | 205092311
KOOLKING | MOB30-12HFN1-MV0W | CCA3U-12HRFN1-M(C) |  | 12000 | 12000 | 19.5 | 12.5 | 9.3 |  | 73 |  | 205092277
KOOLKING | MOB30-12HFN1-MV0W | CFAU-12HRFN1-M(C) |  | 12000 | 12000 | 19.4 | 12.5 | 9.4 |  | 80 |  | 205092278
LENNOX | MPC012S4S-1P | M22A012S4-2P |  | 11800 | 12000 | 22.7 | 13.9 | 9.9 | 2.27 | 74 | 67 | 207683515
LENNOX | MPC024S4S-1P | MCFA024S4-2P |  | 24000 | 24000 | 21.2 | 12.5 | 10.2 | 2.2 | 67 | 76 | 207683511
LENNOX | MPC024S4S-1P | MWMC024S4-1P |  | 24000 | 25000 | 22 | 14 | 9.9 | 1.8 | 65 | 62 | 207683500
LENNOX | MPC012S4S-1P | MWMC012S4-1P |  | 12000 | 12000 | 24.6 | 13.7 | 10.7 | 2.39 | 75 | 67 | 207683498
1HVAC | ACIQ-12ZPL-HP230B | ACIQ-12W-HH-MB |  | 12000 | 12000 | 25.5 | 14 | 10.4 | 1.8 | 83 | 100 | 207825513
ECO AC | EHH-O18BB | EHH-W18BB |  | 18000 | 18000 | 23.7 | 13.5 | 10.3 | 2.39 | 78 | 69 | 207825492
ECO AC | EHS-O9BB | EHS-W09BB |  | 9000 | 10000 | 21.7 | 12.6 | 9.1 | 1.96 | 69 | 64 | 207825487
MIDEA | MOX430-18HFN1-MU0W | MSAG11D-18HRFN1-MT8W |  | 18000 | 18000 | 24 | 13.5 | 10.5 | 2.44 | 78 | 71 | 207821933
Alsetria | MOX230-09HFN1-MW5W | MSEPB-06HRFN1-MY5W |  | 6000 | 7000 | 26.5 | 15.8 | 13.6 | 2.1 | 121 | 107 | 208121900
Alsetria | MOD33-24HFN1-MT0W | MSEPD-24HRFN1-MU0W |  | 24000 | 25000 | 22 | 14 | 10 | 1.8 | 65 | 62 | 208121899
Alsetria | MOX230-09HFN1-MW5W | MSEPB-09HRFN1-MY5W(GA) |  | 9000 | 10000 | 25.5 | 15 | 12.3 | 2.17 | 85 | 75 | 208121896
Alsetria | MOD31-23HFN1-MT2Q1W | MSABE-23HRFN1-MT2Q1W |  | 23000 | 25000 | 20.5 | 12.5 | 9.2 | 2.04 | 72 | 62 | 208121894
Alsetria | MOX430-18HFN1-MT2Q1W | MSABE-18HRFN1-MT2Q1W |  | 18000 | 18000 | 22.7 | 12.6 | 9.8 | 2.05 | 77 | 65 | 208121893
ECO-AIR | MOX430-17HFN1-MT0W | MSEPC-18HRFN1-MU0W |  | 18000 | 18000 | 21.5 | 12.5 | 11.3 | 1.8 | 83 | 100 | 208121866
CONCORD | 4DHP1S24S-1P | DWM124S4-1P |  | 24000 | 25000 | 19.8 | 13.7 | 9.3 |  | 61 |  | 200059205
CONCORD | 4DHP1S18S-1P | D22C118S4-1P |  | 18000 | 18000 | 20 | 12.5 | 9.1 |  | 67 |  | 200059203
COMFORTSTAR | CXH018CD(O) | TPA-18 |  | 16000 | 12000 | 20 | 12.5 | 9.8 |  | 100 |  | 202575865
COMFORTSTAR | CPP024CD(O) | CXH024CD(I) |  | 24000 | 25000 | 19.8 | 13.7 | 9.3 |  | 61 |  | 202575862
COMFORTSTAR | CPP009CD(O) | CXH009CD(I) |  | 9000 | 9800 | 21.8 | 14.9 | 9.3 | 1.83 | 59 | 74 | 202575859
COMFORTSTAR | CPP024CD(O) | CXH024CD(I)-WIFI |  | 24000 | 25000 | 19.8 | 13.7 | 9.3 |  | 61 |  | 202575856
COMFORTSTAR | CXH012CD(O) | CXH012CD(I)-WIFI |  | 12000 | 12000 | 19.9 | 13 | 9.1 |  | 65 |  | 202575848
SMART COMFORT | DLCPRAH18AAK | DLFPHAH18XAK |  | 18000 | 18000 | 26.2 | 14.5 | 12 | 1.95 | 68 | 91 | 202463658
MIDEA | DLCPRAH24AAK | DLFPHAH24XAK |  | 22000 | 24000 | 23.5 | 13.7 | 10.5 | 1.94 | 64 | 98 | 202463655
KENMORE | DLCPRAH18AAK | DLFPHAH18XAK |  | 18000 | 18000 | 26.2 | 14.5 | 12 | 1.95 | 68 | 91 | 202463652
DAY & NIGHT | DLCPRAH18AAK | DLFPHAH18XAK |  | 18000 | 18000 | 26.2 | 14.5 | 12 | 1.95 | 68 | 91 | 202463646
COMFORTMAKER | DLCPRAH24AAK | DLFPHAH24XAK |  | 22000 | 24000 | 23.5 | 13.7 | 10.5 | 1.94 | 64 | 98 | 202463645
COMFORTMAKER | DLCPRAH18AAK | DLFPHAH18XAK |  | 18000 | 18000 | 26.2 | 14.5 | 12 | 1.95 | 68 | 91 | 202463644
PAYNE | 38MPRAQ24AA3 | DHMPHAQ24XA3 |  | 22000 | 24000 | 23.5 | 13.7 | 10.5 | 1.94 | 64 | 98 | 202463639
THERMOCORE SYSTEMS | T4HH21S-H224-C | T4HH21S-H224-E |  | 24000 | 24000 | 20 | 13 | 9.5 |  | 64 |  | 202353108
THERMOCORE SYSTEMS | T4HH25S-H209-C | T4HH25S-H209-E |  | 9000 | 10900 | 23.1 | 14.5 | 9.9 |  | 63 |  | 202353105
SUNCHILLERS | S9ODU-ACDC | S9IDU-ACDC |  | 9000 | 9800 | 21.8 | 14.9 | 9.3 | 1.83 | 59 | 74 | 202146852
BLUERIDGE | BMHH12Y23C | BMHH12Y23WM |  | 12000 | 12000 | 19.9 | 13 | 9.1 |  | 65 |  | 202007074
DIAMONDAIR | D2012SHO | DF2012CI |  | 12000 | 12000 | 19.5 | 12.5 | 9.3 |  | 73 |  | 10327029
MIDEA | MOB30-12HFN1-MV0W | CCA3U-12HRFN1-M(C) |  | 12000 | 12000 | 19.5 | 12.5 | 9.3 |  | 73 |  | 10207597
LENNOX | MPB018S4S-1P | M22A018S4-2P |  | 18000 | 18000 | 20 | 12.5 | 9.1 |  | 67 |  | 10058835
LENNOX | MPB024S4S-1P | MCFA024S4-1P |  | 24000 | 24000 | 20 | 12.5 | 9.4 |  | 63 |  | 10058826
LENNOX | MPB024S4S-1P | MWMA024S4-2P |  | 24000 | 25000 | 19.8 | 13.7 | 9.3 |  | 61 |  | 10056176
YONAN | YOC-24HRN1 | YCF-24HRN1 |  | 24000 | 24000 | 20 | 12.5 | 9.4 |  | 63 |  | 9967092
PERFECTAIRE | 1PAMSHH12-SZO-22.5 | 2PAMSCONH12 |  | 12000 | 12000 | 19.4 | 12.5 | 9.4 |  | 80 |  | 9964804
LENNOX | MLA012S4S-1P | MWMA012S4-2P |  | 12000 | 12000 | 19.9 | 12.5 | 9.1 |  | 65 |  | 9920041
NOVAIR PLUS | 18EVONVO | 18EVCNVI |  | 16000 | 12000 | 20 | 12.5 | 9.8 |  | 100 |  | 205281382
NOVAIR PLUS | 09EVONVO | 09EVCNVI |  | 9000 | 10000 | 20 | 13 | 9.4 |  | 67 |  | 205281378
C&H | CH-24SPH-230VO | CH-D24MSPHWM-230VI |  | 24000 | 25000 | 19.8 | 13.7 | 9.3 |  | 61 |  | 205263880
C&H | CH-HYP24SPH230VO | CH-D24MSPHWM-230VI |  | 24000 | 24000 | 20 | 13 | 9.5 |  | 64 |  | 205263876
C&H | CH-HYP09SPH230VO | CH-D09MSPHWM-230VI |  | 9000 | 10900 | 23.1 | 14.5 | 9.9 |  | 63 |  | 205263873
Weathermaker | 38MARBQ18AA3 | 40MBFQ18---3 |  | 17000 | 18000 | 20.5 | 12.5 | 9.8 | 1.86 | 67 | 93 | 206350367
Weathermaker | 38MARBQ12AA3 | 40MBFQ12---3 |  | 12000 | 12000 | 23.6 | 13 | 10 | 1.89 | 80 | 100 | 206350364
PAYNE | 38MARBQ09AA3 | 40MBCQ09---3 |  | 9000 | 9800 | 20.5 | 13 | 10.3 | 1.8 | 92 | 102 | 206350349
BRYANT | 38MARBQ12AA3 | 40MBFQ12---3 |  | 12000 | 12000 | 23.6 | 13 | 10 | 1.89 | 80 | 100 | 206350342
CARRIER | 38MARBQ18AA3 | 40MBCQ18---3 |  | 16000 | 17000 | 20 | 12.5 | 9.5 | 1.75 | 92 | 94 | 206350332
MIDEA | 38MARBQ12AA3 | DHMAHBQ12XA3 |  | 12000 | 12000 | 25.5 | 14 | 10.4 | 1.8 | 83 | 100 | 206350319
MIDEA | 38MARBQ12AA1 | DHMAHBQ12XA1 |  | 12000 | 12000 | 23.5 | 13 | 10 | 2.16 | 70 | 57 | 206350317
PAYNE | 38MARBQ24AA3 | DHMAHBQ24XA3 |  | 24000 | 29000 | 21.5 | 13 | 11.4 | 2.21 | 73 | 86 | 206350316
PAYNE | 38MARBQ09AA3 | DHMAHBQ09XA3 |  | 9000 | 12000 | 28.1 | 16.2 | 11.5 | 2 | 79 | 88 | 206350313
PAYNE | 38MARBQ12AA1 | DHMAHBQ12XA1 |  | 12000 | 12000 | 23.5 | 13 | 10 | 2.16 | 70 | 57 | 206350312
BRYANT | 38MARBQ24AA3 | 619AHBQ24XA3 |  | 24000 | 29000 | 21.5 | 13 | 11.4 | 2.21 | 73 | 86 | 206348145
BRYANT | 38MARBQ18AA3 | 619AHBQ18XA3 |  | 18000 | 18000 | 21.5 | 12.5 | 11.3 | 1.8 | 83 | 100 | 206348144
CARRIER | 38MARBQ12AA1 | 40MAHBQ12XA1 |  | 12000 | 12000 | 23.5 | 13 | 10 | 2.16 | 70 | 57 | 206348134
KERR | A-KMH12SU-1 | B-KMH12CU-1 |  | 12000 | 12000 | 19.5 | 12.5 | 9.3 |  | 73 |  | 206347316
KERR | A-KMH09SU-1 | B-KMH09CU-1 |  | 9000 | 10000 | 20 | 13 | 9.4 |  | 67 |  | 206347315
FRANKLIN | MSH093E23MCAA | MSH093E23AXAA |  | 9000 | 11500 | 25 | 15.6 | 11 |  | 62 |  | 206764062
AIRDACH | ACSH0921VM1-D | AIWH0900VM1-D |  | 9000 | 9800 | 21.2 | 14 | 9.9 |  | 65 |  | 206598078
ELIOS | DE18HOS25230E3A | DM18HICU230X5 |  | 16000 | 17000 | 20 | 12.5 | 9.5 | 1.75 | 92 | 94 | 206401447
MIDEA | 38MARBQ18AA3 | DHMSHAQ18XA3 |  | 17000 | 18000 | 19.4 | 12.5 | 10 |  | 61 |  | 206400662
MIDEA | 38MARBQ09AA3 | DHMSHAQ09XA3 |  | 9000 | 11500 | 25 | 15.6 | 11 |  | 62 |  | 206400660
BRYANT | 38MARBQ18AA3 | 619PEQ018BBMA |  | 17000 | 18000 | 19.4 | 12.5 | 10 |  | 61 |  | 206400650
Olimpia Splendid | OS-CENIH12EI | OS-SENIH12EI |  | 12000 | 12000 | 22.7 | 12.5 | 10.4 | 2.06 | 74 | 56 | 207506893
KARDA | 3KARDA24SZO | 3KARDA24UVW |  | 23000 | 26000 | 22.3 | 12.5 | 10.3 | 1.8 | 73 | 88 | 207430431
BLUERIDGE | BMY24HH22C | BMY24HH22WM |  | 24000 | 29000 | 21.5 | 13 | 11.4 | 2.21 | 73 | 86 | 207339186
BLUERIDGE | BMY9HH28C | BMY9HH28WM |  | 9000 | 12000 | 28.1 | 16.2 | 11.5 | 2 | 79 | 88 | 207339183
BLUERIDGE | BMY12DIY22C | BMY12DIY22WM |  | 12000 | 12000 | 22.5 | 12.5 | 9 | 1.96 | 63 | 53 | 207339179
AURORA | AU-A09HR-2B-O | AU-A09HR-2B-I |  | 9000 | 10000 | 21.7 | 12.6 | 9.4 | 2 | 60 | 70 | 207339167
AURORA | AU-A09HR-1B-O | AU-A09HR-1B-I |  | 9000 | 10000 | 21.5 | 12.5 | 9.1 | 2.16 | 63 | 70 | 207339165
MRCOOL | O-HH-12-HP-C-230A | O-12-HP-WMAH-230B |  | 12000 | 12000 | 25.5 | 14 | 10.4 | 1.8 | 83 | 100 | 207339162
PERFECTAIRE | 3PAMSHH18-SZO-20.5 | 2PAMSHH18-SZW-20 |  | 17000 | 18000 | 19.4 | 12.5 | 10 |  | 61 |  | 207338159
1HVAC | ACIQ-18Z-EZ230 | ACIQ-18W-EZ230 |  | 18000 | 18000 | 19.8 | 12.5 | 9.6 |  | 63 |  | 207252587
DIYCOOL | ACIQ-18Z-EZ230 | ACIQ-18W-EZ230 |  | 18000 | 18000 | 19.8 | 12.5 | 9.6 |  | 63 |  | 207252583
LBG Products | LBH09DTO | LBH09DTI |  | 9000 | 10000 | 21.7 | 12.6 | 9.4 | 2 | 60 | 70 | 207251115
Weathermaker | 38MARBQ06AA3 | DHMAHBQ06XA3 |  | 6000 | 7000 | 26.5 | 15.8 | 13.6 | 2.1 | 121 | 107 | 207188937
MIDEA | 38MARBQ06AA3 | DHMAHBQ06XA3 |  | 6000 | 7000 | 26.5 | 15.8 | 13.6 | 2.1 | 121 | 107 | 207188936
AIRQUEST | DLCSRBH06AAK | DLFSHBH06XAK |  | 6000 | 7000 | 23.5 | 15 | 12 | 1.84 | 107 | 101 | 207188932
Coast Air | A-CAD24-1 | B-CAD24-1 |  | 23000 | 25000 | 20 | 12.5 | 9.3 |  | 59 |  | 207131747
BLUERIDGE | BM24YDIY20C | BM24YDIY20WM |  | 23000 | 25000 | 20 | 12.5 | 9.3 |  | 59 |  | 206905349
CanAir | C28SCH12H21 | C28SEH12H21 |  | 12000 | 12000 | 25.5 | 14 | 10.4 | 1.8 | 83 | 100 | 207683257
AIRDACH | ACSH0920VM2-A | AIWH0900VM2-A |  | 9000 | 10000 | 21.5 | 12.5 | 9 | 1.89 | 68 | 60 | 209948208
AIRDACH | ACSH1823VM2-D | AIWH1800VM2-D |  | 18000 | 18000 | 23.7 | 13.5 | 10.3 | 2.39 | 78 | 69 | 209948207
AIRDACH | ACSH0924VM2-D | AIWH0900VM2-D |  | 9000 | 10000 | 24 | 14 | 11.4 | 2.18 | 83 | 78 | 209948205
AIRDACH | ACSH2421VM2-D | AIWH2400VM2-D |  | 24000 | 26000 | 21 | 12.5 | 9 | 1.92 | 69 | 64 | 209948204
SMART COMFORT | DLCSRBH12AAK | DLFSFBH12XAK |  | 12000 | 12000 | 24.2 | 13.3 | 10.7 | 1.99 | 85 | 99 | 209948199
PAYNE | 38MARBQ12AA3 | 40MBFAQ12XA3 |  | 12000 | 12000 | 24.2 | 13.3 | 10.7 | 1.99 | 85 | 99 | 209948188
C&H | CH-ES18-230VO | CH-16MMC-230VI |  | 16000 | 17000 | 22.4 | 12.5 | 10.4 | 2.32 | 79 | 75 | 209937053
C&H | CH-ES12-230VO | CH-12MMC-230VI |  | 12000 | 12000 | 25 | 13 | 11 | 2.38 | 77 | 70 | 209937051
C&H | CH-ES09-230VO | CH-09MASTWM-230VI |  | 9000 | 10000 | 25.5 | 15 | 12.3 | 2.17 | 85 | 75 | 209937047
ZERO | ZMSB-09HVD-US | ZMSB-09HVD-US |  | 9000 | 10000 | 21.7 | 12.6 | 9.4 | 2 | 60 | 70 | 209867859
KLIMAIRE | KSIH018-H220-O-2 | KUIR18-H2 |  | 17000 | 18000 | 20.5 | 12.5 | 9.8 | 1.86 | 67 | 93 | 209862173
KLIMAIRE | KSIH018-H220-O-2 | KTIR18-H2 |  | 16000 | 17000 | 20 | 12.5 | 9.5 | 1.75 | 92 | 94 | 209862168
KLIMAIRE | KSIE009-H221-O-2 | KTIR09-H2 |  | 9000 | 10000 | 20 | 13 | 10 | 1.9 | 75 | 74 | 209862157
KLIMAIRE | KSIH018-H220-O-2 | KSIH018-H220-IW-2 |  | 18000 | 18000 | 22 | 13 | 10.6 | 1.89 | 62 | 96 | 209862155
KLIMAIRE | KSIE012-H220-O-2 | KSIE012-H220-IW-2 |  | 12000 | 12000 | 23.1 | 12.5 | 9.3 | 2.24 | 68 | 68 | 209862150
PREMIUM LEVELLA | PIAW93700B | PIAW93690A |  | 9000 | 10000 | 21.5 | 12.5 | 9.1 | 2.16 | 63 | 70 | 209862119
MRCOOL | DIY-18-HP-C-230C25 | DIYCASSETTE18HP-230C25 |  | 17000 | 19000 | 23 | 12.5 | 10.3 |  | 74 |  | 209862113
MIDEA | MASAG09-21HS2GB | MASAG09-21HS2GA |  | 9000 | 10000 | 21.7 | 12.6 | 9.4 | 2 | 60 | 70 | 209847245
Cooper&Hunter | CH-HPR12-230VO | CH-12MASTWM-230VI |  | 12000 | 12000 | 25.5 | 14 | 10.4 | 1.8 | 83 | 100 | 210799549
Cooper&Hunter | CH-HYP24SPH230VO | CH-D24MSPHWM-230VI |  | 24000 | 24000 | 20 | 13 | 9.5 |  | 64 |  | 210799511
Cooper&Hunter | CH-HYP09SPH230VO | CH-D09MSPHWM-230VI |  | 9000 | 10900 | 23.1 | 14.5 | 9.9 |  | 63 |  | 210799508
Cooper&Hunter | CH-09SPH-230VO | CH-09DKT230VI |  | 9000 | 9800 | 21.8 | 14.9 | 9.3 | 1.83 | 59 | 74 | 210799470
Cooper&Hunter | CH-18DKT230VO | CH-18MSPHCT-230VI |  | 16000 | 12000 | 20 | 12.5 | 9.8 |  | 100 |  | 210799453
Cooper&Hunter | CH-12DKT230VO | CH-12MSPHCT-230VI |  | 12000 | 12000 | 19.5 | 12.5 | 9.3 |  | 73 |  | 210799452
Cooper&Hunter | CH-24DKT230VO | CH-24DKT230VI |  | 24000 | 24000 | 20 | 13 | 9.5 |  | 64 |  | 210799441
Cooper&Hunter | CH-12DKT230VO | CH-12DKT230VI |  | 12000 | 12000 | 19.9 | 13 | 9.1 |  | 65 |  | 210799439
LENNOX | MPC024S4S-1P | MWMC024S4-*P |  | 24000 | 25000 | 22 | 14 | 9.9 | 1.8 | 65 | 62 | 211034419
LENNOX | MPC018S4S-1P | MWMC018S4-*P |  | 18000 | 19000 | 23.5 | 12.4 | 10.7 | 2.02 | 78 | 59 | 211034418
AC PRO.COM | AOX430-18HFN1-MT8W | ACBU-18HRFN1-MU2W |  | 18000 | 19000 | 21.8 | 12.5 | 10.7 | 2.3 | 64 | 69 | 211001950
SLIMAIR | SHC12VE2AG | SHLZ12VC2AG |  | 12000 | 12000 | 22.7 | 14 | 10 | 2.27 | 74 | 67 | 210857476
MIDEA | 38MARBQ12AA3 | 40MCCAQ18XA3 |  | 12000 | 12500 | 23 | 13 | 10 | 1.8 | 76 | 88 | 210857474
AIRQUEST | DLCSRBH12AAK | DLFSOAH18XAK |  | 12000 | 12500 | 23 | 13 | 10 | 1.8 | 76 | 88 | 210857464
AIRQUEST | DLCSRBH09AAK | DLFSOAH09XAK |  | 9000 | 10900 | 24 | 13 | 12.4 | 1.8 | 90 | 96 | 210857461
SMART COMFORT | DLCSRBH09AAK | DLFSOAH09XAK |  | 9000 | 10900 | 24 | 13 | 12.4 | 1.8 | 90 | 96 | 210857457
TEMPSTAR | DLCSRBH18AAK | DLFSOAH18XAK |  | 16700 | 20000 | 19.8 | 12.5 | 11.2 | 1.93 | 73 | 84 | 210857455
KENMORE | DLCSRBH12AAK | DLFSOAH18XAK |  | 12000 | 12500 | 23 | 13 | 10 | 1.8 | 76 | 88 | 210857448
KENMORE | DLCSRBH09AAK | DLFSOAH09XAK |  | 9000 | 10900 | 24 | 13 | 12.4 | 1.8 | 90 | 96 | 210857445
HEIL | DLCSRBH18AAK | DLFSOAH18XAK |  | 16700 | 20000 | 19.8 | 12.5 | 11.2 | 1.93 | 73 | 84 | 210857439
DAY & NIGHT | DLCSRBH18AAK | DLFSOAH18XAK |  | 16700 | 20000 | 19.8 | 12.5 | 11.2 | 1.93 | 73 | 84 | 210857435
COMFORTMAKER | DLCSRBH09AAK | DLFSOAH09XAK |  | 9000 | 10900 | 24 | 13 | 12.4 | 1.8 | 90 | 96 | 210857429
ARCOAIRE | DLCSRBH18AAK | DLFSOAH18XAK |  | 16700 | 20000 | 19.8 | 12.5 | 11.2 | 1.93 | 73 | 84 | 210857427
Cooper&Hunter | CH-ES18-230VO | CH-18MCT1W-230VI |  | 18000 | 19000 | 21.8 | 12.5 | 10.7 | 2.3 | 64 | 69 | 210857419
Cooper&Hunter | CH-ES09-230VO | CH-09MCT1W-230VI |  | 9000 | 11000 | 22.5 | 13 | 11.5 | 2.34 | 73 | 70 | 210857417
DIYCOOL | ACIQ-12ZPL-HP230B | SCC-1218-HH-M |  | 12000 | 12500 | 23 | 13 | 10 | 1.8 | 76 | 88 | 210857349
DIYCOOL | ACIQ-06ZPL-HP230B | SCC-0609-HH-M |  | 6500 | 7100 | 22 | 14.5 | 10.8 | 2 | 80 | 113 | 210857347
DIYCOOL | ACIQ-24ZPL-HP230B | ACIQ-24W-HH-MC |  | 24000 | 29000 | 21.5 | 13 | 11.4 | 2.21 | 73 | 86 | 210857338
ACIQ | ACIQ-18ZPL-HP230B | SCC-1218-HH-M |  | 16700 | 20000 | 19.8 | 12.5 | 11.2 | 1.93 | 73 | 84 | 210857330
ACIQ | ACIQ-06ZPL-HP230B | SCC-0609-HH-M |  | 6500 | 7100 | 22 | 14.5 | 10.8 | 2 | 80 | 113 | 210857327
1HVAC | ACIQ-12ZPL-HP230B | ACIQ-12FM-HH-MC |  | 12000 | 12000 | 24.2 | 13.3 | 10.7 | 1.99 | 85 | 99 | 210857311
1HVAC | ACIQ-12ZPL-HP230B | SCC-1218-HH-M |  | 12000 | 12500 | 23 | 13 | 10 | 1.8 | 76 | 88 | 210857309
1HVAC | ACIQ-06ZPL-HP230B | ACIQ-06W-HH-MC |  | 6000 | 7000 | 26.5 | 15.8 | 13.6 | 2.1 | 121 | 107 | 210857294
MDV | MOX330-12HFN1-MW5W | MCBU-18HRFN1-MW-CA |  | 12000 | 12500 | 23 | 13 | 10 | 1.8 | 76 | 88 | 210857290
DIAMONDAIR | D2018SHO2 | DF2018CI |  | 16000 | 17000 | 20 | 12.5 | 9.5 | 1.75 | 92 | 94 | 210857271
Cooper&Hunter | CH-HYP18SPH230VO | CH-18MSPHCT-230VI |  | 16000 | 12000 | 20 | 12.5 | 9.8 |  | 100 |  | 210857250
Cooper&Hunter | CH-HYP12SPH230VO | CH-12MSPHCT-230VI |  | 12000 | 12000 | 19.5 | 12.5 | 9.3 |  | 73 |  | 210857246
Cooper&Hunter | CH-06OLVWM-115VO | CH-06OLVWM-115VI |  | 6000 | 7000 | 23 | 13.8 | 9.8 |  | 84 |  | 210799696
Cooper&Hunter | CH-ES12-230VO | CH-B12MOLVWM-230VI |  | 12000 | 12000 | 23.1 | 13 | 10.8 | 2.41 | 83 | 70 | 210799688
DIAMONDAIR | D2018SHO | DF2018CI |  | 16000 | 12000 | 20 | 12.5 | 9.8 |  | 100 |  | 10327030
DIAMONDAIR | D2009SHO | DF2009CI |  | 9000 | 10000 | 20 | 13 | 9.4 |  | 67 |  | 10327027
EMERSON QUIET KOOL | HP-25EACH09R2O | HP-25EACH09R2I |  | 9000 | 10900 | 23.1 | 14.5 | 9.9 |  | 63 |  | 10298956
DIAMONDAIR | D2024SHO | DF2024HMSI |  | 24000 | 24000 | 20 | 13 | 9.5 |  | 64 |  | 10238926
DIAMONDAIR | D2012SHO | DF2012HMSI |  | 12000 | 12000 | 19.9 | 13 | 9.1 |  | 65 |  | 10238924
GOODMAN | MSH183E21MCAA | MST183E20ACAA |  | 18000 | 18000 | 20 | 12.5 | 9.1 |  | 67 |  | 10062564
LENNOX | MPB024S4S-1P | MCFA024S4-2P |  | 24000 | 24000 | 20 | 12.5 | 9.4 |  | 63 |  | 10058827
LENNOX | MLA009S4S-1P | MWMA009S4-2P |  | 9000 | 10900 | 23.1 | 14.5 | 9.9 |  | 63 |  | 9920038
PERFECTAIRE | 1PAMSHH24-SZO-20.5 | 1PAMSHH24-SZW-20.5 |  | 24000 | 24000 | 20 | 13 | 9.5 |  | 64 |  | 9856849
PERFECTAIRE | 1PAMSHH12-SZO-22.5 | 1PAMSHH12-SZW-22.5 |  | 12000 | 12000 | 19.9 | 13 | 9.1 |  | 65 |  | 9856845
DIRECT AIR | MOD31-24HFN1-MT0W | CS11M-23HRFN1-MT0W |  | 24000 | 25000 | 19.8 | 13.7 | 9.3 |  | 61 |  | 9680950
MRCOOL | O-HH-12-HP-C-230 | CASSETTE12HP-230 |  | 12000 | 12000 | 19.5 | 12.5 | 9.3 |  | 73 |  | 204340473
DIRECT AIR | MOB30-12HFN1-MV0W | CS11M-12HRFN1-MU5W |  | 12000 | 12000 | 19.9 | 13 | 9.1 |  | 65 |  | 8775827
MDV | MOB30-12HFN1-MV0W | CFAU-12HRFN1-M(C) |  | 12000 | 12000 | 19.4 | 12.5 | 9.4 |  | 80 |  | 8740665
BRYANT | 38MAQB24R--3 | 619PEQ024BBMA |  | 24000 | 24000 | 20 | 13 | 9.5 |  | 64 |  | 8738643
MDV | MOB30-09HFN1-MX0W | CCA3U-09HRFN1-M(C) |  | 9000 | 10000 | 20 | 13 | 9.4 |  | 67 |  | 8735962
Alsetria | MOX230-09HFN1-MT0W | MSAG11A-09HRFN1-MT0W |  | 9000 | 10000 | 21.7 | 12.6 | 9.4 | 2 | 60 | 70 | 208121882
Alsetria | MOX230-09HFN1-BS5W | MSAG11A-09HRFN1-BS5W |  | 9000 | 10000 | 21.5 | 12.5 | 9.1 | 2.16 | 63 | 70 | 208121880
ECO-AIR | MOX230-12HFN1-MV5W | MSEPB-12HRFN1-MW5W(GA) |  | 12000 | 12000 | 24.6 | 13.7 | 10.7 | 2.39 | 75 | 67 | 208121860
ECO-AIR | MOX430-18HFN1-MT2Q1W | MSABE-18HRFN1-MT2Q1W |  | 18000 | 18000 | 22.7 | 12.6 | 9.8 | 2.05 | 77 | 65 | 208121856
ECO-AIR | MOX230-12HFN1-BV0Q1W | MSABB-12HRFN1-BV0Q1W |  | 12000 | 12000 | 22.5 | 12.5 | 9 | 1.96 | 63 | 53 | 208121855
ELIOS | DEA18HOS28230E8 | DE18HIW23230E3 |  | 17000 | 18000 | 19.4 | 12.5 | 10 |  | 61 |  | 208119830
ELIOS | DEA09HOS28230E8 | DE09HIW23230E3 |  | 9000 | 11500 | 25 | 15.6 | 11 |  | 62 |  | 208119828
MOOVAIR | DMA12HOS28230E8 | DM12HIW23230E3 |  | 12000 | 12000 | 23.6 | 13.5 | 9.5 | 1.8 | 63 | 83 | 208119825
Airlux | ASZ09O/2022 | AMM09I/2022 |  | 9000 | 10000 | 24 | 14 | 11.4 | 2.18 | 83 | 78 | 208119661
YONAN | YOX-09HFN1 | YCA-09HRFN1 |  | 9000 | 10000 | 20 | 13 | 10 | 1.9 | 75 | 74 | 208106972
Armstrong Air | 4DHPS209S-1P | DWM209S4-1P |  | 9000 | 10000 | 25.5 | 15 | 12.3 | 2.17 | 85 | 75 | 208106736
DUCANE | 4DHV2S09S-1L | DWH209S4-1L |  | 9000 | 10000 | 21.5 | 12.5 | 9.1 | 2.16 | 63 | 70 | 208106718
Allied | 4DHPS209S-1P | D22C109S4-1P |  | 9000 | 10000 | 20 | 13 | 10 | 1.9 | 75 | 74 | 208106705
ECO-AIR | MOX230-09HFN1-MW5W | MSEPB-06HRFN1-MY5W |  | 6000 | 7000 | 26.5 | 15.8 | 13.6 | 2.1 | 121 | 107 | 208121863
ECO-AIR | MOD33-24HFN1-MT0W | MSEPD-24HRFN1-MU0W |  | 24000 | 25000 | 22 | 14 | 10 | 1.8 | 65 | 62 | 208121862
ECO-AIR | MOX230-09HFN1-BS5W | MSAG11A-09HRFN1-BS5W |  | 9000 | 10000 | 21.5 | 12.5 | 9.1 | 2.16 | 63 | 70 | 208121843
ELIOS | DEA12HOS28230E8 | DE12HIW23230E3 |  | 12000 | 12000 | 23.6 | 13.5 | 9.5 | 1.8 | 63 | 83 | 208119829
Airlux | ASZ24O/2022 | AMM24I/2022 |  | 24000 | 26000 | 21 | 12.5 | 9 | 1.92 | 69 | 64 | 208119664
YONAN | YOD-24HFN1 | YCD-24HRFN1 |  | 24000 | 25000 | 21.5 | 12.5 | 9.7 | 2.2 | 76 | 74 | 208106979
CONCORD | 4DHPS209S-1P | DWM206S4-1P |  | 6000 | 7000 | 26.5 | 15.8 | 13.6 | 2.1 | 121 | 107 | 208106776
CONCORD | 4DHPS209S-1P | DWM209S4-1P |  | 9000 | 10000 | 25.5 | 15 | 12.3 | 2.17 | 85 | 75 | 208106747
DUCANE | 4DHV2S09S-1P | DWH209S4-1P |  | 9000 | 10000 | 21.7 | 12.6 | 9.4 | 2 | 60 | 70 | 208106720
DUCANE | 4DHPS209S-1P | D22C109S4-1P |  | 9000 | 10000 | 20 | 13 | 10 | 1.9 | 75 | 74 | 208106716
DUCANE | 4DHP2S12S-1L | DWM212S4-1L |  | 12000 | 12000 | 23.5 | 13 | 10 | 2.16 | 70 | 57 | 208106713
Allied | 4DHV2S09S-1L | DWH209S4-1L |  | 9000 | 10000 | 21.5 | 12.5 | 9.1 | 2.16 | 63 | 70 | 208106707
CONCORD | 4DHP2S24S-1P | D33C224S4-1P |  | 23600 | 26000 | 21.5 | 12.3 | 9.6 | 2.2 | 73 | 71 | 208106695
CONCORD | 4DHP2S24S-1P | DWM224S4-1P |  | 24000 | 25000 | 22 | 14 | 9.9 | 1.8 | 65 | 62 | 208106692
AirEase | 4DHP2S12S-1P | D22C112S4-1P |  | 11800 | 12000 | 22.7 | 13.9 | 9.9 | 2.27 | 74 | 67 | 208106684
AirEase | 4DHP2S24S-1P | DWM224S4-1P |  | 24000 | 25000 | 22 | 14 | 9.9 | 1.8 | 65 | 62 | 208106683
AirEase | 4DHP2S12S-1P | DWM212S4-1P |  | 12000 | 12000 | 24.6 | 13.7 | 10.7 | 2.39 | 75 | 67 | 208106681
Armstrong Air | 4DHP2S24S-1P | D33C224S4-1P |  | 23600 | 26000 | 21.5 | 12.3 | 9.6 | 2.2 | 73 | 71 | 208106677
DUCANE | 4DHP2S24S-1P | DWM224S4-1P |  | 24000 | 25000 | 22 | 14 | 9.9 | 1.8 | 65 | 62 | 208106665
DUCANE | 4DHP2S12S-1P | DWM212S4-1P |  | 12000 | 12000 | 24.6 | 13.7 | 10.7 | 2.39 | 75 | 67 | 208106663
TEMPSTAR | DLCSRBH12AAJ | DLFSHCH12XAJ |  | 12000 | 12000 | 23.5 | 13 | 10 | 2.16 | 70 | 57 | 208447676
TEMPSTAR | DLCSRBH18AAK | DLFSHCH18XAK |  | 18000 | 18000 | 21.5 | 12.5 | 11.3 | 1.8 | 83 | 100 | 208447675
MIDEA | DLCSRBH12AAJ | DLFSHCH12XAJ |  | 12000 | 12000 | 23.5 | 13 | 10 | 2.16 | 70 | 57 | 208447668
MIDEA | DLCSRBH12AAK | DLFSHCH12XAK |  | 12000 | 12000 | 25.5 | 14 | 10.4 | 1.8 | 83 | 100 | 208447662
KENMORE | DLCSRBH18AAK | DLFSHCH18XAK |  | 18000 | 18000 | 21.5 | 12.5 | 11.3 | 1.8 | 83 | 100 | 208447659
KEEPRITE | DLCSRBH06AAK | DLFSHCH06XAK |  | 6000 | 7000 | 26.5 | 15.8 | 13.6 | 2.1 | 121 | 107 | 208447653
KEEPRITE | DLCSRBH18AAK | DLFSHCH18XAK |  | 18000 | 18000 | 21.5 | 12.5 | 11.3 | 1.8 | 83 | 100 | 208447651
HEIL | DLCSRBH18AAK | DLFSHCH18XAK |  | 18000 | 18000 | 21.5 | 12.5 | 11.3 | 1.8 | 83 | 100 | 208447643
HEIL | DLCSRBH24AAK | DLFSHCH24XAK |  | 24000 | 29000 | 21.5 | 13 | 11.4 | 2.21 | 73 | 86 | 208447639
DAY & NIGHT | DLCSRBH12AAK | DLFSHCH12XAK |  | 12000 | 12000 | 25.5 | 14 | 10.4 | 1.8 | 83 | 100 | 208447630
COMFORTMAKER | DLCSRBH06AAK | DLFSHCH06XAK |  | 6000 | 7000 | 26.5 | 15.8 | 13.6 | 2.1 | 121 | 107 | 208447629
YONAN | YS-12HRFN1-E0OU | YS-12HRFN1-E0 |  | 12000 | 12000 | 27 | 14 | 12 | 1.85 | 87 | 114 | 212615066
YONAN | YS-09HRFN1-C1OU | YS-09HRFN1-C1 |  | 9000 | 10000 | 21.7 | 12.6 | 9.4 | 2 | 60 | 70 | 212615056
MOOVAIR | DMA12HOS25230E8 | DUB12HIFU230X5A |  | 12000 | 12000 | 25 | 13 | 11 | 2.38 | 77 | 70 | 212596839
SEA BREEZE+ | HSZ18H424ZMO | SCA18H424ZMI |  | 16700 | 20000 | 19.8 | 12.5 | 11.2 | 1.93 | 73 | 84 | 212595650
SEA BREEZE+ | HSZ12H424ZMO | SCA12H424ZMI |  | 12000 | 12500 | 23 | 13 | 10 | 1.8 | 76 | 88 | 212595647
SUPREME | NE-T52-SUPAE18E | NE-T52-SUPAE18I |  | 18000 | 18000 | 21.5 | 12.5 | 11.3 | 1.8 | 83 | 100 | 212579411
SUPREME | NE-T52-SUPAE12E | NE-T52-SUPAE12I |  | 12000 | 12000 | 25.5 | 14 | 10.4 | 1.8 | 83 | 100 | 212579410
AIRQUEST | DLCPRAH18AAK | DLFPHBH18XAK |  | 18000 | 18000 | 24.1 | 12.4 | 12 | 1.92 | 68 | 89 | 212521293
MIDEA | DLCPRAH18AAK | DLFPHBH18XAK |  | 18000 | 18000 | 24.1 | 12.4 | 12 | 1.92 | 68 | 89 | 212521290
KEEPRITE | DLCPRAH18AAK | DLFPHBH18XAK |  | 18000 | 18000 | 24.1 | 12.4 | 12 | 1.92 | 68 | 89 | 212521288
DAY & NIGHT | DLCPRAH18AAK | DLFPHBH18XAK |  | 18000 | 18000 | 24.1 | 12.4 | 12 | 1.92 | 68 | 89 | 212521286
BRYANT | 38MPRAQ18AA3 | 619PHBQ18XA3 |  | 18000 | 18000 | 24.1 | 12.4 | 12 | 1.92 | 68 | 89 | 212521280
MIDEA | DLCPRAH09AAK | DLFPHBH09XAK |  | 9000 | 10000 | 19.5 | 12.1 | 12.1 | 1.72 | 72 | 117 | 212521269
KENMORE | DLCPRAH09AAK | DLFPHBH09XAK |  | 9000 | 10000 | 19.5 | 12.1 | 12.1 | 1.72 | 72 | 117 | 212521267
MDV | MOCA30-09HFN1-MZA5W | MSOP1B-12HRFN1-MZ60W |  | 9000 | 10000 | 19.5 | 12.1 | 12.1 | 1.72 | 72 | 117 | 212519801
Custom Comfort | CCOXHASZ06HP | CCOXHA1C06 |  | 6500 | 7100 | 22 | 14.5 | 10.8 | 2 | 80 | 113 | 212365429
Custom Comfort | CCOXHASZ17HP | CCOXHAFC18 |  | 17000 | 18000 | 20.5 | 12.5 | 9.8 | 1.86 | 67 | 93 | 212365424
Custom Comfort | CCOXHASZ17HP | CCOXHAWM18 |  | 18000 | 18000 | 21.5 | 12.5 | 11.3 | 1.8 | 83 | 100 | 212365406
Breeze33 | BZ33-HYP33OUT2-G2-P | BZ33-HYP33OUT2-G2-P |  | 33000 | 35000 | 19.5 | 12 | 10 | 1.8 | 82 | 99 | 212361762
KANIONco | KWSM-09IR410AHS21.5MVODU | KWSM-09IR410AHS21.5MVIDU |  | 9000 | 10000 | 21.7 | 12.6 | 9.4 | 2 | 60 | 70 | 212360138
MAXI AIR | NE-T52-PLA12INT | NE-T52-PLA12EXT |  | 12000 | 12000 | 23.1 | 12.5 | 9.3 | 2.24 | 68 | 68 | 212348361
MAXI AIR | NE-T52-SUPAE12E | NE-T52-SUPAE12I |  | 12000 | 12000 | 25.5 | 14 | 10.4 | 1.8 | 83 | 100 | 212348360
STEALTH | ACIQ-12ZPL-HP230B | ACIQ-12FM-HH-MC |  | 12000 | 12000 | 24.2 | 13.3 | 10.7 | 1.99 | 85 | 99 | 212316201
COMFORTSTAR | CPP018CD(O) | TPA-18 |  | 18000 | 18000 | 20 | 12.5 | 9.1 |  | 67 |  | 9119313
MDV | MOBA30-09HFN1-MT0W | CS11M-09HRFN1-MX0W(A) |  | 9000 | 9800 | 21.8 | 14.9 | 9.3 | 1.83 | 59 | 74 | 9101401
MIDEA | MOD30-24HFN1-MT0W | CS11M-23HRFN1-MT0W |  | 24000 | 24000 | 20 | 13 | 9.5 |  | 64 |  | 9006307
EMI | SZ1H18DAA | CASH18DAA |  | 18000 | 18000 | 20 | 12.5 | 9.1 |  | 67 |  | 8993368
KLIMAIRE | KSIE018-H220-O | KTIR18-H2 |  | 18000 | 18000 | 20 | 12.5 | 9.1 |  | 67 |  | 8982510
MRCOOL | O-HH-18-HP-C-230 | CASSETTE24HP-230 |  | 16000 | 12000 | 20 | 12.5 | 9.8 |  | 100 |  | 8977717
C&H | CH-09SPH-230VO | CH-09DKT230VI |  | 9000 | 9800 | 21.8 | 14.9 | 9.3 | 1.83 | 59 | 74 | 205047857
MRCOOL | O-HH-09-HP-C-230 | O-09-HP-WMAH-230A |  | 9000 | 10900 | 23.1 | 14.5 | 9.9 |  | 63 |  | 204783915
MRCOOL | DIY-24-HP-C-230B | DIY-24-HP-WMAH-230B |  | 23000 | 25000 | 20 | 12.5 | 9.3 |  | 59 |  | 204711124
MDV | MOD30-23HFN1-MT0Q1W | MSABE-23HRFN1-MT0Q1W |  | 23000 | 25000 | 20 | 12.5 | 9.3 |  | 59 |  | 204711118
MDV | MOD31-24HFN1-MT0W | CS11M-23HRFN1-MT0W |  | 24000 | 25000 | 19.8 | 13.7 | 9.3 |  | 61 |  | 9101404
BRYANT | 38MARBQ09AA3 | 619PEQ009BBMA |  | 9000 | 11500 | 25 | 15.6 | 11 |  | 62 |  | 206400648
CARRIER | 38MARBQ12AA3 | 40MAQB12B--3 |  | 12000 | 12000 | 23.6 | 13.5 | 9.5 | 1.8 | 63 | 83 | 206400643
CARRIER | 38MARBQ09AA3 | 40MAQB09B--3 |  | 9000 | 11500 | 25 | 15.6 | 11 |  | 62 |  | 206400642
DIRECT AIR | MOX430-17HFN1-MT0W | MUEU-18HRFN1-M(C) |  | 17000 | 18000 | 20.5 | 12.5 | 9.8 | 1.86 | 67 | 93 | 206377758
MDV | MOD33-24HFN1-MT0W | MSEPD-24HRFN1-MU0W |  | 24000 | 25000 | 22 | 14 | 10 | 1.8 | 65 | 62 | 206369561
MDV | MOX230-09HFN1-MT0W | MSAG11A-09HRFN1-MT0W |  | 9000 | 10000 | 21.7 | 12.6 | 9.4 | 2 | 60 | 70 | 206369511
AIRQUEST | DLCSRBH12AAJ | DLFSHBH12XAJ |  | 12000 | 12000 | 22.7 | 12.5 | 10.4 | 2.06 | 74 | 56 | 206361913
TEMPSTAR | DLCSRBH12AAJ | DLFSHBH12XAJ |  | 12000 | 12000 | 22.7 | 12.5 | 10.4 | 2.06 | 74 | 56 | 206361903
KENMORE | DLCSRBH12AAJ | DLFSHBH12XAJ |  | 12000 | 12000 | 22.7 | 12.5 | 10.4 | 2.06 | 74 | 56 | 206361893
KEEPRITE | DLCSRBH24AAK | DLFSHBH24XAK |  | 23000 | 26000 | 22.3 | 12.5 | 10.3 | 1.8 | 73 | 88 | 206361892
KEEPRITE | DLCSRBH09AAK | DLFSHBH09XAK |  | 9000 | 12000 | 26.4 | 15.8 | 11.6 | 1.85 | 78 | 92 | 206361889
HEIL | DLCSRBH18AAK | DLFSHBH18XAK |  | 18000 | 18000 | 22 | 13 | 10.6 | 1.89 | 62 | 96 | 206361886
HEIL | DLCSRBH12AAJ | DLFSHBH12XAJ |  | 12000 | 12000 | 22.7 | 12.5 | 10.4 | 2.06 | 74 | 56 | 206361883
DAY & NIGHT | DLCSRBH09AAK | DLFSHBH09XAK |  | 9000 | 12000 | 26.4 | 15.8 | 11.6 | 1.85 | 78 | 92 | 206361879
COMFORTMAKER | DLCSRBH24AAK | DLFSHBH24XAK |  | 23000 | 26000 | 22.3 | 12.5 | 10.3 | 1.8 | 73 | 88 | 206361877
ARCOAIRE | DLCSRBH18AAK | DLFSHBH18XAK |  | 18000 | 18000 | 22 | 13 | 10.6 | 1.89 | 62 | 96 | 206361871
MDV | MOX230-12HFN1-MV5W | MSAG11B-12HRFN1-MV0W(GA) |  | 12000 | 12000 | 23.1 | 13 | 10.8 | 2.41 | 83 | 70 | 206361866
MDV | MOD30-24HFN1-MU0W | MSAG11D-23HRFN1-MU0W |  | 23000 | 26000 | 22.3 | 12.5 | 10.3 | 1.8 | 73 | 88 | 206361863
NOVAIR | LEA18SZ25SK-O | LEA18UUSK-I |  | 18000 | 18000 | 24 | 13.5 | 10.5 | 2.44 | 78 | 71 | 207526951
Breeze33 | BZ33-HYP12HPOUT2 | BZ33-ICM12-G2-P |  | 12000 | 12000 | 19.4 | 12.5 | 9.4 |  | 80 |  | 207505676
BLUERIDGE | BMY12HH26C | BMY12HH26WM |  | 12000 | 12000 | 25.5 | 14 | 10.4 | 1.8 | 83 | 100 | 207339184
MRCOOL | O-HH-24-HP-C-230A | O-24-HP-WMAH-230B |  | 24000 | 29000 | 21.5 | 13 | 11.4 | 2.21 | 73 | 86 | 207339164
MDV | MOD33-24HFN1-MT0W | MCD1-24HRFN1-MT0W(GA) |  | 24000 | 25000 | 21.5 | 12.5 | 9.7 | 2.2 | 76 | 74 | 207338218
ACIQ | ACIQ-18Z-EZ230 | ACIQ-18W-EZ230 |  | 18000 | 18000 | 19.8 | 12.5 | 9.6 |  | 63 |  | 207252591
DIYCOOL | ACIQ-24Z-EZ230 | ACIQ-24W-EZ230 |  | 23000 | 25000 | 20 | 12.5 | 9.3 |  | 59 |  | 207252584
CanAir | C28SCH09H21 | C28SEH09H21 |  | 9000 | 12000 | 28.1 | 16.2 | 11.5 | 2 | 79 | 88 | 207683256
CanAir | C28SCH06H21 | C28SEH06H21 |  | 6000 | 7000 | 26.5 | 15.8 | 13.6 | 2.1 | 121 | 107 | 207683255
NAPOLEON | NDHAS26-24-O | NDHAS26-24-I |  | 24000 | 29000 | 21.5 | 13 | 11.4 | 2.21 | 73 | 86 | 207683236
YONAN | YSA21-24HRN1 | YSA21-24HRN1 |  | 24000 | 26000 | 21 | 12.5 | 9 | 1.92 | 69 | 64 | 207671407
PREMIUM LEVELLA | PIAW92800B | PIAW92790A |  | 9000 | 10000 | 21.7 | 12.6 | 9.1 | 1.96 | 69 | 64 | 207659284
COMFORTSTAR | CHF18CD(O) | FPA-18 |  | 17000 | 18000 | 20.5 | 12.5 | 9.8 | 1.86 | 67 | 93 | 207658960
COMFORTSTAR | CZP18CD(O) | FPA-18 |  | 18000 | 20000 | 23 | 12.5 | 10 | 2.08 | 64 | 65 | 207658955
COMFORTSTAR | CZP24CD(O) | TPA-24C |  | 24000 | 25000 | 21.5 | 12.5 | 9.7 | 2.2 | 76 | 74 | 207658946
COMFORTSTAR | CZP09CD(O) | TPA-09C |  | 9000 | 10000 | 20 | 13 | 10 | 1.9 | 75 | 74 | 207658943
COMFORTSTAR | CHF24CD(O) | CHF24CD(I) |  | 24000 | 29000 | 21.5 | 13 | 11.4 | 2.21 | 73 | 86 | 207658929
MDV | MOX330-09HFN1-MY5W-L | MCA3U-09HRFN1-M(C) |  | 9000 | 9800 | 20.5 | 13 | 10.2 | 1.8 | 92 | 102 | 207658613
MDV | MOX330-09HFN1-MY5W-L | MSEPB-09HRFN1-MY5W(GA) |  | 9000 | 12000 | 28.1 | 16.2 | 11.5 | 2 | 79 | 88 | 207658605
MDV | MOX430-18HFN1-MU0W-L | MCA3U-18HRFN1-M(C) |  | 16000 | 19000 | 20.5 | 12.5 | 10.4 | 2.16 | 63 | 67 | 207658602
SENVILLE | SENA/09HF/OQ | SENA/09HF/IQ |  | 9000 | 12000 | 28.1 | 16.2 | 11.5 | 2 | 79 | 88 | 207657627
KERR | A-KMH24SV-1 | B-KMH24SV-1 |  | 24000 | 29000 | 21.5 | 13 | 11.4 | 2.21 | 73 | 86 | 207657397
KERR | A-KMH06SV-1 | B-KMH06SV-1 |  | 6000 | 7000 | 26.5 | 15.8 | 13.6 | 2.1 | 121 | 107 | 207657393
COMFORT-AIRE | A-VMH24SV-1 | B-VMH24SV-1 |  | 24000 | 29000 | 21.5 | 13 | 11.4 | 2.21 | 73 | 86 | 207657389
COMFORT-AIRE | A-VMH09SV-1 | B-VMH09SV-1 |  | 9000 | 12000 | 28.1 | 16.2 | 11.5 | 2 | 79 | 88 | 207657386
SENVILLE | SENA/09HF/OQ | SENA/09HF/ICZ |  | 9000 | 9800 | 20.5 | 13 | 10.3 | 1.8 | 92 | 102 | 207641341
SMART COMFORT | DLCPRBH12AAK | DLFPHBH12XAK |  | 12000 | 12000 | 25.3 | 14 | 11.7 | 1.85 | 87 | 114 | 207614976
MIDEA | DLCPRBH09AAK | DLFPHBH09XAK |  | 9000 | 12000 | 27 | 16 | 17.5 | 1.85 | 87 | 114 | 207614971
KENMORE | DLCPRBH12AAK | DLFPHBH12XAK |  | 12000 | 12000 | 25.3 | 14 | 11.7 | 1.85 | 87 | 114 | 207614970
ELIOS | DEA24HOS28230E8 | DEA24HIW25230E8 |  | 24000 | 29000 | 21.5 | 13 | 11.4 | 2.21 | 73 | 86 | 207742432
ELIOS | DEA09HOS28230E8 | DEA09HIW25230E8 |  | 9000 | 12000 | 28.1 | 16.2 | 11.5 | 2 | 79 | 88 | 207742429
ELIOS | DEA09HOS21115S1 | DEA09HIW21115S1 |  | 9000 | 10000 | 21.5 | 12.5 | 9 | 1.89 | 68 | 60 | 207742418
C&H | CH-HPR18-230VO | CH-18MSPHFC-230VI |  | 17000 | 18000 | 20.5 | 12.5 | 9.8 | 1.86 | 67 | 93 | 207742334
C&H | CH-HPR09-230VO | CH-B09MOLVWM-230VI |  | 9000 | 12000 | 26.4 | 15.8 | 11.6 | 1.85 | 78 | 92 | 210665992
C&H | CH-ES09-230VO | CH-B09MOLVWM-230VI |  | 9000 | 10000 | 24 | 14.7 | 11.6 | 2.25 | 81 | 75 | 210665988
LENNOX | MPC012S4S-1P | M22A012S4* |  | 11800 | 12000 | 22.7 | 13.9 | 9.9 | 2.27 | 74 | 67 | 210665622
LENNOX | MPC024S4S-1P | MWMC024S4* |  | 24000 | 25000 | 22 | 14 | 9.9 | 1.8 | 65 | 62 | 210665606
LENNOX | MPC012S4S-1L | MWMC012S4* |  | 12000 | 12000 | 23.5 | 12.8 | 10 | 2.16 | 70 | 57 | 210665602
Relief Sciences | LANG09OD25-1 | LANG09ID-25 |  | 9000 | 10000 | 24 | 14.7 | 11.6 | 2.25 | 81 | 75 | 210655373
MDV | MOX230-09HFN1-MW5W-L | MCA3U-09HRFN1-M(C) |  | 8900 | 10000 | 20 | 13 | 10 | 1.9 | 75 | 74 | 210644036
Conforto | MHSZ118DA | MHWAL18DA |  | 18000 | 18000 | 21.5 | 12.5 | 11.3 | 1.8 | 83 | 100 | 210605804
Conforto | MHSZ112DA | MHWAL12DA |  | 12000 | 12000 | 25.5 | 14 | 10.4 | 1.8 | 83 | 100 | 210605803
KEEPRITE | DLCSRBH18AAK | DLFSOAH18XAK |  | 16700 | 20000 | 19.8 | 12.5 | 11.2 | 1.93 | 73 | 84 | 210857443
KEEPRITE | DLCSRBH06AAK | DLFSOAH09XAK |  | 6500 | 7100 | 22 | 14.5 | 10.8 | 2 | 80 | 113 | 210857442
DAY & NIGHT | DLCSRBH06AAK | DLFSOAH09XAK |  | 6500 | 7100 | 22 | 14.5 | 10.8 | 2 | 80 | 113 | 210857434
COMFORTMAKER | DLCSRBH12AAK | DLFSOAH18XAK |  | 12000 | 12500 | 23 | 13 | 10 | 1.8 | 76 | 88 | 210857432
ARCOAIRE | DLCSRBH12AAK | DLFSOAH18XAK |  | 12000 | 12500 | 23 | 13 | 10 | 1.8 | 76 | 88 | 210857428
Cooper&Hunter | CH-HPR06F9-230VO | CH-06MCT1W-230VI |  | 6500 | 7100 | 22 | 14.5 | 10.8 | 2 | 80 | 113 | 210857420
Cooper&Hunter | CH-ES12-230VO | CH-12MCT1W-230VI |  | 12000 | 12500 | 22 | 12.6 | 9.8 | 2.21 | 62 | 62 | 210857418
Cooper&Hunter | CH-ES09-230VO | CH-06MCT1W-230VI |  | 6500 | 7100 | 22 | 14.5 | 10.8 | 2 | 80 | 113 | 210857416
DIYCOOL | ACIQ-09ZPL-HP230B | ACIQ-09W-HH-MC |  | 9000 | 12000 | 28.1 | 16.2 | 11.5 | 2 | 79 | 88 | 210857335
DIYCOOL | ACIQ-06ZPL-HP230B | ACIQ-06W-HH-MC |  | 6000 | 7000 | 26.5 | 15.8 | 13.6 | 2.1 | 121 | 107 | 210857334
ACIQ | ACIQ-12ZPL-HP230B | ACIQ-12W-HH-MC |  | 12000 | 12000 | 25.5 | 14 | 10.4 | 1.8 | 83 | 100 | 210857316
ACIQ | ACIQ-09ZPL-HP230B | ACIQ-09W-HH-MC |  | 9000 | 12000 | 28.1 | 16.2 | 11.5 | 2 | 79 | 88 | 210857315
ACIQ | ACIQ-06ZPL-HP230B | ACIQ-06W-HH-MC |  | 6000 | 7000 | 26.5 | 15.8 | 13.6 | 2.1 | 121 | 107 | 210857314
1HVAC | ACIQ-18ZPL-HP230B | ACIQ-18W-HH-MC |  | 18000 | 18000 | 21.5 | 12.5 | 11.3 | 1.8 | 83 | 100 | 210857297
1HVAC | ACIQ-09ZPL-HP230B | ACIQ-09W-HH-MC |  | 9000 | 12000 | 28.1 | 16.2 | 11.5 | 2 | 79 | 88 | 210857295
MDV | MOX230-09HFN1-MW5W | MCBU-09HRFN1-MU0-CA |  | 6500 | 7100 | 22 | 14.5 | 10.8 | 2 | 80 | 113 | 210857291
MDV | MOX330-09HFN1-MY5W | MCBU-09HRFN1-MU0-CA |  | 9000 | 10900 | 24 | 13 | 12.4 | 1.8 | 90 | 96 | 210857289
DIAMONDAIR | D2012SHO2 | DF2012CI |  | 12000 | 12000 | 22.3 | 12.7 | 10.2 | 1.89 | 83 | 94 | 210857270
DIAMONDAIR | D2009SHO2 | DF2009CI |  | 9000 | 9800 | 20.5 | 13 | 10.3 | 1.8 | 92 | 102 | 210857269
DUCANE | 4DHP2S24S-1P | D33C224S4-*P |  | 23600 | 26000 | 21.5 | 12.3 | 9.6 | 2.2 | 73 | 71 | 211034588
DUCANE | 4DHP2S12S-1P | DWM212S4-*P |  | 12000 | 12000 | 24.6 | 13.7 | 10.7 | 2.39 | 75 | 67 | 211034573
CONCORD | 4DHP2S24S-1P | D33C224S4-*P |  | 23600 | 26000 | 21.5 | 12.3 | 9.6 | 2.2 | 73 | 71 | 211034562
CONCORD | 4DHPS209S-1P | D22C109S4-*P |  | 8900 | 10000 | 20 | 13 | 10 | 1.9 | 75 | 74 | 211034559
CONCORD | 4DHP2S24S-1P | DWM224S4-*P |  | 24000 | 25000 | 22 | 14 | 9.9 | 1.8 | 65 | 62 | 211034549
Armstrong Air | 4DHP2S18S-1P | D22C118S4-*P |  | 16000 | 19000 | 20.5 | 12.5 | 10.4 | 2.16 | 63 | 67 | 211034535
Armstrong Air | 4DHPS209S-1P | DWM209S4-*P |  | 9000 | 10000 | 25.5 | 15 | 11.9 | 2.17 | 85 | 75 | 211034520
Armstrong Air | 4DHP2S12S-1L | DWM212S4-*L |  | 12000 | 12000 | 23.5 | 12.8 | 10 | 2.16 | 70 | 57 | 211034519
Allied | 4DHPS209S-1P | D22C109S4-*P |  | 8900 | 10000 | 20 | 13 | 10 | 1.9 | 75 | 74 | 211034507
Allied | 4DHP2S18S-1P | DWM218S4-*P |  | 18000 | 19000 | 23.5 | 12.4 | 10.7 | 2.02 | 78 | 59 | 211034496
Allied | 4DHPS209S-1P | DWM209S4-*P |  | 9000 | 10000 | 25.5 | 15 | 11.9 | 2.17 | 85 | 75 | 211034494
AirEase | 4DHP2S18S-1P | D22C118S4-*P |  | 16000 | 19000 | 20.5 | 12.5 | 10.4 | 2.16 | 63 | 67 | 211034483
AirEase | 4DHPS209S-1P | D22C109S4-*P |  | 8900 | 10000 | 20 | 13 | 10 | 1.9 | 75 | 74 | 211034481
AirEase | 4DHP2S24S-1P | DWM224S4-*P |  | 24000 | 25000 | 22 | 14 | 9.9 | 1.8 | 65 | 62 | 211034471
MIDEA | MOX230-09HFN1-BS5W | MSAG11A-09HRFN1-BS5W |  | 9000 | 10000 | 21.5 | 12.5 | 9.1 | 2.16 | 63 | 70 | 207821928
DUCANE | 4DHV2S09S-1P | DWH209S4-*P |  | 9000 | 10000 | 21.7 | 12.6 | 9.4 | 2 | 60 | 70 | 211034593
DUCANE | 4DHP2S12S-1P | D22C112S4-*P |  | 11800 | 12000 | 22.7 | 13.9 | 9.9 | 2.27 | 74 | 67 | 211034586
STEALTH | ACIQ-09Z-HP115B | ACIQ-09W-HP115B |  | 9000 | 10000 | 21.5 | 12.5 | 9 | 1.89 | 68 | 60 | 212316152
PolarWave | ACIQ-12ZPL-HP230B | ACIQ-12FM-HH-MC |  | 12000 | 12000 | 24.2 | 13.3 | 10.7 | 1.99 | 85 | 99 | 212316115
PolarWave | ACIQ-09ZPL-HP230B | SCC-0609-HH-M |  | 9000 | 10900 | 24 | 13 | 12.4 | 1.8 | 90 | 96 | 212316112
PolarWave | ACIQ-12ZPL-HP230B | ACIQ-12W-HH-MC |  | 12000 | 12000 | 25.5 | 14 | 10.4 | 1.8 | 83 | 100 | 212316100
PolarWave | ACIQ-18ZPL-HP230B | ACIQ-18FM-HH-MB |  | 17000 | 18000 | 20.5 | 12.5 | 9.8 | 1.86 | 67 | 93 | 212316083
PolarWave | ACIQ-24ZPL-HP230B | ACIQ-24W-HH-MB |  | 24000 | 29000 | 21.5 | 13 | 11.4 | 2.21 | 73 | 86 | 212316074
PolarWave | ACIQ-12ZPL-HP230B | ACIQ-12W-HH-MB |  | 12000 | 12000 | 25.5 | 14 | 10.4 | 1.8 | 83 | 100 | 212316072
PolarWave | ACIQ-24Z-EZ230 | ACIQ-24W-EZ230 |  | 23000 | 25000 | 20 | 12.5 | 9.3 |  | 59 |  | 212316064
KLIMAIRE | KSIE024-H220-O-2 | KTIS24-H2 |  | 24000 | 25000 | 21.5 | 12.5 | 9.7 | 2.2 | 76 | 74 | 212316045
KADEN | KO-PSX09HP-2AAMA | KI-PSX09CW-2AAMA |  | 9000 | 11000 | 22.5 | 13 | 11.5 | 2.34 | 73 | 70 | 211793572
KADEN | KO-PSX09HP-2AAMA | KI-PSX09CT-2AAMA |  | 9000 | 10000 | 20 | 13 | 10 | 1.9 | 75 | 74 | 211793571
LPS Legacy | DLCERBH09AAK | DLFEHBH09XAK |  | 9000 | 10000 | 21.7 | 12.6 | 9.4 | 2 | 60 | 70 | 211756601
LPS Legacy | DLCSRBH12AAK | DLFCCAH12XAK |  | 12000 | 12500 | 23 | 13 | 10 | 1.8 | 76 | 88 | 211756599
LPS Legacy | DLCSRBH09AAK | DLFCCAH09XAK |  | 9000 | 10900 | 24 | 13 | 12.4 | 1.8 | 90 | 96 | 211756596
LPS Legacy | DLCSRBH06AAK | DLFSOAH09XAK |  | 6500 | 7100 | 22 | 14.5 | 10.8 | 2 | 80 | 113 | 211756593
LPS Legacy | DLCSRBH12AAK | DLFSFBH12XAK |  | 12000 | 12000 | 24.2 | 13.3 | 10.7 | 1.99 | 85 | 99 | 211756591
LPS Legacy | DLCSRBH12AAK | DLFSHCH12XAK |  | 12000 | 12000 | 25.5 | 14 | 10.4 | 1.8 | 83 | 100 | 211756583
LPS Legacy | DLCPRBH18AAK | DLFPHBH18XAK |  | 18000 | 20000 | 26.3 | 15.3 | 15.5 | 2.89 | 101 | 120 | 211756581
LPS Legacy | DLCSRBH09AAK | DLFSCAH09XAK |  | 9000 | 9800 | 20.5 | 13 | 10.3 | 1.8 | 92 | 102 | 211756567
LPS Legacy | DLCPRAH24AAK | DLFPHAH24XAK |  | 22000 | 24000 | 23.5 | 13.7 | 10.5 | 1.94 | 64 | 98 | 211756553
MDV | MOD30-33HFN1-MSR0W | MSEPD-33HRFN1-MSR0W |  | 33000 | 35000 | 19.5 | 12 | 10 | 1.8 | 82 | 99 | 211749870
PIONEER | YN018GMFI22RPE | WS018GMFI22HLE |  | 18000 | 18000 | 23.7 | 13.5 | 10.3 | 2.39 | 78 | 69 | 208101240
PIONEER | YN012AMFI22RPE | WS012AMFI22HLE |  | 12000 | 12000 | 22.7 | 12.5 | 10 | 2 | 70 | 54 | 208101237
PIONEER | YN009AMFI22RPE | WS009AMFI22HLE |  | 12000 | 12000 | 22.7 | 12.5 | 10 | 2 | 70 | 54 | 208101236
MOOVAIR | DMA09HOS25230E8 | DMA06HIW25230E8 |  | 6000 | 7000 | 26.5 | 15.8 | 13.6 | 2.1 | 121 | 107 | 208075829
Breeze33 | BZ33-HP09OUT1-G2-C | BZ33-HP09WALL1-G2-C |  | 9000 | 10000 | 21.5 | 12.5 | 9 | 1.89 | 68 | 60 | 207862063
AC PRO.COM | AOX330-12HFN1-MW5W | AFAU-12HRFN1-M(C) |  | 12000 | 12000 | 23.6 | 13 | 10 | 1.89 | 80 | 100 | 207827158
AC PRO.COM | AOX430-18HFN1-MU0W | ASEPC-18HRFN1-MU0W |  | 18000 | 19000 | 23.5 | 12.5 | 10.8 | 2.02 | 78 | 59 | 207827147
AC PRO.COM | AOX230-09HFN1-MW5W | ASEPB-09HRFN1-MY5W(GA) |  | 9000 | 10000 | 25.5 | 15 | 12.3 | 2.17 | 85 | 75 | 207827145
ZENAIR TECHNOLOGIES | ZEN-WM12HP23S/O | ZEN-WM12HP23S/I |  | 12000 | 12000 | 23.1 | 13 | 10.5 | 1.88 | 86 | 92 | 207827123
CARRIER | 38MPRBQ18AA3 | 40MPHBQ18XA3 |  | 18000 | 20000 | 26.3 | 15.3 | 15.5 | 2.89 | 101 | 120 | 207826658
PAYNE | 38MPRBQ18AA3 | DHMPHBQ18XA3 |  | 18000 | 20000 | 26.3 | 15.3 | 15.5 | 2.89 | 101 | 120 | 207826654
SMART COMFORT | DLCPRBH18AAK | DLFPHBH18XAK |  | 18000 | 20000 | 26.3 | 15.3 | 15.5 | 2.89 | 101 | 120 | 207826652
TEMPSTAR | DLCPRBH18AAK | DLFPHBH18XAK |  | 18000 | 20000 | 26.3 | 15.3 | 15.5 | 2.89 | 101 | 120 | 207826651
LENNOX | LISH024000P431-D | LIUH024180P431-C |  | 24000 | 24000 | 21.2 | 12.5 | 10.3 | 2.2 | 67 | 76 | 207825601
LENNOX | LISH018000P431-D | LIUH018180P431-C |  | 18000 | 20000 | 23 | 12.5 | 10 | 2.08 | 64 | 65 | 207825600
DIYCOOL | ACIQ-18ZPL-HP230B | ACIQ-18W-HH-MB |  | 18000 | 18000 | 21.5 | 12.5 | 11.3 | 1.8 | 83 | 100 | 207825552
ACIQ | ACIQ-18ZPL-HP230B | ACIQ-18FM-HH-MB |  | 17000 | 18000 | 20.5 | 12.5 | 9.8 | 1.86 | 67 | 93 | 207825543
ACIQ | ACIQ-09Z-HP115B | ACIQ-09W-HP115B |  | 9000 | 10000 | 21.5 | 12.5 | 9 | 1.89 | 68 | 60 | 207825526
EMI | MHSZ124DA | MHWAL24DA |  | 24000 | 29000 | 21.5 | 13 | 11.4 | 2.21 | 73 | 86 | 208121927
EMI | MHSZ118DA | MHWAL18DA |  | 18000 | 18000 | 21.5 | 12.5 | 11.3 | 1.8 | 83 | 100 | 208121926
Alsetria | MOX430-17HFN1-MT0W | MSEPC-18HRFN1-MU0W |  | 18000 | 18000 | 21.5 | 12.5 | 11.3 | 1.8 | 83 | 100 | 208121903
LENNOX | MLB009S4S-1P | MWMC009S4-1P |  | 9000 | 12000 | 28.1 | 16.2 | 11.5 | 2 | 79 | 88 | 207683520
LENNOX | MLB018S4S-1P | MWMC018S4-1P |  | 18000 | 18000 | 21.5 | 12.5 | 11.2 | 1.8 | 83 | 100 | 207683522
LENNOX | MLB012S4S-1P | M22A012S4-2P |  | 12000 | 12000 | 22.3 | 12.7 | 10.2 | 1.89 | 83 | 94 | 207683532
KANIONco | KWSM-09IR410AHS24MV | KWSM-09IR410AHS24MV |  | 9000 | 10000 | 24 | 14 | 11.4 | 2.18 | 83 | 78 | 207699079
KANIONco | KWSM-09IR410AHS20.5MVL | KWSM-09IR410AHS20.5MVL |  | 9000 | 10000 | 21.5 | 12.5 | 9 | 1.89 | 68 | 60 | 207699089
Convectair | 8028-C12-O | 8028-C12-I |  | 12000 | 12000 | 25.5 | 14 | 10.4 | 1.8 | 83 | 100 | 207709205
C&H | CH-HPR12-230VO | CH-12MASTWM-230VI |  | 12000 | 12000 | 25.5 | 14 | 10.4 | 1.8 | 83 | 100 | 207740502
C&H | CH-ES18-230VO | CH-18MSPHCT-230VI |  | 16000 | 19000 | 20.5 | 12.5 | 10.5 | 2.16 | 63 | 67 | 207742321
C&H | CH-HPR09-230VO | CH-09MSPHCT-230VI |  | 9000 | 9800 | 20.5 | 13 | 10.3 | 1.8 | 92 | 102 | 207742327
C&H | CH-HPR12-230VO | CH-12MSPHMC-230VI |  | 12000 | 12000 | 23.6 | 13 | 10 | 1.89 | 80 | 100 | 207742331
BOSCH | BMS500-AAS009-1CSXRC | BMS500-AAU009-1AHCXB |  | 9000 | 10000 | 20 | 13 | 10 | 1.9 | 75 | 74 | 207760012
BOSCH | BMS500-AAS012-1CSXHC | BMS500-AAU012-1AHCXB |  | 12000 | 12000 | 22.3 | 12.7 | 10.2 | 1.89 | 83 | 94 | 207760014
BOSCH | BMS500-AAS024-1CSXRC | BMS500-AAU024-1AHCXC |  | 24000 | 25000 | 21.5 | 12.5 | 9.7 | 2.2 | 76 | 74 | 207760017
BOSCH | BMS500-AAS012-1CSXRC | BMS500-AAU012-1AHCXB |  | 12000 | 12000 | 22.7 | 14 | 10 | 2.27 | 74 | 67 | 207760045
COMFORTSTAR | CZP18CD(O) | TPA-18 |  | 16000 | 19000 | 20.5 | 12.5 | 10.5 | 2.16 | 63 | 67 | 207765975
C&H | CH-ES09-115VO | CH-09OLVWM-115VI |  | 9000 | 10000 | 23 | 13.8 | 9.8 | 2.06 | 59 | 67 | 207765977
Durastar | DRA1U12S1B | DRAC12F1A |  | 12000 | 12000 | 22.7 | 14 | 10 | 2.27 | 74 | 67 | 207787136
Durastar | DRA1U24S1B | DRAC24F1B |  | 24000 | 25000 | 21.5 | 12.5 | 9.7 | 2.2 | 76 | 74 | 207787144
KARDA | 3KARDA18SZO | 3KARDA18UVC |  | 16000 | 17000 | 20 | 12.5 | 9.5 | 1.75 | 92 | 94 | 207796641
CanAir | C23SCH18H22 | C28SEH18H21 |  | 18000 | 18000 | 21.5 | 12.5 | 11.3 | 1.8 | 83 | 100 | 207796645
MIDEA | MOX230-09HFN1-BW0W | MSAG11B-09HRFN1-BU5W |  | 9000 | 10000 | 23 | 13.8 | 9.8 | 2.06 | 59 | 67 | 207821929
MIDEA | MOX230-09HFN1-MW5W | MSAG11B-09HRFN1-MX7W(GA) |  | 9000 | 10000 | 24 | 14.7 | 11.6 | 2.25 | 81 | 75 | 207821930
MIDEA | MOX430-18HFN1-MT8W | MSAG11D-18HRFN1-MT8W |  | 18000 | 18000 | 24 | 13.5 | 10.5 | 2.44 | 78 | 71 | 207821934
ECO AC | EHH-O9BB | EHH-W09BB |  | 9000 | 10000 | 24 | 14 | 11.4 | 2.18 | 83 | 78 | 207825490
ECO AC | EHH-O24BB | EHH-W24BB |  | 24000 | 26000 | 21 | 12.5 | 9 | 1.92 | 69 | 64 | 207825493
1HVAC | ACIQ-09Z-HP115B | ACIQ-09W-HP115B |  | 9000 | 10000 | 21.5 | 12.5 | 9 | 1.89 | 68 | 60 | 207825507
1HVAC | ACIQ-18ZPL-HP230B | ACIQ-18W-HH-MB |  | 18000 | 18000 | 21.5 | 12.5 | 11.3 | 1.8 | 83 | 100 | 207825514
1HVAC | ACIQ-09ZPL-HP230B | ACIQ-09CC-HH-MB |  | 9000 | 9800 | 20.5 | 13 | 10.3 | 1.8 | 92 | 102 | 207825516
1HVAC | ACIQ-12ZPL-HP230B | ACIQ-12CC-HH-MB |  | 12000 | 12000 | 22.3 | 12.7 | 10.2 | 1.89 | 83 | 94 | 207825517
1HVAC | ACIQ-18ZPL-HP230B | ACIQ-18FM-HH-MB |  | 17000 | 18000 | 20.5 | 12.5 | 9.8 | 1.86 | 67 | 93 | 207825524
ACIQ | ACIQ-18ZPL-HP230B | ACIQ-18CC-HH-MB |  | 16000 | 17000 | 20 | 12.5 | 9.5 | 1.75 | 92 | 94 | 207825537
LENNOX | MLB012S4S-1P | MWMC012S4-1P |  | 12000 | 12000 | 25.5 | 13.5 | 10.4 | 1.8 | 83 | 100 | 207683521
LENNOX | MLB024S4S-1P | MWMC024S4-1P |  | 24000 | 29000 | 21.5 | 13 | 11.4 | 2.21 | 73 | 86 | 207683523
LENNOX | MLB009S4S-1P | M22A009S4-2P |  | 9000 | 9800 | 20.5 | 13 | 10.2 | 1.8 | 92 | 102 | 207683531
KANIONco | KWSM-09IR410AHS24MVL | KWSM-09IR410AHS24MVL |  | 9000 | 10000 | 24 | 14 | 9.6 | 2 | 60 | 65 | 207699077
KANIONco | KWSM-18IR410AHS23.5MV | KWSM-18IR410AHS23.5MV |  | 18000 | 18000 | 23.7 | 13.5 | 10.3 | 2.39 | 78 | 69 | 207699081
KANIONco | KWSM-09IR410AHS21.5MV | KWSM-09IR410AHS21.5MV |  | 9000 | 10000 | 21.7 | 12.6 | 9.1 | 1.96 | 69 | 64 | 207699091
BLUERIDGE | BMHH09Y25C | BMHH09Y25WM |  | 9000 | 10900 | 23.1 | 14.5 | 9.9 |  | 63 |  | 202007073
C&H | CH-12DKT230VO | CH-12DKT230VI |  | 12000 | 12000 | 19.9 | 13 | 9.1 |  | 65 |  | 202081220
THERMOCORE SYSTEMS | T4HH23S-H212-C | T4HH23S-H212-E |  | 12000 | 12000 | 19.9 | 13 | 9.1 |  | 65 |  | 202353106
MDV | MOD30-18HFN1-MZ22W | MSAB2F-18HRFN1-MZ22W |  | 18000 | 18000 | 26.2 | 14.5 | 12 | 1.95 | 68 | 91 | 202415591
MIDEA | MOD30-22HFN1-MW5W | MSAB2F-22HRFN1-MW5W |  | 22000 | 24000 | 23.5 | 13.7 | 10.5 | 1.94 | 64 | 98 | 202415592
MIDEA | MOD30-18HFN1-MZ22W | MSAB2F-18HRFN1-MZ22W |  | 18000 | 18000 | 26.2 | 14.5 | 12 | 1.95 | 68 | 91 | 202415593
CARRIER | 38MPRAQ18AA3 | 40MPHAQ18XA3 |  | 18000 | 18000 | 26.2 | 14.5 | 12 | 1.95 | 68 | 91 | 202463634
MIDEA | 38MPRAQ18AA3 | DHMPHAQ18XA3 |  | 18000 | 18000 | 26.2 | 14.5 | 12 | 1.95 | 68 | 91 | 202463640
Cooper&Hunter | CH-ES24-230VO | CH-24MSPHFC-230VI |  | 24000 | 24000 | 21.2 | 12.5 | 10.3 | 2.2 | 67 | 76 | 210799590
Cooper&Hunter | CH-HPR09-230VO | CH-09MSPHCT-230VI |  | 9000 | 9800 | 20.5 | 13 | 10.3 | 1.8 | 92 | 102 | 210799591
Cooper&Hunter | CH-HPR18-230VO | CH-D18MSPHWM-230VI |  | 17000 | 18000 | 19.4 | 12.5 | 10 |  | 61 |  | 210799657
Cooper&Hunter | CH-ES18-230VO | CH-18MASTWM-230VI |  | 18000 | 19000 | 23.5 | 12.5 | 10.8 | 2.02 | 78 | 59 | 210799672
Cooper&Hunter | CH-ES18-230VO | CH-16MMC-230VI |  | 16000 | 17000 | 22.4 | 12.5 | 10.4 | 2.32 | 79 | 75 | 210799676
C&H | CH-ES24-230VO | CH-24MASTWM-230VI |  | 24000 | 25000 | 22 | 14 | 10 | 1.8 | 65 | 62 | 209937048
C&H | CH-ES12-230VO | CH-12MASTWM-230VI |  | 12000 | 12000 | 24.6 | 13.7 | 10.7 | 2.39 | 75 | 67 | 209937050
MIDEA | 38MARBQ12AA3 | 40MBFAQ12XA3 |  | 12000 | 12000 | 24.2 | 13.3 | 10.7 | 1.99 | 85 | 99 | 209948190
COMFORTMAKER | DLCSRBH12AAK | DLFSFBH12XAK |  | 12000 | 12000 | 24.2 | 13.3 | 10.7 | 1.99 | 85 | 99 | 209948192
TEMPSTAR | DLCSRBH12AAK | DLFSFBH12XAK |  | 12000 | 12000 | 24.2 | 13.3 | 10.7 | 1.99 | 85 | 99 | 209948198
AIRDACH | ACSH1222VM2-D | AIWH1200VM2-D |  | 12000 | 12000 | 23.1 | 12.5 | 9.3 | 2.24 | 68 | 68 | 209948209
PERFECTAIRE | 3PAMSHH12-SZO | 3PAMSCONH12-2 |  | 12000 | 12000 | 24.2 | 13.3 | 10.7 | 1.99 | 85 | 99 | 210410111
SEA BREEZE+ | SZ18H424ZMO | SCA18H424ZMI |  | 18000 | 19000 | 21.8 | 12.5 | 10.7 | 2.3 | 64 | 69 | 210410114
C&H | CH-06OLVWM-115VO | CH-06OLVWM-115VI |  | 6000 | 7000 | 23 | 13.8 | 9.8 |  | 84 |  | 210434544
AIRDACH | ACSH1823VM2-D | AICH1800VM1-D |  | 16000 | 19000 | 20.5 | 12.5 | 10.5 | 2.16 | 63 | 67 | 210476737
Durastar | DRA1H24S1A | DRAW24F1B |  | 23000 | 26000 | 22.3 | 12.5 | 10.3 | 1.8 | 73 | 88 | 210568101
Durastar | DRA1U09S1B | DRAL06F1A |  | 6500 | 7100 | 22 | 14.5 | 10.8 | 2 | 80 | 113 | 210568102
Durastar | DRA1U09S1B | DRAL09F1A |  | 9000 | 11000 | 22.5 | 13 | 11.5 | 2.34 | 73 | 70 | 210568106
Durastar | DRA1H12S1A | DRAS12F1C |  | 12000 | 12000 | 24.2 | 13.3 | 10.7 | 1.99 | 85 | 99 | 210568109
Durastar | DRA1H09S1A | DRAC09F1A |  | 9000 | 9800 | 20.5 | 13 | 10.3 | 1.8 | 92 | 102 | 210568111
COMFORT-AIRE | A-VMH12SV-1 | B-VMH12CU-1 |  | 12000 | 12000 | 22.3 | 12.7 | 10.2 | 1.89 | 83 | 94 | 210568240
ECO AC | EHH-O12BB | EHH-C12BA |  | 12000 | 12000 | 22.7 | 14 | 10 | 2.27 | 74 | 67 | 210586147
Conforto | MHSZ109DA | MHCAS09DA |  | 9000 | 9800 | 20.5 | 13 | 10.3 | 1.8 | 92 | 102 | 210605806
Conforto | MHSZ118DA | MHCAS18DA |  | 16000 | 17000 | 20 | 12.5 | 9.5 | 1.75 | 92 | 94 | 210605808
MDV | MOX230-12HFN1-BW0W-L | MSEPB-12HRFN1-BW0W |  | 12000 | 12000 | 23.5 | 12.8 | 10 | 2.16 | 70 | 57 | 210644030
MDV | MOX230-09HFN1-MW5W-L | MSEPB-09HRFN1-MY5W(GA) |  | 9000 | 10000 | 25.5 | 15 | 11.9 | 2.17 | 85 | 75 | 210644031
NOVAIR | LEA24SZ35SK-O | LEA24UUSK-I |  | 23000 | 26000 | 22.3 | 12.5 | 10.3 | 1.8 | 73 | 88 | 209416880
THERMOCORE SYSTEMS | T424S-H209-C | T424S-H209-E |  | 9000 | 10000 | 24 | 14 | 11.4 | 2.18 | 83 | 78 | 209549002
THERMOCORE SYSTEMS | T424S-H218-C | T424S-H218-E |  | 18000 | 18000 | 23.7 | 13.5 | 10.3 | 2.39 | 78 | 69 | 209549004
BLUERIDGE | BMY18HH22C | BMM18CC2 |  | 16700 | 20000 | 19.8 | 12.5 | 11.2 | 1.93 | 73 | 84 | 209550310
CTMorley | MOU-A24H-2 | MIU-A24W-2 |  | 23000 | 26000 | 22.3 | 12.5 | 10.3 | 1.8 | 73 | 88 | 209694748
AC PRO.COM | AOD32-24HFN1-MT0W | ACD1-24HRFN1-MT0W |  | 24000 | 25000 | 21.5 | 12.5 | 9.7 | 2.2 | 76 | 74 | 209748102
CLASSIC | MRSVHC18AS | MC4VHC18S |  | 16000 | 19000 | 20.5 | 12.5 | 10.5 | 2.16 | 63 | 67 | 209842997
TGM | MRSVHT18AS | MC4VHT18S |  | 16000 | 19000 | 20.5 | 12.5 | 10.5 | 2.16 | 63 | 67 | 209843013
TGM | MRSVHT24AS | MC4VHT24S |  | 24000 | 25000 | 21.5 | 12.5 | 9.7 | 2.2 | 76 | 74 | 209843014
TGM | MC4VHT18S | MUVHT18S |  | 18000 | 20000 | 23 | 12.5 | 10 | 2.08 | 64 | 65 | 209843023
TGM | MRSVHT24AS | MUVHT24S |  | 24000 | 24000 | 21.2 | 12.5 | 10.3 | 2.2 | 67 | 76 | 209843024
CTMorley | MOU-A12H-2 | MIU-A12F-2 |  | 12000 | 12000 | 23.6 | 13 | 10 | 1.89 | 80 | 100 | 209843060
CTMorley | MOU-A18H-2 | MIU-A18F-2 |  | 17000 | 18000 | 20.5 | 12.5 | 9.8 | 1.86 | 67 | 93 | 209843063
MIDEA | DLCERBH09AAJ | DLFEHBH09XAJ |  | 9000 | 10000 | 21.5 | 12.5 | 9.1 | 2.16 | 63 | 70 | 208447743
TEMPSTAR | DLCERBH09AAK | DLFEHBH09XAK |  | 9000 | 10000 | 21.7 | 12.6 | 9.4 | 2 | 60 | 70 | 208447756
CARRIER | 38MHRCQ09AA3 | 40MHHAQ09XA3 |  | 9000 | 10000 | 21.7 | 12.6 | 9.4 | 2 | 60 | 70 | 208447845
BRYANT | 38MHRCQ09AA1 | 40MHHAQ09XA1 |  | 9000 | 10000 | 21.5 | 12.5 | 9.1 | 2.16 | 63 | 70 | 208447846
MRCOOL | DIY-24-HP-C-230C25 | DIY-24-HP-WMAH-230C25 |  | 23000 | 25000 | 20.5 | 12.5 | 9.2 | 2.04 | 72 | 62 | 208552791
MRCOOL | O-ES-12-HP-C-230B | O-12-HP-WMAH-230B |  | 12000 | 12000 | 24.6 | 13.7 | 10.7 | 2.39 | 75 | 67 | 208552813
MRCOOL | O-ES-24-HP-C-230B | O-24-HP-WMAH-230B |  | 24000 | 25000 | 22 | 14 | 10 | 1.8 | 65 | 62 | 208552817
GOODMAN | MSH093E23MCAA | MST093E20ACAA |  | 9000 | 9800 | 20.5 | 13 | 10.3 | 1.8 | 92 | 102 | 206900424
KARDA | 1KARDA12SZO22.5 | 2KARDA12UVCS |  | 12000 | 12000 | 19.4 | 12.5 | 9.4 |  | 80 |  | 206900449
CARRIER | 38MARBQ18AA3 | 40MAHBQ18XA3 |  | 18000 | 18000 | 21.5 | 12.5 | 11.3 | 1.8 | 83 | 100 | 206348137
BRYANT | 38MARBQ12AA1 | 619AHBQ12XA1 |  | 12000 | 12000 | 23.5 | 13 | 10 | 2.16 | 70 | 57 | 206348141
BEXTAIR | YS25A-09HRN1 | YS25A-09HRN1 |  | 9000 | 10900 | 23.1 | 14.5 | 9.9 |  | 63 |  | 206348270
BEXTAIR | YS25A-24HRN1 | YS25A-24HRN1 |  | 24000 | 24000 | 20 | 13 | 9.5 |  | 64 |  | 206348273
Weathermaker | 38MARBQ12AA1 | DHMAHBQ12XA1 |  | 12000 | 12000 | 23.5 | 13 | 10 | 2.16 | 70 | 57 | 206350322
Weathermaker | 38MARBQ18AA3 | DHMAHBQ18XA3 |  | 18000 | 18000 | 21.5 | 12.5 | 11.3 | 1.8 | 83 | 100 | 206350325
CARRIER | 38MARBQ09AA3 | 40MBCQ09---3 |  | 9000 | 9800 | 20.5 | 13 | 10.3 | 1.8 | 92 | 102 | 206350327
CARRIER | 38MARBQ12AA3 | 40MBFQ12---3 |  | 12000 | 12000 | 23.6 | 13 | 10 | 1.89 | 80 | 100 | 206350331
PAYNE | 38MARBQ18AA3 | 40MBCQ18---3 |  | 16000 | 17000 | 20 | 12.5 | 9.5 | 1.75 | 92 | 94 | 206350354
Weathermaker | 38MARBQ09AA3 | 40MBCQ09---3 |  | 9000 | 9800 | 20.5 | 13 | 10.3 | 1.8 | 92 | 102 | 206350360
MIDEA | 38MARBQ12AA3 | 40MBFQ12---3 |  | 12000 | 12000 | 23.6 | 13 | 10 | 1.89 | 80 | 100 | 206350375
MIDEA | 38MARBQ18AA3 | 40MBCQ18---3 |  | 16000 | 17000 | 20 | 12.5 | 9.5 | 1.75 | 92 | 94 | 206350376
ARCOAIRE | DLCSRBH18AAK | DLFSCAH18XAK |  | 16000 | 17000 | 20 | 12.5 | 9.5 | 1.75 | 92 | 94 | 206350387
ARCOAIRE | DLCSRBH18AAK | DLFSFAH18XAK |  | 17000 | 18000 | 20.5 | 12.5 | 9.8 | 1.86 | 67 | 93 | 206350389
COMFORTMAKER | DLCSRBH09AAK | DLFSCAH09XAK |  | 9000 | 9800 | 20.5 | 13 | 10.3 | 1.8 | 92 | 102 | 206350393
COMFORTMAKER | DLCSRBH12AAK | DLFSCAH12XAK |  | 12000 | 12000 | 22.3 | 12.7 | 10.2 | 1.89 | 83 | 94 | 206350395
COMFORTMAKER | DLCSRBH18AAK | DLFSCAH18XAK |  | 16000 | 17000 | 20 | 12.5 | 9.5 | 1.75 | 92 | 94 | 206350398
DAY & NIGHT | DLCSRBH12AAK | DLFSCAH12XAK |  | 12000 | 12000 | 22.3 | 12.7 | 10.2 | 1.89 | 83 | 94 | 206350406
HEIL | DLCSRBH18AAK | DLFSCAH18XAK |  | 16000 | 17000 | 20 | 12.5 | 9.5 | 1.75 | 92 | 94 | 206350420
KEEPRITE | DLCSRBH18AAK | DLFSCAH18XAK |  | 16000 | 17000 | 20 | 12.5 | 9.5 | 1.75 | 92 | 94 | 206350431
KEEPRITE | DLCSRBH18AAK | DLFSFAH18XAK |  | 17000 | 18000 | 20.5 | 12.5 | 9.8 | 1.86 | 67 | 93 | 206350433
KENMORE | DLCSRBH12AAK | DLFSFAH12XAK |  | 12000 | 12000 | 23.6 | 13 | 10 | 1.89 | 80 | 100 | 206350441
MIDEA | DLCSRBH09AAK | DLFSCAH09XAK |  | 9000 | 9800 | 20.5 | 13 | 10.3 | 1.8 | 92 | 102 | 206350448
MIDEA | DLCSRBH12AAK | DLFSCAH12XAK |  | 12000 | 12000 | 22.3 | 12.7 | 10.2 | 1.89 | 83 | 94 | 206350450
TEMPSTAR | DLCSRBH12AAK | DLFSCAH12XAK |  | 12000 | 12000 | 22.3 | 12.7 | 10.2 | 1.89 | 83 | 94 | 206350461
SMART COMFORT | DLCSRBH18AAK | DLFSFAH18XAK |  | 17000 | 18000 | 20.5 | 12.5 | 9.8 | 1.86 | 67 | 93 | 206350477
MDV | MOX330-12HFN1-MW5W | MCA3U-12HRFN1-M(C) |  | 12000 | 12000 | 22.3 | 12.7 | 10.2 | 1.89 | 83 | 94 | 206330126
Weathermaker | 38MAQB12R--3 | 40MBCQ12---3 |  | 12000 | 12000 | 19.5 | 12.5 | 9.3 |  | 73 |  | 205772833
Weathermaker | 38MAQB18R--3 | 40MBCQ18---3 |  | 16000 | 12000 | 20 | 12.5 | 9.8 |  | 100 |  | 205772834
MOOVAIR | DM12HOS25230E3 | DM12HIFU230E5 |  | 12000 | 12000 | 19.4 | 12.5 | 9.4 |  | 80 |  | 205782167
QUEBEC VAIR | NE-T52-PLA18EXT | NE-T52-PLA18INT |  | 18000 | 18000 | 23.7 | 13.5 | 10.3 | 2.39 | 78 | 69 | 212579412
SEA BREEZE+ | HSZ9H424ZMO | SCA9H424ZMI |  | 9000 | 10900 | 24 | 13 | 12.4 | 1.8 | 90 | 96 | 212595645
SEA BREEZE+ | HSZ12H424ZMO | C12H424ZMI |  | 12000 | 12000 | 24.2 | 13.3 | 10.7 | 1.99 | 85 | 99 | 212595648
SEA BREEZE+ | HSZ18H424ZMO | FC18H424ZMI |  | 17000 | 18000 | 20.5 | 12.5 | 9.8 | 1.86 | 67 | 93 | 212595653
MOOVAIR | DMA12HOS28230E8 | DUB12HIFU230X5A |  | 12000 | 12000 | 24.2 | 13.3 | 10.7 | 1.99 | 85 | 99 | 212596840
Relief Sciences | LANG12OD35-1 | LANG12ID-25 |  | 12000 | 12000 | 23.1 | 13 | 10.5 | 1.88 | 86 | 92 | 212615012
YONAN | YS-12HRFN1-C5OU | YS-12HRFN1-C5 |  | 12000 | 12000 | 24.6 | 13.7 | 10.7 | 2.39 | 75 | 67 | 212615062
YONAN | YS-18HRFN1-C5OU | YS-18HRFN1-C5 |  | 18000 | 19000 | 23.5 | 12.5 | 10.8 | 2.02 | 78 | 59 | 212615063
YONAN | YS-24HRFN1-C5OU | YS-24HRFN1-C5 |  | 24000 | 25000 | 22 | 14 | 10 | 1.8 | 65 | 62 | 212615064
CONCORD | 4DHP2S18S-1P | DWM218S4-*P |  | 18000 | 19000 | 23.5 | 12.4 | 10.7 | 2.02 | 78 | 59 | 211034548
CONCORD | 4DHP2S18S-1P | D22C118S4-*P |  | 16000 | 19000 | 20.5 | 12.5 | 10.4 | 2.16 | 63 | 67 | 211034561
DUCANE | 4DHP2S12S-1L | DWM212S4-*L |  | 12000 | 12000 | 23.5 | 12.8 | 10 | 2.16 | 70 | 57 | 211034571
DUCANE | 4DHV2S09S-1L | DWH209S4-*L |  | 9000 | 10000 | 21.5 | 12.5 | 9.1 | 2.16 | 63 | 70 | 211034591
Coast Air | A-CAD18-1A | B-CAD18-1A |  | 18000 | 18000 | 22.7 | 12.6 | 9.8 | 2.05 | 77 | 65 | 211126491
Viking Air | XJ21-24-4C-HC-2-M | XJ21-24-4E-HC-2-M |  | 9000 | 10000 | 21.5 | 12.5 | 9.1 | 2.16 | 63 | 70 | 211126523
RHEEM | RO1HHZ18AJ3S | RIWHHZ18AJ3S |  | 18000 | 18000 | 20 | 12 | 10.5 | 2.14 | 62 | 101 | 210368118
RUUD | RO1HHZ18AJ3S | UIWHHZ18AJ3S |  | 18000 | 18000 | 20 | 12 | 10.5 | 2.14 | 62 | 101 | 210368119
FUJITSU | AOUH18LPAS1 | ASUH18LPAS |  | 18000 | 18000 | 20 | 12 | 10.5 | 2.14 | 62 | 101 | 207131734
LG | LUU090HV | LCN098HV4 |  | 9000 | 11000 | 20.2 | 13.65 | 10.55 | 2.11 | 64 | 92 | 211234500
LG | LUU090HV | LQN090HV4 |  | 9000 | 10100 | 21 | 12.6 | 10.4 | 1.94 | 67 | 101 | 211234501
LG | LUU120HV | LCN128HV4 |  | 11100 | 14000 | 19.4 | 12.6 | 10.35 | 2.13 | 65 | 76 | 211234502
LG | LUU120HV | LQN120HV4 |  | 10200 | 13000 | 20.8 | 12.6 | 10.2 | 2.09 | 71 | 83 | 211234503
LG | LUU180HV | LCN188HV4 |  | 18000 | 18500 | 20.5 | 12.5 | 9.7 | 1.85 | 69 | 88 | 211234504
LG | LUU360HV | LCN369HV |  | 36000 | 40000 | 21 | 12.5 | 10 | 2.1 | 60 | 88 | 211234508
LG | LUU189HV | LCN188HV4 |  | 18000 | 18500 | 20.5 | 12.5 | 9.7 | 1.85 | 69 | 88 | 202177384
LG | LAU120HYV1 | LAN120HYV1 |  | 11000 | 12000 | 25.5 | 13.8 | 10.3 |  | 59 |  | 7849625
LG | LAU090HYV1 | LAN090HYV1 |  | 9000 | 11000 | 27.5 | 15.65 | 10.4 |  | 59 |  | 7947563
LG | LSU180HSV5 | LAN180HSV5 |  | 18000 | 21600 | 22 | 12.55 | 9.5 | 1.8 | 60 | 70 | 10567390
LG | LGU181HSV3 | LGN181HSV3 |  | 18000 | 21600 | 22 | 12.55 | 9.5 | 1.8 | 60 | 70 | 10567392
LG | LSU180HSV5 | LSN180HSV5 |  | 18000 | 21600 | 22 | 12.55 | 9.5 | 1.8 | 60 | 70 | 10567391
LG | LSU090HSV5 | LAN090HSV5 |  | 9000 | 10900 | 23.2 | 14.5 | 10.2 | 1.8 | 61 | 71 | 10567393
LG | LSU090HSV5 | LSN090HSV5 |  | 9000 | 10900 | 23.2 | 14.5 | 10.2 | 1.8 | 61 | 71 | 10567394
LG | LGU121HSV3 | LGN121HSV3 |  | 12000 | 13600 | 22 | 12.5 | 10 |  | 60 |  | 10570124
LG | LUU127HV | LQN120HV4 |  | 10200 | 13000 | 20.8 | 12.6 | 10.2 | 2.09 | 71 | 83 | 205049407
LG | LUU097HV | LQN090HV4 |  | 9000 | 10100 | 21 | 12.6 | 10.4 | 1.94 | 67 | 101 | 205049408
LG | LSU180HEV2 | LSN180HEV2 |  | 18000 | 19000 | 19 | 12 | 9.4 |  | 61 |  | 202544307
LG | LSU090HEV2 | LSN090HEV2 |  | 9000 | 10900 | 20 | 12.5 | 9.2 |  | 63 |  | 202544305
LG | LAU090HYV3 | LAN090HYV3 |  | 9000 | 11000 | 27 | 15.8 | 13.5 | 1.85 | 61 | 70 | 204825177
LG | LAU150HYV3 | LAN150HYV3 |  | 15000 | 18000 | 25 | 15 | 11 | 1.8 | 61 | 70 | 204825179
LG | LAU120HYV3 | LAN120HYV3 |  | 12000 | 13600 | 25.5 | 13.8 | 11.2 | 1.85 | 61 | 71 | 204825178
LG | LAU180HYV3 | LAN180HYV3 |  | 18000 | 21600 | 24 | 14.4 | 10.8 | 1.8 | 61 | 70 | 204825180
LG | LAU240HYV3 | LAN240HYV3 |  | 22000 | 26000 | 23 | 13 | 10 | 1.8 | 61 | 70 | 204825181
LG | LSU243HLV3 | LSN243HLV3 |  | 22000 | 26000 | 22 | 13 | 9.5 |  | 61 |  | 204825182
LG | LAU090HYV | LAN090HYV |  | 9000 | 11000 | 27.5 | 16 | 10.3 |  | 65 |  | 6468419
LG | LAU120HYV | LAN120HYV |  | 12000 | 13600 | 25.5 | 14.1 | 10.2 |  | 62 |  | 6233140
LG | LUU180HHV | LCN188HV4 |  | 18000 | 20000 | 20 | 12.8 | 9.4 | 1.8 | 68 | 88 | 205788763
LG | LUU420HHV | LCN429HV |  | 42000 | 48000 | 19.5 | 12.8 | 10.75 | 2.2 | 61 | 83 | 205788765
LG | LUU480HHV | LCN489HV |  | 48000 | 52000 | 17.5 | 12.5 | 10.65 | 2.2 | 63 | 78 | 205788771
LG | LUU240HHV | LCN249HV |  | 24000 | 27000 | 21 | 12.6 | 10.2 | 1.81 | 64 | 102 | 205788764
LG | LUU360HHV | LCN369HV |  | 36000 | 40000 | 21.5 | 12.6 | 10.55 | 2.1 | 64 | 93 | 205788768
LG | LSU181HSV5 | LAN181HSV5 |  | 18000 | 21600 | 22 | 12.55 | 9.5 | 1.8 | 60 | 70 | 207462345
LG | LUU097HV | LCN098HV4 |  | 9000 | 11000 | 20.2 | 13.65 | 10.55 | 2.11 | 64 | 92 | 203381526
LG | LUU127HV | LCN128HV4 |  | 11100 | 14000 | 19.4 | 12.6 | 10.35 | 2.13 | 65 | 76 | 203381517
LG | LAU120HSV5 | LAN120HSV5 |  | 12000 | 13600 | 22 | 12.5 | 10 |  | 60 |  | 207348500
LG | LSU181HSV5 | LSN181HSV5 |  | 18000 | 21600 | 22 | 12.55 | 9.5 | 1.8 | 60 | 70 | 207348503
LG | LGU181HSV5 | LGN181HSV5 |  | 18000 | 21600 | 22 | 12.55 | 9.5 | 1.8 | 60 | 70 | 207348504
LG | LAU090HSV5 | LAN090HSV5 |  | 9000 | 10900 | 23.2 | 14.5 | 10.2 | 1.8 | 61 | 71 | 207348499
LG | LAU090HSV5 | LSN090HSV5 |  | 9000 | 10900 | 23.2 | 14.5 | 10.2 | 1.8 | 61 | 71 | 209937038
LG | LAU120HSV5 | LSN120HSV5 |  | 12000 | 13600 | 22 | 12.5 | 10 |  | 60 |  | 209937039
SAMSUNG | AC009BXADCH | AC009BNNDCH |  | 9100 | 10000 | 22 | 13 | 9.5 | 1.89 | 100 | 110 | 207462387
SAMSUNG | AC012BXADCH | AC012BNNDCH |  | 10800 | 13500 | 21.5 | 12.5 | 9.5 | 1.92 | 85 | 82 | 207465444
SAMSUNG | AC036BXSCCH | AC036BN4DCH |  | 36000 | 40000 | 21.6 | 13 | 9.1 | 2.12 | 101 | 96 | 207698071
DAIKIN | RX24AXVJU | FTX24AXVJU |  | 21000 | 23200 | 19 | 12 | 9.5 | 1.8 | 66 |  | 205782848
DAIKIN | RX18AXVJU | FTX18AXVJU |  | 18000 | 21600 | 18.5 | 12.5 | 9.5 | 1.8 | 59 |  | 205782847
DAIKIN | RX12AXVJU | FTX12AXVJU |  | 10700 | 13500 | 19 | 12.5 | 10 | 1.8 | 64 |  | 205782846
DAIKIN | RX09AXVJU | FTX09AXVJU |  | 8900 | 10000 | 19 | 12.5 | 9 | 1.8 | 57 |  | 205782845
DAIKIN | RZQ24TBVJU* | FCQ24AAVJU |  | 24000 | 27000 | 18.6 | 12 | 9.1 | 2.25 | 67 | 79 | 211635163
DAIKIN | RZQ18TBVJU* | FCQ18AAVJU |  | 18000 | 20000 | 18.5 | 13 | 9.2 | 2.44 | 62 | 100 | 211635162
DAIKIN | RZQ36TBVJU* | FCQ36AAVJU |  | 36000 | 40000 | 20 | 12.1 | 10 | 2.3 | 66 | 100 | 211635165
DAIKIN | RZQ30TBVJU* | FCQ30AAVJU |  | 30000 | 34000 | 21 | 13 | 10.1 | 1.9 | 67 | 112 | 211635164
DAIKIN | RX12RMVJU9* | FFQ12Q2VJU |  | 10800 | 13500 | 19.5 | 12.5 | 9 | 1.8 | 61 |  | 207776284
DAIKIN | RX09RMVJU9* | FFQ09Q2VJU |  | 9100 | 10000 | 22 | 13 | 9.5 | 1.8 | 60 |  | 207776283
DAIKIN | RXM09VVJU | FTXM09VVJU |  | 9000 | 11000 | 27.4 | 16.3 | 11.2 | 1.8 | 60 |  | 207158009
DAIKIN | RXL15QMVJU* | FTX15NMVJU* |  | 15000 | 18300 | 19.5 | 13 | 10 | 1.8 | 63 |  | 208136394
DAIKIN | RXL12QMVJU9* | FTX12NMVJU* |  | 10600 | 13400 | 19.5 | 12.5 | 10 | 1.8 | 66 |  | 207776278
DAIKIN | RXM24VVJU | FTXM24VVJU |  | 21600 | 24000 | 22 | 12.5 | 10 | 1.8 | 67 |  | 207158012
DAIKIN | RXM18VVJU | FTXM18VVJU |  | 18000 | 21600 | 22.7 | 12.5 | 10 | 1.8 | 71 |  | 207158011
DAIKIN | RXM12VVJU | FTXM12VVJU |  | 12000 | 13600 | 25.2 | 13.2 | 10.7 | 1.8 | 63 |  | 207158010
DAIKIN | RXL15QMVJU* | FTX15NMVJU |  | 15000 | 18300 | 19.5 | 13 | 10 | 1.8 | 63 |  | 205663349
Trane / Mitsubishi Electric | TRUZA0241HA70N* | TPCA0A0241KA70A |  | 24000 | 28000 | 21 | 12.2 | 9.2 | 1.99 | 55 | 37 | 204795663
Trane / Mitsubishi Electric | TRUZA0241HA70N* | TPKA0A0241KA70A |  | 24000 | 28000 | 21.3 | 12.2 | 9.3 | 2.08 | 56 | 38 | 204795685
Trane / Mitsubishi Electric | TRUZA0361KA70N* | TPLA0A0361EA70A |  | 36000 | 42000 | 22 | 12.9 | 9.3 | 1.72 | 52 | 33 | 204813326
Trane / Mitsubishi Electric | TRUZA0241HA70N* | TPLA0A0241EA70A |  | 24000 | 29000 | 24.7 | 14.3 | 9.3 | 1.89 | 51 | 32 | 204813323
Trane / Mitsubishi Electric | NTXSPF09A112A* | NTXFKS09A112A* |  | 9000 | 11000 | 28.7 | 15.8 | 11.3 | 2.14 | 68 | 55 | 202373716
Trane / Mitsubishi Electric | NTXSPF12A112A* | NTXFKS12A112A* |  | 12000 | 13000 | 26.7 | 13.6 | 10.6 | 2.22 | 68 | 55 | 202373717
Trane / Mitsubishi Electric | NTXSPF18A112A* | NTXFKS18A112A* |  | 17000 | 21000 | 22 | 12.6 | 10.3 | 2.14 | 61 | 45 | 202373719
Trane / Mitsubishi Electric | NTXSPF15A112A* | NTXFKS15A112A* |  | 15000 | 18000 | 22.2 | 13.5 | 10.7 | 2.26 | 67 | 53 | 202373718
Mitsubishi Electric | SUZ-KA18NAH2 | SLZ-KF18NA |  | 17700 | 19700 | 21 | 12.5 | 9.4 | 2.04 | 65 | 51 | 202392052
Trane / Mitsubishi Electric | NTXSKS15A112AA | NTXCKS15A112AA |  | 14100 | 18000 | 20.7 | 12.2 | 10.7 | 2.5 | 66 | 52 | 202392229
Trane / Mitsubishi Electric | NTXSKS09A112AA | NTXCKS09A112AA |  | 9000 | 11000 | 24 | 13.4 | 10 | 1.81 | 63 | 47 | 202392213
Trane / Mitsubishi Electric | NTXSKS12A112AA | NTXCKS12A112AA |  | 12000 | 13000 | 22 | 13.3 | 9.7 | 2 | 68 | 55 | 202392221
Trane / Mitsubishi Electric | NTXSKS18A112AA | NTXCKS18A112AA |  | 17700 | 19700 | 21 | 12.5 | 10 | 2.31 | 65 | 51 | 202392237
Mitsubishi Electric | PUZ-A24NHA7*** | PLA-A24EA* |  | 24000 | 29000 | 24.7 | 14.3 | 9.3 | 1.89 | 51 | 32 | 201754318
Mitsubishi Electric | PUZ-A36NKA7*** | PLA-A36EA* |  | 36000 | 42000 | 22 | 12.9 | 9.3 | 1.72 | 52 | 33 | 201754319
Mitsubishi Electric | PUZ-A24NHA7*** | PKA-A24KA* |  | 24000 | 28000 | 21.3 | 12.2 | 9.3 | 2.08 | 56 | 38 | 201754462
Mitsubishi Electric | PUZ-A24NHA7*** | PCA-A24KA* |  | 24000 | 28000 | 21 | 12.2 | 9.2 | 1.99 | 55 | 37 | 201754460
Trane / Mitsubishi Electric | TRUZH0241HA10NA | TPLA0A0241EA70A |  | 24000 | 28000 | 21.6 | 14 | 10 | 2.04 | 62 | 46 | 206223014
Trane / Mitsubishi Electric | TRUZH0241HA10NA | TPKA0A0241KA70A |  | 24000 | 28000 | 19.5 | 12.6 | 9.5 | 1.92 | 61 | 46 | 206223068
Trane / Mitsubishi Electric | TRUZH0361KA00NA | TPLA0A0361EA70A |  | 36000 | 40000 | 20 | 13 | 9 | 1.97 | 61 | 45 | 206223016
Trane / Mitsubishi Electric | NTXSPF12A112A* | NAXFKS12A112A* |  | 12000 | 13000 | 26.7 | 13.6 | 10.6 | 2.22 | 68 | 55 | 206709468
Trane / Mitsubishi Electric | NTXSPF09A112A* | NAXFKS09A112A* |  | 9000 | 11000 | 28.7 | 15.8 | 11.3 | 2.14 | 68 | 55 | 206709467
Trane / Mitsubishi Electric | NTXSPF15A112A* | NAXFKS15A112A* |  | 15000 | 18000 | 22.2 | 13.5 | 10.7 | 2.26 | 67 | 53 | 206709469
Trane / Mitsubishi Electric | NTXSPF18A112A* | NAXFKS18A112A* |  | 17000 | 21000 | 22 | 12.6 | 10.3 | 2.14 | 61 | 45 | 206709470
Trane / Mitsubishi Electric | NTXSPF09A112A* | MFZ-KJ09NA*** |  | 9000 | 11000 | 28.7 | 15.8 | 11.3 | 2.14 | 68 | 55 | 206709488
Trane / Mitsubishi Electric | NTXSPF12A112A* | MFZ-KJ12NA*** |  | 12000 | 13000 | 26.7 | 13.6 | 10.6 | 2.22 | 68 | 55 | 206709489
Trane / Mitsubishi Electric | NTXSPF15A112A* | MFZ-KJ15NA*** |  | 15000 | 18000 | 22.2 | 13.5 | 10.7 | 2.26 | 67 | 53 | 206709490
Trane / Mitsubishi Electric | NTXSPF18A112A* | MFZ-KJ18NA*** |  | 17000 | 21000 | 22 | 12.6 | 10.3 | 2.14 | 61 | 45 | 206709491
Mitsubishi Electric | SUZ-KA09NA2 | MLZ-KP09NA* |  | 9000 | 12000 | 20.2 | 12.6 | 11.9 | 2.75 | 64 | 49 | 207699119
Mitsubishi Electric | SUZ-KA09NAH2 | MLZ-KP09NA* |  | 9000 | 12000 | 20.2 | 12.6 | 10.2 | 2.14 | 64 | 49 | 207699120
Mitsubishi Electric | SUZ-KA18NAH2 | MLZ-KP18NA* |  | 18000 | 20000 | 22.9 | 12.5 | 10 | 2.23 | 66 | 52 | 207699126
Mitsubishi Electric | SUZ-KA12NAH2 | MLZ-KP12NA* |  | 12000 | 15400 | 21.7 | 12.2 | 9.7 | 2.06 | 64 | 50 | 207699123
Mitsubishi Electric | SUZ-KA18NA2 | MLZ-KP18NA* |  | 18000 | 20000 | 22.9 | 12.5 | 10.5 | 2.5 | 66 | 52 | 207699125
Mitsubishi Electric | MUZ-GL15NA*** | MSZ-GL15NA*** |  | 14000 | 18000 | 21 | 13 | 11 | 2.79 | 67 | 54 | 202680596
Mitsubishi Electric | MUZ-GL12NA*** | MSZ-GL12NA*** |  | 12000 | 14400 | 23.1 | 13 | 10.7 | 2.71 | 64 | 49 | 202680595
Mitsubishi Electric | MUZ-GL09NA*** | MSZ-GL09NA*** |  | 9000 | 10900 | 24.3 | 15.4 | 10.9 | 2.45 | 61 | 46 | 202680594
Trane / Mitsubishi Electric | TRUZH0241HA10NA | TPCA0A0241KA70A |  | 23000 | 28000 | 18.7 | 12.5 | 9.5 | 1.9 | 63 | 48 | 206223069
Trane / Mitsubishi Electric | TRUZH0361KA00NA | TPCA0A0361KA70A |  | 34000 | 40000 | 18 | 12.5 | 9.2 | 1.89 | 64 | 49 | 206223084
Trane / Mitsubishi Electric | TRUZH0361KA00NA | TPKA0A0361KA70A |  | 33600 | 40000 | 18.7 | 12.3 | 9 | 1.89 | 64 | 49 | 206223086
Mitsubishi Electric | MUZ-GS18NA*** | MSZ-GS18NA*** |  | 18000 | 21600 | 21.5 | 13.45 | 10.3 | 2.41 | 62 | 46 | 207679245
Mitsubishi Electric | MUZ-FW12NAHZ*** | NAXVFW0012A121A |  | 12000 | 13200 | 29.5 | 15.3 | 12.575 | 2.59 | 69 | 87 | 211626474
Mitsubishi Electric | MUZ-FW09NAHZ*** | NAXVFW0009A121A |  | 9000 | 12000 | 33 | 18.4 | 13.3 | 2.59 | 63 | 96 | 211626473
Mitsubishi Electric | MUZ-FW06NAHZ*** | NAXVFW0006A121A |  | 6000 | 9000 | 35 | 21.4 | 13.3 | 2.42 | 68 | 134 | 211626472
Mitsubishi Electric | MUZ-FW12NAZ*** | NAXVFW0012A121A |  | 12000 | 13200 | 29.5 | 15.3 | 12.575 | 2.59 | 69 | 87 | 211626471
Mitsubishi Electric | MUZ-FW09NAZ*** | NAXVFW0009A121A |  | 9000 | 12000 | 33 | 18.4 | 13.3 | 2.59 | 63 | 96 | 211626470
Mitsubishi Electric | MUZ-FW06NAZ*** | NAXVFW0006A121A |  | 6000 | 9000 | 35 | 21.4 | 13.3 | 2.42 | 68 | 134 | 211626469
Mitsubishi Electric | MUZ-FW12NAHZ*** | NTXVFW0012A121A |  | 12000 | 13200 | 29.5 | 15.3 | 12.575 | 2.59 | 69 | 87 | 211626468
Mitsubishi Electric | MUZ-FW09NAHZ*** | NTXVFW0009A121A |  | 9000 | 12000 | 33 | 18.4 | 13.3 | 2.59 | 63 | 96 | 211626467
Mitsubishi Electric | MUZ-FW06NAHZ*** | NTXVFW0006A121A |  | 6000 | 9000 | 35 | 21.4 | 13.3 | 2.42 | 68 | 134 | 211626466
Mitsubishi Electric | MUZ-FW12NAZ*** | NTXVFW0012A121A |  | 12000 | 13200 | 29.5 | 15.3 | 12.575 | 2.59 | 69 | 87 | 211626465
Mitsubishi Electric | MUZ-FW09NAZ*** | NTXVFW0009A121A |  | 9000 | 12000 | 33 | 18.4 | 13.3 | 2.59 | 63 | 96 | 211626464
Mitsubishi Electric | MUZ-FW06NAZ*** | NTXVFW0006A121A |  | 6000 | 9000 | 35 | 21.4 | 13.3 | 2.42 | 68 | 134 | 211626463
Mitsubishi Electric | NTXSFWB012A121A | MSZ-FW12NA*** |  | 12000 | 13200 | 29.5 | 15.3 | 12.575 | 2.59 | 69 | 87 | 211626462
Mitsubishi Electric | NTXSFWH012A121A | MSZ-FW12NA*** |  | 12000 | 13200 | 29.5 | 15.3 | 12.575 | 2.59 | 69 | 87 | 211626461
Mitsubishi Electric | NTXSFWB009A121A | MSZ-FW09NA*** |  | 9000 | 12000 | 33 | 18.4 | 13.3 | 2.59 | 63 | 96 | 211626460
Mitsubishi Electric | NTXSFWH009A121A | MSZ-FW09NA*** |  | 9000 | 12000 | 33 | 18.4 | 13.3 | 2.59 | 63 | 96 | 211626459
Mitsubishi Electric | NTXSFWB006A121A | MSZ-FW06NA*** |  | 6000 | 9000 | 35 | 21.4 | 13.3 | 2.42 | 68 | 134 | 211626458
Mitsubishi Electric | NTXSFWH006A121A | MSZ-FW06NA*** |  | 6000 | 9000 | 35 | 21.4 | 13.3 | 2.42 | 68 | 134 | 211626457
Mitsubishi Electric | MUZ-FW12NAHZ*** | MSZ-FW12NA*** |  | 12000 | 13200 | 29.5 | 15.3 | 12.575 | 2.59 | 69 | 87 | 211626456
Mitsubishi Electric | MUZ-FW09NAHZ*** | MSZ-FW09NA*** |  | 9000 | 12000 | 33 | 18.4 | 13.3 | 2.59 | 63 | 96 | 211626455
Mitsubishi Electric | MUZ-FW06NAHZ*** | MSZ-FW06NA*** |  | 6000 | 9000 | 35 | 21.4 | 13.3 | 2.42 | 68 | 134 | 211626454
Mitsubishi Electric | MUZ-FW12NAZ*** | MSZ-FW12NA*** |  | 12000 | 13200 | 29.5 | 15.3 | 12.575 | 2.59 | 69 | 87 | 211626453
Mitsubishi Electric | MUZ-FW09NAZ*** | MSZ-FW09NA*** |  | 9000 | 12000 | 33 | 18.4 | 13.3 | 2.59 | 63 | 96 | 211626452
Mitsubishi Electric | MUZ-FW06NAZ*** | MSZ-FW06NA*** |  | 6000 | 9000 | 35 | 21.4 | 13.3 | 2.42 | 68 | 134 | 211626451
Trane / Mitsubishi Electric | TRUZA0121KA70** | TPKA0A0121LA*** |  | 12000 | 18000 | 21.3 | 13.3 | 10.2 |  | 59 |  | 211497117
Mitsubishi Electric | SUZ-KA18NA2 | SLZ-KF18NA* |  | 17700 | 19700 | 21 | 12.5 | 10 | 2.31 | 65 | 51 | 211289254
Mitsubishi Electric | SUZ-KA15NAH2 | SLZ-KF15NA* |  | 14100 | 18000 | 20.7 | 12.2 | 9.6 | 2.08 | 66 | 52 | 211289252
Mitsubishi Electric | SUZ-KA15NA2 | SLZ-KF15NA* |  | 14100 | 18000 | 20.7 | 12.2 | 10.7 | 2.5 | 66 | 52 | 211289251
Mitsubishi Electric | SUZ-KA09NA2 | SLZ-KF09NA* |  | 9000 | 11000 | 24 | 13.4 | 10 | 1.81 | 63 | 47 | 211289244
Trane / Mitsubishi Electric | NTXSMT09A111A* | MSZ-JP09WA*** |  | 9000 | 10900 | 20 | 12 | 10 | 2.37 | 100 | 46 | 209832236
Trane / Mitsubishi Electric | NTXSKS09A112** | NTXUKS09A112** |  | 9000 | 12000 | 20.2 | 12.6 | 11.9 | 2.75 | 64 | 49 | 207699145
Trane / Mitsubishi Electric | NTXSKS18A112** | NTXUKS18A112** |  | 18000 | 20000 | 22.9 | 12.5 | 10.5 | 2.5 | 66 | 52 | 207699143
LENNOX | LI024HO-210P432-1 | LI024HI-210P432-1 |  | 22000 | 24000 | 22 | 12.2 | 9 |  | 60 |  | 210727626
GREE | GWH24QEXF-D3DND4D/O | GWH24AFEXF-D3DN***/I |  | 22000 | 24000 | 22 | 12.2 | 9 |  | 60 |  | 210727611
GREE | GWH12AGCXD-A3DNA1A/O | GWH12QCXD-A3DN***/I |  | 12000 | 12000 | 24 | 12 | 9 | 1.85 | 58 | 73 | 208546479
Stealth Comfort | SC-12ZGLD-HP230 | SC-12WGLD-HP230 |  | 12000 | 12000 | 24 | 12.5 | 9 | 1.85 | 58 | 73 | 208650757
Stealth Comfort | SC-09ZGLD-HP230 | SC-09WGLD-HP230 |  | 9100 | 10500 | 25.5 | 14.7 | 10.2 | 1.86 | 67 | 87 | 208650759
DIYCOOL | SC-12ZGLD-HP230 | SC-12WGLD-HP230 |  | 12000 | 12000 | 24 | 12.5 | 9 | 1.85 | 58 | 73 | 208650748
DIYCOOL | SC-09ZGLD-HP230 | SC-09WGLD-HP230 |  | 9100 | 10500 | 25.5 | 14.7 | 10.2 | 1.86 | 67 | 87 | 208650750
ACIQ | SC-09ZGLD-HP230 | SC-09WGLD-HP230 |  | 9100 | 10500 | 25.5 | 14.7 | 10.2 | 1.86 | 67 | 87 | 208650741
ACIQ | SC-12ZGLD-HP230 | SC-12WGLD-HP230 |  | 12000 | 12000 | 24 | 12.5 | 9 | 1.85 | 58 | 73 | 208650739
WABBAN | BB12HXP2A1DO | BB12HXP2A1DI |  | 12000 | 12000 | 24 | 12.5 | 9 | 1.85 | 58 | 73 | 210627717
WABBAN | BB09HXP2A1DO | BB09HXP2A1DI |  | 9100 | 10500 | 25.5 | 14.7 | 10.2 | 1.86 | 67 | 87 | 210627716
GIBSON | GXH12(3.5)LSK4DH2 | GHH12(3.5)LUK4DH2 |  | 12000 | 12000 | 24 | 12.5 | 9 | 1.85 | 58 | 73 | 210534171
GIBSON | GXH09(2.6)LSK4DH2 | GHH09(2.6)LUK4DH2 |  | 9100 | 10500 | 25.5 | 14.7 | 10.2 | 1.86 | 67 | 87 | 210534170
AIRTEMP | GXH09(2.6)LSK4DH2 | GHH09(2.6)LUK4DH2 |  | 9100 | 10500 | 25.5 | 14.7 | 10.2 | 1.86 | 67 | 87 | 210534161
AIRTEMP | GXH12(3.5)LSK4DH2 | GHH12(3.5)LUK4DH2 |  | 12000 | 12000 | 24 | 12.5 | 9 | 1.85 | 58 | 73 | 210534162
ACD | PUD09KCH25S-O | PUD09KCH25S-I |  | 9100 | 10500 | 25.5 | 14.7 | 10.2 | 1.86 | 67 | 87 | 210534142
GREE | GWH12AGCXD-A3DNA1A/O | GWH12ACCXD-A3DN***/I |  | 12000 | 12000 | 24 | 12 | 9 | 1.85 | 58 | 73 | 210295925
GREE | GWH12AGCXD-D3DNA1A/O | GWH12ACCXD-D3DN***/I |  | 12000 | 12000 | 24 | 12.5 | 9 | 1.85 | 58 | 73 | 210295924
MAX-R | MAX-R 12K25 GR25 OUT | MAX-R 12K25 GR25 INT |  | 12000 | 12000 | 24 | 12.5 | 9 | 1.85 | 58 | 73 | 209795990
GREE | GWH09AGCXD-D3DNA1A/O | GTH(09)CA-D3DN***/I |  | 9100 | 10500 | 19 | 13 | 9.5 |  | 58 |  | 209550322
Ameristar | M4THS2324A11NAA | M4MHW2324A1N0AA |  | 22000 | 24000 | 23 | 13 | 9.5 |  | 65 |  | 208185841
RUNTRU | M4THS2324A11NAA | M4MHW2324A1N0AA |  | 22000 | 24000 | 23 | 13 | 9.5 |  | 65 |  | 208185842
GREE | GWH24AGE-D3DNA1A/O | GWH24QE-D3DN***/I |  | 22000 | 24000 | 24 | 13 | 9.5 |  | 65 |  | 207169058
GREE | GWH09AGCXD-D3DNA1A/O | GWH09AGCXD-D3DN***/I |  | 9100 | 10500 | 25.5 | 14.7 | 10.2 | 1.86 | 67 | 87 | 207708810
GREE | GWH12AGCXD-A3DNA1A/O | GWH12AGCXD-A3DN***/I |  | 12000 | 12000 | 24 | 12 | 9 | 1.85 | 58 | 73 | 208071174
GREE | GWH12AGCXD-D3DNA1A/O | GWH12AGCXD-D3DN***/I |  | 12000 | 12000 | 24 | 12.5 | 9 | 1.85 | 58 | 73 | 208071173
Ameristar | M4THS2312A11N** | M4MHW2312A1N0** |  | 12000 | 12000 | 23 | 12.5 | 9 |  | 64 |  | 207642985
RUNTRU | M4THS2312A11N** | M4MHW2312A1N0** |  | 12000 | 12000 | 23 | 12.5 | 9 |  | 64 |  | 207642986
RUNTRU | M4THS2309A11N** | M4MHW2309A1N0** |  | 9100 | 11000 | 23 | 14.3 | 9.5 | 1.93 | 66 | 82 | 207642984
GREE | GWH12AGC-A3DNA1A/O | GWH12QC-A3DN***/I |  | 12100 | 12100 | 25 | 12.5 | 9 |  | 64 |  | 206724945
Ameristar | M4THS2309A11N** | M4MHW2309A1N0** |  | 9100 | 11000 | 23 | 14.3 | 9.5 | 1.93 | 66 | 82 | 207642983
GREE | GWH12AGC-A3DNA1A/O | GWH12AGC-A3DN***/I |  | 12100 | 12100 | 25 | 12.5 | 9 |  | 64 |  | 206717630
KINGHOME | KW09HQ25SDO | KM09HT1DI |  | 9100 | 10500 | 19 | 13 | 9.5 |  | 58 |  | 212437226
GREE | GWH24ACEXH-S3DNA1A/O | GWH24ACEXH-S3DN***/I |  | 22000 | 24000 | 22.5 | 13.3 | 9.5 | 1.88 | 60 | 92 | 212386795
TOSOT | TW09HXP2A1DO | TM09HBTDI |  | 9100 | 10500 | 19 | 13 | 9.5 |  | 58 |  | 212365393
GREE | GWH12AUCXD-D3DNA1A/O | GWH12AUCXD-D3DN***/I |  | 12000 | 12000 | 24 | 12.5 | 9 |  | 58 |  | 212316221
GREE | 3VIR12HP230V1BO | 3VIR12HP230V1BH |  | 12000 | 12000 | 24 | 12.5 | 9 |  | 58 |  | 211755706
GREE | 3VIR09HP230V1BO | 3VIR09HP230V1BH |  | 9100 | 10500 | 25.5 | 14.7 | 10.2 | 1.86 | 67 | 87 | 211755705
KINGHOME | KAM24HO | KM24HT1DI |  | 22000 | 24000 | 20 | 12 | 9 |  | 62 |  | 211749846
KINGHOME | KAM24HO | KM24HK1DI |  | 22000 | 24000 | 20 | 12 | 9.5 |  | 65 |  | 211749845
TGM | GRHART24AS2 | GWHART24S2 |  | 22000 | 24000 | 22 | 12.2 | 9 |  | 60 |  | 211729928
CLASSIC | GRHARC24AS2 | GWHARC24S2 |  | 22000 | 24000 | 22 | 12.2 | 9 |  | 60 |  | 211729927
TRANE | 4TXK2524A10N0** | 4MXC8524B10N0** |  | 22000 | 24000 | 20 | 12 | 9.5 |  | 65 |  | 211727043
TRANE | 4TXK2524A10N0** | 4MXX8524B10N0** |  | 22000 | 24000 | 20 | 12 | 9 |  | 62 |  | 211727044
AMERICAN STANDARD | 4TXK2524A10N0** | 4MXX8524B10N0** |  | 22000 | 24000 | 20 | 12 | 9 |  | 62 |  | 211727037
AMERICAN STANDARD | 4TXK2524A10N0** | 4MXC8524B10N0** |  | 22000 | 24000 | 20 | 12 | 9.5 |  | 65 |  | 211727036
GREE | GWH24QE-D3DNC6T/O | GWH24QE-D3DN***/I |  | 22000 | 24000 | 23 | 13 | 9.5 |  | 65 |  | 207861999
GREE | GWH09AGCXD-D3DNA1A/O | GWH09AFCXD-D3DN***/I |  | 9100 | 10500 | 25.5 | 14.7 | 10.2 | 1.86 | 67 | 87 | 209248930
GREE | GWH09AGCXD-D3DNA1A/O | GWH09QCXD-D3DN***/I |  | 9100 | 10500 | 25.5 | 14.7 | 10.2 | 1.86 | 67 | 87 | 209248929
GREE | 3VIR12HP115V1AO | 3VIR12HP115V1AH |  | 12100 | 12100 | 25 | 12.5 | 9 |  | 64 |  | 206839103
LBG Products | LBH12DWO | LBH12DWI |  | 12000 | 12000 | 23 | 12.5 | 9 |  | 64 |  | 206853246
GREE | 3VIR24HP230V1AO | 3VIR24HP230V1AH |  | 22000 | 24000 | 24 | 13 | 9.5 |  | 65 |  | 206839098
LBG Products | LBH09DWO | LBH09DWI |  | 9100 | 11000 | 23 | 14.3 | 9.5 | 1.93 | 66 | 82 | 206853245
GREE | 3VIR09HP230V1AO | 3VIR09HP230V1AH |  | 9100 | 11000 | 25 | 14.7 | 9.5 |  | 66 |  | 206839101
GREE | GWH12QC-D3DNC4A/O | GWH12QC-D3DN***/I |  | 12000 | 12000 | 23 | 12.5 | 9 |  | 64 |  | 206791546
GREE | GWH09QC-D3DNC4B/O | GWH09QC-D3DN***/I |  | 9100 | 11000 | 23 | 14.3 | 9.5 | 1.93 | 66 | 82 | 206791547
LBG Products | LBH12AWO | LBH12AWI |  | 12100 | 12100 | 25 | 12.5 | 9 |  | 64 |  | 206726729
GREE | GWH12AGC-A3DNA1A/O | GWH12ACC-A3DN***/I |  | 12100 | 12100 | 25 | 12.5 | 9 |  | 64 |  | 207318107
GREE | GWH09AGC-D3DNA1B/O | GWH09QC-D3DN***/I |  | 9100 | 11000 | 25 | 14.7 | 9.5 |  | 66 |  | 207318103
GREE | GWH12AGCXD-D3DNA1A/O | GWH12QCXD-D3DN***/I |  | 12000 | 12000 | 24 | 12.5 | 9 | 1.85 | 58 | 73 | 208120572
GREE | GWH09AGC-D3DNA1B/O | GWH09AGC-D3DN***/I |  | 9100 | 11000 | 25 | 14.7 | 9.5 |  | 66 |  | 206395963
1HVAC | SC-12ZGLD-HP230 | SC-12WGLD-HP230 |  | 12000 | 12000 | 24 | 12.5 | 9 | 1.85 | 58 | 73 | 208650730
1HVAC | SC-09ZGLD-HP230 | SC-09WGLD-HP230 |  | 9100 | 10500 | 25.5 | 14.7 | 10.2 | 1.86 | 67 | 87 | 208650732
TRANE | 4TXK2524A10N0** | 4MXW2524A10N0** |  | 22000 | 24000 | 24 | 13 | 9.5 |  | 65 |  | 207629151
TRANE | 4TXK2509A10N0** | 4MXW2509A10N0** |  | 9100 | 11000 | 25 | 14.7 | 9.5 |  | 66 |  | 207629143
AMERICAN STANDARD | 4TXK2524A10N0** | 4MXW2524A10N0** |  | 22000 | 24000 | 24 | 13 | 9.5 |  | 65 |  | 207629152
AMERICAN STANDARD | 4TXK2509A10N0** | 4MXW2509A10N0** |  | 9100 | 11000 | 25 | 14.7 | 9.5 |  | 66 |  | 207629144
GREE | 3VIR09HP230V1BO | FLR09HP230V1BF |  | 9100 | 10500 | 19 | 13 | 9.5 |  | 58 |  | 211726651
AireForce | GXH12(3.5)LSK4DH2 | GHH12(3.5)LUK4DH2 |  | 12000 | 12000 | 24 | 12.5 | 9 | 1.85 | 58 | 73 | 211635187
AireForce | GXH09(2.6)LSK4DH2 | GHH09(2.6)LUK4DH2 |  | 9100 | 10500 | 25.5 | 14.7 | 10.2 | 1.86 | 67 | 87 | 211635186
GREE | GWH24AGE-D3DNA1A/O | GTH(24)CB-D3DN***/I |  | 22000 | 24000 | 20 | 12 | 9 |  | 62 |  | 206913034
GREE | GWH24AGE-D3DNA1A/O | GKH(24)BC-D3DN***/I |  | 22000 | 24000 | 20 | 12 | 9.5 |  | 65 |  | 206913033
ForestAir | FGH-24ES/E25-O | FGH-24ES/E25-I |  | 22000 | 24000 | 24 | 13 | 9.5 |  | 65 |  | 211624984
GREE | GWH24AGE-D3DNA1A/O | GWH24AGE-D3DN***/I |  | 22000 | 24000 | 24 | 13 | 9.5 |  | 65 |  | 206335352
ForestAir | FGH-09ES/E25-O | FGH-09ES/E25-I |  | 9100 | 11000 | 25 | 14.7 | 9.5 |  | 66 |  | 211624983
AIR MAX | AWGXC24-H2 | AWGXE24-H2 |  | 22000 | 24000 | 22 | 12.2 | 9 |  | 60 |  | 211330204
COMFORMATIC | AWGXC24-H2 | AWGXE24-H2 |  | 22000 | 24000 | 22 | 12.2 | 9 |  | 60 |  | 211330202
GREE | GWH24QEXF-D3DND4D/O | GWH24ACEXF-D3DN***/I |  | 22000 | 24000 | 22 | 12.2 | 9 |  | 60 |  | 211330197
GREE | 3VIR09HP230V1BO | 3VIR09HP230V1AH |  | 9100 | 10500 | 25.5 | 14.7 | 10.2 | 1.86 | 67 | 87 | 210278967
GREE | 3VIR12HP230V1BO | 3VIR12HP230V1AH |  | 12000 | 12000 | 24 | 12.5 | 9 | 1.85 | 58 | 73 | 210278970
GREE | 3VIR12HP115V1BO | 3VIR12HP115V1AH |  | 12000 | 12000 | 24 | 12 | 9 | 1.85 | 58 | 73 | 210278971
TOSOT | TW12HXP2A1DO | TW12HXP2A1DI |  | 12000 | 12000 | 24 | 12.5 | 9 | 1.85 | 58 | 73 | 211177521
TOSOT | TW09HXP2A1DO | TW09HXP2A1DI |  | 9100 | 10500 | 25.5 | 14.7 | 10.2 | 1.86 | 67 | 87 | 211177520
TOSOT | TW12HXP2A1AO | TW12HXP2A1AI |  | 12000 | 12000 | 24 | 12 | 9 | 1.85 | 58 | 73 | 211177519
AC PRO.COM | AWH12AGCXD-D3DNA1A/O | AWH12QCXD-D3DNB8A/I |  | 12000 | 12000 | 24 | 12.5 | 9 | 1.85 | 58 | 73 | 210838009
AC PRO.COM | AWH12AGCXD-A3DNA1A/O | AWH12QCXD-A3DNB8A/I |  | 12000 | 12000 | 24 | 12 | 9 | 1.85 | 58 | 73 | 210838008
AC PRO.COM | AWH09AGCXD-D3DNA1A/O | AWH09QCXD-D3DNB8A/I |  | 9100 | 10500 | 25.5 | 14.7 | 10.2 | 1.86 | 67 | 87 | 210838007
LENNOX | LI012HO-250P432 | LI012HI-250P432 |  | 12000 | 12000 | 24 | 12.5 | 9 | 1.85 | 58 | 73 | 209399468
GREE | GWH24QEXF-D3DND4D/O | GWH24QEXF-D3DN***/I |  | 22000 | 24000 | 22 | 12.2 | 9 |  | 60 |  | 209323648
KINGHOME | KW09HQ25SDO | KW09HQ25SDI |  | 9100 | 10500 | 25.5 | 14.7 | 10.2 | 1.86 | 67 | 87 | 209847249
KINGHOME | KW12HQ25SAO | KW12HQ25SAI |  | 12000 | 12000 | 24 | 12 | 9 | 1.85 | 58 | 73 | 209847248
TOSOT | TWH12AG25A2DO | TWH12AG25A2DI |  | 12000 | 12000 | 24 | 12.5 | 9 | 1.85 | 58 | 73 | 210485386
TOSOT | TWH12AG25A2AO | TWH12AG25A2AI |  | 12000 | 12000 | 24 | 12 | 9 | 1.85 | 58 | 73 | 210485385
TOSOT | TWH09AG25A2DO | TWH09AG25A2DI |  | 9100 | 10500 | 25.5 | 14.7 | 10.2 | 1.86 | 67 | 87 | 210485384
PANASONIC | CU-XE18WKUA | CS-XE18WKUAW |  | 18000 | 20400 | 22 | 13.2 | 10.9 | 2.05 | 86 | 86 | 205047854
PANASONIC | CU-E9RKUA | CS-E9RKUAW |  | 9000 | 10500 | 23 | 13 | 10.3 |  | 90 |  | 7958198
HISENSE | AST-12UW3SXE**01 | AST-12UW3SXE**01 |  | 12000 | 12000 | 21 | 13 | 9 | 2.05 | 63 | 53 | 211717256
J-KU | JKS12HP230V1XC | JKS12HP230V1XE |  | 12000 | 12000 | 23.5 | 15.4 | 9.8 | 1.75 | 58 | 70 | 211583740
PIONEER | YN024GHFI25RPH | WF024GHFI25HLH |  | 24000 | 26000 | 21 | 12.5 | 10 | 1.75 | 60 | 70 | 211583737
AIR-CON | ABHCI4H4S24 | ABHEM4H4S24 |  | 24000 | 26000 | 21 | 12.5 | 10 | 1.75 | 60 | 70 | 211583436
HISENSE | AST-12UW3SXEDC01 | AST-12UW3SXEDC01 |  | 12000 | 12000 | 21 | 13 | 9 | 2.05 | 63 | 53 | 211455296
HISENSE | AST-12UW3SXEDL01 | AST-12UW3SXEDL01 |  | 12000 | 12000 | 21 | 13 | 9 | 2.05 | 63 | 53 | 206347237
HISENSE | AS-12UW3SXADL | AS-12UW3SXADL |  | 12000 | 12000 | 23.5 | 15.4 | 9.35 | 1.75 | 58 | 70 | 206347232
HISENSE | AUW-24U3SA | AST-24UW3SDBDL01 |  | 23400 | 25800 | 20.5 | 12.45 | 9.3 | 1.92 | 74 | 72 | 211302341
HISENSE | AUW-18U3SF | AST-18UW3SBBDL00 |  | 18000 | 19000 | 22 | 13.1 | 9.6 | 2.3 | 63 | 70 | 211302340
HISENSE | AUW-12U3SS | AST-12UW3SXEDL01 |  | 12000 | 12000 | 21.5 | 13.1 | 9 | 1.88 | 67 | 71 | 211302339
HISENSE | AUW-09U3SS | AST-09UW3SVEDL01 |  | 9000 | 9200 | 20 | 14 | 9.3 | 2.26 | 63 | 85 | 211302338
DIRECT AIR | DIRH-12HP23-DKO-115 | DIRH-12HP23-DKI-115 |  | 12000 | 12000 | 21.7 | 12.5 | 9 | 1.75 | 63 | 70 | 207583105
DIRECT AIR | DIRH-12HP23-DKO | DIRH-12HP23-DKI |  | 12000 | 12000 | 21 | 13 | 9 | 2.05 | 63 | 53 | 207583107
HISENSE | AS-24UW3SKK00 | AS-24UW3SKK**00 |  | 24000 | 26000 | 21 | 12.5 | 10 | 1.75 | 60 | 70 | 208193235
Multi MFG | 12HHW0-HP-AO | 12HHW0-HP-A |  | 12000 | 12000 | 21 | 13 | 9 | 2.05 | 63 | 53 | 208812667
EMERSON QUIET KOOL | EACH12R2O | EACH12R2W |  | 12000 | 12000 | 21 | 13 | 9 | 2.05 | 63 | 53 | 208812664
WESTINGHOUSE | WHZ12SZA21S | WHZ12WMA21S |  | 12000 | 12000 | 23.5 | 15.4 | 9.8 | 1.75 | 58 | 70 | 207337195
GENERALLUX STAR | AST-12UW3SXETU01(O) | AST-12UW3SXETU01(I) |  | 12000 | 12000 | 21 | 13 | 9 | 2.05 | 63 | 53 | 206733678
DIAL | 12000Z-20S-230-O | 12000Z-20S-230-I |  | 12000 | 12000 | 21 | 13 | 9 | 2.05 | 63 | 53 | 204400704
HITACHI | RAS-1.0PNNBDH1 | RPK-1.0PNN1DH |  | 9000 | 9200 | 20 | 14 | 9.3 | 2.26 | 63 | 85 | 207656960
HITACHI | RAS-3.0PNNBDH1 | RPK-3.0PNN1DH |  | 23400 | 25800 | 20.5 | 12.45 | 9.3 | 1.92 | 74 | 72 | 207656963
HITACHI | RAS-1.5PNNBDH1 | RPK-1.5PNN1DH |  | 12000 | 12000 | 21.5 | 13.1 | 9 | 1.88 | 67 | 71 | 207656961
HITACHI | RAS-2.0PNNBDH1 | RPK-2.0PNN1DH |  | 18000 | 19000 | 22 | 13.1 | 9.6 | 2.3 | 63 | 70 | 207656962
ProAire | UB1MSHQCO12 | UB1MSHQCW12 |  | 12000 | 12000 | 21.7 | 12.5 | 9 | 1.75 | 63 | 70 | 208287591
Perfect Aire | UB1MSHQCO12 | UB1MSHQCW12 |  | 12000 | 12000 | 21.7 | 12.5 | 9 | 1.75 | 63 | 70 | 208287581
ACiQ | UB1MSHQCO12 | UB1MSHQCW12 |  | 12000 | 12000 | 21.7 | 12.5 | 9 | 1.75 | 63 | 70 | 208287565
Buck Cool | UB1MSHQCO12 | UB1MSHQCW12 |  | 12000 | 12000 | 21.7 | 12.5 | 9 | 1.75 | 63 | 70 | 208287572
ZEPHYR | ZE-24UH24SCO | ZE-24UH24SCI |  | 24000 | 26000 | 21 | 12.5 | 10 | 1.75 | 60 | 70 | 208287545
Innovair | WIN24H7H51(O) | WIN24H7H51(I) |  | 24000 | 26000 | 21 | 12.5 | 10 | 1.75 | 60 | 70 | 208286577
HISENSE | AUW-09U3SS | AST-09UW3SVETV01 |  | 9000 | 9200 | 20 | 14 | 9.3 | 2.26 | 63 | 85 | 207641268
HISENSE | AUW-18U3SF | AST-18UW3SBBTV00 |  | 18000 | 19000 | 22 | 13.1 | 9.6 | 2.3 | 63 | 70 | 207641266
HISENSE | AUW-12U3SS | AST-12UW3SXETV01 |  | 12000 | 12000 | 21.5 | 13.1 | 9 | 1.88 | 67 | 71 | 207641269
HISENSE | AUW-24U3SA | AST-24UW3SDBTV01 |  | 23400 | 25800 | 20.5 | 12.45 | 9.3 | 1.92 | 74 | 72 | 207641267
EMERSON QUIET KOOL | 21S-EACH12R1C | 21S-EACH12R1W |  | 12000 | 12000 | 21.7 | 12.5 | 9 | 1.75 | 63 | 70 | 205747593
DENALI AIRE | DNMSHQCO12A | DNMSHQCW12A |  | 12000 | 12000 | 21.7 | 12.5 | 9 | 1.75 | 63 | 70 | 205300162
CLASSIC | HRHDBC12SA | HWHDBC12SA |  | 12000 | 12000 | 21.7 | 12.5 | 9 | 1.75 | 63 | 70 | 205287354
CLASSIC | HRHDBC12AS2 | HWHDBC12S2 |  | 12000 | 12000 | 21 | 13 | 9 | 2.05 | 63 | 53 | 205287348
AZUR | AZ-12CA22EXT | AZ-12CA22INT |  | 12000 | 12000 | 21 | 13 | 9 | 2.05 | 63 | 53 | 205417845
WESTINGHOUSE | WHP12SZA21S | WHP12WMA21S |  | 12000 | 12000 | 21 | 13 | 9 | 2.05 | 63 | 53 | 205417834
Hessaire | H12E1 | H12E1 |  | 12000 | 12000 | 21.7 | 12.5 | 9 | 1.75 | 63 | 70 | 206913622
EMERSON QUIET KOOL | 21S-EACH12R2C | 21S-EACH12R2W |  | 12000 | 12000 | 21 | 13 | 9 | 2.05 | 63 | 53 | 206061620
AIR-CON | ABXCI4H4S12 | ABXEM4H4S12 |  | 12000 | 12000 | 21 | 13 | 9 | 2.05 | 63 | 53 | 203446795
MANUFLOW | AST-12UW3SXEDJ01(O) | AST-12UW3SXEDJ01(I) |  | 12000 | 12000 | 21 | 13 | 9 | 2.05 | 63 | 53 | 203446805
ZEPHYR | ZE-12CA22SEXT | ZE-12CA22SINT |  | 12000 | 12000 | 21 | 13 | 9 | 2.05 | 63 | 53 | 203446793
MANUFLOW | AST-09UW3SVGDJ01(O) | AST-09UW3SVGDJ01(I) |  | 12000 | 12000 | 21 | 13 | 9 | 2.05 | 63 | 53 | 203446796
ZEPHYR | MA-12CA22SEXT | MA-12CA22SINT |  | 12000 | 12000 | 21 | 13 | 9 | 2.05 | 63 | 53 | 203446792
FRIEDRICH | FPHSR12A1A | FPHSW12A1A |  | 12000 | 12000 | 21.7 | 12.5 | 9 | 1.75 | 63 | 70 | 203383868
FRIEDRICH | FPHSR12A3A | FPHFW12A3A |  | 12000 | 12000 | 21 | 13 | 9 | 1.75 | 63 | 70 | 203383866
MANUFLOW | AS-12UR3SXEDJ(O) | AS-12UR3SXEDJ(I) |  | 12000 | 12000 | 21 | 13 | 9 |  | 63 |  | 10277943
HAXXAIR | HVH-12T2D | HAH-12T2D |  | 12000 | 12000 | 21 | 13 | 9 | 2.05 | 63 | 53 | 204628475
ZEPHYR | ZE-12CA22EXT | ZE-12CA22INT |  | 12000 | 12000 | 21 | 13 | 9 | 2.05 | 63 | 53 | 204580064
CLASSIC | HRHDBC12AS | HWHDBC12S |  | 12000 | 12000 | 21 | 13 | 9 |  | 63 |  | 201810392
TGM | HRHDBT12AS | HWHDBT12S |  | 12000 | 12000 | 21 | 13 | 9 |  | 63 |  | 201810385
Perfect Aire | 3PAMSHQCO12 | 3PAMSHQCW12 |  | 12000 | 12000 | 21.7 | 12.5 | 9 | 1.75 | 63 | 70 | 205653642
SLIMAIR TECHNOLOGIES | SHC12VB-2H | SHM12VB-2DC |  | 12000 | 12000 | 21 | 13 | 9 |  | 63 |  | 9060039
HISENSE | AST-12UW3SXE01 | AST-12UW3SXE**01 |  | 12000 | 12000 | 21 | 13 | 9 | 2.05 | 63 | 53 | 203845999
DIRECT AIR | DIR-12HP21DKO-ES | DIR-12HP21DKI-ES |  | 12000 | 12000 | 21 | 13 | 9 | 2.05 | 63 | 53 | 203490397
DIRECT AIR | DIR-12HP22DKO-ES | DIR-12HP22DKI-ES |  | 12000 | 12000 | 21.7 | 12.5 | 9 | 1.75 | 63 | 70 | 203490393
AIR-CON | ABSCI4H4S12 | ABSEM4H4S12 |  | 12000 | 12000 | 21 | 13 | 9 |  | 63 |  | 10272491
WABBAN | BB12UW3SXATE00/O | BB12UW3SXATE00/I |  | 12000 | 12000 | 23.5 | 15.4 | 9.8 | 1.75 | 58 | 70 | 202021966
HISENSE | AS-09UR3SXE00 | AS-09UR3SXETG00 |  | 9000 | 10000 | 27.5 | 15.5 | 10 | 2.1 | 60 | 70 | 10268751
WABBAN | BB12UW3SXETE/O | BB12UW3SXETE/I |  | 12000 | 12000 | 21 | 13 | 9 |  | 63 |  | 202021960
WINDAIR | DWH12UW3SXATE00/O | DWH12UW3SXATE00/I |  | 12000 | 12000 | 23.5 | 15.4 | 9.8 | 1.75 | 58 | 70 | 202021942
WINDAIR | DWH12UR3SXETE/O | DWH12UR3SXETE/I |  | 12000 | 12000 | 21 | 13 | 9 |  | 63 |  | 202021936
MANUFLOW | AS-12UW3SXEDJ(O) | AS-12UW3SXEDJ(I) |  | 12000 | 12000 | 21 | 13 | 9 |  | 63 |  | 202021913
MANUFLOW | AS-12UW3SXADJ(O) | AS-12UW3SXADJ(I) |  | 12000 | 12000 | 23.5 | 15.4 | 9.8 | 1.75 | 58 | 70 | 202021916
HISENSE | AST-12UW3SXG01 | AST-12UW3SXG**01 |  | 12000 | 12000 | 21 | 13 | 9 | 1.75 | 63 | 70 | 203378232
MAESTRO | MA-12CA22EXT | MA-12CA22INT |  | 12000 | 12000 | 21 | 13 | 9 |  | 63 |  | 205138206
FRIEDRICH | FPHSR12A1A-A | FPHSW12A1B |  | 12000 | 12000 | 21.7 | 12.5 | 9 | 1.75 | 63 | 70 | 205142782
FRIEDRICH | FPHSR12A3A-A | FPHFW12A3B |  | 12000 | 12000 | 21 | 13 | 9 | 1.75 | 63 | 70 | 205142785
MAESTRO | MA-12CA22SEXT | MA-12CA22SINT |  | 12000 | 12000 | 21 | 13 | 9 | 2.05 | 63 | 53 | 205138202
HISENSE | AS-12UW3SXA00 | AS-12UW3SXA**00 |  | 12000 | 12000 | 23.5 | 15.4 | 9.8 | 1.75 | 58 | 70 | 201981254
HISENSE | AS-12UW3SXA00A | AS-12UW3SXA**00A |  | 12000 | 12000 | 23.5 | 15.4 | 9.35 | 1.75 | 58 | 70 | 205092770
HISENSE | AST-12UW3SXG01A | AST-12UW3SXG**01A |  | 12000 | 12000 | 21 | 13 | 9 | 1.75 | 63 | 70 | 205092762
HISENSE | AS-12UW1SXG00A | AS-12UW1SXG**00A |  | 12000 | 12000 | 21.7 | 12.5 | 9 | 1.75 | 63 | 70 | 205092757
HISENSE | AST-12UW3SXE01 | AST-12UR3SXE**01 |  | 12000 | 12000 | 21 | 13 | 9 | 2.05 | 63 | 53 | 203378193
HISENSE | AS-12UW1SXG00 | AS-12UW1SXG**00 |  | 12000 | 12000 | 21.7 | 12.5 | 9 | 1.75 | 63 | 70 | 203377565
HISENSE | AS-12UW1SXE00 | AS-12UW1SXE**00 |  | 12000 | 12000 | 21.7 | 12.5 | 9 | 1.75 | 63 | 70 | 203377564
YMGI | WMMS-12C-V2B(78)1 | WMMS-12E-V2B(78)1 |  | 12000 | 12000 | 21 | 13 | 9 |  | 63 |  | 202146838
HISENSE | AS-12UR3SXE | AS-12UR3SXETG |  | 12000 | 12000 | 21 | 13 | 9 |  | 63 |  | 8819819
HISENSE | AS-12UW3SXE | AS-12UW3SXE** |  | 12000 | 12000 | 21 | 13 | 9 |  | 63 |  | 201910443
MAESTRO | MA-12CA22EXT | MA-12CA22INT |  | 12000 | 12000 | 21 | 13 | 9 |  | 63 |  | 10277944
DIAL | 12000-20S-230-O | 12000-20S-230-I |  | 12000 | 12000 | 21 | 13 | 9 |  | 63 |  | 202882661
MULTIZONE | MIT12H2G31(O) | MIT12H2G31(I) |  | 12000 | 12000 | 21 | 13 | 9 |  | 63 |  | 9850218
AIRGREAN | AG-09IR410AHS22L | AG-09IR410AHS22L |  | 9000 | 9500 | 23 | 12.5 | 9 | 1.8 | 62 | 74 | 207874681
Pioneer | YN009ALFI22RPD | WT009ALFI22HLD |  | 9000 | 9500 | 23 | 12.5 | 9 | 1.8 | 62 | 74 | 207743766
Pioneer | YN018GLFI22RPD | WT018GLFI22HLD |  | 18000 | 18000 | 22 | 13 | 9 | 1.8 | 56 | 66 | 207743770
Pioneer | YN024GLFI22RPD | WT024GLFI22HLD |  | 23000 | 24000 | 20 | 12.5 | 9 | 1.8 | 58 | 67 | 207743771
Pioneer | YN012ALFI22RPD | WT012ALFI22HLD |  | 12000 | 12000 | 22 | 12.5 | 9 | 1.8 | 59 | 73 | 207743767
Pioneer | YN012GLFI22RPD | WT012GLFI22HLD |  | 12000 | 12000 | 23 | 13 | 9.5 | 1.8 | 63 | 76 | 207743769
Pioneer | YN009GLFI22RPD | WT009GLFI22HLD |  | 9000 | 9500 | 23.5 | 13 | 9.2 | 1.8 | 62 | 77 | 207743768
AIRGREAN | AG-12IR410AHS22L | AG-12IR410AHS22L |  | 12000 | 12000 | 22 | 12.5 | 9 | 1.8 | 59 | 73 | 207874685
AIRGREAN | AG-09IR410AHS23 | AG-09IR410AHS23 |  | 9000 | 9500 | 23.5 | 13 | 9.2 | 1.8 | 62 | 77 | 207874687
AIRGREAN | AG-12IR410AHS23 | AG-12IR410AHS23 |  | 12000 | 12000 | 23 | 13 | 9.5 | 1.8 | 63 | 76 | 207874690
AIRGREAN | AG-18IR410AHS21.5 | AG-18IR410AHS21.5 |  | 18000 | 18000 | 22 | 13 | 9 | 1.8 | 56 | 66 | 207874693
AIRGREAN | AG-24IR410AHS20 | AG-24IR410AHS20 |  | 23000 | 24000 | 20 | 12.5 | 9 | 1.8 | 58 | 67 | 207874696
ForestAir | FA-H09-A23TL/O-ES | FA-H09-A23TL/I-ES |  | 9000 | 9500 | 23 | 12.5 | 9 | 1.8 | 62 | 74 | 207797359
ForestAir | FA-H12-A23TL/O-ES | FA-H12-A23TL/I-ES |  | 12000 | 12000 | 22 | 12.5 | 9 | 1.8 | 59 | 73 | 207797360
ForestAir | FA-H12-D23TL/O-ES | FA-H12-D23TL/I-ES |  | 12000 | 12000 | 23 | 13 | 9.5 | 1.8 | 63 | 76 | 207797362
ForestAir | FA-H18-D23TL/O-ES | FA-H18-D23TL/I-ES |  | 18000 | 18000 | 22 | 13 | 9 | 1.8 | 56 | 66 | 207797363
ForestAir | FA-H23-D23TL/O-ES | FA-H23-D23TL/I-ES |  | 23000 | 24000 | 20 | 12.5 | 9 | 1.8 | 58 | 67 | 207797364
ForestAir | FA-H09-D23TL/O-ES | FA-H09-D23TL/I-ES |  | 9000 | 9500 | 23.5 | 13 | 9.2 | 1.8 | 62 | 77 | 207797361
EQK | KCM23S12P1QOT | KCM23S12P1QIT |  | 12000 | 12000 | 22 | 12.5 | 9 | 1.8 | 59 | 73 | 208330273
EQK | KCM23S12P2QOT | KCM23S12P2QIT |  | 12000 | 12000 | 23 | 13 | 9.5 | 1.8 | 63 | 76 | 208330277
EQK | KCM23S24P2QOT | KCM23S24P2QIT |  | 23000 | 24000 | 20 | 12.5 | 9 | 1.8 | 58 | 67 | 208330281
EQK | KCM23S18P2QOT | KCM23S18P2QIT |  | 18000 | 18000 | 22 | 13 | 9 | 1.8 | 56 | 66 | 208330279
KANIONco | KWSM-09IR410AHS23 | KWSM-09IR410AHS23 |  | 9000 | 9500 | 23.5 | 13 | 9.2 | 1.8 | 62 | 77 | 209248936
KANIONco | KWSM-18IR410AHS21.5 | KWSM-18IR410AHS21.5 |  | 18000 | 18000 | 22 | 13 | 9 | 1.8 | 56 | 66 | 209248938
KANIONco | KWSM-12IR410AHS23 | KWSM-12IR410AHS23 |  | 12000 | 12000 | 23 | 13 | 9.5 | 1.8 | 63 | 76 | 209248937
KANIONco | KWSM-12IR410AHS22L | KWSM-12IR410AHS22L |  | 12000 | 12000 | 22 | 12.5 | 9 | 1.8 | 59 | 73 | 209248935
KANIONco | KWSM-09IR410AHS22L | KWSM-09IR410AHS22L |  | 9000 | 9500 | 23 | 12.5 | 9 | 1.8 | 62 | 74 | 209248934
KANIONco | KWSM-24IR410AHS20 | KWSM-24IR410AHS20 |  | 23000 | 24000 | 20 | 12.5 | 9 | 1.8 | 58 | 67 | 209248939
SKM AIR CONDITIONING EQUIPMENT | MSKM-12 | MSKM-12 |  | 12000 | 12000 | 23 | 13 | 9.5 | 1.8 | 63 | 76 | 208842429
SKM AIR CONDITIONING EQUIPMENT | MSKM-18 | MSKM-18 |  | 18000 | 18000 | 22 | 13 | 9 | 1.8 | 56 | 66 | 208842430
SKM AIR CONDITIONING EQUIPMENT | MSKM-24 | MSKM-24 |  | 23000 | 24000 | 20 | 12.5 | 9 | 1.8 | 58 | 67 | 208842431
GENERALLUX | TSC-GL-12HA2/I3TO23 | TSC-GL-12HA2/I3TI23 |  | 12000 | 12000 | 23 | 13 | 9.5 | 1.8 | 63 | 76 | 209457664
GENERALLUX | TSC-GL-09HA2/I3TO23 | TSC-GL-09HA2/I3TI23 |  | 9000 | 9500 | 23.5 | 13 | 9.2 | 1.8 | 62 | 77 | 209457663
GENERALLUX | TSC-GL-18HA2/I3TO21 | TSC-GL-18HA2/I3TI21 |  | 18000 | 18000 | 22 | 13 | 9 | 1.8 | 56 | 66 | 209457665
TCL | TSC-12HA1/I3TI22 | TSC-12HA1/I3TI22-I |  | 12000 | 12000 | 22 | 12.5 | 9 | 1.8 | 59 | 73 | 207688888
TCL | TSC-09HA2/I3TI23 | TSC-09HA2/I3TI23-I |  | 9000 | 9500 | 23.5 | 13 | 9.2 | 1.8 | 62 | 77 | 207688889
TCL | TSC-24HA2/I3TI20 | TSC-24HA2/I3TI20-I |  | 23000 | 24000 | 20 | 12.5 | 9 | 1.8 | 58 | 67 | 207688892
TCL | TSC-12HA2/I3TI23 | TSC-12HA2/I3TI23-I |  | 12000 | 12000 | 23 | 13 | 9.5 | 1.8 | 63 | 76 | 207688890
TCL | TSC-09HA1/I3TI22 | TSC-09HA1/I3TI22-I |  | 9000 | 9500 | 23 | 12.5 | 9 | 1.8 | 62 | 74 | 207688887
TCL | TSC-18HA2/I3TI21 | TSC-18HA2/I3TI21-I |  | 18000 | 18000 | 22 | 13 | 9 | 1.8 | 56 | 66 | 207688891
Classic America | MSCT-24HAC2-O | MSCT-24HAC2-I |  | 23000 | 24000 | 20 | 12.5 | 9 | 1.8 | 58 | 67 | 210720784
Classic America | MSCT-09HAC1-O | MSCT-09HAC1-I |  | 9000 | 9500 | 23 | 12.5 | 9 | 1.8 | 62 | 74 | 210720783
KLIMA CONTROL | KCM23S12P2QOT | KCM23S12P2QIT |  | 12000 | 12000 | 23 | 13 | 9.5 | 1.8 | 63 | 76 | 208480444
KLIMA CONTROL | KCM23S24P2QOT | KCM23S24P2QIT |  | 23000 | 24000 | 20 | 12.5 | 9 | 1.8 | 58 | 67 | 208480446
KLIMA CONTROL | KCM23S18P2QOT | KCM23S18P2QIT |  | 18000 | 18000 | 22 | 13 | 9 | 1.8 | 56 | 66 | 208480445
KLIMA CONTROL | KCM23S12P1QOT | KCM23S12P1QIT |  | 12000 | 12000 | 22 | 12.5 | 9 | 1.8 | 59 | 73 | 208480443
TOP LIFE | TOP-12HA2/TI23-O | TOP-12HA2/TI23-I |  | 12000 | 12000 | 23 | 13 | 9.5 | 1.8 | 63 | 76 | 210448881
TOP LIFE | TOP-18HA2/TI21-O | TOP-18HA2/TI21-I |  | 18000 | 18000 | 22 | 13 | 9 | 1.8 | 56 | 66 | 210448882
DAIZUKI | DXTH09C426A-23 | DXTH09E426A-23 |  | 9000 | 9500 | 23.5 | 13 | 9.2 | 1.8 | 62 | 77 | 211158691
DAIZUKI | DXTH09C416A-23 | DXTH09E416A-23 |  | 9000 | 9500 | 23 | 12.5 | 9 | 1.8 | 62 | 74 | 211158690
DAIZUKI | DXTH12C416A-23 | DXTH12E416A-23 |  | 12000 | 12000 | 22 | 12.5 | 9 | 1.8 | 59 | 73 | 211158692
DAIZUKI | DXTH12C426A-23 | DXTH12E426A-23 |  | 12000 | 12000 | 23 | 13 | 9.5 | 1.8 | 63 | 76 | 211158693
DAIZUKI | DXTH24C426A-23 | DXTH24E426A-23 |  | 23000 | 24000 | 20 | 12.5 | 9 | 1.8 | 58 | 67 | 211158695
DAIZUKI | DXTH18C426A-23 | DXTH18E426A-23 |  | 18000 | 18000 | 22 | 13 | 9 | 1.8 | 56 | 66 | 211158694
FUJIECO | FES-12H1TK-ES(O) | FES-12H1TK-ES(I) |  | 12000 | 12000 | 22 | 12.5 | 9 | 1.8 | 59 | 73 | 211306450
FUJIECO | FES-12H2TK-ES(O) | FES-12H2TK-ES(I) |  | 12000 | 12000 | 23 | 13 | 9.5 | 1.8 | 63 | 76 | 211306452
FUJIECO | FES-18H2TK-ES(O) | FES-18H2TK-ES(I) |  | 18000 | 18000 | 22 | 13 | 9 | 1.8 | 56 | 66 | 211306453
FUJIECO | FES-24H2TK-ES(O) | FES-24H2TK-ES(I) |  | 23000 | 24000 | 20 | 12.5 | 9 | 1.8 | 58 | 67 | 211306454
FUJIECO | FES-09H1TK-ES(O) | FES-09H1TK-ES(I) |  | 9000 | 9500 | 23 | 12.5 | 9 | 1.8 | 62 | 74 | 211306449
Clima Smart | MCH12-CS-S23-O | MCH12-CS-S23-I |  | 12000 | 12000 | 22 | 12.5 | 9 | 1.8 | 59 | 73 | 211257104
Clima Smart | MCH18-CS-S23-O | MCH18-CS-S23-I |  | 18000 | 18000 | 22 | 13 | 9 | 1.8 | 56 | 66 | 211257105
Clima Smart | MCH24-CS-S23-O | MCH24-CS-S23-I |  | 23000 | 24000 | 20 | 12.5 | 9 | 1.8 | 58 | 67 | 211257106
AIR-CON | ALPCI4H1E09 | ALPEM4H1E09 |  | 9000 | 9500 | 23 | 12.5 | 9 | 1.8 | 62 | 74 | 211694649
AIR-CON | ALPCI4H4E09 | ALPEM4H4E09 |  | 9000 | 9500 | 23.5 | 13 | 9.2 | 1.8 | 62 | 77 | 211694650
AIR-CON | ALPCI4H1E12 | ALPEM4H1E12 |  | 12000 | 12000 | 22 | 12.5 | 9 | 1.8 | 59 | 73 | 211694651
AIR-CON | ALPCI4H4E12 | ALPEM4H4E12 |  | 12000 | 12000 | 23 | 13 | 9.5 | 1.8 | 63 | 76 | 211694652
AIR-CON | ALPCI4H4E18 | ALPEM4H4E18 |  | 18000 | 18000 | 22 | 13 | 9 | 1.8 | 56 | 66 | 211694653
AIR-CON | ALPCI4H4E24 | ALPEM4H4E24 |  | 23000 | 24000 | 20 | 12.5 | 9 | 1.8 | 58 | 67 | 211694654
MOLLIE | A54-SAC-001-9K-WIFI-B | A54-SAC-001-9K-WIFI-A |  | 9000 | 9500 | 23 | 12.5 | 9 | 1.8 | 62 | 74 | 211694655
MOLLIE | A54-SAC-001-12K-WIFI-B | A54-SAC-001-12K-WIFI-A |  | 12000 | 12000 | 22 | 12.5 | 9 | 1.8 | 59 | 73 | 211694656
MOLLIE | A54-SAC-001-18K-WIFI-B | A54-SAC-001-18K-WIFI-A |  | 18000 | 18000 | 22 | 13 | 9 | 1.8 | 56 | 66 | 211694657
MOLLIE | A54-SAC-001-24K-WIFI-B | A54-SAC-001-24K-WIFI-A |  | 23000 | 24000 | 20 | 12.5 | 9 | 1.8 | 58 | 67 | 211694658
FUJIECO | FES-09H2TK-ES(O)* | FES-09H2TK-ES(I) |  | 9000 | 9500 | 23.5 | 13 | 9.2 | 1.8 | 62 | 77 | 212316954
ZERO | ZMSB-09HVT110-USHH | ZMSB-09HVT110-USHH |  | 9000 | 9500 | 23 | 12.5 | 9 | 1.8 | 62 | 74 | 212349504
ZERO | ZMSB-12HVT110-USHH | ZMSB-12HVT110-USHH |  | 12000 | 12000 | 22 | 12.5 | 9 | 1.8 | 59 | 73 | 212349505
ZERO | ZMSB-09HVT-USHH | ZMSB-09HVT-USHH |  | 9000 | 9500 | 23.5 | 13 | 9.2 | 1.8 | 62 | 77 | 212349506
ZERO | ZMSB-12HVT-USHH | ZMSB-12HVT-USHH |  | 12000 | 12000 | 23 | 13 | 9.5 | 1.8 | 63 | 76 | 212349507
ZERO | ZMSB-18HVT-USHH | ZMSB-18HVT-USHH |  | 18000 | 18000 | 22 | 13 | 9 | 1.8 | 56 | 66 | 212349508
ZERO | ZMSB-24HVT-USHH | ZMSB-24HVT-USHH |  | 23000 | 24000 | 20 | 12.5 | 9 | 1.8 | 58 | 67 | 212349509
ApooDr | ATPRO23-09H1B | ATPRO23-09H1A |  | 9000 | 9500 | 23 | 12.5 | 9 | 1.8 | 62 | 74 | 212390858
ApooDr | ATPRO23-12H1B | ATPRO23-12H1A |  | 12000 | 12000 | 22 | 12.5 | 9 | 1.8 | 59 | 73 | 212390859
ApooDr | ATPRO23-09H220V1B | ATPRO23-09H220V1A |  | 9000 | 9500 | 23.5 | 13 | 9.2 | 1.8 | 62 | 77 | 212390860
ApooDr | ATPRO23-12H220V1B | ATPRO23-12H220V1A |  | 12000 | 12000 | 23 | 13 | 9.5 | 1.8 | 63 | 76 | 212390861
ApooDr | ATPRO23-24H1B | ATPRO23-24H1A |  | 23000 | 24000 | 20 | 12.5 | 9 | 1.8 | 58 | 67 | 212390863
ApooDr | ATPRO23-18H1B | ATPRO23-18H1A |  | 18000 | 18000 | 22 | 13 | 9 | 1.8 | 56 | 66 | 212390862
TCL | TSH09HDI1NAN0T23 | TSH09IDI1NAN0T23 |  | 9000 | 10000 | 23 | 13 | 9 | 1.8 | 60 | 70 | 212524534
TCL | TSH12HDI1NAN0T23 | TSH12IDI1NAN0T23 |  | 12000 | 12400 | 23 | 13 | 9 | 1.8 | 60 | 75 | 212524535
RunTru | M3THS2209A91NA | M3MHW2209A9N0A |  | 9000 | 10000 | 23 | 13 | 9 | 1.8 | 60 | 70 | 212586155
RunTru | M3THS2212A91NA | M3MHW2212A9N0A |  | 12000 | 12400 | 23 | 13 | 9 | 1.8 | 60 | 75 | 212586156
Ameristar | M3THS2209A91NA | M3MHW2209A9N0A |  | 9000 | 10000 | 23 | 13 | 9 | 1.8 | 60 | 70 | 212586157
Ameristar | M3THS2212A91NA | M3MHW2212A9N0A |  | 12000 | 12400 | 23 | 13 | 9 | 1.8 | 60 | 75 | 212586158
TURBRO | GL12K115-O | GL12K115-I |  | 12000 | 12000 | 22 | 12.5 | 9 | 1.8 | 59 | 73 | 212386866
TURBRO | GL12K230-O | GL12K230-I |  | 12000 | 12000 | 23 | 13 | 9.5 | 1.8 | 63 | 76 | 212386867
TURBRO | GL18K230-O | GL18K230-I |  | 18000 | 18000 | 22 | 13 | 9 | 1.8 | 56 | 66 | 212386868
BHI | BHI-12K115V-ES-US | BHI-12K115V-ES-US |  | 12000 | 12000 | 22 | 12.5 | 9 | 1.8 | 59 | 73 | 212608423
HAIER | 1U09EH2VHE* | AW09EH2VHD* |  | 9000 | 10000 | 30 | 16 | 14 | 1.8 | 65 | 59 | 206445819
HAIER | 1U12EH2VHE* | AW12EH2VHD* |  | 12000 | 14500 | 27 | 15 | 12 | 1.8 | 64 | 65 | 206389351
HAIER | 1U18EH2VHE* | AW18EH2VHD* |  | 18000 | 20000 | 23 | 13 | 11 | 1.8 | 77 | 64 | 206445820
GE Appliances | ASH109URDSE* | ASYW09URDWD* |  | 9000 | 10000 | 30 | 16 | 14 | 1.8 | 65 | 59 | 206842132
GE Appliances | ASH112URDSE* | ASYW12URDWD* |  | 12000 | 14500 | 27 | 15 | 12 | 1.8 | 64 | 65 | 206842133
GE Appliances | ASH118URDSE* | ASYW18URDWD* |  | 18000 | 20000 | 23 | 13 | 11 | 1.8 | 77 | 64 | 206842134
HAIER | 1U09EH2HE** | AW09EH2HE** |  | 9000 | 10000 | 30 | 16 | 14 | 1.9 | 78 | 106 | 212409447
HAIER | 1U12EH2HE** | AW12EH2HE** |  | 12000 | 14500 | 27.5 | 15 | 12.5 | 1.9 | 74 | 103 | 212409448
HAIER | 1U18EH2HE** | AW18EH2HE** |  | 17800 | 20000 | 23 | 13 | 12 | 1.9 | 77 | 90 | 212409449
GE Appliances | ASH109URDE** | ASYW09URDE** |  | 9000 | 10000 | 30 | 16 | 14 | 1.9 | 78 | 106 | 212409456
GE Appliances | ASH112URDE** | ASYW12URDE** |  | 12000 | 14500 | 27.5 | 15 | 12.5 | 1.9 | 74 | 103 | 212409457
GE Appliances | ASH118URDE** | ASYW18URDE** |  | 17800 | 20000 | 23 | 13 | 12 | 1.9 | 77 | 90 | 212409458
HAIER | 1U12AP2VHA | AW12ES2VHB |  | 12000 | 13000 | 23 | 12.5 | 10.2 | 1.8 | 82 | 66 | 202583711
HAIER | 1U24AP2VHA | AW24ES2VHB |  | 22000 | 27600 | 20 | 12.5 | 9.5 | 1.8 | 69 | 55 | 202583713
GE Appliances | ASH112PRDWA | ASYW12PRDWB |  | 12000 | 13000 | 23 | 12.5 | 10.2 | 1.8 | 82 | 66 | 202588311
GE Appliances | ASH124PRDWA | ASYW24PRDWB |  | 22000 | 27600 | 20 | 12.5 | 9.5 | 1.8 | 69 | 55 | 202588314
HAIER | 1U09AP2HD** | AW09AP2HD** |  | 9000 | 10000 | 23.5 | 14.5 | 9.6 | 1.8 | 58 | 85 | 211709317
HAIER | 1U12AP2HD** | AW12AP2HD** |  | 12000 | 13000 | 23 | 12.5 | 10.5 | 1.8 | 77 | 80 | 211709318
HAIER | 1U15AP2HD** | AW15AP2HD** |  | 15000 | 16000 | 21.5 | 12.5 | 9.6 | 1.8 | 73 | 89 | 211709319
HAIER | 1U18AP2HD** | AW18AP2HD** |  | 17000 | 21000 | 21 | 12.5 | 9.6 | 1.8 | 65 | 73 | 211709320
HAIER | 1U24AP2HD** | AW24AP2HD** |  | 22000 | 27600 | 20 | 12.5 | 9.6 | 1.8 | 69 | 72 | 211709321
GE Appliances | ASH109PRDB** | ASYW09PRDB** |  | 9000 | 10000 | 23.5 | 14.5 | 9.6 | 1.8 | 58 | 85 | 211709322
GE Appliances | ASH112PRDB** | ASYW12PRDB** |  | 12000 | 13000 | 23 | 12.5 | 10.5 | 1.8 | 77 | 80 | 211709323
GE Appliances | ASH115PRDB** | ASYW15PRDB** |  | 15000 | 16000 | 21.5 | 12.5 | 9.6 | 1.8 | 73 | 89 | 211709324
GE Appliances | ASH118PRDB** | ASYW18PRDB** |  | 17000 | 21000 | 21 | 12.5 | 9.6 | 1.8 | 65 | 73 | 211709325
GE Appliances | ASH124PRDB** | ASYW24PRDB** |  | 22000 | 27600 | 20 | 12.5 | 9.6 | 1.8 | 69 | 72 | 211709326
HAIER | 1U18AP2VHA | AW18ES2VHB |  | 17000 | 22000 | 21 | 12.5 | 9.5 | 1.8 | 64 | 50 | 202583710
HAIER | 1U15AP2VHA | AW15ES2VHB |  | 15000 | 16000 | 21.5 | 12.5 | 9.6 | 1.8 | 75 | 69 | 202583712
GE Appliances | ASH115PRDWA | ASYW15PRDWB |  | 15000 | 16000 | 21.5 | 12.5 | 9.6 | 1.8 | 75 | 69 | 202588312
GE Appliances | ASH118PRDWA | ASYW18PRDWB |  | 17000 | 22000 | 21 | 12.5 | 9.5 | 1.8 | 64 | 50 | 202588313
GE Appliances | ASH109PRDWA | ASYW09PRDWB |  | 9000 | 10000 | 23.5 | 14.5 | 9.5 | 1.8 | 62 | 46 | 202588310
HAIER | 1U09AP2VHA | AW09ES2VHB |  | 9000 | 10000 | 23.5 | 14.5 | 9.5 | 1.8 | 62 | 46 | 202583709
Haier | 1U24SU3ERE1 | AS24NE1HRE1 |  | 22000 | 27600 | 19.5 | 12 | 9.5 | 1.76 | 69 | 72 | 210917974
Haier | 1U18RU3ERE1 | AS18NE1HRE1 |  | 17000 | 21000 | 20.5 | 12 | 9.5 | 1.76 | 66 | 71 | 210917973
Haier | 1U12QU3ERE1 | AS12NC1HRE1 |  | 12000 | 13000 | 22.5 | 12 | 10 | 1.76 | 77 | 77 | 210917972
Bonaire | CRC7000012O | CRC7000012I |  | 12000 | 13000 | 22.5 | 12 | 10 | 1.76 | 77 | 77 | 211158653
Bonaire | CRC7000018O | CRC7000018I |  | 17000 | 21000 | 20.5 | 12 | 9.5 | 1.76 | 66 | 71 | 211158654
Bonaire | CRC7000024O | CRC7000024I |  | 22000 | 27600 | 19.5 | 12 | 9.5 | 1.76 | 69 | 72 | 211158655
Hitachi | RAC-PH24WHLAE | RAS-PH24PHLAE |  | 22000 | 25000 | 20 | 13.2 | 10.5 | 1.9 | 103 | 86 | 207200483
Hitachi | RAC-PH18WHLAE | RAS-PH18PHLAE |  | 18000 | 21600 | 20.5 | 13.5 | 10.5 | 1.9 | 116 | 106 | 207200484
Hitachi | RAC-PH12WHLAE | RAS-PH12PHLAE |  | 12000 | 14500 | 20.5 | 13 | 10.9 | 1.9 | 121 | 100 | 207200482
Hitachi | RAC-PH09WHLAE | RAS-PH09PHLAE |  | 9000 | 12000 | 20 | 13.2 | 11.2 | 1.9 | 122 | 100 | 207200481
Hitachi | RAC-SH09WHLAE | RAS-SH09RHLAE |  | 9000 | 11000 | 20.5 | 14 | 10.3 | 2.25 | 87 | 73 | 206907172
Hitachi | RAC-SH12WHLAE | RAS-SH12RHLAE |  | 12000 | 14000 | 20 | 12.5 | 10.2 | 2.25 | 87 | 71 | 206907173
Hitachi | RAC-SH24WHLAE | RAS-SH24RHLAE |  | 22000 | 25000 | 20.5 | 12.5 | 9.7 | 2.25 | 85 | 73 | 206143042
Hitachi | RAC-SH18WHLAE | RAS-SH18RHLAE |  | 18000 | 21400 | 22.5 | 12.5 | 9.2 | 2.25 | 85 | 72 | 206143041
HISENSE | AUW-12U3SS | AST-12UW3SXE**01 |  | 12000 | 12000 | 21.5 | 13.1 | 9 | 1.88 | 67 | 71 | 212621380
HISENSE | AUW-09U3SS | AST-09UW3SVE**01 |  | 9000 | 9200 | 20 | 14 | 9.3 | 2.26 | 63 | 85 | 212621379
HISENSE | AUW-24U3SA | AST-24UW3SDB**01 |  | 23400 | 25800 | 20.5 | 12.45 | 9.3 | 1.92 | 74 | 72 | 212621378
HISENSE | AUW-18U3SF | AST-18UW3SBB**00 |  | 18000 | 19000 | 22 | 13.1 | 9.6 | 2.3 | 63 | 70 | 212621377
Genie Aire | GA-09HP115V/O | GA-09HP115V/I |  | 9000 | 10000 | 21.5 | 12.5 | 9.1 | 2.16 | 63 | 70 | 212674037
Dawes | DAWES-CHD24USA | DAWES-CHD24USA |  | 23000 | 24000 | 20 | 12.5 | 9 | 1.8 | 58 | 67 | 212394363
Dawes | DAWES-CHD18USA | DAWES-CHD18USA |  | 18000 | 18000 | 22 | 13 | 9 | 1.8 | 56 | 66 | 212394362
Dawes | DAWES-CHD12USA | DAWES-CHD12USA |  | 12000 | 12000 | 23 | 13 | 9.5 | 1.8 | 63 | 76 | 212394361
DAIKIN | RXS12LVJU | FTXS12LVJU |  | 12000 | 14400 | 22.5 | 12.8 | 10.5 | 1.8 | 64 | 56 | 5265755
DAIKIN | RXS15LVJU | FTXS15LVJU |  | 15000 | 18000 | 20 | 14.4 | 10.5 | 1.8 | 66 | 56 | 5265756
DAIKIN | RXS18LVJU | FTXS18LVJU |  | 18000 | 21600 | 19.5 | 12.7 | 9 | 1.8 | 64 | 51 | 5265757
DAIKIN | RXS24LVJU | FTXS24LVJU |  | 21400 | 25400 | 19.5 | 12.5 | 9 | 1.8 | 65 | 59 | 5265758
DAIKIN | RXL15QMVJU* | FVXS15NVJU |  | 15000 | 18000 | 19.5 | 12.5 | 9.3 | 1.8 | 64 | 94 | 205663350
DAIKIN | RXL09QMVJU* | FTX09NMVJU* |  | 9000 | 10900 | 19.5 | 12.5 | 10 | 1.8 | 61 | 92 | 207776277
DAIKIN | RXL09QMVJU* | FVXS09NVJU |  | 9000 | 10100 | 19.5 | 12.5 | 9.7 | 1.8 | 61 | 99 | 207776280
DAIKIN | RXL12QMVJU9* | FVXS12NVJU |  | 10200 | 13000 | 19.5 | 12 | 9.4 | 1.8 | 64 | 98 | 207776281
DAIKIN | RXM09WVJU* | FTXM09WVJU* |  | 9000 | 11000 | 27.4 | 16.3 | 11.2 | 1.8 | 60 | 100 | 212494257
DAIKIN | RXM12WVJU* | FTXM12WVJU* |  | 12000 | 13600 | 25.2 | 13.2 | 10.7 | 1.8 | 63 | 100 | 212494258
DAIKIN | RXM18WVJU* | FTXM18WVJU* |  | 18000 | 21600 | 22.7 | 12.5 | 10 | 1.75 | 71 | 100 | 212494259
DAIKIN | RXM24WVJU* | FTXM24WVJU* |  | 21600 | 24000 | 22 | 12 | 10 | 1.8 | 67 | 98 | 212494260
DAIKIN | RXL15WMVJU* | FTX15WMVJU* |  | 15000 | 18300 | 19.5 | 12 | 10 | 1.8 | 63 | 80 | 212506077
DAIKIN | RX09WMVJU* | FFQ09W2VJU* |  | 9100 | 10000 | 19.8 | 12 | 9.4 | 1.8 | 60 | 53 | 212521702
DAIKIN | RXS09LVJU | FTXS09LVJU |  | 9000 | 12000 | 24.5 | 15.3 | 11 | 1.8 | 64 | 63 | 5265753
CENTURY | A-VMH18SV-1 | B-VMH18SV-1 |  | 18000 | 18000 | 21.5 | 12.5 | 11.3 | 1.8 | 83 | 100 | 212940816
CENTURY | A-VMH12SV-1 | B-VMH12SV-1 |  | 12000 | 12000 | 25.5 | 14 | 10.4 | 1.8 | 83 | 100 | 212940815
CENTURY | A-VMH09SV-1 | B-VMH09SV-1 |  | 9000 | 12000 | 28.1 | 16.2 | 11.5 | 2 | 79 | 88 | 212940814
CENTURY | A-VMH24SV-1 | B-VMH24SV-1 |  | 24000 | 29000 | 21.5 | 13 | 11.4 | 2.21 | 73 | 86 | 212940817
CENTURY | A-VMH06SV-1 | B-VMH06SV-1 |  | 6000 | 7000 | 26.5 | 15.8 | 13.6 | 2.1 | 121 | 107 | 212940813
ZERO | ZSOV-24HDM-US | ZEV-24HDM-US |  | 24000 | 24000 | 21.2 | 12.5 | 10.3 | 2.2 | 67 | 76 | 212928564
COVAC | MOX230-09HFN1-BS5W | MSAG11A-09HRFN1-BS5W |  | 9000 | 10000 | 21.5 | 12.5 | 9.1 | 2.16 | 63 | 70 | 213081434
RUUD | RO1HFZ15AJ2S | RIFHFZ15AJ2S |  | 14200 | 18000 | 20.3 | 12.5 | 10.7 | 1.84 | 64 | 101 | 210368081
RHEEM | ROSH09AFFHJ | RIFH09AVFJ |  | 9000 | 12000 | 26 | 16 | 11.6 | 1.9 | 63 | 112 | 10595383
RUUD | ROSH09AFFHJ | RIFH09AVFJ |  | 9000 | 12000 | 26 | 16 | 11.6 | 1.9 | 63 | 112 | 206221508
RHEEM | RO1HFZ15AJ2S | RIFHFZ15AJ2S |  | 14200 | 18000 | 20.3 | 12.5 | 10.7 | 1.84 | 64 | 101 | 210368080
RHEEM | RO1HFZ09AJ2H | RIFHFZ09AJ2S |  | 9000 | 12000 | 26 | 16 | 11.6 | 1.9 | 63 | 112 | 210368082
FUJITSU | AOU15RLFFH | AGU15RLF |  | 14200 | 18000 | 20.3 | 12.5 | 10.5 | 1.84 | 64 | 101 | 6937311
FUJITSU | AOU12RLFFH | AGU12RLF |  | 12000 | 16000 | 22.7 | 13.1 | 11 | 1.9 | 66 | 84 | 6937310
RUUD | RO1HFZ09AJ2H | RIFHFZ09AJ2S |  | 9000 | 12000 | 26 | 16 | 11.6 | 1.9 | 63 | 112 | 210368083
RHEEM | RO1HFZ12AJ2S | RIFHFZ12AJ2S |  | 12000 | 16000 | 22.7 | 13.1 | 11.2 | 1.9 | 66 | 84 | 210368078
FUJITSU | AOU15RLFF | AGU15RLF |  | 14200 | 18000 | 20.3 | 12.5 | 10.7 | 1.84 | 64 | 101 | 6936997
RUUD | RO1HFZ12AJ2S | RIFHFZ12AJ2S |  | 12000 | 16000 | 22.7 | 13.1 | 11.2 | 1.9 | 66 | 84 | 210368079
RUUD | ROSH12AFFJ | RIFH12AVFJ |  | 12000 | 16000 | 22.7 | 13.1 | 11.2 | 1.9 | 66 | 84 | 206221512
RUUD | RO1HFZ09AJ2S | RIFHFZ09AJ2S |  | 9000 | 12000 | 26 | 16 | 11.8 | 1.9 | 63 | 112 | 210368077
RUUD | UOSH12AFFJ | RIFH12AVFJ |  | 12000 | 16000 | 22.7 | 13.1 | 11.2 | 1.9 | 66 | 84 | 10595395
RHEEM | ROSH12AFFJ | RIFH12AVFJ |  | 12000 | 16000 | 22.7 | 13.1 | 11.2 | 1.9 | 66 | 84 | 10595394
FUJITSU | AOU12RLFF | AGU12RLF |  | 12000 | 16000 | 22.7 | 13.1 | 11.2 | 1.9 | 66 | 84 | 6936996
RHEEM | ROSH15AFFJ | RIFH15AVFJ |  | 14200 | 18000 | 20.3 | 12.5 | 10.7 | 1.84 | 64 | 101 | 10595396
RUUD | UOSH15AFFJ | RIFH15AVFJ |  | 14200 | 18000 | 20.3 | 12.5 | 10.7 | 1.84 | 64 | 101 | 10595397
RUUD | ROSH15AFFJ | RIFH15AVFJ |  | 14200 | 18000 | 20.3 | 12.5 | 10.7 | 1.84 | 64 | 101 | 206221513
FUJITSU | AOU9RLFFH | AGU9RLF |  | 9000 | 12000 | 26 | 16 | 11.6 | 1.9 | 63 | 112 | 6937309
FUJITSU | AOU9RLFF | AGU9RLF |  | 9000 | 12000 | 26 | 16 | 11.8 | 1.9 | 63 | 112 | 6936995
RHEEM | RO1HFZ09AJ2S | RIFHFZ09AJ2S |  | 9000 | 12000 | 26 | 16 | 11.8 | 1.9 | 63 | 112 | 210368076
RUUD | ROSH09AFFJ | RIFH09AVFJ |  | 9000 | 12000 | 26 | 16 | 11.8 | 1.9 | 63 | 112 | 206221511
RHEEM | ROSH09AFFJ | RIFH09AVFJ |  | 9000 | 12000 | 26 | 16 | 11.8 | 1.9 | 63 | 112 | 10595392
RHEEM | ROSH12AFFHJ | RIFH12AVFJ |  | 12000 | 16000 | 22.7 | 13.1 | 11 | 1.9 | 66 | 84 | 10595386
RUUD | UOSH12AFFHJ | RIFH12AVFJ |  | 12000 | 16000 | 22.7 | 13.1 | 11 | 1.9 | 66 | 84 | 10595387
RUUD | ROSH12AFFHJ | RIFH12AVFJ |  | 12000 | 16000 | 22.7 | 13.1 | 11 | 1.9 | 66 | 84 | 206221509
RHEEM | RO1HFZ12AJ2H | RIFHFZ12AJ2S |  | 12000 | 16000 | 22.7 | 13.1 | 11 | 1.9 | 66 | 84 | 210368084
RUUD | RO1HFZ12AJ2H | RIFHFZ12AJ2S |  | 12000 | 16000 | 22.7 | 13.1 | 11 | 1.9 | 66 | 84 | 210368085
RHEEM | ROSH15AFFHJ | RIFH15AVFJ |  | 14200 | 18000 | 20.3 | 12.5 | 10.5 | 1.84 | 64 | 101 | 10595389
RUUD | UOSH15AFFHJ | RIFH15AVFJ |  | 14200 | 18000 | 20.3 | 12.5 | 10.5 | 1.84 | 64 | 101 | 10595390
RUUD | ROSH15AFFHJ | RIFH15AVFJ |  | 14200 | 18000 | 20.3 | 12.5 | 10.5 | 1.84 | 64 | 101 | 206221510
RHEEM | RO1HFZ15AJ2H | RIFHFZ15AJ2S |  | 14200 | 18000 | 20.3 | 12.5 | 10.5 | 1.84 | 64 | 101 | 210368086
RUUD | RO1HFZ15AJ2H | RIFHFZ15AJ2S |  | 14200 | 18000 | 20.3 | 12.5 | 10.5 | 1.84 | 64 | 101 | 210368087
FUJITSU | AOU18RLXFWH | ASU18RLF |  | 18000 | 21600 | 20 | 13.3 | 10 | 2.18 | 68 | 88 | 8779045
RHEEM | ROSH18AHXHJ | RIWH18AVFJ |  | 18000 | 21600 | 20 | 13.3 | 10 | 2.18 | 68 | 88 | 10595377
RUUD | ROSH18AHXHJ | UIWH18AVFJ |  | 18000 | 21600 | 20 | 13.3 | 10 | 2.18 | 68 | 88 | 206221505
RHEEM | RO1HFZ18AJ2H | RIWHFZ18AJ2S |  | 18000 | 21600 | 20 | 13.3 | 10 | 2.18 | 68 | 88 | 210368088
RUUD | RO1HFZ18AJ2H | UIWHFZ18AJ2S |  | 18000 | 21600 | 20 | 13.3 | 10 | 2.18 | 68 | 88 | 210368089
FUJITSU | AOU24RLXFWH | ASU24RLF |  | 22000 | 25200 | 19.5 | 12.5 | 10.5 | 2.04 | 71 | 92 | 8779046
RHEEM | ROSH24AHXHJ | RIWH24AVFJ |  | 22000 | 25200 | 19.5 | 12.5 | 10.5 | 2.04 | 71 | 92 | 10595379
RUUD | ROSH24AHXHJ | UIWH24AVFJ |  | 22000 | 25200 | 19.5 | 12.5 | 10.5 | 2.04 | 71 | 92 | 206221506
RHEEM | RO1HFZ24AJ2H | RIWHFZ24AJ2S |  | 22000 | 25200 | 19.5 | 12.5 | 10.5 | 2.04 | 71 | 92 | 210368090
RUUD | RO1HFZ24AJ2H | UIWHFZ24AJ2S |  | 22000 | 25200 | 19.5 | 12.5 | 10.5 | 2.04 | 71 | 92 | 210368091
RHEEM | ROSH30AHXHJ | RIWH30AVFJ |  | 30000 | 32000 | 18.7 | 12.5 | 10 | 2.02 | 59 | 95 | 10595381
FUJITSU | AOU30RLXEH | ASU30RLE |  | 30000 | 32000 | 18.7 | 12.5 | 10 | 2.02 | 59 | 95 | 8912454
RUUD | UOSH30AHXHJ | UIWH30AVFJ |  | 30000 | 32000 | 18.7 | 12.5 | 10 | 2.02 | 59 | 95 | 10595382
RUUD | ROSH30AHXHJ | UIWH30AVFJ |  | 30000 | 32000 | 18.7 | 12.5 | 10 | 2.02 | 59 | 95 | 206221507
RHEEM | RO1HFZ30AJ2H | RIWHFZ30AJ2S |  | 30000 | 32000 | 18.7 | 12.5 | 10 | 2.02 | 59 | 95 | 210368092
FUJITSU | AOU18RGLX | AUU18RGLX |  | 18000 | 21000 | 22 | 13.4 | 10.5 | 2.32 | 59 | 86 | 202195106
RUUD | RO1HFZ30AJ2H | UIWHFZ30AJ2S |  | 30000 | 32000 | 18.7 | 12.5 | 10 | 2.02 | 59 | 95 | 210368093
RHEEM | ROSH18VGSN | RICH18AXCJ |  | 18000 | 21000 | 22 | 13.4 | 10.5 | 2.32 | 59 | 86 | 202244046
RUUD | ROSH18VGSN | RICH18AXCJ |  | 18000 | 21000 | 22 | 13.4 | 10.5 | 2.32 | 59 | 86 | 206221538
RHEEM | ROSH24VGSN | RICH24AXCJ |  | 24000 | 27000 | 20.8 | 12.8 | 10.1 | 2.04 | 61 | 86 | 202244731
FUJITSU | AOU24RGLX | AUU24RGLX |  | 24000 | 27000 | 20.8 | 12.8 | 10.1 | 2.04 | 61 | 86 | 202208444
RUUD | ROSH24VGSN | RICH24AXCJ |  | 24000 | 27000 | 20.8 | 12.8 | 10.1 | 2.04 | 61 | 86 | 206221539
RHEEM | RP1724HJVXA | RICH24AXCJ |  | 24000 | 27000 | 20.8 | 12.8 | 10.1 | 2.04 | 61 | 86 | 210839352
RUUD | RP1724HJVXA | RICH24AXCJ |  | 24000 | 27000 | 20.8 | 12.8 | 10.1 | 2.04 | 61 | 86 | 210839354
FUJITSU | AOUG09LZAS1 | ASUG09LZAS |  | 9000 | 12000 | 33.1 | 18 | 13.4 | 2.14 | 62 | 128 | 204740066
FUJITSU | AOUG09LZAH1 | ASUG09LZAS |  | 9000 | 12000 | 33.1 | 18 | 13.3 | 2 | 62 | 128 | 204740067
FUJITSU | AOUG12LZAS1 | ASUG12LZAS |  | 12000 | 16000 | 29.4 | 15.2 | 12.9 | 2.32 | 63 | 104 | 204740068
FUJITSU | AOUG12LZAH1 | ASUG12LZAS |  | 12000 | 16000 | 29.4 | 15.2 | 12.7 | 2.16 | 63 | 104 | 204740069
FUJITSU | AOUG15LZAS1 | ASUG15LZAS |  | 14500 | 18000 | 25.3 | 13.9 | 12.8 | 2.52 | 62 | 97 | 204740070
FUJITSU | AOUG09LMAS1 | ASUG09LMAS |  | 9000 | 12000 | 26.5 | 14.3 | 11.5 | 0.01 | 62 | 538 | 204752937
RHEEM | ROSH09BFWJ | RIWH09BVFJ |  | 9000 | 12000 | 26.5 | 14.3 | 11.5 | 0.01 | 62 | 538 | 207131760
FUJITSU | AOUG15LZAH1 | ASUG15LZAS |  | 14500 | 18000 | 25.3 | 13.9 | 12.7 | 2.34 | 62 | 97 | 204740071
RUUD | ROSH09BFWJ | UIWH09BVFJ |  | 9000 | 12000 | 26.5 | 14.3 | 11.5 | 0.01 | 62 | 538 | 207141968
RHEEM | ROSH12BFWJ | RIWH12BVFJ |  | 12000 | 16000 | 23 | 12.5 | 11.1 | 0.01 | 64 | 403 | 207131762
RUUD | ROSH12BFWJ | UIWH12BVFJ |  | 12000 | 16000 | 23 | 12.5 | 11.1 | 0.01 | 64 | 403 | 207141969
FUJITSU | AOUG12LMAS1 | ASUG12LMAS |  | 12000 | 16000 | 23 | 12.5 | 11.1 | 0.01 | 64 | 403 | 204752938
FUJITSU | AOUH09LMAH1 | ASUH09LMAS |  | 9000 | 12000 | 26.5 | 15.4 | 12.3 | 2 | 62 | 78 | 206263449
RHEEM | RO1HHZ09AJ2H | RIWHHZ09AJ2S |  | 9000 | 12000 | 26.5 | 15.4 | 12.3 | 2 | 62 | 78 | 210368094
RUUD | RO1HHZ09AJ2H | UIWHHZ09AJ2S |  | 9000 | 12000 | 26.5 | 15.4 | 12.3 | 2 | 62 | 78 | 210368095
FUJITSU | AOUH12LMAH1 | ASUH12LMAS |  | 12000 | 16000 | 23 | 12.5 | 11.2 | 2.18 | 64 | 64 | 206263450
RHEEM | RO1HHZ12AJ2H | RIWHHZ12AJ2S |  | 12000 | 16000 | 23 | 12.5 | 11.2 | 2.18 | 64 | 64 | 210368096
RUUD | RO1HHZ12AJ2H | UIWHHZ12AJ2S |  | 12000 | 16000 | 23 | 12.5 | 11.2 | 2.18 | 64 | 64 | 210368097
FUJITSU | AOUH09LUAS1 | ACUH09LUAS1 |  | 9000 | 12000 | 23.5 | 13.6 | 11.8 | 2.22 | 65 | 84 | 206579743
RHEEM | RO1HHZ09AJ8S | RICHHZ09AJ8S |  | 9000 | 12000 | 23.5 | 13.6 | 11.8 | 2.22 | 65 | 84 | 210824705
RUUD | RO1HHZ09AJ8S | RICHHZ09AJ8S |  | 9000 | 12000 | 23.5 | 13.6 | 11.8 | 2.22 | 65 | 84 | 210824709
RHEEM | RO1HHZ18AJ8S | RICHHZ18AJ8S |  | 17100 | 21600 | 21.5 | 12.5 | 11.2 | 2.2 | 68 | 79 | 210824718
RHEEM | RO1HHZ12AJ8S | RICHHZ12AJ8S |  | 12000 | 16000 | 23 | 12.8 | 11.3 | 2.02 | 67 | 97 | 210824712
RUUD | RO1HHZ18AJ8S | RICHHZ18AJ8S |  | 17100 | 21600 | 21.5 | 12.5 | 11.2 | 2.2 | 68 | 79 | 210824720
RUUD | RO1HHZ12AJ8S | RICHHZ12AJ8S |  | 12000 | 16000 | 23 | 12.8 | 11.3 | 2.02 | 67 | 97 | 210824714
FUJITSU | AOUH12LUAS1 | ACUH12LUAS1 |  | 12000 | 16000 | 23 | 12.8 | 11.3 | 2.02 | 67 | 97 | 206579744
FUJITSU | AOUH18LUAS1 | ACUH18LUAS1 |  | 17100 | 21600 | 21.5 | 12.5 | 11.2 | 2.2 | 68 | 79 | 206579745
RHEEM | RO1HGZ09AJ1S | RIWHGZ09AJ1S |  | 9000 | 12000 | 33.1 | 18 | 13.4 | 2.14 | 62 | 128 | 210368098
RUUD | RO1HGZ09AJ1S | UIWHGZ09AJ1S |  | 9000 | 12000 | 33.1 | 18 | 13.4 | 2.14 | 62 | 128 | 210368099
FUJITSU | AOUG09LZAS1 | ASUG09LZBS |  | 9000 | 12000 | 33.1 | 18 | 13.4 | 2.14 | 62 | 128 | 206597208
FUJITSU | AOUG09LZAH1 | ASUG09LZBS |  | 9000 | 12000 | 33.1 | 18 | 13.3 | 2 | 62 | 128 | 206597209
RHEEM | RO1HGZ09AJ1H | RIWHGZ09AJ1S |  | 9000 | 12000 | 33.1 | 18 | 13.3 | 2 | 62 | 128 | 210368100
RUUD | RO1HGZ09AJ1H | UIWHGZ09AJ1S |  | 9000 | 12000 | 33.1 | 18 | 13.3 | 2 | 62 | 128 | 210368101
RHEEM | RO1HGZ12AJ1S | RIWHGZ12AJ1S |  | 12000 | 16000 | 29.4 | 15.2 | 12.9 | 2.32 | 63 | 104 | 210368102
RUUD | RO1HGZ12AJ1S | UIWHGZ12AJ1S |  | 12000 | 16000 | 29.4 | 15.2 | 12.9 | 2.32 | 63 | 104 | 210368103
FUJITSU | AOUG12LZAS1 | ASUG12LZBS |  | 12000 | 16000 | 29.4 | 15.2 | 12.9 | 2.32 | 63 | 104 | 206597210
FUJITSU | AOUG12LZAH1 | ASUG12LZBS |  | 12000 | 16000 | 29.4 | 15.2 | 12.7 | 2.16 | 63 | 104 | 206597211
RHEEM | RO1HGZ12AJ1H | RIWHGZ12AJ1S |  | 12000 | 16000 | 29.4 | 15.2 | 12.7 | 2.16 | 63 | 104 | 210368104
RUUD | RO1HGZ12AJ1H | UIWHGZ12AJ1S |  | 12000 | 16000 | 29.4 | 15.2 | 12.7 | 2.16 | 63 | 104 | 210368105
RHEEM | RO1HGZ15AJ1S | RIWHGZ15AJ1S |  | 14500 | 18000 | 25.3 | 13.9 | 12.8 | 2.52 | 62 | 97 | 210368106
RUUD | RO1HGZ15AJ1S | UIWHGZ15AJ1S |  | 14500 | 18000 | 25.3 | 13.9 | 12.8 | 2.52 | 62 | 97 | 210368107
FUJITSU | AOUG15LZAS1 | ASUG15LZBS |  | 14500 | 18000 | 25.3 | 13.9 | 12.8 | 2.52 | 62 | 97 | 206597212
RHEEM | RO1HGZ15AJ1H | RIWHGZ15AJ1S |  | 14500 | 18000 | 25.3 | 13.9 | 12.7 | 2.34 | 62 | 97 | 210368108
RUUD | RO1HGZ15AJ1H | UIWHGZ15AJ1S |  | 14500 | 18000 | 25.3 | 13.9 | 12.7 | 2.34 | 62 | 97 | 210368109
FUJITSU | AOUG15LZAH1 | ASUG15LZBS |  | 14500 | 18000 | 25.3 | 13.9 | 12.7 | 2.34 | 62 | 97 | 206597213
RHEEM | RO1HHZ18AJ2S | RIWHHZ18AJ2S |  | 18000 | 21600 | 21.1 | 13 | 11.5 | 2 | 63 | 100 | 210368114
RUUD | RO1HHZ18AJ2S | UIWHHZ18AJ2S |  | 18000 | 21600 | 21.1 | 13 | 11.5 | 2 | 63 | 100 | 210368115
FUJITSU | AOUH18LMAS1 | ASUH18LMAS |  | 18000 | 21600 | 21.1 | 13 | 11.5 | 2 | 63 | 100 | 206913027
RHEEM | RO1HHZ24AJ2S | RIWHHZ24AJ2S |  | 22000 | 25200 | 22.5 | 12.5 | 11.4 | 2.04 | 62 | 99 | 210368116
RUUD | RO1HHZ24AJ2S | UIWHHZ24AJ2S |  | 22000 | 25200 | 22.5 | 12.5 | 11.4 | 2.04 | 62 | 99 | 210368117
FUJITSU | AOUH24LMAS1 | ASUH24LMAS |  | 22000 | 25200 | 22.5 | 12.5 | 11.4 | 2.04 | 62 | 99 | 206913028
FUJITSU | AOUH09LEAS1 | ASUH09LMAS |  | 9000 | 10900 | 21.3 | 12.5 | 10 | 1.96 | 61 | 74 | 207454671
FUJITSU | AOUH09LMAS1 | ASUH09LMAS |  | 9000 | 12000 | 26.5 | 14.3 | 12.6 | 2.36 | 62 | 84 | 207615688
RHEEM | RO1HHZ09AJ2S | RIWHHZ09AJ2S |  | 9000 | 12000 | 26.5 | 14.3 | 12.6 | 2.36 | 62 | 84 | 210368126
RUUD | RO1HHZ09AJ2S | UIWHHZ09AJ2S |  | 9000 | 12000 | 26.5 | 14.3 | 12.6 | 2.36 | 62 | 84 | 210368127
FUJITSU | AOUH12LMAS1 | ASUH12LMAS |  | 12000 | 14500 | 23 | 12.5 | 11.1 | 2.36 | 61 | 71 | 207615689
RHEEM | RO1HHZ12AJ2S | RIWHHZ12AJ2S |  | 12000 | 14500 | 23 | 12.5 | 11.1 | 2.36 | 61 | 71 | 210368128
RUUD | RO1HHZ12AJ2S | UIWHHZ12AJ2S |  | 12000 | 14500 | 23 | 12.5 | 11.1 | 2.36 | 61 | 71 | 210368129
FUJITSU | AOUH30LUAH1 | AUUH30LUAS |  | 28600 | 32000 | 22 | 13.5 | 11 | 1.76 | 61 | 103 | 207657379
FUJITSU | AOUH12LMBH1 | ASUH12LMAS |  | 12000 | 14000 | 23 | 12.5 | 11 | 2.18 | 61 | 74 | 210191037
FUJITSU | AOUH12LMBS1 | ASUH12LMAS |  | 12000 | 14000 | 23 | 12.5 | 11.1 | 2.36 | 61 | 74 | 210191038
FUJITSU | AOUH24LUAS1 | AUUH24LUAS |  | 24000 | 27000 | 23 | 12.6 | 11 | 2.12 | 67 | 87 | 211078831
RHEEM | RO1HHZ24AJ8S | RIGHHZ24AJ8S |  | 24000 | 27000 | 23 | 12.6 | 11 | 2.12 | 67 | 87 | 211781744
RUUD | RO1HHZ24AJ8S | RIGHHZ24AJ8S |  | 24000 | 27000 | 23 | 12.6 | 11 | 2.12 | 67 | 87 | 211781761
FUJITSU | AOUH24LUAS1 | ABUH24LUAS |  | 24000 | 27000 | 21.5 | 12.3 | 10.5 | 2.08 | 65 | 87 | 211078836
RHEEM | RO1HHZ24AJ8S | RISHHZ24AJ8S |  | 24000 | 27000 | 21.5 | 12.3 | 10.5 | 2.08 | 65 | 87 | 211781748
RUUD | RO1HHZ24AJ8S | RISHHZ24AJ8S |  | 24000 | 27000 | 21.5 | 12.3 | 10.5 | 2.08 | 65 | 87 | 211781765
FUJITSU | AOUH18LUAS1 | ABUH18LUAS |  | 18000 | 21600 | 22.5 | 12.5 | 10.6 | 2.22 | 73 | 78 | 211078843
RHEEM | RO1HHZ18AJ8S | RISHHZ18AJ8S |  | 18000 | 21600 | 22.5 | 12.5 | 10.6 | 2.22 | 73 | 78 | 211781747
RUUD | RO1HHZ18AJ8S | RISHHZ18AJ8S |  | 18000 | 21600 | 22.5 | 12.5 | 10.6 | 2.22 | 73 | 78 | 211781764
RHEEM | RO1HHZ18AJ8S | RIGHHZ18AJ8S |  | 18000 | 21600 | 23.5 | 13 | 11.2 | 2.24 | 70 | 78 | 211781743
FUJITSU | AOUH18LUAS1 | AUUH18LUAS |  | 18000 | 21600 | 23.5 | 13 | 11.2 | 2.24 | 70 | 78 | 211078844
RUUD | RO1HHZ18AJ8S | RIGHHZ18AJ8S |  | 18000 | 21600 | 23.5 | 13 | 11.2 | 2.24 | 70 | 78 | 211781760
RHEEM | RO1HHZ09AJ3S | RIWHHZ09AJ3S |  | 9000 | 10000 | 20 | 12.5 | 10.5 | 0.01 | 62 | 645 | 210368112
RUUD | RO1HHZ09AJ3S | UIWHHZ09AJ3S |  | 9000 | 10000 | 20 | 12.5 | 10.5 | 0.01 | 62 | 645 | 210368113
FUJITSU | AOUH09LPAS1 | ASUH09LPAS |  | 9000 | 10000 | 20 | 12.5 | 10.5 | 0.01 | 62 | 645 | 206909902
GREE | GWH12AGCXD-D3DNA1A/O | GWH12AFCXD-D3DN***/I |  | 12000 | 12000 | 24 | 12.5 | 9 | 1.85 | 58 | 73 | 209248922
ACD | PUD12KCH24S-O | PUD12KCH24S-I |  | 12000 | 12000 | 24 | 12.5 | 9 | 1.85 | 58 | 73 | 210534143
KINGHOME | KW12HQ25SDO | KW12HQ25SDI |  | 12000 | 12000 | 24 | 12.5 | 9 | 1.85 | 58 | 73 | 209847247
Orient Care | OU12M410AGS30 | ODW12MAGSW30 |  | 12000 | 12000 | 23.1 | 13 | 10.8 | 2.41 | 83 | 70 | 212920502
Orient Care | OU18M410AGS30 | ODW18MAGSW30 |  | 18000 | 18000 | 24 | 13.5 | 10.5 | 2.44 | 78 | 71 | 212920503
Orient Care | OU12M410AGS15 | ODW12MAGSW15 |  | 12000 | 12000 | 22.7 | 12.5 | 10.4 | 2.06 | 74 | 56 | 212920501
MOOVAIR | DMB09HOS42230E8 | DMB09HIW42230E8 |  | 9000 | 12000 | 29 | 16.5 | 22 | 1.86 | 95 | 113 | 213088009
PIONEER | YN024GMFI22RPE | CB024GMFILCFHE |  | 24000 | 25000 | 21.5 | 12.5 | 9.7 | 2.2 | 76 | 74 | 213088012
MOOVAIR | DMB12HOS42230E8 | DMB12HIW42230E8 |  | 12000 | 12000 | 27.5 | 14.3 | 14.5 | 1.86 | 95 | 113 | 213088010
DIAL | SZHW12WW230BAJ | SZHW12NW230BAJ |  | 12000 | 12000 | 21 | 13 | 9 | 2.05 | 63 | 53 | 213088023
DIAL | 12000Z-22S-230-O | 12000Z-22S-230-I |  | 12000 | 12000 | 21 | 13 | 9 | 2.05 | 63 | 53 | 213088025
DIAL | 12000-22S-115-O | 12000-22S-115-I |  | 12000 | 12000 | 21.7 | 12.5 | 9 | 1.75 | 63 | 70 | 213088031
Clima Smart | MCH12-CS-S23-230V-O | MCH12-CS-S23-230V-I |  | 12000 | 12000 | 23 | 13 | 9.5 | 1.8 | 63 | 76 | 213148996
KANIONco | KWSM-06IR410AHS26.5ODU | KWSM-06IR410AHS26.5IDU |  | 6000 | 7000 | 26.5 | 15.8 | 13.6 | 2.1 | 121 | 107 | 213160460
KANIONco | KWSM-09IR410AHS28.1ODU | KWSM-09IR410AHS28.1IDU |  | 9000 | 12000 | 28.1 | 16.2 | 11.5 | 2 | 79 | 88 | 213160461
KANIONco | KWSM-12IR410AHS25.5ODU | KWSM-12IR410AHS25.5IDU |  | 12000 | 12000 | 25.5 | 14 | 10.4 | 1.8 | 83 | 100 | 213160462
KANIONco | KWSM-18IR410AHS21.5ODU | KWSM-18IR410AHS21.5IDU |  | 18000 | 18000 | 21.5 | 12.5 | 11.3 | 1.8 | 83 | 100 | 213160463
KANIONco | KWSM-24IR410AHS21.5ODU | KWSM-24IR410AHS21.5IDU |  | 24000 | 29000 | 21.5 | 13 | 11.4 | 2.21 | 73 | 86 | 213160464
TOSHIBA CARRIER | RAV-SP362AT2P-UL | RAV-SM362CTP-UL |  | 36000 | 40000 | 22.4 | 12.1 | 11.1 | 2.39 | 65 | 74 | 208447328
TOSHIBA CARRIER | RAV-SP362AT2P-UL | RAV-SM362UTP-UL |  | 36000 | 40000 | 24.3 | 13.4 | 11.1 | 2.47 | 64 | 75 | 208447327
TOSHIBA CARRIER | RAV-SP302AT2P-UL | RAV-SM302CTP-UL |  | 30000 | 34000 | 22 | 13 | 10.4 | 2.28 | 62 | 71 | 208447325
TOSHIBA CARRIER | RAV-SP302AT2P-UL | RAV-SM302UTP-UL |  | 30000 | 34000 | 23.7 | 14 | 11.2 | 2.51 | 61 | 71 | 208447324
TOSHIBA CARRIER | RAV-SP242AT2P-UL | RAV-SM242CTP-UL |  | 24000 | 27000 | 23.2 | 12.7 | 10.4 | 2.3 | 63 | 71 | 208447322
TOSHIBA CARRIER | RAV-SP182AT2P-UL | RAV-SM182UTP-UL |  | 18000 | 20000 | 25.5 | 13.5 | 11.3 | 2.45 | 63 | 71 | 208447319
TOSHIBA CARRIER | RAV-SP422AT2P-UL | RAV-SM422UTP-UL |  | 42000 | 47000 | 22.6 | 12 | 10.2 | 2.1 | 66 | 71 | 208429508
TOSHIBA CARRIER | RAV-SP302AT2P-UL | RAV-SM302KRTP-UL |  | 30000 | 34000 | 23.6 | 13.1 | 9.5 | 2.16 | 57 | 75 | 208429506
TOSHIBA CARRIER | RAV-SP242AT2P-UL | RAV-SM242UTP-UL |  | 24000 | 27000 | 23.7 | 13 | 10.7 | 2.22 | 68 | 71 | 208429505
TOSHIBA CARRIER | RAV-SP182AT2P-UL | RAV-SM182KRTP-UL |  | 18000 | 20000 | 23.8 | 12 | 10.3 | 2.27 | 65 | 73 | 208429504
TOSHIBA CARRIER | RAV-SP122AT2P-UL | RAV-SM122KRTP-UL |  | 12000 | 14000 | 25.2 | 15.7 | 11.1 | 2.5 | 61 | 71 | 208429503
DUOHOME | DOX230-09HFN1-BS5W | DSAG11A-09HRFN1-BS5W |  | 9000 | 10000 | 21.5 | 12.5 | 9.1 | 2.16 | 63 | 70 | 213199197
MDV | MOX230-09HFN1-MW5W-L | MSEPB-06HRFN1-MY5W |  | 6000 | 7000 | 26.5 | 15.8 | 13.6 | 2.1 | 121 | 107 | 213199198
LENNOX | MPC009S4S-1P | MWMC006S4-2P |  | 6000 | 7000 | 26.5 | 15.8 | 13.6 | 2.1 | 121 | 107 | 213199199
DAY & NIGHT | DLCPRBH12AAK | DLFPHAH12XAK |  | 12000 | 12000 | 24 | 12.5 | 10.5 | 1.8 | 87 | 100 | 213214849
DAY & NIGHT | DLCPRBH18AAK | DLFPHAH18XAK |  | 18000 | 20000 | 23.5 | 13.5 | 13.5 | 1.8 | 101 | 105 | 213214850
HEIL | DLCPRBH09AAK | DLFPHAH09XAK |  | 9000 | 12000 | 25.5 | 14.4 | 15 | 1.8 | 87 | 100 | 213214851
HEIL | DLCPRBH12AAK | DLFPHAH12XAK |  | 12000 | 12000 | 24 | 12.5 | 10.5 | 1.8 | 87 | 100 | 213214852
HEIL | DLCPRBH18AAK | DLFPHAH18XAK |  | 18000 | 20000 | 23.5 | 13.5 | 13.5 | 1.8 | 101 | 105 | 213214853
KEEPRITE | DLCPRBH09AAK | DLFPHAH09XAK |  | 9000 | 12000 | 25.5 | 14.4 | 15 | 1.8 | 87 | 100 | 213214854
KEEPRITE | DLCPRBH12AAK | DLFPHAH12XAK |  | 12000 | 12000 | 24 | 12.5 | 10.5 | 1.8 | 87 | 100 | 213214855
KEEPRITE | DLCPRBH18AAK | DLFPHAH18XAK |  | 18000 | 20000 | 23.5 | 13.5 | 13.5 | 1.8 | 101 | 105 | 213214856
KENMORE | DLCPRBH09AAK | DLFPHAH09XAK |  | 9000 | 12000 | 25.5 | 14.4 | 15 | 1.8 | 87 | 100 | 213214857
KENMORE | DLCPRBH12AAK | DLFPHAH12XAK |  | 12000 | 12000 | 24 | 12.5 | 10.5 | 1.8 | 87 | 100 | 213214858
KENMORE | DLCPRBH18AAK | DLFPHAH18XAK |  | 18000 | 20000 | 23.5 | 13.5 | 13.5 | 1.8 | 101 | 105 | 213214859
MIDEA | DLCPRBH12AAK | DLFPHAH12XAK |  | 12000 | 12000 | 24 | 12.5 | 10.5 | 1.8 | 87 | 100 | 213214861
MIDEA | DLCPRBH09AAK | DLFPHAH09XAK |  | 9000 | 12000 | 25.5 | 14.4 | 15 | 1.8 | 87 | 100 | 213214860
MIDEA | DLCPRBH18AAK | DLFPHAH18XAK |  | 18000 | 20000 | 23.5 | 13.5 | 13.5 | 1.8 | 101 | 105 | 213214862
TEMPSTAR | DLCPRBH09AAK | DLFPHAH09XAK |  | 9000 | 12000 | 25.5 | 14.4 | 15 | 1.8 | 87 | 100 | 213214863
TEMPSTAR | DLCPRBH12AAK | DLFPHAH12XAK |  | 12000 | 12000 | 24 | 12.5 | 10.5 | 1.8 | 87 | 100 | 213214864
TEMPSTAR | DLCPRBH18AAK | DLFPHAH18XAK |  | 18000 | 20000 | 23.5 | 13.5 | 13.5 | 1.8 | 101 | 105 | 213214865
SMART COMFORT | DLCPRBH09AAK | DLFPHAH09XAK |  | 9000 | 12000 | 25.5 | 14.4 | 15 | 1.8 | 87 | 100 | 213214866
SMART COMFORT | DLCPRBH12AAK | DLFPHAH12XAK |  | 12000 | 12000 | 24 | 12.5 | 10.5 | 1.8 | 87 | 100 | 213214867
SMART COMFORT | DLCPRBH18AAK | DLFPHAH18XAK |  | 18000 | 20000 | 23.5 | 13.5 | 13.5 | 1.8 | 101 | 105 | 213214868
AIRQUEST | DLCPRBH09AAK | DLFPHAH09XAK |  | 9000 | 12000 | 25.5 | 14.4 | 15 | 1.8 | 87 | 100 | 213214869
AIRQUEST | DLCPRBH12AAK | DLFPHAH12XAK |  | 12000 | 12000 | 24 | 12.5 | 10.5 | 1.8 | 87 | 100 | 213214870
AIRQUEST | DLCPRBH18AAK | DLFPHAH18XAK |  | 18000 | 20000 | 23.5 | 13.5 | 13.5 | 1.8 | 101 | 105 | 213214871
LPS Legacy | DLCPRBH09AAK | DLFPHAH09XAK |  | 9000 | 12000 | 25.5 | 14.4 | 15 | 1.8 | 87 | 100 | 213214872
LPS Legacy | DLCPRBH12AAK | DLFPHAH12XAK |  | 12000 | 12000 | 24 | 12.5 | 10.5 | 1.8 | 87 | 100 | 213214873
LPS Legacy | DLCPRBH18AAK | DLFPHAH18XAK |  | 18000 | 20000 | 23.5 | 13.5 | 13.5 | 1.8 | 101 | 105 | 213214874
LPS Legacy | DLCPRAH09AAK | DLFPHAH09XAK |  | 9000 | 10000 | 26 | 15 | 12.5 | 1.75 | 72 | 120 | 211756536
LPS Legacy | DLCPRAH12AAK | DLFPHAH12XAK |  | 12000 | 12000 | 24 | 13.5 | 9.5 | 1.75 | 57 | 100 | 211756537
QUEBEC VAIR | NE-T52-QVAIR12E | NE-T52-QVAIR12I |  | 12000 | 12000 | 23.1 | 12.5 | 9.3 | 2.24 | 68 | 68 | 213215914
QUEBEC VAIR | NE-T52-QVAIR18E | NE-T52-QVAIR18I |  | 18000 | 18000 | 23.7 | 13.5 | 10.3 | 2.39 | 78 | 69 | 213215916
MDV | MOCA30-09HFN1-MZA5W | MSOP1B-09HRFN1-MZA5W |  | 9000 | 10000 | 26 | 15 | 12.5 | 1.75 | 72 | 120 | 200059281
PAYNE | 38MPRAQ09AA3 | DHMPHAQ09XA3 |  | 9000 | 10000 | 26 | 15 | 12.5 | 1.75 | 72 | 120 | 201753410
MIDEA | 38MPRAQ09AA3 | DHMPHAQ09XA3 |  | 9000 | 10000 | 26 | 15 | 12.5 | 1.75 | 72 | 120 | 201753970
CARRIER | 38MPRAQ09AA3 | 40MPHAQ09XA3 |  | 9000 | 10000 | 26 | 15 | 12.5 | 1.75 | 72 | 120 | 201753408
BRYANT | 38MPRAQ09AA3 | 619PHAQ09XA3 |  | 9000 | 10000 | 26 | 15 | 12.5 | 1.75 | 72 | 120 | 201753409
MDV | MOCA30-12HFN1-MZ50W | MSOP1B-12HRFN1-MZ50W |  | 12000 | 12000 | 24 | 13.5 | 9.5 | 1.75 | 57 | 100 | 200059283
AIR MAX | AWAOC12-C2 | AWAOE12-C2 |  | 12000 | 12000 | 24 | 13.5 | 9.5 | 1.75 | 57 | 100 | 204520287
PIONEER | YN012GMFI32RPD | WP012GMFI32HLD |  | 12000 | 12000 | 24 | 13.5 | 9.5 | 1.75 | 57 | 100 | 203160563
MIDEA | 38MPRAQ12AA3 | DHMPHAQ12XA3 |  | 12000 | 12000 | 24 | 13.5 | 9.5 | 1.75 | 57 | 100 | 201753971
PAYNE | 38MPRAQ12AA3 | DHMPHAQ12XA3 |  | 12000 | 12000 | 24 | 13.5 | 9.5 | 1.75 | 57 | 100 | 201753413
CARRIER | 38MPRAQ12AA3 | 40MPHAQ12XA3 |  | 12000 | 12000 | 24 | 13.5 | 9.5 | 1.75 | 57 | 100 | 201753411
BRYANT | 38MPRAQ12AA3 | 619PHAQ12XA3 |  | 12000 | 12000 | 24 | 13.5 | 9.5 | 1.75 | 57 | 100 | 201753412
MDV | MOCA30-09HFN1-MZA5W | CMSOP1B-09HRFN1-MZA5W |  | 9000 | 10000 | 26 | 15 | 12.5 | 1.75 | 72 | 120 | 200059329
MDV | MOCA30-12HFN1-MZ50W | CMSOP1B-12HRFN1-MZ50W |  | 12000 | 12000 | 24 | 13.5 | 9.5 | 1.75 | 57 | 100 | 200059331
KEEPRITE | DLCPRAH09AAK | DLFPHAH09XAK |  | 9000 | 10000 | 26 | 15 | 12.5 | 1.75 | 72 | 120 | 201835652
KENMORE | DLCPRAH09AAK | DLFPHAH09XAK |  | 9000 | 10000 | 26 | 15 | 12.5 | 1.75 | 72 | 120 | 201835749
COMFORTMAKER | DLCPRAH09AAK | DLFPHAH09XAK |  | 9000 | 10000 | 26 | 15 | 12.5 | 1.75 | 72 | 120 | 201835554
HEIL | DLCPRAH12AAK | DLFPHAH12XAK |  | 12000 | 12000 | 24 | 13.5 | 9.5 | 1.75 | 57 | 100 | 201835654
TEMPSTAR | DLCPRAH09AAK | DLFPHAH09XAK |  | 9000 | 10000 | 26 | 15 | 12.5 | 1.75 | 72 | 120 | 201835748
KEEPRITE | DLCPRAH12AAK | DLFPHAH12XAK |  | 12000 | 12000 | 24 | 13.5 | 9.5 | 1.75 | 57 | 100 | 201835655
MIDEA | DLCPRAH09AAK | DLFPHAH09XAK |  | 9000 | 10000 | 26 | 15 | 12.5 | 1.75 | 72 | 120 | 201753972
TEMPSTAR | DLCPRAH12AAK | DLFPHAH12XAK |  | 12000 | 12000 | 24 | 13.5 | 9.5 | 1.75 | 57 | 100 | 201835750
HEIL | DLCPRAH09AAK | DLFPHAH09XAK |  | 9000 | 10000 | 26 | 15 | 12.5 | 1.75 | 72 | 120 | 201835653
DAY & NIGHT | DLCPRAH09AAK | DLFPHAH09XAK |  | 9000 | 10000 | 26 | 15 | 12.5 | 1.75 | 72 | 120 | 201835602
SMART COMFORT | DLCPRAH09AAK | DLFPHAH09XAK |  | 9000 | 10000 | 26 | 15 | 12.5 | 1.75 | 72 | 120 | 202119253
KENMORE | DLCPRAH12AAK | DLFPHAH12XAK |  | 12000 | 12000 | 24 | 13.5 | 9.5 | 1.75 | 57 | 100 | 201835751
DAY & NIGHT | DLCPRAH12AAK | DLFPHAH12XAK |  | 12000 | 12000 | 24 | 13.5 | 9.5 | 1.75 | 57 | 100 | 201835603
SMART COMFORT | DLCPRAH12AAK | DLFPHAH12XAK |  | 12000 | 12000 | 24 | 13.5 | 9.5 | 1.75 | 57 | 100 | 202119254
ARCOAIRE | DLCPRAH09AAK | DLFPHAH09XAK |  | 9000 | 10000 | 26 | 15 | 12.5 | 1.75 | 72 | 120 | 201835506
MIDEA | DLCPRAH12AAK | DLFPHAH12XAK |  | 12000 | 12000 | 24 | 13.5 | 9.5 | 1.75 | 57 | 100 | 201755033
COMFORTMAKER | DLCPRAH12AAK | DLFPHAH12XAK |  | 12000 | 12000 | 24 | 13.5 | 9.5 | 1.75 | 57 | 100 | 201835555
ARCOAIRE | DLCPRAH12AAK | DLFPHAH12XAK |  | 12000 | 12000 | 24 | 13.5 | 9.5 | 1.75 | 57 | 100 | 201835507
MDV | MOX430-09HFN1-MZG5W | MSOP1B-09HRFN1-MZA5W |  | 9000 | 12000 | 25.5 | 14.4 | 15 | 1.8 | 87 | 100 | 213214824
MDV | MOX430-12HFN1-MZ60W | MSOP1B-12HRFN1-MZ50W |  | 12000 | 12000 | 24 | 12.5 | 10.5 | 1.8 | 87 | 100 | 213214825
MDV | MOD30-18HFN1-MZ20W | MSAB2F-18HRFN1-MZ22W |  | 18000 | 20000 | 23.5 | 13.5 | 13.5 | 1.8 | 101 | 105 | 213214826
CARRIER | 38MPRBQ09AA3 | 40MPHAQ09XA3 |  | 9000 | 12000 | 25.5 | 14.4 | 15 | 1.8 | 87 | 100 | 213214827
CARRIER | 38MPRBQ12AA3 | 40MPHAQ12XA3 |  | 12000 | 12000 | 24 | 12.5 | 10.5 | 1.8 | 87 | 100 | 213214828
CARRIER | 38MPRBQ18AA3 | 40MPHAQ18XA3 |  | 18000 | 20000 | 23.5 | 13.5 | 13.5 | 1.8 | 101 | 105 | 213214829
BRYANT | 38MPRBQ09AA3 | 619PHAQ09XA3 |  | 9000 | 12000 | 25.5 | 14.4 | 15 | 1.8 | 87 | 100 | 213214830
BRYANT | 38MPRBQ12AA3 | 619PHAQ12XA3 |  | 12000 | 12000 | 24 | 12.5 | 10.5 | 1.8 | 87 | 100 | 213214831
BRYANT | 38MPRBQ18AA3 | 619PHAQ18XA3 |  | 18000 | 20000 | 23.5 | 13.5 | 13.5 | 1.8 | 101 | 105 | 213214832
PAYNE | 38MPRBQ09AA3 | DHMPHAQ09XA3 |  | 9000 | 12000 | 25.5 | 14.4 | 15 | 1.8 | 87 | 100 | 213214833
PAYNE | 38MPRBQ12AA3 | DHMPHAQ12XA3 |  | 12000 | 12000 | 24 | 12.5 | 10.5 | 1.8 | 87 | 100 | 213214834
PAYNE | 38MPRBQ18AA3 | DHMPHAQ18XA3 |  | 18000 | 20000 | 23.5 | 13.5 | 13.5 | 1.8 | 101 | 105 | 213214835
Weathermaker | 38MPRBQ09AA3 | DHMPHAQ09XA3 |  | 9000 | 12000 | 25.5 | 14.4 | 15 | 1.8 | 87 | 100 | 213214836
Weathermaker | 38MPRBQ12AA3 | DHMPHAQ12XA3 |  | 12000 | 12000 | 24 | 12.5 | 10.5 | 1.8 | 87 | 100 | 213214837
Weathermaker | 38MPRBQ18AA3 | DHMPHAQ18XA3 |  | 18000 | 20000 | 23.5 | 13.5 | 13.5 | 1.8 | 101 | 105 | 213214838
MIDEA | 38MPRBQ09AA3 | DHMPHAQ09XA3 |  | 9000 | 12000 | 25.5 | 14.4 | 15 | 1.8 | 87 | 100 | 213214839
MIDEA | 38MPRBQ12AA3 | DHMPHAQ12XA3 |  | 12000 | 12000 | 24 | 12.5 | 10.5 | 1.8 | 87 | 100 | 213214840
MIDEA | 38MPRBQ18AA3 | DHMPHAQ18XA3 |  | 18000 | 20000 | 23.5 | 13.5 | 13.5 | 1.8 | 101 | 105 | 213214841
ARCOAIRE | DLCPRBH09AAK | DLFPHAH09XAK |  | 9000 | 12000 | 25.5 | 14.4 | 15 | 1.8 | 87 | 100 | 213214842
ARCOAIRE | DLCPRBH12AAK | DLFPHAH12XAK |  | 12000 | 12000 | 24 | 12.5 | 10.5 | 1.8 | 87 | 100 | 213214843
ARCOAIRE | DLCPRBH18AAK | DLFPHAH18XAK |  | 18000 | 20000 | 23.5 | 13.5 | 13.5 | 1.8 | 101 | 105 | 213214844
COMFORTMAKER | DLCPRBH09AAK | DLFPHAH09XAK |  | 9000 | 12000 | 25.5 | 14.4 | 15 | 1.8 | 87 | 100 | 213214845
COMFORTMAKER | DLCPRBH12AAK | DLFPHAH12XAK |  | 12000 | 12000 | 24 | 12.5 | 10.5 | 1.8 | 87 | 100 | 213214846
COMFORTMAKER | DLCPRBH18AAK | DLFPHAH18XAK |  | 18000 | 20000 | 23.5 | 13.5 | 13.5 | 1.8 | 101 | 105 | 213214847
DAY & NIGHT | DLCPRBH09AAK | DLFPHAH09XAK |  | 9000 | 12000 | 25.5 | 14.4 | 15 | 1.8 | 87 | 100 | 213214848
Weathermaker | 38MPRAQ09AA3 | DHMPHAQ09XA3 |  | 9000 | 10000 | 26 | 15 | 12.5 | 1.75 | 72 | 120 | 212436233
ELIOS | DE09HOS42230E4 | DE09HIW42230E4 |  | 9000 | 10000 | 26 | 15 | 12.5 | 1.75 | 72 | 120 | 206377755
MOOVAIR | DM09HOS42230E4 | DM09HIW42230E4 |  | 9000 | 10000 | 26 | 15 | 12.5 | 1.75 | 72 | 120 | 206377754
AIR MAX | AWAOC09-C2 | AWAOE09-C2 |  | 9000 | 10000 | 26 | 15 | 12.5 | 1.75 | 72 | 120 | 204520286
MOOVAIR | DM12HOS42230E4 | DM12HIW42230E4 |  | 12000 | 12000 | 24 | 13.5 | 9.5 | 1.75 | 57 | 100 | 206377756
Weathermaker | 38MPRAQ12AA3 | DHMPHAQ12XA3 |  | 12000 | 12000 | 24 | 13.5 | 9.5 | 1.75 | 57 | 100 | 212436234
ELIOS | DE12HOS42230E4 | DE12HIW42230E4 |  | 12000 | 12000 | 24 | 13.5 | 9.5 | 1.75 | 57 | 100 | 206377757
AIRQUEST | DLCPRAH09AAK | DLFPHAH09XAK |  | 9000 | 10000 | 26 | 15 | 12.5 | 1.75 | 72 | 120 | 203966568
AIRQUEST | DLCPRAH12AAK | DLFPHAH12XAK |  | 12000 | 12000 | 24 | 13.5 | 9.5 | 1.75 | 57 | 100 | 203966569
Klimaire | KOIU09H1-1 | KIWU09H1-1A |  | 9000 | 9500 | 23 | 12.5 | 9 | 1.8 | 62 | 74 | 213244565
Klimaire | KOIU09H2-1 | KIWU09H2-1A |  | 9000 | 9500 | 23.5 | 13 | 9.2 | 1.8 | 62 | 77 | 213244566
Klimaire | KOIU12H1-1 | KIWU12H1-1A |  | 12000 | 12000 | 22 | 12.5 | 9 | 1.8 | 59 | 73 | 213244567
Klimaire | KOIU12H2-1 | KIWU12H2-1A |  | 12000 | 12000 | 23 | 13 | 9.5 | 1.8 | 63 | 76 | 213244568
Klimaire | KOIU18H2-1 | KIWU18H2-1A |  | 18000 | 18000 | 22 | 13 | 9 | 1.8 | 56 | 66 | 213244569
Klimaire | KOIU24H2-1 | KIWU24H2-1A |  | 23000 | 24000 | 20 | 12.5 | 9 | 1.8 | 58 | 67 | 213244570
KINGHOME | KAM09HO | KM09HT1DI |  | 9100 | 11000 | 19.5 | 13.3 | 9.8 | 1.8 | 63 | 82 | 211749837
AMERICAN STANDARD | 4TXK2509A10N0** | 4MXX8509B10N0** |  | 9100 | 11000 | 19.5 | 13.3 | 9.8 | 1.8 | 63 | 82 | 212292417
TRANE | 4TXK2509A10N0** | 4MXX8509B10N0** |  | 9100 | 11000 | 19.5 | 13.3 | 9.8 | 1.8 | 63 | 82 | 212292416
GREE | GWH09AGC-D3DNA1B/O | GTH(09)CA-D3DN***/I |  | 9100 | 11000 | 19.5 | 13.3 | 9.8 | 1.8 | 63 | 82 | 207168480
GREE | GWH09AGC-A3DNA1A/O | GWH09AFC-A3DN**A/I |  | 9100 | 10000 | 26.5 | 14 | 10 | 1.88 | 70 | 90 | 207318105
Impecca | ISAS-0921 | ISAS-IW90 |  | 9100 | 10000 | 26.5 | 14 | 10 | 1.88 | 70 | 90 | 207615701
GREE | GWH18YE-D3DNA1A/O | GWH18AFE-D3DN***/I |  | 18000 | 18000 | 22 | 13.5 | 10 | 1.8 | 79 | 111 | 207096511
GREE | 3VIR09HP115V1AO | 3VIR09HP115V1AH |  | 9100 | 10000 | 26.5 | 14 | 10 | 1.88 | 70 | 90 | 206839102
GREE | GWH09AGC-A3DNA1A/O | GWH09QC-A3DN***/I |  | 9100 | 10000 | 26.5 | 14 | 10 | 1.88 | 70 | 90 | 206724946
LBG Products | LBH09AWO | LBH09AWI |  | 9100 | 10000 | 26.5 | 14 | 10 | 1.88 | 70 | 90 | 206726728
GREE | GWH09AGC-A3DNA1A/O | GWH09AGC-A3DN***/I |  | 9100 | 10000 | 26.5 | 14 | 10 | 1.88 | 70 | 90 | 206717629
KINGHOME | KW18HQ3D6DO | KW18HQ3D6DI |  | 18000 | 18000 | 22 | 13.5 | 10 | 1.8 | 79 | 111 | 203493071
LENNOX | LI018HO-380P432 | LI018HI-380P432 |  | 18000 | 18000 | 22 | 13.5 | 10 | 1.8 | 79 | 111 | 208917517
Stealth Comfort | SC-18ZPL-HP230 | SC-18WPL-HP230 |  | 18000 | 18000 | 22 | 13.5 | 10 | 1.8 | 79 | 111 | 208650755
DIYCOOL | SC-18ZPL-HP230 | SC-18WPL-HP230 |  | 18000 | 18000 | 22 | 13.5 | 10 | 1.8 | 79 | 111 | 208650746
ACIQ | SC-18ZPL-HP230 | SC-18WPL-HP230 |  | 18000 | 18000 | 22 | 13.5 | 10 | 1.8 | 79 | 111 | 208650737
1HVAC | SC-18ZPL-HP230 | SC-18WPL-HP230 |  | 18000 | 18000 | 22 | 13.5 | 10 | 1.8 | 79 | 111 | 208650728
GREE | GWH18YE-D3DNA1A/O | GWH18ACE-D3DN***/I |  | 18000 | 18000 | 22 | 13.5 | 10 | 1.8 | 79 | 111 | 10318079
GREE | SAP18HP230V1AO | SAP18HP230V1AH |  | 18000 | 18000 | 22 | 13.5 | 10 | 1.8 | 79 | 111 | 10157570
TOSOT | TW18HQ3D6DO | TW18HQ3D6DI |  | 18000 | 18000 | 22 | 13.5 | 10 | 1.8 | 79 | 111 | 10062020
FOREST AIR | FGH-18ES/E-38-O | FGH-18ES/E-38-I |  | 18000 | 18000 | 22 | 13.5 | 10 | 1.8 | 79 | 111 | 206720377
INNOVAIR | EIN18H2V32(O) | EIN18H2V32(I) |  | 18000 | 18000 | 22 | 13.5 | 10 | 1.8 | 79 | 111 | 206330209
BLUERIDGE | BMKH1824/O | BMKH1824/I |  | 18000 | 18000 | 22 | 13.5 | 10 | 1.8 | 79 | 111 | 205968029
GREE | GWH18YE-D3DNA1A/O | GWH18AAE-D3DN***/I |  | 18000 | 18000 | 22 | 13.5 | 10 | 1.8 | 79 | 111 | 9114294
ACD | UHD18KCH25S-O | UHD18KCH25SB-I |  | 18000 | 18000 | 22 | 13.5 | 10 | 1.8 | 79 | 111 | 211749867
MAX-R | MAX-R 18K35 GR38 (OUT) | MAX-R 18K35 GR38 (INT) |  | 18000 | 18000 | 22 | 13.5 | 10 | 1.8 | 79 | 111 | 205982980
ACD | UHD18KCH25S-O | UHD18KCH25S-I |  | 18000 | 18000 | 22 | 13.5 | 10 | 1.8 | 79 | 111 | 202110485
WABBAN | BB18HQ3D6DO | BB18HQ3D6DI |  | 18000 | 18000 | 22 | 13.5 | 10 | 1.8 | 79 | 111 | 201903174
AC PRO.COM | AWH18YE-D3DNA1A/O | AWH18QE-D3DN***/I |  | 18000 | 18000 | 22 | 13.5 | 10 | 1.8 | 79 | 111 | 10569075
GREE | GWH18YE-D3DNA1A/O | GWH18QE-D3DN***/I |  | 18000 | 18000 | 22 | 13.5 | 10 | 1.8 | 79 | 111 | 9102074
GREE | GWH18YE-D3DNA1A/O | GWH18YE-D3DN***/I |  | 18000 | 18000 | 22 | 13.5 | 10 | 1.8 | 79 | 111 | 9102073
AMERICAN STANDARD | 4TXK3818A10NU** | 4MXW3818A10NU** |  | 18000 | 18000 | 22 | 13.5 | 10 | 1.8 | 79 | 111 | 9150126
TRANE | 4TXK3818A10NU** | 4MXW3818A10NU** |  | 18000 | 18000 | 22 | 13.5 | 10 | 1.8 | 79 | 111 | 9150125
Mitsubishi Electric | PUZ-A12NKA8*** | PLA-A12EA* |  | 12000 | 20000 | 26.9 | 16.4 | 10.9 | 1.7 | 51 | 31 | 213249012
Mitsubishi Electric | PUZ-A12NKA8*** | PKA-A12LA* |  | 12000 | 18000 | 21.3 | 13.3 | 10.2 | 2.07 | 59 | 42 | 213249015
Mitsubishi Electric | PUZ-A18NKA8*** | PLA-A18EA* |  | 18000 | 23000 | 25 | 14.4 | 9.2 | 1.52 | 48 | 27 | 213249016
Mitsubishi Electric | PUZ-A24NHA8*** | PLA-A24EA* |  | 24000 | 29000 | 24.7 | 14.3 | 9.3 | 1.89 | 51 | 32 | 213249020
Mitsubishi Electric | PUZ-A24NHA8*** | PKA-A24KA* |  | 24000 | 28000 | 21.3 | 12.2 | 9.3 | 2.08 | 56 | 38 | 213249022
Mitsubishi Electric | PUZ-A24NHA8*** | PCA-A24KA* |  | 24000 | 28000 | 21 | 12.2 | 9.2 | 1.99 | 55 | 37 | 213249023
Trane / Mitsubishi Electric | TRUZA0121KA80** | TPLA0A0121EA*** |  | 12000 | 20000 | 26.9 | 16.4 | 10.9 | 1.7 | 51 | 31 | 213249075
Trane / Mitsubishi Electric | TRUZA0121KA80** | TPKA0A0121LA*** |  | 12000 | 18000 | 21.3 | 13.3 | 10.2 | 2.07 | 59 | 42 | 213249078
Trane / Mitsubishi Electric | TRUZA0181KA80** | TPLA0A0181EA*** |  | 18000 | 23000 | 25 | 14.4 | 9.2 | 1.52 | 48 | 27 | 213249079
Trane / Mitsubishi Electric | TRUZA0241HA80** | TPLA0A0241EA*** |  | 24000 | 29000 | 24.7 | 14.3 | 9.3 | 1.89 | 51 | 32 | 213249080
Trane / Mitsubishi Electric | TRUZA0241HA80** | TPKA0A0241KA*** |  | 24000 | 28000 | 21.3 | 12.2 | 9.3 | 2.08 | 56 | 38 | 213249082
Trane / Mitsubishi Electric | TRUZA0241HA80** | TPCA0A0241KA*** |  | 24000 | 28000 | 21 | 12.2 | 9.2 | 1.99 | 55 | 37 | 213249083
Nutech | NU9WKU1 | NU9WKU1 |  | 9000 | 10000 | 21.5 | 12.5 | 9.1 | 2.16 | 63 | 70 | 212941744
Deye | DWA4-ACDC-18K | DGA2-ACDC-18K |  | 17000 | 16500 | 22 | 12.5 | 9 |  | 76 |  | 211765302
Deye | DWA4-ACDC1-12K | DGA3-ACDC1-12K |  | 11600 | 12000 | 22 | 12.2 | 9.5 |  | 67 |  | 211765304
airspool | DWA4-ACDC1-12K | DGA3-ACDC1-12K |  | 11600 | 12000 | 22 | 12.2 | 9.5 |  | 67 |  | 212922350
Deye | DWA4-09K | DGA3-09K |  | 9000 | 9000 | 29 | 13.2 | 9.8 |  | 100 |  | 211765305
Deye | DWA4-12K | DGA3-12K |  | 12000 | 12000 | 28 | 12.5 | 9.7 |  | 85 |  | 211765306
LENNOX | MPC009S4S-1P | MWMC006S4-*P |  | 6000 | 7000 | 26.5 | 15.8 | 13.6 | 2.1 | 121 | 107 | 213257710
J-KU | JKS-12H2HP-ES(O) | JKS-12H2HP-ES(I) |  | 12000 | 12000 | 21 | 13 | 9 | 2.05 | 63 | 53 | 213265623
Cooper&Hunter | CH-ES12-230VO | CH-12MCT1W-W |  | 12000 | 12500 | 22 | 12.6 | 9.8 | 2.21 | 62 | 62 | 213265599
Cooper&Hunter | CH-HPR09-230VO | CH-09MCT1W-W |  | 9000 | 10900 | 24 | 13 | 12.4 | 1.8 | 90 | 96 | 213265598
Cooper&Hunter | CH-HPR18-230VO | CH-18MCT1W-W |  | 16700 | 20000 | 19.8 | 12.5 | 11.2 | 1.93 | 73 | 84 | 213265602
Cooper&Hunter | CH-ES18-230VO | CH-18MCT1W-W |  | 18000 | 19000 | 21.8 | 12.5 | 10.7 | 2.3 | 64 | 69 | 213265601
Cooper&Hunter | CH-HPR12-230VO | CH-12MCT1W-W |  | 12000 | 12500 | 23 | 13 | 10 | 1.8 | 76 | 88 | 213265600
Cooper&Hunter | CH-ES24-230VO | CH-24MCT-W |  | 24000 | 25000 | 21.5 | 12.5 | 9.7 | 2.2 | 76 | 74 | 213265566
Cooper&Hunter | CH-ES09-230VO | CH-09MCT1W-W |  | 9000 | 11000 | 22.5 | 13 | 11.5 | 2.34 | 73 | 70 | 213265597
Cooper&Hunter | CH-HPR06F9-230VO | CH-06MCT1W-W |  | 6500 | 7100 | 22 | 14.5 | 10.8 | 2 | 80 | 113 | 213265596
Cooper&Hunter | CH-ES24-230VO | CH-24MFC-W |  | 24000 | 24000 | 21.2 | 12.5 | 10.3 | 2.2 | 67 | 76 | 213265588
Cooper&Hunter | CH-HPR18-230VO | CH-18MFC-W |  | 17000 | 18000 | 20.5 | 12.5 | 9.8 | 1.86 | 67 | 93 | 213265587
Cooper&Hunter | CH-ES18-230VO | CH-18MFC-W |  | 18000 | 20000 | 23 | 12.5 | 10 | 2.08 | 64 | 65 | 213265586
Cooper&Hunter | CH-HPR18-230VO | CH-18MCT-W |  | 16000 | 17000 | 20 | 12.5 | 9.5 | 1.75 | 92 | 94 | 213265565
Cooper&Hunter | CH-ES18-230VO | CH-18MCT-W |  | 16000 | 19000 | 20.5 | 12.5 | 10.5 | 2.16 | 63 | 67 | 213265564
Cooper&Hunter | CH-HPR12-230VO | CH-12MCT-W |  | 12000 | 12000 | 22.3 | 12.7 | 10.2 | 1.89 | 83 | 94 | 213265563
Cooper&Hunter | CH-ES12-230VO | CH-12MCT-W |  | 12000 | 12000 | 22.7 | 14 | 10 | 2.27 | 74 | 67 | 213265562
Cooper&Hunter | CH-HPR09-230VO | CH-09MCT-W |  | 9000 | 9800 | 20.5 | 13 | 10.3 | 1.8 | 92 | 102 | 213265561
Cooper&Hunter | CH-ES09-230VO | CH-09MCT-W |  | 9000 | 10000 | 20 | 13 | 10 | 1.9 | 75 | 74 | 213265560
KADEN | KO-PSX06HP-2AAMA | KI-PSX06WM-2AAMA |  | 6000 | 7000 | 26.5 | 15.8 | 13.6 | 2.1 | 121 | 107 | 213265556
WABBAN | BB18HXP2A1DO | BB18HXP2A1DI |  | 18000 | 18000 | 23.5 | 13 | 9 | 1.9 | 61 | 75 | 210627719
GREE | GWH18AGDXF-D3DNA1A/O | GWH18AGDXF-D3DN***/I |  | 18000 | 18000 | 23.5 | 13 | 9 | 1.9 | 61 | 75 | 210605759
TOSOT | TW24HXP2A1DO | TW24HXP2A1DI |  | 22000 | 24000 | 24.5 | 13.1 | 9.5 | 1.75 | 63 | 67 | 211177523
TOSOT | TW12HXP2A1AO | TW12HXP2A1AI |  | 12000 | 12000 | 24 | 12 | 9 | 1.85 | 58 | 73 | 211177519
Star Air Kontrol | SAK-18-OC/220V | SAK-18-OC/220V |  | 18000 | 19000 | 21.8 | 12.5 | 10.7 | 2.3 | 64 | 69 | 213279899
Star Air Kontrol | SAK-09-OC/220V | SAK-09-OC/220V |  | 9000 | 11000 | 22.5 | 13 | 11.5 | 2.34 | 73 | 70 | 213279897
Star Air Kontrol | SAK-12-OC/220V | SAK-12-OC/220V |  | 12000 | 12500 | 22 | 12.6 | 9.8 | 2.21 | 62 | 62 | 213279898
Star Air Kontrol | SAK-24-CC/220V | SAK-24-CC/220V |  | 24000 | 25000 | 21.5 | 12.5 | 9.7 | 2.2 | 76 | 74 | 213279894
Star Air Kontrol | SAK-18-CC/220V | SAK-18-CC/220V |  | 16000 | 19000 | 20.5 | 12.5 | 10.5 | 2.16 | 63 | 67 | 213279893
Star Air Kontrol | SAK-12-CC/220V | SAK-12-CC/220V |  | 12000 | 12000 | 22.7 | 14 | 10 | 2.27 | 74 | 67 | 213279892
Star Air Kontrol | SAK-09-CC/220V | SAK-09-CC/220V |  | 9000 | 10000 | 20 | 13 | 10 | 1.9 | 75 | 74 | 213279891
Star Air Kontrol | SAK-24CONS/220V | SAK-24CONS/220V |  | 24000 | 24000 | 21.2 | 12.5 | 10.3 | 2.2 | 67 | 76 | 213279887
DUCANE | 4DHPS209S-1P | DWM206S4-*P |  | 6000 | 7000 | 26.5 | 15.8 | 13.6 | 2.1 | 121 | 107 | 213279886
CONCORD | 4DHPS209S-1P | DWM206S4-*P |  | 6000 | 7000 | 26.5 | 15.8 | 13.6 | 2.1 | 121 | 107 | 213279885
Armstrong Air | 4DHPS209S-1P | DWM206S4-*P |  | 6000 | 7000 | 26.5 | 15.8 | 13.6 | 2.1 | 121 | 107 | 213279884
Allied | 4DHPS209S-1P | DWM206S4-*P |  | 6000 | 7000 | 26.5 | 15.8 | 13.6 | 2.1 | 121 | 107 | 213279883
AirEase | 4DHPS209S-1P | DWM206S4-*P |  | 6000 | 7000 | 26.5 | 15.8 | 13.6 | 2.1 | 121 | 107 | 213279882
SAMSUNG | AR24CSDABWKX | AR24CSDABWKN |  | 21000 | 25000 | 20 | 12.5 | 9.2 | 2 | 112 | 98 | 210445766
SAMSUNG | AR15CSDABWKX | AR15CSDABWKN |  | 15000 | 15000 | 21.5 | 14 | 10.8 | 2 | 136 | 109 | 210445761
SAMSUNG | AR12CSDABWKX | AR12CSDABWKN |  | 12000 | 12000 | 23 | 13.5 | 10.5 | 2.2 | 95 | 91 | 210445759
SAMSUNG | AR09CSDACWKX | AR09CSDABWKN |  | 9000 | 11000 | 24.5 | 15.5 | 10.5 | 2.3 | 91 | 78 | 210445758
SAMSUNG | AR09CSDABWKX | AR09CSDABWKN |  | 9000 | 11000 | 24.5 | 15.5 | 10.5 | 2.3 | 91 | 78 | 210445757
SAMSUNG | AR24CSDACWKX | AR24CSDABWKN |  | 21000 | 25000 | 20 | 12.5 | 9.2 | 2 | 112 | 98 | 210436268
SAMSUNG | AR15CSDACWKX | AR15CSDABWKN |  | 15000 | 15000 | 21.5 | 14 | 10.8 | 2 | 136 | 109 | 210436265
DAIKIN | RX09BXVJU | FTX09BXVJU |  | 8900 | 10000 | 20 | 12.5 | 10 | 1.8 | 62 | 58 | 211291633
DAIKIN | RX12BXVJU | FTX12BXVJU |  | 10900 | 13500 | 20 | 12.5 | 10 | 1.8 | 64 | 55 | 211291634
DAIKIN | RX24BXVJU | FTX24BXVJU |  | 21200 | 23600 | 20 | 12.2 | 9 | 1.8 | 66 | 42 | 211697901
DAIKIN | RX18BXVJU | FTX18BXVJU |  | 18000 | 21600 | 20 | 12.5 | 9 | 1.8 | 67 | 54 | 211697900
Gridless | O-AYD24SD-1 | I-AYD24W-1 |  | 24000 | 26000 | 21 | 12.5 | 10 | 1.75 | 60 | 70 | 213265555
SHARP | AE-X18TU | AY-XPC18TU |  | 17000 | 21600 | 22 | 12.5 | 9.5 | 2.55 | 56 | 60 | 8674934
SHARP | AE-X15TU | AY-XPC15TU |  | 14000 | 18000 | 22 | 12.5 | 9 | 2.26 | 56 | 58 | 8693469
SHARP | AE-X12TU | AY-XPC12TU |  | 11500 | 14000 | 23 | 12.5 | 10.4 | 2.31 | 60 | 66 | 8740799
SHARP | AE-X12THU | AY-XP12THU |  | 11500 | 14000 | 25 | 15 | 12.5 | 2.56 | 61 | 100 | 8796398
GREE | GWH24QEXF-D3DND4D/O | GWH24AFEXF-D3DN***/I |  | 22000 | 24000 | 22 | 12.2 | 9 | 1.8 | 60 | 83 | 210727611
LENNOX | LI024HO-210P432-1 | LI024HI-210P432-1 |  | 22000 | 24000 | 22 | 12.2 | 9 | 1.8 | 60 | 83 | 210727626
AC PRO.COM | AWH09AGCXD-A3DNA1A/O | AWH09QCXD-A3DNB8A/I |  | 9100 | 10000 | 27 | 14.55 | 10 | 1.87 | 70 | 99 | 210838006
GREE | GWH09AGCXD-A3DNA1A/O | GWH09QCXD-A3DN***/I |  | 9100 | 10000 | 27 | 14.55 | 10 | 1.87 | 70 | 99 | 209248931
ACD | PUD09KCH25S-O | PUD09KCH25S-I |  | 9100 | 10500 | 25.5 | 14.7 | 10.2 | 1.86 | 67 | 87 | 210534142
GREE | GWH09AGCXD-D3DNA1A/O | GWH09AFCXD-D3DN***/I |  | 9100 | 10500 | 25.5 | 14.7 | 10.2 | 1.86 | 67 | 87 | 209248930
AireForce | GXH09(2.6)LSK4DH2 | GHH09(2.6)LUK4DH2 |  | 9100 | 10500 | 25.5 | 14.7 | 10.2 | 1.86 | 67 | 87 | 211635186
AC PRO.COM | AWH09AGCXD-D3DNA1A/O | AWH09QCXD-D3DNB8A/I |  | 9100 | 10500 | 25.5 | 14.7 | 10.2 | 1.86 | 67 | 87 | 210838007
GIBSON | GXH09(2.6)LSK4DH2 | GHH09(2.6)LUK4DH2 |  | 9100 | 10500 | 25.5 | 14.7 | 10.2 | 1.86 | 67 | 87 | 210534170
AIRTEMP | GXH09(2.6)LSK4DH2 | GHH09(2.6)LUK4DH2 |  | 9100 | 10500 | 25.5 | 14.7 | 10.2 | 1.86 | 67 | 87 | 210534161
GREE | GWH09AGCXD-D3DNA1A/O | GWH09QCXD-D3DN***/I |  | 9100 | 10500 | 25.5 | 14.7 | 10.2 | 1.86 | 67 | 87 | 209248929
ACD | PUD12KCH24S-O | PUD12KCH24S-I |  | 12000 | 12000 | 24 | 12.5 | 9 | 1.85 | 58 | 73 | 210534143
GREE | GWH12AGCXD-D3DNA1A/O | GWH12AFCXD-D3DN***/I |  | 12000 | 12000 | 24 | 12.5 | 9 | 1.85 | 58 | 73 | 209248922
RUNTRU | M4THS2324A11NAA | M4MHW2324A1N0AA |  | 22000 | 24000 | 23 | 13 | 9.5 | 1.8 | 65 | 83 | 208185842
Ameristar | M4THS2324A11NAA | M4MHW2324A1N0AA |  | 22000 | 24000 | 23 | 13 | 9.5 | 1.8 | 65 | 83 | 208185841
GREE | GWH24QE-D3DNC6T/O | GWH24QE-D3DN***/I |  | 22000 | 24000 | 23 | 13 | 9.5 | 1.8 | 65 | 83 | 207861999
WABBAN | BB09HXP2A1DO | BB09HXP2A1DI |  | 9100 | 10500 | 25.5 | 14.7 | 10.2 | 1.86 | 67 | 87 | 210627716
Stealth Comfort | SC-09ZGLD-HP230 | SC-09WGLD-HP230 |  | 9100 | 10500 | 25.5 | 14.7 | 10.2 | 1.86 | 67 | 87 | 208650759
DIYCOOL | SC-09ZGLD-HP230 | SC-09WGLD-HP230 |  | 9100 | 10500 | 25.5 | 14.7 | 10.2 | 1.86 | 67 | 87 | 208650750
ACIQ | SC-09ZGLD-HP230 | SC-09WGLD-HP230 |  | 9100 | 10500 | 25.5 | 14.7 | 10.2 | 1.86 | 67 | 87 | 208650741
1HVAC | SC-09ZGLD-HP230 | SC-09WGLD-HP230 |  | 9100 | 10500 | 25.5 | 14.7 | 10.2 | 1.86 | 67 | 87 | 208650732
GREE | GWH09AGCXD-D3DNA1A/O | GWH09AGCXD-D3DN***/I |  | 9100 | 10500 | 25.5 | 14.7 | 10.2 | 1.86 | 67 | 87 | 207708810
ACIQ | SC-24ZGLD-HP230 | SC-24WGLD-HP230 |  | 22000 | 24000 | 24.5 | 13.1 | 9.5 | 1.75 | 63 | 67 | 208650740
1HVAC | SC-24ZGLD-HP230 | SC-24WGLD-HP230 |  | 22000 | 24000 | 24.5 | 13.1 | 9.5 | 1.75 | 63 | 67 | 208650731
WABBAN | BB24HXP2A1DO | BB24HXP2A1DI |  | 22000 | 24000 | 24.5 | 13.1 | 9.5 | 1.75 | 63 | 67 | 210627718
GREE | GWH09AGCXD-A3DNA1A/O | GWH09AGCXD-A3DN***/I |  | 9100 | 10000 | 27 | 14.55 | 10 | 1.87 | 70 | 99 | 207708809
DIYCOOL | SC-24ZGLD-HP230 | SC-24WGLD-HP230 |  | 22000 | 24000 | 24.5 | 13.1 | 9.5 | 1.75 | 63 | 67 | 208650749
Stealth Comfort | SC-24ZGLD-HP230 | SC-24WGLD-HP230 |  | 22000 | 24000 | 24.5 | 13.1 | 9.5 | 1.75 | 63 | 67 | 208650758
ACD | PUD24KCH24S-O | PUD24KCH24S-I |  | 22000 | 24000 | 24.5 | 13.1 | 9.5 | 1.75 | 63 | 67 | 210534144
GREE | GWH24AGEXH-D3DNA1A/O | GWH24*****-D3DN***/I |  | 22000 | 24000 | 24.5 | 13.1 | 9.5 | 1.75 | 63 | 67 | 207690460
GREE | GWH12AGC-A3DNA1A/O | GWH12ACC-A3DN***/I |  | 12100 | 12100 | 25 | 12.5 | 9 | 1.84 | 64 | 74 | 207318107
GREE | GWH12AGC-D3DNA1A/O | GWH12AFC-D3DN***/I |  | 12000 | 12000 | 25 | 12.5 | 9 | 1.93 | 64 | 77 | 207318106
GREE | GWH09AGC-A3DNA1A/O | GWH09AFC-A3DN**A/I |  | 9100 | 10000 | 26.5 | 14 | 10 | 1.88 | 70 | 90 | 207318105
Impecca | ISAS-0921 | ISAS-IW90 |  | 9100 | 10000 | 26.5 | 14 | 10 | 1.88 | 70 | 90 | 207615701
AMERICAN STANDARD | 4TXK2509A10N0** | 4MXW2509A10N0** |  | 9100 | 11000 | 25 | 14.7 | 9.5 | 1.8 | 66 | 82 | 207629144
TRANE | 4TXK2509A10N0** | 4MXW2509A10N0** |  | 9100 | 11000 | 25 | 14.7 | 9.5 | 1.8 | 66 | 82 | 207629143
GREE | GWH09AGC-D3DNA1B/O | GWH09QC-D3DN***/I |  | 9100 | 11000 | 25 | 14.7 | 9.5 | 1.8 | 66 | 82 | 207318103
AMERICAN STANDARD | 4TXK2524A10N0** | 4MXW2524A10N0** |  | 22000 | 24000 | 24 | 13 | 9.5 | 1.8 | 65 | 83 | 207629152
TRANE | 4TXK2524A10N0** | 4MXW2524A10N0** |  | 22000 | 24000 | 24 | 13 | 9.5 | 1.8 | 65 | 83 | 207629151
GREE | GWH24AGE-D3DNA1A/O | GWH24QE-D3DN***/I |  | 22000 | 24000 | 24 | 13 | 9.5 | 1.8 | 65 | 83 | 207169058
AMERICAN STANDARD | 4TXK2509A10N0** | 4MXX8509B10N0** |  | 9100 | 11000 | 19.5 | 13.3 | 9.8 | 1.8 | 63 | 82 | 212292417
TRANE | 4TXK2509A10N0** | 4MXX8509B10N0** |  | 9100 | 11000 | 19.5 | 13.3 | 9.8 | 1.8 | 63 | 82 | 212292416
GREE | GWH09AGC-D3DNA1B/O | GTH(09)CA-D3DN***/I |  | 9100 | 11000 | 19.5 | 13.3 | 9.8 | 1.8 | 63 | 82 | 207168480
GREE | GWH18YE-D3DNA1A/O | GWH18AFE-D3DN***/I |  | 18000 | 18000 | 22 | 13.5 | 10 | 1.8 | 79 | 111 | 207096511
GREE | GWH24YE-D3DNA1A/O | GWH24AFE-D3DN***/I |  | 22000 | 24000 | 21.5 | 13 | 9.5 | 1.9 | 65 | 100 | 207094533
Impecca | ISAS-2421 | ISAS-IW244 |  | 22000 | 24000 | 21.5 | 13 | 9.5 | 1.9 | 65 | 100 | 207615702
TRANE | 4TXK2524A10N0** | 4MXX8524B10N0** |  | 22000 | 24000 | 20 | 12 | 9 | 1.8 | 62 | 79 | 211727044
AMERICAN STANDARD | 4TXK2524A10N0** | 4MXX8524B10N0** |  | 22000 | 24000 | 20 | 12 | 9 | 1.8 | 62 | 79 | 211727037
GREE | GWH24AGE-D3DNA1A/O | GTH(24)CB-D3DN***/I |  | 22000 | 24000 | 20 | 12 | 9 | 1.8 | 62 | 79 | 206913034
TRANE | 4TXK2524A10N0** | 4MXC8524B10N0** |  | 22000 | 24000 | 20 | 12 | 9.5 | 1.8 | 65 | 67 | 211727043
AMERICAN STANDARD | 4TXK2524A10N0** | 4MXC8524B10N0** |  | 22000 | 24000 | 20 | 12 | 9.5 | 1.8 | 65 | 67 | 211727036
GREE | GWH24AGE-D3DNA1A/O | GKH(24)BC-D3DN***/I |  | 22000 | 24000 | 20 | 12 | 9.5 | 1.8 | 65 | 67 | 206913033
GREE | GWH09ACD-D3DNA1A/O | GWH09AFD-D3DN***/I |  | 9000 | 9000 | 27 | 16.6 | 11 | 1.91 | 89 | 144 | 206839104
GREE | 3VIR12HP115V1AO | 3VIR12HP115V1AH |  | 12100 | 12100 | 25 | 12.5 | 9 | 1.84 | 64 | 74 | 206839103
GREE | 3VIR09HP115V1AO | 3VIR09HP115V1AH |  | 9100 | 10000 | 26.5 | 14 | 10 | 1.88 | 70 | 90 | 206839102
GREE | 3VIR09HP230V1AO | 3VIR09HP230V1AH |  | 9100 | 11000 | 25 | 14.7 | 9.5 | 1.8 | 66 | 82 | 206839101
GREE | 3VIR12HP230V1AO | 3VIR12HP230V1AH |  | 12000 | 12000 | 25 | 12.5 | 9 | 1.93 | 64 | 77 | 206839099
GREE | 3VIR24HP230V1AO | 3VIR24HP230V1AH |  | 22000 | 24000 | 24 | 13 | 9.5 | 1.8 | 65 | 83 | 206839098
AMERICAN STANDARD | 4TXK2512A10N0** | 4MXW2512A10N0** |  | 12000 | 12000 | 25 | 12.5 | 9 | 1.93 | 64 | 77 | 207629150
TRANE | 4TXK2512A10N0** | 4MXW2512A10N0** |  | 12000 | 12000 | 25 | 12.5 | 9 | 1.93 | 64 | 77 | 207629149
GREE | GWH12AGC-D3DNA1A/O | GWH12QC-D3DN***/I |  | 12000 | 12000 | 25 | 12.5 | 9 | 1.93 | 64 | 77 | 206791548
RUNTRU | M4THS2309A11N** | M4MHW2309A1N0** |  | 9100 | 11000 | 23 | 14.3 | 9.5 | 1.93 | 66 | 82 | 207642984
Ameristar | M4THS2309A11N** | M4MHW2309A1N0** |  | 9100 | 11000 | 23 | 14.3 | 9.5 | 1.93 | 66 | 82 | 207642983
GREE | GWH09QC-D3DNC4B/O | GWH09QC-D3DN***/I |  | 9100 | 11000 | 23 | 14.3 | 9.5 | 1.93 | 66 | 82 | 206791547
LBG Products | LBH09DWO | LBH09DWI |  | 9100 | 11000 | 23 | 14.3 | 9.5 | 1.93 | 66 | 82 | 206853245
RUNTRU | M4THS2312A11N** | M4MHW2312A1N0** |  | 12000 | 12000 | 23 | 12.5 | 9 | 1.93 | 64 | 77 | 207642986
GREE | GWH12QC-D3DNC4A/O | GWH12QC-D3DN***/I |  | 12000 | 12000 | 23 | 12.5 | 9 | 1.93 | 64 | 77 | 206791546
Ameristar | M4THS2312A11N** | M4MHW2312A1N0** |  | 12000 | 12000 | 23 | 12.5 | 9 | 1.93 | 64 | 77 | 207642985
LBG Products | LBH12DWO | LBH12DWI |  | 12000 | 12000 | 23 | 12.5 | 9 | 1.93 | 64 | 77 | 206853246
GREE | GWH09AGC-A3DNA1A/O | GWH09QC-A3DN***/I |  | 9100 | 10000 | 26.5 | 14 | 10 | 1.88 | 70 | 90 | 206724946
LBG Products | LBH09AWO | LBH09AWI |  | 9100 | 10000 | 26.5 | 14 | 10 | 1.88 | 70 | 90 | 206726728
GREE | GWH12AGC-A3DNA1A/O | GWH12QC-A3DN***/I |  | 12100 | 12100 | 25 | 12.5 | 9 | 1.84 | 64 | 74 | 206724945
LBG Products | LBH12AWO | LBH12AWI |  | 12100 | 12100 | 25 | 12.5 | 9 | 1.84 | 64 | 74 | 206726729
GREE | GWH12AGC-A3DNA1A/O | GWH12AGC-A3DN***/I |  | 12100 | 12100 | 25 | 12.5 | 9 | 1.84 | 64 | 74 | 206717630
GREE | GWH09AGC-A3DNA1A/O | GWH09AGC-A3DN***/I |  | 9100 | 10000 | 26.5 | 14 | 10 | 1.88 | 70 | 90 | 206717629
GREE | SAP09HP230V1AO | SAP09HP230V1AH |  | 9000 | 9000 | 27 | 16.6 | 11 | 1.91 | 89 | 144 | 10149900
TOSOT | TW24HQ3D6DO | TW24HQ3D6DI |  | 22000 | 24000 | 21.5 | 13 | 9.5 | 1.9 | 65 | 100 | 10062021
TOSOT | TW18HQ3D6DO | TW18HQ3D6DI |  | 18000 | 18000 | 22 | 13.5 | 10 | 1.8 | 79 | 111 | 10062020
TOSOT | TW09HQ3D6DO | TW09HQ3D6DI |  | 9000 | 9000 | 27 | 16.6 | 11 | 1.91 | 89 | 144 | 10062018
INNOVAIR | EIN24H2V32(O) | EIN24H2V32(I) |  | 22000 | 24000 | 21.5 | 13 | 9.5 | 1.9 | 65 | 100 | 206330210
GREE | GWH24YE-D3DNA1A/O | GWH24AAE-D3DN***/I |  | 22000 | 24000 | 21.5 | 13 | 9.5 | 1.9 | 65 | 100 | 9123256
BLUERIDGE | BMKH2422/O | BMKH2422/I |  | 22000 | 24000 | 21.5 | 13 | 9.5 | 1.9 | 65 | 100 | 205968031
GREE | GWH24ATEXF-D3DNA1F/O | GWH24AWEXF-D3DN***/I |  | 22000 | 24000 | 24.5 | 12.25 | 10 | 1.8 | 65 | 79 | 212600486
GREE | GWH24ATEXF-D3DNA1F/O | GWH24ATEXF-D3DN***/I |  | 22000 | 24000 | 24.5 | 12.25 | 10 | 1.8 | 65 | 79 | 212596834
KINGHOME | KW24HQ25SDO | KM24HT1DI |  | 22000 | 24000 | 20 | 12 | 9 | 1.8 | 63 | 79 | 212437235
KINGHOME | KW09HQ25SDO | KM09HT1DI |  | 9100 | 10500 | 19 | 13 | 9.5 | 1.85 | 58 | 95 | 212437226
GREE | GWH24ACEXH-S3DNA1A/O | GWH24ACEXH-S3DN***/I |  | 22000 | 24000 | 22.5 | 13.3 | 9.5 | 1.88 | 60 | 92 | 212386795
TOSOT | TW24HXP2A1DO | TM24HBTDI |  | 22000 | 24000 | 20 | 12 | 9 | 1.8 | 63 | 79 | 212365402
TOSOT | TW09HXP2A1DO | TM09HBTDI |  | 9100 | 10500 | 19 | 13 | 9.5 | 1.85 | 58 | 95 | 212365393
GREE | GWH12AUCXD-D3DNA1A/O | GWH12AUCXD-D3DN***/I |  | 12000 | 12000 | 24 | 12.5 | 9 | 1.85 | 58 | 73 | 212316221
GREE | 3VIR24HP230V1BO | 3VIR24HP230V1BH |  | 22000 | 24000 | 24.5 | 13.1 | 9.5 | 1.8 | 63 | 83 | 211755708
GREE | 3VIR18HP230V1BO | 3VIR18HP230V1BH |  | 18000 | 18000 | 23.5 | 13 | 9 | 1.9 | 61 | 75 | 211755707
GREE | 3VIR12HP230V1BO | 3VIR12HP230V1BH |  | 12000 | 12000 | 24 | 12.5 | 9 | 1.85 | 58 | 73 | 211755706
GREE | 3VIR09HP230V1BO | 3VIR09HP230V1BH |  | 9100 | 10500 | 25.5 | 14.7 | 10.2 | 1.86 | 67 | 87 | 211755705
GREE | 3VIR12HP115V1BO | 3VIR12HP115V1BH |  | 12000 | 12000 | 24 | 12 | 9 | 1.85 | 58 | 73 | 211755704
GREE | 3VIR09HP115V1BO | 3VIR09HP115V1BH |  | 9100 | 10000 | 27 | 14.55 | 10 | 1.87 | 70 | 99 | 211755703
KINGHOME | KAM24HO | KM24HT1DI |  | 22000 | 24000 | 20 | 12 | 9 | 1.8 | 62 | 79 | 211749846
KINGHOME | KAM24HO | KM24HK1DI |  | 22000 | 24000 | 20 | 12 | 9.5 | 1.8 | 65 | 67 | 211749845
FOREST AIR | FGH-18ES/E-38-O | FGH-18ES/E-38-I |  | 18000 | 18000 | 22 | 13.5 | 10 | 1.8 | 79 | 111 | 206720377
INNOVAIR | EIN18H2V32(O) | EIN18H2V32(I) |  | 18000 | 18000 | 22 | 13.5 | 10 | 1.8 | 79 | 111 | 206330209
GREE | GWH18YE-D3DNA1A/O | GWH18AAE-D3DN***/I |  | 18000 | 18000 | 22 | 13.5 | 10 | 1.8 | 79 | 111 | 9114294
BLUERIDGE | BMKH1824/O | BMKH1824/I |  | 18000 | 18000 | 22 | 13.5 | 10 | 1.8 | 79 | 111 | 205968029
ACD | UHD24KCH22S-O | UHD24KCH22SB-I |  | 22000 | 24000 | 21.5 | 13 | 9.5 | 1.9 | 65 | 100 | 211749868
ACD | UHD24KCH22S-O | UHD24KCH22S-I |  | 22000 | 24000 | 21.5 | 13 | 9.5 | 1.9 | 65 | 100 | 202132789
WABBAN | BB24HQ3D6DO | BB24HQ3D6DI |  | 22000 | 24000 | 21.5 | 13 | 9.5 | 1.9 | 65 | 100 | 201903175
AC PRO.COM | AWH24YE-D3DNA1A/O | AWH24QE-D3DN***/I |  | 22000 | 24000 | 21.5 | 13 | 9.5 | 1.9 | 65 | 100 | 10569076
GREE | GWH24YE-D3DNA1A/O | GWH24QE-D3DN***/I |  | 22000 | 24000 | 21.5 | 13 | 9.5 | 1.9 | 65 | 100 | 9102794
AMERICAN STANDARD | 4TXK3824A10NU** | 4MXW3824A10NU** |  | 22000 | 24000 | 21.5 | 13 | 9.5 | 1.9 | 65 | 100 | 9150128
TRANE | 4TXK3824A10NU** | 4MXW3824A10NU** |  | 22000 | 24000 | 21.5 | 13 | 9.5 | 1.9 | 65 | 100 | 9150127
GREE | GWH24YE-D3DNA1A/O | GWH24YE-D3DN***/I |  | 22000 | 24000 | 21.5 | 13 | 9.5 | 1.9 | 65 | 100 | 9102793
ACD | UHD18KCH25S-O | UHD18KCH25SB-I |  | 18000 | 18000 | 22 | 13.5 | 10 | 1.8 | 79 | 111 | 211749867
MAX-R | MAX-R 18K35 GR38 (OUT) | MAX-R 18K35 GR38 (INT) |  | 18000 | 18000 | 22 | 13.5 | 10 | 1.8 | 79 | 111 | 205982980
ACD | UHD18KCH25S-O | UHD18KCH25S-I |  | 18000 | 18000 | 22 | 13.5 | 10 | 1.8 | 79 | 111 | 202110485
WABBAN | BB18HQ3D6DO | BB18HQ3D6DI |  | 18000 | 18000 | 22 | 13.5 | 10 | 1.8 | 79 | 111 | 201903174
AC PRO.COM | AWH18YE-D3DNA1A/O | AWH18QE-D3DN***/I |  | 18000 | 18000 | 22 | 13.5 | 10 | 1.8 | 79 | 111 | 10569075
GREE | GWH18YE-D3DNA1A/O | GWH18QE-D3DN***/I |  | 18000 | 18000 | 22 | 13.5 | 10 | 1.8 | 79 | 111 | 9102074
AMERICAN STANDARD | 4TXK3818A10NU** | 4MXW3818A10NU** |  | 18000 | 18000 | 22 | 13.5 | 10 | 1.8 | 79 | 111 | 9150126
TRANE | 4TXK3818A10NU** | 4MXW3818A10NU** |  | 18000 | 18000 | 22 | 13.5 | 10 | 1.8 | 79 | 111 | 9150125
GREE | GWH18YE-D3DNA1A/O | GWH18YE-D3DN***/I |  | 18000 | 18000 | 22 | 13.5 | 10 | 1.8 | 79 | 111 | 9102073
KINGHOME | KAM09HO | KM09HT1DI |  | 9100 | 11000 | 19.5 | 13.3 | 9.8 | 1.8 | 63 | 82 | 211749837
GREE | 3VIR24HP230V1BO | FLR24HP230V1BF |  | 22000 | 24000 | 20 | 12 | 9 | 1.8 | 63 | 79 | 211726660
GREE | 3VIR09HP230V1BO | FLR09HP230V1BF |  | 9100 | 10500 | 19 | 13 | 9.5 | 1.85 | 58 | 95 | 211726651
KINGHOME | KW18HP25SDO | KW18HP25SDI |  | 18000 | 18000 | 23.5 | 13 | 9 | 1.9 | 61 | 75 | 211177526
TOSOT | TW18HXP2A1DO | TW18HXP2A1DI |  | 18000 | 18000 | 23.5 | 13 | 9 | 1.9 | 61 | 75 | 211177522
TOSOT | TW12HXP2A1DO | TW12HXP2A1DI |  | 12000 | 12000 | 24 | 12.5 | 9 | 1.85 | 58 | 73 | 211177521
TOSOT | TW09HXP2A1DO | TW09HXP2A1DI |  | 9100 | 10500 | 25.5 | 14.7 | 10.2 | 1.86 | 67 | 87 | 211177520
TOSOT | TW09HXP2A1AO | TW09HXP2A1AI |  | 9100 | 10000 | 27 | 14.55 | 10 | 1.87 | 70 | 99 | 211177518
TOSOT | TWH18AG25A2DO | TWH18AG25A2DI |  | 18000 | 18000 | 23.5 | 13 | 9 | 1.9 | 61 | 75 | 210921188
GREE | 3VIR18HP230V1BO | 3VIR18HP230V1AH |  | 18000 | 18000 | 23.5 | 13 | 9 | 1.9 | 61 | 75 | 210665999
TOSOT | TWH24AG25A2DO | TWH24AG25A2DI |  | 22000 | 24000 | 24.5 | 13.1 | 9.5 | 1.75 | 63 | 67 | 210485387
TOSOT | TWH12AG25A2DO | TWH12AG25A2DI |  | 12000 | 12000 | 24 | 12.5 | 9 | 1.85 | 58 | 73 | 210485386
TOSOT | TWH12AG25A2AO | TWH12AG25A2AI |  | 12000 | 12000 | 24 | 12 | 9 | 1.85 | 58 | 73 | 210485385
TOSOT | TWH09AG25A2DO | TWH09AG25A2DI |  | 9100 | 10500 | 25.5 | 14.7 | 10.2 | 1.86 | 67 | 87 | 210485384
TOSOT | TWH09AG25A2AO | TWH09AG25A2AI |  | 9100 | 10000 | 27 | 14.55 | 10 | 1.87 | 70 | 99 | 210485383
GREE | GWH12AGCXD-A3DNA1A/O | GWH12ACCXD-A3DN***/I |  | 12000 | 12000 | 24 | 12 | 9 | 1.85 | 58 | 73 | 210295925
GREE | GWH12AGCXD-D3DNA1A/O | GWH12ACCXD-D3DN***/I |  | 12000 | 12000 | 24 | 12.5 | 9 | 1.85 | 58 | 73 | 210295924
GREE | 3VIR12HP115V1BO | 3VIR12HP115V1AH |  | 12000 | 12000 | 24 | 12 | 9 | 1.85 | 58 | 73 | 210278971
GREE | 3VIR12HP230V1BO | 3VIR12HP230V1AH |  | 12000 | 12000 | 24 | 12.5 | 9 | 1.85 | 58 | 73 | 210278970
GREE | 3VIR24HP230V1BO | 3VIR24HP230V1AH |  | 22000 | 24000 | 24.5 | 13.1 | 9.5 | 1.75 | 63 | 67 | 210278968
GREE | 3VIR09HP230V1BO | 3VIR09HP230V1AH |  | 9100 | 10500 | 25.5 | 14.7 | 10.2 | 1.86 | 67 | 87 | 210278967
GREE | 3VIR09HP115V1BO | 3VIR09HP115V1AH |  | 9100 | 10000 | 27 | 14.55 | 10 | 1.87 | 70 | 99 | 210278966
KINGHOME | KW24HQ25SDO | KW24HQ25SDI |  | 22000 | 24000 | 24.5 | 13.1 | 9.5 | 1.75 | 63 | 67 | 209847251
KINGHOME | KW09HQ25SAO | KW09HQ25SAI |  | 9100 | 10000 | 27 | 14.55 | 10 | 1.87 | 70 | 99 | 209847250
KINGHOME | KW09HQ25SDO | KW09HQ25SDI |  | 9100 | 10500 | 25.5 | 14.7 | 10.2 | 1.86 | 67 | 87 | 209847249
KINGHOME | KW12HQ25SAO | KW12HQ25SAI |  | 12000 | 12000 | 24 | 12 | 9 | 1.85 | 58 | 73 | 209847248
KINGHOME | KW12HQ25SDO | KW12HQ25SDI |  | 12000 | 12000 | 24 | 12.5 | 9 | 1.85 | 58 | 73 | 209847247
GREE | GWH09AGCXD-D3DNA1A/O | GTH(09)CA-D3DN***/I |  | 9100 | 10500 | 19 | 13 | 9.5 | 1.85 | 58 | 95 | 209550322
AireForce | GXH24(7.0)LSK4DH2 | GHH24(7.0)LUK4DH2 |  | 22000 | 24000 | 24.5 | 13.1 | 9.5 | 1.75 | 63 | 67 | 211635189
AC PRO.COM | AWH24AGEXH-D3DNA1A/O | AWH24QEXH-D3DNB8A/I |  | 22000 | 24000 | 24.5 | 13.1 | 9.5 | 1.75 | 63 | 67 | 210838010
GIBSON | GXH24(7.0)LSK4DH2 | GHH24(7.0)LUK4DH2 |  | 22000 | 24000 | 24.5 | 13.1 | 9.5 | 1.75 | 63 | 67 | 210534172
AIRTEMP | GXH24(7.0)LSK4DH2 | GHH24(7.0)LUK4DH2 |  | 22000 | 24000 | 24.5 | 13.1 | 9.5 | 1.75 | 63 | 67 | 210534163
LENNOX | LI024HO-250P432 | LI024HI-250P432 |  | 22000 | 24000 | 24.5 | 13.1 | 9.5 | 1.75 | 63 | 67 | 209399480
GREE | GWH24AGEXH-D3DNA1A/O | GWH24QEXH-D3DN***/I |  | 22000 | 24000 | 24.5 | 13.1 | 9.5 | 1.75 | 63 | 67 | 209397902
TGM | GRHART24AS2 | GWHART24S2 |  | 22000 | 24000 | 22 | 12.2 | 9 | 1.8 | 60 | 83 | 211729928
GREE | GWH24QEXF-D3DND4D/O | GWH24QEXF-D3DN***/I |  | 22000 | 24000 | 22 | 12.2 | 9 | 1.8 | 60 | 83 | 209323648
CLASSIC | GRHARC24AS2 | GWHARC24S2 |  | 22000 | 24000 | 22 | 12.2 | 9 | 1.8 | 60 | 83 | 211729927
C&H | CH09VCT115VO | CH09VCT115VI |  | 9000 | 9900 | 23 | 13 | 9.4 | 2.03 | 70 | 88 | 9119143
FRIEDRICH | MRAD09Y1J | MWAD09Y1J |  | 9000 | 9900 | 23 | 13 | 9.4 | 2.03 | 70 | 88 | 10221175
GIBSON | GXH09(2.6)LSA4DH | GHH09(2.6)LSA4DH |  | 9000 | 9900 | 23 | 13 | 9.4 | 2.03 | 70 | 88 | 9000994
COLEMAN BY JOHNSON CONTROLS | DHX09CSB11S | DHX09NWB11S |  | 9000 | 9900 | 23 | 13 | 9.4 | 2.03 | 70 | 88 | 8578562
AC PRO.COM | AWH12AGCXD-A3DNA1A/O | AWH12QCXD-A3DNB8A/I |  | 12000 | 12000 | 24 | 12 | 9 | 1.85 | 58 | 73 | 210838008
GREE | GWH12AGCXD-A3DNA1A/O | GWH12QCXD-A3DN***/I |  | 12000 | 12000 | 24 | 12 | 9 | 1.85 | 58 | 73 | 208546479
GREE | GWH24AGEXH-D3DNA1A/O | GTH(24)CB-D3DN***/I |  | 22000 | 24000 | 20 | 12 | 9 | 1.8 | 63 | 79 | 208158336
1HVAC | SC-12ZGLD-HP230 | SC-12WGLD-HP230 |  | 12000 | 12000 | 24 | 12.5 | 9 | 1.85 | 58 | 73 | 208650730
Stealth Comfort | SC-12ZGLD-HP230 | SC-12WGLD-HP230 |  | 12000 | 12000 | 24 | 12.5 | 9 | 1.85 | 58 | 73 | 208650757
MAX-R | MAX-R 12K25 GR25 OUT | MAX-R 12K25 GR25 INT |  | 12000 | 12000 | 24 | 12.5 | 9 | 1.85 | 58 | 73 | 209795990
GIBSON | GXH12(3.5)LSK4DH2 | GHH12(3.5)LUK4DH2 |  | 12000 | 12000 | 24 | 12.5 | 9 | 1.85 | 58 | 73 | 210534171
AIRTEMP | GXH12(3.5)LSK4DH2 | GHH12(3.5)LUK4DH2 |  | 12000 | 12000 | 24 | 12.5 | 9 | 1.85 | 58 | 73 | 210534162
AireForce | GXH12(3.5)LSK4DH2 | GHH12(3.5)LUK4DH2 |  | 12000 | 12000 | 24 | 12.5 | 9 | 1.85 | 58 | 73 | 211635187
ACIQ | SC-12ZGLD-HP230 | SC-12WGLD-HP230 |  | 12000 | 12000 | 24 | 12.5 | 9 | 1.85 | 58 | 73 | 208650739
AC PRO.COM | AWH12AGCXD-D3DNA1A/O | AWH12QCXD-D3DNB8A/I |  | 12000 | 12000 | 24 | 12.5 | 9 | 1.85 | 58 | 73 | 210838009
LENNOX | LI012HO-250P432 | LI012HI-250P432 |  | 12000 | 12000 | 24 | 12.5 | 9 | 1.85 | 58 | 73 | 209399468
DIYCOOL | SC-12ZGLD-HP230 | SC-12WGLD-HP230 |  | 12000 | 12000 | 24 | 12.5 | 9 | 1.85 | 58 | 73 | 208650748
GREE | GWH12AGCXD-D3DNA1A/O | GWH12QCXD-D3DN***/I |  | 12000 | 12000 | 24 | 12.5 | 9 | 1.85 | 58 | 73 | 208120572
GREE | GWH12AGCXD-A3DNA1A/O | GWH12AGCXD-A3DN***/I |  | 12000 | 12000 | 24 | 12 | 9 | 1.85 | 58 | 73 | 208071174
WABBAN | BB12HXP2A1DO | BB12HXP2A1DI |  | 12000 | 12000 | 24 | 12.5 | 9 | 1.85 | 58 | 73 | 210627717
GREE | GWH12AGCXD-D3DNA1A/O | GWH12AGCXD-D3DN***/I |  | 12000 | 12000 | 24 | 12.5 | 9 | 1.85 | 58 | 73 | 208071173
DAIKIN | RXS09TL116 | FTXS09TL116 |  | 9000 | 9900 | 23 | 13 | 9.4 | 2.03 | 70 | 88 | 8639874
AIRTEMP | GXH09(2.6)LSA4DH | GHH09(2.6)LUA4DH |  | 9000 | 9900 | 23 | 13 | 9.4 | 2.03 | 70 | 88 | 202443307
C&H | GWH09QC-A3DNA1D/O | GWH09QC-A3DNA1D/I |  | 9000 | 9900 | 23 | 13 | 9.4 | 2.03 | 70 | 88 | 8235776
CHAMPION | DHX09CSB11S | DHX09NWB11S |  | 9000 | 9900 | 23 | 13 | 9.4 | 2.03 | 70 | 88 | 8657808
AireForce | GXH09(2.6)LSA4DH | GHH09(2.6)LUA4DH |  | 9000 | 9900 | 23 | 13 | 9.4 | 2.03 | 70 | 88 | 202534235
AC PRO.COM | AWH09QC-A3DNA1D/O | AWH09QC-A3DNA3D/I |  | 9000 | 9900 | 23 | 13 | 9.4 | 2.03 | 70 | 88 | 10531403
REZNOR | GXH09(2.6)LSA4DH | GHH09(2.6)LUA4DH |  | 9000 | 9900 | 23 | 13 | 9.4 | 2.03 | 70 | 88 | 202443286
DAIKIN | RXS09TL116 | FTXS09TL116-3 |  | 9000 | 9900 | 23 | 13 | 9.4 | 2.03 | 70 | 88 | 8641300
LUXAIRE BY JOHNSON CONTROLS | DHX09CSB11S | DHX09NWB11S |  | 9000 | 9900 | 23 | 13 | 9.4 | 2.03 | 70 | 88 | 8578563
SMARTFLEX | DHX09CSB11S | DHX09NWB11S |  | 9000 | 9900 | 23 | 13 | 9.4 | 2.03 | 70 | 88 | 202208609
GIBSON | GXH09(2.6)LSA4DH | GHH09(2.6)LUA4DH |  | 9000 | 9900 | 23 | 13 | 9.4 | 2.03 | 70 | 88 | 8996539
GUARDIAN BY JOHNSON CONTROLS | DHX09CSB11S | DHX09NWB11S |  | 9000 | 9900 | 23 | 13 | 9.4 | 2.03 | 70 | 88 | 8578564
YORK BY JOHNSON CONTROLS | DHX09CSB11S | DHX09NWB11S |  | 9000 | 9900 | 23 | 13 | 9.4 | 2.03 | 70 | 88 | 8578561
GREE | GWH09QC-A3DNA1D/O | GWH09QC-A3DN***/I |  | 9000 | 9900 | 23 | 13 | 9.4 | 2.03 | 70 | 88 | 7091967
AIR MAX | AWGXC24-H2 | AWGXE24-H2 |  | 22000 | 24000 | 22 | 12.2 | 9 | 1.8 | 60 | 83 | 211330204
COMFORMATIC | AWGXC24-H2 | AWGXE24-H2 |  | 22000 | 24000 | 22 | 12.2 | 9 | 1.8 | 60 | 83 | 211330202
GREE | GWH24QEXF-D3DND4D/O | GWH24ACEXF-D3DN***/I |  | 22000 | 24000 | 22 | 12.2 | 9 | 1.8 | 60 | 83 | 211330197
INNOVAIR | EIN10H2V32(O) | EIN10H2V32(I) |  | 9000 | 9000 | 27 | 16.6 | 11 | 1.91 | 89 | 144 | 206330207
BLUERIDGE | BMKH0938/O | BMKH0938/I |  | 9000 | 9000 | 27 | 16.6 | 11 | 1.91 | 89 | 144 | 205968027
GREE | GWH09ACD-D3DNA1A/O | GWH09AAD-D3DN***/I |  | 9000 | 9000 | 27 | 16.6 | 11 | 1.91 | 89 | 144 | 204325176
KINGHOME | KW24HQ3D6DO | KW24HQ3D6DI |  | 22000 | 24000 | 21.5 | 13 | 9.5 | 1.9 | 65 | 100 | 203498481
KINGHOME | KW18HQ3D6DO | KW18HQ3D6DI |  | 18000 | 18000 | 22 | 13.5 | 10 | 1.8 | 79 | 111 | 203493071
KINGHOME | KW09HQ3D6DO | KW09HQ3D6DI |  | 9000 | 9000 | 27 | 16.6 | 11 | 1.91 | 89 | 144 | 203493069
ACD | UHD09KCH38SB-O | UHD09KCH38SC-I |  | 9000 | 9000 | 27 | 16.6 | 11 | 1.91 | 89 | 144 | 211749865
GREE | GWH09ACD-D3DNA1A/O | GWH09YD-D3DN***/I |  | 9000 | 9000 | 27 | 16.6 | 11 | 1.91 | 89 | 144 | 202373830
AMERICAN STANDARD | 4TXK3809B10NU** | 4MXW3809B10NU** |  | 9000 | 9000 | 27 | 16.6 | 11 | 1.91 | 89 | 144 | 204340355
AC PRO.COM | AWH09ACD-D3DNA1A/O | AWH09QD-D3DND6B/I |  | 9000 | 9000 | 27 | 16.6 | 11 | 1.91 | 89 | 144 | 202409833
TRANE | 4TXK3809B10NU** | 4MXW3809B10NU** |  | 9000 | 9000 | 27 | 16.6 | 11 | 1.91 | 89 | 144 | 204340354
ACD | UHD09KCH38SB-O | UHD09KCH38SB-I |  | 9000 | 9000 | 27 | 16.6 | 11 | 1.91 | 89 | 144 | 202409832
WABBAN | BB09HQ4D6DO | BB09HQ4D6DI |  | 9000 | 9000 | 27 | 16.6 | 11 | 1.91 | 89 | 144 | 202409831
GREE | GWH09ACD-D3DNA1A/O | GWH09QD-D3DN***/I |  | 9000 | 9000 | 27 | 16.6 | 11 | 1.91 | 89 | 144 | 202360989
LENNOX | LI018HO-380P432 | LI018HI-380P432 |  | 18000 | 18000 | 22 | 13.5 | 10 | 1.8 | 79 | 111 | 208917517
Stealth Comfort | SC-18ZPL-HP230 | SC-18WPL-HP230 |  | 18000 | 18000 | 22 | 13.5 | 10 | 1.8 | 79 | 111 | 208650755
DIYCOOL | SC-18ZPL-HP230 | SC-18WPL-HP230 |  | 18000 | 18000 | 22 | 13.5 | 10 | 1.8 | 79 | 111 | 208650746
ACIQ | SC-18ZPL-HP230 | SC-18WPL-HP230 |  | 18000 | 18000 | 22 | 13.5 | 10 | 1.8 | 79 | 111 | 208650737
1HVAC | SC-18ZPL-HP230 | SC-18WPL-HP230 |  | 18000 | 18000 | 22 | 13.5 | 10 | 1.8 | 79 | 111 | 208650728
GREE | GWH18YE-D3DNA1A/O | GWH18ACE-D3DN***/I |  | 18000 | 18000 | 22 | 13.5 | 10 | 1.8 | 79 | 111 | 10318079
LENNOX | LI009HO-380P432 | LI009HI-380P432 |  | 9000 | 9000 | 27 | 16.6 | 11 | 1.91 | 89 | 144 | 208917513
Stealth Comfort | SC-09ZPL-HP230 | SC-09WPL-HP230 |  | 9000 | 9000 | 27 | 16.6 | 11 | 1.91 | 89 | 144 | 208650753
DIYCOOL | SC-09ZPL-HP230 | SC-09WPL-HP230 |  | 9000 | 9000 | 27 | 16.6 | 11 | 1.91 | 89 | 144 | 208650744
ACIQ | SC-09ZPL-HP230 | SC-09WPL-HP230 |  | 9000 | 9000 | 27 | 16.6 | 11 | 1.91 | 89 | 144 | 208650735
1HVAC | SC-09ZPL-HP230 | SC-09WPL-HP230 |  | 9000 | 9000 | 27 | 16.6 | 11 | 1.91 | 89 | 144 | 208650726
GREE | GWH09ACD-D3DNA1A/O | GWH09ACD-D3DN***/I |  | 9000 | 9000 | 27 | 16.6 | 11 | 1.91 | 89 | 144 | 10318077
LENNOX | LI024HO-380P432 | LI024HI-380P432 |  | 22000 | 24000 | 21.5 | 13 | 9.5 | 1.9 | 65 | 100 | 208917519
Stealth Comfort | SC-24ZPL-HP230 | SC-24WPL-HP230 |  | 22000 | 24000 | 21.5 | 13 | 9.5 | 1.9 | 65 | 100 | 208650756
DIYCOOL | SC-24ZPL-HP230 | SC-24WPL-HP230 |  | 22000 | 24000 | 21.5 | 13 | 9.5 | 1.9 | 65 | 100 | 208650747
ACIQ | SC-24ZPL-HP230 | SC-24WPL-HP230 |  | 22000 | 24000 | 21.5 | 13 | 9.5 | 1.9 | 65 | 100 | 208650738
1HVAC | SC-24ZPL-HP230 | SC-24WPL-HP230 |  | 22000 | 24000 | 21.5 | 13 | 9.5 | 1.9 | 65 | 100 | 208650729
GREE | GWH24YE-D3DNA1A/O | GWH24ACE-D3DN***/I |  | 22000 | 24000 | 21.5 | 13 | 9.5 | 1.9 | 65 | 100 | 10203163
GREE | SAP24HP230V1AO | SAP24HP230V1AH |  | 22000 | 24000 | 21.5 | 13 | 9.5 | 1.9 | 65 | 100 | 10157571
GREE | SAP18HP230V1AO | SAP18HP230V1AH |  | 18000 | 18000 | 22 | 13.5 | 10 | 1.8 | 79 | 111 | 10157570
Trane / Mitsubishi Electric | TRUZA0241HA80** | PCA-A24KA* |  | 24000 | 28000 | 21 | 12.2 | 9.2 | 1.99 | 55 | 37 | 213307644
Trane / Mitsubishi Electric | TRUZA0241HA80** | PKA-A24KA* |  | 24000 | 28000 | 21.3 | 12.2 | 9.3 | 2.08 | 56 | 38 | 213307643
Trane / Mitsubishi Electric | TRUZA0241HA80** | PLA-A24EA* |  | 24000 | 29000 | 24.7 | 14.3 | 9.3 | 1.89 | 51 | 32 | 213307641
Trane / Mitsubishi Electric | TRUZA0181KA80** | PLA-A18EA* |  | 18000 | 23000 | 25 | 14.4 | 9.2 | 1.52 | 48 | 27 | 213307637
Trane / Mitsubishi Electric | TRUZA0121KA80** | PKA-A12LA* |  | 12000 | 18000 | 21.3 | 13.3 | 10.2 | 2.07 | 59 | 42 | 213307636
Trane / Mitsubishi Electric | TRUZA0121KA80** | PLA-A12EA* |  | 12000 | 20000 | 26.9 | 16.4 | 10.9 | 1.7 | 51 | 31 | 213307633
Trane / Mitsubishi Electric | PUZ-A24NHA8*** | TPCA0A0241KA*** |  | 24000 | 28000 | 21 | 12.2 | 9.2 | 1.99 | 55 | 37 | 213307626
Trane / Mitsubishi Electric | PUZ-A24NHA8*** | TPKA0A0241KA*** |  | 24000 | 28000 | 21.3 | 12.2 | 9.3 | 2.08 | 56 | 38 | 213307625
Trane / Mitsubishi Electric | PUZ-A24NHA8*** | TPLA0A0241EA*** |  | 24000 | 29000 | 24.7 | 14.3 | 9.3 | 1.89 | 51 | 32 | 213307623
Trane / Mitsubishi Electric | PUZ-A18NKA8*** | TPLA0A0181EA*** |  | 18000 | 23000 | 25 | 14.4 | 9.2 | 1.52 | 48 | 27 | 213307619
Trane / Mitsubishi Electric | PUZ-A12NKA8*** | TPKA0A0121LA*** |  | 12000 | 18000 | 21.3 | 13.3 | 10.2 | 2.07 | 59 | 42 | 213307618
Trane / Mitsubishi Electric | PUZ-A12NKA8*** | TPLA0A0121EA*** |  | 12000 | 20000 | 26.9 | 16.4 | 10.9 | 1.7 | 51 | 31 | 213307615
ForestAir | FGH-09ES/E25-O | FGH-09ES/E25-I |  | 9100 | 11000 | 25 | 14.7 | 9.5 | 1.8 | 66 | 82 | 211624983
GREE | GWH09AGC-D3DNA1B/O | GWH09AGC-D3DN***/I |  | 9100 | 11000 | 25 | 14.7 | 9.5 | 1.8 | 66 | 82 | 206395963
ForestAir | FGH-12ES/E25-O | FGH-12ES/E25-I |  | 12000 | 12000 | 25 | 12.5 | 9 | 1.93 | 64 | 77 | 211624981
GREE | GWH12AGC-D3DNA1A/O | GWH12AGC-D3DN***/I |  | 12000 | 12000 | 25 | 12.5 | 9 | 1.93 | 64 | 77 | 206395961
WABBAN | BB24HXP2A1DO | BBM24HBTDI |  | 22000 | 24000 | 20 | 12 | 9 | 1.8 | 63 | 79 | 213319282
WABBAN | BB09HXP2A1DO | BBM09HBTDI |  | 9100 | 10500 | 19 | 13 | 9.5 | 1.85 | 58 | 95 | 213319273
PIONEER | YN018GMFI22RPE | FB018GMFILDFHE |  | 16000 | 17000 | 22.4 | 12.5 | 10.4 | 2.32 | 79 | 75 | 213349747
PIONEER | YN009GMFI22RPE | CK009GMFILCFHD |  | 9000 | 11000 | 22.5 | 13 | 11.5 | 2.34 | 73 | 70 | 213349746
PIONEER | YN012GMFI22RPE | CK012GMFILCFHD |  | 12000 | 12500 | 22 | 12.6 | 9.8 | 2.21 | 62 | 62 | 213349745
PIONEER | YN018GMFI22RPE | CK018GMFILCFHD |  | 18000 | 19000 | 21.8 | 12.5 | 10.7 | 2.3 | 64 | 69 | 213349744
DIAL | 18000-UNI-O | 18000Z-CAS-I |  | 18000 | 18800 | 20.5 | 12.5 | 10 | 2.36 | 64 | 70 | 206838616
WESTINGHOUSE | WHU18SZA21S | WHU18CTA21S |  | 18000 | 18800 | 20.5 | 12.5 | 10 | 2.36 | 64 | 70 | 207237537
AIR-CON | ASLCI4H4S18 | ASLEC4H4S18 |  | 18000 | 18800 | 20.5 | 12.5 | 10 | 2.36 | 64 | 70 | 205129519
HITACHI | RAS-2.0PNNBDH1 | RCI-2.0PNN1DH |  | 18000 | 18800 | 20.5 | 12.5 | 10 | 2.36 | 64 | 70 | 206750855
FRIEDRICH | FPHFR18A3A | FPHFC18A3B |  | 18000 | 18800 | 20.5 | 12.5 | 10 | 2.36 | 64 | 70 | 205104719
HAXXAIR | HVHSC-18T2D | HAHC-18T2D |  | 18000 | 18800 | 20.5 | 12.5 | 10 | 2.36 | 64 | 70 | 205921367
HISENSE | AUW-18U3SF | ACT-18UR3SGB |  | 18000 | 18800 | 20.5 | 12.5 | 10 | 2.36 | 64 | 70 | 205013613
WESTINGHOUSE | WHU09SZA21S | WHU09CTA21S |  | 9000 | 10000 | 20.5 | 12.85 | 10 | 2.26 | 72 | 83 | 207237535
DIAL | 9000-UNI-O | 9000Z-CAS-I |  | 9000 | 10000 | 20.5 | 12.85 | 10 | 2.26 | 72 | 83 | 206838614
HITACHI | RAS-1.0PNNBDH1 | RCIM-1.0PNN1DH |  | 9000 | 10000 | 20.5 | 12.85 | 10 | 2.26 | 72 | 83 | 206750851
AIR-CON | ASLCI4H4S09 | ASLEC4H4S09 |  | 9000 | 10000 | 20.5 | 12.85 | 10 | 2.26 | 72 | 83 | 205129515
FRIEDRICH | FPHFR09A3A | FPHFC09A3B |  | 9000 | 10000 | 20.5 | 12.85 | 10 | 2.26 | 72 | 83 | 205048197
HISENSE | AUW-09U3SS | ACT-09UR3SCA |  | 9000 | 10000 | 20.5 | 12.85 | 10 | 2.26 | 72 | 83 | 204835478
WESTINGHOUSE | WHU24SZA21S | WHU24CTA21S |  | 24000 | 26000 | 18.5 | 12.5 | 10 | 2.2 | 73 | 73 | 207237538
DIAL | 24000-UNI-O | 24000Z-CAS-I |  | 24000 | 26000 | 18.5 | 12.5 | 10 | 2.2 | 73 | 73 | 206838617
HITACHI | RAS-3.0PNNBDH1 | RCI-3.0PNN1DH |  | 24000 | 26000 | 18.5 | 12.5 | 10 | 2.2 | 73 | 73 | 206750857
AIR-CON | ASLCI4H4S24 | ASLEC4H4S24 |  | 24000 | 26000 | 18.5 | 12.5 | 10 | 2.2 | 73 | 73 | 205129521
FRIEDRICH | FPHFR24A3A | FPHFC24A3B |  | 24000 | 26000 | 18.5 | 12.5 | 10 | 2.2 | 73 | 73 | 205123805
HISENSE | AUW-24U3SA | ACT-24UR3SGB |  | 24000 | 26000 | 18.5 | 12.5 | 10 | 2.2 | 73 | 73 | 203167189
DIAL | SZUN24WW230 | EMCA24CRE230 |  | 24000 | 26000 | 18.5 | 12.5 | 10 | 2.2 | 73 | 73 | 213350259
DIAL | SZUN18WW230 | EMCA18CRE230 |  | 18000 | 18800 | 20.5 | 12.5 | 10 | 2.36 | 64 | 70 | 213350261
ForestAir | FGH-24ES/E25-O | FGH-24ES/E25-I |  | 22000 | 24000 | 24 | 13 | 9.5 | 1.8 | 65 | 83 | 211624984
GREE | GWH24AGE-D3DNA1A/O | GWH24AGE-D3DN***/I |  | 22000 | 24000 | 24 | 13 | 9.5 | 1.8 | 65 | 83 | 206335352
LG | LSU090HXV2 | LSN090HXV2 |  | 9000 | 10900 | 20 | 12.3 | 9.2 |  | 63 |  | 203996859
FRIEDRICH | FPHFR12A3A | FPHFC12A3B |  | 12000 | 12000 | 20.5 | 12.5 | 9.5 | 2.3 | 63 | 71 | 205104716
HITACHI | RAS-1.5PNNBDH1 | RCIM-1.5PNN1DH |  | 12000 | 12000 | 20.5 | 12.5 | 9.5 | 2.3 | 63 | 71 | 206750853
AIR-CON | ASLCI4H4S12 | ASLEC4H4S12 |  | 12000 | 12000 | 20.5 | 12.5 | 9.5 | 2.3 | 63 | 71 | 205129518
DIAL | SZUN12WW230 | EMCA12CRE230 |  | 12000 | 12000 | 20.5 | 12.5 | 9.5 | 2.3 | 63 | 71 | 213350260
HAXXAIR | HVHSC-12T2D | HAHC-12T2D |  | 12000 | 12000 | 20.5 | 12.5 | 9.5 | 2.3 | 63 | 71 | 205921365
DIAL | 12000-UNI-O | 12000Z-CAS-I |  | 12000 | 12000 | 20.5 | 12.5 | 9.5 | 2.3 | 63 | 71 | 206838615
WESTINGHOUSE | WHU12SZA21S | WHU12CTA21S |  | 12000 | 12000 | 20.5 | 12.5 | 9.5 | 2.3 | 63 | 71 | 207237536
HISENSE | AUW-12U3SS | ACT-12UR3SCA |  | 12000 | 12000 | 20.5 | 12.5 | 9.5 | 2.3 | 63 | 71 | 204976793
Trane / Mitsubishi Electric | TRUZA0181KA70N* | TPLA0A0181EA70A |  | 18000 | 23000 | 25 | 14.4 | 9.2 |  | 48 |  | 204813320
Trane / Mitsubishi Electric | TRUZA0121KA70N* | TPLA0A0121EA70A |  | 12000 | 20000 | 26.9 | 16.4 | 10.9 |  | 51 |  | 204813316
Trane / Mitsubishi Electric | TRUZA0121KA70** | TPKA0A0121LA00* |  | 12000 | 18000 | 21.3 | 13.3 | 10.2 |  | 59 |  | 206716979
Mitsubishi Electric | PUZ-A18NKA7*** | PLA-A18EA* |  | 18000 | 23000 | 25 | 14.4 | 9.2 |  | 48 |  | 201754317
Mitsubishi Electric | PUZ-A12NKA7*** | PKA-A12LA |  | 12000 | 18000 | 21.3 | 13.3 | 10.2 |  | 59 |  | 206716978
Mitsubishi Electric | PUZ-A12NKA7*** | PLA-A12EA* |  | 12000 | 20000 | 26.9 | 16.4 | 10.9 |  | 51 |  | 201754450
Mitsubishi Electric | PUZ-A12NKA7*** | PKA-A12LA* |  | 12000 | 18000 | 21.3 | 13.3 | 10.2 |  | 59 |  | 211546903
DIAL | SZHW12WW115BAG | SZHW12NN115BAG |  | 12000 | 12000 | 21.7 | 12.5 | 9 | 1.75 | 63 | 70 | 213361984
AIRDACH | ACSH0924VM2-D | AICH0900VM1-D |  | 9000 | 10000 | 20 | 13 | 10 | 1.9 | 75 | 74 | 213363365
Trane / Mitsubishi Electric | NTXSST24A112A* | NTXWST24A112A* |  | 22400 | 27600 | 20.4 | 12.5 | 10 | 2.14 | 58 | 41 | 202373736
Trane / Mitsubishi Electric | NTXSST09A112A* | NTXWST09A112A* |  | 9000 | 10900 | 24.3 | 15.4 | 10.9 | 2.45 | 61 | 46 | 202373732
American Standard / Mitsubishi Electric | MUZ-GS18NA*** | NAXWST18B112** |  | 18000 | 21600 | 21.5 | 13.45 | 10.3 | 2.41 | 62 | 46 | 207705490
Trane / Mitsubishi Electric | MUZ-GS18NA*** | NTXWST18B112** |  | 18000 | 21600 | 21.5 | 13.45 | 10.3 | 2.41 | 62 | 46 | 207705483
American Standard / Mitsubishi Electric | MUZ-GS24NA*** | NAXWST24B112A* |  | 22400 | 27600 | 21.5 | 12.6 | 10.3 | 2.49 | 64 | 49 | 209832267
Trane / Mitsubishi Electric | MUZ-GS24NA*** | NTXWST24B112A* |  | 22400 | 27600 | 21.5 | 12.6 | 10.3 | 2.49 | 64 | 49 | 209832222
Trane / Mitsubishi Electric | MUZ-GS18NA*** | NTXWST18B112A* |  | 18000 | 21600 | 21.5 | 13.45 | 10.3 | 2.41 | 62 | 46 | 209832221
Trane / Mitsubishi Electric | MUZ-GS15NA*** | NTXWST15B112A* |  | 14000 | 18000 | 21 | 12.75 | 11 | 2.73 | 67 | 54 | 209832220
Trane / Mitsubishi Electric | MUZ-GS12NA*** | NTXWST12B112A* |  | 12000 | 14400 | 25.6 | 13.05 | 10.7 | 2.55 | 63 | 47 | 209832219
Trane / Mitsubishi Electric | MUZ-GS09NA*** | NTXWST09B112A* |  | 9000 | 10900 | 28.4 | 15.4 | 10.9 | 3.32 | 60 | 43 | 209832218
Trane / Mitsubishi Electric | NTXSST24A112A* | NAXWST24A112A* |  | 22400 | 27600 | 20.4 | 12.5 | 10 | 2.15 | 58 | 41 | 209832257
Trane / Mitsubishi Electric | NTXSST24A112A* | MSZ-GL24NA*** |  | 22400 | 27600 | 20.4 | 12.5 | 10 | 2.15 | 58 | 41 | 209832256
Trane / Mitsubishi Electric | MUZ-GL18NA*** | NTXWST18A112A* |  | 18000 | 21600 | 20.5 | 13.4 | 10.3 | 2.23 | 64 | 50 | 209832343
Trane / Mitsubishi Electric | MUZ-GL09NA*** | NTXWST09A112A* |  | 9000 | 10900 | 24.3 | 15.4 | 10.9 | 2.45 | 61 | 46 | 209832214
Mitsubishi Electric | MUZ-GL18NA*** | MSZ-GL18NA*** |  | 18000 | 21600 | 20.5 | 13.4 | 10.3 | 2.23 | 64 | 50 | 209832268
American Standard / Mitsubishi Electric | MUZ-GL18NA*** | NAXWST18A112A* |  | 18000 | 21600 | 20.5 | 13.4 | 10.3 | 2.23 | 64 | 50 | 209832342
American Standard / Mitsubishi Electric | MUZ-GL09NA*** | NAXWST09A112A* |  | 9000 | 10900 | 24.3 | 15.4 | 10.9 | 2.45 | 61 | 46 | 209832186
Trane / Mitsubishi Electric | NTXSST18A112A* | NAXWST18A112A* |  | 18000 | 21600 | 20.5 | 13.4 | 10.3 | 2.23 | 64 | 50 | 209832346
Trane / Mitsubishi Electric | NTXSST18A112A* | MSZ-GL18NA*** |  | 18000 | 21600 | 20.5 | 13.4 | 10.3 | 2.23 | 64 | 50 | 209832345
Trane / Mitsubishi Electric | NTXSST15A112A* | NAXWST15A112A* |  | 14000 | 18000 | 21 | 13 | 11 | 2.79 | 67 | 54 | 209832255
Trane / Mitsubishi Electric | NTXSST15A112A* | MSZ-GL15NA*** |  | 14000 | 18000 | 21 | 13 | 11 | 2.79 | 67 | 54 | 209832254
Trane / Mitsubishi Electric | NTXSST12A112A* | NAXWST12A112A* |  | 12000 | 14400 | 23.1 | 13 | 10.7 | 2.71 | 64 | 49 | 209832253
Trane / Mitsubishi Electric | MUZ-GL24NA*** | NTXWST24A112A* |  | 22400 | 27600 | 20.4 | 12.5 | 10 | 2.15 | 58 | 41 | 209832217
Trane / Mitsubishi Electric | MUZ-GL15NA*** | NTXWST15A112A* |  | 14000 | 18000 | 21 | 13 | 11 | 2.79 | 67 | 54 | 209832216
Trane / Mitsubishi Electric | MUZ-GL12NA*** | NTXWST12A112A* |  | 12000 | 14400 | 23.1 | 13 | 10.7 | 2.71 | 64 | 49 | 209832215
Mitsubishi Electric | MUZ-GL24NA*** | MSZ-GL24NA*** |  | 22400 | 27600 | 20.4 | 12.5 | 10 | 2.15 | 58 | 41 | 209832209
American Standard / Mitsubishi Electric | MUZ-GL24NA*** | NAXWST24A112A* |  | 22400 | 27600 | 20.4 | 12.5 | 10 | 2.15 | 58 | 41 | 209832189
American Standard / Mitsubishi Electric | MUZ-GL15NA*** | NAXWST15A112A* |  | 14000 | 18000 | 21 | 13 | 11 | 2.79 | 67 | 54 | 209832188
American Standard / Mitsubishi Electric | MUZ-GL12NA*** | NAXWST12A112A* |  | 12000 | 14400 | 23.1 | 13 | 10.7 | 2.71 | 64 | 49 | 209832187
Trane / Mitsubishi Electric | NTXSST18B112** | NAXWST18B112** |  | 18000 | 21600 | 21.5 | 13.45 | 10.3 | 2.41 | 62 | 46 | 207705521
Trane / Mitsubishi Electric | NTXSST18B112** | NTXWST18B112** |  | 18000 | 21600 | 21.5 | 13.45 | 10.3 | 2.41 | 62 | 46 | 207705515
Trane / Mitsubishi Electric | NTXSST18B112** | MSZ-GS18NA*** |  | 18000 | 21600 | 21.5 | 13.45 | 10.3 | 2.41 | 62 | 46 | 207705509
American Standard / Mitsubishi Electric | MUZ-GS18NA*** | NAXWST18B112A* |  | 18000 | 21600 | 21.5 | 13.45 | 10.3 | 2.41 | 62 | 46 | 209832266
American Standard / Mitsubishi Electric | MUZ-GS15NA*** | NAXWST15B112A* |  | 14000 | 18000 | 21 | 12.75 | 11 | 2.73 | 67 | 54 | 209832265
American Standard / Mitsubishi Electric | MUZ-GS12NA*** | NAXWST12B112A* |  | 12000 | 14400 | 25.6 | 13.05 | 10.7 | 2.55 | 63 | 47 | 209832264
American Standard / Mitsubishi Electric | MUZ-GS09NA*** | NAXWST09B112A* |  | 9000 | 10900 | 28.4 | 15.4 | 10.9 | 3.32 | 60 | 43 | 209832263
Trane / Mitsubishi Electric | NTXSST09A112A* | NAXWST09A112A* |  | 9000 | 10900 | 24.3 | 15.4 | 10.9 | 2.45 | 61 | 46 | 209832251
Trane / Mitsubishi Electric | NTXSST09A112A* | MSZ-GL09NA*** |  | 9000 | 10900 | 24.3 | 15.4 | 10.9 | 2.45 | 61 | 46 | 209832250
Trane / Mitsubishi Electric | NTXSST12A112A* | MSZ-GL12NA*** |  | 12000 | 14400 | 23.1 | 13 | 10.7 | 2.71 | 64 | 49 | 209832252
Trane / Mitsubishi Electric | NTXSKS18A112AA | NTXCKS18A112** |  | 17700 | 19700 | 21 | 12.5 | 10 | 2.31 | 65 | 51 | 211497094
Trane / Mitsubishi Electric | NTXSKS15A112AA | NTXCKS15A112** |  | 14100 | 18000 | 20.7 | 12.2 | 10.7 | 2.5 | 66 | 52 | 211497095
Trane / Mitsubishi Electric | NTXSKS09A112AA | NTXCKS09A112** |  | 9000 | 11000 | 24 | 13.4 | 10 | 1.81 | 63 | 47 | 211497097
Trane / Mitsubishi Electric | NTXSKH18A112AA | NTXUKS18A112** |  | 16700 | 18600 | 18.9 | 12.4 | 9 | 2.06 | 63 | 48 | 211497090
Trane / Mitsubishi Electric | NTXSST18A112A* | NTXWST18A112A* |  | 18000 | 21600 | 20.5 | 13.4 | 10.3 | 2.23 | 64 | 50 | 202373735
Trane / Mitsubishi Electric | NTXSST15A112A* | NTXWST15A112A* |  | 14000 | 18000 | 21 | 13 | 11 | 2.79 | 67 | 54 | 202373734
Trane / Mitsubishi Electric | NTXSST12A112A* | NTXWST12A112A* |  | 12000 | 14400 | 23.1 | 13 | 10.7 | 2.71 | 64 | 49 | 202373733
Trane / Mitsubishi Electric | MUZ-JP09WA*** | NTXWMT09A111A* |  | 9000 | 10900 | 20 | 12 | 10 | 2.37 | 61 | 46 | 209832228
Mitsubishi Electric | MUZ-JP09WA*** | MSZ-JP09WA*** |  | 9000 | 10900 | 20 | 12 | 10 | 2.37 | 61 | 46 | 209832210
American Standard / Mitsubishi Electric | MUZ-JP09WA*** | NAXWMT09A111A* |  | 9000 | 10900 | 20 | 12 | 10 | 2.37 | 61 | 46 | 209832195
Mitsubishi Electric | MUZ-JP09WA-U1 | MSZ-JP09WA-U1 |  | 9000 | 10900 | 20 | 12 | 10 |  | 61 |  | 202397881
Trane / Mitsubishi Electric | NTXSMT15A112A* | NTXWMT15A112A* |  | 14000 | 18000 | 20 | 12 | 10 | 2.15 | 64 | 49 | 202373739
Trane / Mitsubishi Electric | MUZ-HM15NA*** | NTXWMT15A112A* |  | 14000 | 18000 | 20 | 12 | 10 | 2.15 | 64 | 49 | 209832225
Trane / Mitsubishi Electric | NTXSMT09A112A* | NTXWMT09A112A* |  | 9000 | 10900 | 20 | 12 | 10 | 2.37 | 61 | 46 | 202373737
Trane / Mitsubishi Electric | NTXSMT09A111AA | NTXWMT09A111AA |  | 9000 | 10900 | 20 | 12 | 10 | 2.37 | 61 | 46 | 202397887
Trane / Mitsubishi Electric | MUZ-HM09NA*** | NTXWMT09A112A* |  | 9000 | 10900 | 20 | 12 | 10 | 2.37 | 61 | 46 | 209832223
Trane / Mitsubishi Electric | NTXSMT15A112A* | NAXWMT15A112A* |  | 14000 | 18000 | 20 | 12 | 10 | 2.15 | 64 | 49 | 209832245
American Standard / Mitsubishi Electric | MUZ-HM15NA*** | NAXWMT15A112A* |  | 14000 | 18000 | 20 | 12 | 10 | 2.15 | 64 | 49 | 209832192
Trane / Mitsubishi Electric | NTXSMT09A112A* | NAXWMT09A112A* |  | 9000 | 10900 | 20 | 12 | 10 | 2.33 | 70 | 53 | 209832239
American Standard / Mitsubishi Electric | MUZ-HM09NA*** | NAXWMT09A112A* |  | 9000 | 10900 | 20 | 12 | 10 | 2.37 | 61 | 46 | 209832190
Trane / Mitsubishi Electric | NTXSMT09A111A* | NAXWMT09A111A* |  | 9000 | 10900 | 20 | 12 | 10 | 2.37 | 61 | 46 | 209832237
Trane / Mitsubishi Electric | NTXSMT15A112A* | MSZ-HM15NA*** |  | 14000 | 18000 | 20 | 12 | 10 | 2.15 | 64 | 49 | 209832244
Mitsubishi Electric | MUZ-HM15NA*** | MSZ-HM15NA*** |  | 14000 | 18000 | 20 | 12 | 10 | 2.15 | 64 | 49 | 202680602
Trane / Mitsubishi Electric | NTXSMT09A112A* | MSZ-HM09NA*** |  | 9000 | 10900 | 20 | 12 | 10 | 2.37 | 61 | 46 | 209832238
Mitsubishi Electric | MUZ-HM09NA*** | MSZ-HM09NA*** |  | 9000 | 10900 | 20 | 12 | 10 | 2.37 | 61 | 46 | 202680600
Mitsubishi Electric | NTXSFWH012A121A | NTXVFW0012A121A |  | 12000 | 13200 | 29.5 | 15.3 | 12.575 | 2.59 | 69 | 87 | 211626479
Mitsubishi Electric | NTXSFWH012A121A | NAXVFW0012A121A |  | 12000 | 13200 | 29.5 | 15.3 | 12.575 | 2.59 | 69 | 87 | 211626485
Mitsubishi Electric | NTXSFWH012A121A | MSZ-FW12NA*** |  | 12000 | 13200 | 29.5 | 15.3 | 12.575 | 2.59 | 69 | 87 | 211626461
Mitsubishi Electric | NTXSFWH009A121A | NTXVFW0009A121A |  | 9000 | 12000 | 33 | 18.4 | 13.3 | 2.59 | 63 | 96 | 211626477
Mitsubishi Electric | NTXSFWH009A121A | NAXVFW0009A121A |  | 9000 | 12000 | 33 | 18.4 | 13.3 | 2.59 | 63 | 96 | 211626483
Mitsubishi Electric | NTXSFWH009A121A | MSZ-FW09NA*** |  | 9000 | 12000 | 33 | 18.4 | 13.3 | 2.59 | 63 | 96 | 211626459
Mitsubishi Electric | NTXSFWH006A121A | NTXVFW0006A121A |  | 6000 | 9000 | 35 | 21.4 | 13.3 | 2.42 | 68 | 134 | 211626475
Mitsubishi Electric | NTXSFWH006A121A | NAXVFW0006A121A |  | 6000 | 9000 | 35 | 21.4 | 13.3 | 2.42 | 68 | 134 | 211626481
Mitsubishi Electric | NTXSFWH006A121A | MSZ-FW06NA*** |  | 6000 | 9000 | 35 | 21.4 | 13.3 | 2.42 | 68 | 134 | 211626457
Mitsubishi Electric | NTXSFWB012A121A | NTXVFW0012A121A |  | 12000 | 13200 | 29.5 | 15.3 | 12.575 | 2.59 | 69 | 87 | 211626480
Mitsubishi Electric | NTXSFWB012A121A | NAXVFW0012A121A |  | 12000 | 13200 | 29.5 | 15.3 | 12.575 | 2.59 | 69 | 87 | 211626486
Mitsubishi Electric | NTXSFWB012A121A | MSZ-FW12NA*** |  | 12000 | 13200 | 29.5 | 15.3 | 12.575 | 2.59 | 69 | 87 | 211626462
Mitsubishi Electric | NTXSFWB009A121A | NTXVFW0009A121A |  | 9000 | 12000 | 33 | 18.4 | 13.3 | 2.59 | 63 | 96 | 211626478
Mitsubishi Electric | NTXSFWB009A121A | NAXVFW0009A121A |  | 9000 | 12000 | 33 | 18.4 | 13.3 | 2.59 | 63 | 96 | 211626484
Mitsubishi Electric | NTXSFWB009A121A | MSZ-FW09NA*** |  | 9000 | 12000 | 33 | 18.4 | 13.3 | 2.59 | 63 | 96 | 211626460
Mitsubishi Electric | NTXSFWB006A121A | NTXVFW0006A121A |  | 6000 | 9000 | 35 | 21.4 | 13.3 | 2.42 | 68 | 134 | 211626476
Mitsubishi Electric | NTXSFWB006A121A | NAXVFW0006A121A |  | 6000 | 9000 | 35 | 21.4 | 13.3 | 2.42 | 68 | 134 | 211626482
Mitsubishi Electric | NTXSFWB006A121A | MSZ-FW06NA*** |  | 6000 | 9000 | 35 | 21.4 | 13.3 | 2.42 | 68 | 134 | 211626458
SHARP | AE-X15ZU1 | AY-XP15ZU1 |  | 15000 | 18000 | 24 | 13.4 | 11 | 2.1 | 101 | 85 | 213239134
SHARP | AE-X12ZHU1 | AY-XP12ZHU1 |  | 12000 | 16000 | 25 | 16 | 11 | 2.1 | 118 | 100 | 213238803
SHARP | AE-X12ZU1 | AY-XP12ZU1 |  | 12000 | 14000 | 22 | 12.5 | 11 | 2.1 | 104 | 86 | 213194987
Trane / Mitsubishi Electric | NTXSHT0018A121* | NAXVHT0018A121* |  | 17200 | 18000 | 20 | 12.05 | 9 |  | 60 |  | 213367557
Trane / Mitsubishi Electric | NTXSHT0012A121* | NAXVHT0012A121* |  | 12000 | 12200 | 20 | 12 | 9 |  | 62 |  | 213367556
Trane / Mitsubishi Electric | NTXSHT0009A121* | NAXVHT0009A121* |  | 9000 | 10900 | 20 | 12.5 | 9 |  | 61 |  | 213367555
Trane / Mitsubishi Electric | NTXSHT0018A121* | NTXVHT0018A121* |  | 17200 | 18000 | 20 | 12.05 | 9 |  | 60 |  | 213367554
Trane / Mitsubishi Electric | NTXSHT0012A121* | NTXVHT0012A121* |  | 12000 | 12200 | 20 | 12 | 9 |  | 62 |  | 213367553
Trane / Mitsubishi Electric | NTXSHT0009A121* | NTXVHT0009A121* |  | 9000 | 10900 | 20 | 12.5 | 9 |  | 61 |  | 213367552
Trane / Mitsubishi Electric | NTXSHT0018A121* | MSZ-HT18NA*** |  | 17200 | 18000 | 20 | 12.05 | 9 |  | 60 |  | 213367551
Trane / Mitsubishi Electric | NTXSHT0012A121* | MSZ-HT12NA*** |  | 12000 | 12200 | 20 | 12 | 9 |  | 62 |  | 213367550
Trane / Mitsubishi Electric | NTXSHT0009A121* | MSZ-HT09NA*** |  | 9000 | 10900 | 20 | 12.5 | 9 |  | 61 |  | 213367549
American Standard / Mitsubishi Electric | MUZ-HT18NA*** | NAXVHT0018A121* |  | 17200 | 18000 | 20 | 12.05 | 9 |  | 60 |  | 213367548
American Standard / Mitsubishi Electric | MUZ-HT12NA*** | NAXVHT0012A121* |  | 12000 | 12200 | 20 | 12 | 9 |  | 62 |  | 213367547
American Standard / Mitsubishi Electric | MUZ-HT09NA*** | NAXVHT0009A121* |  | 9000 | 10900 | 20 | 12.5 | 9 |  | 61 |  | 213367546
Trane / Mitsubishi Electric | MUZ-HT18NA*** | NTXVHT0018A121* |  | 17200 | 18000 | 20 | 12.05 | 9 |  | 60 |  | 213367545
Trane / Mitsubishi Electric | MUZ-HT12NA*** | NTXVHT0012A121* |  | 12000 | 12200 | 20 | 12 | 9 |  | 62 |  | 213367544
Trane / Mitsubishi Electric | MUZ-HT09NA*** | NTXVHT0009A121* |  | 9000 | 10900 | 20 | 12.5 | 9 |  | 61 |  | 213367543
Mitsubishi Electric | MUZ-HT18NA*** | MSZ-HT18NA*** |  | 17200 | 18000 | 20 | 12.05 | 9 |  | 60 |  | 213367517
Mitsubishi Electric | MUZ-HT12NA*** | MSZ-HT12NA*** |  | 12000 | 12200 | 20 | 12 | 9 |  | 62 |  | 213367516
Mitsubishi Electric | MUZ-HT09NA*** | MSZ-HT09NA*** |  | 9000 | 10900 | 20 | 12.5 | 9 |  | 61 |  | 213367515
HISENSE | AS-12UW3SXL00A | AS-12UW3SXL**00A |  | 12000 | 12000 | 23.5 | 15.4 | 9.8 | 1.75 | 58 | 70 | 205092768
FRIEDRICH | FRHSR12A3A-A | FRHSW12A3B |  | 12000 | 12000 | 23.5 | 15.4 | 9.8 | 1.75 | 58 | 70 | 205142789
MOOVAIR | DMB18HOS42230E8B | DMB18HIW42230E8 |  | 18000 | 20000 | 26.3 | 15.3 | 15.5 | 2.89 | 101 | 120 | 213369384
TECH CLIMATE | ODD1200 | DS120 |  | 12000 | 12000 | 23.1 | 13 | 10.8 | 2.41 | 83 | 70 | 213304196
TECH CLIMATE | ODD1800 | DS180 |  | 18000 | 18000 | 24 | 13.5 | 10.5 | 2.44 | 78 | 71 | 213304197
SAMSUNG | AR18CSDADWKX | AR18CSDABWKN |  | 18000 | 20000 | 21 | 13.15 | 9.7 | 2 | 112 | 95 | 213288945
SAMSUNG | AR18CSDAEWKX | AR18CSDABWKN |  | 18000 | 20000 | 21 | 13.15 | 9.7 | 2 | 112 | 95 | 213288943
SAMSUNG | AR24CSDADWKX | AR24CSDADWKN |  | 21000 | 24400 | 20 | 12.5 | 9.5 | 2 | 115 | 100 | 213288942
SAMSUNG | AR24CSDAEWKX | AR24CSDADWKN |  | 21000 | 24400 | 20 | 12.5 | 9.5 | 2 | 115 | 100 | 213288941
EG4 | DWA4-12K | DGA3-12K |  | 12000 | 12000 | 28 | 12.5 | 9.7 |  | 85 |  | 213255579
EG4 | DWA4-09K | DGA3-09K |  | 9000 | 9000 | 29 | 13.2 | 9.8 |  | 100 |  | 213255578
EG4 | DWA4-ACDC1-12K | DGA3-ACDC1-12K |  | 11600 | 12000 | 22 | 12.2 | 9.5 |  | 67 |  | 213255577
CONTINENTAL | CDHAS22-18-O | CDHAS22-18-I |  | 18000 | 18000 | 24 | 13.5 | 10.5 | 2.44 | 78 | 71 | 213386540
CONTINENTAL | CDHAS26-12-O | CDHAS26-12-I |  | 12000 | 12000 | 25.5 | 14 | 10.4 | 1.8 | 83 | 100 | 213386539
CONTINENTAL | CDHAS22-12-O | CDHAS22-12-I |  | 12000 | 12000 | 23.1 | 13 | 10.8 | 2.41 | 83 | 70 | 213386538
CONTINENTAL | CDHAS26-24-O | CDHAS26-24-I |  | 24000 | 29000 | 21.5 | 13 | 11.4 | 2.21 | 73 | 86 | 213386537
CONTINENTAL | CDHAS26-18-O | CDHAS26-18-I |  | 18000 | 18000 | 21.5 | 12.5 | 11.3 | 1.8 | 83 | 100 | 213386536
Bladex | BS21-09HFN1-ODU-230 | BSWM21-09HWIU-230 |  | 9000 | 10000 | 21.7 | 12.6 | 9.4 | 2 | 60 | 70 | 213386494
Bladex | BS21-09HFN1-ODU-115 | BSWM21-09HWIU-115 |  | 9000 | 10000 | 21.5 | 12.5 | 9.1 | 2.16 | 63 | 70 | 213386492
LG | LSU120HSV5 | LAN120HSV5 |  | 12000 | 13600 | 22 | 12.5 | 10 | 1.8 | 60 | 71 | 10570122
LG | LSU120HSV5 | LSN120HSV5 |  | 12000 | 13600 | 22 | 12.5 | 10 | 1.8 | 60 | 71 | 10570123
LG | LGU121HSV5 | LGN121HSV5 |  | 12000 | 13600 | 22 | 12.5 | 10 | 1.8 | 60 | 71 | 207348501
American Standard / Mitsubishi Electric | NAXSPH18B112A* | NAXWPH18B112AA |  | 17200 | 19000 | 21 | 12.5 | 10.7 | 2.81 | 67 | 54 | 206195823
American Standard / Mitsubishi Electric | NAXSPH15B112A* | NAXWPH15B112AA |  | 14000 | 16000 | 22.3 | 14 | 10.4 | 2.68 | 63 | 48 | 206195822
American Standard / Mitsubishi Electric | NAXSPH12B112A* | NAXWPH12B112AA |  | 12000 | 12300 | 26.3 | 13.8 | 11.1 | 2.96 | 68 | 55 | 206195821
American Standard / Mitsubishi Electric | NAXSPH09B112A* | NAXWPH09B112AA |  | 9000 | 9600 | 29.8 | 16.05 | 10.9 | 2.85 | 61 | 46 | 206195820
American Standard / Mitsubishi Electric | NAXSPH06B112A* | NAXWPH06B112AA |  | 6000 | 8700 | 32.2 | 19.05 | 11.9 | 2.9 | 68 | 55 | 206195819
TEMP SHIFT | TSMOX43017HFN1MT0W | TSCCA3U18HRFN1M(C) |  | 16000 | 17000 | 20 | 12.5 | 9.5 | 1.75 | 92 | 94 | 213479381
TEMP SHIFT | TSMOX33012HFN1MW5W | TSCCA3U12HRFN1M(C) |  | 12000 | 12000 | 22.3 | 12.7 | 10.2 | 1.89 | 83 | 94 | 213479380
TEMP SHIFT | TSMOX33009HFN1MY5W | TSCCA3U09HRFN1M(C) |  | 9000 | 9800 | 20.5 | 13 | 10.3 | 1.8 | 92 | 102 | 213479379
AIR-CON | ABHCI4H4S09 | ABHEM4H4S09 |  | 9000 | 10000 | 25.5 | 14.5 | 10.5 | 2.05 | 55 | 70 | 211583437
AIR-CON | ABHCI4H4S12 | ABHEM4H4S12 |  | 12000 | 12000 | 23.5 | 12.7 | 9.5 | 2.05 | 57 | 70 | 211583438
PIONEER | YN009GHFI25RPH | WF009GHFI25HLH |  | 9000 | 10000 | 25.5 | 14.5 | 10.5 | 2.05 | 55 | 70 | 211583711
PIONEER | YN012GHFI25RPH | WF012GHFI25HLH |  | 12000 | 12000 | 23.5 | 12.7 | 9.5 | 2.05 | 57 | 70 | 211583712
Multi MFG | 9HHC0-HP-A | 9HHW0-HP-A |  | 9000 | 10000 | 25.5 | 14.5 | 10.5 | 2.05 | 55 | 70 | 211583738
HISENSE | AS-12UW3SXA**00 | AS-12UW3SXA**00 |  | 12000 | 12000 | 23.5 | 15.4 | 9.8 | 1.75 | 58 | 70 | 211717253
Gridless | O-AYD09SD-1 | I-AYD09W-1 |  | 9000 | 10000 | 25.5 | 14.5 | 10.5 | 2.05 | 55 | 70 | 213265552
Gridless | O-AYD12SD-1 | I-AYD12W-1 |  | 12000 | 12000 | 23.5 | 12.7 | 9.5 | 2.05 | 57 | 70 | 213265553
GENERALLUX STAR | AST-12UW3SXETU02(O) | AST-12UW3SXETU02(I) |  | 12000 | 12000 | 23.5 | 12.7 | 9.5 | 2.05 | 57 | 70 | 212292444
HISENSE | AS-12UW3SXA** | AS-12UW3SXA**00 |  | 12000 | 12000 | 23.5 | 15.4 | 9.8 | 1.75 | 58 | 70 | 211717254
HISENSE | AS-12UW3SXL00 | AS-12UW3SXL**00 |  | 12000 | 12000 | 23.5 | 15.4 | 9.8 | 1.75 | 58 | 70 | 203376852
FRIEDRICH | FRHSR12A3A | FRHSW12A3A |  | 12000 | 12000 | 23.5 | 15.4 | 9.8 | 1.75 | 58 | 70 | 203383864
HISENSE | AST-09UW3SXE01 | AST-09UW3SXE**01 |  | 9000 | 10000 | 25.5 | 14.5 | 10.5 | 2.05 | 55 | 70 | 208193232
ZEPHYR | ZE-09UH24SCO | ZE-09UH24SCI |  | 9000 | 10000 | 25.5 | 14.5 | 10.5 | 2.05 | 55 | 70 | 208287539
HISENSE | AST-12UW3SXE02 | AST-12UW3SXE**02 |  | 12000 | 12000 | 23.5 | 12.7 | 9.5 | 2.05 | 57 | 70 | 208193233
Innovair | WIN12H7H51(O) | WIN12H7H51(I) |  | 12000 | 12000 | 23.5 | 12.7 | 9.5 | 2.05 | 57 | 70 | 208286574
Innovair | WIN09H7H51(O) | WIN09H7H51(I) |  | 9000 | 10000 | 25.5 | 14.5 | 10.5 | 2.05 | 55 | 70 | 208286573
ZEPHYR | ZE-12UH24SCO | ZE-12UH24SCI |  | 12000 | 12000 | 23.5 | 12.7 | 9.5 | 2.05 | 57 | 70 | 208287541
GREE | GWH24AUDXH-D6DNA1A/O | GWH24AUDXH-D6DN***/I |  | 22000 | 24000 | 24 | 13.1 | 9 | 1.75 | 64 | 92 | 213500516
Kepler | ODUMOD30-33HFN1MSR0W | IDUMSEPD-33HRFN1MSR0W |  | 33000 | 35000 | 19.5 | 12 | 10 | 1.8 | 82 | 99 | 213608177
Kepler | ODUMOX330-12HFN1MW5W | IDUMSEPB-12HRFN1MW5W(GA) |  | 12000 | 12000 | 25.5 | 14 | 10.4 | 1.8 | 83 | 100 | 213608174
Kepler | ODUMOX330-09HFN1MY5W | IDUMSEPB-09HRFN1MY5W(GA) |  | 9000 | 12000 | 28.1 | 16.2 | 11.5 | 2 | 79 | 88 | 213608173
Kepler | ODUMOD30-24HFN1MU0W | IDUMSEPD-24HRFN1MU0W |  | 24000 | 29000 | 21.5 | 13 | 11.4 | 2.21 | 73 | 86 | 213608176
Kepler | ODUMOX430-17HFN1MT0W | IDUMSEPC-18HRFN1MU0W |  | 18000 | 18000 | 21.5 | 12.5 | 11.3 | 1.8 | 83 | 100 | 213608175
Kepler | ODUMOX230-09HFN1MW5W | IDUMSEPB-06HRFN1MY5W |  | 6000 | 7000 | 26.5 | 15.8 | 13.6 | 2.1 | 121 | 107 | 213608172
TEMPBLUE | UTG420B-X009PH3N1H | UTH420B-X009-H3N1H |  | 9000 | 10000 | 21.7 | 12.6 | 9.4 | 2 | 60 | 70 | 213614239
GENERALLUX STAR | GNS-12HCH22TO1 | GNS-12HCH22TI1 |  | 12000 | 12000 | 21 | 13 | 9 | 2.05 | 63 | 53 | 213617766
GENERALLUX STAR | GNS-12HCH23TO2 | GNS-12HCH23TI2 |  | 12000 | 12000 | 23.5 | 12.7 | 9.5 | 2.05 | 57 | 70 | 213617768
HISENSE | AST-09UW3SXEDH01G | AST-09UW3SXEDH01 |  | 9000 | 10000 | 25.5 | 14.5 | 10.5 | 2.05 | 55 | 70 | 213741329
HISENSE | AST-09UW3SXEDH01X | AST-09UW3SXEDH01 |  | 9000 | 10000 | 25.5 | 14.5 | 10.5 | 2.05 | 55 | 70 | 213741330
HISENSE | AST-09UW3SXETD01 | AST-09UW3SXEDH01 |  | 9000 | 10000 | 25.5 | 14.5 | 10.5 | 2.05 | 55 | 70 | 213741331
HISENSE | AST-12UW3SXEDH02G | AST-12UW3SXEDH02 |  | 12000 | 12000 | 23.5 | 12.7 | 9.5 | 2.05 | 57 | 70 | 213741332
HISENSE | AST-12UW3SXEDH02X | AST-12UW3SXEDH02 |  | 12000 | 12000 | 23.5 | 12.7 | 9.5 | 2.05 | 57 | 70 | 213741333
HISENSE | AST-12UW3SXETD02 | AST-12UW3SXEDH02 |  | 12000 | 12000 | 23.5 | 12.7 | 9.5 | 2.05 | 57 | 70 | 213741334
HISENSE | AS-24UW3SKKVT00G | AS-24UW3SKKVT00 |  | 24000 | 26000 | 21 | 12.5 | 10 | 1.75 | 60 | 70 | 213741337
HISENSE | AS-24UW3SKKVT00X | AS-24UW3SKKVT00 |  | 24000 | 26000 | 21 | 12.5 | 10 | 1.75 | 60 | 70 | 213741338
HISENSE | AS-12UW3SXATG00G | AS-12UW3SXATG00 |  | 12000 | 12000 | 23.5 | 15.4 | 9.8 | 1.75 | 58 | 70 | 213741355
HISENSE | AS-12UW3SXATG00P | AS-12UW3SXATG00 |  | 12000 | 12000 | 23.5 | 15.4 | 9.8 | 1.75 | 58 | 70 | 213741356
HISENSE | AST-09UW3SVEDH01G | AST-09UW3SVEDH01 |  | 9000 | 9000 | 22 | 13.7 | 9 | 2.05 | 56 | 70 | 213741357
HISENSE | AST-09UW3SVEDH01U | AST-09UW3SVEDH01 |  | 9000 | 9000 | 22 | 13.7 | 9 | 2.05 | 56 | 70 | 213741358
KARDA | 3KARDA18SZO | 2KARDA18UVC |  | 16000 | 17000 | 20 | 12.5 | 9.5 | 1.75 | 92 | 94 | 213785828
KARDA | 3KARDA12SZO | 2KARDA12UVC |  | 12000 | 12000 | 22.3 | 12.7 | 10.2 | 1.89 | 83 | 94 | 213785827
KARDA | 3KARDA12SZO | 2KARDA12UVCS |  | 12000 | 12000 | 23.6 | 13 | 10 | 1.89 | 80 | 100 | 213785826
MIDEA | MOD-24HFN1AA | MSEP-24HFN1AA |  | 24000 | 25000 | 22 | 14 | 10 | 1.8 | 65 | 62 | 213785813
MIDEA | MOX4-18HFN1AA | MSEP-18HFN1AA |  | 18000 | 19000 | 23.5 | 12.5 | 10.8 | 2.02 | 78 | 59 | 213785812
MDV | MVD-24HFN1AA | MVEP-24HFN1AA |  | 24000 | 25000 | 22 | 14 | 10 | 1.8 | 65 | 62 | 213785809
MDV | MVX4-18HFN1AA | MVEP-18HFN1AA |  | 18000 | 19000 | 23.5 | 12.5 | 10.8 | 2.02 | 78 | 59 | 213785808
HISENSE | AMW4-36U3STA | AST-09UW3SVE**00 |  | 32000 | 36000 | 21 | 12.5 | 9 | 1.84 | 62 | 100 | 202911535
HISENSE | AMW3-24U3SAA | AST-07UW3SVE**00 |  | 24000 | 24000 | 22 | 12.5 | 9.05 | 1.84 | 63 | 100 | 202864314
GREE | GWH24AWEXF-D6DNA1E/O | GWH24AWEXF-D6DN***/I |  | 23000 | 24000 | 26 | 13.3 | 10 |  | 65 |  | 213802701
DAIKIN | RX09WMVJU* | FFQ09Q2VJU |  | 9100 | 10000 | 19.8 | 12 | 9.4 | 1.8 | 60 | 53 | 213797279
DAIKIN | RXM24WVJU* | FTXM24VVJU |  | 21600 | 24000 | 22 | 12 | 10 | 1.8 | 67 | 98 | 213797278
DAIKIN | RXM18WVJU* | FTXM18VVJU |  | 18000 | 21600 | 22.7 | 12.5 | 10 | 1.75 | 71 | 100 | 213797277
DAIKIN | RXM12WVJU* | FTXM12VVJU |  | 12000 | 13600 | 25.2 | 13.2 | 10.7 | 1.8 | 63 | 100 | 213797276
DAIKIN | RXM09WVJU* | FTXM09VVJU |  | 9000 | 11000 | 27.4 | 16.3 | 11.2 | 1.8 | 60 | 100 | 213797275
DAIKIN | RXL15WMVJU* | FTX15NMVJU* |  | 15000 | 18300 | 19.5 | 12 | 10 | 1.8 | 63 | 80 | 213797271
HISENSE | AST-09UW3SXEDH01 | AST-09UW3SXEDH01 |  | 9000 | 10000 | 25.5 | 14.5 | 10.5 | 2.05 | 55 | 70 | 213803152
HISENSE | AST-12UW3SXEDH02 | AST-12UW3SXEDH02 |  | 12000 | 12000 | 23.5 | 12.7 | 9.5 | 2.05 | 57 | 70 | 213803153
HISENSE | AS-24UW3SKKVT00 | AS-24UW3SKKVT00 |  | 24000 | 26000 | 21 | 12.5 | 10 | 1.75 | 60 | 70 | 213803155
HISENSE | AS-12UW3SXATG00 | AS-12UW3SXATG00 |  | 12000 | 12000 | 23.5 | 15.4 | 9.8 | 1.75 | 58 | 70 | 213803157
HISENSE | AST-09UW3SVEDH01 | AST-09UW3SVEDH01 |  | 9000 | 9000 | 22 | 13.7 | 9 | 2.05 | 56 | 70 | 213803158
COMFORTSTAR | CHT24CD-23(O) | CHT24CD-23(I) |  | 23000 | 24000 | 20 | 12.5 | 9 | 1.8 | 58 | 67 | 213803147
COMFORTSTAR | CHT12CD-23(O) | CHT12CD-23(I) |  | 12000 | 12000 | 23 | 13 | 9.5 | 1.8 | 63 | 76 | 213803145
COMFORTSTAR | CHT09CA-23(O) | CHT09CA-23(I) |  | 9000 | 9500 | 23 | 12.5 | 9 | 1.8 | 62 | 74 | 213803142
COMFORTSTAR | CHT09CD-23(O) | CHT09CD-23(I) |  | 9000 | 9500 | 23.5 | 13 | 9.2 | 1.8 | 62 | 77 | 213803143
COMFORTSTAR | CHT12CA-23(O) | CHT12CA-23(I) |  | 12000 | 12000 | 22 | 12.5 | 9 | 1.8 | 59 | 73 | 213803144
COMFORTSTAR | CHT18CD-23(O) | CHT18CD-23(I) |  | 18000 | 18000 | 22 | 13 | 9 | 1.8 | 56 | 66 | 213803146
DAIKIN | RXS24LVJU | FTXS24WVJU* |  | 21400 | 25400 | 19.5 | 12.5 | 9 | 1.8 | 65 |  | 213804899
DAIKIN | RXS18LVJU | FTXS18WVJU* |  | 18000 | 21600 | 19.5 | 12.7 | 9 | 1.8 | 64 |  | 213804898
DAIKIN | RXS15LVJU | FTXS15WVJU* |  | 15000 | 18000 | 20 | 14.4 | 10.5 | 1.8 | 66 |  | 213804897
DAIKIN | RXS12LVJU | FTXS12WVJU* |  | 12000 | 14400 | 22.5 | 12.8 | 10.5 | 1.8 | 64 |  | 213804896
DAIKIN | RXS09LVJU | FTXS09WVJU* |  | 9000 | 12000 | 24.5 | 15.3 | 11 | 1.8 | 64 |  | 213804895
AI AIR CONDITIONING | AO29-18N1-M1H | AW29-18N1-M1 |  | 18000 | 18000 | 24.1 | 12.4 | 12 | 1.92 | 68 | 89 | 213769949
BOREAL | KULA18HPJ1OB | KULA18HPJ1IB |  | 18000 | 18000 | 23.5 | 13 | 9 | 1.9 | 61 | 75 | 213829845
BOREAL | KULA12HPL1OB | KULA12HPL1IB |  | 12000 | 12000 | 24 | 12 | 9 | 1.85 | 58 | 73 | 213829844
BOREAL | KULA12HPJ1OB | KULA12HPJ1IB |  | 12000 | 12000 | 24 | 12.5 | 9 | 1.85 | 58 | 73 | 213829843
BOREAL | KULA09HPJ1OB | KULA09HPJ1IB |  | 9100 | 10500 | 25.5 | 14.7 | 10.2 | 1.86 | 67 | 87 | 213829842
BOREAL | KULA09HPL1OB | KULA09HPL1IB |  | 9100 | 10000 | 27 | 14.55 | 10 | 1.87 | 70 | 99 | 213829841
BOREAL | KULA24HPJ1OB | KULA24HPJ1IB |  | 22000 | 24000 | 24.5 | 13.1 | 9.5 | 1.75 | 63 | 67 | 213829840
DIAL | 9000-19.5S-115-O | 9000-19.5S-115-I |  | 9000 | 9000 | 18.5 | 12.8 | 9 | 1.8 | 56 | 70 | 213088028
DIAL | SZHW09WW115AHE | SZHW09NN115AHE |  | 9000 | 9000 | 18.5 | 12.8 | 9 | 1.8 | 56 | 70 | 213088021
HISENSE | AS-09UW1SVE00 | AS-09UW1SVE**00 |  | 9000 | 9000 | 18.5 | 12.8 | 9 | 1.8 | 56 | 70 | 203377293
HISENSE | AS-09UW1SVG00 | AS-09UW1SVG**00 |  | 9000 | 9000 | 18.5 | 12.8 | 9 | 1.8 | 56 | 70 | 203377559
Perfect Aire | 3PAMSHQCO09 | 3PAMSHQCW09 |  | 9000 | 9000 | 18.5 | 12.8 | 9 | 1.8 | 56 | 70 | 205653641
FRIEDRICH | FPHSR09A1A | FPHSW09A1A |  | 9000 | 9000 | 18.5 | 12.8 | 9 | 1.8 | 56 | 70 | 203383867
CLASSIC | HRHDBC09SA | HWHDBC09SA |  | 9000 | 9000 | 18.5 | 12.8 | 9 | 1.8 | 56 | 70 | 205287353
DENALI AIRE | DNMSHQCO9A | DNMSHQCW9A |  | 9000 | 9000 | 18.5 | 12.8 | 9 | 1.8 | 56 | 70 | 205300163
EMERSON QUIET KOOL | 21S-EACH9R1C | 21S-EACH9R1W |  | 9000 | 9000 | 18.5 | 12.8 | 9 | 1.8 | 56 | 70 | 205747592
ACiQ | UB1MSHQCO09 | UB1MSHQCW09 |  | 9000 | 9000 | 18.5 | 12.8 | 9 | 1.8 | 56 | 70 | 208287562
Perfect Aire | UB1MSHQCO09 | UB1MSHQCW09 |  | 9000 | 9000 | 18.5 | 12.8 | 9 | 1.8 | 56 | 70 | 208287580
Buck Cool | UB1MSHQCO09 | UB1MSHQCW09 |  | 9000 | 9000 | 18.5 | 12.8 | 9 | 1.8 | 56 | 70 | 208287570
ProAire | UB1MSHQCO09 | UB1MSHQCW09 |  | 9000 | 9000 | 18.5 | 12.8 | 9 | 1.8 | 56 | 70 | 208287587
DIRECT AIR | DIRH-09HP23-DKO-115 | DIRH-09HP23-DKI-115 |  | 9000 | 9000 | 18.5 | 12.8 | 9 | 1.8 | 56 | 70 | 207583104
American Standard / Mitsubishi Electric | NAXSPF18A112A* | NAXFKS18A112A* |  | 17000 | 21000 | 22 | 12.6 | 10.3 | 2.14 | 61 | 45 | 202373679
American Standard / Mitsubishi Electric | NAXSPF15A112A* | NAXFKS15A112A* |  | 15000 | 18000 | 22.2 | 13.5 | 10.7 | 2.26 | 67 | 53 | 202373678
American Standard / Mitsubishi Electric | NAXSPF12A112A* | NAXFKS12A112A* |  | 12000 | 13000 | 26.7 | 13.6 | 10.6 | 2.22 | 68 | 55 | 202373677
American Standard / Mitsubishi Electric | NAXSPF09A112A* | NAXFKS09A112A* |  | 9000 | 11000 | 28.7 | 15.8 | 11.3 | 2.14 | 68 | 55 | 202373676
Mitsubishi Electric | MUZ-FS15NAH-U1 | MSZ-FS15NA-U1 |  | 14000 | 16000 | 22.3 | 14 | 9.9 | 2 | 63 | 121 | 205975739
Mitsubishi Electric | MUZ-FS18NAH-U1 | MSZ-FS18NA-U1 |  | 17200 | 19000 | 21 | 12.5 | 10.3 | 2 | 67 | 118 | 205975740
Mitsubishi Electric | MUZ-GS09NAHZ*** | MSZ-GS09NA*** |  | 9000 | 9600 | 28.4 | 15.4 | 9.6 | 2.01 | 59 | 100 | 207679252
Mitsubishi Electric | MUZ-GS12NAHZ*** | MSZ-GS12NA*** |  | 12000 | 12300 | 21.7 | 13.05 | 9.6 | 1.84 | 62 | 100 | 207679253
Mitsubishi Electric | MUZ-GS15NAHZ*** | MSZ-GS15NA*** |  | 14000 | 14000 | 21 | 12.75 | 9.4 | 1.91 | 62 | 100 | 207679254
Mitsubishi Electric | MUZ-GS18NAHZ*** | MSZ-GS18NA*** |  | 18000 | 19000 | 21.5 | 13.45 | 9.6 | 1.8 | 62 | 100 | 207679255
American Standard / Mitsubishi Electric | MUZ-FS12NA*** | NAXWPH12B112A* |  | 12000 | 12300 | 26.3 | 13.8 | 11.1 | 2.3 | 68 | 120 | 209832989
American Standard / Mitsubishi Electric | MUZ-FS15NA*** | NAXWPH15B112A* |  | 14000 | 16000 | 22.3 | 14 | 10.4 | 2 | 63 | 121 | 209832994
American Standard / Mitsubishi Electric | MUZ-FS18NA*** | NAXWPH18B112A* |  | 17200 | 19000 | 21 | 12.5 | 10.7 | 2 | 67 | 118 | 209832999
American Standard / Mitsubishi Electric | MUZ-GS09NA*** | NAXWST09B112** |  | 9000 | 10900 | 28.4 | 15.4 | 10.9 | 2.12 | 60 | 72 | 207705485
American Standard / Mitsubishi Electric | MUZ-GS12NA*** | NAXWST12B112** |  | 12000 | 14400 | 25.6 | 13.05 | 10.7 | 2 | 63 | 70 | 207705487
American Standard / Mitsubishi Electric | MUZ-GS15NA*** | NAXWST15B112** |  | 14000 | 18000 | 21 | 12.75 | 11 | 2.03 | 67 | 78 | 207705488
Trane / Mitsubishi Electric | NTXSPH12B112A* | NAXWPH12B112A* |  | 12000 | 12300 | 26.3 | 13.8 | 11.1 | 2.3 | 68 | 120 | 209832992
Trane / Mitsubishi Electric | NTXSPH15B112A* | NAXWPH15B112A* |  | 14000 | 16000 | 22.3 | 14 | 10.4 | 2 | 63 | 121 | 209832997
Trane / Mitsubishi Electric | NTXSPH18B112A* | NAXWPH18B112A* |  | 17200 | 19000 | 21 | 12.5 | 10.7 | 2 | 67 | 118 | 209833002
Trane / Mitsubishi Electric | NTXSST09B112** | NAXWST09B112** |  | 9000 | 10900 | 28.4 | 15.4 | 10.9 | 2.12 | 60 | 72 | 207705517
Trane / Mitsubishi Electric | NTXSST12B112** | NAXWST12B112** |  | 12000 | 14400 | 25.6 | 13.05 | 10.7 | 2 | 63 | 70 | 207705519
Trane / Mitsubishi Electric | NTXSST15B112** | NAXWST15B112** |  | 14000 | 18000 | 21 | 12.75 | 11 | 2.03 | 67 | 78 | 207705520
American Standard / Mitsubishi Electric | MUZ-GS09NAHZ*** | NAXWST09B112** |  | 9000 | 9600 | 28.4 | 15.4 | 9.6 | 2.01 | 59 | 100 | 207705499
American Standard / Mitsubishi Electric | MUZ-GS12NAHZ*** | NAXWST12B112** |  | 12000 | 12300 | 21.7 | 13.05 | 9.6 | 1.84 | 62 | 100 | 207705500
American Standard / Mitsubishi Electric | MUZ-GS15NAHZ*** | NAXWST15B112** |  | 14000 | 14000 | 21 | 12.75 | 9.4 | 1.91 | 62 | 100 | 207705501
American Standard / Mitsubishi Electric | MUZ-GS18NAHZ*** | NAXWST18B112** |  | 18000 | 19000 | 21.5 | 13.45 | 9.6 | 1.8 | 62 | 100 | 207705502
Trane / Mitsubishi Electric | NTXSPB12B112A* | NAXWPH12B112A* |  | 12000 | 12300 | 26.3 | 13.8 | 10.4 | 2.3 | 68 | 120 | 213361519
Trane / Mitsubishi Electric | NTXSPB15B112A* | NAXWPH15B112A* |  | 14000 | 16000 | 22.3 | 14 | 9.9 | 2 | 63 | 121 | 213361521
Trane / Mitsubishi Electric | NTXSPB18B112A* | NAXWPH18B112A* |  | 17200 | 19000 | 21 | 12.5 | 10.3 | 2 | 67 | 118 | 213361523
Trane / Mitsubishi Electric | NTXSSH09A112** | NAXWST09B112** |  | 9000 | 9600 | 28.4 | 15.4 | 9.6 | 2.01 | 59 | 100 | 207705536
Trane / Mitsubishi Electric | NTXSSH12A112** | NAXWST12B112** |  | 12000 | 12300 | 21.7 | 13.05 | 9.6 | 1.84 | 62 | 100 | 207705537
Trane / Mitsubishi Electric | NTXSSH15A112** | NAXWST15B112** |  | 14000 | 14000 | 21 | 12.75 | 9.4 | 1.91 | 62 | 100 | 207705539
Trane / Mitsubishi Electric | NTXSSH18A112** | NAXWST18B112** |  | 18000 | 19000 | 21.5 | 13.45 | 9.6 | 1.8 | 62 | 100 | 207705540
Trane / Mitsubishi Electric | MUZ-FS15NA*** | NTXWPH15B112A* |  | 14000 | 16000 | 22.3 | 14 | 10.4 | 2 | 63 | 121 | 209832995
Trane / Mitsubishi Electric | MUZ-FS12NA*** | NTXWPH12B112A* |  | 12000 | 12300 | 26.3 | 13.8 | 11.1 | 2.3 | 68 | 120 | 209832990
Trane / Mitsubishi Electric | MUZ-FS18NA*** | NTXWPH18B112A* |  | 17200 | 19000 | 21 | 12.5 | 10.7 | 2 | 67 | 118 | 209833000
Trane / Mitsubishi Electric | MUZ-GS09NA*** | NTXWST09B112** |  | 9000 | 10900 | 28.4 | 15.4 | 10.9 | 2.12 | 60 | 72 | 207705479
Trane / Mitsubishi Electric | MUZ-GS12NA*** | NTXWST12B112** |  | 12000 | 14400 | 25.6 | 13.05 | 10.7 | 2 | 63 | 70 | 207705480
Trane / Mitsubishi Electric | MUZ-GS15NA*** | NTXWST15B112** |  | 14000 | 18000 | 21 | 12.75 | 11 | 2.03 | 67 | 78 | 207705482
Trane / Mitsubishi Electric | MUZ-GS09NAHZ*** | NTXWST09B112** |  | 9000 | 9600 | 28.4 | 15.4 | 9.6 | 2.01 | 59 | 100 | 207705492
Trane / Mitsubishi Electric | MUZ-GS12NAHZ*** | NTXWST12B112** |  | 12000 | 12300 | 21.7 | 13.05 | 9.6 | 1.84 | 62 | 100 | 207705494
Trane / Mitsubishi Electric | MUZ-GS15NAHZ*** | NTXWST15B112** |  | 14000 | 14000 | 21 | 12.75 | 9.4 | 1.91 | 62 | 100 | 207705495
Trane / Mitsubishi Electric | MUZ-GS18NAHZ*** | NTXWST18B112** |  | 18000 | 19000 | 21.5 | 13.45 | 9.6 | 1.8 | 62 | 100 | 207705496
Trane / Mitsubishi Electric | NTXSPH12B112A* | MSZ-FS12NA*** |  | 12000 | 12300 | 26.3 | 13.8 | 11.1 | 2.3 | 68 | 120 | 209832991
Trane / Mitsubishi Electric | NTXSPH15B112A* | MSZ-FS15NA*** |  | 14000 | 16000 | 22.3 | 14 | 10.4 | 2 | 63 | 121 | 209832996
Trane / Mitsubishi Electric | NTXSPH18B112A* | MSZ-FS18NA*** |  | 17200 | 19000 | 21 | 12.5 | 10.7 | 2 | 67 | 118 | 209833001
Trane / Mitsubishi Electric | NTXSPH12B112A* | NTXWPH12B112AA |  | 12000 | 12300 | 26.3 | 13.8 | 11.1 | 2.3 | 68 | 120 | 206195811
Trane / Mitsubishi Electric | NTXSPH15B112A* | NTXWPH15B112AA |  | 14000 | 16000 | 22.3 | 14 | 10.4 | 2 | 63 | 121 | 206195812
Trane / Mitsubishi Electric | NTXSPH18B112A* | NTXWPH18B112AA |  | 17200 | 19000 | 21 | 12.5 | 10.7 | 2 | 67 | 118 | 206195813
Trane / Mitsubishi Electric | NTXSST09B112** | MSZ-GS09NA*** |  | 9000 | 10900 | 28.4 | 15.4 | 10.9 | 2.12 | 60 | 72 | 207705505
Trane / Mitsubishi Electric | NTXSST12B112** | MSZ-GS12NA*** |  | 12000 | 14400 | 25.6 | 13.05 | 10.7 | 2 | 63 | 70 | 207705506
Trane / Mitsubishi Electric | NTXSST15B112** | MSZ-GS15NA*** |  | 14000 | 18000 | 21 | 12.75 | 11 | 2.03 | 67 | 78 | 207705508
Trane / Mitsubishi Electric | NTXSST09B112** | NTXWST09B112** |  | 9000 | 10900 | 28.4 | 15.4 | 10.9 | 2.12 | 60 | 72 | 207705511
Trane / Mitsubishi Electric | NTXSST12B112** | NTXWST12B112** |  | 12000 | 14400 | 25.6 | 13.05 | 10.7 | 2 | 63 | 70 | 207705512
Trane / Mitsubishi Electric | NTXSPB12B112A* | MSZ-FS12NA*** |  | 12000 | 12300 | 26.3 | 13.8 | 10.4 | 2.3 | 68 | 120 | 209832993
Trane / Mitsubishi Electric | NTXSST15B112** | NTXWST15B112** |  | 14000 | 18000 | 21 | 12.75 | 11 | 2.03 | 67 | 78 | 207705513
Trane / Mitsubishi Electric | NTXSPB15B112A* | MSZ-FS15NA*** |  | 14000 | 16000 | 22.3 | 14 | 9.9 | 2 | 63 | 121 | 209832998
Trane / Mitsubishi Electric | NTXSPB18B112A* | MSZ-FS18NA*** |  | 17200 | 19000 | 21 | 12.5 | 10.3 | 2 | 67 | 118 | 209833003
Trane / Mitsubishi Electric | NTXSPB12B112A* | NTXWPH12B112AA |  | 12000 | 12300 | 26.3 | 13.8 | 10.4 | 2.3 | 68 | 120 | 206195816
Trane / Mitsubishi Electric | NTXSPB15B112A* | NTXWPH15B112AA |  | 14000 | 16000 | 22.3 | 14 | 9.9 | 2 | 63 | 121 | 206195817
Trane / Mitsubishi Electric | NTXSPB18B112A* | NTXWPH18B112AA |  | 17200 | 19000 | 21 | 12.5 | 10.3 | 2 | 67 | 118 | 206195818
Trane / Mitsubishi Electric | NTXSSH09A112** | MSZ-GS09NA*** |  | 9000 | 9600 | 28.4 | 15.4 | 9.6 | 2.01 | 59 | 100 | 207705524
Trane / Mitsubishi Electric | NTXSSH12A112** | MSZ-GS12NA*** |  | 12000 | 12300 | 21.7 | 13.05 | 9.6 | 1.84 | 62 | 100 | 207705525
Trane / Mitsubishi Electric | NTXSSH15A112** | MSZ-GS15NA*** |  | 14000 | 14000 | 21 | 12.75 | 9.4 | 1.91 | 62 | 100 | 207705526
Trane / Mitsubishi Electric | NTXSSH18A112** | MSZ-GS18NA*** |  | 18000 | 19000 | 21.5 | 13.45 | 9.6 | 1.8 | 62 | 100 | 207705527
Trane / Mitsubishi Electric | NTXSSH09A112** | NTXWST09B112** |  | 9000 | 9600 | 28.4 | 15.4 | 9.6 | 2.01 | 59 | 100 | 207705529
Trane / Mitsubishi Electric | NTXSSH12A112** | NTXWST12B112** |  | 12000 | 12300 | 21.7 | 13.05 | 9.6 | 1.84 | 62 | 100 | 207705531
Trane / Mitsubishi Electric | NTXSSH15A112** | NTXWST15B112** |  | 14000 | 14000 | 21 | 12.75 | 9.4 | 1.91 | 62 | 100 | 207705532
Trane / Mitsubishi Electric | NTXSSH18A112** | NTXWST18B112** |  | 18000 | 19000 | 21.5 | 13.45 | 9.6 | 1.8 | 62 | 100 | 207705533
Mitsubishi Electric | MUZ-FS15NA-U1 | MSZ-FS15NA-U1 |  | 14000 | 16000 | 22.3 | 14 | 10.4 | 2 | 63 | 121 | 205975734
Mitsubishi Electric | MUZ-FS18NA-U1 | MSZ-FS18NA-U1 |  | 17200 | 19000 | 21 | 12.5 | 10.7 | 2 | 67 | 118 | 205975735
Mitsubishi Electric | MUZ-GS09NA*** | MSZ-GS09NA*** |  | 9000 | 10900 | 28.4 | 15.4 | 10.9 | 2.12 | 60 | 72 | 207679242
Mitsubishi Electric | MUZ-GS12NA*** | MSZ-GS12NA*** |  | 12000 | 14400 | 25.6 | 13.05 | 10.7 | 2 | 63 | 70 | 207679243
Mitsubishi Electric | MUZ-GS15NA*** | MSZ-GS15NA*** |  | 14000 | 18000 | 21 | 12.75 | 11 | 2.03 | 67 | 78 | 207679244
American Standard / Mitsubishi Electric | MUZ-FS06NAH*** | NAXWPH06B112A* |  | 6000 | 8700 | 32.2 | 19.05 | 10.9 | 2.46 | 68 | 121 | 213879420
American Standard / Mitsubishi Electric | MUZ-FS09NAH*** | NAXWPH09B112A* |  | 9000 | 9600 | 29.8 | 16.05 | 10 | 2.4 | 61 | 118 | 213879421
American Standard / Mitsubishi Electric | MUZ-FS12NAH*** | NAXWPH12B112A* |  | 12000 | 12300 | 26.3 | 13.8 | 10.4 | 2.3 | 68 | 120 | 213879422
American Standard / Mitsubishi Electric | MUZ-FS15NAH*** | NAXWPH15B112A* |  | 14000 | 16000 | 22.3 | 14 | 9.9 | 2 | 63 | 121 | 213879423
American Standard / Mitsubishi Electric | MUZ-FS18NAH*** | NAXWPH18B112A* |  | 17200 | 19000 | 21 | 12.5 | 10.3 | 2 | 67 | 118 | 213879424
Trane / Mitsubishi Electric | MUZ-FS06NAH*** | NTXWPH06B112A* |  | 6000 | 8700 | 32.2 | 19.05 | 10.9 | 2.46 | 68 | 121 | 213879425
Trane / Mitsubishi Electric | MUZ-FS09NAH*** | NTXWPH09B112A* |  | 9000 | 9600 | 29.8 | 16.05 | 10 | 2.4 | 61 | 118 | 213879426
Trane / Mitsubishi Electric | MUZ-FS12NAH*** | NTXWPH12B112A* |  | 12000 | 12300 | 26.3 | 13.8 | 10.4 | 2.3 | 68 | 120 | 213879427
Trane / Mitsubishi Electric | MUZ-FS15NAH*** | NTXWPH15B112A* |  | 14000 | 16000 | 22.3 | 14 | 9.9 | 2 | 63 | 121 | 213879428
Trane / Mitsubishi Electric | MUZ-FS18NAH*** | NTXWPH18B112A* |  | 17200 | 19000 | 21 | 12.5 | 10.3 | 2 | 67 | 118 | 213879429
Mitsubishi Electric | MUZ-FS12NAH*** | MSZ-FS12NA*** |  | 12000 | 12300 | 26.3 | 13.8 | 10.4 | 2.3 | 68 | 120 | 209832204
Mitsubishi Electric | MUZ-FS12NA*** | MSZ-FS12NA*** |  | 12000 | 12300 | 26.3 | 13.8 | 11.1 | 2.3 | 68 | 120 | 209832203
American Standard / Mitsubishi Electric | MUZ-FS06NA*** | NAXWPH06B112A* |  | 6000 | 8700 | 32.2 | 19.05 | 11.9 | 2.46 | 68 | 121 | 209832979
American Standard / Mitsubishi Electric | MUZ-FS09NA*** | NAXWPH09B112A* |  | 9000 | 9600 | 29.8 | 16.05 | 10.9 | 2.4 | 61 | 118 | 209832984
American Standard / Mitsubishi Electric | MUZ-GS24NA*** | NAXWST24B112** |  | 22400 | 27600 | 21.5 | 12.6 | 10.3 | 2.1 | 64 | 71 | 207705491
Trane / Mitsubishi Electric | NTXSPH06B112A* | NAXWPH06B112A* |  | 6000 | 8700 | 32.2 | 19.05 | 11.9 | 2.46 | 68 | 121 | 209832982
Trane / Mitsubishi Electric | NTXSPH09B112A* | NAXWPH09B112A* |  | 9000 | 9600 | 29.8 | 16.05 | 10.9 | 2.4 | 61 | 118 | 209832987
Trane / Mitsubishi Electric | NTXSST24B112** | NAXWST24B112** |  | 22400 | 27600 | 21.5 | 12.6 | 10.3 | 2.1 | 64 | 71 | 207705522
American Standard / Mitsubishi Electric | MUZ-GS24NAHZ*** | NAXWST24B112** |  | 22400 | 21200 | 21.5 | 12.6 | 9 | 1.95 | 63 | 100 | 207705504
Trane / Mitsubishi Electric | NTXSPB06B112A* | NAXWPH06B112A* |  | 6000 | 8700 | 32.2 | 19.05 | 10.9 | 2.46 | 68 | 121 | 213361515
Trane / Mitsubishi Electric | NTXSPB09B112A* | NAXWPH09B112A* |  | 9000 | 9600 | 29.8 | 16.05 | 10 | 2.4 | 61 | 118 | 213361517
Trane / Mitsubishi Electric | NTXSSH24A112** | NAXWST24B112** |  | 22400 | 21200 | 21.5 | 12.6 | 9 | 1.95 | 63 | 100 | 207705541
Trane / Mitsubishi Electric | MUZ-FS06NA*** | NTXWPH06B112A* |  | 6000 | 8700 | 32.2 | 19.05 | 11.9 | 2.46 | 68 | 121 | 209832980
Trane / Mitsubishi Electric | MUZ-FS09NA*** | NTXWPH09B112A* |  | 9000 | 9600 | 29.8 | 16.05 | 10.9 | 2.4 | 61 | 118 | 209832985
Trane / Mitsubishi Electric | MUZ-GS24NA*** | NTXWST24B112** |  | 22400 | 27600 | 21.5 | 12.6 | 10.3 | 2.1 | 64 | 71 | 207705484
Trane / Mitsubishi Electric | MUZ-GS24NAHZ*** | NTXWST24B112** |  | 22400 | 21200 | 21.5 | 12.6 | 9 | 1.95 | 63 | 100 | 207705497
Trane / Mitsubishi Electric | NTXSPH06B112A* | MSZ-FS06NA*** |  | 6000 | 8700 | 32.2 | 19.05 | 11.9 | 2.46 | 68 | 121 | 209832981
Trane / Mitsubishi Electric | NTXSPH09B112A* | MSZ-FS09NA*** |  | 9000 | 9600 | 29.8 | 16.05 | 10.9 | 2.4 | 61 | 118 | 209832986
Trane / Mitsubishi Electric | NTXSPH06B112A* | NTXWPH06B112AA |  | 6000 | 8700 | 32.2 | 19.05 | 11.9 | 2.46 | 68 | 121 | 206195809
Trane / Mitsubishi Electric | NTXSPH09B112A* | NTXWPH09B112AA |  | 9000 | 9600 | 29.8 | 16.05 | 10.9 | 2.4 | 61 | 118 | 206195810
Trane / Mitsubishi Electric | NTXSST24B112** | MSZ-GS24NA*** |  | 22400 | 27600 | 21.5 | 12.6 | 10.3 | 2.1 | 64 | 71 | 207705510
Trane / Mitsubishi Electric | NTXSST24B112** | NTXWST24B112** |  | 22400 | 27600 | 21.5 | 12.6 | 10.3 | 2.1 | 64 | 71 | 207705516
Trane / Mitsubishi Electric | NTXSPB06B112A* | MSZ-FS06NA*** |  | 6000 | 8700 | 32.2 | 19.05 | 10.9 | 2.46 | 68 | 121 | 209832983
Trane / Mitsubishi Electric | NTXSPB09B112A* | MSZ-FS09NA*** |  | 9000 | 9600 | 29.8 | 16.05 | 10 | 2.4 | 61 | 118 | 209832988
Trane / Mitsubishi Electric | NTXSPB06B112A* | NTXWPH06B112AA |  | 6000 | 8700 | 32.2 | 19.05 | 10.9 | 2.46 | 68 | 121 | 206195814
Trane / Mitsubishi Electric | NTXSPB09B112A* | NTXWPH09B112AA |  | 9000 | 9600 | 29.8 | 16.05 | 10 | 2.4 | 61 | 118 | 206195815
Trane / Mitsubishi Electric | NTXSSH24A112** | MSZ-GS24NA*** |  | 22400 | 21200 | 21.5 | 12.6 | 9 | 1.95 | 63 | 100 | 207705528
Trane / Mitsubishi Electric | NTXSSH24A112** | NTXWST24B112** |  | 22400 | 21200 | 21.5 | 12.6 | 9 | 1.95 | 63 | 100 | 207705535
Mitsubishi Electric | MUZ-GS24NAHZ*** | MSZ-GS24NA*** |  | 22400 | 21200 | 21.5 | 12.6 | 9 | 1.95 | 63 | 100 | 207679256
Mitsubishi Electric | MUZ-FS06NAH*** | MSZ-FS06NA*** |  | 6000 | 8700 | 32.2 | 19.05 | 10.9 | 2.46 | 68 | 121 | 209832200
Mitsubishi Electric | MUZ-FS09NAH*** | MSZ-FS09NA*** |  | 9000 | 9600 | 29.8 | 16.05 | 10 | 2.4 | 61 | 118 | 209832202
Mitsubishi Electric | MUZ-FS06NA*** | MSZ-FS06NA*** |  | 6000 | 8700 | 32.2 | 19.05 | 11.9 | 2.46 | 68 | 121 | 209832199
Mitsubishi Electric | MUZ-FS09NA*** | MSZ-FS09NA*** |  | 9000 | 9600 | 29.8 | 16.05 | 10.9 | 2.4 | 61 | 118 | 209832201
Mitsubishi Electric | MUZ-GS24NA*** | MSZ-GS24NA*** |  | 22400 | 27600 | 21.5 | 12.6 | 10.3 | 2.1 | 64 | 71 | 207679246
PIONEER | YN018GHFI25RPH | WF018GHFI25HLH |  | 18000 | 19000 | 20.5 | 13.2 | 9.5 | 1.8 | 55 | 70 | 211583736
Innovair | WIN18H7H51(O) | WIN18H7H51(I) |  | 18000 | 19000 | 20.5 | 13.2 | 9.5 | 1.8 | 55 | 70 | 208286575
ZEPHYR | ZE-18UH24SCO | ZE-18UH24SCI |  | 18000 | 19000 | 20.5 | 13.2 | 9.5 | 1.8 | 55 | 70 | 208287543
GENERALLUX STAR | GNS-18HCH21TO2 | GNS-18HCH21TI2 |  | 18000 | 19000 | 20.5 | 13.2 | 9.5 | 1.8 | 55 | 70 | 213617769
Gridless | O-AYD18SD-1 | I-AYD18W-1 |  | 18000 | 19000 | 20.5 | 13.2 | 9.5 | 1.8 | 55 | 70 | 213265554
GENERALLUX STAR | AST-18UW3SBBTU01(O) | AST-18UW3SBBTU01(I) |  | 18000 | 19000 | 20.5 | 13.2 | 9.5 | 1.8 | 55 | 70 | 212292445
AIR-CON | ABHCI4H4S18 | ABHEM4H4S18 |  | 18000 | 19000 | 20.5 | 13.2 | 9.5 | 1.8 | 55 | 70 | 211583435
HISENSE | AST-18UW3SBB01 | AST-18UW3SBB**01 |  | 18000 | 19000 | 20.5 | 13.2 | 9.5 | 1.8 | 55 | 70 | 208193234
HOTSPOT | ACDC18CO | ACDC18CI |  | 17000 | 17200 | 21 | 12 | 9 |  | 58 |  | 213737307
AUX | ASW-H18E3A2/*R1DI-C3 | ASW-H18E3A2/*R1DI-C3 |  | 17000 | 17200 | 21 | 12 | 9 |  | 58 |  | 212292438
AUX | ASW-H12C5B2/*R3DI-C5 | ASW-H12C5B2/*R3DI-C5 |  | 12000 | 12300 | 22 | 12 | 9.5 | 2.06 | 57 | 20 | 211164700
AUFIT | ASW-H24F4D2/ *R3DI-C6 | ASW-H24F4D2/ *R3DI-C6 |  | 22000 | 23000 | 21 | 13 | 10 |  | 91 |  | 210721453
AUFIT | ASW-H12G2/*R1DI-US | ASW-H12G2/*R1DI-US |  | 12000 | 12300 | 21 | 12 | 10 |  | 79 |  | 210721446
YONAN | YSA-24HRDN1-21 | YSA-24HRDN1-21 |  | 22000 | 23000 | 21 | 13 | 10 | 2.27 | 91 | 24 | 213265559
COSTWAY | FP10524US-12WH | FP10524US-22WH |  | 22000 | 23000 | 21 | 13 | 10 | 2.27 | 91 | 24 | 212528057
DELLA | 048-MS-24K2VR-21S-OUT | 048-MS-24K2VR-21S-QC-IN |  | 22000 | 23000 | 21 | 13 | 10 | 2.27 | 91 | 24 | 211001967
AUX | ASW-H24F4D2/ *R3DI-C6 | ASW-H24F4D2/ *R3DI-C6 |  | 22000 | 23000 | 21 | 13 | 10 | 2.27 | 91 | 24 | 210324762
DANBY | DAS120GAHWDB-O | DAS120GAHWDB-I |  | 12000 | 12300 | 21 | 12 | 10 |  | 79 |  | 206369331
ZAMNA CLIMATE | 12KDC-ODU | 12KDC-IDU |  | 12000 | 12300 | 21 | 12 | 10 |  | 79 |  | 206902015
COMFORTSTAR | CHM12CD(O) | CHM12CD(I) |  | 12000 | 12300 | 21 | 12 | 10 |  | 79 |  | 206438681
ZAMNA CLIMATE | 12KACDC-ODU | 12KACDC-IDU |  | 12000 | 12300 | 21 | 12 | 10 |  | 79 |  | 206902016
DELLA | 048-MS-12K2V-21S-OUT | 048-MS-12K2V-21S-HA-IN |  | 12000 | 12300 | 21 | 12 | 10 |  | 79 |  | 210258255
DANBY | DAS120GBHWDB-O | DAS120GBHWDB-I |  | 12000 | 12300 | 21 | 12 | 10 |  | 79 |  | 206791541
YORK | YHKE12YJMEXCO-X | YHKE12XJMEXC-RX |  | 12000 | 12300 | 21 | 12 | 10 |  | 79 |  | 207093701
HotSpot Energy | ACDC12CO | ACDC12CI |  | 12000 | 12300 | 21 | 12 | 10 |  | 79 |  | 207727191
DANBY | ASW-H12G2/*R1DI-US | ASW-H12G2/*R1DI-US |  | 12000 | 12300 | 21 | 12 | 10 |  | 79 |  | 206733684
HOTSPOT | ACDC12CO | ACDC12CI |  | 12000 | 12300 | 21 | 12 | 10 |  | 79 |  | 213737306
AUX | ASW-H12G2/*R1DI-US | ASW-H12G2/*R1DI-US |  | 12000 | 12300 | 21 | 12 | 10 |  | 79 |  | 205334557
Trane / Mitsubishi Electric | PUZ-HA36NKA | TPLA0A0361EA70A |  | 36000 | 40000 | 20 | 13 | 9 | 2 | 61 | 95 | 206717854
Mitsubishi Electric | SUZ-KA18NAHZ | MLZ-KP18NA* |  | 16700 | 18600 | 18.9 | 12.4 | 9 | 2.06 | 63 | 48 | 207699127
Trane / Mitsubishi Electric | SUZ-KA18NAHZ | NTXUKS18A112** |  | 16700 | 18600 | 18.9 | 12.4 | 9 | 2.06 | 63 | 48 | 207699132
Mitsubishi Electric | PUZ-HA36NKA | PCA-A36KA* |  | 34000 | 40000 | 18 | 12.5 | 9.2 | 1.75 | 64 | 95 | 211259278
Trane / Mitsubishi Electric | PUZ-HA36NKA | TPCA0A0361KA70A |  | 34000 | 40000 | 18 | 12.5 | 9.2 | 1.75 | 64 | 95 | 206717851
Mitsubishi Electric | PUZ-HA24NHA1 | PCA-A24KA* |  | 23000 | 28000 | 18.7 | 12.5 | 9.5 | 1.8 | 63 | 93 | 211259270
Trane / Mitsubishi Electric | PUZ-HA24NHA1 | TPCA0A0241KA70A |  | 23000 | 28000 | 18.7 | 12.5 | 9.5 | 1.8 | 63 | 93 | 206717833
Mitsubishi Electric | PUZ-HA36NKA | PKA-A36KA* |  | 33600 | 40000 | 18.7 | 12.3 | 9 | 1.8 | 64 | 95 | 211259276
Trane / Mitsubishi Electric | PUZ-HA36NKA | TPKA0A0361KA70A |  | 33600 | 40000 | 18.7 | 12.3 | 9 | 1.8 | 64 | 95 | 206717853
Mitsubishi Electric | PUZ-HA24NHA1 | PKA-A24KA* |  | 24000 | 28000 | 19.5 | 12.6 | 9.5 | 1.9 | 61 | 93 | 211259269
Mitsubishi Electric | PUZ-HA24NHA1 | PLA-A24EA* |  | 24000 | 28000 | 21.6 | 14 | 10 | 1.9 | 62 | 93 | 211273264
Trane / Mitsubishi Electric | PUZ-HA24NHA1 | TPKA0A0241KA70A |  | 24000 | 28000 | 19.5 | 12.6 | 9.5 | 1.9 | 61 | 93 | 206717835
Trane / Mitsubishi Electric | PUZ-HA24NHA1 | TPLA0A0241EA70A |  | 24000 | 28000 | 21.6 | 14 | 10 | 1.9 | 62 | 93 | 206717836
Mitsubishi Electric | PUZ-HA36NKA | PLA-A36EA* |  | 36000 | 40000 | 20 | 13 | 9 | 2 | 61 | 95 | 211259275
Trane / Mitsubishi Electric | TRUZH0361KA00** | PCA-A36KA**** |  | 34000 | 40000 | 18 | 12.5 | 9.2 | 1.75 | 64 | 95 | 206720352
Trane / Mitsubishi Electric | NTXSKH18A112** | MLZ-KP18NA* |  | 16700 | 18600 | 18.9 | 12.4 | 9 | 2.06 | 63 | 48 | 207699137
Trane / Mitsubishi Electric | NTXSKH18A112** | NTXUKS18A112** |  | 16700 | 18600 | 18.9 | 12.4 | 9 | 2.06 | 63 | 48 | 207699138
Trane / Mitsubishi Electric | TRUZH0241HA10** | PKA-A24KA**** |  | 24000 | 28000 | 19.5 | 12.6 | 9.5 | 1.9 | 61 | 93 | 206720349
Trane / Mitsubishi Electric | TRUZH0241HA10NA | TPKA0A0241KA*** |  | 24000 | 28000 | 19.5 | 12.6 | 9.5 | 1.9 | 61 | 93 | 211497052
Trane / Mitsubishi Electric | TRUZH0241HA10** | PLA-A24EA**** |  | 24000 | 28000 | 21.6 | 14 | 10 | 1.9 | 62 | 93 | 206720350
Trane / Mitsubishi Electric | TRUZH0241HA10NA | TPLA0A0241EA*** |  | 24000 | 28000 | 21.6 | 14 | 10 | 1.9 | 62 | 93 | 211497074
Trane / Mitsubishi Electric | TRUZH0241HA10** | PCA-A24KA**** |  | 23000 | 28000 | 18.7 | 12.5 | 9.5 | 1.8 | 63 | 93 | 206720348
Trane / Mitsubishi Electric | TRUZH0241HA10NA | TPCA0A0241KA*** |  | 23000 | 28000 | 18.7 | 12.5 | 9.5 | 1.8 | 63 | 93 | 211497053
Trane / Mitsubishi Electric | TRUZH0361KA00** | PLA-A36EA**** |  | 36000 | 40000 | 20 | 13 | 9 | 2 | 61 | 95 | 206720355
Trane / Mitsubishi Electric | TRUZH0361KA00NA | TPLA0A0361EA*** |  | 36000 | 40000 | 20 | 13 | 9 | 2 | 61 | 95 | 211497076
Trane / Mitsubishi Electric | TRUZH0361KA00NA | TPCA0A0361KA*** |  | 34000 | 40000 | 18 | 12.5 | 9.2 | 1.75 | 64 | 95 | 211497056
Trane / Mitsubishi Electric | TRUZH0361KA00** | PKA-A36KA**** |  | 33600 | 40000 | 18.7 | 12.3 | 9 | 1.8 | 64 | 95 | 206720354
Trane / Mitsubishi Electric | TRUZH0361KA00NA | TPKA0A0361KA*** |  | 33600 | 40000 | 18.7 | 12.3 | 9 | 1.8 | 64 | 95 | 211497055
HISENSE | AS-09UR3SXE00 | AS-09UR3SXE**00 |  | 9000 | 10000 | 27.5 | 15.5 | 10.5 | 2.1 | 60 | 70 | 10102524
AIR-CON | ABZCI4H4S09 | ABZEM4H4S09 |  | 9000 | 10000 | 27.5 | 15.5 | 10.5 | 2.1 | 60 | 70 | 10272500
MANUFLOW | AS-09UR3SXEDJ(O) | AS-09UR3SXEDJ(I) |  | 9000 | 10000 | 27.5 | 15.5 | 10.5 | 2.1 | 60 | 70 | 10277956
DIRECT AIR | DIR-09HP28-TQO | DIR-09HP28-TQI |  | 9000 | 10000 | 27.5 | 15.5 | 10.5 | 2.1 | 60 | 70 | 10306426
HISENSE | AS-09UW3SXE00 | AS-09UW3SXE**00 |  | 9000 | 10000 | 27.5 | 15.5 | 10.5 | 2.1 | 60 | 70 | 201981253
MANUFLOW | AS-09UW3SXEDJ(O) | AS-09UW3SXEDJ(I) |  | 9000 | 10000 | 27.5 | 15.5 | 10.5 | 2.1 | 60 | 70 | 202021915
WINDAIR | DWH09UW3SXETE00/O | DWH09UW3SXETE00/I |  | 9000 | 10000 | 27.5 | 15.5 | 10.5 | 2.1 | 60 | 70 | 202021941
WABBAN | BB09UW3SXETE00/O | BB09UW3SXETE00/I |  | 9000 | 10000 | 27.5 | 15.5 | 10.5 | 2.1 | 60 | 70 | 202021965
WESTINGHOUSE | WHZ09SZA21S | WHZ09WMA21S |  | 9000 | 10000 | 27.5 | 15.5 | 10.5 | 2.1 | 60 | 70 | 207337194
J-KU | JKS09HP230V1XC | JKS09HP230V1XE |  | 9000 | 10000 | 27.5 | 15.5 | 10.5 | 2.1 | 60 | 70 | 211583739
HISENSE | AS-09UW3SXG00 | AS-09UW3SXG**00 |  | 9000 | 10000 | 27.5 | 15.5 | 10.5 | 2.1 | 65 | 70 | 203376841
FRIEDRICH | FRHSR09A3A | FRHSW09A3A |  | 9000 | 10000 | 27.5 | 15.5 | 10.5 | 2.1 | 65 | 70 | 203383863
HISENSE | AS-09UW3SXG00A | AS-09UW3SXG**00A |  | 9000 | 10000 | 27.5 | 15.5 | 10.5 | 2.1 | 60 | 70 | 205092767
FRIEDRICH | FRHSR09A3A-A | FRHSW09A3B |  | 9000 | 10000 | 27.5 | 15.5 | 10.5 | 2.1 | 60 | 70 | 205142788
HISENSE | AS-09UW3SXETG00G | AS-09UW3SXETG00 |  | 9000 | 10000 | 27.5 | 15.5 | 10.5 | 2.1 | 60 | 70 | 213741353
HISENSE | AS-12UR3SXA00 | AS-12UR3SXA**00 |  | 12000 | 12000 | 23.5 | 15.4 | 9.8 | 1.75 | 58 | 70 | 10102525
AIR-CON | ABZCI4H4S12 | ABZEM4H4S12 |  | 12000 | 12000 | 23.5 | 15.4 | 9.8 | 1.75 | 58 | 70 | 10272501
MANUFLOW | AS-12UR3SXADJ(O) | AS-12UR3SXADJ(I) |  | 12000 | 12000 | 23.5 | 15.4 | 9.8 | 1.75 | 58 | 70 | 10277957
DIRECT AIR | DIR-12HP28-TQO | DIR-12HP28-TQI |  | 12000 | 12000 | 23.5 | 15.4 | 9.8 | 1.75 | 58 | 70 | 10306427
HISENSE | AS-12UR3SXA00 | AS-12UR3SXADK00 |  | 12000 | 12000 | 23.5 | 15.4 | 9.8 | 1.75 | 58 | 70 | 10268757
FRIEDRICH | MRH12Y3JA | MWH12Y3JA |  | 12000 | 12000 | 23.5 | 15.4 | 9.8 | 1.75 | 58 | 70 | 201763898
HISENSE | AS-12UR3SXA00 | AS-12UR3SXATQ00 |  | 12000 | 12000 | 23.5 | 15.4 | 9.8 | 1.75 | 58 | 70 | 10268758
HISENSE | AS-12UR3SXA00 | AS-12UR3SXATE00 |  | 12000 | 12000 | 23.5 | 15.4 | 9.8 | 1.75 | 58 | 70 | 10268759
HISENSE | AS-12UR3SXA00 | AS-12UR3SXADJ00 |  | 12000 | 12000 | 23.5 | 15.4 | 9.8 | 1.75 | 58 | 70 | 10268760
HISENSE | AST-09UW3SVE01 | AST-09UW3SVE**01 |  | 9000 | 9000 | 22 | 13.7 | 9 | 1.8 | 56 | 70 | 203377929
CLASSIC | HRHDBC09AS | HWHDBC09S |  | 9000 | 9000 | 22 | 13.7 | 9 | 1.8 | 56 | 70 | 205287347
EMERSON QUIET KOOL | 21S-EACH9R2C | 21S-EACH9R2W |  | 9000 | 9000 | 22 | 13.7 | 9 | 1.8 | 56 | 70 | 206061619
AIR-CON | ABXCI4H4S09 | ABXEM4H4S09 |  | 9000 | 9000 | 22 | 13.7 | 9 | 1.8 | 56 | 70 | 203446794
WESTINGHOUSE | WHP09SZA21S | WHP09WMA21S |  | 9000 | 9000 | 22 | 13.7 | 9 | 1.8 | 56 | 70 | 205417832
EMERSON QUIET KOOL | EACH9R2O | EACH9R2W |  | 9000 | 9000 | 22 | 13.7 | 9 | 1.8 | 56 | 70 | 208812663
HAXXAIR | HVH-09T2D | HAH-09T2D |  | 9000 | 9000 | 22 | 13.7 | 9 | 1.8 | 56 | 70 | 204628474
DIRECT AIR | DIR-09HP22DKO-ES | DIR-09HP22DKI-ES |  | 9000 | 9000 | 22 | 13.7 | 9 | 1.8 | 56 | 70 | 203490396
DIRECT AIR | DIRH-09HP23-DKO | DIRH-09HP23-DKI |  | 9000 | 9000 | 22 | 13.7 | 9 | 1.8 | 56 | 70 | 207583106
HAXXAIR | HAH-09T2D | HVH-09T2D |  | 9000 | 9000 | 22 | 13.7 | 9 | 1.8 | 56 | 70 | 203999083
ZEPHYR | ZE-09CA22SEXT | ZE-09CA22SINT |  | 9000 | 9000 | 22 | 13.7 | 9 | 1.8 | 56 | 70 | 203446791
J-KU | JKS-09H2HP-ES(O) | JKS-09H2HP-ES(I) |  | 9000 | 9000 | 22 | 13.7 | 9 | 1.8 | 56 | 70 | 213265622
DIRECT AIR | DIR-09HP20DKO-ES | DIR-09HP20DKI-ES |  | 9000 | 9000 | 22 | 13.7 | 9 | 1.8 | 56 | 70 | 203490392
DIAL | SZHW09WW230BBJ | SZHW09NN230BBJ |  | 9000 | 9000 | 22 | 13.7 | 9 | 1.8 | 56 | 70 | 213088022
DIAL | 9000Z-22.5S-230-O | 9000Z-22.5S-230-I |  | 9000 | 9000 | 22 | 13.7 | 9 | 1.8 | 56 | 70 | 213088024
HISENSE | AST-09UW3SVG01 | AST-09UW3SVG**01 |  | 9000 | 9000 | 22 | 13.7 | 9 | 1.8 | 56 | 70 | 203378161
FRIEDRICH | FPHSR09A3A | FPHFW09A3A |  | 9000 | 9000 | 22 | 13.7 | 9 | 1.8 | 56 | 70 | 203383865
MANUFLOW | AST-09UW3SVGDJ01(I) | AST-09UW3SVGDJ01(O) |  | 9000 | 9000 | 22 | 13.7 | 9 | 1.8 | 56 | 70 | 203742098
HISENSE | AST-07UW3SVG01 | AST-07UW3SVG**01 |  | 9000 | 9000 | 22 | 13.7 | 9 | 1.8 | 56 | 70 | 203403711
FRIEDRICH | FPHSR07A3A | FPHFW07A3A |  | 9000 | 9000 | 22 | 13.7 | 9 | 1.8 | 56 | 70 | 203404668
WESTINGHOUSE | WHP07SZA21S | WHP42M5A21S |  | 9000 | 9000 | 22 | 13.7 | 9 | 1.8 | 56 | 70 | 206724416
WESTINGHOUSE | WHP42M5A21S | WHP07SZA21S |  | 9000 | 9000 | 22 | 13.7 | 9 | 1.8 | 56 | 70 | 206750868
HISENSE | AS-09UW1SVE00A | AS-09UW1SVE**00A |  | 9000 | 9000 | 18.5 | 12.8 | 9 | 1.8 | 56 | 70 | 205092754
FRIEDRICH | FPHSR09A1A-A | FPHSW09A1B |  | 9000 | 9000 | 18.5 | 12.8 | 9 | 1.8 | 56 | 70 | 205142781
HISENSE | AS-09UW1SVG00A | AS-09UW1SVG**00A |  | 9000 | 9000 | 18.5 | 12.8 | 9 | 1.8 | 56 | 70 | 205092755
HISENSE | AST-09UW3SVE01A | AST-09UW3SVE**01A |  | 9000 | 9000 | 22 | 13.7 | 9 | 1.8 | 56 | 70 | 205092760
Perfect Aire | 3PAMSHQCO09-U230 | 3PAMSHQCW09-U230 |  | 9000 | 9000 | 22 | 13.7 | 9 | 1.8 | 56 | 70 | 206453600
HISENSE | AST-09UW3SVG01A | AST-09UW3SVG**01A |  | 9000 | 9000 | 22 | 13.7 | 9 | 1.8 | 56 | 70 | 205092761
FRIEDRICH | FPHSR09A3A-A | FPHFW09A3B |  | 9000 | 9000 | 22 | 13.7 | 9 | 1.8 | 56 | 70 | 205142783
HISENSE | AST-09UW3SVEDC01 | AST-09UW3SVEDC01 |  | 9000 | 9000 | 22 | 13.7 | 9 | 1.8 | 56 | 70 | 206347235
HISENSE | AST-07UW3SVEDC01 | AST-07UW3SVEDC01 |  | 9000 | 9000 | 22 | 13.7 | 9 | 1.8 | 56 | 70 | 206347236
AUX | ASW-H12C5A2/ *R3DI-C5 | ASW-H12C5A2/ *R3DI-C5 |  | 12000 | 12300 | 21 | 12 | 10 | 2.15 | 54 | 20 | 210324763
DELLA | 048-MS-12K2VR-21S-OUT | 048-MS-12K2VR-21S-QC-IN |  | 12000 | 12300 | 21 | 12 | 10 | 2.15 | 54 | 20 | 211001968
COSTWAY | FP10412US-12WH | FP10412US-22WH |  | 12000 | 12300 | 21 | 12 | 10 | 2.15 | 54 | 20 | 212528055
YONAN | YSA-12HRDN1-21 | YSA-12HRDN1-21 |  | 12000 | 12300 | 21 | 12 | 10 | 2.15 | 54 | 20 | 213265557
AUFIT | ASW-H12C5A2/ *R3DI-C5 | ASW-H12C5A2/ *R3DI-C5 |  | 12000 | 12300 | 21 | 12 | 10 | 2.15 | 54 | 20 | 210721454
AUFIT | ASW-H18E3A2/ *R3DI-C3 | ASW-H18E3A2/ *R3DI-C3 |  | 17000 | 17700 | 21 | 12 | 9 | 2.17 | 81 | 19 | 210721455
AUX | ASW-H24G1D2/*R3DI-C6 | ASW-H24G1D2/*R3DI-C6 |  | 24000 | 24000 | 21 | 12 | 10 | 2 | 100 | 19 | 213255582
AUX | ASW-H18E3A2/ *R3DI-C3 | ASW-H18E3A2/ *R3DI-C3 |  | 17000 | 17700 | 21 | 12 | 9 | 2.17 | 81 | 19 | 210324764
DELLA | 048-MS-18K2VR-21S-OUT | 048-MS-18K2VR-21S-QC-IN |  | 17000 | 17700 | 21 | 12 | 9 | 2.17 | 81 | 19 | 211001969
COSTWAY | FP10518US-12WH | FP10518US-22WH |  | 17000 | 17700 | 21 | 12 | 9 | 2.17 | 81 | 19 | 212528056
YONAN | YSA-18HRDN1-21 | YSA-18HRDN1-21 |  | 17000 | 17700 | 21 | 12 | 9 | 2.17 | 81 | 19 | 213265558
Hotpoint | 1H09HN2DA** | HW09HN2DA** |  | 9000 | 10000 | 18 | 12 | 9.5 | 1.8 | 64 | 70 | 213879379
Hotpoint | 1H12HN2DA** | HW12HN2DA** |  | 12000 | 13000 | 18 | 12 | 9.5 | 1.8 | 65 | 70 | 213879380
Hotpoint | 1H18HN2DA** | HW18HN2DA** |  | 18000 | 19000 | 18 | 12 | 9.5 | 1.8 | 67 | 70 | 213879381
SLIMAIR | SHC24VH2AG | SHM24VE2AG |  | 23000 | 26000 | 22.3 | 12.5 | 10.3 | 1.8 | 73 | 88 | 213886034
SLIMAIR | SHC18VH2AG | SHM18VE2AG |  | 18000 | 18000 | 22 | 13 | 10.6 | 1.89 | 62 | 96 | 213886033
SLIMAIR | SHC12VH2AG | SHM12VE2AG |  | 12000 | 12000 | 23.1 | 13 | 10.5 | 1.88 | 86 | 92 | 213886032
SLIMAIR | SHC09VH2AG | SHM09VE2AG |  | 9000 | 12000 | 26.4 | 15.8 | 11.6 | 1.85 | 78 | 92 | 213886031
Mitsubishi Electric | MUZ-FS18NAH*** | MSZ-FS18NA*** |  | 17200 | 19000 | 21 | 12.5 | 10.3 | 2 | 67 | 118 | 209832208
Mitsubishi Electric | MUZ-FS18NA*** | MSZ-FS18NA*** |  | 17200 | 19000 | 21 | 12.5 | 10.7 | 2 | 67 | 118 | 209832207
Mitsubishi Electric | MUZ-FS15NAH*** | MSZ-FS15NA*** |  | 14000 | 16000 | 22.3 | 14 | 9.9 | 2 | 63 | 121 | 209832206
Mitsubishi Electric | MUZ-FS15NA*** | MSZ-FS15NA*** |  | 14000 | 16000 | 22.3 | 14 | 10.4 | 2 | 63 | 121 | 209832205
HISENSE | AS-09UW3SXETG00 | AS-09UW3SXETG00 |  | 9000 | 10000 | 27.5 | 15.5 | 10.5 | 2.1 | 60 | 70 | 213803156
HISENSE | AS-09UW3SXETG00P | AS-09UW3SXETG00 |  | 9000 | 10000 | 27.5 | 15.5 | 10.5 | 2.1 | 60 | 70 | 213741354
HISENSE | AS-09UW3SXE00B | AS-09UW3SXE**00B |  | 9000 | 10000 | 27.5 | 15.5 | 10.5 | 2.1 | 60 | 70 | 205092769
HISENSE | AS-09UR3SXE00 | AS-09UR3SXETE00 |  | 9000 | 10000 | 27.5 | 15.5 | 10.5 | 2.1 | 60 | 70 | 10268755
FRIEDRICH | MRH09Y3JA | MWH09Y3JA |  | 9000 | 10000 | 27.5 | 15.5 | 10.5 | 2.1 | 60 | 70 | 201763897
HISENSE | AS-09UR3SXE00 | AS-09UR3SXEDK00 |  | 9000 | 10000 | 27.5 | 15.5 | 10.5 | 2.1 | 60 | 70 | 10268754
HISENSE | AS-09UR3SXE00 | AS-09UR3SXEDJ00 |  | 9000 | 10000 | 27.5 | 15.5 | 10.5 | 2.1 | 60 | 70 | 10268753
HISENSE | AS-09UR3SXE00 | AS-09UR3SXETQ00 |  | 9000 | 10000 | 27.5 | 15.5 | 10.5 | 2.1 | 60 | 70 | 10268752
HISENSE | AST-18UW3SBBDH01 | AST-18UW3SBBDH01 |  | 18000 | 19000 | 20.5 | 13.2 | 9.5 | 1.8 | 55 | 70 | 213803154
HISENSE | AST-18UW3SBBDH01X | AST-18UW3SBBDH01 |  | 18000 | 19000 | 20.5 | 13.2 | 9.5 | 1.8 | 55 | 70 | 213741336
HISENSE | AST-18UW3SBBDH01G | AST-18UW3SBBDH01 |  | 18000 | 19000 | 20.5 | 13.2 | 9.5 | 1.8 | 55 | 70 | 213741335
KERR | A-KMH12SV-1 | B-KMH12FV-1 |  | 12000 | 12000 | 24.2 | 13.3 | 10.7 | 1.99 | 85 | 99 | 213916259
COMFORT-AIRE | A-VMH12SV-1 | B-VMH12FV-1 |  | 12000 | 12000 | 24.2 | 13.3 | 10.7 | 1.99 | 85 | 99 | 213916260
ZERO | ZMSB-09HV-USHH | ZMSB-09HV-USHH |  | 9000 | 10000 | 24 | 14.7 | 11.6 | 2.25 | 81 | 75 | 213917748
ZERO | ZMSB-12HV-USHH | ZMSB-12HV-USHH |  | 12000 | 12000 | 23.1 | 13 | 10.8 | 2.41 | 83 | 70 | 213917749
ZERO | ZMSB-18HV-USHH | ZMSB-18HV-USHH |  | 18000 | 18000 | 24 | 13.5 | 10.5 | 2.44 | 78 | 71 | 213917750
GREE | GWH09AUCXD-A6DNA1C/O | GWH09AUCXD-A6DN***/I |  | 9100 | 10000 | 27 | 15 | 10.5 | 1.9 | 63 | 92 | 213925481
GREE | GWH09AUCXD-D6DNA1C/O | GWH09AUCXD-D6DN***/I |  | 9100 | 10500 | 26 | 15 | 10.4 | 1.96 | 61 | 89 | 213925482
Mitsubishi Electric | MUFZ-KJ18NAHZ*** | NAXFKS18A112A* |  | 17000 | 21000 | 22 | 12.6 | 10.3 | 2.14 | 61 | 45 | 204629575
Mitsubishi Electric | MUFZ-KJ18NAHZ*** | NTXFKS18A112A* |  | 17000 | 21000 | 22 | 12.6 | 10.3 | 2.14 | 61 | 45 | 204629180
Trane / Mitsubishi Electric | NTXSPH15B112A* | NTXWPH15B112A* |  | 14000 | 16000 | 22.3 | 14 | 10.4 | 2.3 | 53 | 92 | 209832261
Trane / Mitsubishi Electric | NTXSPB15B112A* | NTXWPH15B112A* |  | 14000 | 16000 | 22.3 | 14 | 9.9 | 2 | 63 | 121 | 213361520
Trane / Mitsubishi Electric | NTXSPH18B112A* | NTXWPH18B112A* |  | 17200 | 19000 | 21 | 12.5 | 10.7 | 2 | 67 | 118 | 209832262
Trane / Mitsubishi Electric | NTXSPB18B112A* | NTXWPH18B112A* |  | 17200 | 19000 | 21 | 12.5 | 10.3 | 2 | 67 | 118 | 213361522
Trane / Mitsubishi Electric | NTXSPB09B112A* | NTXWPH09B112A* |  | 9000 | 9600 | 29.8 | 16.05 | 10 | 2.4 | 61 | 118 | 213361516
Trane / Mitsubishi Electric | NTXSPH12B112A* | NTXWPH12B112A* |  | 12000 | 12300 | 26.3 | 13.8 | 11.1 | 2.3 | 68 | 120 | 209832260
Trane / Mitsubishi Electric | NTXSPB12B112A* | NTXWPH12B112A* |  | 12000 | 12300 | 26.3 | 13.8 | 10.4 | 2.3 | 68 | 120 | 213361518
Trane / Mitsubishi Electric | NTXSPH06B112A* | NTXWPH06B112A* |  | 6000 | 8700 | 32.2 | 19.05 | 11.9 | 2.46 | 68 | 121 | 209832258
Trane / Mitsubishi Electric | NTXSPB06B112A* | NTXWPH06B112A* |  | 6000 | 8700 | 32.2 | 19.05 | 10.9 | 2.46 | 68 | 121 | 213361514
Trane / Mitsubishi Electric | NTXSPH09B112A* | NTXWPH09B112A* |  | 9000 | 9600 | 29.8 | 16.05 | 10.9 | 2.4 | 61 | 118 | 209832259
Mitsubishi Electric | MUFZ-KJ18NAHZ*** | MFZ-KJ18NA*** |  | 17000 | 21000 | 22 | 12.6 | 10.3 | 2.14 | 61 | 45 | 210819448
Mitsubishi Electric | MUFZ-KJ09NAHZ*** | NAXFKS09A112A* |  | 9000 | 11000 | 28.7 | 15.8 | 11.3 | 2.14 | 68 | 55 | 204629572
Mitsubishi Electric | MUFZ-KJ09NAHZ*** | NTXFKS09A112A* |  | 9000 | 11000 | 28.7 | 15.8 | 11.3 | 2.14 | 68 | 55 | 204629177
Mitsubishi Electric | MUFZ-KJ09NAHZ*** | MFZ-KJ09NA*** |  | 9000 | 11000 | 28.7 | 15.8 | 11.3 | 2.14 | 68 | 55 | 210819459
Mitsubishi Electric | MUFZ-KJ12NAHZ*** | NAXFKS12A112A* |  | 12000 | 13000 | 26.7 | 13.6 | 10.6 | 2.22 | 68 | 55 | 204629573
Mitsubishi Electric | MUFZ-KJ12NAHZ*** | NTXFKS12A112A* |  | 12000 | 13000 | 26.7 | 13.6 | 10.6 | 2.22 | 68 | 55 | 204629178
Mitsubishi Electric | MUFZ-KJ12NAHZ*** | MFZ-KJ12NA*** |  | 12000 | 13000 | 26.7 | 13.6 | 10.6 | 2.22 | 68 | 55 | 210819460
Mitsubishi Electric | MUFZ-KJ15NAHZ*** | NAXFKS15A112A* |  | 15000 | 18000 | 22.2 | 13.5 | 10.7 | 2.26 | 67 | 53 | 204629574
Mitsubishi Electric | MUFZ-KJ15NAHZ*** | NTXFKS15A112A* |  | 15000 | 18000 | 22.2 | 13.5 | 10.7 | 2.26 | 67 | 53 | 204629179
Mitsubishi Electric | MUFZ-KJ15NAHZ*** | MFZ-KJ15NA*** |  | 15000 | 18000 | 22.2 | 13.5 | 10.7 | 2.26 | 67 | 53 | 210819447
DELLA | 048-TP-9K1V-23S-OUT | 048-TP-9K1V-23S-IN |  | 9000 | 9500 | 23 | 12.5 | 9 | 1.8 | 62 | 74 | 213927340
DELLA | 048-TP-12K1V-22S-OUT | 048-TP-12K1V-22S-IN |  | 12000 | 12000 | 22 | 12.5 | 9 | 1.8 | 59 | 73 | 213927342
DELLA | 048-TP-12K2V-23S-OUT | 048-TP-12K2V-23S-IN |  | 12000 | 12000 | 23 | 13 | 9.5 | 1.8 | 63 | 76 | 213927343
DELLA | 048-TP-18K2V-22S-OUT | 048-TP-18K2V-22S-IN |  | 18000 | 18000 | 22 | 13 | 9 | 1.8 | 56 | 66 | 213927344
DELLA | 048-TP-24K2V-20S-OUT | 048-TP-24K2V-20S-IN |  | 23000 | 24000 | 20 | 12.5 | 9 | 1.8 | 58 | 67 | 213927345
DELLA | 048-TP-9K2V-23S-OUT | 048-TP-9K2V-23S-IN |  | 9000 | 9500 | 23.5 | 13 | 9.2 | 1.8 | 62 | 77 | 213927341
Rovsun | TSC-09HA1/I3XI22-O | TSC-09HA1/I3XI22-I |  | 9000 | 9500 | 23 | 12.5 | 9 | 1.8 | 62 | 74 | 213927360
Rovsun | TSC-12HA1/I3XI22-O | TSC-12HA1/I3XI22-I |  | 12000 | 12000 | 22 | 12.5 | 9 | 1.8 | 59 | 73 | 213927361
Rovsun | TSC-12HA2/I3XI23-O | TSC-12HA2/I3XI23-I |  | 12000 | 12000 | 23 | 13 | 9.5 | 1.8 | 63 | 76 | 213927362
Rovsun | TSC-18HA2/I3XI21-O | TSC-18HA2/I3XI21-I |  | 18000 | 18000 | 22 | 13 | 9 | 1.8 | 56 | 66 | 213927363
ZOKOP | TSC-09HA1/I3XI22-O | TSC-09HA1/I3XI22-I |  | 9000 | 9500 | 23 | 12.5 | 9 | 1.8 | 62 | 74 | 213927372
ZOKOP | TSC-12HA2/I3XI23-O | TSC-12HA2/I3XI23-I |  | 12000 | 12000 | 23 | 13 | 9.5 | 1.8 | 63 | 76 | 213927374
ZOKOP | TSC-18HA2/I3XI21-O | TSC-18HA2/I3XI21-I |  | 18000 | 18000 | 22 | 13 | 9 | 1.8 | 56 | 66 | 213927375
ZOKOP | TSC-12HA1/I3XI22-O | TSC-12HA1/I3XI22-I |  | 12000 | 12000 | 22 | 12.5 | 9 | 1.8 | 59 | 73 | 213927373
PANASONIC | CU-E18RKUA | CS-E18RKUAW |  | 17200 | 18000 | 19.5 | 13.2 | 9 | 2 | 70 | 61 | 7958200
PANASONIC | CU-E12RKUA | CS-E12RKUAW |  | 11500 | 12000 | 22.5 | 12.5 | 9 | 1.58 | 88 | 70 | 7958199
PANASONIC | CU-XE15WKUA | CS-XE15WKUAW |  | 14700 | 17200 | 22 | 12.55 | 11 | 1.87 | 64 | 89 | 205047853
PANASONIC | CU-XE12WKUA | CS-XE12WKUAW |  | 11500 | 12000 | 24.6 | 14.15 | 11 | 2.13 | 83 | 85 | 205047852
PANASONIC | CU-XE9WKUA | CS-XE9WKUAW |  | 8700 | 10900 | 27.3 | 16.1 | 12 | 2.06 | 73 | 89 | 205047851
Trane / Mitsubishi Electric | NTXSKH09A112** | MLZ-KP09NA* |  | 9000 | 12000 | 19 | 12.5 | 10 | 1.97 | 55 | 37 | 207699133
QUEBEC VAIR | NE-T53-AEG12EXT | NE-T53-AEG12INT |  | 12000 | 12000 | 25.5 | 14 | 10.4 | 1.8 | 83 | 100 | 213927609
QUEBEC VAIR | NE-T53-AEG18EXT | NE-T53-AEG18INT |  | 18000 | 18000 | 21.5 | 12.5 | 11.3 | 1.8 | 83 | 100 | 213927610
MAXI AIR | NE-T53-AEG12EXT | NE-T53-AEG12INT |  | 12000 | 12000 | 25.5 | 14 | 10.4 | 1.8 | 83 | 100 | 213927611
MAXI AIR | NE-T53-AEG18EXT | NE-T53-AEG18INT |  | 18000 | 18000 | 21.5 | 12.5 | 11.3 | 1.8 | 83 | 100 | 213927612
SHARP | AE-X18ZHU1 | AY-XP18ZHU1 |  | 18000 | 21600 | 25 | 13 | 11.5 | 2.2 | 105 | 90 | 213246052
CIAC | CM43BX009-H3N2H | CK43BX009-C3N1H |  | 9000 | 10000 | 20 | 13 | 10 | 1.9 | 75 | 74 | 213927673
CIAC | CM43BX012-H3N2H | CK43BX012-C3N1H |  | 12000 | 12000 | 22.7 | 14 | 10 | 2.27 | 74 | 67 | 213927674
CIAC | CM43BX018-H3N2H | CK43BX018-C3N1H |  | 16000 | 19000 | 20.5 | 12.5 | 10.5 | 2.16 | 63 | 67 | 213927675
CIAC | CM43BX024-H3N2H | CK43BX024-C3N2H |  | 24000 | 25000 | 21.5 | 12.5 | 9.7 | 2.2 | 76 | 74 | 213927676
CIAC | CM43BX018-H3N2H | CF43BX018-M3N1H |  | 18000 | 20000 | 23 | 12.5 | 10 | 2.08 | 64 | 65 | 213927679
CIAC | CM43BX024-H3N2H | CF43BX024-M3N1H |  | 24000 | 24000 | 21.2 | 12.5 | 10.3 | 2.2 | 67 | 76 | 213927680
Pasapair | AMZSAC-OU11V-12TC | AMZSAC-IN11V-12TC |  | 12000 | 12000 | 23 | 13 | 9.5 | 1.8 | 63 | 76 | 213928554
AI AIR CONDITIONING | AO25-18N1-M1H | AW25-18N1-M1 |  | 18000 | 18000 | 22 | 13 | 10.6 | 1.89 | 62 | 96 | 213769945
AI AIR CONDITIONING | AO24-09N1-M1H | AW25-09N1-M1 |  | 9000 | 10000 | 24 | 14.7 | 11.6 | 2.25 | 81 | 75 | 213769938
AI AIR CONDITIONING | AO29-09N1-M1H | AW29-09N1-M1 |  | 9000 | 12000 | 29 | 16.5 | 22 | 1.86 | 95 | 113 | 213769947
AI AIR CONDITIONING | AO29-12N1-M1H | AW29-12N1-M1 |  | 12000 | 12000 | 27.5 | 14.3 | 14.5 | 1.86 | 95 | 113 | 213769948
AI AIR CONDITIONING | AO24-09N1-B1H | AW24-09N1-B1 |  | 9000 | 10000 | 23 | 13.8 | 9.8 | 2.06 | 59 | 67 | 213769936
AI AIR CONDITIONING | AO25-12N1-B1H | AW25-12N1-B1 |  | 12000 | 12000 | 22.7 | 12.5 | 10.4 | 2.06 | 74 | 56 | 213927638
AI AIR CONDITIONING | AO24-12N1-M1H | AW25-12N1-M1 |  | 12000 | 12000 | 23.1 | 13 | 10.8 | 2.41 | 83 | 70 | 213769939
AI AIR CONDITIONING | AO21-09N1-M1 | AW21-09N1-M1 |  | 9000 | 10000 | 21.7 | 12.6 | 9.4 | 2 | 60 | 70 | 213769930
AI AIR CONDITIONING | AO25-09N1-B1H | AW25-09N1-B1 |  | 9000 | 10000 | 23 | 13.8 | 9.8 | 2.06 | 59 | 67 | 213927637
AI AIR CONDITIONING | AO29-33N1-M1H | AW29-33N1-M1 |  | 33000 | 35000 | 19.5 | 12 | 10 | 1.8 | 82 | 99 | 213769951
AI AIR CONDITIONING | AO21-09N1-B1 | AW21-09N1-B1 |  | 9000 | 10000 | 21.5 | 12.5 | 9.1 | 2.16 | 63 | 70 | 213769928
AI AIR CONDITIONING | AO25-06N1-M1H | AW25-06N1-M1 |  | 6000 | 7000 | 23.5 | 15 | 12 | 1.84 | 107 | 101 | 213769942
AI AIR CONDITIONING | AO29-24N1-M1H | AW29-24N1-M1 |  | 24000 | 29000 | 21.5 | 13 | 11.4 | 2.21 | 73 | 86 | 213769950
AI AIR CONDITIONING | AO24-12N1-B1H | AW24-12N1-B1 |  | 12000 | 12000 | 22.7 | 12.5 | 10.4 | 2.06 | 74 | 56 | 213769937
AI AIR CONDITIONING | AO24-18N1-M1H | AW25-18N1-M1 |  | 18000 | 18000 | 24 | 13.5 | 10.5 | 2.44 | 78 | 71 | 213769940
AI AIR CONDITIONING | AO25-09N1-M1H | AW25-09N1-M1 |  | 9000 | 12000 | 26.4 | 15.8 | 11.6 | 1.85 | 78 | 92 | 213769943
AI AIR CONDITIONING | AO25-12N1-M1H | AW25-12N1-M1 |  | 12000 | 12000 | 23.1 | 13 | 10.5 | 1.88 | 86 | 92 | 213769944
AI AIR CONDITIONING | AO25-24N1-M1H | AW25-24N1-M1 |  | 23000 | 26000 | 22.3 | 12.5 | 10.3 | 1.8 | 73 | 88 | 213769946
Bluefin | BFMS09BA-01O | BFMS09BA-01I |  | 9000 | 10000 | 21.7 | 12.6 | 9.4 | 2 | 60 | 70 | 213769912
Bluefin | BFMS12PR-01O | BFMS12PL-01I |  | 12000 | 12000 | 23.1 | 13 | 10.5 | 1.88 | 86 | 92 | 213769907
Bluefin | BFMS18PL-01O | BFMS18PL-01I |  | 18000 | 18000 | 24 | 13.5 | 10.5 | 2.44 | 78 | 71 | 213769906
Bluefin | BFMS12PL-01O | BFMS12PL-01I |  | 12000 | 12000 | 23.1 | 13 | 10.8 | 2.41 | 83 | 70 | 213769909
Bluefin | BFMS24PR-01O | BFMS24PL-01I |  | 23000 | 26000 | 22.3 | 12.5 | 10.3 | 1.8 | 73 | 88 | 213769902
Bluefin | BFMS18PR-01O | BFMS18PL-01I |  | 18000 | 18000 | 22 | 13 | 10.6 | 1.89 | 62 | 96 | 213769911
Bluefin | BFMS09PL-01O | BFMS09PL-01I |  | 9000 | 10000 | 24 | 14.7 | 11.6 | 2.25 | 81 | 75 | 213769908
Bluefin | BFMS09PR-01O | BFMS09PL-01I |  | 9000 | 12000 | 26.4 | 15.8 | 11.6 | 1.85 | 78 | 92 | 213769915
HISENSE | AST-18UW3SBB**00 | AST-18UW3SBB**00 |  | 18000 | 17000 | 22.5 | 13 | 9.2 | 1.8 | 59 | 70 | 211717255
HISENSE | AST-18UW3SBB00A | AST-18UW3SBB**00A |  | 18000 | 17000 | 22.5 | 13 | 9.2 | 1.8 | 59 | 70 | 205092764
FRIEDRICH | FPHSR18A3A-A | FPHFW18A3B |  | 18000 | 17000 | 22.5 | 13 | 9.2 | 1.8 | 59 | 70 | 205142786
HISENSE | AST-18UW3SBN00A | AST-18UW3SBN**00A |  | 18000 | 17000 | 22.5 | 13 | 9.2 | 1.8 | 59 | 70 | 205092763
FRIEDRICH | FPHSR18A3A | FPHFW18A3A |  | 18000 | 17000 | 22.5 | 13 | 9.2 | 1.8 | 59 | 70 | 203383869
HISENSE | AST-18UW3SBN00 | AST-18UW3SBN**00 |  | 18000 | 17000 | 22.5 | 13 | 9.2 | 1.8 | 59 | 70 | 203378282
DAIKIN | RXF09AXVJU | FTXF09AXVJU |  | 9000 | 10000 | 21 | 12.5 | 10.2 | 2.2 | 63 | 49 | 213895726
DAIKIN | RXF24AXVJU | FTXF24AXVJU |  | 22400 | 23600 | 21 | 12 | 9.1 | 1.9 | 62 | 46 | 213895722
DAIKIN | RXF18AXVJU | FTXF18AXVJU |  | 18100 | 21600 | 21 | 12 | 9.6 | 2.1 | 59 | 50 | 213895721
DAIKIN | RXF12AXVJU | FTXF12AXVJU |  | 12000 | 13500 | 21 | 12.5 | 10.2 | 2.32 | 63 | 49 | 213895720
Bladex | BS25-18HFN1-ODU | BWM11D-18HWIU |  | 18000 | 18000 | 22 | 13 | 10.6 | 1.89 | 62 | 96 | 214056588
Mitsutomo | HO-SZ18-AB-Q | HF-UZ18-AB-Q |  | 17000 | 18000 | 20.5 | 12.5 | 9.8 | 1.86 | 67 | 93 | 214056572
Mitsutomo | HO-SZ12-AB-Q | HL-UZ12-AB-Q |  | 12000 | 12000 | 24.2 | 13.3 | 10.7 | 1.99 | 85 | 99 | 214056570
Mitsutomo | HO-SZ18-AB-Q | HC-UZ18-AB-Q |  | 16000 | 17000 | 20 | 12.5 | 9.5 | 1.75 | 92 | 94 | 214056564
Mitsutomo | HO-SZ12-AB-Q | HC-UZ12-AB-Q |  | 12000 | 12000 | 22.3 | 12.7 | 10.2 | 1.89 | 83 | 94 | 214056563
Mitsutomo | HO-SZ09-AB-Q | HC-UZ09-AB-Q |  | 9000 | 9800 | 20.5 | 13 | 10.3 | 1.8 | 92 | 102 | 214056562
Bladex | BS25-24HFN1-ODU | BWM11D-23HWIU |  | 23000 | 26000 | 22.3 | 12.5 | 10.3 | 1.8 | 73 | 88 | 214056589
Bladex | BS25-12HFN1-ODU | BWM11B-12HWIU |  | 12000 | 12000 | 23.1 | 13 | 10.5 | 1.88 | 86 | 92 | 214056587
Bladex | BS25-09HFN1-ODU | BWM11B-09HWIU |  | 9000 | 12000 | 26.4 | 15.8 | 11.6 | 1.85 | 78 | 92 | 214056586
Bladex | BS25-06HFN1-ODU | BWM11A-06HWIU |  | 6000 | 7000 | 23.5 | 15 | 12 | 1.84 | 107 | 101 | 214056585
MOLLIE | A54-SAC-001-18K-WIFI-FT-B | A54-SAC-001-18K-WIFI-FT-A |  | 18000 | 18000 | 22 | 13 | 9 | 1.8 | 56 | 66 | 214061928
MOLLIE | A54-SAC-001-12K-WIFI-FT-B | A54-SAC-001-12K-WIFI-FT-A |  | 12000 | 12000 | 22 | 12.5 | 9 | 1.8 | 59 | 73 | 214061927
MOLLIE | A54-SAC-001-9K-WIFI-FT-B | A54-SAC-001-9K-WIFI-FT-A |  | 9000 | 9500 | 23 | 12.5 | 9 | 1.8 | 62 | 74 | 214061926
Trane / Mitsubishi Electric | NTXSKH12A112** | MLZ-KP12NA* |  | 12000 | 15000 | 19.5 | 12.7 | 9.4 | 1.91 | 61 | 45 | 207699135
Mitsubishi Electric | SUZ-KA12NA2 | MLZ-KP12NA* |  | 12000 | 15400 | 21.7 | 12.2 | 10.9 | 2.45 | 64 | 50 | 207699122
Trane / Mitsubishi Electric | NTXSKH09A112AA | NTXCKS09A112** |  | 9000 | 11000 | 20.5 | 15 | 9 | 1.84 | 57 | 40 | 211497086
Trane / Mitsubishi Electric | SUZ-KA09NAHZ | NTXUKS09A112** |  | 9000 | 12000 | 19 | 12.5 | 10 | 1.97 | 55 | 37 | 207699128
Trane / Mitsubishi Electric | NTXSKH09A112AA | SLZ-KF09NA |  | 9000 | 11000 | 20.5 | 15 | 9 | 1.84 | 57 | 40 | 206331351
Trane / Mitsubishi Electric | NTXSKS12A112AA | NTXCKS12A112** |  | 12000 | 13000 | 22 | 13.3 | 9.7 | 2 | 68 | 55 | 211497096
Trane / Mitsubishi Electric | NTXSKS12A112** | NTXUKS12A112** |  | 12000 | 15400 | 21.7 | 12.2 | 10.9 | 2.45 | 64 | 50 | 207699141
Trane / Mitsubishi Electric | NTXSKH12A112AA | NTXCKS12A112** |  | 12000 | 13800 | 20.8 | 12.7 | 9 | 1.77 | 60 | 44 | 211497088
Trane / Mitsubishi Electric | NTXSKH12A112AA | NTXCKS12A112AA |  | 12000 | 13800 | 20.8 | 12.7 | 9 | 1.83 | 60 | 100 | 204793343
Trane / Mitsubishi Electric | SUZ-KA12NAHZ | NTXUKS12A112** |  | 12000 | 15000 | 19.5 | 12.7 | 9.4 | 1.91 | 61 | 45 | 207699130
Trane / Mitsubishi Electric | NTXSKH12A112AA | SLZ-KF12NA |  | 12000 | 13800 | 20.8 | 12.7 | 9 | 1.83 | 60 | 100 | 206328151
Mitsubishi Electric | SUZ-KA12NA2 | SLZ-KF12NA* |  | 12000 | 13000 | 22 | 13.3 | 9.7 | 2 | 68 | 55 | 211289247
Trane / Mitsubishi Electric | SUZ-KA12NA2 | NTXUKS12A112** |  | 12000 | 13000 | 22 | 13.3 | 9.7 | 2 | 68 | 55 | 207699129
SHARP | AE-X18ZU1 | AY-XP18ZU1 |  | 18000 | 21600 | 24 | 13 | 11 | 2.2 | 102 | 83 | 213246053
HISENSE | AST-12UW3SXEDH01 | AST-12UW3SXEDH01 |  | 12000 | 12000 | 21 | 13 | 9.5 | 1.75 | 63 | 70 | 213803159
HISENSE | AST-12UW3SXEDH01U | AST-12UW3SXEDH01 |  | 12000 | 12000 | 21 | 13 | 9.5 | 1.75 | 63 | 70 | 213741362
HISENSE | AST-12UW3SXEDH01G | AST-12UW3SXEDH01 |  | 12000 | 12000 | 21 | 13 | 9.5 | 1.75 | 63 | 70 | 213741361
GREE | GWH18QDXF-D3DNB2A/O | GWH18AFDXF-D3DNA1A/I |  | 18000 | 18000 | 23 | 12.5 | 9 | 1.85 | 60 | 72 | 214075152
SLIMAIR | SHCD18VC2AG | SHMZ18VC2AG |  | 18000 | 18000 | 22 | 13 | 10.6 | 1.89 | 62 | 96 | 208447942
SLIMAIR | SHCD09VC2AG | SHMZ09VC2AG |  | 9000 | 12000 | 26.4 | 15.8 | 11.6 | 1.85 | 78 | 92 | 208447940
SLIMAIR | SHC12VE2AG | SHM12VE2AG |  | 12000 | 12000 | 23.1 | 13 | 10.8 | 2.41 | 83 | 70 | 208447937
SLIMAIR | SHCD24VC2AG | SHMZ24VC2AG |  | 23000 | 26000 | 22.3 | 12.5 | 10.3 | 1.8 | 73 | 88 | 208447943
SLIMAIR | SHC12VE1AG | SHM12VE1AG |  | 12000 | 12000 | 22.7 | 12.5 | 10.4 | 2.06 | 74 | 56 | 208447935
SLIMAIR | SHC18VE2AG | SHMZ18VC2AG |  | 18000 | 18000 | 24 | 13.5 | 10.5 | 2.44 | 78 | 71 | 208447946
SLIMAIR | SHC12VE2AG | SHMZ12VC2AG |  | 12000 | 12000 | 23.1 | 13 | 10.8 | 2.41 | 83 | 70 | 208447945
SLIMAIR | SHC09VE1AG | SHM09VE1AG |  | 9000 | 10000 | 23 | 13.8 | 9.8 | 2.06 | 59 | 67 | 208447934
SLIMAIR | SHC09VE2AG | SHMZ09VC2AG |  | 9000 | 10000 | 24 | 14.7 | 11.6 | 2.25 | 81 | 75 | 208447944
SLIMAIR | SHCD12VC2AG | SHMZ12VC2AG |  | 12000 | 12000 | 23.1 | 13 | 10.5 | 1.88 | 86 | 92 | 208447941
SLIMAIR | SHC18VE2AG | SHM18VE2AG |  | 18000 | 18000 | 24 | 13.5 | 10.5 | 2.44 | 78 | 71 | 208447938
SLIMAIR | SHC09VE2AG | SHM09VE2AG |  | 9000 | 10000 | 24 | 14.7 | 11.6 | 2.25 | 81 | 75 | 208447936
SLIMAIR | SHC09VC2AG | SHM09VC2AG |  | 9000 | 10000 | 21.7 | 12.6 | 9.4 | 2 | 60 | 70 | 208447928
SLIMAIR | SHC09VC1AG | SHM09VC1AG |  | 9000 | 10000 | 21.5 | 12.5 | 9.1 | 2.16 | 63 | 70 | 208447926
SLIMAIR TECHNOLOGIES | SHC12VH2 | SHM12VH2O |  | 12000 | 12000 | 19.9 | 13 | 9.1 |  | 65 |  | 200059069
SLIMAIR | SHC12VH2 | SHM12VH2O |  | 12000 | 12000 | 19.9 | 13 | 9.1 |  | 65 |  | 200059070
Trane / Mitsubishi Electric | NTXSKH12A112** | NTXUKS12A112** |  | 12000 | 15000 | 19.5 | 12.7 | 9.4 | 1.91 | 61 | 45 | 207699136
Mitsubishi Electric | SUZ-KA09NAHZ | MLZ-KP09NA* |  | 9000 | 12000 | 19 | 12.5 | 10 | 1.97 | 55 | 37 | 207699121
Mitsubishi Electric | SUZ-KA12NAHZ | MLZ-KP12NA* |  | 12000 | 15000 | 19.5 | 12.7 | 9.4 | 1.91 | 61 | 45 | 207699124
Trane / Mitsubishi Electric | NTXSKH09A112AA | NTXCKS09A112AA |  | 9000 | 11000 | 20.5 | 15 | 9 | 1.84 | 57 | 40 | 204793339
Mitsubishi Electric | SUZ-KA12NAHZ | NTXCKS12A112AA |  | 12000 | 13800 | 20.8 | 12.7 | 9 | 1.83 | 60 | 100 | 206328096
Mitsubishi Electric | SUZ-KA09NAHZ | NTXCKS09A112AA |  | 9000 | 11000 | 20.5 | 15 | 9 | 1.84 | 57 | 40 | 206328094
Mitsubishi Electric | SUZ-KA12NAHZ | SLZ-KF12NA* |  | 12000 | 13800 | 20.8 | 12.7 | 9 | 1.83 | 60 | 100 | 211289249
Mitsubishi Electric | SUZ-KA09NAHZ | SLZ-KF09NA* |  | 9000 | 11000 | 20.5 | 15 | 9 | 1.84 | 57 | 40 | 211289246
Trane / Mitsubishi Electric | NTXSKH09A112** | NTXUKS09A112** |  | 9000 | 12000 | 19 | 12.5 | 10 | 1.97 | 55 | 37 | 207699134
HISENSE | AST-24UW3TKB00 | AST-24UW3TKB**00 |  | 24000 | 24000 | 22 | 12.25 | 9 | 1.75 | 63 | 75 | 214081398
HISENSE | AST-24UW3TKN00 | AST-24UW3TKN**00 |  | 24000 | 24000 | 22 | 12.25 | 9 | 1.75 | 63 | 75 | 214081399
SAMSUNG | AR12CSDACWKX | AR12CSDABWKN |  | 12000 | 12000 | 23 | 13.5 | 10.5 | 2.2 | 95 | 91 | 210436264
HISENSE | AST-2424TUO | AST-2424DLSI |  | 24000 | 24000 | 22 | 12.25 | 9 | 1.75 | 63 | 75 | 214091821
FRIEDRICH | FPHSR24A3B | FAHFW24A3A |  | 24000 | 24000 | 22 | 12.25 | 9 | 1.75 | 63 | 75 | 214091820
MOLLIE | A54-SAC-001-24K-WIFI-FT-B | A54-SAC-001-24K-WIFI-FT-A |  | 23000 | 24000 | 20 | 12.5 | 9 | 1.8 | 58 | 67 | 214094614
AUX | ASW-H24F6A2/*R3DI-D7 | ASW-H24F6A2/*R3DI-D7 |  | 22400 | 24000 | 25 | 14 | 10.5 | 2.1 | 82 | 85 | 214097927
AUX | ASW-H24G0B2/*R3DI-C7 | ASW-H24G0B2/*R3DI-C7 |  | 23000 | 24000 | 22 | 12 | 10 | 2.2 | 93 | 80 | 214097926
AUX | ASW-H18E3A2/*R3DI-D2 | ASW-H18E3A2/*R3DI-D2 |  | 18000 | 18200 | 25 | 14 | 10.5 | 2.2 | 88 | 80 | 214097925
AUX | ASW-H12C5A2/*R3DI-C9 | ASW-H12C5A2/*R3DI-C9 |  | 12000 | 12300 | 25 | 12.8 | 10.5 | 2.2 | 72 | 79 | 214097924
AUX | ASW-H12C5A2/*R3DI-C8 | ASW-H12C5A2/*R3DI-C8 |  | 12000 | 12300 | 22 | 12.5 | 9.5 | 2.1 | 67 | 75 | 214097923
AUX | ASW-H12C5A3/*R3DI-C5 | ASW-H12C5A3/*R3DI-C5 |  | 12000 | 12300 | 22 | 12 | 9.5 | 2.32 | 78 | 76 | 214097922
AUX | ASW-H12C5A3/*R3DI-C6 | ASW-H12C5A3/*R3DI-C6 |  | 12000 | 12300 | 25 | 12 | 10.5 | 1.83 | 70 | 75 | 214097921
AUX | ASW-H09B6A3/*R3DI-C5 | ASW-H09B6A3/*R3DI-C5 |  | 9100 | 9700 | 22 | 12 | 9.5 | 2.52 | 91 | 102 | 214097920
AUX | ASW-H09B6A3/*R3DI-D0 | ASW-H09B6A3/*R3DI-D0 |  | 9000 | 10000 | 25 | 12 | 10.5 | 1.91 | 67 | 83 | 214097919
AUX | ASW-H09B6A2/*R3DI-D3 | ASW-H09B6A2/*R3DI-D3 |  | 9200 | 10000 | 25 | 14 | 10.5 | 1.9 | 87 | 83 | 214097918
AUX | ASW-H09B6A2/*R3DI-C9 | ASW-H09B6A2/*R3DI-C9 |  | 9100 | 10000 | 23 | 13.6 | 9.5 | 2.05 | 76 | 88 | 214097917
AUX | ASW-H09B6A2/*R3DI-C6 | ASW-H09B6A2/*R3DI-C6 |  | 9100 | 10000 | 22 | 12 | 9.2 | 2 | 58 | 82 | 214097916
AUFIT | ASW-H12C5A2/ *R3DI-C5 | ASW-H12C5A2/ *R3DI-C5 |  | 12000 | 12300 | 21 | 12 | 10 | 2.15 | 54 | 67 | 210721454
YONAN | YSA-12HRDN1-21 | YSA-12HRDN1-21 |  | 12000 | 12300 | 21 | 12 | 10 | 2.15 | 54 | 67 | 213265557
COSTWAY | FP10412US-12WH | FP10412US-22WH |  | 12000 | 12300 | 21 | 12 | 10 | 2.15 | 54 | 67 | 212528055
DELLA | 048-MS-12K2VR-21S-OUT | 048-MS-12K2VR-21S-QC-IN |  | 12000 | 12300 | 21 | 12 | 10 | 2.15 | 54 | 67 | 211001968
AUX | ASW-H12C5A2/ *R3DI-C5 | ASW-H12C5A2/ *R3DI-C5 |  | 12000 | 12300 | 21 | 12 | 10 | 2.15 | 54 | 67 | 210324763
YONAN | YSA-24HRDN1-21 | YSA-24HRDN1-21 |  | 22000 | 23000 | 21 | 13 | 10 | 2.27 | 87 | 83 | 213265559
COSTWAY | FP10524US-12WH | FP10524US-22WH |  | 22000 | 23000 | 21 | 13 | 10 | 2.27 | 87 | 83 | 212528057
DELLA | 048-MS-24K2VR-21S-OUT | 048-MS-24K2VR-21S-QC-IN |  | 22000 | 23000 | 21 | 13 | 10 | 2.27 | 87 | 83 | 211001967
AUX | ASW-H24F4D2/ *R3DI-C6 | ASW-H24F4D2/ *R3DI-C6 |  | 22000 | 23000 | 21 | 13 | 10 | 2.27 | 87 | 83 | 210324762
AUX | ASW-H24G1D2/*R3DI-C6 | ASW-H24G1D2/*R3DI-C6 |  | 24000 | 24000 | 21 | 12 | 10 | 2 | 83 | 64 | 213255582
AUFIT | ASW-H18E3A2/ *R3DI-C3 | ASW-H18E3A2/ *R3DI-C3 |  | 17000 | 17700 | 21 | 12 | 9 | 2.17 | 81 | 66 | 210721455
YONAN | YSA-18HRDN1-21 | YSA-18HRDN1-21 |  | 17000 | 17700 | 21 | 12 | 9 | 2.17 | 81 | 66 | 213265558
COSTWAY | FP10518US-12WH | FP10518US-22WH |  | 17000 | 17700 | 21 | 12 | 9 | 2.17 | 81 | 66 | 212528056
DELLA | 048-MS-18K2VR-21S-OUT | 048-MS-18K2VR-21S-QC-IN |  | 17000 | 17700 | 21 | 12 | 9 | 2.17 | 81 | 66 | 211001969
AUX | ASW-H18E3A2/ *R3DI-C3 | ASW-H18E3A2/ *R3DI-C3 |  | 17000 | 17700 | 21 | 12 | 9 | 2.17 | 81 | 66 | 210324764
ACD | PUD18KCH23S-O* | PUD18KCH23S-I* |  | 18000 | 18000 | 23 | 12.5 | 9 | 1.85 | 60 | 72 | 214229583
GREE | GWH24AWEXF-D6DNA1E/O | GWH24AWEXF-D6DN***/I |  | 23000 | 24000 | 26 | 13.3 | 10 | 1.8 | 65 | 79 | 213802701
GREE | GWH24AUDXH-D6DNA1A/O | GWH24AUDXH-D6DN***/I |  | 22000 | 24000 | 24 | 13.1 | 9 | 1.75 | 64 | 92 | 213500516
AUX | ASW-H12C5B2/*R3DI-C5 | ASW-H12C5B2/*R3DI-C5 |  | 12000 | 12300 | 22 | 12 | 9.5 | 2.06 | 57 | 67 | 211164700
AUFIT | ASW-H24F4D2/ *R3DI-C6 | ASW-H24F4D2/ *R3DI-C6 |  | 22000 | 23000 | 21 | 13 | 10 | 2.27 | 87 | 83 | 210721453
DANBY | DAS120GAHWDB-O | DAS120GAHWDB-I |  | 12000 | 12300 | 21 | 12 | 10 |  | 79 |  | 206369331
ZAMNA CLIMATE | 12KDC-ODU | 12KDC-IDU |  | 12000 | 12300 | 21 | 12 | 10 |  | 79 |  | 206902015
HOTSPOT | ACDC18CO | ACDC18CI |  | 17000 | 17200 | 21 | 12 | 9 |  | 58 |  | 213737307
COMFORTSTAR | CHM12CD(O) | CHM12CD(I) |  | 12000 | 12300 | 21 | 12 | 10 |  | 79 |  | 206438681
AUX | ASW-H18E3A2/*R1DI-C3 | ASW-H18E3A2/*R1DI-C3 |  | 17000 | 17200 | 21 | 12 | 9 |  | 58 |  | 212292438
ZAMNA CLIMATE | 12KACDC-ODU | 12KACDC-IDU |  | 12000 | 12300 | 21 | 12 | 10 |  | 79 |  | 206902016
AUFIT | ASW-H12G2/*R1DI-US | ASW-H12G2/*R1DI-US |  | 12000 | 12300 | 21 | 12 | 10 |  | 79 |  | 210721446
DELLA | 048-MS-12K2V-21S-OUT | 048-MS-12K2V-21S-HA-IN |  | 12000 | 12300 | 21 | 12 | 10 |  | 79 |  | 210258255
DANBY | DAS120GBHWDB-O | DAS120GBHWDB-I |  | 12000 | 12300 | 21 | 12 | 10 |  | 79 |  | 206791541
YORK | YHKE12YJMEXCO-X | YHKE12XJMEXC-RX |  | 12000 | 12300 | 21 | 12 | 10 |  | 79 |  | 207093701
HotSpot Energy | ACDC12CO | ACDC12CI |  | 12000 | 12300 | 21 | 12 | 10 |  | 79 |  | 207727191
DANBY | ASW-H12G2/*R1DI-US | ASW-H12G2/*R1DI-US |  | 12000 | 12300 | 21 | 12 | 10 |  | 79 |  | 206733684
HOTSPOT | ACDC12CO | ACDC12CI |  | 12000 | 12300 | 21 | 12 | 10 |  | 79 |  | 213737306
AUX | ASW-H12G2/*R1DI-US | ASW-H12G2/*R1DI-US |  | 12000 | 12300 | 21 | 12 | 10 |  | 79 |  | 205334557
AUX | AM5-H42/2DR3B | ASW-H09B6A2/*R3DI-C9 |  | 42000 | 42000 | 24 | 12.5 | 10.5 | 2 | 79 | 80 | 214097942
AUX | AM4-H36/2DR3B | ASW-H09B6A2/*R3DI-C9 |  | 36000 | 36000 | 24 | 12.5 | 11 | 2 | 83 | 90 | 214097941
AUX | AM3-H24/2DR3B | ASW-H07B0A2/*R3DI-C9 |  | 24000 | 26000 | 24 | 13 | 10.5 | 2.1 | 106 | 98 | 214097943
AUX | AM5-H42/2DR3A | ASW-H09B6A2/*R3DI-C9 |  | 37000 | 40000 | 22 | 12 | 10 | 2 | 68 | 75 | 214097939
AUX | AM4-H36/2DR3A | ASW-H09B6A2/*R3DI-C9 |  | 36000 | 36000 | 23 | 12.3 | 10 | 2 | 76 | 70 | 214097938
AUX | AM4-H30/2DR3A | ASW-H09B6A2/*R3DI-C9 |  | 30000 | 30000 | 23 | 12.5 | 10 | 2 | 90 | 81 | 214097937
AUX | AM2-H18/2DR3A | ASW-H09B6A2/*R3DI-C9 |  | 17700 | 18000 | 22 | 12.3 | 10 | 2 | 67 | 78 | 214097935
HISENSE | AST-12UW3TXE00 | AST-12UW3TXE**00 |  | 12000 | 12000 | 23 | 12.25 | 10 | 2 | 90 | 88 | 214232471
HISENSE | AST-12UW3TXG00 | AST-12UW3TXG**00 |  | 12000 | 12000 | 23 | 12.25 | 10 | 2 | 90 | 88 | 214232472
HISENSE | AST-1224TUO | AST-1224DLSI |  | 12000 | 12000 | 23 | 12.25 | 10 | 2 | 90 | 88 | 214232473
HISENSE | AS-09UW1SVG00 | AS-09UW1SVG**00 |  | 9000 | 9000 | 18.5 | 12.8 | 9 | 1.8 | 56 | 70 | 203377559
FRIEDRICH | FPHSR09A1A | FPHSW09A1A |  | 9000 | 9000 | 18.5 | 12.8 | 9 | 1.8 | 56 | 70 | 203383867
FRIEDRICH | FPHSR09A1A-A | FPHSW09A1B |  | 9000 | 9000 | 18.5 | 12.8 | 9 | 1.8 | 56 | 70 | 205142781
HISENSE | AS-09UW1SVG00A | AS-09UW1SVG**00A |  | 9000 | 9000 | 18.5 | 12.8 | 9 | 1.8 | 56 | 70 | 205092755
FRIEDRICH | FPHSR12A3B | FAHFW12A3A |  | 12000 | 12000 | 23 | 12.25 | 10 | 2 | 90 | 88 | 214237688
Trane / Mitsubishi Electric | SUZ-KA18NA2 | NTXUKS18A112** |  | 18000 | 20000 | 22.9 | 12.5 | 10.5 | 2.5 | 66 | 52 | 207699131
Mitsubishi Electric | SUZ-KA18NA2 | NTXCKS18A112A* |  | 17700 | 19700 | 21 | 12.5 | 10 | 2.31 | 65 | 51 | 204629202
Mitsubishi Electric | SUZ-KA15NA2 | NTXCKS15A112A* |  | 14100 | 18000 | 20.7 | 12.2 | 10.7 | 2.5 | 66 | 52 | 204629201
Mitsubishi Electric | SUZ-KA12NA2 | NTXCKS12A112A* |  | 12000 | 13000 | 22 | 13.3 | 9.7 | 2 | 68 | 55 | 204629200
Trane / Mitsubishi Electric | SUZ-KA09NA2 | NTXUKS09A112** |  | 9000 | 12000 | 20.2 | 12.6 | 11.9 | 2.75 | 64 | 49 | 207699144
Mitsubishi Electric | SUZ-KA09NA2 | NTXCKS09A112A* |  | 9000 | 11000 | 24 | 13.4 | 10 | 1.81 | 63 | 47 | 204629199
Trane / Mitsubishi Electric | PUZ-A36NKA7*** | TPLA0A0361EA70* |  | 36000 | 42000 | 22 | 12.9 | 9.3 | 1.72 | 52 | 33 | 206720320
Trane / Mitsubishi Electric | PUZ-A24NHA7*** | TPLA0A0241EA70* |  | 24000 | 29000 | 24.7 | 14.3 | 9.3 | 1.89 | 51 | 32 | 206720312
Trane / Mitsubishi Electric | PUZ-A24NHA7*** | TPKA0A0241KA70* |  | 24000 | 28000 | 21.3 | 12.2 | 9.3 | 2.08 | 56 | 38 | 206720358
Trane / Mitsubishi Electric | PUZ-A24NHA7*** | TPCA0A0241KA70* |  | 24000 | 28000 | 21 | 12.2 | 9.2 | 1.99 | 55 | 37 | 206720310
Trane / Mitsubishi Electric | NTXSKS18A112** | MLZ-KP18NA* |  | 18000 | 20000 | 22.9 | 12.5 | 10.5 | 2.5 | 66 | 52 | 207699142
Trane / Mitsubishi Electric | NTXSKS12A112** | MLZ-KP12NA* |  | 12000 | 15400 | 21.7 | 12.2 | 10.9 | 2.45 | 64 | 50 | 207699140
Trane / Mitsubishi Electric | NTXSKS09A112** | MLZ-KP09NA* |  | 9000 | 12000 | 20.2 | 12.6 | 11.9 | 2.75 | 64 | 49 | 207699139
YITAHOME | IMHCAC-0014 | IMHCAC-0013 |  | 24000 | 24000 | 21 | 12 | 10 | 2 | 83 | 64 | 213350769
YITAHOME | IMHCAC-0010 | IMHCAC-0009 |  | 17000 | 17700 | 21 | 12 | 9 | 2.17 | 81 | 66 | 213350766
YITAHOME | IMHCAC-0012 | IMHCAC-0011 |  | 17000 | 17700 | 21 | 12 | 9 | 2.17 | 81 | 66 | 213350768
YITAHOME | IMHCAC-0006 | IMHCAC-0005 |  | 12000 | 12300 | 22 | 12 | 9.5 | 2.06 | 57 | 67 | 213350767
Mitsubishi Electric | NTXSKS18A112A* | SLZ-KF18NA.TH |  | 17700 | 19700 | 21 | 12.5 | 10 | 2.31 | 65 | 51 | 204629289
Trane / Mitsubishi Electric | NTXSKS18A112AA | NTXCKS18A112** |  | 17700 | 19700 | 21 | 12.5 | 10 | 2.31 | 65 | 51 | 211497094
Mitsubishi Electric | NTXSKS12A112A* | SLZ-KF12NA.TH |  | 12000 | 13000 | 22 | 13.3 | 9.7 | 2 | 68 | 55 | 204629287
Mitsubishi Electric | MUZ-JP09WA*** | MSZ-JP09WA*** |  | 9000 | 10900 | 20 | 12 | 10 | 2.37 | 61 | 46 | 209832210
Mitsubishi Electric | MUZ-GL18NA*** | MSZ-GL18NA*** |  | 18000 | 21600 | 20.5 | 13.4 | 10.3 | 2.23 | 64 | 50 | 209832268
Mitsubishi Electric | MUZ-GL24NA*** | MSZ-GL24NA*** |  | 22400 | 27600 | 20.4 | 12.5 | 10 | 2.15 | 58 | 41 | 209832209
HISENSE | AS-12UW1SXE00 | AS-12UW1SXE**00 |  | 12000 | 12000 | 21.7 | 12.5 | 9.5 | 1.75 | 63 | 70 | 203377564
EMERSON QUIET KOOL | 21S-EACH12R1C | 21S-EACH12R1W |  | 12000 | 12000 | 21.7 | 12.5 | 9.5 | 1.75 | 63 | 70 | 205747593
CLASSIC | HRHDBC12SA | HWHDBC12SA |  | 12000 | 12000 | 21.7 | 12.5 | 9.5 | 1.75 | 63 | 70 | 205287354
DIAL | 12000-22S-115-O | 12000-22S-115-I |  | 12000 | 12000 | 21.7 | 12.5 | 9.5 | 1.75 | 63 | 70 | 213088031
DIRECT AIR | DIR-12HP22DKO-ES | DIR-12HP22DKI-ES |  | 12000 | 12000 | 21.7 | 12.5 | 9.5 | 1.75 | 63 | 70 | 203490393
Perfect Aire | UB1MSHQCO12 | UB1MSHQCW12 |  | 12000 | 12000 | 21.7 | 12.5 | 9.5 | 1.75 | 63 | 70 | 208287581
ProAire | UB1MSHQCO12 | UB1MSHQCW12 |  | 12000 | 12000 | 21.7 | 12.5 | 9.5 | 1.75 | 63 | 70 | 208287591
DIRECT AIR | DIRH-12HP23-DKO-115 | DIRH-12HP23-DKI-115 |  | 12000 | 12000 | 21.7 | 12.5 | 9.5 | 1.75 | 63 | 70 | 207583105
Hessaire | H12E1 | H12E1 |  | 12000 | 12000 | 21.7 | 12.5 | 9.5 | 1.75 | 63 | 70 | 206913622
DIAL | SZHW12WW115BAG | SZHW12NN115BAG |  | 12000 | 12000 | 21.7 | 12.5 | 9.5 | 1.75 | 63 | 70 | 213361984
Buck Cool | UB1MSHQCO12 | UB1MSHQCW12 |  | 12000 | 12000 | 21.7 | 12.5 | 9.5 | 1.75 | 63 | 70 | 208287572
Perfect Aire | 3PAMSHQCO12 | 3PAMSHQCW12 |  | 12000 | 12000 | 21.7 | 12.5 | 9.5 | 1.75 | 63 | 70 | 205653642
ACiQ | UB1MSHQCO12 | UB1MSHQCW12 |  | 12000 | 12000 | 21.7 | 12.5 | 9.5 | 1.75 | 63 | 70 | 208287565
DENALI AIRE | DNMSHQCO12A | DNMSHQCW12A |  | 12000 | 12000 | 21.7 | 12.5 | 9.5 | 1.75 | 63 | 70 | 205300162
HISENSE | AS-12UW1SXG00 | AS-12UW1SXG**00 |  | 12000 | 12000 | 21.7 | 12.5 | 9.5 | 1.75 | 63 | 70 | 203377565
FRIEDRICH | FPHSR12A1A | FPHSW12A1A |  | 12000 | 12000 | 21.7 | 12.5 | 9.5 | 1.75 | 63 | 70 | 203383868
HISENSE | AST-12UW3SXE01 | AST-12UR3SXE**01 |  | 12000 | 12000 | 21 | 13 | 9.5 | 1.75 | 63 | 70 | 203378193
ZEPHYR | MA-12CA22SEXT | MA-12CA22SINT |  | 12000 | 12000 | 21 | 13 | 9.5 | 1.75 | 63 | 70 | 203446792
Multi MFG | 12HHW0-HP-AO | 12HHW0-HP-A |  | 12000 | 12000 | 21 | 13 | 9.5 | 1.75 | 63 | 70 | 208812667
AIR-CON | ABXCI4H4S12 | ABXEM4H4S12 |  | 12000 | 12000 | 21 | 13 | 9.5 | 1.75 | 63 | 70 | 203446795
MANUFLOW | AST-12UW3SXEDJ01(O) | AST-12UW3SXEDJ01(I) |  | 12000 | 12000 | 21 | 13 | 9.5 | 1.75 | 63 | 70 | 203446805
MANUFLOW | AST-09UW3SVGDJ01(O) | AST-09UW3SVGDJ01(I) |  | 12000 | 12000 | 21 | 13 | 9.5 | 1.75 | 63 | 70 | 203446796
J-KU | JKS-12H2HP-ES(O) | JKS-12H2HP-ES(I) |  | 12000 | 12000 | 21 | 13 | 9.5 | 1.75 | 63 | 70 | 213265623
DIRECT AIR | DIR-12HP21DKO-ES | DIR-12HP21DKI-ES |  | 12000 | 12000 | 21 | 13 | 9.5 | 1.75 | 63 | 70 | 203490397
ZEPHYR | ZE-12CA22SEXT | ZE-12CA22SINT |  | 12000 | 12000 | 21 | 13 | 9.5 | 1.75 | 63 | 70 | 203446793
EMERSON QUIET KOOL | EACH12R2O | EACH12R2W |  | 12000 | 12000 | 21 | 13 | 9.5 | 1.75 | 63 | 70 | 208812664
FRIEDRICH | FPHSR12A3A | FPHFW12A3A |  | 12000 | 12000 | 21 | 13 | 9.5 | 1.75 | 63 | 70 | 203383866
HISENSE | AST-12UW3SXG01 | AST-12UW3SXG**01 |  | 12000 | 12000 | 21 | 13 | 9.5 | 1.75 | 63 | 70 | 203378232
HISENSE | AST-12UW3SXE01 | AST-12UW3SXE**01 |  | 12000 | 12000 | 21 | 13 | 9.5 | 1.75 | 63 | 70 | 203845999
DIAL | SZHW12WW230BAJ | SZHW12NW230BAJ |  | 12000 | 12000 | 21 | 13 | 9.5 | 1.75 | 63 | 70 | 213088023
GENERALLUX STAR | GNS-12HCH22TO1 | GNS-12HCH22TI1 |  | 12000 | 12000 | 21 | 13 | 9.5 | 1.75 | 63 | 70 | 213617766
ZEPHYR | ZE-12CA22EXT | ZE-12CA22INT |  | 12000 | 12000 | 21 | 13 | 9.5 | 1.75 | 63 | 70 | 204580064
EMERSON QUIET KOOL | 21S-EACH12R2C | 21S-EACH12R2W |  | 12000 | 12000 | 21 | 13 | 9.5 | 1.75 | 63 | 70 | 206061620
GENERALLUX STAR | AST-12UW3SXETU01(O) | AST-12UW3SXETU01(I) |  | 12000 | 12000 | 21 | 13 | 9.5 | 1.75 | 63 | 70 | 206733678
DIAL | 12000Z-20S-230-O | 12000Z-20S-230-I |  | 12000 | 12000 | 21 | 13 | 9.5 | 1.75 | 63 | 70 | 204400704
HISENSE | AS-12UW1SXE00A | AS-12UW1SXE**00A |  | 12000 | 12000 | 21.7 | 12.5 | 9.5 | 1.75 | 63 | 70 | 205092756
DIAL | 12000Z-22S-230-O | 12000Z-22S-230-I |  | 12000 | 12000 | 21 | 13 | 9.5 | 1.75 | 63 | 70 | 213088025
DIRECT AIR | DIRH-12HP23-DKO | DIRH-12HP23-DKI |  | 12000 | 12000 | 21 | 13 | 9.5 | 1.75 | 63 | 70 | 207583107
WESTINGHOUSE | WHP12SZA21S | WHP12WMA21S |  | 12000 | 12000 | 21 | 13 | 9.5 | 1.75 | 63 | 70 | 205417834
AZUR | AZ-12CA22EXT | AZ-12CA22INT |  | 12000 | 12000 | 21 | 13 | 9.5 | 1.75 | 63 | 70 | 205417845
MAESTRO | MA-12CA22SEXT | MA-12CA22SINT |  | 12000 | 12000 | 21 | 13 | 9.5 | 1.75 | 63 | 70 | 205138202
HAXXAIR | HVH-12T2D | HAH-12T2D |  | 12000 | 12000 | 21 | 13 | 9.5 | 1.75 | 63 | 70 | 204628475
CLASSIC | HRHDBC12AS2 | HWHDBC12S2 |  | 12000 | 12000 | 21 | 13 | 9.5 | 1.75 | 63 | 70 | 205287348
HISENSE | AS-12UW1SXG00A | AS-12UW1SXG**00A |  | 12000 | 12000 | 21.7 | 12.5 | 9.5 | 1.75 | 63 | 70 | 205092757
FRIEDRICH | FPHSR12A1A-A | FPHSW12A1B |  | 12000 | 12000 | 21.7 | 12.5 | 9.5 | 1.75 | 63 | 70 | 205142782
HISENSE | AST-12UW3SXG01A | AST-12UW3SXG**01A |  | 12000 | 12000 | 21 | 13 | 9.5 | 1.75 | 63 | 70 | 205092762
FRIEDRICH | FPHSR12A3A-A | FPHFW12A3B |  | 12000 | 12000 | 21 | 13 | 9.5 | 1.75 | 63 | 70 | 205142785
HISENSE | AST-12UW3SXE01A | AST-12UW3SXE**01A |  | 12000 | 12000 | 21 | 13 | 9.5 | 1.75 | 63 | 70 | 205092782
Perfect Aire | 3PAMSHQCO12-U230 | 3PAMSHQCW12-U230 |  | 12000 | 12000 | 21 | 13 | 9.5 | 1.75 | 63 | 70 | 206453601
HISENSE | AST-12UW3SXEDL01 | AST-12UW3SXEDL01 |  | 12000 | 12000 | 21 | 13 | 9.5 | 1.75 | 63 | 70 | 206347237
HISENSE | AST-12UW3SXEDC01 | AST-12UW3SXEDC01 |  | 12000 | 12000 | 21 | 13 | 9.5 | 1.75 | 63 | 70 | 211455296
HISENSE | AST-12UW3SXE**01 | AST-12UW3SXE**01 |  | 12000 | 12000 | 21 | 13 | 9.5 | 1.75 | 63 | 70 | 211717256
HISENSE | AST-12UW3SXEDH01G | AST-12UW3SXEDH01 |  | 12000 | 12000 | 21 | 13 | 9.5 | 1.75 | 63 | 70 | 213741361
HISENSE | AST-12UW3SXEDH01U | AST-12UW3SXEDH01 |  | 12000 | 12000 | 21 | 13 | 9.5 | 1.75 | 63 | 70 | 213741362
HISENSE | AST-12UW3SXEDH01 | AST-12UW3SXEDH01 |  | 12000 | 12000 | 21 | 13 | 9.5 | 1.75 | 63 | 70 | 213803159
HISENSE | AST-18UW3TBB00 | AST-18UW3TBB**00 |  | 18000 | 18500 | 21 | 12.95 | 10 | 1.9 | 97 | 95 | 214097913
HISENSE | AST-18UW3TBN00 | AST-18UW3TBN**00 |  | 18000 | 18500 | 21 | 12.95 | 10 | 1.9 | 97 | 95 | 214097914
FRIEDRICH | FPHSR18A3B | FAHFW18A3A |  | 18000 | 18500 | 21 | 12.95 | 10 | 1.9 | 97 | 95 | 214142519
HISENSE | AST-1824TXO | AST-1824DLSI |  | 18000 | 18500 | 21 | 12.95 | 10 | 1.9 | 97 | 95 | 214097915
HISENSE | AST-09UW3TXE00 | AST-09UW3TXE**00 |  | 9000 | 9500 | 25 | 13.65 | 11 | 2.1 | 95 | 95 | 214215188
HISENSE | AST-09UW3TXG00 | AST-09UW3TXG**00 |  | 9000 | 9500 | 25 | 13.65 | 11 | 2.1 | 95 | 95 | 214229584
FRIEDRICH | FPHSR09A3B | FAHFW09A3A |  | 9000 | 9500 | 25 | 13.65 | 11 | 2.1 | 95 | 95 | 214232408
HISENSE | AST-0924TXO | AST-0924DLSI |  | 9000 | 9500 | 25 | 13.65 | 11 | 2.1 | 95 | 95 | 214229585
AUX | ASPR18HPMULO | AFEB09HP230V1CH |  | 17700 | 18000 | 22 | 12.3 | 10 | 2 | 67 | 78 | 214291423
AUX | ASPR24HPMULO | AFEB07HP220V1CH |  | 24000 | 24000 | 23 | 12.5 | 10 | 2 | 98 | 85 | 214291424
AUX | ASPR30HPMULO | AFEB09HP230V1CH |  | 30000 | 30000 | 23 | 12.5 | 10 | 2 | 90 | 81 | 214291425
AUX | ASPR36HPMULO | AFEB09HP230V1CH |  | 36000 | 36000 | 23 | 12.3 | 10 | 2 | 76 | 70 | 214291426
AUX | ASPR42HPMULO | AFEB09HP230V1CH |  | 37000 | 40000 | 22 | 12 | 10 | 2 | 68 | 75 | 214291427
AUX | ASUM18HPMULO | AFEB09HP230V1CH |  | 18000 | 21000 | 23.3 | 12.5 | 11 | 2 | 86 | 104 | 214291428
AUX | ASUM36HPMULO | AFEB09HP230V1CH |  | 36000 | 36000 | 24 | 12.5 | 11 | 2 | 83 | 90 | 214291429
AUX | ASUM42HPMULO | AFEB09HP230V1CH |  | 42000 | 42000 | 24 | 12.5 | 10.5 | 2 | 79 | 80 | 214291430
AUX | ASUM24HPMULO | AFEB07HP220V1CH |  | 24000 | 26000 | 24 | 13 | 10.5 | 2.1 | 106 | 98 | 214291431
GE Appliances | ASH118URDE** | ASYW18URDE** |  | 17800 | 20000 | 23 | 13 | 12 | 1.9 | 77 | 90 | 212409458
GE Appliances | ASH112URDE** | ASYW12URDE** |  | 12000 | 14500 | 27.5 | 15 | 12.5 | 1.9 | 74 | 103 | 212409457
GE Appliances | ASH109URDE** | ASYW09URDE** |  | 9000 | 10000 | 30 | 16 | 14 | 1.9 | 78 | 106 | 212409456
HAIER | 1U18EH2HE** | AW18EH2HE** |  | 17800 | 20000 | 23 | 13 | 12 | 1.9 | 77 | 90 | 212409449
HAIER | 1U12EH2HE** | AW12EH2HE** |  | 12000 | 14500 | 27.5 | 15 | 12.5 | 1.9 | 74 | 103 | 212409448
HAIER | 1U09EH2HE** | AW09EH2HE** |  | 9000 | 10000 | 30 | 16 | 14 | 1.9 | 78 | 106 | 212409447
GE Appliances | ASH124PRDB** | ASYW24PRDB** |  | 22000 | 27600 | 20 | 12.5 | 9.6 | 1.8 | 69 | 72 | 211709326
GE Appliances | ASH118PRDB** | ASYW18PRDB** |  | 17000 | 21000 | 21 | 12.5 | 9.6 | 1.8 | 65 | 73 | 211709325
GE Appliances | ASH115PRDB** | ASYW15PRDB** |  | 15000 | 16000 | 21.5 | 12.5 | 9.6 | 1.8 | 73 | 89 | 211709324
GE Appliances | ASH112PRDB** | ASYW12PRDB** |  | 12000 | 13000 | 23 | 12.5 | 10.5 | 1.8 | 77 | 80 | 211709323
GE Appliances | ASH109PRDB** | ASYW09PRDB** |  | 9000 | 10000 | 23.5 | 14.5 | 9.6 | 1.8 | 58 | 85 | 211709322
HAIER | 1U24AP2HD** | AW24AP2HD** |  | 22000 | 27600 | 20 | 12.5 | 9.6 | 1.8 | 69 | 72 | 211709321
HAIER | 1U18AP2HD** | AW18AP2HD** |  | 17000 | 21000 | 21 | 12.5 | 9.6 | 1.8 | 65 | 73 | 211709320
HAIER | 1U15AP2HD** | AW15AP2HD** |  | 15000 | 16000 | 21.5 | 12.5 | 9.6 | 1.8 | 73 | 89 | 211709319
HAIER | 1U12AP2HD** | AW12AP2HD** |  | 12000 | 13000 | 23 | 12.5 | 10.5 | 1.8 | 77 | 80 | 211709318
HAIER | 1U09AP2HD** | AW09AP2HD** |  | 9000 | 10000 | 23.5 | 14.5 | 9.6 | 1.8 | 58 | 85 | 211709317
HISENSE | AST-09UW3SVEDH01 | AST-09UW3SVEDH01 |  | 9000 | 9000 | 22 | 13.7 | 9 | 2.05 | 56 | 70 | 213803158
HISENSE | AS-12UW3SXATG00 | AS-12UW3SXATG00 |  | 12000 | 12000 | 23.5 | 15.4 | 9.8 | 1.75 | 58 | 70 | 213803157
HISENSE | AS-09UW3SXETG00 | AS-09UW3SXETG00 |  | 9000 | 10000 | 27.5 | 15.5 | 10.5 | 2.1 | 60 | 70 | 213803156
HISENSE | AST-09UW3SVEDH01U | AST-09UW3SVEDH01 |  | 9000 | 9000 | 22 | 13.7 | 9 | 2.05 | 56 | 70 | 213741358
HISENSE | AST-09UW3SVEDH01G | AST-09UW3SVEDH01 |  | 9000 | 9000 | 22 | 13.7 | 9 | 2.05 | 56 | 70 | 213741357
HISENSE | AS-12UW3SXATG00P | AS-12UW3SXATG00 |  | 12000 | 12000 | 23.5 | 15.4 | 9.8 | 1.75 | 58 | 70 | 213741356
HISENSE | AS-12UW3SXATG00G | AS-12UW3SXATG00 |  | 12000 | 12000 | 23.5 | 15.4 | 9.8 | 1.75 | 58 | 70 | 213741355
HISENSE | AS-09UW3SXETG00P | AS-09UW3SXETG00 |  | 9000 | 10000 | 27.5 | 15.5 | 10.5 | 2.1 | 60 | 70 | 213741354
HISENSE | AS-09UW3SXETG00G | AS-09UW3SXETG00 |  | 9000 | 10000 | 27.5 | 15.5 | 10.5 | 2.1 | 60 | 70 | 213741353
HISENSE | AS-24UW3SKKVT00X | AS-24UW3SKKVT00 |  | 24000 | 26000 | 21 | 12.5 | 10 | 1.75 | 60 | 70 | 213741338
HISENSE | AS-24UW3SKKVT00G | AS-24UW3SKKVT00 |  | 24000 | 26000 | 21 | 12.5 | 10 | 1.75 | 60 | 70 | 213741337
HISENSE | AST-18UW3SBBDH01X | AST-18UW3SBBDH01 |  | 18000 | 19000 | 20.5 | 13.2 | 9.5 | 1.8 | 55 | 70 | 213741336
HISENSE | AST-18UW3SBBDH01G | AST-18UW3SBBDH01 |  | 18000 | 19000 | 20.5 | 13.2 | 9.5 | 1.8 | 55 | 70 | 213741335
HISENSE | AST-12UW3SXETD02 | AST-12UW3SXEDH02 |  | 12000 | 12000 | 23.5 | 12.7 | 9.5 | 2.05 | 57 | 70 | 213741334
HISENSE | AST-12UW3SXEDH02X | AST-12UW3SXEDH02 |  | 12000 | 12000 | 23.5 | 12.7 | 9.5 | 2.05 | 57 | 70 | 213741333
HISENSE | AST-12UW3SXEDH02G | AST-12UW3SXEDH02 |  | 12000 | 12000 | 23.5 | 12.7 | 9.5 | 2.05 | 57 | 70 | 213741332
HISENSE | AST-09UW3SXETD01 | AST-09UW3SXEDH01 |  | 9000 | 10000 | 25.5 | 14.5 | 10.5 | 2.05 | 55 | 70 | 213741331
HISENSE | AST-09UW3SXEDH01X | AST-09UW3SXEDH01 |  | 9000 | 10000 | 25.5 | 14.5 | 10.5 | 2.05 | 55 | 70 | 213741330
HISENSE | AST-09UW3SXEDH01G | AST-09UW3SXEDH01 |  | 9000 | 10000 | 25.5 | 14.5 | 10.5 | 2.05 | 55 | 70 | 213741329
HISENSE | AST-18UW3SBB**00 | AST-18UW3SBB**00 |  | 18000 | 17000 | 22.5 | 13 | 9.2 | 1.8 | 59 | 70 | 211717255
HISENSE | AS-12UW3SXA** | AS-12UW3SXA**00 |  | 12000 | 12000 | 23.5 | 15.4 | 9.8 | 1.75 | 58 | 70 | 211717254
HISENSE | AS-12UW3SXA**00 | AS-12UW3SXA**00 |  | 12000 | 12000 | 23.5 | 15.4 | 9.8 | 1.75 | 58 | 70 | 211717253
HISENSE | AST-07UW3SVEDC01 | AST-07UW3SVEDC01 |  | 9000 | 9000 | 22 | 13.7 | 9 | 1.8 | 56 | 70 | 206347236
HISENSE | AST-09UW3SVEDC01 | AST-09UW3SVEDC01 |  | 9000 | 9000 | 22 | 13.7 | 9 | 1.8 | 56 | 70 | 206347235
HISENSE | AS-12UW3SXADL | AS-12UW3SXADL |  | 12000 | 12000 | 23.5 | 15.4 | 9.35 | 1.75 | 58 | 70 | 206347232
HISENSE | AS-12UW3SXA00A | AS-12UW3SXA**00A |  | 12000 | 12000 | 23.5 | 15.4 | 9.35 | 1.75 | 58 | 70 | 205092770
HISENSE | AS-09UW3SXE00B | AS-09UW3SXE**00B |  | 9000 | 10000 | 27.5 | 15.5 | 10.5 | 2.1 | 60 | 70 | 205092769
FRIEDRICH | FRHSR12A3A-A | FRHSW12A3B |  | 12000 | 12000 | 23.5 | 15.4 | 9.8 | 1.75 | 58 | 70 | 205142789
HISENSE | AS-12UW3SXL00A | AS-12UW3SXL**00A |  | 12000 | 12000 | 23.5 | 15.4 | 9.8 | 1.75 | 58 | 70 | 205092768
HISENSE | AS-09UW3SXG00A | AS-09UW3SXG**00A |  | 9000 | 10000 | 27.5 | 15.5 | 10.5 | 2.1 | 60 | 70 | 205092767
FRIEDRICH | FRHSR09A3A-A | FRHSW09A3B |  | 9000 | 10000 | 27.5 | 15.5 | 10.5 | 2.1 | 60 | 70 | 205142788
HISENSE | AST-18UW3SBB00A | AST-18UW3SBB**00A |  | 18000 | 17000 | 22.5 | 13 | 9.2 | 1.8 | 59 | 70 | 205092764
HISENSE | AST-18UW3SBN00A | AST-18UW3SBN**00A |  | 18000 | 17000 | 22.5 | 13 | 9.2 | 1.8 | 59 | 70 | 205092763
FRIEDRICH | FPHSR18A3A-A | FPHFW18A3B |  | 18000 | 17000 | 22.5 | 13 | 9.2 | 1.8 | 59 | 70 | 205142786
FRIEDRICH | FPHSR09A3A-A | FPHFW09A3B |  | 9000 | 9000 | 22 | 13.7 | 9 | 1.8 | 56 | 70 | 205142783
HISENSE | AST-09UW3SVG01A | AST-09UW3SVG**01A |  | 9000 | 9000 | 22 | 13.7 | 9 | 1.8 | 56 | 70 | 205092761
Perfect Aire | 3PAMSHQCO09-U230 | 3PAMSHQCW09-U230 |  | 9000 | 9000 | 22 | 13.7 | 9 | 1.8 | 56 | 70 | 206453600
HISENSE | AST-09UW3SVE01A | AST-09UW3SVE**01A |  | 9000 | 9000 | 22 | 13.7 | 9 | 1.8 | 56 | 70 | 205092760
HISENSE | AS-09UW1SVE00A | AS-09UW1SVE**00A |  | 9000 | 9000 | 18.5 | 12.8 | 9 | 1.8 | 56 | 70 | 205092754
WESTINGHOUSE | WHP42M5A21S | WHP07SZA21S |  | 9000 | 9000 | 22 | 13.7 | 9 | 1.8 | 56 | 70 | 206750868
HISENSE | AST-07UW3SVG01 | AST-07UW3SVG**01 |  | 9000 | 9000 | 22 | 13.7 | 9 | 1.8 | 56 | 70 | 203403711
WESTINGHOUSE | WHP07SZA21S | WHP42M5A21S |  | 9000 | 9000 | 22 | 13.7 | 9 | 1.8 | 56 | 70 | 206724416
FRIEDRICH | FPHSR07A3A | FPHFW07A3A |  | 9000 | 9000 | 22 | 13.7 | 9 | 1.8 | 56 | 70 | 203404668
FRIEDRICH | FPHSR18A3A | FPHFW18A3A |  | 18000 | 17000 | 22.5 | 13 | 9.2 | 1.8 | 59 | 70 | 203383869
HISENSE | AST-18UW3SBN00 | AST-18UW3SBN**00 |  | 18000 | 17000 | 22.5 | 13 | 9.2 | 1.8 | 59 | 70 | 203378282
DIAL | 9000Z-22.5S-230-O | 9000Z-22.5S-230-I |  | 9000 | 9000 | 22 | 13.7 | 9 | 1.8 | 56 | 70 | 213088024
DIAL | SZHW09WW230BBJ | SZHW09NN230BBJ |  | 9000 | 9000 | 22 | 13.7 | 9 | 1.8 | 56 | 70 | 213088022
DIRECT AIR | DIR-09HP20DKO-ES | DIR-09HP20DKI-ES |  | 9000 | 9000 | 22 | 13.7 | 9 | 1.8 | 56 | 70 | 203490392
MANUFLOW | AST-09UW3SVGDJ01(I) | AST-09UW3SVGDJ01(O) |  | 9000 | 9000 | 22 | 13.7 | 9 | 1.8 | 56 | 70 | 203742098
J-KU | JKS-09H2HP-ES(O) | JKS-09H2HP-ES(I) |  | 9000 | 9000 | 22 | 13.7 | 9 | 1.8 | 56 | 70 | 213265622
FRIEDRICH | FPHSR09A3A | FPHFW09A3A |  | 9000 | 9000 | 22 | 13.7 | 9 | 1.8 | 56 | 70 | 203383865
ZEPHYR | ZE-09CA22SEXT | ZE-09CA22SINT |  | 9000 | 9000 | 22 | 13.7 | 9 | 1.8 | 56 | 70 | 203446791
HAXXAIR | HAH-09T2D | HVH-09T2D |  | 9000 | 9000 | 22 | 13.7 | 9 | 1.8 | 56 | 70 | 203999083
DIRECT AIR | DIRH-09HP23-DKO | DIRH-09HP23-DKI |  | 9000 | 9000 | 22 | 13.7 | 9 | 1.8 | 56 | 70 | 207583106
DIRECT AIR | DIR-09HP22DKO-ES | DIR-09HP22DKI-ES |  | 9000 | 9000 | 22 | 13.7 | 9 | 1.8 | 56 | 70 | 203490396
HISENSE | AST-09UW3SVG01 | AST-09UW3SVG**01 |  | 9000 | 9000 | 22 | 13.7 | 9 | 1.8 | 56 | 70 | 203378161
HAXXAIR | HVH-09T2D | HAH-09T2D |  | 9000 | 9000 | 22 | 13.7 | 9 | 1.8 | 56 | 70 | 204628474
EMERSON QUIET KOOL | EACH9R2O | EACH9R2W |  | 9000 | 9000 | 22 | 13.7 | 9 | 1.8 | 56 | 70 | 208812663
WESTINGHOUSE | WHP09SZA21S | WHP09WMA21S |  | 9000 | 9000 | 22 | 13.7 | 9 | 1.8 | 56 | 70 | 205417832
AIR-CON | ABXCI4H4S09 | ABXEM4H4S09 |  | 9000 | 9000 | 22 | 13.7 | 9 | 1.8 | 56 | 70 | 203446794
EMERSON QUIET KOOL | 21S-EACH9R2C | 21S-EACH9R2W |  | 9000 | 9000 | 22 | 13.7 | 9 | 1.8 | 56 | 70 | 206061619
CLASSIC | HRHDBC09AS | HWHDBC09S |  | 9000 | 9000 | 22 | 13.7 | 9 | 1.8 | 56 | 70 | 205287347
DIAL | SZHW09WW115AHE | SZHW09NN115AHE |  | 9000 | 9000 | 18.5 | 12.8 | 9 | 1.8 | 56 | 70 | 213088021
Perfect Aire | 3PAMSHQCO09 | 3PAMSHQCW09 |  | 9000 | 9000 | 18.5 | 12.8 | 9 | 1.8 | 56 | 70 | 205653641
Perfect Aire | UB1MSHQCO09 | UB1MSHQCW09 |  | 9000 | 9000 | 18.5 | 12.8 | 9 | 1.8 | 56 | 70 | 208287580
ProAire | UB1MSHQCO09 | UB1MSHQCW09 |  | 9000 | 9000 | 18.5 | 12.8 | 9 | 1.8 | 56 | 70 | 208287587
HISENSE | AST-09UW3SVE01 | AST-09UW3SVE**01 |  | 9000 | 9000 | 22 | 13.7 | 9 | 1.8 | 56 | 70 | 203377929
CLASSIC | HRHDBC09SA | HWHDBC09SA |  | 9000 | 9000 | 18.5 | 12.8 | 9 | 1.8 | 56 | 70 | 205287353
Buck Cool | UB1MSHQCO09 | UB1MSHQCW09 |  | 9000 | 9000 | 18.5 | 12.8 | 9 | 1.8 | 56 | 70 | 208287570
EMERSON QUIET KOOL | 21S-EACH9R1C | 21S-EACH9R1W |  | 9000 | 9000 | 18.5 | 12.8 | 9 | 1.8 | 56 | 70 | 205747592
DENALI AIRE | DNMSHQCO9A | DNMSHQCW9A |  | 9000 | 9000 | 18.5 | 12.8 | 9 | 1.8 | 56 | 70 | 205300163
DIAL | 9000-19.5S-115-O | 9000-19.5S-115-I |  | 9000 | 9000 | 18.5 | 12.8 | 9 | 1.8 | 56 | 70 | 213088028
DIRECT AIR | DIRH-09HP23-DKO-115 | DIRH-09HP23-DKI-115 |  | 9000 | 9000 | 18.5 | 12.8 | 9 | 1.8 | 56 | 70 | 207583104
ACiQ | UB1MSHQCO09 | UB1MSHQCW09 |  | 9000 | 9000 | 18.5 | 12.8 | 9 | 1.8 | 56 | 70 | 208287562
HISENSE | AS-09UW1SVE00 | AS-09UW1SVE**00 |  | 9000 | 9000 | 18.5 | 12.8 | 9 | 1.8 | 56 | 70 | 203377293
FRIEDRICH | FRHSR12A3A | FRHSW12A3A |  | 12000 | 12000 | 23.5 | 15.4 | 9.8 | 1.75 | 58 | 70 | 203383864
HISENSE | AS-12UW3SXL00 | AS-12UW3SXL**00 |  | 12000 | 12000 | 23.5 | 15.4 | 9.8 | 1.75 | 58 | 70 | 203376852
FRIEDRICH | FRHSR09A3A | FRHSW09A3A |  | 9000 | 10000 | 27.5 | 15.5 | 10.5 | 2.1 | 65 | 70 | 203383863
HISENSE | AS-09UW3SXG00 | AS-09UW3SXG**00 |  | 9000 | 10000 | 27.5 | 15.5 | 10.5 | 2.1 | 65 | 70 | 203376841
J-KU | JKS12HP230V1XC | JKS12HP230V1XE |  | 12000 | 12000 | 23.5 | 15.4 | 9.8 | 1.75 | 58 | 70 | 211583740
WESTINGHOUSE | WHZ12SZA21S | WHZ12WMA21S |  | 12000 | 12000 | 23.5 | 15.4 | 9.8 | 1.75 | 58 | 70 | 207337195
WABBAN | BB12UW3SXATE00/O | BB12UW3SXATE00/I |  | 12000 | 12000 | 23.5 | 15.4 | 9.8 | 1.75 | 58 | 70 | 202021966
WINDAIR | DWH12UW3SXATE00/O | DWH12UW3SXATE00/I |  | 12000 | 12000 | 23.5 | 15.4 | 9.8 | 1.75 | 58 | 70 | 202021942
MANUFLOW | AS-12UW3SXADJ(O) | AS-12UW3SXADJ(I) |  | 12000 | 12000 | 23.5 | 15.4 | 9.8 | 1.75 | 58 | 70 | 202021916
HISENSE | AS-12UW3SXA00 | AS-12UW3SXA**00 |  | 12000 | 12000 | 23.5 | 15.4 | 9.8 | 1.75 | 58 | 70 | 201981254
J-KU | JKS09HP230V1XC | JKS09HP230V1XE |  | 9000 | 10000 | 27.5 | 15.5 | 10.5 | 2.1 | 60 | 70 | 211583739
WESTINGHOUSE | WHZ09SZA21S | WHZ09WMA21S |  | 9000 | 10000 | 27.5 | 15.5 | 10.5 | 2.1 | 60 | 70 | 207337194
WABBAN | BB09UW3SXETE00/O | BB09UW3SXETE00/I |  | 9000 | 10000 | 27.5 | 15.5 | 10.5 | 2.1 | 60 | 70 | 202021965
WINDAIR | DWH09UW3SXETE00/O | DWH09UW3SXETE00/I |  | 9000 | 10000 | 27.5 | 15.5 | 10.5 | 2.1 | 60 | 70 | 202021941
MANUFLOW | AS-09UW3SXEDJ(O) | AS-09UW3SXEDJ(I) |  | 9000 | 10000 | 27.5 | 15.5 | 10.5 | 2.1 | 60 | 70 | 202021915
HISENSE | AS-09UW3SXE00 | AS-09UW3SXE**00 |  | 9000 | 10000 | 27.5 | 15.5 | 10.5 | 2.1 | 60 | 70 | 201981253
HISENSE | AS-12UR3SXE | AS-12UR3SXEDK |  | 12000 | 12000 | 21 | 13 | 9.5 | 1.75 | 63 | 70 | 10271378
HISENSE | AS-12UR3SXE | AS-12UR3SXEDJ |  | 12000 | 12000 | 21 | 13 | 9.5 | 1.75 | 63 | 70 | 10271377
HISENSE | AS-12UR3SXA00 | AS-12UR3SXADJ00 |  | 12000 | 12000 | 23.5 | 15.4 | 9.8 | 1.75 | 58 | 70 | 10268760
HISENSE | AS-12UR3SXA00 | AS-12UR3SXATE00 |  | 12000 | 12000 | 23.5 | 15.4 | 9.8 | 1.75 | 58 | 70 | 10268759
HISENSE | AS-12UR3SXA00 | AS-12UR3SXATQ00 |  | 12000 | 12000 | 23.5 | 15.4 | 9.8 | 1.75 | 58 | 70 | 10268758
FRIEDRICH | MRH12Y3JA | MWH12Y3JA |  | 12000 | 12000 | 23.5 | 15.4 | 9.8 | 1.75 | 58 | 70 | 201763898
HISENSE | AS-12UR3SXA00 | AS-12UR3SXADK00 |  | 12000 | 12000 | 23.5 | 15.4 | 9.8 | 1.75 | 58 | 70 | 10268757
HISENSE | AS-12UR3SXA00 | AS-12UR3SXATG00 |  | 12000 | 12000 | 23.5 | 15.4 | 9.8 | 1.75 | 58 | 70 | 10268756
HISENSE | AS-09UR3SXE00 | AS-09UR3SXETE00 |  | 9000 | 10000 | 27.5 | 15.5 | 10.5 | 2.1 | 60 | 70 | 10268755
FRIEDRICH | MRH09Y3JA | MWH09Y3JA |  | 9000 | 10000 | 27.5 | 15.5 | 10.5 | 2.1 | 60 | 70 | 201763897
HISENSE | AS-09UR3SXE00 | AS-09UR3SXEDK00 |  | 9000 | 10000 | 27.5 | 15.5 | 10.5 | 2.1 | 60 | 70 | 10268754
HISENSE | AS-09UR3SXE00 | AS-09UR3SXEDJ00 |  | 9000 | 10000 | 27.5 | 15.5 | 10.5 | 2.1 | 60 | 70 | 10268753
HISENSE | AS-09UR3SXE00 | AS-09UR3SXETQ00 |  | 9000 | 10000 | 27.5 | 15.5 | 10.5 | 2.1 | 60 | 70 | 10268752
HISENSE | AS-09UR3SXE00 | AS-09UR3SXETG00 |  | 9000 | 10000 | 27.5 | 15.5 | 10 | 2.1 | 60 | 70 | 10268751
HISENSE | AS-12UR3SXE | AS-12UR3SXETE |  | 12000 | 12000 | 21 | 13 | 9.5 | 1.75 | 63 | 70 | 10268717
HISENSE | AS-12UR3SXE | AS-12UR3SXETD |  | 12000 | 12000 | 21 | 13 | 9.5 | 1.75 | 63 | 70 | 10268716
HISENSE | AS-12UR3SXE | AS-12UR3SXEDC |  | 12000 | 12000 | 21 | 13 | 9.5 | 1.75 | 63 | 70 | 10268715
HISENSE | AS-12UR3SXE | AS-12UR3SXEDB |  | 12000 | 12000 | 21 | 13 | 9.5 | 1.75 | 63 | 70 | 10268714
DIRECT AIR | DIR-12HP28-TQO | DIR-12HP28-TQI |  | 12000 | 12000 | 23.5 | 15.4 | 9.8 | 1.75 | 58 | 70 | 10306427
MANUFLOW | AS-12UR3SXADJ(O) | AS-12UR3SXADJ(I) |  | 12000 | 12000 | 23.5 | 15.4 | 9.8 | 1.75 | 58 | 70 | 10277957
AIR-CON | ABZCI4H4S12 | ABZEM4H4S12 |  | 12000 | 12000 | 23.5 | 15.4 | 9.8 | 1.75 | 58 | 70 | 10272501
HISENSE | AS-12UR3SXA00 | AS-12UR3SXA**00 |  | 12000 | 12000 | 23.5 | 15.4 | 9.8 | 1.75 | 58 | 70 | 10102525
DIRECT AIR | DIR-09HP28-TQO | DIR-09HP28-TQI |  | 9000 | 10000 | 27.5 | 15.5 | 10.5 | 2.1 | 60 | 70 | 10306426
MANUFLOW | AS-09UR3SXEDJ(O) | AS-09UR3SXEDJ(I) |  | 9000 | 10000 | 27.5 | 15.5 | 10.5 | 2.1 | 60 | 70 | 10277956
AIR-CON | ABZCI4H4S09 | ABZEM4H4S09 |  | 9000 | 10000 | 27.5 | 15.5 | 10.5 | 2.1 | 60 | 70 | 10272500
HISENSE | AS-09UR3SXE00 | AS-09UR3SXE**00 |  | 9000 | 10000 | 27.5 | 15.5 | 10.5 | 2.1 | 60 | 70 | 10102524
MAESTRO | MA-12CA22EXT | MA-12CA22INT |  | 12000 | 12000 | 21 | 13 | 9.5 | 1.75 | 63 | 70 | 10277944
MANUFLOW | AS-12UR3SXEDJ(O) | AS-12UR3SXEDJ(I) |  | 12000 | 12000 | 21 | 13 | 9.5 | 1.75 | 63 | 70 | 10277943
AIR-CON | ABSCI4H4S12 | ABSEM4H4S12 |  | 12000 | 12000 | 21 | 13 | 9.5 | 1.75 | 63 | 70 | 10272491
SLIMAIR TECHNOLOGIES | SHC12VB-2H | SHM12VB-2DC |  | 12000 | 12000 | 21 | 13 | 9.5 | 1.75 | 63 | 70 | 9060039
CLASSIC | HRHDBC12AS | HWHDBC12S |  | 12000 | 12000 | 21 | 13 | 9.5 | 1.75 | 63 | 70 | 201810392
TGM | HRHDBT12AS | HWHDBT12S |  | 12000 | 12000 | 21 | 13 | 9.5 | 1.75 | 63 | 70 | 201810385
MULTIZONE | MIT12H2G31(O) | MIT12H2G31(I) |  | 12000 | 12000 | 21 | 13 | 9.5 | 1.75 | 63 | 70 | 9850218
HISENSE | AS-12UR3SXE | AS-12UR3SXETG |  | 12000 | 12000 | 21 | 13 | 9.5 | 1.75 | 63 | 70 | 8819819
Cooper&Hunter | CH-NY09MIA-230VO | CH-NY09MIA-SK230V |  | 9000 | 10000 | 21.7 | 12.6 | 9.1 | 1.96 | 69 | 64 | 214312546
Cooper&Hunter | CH-NY06MIA-115VO | CH-NY06MIA-SK115V |  | 6000 | 7000 | 21.5 | 12.5 | 9 |  | 97 |  | 214312545
Cooper&Hunter | CH-NY09MIA-115VO | CH-NY09MIA-SK115V |  | 9000 | 10000 | 21.5 | 12.5 | 9 | 1.89 | 68 | 60 | 214312549
Coast Air | A-CAD09-0A | B-CAD09-0A* |  | 9000 | 9900 | 25 | 14.5 | 10.8 | 1.96 | 81 | 65 | 214312526
SLIMAIR | SHC12VE2AG | SHO12VE2AG |  | 12000 | 12500 | 22 | 12.6 | 9.8 | 2.21 | 62 | 62 | 214314794
SLIMAIR | SHC18VE2AG | SHO18VE2AG |  | 18000 | 19000 | 21.8 | 12.5 | 10.7 | 2.3 | 64 | 69 | 214314795
GREE | 3VIR12HP115V1BO | 3VIR12HP115V1BH |  | 12000 | 12000 | 24 | 12 | 9 | 1.85 | 58 | 73 | 211755704
GREE | GWH12AUCXD-D3DNA1A/O | GWH12AUCXD-D3DN***/I |  | 12000 | 12000 | 24 | 12.5 | 9 | 1.85 | 58 | 73 | 212316221
GREE | 3VIR12HP230V1BO | 3VIR12HP230V1BH |  | 12000 | 12000 | 24 | 12.5 | 9 | 1.85 | 58 | 73 | 211755706
TOSOT | TW12HXP2A1DO | TW12HXP2A1DI |  | 12000 | 12000 | 24 | 12.5 | 9 | 1.85 | 58 | 73 | 211177521
TOSOT | TW12HXP2A1AO | TW12HXP2A1AI |  | 12000 | 12000 | 24 | 12 | 9 | 1.85 | 58 | 73 | 211177519
TOSOT | TWH12AG25A2DO | TWH12AG25A2DI |  | 12000 | 12000 | 24 | 12.5 | 9 | 1.85 | 58 | 73 | 210485386
TOSOT | TWH12AG25A2AO | TWH12AG25A2AI |  | 12000 | 12000 | 24 | 12 | 9 | 1.85 | 58 | 73 | 210485385
GREE | GWH12AGCXD-A3DNA1A/O | GWH12ACCXD-A3DN***/I |  | 12000 | 12000 | 24 | 12 | 9 | 1.85 | 58 | 73 | 210295925
GREE | GWH12AGCXD-D3DNA1A/O | GWH12ACCXD-D3DN***/I |  | 12000 | 12000 | 24 | 12.5 | 9 | 1.85 | 58 | 73 | 210295924
GREE | 3VIR12HP115V1BO | 3VIR12HP115V1AH |  | 12000 | 12000 | 24 | 12 | 9 | 1.85 | 58 | 73 | 210278971
GREE | 3VIR12HP230V1BO | 3VIR12HP230V1AH |  | 12000 | 12000 | 24 | 12.5 | 9 | 1.85 | 58 | 73 | 210278970
KINGHOME | KW12HQ25SAO | KW12HQ25SAI |  | 12000 | 12000 | 24 | 12 | 9 | 1.85 | 58 | 73 | 209847248
1HVAC | SC-12ZGLD-HP230 | SC-12WGLD-HP230 |  | 12000 | 12000 | 24 | 12.5 | 9 | 1.85 | 58 | 73 | 208650730
Stealth Comfort | SC-12ZGLD-HP230 | SC-12WGLD-HP230 |  | 12000 | 12000 | 24 | 12.5 | 9 | 1.85 | 58 | 73 | 208650757
MAX-R | MAX-R 12K25 GR25 OUT | MAX-R 12K25 GR25 INT |  | 12000 | 12000 | 24 | 12.5 | 9 | 1.85 | 58 | 73 | 209795990
GIBSON | GXH12(3.5)LSK4DH2 | GHH12(3.5)LUK4DH2 |  | 12000 | 12000 | 24 | 12.5 | 9 | 1.85 | 58 | 73 | 210534171
GREE | GWH12AGCXD-A3DNA1A/O | GWH12QCXD-A3DN***/I |  | 12000 | 12000 | 24 | 12 | 9 | 1.85 | 58 | 73 | 208546479
AIRTEMP | GXH12(3.5)LSK4DH2 | GHH12(3.5)LUK4DH2 |  | 12000 | 12000 | 24 | 12.5 | 9 | 1.85 | 58 | 73 | 210534162
AireForce | GXH12(3.5)LSK4DH2 | GHH12(3.5)LUK4DH2 |  | 12000 | 12000 | 24 | 12.5 | 9 | 1.85 | 58 | 73 | 211635187
AC PRO.COM | AWH12AGCXD-A3DNA1A/O | AWH12QCXD-A3DNB8A/I |  | 12000 | 12000 | 24 | 12 | 9 | 1.85 | 58 | 73 | 210838008
ACIQ | SC-12ZGLD-HP230 | SC-12WGLD-HP230 |  | 12000 | 12000 | 24 | 12.5 | 9 | 1.85 | 58 | 73 | 208650739
AC PRO.COM | AWH12AGCXD-D3DNA1A/O | AWH12QCXD-D3DNB8A/I |  | 12000 | 12000 | 24 | 12.5 | 9 | 1.85 | 58 | 73 | 210838009
LENNOX | LI012HO-250P432 | LI012HI-250P432 |  | 12000 | 12000 | 24 | 12.5 | 9 | 1.85 | 58 | 73 | 209399468
DIYCOOL | SC-12ZGLD-HP230 | SC-12WGLD-HP230 |  | 12000 | 12000 | 24 | 12.5 | 9 | 1.85 | 58 | 73 | 208650748
GREE | GWH12AGCXD-D3DNA1A/O | GWH12QCXD-D3DN***/I |  | 12000 | 12000 | 24 | 12.5 | 9 | 1.85 | 58 | 73 | 208120572
BOREAL | KULA12HPL1OB | KULA12HPL1IB |  | 12000 | 12000 | 24 | 12 | 9 | 1.85 | 58 | 73 | 213829844
GREE | GWH12AGCXD-A3DNA1A/O | GWH12AGCXD-A3DN***/I |  | 12000 | 12000 | 24 | 12 | 9 | 1.85 | 58 | 73 | 208071174
AIR TECH | ATSO12NAMG2 | ATSW12NAMG2 |  | 12000 | 12000 | 24 | 12.5 | 9 | 1.85 | 58 | 73 | 214010063
BOREAL | KULA12HPJ1OB | KULA12HPJ1IB |  | 12000 | 12000 | 24 | 12.5 | 9 | 1.85 | 58 | 73 | 213829843
WABBAN | BB12HXP2A1DO | BB12HXP2A1DI |  | 12000 | 12000 | 24 | 12.5 | 9 | 1.85 | 58 | 73 | 210627717
GREE | GWH12AGCXD-D3DNA1A/O | GWH12AGCXD-D3DN***/I |  | 12000 | 12000 | 24 | 12.5 | 9 | 1.85 | 58 | 73 | 208071173
AMERICAN STANDARD | 4TXK2509A10N0** | 4MXW2509A10N0** |  | 9100 | 11000 | 25 | 14.7 | 9.5 | 1.8 | 66 | 82 | 207629144
TRANE | 4TXK2509A10N0** | 4MXW2509A10N0** |  | 9100 | 11000 | 25 | 14.7 | 9.5 | 1.8 | 66 | 82 | 207629143
GREE | GWH09AGC-D3DNA1B/O | GWH09QC-D3DN***/I |  | 9100 | 11000 | 25 | 14.7 | 9.5 | 1.8 | 66 | 82 | 207318103
AMERICAN STANDARD | 4TXK2524A10N0** | 4MXW2524A10N0** |  | 22000 | 24000 | 24 | 13 | 9.5 | 1.8 | 65 | 83 | 207629152
TRANE | 4TXK2524A10N0** | 4MXW2524A10N0** |  | 22000 | 24000 | 24 | 13 | 9.5 | 1.8 | 65 | 83 | 207629151
GREE | GWH24AGE-D3DNA1A/O | GWH24QE-D3DN***/I |  | 22000 | 24000 | 24 | 13 | 9.5 | 1.8 | 65 | 83 | 207169058
GREE | 3VIR09HP230V1AO | 3VIR09HP230V1AH |  | 9100 | 11000 | 25 | 14.7 | 9.5 | 1.8 | 66 | 82 | 206839101
GREE | 3VIR24HP230V1AO | 3VIR24HP230V1AH |  | 22000 | 24000 | 24 | 13 | 9.5 | 1.8 | 65 | 83 | 206839098
GREE | 3VIR09HP230V1BO | 3VIR09HP230V1BH |  | 9100 | 10500 | 25.5 | 14.7 | 10.2 | 1.86 | 67 | 87 | 211755705
GREE | 3VIR09HP115V1BO | 3VIR09HP115V1BH |  | 9100 | 10000 | 27 | 14.55 | 10 | 1.87 | 70 | 99 | 211755703
TOSOT | TW09HXP2A1DO | TW09HXP2A1DI |  | 9100 | 10500 | 25.5 | 14.7 | 10.2 | 1.86 | 67 | 87 | 211177520
TOSOT | TW09HXP2A1AO | TW09HXP2A1AI |  | 9100 | 10000 | 27 | 14.55 | 10 | 1.87 | 70 | 99 | 211177518
TOSOT | TWH09AG25A2DO | TWH09AG25A2DI |  | 9100 | 10500 | 25.5 | 14.7 | 10.2 | 1.86 | 67 | 87 | 210485384
TOSOT | TWH09AG25A2AO | TWH09AG25A2AI |  | 9100 | 10000 | 27 | 14.55 | 10 | 1.87 | 70 | 99 | 210485383
GREE | 3VIR09HP230V1BO | 3VIR09HP230V1AH |  | 9100 | 10500 | 25.5 | 14.7 | 10.2 | 1.86 | 67 | 87 | 210278967
GREE | 3VIR09HP115V1BO | 3VIR09HP115V1AH |  | 9100 | 10000 | 27 | 14.55 | 10 | 1.87 | 70 | 99 | 210278966
KINGHOME | KW09HQ25SAO | KW09HQ25SAI |  | 9100 | 10000 | 27 | 14.55 | 10 | 1.87 | 70 | 99 | 209847250
KINGHOME | KW09HQ25SDO | KW09HQ25SDI |  | 9100 | 10500 | 25.5 | 14.7 | 10.2 | 1.86 | 67 | 87 | 209847249
KINGHOME | KW12HQ25SDO | KW12HQ25SDI |  | 12000 | 12000 | 24 | 12.5 | 9 | 1.85 | 58 | 73 | 209847247
GREE | GWH09AGCXD-A3DNA1A/O | GWH09QCXD-A3DN***/I |  | 9100 | 10000 | 27 | 14.55 | 10 | 1.87 | 70 | 99 | 209248931
AC PRO.COM | AWH09AGCXD-A3DNA1A/O | AWH09QCXD-A3DNB8A/I |  | 9100 | 10000 | 27 | 14.55 | 10 | 1.87 | 70 | 99 | 210838006
ACD | PUD09KCH25S-O | PUD09KCH25S-I |  | 9100 | 10500 | 25.5 | 14.7 | 10.2 | 1.86 | 67 | 87 | 210534142
GREE | GWH09AGCXD-D3DNA1A/O | GWH09AFCXD-D3DN***/I |  | 9100 | 10500 | 25.5 | 14.7 | 10.2 | 1.86 | 67 | 87 | 209248930
AIR TECH | ATSO09NAMG2 | ATSW09NAMG2 |  | 9100 | 10500 | 25.5 | 14.7 | 10.2 | 1.86 | 67 | 87 | 214010065
AireForce | GXH09(2.6)LSK4DH2 | GHH09(2.6)LUK4DH2 |  | 9100 | 10500 | 25.5 | 14.7 | 10.2 | 1.86 | 67 | 87 | 211635186
AC PRO.COM | AWH09AGCXD-D3DNA1A/O | AWH09QCXD-D3DNB8A/I |  | 9100 | 10500 | 25.5 | 14.7 | 10.2 | 1.86 | 67 | 87 | 210838007
GIBSON | GXH09(2.6)LSK4DH2 | GHH09(2.6)LUK4DH2 |  | 9100 | 10500 | 25.5 | 14.7 | 10.2 | 1.86 | 67 | 87 | 210534170
AIRTEMP | GXH09(2.6)LSK4DH2 | GHH09(2.6)LUK4DH2 |  | 9100 | 10500 | 25.5 | 14.7 | 10.2 | 1.86 | 67 | 87 | 210534161
GREE | GWH09AGCXD-D3DNA1A/O | GWH09QCXD-D3DN***/I |  | 9100 | 10500 | 25.5 | 14.7 | 10.2 | 1.86 | 67 | 87 | 209248929
ACD | PUD12KCH24S-O | PUD12KCH24S-I |  | 12000 | 12000 | 24 | 12.5 | 9 | 1.85 | 58 | 73 | 210534143
DIYCOOL | SC-09ZGLD-HP230 | SC-09WGLD-HP230 |  | 9100 | 10500 | 25.5 | 14.7 | 10.2 | 1.86 | 67 | 87 | 208650750
GREE | GWH12AGCXD-D3DNA1A/O | GWH12AFCXD-D3DN***/I |  | 12000 | 12000 | 24 | 12.5 | 9 | 1.85 | 58 | 73 | 209248922
Stealth Comfort | SC-09ZGLD-HP230 | SC-09WGLD-HP230 |  | 9100 | 10500 | 25.5 | 14.7 | 10.2 | 1.86 | 67 | 87 | 208650759
BOREAL | KULA09HPJ1OB | KULA09HPJ1IB |  | 9100 | 10500 | 25.5 | 14.7 | 10.2 | 1.86 | 67 | 87 | 213829842
1HVAC | SC-09ZGLD-HP230 | SC-09WGLD-HP230 |  | 9100 | 10500 | 25.5 | 14.7 | 10.2 | 1.86 | 67 | 87 | 208650732
WABBAN | BB09HXP2A1DO | BB09HXP2A1DI |  | 9100 | 10500 | 25.5 | 14.7 | 10.2 | 1.86 | 67 | 87 | 210627716
ACIQ | SC-09ZGLD-HP230 | SC-09WGLD-HP230 |  | 9100 | 10500 | 25.5 | 14.7 | 10.2 | 1.86 | 67 | 87 | 208650741
GREE | GWH09AGCXD-D3DNA1A/O | GWH09AGCXD-D3DN***/I |  | 9100 | 10500 | 25.5 | 14.7 | 10.2 | 1.86 | 67 | 87 | 207708810
GREE | GWH09AGCXD-A3DNA1A/O | GWH09AGCXD-A3DN***/I |  | 9100 | 10000 | 27 | 14.55 | 10 | 1.87 | 70 | 99 | 207708809
BOREAL | KULA09HPL1OB | KULA09HPL1IB |  | 9100 | 10000 | 27 | 14.55 | 10 | 1.87 | 70 | 99 | 213829841
Impecca | ISAS-0921 | ISAS-IW90 |  | 9100 | 10000 | 26.5 | 14 | 10 | 1.88 | 70 | 90 | 207615701
GREE | GWH09AGC-A3DNA1A/O | GWH09AFC-A3DN**A/I |  | 9100 | 10000 | 26.5 | 14 | 10 | 1.88 | 70 | 90 | 207318105
GREE | GWH18YE-D3DNA1A/O | GWH18AFE-D3DN***/I |  | 18000 | 18000 | 22 | 13.5 | 10 | 1.8 | 79 | 111 | 207096511
GREE | GWH24YE-D3DNA1A/O | GWH24AFE-D3DN***/I |  | 22000 | 24000 | 21.5 | 13 | 9.5 | 1.9 | 65 | 100 | 207094533
Impecca | ISAS-2421 | ISAS-IW244 |  | 22000 | 24000 | 21.5 | 13 | 9.5 | 1.9 | 65 | 100 | 207615702
GREE | 3VIR09HP115V1AO | 3VIR09HP115V1AH |  | 9100 | 10000 | 26.5 | 14 | 10 | 1.88 | 70 | 90 | 206839102
GREE | GWH09AGC-A3DNA1A/O | GWH09QC-A3DN***/I |  | 9100 | 10000 | 26.5 | 14 | 10 | 1.88 | 70 | 90 | 206724946
LBG Products | LBH09AWO | LBH09AWI |  | 9100 | 10000 | 26.5 | 14 | 10 | 1.88 | 70 | 90 | 206726728
GREE | GWH09AGC-A3DNA1A/O | GWH09AGC-A3DN***/I |  | 9100 | 10000 | 26.5 | 14 | 10 | 1.88 | 70 | 90 | 206717629
ForestAir | FGH-09ES/E25-O | FGH-09ES/E25-I |  | 9100 | 11000 | 25 | 14.7 | 9.5 | 1.8 | 66 | 82 | 211624983
GREE | GWH09AGC-D3DNA1B/O | GWH09AGC-D3DN***/I |  | 9100 | 11000 | 25 | 14.7 | 9.5 | 1.8 | 66 | 82 | 206395963
ForestAir | FGH-24ES/E25-O | FGH-24ES/E25-I |  | 22000 | 24000 | 24 | 13 | 9.5 | 1.8 | 65 | 83 | 211624984
GREE | GWH24AGE-D3DNA1A/O | GWH24AGE-D3DN***/I |  | 22000 | 24000 | 24 | 13 | 9.5 | 1.8 | 65 | 83 | 206335352
KINGHOME | KW24HQ3D6DO | KW24HQ3D6DI |  | 22000 | 24000 | 21.5 | 13 | 9.5 | 1.9 | 65 | 100 | 203498481
KINGHOME | KW18HQ3D6DO | KW18HQ3D6DI |  | 18000 | 18000 | 22 | 13.5 | 10 | 1.8 | 79 | 111 | 203493071
LENNOX | LI018HO-380P432 | LI018HI-380P432 |  | 18000 | 18000 | 22 | 13.5 | 10 | 1.8 | 79 | 111 | 208917517
Stealth Comfort | SC-18ZPL-HP230 | SC-18WPL-HP230 |  | 18000 | 18000 | 22 | 13.5 | 10 | 1.8 | 79 | 111 | 208650755
DIYCOOL | SC-18ZPL-HP230 | SC-18WPL-HP230 |  | 18000 | 18000 | 22 | 13.5 | 10 | 1.8 | 79 | 111 | 208650746
ACIQ | SC-18ZPL-HP230 | SC-18WPL-HP230 |  | 18000 | 18000 | 22 | 13.5 | 10 | 1.8 | 79 | 111 | 208650737
1HVAC | SC-18ZPL-HP230 | SC-18WPL-HP230 |  | 18000 | 18000 | 22 | 13.5 | 10 | 1.8 | 79 | 111 | 208650728
GREE | GWH18YE-D3DNA1A/O | GWH18ACE-D3DN***/I |  | 18000 | 18000 | 22 | 13.5 | 10 | 1.8 | 79 | 111 | 10318079
LENNOX | LI024HO-380P432 | LI024HI-380P432 |  | 22000 | 24000 | 21.5 | 13 | 9.5 | 1.9 | 65 | 100 | 208917519
Stealth Comfort | SC-24ZPL-HP230 | SC-24WPL-HP230 |  | 22000 | 24000 | 21.5 | 13 | 9.5 | 1.9 | 65 | 100 | 208650756
DIYCOOL | SC-24ZPL-HP230 | SC-24WPL-HP230 |  | 22000 | 24000 | 21.5 | 13 | 9.5 | 1.9 | 65 | 100 | 208650747
ACIQ | SC-24ZPL-HP230 | SC-24WPL-HP230 |  | 22000 | 24000 | 21.5 | 13 | 9.5 | 1.9 | 65 | 100 | 208650738
1HVAC | SC-24ZPL-HP230 | SC-24WPL-HP230 |  | 22000 | 24000 | 21.5 | 13 | 9.5 | 1.9 | 65 | 100 | 208650729
GREE | GWH24YE-D3DNA1A/O | GWH24ACE-D3DN***/I |  | 22000 | 24000 | 21.5 | 13 | 9.5 | 1.9 | 65 | 100 | 10203163
GREE | SAP24HP230V1AO | SAP24HP230V1AH |  | 22000 | 24000 | 21.5 | 13 | 9.5 | 1.9 | 65 | 100 | 10157571
GREE | SAP18HP230V1AO | SAP18HP230V1AH |  | 18000 | 18000 | 22 | 13.5 | 10 | 1.8 | 79 | 111 | 10157570
TOSOT | TW24HQ3D6DO | TW24HQ3D6DI |  | 22000 | 24000 | 21.5 | 13 | 9.5 | 1.9 | 65 | 100 | 10062021
TOSOT | TW18HQ3D6DO | TW18HQ3D6DI |  | 18000 | 18000 | 22 | 13.5 | 10 | 1.8 | 79 | 111 | 10062020
INNOVAIR | EIN24H2V32(O) | EIN24H2V32(I) |  | 22000 | 24000 | 21.5 | 13 | 9.5 | 1.9 | 65 | 100 | 206330210
BLUERIDGE | BMKH2422/O | BMKH2422/I |  | 22000 | 24000 | 21.5 | 13 | 9.5 | 1.9 | 65 | 100 | 205968031
GREE | GWH24YE-D3DNA1A/O | GWH24AAE-D3DN***/I |  | 22000 | 24000 | 21.5 | 13 | 9.5 | 1.9 | 65 | 100 | 9123256
FOREST AIR | FGH-18ES/E-38-O | FGH-18ES/E-38-I |  | 18000 | 18000 | 22 | 13.5 | 10 | 1.8 | 79 | 111 | 206720377
INNOVAIR | EIN18H2V32(O) | EIN18H2V32(I) |  | 18000 | 18000 | 22 | 13.5 | 10 | 1.8 | 79 | 111 | 206330209
BLUERIDGE | BMKH1824/O | BMKH1824/I |  | 18000 | 18000 | 22 | 13.5 | 10 | 1.8 | 79 | 111 | 205968029
GREE | GWH18YE-D3DNA1A/O | GWH18AAE-D3DN***/I |  | 18000 | 18000 | 22 | 13.5 | 10 | 1.8 | 79 | 111 | 9114294
ACD | UHD24KCH22S-O | UHD24KCH22SB-I |  | 22000 | 24000 | 21.5 | 13 | 9.5 | 1.9 | 65 | 100 | 211749868
ACD | UHD24KCH22S-O | UHD24KCH22S-I |  | 22000 | 24000 | 21.5 | 13 | 9.5 | 1.9 | 65 | 100 | 202132789
WABBAN | BB24HQ3D6DO | BB24HQ3D6DI |  | 22000 | 24000 | 21.5 | 13 | 9.5 | 1.9 | 65 | 100 | 201903175
AC PRO.COM | AWH24YE-D3DNA1A/O | AWH24QE-D3DN***/I |  | 22000 | 24000 | 21.5 | 13 | 9.5 | 1.9 | 65 | 100 | 10569076
GREE | GWH24YE-D3DNA1A/O | GWH24QE-D3DN***/I |  | 22000 | 24000 | 21.5 | 13 | 9.5 | 1.9 | 65 | 100 | 9102794
AMERICAN STANDARD | 4TXK3824A10NU** | 4MXW3824A10NU** |  | 22000 | 24000 | 21.5 | 13 | 9.5 | 1.9 | 65 | 100 | 9150128
TRANE | 4TXK3824A10NU** | 4MXW3824A10NU** |  | 22000 | 24000 | 21.5 | 13 | 9.5 | 1.9 | 65 | 100 | 9150127
GREE | GWH24YE-D3DNA1A/O | GWH24YE-D3DN***/I |  | 22000 | 24000 | 21.5 | 13 | 9.5 | 1.9 | 65 | 100 | 9102793
ACD | UHD18KCH25S-O | UHD18KCH25SB-I |  | 18000 | 18000 | 22 | 13.5 | 10 | 1.8 | 79 | 111 | 211749867
MAX-R | MAX-R 18K35 GR38 (OUT) | MAX-R 18K35 GR38 (INT) |  | 18000 | 18000 | 22 | 13.5 | 10 | 1.8 | 79 | 111 | 205982980
ACD | UHD18KCH25S-O | UHD18KCH25S-I |  | 18000 | 18000 | 22 | 13.5 | 10 | 1.8 | 79 | 111 | 202110485
WABBAN | BB18HQ3D6DO | BB18HQ3D6DI |  | 18000 | 18000 | 22 | 13.5 | 10 | 1.8 | 79 | 111 | 201903174
AC PRO.COM | AWH18YE-D3DNA1A/O | AWH18QE-D3DN***/I |  | 18000 | 18000 | 22 | 13.5 | 10 | 1.8 | 79 | 111 | 10569075
GREE | GWH18YE-D3DNA1A/O | GWH18QE-D3DN***/I |  | 18000 | 18000 | 22 | 13.5 | 10 | 1.8 | 79 | 111 | 9102074
GREE | GWH09QC-A3DNA1D/O | GWH09QC-A3DN***/I |  | 9000 | 9900 | 23 | 13 | 9.4 | 2.03 | 70 | 88 | 7091967
YORK BY JOHNSON CONTROLS | DHX09CSB11S | DHX09NWB11S |  | 9000 | 9900 | 23 | 13 | 9.4 | 2.03 | 70 | 88 | 8578561
GUARDIAN BY JOHNSON CONTROLS | DHX09CSB11S | DHX09NWB11S |  | 9000 | 9900 | 23 | 13 | 9.4 | 2.03 | 70 | 88 | 8578564
GIBSON | GXH09(2.6)LSA4DH | GHH09(2.6)LUA4DH |  | 9000 | 9900 | 23 | 13 | 9.4 | 2.03 | 70 | 88 | 8996539
SMARTFLEX | DHX09CSB11S | DHX09NWB11S |  | 9000 | 9900 | 23 | 13 | 9.4 | 2.03 | 70 | 88 | 202208609
LUXAIRE BY JOHNSON CONTROLS | DHX09CSB11S | DHX09NWB11S |  | 9000 | 9900 | 23 | 13 | 9.4 | 2.03 | 70 | 88 | 8578563
DAIKIN | RXS09TL116 | FTXS09TL116-3 |  | 9000 | 9900 | 23 | 13 | 9.4 | 2.03 | 70 | 88 | 8641300
AC PRO.COM | AWH09QC-A3DNA1D/O | AWH09QC-A3DNA3D/I |  | 9000 | 9900 | 23 | 13 | 9.4 | 2.03 | 70 | 88 | 10531403
AireForce | GXH09(2.6)LSA4DH | GHH09(2.6)LUA4DH |  | 9000 | 9900 | 23 | 13 | 9.4 | 2.03 | 70 | 88 | 202534235
CHAMPION | DHX09CSB11S | DHX09NWB11S |  | 9000 | 9900 | 23 | 13 | 9.4 | 2.03 | 70 | 88 | 8657808
C&H | GWH09QC-A3DNA1D/O | GWH09QC-A3DNA1D/I |  | 9000 | 9900 | 23 | 13 | 9.4 | 2.03 | 70 | 88 | 8235776
AIRTEMP | GXH09(2.6)LSA4DH | GHH09(2.6)LUA4DH |  | 9000 | 9900 | 23 | 13 | 9.4 | 2.03 | 70 | 88 | 202443307
DAIKIN | RXS09TL116 | FTXS09TL116 |  | 9000 | 9900 | 23 | 13 | 9.4 | 2.03 | 70 | 88 | 8639874
COLEMAN BY JOHNSON CONTROLS | DHX09CSB11S | DHX09NWB11S |  | 9000 | 9900 | 23 | 13 | 9.4 | 2.03 | 70 | 88 | 8578562
GIBSON | GXH09(2.6)LSA4DH | GHH09(2.6)LSA4DH |  | 9000 | 9900 | 23 | 13 | 9.4 | 2.03 | 70 | 88 | 9000994
FRIEDRICH | MRAD09Y1J | MWAD09Y1J |  | 9000 | 9900 | 23 | 13 | 9.4 | 2.03 | 70 | 88 | 10221175
C&H | CH09VCT115VO | CH09VCT115VI |  | 9000 | 9900 | 23 | 13 | 9.4 | 2.03 | 70 | 88 | 9119143
GREE | GWH18YE-D3DNA1A/O | GWH18YE-D3DN***/I |  | 18000 | 18000 | 22 | 13.5 | 10 | 1.8 | 79 | 111 | 9102073
TRANE | 4TXK3818A10NU** | 4MXW3818A10NU** |  | 18000 | 18000 | 22 | 13.5 | 10 | 1.8 | 79 | 111 | 9150125
AMERICAN STANDARD | 4TXK3818A10NU** | 4MXW3818A10NU** |  | 18000 | 18000 | 22 | 13.5 | 10 | 1.8 | 79 | 111 | 9150126
NG Trade | OMEGA120E | IMEGA120E |  | 12000 | 12000 | 22.7 | 12.5 | 10.4 | 2.06 | 74 | 56 | 214377797
Kepler | ODUMOX230-09HFN1-MT0W | IDUMSABA-09HRFN1-MU5W |  | 9000 | 10000 | 21.7 | 12.6 | 9.1 | 1.96 | 69 | 64 | 214377761
Kepler | ODUMOX230-09HFN1-BS5W | IDUMSABA-09HRFN1-BT5W |  | 9000 | 10000 | 21.5 | 12.5 | 9 | 1.89 | 68 | 60 | 214377759
GREE | GWH09ACD-D3DNA1A/O | GWH09AFD-D3DN***/I |  | 9000 | 9000 | 27 | 16.6 | 11 | 1.91 | 89 | 144 | 206839104
GREE | GWH12AGC-D3DNA1A/O | GWH12AGC-D3DN***/I |  | 12000 | 12000 | 25 | 12.5 | 9 | 1.93 | 64 | 77 | 206395961
ForestAir | FGH-12ES/E25-O | FGH-12ES/E25-I |  | 12000 | 12000 | 25 | 12.5 | 9 | 1.93 | 64 | 77 | 211624981
INNOVAIR | EIN10H2V32(O) | EIN10H2V32(I) |  | 9000 | 9000 | 27 | 16.6 | 11 | 1.91 | 89 | 144 | 206330207
GREE | GWH09ACD-D3DNA1A/O | GWH09AAD-D3DN***/I |  | 9000 | 9000 | 27 | 16.6 | 11 | 1.91 | 89 | 144 | 204325176
BLUERIDGE | BMKH0938/O | BMKH0938/I |  | 9000 | 9000 | 27 | 16.6 | 11 | 1.91 | 89 | 144 | 205968027
KINGHOME | KW09HQ3D6DO | KW09HQ3D6DI |  | 9000 | 9000 | 27 | 16.6 | 11 | 1.91 | 89 | 144 | 203493069
AMERICAN STANDARD | 4TXK3809B10NU** | 4MXW3809B10NU** |  | 9000 | 9000 | 27 | 16.6 | 11 | 1.91 | 89 | 144 | 204340355
TRANE | 4TXK3809B10NU** | 4MXW3809B10NU** |  | 9000 | 9000 | 27 | 16.6 | 11 | 1.91 | 89 | 144 | 204340354
GREE | GWH09ACD-D3DNA1A/O | GWH09YD-D3DN***/I |  | 9000 | 9000 | 27 | 16.6 | 11 | 1.91 | 89 | 144 | 202373830
ACD | UHD09KCH38SB-O | UHD09KCH38SC-I |  | 9000 | 9000 | 27 | 16.6 | 11 | 1.91 | 89 | 144 | 211749865
AC PRO.COM | AWH09ACD-D3DNA1A/O | AWH09QD-D3DND6B/I |  | 9000 | 9000 | 27 | 16.6 | 11 | 1.91 | 89 | 144 | 202409833
ACD | UHD09KCH38SB-O | UHD09KCH38SB-I |  | 9000 | 9000 | 27 | 16.6 | 11 | 1.91 | 89 | 144 | 202409832
WABBAN | BB09HQ4D6DO | BB09HQ4D6DI |  | 9000 | 9000 | 27 | 16.6 | 11 | 1.91 | 89 | 144 | 202409831
GREE | GWH09ACD-D3DNA1A/O | GWH09QD-D3DN***/I |  | 9000 | 9000 | 27 | 16.6 | 11 | 1.91 | 89 | 144 | 202360989
LENNOX | LI009HO-380P432 | LI009HI-380P432 |  | 9000 | 9000 | 27 | 16.6 | 11 | 1.91 | 89 | 144 | 208917513
Stealth Comfort | SC-09ZPL-HP230 | SC-09WPL-HP230 |  | 9000 | 9000 | 27 | 16.6 | 11 | 1.91 | 89 | 144 | 208650753
DIYCOOL | SC-09ZPL-HP230 | SC-09WPL-HP230 |  | 9000 | 9000 | 27 | 16.6 | 11 | 1.91 | 89 | 144 | 208650744
ACIQ | SC-09ZPL-HP230 | SC-09WPL-HP230 |  | 9000 | 9000 | 27 | 16.6 | 11 | 1.91 | 89 | 144 | 208650735
1HVAC | SC-09ZPL-HP230 | SC-09WPL-HP230 |  | 9000 | 9000 | 27 | 16.6 | 11 | 1.91 | 89 | 144 | 208650726
GREE | GWH09ACD-D3DNA1A/O | GWH09ACD-D3DN***/I |  | 9000 | 9000 | 27 | 16.6 | 11 | 1.91 | 89 | 144 | 10318077
GREE | SAP09HP230V1AO | SAP09HP230V1AH |  | 9000 | 9000 | 27 | 16.6 | 11 | 1.91 | 89 | 144 | 10149900
TOSOT | TW09HQ3D6DO | TW09HQ3D6DI |  | 9000 | 9000 | 27 | 16.6 | 11 | 1.91 | 89 | 144 | 10062018
GREE | GWH12QC-D3DNC4A/O | GWH12QC-D3DN***/I |  | 12000 | 12000 | 23 | 12.5 | 9 | 1.93 | 64 | 77 | 206791546
LBG Products | LBH12DWO | LBH12DWI |  | 12000 | 12000 | 23 | 12.5 | 9 | 1.93 | 64 | 77 | 206853246
LBG Products | LBH12AWO | LBH12AWI |  | 12100 | 12100 | 25 | 12.5 | 9 | 1.84 | 64 | 74 | 206726729
GREE | GWH12AGC-A3DNA1A/O | GWH12QC-A3DN***/I |  | 12100 | 12100 | 25 | 12.5 | 9 | 1.84 | 64 | 74 | 206724945
GREE | GWH12AGC-A3DNA1A/O | GWH12AGC-A3DN***/I |  | 12100 | 12100 | 25 | 12.5 | 9 | 1.84 | 64 | 74 | 206717630
GREE | 3VIR24HP230V1BO | 3VIR24HP230V1BH |  | 22000 | 24000 | 24.5 | 13.1 | 9.5 | 1.8 | 63 | 83 | 211755708
TOSOT | TW24HXP2A1DO | TW24HXP2A1DI |  | 22000 | 24000 | 24.5 | 13.1 | 9.5 | 1.75 | 63 | 67 | 211177523
TOSOT | TWH24AG25A2DO | TWH24AG25A2DI |  | 22000 | 24000 | 24.5 | 13.1 | 9.5 | 1.75 | 63 | 67 | 210485387
GREE | 3VIR24HP230V1BO | 3VIR24HP230V1AH |  | 22000 | 24000 | 24.5 | 13.1 | 9.5 | 1.75 | 63 | 67 | 210278968
AireForce | GXH24(7.0)LSK4DH2 | GHH24(7.0)LUK4DH2 |  | 22000 | 24000 | 24.5 | 13.1 | 9.5 | 1.75 | 63 | 67 | 211635189
AC PRO.COM | AWH24AGEXH-D3DNA1A/O | AWH24QEXH-D3DNB8A/I |  | 22000 | 24000 | 24.5 | 13.1 | 9.5 | 1.75 | 63 | 67 | 210838010
KINGHOME | KW24HQ25SDO | KW24HQ25SDI |  | 22000 | 24000 | 24.5 | 13.1 | 9.5 | 1.75 | 63 | 67 | 209847251
BOREAL | KULA24HPJ1OB | KULA24HPJ1IB |  | 22000 | 24000 | 24.5 | 13.1 | 9.5 | 1.75 | 63 | 67 | 213829840
GIBSON | GXH24(7.0)LSK4DH2 | GHH24(7.0)LUK4DH2 |  | 22000 | 24000 | 24.5 | 13.1 | 9.5 | 1.75 | 63 | 67 | 210534172
AIRTEMP | GXH24(7.0)LSK4DH2 | GHH24(7.0)LUK4DH2 |  | 22000 | 24000 | 24.5 | 13.1 | 9.5 | 1.75 | 63 | 67 | 210534163
ACIQ | SC-24ZGLD-HP230 | SC-24WGLD-HP230 |  | 22000 | 24000 | 24.5 | 13.1 | 9.5 | 1.75 | 63 | 67 | 208650740
LENNOX | LI024HO-250P432 | LI024HI-250P432 |  | 22000 | 24000 | 24.5 | 13.1 | 9.5 | 1.75 | 63 | 67 | 209399480
1HVAC | SC-24ZGLD-HP230 | SC-24WGLD-HP230 |  | 22000 | 24000 | 24.5 | 13.1 | 9.5 | 1.75 | 63 | 67 | 208650731
GREE | GWH24AGEXH-D3DNA1A/O | GWH24QEXH-D3DN***/I |  | 22000 | 24000 | 24.5 | 13.1 | 9.5 | 1.75 | 63 | 67 | 209397902
WABBAN | BB24HXP2A1DO | BB24HXP2A1DI |  | 22000 | 24000 | 24.5 | 13.1 | 9.5 | 1.75 | 63 | 67 | 210627718
DIYCOOL | SC-24ZGLD-HP230 | SC-24WGLD-HP230 |  | 22000 | 24000 | 24.5 | 13.1 | 9.5 | 1.75 | 63 | 67 | 208650749
Stealth Comfort | SC-24ZGLD-HP230 | SC-24WGLD-HP230 |  | 22000 | 24000 | 24.5 | 13.1 | 9.5 | 1.75 | 63 | 67 | 208650758
ACD | PUD24KCH24S-O | PUD24KCH24S-I |  | 22000 | 24000 | 24.5 | 13.1 | 9.5 | 1.75 | 63 | 67 | 210534144
GREE | GWH24AGEXH-D3DNA1A/O | GWH24*****-D3DN***/I |  | 22000 | 24000 | 24.5 | 13.1 | 9.5 | 1.75 | 63 | 67 | 207690460
GREE | GWH12AGC-A3DNA1A/O | GWH12ACC-A3DN***/I |  | 12100 | 12100 | 25 | 12.5 | 9 | 1.84 | 64 | 74 | 207318107
GREE | GWH12AGC-D3DNA1A/O | GWH12AFC-D3DN***/I |  | 12000 | 12000 | 25 | 12.5 | 9 | 1.93 | 64 | 77 | 207318106
GREE | 3VIR12HP115V1AO | 3VIR12HP115V1AH |  | 12100 | 12100 | 25 | 12.5 | 9 | 1.84 | 64 | 74 | 206839103
GREE | 3VIR12HP230V1AO | 3VIR12HP230V1AH |  | 12000 | 12000 | 25 | 12.5 | 9 | 1.93 | 64 | 77 | 206839099
AMERICAN STANDARD | 4TXK2512A10N0** | 4MXW2512A10N0** |  | 12000 | 12000 | 25 | 12.5 | 9 | 1.93 | 64 | 77 | 207629150
TRANE | 4TXK2512A10N0** | 4MXW2512A10N0** |  | 12000 | 12000 | 25 | 12.5 | 9 | 1.93 | 64 | 77 | 207629149
GREE | GWH12AGC-D3DNA1A/O | GWH12QC-D3DN***/I |  | 12000 | 12000 | 25 | 12.5 | 9 | 1.93 | 64 | 77 | 206791548
RUNTRU | M4THS2312A11N** | M4MHW2312A1N0** |  | 12000 | 12000 | 23 | 12.5 | 9 | 1.93 | 64 | 77 | 207642986
Ameristar | M4THS2312A11N** | M4MHW2312A1N0** |  | 12000 | 12000 | 23 | 12.5 | 9 | 1.93 | 64 | 77 | 207642985
GREE | SAP12HP230V1AO | SAP12HP230V1AH* |  | 12000 | 12200 | 24 | 14 | 9 | 1.91 | 66 | 107 | 214387779
FRIEDRICH | FPHFR18A3A | FPHFC18A3B |  | 18000 | 18800 | 20.5 | 12.5 | 10 | 2.36 | 64 | 70 | 205104719
FRIEDRICH | FPHFR12A3A | FPHFC12A3B |  | 12000 | 12000 | 20.5 | 12.5 | 9.5 | 2.3 | 63 | 71 | 205104716
HISENSE | AUW-09U3SS | ACT-09UR3SCA |  | 9000 | 10000 | 20.5 | 12.85 | 10 | 2.26 | 72 | 83 | 204835478
HISENSE | AUW-12U3SS | ACT-12UR3SCA |  | 12000 | 12000 | 20.5 | 12.5 | 9.5 | 2.3 | 63 | 71 | 204976793
HISENSE | AUW-18U3SF | ACT-18UR3SGB |  | 18000 | 18800 | 20.5 | 12.5 | 10 | 2.36 | 64 | 70 | 205013613
FRIEDRICH | FPHFR09A3A | FPHFC09A3B |  | 9000 | 10000 | 20.5 | 12.85 | 10 | 2.26 | 72 | 83 | 205048197
HAXXAIR | HVHSC-12T2D | HAHC-12T2D |  | 12000 | 12000 | 20.5 | 12.5 | 9.5 | 2.3 | 63 | 71 | 205921365
HAXXAIR | HVHSC-18T2D | HAHC-18T2D |  | 18000 | 18800 | 20.5 | 12.5 | 10 | 2.36 | 64 | 70 | 205921367
HISENSE | AUW-24U3SA | ACT-24UR3SGB |  | 24000 | 26000 | 18.5 | 12.5 | 10 | 2.2 | 73 | 73 | 203167189
FRIEDRICH | FPHFR24A3A | FPHFC24A3B |  | 24000 | 26000 | 18.5 | 12.5 | 10 | 2.2 | 73 | 73 | 205123805
AIR-CON | ASLCI4H4S09 | ASLEC4H4S09 |  | 9000 | 10000 | 20.5 | 12.85 | 10 | 2.26 | 72 | 83 | 205129515
AIR-CON | ASLCI4H4S24 | ASLEC4H4S24 |  | 24000 | 26000 | 18.5 | 12.5 | 10 | 2.2 | 73 | 73 | 205129521
AIR-CON | ASLCI4H4S12 | ASLEC4H4S12 |  | 12000 | 12000 | 20.5 | 12.5 | 9.5 | 2.3 | 63 | 71 | 205129518
AIR-CON | ASLCI4H4S18 | ASLEC4H4S18 |  | 18000 | 18800 | 20.5 | 12.5 | 10 | 2.36 | 64 | 70 | 205129519
HISENSE | AUW-24U3SA | AST-24UW3SDBTV01 |  | 23400 | 25800 | 20.5 | 12.45 | 9.3 | 1.92 | 74 | 72 | 207641267
HISENSE | AUW-12U3SS | AST-12UW3SXETV01 |  | 12000 | 12000 | 21.5 | 13.1 | 9 | 1.88 | 67 | 71 | 207641269
HISENSE | AUW-18U3SF | AST-18UW3SBBTV00 |  | 18000 | 19000 | 22 | 13.1 | 9.6 | 2.3 | 63 | 70 | 207641266
HISENSE | AUW-09U3SS | AST-09UW3SVETV01 |  | 9000 | 9200 | 20 | 14 | 9.3 | 2.26 | 63 | 85 | 207641268
HITACHI | RAS-2.0PNNBDH1 | RPK-2.0PNN1DH |  | 18000 | 19000 | 22 | 13.1 | 9.6 | 2.3 | 63 | 70 | 207656962
HITACHI | RAS-1.5PNNBDH1 | RPK-1.5PNN1DH |  | 12000 | 12000 | 21.5 | 13.1 | 9 | 1.88 | 67 | 71 | 207656961
HITACHI | RAS-3.0PNNBDH1 | RPK-3.0PNN1DH |  | 23400 | 25800 | 20.5 | 12.45 | 9.3 | 1.92 | 74 | 72 | 207656963
HITACHI | RAS-1.0PNNBDH1 | RPK-1.0PNN1DH |  | 9000 | 9200 | 20 | 14 | 9.3 | 2.26 | 63 | 85 | 207656960
HITACHI | RAS-3.0PNNBDH1 | RCI-3.0PNN1DH |  | 24000 | 26000 | 18.5 | 12.5 | 10 | 2.2 | 73 | 73 | 206750857
HITACHI | RAS-2.0PNNBDH1 | RCI-2.0PNN1DH |  | 18000 | 18800 | 20.5 | 12.5 | 10 | 2.36 | 64 | 70 | 206750855
HITACHI | RAS-1.0PNNBDH1 | RCIM-1.0PNN1DH |  | 9000 | 10000 | 20.5 | 12.85 | 10 | 2.26 | 72 | 83 | 206750851
HITACHI | RAS-1.5PNNBDH1 | RCIM-1.5PNN1DH |  | 12000 | 12000 | 20.5 | 12.5 | 9.5 | 2.3 | 63 | 71 | 206750853
DIAL | 18000-UNI-O | 18000Z-CAS-I |  | 18000 | 18800 | 20.5 | 12.5 | 10 | 2.36 | 64 | 70 | 206838616
DIAL | 9000-UNI-O | 9000Z-CAS-I |  | 9000 | 10000 | 20.5 | 12.85 | 10 | 2.26 | 72 | 83 | 206838614
DIAL | 24000-UNI-O | 24000Z-CAS-I |  | 24000 | 26000 | 18.5 | 12.5 | 10 | 2.2 | 73 | 73 | 206838617
DIAL | 12000-UNI-O | 12000Z-CAS-I |  | 12000 | 12000 | 20.5 | 12.5 | 9.5 | 2.3 | 63 | 71 | 206838615
WESTINGHOUSE | WHU09SZA21S | WHU09CTA21S |  | 9000 | 10000 | 20.5 | 12.85 | 10 | 2.26 | 72 | 83 | 207237535
WESTINGHOUSE | WHU12SZA21S | WHU12CTA21S |  | 12000 | 12000 | 20.5 | 12.5 | 9.5 | 2.3 | 63 | 71 | 207237536
WESTINGHOUSE | WHU18SZA21S | WHU18CTA21S |  | 18000 | 18800 | 20.5 | 12.5 | 10 | 2.36 | 64 | 70 | 207237537
WESTINGHOUSE | WHU24SZA21S | WHU24CTA21S |  | 24000 | 26000 | 18.5 | 12.5 | 10 | 2.2 | 73 | 73 | 207237538
HISENSE | AUW-09U3SS | AST-09UW3SVEDL01 |  | 9000 | 9200 | 20 | 14 | 9.3 | 2.26 | 63 | 85 | 211302338
HISENSE | AUW-12U3SS | AST-12UW3SXEDL01 |  | 12000 | 12000 | 21.5 | 13.1 | 9 | 1.88 | 67 | 71 | 211302339
HISENSE | AUW-18U3SF | AST-18UW3SBBDL00 |  | 18000 | 19000 | 22 | 13.1 | 9.6 | 2.3 | 63 | 70 | 211302340
HISENSE | AUW-24U3SA | AST-24UW3SDBDL01 |  | 23400 | 25800 | 20.5 | 12.45 | 9.3 | 1.92 | 74 | 72 | 211302341
HISENSE | AUW-18U3SF | AST-18UW3SBB**00 |  | 18000 | 19000 | 22 | 13.1 | 9.6 | 2.3 | 63 | 70 | 212621377
HISENSE | AUW-24U3SA | AST-24UW3SDB**01 |  | 23400 | 25800 | 20.5 | 12.45 | 9.3 | 1.92 | 74 | 72 | 212621378
HISENSE | AUW-09U3SS | AST-09UW3SVE**01 |  | 9000 | 9200 | 20 | 14 | 9.3 | 2.26 | 63 | 85 | 212621379
HISENSE | AUW-12U3SS | AST-12UW3SXE**01 |  | 12000 | 12000 | 21.5 | 13.1 | 9 | 1.88 | 67 | 71 | 212621380
DIAL | SZUN24WW230 | EMCA24CRE230 |  | 24000 | 26000 | 18.5 | 12.5 | 10 | 2.2 | 73 | 73 | 213350259
DIAL | SZUN12WW230 | EMCA12CRE230 |  | 12000 | 12000 | 20.5 | 12.5 | 9.5 | 2.3 | 63 | 71 | 213350260
DIAL | SZUN18WW230 | EMCA18CRE230 |  | 18000 | 18800 | 20.5 | 12.5 | 10 | 2.36 | 64 | 70 | 213350261
HISENSE | AS-24UW3SKKVT00 | AS-24UW3SKKVT00 |  | 24000 | 26000 | 21 | 12.5 | 10 | 1.75 | 60 | 70 | 213803155
HISENSE | AST-18UW3SBBDH01 | AST-18UW3SBBDH01 |  | 18000 | 19000 | 20.5 | 13.2 | 9.5 | 1.8 | 55 | 70 | 213803154
HISENSE | AST-12UW3SXEDH02 | AST-12UW3SXEDH02 |  | 12000 | 12000 | 23.5 | 12.7 | 9.5 | 2.05 | 57 | 70 | 213803153
HISENSE | AST-09UW3SXEDH01 | AST-09UW3SXEDH01 |  | 9000 | 10000 | 25.5 | 14.5 | 10.5 | 2.05 | 55 | 70 | 213803152
ICONIC AIR SOLUTION | ICOO18AK | IFOC18IK |  | 16000 | 19000 | 20.5 | 12.5 | 10.5 | 2.16 | 63 | 67 | 214389546
ICONIC AIR SOLUTION | ICOO12AK | IFOC12IK |  | 12000 | 12000 | 22.7 | 14 | 10 | 2.27 | 74 | 67 | 214389545
ICONIC AIR SOLUTION | ICOO09AJ | IFOH09IJ |  | 9000 | 10000 | 23 | 13.8 | 9.8 | 2.06 | 59 | 67 | 214389494
ICONIC AIR SOLUTION | ICOO12AJ | IFOH12IJ |  | 12000 | 12000 | 22.7 | 12.5 | 10.4 | 2.06 | 74 | 56 | 214389495
ICONIC AIR SOLUTION | ICAO09AK | IFAH09IK |  | 9000 | 10000 | 21.7 | 12.6 | 9.1 | 1.96 | 69 | 64 | 214389487
ICONIC AIR SOLUTION | ICAO09AJ | IFAH09IJ |  | 9000 | 10000 | 21.5 | 12.5 | 9 | 1.89 | 68 | 60 | 214389485
KANIONco | KWSM-24IR410AHS20 | KWSM-24IR410AHS20 |  | 23000 | 24000 | 20 | 12.5 | 9 | 1.8 | 58 | 67 | 209248939
COMFORTSTAR | CHT24CD-23(O) | CHT24CD-23(I) |  | 23000 | 24000 | 20 | 12.5 | 9 | 1.8 | 58 | 67 | 213803147
ZERO | ZMSB-24HVT-USHH | ZMSB-24HVT-USHH |  | 23000 | 24000 | 20 | 12.5 | 9 | 1.8 | 58 | 67 | 212349509
Classic America | MSCT-24HAC2-O | MSCT-24HAC2-I |  | 23000 | 24000 | 20 | 12.5 | 9 | 1.8 | 58 | 67 | 210720784
ForestAir | FA-H23-D23TL/O-ES | FA-H23-D23TL/I-ES |  | 23000 | 24000 | 20 | 12.5 | 9 | 1.8 | 58 | 67 | 207797364
Clima Smart | MCH24-CS-S23-O | MCH24-CS-S23-I |  | 23000 | 24000 | 20 | 12.5 | 9 | 1.8 | 58 | 67 | 211257106
ApooDr | ATPRO23-24H1B | ATPRO23-24H1A |  | 23000 | 24000 | 20 | 12.5 | 9 | 1.8 | 58 | 67 | 212390863
MOLLIE | A54-SAC-001-24K-WIFI-B | A54-SAC-001-24K-WIFI-A |  | 23000 | 24000 | 20 | 12.5 | 9 | 1.8 | 58 | 67 | 211694658
Dawes | DAWES-CHD24USA | DAWES-CHD24USA |  | 23000 | 24000 | 20 | 12.5 | 9 | 1.8 | 58 | 67 | 212394363
SKM AIR CONDITIONING EQUIPMENT | MSKM-24 | MSKM-24 |  | 23000 | 24000 | 20 | 12.5 | 9 | 1.8 | 58 | 67 | 208842431
DELLA | 048-TP-24K2V-20S-OUT | 048-TP-24K2V-20S-IN |  | 23000 | 24000 | 20 | 12.5 | 9 | 1.8 | 58 | 67 | 213927345
Klimaire | KOIU24H2-1 | KIWU24H2-1A |  | 23000 | 24000 | 20 | 12.5 | 9 | 1.8 | 58 | 67 | 213244570
AIR-CON | ALPCI4H4E24 | ALPEM4H4E24 |  | 23000 | 24000 | 20 | 12.5 | 9 | 1.8 | 58 | 67 | 211694654
MOLLIE | A54-SAC-001-24K-WIFI-FT-B | A54-SAC-001-24K-WIFI-FT-A |  | 23000 | 24000 | 20 | 12.5 | 9 | 1.8 | 58 | 67 | 214094614
AIRGREAN | AG-24IR410AHS20 | AG-24IR410AHS20 |  | 23000 | 24000 | 20 | 12.5 | 9 | 1.8 | 58 | 67 | 207874696
DAIZUKI | DXTH24C426A-23 | DXTH24E426A-23 |  | 23000 | 24000 | 20 | 12.5 | 9 | 1.8 | 58 | 67 | 211158695
FUJIECO | FES-24H2TK-ES(O) | FES-24H2TK-ES(I) |  | 23000 | 24000 | 20 | 12.5 | 9 | 1.8 | 58 | 67 | 211306454
Pioneer | YN024GLFI22RPD | WT024GLFI22HLD |  | 23000 | 24000 | 20 | 12.5 | 9 | 1.8 | 58 | 67 | 207743771
TCL | TSC-24HA2/I3TI20 | TSC-24HA2/I3TI20-I |  | 23000 | 24000 | 20 | 12.5 | 9 | 1.8 | 58 | 67 | 207688892
NORTHCO CLIMAT.CA | TSC-NCC-18HA2/I3XI21 | TSC-NCC-18HA2/I3XI21 |  | 18000 | 18000 | 22 | 13 | 9 | 1.8 | 56 | 66 | 214311073
MOLLIE | A54-SAC-001-18K-WIFI-FT-B | A54-SAC-001-18K-WIFI-FT-A |  | 18000 | 18000 | 22 | 13 | 9 | 1.8 | 56 | 66 | 214061928
ZOKOP | TSC-18HA2/I3XI21-O | TSC-18HA2/I3XI21-I |  | 18000 | 18000 | 22 | 13 | 9 | 1.8 | 56 | 66 | 213927375
Rovsun | TSC-18HA2/I3XI21-O | TSC-18HA2/I3XI21-I |  | 18000 | 18000 | 22 | 13 | 9 | 1.8 | 56 | 66 | 213927363
DELLA | 048-TP-18K2V-22S-OUT | 048-TP-18K2V-22S-IN |  | 18000 | 18000 | 22 | 13 | 9 | 1.8 | 56 | 66 | 213927344
COMFORTSTAR | CHT18CD-23(O) | CHT18CD-23(I) |  | 18000 | 18000 | 22 | 13 | 9 | 1.8 | 56 | 66 | 213803146
Klimaire | KOIU18H2-1 | KIWU18H2-1A |  | 18000 | 18000 | 22 | 13 | 9 | 1.8 | 56 | 66 | 213244569
Dawes | DAWES-CHD18USA | DAWES-CHD18USA |  | 18000 | 18000 | 22 | 13 | 9 | 1.8 | 56 | 66 | 212394362
ApooDr | ATPRO23-18H1B | ATPRO23-18H1A |  | 18000 | 18000 | 22 | 13 | 9 | 1.8 | 56 | 66 | 212390862
TURBRO | GL18K230-O | GL18K230-I |  | 18000 | 18000 | 22 | 13 | 9 | 1.8 | 56 | 66 | 212386868
ZERO | ZMSB-18HVT-USHH | ZMSB-18HVT-USHH |  | 18000 | 18000 | 22 | 13 | 9 | 1.8 | 56 | 66 | 212349508
MOLLIE | A54-SAC-001-18K-WIFI-B | A54-SAC-001-18K-WIFI-A |  | 18000 | 18000 | 22 | 13 | 9 | 1.8 | 56 | 66 | 211694657
AIR-CON | ALPCI4H4E18 | ALPEM4H4E18 |  | 18000 | 18000 | 22 | 13 | 9 | 1.8 | 56 | 66 | 211694653
FUJIECO | FES-18H2TK-ES(O) | FES-18H2TK-ES(I) |  | 18000 | 18000 | 22 | 13 | 9 | 1.8 | 56 | 66 | 211306453
Clima Smart | MCH18-CS-S23-O | MCH18-CS-S23-I |  | 18000 | 18000 | 22 | 13 | 9 | 1.8 | 56 | 66 | 211257105
DAIZUKI | DXTH18C426A-23 | DXTH18E426A-23 |  | 18000 | 18000 | 22 | 13 | 9 | 1.8 | 56 | 66 | 211158694
TOP LIFE | TOP-18HA2/TI21-O | TOP-18HA2/TI21-I |  | 18000 | 18000 | 22 | 13 | 9 | 1.8 | 56 | 66 | 210448882
GENERALLUX | TSC-GL-18HA2/I3TO21 | TSC-GL-18HA2/I3TI21 |  | 18000 | 18000 | 22 | 13 | 9 | 1.8 | 56 | 66 | 209457665
KANIONco | KWSM-18IR410AHS21.5 | KWSM-18IR410AHS21.5 |  | 18000 | 18000 | 22 | 13 | 9 | 1.8 | 56 | 66 | 209248938
SKM AIR CONDITIONING EQUIPMENT | MSKM-18 | MSKM-18 |  | 18000 | 18000 | 22 | 13 | 9 | 1.8 | 56 | 66 | 208842430
AIRGREAN | AG-18IR410AHS21.5 | AG-18IR410AHS21.5 |  | 18000 | 18000 | 22 | 13 | 9 | 1.8 | 56 | 66 | 207874693
ForestAir | FA-H18-D23TL/O-ES | FA-H18-D23TL/I-ES |  | 18000 | 18000 | 22 | 13 | 9 | 1.8 | 56 | 66 | 207797363
Pioneer | YN018GLFI22RPD | WT018GLFI22HLD |  | 18000 | 18000 | 22 | 13 | 9 | 1.8 | 56 | 66 | 207743770
TCL | TSC-18HA2/I3TI21 | TSC-18HA2/I3TI21-I |  | 18000 | 18000 | 22 | 13 | 9 | 1.8 | 56 | 66 | 207688891
SAMSUNG | AR18CSDADWKX | AR18CSDABWKN |  | 18000 | 20000 | 21 | 13.15 | 9.7 | 2 | 112 | 95 | 213288945
SAMSUNG | AR18CSDAEWKX | AR18CSDABWKN |  | 18000 | 20000 | 21 | 13.15 | 9.7 | 2 | 112 | 95 | 213288943
SAMSUNG | AR24CSDADWKX | AR24CSDADWKN |  | 21000 | 24400 | 20 | 12.5 | 9.5 | 2 | 115 | 100 | 213288942
SAMSUNG | AR24CSDAEWKX | AR24CSDADWKN |  | 21000 | 24400 | 20 | 12.5 | 9.5 | 2 | 115 | 100 | 213288941
SAMSUNG | AR24CSDABWKX | AR24CSDABWKN |  | 21000 | 25000 | 20 | 12.5 | 9.2 | 2 | 112 | 98 | 210445766
SAMSUNG | AR12CSDABWKX | AR12CSDABWKN |  | 12000 | 12000 | 23 | 13.5 | 10.5 | 2.2 | 95 | 91 | 210445759
SAMSUNG | AR09CSDACWKX | AR09CSDABWKN |  | 9000 | 11000 | 24.5 | 15.5 | 10.5 | 2.3 | 91 | 78 | 210445758
SAMSUNG | AR09CSDABWKX | AR09CSDABWKN |  | 9000 | 11000 | 24.5 | 15.5 | 10.5 | 2.3 | 91 | 78 | 210445757
SAMSUNG | AR24CSDACWKX | AR24CSDABWKN |  | 21000 | 25000 | 20 | 12.5 | 9.2 | 2 | 112 | 98 | 210436268
SAMSUNG | AR12CSDACWKX | AR12CSDABWKN |  | 12000 | 12000 | 23 | 13.5 | 10.5 | 2.2 | 95 | 91 | 210436264
SAMSUNG | AR15CSDABWKX | AR15CSDABWKN |  | 15000 | 15000 | 21.5 | 14 | 10.8 | 2 | 136 | 109 | 210445761
SAMSUNG | AR15CSDACWKX | AR15CSDABWKN |  | 15000 | 15000 | 21.5 | 14 | 10.8 | 2 | 136 | 109 | 210436265
FUJITSU | AOUH30LUAH1 | AUUH30LUAS |  | 28600 | 32000 | 22 | 13.5 | 11 | 1.76 | 61 | 103 | 207657379
RUUD | RO1HHZ24AJ8S | RISHHZ24AJ8S |  | 24000 | 27000 | 21.5 | 12.3 | 10.5 | 2.08 | 65 | 87 | 211781765
RHEEM | RO1HHZ24AJ8S | RISHHZ24AJ8S |  | 24000 | 27000 | 21.5 | 12.3 | 10.5 | 2.08 | 65 | 87 | 211781748
FUJITSU | AOUH24LUAS1 | ABUH24LUAS |  | 24000 | 27000 | 21.5 | 12.3 | 10.5 | 2.08 | 65 | 87 | 211078836
RUUD | RO1HHZ24AJ8S | RIGHHZ24AJ8S |  | 24000 | 27000 | 23 | 12.6 | 11 | 2.12 | 67 | 87 | 211781761
RHEEM | RO1HHZ24AJ8S | RIGHHZ24AJ8S |  | 24000 | 27000 | 23 | 12.6 | 11 | 2.12 | 67 | 87 | 211781744
FUJITSU | AOUH24LUAS1 | AUUH24LUAS |  | 24000 | 27000 | 23 | 12.6 | 11 | 2.12 | 67 | 87 | 211078831
FUJITSU | AOUH12LMBS1 | ASUH12LMAS |  | 12000 | 14000 | 23 | 12.5 | 11.1 | 2.36 | 61 | 74 | 210191038
FUJITSU | AOUH12LMBH1 | ASUH12LMAS |  | 12000 | 14000 | 23 | 12.5 | 11 | 2.18 | 61 | 74 | 210191037
RUUD | RO1HHZ12AJ2S | UIWHHZ12AJ2S |  | 12000 | 14500 | 23 | 12.5 | 11.1 | 2.36 | 61 | 71 | 210368129
RHEEM | RO1HHZ12AJ2S | RIWHHZ12AJ2S |  | 12000 | 14500 | 23 | 12.5 | 11.1 | 2.36 | 61 | 71 | 210368128
FUJITSU | AOUH12LMAS1 | ASUH12LMAS |  | 12000 | 14500 | 23 | 12.5 | 11.1 | 2.36 | 61 | 71 | 207615689
FUJITSU | AOUH09LEAS1 | ASUH09LMAS |  | 9000 | 10900 | 21.3 | 12.5 | 10 | 1.96 | 61 | 74 | 207454671
RUUD | RO1HHZ24AJ2S | UIWHHZ24AJ2S |  | 22000 | 25200 | 22.5 | 12.5 | 11.4 | 2.04 | 62 | 99 | 210368117
RHEEM | RO1HHZ24AJ2S | RIWHHZ24AJ2S |  | 22000 | 25200 | 22.5 | 12.5 | 11.4 | 2.04 | 62 | 99 | 210368116
FUJITSU | AOUH24LMAS1 | ASUH24LMAS |  | 22000 | 25200 | 22.5 | 12.5 | 11.4 | 2.04 | 62 | 99 | 206913028
RUUD | RO1HHZ18AJ2S | UIWHHZ18AJ2S |  | 18000 | 21600 | 21.1 | 13 | 11.5 | 2 | 63 | 100 | 210368115
RHEEM | RO1HHZ18AJ2S | RIWHHZ18AJ2S |  | 18000 | 21600 | 21.1 | 13 | 11.5 | 2 | 63 | 100 | 210368114
FUJITSU | AOUH18LMAS1 | ASUH18LMAS |  | 18000 | 21600 | 21.1 | 13 | 11.5 | 2 | 63 | 100 | 206913027
RUUD | RO1HGZ15AJ1H | UIWHGZ15AJ1S |  | 14500 | 18000 | 25.3 | 13.9 | 12.7 | 2.34 | 62 | 97 | 210368109
RHEEM | RO1HGZ15AJ1H | RIWHGZ15AJ1S |  | 14500 | 18000 | 25.3 | 13.9 | 12.7 | 2.34 | 62 | 97 | 210368108
FUJITSU | AOUG15LZAH1 | ASUG15LZBS |  | 14500 | 18000 | 25.3 | 13.9 | 12.7 | 2.34 | 62 | 97 | 206597213
RUUD | RO1HGZ15AJ1S | UIWHGZ15AJ1S |  | 14500 | 18000 | 25.3 | 13.9 | 12.8 | 2.52 | 62 | 97 | 210368107
RHEEM | RO1HGZ15AJ1S | RIWHGZ15AJ1S |  | 14500 | 18000 | 25.3 | 13.9 | 12.8 | 2.52 | 62 | 97 | 210368106
FUJITSU | AOUG15LZAS1 | ASUG15LZBS |  | 14500 | 18000 | 25.3 | 13.9 | 12.8 | 2.52 | 62 | 97 | 206597212
RUUD | RO1HGZ09AJ1H | UIWHGZ09AJ1S |  | 9000 | 12000 | 33.1 | 18 | 13.3 | 2 | 62 | 128 | 210368101
RHEEM | RO1HGZ09AJ1H | RIWHGZ09AJ1S |  | 9000 | 12000 | 33.1 | 18 | 13.3 | 2 | 62 | 128 | 210368100
FUJITSU | AOUG09LZAH1 | ASUG09LZBS |  | 9000 | 12000 | 33.1 | 18 | 13.3 | 2 | 62 | 128 | 206597209
RUUD | RO1HGZ09AJ1S | UIWHGZ09AJ1S |  | 9000 | 12000 | 33.1 | 18 | 13.4 | 2.14 | 62 | 128 | 210368099
RHEEM | RO1HGZ09AJ1S | RIWHGZ09AJ1S |  | 9000 | 12000 | 33.1 | 18 | 13.4 | 2.14 | 62 | 128 | 210368098
FUJITSU | AOUG09LZAS1 | ASUG09LZBS |  | 9000 | 12000 | 33.1 | 18 | 13.4 | 2.14 | 62 | 128 | 206597208
RUUD | RO1HHZ12AJ8S | RICHHZ12AJ8S |  | 12000 | 16000 | 23 | 12.8 | 11.3 | 2.02 | 67 | 97 | 210824714
RHEEM | RO1HHZ12AJ8S | RICHHZ12AJ8S |  | 12000 | 16000 | 23 | 12.8 | 11.3 | 2.02 | 67 | 97 | 210824712
FUJITSU | AOUH12LUAS1 | ACUH12LUAS1 |  | 12000 | 16000 | 23 | 12.8 | 11.3 | 2.02 | 67 | 97 | 206579744
RUUD | RO1HHZ09AJ8S | RICHHZ09AJ8S |  | 9000 | 12000 | 23.5 | 13.6 | 11.8 | 2.22 | 65 | 84 | 210824709
RHEEM | RO1HHZ09AJ8S | RICHHZ09AJ8S |  | 9000 | 12000 | 23.5 | 13.6 | 11.8 | 2.22 | 65 | 84 | 210824705
FUJITSU | AOUH09LUAS1 | ACUH09LUAS1 |  | 9000 | 12000 | 23.5 | 13.6 | 11.8 | 2.22 | 65 | 84 | 206579743
RUUD | RO1HHZ09AJ2H | UIWHHZ09AJ2S |  | 9000 | 12000 | 26.5 | 15.4 | 12.3 | 2 | 62 | 78 | 210368095
RHEEM | RO1HHZ09AJ2H | RIWHHZ09AJ2S |  | 9000 | 12000 | 26.5 | 15.4 | 12.3 | 2 | 62 | 78 | 210368094
FUJITSU | AOUH09LMAH1 | ASUH09LMAS |  | 9000 | 12000 | 26.5 | 15.4 | 12.3 | 2 | 62 | 78 | 206263449
FUJITSU | AOUG15LZAH1 | ASUG15LZAS |  | 14500 | 18000 | 25.3 | 13.9 | 12.7 | 2.34 | 62 | 97 | 204740071
FUJITSU | AOUG15LZAS1 | ASUG15LZAS |  | 14500 | 18000 | 25.3 | 13.9 | 12.8 | 2.52 | 62 | 97 | 204740070
FUJITSU | AOUG09LZAH1 | ASUG09LZAS |  | 9000 | 12000 | 33.1 | 18 | 13.3 | 2 | 62 | 128 | 204740067
FUJITSU | AOUG09LZAS1 | ASUG09LZAS |  | 9000 | 12000 | 33.1 | 18 | 13.4 | 2.14 | 62 | 128 | 204740066
RUUD | RO1HFZ30AJ2H | UIWHFZ30AJ2S |  | 30000 | 32000 | 18.7 | 12.5 | 10 | 2.02 | 59 | 95 | 210368093
RUUD | ROSH18VGSN | RICH18AXCJ |  | 18000 | 21000 | 22 | 13.4 | 10.5 | 2.32 | 59 | 86 | 206221538
RHEEM | RO1HFZ30AJ2H | RIWHFZ30AJ2S |  | 30000 | 32000 | 18.7 | 12.5 | 10 | 2.02 | 59 | 95 | 210368092
FUJITSU | AOU18RGLX | AUU18RGLX |  | 18000 | 21000 | 22 | 13.4 | 10.5 | 2.32 | 59 | 86 | 202195106
RUUD | ROSH30AHXHJ | UIWH30AVFJ |  | 30000 | 32000 | 18.7 | 12.5 | 10 | 2.02 | 59 | 95 | 206221507
RHEEM | ROSH18VGSN | RICH18AXCJ |  | 18000 | 21000 | 22 | 13.4 | 10.5 | 2.32 | 59 | 86 | 202244046
RUUD | UOSH30AHXHJ | UIWH30AVFJ |  | 30000 | 32000 | 18.7 | 12.5 | 10 | 2.02 | 59 | 95 | 10595382
RHEEM | ROSH30AHXHJ | RIWH30AVFJ |  | 30000 | 32000 | 18.7 | 12.5 | 10 | 2.02 | 59 | 95 | 10595381
FUJITSU | AOU30RLXEH | ASU30RLE |  | 30000 | 32000 | 18.7 | 12.5 | 10 | 2.02 | 59 | 95 | 8912454
RUUD | RO1HFZ24AJ2H | UIWHFZ24AJ2S |  | 22000 | 25200 | 19.5 | 12.5 | 10.5 | 2.04 | 71 | 92 | 210368091
RHEEM | RO1HFZ24AJ2H | RIWHFZ24AJ2S |  | 22000 | 25200 | 19.5 | 12.5 | 10.5 | 2.04 | 71 | 92 | 210368090
RUUD | ROSH24AHXHJ | UIWH24AVFJ |  | 22000 | 25200 | 19.5 | 12.5 | 10.5 | 2.04 | 71 | 92 | 206221506
RUUD | RO1HFZ18AJ2H | UIWHFZ18AJ2S |  | 18000 | 21600 | 20 | 13.3 | 10 | 2.18 | 68 | 88 | 210368089
RHEEM | RO1HFZ18AJ2H | RIWHFZ18AJ2S |  | 18000 | 21600 | 20 | 13.3 | 10 | 2.18 | 68 | 88 | 210368088
RHEEM | ROSH24AHXHJ | RIWH24AVFJ |  | 22000 | 25200 | 19.5 | 12.5 | 10.5 | 2.04 | 71 | 92 | 10595379
FUJITSU | AOU24RLXFWH | ASU24RLF |  | 22000 | 25200 | 19.5 | 12.5 | 10.5 | 2.04 | 71 | 92 | 8779046
RUUD | ROSH18AHXHJ | UIWH18AVFJ |  | 18000 | 21600 | 20 | 13.3 | 10 | 2.18 | 68 | 88 | 206221505
RHEEM | ROSH18AHXHJ | RIWH18AVFJ |  | 18000 | 21600 | 20 | 13.3 | 10 | 2.18 | 68 | 88 | 10595377
FUJITSU | AOU18RLXFWH | ASU18RLF |  | 18000 | 21600 | 20 | 13.3 | 10 | 2.18 | 68 | 88 | 8779045
RUUD | RO1HFZ15AJ2H | RIFHFZ15AJ2S |  | 14200 | 18000 | 20.3 | 12.5 | 10.5 | 1.84 | 64 | 101 | 210368087
RHEEM | RO1HFZ15AJ2H | RIFHFZ15AJ2S |  | 14200 | 18000 | 20.3 | 12.5 | 10.5 | 1.84 | 64 | 101 | 210368086
RUUD | ROSH15AFFHJ | RIFH15AVFJ |  | 14200 | 18000 | 20.3 | 12.5 | 10.5 | 1.84 | 64 | 101 | 206221510
RUUD | UOSH15AFFHJ | RIFH15AVFJ |  | 14200 | 18000 | 20.3 | 12.5 | 10.5 | 1.84 | 64 | 101 | 10595390
RHEEM | ROSH15AFFHJ | RIFH15AVFJ |  | 14200 | 18000 | 20.3 | 12.5 | 10.5 | 1.84 | 64 | 101 | 10595389
RUUD | RO1HFZ12AJ2H | RIFHFZ12AJ2S |  | 12000 | 16000 | 22.7 | 13.1 | 11 | 1.9 | 66 | 84 | 210368085
RHEEM | RO1HFZ12AJ2H | RIFHFZ12AJ2S |  | 12000 | 16000 | 22.7 | 13.1 | 11 | 1.9 | 66 | 84 | 210368084
FUJITSU | AOU15RLFFH | AGU15RLF |  | 14200 | 18000 | 20.3 | 12.5 | 10.5 | 1.84 | 64 | 101 | 6937311
RUUD | ROSH12AFFHJ | RIFH12AVFJ |  | 12000 | 16000 | 22.7 | 13.1 | 11 | 1.9 | 66 | 84 | 206221509
RUUD | UOSH12AFFHJ | RIFH12AVFJ |  | 12000 | 16000 | 22.7 | 13.1 | 11 | 1.9 | 66 | 84 | 10595387
RUUD | RO1HFZ09AJ2H | RIFHFZ09AJ2S |  | 9000 | 12000 | 26 | 16 | 11.6 | 1.9 | 63 | 112 | 210368083
RHEEM | ROSH12AFFHJ | RIFH12AVFJ |  | 12000 | 16000 | 22.7 | 13.1 | 11 | 1.9 | 66 | 84 | 10595386
RHEEM | RO1HFZ09AJ2H | RIFHFZ09AJ2S |  | 9000 | 12000 | 26 | 16 | 11.6 | 1.9 | 63 | 112 | 210368082
FUJITSU | AOU12RLFFH | AGU12RLF |  | 12000 | 16000 | 22.7 | 13.1 | 11 | 1.9 | 66 | 84 | 6937310
RUUD | ROSH09AFFHJ | RIFH09AVFJ |  | 9000 | 12000 | 26 | 16 | 11.6 | 1.9 | 63 | 112 | 206221508
RUUD | RO1HFZ15AJ2S | RIFHFZ15AJ2S |  | 14200 | 18000 | 20.3 | 12.5 | 10.7 | 1.84 | 64 | 101 | 210368081
RHEEM | ROSH09AFFHJ | RIFH09AVFJ |  | 9000 | 12000 | 26 | 16 | 11.6 | 1.9 | 63 | 112 | 10595383
RHEEM | RO1HFZ15AJ2S | RIFHFZ15AJ2S |  | 14200 | 18000 | 20.3 | 12.5 | 10.7 | 1.84 | 64 | 101 | 210368080
RUUD | ROSH15AFFJ | RIFH15AVFJ |  | 14200 | 18000 | 20.3 | 12.5 | 10.7 | 1.84 | 64 | 101 | 206221513
FUJITSU | AOU9RLFFH | AGU9RLF |  | 9000 | 12000 | 26 | 16 | 11.6 | 1.9 | 63 | 112 | 6937309
RUUD | UOSH15AFFJ | RIFH15AVFJ |  | 14200 | 18000 | 20.3 | 12.5 | 10.7 | 1.84 | 64 | 101 | 10595397
RHEEM | ROSH15AFFJ | RIFH15AVFJ |  | 14200 | 18000 | 20.3 | 12.5 | 10.7 | 1.84 | 64 | 101 | 10595396
RUUD | RO1HFZ12AJ2S | RIFHFZ12AJ2S |  | 12000 | 16000 | 22.7 | 13.1 | 11.2 | 1.9 | 66 | 84 | 210368079
FUJITSU | AOU15RLFF | AGU15RLF |  | 14200 | 18000 | 20.3 | 12.5 | 10.7 | 1.84 | 64 | 101 | 6936997
RHEEM | RO1HFZ12AJ2S | RIFHFZ12AJ2S |  | 12000 | 16000 | 22.7 | 13.1 | 11.2 | 1.9 | 66 | 84 | 210368078
RUUD | ROSH12AFFJ | RIFH12AVFJ |  | 12000 | 16000 | 22.7 | 13.1 | 11.2 | 1.9 | 66 | 84 | 206221512
RUUD | UOSH12AFFJ | RIFH12AVFJ |  | 12000 | 16000 | 22.7 | 13.1 | 11.2 | 1.9 | 66 | 84 | 10595395
RHEEM | ROSH12AFFJ | RIFH12AVFJ |  | 12000 | 16000 | 22.7 | 13.1 | 11.2 | 1.9 | 66 | 84 | 10595394
FUJITSU | AOU12RLFF | AGU12RLF |  | 12000 | 16000 | 22.7 | 13.1 | 11.2 | 1.9 | 66 | 84 | 6936996
RUUD | RO1HFZ09AJ2S | RIFHFZ09AJ2S |  | 9000 | 12000 | 26 | 16 | 11.8 | 1.9 | 63 | 112 | 210368077
RHEEM | RO1HFZ09AJ2S | RIFHFZ09AJ2S |  | 9000 | 12000 | 26 | 16 | 11.8 | 1.9 | 63 | 112 | 210368076
RUUD | ROSH09AFFJ | RIFH09AVFJ |  | 9000 | 12000 | 26 | 16 | 11.8 | 1.9 | 63 | 112 | 206221511
RHEEM | ROSH09AFFJ | RIFH09AVFJ |  | 9000 | 12000 | 26 | 16 | 11.8 | 1.9 | 63 | 112 | 10595392
FUJITSU | AOU9RLFF | AGU9RLF |  | 9000 | 12000 | 26 | 16 | 11.8 | 1.9 | 63 | 112 | 6936995
Trane / Mitsubishi Electric | PUZ-A18NKA7*** | TPLA0A0181EA70* |  | 18000 | 23000 | 25 | 14.4 | 9.2 |  | 48 |  | 206720308
Trane / Mitsubishi Electric | TRUZA0121KA70** | TPKA0A0121LA*** |  | 12000 | 18000 | 21.3 | 13.3 | 10.2 | 2.07 | 59 | 42 | 211497117
Mitsubishi Electric | PUZ-A12NKA7*** | PKA-A12LA* |  | 12000 | 18000 | 21.3 | 13.3 | 10.2 | 2.07 | 59 | 42 | 211546903
Trane / Mitsubishi Electric | PUZ-A12NKA7*** | TPLA0A0121EA70* |  | 12000 | 20000 | 26.9 | 16.4 | 10.9 |  | 51 |  | 206720305
Trane / Mitsubishi Electric | TRUZA0121KA70** | PKA-A12LA* |  | 12000 | 18000 | 21.3 | 13.3 | 10.2 | 2.07 | 59 | 42 | 214442687
Trane / Mitsubishi Electric | PUZ-A12NKA7*** | TPKA0A0121LA*** |  | 12000 | 18000 | 21.3 | 13.3 | 10.2 | 2.07 | 59 | 42 | 214442686
Mitsubishi Electric | MUZ-FS18NA*** | MSZ-FS18NA*** |  | 17200 | 19000 | 21 | 12.5 | 10.7 | 2 | 67 | 118 | 209832207
Mitsubishi Electric | MUZ-FS06NAH*** | MSZ-FS06NA*** |  | 6000 | 8700 | 32.2 | 19.05 | 10.9 | 2.46 | 68 | 121 | 209832200
Mitsubishi Electric | MUZ-FS15NA*** | MSZ-FS15NA*** |  | 14000 | 16000 | 22.3 | 14 | 10.4 | 2 | 63 | 121 | 209832205
Mitsubishi Electric | MUZ-FS18NAH*** | MSZ-FS18NA*** |  | 17200 | 19000 | 21 | 12.5 | 10.3 | 2 | 67 | 118 | 209832208
Trane / Mitsubishi Electric | MUZ-GS09NA*** | NTXWST09B112** |  | 9000 | 10900 | 28.4 | 15.4 | 10.9 | 2.12 | 60 | 72 | 207705479
Trane / Mitsubishi Electric | MUZ-GS12NA*** | NTXWST12B112** |  | 12000 | 14400 | 25.6 | 13.05 | 10.7 | 2 | 63 | 70 | 207705480
Trane / Mitsubishi Electric | MUZ-GS15NA*** | NTXWST15B112** |  | 14000 | 18000 | 21 | 12.75 | 11 | 2.03 | 67 | 78 | 207705482
Trane / Mitsubishi Electric | MUZ-GS24NA*** | NTXWST24B112** |  | 22400 | 27600 | 21.5 | 12.6 | 10.3 | 2.1 | 64 | 71 | 207705484
Trane / Mitsubishi Electric | MUZ-GS09NAHZ*** | NTXWST09B112** |  | 9000 | 9600 | 28.4 | 15.4 | 9.6 | 2.01 | 59 | 100 | 207705492
Trane / Mitsubishi Electric | MUZ-GS12NAHZ*** | NTXWST12B112** |  | 12000 | 12300 | 21.7 | 13.05 | 9.6 | 1.84 | 62 | 100 | 207705494
Trane / Mitsubishi Electric | MUZ-GS15NAHZ*** | NTXWST15B112** |  | 14000 | 14000 | 21 | 12.75 | 9.4 | 1.91 | 62 | 100 | 207705495
Trane / Mitsubishi Electric | MUZ-FS06NA*** | NTXWPH06B112A* |  | 6000 | 8700 | 32.2 | 19.05 | 11.9 | 2.46 | 68 | 121 | 209832980
Trane / Mitsubishi Electric | MUZ-FS09NA*** | NTXWPH09B112A* |  | 9000 | 9600 | 29.8 | 16.05 | 10.9 | 2.4 | 61 | 118 | 209832985
Trane / Mitsubishi Electric | MUZ-FS12NA*** | NTXWPH12B112A* |  | 12000 | 12300 | 26.3 | 13.8 | 11.1 | 2.3 | 68 | 120 | 209832990
Trane / Mitsubishi Electric | MUZ-FS15NA*** | NTXWPH15B112A* |  | 14000 | 16000 | 22.3 | 14 | 10.4 | 2 | 63 | 121 | 209832995
Trane / Mitsubishi Electric | MUZ-FS18NA*** | NTXWPH18B112A* |  | 17200 | 19000 | 21 | 12.5 | 10.7 | 2 | 67 | 118 | 209833000
American Standard / Mitsubishi Electric | MUZ-GS09NA*** | NAXWST09B112** |  | 9000 | 10900 | 28.4 | 15.4 | 10.9 | 2.12 | 60 | 72 | 207705485
American Standard / Mitsubishi Electric | MUZ-GS12NA*** | NAXWST12B112** |  | 12000 | 14400 | 25.6 | 13.05 | 10.7 | 2 | 63 | 70 | 207705487
American Standard / Mitsubishi Electric | MUZ-GS15NA*** | NAXWST15B112** |  | 14000 | 18000 | 21 | 12.75 | 11 | 2.03 | 67 | 78 | 207705488
American Standard / Mitsubishi Electric | MUZ-GS24NA*** | NAXWST24B112** |  | 22400 | 27600 | 21.5 | 12.6 | 10.3 | 2.1 | 64 | 71 | 207705491
American Standard / Mitsubishi Electric | MUZ-FS06NA*** | NAXWPH06B112A* |  | 6000 | 8700 | 32.2 | 19.05 | 11.9 | 2.46 | 68 | 121 | 209832979
American Standard / Mitsubishi Electric | MUZ-FS09NA*** | NAXWPH09B112A* |  | 9000 | 9600 | 29.8 | 16.05 | 10.9 | 2.4 | 61 | 118 | 209832984
American Standard / Mitsubishi Electric | MUZ-FS12NA*** | NAXWPH12B112A* |  | 12000 | 12300 | 26.3 | 13.8 | 11.1 | 2.3 | 68 | 120 | 209832989
American Standard / Mitsubishi Electric | MUZ-FS15NA*** | NAXWPH15B112A* |  | 14000 | 16000 | 22.3 | 14 | 10.4 | 2 | 63 | 121 | 209832994
American Standard / Mitsubishi Electric | MUZ-FS18NA*** | NAXWPH18B112A* |  | 17200 | 19000 | 21 | 12.5 | 10.7 | 2 | 67 | 118 | 209832999
Trane / Mitsubishi Electric | NTXSPH06B112A* | MSZ-FS06NA*** |  | 6000 | 8700 | 32.2 | 19.05 | 11.9 | 2.46 | 68 | 121 | 209832981
Trane / Mitsubishi Electric | NTXSPH09B112A* | MSZ-FS09NA*** |  | 9000 | 9600 | 29.8 | 16.05 | 10.9 | 2.4 | 61 | 118 | 209832986
Trane / Mitsubishi Electric | NTXSPH12B112A* | MSZ-FS12NA*** |  | 12000 | 12300 | 26.3 | 13.8 | 11.1 | 2.3 | 68 | 120 | 209832991
Trane / Mitsubishi Electric | NTXSPH15B112A* | MSZ-FS15NA*** |  | 14000 | 16000 | 22.3 | 14 | 10.4 | 2 | 63 | 121 | 209832996
Trane / Mitsubishi Electric | NTXSPH18B112A* | MSZ-FS18NA*** |  | 17200 | 19000 | 21 | 12.5 | 10.7 | 2 | 67 | 118 | 209833001
Trane / Mitsubishi Electric | NTXSPB06B112A* | MSZ-FS06NA*** |  | 6000 | 8700 | 32.2 | 19.05 | 10.9 | 2.46 | 68 | 121 | 209832983
Trane / Mitsubishi Electric | NTXSPB09B112A* | MSZ-FS09NA*** |  | 9000 | 9600 | 29.8 | 16.05 | 10 | 2.4 | 61 | 118 | 209832988
Trane / Mitsubishi Electric | NTXSPB12B112A* | MSZ-FS12NA*** |  | 12000 | 12300 | 26.3 | 13.8 | 10.4 | 2.3 | 68 | 120 | 209832993
Trane / Mitsubishi Electric | NTXSPB15B112A* | MSZ-FS15NA*** |  | 14000 | 16000 | 22.3 | 14 | 9.9 | 2 | 63 | 121 | 209832998
Trane / Mitsubishi Electric | NTXSPB18B112A* | MSZ-FS18NA*** |  | 17200 | 19000 | 21 | 12.5 | 10.3 | 2 | 67 | 118 | 209833003
Trane / Mitsubishi Electric | NTXSPH06B112A* | NTXWPH06B112A* |  | 6000 | 8700 | 32.2 | 19.05 | 11.9 | 2.46 | 68 | 121 | 209832258
Trane / Mitsubishi Electric | NTXSPH06B112A* | NAXWPH06B112A* |  | 6000 | 8700 | 32.2 | 19.05 | 11.9 | 2.46 | 68 | 121 | 209832982
Trane / Mitsubishi Electric | NTXSPH09B112A* | NAXWPH09B112A* |  | 9000 | 9600 | 29.8 | 16.05 | 10.9 | 2.4 | 61 | 118 | 209832987
Trane / Mitsubishi Electric | NTXSPH12B112A* | NAXWPH12B112A* |  | 12000 | 12300 | 26.3 | 13.8 | 11.1 | 2.3 | 68 | 120 | 209832992
Trane / Mitsubishi Electric | NTXSPH15B112A* | NAXWPH15B112A* |  | 14000 | 16000 | 22.3 | 14 | 10.4 | 2 | 63 | 121 | 209832997
Trane / Mitsubishi Electric | NTXSPH18B112A* | NAXWPH18B112A* |  | 17200 | 19000 | 21 | 12.5 | 10.7 | 2 | 67 | 118 | 209833002
Mitsubishi Electric | MUZ-FS09NAH*** | MSZ-FS09NA*** |  | 9000 | 9600 | 29.8 | 16.05 | 10 | 2.4 | 61 | 118 | 209832202
Mitsubishi Electric | MUZ-FS15NAH*** | MSZ-FS15NA*** |  | 14000 | 16000 | 22.3 | 14 | 9.9 | 2 | 63 | 121 | 209832206
Mitsubishi Electric | MUZ-FS12NAH*** | MSZ-FS12NA*** |  | 12000 | 12300 | 26.3 | 13.8 | 10.4 | 2.3 | 68 | 120 | 209832204
Mitsubishi Electric | MUZ-FS09NA*** | MSZ-FS09NA*** |  | 9000 | 9600 | 29.8 | 16.05 | 10.9 | 2.4 | 61 | 118 | 209832201
Mitsubishi Electric | MUZ-FS12NA*** | MSZ-FS12NA*** |  | 12000 | 12300 | 26.3 | 13.8 | 11.1 | 2.3 | 68 | 120 | 209832203
Trane / Mitsubishi Electric | NTXSPB09B112A* | NTXWPH09B112A* |  | 9000 | 9600 | 29.8 | 16.05 | 10 | 2.4 | 61 | 118 | 213361516
Trane / Mitsubishi Electric | NTXSPB09B112A* | NAXWPH09B112A* |  | 9000 | 9600 | 29.8 | 16.05 | 10 | 2.4 | 61 | 118 | 213361517
Trane / Mitsubishi Electric | NTXSPB12B112A* | NTXWPH12B112A* |  | 12000 | 12300 | 26.3 | 13.8 | 10.4 | 2.3 | 68 | 120 | 213361518
Trane / Mitsubishi Electric | NTXSPB15B112A* | NTXWPH15B112A* |  | 14000 | 16000 | 22.3 | 14 | 9.9 | 2 | 63 | 121 | 213361520
Trane / Mitsubishi Electric | NTXSPB12B112A* | NAXWPH12B112A* |  | 12000 | 12300 | 26.3 | 13.8 | 10.4 | 2.3 | 68 | 120 | 213361519
Trane / Mitsubishi Electric | NTXSPB15B112A* | NAXWPH15B112A* |  | 14000 | 16000 | 22.3 | 14 | 9.9 | 2 | 63 | 121 | 213361521
American Standard / Mitsubishi Electric | MUZ-FS06NAH*** | NAXWPH06B112A* |  | 6000 | 8700 | 32.2 | 19.05 | 10.9 | 2.46 | 68 | 121 | 213879420
American Standard / Mitsubishi Electric | MUZ-FS09NAH*** | NAXWPH09B112A* |  | 9000 | 9600 | 29.8 | 16.05 | 10 | 2.4 | 61 | 118 | 213879421
Trane / Mitsubishi Electric | NTXSPB06B112A* | NTXWPH06B112A* |  | 6000 | 8700 | 32.2 | 19.05 | 10.9 | 2.46 | 68 | 121 | 213361514
Trane / Mitsubishi Electric | NTXSPB18B112A* | NTXWPH18B112A* |  | 17200 | 19000 | 21 | 12.5 | 10.3 | 2 | 67 | 118 | 213361522
Trane / Mitsubishi Electric | NTXSPB06B112A* | NAXWPH06B112A* |  | 6000 | 8700 | 32.2 | 19.05 | 10.9 | 2.46 | 68 | 121 | 213361515
Trane / Mitsubishi Electric | NTXSPB18B112A* | NAXWPH18B112A* |  | 17200 | 19000 | 21 | 12.5 | 10.3 | 2 | 67 | 118 | 213361523
Mitsubishi Electric | MUZ-GS15NAH*** | MSZ-GS15NA*** |  | 14000 | 18000 | 21 | 12.75 | 10.4 | 2.03 | 67 | 78 | 207679249
Mitsubishi Electric | MUZ-GS24NAH*** | MSZ-GS24NA*** |  | 22400 | 27600 | 21.5 | 12.6 | 10.1 | 2.1 | 64 | 71 | 207679251
Trane / Mitsubishi Electric | MUZ-GS18NAHZ*** | NTXWST18B112** |  | 18000 | 19000 | 21.5 | 13.45 | 9.6 | 1.8 | 62 | 100 | 207705496
Trane / Mitsubishi Electric | MUZ-GS24NAHZ*** | NTXWST24B112** |  | 22400 | 21200 | 21.5 | 12.6 | 9 | 1.95 | 63 | 100 | 207705497
Trane / Mitsubishi Electric | MUZ-FS06NAH*** | NTXWPH06B112A* |  | 6000 | 8700 | 32.2 | 19.05 | 10.9 | 2.46 | 68 | 121 | 213879425
Trane / Mitsubishi Electric | MUZ-FS09NAH*** | NTXWPH09B112A* |  | 9000 | 9600 | 29.8 | 16.05 | 10 | 2.4 | 61 | 118 | 213879426
Trane / Mitsubishi Electric | MUZ-FS12NAH*** | NTXWPH12B112A* |  | 12000 | 12300 | 26.3 | 13.8 | 10.4 | 2.3 | 68 | 120 | 213879427
Trane / Mitsubishi Electric | MUZ-FS15NAH*** | NTXWPH15B112A* |  | 14000 | 16000 | 22.3 | 14 | 9.9 | 2 | 63 | 121 | 213879428
Trane / Mitsubishi Electric | MUZ-FS18NAH*** | NTXWPH18B112A* |  | 17200 | 19000 | 21 | 12.5 | 10.3 | 2 | 67 | 118 | 213879429
American Standard / Mitsubishi Electric | MUZ-FS12NAH*** | NAXWPH12B112A* |  | 12000 | 12300 | 26.3 | 13.8 | 10.4 | 2.3 | 68 | 120 | 213879422
American Standard / Mitsubishi Electric | MUZ-FS15NAH*** | NAXWPH15B112A* |  | 14000 | 16000 | 22.3 | 14 | 9.9 | 2 | 63 | 121 | 213879423
American Standard / Mitsubishi Electric | MUZ-FS18NAH*** | NAXWPH18B112A* |  | 17200 | 19000 | 21 | 12.5 | 10.3 | 2 | 67 | 118 | 213879424
Trane / Mitsubishi Electric | NTXSPH09B112A* | NTXWPH09B112A* |  | 9000 | 9600 | 29.8 | 16.05 | 10.9 | 2.4 | 61 | 118 | 209832259
Trane / Mitsubishi Electric | NTXSPH12B112A* | NTXWPH12B112A* |  | 12000 | 12300 | 26.3 | 13.8 | 11.1 | 2.3 | 68 | 120 | 209832260
Trane / Mitsubishi Electric | NTXSPH15B112A* | NTXWPH15B112A* |  | 14000 | 16000 | 22.3 | 14 | 10.4 | 2 | 63 | 121 | 209832261
Trane / Mitsubishi Electric | NTXSPH18B112A* | NTXWPH18B112A* |  | 17200 | 19000 | 21 | 12.5 | 10.7 | 2 | 67 | 118 | 209832262
American Standard / Mitsubishi Electric | MUZ-GS09NAHZ*** | NAXWST09B112** |  | 9000 | 9600 | 28.4 | 15.4 | 9.6 | 2.01 | 59 | 100 | 207705499
American Standard / Mitsubishi Electric | MUZ-GS12NAHZ*** | NAXWST12B112** |  | 12000 | 12300 | 21.7 | 13.05 | 9.6 | 1.84 | 62 | 100 | 207705500
American Standard / Mitsubishi Electric | MUZ-GS15NAHZ*** | NAXWST15B112** |  | 14000 | 14000 | 21 | 12.75 | 9.4 | 1.91 | 62 | 100 | 207705501
American Standard / Mitsubishi Electric | MUZ-GS18NAHZ*** | NAXWST18B112** |  | 18000 | 19000 | 21.5 | 13.45 | 9.6 | 1.8 | 62 | 100 | 207705502
American Standard / Mitsubishi Electric | MUZ-GS24NAHZ*** | NAXWST24B112** |  | 22400 | 21200 | 21.5 | 12.6 | 9 | 1.95 | 63 | 100 | 207705504
Trane / Mitsubishi Electric | NTXSST09B112** | MSZ-GS09NA*** |  | 9000 | 10900 | 28.4 | 15.4 | 10.9 | 2.12 | 60 | 72 | 207705505
Trane / Mitsubishi Electric | NTXSST12B112** | MSZ-GS12NA*** |  | 12000 | 14400 | 25.6 | 13.05 | 10.7 | 2 | 63 | 70 | 207705506
Trane / Mitsubishi Electric | NTXSST15B112** | MSZ-GS15NA*** |  | 14000 | 18000 | 21 | 12.75 | 11 | 2.03 | 67 | 78 | 207705508
Trane / Mitsubishi Electric | NTXSST24B112** | MSZ-GS24NA*** |  | 22400 | 27600 | 21.5 | 12.6 | 10.3 | 2.1 | 64 | 71 | 207705510
Trane / Mitsubishi Electric | NTXSSH09A112** | MSZ-GS09NA*** |  | 9000 | 9600 | 28.4 | 15.4 | 9.6 | 2.01 | 59 | 100 | 207705524
Trane / Mitsubishi Electric | NTXSSH12A112** | MSZ-GS12NA*** |  | 12000 | 12300 | 21.7 | 13.05 | 9.6 | 1.84 | 62 | 100 | 207705525
Trane / Mitsubishi Electric | NTXSSH15A112** | MSZ-GS15NA*** |  | 14000 | 14000 | 21 | 12.75 | 9.4 | 1.91 | 62 | 100 | 207705526
Trane / Mitsubishi Electric | NTXSSH18A112** | MSZ-GS18NA*** |  | 18000 | 19000 | 21.5 | 13.45 | 9.6 | 1.8 | 62 | 100 | 207705527
Trane / Mitsubishi Electric | NTXSSH24A112** | MSZ-GS24NA*** |  | 22400 | 21200 | 21.5 | 12.6 | 9 | 1.95 | 63 | 100 | 207705528
Trane / Mitsubishi Electric | NTXSST09B112** | NTXWST09B112** |  | 9000 | 10900 | 28.4 | 15.4 | 10.9 | 2.12 | 60 | 72 | 207705511
Trane / Mitsubishi Electric | NTXSST12B112** | NTXWST12B112** |  | 12000 | 14400 | 25.6 | 13.05 | 10.7 | 2 | 63 | 70 | 207705512
Trane / Mitsubishi Electric | NTXSST15B112** | NTXWST15B112** |  | 14000 | 18000 | 21 | 12.75 | 11 | 2.03 | 67 | 78 | 207705513
Trane / Mitsubishi Electric | NTXSST24B112** | NTXWST24B112** |  | 22400 | 27600 | 21.5 | 12.6 | 10.3 | 2.1 | 64 | 71 | 207705516
Trane / Mitsubishi Electric | NTXSSH09A112** | NTXWST09B112** |  | 9000 | 9600 | 28.4 | 15.4 | 9.6 | 2.01 | 59 | 100 | 207705529
Trane / Mitsubishi Electric | NTXSSH12A112** | NTXWST12B112** |  | 12000 | 12300 | 21.7 | 13.05 | 9.6 | 1.84 | 62 | 100 | 207705531
Trane / Mitsubishi Electric | NTXSSH15A112** | NTXWST15B112** |  | 14000 | 14000 | 21 | 12.75 | 9.4 | 1.91 | 62 | 100 | 207705532
Trane / Mitsubishi Electric | NTXSSH18A112** | NTXWST18B112** |  | 18000 | 19000 | 21.5 | 13.45 | 9.6 | 1.8 | 62 | 100 | 207705533
Trane / Mitsubishi Electric | NTXSSH24A112** | NTXWST24B112** |  | 22400 | 21200 | 21.5 | 12.6 | 9 | 1.95 | 63 | 100 | 207705535
Trane / Mitsubishi Electric | NTXSST09B112** | NAXWST09B112** |  | 9000 | 10900 | 28.4 | 15.4 | 10.9 | 2.12 | 60 | 72 | 207705517
Trane / Mitsubishi Electric | NTXSST12B112** | NAXWST12B112** |  | 12000 | 14400 | 25.6 | 13.05 | 10.7 | 2 | 63 | 70 | 207705519
Trane / Mitsubishi Electric | NTXSST15B112** | NAXWST15B112** |  | 14000 | 18000 | 21 | 12.75 | 11 | 2.03 | 67 | 78 | 207705520
Trane / Mitsubishi Electric | NTXSST24B112** | NAXWST24B112** |  | 22400 | 27600 | 21.5 | 12.6 | 10.3 | 2.1 | 64 | 71 | 207705522
Trane / Mitsubishi Electric | NTXSSH09A112** | NAXWST09B112** |  | 9000 | 9600 | 28.4 | 15.4 | 9.6 | 2.01 | 59 | 100 | 207705536
Trane / Mitsubishi Electric | NTXSSH12A112** | NAXWST12B112** |  | 12000 | 12300 | 21.7 | 13.05 | 9.6 | 1.84 | 62 | 100 | 207705537
Trane / Mitsubishi Electric | NTXSSH15A112** | NAXWST15B112** |  | 14000 | 14000 | 21 | 12.75 | 9.4 | 1.91 | 62 | 100 | 207705539
Trane / Mitsubishi Electric | NTXSSH18A112** | NAXWST18B112** |  | 18000 | 19000 | 21.5 | 13.45 | 9.6 | 1.8 | 62 | 100 | 207705540
Trane / Mitsubishi Electric | NTXSSH24A112** | NAXWST24B112** |  | 22400 | 21200 | 21.5 | 12.6 | 9 | 1.95 | 63 | 100 | 207705541
Mitsubishi Electric | MUZ-GS09NA*** | MSZ-GS09NA*** |  | 9000 | 10900 | 28.4 | 15.4 | 10.9 | 2.12 | 60 | 72 | 207679242
Mitsubishi Electric | MUZ-GS12NA*** | MSZ-GS12NA*** |  | 12000 | 14400 | 25.6 | 13.05 | 10.7 | 2 | 63 | 70 | 207679243
Mitsubishi Electric | MUZ-GS15NA*** | MSZ-GS15NA*** |  | 14000 | 18000 | 21 | 12.75 | 11 | 2.03 | 67 | 78 | 207679244
Mitsubishi Electric | MUZ-GS24NA*** | MSZ-GS24NA*** |  | 22400 | 27600 | 21.5 | 12.6 | 10.3 | 2.1 | 64 | 71 | 207679246
Mitsubishi Electric | MUZ-GS09NAH*** | MSZ-GS09NA*** |  | 9000 | 10900 | 28.4 | 15.4 | 10.2 | 2.12 | 60 | 72 | 207679247
Mitsubishi Electric | MUZ-GS12NAH*** | MSZ-GS12NA*** |  | 12000 | 14400 | 25.6 | 13.05 | 10 | 2 | 63 | 70 | 207679248
Mitsubishi Electric | MUZ-GS09NAHZ*** | MSZ-GS09NA*** |  | 9000 | 9600 | 28.4 | 15.4 | 9.6 | 2.01 | 59 | 100 | 207679252
Mitsubishi Electric | MUZ-GS12NAHZ*** | MSZ-GS12NA*** |  | 12000 | 12300 | 21.7 | 13.05 | 9.6 | 1.84 | 62 | 100 | 207679253
Mitsubishi Electric | MUZ-GS15NAHZ*** | MSZ-GS15NA*** |  | 14000 | 14000 | 21 | 12.75 | 9.4 | 1.91 | 62 | 100 | 207679254
Mitsubishi Electric | MUZ-GS18NAHZ*** | MSZ-GS18NA*** |  | 18000 | 19000 | 21.5 | 13.45 | 9.6 | 1.8 | 62 | 100 | 207679255
Mitsubishi Electric | MUZ-GS24NAHZ*** | MSZ-GS24NA*** |  | 22400 | 21200 | 21.5 | 12.6 | 9 | 1.95 | 63 | 100 | 207679256
Mitsubishi Electric | MUZ-FS06NA*** | MSZ-FS06NA*** |  | 6000 | 8700 | 32.2 | 19.05 | 11.9 | 2.46 | 68 | 121 | 209832199
Hitachi | RAC-EH09WHLAE | RAS-EH09RHLAE |  | 9000 | 10500 | 19 | 12.5 | 9.4 | 2.4 | 80 | 65 | 206143036
Hitachi | RAC-EH09WHLAB | RAS-EH09PHLAB |  | 9000 | 10500 | 19 | 12.5 | 9.4 | 2.4 | 80 | 65 | 206143035
LG | LGU121HSV5 | LGN121HSV5 |  | 12000 | 13600 | 22 | 12.5 | 10 | 1.8 | 60 | 71 | 207348501
LG | LUU189HV | LCN188HV4 |  | 18000 | 18500 | 20.5 | 12.5 | 9.7 | 1.85 | 69 | 88 | 202177384
LG | LUU127HV | LCN128HV4 |  | 11100 | 14000 | 19.4 | 12.6 | 10.35 | 2.13 | 65 | 76 | 203381517
LG | LUU097HV | LCN098HV4 |  | 9000 | 11000 | 20.2 | 13.65 | 10.55 | 2.11 | 64 | 92 | 203381526
LG | LAU180HYV3 | LAN180HYV3 |  | 18000 | 21600 | 24 | 14.4 | 10.8 | 1.8 | 61 | 70 | 204825180
LG | LAU150HYV3 | LAN150HYV3 |  | 15000 | 18000 | 25 | 15 | 11 | 1.8 | 61 | 70 | 204825179
LG | LAU240HYV3 | LAN240HYV3 |  | 22000 | 26000 | 23 | 13 | 10 | 1.8 | 61 | 70 | 204825181
LG | LUU127HV | LQN120HV4 |  | 10200 | 13000 | 20.8 | 12.6 | 10.2 | 2.09 | 71 | 83 | 205049407
LG | LUU097HV | LQN090HV4 |  | 9000 | 10100 | 21 | 12.6 | 10.4 | 1.94 | 67 | 101 | 205049408
LG | LAU090HSV5 | LAN090HSV5 |  | 9000 | 10900 | 23.2 | 14.5 | 10.2 | 1.8 | 61 | 71 | 207348499
LG | LSU181HSV5 | LSN181HSV5 |  | 18000 | 21600 | 22 | 12.55 | 9.5 | 1.8 | 60 | 70 | 207348503
LG | LSU181HSV5 | LAN181HSV5 |  | 18000 | 21600 | 22 | 12.55 | 9.5 | 1.8 | 60 | 70 | 207462345
LG | LAU090HSV5 | LSN090HSV5 |  | 9000 | 10900 | 23.2 | 14.5 | 10.2 | 1.8 | 61 | 71 | 209937038
LG | LUU090HV | LCN098HV4 |  | 9000 | 11000 | 20.2 | 13.65 | 10.55 | 2.11 | 64 | 92 | 211234500
LG | LUU090HV | LQN090HV4 |  | 9000 | 10100 | 21 | 12.6 | 10.4 | 1.94 | 67 | 101 | 211234501
LG | LUU120HV | LCN128HV4 |  | 11100 | 14000 | 19.4 | 12.6 | 10.35 | 2.13 | 65 | 76 | 211234502
LG | LUU120HV | LQN120HV4 |  | 10200 | 13000 | 20.8 | 12.6 | 10.2 | 2.09 | 71 | 83 | 211234503
LG | LUU180HV | LCN188HV4 |  | 18000 | 18500 | 20.5 | 12.5 | 9.7 | 1.85 | 69 | 88 | 211234504
LG | LUU360HV | LCN369HV |  | 36000 | 40000 | 21 | 12.5 | 10 | 2.1 | 60 | 88 | 211234508
Gridless | O-AYD24SD-1 | I-AYD24W-1 |  | 24000 | 26000 | 21 | 12.5 | 10 | 1.75 | 60 | 70 | 213265555
PIONEER | YN024GHFI25RPH | WF024GHFI25HLH |  | 24000 | 26000 | 21 | 12.5 | 10 | 1.75 | 60 | 70 | 211583737
AIR-CON | ABHCI4H4S24 | ABHEM4H4S24 |  | 24000 | 26000 | 21 | 12.5 | 10 | 1.75 | 60 | 70 | 211583436
PIONEER | YN018GHFI25RPH | WF018GHFI25HLH |  | 18000 | 19000 | 20.5 | 13.2 | 9.5 | 1.8 | 55 | 70 | 211583736
ZEPHYR | ZE-24UH24SCO | ZE-24UH24SCI |  | 24000 | 26000 | 21 | 12.5 | 10 | 1.75 | 60 | 70 | 208287545
Innovair | WIN18H7H51(O) | WIN18H7H51(I) |  | 18000 | 19000 | 20.5 | 13.2 | 9.5 | 1.8 | 55 | 70 | 208286575
Innovair | WIN24H7H51(O) | WIN24H7H51(I) |  | 24000 | 26000 | 21 | 12.5 | 10 | 1.75 | 60 | 70 | 208286577
ZEPHYR | ZE-18UH24SCO | ZE-18UH24SCI |  | 18000 | 19000 | 20.5 | 13.2 | 9.5 | 1.8 | 55 | 70 | 208287543
HISENSE | AS-24UW3SKK00 | AS-24UW3SKK**00 |  | 24000 | 26000 | 21 | 12.5 | 10 | 1.75 | 60 | 70 | 208193235
GENERALLUX STAR | GNS-18HCH21TO2 | GNS-18HCH21TI2 |  | 18000 | 19000 | 20.5 | 13.2 | 9.5 | 1.8 | 55 | 70 | 213617769
Gridless | O-AYD18SD-1 | I-AYD18W-1 |  | 18000 | 19000 | 20.5 | 13.2 | 9.5 | 1.8 | 55 | 70 | 213265554
GENERALLUX STAR | AST-18UW3SBBTU01(O) | AST-18UW3SBBTU01(I) |  | 18000 | 19000 | 20.5 | 13.2 | 9.5 | 1.8 | 55 | 70 | 212292445
ZEPHYR | ZE-12UH24SCO | ZE-12UH24SCI |  | 12000 | 12000 | 23.5 | 12.7 | 9.5 | 2.05 | 57 | 70 | 208287541
AIR-CON | ABHCI4H4S18 | ABHEM4H4S18 |  | 18000 | 19000 | 20.5 | 13.2 | 9.5 | 1.8 | 55 | 70 | 211583435
GENERALLUX STAR | AST-12UW3SXETU02(O) | AST-12UW3SXETU02(I) |  | 12000 | 12000 | 23.5 | 12.7 | 9.5 | 2.05 | 57 | 70 | 212292444
HISENSE | AST-18UW3SBB01 | AST-18UW3SBB**01 |  | 18000 | 19000 | 20.5 | 13.2 | 9.5 | 1.8 | 55 | 70 | 208193234
AIR-CON | ABHCI4H4S12 | ABHEM4H4S12 |  | 12000 | 12000 | 23.5 | 12.7 | 9.5 | 2.05 | 57 | 70 | 211583438
GENERALLUX STAR | GNS-12HCH23TO2 | GNS-12HCH23TI2 |  | 12000 | 12000 | 23.5 | 12.7 | 9.5 | 2.05 | 57 | 70 | 213617768
Gridless | O-AYD12SD-1 | I-AYD12W-1 |  | 12000 | 12000 | 23.5 | 12.7 | 9.5 | 2.05 | 57 | 70 | 213265553
PIONEER | YN012GHFI25RPH | WF012GHFI25HLH |  | 12000 | 12000 | 23.5 | 12.7 | 9.5 | 2.05 | 57 | 70 | 211583712
Innovair | WIN12H7H51(O) | WIN12H7H51(I) |  | 12000 | 12000 | 23.5 | 12.7 | 9.5 | 2.05 | 57 | 70 | 208286574
HISENSE | AST-12UW3SXE02 | AST-12UW3SXE**02 |  | 12000 | 12000 | 23.5 | 12.7 | 9.5 | 2.05 | 57 | 70 | 208193233
Multi MFG | 9HHC0-HP-A | 9HHW0-HP-A |  | 9000 | 10000 | 25.5 | 14.5 | 10.5 | 2.05 | 55 | 70 | 211583738
Innovair | WIN09H7H51(O) | WIN09H7H51(I) |  | 9000 | 10000 | 25.5 | 14.5 | 10.5 | 2.05 | 55 | 70 | 208286573
Gridless | O-AYD09SD-1 | I-AYD09W-1 |  | 9000 | 10000 | 25.5 | 14.5 | 10.5 | 2.05 | 55 | 70 | 213265552
AIR-CON | ABHCI4H4S09 | ABHEM4H4S09 |  | 9000 | 10000 | 25.5 | 14.5 | 10.5 | 2.05 | 55 | 70 | 211583437
ZEPHYR | ZE-09UH24SCO | ZE-09UH24SCI |  | 9000 | 10000 | 25.5 | 14.5 | 10.5 | 2.05 | 55 | 70 | 208287539
PIONEER | YN009GHFI25RPH | WF009GHFI25HLH |  | 9000 | 10000 | 25.5 | 14.5 | 10.5 | 2.05 | 55 | 70 | 211583711
HISENSE | AST-09UW3SXE01 | AST-09UW3SXE**01 |  | 9000 | 10000 | 25.5 | 14.5 | 10.5 | 2.05 | 55 | 70 | 208193232
ForestAir | FA-H12-D23TL/O-ES | FA-H12-D23TL/I-ES |  | 12000 | 12000 | 23 | 13 | 9.5 | 1.8 | 63 | 76 | 207797362
Klimaire | KOIU12H2-1 | KIWU12H2-1A |  | 12000 | 12000 | 23 | 13 | 9.5 | 1.8 | 63 | 76 | 213244568
DAIZUKI | DXTH12C426A-23 | DXTH12E426A-23 |  | 12000 | 12000 | 23 | 13 | 9.5 | 1.8 | 63 | 76 | 211158693
TURBRO | GL12K230-O | GL12K230-I |  | 12000 | 12000 | 23 | 13 | 9.5 | 1.8 | 63 | 76 | 212386867
ZOKOP | TSC-12HA2/I3XI23-O | TSC-12HA2/I3XI23-I |  | 12000 | 12000 | 23 | 13 | 9.5 | 1.8 | 63 | 76 | 213927374
Ameristar | M3THS2212A91NA | M3MHW2212A9N0A |  | 12000 | 12400 | 23 | 13 | 9 | 1.8 | 60 | 75 | 212586158
COMFORTSTAR | CHT12CD-23(O) | CHT12CD-23(I) |  | 12000 | 12000 | 23 | 13 | 9.5 | 1.8 | 63 | 76 | 213803145
RunTru | M3THS2212A91NA | M3MHW2212A9N0A |  | 12000 | 12400 | 23 | 13 | 9 | 1.8 | 60 | 75 | 212586156
Pioneer | YN012GLFI22RPD | WT012GLFI22HLD |  | 12000 | 12000 | 23 | 13 | 9.5 | 1.8 | 63 | 76 | 207743769
TCL | TSH12HDI1NAN0T23 | TSH12IDI1NAN0T23 |  | 12000 | 12400 | 23 | 13 | 9 | 1.8 | 60 | 75 | 212524535
AIR-CON | ALPCI4H4E12 | ALPEM4H4E12 |  | 12000 | 12000 | 23 | 13 | 9.5 | 1.8 | 63 | 76 | 211694652
Clima Smart | MCH12-CS-S23-230V-O | MCH12-CS-S23-230V-I |  | 12000 | 12000 | 23 | 13 | 9.5 | 1.8 | 63 | 76 | 213148996
TCL | TSH09HDI1NAN0T23 | TSH09IDI1NAN0T23 |  | 9000 | 10000 | 23 | 13 | 9 | 1.8 | 60 | 70 | 212524534
Ameristar | M3THS2209A91NA | M3MHW2209A9N0A |  | 9000 | 10000 | 23 | 13 | 9 | 1.8 | 60 | 70 | 212586157
GENERALLUX | TSC-GL-12HA2/I3TO23 | TSC-GL-12HA2/I3TI23 |  | 12000 | 12000 | 23 | 13 | 9.5 | 1.8 | 63 | 76 | 209457664
RunTru | M3THS2209A91NA | M3MHW2209A9N0A |  | 9000 | 10000 | 23 | 13 | 9 | 1.8 | 60 | 70 | 212586155
FUJIECO | FES-12H2TK-ES(O) | FES-12H2TK-ES(I) |  | 12000 | 12000 | 23 | 13 | 9.5 | 1.8 | 63 | 76 | 211306452
TOP LIFE | TOP-12HA2/TI23-O | TOP-12HA2/TI23-I |  | 12000 | 12000 | 23 | 13 | 9.5 | 1.8 | 63 | 76 | 210448881
KANIONco | KWSM-12IR410AHS23 | KWSM-12IR410AHS23 |  | 12000 | 12000 | 23 | 13 | 9.5 | 1.8 | 63 | 76 | 209248937
SKM AIR CONDITIONING EQUIPMENT | MSKM-12 | MSKM-12 |  | 12000 | 12000 | 23 | 13 | 9.5 | 1.8 | 63 | 76 | 208842429
DELLA | 048-TP-12K2V-23S-OUT | 048-TP-12K2V-23S-IN |  | 12000 | 12000 | 23 | 13 | 9.5 | 1.8 | 63 | 76 | 213927343
Dawes | DAWES-CHD12USA | DAWES-CHD12USA |  | 12000 | 12000 | 23 | 13 | 9.5 | 1.8 | 63 | 76 | 212394361
ZERO | ZMSB-12HVT-USHH | ZMSB-12HVT-USHH |  | 12000 | 12000 | 23 | 13 | 9.5 | 1.8 | 63 | 76 | 212349507
Rovsun | TSC-12HA2/I3XI23-O | TSC-12HA2/I3XI23-I |  | 12000 | 12000 | 23 | 13 | 9.5 | 1.8 | 63 | 76 | 213927362
AIRGREAN | AG-12IR410AHS23 | AG-12IR410AHS23 |  | 12000 | 12000 | 23 | 13 | 9.5 | 1.8 | 63 | 76 | 207874690
Pasapair | AMZSAC-OU11V-12TC | AMZSAC-IN11V-12TC |  | 12000 | 12000 | 23 | 13 | 9.5 | 1.8 | 63 | 76 | 213928554
Pioneer | YN009GLFI22RPD | WT009GLFI22HLD |  | 9000 | 9500 | 23.5 | 13 | 9.2 | 1.8 | 62 | 77 | 207743768
ApooDr | ATPRO23-12H220V1B | ATPRO23-12H220V1A |  | 12000 | 12000 | 23 | 13 | 9.5 | 1.8 | 63 | 76 | 212390861
Klimaire | KOIU09H2-1 | KIWU09H2-1A |  | 9000 | 9500 | 23.5 | 13 | 9.2 | 1.8 | 62 | 77 | 213244566
GENERALLUX | TSC-GL-09HA2/I3TO23 | TSC-GL-09HA2/I3TI23 |  | 9000 | 9500 | 23.5 | 13 | 9.2 | 1.8 | 62 | 77 | 209457663
ZERO | ZMSB-09HVT-USHH | ZMSB-09HVT-USHH |  | 9000 | 9500 | 23.5 | 13 | 9.2 | 1.8 | 62 | 77 | 212349506
AIR-CON | ALPCI4H4E09 | ALPEM4H4E09 |  | 9000 | 9500 | 23.5 | 13 | 9.2 | 1.8 | 62 | 77 | 211694650
ApooDr | ATPRO23-09H220V1B | ATPRO23-09H220V1A |  | 9000 | 9500 | 23.5 | 13 | 9.2 | 1.8 | 62 | 77 | 212390860
DELLA | 048-TP-9K2V-23S-OUT | 048-TP-9K2V-23S-IN |  | 9000 | 9500 | 23.5 | 13 | 9.2 | 1.8 | 62 | 77 | 213927341
DAIZUKI | DXTH09C426A-23 | DXTH09E426A-23 |  | 9000 | 9500 | 23.5 | 13 | 9.2 | 1.8 | 62 | 77 | 211158691
COMFORTSTAR | CHT09CD-23(O) | CHT09CD-23(I) |  | 9000 | 9500 | 23.5 | 13 | 9.2 | 1.8 | 62 | 77 | 213803143
KANIONco | KWSM-09IR410AHS23 | KWSM-09IR410AHS23 |  | 9000 | 9500 | 23.5 | 13 | 9.2 | 1.8 | 62 | 77 | 209248936
AIRGREAN | AG-09IR410AHS23 | AG-09IR410AHS23 |  | 9000 | 9500 | 23.5 | 13 | 9.2 | 1.8 | 62 | 77 | 207874687
ForestAir | FA-H09-D23TL/O-ES | FA-H09-D23TL/I-ES |  | 9000 | 9500 | 23.5 | 13 | 9.2 | 1.8 | 62 | 77 | 207797361
FUJIECO | FES-09H2TK-ES(O)* | FES-09H2TK-ES(I) |  | 9000 | 9500 | 23.5 | 13 | 9.2 | 1.8 | 62 | 77 | 212316954
AIRGREAN | AG-12IR410AHS22L | AG-12IR410AHS22L |  | 12000 | 12000 | 22 | 12.5 | 9 | 1.8 | 59 | 73 | 207874685
TCL | TSC-12HA2/I3TI23 | TSC-12HA2/I3TI23-I |  | 12000 | 12000 | 23 | 13 | 9.5 | 1.8 | 63 | 76 | 207688890
Pioneer | YN012ALFI22RPD | WT012ALFI22HLD |  | 12000 | 12000 | 22 | 12.5 | 9 | 1.8 | 59 | 73 | 207743767
FUJIECO | FES-12H1TK-ES(O) | FES-12H1TK-ES(I) |  | 12000 | 12000 | 22 | 12.5 | 9 | 1.8 | 59 | 73 | 211306450
MOLLIE | A54-SAC-001-12K-WIFI-B | A54-SAC-001-12K-WIFI-A |  | 12000 | 12000 | 22 | 12.5 | 9 | 1.8 | 59 | 73 | 211694656
BHI | BHI-12K115V-ES-US | BHI-12K115V-ES-US |  | 12000 | 12000 | 22 | 12.5 | 9 | 1.8 | 59 | 73 | 212608423
NORTHCO CLIMAT.CA | TSC-NCC-12HA1/I3XI22 | TSC-NCC-12HA1/I3XI22 |  | 12000 | 12000 | 22 | 12.5 | 9 | 1.8 | 59 | 73 | 214311072
Clima Smart | MCH12-CS-S23-O | MCH12-CS-S23-I |  | 12000 | 12000 | 22 | 12.5 | 9 | 1.8 | 59 | 73 | 211257104
ApooDr | ATPRO23-12H1B | ATPRO23-12H1A |  | 12000 | 12000 | 22 | 12.5 | 9 | 1.8 | 59 | 73 | 212390859
TCL | TSC-09HA2/I3TI23 | TSC-09HA2/I3TI23-I |  | 9000 | 9500 | 23.5 | 13 | 9.2 | 1.8 | 62 | 77 | 207688889
TURBRO | GL12K115-O | GL12K115-I |  | 12000 | 12000 | 22 | 12.5 | 9 | 1.8 | 59 | 73 | 212386866
Klimaire | KOIU12H1-1 | KIWU12H1-1A |  | 12000 | 12000 | 22 | 12.5 | 9 | 1.8 | 59 | 73 | 213244567
AIR-CON | ALPCI4H1E12 | ALPEM4H1E12 |  | 12000 | 12000 | 22 | 12.5 | 9 | 1.8 | 59 | 73 | 211694651
ZERO | ZMSB-12HVT110-USHH | ZMSB-12HVT110-USHH |  | 12000 | 12000 | 22 | 12.5 | 9 | 1.8 | 59 | 73 | 212349505
DELLA | 048-TP-12K1V-22S-OUT | 048-TP-12K1V-22S-IN |  | 12000 | 12000 | 22 | 12.5 | 9 | 1.8 | 59 | 73 | 213927342
KANIONco | KWSM-09IR410AHS22L | KWSM-09IR410AHS22L |  | 9000 | 9500 | 23 | 12.5 | 9 | 1.8 | 62 | 74 | 209248934
ForestAir | FA-H12-A23TL/O-ES | FA-H12-A23TL/I-ES |  | 12000 | 12000 | 22 | 12.5 | 9 | 1.8 | 59 | 73 | 207797360
ForestAir | FA-H09-A23TL/O-ES | FA-H09-A23TL/I-ES |  | 9000 | 9500 | 23 | 12.5 | 9 | 1.8 | 62 | 74 | 207797359
Rovsun | TSC-12HA1/I3XI22-O | TSC-12HA1/I3XI22-I |  | 12000 | 12000 | 22 | 12.5 | 9 | 1.8 | 59 | 73 | 213927361
COMFORTSTAR | CHT12CA-23(O) | CHT12CA-23(I) |  | 12000 | 12000 | 22 | 12.5 | 9 | 1.8 | 59 | 73 | 213803144
DAIZUKI | DXTH12C416A-23 | DXTH12E416A-23 |  | 12000 | 12000 | 22 | 12.5 | 9 | 1.8 | 59 | 73 | 211158692
ZOKOP | TSC-12HA1/I3XI22-O | TSC-12HA1/I3XI22-I |  | 12000 | 12000 | 22 | 12.5 | 9 | 1.8 | 59 | 73 | 213927373
DAIZUKI | DXTH09C416A-23 | DXTH09E416A-23 |  | 9000 | 9500 | 23 | 12.5 | 9 | 1.8 | 62 | 74 | 211158690
ZERO | ZMSB-09HVT110-USHH | ZMSB-09HVT110-USHH |  | 9000 | 9500 | 23 | 12.5 | 9 | 1.8 | 62 | 74 | 212349504
KANIONco | KWSM-12IR410AHS22L | KWSM-12IR410AHS22L |  | 12000 | 12000 | 22 | 12.5 | 9 | 1.8 | 59 | 73 | 209248935
AIR-CON | ALPCI4H1E09 | ALPEM4H1E09 |  | 9000 | 9500 | 23 | 12.5 | 9 | 1.8 | 62 | 74 | 211694649
MOLLIE | A54-SAC-001-12K-WIFI-FT-B | A54-SAC-001-12K-WIFI-FT-A |  | 12000 | 12000 | 22 | 12.5 | 9 | 1.8 | 59 | 73 | 214061927
Rovsun | TSC-09HA1/I3XI22-O | TSC-09HA1/I3XI22-I |  | 9000 | 9500 | 23 | 12.5 | 9 | 1.8 | 62 | 74 | 213927360
COMFORTSTAR | CHT09CA-23(O) | CHT09CA-23(I) |  | 9000 | 9500 | 23 | 12.5 | 9 | 1.8 | 62 | 74 | 213803142
MOLLIE | A54-SAC-001-9K-WIFI-B | A54-SAC-001-9K-WIFI-A |  | 9000 | 9500 | 23 | 12.5 | 9 | 1.8 | 62 | 74 | 211694655
AIRGREAN | AG-09IR410AHS22L | AG-09IR410AHS22L |  | 9000 | 9500 | 23 | 12.5 | 9 | 1.8 | 62 | 74 | 207874681
ZOKOP | TSC-09HA1/I3XI22-O | TSC-09HA1/I3XI22-I |  | 9000 | 9500 | 23 | 12.5 | 9 | 1.8 | 62 | 74 | 213927372
TCL | TSC-12HA1/I3TI22 | TSC-12HA1/I3TI22-I |  | 12000 | 12000 | 22 | 12.5 | 9 | 1.8 | 59 | 73 | 207688888
MOLLIE | A54-SAC-001-9K-WIFI-FT-B | A54-SAC-001-9K-WIFI-FT-A |  | 9000 | 9500 | 23 | 12.5 | 9 | 1.8 | 62 | 74 | 214061926
FUJIECO | FES-09H1TK-ES(O) | FES-09H1TK-ES(I) |  | 9000 | 9500 | 23 | 12.5 | 9 | 1.8 | 62 | 74 | 211306449
Classic America | MSCT-09HAC1-O | MSCT-09HAC1-I |  | 9000 | 9500 | 23 | 12.5 | 9 | 1.8 | 62 | 74 | 210720783
Pioneer | YN009ALFI22RPD | WT009ALFI22HLD |  | 9000 | 9500 | 23 | 12.5 | 9 | 1.8 | 62 | 74 | 207743766
DELLA | 048-TP-9K1V-23S-OUT | 048-TP-9K1V-23S-IN |  | 9000 | 9500 | 23 | 12.5 | 9 | 1.8 | 62 | 74 | 213927340
ApooDr | ATPRO23-09H1B | ATPRO23-09H1A |  | 9000 | 9500 | 23 | 12.5 | 9 | 1.8 | 62 | 74 | 212390858
Klimaire | KOIU09H1-1 | KIWU09H1-1A |  | 9000 | 9500 | 23 | 12.5 | 9 | 1.8 | 62 | 74 | 213244565
TCL | TSC-09HA1/I3TI22 | TSC-09HA1/I3TI22-I |  | 9000 | 9500 | 23 | 12.5 | 9 | 1.8 | 62 | 74 | 207688887
PULAIR | MOSH- 1121AC | MISH- 1121AC |  | 12000 | 12000 | 22.7 | 12.5 | 10.4 | 2.06 | 74 | 56 | 214311520
PULAIR | MOSH-1121AC | MISH-1121AC |  | 12000 | 12000 | 22.7 | 12.5 | 10.4 | 2.06 | 74 | 56 | 214312532
LG | LUU480HHV | LCN489HV |  | 48000 | 52000 | 17.5 | 12.5 | 10.65 | 2.2 | 63 | 78 | 205788771
LG | LUU360HHV | LCN369HV |  | 36000 | 40000 | 21.5 | 12.6 | 10.55 | 2.1 | 64 | 93 | 205788768
LG | LUU420HHV | LCN429HV |  | 42000 | 48000 | 19.5 | 12.8 | 10.75 | 2.2 | 61 | 83 | 205788765
LG | LUU240HHV | LCN249HV |  | 24000 | 27000 | 21 | 12.6 | 10.2 | 1.81 | 64 | 102 | 205788764
LG | LUU180HHV | LCN188HV4 |  | 18000 | 20000 | 20 | 12.8 | 9.4 | 1.8 | 68 | 88 | 205788763
GREE | GWH18QDXF-D3DNB2A/O | GWH18AFDXF-D3DN**A/I |  | 18000 | 18000 | 23 | 12.5 | 9 | 1.85 | 67 | 72 | 214594896
COMFORTSTAR | CZP18CD(O) | T1W18P |  | 18000 | 19000 | 21.8 | 12.5 | 10.7 | 2.3 | 64 | 69 | 214594915
COMFORTSTAR | CZP12CD(O) | T1W12P |  | 12000 | 12500 | 22 | 12.6 | 9.8 | 2.21 | 62 | 62 | 214594914
FRANKLIN | MSH183E23MCAA | MSH183F25AXAA |  | 18000 | 18000 | 21.5 | 12.5 | 11.3 | 1.8 | 83 | 100 | 214595282
FRANKLIN | MSH123E23MCAA | MSH123F25AXAA |  | 12000 | 12000 | 25.5 | 14 | 10.4 | 1.8 | 83 | 100 | 214595281
KEEPRITE | DLCSRBH24AAK | DLFSHCH24XAK |  | 24000 | 29000 | 21.5 | 13 | 11.4 | 2.21 | 73 | 86 | 208447647
Convectair | 8028-C24-O | 8028-C24-I |  | 24000 | 29000 | 21.5 | 13 | 11.4 | 2.21 | 73 | 86 | 207709207
AIRQUEST | DLCSRBH24AAK | DLFSHCH24XAK |  | 24000 | 29000 | 21.5 | 13 | 11.4 | 2.21 | 73 | 86 | 208447687
Multi MFG | MSH-24HD-A | 24HWMS0-C-M-A |  | 24000 | 29000 | 21.5 | 13 | 11.4 | 2.21 | 73 | 86 | 214232437
MRCOOL | O-HH-24-HP-C-230B | O-24-HP-WMAH-230B |  | 24000 | 29000 | 21.5 | 13 | 11.4 | 2.21 | 73 | 86 | 208552825
1HVAC | ACIQ-24ZPL-HP230B | ACIQ-24W-HH-MC |  | 24000 | 29000 | 21.5 | 13 | 11.4 | 2.21 | 73 | 86 | 210857298
KERR | A-KMH24SV-1 | B-KMH24SV-1 |  | 24000 | 29000 | 21.5 | 13 | 11.4 | 2.21 | 73 | 86 | 207657397
SMART COMFORT | DLCSRBH24AAK | DLFSHCH24XAK |  | 24000 | 29000 | 21.5 | 13 | 11.4 | 2.21 | 73 | 86 | 208447679
MRCOOL | O-HH-24-HP-C-230A | O-24-HP-WMAH-230B |  | 24000 | 29000 | 21.5 | 13 | 11.4 | 2.21 | 73 | 86 | 207339164
MOOVAIR | DMA24HOS28230E8 | DMA24HIW25230E8 |  | 24000 | 29000 | 21.5 | 13 | 11.4 | 2.21 | 73 | 86 | 207742498
CanAir | C23SCH18H22 | C28SEH18H21 |  | 18000 | 18000 | 21.5 | 12.5 | 11.3 | 1.8 | 83 | 100 | 207796645
LPS Legacy | DLCSRBH24AAK | DLFSHCH24XAK |  | 24000 | 29000 | 21.5 | 13 | 11.4 | 2.21 | 73 | 86 | 211756584
NOVAIR | LEA18SZ35SK-O | 2LEA18UUSK-I |  | 18000 | 18000 | 21.5 | 12.5 | 11.3 | 1.8 | 83 | 100 | 211709684
COMFORTMAKER | DLCSRBH24AAK | DLFSHCH24XAK |  | 24000 | 29000 | 21.5 | 13 | 11.4 | 2.21 | 73 | 86 | 208447623
THERMOCORE SYSTEMS | T5HH22S-H218-C | T5HH22S-H218-E |  | 18000 | 18000 | 21.5 | 12.5 | 11.3 | 1.8 | 83 | 100 | 209549009
DAY & NIGHT | DLCSRBH24AAK | DLFSHCH24XAK |  | 24000 | 29000 | 21.5 | 13 | 11.4 | 2.21 | 73 | 86 | 208447631
MIDEA | DLCSRBH18AAK | DLFSHCH18XAK |  | 18000 | 18000 | 21.5 | 12.5 | 11.3 | 1.8 | 83 | 100 | 208447667
LBG Products | LBHB18DYWO | LBHB18DYWI |  | 24000 | 29000 | 21.5 | 13 | 11.4 | 2.21 | 73 | 86 | 207629155
C&H | CH-HPR24-230VO | CH-24MASTWM-230VI |  | 24000 | 29000 | 21.5 | 13 | 11.4 | 2.21 | 73 | 86 | 207740504
C&H | CH-HPR18-230VO | CH-18MASTWM-230VI |  | 18000 | 18000 | 21.5 | 12.5 | 11.3 | 1.8 | 83 | 100 | 207740503
ACIQ | ACIQ-24ZPL-HP230B | ACIQ-24W-HH-MC |  | 24000 | 29000 | 21.5 | 13 | 11.4 | 2.21 | 73 | 86 | 210857318
QUEBEC VAIR | NE-T53-AEG18EXT | NE-T53-AEG18INT |  | 18000 | 18000 | 21.5 | 12.5 | 11.3 | 1.8 | 83 | 100 | 213927610
BRYANT | 38MARBQ24AA3 | 619AHBQ24XA3 |  | 24000 | 29000 | 21.5 | 13 | 11.4 | 2.21 | 73 | 86 | 206348145
MAXI AIR | NE-T53-AEG18EXT | NE-T53-AEG18INT |  | 18000 | 18000 | 21.5 | 12.5 | 11.3 | 1.8 | 83 | 100 | 213927612
Weathermaker | 38MARBQ24AA3 | DHMAHBQ24XA3 |  | 24000 | 29000 | 21.5 | 13 | 11.4 | 2.21 | 73 | 86 | 206350326
BRYANT | 38MARBQ18AA3 | 619AHBQ18XA3 |  | 18000 | 18000 | 21.5 | 12.5 | 11.3 | 1.8 | 83 | 100 | 206348144
PAYNE | 38MARBQ24AA3 | DHMAHBQ24XA3 |  | 24000 | 29000 | 21.5 | 13 | 11.4 | 2.21 | 73 | 86 | 206350316
1HVAC | ACIQ-18ZPL-HP230B | ACIQ-18W-HH-MC |  | 18000 | 18000 | 21.5 | 12.5 | 11.3 | 1.8 | 83 | 100 | 210857297
COMFORT-AIRE | A-VMH24SU-1 | B-VMH24SV-1 |  | 24000 | 29000 | 21.5 | 13 | 11.4 | 2.21 | 73 | 86 | 208141178
Weathermaker | 38MARBQ18AA3 | DHMAHBQ18XA3 |  | 18000 | 18000 | 21.5 | 12.5 | 11.3 | 1.8 | 83 | 100 | 206350325
1HVAC | ACIQ-24ZPL-HP230B | ACIQ-24W-HH-MB |  | 24000 | 29000 | 21.5 | 13 | 11.4 | 2.21 | 73 | 86 | 207825515
Conforto | MHSZ118DA | MHWAL18DA |  | 18000 | 18000 | 21.5 | 12.5 | 11.3 | 1.8 | 83 | 100 | 210605804
CONTINENTAL | CDHAS26-18-O | CDHAS26-18-I |  | 18000 | 18000 | 21.5 | 12.5 | 11.3 | 1.8 | 83 | 100 | 213386536
KENMORE | DLCSRBH24AAK | DLFSHCH24XAK |  | 24000 | 29000 | 21.5 | 13 | 11.4 | 2.21 | 73 | 86 | 208447655
STEALTH | ACIQ-18ZPL-HP230B | ACIQ-18W-HH-MC |  | 18000 | 18000 | 21.5 | 12.5 | 11.3 | 1.8 | 83 | 100 | 212316187
CONTINENTAL | CDHAS26-24-O | CDHAS26-24-I |  | 24000 | 29000 | 21.5 | 13 | 11.4 | 2.21 | 73 | 86 | 213386537
NAPOLEON | NDHAS26-24-O | NDHAS26-24-I |  | 24000 | 29000 | 21.5 | 13 | 11.4 | 2.21 | 73 | 86 | 207683236
KERR | A-KMH18SV-1 | B-KMH18SV-1 |  | 18000 | 18000 | 21.5 | 12.5 | 11.3 | 1.8 | 83 | 100 | 207657396
Kepler | ODUMOD30-24HFN1MU0W | IDUMSEPD-24HRFN1MU0W |  | 24000 | 29000 | 21.5 | 13 | 11.4 | 2.21 | 73 | 86 | 213608176
NAPOLEON | NDHAS26-18-O | NDHAS26-18-I |  | 18000 | 18000 | 21.5 | 12.5 | 11.3 | 1.8 | 83 | 100 | 207683235
CARRIER | 38MARBQ24AA3 | 40MAHBQ24XA3 |  | 24000 | 29000 | 21.5 | 13 | 11.4 | 2.21 | 73 | 86 | 206348138
Kepler | ODUMOX430-17HFN1MT0W | IDUMSEPC-18HRFN1MU0W |  | 18000 | 18000 | 21.5 | 12.5 | 11.3 | 1.8 | 83 | 100 | 213608175
KENMORE | DLCSRBH18AAK | DLFSHCH18XAK |  | 18000 | 18000 | 21.5 | 12.5 | 11.3 | 1.8 | 83 | 100 | 208447659
DIRECT AIR | DIRM-24HXPRO28-1Z | DIRM-24HP-WM |  | 24000 | 29000 | 21.5 | 13 | 11.4 | 2.21 | 73 | 86 | 207743727
LBG Products | LBHB18DUWO | LBHB18DUWI |  | 18000 | 18000 | 24 | 13.5 | 10.5 | 2.44 | 78 | 71 | 208130805
Cooper&Hunter | CH-HPR18-230VO | CH-18MASTWM-230VI |  | 18000 | 18000 | 21.5 | 12.5 | 11.3 | 1.8 | 83 | 100 | 210799550
DIYCOOL | ACIQ-24ZPL-HP230B | ACIQ-24W-HH-MC |  | 24000 | 29000 | 21.5 | 13 | 11.4 | 2.21 | 73 | 86 | 210857338
MAXI AIR | NE-T52-SUPAE18E | NE-T52-SUPAE18I |  | 18000 | 18000 | 21.5 | 12.5 | 11.3 | 1.8 | 83 | 100 | 212348362
ICONIC AIR SOLUTION | ICOO18AK | IFOH18IK |  | 18000 | 18000 | 24 | 13.5 | 10.5 | 2.44 | 78 | 71 | 214389498
COMFORT-AIRE | A-VMH24SV-1 | B-VMH24SV-1 |  | 24000 | 29000 | 21.5 | 13 | 11.4 | 2.21 | 73 | 86 | 207657389
DIYCOOL | ACIQ-18ZPL-HP230B | ACIQ-18W-HH-MB |  | 18000 | 18000 | 21.5 | 12.5 | 11.3 | 1.8 | 83 | 100 | 207825552
Bluefin | BFMS18PL-01O | BFMS18PL-01I |  | 18000 | 18000 | 24 | 13.5 | 10.5 | 2.44 | 78 | 71 | 213769906
BLUERIDGE | BMY24HH22C | BMY24HH22WM |  | 24000 | 29000 | 21.5 | 13 | 11.4 | 2.21 | 73 | 86 | 207339186
SLIMAIR | SHC18VE2AG | SHMZ18VC2AG |  | 18000 | 18000 | 24 | 13.5 | 10.5 | 2.44 | 78 | 71 | 208447946
BOSCH | BMS500-AAS018-1CSXHC | BMS500-AAU018-1AHWXC |  | 18000 | 18000 | 21.5 | 12.5 | 11.3 | 1.8 | 83 | 100 | 207759996
EMI | MHSZ124DA | MHWAL24DA |  | 24000 | 29000 | 21.5 | 13 | 11.4 | 2.21 | 73 | 86 | 208121927
SLIMAIR | SHC18VE2AG | SHM18VE2AG |  | 18000 | 18000 | 24 | 13.5 | 10.5 | 2.44 | 78 | 71 | 208447938
Bladex | BS25-18HFN1-ODU | BWM-EPB-18HWIU |  | 18000 | 18000 | 21.5 | 12.5 | 11.3 | 1.8 | 83 | 100 | 214312553
PolarWave | ACIQ-24ZPL-HP230B | ACIQ-24W-HH-MC |  | 24000 | 29000 | 21.5 | 13 | 11.4 | 2.21 | 73 | 86 | 212316102
CENTURY | A-VMH24SV-1 | B-VMH24SV-1 |  | 24000 | 29000 | 21.5 | 13 | 11.4 | 2.21 | 73 | 86 | 212940817
COMFORTSTAR | CHF18CD(O) | CHF18CD(I) |  | 18000 | 18000 | 21.5 | 12.5 | 11.3 | 1.8 | 83 | 100 | 207658928
Clearity | MOD30-24HFN1-MU0W | MSEPD-24HRFN1-MU0W |  | 24000 | 29000 | 21.5 | 13 | 11.4 | 2.21 | 73 | 86 | 210278958
Multi MFG | MSH-18HD-A | 18HWMS0-C-M-A |  | 18000 | 18000 | 21.5 | 12.5 | 11.3 | 1.8 | 83 | 100 | 214232436
SEA BREEZE+ | SZ18H424ZMO | WM18H424ZMI |  | 18000 | 18000 | 24 | 13.5 | 10.5 | 2.44 | 78 | 71 | 208128264
NOVAIR | LEA24SZ35SK-O | 2LEA24UUSK-I |  | 24000 | 29000 | 21.5 | 13 | 11.4 | 2.21 | 73 | 86 | 211709685
TRUST AIR CONDITIONERS | OAH18H/O4S4P | IUMW118H/I41P |  | 18000 | 18000 | 21.5 | 12.5 | 11.3 | 1.8 | 83 | 100 | 208816916
BRYANT | 38MARBQ12AA3 | 619AHBQ12XA3 |  | 12000 | 12000 | 25.5 | 14 | 10.4 | 1.8 | 83 | 100 | 206348143
ZERO | ZMSB-18HV-USHH | ZMSB-18HV-USHH |  | 18000 | 18000 | 24 | 13.5 | 10.5 | 2.44 | 78 | 71 | 213917750
ACIQ | ACIQ-18ZPL-HP230B | ACIQ-18W-HH-MC |  | 18000 | 18000 | 21.5 | 12.5 | 11.3 | 1.8 | 83 | 100 | 210857317
Orient Care | OU18M410AGS30 | ODW18MAGSW30 |  | 18000 | 18000 | 24 | 13.5 | 10.5 | 2.44 | 78 | 71 | 212920503
MRCOOL | O-HH-12-HP-C-230B | O-12-HP-WMAH-230B |  | 12000 | 12000 | 25.5 | 14 | 10.4 | 1.8 | 83 | 100 | 208552821
STEALTH | ACIQ-24ZPL-HP230B | ACIQ-24W-HH-MB |  | 24000 | 29000 | 21.5 | 13 | 11.4 | 2.21 | 73 | 86 | 212316160
NAPOLEON | NDHAS22-18-O | NDHAS22-18-I |  | 18000 | 18000 | 24 | 13.5 | 10.5 | 2.44 | 78 | 71 | 207683231
PolarWave | ACIQ-18ZPL-HP230B | ACIQ-18W-HH-MB |  | 18000 | 18000 | 21.5 | 12.5 | 11.3 | 1.8 | 83 | 100 | 212316073
C&H | CH-ES18-230VO | CH-18MOLVWM-230VI |  | 18000 | 18000 | 24 | 13.5 | 10.5 | 2.44 | 78 | 71 | 207740514
1HVAC | ACIQ-12ZPL-HP230B | ACIQ-12W-HH-MB |  | 12000 | 12000 | 25.5 | 14 | 10.4 | 1.8 | 83 | 100 | 207825513
ELIOS | DEA24HOS28230E8 | DEA24HIW25230E8 |  | 24000 | 29000 | 21.5 | 13 | 11.4 | 2.21 | 73 | 86 | 207742432
MIDEA | MOX430-18HFN1-MU0W | MSAG11D-18HRFN1-MT8W |  | 18000 | 18000 | 24 | 13.5 | 10.5 | 2.44 | 78 | 71 | 207821933
ACIQ | ACIQ-12ZPL-HP230B | ACIQ-12W-HH-MC |  | 12000 | 12000 | 25.5 | 14 | 10.4 | 1.8 | 83 | 100 | 210857316
CARRIER | 38MARBQ18AA3 | 40MAHBQ18XA3 |  | 18000 | 18000 | 21.5 | 12.5 | 11.3 | 1.8 | 83 | 100 | 206348137
CanAir | C28SCH24H21 | C28SEH24H21 |  | 24000 | 29000 | 21.5 | 13 | 11.4 | 2.21 | 73 | 86 | 207683259
NG Trade | OMEGA181E | IMEGA181E* |  | 18000 | 18000 | 24 | 13.5 | 10.5 | 2.44 | 78 | 71 | 214442655
FRANKLIN | MSH183F25MCAA | MSH183F25AXAA |  | 18000 | 18000 | 21.5 | 12.5 | 11.3 | 1.8 | 83 | 100 | 214383435
PAYNE | 38MARBQ12AA3 | DHMAHBQ12XA3 |  | 12000 | 12000 | 25.5 | 14 | 10.4 | 1.8 | 83 | 100 | 206350314
PULAIR | MOSH-1182AC | MISH-1182AC |  | 18000 | 18000 | 24 | 13.5 | 10.5 | 2.44 | 78 | 71 | 214312534
COMFORT-AIRE | A-VMH18SV-1 | B-VMH18SV-1 |  | 18000 | 18000 | 21.5 | 12.5 | 11.3 | 1.8 | 83 | 100 | 207657388
Breeze33 | BZ33-HYP24OUT2-G2-P | BZ33-HYP24WALL2-G2-P |  | 24000 | 29000 | 21.5 | 13 | 11.4 | 2.21 | 73 | 86 | 207862073
Cooper&Hunter | CH-ES18-230VO | CH-18MOLVWM-230VI |  | 18000 | 18000 | 24 | 13.5 | 10.5 | 2.44 | 78 | 71 | 210799561
AIRQUEST | DLCSRBH18AAK | DLFSHCH18XAK |  | 18000 | 18000 | 21.5 | 12.5 | 11.3 | 1.8 | 83 | 100 | 208447691
ACIQ | ACIQ-24ZPL-HP230B | ACIQ-24W-HH-MB |  | 24000 | 29000 | 21.5 | 13 | 11.4 | 2.21 | 73 | 86 | 207825534
STEALTH | ACIQ-12ZPL-HP230B | ACIQ-12W-HH-MC |  | 12000 | 12000 | 25.5 | 14 | 10.4 | 1.8 | 83 | 100 | 212316186
SMART COMFORT | DLCSRBH18AAK | DLFSHCH18XAK |  | 18000 | 18000 | 21.5 | 12.5 | 11.3 | 1.8 | 83 | 100 | 208447683
C&H | CH-ES18-230VO | CH-B18MOLVWM-230VI |  | 18000 | 18000 | 24 | 13.5 | 10.5 | 2.44 | 78 | 71 | 210665990
FRANKLIN | MSH243F25MCAA | MSH243F25AXAA |  | 24000 | 29000 | 21.5 | 13 | 11.4 | 2.21 | 73 | 86 | 214383436
Breeze33 | BZ33-HYP12OUT2-G2-P | BZ33-HYP12WALL2-G2-P |  | 12000 | 12000 | 25.5 | 14 | 10.4 | 1.8 | 83 | 100 | 207862071
KEEPRITE | DLCSRBH18AAK | DLFSHCH18XAK |  | 18000 | 18000 | 21.5 | 12.5 | 11.3 | 1.8 | 83 | 100 | 208447651
AI AIR CONDITIONING | AO24-18N1-M1H | AW25-18N1-M1 |  | 18000 | 18000 | 24 | 13.5 | 10.5 | 2.44 | 78 | 71 | 213769940
Cooper&Hunter | CH-HPR24-230VO | CH-24MASTWM-230VI |  | 24000 | 29000 | 21.5 | 13 | 11.4 | 2.21 | 73 | 86 | 210799551
MIDEA | 38MARBQ12AA3 | DHMAHBQ12XA3 |  | 12000 | 12000 | 25.5 | 14 | 10.4 | 1.8 | 83 | 100 | 206350319
Breeze33 | BZ33-HYP18OUT2-G2-P | BZ33-HYP18WALL2-G2-P |  | 18000 | 18000 | 21.5 | 12.5 | 11.3 | 1.8 | 83 | 100 | 207862072
PULAIR | MOSH-1182AC | MISH- 1182AC |  | 18000 | 18000 | 24 | 13.5 | 10.5 | 2.44 | 78 | 71 | 214311522
MIDEA | MOX330-12HFN1-MW5W | MSEPB-12HRFN1-MW5W(GA) |  | 12000 | 12000 | 25.5 | 14 | 10.4 | 1.8 | 83 | 100 | 207826694
EMI | MHSZ118DA | MHWAL18DA |  | 18000 | 18000 | 21.5 | 12.5 | 11.3 | 1.8 | 83 | 100 | 208121926
Cooper&Hunter | CH-ES18-230VO | CH-B18MOLVWM-230VI |  | 18000 | 18000 | 24 | 13.5 | 10.5 | 2.44 | 78 | 71 | 210799689
ARCOAIRE | DLCSRBH24AAK | DLFSHCH24XAK |  | 24000 | 29000 | 21.5 | 13 | 11.4 | 2.21 | 73 | 86 | 208447615
Custom Comfort | CCOXHASZ12HP | CCOXHAWM12 |  | 12000 | 12000 | 25.5 | 14 | 10.4 | 1.8 | 83 | 100 | 212365405
CENTURY | A-VMH18SV-1 | B-VMH18SV-1 |  | 18000 | 18000 | 21.5 | 12.5 | 11.3 | 1.8 | 83 | 100 | 212940816
Durastar | DRA1U18S1B | DRAW18F1B |  | 18000 | 18000 | 24 | 13.5 | 10.5 | 2.44 | 78 | 71 | 207787132
MIDEA | 38MARBQ24AA3 | DHMAHBQ24XA3 |  | 24000 | 29000 | 21.5 | 13 | 11.4 | 2.21 | 73 | 86 | 206350321
BLUERIDGE | BMY12HH26C | BMY12HH26WM |  | 12000 | 12000 | 25.5 | 14 | 10.4 | 1.8 | 83 | 100 | 207339184
ELIOS | DEA18HOS28230E8 | DEA18HIW25230E8 |  | 18000 | 18000 | 21.5 | 12.5 | 11.3 | 1.8 | 83 | 100 | 207742431
CONTINENTAL | CDHAS22-18-O | CDHAS22-18-I |  | 18000 | 18000 | 24 | 13.5 | 10.5 | 2.44 | 78 | 71 | 213386540
ApooDr | AGN24-12H220V1B | AGN24-12H220V1A |  | 12000 | 12000 | 23.1 | 13 | 10.8 | 2.41 | 83 | 70 | 209157092
BOSCH | BMS500-AAS024-1CSXHC | BMS500-AAU024-1AHWXC |  | 24000 | 29000 | 21.5 | 13 | 11.4 | 2.21 | 73 | 86 | 207759997
PolarWave | ACIQ-18ZPL-HP230B | ACIQ-18W-HH-MC |  | 18000 | 18000 | 21.5 | 12.5 | 11.3 | 1.8 | 83 | 100 | 212316101
Orient Care | OU12M410AGS30 | ODW12MAGSW30 |  | 12000 | 12000 | 23.1 | 13 | 10.8 | 2.41 | 83 | 70 | 212920502
Bladex | BS25-24HFN1-ODU | BWM-EPB-24HWIU |  | 24000 | 29000 | 21.5 | 13 | 11.4 | 2.21 | 73 | 86 | 214312554
NOVAIR | LEA12SZ35SK-O | 2LEA12UUSK-I |  | 12000 | 12000 | 25.5 | 14 | 10.4 | 1.8 | 83 | 100 | 211709683
MIDEA | 38MARBQ18AA3 | DHMAHBQ18XA3 |  | 18000 | 18000 | 21.5 | 12.5 | 11.3 | 1.8 | 83 | 100 | 206350320
TECH CLIMATE | ODD1200 | DS120 |  | 12000 | 12000 | 23.1 | 13 | 10.8 | 2.41 | 83 | 70 | 213304196
KANIONco | KWSM-12IR410AHS25.5ODU | KWSM-12IR410AHS25.5IDU |  | 12000 | 12000 | 25.5 | 14 | 10.4 | 1.8 | 83 | 100 | 213160462
Clearity | MOX430-17HFN1-MT0W | MSEPC-18HRFN1-MU0W |  | 18000 | 18000 | 21.5 | 12.5 | 11.3 | 1.8 | 83 | 100 | 208141286
COMFORTSTAR | CHF24CD(O) | CHF24CD(I) |  | 24000 | 29000 | 21.5 | 13 | 11.4 | 2.21 | 73 | 86 | 207658929
Clearity | MOX330-12HFN1-MW5W | MSEPB-12HRFN1-MW5W(GA) |  | 12000 | 12000 | 25.5 | 14 | 10.4 | 1.8 | 83 | 100 | 210568095
NOVAIR | LEA12SZ25SK-O | LEA12UUSK-I |  | 12000 | 12000 | 23.1 | 13 | 10.8 | 2.41 | 83 | 70 | 207526945
1HVAC | ACIQ-18ZPL-HP230B | ACIQ-18W-HH-MB |  | 18000 | 18000 | 21.5 | 12.5 | 11.3 | 1.8 | 83 | 100 | 207825514
Weathermaker | 38MARBQ12AA3 | DHMAHBQ12XA3 |  | 12000 | 12000 | 25.5 | 14 | 10.4 | 1.8 | 83 | 100 | 206350324
Alsetria | MOD30-24HFN1-MU0W | MSEPD-24HRFN1-MU0W |  | 24000 | 29000 | 21.5 | 13 | 11.4 | 2.21 | 73 | 86 | 208121904
Cooper&Hunter | CH-ES12-230VO | CH-12MOLVWM-230VI |  | 12000 | 12000 | 23.1 | 13 | 10.8 | 2.41 | 83 | 70 | 210799560
PAYNE | 38MARBQ18AA3 | DHMAHBQ18XA3 |  | 18000 | 18000 | 21.5 | 12.5 | 11.3 | 1.8 | 83 | 100 | 206350315
COMFORT-AIRE | A-KMH24SU-1 | B-KMH24SV-1 |  | 24000 | 29000 | 21.5 | 13 | 11.4 | 2.21 | 73 | 86 | 208141189
1HVAC | ACIQ-12ZPL-HP230B | ACIQ-12W-HH-MC |  | 12000 | 12000 | 25.5 | 14 | 10.4 | 1.8 | 83 | 100 | 210857296
Cooper&Hunter | CH-ES12-230VO | CH-B12MOLVWM-230VI |  | 12000 | 12000 | 23.1 | 13 | 10.8 | 2.41 | 83 | 70 | 210799688
SENVILLE | SENA/18HF/OQ | SENA/18HF/IQ |  | 18000 | 18000 | 21.5 | 12.5 | 11.3 | 1.8 | 83 | 100 | 207657629
AI AIR CONDITIONING | AO29-24N1-M1H | AW29-24N1-M1 |  | 24000 | 29000 | 21.5 | 13 | 11.4 | 2.21 | 73 | 86 | 213769950
CanAir | C28SCH12H21 | C28SEH12H21 |  | 12000 | 12000 | 25.5 | 14 | 10.4 | 1.8 | 83 | 100 | 207683257
Durastar | DRA1U12S1B | DRAW12F1B |  | 12000 | 12000 | 23.1 | 13 | 10.8 | 2.41 | 83 | 70 | 207787131
Convectair | 8028-C18-O | 8028-C18-I |  | 18000 | 18000 | 21.5 | 12.5 | 11.3 | 1.8 | 83 | 100 | 207709206
SENVILLE | SENA/24HF/OQ | SENA/24HF/IQ |  | 24000 | 29000 | 21.5 | 13 | 11.4 | 2.21 | 73 | 86 | 207657630
NAPOLEON | NDHAS26-12-O | NDHAS26-12-I |  | 12000 | 12000 | 25.5 | 14 | 10.4 | 1.8 | 83 | 100 | 207683234
DIRECT AIR | DIRM-18HXPRO28-1Z | DIRM-18HP-WM |  | 18000 | 18000 | 21.5 | 12.5 | 11.3 | 1.8 | 83 | 100 | 207743726
Bluefin | BFMS12PL-01O | BFMS12PL-01I |  | 12000 | 12000 | 23.1 | 13 | 10.8 | 2.41 | 83 | 70 | 213769909
MOOVAIR | DMA12HOS28230E8 | DMA12HIW25230E8 |  | 12000 | 12000 | 25.5 | 14 | 10.4 | 1.8 | 83 | 100 | 207742496
PolarWave | ACIQ-24ZPL-HP230B | ACIQ-24W-HH-MB |  | 24000 | 29000 | 21.5 | 13 | 11.4 | 2.21 | 73 | 86 | 212316074
ICONIC AIR SOLUTION | ICOO12AK | IFOH12IK |  | 12000 | 12000 | 23.1 | 13 | 10.8 | 2.41 | 83 | 70 | 214389497
Custom Comfort | CCOXHASZ17HP | CCOXHAWM18 |  | 18000 | 18000 | 21.5 | 12.5 | 11.3 | 1.8 | 83 | 100 | 212365406
MDV | MOX430-18HFN1-MU0W | MSAG11D-18HRFN1-MT8W |  | 18000 | 18000 | 24 | 13.5 | 10.5 | 2.44 | 78 | 71 | 207613861
AI AIR CONDITIONING | AO24-12N1-M1H | AW25-12N1-M1 |  | 12000 | 12000 | 23.1 | 13 | 10.8 | 2.41 | 83 | 70 | 213769939
COMFORT-AIRE | A-KMH18SU-1 | B-KMH18SV-1 |  | 18000 | 18000 | 21.5 | 12.5 | 11.3 | 1.8 | 83 | 100 | 208141188
THERMOCORE SYSTEMS | T5HH26S-H212-C | T5HH26S-H212-E |  | 12000 | 12000 | 25.5 | 14 | 10.4 | 1.8 | 83 | 100 | 209549008
Conforto | MHSZ124DA | MHWAL24DA |  | 24000 | 29000 | 21.5 | 13 | 11.4 | 2.21 | 73 | 86 | 210605805
C&H | CH-ES12-230VO | CH-B12MOLVWM-230VI |  | 12000 | 12000 | 23.1 | 13 | 10.8 | 2.41 | 83 | 70 | 210665989
DAY & NIGHT | DLCSRBH18AAK | DLFSHCH18XAK |  | 18000 | 18000 | 21.5 | 12.5 | 11.3 | 1.8 | 83 | 100 | 208447635
TRUST AIR CONDITIONERS | OAH24H/O4S4P | IUMW124H/I41P |  | 24000 | 29000 | 21.5 | 13 | 11.4 | 2.21 | 73 | 86 | 208816917
DIRECT AIR | DIRM-12HXPRO28-1Z | DIRM-12HP-WM |  | 12000 | 12000 | 25.5 | 14 | 10.4 | 1.8 | 83 | 100 | 207743725
SEA BREEZE+ | SZ12H424ZMO | WM12H424ZMI |  | 12000 | 12000 | 23.1 | 13 | 10.8 | 2.41 | 83 | 70 | 208128263
HEIL | DLCSRBH24AAK | DLFSHCH24XAK |  | 24000 | 29000 | 21.5 | 13 | 11.4 | 2.21 | 73 | 86 | 208447639
COMFORTMAKER | DLCSRBH18AAK | DLFSHCH18XAK |  | 18000 | 18000 | 21.5 | 12.5 | 11.3 | 1.8 | 83 | 100 | 208447627
BOSCH | BMS500-AAS012-1CSXHC | BMS500-AAU012-1AHWXC |  | 12000 | 12000 | 25.5 | 14 | 10.4 | 1.8 | 83 | 100 | 207759995
NAPOLEON | NDHAS22-12-O | NDHAS22-12-I |  | 12000 | 12000 | 23.1 | 13 | 10.8 | 2.41 | 83 | 70 | 207683230
MIDEA | DLCSRBH24AAK | DLFSHCH24XAK |  | 24000 | 29000 | 21.5 | 13 | 11.4 | 2.21 | 73 | 86 | 208447663
MRCOOL | O-HH-12-HP-C-230A | O-12-HP-WMAH-230B |  | 12000 | 12000 | 25.5 | 14 | 10.4 | 1.8 | 83 | 100 | 207339162
HEIL | DLCSRBH18AAK | DLFSHCH18XAK |  | 18000 | 18000 | 21.5 | 12.5 | 11.3 | 1.8 | 83 | 100 | 208447643
Custom Comfort | CCOXHASZ24HP | CCOXHAWM24 |  | 24000 | 29000 | 21.5 | 13 | 11.4 | 2.21 | 73 | 86 | 212365407
MIDEA | DLCSRBH12AAK | DLFSHCH12XAK |  | 12000 | 12000 | 25.5 | 14 | 10.4 | 1.8 | 83 | 100 | 208447662
ZERO | ZMSB-12HV-USHH | ZMSB-12HV-USHH |  | 12000 | 12000 | 23.1 | 13 | 10.8 | 2.41 | 83 | 70 | 213917749
MOOVAIR | DMA18HOS28230E8 | DMA18HIW25230E8 |  | 18000 | 18000 | 21.5 | 12.5 | 11.3 | 1.8 | 83 | 100 | 207742497
KERR | A-KMH24SU-1 | B-KMH24SV-1 |  | 24000 | 29000 | 21.5 | 13 | 11.4 | 2.21 | 73 | 86 | 208141201
SENVILLE | SENA/12HF/OQ | SENA/12HF/IQ |  | 12000 | 12000 | 25.5 | 14 | 10.4 | 1.8 | 83 | 100 | 207657628
MIDEA | MOX230-12HFN1-MV5W | MSAG11B-12HRFN1-MV0W(GA) |  | 12000 | 12000 | 23.1 | 13 | 10.8 | 2.41 | 83 | 70 | 207821932
ECO-AIR | MOX430-17HFN1-MT0W | MSEPC-18HRFN1-MU0W |  | 18000 | 18000 | 21.5 | 12.5 | 11.3 | 1.8 | 83 | 100 | 208121866
STEALTH | ACIQ-24ZPL-HP230B | ACIQ-24W-HH-MC |  | 24000 | 29000 | 21.5 | 13 | 11.4 | 2.21 | 73 | 86 | 212316188
SLIMAIR | SHC12VE2AG | SHMZ12VC2AG |  | 12000 | 12000 | 23.1 | 13 | 10.8 | 2.41 | 83 | 70 | 208447945
TRUST AIR CONDITIONERS | OAH12H/O4S4P | IUMW112H/I41P |  | 12000 | 12000 | 25.5 | 14 | 10.4 | 1.8 | 83 | 100 | 208816915
BLUERIDGE | BMY18HH22C | BMY18HH22WM |  | 18000 | 18000 | 21.5 | 12.5 | 11.3 | 1.8 | 83 | 100 | 207339185
TEMPSTAR | DLCSRBH24AAK | DLFSHCH24XAK |  | 24000 | 29000 | 21.5 | 13 | 11.4 | 2.21 | 73 | 86 | 208447671
LBG Products | LBHB12DUWO | LBHB12DUWI |  | 12000 | 12000 | 23.1 | 13 | 10.8 | 2.41 | 83 | 70 | 208130804
Convectair | 8028-C12-O | 8028-C12-I |  | 12000 | 12000 | 25.5 | 14 | 10.4 | 1.8 | 83 | 100 | 207709205
SUPREME | NE-T52-SUPAE18E | NE-T52-SUPAE18I |  | 18000 | 18000 | 21.5 | 12.5 | 11.3 | 1.8 | 83 | 100 | 212579411
TEMPSTAR | DLCSRBH12AAK | DLFSHCH12XAK |  | 12000 | 12000 | 25.5 | 14 | 10.4 | 1.8 | 83 | 100 | 208447670
Relief Sciences | LANG12OD25-1 | LANG12ID-25 |  | 12000 | 12000 | 23.1 | 13 | 10.8 | 2.41 | 83 | 70 | 210655374
DIYCOOL | ACIQ-24ZPL-HP230B | ACIQ-24W-HH-MB |  | 24000 | 29000 | 21.5 | 13 | 11.4 | 2.21 | 73 | 86 | 207825553
MRCOOL | O-HH-18-HP-C-230A | O-18-HP-WMAH-230B |  | 18000 | 18000 | 21.5 | 12.5 | 11.3 | 1.8 | 83 | 100 | 207339163
C&H | CH-ES12-230VO | CH-12MOLVWM-230VI |  | 12000 | 12000 | 23.1 | 13 | 10.8 | 2.41 | 83 | 70 | 207740513
Conforto | MHSZ112DA | MHWAL12DA |  | 12000 | 12000 | 25.5 | 14 | 10.4 | 1.8 | 83 | 100 | 210605803
ECO-AIR | MOD30-24HFN1-MU0W | MSEPD-24HRFN1-MU0W |  | 24000 | 29000 | 21.5 | 13 | 11.4 | 2.21 | 73 | 86 | 208121867
COMFORT-AIRE | A-VMH18SU-1A | B-VMH18SV-1 |  | 18000 | 18000 | 21.5 | 12.5 | 11.3 | 1.8 | 83 | 100 | 208141177
MAXI AIR | NE-T52-SUPAE12E | NE-T52-SUPAE12I |  | 12000 | 12000 | 25.5 | 14 | 10.4 | 1.8 | 83 | 100 | 212348360
SLIMAIR | SHC12VE2AG | SHM12VE2AG |  | 12000 | 12000 | 23.1 | 13 | 10.8 | 2.41 | 83 | 70 | 208447937
THERMOCORE SYSTEMS | T5HH22S-H224-C | T5HH22S-H224-E |  | 24000 | 29000 | 21.5 | 13 | 11.4 | 2.21 | 73 | 86 | 209549010
CONTINENTAL | CDHAS22-12-O | CDHAS22-12-I |  | 12000 | 12000 | 23.1 | 13 | 10.8 | 2.41 | 83 | 70 | 213386538
MRCOOL | O-HH-18-HP-C-230B | O-18-HP-WMAH-230B |  | 18000 | 18000 | 21.5 | 12.5 | 11.3 | 1.8 | 83 | 100 | 208552823
HEIL | DLCSRBH12AAK | DLFSHCH12XAK |  | 12000 | 12000 | 25.5 | 14 | 10.4 | 1.8 | 83 | 100 | 208447638
KANIONco | KWSM-24IR410AHS21.5ODU | KWSM-24IR410AHS21.5IDU |  | 24000 | 29000 | 21.5 | 13 | 11.4 | 2.21 | 73 | 86 | 213160464
KANIONco | KWSM-18IR410AHS21.5ODU | KWSM-18IR410AHS21.5IDU |  | 18000 | 18000 | 21.5 | 12.5 | 11.3 | 1.8 | 83 | 100 | 213160463
STEALTH | ACIQ-12ZPL-HP230B | ACIQ-12W-HH-MB |  | 12000 | 12000 | 25.5 | 14 | 10.4 | 1.8 | 83 | 100 | 212316158
LENNOX | MLB024S4S-1P | MWMC024S4-1P |  | 24000 | 29000 | 21.5 | 13 | 11.4 | 2.21 | 73 | 86 | 207683523
Alsetria | MOX430-17HFN1-MT0W | MSEPC-18HRFN1-MU0W |  | 18000 | 18000 | 21.5 | 12.5 | 11.3 | 1.8 | 83 | 100 | 208121903
COMFORTMAKER | DLCSRBH12AAK | DLFSHCH12XAK |  | 12000 | 12000 | 25.5 | 14 | 10.4 | 1.8 | 83 | 100 | 208447622
ARCOAIRE | DLCSRBH18AAK | DLFSHCH18XAK |  | 18000 | 18000 | 21.5 | 12.5 | 11.3 | 1.8 | 83 | 100 | 208447619
CARRIER | 38MARBQ12AA3 | 40MAHBQ12XA3 |  | 12000 | 12000 | 25.5 | 14 | 10.4 | 1.8 | 83 | 100 | 206348136
CanAir | C28SCH18H21 | C28SEH18H21 |  | 18000 | 18000 | 21.5 | 12.5 | 11.3 | 1.8 | 83 | 100 | 207683258
KERR | A-KMH12SV-1 | B-KMH12SV-1 |  | 12000 | 12000 | 25.5 | 14 | 10.4 | 1.8 | 83 | 100 | 207657395
TEMPSTAR | DLCSRBH18AAK | DLFSHCH18XAK |  | 18000 | 18000 | 21.5 | 12.5 | 11.3 | 1.8 | 83 | 100 | 208447675
MDV | MOX230-12HFN1-MV5W | MSAG11B-12HRFN1-MV0W(GA) |  | 12000 | 12000 | 23.1 | 13 | 10.8 | 2.41 | 83 | 70 | 206361866
PolarWave | ACIQ-12ZPL-HP230B | ACIQ-12W-HH-MB |  | 12000 | 12000 | 25.5 | 14 | 10.4 | 1.8 | 83 | 100 | 212316072
KERR | A-KMH18SU-1 | B-KMH18SV-1 |  | 18000 | 18000 | 21.5 | 12.5 | 11.3 | 1.8 | 83 | 100 | 208141200
FRANKLIN | MSH123F25MCAA | MSH123F25AXAA |  | 12000 | 12000 | 25.5 | 14 | 10.4 | 1.8 | 83 | 100 | 214383434
ACIQ | ACIQ-18ZPL-HP230B | ACIQ-18W-HH-MB |  | 18000 | 18000 | 21.5 | 12.5 | 11.3 | 1.8 | 83 | 100 | 207825533
Kepler | ODUMOX330-12HFN1MW5W | IDUMSEPB-12HRFN1MW5W(GA) |  | 12000 | 12000 | 25.5 | 14 | 10.4 | 1.8 | 83 | 100 | 213608174
STEALTH | ACIQ-18ZPL-HP230B | ACIQ-18W-HH-MB |  | 18000 | 18000 | 21.5 | 12.5 | 11.3 | 1.8 | 83 | 100 | 212316159
DAY & NIGHT | DLCSRBH12AAK | DLFSHCH12XAK |  | 12000 | 12000 | 25.5 | 14 | 10.4 | 1.8 | 83 | 100 | 208447630
LPS Legacy | DLCSRBH18AAK | DLFSHCH18XAK |  | 18000 | 18000 | 21.5 | 12.5 | 11.3 | 1.8 | 83 | 100 | 211756603
DIYCOOL | ACIQ-12ZPL-HP230B | ACIQ-12W-HH-MC |  | 12000 | 12000 | 25.5 | 14 | 10.4 | 1.8 | 83 | 100 | 210857336
DIYCOOL | ACIQ-18ZPL-HP230B | ACIQ-18W-HH-MC |  | 18000 | 18000 | 21.5 | 12.5 | 11.3 | 1.8 | 83 | 100 | 210857337
MAXI AIR | NE-T53-AEG12EXT | NE-T53-AEG12INT |  | 12000 | 12000 | 25.5 | 14 | 10.4 | 1.8 | 83 | 100 | 213927611
KEEPRITE | DLCSRBH12AAK | DLFSHCH12XAK |  | 12000 | 12000 | 25.5 | 14 | 10.4 | 1.8 | 83 | 100 | 208447646
DIYCOOL | ACIQ-12ZPL-HP230B | ACIQ-12W-HH-MB |  | 12000 | 12000 | 25.5 | 14 | 10.4 | 1.8 | 83 | 100 | 207825551
Cooper&Hunter | CH-HPR12-230VO | CH-12MASTWM-230VI |  | 12000 | 12000 | 25.5 | 14 | 10.4 | 1.8 | 83 | 100 | 210799549
PolarWave | ACIQ-12ZPL-HP230B | ACIQ-12W-HH-MC |  | 12000 | 12000 | 25.5 | 14 | 10.4 | 1.8 | 83 | 100 | 212316100
ECO-AIR | MOX330-12HFN1-MW5W | MSEPB-12HRFN1-MW5W(GA) |  | 12000 | 12000 | 25.5 | 14 | 10.4 | 1.8 | 83 | 100 | 208121865
CENTURY | A-VMH12SV-1 | B-VMH12SV-1 |  | 12000 | 12000 | 25.5 | 14 | 10.4 | 1.8 | 83 | 100 | 212940815
QUEBEC VAIR | NE-T53-AEG12EXT | NE-T53-AEG12INT |  | 12000 | 12000 | 25.5 | 14 | 10.4 | 1.8 | 83 | 100 | 213927609
MDV | MOD30-24HFN1-MU0W | MSEPD-24HRFN1-MU0W |  | 24000 | 29000 | 21.5 | 13 | 11.4 | 2.21 | 73 | 86 | 205993855
C&H | CH-HPR12-230VO | CH-12MASTWM-230VI |  | 12000 | 12000 | 25.5 | 14 | 10.4 | 1.8 | 83 | 100 | 207740502
SMART COMFORT | DLCSRBH12AAK | DLFSHCH12XAK |  | 12000 | 12000 | 25.5 | 14 | 10.4 | 1.8 | 83 | 100 | 208447678
LPS Legacy | DLCSRBH12AAK | DLFSHCH12XAK |  | 12000 | 12000 | 25.5 | 14 | 10.4 | 1.8 | 83 | 100 | 211756583
ARCOAIRE | DLCSRBH12AAK | DLFSHCH12XAK |  | 12000 | 12000 | 25.5 | 14 | 10.4 | 1.8 | 83 | 100 | 208447614
TGM | MRAPT12AS | MWAPT12S |  | 12000 | 12000 | 25.5 | 14 | 10.4 | 1.8 | 83 | 100 | 209550324
ACIQ | ACIQ-12ZPL-HP230B | ACIQ-12W-HH-MB |  | 12000 | 12000 | 25.5 | 14 | 10.4 | 1.8 | 83 | 100 | 207825532
COMFORT-AIRE | A-VMH12SV-1 | B-VMH12SV-1 |  | 12000 | 12000 | 25.5 | 14 | 10.4 | 1.8 | 83 | 100 | 207657387
Alsetria | MOX330-12HFN1-MW5W | MSEPB-12HRFN1-MW5W(GA) |  | 12000 | 12000 | 25.5 | 14 | 10.4 | 1.8 | 83 | 100 | 208121902
COMFORTSTAR | CHF12CD(O) | CHF12CD(I) |  | 12000 | 12000 | 25.5 | 14 | 10.4 | 1.8 | 83 | 100 | 207658927
CONTINENTAL | CDHAS26-12-O | CDHAS26-12-I |  | 12000 | 12000 | 25.5 | 14 | 10.4 | 1.8 | 83 | 100 | 213386539
AIRQUEST | DLCSRBH12AAK | DLFSHCH12XAK |  | 12000 | 12000 | 25.5 | 14 | 10.4 | 1.8 | 83 | 100 | 208447686
KENMORE | DLCSRBH12AAK | DLFSHCH12XAK |  | 12000 | 12000 | 25.5 | 14 | 10.4 | 1.8 | 83 | 100 | 208447654
MDV | MOX430-17HFN1-MT0W | MSEPC-18HRFN1-MU0W |  | 18000 | 18000 | 21.5 | 12.5 | 11.3 | 1.8 | 83 | 100 | 205993854
EMI | MHSZ112DA | MHWAL12DA |  | 12000 | 12000 | 25.5 | 14 | 10.4 | 1.8 | 83 | 100 | 208121925
SUPREME | NE-T52-SUPAE12E | NE-T52-SUPAE12I |  | 12000 | 12000 | 25.5 | 14 | 10.4 | 1.8 | 83 | 100 | 212579410
Bladex | BS25-12HFN1-ODU | BWM-EPB-12HWIU |  | 12000 | 12000 | 25.5 | 14 | 10.4 | 1.8 | 83 | 100 | 214312552
ELIOS | DEA12HOS28230E8 | DEA12HIW25230E8 |  | 12000 | 12000 | 25.5 | 14 | 10.4 | 1.8 | 83 | 100 | 207742430
MDV | MOX330-12HFN1-MW5W | MSEPB-12HRFN1-MW5W(GA) |  | 12000 | 12000 | 25.5 | 14 | 10.4 | 1.8 | 83 | 100 | 205993846
SAMSUNG | AC012BXADCH | AC012BNNDCH |  | 10800 | 13500 | 21.5 | 12.5 | 9.5 | 1.92 | 85 | 82 | 207465444
SAMSUNG | AC009BXADCH | AC009BNNDCH |  | 9100 | 10000 | 22 | 13 | 9.5 | 1.89 | 100 | 110 | 207462387
Mitsubishi Electric | PUZ-HA36NKA1*** | PCA-A36KA* |  | 34000 | 40000 | 18 | 12.5 | 9.2 | 1.75 | 64 | 95 | 213617709
Mitsubishi Electric | PUZ-HA36NKA1*** | PKA-A36KA* |  | 33600 | 40000 | 18.7 | 12.4 | 9 | 1.8 | 64 | 95 | 213617708
Mitsubishi Electric | PUZ-HA36NKA1*** | PLA-A36EA* |  | 36000 | 40000 | 20 | 13 | 9 | 2 | 61 | 95 | 213617707
Trane / Mitsubishi Electric | PUZ-HA36NKA | TPCA0A0361KA70A |  | 34000 | 40000 | 18 | 12.5 | 9.2 | 1.75 | 64 | 95 | 206717851
Trane / Mitsubishi Electric | PUZ-HA36NKA | TPKA0A0361KA70A |  | 33600 | 40000 | 18.7 | 12.3 | 9 | 1.8 | 64 | 95 | 206717853
Trane / Mitsubishi Electric | PUZ-HA36NKA | TPLA0A0361EA70A |  | 36000 | 40000 | 20 | 13 | 9 | 2 | 61 | 95 | 206717854
Trane / Mitsubishi Electric | PUZ-HA24NHA1 | TPCA0A0241KA70A |  | 23000 | 28000 | 18.7 | 12.5 | 9.5 | 1.8 | 63 | 93 | 206717833
Trane / Mitsubishi Electric | PUZ-HA24NHA1 | TPKA0A0241KA70A |  | 24000 | 28000 | 19.5 | 12.6 | 9.5 | 1.9 | 61 | 93 | 206717835
Trane / Mitsubishi Electric | PUZ-HA24NHA1 | TPLA0A0241EA70A |  | 24000 | 28000 | 21.6 | 14 | 10 | 1.9 | 62 | 93 | 206717836
Mitsubishi Electric | PUZ-HA36NKA | PCA-A36KA* |  | 34000 | 40000 | 18 | 12.5 | 9.2 | 1.75 | 64 | 95 | 211259278
Mitsubishi Electric | PUZ-HA36NKA | PKA-A36KA* |  | 33600 | 40000 | 18.7 | 12.3 | 9 | 1.8 | 64 | 95 | 211259276
Mitsubishi Electric | PUZ-HA36NKA | PLA-A36EA* |  | 36000 | 40000 | 20 | 13 | 9 | 2 | 61 | 95 | 211259275
Mitsubishi Electric | PUZ-HA24NHA1 | PCA-A24KA* |  | 23000 | 28000 | 18.7 | 12.5 | 9.5 | 1.8 | 63 | 93 | 211259270
Mitsubishi Electric | PUZ-HA24NHA1 | PKA-A24KA* |  | 24000 | 28000 | 19.5 | 12.6 | 9.5 | 1.9 | 61 | 93 | 211259269
Mitsubishi Electric | PUZ-HA24NHA1 | PLA-A24EA* |  | 24000 | 28000 | 21.6 | 14 | 10 | 1.9 | 62 | 93 | 211273264
Mitsubishi Electric | SUZ-KA12NAHZ | NTXCKS12A112AA |  | 12000 | 13800 | 20.8 | 12.7 | 9 | 1.83 | 60 | 100 | 206328096
RUUD | RO1HHZ18AJ8S | RIGHHZ18AJ8S |  | 18000 | 21600 | 23.5 | 13 | 11.2 | 2.24 | 70 | 78 | 211781760
FUJITSU | AOUH18LUAS1 | AUUH18LUAS |  | 18000 | 21600 | 23.5 | 13 | 11.2 | 2.24 | 70 | 78 | 211078844
RHEEM | RO1HHZ18AJ8S | RIGHHZ18AJ8S |  | 18000 | 21600 | 23.5 | 13 | 11.2 | 2.24 | 70 | 78 | 211781743
RUUD | RO1HHZ18AJ8S | RISHHZ18AJ8S |  | 18000 | 21600 | 22.5 | 12.5 | 10.6 | 2.22 | 73 | 78 | 211781764
FUJITSU | AOUH18LUAS1 | ABUH18LUAS |  | 18000 | 21600 | 22.5 | 12.5 | 10.6 | 2.22 | 73 | 78 | 211078843
RHEEM | RO1HHZ18AJ8S | RISHHZ18AJ8S |  | 18000 | 21600 | 22.5 | 12.5 | 10.6 | 2.22 | 73 | 78 | 211781747
RUUD | RO1HHZ09AJ2S | UIWHHZ09AJ2S |  | 9000 | 12000 | 26.5 | 14.3 | 12.6 | 2.36 | 62 | 84 | 210368127
RHEEM | RO1HHZ09AJ2S | RIWHHZ09AJ2S |  | 9000 | 12000 | 26.5 | 14.3 | 12.6 | 2.36 | 62 | 84 | 210368126
FUJITSU | AOUH09LMAS1 | ASUH09LMAS |  | 9000 | 12000 | 26.5 | 14.3 | 12.6 | 2.36 | 62 | 84 | 207615688
RUUD | RO1HGZ12AJ1H | UIWHGZ12AJ1S |  | 12000 | 16000 | 29.4 | 15.2 | 12.7 | 2.16 | 63 | 104 | 210368105
RHEEM | RO1HGZ12AJ1H | RIWHGZ12AJ1S |  | 12000 | 16000 | 29.4 | 15.2 | 12.7 | 2.16 | 63 | 104 | 210368104
FUJITSU | AOUG12LZAH1 | ASUG12LZBS |  | 12000 | 16000 | 29.4 | 15.2 | 12.7 | 2.16 | 63 | 104 | 206597211
RUUD | RO1HGZ12AJ1S | UIWHGZ12AJ1S |  | 12000 | 16000 | 29.4 | 15.2 | 12.9 | 2.32 | 63 | 104 | 210368103
RHEEM | RO1HGZ12AJ1S | RIWHGZ12AJ1S |  | 12000 | 16000 | 29.4 | 15.2 | 12.9 | 2.32 | 63 | 104 | 210368102
FUJITSU | AOUG12LZAS1 | ASUG12LZBS |  | 12000 | 16000 | 29.4 | 15.2 | 12.9 | 2.32 | 63 | 104 | 206597210
RUUD | RO1HHZ18AJ8S | RICHHZ18AJ8S |  | 17100 | 21600 | 21.5 | 12.5 | 11.2 | 2.2 | 68 | 79 | 210824720
RHEEM | RO1HHZ18AJ8S | RICHHZ18AJ8S |  | 17100 | 21600 | 21.5 | 12.5 | 11.2 | 2.2 | 68 | 79 | 210824718
FUJITSU | AOUH18LUAS1 | ACUH18LUAS1 |  | 17100 | 21600 | 21.5 | 12.5 | 11.2 | 2.2 | 68 | 79 | 206579745
FUJITSU | AOUG12LZAH1 | ASUG12LZAS |  | 12000 | 16000 | 29.4 | 15.2 | 12.7 | 2.16 | 63 | 104 | 204740069
FUJITSU | AOUG12LZAS1 | ASUG12LZAS |  | 12000 | 16000 | 29.4 | 15.2 | 12.9 | 2.32 | 63 | 104 | 204740068
RUUD | RP1724HJVXA | RICH24AXCJ |  | 24000 | 27000 | 20.8 | 12.8 | 10.1 | 2.04 | 61 | 86 | 210839354
RHEEM | RP1724HJVXA | RICH24AXCJ |  | 24000 | 27000 | 20.8 | 12.8 | 10.1 | 2.04 | 61 | 86 | 210839352
RUUD | ROSH24VGSN | RICH24AXCJ |  | 24000 | 27000 | 20.8 | 12.8 | 10.1 | 2.04 | 61 | 86 | 206221539
RHEEM | ROSH24VGSN | RICH24AXCJ |  | 24000 | 27000 | 20.8 | 12.8 | 10.1 | 2.04 | 61 | 86 | 202244731
FUJITSU | AOU24RGLX | AUU24RGLX |  | 24000 | 27000 | 20.8 | 12.8 | 10.1 | 2.04 | 61 | 86 | 202208444
SAMSUNG | AC036BXSCCH | AC036BN4DCH |  | 36000 | 40000 | 21.6 | 13 | 9.1 | 2.12 | 101 | 96 | 207698071
FRANKLIN | MSH183F25MCAA | MSH183E23AXAA |  | 17000 | 18000 | 19.4 | 12.5 | 10 |  | 61 |  | 214605986
GOODMAN | MSH183F25MCAA | MSH183E23AXAA |  | 17000 | 18000 | 19.4 | 12.5 | 10 |  | 61 |  | 214605987
LENNOX | MPB009S4S-1P | MWMA009S4-2P |  | 9000 | 9800 | 21.8 | 14.9 | 9.3 | 1.83 | 59 | 74 | 10056170
Allied | 4DHP1S09S-1P | DWM109S4-2P |  | 9000 | 9800 | 21.8 | 14.9 | 9.3 | 1.83 | 59 | 74 | 203376761
LENNOX | MPB009S4S-1P | MWMA009S4-3P |  | 9000 | 9800 | 21.8 | 14.9 | 9.3 | 1.83 | 59 | 74 | 201796630
AC PRO.COM | AOBA30-09HFN1-MT0W | AS11M-09HRFN1-MXOW(A) |  | 9000 | 9800 | 21.8 | 14.9 | 9.3 | 1.83 | 59 | 74 | 205921395
Weathermaker | 38MPRAQ09AA3 | DHMPHAQ09XA3 |  | 9000 | 10000 | 26 | 15 | 12.5 | 1.75 | 72 | 120 | 212436233
BRYANT | 38MPRAQ09AA3 | 619PHAQ09XA3 |  | 9000 | 10000 | 26 | 15 | 12.5 | 1.75 | 72 | 120 | 201753409
MDV | MOCA30-12HFN1-MZ50W | MSOP1B-12HRFN1-MZ50W |  | 12000 | 12000 | 24 | 13.5 | 9.5 | 1.75 | 57 | 100 | 200059283
CARRIER | 38MPRAQ09AA3 | 40MPHAQ09XA3 |  | 9000 | 10000 | 26 | 15 | 12.5 | 1.75 | 72 | 120 | 201753408
MIDEA | 38MPRAQ09AA3 | DHMPHAQ09XA3 |  | 9000 | 10000 | 26 | 15 | 12.5 | 1.75 | 72 | 120 | 201753970
PAYNE | 38MPRAQ09AA3 | DHMPHAQ09XA3 |  | 9000 | 10000 | 26 | 15 | 12.5 | 1.75 | 72 | 120 | 201753410
MDV | MOCA30-09HFN1-MZA5W | MSOP1B-09HRFN1-MZA5W |  | 9000 | 10000 | 26 | 15 | 12.5 | 1.75 | 72 | 120 | 200059281
COMFORTMAKER | DLCSRBH06AAK | DLFSOAH09XAK |  | 6500 | 7100 | 22 | 14.5 | 10.8 | 2 | 80 | 113 | 210857430
HEIL | DLCSRBH18AAK | DLFSOAH18XAK |  | 16700 | 20000 | 19.8 | 12.5 | 11.2 | 1.93 | 73 | 84 | 210857439
KEEPRITE | DLCSRBH06AAK | DLFSOAH09XAK |  | 6500 | 7100 | 22 | 14.5 | 10.8 | 2 | 80 | 113 | 210857442
ARCOAIRE | DLCSRBH18AAK | DLFSOAH18XAK |  | 16700 | 20000 | 19.8 | 12.5 | 11.2 | 1.93 | 73 | 84 | 210857427
Weathermaker | 38MARBQ06AA3 | 40MCCAQ09XA3 |  | 6500 | 7100 | 22 | 14.5 | 10.8 | 2 | 80 | 113 | 210857471
SMART COMFORT | DLCSRBH12AAK | DLFSOAH18XAK |  | 12000 | 12500 | 23 | 13 | 10 | 1.8 | 76 | 88 | 210857460
AIRQUEST | DLCSRBH18AAK | DLFSOAH18XAK |  | 16700 | 20000 | 19.8 | 12.5 | 11.2 | 1.93 | 73 | 84 | 210857463
PAYNE | 38MARBQ06AA3 | 40MCCAQ09XA3 |  | 6500 | 7100 | 22 | 14.5 | 10.8 | 2 | 80 | 113 | 210857469
CARRIER | 38MARBQ12AA3 | 40MCCAQ18XA3 |  | 12000 | 12500 | 23 | 13 | 10 | 1.8 | 76 | 88 | 210857466
TEMPSTAR | DLCSRBH18AAK | DLFSOAH18XAK |  | 16700 | 20000 | 19.8 | 12.5 | 11.2 | 1.93 | 73 | 84 | 210857455
ARCOAIRE | DLCSRBH06AAK | DLFSOAH09XAK |  | 6500 | 7100 | 22 | 14.5 | 10.8 | 2 | 80 | 113 | 210857426
MIDEA | DLCSRBH18AAK | DLFSOAH18XAK |  | 16700 | 20000 | 19.8 | 12.5 | 11.2 | 1.93 | 73 | 84 | 210857451
TEMPSTAR | DLCSRBH12AAK | DLFSOAH18XAK |  | 12000 | 12500 | 23 | 13 | 10 | 1.8 | 76 | 88 | 210857456
MDV | MOX230-09HFN1-BS5W-L | MSAG11A-09HRFN1-BS5W |  | 9000 | 10000 | 21.5 | 12.5 | 9.1 | 2.16 | 63 | 70 | 211289825
DIYCOOL | ACIQ-06ZPL-HP230B | SCC-0609-HH-M |  | 6500 | 7100 | 22 | 14.5 | 10.8 | 2 | 80 | 113 | 210857347
ACIQ | ACIQ-18ZPL-HP230B | SCC-1218-HH-M |  | 16700 | 20000 | 19.8 | 12.5 | 11.2 | 1.93 | 73 | 84 | 210857330
LPS Legacy | DLCSRBH12AAK | DLFSOAH18XAK |  | 12000 | 12500 | 23 | 13 | 10 | 1.8 | 76 | 88 | 211756595
STEALTH | ACIQ-18ZPL-HP230B | SCC-1218-HH-M |  | 16700 | 20000 | 19.8 | 12.5 | 11.2 | 1.93 | 73 | 84 | 212316200
MIDEA | DLCSRBH06AAK | DLFSOAH09XAK |  | 6500 | 7100 | 22 | 14.5 | 10.8 | 2 | 80 | 113 | 210857450
MIDEA | 38MARBQ12AA3 | 40MCCAQ18XA3 |  | 12000 | 12500 | 23 | 13 | 10 | 1.8 | 76 | 88 | 210857474
LPS Legacy | DLCSRBH06AAK | DLFSOAH09XAK |  | 6500 | 7100 | 22 | 14.5 | 10.8 | 2 | 80 | 113 | 211756593
LPS Legacy | DLCSRBH18AAK | DLFSOAH18XAK |  | 16700 | 20000 | 19.8 | 12.5 | 11.2 | 1.93 | 73 | 84 | 211756594
STEALTH | ACIQ-12ZPL-HP230B | SCC-1218-HH-M |  | 12000 | 12500 | 23 | 13 | 10 | 1.8 | 76 | 88 | 212316199
PolarWave | ACIQ-06ZPL-HP230B | SCC-0609-HH-M |  | 6500 | 7100 | 22 | 14.5 | 10.8 | 2 | 80 | 113 | 212316111
KENMORE | DLCSRBH18AAK | DLFSOAH18XAK |  | 16700 | 20000 | 19.8 | 12.5 | 11.2 | 1.93 | 73 | 84 | 210857447
ACIQ | ACIQ-12ZPL-HP230B | SCC-1218-HH-M |  | 12000 | 12500 | 23 | 13 | 10 | 1.8 | 76 | 88 | 210857329
SMART COMFORT | DLCSRBH18AAK | DLFSOAH18XAK |  | 16700 | 20000 | 19.8 | 12.5 | 11.2 | 1.93 | 73 | 84 | 210857459
1HVAC | ACIQ-06ZPL-HP230B | SCC-0609-HH-M |  | 6500 | 7100 | 22 | 14.5 | 10.8 | 2 | 80 | 113 | 210857307
DIYCOOL | ACIQ-12ZPL-HP230B | SCC-1218-HH-M |  | 12000 | 12500 | 23 | 13 | 10 | 1.8 | 76 | 88 | 210857349
DAY & NIGHT | DLCSRBH18AAK | DLFSOAH18XAK |  | 16700 | 20000 | 19.8 | 12.5 | 11.2 | 1.93 | 73 | 84 | 210857435
SMART COMFORT | DLCSRBH06AAK | DLFSOAH09XAK |  | 6500 | 7100 | 22 | 14.5 | 10.8 | 2 | 80 | 113 | 210857458
TEMPSTAR | DLCSRBH09AAK | DLFSOAH09XAK |  | 9000 | 10900 | 24 | 13 | 12.4 | 1.8 | 90 | 96 | 210857453
PolarWave | ACIQ-12ZPL-HP230B | SCC-1218-HH-M |  | 12000 | 12500 | 23 | 13 | 10 | 1.8 | 76 | 88 | 212316113
1HVAC | ACIQ-18ZPL-HP230B | SCC-1218-HH-M |  | 16700 | 20000 | 19.8 | 12.5 | 11.2 | 1.93 | 73 | 84 | 210857310
BRYANT | 38MARBQ06AA3 | 40MCCAQ09XA3 |  | 6500 | 7100 | 22 | 14.5 | 10.8 | 2 | 80 | 113 | 210857467
DAY & NIGHT | DLCSRBH09AAK | DLFSOAH09XAK |  | 9000 | 10900 | 24 | 13 | 12.4 | 1.8 | 90 | 96 | 210857433
MIDEA | DLCSRBH12AAK | DLFSOAH18XAK |  | 12000 | 12500 | 23 | 13 | 10 | 1.8 | 76 | 88 | 210857452
PolarWave | ACIQ-18ZPL-HP230B | SCC-1218-HH-M |  | 16700 | 20000 | 19.8 | 12.5 | 11.2 | 1.93 | 73 | 84 | 212316114
STEALTH | ACIQ-06ZPL-HP230B | SCC-0609-HH-M |  | 6500 | 7100 | 22 | 14.5 | 10.8 | 2 | 80 | 113 | 212316197
COMFORTMAKER | DLCSRBH09AAK | DLFSOAH09XAK |  | 9000 | 10900 | 24 | 13 | 12.4 | 1.8 | 90 | 96 | 210857429
Weathermaker | 38MARBQ12AA3 | 40MCCAQ18XA3 |  | 12000 | 12500 | 23 | 13 | 10 | 1.8 | 76 | 88 | 210857472
ACIQ | ACIQ-06ZPL-HP230B | SCC-0609-HH-M |  | 6500 | 7100 | 22 | 14.5 | 10.8 | 2 | 80 | 113 | 210857327
1HVAC | ACIQ-09ZPL-HP230B | SCC-0609-HH-M |  | 9000 | 10900 | 24 | 13 | 12.4 | 1.8 | 90 | 96 | 210857308
PAYNE | 38MARBQ12AA3 | 40MCCAQ18XA3 |  | 12000 | 12500 | 23 | 13 | 10 | 1.8 | 76 | 88 | 210857470
KENMORE | DLCSRBH06AAK | DLFSOAH09XAK |  | 6500 | 7100 | 22 | 14.5 | 10.8 | 2 | 80 | 113 | 210857446
ACIQ | ACIQ-09ZPL-HP230B | SCC-0609-HH-M |  | 9000 | 10900 | 24 | 13 | 12.4 | 1.8 | 90 | 96 | 210857328
KEEPRITE | DLCSRBH12AAK | DLFSOAH18XAK |  | 12000 | 12500 | 23 | 13 | 10 | 1.8 | 76 | 88 | 210857444
DAY & NIGHT | DLCSRBH06AAK | DLFSOAH09XAK |  | 6500 | 7100 | 22 | 14.5 | 10.8 | 2 | 80 | 113 | 210857434
AIRQUEST | DLCSRBH09AAK | DLFSOAH09XAK |  | 9000 | 10900 | 24 | 13 | 12.4 | 1.8 | 90 | 96 | 210857461
MIDEA | 38MARBQ06AA3 | 40MCCAQ09XA3 |  | 6500 | 7100 | 22 | 14.5 | 10.8 | 2 | 80 | 113 | 210857473
COMFORTMAKER | DLCSRBH12AAK | DLFSOAH18XAK |  | 12000 | 12500 | 23 | 13 | 10 | 1.8 | 76 | 88 | 210857432
SMART COMFORT | DLCSRBH09AAK | DLFSOAH09XAK |  | 9000 | 10900 | 24 | 13 | 12.4 | 1.8 | 90 | 96 | 210857457
AIRQUEST | DLCSRBH06AAK | DLFSOAH09XAK |  | 6500 | 7100 | 22 | 14.5 | 10.8 | 2 | 80 | 113 | 210857462
MDV | MOX430-17HFN1-MT0W | MCBU-18HRFN1-MW-CA |  | 16700 | 20000 | 19.8 | 12.5 | 11.2 | 1.93 | 73 | 84 | 210857292
TEMPSTAR | DLCSRBH06AAK | DLFSOAH09XAK |  | 6500 | 7100 | 22 | 14.5 | 10.8 | 2 | 80 | 113 | 210857454
PolarWave | ACIQ-09ZPL-HP230B | SCC-0609-HH-M |  | 9000 | 10900 | 24 | 13 | 12.4 | 1.8 | 90 | 96 | 212316112
SEA BREEZE | 9H421ZOMI | 9H421ZIMI |  | 9000 | 10000 | 21.7 | 12.6 | 9.4 | 2 | 60 | 70 | 208650694
Allied | 4DHPS209S-1P | DWM209S4-1P |  | 9000 | 10000 | 25.5 | 15 | 12.3 | 2.17 | 85 | 75 | 208106703
CIAC | CG420B-X009PH3N1H | CH420B-X009-H3N1H |  | 9000 | 10000 | 21.7 | 12.6 | 9.4 | 2 | 60 | 70 | 214521879
HEIL | DLCERBH09AAJ | DLFEHBH09XAJ |  | 9000 | 10000 | 21.5 | 12.5 | 9.1 | 2.16 | 63 | 70 | 208447719
AirEase | 4DHV2S09S-1P | DWH209S4-1P |  | 9000 | 10000 | 21.7 | 12.6 | 9.4 | 2 | 60 | 70 | 208106731
YONAN | YS-09HRFN1-C5OU | YS-09HRFN1-C5 |  | 9000 | 10000 | 25.5 | 15 | 12.3 | 2.17 | 85 | 75 | 212615061
TEMPSTAR | DLCERBH09AAK | DLFEHBH09XAK |  | 9000 | 10000 | 21.7 | 12.6 | 9.4 | 2 | 60 | 70 | 208447756
TRUST AIR CONDITIONERS | CE09H/O4S41R | CE09H/I4S41R |  | 9000 | 10000 | 21.5 | 12.5 | 9.1 | 2.16 | 63 | 70 | 208280023
C&H | CH-ES09-230VO | CH-09MASTWM-230VI |  | 9000 | 10000 | 25.5 | 15 | 12.3 | 2.17 | 85 | 75 | 209937047
PAYNE | 38MHRCQ09AA3 | 40MHHAQ09XA3 |  | 9000 | 10000 | 21.7 | 12.6 | 9.4 | 2 | 60 | 70 | 208447849
Weathermaker | 38MHRCQ09AA3 | 40MHHAQ09XA3 |  | 9000 | 10000 | 21.7 | 12.6 | 9.4 | 2 | 60 | 70 | 208447851
TEMPSTAR | DLCERBH09AAJ | DLFEHBH09XAJ |  | 9000 | 10000 | 21.5 | 12.5 | 9.1 | 2.16 | 63 | 70 | 208447751
YONAN | YSA25-09HRN1 | YSA25-09HRN1 |  | 9000 | 10000 | 25.5 | 15 | 12.3 | 2.17 | 85 | 75 | 207671408
Wells | WSB-09HFBO | WSB-09HFBI |  | 9000 | 10000 | 21.5 | 12.5 | 9.1 | 2.16 | 63 | 70 | 214421460
DUCANE | 4DHV2S09S-1P | DWH209S4-*P |  | 9000 | 10000 | 21.7 | 12.6 | 9.4 | 2 | 60 | 70 | 211034593
Armstrong Air | 4DHV2S09S-1L | DWH209S4-1L |  | 9000 | 10000 | 21.5 | 12.5 | 9.1 | 2.16 | 63 | 70 | 208106740
MIDEA | 38MHRCQ09AA3 | 40MHHAQ09XA3 |  | 9000 | 10000 | 21.7 | 12.6 | 9.4 | 2 | 60 | 70 | 208447853
SUNCHILLERS | 9WODU-UL | 9WIDU-UL |  | 9000 | 10000 | 25.5 | 15 | 12.3 | 2.17 | 85 | 75 | 208447609
DUCANE | 4DHV2S09S-1P | DWH209S4-1P |  | 9000 | 10000 | 21.7 | 12.6 | 9.4 | 2 | 60 | 70 | 208106720
AIRQUEST | DLCERBH09AAJ | DLFEHBH09XAJ |  | 9000 | 10000 | 21.5 | 12.5 | 9.1 | 2.16 | 63 | 70 | 208447767
ECO-AIR | MOX230-09HFN1-MW5W | MSEPB-09HRFN1-MY5W(GA) |  | 9000 | 10000 | 25.5 | 15 | 12.3 | 2.17 | 85 | 75 | 208121859
TRUST AIR CONDITIONERS | CE09H/O4S41P | CE09H/I4S41P |  | 9000 | 10000 | 21.7 | 12.6 | 9.4 | 2 | 60 | 70 | 208280028
MIDEA | MASAG09-21HS2GB* | MASAG09-21HS2GA |  | 9000 | 10000 | 21.7 | 12.6 | 9.4 | 2 | 60 | 70 | 211871345
BOSCH | BMS500-AAS009-1CSXRC | BMS500-AAU009-1AHWXC |  | 9000 | 10000 | 25.5 | 15 | 12.3 | 2.17 | 85 | 75 | 207759989
Viking Air | XJ21-24-4C-HC-2-M | XJ21-24-4E-HC-2-M |  | 9000 | 10000 | 21.5 | 12.5 | 9.1 | 2.16 | 63 | 70 | 211126523
ECOX | EDIM009H21B | EDIM009H21B |  | 9000 | 10000 | 21.7 | 12.6 | 9.4 | 2 | 60 | 70 | 210474690
KANIONco | KWSM-09IR410AHS21.5MVODU | KWSM-09IR410AHS21.5MVIDU |  | 9000 | 10000 | 21.7 | 12.6 | 9.4 | 2 | 60 | 70 | 212360138
Cooper&Hunter | CH-ES09-230VO | CH-09MASTWM-230VI |  | 9000 | 10000 | 25.5 | 15 | 12.3 | 2.17 | 85 | 75 | 210799670
SMART COMFORT | DLCERBH09AAJ | DLFEHBH09XAJ |  | 9000 | 10000 | 21.5 | 12.5 | 9.1 | 2.16 | 63 | 70 | 208447759
ZERO | ZMSB-09HVD-US | ZMSB-09HVD-US |  | 9000 | 10000 | 21.7 | 12.6 | 9.4 | 2 | 60 | 70 | 209867859
Bladex | BS21-09HFN1-ODU-230 | BSWM21-09HWIU-230 |  | 9000 | 10000 | 21.7 | 12.6 | 9.4 | 2 | 60 | 70 | 213386494
CanAir | C25SCH09H21 | C28SEH09H21 |  | 9000 | 10000 | 25.5 | 15 | 12.3 | 2.17 | 85 | 75 | 211253522
Alsetria | MOX230-09HFN1-BS5W | MSAG11A-09HRFN1-BS5W |  | 9000 | 10000 | 21.5 | 12.5 | 9.1 | 2.16 | 63 | 70 | 208121880
LBG Products | LBH09DTO | LBH09DTI |  | 9000 | 10000 | 21.7 | 12.6 | 9.4 | 2 | 60 | 70 | 207251115
MRCOOL | O-ES-09-HP-C-230B | O-09-HP-WMAH-230B |  | 9000 | 10000 | 25.5 | 15 | 12.3 | 2.17 | 85 | 75 | 208552810
DUCANE | 4DHV2S09S-1L | DWH209S4-1L |  | 9000 | 10000 | 21.5 | 12.5 | 9.1 | 2.16 | 63 | 70 | 208106718
AI AIR CONDITIONING | AO21-09N1-M1 | AW21-09N1-M1 |  | 9000 | 10000 | 21.7 | 12.6 | 9.4 | 2 | 60 | 70 | 213769930
CONCORD | 4DHV2S09S-1P | DWH209S4-*P |  | 9000 | 10000 | 21.7 | 12.6 | 9.4 | 2 | 60 | 70 | 211034567
Alsetria | MOX230-09HFN1-MW5W | MSEPB-09HRFN1-MY5W(GA) |  | 9000 | 10000 | 25.5 | 15 | 12.3 | 2.17 | 85 | 75 | 208121896
LENNOX | MHB009S4S-1L | MWHB009S4* |  | 9000 | 10000 | 21.5 | 12.5 | 9.1 | 2.16 | 63 | 70 | 210665648
Wells | WSB-09HFMO | WSB-09HFMI |  | 9000 | 10000 | 21.7 | 12.6 | 9.4 | 2 | 60 | 70 | 214421462
Armstrong Air | 4DHV2S09S-1P | DWH209S4-1P |  | 9000 | 10000 | 21.7 | 12.6 | 9.4 | 2 | 60 | 70 | 208106742
COMFORTSTAR | CZP09CD(O) | CHF09CD(I) |  | 9000 | 10000 | 25.5 | 15 | 12.3 | 2.17 | 85 | 75 | 207658922
Cooper&Hunter | CH-NY09MIA-115VO | CH-09OLV-115VI |  | 9000 | 10000 | 21.5 | 12.5 | 9.1 | 2.16 | 63 | 70 | 210799554
SLIMAIR | SHC09VC2AG | SHM09VC2AG |  | 9000 | 10000 | 21.7 | 12.6 | 9.4 | 2 | 60 | 70 | 208447928
YONAN | YS-09HRFN1-C1OU | YS-09HRFN1-C1 |  | 9000 | 10000 | 21.7 | 12.6 | 9.4 | 2 | 60 | 70 | 212615056
PREMIUM LEVELLA | PIAW93700B | PIAW93690A |  | 9000 | 10000 | 21.5 | 12.5 | 9.1 | 2.16 | 63 | 70 | 209862119
CONCORD | 4DHPS209S-1P | DWM209S4-1P |  | 9000 | 10000 | 25.5 | 15 | 12.3 | 2.17 | 85 | 75 | 208106747
DAY & NIGHT | DLCERBH09AAK | DLFEHBH09XAK |  | 9000 | 10000 | 21.7 | 12.6 | 9.4 | 2 | 60 | 70 | 208447716
DUCANE | 4DHV2S09S-1L | DWH209S4-*L |  | 9000 | 10000 | 21.5 | 12.5 | 9.1 | 2.16 | 63 | 70 | 211034591
Armstrong Air | 4DHP2S09S-1P | DWM209S4-1P |  | 9000 | 10000 | 25.5 | 15 | 12.3 | 2.17 | 85 | 75 | 208128188
C&H | CH-NY09MIA-230VO | CH-09MOLV-230VI |  | 9000 | 10000 | 21.7 | 12.6 | 9.4 | 2 | 60 | 70 | 207740532
Genie Aire | GA-09HP115V/O | GA-09HP115V/I |  | 9000 | 10000 | 21.5 | 12.5 | 9.1 | 2.16 | 63 | 70 | 212674037
Allied | 4DHV2S09S-1P | DWH209S4-*P |  | 9000 | 10000 | 21.7 | 12.6 | 9.4 | 2 | 60 | 70 | 211034515
BLUERIDGE | BMY922C | BMY922WM |  | 9000 | 10000 | 21.7 | 12.6 | 9.4 | 2 | 60 | 70 | 207339173
NOVAIR | LEA09SZ25SK-O | 2LEA09UUSK-I |  | 9000 | 10000 | 25.5 | 15 | 12.3 | 2.17 | 85 | 75 | 211709677
SMART COMFORT | DLCSRBH12AAK | DLFSFAH12XAK |  | 12000 | 12000 | 23.6 | 13 | 10 | 1.89 | 80 | 100 | 206350474
KLIMAIRE | KSIH012-H222-O-2 | KTIR12-H2 |  | 12000 | 12000 | 22.3 | 12.7 | 10.2 | 1.89 | 83 | 94 | 209862167
CARRIER | 38MARBQ12AA3 | 40MBCQ12---3 |  | 12000 | 12000 | 22.3 | 12.7 | 10.2 | 1.89 | 83 | 94 | 206350329
CARRIER | 38MARBQ12AA3 | 40MBFQ12---3 |  | 12000 | 12000 | 23.6 | 13 | 10 | 1.89 | 80 | 100 | 206350331
BOSCH | BMS500-AAS012-1CSXHC | BMS500-AAU012-1AHCXB |  | 12000 | 12000 | 22.3 | 12.7 | 10.2 | 1.89 | 83 | 94 | 207760014
BRYANT | 38MARBQ12AA3 | 40MBFQ12---3 |  | 12000 | 12000 | 23.6 | 13 | 10 | 1.89 | 80 | 100 | 206350342
MIDEA | DLCSRBH12AAK | DLFSCAH12XAK |  | 12000 | 12000 | 22.3 | 12.7 | 10.2 | 1.89 | 83 | 94 | 206350450
TRUST AIR CONDITIONERS | OAH12H/O4S4P | IUMC412H/I41P |  | 12000 | 12000 | 22.3 | 12.7 | 10.2 | 1.89 | 83 | 94 | 208816923
PERFECTAIRE | 3PAMSHH12-SZO | 3PAMSCH12 |  | 12000 | 12000 | 22.3 | 12.7 | 10.2 | 1.89 | 83 | 94 | 207796629
TEMP SHIFT | TSMOX33012HFN1MW5W | TSCCA3U12HRFN1M(C) |  | 12000 | 12000 | 22.3 | 12.7 | 10.2 | 1.89 | 83 | 94 | 213479380
KEEPRITE | DLCSRBH12AAK | DLFSCAH12XAK |  | 12000 | 12000 | 22.3 | 12.7 | 10.2 | 1.89 | 83 | 94 | 206350428
Weathermaker | 38MARBQ12AA3 | 40MBCQ12---3 |  | 12000 | 12000 | 22.3 | 12.7 | 10.2 | 1.89 | 83 | 94 | 206350362
MOOVAIR | DMA12HOS28230E8 | DUA12HICU230X5 |  | 12000 | 12000 | 22.3 | 12.7 | 10.2 | 1.89 | 83 | 94 | 207742509
MDV | MOX330-12HFN1-MW5W | MFAU-12HRFN1-M(C) |  | 12000 | 12000 | 23.6 | 13 | 10 | 1.89 | 80 | 100 | 206330128
1HVAC | ACIQ-12ZPL-HP230B | ACIQ-12CC-HH-MB |  | 12000 | 12000 | 22.3 | 12.7 | 10.2 | 1.89 | 83 | 94 | 207825517
ARCOAIRE | DLCSRBH12AAK | DLFSCAH12XAK |  | 12000 | 12000 | 22.3 | 12.7 | 10.2 | 1.89 | 83 | 94 | 206350384
BRYANT | 38MARBQ12AA3 | 40MBCQ12---3 |  | 12000 | 12000 | 22.3 | 12.7 | 10.2 | 1.89 | 83 | 94 | 206350340
EMI | MHSZ112DA | MHCAS12DA |  | 12000 | 12000 | 22.3 | 12.7 | 10.2 | 1.89 | 83 | 94 | 208121929
DIRECT AIR | DIRM-12HXPRO28-1Z | DIRM-12HP-CA |  | 12000 | 12000 | 22.3 | 12.7 | 10.2 | 1.89 | 83 | 94 | 207743740
COMFORT-AIRE | A-VMH12SV-1 | B-VMH12CU-1 |  | 12000 | 12000 | 22.3 | 12.7 | 10.2 | 1.89 | 83 | 94 | 210568240
C&H | CH-HPR12-230VO | CH-12MSPHCT-230VI |  | 12000 | 12000 | 22.3 | 12.7 | 10.2 | 1.89 | 83 | 94 | 207742329
COMFORTMAKER | DLCSRBH12AAK | DLFSCAH12XAK |  | 12000 | 12000 | 22.3 | 12.7 | 10.2 | 1.89 | 83 | 94 | 206350395
COMFORTSTAR | CHF12CD(O) | TPA-12 |  | 12000 | 12000 | 22.3 | 12.7 | 10.2 | 1.89 | 83 | 94 | 207658950
Custom Comfort | CCOXHASZ12HP | CCOXHA4C12 |  | 12000 | 12000 | 22.3 | 12.7 | 10.2 | 1.89 | 83 | 94 | 212365410
KENMORE | DLCSRBH12AAK | DLFSCAH12XAK |  | 12000 | 12000 | 22.3 | 12.7 | 10.2 | 1.89 | 83 | 94 | 206350439
SEA BREEZE+ | HSZ12H424ZMO | CA12H424ZMI |  | 12000 | 12000 | 22.3 | 12.7 | 10.2 | 1.89 | 83 | 94 | 208128268
CTMorley | MOU-A12H-2 | MIU-A12F-2 |  | 12000 | 12000 | 23.6 | 13 | 10 | 1.89 | 80 | 100 | 209843060
ECO-AIR | MOX330-12HFN1-MW5W | CCA3U-12HRFN1-M(C) |  | 12000 | 12000 | 22.3 | 12.7 | 10.2 | 1.89 | 83 | 94 | 211644069
HEIL | DLCSRBH12AAK | DLFSFAH12XAK |  | 12000 | 12000 | 23.6 | 13 | 10 | 1.89 | 80 | 100 | 206350419
KARDA | 3KARDA12SZO | 3KARDA12UVC |  | 12000 | 12000 | 22.3 | 12.7 | 10.2 | 1.89 | 83 | 94 | 207796638
PAYNE | 38MARBQ12AA3 | 40MBFQ12---3 |  | 12000 | 12000 | 23.6 | 13 | 10 | 1.89 | 80 | 100 | 206350353
KERR | A-KMH12SV-1 | B-KMH12CU-1 |  | 12000 | 12000 | 22.3 | 12.7 | 10.2 | 1.89 | 83 | 94 | 210568256
BLUERIDGE | BMY12HH26C | BM12M22CNS |  | 12000 | 12000 | 23.6 | 13 | 10 | 1.89 | 80 | 100 | 207571389
DIAMONDAIR | D2012SHO2 | DF2012CI |  | 12000 | 12000 | 22.3 | 12.7 | 10.2 | 1.89 | 83 | 94 | 210857270
MOOVAIR | DMA12HOS28230E8 | DUA12HIFU230E5 |  | 12000 | 12000 | 23.6 | 13 | 10 | 1.89 | 80 | 100 | 207742527
Durastar | DRA1H12S1A | DRAC12F1A |  | 12000 | 12000 | 22.3 | 12.7 | 10.2 | 1.89 | 83 | 94 | 210568112
KERR | A-KMH12SV-1 | B-KMH12FU-1 |  | 12000 | 12000 | 23.6 | 13 | 10 | 1.89 | 80 | 100 | 210568251
MIDEA | 38MARBQ12AA3 | 40MBCQ12---3 |  | 12000 | 12000 | 22.3 | 12.7 | 10.2 | 1.89 | 83 | 94 | 206350373
Breeze33 | BZ33-HYP33OUT2-G2-P | BZ33-HYP33OUT2-G2-P |  | 33000 | 35000 | 19.5 | 12 | 10 | 1.8 | 82 | 99 | 212361762
Cooper&Hunter | CH-HPR35-230VO | CH-35HASTWM-230VI |  | 33000 | 35000 | 19.5 | 12 | 10 | 1.8 | 82 | 99 | 212528018
BLUERIDGE | BMY33HH20C | BMY33HH20WM |  | 33000 | 35000 | 19.5 | 12 | 10 | 1.8 | 82 | 99 | 211911408
Custom Comfort | CCOXHASZ33HP | CCOXHAWM33 |  | 33000 | 35000 | 19.5 | 12 | 10 | 1.8 | 82 | 99 | 212365408
COMFORT-AIRE | A-VMH33SV-1 | B-VMH33SV-1 |  | 33000 | 35000 | 19.5 | 12 | 10 | 1.8 | 82 | 99 | 214377755
AI AIR CONDITIONING | AO29-33N1-M1H | AW29-33N1-M1 |  | 33000 | 35000 | 19.5 | 12 | 10 | 1.8 | 82 | 99 | 213769951
CENTURY | A-VMH33SV-1 | B-VMH33SV-1 |  | 33000 | 35000 | 19.5 | 12 | 10 | 1.8 | 82 | 99 | 214415105
SENVILLE | SENA-33HF-OQ | SENA-33HF-IQ |  | 33000 | 35000 | 19.5 | 12 | 10 | 1.8 | 82 | 99 | 211749871
Bladex | BS25-33HFN1-ODU | BWM-EPB-33HWIU |  | 33000 | 35000 | 19.5 | 12 | 10 | 1.8 | 82 | 99 | 214312555
Kepler | ODUMOD30-33HFN1MSR0W | IDUMSEPD-33HRFN1MSR0W |  | 33000 | 35000 | 19.5 | 12 | 10 | 1.8 | 82 | 99 | 213608177
MDV | MOD30-33HFN1-MSR0W | MSEPD-33HRFN1-MSR0W |  | 33000 | 35000 | 19.5 | 12 | 10 | 1.8 | 82 | 99 | 211749870
COMFORTMAKER | DLCSRBH18AAK | DLFSOAH18XAK |  | 16700 | 20000 | 19.8 | 12.5 | 11.2 | 1.93 | 73 | 84 | 210857431
KEEPRITE | DLCSRBH18AAK | DLFSOAH18XAK |  | 16700 | 20000 | 19.8 | 12.5 | 11.2 | 1.93 | 73 | 84 | 210857443
HEIL | DLCSRBH06AAK | DLFSOAH09XAK |  | 6500 | 7100 | 22 | 14.5 | 10.8 | 2 | 80 | 113 | 210857438
MDV | MOX230-09HFN1-MT0W-L | MSAG11A-09HRFN1-MT0W |  | 9000 | 10000 | 21.5 | 12.6 | 9.4 | 2 | 60 | 70 | 211289827
DIYCOOL | ACIQ-18ZPL-HP230B | SCC-1218-HH-M |  | 16700 | 20000 | 19.8 | 12.5 | 11.2 | 1.93 | 73 | 84 | 210857350
MRCOOL | O-ES-09-HP-C-230 | O-09-HP-WMAH-230A |  | 9000 | 9800 | 21.8 | 14.9 | 9.3 | 1.83 | 59 | 74 | 204783911
AirEase | 4DHP1S09S-1P | DWM109S4-2P |  | 9000 | 9800 | 21.8 | 14.9 | 9.3 | 1.83 | 59 | 74 | 203376756
CONCORD | 4DHP1S09S-1P | DWM109S4-2P |  | 9000 | 9800 | 21.8 | 14.9 | 9.3 | 1.83 | 59 | 74 | 203376771
NAPOLEON | NH21-09F-O | NH25-09F-I |  | 9000 | 9800 | 21.8 | 14.9 | 9.3 | 1.83 | 59 | 74 | 205309935
CONCORD | 4DHP1S09S-1P | DWM109S4-1P |  | 9000 | 9800 | 21.8 | 14.9 | 9.3 | 1.83 | 59 | 74 | 200059187
COMFORTSTAR | CPP009CD(O) | CXH009CD(I) |  | 9000 | 9800 | 21.8 | 14.9 | 9.3 | 1.83 | 59 | 74 | 202575859
LENNOX | MPB009S4S-1P | MWMA009S4-1P |  | 9000 | 9800 | 21.8 | 14.9 | 9.3 | 1.83 | 59 | 74 | 10056169
SUNCHILLERS | S9ODU-ACDC | S9IDU-ACDC |  | 9000 | 9800 | 21.8 | 14.9 | 9.3 | 1.83 | 59 | 74 | 202146852
DUCANE | 4DHP1S09S-1P | DWM109S4-1P |  | 9000 | 9800 | 21.8 | 14.9 | 9.3 | 1.83 | 59 | 74 | 200059186
DIRECT AIR | MOBA30-09HFN1-MT0W | CS11M-09HRFN1-MX0W(A) |  | 9000 | 9800 | 21.8 | 14.9 | 9.3 | 1.83 | 59 | 74 | 9680947
BOSCH | BMS500-AAS009-1CSXRA | BMS500-AAU009-1AHWXB |  | 9000 | 9800 | 21.8 | 14.9 | 9.3 | 1.83 | 59 | 74 | 203991148
C&H | CH-09SPH-230VO | CH-D09MSPHWM-230VI |  | 9000 | 9800 | 21.8 | 14.9 | 9.3 | 1.83 | 59 | 74 | 205263877
ELIOS | DE09HOS23230E2 | DE09HIW23230E3 |  | 9000 | 9800 | 21.8 | 14.9 | 9.3 | 1.83 | 59 | 74 | 203238486
C&H | CH-09SPH-230VO | CH-09DKT230VI |  | 9000 | 9800 | 21.8 | 14.9 | 9.3 | 1.83 | 59 | 74 | 205047857
Allied | 4DHP1S09S-1P | DWM109S4-1P |  | 9000 | 9800 | 21.8 | 14.9 | 9.3 | 1.83 | 59 | 74 | 203966542
Cooper&Hunter | CH-09SPH-230VO | CH-09DKT230VI |  | 9000 | 9800 | 21.8 | 14.9 | 9.3 | 1.83 | 59 | 74 | 210799470
COMFORTSTAR | CPP009CD(O) | CXH009CD(I)-WIFI |  | 9000 | 9800 | 21.8 | 14.9 | 9.3 | 1.83 | 59 | 74 | 202575853
MOOVAIR | DM09HOS23230E2 | DM09HIW23230E3 |  | 9000 | 9800 | 21.8 | 14.9 | 9.3 | 1.83 | 59 | 74 | 203238509
NORTON AIR CONDITIONERS | OHP14-09-12-22 | DWHP14-09-12-25 |  | 9000 | 9800 | 21.8 | 14.9 | 9.3 | 1.83 | 59 | 74 | 205300187
DUCANE | 4DHP1S09S-1P | DWM109S4-2P |  | 9000 | 9800 | 21.8 | 14.9 | 9.3 | 1.83 | 59 | 74 | 203376776
Armstrong Air | 4DHP1S09S-1P | DWM109S4-2P |  | 9000 | 9800 | 21.8 | 14.9 | 9.3 | 1.83 | 59 | 74 | 203376766
Cooper&Hunter | CH-09SPH-230VO | CH-D09MSPHWM-230VI |  | 9000 | 9800 | 21.8 | 14.9 | 9.3 | 1.83 | 59 | 74 | 210799512
MDV | MOBA30-09HFN1-MT0W | CS11M-09HRFN1-MX0W(A) |  | 9000 | 9800 | 21.8 | 14.9 | 9.3 | 1.83 | 59 | 74 | 9101401
MDV | MOX430-18HFN10-M1X | MSEPC-18HRFN10-M1 |  | 18000 | 18000 | 18.5 | 12.5 | 9 | 1.92 | 83 | 100 | 214311116
MDV | MOX230-06HFN10-M1X | MSEPB-06HRFN10-M1 |  | 6000 | 7000 | 22.7 | 18 | 12.8 | 2.39 | 113 | 110 | 214311115
MDV | MOX230-06HFN10-M1X | MSEPBM-12HRFN10-M1 |  | 6000 | 7000 | 22.7 | 18 | 12.8 | 2.39 | 113 | 110 | 214311114
MDV | MOX230-06HFN10-M1X | MSAG11A-06HRFN10-M1 |  | 6000 | 7000 | 22.3 | 16 | 12.6 | 2.3 | 109 | 107 | 214311113
MDV | MOX330-09HFN10-M1X | MSEPBM-12HRFN10-M1 |  | 9000 | 12000 | 24.5 | 15.5 | 10.5 | 1.8 | 82 | 96 | 214311111
MDV | MOX330-09HFN10-M1X | MSEPB-09HRFN10-M1 |  | 9000 | 12000 | 24.5 | 15.5 | 10.5 | 1.8 | 82 | 96 | 214311110
Weathermaker | 38MPRBQ18AA3 | DHMPHAQ18XA3 |  | 18000 | 20000 | 23.5 | 13.5 | 13.5 | 1.8 | 101 | 105 | 213214838
MIDEA | DLCPRBH18AAK | DLFPHAH18XAK |  | 18000 | 20000 | 23.5 | 13.5 | 13.5 | 1.8 | 101 | 105 | 213214862
SMART COMFORT | DLCPRBH18AAK | DLFPHAH18XAK |  | 18000 | 20000 | 23.5 | 13.5 | 13.5 | 1.8 | 101 | 105 | 213214868
COMFORTMAKER | DLCPRBH18AAK | DHMPHAQ18XA3 |  | 18000 | 20000 | 23.5 | 13.5 | 13.5 | 1.8 | 101 | 105 | 214389473
MIDEA | 38MPRBQ18AA3 | DHMPHAQ18XA3 |  | 18000 | 20000 | 23.5 | 13.5 | 13.5 | 1.8 | 101 | 105 | 213214841
HEIL | DLCPRBH18AAK | DHMPHAQ18XA3 |  | 18000 | 20000 | 23.5 | 13.5 | 13.5 | 1.8 | 101 | 105 | 214389475
KENMORE | DLCPRBH18AAK | DLFPHAH18XAK |  | 18000 | 20000 | 23.5 | 13.5 | 13.5 | 1.8 | 101 | 105 | 213214859
MDV | MOX330-09HFN10-M1X | MSAG11BM-12HRFN10-M1 |  | 9000 | 12000 | 23 | 15 | 10.5 | 1.8 | 83 | 96 | 214311108
CARRIER | 38MPRBQ18AA3 | 40MPHAQ18XA3 |  | 18000 | 20000 | 23.5 | 13.5 | 13.5 | 1.8 | 101 | 105 | 213214829
KEEPRITE | DLCPRBH18AAK | DHMPHAQ18XA3 |  | 18000 | 20000 | 23.5 | 13.5 | 13.5 | 1.8 | 101 | 105 | 214389476
HEIL | DLCPRBH18AAK | DLFPHAH18XAK |  | 18000 | 20000 | 23.5 | 13.5 | 13.5 | 1.8 | 101 | 105 | 213214853
TEMPSTAR | DLCPRBH18AAK | DHMPHAQ18XA3 |  | 18000 | 20000 | 23.5 | 13.5 | 13.5 | 1.8 | 101 | 105 | 214389477
DAY & NIGHT | DLCPRBH18AAK | DLFPHAH18XAK |  | 18000 | 20000 | 23.5 | 13.5 | 13.5 | 1.8 | 101 | 105 | 213214850
MDV | MOX330-09HFN10-M1X | MSAG11B-09HRFN10-M1 |  | 9000 | 12000 | 23 | 15 | 10.5 | 1.8 | 83 | 96 | 214311107
ARCOAIRE | DLCPRBH18AAK | DHMPHAQ18XA3 |  | 18000 | 20000 | 23.5 | 13.5 | 13.5 | 1.8 | 101 | 105 | 214389472
AIRQUEST | DLCPRBH18AAK | DHMPHAQ18XA3 |  | 18000 | 20000 | 23.5 | 13.5 | 13.5 | 1.8 | 101 | 105 | 214389478
COMFORTMAKER | DLCPRBH18AAK | DLFPHAH18XAK |  | 18000 | 20000 | 23.5 | 13.5 | 13.5 | 1.8 | 101 | 105 | 213214847
BRYANT | 38MPRBQ18AA3 | 619PHAQ18XA3 |  | 18000 | 20000 | 23.5 | 13.5 | 13.5 | 1.8 | 101 | 105 | 213214832
LPS Legacy | DLCPRBH18AAK | DLFPHAH18XAK |  | 18000 | 20000 | 23.5 | 13.5 | 13.5 | 1.8 | 101 | 105 | 213214874
ARCOAIRE | DLCPRBH18AAK | DLFPHAH18XAK |  | 18000 | 20000 | 23.5 | 13.5 | 13.5 | 1.8 | 101 | 105 | 213214844
AIRQUEST | DLCPRBH18AAK | DLFPHAH18XAK |  | 18000 | 20000 | 23.5 | 13.5 | 13.5 | 1.8 | 101 | 105 | 213214871
TEMPSTAR | DLCPRBH18AAK | DLFPHAH18XAK |  | 18000 | 20000 | 23.5 | 13.5 | 13.5 | 1.8 | 101 | 105 | 213214865
DAY & NIGHT | DLCSRBH12AAK | DLFSOAH18XAK |  | 12000 | 12500 | 23 | 13 | 10 | 1.8 | 76 | 88 | 210857436
AIRQUEST | DLCSRBH12AAK | DLFSOAH18XAK |  | 12000 | 12500 | 23 | 13 | 10 | 1.8 | 76 | 88 | 210857464
CARRIER | 38MARBQ06AA3 | 40MCCAQ09XA3 |  | 6500 | 7100 | 22 | 14.5 | 10.8 | 2 | 80 | 113 | 210857465
KENMORE | DLCSRBH09AAK | DLFSOAH09XAK |  | 9000 | 10900 | 24 | 13 | 12.4 | 1.8 | 90 | 96 | 210857445
BRYANT | 38MARBQ12AA3 | 40MCCAQ18XA3 |  | 12000 | 12500 | 23 | 13 | 10 | 1.8 | 76 | 88 | 210857468
HEIL | DLCSRBH09AAK | DLFSOAH09XAK |  | 9000 | 10900 | 24 | 13 | 12.4 | 1.8 | 90 | 96 | 210857437
KENMORE | DLCSRBH12AAK | DLFSOAH18XAK |  | 12000 | 12500 | 23 | 13 | 10 | 1.8 | 76 | 88 | 210857448
KEEPRITE | DLCSRBH09AAK | DLFSOAH09XAK |  | 9000 | 10900 | 24 | 13 | 12.4 | 1.8 | 90 | 96 | 210857441
1HVAC | ACIQ-12ZPL-HP230B | SCC-1218-HH-M |  | 12000 | 12500 | 23 | 13 | 10 | 1.8 | 76 | 88 | 210857309
ARCOAIRE | DLCSRBH09AAK | DLFSOAH09XAK |  | 9000 | 10900 | 24 | 13 | 12.4 | 1.8 | 90 | 96 | 210857425
MDV | MOX230-09HFN1-MW5W | MCBU-09HRFN1-MU0-CA |  | 6500 | 7100 | 22 | 14.5 | 10.8 | 2 | 80 | 113 | 210857291
ARCOAIRE | DLCSRBH12AAK | DLFSOAH18XAK |  | 12000 | 12500 | 23 | 13 | 10 | 1.8 | 76 | 88 | 210857428
STEALTH | ACIQ-09ZPL-HP230B | SCC-0609-HH-M |  | 9000 | 10900 | 24 | 13 | 12.4 | 1.8 | 90 | 96 | 212316198
HEIL | DLCSRBH12AAK | DLFSOAH18XAK |  | 12000 | 12500 | 23 | 13 | 10 | 1.8 | 76 | 88 | 210857440
LPS Legacy | DLCSRBH09AAK | DLFSOAH09XAK |  | 9000 | 10900 | 24 | 13 | 12.4 | 1.8 | 90 | 96 | 211756592
MIDEA | DLCSRBH09AAK | DLFSOAH09XAK |  | 9000 | 10900 | 24 | 13 | 12.4 | 1.8 | 90 | 96 | 210857449
MDV | MOX330-12HFN1-MW5W | MCBU-18HRFN1-MW-CA |  | 12000 | 12500 | 23 | 13 | 10 | 1.8 | 76 | 88 | 210857290
DIYCOOL | ACIQ-09ZPL-HP230B | SCC-0609-HH-M |  | 9000 | 10900 | 24 | 13 | 12.4 | 1.8 | 90 | 96 | 210857348
MDV | MOX330-09HFN1-MY5W | MCBU-09HRFN1-MU0-CA |  | 9000 | 10900 | 24 | 13 | 12.4 | 1.8 | 90 | 96 | 210857289
DUCANE | 4DHPS209S-1P | D22C109S4-*P |  | 8900 | 10000 | 20 | 13 | 10 | 1.9 | 75 | 74 | 211034585
AirEase | 4DHPS209S-1P | D22C109S4-*P |  | 8900 | 10000 | 20 | 13 | 10 | 1.9 | 75 | 74 | 211034481
LENNOX | MPC009S4S-1P | M22A009S4-*P |  | 8900 | 10000 | 20 | 13 | 10 | 1.9 | 75 | 74 | 211034434
LENNOX | MLB024S4S-1P | MWMC024S4-*P |  | 24000 | 29000 | 21.5 | 13 | 11.4 | 2.21 | 73 | 86 | 211034443
CONCORD | 4DHPS209S-1P | D22C109S4-*P |  | 8900 | 10000 | 20 | 13 | 10 | 1.9 | 75 | 74 | 211034559
LENNOX | MLB024S4S-1P | MWMC024S4* |  | 24000 | 29000 | 21.5 | 13 | 11.4 | 2.21 | 73 | 86 | 210665630
Allied | 4DHPS209S-1P | D22C109S4-*P |  | 8900 | 10000 | 20 | 13 | 10 | 1.9 | 75 | 74 | 211034507
MDV | MOD30-24HFN1-MU0W-L | MSEPD-24HRFN1-MU0W |  | 24000 | 29000 | 21.5 | 13 | 11.4 | 2.21 | 73 | 86 | 210644038
LENNOX | MPC009S4S-1P | M22A009S4* |  | 8900 | 10000 | 20 | 13 | 10 | 1.9 | 75 | 74 | 210665621
Armstrong Air | 4DHPS209S-1P | D22C109S4-*P |  | 8900 | 10000 | 20 | 13 | 10 | 1.9 | 75 | 74 | 211034533
MDV | MOX230-09HFN1-MW5W-L | MCA3U-09HRFN1-M(C) |  | 8900 | 10000 | 20 | 13 | 10 | 1.9 | 75 | 74 | 210644036
DUCANE | 4DHPS209S-1P | DWM209S4-*P |  | 9000 | 10000 | 25.5 | 15 | 11.9 | 2.17 | 85 | 75 | 211034572
LENNOX | MPC009S4S-1P | MWMC009S4* |  | 9000 | 10000 | 25.5 | 15 | 11.9 | 2.17 | 85 | 75 | 210665603
Armstrong Air | 4DHPS209S-1P | DWM209S4-*P |  | 9000 | 10000 | 25.5 | 15 | 11.9 | 2.17 | 85 | 75 | 211034520
AirEase | 4DHPS209S-1P | DWM209S4-*P |  | 9000 | 10000 | 25.5 | 15 | 11.9 | 2.17 | 85 | 75 | 211034468
CONCORD | 4DHPS209S-1P | DWM209S4-*P |  | 9000 | 10000 | 25.5 | 15 | 11.9 | 2.17 | 85 | 75 | 211034546
PULAIR | MOSH-1091 | MISH-1091 |  | 9000 | 10000 | 21.5 | 12.5 | 9.1 | 2.16 | 63 | 70 | 214312527
CONCORD | 4DHV2S09S-1P | DWH209S4-1P |  | 9000 | 10000 | 21.7 | 12.6 | 9.4 | 2 | 60 | 70 | 208106753
LENNOX | MHB009S4S-1P | MWHB009S4-*P |  | 9000 | 10000 | 21.7 | 12.6 | 9.4 | 2 | 60 | 70 | 211034463
LENNOX | MHB009S4S-1L | MWHB009S4-*L |  | 9000 | 10000 | 21.5 | 12.5 | 9.1 | 2.16 | 63 | 70 | 211034461
ELIOS | DEA09HOS25230E8 | DEA09HIW25230E8 |  | 9000 | 10000 | 25.5 | 15 | 12.3 | 2.17 | 85 | 75 | 207742424
Armstrong Air | 4DHV2S09S-1P | DWH209S4-*P |  | 9000 | 10000 | 21.7 | 12.6 | 9.4 | 2 | 60 | 70 | 211034541
KENMORE | DLCERBH09AAK | DLFEHBH09XAK |  | 9000 | 10000 | 21.7 | 12.6 | 9.4 | 2 | 60 | 70 | 208447740
DUCANE | 4DHP2S09S-1P | DWM209S4-1P |  | 9000 | 10000 | 25.5 | 15 | 12.3 | 2.17 | 85 | 75 | 208128194
DAY & NIGHT | DLCERBH09AAJ | DLFEHBH09XAJ |  | 9000 | 10000 | 21.5 | 12.5 | 9.1 | 2.16 | 63 | 70 | 208447711
ApooDr | AAG21-09H220V1B | AAG21-09H220V1A |  | 9000 | 10000 | 21.7 | 12.6 | 9.4 | 2 | 60 | 70 | 209157083
AirEase | 4DHV2S09S-1L | DWH209S4-1L |  | 9000 | 10000 | 21.5 | 12.5 | 9.1 | 2.16 | 63 | 70 | 208106729
COMFORTMAKER | DLCERBH09AAK | DLFEHBH09XAK |  | 9000 | 10000 | 21.7 | 12.6 | 9.4 | 2 | 60 | 70 | 208447708
AirEase | 4DHV2S09S-1P | DWH209S4-*P |  | 9000 | 10000 | 21.7 | 12.6 | 9.4 | 2 | 60 | 70 | 211034489
AI AIR CONDITIONING | AO21-09N1-B1 | AW21-09N1-B1 |  | 9000 | 10000 | 21.5 | 12.5 | 9.1 | 2.16 | 63 | 70 | 213769928
MIDEA | DLCERBH09AAK | DLFEHBH09XAK |  | 9000 | 10000 | 21.7 | 12.6 | 9.4 | 2 | 60 | 70 | 208447748
PAYNE | 38MHRCQ09AA1 | 40MHHAQ09XA1 |  | 9000 | 10000 | 21.5 | 12.5 | 9.1 | 2.16 | 63 | 70 | 208447848
KEEPRITE | DLCERBH09AAK | DLFEHBH09XAK |  | 9000 | 10000 | 21.7 | 12.6 | 9.4 | 2 | 60 | 70 | 208447732
MDV | MOX230-09HFN1-MW5W | MSEPB-09HRFN1-MY5W(GA) |  | 9000 | 10000 | 25.5 | 15 | 12.3 | 2.17 | 85 | 75 | 206369558
CTMorley | MOU-A09G-1 | MIU-A09W-1 |  | 9000 | 10000 | 21.5 | 12.5 | 9.1 | 2.16 | 63 | 70 | 209694741
Cooper&Hunter | CH-HPR24-230VO | CH-24MOLVWM-230VI |  | 23000 | 26000 | 22.3 | 12.5 | 10.3 | 1.8 | 73 | 88 | 210799569
Alsetria | MOX230-09HFN1-MT0W | MSAG11A-09HRFN1-MT0W |  | 9000 | 10000 | 21.7 | 12.6 | 9.4 | 2 | 60 | 70 | 208121882
CARRIER | 38MHRCQ09AA1 | 40MHHAQ09XA1 |  | 9000 | 10000 | 21.5 | 12.5 | 9.1 | 2.16 | 63 | 70 | 208447844
AURORA | AU-CX24HR-2A-O | AU-BS24HR-2A-I |  | 23000 | 26000 | 22.3 | 12.5 | 10.3 | 1.8 | 73 | 88 | 208101259
C&H | CH-HPR24-230VO | CH-B24MOLVWM-230VI |  | 23000 | 26000 | 22.3 | 12.5 | 10.3 | 1.8 | 73 | 88 | 210665995
C&H | CH-NY09MIA-115VO | CH-09OLV-115VI |  | 9000 | 10000 | 21.5 | 12.5 | 9.1 | 2.16 | 63 | 70 | 207740507
HEIL | DLCSRBH24AAK | DLFSHBH24XAK |  | 23000 | 26000 | 22.3 | 12.5 | 10.3 | 1.8 | 73 | 88 | 206361887
ZERO | ZMSB-09HVD110-US | ZMSB-09HVD110-US |  | 9000 | 10000 | 21.5 | 12.5 | 9.1 | 2.16 | 63 | 70 | 209867857
Allied | 4DHV2S09S-1L | DWH209S4-*L |  | 9000 | 10000 | 21.5 | 12.5 | 9.1 | 2.16 | 63 | 70 | 211034513
KLIMAIRE | KSIH024-H220-O-2 | KSIH024-H220-IW-2 |  | 23000 | 26000 | 22.3 | 12.5 | 10.3 | 1.8 | 73 | 88 | 209862156
LPS Legacy | DLCERBH09AAJ | DLFEHBH09XAJ |  | 9000 | 10000 | 21.5 | 12.5 | 9.1 | 2.16 | 63 | 70 | 211756585
GOODMAN | MSH243G22MCAA | MSH243G22AXAA |  | 23000 | 26000 | 22.3 | 12.5 | 10.3 | 1.8 | 73 | 88 | 214438123
NOVAIR | LEA09SZ15SK-O | LEA0915SK-I |  | 9000 | 10000 | 21.5 | 12.5 | 9.1 | 2.16 | 63 | 70 | 207526949
SEA BREEZE+ | HSZ24H424ZMO | WM24H424ZMI |  | 23000 | 26000 | 22.3 | 12.5 | 10.3 | 1.8 | 73 | 88 | 208816891
Nutech | NU9WKU1 | NU9WKU1 |  | 9000 | 10000 | 21.5 | 12.5 | 9.1 | 2.16 | 63 | 70 | 212941744
ZERO | ZMSB-24HV-USHHC | ZMSB-24HV-USHHC |  | 23000 | 26000 | 22.3 | 12.5 | 10.3 | 1.8 | 73 | 88 | 214232450
LENNOX | MHB009S4S-1L | MWHB009S4-1L |  | 9000 | 10000 | 21.5 | 12.5 | 9.1 | 2.16 | 63 | 70 | 208106641
KENMORE | DLCSRBH24AAK | DLFSHBH24XAK |  | 23000 | 26000 | 22.3 | 12.5 | 10.3 | 1.8 | 73 | 88 | 206361897
COMFORTMAKER | DLCSRBH24AAK | DLFSHBH24XAK |  | 23000 | 26000 | 22.3 | 12.5 | 10.3 | 1.8 | 73 | 88 | 206361877
PULAIR | MOSH- 1091 | MISH- 1091 |  | 9000 | 10000 | 21.5 | 12.5 | 9.1 | 2.16 | 63 | 70 | 214311515
Armstrong Air | 4DHV2S09S-1L | DWH209S4-*L |  | 9000 | 10000 | 21.5 | 12.5 | 9.1 | 2.16 | 63 | 70 | 211034539
MIDEA | DLCSRBH24AAK | DLFSHBH24XAK |  | 23000 | 26000 | 22.3 | 12.5 | 10.3 | 1.8 | 73 | 88 | 206361902
MDV | MOX230-09HFN1-MT0W | MSAG11A-09HRFN1-MT0W |  | 9000 | 10000 | 21.7 | 12.6 | 9.4 | 2 | 60 | 70 | 206369511
Durastar | DRA1H24S1A | DRAW24F1B |  | 23000 | 26000 | 22.3 | 12.5 | 10.3 | 1.8 | 73 | 88 | 210568101
Bladex | BS21-09HFN1-ODU-115 | BSWM21-09HWIU-115 |  | 9000 | 10000 | 21.5 | 12.5 | 9.1 | 2.16 | 63 | 70 | 213386492
AIRQUEST | DLCSRBH24AAK | DLFSHBH24XAK |  | 23000 | 26000 | 22.3 | 12.5 | 10.3 | 1.8 | 73 | 88 | 206361917
MIDEA | MASAG09-21HS1GB | MASAG09-21HS1GA |  | 9000 | 10000 | 21.5 | 12.5 | 9.1 | 2.16 | 63 | 70 | 209847244
LBG Products | LBHB24DVWO | LBHB24DUWI |  | 23000 | 26000 | 22.3 | 12.5 | 10.3 | 1.8 | 73 | 88 | 208130830
DUOHOME | DOX230-09HFN1-BS5W | DSAG11A-09HRFN1-BS5W |  | 9000 | 10000 | 21.5 | 12.5 | 9.1 | 2.16 | 63 | 70 | 213199197
DIAMONDAIR | D2024SHO2 | DF2024HMSI2 |  | 23000 | 26000 | 22.3 | 12.5 | 10.3 | 1.8 | 73 | 88 | 210857268
COMFORTSTAR | CGS09CA(O) | CGS09CA(I) |  | 9000 | 10000 | 21.5 | 12.5 | 9.1 | 2.16 | 63 | 70 | 207658914
SMART COMFORT | DLCSRBH18AAK | DLFSHBH18XAK |  | 18000 | 18000 | 22 | 13 | 10.6 | 1.89 | 62 | 96 | 206361911
Bluefin | BFMS24PR-01O | BFMS24PL-01I |  | 23000 | 26000 | 22.3 | 12.5 | 10.3 | 1.8 | 73 | 88 | 213769902
GOODMAN | MSH183G22MCAA | MSH183G22AXAA |  | 18000 | 18000 | 22 | 13 | 10.6 | 1.89 | 62 | 96 | 214438118
SLIMAIR | SHC09VC1AG | SHM09VC1AG |  | 9000 | 10000 | 21.5 | 12.5 | 9.1 | 2.16 | 63 | 70 | 208447926
LPS Legacy | DLCSRBH24AAK | DLFSHBH24XAK |  | 23000 | 26000 | 22.3 | 12.5 | 10.3 | 1.8 | 73 | 88 | 211756566
C&H | CH-HPR18-230VO | CH-18MOLVWM-230VI |  | 18000 | 18000 | 22 | 13 | 10.6 | 1.89 | 62 | 96 | 207740521
FRANKLIN | MSH123E23MCAA | MST123E20ACAA |  | 12000 | 12000 | 22.3 | 12.7 | 10.2 | 1.89 | 83 | 94 | 206900433
BLUERIDGE | BMY12HH26C | BM12MCC |  | 12000 | 12000 | 22.3 | 12.7 | 10.2 | 1.89 | 83 | 94 | 207571388
Multi MFG | MSH-12HD-A | 12CCHP0-C-M-A |  | 12000 | 12000 | 22.3 | 12.7 | 10.2 | 1.89 | 83 | 94 | 214232444
Cooper&Hunter | CH-HPR12-230VO | CH-12MSPHCT-230VI |  | 12000 | 12000 | 22.3 | 12.7 | 10.2 | 1.89 | 83 | 94 | 210799593
PAYNE | 38MARBQ12AA3 | 40MBCQ12---3 |  | 12000 | 12000 | 22.3 | 12.7 | 10.2 | 1.89 | 83 | 94 | 206350351
FRANKLIN | MSH123F25MCAA | MST123E20ACAA |  | 12000 | 12000 | 22.3 | 12.7 | 10.2 | 1.89 | 83 | 94 | 214594905
Alsetria | MOX330-12HFN1-MW5W | CCA3U-12HRFN1-M(C) |  | 12000 | 12000 | 22.3 | 12.7 | 10.2 | 1.89 | 83 | 94 | 211644044
Cooper&Hunter | CH-HPR12-230VO | CH-12MCT-W |  | 12000 | 12000 | 22.3 | 12.7 | 10.2 | 1.89 | 83 | 94 | 213265563
Mitsutomo | HO-SZ12-AB-Q | HC-UZ12-AB-Q |  | 12000 | 12000 | 22.3 | 12.7 | 10.2 | 1.89 | 83 | 94 | 214056563
Conforto | MHSZ112DA | MHCAS12DA |  | 12000 | 12000 | 22.3 | 12.7 | 10.2 | 1.89 | 83 | 94 | 210605807
SENVILLE | SENA/12HF/OQ | SENA/12HF/ICZ |  | 12000 | 12000 | 22.3 | 12.7 | 10.2 | 1.89 | 83 | 94 | 207641342
ELIOS | DEA12HOS28230E8 | DUA12HICU230X5 |  | 12000 | 12000 | 22.3 | 12.7 | 10.2 | 1.89 | 83 | 94 | 207742440
HEIL | DLCSRBH12AAK | DLFSCAH12XAK |  | 12000 | 12000 | 22.3 | 12.7 | 10.2 | 1.89 | 83 | 94 | 206350417
Kepler | ODUMOX330-09HFN1MY5W | IDUCCA3U-09HRFN1-M(C) |  | 9000 | 9800 | 20.5 | 13 | 10.3 | 1.8 | 92 | 102 | 214377771
Mitsutomo | HO-SZ09-AB-Q | HC-UZ09-AB-Q |  | 9000 | 9800 | 20.5 | 13 | 10.3 | 1.8 | 92 | 102 | 214056562
TEMP SHIFT | TSMOX33009HFN1MY5W | TSCCA3U09HRFN1M(C) |  | 9000 | 9800 | 20.5 | 13 | 10.3 | 1.8 | 92 | 102 | 213479379
Cooper&Hunter | CH-HPR09-230VO | CH-09MCT-W |  | 9000 | 9800 | 20.5 | 13 | 10.3 | 1.8 | 92 | 102 | 213265561
AC PRO.COM | AOX230-12HFN1-MV5W | AFAU-12HRFN1-M(C) |  | 12000 | 12000 | 22.7 | 13 | 10.2 | 2.26 | 75 | 70 | 209748106
LENNOX | MPC009S4S-1P | MWMC009S4-*P |  | 9000 | 10000 | 25.5 | 15 | 11.9 | 2.17 | 85 | 75 | 211034416
Allied | 4DHPS209S-1P | DWM209S4-*P |  | 9000 | 10000 | 25.5 | 15 | 11.9 | 2.17 | 85 | 75 | 211034494
MDV | MOX230-09HFN1-MW5W-L | MSEPB-09HRFN1-MY5W(GA) |  | 9000 | 10000 | 25.5 | 15 | 11.9 | 2.17 | 85 | 75 | 210644031
BRYANT | 38MARBQ18AA3 | 40MCCAQ18XA3 |  | 16700 | 20000 | 19.8 | 12.5 | 11.2 | 1.93 | 73 | 84 | 209270294
SEA BREEZE+ | HSZ18H424ZMO | SCA18H424ZMI |  | 16700 | 20000 | 19.8 | 12.5 | 11.2 | 1.93 | 73 | 84 | 212595650
HEIL | DLCSRBH18AAK | DLFCCAH18XAK |  | 16700 | 20000 | 19.8 | 12.5 | 11.2 | 1.93 | 73 | 84 | 209270260
TEMPSTAR | DLCSRBH18AAK | DLFCCAH18XAK |  | 16700 | 20000 | 19.8 | 12.5 | 11.2 | 1.93 | 73 | 84 | 209270276
DAY & NIGHT | DLCSRBH18AAK | DLFCCAH18XAK |  | 16700 | 20000 | 19.8 | 12.5 | 11.2 | 1.93 | 73 | 84 | 209270256
BLUERIDGE | BMY18HH22C | BMM18CC2 |  | 16700 | 20000 | 19.8 | 12.5 | 11.2 | 1.93 | 73 | 84 | 209550310
Weathermaker | 38MARBQ18AA3 | 40MCCAQ18XA3 |  | 16700 | 20000 | 19.8 | 12.5 | 11.2 | 1.93 | 73 | 84 | 209270302
Cooper&Hunter | CH-HPR18-230VO | CH-18MCT1W-230VI |  | 16700 | 20000 | 19.8 | 12.5 | 11.2 | 1.93 | 73 | 84 | 210857423
Breeze33 | BZ33-HYP18OUT2-G2-P | BZ33-OWCASS18-G2-P |  | 16700 | 20000 | 19.8 | 12.5 | 11.2 | 1.93 | 73 | 84 | 211273236
KEEPRITE | DLCSRBH18AAK | DLFCCAH18XAK |  | 16700 | 20000 | 19.8 | 12.5 | 11.2 | 1.93 | 73 | 84 | 209270264
SMART COMFORT | DLCSRBH18AAK | DLFCCAH18XAK |  | 16700 | 20000 | 19.8 | 12.5 | 11.2 | 1.93 | 73 | 84 | 209270280
Allied | 4DHV2S09S-1L | DWH209S4-1L |  | 9000 | 10000 | 21.5 | 12.5 | 9.1 | 2.16 | 63 | 70 | 208106707
KEEPRITE | DLCSRBH24AAK | DLFSHBH24XAK |  | 23000 | 26000 | 22.3 | 12.5 | 10.3 | 1.8 | 73 | 88 | 206361892
AI AIR CONDITIONING | AO25-18N1-M1H | AW25-18N1-M1 |  | 18000 | 18000 | 22 | 13 | 10.6 | 1.89 | 62 | 96 | 213769945
MIDEA | 38MHRCQ09AA1 | 40MHHAQ09XA1 |  | 9000 | 10000 | 21.5 | 12.5 | 9.1 | 2.16 | 63 | 70 | 208447852
PERFECTAIRE | 3PAMSHH24-SZO-21 | 3PAMSHH24-UVW |  | 23000 | 26000 | 22.3 | 12.5 | 10.3 | 1.8 | 73 | 88 | 214389986
KARDA | 3KARDA18SZO | 3KARDA18UVW |  | 18000 | 18000 | 22 | 13 | 10.6 | 1.89 | 62 | 96 | 207430430
DAY & NIGHT | DLCSRBH24AAK | DLFSHBH24XAK |  | 23000 | 26000 | 22.3 | 12.5 | 10.3 | 1.8 | 73 | 88 | 206361882
Kanartic | KEOS-18UHE-NA | KEOS-18UHE-NA |  | 18000 | 18000 | 22 | 13 | 10.6 | 1.89 | 62 | 96 | 208836317
Cooper&Hunter | CH-HPR24-230VO | CH-B24MOLVWM-230VI |  | 23000 | 26000 | 22.3 | 12.5 | 10.3 | 1.8 | 73 | 88 | 210799694
ZERO | ZMSB-18HV-USHHC | ZMSB-18HV-USHHC |  | 18000 | 18000 | 22 | 13 | 10.6 | 1.89 | 62 | 96 | 214232449
PERFECTAIRE | 3PAMSHH24-SZO | 3PAMSHH24-UVW |  | 23000 | 26000 | 22.3 | 12.5 | 10.3 | 1.8 | 73 | 88 | 207614056
ZENAIR TECHNOLOGIES | ZEN-WM18HP23S/O | ZEN-WM18HP23S/I |  | 18000 | 18000 | 22 | 13 | 10.6 | 1.89 | 62 | 96 | 207827124
SLIMAIR | SHCD24VC2AG | SHMZ24VC2AG |  | 23000 | 26000 | 22.3 | 12.5 | 10.3 | 1.8 | 73 | 88 | 208447943
SLIMAIR | SHC18VH2AG | SHM18VE2AG |  | 18000 | 18000 | 22 | 13 | 10.6 | 1.89 | 62 | 96 | 213886033
ARCOAIRE | DLCSRBH24AAK | DLFSHBH24XAK |  | 23000 | 26000 | 22.3 | 12.5 | 10.3 | 1.8 | 73 | 88 | 206361872
Mitsutomo | HO-SZ18-AB-Q | HW-SZ18-AB-Q |  | 18000 | 18000 | 22 | 13 | 10.6 | 1.89 | 62 | 96 | 211306395
NOVAIR | LEA24SZ35SK-O | LEA24UUSK-I |  | 23000 | 26000 | 22.3 | 12.5 | 10.3 | 1.8 | 73 | 88 | 209416880
DIAMONDAIR | D2018SHO2 | DF2018HMSI2 |  | 18000 | 18000 | 22 | 13 | 10.6 | 1.89 | 62 | 96 | 210857267
TEMPSTAR | DLCSRBH24AAK | DLFSHBH24XAK |  | 23000 | 26000 | 22.3 | 12.5 | 10.3 | 1.8 | 73 | 88 | 206361907
Cooper&Hunter | CH-HPR18-230VO | CH-B18MOLVWM-230VI |  | 18000 | 18000 | 22 | 13 | 10.6 | 1.89 | 62 | 96 | 210799693
KARDA | 3KARDA24SZO | 3KARDA24UVW |  | 23000 | 26000 | 22.3 | 12.5 | 10.3 | 1.8 | 73 | 88 | 207430431
AIRQUEST | DLCSRBH18AAK | DLFSHBH18XAK |  | 18000 | 18000 | 22 | 13 | 10.6 | 1.89 | 62 | 96 | 206361916
Mitsutomo | HO-SZ24-AB-Q | HW-SZ24-AB-Q |  | 23000 | 26000 | 22.3 | 12.5 | 10.3 | 1.8 | 73 | 88 | 211306396
Cooper&Hunter | CH-HPR18-230VO | CH-18MOLVWM-230VI |  | 18000 | 18000 | 22 | 13 | 10.6 | 1.89 | 62 | 96 | 210799568
MDV | MOX230-09HFN1-BS5W | MSAG11A-09HRFN1-BS5W |  | 9000 | 10000 | 21.5 | 12.5 | 9.1 | 2.16 | 63 | 70 | 206369509
MIDEA | DLCSRBH12AAK | DLFSHBH12XAK |  | 12000 | 12000 | 23.1 | 13 | 10.5 | 1.88 | 86 | 92 | 206361900
SMART COMFORT | DLCSRBH24AAK | DLFSHBH24XAK |  | 23000 | 26000 | 22.3 | 12.5 | 10.3 | 1.8 | 73 | 88 | 206361912
ZERO | ZMSB-24HV-USHHC-O | ZMSB-24HV-USHHC-I |  | 23000 | 26000 | 22.3 | 12.5 | 10.3 | 1.8 | 73 | 88 | 214421477
NG Trade | OMEGA121E | IMEGA121E |  | 12000 | 12000 | 23.1 | 13 | 10.5 | 1.88 | 86 | 92 | 214377799
C&H | CH-HPR24-230VO | CH-24MOLVWM-230VI |  | 23000 | 26000 | 22.3 | 12.5 | 10.3 | 1.8 | 73 | 88 | 207740522
Wells | WSA-18HFMO | WSA-18HFMI |  | 18000 | 18000 | 22 | 13 | 10.6 | 1.89 | 62 | 96 | 214421471
SEA BREEZE+ | HSZ12H424ZMO | WM12H424ZMI |  | 12000 | 12000 | 23.1 | 13 | 10.5 | 1.88 | 86 | 92 | 208128267
C&H | CH-HPR18-230VO | CH-B18MOLVWM-230VI |  | 18000 | 18000 | 22 | 13 | 10.6 | 1.89 | 62 | 96 | 210665994
CTMorley | MOU-A24H-2 | MIU-A24W-2 |  | 23000 | 26000 | 22.3 | 12.5 | 10.3 | 1.8 | 73 | 88 | 209694748
Bluefin | BFMS18PR-01O | BFMS18PL-01I |  | 18000 | 18000 | 22 | 13 | 10.6 | 1.89 | 62 | 96 | 213769911
SLIMAIR | SHC24VH2AG | SHM24VE2AG |  | 23000 | 26000 | 22.3 | 12.5 | 10.3 | 1.8 | 73 | 88 | 213886034
SLIMAIR | SHC12VH2AG | SHM12VE2AG |  | 12000 | 12000 | 23.1 | 13 | 10.5 | 1.88 | 86 | 92 | 213886032
DIAMONDAIR | D2012SHO2 | DF2012HMSI2 |  | 12000 | 12000 | 23.1 | 13 | 10.5 | 1.88 | 86 | 92 | 210857266
Bladex | BS25-24HFN1-ODU | BWM11D-23HWIU |  | 23000 | 26000 | 22.3 | 12.5 | 10.3 | 1.8 | 73 | 88 | 214056589
SMART COMFORT | DLCSRBH12AAK | DLFSHBH12XAK |  | 12000 | 12000 | 23.1 | 13 | 10.5 | 1.88 | 86 | 92 | 206361910
Wells | WSA-24HFMO | WSA-24HFMI |  | 23000 | 26000 | 22.3 | 12.5 | 10.3 | 1.8 | 73 | 88 | 214421472
PREMIUM LEVELLA | PIAW1832580B | PIAW1832579A |  | 18000 | 18000 | 22 | 13 | 10.6 | 1.89 | 62 | 96 | 214232464
Wells | WSA-12HFMO | WSA-12HFMI |  | 12000 | 12000 | 23.1 | 13 | 10.5 | 1.88 | 86 | 92 | 214421470
KEEPRITE | DLCSRBH12AAK | DLFSHBH12XAK |  | 12000 | 12000 | 23.1 | 13 | 10.5 | 1.88 | 86 | 92 | 206361890
ECO AC | EHP-O24BB | EHP-W24BB |  | 23000 | 26000 | 22.3 | 12.5 | 10.3 | 1.8 | 73 | 88 | 214232435
SLIMAIR | SHCD18VC2AG | SHMZ18VC2AG |  | 18000 | 18000 | 22 | 13 | 10.6 | 1.89 | 62 | 96 | 208447942
ZENAIR TECHNOLOGIES | ZEN-WM12HP23S/O | ZEN-WM12HP23S/I |  | 12000 | 12000 | 23.1 | 13 | 10.5 | 1.88 | 86 | 92 | 207827123
CTMorley | MOU-A18H-2 | MIU-A18W-2 |  | 18000 | 18000 | 22 | 13 | 10.6 | 1.89 | 62 | 96 | 209694747
Bluefin | BFMS12PR-01O | BFMS12PL-01I |  | 12000 | 12000 | 23.1 | 13 | 10.5 | 1.88 | 86 | 92 | 213769907
PREMIUM LEVELLA | PIAW2432580B | PIAW2432579A |  | 23000 | 26000 | 22.3 | 12.5 | 10.3 | 1.8 | 73 | 88 | 214232462
LPS Legacy | DLCSRBH18AAK | DLFSHBH18XAK |  | 18000 | 18000 | 22 | 13 | 10.6 | 1.89 | 62 | 96 | 211756565
Bladex | BS25-18HFN1-ODU | BWM11D-18HWIU |  | 18000 | 18000 | 22 | 13 | 10.6 | 1.89 | 62 | 96 | 214056588
TEMPSTAR | DLCSRBH18AAK | DLFSHBH18XAK |  | 18000 | 18000 | 22 | 13 | 10.6 | 1.89 | 62 | 96 | 206361906
LPS Legacy | DLCSRBH12AAK | DLFSHBH12XAK |  | 12000 | 12000 | 23.1 | 13 | 10.5 | 1.88 | 86 | 92 | 211756564
ZERO | ZMSB-18HV-USHHC-O | ZMSB-18HV-USHHC-I |  | 18000 | 18000 | 22 | 13 | 10.6 | 1.89 | 62 | 96 | 214421476
AI AIR CONDITIONING | AO25-24N1-M1H | AW25-24N1-M1 |  | 23000 | 26000 | 22.3 | 12.5 | 10.3 | 1.8 | 73 | 88 | 213769946
Custom Comfort | CCOXHASZ09HP | CCOXHA4C09 |  | 9000 | 9800 | 20.5 | 13 | 10.3 | 1.8 | 92 | 102 | 212365409
MDV | MOX330-12HFN1-MW5W | MCA3U-12HRFN1-M(C) |  | 12000 | 12000 | 22.3 | 12.7 | 10.2 | 1.89 | 83 | 94 | 206330126
STEALTH | ACIQ-09ZPL-HP230B | ACIQ-09CC-HH-MB |  | 9000 | 9800 | 20.5 | 13 | 10.3 | 1.8 | 92 | 102 | 212316161
TRUST AIR CONDITIONERS | OUS12H/O4S4P | IUMCO12H/I41P |  | 12000 | 12000 | 22.7 | 13 | 10.2 | 2.26 | 75 | 70 | 208816934
PolarWave | ACIQ-09ZPL-HP230B | ACIQ-09CC-HH-MB |  | 9000 | 9800 | 20.5 | 13 | 10.3 | 1.8 | 92 | 102 | 212316075
Cooper&Hunter | CH-ES12-230VO | CH-12MSPHMC-230VI |  | 12000 | 12000 | 22.7 | 13 | 10.2 | 2.26 | 75 | 70 | 210799584
LPS Legacy | DLCSRBH09AAK | DLFSCAH09XAK |  | 9000 | 9800 | 20.5 | 13 | 10.3 | 1.8 | 92 | 102 | 211756567
PIONEER | YN012GMFI22RPE | FB012GMFILDFHE |  | 12000 | 12000 | 22.7 | 13 | 10.2 | 2.26 | 75 | 70 | 208141955
ECO-AIR | MOX330-09HFN1-MY5W | CCA3U-09HRFN1-M(C) |  | 9000 | 9800 | 20.5 | 13 | 10.3 | 1.8 | 92 | 102 | 211644068
MOOVAIR | DMA12HOS25230E8 | DUA12HIFU230E5 |  | 12000 | 12000 | 22.7 | 13 | 10.2 | 2.26 | 75 | 70 | 207742528
Alsetria | MOX330-09HFN1-MY5W | CCA3U-09HRFN1-M(C) |  | 9000 | 9800 | 20.5 | 13 | 10.3 | 1.8 | 92 | 102 | 211644043
DIRECT AIR | DIRM-12DA25-1Z | DIRM-12HP-CO |  | 12000 | 12000 | 22.7 | 13 | 10.2 | 2.26 | 75 | 70 | 207743764
DIAMONDAIR | D2009SHO2 | DF2009CI |  | 9000 | 9800 | 20.5 | 13 | 10.3 | 1.8 | 92 | 102 | 210857269
LBG Products | LBHB12DUWO | LMHB12DZGI |  | 12000 | 12000 | 22.7 | 13 | 10.2 | 2.26 | 75 | 70 | 208130820
Cooper&Hunter | CH-HPR09-230VO | CH-09MSPHCT-230VI |  | 9000 | 9800 | 20.5 | 13 | 10.3 | 1.8 | 92 | 102 | 210799591
Conforto | MHSZ109DA | MHCAS09DA |  | 9000 | 9800 | 20.5 | 13 | 10.3 | 1.8 | 92 | 102 | 210605806
KERR | A-KMH09SV-1 | B-KMH09CU-1 |  | 9000 | 9800 | 20.5 | 13 | 10.3 | 1.8 | 92 | 102 | 210568249
Durastar | DRA1U12S1B | DRAS12F1A |  | 12000 | 12000 | 22.7 | 13 | 10.2 | 2.26 | 75 | 70 | 207787138
Durastar | DRA1U12S1B | DRAS12F1B |  | 12000 | 12000 | 22.7 | 13 | 10.2 | 2.26 | 75 | 70 | 207787139
COMFORT-AIRE | A-VMH09SV-1 | B-VMH09CU-1 |  | 9000 | 9800 | 20.5 | 13 | 10.3 | 1.8 | 92 | 102 | 210568241
ELIOS | DEA12HOS25230E8 | DUA12HIFU230E5 |  | 12000 | 12000 | 22.7 | 13 | 10.2 | 2.26 | 75 | 70 | 207742459
Durastar | DRA1H09S1A | DRAC09F1A |  | 9000 | 9800 | 20.5 | 13 | 10.3 | 1.8 | 92 | 102 | 210568111
KLIMAIRE | KSIH009-H225-O-2 | KTIR09-H2 |  | 9000 | 9800 | 20.5 | 13 | 10.3 | 1.8 | 92 | 102 | 209862166
C&H | CH-ES12-230VO | CH-12MSPHMC-230VI |  | 12000 | 12000 | 22.7 | 13 | 10.2 | 2.26 | 75 | 70 | 207742320
CTMorley | MOU-A09H-2 | MIU-A09C-2 |  | 9000 | 9800 | 20.5 | 13 | 10.3 | 1.8 | 92 | 102 | 209843081
THERMOCORE SYSTEMS | T5HH28S-H209-C | T3-OS209-EC |  | 9000 | 9800 | 20.5 | 13 | 10.3 | 1.8 | 92 | 102 | 209549015
MDV | MOX230-12HFN1-MV5W | MFAU-12HRFN1-M(C) |  | 12000 | 12000 | 22.7 | 13 | 10.2 | 2.26 | 75 | 70 | 206330125
PAYNE | 38MPRBQ18AA3 | DHMPHAQ18XA3 |  | 18000 | 20000 | 23.5 | 13.5 | 13.5 | 1.8 | 101 | 105 | 213214835
DAY & NIGHT | DLCPRBH18AAK | DHMPHAQ18XA3 |  | 18000 | 20000 | 23.5 | 13.5 | 13.5 | 1.8 | 101 | 105 | 214389474
KEEPRITE | DLCPRBH18AAK | DLFPHAH18XAK |  | 18000 | 20000 | 23.5 | 13.5 | 13.5 | 1.8 | 101 | 105 | 213214856
MIDEA | 38MPRAQ18AA3 | DHMPHBQ18XA3 |  | 18000 | 18000 | 24.1 | 12.4 | 12 | 1.92 | 68 | 89 | 212521283
MDV | MOD30-18HFN1-MZ20W | MSAB2F-18HRFN1-MZ22W |  | 18000 | 20000 | 23.5 | 13.5 | 13.5 | 1.8 | 101 | 105 | 213214826
AIRQUEST | DLCPRAH18AAK | DLFPHBH18XAK |  | 18000 | 18000 | 24.1 | 12.4 | 12 | 1.92 | 68 | 89 | 212521293
COMFORTMAKER | DLCPRAH18AAK | DLFPHBH18XAK |  | 18000 | 18000 | 24.1 | 12.4 | 12 | 1.92 | 68 | 89 | 212521285
MIDEA | DLCPRAH18AAK | DLFPHBH18XAK |  | 18000 | 18000 | 24.1 | 12.4 | 12 | 1.92 | 68 | 89 | 212521290
LENNOX | MPC009S4S-1P | MWMC006S4-*P |  | 6000 | 7000 | 26.5 | 15.8 | 13.6 | 2.1 | 121 | 107 | 213257710
BRYANT | 38MPRAQ18AA3 | 619PHBQ18XA3 |  | 18000 | 18000 | 24.1 | 12.4 | 12 | 1.92 | 68 | 89 | 212521280
LENNOX | MPC009S4S-1P | MWMC006S4-2P |  | 6000 | 7000 | 26.5 | 15.8 | 13.6 | 2.1 | 121 | 107 | 213199199
SMART COMFORT | DLCPRAH18AAK | DLFPHBH18XAK |  | 18000 | 18000 | 24.1 | 12.4 | 12 | 1.92 | 68 | 89 | 212521292
MDV | MOX230-09HFN1-MW5W-L | MSEPB-06HRFN1-MY5W |  | 6000 | 7000 | 26.5 | 15.8 | 13.6 | 2.1 | 121 | 107 | 213199198
KEEPRITE | DLCPRAH18AAK | DLFPHBH18XAK |  | 18000 | 18000 | 24.1 | 12.4 | 12 | 1.92 | 68 | 89 | 212521288
DAY & NIGHT | DLCPRAH18AAK | DLFPHBH18XAK |  | 18000 | 18000 | 24.1 | 12.4 | 12 | 1.92 | 68 | 89 | 212521286
KENMORE | DLCPRAH18AAK | DLFPHBH18XAK |  | 18000 | 18000 | 24.1 | 12.4 | 12 | 1.92 | 68 | 89 | 212521289
PAYNE | 38MPRAQ18AA3 | DHMPHBQ18XA3 |  | 18000 | 18000 | 24.1 | 12.4 | 12 | 1.92 | 68 | 89 | 212521281
AI AIR CONDITIONING | AO29-18N1-M1H | AW29-18N1-M1 |  | 18000 | 18000 | 24.1 | 12.4 | 12 | 1.92 | 68 | 89 | 213769949
LPS Legacy | DLCPRAH18AAK | DLFPHBH18XAK |  | 18000 | 18000 | 24.1 | 12.4 | 12 | 1.92 | 68 | 89 | 212521294
CARRIER | 38MPRAQ18AA3 | 40MPHBQ18XA3 |  | 18000 | 18000 | 24.1 | 12.4 | 12 | 1.92 | 68 | 89 | 212521279
TEMPSTAR | DLCPRAH18AAK | DLFPHBH18XAK |  | 18000 | 18000 | 24.1 | 12.4 | 12 | 1.92 | 68 | 89 | 212521291
HEIL | DLCPRAH18AAK | DLFPHBH18XAK |  | 18000 | 18000 | 24.1 | 12.4 | 12 | 1.92 | 68 | 89 | 212521287
Weathermaker | 38MPRAQ18AA3 | DHMPHBQ18XA3 |  | 18000 | 18000 | 24.1 | 12.4 | 12 | 1.92 | 68 | 89 | 212521282
ARCOAIRE | DLCPRAH18AAK | DLFPHBH18XAK |  | 18000 | 18000 | 24.1 | 12.4 | 12 | 1.92 | 68 | 89 | 212521284
MDV | MOD30-18HFN1-MZ22W | MSEPD-18HRFN1-MZ22W |  | 18000 | 18000 | 24.1 | 12.4 | 12 | 1.92 | 68 | 89 | 212519803
PAYNE | 38MARBQ18AA3 | 40MCCAQ18XA3 |  | 16700 | 20000 | 19.8 | 12.5 | 11.2 | 1.93 | 73 | 84 | 209270298
Alsetria | MOX430-17HFN1-MT0W | MCBU-18HRFN1-MU2W |  | 16700 | 20000 | 19.8 | 12.5 | 11.2 | 1.93 | 73 | 84 | 211644101
CTMorley | MOU-A18H-2 | MIU-A18CO-2 |  | 16700 | 20000 | 19.8 | 12.5 | 11.2 | 1.93 | 73 | 84 | 209864935
CARRIER | 38MARBQ18AA3 | 40MCCAQ18XA3 |  | 16700 | 20000 | 19.8 | 12.5 | 11.2 | 1.93 | 73 | 84 | 209270290
Durastar | DRA1H18S1A | DRAL18F1A |  | 16700 | 20000 | 19.8 | 12.5 | 11.2 | 1.93 | 73 | 84 | 210568105
AIRQUEST | DLCSRBH18AAK | DLFCCAH18XAK |  | 16700 | 20000 | 19.8 | 12.5 | 11.2 | 1.93 | 73 | 84 | 209270284
ARCOAIRE | DLCSRBH18AAK | DLFCCAH18XAK |  | 16700 | 20000 | 19.8 | 12.5 | 11.2 | 1.93 | 73 | 84 | 209270248
COMFORTSTAR | CHF18CD(O) | T1W18P |  | 16700 | 20000 | 19.8 | 12.5 | 11.2 | 1.93 | 73 | 84 | 214594912
MIDEA | DLCSRBH18AAK | DLFCCAH18XAK |  | 16700 | 20000 | 19.8 | 12.5 | 11.2 | 1.93 | 73 | 84 | 209270272
Breeze33 | HSZ18H424ZMO | SCA18H424ZMI |  | 16700 | 20000 | 19.8 | 12.5 | 11.2 | 1.93 | 73 | 84 | 211277589
ECO-AIR | MOX430-17HFN1-MT0W | MCBU-18HRFN1-MU2W |  | 16700 | 20000 | 19.8 | 12.5 | 11.2 | 1.93 | 73 | 84 | 211644095
Multi MFG | MSH-18HD-A | 18MMNC0-HP-A |  | 16700 | 20000 | 19.8 | 12.5 | 11.2 | 1.93 | 73 | 84 | 214432055
KENMORE | DLCSRBH18AAK | DLFCCAH18XAK |  | 16700 | 20000 | 19.8 | 12.5 | 11.2 | 1.93 | 73 | 84 | 209270268
Custom Comfort | CCOXHASZ17HP | CCOXHA1C18 |  | 16700 | 20000 | 19.8 | 12.5 | 11.2 | 1.93 | 73 | 84 | 212365432
Cooper&Hunter | CH-HPR18-230VO | CH-18MCT1W-W |  | 16700 | 20000 | 19.8 | 12.5 | 11.2 | 1.93 | 73 | 84 | 213265602
LPS Legacy | DLCSRBH06AAK | DLFCCAH06XAK |  | 6500 | 7100 | 22 | 14.5 | 10.8 | 2 | 80 | 113 | 211756598
SMART COMFORT | DLCSRBH09AAK | DLFCCAH09XAK |  | 9000 | 10900 | 24 | 13 | 12.4 | 1.8 | 90 | 96 | 209270279
MIDEA | 38MARBQ18AA3 | 40MCCAQ18XA3 |  | 16700 | 20000 | 19.8 | 12.5 | 11.2 | 1.93 | 73 | 84 | 209270306
Mitsutomo | HO-SZ18-AB-Q | HJ-UZ18-AB-Q |  | 16700 | 20000 | 19.8 | 12.5 | 11.2 | 1.93 | 73 | 84 | 211306400
BLUERIDGE | BMY12HH26C | BMM12CC2 |  | 12000 | 12500 | 23 | 13 | 10 | 1.8 | 76 | 88 | 209550309
Custom Comfort | CCOXHASZ09HP | CCOXHA1C09 |  | 9000 | 10900 | 24 | 13 | 12.4 | 1.8 | 90 | 96 | 212365430
Mitsutomo | HO-SZ06-AB-Q | HJ-UZ06-AB-Q |  | 6500 | 7100 | 22 | 14.5 | 10.8 | 2 | 80 | 113 | 211306397
LPS Legacy | DLCSRBH18AAK | DLFCCAH18XAK |  | 16700 | 20000 | 19.8 | 12.5 | 11.2 | 1.93 | 73 | 84 | 211756597
Alsetria | MOX330-12HFN1-MW5W | MCBU-12HRFN1-MV0W |  | 12000 | 12500 | 23 | 13 | 10 | 1.8 | 76 | 88 | 211644100
ECO-AIR | MOX330-09HFN1-MY5W | MCBU-09HRFN1-MW0W |  | 9000 | 10900 | 24 | 13 | 12.4 | 1.8 | 90 | 96 | 211644093
Durastar | DRA1U09S1B | DRAL06F1A |  | 6500 | 7100 | 22 | 14.5 | 10.8 | 2 | 80 | 113 | 210568102
Breeze33 | BZ33-HYP12OUT2-G2-P | BZ33-OWCASS12-G2-P |  | 12000 | 12500 | 23 | 13 | 10 | 1.8 | 76 | 88 | 211273235
COMFORTMAKER | DLCSRBH18AAK | DLFCCAH18XAK |  | 16700 | 20000 | 19.8 | 12.5 | 11.2 | 1.93 | 73 | 84 | 209270252
KENMORE | DLCSRBH09AAK | DLFCCAH09XAK |  | 9000 | 10900 | 24 | 13 | 12.4 | 1.8 | 90 | 96 | 209270267
SEA BREEZE+ | HSZ9H424ZMO | SCA9H424ZMI |  | 9000 | 10900 | 24 | 13 | 12.4 | 1.8 | 90 | 96 | 212595645
AIRQUEST | DLCSRBH09AAK | DLFCCAH09XAK |  | 9000 | 10900 | 24 | 13 | 12.4 | 1.8 | 90 | 96 | 209270283
COMFORTSTAR | CHF12CD(O) | T1W12P |  | 12000 | 12500 | 23 | 13 | 10 | 1.8 | 76 | 88 | 214594911
Cooper&Hunter | CH-ES09-230VO | CH-06MCT1W-230VI |  | 6500 | 7100 | 22 | 14.5 | 10.8 | 2 | 80 | 113 | 210857416
Cooper&Hunter | CH-HPR12-230VO | CH-12MCT1W-W |  | 12000 | 12500 | 23 | 13 | 10 | 1.8 | 76 | 88 | 213265600
Mitsutomo | HO-SZ09-AB-Q | HJ-UZ09-AB-Q |  | 9000 | 10900 | 24 | 13 | 12.4 | 1.8 | 90 | 96 | 211306398
Breeze33 | HSZ12H424ZMO | SCA12H424ZMI |  | 12000 | 12500 | 23 | 13 | 10 | 1.8 | 76 | 88 | 211277585
HEIL | DLCSRBH12AAK | DLFSHBH12XAK |  | 12000 | 12000 | 23.1 | 13 | 10.5 | 1.88 | 86 | 92 | 206361885
SEA BREEZE+ | HSZ18H424ZMO | WM18H424ZMI |  | 18000 | 18000 | 22 | 13 | 10.6 | 1.89 | 62 | 96 | 208816890
COMFORTMAKER | DLCSRBH12AAK | DLFSHBH12XAK |  | 12000 | 12000 | 23.1 | 13 | 10.5 | 1.88 | 86 | 92 | 206361875
HEIL | DLCSRBH18AAK | DLFSHBH18XAK |  | 18000 | 18000 | 22 | 13 | 10.6 | 1.89 | 62 | 96 | 206361886
ZERO | ZMSB-12HV-USHHC | ZMSB-12HV-USHHC |  | 12000 | 12000 | 23.1 | 13 | 10.5 | 1.88 | 86 | 92 | 214232448
PERFECTAIRE | 3PAMSHH18-SZO-20.5 | 3PAMSHH18-UVW |  | 18000 | 18000 | 22 | 13 | 10.6 | 1.89 | 62 | 96 | 214389985
SLIMAIR | SHCD12VC2AG | SHMZ12VC2AG |  | 12000 | 12000 | 23.1 | 13 | 10.5 | 1.88 | 86 | 92 | 208447941
KENMORE | DLCSRBH18AAK | DLFSHBH18XAK |  | 18000 | 18000 | 22 | 13 | 10.6 | 1.89 | 62 | 96 | 206361896
KARDA | 3KARDA12SZO | 3KARDA12UVW |  | 12000 | 12000 | 23.1 | 13 | 10.5 | 1.88 | 86 | 92 | 207430432
AURORA | AU-CX18HR-2A-O | AU-BS18HR-2A-I |  | 18000 | 18000 | 22 | 13 | 10.6 | 1.89 | 62 | 96 | 208101258
KEEPRITE | DLCSRBH18AAK | DLFSHBH18XAK |  | 18000 | 18000 | 22 | 13 | 10.6 | 1.89 | 62 | 96 | 206361891
MDV | MOD30-24HFN1-MU0W | MSAG11D-23HRFN1-MU0W |  | 23000 | 26000 | 22.3 | 12.5 | 10.3 | 1.8 | 73 | 88 | 206361863
TEMPSTAR | DLCSRBH12AAK | DLFSHBH12XAK |  | 12000 | 12000 | 23.1 | 13 | 10.5 | 1.88 | 86 | 92 | 206361905
GOODMAN | MSH123G22MCAA | MSH123G22AXAA |  | 12000 | 12000 | 23.1 | 13 | 10.5 | 1.88 | 86 | 92 | 214438117
Relief Sciences | LANG18OD35-1 | LANG18ID-25 |  | 18000 | 18000 | 22 | 13 | 10.6 | 1.89 | 62 | 96 | 212615013
ZERO | ZMSB-12HV-USHHC-O | ZMSB-12HV-USHHC-I |  | 12000 | 12000 | 23.1 | 13 | 10.5 | 1.88 | 86 | 92 | 214421475
PERFECTAIRE | 3PAMSHH18-SZO | 3PAMSHH18-UVW |  | 18000 | 18000 | 22 | 13 | 10.6 | 1.89 | 62 | 96 | 208815368
PERFECTAIRE | 3PAMSHH12-SZO | 3PAMSHH12-UVW |  | 12000 | 12000 | 23.1 | 13 | 10.5 | 1.88 | 86 | 92 | 207614055
COMFORTMAKER | DLCSRBH18AAK | DLFSHBH18XAK |  | 18000 | 18000 | 22 | 13 | 10.6 | 1.89 | 62 | 96 | 206361876
ECO AC | EHP-O12BB | EHP-W12BB |  | 12000 | 12000 | 23.1 | 13 | 10.5 | 1.88 | 86 | 92 | 214232433
DAY & NIGHT | DLCSRBH18AAK | DLFSHBH18XAK |  | 18000 | 18000 | 22 | 13 | 10.6 | 1.89 | 62 | 96 | 206361881
NG Trade | OMEGA091E | IMEGA091E |  | 9000 | 12000 | 26.4 | 15.8 | 11.6 | 1.85 | 78 | 92 | 214377798
Durastar | DRA1H12S1A | DRAW12F1B |  | 12000 | 12000 | 23.1 | 13 | 10.5 | 1.88 | 86 | 92 | 210568099
Durastar | DRA1H18S1A | DRAW18F1B |  | 18000 | 18000 | 22 | 13 | 10.6 | 1.89 | 62 | 96 | 210568100
NOVAIR | LEA09SZ35SK-O | LEA09UUSK-I |  | 9000 | 12000 | 26.4 | 15.8 | 11.6 | 1.85 | 78 | 92 | 207526947
NOVAIR | LEA12SZ35SK-O | LEA12UUSK-I |  | 12000 | 12000 | 23.1 | 13 | 10.5 | 1.88 | 86 | 92 | 207539337
ECO AC | EHP-O18BB | EHP-W18BB |  | 18000 | 18000 | 22 | 13 | 10.6 | 1.89 | 62 | 96 | 214232434
C&H | CH-HPR09-230VO | CH-B09MOLVWM-230VI |  | 9000 | 12000 | 26.4 | 15.8 | 11.6 | 1.85 | 78 | 92 | 210665992
NOVAIR | LEA18SZ35SK-O | LEA18UUSK-I |  | 18000 | 18000 | 22 | 13 | 10.6 | 1.89 | 62 | 96 | 207526948
AIRQUEST | DLCSRBH12AAK | DLFSHBH12XAK |  | 12000 | 12000 | 23.1 | 13 | 10.5 | 1.88 | 86 | 92 | 206361915
COMFORTMAKER | DLCSRBH09AAK | DLFSHBH09XAK |  | 9000 | 12000 | 26.4 | 15.8 | 11.6 | 1.85 | 78 | 92 | 206361874
MIDEA | DLCSRBH18AAK | DLFSHBH18XAK |  | 18000 | 18000 | 22 | 13 | 10.6 | 1.89 | 62 | 96 | 206361901
LBG Products | LBHB12DVWO | LBHB12DUWI |  | 12000 | 12000 | 23.1 | 13 | 10.5 | 1.88 | 86 | 92 | 208130828
GOODMAN | MSH093G22MCAA | MSH093G22AXAA |  | 9000 | 12000 | 26.4 | 15.8 | 11.6 | 1.85 | 78 | 92 | 214438122
LBG Products | LBHB18DVWO | LBHB18DUWI |  | 18000 | 18000 | 22 | 13 | 10.6 | 1.89 | 62 | 96 | 208130829
CTMorley | MOU-A12H-2 | MIU-A12W-2 |  | 12000 | 12000 | 23.1 | 13 | 10.5 | 1.88 | 86 | 92 | 209694746
Cooper&Hunter | CH-HPR09-230VO | CH-09MOLVWM-230VI |  | 9000 | 12000 | 26.4 | 15.8 | 11.6 | 1.85 | 78 | 92 | 210799566
ARCOAIRE | DLCSRBH18AAK | DLFSHBH18XAK |  | 18000 | 18000 | 22 | 13 | 10.6 | 1.89 | 62 | 96 | 206361871
KLIMAIRE | KSIH012-H222-O-2 | KSIH012-H222-IW-2 |  | 12000 | 12000 | 23.1 | 13 | 10.5 | 1.88 | 86 | 92 | 209862154
KLIMAIRE | KSIH009-H225-O-2 | KSIH009-H225-IW-2 |  | 9000 | 12000 | 26.4 | 15.8 | 11.6 | 1.85 | 78 | 92 | 209862153
KLIMAIRE | KSIH018-H220-O-2 | KSIH018-H220-IW-2 |  | 18000 | 18000 | 22 | 13 | 10.6 | 1.89 | 62 | 96 | 209862155
TRUST AIR CONDITIONERS | OAH09H/O4S4P | IUMC409H/I41P |  | 9000 | 9800 | 20.5 | 13 | 10.3 | 1.8 | 92 | 102 | 208816922
LBG Products | LBHB09DVWO | LMHB09DSI |  | 9000 | 9800 | 20.5 | 13 | 10.3 | 1.8 | 92 | 102 | 208130831
EMI | MHSZ109DA | MHCAS09DA |  | 9000 | 9800 | 20.5 | 13 | 10.3 | 1.8 | 92 | 102 | 208121928
Breeze33 | BZ33-HYP09OUT2-G2-P | BZ33-CASS09-P |  | 9000 | 9800 | 20.5 | 13 | 10.3 | 1.8 | 92 | 102 | 207862076
AC PRO.COM | AOX330-09HFN1-MY5W | ACCA3U-09HRFN1-M |  | 9000 | 9800 | 20.5 | 13 | 10.3 | 1.8 | 92 | 102 | 207827151
DIYCOOL | ACIQ-09ZPL-HP230B | ACIQ-09CC-HH-MB |  | 9000 | 9800 | 20.5 | 13 | 10.3 | 1.8 | 92 | 102 | 207825554
ACIQ | ACIQ-09ZPL-HP230B | ACIQ-09CC-HH-MB |  | 9000 | 9800 | 20.5 | 13 | 10.3 | 1.8 | 92 | 102 | 207825535
1HVAC | ACIQ-09ZPL-HP230B | ACIQ-09CC-HH-MB |  | 9000 | 9800 | 20.5 | 13 | 10.3 | 1.8 | 92 | 102 | 207825516
BOSCH | BMS500-AAS009-1CSXHC | BMS500-AAU009-1AHCXB |  | 9000 | 9800 | 20.5 | 13 | 10.3 | 1.8 | 92 | 102 | 207760013
DIRECT AIR | DIRM-09HXPRO28-1Z | DIRM-09HP-CA |  | 9000 | 9800 | 20.5 | 13 | 10.3 | 1.8 | 92 | 102 | 207743738
MOOVAIR | DMA09HOS28230E8 | DUA09HICU230X5 |  | 9000 | 9800 | 20.5 | 13 | 10.3 | 1.8 | 92 | 102 | 207742508
ELIOS | DEA09HOS28230E8 | DUA09HICU230X5 |  | 9000 | 9800 | 20.5 | 13 | 10.3 | 1.8 | 92 | 102 | 207742439
C&H | CH-HPR09-230VO | CH-09MSPHCT-230VI |  | 9000 | 9800 | 20.5 | 13 | 10.3 | 1.8 | 92 | 102 | 207742327
COMFORTSTAR | CHF09CD(O) | TPA-09 |  | 9000 | 9800 | 20.5 | 13 | 10.3 | 1.8 | 92 | 102 | 207658949
SENVILLE | SENA/09HF/OQ | SENA/09HF/ICZ |  | 9000 | 9800 | 20.5 | 13 | 10.3 | 1.8 | 92 | 102 | 207641341
BLUERIDGE | BMY9HH28C | BM09MCC |  | 9000 | 9800 | 20.5 | 13 | 10.3 | 1.8 | 92 | 102 | 207571386
FRANKLIN | MSH093E23MCAA | MST093E20ACAA |  | 9000 | 9800 | 20.5 | 13 | 10.3 | 1.8 | 92 | 102 | 206900432
GOODMAN | MSH093E23MCAA | MST093E20ACAA |  | 9000 | 9800 | 20.5 | 13 | 10.3 | 1.8 | 92 | 102 | 206900424
AIRQUEST | DLCSRBH09AAK | DLFSCAH09XAK |  | 9000 | 9800 | 20.5 | 13 | 10.3 | 1.8 | 92 | 102 | 206350481
SMART COMFORT | DLCSRBH09AAK | DLFSCAH09XAK |  | 9000 | 9800 | 20.5 | 13 | 10.3 | 1.8 | 92 | 102 | 206350470
TEMPSTAR | DLCSRBH09AAK | DLFSCAH09XAK |  | 9000 | 9800 | 20.5 | 13 | 10.3 | 1.8 | 92 | 102 | 206350459
MIDEA | DLCSRBH09AAK | DLFSCAH09XAK |  | 9000 | 9800 | 20.5 | 13 | 10.3 | 1.8 | 92 | 102 | 206350448
KENMORE | DLCSRBH09AAK | DLFSCAH09XAK |  | 9000 | 9800 | 20.5 | 13 | 10.3 | 1.8 | 92 | 102 | 206350437
KEEPRITE | DLCSRBH09AAK | DLFSCAH09XAK |  | 9000 | 9800 | 20.5 | 13 | 10.3 | 1.8 | 92 | 102 | 206350426
HEIL | DLCSRBH09AAK | DLFSCAH09XAK |  | 9000 | 9800 | 20.5 | 13 | 10.3 | 1.8 | 92 | 102 | 206350415
DAY & NIGHT | DLCSRBH09AAK | DLFSCAH09XAK |  | 9000 | 9800 | 20.5 | 13 | 10.3 | 1.8 | 92 | 102 | 206350404
COMFORTMAKER | DLCSRBH09AAK | DLFSCAH09XAK |  | 9000 | 9800 | 20.5 | 13 | 10.3 | 1.8 | 92 | 102 | 206350393
ARCOAIRE | DLCSRBH09AAK | DLFSCAH09XAK |  | 9000 | 9800 | 20.5 | 13 | 10.3 | 1.8 | 92 | 102 | 206350382
ARCOAIRE | DLCPRAH12AAK | DLFPHAH12XAK |  | 12000 | 12000 | 24 | 13.5 | 9.5 | 1.75 | 57 | 100 | 201835507
COMFORTMAKER | DLCPRAH12AAK | DLFPHAH12XAK |  | 12000 | 12000 | 24 | 13.5 | 9.5 | 1.75 | 57 | 100 | 201835555
HEIL | DLCPRAH12AAK | DHMPHAQ12XA3 |  | 12000 | 12000 | 24 | 13.5 | 9.5 | 1.75 | 57 | 100 | 214389453
MIDEA | DLCPRAH12AAK | DLFPHAH12XAK |  | 12000 | 12000 | 24 | 13.5 | 9.5 | 1.75 | 57 | 100 | 201755033
LPS Legacy | DLCPRAH12AAK | DLFPHAH12XAK |  | 12000 | 12000 | 24 | 13.5 | 9.5 | 1.75 | 57 | 100 | 211756537
SMART COMFORT | DLCPRAH12AAK | DLFPHAH12XAK |  | 12000 | 12000 | 24 | 13.5 | 9.5 | 1.75 | 57 | 100 | 202119254
BRYANT | 38MPRAQ12AA3 | 619PHAQ12XA3 |  | 12000 | 12000 | 24 | 13.5 | 9.5 | 1.75 | 57 | 100 | 201753412
DAY & NIGHT | DLCPRAH12AAK | DLFPHAH12XAK |  | 12000 | 12000 | 24 | 13.5 | 9.5 | 1.75 | 57 | 100 | 201835603
ELIOS | DE12HOS42230E4 | DE12HIW42230E4 |  | 12000 | 12000 | 24 | 13.5 | 9.5 | 1.75 | 57 | 100 | 206377757
ARCOAIRE | DLCPRAH09AAK | DLFPHAH09XAK |  | 9000 | 10000 | 26 | 15 | 12.5 | 1.75 | 72 | 120 | 201835506
ARCOAIRE | DLCPRAH12AAK | DHMPHAQ12XA3 |  | 12000 | 12000 | 24 | 13.5 | 9.5 | 1.75 | 57 | 100 | 214389447
KENMORE | DLCPRAH12AAK | DLFPHAH12XAK |  | 12000 | 12000 | 24 | 13.5 | 9.5 | 1.75 | 57 | 100 | 201835751
LPS Legacy | DLCPRAH09AAK | DLFPHAH09XAK |  | 9000 | 10000 | 26 | 15 | 12.5 | 1.75 | 72 | 120 | 211756536
CARRIER | 38MPRAQ12AA3 | 40MPHAQ12XA3 |  | 12000 | 12000 | 24 | 13.5 | 9.5 | 1.75 | 57 | 100 | 201753411
AIRQUEST | DLCPRAH12AAK | DLFPHAH12XAK |  | 12000 | 12000 | 24 | 13.5 | 9.5 | 1.75 | 57 | 100 | 203966569
SMART COMFORT | DLCPRAH09AAK | DLFPHAH09XAK |  | 9000 | 10000 | 26 | 15 | 12.5 | 1.75 | 72 | 120 | 202119253
Weathermaker | 38MPRAQ12AA3 | DHMPHAQ12XA3 |  | 12000 | 12000 | 24 | 13.5 | 9.5 | 1.75 | 57 | 100 | 212436234
TEMPSTAR | DLCPRAH12AAK | DLFPHAH12XAK |  | 12000 | 12000 | 24 | 13.5 | 9.5 | 1.75 | 57 | 100 | 201835750
DAY & NIGHT | DLCPRAH09AAK | DLFPHAH09XAK |  | 9000 | 10000 | 26 | 15 | 12.5 | 1.75 | 72 | 120 | 201835602
DAY & NIGHT | DLCPRAH12AAK | DHMPHAQ12XA3 |  | 12000 | 12000 | 24 | 13.5 | 9.5 | 1.75 | 57 | 100 | 214389451
KEEPRITE | DLCPRAH12AAK | DLFPHAH12XAK |  | 12000 | 12000 | 24 | 13.5 | 9.5 | 1.75 | 57 | 100 | 201835655
HEIL | DLCPRAH09AAK | DLFPHAH09XAK |  | 9000 | 10000 | 26 | 15 | 12.5 | 1.75 | 72 | 120 | 201835653
PAYNE | 38MPRAQ12AA3 | DHMPHAQ12XA3 |  | 12000 | 12000 | 24 | 13.5 | 9.5 | 1.75 | 57 | 100 | 201753413
HEIL | DLCPRAH12AAK | DLFPHAH12XAK |  | 12000 | 12000 | 24 | 13.5 | 9.5 | 1.75 | 57 | 100 | 201835654
MIDEA | DLCPRAH09AAK | DLFPHAH09XAK |  | 9000 | 10000 | 26 | 15 | 12.5 | 1.75 | 72 | 120 | 201753972
TEMPSTAR | DLCPRAH09AAK | DLFPHAH09XAK |  | 9000 | 10000 | 26 | 15 | 12.5 | 1.75 | 72 | 120 | 201835748
COMFORTMAKER | DLCPRAH12AAK | DHMPHAQ12XA3 |  | 12000 | 12000 | 24 | 13.5 | 9.5 | 1.75 | 57 | 100 | 214389449
MDV | MOCA30-12HFN1-MZ50W | CMSOP1B-12HRFN1-MZ50W |  | 12000 | 12000 | 24 | 13.5 | 9.5 | 1.75 | 57 | 100 | 200059331
MIDEA | 38MPRAQ12AA3 | DHMPHAQ12XA3 |  | 12000 | 12000 | 24 | 13.5 | 9.5 | 1.75 | 57 | 100 | 201753971
COMFORTMAKER | DLCPRAH09AAK | DLFPHAH09XAK |  | 9000 | 10000 | 26 | 15 | 12.5 | 1.75 | 72 | 120 | 201835554
KENMORE | DLCPRAH09AAK | DLFPHAH09XAK |  | 9000 | 10000 | 26 | 15 | 12.5 | 1.75 | 72 | 120 | 201835749
MOOVAIR | DM12HOS42230E4 | DM12HIW42230E4 |  | 12000 | 12000 | 24 | 13.5 | 9.5 | 1.75 | 57 | 100 | 206377756
AIR MAX | AWAOC09-C2 | AWAOE09-C2 |  | 9000 | 10000 | 26 | 15 | 12.5 | 1.75 | 72 | 120 | 204520286
KEEPRITE | DLCPRAH09AAK | DLFPHAH09XAK |  | 9000 | 10000 | 26 | 15 | 12.5 | 1.75 | 72 | 120 | 201835652
AIRQUEST | DLCPRAH12AAK | DHMPHAQ12XA3 |  | 12000 | 12000 | 24 | 13.5 | 9.5 | 1.75 | 57 | 100 | 214389459
AIRQUEST | DLCPRAH09AAK | DLFPHAH09XAK |  | 9000 | 10000 | 26 | 15 | 12.5 | 1.75 | 72 | 120 | 203966568
PIONEER | YN012GMFI32RPD | WP012GMFI32HLD |  | 12000 | 12000 | 24 | 13.5 | 9.5 | 1.75 | 57 | 100 | 203160563
MDV | MOCA30-09HFN1-MZA5W | CMSOP1B-09HRFN1-MZA5W |  | 9000 | 10000 | 26 | 15 | 12.5 | 1.75 | 72 | 120 | 200059329
MOOVAIR | DM09HOS42230E4 | DM09HIW42230E4 |  | 9000 | 10000 | 26 | 15 | 12.5 | 1.75 | 72 | 120 | 206377754
KEEPRITE | DLCPRAH12AAK | DHMPHAQ12XA3 |  | 12000 | 12000 | 24 | 13.5 | 9.5 | 1.75 | 57 | 100 | 214389455
AIR MAX | AWAOC12-C2 | AWAOE12-C2 |  | 12000 | 12000 | 24 | 13.5 | 9.5 | 1.75 | 57 | 100 | 204520287
TEMPSTAR | DLCPRAH12AAK | DHMPHAQ12XA3 |  | 12000 | 12000 | 24 | 13.5 | 9.5 | 1.75 | 57 | 100 | 214389457
ELIOS | DE09HOS42230E4 | DE09HIW42230E4 |  | 9000 | 10000 | 26 | 15 | 12.5 | 1.75 | 72 | 120 | 206377755
PERFECTAIRE | 3PAMSHH12-SZO | 3PAMSCONH12-2 |  | 12000 | 12000 | 24.2 | 13.3 | 10.7 | 1.99 | 85 | 99 | 210410111
DAY & NIGHT | DLCSRBH09AAK | DLFCCAH09XAK |  | 9000 | 10900 | 24 | 13 | 12.4 | 1.8 | 90 | 96 | 209270255
COMFORTMAKER | DLCSRBH12AAK | DLFSFBH12XAK |  | 12000 | 12000 | 24.2 | 13.3 | 10.7 | 1.99 | 85 | 99 | 209948192
TEMPSTAR | DLCSRBH09AAK | DLFCCAH09XAK |  | 9000 | 10900 | 24 | 13 | 12.4 | 1.8 | 90 | 96 | 209270275
MDV | MOX330-12HFN1-MW5W | MCBU-12HRFN1-MV0W |  | 12000 | 12500 | 23 | 13 | 10 | 1.8 | 76 | 88 | 209270211
Durastar | DRA1H12S1A | DRAS12F1C |  | 12000 | 12000 | 24.2 | 13.3 | 10.7 | 1.99 | 85 | 99 | 210568109
AC PRO.COM | AOX230-09HFN1-MW5W | ACBU-09HRFN1-MW0W |  | 9000 | 11000 | 22.5 | 13 | 11.5 | 2.34 | 73 | 70 | 211001948
BLUERIDGE | BMY9HH28C | BMM9CC2 |  | 9000 | 10900 | 24 | 13 | 12.4 | 1.8 | 90 | 96 | 209550308
KARDA | 3KARDA12SZO | 3KARDA12CON-2 |  | 12000 | 12000 | 24.2 | 13.3 | 10.7 | 1.99 | 85 | 99 | 210410112
SLIMAIR | SHC09VE2AG | SHO09VE2AG |  | 9000 | 11000 | 22.5 | 13 | 11.5 | 2.34 | 73 | 70 | 214314793
Bladex | BS25-12HFN1-ODU | BWM11B-12HWIU |  | 12000 | 12000 | 23.1 | 13 | 10.5 | 1.88 | 86 | 92 | 214056587
AURORA | AU-CX09HR-2A-O | AU-BS09HR-2A-I |  | 9000 | 12000 | 26.4 | 15.8 | 11.6 | 1.85 | 78 | 92 | 208101256
C&H | CH-HPR12-230VO | CH-12MOLVWM-230VI |  | 12000 | 12000 | 23.1 | 13 | 10.5 | 1.88 | 86 | 92 | 207740520
PERFECTAIRE | 3PAMSHH09-SZO | 3PAMSHH09-UVW |  | 9000 | 12000 | 26.4 | 15.8 | 11.6 | 1.85 | 78 | 92 | 207614054
Mitsutomo | HO-SZ12-AB-Q | HW-SZ12-AB-Q |  | 12000 | 12000 | 23.1 | 13 | 10.5 | 1.88 | 86 | 92 | 211306394
KENMORE | DLCSRBH09AAK | DLFSHBH09XAK |  | 9000 | 12000 | 26.4 | 15.8 | 11.6 | 1.85 | 78 | 92 | 206361894
DAY & NIGHT | DLCSRBH12AAK | DLFSHBH12XAK |  | 12000 | 12000 | 23.1 | 13 | 10.5 | 1.88 | 86 | 92 | 206361880
Durastar | DRA1H09S1A | DRAW09F1B |  | 9000 | 12000 | 26.4 | 15.8 | 11.6 | 1.85 | 78 | 92 | 210568098
Cooper&Hunter | CH-HPR12-230VO | CH-B12MOLVWM-230VI |  | 12000 | 12000 | 23.1 | 13 | 10.5 | 1.88 | 86 | 92 | 210799692
LBG Products | LBHB09DVWO | LBHB09DUWI |  | 9000 | 12000 | 26.4 | 15.8 | 11.6 | 1.85 | 78 | 92 | 208130827
AURORA | AU-CX12HR-2A-O | AU-BS12HR-2A-I |  | 12000 | 12000 | 23.1 | 13 | 10.5 | 1.88 | 86 | 92 | 208101257
KARDA | 3KARDA09SZO | 3KARDA09UVW |  | 9000 | 12000 | 26.4 | 15.8 | 11.6 | 1.85 | 78 | 92 | 207430429
Cooper&Hunter | CH-HPR12-230VO | CH-12MOLVWM-230VI |  | 12000 | 12000 | 23.1 | 13 | 10.5 | 1.88 | 86 | 92 | 210799567
SLIMAIR | SHC09VH2AG | SHM09VE2AG |  | 9000 | 12000 | 26.4 | 15.8 | 11.6 | 1.85 | 78 | 92 | 213886031
C&H | CH-HPR12-230VO | CH-B12MOLVWM-230VI |  | 12000 | 12000 | 23.1 | 13 | 10.5 | 1.88 | 86 | 92 | 210665993
DIAMONDAIR | D2009SHO2 | DF2009HMSI2 |  | 9000 | 12000 | 26.4 | 15.8 | 11.6 | 1.85 | 78 | 92 | 210857265
PREMIUM LEVELLA | PIAW1232580B | PIAW1232579A |  | 12000 | 12000 | 23.1 | 13 | 10.5 | 1.88 | 86 | 92 | 214232461
LPS Legacy | DLCSRBH09AAK | DLFSHBH09XAK |  | 9000 | 12000 | 26.4 | 15.8 | 11.6 | 1.85 | 78 | 92 | 211756563
MDV | MOX430-17HFN1-MT0W | MSAG11D-18HRFN1-MT8W |  | 18000 | 18000 | 22 | 13 | 10.6 | 1.89 | 62 | 96 | 206361862
Relief Sciences | LANG12OD35-1 | LANG12ID-25 |  | 12000 | 12000 | 23.1 | 13 | 10.5 | 1.88 | 86 | 92 | 212615012
TEMPSTAR | DLCSRBH09AAK | DLFSHBH09XAK |  | 9000 | 12000 | 26.4 | 15.8 | 11.6 | 1.85 | 78 | 92 | 206361904
Kanartic | KEOS-12UHE-NA | KEOS-12UHE-NA |  | 12000 | 12000 | 23.1 | 13 | 10.5 | 1.88 | 86 | 92 | 208836319
PREMIUM LEVELLA | PIAW932580B | PIAW932579A |  | 9000 | 12000 | 26.4 | 15.8 | 11.6 | 1.85 | 78 | 92 | 214232463
ARCOAIRE | DLCSRBH12AAK | DLFSHBH12XAK |  | 12000 | 12000 | 23.1 | 13 | 10.5 | 1.88 | 86 | 92 | 206361870
Mitsutomo | HO-SZ09-AB-Q | HW-SZ09-AB-Q |  | 9000 | 12000 | 26.4 | 15.8 | 11.6 | 1.85 | 78 | 92 | 211306393
AI AIR CONDITIONING | AO25-12N1-M1H | AW25-12N1-M1 |  | 12000 | 12000 | 23.1 | 13 | 10.5 | 1.88 | 86 | 92 | 213769944
Bladex | BS25-09HFN1-ODU | BWM11B-09HWIU |  | 9000 | 12000 | 26.4 | 15.8 | 11.6 | 1.85 | 78 | 92 | 214056586
KENMORE | DLCSRBH12AAK | DLFSHBH12XAK |  | 12000 | 12000 | 23.1 | 13 | 10.5 | 1.88 | 86 | 92 | 206361895
SMART COMFORT | DLCSRBH09AAK | DLFSHBH09XAK |  | 9000 | 12000 | 26.4 | 15.8 | 11.6 | 1.85 | 78 | 92 | 206361909
ECO AC | EHP-O09BB | EHP-W09BB |  | 9000 | 12000 | 26.4 | 15.8 | 11.6 | 1.85 | 78 | 92 | 214232432
AIRQUEST | DLCSRBH09AAK | DLFSHBH09XAK |  | 9000 | 12000 | 26.4 | 15.8 | 11.6 | 1.85 | 78 | 92 | 206361914
Cooper&Hunter | CH-HPR09-230VO | CH-B09MOLVWM-230VI |  | 9000 | 12000 | 26.4 | 15.8 | 11.6 | 1.85 | 78 | 92 | 210799691
Kanartic | KEOS-09UHE-NA | KEOS-09UHE-NA |  | 9000 | 12000 | 26.4 | 15.8 | 11.6 | 1.85 | 78 | 92 | 208836320
MIDEA | DLCSRBH09AAK | DLFSHBH09XAK |  | 9000 | 12000 | 26.4 | 15.8 | 11.6 | 1.85 | 78 | 92 | 206361899
Wells | WSA-09HFMO | WSA-09HFMI |  | 9000 | 12000 | 26.4 | 15.8 | 11.6 | 1.85 | 78 | 92 | 214421469
KEEPRITE | DLCSRBH09AAK | DLFCCAH09XAK |  | 9000 | 10900 | 24 | 13 | 12.4 | 1.8 | 90 | 96 | 209270263
ARCOAIRE | DLCSRBH12AAK | DLFSFBH12XAK |  | 12000 | 12000 | 24.2 | 13.3 | 10.7 | 1.99 | 85 | 99 | 209948191
Star Air Kontrol | SAK-09-OC/220V | SAK-09-OC/220V |  | 9000 | 11000 | 22.5 | 13 | 11.5 | 2.34 | 73 | 70 | 213279897
Cooper&Hunter | CH-HPR09-230VO | CH-09MCT1W-230VI |  | 9000 | 10900 | 24 | 13 | 12.4 | 1.8 | 90 | 96 | 210857421
Breeze33 | HSZ12H424ZMO | C12H424ZMI |  | 12000 | 12000 | 24.2 | 13.3 | 10.7 | 1.99 | 85 | 99 | 211277587
Cooper&Hunter | CH-ES09-230VO | CH-09MCT1W-W |  | 9000 | 11000 | 22.5 | 13 | 11.5 | 2.34 | 73 | 70 | 213265597
LPS Legacy | DLCSRBH12AAK | DLFSFBH12XAK |  | 12000 | 12000 | 24.2 | 13.3 | 10.7 | 1.99 | 85 | 99 | 211756591
KADEN | KO-PSX09HP-2AAMA | KI-PSX09CW-2AAMA |  | 9000 | 11000 | 22.5 | 13 | 11.5 | 2.34 | 73 | 70 | 211793572
MIDEA | 38MARBQ12AA3 | 40MBFAQ12XA3 |  | 12000 | 12000 | 24.2 | 13.3 | 10.7 | 1.99 | 85 | 99 | 209948190
SEA BREEZE+ | SZ9H424ZMO | SCA9H424ZMI |  | 9000 | 11000 | 22.5 | 13 | 11.5 | 2.34 | 73 | 70 | 210404149
C&H | CH-HPR12-230VO | CH-12MMC-230VI |  | 12000 | 12000 | 24.2 | 13.3 | 10.7 | 1.99 | 85 | 99 | 209937052
COMFORTSTAR | CZP09CD(O) | T1W9P |  | 9000 | 11000 | 22.5 | 13 | 11.5 | 2.34 | 73 | 70 | 214594913
MDV | MOX330-09HFN1-MY5W | MCBU-09HRFN1-MW0W |  | 9000 | 10900 | 24 | 13 | 12.4 | 1.8 | 90 | 96 | 209270210
Kepler | ODUMOX330-12HFN1MW5W | IDUMFA2U-12HRFN1-MW5W |  | 12000 | 12000 | 24.2 | 13.3 | 10.7 | 1.99 | 85 | 99 | 214377775
Cooper&Hunter | CH-ES09-230VO | CH-09MCT1W-230VI |  | 9000 | 11000 | 22.5 | 13 | 11.5 | 2.34 | 73 | 70 | 210857417
STEALTH | ACIQ-12ZPL-HP230B | ACIQ-12FM-HH-MC |  | 12000 | 12000 | 24.2 | 13.3 | 10.7 | 1.99 | 85 | 99 | 212316201
PIONEER | YN009GMFI22RPE | CK009GMFILCFHD |  | 9000 | 11000 | 22.5 | 13 | 11.5 | 2.34 | 73 | 70 | 213349746
SMART COMFORT | DLCSRBH12AAK | DLFSFBH12XAK |  | 12000 | 12000 | 24.2 | 13.3 | 10.7 | 1.99 | 85 | 99 | 209948199
Alsetria | MOX430-18HFN1-MU0W | MFA2U-16HRFN1-MV0W |  | 16000 | 17000 | 22.4 | 12.5 | 10.4 | 2.32 | 79 | 75 | 211644097
Durastar | DRA1U09S1B | DRAL09F1A |  | 9000 | 11000 | 22.5 | 13 | 11.5 | 2.34 | 73 | 70 | 210568106
CARRIER | 38MARBQ12AA3 | 40MBFAQ12XA3 |  | 12000 | 12000 | 24.2 | 13.3 | 10.7 | 1.99 | 85 | 99 | 209948186
ECO-AIR | MOX430-18HFN1-MU0W | MFA2U-16HRFN1-MV0W |  | 16000 | 17000 | 22.4 | 12.5 | 10.4 | 2.32 | 79 | 75 | 211644091
AIRQUEST | DLCSRBH12AAK | DLFSFBH12XAK |  | 12000 | 12000 | 24.2 | 13.3 | 10.7 | 1.99 | 85 | 99 | 209948200
PIONEER | YN018GMFI22RPE | FB018GMFILDFHE |  | 16000 | 17000 | 22.4 | 12.5 | 10.4 | 2.32 | 79 | 75 | 213349747
MDV | MOX230-09HFN1-MW5W | MCBU-09HRFN1-MW0W |  | 9000 | 11000 | 22.5 | 13 | 11.5 | 2.34 | 73 | 70 | 209270209
C&H | CH-ES18-230VO | CH-16MMC-230VI |  | 16000 | 17000 | 22.4 | 12.5 | 10.4 | 2.32 | 79 | 75 | 209937053
Custom Comfort | CCOXHASZ12HP | CCOXHAFM12 |  | 12000 | 12000 | 24.2 | 13.3 | 10.7 | 1.99 | 85 | 99 | 212365422
TEMPSTAR | DLCSRBH12AAK | DLFSFBH12XAK |  | 12000 | 12000 | 24.2 | 13.3 | 10.7 | 1.99 | 85 | 99 | 209948198
Cooper&Hunter | CH-ES18-230VO | CH-16MMC-230VI |  | 16000 | 17000 | 22.4 | 12.5 | 10.4 | 2.32 | 79 | 75 | 210799676
KENMORE | DLCSRBH12AAK | DLFSFBH12XAK |  | 12000 | 12000 | 24.2 | 13.3 | 10.7 | 1.99 | 85 | 99 | 209948196
SEA BREEZE+ | SZ18H424ZMO | C18H424ZMI |  | 16000 | 17000 | 22.4 | 12.5 | 10.4 | 2.32 | 79 | 75 | 210410116
Alsetria | MOX230-12HFN1-MV5W | MFA2U-12HRFN1-MW5W |  | 12000 | 12000 | 25 | 13 | 11 | 2.38 | 77 | 70 | 211644096
KERR | A-KMH12SV-1 | B-KMH12FV-1 |  | 12000 | 12000 | 24.2 | 13.3 | 10.7 | 1.99 | 85 | 99 | 213916259
ECO-AIR | MOX230-12HFN1-MV5W | MFA2U-12HRFN1-MW5W |  | 12000 | 12000 | 25 | 13 | 11 | 2.38 | 77 | 70 | 211644090
CTMorley | MOU-A12H-2 | MIU-B12F-2 |  | 12000 | 12000 | 24.2 | 13.3 | 10.7 | 1.99 | 85 | 99 | 211290024
MDV | MOX430-18HFN1-MU0W | MFA2U-16HRFN1-MV0W |  | 16000 | 17000 | 22.4 | 12.5 | 10.4 | 2.32 | 79 | 75 | 209248927
Cooper&Hunter | CH-ES12-230VO | CH-12MMC-230VI |  | 12000 | 12000 | 25 | 13 | 11 | 2.38 | 77 | 70 | 210799674
KEEPRITE | DLCSRBH12AAK | DLFSFBH12XAK |  | 12000 | 12000 | 24.2 | 13.3 | 10.7 | 1.99 | 85 | 99 | 209948195
BRYANT | 38MARBQ12AA3 | 40MBFAQ12XA3 |  | 12000 | 12000 | 24.2 | 13.3 | 10.7 | 1.99 | 85 | 99 | 209948187
SEA BREEZE+ | SZ12H424ZMO | C12H424ZMI |  | 12000 | 12000 | 25 | 13 | 11 | 2.38 | 77 | 70 | 210410115
MOOVAIR | DMA12HOS25230E8 | DUB12HIFU230X5A |  | 12000 | 12000 | 25 | 13 | 11 | 2.38 | 77 | 70 | 212596839
MIDEA | DLCSRBH12AAK | DLFSFBH12XAK |  | 12000 | 12000 | 24.2 | 13.3 | 10.7 | 1.99 | 85 | 99 | 209948197
Durastar | DRA1U12S1B | DRAS12F1C |  | 12000 | 12000 | 25 | 13 | 11 | 2.38 | 77 | 70 | 210568110
SENVILLE | SENA/12HF/OQ | SENA-12HF-IFU |  | 12000 | 12000 | 24.2 | 13.3 | 10.7 | 1.99 | 85 | 99 | 210372990
C&H | CH-ES12-230VO | CH-12MMC-230VI |  | 12000 | 12000 | 25 | 13 | 11 | 2.38 | 77 | 70 | 209937051
MOOVAIR | DMA12HOS28230E8 | DUB12HIFU230X5A |  | 12000 | 12000 | 24.2 | 13.3 | 10.7 | 1.99 | 85 | 99 | 212596840
AURORA | AU-CX12HR-2A-O | AU-LCS12-2A-I |  | 12000 | 12000 | 24.2 | 13.3 | 10.7 | 1.99 | 85 | 99 | 214232454
MDV | MOX230-12HFN1-MV5W | MFA2U-12HRFN1-MW5W |  | 12000 | 12000 | 25 | 13 | 11 | 2.38 | 77 | 70 | 209248926
Mitsutomo | HO-SZ12-AB-Q | HL-UZ12-AB-Q |  | 12000 | 12000 | 24.2 | 13.3 | 10.7 | 1.99 | 85 | 99 | 214056570
ZERO | ZMSB-09HV-USHHC-O | ZMSB-09HV-USHHC-I |  | 9000 | 12000 | 26.4 | 15.8 | 11.6 | 1.85 | 78 | 92 | 214421474
MDV | MOX330-12HFN1-MW5W | MSAG11B-12HRFN1-MV0W(GA) |  | 12000 | 12000 | 23.1 | 13 | 10.5 | 1.88 | 86 | 92 | 206361861
HEIL | DLCSRBH09AAK | DLFSHBH09XAK |  | 9000 | 12000 | 26.4 | 15.8 | 11.6 | 1.85 | 78 | 92 | 206361884
AI AIR CONDITIONING | AO25-09N1-M1H | AW25-09N1-M1 |  | 9000 | 12000 | 26.4 | 15.8 | 11.6 | 1.85 | 78 | 92 | 213769943
KEEPRITE | DLCSRBH09AAK | DLFSHBH09XAK |  | 9000 | 12000 | 26.4 | 15.8 | 11.6 | 1.85 | 78 | 92 | 206361889
ZERO | ZMSB-09HV-USHHC | ZMSB-09HV-USHHC |  | 9000 | 12000 | 26.4 | 15.8 | 11.6 | 1.85 | 78 | 92 | 214232447
C&H | CH-HPR09-230VO | CH-09MOLVWM-230VI |  | 9000 | 12000 | 26.4 | 15.8 | 11.6 | 1.85 | 78 | 92 | 207740519
SLIMAIR | SHCD09VC2AG | SHMZ09VC2AG |  | 9000 | 12000 | 26.4 | 15.8 | 11.6 | 1.85 | 78 | 92 | 208447940
FRANKLIN | MSH183F25MCAA | MST183E20ACAA |  | 16000 | 17000 | 20 | 12.5 | 9.5 | 1.75 | 92 | 94 | 214594906
SEA BREEZE+ | HSZ9H424ZMO | WM9H424ZMI |  | 9000 | 12000 | 26.4 | 15.8 | 11.6 | 1.85 | 78 | 92 | 208816889
GOODMAN | MSH183G22MCAA | MST183E20ACAA |  | 16000 | 17000 | 20 | 12.5 | 9.5 | 1.75 | 92 | 94 | 214594901
Bluefin | BFMS09PR-01O | BFMS09PL-01I |  | 9000 | 12000 | 26.4 | 15.8 | 11.6 | 1.85 | 78 | 92 | 213769915
Kepler | ODUMOX430-17HFN1MT0W | IDUCCA3U-18HRFN1-M(C) |  | 16000 | 17000 | 20 | 12.5 | 9.5 | 1.75 | 92 | 94 | 214377773
CTMorley | MOU-A09H-2 | MIU-A09W-2 |  | 9000 | 12000 | 26.4 | 15.8 | 11.6 | 1.85 | 78 | 92 | 209694745
Multi MFG | MSH-18HD-A | 18CCHP0-C-M-A |  | 16000 | 17000 | 20 | 12.5 | 9.5 | 1.75 | 92 | 94 | 214232445
DAY & NIGHT | DLCSRBH09AAK | DLFSHBH09XAK |  | 9000 | 12000 | 26.4 | 15.8 | 11.6 | 1.85 | 78 | 92 | 206361879
Mitsutomo | HO-SZ18-AB-Q | HC-UZ18-AB-Q |  | 16000 | 17000 | 20 | 12.5 | 9.5 | 1.75 | 92 | 94 | 214056564
ARCOAIRE | DLCSRBH09AAK | DLFSHBH09XAK |  | 9000 | 12000 | 26.4 | 15.8 | 11.6 | 1.85 | 78 | 92 | 206361869
KARDA | 3KARDA18SZO | 2KARDA18UVC |  | 16000 | 17000 | 20 | 12.5 | 9.5 | 1.75 | 92 | 94 | 213785828
TEMP SHIFT | TSMOX43017HFN1MT0W | TSCCA3U18HRFN1M(C) |  | 16000 | 17000 | 20 | 12.5 | 9.5 | 1.75 | 92 | 94 | 213479381
Cooper&Hunter | CH-HPR18-230VO | CH-18MCT-W |  | 16000 | 17000 | 20 | 12.5 | 9.5 | 1.75 | 92 | 94 | 213265565
SEA BREEZE+ | HSZ18H424ZMO | CA18H424ZMI |  | 16000 | 17000 | 20 | 12.5 | 9.5 | 1.75 | 92 | 94 | 212595649
Custom Comfort | CCOXHASZ17HP | CCOXHA4C18 |  | 16000 | 17000 | 20 | 12.5 | 9.5 | 1.75 | 92 | 94 | 212365411
STEALTH | ACIQ-18ZPL-HP230B | ACIQ-18CC-HH-MB |  | 16000 | 17000 | 20 | 12.5 | 9.5 | 1.75 | 92 | 94 | 212316163
Breeze33 | BZ33-HYP09OUT2-G2-P | BZ33-HYP09WALL2-G2-P |  | 9000 | 12000 | 28.1 | 16.2 | 11.5 | 2 | 79 | 88 | 207862070
ECO-AIR | MOX230-09HFN1-MW5W | CCA3U-09HRFN1-M(C) |  | 9000 | 10000 | 20 | 13 | 10 | 1.9 | 75 | 74 | 211644056
TGM | MRSVHT24AS | MUVHT24S |  | 24000 | 24000 | 21.2 | 12.5 | 10.3 | 2.2 | 67 | 76 | 209843024
Cooper&Hunter | CH-ES24-230VO | CH-24MFC-W |  | 24000 | 24000 | 21.2 | 12.5 | 10.3 | 2.2 | 67 | 76 | 213265588
KADEN | KO-PSX09HP-2AAMA | KI-PSX09CT-2AAMA |  | 9000 | 10000 | 20 | 13 | 10 | 1.9 | 75 | 74 | 211793571
EMI | MHSZ109DA | MHWAL09DA |  | 9000 | 12000 | 28.1 | 16.2 | 11.5 | 2 | 79 | 88 | 208121924
AC PRO.COM | AOD32-24HFN1-MT0W | AUEU-24HRFN1-M(C) |  | 24000 | 24000 | 21.2 | 12.5 | 10.3 | 2.2 | 67 | 76 | 209748108
CIAC | CM43BX009-H3N2H | CK43BX009-C3N1H |  | 9000 | 10000 | 20 | 13 | 10 | 1.9 | 75 | 74 | 213927673
Armstrong Air | 4DHPS209S-1P | D22C109S4-1P |  | 9000 | 10000 | 20 | 13 | 10 | 1.9 | 75 | 74 | 208106738
THERMOCORE SYSTEMS | T5HH22S-H224-C | T3-OS224-ESC |  | 24000 | 24000 | 21.2 | 12.5 | 10.3 | 2.2 | 67 | 76 | 209549021
MOOVAIR | DMA09HOS28230E8 | DMA09HIW25230E8 |  | 9000 | 12000 | 28.1 | 16.2 | 11.5 | 2 | 79 | 88 | 207742495
YONAN | YOX-09HFN1 | YCA-09HRFN1 |  | 9000 | 10000 | 20 | 13 | 10 | 1.9 | 75 | 74 | 208106972
KLIMAIRE | KSIE024-H220-O-2 | KUIR24-H2 |  | 24000 | 24000 | 21.2 | 12.5 | 10.3 | 2.2 | 67 | 76 | 209862165
MIDEA | DLCSRBH09AAK | DLFSHCH09XAK |  | 9000 | 12000 | 28.1 | 16.2 | 11.5 | 2 | 79 | 88 | 208447665
Star Air Kontrol | SAK-24CONS/220V | SAK-24CONS/220V |  | 24000 | 24000 | 21.2 | 12.5 | 10.3 | 2.2 | 67 | 76 | 213279887
PolarWave | ACIQ-09ZPL-HP230B | ACIQ-09W-HH-MC |  | 9000 | 12000 | 28.1 | 16.2 | 11.5 | 2 | 79 | 88 | 212316099
COMFORTSTAR | CZP24CD(O) | FPA-24 |  | 24000 | 24000 | 21.2 | 12.5 | 10.3 | 2.2 | 67 | 76 | 207658956
Armstrong Air | 4DHP2S09S-1P | D22C109S4-1P |  | 9000 | 10000 | 20 | 13 | 10 | 1.9 | 75 | 74 | 208128189
CanAir | C28SCH09H21 | C28SEH09H21 |  | 9000 | 12000 | 28.1 | 16.2 | 11.5 | 2 | 79 | 88 | 207683256
LENNOX | MPC009S4S-1P | M22A009S4-2P |  | 9000 | 10000 | 20 | 13 | 10 | 1.9 | 75 | 74 | 207683514
LENNOX | LISH024000P431-D | LIUH024180P431-C |  | 24000 | 24000 | 21.2 | 12.5 | 10.3 | 2.2 | 67 | 76 | 207825601
PolarWave | ACIQ-09ZPL-HP230B | ACIQ-09W-HH-MB |  | 9000 | 12000 | 28.1 | 16.2 | 11.5 | 2 | 79 | 88 | 212316071
COMFORTSTAR | CZP09CD(O) | TPA-09 |  | 9000 | 10000 | 20 | 13 | 10 | 1.9 | 75 | 74 | 207765973
ZERO | ZSOV-24HDM-US | ZEV-24HDM-US |  | 24000 | 24000 | 21.2 | 12.5 | 10.3 | 2.2 | 67 | 76 | 212928564
1HVAC | ACIQ-09ZPL-HP230B | ACIQ-09W-HH-MB |  | 9000 | 12000 | 28.1 | 16.2 | 11.5 | 2 | 79 | 88 | 207825512
DIRECT AIR | DIRM-09DA25-1Z | DIRM-09HP-CA |  | 9000 | 10000 | 20 | 13 | 10 | 1.9 | 75 | 74 | 207743737
DIRECT AIR | DIRM-09HXPRO28-1Z | DIRM-09HP-WM |  | 9000 | 12000 | 28.1 | 16.2 | 11.5 | 2 | 79 | 88 | 207743724
CIAC | CM43BX024-H3N2H | CF43BX024-M3N1H |  | 24000 | 24000 | 21.2 | 12.5 | 10.3 | 2.2 | 67 | 76 | 213927680
SLIMAIR | SHC09VE2AG | SHLZ09VC2AG |  | 9000 | 10000 | 20 | 13 | 10 | 1.9 | 75 | 74 | 210857475
COMFORTMAKER | DLCSRBH09AAK | DLFSHCH09XAK |  | 9000 | 12000 | 28.1 | 16.2 | 11.5 | 2 | 79 | 88 | 208447625
Durastar | DRA1U24S1B | DRAF24F1A |  | 24000 | 24000 | 21.2 | 12.5 | 10.3 | 2.2 | 67 | 76 | 207787146
AirEase | 4DHP2S09S-1P | D22C109S4-1P |  | 9000 | 10000 | 20 | 13 | 10 | 1.9 | 75 | 74 | 208128186
Conforto | MHSZ109DA | MHWAL09DA |  | 9000 | 12000 | 28.1 | 16.2 | 11.5 | 2 | 79 | 88 | 210605802
COMFORTSTAR | CZP09CD(O) | TPA-09C |  | 9000 | 10000 | 20 | 13 | 10 | 1.9 | 75 | 74 | 207658943
Cooper&Hunter | CH-ES24-230VO | CH-24MSPHFC-230VI |  | 24000 | 24000 | 21.2 | 12.5 | 10.3 | 2.2 | 67 | 76 | 210799590
DIYCOOL | ACIQ-09ZPL-HP230B | ACIQ-09W-HH-MC |  | 9000 | 12000 | 28.1 | 16.2 | 11.5 | 2 | 79 | 88 | 210857335
TRUST AIR CONDITIONERS | OUS24H/O4S4P | IUMFC24H/I41P |  | 24000 | 24000 | 21.2 | 12.5 | 10.3 | 2.2 | 67 | 76 | 208816937
BOSCH | BMS500-AAS009-1CSXRC | BMS500-AAU009-1AHCXB |  | 9000 | 10000 | 20 | 13 | 10 | 1.9 | 75 | 74 | 207760012
STEALTH | ACIQ-09ZPL-HP230B | ACIQ-09W-HH-MC |  | 9000 | 12000 | 28.1 | 16.2 | 11.5 | 2 | 79 | 88 | 212316185
TRUST AIR CONDITIONERS | OUS09H/O4S4P | IUMC409H/I41P |  | 9000 | 10000 | 20 | 13 | 10 | 1.9 | 75 | 74 | 208816918
DIRECT AIR | DIRM-24DA25-1Z | DIRM-24HP-CF |  | 24000 | 24000 | 21.2 | 12.5 | 10.3 | 2.2 | 67 | 76 | 207743732
Kepler | ODUMOX330-09HFN1MY5W | IDUMSEPB-09HRFN1MY5W(GA) |  | 9000 | 12000 | 28.1 | 16.2 | 11.5 | 2 | 79 | 88 | 213608173
PIONEER | YN024GMFI22RPE | UB024GMFILCFHD |  | 24000 | 24000 | 21.2 | 12.5 | 10.3 | 2.2 | 67 | 76 | 208141957
SEA BREEZE+ | SZ9H424ZMO | CA9H424ZMI |  | 9000 | 10000 | 20 | 13 | 10 | 1.9 | 75 | 74 | 208128270
C&H | CH-HPR09-230VO | CH-09MASTWM-230VI |  | 9000 | 12000 | 28.1 | 16.2 | 11.5 | 2 | 79 | 88 | 207740501
KLIMAIRE | KSIE009-H221-O-2 | KTIR09-H2 |  | 9000 | 10000 | 20 | 13 | 10 | 1.9 | 75 | 74 | 209862157
MIDEA | MOD33-24HFN1-MT0W | MUEU-24HRFN1-M(C) |  | 24000 | 24000 | 21.2 | 12.5 | 10.3 | 2.2 | 67 | 76 | 207826697
Multi MFG | MSH-09HD-A | 9HWMS0-C-M-A |  | 9000 | 12000 | 28.1 | 16.2 | 11.5 | 2 | 79 | 88 | 214432059
HEIL | DLCSRBH12AAK | DLFSFBH12XAK |  | 12000 | 12000 | 24.2 | 13.3 | 10.7 | 1.99 | 85 | 99 | 209948194
MDV | MOX230-09HFN1-MY2W | MFA2U-09HRFN1-MY6W |  | 9000 | 9000 | 25.6 | 14.7 | 12.5 | 2.38 | 104 | 92 | 209248925
MDV | MOX330-12HFN1-MW5W | MFA2U-12HRFN1-MW5W |  | 12000 | 12000 | 24.2 | 13.3 | 10.7 | 1.99 | 85 | 99 | 209248924
MDV | MOX330-09HFN1-MY6W | MFA2U-09HRFN1-MY6W |  | 9000 | 9000 | 26.3 | 15.7 | 11.4 | 1.99 | 118 | 132 | 209248923
LENNOX | MLB018S4S-1P | M22A018S4-*P |  | 15700 | 17000 | 20 | 12.5 | 9.5 | 1.75 | 92 | 94 | 211034457
LENNOX | MLB018S4S-1P | M22A018S4* |  | 15700 | 17000 | 20 | 12.5 | 9.5 | 1.75 | 92 | 94 | 210665644
LENNOX | MLB018S4S-1P | M22A018S4-2P |  | 15700 | 17000 | 20 | 12.5 | 9.5 | 1.75 | 92 | 94 | 207683533
MDV | MOX430-17HFN1-MT0W-L | MCA3U-18HRFN1-M(C) |  | 15700 | 17000 | 20 | 12.5 | 9.5 | 1.75 | 92 | 94 | 207658615
LENNOX | MLB012S4S-1P | M22A012S4-*P |  | 12000 | 12000 | 22.3 | 12.7 | 10.2 | 1.89 | 83 | 94 | 211034456
LENNOX | MLB012S4S-1P | M22A012S4* |  | 12000 | 12000 | 22.3 | 12.7 | 10.2 | 1.89 | 83 | 94 | 210665643
LENNOX | MLB012S4S-1P | M22A012S4-2P |  | 12000 | 12000 | 22.3 | 12.7 | 10.2 | 1.89 | 83 | 94 | 207683532
MDV | MOX330-12HFN1-MW5W-L | MCA3U-12HRFN1-M(C) |  | 12000 | 12000 | 22.3 | 12.7 | 10.2 | 1.89 | 83 | 94 | 207658614
LENNOX | MLB009S4S-1P | M22A009S4-*P |  | 9000 | 9800 | 20.5 | 13 | 10.2 | 1.8 | 92 | 102 | 211034455
LENNOX | MLB009S4S-1P | M22A009S4* |  | 9000 | 9800 | 20.5 | 13 | 10.2 | 1.8 | 92 | 102 | 210665642
LENNOX | MLB009S4S-1P | M22A009S4-2P |  | 9000 | 9800 | 20.5 | 13 | 10.2 | 1.8 | 92 | 102 | 207683531
MDV | MOX330-09HFN1-MY5W-L | MCA3U-09HRFN1-M(C) |  | 9000 | 9800 | 20.5 | 13 | 10.2 | 1.8 | 92 | 102 | 207658613
LENNOX | MLB018S4S-1P | MCFB018S4-*P |  | 17000 | 18000 | 20.5 | 12.5 | 9.8 | 1.86 | 67 | 93 | 211034451
LENNOX | MLB018S4S-1P | MCFB018S4* |  | 17000 | 18000 | 20.5 | 12.5 | 9.8 | 1.86 | 67 | 93 | 210665638
LENNOX | MLB018S4S-1P | MCFB018S4-2P |  | 17000 | 18000 | 20.5 | 12.5 | 9.8 | 1.86 | 67 | 93 | 207683529
LENNOX | MLB012S4S-1P | MFMA012S4-*P |  | 12000 | 12000 | 23.6 | 13 | 10 | 1.89 | 80 | 100 | 211034450
LENNOX | MLB012S4S-1P | MFMA012S4* |  | 12000 | 12000 | 23.6 | 13 | 10 | 1.89 | 80 | 100 | 210665637
MDV | MOX430-17HFN1-MT0W-L | MUEU-18HRFN1-M(C) |  | 17000 | 18000 | 20.5 | 12.5 | 9.8 | 1.86 | 67 | 93 | 207658612
LENNOX | MLB012S4S-1P | MFMA012S4-1P |  | 12000 | 12000 | 23.6 | 13 | 10 | 1.89 | 80 | 100 | 207683528
MDV | MOX330-12HFN1-MW5W-L | MFAU-12HRFN1-M(C) |  | 12000 | 12000 | 23.6 | 13 | 10 | 1.89 | 80 | 100 | 207658611
LENNOX | MLB018S4S-1P | MWMC018S4-*P |  | 18000 | 18000 | 21.5 | 12.5 | 11.2 | 1.8 | 83 | 100 | 211034442
LENNOX | MLB018S4S-1P | MWMC018S4* |  | 18000 | 18000 | 21.5 | 12.5 | 11.2 | 1.8 | 83 | 100 | 210665629
LENNOX | MLB018S4S-1P | MWMC018S4-1P |  | 18000 | 18000 | 21.5 | 12.5 | 11.2 | 1.8 | 83 | 100 | 207683522
MDV | MOX430-17HFN1-MT0W-L | MSEPC-18HRFN1-MU0W |  | 18000 | 18000 | 21.5 | 12.5 | 11.2 | 1.8 | 83 | 100 | 207658607
CONCORD | 4DHP2S24S-1P | D33C224S4-*P |  | 23600 | 26000 | 21.5 | 12.3 | 9.6 | 2.2 | 73 | 71 | 211034562
Allied | 4DHP2S24S-1P | D33C224S4-1P |  | 23600 | 26000 | 21.5 | 12.3 | 9.6 | 2.2 | 73 | 71 | 208106659
LENNOX | MLB012S4S-1P | MWMC012S4-*P |  | 12000 | 12000 | 25.5 | 13.5 | 10.4 | 1.8 | 83 | 100 | 211034441
LENNOX | MLB012S4S-1P | MWMC012S4* |  | 12000 | 12000 | 25.5 | 13.5 | 10.4 | 1.8 | 83 | 100 | 210665628
AirEase | 4DHP2S24S-1P | D33C224S4-1P |  | 23600 | 26000 | 21.5 | 12.3 | 9.6 | 2.2 | 73 | 71 | 208106686
LENNOX | MLB012S4S-1P | MWMC012S4-1P |  | 12000 | 12000 | 25.5 | 13.5 | 10.4 | 1.8 | 83 | 100 | 207683521
PolarWave | ACIQ-18ZPL-HP230B | ACIQ-18CC-HH-MB |  | 16000 | 17000 | 20 | 12.5 | 9.5 | 1.75 | 92 | 94 | 212316077
MDV | MOX330-09HFN1-MY5W | MSAG11B-09HRFN1-MX7W(GA) |  | 9000 | 12000 | 26.4 | 15.8 | 11.6 | 1.85 | 78 | 92 | 206361860
LPS Legacy | DLCSRBH18AAK | DLFSCAH18XAK |  | 16000 | 17000 | 20 | 12.5 | 9.5 | 1.75 | 92 | 94 | 211756572
ECO-AIR | MOX430-17HFN1-MT0W | CCA3U-18HRFN1-M(C) |  | 16000 | 17000 | 20 | 12.5 | 9.5 | 1.75 | 92 | 94 | 211644070
Alsetria | MOX430-17HFN1-MT0W | CCA3U-18HRFN1-M(C) |  | 16000 | 17000 | 20 | 12.5 | 9.5 | 1.75 | 92 | 94 | 211644045
Breeze33 | HSZ18H424ZMO | CA18H424ZMI |  | 16000 | 17000 | 20 | 12.5 | 9.5 | 1.75 | 92 | 94 | 211277588
DIAMONDAIR | D2018SHO2 | DF2018CI |  | 16000 | 17000 | 20 | 12.5 | 9.5 | 1.75 | 92 | 94 | 210857271
TECH CLIMATE | ODD1800 | DS180 |  | 18000 | 18000 | 24 | 13.5 | 10.5 | 2.44 | 78 | 71 | 213304197
Cooper&Hunter | CH-HPR18-230VO | CH-18MSPHCT-230VI |  | 16000 | 17000 | 20 | 12.5 | 9.5 | 1.75 | 92 | 94 | 210799596
ApooDr | AGN24-18H1B | AGN24-18H1A |  | 18000 | 18000 | 24 | 13.5 | 10.5 | 2.44 | 78 | 71 | 209157093
Conforto | MHSZ118DA | MHCAS18DA |  | 16000 | 17000 | 20 | 12.5 | 9.5 | 1.75 | 92 | 94 | 210605808
MIDEA | MOX430-18HFN1-MT8W | MSAG11D-18HRFN1-MT8W |  | 18000 | 18000 | 24 | 13.5 | 10.5 | 2.44 | 78 | 71 | 207821934
NOVAIR | LEA18SZ25SK-O | LEA18UUSK-I |  | 18000 | 18000 | 24 | 13.5 | 10.5 | 2.44 | 78 | 71 | 207526951
KERR | A-KMH18SV-1 | B-KMH18CU-1 |  | 16000 | 17000 | 20 | 12.5 | 9.5 | 1.75 | 92 | 94 | 210568254
COMFORT-AIRE | A-VMH18SV-1 | B-VMH18CU-1 |  | 16000 | 17000 | 20 | 12.5 | 9.5 | 1.75 | 92 | 94 | 210568238
Olimpia Splendid | OS-CENIH18EI | OS-SENIH18EI |  | 18000 | 18000 | 24 | 13.5 | 10.5 | 2.44 | 78 | 71 | 207506894
Durastar | DRA1H18S1A | DRAC18F1A |  | 16000 | 17000 | 20 | 12.5 | 9.5 | 1.75 | 92 | 94 | 210568113
MDV | MOX430-18HFN1-MT8W | MSAG11D-18HRFN1-MT8W |  | 18000 | 18000 | 24 | 13.5 | 10.5 | 2.44 | 78 | 71 | 206361859
KLIMAIRE | KSIH018-H220-O-2 | KTIR18-H2 |  | 16000 | 17000 | 20 | 12.5 | 9.5 | 1.75 | 92 | 94 | 209862168
CTMorley | MOU-A18H-2 | MIU-A18C-2 |  | 16000 | 17000 | 20 | 12.5 | 9.5 | 1.75 | 92 | 94 | 209843061
TRUST AIR CONDITIONERS | OAH18H/O4S4P | IUMC418H/I41P |  | 16000 | 17000 | 20 | 12.5 | 9.5 | 1.75 | 92 | 94 | 208816924
LBG Products | LBHB18DVWO | LMHB18DSI |  | 16000 | 17000 | 20 | 12.5 | 9.5 | 1.75 | 92 | 94 | 208130833
EMI | MHSZ118DA | MHCAS18DA |  | 16000 | 17000 | 20 | 12.5 | 9.5 | 1.75 | 92 | 94 | 208121930
Breeze33 | BZ33-HYP18OUT2-G2-P | BZ33-CASS18-P |  | 16000 | 17000 | 20 | 12.5 | 9.5 | 1.75 | 92 | 94 | 207862085
DIYCOOL | ACIQ-18ZPL-HP230B | ACIQ-18CC-HH-MB |  | 16000 | 17000 | 20 | 12.5 | 9.5 | 1.75 | 92 | 94 | 207825556
ACIQ | ACIQ-18ZPL-HP230B | ACIQ-18CC-HH-MB |  | 16000 | 17000 | 20 | 12.5 | 9.5 | 1.75 | 92 | 94 | 207825537
Allied | 4DHPS209S-1P | D22C109S4-1P |  | 9000 | 10000 | 20 | 13 | 10 | 1.9 | 75 | 74 | 208106705
YONAN | YOD-24HFN1 | YUE-24HRFN1 |  | 24000 | 24000 | 21.2 | 12.5 | 10.3 | 2.2 | 67 | 76 | 208106981
COMFORTSTAR | CHF09CD(O) | CHF09CD(I) |  | 9000 | 12000 | 28.1 | 16.2 | 11.5 | 2 | 79 | 88 | 207658926
CONCORD | 4DHP2S09S-1P | D22C109S4-1P |  | 9000 | 10000 | 20 | 13 | 10 | 1.9 | 75 | 74 | 208128192
MIDEA | 38MARBQ09AA3 | DHMAHBQ09XA3 |  | 9000 | 12000 | 28.1 | 16.2 | 11.5 | 2 | 79 | 88 | 206350318
DUCANE | 4DHPS209S-1P | D22C109S4-1P |  | 9000 | 10000 | 20 | 13 | 10 | 1.9 | 75 | 74 | 208106716
MDV | MOD33-24HFN1-MT0W | MUEU-24HRFN1-M(C) |  | 24000 | 24000 | 21.2 | 12.5 | 10.3 | 2.2 | 67 | 76 | 206330120
SMART COMFORT | DLCSRBH09AAK | DLFSHCH09XAK |  | 9000 | 12000 | 28.1 | 16.2 | 11.5 | 2 | 79 | 88 | 208447681
AC PRO.COM | AOX230-09HFN1-MW5W | ACCA3U-09HRFN1-M |  | 9000 | 10000 | 20 | 13 | 10 | 1.9 | 75 | 74 | 209748099
Bladex | BS25-09HFN1-ODU | BWM-EPB-09HWIU |  | 9000 | 12000 | 28.1 | 16.2 | 11.5 | 2 | 79 | 88 | 214312551
Alsetria | MOX230-09HFN1-MW5W | CCA3U-09HRFN1-M(C) |  | 9000 | 10000 | 20 | 13 | 10 | 1.9 | 75 | 74 | 211644031
AIRQUEST | DLCSRBH09AAK | DLFSHCH09XAK |  | 9000 | 12000 | 28.1 | 16.2 | 11.5 | 2 | 79 | 88 | 208447689
Cooper&Hunter | CH-ES09-230VO | CH-09MSPHCT-230VI |  | 9000 | 10000 | 20 | 13 | 10 | 1.9 | 75 | 74 | 210799580
Cooper&Hunter | CH-HPR09-230VO | CH-09MASTWM-230VI |  | 9000 | 12000 | 28.1 | 16.2 | 11.5 | 2 | 79 | 88 | 210799548
PAYNE | 38MARBQ12AA3 | DHMSHAQ12XA3 |  | 12000 | 12000 | 23.6 | 13.5 | 9.5 | 1.8 | 63 | 83 | 206400655
ECO AC | EHH-O09BB | EHH-C09BA |  | 9000 | 10000 | 20 | 13 | 10 | 1.9 | 75 | 74 | 210586146
1HVAC | ACIQ-09ZPL-HP230B | ACIQ-09W-HH-MC |  | 9000 | 12000 | 28.1 | 16.2 | 11.5 | 2 | 79 | 88 | 210857295
KERR | A-KMH12SV-1 | B-KMH12SU-1 |  | 12000 | 12000 | 23.6 | 13.5 | 9.5 | 1.8 | 63 | 83 | 208141194
PIONEER | YN009GMFI20RPD | CB009GMFILCFHD |  | 9000 | 10000 | 20 | 13 | 10 | 1.9 | 75 | 74 | 208121944
LPS Legacy | DLCSRBH09AAK | DLFSHCH09XAK |  | 9000 | 12000 | 28.1 | 16.2 | 11.5 | 2 | 79 | 88 | 211756602
CARRIER | 38MARBQ12AA3 | 40MAQB12B--3 |  | 12000 | 12000 | 23.6 | 13.5 | 9.5 | 1.8 | 63 | 83 | 206400643
PAYNE | 38MARBQ09AA3 | DHMAHBQ09XA3 |  | 9000 | 12000 | 28.1 | 16.2 | 11.5 | 2 | 79 | 88 | 206350313
Convectair | 8120-O | 8120-I |  | 12000 | 12000 | 23.6 | 13.5 | 9.5 | 1.8 | 63 | 83 | 206422437
KERR | A-KMH09SV-1 | B-KMH09SV-1 |  | 9000 | 12000 | 28.1 | 16.2 | 11.5 | 2 | 79 | 88 | 207657394
BRYANT | 38MARBQ12AA3 | 619PEQ012BBMA |  | 12000 | 12000 | 23.6 | 13.5 | 9.5 | 1.8 | 63 | 83 | 206400649
Custom Comfort | CCOXHASZ09HP | CCOXHAWM09 |  | 9000 | 12000 | 28.1 | 16.2 | 11.5 | 2 | 79 | 88 | 212365404
Weathermaker | 38MARBQ12AA3 | DHMSHAQ12XA3 |  | 12000 | 12000 | 23.6 | 13.5 | 9.5 | 1.8 | 63 | 83 | 206400667
FRANKLIN | MSH093F25MCAA | MSH093F25AXAA |  | 9000 | 12000 | 28.1 | 16.2 | 11.5 | 2 | 79 | 88 | 214383433
Cooper&Hunter | CH-HPR12-230VO | CH-D12MSPHWM-230VI |  | 12000 | 12000 | 23.6 | 13.5 | 9.5 | 1.8 | 63 | 83 | 210799656
KEEPRITE | DLCSRBH09AAK | DLFSHCH09XAK |  | 9000 | 12000 | 28.1 | 16.2 | 11.5 | 2 | 79 | 88 | 208447649
MOOVAIR | DMA12HOS28230E8 | DM12HIW23230E3 |  | 12000 | 12000 | 23.6 | 13.5 | 9.5 | 1.8 | 63 | 83 | 208119825
BOSCH | BMS500-AAS009-1CSXHC | BMS500-AAU009-1AHWXC |  | 9000 | 12000 | 28.1 | 16.2 | 11.5 | 2 | 79 | 88 | 207759994
MDV | MOX230-09HFN1-MW5W | MCA3U-09HRFN1-M(C) |  | 9000 | 10000 | 20 | 13 | 10 | 1.9 | 75 | 74 | 206330118
FRANKLIN | MSH123E23MCAA | MSH123E23AXAA |  | 12000 | 12000 | 23.6 | 13.5 | 9.5 | 1.8 | 63 | 83 | 206764063
CENTURY | A-VMH09SV-1 | B-VMH09SV-1 |  | 9000 | 12000 | 28.1 | 16.2 | 11.5 | 2 | 79 | 88 | 212940814
ELIOS | DEA12HOS28230E8 | DE12HIW23230E3 |  | 12000 | 12000 | 23.6 | 13.5 | 9.5 | 1.8 | 63 | 83 | 208119829
ECO-AIR | MOX330-09HFN1-MY5W | MSEPB-09HRFN1-MY5W(GA) |  | 9000 | 12000 | 28.1 | 16.2 | 11.5 | 2 | 79 | 88 | 208121864
NOVAIR | LEA09SZ35SK-O | 2LEA09UUSK-I |  | 9000 | 12000 | 28.1 | 16.2 | 11.5 | 2 | 79 | 88 | 211709682
GOODMAN | MSH123E23MCAA | MSH123E23AXAA |  | 12000 | 12000 | 23.6 | 13.5 | 9.5 | 1.8 | 63 | 83 | 203991091
COMFORT-AIRE | A-KMH12SV-1 | B-KMH12SU-1 |  | 12000 | 12000 | 23.6 | 13.5 | 9.5 | 1.8 | 63 | 83 | 208141182
BLUERIDGE | BMY9HH28C | BMY9HH28WM |  | 9000 | 12000 | 28.1 | 16.2 | 11.5 | 2 | 79 | 88 | 207339183
DIAMONDAIR | D2012SHO2 | DF2012HMSI |  | 12000 | 12000 | 23.6 | 13.5 | 9.5 | 1.8 | 63 | 83 | 210857274
KANIONco | KWSM-09IR410AHS28.1ODU | KWSM-09IR410AHS28.1IDU |  | 9000 | 12000 | 28.1 | 16.2 | 11.5 | 2 | 79 | 88 | 213160461
BOSCH | BMS500-AAS012-1CSXHC | BMS500-AAU012-1AHWXB |  | 12000 | 12000 | 23.6 | 13.5 | 9.5 | 1.8 | 63 | 83 | 208157117
ELIOS | DEA09HOS28230E8 | DEA09HIW25230E8 |  | 9000 | 12000 | 28.1 | 16.2 | 11.5 | 2 | 79 | 88 | 207742429
KARDA | 3KARDA12SZO | 1KARDA12UVW |  | 12000 | 12000 | 23.6 | 13.5 | 9.5 | 1.8 | 63 | 83 | 207614052
SENVILLE | SENA/09HF/OQ | SENA/09HF/IQ |  | 9000 | 12000 | 28.1 | 16.2 | 11.5 | 2 | 79 | 88 | 207657627
COMFORT-AIRE | A-VMH12SV-1 | B-VMH12SU-1 |  | 12000 | 12000 | 23.6 | 13.5 | 9.5 | 1.8 | 63 | 83 | 208141168
TRUST AIR CONDITIONERS | OAH09H/O4S4P | IUMW109H/I41P |  | 9000 | 12000 | 28.1 | 16.2 | 11.5 | 2 | 79 | 88 | 208816914
C&H | CH-HPR12-230VO | CH-D12MSPHWM-230VI |  | 12000 | 12000 | 23.6 | 13.5 | 9.5 | 1.8 | 63 | 83 | 208816949
BRYANT | 38MARBQ09AA3 | 619AHBQ09XA3 |  | 9000 | 12000 | 28.1 | 16.2 | 11.5 | 2 | 79 | 88 | 206348142
MIDEA | 38MARBQ12AA3 | DHMSHAQ12XA3 |  | 12000 | 12000 | 23.6 | 13.5 | 9.5 | 1.8 | 63 | 83 | 206400661
ARCOAIRE | DLCSRBH09AAK | DLFSHCH09XAK |  | 9000 | 12000 | 28.1 | 16.2 | 11.5 | 2 | 79 | 88 | 208447617
Weathermaker | 38MARBQ09AA3 | DHMAHBQ09XA3 |  | 9000 | 12000 | 28.1 | 16.2 | 11.5 | 2 | 79 | 88 | 206350323
Cooper&Hunter | CH-HPR12-230VO | CH-12DKT230VI |  | 12000 | 12000 | 23.6 | 13.5 | 9.5 | 1.8 | 63 | 83 | 210857259
DAY & NIGHT | DLCSRBH09AAK | DLFSHCH09XAK |  | 9000 | 12000 | 28.1 | 16.2 | 11.5 | 2 | 79 | 88 | 208447633
1HVAC | ACIQ-18ZPL-HP230B | ACIQ-18CC-HH-MB |  | 16000 | 17000 | 20 | 12.5 | 9.5 | 1.75 | 92 | 94 | 207825518
KARDA | 3KARDA18SZO | 3KARDA18UVC |  | 16000 | 17000 | 20 | 12.5 | 9.5 | 1.75 | 92 | 94 | 207796641
PERFECTAIRE | 3PAMSHH18-SZO | 3PAMSCH18 |  | 16000 | 17000 | 20 | 12.5 | 9.5 | 1.75 | 92 | 94 | 207796632
BOSCH | BMS500-AAS018-1CSXHC | BMS500-AAU018-1AHCXB |  | 16000 | 17000 | 20 | 12.5 | 9.5 | 1.75 | 92 | 94 | 207760016
DIRECT AIR | DIRM-18HXPRO28-1Z | DIRM-18HP-CA |  | 16000 | 17000 | 20 | 12.5 | 9.5 | 1.75 | 92 | 94 | 207743742
MOOVAIR | DMA18HOS28230E8 | DUA18HICU230X5 |  | 16000 | 17000 | 20 | 12.5 | 9.5 | 1.75 | 92 | 94 | 207742510
ELIOS | DEA18HOS28230E8 | DUA18HICU230X5 |  | 16000 | 17000 | 20 | 12.5 | 9.5 | 1.75 | 92 | 94 | 207742441
C&H | CH-HPR18-230VO | CH-18MSPHCT-230VI |  | 16000 | 17000 | 20 | 12.5 | 9.5 | 1.75 | 92 | 94 | 207742332
COMFORTSTAR | CHF18CD(O) | TPA-18 |  | 16000 | 17000 | 20 | 12.5 | 9.5 | 1.75 | 92 | 94 | 207658951
SENVILLE | SENA/18HF/OQ | SENA/18HF/ICZ |  | 16000 | 17000 | 20 | 12.5 | 9.5 | 1.75 | 92 | 94 | 207641343
BLUERIDGE | BMY18HH22C | BM18MCC |  | 16000 | 17000 | 20 | 12.5 | 9.5 | 1.75 | 92 | 94 | 207571391
FRANKLIN | MSH183E23MCAA | MST183E20ACAA |  | 16000 | 17000 | 20 | 12.5 | 9.5 | 1.75 | 92 | 94 | 206900434
GOODMAN | MSH183E23MCAA | MST183E20ACAA |  | 16000 | 17000 | 20 | 12.5 | 9.5 | 1.75 | 92 | 94 | 206900426
ELIOS | DE18HOS25230E3A | DM18HICU230X5 |  | 16000 | 17000 | 20 | 12.5 | 9.5 | 1.75 | 92 | 94 | 206401447
DIRECT AIR | DIRM-18HXPRO28-1Z | DIRM-18HP-CF |  | 17000 | 18000 | 20.5 | 12.5 | 9.8 | 1.86 | 67 | 93 | 207743731
MOOVAIR | DM18HOS25230E3A | DM18HICU230X5 |  | 16000 | 17000 | 20 | 12.5 | 9.5 | 1.75 | 92 | 94 | 206401441
COMFORTMAKER | DLCSRBH18AAK | DLFSFAH18XAK |  | 17000 | 18000 | 20.5 | 12.5 | 9.8 | 1.86 | 67 | 93 | 206350400
LPS Legacy | DLCSRBH18AAK | DLFSFAH18XAK |  | 17000 | 18000 | 20.5 | 12.5 | 9.8 | 1.86 | 67 | 93 | 211756574
DIRECT AIR | MOX430-17HFN1-MT0W | CCA3U-18HRFN1-M(C) |  | 16000 | 17000 | 20 | 12.5 | 9.5 | 1.75 | 92 | 94 | 206377759
COMFORT-AIRE | A-VMH12SV-1 | B-VMH12SU-1C |  | 12000 | 12000 | 23.6 | 13.5 | 9.5 | 1.8 | 63 | 83 | 208141174
MDV | MOX330-12HFN1-MW5W | CS11M-12HRFN1-MU5W |  | 12000 | 12000 | 23.6 | 13.5 | 9.5 | 1.8 | 63 | 83 | 205993853
HEIL | DLCPRAH18AAK | DLFPHAH18XAK |  | 18000 | 18000 | 26.2 | 14.5 | 12 | 1.95 | 68 | 91 | 202463648
SMART COMFORT | DLCPRAH18AAK | DLFPHAH18XAK |  | 18000 | 18000 | 26.2 | 14.5 | 12 | 1.95 | 68 | 91 | 202463658
MDV | MOX330-09HFN1-MY5W | MSEPB-09HRFN1-MY5W(GA) |  | 9000 | 12000 | 28.1 | 16.2 | 11.5 | 2 | 79 | 88 | 205993845
TEMPSTAR | DLCPRAH18AAK | DLFPHAH18XAK |  | 18000 | 18000 | 26.2 | 14.5 | 12 | 1.95 | 68 | 91 | 202463656
AIRQUEST | DLCPRAH18AAK | DLFPHAH18XAK |  | 18000 | 18000 | 26.2 | 14.5 | 12 | 1.95 | 68 | 91 | 203966570
MIDEA | DLCPRAH18AAK | DLFPHAH18XAK |  | 18000 | 18000 | 26.2 | 14.5 | 12 | 1.95 | 68 | 91 | 202463654
PAYNE | 38MPRAQ24AA3 | DHMPHAQ24XA3 |  | 22000 | 24000 | 23.5 | 13.7 | 10.5 | 1.94 | 64 | 98 | 202463639
BRYANT | 38MPRAQ24AA3 | 619PHAQ24XA3 |  | 22000 | 24000 | 23.5 | 13.7 | 10.5 | 1.94 | 64 | 98 | 202463637
COMFORTMAKER | DLCPRAH18AAK | DLFPHAH18XAK |  | 18000 | 18000 | 26.2 | 14.5 | 12 | 1.95 | 68 | 91 | 202463644
KENMORE | DLCPRAH24AAK | DLFPHAH24XAK |  | 22000 | 24000 | 23.5 | 13.7 | 10.5 | 1.94 | 64 | 98 | 202463653
BRYANT | 38MPRAQ18AA3 | 619PHAQ18XA3 |  | 18000 | 18000 | 26.2 | 14.5 | 12 | 1.95 | 68 | 91 | 202463636
CARRIER | 38MPRAQ18AA3 | 40MPHAQ18XA3 |  | 18000 | 18000 | 26.2 | 14.5 | 12 | 1.95 | 68 | 91 | 202463634
MIDEA | 38MPRAQ24AA3 | DHMPHAQ24XA3 |  | 22000 | 24000 | 23.5 | 13.7 | 10.5 | 1.94 | 64 | 98 | 202463641
HEIL | DLCPRAH24AAK | DLFPHAH24XAK |  | 22000 | 24000 | 23.5 | 13.7 | 10.5 | 1.94 | 64 | 98 | 202463649
ARCOAIRE | DLCPRAH18AAK | DLFPHAH18XAK |  | 18000 | 18000 | 26.2 | 14.5 | 12 | 1.95 | 68 | 91 | 202463642
DAY & NIGHT | DLCPRAH24AAK | DLFPHAH24XAK |  | 22000 | 24000 | 23.5 | 13.7 | 10.5 | 1.94 | 64 | 98 | 202463647
KENMORE | DLCPRAH18AAK | DLFPHAH18XAK |  | 18000 | 18000 | 26.2 | 14.5 | 12 | 1.95 | 68 | 91 | 202463652
KEEPRITE | DLCPRAH24AAK | DLFPHAH24XAK |  | 22000 | 24000 | 23.5 | 13.7 | 10.5 | 1.94 | 64 | 98 | 202463651
MIDEA | 38MPRAQ18AA3 | DHMPHAQ18XA3 |  | 18000 | 18000 | 26.2 | 14.5 | 12 | 1.95 | 68 | 91 | 202463640
KEEPRITE | DLCPRAH18AAK | DLFPHAH18XAK |  | 18000 | 18000 | 26.2 | 14.5 | 12 | 1.95 | 68 | 91 | 202463650
LPS Legacy | DLCPRAH24AAK | DLFPHAH24XAK |  | 22000 | 24000 | 23.5 | 13.7 | 10.5 | 1.94 | 64 | 98 | 211756553
Weathermaker | 38MPRAQ18AA3 | DHMPHAQ18XA3 |  | 18000 | 18000 | 26.2 | 14.5 | 12 | 1.95 | 68 | 91 | 212436235
SMART COMFORT | DLCPRAH24AAK | DLFPHAH24XAK |  | 22000 | 24000 | 23.5 | 13.7 | 10.5 | 1.94 | 64 | 98 | 202463659
DAY & NIGHT | DLCPRAH18AAK | DLFPHAH18XAK |  | 18000 | 18000 | 26.2 | 14.5 | 12 | 1.95 | 68 | 91 | 202463646
TEMPSTAR | DLCPRAH24AAK | DLFPHAH24XAK |  | 22000 | 24000 | 23.5 | 13.7 | 10.5 | 1.94 | 64 | 98 | 202463657
PAYNE | 38MPRAQ18AA3 | DHMPHAQ18XA3 |  | 18000 | 18000 | 26.2 | 14.5 | 12 | 1.95 | 68 | 91 | 202463638
COMFORTMAKER | DLCPRAH24AAK | DLFPHAH24XAK |  | 22000 | 24000 | 23.5 | 13.7 | 10.5 | 1.94 | 64 | 98 | 202463645
LPS Legacy | DLCPRAH18AAK | DLFPHAH18XAK |  | 18000 | 18000 | 26.2 | 14.5 | 12 | 1.95 | 68 | 91 | 211756552
ARCOAIRE | DLCPRAH24AAK | DLFPHAH24XAK |  | 22000 | 24000 | 23.5 | 13.7 | 10.5 | 1.94 | 64 | 98 | 202463643
Weathermaker | 38MPRAQ24AA3 | DHMPHAQ24XA3 |  | 22000 | 24000 | 23.5 | 13.7 | 10.5 | 1.94 | 64 | 98 | 212436236
MIDEA | MOD30-18HFN1-MZ22W | MSAB2F-18HRFN1-MZ22W |  | 18000 | 18000 | 26.2 | 14.5 | 12 | 1.95 | 68 | 91 | 202415593
MIDEA | DLCPRAH24AAK | DLFPHAH24XAK |  | 22000 | 24000 | 23.5 | 13.7 | 10.5 | 1.94 | 64 | 98 | 202463655
CARRIER | 38MPRAQ24AA3 | 40MPHAQ24XA3 |  | 22000 | 24000 | 23.5 | 13.7 | 10.5 | 1.94 | 64 | 98 | 202463635
AIRQUEST | DLCPRAH24AAK | DLFPHAH24XAK |  | 22000 | 24000 | 23.5 | 13.7 | 10.5 | 1.94 | 64 | 98 | 203966571
DUCANE | 4DHP2S24S-1P | D33C224S4-*P |  | 23600 | 26000 | 21.5 | 12.3 | 9.6 | 2.2 | 73 | 71 | 211034588
MDV | MOX330-12HFN1-MW5W-L | MSEPB-12HRFN1-MW5W(GA) |  | 12000 | 12000 | 25.5 | 13.5 | 10.4 | 1.8 | 83 | 100 | 207658606
CONCORD | 4DHP2S24S-1P | D33C224S4-1P |  | 23600 | 26000 | 21.5 | 12.3 | 9.6 | 2.2 | 73 | 71 | 208106695
Allied | 4DHP2S24S-1P | D33C224S4-*P |  | 23600 | 26000 | 21.5 | 12.3 | 9.6 | 2.2 | 73 | 71 | 211034510
LENNOX | MLB009S4S-1P | MWMC009S4-*P |  | 9000 | 12000 | 28.1 | 16.2 | 11.5 | 2 | 79 | 88 | 211034440
LENNOX | MLB009S4S-1P | MWMC009S4* |  | 9000 | 12000 | 28.1 | 16.2 | 11.5 | 2 | 79 | 88 | 210665627
Armstrong Air | 4DHP2S24S-1P | D33C224S4-1P |  | 23600 | 26000 | 21.5 | 12.3 | 9.6 | 2.2 | 73 | 71 | 208106677
LENNOX | MPC024S4S-1P | M33C024S4* |  | 23600 | 26000 | 21.5 | 12.3 | 9.6 | 2.2 | 73 | 71 | 210665624
LENNOX | MLB009S4S-1P | MWMC009S4-1P |  | 9000 | 12000 | 28.1 | 16.2 | 11.5 | 2 | 79 | 88 | 207683520
AirEase | 4DHP2S24S-1P | D33C224S4-*P |  | 23600 | 26000 | 21.5 | 12.3 | 9.6 | 2.2 | 73 | 71 | 211034484
MDV | MOX330-09HFN1-MY5W-L | MSEPB-09HRFN1-MY5W(GA) |  | 9000 | 12000 | 28.1 | 16.2 | 11.5 | 2 | 79 | 88 | 207658605
LENNOX | MPC024S4S-1P | M33C024S4-*P |  | 23600 | 26000 | 21.5 | 12.3 | 9.6 | 2.2 | 73 | 71 | 211034437
LENNOX | MPC024S4S-1P | M33C024S4-1P |  | 23600 | 26000 | 21.5 | 12.3 | 9.6 | 2.2 | 73 | 71 | 207683517
DUCANE | 4DHP2S24S-1P | D33C224S4-1P |  | 23600 | 26000 | 21.5 | 12.3 | 9.6 | 2.2 | 73 | 71 | 208106668
Armstrong Air | 4DHP2S24S-1P | D33C224S4-*P |  | 23600 | 26000 | 21.5 | 12.3 | 9.6 | 2.2 | 73 | 71 | 211034536
MDV | MOD33-24HFN1-MT0W-L | MCD1-24HRFN1-MT0W(GA) |  | 23600 | 26000 | 21.5 | 12.3 | 9.6 | 2.2 | 73 | 71 | 207658603
LENNOX | MPC024S4S-1P | MCFA024S4-*P |  | 24000 | 24000 | 21.2 | 12.5 | 10.2 | 2.2 | 67 | 76 | 211034431
LENNOX | MPC024S4S-1P | MCFA024S4* |  | 24000 | 24000 | 21.2 | 12.5 | 10.2 | 2.2 | 67 | 76 | 210665618
LENNOX | MPC024S4S-1P | MCFA024S4-2P |  | 24000 | 24000 | 21.2 | 12.5 | 10.2 | 2.2 | 67 | 76 | 207683511
MDV | MOD33-24HFN1-MT0W-L | MUEU-24HRFN1-M(C) |  | 24000 | 24000 | 21.2 | 12.5 | 10.2 | 2.2 | 67 | 76 | 207658599
LENNOX | MPC012S4S-1P | MFMA012S4-*P |  | 12000 | 12000 | 22.7 | 13 | 10.2 | 2.26 | 75 | 70 | 211034429
LENNOX | MPC012S4S-1P | MFMA012S4* |  | 12000 | 12000 | 22.7 | 13 | 10.2 | 2.26 | 75 | 70 | 210665616
LENNOX | MPC012S4S-1P | MFMA012S4-1P |  | 12000 | 12000 | 22.7 | 13 | 10.2 | 2.26 | 75 | 70 | 207683509
MDV | MOX230-12HFN1-MV5W-L | MFAU-12HRFN1-M(C) |  | 12000 | 12000 | 22.7 | 13 | 10.2 | 2.26 | 75 | 70 | 207658597
LPS Legacy | DLCPRBH18AAK | DLFPHBH18XAK |  | 18000 | 20000 | 26.3 | 15.3 | 15.5 | 2.89 | 101 | 120 | 211756581
HEIL | DLCPRBH18AAK | DLFPHBH18XAK |  | 18000 | 20000 | 26.3 | 15.3 | 15.5 | 2.89 | 101 | 120 | 207826647
MOOVAIR | DMB18HOS42230E8B | DMB18HIW42230E8 |  | 18000 | 20000 | 26.3 | 15.3 | 15.5 | 2.89 | 101 | 120 | 213369384
ARCOAIRE | DLCPRBH18AAK | DLFPHBH18XAK |  | 18000 | 20000 | 26.3 | 15.3 | 15.5 | 2.89 | 101 | 120 | 207826644
PAYNE | 38MPRBQ18AA3 | DHMPHBQ18XA3 |  | 18000 | 20000 | 26.3 | 15.3 | 15.5 | 2.89 | 101 | 120 | 207826654
MIDEA | DLCPRBH18AAK | DLFPHBH18XAK |  | 18000 | 20000 | 26.3 | 15.3 | 15.5 | 2.89 | 101 | 120 | 207826650
CanAir | C28SCH06H21 | C28SEH06H21 |  | 6000 | 7000 | 26.5 | 15.8 | 13.6 | 2.1 | 121 | 107 | 207683255
COMFORTMAKER | DLCPRBH18AAK | DLFPHBH18XAK |  | 18000 | 20000 | 26.3 | 15.3 | 15.5 | 2.89 | 101 | 120 | 207826645
KEEPRITE | DLCPRBH18AAK | DLFPHBH18XAK |  | 18000 | 20000 | 26.3 | 15.3 | 15.5 | 2.89 | 101 | 120 | 207826648
DIRECT AIR | DIRM-06HXPRO28-1Z | DIRM-06HP-WM |  | 6000 | 7000 | 26.5 | 15.8 | 13.6 | 2.1 | 121 | 107 | 207743723
SMART COMFORT | DLCPRBH18AAK | DLFPHBH18XAK |  | 18000 | 20000 | 26.3 | 15.3 | 15.5 | 2.89 | 101 | 120 | 207826652
AIRQUEST | DLCSRBH06AAK | DLFSHCH06XAK |  | 6000 | 7000 | 26.5 | 15.8 | 13.6 | 2.1 | 121 | 107 | 208447693
AIRQUEST | DLCPRBH18AAK | DLFPHBH18XAK |  | 18000 | 20000 | 26.3 | 15.3 | 15.5 | 2.89 | 101 | 120 | 207826653
ELIOS | DEA09HOS25230E8 | DEA06HIW25230E8 |  | 6000 | 7000 | 26.5 | 15.8 | 13.6 | 2.1 | 121 | 107 | 208075830
Weathermaker | 38MARBQ06AA3 | DHMAHBQ06XA3 |  | 6000 | 7000 | 26.5 | 15.8 | 13.6 | 2.1 | 121 | 107 | 207188937
TEMPSTAR | DLCPRBH18AAK | DLFPHBH18XAK |  | 18000 | 20000 | 26.3 | 15.3 | 15.5 | 2.89 | 101 | 120 | 207826651
Kepler | ODUMOX230-09HFN1MW5W | IDUMSEPB-06HRFN1MY5W |  | 6000 | 7000 | 26.5 | 15.8 | 13.6 | 2.1 | 121 | 107 | 213608172
DAY & NIGHT | DLCPRBH18AAK | DLFPHBH18XAK |  | 18000 | 20000 | 26.3 | 15.3 | 15.5 | 2.89 | 101 | 120 | 207826646
Alsetria | MOX230-09HFN1-MW5W | MSEPB-06HRFN1-MY5W |  | 6000 | 7000 | 26.5 | 15.8 | 13.6 | 2.1 | 121 | 107 | 208121900
CARRIER | 38MPRBQ18AA3 | 40MPHBQ18XA3 |  | 18000 | 20000 | 26.3 | 15.3 | 15.5 | 2.89 | 101 | 120 | 207826658
DAY & NIGHT | DLCSRBH06AAK | DLFSHCH06XAK |  | 6000 | 7000 | 26.5 | 15.8 | 13.6 | 2.1 | 121 | 107 | 208447637
MIDEA | 38MPRBQ18AA3 | DHMPHBQ18XA3 |  | 18000 | 20000 | 26.3 | 15.3 | 15.5 | 2.89 | 101 | 120 | 207826656
BOSCH | BMS500-AAS009-1CSXRC | BMS500-AAU006-1AHWXC |  | 6000 | 7000 | 26.5 | 15.8 | 13.6 | 2.1 | 121 | 107 | 207759993
MOOVAIR | DMA18HOS42230E4 | DMA18HIW42230E4 |  | 18000 | 20000 | 26.3 | 15.3 | 15.5 | 2.89 | 101 | 120 | 207742501
Bladex | BS25-06HFN1-ODU | BWM-EPB-06HWIU |  | 6000 | 7000 | 26.5 | 15.8 | 13.6 | 2.1 | 121 | 107 | 214312550
Star Air Kontrol | SAK-24-CC(OD)/220VOLT | SAK-24-20CC/220(IN) |  | 24000 | 25000 | 21.5 | 12.5 | 9.7 | 2.2 | 76 | 74 | 211726525
KENMORE | DLCPRBH18AAK | DLFPHBH18XAK |  | 18000 | 20000 | 26.3 | 15.3 | 15.5 | 2.89 | 101 | 120 | 207826649
TRUST AIR CONDITIONERS | OUS09H/O4S4P | IUMW106H/I41P |  | 6000 | 7000 | 26.5 | 15.8 | 13.6 | 2.1 | 121 | 107 | 208816913
Airlux | ASZ09O/2022 | AMM09I/2022 |  | 9000 | 10000 | 24 | 14 | 11.4 | 2.18 | 83 | 78 | 208119661
PIONEER | YN024GMFI22RPE | CB024GMFILDFHE |  | 24000 | 25000 | 21.5 | 12.5 | 9.7 | 2.2 | 76 | 74 | 208191864
Weathermaker | 38MPRBQ18AA3 | DHMPHBQ18XA3 |  | 18000 | 20000 | 26.3 | 15.3 | 15.5 | 2.89 | 101 | 120 | 207826655
SMART COMFORT | DLCSRBH06AAK | DLFSHCH06XAK |  | 6000 | 7000 | 26.5 | 15.8 | 13.6 | 2.1 | 121 | 107 | 208447685
KLIMAIRE | KSIE009-H221-O-2 | KSIE009-H221-IW-2 |  | 9000 | 10000 | 24 | 14 | 11.4 | 2.18 | 83 | 78 | 209862149
MOOVAIR | DMA24HOS25230E8 | DUA24HICU230X5 |  | 24000 | 25000 | 21.5 | 12.5 | 9.7 | 2.2 | 76 | 74 | 207742505
GOODMAN | MSH183G26MCAA | MSH183G26AXAA |  | 18000 | 20000 | 26.3 | 15.3 | 15.5 | 2.89 | 101 | 120 | 214438121
BLUERIDGE | BMY6HH27C | BMY6HH27WM |  | 6000 | 7000 | 26.5 | 15.8 | 13.6 | 2.1 | 121 | 107 | 207826692
YONAN | YSA21-09HRN1 | YSA21-09HRN1 |  | 9000 | 10000 | 24 | 14 | 11.4 | 2.18 | 83 | 78 | 207671404
PIONEER | YN024GMFI22RPE | CB024GMFILCFHE |  | 24000 | 25000 | 21.5 | 12.5 | 9.7 | 2.2 | 76 | 74 | 213088012
BRYANT | 38MPRBQ18AA3 | 619PHBQ18XA3 |  | 18000 | 20000 | 26.3 | 15.3 | 15.5 | 2.89 | 101 | 120 | 207826657
AirEase | 4DHPS209S-1P | DWM206S4-*P |  | 6000 | 7000 | 26.5 | 15.8 | 13.6 | 2.1 | 121 | 107 | 213279882
PIONEER | YN009GMFI22RPE | WS009GMFI22HLE |  | 9000 | 10000 | 24 | 14 | 11.4 | 2.18 | 83 | 78 | 208101238
COMFORTSTAR | CZP24CD(O) | TPA-24C |  | 24000 | 25000 | 21.5 | 12.5 | 9.7 | 2.2 | 76 | 74 | 207658946
Custom Comfort | CCOXHASZ06HP | CCOXHAWM06 |  | 6000 | 7000 | 26.5 | 15.8 | 13.6 | 2.1 | 121 | 107 | 212365403
ECO AC | EHH-O9BB | EHH-W09BB |  | 9000 | 10000 | 24 | 14 | 11.4 | 2.18 | 83 | 78 | 207825490
SLIMAIR | SHC24VE2AG | SHLZ24VC2AG |  | 24000 | 25000 | 21.5 | 12.5 | 9.7 | 2.2 | 76 | 74 | 210857478
KERR | A-KMH06SV-1 | B-KMH06SV-1 |  | 6000 | 7000 | 26.5 | 15.8 | 13.6 | 2.1 | 121 | 107 | 207657393
ECO AC | EHH-O09BB | EHH-W09BB |  | 9000 | 10000 | 24 | 14 | 11.4 | 2.18 | 83 | 78 | 207826045
Cooper&Hunter | CH-ES24-230VO | CH-24MCT-W |  | 24000 | 25000 | 21.5 | 12.5 | 9.7 | 2.2 | 76 | 74 | 213265566
MDV | MOD30-18HFN1-MZ20W | MSEPD-18HRFN1-MZ22W |  | 18000 | 20000 | 26.3 | 15.3 | 15.5 | 2.89 | 101 | 120 | 207613860
CONCORD | 4DHPS209S-1P | DWM206S4-1P |  | 6000 | 7000 | 26.5 | 15.8 | 13.6 | 2.1 | 121 | 107 | 208106776
TRUST AIR CONDITIONERS | OUS24H/O4S4P | IUMC424H/I41P |  | 24000 | 25000 | 21.5 | 12.5 | 9.7 | 2.2 | 76 | 74 | 208816921
AIRDACH | ACSH0924VM2-D | AIWH0900VM2-D |  | 9000 | 10000 | 24 | 14 | 11.4 | 2.18 | 83 | 78 | 209948205
STEALTH | ACIQ-06ZPL-HP230B | ACIQ-06W-HH-MC |  | 6000 | 7000 | 26.5 | 15.8 | 13.6 | 2.1 | 121 | 107 | 212316184
CIAC | CM43BX024-H3N2H | CK43BX024-C3N2H |  | 24000 | 25000 | 21.5 | 12.5 | 9.7 | 2.2 | 76 | 74 | 213927676
THERMOCORE SYSTEMS | T424S-H209-C | T424S-H209-E |  | 9000 | 10000 | 24 | 14 | 11.4 | 2.18 | 83 | 78 | 209549002
KADEN | KO-PSX06HP-2AAMA | KI-PSX06WM-2AAMA |  | 6000 | 7000 | 26.5 | 15.8 | 13.6 | 2.1 | 121 | 107 | 213265556
Cooper&Hunter | CH-ES24-230VO | CH-N24MSPHCT-230VI |  | 24000 | 25000 | 21.5 | 12.5 | 9.7 | 2.2 | 76 | 74 | 210799588
MIDEA | 38MARBQ18AA3 | 40MBFQ18---3 |  | 17000 | 18000 | 20.5 | 12.5 | 9.8 | 1.86 | 67 | 93 | 206350378
AIRQUEST | DLCSRBH18AAK | DLFSCAH18XAK |  | 16000 | 17000 | 20 | 12.5 | 9.5 | 1.75 | 92 | 94 | 206350486
KERR | A-KMH18SU-1A | B-KMH18UU-1 |  | 17000 | 18000 | 20.5 | 12.5 | 9.8 | 1.86 | 67 | 93 | 206347322
SMART COMFORT | DLCSRBH18AAK | DLFSCAH18XAK |  | 16000 | 17000 | 20 | 12.5 | 9.5 | 1.75 | 92 | 94 | 206350475
ARCOAIRE | DLCSRBH18AAK | DLFSFAH18XAK |  | 17000 | 18000 | 20.5 | 12.5 | 9.8 | 1.86 | 67 | 93 | 206350389
TEMPSTAR | DLCSRBH18AAK | DLFSCAH18XAK |  | 16000 | 17000 | 20 | 12.5 | 9.5 | 1.75 | 92 | 94 | 206350464
Custom Comfort | CCOXHASZ17HP | CCOXHAFC18 |  | 17000 | 18000 | 20.5 | 12.5 | 9.8 | 1.86 | 67 | 93 | 212365424
MIDEA | DLCSRBH18AAK | DLFSCAH18XAK |  | 16000 | 17000 | 20 | 12.5 | 9.5 | 1.75 | 92 | 94 | 206350453
SENVILLE | SENA/18HF/OQ | SENA/18HF/IF |  | 17000 | 18000 | 20.5 | 12.5 | 9.8 | 1.86 | 67 | 93 | 207641350
KENMORE | DLCSRBH18AAK | DLFSCAH18XAK |  | 16000 | 17000 | 20 | 12.5 | 9.5 | 1.75 | 92 | 94 | 206350442
Cooper&Hunter | CH-HPR18-230VO | CH-18MFC-W |  | 17000 | 18000 | 20.5 | 12.5 | 9.8 | 1.86 | 67 | 93 | 213265587
KEEPRITE | DLCSRBH18AAK | DLFSCAH18XAK |  | 16000 | 17000 | 20 | 12.5 | 9.5 | 1.75 | 92 | 94 | 206350431
1HVAC | ACIQ-18ZPL-HP230B | ACIQ-18FM-HH-MB |  | 17000 | 18000 | 20.5 | 12.5 | 9.8 | 1.86 | 67 | 93 | 207825524
HEIL | DLCSRBH18AAK | DLFSCAH18XAK |  | 16000 | 17000 | 20 | 12.5 | 9.5 | 1.75 | 92 | 94 | 206350420
TEMPSTAR | DLCSRBH18AAK | DLFSFAH18XAK |  | 17000 | 18000 | 20.5 | 12.5 | 9.8 | 1.86 | 67 | 93 | 206350466
DAY & NIGHT | DLCSRBH18AAK | DLFSCAH18XAK |  | 16000 | 17000 | 20 | 12.5 | 9.5 | 1.75 | 92 | 94 | 206350409
DAY & NIGHT | DLCSRBH18AAK | DLFSFAH18XAK |  | 17000 | 18000 | 20.5 | 12.5 | 9.8 | 1.86 | 67 | 93 | 206350411
COMFORTMAKER | DLCSRBH18AAK | DLFSCAH18XAK |  | 16000 | 17000 | 20 | 12.5 | 9.5 | 1.75 | 92 | 94 | 206350398
ARCOAIRE | DLCSRBH18AAK | DLFSCAH18XAK |  | 16000 | 17000 | 20 | 12.5 | 9.5 | 1.75 | 92 | 94 | 206350387
C&H | CH-HPR18-230VO | CH-18MSPHFC-230VI |  | 17000 | 18000 | 20.5 | 12.5 | 9.8 | 1.86 | 67 | 93 | 207742334
COMFORT-AIRE | A-VMH18SV-1 | B-VMH18UU-1 |  | 17000 | 18000 | 20.5 | 12.5 | 9.8 | 1.86 | 67 | 93 | 210568237
MIDEA | 38MARBQ18AA3 | 40MBCQ18---3 |  | 16000 | 17000 | 20 | 12.5 | 9.5 | 1.75 | 92 | 94 | 206350376
Weathermaker | 38MARBQ18AA3 | 40MBCQ18---3 |  | 16000 | 17000 | 20 | 12.5 | 9.5 | 1.75 | 92 | 94 | 206350365
PERFECTAIRE | 3PAMSHH18-SZO | 3PAMSFCH18 |  | 17000 | 18000 | 20.5 | 12.5 | 9.8 | 1.86 | 67 | 93 | 207796634
PAYNE | 38MARBQ18AA3 | 40MBCQ18---3 |  | 16000 | 17000 | 20 | 12.5 | 9.5 | 1.75 | 92 | 94 | 206350354
SMART COMFORT | DLCSRBH18AAK | DLFSFAH18XAK |  | 17000 | 18000 | 20.5 | 12.5 | 9.8 | 1.86 | 67 | 93 | 206350477
BRYANT | 38MARBQ18AA3 | 40MBCQ18---3 |  | 16000 | 17000 | 20 | 12.5 | 9.5 | 1.75 | 92 | 94 | 206350343
BLUERIDGE | BMY18HH22C | BM18MFCC |  | 17000 | 18000 | 20.5 | 12.5 | 9.8 | 1.86 | 67 | 93 | 207571392
MIDEA | MOD30-22HFN1-MW5W | MSAB2F-22HRFN1-MW5W |  | 22000 | 24000 | 23.5 | 13.7 | 10.5 | 1.94 | 64 | 98 | 202415592
KEEPRITE | DLCPRAH18AAK | DHMPHAQ18XA3 |  | 18000 | 18000 | 26.2 | 14.5 | 12 | 1.95 | 68 | 91 | 214389456
COMFORTMAKER | DLCPRAH18AAK | DHMPHAQ18XA3 |  | 18000 | 18000 | 26.2 | 14.5 | 12 | 1.95 | 68 | 91 | 214389450
TEMPSTAR | DLCPRAH18AAK | DHMPHAQ18XA3 |  | 18000 | 18000 | 26.2 | 14.5 | 12 | 1.95 | 68 | 91 | 214389458
ARCOAIRE | DLCPRAH18AAK | DHMPHAQ18XA3 |  | 18000 | 18000 | 26.2 | 14.5 | 12 | 1.95 | 68 | 91 | 214389448
HEIL | DLCPRAH18AAK | DHMPHAQ18XA3 |  | 18000 | 18000 | 26.2 | 14.5 | 12 | 1.95 | 68 | 91 | 214389454
DAY & NIGHT | DLCPRAH18AAK | DHMPHAQ18XA3 |  | 18000 | 18000 | 26.2 | 14.5 | 12 | 1.95 | 68 | 91 | 214389452
AIRQUEST | DLCPRAH18AAK | DHMPHAQ18XA3 |  | 18000 | 18000 | 26.2 | 14.5 | 12 | 1.95 | 68 | 91 | 214389460
MDV | MOD30-18HFN1-MZ22W | MSAB2F-18HRFN1-MZ22W |  | 18000 | 18000 | 26.2 | 14.5 | 12 | 1.95 | 68 | 91 | 202415591
MDV | MOD30-22HFN1-MW5W | MSAB2F-22HRFN1-MW5W |  | 22000 | 24000 | 23.5 | 13.7 | 10.5 | 1.94 | 64 | 98 | 202415590
MIDEA | MOD33-24HFN1-MT0W | MCD1-24HRFN1-MT0W(GA) |  | 24000 | 25000 | 21.5 | 12.5 | 9.7 | 2.2 | 76 | 74 | 207821939
Cooper&Hunter | CH-HPR06F9-230VO | CH-B06MOLVWM-230VI |  | 6000 | 7000 | 23.5 | 15 | 12 | 1.84 | 107 | 101 | 210799686
MOOVAIR | DMA06HOS28230E8 | DMA06HIW25230E8 |  | 6000 | 7000 | 26.5 | 15.8 | 13.6 | 2.1 | 121 | 107 | 207742494
AC PRO.COM | AOD32-24HFN1-MT0W | ACD1-24HRFN1-MT0W |  | 24000 | 25000 | 21.5 | 12.5 | 9.7 | 2.2 | 76 | 74 | 209748102
C&H | CH-ES09-230VO | CH-B09MOLVWM-230VI |  | 9000 | 10000 | 24 | 14.7 | 11.6 | 2.25 | 81 | 75 | 210665988
Durastar | DRA1U09S1B | DRAW06F1B |  | 6000 | 7000 | 23.5 | 15 | 12 | 1.84 | 107 | 101 | 210568097
Armstrong Air | 4DHPS209S-1P | DWM206S4-1P |  | 6000 | 7000 | 26.5 | 15.8 | 13.6 | 2.1 | 121 | 107 | 208106771
DIRECT AIR | DIRM-24DA25-1Z | DIRM-24HP-CA |  | 24000 | 25000 | 21.5 | 12.5 | 9.7 | 2.2 | 76 | 74 | 207743743
Bluefin | BFMS09PL-01O | BFMS09PL-01I |  | 9000 | 10000 | 24 | 14.7 | 11.6 | 2.25 | 81 | 75 | 213769908
BOSCH | BMS500-AAS024-1CSXRC | BMS500-AAU024-1AHCXC |  | 24000 | 25000 | 21.5 | 12.5 | 9.7 | 2.2 | 76 | 74 | 207760017
CENTURY | A-VMH06SV-1 | B-VMH06SV-1 |  | 6000 | 7000 | 26.5 | 15.8 | 13.6 | 2.1 | 121 | 107 | 212940813
AURORA | AU-CX06HR-2A-O | AU-CX06HR-2A-I |  | 6000 | 7000 | 23.5 | 15 | 12 | 1.84 | 107 | 101 | 208101255
SEA BREEZE+ | SZ9H424ZMO | WM9H424ZMI |  | 9000 | 10000 | 24 | 14.7 | 11.6 | 2.25 | 81 | 75 | 208674954
DAY & NIGHT | DLCSRBH06AAK | DLFSHBH06XAK |  | 6000 | 7000 | 23.5 | 15 | 12 | 1.84 | 107 | 101 | 207188911
PULAIR | MOSH- 1092AC | MISH- 1092AC |  | 9000 | 10000 | 24 | 14.7 | 11.6 | 2.25 | 81 | 75 | 214311521
BRYANT | 38MARBQ06AA3 | 619AHBQ06XA3 |  | 6000 | 7000 | 26.5 | 15.8 | 13.6 | 2.1 | 121 | 107 | 207188938
AIRQUEST | DLCSRBH06AAK | DLFSHBH06XAK |  | 6000 | 7000 | 23.5 | 15 | 12 | 1.84 | 107 | 101 | 207188932
NOVAIR | LEA09SZ25SK-O | LEA09UUSK-I |  | 9000 | 10000 | 24 | 14.7 | 11.6 | 2.25 | 81 | 75 | 207526946
ELIOS | DEA06HOS28230E8 | DEA06HIW25230E8 |  | 6000 | 7000 | 26.5 | 15.8 | 13.6 | 2.1 | 121 | 107 | 207742428
PERFECTAIRE | 3PAMSHH06-SZO | 3PAMSHH06-UVW |  | 6000 | 7000 | 23.5 | 15 | 12 | 1.84 | 107 | 101 | 211253535
DUCANE | 4DHPS209S-1P | DWM206S4-*P |  | 6000 | 7000 | 26.5 | 15.8 | 13.6 | 2.1 | 121 | 107 | 213279886
SLIMAIR | SHC09VE2AG | SHMZ09VC2AG |  | 9000 | 10000 | 24 | 14.7 | 11.6 | 2.25 | 81 | 75 | 208447944
AI AIR CONDITIONING | AO25-06N1-M1H | AW25-06N1-M1 |  | 6000 | 7000 | 23.5 | 15 | 12 | 1.84 | 107 | 101 | 213769942
MDV | MOD33-24HFN1-MT0W | MCD1-24HRFN1-MT0W(GA) |  | 24000 | 25000 | 21.5 | 12.5 | 9.7 | 2.2 | 76 | 74 | 207338218
HEIL | DLCSRBH06AAK | DLFSHBH06XAK |  | 6000 | 7000 | 23.5 | 15 | 12 | 1.84 | 107 | 101 | 207188914
LBG Products | LBHB09DUWO | LBHB09DUWI |  | 9000 | 10000 | 24 | 14.7 | 11.6 | 2.25 | 81 | 75 | 208130803
MOOVAIR | DMA09HOS25230E8 | DMA06HIW25230E8 |  | 6000 | 7000 | 26.5 | 15.8 | 13.6 | 2.1 | 121 | 107 | 208075829
KENMORE | DLCSRBH06AAK | DLFSHBH06XAK |  | 6000 | 7000 | 23.5 | 15 | 12 | 1.84 | 107 | 101 | 207188920
Cooper&Hunter | CH-ES09-230VO | CH-B09MOLVWM-230VI |  | 9000 | 10000 | 24 | 14.7 | 11.6 | 2.25 | 81 | 75 | 210799687
1HVAC | ACIQ-06ZPL-HP230B | ACIQ-06W-HH-MC |  | 6000 | 7000 | 26.5 | 15.8 | 13.6 | 2.1 | 121 | 107 | 210857294
TEMPSTAR | DLCSRBH06AAK | DLFSHBH06XAK |  | 6000 | 7000 | 23.5 | 15 | 12 | 1.84 | 107 | 101 | 207188926
C&H | CH-HPR06F9-230VO | CH-06MASTWM-230VI |  | 6000 | 7000 | 26.5 | 15.8 | 13.6 | 2.1 | 121 | 107 | 207740500
ZERO | ZMSB-09HV-USHH | ZMSB-09HV-USHH |  | 9000 | 10000 | 24 | 14.7 | 11.6 | 2.25 | 81 | 75 | 213917748
C&H | CH-HPR06F9-230VO | CH-B06MOLVWM-230VI |  | 6000 | 7000 | 23.5 | 15 | 12 | 1.84 | 107 | 101 | 210665987
ACIQ | ACIQ-06ZPL-HP230B | ACIQ-06W-HH-MC |  | 6000 | 7000 | 26.5 | 15.8 | 13.6 | 2.1 | 121 | 107 | 210857314
LBG Products | LBHB06DVWO | LBHB06DVWI |  | 6000 | 7000 | 23.5 | 15 | 12 | 1.84 | 107 | 101 | 208130826
KEEPRITE | DLCSRBH06AAK | DLFSHCH06XAK |  | 6000 | 7000 | 26.5 | 15.8 | 13.6 | 2.1 | 121 | 107 | 208447653
ICONIC AIR SOLUTION | ICOO09AK | IFOH06IK |  | 6000 | 7000 | 23.5 | 15 | 12 | 1.84 | 107 | 101 | 214389493
MDV | MOX230-09HFN1-MW5W | MSAG11B-09HRFN1-MX7W(GA) |  | 9000 | 10000 | 24 | 14.7 | 11.6 | 2.25 | 81 | 75 | 207215956
Allied | 4DHPS209S-1P | DWM206S4-*P |  | 6000 | 7000 | 26.5 | 15.8 | 13.6 | 2.1 | 121 | 107 | 213279883
DIYCOOL | ACIQ-06ZPL-HP230B | ACIQ-06W-HH-MC |  | 6000 | 7000 | 26.5 | 15.8 | 13.6 | 2.1 | 121 | 107 | 210857334
ARCOAIRE | DLCSRBH06AAK | DLFSHBH06XAK |  | 6000 | 7000 | 23.5 | 15 | 12 | 1.84 | 107 | 101 | 207188905
DUCANE | 4DHPS209S-1P | DWM206S4-1P |  | 6000 | 7000 | 26.5 | 15.8 | 13.6 | 2.1 | 121 | 107 | 208106781
COMFORTMAKER | DLCSRBH06AAK | DLFSHBH06XAK |  | 6000 | 7000 | 23.5 | 15 | 12 | 1.84 | 107 | 101 | 207188908
Cooper&Hunter | CH-HPR06F9-230VO | CH-06MASTWM-230VI |  | 6000 | 7000 | 26.5 | 15.8 | 13.6 | 2.1 | 121 | 107 | 210799547
SMART COMFORT | DLCSRBH06AAK | DLFSHBH06XAK |  | 6000 | 7000 | 23.5 | 15 | 12 | 1.84 | 107 | 101 | 207188929
NOVAIR | LEA09SZ25SK-O | 2LEA06UUSK-I |  | 6000 | 7000 | 26.5 | 15.8 | 13.6 | 2.1 | 121 | 107 | 211709681
Mitsutomo | HO-SZ06-AB-Q | HW-SZ06-AB-Q |  | 6000 | 7000 | 23.5 | 15 | 12 | 1.84 | 107 | 101 | 211306392
MIDEA | 38MARBQ06AA3 | DHMAHBQ06XA3 |  | 6000 | 7000 | 26.5 | 15.8 | 13.6 | 2.1 | 121 | 107 | 207188936
Bladex | BS25-06HFN1-ODU | BWM11A-06HWIU |  | 6000 | 7000 | 23.5 | 15 | 12 | 1.84 | 107 | 101 | 214056585
ARCOAIRE | DLCSRBH06AAK | DLFSHCH06XAK |  | 6000 | 7000 | 26.5 | 15.8 | 13.6 | 2.1 | 121 | 107 | 208447621
MIDEA | DLCSRBH06AAK | DLFSHBH06XAK |  | 6000 | 7000 | 23.5 | 15 | 12 | 1.84 | 107 | 101 | 207188923
Breeze33 | BZ33-HYP06OUT2-G2-P | BZ33-HYP06WALL2-G2-P |  | 6000 | 7000 | 26.5 | 15.8 | 13.6 | 2.1 | 121 | 107 | 207862069
MDV | MOX230-09HFN1-MW5W | MSAG11A-06HRFN1-MU0W |  | 6000 | 7000 | 23.5 | 15 | 12 | 1.84 | 107 | 101 | 207178565
MDV | MOX230-09HFN1-MW5W | MSEPB-06HRFN1-MY5W |  | 6000 | 7000 | 26.5 | 15.8 | 13.6 | 2.1 | 121 | 107 | 207178564
Mitsutomo | RO-SZ09-AB-J | RW-SZ09-AB-J |  | 9000 | 10000 | 21.5 | 12.5 | 9.1 | 2.16 | 63 | 70 | 211306384
ACIQ | ACIQ-12ZPL-HP230B | ACIQ-12FM-HH-MB |  | 12000 | 12000 | 23.6 | 13 | 10 | 1.89 | 80 | 100 | 207825542
MIDEA | 38MARBQ12AA3 | 40MBFQ12---3 |  | 12000 | 12000 | 23.6 | 13 | 10 | 1.89 | 80 | 100 | 206350375
TEMPSTAR | DLCSRBH12AAK | DLFSFAH12XAK |  | 12000 | 12000 | 23.6 | 13 | 10 | 1.89 | 80 | 100 | 206350463
MIDEA | DLCSRBH12AAK | DLFSFAH12XAK |  | 12000 | 12000 | 23.6 | 13 | 10 | 1.89 | 80 | 100 | 206350452
SENVILLE | SENA/12HF/OQ | SENA/12HF/IFQ |  | 12000 | 12000 | 23.6 | 13 | 10 | 1.89 | 80 | 100 | 207641349
DIRECT AIR | DIRM-12HXPRO28-1Z | DIRM-12HP-CO |  | 12000 | 12000 | 23.6 | 13 | 10 | 1.89 | 80 | 100 | 207743765
LBG Products | LBHB12DVWO | LMHB12DZGI |  | 12000 | 12000 | 23.6 | 13 | 10 | 1.89 | 80 | 100 | 208130843
STEALTH | ACIQ-12ZPL-HP230B | ACIQ-12FM-HH-MB |  | 12000 | 12000 | 23.6 | 13 | 10 | 1.89 | 80 | 100 | 212316168
MDV | MOX430-17HFN1-MT0W | MUEU-18HRFN1-M(C) |  | 17000 | 18000 | 20.5 | 12.5 | 9.8 | 1.86 | 67 | 93 | 206330130
1HVAC | ACIQ-12ZPL-HP230B | ACIQ-12FM-HH-MB |  | 12000 | 12000 | 23.6 | 13 | 10 | 1.89 | 80 | 100 | 207825523
PERFECTAIRE | 3PAMSHH12-SZO | 3PAMSCONH12 |  | 12000 | 12000 | 23.6 | 13 | 10 | 1.89 | 80 | 100 | 207796631
TRUST AIR CONDITIONERS | OAH12H/O4S4P | IUMCO12H/I41P |  | 12000 | 12000 | 23.6 | 13 | 10 | 1.89 | 80 | 100 | 208816935
C&H | CH-HPR12-230VO | CH-12MSPHMC-230VI |  | 12000 | 12000 | 23.6 | 13 | 10 | 1.89 | 80 | 100 | 207742331
KENMORE | DLCSRBH12AAK | DLFSFAH12XAK |  | 12000 | 12000 | 23.6 | 13 | 10 | 1.89 | 80 | 100 | 206350441
LPS Legacy | DLCSRBH12AAK | DLFSCAH12XAK |  | 12000 | 12000 | 22.3 | 12.7 | 10.2 | 1.89 | 83 | 94 | 211756569
ARCOAIRE | DLCSRBH12AAK | DLFSFAH12XAK |  | 12000 | 12000 | 23.6 | 13 | 10 | 1.89 | 80 | 100 | 206350386
GOODMAN | MSH123E23MCAA | MST123E20ACAA |  | 12000 | 12000 | 22.3 | 12.7 | 10.2 | 1.89 | 83 | 94 | 206900425
DIYCOOL | ACIQ-12ZPL-HP230B | ACIQ-12FM-HH-MB |  | 12000 | 12000 | 23.6 | 13 | 10 | 1.89 | 80 | 100 | 207825561
Breeze33 | BZ33-HYP12OUT2-G2-P | BZ33-CASS12-P |  | 12000 | 12000 | 22.3 | 12.7 | 10.2 | 1.89 | 83 | 94 | 207862077
Durastar | DRA1H12S1A | DRAS12F1B |  | 12000 | 12000 | 23.6 | 13 | 10 | 1.89 | 80 | 100 | 211497017
PolarWave | ACIQ-12ZPL-HP230B | ACIQ-12CC-HH-MB |  | 12000 | 12000 | 22.3 | 12.7 | 10.2 | 1.89 | 83 | 94 | 212316076
COMFORTMAKER | DLCSRBH12AAK | DLFSFAH12XAK |  | 12000 | 12000 | 23.6 | 13 | 10 | 1.89 | 80 | 100 | 206350397
Breeze33 | HSZ12H424ZMO | CA12H424ZMI |  | 12000 | 12000 | 22.3 | 12.7 | 10.2 | 1.89 | 83 | 94 | 211277584
KARDA | 3KARDA12SZO | 3KARDA12CON |  | 12000 | 12000 | 23.6 | 13 | 10 | 1.89 | 80 | 100 | 207796640
CTMorley | MOU-A12H-2 | MIU-A12C-2 |  | 12000 | 12000 | 22.3 | 12.7 | 10.2 | 1.89 | 83 | 94 | 209843058
SEA BREEZE | 9H421YOMI | 9H421YIMI |  | 9000 | 10000 | 21.5 | 12.5 | 9.1 | 2.16 | 63 | 70 | 208650692
BLUERIDGE | BMX922C | BMX922WM |  | 9000 | 10000 | 21.5 | 12.5 | 9.1 | 2.16 | 63 | 70 | 207826690
MIDEA | MOX230-09HFN1-BS5W | MSAG11A-09HRFN1-BS5W |  | 9000 | 10000 | 21.5 | 12.5 | 9.1 | 2.16 | 63 | 70 | 207821928
COMFORTMAKER | DLCERBH09AAJ | DLFEHBH09XAJ |  | 9000 | 10000 | 21.5 | 12.5 | 9.1 | 2.16 | 63 | 70 | 208447703
ApooDr | AAG21-09H1B | AAG21-09H1A |  | 9000 | 10000 | 21.5 | 12.5 | 9.1 | 2.16 | 63 | 70 | 209157081
NG Trade | OBMH090A | IBMH090A |  | 9000 | 10000 | 21.5 | 12.5 | 9.1 | 2.16 | 63 | 70 | 211744616
CONCORD | 4DHV2S09S-1L | DWH209S4-1L |  | 9000 | 10000 | 21.5 | 12.5 | 9.1 | 2.16 | 63 | 70 | 208106751
KENMORE | DLCERBH09AAJ | DLFEHBH09XAJ |  | 9000 | 10000 | 21.5 | 12.5 | 9.1 | 2.16 | 63 | 70 | 208447735
KEEPRITE | DLCERBH09AAJ | DLFEHBH09XAJ |  | 9000 | 10000 | 21.5 | 12.5 | 9.1 | 2.16 | 63 | 70 | 208447727
AirEase | 4DHP2S09S-1P | DWM209S4-1P |  | 9000 | 10000 | 25.5 | 15 | 12.3 | 2.17 | 85 | 75 | 208128185
CONCORD | 4DHV2S09S-1L | DWH209S4-*L |  | 9000 | 10000 | 21.5 | 12.5 | 9.1 | 2.16 | 63 | 70 | 211034565
SMART COMFORT | DLCERBH09AAK | DLFEHBH09XAK |  | 9000 | 10000 | 21.7 | 12.6 | 9.4 | 2 | 60 | 70 | 208447764
KANIONco | KWSM-09IR410AHS20MVLODU | KWSM-09IR410AHS20MVLIDU |  | 9000 | 10000 | 21.5 | 12.5 | 9.1 | 2.16 | 63 | 70 | 212361755
CONCORD | 4DHP2S09S-1P | DWM209S4-1P |  | 9000 | 10000 | 25.5 | 15 | 12.3 | 2.17 | 85 | 75 | 208128191
LPS Legacy | DLCERBH09AAK | DLFEHBH09XAK |  | 9000 | 10000 | 21.7 | 12.6 | 9.4 | 2 | 60 | 70 | 211756601
LENNOX | MPC009S4S-1P | MWMC009S4-1P |  | 9000 | 10000 | 25.5 | 15 | 12.3 | 2.17 | 85 | 75 | 207683497
AURORA | AU-A09HR-2B-O | AU-A09HR-2B-I |  | 9000 | 10000 | 21.7 | 12.6 | 9.4 | 2 | 60 | 70 | 207339167
AirEase | 4DHV2S09S-1L | DWH209S4-*L |  | 9000 | 10000 | 21.5 | 12.5 | 9.1 | 2.16 | 63 | 70 | 211034487
Cooper&Hunter | CH-NY09MIA-230VO | CH-09MOLV-230VI |  | 9000 | 10000 | 21.7 | 12.6 | 9.4 | 2 | 60 | 70 | 210799579
Allied | 4DHP2S09S-1P | DWM209S4-1P |  | 9000 | 10000 | 25.5 | 15 | 12.3 | 2.17 | 85 | 75 | 208128182
ECOX | EDIM009H21A | EDIM009H21A |  | 9000 | 10000 | 21.5 | 12.5 | 9.1 | 2.16 | 63 | 70 | 210474692
LENNOX | MHB009S4S-1P | MWHB009S4* |  | 9000 | 10000 | 21.7 | 12.6 | 9.4 | 2 | 60 | 70 | 210665650
LBG Products | LBH09ATO | LBH09ATI |  | 9000 | 10000 | 21.5 | 12.5 | 9.1 | 2.16 | 63 | 70 | 207251114
COMFORTSTAR | CGS09CD(O) | CGS09CD(I) |  | 9000 | 10000 | 21.7 | 12.6 | 9.4 | 2 | 60 | 70 | 207826041
MOOVAIR | DMA09HOS25230E8 | DMA09HIW25230E8 |  | 9000 | 10000 | 25.5 | 15 | 12.3 | 2.17 | 85 | 75 | 207742490
CARRIER | 38MHRCQ09AA3 | 40MHHAQ09XA3 |  | 9000 | 10000 | 21.7 | 12.6 | 9.4 | 2 | 60 | 70 | 208447845
Bluefin | BFMS09BA-01O | BFMS09BA-01I |  | 9000 | 10000 | 21.7 | 12.6 | 9.4 | 2 | 60 | 70 | 213769912
MIDEA | DLCERBH09AAJ | DLFEHBH09XAJ |  | 9000 | 10000 | 21.5 | 12.5 | 9.1 | 2.16 | 63 | 70 | 208447743
AC PRO.COM | AOX230-09HFN1-MW5W | ASEPB-09HRFN1-MY5W(GA) |  | 9000 | 10000 | 25.5 | 15 | 12.3 | 2.17 | 85 | 75 | 207827145
LENNOX | MHB009S4S-1P | MWHB009S4-1P |  | 9000 | 10000 | 21.7 | 12.6 | 9.4 | 2 | 60 | 70 | 208106643
Weathermaker | 38MHRCQ09AA1 | 40MHHAQ09XA1 |  | 9000 | 10000 | 21.5 | 12.5 | 9.1 | 2.16 | 63 | 70 | 208447850
HEIL | DLCERBH09AAK | DLFEHBH09XAK |  | 9000 | 10000 | 21.7 | 12.6 | 9.4 | 2 | 60 | 70 | 208447724
MIDEA | MOX230-09HFN1-MW5W | MSEPB-09HRFN1-MY5W(GA) |  | 9000 | 10000 | 25.5 | 15 | 12.3 | 2.17 | 85 | 75 | 207826693
BRYANT | 38MHRCQ09AA3 | 40MHHAQ09XA3 |  | 9000 | 10000 | 21.7 | 12.6 | 9.4 | 2 | 60 | 70 | 208447847
KADEN | KO-PSX09HP-2AAMA | KI-PSX09WM-2AAMA |  | 9000 | 10000 | 25.5 | 15 | 12.3 | 2.17 | 85 | 75 | 211793556
COVAC | MOX230-09HFN1-BS5W | MSAG11A-09HRFN1-BS5W |  | 9000 | 10000 | 21.5 | 12.5 | 9.1 | 2.16 | 63 | 70 | 213081434
ARCOAIRE | DLCERBH09AAK | DLFEHBH09XAK |  | 9000 | 10000 | 21.7 | 12.6 | 9.4 | 2 | 60 | 70 | 208447700
PREMIUM LEVELLA | PIAW93800B | PIAW93790A |  | 9000 | 10000 | 21.7 | 12.6 | 9.4 | 2 | 60 | 70 | 209862121
MIDEA | MASAG09-21HS1GB* | MASAG09-21HS1GA |  | 9000 | 10000 | 21.5 | 12.5 | 9.1 | 2.16 | 63 | 70 | 211871342
Armstrong Air | 4DHPS209S-1P | DWM209S4-1P |  | 9000 | 10000 | 25.5 | 15 | 12.3 | 2.17 | 85 | 75 | 208106736
Viking Air | XJ23-12-4C-HC-1-110V | XJ23-12-4E-HC-1-110V |  | 9000 | 10000 | 21.7 | 12.6 | 9.4 | 2 | 60 | 70 | 211126525
TEMPBLUE | UTG420B-X009PH3N1H | UTH420B-X009-H3N1H |  | 9000 | 10000 | 21.7 | 12.6 | 9.4 | 2 | 60 | 70 | 213614239
AURORA | AU-A09HR-1B-O | AU-A09HR-1B-I |  | 9000 | 10000 | 21.5 | 12.5 | 9.1 | 2.16 | 63 | 70 | 207339165
TRUST AIR CONDITIONERS | OUS09H/O4S4P | IUMW109H/I41P |  | 9000 | 10000 | 25.5 | 15 | 12.3 | 2.17 | 85 | 75 | 208816909
MIDEA | MASAG09-21HS2GB | MASAG09-21HS2GA |  | 9000 | 10000 | 21.7 | 12.6 | 9.4 | 2 | 60 | 70 | 209847245
DUCANE | 4DHPS209S-1P | DWM209S4-1P |  | 9000 | 10000 | 25.5 | 15 | 12.3 | 2.17 | 85 | 75 | 208106714
Allied | 4DHV2S09S-1P | DWH209S4-1P |  | 9000 | 10000 | 21.7 | 12.6 | 9.4 | 2 | 60 | 70 | 208106709
CTMorley | MOU-A09G-2 | MIU-A09GW-2 |  | 9000 | 10000 | 21.7 | 12.6 | 9.4 | 2 | 60 | 70 | 209864929
AirEase | 4DHPS209S-1P | DWM209S4-1P |  | 9000 | 10000 | 25.5 | 15 | 12.3 | 2.17 | 85 | 75 | 208106725
ECO-AIR | MOX230-09HFN1-BS5W | MSAG11A-09HRFN1-BS5W |  | 9000 | 10000 | 21.5 | 12.5 | 9.1 | 2.16 | 63 | 70 | 208121843
Mitsutomo | RO-SZ09-AB-Q | RW-SZ09-AB-Q |  | 9000 | 10000 | 21.7 | 12.6 | 9.4 | 2 | 60 | 70 | 211306386
ECO-AIR | MOX230-09HFN1-MT0W | MSAG11A-09HRFN1-MT0W |  | 9000 | 10000 | 21.7 | 12.6 | 9.4 | 2 | 60 | 70 | 208121845
ARCOAIRE | DLCERBH09AAJ | DLFEHBH09XAJ |  | 9000 | 10000 | 21.5 | 12.5 | 9.1 | 2.16 | 63 | 70 | 208447695
DIRECT AIR | DIRM-09DA25-1Z | DIRM-09HP-WM |  | 9000 | 10000 | 25.5 | 15 | 12.3 | 2.17 | 85 | 75 | 207743719
AIRQUEST | DLCERBH09AAK | DLFEHBH09XAK |  | 9000 | 10000 | 21.7 | 12.6 | 9.4 | 2 | 60 | 70 | 208447772
BRYANT | 38MHRCQ09AA1 | 40MHHAQ09XA1 |  | 9000 | 10000 | 21.5 | 12.5 | 9.1 | 2.16 | 63 | 70 | 208447846
LPS Legacy | DLCSRBH12AAK | DLFSFAH12XAK |  | 12000 | 12000 | 23.6 | 13 | 10 | 1.89 | 80 | 100 | 211756571
AC PRO.COM | AOX330-12HFN1-MW5W | ACCA3U-12HRFN1-M |  | 12000 | 12000 | 22.3 | 12.7 | 10.2 | 1.89 | 83 | 94 | 207827152
Cooper&Hunter | CH-HPR12-230VO | CH-12MSPHMC-230VI |  | 12000 | 12000 | 23.6 | 13 | 10 | 1.89 | 80 | 100 | 210799595
TEMPSTAR | DLCSRBH12AAK | DLFSCAH12XAK |  | 12000 | 12000 | 22.3 | 12.7 | 10.2 | 1.89 | 83 | 94 | 206350461
Breeze33 | BZ33-HYP12OUT2-G2-P | BZ33-ICM12-G2-P |  | 12000 | 12000 | 23.6 | 13 | 10 | 1.89 | 80 | 100 | 207862082
ACIQ | ACIQ-12ZPL-HP230B | ACIQ-12CC-HH-MB |  | 12000 | 12000 | 22.3 | 12.7 | 10.2 | 1.89 | 83 | 94 | 207825536
KEEPRITE | DLCSRBH12AAK | DLFSFAH12XAK |  | 12000 | 12000 | 23.6 | 13 | 10 | 1.89 | 80 | 100 | 206350430
DAY & NIGHT | DLCSRBH12AAK | DLFSCAH12XAK |  | 12000 | 12000 | 22.3 | 12.7 | 10.2 | 1.89 | 83 | 94 | 206350406
LBG Products | LBHB12DVWO | LMHB12DSI |  | 12000 | 12000 | 22.3 | 12.7 | 10.2 | 1.89 | 83 | 94 | 208130832
AC PRO.COM | AOX330-12HFN1-MW5W | AFAU-12HRFN1-M(C) |  | 12000 | 12000 | 23.6 | 13 | 10 | 1.89 | 80 | 100 | 207827158
KARDA | 3KARDA12SZO | 2KARDA12UVC |  | 12000 | 12000 | 22.3 | 12.7 | 10.2 | 1.89 | 83 | 94 | 213785827
Weathermaker | 38MARBQ12AA3 | 40MBFQ12---3 |  | 12000 | 12000 | 23.6 | 13 | 10 | 1.89 | 80 | 100 | 206350364
AIRQUEST | DLCSRBH12AAK | DLFSCAH12XAK |  | 12000 | 12000 | 22.3 | 12.7 | 10.2 | 1.89 | 83 | 94 | 206350483
ELIOS | DEA12HOS28230E8 | DUA12HIFU230E5 |  | 12000 | 12000 | 23.6 | 13 | 10 | 1.89 | 80 | 100 | 207742458
STEALTH | ACIQ-12ZPL-HP230B | ACIQ-12CC-HH-MB |  | 12000 | 12000 | 22.3 | 12.7 | 10.2 | 1.89 | 83 | 94 | 212316162
KARDA | 3KARDA12SZO | 2KARDA12UVCS |  | 12000 | 12000 | 23.6 | 13 | 10 | 1.89 | 80 | 100 | 213785826
DAY & NIGHT | DLCSRBH12AAK | DLFSFAH12XAK |  | 12000 | 12000 | 23.6 | 13 | 10 | 1.89 | 80 | 100 | 206350408
SMART COMFORT | DLCSRBH12AAK | DLFSCAH12XAK |  | 12000 | 12000 | 22.3 | 12.7 | 10.2 | 1.89 | 83 | 94 | 206350472
COMFORT-AIRE | A-VMH12SV-1 | B-VMH12FU-1 |  | 12000 | 12000 | 23.6 | 13 | 10 | 1.89 | 80 | 100 | 210568242
DIYCOOL | ACIQ-12ZPL-HP230B | ACIQ-12CC-HH-MB |  | 12000 | 12000 | 22.3 | 12.7 | 10.2 | 1.89 | 83 | 94 | 207825555
AIRQUEST | DLCSRBH12AAK | DLFSFAH12XAK |  | 12000 | 12000 | 23.6 | 13 | 10 | 1.89 | 80 | 100 | 206350485
GOODMAN | MSH123G22MCAA | MST123E20ACAA |  | 12000 | 12000 | 22.3 | 12.7 | 10.2 | 1.89 | 83 | 94 | 214594900
PolarWave | ACIQ-12ZPL-HP230B | ACIQ-12FM-HH-MB |  | 12000 | 12000 | 23.6 | 13 | 10 | 1.89 | 80 | 100 | 212316082
Kepler | ODUMOX330-12HFN1MW5W | IDUCCA3U-12HRFN1-M(C) |  | 12000 | 12000 | 22.3 | 12.7 | 10.2 | 1.89 | 83 | 94 | 214377772
Breeze33 | BZ33-HYP09OUT2-G2-P | BZ33-OWCASS09-G2-P |  | 9000 | 10900 | 24 | 13 | 12.4 | 1.8 | 90 | 96 | 211257122
PAYNE | 38MARBQ12AA3 | 40MBFAQ12XA3 |  | 12000 | 12000 | 24.2 | 13.3 | 10.7 | 1.99 | 85 | 99 | 209948188
COMFORTSTAR | CHF09CD(O) | T1W9P |  | 9000 | 10900 | 24 | 13 | 12.4 | 1.8 | 90 | 96 | 214594910
ACIQ | ACIQ-12ZPL-HP230B | ACIQ-12FM-HH-MC |  | 12000 | 12000 | 24.2 | 13.3 | 10.7 | 1.99 | 85 | 99 | 210857331
Breeze33 | HSZ9H424ZMO | SCA9H424ZMI |  | 9000 | 10900 | 24 | 13 | 12.4 | 1.8 | 90 | 96 | 211277582
COMFORT-AIRE | A-VMH12SV-1 | B-VMH12FV-1 |  | 12000 | 12000 | 24.2 | 13.3 | 10.7 | 1.99 | 85 | 99 | 213916260
Alsetria | MOX330-09HFN1-MY5W | MCBU-09HRFN1-MW0W |  | 9000 | 10900 | 24 | 13 | 12.4 | 1.8 | 90 | 96 | 211644099
SEA BREEZE+ | HSZ12H424ZMO | SCA12H424ZMI |  | 12000 | 12500 | 23 | 13 | 10 | 1.8 | 76 | 88 | 212595647
Cooper&Hunter | CH-HPR12-230VO | CH-12MMC-230VI |  | 12000 | 12000 | 24.2 | 13.3 | 10.7 | 1.99 | 85 | 99 | 210799675
MDV | MOX230-09HFN1-MW5W | MCBU-06HRFN1-MV0W |  | 6500 | 7100 | 22 | 14.5 | 10.8 | 2 | 80 | 113 | 209270213
Weathermaker | 38MARBQ09AA3 | 40MCCAQ09XA3 |  | 9000 | 10900 | 24 | 13 | 12.4 | 1.8 | 90 | 96 | 209270301
PolarWave | ACIQ-12ZPL-HP230B | ACIQ-12FM-HH-MC |  | 12000 | 12000 | 24.2 | 13.3 | 10.7 | 1.99 | 85 | 99 | 212316115
COMFORTMAKER | DLCSRBH09AAK | DLFCCAH09XAK |  | 9000 | 10900 | 24 | 13 | 12.4 | 1.8 | 90 | 96 | 209270251
SEA BREEZE+ | HSZ12H424ZMO | C12H424ZMI |  | 12000 | 12000 | 24.2 | 13.3 | 10.7 | 1.99 | 85 | 99 | 212595648
MIDEA | 38MARBQ09AA3 | 40MCCAQ09XA3 |  | 9000 | 10900 | 24 | 13 | 12.4 | 1.8 | 90 | 96 | 209270305
Mitsutomo | HO-SZ12-AB-Q | HJ-UZ12-AB-Q |  | 12000 | 12500 | 23 | 13 | 10 | 1.8 | 76 | 88 | 211306399
DAY & NIGHT | DLCSRBH12AAK | DLFSFBH12XAK |  | 12000 | 12000 | 24.2 | 13.3 | 10.7 | 1.99 | 85 | 99 | 209948193
Cooper&Hunter | CH-HPR09-230VO | CH-09MCT1W-W |  | 9000 | 10900 | 24 | 13 | 12.4 | 1.8 | 90 | 96 | 213265598
ECO-AIR | MOX330-12HFN1-MW5W | MCBU-12HRFN1-MV0W |  | 12000 | 12500 | 23 | 13 | 10 | 1.8 | 76 | 88 | 211644094
Weathermaker | 38MARBQ12AA3 | 40MBFAQ12XA3 |  | 12000 | 12000 | 24.2 | 13.3 | 10.7 | 1.99 | 85 | 99 | 209948189
Cooper&Hunter | CH-HPR06F9-230VO | CH-06MCT1W-W |  | 6500 | 7100 | 22 | 14.5 | 10.8 | 2 | 80 | 113 | 213265596
PAYNE | 38MARBQ09AA3 | 40MCCAQ09XA3 |  | 9000 | 10900 | 24 | 13 | 12.4 | 1.8 | 90 | 96 | 209270297
DIYCOOL | ACIQ-12ZPL-HP230B | ACIQ-12FM-HH-MC |  | 12000 | 12000 | 24.2 | 13.3 | 10.7 | 1.99 | 85 | 99 | 210857351
Alsetria | MOX230-09HFN1-MW5W | MCBU-06HRFN1-MV0W |  | 6500 | 7100 | 22 | 14.5 | 10.8 | 2 | 80 | 113 | 211644098
LPS Legacy | DLCSRBH12AAK | DLFCCAH12XAK |  | 12000 | 12500 | 23 | 13 | 10 | 1.8 | 76 | 88 | 211756599
ARCOAIRE | DLCSRBH09AAK | DLFCCAH09XAK |  | 9000 | 10900 | 24 | 13 | 12.4 | 1.8 | 90 | 96 | 209270247
BLUERIDGE | BMY12HH26C | BMM12LW |  | 12000 | 12000 | 24.2 | 13.3 | 10.7 | 1.99 | 85 | 99 | 209550311
ECO-AIR | MOX230-09HFN1-MW5W | MCBU-06HRFN1-MV0W |  | 6500 | 7100 | 22 | 14.5 | 10.8 | 2 | 80 | 113 | 211644092
CTMorley | MOU-A09H-2 | MIU-A09CO-2 |  | 9000 | 10900 | 24 | 13 | 12.4 | 1.8 | 90 | 96 | 209864933
1HVAC | ACIQ-12ZPL-HP230B | ACIQ-12FM-HH-MC |  | 12000 | 12000 | 24.2 | 13.3 | 10.7 | 1.99 | 85 | 99 | 210857311
Multi MFG | MSH-09HD-A | 9MMNC0-HP-A |  | 9000 | 10900 | 24 | 13 | 12.4 | 1.8 | 90 | 96 | 214432054
BLUERIDGE | BMY6HH27C | BMM6CC2 |  | 6500 | 7100 | 22 | 14.5 | 10.8 | 2 | 80 | 113 | 209550307
CTMorley | MOU-A12H-2 | MIU-A12CO-2 |  | 12000 | 12500 | 23 | 13 | 10 | 1.8 | 76 | 88 | 209864934
BRYANT | 38MARBQ09AA3 | 40MCCAQ09XA3 |  | 9000 | 10900 | 24 | 13 | 12.4 | 1.8 | 90 | 96 | 209270293
SLIMAIR | SHC09VE2AG | SHO06VE2AG |  | 6500 | 7100 | 22 | 14.5 | 10.8 | 2 | 80 | 113 | 214314792
LPS Legacy | DLCSRBH09AAK | DLFCCAH09XAK |  | 9000 | 10900 | 24 | 13 | 12.4 | 1.8 | 90 | 96 | 211756596
Durastar | DRA1H12S1A | DRAL12F1A |  | 12000 | 12500 | 23 | 13 | 10 | 1.8 | 76 | 88 | 210568104
Durastar | DRA1H09S1A | DRAL09F1A |  | 9000 | 10900 | 24 | 13 | 12.4 | 1.8 | 90 | 96 | 210568103
MDV | MOX430-17HFN1-MT0W | MCBU-18HRFN1-MU2W |  | 16700 | 20000 | 19.8 | 12.5 | 11.2 | 1.93 | 73 | 84 | 209270214
Custom Comfort | CCOXHASZ12HP | CCOXHA1C12 |  | 12000 | 12500 | 23 | 13 | 10 | 1.8 | 76 | 88 | 212365431
Cooper&Hunter | CH-HPR06F9-230VO | CH-06MCT1W-230VI |  | 6500 | 7100 | 22 | 14.5 | 10.8 | 2 | 80 | 113 | 210857420
HEIL | DLCSRBH09AAK | DLFCCAH09XAK |  | 9000 | 10900 | 24 | 13 | 12.4 | 1.8 | 90 | 96 | 209270259
Cooper&Hunter | CH-HPR12-230VO | CH-12MCT1W-230VI |  | 12000 | 12500 | 23 | 13 | 10 | 1.8 | 76 | 88 | 210857422
Custom Comfort | CCOXHASZ06HP | CCOXHA1C06 |  | 6500 | 7100 | 22 | 14.5 | 10.8 | 2 | 80 | 113 | 212365429
MIDEA | DLCSRBH09AAK | DLFCCAH09XAK |  | 9000 | 10900 | 24 | 13 | 12.4 | 1.8 | 90 | 96 | 209270271
CARRIER | 38MARBQ09AA3 | 40MCCAQ09XA3 |  | 9000 | 10900 | 24 | 13 | 12.4 | 1.8 | 90 | 96 | 209270289
LBG Products | LBHB24DUWO | LMHB24DZDI |  | 24000 | 24000 | 21.2 | 12.5 | 10.3 | 2.2 | 67 | 76 | 208130822
THERMOCORE SYSTEMS | T5HH27S-H209-C | T3-OS209-EC |  | 9000 | 10000 | 20 | 13 | 10 | 1.9 | 75 | 74 | 209549011
NAPOLEON | NDHAS26-09-O | NDHAS26-09-I |  | 9000 | 12000 | 28.1 | 16.2 | 11.5 | 2 | 79 | 88 | 207683233
SEA BREEZE+ | SZ24H424ZMO | FC24H424ZMI |  | 24000 | 24000 | 21.2 | 12.5 | 10.3 | 2.2 | 67 | 76 | 208128281
MOOVAIR | DMA09HOS25230E8 | DUA09HICU230X5 |  | 9000 | 10000 | 20 | 13 | 10 | 1.9 | 75 | 74 | 207742502
KENMORE | DLCSRBH09AAK | DLFSHCH09XAK |  | 9000 | 12000 | 28.1 | 16.2 | 11.5 | 2 | 79 | 88 | 208447657
CLASSIC | MRSVHC24AS | MUVHC24S |  | 24000 | 24000 | 21.2 | 12.5 | 10.3 | 2.2 | 67 | 76 | 209843008
ICONIC AIR SOLUTION | ICOO09AK | IFOC09IK |  | 9000 | 10000 | 20 | 13 | 10 | 1.9 | 75 | 74 | 214389544
CARRIER | 38MARBQ09AA3 | 40MAHBQ09XA3 |  | 9000 | 12000 | 28.1 | 16.2 | 11.5 | 2 | 79 | 88 | 206348135
C&H | CH-ES24-230VO | CH-24MSPHFC-230VI |  | 24000 | 24000 | 21.2 | 12.5 | 10.3 | 2.2 | 67 | 76 | 207742326
AIRDACH | ACSH0924VM2-D | AICH0900VM1-D |  | 9000 | 10000 | 20 | 13 | 10 | 1.9 | 75 | 74 | 213363365
ACIQ | ACIQ-09ZPL-HP230B | ACIQ-09W-HH-MB |  | 9000 | 12000 | 28.1 | 16.2 | 11.5 | 2 | 79 | 88 | 207825531
DUCANE | 4DHP2S09S-1P | D22C109S4-1P |  | 9000 | 10000 | 20 | 13 | 10 | 1.9 | 75 | 74 | 208128195
STEALTH | ACIQ-09ZPL-HP230B | ACIQ-09W-HH-MB |  | 9000 | 12000 | 28.1 | 16.2 | 11.5 | 2 | 79 | 88 | 212316157
ELIOS | DEA09HOS25230E8 | DUA09HICU230X5 |  | 9000 | 10000 | 20 | 13 | 10 | 1.9 | 75 | 74 | 207742433
MRCOOL | O-HH-09-HP-C-230B | O-09-HP-WMAH-230B |  | 9000 | 12000 | 28.1 | 16.2 | 11.5 | 2 | 79 | 88 | 208552819
Star Air Kontrol | SAK-09-CC/220V | SAK-09-CC/220V |  | 9000 | 10000 | 20 | 13 | 10 | 1.9 | 75 | 74 | 213279891
TEMPSTAR | DLCSRBH09AAK | DLFSHCH09XAK |  | 9000 | 12000 | 28.1 | 16.2 | 11.5 | 2 | 79 | 88 | 208447673
MDV | MOX330-09HFN1-MY5W | MCA3U-09HRFN1-M(C) |  | 9000 | 9800 | 20.5 | 13 | 10.3 | 1.8 | 92 | 102 | 206330122
Cooper&Hunter | CH-ES09-230VO | CH-09MCT-W |  | 9000 | 10000 | 20 | 13 | 10 | 1.9 | 75 | 74 | 213265560
Convectair | 8028-C09-O | 8028-C09-I |  | 9000 | 12000 | 28.1 | 16.2 | 11.5 | 2 | 79 | 88 | 207709204
LBG Products | LBHB09DUWO | LMHB09DSI |  | 9000 | 10000 | 20 | 13 | 10 | 1.9 | 75 | 74 | 208130807
Alsetria | MOX330-09HFN1-MY5W | MSEPB-09HRFN1-MY5W(GA) |  | 9000 | 12000 | 28.1 | 16.2 | 11.5 | 2 | 79 | 88 | 208121901
MIDEA | MOX230-09HFN1-MW5W | CCA3U-09HRFN1-M(C) |  | 9000 | 10000 | 20 | 13 | 10 | 1.9 | 75 | 74 | 208568353
ACIQ | ACIQ-09ZPL-HP230B | ACIQ-09W-HH-MC |  | 9000 | 12000 | 28.1 | 16.2 | 11.5 | 2 | 79 | 88 | 210857315
C&H | CH-ES09-230VO | CH-09MSPHCT-230VI |  | 9000 | 10000 | 20 | 13 | 10 | 1.9 | 75 | 74 | 207742316
MRCOOL | O-HH-09-HP-C-230A | O-09-HP-WMAH-230B |  | 9000 | 12000 | 28.1 | 16.2 | 11.5 | 2 | 79 | 88 | 207339161
AirEase | 4DHPS209S-1P | D22C109S4-1P |  | 9000 | 10000 | 20 | 13 | 10 | 1.9 | 75 | 74 | 208106727
COMFORT-AIRE | A-VMH09SV-1 | B-VMH09SV-1 |  | 9000 | 12000 | 28.1 | 16.2 | 11.5 | 2 | 79 | 88 | 207657386
Durastar | DRA1U09S1B | DRAC09F1A |  | 9000 | 10000 | 20 | 13 | 10 | 1.9 | 75 | 74 | 207787134
DIYCOOL | ACIQ-09ZPL-HP230B | ACIQ-09W-HH-MB |  | 9000 | 12000 | 28.1 | 16.2 | 11.5 | 2 | 79 | 88 | 207825550
CONCORD | 4DHPS209S-1P | D22C109S4-1P |  | 9000 | 10000 | 20 | 13 | 10 | 1.9 | 75 | 74 | 208106749
THERMOCORE SYSTEMS | T5HH28S-H209-C | T5HH28S-H209-E |  | 9000 | 12000 | 28.1 | 16.2 | 11.5 | 2 | 79 | 88 | 209549007
CARRIER | 38MARBQ09AA3 | 40MBCQ09---3 |  | 9000 | 9800 | 20.5 | 13 | 10.3 | 1.8 | 92 | 102 | 206350327
PIONEER | YN009GMFI22RPE | CB009GMFILCFHD |  | 9000 | 10000 | 20 | 13 | 10 | 1.9 | 75 | 74 | 208191857
HEIL | DLCSRBH09AAK | DLFSHCH09XAK |  | 9000 | 12000 | 28.1 | 16.2 | 11.5 | 2 | 79 | 88 | 208447641
Allied | 4DHP2S09S-1P | D22C109S4-1P |  | 9000 | 10000 | 20 | 13 | 10 | 1.9 | 75 | 74 | 208128183
BRYANT | 38MARBQ09AA3 | 40MBCQ09---3 |  | 9000 | 9800 | 20.5 | 13 | 10.3 | 1.8 | 92 | 102 | 206350338
PAYNE | 38MARBQ09AA3 | 40MBCQ09---3 |  | 9000 | 9800 | 20.5 | 13 | 10.3 | 1.8 | 92 | 102 | 206350349
Weathermaker | 38MARBQ09AA3 | 40MBCQ09---3 |  | 9000 | 9800 | 20.5 | 13 | 10.3 | 1.8 | 92 | 102 | 206350360
MIDEA | 38MARBQ09AA3 | 40MBCQ09---3 |  | 9000 | 9800 | 20.5 | 13 | 10.3 | 1.8 | 92 | 102 | 206350371
MIDEA | DLCSRBH18AAK | DLFSFAH18XAK |  | 17000 | 18000 | 20.5 | 12.5 | 9.8 | 1.86 | 67 | 93 | 206350455
Cooper&Hunter | CH-HPR18-230VO | CH-18MSPHFC-230VI |  | 17000 | 18000 | 20.5 | 12.5 | 9.8 | 1.86 | 67 | 93 | 210799598
CTMorley | MOU-A18H-2 | MIU-A18F-2 |  | 17000 | 18000 | 20.5 | 12.5 | 9.8 | 1.86 | 67 | 93 | 209843063
SEA BREEZE+ | HSZ18H424ZMO | FC18H424ZMI |  | 17000 | 18000 | 20.5 | 12.5 | 9.8 | 1.86 | 67 | 93 | 212595653
COMFORTSTAR | CHF18CD(O) | FPA-18 |  | 17000 | 18000 | 20.5 | 12.5 | 9.8 | 1.86 | 67 | 93 | 207658960
KENMORE | DLCSRBH18AAK | DLFSFAH18XAK |  | 17000 | 18000 | 20.5 | 12.5 | 9.8 | 1.86 | 67 | 93 | 206350444
Breeze33 | BZ33-HYP18OUT2-G2-P | BZ33-IFMU18-P |  | 17000 | 18000 | 20.5 | 12.5 | 9.8 | 1.86 | 67 | 93 | 207862083
DIRECT AIR | MOX430-17HFN1-MT0W | MUEU-18HRFN1-M(C) |  | 17000 | 18000 | 20.5 | 12.5 | 9.8 | 1.86 | 67 | 93 | 206377758
BRYANT | 38MARBQ18AA3 | 40MBFQ18---3 |  | 17000 | 18000 | 20.5 | 12.5 | 9.8 | 1.86 | 67 | 93 | 206350345
PAYNE | 38MARBQ18AA3 | 40MBFQ18---3 |  | 17000 | 18000 | 20.5 | 12.5 | 9.8 | 1.86 | 67 | 93 | 206350356
DIYCOOL | ACIQ-18ZPL-HP230B | ACIQ-18FM-HH-MB |  | 17000 | 18000 | 20.5 | 12.5 | 9.8 | 1.86 | 67 | 93 | 207825562
HEIL | DLCSRBH18AAK | DLFSFAH18XAK |  | 17000 | 18000 | 20.5 | 12.5 | 9.8 | 1.86 | 67 | 93 | 206350422
MDV | MOX430-17HFN1-MT0W | MCA3U-18HRFN1-M(C) |  | 16000 | 17000 | 20 | 12.5 | 9.5 | 1.75 | 92 | 94 | 206330131
Mitsutomo | HO-SZ18-AB-Q | HF-UZ18-AB-Q |  | 17000 | 18000 | 20.5 | 12.5 | 9.8 | 1.86 | 67 | 93 | 214056572
Durastar | DRA1H18S1A | DRAF18F1A |  | 17000 | 18000 | 20.5 | 12.5 | 9.8 | 1.86 | 67 | 93 | 210568119
Weathermaker | 38MARBQ18AA3 | 40MBFQ18---3 |  | 17000 | 18000 | 20.5 | 12.5 | 9.8 | 1.86 | 67 | 93 | 206350367
ACIQ | ACIQ-18ZPL-HP230B | ACIQ-18FM-HH-MB |  | 17000 | 18000 | 20.5 | 12.5 | 9.8 | 1.86 | 67 | 93 | 207825543
CARRIER | 38MARBQ18AA3 | 40MBFQ18---3 |  | 17000 | 18000 | 20.5 | 12.5 | 9.8 | 1.86 | 67 | 93 | 206350334
KLIMAIRE | KSIH018-H220-O-2 | KUIR18-H2 |  | 17000 | 18000 | 20.5 | 12.5 | 9.8 | 1.86 | 67 | 93 | 209862173
TRUST AIR CONDITIONERS | OAH18H/O4S4P | IUMFC18H/I41P |  | 17000 | 18000 | 20.5 | 12.5 | 9.8 | 1.86 | 67 | 93 | 208816938
KERR | A-KMH18SV-1 | B-KMH18UU-1 |  | 17000 | 18000 | 20.5 | 12.5 | 9.8 | 1.86 | 67 | 93 | 210568250
LBG Products | LBHB18DVWO | LMHB18DZDI |  | 17000 | 18000 | 20.5 | 12.5 | 9.8 | 1.86 | 67 | 93 | 208130844
STEALTH | ACIQ-18ZPL-HP230B | ACIQ-18FM-HH-MB |  | 17000 | 18000 | 20.5 | 12.5 | 9.8 | 1.86 | 67 | 93 | 212316169
AIRQUEST | DLCSRBH18AAK | DLFSFAH18XAK |  | 17000 | 18000 | 20.5 | 12.5 | 9.8 | 1.86 | 67 | 93 | 206350488
Breeze33 | HSZ18H424ZMO | FC18H424ZMI |  | 17000 | 18000 | 20.5 | 12.5 | 9.8 | 1.86 | 67 | 93 | 211277592
KEEPRITE | DLCSRBH18AAK | DLFSFAH18XAK |  | 17000 | 18000 | 20.5 | 12.5 | 9.8 | 1.86 | 67 | 93 | 206350433
KERR | A-KMH18SU-1A | B-KMH18CU-1 |  | 16000 | 17000 | 20 | 12.5 | 9.5 | 1.75 | 92 | 94 | 206347317
PolarWave | ACIQ-18ZPL-HP230B | ACIQ-18FM-HH-MB |  | 17000 | 18000 | 20.5 | 12.5 | 9.8 | 1.86 | 67 | 93 | 212316083
CARRIER | 38MARBQ18AA3 | 40MBCQ18---3 |  | 16000 | 17000 | 20 | 12.5 | 9.5 | 1.75 | 92 | 94 | 206350332
Cooper&Hunter | CH-ES09-230VO | CH-09MOLVWM-230VI |  | 9000 | 10000 | 24 | 14.7 | 11.6 | 2.25 | 81 | 75 | 210799559
THERMOCORE SYSTEMS | T5HH27S-H206-C | T5HH27S-H206-E |  | 6000 | 7000 | 26.5 | 15.8 | 13.6 | 2.1 | 121 | 107 | 209549006
C&H | CH-HPR06F9-230VO | CH-06MOLVWM-230VI |  | 6000 | 7000 | 23.5 | 15 | 12 | 1.84 | 107 | 101 | 207740518
Durastar | DRA1U24S1B | DRAC24F1B |  | 24000 | 25000 | 21.5 | 12.5 | 9.7 | 2.2 | 76 | 74 | 207787144
PULAIR | MOSH-1092AC | MISH-1092AC |  | 9000 | 10000 | 24 | 14.7 | 11.6 | 2.25 | 81 | 75 | 214312533
LPS Legacy | DLCSRBH06AAK | DLFSHCH06XAK |  | 6000 | 7000 | 26.5 | 15.8 | 13.6 | 2.1 | 121 | 107 | 211756600
Cooper&Hunter | CH-HPR06F9-230VO | CH-06MOLVWM-230VI |  | 6000 | 7000 | 23.5 | 15 | 12 | 1.84 | 107 | 101 | 210799565
KLIMAIRE | KSIE024-H220-O-2 | KTIS24-H2 |  | 24000 | 25000 | 21.5 | 12.5 | 9.7 | 2.2 | 76 | 74 | 212316045
ApooDr | AGN24-09H220V1B | AGN24-09H220V1A |  | 9000 | 10000 | 24 | 14.7 | 11.6 | 2.25 | 81 | 75 | 209157090
LPS Legacy | DLCSRBH06AAK | DLFSHBH06XAK |  | 6000 | 7000 | 23.5 | 15 | 12 | 1.84 | 107 | 101 | 211756558
EMI | MHSZ106DA | MHWAL06DA |  | 6000 | 7000 | 26.5 | 15.8 | 13.6 | 2.1 | 121 | 107 | 208121923
Relief Sciences | LANG09OD25-1 | LANG09ID-25 |  | 9000 | 10000 | 24 | 14.7 | 11.6 | 2.25 | 81 | 75 | 210655373
ICONIC AIR SOLUTION | ICOO24AK | IFOC24IK |  | 24000 | 25000 | 21.5 | 12.5 | 9.7 | 2.2 | 76 | 74 | 214389547
Wells | WSA-06HFMO | WSA-06HFMI |  | 6000 | 7000 | 23.5 | 15 | 12 | 1.84 | 107 | 101 | 214421468
Conforto | MHSZ106DA | MHWAL06DA |  | 6000 | 7000 | 26.5 | 15.8 | 13.6 | 2.1 | 121 | 107 | 210605801
SEA BREEZE+ | SZ9H424ZMO | WM6H424ZMI |  | 6000 | 7000 | 23.5 | 15 | 12 | 1.84 | 107 | 101 | 208128266
AI AIR CONDITIONING | AO24-09N1-M1H | AW25-09N1-M1 |  | 9000 | 10000 | 24 | 14.7 | 11.6 | 2.25 | 81 | 75 | 213769938
THERMOCORE SYSTEMS | T5HH22S-H224-C | T3-OS224-EC |  | 24000 | 25000 | 21.5 | 12.5 | 9.7 | 2.2 | 76 | 74 | 209549014
CARRIER | 38MARBQ06AA3 | 40MAHBQ06XA3 |  | 6000 | 7000 | 26.5 | 15.8 | 13.6 | 2.1 | 121 | 107 | 207188939
KEEPRITE | DLCSRBH06AAK | DLFSHBH06XAK |  | 6000 | 7000 | 23.5 | 15 | 12 | 1.84 | 107 | 101 | 207188917
Durastar | DRA1U09S1B | DRAW09F1B |  | 9000 | 10000 | 24 | 14.7 | 11.6 | 2.25 | 81 | 75 | 207787130
KENMORE | DLCSRBH06AAK | DLFSHCH06XAK |  | 6000 | 7000 | 26.5 | 15.8 | 13.6 | 2.1 | 121 | 107 | 208447661
LENNOX | LISH024000P431-D | LICH4024180P431-D |  | 24000 | 25000 | 21.5 | 12.5 | 9.7 | 2.2 | 76 | 74 | 207825606
MIDEA | MOX230-09HFN1-MW5W | MSAG11B-09HRFN1-MX7W(GA) |  | 9000 | 10000 | 24 | 14.7 | 11.6 | 2.25 | 81 | 75 | 207821930
Allied | 4DHPS209S-1P | DWM206S4-1P |  | 6000 | 7000 | 26.5 | 15.8 | 13.6 | 2.1 | 121 | 107 | 208106761
CLASSIC | MRSVHC24AS | MC4VHC24S |  | 24000 | 25000 | 21.5 | 12.5 | 9.7 | 2.2 | 76 | 74 | 209842998
C&H | CH-ES09-230VO | CH-09MOLVWM-230VI |  | 9000 | 10000 | 24 | 14.7 | 11.6 | 2.25 | 81 | 75 | 207740512
COMFORTMAKER | DLCSRBH06AAK | DLFSHCH06XAK |  | 6000 | 7000 | 26.5 | 15.8 | 13.6 | 2.1 | 121 | 107 | 208447629
SEA BREEZE+ | SZ24H424ZMO | CA24H424ZMI |  | 24000 | 25000 | 21.5 | 12.5 | 9.7 | 2.2 | 76 | 74 | 208128273
SLIMAIR | SHC09VE2AG | SHM09VE2AG |  | 9000 | 10000 | 24 | 14.7 | 11.6 | 2.25 | 81 | 75 | 208447936
HEIL | DLCSRBH06AAK | DLFSHCH06XAK |  | 6000 | 7000 | 26.5 | 15.8 | 13.6 | 2.1 | 121 | 107 | 208447645
ICONIC AIR SOLUTION | ICOO09AK | IFOH09IK |  | 9000 | 10000 | 24 | 14.7 | 11.6 | 2.25 | 81 | 75 | 214389496
YONAN | YOD-24HFN1 | YCD-24HRFN1 |  | 24000 | 25000 | 21.5 | 12.5 | 9.7 | 2.2 | 76 | 74 | 208106979
Armstrong Air | 4DHPS209S-1P | DWM206S4-*P |  | 6000 | 7000 | 26.5 | 15.8 | 13.6 | 2.1 | 121 | 107 | 213279884
KADEN | KO-PSX24HP-2AAMA | KI-PSX24CT-2AAMA |  | 24000 | 25000 | 21.5 | 12.5 | 9.7 | 2.2 | 76 | 74 | 211793577
ECO-AIR | MOX230-09HFN1-MW5W | MSEPB-06HRFN1-MY5W |  | 6000 | 7000 | 26.5 | 15.8 | 13.6 | 2.1 | 121 | 107 | 208121863
COMFORTSTAR | CZP24CD(O) | TIP24 |  | 24000 | 25000 | 21.5 | 12.5 | 9.7 | 2.2 | 76 | 74 | 207765976
AirEase | 4DHPS209S-1P | DWM206S4-1P |  | 6000 | 7000 | 26.5 | 15.8 | 13.6 | 2.1 | 121 | 107 | 208106766
ELIOS | DEA24HOS25230E8 | DUA24HICU230X5 |  | 24000 | 25000 | 21.5 | 12.5 | 9.7 | 2.2 | 76 | 74 | 207742436
KANIONco | KWSM-06IR410AHS26.5ODU | KWSM-06IR410AHS26.5IDU |  | 6000 | 7000 | 26.5 | 15.8 | 13.6 | 2.1 | 121 | 107 | 213160460
TGM | MRSVHT24AS | MC4VHT24S |  | 24000 | 25000 | 21.5 | 12.5 | 9.7 | 2.2 | 76 | 74 | 209843014
COMFORT-AIRE | A-VMH06SV-1 | B-VMH06SV-1 |  | 6000 | 7000 | 26.5 | 15.8 | 13.6 | 2.1 | 121 | 107 | 207657385
PIONEER | YN024GMFI20RPD | CB024GMFILDFHE |  | 24000 | 25000 | 21.5 | 12.5 | 9.7 | 2.2 | 76 | 74 | 208121947
CONCORD | 4DHPS209S-1P | DWM206S4-*P |  | 6000 | 7000 | 26.5 | 15.8 | 13.6 | 2.1 | 121 | 107 | 213279885
ECO-AIR | MOD33-24HFN1-MT0W | MCD1-24HRFN1-MT0W(GA) |  | 24000 | 25000 | 21.5 | 12.5 | 9.7 | 2.2 | 76 | 74 | 211644059
MDV | MOX230-09HFN1-MW5W | MSABB-09HRFN1-MX0W |  | 9000 | 10000 | 24 | 14 | 11.4 | 2.18 | 83 | 78 | 207591144
C&H | CH-ES24-230VO | CH-N24MSPHCT-230VI |  | 24000 | 25000 | 21.5 | 12.5 | 9.7 | 2.2 | 76 | 74 | 207742324
TEMPSTAR | DLCSRBH06AAK | DLFSHCH06XAK |  | 6000 | 7000 | 26.5 | 15.8 | 13.6 | 2.1 | 121 | 107 | 208447677
LBG Products | LBHB24DUWO | LMHB24DSI |  | 24000 | 25000 | 21.5 | 12.5 | 9.7 | 2.2 | 76 | 74 | 208130810
PAYNE | 38MARBQ06AA3 | DHMAHBQ06XA3 |  | 6000 | 7000 | 26.5 | 15.8 | 13.6 | 2.1 | 121 | 107 | 207188935
Star Air Kontrol | SAK-24-CC/220V | SAK-24-CC/220V |  | 24000 | 25000 | 21.5 | 12.5 | 9.7 | 2.2 | 76 | 74 | 213279894
PolarWave | ACIQ-06ZPL-HP230B | ACIQ-06W-HH-MC |  | 6000 | 7000 | 26.5 | 15.8 | 13.6 | 2.1 | 121 | 107 | 212316098
DUCTLESSAIRE | DA0921-H2-O* | DA0921-H2-I* |  | 9000 | 10000 | 24 | 14 | 11.4 | 2.18 | 83 | 78 | 208136306
Alsetria | MOD33-24HFN1-MT0W | MCD1-24HRFN1-MT0W(GA) |  | 24000 | 25000 | 21.5 | 12.5 | 9.7 | 2.2 | 76 | 74 | 211644034
MIDEA | DLCSRBH06AAK | DLFSHCH06XAK |  | 6000 | 7000 | 26.5 | 15.8 | 13.6 | 2.1 | 121 | 107 | 208447669
KANIONco | KWSM-09IR410AHS24MV | KWSM-09IR410AHS24MV |  | 9000 | 10000 | 24 | 14 | 11.4 | 2.18 | 83 | 78 | 207699079
HISENSE | AS-09UW1RGG00 | AS-09UW1RGG**00 |  | 9000 | 9500 | 20 | 12.5 | 9 | 2 | 72 | 63 | 214609231
HISENSE | AS-09UW1RGE00 | AS-09UW1RGE**00 |  | 9000 | 9500 | 20 | 12.5 | 9 | 2 | 72 | 63 | 214609229
WILLIS | PUHW24KCH25S2-O | PUHW24KCH25S2-I |  | 22000 | 24000 | 24.5 | 13.1 | 9.5 | 1.75 | 63 | 67 | 214609737
WILLIS | PUHW12KCH24S2-O | PUHW12KCH24S2-I |  | 12000 | 12000 | 24 | 12.5 | 9 | 1.85 | 58 | 73 | 214609738
WILLIS | PUHW09KCH26S2-O | PUHW09KCH26S2-I |  | 9100 | 10500 | 25.5 | 14.7 | 10.2 | 1.86 | 67 | 87 | 214609739
AUX | AM2-H18/2DR3B | ASW-H09B6A2/*R3DI-C9 |  | 18000 | 21000 | 23.3 | 12.5 | 11 | 2 | 86 | 104 | 214097940
AUX | AM3-H24/2DR3A | ASW-H07B0A2/*R3DI-C9 |  | 24000 | 24000 | 23 | 12.5 | 10 | 2 | 98 | 85 | 214097936
Kepler | ODUMOX230-09HFN1-BS5W | IDUMSAG11A-09HRFN1-BS5W |  | 9000 | 10000 | 21.5 | 12.5 | 9.1 | 2.16 | 63 | 70 | 214610350
Kepler | ODUMOX230-09HFN1-MT0W | IDUMSAG11A-09HRFN1-MT0W |  | 9000 | 10000 | 21.7 | 12.6 | 9.4 | 2 | 60 | 70 | 214610352
Kepler | ODUMOX230-09HFN1-BW0W | IDUMSEPB-09HRFN1-BW0W |  | 9000 | 10000 | 25 | 14.5 | 9.9 | 2.16 | 62 | 68 | 214610358
Kepler | ODUMOX230-12HFN1-BW0W | IDUMSEPB-12HRFN1-BW0W |  | 12000 | 12000 | 23.5 | 13 | 10 | 2.16 | 70 | 57 | 214610359
Kepler | ODUMOX230-09HFN1-MW5W | IDUMSEPB-09HRFN1-MY5W(GA) |  | 9000 | 10000 | 25.5 | 15 | 12.3 | 2.17 | 85 | 75 | 214610360
Kepler | ODUMOX230-12HFN1-MV5W | IDUMSEPB-12HRFN1-MW5W(GA) |  | 12000 | 12000 | 24.6 | 13.7 | 10.7 | 2.39 | 75 | 67 | 214610361
Kepler | ODUMOX430-18HFN1-MU0W | IDUMSEPC-18HRFN1-MU0W |  | 18000 | 19000 | 23.5 | 12.5 | 10.8 | 2.02 | 78 | 59 | 214610362
Kepler | ODUMOD33-24HFN1-MT0W | IDUMSEPD-24HRFN1-MU0W |  | 24000 | 25000 | 22 | 14 | 10 | 1.8 | 65 | 62 | 214610363
Kepler | ODUMOX230-09HFN1-MW5W | IDUCCA3U-09HRFN1-M(C) |  | 9000 | 10000 | 20 | 13 | 10 | 1.9 | 75 | 74 | 214610368
Kepler | ODUMOX230-12HFN1-MV5W | IDUCCA3U-12HRFN1-M(C) |  | 12000 | 12000 | 22.7 | 14 | 10 | 2.27 | 74 | 67 | 214610369
Kepler | ODUMOX430-18HFN1-MU0W | IDUCCA3U-18HRFN1-M(C) |  | 16000 | 19000 | 20.5 | 12.5 | 10.5 | 2.16 | 63 | 67 | 214610370
Kepler | ODUMOD33-24HFN1-MT0W | IDUMCD1-24HRFN1-MT0W(GA) |  | 24000 | 25000 | 21.5 | 12.5 | 9.7 | 2.2 | 76 | 74 | 214610371
Kepler | ODUMOX230-12HFN1-MV5W | IDUMFA2U-12HRFN1-MW5W |  | 12000 | 12000 | 25 | 13 | 11 | 2.38 | 77 | 70 | 214610372
EVO AIR | TSC-18HA2/I3TI21 | TSC-18HA2/I3TI21 |  | 18000 | 18000 | 22 | 13 | 9 | 1.8 | 56 | 66 | 214584774
EVO AIR | TSC-12HA2/I3TI23 | TSC-12HA2/I3TI23 |  | 12000 | 12000 | 23 | 13 | 9.5 | 1.8 | 63 | 76 | 214584773
ICONIC AIR SOLUTION | ICOO12AK | IFOF12IK |  | 12000 | 12000 | 22.7 | 13 | 10.2 | 2.26 | 75 | 70 | 214640130
ICONIC AIR SOLUTION | ICOO18AK | IFOF18IK |  | 18000 | 20000 | 23 | 12.5 | 10 | 2.08 | 64 | 65 | 214640131
ICONIC AIR SOLUTION | ICOO09AK | IFOB06-09IK |  | 9000 | 11000 | 22.5 | 13 | 11.5 | 2.34 | 73 | 70 | 214640133
ICONIC AIR SOLUTION | ICOO18AK | IFOB12-18IK |  | 18000 | 19000 | 21.8 | 12.5 | 10.7 | 2.3 | 64 | 69 | 214640134
GREE | GWH24ATEXF-D6DNA1G/O | GWH24ATEXF-D6DN***/I |  | 22000 | 24000 | 22 | 13.65 | 9.5 | 1.95 | 64 | 64 | 214640554
GREE | GWH24ATEXF-D6DNA1G/O | GWH24AWEXF-D6DN***/I |  | 22000 | 24000 | 22 | 13.65 | 9.5 | 1.95 | 64 | 64 | 214640555
ECO-AIR | MOX330-12HFN1-MW5W | MFA2U-12HRFN1-MW5W |  | 12000 | 12000 | 24.2 | 13.3 | 10.7 | 1.99 | 85 | 99 | 214655290
FUJITSU | AOUH12KMAS1 | ASUH12KMAS |  | 12000 | 14000 | 27.5 | 13.5 | 11.2 | 2.38 | 62 | 76 | 214390708
FUJITSU | AOUH09KMAS1 | ASUH09KMAS |  | 9000 | 12000 | 30 | 16.4 | 12.6 | 2.32 | 62 | 86 | 214390707
PREMIUM LEVELLA | PIACWMZ9082280B | PIACWMZ9082279A |  | 9000 | 11000 | 22.5 | 13 | 11.5 | 2.34 | 73 | 70 | 214717543
PREMIUM LEVELLA | PIACWMZ1282280B | PIACWMZ1282279A |  | 12000 | 12500 | 22 | 12.6 | 9.8 | 2.21 | 62 | 62 | 214717544
BOSTON AC | BA18HCT22X2O | BA18HCT22X2I |  | 18000 | 18000 | 22 | 13 | 9 | 1.8 | 56 | 66 | 214720281
BOSTON AC | BA12HCT23X2O | BA12HCT23X2I |  | 12000 | 12000 | 23 | 13 | 9.5 | 1.8 | 63 | 76 | 214720280
BOSTON AC | BA12HCT22X1O | BA12HCT22X1I |  | 12000 | 12000 | 22 | 12.5 | 9 | 1.8 | 59 | 73 | 214720279
LPS Legacy | DLCPRBH09AAK | DLFPHBH09XAK |  | 9000 | 12000 | 27 | 16 | 17.5 | 1.85 | 87 | 114 | 211756561
TEMPSTAR | DLCPRBH09AAK | DLFPHBH09XAK |  | 9000 | 12000 | 27 | 16 | 17.5 | 1.85 | 87 | 114 | 207614973
DAY & NIGHT | DLCPRBH09AAK | DLFPHBH09XAK |  | 9000 | 12000 | 27 | 16 | 17.5 | 1.85 | 87 | 114 | 207614963
SMART COMFORT | DLCPRBH09AAK | DLFPHBH09XAK |  | 9000 | 12000 | 27 | 16 | 17.5 | 1.85 | 87 | 114 | 207614975
HEIL | DLCPRBH09AAK | DLFPHBH09XAK |  | 9000 | 12000 | 27 | 16 | 17.5 | 1.85 | 87 | 114 | 207614965
AIRQUEST | DLCPRBH09AAK | DLFPHBH09XAK |  | 9000 | 12000 | 27 | 16 | 17.5 | 1.85 | 87 | 114 | 207614977
KEEPRITE | DLCPRBH09AAK | DLFPHBH09XAK |  | 9000 | 12000 | 27 | 16 | 17.5 | 1.85 | 87 | 114 | 207614967
KENMORE | DLCPRBH09AAK | DLFPHBH09XAK |  | 9000 | 12000 | 27 | 16 | 17.5 | 1.85 | 87 | 114 | 207614969
ARCOAIRE | DLCPRBH09AAK | DLFPHBH09XAK |  | 9000 | 12000 | 27 | 16 | 17.5 | 1.85 | 87 | 114 | 207614959
MIDEA | DLCPRBH09AAK | DLFPHBH09XAK |  | 9000 | 12000 | 27 | 16 | 17.5 | 1.85 | 87 | 114 | 207614971
ARCOAIRE | DLCPRBH12AAK | DLFPHBH12XAK |  | 12000 | 12000 | 25.3 | 14 | 11.7 | 1.85 | 87 | 114 | 207614960
AIRQUEST | DLCPRBH12AAK | DLFPHBH12XAK |  | 12000 | 12000 | 25.3 | 14 | 11.7 | 1.85 | 87 | 114 | 207614978
COMFORTMAKER | DLCPRBH09AAK | DLFPHBH09XAK |  | 9000 | 12000 | 27 | 16 | 17.5 | 1.85 | 87 | 114 | 207614961
KEEPRITE | DLCPRBH12AAK | DLFPHBH12XAK |  | 12000 | 12000 | 25.3 | 14 | 11.7 | 1.85 | 87 | 114 | 207614968
SMART COMFORT | DLCPRBH12AAK | DLFPHBH12XAK |  | 12000 | 12000 | 25.3 | 14 | 11.7 | 1.85 | 87 | 114 | 207614976
COMFORTMAKER | DLCPRBH12AAK | DLFPHBH12XAK |  | 12000 | 12000 | 25.3 | 14 | 11.7 | 1.85 | 87 | 114 | 207614962
MDV | MOX430-09HFN1-MZG5W | MSOP1B-09HRFN1-MZG5W-CA |  | 9000 | 12000 | 27 | 16 | 17.5 | 1.85 | 87 | 114 | 208497422
DAY & NIGHT | DLCPRBH12AAK | DLFPHBH12XAK |  | 12000 | 12000 | 25.3 | 14 | 11.7 | 1.85 | 87 | 114 | 207614964
KENMORE | DLCPRBH12AAK | DLFPHBH12XAK |  | 12000 | 12000 | 25.3 | 14 | 11.7 | 1.85 | 87 | 114 | 207614970
HEIL | DLCPRBH12AAK | DLFPHBH12XAK |  | 12000 | 12000 | 25.3 | 14 | 11.7 | 1.85 | 87 | 114 | 207614966
LPS Legacy | DLCPRBH12AAK | DLFPHBH12XAK |  | 12000 | 12000 | 25.3 | 14 | 11.7 | 1.85 | 87 | 114 | 211756562
MIDEA | DLCPRBH12AAK | DLFPHBH12XAK |  | 12000 | 12000 | 25.3 | 14 | 11.7 | 1.85 | 87 | 114 | 207614972
TEMPSTAR | DLCPRBH12AAK | DLFPHBH12XAK |  | 12000 | 12000 | 25.3 | 14 | 11.7 | 1.85 | 87 | 114 | 207614974
MDV | MOX430-12HFN1-MZ60W | MSOP1B-12HRFN1-MZ60W-CA |  | 12000 | 12000 | 25.3 | 14 | 11.7 | 1.85 | 87 | 114 | 208497421
GOODMAN | MSH093G26MCAA | MSH093G26AXAA |  | 9000 | 12000 | 29 | 16.5 | 22 | 1.86 | 95 | 113 | 214438119
AI AIR CONDITIONING | AO29-09N1-M1H | AW29-09N1-M1 |  | 9000 | 12000 | 29 | 16.5 | 22 | 1.86 | 95 | 113 | 213769947
MOOVAIR | DMB09HOS42230E8 | DMB09HIW42230E8 |  | 9000 | 12000 | 29 | 16.5 | 22 | 1.86 | 95 | 113 | 213088009
LBG Products | LBHB09DYWO | LBHB09DYWI |  | 9000 | 12000 | 29 | 16.5 | 22 | 1.86 | 95 | 113 | 207629153
MDV | MOX430-09HFN1-MZG5W | MSEPC-09HRFN1-MZB5W |  | 9000 | 12000 | 29 | 16.5 | 22 | 1.86 | 95 | 113 | 207591143
GOODMAN | MSH123G26MCAA | MSH123G26AXAA |  | 12000 | 12000 | 27.5 | 14.3 | 14.5 | 1.86 | 95 | 113 | 214438120
YONAN | YS-09HRFN1-E0OU | YS-09HRFN1-E0 |  | 9000 | 12000 | 28.5 | 16 | 18 | 1.85 | 87 | 114 | 212615065
Weathermaker | 38MPRBQ09AA3 | DHMPHBQ09XA3 |  | 9000 | 12000 | 28.5 | 16 | 18 | 1.85 | 87 | 114 | 207614955
AI AIR CONDITIONING | AO29-12N1-M1H | AW29-12N1-M1 |  | 12000 | 12000 | 27.5 | 14.3 | 14.5 | 1.86 | 95 | 113 | 213769948
CARRIER | 38MPRBQ09AA3 | 40MPHBQ09XA3 |  | 9000 | 12000 | 28.5 | 16 | 18 | 1.85 | 87 | 114 | 207614949
MOOVAIR | DMB12HOS42230E8 | DMB12HIW42230E8 |  | 12000 | 12000 | 27.5 | 14.3 | 14.5 | 1.86 | 95 | 113 | 213088010
LBG Products | LBHB12DYWO | LBHB12DYWI |  | 12000 | 12000 | 27.5 | 14.3 | 14.5 | 1.86 | 95 | 113 | 207629154
PAYNE | 38MPRBQ09AA3 | DHMPHBQ09XA3 |  | 9000 | 12000 | 28.5 | 16 | 18 | 1.85 | 87 | 114 | 207614953
BRYANT | 38MPRBQ09AA3 | 619PHBQ09XA3 |  | 9000 | 12000 | 28.5 | 16 | 18 | 1.85 | 87 | 114 | 207614951
MIDEA | 38MPRBQ09AA3 | DHMPHBQ09XA3 |  | 9000 | 12000 | 28.5 | 16 | 18 | 1.85 | 87 | 114 | 207614957
MDV | MOX430-12HFN1-MZ60W | MSEPC-12HRFN1-MZ40W |  | 12000 | 12000 | 27.5 | 14.3 | 14.5 | 1.86 | 95 | 113 | 207591142
MOOVAIR | DMA09HOS42230E4 | DMA09HIW42230E4 |  | 9000 | 12000 | 28.5 | 16 | 18 | 1.85 | 87 | 114 | 207742499
MIDEA | MOX430-09HFN1-MZG5W | MSOP1B-09HRFN1-MZG5W |  | 9000 | 12000 | 28.5 | 16 | 18 | 1.85 | 87 | 114 | 208568345
MDV | MOX430-09HFN1-MZG5W | MSOP1B-09HRFN1-MZG5W |  | 9000 | 12000 | 28.5 | 16 | 18 | 1.85 | 87 | 114 | 207591141
MIDEA | MOX430-12HFN1-MZ60W | MSOP1B-12HRFN1-MZ60W |  | 12000 | 12000 | 27 | 14 | 12 | 1.85 | 87 | 114 | 207821938
YONAN | YS-12HRFN1-E0OU | YS-12HRFN1-E0 |  | 12000 | 12000 | 27 | 14 | 12 | 1.85 | 87 | 114 | 212615066
CARRIER | 38MPRBQ12AA3 | 40MPHBQ12XA3 |  | 12000 | 12000 | 27 | 14 | 12 | 1.85 | 87 | 114 | 207614950
Weathermaker | 38MPRBQ12AA3 | DHMPHBQ12XA3 |  | 12000 | 12000 | 27 | 14 | 12 | 1.85 | 87 | 114 | 207614956
PAYNE | 38MPRBQ12AA3 | DHMPHBQ12XA3 |  | 12000 | 12000 | 27 | 14 | 12 | 1.85 | 87 | 114 | 207614954
MIDEA | 38MPRBQ12AA3 | DHMPHBQ12XA3 |  | 12000 | 12000 | 27 | 14 | 12 | 1.85 | 87 | 114 | 207614958
MOOVAIR | DMA12HOS42230E4 | DMA12HIW42230E4 |  | 12000 | 12000 | 27 | 14 | 12 | 1.85 | 87 | 114 | 207742500
BRYANT | 38MPRBQ12AA3 | 619PHBQ12XA3 |  | 12000 | 12000 | 27 | 14 | 12 | 1.85 | 87 | 114 | 207614952
MDV | MOX430-12HFN1-MZ60W | MSOP1B-12HRFN1-MZ60W |  | 12000 | 12000 | 27 | 14 | 12 | 1.85 | 87 | 114 | 207591140
COMFORTMAKER | DLCPRBH12AAK | DLFPHAH12XAK |  | 12000 | 12000 | 24 | 12.5 | 10.5 | 1.8 | 87 | 100 | 213214846
KENMORE | DLCPRBH12AAK | DLFPHAH12XAK |  | 12000 | 12000 | 24 | 12.5 | 10.5 | 1.8 | 87 | 100 | 213214858
ARCOAIRE | DLCPRBH12AAK | DLFPHAH12XAK |  | 12000 | 12000 | 24 | 12.5 | 10.5 | 1.8 | 87 | 100 | 213214843
DAY & NIGHT | DLCPRBH12AAK | DLFPHAH12XAK |  | 12000 | 12000 | 24 | 12.5 | 10.5 | 1.8 | 87 | 100 | 213214849
HEIL | DLCPRBH12AAK | DLFPHAH12XAK |  | 12000 | 12000 | 24 | 12.5 | 10.5 | 1.8 | 87 | 100 | 213214852
MIDEA | 38MPRBQ12AA3 | DHMPHAQ12XA3 |  | 12000 | 12000 | 24 | 12.5 | 10.5 | 1.8 | 87 | 100 | 213214840
MIDEA | DLCPRBH12AAK | DLFPHAH12XAK |  | 12000 | 12000 | 24 | 12.5 | 10.5 | 1.8 | 87 | 100 | 213214861
AIRQUEST | DLCPRBH12AAK | DLFPHAH12XAK |  | 12000 | 12000 | 24 | 12.5 | 10.5 | 1.8 | 87 | 100 | 213214870
PAYNE | 38MPRBQ12AA3 | DHMPHAQ12XA3 |  | 12000 | 12000 | 24 | 12.5 | 10.5 | 1.8 | 87 | 100 | 213214834
BRYANT | 38MPRBQ12AA3 | 619PHAQ12XA3 |  | 12000 | 12000 | 24 | 12.5 | 10.5 | 1.8 | 87 | 100 | 213214831
LPS Legacy | DLCPRBH09AAK | DLFPHAH09XAK |  | 9000 | 12000 | 25.5 | 14.4 | 15 | 1.8 | 87 | 100 | 213214872
SMART COMFORT | DLCPRBH12AAK | DLFPHAH12XAK |  | 12000 | 12000 | 24 | 12.5 | 10.5 | 1.8 | 87 | 100 | 213214867
KENMORE | DLCPRBH09AAK | DLFPHAH09XAK |  | 9000 | 12000 | 25.5 | 14.4 | 15 | 1.8 | 87 | 100 | 213214857
LPS Legacy | DLCPRBH12AAK | DLFPHAH12XAK |  | 12000 | 12000 | 24 | 12.5 | 10.5 | 1.8 | 87 | 100 | 213214873
PAYNE | 38MPRBQ09AA3 | DHMPHAQ09XA3 |  | 9000 | 12000 | 25.5 | 14.4 | 15 | 1.8 | 87 | 100 | 213214833
CARRIER | 38MPRBQ12AA3 | 40MPHAQ12XA3 |  | 12000 | 12000 | 24 | 12.5 | 10.5 | 1.8 | 87 | 100 | 213214828
BRYANT | 38MPRBQ09AA3 | 619PHAQ09XA3 |  | 9000 | 12000 | 25.5 | 14.4 | 15 | 1.8 | 87 | 100 | 213214830
TEMPSTAR | DLCPRBH12AAK | DLFPHAH12XAK |  | 12000 | 12000 | 24 | 12.5 | 10.5 | 1.8 | 87 | 100 | 213214864
TEMPSTAR | DLCPRBH09AAK | DLFPHAH09XAK |  | 9000 | 12000 | 25.5 | 14.4 | 15 | 1.8 | 87 | 100 | 213214863
KEEPRITE | DLCPRBH12AAK | DLFPHAH12XAK |  | 12000 | 12000 | 24 | 12.5 | 10.5 | 1.8 | 87 | 100 | 213214855
HEIL | DLCPRBH09AAK | DLFPHAH09XAK |  | 9000 | 12000 | 25.5 | 14.4 | 15 | 1.8 | 87 | 100 | 213214851
Weathermaker | 38MPRBQ12AA3 | DHMPHAQ12XA3 |  | 12000 | 12000 | 24 | 12.5 | 10.5 | 1.8 | 87 | 100 | 213214837
Weathermaker | 38MPRBQ09AA3 | DHMPHAQ09XA3 |  | 9000 | 12000 | 25.5 | 14.4 | 15 | 1.8 | 87 | 100 | 213214836
ARCOAIRE | DLCPRBH09AAK | DLFPHAH09XAK |  | 9000 | 12000 | 25.5 | 14.4 | 15 | 1.8 | 87 | 100 | 213214842
MDV | MOX430-12HFN1-MZ60W | MSOP1B-12HRFN1-MZ50W |  | 12000 | 12000 | 24 | 12.5 | 10.5 | 1.8 | 87 | 100 | 213214825
DAY & NIGHT | DLCPRBH09AAK | DLFPHAH09XAK |  | 9000 | 12000 | 25.5 | 14.4 | 15 | 1.8 | 87 | 100 | 213214848
MIDEA | 38MPRBQ09AA3 | DHMPHAQ09XA3 |  | 9000 | 12000 | 25.5 | 14.4 | 15 | 1.8 | 87 | 100 | 213214839
MIDEA | DLCPRBH09AAK | DLFPHAH09XAK |  | 9000 | 12000 | 25.5 | 14.4 | 15 | 1.8 | 87 | 100 | 213214860
AIRQUEST | DLCPRBH09AAK | DLFPHAH09XAK |  | 9000 | 12000 | 25.5 | 14.4 | 15 | 1.8 | 87 | 100 | 213214869
COMFORTMAKER | DLCPRBH09AAK | DLFPHAH09XAK |  | 9000 | 12000 | 25.5 | 14.4 | 15 | 1.8 | 87 | 100 | 213214845
SMART COMFORT | DLCPRBH09AAK | DLFPHAH09XAK |  | 9000 | 12000 | 25.5 | 14.4 | 15 | 1.8 | 87 | 100 | 213214866
CARRIER | 38MPRBQ09AA3 | 40MPHAQ09XA3 |  | 9000 | 12000 | 25.5 | 14.4 | 15 | 1.8 | 87 | 100 | 213214827
KEEPRITE | DLCPRBH09AAK | DLFPHAH09XAK |  | 9000 | 12000 | 25.5 | 14.4 | 15 | 1.8 | 87 | 100 | 213214854
MDV | MOX430-09HFN1-MZG5W | MSOP1B-09HRFN1-MZA5W |  | 9000 | 12000 | 25.5 | 14.4 | 15 | 1.8 | 87 | 100 | 213214824
GREE | GWH09AGCXD-D3DNA1A/O | GWH09ACCXD-D3DN***/I |  | 9100 | 10500 | 25.5 | 14.7 | 10.2 | 1.86 | 67 | 87 | 214723196
SLIMAIR | SHC18VH2AG | SHS18VC2AG |  | 17000 | 18000 | 20.5 | 12.5 | 9.8 | 1.86 | 67 | 93 | 214728304
SLIMAIR | SHC18VH2AG | SHLZ18VC2AG |  | 16000 | 17000 | 20 | 12.5 | 9.5 | 1.75 | 92 | 94 | 214728302
SLIMAIR | SHC12VH2AG | SHLZ12VC2AG |  | 12000 | 12000 | 22.3 | 12.7 | 10.2 | 1.89 | 83 | 94 | 214728301
SLIMAIR | SHC09VH2AG | SHLZ09VC2AG |  | 9000 | 9800 | 20.5 | 13 | 10.3 | 1.8 | 92 | 102 | 214728300
DUCTLESSAIRE | DA1821-H2-O* | DA1821-H2-I* |  | 18000 | 18000 | 23.7 | 13.5 | 10.3 | 2.39 | 78 | 70 | 208136308
MAXI AIR | NE-T52-PLA18INT | NE-T52-PLA18EXT |  | 18000 | 18000 | 23.7 | 13.5 | 10.3 | 2.39 | 78 | 70 | 212348364
KANIONco | KWSM-18IR410AHS23.5MV | KWSM-18IR410AHS23.5MV |  | 18000 | 18000 | 23.7 | 13.5 | 10.3 | 2.39 | 78 | 70 | 207699081
QUEBEC VAIR | NE-T52-PLA18EXT | NE-T52-PLA18INT |  | 18000 | 18000 | 23.7 | 13.5 | 10.3 | 2.39 | 78 | 70 | 212579412
PIONEER | YN018GMFI22RPE | WS018GMFI22HLE |  | 18000 | 18000 | 23.7 | 13.5 | 10.3 | 2.39 | 78 | 70 | 208101240
KLIMAIRE | KSIE018-H220-O-2 | KSIE018-H220-IW-2 |  | 18000 | 18000 | 23.7 | 13.5 | 10.3 | 2.39 | 78 | 70 | 209862151
QUEBEC VAIR | NE-T52-QVAIR18E | NE-T52-QVAIR18I |  | 18000 | 18000 | 23.7 | 13.5 | 10.3 | 2.39 | 78 | 70 | 213215916
AIRDACH | ACSH1823VM2-D | AIWH1800VM2-D |  | 18000 | 18000 | 23.7 | 13.5 | 10.3 | 2.39 | 78 | 70 | 209948207
Star Air Kontrol | SAK-18-24MS/220 | SAK-18-24MS/220 |  | 18000 | 18000 | 23.7 | 13.5 | 10.3 | 2.39 | 78 | 70 | 211504107
ECO AC | EHH-O18BB | EHH-W18BB |  | 18000 | 18000 | 23.7 | 13.5 | 10.3 | 2.39 | 78 | 70 | 207825492
Airlux | ASZ18O/2022 | AMM18I/2022 |  | 18000 | 18000 | 23.7 | 13.5 | 10.3 | 2.39 | 78 | 70 | 208119663
MAXI AIR | YS21F-18HRDN1 | YS21F-18HRDN1 |  | 18000 | 18000 | 23.7 | 13.5 | 10.3 | 2.39 | 78 | 70 | 203238010
THERMOCORE SYSTEMS | T424S-H218-C | T424S-H218-E |  | 18000 | 18000 | 23.7 | 13.5 | 10.3 | 2.39 | 78 | 70 | 209549004
YONAN | YSA21-18HRN1 | YSA21-18HRN1 |  | 18000 | 18000 | 23.7 | 13.5 | 10.3 | 2.39 | 78 | 70 | 207671406
MDV | MOX430-18HFN1-MU0W | MSABE-18HRFN1-MW5W |  | 18000 | 18000 | 23.7 | 13.5 | 10.3 | 2.39 | 78 | 70 | 207591137
TOSOT | GWH24QEXF-D3DND4D/O | GWH24AFEXF-D3DN***/I |  | 22000 | 24000 | 22 | 12.2 | 9 | 1.8 | 60 | 83 | 214728902
GREE | GWH24AWEXF-D6DNA1I/O | GWH24AWEXF-D6DN***/I |  | 22000 | 24000 | 26 | 13.65 | 10 | 1.8 | 83 | 67 | 214728568
Trane / Mitsubishi Electric | TRUZH0361KA00** | PCA-A36KA**** |  | 34000 | 40000 | 18 | 12.5 | 9.2 | 1.75 | 64 | 95 | 206720352
Trane / Mitsubishi Electric | TRUZH0361KA00** | PKA-A36KA**** |  | 33600 | 40000 | 18.7 | 12.3 | 9 | 1.8 | 64 | 95 | 206720354
Trane / Mitsubishi Electric | TRUZH0361KA00** | PLA-A36EA**** |  | 36000 | 40000 | 20 | 13 | 9 | 2 | 61 | 95 | 206720355
Trane / Mitsubishi Electric | TRUZH0241HA10** | PCA-A24KA**** |  | 23000 | 28000 | 18.7 | 12.5 | 9.5 | 1.8 | 63 | 93 | 206720348
Trane / Mitsubishi Electric | TRUZH0241HA10** | PKA-A24KA**** |  | 24000 | 28000 | 19.5 | 12.6 | 9.5 | 1.9 | 61 | 93 | 206720349
Trane / Mitsubishi Electric | TRUZH0241HA10** | PLA-A24EA**** |  | 24000 | 28000 | 21.6 | 14 | 10 | 1.9 | 62 | 93 | 206720350
Trane / Mitsubishi Electric | TRUZH0361KA00NA | TPCA0A0361KA*** |  | 34000 | 40000 | 18 | 12.5 | 9.2 | 1.75 | 64 | 95 | 211497056
Trane / Mitsubishi Electric | TRUZH0361KA00NA | TPKA0A0361KA*** |  | 33600 | 40000 | 18.7 | 12.3 | 9 | 1.8 | 64 | 95 | 211497055
Trane / Mitsubishi Electric | TRUZH0361KA00NA | TPLA0A0361EA*** |  | 36000 | 40000 | 20 | 13 | 9 | 2 | 61 | 95 | 211497076
Trane / Mitsubishi Electric | TRUZH0241HA10NA | TPCA0A0241KA*** |  | 23000 | 28000 | 18.7 | 12.5 | 9.5 | 1.8 | 63 | 93 | 211497053
Trane / Mitsubishi Electric | TRUZH0241HA10NA | TPKA0A0241KA*** |  | 24000 | 28000 | 19.5 | 12.6 | 9.5 | 1.9 | 61 | 93 | 211497052
Trane / Mitsubishi Electric | TRUZH0241HA10NA | TPLA0A0241EA*** |  | 24000 | 28000 | 21.6 | 14 | 10 | 1.9 | 62 | 93 | 211497074
Trane / Mitsubishi Electric | NTXSKH12A112AA | NTXCKS12A112AA |  | 12000 | 13800 | 20.8 | 12.7 | 9 | 1.83 | 60 | 100 | 204793343
cool-living | CL-24HA2-OUT | CL-24HA2-IN |  | 23000 | 24000 | 20 | 12.5 | 9 | 1.8 | 58 | 67 | 213968907
cool-living | CL-18HA2-OUT | CL-18HA2-IN |  | 18000 | 18000 | 22 | 13 | 9 | 1.8 | 56 | 66 | 213968906
cool-living | CL-12HA2-OUT | CL-12HA2-IN |  | 12000 | 12000 | 23 | 13 | 9.5 | 1.8 | 63 | 76 | 213968905
FRIEDRICH | FSHSR09B1B | FAHSW09A1A |  | 9000 | 9500 | 20 | 12.5 | 9 | 2 | 72 | 63 | 214731356
MOOVAIR | SHC24VH2AG | SHC24VH2AG |  | 12000 | 12000 | 27.5 | 14.3 | 14.5 | 1.86 | 95 | 113 | 214731128
MOOVAIR | DMA12HOS42230E4 | DMB12HIW42230E8 |  | 12000 | 12000 | 27.5 | 14.3 | 14.5 | 1.86 | 95 | 113 | 214731129
YORK | YHKF24YJMEXCO-X | YHKF24XJMEXC-RX |  | 24000 | 24000 | 21 | 12 | 10 | 2 | 83 | 64 | 214745536
YORK | YHKF18YJMEXCO-X | YHKF18XJMEXC-RX |  | 17000 | 17700 | 21 | 12 | 9 | 2.17 | 81 | 66 | 214745534
YORK | YHKF12YJMEXCO-X | YHKF12XJMEXC-RX |  | 12000 | 12300 | 22 | 12 | 9.5 | 2.06 | 57 | 67 | 214745532
HITACHI | URC24CN23STG1 | UNI24HW23STG1 |  | 24000 | 24000 | 22.5 | 12.25 | 9.5 | 1.9 | 92 | 80 | 214771548
HITACHI | URC18CN23STG1 | UNI18HW23STG1 |  | 18000 | 18500 | 21 | 12.95 | 10 | 1.9 | 97 | 95 | 214771547
HITACHI | URC12CN23STG1 | UNI12HW23STG1 |  | 12000 | 12000 | 23 | 12.25 | 10 | 2 | 90 | 88 | 214771546
HITACHI | URC09CN23STG1 | UNI09HW23STG1 |  | 9000 | 9500 | 25 | 13.65 | 11 | 2.1 | 95 | 95 | 214771545
HISENSE | AST-2424TUO | AST-2424DLSI |  | 24000 | 24000 | 22.5 | 12.25 | 9.5 | 1.9 | 92 | 80 | 214091821
FRIEDRICH | FPHSR24A3B | FAHFW24A3A |  | 24000 | 24000 | 22.5 | 12.25 | 9.5 | 1.9 | 92 | 80 | 214091820
HISENSE | AST-24UW3TKN00 | AST-24UW3TKN**00 |  | 24000 | 24000 | 22.5 | 12.25 | 9.5 | 1.9 | 92 | 80 | 214081399
HISENSE | AST-24UW3TKB00 | AST-24UW3TKB**00 |  | 24000 | 24000 | 22.5 | 12.25 | 9.5 | 1.9 | 92 | 80 | 214081398
AIR MAX | AWGRXC24-H2 | AWGRXE24-H2 |  | 22000 | 24000 | 22 | 13.65 | 9.5 | 1.95 | 64 | 64 | 214771913
COMFORMATIC | AWGRXC24-H2 | AWGRXE24-H2 |  | 22000 | 24000 | 22 | 13.65 | 9.5 | 1.95 | 64 | 64 | 214771918
LG | LAU120HYV3 | LAN120HYV3 |  | 12000 | 13600 | 25.5 | 13.8 | 11.2 | 1.85 | 61 | 71 | 204825178
LG | LAU090HYV3 | LAN090HYV3 |  | 9000 | 11000 | 27 | 15.8 | 13.5 | 1.85 | 61 | 70 | 204825177
LG | LSU120HSV5 | LSN120HSV5 |  | 12000 | 13600 | 22 | 12.5 | 10 | 1.8 | 60 | 71 | 10570123
LG | LSU120HSV5 | LAN120HSV5 |  | 12000 | 13600 | 22 | 12.5 | 10 | 1.8 | 60 | 71 | 10570122
LG | LSU090HSV5 | LSN090HSV5 |  | 9000 | 10900 | 23.2 | 14.5 | 10.2 | 1.8 | 61 | 71 | 10567394
LG | LSU090HSV5 | LAN090HSV5 |  | 9000 | 10900 | 23.2 | 14.5 | 10.2 | 1.8 | 61 | 71 | 10567393
LG | LGU181HSV3 | LGN181HSV3 |  | 18000 | 21600 | 22 | 12.55 | 9.5 | 1.8 | 60 | 70 | 10567392
LG | LSU180HSV5 | LSN180HSV5 |  | 18000 | 21600 | 22 | 12.55 | 9.5 | 1.8 | 60 | 70 | 10567391
LG | LSU180HSV5 | LAN180HSV5 |  | 18000 | 21600 | 22 | 12.55 | 9.5 | 1.8 | 60 | 70 | 10567390
LG | LAU090HYV1 | LAN090HYV1 |  | 9000 | 11000 | 27.5 | 15.65 | 10.4 | 5.97 | 59 | 70 | 7947563
LG | LAU120HYV1 | LAN120HYV1 |  | 11000 | 12000 | 25.5 | 13.8 | 10.3 | 5.97 | 59 | 70 | 7849625
LG | LAU090HYV | LAN090HYV |  | 9000 | 11000 | 27.5 | 16 | 10.3 | 5.97 | 65 | 70 | 6468419
LG | LAU120HYV | LAN120HYV |  | 12000 | 13600 | 25.5 | 14.1 | 10.2 | 5.97 | 62 | 70 | 6233140
AUX | AJAN09HP230V1CO | AJAN09HP230V1CH |  | 9100 | 10000 | 22 | 12 | 9.2 | 2 | 58 | 92 | 214290013
AUX | AFEB09HP230V1CO | AFEB09HP230V1CH |  | 9100 | 10000 | 23 | 13 | 9.5 | 2.05 | 76 | 93 | 214290014
AUX | AMAR09HP230V1CO | AMAR09HP230V1CH |  | 9200 | 10000 | 25 | 13.6 | 10.5 | 1.9 | 94 | 95 | 214290015
AUX | AMAR09HP115V1CO | AMAR09HP115V1CH |  | 9100 | 10000 | 25 | 12 | 10.5 | 1.91 | 94 | 94 | 214290016
AUX | AFEB09HP115V1CO | AFEB09HP115V1CH |  | 9100 | 9700 | 22 | 12 | 9.5 | 2.52 | 91 | 95 | 214290017
AUX | AMAR12HP115V1CO | AMAR12HP115V1CH |  | 12000 | 12300 | 25 | 12 | 10.5 | 1.83 | 70 | 78 | 214290018
AUX | AMAR12HP230V1CO | AMAR12HP230V1CH |  | 12000 | 12300 | 25 | 12.1 | 10.5 | 2.2 | 72 | 79 | 214290021
AUX | AMAR18HP230V1CO | AMAR18HP230V1CH |  | 18000 | 18200 | 25 | 14 | 10.5 | 2.2 | 88 | 85 | 214290022
AUX | AMAR24HP230V1CO | AMAR24HP230V1CH |  | 22400 | 24000 | 25 | 14 | 10.5 | 2.1 | 82 | 89 | 214290024
AUX | AFEB24HP230V1CO | AFEB24HP230V1CH |  | 23000 | 24000 | 22 | 12 | 10 | 2.2 | 93 | 87 | 214290023
Trane / Mitsubishi Electric | NTXSKS15A112AA | NTXCKS15A112** |  | 14100 | 18000 | 20.7 | 12.2 | 10.7 | 2.5 | 66 | 52 | 211497095
Trane / Mitsubishi Electric | NTXSKS09A112AA | SLZ-KF09NA* |  | 9000 | 11000 | 24 | 13.4 | 10 | 1.81 | 63 | 47 | 214236392
Trane / Mitsubishi Electric | NTXSKS09A112AA | NTXCKS09A112** |  | 9000 | 11000 | 24 | 13.4 | 10 | 1.81 | 63 | 47 | 211497097
Mitsubishi Electric | NTXSKS15A112A* | SLZ-KF15NA.TH |  | 14100 | 18000 | 20.7 | 12.2 | 10.7 | 2.5 | 66 | 52 | 204629288
HITACHI | PAS-18BUFASDQ1 | PPFC-B18UFA1DQ |  | 18000 | 20000 | 23 | 13 | 10 | 2.4 | 90 | 73 | 214779298
HITACHI | PAS-24BUFASDQ1 | PPFC-B24UFA1DQ |  | 22000 | 24000 | 21 | 13 | 10 | 2.5 | 83 | 79 | 214779299
HITACHI | PAS-30BUFASDQ1 | PPFC-B30UFA1DQ |  | 30000 | 32000 | 19.6 | 12 | 10 | 2.5 | 88 | 81 | 214779300
HITACHI | PAS-36BUFASDQ1 | PPFC-B36UFA1DQ |  | 36000 | 38000 | 19.4 | 12 | 10 | 2.4 | 87 | 71 | 214779301
HITACHI | PAS-48BUFASDQ1 | PPFC-B48UFA1DQ |  | 42000 | 44000 | 20.5 | 12 | 9.5 | 2.2 | 91 | 73 | 214779302
GREE | ENV24HP230V1R32AO | ENV24HP230V1R32AH |  | 22000 | 24000 | 24 | 13.1 | 9 | 1.75 | 64 | 92 | 214779345
GREE | ENV09HP230V1R32AO | ENV09HP230V1R32AH |  | 9100 | 10500 | 26 | 15 | 10.4 | 1.96 | 61 | 89 | 214779342
GREE | ENV09HP115V1R32AO | ENV09HP115V1R32AH |  | 9100 | 10000 | 27 | 15 | 10.5 | 1.9 | 63 | 92 | 214779341
GREE | VIR09HP230V1R32AO | VIR09HP230V1R32AH |  | 9100 | 10500 | 26 | 15 | 10.4 | 1.96 | 61 | 89 | 214779340
GREE | VIR09HP115V1R32AO | VIR09HP115V1R32AH |  | 9100 | 10000 | 27 | 15 | 10.5 | 1.9 | 63 | 92 | 214779339
PANASONIC | CU-XE15WKUA | CS-XE15WKUAW |  | 14700 | 17200 | 22 | 12.55 | 11 | 1.87 | 64 | 89 | 205047853
PANASONIC | CU-XE12WKUA | CS-XE12WKUAW |  | 11500 | 12000 | 24.6 | 14.15 | 11 | 2.13 | 83 | 85 | 205047852
PANASONIC | CU-XE9WKUA | CS-XE9WKUAW |  | 8700 | 10900 | 27.3 | 16.1 | 12 | 2.06 | 73 | 89 | 205047851
PANASONIC | CU-E18RKUA | CS-E18RKUAW |  | 17200 | 21600 | 19.5 | 13.2 | 9 | 2 | 56 | 51 | 7958200
PANASONIC | CU-E12RKUA | CS-E12RKUAW |  | 11500 | 13800 | 22.5 | 12.5 | 9 | 1.58 | 76 | 59 | 7958199
GREE | GWH09AUCXD-A6DNA1C/O | GWH09AUCXD-A6DN***/I |  | 9100 | 10000 | 27 | 15 | 10.5 | 1.83 | 63 | 95 | 213925481
GREE | GWH09AUCXD-D6DNA1C/O | GWH09AUCXD-D6DN***/I |  | 9100 | 10500 | 26 | 15 | 10.4 | 1.88 | 61 | 90 | 213925482
GREE | GWH09AUCXD-A6DNA1C/O | GWH09AGCXD-A6DN***/I |  | 9100 | 10000 | 27 | 15 | 10.5 | 1.83 | 63 | 95 | 214728206
GREE | GWH09AUCXD-D6DNA1C/O | GWH09AGCXD-D6DN***/I |  | 9100 | 10500 | 26 | 15 | 10.4 | 1.88 | 61 | 90 | 214728207
GREE | GWH09ATCXB-D6DNA1B/O | GWH09ATCXB-D6DN***/I |  | 9100 | 9800 | 22 | 12.3 | 9.2 | 1.9 | 61 | 79 | 214780391
Mitsubishi Electric | MUZ-FW06NAHZ*** | MSZ-FW06NA*** |  | 6000 | 9000 | 35 | 21.45 | 13 | 2.37 | 68 | 141 | 211626454
Mitsubishi Electric | MUZ-FW09NAHZ*** | MSZ-FW09NA*** |  | 9000 | 12000 | 33 | 18.35 | 13 | 2.26 | 63 | 135 | 211626455
TURBRO | GL9K115-O | GL9K115-I |  | 9000 | 9500 | 23 | 12.5 | 9 | 1.8 | 62 | 74 | 214783952
TURBRO | GL9K230-O | GL9K230-I |  | 9000 | 9500 | 23.5 | 13 | 9.2 | 1.8 | 62 | 77 | 214783953
TURBRO | GL24K230-O | GL24K230-I |  | 23000 | 24000 | 20 | 12.5 | 9 | 1.8 | 58 | 67 | 214783954
HITACHI | PAS-30BUFASDQ1 | PCI-B30UFA1DQ |  | 30000 | 32000 | 21 | 14 | 10 | 2.4 | 88 | 75 | 214723260
HITACHI | PAS-18BUFASDQ1 | PCI-B18UFA1DQ |  | 18000 | 20000 | 27 | 15 | 11 | 2.6 | 85 | 75 | 214723258
HITACHI | PAS-24BUFASDQ1 | PCI-B24UFA1DQ |  | 22000 | 24000 | 24 | 13 | 10 | 2.5 | 83 | 79 | 214723259
HITACHI | PAS-36BUFASDQ1 | PCI-B36UFA1DQ |  | 36000 | 38000 | 21 | 13 | 10 | 2.4 | 89 | 79 | 214723261
HITACHI | PAS-48BUFASDQ1 | PCI-B48UFA1DQ |  | 45000 | 47000 | 22.5 | 13 | 10 | 2.2 | 83 | 72 | 214723262
COMFORMATIC | AWGRC09-H2 | AWGRE09-H2 |  | 9100 | 9800 | 22 | 12.3 | 9.2 | 1.9 | 61 | 79 | 214796349
AIR MAX | AWGRC09-H2 | AWGRE09-H2 |  | 9100 | 9800 | 22 | 12.3 | 9.2 | 1.9 | 61 | 79 | 214796348
BOSTON AC | BA09HCT23X1O | BA09HCT23X1I |  | 9000 | 9500 | 23 | 12.5 | 9 | 1.8 | 62 | 74 | 214796635
BOSTON AC | BA09HCT23X2O | BA09HCT23X2I |  | 12000 | 12000 | 22 | 12.5 | 9 | 1.8 | 59 | 73 | 214796636
BOSTON AC | BA24HCT20X2O | BA24HCT20X2I |  | 23000 | 24000 | 20 | 12.5 | 9 | 1.8 | 58 | 67 | 214796637
VY BUILD | VY-GREEN-1200 | VY-GREEN-1200 |  | 12000 | 12000 | 23 | 13 | 9.5 | 1.8 | 63 | 76 | 214061907
Multi MFG | 9MSZ-M-A | 9MHW0-HP-A |  | 9000 | 10000 | 21.7 | 12.6 | 9.4 | 2 | 60 | 70 | 214797715
Multi MFG | 9MSZ-115-M-A | 9MHW0-115-HP-A |  | 9000 | 10000 | 21.5 | 12.5 | 9.1 | 2.16 | 63 | 70 | 214797713
Multi MFG | MSH-12HD-A | 12HWMS0-C-M-A |  | 12000 | 12000 | 25.5 | 14 | 10.4 | 1.8 | 83 | 100 | 214797690
Multi MFG | MSH-06HD-A | 06HWMS0-C-M-A |  | 6000 | 7000 | 26.5 | 15.8 | 13.6 | 2.1 | 121 | 107 | 214797689
AUX | ALWM-H24/2R3DHA | ALWM-H24/2R3DHA |  | 22000 | 24000 | 20 | 12 | 9 |  | 88 |  | 213927945
AUX | ALWM-H18/2R3DQC | ALWM-H18/2R3DQC |  | 17000 | 17700 | 20 | 12 | 9 |  | 81 |  | 213927946
AUX | ASW-H18E3F2/*R3DI-C3 | ASW-H18E3F2/*R3DI-C3 |  | 17000 | 17700 | 20 | 12.3 | 9 |  | 81 |  | 214065372
AUX | ASW-H24G1F2/*R3DI-C6 | ASW-H24G1F2/*R3DI-C6 |  | 24000 | 24000 | 20 | 12 | 10 |  | 83 |  | 214065373

## Multi-Split Non-Ducted
Data current as of 06-07-2024
The data provided are the representations submitted to DOE by manufacturers and their third party representatives. DOE makes no representations or warranties regarding the accuracy of the data.
Outdoor Unit Brand | Outdoor Unit Model Number | Indoor Unit Brands | Indoor Unit Model Numbers | Air Mover Brands | Air Mover Model Numbers | Cooling Capacity in Btu per h | Heating Capacity in Btu per h | SEER2 in Btu per Wh | EER2 in Btu per Wh | HSPF2 in Btu per Wh | Coefficient of Performance COP at 5 Degrees F | Capacity Ratio Percent 17 Degrees F to 47 Degrees F | Capacity Ratio Percent 5 Degrees F to 47 Degrees F | AHRI Certified Reference Number (if Applicable)
LENNOX | VPB036H4M-3P | LENNOX | *** | *** | *** | 36000 | 37000 | 19.2 | 12.1 | 9.5 | 2.1 | 76 |  | 204631570
MIDEA | MV1-36DMN1-(C) | MIDEA | *** | *** | *** | 36000 | 37000 | 19.2 | 12.1 | 9.5 | 2.1 | 76 |  | 204631560
LENNOX | VPC036H4M-3PD* | LENNOX | *** | *** | *** | 36000 | 40000 | 19.2 | 12.1 | 9.5 | 1.8 | 70 |  | 212608408
LENNOX | VPC024H4M-3P* | LENNOX | *** | *** | *** | 24400 | 26000 | 18.8 | 12.2 | 9.2 | 1.8 | 65 |  | 212608406
LENNOX | VPC018H4M-3P* | LENNOX | *** | *** | *** | 18200 | 20000 | 19.2 | 12.5 | 9.4 | 1.6 | 71 |  | 212608404
MIDEA | MDV-V18WMN1T* | MIDEA | *** | *** | *** | 18200 | 20000 | 19.2 | 12.5 | 9.4 | 1.6 | 71 |  | 212604271
MIDEA | MDV-V24WMN1T* | MIDEA | *** | *** | *** | 24400 | 26000 | 18.8 | 12.2 | 9.2 | 1.8 | 65 |  | 212604263
MIDEA | MDV-V36WMN1TE* | MIDEA | *** | *** | *** | 36000 | 40000 | 19.2 | 12.1 | 9.5 | 1.8 | 70 |  | 212406544
Coleman | CVAHP048B21S* | Coleman | *** | *** | *** | 48000 | 54000 | 23.1 | 16.7 | 9.8 | 1.85 | 59 |  | 203994972
Coleman | CVAHP036B21S* | Coleman | *** | *** | *** | 36000 | 40000 | 22.2 | 16.7 | 10.8 | 1.81 | 60 |  | 203994971
HITACHI | HVAHP048B21S* | HITACHI | *** | *** | *** | 48000 | 54000 | 23.1 | 16.7 | 9.8 | 1.85 | 59 |  | 203994970
HITACHI | HVAHP036B21S* | HITACHI | *** | *** | *** | 36000 | 40000 | 22.2 | 16.7 | 10.8 | 1.81 | 60 |  | 203994969
YORK | YVAHP048B21S* | YORK | *** | *** | *** | 48000 | 54000 | 23.1 | 16.7 | 9.8 | 1.85 | 59 |  | 203994968
YORK | YVAHP036B21S* | YORK | *** | *** | *** | 36000 | 40000 | 22.2 | 16.7 | 10.8 | 1.81 | 60 |  | 203994967
Coleman | CVAHP060B21S* | Coleman | *** | *** | *** | 60000 | 64000 | 20.3 | 12.8 | 10.5 |  | 66 |  | 203994966
HITACHI | HVAHP060B21S* | HITACHI | *** | *** | *** | 60000 | 64000 | 20.3 | 12.8 | 10.5 |  | 66 |  | 203994965
YORK | YVAHP060B21S* | YORK | *** | *** | *** | 60000 | 64000 | 20.3 | 12.8 | 10.5 |  | 66 |  | 203994964
NAKS | NAKS-MULTI AC-18K-208-230 | NAKS | *** | *** | *** | 18000 | 19000 | 21 | 12.5 | 10.2 | 2 | 76 |  | 212432522
AIC TECHNOLOGIES | NAKS-MULTI AC-18K-208-230 | AIC TECHNOLOGIES | *** | *** | *** | 18000 | 19000 | 21 | 12.5 | 10.2 | 2 | 76 |  | 212432518
NAKS | NAKS-MULTI AC-27K-208-230 | NAKS | *** | *** | *** | 27000 | 28000 | 23.5 | 12.2 | 9.2 | 2 | 71 |  | 212432523
AIC TECHNOLOGIES | NAKS-MULTI AC-27K-208-230 | AIC TECHNOLOGIES | *** | *** | *** | 27000 | 28000 | 23.5 | 12.2 | 9.2 | 2 | 71 |  | 212432519
Trane / Mitsubishi Electric | NTXMPH20A122B* | Trane / Mitsubishi Electric | *** | *** | *** | 18000 | 22000 | 16.5 | 13.5 | 9.2 | 2.15 | 59 |  | 209836212
Mitsubishi Electric | MXZ-3C24NA3*** | Mitsubishi Electric | *** | *** | *** | 22000 | 25000 | 20 | 13.6 | 9.5 | 2.36 | 58 |  | 209836198
Mitsubishi Electric | MXZ-2C20NA3*** | Mitsubishi Electric | *** | *** | *** | 18000 | 22000 | 20 | 12.7 | 9.3 | 2.36 | 61 |  | 209836197
Trane / Mitsubishi Electric | NTXMPH30A132B* | Trane / Mitsubishi Electric | *** | *** | *** | 28400 | 28600 | 18 | 12.5 | 9.7 | 2.07 | 63 |  | 209836196
Trane / Mitsubishi Electric | NTXMMX24A132B* | Trane / Mitsubishi Electric | *** | *** | *** | 22000 | 25000 | 20 | 13.6 | 9.5 | 2.36 | 58 |  | 209836190
Trane / Mitsubishi Electric | NTXMMX20A122B* | Trane / Mitsubishi Electric | *** | *** | *** | 18000 | 22000 | 20 | 12.7 | 9.3 | 2.36 | 61 |  | 209836189
American Standard / Mitsubishi Electric | NTXMPH30A132C* | American Standard / Mitsubishi Electric | *** | *** | *** | 28400 | 28600 | 18 | 12.5 | 10 |  |  |  | 209424916
Trane / Mitsubishi Electric | NTXMPH30A132C* | Trane / Mitsubishi Electric | *** | *** | *** | 28400 | 28600 | 18 | 12.5 | 10 |  |  |  | 209424914
American Standard / Mitsubishi Electric | NTXMPH20A122C* | American Standard / Mitsubishi Electric | *** | *** | *** | 18000 | 22000 | 17 | 13.5 | 10 |  |  |  | 209424908
Trane / Mitsubishi Electric | NTXMPH20A122C* | Trane / Mitsubishi Electric | *** | *** | *** | 18000 | 22000 | 17 | 13.5 | 10 |  |  |  | 209424906
Mitsubishi Electric | MXZ-3C30NAHZ4*** | Mitsubishi Electric | *** | *** | *** | 28400 | 28600 | 18 | 12.5 | 10 |  | 63 |  | 209424905
Mitsubishi Electric | MXZ-3C24NAHZ4*** | Mitsubishi Electric | *** | *** | *** | 22000 | 25000 | 19 | 13.5 | 10 |  | 56 |  | 209424902
Mitsubishi Electric | MXZ-2C20NAHZ4*** | Mitsubishi Electric | *** | *** | *** | 18000 | 22000 | 17 | 13.5 | 10 |  | 62 |  | 209424900
American Standard / Mitsubishi Electric | NTXMMX24A132C* | American Standard / Mitsubishi Electric | *** | *** | *** | 22000 | 25000 | 20 | 13.6 | 10 |  |  |  | 209319655
Trane / Mitsubishi Electric | NTXMMX24A132C* | Trane / Mitsubishi Electric | *** | *** | *** | 22000 | 25000 | 20 | 13.6 | 10 |  |  |  | 209310458
Mitsubishi Electric | MXZ-3C24NA4*** | Mitsubishi Electric | *** | *** | *** | 22000 | 25000 | 20 | 13.6 | 10 |  | 57 |  | 209310453
Trane / Mitsubishi Electric | NTXMSH48A182A* | Trane / Mitsubishi Electric | *** | *** | *** | 48000 | 54000 | 23 | 13.1 | 11.5 | 2.23 | 72 |  | 207517167
Trane / Mitsubishi Electric | NTXMSH42A152A* | Trane / Mitsubishi Electric | *** | *** | *** | 42000 | 48000 | 21.5 | 13.4 | 11.1 | 2.26 | 67 |  | 207517164
Mitsubishi Electric | MXZ-SM48NAMHZ | Mitsubishi Electric | *** | *** | *** | 48000 | 54000 | 23 | 13.1 | 11.5 | 2.23 | 72 |  | 207517158
Mitsubishi Electric | MXZ-SM42NAMHZ | Mitsubishi Electric | *** | *** | *** | 42000 | 48000 | 21.5 | 13.4 | 11.1 | 2.26 | 67 |  | 207517154
Trane / Mitsubishi Electric | NTXMSM48A182B* | Trane / Mitsubishi Electric | *** | *** | *** | 48000 | 50000 | 23 | 13.1 | 10.4 | 2.12 | 63 |  | 211016626
Trane / Mitsubishi Electric | NTXMSM60A182B* | Trane / Mitsubishi Electric | *** | *** | *** | 60000 | 66000 | 20 | 13.3 | 10.5 | 2.33 | 63 |  | 211016477
Trane / Mitsubishi Electric | NTXMSH48A182B* | Trane / Mitsubishi Electric | *** | *** | *** | 48000 | 54000 | 23 | 13.1 | 11.5 | 2.23 | 72 |  | 211016474
Trane / Mitsubishi Electric | NTXMSH42A152B* | Trane / Mitsubishi Electric | *** | *** | *** | 42000 | 48000 | 21.5 | 13.4 | 11.1 | 2.26 | 67 |  | 211016470
Trane / Mitsubishi Electric | NTXMSH36A142B* | Trane / Mitsubishi Electric | *** | *** | *** | 36000 | 42000 | 23 | 15 | 12 | 2.38 | 78 |  | 211016467
Trane / Mitsubishi Electric | NTXMSM36A142B* | Trane / Mitsubishi Electric | *** | *** | *** | 36000 | 41000 | 23 | 15 | 11 | 2.26 | 64 |  | 211016464
Mitsubishi Electric | MXZ-SM60NAM2 | Mitsubishi Electric | *** | *** | *** | 60000 | 66000 | 20 | 13.3 | 10.5 | 2.33 | 63 |  | 211016461
Mitsubishi Electric | MXZ-SM48NAMHZ2 | Mitsubishi Electric | *** | *** | *** | 48000 | 54000 | 23 | 13.1 | 11.5 | 2.23 | 72 |  | 211016458
Mitsubishi Electric | MXZ-SM48NAM2 | Mitsubishi Electric | *** | *** | *** | 48000 | 50000 | 23 | 13.1 | 10.4 | 2.12 | 63 |  | 211016455
Mitsubishi Electric | MXZ-SM42NAMHZ2 | Mitsubishi Electric | *** | *** | *** | 42000 | 48000 | 21.5 | 13.4 | 11.1 | 2.26 | 67 |  | 211016452
Mitsubishi Electric | MXZ-SM36NAMHZ2 | Mitsubishi Electric | *** | *** | *** | 36000 | 42000 | 23 | 15 | 12 | 2.38 | 78 |  | 211016449
Mitsubishi Electric | MXZ-SM36NAM2 | Mitsubishi Electric | *** | *** | *** | 36000 | 41000 | 23 | 15 | 11 | 2.26 | 64 |  | 210540181
Stealth Comfort | SC-27Z-HH-M3 | Stealth Comfort | *** | *** | *** | 22000 | 26000 | 20 | 12 | 10 | 1.8 | 69 |  | 208674945
Stealth Comfort | SC-18Z-HH-M2 | Stealth Comfort | *** | *** | *** | 18000 | 21000 | 20 | 12 | 10 | 1.81 | 81 |  | 208674942
DIYCOOL | SC-27Z-HH-M3 | DIYCOOL | *** | *** | *** | 22000 | 26000 | 20 | 12 | 10 | 1.8 | 69 |  | 208674933
DIYCOOL | SC-18Z-HH-M2 | DIYCOOL | *** | *** | *** | 18000 | 21000 | 20 | 12 | 10 | 1.81 | 81 |  | 208674930
ACIQ | SC-27Z-HH-M3 | ACIQ | *** | *** | *** | 22000 | 26000 | 20 | 12 | 10 | 1.8 | 69 |  | 208674921
ACIQ | SC-18Z-HH-M2 | ACIQ | *** | *** | *** | 18000 | 21000 | 20 | 12 | 10 | 1.81 | 81 |  | 208674918
1HVAC | SC-27Z-HH-M3 | 1HVAC | *** | *** | *** | 22000 | 26000 | 20 | 12 | 10 | 1.8 | 69 |  | 208674909
1HVAC | SC-18Z-HH-M2 | 1HVAC | *** | *** | *** | 18000 | 21000 | 20 | 12 | 10 | 1.81 | 81 |  | 208674906
Comfor Matic | GFMCB18-H2 | Comfor Matic | *** | *** | *** | 18000 | 19000 | 21 | 12.5 | 9 |  | 67 |  | 208128250
SMARTFLEX | DHS24CMB22S | SMARTFLEX | *** | *** | *** | 22000 | 26000 | 20 | 12 | 10 | 1.8 | 69 |  | 207616614
SMARTFLEX | DHS18CMB22S | SMARTFLEX | *** | *** | *** | 18000 | 21000 | 20 | 12 | 10 | 1.81 | 81 |  | 207616612
Coleman | DHS24CMB22S | Coleman | *** | *** | *** | 22000 | 26000 | 20 | 12 | 10 | 1.8 | 69 |  | 207616594
Coleman | DHS18CMB22S | Coleman | *** | *** | *** | 18000 | 21000 | 20 | 12 | 10 | 1.81 | 81 |  | 207616592
CHAMPION | DHS24CMB22S | CHAMPION | *** | *** | *** | 22000 | 26000 | 20 | 12 | 10 | 1.8 | 69 |  | 207616574
CHAMPION | DHS18CMB22S | CHAMPION | *** | *** | *** | 18000 | 21000 | 20 | 12 | 10 | 1.81 | 81 |  | 207616572
Luxaire | DHS24CMB22S | Luxaire | *** | *** | *** | 22000 | 26000 | 20 | 12 | 10 | 1.8 | 69 |  | 207616554
Luxaire | DHS18CMB22S | Luxaire | *** | *** | *** | 18000 | 21000 | 20 | 12 | 10 | 1.81 | 81 |  | 207616552
York | DHS24CMB22S | York | *** | *** | *** | 22000 | 26000 | 20 | 12 | 10 | 1.8 | 69 |  | 207616534
York | DHS18CMB22S | York | *** | *** | *** | 18000 | 21000 | 20 | 12 | 10 | 1.81 | 81 |  | 207616532
LBG Products | LMUH24DWO | LBG Products | *** | *** | *** | 22000 | 26000 | 20 | 12 | 10 | 1.8 | 69 |  | 206726756
LBG Products | LMUH18DWO | LBG Products | *** | *** | *** | 18000 | 21000 | 20 | 12 | 10 | 1.81 | 81 |  | 206726754
LBG Products | LMH18DTO | LBG Products | *** | *** | *** | 18000 | 19000 | 21 | 12.5 | 9 |  | 67 |  | 206726739
FOREST AIR | FGH-18ES/MZ | FOREST AIR | *** | *** | *** | 18000 | 19000 | 21 | 12.5 | 9 |  | 67 |  | 206720378
REZNOR | GXH18(5.3)FMK4DH1 | REZNOR | *** | *** | *** | 18000 | 19000 | 21 | 12.5 | 9 |  | 67 |  | 206579782
MAMMOTH | GXH18(5.3)FMK4DH1 | MAMMOTH | *** | *** | *** | 18000 | 19000 | 21 | 12.5 | 9 |  | 67 |  | 206579767
NORTEK | GXH18(5.3)FMK4DH1 | NORTEK | *** | *** | *** | 18000 | 19000 | 21 | 12.5 | 9 |  | 67 |  | 206579752
ACD | MUD24KCH23S-O | ACD | *** | *** | *** | 22000 | 26000 | 20 | 12 | 10 | 1.8 | 69 |  | 206428585
ACD | MUD18KCH23S-O | ACD | *** | *** | *** | 18000 | 21000 | 20 | 12 | 10 | 1.81 | 81 |  | 206428584
BLUERIDGE | BMKH24M23UH | BLUERIDGE | *** | *** | *** | 22000 | 26000 | 20 | 12 | 10 | 1.8 | 69 |  | 206221554
BLUERIDGE | BMKH18M23UH | BLUERIDGE | *** | *** | *** | 18000 | 21000 | 20 | 12 | 10 | 1.81 | 81 |  | 206221553
BOREAL | MBRS18HPJ1OA | BOREAL | *** | *** | *** | 18000 | 19000 | 21 | 12.5 | 9 |  | 67 |  | 205818828
AIR MAX | GFMCB18-H2 | AIR MAX | *** | *** | *** | 18000 | 19000 | 21 | 12.5 | 9 |  | 67 |  | 204517339
KINGHOME | KM24UH5O | KINGHOME | *** | *** | *** | 22000 | 26000 | 20 | 12 | 10 | 1.8 | 69 |  | 204462623
KINGHOME | KM18UH5O | KINGHOME | *** | *** | *** | 18000 | 21000 | 20 | 12 | 10 | 1.81 | 81 |  | 204462622
TOSOT | TM24H5O | TOSOT | *** | *** | *** | 22000 | 26000 | 20 | 12 | 10 | 1.8 | 69 |  | 204344219
TOSOT | TM18H5O | TOSOT | *** | *** | *** | 18000 | 21000 | 20 | 12 | 10 | 1.81 | 81 |  | 204344218
AMERICAN STANDARD | 4TXM2324A13NU** | AMERICAN STANDARD | *** | *** | *** | 22000 | 26000 | 20 | 12 | 10 | 1.8 | 69 |  | 204340537
TRANE | 4TXM2324A13NU** | TRANE | *** | *** | *** | 22000 | 26000 | 20 | 12 | 10 | 1.8 | 69 |  | 204340536
AMERICAN STANDARD | 4TXM2318A12NU** | AMERICAN STANDARD | *** | *** | *** | 18000 | 21000 | 20 | 12 | 10 | 1.81 | 81 |  | 204340535
TRANE | 4TXM2318A12NU** | TRANE | *** | *** | *** | 18000 | 21000 | 20 | 12 | 10 | 1.81 | 81 |  | 204340534
GREE | MULTIU24HP230V1DO | GREE | *** | *** | *** | 22000 | 26000 | 20 | 12 | 10 | 1.8 | 69 |  | 203989086
GREE | MULTIU18HP230V1DO | GREE | *** | *** | *** | 18000 | 21000 | 20 | 12 | 10 | 1.81 | 81 |  | 203989085
GREE | GWHD(24)ND3JO | GREE | *** | *** | *** | 22000 | 26000 | 20 | 12 | 10 | 1.8 | 69 |  | 202557961
GREE | GWHD(18)ND3JO | GREE | *** | *** | *** | 18000 | 21000 | 20 | 12 | 10 | 1.81 | 81 |  | 202557960
YMGI | WMMS-30CH-V2B(59)4 | YMGI | *** | *** | *** | 18000 | 19000 | 21 | 12.5 | 9 |  | 67 |  | 202265559
ACD | MPD18KCH22S-O | ACD | *** | *** | *** | 18000 | 19000 | 21 | 12.5 | 9 |  | 67 |  | 202110494
INNOVAIR | VOM0522H7RE602 | INNOVAIR | *** | *** | *** | 18000 | 19000 | 21 | 12.5 | 9 |  | 67 |  | 202053797
WABBAN | BBM18H4O | WABBAN | *** | *** | *** | 18000 | 19000 | 21 | 12.5 | 9 |  | 67 |  | 201903176
CENTURY | A-VFH18DB-1 | CENTURY | *** | *** | *** | 18000 | 19000 | 21 | 12.5 | 9 |  | 67 |  | 200059084
COMFORT-AIRE | A-VFH18DB-1 | COMFORT-AIRE | *** | *** | *** | 18000 | 19000 | 21 | 12.5 | 9 |  | 67 |  | 200059083
AC PRO.COM | AWHD(18)ND3GO | AC PRO.COM | *** | *** | *** | 18000 | 19000 | 21 | 12.5 | 9 |  | 67 |  | 10569045
TOSOT | TM36HMO | TOSOT | *** | *** | *** | 34000 | 36000 | 21 | 12 | 10 | 1.82 | 86 |  | 211727024
TOSOT | TM30HMO | TOSOT | *** | *** | *** | 28400 | 30000 | 21 | 12.5 | 10 | 1.84 | 91 |  | 211727023
TOSOT | TM24HMO | TOSOT | *** | *** | *** | 23200 | 24000 | 21 | 12.5 | 10 | 2.1 | 98 |  | 211727022
TOSOT | TM18HMO | TOSOT | *** | *** | *** | 17000 | 18000 | 21 | 12 | 10 | 2.22 | 82 |  | 211727021
AireForce | GXH36(10.6)FMK4DH-1 | AireForce | *** | *** | *** | 34000 | 36000 | 21 | 12 | 10 | 1.82 | 86 |  | 211635195
AireForce | GXH30(8.8)FMK4DH-1 | AireForce | *** | *** | *** | 28400 | 30000 | 21 | 12.5 | 10 | 1.84 | 91 |  | 211635194
AireForce | GXH24(7.0)FMK4DH-1 | AireForce | *** | *** | *** | 23200 | 24000 | 21 | 12.5 | 10 | 2.1 | 98 |  | 211635193
AireForce | GXH18(5.3)FMK4DH-1 | AireForce | *** | *** | *** | 17000 | 18000 | 21 | 12 | 10 | 2.22 | 82 |  | 211635192
KINGHOME | KM36H5O | KINGHOME | *** | *** | *** | 34000 | 36000 | 21 | 12 | 10 | 1.82 | 86 |  | 211497155
KINGHOME | KM30H5O | KINGHOME | *** | *** | *** | 28400 | 30000 | 21 | 12.5 | 10 | 1.84 | 91 |  | 211497154
KINGHOME | KM24H5O | KINGHOME | *** | *** | *** | 23200 | 24000 | 21 | 12.5 | 10 | 2.1 | 98 |  | 211497153
KINGHOME | KM18H5O | KINGHOME | *** | *** | *** | 17000 | 18000 | 21 | 12 | 10 | 2.22 | 82 |  | 211497152
WABBAN | BBM36HX4O | WABBAN | *** | *** | *** | 34000 | 36000 | 21 | 12 | 10 | 1.82 | 86 |  | 211174354
WABBAN | BBM30HX4O | WABBAN | *** | *** | *** | 28400 | 30000 | 21 | 12.5 | 10 | 1.84 | 91 |  | 211174353
WABBAN | BBM24HX4O | WABBAN | *** | *** | *** | 23200 | 24000 | 21 | 12.5 | 10 | 2.1 | 98 |  | 211174352
WABBAN | BBM18HX4O | WABBAN | *** | *** | *** | 17000 | 18000 | 21 | 12 | 10 | 2.22 | 82 |  | 211174351
BOREAL | MBRS36HPJ1OE | BOREAL | *** | *** | *** | 34000 | 36000 | 21 | 12 | 10 | 1.82 | 86 |  | 211174349
BOREAL | MBRS30HPJ1OE | BOREAL | *** | *** | *** | 28400 | 30000 | 21 | 12.5 | 10 | 1.84 | 91 |  | 211174348
BOREAL | MBRS24HPJ1OE | BOREAL | *** | *** | *** | 23200 | 24000 | 21 | 12.5 | 10 | 2.1 | 98 |  | 211174347
BOREAL | MBRS18HPJ1OE | BOREAL | *** | *** | *** | 17000 | 18000 | 21 | 12 | 10 | 2.22 | 82 |  | 211174346
TOSOT | TM36HX4O | TOSOT | *** | *** | *** | 34000 | 36000 | 21 | 12 | 10 | 1.82 | 86 |  | 211164242
TOSOT | TM30HX4O | TOSOT | *** | *** | *** | 28400 | 30000 | 21 | 12.5 | 10 | 1.84 | 91 |  | 211164241
TOSOT | TM24HX4O | TOSOT | *** | *** | *** | 23200 | 24000 | 21 | 12.5 | 10 | 2.1 | 98 |  | 211164240
TOSOT | TM18HX4O | TOSOT | *** | *** | *** | 17000 | 18000 | 21 | 12 | 10 | 2.22 | 82 |  | 211164239
AC PRO.COM | AWHD(36)ND3MO | AC PRO.COM | *** | *** | *** | 34000 | 36000 | 21 | 12 | 10 | 1.82 | 86 |  | 210838022
AC PRO.COM | AWHD(30)ND3MO | AC PRO.COM | *** | *** | *** | 28400 | 30000 | 21 | 12.5 | 10 | 1.84 | 91 |  | 210838019
AC PRO.COM | AWHD(24)ND3MO | AC PRO.COM | *** | *** | *** | 23200 | 24000 | 21 | 12.5 | 10 | 2.1 | 98 |  | 210838016
AC PRO.COM | AWHD(18)ND3MO | AC PRO.COM | *** | *** | *** | 17000 | 18000 | 21 | 12 | 10 | 2.22 | 82 |  | 210838013
LENNOX | LIZ018HO-210P432 | LENNOX | *** | *** | *** | 18000 | 19000 | 21 | 12.5 | 9 |  | 67 |  | 10569044
ACD | MPD36KCH21SB-O | ACD | *** | *** | *** | 34000 | 36000 | 21 | 12 | 10 | 1.82 | 86 |  | 210534130
SEA BREEZE | SMZ18H422ZOGB | SEA BREEZE | *** | *** | *** | 18000 | 19000 | 21 | 12.5 | 9 |  | 67 |  | 10435321
BLUERIDGE | BMKH24MC | BLUERIDGE | *** | *** | *** | 23200 | 24000 | 21 | 12.5 | 10 | 2.1 | 98 |  | 210534146
BLUERIDGE | BMKH30MC | BLUERIDGE | *** | *** | *** | 28400 | 30000 | 21 | 12.5 | 10 | 1.84 | 91 |  | 210534147
BLUERIDGE | BMKH18MC | BLUERIDGE | *** | *** | *** | 17000 | 18000 | 21 | 12 | 10 | 2.22 | 82 |  | 210534145
SEA BREEZE | SMZ18H421ZOGB | SEA BREEZE | *** | *** | *** | 18000 | 19000 | 21 | 12.5 | 9 |  | 67 |  | 10349243
AIR-CON | AMTCM4H4R18 | AIR-CON | *** | *** | *** | 18000 | 19000 | 21 | 12.5 | 9 |  | 67 |  | 10149864
BLUERIDGE | BMKH18M-NDG3 | BLUERIDGE | *** | *** | *** | 18000 | 19000 | 21 | 12.5 | 9 |  | 67 |  | 10087084
KERR | A-KFH18DB-1 | KERR | *** | *** | *** | 18000 | 19000 | 21 | 12.5 | 9 |  | 67 |  | 9959456
GREE | MULTI18HP230V1CO | GREE | *** | *** | *** | 18000 | 19000 | 21 | 12.5 | 9 |  | 67 |  | 9958975
GREE | GWHD(18)ND3GO | GREE | *** | *** | *** | 18000 | 19000 | 21 | 12.5 | 9 |  | 67 |  | 9084224
COMFORT-AIRE | A-VFH24TC-1 | COMFORT-AIRE | *** | *** | *** | 23200 | 24000 | 21 | 12.5 | 10 | 2.1 | 98 |  | 212524533
COMFORT-AIRE | A-VFH18DC-1 | COMFORT-AIRE | *** | *** | *** | 17000 | 18000 | 21 | 12 | 10 | 2.22 | 82 |  | 212508372
ACD | MPD30KCH21SB-O | ACD | *** | *** | *** | 28400 | 30000 | 21 | 12.5 | 10 | 1.84 | 91 |  | 210534129
ACD | MPD24KCH21SB-O | ACD | *** | *** | *** | 23200 | 24000 | 21 | 12.5 | 10 | 2.1 | 98 |  | 210534128
ACD | MPD18KCH21SB-O | ACD | *** | *** | *** | 17000 | 18000 | 21 | 12 | 10 | 2.22 | 82 |  | 210534127
RUNTRU | M4THM1936A14N** | RUNTRU | *** | *** | *** | 34000 | 36000 | 19 | 12 | 10 | 1.82 | 86 |  | 210488277
RUNTRU | M4THM1930A14N** | RUNTRU | *** | *** | *** | 28400 | 30000 | 19 | 12.5 | 10 | 1.84 | 91 |  | 210488276
RUNTRU | M4THM1924A13N** | RUNTRU | *** | *** | *** | 23200 | 24000 | 19 | 12.5 | 10 | 2.1 | 98 |  | 210488275
RUNTRU | M4THM1918A12N** | RUNTRU | *** | *** | *** | 17000 | 18000 | 19 | 12 | 10 | 2.22 | 82 |  | 210488274
Ameristar | M4THM1936A14N** | Ameristar | *** | *** | *** | 34000 | 36000 | 19 | 12 | 10 | 1.82 | 86 |  | 210488262
Ameristar | M4THM1930A14N** | Ameristar | *** | *** | *** | 28400 | 30000 | 19 | 12.5 | 10 | 1.84 | 91 |  | 210488261
Ameristar | M4THM1924A13N** | Ameristar | *** | *** | *** | 23200 | 24000 | 19 | 12.5 | 10 | 2.1 | 98 |  | 210488260
Ameristar | M4THM1918A12N** | Ameristar | *** | *** | *** | 17000 | 18000 | 19 | 12 | 10 | 2.22 | 82 |  | 210488259
GREE | GWHD(36)ND3NO | GREE | *** | *** | *** | 34000 | 36000 | 19 | 12 | 10 | 1.82 | 86 |  | 210485365
GREE | GWHD(30)ND3NO | GREE | *** | *** | *** | 28400 | 30000 | 19 | 12.5 | 10 | 1.84 | 91 |  | 210485364
GREE | GWHD(24)ND3NO | GREE | *** | *** | *** | 23200 | 24000 | 19 | 12.5 | 10 | 2.1 | 98 |  | 210485363
GREE | GWHD(18)ND3NO | GREE | *** | *** | *** | 17000 | 18000 | 19 | 12 | 10 | 2.22 | 82 |  | 210485362
AMERICAN STANDARD | 4TXM2136A14N0** | AMERICAN STANDARD | *** | *** | *** | 34000 | 36000 | 21 | 12 | 10 | 1.82 | 86 |  | 210435423
AMERICAN STANDARD | 4TXM2130A14N0** | AMERICAN STANDARD | *** | *** | *** | 28400 | 30000 | 21 | 12.5 | 10 | 1.84 | 91 |  | 210435422
AMERICAN STANDARD | 4TXM2124A13N0** | AMERICAN STANDARD | *** | *** | *** | 23200 | 24000 | 21 | 12.5 | 10 | 2.1 | 98 |  | 210435421
AMERICAN STANDARD | 4TXM2118A12N0** | AMERICAN STANDARD | *** | *** | *** | 17000 | 18000 | 21 | 12 | 10 | 2.22 | 82 |  | 210435420
TRANE | 4TXM2136A14N0** | TRANE | *** | *** | *** | 34000 | 36000 | 21 | 12 | 10 | 1.82 | 86 |  | 210435408
TRANE | 4TXM2130A14N0** | TRANE | *** | *** | *** | 28400 | 30000 | 21 | 12.5 | 10 | 1.84 | 91 |  | 210435407
TRANE | 4TXM2124A13N0** | TRANE | *** | *** | *** | 23200 | 24000 | 21 | 12.5 | 10 | 2.1 | 98 |  | 210435406
TRANE | 4TXM2118A12N0** | TRANE | *** | *** | *** | 17000 | 18000 | 21 | 12 | 10 | 2.22 | 82 |  | 210435405
GREE | MULTI36HP230V1EO | GREE | *** | *** | *** | 34000 | 36000 | 21 | 12 | 10 | 1.82 | 86 |  | 210278979
GREE | MULTI30HP230V1EO | GREE | *** | *** | *** | 28400 | 30000 | 21 | 12.5 | 10 | 1.84 | 91 |  | 210278977
GREE | MULTI24HP230V1EO | GREE | *** | *** | *** | 23200 | 24000 | 21 | 12.5 | 10 | 2.1 | 98 |  | 210278975
GREE | MULTI18HP230V1EO | GREE | *** | *** | *** | 17000 | 18000 | 21 | 12 | 10 | 2.22 | 82 |  | 210278973
AIRTEMP | GXH30(8.8)FMK4DH-1 | AIRTEMP | *** | *** | *** | 28400 | 30000 | 21 | 12.5 | 10 | 1.84 | 91 |  | 210276807
AIRTEMP | GXH24(7.0)FMK4DH-1 | AIRTEMP | *** | *** | *** | 23200 | 24000 | 21 | 12.5 | 10 | 2.1 | 98 |  | 210276806
AIRTEMP | GXH18(5.3)FMK4DH-1 | AIRTEMP | *** | *** | *** | 17000 | 18000 | 21 | 12 | 10 | 2.22 | 82 |  | 210276805
AIRTEMP | GXH36(10.6)FMK4DH-1 | AIRTEMP | *** | *** | *** | 34000 | 36000 | 21 | 12 | 10 | 1.82 | 86 |  | 210276803
GIBSON | GXH30(8.8)FMK4DH-1 | GIBSON | *** | *** | *** | 28400 | 30000 | 21 | 12.5 | 10 | 1.84 | 91 |  | 210276802
GIBSON | GXH24(7.0)FMK4DH-1 | GIBSON | *** | *** | *** | 23200 | 24000 | 21 | 12.5 | 10 | 2.1 | 98 |  | 210276801
GIBSON | GXH18(5.3)FMK4DH-1 | GIBSON | *** | *** | *** | 17000 | 18000 | 21 | 12 | 10 | 2.22 | 82 |  | 210276800
GIBSON | GXH36(10.6)FMK4DH-1 | GIBSON | *** | *** | *** | 34000 | 36000 | 21 | 12 | 10 | 1.82 | 86 |  | 210276798
LENNOX | LIZ036HO-210P432-1 | LENNOX | *** | *** | *** | 34000 | 36000 | 21 | 12 | 10 | 1.82 | 86 |  | 209179150
LENNOX | LIZ030HO-210P432-1 | LENNOX | *** | *** | *** | 28400 | 30000 | 21 | 12.5 | 10 | 1.84 | 91 |  | 209179147
LENNOX | LIZ024HO-210P432-1 | LENNOX | *** | *** | *** | 23200 | 24000 | 21 | 12.5 | 10 | 2.1 | 98 |  | 209179144
LENNOX | LIZ018HO-210P432-1 | LENNOX | *** | *** | *** | 17000 | 18000 | 21 | 12 | 10 | 2.22 | 82 |  | 209179141
GREE | GWHD(30)ND3MO | GREE | *** | *** | *** | 28400 | 30000 | 21 | 12.5 | 10 | 1.84 | 91 |  | 208786091
GREE | GWHD(24)ND3MO | GREE | *** | *** | *** | 23200 | 24000 | 21 | 12.5 | 10 | 2.1 | 98 |  | 208786090
GREE | GWHD(18)ND3MO | GREE | *** | *** | *** | 17000 | 18000 | 21 | 12 | 10 | 2.22 | 82 |  | 208786089
GREE | GWHD(36)ND3MO | GREE | *** | *** | *** | 34000 | 36000 | 21 | 12 | 10 | 1.82 | 86 |  | 208786087
GENERALLUX | TUM-GL-36HA2/04-ES | GENERALLUX | *** | *** | *** | 33000 | 35600 | 21.5 | 12 | 9 | 1.8 | 60 |  | 209457668
GENERALLUX | TUM-GL-18HA2/02-ES | GENERALLUX | *** | *** | *** | 17000 | 19600 | 22 | 12 | 9 | 1.8 | 62 |  | 209457667
GENERALLUX | TUM-GL-27HA2/03-ES | GENERALLUX | *** | *** | *** | 24000 | 26000 | 22 | 12 | 9 | 1.8 | 70 |  | 209457666
TCL | TUM-36HA2/I2I21-21ES | TCL | *** | *** | *** | 33000 | 35600 | 21.5 | 12 | 9 | 1.8 | 60 |  | 209424845
TCL | TUM-27HA2/I2I21-21ES | TCL | *** | *** | *** | 24000 | 26000 | 22 | 12 | 9 | 1.8 | 70 |  | 209424844
TCL | TUM-18HA2/I2I22-21ES | TCL | *** | *** | *** | 17000 | 19600 | 22 | 12 | 9 | 1.8 | 62 |  | 209424843
ForestAir | FA-H36-D21TL/O4-ES | ForestAir | *** | *** | *** | 33000 | 35600 | 21.5 | 12 | 9 | 1.8 | 60 |  | 207804203
ForestAir | FA-H24-D21TL/O3-ES | ForestAir | *** | *** | *** | 24000 | 26000 | 22 | 12 | 9 | 1.8 | 70 |  | 207804202
ForestAir | FA-H16-D21TL/O2-ES | ForestAir | *** | *** | *** | 17000 | 19600 | 22 | 12 | 9 | 1.8 | 62 |  | 207804201
Pioneer | YN040GLFI22M4D | Pioneer | *** | *** | *** | 33000 | 35600 | 21.5 | 12 | 9 | 1.8 | 60 |  | 207698169
Pioneer | YN030GLFI22M3D | Pioneer | *** | *** | *** | 24000 | 26000 | 22 | 12 | 9 | 1.8 | 70 |  | 207698163
Pioneer | YN020GLFI22M2D | Pioneer | *** | *** | *** | 17000 | 19600 | 22 | 12 | 9 | 1.8 | 62 |  | 207698162
FUJIECO | FES-36H2TK-M4O | FUJIECO | *** | *** | *** | 33000 | 35600 | 21.5 | 12 | 9 | 1.8 | 60 |  | 211306461
FUJIECO | FES-27H2TK-M3O | FUJIECO | *** | *** | *** | 24000 | 26000 | 22 | 12 | 9 | 1.8 | 70 |  | 211306460
FUJIECO | FES-18H2TK-M2O | FUJIECO | *** | *** | *** | 17000 | 19600 | 22 | 12 | 9 | 1.8 | 62 |  | 211306459
GE Appliances | ASH324JCDD** | GE Appliances | *** | *** | *** | 22600 | 25000 | 22 | 12.8 | 10 | 1.8 | 64 |  | 207698999
HAIER | 3U24MS2HD** | HAIER | *** | *** | *** | 22600 | 25000 | 22 | 12.8 | 10 | 1.8 | 64 |  | 207698998
GE Appliances | ASH218JCDD** | GE Appliances | *** | *** | *** | 18000 | 21000 | 21 | 12.7 | 10 | 1.58 | 52 |  | 207698997
HAIER | 2U18MS2HD** | HAIER | *** | *** | *** | 18000 | 21000 | 21 | 12.7 | 10 | 1.58 | 52 |  | 207698996
GE Appliances | ASH324NCDD** | GE Appliances | *** | *** | *** | 22000 | 26000 | 19.5 | 12 | 10.2 | 1.9 | 65 |  | 210154192
GE Appliances | ASH220NCDD** | GE Appliances | *** | *** | *** | 18000 | 22000 | 18 | 12 | 10.2 | 2 | 64 |  | 210154187
HAIER | 3U24EH2HD** | HAIER | *** | *** | *** | 22000 | 26000 | 19.5 | 12 | 10.2 | 1.9 | 65 |  | 210082198
HAIER | 2U20EH2HD** | HAIER | *** | *** | *** | 18000 | 22000 | 18 | 12 | 10.2 | 2 | 64 |  | 210082195
ICE AIR | VFO-36BQAH | ICE AIR | *** | *** | *** | 36000 | 42000 | 19.5 | 14.2 | 10.4 |  | 62 |  | 205072395
ICE AIR | VFO-48BQAH | ICE AIR | *** | *** | *** | 48000 | 54000 | 18.5 | 12.6 | 10 |  | 59 |  | 205072396
Cooper & Hunter | CHV6-36URBM | Cooper & Hunter | *** | *** | *** | 36000 | 42000 | 19.5 | 14.2 | 10.4 |  | 62 |  | 208119921
Cooper & Hunter | CHV6-48URBM | Cooper & Hunter | *** | *** | *** | 48000 | 54000 | 18.5 | 12.6 | 10 |  | 59 |  | 208119922
Hitachi | RAM-S24U3HLAE | Hitachi | *** | *** | *** | 24000 | 28000 | 20 | 12.5 | 9 | 2.2 | 57 |  | 206186278
Hitachi | RAM-S42U5HLAE | Hitachi | *** | *** | *** | 42000 | 48000 | 23 | 12.5 | 9 | 2.17 | 67 |  | 206186277
Hitachi | RAM-S36U4HLAE | Hitachi | *** | *** | *** | 36000 | 40000 | 19 | 12.5 | 9.7 | 2.06 | 63 |  | 206186276
MAX-R | MAX-R24K35MZGR | MAX-R | *** | *** | *** | 22000 | 26000 | 20 | 12 | 10 | 1.8 | 69 |  | 207338196
MAX-R | MAX-R18K35MZGR | MAX-R | *** | *** | *** | 18000 | 21000 | 20 | 12 | 10 | 1.81 | 81 |  | 207338195
MAX-R | MAX-R18K30MZGR | MAX-R | *** | *** | *** | 18000 | 19000 | 21 | 12.5 | 9 |  | 67 |  | 207338192
GREE | GWHD(18)ND3PO | GREE | *** | *** | *** | 18000 | 19000 | 21 | 12 | 10 | 2.2 | 74 |  | 211752944
COMFORMATIC | GFMCX24-H2 | COMFORMATIC | *** | *** | *** | 23200 | 24000 | 21 | 12.5 | 10 | 2.1 | 98 |  | 212925602
COMFORMATIC | GFMCX18-H2 | COMFORMATIC | *** | *** | *** | 17000 | 18000 | 21 | 12 | 10 | 2.22 | 82 |  | 212925599
Mitsubishi Electric | MXZ-2C20NA4-** | Mitsubishi Electric | *** | *** | *** | 18000 | 22000 | 20 | 12.7 | 9.7 | 2.36 | 61 |  | 212927578
Trane / Mitsubishi Electric | NTXMMX20A122C** | Trane / Mitsubishi Electric | *** | *** | *** | 18000 | 22000 | 20 | 12.7 | 9.7 | 2.36 | 61 |  | 212925488
Mitsubishi Electric | MXZ-SM48NAMHZ*** | Mitsubishi Electric | *** | *** | *** | 48000 | 54000 | 23 | 13.1 | 11.5 | 2.23 | 72 |  | 213248840
Mitsubishi Electric | MXZ-SM42NAMHZ*** | Mitsubishi Electric | *** | *** | *** | 42000 | 48000 | 21.5 | 13.4 | 11.1 | 2.26 | 67 |  | 213248833
GREE | GMV-V36WL/C-T(U) | GREE | *** | *** | *** | 36000 | 36000 | 23 | 13 | 9 | 2.4 | 61 |  | 211698448
Trane / Mitsubishi Electric | NTXMSH42A152A** | Trane / Mitsubishi Electric | *** | *** | *** | 42000 | 48000 | 21.5 | 13.4 | 11.1 | 2.26 | 67 |  | 213248949
Trane / Mitsubishi Electric | NTXMSH48A182A** | Trane / Mitsubishi Electric | *** | *** | *** | 48000 | 54000 | 23 | 13.1 | 11.5 | 2.23 | 72 |  | 213248956
MIDEA | MDV-H36DVN1-(D)*** | MIDEA | *** | *** | *** | 36000 | 40000 | 19.2 | 12.1 | 9.2 | 1.8 | 70 |  | 213087994
CARRIER | 38VMB036HDS3-1* | CARRIER | *** | *** | *** | 36000 | 40000 | 19.2 | 12.1 | 9.2 | 1.8 | 70 |  | 213160418
BRYANT | 38VMB036HDS3-1* | BRYANT | *** | *** | *** | 36000 | 40000 | 19.2 | 12.1 | 9.2 | 1.8 | 70 |  | 213160421
ICP COMMERCIAL | 38VMB036HDS3-1* | ICP COMMERCIAL | *** | *** | *** | 36000 | 40000 | 19.2 | 12.1 | 9.2 | 1.8 | 70 |  | 213160424
Mitsubishi Electric | MXZ-2C20NA4*** | Mitsubishi Electric | *** | *** | *** | 18000 | 22000 | 20 | 12.7 | 9.9 |  | 61 |  | 209424920
Trane / Mitsubishi Electric | NTXMMX20A122C* | Trane / Mitsubishi Electric | *** | *** | *** | 18000 | 22000 | 20 | 12.7 | 9.9 |  | 61 |  | 209424923
American Standard / Mitsubishi Electric | NTXMMX20A122C* | American Standard / Mitsubishi Electric | *** | *** | *** | 18000 | 22000 | 20 | 12.7 | 9.9 |  | 61 |  | 209424925
SHARP | AE-X2M20TU | SHARP | *** | *** | *** | 19000 | 22000 | 20 | 12.5 | 10 | 2.34 | 64 |  | 8740800
KANIONco | KWSMO-18IR410AHSP | KANIONco | *** | *** | *** | 17000 | 19600 | 22 | 12 | 9 | 1.8 | 62 |  | 213298359
KANIONco | KWSMO-36IR410AHSP | KANIONco | *** | *** | *** | 33000 | 35600 | 21.5 | 12 | 9 | 1.8 | 60 |  | 213298360
KANIONco | KWSMO-27IR410AHSP | KANIONco | *** | *** | *** | 24000 | 26000 | 22 | 12 | 9 | 1.8 | 70 |  | 213298361
AMERICAN STANDARD | 4TXM2324A13NU** | AMERICAN STANDARD | *** | *** | *** | 22000 | 26000 | 20 | 12 | 10 | 1.8 | 69 |  | 204340537
ACD | MUD24KCH23S-O | ACD | *** | *** | *** | 22000 | 26000 | 20 | 12 | 10 | 1.8 | 69 |  | 206428585
CHAMPION | DHS24CMB22S | CHAMPION | *** | *** | *** | 22000 | 26000 | 20 | 12 | 10 | 1.8 | 69 |  | 207616574
BLUERIDGE | BMKH24M23UH | BLUERIDGE | *** | *** | *** | 22000 | 26000 | 20 | 12 | 10 | 1.8 | 69 |  | 206221554
TRANE | 4TXM2324A13NU** | TRANE | *** | *** | *** | 22000 | 26000 | 20 | 12 | 10 | 1.8 | 69 |  | 204340536
ACIQ | SC-27Z-HH-M3 | ACIQ | *** | *** | *** | 22000 | 26000 | 20 | 12 | 10 | 1.8 | 69 |  | 208674921
SMARTFLEX | DHS24CMB22S | SMARTFLEX | *** | *** | *** | 22000 | 26000 | 20 | 12 | 10 | 1.8 | 69 |  | 207616614
1HVAC | SC-27Z-HH-M3 | 1HVAC | *** | *** | *** | 22000 | 26000 | 20 | 12 | 10 | 1.8 | 69 |  | 208674909
Luxaire | DHS24CMB22S | Luxaire | *** | *** | *** | 22000 | 26000 | 20 | 12 | 10 | 1.8 | 69 |  | 207616554
York | DHS24CMB22S | York | *** | *** | *** | 22000 | 26000 | 20 | 12 | 10 | 1.8 | 69 |  | 207616534
GREE | GWHD(24)ND3JO | GREE | *** | *** | *** | 22000 | 26000 | 20 | 12 | 10 | 1.8 | 69 |  | 202557961
GREE | MULTI18HP230V1CO | GREE | *** | *** | *** | 18000 | 19000 | 21 | 12.5 | 9 | 2.01 | 67 |  | 9958975
GREE | GWHD(18)ND3GO | GREE | *** | *** | *** | 18000 | 19000 | 21 | 12.5 | 9 | 2.01 | 67 |  | 9084224
AC PRO.COM | AWHD(18)ND3GO | AC PRO.COM | *** | *** | *** | 18000 | 19000 | 21 | 12.5 | 9 | 2.01 | 67 |  | 10569045
SEA BREEZE | SMZ18H421ZOGB | SEA BREEZE | *** | *** | *** | 18000 | 19000 | 21 | 12.5 | 9 | 2.01 | 67 |  | 10349243
WABBAN | BBM18H4O | WABBAN | *** | *** | *** | 18000 | 19000 | 21 | 12.5 | 9 | 2.01 | 67 |  | 201903176
LBG Products | LMH18DTO | LBG Products | *** | *** | *** | 18000 | 19000 | 21 | 12.5 | 9 | 2.01 | 67 |  | 206726739
Comfor Matic | GFMCB18-H2 | Comfor Matic | *** | *** | *** | 18000 | 19000 | 21 | 12.5 | 9 | 2.01 | 67 |  | 208128250
MAMMOTH | GXH18(5.3)FMK4DH1 | MAMMOTH | *** | *** | *** | 18000 | 19000 | 21 | 12.5 | 9 | 2.01 | 67 |  | 206579767
NORTEK | GXH18(5.3)FMK4DH1 | NORTEK | *** | *** | *** | 18000 | 19000 | 21 | 12.5 | 9 | 2.01 | 67 |  | 206579752
CENTURY | A-VFH18DB-1 | CENTURY | *** | *** | *** | 18000 | 19000 | 21 | 12.5 | 9 | 2.01 | 67 |  | 200059084
BOREAL | MBRS18HPJ1OA | BOREAL | *** | *** | *** | 18000 | 19000 | 21 | 12.5 | 9 | 2.01 | 67 |  | 205818828
FOREST AIR | FGH-18ES/MZ | FOREST AIR | *** | *** | *** | 18000 | 19000 | 21 | 12.5 | 9 | 2.01 | 67 |  | 206720378
BLUERIDGE | BMKH18M-NDG3 | BLUERIDGE | *** | *** | *** | 18000 | 19000 | 21 | 12.5 | 9 | 2.01 | 67 |  | 10087084
MAX-R | MAX-R18K30MZGR | MAX-R | *** | *** | *** | 18000 | 19000 | 21 | 12.5 | 9 | 2.01 | 67 |  | 207338192
SEA BREEZE | SMZ18H422ZOGB | SEA BREEZE | *** | *** | *** | 18000 | 19000 | 21 | 12.5 | 9 | 2.01 | 67 |  | 10435321
AIR-CON | AMTCM4H4R18 | AIR-CON | *** | *** | *** | 18000 | 19000 | 21 | 12.5 | 9 | 2.01 | 67 |  | 10149864
YMGI | WMMS-30CH-V2B(59)4 | YMGI | *** | *** | *** | 18000 | 19000 | 21 | 12.5 | 9 | 2.01 | 67 |  | 202265559
REZNOR | GXH18(5.3)FMK4DH1 | REZNOR | *** | *** | *** | 18000 | 19000 | 21 | 12.5 | 9 | 2.01 | 67 |  | 206579782
INNOVAIR | VOM0522H7RE602 | INNOVAIR | *** | *** | *** | 18000 | 19000 | 21 | 12.5 | 9 | 2.01 | 67 |  | 202053797
LENNOX | LIZ018HO-210P432 | LENNOX | *** | *** | *** | 18000 | 19000 | 21 | 12.5 | 9 | 2.01 | 67 |  | 10569044
AIR MAX | GFMCB18-H2 | AIR MAX | *** | *** | *** | 18000 | 19000 | 21 | 12.5 | 9 | 2.01 | 67 |  | 204517339
ACD | MPD18KCH22S-O | ACD | *** | *** | *** | 18000 | 19000 | 21 | 12.5 | 9 | 2.01 | 67 |  | 202110494
KERR | A-KFH18DB-1 | KERR | *** | *** | *** | 18000 | 19000 | 21 | 12.5 | 9 | 2.01 | 67 |  | 9959456
COMFORT-AIRE | A-VFH18DB-1 | COMFORT-AIRE | *** | *** | *** | 18000 | 19000 | 21 | 12.5 | 9 | 2.01 | 67 |  | 200059083
Coleman | DHS24CMB22S | Coleman | *** | *** | *** | 22000 | 26000 | 20 | 12 | 10 | 1.8 | 69 |  | 207616594
Stealth Comfort | SC-27Z-HH-M3 | Stealth Comfort | *** | *** | *** | 22000 | 26000 | 20 | 12 | 10 | 1.8 | 69 |  | 208674945
DIYCOOL | SC-27Z-HH-M3 | DIYCOOL | *** | *** | *** | 22000 | 26000 | 20 | 12 | 10 | 1.8 | 69 |  | 208674933
MAX-R | MAX-R24K35MZGR | MAX-R | *** | *** | *** | 22000 | 26000 | 20 | 12 | 10 | 1.8 | 69 |  | 207338196
LBG Products | LMUH24DWO | LBG Products | *** | *** | *** | 22000 | 26000 | 20 | 12 | 10 | 1.8 | 69 |  | 206726756
GREE | MULTIU18HP230V1DO | GREE | *** | *** | *** | 18000 | 21000 | 20 | 12 | 10 | 1.81 | 81 |  | 203989085
BLUERIDGE | BMKH18M23UH | BLUERIDGE | *** | *** | *** | 18000 | 21000 | 20 | 12 | 10 | 1.81 | 81 |  | 206221553
1HVAC | SC-18Z-HH-M2 | 1HVAC | *** | *** | *** | 18000 | 21000 | 20 | 12 | 10 | 1.81 | 81 |  | 208674906
ACIQ | SC-18Z-HH-M2 | ACIQ | *** | *** | *** | 18000 | 21000 | 20 | 12 | 10 | 1.81 | 81 |  | 208674918
DIYCOOL | SC-18Z-HH-M2 | DIYCOOL | *** | *** | *** | 18000 | 21000 | 20 | 12 | 10 | 1.81 | 81 |  | 208674930
Stealth Comfort | SC-18Z-HH-M2 | Stealth Comfort | *** | *** | *** | 18000 | 21000 | 20 | 12 | 10 | 1.81 | 81 |  | 208674942
GREE | MULTIU24HP230V1DO | GREE | *** | *** | *** | 22000 | 26000 | 20 | 12 | 10 | 1.8 | 69 |  | 203989086
TOSOT | TM18H5O | TOSOT | *** | *** | *** | 18000 | 21000 | 20 | 12 | 10 | 1.81 | 81 |  | 204344218
TOSOT | TM24H5O | TOSOT | *** | *** | *** | 22000 | 26000 | 20 | 12 | 10 | 1.8 | 69 |  | 204344219
KINGHOME | KM18UH5O | KINGHOME | *** | *** | *** | 18000 | 21000 | 20 | 12 | 10 | 1.81 | 81 |  | 204462622
KINGHOME | KM24UH5O | KINGHOME | *** | *** | *** | 22000 | 26000 | 20 | 12 | 10 | 1.8 | 69 |  | 204462623
GREE | GWHD(18)ND3PO | GREE | *** | *** | *** | 18000 | 19000 | 21 | 12 | 10 | 2.2 | 74 |  | 211752944
RUNTRU | M4THM1942A15N** | RUNTRU | *** | *** | *** | 36000 | 40000 | 19 | 12 | 10 | 1.92 | 89 |  | 210488278
Ameristar | M4THM1942A15N** | Ameristar | *** | *** | *** | 36000 | 40000 | 19 | 12 | 10 | 1.92 | 89 |  | 210488263
RUNTRU | M4THM1936A14N** | RUNTRU | *** | *** | *** | 34000 | 36000 | 19 | 12 | 10 | 1.82 | 86 |  | 210488277
GREE | GWHD(42)ND3NO | GREE | *** | *** | *** | 36000 | 40000 | 19 | 12 | 10 | 1.92 | 89 |  | 210485366
Ameristar | M4THM1936A14N** | Ameristar | *** | *** | *** | 34000 | 36000 | 19 | 12 | 10 | 1.82 | 86 |  | 210488262
GREE | GWHD(36)ND3NO | GREE | *** | *** | *** | 34000 | 36000 | 19 | 12 | 10 | 1.82 | 86 |  | 210485365
RUNTRU | M4THM1930A14N** | RUNTRU | *** | *** | *** | 28400 | 30000 | 19 | 12.5 | 10 | 1.84 | 91 |  | 210488276
Ameristar | M4THM1930A14N** | Ameristar | *** | *** | *** | 28400 | 30000 | 19 | 12.5 | 10 | 1.84 | 91 |  | 210488261
GREE | GWHD(30)ND3NO | GREE | *** | *** | *** | 28400 | 30000 | 19 | 12.5 | 10 | 1.84 | 91 |  | 210485364
RUNTRU | M4THM1924A13N** | RUNTRU | *** | *** | *** | 23200 | 24000 | 19 | 12.5 | 10 | 2.1 | 98 |  | 210488275
Ameristar | M4THM1924A13N** | Ameristar | *** | *** | *** | 23200 | 24000 | 19 | 12.5 | 10 | 2.1 | 98 |  | 210488260
GREE | GWHD(24)ND3NO | GREE | *** | *** | *** | 23200 | 24000 | 19 | 12.5 | 10 | 2.1 | 98 |  | 210485363
RUNTRU | M4THM1918A12N** | RUNTRU | *** | *** | *** | 17000 | 18000 | 19 | 12 | 10 | 2.22 | 82 |  | 210488274
Ameristar | M4THM1918A12N** | Ameristar | *** | *** | *** | 17000 | 18000 | 19 | 12 | 10 | 2.22 | 82 |  | 210488259
GREE | GWHD(18)ND3NO | GREE | *** | *** | *** | 17000 | 18000 | 19 | 12 | 10 | 2.22 | 82 |  | 210485362
GREE | GMV-V36WL/C-T(U) | GREE | *** | *** | *** | 36000 | 36000 | 23 | 13 | 9 | 2.4 | 61 |  | 211698448
CHAMPION | DHS18CMB22S | CHAMPION | *** | *** | *** | 18000 | 21000 | 20 | 12 | 10 | 1.81 | 81 |  | 207616572
Luxaire | DHS18CMB22S | Luxaire | *** | *** | *** | 18000 | 21000 | 20 | 12 | 10 | 1.81 | 81 |  | 207616552
TRANE | 4TXM2318A12NU** | TRANE | *** | *** | *** | 18000 | 21000 | 20 | 12 | 10 | 1.81 | 81 |  | 204340534
SMARTFLEX | DHS18CMB22S | SMARTFLEX | *** | *** | *** | 18000 | 21000 | 20 | 12 | 10 | 1.81 | 81 |  | 207616612
LBG Products | LMUH18DWO | LBG Products | *** | *** | *** | 18000 | 21000 | 20 | 12 | 10 | 1.81 | 81 |  | 206726754
York | DHS18CMB22S | York | *** | *** | *** | 18000 | 21000 | 20 | 12 | 10 | 1.81 | 81 |  | 207616532
AMERICAN STANDARD | 4TXM2318A12NU** | AMERICAN STANDARD | *** | *** | *** | 18000 | 21000 | 20 | 12 | 10 | 1.81 | 81 |  | 204340535
Coleman | DHS18CMB22S | Coleman | *** | *** | *** | 18000 | 21000 | 20 | 12 | 10 | 1.81 | 81 |  | 207616592
ACD | MUD18KCH23S-O | ACD | *** | *** | *** | 18000 | 21000 | 20 | 12 | 10 | 1.81 | 81 |  | 206428584
MAX-R | MAX-R18K35MZGR | MAX-R | *** | *** | *** | 18000 | 21000 | 20 | 12 | 10 | 1.81 | 81 |  | 207338195
GREE | GWHD(18)ND3JO | GREE | *** | *** | *** | 18000 | 21000 | 20 | 12 | 10 | 1.81 | 81 |  | 202557960
Mitsubishi Electric | MXZ-SM60NAM | Mitsubishi Electric | *** | *** | *** | 60000 | 66000 | 20 | 13.3 | 10.5 | 2.33 | 63 |  | 207517160
Mitsubishi Electric | MXZ-SM48NAM | Mitsubishi Electric | *** | *** | *** | 48000 | 54000 | 23 | 13.1 | 10.4 | 2.05 | 58 |  | 207517156
Mitsubishi Electric | MXZ-SM36NAMHZ | Mitsubishi Electric | *** | *** | *** | 36000 | 42000 | 23 | 15 | 12 | 2.38 | 78 |  | 207517152
Mitsubishi Electric | MXZ-SM36NAM | Mitsubishi Electric | *** | *** | *** | 36000 | 42000 | 23 | 15 | 11 | 2.24 | 63 |  | 207517150
Mitsubishi Electric | MXZ-SM60NAM*** | Mitsubishi Electric | *** | *** | *** | 60000 | 66000 | 20 | 13.3 | 10.5 | 2.33 | 63 |  | 213248844
Mitsubishi Electric | MXZ-SM48NAM*** | Mitsubishi Electric | *** | *** | *** | 48000 | 54000 | 23 | 13.1 | 10.4 | 2.05 | 58 |  | 213248836
Mitsubishi Electric | MXZ-SM36NAMHZ*** | Mitsubishi Electric | *** | *** | *** | 36000 | 42000 | 23 | 15 | 12 | 2.38 | 78 |  | 213248830
Mitsubishi Electric | MXZ-SM36NAM*** | Mitsubishi Electric | *** | *** | *** | 36000 | 42000 | 23 | 15 | 11 | 2.24 | 63 |  | 213248827
FUJITSU | AOU36RLAVM4 | FUJITSU | *** | *** | *** | 36000 | 42000 | 19.2 | 13.3 | 10 |  | 61 |  | 206347277
FUJITSU | AOU48RLAVM4 | FUJITSU | *** | *** | *** | 48000 | 54000 | 20.4 | 12.5 | 9.6 |  | 61 |  | 206347275
Trane / Mitsubishi Electric | NTXMSM60A182A* | Trane / Mitsubishi Electric | *** | *** | *** | 60000 | 66000 | 20 | 13.3 | 10.5 | 2.33 | 63 |  | 207517169
Trane / Mitsubishi Electric | NTXMSM48A182A* | Trane / Mitsubishi Electric | *** | *** | *** | 48000 | 54000 | 23 | 13.1 | 10.4 | 2.05 | 58 |  | 207518839
Trane / Mitsubishi Electric | NTXMSM36A142A* | Trane / Mitsubishi Electric | *** | *** | *** | 36000 | 42000 | 23 | 15 | 11 | 2.24 | 63 |  | 207517162
Trane / Mitsubishi Electric | NTXMSH36A142A* | Trane / Mitsubishi Electric | *** | *** | *** | 36000 | 42000 | 23 | 15 | 12 | 2.38 | 78 |  | 207517163
Trane / Mitsubishi Electric | NTXMSM60A182A** | Trane / Mitsubishi Electric | *** | *** | *** | 60000 | 66000 | 20 | 13.3 | 10.5 | 2.33 | 63 |  | 213248960
Trane / Mitsubishi Electric | NTXMSM48A182A** | Trane / Mitsubishi Electric | *** | *** | *** | 48000 | 54000 | 23 | 13.1 | 10.4 | 2.05 | 58 |  | 213248952
Trane / Mitsubishi Electric | NTXMSH36A142A** | Trane / Mitsubishi Electric | *** | *** | *** | 36000 | 42000 | 23 | 15 | 12 | 2.38 | 78 |  | 213248946
Trane / Mitsubishi Electric | NTXMSM36A142A** | Trane / Mitsubishi Electric | *** | *** | *** | 36000 | 42000 | 23 | 15 | 11 | 2.24 | 63 |  | 213248943
TOSHIBA CARRIER | MCY-MAP0367HS-UL | TOSHIBA CARRIER | *** | *** | *** | 36000 | 40000 | 22.8 | 14.3 | 10 |  | 74 |  | 10051633
TOSHIBA CARRIER | MCY-MAP0607HS-UL* | TOSHIBA CARRIER | *** | *** | *** | 60000 | 66000 | 23.1 | 12.3 | 10.6 | 2.4 | 70 |  | 213350252
TOSHIBA CARRIER | MCY-MAP0487HS-UL* | TOSHIBA CARRIER | *** | *** | *** | 48000 | 54000 | 22.6 | 13.2 | 10.3 |  | 59 |  | 213350250
TOSHIBA CARRIER | MCY-MAP0367HS-UL* | TOSHIBA CARRIER | *** | *** | *** | 36000 | 40000 | 22.8 | 14.3 | 10 |  | 93 |  | 213350249
SAMSUNG | AJ020CXS3CH | SAMSUNG | *** | *** | *** | 21000 | 22000 | 23 | 15 | 10.5 | 1.95 | 61 |  | 213353367
SAMSUNG | AJ024CXS4CH | SAMSUNG | *** | *** | *** | 25000 | 25000 | 23 | 14.55 | 10.4 | 1.85 | 61 |  | 213353368
SAMSUNG | AJ030CXS4CH | SAMSUNG | *** | *** | *** | 28400 | 28600 | 22.5 | 13.5 | 10.4 | 1.81 | 61 |  | 213353369
SAMSUNG | AJ036CXS4CH | SAMSUNG | *** | *** | *** | 34000 | 36600 | 21.5 | 12.5 | 9.5 | 2.04 | 63 |  | 213353370
American Standard / Mitsubishi Electric | NTXMPH24A132C* | American Standard / Mitsubishi Electric | *** | *** | *** | 22000 | 25000 | 19 | 13.5 | 10 | 1.81 | 58 |  | 209424912
Trane / Mitsubishi Electric | NTXMPH24A132C* | Trane / Mitsubishi Electric | *** | *** | *** | 22000 | 25000 | 19 | 13.5 | 10 | 1.81 | 58 |  | 209424910
SAMSUNG | AJ030BXS4CH | SAMSUNG | *** | *** | *** | 28400 | 28600 | 20 | 12.5 | 9 | 1.8 | 61 |  | 207349919
SAMSUNG | AJ024BXS4CH | SAMSUNG | *** | *** | *** | 25000 | 25000 | 20 | 13 | 9 | 1.83 | 58 |  | 207349918
SAMSUNG | AJ020BXS3CH | SAMSUNG | *** | *** | *** | 21000 | 22000 | 19 | 13.5 | 9 | 1.95 | 60 |  | 207349917
SAMSUNG | AJ036BXJ4CH | SAMSUNG | *** | *** | *** | 32000 | 36000 | 21 | 12.5 | 9 |  | 58 |  | 207349916
TOSHIBA CARRIER | MCY-MAP0607HS-UL | TOSHIBA CARRIER | *** | *** | *** | 60000 | 66000 | 23.1 | 12.3 | 10.6 |  | 71 |  | 10053546
American Standard / Mitsubishi Electric | NTXMMX20A122C** | American Standard / Mitsubishi Electric | *** | *** | *** | 18000 | 22000 | 20 | 12.7 | 9.7 | 2.36 | 61 |  | 213499807
SAMSUNG | AM036NXMDCR | SAMSUNG | *** | *** | *** | 38000 | 42000 | 22 | 12.5 | 10 | 2.1 | 60 |  | 202098116
SAMSUNG | AM036TXMDCH | SAMSUNG | *** | *** | *** | 38000 | 42000 | 22 | 12.5 | 10 | 2.1 | 60 |  | 205142809
Orient Care | OUM27M410AGR30 | Orient Care | *** | *** | *** | 27000 | 28000 | 23.5 | 12.2 | 9.2 | 2 | 71 |  | 212920510
COMFORT-AIRE | A-VMH28TU-1 | COMFORT-AIRE | *** | *** | *** | 28000 | 28000 | 22 | 12.5 | 9 | 1.9 | 64 |  | 201810035
COMFORT-AIRE | A-VMH36QU-1 | COMFORT-AIRE | *** | *** | *** | 36000 | 36000 | 21.5 | 13.5 | 9.5 | 1.9 | 47 |  | 201810036
MDV | M3OH-27HFN1-M | MDV | *** | *** | *** | 28000 | 28000 | 22 | 12.5 | 9 | 1.9 | 64 |  | 201810023
COMFORT-AIRE | A-VMH18DU-1 | COMFORT-AIRE | *** | *** | *** | 19000 | 20000 | 21.5 | 12.5 | 9 | 1.9 | 63 |  | 201810034
LENNOX | MLA036S4M-1P | LENNOX | *** | *** | *** | 36000 | 36000 | 21.5 | 13.5 | 9.5 | 1.9 | 47 |  | 201771989
LENNOX | MLA018S4M-1P | LENNOX | *** | *** | *** | 19000 | 20000 | 21.5 | 12.5 | 9 | 1.9 | 63 |  | 201771987
LENNOX | MPB030S4M-1P | LENNOX | *** | *** | *** | 28000 | 28000 | 23 | 12.5 | 9.2 |  | 61 |  | 201771984
LENNOX | MPB018S4M-1P | LENNOX | *** | *** | *** | 18000 | 18000 | 22.4 | 12 | 9.1 |  | 66 |  | 201771983
COMFORTSTAR | CM3-27-3Z | COMFORTSTAR | *** | *** | *** | 28000 | 28000 | 23 | 12.5 | 9.2 |  | 61 |  | 201763958
COMFORTSTAR | CM2-18-2Z | COMFORTSTAR | *** | *** | *** | 18000 | 18000 | 22.4 | 12 | 9.1 |  | 66 |  | 201763956
CONCORD | 4DHP1S30M-1P | CONCORD | *** | *** | *** | 28000 | 28000 | 23 | 12.5 | 9.2 |  | 61 |  | 200059225
DUCANE | 4DHP1S18M-1P | DUCANE | *** | *** | *** | 18000 | 18000 | 22.4 | 12 | 9.1 |  | 66 |  | 200059220
CONCORD | 4DHP1S18M-1P | CONCORD | *** | *** | *** | 18000 | 18000 | 22.4 | 12 | 9.1 |  | 66 |  | 200059221
DUCANE | 4DHP1S30M-1P | DUCANE | *** | *** | *** | 28000 | 28000 | 23 | 12.5 | 9.2 |  | 61 |  | 200059224
DIAMONDAIR | DF30MZ3. | DIAMONDAIR | *** | *** | *** | 28000 | 28000 | 23 | 12.5 | 9.2 |  | 61 |  | 10238930
DIAMONDAIR | DF18MZ2. | DIAMONDAIR | *** | *** | *** | 18000 | 18000 | 22.4 | 12 | 9.1 |  | 66 |  | 10238929
DIAMONDAIR | DF30MZ3 | DIAMONDAIR | *** | *** | *** | 28000 | 28000 | 23 | 12.5 | 9.2 |  | 61 |  | 9947217
DIAMONDAIR | DF18MZ2 | DIAMONDAIR | *** | *** | *** | 18000 | 18000 | 22.4 | 12 | 9.1 |  | 66 |  | 9923992
BRYANT | 38MGRQ30D--3 | BRYANT | *** | *** | *** | 30000 | 28000 | 22.5 | 12 | 9.5 | 1.85 | 88 |  | 9854627
CARRIER | 38MGRQ30D--3 | CARRIER | *** | *** | *** | 30000 | 28000 | 22.5 | 12 | 9.5 | 1.85 | 88 |  | 9854626
MDV | M4OH-30HFN1-M | MDV | *** | *** | *** | 30000 | 28000 | 22.5 | 12 | 9.5 | 1.85 | 88 |  | 9854619
BRYANT | 38MGRQ36D--3 | BRYANT | *** | *** | *** | 36000 | 36000 | 21.5 | 13.5 | 9.5 | 1.9 | 47 |  | 9118474
CARRIER | 38MGRQ36D--3 | CARRIER | *** | *** | *** | 36000 | 36000 | 21.5 | 13.5 | 9.5 | 1.9 | 47 |  | 9118473
CARRIER | 38MGRQ18B--3 | CARRIER | *** | *** | *** | 18000 | 18000 | 22.4 | 12 | 9.1 |  | 66 |  | 9118461
BRYANT | 38MGRQ18B--3 | BRYANT | *** | *** | *** | 18000 | 18000 | 22.4 | 12 | 9.1 |  | 66 |  | 9118462
MIDEA | M3OF-27HFN1-M | MIDEA | *** | *** | *** | 28000 | 28000 | 23 | 12.5 | 9.2 |  | 61 |  | 9006311
MIDEA | M2OF-18HFN1-M | MIDEA | *** | *** | *** | 18000 | 18000 | 22.4 | 12 | 9.1 |  | 66 |  | 9006310
MDV | M2OH-18HFN1-M | MDV | *** | *** | *** | 19000 | 20000 | 21.5 | 12.5 | 9 | 1.9 | 63 |  | 8994411
MDV | M4OH-36HFN1-M | MDV | *** | *** | *** | 36000 | 36000 | 21.5 | 13.5 | 9.5 | 1.9 | 47 |  | 8994415
DIRECT AIR | M2OF-18HFN1-M | DIRECT AIR | *** | *** | *** | 18000 | 18000 | 22.4 | 12 | 9.1 |  | 66 |  | 8994011
DIRECT AIR | M3OF-27HFN1-M | DIRECT AIR | *** | *** | *** | 28000 | 28000 | 23 | 12.5 | 9.2 |  | 61 |  | 8994012
SENVILLE | SENA/30HF/MOZ | SENVILLE | *** | *** | *** | 28000 | 28000 | 23 | 12.5 | 9.2 |  | 61 |  | 8858355
SENVILLE | SENA/18HF/MOZ | SENVILLE | *** | *** | *** | 18000 | 18000 | 22.4 | 12 | 9.1 |  | 66 |  | 8858354
MDV | M3OF-27HFN1-M | MDV | *** | *** | *** | 28000 | 28000 | 23 | 12.5 | 9.2 |  | 61 |  | 8856676
MDV | M2OF-18HFN1-M | MDV | *** | *** | *** | 18000 | 18000 | 22.4 | 12 | 9.1 |  | 66 |  | 8856675
Wells | WMCA-36HFMO | Wells | *** | *** | *** | 36000 | 36000 | 21 | 12 | 10.9 | 1.95 | 76 |  | 213307896
MDV | M4OX630-36HFN1-M1X* | MDV | *** | *** | *** | 36000 | 36000 | 22.4 | 12.5 | 10.9 | 2 | 76 |  | 213301877
MDV | M4OX630-36HFN1-M1X | MDV | *** | *** | *** | 36000 | 36000 | 21 | 12 | 10.9 | 1.95 | 76 |  | 213301876
NG Trade | MOBMH270C | NG Trade | *** | *** | *** | 27000 | 28000 | 23.5 | 12.2 | 9.2 | 2 | 71 |  | 213307865
Bladex | B40XS-36SPHP1 | Bladex | *** | *** | *** | 36000 | 36000 | 21 | 12 | 10.9 | 1.95 | 76 |  | 213307893
NG Trade | MOBMH180C | NG Trade | *** | *** | *** | 18000 | 19000 | 21 | 12.5 | 10.2 | 2 | 76 |  | 213307862
Wells | WMCA-18HFMO | Wells | *** | *** | *** | 19000 | 20000 | 20.5 | 12.5 | 9 | 1.8 | 68 |  | 213286775
Wells | WMMA-27HFMO | Wells | *** | *** | *** | 27000 | 28000 | 23.5 | 12.2 | 9.2 | 2 | 71 |  | 213286763
Wells | WMMA-18HFMO | Wells | *** | *** | *** | 18000 | 19000 | 21 | 12.5 | 10.2 | 2 | 76 |  | 213286760
COVAC | M4OG-30HFN1-M | COVAC | *** | *** | *** | 30000 | 30000 | 22.4 | 12 | 9.5 | 1.65 | 90 |  | 213081439
Nutech | N3OJ-27HFN1-M | Nutech | *** | *** | *** | 27000 | 28000 | 23.5 | 12.2 | 9.2 | 2 | 71 |  | 212941758
CENTURY | A-VMH28TV-1 | CENTURY | *** | *** | *** | 28000 | 28000 | 23 | 12.5 | 10.6 | 1.8 | 95 |  | 212940823
Nutech | N2OA-18HFN1-M | Nutech | *** | *** | *** | 18000 | 19000 | 21 | 12.5 | 10.2 | 2 | 76 |  | 212941755
CENTURY | A-VMH36QV-1 | CENTURY | *** | *** | *** | 36000 | 37000 | 22.2 | 13.6 | 10.3 | 1.9 | 89 |  | 212940825
CENTURY | A-VMH18DV-1 | CENTURY | *** | *** | *** | 19000 | 20000 | 22 | 12.5 | 9.8 | 1.9 | 75 |  | 212940821
NOVAIR | LEA20MZ-2P-35SK-O* | NOVAIR | *** | *** | *** | 19000 | 20000 | 22 | 12.5 | 9.8 | 1.9 | 75 |  | 212920679
NOVAIR | LEA36MZ-4P-35SK-O* | NOVAIR | *** | *** | *** | 36000 | 37000 | 22.2 | 13.6 | 10.3 | 1.9 | 89 |  | 212920682
Bladex | B40I-36SPHP1 | Bladex | *** | *** | *** | 36000 | 37000 | 20 | 12.5 | 9.7 | 1.9 | 95 |  | 212920653
Bladex | B20I-18SPHP1 | Bladex | *** | *** | *** | 19000 | 20000 | 20.5 | 12.5 | 9 | 1.8 | 68 |  | 212920648
Orient Care | OUM24M410AGH30 | Orient Care | *** | *** | *** | 24000 | 24000 | 23.7 | 12.8 | 10.8 | 1.8 | 100 |  | 212920527
Orient Care | OUM36M410AGH30 | Orient Care | *** | *** | *** | 36000 | 37000 | 20 | 12.5 | 9.7 | 1.9 | 95 |  | 212920533
Orient Care | OUM18M410AGH30 | Orient Care | *** | *** | *** | 19000 | 20000 | 20.5 | 12.5 | 9 | 1.8 | 68 |  | 212920524
Orient Care | OUM30M410AGR30 | Orient Care | *** | *** | *** | 30000 | 30000 | 22.4 | 12 | 9.5 | 1.65 | 90 |  | 212920513
ACIQ | ES-18Z-M2B | ACIQ | *** | *** | *** | 18000 | 19000 | 22.9 | 13.9 | 10.5 | 2 | 75 |  | 210857383
1HVAC | ES-27Z-M3B | 1HVAC | *** | *** | *** | 28000 | 28000 | 24.6 | 12.7 | 9.5 | 2 | 75 |  | 210857368
1HVAC | ES-18Z-M2B | 1HVAC | *** | *** | *** | 18000 | 19000 | 22.9 | 13.9 | 10.5 | 2 | 75 |  | 210857365
DIAMONDAIR | DF30M2Z3 | DIAMONDAIR | *** | *** | *** | 27000 | 28000 | 23.5 | 12.2 | 9.2 | 2 | 71 |  | 210857280
DIAMONDAIR | DF18M2Z2 | DIAMONDAIR | *** | *** | *** | 18000 | 19000 | 21 | 12.5 | 10.2 | 2 | 76 |  | 210857277
Cooper&Hunter | CH-HPR36M-230VO | Cooper&Hunter | *** | *** | *** | 36000 | 37000 | 22.2 | 13.6 | 10.3 | 1.9 | 89 |  | 210799634
Cooper&Hunter | CH-HPR28M-230VO | Cooper&Hunter | *** | *** | *** | 28000 | 28000 | 23 | 12.5 | 10.6 | 1.8 | 95 |  | 210799631
Cooper&Hunter | CH-HPR19M-230VO | Cooper&Hunter | *** | *** | *** | 19000 | 20000 | 22 | 12.5 | 9.8 | 1.9 | 75 |  | 210799628
Cooper&Hunter | CH-HYP28MSPH-230VO | Cooper&Hunter | *** | *** | *** | 28000 | 28000 | 22 | 12.5 | 9 | 1.9 | 64 |  | 210799480
Cooper&Hunter | CH-28MES-230VO | Cooper&Hunter | *** | *** | *** | 28000 | 28000 | 24.6 | 12.7 | 9.5 | 2 | 75 |  | 210799619
Cooper&Hunter | CH-HYP19MSPH-230VO | Cooper&Hunter | *** | *** | *** | 19000 | 20000 | 21.5 | 12.5 | 9 | 1.9 | 63 |  | 210799474
Cooper&Hunter | CH-18MES-230VO | Cooper&Hunter | *** | *** | *** | 18000 | 19000 | 22.9 | 13.9 | 10.5 | 2 | 75 |  | 210799616
Cooper&Hunter | CH-HYP36MSPH-230VO | Cooper&Hunter | *** | *** | *** | 36000 | 36000 | 21.5 | 13.5 | 9.5 | 1.9 | 47 |  | 210799477
Cooper&Hunter | CH28MSPH230VO | Cooper&Hunter | *** | *** | *** | 28000 | 28000 | 23 | 12.5 | 9.2 |  | 61 |  | 210799444
Relief Sciences | LANG27OD25-3 | Relief Sciences | *** | *** | *** | 27000 | 28000 | 23.5 | 12.2 | 9.2 | 2 | 71 |  | 210655378
Relief Sciences | LANG24OD25-2 | Relief Sciences | *** | *** | *** | 18000 | 19000 | 21 | 12.5 | 10.2 | 2 | 76 |  | 210655375
MDV | M4OI-36HFN1-M-L | MDV | *** | *** | *** | 36000 | 37000 | 22.2 | 13.6 | 10.3 | 1.9 | 89 |  | 210644056
MDV | M2OA-18HFN1-M-L | MDV | *** | *** | *** | 17800 | 19000 | 22.9 | 13.9 | 10.5 | 2 | 75 |  | 210644050
MDV | M2OI-18HFN1-M-L | MDV | *** | *** | *** | 19000 | 20000 | 21.7 | 12.5 | 9.8 | 1.9 | 75 |  | 210644055
Conforto | MHMZ436DA | Conforto | *** | *** | *** | 36000 | 37000 | 22.2 | 13.6 | 10.3 | 1.9 | 89 |  | 210605816
Conforto | MHMZ327DA | Conforto | *** | *** | *** | 28000 | 28000 | 23 | 12.5 | 10.6 | 1.8 | 95 |  | 210605813
ECO AC | EMH-4O36BBH | ECO AC | *** | *** | *** | 36000 | 37000 | 20 | 12.5 | 9.7 | 1.9 | 95 |  | 210586157
Conforto | MHMZ218DA | Conforto | *** | *** | *** | 19000 | 20000 | 22 | 12.5 | 9.8 | 1.9 | 75 |  | 210605810
ECO AC | EMH-2O18BBH | ECO AC | *** | *** | *** | 19000 | 20000 | 20.5 | 12.5 | 9 | 1.8 | 68 |  | 210586151
Durastar | DRA4H36M1A | Durastar | *** | *** | *** | 36000 | 37000 | 20 | 12.5 | 9.7 | 1.9 | 95 |  | 210568217
Durastar | DRA2H18M1A | Durastar | *** | *** | *** | 19000 | 20000 | 20.5 | 12.5 | 9 | 1.8 | 68 |  | 210568211
AIRDACH | AMSH2700VM1-D | AIRDACH | *** | *** | *** | 27000 | 28000 | 23.5 | 12.2 | 9.2 | 2 | 71 |  | 210474674
CTMorley | MOU-2A18H-2 | CTMorley | *** | *** | *** | 19000 | 20000 | 20.5 | 12.5 | 9 | 1.8 | 68 |  | 210288140
CTMorley | MOU-4A36H-2 | CTMorley | *** | *** | *** | 36000 | 37000 | 20 | 12.5 | 9.7 | 1.9 | 95 |  | 210288146
AIRDACH | AMSH1800VM1-D | AIRDACH | *** | *** | *** | 18000 | 19000 | 21 | 12.5 | 10.2 | 2 | 76 |  | 210474671
CTMorley | MOU-2A18G-2 | CTMorley | *** | *** | *** | 18000 | 19000 | 21 | 12.5 | 10.2 | 2 | 76 |  | 210288128
CTMorley | MOU-3A27G-2 | CTMorley | *** | *** | *** | 27000 | 28000 | 23.5 | 12.2 | 9.2 | 2 | 71 |  | 210288131
KLIMAIRE | KMIR327-H217-2 | KLIMAIRE | *** | *** | *** | 27000 | 28000 | 23.5 | 12.2 | 9.2 | 2 | 71 |  | 209862187
KLIMAIRE | KMIR430-H217-2 | KLIMAIRE | *** | *** | *** | 30000 | 30000 | 22.4 | 12 | 9.5 | 1.65 | 90 |  | 209862190
KLIMAIRE | KMIR324-H217-2 | KLIMAIRE | *** | *** | *** | 24000 | 24000 | 22.3 | 12.5 | 9.6 | 1.83 | 75 |  | 209862184
KLIMAIRE | KMIR218-H221-2 | KLIMAIRE | *** | *** | *** | 18000 | 19000 | 21 | 12.5 | 10.2 | 2 | 76 |  | 209862181
TGM | MMRSHT27AS3 | TGM | *** | *** | *** | 27000 | 28000 | 23.5 | 12.2 | 9.2 | 2 | 71 |  | 209843048
TGM | MMRSHT18AS2 | TGM | *** | *** | *** | 18000 | 19000 | 21 | 12.5 | 10.2 | 2 | 76 |  | 209843045
CLASSIC | MMRSHC18AS2 | CLASSIC | *** | *** | *** | 18000 | 19000 | 21 | 12.5 | 10.2 | 2 | 76 |  | 209843033
CLASSIC | MMRSHC27AS3 | CLASSIC | *** | *** | *** | 27000 | 28000 | 23.5 | 12.2 | 9.2 | 2 | 71 |  | 209843036
NOVAIR | LEA20MZ-2P-35SK-O | NOVAIR | *** | *** | *** | 19000 | 20000 | 20.5 | 12.5 | 9 | 1.8 | 68 |  | 209416884
THERMOCORE SYSTEMS | T423D-H224-C | THERMOCORE SYSTEMS | *** | *** | *** | 24000 | 25000 | 24.6 | 13.4 | 10 | 1.9 | 82 |  | 209549026
ECO AIR | M2OI-18HFN1-M | ECO AIR | *** | *** | *** | 19000 | 20000 | 22 | 12.5 | 9.8 | 1.9 | 75 |  | 209319638
ECO AIR | M4OI-36HFN1-M | ECO AIR | *** | *** | *** | 36000 | 37000 | 22.2 | 13.6 | 10.3 | 1.9 | 89 |  | 209319644
ECO AIR | M3OI-28HFN1-M | ECO AIR | *** | *** | *** | 28000 | 28000 | 23 | 12.5 | 10.6 | 1.8 | 95 |  | 209319641
ApooDr | AM3OJ-27HFN1 | ApooDr | *** | *** | *** | 27000 | 28000 | 23.5 | 12.2 | 9.2 | 2 | 71 |  | 209157098
ApooDr | AM2OA-18HFN1 | ApooDr | *** | *** | *** | 18000 | 19000 | 21 | 12.5 | 10.2 | 2 | 76 |  | 209157095
SEA BREEZE+ | HMZ24H424ZMO | SEA BREEZE+ | *** | *** | *** | 24000 | 24000 | 23.7 | 12.8 | 10.8 | 1.8 | 100 |  | 208816895
SEA BREEZE+ | HMZ18H424ZMO | SEA BREEZE+ | *** | *** | *** | 19000 | 20000 | 20.5 | 12.5 | 9 | 1.8 | 68 |  | 208816892
MIDEA | M3OJ-24HFN1-M | MIDEA | *** | *** | *** | 24000 | 24000 | 22.3 | 12.5 | 9.6 | 1.83 | 75 |  | 208568362
MRCOOL | MULTI2-18HP230B | MRCOOL | *** | *** | *** | 18000 | 19000 | 22.9 | 13.9 | 10.5 | 2 | 75 |  | 208552828
MRCOOL | MULTI3-27HP230B | MRCOOL | *** | *** | *** | 28000 | 28000 | 24.6 | 12.7 | 9.5 | 2 | 75 |  | 208552834
TRUST AIR CONDITIONERS | M2H18H/O4S4P | TRUST AIR CONDITIONERS | *** | *** | *** | 19000 | 20000 | 22 | 12.5 | 9.8 | 1.9 | 75 |  | 208284485
TRUST AIR CONDITIONERS | M4H36H/O4S4P | TRUST AIR CONDITIONERS | *** | *** | *** | 36000 | 37000 | 22.2 | 13.6 | 10.3 | 1.9 | 89 |  | 208284491
TRUST AIR CONDITIONERS | M3H27H/O4S4P | TRUST AIR CONDITIONERS | *** | *** | *** | 28000 | 28000 | 23 | 12.5 | 10.6 | 1.8 | 95 |  | 208284488
TRUST AIR CONDITIONERS | M3S27H/O4S4P | TRUST AIR CONDITIONERS | *** | *** | *** | 28000 | 28000 | 24.6 | 12.7 | 9.5 | 2 | 75 |  | 208284476
TRUST AIR CONDITIONERS | M2S18H/O4S4P | TRUST AIR CONDITIONERS | *** | *** | *** | 18000 | 19000 | 22.9 | 13.9 | 10.5 | 2 | 75 |  | 208284473
DUCTLESSAIRE | DA27-3Z-0* | DUCTLESSAIRE | *** | *** | *** | 27000 | 28000 | 23.5 | 12.2 | 9.2 | 2 | 71 |  | 208136324
SEA BREEZE+ | HMZ36H424ZMO | SEA BREEZE+ | *** | *** | *** | 36000 | 37000 | 20 | 12.5 | 9.7 | 1.9 | 95 |  | 208128297
SEA BREEZE+ | MZ27H424ZMO | SEA BREEZE+ | *** | *** | *** | 24000 | 24000 | 22.3 | 12.5 | 9.6 | 1.83 | 75 |  | 208128285
SEA BREEZE+ | MZ18H424ZMO | SEA BREEZE+ | *** | *** | *** | 18000 | 19000 | 21 | 12.5 | 10.2 | 2 | 76 |  | 208128282
PIONEER | YN030GMFI22M3E | PIONEER | *** | *** | *** | 27000 | 28000 | 23.5 | 12.2 | 9.2 | 2 | 71 |  | 208121964
PIONEER | YN020GMFI22M2E | PIONEER | *** | *** | *** | 18000 | 19000 | 21 | 12.5 | 10.2 | 2 | 76 |  | 208121961
EMI | MHMZ436DA | EMI | *** | *** | *** | 36000 | 37000 | 22.2 | 13.6 | 10.3 | 1.9 | 89 |  | 208121938
Alsetria | M3OJ-27HFN1-M | Alsetria | *** | *** | *** | 28000 | 28000 | 24.6 | 12.7 | 9.5 | 2 | 75 |  | 208121908
EMI | MHMZ218DA | EMI | *** | *** | *** | 19000 | 20000 | 22 | 12.5 | 9.8 | 1.9 | 75 |  | 208121932
EMI | MHMZ327DA | EMI | *** | *** | *** | 28000 | 28000 | 23 | 12.5 | 10.6 | 1.8 | 95 |  | 208121935
Alsetria | M2OA-18HFN1-M | Alsetria | *** | *** | *** | 18000 | 19000 | 22.9 | 13.9 | 10.5 | 2 | 75 |  | 208121905
ECO-AIR | M2OA-18HFN1-M | ECO-AIR | *** | *** | *** | 18000 | 19000 | 22.9 | 13.9 | 10.5 | 2 | 75 |  | 208121868
ECO-AIR | M3OJ-27HFN1-M | ECO-AIR | *** | *** | *** | 28000 | 28000 | 24.6 | 12.7 | 9.5 | 2 | 75 |  | 208121871
Airlux | AM3M27O/2022 | Airlux | *** | *** | *** | 27000 | 28000 | 23.5 | 12.2 | 9.2 | 2 | 71 |  | 208119675
Airlux | AM2M18O/2022 | Airlux | *** | *** | *** | 18000 | 19000 | 21 | 12.5 | 10.2 | 2 | 76 |  | 208119672
DUCANE | 4DHP2S30M-1P | DUCANE | *** | *** | *** | 28000 | 28000 | 24.6 | 12.7 | 9.3 | 2 | 75 |  | 208106848
DUCANE | 4DHP2S18M-1P | DUCANE | *** | *** | *** | 18000 | 19000 | 22.9 | 13.9 | 10.5 | 2 | 75 |  | 208106842
DUCANE | 4DHP2S24M-1P | DUCANE | *** | *** | *** | 24000 | 25000 | 24.6 | 13.4 | 10 | 1.9 | 82 |  | 208106845
CONCORD | 4DHP2S30M-1P | CONCORD | *** | *** | *** | 28000 | 28000 | 24.6 | 12.7 | 9.3 | 2 | 75 |  | 208106833
CONCORD | 4DHP2S24M-1P | CONCORD | *** | *** | *** | 24000 | 25000 | 24.6 | 13.4 | 10 | 1.9 | 82 |  | 208106830
CONCORD | 4DHP2S18M-1P | CONCORD | *** | *** | *** | 18000 | 19000 | 22.9 | 13.9 | 10.5 | 2 | 75 |  | 208106827
Armstrong Air | 4DHP2S18M-1P | Armstrong Air | *** | *** | *** | 18000 | 19000 | 22.9 | 13.9 | 10.5 | 2 | 75 |  | 208106812
Armstrong Air | 4DHP2S30M-1P | Armstrong Air | *** | *** | *** | 28000 | 28000 | 24.6 | 12.7 | 9.3 | 2 | 75 |  | 208106818
Armstrong Air | 4DHP2S24M-1P | Armstrong Air | *** | *** | *** | 24000 | 25000 | 24.6 | 13.4 | 10 | 1.9 | 82 |  | 208106815
AirEase | 4DHP2S30M-1P | AirEase | *** | *** | *** | 28000 | 28000 | 24.6 | 12.7 | 9.3 | 2 | 75 |  | 208106803
AirEase | 4DHP2S24M-1P | AirEase | *** | *** | *** | 24000 | 25000 | 24.6 | 13.4 | 10 | 1.9 | 82 |  | 208106800
AirEase | 4DHP2S18M-1P | AirEase | *** | *** | *** | 18000 | 19000 | 22.9 | 13.9 | 10.5 | 2 | 75 |  | 208106797
Allied | 4DHP2S24M-1P | Allied | *** | *** | *** | 24000 | 25000 | 24.6 | 13.4 | 10 | 1.9 | 82 |  | 208106785
Allied | 4DHP2S18M-1P | Allied | *** | *** | *** | 18000 | 19000 | 22.9 | 13.9 | 10.5 | 2 | 75 |  | 208106782
Allied | 4DHP2S30M-1P | Allied | *** | *** | *** | 28000 | 28000 | 24.6 | 12.7 | 9.3 | 2 | 75 |  | 208106788
Breeze33 | BZ33-HYP364Z2-G2-P | Breeze33 | *** | *** | *** | 36000 | 37000 | 22.2 | 13.6 | 10.3 | 1.9 | 89 |  | 207862104
Breeze33 | BZ33-HYP273Z2-G2-P | Breeze33 | *** | *** | *** | 28000 | 28000 | 23 | 12.5 | 10.6 | 1.8 | 95 |  | 207862101
Breeze33 | BZ33-HYP182Z2-G2-P | Breeze33 | *** | *** | *** | 19000 | 20000 | 22 | 12.5 | 9.8 | 1.9 | 75 |  | 207862098
Breeze33 | BZ33-HP182Z2-G2-P | Breeze33 | *** | *** | *** | 18000 | 19000 | 22.9 | 13.9 | 10.5 | 2 | 75 |  | 207862086
Breeze33 | BZ33-HP273Z2-G2-P | Breeze33 | *** | *** | *** | 28000 | 28000 | 24.6 | 12.7 | 9.5 | 2 | 75 |  | 207862089
MIRAGE | OVMH181B | MIRAGE | *** | *** | *** | 18000 | 19000 | 21 | 12.5 | 10.2 | 2 | 76 |  | 207862051
AC PRO.COM | A2OA-18HFN1-M | AC PRO.COM | *** | *** | *** | 18000 | 19000 | 22.9 | 13.9 | 10.5 | 2 | 75 |  | 207827133
AC PRO.COM | A3OJ-27HFN1-M | AC PRO.COM | *** | *** | *** | 28000 | 28000 | 24.6 | 12.7 | 9.5 | 2 | 75 |  | 207827135
MIRAGE | OVMH271B | MIRAGE | *** | *** | *** | 27000 | 28000 | 23.5 | 12.2 | 9.2 | 2 | 71 |  | 207862054
DIYCOOL | ACIQ-27Z-HH-M3B | DIYCOOL | *** | *** | *** | 28000 | 28000 | 23 | 12.5 | 10.6 | 1.8 | 95 |  | 207825591
DIYCOOL | ACIQ-36Z-HH-M4B | DIYCOOL | *** | *** | *** | 36000 | 37000 | 22.2 | 13.6 | 10.3 | 1.9 | 89 |  | 207825594
DIYCOOL | ACIQ-18Z-HH-M2B | DIYCOOL | *** | *** | *** | 19000 | 20000 | 22 | 12.5 | 9.8 | 1.9 | 75 |  | 207825588
ACIQ | ACIQ-27Z-HH-M3B | ACIQ | *** | *** | *** | 28000 | 28000 | 23 | 12.5 | 10.6 | 1.8 | 95 |  | 207825579
ACIQ | ACIQ-36Z-HH-M4B | ACIQ | *** | *** | *** | 36000 | 37000 | 22.2 | 13.6 | 10.3 | 1.9 | 89 |  | 207825582
1HVAC | ACIQ-36Z-HH-M4B | 1HVAC | *** | *** | *** | 36000 | 37000 | 22.2 | 13.6 | 10.3 | 1.9 | 89 |  | 207825570
1HVAC | ACIQ-27Z-HH-M3B | 1HVAC | *** | *** | *** | 28000 | 28000 | 23 | 12.5 | 10.6 | 1.8 | 95 |  | 207825567
ACIQ | ACIQ-18Z-HH-M2B | ACIQ | *** | *** | *** | 19000 | 20000 | 22 | 12.5 | 9.8 | 1.9 | 75 |  | 207825576
ECO AC | EMH-2O18BB | ECO AC | *** | *** | *** | 18000 | 19000 | 21 | 12.5 | 10.2 | 2 | 76 |  | 207825498
KANIONco | KWSMO-18R410AIHMV | KANIONco | *** | *** | *** | 18000 | 19000 | 21 | 12.5 | 10.2 | 2 | 76 |  | 207805781
1HVAC | ACIQ-18Z-HH-M2B | 1HVAC | *** | *** | *** | 19000 | 20000 | 22 | 12.5 | 9.8 | 1.9 | 75 |  | 207825564
SUNCHILLERS | M18ODU-UL2P | SUNCHILLERS | *** | *** | *** | 18000 | 19000 | 22.9 | 13.9 | 10.5 | 2 | 75 |  | 207804198
ECO AC | EMH-3O27BB | ECO AC | *** | *** | *** | 27000 | 28000 | 23.5 | 12.2 | 9.2 | 2 | 71 |  | 207825501
SUNCHILLERS | M27ODU-UL2P | SUNCHILLERS | *** | *** | *** | 28000 | 28000 | 24.6 | 12.7 | 9.5 | 2 | 75 |  | 207804189
Durastar | DRA2U18M1B | Durastar | *** | *** | *** | 18000 | 19000 | 21 | 12.5 | 10.2 | 2 | 76 |  | 207787171
Durastar | DRA3U28M1B | Durastar | *** | *** | *** | 27000 | 28000 | 23.5 | 12.2 | 9.2 | 2 | 71 |  | 207787174
LENNOX | MLB018S4M-1P | LENNOX | *** | *** | *** | 19000 | 20000 | 21.7 | 12.5 | 9.8 | 1.9 | 75 |  | 207768727
LENNOX | MLB030S4M-1P | LENNOX | *** | *** | *** | 28000 | 28000 | 23 | 12.5 | 10.6 | 1.8 | 95 |  | 207768730
LENNOX | MPC018S4M-1P | LENNOX | *** | *** | *** | 17800 | 19000 | 22.9 | 13.9 | 10.5 | 2 | 75 |  | 207768721
BOSCH | BMS500-AAM036-1CSXHC | BOSCH | *** | *** | *** | 36000 | 37000 | 22.2 | 13.6 | 10.3 | 1.9 | 89 |  | 207760039
BOSCH | BMS500-AAM027-1CSXHC | BOSCH | *** | *** | *** | 28000 | 28000 | 23 | 12.5 | 10.6 | 1.8 | 95 |  | 207760036
BOSCH | BMS500-AAM018-1CSXHC | BOSCH | *** | *** | *** | 19000 | 20000 | 22 | 12.5 | 9.8 | 1.9 | 75 |  | 207760033
BOSCH | BMS500-AAM027-1CSXRC | BOSCH | *** | *** | *** | 28000 | 28000 | 24.6 | 12.7 | 9.5 | 2 | 75 |  | 207760024
DIRECT AIR | DIRM-36HXPRO28-4Z | DIRECT AIR | *** | *** | *** | 36000 | 37000 | 22.2 | 13.6 | 10.3 | 1.9 | 89 |  | 207743791
BOSCH | BMS500-AAM018-1CSXRC | BOSCH | *** | *** | *** | 18000 | 19000 | 22.9 | 13.9 | 10.5 | 2 | 75 |  | 207760021
DIRECT AIR | DIRM-28HXPRO28-3Z | DIRECT AIR | *** | *** | *** | 28000 | 28000 | 23 | 12.5 | 10.6 | 1.8 | 95 |  | 207743788
DIRECT AIR | DIRM-18HXPRO28-2Z | DIRECT AIR | *** | *** | *** | 19000 | 20000 | 22 | 12.5 | 9.8 | 1.9 | 75 |  | 207743785
DIRECT AIR | DIRM-27DA25-3Z | DIRECT AIR | *** | *** | *** | 28000 | 28000 | 24.6 | 12.7 | 9.5 | 2 | 75 |  | 207743776
DIRECT AIR | DIRM-18DA25-2Z | DIRECT AIR | *** | *** | *** | 18000 | 19000 | 22.9 | 13.9 | 10.5 | 2 | 75 |  | 207743773
AURORA | AU-MU27-2A-U | AURORA | *** | *** | *** | 27000 | 28000 | 23.5 | 12.2 | 9.2 | 2 | 71 |  | 207743710
AURORA | AU-MU18-2A-U | AURORA | *** | *** | *** | 18000 | 19000 | 21 | 12.5 | 10.2 | 2 | 76 |  | 207743707
MOOVAIR | DMA27HOM25230X3 | MOOVAIR | *** | *** | *** | 28000 | 28000 | 23 | 12.5 | 10.6 | 1.8 | 95 |  | 207742544
MOOVAIR | DMA18HOM25230X3 | MOOVAIR | *** | *** | *** | 19000 | 20000 | 22 | 12.5 | 9.8 | 1.9 | 75 |  | 207742541
MOOVAIR | DMA27HOM23230X2 | MOOVAIR | *** | *** | *** | 28000 | 28000 | 24.6 | 12.7 | 9.5 | 2 | 75 |  | 207742532
MOOVAIR | DMA18HOM23230X2 | MOOVAIR | *** | *** | *** | 18000 | 19000 | 22.9 | 13.9 | 10.5 | 2 | 75 |  | 207742529
MOOVAIR | DMA36HOM25230X3 | MOOVAIR | *** | *** | *** | 36000 | 37000 | 22.2 | 13.6 | 10.3 | 1.9 | 89 |  | 207742547
ELIOS | DEA18HOM23230X2 | ELIOS | *** | *** | *** | 18000 | 19000 | 22.9 | 13.9 | 10.5 | 2 | 75 |  | 207742472
ELIOS | DEA36HOM25230X3 | ELIOS | *** | *** | *** | 36000 | 37000 | 22.2 | 13.6 | 10.3 | 1.9 | 89 |  | 207742466
ELIOS | DEA27HOM23230X2 | ELIOS | *** | *** | *** | 28000 | 28000 | 24.6 | 12.7 | 9.5 | 2 | 75 |  | 207742475
ELIOS | DEA18HOM25230X3 | ELIOS | *** | *** | *** | 19000 | 20000 | 22 | 12.5 | 9.8 | 1.9 | 75 |  | 207742460
ELIOS | DEA27HOM25230X3 | ELIOS | *** | *** | *** | 28000 | 28000 | 23 | 12.5 | 10.6 | 1.8 | 95 |  | 207742463
TK'S | T2C-18HFN1 | TK'S | *** | *** | *** | 18000 | 19000 | 21 | 12.5 | 10.2 | 2 | 76 |  | 207742405
C&H | CH-HPR36M-230VO | C&H | *** | *** | *** | 36000 | 37000 | 22.2 | 13.6 | 10.3 | 1.9 | 89 |  | 207742379
C&H | CH-HPR28M-230VO | C&H | *** | *** | *** | 28000 | 28000 | 23 | 12.5 | 10.6 | 1.8 | 95 |  | 207742376
C&H | CH-HPR19M-230VO | C&H | *** | *** | *** | 19000 | 20000 | 22 | 12.5 | 9.8 | 1.9 | 75 |  | 207742373
C&H | CH-18MES-230VO | C&H | *** | *** | *** | 18000 | 19000 | 22.9 | 13.9 | 10.5 | 2 | 75 |  | 207742361
C&H | CH-28MES-230VO | C&H | *** | *** | *** | 28000 | 28000 | 24.6 | 12.7 | 9.5 | 2 | 75 |  | 207742364
LENNOX | MPC024S4M-1P | LENNOX | *** | *** | *** | 24000 | 24800 | 24.6 | 13.4 | 10 | 1.93 | 60 |  | 207699116
LENNOX | MPC030S4M-1P | LENNOX | *** | *** | *** | 28000 | 28000 | 24.6 | 12.7 | 9.3 | 2 | 75 |  | 207699110
MDV | M3OJ-24HFN1-M-L | MDV | *** | *** | *** | 24000 | 24800 | 24.6 | 13.4 | 10 | 1.93 | 60 |  | 207699113
LENNOX | MLB036S4M-1P | LENNOX | *** | *** | *** | 36000 | 37000 | 22.2 | 13.6 | 10.3 | 1.9 | 89 |  | 207699104
KANIONco | KWSMO-30R410AIHMV | KANIONco | *** | *** | *** | 27000 | 28000 | 23.5 | 12.2 | 9.2 | 2 | 71 |  | 207691849
AIRGREAN | AG-MO18IR410AH | AIRGREAN | *** | *** | *** | 18000 | 19000 | 21 | 12.5 | 10.2 | 2 | 76 |  | 207691845
YONAN | YSMO-18HRN1 | YONAN | *** | *** | *** | 18000 | 19000 | 21 | 12.5 | 10.2 | 2 | 76 |  | 207691824
AIRGREAN | AG-MO30IR410AH | AIRGREAN | *** | *** | *** | 27000 | 28000 | 23.5 | 12.2 | 9.2 | 2 | 71 |  | 207691836
MIDEA | MMCMHAQ36DA3 | MIDEA | *** | *** | *** | 36000 | 37000 | 22.2 | 13.6 | 10.3 | 1.9 | 89 |  | 207683486
YONAN | YSMO-30HRN1 | YONAN | *** | *** | *** | 27000 | 28000 | 23.5 | 12.2 | 9.2 | 2 | 71 |  | 207691833
MIDEA | MMCMRAQ18BA3 | MIDEA | *** | *** | *** | 18000 | 19000 | 22.9 | 13.9 | 10.5 | 2 | 75 |  | 207683471
MIDEA | MMCMHAQ24CA3 | MIDEA | *** | *** | *** | 24000 | 25000 | 24.6 | 13.4 | 10 | 1.9 | 82 |  | 207683474
MIDEA | MMCMHAQ30DA3 | MIDEA | *** | *** | *** | 30000 | 30000 | 26 | 13 | 9.8 | 1.8 | 97 |  | 207683477
CanAir | C28MC324H21 | CanAir | *** | *** | *** | 24000 | 25000 | 24.6 | 13.4 | 10 | 1.9 | 82 |  | 207683265
MIDEA | M3OJ-27HFN1-M | MIDEA | *** | *** | *** | 27000 | 28000 | 23.5 | 12.2 | 9.2 | 2 | 71 |  | 207683283
NAPOLEON | NDHAM-36-O | NAPOLEON | *** | *** | *** | 36000 | 37000 | 20 | 12.5 | 9.7 | 1.9 | 95 |  | 207683241
CanAir | C28MC218H21 | CanAir | *** | *** | *** | 18000 | 19000 | 22.9 | 13.9 | 10.5 | 2 | 75 |  | 207683262
COMFORTSTAR | CVH-27-3SH | COMFORTSTAR | *** | *** | *** | 28000 | 28000 | 23 | 12.5 | 10.6 | 1.8 | 95 |  | 207658979
COMFORTSTAR | CVH-36-4SH | COMFORTSTAR | *** | *** | *** | 36000 | 37000 | 22.2 | 13.6 | 10.3 | 1.9 | 89 |  | 207658982
MIDEA | M3OJ-27HFN1-M-CO | MIDEA | *** | *** | *** | 27000 | 28000 | 23.5 | 12.2 | 9.2 | 2 | 71 |  | 207659307
COMFORTSTAR | CVH-18-2SH | COMFORTSTAR | *** | *** | *** | 19000 | 20000 | 22 | 12.5 | 9.8 | 1.9 | 75 |  | 207658976
COMFORTSTAR | CMZ-27-3Z | COMFORTSTAR | *** | *** | *** | 28000 | 28000 | 24.6 | 12.7 | 9.5 | 2 | 75 |  | 207658967
COMFORTSTAR | CMZ-18-2Z | COMFORTSTAR | *** | *** | *** | 18000 | 19000 | 22.9 | 13.9 | 10.5 | 2 | 75 |  | 207658964
Convectair | 8422-C36-O | Convectair | *** | *** | *** | 36000 | 37000 | 22.2 | 13.6 | 10.3 | 1.9 | 89 |  | 207657622
COMFORT-AIRE | A-VMH36QV-1 | COMFORT-AIRE | *** | *** | *** | 36000 | 37000 | 22.2 | 13.6 | 10.3 | 1.9 | 89 |  | 207657615
MDV | M3OJ-27HFN1-M-L | MDV | *** | *** | *** | 28000 | 28000 | 24.6 | 12.7 | 9.3 | 2 | 75 |  | 207658616
COMFORT-AIRE | A-VMH28TV-1 | COMFORT-AIRE | *** | *** | *** | 28000 | 28000 | 23 | 12.5 | 10.6 | 1.8 | 95 |  | 207657612
COMFORT-AIRE | A-VMH18DV-1 | COMFORT-AIRE | *** | *** | *** | 19000 | 20000 | 22 | 12.5 | 9.8 | 1.9 | 75 |  | 207657610
KERR | A-KMH28TV-1 | KERR | *** | *** | *** | 28000 | 28000 | 23 | 12.5 | 10.6 | 1.8 | 95 |  | 207657601
KERR | A-KMH36QV-1 | KERR | *** | *** | *** | 36000 | 37000 | 22.2 | 13.6 | 10.3 | 1.9 | 89 |  | 207657604
KERR | A-KMH18DV-1 | KERR | *** | *** | *** | 19000 | 20000 | 22 | 12.5 | 9.8 | 1.9 | 75 |  | 207657599
KARDA | 3KARDA27MZ3 | KARDA | *** | *** | *** | 27000 | 28000 | 23.5 | 12.2 | 9.2 | 2 | 71 |  | 207657363
KARDA | 3KARDA18MZ2 | KARDA | *** | *** | *** | 18000 | 19000 | 21 | 12.5 | 10.2 | 2 | 76 |  | 207657359
PERFECTAIRE | 3PAMSH27-MZO3 | PERFECTAIRE | *** | *** | *** | 27000 | 28000 | 23.5 | 12.2 | 9.2 | 2 | 71 |  | 207657351
PERFECTAIRE | 3PAMS36-HH-MZO4 | PERFECTAIRE | *** | *** | *** | 36000 | 37000 | 20 | 12.5 | 9.7 | 1.9 | 95 |  | 207657341
PERFECTAIRE | 3PAMSH18-MZO2 | PERFECTAIRE | *** | *** | *** | 18000 | 19000 | 21 | 12.5 | 10.2 | 2 | 76 |  | 207657347
PERFECTAIRE | 3PAMS18-HH-MZO2 | PERFECTAIRE | *** | *** | *** | 19000 | 20000 | 20.5 | 12.5 | 9 | 1.8 | 68 |  | 207657335
AIRQUEST | DLCMHBH36DAK | AIRQUEST | *** | *** | *** | 36000 | 37000 | 20 | 12.5 | 9.7 | 1.9 | 95 |  | 207643191
AIRQUEST | DLCMHBH30DAK | AIRQUEST | *** | *** | *** | 30000 | 30000 | 22.4 | 12 | 9.5 | 1.65 | 90 |  | 207643182
AIRQUEST | DLCMHBH24CAK | AIRQUEST | *** | *** | *** | 24000 | 24000 | 22.3 | 12.5 | 9.6 | 1.83 | 75 |  | 207643179
SMART COMFORT | DLCMHBH36DAK | SMART COMFORT | *** | *** | *** | 36000 | 37000 | 20 | 12.5 | 9.7 | 1.9 | 95 |  | 207643170
AIRQUEST | DLCMRBH18BAK | AIRQUEST | *** | *** | *** | 18000 | 19000 | 21 | 12.5 | 10.2 | 2 | 76 |  | 207643176
SMART COMFORT | DLCMHBH30DAK | SMART COMFORT | *** | *** | *** | 30000 | 30000 | 22.4 | 12 | 9.5 | 1.65 | 90 |  | 207643161
SMART COMFORT | DLCMRBH18BAK | SMART COMFORT | *** | *** | *** | 18000 | 19000 | 21 | 12.5 | 10.2 | 2 | 76 |  | 207643155
SMART COMFORT | DLCMHBH24CAK | SMART COMFORT | *** | *** | *** | 24000 | 24000 | 22.3 | 12.5 | 9.6 | 1.83 | 75 |  | 207643158
TEMPSTAR | DLCMHBH36DAK | TEMPSTAR | *** | *** | *** | 36000 | 37000 | 20 | 12.5 | 9.7 | 1.9 | 95 |  | 207643149
TEMPSTAR | DLCMHBH30DAK | TEMPSTAR | *** | *** | *** | 30000 | 30000 | 22.4 | 12 | 9.5 | 1.65 | 90 |  | 207643140
TEMPSTAR | DLCMHBH24CAK | TEMPSTAR | *** | *** | *** | 24000 | 24000 | 22.3 | 12.5 | 9.6 | 1.83 | 75 |  | 207643137
MIDEA | DLCMHBH36DAK | MIDEA | *** | *** | *** | 36000 | 37000 | 20 | 12.5 | 9.7 | 1.9 | 95 |  | 207643128
TEMPSTAR | DLCMRBH18BAK | TEMPSTAR | *** | *** | *** | 18000 | 19000 | 21 | 12.5 | 10.2 | 2 | 76 |  | 207643134
MIDEA | DLCMHBH30DAK | MIDEA | *** | *** | *** | 30000 | 30000 | 22.4 | 12 | 9.5 | 1.65 | 90 |  | 207643119
KENMORE | DLCMHBH36DAK | KENMORE | *** | *** | *** | 36000 | 37000 | 20 | 12.5 | 9.7 | 1.9 | 95 |  | 207643107
MIDEA | DLCMHBH24CAK | MIDEA | *** | *** | *** | 24000 | 24000 | 22.3 | 12.5 | 9.6 | 1.83 | 75 |  | 207643116
MIDEA | DLCMRBH18BAK | MIDEA | *** | *** | *** | 18000 | 19000 | 21 | 12.5 | 10.2 | 2 | 76 |  | 207643113
KENMORE | DLCMHBH30DAK | KENMORE | *** | *** | *** | 30000 | 30000 | 22.4 | 12 | 9.5 | 1.65 | 90 |  | 207643098
KENMORE | DLCMHBH24CAK | KENMORE | *** | *** | *** | 24000 | 24000 | 22.3 | 12.5 | 9.6 | 1.83 | 75 |  | 207643095
KEEPRITE | DLCMHBH36DAK | KEEPRITE | *** | *** | *** | 36000 | 37000 | 20 | 12.5 | 9.7 | 1.9 | 95 |  | 207643086
KENMORE | DLCMRBH18BAK | KENMORE | *** | *** | *** | 18000 | 19000 | 21 | 12.5 | 10.2 | 2 | 76 |  | 207643092
KEEPRITE | DLCMRBH18BAK | KEEPRITE | *** | *** | *** | 18000 | 19000 | 21 | 12.5 | 10.2 | 2 | 76 |  | 207643071
KEEPRITE | DLCMHBH24CAK | KEEPRITE | *** | *** | *** | 24000 | 24000 | 22.3 | 12.5 | 9.6 | 1.83 | 75 |  | 207643074
KEEPRITE | DLCMHBH30DAK | KEEPRITE | *** | *** | *** | 30000 | 30000 | 22.4 | 12 | 9.5 | 1.65 | 90 |  | 207643077
HEIL | DLCMHBH30DAK | HEIL | *** | *** | *** | 30000 | 30000 | 22.4 | 12 | 9.5 | 1.65 | 90 |  | 207643056
HEIL | DLCMHBH36DAK | HEIL | *** | *** | *** | 36000 | 37000 | 20 | 12.5 | 9.7 | 1.9 | 95 |  | 207643065
HEIL | DLCMRBH18BAK | HEIL | *** | *** | *** | 18000 | 19000 | 21 | 12.5 | 10.2 | 2 | 76 |  | 207643050
HEIL | DLCMHBH24CAK | HEIL | *** | *** | *** | 24000 | 24000 | 22.3 | 12.5 | 9.6 | 1.83 | 75 |  | 207643053
DAY & NIGHT | DLCMHBH30DAK | DAY & NIGHT | *** | *** | *** | 30000 | 30000 | 22.4 | 12 | 9.5 | 1.65 | 90 |  | 207643035
DAY & NIGHT | DLCMHBH36DAK | DAY & NIGHT | *** | *** | *** | 36000 | 37000 | 20 | 12.5 | 9.7 | 1.9 | 95 |  | 207643044
DAY & NIGHT | DLCMHBH24CAK | DAY & NIGHT | *** | *** | *** | 24000 | 24000 | 22.3 | 12.5 | 9.6 | 1.83 | 75 |  | 207643032
DAY & NIGHT | DLCMRBH18BAK | DAY & NIGHT | *** | *** | *** | 18000 | 19000 | 21 | 12.5 | 10.2 | 2 | 76 |  | 207643029
COMFORTMAKER | DLCMHBH36DAK | COMFORTMAKER | *** | *** | *** | 36000 | 37000 | 20 | 12.5 | 9.7 | 1.9 | 95 |  | 207643023
COMFORTMAKER | DLCMHBH30DAK | COMFORTMAKER | *** | *** | *** | 30000 | 30000 | 22.4 | 12 | 9.5 | 1.65 | 90 |  | 207643014
COMFORTMAKER | DLCMHBH24CAK | COMFORTMAKER | *** | *** | *** | 24000 | 24000 | 22.3 | 12.5 | 9.6 | 1.83 | 75 |  | 207643011
COMFORTMAKER | DLCMRBH18BAK | COMFORTMAKER | *** | *** | *** | 18000 | 19000 | 21 | 12.5 | 10.2 | 2 | 76 |  | 207643008
ARCOAIRE | DLCMHBH24CAK | ARCOAIRE | *** | *** | *** | 24000 | 24000 | 22.3 | 12.5 | 9.6 | 1.83 | 75 |  | 207642990
ARCOAIRE | DLCMHBH30DAK | ARCOAIRE | *** | *** | *** | 30000 | 30000 | 22.4 | 12 | 9.5 | 1.65 | 90 |  | 207642993
ARCOAIRE | DLCMHBH36DAK | ARCOAIRE | *** | *** | *** | 36000 | 37000 | 20 | 12.5 | 9.7 | 1.9 | 95 |  | 207643002
ARCOAIRE | DLCMRBH18BAK | ARCOAIRE | *** | *** | *** | 18000 | 19000 | 21 | 12.5 | 10.2 | 2 | 76 |  | 207642987
MIDEA | 38MGHBQ36DA3 | MIDEA | *** | *** | *** | 36000 | 37000 | 22.2 | 13.6 | 10.3 | 1.9 | 89 |  | 207642975
MIDEA | 38MGRBQ18BA3 | MIDEA | *** | *** | *** | 18000 | 19000 | 22.9 | 13.9 | 10.5 | 2 | 75 |  | 207642960
MIDEA | 38MGHBQ30DA3 | MIDEA | *** | *** | *** | 30000 | 30000 | 26 | 13 | 9.8 | 1.8 | 97 |  | 207642966
MIDEA | 38MGHBQ24CA3 | MIDEA | *** | *** | *** | 24000 | 25000 | 24.6 | 13.4 | 10 | 1.9 | 82 |  | 207642963
Weathermaker | 38MGHBQ36DA3 | Weathermaker | *** | *** | *** | 36000 | 37000 | 22.2 | 13.6 | 10.3 | 1.9 | 89 |  | 207642954
Weathermaker | 38MGHBQ30DA3 | Weathermaker | *** | *** | *** | 30000 | 30000 | 26 | 13 | 9.8 | 1.8 | 97 |  | 207642945
Weathermaker | 38MGHBQ24CA3 | Weathermaker | *** | *** | *** | 24000 | 25000 | 24.6 | 13.4 | 10 | 1.9 | 82 |  | 207642942
Weathermaker | 38MGRBQ18BA3 | Weathermaker | *** | *** | *** | 18000 | 19000 | 22.9 | 13.9 | 10.5 | 2 | 75 |  | 207642939
PAYNE | 38MGHBQ36DA3 | PAYNE | *** | *** | *** | 36000 | 37000 | 22.2 | 13.6 | 10.3 | 1.9 | 89 |  | 207642933
PAYNE | 38MGHBQ24CA3 | PAYNE | *** | *** | *** | 24000 | 25000 | 24.6 | 13.4 | 10 | 1.9 | 82 |  | 207642921
PAYNE | 38MGHBQ30DA3 | PAYNE | *** | *** | *** | 30000 | 30000 | 26 | 13 | 9.8 | 1.8 | 97 |  | 207642924
BRYANT | 38MGHBQ36DA3 | BRYANT | *** | *** | *** | 36000 | 37000 | 22.2 | 13.6 | 10.3 | 1.9 | 89 |  | 207642912
PAYNE | 38MGRBQ18BA3 | PAYNE | *** | *** | *** | 18000 | 19000 | 22.9 | 13.9 | 10.5 | 2 | 75 |  | 207642918
BRYANT | 38MGHBQ30DA3 | BRYANT | *** | *** | *** | 30000 | 30000 | 26 | 13 | 9.8 | 1.8 | 97 |  | 207642903
BRYANT | 38MGHBQ24CA3 | BRYANT | *** | *** | *** | 24000 | 25000 | 24.6 | 13.4 | 10 | 1.9 | 82 |  | 207642900
CARRIER | 38MGHBQ36DA3 | CARRIER | *** | *** | *** | 36000 | 37000 | 22.2 | 13.6 | 10.3 | 1.9 | 89 |  | 207642891
BRYANT | 38MGRBQ18BA3 | BRYANT | *** | *** | *** | 18000 | 19000 | 22.9 | 13.9 | 10.5 | 2 | 75 |  | 207642897
CARRIER | 38MGHBQ30DA3 | CARRIER | *** | *** | *** | 30000 | 30000 | 26 | 13 | 9.8 | 1.8 | 97 |  | 207642882
CARRIER | 38MGHBQ24CA3 | CARRIER | *** | *** | *** | 24000 | 25000 | 24.6 | 13.4 | 10 | 1.9 | 82 |  | 207642879
SENVILLE | SENA/30HF/MOQ | SENVILLE | *** | *** | *** | 28000 | 28000 | 24.6 | 12.7 | 9.5 | 2 | 75 |  | 207641332
CARRIER | 38MGRBQ18BA3 | CARRIER | *** | *** | *** | 18000 | 19000 | 22.9 | 13.9 | 10.5 | 2 | 75 |  | 207642876
SENVILLE | SENA/18HF/MOQ | SENVILLE | *** | *** | *** | 18000 | 19000 | 22.9 | 13.9 | 10.5 | 2 | 75 |  | 207641329
LBG Products | LMUHB36DO | LBG Products | *** | *** | *** | 36000 | 37000 | 20 | 12.5 | 9.7 | 1.9 | 95 |  | 207641322
LBG Products | LMUHB18DO | LBG Products | *** | *** | *** | 19000 | 20000 | 20.5 | 12.5 | 9 | 1.8 | 68 |  | 207641316
LBG Products | LMHB27DO | LBG Products | *** | *** | *** | 27000 | 28000 | 23.5 | 12.2 | 9.2 | 2 | 71 |  | 207641308
LBG Products | LMHB18DO | LBG Products | *** | *** | *** | 18000 | 19000 | 21 | 12.5 | 10.2 | 2 | 76 |  | 207641304
BLUERIDGE | BMM36HHC | BLUERIDGE | *** | *** | *** | 36000 | 37000 | 20 | 12.5 | 9.7 | 1.9 | 95 |  | 207641297
BLUERIDGE | BMM27C | BLUERIDGE | *** | *** | *** | 27000 | 28000 | 23.5 | 12.2 | 9.2 | 2 | 71 |  | 207641283
BLUERIDGE | BMM18HHC | BLUERIDGE | *** | *** | *** | 19000 | 20000 | 20.5 | 12.5 | 9 | 1.8 | 68 |  | 207641291
BLUERIDGE | BMM18C | BLUERIDGE | *** | *** | *** | 18000 | 19000 | 21 | 12.5 | 10.2 | 2 | 76 |  | 207641279
NOVAIR | LEA18MZ-2P-25SK-O | NOVAIR | *** | *** | *** | 18000 | 19000 | 21 | 12.5 | 10.2 | 2 | 76 |  | 207641276
NOVAIR | LEA27MZ-3P-25SK-O | NOVAIR | *** | *** | *** | 27000 | 28000 | 23.5 | 12.2 | 9.2 | 2 | 71 |  | 207641274
MDV | M3OJ-27HFN1-M* | MDV | *** | *** | *** | 27000 | 28000 | 23.5 | 12.2 | 9.2 | 2 | 71 |  | 207641252
MDV | M4OI-36HFN1-M* | MDV | *** | *** | *** | 36000 | 37000 | 20 | 12.5 | 9.7 | 1.9 | 95 |  | 207641237
MDV | M2OI-18HFN1-M* | MDV | *** | *** | *** | 19000 | 20000 | 20.5 | 12.5 | 9 | 1.8 | 68 |  | 207641236
MDV | M4OI-36HFN1-M | MDV | *** | *** | *** | 36000 | 37000 | 22.2 | 13.6 | 10.3 | 1.9 | 89 |  | 207641228
MDV | M3OJ-24HFN1-M* | MDV | *** | *** | *** | 24000 | 24000 | 22.3 | 12.5 | 9.6 | 1.83 | 75 |  | 207641233
MDV | M2OA-18HFN1-M* | MDV | *** | *** | *** | 18000 | 19000 | 21 | 12.5 | 10.2 | 2 | 76 |  | 207641232
MDV | M4OG-30HFN1-M* | MDV | *** | *** | *** | 30000 | 30000 | 22.4 | 12 | 9.5 | 1.65 | 90 |  | 207641234
MDV | M4OG-30HFN1-M | MDV | *** | *** | *** | 30000 | 30000 | 26 | 13 | 9.8 | 1.8 | 97 |  | 207617652
Convectair | 8222-C18-O | Convectair | *** | *** | *** | 19000 | 20000 | 22 | 12.5 | 9.8 | 1.9 | 75 |  | 207590846
MDV | M3OJ-24HFN1-M | MDV | *** | *** | *** | 24000 | 25000 | 24.6 | 13.4 | 10 | 1.9 | 82 |  | 207617649
MDV | M3OI-24HFN1-M | MDV | *** | *** | *** | 24000 | 24000 | 23.7 | 12.8 | 10.8 | 1.8 | 100 |  | 207617655
Convectair | 8322-C27-O | Convectair | *** | *** | *** | 28000 | 28000 | 23 | 12.5 | 10.6 | 1.8 | 95 |  | 207590849
MRCOOL | DIY-MULTI2-18HP230C | MRCOOL | *** | *** | *** | 18000 | 19000 | 21.2 | 12.5 | 9.6 | 2 | 71 |  | 207339196
KANIONco | KWSMO-30R410AIH | KANIONco | *** | *** | *** | 28000 | 28000 | 23 | 12.5 | 9.2 |  | 61 |  | 205645145
PERFECTAIRE | 2PAMS27-HH-MZO3 | PERFECTAIRE | *** | *** | *** | 28000 | 28000 | 22 | 12.5 | 9 | 1.9 | 64 |  | 205645135
AirEase | 4DHP1S18M-1P | AirEase | *** | *** | *** | 18000 | 18000 | 22.4 | 12 | 9.1 |  | 66 |  | 204462400
ELIOS | DE27HOM25230X3 | ELIOS | *** | *** | *** | 28000 | 28000 | 22 | 12.5 | 9 | 1.9 | 64 |  | 204005788
BOSCH | BMS500-AAM018-1CSXHB | BOSCH | *** | *** | *** | 19000 | 20000 | 21.5 | 12.5 | 9 | 1.9 | 63 |  | 203991180
ELIOS | DE36HOM25230X3 | ELIOS | *** | *** | *** | 36000 | 36000 | 21.5 | 13.5 | 9.5 | 1.9 | 47 |  | 204005786
BOSCH | BMS500-AAM036-1CSXHB | BOSCH | *** | *** | *** | 36000 | 36000 | 21.5 | 13.5 | 9.5 | 1.9 | 47 |  | 203991186
ELIOS | DE18HOM25230X3 | ELIOS | *** | *** | *** | 19000 | 20000 | 21.5 | 12.5 | 9 | 1.9 | 63 |  | 204005785
MOOVAIR | DM18HOM25230X3 | MOOVAIR | *** | *** | *** | 19000 | 20000 | 21.5 | 12.5 | 9 | 1.9 | 63 |  | 204005751
Armstrong Air | 4DHP1S18M-1P | Armstrong Air | *** | *** | *** | 18000 | 18000 | 22.4 | 12 | 9.1 |  | 66 |  | 204462399
Armstrong Air | 4DHP1S30M-1P | Armstrong Air | *** | *** | *** | 28000 | 28000 | 23 | 12.5 | 9.2 |  | 61 |  | 204462401
Breeze33 | BZ33-HP273Z2 | Breeze33 | *** | *** | *** | 28000 | 28000 | 23 | 12.5 | 9.2 |  | 61 |  | 204279001
MRCOOL | MULTI2-18HP230V1 | MRCOOL | *** | *** | *** | 18000 | 18000 | 22.4 | 12 | 9.1 |  | 66 |  | 204462358
Breeze33 | BZ33-HP182Z2 | Breeze33 | *** | *** | *** | 18000 | 18000 | 22.4 | 12 | 9.1 |  | 66 |  | 204279000
ACC | MST303E23MHAA | ACC | *** | *** | *** | 28000 | 28000 | 22 | 12.5 | 9 | 1.9 | 64 |  | 204706295
ACC | MST183E23MHAA | ACC | *** | *** | *** | 19000 | 20000 | 21.5 | 12.5 | 9 | 1.9 | 63 |  | 204706294
ACC | MST363E23MHAA | ACC | *** | *** | *** | 36000 | 36000 | 21.5 | 13.5 | 9.5 | 1.9 | 47 |  | 204706296
MRCOOL | MULTI3-27HP230V1 | MRCOOL | *** | *** | *** | 28000 | 28000 | 23 | 12.5 | 9.2 |  | 61 |  | 204462360
AirEase | 4DHP1S30M-1P | AirEase | *** | *** | *** | 28000 | 28000 | 23 | 12.5 | 9.2 |  | 61 |  | 204462402
Breeze33 | BZ33-HYP36HP4Z2 | Breeze33 | *** | *** | *** | 36000 | 36000 | 21.5 | 13.5 | 9.5 | 1.9 | 47 |  | 204711130
Breeze33 | BZ33-HYP27HP3Z2 | Breeze33 | *** | *** | *** | 28000 | 28000 | 22 | 12.5 | 9 | 1.9 | 64 |  | 204711129
MIDEA | 38MGRQ24C--3 | MIDEA | *** | *** | *** | 24000 | 24000 | 23 | 12.5 | 9.2 |  | 72 |  | 204711109
PAYNE | 38MGRQ24C--3 | PAYNE | *** | *** | *** | 24000 | 24000 | 23 | 12.5 | 9.2 |  | 72 |  | 204711108
Breeze33 | BZ33-HYP18HP2Z2 | Breeze33 | *** | *** | *** | 19000 | 20000 | 21.5 | 12.5 | 9 | 1.9 | 63 |  | 204711128
BRYANT | 38MGRQ24C--3 | BRYANT | *** | *** | *** | 24000 | 24000 | 23 | 12.5 | 9.2 |  | 72 |  | 204711107
CARRIER | 38MGRQ24C--3 | CARRIER | *** | *** | *** | 24000 | 24000 | 23 | 12.5 | 9.2 |  | 72 |  | 204711106
MDV | M3OF-27HFN1-MCA | MDV | *** | *** | *** | 24000 | 24000 | 23 | 12.5 | 9.2 |  | 72 |  | 204711105
C&H | CH-HYP36MSPH-230VO | C&H | *** | *** | *** | 36000 | 36000 | 21.5 | 13.5 | 9.5 | 1.9 | 47 |  | 205047864
EMI | MZ3H27DAA | EMI | *** | *** | *** | 28000 | 28000 | 23 | 12.5 | 9.2 |  | 61 |  | 204853572
PAYNE | 38MGRQ30D--3 | PAYNE | *** | *** | *** | 30000 | 28000 | 22.5 | 12 | 9.5 | 1.85 | 88 |  | 204722816
MIDEA | 38MGRQ30D--3 | MIDEA | *** | *** | *** | 30000 | 28000 | 22.5 | 12 | 9.5 | 1.85 | 88 |  | 204722815
C&H | CH18MSPH230VO | C&H | *** | *** | *** | 18000 | 18000 | 22.4 | 12 | 9.1 |  | 66 |  | 205104722
MIDEA | MCH3U-27PHH2 | MIDEA | *** | *** | *** | 19000 | 20000 | 21.5 | 12.5 | 9 | 1.9 | 63 |  | 205092305
KOOLKING | M2OF-18HFN1-M | KOOLKING | *** | *** | *** | 18000 | 18000 | 22.4 | 12 | 9.1 |  | 66 |  | 205092287
KOOLKING | M3OF-27HFN1-M | KOOLKING | *** | *** | *** | 28000 | 28000 | 23 | 12.5 | 9.2 |  | 61 |  | 205092288
EMI | MZ2H18DAA | EMI | *** | *** | *** | 18000 | 18000 | 22.4 | 12 | 9.1 |  | 66 |  | 204853571
C&H | CH-HYP28MSPH-230VO | C&H | *** | *** | *** | 28000 | 28000 | 22 | 12.5 | 9 | 1.9 | 64 |  | 205263902
C&H | CH28MSPH230VO | C&H | *** | *** | *** | 24000 | 24000 | 23 | 12.5 | 9.2 |  | 72 |  | 205263886
NOVAIR PLUS | 36EVONVMO | NOVAIR PLUS | *** | *** | *** | 24000 | 24000 | 23 | 12.5 | 9.2 |  | 72 |  | 205281394
C&H | CH-HYP19MSPH-230VO | C&H | *** | *** | *** | 19000 | 20000 | 21.5 | 12.5 | 9 | 1.9 | 63 |  | 205263894
NOVAIR PLUS | 27EVANVMO | NOVAIR PLUS | *** | *** | *** | 24000 | 24000 | 23 | 12.5 | 9.2 |  | 72 |  | 205281397
CanAir | C23MC327H21 | CanAir | *** | *** | *** | 24000 | 24000 | 23 | 12.5 | 9.2 |  | 72 |  | 205306868
NORTON AIR CONDITIONERS | OHP14-27-32-23 | NORTON AIR CONDITIONERS | *** | *** | *** | 24000 | 24000 | 23 | 12.5 | 9.2 |  | 72 |  | 205300206
DANCOOL | DANMZ27-OD3 | DANCOOL | *** | *** | *** | 24000 | 24000 | 23 | 12.5 | 9.2 |  | 72 |  | 205334546
PERFECTAIRE | 2PAMSH27-MZO3 | PERFECTAIRE | *** | *** | *** | 24000 | 24000 | 23 | 12.5 | 9.2 |  | 72 |  | 205309426
Breeze33 | BZ33-HYP18HP2Z2-P | Breeze33 | *** | *** | *** | 19000 | 20000 | 21.5 | 12.5 | 9 | 1.9 | 63 |  | 205470446
Breeze33 | BZ33-HYP27HP3Z2-P | Breeze33 | *** | *** | *** | 28000 | 28000 | 22 | 12.5 | 9 | 1.9 | 64 |  | 205470449
Breeze33 | BZ33-HP273Z2-P | Breeze33 | *** | *** | *** | 24000 | 24000 | 23 | 12.5 | 9.2 |  | 72 |  | 205470437
MRCOOL | DIY-MULTI3-27HP230C | MRCOOL | *** | *** | *** | 27000 | 27000 | 22 | 12 | 9.5 | 1.9 | 74 |  | 207339195
MDV | M2OA-18HFN1-MQ1 | MDV | *** | *** | *** | 18000 | 19000 | 21.2 | 12.5 | 9.6 | 2 | 71 |  | 207339191
Weathermaker | 38MGRQ36D--3 | Weathermaker | *** | *** | *** | 36000 | 36000 | 21.5 | 13.5 | 9.5 | 1.9 | 47 |  | 205772854
Weathermaker | 38MGRQ30D--3 | Weathermaker | *** | *** | *** | 30000 | 28000 | 22.5 | 12 | 9.5 | 1.85 | 88 |  | 205772851
Weathermaker | 38MGRQ18B--3 | Weathermaker | *** | *** | *** | 18000 | 18000 | 22.4 | 12 | 9.1 |  | 66 |  | 205772845
KARDA | 2KARDA27MZ3 | KARDA | *** | *** | *** | 28000 | 28000 | 23 | 12.5 | 9.2 |  | 61 |  | 205724750
KANIONco | KWSMO-18R410AIH | KANIONco | *** | *** | *** | 18000 | 18000 | 22.4 | 12 | 9.1 |  | 66 |  | 205645144
PERFECTAIRE | 2PAMS18-HH-MZO2 | PERFECTAIRE | *** | *** | *** | 19000 | 20000 | 21.5 | 12.5 | 9 | 1.9 | 63 |  | 205645132
Weathermaker | 38MGRQ24C--3 | Weathermaker | *** | *** | *** | 24000 | 24000 | 23 | 12.5 | 9.2 |  | 72 |  | 205772849
GOODMAN | MST273E23MHAA | GOODMAN | *** | *** | *** | 28000 | 28000 | 22 | 12.5 | 9 | 1.9 | 64 |  | 205816512
AC PRO.COM | A3OF-27HFN1-M | AC PRO.COM | *** | *** | *** | 24000 | 24000 | 23 | 12.5 | 9.2 |  | 72 |  | 205816498
DIYCOOL | ACIQ-27Z-HH-M3 | DIYCOOL | *** | *** | *** | 28000 | 28000 | 22 | 12.5 | 9 | 1.9 | 64 |  | 206315650
ACIQ | ACIQ-18Z-HH-M2 | ACIQ | *** | *** | *** | 19000 | 20000 | 21.5 | 12.5 | 9 | 1.9 | 63 |  | 206315653
ACIQ | ACIQ-27Z-HH-M3 | ACIQ | *** | *** | *** | 28000 | 28000 | 22 | 12.5 | 9 | 1.9 | 64 |  | 206315654
FRANKLIN | MST183E23MHAA | FRANKLIN | *** | *** | *** | 19000 | 20000 | 22 | 12.5 | 9.8 | 1.9 | 75 |  | 206764068
1HVAC | ACIQ-27Z-HH-M3 | 1HVAC | *** | *** | *** | 28000 | 28000 | 22 | 12.5 | 9 | 1.9 | 64 |  | 206315658
1HVAC | ACIQ-18Z-HH-M2 | 1HVAC | *** | *** | *** | 19000 | 20000 | 21.5 | 12.5 | 9 | 1.9 | 63 |  | 206315657
DIYCOOL | ACIQ-18Z-HH-M2 | DIYCOOL | *** | *** | *** | 19000 | 20000 | 21.5 | 12.5 | 9 | 1.9 | 63 |  | 206315649
MDV | M2OA-18HFN1-M | MDV | *** | *** | *** | 18000 | 19000 | 22.9 | 13.9 | 10.5 | 2 | 75 |  | 206714973
MDV | M4OH-36HFN1-M-20 | MDV | *** | *** | *** | 36000 | 36400 | 21.8 | 13.6 | 9.5 | 1.75 | 60 |  | 206714978
MDV | M2OI-18HFN1-M | MDV | *** | *** | *** | 19000 | 20000 | 22 | 12.5 | 9.8 | 1.9 | 75 |  | 206716986
MDV | M3OI-28HFN1-M | MDV | *** | *** | *** | 28000 | 28000 | 23 | 12.5 | 10.6 | 1.8 | 95 |  | 206714976
MDV | M3OJ-27HFN1-M | MDV | *** | *** | *** | 28000 | 28000 | 24.6 | 12.7 | 9.5 | 2 | 75 |  | 206714975
MDV | M3OH-27HFN1-MQ1 | MDV | *** | *** | *** | 27000 | 27000 | 22 | 12 | 9.5 | 1.9 | 74 |  | 207339192
FRANKLIN | MST363E23MHAA | FRANKLIN | *** | *** | *** | 36000 | 36000 | 21.5 | 13.5 | 9.5 | 1.9 | 47 |  | 206764074
BLUERIDGE | BMHH27M22C | BLUERIDGE | *** | *** | *** | 28000 | 28000 | 22 | 12.5 | 9 | 1.9 | 64 |  | 206905350
PolarWave | ACIQ-18Z-HH-M2 | PolarWave | *** | *** | *** | 19000 | 20000 | 21.5 | 12.5 | 9 | 1.9 | 63 |  | 212316058
PolarWave | ACIQ-27Z-HH-M3 | PolarWave | *** | *** | *** | 28000 | 28000 | 22 | 12.5 | 9 | 1.9 | 64 |  | 212316059
PolarWave | ACIQ-18Z-HH-M2B | PolarWave | *** | *** | *** | 19000 | 20000 | 22 | 12.5 | 9.8 | 1.9 | 75 |  | 212316085
PolarWave | ACIQ-36Z-HH-M4B | PolarWave | *** | *** | *** | 36000 | 37000 | 22.2 | 13.6 | 10.3 | 1.9 | 89 |  | 212316091
PolarWave | ACIQ-27Z-HH-M3B | PolarWave | *** | *** | *** | 28000 | 28000 | 23 | 12.5 | 10.6 | 1.8 | 95 |  | 212316088
PolarWave | ES-18Z-M2B | PolarWave | *** | *** | *** | 18000 | 19000 | 22.9 | 13.9 | 10.5 | 2 | 75 |  | 212316120
PolarWave | ES-27Z-M3B | PolarWave | *** | *** | *** | 28000 | 28000 | 24.6 | 12.7 | 9.5 | 2 | 75 |  | 212316123
STEALTH | ACIQ-18Z-HH-M2 | STEALTH | *** | *** | *** | 19000 | 20000 | 21.5 | 12.5 | 9 | 1.9 | 63 |  | 212316144
STEALTH | ACIQ-27Z-HH-M3 | STEALTH | *** | *** | *** | 28000 | 28000 | 22 | 12.5 | 9 | 1.9 | 64 |  | 212316145
STEALTH | ACIQ-18Z-HH-M2B | STEALTH | *** | *** | *** | 19000 | 20000 | 22 | 12.5 | 9.8 | 1.9 | 75 |  | 212316171
STEALTH | ACIQ-27Z-HH-M3B | STEALTH | *** | *** | *** | 28000 | 28000 | 23 | 12.5 | 10.6 | 1.8 | 95 |  | 212316174
STEALTH | ES-18Z-M2B | STEALTH | *** | *** | *** | 18000 | 19000 | 22.9 | 13.9 | 10.5 | 2 | 75 |  | 212316206
STEALTH | ACIQ-36Z-HH-M4B | STEALTH | *** | *** | *** | 36000 | 37000 | 22.2 | 13.6 | 10.3 | 1.9 | 89 |  | 212316177
STEALTH | ES-27Z-M3B | STEALTH | *** | *** | *** | 28000 | 28000 | 24.6 | 12.7 | 9.5 | 2 | 75 |  | 212316209
KANIONco | KWSMO-18R410AIHH | KANIONco | *** | *** | *** | 18000 | 19000 | 21 | 12.5 | 10.2 | 2 | 76 |  | 212360144
KANIONco | KWSMO-27R410AIHH | KANIONco | *** | *** | *** | 27000 | 28000 | 23.5 | 12.2 | 9.2 | 2 | 71 |  | 212360147
MDV | M3OK-27HFN1-M | MDV | *** | *** | *** | 27000 | 27000 | 21.8 | 12.2 | 10 | 1.8 | 85 |  | 212360172
BLUERIDGE | BMM27HH2C | BLUERIDGE | *** | *** | *** | 27000 | 27000 | 21.8 | 12.2 | 10 | 1.8 | 85 |  | 212360178
Custom Comfort | CCOXHAMZ436HP | Custom Comfort | *** | *** | *** | 36000 | 37000 | 22.2 | 13.6 | 10.3 | 1.9 | 89 |  | 212365436
Custom Comfort | CCOXHAMZ218HP | Custom Comfort | *** | *** | *** | 19000 | 20000 | 22 | 12.5 | 9.8 | 1.9 | 75 |  | 212365433
TK'S | T2C-18HFN1* | TK'S | *** | *** | *** | 18000 | 19000 | 21 | 12.5 | 10.2 | 2 | 76 |  | 212528006
TK'S | T3C-30HFN1* | TK'S | *** | *** | *** | 27000 | 28000 | 23.5 | 12.2 | 9.2 | 2 | 71 |  | 212528009
Relief Sciences | LANG36OD35-4 | Relief Sciences | *** | *** | *** | 36000 | 37000 | 20 | 12.5 | 9.7 | 1.9 | 95 |  | 212615014
YONAN | YSMO-18HFN1 | YONAN | *** | *** | *** | 18000 | 19000 | 21 | 12.5 | 10.2 | 2 | 76 |  | 212615067
Relief Sciences | LANG18OD35-2 | Relief Sciences | *** | *** | *** | 19000 | 20000 | 20.5 | 12.5 | 9 | 1.8 | 68 |  | 212615018
YONAN | YSMO-27HFN1 | YONAN | *** | *** | *** | 27000 | 28000 | 23.5 | 12.2 | 9.2 | 2 | 71 |  | 212615072
YONAN | YSMO-24HFN1 | YONAN | *** | *** | *** | 24000 | 24000 | 22.3 | 12.5 | 9.6 | 1.83 | 75 |  | 212615070
Custom Comfort | CCOXHAMZ327HP | Custom Comfort | *** | *** | *** | 27000 | 27000 | 21.8 | 12.2 | 10 | 1.8 | 85 |  | 212631690
Orient Care | OUM18M410AGR30 | Orient Care | *** | *** | *** | 18000 | 19000 | 21 | 12.5 | 10.2 | 2 | 76 |  | 212920505
Orient Care | OUM24M410AGR30 | Orient Care | *** | *** | *** | 24000 | 24000 | 22.3 | 12.5 | 9.6 | 1.83 | 75 |  | 212920508
BOSCH | BMS500-AAM027-1CSXHB | BOSCH | *** | *** | *** | 28000 | 28000 | 22 | 12.5 | 9 | 1.9 | 64 |  | 203991183
MOOVAIR | DM27HOM25230X3 | MOOVAIR | *** | *** | *** | 28000 | 28000 | 22 | 12.5 | 9 | 1.9 | 64 |  | 204005772
MOOVAIR | DM36HOM25230X3 | MOOVAIR | *** | *** | *** | 36000 | 36000 | 21.5 | 13.5 | 9.5 | 1.9 | 47 |  | 204005752
BOSCH | BMS500-AAM027-1CSXRA | BOSCH | *** | *** | *** | 28000 | 28000 | 23 | 12.5 | 9.2 |  | 61 |  | 203991174
BOSCH | BMS500-AAM018-1CSXRA | BOSCH | *** | *** | *** | 18000 | 18000 | 22.4 | 12 | 9.1 |  | 66 |  | 203991172
EMI | DHMZ327DA | EMI | *** | *** | *** | 28000 | 28000 | 22 | 12.5 | 9 | 1.9 | 64 |  | 203514062
EMI | DHMZ218DA | EMI | *** | *** | *** | 19000 | 20000 | 21.5 | 12.5 | 9 | 1.9 | 63 |  | 203514061
Allied | 4DHP1S18M-1P | Allied | *** | *** | *** | 18000 | 18000 | 22.4 | 12 | 9.1 |  | 66 |  | 203966560
Allied | 4DHP1S30M-1P | Allied | *** | *** | *** | 28000 | 28000 | 23 | 12.5 | 9.2 |  | 61 |  | 203966561
EMI | DHMZ436DA | EMI | *** | *** | *** | 36000 | 36000 | 21.5 | 13.5 | 9.5 | 1.9 | 47 |  | 203514060
DUCANE | 4DHP1S30M-2P | DUCANE | *** | *** | *** | 28000 | 28000 | 23 | 12.5 | 9.2 |  | 61 |  | 203376779
DUCANE | 4DHP1S18M-2P | DUCANE | *** | *** | *** | 18000 | 18000 | 22.4 | 12 | 9.1 |  | 66 |  | 203376778
CONCORD | 4DHP1S30M-2P | CONCORD | *** | *** | *** | 28000 | 28000 | 23 | 12.5 | 9.2 |  | 61 |  | 203376774
Allied | 4DHP1S30M-2P | Allied | *** | *** | *** | 28000 | 28000 | 23 | 12.5 | 9.2 |  | 61 |  | 203376764
Armstrong Air | 4DHP1S30M-2P | Armstrong Air | *** | *** | *** | 28000 | 28000 | 23 | 12.5 | 9.2 |  | 61 |  | 203376769
CONCORD | 4DHP1S18M-2P | CONCORD | *** | *** | *** | 18000 | 18000 | 22.4 | 12 | 9.1 |  | 66 |  | 203376773
Armstrong Air | 4DHP1S18M-2P | Armstrong Air | *** | *** | *** | 18000 | 18000 | 22.4 | 12 | 9.1 |  | 66 |  | 203376768
AirEase | 4DHP1S18M-2P | AirEase | *** | *** | *** | 18000 | 18000 | 22.4 | 12 | 9.1 |  | 66 |  | 203376758
AirEase | 4DHP1S30M-2P | AirEase | *** | *** | *** | 28000 | 28000 | 23 | 12.5 | 9.2 |  | 61 |  | 203376759
Allied | 4DHP1S18M-2P | Allied | *** | *** | *** | 18000 | 18000 | 22.4 | 12 | 9.1 |  | 66 |  | 203376763
NAPOLEON | NMZO-27F-B | NAPOLEON | *** | *** | *** | 28000 | 28000 | 23 | 12.5 | 9.2 |  | 61 |  | 203363530
LENNOX | MPB030S4M-2P | LENNOX | *** | *** | *** | 28000 | 28000 | 23 | 12.5 | 9.2 |  | 61 |  | 203343587
DIRECT AIR | M3OH-27HFN1-M | DIRECT AIR | *** | *** | *** | 28000 | 28000 | 22 | 12.5 | 9 | 1.9 | 64 |  | 203269783
LENNOX | MPB018S4M-2P | LENNOX | *** | *** | *** | 18000 | 18000 | 22.4 | 12 | 9.1 |  | 66 |  | 203343586
LENNOX | MLA018S4M-2P | LENNOX | *** | *** | *** | 19000 | 20000 | 21.5 | 12.5 | 9 | 1.9 | 63 |  | 203343585
DIRECT AIR | M4OH-36HFN1-M | DIRECT AIR | *** | *** | *** | 36000 | 36000 | 21.5 | 13.5 | 9.5 | 1.9 | 47 |  | 203269784
DIRECT AIR | M2OH-18HFN1-M | DIRECT AIR | *** | *** | *** | 19000 | 20000 | 21.5 | 12.5 | 9 | 1.9 | 63 |  | 203269782
MOOVAIR | DM18HOM23230X2 | MOOVAIR | *** | *** | *** | 18000 | 18000 | 22.4 | 12 | 9.1 |  | 66 |  | 203238516
MOOVAIR | DM27HOM23230X2 | MOOVAIR | *** | *** | *** | 28000 | 28000 | 23 | 12.5 | 9.2 |  | 61 |  | 203238518
BLUERIDGE | BMHH36M17C | BLUERIDGE | *** | *** | *** | 36000 | 36000 | 21.5 | 13.5 | 9.5 | 1.9 | 47 |  | 202918822
ELIOS | DE18HOM23230X2 | ELIOS | *** | *** | *** | 18000 | 18000 | 22.4 | 12 | 9.1 |  | 66 |  | 203238504
ELIOS | DE27HOM23230X2 | ELIOS | *** | *** | *** | 28000 | 28000 | 23 | 12.5 | 9.2 |  | 61 |  | 203238506
BLUERIDGE | BMHH27M18C | BLUERIDGE | *** | *** | *** | 28000 | 28000 | 22 | 12.5 | 9 | 1.9 | 64 |  | 202918821
BLUERIDGE | BMHH18M22C | BLUERIDGE | *** | *** | *** | 19000 | 20000 | 21.5 | 12.5 | 9 | 1.9 | 63 |  | 202918820
KARDA | 2PAMSH18-MZO2 | KARDA | *** | *** | *** | 18000 | 18000 | 22.4 | 12 | 9.1 |  | 66 |  | 202608469
PERFECTAIRE | 2PAMSH18-MZO2 | PERFECTAIRE | *** | *** | *** | 18000 | 18000 | 22.4 | 12 | 9.1 |  | 66 |  | 202585747
KARDA | 2PAMSH27-MZO3 | KARDA | *** | *** | *** | 28000 | 28000 | 23 | 12.5 | 9.2 |  | 61 |  | 202608467
COMFORTSTAR | CM3-27-3ZX | COMFORTSTAR | *** | *** | *** | 28000 | 28000 | 22 | 12.5 | 9 | 1.9 | 64 |  | 202575872
COMFORTSTAR | CM4-36-4ZX | COMFORTSTAR | *** | *** | *** | 36000 | 36000 | 21.5 | 13.5 | 9.5 | 1.9 | 47 |  | 202575873
COMFORTSTAR | CM2-18-2ZX | COMFORTSTAR | *** | *** | *** | 19000 | 20000 | 21.5 | 12.5 | 9 | 1.9 | 63 |  | 202575871
SUNCHILLERS | M27ODU-ACDC | SUNCHILLERS | *** | *** | *** | 28000 | 28000 | 23 | 12.5 | 9.2 |  | 61 |  | 202146856
SUNCHILLERS | M18ODU-ACDC | SUNCHILLERS | *** | *** | *** | 18000 | 18000 | 22.4 | 12 | 9.1 |  | 66 |  | 202146855
KERR | A-KMH28TU-1 | KERR | *** | *** | *** | 28000 | 28000 | 22 | 12.5 | 9 | 1.9 | 64 |  | 201866480
KERR | A-KMH36QU-1 | KERR | *** | *** | *** | 36000 | 36000 | 21.5 | 13.5 | 9.5 | 1.9 | 47 |  | 201866481
KERR | A-KMH18DU-1 | KERR | *** | *** | *** | 19000 | 20000 | 21.5 | 12.5 | 9 | 1.9 | 63 |  | 201866479
CENTURY | A-VMH36QU-1 | CENTURY | *** | *** | *** | 36000 | 36000 | 21.5 | 13.5 | 9.5 | 1.9 | 47 |  | 201862959
CENTURY | A-VMH28TU-1 | CENTURY | *** | *** | *** | 28000 | 28000 | 22 | 12.5 | 9 | 1.9 | 64 |  | 201862958
MIDEA | 38MGRQ36D--3 | MIDEA | *** | *** | *** | 36000 | 36000 | 21.5 | 13.5 | 9.5 | 1.9 | 47 |  | 201847004
CENTURY | A-VMH18DU-1 | CENTURY | *** | *** | *** | 19000 | 20000 | 21.5 | 12.5 | 9 | 1.9 | 63 |  | 201862957
MIDEA | 38MGRQ18B--3 | MIDEA | *** | *** | *** | 18000 | 18000 | 22.4 | 12 | 9.1 |  | 66 |  | 201847001
PAYNE | 38MGRQ36D--3 | PAYNE | *** | *** | *** | 36000 | 36000 | 21.5 | 13.5 | 9.5 | 1.9 | 47 |  | 201846984
PAYNE | 38MGRQ18B--3 | PAYNE | *** | *** | *** | 18000 | 18000 | 22.4 | 12 | 9.1 |  | 66 |  | 201846981
ZERO | Z3SOV-27HDM-US | ZERO | *** | *** | *** | 27000 | 28000 | 23.5 | 12.2 | 9.2 | 2 | 71 |  | 213732662
SENVILLE | SENA-36HF-MOB | SENVILLE | *** | *** | *** | 36000 | 36000 | 22.4 | 12.5 | 10.9 | 2 | 76 |  | 213732656
SENVILLE | SENA-28HF-MOB | SENVILLE | *** | *** | *** | 28000 | 28000 | 23 | 12.5 | 10.6 | 1.8 | 95 |  | 213732653
SENVILLE | SENA-18HF-MOB | SENVILLE | *** | *** | *** | 19000 | 20000 | 22 | 12.5 | 9.8 | 1.9 | 75 |  | 213732650
CanAir | C28MC436H22 | CanAir | *** | *** | *** | 36000 | 37000 | 22.2 | 13.6 | 10.3 | 1.9 | 89 |  | 213479407
CanAir | C28MC218H22 | CanAir | *** | *** | *** | 19000 | 20000 | 22 | 12.5 | 9.8 | 1.9 | 75 |  | 213479410
CanAir | C28MC328H21 | CanAir | *** | *** | *** | 28000 | 28000 | 23 | 12.5 | 10.6 | 1.8 | 95 |  | 213479404
TEMP SHIFT | TSM4OX63036HFN1M1X | TEMP SHIFT | *** | *** | *** | 36000 | 36000 | 21 | 12 | 10.9 | 1.95 | 76 |  | 213479395
TEMP SHIFT | TSM2OI18HFN1M | TEMP SHIFT | *** | *** | *** | 19000 | 20000 | 20.5 | 12.5 | 9 | 1.8 | 68 |  | 213479389
CONTINENTAL | CDHAM-36-O | CONTINENTAL | *** | *** | *** | 36000 | 37000 | 20 | 12.5 | 9.7 | 1.9 | 95 |  | 213386544
BLUERIDGE | BMM36HH2C | BLUERIDGE | *** | *** | *** | 36000 | 36000 | 21 | 12 | 10.9 | 1.95 | 76 |  | 213363376
ECO-AIR | M4OX630-36HFN1-M1X | ECO-AIR | *** | *** | *** | 36000 | 36000 | 21 | 12 | 10.9 | 1.95 | 76 |  | 213307915
E·COLD | ECOLD-C27-MS-G0001 | E·COLD | *** | *** | *** | 27000 | 28000 | 23.5 | 12.2 | 9.2 | 2 | 71 |  | 213350751
Alsetria | M4OX630-36HFN1-M1X | Alsetria | *** | *** | *** | 36000 | 36000 | 21 | 12 | 10.9 | 1.95 | 76 |  | 213307912
Daizuki | DXFM-1823-2Z | Daizuki | *** | *** | *** | 18000 | 19000 | 22.9 | 13.9 | 10.5 | 2 | 75 |  | 211994917
ACIQ | ES-27Z-M3B | ACIQ | *** | *** | *** | 28000 | 28000 | 24.6 | 12.7 | 9.5 | 2 | 75 |  | 210857386
DIYCOOL | ES-27Z-M3B | DIYCOOL | *** | *** | *** | 28000 | 28000 | 24.6 | 12.7 | 9.5 | 2 | 75 |  | 210857404
DIYCOOL | ES-18Z-M2B | DIYCOOL | *** | *** | *** | 18000 | 19000 | 22.9 | 13.9 | 10.5 | 2 | 75 |  | 210857401
NOVAIR | LEA36MZ-4P-35SK-O | NOVAIR | *** | *** | *** | 36000 | 37000 | 20 | 12.5 | 9.7 | 1.9 | 95 |  | 211133300
Mitsutomo | HO-MD18-AB-Q | Mitsutomo | *** | *** | *** | 19000 | 20000 | 20.5 | 12.5 | 9 | 1.8 | 68 |  | 211306401
MDV | M3OI-28HFN1-M-L | MDV | *** | *** | *** | 28000 | 28000 | 23 | 12.5 | 10.6 | 1.8 | 95 |  | 211289831
Mitsutomo | HO-MQ36-AB-Q | Mitsutomo | *** | *** | *** | 36000 | 37000 | 20 | 12.5 | 9.7 | 1.9 | 95 |  | 211306407
Star Air Kontrol | SAK-18-21MUZ/220(OUT)* | Star Air Kontrol | *** | *** | *** | 18000 | 19000 | 21 | 12.5 | 10.2 | 2 | 76 |  | 211726665
Star Air Kontrol | SAK-27-22MUZ/220(OUT)* | Star Air Kontrol | *** | *** | *** | 27000 | 28000 | 23.5 | 12.2 | 9.2 | 2 | 71 |  | 211726668
LPS Legacy | DLCMHBH30DAK | LPS Legacy | *** | *** | *** | 30000 | 30000 | 22.4 | 12 | 9.5 | 1.65 | 90 |  | 211756499
LPS Legacy | DLCMRBH18BAK | LPS Legacy | *** | *** | *** | 18000 | 19000 | 21 | 12.5 | 10.2 | 2 | 76 |  | 211756520
LPS Legacy | DLCMHBH24CAK | LPS Legacy | *** | *** | *** | 24000 | 24000 | 22.3 | 12.5 | 9.6 | 1.83 | 75 |  | 211756554
KADEN | KO-PS327HP-2AAMA | KADEN | *** | *** | *** | 28000 | 28000 | 24.6 | 12.7 | 9.5 | 2 | 75 |  | 211793563
KADEN | KO-PS218HP-2AAMA | KADEN | *** | *** | *** | 18000 | 19000 | 22.9 | 13.9 | 10.5 | 2 | 75 |  | 211793560
LPS Legacy | DLCMHBH36DAK | LPS Legacy | *** | *** | *** | 36000 | 37000 | 20 | 12.5 | 9.7 | 1.9 | 95 |  | 211756577
DUOHOME | D2OA-18HFN1-M | DUOHOME | *** | *** | *** | 18000 | 19000 | 21 | 12.5 | 10.2 | 2 | 76 |  | 211911388
DUOHOME | D3OJ-27HFN1-M | DUOHOME | *** | *** | *** | 27000 | 28000 | 23.5 | 12.2 | 9.2 | 2 | 71 |  | 211911391
PREMIUM LEVELLA | PIAWMZ188800B | PREMIUM LEVELLA | *** | *** | *** | 18000 | 19000 | 21 | 12.5 | 10.2 | 2 | 76 |  | 211991186
PREMIUM LEVELLA | PIAWMZ278800B | PREMIUM LEVELLA | *** | *** | *** | 27000 | 28000 | 23.5 | 12.2 | 9.2 | 2 | 71 |  | 211991190
Daizuki | DXFM-2723-3Z | Daizuki | *** | *** | *** | 28000 | 28000 | 24.6 | 12.7 | 9.5 | 2 | 75 |  | 211994914
Mitsutomo | HO-MQ36-AC-Q | Mitsutomo | *** | *** | *** | 36000 | 36000 | 21 | 12 | 10.9 | 1.95 | 76 |  | 213785768
HISENSE | AMW3-24U3SAA | HISENSE | *** | *** | *** | 24000 | 24000 | 22 | 12.5 | 9.05 | 1.84 | 63 |  | 203978137
HISENSE | AMW4-36U3STA | HISENSE | *** | *** | *** | 32000 | 36000 | 21 | 12.5 | 9 | 1.84 | 62 |  | 203978166
HISENSE | AMW2-18U3SFA | HISENSE | *** | *** | *** | 18000 | 18000 | 21 | 12.5 | 9.5 | 1.84 | 71 |  | 204816953
SAMSUNG | AJ036BXS4CH | SAMSUNG | *** | *** | *** | 34000 | 36600 | 21.5 | 12.5 | 9.3 | 2.04 | 59 |  | 207349920
E COLD | ECOLD-C27-MS-G0001 | E COLD | *** | *** | *** | 27000 | 28000 | 23.5 | 12.2 | 9.2 | 2 | 71 |  | 213828439
Trane / Mitsubishi Electric | NTXMPH20A122B* | Trane / Mitsubishi Electric | *** | *** | *** | 18000 | 22000 | 16.5 | 13.5 | 9.2 | 1.89 | 59 |  | 209836212
Mitsubishi Electric | MXZ-3C30NAHZ3*** | Mitsubishi Electric | *** | *** | *** | 28400 | 28600 | 18 | 12.5 | 9.7 | 1.8 | 63 |  | 209836204
Mitsubishi Electric | MXZ-3C24NAHZ3*** | Mitsubishi Electric | *** | *** | *** | 22000 | 25000 | 19 | 13.5 | 9 | 1.95 | 56 |  | 209836203
Trane / Mitsubishi Electric | NTXMPH30A132B* | Trane / Mitsubishi Electric | *** | *** | *** | 28400 | 28600 | 18 | 12.5 | 9.7 | 1.8 | 63 |  | 209836196
Mitsubishi Electric | MXZ-2C20NAHZ3*** | Mitsubishi Electric | *** | *** | *** | 18000 | 22000 | 16.5 | 13.5 | 9.2 | 1.89 | 59 |  | 209836186
Mitsubishi Electric | MXZ-3C24NA4-** | Mitsubishi Electric | *** | *** | *** | 22000 | 25000 | 20 | 13.6 | 10 | 1.8 | 57 |  | 212925880
Mitsubishi Electric | MXZ-3C30NAHZ4-** | Mitsubishi Electric | *** | *** | *** | 28400 | 28600 | 18 | 12.5 | 10 | 1.8 | 63 |  | 212925868
Mitsubishi Electric | MXZ-2C20NAHZ4-** | Mitsubishi Electric | *** | *** | *** | 18000 | 22000 | 17 | 13.5 | 10 | 1.89 | 62 |  | 212925867
Mitsubishi Electric | MXZ-3C24NAHZ4-** | Mitsubishi Electric | *** | *** | *** | 22000 | 25000 | 19 | 13.5 | 10 | 1.95 | 58 |  | 212925537
Trane / Mitsubishi Electric | NTXMPH24A132C** | Trane / Mitsubishi Electric | *** | *** | *** | 22000 | 25000 | 19 | 13.5 | 10 | 1.95 | 58 |  | 212925533
Trane / Mitsubishi Electric | NTXMPH30A132C** | Trane / Mitsubishi Electric | *** | *** | *** | 28400 | 28600 | 18 | 12.5 | 10 | 1.8 | 63 |  | 212925516
Trane / Mitsubishi Electric | NTXMPH24A132B* | Trane / Mitsubishi Electric | *** | *** | *** | 22000 | 25000 | 19 | 13.5 | 9 | 1.95 | 56 |  | 209836195
American Standard / Mitsubishi Electric | NTXMPH30A132C** | American Standard / Mitsubishi Electric | *** | *** | *** | 28400 | 28600 | 18 | 12.5 | 10 | 1.8 | 63 |  | 212925515
Trane / Mitsubishi Electric | NTXMPH20A122C** | Trane / Mitsubishi Electric | *** | *** | *** | 18000 | 22000 | 17 | 13.5 | 10 | 1.89 | 62 |  | 212925513
American Standard / Mitsubishi Electric | NTXMPH24A132C** | American Standard / Mitsubishi Electric | *** | *** | *** | 22000 | 25000 | 19 | 13.5 | 10 | 1.95 | 58 |  | 212925514
American Standard / Mitsubishi Electric | NTXMPH20A122C** | American Standard / Mitsubishi Electric | *** | *** | *** | 18000 | 22000 | 17 | 13.5 | 10 | 1.89 | 62 |  | 212925512
Trane / Mitsubishi Electric | NTXMMX24A132C** | Trane / Mitsubishi Electric | *** | *** | *** | 22000 | 25000 | 20 | 13.6 | 10 | 1.8 | 57 |  | 212925491
American Standard / Mitsubishi Electric | NTXMMX24A132C** | American Standard / Mitsubishi Electric | *** | *** | *** | 22000 | 25000 | 20 | 13.6 | 10 | 1.8 | 57 |  | 212925490
Mitsubishi Electric | MXZ-3C24NA3**** | Mitsubishi Electric | *** | *** | *** | 22000 | 25000 | 20 | 13.6 | 9.5 | 2.2 | 58 |  | 212925534
Trane / Mitsubishi Electric | NTXMMX24A132B** | Trane / Mitsubishi Electric | *** | *** | *** | 22000 | 25000 | 20 | 13.6 | 9.5 | 2.2 | 58 |  | 212925489
FRIEDRICH | FPHMR24A3A | FRIEDRICH | *** | *** | *** | 24000 | 24000 | 22 | 12.5 | 9.05 | 1.84 | 63 |  | 204101246
HAXXAIR | HVHM-24T2D | HAXXAIR | *** | *** | *** | 24000 | 24000 | 22 | 12.5 | 9.05 | 1.84 | 63 |  | 204198639
AIR-CON | AMSCI4H4S24 | AIR-CON | *** | *** | *** | 24000 | 24000 | 22 | 12.5 | 9.05 | 1.84 | 63 |  | 204462794
DIAL | 24000Z-03-O | DIAL | *** | *** | *** | 24000 | 24000 | 22 | 12.5 | 9.05 | 1.84 | 63 |  | 204793306
ZEPHYR | ZE-24M322SCO | ZEPHYR | *** | *** | *** | 24000 | 24000 | 22 | 12.5 | 9.05 | 1.84 | 63 |  | 206346130
WESTINGHOUSE | WHP24M3A21S | WESTINGHOUSE | *** | *** | *** | 24000 | 24000 | 22 | 12.5 | 9.05 | 1.84 | 63 |  | 205470409
EMERSON QUIET KOOL | EAC3H24R2C | EMERSON QUIET KOOL | *** | *** | *** | 24000 | 24000 | 22 | 12.5 | 9.05 | 1.84 | 63 |  | 207821920
Perfect Aire | 3PAMSHHQC24-MZO3 | Perfect Aire | *** | *** | *** | 24000 | 24000 | 22 | 12.5 | 9.05 | 1.84 | 63 |  | 206428592
AZUR | AZ-24M322SCO | AZUR | *** | *** | *** | 24000 | 24000 | 22 | 12.5 | 9.05 | 1.84 | 63 |  | 206346136
Innovair | VOM24H7R3P7 | Innovair | *** | *** | *** | 24000 | 24000 | 22 | 12.5 | 9.05 | 1.84 | 63 |  | 207821951
Multi MFG | 24HPC3-HH-A | Multi MFG | *** | *** | *** | 24000 | 24000 | 22 | 12.5 | 9.05 | 1.84 | 63 |  | 211120892
Gridless | O-AYD24SD-3 | Gridless | *** | *** | *** | 24000 | 24000 | 22 | 12.5 | 9.05 | 1.84 | 63 |  | 213255584
Perfect Aire | UB1MSHHQC24-MZO3 | Perfect Aire | *** | *** | *** | 24000 | 24000 | 22 | 12.5 | 9.05 | 1.84 | 63 |  | 212508370
J-KU | JKS-24H2HP-M3O | J-KU | *** | *** | *** | 24000 | 24000 | 22 | 12.5 | 9.05 | 1.84 | 63 |  | 213286754
DIAL | MZME24WW3P230BBJ | DIAL | *** | *** | *** | 24000 | 24000 | 22 | 12.5 | 9.05 | 1.84 | 63 |  | 213350265
HAXXAIR | HVHM-36T2D | HAXXAIR | *** | *** | *** | 32000 | 36000 | 21 | 12.5 | 9 | 1.84 | 62 |  | 204100526
FRIEDRICH | FPHMR36A3A | FRIEDRICH | *** | *** | *** | 32000 | 36000 | 21 | 12.5 | 9 | 1.84 | 62 |  | 204101247
AIR-CON | AMSCI4H4S36 | AIR-CON | *** | *** | *** | 32000 | 36000 | 21 | 12.5 | 9 | 1.84 | 62 |  | 204462795
DIAL | 36000Z-04-O | DIAL | *** | *** | *** | 32000 | 36000 | 21 | 12.5 | 9 | 1.84 | 62 |  | 204793307
WESTINGHOUSE | WHP36M4A21S | WESTINGHOUSE | *** | *** | *** | 32000 | 36000 | 21 | 12.5 | 9 | 1.84 | 62 |  | 205446269
AZUR | AZ-36M422SCO | AZUR | *** | *** | *** | 32000 | 36000 | 21 | 12.5 | 9 | 1.84 | 62 |  | 206347268
EMERSON QUIET KOOL | EAC4H36R2C | EMERSON QUIET KOOL | *** | *** | *** | 32000 | 36000 | 21 | 12.5 | 9 | 1.84 | 62 |  | 207821923
ZEPHYR | ZE-36M422SCO | ZEPHYR | *** | *** | *** | 32000 | 36000 | 21 | 12.5 | 9 | 1.84 | 62 |  | 206347270
Innovair | VOM36H7R4P7 | Innovair | *** | *** | *** | 32000 | 36000 | 21 | 12.5 | 9 | 1.84 | 62 |  | 207821954
Gridless | O-AYD36SD-4 | Gridless | *** | *** | *** | 32000 | 36000 | 21 | 12.5 | 9 | 1.84 | 62 |  | 213255585
Multi MFG | 36HPC4-HH-A | Multi MFG | *** | *** | *** | 32000 | 36000 | 21 | 12.5 | 9 | 1.84 | 62 |  | 211120893
DIAL | MZME36WW4P230BAJ | DIAL | *** | *** | *** | 32000 | 36000 | 21 | 12.5 | 9 | 1.84 | 62 |  | 213350266
J-KU | JKS-36H2HP-M4O | J-KU | *** | *** | *** | 32000 | 36000 | 21 | 12.5 | 9 | 1.84 | 62 |  | 213286756
FRIEDRICH | FPHMR18A3A | FRIEDRICH | *** | *** | *** | 18000 | 18000 | 21 | 12.5 | 9.5 | 1.84 | 71 |  | 205150429
WESTINGHOUSE | WHP18M2A21S | WESTINGHOUSE | *** | *** | *** | 18000 | 18000 | 21 | 12.5 | 9.5 | 1.84 | 71 |  | 205470408
AIR-CON | AMSCI4H4S18 | AIR-CON | *** | *** | *** | 18000 | 18000 | 21 | 12.5 | 9.5 | 1.84 | 71 |  | 205150432
EMERSON QUIET KOOL | EAC2H18R2C | EMERSON QUIET KOOL | *** | *** | *** | 18000 | 18000 | 21 | 12.5 | 9.5 | 1.84 | 71 |  | 207821917
Perfect Aire | 3PAMSHHQC18-MZO2 | Perfect Aire | *** | *** | *** | 18000 | 18000 | 21 | 12.5 | 9.5 | 1.84 | 71 |  | 206428591
ZEPHYR | ZE-18M222SCO | ZEPHYR | *** | *** | *** | 18000 | 18000 | 21 | 12.5 | 9.5 | 1.84 | 71 |  | 206346128
Innovair | VOM18H7R2P7 | Innovair | *** | *** | *** | 18000 | 18000 | 21 | 12.5 | 9.5 | 1.84 | 71 |  | 207821948
HAXXAIR | HVHM-18T2D | HAXXAIR | *** | *** | *** | 18000 | 18000 | 21 | 12.5 | 9.5 | 1.84 | 71 |  | 208650724
Perfect Aire | UB1MSHHQC18-MZO2 | Perfect Aire | *** | *** | *** | 18000 | 18000 | 21 | 12.5 | 9.5 | 1.84 | 71 |  | 212508371
Multi MFG | 18HPC2-HH-A | Multi MFG | *** | *** | *** | 18000 | 18000 | 21 | 12.5 | 9.5 | 1.84 | 71 |  | 211120891
DIAL | MZME18WW2P230BAJ | DIAL | *** | *** | *** | 18000 | 18000 | 21 | 12.5 | 9.5 | 1.84 | 71 |  | 213082089
Gridless | O-AYD18SD-2 | Gridless | *** | *** | *** | 18000 | 18000 | 21 | 12.5 | 9.5 | 1.84 | 71 |  | 213255583
J-KU | JKS-18H2HP-M2O | J-KU | *** | *** | *** | 18000 | 18000 | 21 | 12.5 | 9.5 | 1.84 | 71 |  | 213286753
American Standard / Mitsubishi Electric | NTXMPH20A122B* | American Standard / Mitsubishi Electric | *** | *** | *** | 18000 | 22000 | 16.5 | 13.5 | 9.2 | 1.89 | 59 |  | 209843682
American Standard / Mitsubishi Electric | NTXMPH30A132B* | American Standard / Mitsubishi Electric | *** | *** | *** | 28400 | 28600 | 18 | 12.5 | 9.7 | 1.8 | 63 |  | 209843684
American Standard / Mitsubishi Electric | NTXMPH24A132B* | American Standard / Mitsubishi Electric | *** | *** | *** | 22000 | 25000 | 19 | 13.5 | 9 | 1.95 | 56 |  | 209843683
American Standard / Mitsubishi Electric | NTXMMX24A132B* | American Standard / Mitsubishi Electric | *** | *** | *** | 22000 | 25000 | 20 | 13.6 | 9.5 | 2.2 | 58 |  | 209843673
LG | LMU240HHV | LG | *** | *** | *** | 24000 | 26000 | 21 | 13.5 | 9.8 | 1.83 | 67 |  | 10445374
LG | LMU180HHV | LG | *** | *** | *** | 18000 | 22000 | 21 | 13.5 | 9.2 | 1.83 | 67 |  | 10445372
LG | LMU541HV | LG | *** | *** | *** | 50500 | 58000 | 20.6 | 12.6 | 9.3 |  | 64 |  | 206717000
LG | LMU300HHV | LG | *** | *** | *** | 28400 | 28600 | 20 | 12.5 | 9.8 | 1.85 | 66 |  | 10445376
LG | LMU481HV | LG | *** | *** | *** | 48000 | 54000 | 20.8 | 12.8 | 9.5 |  | 63 |  | 206716999
LG | LMU421HHV | LG | *** | *** | *** | 42000 | 48000 | 21.5 | 13.8 | 11 | 2 | 66 |  | 206717001
LG | LMU480HHV | LG | *** | *** | *** | 48000 | 52500 | 20.5 | 13.1 | 10.5 | 2.1 | 67 |  | 206717002
LG | LMU361HHV | LG | *** | *** | *** | 36000 | 45000 | 22 | 14.5 | 11 | 2.01 | 66 |  | 206717007
LG | LMU183HV | LG | *** | *** | *** | 18000 | 22000 | 22.5 | 13.5 | 9.6 |  | 63 |  | 208131884
LG | LMU243HV | LG | *** | *** | *** | 24000 | 24600 | 22.5 | 12.5 | 9.4 |  | 61 |  | 208131886
LG | LMU363HV | LG | *** | *** | *** | 32800 | 36000 | 21.5 | 12.5 | 9 |  | 58 |  | 208131890
LG | LMU483HV | LG | *** | *** | *** | 48000 | 54000 | 20.8 | 12.8 | 9.5 |  | 63 |  | 210529233
LG | LMU303HV | LG | *** | *** | *** | 30000 | 32000 | 22 | 13 | 9.2 |  | 63 |  | 208131888
LG | LMU543HV | LG | *** | *** | *** | 50500 | 58000 | 20.6 | 12.6 | 9.3 |  | 64 |  | 210529235
SLIMAIR | SHC2Z18VE2AG | SLIMAIR | *** | *** | *** | 19000 | 20000 | 20.5 | 12.5 | 9 | 1.8 | 68 |  | 213886038
SLIMAIR | SHC4Z36VE2AG | SLIMAIR | *** | *** | *** | 36000 | 37000 | 20 | 12.5 | 9.7 | 1.9 | 95 |  | 213886044
Nutech | N2OA-27HFN1-M | Nutech | *** | *** | *** | 27000 | 28000 | 23.5 | 12.2 | 9.2 | 2 | 71 |  | 213916266
Mitsubishi Electric | MXZ-SM36NAM2*** | Mitsubishi Electric | *** | *** | *** | 36000 | 41000 | 23 | 15 | 11 | 2.2 | 64 |  | 213248828
Mitsubishi Electric | MXZ-SM36NAMHZ2*** | Mitsubishi Electric | *** | *** | *** | 36000 | 42000 | 23 | 15 | 12 | 2 | 78 |  | 213248831
Mitsubishi Electric | MXZ-SM42NAMHZ2*** | Mitsubishi Electric | *** | *** | *** | 42000 | 48000 | 21.5 | 13.4 | 11.1 | 2 | 67 |  | 213248834
Mitsubishi Electric | MXZ-SM48NAM2*** | Mitsubishi Electric | *** | *** | *** | 48000 | 50000 | 23 | 13.1 | 10.4 | 2.1 | 63 |  | 213248838
Mitsubishi Electric | MXZ-SM48NAMHZ2*** | Mitsubishi Electric | *** | *** | *** | 48000 | 54000 | 23 | 13.1 | 11.5 | 2 | 72 |  | 213248842
Mitsubishi Electric | MXZ-SM60NAM2*** | Mitsubishi Electric | *** | *** | *** | 60000 | 66000 | 20 | 13.3 | 10.5 | 2 | 63 |  | 213248845
Trane / Mitsubishi Electric | NTXMSH42A152B** | Trane / Mitsubishi Electric | *** | *** | *** | 42000 | 48000 | 21.5 | 13.4 | 11.1 | 2 | 67 |  | 213248950
Trane / Mitsubishi Electric | NTXMSM36A142B** | Trane / Mitsubishi Electric | *** | *** | *** | 36000 | 41000 | 23 | 15 | 11 | 2.2 | 64 |  | 213248944
TOSOT | TM42HMO | TOSOT | *** | *** | *** | 36000 | 40000 | 21 | 12 | 10 | 1.92 | 89 |  | 211727025
TOSOT | TM36HMO | TOSOT | *** | *** | *** | 34000 | 36000 | 21 | 12 | 10 | 1.82 | 86 |  | 211727024
TOSOT | TM30HMO | TOSOT | *** | *** | *** | 28400 | 30000 | 21 | 12.5 | 10 | 1.84 | 91 |  | 211727023
TOSOT | TM24HMO | TOSOT | *** | *** | *** | 23200 | 24000 | 21 | 12.5 | 10 | 2.1 | 98 |  | 211727022
TOSOT | TM18HMO | TOSOT | *** | *** | *** | 17000 | 18000 | 21 | 12 | 10 | 2.22 | 82 |  | 211727021
KINGHOME | KM42H5O | KINGHOME | *** | *** | *** | 36000 | 40000 | 21 | 12 | 10 | 1.92 | 89 |  | 211497156
KINGHOME | KM36H5O | KINGHOME | *** | *** | *** | 34000 | 36000 | 21 | 12 | 10 | 1.82 | 86 |  | 211497155
KINGHOME | KM30H5O | KINGHOME | *** | *** | *** | 28400 | 30000 | 21 | 12.5 | 10 | 1.84 | 91 |  | 211497154
KINGHOME | KM24H5O | KINGHOME | *** | *** | *** | 23200 | 24000 | 21 | 12.5 | 10 | 2.1 | 98 |  | 211497153
KINGHOME | KM18H5O | KINGHOME | *** | *** | *** | 17000 | 18000 | 21 | 12 | 10 | 2.22 | 82 |  | 211497152
TOSOT | TM42HX4O | TOSOT | *** | *** | *** | 36000 | 40000 | 21 | 12 | 10 | 1.92 | 89 |  | 211164243
TOSOT | TM36HX4O | TOSOT | *** | *** | *** | 34000 | 36000 | 21 | 12 | 10 | 1.82 | 86 |  | 211164242
TOSOT | TM30HX4O | TOSOT | *** | *** | *** | 28400 | 30000 | 21 | 12.5 | 10 | 1.84 | 91 |  | 211164241
TOSOT | TM24HX4O | TOSOT | *** | *** | *** | 23200 | 24000 | 21 | 12.5 | 10 | 2.1 | 98 |  | 211164240
TOSOT | TM18HX4O | TOSOT | *** | *** | *** | 17000 | 18000 | 21 | 12 | 10 | 2.22 | 82 |  | 211164239
GREE | MULTI42HP230V1EO | GREE | *** | *** | *** | 36000 | 40000 | 21 | 12 | 10 | 1.92 | 89 |  | 210278981
GREE | MULTI36HP230V1EO | GREE | *** | *** | *** | 34000 | 36000 | 21 | 12 | 10 | 1.82 | 86 |  | 210278979
GREE | MULTI30HP230V1EO | GREE | *** | *** | *** | 28400 | 30000 | 21 | 12.5 | 10 | 1.84 | 91 |  | 210278977
GREE | MULTI24HP230V1EO | GREE | *** | *** | *** | 23200 | 24000 | 21 | 12.5 | 10 | 2.1 | 98 |  | 210278975
GREE | MULTI18HP230V1EO | GREE | *** | *** | *** | 17000 | 18000 | 21 | 12 | 10 | 2.22 | 82 |  | 210278973
ACD | MPD30KCH21SB-O | ACD | *** | *** | *** | 28400 | 30000 | 21 | 12.5 | 10 | 1.84 | 91 |  | 210534129
AC PRO.COM | AWHD(30)ND3MO | AC PRO.COM | *** | *** | *** | 28400 | 30000 | 21 | 12.5 | 10 | 1.84 | 91 |  | 210838019
BOREAL | MBRS30HPJ1OE | BOREAL | *** | *** | *** | 28400 | 30000 | 21 | 12.5 | 10 | 1.84 | 91 |  | 211174348
AMERICAN STANDARD | 4TXM2130A14N0** | AMERICAN STANDARD | *** | *** | *** | 28400 | 30000 | 21 | 12.5 | 10 | 1.84 | 91 |  | 210435422
BLUERIDGE | BMKH30MC | BLUERIDGE | *** | *** | *** | 28400 | 30000 | 21 | 12.5 | 10 | 1.84 | 91 |  | 210534147
AireForce | GXH30(8.8)FMK4DH-1 | AireForce | *** | *** | *** | 28400 | 30000 | 21 | 12.5 | 10 | 1.84 | 91 |  | 211635194
AIRTEMP | GXH30(8.8)FMK4DH-1 | AIRTEMP | *** | *** | *** | 28400 | 30000 | 21 | 12.5 | 10 | 1.84 | 91 |  | 210276807
GIBSON | GXH30(8.8)FMK4DH-1 | GIBSON | *** | *** | *** | 28400 | 30000 | 21 | 12.5 | 10 | 1.84 | 91 |  | 210276802
TRANE | 4TXM2130A14N0** | TRANE | *** | *** | *** | 28400 | 30000 | 21 | 12.5 | 10 | 1.84 | 91 |  | 210435407
LENNOX | LIZ030HO-210P432-1 | LENNOX | *** | *** | *** | 28400 | 30000 | 21 | 12.5 | 10 | 1.84 | 91 |  | 209179147
WABBAN | BBM30HX4O | WABBAN | *** | *** | *** | 28400 | 30000 | 21 | 12.5 | 10 | 1.84 | 91 |  | 211174353
GREE | GWHD(30)ND3MO | GREE | *** | *** | *** | 28400 | 30000 | 21 | 12.5 | 10 | 1.84 | 91 |  | 208786091
AC PRO.COM | AWHD(24)ND3MO | AC PRO.COM | *** | *** | *** | 23200 | 24000 | 21 | 12.5 | 10 | 2.1 | 98 |  | 210838016
AIRTEMP | GXH24(7.0)FMK4DH-1 | AIRTEMP | *** | *** | *** | 23200 | 24000 | 21 | 12.5 | 10 | 2.1 | 98 |  | 210276806
AireForce | GXH24(7.0)FMK4DH-1 | AireForce | *** | *** | *** | 23200 | 24000 | 21 | 12.5 | 10 | 2.1 | 98 |  | 211635193
COMFORMATIC | GFMCX24-H2 | COMFORMATIC | *** | *** | *** | 23200 | 24000 | 21 | 12.5 | 10 | 2.1 | 98 |  | 212925602
GIBSON | GXH24(7.0)FMK4DH-1 | GIBSON | *** | *** | *** | 23200 | 24000 | 21 | 12.5 | 10 | 2.1 | 98 |  | 210276801
BLUERIDGE | BMKH24MC | BLUERIDGE | *** | *** | *** | 23200 | 24000 | 21 | 12.5 | 10 | 2.1 | 98 |  | 210534146
COMFORT-AIRE | A-VFH24TC-1 | COMFORT-AIRE | *** | *** | *** | 23200 | 24000 | 21 | 12.5 | 10 | 2.1 | 98 |  | 212524533
WABBAN | BBM24HX4O | WABBAN | *** | *** | *** | 23200 | 24000 | 21 | 12.5 | 10 | 2.1 | 98 |  | 211174352
ACD | MPD24KCH21SB-O | ACD | *** | *** | *** | 23200 | 24000 | 21 | 12.5 | 10 | 2.1 | 98 |  | 210534128
BOREAL | MBRS24HPJ1OE | BOREAL | *** | *** | *** | 23200 | 24000 | 21 | 12.5 | 10 | 2.1 | 98 |  | 211174347
TRANE | 4TXM2124A13N0** | TRANE | *** | *** | *** | 23200 | 24000 | 21 | 12.5 | 10 | 2.1 | 98 |  | 210435406
AMERICAN STANDARD | 4TXM2124A13N0** | AMERICAN STANDARD | *** | *** | *** | 23200 | 24000 | 21 | 12.5 | 10 | 2.1 | 98 |  | 210435421
LENNOX | LIZ024HO-210P432-1 | LENNOX | *** | *** | *** | 23200 | 24000 | 21 | 12.5 | 10 | 2.1 | 98 |  | 209179144
GREE | GWHD(24)ND3MO | GREE | *** | *** | *** | 23200 | 24000 | 21 | 12.5 | 10 | 2.1 | 98 |  | 208786090
ACD | MPD18KCH21SB-O | ACD | *** | *** | *** | 17000 | 18000 | 21 | 12 | 10 | 2.22 | 82 |  | 210534127
AC PRO.COM | AWHD(18)ND3MO | AC PRO.COM | *** | *** | *** | 17000 | 18000 | 21 | 12 | 10 | 2.22 | 82 |  | 210838013
TRANE | 4TXM2118A12N0** | TRANE | *** | *** | *** | 17000 | 18000 | 21 | 12 | 10 | 2.22 | 82 |  | 210435405
AIRTEMP | GXH18(5.3)FMK4DH-1 | AIRTEMP | *** | *** | *** | 17000 | 18000 | 21 | 12 | 10 | 2.22 | 82 |  | 210276805
LENNOX | LIZ018HO-210P432-1 | LENNOX | *** | *** | *** | 17000 | 18000 | 21 | 12 | 10 | 2.22 | 82 |  | 209179141
BOREAL | MBRS18HPJ1OE | BOREAL | *** | *** | *** | 17000 | 18000 | 21 | 12 | 10 | 2.22 | 82 |  | 211174346
COMFORMATIC | GFMCX18-H2 | COMFORMATIC | *** | *** | *** | 17000 | 18000 | 21 | 12 | 10 | 2.22 | 82 |  | 212925599
WABBAN | BBM18HX4O | WABBAN | *** | *** | *** | 17000 | 18000 | 21 | 12 | 10 | 2.22 | 82 |  | 211174351
COMFORT-AIRE | A-VFH18DC-1 | COMFORT-AIRE | *** | *** | *** | 17000 | 18000 | 21 | 12 | 10 | 2.22 | 82 |  | 212508372
AireForce | GXH18(5.3)FMK4DH-1 | AireForce | *** | *** | *** | 17000 | 18000 | 21 | 12 | 10 | 2.22 | 82 |  | 211635192
GIBSON | GXH18(5.3)FMK4DH-1 | GIBSON | *** | *** | *** | 17000 | 18000 | 21 | 12 | 10 | 2.22 | 82 |  | 210276800
BLUERIDGE | BMKH18MC | BLUERIDGE | *** | *** | *** | 17000 | 18000 | 21 | 12 | 10 | 2.22 | 82 |  | 210534145
AMERICAN STANDARD | 4TXM2118A12N0** | AMERICAN STANDARD | *** | *** | *** | 17000 | 18000 | 21 | 12 | 10 | 2.22 | 82 |  | 210435420
GREE | GWHD(18)ND3MO | GREE | *** | *** | *** | 17000 | 18000 | 21 | 12 | 10 | 2.22 | 82 |  | 208786089
WABBAN | BBM42HX4O | WABBAN | *** | *** | *** | 36000 | 40000 | 21 | 12 | 10 | 1.92 | 89 |  | 211174355
BOREAL | MBRS42HPJ1OE | BOREAL | *** | *** | *** | 36000 | 40000 | 21 | 12 | 10 | 1.92 | 89 |  | 211174350
AC PRO.COM | AWHD(42)ND3MO | AC PRO.COM | *** | *** | *** | 36000 | 40000 | 21 | 12 | 10 | 1.92 | 89 |  | 210838025
LENNOX | LIZ042HO-210P432-1 | LENNOX | *** | *** | *** | 36000 | 40000 | 21 | 12 | 10 | 1.92 | 89 |  | 209179153
TRANE | 4TXM2142A15N0** | TRANE | *** | *** | *** | 36000 | 40000 | 21 | 12 | 10 | 1.92 | 89 |  | 210435409
AireForce | GXH42(12.3)FMK4DH-1 | AireForce | *** | *** | *** | 36000 | 40000 | 21 | 12 | 10 | 1.92 | 89 |  | 211635196
ACD | MPD42KCH21SB-O | ACD | *** | *** | *** | 36000 | 40000 | 21 | 12 | 10 | 1.92 | 89 |  | 210534131
AMERICAN STANDARD | 4TXM2142A15N0** | AMERICAN STANDARD | *** | *** | *** | 36000 | 40000 | 21 | 12 | 10 | 1.92 | 89 |  | 210435424
GIBSON | GXH42(12.3)FMK4DH-1 | GIBSON | *** | *** | *** | 36000 | 40000 | 21 | 12 | 10 | 1.92 | 89 |  | 210276799
AIRTEMP | GXH42(12.3)FMK4DH-1 | AIRTEMP | *** | *** | *** | 36000 | 40000 | 21 | 12 | 10 | 1.92 | 89 |  | 210276804
BLUERIDGE | BMKH42MC | BLUERIDGE | *** | *** | *** | 36000 | 40000 | 21 | 12 | 10 | 1.92 | 89 |  | 210534148
GREE | GWHD(42)ND3MO | GREE | *** | *** | *** | 36000 | 40000 | 21 | 12 | 10 | 1.92 | 89 |  | 208786088
BOREAL | MBRS36HPJ1OE | BOREAL | *** | *** | *** | 34000 | 36000 | 21 | 12 | 10 | 1.82 | 86 |  | 211174349
LENNOX | LIZ036HO-210P432-1 | LENNOX | *** | *** | *** | 34000 | 36000 | 21 | 12 | 10 | 1.82 | 86 |  | 209179150
GIBSON | GXH36(10.6)FMK4DH-1 | GIBSON | *** | *** | *** | 34000 | 36000 | 21 | 12 | 10 | 1.82 | 86 |  | 210276798
TRANE | 4TXM2136A14N0** | TRANE | *** | *** | *** | 34000 | 36000 | 21 | 12 | 10 | 1.82 | 86 |  | 210435408
AC PRO.COM | AWHD(36)ND3MO | AC PRO.COM | *** | *** | *** | 34000 | 36000 | 21 | 12 | 10 | 1.82 | 86 |  | 210838022
AIRTEMP | GXH36(10.6)FMK4DH-1 | AIRTEMP | *** | *** | *** | 34000 | 36000 | 21 | 12 | 10 | 1.82 | 86 |  | 210276803
AMERICAN STANDARD | 4TXM2136A14N0** | AMERICAN STANDARD | *** | *** | *** | 34000 | 36000 | 21 | 12 | 10 | 1.82 | 86 |  | 210435423
ACD | MPD36KCH21SB-O | ACD | *** | *** | *** | 34000 | 36000 | 21 | 12 | 10 | 1.82 | 86 |  | 210534130
AireForce | GXH36(10.6)FMK4DH-1 | AireForce | *** | *** | *** | 34000 | 36000 | 21 | 12 | 10 | 1.82 | 86 |  | 211635195
WABBAN | BBM36HX4O | WABBAN | *** | *** | *** | 34000 | 36000 | 21 | 12 | 10 | 1.82 | 86 |  | 211174354
GREE | GWHD(36)ND3MO | GREE | *** | *** | *** | 34000 | 36000 | 21 | 12 | 10 | 1.82 | 86 |  | 208786087
PANASONIC | CU-4E24RBU-5 | PANASONIC | *** | *** | *** | 24000 | 29800 | 22 | 12.55 | 9.1 | 1.95 | 94 |  | 10221204
PANASONIC | CU-3E19RBU-5 | PANASONIC | *** | *** | *** | 19000 | 26000 | 22 | 12.55 | 10.1 | 1.88 | 80 |  | 10221199
PANASONIC | CU-2E18SBU-5 | PANASONIC | *** | *** | *** | 16700 | 20200 | 19 | 12.55 | 9.1 | 1.82 | 86 |  | 10208229
LG | ARUM036GSS5 | LG | *** | *** | *** | 36000 | 53000 | 23 | 15.5 | 10.6 | 1.83 | 63 |  | 205967237
LG | ARUM048GSS5 | LG | *** | *** | *** | 48000 | 61000 | 23.3 | 13.5 | 10.3 | 1.83 | 63 |  | 205967235
LG | ARUN060GSS4 | LG | *** | *** | *** | 60000 | 66000 | 23 | 13 | 10 | 1.83 | 64 |  | 10514710
LG | ARUN024GSS4 | LG | *** | *** | *** | 24000 | 31200 | 18.15 | 14.8 | 10.2 | 2.16 | 61 |  | 10070562
LG | ARUB060GSS4 | LG | *** | *** | *** | 60000 | 67000 | 23 | 13 | 10 | 1.83 | 63 |  | 10070561
LG | ARUN038GSS4 | LG | *** | *** | *** | 38000 | 51000 | 20.1 | 14 | 10.6 | 2.16 | 65 |  | 8717931
LG | ARUN048GSS4 | LG | *** | *** | *** | 48000 | 54500 | 20 | 13.2 | 10.2 | 2.16 | 66 |  | 8717929
Trane / Mitsubishi Electric | NTXMSH36A142B** | Trane / Mitsubishi Electric | *** | *** | *** | 36000 | 42000 | 23 | 15 | 12 | 2 | 78 |  | 213248947
Trane / Mitsubishi Electric | NTXMSH48A182B** | Trane / Mitsubishi Electric | *** | *** | *** | 48000 | 54000 | 23 | 13.1 | 11.5 | 2 | 72 |  | 213248958
Trane / Mitsubishi Electric | NTXMSM60A182B** | Trane / Mitsubishi Electric | *** | *** | *** | 60000 | 66000 | 20 | 13.3 | 10.5 | 2 | 63 |  | 213248961
Trane / Mitsubishi Electric | NTXMSM48A182B** | Trane / Mitsubishi Electric | *** | *** | *** | 48000 | 50000 | 23 | 13.1 | 10.4 | 2.1 | 63 |  | 213248954
Cooper & Hunter | CHV6-48URBM | Cooper & Hunter | *** | *** | *** | 48000 | 54000 | 18.5 | 12.6 | 10 | 2.49 | 59 |  | 208119922
ICE AIR | VFO-48BQAH | ICE AIR | *** | *** | *** | 48000 | 54000 | 18.5 | 12.6 | 10 | 2.49 | 59 |  | 205072396
Hisense | AVW-48H3FH | Hisense | *** | *** | *** | 48000 | 54000 | 18.5 | 12.6 | 10 | 2.49 | 59 |  | 204344216
Cooper & Hunter | CHV6-36URBM | Cooper & Hunter | *** | *** | *** | 36000 | 42000 | 19.5 | 14.2 | 10.4 | 2.6 | 62 |  | 208119921
ICE AIR | VFO-36BQAH | ICE AIR | *** | *** | *** | 36000 | 42000 | 19.5 | 14.2 | 10.4 | 2.6 | 62 |  | 205072395
Hisense | AVW-36H3FH | Hisense | *** | *** | *** | 36000 | 42000 | 19.5 | 14.2 | 10.4 | 2.6 | 62 |  | 204344215
MAXI AIR | NE-T53-MULTI36E | MAXI AIR | *** | *** | *** | 36000 | 37000 | 22.2 | 13.6 | 10.3 | 1.9 | 89 |  | 213927622
MAXI AIR | NE-T53-MULTI28E | MAXI AIR | *** | *** | *** | 28000 | 28000 | 23 | 12.5 | 10.6 | 1.8 | 95 |  | 213927619
QUEBEC VAIR | NE-T53-MULTI36E | QUEBEC VAIR | *** | *** | *** | 36000 | 37000 | 22.2 | 13.6 | 10.3 | 1.9 | 89 |  | 213927616
QUEBEC VAIR | NE-T53-MULTI28E | QUEBEC VAIR | *** | *** | *** | 28000 | 28000 | 23 | 12.5 | 10.6 | 1.8 | 95 |  | 213927613
Bladex | BME20A-18SPHP1 | Bladex | *** | *** | *** | 18000 | 19000 | 21 | 12.5 | 10.2 | 2 | 76 |  | 213927655
Bladex | BME30J-27SPHP1 | Bladex | *** | *** | *** | 27000 | 28000 | 23.5 | 12.2 | 9.2 | 2 | 71 |  | 213927658
AI AIR CONDITIONING | A4MO22-36N1-M1H | AI AIR CONDITIONING | *** | *** | *** | 36000 | 36000 | 21 | 12 | 10.9 | 1.95 | 76 |  | 213769958
AI AIR CONDITIONING | A2MO22-18N1-M1H | AI AIR CONDITIONING | *** | *** | *** | 19000 | 20000 | 20.5 | 12.5 | 9 | 1.8 | 68 |  | 213769952
FUJITSU | AOU18RLXFZH | FUJITSU | *** | *** | *** | 18000 | 22000 | 21.5 | 13.5 | 9.6 | 1.84 | 65 |  | 8033584
RHEEM | ROMH18FXZHJ | RHEEM | *** | *** | *** | 18000 | 22000 | 21.5 | 13.5 | 9.6 | 1.84 | 65 |  | 10595418
RHEEM | ROMH18AFXZJ | RHEEM | *** | *** | *** | 18000 | 22000 | 21.5 | 13.5 | 9.6 | 1.84 | 65 |  | 205049560
RUUD | UOMH18AFXZJ | RUUD | *** | *** | *** | 18000 | 22000 | 21.5 | 13.5 | 9.6 | 1.84 | 65 |  | 205049559
RUUD | RO2HFZ18AJ1H | RUUD | *** | *** | *** | 18000 | 22000 | 21.5 | 13.5 | 9.6 | 1.84 | 65 |  | 211044460
RHEEM | RO2HFZ18AJ1H | RHEEM | *** | *** | *** | 18000 | 22000 | 21.5 | 13.5 | 9.6 | 1.84 | 65 |  | 211044459
RUUD | UOMH18FXZHJ | RUUD | *** | *** | *** | 18000 | 22000 | 21.5 | 13.5 | 9.6 | 1.84 | 65 |  | 10595419
RUUD | ROMH18FXZHJ | RUUD | *** | *** | *** | 18000 | 22000 | 21.5 | 13.5 | 9.6 | 1.84 | 65 |  | 206221520
FUJITSU | AOU24RLXFZH | FUJITSU | *** | *** | *** | 22000 | 25000 | 20 | 13.3 | 10 | 2.06 | 62 |  | 8033586
RHEEM | ROMH24FXZHJ | RHEEM | *** | *** | *** | 22000 | 25000 | 20 | 13.3 | 10 | 2.06 | 62 |  | 10595424
RUUD | UOMH24FXZHJ | RUUD | *** | *** | *** | 22000 | 25000 | 20 | 13.3 | 10 | 2.06 | 62 |  | 10595425
RUUD | ROMH24FXZHJ | RUUD | *** | *** | *** | 22000 | 25000 | 20 | 13.3 | 10 | 2.06 | 62 |  | 206221523
RHEEM | RO3HFZ24AJ1H | RHEEM | *** | *** | *** | 22000 | 25000 | 20 | 13.3 | 10 | 2.06 | 62 |  | 211044463
RUUD | RO3HFZ24AJ1H | RUUD | *** | *** | *** | 22000 | 25000 | 20 | 13.3 | 10 | 2.06 | 62 |  | 211044464
FUJITSU | AOU36RLXFZH | FUJITSU | *** | *** | *** | 35200 | 36400 | 20.5 | 13 | 9.5 | 2.02 | 59 |  | 8908615
RHEEM | ROMH36FXZHJ | RHEEM | *** | *** | *** | 35200 | 36400 | 20.5 | 13 | 9.5 | 2.02 | 59 |  | 10595430
RUUD | UOMH36FXZHJ | RUUD | *** | *** | *** | 35200 | 36400 | 20.5 | 13 | 9.5 | 2.02 | 59 |  | 10595431
RUUD | ROMH36FXZHJ | RUUD | *** | *** | *** | 35200 | 36400 | 20.5 | 13 | 9.5 | 2.02 | 59 |  | 206221526
RHEEM | RO4HFZ36AJ1H | RHEEM | *** | *** | *** | 35200 | 36400 | 20.5 | 13 | 9.5 | 2.02 | 59 |  | 210824765
RUUD | RO4HFZ36AJ1H | RUUD | *** | *** | *** | 35200 | 36400 | 20.5 | 13 | 9.5 | 2.02 | 59 |  | 210824767
DAIKIN | RXTQ36TBVJU* | DAIKIN | *** | *** | *** | 34200 | 37000 | 23 | 12 | 9.6 | 2.5 | 64 |  | 211641659
DAIKIN | RXSQ24TBVJU* | DAIKIN | *** | *** | *** | 23000 | 25800 | 23 | 14.5 | 9.6 | 2.45 | 58 |  | 211641662
DAIKIN | RXSQ36TBVJU* | DAIKIN | *** | *** | *** | 34200 | 37000 | 23 | 12 | 9.6 | 2.5 | 64 |  | 211641703
SLIMAIR | SHC2Z18VC2AG | SLIMAIR | *** | *** | *** | 18000 | 19000 | 21 | 12.5 | 10.2 | 2 | 76 |  | 208447948
SLIMAIR | SHC3Z27VC2AG | SLIMAIR | *** | *** | *** | 27000 | 28000 | 23.5 | 12.2 | 9.2 | 2 | 71 |  | 208447951
Mitsubishi Electric | MXZ-SM36NAMHZ*** | Mitsubishi Electric | *** | *** | *** | 36000 | 42000 | 23 | 15 | 12 | 2 | 78 |  | 213248830
Mitsubishi Electric | MXZ-SM42NAMHZ*** | Mitsubishi Electric | *** | *** | *** | 42000 | 48000 | 21.5 | 13.4 | 11.1 | 2 | 67 |  | 213248833
Mitsubishi Electric | MXZ-SM48NAMHZ*** | Mitsubishi Electric | *** | *** | *** | 48000 | 54000 | 23 | 13.1 | 11.5 | 2 | 72 |  | 213248840
Trane / Mitsubishi Electric | NTXMSH36A142A** | Trane / Mitsubishi Electric | *** | *** | *** | 36000 | 42000 | 23 | 15 | 12 | 2 | 78 |  | 213248946
Trane / Mitsubishi Electric | NTXMSH42A152A** | Trane / Mitsubishi Electric | *** | *** | *** | 42000 | 48000 | 21.5 | 13.4 | 11.1 | 2 | 67 |  | 213248949
Mitsubishi Electric | MXZ-SM60NAM*** | Mitsubishi Electric | *** | *** | *** | 60000 | 66000 | 20 | 13.3 | 10.5 | 2 | 63 |  | 213248844
Trane / Mitsubishi Electric | NTXMSM60A182A** | Trane / Mitsubishi Electric | *** | *** | *** | 60000 | 66000 | 20 | 13.3 | 10.5 | 2 | 63 |  | 213248960
Trane / Mitsubishi Electric | NTXMSH48A182A** | Trane / Mitsubishi Electric | *** | *** | *** | 48000 | 54000 | 23 | 13.1 | 11.5 | 2 | 72 |  | 213248956
GREE | GMV-V36WL/C-T(U) | GREE | *** | *** | *** | 36000 | 36000 | 23 | 13 | 9 | 2.4 | 61 |  | 211698448
GE Appliances | ASH324NCDD** | GE Appliances | *** | *** | *** | 22000 | 26000 | 19.5 | 12 | 10.2 | 1.9 | 65 |  | 210154192
GE Appliances | ASH220NCDD** | GE Appliances | *** | *** | *** | 18000 | 22000 | 18 | 12 | 10.2 | 2 | 64 |  | 210154187
HAIER | 3U24EH2HD** | HAIER | *** | *** | *** | 22000 | 26000 | 19.5 | 12 | 10.2 | 1.9 | 65 |  | 210082198
HAIER | 2U20EH2HD** | HAIER | *** | *** | *** | 18000 | 22000 | 18 | 12 | 10.2 | 2 | 64 |  | 210082195
AI AIR CONDITIONING | A2MO21-18N1-M1 | AI AIR CONDITIONING | *** | *** | *** | 18000 | 19000 | 21 | 12.5 | 10.2 | 2 | 76 |  | 214311544
AI AIR CONDITIONING | A3MO21-27N1-M1 | AI AIR CONDITIONING | *** | *** | *** | 27000 | 28000 | 23.5 | 12.2 | 9.2 | 2 | 71 |  | 214311547
AIR TECH | ATVO36NGUG2 | AIR TECH | *** | *** | *** | 36000 | 36000 | 23 | 13 | 9 | 2.4 | 61 |  | 214056553
GREE | GWHD(24)ND3JO | GREE | *** | *** | *** | 22000 | 26000 | 20 | 12 | 10 | 1.8 | 69 |  | 202557961
TRANE | 4TXM2324A13NU** | TRANE | *** | *** | *** | 22000 | 26000 | 20 | 12 | 10 | 1.8 | 69 |  | 204340536
GREE | GWHD(18)ND3JO | GREE | *** | *** | *** | 18000 | 21000 | 20 | 12 | 10 | 1.81 | 81 |  | 202557960
AMERICAN STANDARD | 4TXM2318A12NU** | AMERICAN STANDARD | *** | *** | *** | 18000 | 21000 | 20 | 12 | 10 | 1.81 | 81 |  | 204340535
BLUERIDGE | BMKH24M23UH | BLUERIDGE | *** | *** | *** | 22000 | 26000 | 20 | 12 | 10 | 1.8 | 69 |  | 206221554
AMERICAN STANDARD | 4TXM2324A13NU** | AMERICAN STANDARD | *** | *** | *** | 22000 | 26000 | 20 | 12 | 10 | 1.8 | 69 |  | 204340537
TRANE | 4TXM2318A12NU** | TRANE | *** | *** | *** | 18000 | 21000 | 20 | 12 | 10 | 1.81 | 81 |  | 204340534
GREE | MULTIU18HP230V1DO | GREE | *** | *** | *** | 18000 | 21000 | 20 | 12 | 10 | 1.81 | 81 |  | 203989085
BLUERIDGE | BMKH18M23UH | BLUERIDGE | *** | *** | *** | 18000 | 21000 | 20 | 12 | 10 | 1.81 | 81 |  | 206221553
GREE | MULTIU24HP230V1DO | GREE | *** | *** | *** | 22000 | 26000 | 20 | 12 | 10 | 1.8 | 69 |  | 203989086
KINGHOME | KM18UH5O | KINGHOME | *** | *** | *** | 18000 | 21000 | 20 | 12 | 10 | 1.81 | 81 |  | 204462622
KINGHOME | KM24UH5O | KINGHOME | *** | *** | *** | 22000 | 26000 | 20 | 12 | 10 | 1.8 | 69 |  | 204462623
York | DHS24CMB22S | York | *** | *** | *** | 22000 | 26000 | 20 | 12 | 10 | 1.8 | 69 |  | 207616534
Luxaire | DHS24CMB22S | Luxaire | *** | *** | *** | 22000 | 26000 | 20 | 12 | 10 | 1.8 | 69 |  | 207616554
1HVAC | SC-27Z-HH-M3 | 1HVAC | *** | *** | *** | 22000 | 26000 | 20 | 12 | 10 | 1.8 | 69 |  | 208674909
SMARTFLEX | DHS24CMB22S | SMARTFLEX | *** | *** | *** | 22000 | 26000 | 20 | 12 | 10 | 1.8 | 69 |  | 207616614
ACIQ | SC-27Z-HH-M3 | ACIQ | *** | *** | *** | 22000 | 26000 | 20 | 12 | 10 | 1.8 | 69 |  | 208674921
CHAMPION | DHS24CMB22S | CHAMPION | *** | *** | *** | 22000 | 26000 | 20 | 12 | 10 | 1.8 | 69 |  | 207616574
ACD | MUD24KCH23S-O | ACD | *** | *** | *** | 22000 | 26000 | 20 | 12 | 10 | 1.8 | 69 |  | 206428585
Coleman | DHS24CMB22S | Coleman | *** | *** | *** | 22000 | 26000 | 20 | 12 | 10 | 1.8 | 69 |  | 207616594
DIYCOOL | SC-27Z-HH-M3 | DIYCOOL | *** | *** | *** | 22000 | 26000 | 20 | 12 | 10 | 1.8 | 69 |  | 208674933
MAX-R | MAX-R24K35MZGR | MAX-R | *** | *** | *** | 22000 | 26000 | 20 | 12 | 10 | 1.8 | 69 |  | 207338196
TOSOT | TM18H5O | TOSOT | *** | *** | *** | 18000 | 21000 | 20 | 12 | 10 | 1.81 | 81 |  | 204344218
TOSOT | TM24H5O | TOSOT | *** | *** | *** | 22000 | 26000 | 20 | 12 | 10 | 1.8 | 69 |  | 204344219
MAX-R | MAX-R18K35MZGR | MAX-R | *** | *** | *** | 18000 | 21000 | 20 | 12 | 10 | 1.81 | 81 |  | 207338195
ACD | MUD18KCH23S-O | ACD | *** | *** | *** | 18000 | 21000 | 20 | 12 | 10 | 1.81 | 81 |  | 206428584
Coleman | DHS18CMB22S | Coleman | *** | *** | *** | 18000 | 21000 | 20 | 12 | 10 | 1.81 | 81 |  | 207616592
York | DHS18CMB22S | York | *** | *** | *** | 18000 | 21000 | 20 | 12 | 10 | 1.81 | 81 |  | 207616532
LBG Products | LMUH18DWO | LBG Products | *** | *** | *** | 18000 | 21000 | 20 | 12 | 10 | 1.81 | 81 |  | 206726754
SMARTFLEX | DHS18CMB22S | SMARTFLEX | *** | *** | *** | 18000 | 21000 | 20 | 12 | 10 | 1.81 | 81 |  | 207616612
Luxaire | DHS18CMB22S | Luxaire | *** | *** | *** | 18000 | 21000 | 20 | 12 | 10 | 1.81 | 81 |  | 207616552
CHAMPION | DHS18CMB22S | CHAMPION | *** | *** | *** | 18000 | 21000 | 20 | 12 | 10 | 1.81 | 81 |  | 207616572
Stealth Comfort | SC-27Z-HH-M3 | Stealth Comfort | *** | *** | *** | 22000 | 26000 | 20 | 12 | 10 | 1.8 | 69 |  | 208674945
LBG Products | LMUH24DWO | LBG Products | *** | *** | *** | 22000 | 26000 | 20 | 12 | 10 | 1.8 | 69 |  | 206726756
1HVAC | SC-18Z-HH-M2 | 1HVAC | *** | *** | *** | 18000 | 21000 | 20 | 12 | 10 | 1.81 | 81 |  | 208674906
ACIQ | SC-18Z-HH-M2 | ACIQ | *** | *** | *** | 18000 | 21000 | 20 | 12 | 10 | 1.81 | 81 |  | 208674918
DIYCOOL | SC-18Z-HH-M2 | DIYCOOL | *** | *** | *** | 18000 | 21000 | 20 | 12 | 10 | 1.81 | 81 |  | 208674930
Stealth Comfort | SC-18Z-HH-M2 | Stealth Comfort | *** | *** | *** | 18000 | 21000 | 20 | 12 | 10 | 1.81 | 81 |  | 208674942
HISENSE | AMW3-24U3SAA | HISENSE | *** | *** | *** | 24000 | 24000 | 22 | 12.5 | 9.05 | 1.84 | 63 |  | 203978137
HISENSE | AMW4-36U3STA | HISENSE | *** | *** | *** | 32000 | 36000 | 21 | 12.5 | 9 | 1.84 | 62 |  | 203978166
DIAL | 24000Z-03-O | DIAL | *** | *** | *** | 24000 | 24000 | 22 | 12.5 | 9.05 | 1.84 | 63 |  | 204793306
HAXXAIR | HVHM-24T2D | HAXXAIR | *** | *** | *** | 24000 | 24000 | 22 | 12.5 | 9.05 | 1.84 | 63 |  | 204198639
AIR-CON | AMSCI4H4S24 | AIR-CON | *** | *** | *** | 24000 | 24000 | 22 | 12.5 | 9.05 | 1.84 | 63 |  | 204462794
FRIEDRICH | FPHMR24A3A | FRIEDRICH | *** | *** | *** | 24000 | 24000 | 22 | 12.5 | 9.05 | 1.84 | 63 |  | 204101246
FRIEDRICH | FPHMR36A3A | FRIEDRICH | *** | *** | *** | 32000 | 36000 | 21 | 12.5 | 9 | 1.84 | 62 |  | 204101247
AIR-CON | AMSCI4H4S36 | AIR-CON | *** | *** | *** | 32000 | 36000 | 21 | 12.5 | 9 | 1.84 | 62 |  | 204462795
DIAL | 36000Z-04-O | DIAL | *** | *** | *** | 32000 | 36000 | 21 | 12.5 | 9 | 1.84 | 62 |  | 204793307
HAXXAIR | HVHM-36T2D | HAXXAIR | *** | *** | *** | 32000 | 36000 | 21 | 12.5 | 9 | 1.84 | 62 |  | 204100526
Perfect Aire | 3PAMSHHQC24-MZO3 | Perfect Aire | *** | *** | *** | 24000 | 24000 | 22 | 12.5 | 9.05 | 1.84 | 63 |  | 206428592
Innovair | VOM24H7R3P7 | Innovair | *** | *** | *** | 24000 | 24000 | 22 | 12.5 | 9.05 | 1.84 | 63 |  | 207821951
ZEPHYR | ZE-24M322SCO | ZEPHYR | *** | *** | *** | 24000 | 24000 | 22 | 12.5 | 9.05 | 1.84 | 63 |  | 206346130
EMERSON QUIET KOOL | EAC3H24R2C | EMERSON QUIET KOOL | *** | *** | *** | 24000 | 24000 | 22 | 12.5 | 9.05 | 1.84 | 63 |  | 207821920
Multi MFG | 24HPC3-HH-A | Multi MFG | *** | *** | *** | 24000 | 24000 | 22 | 12.5 | 9.05 | 1.84 | 63 |  | 211120892
J-KU | JKS-24H2HP-M3O | J-KU | *** | *** | *** | 24000 | 24000 | 22 | 12.5 | 9.05 | 1.84 | 63 |  | 213286754
AZUR | AZ-24M322SCO | AZUR | *** | *** | *** | 24000 | 24000 | 22 | 12.5 | 9.05 | 1.84 | 63 |  | 206346136
J-KU | JKS-36H2HP-M4O | J-KU | *** | *** | *** | 32000 | 36000 | 21 | 12.5 | 9 | 1.84 | 62 |  | 213286756
Perfect Aire | UB1MSHHQC24-MZO3 | Perfect Aire | *** | *** | *** | 24000 | 24000 | 22 | 12.5 | 9.05 | 1.84 | 63 |  | 212508370
WESTINGHOUSE | WHP36M4A21S | WESTINGHOUSE | *** | *** | *** | 32000 | 36000 | 21 | 12.5 | 9 | 1.84 | 62 |  | 205446269
WESTINGHOUSE | WHP24M3A21S | WESTINGHOUSE | *** | *** | *** | 24000 | 24000 | 22 | 12.5 | 9.05 | 1.84 | 63 |  | 205470409
AZUR | AZ-36M422SCO | AZUR | *** | *** | *** | 32000 | 36000 | 21 | 12.5 | 9 | 1.84 | 62 |  | 206347268
ZEPHYR | ZE-36M422SCO | ZEPHYR | *** | *** | *** | 32000 | 36000 | 21 | 12.5 | 9 | 1.84 | 62 |  | 206347270
Innovair | VOM36H7R4P7 | Innovair | *** | *** | *** | 32000 | 36000 | 21 | 12.5 | 9 | 1.84 | 62 |  | 207821954
Multi MFG | 36HPC4-HH-A | Multi MFG | *** | *** | *** | 32000 | 36000 | 21 | 12.5 | 9 | 1.84 | 62 |  | 211120893
EMERSON QUIET KOOL | EAC4H36R2C | EMERSON QUIET KOOL | *** | *** | *** | 32000 | 36000 | 21 | 12.5 | 9 | 1.84 | 62 |  | 207821923
Gridless | O-AYD24SD-3 | Gridless | *** | *** | *** | 24000 | 24000 | 22 | 12.5 | 9.05 | 1.84 | 63 |  | 213255584
DIAL | MZME24WW3P230BBJ | DIAL | *** | *** | *** | 24000 | 24000 | 22 | 12.5 | 9.05 | 1.84 | 63 |  | 213350265
DIAL | MZME36WW4P230BAJ | DIAL | *** | *** | *** | 32000 | 36000 | 21 | 12.5 | 9 | 1.84 | 62 |  | 213350266
Gridless | O-AYD36SD-4 | Gridless | *** | *** | *** | 32000 | 36000 | 21 | 12.5 | 9 | 1.84 | 62 |  | 213255585
TOSOT | TM18HPO | TOSOT | *** | *** | *** | 18000 | 19000 | 21 | 12 | 10 | 2.2 | 74 |  | 214389463
ICONIC AIR SOLUTION | ICMO24CK | ICONIC AIR SOLUTION | *** | *** | *** | 27000 | 28000 | 23.5 | 12.2 | 9.2 | 2 | 71 |  | 214389503
ICONIC AIR SOLUTION | ICMO27CK | ICONIC AIR SOLUTION | *** | *** | *** | 27000 | 28000 | 23.5 | 12.2 | 9.2 | 2 | 71 |  | 214389506
ICONIC AIR SOLUTION | ICM30DK | ICONIC AIR SOLUTION | *** | *** | *** | 30000 | 30000 | 22.4 | 12 | 9.5 | 1.65 | 90 |  | 214389509
ICONIC AIR SOLUTION | ICMO18BK | ICONIC AIR SOLUTION | *** | *** | *** | 18000 | 19000 | 21 | 12.5 | 10.2 | 2 | 76 |  | 214389500
TCL | TUM-27HA2/I2I21-21ES | TCL | *** | *** | *** | 24000 | 26000 | 22 | 12 | 9 | 1.8 | 70 |  | 209424844
Pioneer | YN030GLFI22M3D | Pioneer | *** | *** | *** | 24000 | 26000 | 22 | 12 | 9 | 1.8 | 70 |  | 207698163
ForestAir | FA-H24-D21TL/O3-ES | ForestAir | *** | *** | *** | 24000 | 26000 | 22 | 12 | 9 | 1.8 | 70 |  | 207804202
GENERALLUX | TUM-GL-27HA2/03-ES | GENERALLUX | *** | *** | *** | 24000 | 26000 | 22 | 12 | 9 | 1.8 | 70 |  | 209457666
FUJIECO | FES-27H2TK-M3O | FUJIECO | *** | *** | *** | 24000 | 26000 | 22 | 12 | 9 | 1.8 | 70 |  | 211306460
KANIONco | KWSMO-27IR410AHSP | KANIONco | *** | *** | *** | 24000 | 26000 | 22 | 12 | 9 | 1.8 | 70 |  | 213298361
TCL | TUM-36HA2/I2I21-21ES | TCL | *** | *** | *** | 33000 | 35600 | 21.5 | 12 | 9 | 1.8 | 60 |  | 209424845
Pioneer | YN040GLFI22M4D | Pioneer | *** | *** | *** | 33000 | 35600 | 21.5 | 12 | 9 | 1.8 | 60 |  | 207698169
ForestAir | FA-H36-D21TL/O4-ES | ForestAir | *** | *** | *** | 33000 | 35600 | 21.5 | 12 | 9 | 1.8 | 60 |  | 207804203
GENERALLUX | TUM-GL-36HA2/04-ES | GENERALLUX | *** | *** | *** | 33000 | 35600 | 21.5 | 12 | 9 | 1.8 | 60 |  | 209457668
FUJIECO | FES-36H2TK-M4O | FUJIECO | *** | *** | *** | 33000 | 35600 | 21.5 | 12 | 9 | 1.8 | 60 |  | 211306461
KANIONco | KWSMO-36IR410AHSP | KANIONco | *** | *** | *** | 33000 | 35600 | 21.5 | 12 | 9 | 1.8 | 60 |  | 213298360
SAMSUNG | AJ020BXS3CH | SAMSUNG | *** | *** | *** | 21000 | 22000 | 19 | 13.5 | 9 | 1.95 | 60 |  | 207349917
SAMSUNG | AJ024BXS4CH | SAMSUNG | *** | *** | *** | 25000 | 25000 | 20 | 13 | 9 | 1.83 | 58 |  | 207349918
SAMSUNG | AJ030BXS4CH | SAMSUNG | *** | *** | *** | 28400 | 28600 | 20 | 12.5 | 9 | 1.8 | 61 |  | 207349919
SAMSUNG | AJ036BXS4CH | SAMSUNG | *** | *** | *** | 34000 | 36600 | 21.5 | 12.5 | 9.3 | 2.04 | 59 |  | 207349920
SAMSUNG | AJ020CXS3CH | SAMSUNG | *** | *** | *** | 21000 | 22000 | 23 | 15 | 10.5 | 1.95 | 61 |  | 213353367
SAMSUNG | AJ024CXS4CH | SAMSUNG | *** | *** | *** | 25000 | 25000 | 23 | 14.55 | 10.4 | 1.85 | 61 |  | 213353368
SAMSUNG | AJ030CXS4CH | SAMSUNG | *** | *** | *** | 28400 | 28600 | 22.5 | 13.5 | 10.4 | 1.81 | 61 |  | 213353369
SAMSUNG | AJ036CXS4CH | SAMSUNG | *** | *** | *** | 34000 | 36600 | 21.5 | 12.5 | 9.5 | 2.04 | 63 |  | 213353370
Trane / Mitsubishi Electric | NTXMMX24A132B** | Trane / Mitsubishi Electric | *** | *** | *** | 22000 | 25000 | 20 | 13.6 | 9.5 | 2.2 | 58 |  | 212925489
RUUD | RO4HFZ36AJ1H | RUUD | *** | *** | *** | 35200 | 36400 | 20.5 | 13 | 9.5 | 2.02 | 59 |  | 210824767
RHEEM | RO4HFZ36AJ1H | RHEEM | *** | *** | *** | 35200 | 36400 | 20.5 | 13 | 9.5 | 2.02 | 59 |  | 210824765
RUUD | ROMH36FXZHJ | RUUD | *** | *** | *** | 35200 | 36400 | 20.5 | 13 | 9.5 | 2.02 | 59 |  | 206221526
RUUD | UOMH36FXZHJ | RUUD | *** | *** | *** | 35200 | 36400 | 20.5 | 13 | 9.5 | 2.02 | 59 |  | 10595431
RHEEM | ROMH36FXZHJ | RHEEM | *** | *** | *** | 35200 | 36400 | 20.5 | 13 | 9.5 | 2.02 | 59 |  | 10595430
RUUD | RO3HFZ24AJ1H | RUUD | *** | *** | *** | 22000 | 25000 | 20 | 13.3 | 10 | 2.06 | 62 |  | 211044464
RHEEM | RO3HFZ24AJ1H | RHEEM | *** | *** | *** | 22000 | 25000 | 20 | 13.3 | 10 | 2.06 | 62 |  | 211044463
RUUD | ROMH24FXZHJ | RUUD | *** | *** | *** | 22000 | 25000 | 20 | 13.3 | 10 | 2.06 | 62 |  | 206221523
RUUD | UOMH24FXZHJ | RUUD | *** | *** | *** | 22000 | 25000 | 20 | 13.3 | 10 | 2.06 | 62 |  | 10595425
RHEEM | ROMH24FXZHJ | RHEEM | *** | *** | *** | 22000 | 25000 | 20 | 13.3 | 10 | 2.06 | 62 |  | 10595424
RUUD | ROMH18FXZHJ | RUUD | *** | *** | *** | 18000 | 22000 | 21.5 | 13.5 | 9.6 | 1.84 | 65 |  | 206221520
RUUD | UOMH18FXZHJ | RUUD | *** | *** | *** | 18000 | 22000 | 21.5 | 13.5 | 9.6 | 1.84 | 65 |  | 10595419
FUJITSU | AOU24RLXFZH | FUJITSU | *** | *** | *** | 22000 | 25000 | 20 | 13.3 | 10 | 2.06 | 62 |  | 8033586
RHEEM | RO2HFZ18AJ1H | RHEEM | *** | *** | *** | 18000 | 22000 | 21.5 | 13.5 | 9.6 | 1.84 | 65 |  | 211044459
RUUD | RO2HFZ18AJ1H | RUUD | *** | *** | *** | 18000 | 22000 | 21.5 | 13.5 | 9.6 | 1.84 | 65 |  | 211044460
RUUD | UOMH18AFXZJ | RUUD | *** | *** | *** | 18000 | 22000 | 21.5 | 13.5 | 9.6 | 1.84 | 65 |  | 205049559
RHEEM | ROMH18AFXZJ | RHEEM | *** | *** | *** | 18000 | 22000 | 21.5 | 13.5 | 9.6 | 1.84 | 65 |  | 205049560
RHEEM | ROMH18FXZHJ | RHEEM | *** | *** | *** | 18000 | 22000 | 21.5 | 13.5 | 9.6 | 1.84 | 65 |  | 10595418
FUJITSU | AOU18RLXFZH | FUJITSU | *** | *** | *** | 18000 | 22000 | 21.5 | 13.5 | 9.6 | 1.84 | 65 |  | 8033584
Hitachi | RAM-S18U2HLAE | Hitachi | *** | *** | *** | 18000 | 22000 | 22 | 12.5 | 10.3 |  | 68 |  | 206186275
EMERSON QUIET KOOL | EAC2H18R2C | EMERSON QUIET KOOL | *** | *** | *** | 18000 | 18000 | 21 | 12.5 | 9.5 | 1.84 | 71 |  | 207821917
FRIEDRICH | FPHMR18A3A | FRIEDRICH | *** | *** | *** | 18000 | 18000 | 21 | 12.5 | 9.5 | 1.84 | 71 |  | 205150429
Perfect Aire | UB1MSHHQC18-MZO2 | Perfect Aire | *** | *** | *** | 18000 | 18000 | 21 | 12.5 | 9.5 | 1.84 | 71 |  | 212508371
HAXXAIR | HVHM-18T2D | HAXXAIR | *** | *** | *** | 18000 | 18000 | 21 | 12.5 | 9.5 | 1.84 | 71 |  | 208650724
ZEPHYR | ZE-18M222SCO | ZEPHYR | *** | *** | *** | 18000 | 18000 | 21 | 12.5 | 9.5 | 1.84 | 71 |  | 206346128
AIR-CON | AMSCI4H4S18 | AIR-CON | *** | *** | *** | 18000 | 18000 | 21 | 12.5 | 9.5 | 1.84 | 71 |  | 205150432
WESTINGHOUSE | WHP18M2A21S | WESTINGHOUSE | *** | *** | *** | 18000 | 18000 | 21 | 12.5 | 9.5 | 1.84 | 71 |  | 205470408
Gridless | O-AYD18SD-2 | Gridless | *** | *** | *** | 18000 | 18000 | 21 | 12.5 | 9.5 | 1.84 | 71 |  | 213255583
Innovair | VOM18H7R2P7 | Innovair | *** | *** | *** | 18000 | 18000 | 21 | 12.5 | 9.5 | 1.84 | 71 |  | 207821948
J-KU | JKS-18H2HP-M2O | J-KU | *** | *** | *** | 18000 | 18000 | 21 | 12.5 | 9.5 | 1.84 | 71 |  | 213286753
Multi MFG | 18HPC2-HH-A | Multi MFG | *** | *** | *** | 18000 | 18000 | 21 | 12.5 | 9.5 | 1.84 | 71 |  | 211120891
Perfect Aire | 3PAMSHHQC18-MZO2 | Perfect Aire | *** | *** | *** | 18000 | 18000 | 21 | 12.5 | 9.5 | 1.84 | 71 |  | 206428591
DIAL | MZME18WW2P230BAJ | DIAL | *** | *** | *** | 18000 | 18000 | 21 | 12.5 | 9.5 | 1.84 | 71 |  | 213082089
HISENSE | AMW2-18U3SFA | HISENSE | *** | *** | *** | 18000 | 18000 | 21 | 12.5 | 9.5 | 1.84 | 71 |  | 204816953
SHARP | AE-X3M24BU | SHARP | *** | *** | *** | 24000 | 26000 | 24 | 14 | 11.5 | 2.3 | 96 |  | 213927543
KANIONco | KWSMO-18IR410AHSP | KANIONco | *** | *** | *** | 17000 | 19600 | 22 | 12 | 9 | 1.8 | 62 |  | 213298359
FUJIECO | FES-18H2TK-M2O | FUJIECO | *** | *** | *** | 17000 | 19600 | 22 | 12 | 9 | 1.8 | 62 |  | 211306459
GENERALLUX | TUM-GL-18HA2/02-ES | GENERALLUX | *** | *** | *** | 17000 | 19600 | 22 | 12 | 9 | 1.8 | 62 |  | 209457667
ForestAir | FA-H16-D21TL/O2-ES | ForestAir | *** | *** | *** | 17000 | 19600 | 22 | 12 | 9 | 1.8 | 62 |  | 207804201
Pioneer | YN020GLFI22M2D | Pioneer | *** | *** | *** | 17000 | 19600 | 22 | 12 | 9 | 1.8 | 62 |  | 207698162
TCL | TUM-18HA2/I2I22-21ES | TCL | *** | *** | *** | 17000 | 19600 | 22 | 12 | 9 | 1.8 | 62 |  | 209424843
TKS | T3C-27MODU | TKS | *** | *** | *** | 27000 | 28000 | 23.5 | 12.2 | 9.2 | 2 | 71 |  | 214594926
TKS | T2C-18MODU | TKS | *** | *** | *** | 18000 | 19000 | 21 | 12.5 | 10.2 | 2 | 76 |  | 214594923
SLIMAIR | SHC4Z36VE2AG | SLIMAIR | *** | *** | *** | 36000 | 37000 | 20 | 12.5 | 9.7 | 1.9 | 95 |  | 213886044
KEEPRITE | DLCMHBH36DAK | KEEPRITE | *** | *** | *** | 36000 | 37000 | 20 | 12.5 | 9.7 | 1.9 | 95 |  | 207643086
ICONIC AIR SOLUTION | ICMZ36DK | ICONIC AIR SOLUTION | *** | *** | *** | 36000 | 37000 | 20 | 12.5 | 9.7 | 1.9 | 95 |  | 214389530
Relief Sciences | LANG36OD35-4 | Relief Sciences | *** | *** | *** | 36000 | 37000 | 20 | 12.5 | 9.7 | 1.9 | 95 |  | 212615014
COMFORTMAKER | DLCMHBH36DAK | COMFORTMAKER | *** | *** | *** | 36000 | 37000 | 20 | 12.5 | 9.7 | 1.9 | 95 |  | 207643023
PERFECTAIRE | 3PAMS36-HH-MZO4 | PERFECTAIRE | *** | *** | *** | 36000 | 37000 | 20 | 12.5 | 9.7 | 1.9 | 95 |  | 207657341
ARCOAIRE | DLCMHBH36DAK | ARCOAIRE | *** | *** | *** | 36000 | 37000 | 20 | 12.5 | 9.7 | 1.9 | 95 |  | 207643002
LBG Products | LMUHB36DO | LBG Products | *** | *** | *** | 36000 | 37000 | 20 | 12.5 | 9.7 | 1.9 | 95 |  | 207641322
LPS Legacy | DLCMHBH36DAK | LPS Legacy | *** | *** | *** | 36000 | 37000 | 20 | 12.5 | 9.7 | 1.9 | 95 |  | 211756577
ECO AC | EMH-4O36BBH | ECO AC | *** | *** | *** | 36000 | 37000 | 20 | 12.5 | 9.7 | 1.9 | 95 |  | 210586157
BLUERIDGE | BMM36HHC | BLUERIDGE | *** | *** | *** | 36000 | 37000 | 20 | 12.5 | 9.7 | 1.9 | 95 |  | 207641297
Mitsutomo | HO-MQ36-AB-Q | Mitsutomo | *** | *** | *** | 36000 | 37000 | 20 | 12.5 | 9.7 | 1.9 | 95 |  | 211306407
Durastar | DRA4H36M1A | Durastar | *** | *** | *** | 36000 | 37000 | 20 | 12.5 | 9.7 | 1.9 | 95 |  | 210568217
KENMORE | DLCMHBH36DAK | KENMORE | *** | *** | *** | 36000 | 37000 | 20 | 12.5 | 9.7 | 1.9 | 95 |  | 207643107
Bladex | B40I-36SPHP1 | Bladex | *** | *** | *** | 36000 | 37000 | 20 | 12.5 | 9.7 | 1.9 | 95 |  | 212920653
DAY & NIGHT | DLCMHBH36DAK | DAY & NIGHT | *** | *** | *** | 36000 | 37000 | 20 | 12.5 | 9.7 | 1.9 | 95 |  | 207643044
MIDEA | DLCMHBH36DAK | MIDEA | *** | *** | *** | 36000 | 37000 | 20 | 12.5 | 9.7 | 1.9 | 95 |  | 207643128
AIRQUEST | DLCMHBH36DAK | AIRQUEST | *** | *** | *** | 36000 | 37000 | 20 | 12.5 | 9.7 | 1.9 | 95 |  | 207643191
HEIL | DLCMHBH36DAK | HEIL | *** | *** | *** | 36000 | 37000 | 20 | 12.5 | 9.7 | 1.9 | 95 |  | 207643065
CONTINENTAL | CDHAM-36-O | CONTINENTAL | *** | *** | *** | 36000 | 37000 | 20 | 12.5 | 9.7 | 1.9 | 95 |  | 213386544
SMART COMFORT | DLCMHBH36DAK | SMART COMFORT | *** | *** | *** | 36000 | 37000 | 20 | 12.5 | 9.7 | 1.9 | 95 |  | 207643170
SEA BREEZE+ | HMZ36H424ZMO | SEA BREEZE+ | *** | *** | *** | 36000 | 37000 | 20 | 12.5 | 9.7 | 1.9 | 95 |  | 208128297
Orient Care | OUM36M410AGH30 | Orient Care | *** | *** | *** | 36000 | 37000 | 20 | 12.5 | 9.7 | 1.9 | 95 |  | 212920533
CTMorley | MOU-4A36H-2 | CTMorley | *** | *** | *** | 36000 | 37000 | 20 | 12.5 | 9.7 | 1.9 | 95 |  | 210288146
NOVAIR | LEA36MZ-4P-35SK-O | NOVAIR | *** | *** | *** | 36000 | 37000 | 20 | 12.5 | 9.7 | 1.9 | 95 |  | 211133300
TEMPSTAR | DLCMHBH36DAK | TEMPSTAR | *** | *** | *** | 36000 | 37000 | 20 | 12.5 | 9.7 | 1.9 | 95 |  | 207643149
NAPOLEON | NDHAM-36-O | NAPOLEON | *** | *** | *** | 36000 | 37000 | 20 | 12.5 | 9.7 | 1.9 | 95 |  | 207683241
MDV | M4OI-36HFN1-M* | MDV | *** | *** | *** | 36000 | 37000 | 20 | 12.5 | 9.7 | 1.9 | 95 |  | 207641237
SAMSUNG | AM036NXMDCR | SAMSUNG | *** | *** | *** | 38000 | 42000 | 22 | 12.5 | 10 | 2.1 | 60 |  | 202098116
SAMSUNG | AM036TXMDCH | SAMSUNG | *** | *** | *** | 38000 | 42000 | 22 | 12.5 | 10 | 2.1 | 60 |  | 205142809
OLMO | OS-MSR18-230VO | OLMO | *** | *** | *** | 18000 | 18000 | 21 | 12.5 | 9.5 | 1.84 | 71 |  | 214584777
OLMO | OS-MSR36-230VO | OLMO | *** | *** | *** | 32000 | 36000 | 21 | 12.5 | 9 | 1.84 | 62 |  | 214584776
OLMO | OS-MSR24-230VO | OLMO | *** | *** | *** | 24000 | 24000 | 22 | 12.5 | 9.05 | 1.84 | 63 |  | 214584775
SHARP | AE-X2M20TU | SHARP | *** | *** | *** | 20000 | 22000 | 20 | 12.5 | 10 | 2.27 | 64 |  | 8950554
GOODMAN | MST183G22MHAA | GOODMAN | *** | *** | *** | 19000 | 20000 | 20.5 | 12.5 | 9 | 1.8 | 68 |  | 214438125
ICONIC AIR SOLUTION | ICMZ24CK | ICONIC AIR SOLUTION | *** | *** | *** | 24000 | 24000 | 22.3 | 12.5 | 9.6 | 1.83 | 75 |  | 214389524
ICONIC AIR SOLUTION | ICMZ18BK | ICONIC AIR SOLUTION | *** | *** | *** | 19000 | 20000 | 20.5 | 12.5 | 9 | 1.8 | 68 |  | 214389521
FRANKLIN | MST183F25MHAA | FRANKLIN | *** | *** | *** | 19000 | 20000 | 22 | 12.5 | 9.8 | 1.9 | 75 |  | 214383439
Kepler | ODUM2OI-18HFN1-M | Kepler | *** | *** | *** | 19000 | 20000 | 22 | 12.5 | 9.8 | 1.9 | 75 |  | 214377776
Kepler | ODUM4OI-36HFN1-M | Kepler | *** | *** | *** | 36000 | 37000 | 22.2 | 13.6 | 10.3 | 1.9 | 89 |  | 214377782
Multi MFG | 36MPC4-HH-A | Multi MFG | *** | *** | *** | 36000 | 37000 | 22.2 | 13.6 | 10.3 | 1.9 | 89 |  | 214232438
Bladex | B40I-36SPHP1* | Bladex | *** | *** | *** | 36000 | 37000 | 22.2 | 13.6 | 10.3 | 1.9 | 89 |  | 214232420
Bladex | B20I-18SPHP1* | Bladex | *** | *** | *** | 19000 | 20000 | 22 | 12.5 | 9.8 | 1.9 | 75 |  | 214232411
AI AIR CONDITIONING | A2MO22-18N1-M1H | AI AIR CONDITIONING | *** | *** | *** | 19000 | 20000 | 20.5 | 12.5 | 9 | 1.8 | 68 |  | 213769952
MAXI AIR | NE-T53-MULTI36E | MAXI AIR | *** | *** | *** | 36000 | 37000 | 22.2 | 13.6 | 10.3 | 1.9 | 89 |  | 213927622
QUEBEC VAIR | NE-T53-MULTI36E | QUEBEC VAIR | *** | *** | *** | 36000 | 37000 | 22.2 | 13.6 | 10.3 | 1.9 | 89 |  | 213927616
SLIMAIR | SHC2Z18VE2AG | SLIMAIR | *** | *** | *** | 19000 | 20000 | 20.5 | 12.5 | 9 | 1.8 | 68 |  | 213886038
SENVILLE | SENA-18HF-MOB | SENVILLE | *** | *** | *** | 19000 | 20000 | 22 | 12.5 | 9.8 | 1.9 | 75 |  | 213732650
CanAir | C28MC218H22 | CanAir | *** | *** | *** | 19000 | 20000 | 22 | 12.5 | 9.8 | 1.9 | 75 |  | 213479410
CanAir | C28MC436H22 | CanAir | *** | *** | *** | 36000 | 37000 | 22.2 | 13.6 | 10.3 | 1.9 | 89 |  | 213479407
TEMP SHIFT | TSM2OI18HFN1M | TEMP SHIFT | *** | *** | *** | 19000 | 20000 | 20.5 | 12.5 | 9 | 1.8 | 68 |  | 213479389
Wells | WMCA-18HFMO | Wells | *** | *** | *** | 19000 | 20000 | 20.5 | 12.5 | 9 | 1.8 | 68 |  | 213286775
Orient Care | OUM24M410AGR30 | Orient Care | *** | *** | *** | 24000 | 24000 | 22.3 | 12.5 | 9.6 | 1.83 | 75 |  | 212920508
Orient Care | OUM18M410AGH30 | Orient Care | *** | *** | *** | 19000 | 20000 | 20.5 | 12.5 | 9 | 1.8 | 68 |  | 212920524
CENTURY | A-VMH36QV-1 | CENTURY | *** | *** | *** | 36000 | 37000 | 22.2 | 13.6 | 10.3 | 1.9 | 89 |  | 212940825
CENTURY | A-VMH18DV-1 | CENTURY | *** | *** | *** | 19000 | 20000 | 22 | 12.5 | 9.8 | 1.9 | 75 |  | 212940821
Bladex | B20I-18SPHP1 | Bladex | *** | *** | *** | 19000 | 20000 | 20.5 | 12.5 | 9 | 1.8 | 68 |  | 212920648
NOVAIR | LEA36MZ-4P-35SK-O* | NOVAIR | *** | *** | *** | 36000 | 37000 | 22.2 | 13.6 | 10.3 | 1.9 | 89 |  | 212920682
NOVAIR | LEA20MZ-2P-35SK-O* | NOVAIR | *** | *** | *** | 19000 | 20000 | 22 | 12.5 | 9.8 | 1.9 | 75 |  | 212920679
YONAN | YSMO-24HFN1 | YONAN | *** | *** | *** | 24000 | 24000 | 22.3 | 12.5 | 9.6 | 1.83 | 75 |  | 212615070
Relief Sciences | LANG18OD35-2 | Relief Sciences | *** | *** | *** | 19000 | 20000 | 20.5 | 12.5 | 9 | 1.8 | 68 |  | 212615018
Custom Comfort | CCOXHAMZ218HP | Custom Comfort | *** | *** | *** | 19000 | 20000 | 22 | 12.5 | 9.8 | 1.9 | 75 |  | 212365433
Custom Comfort | CCOXHAMZ436HP | Custom Comfort | *** | *** | *** | 36000 | 37000 | 22.2 | 13.6 | 10.3 | 1.9 | 89 |  | 212365436
STEALTH | ACIQ-36Z-HH-M4B | STEALTH | *** | *** | *** | 36000 | 37000 | 22.2 | 13.6 | 10.3 | 1.9 | 89 |  | 212316177
STEALTH | ACIQ-18Z-HH-M2B | STEALTH | *** | *** | *** | 19000 | 20000 | 22 | 12.5 | 9.8 | 1.9 | 75 |  | 212316171
STEALTH | ACIQ-18Z-HH-M2 | STEALTH | *** | *** | *** | 19000 | 20000 | 21.5 | 12.5 | 9 | 1.9 | 63 |  | 212316144
PolarWave | ACIQ-36Z-HH-M4B | PolarWave | *** | *** | *** | 36000 | 37000 | 22.2 | 13.6 | 10.3 | 1.9 | 89 |  | 212316091
PolarWave | ACIQ-18Z-HH-M2B | PolarWave | *** | *** | *** | 19000 | 20000 | 22 | 12.5 | 9.8 | 1.9 | 75 |  | 212316085
PolarWave | ACIQ-18Z-HH-M2 | PolarWave | *** | *** | *** | 19000 | 20000 | 21.5 | 12.5 | 9 | 1.9 | 63 |  | 212316058
Mitsutomo | HO-MD18-AB-Q | Mitsutomo | *** | *** | *** | 19000 | 20000 | 20.5 | 12.5 | 9 | 1.8 | 68 |  | 211306401
LPS Legacy | DLCMHBH24CAK | LPS Legacy | *** | *** | *** | 24000 | 24000 | 22.3 | 12.5 | 9.6 | 1.83 | 75 |  | 211756554
BRYANT | 38MGRQ30D--3 | BRYANT | *** | *** | *** | 30000 | 28000 | 22.5 | 12 | 9.5 | 1.85 | 88 |  | 9854627
CARRIER | 38MGRQ30D--3 | CARRIER | *** | *** | *** | 30000 | 28000 | 22.5 | 12 | 9.5 | 1.85 | 88 |  | 9854626
Weathermaker | 38MGRQ30D--3 | Weathermaker | *** | *** | *** | 30000 | 28000 | 22.5 | 12 | 9.5 | 1.85 | 88 |  | 205772851
PAYNE | 38MGRQ30D--3 | PAYNE | *** | *** | *** | 30000 | 28000 | 22.5 | 12 | 9.5 | 1.85 | 88 |  | 204722816
MIDEA | 38MGRQ30D--3 | MIDEA | *** | *** | *** | 30000 | 28000 | 22.5 | 12 | 9.5 | 1.85 | 88 |  | 204722815
MDV | M4OH-30HFN1-M | MDV | *** | *** | *** | 30000 | 28000 | 22.5 | 12 | 9.5 | 1.85 | 88 |  | 9854619
MDV | M4OH-36HFN1-M-20 | MDV | *** | *** | *** | 36000 | 36400 | 21.8 | 13.6 | 9.5 | 1.75 | 60 |  | 206714978
COMFORT-AIRE | A-VMH36QU-1 | COMFORT-AIRE | *** | *** | *** | 36000 | 36000 | 21.5 | 13.5 | 9.5 | 1.9 | 47 |  | 201810036
EMI | DHMZ436DA | EMI | *** | *** | *** | 36000 | 36000 | 21.5 | 13.5 | 9.5 | 1.9 | 47 |  | 203514060
C&H | CH-HYP36MSPH-230VO | C&H | *** | *** | *** | 36000 | 36000 | 21.5 | 13.5 | 9.5 | 1.9 | 47 |  | 205047864
ELIOS | DE36HOM25230X3 | ELIOS | *** | *** | *** | 36000 | 36000 | 21.5 | 13.5 | 9.5 | 1.9 | 47 |  | 204005786
LENNOX | MLA036S4M-1P | LENNOX | *** | *** | *** | 36000 | 36000 | 21.5 | 13.5 | 9.5 | 1.9 | 47 |  | 201771989
COMFORTSTAR | CM4-36-4ZX | COMFORTSTAR | *** | *** | *** | 36000 | 36000 | 21.5 | 13.5 | 9.5 | 1.9 | 47 |  | 202575873
DIRECT AIR | M4OH-36HFN1-M | DIRECT AIR | *** | *** | *** | 36000 | 36000 | 21.5 | 13.5 | 9.5 | 1.9 | 47 |  | 203269784
Breeze33 | BZ33-HYP36HP4Z2 | Breeze33 | *** | *** | *** | 36000 | 36000 | 21.5 | 13.5 | 9.5 | 1.9 | 47 |  | 204711130
CENTURY | A-VMH36QU-1 | CENTURY | *** | *** | *** | 36000 | 36000 | 21.5 | 13.5 | 9.5 | 1.9 | 47 |  | 201862959
MIDEA | 38MGRQ36D--3 | MIDEA | *** | *** | *** | 36000 | 36000 | 21.5 | 13.5 | 9.5 | 1.9 | 47 |  | 201847004
MOOVAIR | DM36HOM25230X3 | MOOVAIR | *** | *** | *** | 36000 | 36000 | 21.5 | 13.5 | 9.5 | 1.9 | 47 |  | 204005752
Cooper&Hunter | CH-HYP36MSPH-230VO | Cooper&Hunter | *** | *** | *** | 36000 | 36000 | 21.5 | 13.5 | 9.5 | 1.9 | 47 |  | 210799477
Weathermaker | 38MGRQ36D--3 | Weathermaker | *** | *** | *** | 36000 | 36000 | 21.5 | 13.5 | 9.5 | 1.9 | 47 |  | 205772854
FRANKLIN | MST363E23MHAA | FRANKLIN | *** | *** | *** | 36000 | 36000 | 21.5 | 13.5 | 9.5 | 1.9 | 47 |  | 206764074
BLUERIDGE | BMHH36M17C | BLUERIDGE | *** | *** | *** | 36000 | 36000 | 21.5 | 13.5 | 9.5 | 1.9 | 47 |  | 202918822
CARRIER | 38MGRQ36D--3 | CARRIER | *** | *** | *** | 36000 | 36000 | 21.5 | 13.5 | 9.5 | 1.9 | 47 |  | 9118473
PAYNE | 38MGRQ36D--3 | PAYNE | *** | *** | *** | 36000 | 36000 | 21.5 | 13.5 | 9.5 | 1.9 | 47 |  | 201846984
BOSCH | BMS500-AAM036-1CSXHB | BOSCH | *** | *** | *** | 36000 | 36000 | 21.5 | 13.5 | 9.5 | 1.9 | 47 |  | 203991186
KERR | A-KMH36QU-1 | KERR | *** | *** | *** | 36000 | 36000 | 21.5 | 13.5 | 9.5 | 1.9 | 47 |  | 201866481
BRYANT | 38MGRQ36D--3 | BRYANT | *** | *** | *** | 36000 | 36000 | 21.5 | 13.5 | 9.5 | 1.9 | 47 |  | 9118474
ACC | MST363E23MHAA | ACC | *** | *** | *** | 36000 | 36000 | 21.5 | 13.5 | 9.5 | 1.9 | 47 |  | 204706296
BOSCH | BMS500-AAM018-1CSXHB | BOSCH | *** | *** | *** | 19000 | 20000 | 21.5 | 12.5 | 9 | 1.9 | 63 |  | 203991180
MDV | M4OH-36HFN1-M | MDV | *** | *** | *** | 36000 | 36000 | 21.5 | 13.5 | 9.5 | 1.9 | 47 |  | 8994415
KERR | A-KMH18DU-1 | KERR | *** | *** | *** | 19000 | 20000 | 21.5 | 12.5 | 9 | 1.9 | 63 |  | 201866479
DIYCOOL | ACIQ-18Z-HH-M2 | DIYCOOL | *** | *** | *** | 19000 | 20000 | 21.5 | 12.5 | 9 | 1.9 | 63 |  | 206315649
C&H | CH-HYP19MSPH-230VO | C&H | *** | *** | *** | 19000 | 20000 | 21.5 | 12.5 | 9 | 1.9 | 63 |  | 205263894
COMFORT-AIRE | A-VMH18DU-1 | COMFORT-AIRE | *** | *** | *** | 19000 | 20000 | 21.5 | 12.5 | 9 | 1.9 | 63 |  | 201810034
CENTURY | A-VMH18DU-1 | CENTURY | *** | *** | *** | 19000 | 20000 | 21.5 | 12.5 | 9 | 1.9 | 63 |  | 201862957
BLUERIDGE | BMHH18M22C | BLUERIDGE | *** | *** | *** | 19000 | 20000 | 21.5 | 12.5 | 9 | 1.9 | 63 |  | 202918820
Cooper&Hunter | CH-HYP19MSPH-230VO | Cooper&Hunter | *** | *** | *** | 19000 | 20000 | 21.5 | 12.5 | 9 | 1.9 | 63 |  | 210799474
ACC | MST183E23MHAA | ACC | *** | *** | *** | 19000 | 20000 | 21.5 | 12.5 | 9 | 1.9 | 63 |  | 204706294
ELIOS | DE18HOM25230X3 | ELIOS | *** | *** | *** | 19000 | 20000 | 21.5 | 12.5 | 9 | 1.9 | 63 |  | 204005785
ACIQ | ACIQ-18Z-HH-M2 | ACIQ | *** | *** | *** | 19000 | 20000 | 21.5 | 12.5 | 9 | 1.9 | 63 |  | 206315653
LENNOX | MLA018S4M-1P | LENNOX | *** | *** | *** | 19000 | 20000 | 21.5 | 12.5 | 9 | 1.9 | 63 |  | 201771987
Breeze33 | BZ33-HYP18HP2Z2-P | Breeze33 | *** | *** | *** | 19000 | 20000 | 21.5 | 12.5 | 9 | 1.9 | 63 |  | 205470446
COMFORTSTAR | CM2-18-2ZX | COMFORTSTAR | *** | *** | *** | 19000 | 20000 | 21.5 | 12.5 | 9 | 1.9 | 63 |  | 202575871
EMI | DHMZ218DA | EMI | *** | *** | *** | 19000 | 20000 | 21.5 | 12.5 | 9 | 1.9 | 63 |  | 203514061
PERFECTAIRE | 2PAMS18-HH-MZO2 | PERFECTAIRE | *** | *** | *** | 19000 | 20000 | 21.5 | 12.5 | 9 | 1.9 | 63 |  | 205645132
LENNOX | MLA018S4M-2P | LENNOX | *** | *** | *** | 19000 | 20000 | 21.5 | 12.5 | 9 | 1.9 | 63 |  | 203343585
Breeze33 | BZ33-HYP18HP2Z2 | Breeze33 | *** | *** | *** | 19000 | 20000 | 21.5 | 12.5 | 9 | 1.9 | 63 |  | 204711128
MIDEA | MCH3U-27PHH2 | MIDEA | *** | *** | *** | 19000 | 20000 | 21.5 | 12.5 | 9 | 1.9 | 63 |  | 205092305
1HVAC | ACIQ-18Z-HH-M2 | 1HVAC | *** | *** | *** | 19000 | 20000 | 21.5 | 12.5 | 9 | 1.9 | 63 |  | 206315657
MOOVAIR | DM18HOM25230X3 | MOOVAIR | *** | *** | *** | 19000 | 20000 | 21.5 | 12.5 | 9 | 1.9 | 63 |  | 204005751
DIRECT AIR | M2OH-18HFN1-M | DIRECT AIR | *** | *** | *** | 19000 | 20000 | 21.5 | 12.5 | 9 | 1.9 | 63 |  | 203269782
MDV | M2OH-18HFN1-M | MDV | *** | *** | *** | 19000 | 20000 | 21.5 | 12.5 | 9 | 1.9 | 63 |  | 8994411
Cooper&Hunter | CH-HPR36M-230VO | Cooper&Hunter | *** | *** | *** | 36000 | 37000 | 22.2 | 13.6 | 10.3 | 1.9 | 89 |  | 210799634
Cooper&Hunter | CH-HPR19M-230VO | Cooper&Hunter | *** | *** | *** | 19000 | 20000 | 22 | 12.5 | 9.8 | 1.9 | 75 |  | 210799628
LENNOX | MPC024S4M-1P | LENNOX | *** | *** | *** | 24000 | 24800 | 24.6 | 13.4 | 10 | 1.93 | 60 |  | 207699116
MDV | M3OJ-24HFN1-M-L | MDV | *** | *** | *** | 24000 | 24800 | 24.6 | 13.4 | 10 | 1.93 | 60 |  | 207699113
MDV | M4OI-36HFN1-M-L | MDV | *** | *** | *** | 36000 | 37000 | 22.2 | 13.6 | 10.3 | 1.9 | 89 |  | 210644056
MDV | M2OI-18HFN1-M-L | MDV | *** | *** | *** | 19000 | 20000 | 21.7 | 12.5 | 9.8 | 1.9 | 75 |  | 210644055
Conforto | MHMZ436DA | Conforto | *** | *** | *** | 36000 | 37000 | 22.2 | 13.6 | 10.3 | 1.9 | 89 |  | 210605816
Conforto | MHMZ218DA | Conforto | *** | *** | *** | 19000 | 20000 | 22 | 12.5 | 9.8 | 1.9 | 75 |  | 210605810
ECO AC | EMH-2O18BBH | ECO AC | *** | *** | *** | 19000 | 20000 | 20.5 | 12.5 | 9 | 1.8 | 68 |  | 210586151
Durastar | DRA2H18M1A | Durastar | *** | *** | *** | 19000 | 20000 | 20.5 | 12.5 | 9 | 1.8 | 68 |  | 210568211
MRCOOL | DIY-MULTI3-27HP230C | MRCOOL | *** | *** | *** | 27000 | 27000 | 22 | 12 | 9.5 | 1.9 | 74 |  | 207339195
MDV | M3OH-27HFN1-MQ1 | MDV | *** | *** | *** | 27000 | 27000 | 22 | 12 | 9.5 | 1.9 | 74 |  | 207339192
MRCOOL | DIY-MULTI2-18HP230C | MRCOOL | *** | *** | *** | 18000 | 19000 | 21.2 | 12.5 | 9.6 | 2 | 71 |  | 207339196
MDV | M2OA-18HFN1-MQ1 | MDV | *** | *** | *** | 18000 | 19000 | 21.2 | 12.5 | 9.6 | 2 | 71 |  | 207339191
CTMorley | MOU-2A18H-2 | CTMorley | *** | *** | *** | 19000 | 20000 | 20.5 | 12.5 | 9 | 1.8 | 68 |  | 210288140
KLIMAIRE | KMIR324-H217-2 | KLIMAIRE | *** | *** | *** | 24000 | 24000 | 22.3 | 12.5 | 9.6 | 1.83 | 75 |  | 209862184
THERMOCORE SYSTEMS | T423D-H224-C | THERMOCORE SYSTEMS | *** | *** | *** | 24000 | 25000 | 24.6 | 13.4 | 10 | 1.9 | 82 |  | 209549026
NOVAIR | LEA20MZ-2P-35SK-O | NOVAIR | *** | *** | *** | 19000 | 20000 | 20.5 | 12.5 | 9 | 1.8 | 68 |  | 209416884
ECO AIR | M4OI-36HFN1-M | ECO AIR | *** | *** | *** | 36000 | 37000 | 22.2 | 13.6 | 10.3 | 1.9 | 89 |  | 209319644
ECO AIR | M2OI-18HFN1-M | ECO AIR | *** | *** | *** | 19000 | 20000 | 22 | 12.5 | 9.8 | 1.9 | 75 |  | 209319638
SEA BREEZE+ | HMZ18H424ZMO | SEA BREEZE+ | *** | *** | *** | 19000 | 20000 | 20.5 | 12.5 | 9 | 1.8 | 68 |  | 208816892
PERFECTAIRE | 3PAMS18-HH-MZO2 | PERFECTAIRE | *** | *** | *** | 19000 | 20000 | 20.5 | 12.5 | 9 | 1.8 | 68 |  | 207657335
LBG Products | LMUHB18DO | LBG Products | *** | *** | *** | 19000 | 20000 | 20.5 | 12.5 | 9 | 1.8 | 68 |  | 207641316
MDV | M2OI-18HFN1-M* | MDV | *** | *** | *** | 19000 | 20000 | 20.5 | 12.5 | 9 | 1.8 | 68 |  | 207641236
BLUERIDGE | BMM18HHC | BLUERIDGE | *** | *** | *** | 19000 | 20000 | 20.5 | 12.5 | 9 | 1.8 | 68 |  | 207641291
MIDEA | M3OJ-24HFN1-M | MIDEA | *** | *** | *** | 24000 | 24000 | 22.3 | 12.5 | 9.6 | 1.83 | 75 |  | 208568362
SEA BREEZE+ | MZ27H424ZMO | SEA BREEZE+ | *** | *** | *** | 24000 | 24000 | 22.3 | 12.5 | 9.6 | 1.83 | 75 |  | 208128285
AIRQUEST | DLCMHBH24CAK | AIRQUEST | *** | *** | *** | 24000 | 24000 | 22.3 | 12.5 | 9.6 | 1.83 | 75 |  | 207643179
SMART COMFORT | DLCMHBH24CAK | SMART COMFORT | *** | *** | *** | 24000 | 24000 | 22.3 | 12.5 | 9.6 | 1.83 | 75 |  | 207643158
TEMPSTAR | DLCMHBH24CAK | TEMPSTAR | *** | *** | *** | 24000 | 24000 | 22.3 | 12.5 | 9.6 | 1.83 | 75 |  | 207643137
MIDEA | DLCMHBH24CAK | MIDEA | *** | *** | *** | 24000 | 24000 | 22.3 | 12.5 | 9.6 | 1.83 | 75 |  | 207643116
KENMORE | DLCMHBH24CAK | KENMORE | *** | *** | *** | 24000 | 24000 | 22.3 | 12.5 | 9.6 | 1.83 | 75 |  | 207643095
KEEPRITE | DLCMHBH24CAK | KEEPRITE | *** | *** | *** | 24000 | 24000 | 22.3 | 12.5 | 9.6 | 1.83 | 75 |  | 207643074
HEIL | DLCMHBH24CAK | HEIL | *** | *** | *** | 24000 | 24000 | 22.3 | 12.5 | 9.6 | 1.83 | 75 |  | 207643053
DAY & NIGHT | DLCMHBH24CAK | DAY & NIGHT | *** | *** | *** | 24000 | 24000 | 22.3 | 12.5 | 9.6 | 1.83 | 75 |  | 207643032
COMFORTMAKER | DLCMHBH24CAK | COMFORTMAKER | *** | *** | *** | 24000 | 24000 | 22.3 | 12.5 | 9.6 | 1.83 | 75 |  | 207643011
ARCOAIRE | DLCMHBH24CAK | ARCOAIRE | *** | *** | *** | 24000 | 24000 | 22.3 | 12.5 | 9.6 | 1.83 | 75 |  | 207642990
MDV | M3OJ-24HFN1-M* | MDV | *** | *** | *** | 24000 | 24000 | 22.3 | 12.5 | 9.6 | 1.83 | 75 |  | 207641233
MIDEA | 38MGHBQ36DA3 | MIDEA | *** | *** | *** | 36000 | 37000 | 22.2 | 13.6 | 10.3 | 1.9 | 89 |  | 207642975
BOSCH | BMS500-AAM036-1CSXHC | BOSCH | *** | *** | *** | 36000 | 37000 | 22.2 | 13.6 | 10.3 | 1.9 | 89 |  | 207760039
CARRIER | 38MGHBQ36DA3 | CARRIER | *** | *** | *** | 36000 | 37000 | 22.2 | 13.6 | 10.3 | 1.9 | 89 |  | 207642891
ELIOS | DEA36HOM25230X3 | ELIOS | *** | *** | *** | 36000 | 37000 | 22.2 | 13.6 | 10.3 | 1.9 | 89 |  | 207742466
Weathermaker | 38MGHBQ36DA3 | Weathermaker | *** | *** | *** | 36000 | 37000 | 22.2 | 13.6 | 10.3 | 1.9 | 89 |  | 207642954
TRUST AIR CONDITIONERS | M4H36H/O4S4P | TRUST AIR CONDITIONERS | *** | *** | *** | 36000 | 37000 | 22.2 | 13.6 | 10.3 | 1.9 | 89 |  | 208284491
C&H | CH-HPR36M-230VO | C&H | *** | *** | *** | 36000 | 37000 | 22.2 | 13.6 | 10.3 | 1.9 | 89 |  | 207742379
DIRECT AIR | DIRM-36HXPRO28-4Z | DIRECT AIR | *** | *** | *** | 36000 | 37000 | 22.2 | 13.6 | 10.3 | 1.9 | 89 |  | 207743791
MIDEA | MMCMHAQ36DA3 | MIDEA | *** | *** | *** | 36000 | 37000 | 22.2 | 13.6 | 10.3 | 1.9 | 89 |  | 207683486
LENNOX | MLB036S4M-1P | LENNOX | *** | *** | *** | 36000 | 37000 | 22.2 | 13.6 | 10.3 | 1.9 | 89 |  | 207699104
1HVAC | ACIQ-36Z-HH-M4B | 1HVAC | *** | *** | *** | 36000 | 37000 | 22.2 | 13.6 | 10.3 | 1.9 | 89 |  | 207825570
COMFORTSTAR | CVH-36-4SH | COMFORTSTAR | *** | *** | *** | 36000 | 37000 | 22.2 | 13.6 | 10.3 | 1.9 | 89 |  | 207658982
ACIQ | ACIQ-36Z-HH-M4B | ACIQ | *** | *** | *** | 36000 | 37000 | 22.2 | 13.6 | 10.3 | 1.9 | 89 |  | 207825582
COMFORT-AIRE | A-VMH36QV-1 | COMFORT-AIRE | *** | *** | *** | 36000 | 37000 | 22.2 | 13.6 | 10.3 | 1.9 | 89 |  | 207657615
Breeze33 | BZ33-HYP364Z2-G2-P | Breeze33 | *** | *** | *** | 36000 | 37000 | 22.2 | 13.6 | 10.3 | 1.9 | 89 |  | 207862104
DIYCOOL | ACIQ-36Z-HH-M4B | DIYCOOL | *** | *** | *** | 36000 | 37000 | 22.2 | 13.6 | 10.3 | 1.9 | 89 |  | 207825594
KERR | A-KMH36QV-1 | KERR | *** | *** | *** | 36000 | 37000 | 22.2 | 13.6 | 10.3 | 1.9 | 89 |  | 207657604
Convectair | 8422-C36-O | Convectair | *** | *** | *** | 36000 | 37000 | 22.2 | 13.6 | 10.3 | 1.9 | 89 |  | 207657622
PAYNE | 38MGHBQ36DA3 | PAYNE | *** | *** | *** | 36000 | 37000 | 22.2 | 13.6 | 10.3 | 1.9 | 89 |  | 207642933
EMI | MHMZ436DA | EMI | *** | *** | *** | 36000 | 37000 | 22.2 | 13.6 | 10.3 | 1.9 | 89 |  | 208121938
MOOVAIR | DMA36HOM25230X3 | MOOVAIR | *** | *** | *** | 36000 | 37000 | 22.2 | 13.6 | 10.3 | 1.9 | 89 |  | 207742547
BRYANT | 38MGHBQ36DA3 | BRYANT | *** | *** | *** | 36000 | 37000 | 22.2 | 13.6 | 10.3 | 1.9 | 89 |  | 207642912
MDV | M4OI-36HFN1-M | MDV | *** | *** | *** | 36000 | 37000 | 22.2 | 13.6 | 10.3 | 1.9 | 89 |  | 207641228
DUCANE | 4DHP2S24M-1P | DUCANE | *** | *** | *** | 24000 | 25000 | 24.6 | 13.4 | 10 | 1.9 | 82 |  | 208106845
CONCORD | 4DHP2S24M-1P | CONCORD | *** | *** | *** | 24000 | 25000 | 24.6 | 13.4 | 10 | 1.9 | 82 |  | 208106830
Armstrong Air | 4DHP2S24M-1P | Armstrong Air | *** | *** | *** | 24000 | 25000 | 24.6 | 13.4 | 10 | 1.9 | 82 |  | 208106815
AirEase | 4DHP2S24M-1P | AirEase | *** | *** | *** | 24000 | 25000 | 24.6 | 13.4 | 10 | 1.9 | 82 |  | 208106800
Allied | 4DHP2S24M-1P | Allied | *** | *** | *** | 24000 | 25000 | 24.6 | 13.4 | 10 | 1.9 | 82 |  | 208106785
MIDEA | MMCMHAQ24CA3 | MIDEA | *** | *** | *** | 24000 | 25000 | 24.6 | 13.4 | 10 | 1.9 | 82 |  | 207683474
CanAir | C28MC324H21 | CanAir | *** | *** | *** | 24000 | 25000 | 24.6 | 13.4 | 10 | 1.9 | 82 |  | 207683265
MIDEA | 38MGHBQ24CA3 | MIDEA | *** | *** | *** | 24000 | 25000 | 24.6 | 13.4 | 10 | 1.9 | 82 |  | 207642963
Weathermaker | 38MGHBQ24CA3 | Weathermaker | *** | *** | *** | 24000 | 25000 | 24.6 | 13.4 | 10 | 1.9 | 82 |  | 207642942
PAYNE | 38MGHBQ24CA3 | PAYNE | *** | *** | *** | 24000 | 25000 | 24.6 | 13.4 | 10 | 1.9 | 82 |  | 207642921
BRYANT | 38MGHBQ24CA3 | BRYANT | *** | *** | *** | 24000 | 25000 | 24.6 | 13.4 | 10 | 1.9 | 82 |  | 207642900
TRUST AIR CONDITIONERS | M2H18H/O4S4P | TRUST AIR CONDITIONERS | *** | *** | *** | 19000 | 20000 | 22 | 12.5 | 9.8 | 1.9 | 75 |  | 208284485
CARRIER | 38MGHBQ24CA3 | CARRIER | *** | *** | *** | 24000 | 25000 | 24.6 | 13.4 | 10 | 1.9 | 82 |  | 207642879
EMI | MHMZ218DA | EMI | *** | *** | *** | 19000 | 20000 | 22 | 12.5 | 9.8 | 1.9 | 75 |  | 208121932
MDV | M3OJ-24HFN1-M | MDV | *** | *** | *** | 24000 | 25000 | 24.6 | 13.4 | 10 | 1.9 | 82 |  | 207617649
Breeze33 | BZ33-HYP182Z2-G2-P | Breeze33 | *** | *** | *** | 19000 | 20000 | 22 | 12.5 | 9.8 | 1.9 | 75 |  | 207862098
DIYCOOL | ACIQ-18Z-HH-M2B | DIYCOOL | *** | *** | *** | 19000 | 20000 | 22 | 12.5 | 9.8 | 1.9 | 75 |  | 207825588
ACIQ | ACIQ-18Z-HH-M2B | ACIQ | *** | *** | *** | 19000 | 20000 | 22 | 12.5 | 9.8 | 1.9 | 75 |  | 207825576
1HVAC | ACIQ-18Z-HH-M2B | 1HVAC | *** | *** | *** | 19000 | 20000 | 22 | 12.5 | 9.8 | 1.9 | 75 |  | 207825564
LENNOX | MLB018S4M-1P | LENNOX | *** | *** | *** | 19000 | 20000 | 21.7 | 12.5 | 9.8 | 1.9 | 75 |  | 207768727
BOSCH | BMS500-AAM018-1CSXHC | BOSCH | *** | *** | *** | 19000 | 20000 | 22 | 12.5 | 9.8 | 1.9 | 75 |  | 207760033
DIRECT AIR | DIRM-18HXPRO28-2Z | DIRECT AIR | *** | *** | *** | 19000 | 20000 | 22 | 12.5 | 9.8 | 1.9 | 75 |  | 207743785
MOOVAIR | DMA18HOM25230X3 | MOOVAIR | *** | *** | *** | 19000 | 20000 | 22 | 12.5 | 9.8 | 1.9 | 75 |  | 207742541
ELIOS | DEA18HOM25230X3 | ELIOS | *** | *** | *** | 19000 | 20000 | 22 | 12.5 | 9.8 | 1.9 | 75 |  | 207742460
C&H | CH-HPR19M-230VO | C&H | *** | *** | *** | 19000 | 20000 | 22 | 12.5 | 9.8 | 1.9 | 75 |  | 207742373
COMFORTSTAR | CVH-18-2SH | COMFORTSTAR | *** | *** | *** | 19000 | 20000 | 22 | 12.5 | 9.8 | 1.9 | 75 |  | 207658976
COMFORT-AIRE | A-VMH18DV-1 | COMFORT-AIRE | *** | *** | *** | 19000 | 20000 | 22 | 12.5 | 9.8 | 1.9 | 75 |  | 207657610
KERR | A-KMH18DV-1 | KERR | *** | *** | *** | 19000 | 20000 | 22 | 12.5 | 9.8 | 1.9 | 75 |  | 207657599
Convectair | 8222-C18-O | Convectair | *** | *** | *** | 19000 | 20000 | 22 | 12.5 | 9.8 | 1.9 | 75 |  | 207590846
FRANKLIN | MST183E23MHAA | FRANKLIN | *** | *** | *** | 19000 | 20000 | 22 | 12.5 | 9.8 | 1.9 | 75 |  | 206764068
MDV | M2OI-18HFN1-M | MDV | *** | *** | *** | 19000 | 20000 | 22 | 12.5 | 9.8 | 1.9 | 75 |  | 206716986
TOSHIBA CARRIER | MCY-MAP0607HS-UL* | TOSHIBA CARRIER | *** | *** | *** | 60000 | 66000 | 23.1 | 12.3 | 10.6 | 2.4 | 70 |  | 213350252
KINGHOME | KM18H5O3 | KINGHOME | *** | *** | *** | 18000 | 19000 | 21 | 12 | 10 | 2.2 | 74 |  | 214655286
TOSOT | TVRF-V36WL/C | TOSOT | *** | *** | *** | 36000 | 36000 | 23 | 13 | 9 | 2.4 | 61 |  | 214717098
ZERO | Z3SOV-18HDM-US | ZERO | *** | *** | *** | 18000 | 19000 | 21 | 12.5 | 10.2 | 2 | 76 |  | 214723149
FRANKLIN | MST273F25MHAA | FRANKLIN | *** | *** | *** | 27000 | 27000 | 21.8 | 12.2 | 10 | 1.8 | 85 |  | 214383442
Kepler | ODUM3OK-27HFN1-M | Kepler | *** | *** | *** | 27000 | 27000 | 21.8 | 12.2 | 10 | 1.8 | 85 |  | 214377779
Bladex | B30K-27SPHP1* | Bladex | *** | *** | *** | 27000 | 27000 | 21.8 | 12.2 | 10 | 1.8 | 85 |  | 214232414
Custom Comfort | CCOXHAMZ327HP | Custom Comfort | *** | *** | *** | 27000 | 27000 | 21.8 | 12.2 | 10 | 1.8 | 85 |  | 212631690
BLUERIDGE | BMM27HH2C | BLUERIDGE | *** | *** | *** | 27000 | 27000 | 21.8 | 12.2 | 10 | 1.8 | 85 |  | 212360178
MDV | M3OK-27HFN1-M | MDV | *** | *** | *** | 27000 | 27000 | 21.8 | 12.2 | 10 | 1.8 | 85 |  | 212360172
MDV | M3OI-28HFN1-M-L | MDV | *** | *** | *** | 28000 | 28000 | 23 | 12.5 | 10.6 | 1.8 | 95 |  | 211289831
COMFORT-AIRE | A-VMH36QV-1A | COMFORT-AIRE | *** | *** | *** | 36000 | 36000 | 22.4 | 12.5 | 10.9 | 2 | 76 |  | 214377756
SENVILLE | SENA-36HF-MOB | SENVILLE | *** | *** | *** | 36000 | 36000 | 22.4 | 12.5 | 10.9 | 2 | 76 |  | 213732656
Wells | WMCA-36HFMO | Wells | *** | *** | *** | 36000 | 36000 | 21 | 12 | 10.9 | 1.95 | 76 |  | 213307896
CENTURY | A-VMH36QV-1A | CENTURY | *** | *** | *** | 36000 | 36000 | 22.4 | 12.5 | 10.9 | 2 | 76 |  | 214415107
BLUERIDGE | BMM36HH2C | BLUERIDGE | *** | *** | *** | 36000 | 36000 | 21 | 12 | 10.9 | 1.95 | 76 |  | 213363376
Bladex | B40X-36SPHP1S* | Bladex | *** | *** | *** | 36000 | 36000 | 22.4 | 12.5 | 10.9 | 2 | 76 |  | 214232423
Bladex | B40XS-36SPHP1 | Bladex | *** | *** | *** | 36000 | 36000 | 21 | 12 | 10.9 | 1.95 | 76 |  | 213307893
FRANKLIN | MST363F25MHAA | FRANKLIN | *** | *** | *** | 36000 | 36000 | 22.4 | 12.5 | 10.9 | 2 | 76 |  | 214383445
ECO-AIR | M4OX630-36HFN1-M1X | ECO-AIR | *** | *** | *** | 36000 | 36000 | 21 | 12 | 10.9 | 1.95 | 76 |  | 213307915
Kepler | ODUM4OX630-36HFN1-M1X | Kepler | *** | *** | *** | 36000 | 36000 | 22.4 | 12.5 | 10.9 | 2 | 76 |  | 214377785
MDV | M4OX630-36HFN1-M1X* | MDV | *** | *** | *** | 36000 | 36000 | 22.4 | 12.5 | 10.9 | 2 | 76 |  | 213301877
AI AIR CONDITIONING | A4MO22-36N1-M1H | AI AIR CONDITIONING | *** | *** | *** | 36000 | 36000 | 21 | 12 | 10.9 | 1.95 | 76 |  | 213769958
TEMP SHIFT | TSM4OX63036HFN1M1X | TEMP SHIFT | *** | *** | *** | 36000 | 36000 | 21 | 12 | 10.9 | 1.95 | 76 |  | 213479395
Alsetria | M4OX630-36HFN1-M1X | Alsetria | *** | *** | *** | 36000 | 36000 | 21 | 12 | 10.9 | 1.95 | 76 |  | 213307912
GOODMAN | MST363G22MHAA | GOODMAN | *** | *** | *** | 36000 | 36000 | 21 | 12 | 10.9 | 1.95 | 76 |  | 214438131
Mitsutomo | HO-MQ36-AC-Q | Mitsutomo | *** | *** | *** | 36000 | 36000 | 21 | 12 | 10.9 | 1.95 | 76 |  | 213785768
MDV | M4OX630-36HFN1-M1X | MDV | *** | *** | *** | 36000 | 36000 | 21 | 12 | 10.9 | 1.95 | 76 |  | 213301876
C&H | CH-HYP28MSPH-230VO | C&H | *** | *** | *** | 28000 | 28000 | 22 | 12.5 | 9 | 1.9 | 64 |  | 205047867
BOSCH | BMS500-AAM027-1CSXHB | BOSCH | *** | *** | *** | 28000 | 28000 | 22 | 12.5 | 9 | 1.9 | 64 |  | 203991183
DIYCOOL | ACIQ-27Z-HH-M3 | DIYCOOL | *** | *** | *** | 28000 | 28000 | 22 | 12.5 | 9 | 1.9 | 64 |  | 206315650
COMFORT-AIRE | A-VMH28TU-1 | COMFORT-AIRE | *** | *** | *** | 28000 | 28000 | 22 | 12.5 | 9 | 1.9 | 64 |  | 201810035
Breeze33 | BZ33-HYP27HP3Z2 | Breeze33 | *** | *** | *** | 28000 | 28000 | 22 | 12.5 | 9 | 1.9 | 64 |  | 204711129
EMI | DHMZ327DA | EMI | *** | *** | *** | 28000 | 28000 | 22 | 12.5 | 9 | 1.9 | 64 |  | 203514062
DIRECT AIR | M3OH-27HFN1-M | DIRECT AIR | *** | *** | *** | 28000 | 28000 | 22 | 12.5 | 9 | 1.9 | 64 |  | 203269783
COMFORTSTAR | CM3-27-3ZX | COMFORTSTAR | *** | *** | *** | 28000 | 28000 | 22 | 12.5 | 9 | 1.9 | 64 |  | 202575872
STEALTH | ACIQ-27Z-HH-M3 | STEALTH | *** | *** | *** | 28000 | 28000 | 22 | 12.5 | 9 | 1.9 | 64 |  | 212316145
BLUERIDGE | BMHH27M18C | BLUERIDGE | *** | *** | *** | 28000 | 28000 | 22 | 12.5 | 9 | 1.9 | 64 |  | 202918821
1HVAC | ACIQ-27Z-HH-M3 | 1HVAC | *** | *** | *** | 28000 | 28000 | 22 | 12.5 | 9 | 1.9 | 64 |  | 206315658
GOODMAN | MST273E23MHAA | GOODMAN | *** | *** | *** | 28000 | 28000 | 22 | 12.5 | 9 | 1.9 | 64 |  | 205816512
KERR | A-KMH28TU-1 | KERR | *** | *** | *** | 28000 | 28000 | 22 | 12.5 | 9 | 1.9 | 64 |  | 201866480
Breeze33 | BZ33-HYP27HP3Z2-P | Breeze33 | *** | *** | *** | 28000 | 28000 | 22 | 12.5 | 9 | 1.9 | 64 |  | 205470449
CENTURY | A-VMH28TU-1 | CENTURY | *** | *** | *** | 28000 | 28000 | 22 | 12.5 | 9 | 1.9 | 64 |  | 201862958
MOOVAIR | DM27HOM25230X3 | MOOVAIR | *** | *** | *** | 28000 | 28000 | 22 | 12.5 | 9 | 1.9 | 64 |  | 204005772
Cooper&Hunter | CH-HYP28MSPH-230VO | Cooper&Hunter | *** | *** | *** | 28000 | 28000 | 22 | 12.5 | 9 | 1.9 | 64 |  | 210799480
ELIOS | DE27HOM25230X3 | ELIOS | *** | *** | *** | 28000 | 28000 | 22 | 12.5 | 9 | 1.9 | 64 |  | 204005788
ACC | MST303E23MHAA | ACC | *** | *** | *** | 28000 | 28000 | 22 | 12.5 | 9 | 1.9 | 64 |  | 204706295
BLUERIDGE | BMHH27M22C | BLUERIDGE | *** | *** | *** | 28000 | 28000 | 22 | 12.5 | 9 | 1.9 | 64 |  | 206905350
ACIQ | ACIQ-27Z-HH-M3 | ACIQ | *** | *** | *** | 28000 | 28000 | 22 | 12.5 | 9 | 1.9 | 64 |  | 206315654
PolarWave | ACIQ-27Z-HH-M3 | PolarWave | *** | *** | *** | 28000 | 28000 | 22 | 12.5 | 9 | 1.9 | 64 |  | 212316059
PERFECTAIRE | 2PAMS27-HH-MZO3 | PERFECTAIRE | *** | *** | *** | 28000 | 28000 | 22 | 12.5 | 9 | 1.9 | 64 |  | 205645135
MDV | M3OH-27HFN1-M | MDV | *** | *** | *** | 28000 | 28000 | 22 | 12.5 | 9 | 1.9 | 64 |  | 201810023
MIDEA | MMCMHAQ30DA3 | MIDEA | *** | *** | *** | 30000 | 30000 | 26 | 13 | 9.8 | 1.8 | 97 |  | 207683477
Weathermaker | 38MGHBQ30DA3 | Weathermaker | *** | *** | *** | 30000 | 30000 | 26 | 13 | 9.8 | 1.8 | 97 |  | 207642945
CARRIER | 38MGHBQ30DA3 | CARRIER | *** | *** | *** | 30000 | 30000 | 26 | 13 | 9.8 | 1.8 | 97 |  | 207642882
MIDEA | 38MGHBQ30DA3 | MIDEA | *** | *** | *** | 30000 | 30000 | 26 | 13 | 9.8 | 1.8 | 97 |  | 207642966
Orient Care | OUM24M410AGH30 | Orient Care | *** | *** | *** | 24000 | 24000 | 23.7 | 12.8 | 10.8 | 1.8 | 100 |  | 212920527
SEA BREEZE+ | HMZ24H424ZMO | SEA BREEZE+ | *** | *** | *** | 24000 | 24000 | 23.7 | 12.8 | 10.8 | 1.8 | 100 |  | 208816895
MDV | M3OI-24HFN1-M | MDV | *** | *** | *** | 24000 | 24000 | 23.7 | 12.8 | 10.8 | 1.8 | 100 |  | 207617655
PAYNE | 38MGHBQ30DA3 | PAYNE | *** | *** | *** | 30000 | 30000 | 26 | 13 | 9.8 | 1.8 | 97 |  | 207642924
BRYANT | 38MGHBQ30DA3 | BRYANT | *** | *** | *** | 30000 | 30000 | 26 | 13 | 9.8 | 1.8 | 97 |  | 207642903
MDV | M4OG-30HFN1-M | MDV | *** | *** | *** | 30000 | 30000 | 26 | 13 | 9.8 | 1.8 | 97 |  | 207617652
PolarWave | ACIQ-27Z-HH-M3B | PolarWave | *** | *** | *** | 28000 | 28000 | 23 | 12.5 | 10.6 | 1.8 | 95 |  | 212316088
ELIOS | DEA27HOM25230X3 | ELIOS | *** | *** | *** | 28000 | 28000 | 23 | 12.5 | 10.6 | 1.8 | 95 |  | 207742463
MOOVAIR | DMA27HOM25230X3 | MOOVAIR | *** | *** | *** | 28000 | 28000 | 23 | 12.5 | 10.6 | 1.8 | 95 |  | 207742544
1HVAC | ACIQ-27Z-HH-M3B | 1HVAC | *** | *** | *** | 28000 | 28000 | 23 | 12.5 | 10.6 | 1.8 | 95 |  | 207825567
KERR | A-KMH28TV-1 | KERR | *** | *** | *** | 28000 | 28000 | 23 | 12.5 | 10.6 | 1.8 | 95 |  | 207657601
DIYCOOL | ACIQ-27Z-HH-M3B | DIYCOOL | *** | *** | *** | 28000 | 28000 | 23 | 12.5 | 10.6 | 1.8 | 95 |  | 207825591
Convectair | 8322-C27-O | Convectair | *** | *** | *** | 28000 | 28000 | 23 | 12.5 | 10.6 | 1.8 | 95 |  | 207590849
SENVILLE | SENA-28HF-MOB | SENVILLE | *** | *** | *** | 28000 | 28000 | 23 | 12.5 | 10.6 | 1.8 | 95 |  | 213732653
DIRECT AIR | DIRM-28HXPRO28-3Z | DIRECT AIR | *** | *** | *** | 28000 | 28000 | 23 | 12.5 | 10.6 | 1.8 | 95 |  | 207743788
QUEBEC VAIR | NE-T53-MULTI28E | QUEBEC VAIR | *** | *** | *** | 28000 | 28000 | 23 | 12.5 | 10.6 | 1.8 | 95 |  | 213927613
Breeze33 | BZ33-HYP273Z2-G2-P | Breeze33 | *** | *** | *** | 28000 | 28000 | 23 | 12.5 | 10.6 | 1.8 | 95 |  | 207862101
COMFORT-AIRE | A-VMH28TV-1 | COMFORT-AIRE | *** | *** | *** | 28000 | 28000 | 23 | 12.5 | 10.6 | 1.8 | 95 |  | 207657612
MDV | M3OI-28HFN1-M | MDV | *** | *** | *** | 28000 | 28000 | 23 | 12.5 | 10.6 | 1.8 | 95 |  | 206714976
LENNOX | MLB030S4M-1P | LENNOX | *** | *** | *** | 28000 | 28000 | 23 | 12.5 | 10.6 | 1.8 | 95 |  | 207768730
STEALTH | ACIQ-27Z-HH-M3B | STEALTH | *** | *** | *** | 28000 | 28000 | 23 | 12.5 | 10.6 | 1.8 | 95 |  | 212316174
Cooper&Hunter | CH-HPR28M-230VO | Cooper&Hunter | *** | *** | *** | 28000 | 28000 | 23 | 12.5 | 10.6 | 1.8 | 95 |  | 210799631
Multi MFG | 28MPC3-HH-A | Multi MFG | *** | *** | *** | 28000 | 28000 | 23 | 12.5 | 10.6 | 1.8 | 95 |  | 214432060
CanAir | C28MC328H21 | CanAir | *** | *** | *** | 28000 | 28000 | 23 | 12.5 | 10.6 | 1.8 | 95 |  | 213479404
ACIQ | ACIQ-27Z-HH-M3B | ACIQ | *** | *** | *** | 28000 | 28000 | 23 | 12.5 | 10.6 | 1.8 | 95 |  | 207825579
COMFORTSTAR | CVH-27-3SH | COMFORTSTAR | *** | *** | *** | 28000 | 28000 | 23 | 12.5 | 10.6 | 1.8 | 95 |  | 207658979
BOSCH | BMS500-AAM027-1CSXHC | BOSCH | *** | *** | *** | 28000 | 28000 | 23 | 12.5 | 10.6 | 1.8 | 95 |  | 207760036
Bladex | B30I-28SPHP1* | Bladex | *** | *** | *** | 28000 | 28000 | 23 | 12.5 | 10.6 | 1.8 | 95 |  | 214232417
ECO AIR | M3OI-28HFN1-M | ECO AIR | *** | *** | *** | 28000 | 28000 | 23 | 12.5 | 10.6 | 1.8 | 95 |  | 209319641
CENTURY | A-VMH28TV-1 | CENTURY | *** | *** | *** | 28000 | 28000 | 23 | 12.5 | 10.6 | 1.8 | 95 |  | 212940823
EMI | MHMZ327DA | EMI | *** | *** | *** | 28000 | 28000 | 23 | 12.5 | 10.6 | 1.8 | 95 |  | 208121935
TRUST AIR CONDITIONERS | M3H27H/O4S4P | TRUST AIR CONDITIONERS | *** | *** | *** | 28000 | 28000 | 23 | 12.5 | 10.6 | 1.8 | 95 |  | 208284488
C&H | CH-HPR28M-230VO | C&H | *** | *** | *** | 28000 | 28000 | 23 | 12.5 | 10.6 | 1.8 | 95 |  | 207742376
Conforto | MHMZ327DA | Conforto | *** | *** | *** | 28000 | 28000 | 23 | 12.5 | 10.6 | 1.8 | 95 |  | 210605813
MAXI AIR | NE-T53-MULTI28E | MAXI AIR | *** | *** | *** | 28000 | 28000 | 23 | 12.5 | 10.6 | 1.8 | 95 |  | 213927619
TOSOT | MZ-M18/O | TOSOT | *** | *** | *** | 17000 | 18000 | 21 | 12 | 10 | 2.22 | 82 |  | 214720259
TOSOT | MZ-M24/O | TOSOT | *** | *** | *** | 23200 | 24000 | 21 | 12.5 | 10 | 2.1 | 98 |  | 214720257
TOSOT | MZ-M30/O | TOSOT | *** | *** | *** | 28400 | 30000 | 21 | 12.5 | 10 | 1.84 | 91 |  | 214720255
TOSOT | MZ-M36/O | TOSOT | *** | *** | *** | 34000 | 36000 | 21 | 12 | 10 | 1.82 | 86 |  | 214720253
HISENSE | AMW3-27U3TQA | HISENSE | *** | *** | *** | 27000 | 27000 | 23 | 12.85 | 10 | 1.82 | 65 |  | 214728293
HISENSE | AMW2-18U3TJA | HISENSE | *** | *** | *** | 18000 | 18000 | 22 | 13.3 | 10 | 1.99 | 64 |  | 214728292
TOSHIBA CARRIER | MCY-MAP0367HS-UL* | TOSHIBA CARRIER | *** | *** | *** | 36000 | 40000 | 22.8 | 14.3 | 10 | 2.7 | 84 |  | 213350249
TOSHIBA CARRIER | MCY-MAP0487HS-UL* | TOSHIBA CARRIER | *** | *** | *** | 48000 | 54000 | 22.6 | 13.2 | 10.3 | 2.6 | 77 |  | 213350250
Hessaire | HM18 | Hessaire | *** | *** | *** | 18000 | 18000 | 22 | 13.3 | 10 | 1.99 | 64 |  | 214728843
Hessaire | HM27 | Hessaire | *** | *** | *** | 27000 | 27000 | 23 | 12.85 | 10 | 1.82 | 65 |  | 214728844
TOSHIBA CARRIER | MCY-MAP0367HS-UL | TOSHIBA CARRIER | *** | *** | *** | 36000 | 40000 | 22.8 | 14.3 | 10 |  | 74 |  | 10051633
FUJITSU | AOU36RLXFZH | FUJITSU | *** | *** | *** | 35200 | 36400 | 20.5 | 13 | 9.5 | 2.02 | 59 |  | 8908615
LG | LMU180HHV | LG | *** | *** | *** | 18000 | 22000 | 21 | 13.5 | 9.2 | 1.83 | 67 |  | 10445372
LG | LMU240HHV | LG | *** | *** | *** | 24000 | 26000 | 21 | 13.5 | 9.8 | 1.83 | 67 |  | 10445374
LG | LMU300HHV | LG | *** | *** | *** | 28400 | 28600 | 20 | 12.5 | 9.8 | 1.85 | 66 |  | 10445376
LG | LMU421HHV | LG | *** | *** | *** | 42000 | 48000 | 21.5 | 13.8 | 11 | 2 | 66 |  | 206717001
LG | LMU480HHV | LG | *** | *** | *** | 48000 | 52500 | 20.5 | 13.1 | 10.5 | 2.1 | 67 |  | 206717002
HITACHI | PAS-48BUFASDQ1 | HITACHI | *** | *** | *** | 45000 | 47000 | 22.5 | 13 | 10 | 2.2 | 83 |  | 214723262
HITACHI | PAS-36BUFASDQ1 | HITACHI | *** | *** | *** | 36000 | 38000 | 21 | 13 | 10 | 2.4 | 89 |  | 214723261
HITACHI | PAS-30BUFASDQ1 | HITACHI | *** | *** | *** | 30000 | 32000 | 21 | 14 | 10 | 2.4 | 88 |  | 214723260
HITACHI | PAS-24BUFASDQ1 | HITACHI | *** | *** | *** | 22000 | 24000 | 24 | 13 | 10 | 2.5 | 83 |  | 214723259
HITACHI | PAS-18BUFASDQ1 | HITACHI | *** | *** | *** | 18000 | 20000 | 27 | 15 | 11 | 2.6 | 85 |  | 214723258
PANASONIC | CU-4E24RBU-5 | PANASONIC | *** | *** | *** | 24000 | 37800 | 22 | 12.55 | 9.1 | 1.95 | 74 |  | 10221204
PANASONIC | CU-3E19RBU-5 | PANASONIC | *** | *** | *** | 19000 | 26000 | 22 | 12.55 | 10.1 | 1.88 | 80 |  | 10221199
PANASONIC | CU-2E18SBU-5 | PANASONIC | *** | *** | *** | 16700 | 20200 | 19 | 12.55 | 9.1 | 1.82 | 86 |  | 10208229
Coleman | CVAHP048B21S* | Coleman | *** | *** | *** | 48000 | 54000 | 23.1 | 16.7 | 9.8 | 1.85 | 59 |  | 203994972
Coleman | CVAHP036B21S* | Coleman | *** | *** | *** | 36000 | 40000 | 22.2 | 16.7 | 10.8 | 1.81 | 60 |  | 203994971
HITACHI | HVAHP048B21S* | HITACHI | *** | *** | *** | 48000 | 54000 | 23.1 | 16.7 | 9.8 | 1.85 | 59 |  | 203994970
HITACHI | HVAHP036B21S* | HITACHI | *** | *** | *** | 36000 | 40000 | 22.2 | 16.7 | 10.8 | 1.81 | 60 |  | 203994969
YORK | YVAHP048B21S* | YORK | *** | *** | *** | 48000 | 54000 | 23.1 | 16.7 | 9.8 | 1.85 | 59 |  | 203994968
YORK | YVAHP036B21S* | YORK | *** | *** | *** | 36000 | 40000 | 22.2 | 16.7 | 10.8 | 1.81 | 60 |  | 203994967
Coleman | CVAHP060B21S* | Coleman | *** | *** | *** | 60000 | 64000 | 20.3 | 12.8 | 10.5 |  | 66 |  | 203994966
HITACHI | HVAHP060B21S* | HITACHI | *** | *** | *** | 60000 | 64000 | 20.3 | 12.8 | 10.5 |  | 66 |  | 203994965
YORK | YVAHP060B21S* | YORK | *** | *** | *** | 60000 | 64000 | 20.3 | 12.8 | 10.5 |  | 66 |  | 203994964
LG | ARUM036GSS5 | LG | *** | *** | *** | 36000 | 53000 | 23 | 15.5 | 10.6 | 1.83 | 63 |  | 205967237
LG | ARUM048GSS5 | LG | *** | *** | *** | 48000 | 61000 | 23.3 | 13.5 | 10.3 | 1.83 | 63 |  | 205967235
LG | ARUN048GSS4 | LG | *** | *** | *** | 48000 | 54500 | 20 | 13.2 | 10.2 | 2.16 | 66 |  | 8717929
Cooper & Hunter | CHV6-48URBM | Cooper & Hunter | *** | *** | *** | 48000 | 54000 | 18.5 | 12.6 | 10 | 2.2 | 59 |  | 208119922
Hisense | AVW-48H3FH | Hisense | *** | *** | *** | 48000 | 54000 | 18.5 | 12.6 | 10 | 2.2 | 59 |  | 204344216
Cooper & Hunter | CHV6-36URBM | Cooper & Hunter | *** | *** | *** | 36000 | 42000 | 19.5 | 14.2 | 10.4 | 2.2 | 62 |  | 208119921
Hisense | AVW-36H3FH | Hisense | *** | *** | *** | 36000 | 42000 | 19.5 | 14.2 | 10.4 | 2.2 | 62 |  | 204344215
Trane / Mitsubishi Electric | NTXMSM60A182B** | Trane / Mitsubishi Electric | *** | *** | *** | 60000 | 66000 | 20 | 13.3 | 10.5 | 2 | 63 |  | 213248961
Trane / Mitsubishi Electric | NTXMSM48A182B** | Trane / Mitsubishi Electric | *** | *** | *** | 48000 | 50000 | 23 | 13.1 | 10.4 | 2.1 | 63 |  | 213248954
Trane / Mitsubishi Electric | NTXMSM36A142B** | Trane / Mitsubishi Electric | *** | *** | *** | 36000 | 41000 | 23 | 15 | 11 | 2.2 | 64 |  | 213248944
Trane / Mitsubishi Electric | NTXMSH48A182B** | Trane / Mitsubishi Electric | *** | *** | *** | 48000 | 54000 | 23 | 13.1 | 11.5 | 2 | 72 |  | 213248958
Trane / Mitsubishi Electric | NTXMSH42A152B** | Trane / Mitsubishi Electric | *** | *** | *** | 42000 | 48000 | 21.5 | 13.4 | 11.1 | 2 | 67 |  | 213248950
Trane / Mitsubishi Electric | NTXMSH36A142B** | Trane / Mitsubishi Electric | *** | *** | *** | 36000 | 42000 | 23 | 15 | 12 | 2 | 78 |  | 213248947
Mitsubishi Electric | MXZ-SM60NAM2*** | Mitsubishi Electric | *** | *** | *** | 60000 | 66000 | 20 | 13.3 | 10.5 | 2 | 63 |  | 213248845
Mitsubishi Electric | MXZ-SM48NAMHZ2*** | Mitsubishi Electric | *** | *** | *** | 48000 | 54000 | 23 | 13.1 | 11.5 | 2 | 72 |  | 213248842
Mitsubishi Electric | MXZ-SM48NAM2*** | Mitsubishi Electric | *** | *** | *** | 48000 | 50000 | 23 | 13.1 | 10.4 | 2.1 | 63 |  | 213248838
Mitsubishi Electric | MXZ-SM42NAMHZ2*** | Mitsubishi Electric | *** | *** | *** | 42000 | 48000 | 21.5 | 13.4 | 11.1 | 2 | 67 |  | 213248834
Mitsubishi Electric | MXZ-SM36NAMHZ2*** | Mitsubishi Electric | *** | *** | *** | 36000 | 42000 | 23 | 15 | 12 | 2 | 78 |  | 213248831
Mitsubishi Electric | MXZ-SM36NAM2*** | Mitsubishi Electric | *** | *** | *** | 36000 | 41000 | 23 | 15 | 11 | 2.2 | 64 |  | 213248828
TURBRO | GL-M18/O | TURBRO | *** | *** | *** | 17000 | 19600 | 22 | 12 | 9 | 1.8 | 62 |  | 214783957
TURBRO | GL-M24/O | TURBRO | *** | *** | *** | 24000 | 26000 | 22 | 12 | 9 | 1.8 | 70 |  | 214783955
TURBRO | GL-M36/O | TURBRO | *** | *** | *** | 33000 | 35600 | 21.5 | 12 | 9 | 1.8 | 60 |  | 214783956
1HVAC | SC-42Z-HH-M5B | 1HVAC | *** | *** | *** | 36000 | 40000 | 21 | 12 | 10 | 1.92 | 89 |  | 214784530
1HVAC | SC-30Z-HH-M4B | 1HVAC | *** | *** | *** | 28400 | 30000 | 21 | 12.5 | 10 | 1.84 | 91 |  | 214784527
VY BUILD | VY-2400MZS | VY BUILD | *** | *** | *** | 24000 | 26000 | 22 | 12 | 9 | 1.8 | 70 |  | 214061908
Multi MFG | 18MPC2-XX-A | Multi MFG | *** | *** | *** | 18000 | 19000 | 22.9 | 13.9 | 10.5 | 2 | 75 |  | 214797721
Multi MFG | 27MPC3-XX-A | Multi MFG | *** | *** | *** | 28000 | 28000 | 24.6 | 12.7 | 9.5 | 2 | 75 |  | 214797724
Multi MFG | 19MPC2-HH-A | Multi MFG | *** | *** | *** | 19000 | 20000 | 22 | 12.5 | 9.8 | 1.9 | 75 |  | 214797736

## Packaged
Data current as of 06-07-2024
The data provided are the representations submitted to DOE by manufacturers and their third party representatives. DOE makes no representations or warranties regarding the accuracy of the data.
Brand | Model Number | Cooling Capacity (BTU/hr) | Heating Capacity (Btu/hr) | SEER2 | EER2 | HSPF2 | COP at 5 Degrees F | Capacity Ratio Percent 17 F to 47 F | Capacity Ratio Percent 5 F to 47 F | AHRI Certified Reference Number (if Applicable)
DAIKIN | DRH0601********B* | 57000 | 59000 | 16 | 11.7 | 7.4 |  | 49 |  | 210798544
DAIKIN | DRH0481********B* | 47500 | 48000 | 16.2 | 12 | 7.4 |  | 52 |  | 210798543
DAIKIN | DRH0361********B* | 36000 | 36000 | 16.2 | 12 | 7.4 |  | 50 |  | 210798542
LENNOX | LHT048H4E*1P | 44500 | 44000 | 15.6 | 12 | 7.2 | 2.3 | 59 | 83 | 211198013
LENNOX | LHT060H4E*1P | 55000 | 55000 | 15.2 | 11.4 | 7.2 | 2.22 | 55 | 76 | 211198014
LENNOX | LHT036H4E*1P | 35000 | 35000 | 15.2 | 11.4 | 7.2 | 2.1 | 54 | 76 | 211198012
LENNOX | LHT024H4E*1P | 23600 | 23000 | 15.4 | 11.4 | 7.3 | 2.1 | 74 | 103 | 211198011
LENNOX | LDT060H4E*1P | 55000 | 55000 | 15.2 | 11.4 | 7.2 | 2.22 | 55 | 76 | 211198007
LENNOX | LDT048H4E*1P | 44500 | 44000 | 15.6 | 12 | 7.2 | 2.3 | 59 | 83 | 211198006
LENNOX | LDT036H4E*1P | 35000 | 35000 | 15.2 | 11.4 | 7.2 | 2.1 | 54 | 76 | 211198005
LENNOX | LDT024H4E*1P | 23600 | 23000 | 15.4 | 11.4 | 7.3 | 2.1 | 74 | 103 | 211198004
ALLIED COMMERCIAL | LHT060H4E*1P | 55000 | 55000 | 15.2 | 11.4 | 7.2 | 2.22 | 55 | 76 | 211239267
ALLIED COMMERCIAL | LDT048H4E*1P | 44500 | 44000 | 15.6 | 12 | 7.2 | 2.3 | 59 | 83 | 211239262
ALLIED COMMERCIAL | LHT024H4E*1P | 23600 | 23000 | 15.4 | 11.4 | 7.3 | 2.1 | 74 | 103 | 211239264
ALLIED COMMERCIAL | LDT060H4E*1P | 55000 | 55000 | 15.2 | 11.4 | 7.2 | 2.22 | 55 | 76 | 211239263
ALLIED COMMERCIAL | LHT036H4E*1P | 35000 | 35000 | 15.2 | 11.4 | 7.2 | 2.1 | 54 | 76 | 211239265
ALLIED COMMERCIAL | LHT048H4E*1P | 44500 | 44000 | 15.6 | 12 | 7.2 | 2.3 | 59 | 83 | 211239266
ALLIED COMMERCIAL | LDT024H4E*1P | 23600 | 23000 | 15.4 | 11.4 | 7.3 | 2.1 | 74 | 103 | 211239260
ALLIED COMMERCIAL | LDT036H4E*1P | 35000 | 35000 | 15.2 | 11.4 | 7.2 | 2.1 | 54 | 76 | 211239261
AMERICAN STANDARD | 4WCZ5024F1 | 23800 | 22800 | 15.2 | 11 | 7.25 |  | 61 |  | 212524878
TRANE | 4WCZ5024F1 | 23800 | 22800 | 15.2 | 11 | 7.25 |  | 61 |  | 212524877
AMERICAN STANDARD | 4DCZ5024F1 | 23800 | 22800 | 15.2 | 11 | 7.25 |  | 61 |  | 212524876
TRANE | 4DCZ5024F1 | 23800 | 22800 | 15.2 | 11 | 7.25 |  | 61 |  | 212524875
LUXAIRE | PHG6B601252X4 | 57000 | 57000 | 15.2 | 12 | 7.2 | 2.2 | 68 | 55 | 208106608
LUXAIRE | PHG6B481002X4 | 46500 | 45500 | 15.2 | 12 | 7.2 | 2.2 | 66 | 53 | 208106597
LUXAIRE | PHG6B361002X4 | 36600 | 32600 | 15.2 | 12 | 7.2 | 2.24 | 67 | 55 | 208106601
LUXAIRE | PHG6A240752X4 | 24000 | 23000 | 15.2 | 12 | 7.2 | 2.1 | 67 | 53 | 208106606
LUXAIRE | PHE6B6024 | 57000 | 57000 | 15.2 | 12 | 7.2 | 2.2 | 68 | 55 | 208106624
LUXAIRE | PHE6B4824 | 46500 | 45500 | 15.2 | 12 | 7.2 | 2.2 | 66 | 53 | 208106629
LUXAIRE | PHE6B3624 | 36600 | 32600 | 15.2 | 12 | 7.2 | 2.24 | 67 | 55 | 208106617
LUXAIRE | PHE6A2424 | 24000 | 23000 | 15.2 | 12 | 7.2 | 2.14 | 67 | 54 | 208106622
FRASER-JOHNSTON | PHG6B481002X4 | 46500 | 45500 | 15.2 | 12 | 7.2 | 2.2 | 66 | 53 | 208106610
FRASER-JOHNSTON | PHG6B601252X4 | 57000 | 57000 | 15.2 | 12 | 7.2 | 2.2 | 68 | 55 | 208106605
FRASER-JOHNSTON | PHG6B361002X4 | 36600 | 32600 | 15.2 | 12 | 7.2 | 2.24 | 67 | 55 | 208106598
FRASER-JOHNSTON | PHG6A240752X4 | 24000 | 23000 | 15.2 | 12 | 7.2 | 2.1 | 67 | 53 | 208106603
FRASER-JOHNSTON | PHE6B3624 | 36600 | 32600 | 15.2 | 12 | 7.2 | 2.24 | 67 | 55 | 208106630
FRASER-JOHNSTON | PHE6B4824 | 46500 | 45500 | 15.2 | 12 | 7.2 | 2.2 | 66 | 53 | 208106626
FRASER-JOHNSTON | PHE6B6024 | 57000 | 57000 | 15.2 | 12 | 7.2 | 2.2 | 68 | 55 | 208106621
FRASER-JOHNSTON | PHE6A2424 | 24000 | 23000 | 15.2 | 12 | 7.2 | 2.14 | 67 | 54 | 208106619
COLEMAN | PHG6B601252X4 | 57000 | 57000 | 15.2 | 12 | 7.2 | 2.2 | 68 | 55 | 208106611
COLEMAN | PHG6B481002X4 | 46500 | 45500 | 15.2 | 12 | 7.2 | 2.2 | 66 | 53 | 208106599
COLEMAN | PHG6B361002X4 | 36600 | 32600 | 15.2 | 12 | 7.2 | 2.24 | 67 | 55 | 208106604
COLEMAN | PHG6A240752X4 | 24000 | 23000 | 15.2 | 12 | 7.2 | 2.1 | 67 | 53 | 208106609
COLEMAN | PHE6B6024 | 57000 | 57000 | 15.2 | 12 | 7.2 | 2.2 | 68 | 55 | 208106627
COLEMAN | PHE6B4824 | 46500 | 45500 | 15.2 | 12 | 7.2 | 2.2 | 66 | 53 | 208106631
COLEMAN | PHE6B3624 | 36600 | 32600 | 15.2 | 12 | 7.2 | 2.24 | 67 | 55 | 208106620
COLEMAN | PHE6A2424 | 24000 | 23000 | 15.2 | 12 | 7.2 | 2.14 | 67 | 54 | 208106625
CHAMPION HEATING AND COOLING | PHG6B481002X4 | 46500 | 45500 | 15.2 | 12 | 7.2 | 2.2 | 66 | 53 | 208106607
CHAMPION HEATING AND COOLING | PHG6B601252X4 | 57000 | 57000 | 15.2 | 12 | 7.2 | 2.2 | 68 | 55 | 208106602
CHAMPION HEATING AND COOLING | PHG6B361002X4 | 36600 | 32600 | 15.2 | 12 | 7.2 | 2.24 | 67 | 55 | 208106596
CHAMPION HEATING AND COOLING | PHG6A240752X4 | 24000 | 23000 | 15.2 | 12 | 7.2 | 2.1 | 67 | 53 | 208106600
CHAMPION HEATING AND COOLING | PHE6B4824 | 46500 | 45500 | 15.2 | 12 | 7.2 | 2.2 | 66 | 53 | 208106623
CHAMPION HEATING AND COOLING | PHE6B6024 | 57000 | 57000 | 15.2 | 12 | 7.2 | 2.2 | 68 | 55 | 208106618
CHAMPION HEATING AND COOLING | PHE6B3624 | 36600 | 32600 | 15.2 | 12 | 7.2 | 2.24 | 67 | 55 | 208106628
CHAMPION HEATING AND COOLING | PHE6A2424 | 24000 | 23000 | 15.2 | 12 | 7.2 | 2.14 | 67 | 54 | 208106616
YORK | PHE6B6024 | 57000 | 57000 | 15.2 | 12 | 7.2 | 2.2 | 68 | 55 | 208106595
YORK | PHE6B4824 | 46500 | 45500 | 15.2 | 12 | 7.2 | 2.2 | 66 | 53 | 208106594
YORK | PHE6B3624 | 36600 | 32600 | 15.2 | 12 | 7.2 | 2.24 | 67 | 55 | 208106593
YORK | PHE6A2424 | 24000 | 23000 | 15.2 | 12 | 7.2 | 2.14 | 67 | 54 | 208106592
YORK | PHG6B601252X4 | 57000 | 57000 | 15.2 | 12 | 7.2 | 2.2 | 68 | 55 | 208106615
YORK | PHG6B481002X4 | 46500 | 45500 | 15.2 | 12 | 7.2 | 2.2 | 66 | 53 | 208106614
YORK | PHG6B361002X4 | 36600 | 32600 | 15.2 | 12 | 7.2 | 2.24 | 67 | 55 | 208106613
BRYANT HEATING AND COOLING SYSTEMS | 549KJ041* | 33800 | 33200 | 16 | 11.7 | 7.3 |  | 54 |  | 211007449
BRYANT HEATING AND COOLING SYSTEMS | 549KJ061* | 59500 | 51000 | 16 | 12 | 7.5 |  | 67 |  | 211007451
ICP COMMERCIAL | RHW037K* | 33800 | 33200 | 16 | 11.7 | 7.3 |  | 54 |  | 211007452
AIRQUEST | RHW037K* | 33800 | 33200 | 16 | 11.7 | 7.3 |  | 54 |  | 211007453
ARCOAIRE | RHW037K* | 33800 | 33200 | 16 | 11.7 | 7.3 |  | 54 |  | 211007454
COMFORTMAKER | RHW037K* | 33800 | 33200 | 16 | 11.7 | 7.3 |  | 54 |  | 211007455
DAY & NIGHT | RHW037K* | 33800 | 33200 | 16 | 11.7 | 7.3 |  | 54 |  | 211007456
HEIL | RHW037K* | 33800 | 33200 | 16 | 11.7 | 7.3 |  | 54 |  | 211007457
KEEPRITE | RHW037K* | 33800 | 33200 | 16 | 11.7 | 7.3 |  | 54 |  | 211007458
TEMPSTAR | RHW037K* | 33800 | 33200 | 16 | 11.7 | 7.3 |  | 54 |  | 211007459
ICP COMMERCIAL | RHW061K* | 59500 | 51000 | 16 | 12 | 7.5 |  | 67 |  | 211007468
AIRQUEST | RHW061K* | 59500 | 51000 | 16 | 12 | 7.5 |  | 67 |  | 211007469
ARCOAIRE | RHW061K* | 59500 | 51000 | 16 | 12 | 7.5 |  | 67 |  | 211007470
COMFORTMAKER | RHW061K* | 59500 | 51000 | 16 | 12 | 7.5 |  | 67 |  | 211007471
DAY & NIGHT | RHW061K* | 59500 | 51000 | 16 | 12 | 7.5 |  | 67 |  | 211007472
HEIL | RHW061K* | 59500 | 51000 | 16 | 12 | 7.5 |  | 67 |  | 211007473
KEEPRITE | RHW061K* | 59500 | 51000 | 16 | 12 | 7.5 |  | 67 |  | 211007474
TEMPSTAR | RHW061K* | 59500 | 51000 | 16 | 12 | 7.5 |  | 67 |  | 211007475
CARRIER CORPORATION | 50GCQ(T,H)06***3* | 59500 | 51000 | 16 | 12 | 7.5 |  | 67 |  | 211007402
CARRIER CORPORATION | 50GCQ(T,H)04***3* | 33800 | 33200 | 16 | 11.7 | 7.3 |  | 54 |  | 211007400
JOHNSON CONTROLS | PHG6B361002X4 | 36600 | 32600 | 15.2 | 12 | 7.2 | 2.24 | 67 | 55 | 212601519
JOHNSON CONTROLS | PHG6B601252X4 | 57000 | 57000 | 15.2 | 12 | 7.2 | 2.2 | 68 | 55 | 212601518
JOHNSON CONTROLS | PHE6B6024 | 57000 | 57000 | 15.2 | 12 | 7.2 | 2.2 | 68 | 55 | 212601513
JOHNSON CONTROLS | PHE6B3624 | 36600 | 32600 | 15.2 | 12 | 7.2 | 2.24 | 67 | 55 | 212601512
JOHNSON CONTROLS | PHE6A2424 | 24000 | 23000 | 15.2 | 12 | 7.2 | 2.14 | 67 | 54 | 212601510
JOHNSON CONTROLS | PHG6B481002X4 | 46500 | 45500 | 15.2 | 12 | 7.2 | 2.2 | 66 | 53 | 212601507
JOHNSON CONTROLS | PHE6B4824 | 46500 | 45500 | 15.2 | 12 | 7.2 | 2.2 | 66 | 53 | 212601505
JOHNSON CONTROLS | PHG6A240752X4 | 24000 | 23000 | 15.2 | 12 | 7.2 | 2.1 | 67 | 53 | 212599143
CARRIER | 48VR*K48***30* | 47000 | 45000 | 15.5 | 11.5 | 7.2 | 1.95 | 58 | 40 | 212406356
BRYANT HEATING AND COOLING SYSTEMS | 607ENXK24000AA* | 22400 | 23800 | 15.2 | 11.5 | 7.2 | 1.9 | 55 | 36 | 212406358
BRYANT HEATING AND COOLING SYSTEMS | 607ENXK36000AA* | 34200 | 34400 | 15.5 | 12 | 7.2 | 1.77 | 55 | 37 | 212406359
BRYANT HEATING AND COOLING SYSTEMS | 607ENXK60000AA* | 56000 | 56500 | 15.2 | 11.5 | 7.5 | 2 | 57 | 39 | 212406361
BRYANT HEATING AND COOLING SYSTEMS | 607ENXK48000AA* | 47000 | 45000 | 15.5 | 11.5 | 7.2 | 1.95 | 58 | 40 | 212406360
BRYANT HEATING AND COOLING SYSTEMS | 677ENWK24****A* | 22400 | 23800 | 15.2 | 11.5 | 7.2 | 1.9 | 55 | 36 | 212406362
BRYANT HEATING AND COOLING SYSTEMS | 677ENWK36****A* | 34200 | 34400 | 15.5 | 12 | 7.2 | 1.77 | 55 | 37 | 212406363
BRYANT HEATING AND COOLING SYSTEMS | 677ENWK60****A* | 56000 | 56500 | 15.2 | 11.5 | 7.5 | 2 | 57 | 39 | 212406365
BRYANT HEATING AND COOLING SYSTEMS | 677ENWK48****A* | 47000 | 45000 | 15.5 | 11.5 | 7.2 | 1.95 | 58 | 40 | 212406364
MARATHERM | PHR560000K***K1 | 56000 | 56500 | 15.2 | 11.5 | 7.5 | 2 | 57 | 39 | 212406409
MARATHERM | PHR548000K***K1 | 47000 | 45000 | 15.5 | 11.5 | 7.2 | 1.95 | 58 | 40 | 212406408
MARATHERM | PHR536000K***K1 | 34200 | 34400 | 15.5 | 12 | 7.2 | 1.77 | 55 | 37 | 212406407
MARATHERM | PHR524000K***K1 | 22400 | 23800 | 15.2 | 11.5 | 7.2 | 1.9 | 55 | 36 | 212406406
1HVAC | PHR560000K***K1 | 56000 | 56500 | 15.2 | 11.5 | 7.5 | 2 | 57 | 39 | 212406405
1HVAC | PHR548000K***K1 | 47000 | 45000 | 15.5 | 11.5 | 7.2 | 1.95 | 58 | 40 | 212406404
TEMPSTAR | PHR560000K***K1 | 56000 | 56500 | 15.2 | 11.5 | 7.5 | 2 | 57 | 39 | 212406401
1HVAC | PHR536000K***K1 | 34200 | 34400 | 15.5 | 12 | 7.2 | 1.77 | 55 | 37 | 212406403
1HVAC | PHR524000K***K1 | 22400 | 23800 | 15.2 | 11.5 | 7.2 | 1.9 | 55 | 36 | 212406402
TEMPSTAR | PHR548000K***K1 | 47000 | 45000 | 15.5 | 11.5 | 7.2 | 1.95 | 58 | 40 | 212406400
TEMPSTAR | PHR536000K***K1 | 34200 | 34400 | 15.5 | 12 | 7.2 | 1.77 | 55 | 37 | 212406399
TEMPSTAR | PHR524000K***K1 | 22400 | 23800 | 15.2 | 11.5 | 7.2 | 1.9 | 55 | 36 | 212406398
KENMORE | PHR560000K***K1 | 56000 | 56500 | 15.2 | 11.5 | 7.5 | 2 | 57 | 39 | 212406397
KENMORE | PHR536000K***K1 | 34200 | 34400 | 15.5 | 12 | 7.2 | 1.77 | 55 | 37 | 212406395
KENMORE | PHR548000K***K1 | 47000 | 45000 | 15.5 | 11.5 | 7.2 | 1.95 | 58 | 40 | 212406396
KENMORE | PHR524000K***K1 | 22400 | 23800 | 15.2 | 11.5 | 7.2 | 1.9 | 55 | 36 | 212406394
KEEPRITE | PHR560000K***K1 | 56000 | 56500 | 15.2 | 11.5 | 7.5 | 2 | 57 | 39 | 212406393
KEEPRITE | PHR548000K***K1 | 47000 | 45000 | 15.5 | 11.5 | 7.2 | 1.95 | 58 | 40 | 212406392
KEEPRITE | PHR536000K***K1 | 34200 | 34400 | 15.5 | 12 | 7.2 | 1.77 | 55 | 37 | 212406391
KEEPRITE | PHR524000K***K1 | 22400 | 23800 | 15.2 | 11.5 | 7.2 | 1.9 | 55 | 36 | 212406390
ICP COMMERCIAL | PHR560000K***K1 | 56000 | 56500 | 15.2 | 11.5 | 7.5 | 2 | 57 | 39 | 212406389
ICP COMMERCIAL | PHR548000K***K1 | 47000 | 45000 | 15.5 | 11.5 | 7.2 | 1.95 | 58 | 40 | 212406388
ICP COMMERCIAL | PHR536000K***K1 | 34200 | 34400 | 15.5 | 12 | 7.2 | 1.77 | 55 | 37 | 212406387
ICP COMMERCIAL | PHR524000K***K1 | 22400 | 23800 | 15.2 | 11.5 | 7.2 | 1.9 | 55 | 36 | 212406386
HEIL | PHR560000K***K1 | 56000 | 56500 | 15.2 | 11.5 | 7.5 | 2 | 57 | 39 | 212406385
HEIL | PHR548000K***K1 | 47000 | 45000 | 15.5 | 11.5 | 7.2 | 1.95 | 58 | 40 | 212406384
HEIL | PHR536000K***K1 | 34200 | 34400 | 15.5 | 12 | 7.2 | 1.77 | 55 | 37 | 212406383
HEIL | PHR524000K***K1 | 22400 | 23800 | 15.2 | 11.5 | 7.2 | 1.9 | 55 | 36 | 212406382
DAY & NIGHT | PHR560000K***K1 | 56000 | 56500 | 15.2 | 11.5 | 7.5 | 2 | 57 | 39 | 212406381
DAY & NIGHT | PHR548000K***K1 | 47000 | 45000 | 15.5 | 11.5 | 7.2 | 1.95 | 58 | 40 | 212406380
DAY & NIGHT | PHR524000K***K1 | 22400 | 23800 | 15.2 | 11.5 | 7.2 | 1.9 | 55 | 36 | 212406378
AIRQUEST | PHR524000K***K1 | 22400 | 23800 | 15.2 | 11.5 | 7.2 | 1.9 | 55 | 36 | 212406366
DAY & NIGHT | PHR536000K***K1 | 34200 | 34400 | 15.5 | 12 | 7.2 | 1.77 | 55 | 37 | 212406379
COMFORTMAKER | PHR560000K***K1 | 56000 | 56500 | 15.2 | 11.5 | 7.5 | 2 | 57 | 39 | 212406377
COMFORTMAKER | PHR536000K***K1 | 34200 | 34400 | 15.5 | 12 | 7.2 | 1.77 | 55 | 37 | 212406375
COMFORTMAKER | PHR524000K***K1 | 22400 | 23800 | 15.2 | 11.5 | 7.2 | 1.9 | 55 | 36 | 212406374
COMFORTMAKER | PHR548000K***K1 | 47000 | 45000 | 15.5 | 11.5 | 7.2 | 1.95 | 58 | 40 | 212406376
ARCOAIRE | PHR560000K***K1 | 56000 | 56500 | 15.2 | 11.5 | 7.5 | 2 | 57 | 39 | 212406373
ARCOAIRE | PHR548000K***K1 | 47000 | 45000 | 15.5 | 11.5 | 7.2 | 1.95 | 58 | 40 | 212406372
ARCOAIRE | PHR536000K***K1 | 34200 | 34400 | 15.5 | 12 | 7.2 | 1.77 | 55 | 37 | 212406371
ARCOAIRE | PHR524000K***K1 | 22400 | 23800 | 15.2 | 11.5 | 7.2 | 1.9 | 55 | 36 | 212406370
AIRQUEST | PHR560000K***K1 | 56000 | 56500 | 15.2 | 11.5 | 7.5 | 2 | 57 | 39 | 212406369
AIRQUEST | PHR548000K***K1 | 47000 | 45000 | 15.5 | 11.5 | 7.2 | 1.95 | 58 | 40 | 212406368
AIRQUEST | PHR536000K***K1 | 34200 | 34400 | 15.5 | 12 | 7.2 | 1.77 | 55 | 37 | 212406367
CARRIER | 48VR*K36***30* | 34200 | 34400 | 15.5 | 12 | 7.2 | 1.77 | 55 | 37 | 212406355
CARRIER | 48VR*K60***30* | 56000 | 56500 | 15.2 | 11.5 | 7.5 | 2 | 57 | 39 | 212406357
CARRIER | 48VR*K24***30* | 22400 | 23800 | 15.2 | 11.5 | 7.2 | 1.9 | 55 | 36 | 212406354
CARRIER | 50VR-K48---30* | 47000 | 45000 | 15.5 | 11.5 | 7.2 | 1.95 | 58 | 40 | 212406352
CARRIER | 50VR-K36---30* | 34200 | 34400 | 15.5 | 12 | 7.2 | 1.77 | 55 | 37 | 212406351
CARRIER | 50VR-K24---30* | 22400 | 23800 | 15.2 | 11.5 | 7.2 | 1.9 | 55 | 36 | 212406350
CARRIER | 50VR-K60---30* | 56000 | 56500 | 15.2 | 11.5 | 7.5 | 2 | 57 | 39 | 212406353
MIDEA | MRB-36HWD1N1-M19 | 34200 | 36000 | 18 | 10.6 | 8.1 |  | 71 |  | 205741770
YORK | YMKE60BNJMFMO-X | 57000 | 57000 | 18 | 11.2 | 9 |  | 82 |  | 205739196
YORK | YMKE36BNJMFMO-X | 34200 | 36000 | 18 | 10.6 | 8.1 |  | 71 |  | 205739195
INTENSITY | IPRCI6019KC-3 | 57000 | 57000 | 18 | 11.2 | 9 |  | 82 |  | 205564494
INTENSITY | IPRCI3619KC-3 | 34200 | 36000 | 18 | 10.6 | 8.1 |  | 71 |  | 205564493
BOSCH | BRB-36HWD1N1-M18 | 34200 | 36000 | 18 | 10.6 | 8.1 |  | 71 |  | 205150442
MIDEA | MRB-36HWD1N1-M18 | 34200 | 36000 | 18 | 10.6 | 8.1 |  | 71 |  | 205127672
TGM | MRB60HWD | 57000 | 57000 | 18 | 11.2 | 9 |  | 82 |  | 203258672
BOSCH | BRB-60HWD1N1-M19 | 57000 | 57000 | 18 | 11.2 | 9 |  | 82 |  | 202680590
MIDEA | MRB-60HWD1N1-M19 | 57000 | 57000 | 18 | 11.2 | 9 |  | 82 |  | 202680577
YORK | PHG6A240752X4 | 24000 | 23000 | 15.2 | 12 | 7.2 | 2.14 | 67 | 54 | 208106612
PIONEER | PRB-36HWD1N1-M19 | 34200 | 36000 | 18 | 10.6 | 8.1 |  | 71 |  | 212527997
PIONEER | PRB-60HWD1N1-M19 | 57000 | 57000 | 18 | 11.2 | 9 |  | 82 |  | 212527998
COMFORTSTAR | CCRT60-1-INV | 57000 | 57000 | 18 | 11.2 | 9 |  | 82 |  | 212601832
COMFORTSTAR | CCRT36-1-INV | 34200 | 36000 | 18 | 10.6 | 8.1 |  | 71 |  | 212601831
MIDEA | MRD-36HWD1N1-M18 | 34200 | 36000 | 18 | 10.6 | 8.1 | 1.4 | 71 | 51 | 210372387
BOSCH | BRBA-36HWD1N1-M18 | 34200 | 36000 | 18 | 10.6 | 8.1 | 1.4 | 71 | 51 | 210604898
MIDEA | MRD-60HWD1N1-M18 | 57000 | 57000 | 18 | 11.2 | 9 | 1.4 | 82 | 53 | 210372388
BOSCH | BRBA-60HWD1N1-M18 | 57000 | 57000 | 18 | 11.2 | 9 | 1.4 | 82 | 53 | 210604899
TOSOT | TK-H02TCNAA-TU | 24000 | 24000 | 17.8 | 11 | 8.8 | 1.75 | 98 | 100 | 213386671
TOSOT | TK-H03TCNAA-TU | 34400 | 36000 | 17.8 | 11 | 8.8 | 1.75 | 65 | 72 | 213386670
TOSOT | TK-H04TCNAA-TU | 47000 | 47000 | 17.8 | 11 | 8.5 | 1.8 | 77 | 98 | 213386669
GREE | GK-H05TC/NAA1-D(U) | 56000 | 57000 | 17.2 | 10.6 | 8.3 | 1.8 | 65 | 79 | 213379968
GREE | GK-H03TC/NAA-T(U) | 34400 | 36000 | 17.8 | 11 | 8.8 | 1.75 | 65 | 72 | 213316029
TOSOT | TK-H05TCNAA-TU | 56000 | 57000 | 17 | 10.6 | 8.3 | 1.8 | 65 | 79 | 213307926
AC PRO.com | AK-H05TC/NAA-T(U) | 56000 | 57000 | 17 | 10.6 | 8.3 | 1.8 | 65 | 79 | 212674082
GREE | GK-H05TC/NAA-T(U) | 56000 | 57000 | 17 | 10.6 | 8.3 | 1.8 | 65 | 79 | 212527996
GREE | GK-H03TC/NAA1-D(U) | 34400 | 36000 | 18 | 11 | 8.8 | 1.75 | 65 | 72 | 213379970
GREE | GK-H04TC/NAA1-D(U) | 47000 | 47000 | 18 | 11 | 8.5 | 1.8 | 77 | 98 | 213379969
AC PRO.com | AK-H04TC/NAA-T(U) | 47000 | 47000 | 17.8 | 11 | 8.5 | 1.8 | 77 | 98 | 213350731
GREE | GK-H04TC/NAA-T(U) | 47000 | 47000 | 17.8 | 11 | 8.5 | 1.8 | 77 | 98 | 213088005
GREE | GK-H02TC/NAA-T(U) | 24000 | 24000 | 17.8 | 11 | 8.8 | 1.75 | 98 | 100 | 213368002
GREE | GK-H02TC/NAA1-D(U) | 24000 | 24000 | 18 | 11 | 8.8 | 1.75 | 98 | 100 | 213379971
AC PRO.com | AK-H02TC/NAA-T(U) | 24000 | 24000 | 17.8 | 11 | 8.8 | 1.75 | 98 | 100 | 213613204
AC PRO.com | AK-H03TC/NAA-T(U) | 34400 | 36000 | 17.8 | 11 | 8.8 | 1.75 | 65 | 72 | 213613205
GE APPLIANCES ZONELINE | AZ9VH12DBMH2 | 12000 | 11500 | 15.9 | 11.6 | 7.5 |  | 61 |  | 213607365
GE APPLIANCES ZONELINE | AZ9VH12DACH1 | 12000 | 11500 | 15.9 | 11.6 | 7.5 |  | 61 |  | 213607357
KINGHOME | KRH02TCU | 24000 | 24000 | 17.8 | 11 | 8.8 | 1.75 | 98 | 100 | 213685846
KINGHOME | KRH03TCU | 34400 | 36000 | 17.8 | 11 | 8.8 | 1.75 | 65 | 72 | 213685845
KINGHOME | KRH04TCU | 47000 | 47000 | 17.8 | 11 | 8.5 | 1.8 | 77 | 98 | 213685844
KINGHOME | KRH05TCU | 56000 | 57000 | 17 | 10.6 | 8.3 | 1.8 | 65 | 79 | 213685843
TRANE | 4WCV7024A1000** | 24000 | 24000 | 18 | 11 | 8.8 | 1.75 | 98 | 100 | 213804807
TRANE | 4WCV7036A1000** | 34400 | 36000 | 18 | 11 | 8.8 | 1.75 | 65 | 72 | 213804806
TRANE | 4WCV7048A1000** | 47000 | 47000 | 18 | 11 | 8.5 | 1.8 | 77 | 98 | 213804805
TRANE | 4WCV7060A1000** | 56000 | 57000 | 17.2 | 10.6 | 8.3 | 1.8 | 65 | 79 | 213804804
American Standard | 4WCV7024A1000** | 24000 | 24000 | 18 | 11 | 8.8 | 1.75 | 98 | 100 | 213804803
American Standard | 4WCV7036A1000** | 34400 | 36000 | 18 | 11 | 8.8 | 1.75 | 65 | 72 | 213804802
American Standard | 4WCV7048A1000** | 47000 | 47000 | 18 | 11 | 8.5 | 1.8 | 77 | 98 | 213804801
American Standard | 4WCV7060A1000** | 56000 | 57000 | 17.2 | 10.6 | 8.3 | 1.8 | 65 | 79 | 213804800
RUSSELL | RHPXZS036AJT | 35000 | 34000 | 15.2 | 11.5 | 7.2 |  | 59 |  | 213880924
RUUD | RHPXZS036AJT | 35000 | 34000 | 15.2 | 11.5 | 7.2 |  | 59 |  | 213880925
SURE | RHPXZS036AJT | 35000 | 34000 | 15.2 | 11.5 | 7.2 |  | 59 |  | 213880926
WEATHERKING | RHPXZS036AJT | 35000 | 34000 | 15.2 | 11.5 | 7.2 |  | 59 |  | 213880927
FRIEDRICH | RHPXZS036AJT | 35000 | 34000 | 15.2 | 11.5 | 7.2 |  | 59 |  | 213880928
RUSSELL | RHPXZS048AJT | 47000 | 45000 | 15.2 | 11.5 | 7.2 |  | 64 |  | 213880929
RUUD | RHPXZS048AJT | 47000 | 45000 | 15.2 | 11.5 | 7.2 |  | 64 |  | 213880930
SURE | RHPXZS048AJT | 47000 | 45000 | 15.2 | 11.5 | 7.2 |  | 64 |  | 213880931
WEATHERKING | RHPXZS048AJT | 47000 | 45000 | 15.2 | 11.5 | 7.2 |  | 64 |  | 213880932
FRIEDRICH | RHPXZS048AJT | 47000 | 45000 | 15.2 | 11.5 | 7.2 |  | 64 |  | 213880933
RUSSELL | RHPXZS060AJT | 58000 | 56000 | 15.2 | 11.5 | 7.2 |  | 63 |  | 213880934
RUUD | RHPXZS060AJT | 58000 | 56000 | 15.2 | 11.5 | 7.2 |  | 63 |  | 213880935
SURE | RHPXZS060AJT | 58000 | 56000 | 15.2 | 11.5 | 7.2 |  | 63 |  | 213880936
WEATHERKING | RHPXZS060AJT | 58000 | 56000 | 15.2 | 11.5 | 7.2 |  | 63 |  | 213880937
FRIEDRICH | RHPXZS060AJT | 58000 | 56000 | 15.2 | 11.5 | 7.2 |  | 63 |  | 213880938
RHEEM | RHPXZS036AJT | 35000 | 34000 | 15.2 | 11.5 | 7.2 |  | 59 |  | 213880908
RHEEM | RHPXZS048AJT | 47000 | 45000 | 15.2 | 11.5 | 7.2 |  | 64 |  | 213880909
RHEEM | RHPXZS060AJT | 58000 | 56000 | 15.2 | 11.5 | 7.2 |  | 63 |  | 213880910
THERMAL ZONE | RHPXZS048AJT | 47000 | 45000 | 15.2 | 11.5 | 7.2 |  | 64 |  | 213884225
THERMAL ZONE | RHPXZS036AJT | 35000 | 34000 | 15.2 | 11.5 | 7.2 |  | 59 |  | 213884224
MAINLINE | RHPXZS060AJT | 58000 | 56000 | 15.2 | 11.5 | 7.2 |  | 63 |  | 213884219
MAINLINE | RHPXZS048AJT | 47000 | 45000 | 15.2 | 11.5 | 7.2 |  | 64 |  | 213884218
MAINLINE | RHPXZS036AJT | 35000 | 34000 | 15.2 | 11.5 | 7.2 |  | 59 |  | 213884217
FUJITSU | RHPXZS060AJT | 58000 | 56000 | 15.2 | 11.5 | 7.2 |  | 63 |  | 213882560
FUJITSU | RHPXZS048AJT | 47000 | 45000 | 15.2 | 11.5 | 7.2 |  | 64 |  | 213882559
FUJITSU | RHPXZS036AJT | 35000 | 34000 | 15.2 | 11.5 | 7.2 |  | 59 |  | 213882558
THERMAL ZONE | RHPXZS060AJT | 58000 | 56000 | 15.2 | 11.5 | 7.2 |  | 63 |  | 213884226
ACIQ | PHR548000K***K1 | 47000 | 45000 | 15.5 | 11.5 | 7.2 | 1.95 | 58 | 40 | 213081415
ACIQ | PHR560000K***K1 | 56000 | 56500 | 15.2 | 11.5 | 7.5 | 2 | 57 | 39 | 213081416
ACIQ | PHR524000K***K1 | 22400 | 23800 | 15.2 | 11.5 | 7.2 | 1.9 | 55 | 36 | 213081413
ACIQ | PHR536000K***K1 | 34200 | 34400 | 15.5 | 12 | 7.2 | 1.77 | 55 | 37 | 213081414
ACIQ | RHW061K* | 59500 | 51000 | 16 | 12 | 7.5 |  | 67 |  | 213069104
ACIQ | RHW037K* | 33800 | 33200 | 16 | 11.7 | 7.3 |  | 54 |  | 213069102
GE APPLIANCES ZONELINE | AZ9VH12EACH1 | 12200 | 11300 | 15.55 | 11.6 | 7.2 |  | 60 |  | 214067924
GE APPLIANCES ZONELINE | AZ9VH12EBMH2 | 12200 | 11300 | 15.55 | 11.6 | 7.2 |  | 60 |  | 214067925
RHEEM | RHPXZS024AJT | 23600 | 22600 | 15.2 | 11.5 | 7.2 |  | 62 |  | 213880907
FUJITSU | RHPXZS024AJT | 23600 | 22600 | 15.2 | 11.5 | 7.2 |  | 62 |  | 213882557
MAINLINE | RHPXZS024AJT | 23600 | 22600 | 15.2 | 11.5 | 7.2 |  | 62 |  | 213884216
THERMAL ZONE | RHPXZS024AJT | 23600 | 22600 | 15.2 | 11.5 | 7.2 |  | 62 |  | 213884223
RUSSELL | RHPXZS024AJT | 23600 | 22600 | 15.2 | 11.5 | 7.2 |  | 62 |  | 213880919
RUUD | RHPXZS024AJT | 23600 | 22600 | 15.2 | 11.5 | 7.2 |  | 62 |  | 213880920
SURE | RHPXZS024AJT | 23600 | 22600 | 15.2 | 11.5 | 7.2 |  | 62 |  | 213880921
WEATHERKING | RHPXZS024AJT | 23600 | 22600 | 15.2 | 11.5 | 7.2 |  | 62 |  | 213880922
FRIEDRICH | RHPXZS024AJT | 23600 | 22600 | 15.2 | 11.5 | 7.2 |  | 62 |  | 213880923
MRCOOL | MDPH180604 | 56000 | 57000 | 17 | 10.6 | 8.3 | 1.8 | 65 | 79 | 214097891
MRCOOL | MDPH180364 | 34400 | 36000 | 17.8 | 11 | 8.8 | 1.75 | 65 | 72 | 214097893
Willis | PRT60KUH | 56000 | 57000 | 17 | 10.6 | 8.3 | 1.8 | 65 | 79 | 214137764
BOSCH | BRBA-60HWD1N1-M18 | 57000 | 57000 | 18 | 11.2 | 9 | 1.4 | 82 | 53 | 210604899
MIDEA | MRD-60HWD1N1-M18 | 57000 | 57000 | 18 | 11.2 | 9 | 1.4 | 82 | 53 | 210372388
COMFORTSTAR | CCRT60-1-INV | 57000 | 57000 | 18 | 11.2 | 9 |  | 82 |  | 212601832
PIONEER | PRB-60HWD1N1-M19 | 57000 | 57000 | 18 | 11.2 | 9 |  | 82 |  | 212527998
YORK | YMKE60BNJMFMO-X | 57000 | 57000 | 18 | 11.2 | 9 |  | 82 |  | 205739196
INTENSITY | IPRCI6019KC-3 | 57000 | 57000 | 18 | 11.2 | 9 |  | 82 |  | 205564494
TGM | MRB60HWD | 57000 | 57000 | 18 | 11.2 | 9 |  | 82 |  | 203258672
BOSCH | BRB-60HWD1N1-M19 | 57000 | 57000 | 18 | 11.2 | 9 |  | 82 |  | 202680590
MIDEA | MRB-60HWD1N1-M19 | 57000 | 57000 | 18 | 11.2 | 9 |  | 82 |  | 202680577
GREE | GK-H05TC/NAA-T(U) | 56000 | 57000 | 17 | 10.6 | 8.3 | 1.8 | 65 | 79 | 212527996
AC PRO.com | AK-H05TC/NAA-T(U) | 56000 | 57000 | 17 | 10.6 | 8.3 | 1.8 | 65 | 79 | 212674082
MRCOOL | MDPH180604 | 56000 | 57000 | 17 | 10.6 | 8.3 | 1.8 | 65 | 79 | 214097891
Willis | PRT60KUH | 56000 | 57000 | 17 | 10.6 | 8.3 | 1.8 | 65 | 79 | 214137764
GREE | GK-H04TC/NAA-T(U) | 47000 | 47000 | 17.8 | 11 | 8.5 | 1.8 | 77 | 98 | 213088005
MRCOOL | MDPH180484 | 47000 | 47000 | 17.8 | 11 | 8.5 | 1.8 | 77 | 98 | 214097892
AC PRO.com | AK-H04TC/NAA-T(U) | 47000 | 47000 | 17.8 | 11 | 8.5 | 1.8 | 77 | 98 | 213350731
TOSOT | TK-H05TCNAA-TU | 56000 | 57000 | 17 | 10.6 | 8.3 | 1.8 | 65 | 79 | 213307926
GREE | GK-H03TC/NAA-T(U) | 34400 | 36000 | 17.8 | 11 | 8.8 | 1.75 | 65 | 72 | 213316029
AC PRO.com | AK-H03TC/NAA-T(U) | 34400 | 36000 | 17.8 | 11 | 8.8 | 1.75 | 65 | 72 | 213613205
MRCOOL | MDPH180364 | 34400 | 36000 | 17.8 | 11 | 8.8 | 1.75 | 65 | 72 | 214097893
GREE | GK-H02TC/NAA-T(U) | 24000 | 24000 | 17.8 | 11 | 8.8 | 1.75 | 98 | 100 | 213368002
AC PRO.com | AK-H02TC/NAA-T(U) | 24000 | 24000 | 17.8 | 11 | 8.8 | 1.75 | 98 | 100 | 213613204
MRCOOL | MDPH180244 | 24000 | 24000 | 17.8 | 11 | 8.8 | 1.75 | 98 | 100 | 214097894
GREE | GK-H05TC/NAA1-D(U) | 56000 | 57000 | 17.2 | 10.6 | 8.3 | 1.8 | 65 | 79 | 213379968
GREE | GK-H04TC/NAA1-D(U) | 47000 | 47000 | 18 | 11 | 8.5 | 1.8 | 77 | 98 | 213379969
GREE | GK-H03TC/NAA1-D(U) | 34400 | 36000 | 18 | 11 | 8.8 | 1.75 | 65 | 72 | 213379970
GREE | GK-H02TC/NAA1-D(U) | 24000 | 24000 | 18 | 11 | 8.8 | 1.75 | 98 | 100 | 213379971
TOSOT | TK-H03TCNAA-TU | 34400 | 36000 | 17.8 | 11 | 8.8 | 1.75 | 65 | 72 | 213386670
TOSOT | TK-H02TCNAA-TU | 24000 | 24000 | 17.8 | 11 | 8.8 | 1.75 | 98 | 100 | 213386671
TOSOT | TK-H04TCNAA-TU | 47000 | 47000 | 17.8 | 11 | 8.5 | 1.8 | 77 | 98 | 213386669
KINGHOME | KRH05TCU | 56000 | 57000 | 17 | 10.6 | 8.3 | 1.8 | 65 | 79 | 213685843
KINGHOME | KRH04TCU | 47000 | 47000 | 17.8 | 11 | 8.5 | 1.8 | 77 | 98 | 213685844
KINGHOME | KRH03TCU | 34400 | 36000 | 17.8 | 11 | 8.8 | 1.75 | 65 | 72 | 213685845
KINGHOME | KRH02TCU | 24000 | 24000 | 17.8 | 11 | 8.8 | 1.75 | 98 | 100 | 213685846
CARRIER CORPORATION | 50GCQ(T,H)06***3* | 59500 | 51000 | 16 | 12 | 7.5 |  | 67 |  | 211007402
CARRIER CORPORATION | 50GCQ(T,H)04***3* | 33800 | 33200 | 16 | 11.7 | 7.3 |  | 54 |  | 211007400
WELLS | WRPA-36HDM/TC | 34400 | 36000 | 17.8 | 11 | 8.8 | 1.75 | 65 | 72 | 214432067
WELLS | WRPA-60HDM/TC | 56000 | 57000 | 17 | 10.6 | 8.3 | 1.8 | 65 | 79 | 214432066
ECOER | ERDA19H-60AA* | 55000 | 55000 | 18.5 | 11.2 | 9.2 | 1.9 | 81 | 70 | 214728308
YISO | YRHA1-60AA | 55000 | 55000 | 18.5 | 11.2 | 9.2 | 1.9 | 81 | 70 | 214728307