KENMORE | N5H8T36*K*AAA* | EA*5X37M21A* | *80CSU0401712A* | 35800 | 38500 | 15.2 | 11.7 | 8.1 | 2.22 | 63 | 51 | 215635612
KEEPRITE | N5H8T36*K*AAA* | EA*5X37M21A* | *80CSU0401712A* | 35800 | 38500 | 15.2 | 11.7 | 8.1 | 2.22 | 63 | 51 | 215635611
DAY & NIGHT | N5H8T36*K*AAA* | EA*5X37M21A* | *80CSU0401712A* | 35800 | 38500 | 15.2 | 11.7 | 8.1 | 2.22 | 63 | 51 | 215635610
COMFORTMAKER | N5H8T36*K*AAA* | EA*5X37M21A* | *80CSU0401712A* | 35800 | 38500 | 15.2 | 11.7 | 8.1 | 2.22 | 63 | 51 | 215635609
ARCOAIRE | N5H8T36*K*AAA* | EA*5X37M21A* | *80CSU0401712A* | 35800 | 38500 | 15.2 | 11.7 | 8.1 | 2.22 | 63 | 51 | 215635608
AIRQUEST | N5H8T36*K*AAA* | EA*5X37M21A* | *80CSU0401712A* | 35800 | 38500 | 15.2 | 11.7 | 8.1 | 2.22 | 63 | 51 | 215635607
HEIL | N5H8T36*K*AAA* | EA*5X37M21A* | *80CSU0401712A* | 35800 | 38500 | 15.2 | 11.7 | 8.1 | 2.22 | 63 | 51 | 215635606
BRYANT HEATING AND COOLING SYSTEMS | PH8TAN536**AA* | CAA**3721AM* | 83*CA36040C17*** | 35800 | 38500 | 15.2 | 11.7 | 8.1 | 2.22 | 63 | 51 | 215635605
HEIL | N5H8T24*K*AAA* | EA*5X36M17A* | *80CTL0701716B* | 22800 | 24600 | 17 | 12.5 | 8.1 | 2.06 | 59 | 45 | 215646369
BRYANT HEATING AND COOLING SYSTEMS | PH8TAN524**AA* | CAA**3617AM* | 88*TB48070C17*** | 22800 | 24600 | 17 | 12.5 | 8.1 | 2.06 | 59 | 45 | 215646367
BRYANT HEATING AND COOLING SYSTEMS | GH8TAN524**AA* | CAA**3617AM* | 88*TB48070C17*** | 22800 | 24600 | 17 | 12.5 | 8.1 | 2.06 | 59 | 45 | 215646366
BRYANT HEATING AND COOLING SYSTEMS | 248TAN024**AA* | CAA**3617AM* | 88*TB48070C17*** | 22800 | 24600 | 17 | 12.5 | 8.1 | 2.06 | 59 | 45 | 215646364
CARRIER | GH8TAN524**AA* | CAA**3617AM* | 58TN*B070C17**16 | 22800 | 24600 | 17 | 12.5 | 8.1 | 2.06 | 59 | 45 | 215646363
CARRIER | 27TPA824A**30* | CAA**3617AM* | 58TN*B070C17**16 | 22800 | 24600 | 17 | 12.5 | 8.1 | 2.06 | 59 | 45 | 215646362
TEMPSTAR | N5H8T24*K*AAA* | EA*5X36M17A* | *80CTL0701412B* | 22800 | 24400 | 17 | 12.5 | 8.1 | 2.08 | 59 | 45 | 215646360
MARATHERM | N5H8T24*K*AAA* | EA*5X36M17A* | *80CTL0701412B* | 22800 | 24400 | 17 | 12.5 | 8.1 | 2.08 | 59 | 45 | 215646359
KENMORE | N5H8T24*K*AAA* | EA*5X36M17A* | *80CTL0701412B* | 22800 | 24400 | 17 | 12.5 | 8.1 | 2.08 | 59 | 45 | 215646358
KEEPRITE | N5H8T24*K*AAA* | EA*5X36M17A* | *80CTL0701412B* | 22800 | 24400 | 17 | 12.5 | 8.1 | 2.08 | 59 | 45 | 215646356
DAY & NIGHT | N5H8T24*K*AAA* | EA*5X36M17A* | *80CTL0701412B* | 22800 | 24400 | 17 | 12.5 | 8.1 | 2.08 | 59 | 45 | 215646355
COMFORTMAKER | N5H8T24*K*AAA* | EA*5X36M17A* | *80CTL0701412B* | 22800 | 24400 | 17 | 12.5 | 8.1 | 2.08 | 59 | 45 | 215646353
ARCOAIRE | N5H8T24*K*AAA* | EA*5X36M17A* | *80CTL0701412B* | 22800 | 24400 | 17 | 12.5 | 8.1 | 2.08 | 59 | 45 | 215646352
HEIL | N5H8T24*K*AAA* | EA*5X36M17A* | *80CTL0701412B* | 22800 | 24400 | 17 | 12.5 | 8.1 | 2.08 | 59 | 45 | 215646349
AIRQUEST | N5H8T24*K*AAA* | EA*5X36M17A* | *80CTL0701412B* | 22800 | 24400 | 17 | 12.5 | 8.1 | 2.08 | 59 | 45 | 215646350
BRYANT HEATING AND COOLING SYSTEMS | PH8TAN524**AA* | CAA**3617AM* | 88*TB36070C14*** | 22800 | 24400 | 17 | 12.5 | 8.1 | 2.08 | 59 | 45 | 215646347
BRYANT HEATING AND COOLING SYSTEMS | GH8TAN524**AA* | CAA**3617AM* | 88*TB36070C14*** | 22800 | 24400 | 17 | 12.5 | 8.1 | 2.08 | 59 | 45 | 215646346
BRYANT HEATING AND COOLING SYSTEMS | 248TAN024**AA* | CAA**3617AM* | 88*TB36070C14*** | 22800 | 24400 | 17 | 12.5 | 8.1 | 2.08 | 59 | 45 | 215646345
CARRIER | GH8TAN524**AA* | CAA**3617AM* | 58TN*B070C14**12 | 22800 | 24400 | 17 | 12.5 | 8.1 | 2.08 | 59 | 45 | 215646343
CARRIER | 27TPA824A**30* | CAA**3617AM* | 58TN*B070C14**12 | 22800 | 24400 | 17 | 12.5 | 8.1 | 2.08 | 59 | 45 | 215646342
TEMPSTAR | N5H8T24*K*AAA* | EA*5X36M17A* | *80CTL0451712B* | 22800 | 24600 | 17 | 12.5 | 8.1 | 2.06 | 59 | 45 | 215646340
MARATHERM | N5H8T24*K*AAA* | EA*5X36M17A* | *80CTL0451712B* | 22800 | 24600 | 17 | 12.5 | 8.1 | 2.06 | 59 | 45 | 215646339
KENMORE | N5H8T24*K*AAA* | EA*5X36M17A* | *80CTL0451712B* | 22800 | 24600 | 17 | 12.5 | 8.1 | 2.06 | 59 | 45 | 215646338
KEEPRITE | N5H8T24*K*AAA* | EA*5X36M17A* | *80CTL0451712B* | 22800 | 24600 | 17 | 12.5 | 8.1 | 2.06 | 59 | 45 | 215646336
DAY & NIGHT | N5H8T24*K*AAA* | EA*5X36M17A* | *80CTL0451712B* | 22800 | 24600 | 17 | 12.5 | 8.1 | 2.06 | 59 | 45 | 215646335
COMFORTMAKER | N5H8T24*K*AAA* | EA*5X36M17A* | *80CTL0451712B* | 22800 | 24600 | 17 | 12.5 | 8.1 | 2.06 | 59 | 45 | 215646333
ARCOAIRE | N5H8T24*K*AAA* | EA*5X36M17A* | *80CTL0451712B* | 22800 | 24600 | 17 | 12.5 | 8.1 | 2.06 | 59 | 45 | 215646332
AIRQUEST | N5H8T24*K*AAA* | EA*5X36M17A* | *80CTL0451712B* | 22800 | 24600 | 17 | 12.5 | 8.1 | 2.06 | 59 | 45 | 215646330
HEIL | N5H8T24*K*AAA* | EA*5X36M17A* | *80CTL0451712B* | 22800 | 24600 | 17 | 12.5 | 8.1 | 2.06 | 59 | 45 | 215646329
BRYANT HEATING AND COOLING SYSTEMS | PH8TAN524**AA* | CAA**3617AM* | 88*TB36045C17*** | 22800 | 24600 | 17 | 12.5 | 8.1 | 2.06 | 59 | 45 | 215646328
BRYANT HEATING AND COOLING SYSTEMS | GH8TAN524**AA* | CAA**3617AM* | 88*TB36045C17*** | 22800 | 24600 | 17 | 12.5 | 8.1 | 2.06 | 59 | 45 | 215646326
BRYANT HEATING AND COOLING SYSTEMS | 248TAN024**AA* | CAA**3617AM* | 88*TB36045C17*** | 22800 | 24600 | 17 | 12.5 | 8.1 | 2.06 | 59 | 45 | 215646325
CARRIER | GH8TAN524**AA* | CAA**3617AM* | 58TN*B045C17**12 | 22800 | 24600 | 17 | 12.5 | 8.1 | 2.06 | 59 | 45 | 215646323
CARRIER | 27TPA824A**30* | CAA**3617AM* | 58TN*B045C17**12 | 22800 | 24600 | 17 | 12.5 | 8.1 | 2.06 | 59 | 45 | 215646322
CARRIER | 27TPA824A**30* | CAA**3617AM* | 58SP*B045V14**12 | 23000 | 24600 | 17.5 | 12.5 | 8.1 | 2.08 | 59 | 44 | 215646189
CARRIER | GH8TAN524**AA* | CAA**3617AM* | 58SP*B045V14**12 | 23000 | 24600 | 17.5 | 12.5 | 8.1 | 2.08 | 59 | 44 | 215646190
BRYANT HEATING AND COOLING SYSTEMS | 248TAN024**AA* | CAA**3617AM* | 82*SB36045V14*** | 23000 | 24600 | 17.5 | 12.5 | 8.1 | 2.08 | 59 | 44 | 215646192
BRYANT HEATING AND COOLING SYSTEMS | GH8TAN524**AA* | CAA**3617AM* | 82*SB36045V14*** | 23000 | 24600 | 17.5 | 12.5 | 8.1 | 2.08 | 59 | 44 | 215646193
BRYANT HEATING AND COOLING SYSTEMS | PH8TAN524**AA* | CAA**3617AM* | 82*SB36045V14*** | 23000 | 24600 | 17.5 | 12.5 | 8.1 | 2.08 | 59 | 44 | 215646195
AIRQUEST | N5H8T24*K*AAA* | EA*5X36M17A* | *80VSL0451412B* | 23000 | 24600 | 17.5 | 12.5 | 8.1 | 2.08 | 59 | 44 | 215646198
HEIL | N5H8T24*K*AAA* | EA*5X36M17A* | *80VSL0451412B* | 23000 | 24600 | 17.5 | 12.5 | 8.1 | 2.08 | 59 | 44 | 215646196
ARCOAIRE | N5H8T24*K*AAA* | EA*5X36M17A* | *80VSL0451412B* | 23000 | 24600 | 17.5 | 12.5 | 8.1 | 2.08 | 59 | 44 | 215646200
COMFORTMAKER | N5H8T24*K*AAA* | EA*5X36M17A* | *80VSL0451412B* | 23000 | 24600 | 17.5 | 12.5 | 8.1 | 2.08 | 59 | 44 | 215646201
DAY & NIGHT | N5H8T24*K*AAA* | EA*5X36M17A* | *80VSL0451412B* | 23000 | 24600 | 17.5 | 12.5 | 8.1 | 2.08 | 59 | 44 | 215646203
KEEPRITE | N5H8T24*K*AAA* | EA*5X36M17A* | *80VSL0451412B* | 23000 | 24600 | 17.5 | 12.5 | 8.1 | 2.08 | 59 | 44 | 215646205
KENMORE | N5H8T24*K*AAA* | EA*5X36M17A* | *80VSL0451412B* | 23000 | 24600 | 17.5 | 12.5 | 8.1 | 2.08 | 59 | 44 | 215646206
TEMPSTAR | N5H8T24*K*AAA* | EA*5X36M17A* | *80VSL0451412B* | 23000 | 24600 | 17.5 | 12.5 | 8.1 | 2.08 | 59 | 44 | 215646208
CARRIER | 27TPA824A**30* | CAA**3617AM* | 58SP*B070V14**12 | 23000 | 24600 | 17.5 | 12.5 | 8.1 | 2.08 | 59 | 44 | 215646209
CARRIER | GH8TAN524**AA* | CAA**3617AM* | 58SP*B070V14**12 | 23000 | 24600 | 17.5 | 12.5 | 8.1 | 2.08 | 59 | 44 | 215646211
BRYANT HEATING AND COOLING SYSTEMS | 248TAN024**AA* | CAA**3617AM* | 82*SB36070V14*** | 23000 | 24600 | 17.5 | 12.5 | 8.1 | 2.08 | 59 | 44 | 215646212
BRYANT HEATING AND COOLING SYSTEMS | GH8TAN524**AA* | CAA**3617AM* | 82*SB36070V14*** | 23000 | 24600 | 17.5 | 12.5 | 8.1 | 2.08 | 59 | 44 | 215646214
BRYANT HEATING AND COOLING SYSTEMS | PH8TAN524**AA* | CAA**3617AM* | 82*SB36070V14*** | 23000 | 24600 | 17.5 | 12.5 | 8.1 | 2.08 | 59 | 44 | 215646216
HEIL | N5H8T24*K*AAA* | EA*5X36M17A* | *80VSL0701412B* | 23000 | 24600 | 17.5 | 12.5 | 8.1 | 2.08 | 59 | 44 | 215646217
AIRQUEST | N5H8T24*K*AAA* | EA*5X36M17A* | *80VSL0701412B* | 23000 | 24600 | 17.5 | 12.5 | 8.1 | 2.08 | 59 | 44 | 215646219
ARCOAIRE | N5H8T24*K*AAA* | EA*5X36M17A* | *80VSL0701412B* | 23000 | 24600 | 17.5 | 12.5 | 8.1 | 2.08 | 59 | 44 | 215646221
COMFORTMAKER | N5H8T24*K*AAA* | EA*5X36M17A* | *80VSL0701412B* | 23000 | 24600 | 17.5 | 12.5 | 8.1 | 2.08 | 59 | 44 | 215646222
DAY & NIGHT | N5H8T24*K*AAA* | EA*5X36M17A* | *80VSL0701412B* | 23000 | 24600 | 17.5 | 12.5 | 8.1 | 2.08 | 59 | 44 | 215646223
KEEPRITE | N5H8T24*K*AAA* | EA*5X36M17A* | *80VSL0701412B* | 23000 | 24600 | 17.5 | 12.5 | 8.1 | 2.08 | 59 | 44 | 215646225
KENMORE | N5H8T24*K*AAA* | EA*5X36M17A* | *80VSL0701412B* | 23000 | 24600 | 17.5 | 12.5 | 8.1 | 2.08 | 59 | 44 | 215646226
TEMPSTAR | N5H8T24*K*AAA* | EA*5X36M17A* | *80VSL0701412B* | 23000 | 24600 | 17.5 | 12.5 | 8.1 | 2.08 | 59 | 44 | 215646228
CARRIER | 27TPA824A**30* | CAA**3617AM* | 58SP*B070V17**16 | 23000 | 24600 | 17.5 | 12.5 | 8.1 | 2.04 | 59 | 45 | 215646229
CARRIER | GH8TAN524**AA* | CAA**3617AM* | 58SP*B070V17**16 | 23000 | 24600 | 17.5 | 12.5 | 8.1 | 2.04 | 59 | 45 | 215646231
BRYANT HEATING AND COOLING SYSTEMS | 248TAN024**AA* | CAA**3617AM* | 82*SB48070V17*** | 23000 | 24600 | 17.5 | 12.5 | 8.1 | 2.04 | 59 | 45 | 215646232
BRYANT HEATING AND COOLING SYSTEMS | GH8TAN524**AA* | CAA**3617AM* | 82*SB48070V17*** | 23000 | 24600 | 17.5 | 12.5 | 8.1 | 2.04 | 59 | 45 | 215646233
BRYANT HEATING AND COOLING SYSTEMS | PH8TAN524**AA* | CAA**3617AM* | 82*SB48070V17*** | 23000 | 24600 | 17.5 | 12.5 | 8.1 | 2.04 | 59 | 45 | 215646235
HEIL | N5H8T24*K*AAA* | EA*5X36M17A* | *80VSL0701716B* | 23000 | 24600 | 17.5 | 12.5 | 8.1 | 2.04 | 59 | 45 | 215646236
AIRQUEST | N5H8T24*K*AAA* | EA*5X36M17A* | *80VSL0701716B* | 23000 | 24600 | 17.5 | 12.5 | 8.1 | 2.04 | 59 | 45 | 215646238
ARCOAIRE | N5H8T24*K*AAA* | EA*5X36M17A* | *80VSL0701716B* | 23000 | 24600 | 17.5 | 12.5 | 8.1 | 2.04 | 59 | 45 | 215646239
COMFORTMAKER | N5H8T24*K*AAA* | EA*5X36M17A* | *80VSL0701716B* | 23000 | 24600 | 17.5 | 12.5 | 8.1 | 2.04 | 59 | 45 | 215646241
DAY & NIGHT | N5H8T24*K*AAA* | EA*5X36M17A* | *80VSL0701716B* | 23000 | 24600 | 17.5 | 12.5 | 8.1 | 2.04 | 59 | 45 | 215646242
KEEPRITE | N5H8T24*K*AAA* | EA*5X36M17A* | *80VSL0701716B* | 23000 | 24600 | 17.5 | 12.5 | 8.1 | 2.04 | 59 | 45 | 215646244
KENMORE | N5H8T24*K*AAA* | EA*5X36M17A* | *80VSL0701716B* | 23000 | 24600 | 17.5 | 12.5 | 8.1 | 2.04 | 59 | 45 | 215646245
TEMPSTAR | N5H8T24*K*AAA* | EA*5X36M17A* | *80VSL0701716B* | 23000 | 24600 | 17.5 | 12.5 | 8.1 | 2.04 | 59 | 45 | 215646246
CARRIER | 27TPA824A**30* | CAA**3617AM* | 58SP*B090V17**16 | 22800 | 24400 | 17 | 12.5 | 8.1 | 2.08 | 59 | 45 | 215646248
CARRIER | GH8TAN524**AA* | CAA**3617AM* | 58SP*B090V17**16 | 22800 | 24400 | 17 | 12.5 | 8.1 | 2.08 | 59 | 45 | 215646249
BRYANT HEATING AND COOLING SYSTEMS | 248TAN024**AA* | CAA**3617AM* | 82*SB48090V17*** | 22800 | 24400 | 17 | 12.5 | 8.1 | 2.08 | 59 | 45 | 215646251
BRYANT HEATING AND COOLING SYSTEMS | GH8TAN524**AA* | CAA**3617AM* | 82*SB48090V17*** | 22800 | 24400 | 17 | 12.5 | 8.1 | 2.08 | 59 | 45 | 215646252
BRYANT HEATING AND COOLING SYSTEMS | PH8TAN524**AA* | CAA**3617AM* | 82*SB48090V17*** | 22800 | 24400 | 17 | 12.5 | 8.1 | 2.08 | 59 | 45 | 215646254
HEIL | N5H8T24*K*AAA* | EA*5X36M17A* | *80VSL0901716B* | 22800 | 24400 | 17 | 12.5 | 8.1 | 2.08 | 59 | 45 | 215646255
AIRQUEST | N5H8T24*K*AAA* | EA*5X36M17A* | *80VSL0901716B* | 22800 | 24400 | 17 | 12.5 | 8.1 | 2.08 | 59 | 45 | 215646257
ARCOAIRE | N5H8T24*K*AAA* | EA*5X36M17A* | *80VSL0901716B* | 22800 | 24400 | 17 | 12.5 | 8.1 | 2.08 | 59 | 45 | 215646258
COMFORTMAKER | N5H8T24*K*AAA* | EA*5X36M17A* | *80VSL0901716B* | 22800 | 24400 | 17 | 12.5 | 8.1 | 2.08 | 59 | 45 | 215646259
DAY & NIGHT | N5H8T24*K*AAA* | EA*5X36M17A* | *80VSL0901716B* | 22800 | 24400 | 17 | 12.5 | 8.1 | 2.08 | 59 | 45 | 215646261
KEEPRITE | N5H8T24*K*AAA* | EA*5X36M17A* | *80VSL0901716B* | 22800 | 24400 | 17 | 12.5 | 8.1 | 2.08 | 59 | 45 | 215646262
KENMORE | N5H8T24*K*AAA* | EA*5X36M17A* | *80VSL0901716B* | 22800 | 24400 | 17 | 12.5 | 8.1 | 2.08 | 59 | 45 | 215646263
TEMPSTAR | N5H8T24*K*AAA* | EA*5X36M17A* | *80VSL0901716B* | 22800 | 24400 | 17 | 12.5 | 8.1 | 2.08 | 59 | 45 | 215646265
BRYANT HEATING AND COOLING SYSTEMS | GH8TAN536**AA* | CAA**4321AM* | 82*TB48070V17*** | 35600 | 38500 | 15.5 | 11.7 | 8.1 | 2.24 | 62 | 50 | 215637973
BRYANT HEATING AND COOLING SYSTEMS | PH8TAN536**AA* | CAA**4321AM* | 82*TB48070V17*** | 35600 | 38500 | 15.5 | 11.7 | 8.1 | 2.24 | 62 | 50 | 215637975
PAYNE HEATING AND COOLING | PH8TAN536**AA* | CAA**4321AM* | PG80VTLB48070B** | 35600 | 38500 | 15.5 | 11.7 | 8.1 | 2.24 | 62 | 50 | 215637976
BROCK | PH8TAN536**AA* | CAA**4321AM* | PG80VTLB48070B** | 35600 | 38500 | 15.5 | 11.7 | 8.1 | 2.24 | 62 | 50 | 215637978
WEATHERMAKER | PH8TAN536**AA* | CAA**4321AM* | PG80VTLB48070B** | 35600 | 38500 | 15.5 | 11.7 | 8.1 | 2.24 | 62 | 50 | 215637979
HEIL | N5H8T36*K*AAA* | EA*5X43M21A* | *80VTL0701716B* | 35600 | 38500 | 15.5 | 11.7 | 8.1 | 2.24 | 62 | 50 | 215637981
AIRQUEST | N5H8T36*K*AAA* | EA*5X43M21A* | *80VTL0701716B* | 35600 | 38500 | 15.5 | 11.7 | 8.1 | 2.24 | 62 | 50 | 215637982
ARCOAIRE | N5H8T36*K*AAA* | EA*5X43M21A* | *80VTL0701716B* | 35600 | 38500 | 15.5 | 11.7 | 8.1 | 2.24 | 62 | 50 | 215637984
COMFORTMAKER | N5H8T36*K*AAA* | EA*5X43M21A* | *80VTL0701716B* | 35600 | 38500 | 15.5 | 11.7 | 8.1 | 2.24 | 62 | 50 | 215637986
DAY & NIGHT | N5H8T36*K*AAA* | EA*5X43M21A* | *80VTL0701716B* | 35600 | 38500 | 15.5 | 11.7 | 8.1 | 2.24 | 62 | 50 | 215637987
KEEPRITE | N5H8T36*K*AAA* | EA*5X43M21A* | *80VTL0701716B* | 35600 | 38500 | 15.5 | 11.7 | 8.1 | 2.24 | 62 | 50 | 215637989
KENMORE | N5H8T36*K*AAA* | EA*5X43M21A* | *80VTL0701716B* | 35600 | 38500 | 15.5 | 11.7 | 8.1 | 2.24 | 62 | 50 | 215637990
TEMPSTAR | N5H8T36*K*AAA* | EA*5X43M21A* | *80VTL0701716B* | 35600 | 38500 | 15.5 | 11.7 | 8.1 | 2.24 | 62 | 50 | 215637992
CARRIER | 27TPA836A**30* | CAA**4321AM* | 58TP*B090V17**16 | 35800 | 38500 | 15.5 | 12 | 8.1 | 2.26 | 62 | 50 | 215637993
CARRIER | GH8TAN536**AA* | CAA**4321AM* | 58TP*B090V17**16 | 35800 | 38500 | 15.5 | 12 | 8.1 | 2.26 | 62 | 50 | 215637994
BRYANT HEATING AND COOLING SYSTEMS | 248TAN036**AA* | CAA**4321AM* | 82*TB48090V17*** | 35800 | 38500 | 15.5 | 12 | 8.1 | 2.26 | 62 | 50 | 215637996
BRYANT HEATING AND COOLING SYSTEMS | GH8TAN536**AA* | CAA**4321AM* | 82*TB48090V17*** | 35800 | 38500 | 15.5 | 12 | 8.1 | 2.26 | 62 | 50 | 215637997
BRYANT HEATING AND COOLING SYSTEMS | PH8TAN536**AA* | CAA**4321AM* | 82*TB48090V17*** | 35800 | 38500 | 15.5 | 12 | 8.1 | 2.26 | 62 | 50 | 215637999
PAYNE HEATING AND COOLING | PH8TAN536**AA* | CAA**4321AM* | PG80VTLB48090B** | 35800 | 38500 | 15.5 | 12 | 8.1 | 2.26 | 62 | 50 | 215638001
BROCK | PH8TAN536**AA* | CAA**4321AM* | PG80VTLB48090B** | 35800 | 38500 | 15.5 | 12 | 8.1 | 2.26 | 62 | 50 | 215638002
WEATHERMAKER | PH8TAN536**AA* | CAA**4321AM* | PG80VTLB48090B** | 35800 | 38500 | 15.5 | 12 | 8.1 | 2.26 | 62 | 50 | 215638004
GRANDAIRE | W5H8T36*K*AAA* | W5A*43M21XA* | WFET090B048A* | 35800 | 38500 | 15.5 | 12 | 8.1 | 2.26 | 62 | 50 | 215638005
ECOTEMP | W5H8T36*K*AAA* | W5A*43M21XA* | WFET090B048A* | 35800 | 38500 | 15.5 | 12 | 8.1 | 2.26 | 62 | 50 | 215638006
CARRIER | 27TPA836A**30* | CAA**4321AM* | 58TP*B090V21**20 | 35800 | 38500 | 15.5 | 12 | 8.1 | 2.24 | 62 | 50 | 215638008
CARRIER | GH8TAN536**AA* | CAA**4321AM* | 58TP*B090V21**20 | 35800 | 38500 | 15.5 | 12 | 8.1 | 2.24 | 62 | 50 | 215638009
BRYANT HEATING AND COOLING SYSTEMS | 248TAN036**AA* | CAA**4321AM* | 82*TB60090V21*** | 35800 | 38500 | 15.5 | 12 | 8.1 | 2.24 | 62 | 50 | 215638011
BRYANT HEATING AND COOLING SYSTEMS | GH8TAN536**AA* | CAA**4321AM* | 82*TB60090V21*** | 35800 | 38500 | 15.5 | 12 | 8.1 | 2.24 | 62 | 50 | 215638012
BRYANT HEATING AND COOLING SYSTEMS | PH8TAN536**AA* | CAA**4321AM* | 82*TB60090V21*** | 35800 | 38500 | 15.5 | 12 | 8.1 | 2.24 | 62 | 50 | 215638014
PAYNE HEATING AND COOLING | PH8TAN536**AA* | CAA**4321AM* | PG80VTLB60090C** | 35800 | 38500 | 15.5 | 12 | 8.1 | 2.24 | 62 | 50 | 215638015
BROCK | PH8TAN536**AA* | CAA**4321AM* | PG80VTLB60090C** | 35800 | 38500 | 15.5 | 12 | 8.1 | 2.24 | 62 | 50 | 215638017
WEATHERMAKER | PH8TAN536**AA* | CAA**4321AM* | PG80VTLB60090C** | 35800 | 38500 | 15.5 | 12 | 8.1 | 2.24 | 62 | 50 | 215638018
HEIL | N5H8T36*K*AAA* | EA*5X43M21A* | *80VTL0902120B* | 35800 | 38500 | 15.5 | 12 | 8.1 | 2.24 | 62 | 50 | 215638020
AIRQUEST | N5H8T36*K*AAA* | EA*5X43M21A* | *80VTL0902120B* | 35800 | 38500 | 15.5 | 12 | 8.1 | 2.24 | 62 | 50 | 215638021
ARCOAIRE | N5H8T36*K*AAA* | EA*5X43M21A* | *80VTL0902120B* | 35800 | 38500 | 15.5 | 12 | 8.1 | 2.24 | 62 | 50 | 215638023
COMFORTMAKER | N5H8T36*K*AAA* | EA*5X43M21A* | *80VTL0902120B* | 35800 | 38500 | 15.5 | 12 | 8.1 | 2.24 | 62 | 50 | 215638024
DAY & NIGHT | N5H8T36*K*AAA* | EA*5X43M21A* | *80VTL0902120B* | 35800 | 38500 | 15.5 | 12 | 8.1 | 2.24 | 62 | 50 | 215638026
KEEPRITE | N5H8T36*K*AAA* | EA*5X43M21A* | *80VTL0902120B* | 35800 | 38500 | 15.5 | 12 | 8.1 | 2.24 | 62 | 50 | 215638027
KENMORE | N5H8T36*K*AAA* | EA*5X43M21A* | *80VTL0902120B* | 35800 | 38500 | 15.5 | 12 | 8.1 | 2.24 | 62 | 50 | 215638029
TEMPSTAR | N5H8T36*K*AAA* | EA*5X43M21A* | *80VTL0902120B* | 35800 | 38500 | 15.5 | 12 | 8.1 | 2.24 | 62 | 50 | 215638031
CARRIER | 27TPA836A**30* | CAA**4321AM* | 58TP*B110V21**22 | 35800 | 38000 | 15.5 | 12 | 8.1 | 2.4 | 63 | 51 | 215638032
CARRIER | GH8TAN536**AA* | CAA**4321AM* | 58TP*B110V21**22 | 35800 | 38000 | 15.5 | 12 | 8.1 | 2.4 | 63 | 51 | 215638034
BRYANT HEATING AND COOLING SYSTEMS | 248TAN036**AA* | CAA**4321AM* | 82*TB66110V21*** | 35800 | 38000 | 15.5 | 12 | 8.1 | 2.4 | 63 | 51 | 215638035
BRYANT HEATING AND COOLING SYSTEMS | GH8TAN536**AA* | CAA**4321AM* | 82*TB66110V21*** | 35800 | 38000 | 15.5 | 12 | 8.1 | 2.4 | 63 | 51 | 215638037
BRYANT HEATING AND COOLING SYSTEMS | PH8TAN536**AA* | CAA**4321AM* | 82*TB66110V21*** | 35800 | 38000 | 15.5 | 12 | 8.1 | 2.4 | 63 | 51 | 215638038
PAYNE HEATING AND COOLING | PH8TAN536**AA* | CAA**4321AM* | PG80VTLB66110C** | 35800 | 38000 | 15.5 | 12 | 8.1 | 2.4 | 63 | 51 | 215638040
BROCK | PH8TAN536**AA* | CAA**4321AM* | PG80VTLB66110C** | 35800 | 38000 | 15.5 | 12 | 8.1 | 2.4 | 63 | 51 | 215638041
WEATHERMAKER | PH8TAN536**AA* | CAA**4321AM* | PG80VTLB66110C** | 35800 | 38000 | 15.5 | 12 | 8.1 | 2.4 | 63 | 51 | 215638043
CARRIER | GH8TAN536**AA* | CAA**4321AM* | 59MN7C080C21**20 | 35800 | 38500 | 15.5 | 12 | 8.1 | 2.26 | 62 | 50 | 215638189
BRYANT HEATING AND COOLING SYSTEMS | 248TAN036**AA* | CAA**4321AM* | 987MC60080C21*** | 35800 | 38500 | 15.5 | 12 | 8.1 | 2.26 | 62 | 50 | 215638191
BRYANT HEATING AND COOLING SYSTEMS | PH8TAN536**AA* | CAA**4321AM* | 987MC60080C21*** | 35800 | 38500 | 15.5 | 12 | 8.1 | 2.26 | 62 | 50 | 215638194
BRYANT HEATING AND COOLING SYSTEMS | GH8TAN536**AA* | CAA**4321AM* | 987MC60080C21*** | 35800 | 38500 | 15.5 | 12 | 8.1 | 2.26 | 62 | 50 | 215638192
HEIL | N5H8T36*K*AAA* | EA*5X43M21A* | *97CMN0802120B* | 35800 | 38500 | 15.5 | 12 | 8.1 | 2.26 | 62 | 50 | 215638195
AIRQUEST | N5H8T36*K*AAA* | EA*5X43M21A* | *97CMN0802120B* | 35800 | 38500 | 15.5 | 12 | 8.1 | 2.26 | 62 | 50 | 215638197
ARCOAIRE | N5H8T36*K*AAA* | EA*5X43M21A* | *97CMN0802120B* | 35800 | 38500 | 15.5 | 12 | 8.1 | 2.26 | 62 | 50 | 215638198
COMFORTMAKER | N5H8T36*K*AAA* | EA*5X43M21A* | *97CMN0802120B* | 35800 | 38500 | 15.5 | 12 | 8.1 | 2.26 | 62 | 50 | 215638200
DAY & NIGHT | N5H8T36*K*AAA* | EA*5X43M21A* | *97CMN0802120B* | 35800 | 38500 | 15.5 | 12 | 8.1 | 2.26 | 62 | 50 | 215638201
KEEPRITE | N5H8T36*K*AAA* | EA*5X43M21A* | *97CMN0802120B* | 35800 | 38500 | 15.5 | 12 | 8.1 | 2.26 | 62 | 50 | 215638203
KENMORE | N5H8T36*K*AAA* | EA*5X43M21A* | *97CMN0802120B* | 35800 | 38500 | 15.5 | 12 | 8.1 | 2.26 | 62 | 50 | 215638204
MARATHERM | N5H8T36*K*AAA* | EA*5X43M21A* | *97CMN0802120B* | 35800 | 38500 | 15.5 | 12 | 8.1 | 2.26 | 62 | 50 | 215638206
TEMPSTAR | N5H8T36*K*AAA* | EA*5X43M21A* | *97CMN0802120B* | 35800 | 38500 | 15.5 | 12 | 8.1 | 2.26 | 62 | 50 | 215638207
CARRIER | 27TPA836A**30* | CAA**4321AM* | 59MN7C100C21**22 | 35800 | 38500 | 15.5 | 12 | 8.1 | 2.24 | 62 | 50 | 215638209
CARRIER | GH8TAN536**AA* | CAA**4321AM* | 59MN7C100C21**22 | 35800 | 38500 | 15.5 | 12 | 8.1 | 2.24 | 62 | 50 | 215638210
BRYANT HEATING AND COOLING SYSTEMS | 248TAN036**AA* | CAA**4321AM* | 987MC66100C21*** | 35800 | 38500 | 15.5 | 12 | 8.1 | 2.24 | 62 | 50 | 215638212
BRYANT HEATING AND COOLING SYSTEMS | GH8TAN536**AA* | CAA**4321AM* | 987MC66100C21*** | 35800 | 38500 | 15.5 | 12 | 8.1 | 2.24 | 62 | 50 | 215638213
KENMORE | N5H8T36*K*AAA* | ESH5X48M12A* | OLV154F20A | 35800 | 38000 | 15.2 | 12 | 8.1 | 2.26 | 62 | 50 | 215642994
MARATHERM | N5H8T36*K*AAA* | ESH5X48M12A* | OLV154F20A | 35800 | 38000 | 15.2 | 12 | 8.1 | 2.26 | 62 | 50 | 215642995
TEMPSTAR | N5H8T36*K*AAA* | ESH5X48M12A* | OLV154F20A | 35800 | 38000 | 15.2 | 12 | 8.1 | 2.26 | 62 | 50 | 215642997
CARRIER | 27TPA824A**30* | CAA**3014AM* | 59TP6C060V14**12 | 22400 | 24400 | 16.5 | 12.5 | 8.1 | 2.04 | 59 | 45 | 215645356
KEEPRITE | N5H8T36*K*AAA* | EA*5X42M21A* | *80MSU0401712A* | 34400 | 37600 | 15.2 | 11.5 | 8.1 | 2.22 | 63 | 50 | 215636591
DAY & NIGHT | N5H8T36*K*AAA* | EA*5X42M21A* | *80MSU0401712A* | 34400 | 37600 | 15.2 | 11.5 | 8.1 | 2.22 | 63 | 50 | 215636589
COMFORTMAKER | N5H8T36*K*AAA* | EA*5X42M21A* | *80MSU0401712A* | 34400 | 37600 | 15.2 | 11.5 | 8.1 | 2.22 | 63 | 50 | 215636588
ARCOAIRE | N5H8T36*K*AAA* | EA*5X42M21A* | *80MSU0401712A* | 34400 | 37600 | 15.2 | 11.5 | 8.1 | 2.22 | 63 | 50 | 215636586
AIRQUEST | N5H8T36*K*AAA* | EA*5X42M21A* | *80MSU0401712A* | 34400 | 37600 | 15.2 | 11.5 | 8.1 | 2.22 | 63 | 50 | 215636584
HEIL | N5H8T36*K*AAA* | EA*5X42M21A* | *80MSU0401712A* | 34400 | 37600 | 15.2 | 11.5 | 8.1 | 2.22 | 63 | 50 | 215636583
WEATHERMAKER | PH8TAN536**AA* | CAA**4221AM* | PG80MSUA36040B** | 34400 | 37600 | 15.2 | 11.5 | 8.1 | 2.22 | 63 | 50 | 215636581
BROCK | PH8TAN536**AA* | CAA**4221AM* | PG80MSUA36040B** | 34400 | 37600 | 15.2 | 11.5 | 8.1 | 2.22 | 63 | 50 | 215636579
PAYNE HEATING AND COOLING | PH8TAN536**AA* | CAA**4221AM* | PG80MSUA36040B** | 34400 | 37600 | 15.2 | 11.5 | 8.1 | 2.22 | 63 | 50 | 215636578
BRYANT HEATING AND COOLING SYSTEMS | PH8TAN536**AA* | CAA**4221AM* | 83*SB36040M17*** | 34400 | 37600 | 15.2 | 11.5 | 8.1 | 2.22 | 63 | 50 | 215636576
BRYANT HEATING AND COOLING SYSTEMS | GH8TAN536**AA* | CAA**4221AM* | 83*SB36040M17*** | 34400 | 37600 | 15.2 | 11.5 | 8.1 | 2.22 | 63 | 50 | 215636574
BRYANT HEATING AND COOLING SYSTEMS | 248TAN036**AA* | CAA**4221AM* | 83*SB36040M17*** | 34400 | 37600 | 15.2 | 11.5 | 8.1 | 2.22 | 63 | 50 | 215636572
CARRIER | GH8TAN536**AA* | CAA**4221AM* | 58SU*B040M17**12 | 34400 | 37600 | 15.2 | 11.5 | 8.1 | 2.22 | 63 | 50 | 215636570
CARRIER | 27TPA836A**30* | CAA**4221AM* | 58SU*B040M17**12 | 34400 | 37600 | 15.2 | 11.5 | 8.1 | 2.22 | 63 | 50 | 215636568
TEMPSTAR | N5H8T36*K*AAA* | EA*5X42M21A* | *80VSL1102122B* | 34600 | 37600 | 15.2 | 11.7 | 8.1 | 2.24 | 62 | 50 | 215636566
KENMORE | N5H8T36*K*AAA* | EA*5X42M21A* | *80VSL1102122B* | 34600 | 37600 | 15.2 | 11.7 | 8.1 | 2.24 | 62 | 50 | 215636565
KEEPRITE | N5H8T36*K*AAA* | EA*5X42M21A* | *80VSL1102122B* | 34600 | 37600 | 15.2 | 11.7 | 8.1 | 2.24 | 62 | 50 | 215636563
AIRQUEST | N5H8T36*K*AAA* | EA*5X42M21A* | *80VSL1102122B* | 34600 | 37600 | 15.2 | 11.7 | 8.1 | 2.24 | 62 | 50 | 215636556
HEIL | N5H8T36*K*AAA* | EA*5X42M21A* | *80VSL1102122B* | 34600 | 37600 | 15.2 | 11.7 | 8.1 | 2.24 | 62 | 50 | 215636555
BRYANT HEATING AND COOLING SYSTEMS | GH8TAN536**AA* | CAA**4221AM* | 82*SB66110V21*** | 34600 | 37600 | 15.2 | 11.7 | 8.1 | 2.24 | 62 | 50 | 215636551
BRYANT HEATING AND COOLING SYSTEMS | 248TAN036**AA* | CAA**4221AM* | 82*SB66110V21*** | 34600 | 37600 | 15.2 | 11.7 | 8.1 | 2.24 | 62 | 50 | 215636549
CARRIER | GH8TAN536**AA* | CAA**4221AM* | 58SP*B110V21**22 | 34600 | 37600 | 15.2 | 11.7 | 8.1 | 2.24 | 62 | 50 | 215636548
CARRIER | 27TPA836A**30* | CAA**4221AM* | 58SP*B110V21**22 | 34600 | 37600 | 15.2 | 11.7 | 8.1 | 2.24 | 62 | 50 | 215636546
KENMORE | N5H8T36*K*AAA* | EA*5X42M21A* | *80VSL0902120B* | 34600 | 37600 | 15.2 | 11.7 | 8.1 | 2.24 | 63 | 50 | 215636543
KEEPRITE | N5H8T36*K*AAA* | EA*5X42M21A* | *80VSL0902120B* | 34600 | 37600 | 15.2 | 11.7 | 8.1 | 2.24 | 63 | 50 | 215636541
DAY & NIGHT | N5H8T36*K*AAA* | EA*5X42M21A* | *80VSL0902120B* | 34600 | 37600 | 15.2 | 11.7 | 8.1 | 2.24 | 63 | 50 | 215636539
COMFORTMAKER | N5H8T36*K*AAA* | EA*5X42M21A* | *80VSL0902120B* | 34600 | 37600 | 15.2 | 11.7 | 8.1 | 2.24 | 63 | 50 | 215636538
ARCOAIRE | N5H8T36*K*AAA* | EA*5X42M21A* | *80VSL0902120B* | 34600 | 37600 | 15.2 | 11.7 | 8.1 | 2.24 | 63 | 50 | 215636536
DAY & NIGHT | N5H8T36*K*AAA* | EA*5X42M21A* | *80VSL1102122B* | 34600 | 37600 | 15.2 | 11.7 | 8.1 | 2.24 | 62 | 50 | 215636562
COMFORTMAKER | N5H8T36*K*AAA* | EA*5X42M21A* | *80VSL1102122B* | 34600 | 37600 | 15.2 | 11.7 | 8.1 | 2.24 | 62 | 50 | 215636560
AIRQUEST | N5H8T36*K*AAA* | EA*5X42M21A* | *80VSL0902120B* | 34600 | 37600 | 15.2 | 11.7 | 8.1 | 2.24 | 63 | 50 | 215636533
BRYANT HEATING AND COOLING SYSTEMS | PH8TAN536**AA* | CAA**4221AM* | 82*SB66110V21*** | 34600 | 37600 | 15.2 | 11.7 | 8.1 | 2.24 | 62 | 50 | 215636553
HEIL | N5H8T36*K*AAA* | EA*5X42M21A* | *80VSL0902120B* | 34600 | 37600 | 15.2 | 11.7 | 8.1 | 2.24 | 63 | 50 | 215636532
BRYANT HEATING AND COOLING SYSTEMS | PH8TAN536**AA* | CAA**4221AM* | 82*SB60090V21*** | 34600 | 37600 | 15.2 | 11.7 | 8.1 | 2.24 | 63 | 50 | 215636530
TEMPSTAR | N5H8T36*K*AAA* | EA*5X42M21A* | *80VSL0902120B* | 34600 | 37600 | 15.2 | 11.7 | 8.1 | 2.24 | 63 | 50 | 215636544
BRYANT HEATING AND COOLING SYSTEMS | GH8TAN536**AA* | CAA**4221AM* | 82*SB60090V21*** | 34600 | 37600 | 15.2 | 11.7 | 8.1 | 2.24 | 63 | 50 | 215636529
BRYANT HEATING AND COOLING SYSTEMS | 248TAN036**AA* | CAA**4221AM* | 82*SB60090V21*** | 34600 | 37600 | 15.2 | 11.7 | 8.1 | 2.24 | 63 | 50 | 215636527
CARRIER | GH8TAN536**AA* | CAA**4221AM* | 58SP*B090V21**20 | 34600 | 37600 | 15.2 | 11.7 | 8.1 | 2.24 | 63 | 50 | 215636526
ARCOAIRE | N5H8T36*K*AAA* | EA*5X42M21A* | *80VSL1102122B* | 34600 | 37600 | 15.2 | 11.7 | 8.1 | 2.24 | 62 | 50 | 215636558
TEMPSTAR | N5H8T36*K*AAA* | EA*5X42M21A* | *80VSL0901716B* | 34400 | 37600 | 15.2 | 11.7 | 8.1 | 2.22 | 62 | 50 | 215636522
KENMORE | N5H8T36*K*AAA* | EA*5X42M21A* | *80VSL0901716B* | 34400 | 37600 | 15.2 | 11.7 | 8.1 | 2.22 | 62 | 50 | 215636521
KEEPRITE | N5H8T36*K*AAA* | EA*5X42M21A* | *80VSL0901716B* | 34400 | 37600 | 15.2 | 11.7 | 8.1 | 2.22 | 62 | 50 | 215636519
DAY & NIGHT | N5H8T36*K*AAA* | EA*5X42M21A* | *80VSL0901716B* | 34400 | 37600 | 15.2 | 11.7 | 8.1 | 2.22 | 62 | 50 | 215636518
COMFORTMAKER | N5H8T36*K*AAA* | EA*5X42M21A* | *80VSL0901716B* | 34400 | 37600 | 15.2 | 11.7 | 8.1 | 2.22 | 62 | 50 | 215636516
ARCOAIRE | N5H8T36*K*AAA* | EA*5X42M21A* | *80VSL0901716B* | 34400 | 37600 | 15.2 | 11.7 | 8.1 | 2.22 | 62 | 50 | 215636515
AIRQUEST | N5H8T36*K*AAA* | EA*5X42M21A* | *80VSL0901716B* | 34400 | 37600 | 15.2 | 11.7 | 8.1 | 2.22 | 62 | 50 | 215636513
HEIL | N5H8T36*K*AAA* | EA*5X42M21A* | *80VSL0901716B* | 34400 | 37600 | 15.2 | 11.7 | 8.1 | 2.22 | 62 | 50 | 215636512
BRYANT HEATING AND COOLING SYSTEMS | PH8TAN536**AA* | CAA**4221AM* | 82*SB48090V17*** | 34400 | 37600 | 15.2 | 11.7 | 8.1 | 2.22 | 62 | 50 | 215636510
BRYANT HEATING AND COOLING SYSTEMS | GH8TAN536**AA* | CAA**4221AM* | 82*SB48090V17*** | 34400 | 37600 | 15.2 | 11.7 | 8.1 | 2.22 | 62 | 50 | 215636509
BRYANT HEATING AND COOLING SYSTEMS | 248TAN036**AA* | CAA**4221AM* | 82*SB48090V17*** | 34400 | 37600 | 15.2 | 11.7 | 8.1 | 2.22 | 62 | 50 | 215636507
CARRIER | GH8TAN536**AA* | CAA**4221AM* | 58SP*B090V17**16 | 34400 | 37600 | 15.2 | 11.7 | 8.1 | 2.22 | 62 | 50 | 215636506
CARRIER | 27TPA836A**30* | CAA**4221AM* | 58SP*B090V17**16 | 34400 | 37600 | 15.2 | 11.7 | 8.1 | 2.22 | 62 | 50 | 215636504
AIRQUEST | N5H8T36*K*AAA* | EA*5X37M21A* | *80VSL1102122B* | 36000 | 38500 | 15.5 | 12 | 8.1 | 2.24 | 62 | 50 | 215635688
HEIL | N5H8T36*K*AAA* | EA*5X37M21A* | *80VSL1102122B* | 36000 | 38500 | 15.5 | 12 | 8.1 | 2.24 | 62 | 50 | 215635687
DAY & NIGHT | N5H8T36*K*AAA* | EA*5X37M21A* | *80VSL0901716B* | 35800 | 38500 | 15.5 | 11.7 | 8.1 | 2.26 | 62 | 50 | 215635665
COMFORTMAKER | N5H8T36*K*AAA* | EA*5X37M21A* | *80VSL0901716B* | 35800 | 38500 | 15.5 | 11.7 | 8.1 | 2.26 | 62 | 50 | 215635664
BRYANT HEATING AND COOLING SYSTEMS | 248TAN036**AA* | CAA**3721AM* | 82*SB60090V21*** | 35800 | 38500 | 15.5 | 12 | 8.1 | 2.26 | 62 | 50 | 215635671
CARRIER | GH8TAN536**AA* | CAA**3721AM* | 58SP*B090V21**20 | 35800 | 38500 | 15.5 | 12 | 8.1 | 2.26 | 62 | 50 | 215635670
CARRIER | 27TPA836A**30* | CAA**3721AM* | 58SP*B090V21**20 | 35800 | 38500 | 15.5 | 12 | 8.1 | 2.26 | 62 | 50 | 215635669
TEMPSTAR | N5H8T36*K*AAA* | EA*5X37M21A* | *80VSL0901716B* | 35800 | 38500 | 15.5 | 11.7 | 8.1 | 2.26 | 62 | 50 | 215635668
KENMORE | N5H8T36*K*AAA* | EA*5X37M21A* | *80VSL0901716B* | 35800 | 38500 | 15.5 | 11.7 | 8.1 | 2.26 | 62 | 50 | 215635667
KEEPRITE | N5H8T36*K*AAA* | EA*5X37M21A* | *80VSL0901716B* | 35800 | 38500 | 15.5 | 11.7 | 8.1 | 2.26 | 62 | 50 | 215635666
ARCOAIRE | N5H8T36*K*AAA* | EA*5X37M21A* | *80VSL0901716B* | 35800 | 38500 | 15.5 | 11.7 | 8.1 | 2.26 | 62 | 50 | 215635663
AIRQUEST | N5H8T36*K*AAA* | EA*5X37M21A* | *80VSL0901716B* | 35800 | 38500 | 15.5 | 11.7 | 8.1 | 2.26 | 62 | 50 | 215635662
CARRIER | GH8TAN536**AA* | CAA**3721AM* | 58SP*B110V21**22 | 36000 | 38500 | 15.5 | 12 | 8.1 | 2.24 | 62 | 50 | 215635683
CARRIER | 27TPA836A**30* | CAA**3721AM* | 58SP*B110V21**22 | 36000 | 38500 | 15.5 | 12 | 8.1 | 2.24 | 62 | 50 | 215635682
TEMPSTAR | N5H8T36*K*AAA* | EA*5X37M21A* | *80VSL0902120B* | 35800 | 38500 | 15.5 | 12 | 8.1 | 2.26 | 62 | 50 | 215635681
KENMORE | N5H8T36*K*AAA* | EA*5X37M21A* | *80VSL0902120B* | 35800 | 38500 | 15.5 | 12 | 8.1 | 2.26 | 62 | 50 | 215635680
KEEPRITE | N5H8T36*K*AAA* | EA*5X37M21A* | *80VSL0902120B* | 35800 | 38500 | 15.5 | 12 | 8.1 | 2.26 | 62 | 50 | 215635679
DAY & NIGHT | N5H8T36*K*AAA* | EA*5X37M21A* | *80VSL0902120B* | 35800 | 38500 | 15.5 | 12 | 8.1 | 2.26 | 62 | 50 | 215635678
COMFORTMAKER | N5H8T36*K*AAA* | EA*5X37M21A* | *80VSL0902120B* | 35800 | 38500 | 15.5 | 12 | 8.1 | 2.26 | 62 | 50 | 215635677
ARCOAIRE | N5H8T36*K*AAA* | EA*5X37M21A* | *80VSL0902120B* | 35800 | 38500 | 15.5 | 12 | 8.1 | 2.26 | 62 | 50 | 215635676
AIRQUEST | N5H8T36*K*AAA* | EA*5X37M21A* | *80VSL0902120B* | 35800 | 38500 | 15.5 | 12 | 8.1 | 2.26 | 62 | 50 | 215635675
HEIL | N5H8T36*K*AAA* | EA*5X37M21A* | *80VSL0902120B* | 35800 | 38500 | 15.5 | 12 | 8.1 | 2.26 | 62 | 50 | 215635674
BRYANT HEATING AND COOLING SYSTEMS | PH8TAN536**AA* | CAA**3721AM* | 82*SB60090V21*** | 35800 | 38500 | 15.5 | 12 | 8.1 | 2.26 | 62 | 50 | 215635673
BRYANT HEATING AND COOLING SYSTEMS | GH8TAN536**AA* | CAA**3721AM* | 82*SB60090V21*** | 35800 | 38500 | 15.5 | 12 | 8.1 | 2.26 | 62 | 50 | 215635672
HEIL | N5H8T36*K*AAA* | EA*5X37M21A* | *80VSL0901716B* | 35800 | 38500 | 15.5 | 11.7 | 8.1 | 2.26 | 62 | 50 | 215635661
BRYANT HEATING AND COOLING SYSTEMS | PH8TAN536**AA* | CAA**3721AM* | 82*SB48090V17*** | 35800 | 38500 | 15.5 | 11.7 | 8.1 | 2.26 | 62 | 50 | 215635660
BRYANT HEATING AND COOLING SYSTEMS | GH8TAN536**AA* | CAA**3721AM* | 82*SB48090V17*** | 35800 | 38500 | 15.5 | 11.7 | 8.1 | 2.26 | 62 | 50 | 215635659
BRYANT HEATING AND COOLING SYSTEMS | 248TAN036**AA* | CAA**3721AM* | 82*SB48090V17*** | 35800 | 38500 | 15.5 | 11.7 | 8.1 | 2.26 | 62 | 50 | 215635658
CARRIER | GH8TAN536**AA* | CAA**3721AM* | 58SP*B090V17**16 | 35800 | 38500 | 15.5 | 11.7 | 8.1 | 2.26 | 62 | 50 | 215635657
CARRIER | 27TPA836A**30* | CAA**3721AM* | 58SP*B090V17**16 | 35800 | 38500 | 15.5 | 11.7 | 8.1 | 2.26 | 62 | 50 | 215635656
TEMPSTAR | N5H8T36*K*AAA* | EA*5X37M21A* | *80VSL0701716B* | 35600 | 38500 | 15.2 | 11.7 | 8.1 | 2.26 | 62 | 50 | 215635655
KENMORE | N5H8T36*K*AAA* | EA*5X37M21A* | *80VSL0701716B* | 35600 | 38500 | 15.2 | 11.7 | 8.1 | 2.26 | 62 | 50 | 215635654
KEEPRITE | N5H8T36*K*AAA* | EA*5X37M21A* | *80VSL0701716B* | 35600 | 38500 | 15.2 | 11.7 | 8.1 | 2.26 | 62 | 50 | 215635653
BRYANT HEATING AND COOLING SYSTEMS | PH8TAN536**AA* | CAA**3721AM* | 82*SB66110V21*** | 36000 | 38500 | 15.5 | 12 | 8.1 | 2.24 | 62 | 50 | 215635686
BRYANT HEATING AND COOLING SYSTEMS | GH8TAN536**AA* | CAA**3721AM* | 82*SB66110V21*** | 36000 | 38500 | 15.5 | 12 | 8.1 | 2.24 | 62 | 50 | 215635685
BRYANT HEATING AND COOLING SYSTEMS | 248TAN036**AA* | CAA**3721AM* | 82*SB66110V21*** | 36000 | 38500 | 15.5 | 12 | 8.1 | 2.24 | 62 | 50 | 215635684
ARCOAIRE | N5H8T36*K*AAA* | EA*5X37M21A* | *80VSL0701716B* | 35600 | 38500 | 15.2 | 11.7 | 8.1 | 2.26 | 62 | 50 | 215635650
AIRQUEST | N5H8T36*K*AAA* | EA*5X37M21A* | *80VSL0701716B* | 35600 | 38500 | 15.2 | 11.7 | 8.1 | 2.26 | 62 | 50 | 215635649
MARATHERM | N5H8T36*K*AAA* | EA*5X37M21A* | *80CSU0802120A* | 36200 | 38500 | 15.2 | 11.7 | 8.1 | 2.24 | 62 | 51 | 215635641
KENMORE | N5H8T36*K*AAA* | EA*5X37M21A* | *80CSU0802120A* | 36200 | 38500 | 15.2 | 11.7 | 8.1 | 2.24 | 62 | 51 | 215635640
HEIL | N5H8T36*K*AAA* | EA*5X37M21A* | *80VSL0701716B* | 35600 | 38500 | 15.2 | 11.7 | 8.1 | 2.26 | 62 | 50 | 215635648
BRYANT HEATING AND COOLING SYSTEMS | PH8TAN536**AA* | CAA**3721AM* | 82*SB48070V17*** | 35600 | 38500 | 15.2 | 11.7 | 8.1 | 2.26 | 62 | 50 | 215635647
KEEPRITE | N5H8T36*K*AAA* | EA*5X37M21A* | *80CSU0802120A* | 36200 | 38500 | 15.2 | 11.7 | 8.1 | 2.24 | 62 | 51 | 215635639
DAY & NIGHT | N5H8T36*K*AAA* | EA*5X37M21A* | *80CSU0802120A* | 36200 | 38500 | 15.2 | 11.7 | 8.1 | 2.24 | 62 | 51 | 215635638
COMFORTMAKER | N5H8T36*K*AAA* | EA*5X37M21A* | *80CSU0802120A* | 36200 | 38500 | 15.2 | 11.7 | 8.1 | 2.24 | 62 | 51 | 215635637
DAY & NIGHT | N5H8T36*K*AAA* | EA*5X37M21A* | *80VSL0701716B* | 35600 | 38500 | 15.2 | 11.7 | 8.1 | 2.26 | 62 | 50 | 215635652
COMFORTMAKER | N5H8T36*K*AAA* | EA*5X37M21A* | *80VSL0701716B* | 35600 | 38500 | 15.2 | 11.7 | 8.1 | 2.26 | 62 | 50 | 215635651
ARCOAIRE | N5H8T36*K*AAA* | EA*5X37M21A* | *80CSU0802120A* | 36200 | 38500 | 15.2 | 11.7 | 8.1 | 2.24 | 62 | 51 | 215635636
AIRQUEST | N5H8T36*K*AAA* | EA*5X37M21A* | *80CSU0802120A* | 36200 | 38500 | 15.2 | 11.7 | 8.1 | 2.24 | 62 | 51 | 215635635
HEIL | N5H8T36*K*AAA* | EA*5X37M21A* | *80CSU0802120A* | 36200 | 38500 | 15.2 | 11.7 | 8.1 | 2.24 | 62 | 51 | 215635634
BRYANT HEATING AND COOLING SYSTEMS | PH8TAN536**AA* | CAA**3721AM* | 83*CA60080C21*** | 36200 | 38500 | 15.2 | 11.7 | 8.1 | 2.24 | 62 | 51 | 215635633
BRYANT HEATING AND COOLING SYSTEMS | GH8TAN536**AA* | CAA**3721AM* | 83*CA60080C21*** | 36200 | 38500 | 15.2 | 11.7 | 8.1 | 2.24 | 62 | 51 | 215635632
BRYANT HEATING AND COOLING SYSTEMS | 248TAN036**AA* | CAA**3721AM* | 83*CA60080C21*** | 36200 | 38500 | 15.2 | 11.7 | 8.1 | 2.24 | 62 | 51 | 215635631
CARRIER | GH8TAN536**AA* | CAA**3721AM* | 58CU*A080C21**20 | 36200 | 38500 | 15.2 | 11.7 | 8.1 | 2.24 | 62 | 51 | 215635630
CARRIER | 27TPA836A**30* | CAA**3721AM* | 58CU*A080C21**20 | 36200 | 38500 | 15.2 | 11.7 | 8.1 | 2.24 | 62 | 51 | 215635629
CARRIER | 27TPA836A**30* | CAA**3721AM* | 58SP*B070V17**16 | 35600 | 38500 | 15.2 | 11.7 | 8.1 | 2.26 | 62 | 50 | 215635643
TEMPSTAR | N5H8T36*K*AAA* | EA*5X37M21A* | *80CSU0802120A* | 36200 | 38500 | 15.2 | 11.7 | 8.1 | 2.24 | 62 | 51 | 215635642
TEMPSTAR | N5H8T36*K*AAA* | ESH5X48M12A* | *80VSL1102122B* | 35600 | 38000 | 15.2 | 12 | 8.1 | 2.26 | 62 | 50 | 215642109
TEMPSTAR | N5H8T36*K*AAA* | EA*5X42M21A* | *96VSN1002120B* | 34400 | 38000 | 15.2 | 11.7 | 8.1 | 2.22 | 62 | 50 | 215637213
KENMORE | N5H8T36*K*AAA* | EA*5X42M21A* | *96VSN1002120B* | 34400 | 38000 | 15.2 | 11.7 | 8.1 | 2.22 | 62 | 50 | 215637211
KEEPRITE | N5H8T36*K*AAA* | EA*5X42M21A* | *96VSN1002120B* | 34400 | 38000 | 15.2 | 11.7 | 8.1 | 2.22 | 62 | 50 | 215637210
DAY & NIGHT | N5H8T36*K*AAA* | EA*5X42M21A* | *96VSN1002120B* | 34400 | 38000 | 15.2 | 11.7 | 8.1 | 2.22 | 62 | 50 | 215637208
COMFORTMAKER | N5H8T36*K*AAA* | EA*5X42M21A* | *96VSN1002120B* | 34400 | 38000 | 15.2 | 11.7 | 8.1 | 2.22 | 62 | 50 | 215637207
AIRQUEST | N5H8T36*K*AAA* | EA*5X42M21A* | *96VSN1002120B* | 34400 | 38000 | 15.2 | 11.7 | 8.1 | 2.22 | 62 | 50 | 215637203
CARRIER | GH8TAN536**AA* | CAA**4221AM* | 59SP6B100V21**20 | 34400 | 38000 | 15.2 | 11.7 | 8.1 | 2.22 | 62 | 50 | 215637196
ARCOAIRE | N5H8T36*K*AAA* | EA*5X42M21A* | *96VSN1002120B* | 34400 | 38000 | 15.2 | 11.7 | 8.1 | 2.22 | 62 | 50 | 215637205
CARRIER | 27TPA836A**30* | CAA**4221AM* | 59SP6B100V21**20 | 34400 | 38000 | 15.2 | 11.7 | 8.1 | 2.22 | 62 | 50 | 215637194
HEIL | N5H8T36*K*AAA* | EA*5X42M21A* | *96VSN1002120B* | 34400 | 38000 | 15.2 | 11.7 | 8.1 | 2.22 | 62 | 50 | 215637202
BRYANT HEATING AND COOLING SYSTEMS | PH8TAN536**AA* | CAA**4221AM* | 926SB60100V21*** | 34400 | 38000 | 15.2 | 11.7 | 8.1 | 2.22 | 62 | 50 | 215637201
KEEPRITE | N5H8T24*K*AAA* | EA*5X36M17A* | *80VTL0701716B* | 22800 | 24400 | 17 | 12.5 | 8.1 | 2.06 | 59 | 45 | 215646467
DAY & NIGHT | N5H8T24*K*AAA* | EA*5X36M17A* | *80VTL0701716B* | 22800 | 24400 | 17 | 12.5 | 8.1 | 2.06 | 59 | 45 | 215646466
COMFORTMAKER | N5H8T24*K*AAA* | EA*5X36M17A* | *80VTL0701716B* | 22800 | 24400 | 17 | 12.5 | 8.1 | 2.06 | 59 | 45 | 215646464
ARCOAIRE | N5H8T24*K*AAA* | EA*5X36M17A* | *80VTL0701716B* | 22800 | 24400 | 17 | 12.5 | 8.1 | 2.06 | 59 | 45 | 215646463
AIRQUEST | N5H8T24*K*AAA* | EA*5X36M17A* | *80VTL0701716B* | 22800 | 24400 | 17 | 12.5 | 8.1 | 2.06 | 59 | 45 | 215646461
HEIL | N5H8T24*K*AAA* | EA*5X36M17A* | *80VTL0701716B* | 22800 | 24400 | 17 | 12.5 | 8.1 | 2.06 | 59 | 45 | 215646460
WEATHERMAKER | PH8TAN524**AA* | CAA**3617AM* | PG80VTLB48070B** | 22800 | 24400 | 17 | 12.5 | 8.1 | 2.06 | 59 | 45 | 215646458
BROCK | PH8TAN524**AA* | CAA**3617AM* | PG80VTLB48070B** | 22800 | 24400 | 17 | 12.5 | 8.1 | 2.06 | 59 | 45 | 215646457
PAYNE HEATING AND COOLING | PH8TAN524**AA* | CAA**3617AM* | PG80VTLB48070B** | 22800 | 24400 | 17 | 12.5 | 8.1 | 2.06 | 59 | 45 | 215646455
BRYANT HEATING AND COOLING SYSTEMS | PH8TAN524**AA* | CAA**3617AM* | 82*TB48070V17*** | 22800 | 24400 | 17 | 12.5 | 8.1 | 2.06 | 59 | 45 | 215646454
BRYANT HEATING AND COOLING SYSTEMS | GH8TAN524**AA* | CAA**3617AM* | 82*TB48070V17*** | 22800 | 24400 | 17 | 12.5 | 8.1 | 2.06 | 59 | 45 | 215646453
BRYANT HEATING AND COOLING SYSTEMS | 248TAN024**AA* | CAA**3617AM* | 82*TB48070V17*** | 22800 | 24400 | 17 | 12.5 | 8.1 | 2.06 | 59 | 45 | 215646451
CARRIER | GH8TAN524**AA* | CAA**3617AM* | 58TP*B070V17**16 | 22800 | 24400 | 17 | 12.5 | 8.1 | 2.06 | 59 | 45 | 215646450
CARRIER | 27TPA824A**30* | CAA**3617AM* | 58TP*B070V17**16 | 22800 | 24400 | 17 | 12.5 | 8.1 | 2.06 | 59 | 45 | 215646448
ECOTEMP | W5H8T24*K*AAA* | W5A*36M17XA* | WFET070A036A* | 23000 | 24600 | 17.5 | 12.5 | 8.1 | 2.08 | 59 | 44 | 215646447
GRANDAIRE | W5H8T24*K*AAA* | W5A*36M17XA* | WFET070A036A* | 23000 | 24600 | 17.5 | 12.5 | 8.1 | 2.08 | 59 | 44 | 215646445
WEATHERMAKER | PH8TAN524**AA* | CAA**3617AM* | PG80VTLB36070A** | 23000 | 24600 | 17.5 | 12.5 | 8.1 | 2.08 | 59 | 44 | 215646444
BROCK | PH8TAN524**AA* | CAA**3617AM* | PG80VTLB36070A** | 23000 | 24600 | 17.5 | 12.5 | 8.1 | 2.08 | 59 | 44 | 215646442
PAYNE HEATING AND COOLING | PH8TAN524**AA* | CAA**3617AM* | PG80VTLB36070A** | 23000 | 24600 | 17.5 | 12.5 | 8.1 | 2.08 | 59 | 44 | 215646440
BRYANT HEATING AND COOLING SYSTEMS | PH8TAN524**AA* | CAA**3617AM* | 82*TB36070V14*** | 23000 | 24600 | 17.5 | 12.5 | 8.1 | 2.08 | 59 | 44 | 215646438
BRYANT HEATING AND COOLING SYSTEMS | GH8TAN524**AA* | CAA**3617AM* | 82*TB36070V14*** | 23000 | 24600 | 17.5 | 12.5 | 8.1 | 2.08 | 59 | 44 | 215646437
BRYANT HEATING AND COOLING SYSTEMS | 248TAN024**AA* | CAA**3617AM* | 82*TB36070V14*** | 23000 | 24600 | 17.5 | 12.5 | 8.1 | 2.08 | 59 | 44 | 215646435
CARRIER | GH8TAN524**AA* | CAA**3617AM* | 58TP*B070V14**12 | 23000 | 24600 | 17.5 | 12.5 | 8.1 | 2.08 | 59 | 44 | 215646433
CARRIER | 27TPA824A**30* | CAA**3617AM* | 58TP*B070V14**12 | 23000 | 24600 | 17.5 | 12.5 | 8.1 | 2.08 | 59 | 44 | 215646431
ECOTEMP | W5H8T24*K*AAA* | W5A*36M17XA* | WFET045A036A* | 23000 | 24600 | 17.5 | 12.5 | 8.1 | 2.08 | 59 | 44 | 215646430
GRANDAIRE | W5H8T24*K*AAA* | W5A*36M17XA* | WFET045A036A* | 23000 | 24600 | 17.5 | 12.5 | 8.1 | 2.08 | 59 | 44 | 215646428
TEMPSTAR | N5H8T24*K*AAA* | EA*5X36M17A* | *80VTL0451412B* | 23000 | 24600 | 17.5 | 12.5 | 8.1 | 2.08 | 59 | 44 | 215646427
KENMORE | N5H8T24*K*AAA* | EA*5X36M17A* | *80VTL0451412B* | 23000 | 24600 | 17.5 | 12.5 | 8.1 | 2.08 | 59 | 44 | 215646426
KEEPRITE | N5H8T24*K*AAA* | EA*5X36M17A* | *80VTL0451412B* | 23000 | 24600 | 17.5 | 12.5 | 8.1 | 2.08 | 59 | 44 | 215646424
DAY & NIGHT | N5H8T24*K*AAA* | EA*5X36M17A* | *80VTL0451412B* | 23000 | 24600 | 17.5 | 12.5 | 8.1 | 2.08 | 59 | 44 | 215646423
COMFORTMAKER | N5H8T24*K*AAA* | EA*5X36M17A* | *80VTL0451412B* | 23000 | 24600 | 17.5 | 12.5 | 8.1 | 2.08 | 59 | 44 | 215646422
ARCOAIRE | N5H8T24*K*AAA* | EA*5X36M17A* | *80VTL0451412B* | 23000 | 24600 | 17.5 | 12.5 | 8.1 | 2.08 | 59 | 44 | 215646420
AIRQUEST | N5H8T24*K*AAA* | EA*5X36M17A* | *80VTL0451412B* | 23000 | 24600 | 17.5 | 12.5 | 8.1 | 2.08 | 59 | 44 | 215646419
HEIL | N5H8T24*K*AAA* | EA*5X36M17A* | *80VTL0451412B* | 23000 | 24600 | 17.5 | 12.5 | 8.1 | 2.08 | 59 | 44 | 215646417
WEATHERMAKER | PH8TAN524**AA* | CAA**3617AM* | PG80VTLB36045A** | 23000 | 24600 | 17.5 | 12.5 | 8.1 | 2.08 | 59 | 44 | 215646416
BROCK | PH8TAN524**AA* | CAA**3617AM* | PG80VTLB36045A** | 23000 | 24600 | 17.5 | 12.5 | 8.1 | 2.08 | 59 | 44 | 215646414
PAYNE HEATING AND COOLING | PH8TAN524**AA* | CAA**3617AM* | PG80VTLB36045A** | 23000 | 24600 | 17.5 | 12.5 | 8.1 | 2.08 | 59 | 44 | 215646413
BRYANT HEATING AND COOLING SYSTEMS | PH8TAN524**AA* | CAA**3617AM* | 82*TB36045V14*** | 23000 | 24600 | 17.5 | 12.5 | 8.1 | 2.08 | 59 | 44 | 215646411
BRYANT HEATING AND COOLING SYSTEMS | GH8TAN524**AA* | CAA**3617AM* | 82*TB36045V14*** | 23000 | 24600 | 17.5 | 12.5 | 8.1 | 2.08 | 59 | 44 | 215646410
BRYANT HEATING AND COOLING SYSTEMS | 248TAN024**AA* | CAA**3617AM* | 82*TB36045V14*** | 23000 | 24600 | 17.5 | 12.5 | 8.1 | 2.08 | 59 | 44 | 215646408
CARRIER | GH8TAN524**AA* | CAA**3617AM* | 58TP*B045V14**12 | 23000 | 24600 | 17.5 | 12.5 | 8.1 | 2.08 | 59 | 44 | 215646407
CARRIER | 27TPA824A**30* | CAA**3617AM* | 58TP*B045V14**12 | 23000 | 24600 | 17.5 | 12.5 | 8.1 | 2.08 | 59 | 44 | 215646405
TEMPSTAR | N5H8T24*K*AAA* | EA*5X36M17A* | *80CTL0901716B* | 23000 | 24600 | 17 | 12.5 | 8.1 | 2.06 | 59 | 45 | 215646403
MARATHERM | N5H8T24*K*AAA* | EA*5X36M17A* | *80CTL0901716B* | 23000 | 24600 | 17 | 12.5 | 8.1 | 2.06 | 59 | 45 | 215646402
KENMORE | N5H8T24*K*AAA* | EA*5X36M17A* | *80CTL0901716B* | 23000 | 24600 | 17 | 12.5 | 8.1 | 2.06 | 59 | 45 | 215646400
KEEPRITE | N5H8T24*K*AAA* | EA*5X36M17A* | *80CTL0901716B* | 23000 | 24600 | 17 | 12.5 | 8.1 | 2.06 | 59 | 45 | 215646399
DAY & NIGHT | N5H8T24*K*AAA* | EA*5X36M17A* | *80CTL0901716B* | 23000 | 24600 | 17 | 12.5 | 8.1 | 2.06 | 59 | 45 | 215646397
COMFORTMAKER | N5H8T24*K*AAA* | EA*5X36M17A* | *80CTL0901716B* | 23000 | 24600 | 17 | 12.5 | 8.1 | 2.06 | 59 | 45 | 215646395
ARCOAIRE | N5H8T24*K*AAA* | EA*5X36M17A* | *80CTL0901716B* | 23000 | 24600 | 17 | 12.5 | 8.1 | 2.06 | 59 | 45 | 215646394
AIRQUEST | N5H8T24*K*AAA* | EA*5X36M17A* | *80CTL0901716B* | 23000 | 24600 | 17 | 12.5 | 8.1 | 2.06 | 59 | 45 | 215646392
BRYANT HEATING AND COOLING SYSTEMS | PH8TAN524**AA* | CAA**3617AM* | 88*TB48090C17*** | 23000 | 24600 | 17 | 12.5 | 8.1 | 2.06 | 59 | 45 | 215646389
HEIL | N5H8T24*K*AAA* | EA*5X36M17A* | *80CTL0901716B* | 23000 | 24600 | 17 | 12.5 | 8.1 | 2.06 | 59 | 45 | 215646390
BRYANT HEATING AND COOLING SYSTEMS | GH8TAN524**AA* | CAA**3617AM* | 88*TB48090C17*** | 23000 | 24600 | 17 | 12.5 | 8.1 | 2.06 | 59 | 45 | 215646387
BRYANT HEATING AND COOLING SYSTEMS | 248TAN024**AA* | CAA**3617AM* | 88*TB48090C17*** | 23000 | 24600 | 17 | 12.5 | 8.1 | 2.06 | 59 | 45 | 215646385
CARRIER | GH8TAN524**AA* | CAA**3617AM* | 58TN*B090C17**16 | 23000 | 24600 | 17 | 12.5 | 8.1 | 2.06 | 59 | 45 | 215646384
CARRIER | 27TPA824A**30* | CAA**3617AM* | 58TN*B090C17**16 | 23000 | 24600 | 17 | 12.5 | 8.1 | 2.06 | 59 | 45 | 215646382
TEMPSTAR | N5H8T24*K*AAA* | EA*5X36M17A* | *80CTL0701716B* | 22800 | 24600 | 17 | 12.5 | 8.1 | 2.06 | 59 | 45 | 215646380
MARATHERM | N5H8T24*K*AAA* | EA*5X36M17A* | *80CTL0701716B* | 22800 | 24600 | 17 | 12.5 | 8.1 | 2.06 | 59 | 45 | 215646378
KENMORE | N5H8T24*K*AAA* | EA*5X36M17A* | *80CTL0701716B* | 22800 | 24600 | 17 | 12.5 | 8.1 | 2.06 | 59 | 45 | 215646377
KEEPRITE | N5H8T24*K*AAA* | EA*5X36M17A* | *80CTL0701716B* | 22800 | 24600 | 17 | 12.5 | 8.1 | 2.06 | 59 | 45 | 215646375
COMFORTMAKER | N5H8T24*K*AAA* | EA*5X36M17A* | *80CTL0701716B* | 22800 | 24600 | 17 | 12.5 | 8.1 | 2.06 | 59 | 45 | 215646373
DAY & NIGHT | N5H8T24*K*AAA* | EA*5X36M17A* | *80CTL0701716B* | 22800 | 24600 | 17 | 12.5 | 8.1 | 2.06 | 59 | 45 | 215646374
ARCOAIRE | N5H8T24*K*AAA* | EA*5X36M17A* | *80CTL0701716B* | 22800 | 24600 | 17 | 12.5 | 8.1 | 2.06 | 59 | 45 | 215646371
AIRQUEST | N5H8T24*K*AAA* | EA*5X36M17A* | *80CTL0701716B* | 22800 | 24600 | 17 | 12.5 | 8.1 | 2.06 | 59 | 45 | 215646370
CARRIER | 27TPA836A**30* | CAA**4221AM* | 58SP*B090V21**20 | 34600 | 37600 | 15.2 | 11.7 | 8.1 | 2.24 | 63 | 50 | 215636524
TEMPSTAR | N5H8T36*K*AAA* | EA*5X37M21A* | *96VTN1002122B* | 36000 | 38000 | 15.5 | 12 | 8.1 | 2.4 | 63 | 51 | 215636387
KENMORE | N5H8T36*K*AAA* | EA*5X37M21A* | *96VTN1002122B* | 36000 | 38000 | 15.5 | 12 | 8.1 | 2.4 | 63 | 51 | 215636385
KEEPRITE | N5H8T36*K*AAA* | EA*5X37M21A* | *96VTN1002122B* | 36000 | 38000 | 15.5 | 12 | 8.1 | 2.4 | 63 | 51 | 215636383
DAY & NIGHT | N5H8T36*K*AAA* | EA*5X37M21A* | *96VTN1002122B* | 36000 | 38000 | 15.5 | 12 | 8.1 | 2.4 | 63 | 51 | 215636381
COMFORTMAKER | N5H8T36*K*AAA* | EA*5X37M21A* | *96VTN1002122B* | 36000 | 38000 | 15.5 | 12 | 8.1 | 2.4 | 63 | 51 | 215636380
ARCOAIRE | N5H8T36*K*AAA* | EA*5X37M21A* | *96VTN1002122B* | 36000 | 38000 | 15.5 | 12 | 8.1 | 2.4 | 63 | 51 | 215636378
AIRQUEST | N5H8T36*K*AAA* | EA*5X37M21A* | *96VTN1002122B* | 36000 | 38000 | 15.5 | 12 | 8.1 | 2.4 | 63 | 51 | 215636377
HEIL | N5H8T36*K*AAA* | EA*5X37M21A* | *96VTN1002122B* | 36000 | 38000 | 15.5 | 12 | 8.1 | 2.4 | 63 | 51 | 215636375
BRYANT HEATING AND COOLING SYSTEMS | PH8TAN536**AA* | CAA**3721AM* | 926TC66100V21*** | 36000 | 38000 | 15.5 | 12 | 8.1 | 2.4 | 63 | 51 | 215636374
TEMPSTAR | N5H8T24*K*AAA* | EA*5X30M14A* | *96VSN0601412B* | 22400 | 24400 | 16.5 | 12.5 | 8.1 | 2.04 | 59 | 45 | 215645300
KENMORE | N5H8T24*K*AAA* | EA*5X30M14A* | *96VSN0601412B* | 22400 | 24400 | 16.5 | 12.5 | 8.1 | 2.04 | 59 | 45 | 215645298
KEEPRITE | N5H8T24*K*AAA* | EA*5X30M14A* | *96VSN0601412B* | 22400 | 24400 | 16.5 | 12.5 | 8.1 | 2.04 | 59 | 45 | 215645297
DAY & NIGHT | N5H8T24*K*AAA* | EA*5X30M14A* | *96VSN0601412B* | 22400 | 24400 | 16.5 | 12.5 | 8.1 | 2.04 | 59 | 45 | 215645295
COMFORTMAKER | N5H8T24*K*AAA* | EA*5X30M14A* | *96VSN0601412B* | 22400 | 24400 | 16.5 | 12.5 | 8.1 | 2.04 | 59 | 45 | 215645294
ARCOAIRE | N5H8T24*K*AAA* | EA*5X30M14A* | *96VSN0601412B* | 22400 | 24400 | 16.5 | 12.5 | 8.1 | 2.04 | 59 | 45 | 215645293
AIRQUEST | N5H8T24*K*AAA* | EA*5X30M14A* | *96VSN0601412B* | 22400 | 24400 | 16.5 | 12.5 | 8.1 | 2.04 | 59 | 45 | 215645291
HEIL | N5H8T24*K*AAA* | EA*5X30M14A* | *96VSN0601412B* | 22400 | 24400 | 16.5 | 12.5 | 8.1 | 2.04 | 59 | 45 | 215645290
BRYANT HEATING AND COOLING SYSTEMS | PH8TAN524**AA* | CAA**3014AM* | 926SB36060V14*** | 22400 | 24400 | 16.5 | 12.5 | 8.1 | 2.04 | 59 | 45 | 215645288
BRYANT HEATING AND COOLING SYSTEMS | GH8TAN524**AA* | CAA**3014AM* | 926SB36060V14*** | 22400 | 24400 | 16.5 | 12.5 | 8.1 | 2.04 | 59 | 45 | 215645287
BRYANT HEATING AND COOLING SYSTEMS | 248TAN024**AA* | CAA**3014AM* | 926SB36060V14*** | 22400 | 24400 | 16.5 | 12.5 | 8.1 | 2.04 | 59 | 45 | 215645285
CARRIER | GH8TAN524**AA* | CAA**3014AM* | 59SP6B060V14**12 | 22400 | 24400 | 16.5 | 12.5 | 8.1 | 2.04 | 59 | 45 | 215645284
CARRIER | 27TPA824A**30* | CAA**3014AM* | 59SP6B060V14**12 | 22400 | 24400 | 16.5 | 12.5 | 8.1 | 2.04 | 59 | 45 | 215645283
ECOTEMP | W5H8T24*K*AAA* | W5A*30M14XA* | WFET070A036A* | 22800 | 24400 | 17 | 12.5 | 8.1 | 2.06 | 59 | 45 | 215645261
GRANDAIRE | W5H8T24*K*AAA* | W5A*30M14XA* | WFET070A036A* | 22800 | 24400 | 17 | 12.5 | 8.1 | 2.06 | 59 | 45 | 215645260
WEATHERMAKER | PH8TAN524**AA* | CAA**3014AM* | PG80VTLB36070A** | 22800 | 24400 | 17 | 12.5 | 8.1 | 2.06 | 59 | 45 | 215645258
BROCK | PH8TAN524**AA* | CAA**3014AM* | PG80VTLB36070A** | 22800 | 24400 | 17 | 12.5 | 8.1 | 2.06 | 59 | 45 | 215645257
PAYNE HEATING AND COOLING | PH8TAN524**AA* | CAA**3014AM* | PG80VTLB36070A** | 22800 | 24400 | 17 | 12.5 | 8.1 | 2.06 | 59 | 45 | 215645255
BRYANT HEATING AND COOLING SYSTEMS | PH8TAN524**AA* | CAA**3014AM* | 82*TB36070V14*** | 22800 | 24400 | 17 | 12.5 | 8.1 | 2.06 | 59 | 45 | 215645254
CARRIER | GH8TAN524**AA* | CAA**3014AM* | 58TP*B070V14**12 | 22800 | 24400 | 17 | 12.5 | 8.1 | 2.06 | 59 | 45 | 215645249
BRYANT HEATING AND COOLING SYSTEMS | GH8TAN524**AA* | CAA**3014AM* | 82*TB36070V14*** | 22800 | 24400 | 17 | 12.5 | 8.1 | 2.06 | 59 | 45 | 215645252
BRYANT HEATING AND COOLING SYSTEMS | 248TAN024**AA* | CAA**3014AM* | 82*TB36070V14*** | 22800 | 24400 | 17 | 12.5 | 8.1 | 2.06 | 59 | 45 | 215645251
CARRIER | 27TPA824A**30* | CAA**3014AM* | 58TP*B070V14**12 | 22800 | 24400 | 17 | 12.5 | 8.1 | 2.06 | 59 | 45 | 215645248
ECOTEMP | W5H8T24*K*AAA* | W5A*30M14XA* | WFET045A036A* | 22800 | 24400 | 17 | 12.5 | 8.1 | 2.06 | 59 | 45 | 215645247
GRANDAIRE | W5H8T24*K*AAA* | W5A*30M14XA* | WFET045A036A* | 22800 | 24400 | 17 | 12.5 | 8.1 | 2.06 | 59 | 45 | 215645245
TEMPSTAR | N5H8T24*K*AAA* | EA*5X30M14A* | *80VTL0451412B* | 22800 | 24400 | 17 | 12.5 | 8.1 | 2.06 | 59 | 45 | 215645244
KENMORE | N5H8T24*K*AAA* | EA*5X30M14A* | *80VTL0451412B* | 22800 | 24400 | 17 | 12.5 | 8.1 | 2.06 | 59 | 45 | 215645242
KEEPRITE | N5H8T24*K*AAA* | EA*5X30M14A* | *80VTL0451412B* | 22800 | 24400 | 17 | 12.5 | 8.1 | 2.06 | 59 | 45 | 215645240
COMFORTMAKER | N5H8T24*K*AAA* | EA*5X25M17A* | OMV098J12* | 23400 | 24800 | 17.5 | 13 | 8.1 | 2.1 | 59 | 45 | 215645129
ARCOAIRE | N5H8T24*K*AAA* | EA*5X25M17A* | OMV098J12* | 23400 | 24800 | 17.5 | 13 | 8.1 | 2.1 | 59 | 45 | 215645128
AIRQUEST | N5H8T24*K*AAA* | EA*5X25M17A* | OMV098J12* | 23400 | 24800 | 17.5 | 13 | 8.1 | 2.1 | 59 | 45 | 215645126
HEIL | N5H8T24*K*AAA* | EA*5X25M17A* | OMV098J12* | 23400 | 24800 | 17.5 | 13 | 8.1 | 2.1 | 59 | 45 | 215645124
MARATHERM | N5H8T24*K*AAA* | EA*5X25M17A* | *97CMN0601714B* | 23400 | 24800 | 17.5 | 13 | 8.1 | 2.08 | 59 | 45 | 215644718
KENMORE | N5H8T24*K*AAA* | EA*5X25M17A* | *97CMN0601714B* | 23400 | 24800 | 17.5 | 13 | 8.1 | 2.08 | 59 | 45 | 215644717
KEEPRITE | N5H8T24*K*AAA* | EA*5X25M17A* | *97CMN0601714B* | 23400 | 24800 | 17.5 | 13 | 8.1 | 2.08 | 59 | 45 | 215644715
DAY & NIGHT | N5H8T24*K*AAA* | EA*5X25M17A* | *97CMN0601714B* | 23400 | 24800 | 17.5 | 13 | 8.1 | 2.08 | 59 | 45 | 215644713
COMFORTMAKER | N5H8T24*K*AAA* | EA*5X25M17A* | *97CMN0601714B* | 23400 | 24800 | 17.5 | 13 | 8.1 | 2.08 | 59 | 45 | 215644712
ARCOAIRE | N5H8T24*K*AAA* | EA*5X25M17A* | *97CMN0601714B* | 23400 | 24800 | 17.5 | 13 | 8.1 | 2.08 | 59 | 45 | 215644711
AIRQUEST | N5H8T24*K*AAA* | EA*5X25M17A* | *97CMN0601714B* | 23400 | 24800 | 17.5 | 13 | 8.1 | 2.08 | 59 | 45 | 215644709
HEIL | N5H8T24*K*AAA* | EA*5X25M17A* | *97CMN0601714B* | 23400 | 24800 | 17.5 | 13 | 8.1 | 2.08 | 59 | 45 | 215644708
BRYANT HEATING AND COOLING SYSTEMS | PH8TAN524**AA* | CAA**2517AM* | 987MC42060C17*** | 23400 | 24800 | 17.5 | 13 | 8.1 | 2.08 | 59 | 45 | 215644706
BRYANT HEATING AND COOLING SYSTEMS | GH8TAN524**AA* | CAA**2517AM* | 987MC42060C17*** | 23400 | 24800 | 17.5 | 13 | 8.1 | 2.08 | 59 | 45 | 215644705
BRYANT HEATING AND COOLING SYSTEMS | 248TAN024**AA* | CAA**2517AM* | 987MC42060C17*** | 23400 | 24800 | 17.5 | 13 | 8.1 | 2.08 | 59 | 45 | 215644704
CARRIER | GH8TAN524**AA* | CAA**2517AM* | 59MN7C060C17**14 | 23400 | 24800 | 17.5 | 13 | 8.1 | 2.08 | 59 | 45 | 215644702
CARRIER | 27TPA824A**30* | CAA**2517AM* | 59MN7C060C17**14 | 23400 | 24800 | 17.5 | 13 | 8.1 | 2.08 | 59 | 45 | 215644700
TEMPSTAR | N5H8T24*K*AAA* | EA*5X25M17A* | *95CSU0601716B* | 23400 | 24800 | 17.5 | 12.5 | 8.1 | 2.1 | 59 | 45 | 215644699
MARATHERM | N5H8T24*K*AAA* | EA*5X25M17A* | *95CSU0601716B* | 23400 | 24800 | 17.5 | 12.5 | 8.1 | 2.1 | 59 | 45 | 215644697
KENMORE | N5H8T24*K*AAA* | EA*5X25M17A* | *95CSU0601716B* | 23400 | 24800 | 17.5 | 12.5 | 8.1 | 2.1 | 59 | 45 | 215644696
KEEPRITE | N5H8T24*K*AAA* | EA*5X25M17A* | *95CSU0601716B* | 23400 | 24800 | 17.5 | 12.5 | 8.1 | 2.1 | 59 | 45 | 215644694
DAY & NIGHT | N5H8T24*K*AAA* | EA*5X25M17A* | *95CSU0601716B* | 23400 | 24800 | 17.5 | 12.5 | 8.1 | 2.1 | 59 | 45 | 215644693
COMFORTMAKER | N5H8T24*K*AAA* | EA*5X25M17A* | *95CSU0601716B* | 23400 | 24800 | 17.5 | 12.5 | 8.1 | 2.1 | 59 | 45 | 215644691
ARCOAIRE | N5H8T24*K*AAA* | EA*5X25M17A* | *95CSU0601716B* | 23400 | 24800 | 17.5 | 12.5 | 8.1 | 2.1 | 59 | 45 | 215644690
AIRQUEST | N5H8T24*K*AAA* | EA*5X25M17A* | *95CSU0601716B* | 23400 | 24800 | 17.5 | 12.5 | 8.1 | 2.1 | 59 | 45 | 215644688
HEIL | N5H8T24*K*AAA* | EA*5X25M17A* | *95CSU0601716B* | 23400 | 24800 | 17.5 | 12.5 | 8.1 | 2.1 | 59 | 45 | 215644687
KEEPRITE | N5H8T24*K*AAA* | EA*5X25M17A* | *95MSU0401712A* | 23400 | 24800 | 17 | 12.5 | 8.1 | 2.08 | 59 | 45 | 215644858
DAY & NIGHT | N5H8T24*K*AAA* | EA*5X25M17A* | *95MSU0401712A* | 23400 | 24800 | 17 | 12.5 | 8.1 | 2.08 | 59 | 45 | 215644857
COMFORTMAKER | N5H8T24*K*AAA* | EA*5X25M17A* | *95MSU0401712A* | 23400 | 24800 | 17 | 12.5 | 8.1 | 2.08 | 59 | 45 | 215644855
ARCOAIRE | N5H8T24*K*AAA* | EA*5X25M17A* | *95MSU0401712A* | 23400 | 24800 | 17 | 12.5 | 8.1 | 2.08 | 59 | 45 | 215644854
AIRQUEST | N5H8T24*K*AAA* | EA*5X25M17A* | *95MSU0401712A* | 23400 | 24800 | 17 | 12.5 | 8.1 | 2.08 | 59 | 45 | 215644852
HEIL | N5H8T24*K*AAA* | EA*5X25M17A* | *95MSU0401712A* | 23400 | 24800 | 17 | 12.5 | 8.1 | 2.08 | 59 | 45 | 215644851
WEATHERMAKER | PH8TAN524**AA* | CAA**2517AM* | PG95MSUA36040B** | 23400 | 24800 | 17 | 12.5 | 8.1 | 2.08 | 59 | 45 | 215644849
BROCK | PH8TAN524**AA* | CAA**2517AM* | PG95MSUA36040B** | 23400 | 24800 | 17 | 12.5 | 8.1 | 2.08 | 59 | 45 | 215644847
PAYNE HEATING AND COOLING | PH8TAN524**AA* | CAA**2517AM* | PG95MSUA36040B** | 23400 | 24800 | 17 | 12.5 | 8.1 | 2.08 | 59 | 45 | 215644846
BRYANT HEATING AND COOLING SYSTEMS | PH8TAN524**AA* | CAA**2517AM* | 935SB36040M17*** | 23400 | 24800 | 17 | 12.5 | 8.1 | 2.08 | 59 | 45 | 215644844
BRYANT HEATING AND COOLING SYSTEMS | GH8TAN524**AA* | CAA**2517AM* | 935SB36040M17*** | 23400 | 24800 | 17 | 12.5 | 8.1 | 2.08 | 59 | 45 | 215644843
BRYANT HEATING AND COOLING SYSTEMS | 248TAN024**AA* | CAA**2517AM* | 935SB36040M17*** | 23400 | 24800 | 17 | 12.5 | 8.1 | 2.08 | 59 | 45 | 215644841
CARRIER | GH8TAN524**AA* | CAA**2517AM* | 59SU5B040M17**12 | 23400 | 24800 | 17 | 12.5 | 8.1 | 2.08 | 59 | 45 | 215644840
CARRIER | 27TPA824A**30* | CAA**2517AM* | 59SU5B040M17**12 | 23400 | 24800 | 17 | 12.5 | 8.1 | 2.08 | 59 | 45 | 215644838
TEMPSTAR | N5H8T24*K*AAA* | EA*5X25M17A* | *96VSN0801716B* | 23600 | 24800 | 17.5 | 13 | 8.1 | 2.08 | 59 | 45 | 215644837
KENMORE | N5H8T24*K*AAA* | EA*5X25M17A* | *96VSN0801716B* | 23600 | 24800 | 17.5 | 13 | 8.1 | 2.08 | 59 | 45 | 215644836
KEEPRITE | N5H8T24*K*AAA* | EA*5X25M17A* | *96VSN0801716B* | 23600 | 24800 | 17.5 | 13 | 8.1 | 2.08 | 59 | 45 | 215644834
DAY & NIGHT | N5H8T24*K*AAA* | EA*5X25M17A* | *96VSN0801716B* | 23600 | 24800 | 17.5 | 13 | 8.1 | 2.08 | 59 | 45 | 215644833
COMFORTMAKER | N5H8T24*K*AAA* | EA*5X25M17A* | *96VSN0801716B* | 23600 | 24800 | 17.5 | 13 | 8.1 | 2.08 | 59 | 45 | 215644832
ARCOAIRE | N5H8T24*K*AAA* | EA*5X25M17A* | *96VSN0801716B* | 23600 | 24800 | 17.5 | 13 | 8.1 | 2.08 | 59 | 45 | 215644830
AIRQUEST | N5H8T24*K*AAA* | EA*5X25M17A* | *96VSN0801716B* | 23600 | 24800 | 17.5 | 13 | 8.1 | 2.08 | 59 | 45 | 215644829
HEIL | N5H8T24*K*AAA* | EA*5X25M17A* | *96VSN0801716B* | 23600 | 24800 | 17.5 | 13 | 8.1 | 2.08 | 59 | 45 | 215644827
BRYANT HEATING AND COOLING SYSTEMS | PH8TAN524**AA* | CAA**2517AM* | 926SB48080V17*** | 23600 | 24800 | 17.5 | 13 | 8.1 | 2.08 | 59 | 45 | 215644826
BRYANT HEATING AND COOLING SYSTEMS | PH8TAN524**AA* | CAA**2517AM* | 935CB48060C17*** | 23400 | 24800 | 17.5 | 12.5 | 8.1 | 2.1 | 59 | 45 | 215644685
BRYANT HEATING AND COOLING SYSTEMS | GH8TAN524**AA* | CAA**2517AM* | 935CB48060C17*** | 23400 | 24800 | 17.5 | 12.5 | 8.1 | 2.1 | 59 | 45 | 215644684
BRYANT HEATING AND COOLING SYSTEMS | 248TAN024**AA* | CAA**2517AM* | 935CB48060C17*** | 23400 | 24800 | 17.5 | 12.5 | 8.1 | 2.1 | 59 | 45 | 215644682
CARRIER | GH8TAN524**AA* | CAA**2517AM* | 59CU5B060C17**16 | 23400 | 24800 | 17.5 | 12.5 | 8.1 | 2.1 | 59 | 45 | 215644681
CARRIER | 27TPA824A**30* | CAA**2517AM* | 59CU5B060C17**16 | 23400 | 24800 | 17.5 | 12.5 | 8.1 | 2.1 | 59 | 45 | 215644679
ECOTEMP | W5H8T24*K*AAA* | W5A*25M17XA* | WFET090B048A* | 23400 | 24800 | 17.5 | 13 | 8.1 | 2.1 | 59 | 45 | 215644678
GRANDAIRE | W5H8T24*K*AAA* | W5A*25M17XA* | WFET090B048A* | 23400 | 24800 | 17.5 | 13 | 8.1 | 2.1 | 59 | 45 | 215644677
WEATHERMAKER | PH8TAN524**AA* | CAA**2517AM* | PG80VTLB48090B** | 23400 | 24800 | 17.5 | 13 | 8.1 | 2.1 | 59 | 45 | 215644675
BROCK | PH8TAN524**AA* | CAA**2517AM* | PG80VTLB48090B** | 23400 | 24800 | 17.5 | 13 | 8.1 | 2.1 | 59 | 45 | 215644674
PAYNE HEATING AND COOLING | PH8TAN524**AA* | CAA**2517AM* | PG80VTLB48090B** | 23400 | 24800 | 17.5 | 13 | 8.1 | 2.1 | 59 | 45 | 215644672
BRYANT HEATING AND COOLING SYSTEMS | PH8TAN524**AA* | CAA**2517AM* | 82*TB48090V17*** | 23400 | 24800 | 17.5 | 13 | 8.1 | 2.1 | 59 | 45 | 215644670
BRYANT HEATING AND COOLING SYSTEMS | GH8TAN524**AA* | CAA**2517AM* | 82*TB48090V17*** | 23400 | 24800 | 17.5 | 13 | 8.1 | 2.1 | 59 | 45 | 215644669
BRYANT HEATING AND COOLING SYSTEMS | 248TAN024**AA* | CAA**2517AM* | 82*TB48090V17*** | 23400 | 24800 | 17.5 | 13 | 8.1 | 2.1 | 59 | 45 | 215644667
CARRIER | GH8TAN524**AA* | CAA**2517AM* | 58TP*B090V17**16 | 23400 | 24800 | 17.5 | 13 | 8.1 | 2.1 | 59 | 45 | 215644665
CARRIER | 27TPA824A**30* | CAA**2517AM* | 58TP*B090V17**16 | 23400 | 24800 | 17.5 | 13 | 8.1 | 2.1 | 59 | 45 | 215644664
TEMPSTAR | N5H8T24*K*AAA* | EA*5X25M17A* | *80VTL0701716B* | 23400 | 24800 | 17.5 | 13 | 8.1 | 2.1 | 59 | 45 | 215644662
KENMORE | N5H8T24*K*AAA* | EA*5X25M17A* | *80VTL0701716B* | 23400 | 24800 | 17.5 | 13 | 8.1 | 2.1 | 59 | 45 | 215644660
KEEPRITE | N5H8T24*K*AAA* | EA*5X25M17A* | *80VTL0701716B* | 23400 | 24800 | 17.5 | 13 | 8.1 | 2.1 | 59 | 45 | 215644659
DAY & NIGHT | N5H8T24*K*AAA* | EA*5X25M17A* | *80VTL0701716B* | 23400 | 24800 | 17.5 | 13 | 8.1 | 2.1 | 59 | 45 | 215644657
TEMPSTAR | N5H8T36*K*AAA* | EA*5X48M21A* | *80VTL1102122B* | 35200 | 38000 | 15.5 | 12 | 8.1 | 2.26 | 62 | 50 | 215639143
KENMORE | N5H8T36*K*AAA* | EA*5X48M21A* | *80VTL1102122B* | 35200 | 38000 | 15.5 | 12 | 8.1 | 2.26 | 62 | 50 | 215639142
KEEPRITE | N5H8T36*K*AAA* | EA*5X48M21A* | *80VTL1102122B* | 35200 | 38000 | 15.5 | 12 | 8.1 | 2.26 | 62 | 50 | 215639140
DAY & NIGHT | N5H8T36*K*AAA* | EA*5X48M21A* | *80VTL1102122B* | 35200 | 38000 | 15.5 | 12 | 8.1 | 2.26 | 62 | 50 | 215639139
COMFORTMAKER | N5H8T36*K*AAA* | EA*5X48M21A* | *80VTL1102122B* | 35200 | 38000 | 15.5 | 12 | 8.1 | 2.26 | 62 | 50 | 215639137
AIRQUEST | N5H8T36*K*AAA* | EA*5X48M21A* | *80VTL1102122B* | 35200 | 38000 | 15.5 | 12 | 8.1 | 2.26 | 62 | 50 | 215639134
BRYANT HEATING AND COOLING SYSTEMS | 248TAN036**AA* | CAA**4821AM* | 82*TB66110V21*** | 35200 | 38000 | 15.5 | 12 | 8.1 | 2.26 | 62 | 50 | 215639124
HEIL | N5H8T36*K*AAA* | EA*5X48M21A* | *80VTL1102122B* | 35200 | 38000 | 15.5 | 12 | 8.1 | 2.26 | 62 | 50 | 215639133
WEATHERMAKER | PH8TAN536**AA* | CAA**4821AM* | PG80VTLB66110C** | 35200 | 38000 | 15.5 | 12 | 8.1 | 2.26 | 62 | 50 | 215639131
BROCK | PH8TAN536**AA* | CAA**4821AM* | PG80VTLB66110C** | 35200 | 38000 | 15.5 | 12 | 8.1 | 2.26 | 62 | 50 | 215639130
PAYNE HEATING AND COOLING | PH8TAN536**AA* | CAA**4821AM* | PG80VTLB66110C** | 35200 | 38000 | 15.5 | 12 | 8.1 | 2.26 | 62 | 50 | 215639128
BRYANT HEATING AND COOLING SYSTEMS | PH8TAN536**AA* | CAA**4821AM* | 82*TB66110V21*** | 35200 | 38000 | 15.5 | 12 | 8.1 | 2.26 | 62 | 50 | 215639127
BRYANT HEATING AND COOLING SYSTEMS | GH8TAN536**AA* | CAA**4821AM* | 82*TB66110V21*** | 35200 | 38000 | 15.5 | 12 | 8.1 | 2.26 | 62 | 50 | 215639125
CARRIER | GH8TAN536**AA* | CAA**4821AM* | 58TP*B110V21**22 | 35200 | 38000 | 15.5 | 12 | 8.1 | 2.26 | 62 | 50 | 215639122
CARRIER | 27TPA836A**30* | CAA**4821AM* | 58TP*B110V21**22 | 35200 | 38000 | 15.5 | 12 | 8.1 | 2.26 | 62 | 50 | 215639121
BROCK | PH8TAN536**AA* | CAA**4821AM* | PG80VTLB60090C** | 35200 | 38000 | 15.5 | 11.7 | 8.1 | 2.26 | 63 | 51 | 215639106
TEMPSTAR | N5H8T36*K*AAA* | EA*5X48M21A* | *80VTL0902120B* | 35200 | 38000 | 15.5 | 11.7 | 8.1 | 2.26 | 63 | 51 | 215639119
KENMORE | N5H8T36*K*AAA* | EA*5X48M21A* | *80VTL0902120B* | 35200 | 38000 | 15.5 | 11.7 | 8.1 | 2.26 | 63 | 51 | 215639118
KEEPRITE | N5H8T36*K*AAA* | EA*5X48M21A* | *80VTL0902120B* | 35200 | 38000 | 15.5 | 11.7 | 8.1 | 2.26 | 63 | 51 | 215639116
DAY & NIGHT | N5H8T36*K*AAA* | EA*5X48M21A* | *80VTL0902120B* | 35200 | 38000 | 15.5 | 11.7 | 8.1 | 2.26 | 63 | 51 | 215639115
COMFORTMAKER | N5H8T36*K*AAA* | EA*5X48M21A* | *80VTL0902120B* | 35200 | 38000 | 15.5 | 11.7 | 8.1 | 2.26 | 63 | 51 | 215639113
ARCOAIRE | N5H8T36*K*AAA* | EA*5X48M21A* | *80VTL0902120B* | 35200 | 38000 | 15.5 | 11.7 | 8.1 | 2.26 | 63 | 51 | 215639112
AIRQUEST | N5H8T36*K*AAA* | EA*5X48M21A* | *80VTL0902120B* | 35200 | 38000 | 15.5 | 11.7 | 8.1 | 2.26 | 63 | 51 | 215639110
HEIL | N5H8T36*K*AAA* | EA*5X48M21A* | *80VTL0902120B* | 35200 | 38000 | 15.5 | 11.7 | 8.1 | 2.26 | 63 | 51 | 215639108
WEATHERMAKER | PH8TAN536**AA* | CAA**4821AM* | PG80VTLB60090C** | 35200 | 38000 | 15.5 | 11.7 | 8.1 | 2.26 | 63 | 51 | 215639107
PAYNE HEATING AND COOLING | PH8TAN536**AA* | CAA**4821AM* | PG80VTLB60090C** | 35200 | 38000 | 15.5 | 11.7 | 8.1 | 2.26 | 63 | 51 | 215639104
BRYANT HEATING AND COOLING SYSTEMS | PH8TAN536**AA* | CAA**4821AM* | 82*TB60090V21*** | 35200 | 38000 | 15.5 | 11.7 | 8.1 | 2.26 | 63 | 51 | 215639103
BROCK | PH8TAN536**AA* | CAA**4821AM* | PG80VTLB48090B** | 35000 | 38000 | 15.2 | 11.7 | 8.1 | 2.26 | 62 | 50 | 215639091
BRYANT HEATING AND COOLING SYSTEMS | GH8TAN536**AA* | CAA**4821AM* | 82*TB60090V21*** | 35200 | 38000 | 15.5 | 11.7 | 8.1 | 2.26 | 63 | 51 | 215639101
BRYANT HEATING AND COOLING SYSTEMS | 248TAN036**AA* | CAA**4821AM* | 82*TB60090V21*** | 35200 | 38000 | 15.5 | 11.7 | 8.1 | 2.26 | 63 | 51 | 215639100
CARRIER | GH8TAN536**AA* | CAA**4821AM* | 58TP*B090V21**20 | 35200 | 38000 | 15.5 | 11.7 | 8.1 | 2.26 | 63 | 51 | 215639098
CARRIER | 27TPA836A**30* | CAA**4821AM* | 58TP*B090V21**20 | 35200 | 38000 | 15.5 | 11.7 | 8.1 | 2.26 | 63 | 51 | 215639097
ECOTEMP | W5H8T36*K*AAA* | W5A*48M21XA* | WFET090B048A* | 35000 | 38000 | 15.2 | 11.7 | 8.1 | 2.26 | 62 | 50 | 215639095
GRANDAIRE | W5H8T36*K*AAA* | W5A*48M21XA* | WFET090B048A* | 35000 | 38000 | 15.2 | 11.7 | 8.1 | 2.26 | 62 | 50 | 215639094
WEATHERMAKER | PH8TAN536**AA* | CAA**4821AM* | PG80VTLB48090B** | 35000 | 38000 | 15.2 | 11.7 | 8.1 | 2.26 | 62 | 50 | 215639092
PAYNE HEATING AND COOLING | PH8TAN536**AA* | CAA**4821AM* | PG80VTLB48090B** | 35000 | 38000 | 15.2 | 11.7 | 8.1 | 2.26 | 62 | 50 | 215639089
TEMPSTAR | N5H8T36*K*AAA* | EA*5X48M21A* | *80VTL0701716B* | 35000 | 38000 | 15.2 | 11.7 | 8.1 | 2.24 | 63 | 51 | 215639081
BRYANT HEATING AND COOLING SYSTEMS | PH8TAN536**AA* | CAA**4821AM* | 82*TB48090V17*** | 35000 | 38000 | 15.2 | 11.7 | 8.1 | 2.26 | 62 | 50 | 215639088
BRYANT HEATING AND COOLING SYSTEMS | GH8TAN536**AA* | CAA**4821AM* | 82*TB48090V17*** | 35000 | 38000 | 15.2 | 11.7 | 8.1 | 2.26 | 62 | 50 | 215639087
BRYANT HEATING AND COOLING SYSTEMS | 248TAN036**AA* | CAA**4821AM* | 82*TB48090V17*** | 35000 | 38000 | 15.2 | 11.7 | 8.1 | 2.26 | 62 | 50 | 215639085
CARRIER | GH8TAN536**AA* | CAA**4821AM* | 58TP*B090V17**16 | 35000 | 38000 | 15.2 | 11.7 | 8.1 | 2.26 | 62 | 50 | 215639084
CARRIER | 27TPA836A**30* | CAA**4821AM* | 58TP*B090V17**16 | 35000 | 38000 | 15.2 | 11.7 | 8.1 | 2.26 | 62 | 50 | 215639082
KENMORE | N5H8T36*K*AAA* | EA*5X48M21A* | *80VTL0701716B* | 35000 | 38000 | 15.2 | 11.7 | 8.1 | 2.24 | 63 | 51 | 215639080
KEEPRITE | N5H8T36*K*AAA* | EA*5X48M21A* | *80VTL0701716B* | 35000 | 38000 | 15.2 | 11.7 | 8.1 | 2.24 | 63 | 51 | 215639078
DAY & NIGHT | N5H8T36*K*AAA* | EA*5X48M21A* | *80VTL0701716B* | 35000 | 38000 | 15.2 | 11.7 | 8.1 | 2.24 | 63 | 51 | 215639077
COMFORTMAKER | N5H8T36*K*AAA* | EA*5X48M21A* | *80VTL0701716B* | 35000 | 38000 | 15.2 | 11.7 | 8.1 | 2.24 | 63 | 51 | 215639075
ARCOAIRE | N5H8T36*K*AAA* | EA*5X48M21A* | *80VTL0701716B* | 35000 | 38000 | 15.2 | 11.7 | 8.1 | 2.24 | 63 | 51 | 215639074
AIRQUEST | N5H8T36*K*AAA* | EA*5X48M21A* | *80VTL0701716B* | 35000 | 38000 | 15.2 | 11.7 | 8.1 | 2.24 | 63 | 51 | 215639073
HEIL | N5H8T36*K*AAA* | EA*5X48M21A* | *80VTL0701716B* | 35000 | 38000 | 15.2 | 11.7 | 8.1 | 2.24 | 63 | 51 | 215639071
WEATHERMAKER | PH8TAN536**AA* | CAA**4821AM* | PG80VTLB48070B** | 35000 | 38000 | 15.2 | 11.7 | 8.1 | 2.24 | 63 | 51 | 215639070
BROCK | PH8TAN536**AA* | CAA**4821AM* | PG80VTLB48070B** | 35000 | 38000 | 15.2 | 11.7 | 8.1 | 2.24 | 63 | 51 | 215639068
PAYNE HEATING AND COOLING | PH8TAN536**AA* | CAA**4821AM* | PG80VTLB48070B** | 35000 | 38000 | 15.2 | 11.7 | 8.1 | 2.24 | 63 | 51 | 215639067
BRYANT HEATING AND COOLING SYSTEMS | PH8TAN536**AA* | CAA**4821AM* | 82*TB48070V17*** | 35000 | 38000 | 15.2 | 11.7 | 8.1 | 2.24 | 63 | 51 | 215639066
BRYANT HEATING AND COOLING SYSTEMS | GH8TAN536**AA* | CAA**4821AM* | 82*TB48070V17*** | 35000 | 38000 | 15.2 | 11.7 | 8.1 | 2.24 | 63 | 51 | 215639064
BRYANT HEATING AND COOLING SYSTEMS | 248TAN036**AA* | CAA**4821AM* | 82*TB48070V17*** | 35000 | 38000 | 15.2 | 11.7 | 8.1 | 2.24 | 63 | 51 | 215639063
CARRIER | GH8TAN536**AA* | CAA**4821AM* | 58TP*B070V17**16 | 35000 | 38000 | 15.2 | 11.7 | 8.1 | 2.24 | 63 | 51 | 215639061
CARRIER | 27TPA836A**30* | CAA**4821AM* | 58TP*B070V17**16 | 35000 | 38000 | 15.2 | 11.7 | 8.1 | 2.24 | 63 | 51 | 215639060
TEMPSTAR | N5H8T36*K*AAA* | EA*5X48M21A* | *80CTL1102120B* | 35200 | 38000 | 15.5 | 12 | 8.1 | 2.26 | 62 | 50 | 215639059
MARATHERM | N5H8T36*K*AAA* | EA*5X48M21A* | *80CTL1102120B* | 35200 | 38000 | 15.5 | 12 | 8.1 | 2.26 | 62 | 50 | 215639057
KENMORE | N5H8T36*K*AAA* | EA*5X48M21A* | *80CTL1102120B* | 35200 | 38000 | 15.5 | 12 | 8.1 | 2.26 | 62 | 50 | 215639056
KEEPRITE | N5H8T36*K*AAA* | EA*5X48M21A* | *80CTL1102120B* | 35200 | 38000 | 15.5 | 12 | 8.1 | 2.26 | 62 | 50 | 215639054
DAY & NIGHT | N5H8T36*K*AAA* | EA*5X48M21A* | *80CTL1102120B* | 35200 | 38000 | 15.5 | 12 | 8.1 | 2.26 | 62 | 50 | 215639053
COMFORTMAKER | N5H8T36*K*AAA* | EA*5X48M21A* | *80CTL1102120B* | 35200 | 38000 | 15.5 | 12 | 8.1 | 2.26 | 62 | 50 | 215639052
ARCOAIRE | N5H8T36*K*AAA* | EA*5X48M21A* | *80CTL1102120B* | 35200 | 38000 | 15.5 | 12 | 8.1 | 2.26 | 62 | 50 | 215639050
MARATHERM | N5H8T36*K*AAA* | EA*5X43M21A* | *95CSU0601716B* | 35600 | 38500 | 15.2 | 11.7 | 8.1 | 2.24 | 62 | 50 | 215638079
KENMORE | N5H8T36*K*AAA* | EA*5X43M21A* | *95CSU0601716B* | 35600 | 38500 | 15.2 | 11.7 | 8.1 | 2.24 | 62 | 50 | 215638078
KEEPRITE | N5H8T36*K*AAA* | EA*5X43M21A* | *95CSU0601716B* | 35600 | 38500 | 15.2 | 11.7 | 8.1 | 2.24 | 62 | 50 | 215638076
DAY & NIGHT | N5H8T36*K*AAA* | EA*5X43M21A* | *95CSU0601716B* | 35600 | 38500 | 15.2 | 11.7 | 8.1 | 2.24 | 62 | 50 | 215638075
COMFORTMAKER | N5H8T36*K*AAA* | EA*5X43M21A* | *95CSU0601716B* | 35600 | 38500 | 15.2 | 11.7 | 8.1 | 2.24 | 62 | 50 | 215638073
ARCOAIRE | N5H8T36*K*AAA* | EA*5X43M21A* | *95CSU0601716B* | 35600 | 38500 | 15.2 | 11.7 | 8.1 | 2.24 | 62 | 50 | 215638071
AIRQUEST | N5H8T36*K*AAA* | EA*5X43M21A* | *95CSU0601716B* | 35600 | 38500 | 15.2 | 11.7 | 8.1 | 2.24 | 62 | 50 | 215638070
HEIL | N5H8T36*K*AAA* | EA*5X43M21A* | *95CSU0601716B* | 35600 | 38500 | 15.2 | 11.7 | 8.1 | 2.24 | 62 | 50 | 215638068
BRYANT HEATING AND COOLING SYSTEMS | PH8TAN536**AA* | CAA**4321AM* | 935CB48060C17*** | 35600 | 38500 | 15.2 | 11.7 | 8.1 | 2.24 | 62 | 50 | 215638066
BRYANT HEATING AND COOLING SYSTEMS | GH8TAN536**AA* | CAA**4321AM* | 935CB48060C17*** | 35600 | 38500 | 15.2 | 11.7 | 8.1 | 2.24 | 62 | 50 | 215638065
CARRIER | GH8TAN536**AA* | CAA**4321AM* | 59CU5B060C17**16 | 35600 | 38500 | 15.2 | 11.7 | 8.1 | 2.24 | 62 | 50 | 215638062
CARRIER | 27TPA836A**30* | CAA**4321AM* | 59CU5B060C17**16 | 35600 | 38500 | 15.2 | 11.7 | 8.1 | 2.24 | 62 | 50 | 215638060
BRYANT HEATING AND COOLING SYSTEMS | 248TAN036**AA* | CAA**4321AM* | 935CB48060C17*** | 35600 | 38500 | 15.2 | 11.7 | 8.1 | 2.24 | 62 | 50 | 215638063
ECOTEMP | W5H8T36*K*AAA* | W5A*43M21XA* | WFET110C066A* | 35800 | 38000 | 15.5 | 12 | 8.1 | 2.4 | 63 | 51 | 215638058
GRANDAIRE | W5H8T36*K*AAA* | W5A*43M21XA* | WFET110C066A* | 35800 | 38000 | 15.5 | 12 | 8.1 | 2.4 | 63 | 51 | 215638056
TEMPSTAR | N5H8T36*K*AAA* | EA*5X43M21A* | *80VTL1102122B* | 35800 | 38000 | 15.5 | 12 | 8.1 | 2.4 | 63 | 51 | 215638055
KENMORE | N5H8T36*K*AAA* | EA*5X43M21A* | *80VTL1102122B* | 35800 | 38000 | 15.5 | 12 | 8.1 | 2.4 | 63 | 51 | 215638053
KEEPRITE | N5H8T36*K*AAA* | EA*5X43M21A* | *80VTL1102122B* | 35800 | 38000 | 15.5 | 12 | 8.1 | 2.4 | 63 | 51 | 215638052
DAY & NIGHT | N5H8T36*K*AAA* | EA*5X43M21A* | *80VTL1102122B* | 35800 | 38000 | 15.5 | 12 | 8.1 | 2.4 | 63 | 51 | 215638050
COMFORTMAKER | N5H8T36*K*AAA* | EA*5X43M21A* | *80VTL1102122B* | 35800 | 38000 | 15.5 | 12 | 8.1 | 2.4 | 63 | 51 | 215638049
ARCOAIRE | N5H8T36*K*AAA* | EA*5X43M21A* | *80VTL1102122B* | 35800 | 38000 | 15.5 | 12 | 8.1 | 2.4 | 63 | 51 | 215638047
AIRQUEST | N5H8T36*K*AAA* | EA*5X43M21A* | *80VTL1102122B* | 35800 | 38000 | 15.5 | 12 | 8.1 | 2.4 | 63 | 51 | 215638046
HEIL | N5H8T36*K*AAA* | EA*5X43M21A* | *80VTL1102122B* | 35800 | 38000 | 15.5 | 12 | 8.1 | 2.4 | 63 | 51 | 215638044
BRYANT HEATING AND COOLING SYSTEMS | PH8TAN536**AA* | CAA**4321AM* | 926SB60080V21*** | 35800 | 38500 | 15.5 | 11.7 | 8.1 | 2.26 | 62 | 50 | 215638273
BRYANT HEATING AND COOLING SYSTEMS | GH8TAN536**AA* | CAA**4321AM* | 926SB60080V21*** | 35800 | 38500 | 15.5 | 11.7 | 8.1 | 2.26 | 62 | 50 | 215638272
BRYANT HEATING AND COOLING SYSTEMS | 248TAN036**AA* | CAA**4321AM* | 926SB60080V21*** | 35800 | 38500 | 15.5 | 11.7 | 8.1 | 2.26 | 62 | 50 | 215638270
CARRIER | GH8TAN536**AA* | CAA**4321AM* | 59SP6B080V21**20 | 35800 | 38500 | 15.5 | 11.7 | 8.1 | 2.26 | 62 | 50 | 215638269
CARRIER | 27TPA836A**30* | CAA**4321AM* | 59SP6B080V21**20 | 35800 | 38500 | 15.5 | 11.7 | 8.1 | 2.26 | 62 | 50 | 215638267
TEMPSTAR | N5H8T36*K*AAA* | EA*5X43M21A* | *96VSN0801716B* | 35600 | 38500 | 15.2 | 11.7 | 8.1 | 2.24 | 63 | 51 | 215638266
KENMORE | N5H8T36*K*AAA* | EA*5X43M21A* | *96VSN0801716B* | 35600 | 38500 | 15.2 | 11.7 | 8.1 | 2.24 | 63 | 51 | 215638264
KEEPRITE | N5H8T36*K*AAA* | EA*5X43M21A* | *96VSN0801716B* | 35600 | 38500 | 15.2 | 11.7 | 8.1 | 2.24 | 63 | 51 | 215638263
DAY & NIGHT | N5H8T36*K*AAA* | EA*5X43M21A* | *96VSN0801716B* | 35600 | 38500 | 15.2 | 11.7 | 8.1 | 2.24 | 63 | 51 | 215638261
COMFORTMAKER | N5H8T36*K*AAA* | EA*5X43M21A* | *96VSN0801716B* | 35600 | 38500 | 15.2 | 11.7 | 8.1 | 2.24 | 63 | 51 | 215638260
ARCOAIRE | N5H8T36*K*AAA* | EA*5X43M21A* | *96VSN0801716B* | 35600 | 38500 | 15.2 | 11.7 | 8.1 | 2.24 | 63 | 51 | 215638258
AIRQUEST | N5H8T36*K*AAA* | EA*5X43M21A* | *96VSN0801716B* | 35600 | 38500 | 15.2 | 11.7 | 8.1 | 2.24 | 63 | 51 | 215638257
HEIL | N5H8T36*K*AAA* | EA*5X43M21A* | *96VSN0801716B* | 35600 | 38500 | 15.2 | 11.7 | 8.1 | 2.24 | 63 | 51 | 215638255
BRYANT HEATING AND COOLING SYSTEMS | PH8TAN536**AA* | CAA**4321AM* | 926SB48080V17*** | 35600 | 38500 | 15.2 | 11.7 | 8.1 | 2.24 | 63 | 51 | 215638254
BRYANT HEATING AND COOLING SYSTEMS | GH8TAN536**AA* | CAA**4321AM* | 926SB48080V17*** | 35600 | 38500 | 15.2 | 11.7 | 8.1 | 2.24 | 63 | 51 | 215638252
BRYANT HEATING AND COOLING SYSTEMS | 248TAN036**AA* | CAA**4321AM* | 926SB48080V17*** | 35600 | 38500 | 15.2 | 11.7 | 8.1 | 2.24 | 63 | 51 | 215638251
CARRIER | GH8TAN536**AA* | CAA**4321AM* | 59SP6B080V17**16 | 35600 | 38500 | 15.2 | 11.7 | 8.1 | 2.24 | 63 | 51 | 215638249
CARRIER | 27TPA836A**30* | CAA**4321AM* | 59SP6B080V17**16 | 35600 | 38500 | 15.2 | 11.7 | 8.1 | 2.24 | 63 | 51 | 215638248
TEMPSTAR | N5H8T36*K*AAA* | EA*5X43M21A* | *97CMN1002122B* | 35800 | 38500 | 15.5 | 12 | 8.1 | 2.24 | 62 | 50 | 215638228
MARATHERM | N5H8T36*K*AAA* | EA*5X43M21A* | *97CMN1002122B* | 35800 | 38500 | 15.5 | 12 | 8.1 | 2.24 | 62 | 50 | 215638226
KENMORE | N5H8T36*K*AAA* | EA*5X43M21A* | *97CMN1002122B* | 35800 | 38500 | 15.5 | 12 | 8.1 | 2.24 | 62 | 50 | 215638225
KEEPRITE | N5H8T36*K*AAA* | EA*5X43M21A* | *97CMN1002122B* | 35800 | 38500 | 15.5 | 12 | 8.1 | 2.24 | 62 | 50 | 215638223
DAY & NIGHT | N5H8T36*K*AAA* | EA*5X43M21A* | *97CMN1002122B* | 35800 | 38500 | 15.5 | 12 | 8.1 | 2.24 | 62 | 50 | 215638222
COMFORTMAKER | N5H8T36*K*AAA* | EA*5X43M21A* | *97CMN1002122B* | 35800 | 38500 | 15.5 | 12 | 8.1 | 2.24 | 62 | 50 | 215638221
ARCOAIRE | N5H8T36*K*AAA* | EA*5X43M21A* | *97CMN1002122B* | 35800 | 38500 | 15.5 | 12 | 8.1 | 2.24 | 62 | 50 | 215638219
AIRQUEST | N5H8T36*K*AAA* | EA*5X43M21A* | *97CMN1002122B* | 35800 | 38500 | 15.5 | 12 | 8.1 | 2.24 | 62 | 50 | 215638218
HEIL | N5H8T36*K*AAA* | EA*5X43M21A* | *97CMN1002122B* | 35800 | 38500 | 15.5 | 12 | 8.1 | 2.24 | 62 | 50 | 215638216
BRYANT HEATING AND COOLING SYSTEMS | PH8TAN536**AA* | CAA**4321AM* | 987MC66100C21*** | 35800 | 38500 | 15.5 | 12 | 8.1 | 2.24 | 62 | 50 | 215638215
GRANDAIRE | W5H8T36*K*AAA* | W5SH48M12XA* | WFEU080C060B* | 35800 | 38000 | 15.2 | 12 | 8.1 | 2.26 | 62 | 50 | 215642212
ECOTEMP | W5H8T36*K*AAA* | W5SH48M12XA* | WFEU080C060B* | 35800 | 38000 | 15.2 | 12 | 8.1 | 2.26 | 62 | 50 | 215642213
MARATHERM | N5H8T36*K*AAA* | ESH5X48M12A* | *80MSU0802120A* | 35800 | 38000 | 15.2 | 12 | 8.1 | 2.26 | 62 | 50 | 215642209
TEMPSTAR | N5H8T36*K*AAA* | ESH5X48M12A* | *80MSU0802120A* | 35800 | 38000 | 15.2 | 12 | 8.1 | 2.26 | 62 | 50 | 215642211
BRYANT HEATING AND COOLING SYSTEMS | PH8TAN524**AA* | CAA**3617AM* | 926SB48080V17*** | 22800 | 24400 | 17 | 12.5 | 8.1 | 2.06 | 59 | 45 | 215646630
BRYANT HEATING AND COOLING SYSTEMS | GH8TAN524**AA* | CAA**3617AM* | 926SB48080V17*** | 22800 | 24400 | 17 | 12.5 | 8.1 | 2.06 | 59 | 45 | 215646629
BRYANT HEATING AND COOLING SYSTEMS | 248TAN024**AA* | CAA**3617AM* | 926SB48080V17*** | 22800 | 24400 | 17 | 12.5 | 8.1 | 2.06 | 59 | 45 | 215646628
CARRIER | GH8TAN524**AA* | CAA**3617AM* | 59SP6B080V17**16 | 22800 | 24400 | 17 | 12.5 | 8.1 | 2.06 | 59 | 45 | 215646626
CARRIER | 27TPA824A**30* | CAA**3617AM* | 59SP6B080V17**16 | 22800 | 24400 | 17 | 12.5 | 8.1 | 2.06 | 59 | 45 | 215646625
TEMPSTAR | N5H8T24*K*AAA* | EA*5X36M17A* | *96VSN0601716B* | 22800 | 24600 | 17 | 12.5 | 8.1 | 2.06 | 59 | 45 | 215646623
KENMORE | N5H8T24*K*AAA* | EA*5X36M17A* | *96VSN0601716B* | 22800 | 24600 | 17 | 12.5 | 8.1 | 2.06 | 59 | 45 | 215646621
KEEPRITE | N5H8T24*K*AAA* | EA*5X36M17A* | *96VSN0601716B* | 22800 | 24600 | 17 | 12.5 | 8.1 | 2.06 | 59 | 45 | 215646620
DAY & NIGHT | N5H8T24*K*AAA* | EA*5X36M17A* | *96VSN0601716B* | 22800 | 24600 | 17 | 12.5 | 8.1 | 2.06 | 59 | 45 | 215646619
COMFORTMAKER | N5H8T24*K*AAA* | EA*5X36M17A* | *96VSN0601716B* | 22800 | 24600 | 17 | 12.5 | 8.1 | 2.06 | 59 | 45 | 215646617
ARCOAIRE | N5H8T24*K*AAA* | EA*5X36M17A* | *96VSN0601716B* | 22800 | 24600 | 17 | 12.5 | 8.1 | 2.06 | 59 | 45 | 215646616
AIRQUEST | N5H8T24*K*AAA* | EA*5X36M17A* | *96VSN0601716B* | 22800 | 24600 | 17 | 12.5 | 8.1 | 2.06 | 59 | 45 | 215646614
HEIL | N5H8T24*K*AAA* | EA*5X36M17A* | *96VSN0601716B* | 22800 | 24600 | 17 | 12.5 | 8.1 | 2.06 | 59 | 45 | 215646613
BRYANT HEATING AND COOLING SYSTEMS | PH8TAN524**AA* | CAA**3617AM* | 926SB48060V17*** | 22800 | 24600 | 17 | 12.5 | 8.1 | 2.06 | 59 | 45 | 215646611
BRYANT HEATING AND COOLING SYSTEMS | GH8TAN524**AA* | CAA**3617AM* | 926SB48060V17*** | 22800 | 24600 | 17 | 12.5 | 8.1 | 2.06 | 59 | 45 | 215646610
BRYANT HEATING AND COOLING SYSTEMS | 248TAN024**AA* | CAA**3617AM* | 926SB48060V17*** | 22800 | 24600 | 17 | 12.5 | 8.1 | 2.06 | 59 | 45 | 215646609
CARRIER | GH8TAN524**AA* | CAA**3617AM* | 59SP6B060V17**16 | 22800 | 24600 | 17 | 12.5 | 8.1 | 2.06 | 59 | 45 | 215646607
CARRIER | 27TPA824A**30* | CAA**3617AM* | 59SP6B060V17**16 | 22800 | 24600 | 17 | 12.5 | 8.1 | 2.06 | 59 | 45 | 215646606
TEMPSTAR | N5H8T24*K*AAA* | EA*5X36M17A* | *96VSN0601412B* | 22800 | 24600 | 16.5 | 12.5 | 8.1 | 2.04 | 59 | 45 | 215646604
KENMORE | N5H8T24*K*AAA* | EA*5X36M17A* | *96VSN0601412B* | 22800 | 24600 | 16.5 | 12.5 | 8.1 | 2.04 | 59 | 45 | 215646602
KEEPRITE | N5H8T24*K*AAA* | EA*5X36M17A* | *96VSN0601412B* | 22800 | 24600 | 16.5 | 12.5 | 8.1 | 2.04 | 59 | 45 | 215646601
DAY & NIGHT | N5H8T24*K*AAA* | EA*5X36M17A* | *96VSN0601412B* | 22800 | 24600 | 16.5 | 12.5 | 8.1 | 2.04 | 59 | 45 | 215646599
COMFORTMAKER | N5H8T24*K*AAA* | EA*5X36M17A* | *96VSN0601412B* | 22800 | 24600 | 16.5 | 12.5 | 8.1 | 2.04 | 59 | 45 | 215646598
ARCOAIRE | N5H8T24*K*AAA* | EA*5X36M17A* | *96VSN0601412B* | 22800 | 24600 | 16.5 | 12.5 | 8.1 | 2.04 | 59 | 45 | 215646596
AIRQUEST | N5H8T24*K*AAA* | EA*5X36M17A* | *96VSN0601412B* | 22800 | 24600 | 16.5 | 12.5 | 8.1 | 2.04 | 59 | 45 | 215646595
HEIL | N5H8T24*K*AAA* | EA*5X36M17A* | *96VSN0601412B* | 22800 | 24600 | 16.5 | 12.5 | 8.1 | 2.04 | 59 | 45 | 215646593
BRYANT HEATING AND COOLING SYSTEMS | PH8TAN524**AA* | CAA**3617AM* | 926SB36060V14*** | 22800 | 24600 | 16.5 | 12.5 | 8.1 | 2.04 | 59 | 45 | 215646592
BRYANT HEATING AND COOLING SYSTEMS | GH8TAN524**AA* | CAA**3617AM* | 926SB36060V14*** | 22800 | 24600 | 16.5 | 12.5 | 8.1 | 2.04 | 59 | 45 | 215646590
BRYANT HEATING AND COOLING SYSTEMS | 248TAN024**AA* | CAA**3617AM* | 926SB36060V14*** | 22800 | 24600 | 16.5 | 12.5 | 8.1 | 2.04 | 59 | 45 | 215646588
CARRIER | GH8TAN524**AA* | CAA**3617AM* | 59SP6B060V14**12 | 22800 | 24600 | 16.5 | 12.5 | 8.1 | 2.04 | 59 | 45 | 215646587
CARRIER | 27TPA824A**30* | CAA**3617AM* | 59SP6B060V14**12 | 22800 | 24600 | 16.5 | 12.5 | 8.1 | 2.04 | 59 | 45 | 215646585
TEMPSTAR | N5H8T24*K*AAA* | EA*5X36M17A* | *96VSN0401712B* | 22600 | 24600 | 16.5 | 12 | 8.1 | 2.02 | 59 | 45 | 215646584
KENMORE | N5H8T24*K*AAA* | EA*5X36M17A* | *96VSN0401712B* | 22600 | 24600 | 16.5 | 12 | 8.1 | 2.02 | 59 | 45 | 215646582
KEEPRITE | N5H8T24*K*AAA* | EA*5X36M17A* | *96VSN0401712B* | 22600 | 24600 | 16.5 | 12 | 8.1 | 2.02 | 59 | 45 | 215646581
DAY & NIGHT | N5H8T24*K*AAA* | EA*5X36M17A* | *96VSN0401712B* | 22600 | 24600 | 16.5 | 12 | 8.1 | 2.02 | 59 | 45 | 215646579
COMFORTMAKER | N5H8T24*K*AAA* | EA*5X36M17A* | *96VSN0401712B* | 22600 | 24600 | 16.5 | 12 | 8.1 | 2.02 | 59 | 45 | 215646578
ARCOAIRE | N5H8T24*K*AAA* | EA*5X36M17A* | *96VSN0401712B* | 22600 | 24600 | 16.5 | 12 | 8.1 | 2.02 | 59 | 45 | 215646576
AIRQUEST | N5H8T24*K*AAA* | EA*5X36M17A* | *96VSN0401712B* | 22600 | 24600 | 16.5 | 12 | 8.1 | 2.02 | 59 | 45 | 215646575
HEIL | N5H8T24*K*AAA* | EA*5X36M17A* | *96VSN0401712B* | 22600 | 24600 | 16.5 | 12 | 8.1 | 2.02 | 59 | 45 | 215646573
BRYANT HEATING AND COOLING SYSTEMS | PH8TAN524**AA* | CAA**3617AM* | 926SB36040V17*** | 22600 | 24600 | 16.5 | 12 | 8.1 | 2.02 | 59 | 45 | 215646572
BRYANT HEATING AND COOLING SYSTEMS | GH8TAN524**AA* | CAA**3617AM* | 926SB36040V17*** | 22600 | 24600 | 16.5 | 12 | 8.1 | 2.02 | 59 | 45 | 215646570
BRYANT HEATING AND COOLING SYSTEMS | 248TAN024**AA* | CAA**3617AM* | 926SB36040V17*** | 22600 | 24600 | 16.5 | 12 | 8.1 | 2.02 | 59 | 45 | 215646569
CARRIER | GH8TAN524**AA* | CAA**3617AM* | 59SP6B040V17**12 | 22600 | 24600 | 16.5 | 12 | 8.1 | 2.02 | 59 | 45 | 215646568
CARRIER | 27TPA824A**30* | CAA**3617AM* | 59SP6B040V17**12 | 22600 | 24600 | 16.5 | 12 | 8.1 | 2.02 | 59 | 45 | 215646566
TEMPSTAR | N5H8T24*K*AAA* | EA*5X36M17A* | *97CMN0801714B* | 22800 | 24400 | 17 | 12.5 | 8.1 | 2.06 | 59 | 45 | 215646546
MARATHERM | N5H8T24*K*AAA* | EA*5X36M17A* | *97CMN0801714B* | 22800 | 24400 | 17 | 12.5 | 8.1 | 2.06 | 59 | 45 | 215646545
KENMORE | N5H8T24*K*AAA* | EA*5X36M17A* | *97CMN0801714B* | 22800 | 24400 | 17 | 12.5 | 8.1 | 2.06 | 59 | 45 | 215646544
KEEPRITE | N5H8T24*K*AAA* | EA*5X36M17A* | *97CMN0801714B* | 22800 | 24400 | 17 | 12.5 | 8.1 | 2.06 | 59 | 45 | 215646542
BRYANT HEATING AND COOLING SYSTEMS | GH8TAN524**AA* | CAA**3617AM* | 986TD42060C17*** | 22800 | 24600 | 17 | 12.5 | 8.1 | 2.06 | 59 | 45 | 215646722
BRYANT HEATING AND COOLING SYSTEMS | 248TAN024**AA* | CAA**3617AM* | 986TD42060C17*** | 22800 | 24600 | 17 | 12.5 | 8.1 | 2.06 | 59 | 45 | 215646721
CARRIER | GH8TAN524**AA* | CAA**3617AM* | 59TN6C060C17**14 | 22800 | 24600 | 17 | 12.5 | 8.1 | 2.06 | 59 | 45 | 215646720
AIRQUEST | N5H8T24*K*AAA* | EA*5X25M17A* | *96VSN0601412B* | 23400 | 24800 | 17 | 12.5 | 8.1 | 2.08 | 59 | 45 | 215644791
ARCOAIRE | N5H8T24*K*AAA* | EA*5X25M17A* | *96VSN0601412B* | 23400 | 24800 | 17 | 12.5 | 8.1 | 2.08 | 59 | 45 | 215644792
COMFORTMAKER | N5H8T24*K*AAA* | EA*5X25M17A* | *96VSN0601412B* | 23400 | 24800 | 17 | 12.5 | 8.1 | 2.08 | 59 | 45 | 215644794
DAY & NIGHT | N5H8T24*K*AAA* | EA*5X25M17A* | *96VSN0601412B* | 23400 | 24800 | 17 | 12.5 | 8.1 | 2.08 | 59 | 45 | 215644795
KEEPRITE | N5H8T24*K*AAA* | EA*5X25M17A* | *96VSN0601412B* | 23400 | 24800 | 17 | 12.5 | 8.1 | 2.08 | 59 | 45 | 215644796
KENMORE | N5H8T24*K*AAA* | EA*5X25M17A* | *96VSN0601412B* | 23400 | 24800 | 17 | 12.5 | 8.1 | 2.08 | 59 | 45 | 215644798
TEMPSTAR | N5H8T24*K*AAA* | EA*5X25M17A* | *96VSN0601412B* | 23400 | 24800 | 17 | 12.5 | 8.1 | 2.08 | 59 | 45 | 215644799
CARRIER | 27TPA824A**30* | CAA**2517AM* | 59SP6B060V17**16 | 23600 | 24800 | 17.5 | 13 | 8.1 | 2.08 | 59 | 45 | 215644801
CARRIER | GH8TAN524**AA* | CAA**2517AM* | 59SP6B060V17**16 | 23600 | 24800 | 17.5 | 13 | 8.1 | 2.08 | 59 | 45 | 215644802
BRYANT HEATING AND COOLING SYSTEMS | 248TAN024**AA* | CAA**2517AM* | 926SB48060V17*** | 23600 | 24800 | 17.5 | 13 | 8.1 | 2.08 | 59 | 45 | 215644804
BRYANT HEATING AND COOLING SYSTEMS | GH8TAN524**AA* | CAA**2517AM* | 926SB48060V17*** | 23600 | 24800 | 17.5 | 13 | 8.1 | 2.08 | 59 | 45 | 215644805
BRYANT HEATING AND COOLING SYSTEMS | PH8TAN524**AA* | CAA**2517AM* | 926SB48060V17*** | 23600 | 24800 | 17.5 | 13 | 8.1 | 2.08 | 59 | 45 | 215644807
HEIL | N5H8T24*K*AAA* | EA*5X25M17A* | *96VSN0601716B* | 23600 | 24800 | 17.5 | 13 | 8.1 | 2.08 | 59 | 45 | 215644808
AIRQUEST | N5H8T24*K*AAA* | EA*5X25M17A* | *96VSN0601716B* | 23600 | 24800 | 17.5 | 13 | 8.1 | 2.08 | 59 | 45 | 215644810
ARCOAIRE | N5H8T24*K*AAA* | EA*5X25M17A* | *96VSN0601716B* | 23600 | 24800 | 17.5 | 13 | 8.1 | 2.08 | 59 | 45 | 215644811
COMFORTMAKER | N5H8T24*K*AAA* | EA*5X25M17A* | *96VSN0601716B* | 23600 | 24800 | 17.5 | 13 | 8.1 | 2.08 | 59 | 45 | 215644812
DAY & NIGHT | N5H8T24*K*AAA* | EA*5X25M17A* | *96VSN0601716B* | 23600 | 24800 | 17.5 | 13 | 8.1 | 2.08 | 59 | 45 | 215644814
KENMORE | N5H8T36*K*AAA* | EA*5X42M21A* | *80MSU0401712A* | 34400 | 37600 | 15.2 | 11.5 | 8.1 | 2.22 | 63 | 50 | 215636593
MARATHERM | N5H8T36*K*AAA* | EA*5X42M21A* | *80MSU0401712A* | 34400 | 37600 | 15.2 | 11.5 | 8.1 | 2.22 | 63 | 50 | 215636594
BRYANT HEATING AND COOLING SYSTEMS | GH8TAN536**AA* | CAA**4221AM* | 83*SB48060M17*** | 34400 | 37600 | 15.2 | 11.7 | 8.1 | 2.24 | 62 | 50 | 215636607
BRYANT HEATING AND COOLING SYSTEMS | PH8TAN536**AA* | CAA**4221AM* | 83*SB48060M17*** | 34400 | 37600 | 15.2 | 11.7 | 8.1 | 2.24 | 62 | 50 | 215636609
WEATHERMAKER | PH8TAN536**AA* | CAA**4221AM* | PG80MSUA48060B** | 34400 | 37600 | 15.2 | 11.7 | 8.1 | 2.24 | 62 | 50 | 215636614
HEIL | N5H8T36*K*AAA* | EA*5X42M21A* | *80MSU0601716A* | 34400 | 37600 | 15.2 | 11.7 | 8.1 | 2.24 | 62 | 50 | 215636616
BRYANT HEATING AND COOLING SYSTEMS | 248TAN036**AA* | CAA**4221AM* | 83*SB48060M17*** | 34400 | 37600 | 15.2 | 11.7 | 8.1 | 2.24 | 62 | 50 | 215636606
CARRIER | GH8TAN536**AA* | CAA**4221AM* | 58SU*B060M17**16 | 34400 | 37600 | 15.2 | 11.7 | 8.1 | 2.24 | 62 | 50 | 215636604
TEMPSTAR | N5H8T36*K*AAA* | EA*5X42M21A* | *80MSU0401712A* | 34400 | 37600 | 15.2 | 11.5 | 8.1 | 2.22 | 63 | 50 | 215636597
GRANDAIRE | W5H8T36*K*AAA* | W5A*42M21XA* | WFEU040B036B* | 34400 | 37600 | 15.2 | 11.5 | 8.1 | 2.22 | 63 | 50 | 215636598
ECOTEMP | W5H8T36*K*AAA* | W5A*42M21XA* | WFEU040B036B* | 34400 | 37600 | 15.2 | 11.5 | 8.1 | 2.22 | 63 | 50 | 215636600
CARRIER | 27TPA836A**30* | CAA**4221AM* | 58SU*B060M17**16 | 34400 | 37600 | 15.2 | 11.7 | 8.1 | 2.24 | 62 | 50 | 215636602
PAYNE HEATING AND COOLING | PH8TAN536**AA* | CAA**4221AM* | PG80MSUA48060B** | 34400 | 37600 | 15.2 | 11.7 | 8.1 | 2.24 | 62 | 50 | 215636611
BROCK | PH8TAN536**AA* | CAA**4221AM* | PG80MSUA48060B** | 34400 | 37600 | 15.2 | 11.7 | 8.1 | 2.24 | 62 | 50 | 215636612
AIRQUEST | N5H8T36*K*AAA* | EA*5X42M21A* | *80MSU0601716A* | 34400 | 37600 | 15.2 | 11.7 | 8.1 | 2.24 | 62 | 50 | 215636618
ARCOAIRE | N5H8T36*K*AAA* | EA*5X42M21A* | *80MSU0601716A* | 34400 | 37600 | 15.2 | 11.7 | 8.1 | 2.24 | 62 | 50 | 215636620
COMFORTMAKER | N5H8T36*K*AAA* | EA*5X42M21A* | *80MSU0601716A* | 34400 | 37600 | 15.2 | 11.7 | 8.1 | 2.24 | 62 | 50 | 215636622
DAY & NIGHT | N5H8T36*K*AAA* | EA*5X42M21A* | *80MSU0601716A* | 34400 | 37600 | 15.2 | 11.7 | 8.1 | 2.24 | 62 | 50 | 215636624
KEEPRITE | N5H8T36*K*AAA* | EA*5X42M21A* | *80MSU0601716A* | 34400 | 37600 | 15.2 | 11.7 | 8.1 | 2.24 | 62 | 50 | 215636625
BRYANT HEATING AND COOLING SYSTEMS | 248TAN036**AA* | CAA**4221AM* | 83*SB60100M21*** | 34600 | 38000 | 15.2 | 11.5 | 8.1 | 2.22 | 62 | 50 | 215636672
BRYANT HEATING AND COOLING SYSTEMS | GH8TAN536**AA* | CAA**4221AM* | 83*SB60100M21*** | 34600 | 38000 | 15.2 | 11.5 | 8.1 | 2.22 | 62 | 50 | 215636673
KENMORE | N5H8T36*K*AAA* | EA*5X42M21A* | *80MSU0601716A* | 34400 | 37600 | 15.2 | 11.7 | 8.1 | 2.24 | 62 | 50 | 215636627
MARATHERM | N5H8T36*K*AAA* | EA*5X42M21A* | *80MSU0601716A* | 34400 | 37600 | 15.2 | 11.7 | 8.1 | 2.24 | 62 | 50 | 215636629
TEMPSTAR | N5H8T36*K*AAA* | EA*5X42M21A* | *80MSU0601716A* | 34400 | 37600 | 15.2 | 11.7 | 8.1 | 2.24 | 62 | 50 | 215636630
GRANDAIRE | W5H8T36*K*AAA* | W5A*42M21XA* | WFEU060B048B* | 34400 | 37600 | 15.2 | 11.7 | 8.1 | 2.24 | 62 | 50 | 215636632
COMFORTMAKER | N5H8T36*K*AAA* | EA*5X42M21A* | *80MSU0802120A* | 34600 | 37600 | 15.5 | 12 | 8.1 | 2.24 | 62 | 50 | 215636655
DAY & NIGHT | N5H8T36*K*AAA* | EA*5X42M21A* | *80MSU0802120A* | 34600 | 37600 | 15.5 | 12 | 8.1 | 2.24 | 62 | 50 | 215636657
KEEPRITE | N5H8T36*K*AAA* | EA*5X42M21A* | *80MSU0802120A* | 34600 | 37600 | 15.5 | 12 | 8.1 | 2.24 | 62 | 50 | 215636658
KENMORE | N5H8T36*K*AAA* | EA*5X42M21A* | *80MSU0802120A* | 34600 | 37600 | 15.5 | 12 | 8.1 | 2.24 | 62 | 50 | 215636660
MARATHERM | N5H8T36*K*AAA* | EA*5X42M21A* | *80MSU0802120A* | 34600 | 37600 | 15.5 | 12 | 8.1 | 2.24 | 62 | 50 | 215636662
TEMPSTAR | N5H8T36*K*AAA* | EA*5X42M21A* | *80MSU0802120A* | 34600 | 37600 | 15.5 | 12 | 8.1 | 2.24 | 62 | 50 | 215636663
GRANDAIRE | W5H8T36*K*AAA* | W5A*42M21XA* | WFEU080C060B* | 34600 | 37600 | 15.5 | 12 | 8.1 | 2.24 | 62 | 50 | 215636665
BRYANT HEATING AND COOLING SYSTEMS | PH8TAN536**AA* | CAA**4221AM* | 83*SB60100M21*** | 34600 | 38000 | 15.2 | 11.5 | 8.1 | 2.22 | 62 | 50 | 215636675
PAYNE HEATING AND COOLING | PH8TAN536**AA* | CAA**4221AM* | PG80MSUA60100C** | 34600 | 38000 | 15.2 | 11.5 | 8.1 | 2.22 | 62 | 50 | 215636677
ECOTEMP | W5H8T36*K*AAA* | W5A*42M21XA* | WFEU060B048B* | 34400 | 37600 | 15.2 | 11.7 | 8.1 | 2.24 | 62 | 50 | 215636634
CARRIER | 27TPA836A**30* | CAA**4221AM* | 58SU*B080M21**20 | 34600 | 37600 | 15.5 | 12 | 8.1 | 2.24 | 62 | 50 | 215636636
CARRIER | GH8TAN536**AA* | CAA**4221AM* | 58SU*B080M21**20 | 34600 | 37600 | 15.5 | 12 | 8.1 | 2.24 | 62 | 50 | 215636638
BRYANT HEATING AND COOLING SYSTEMS | 248TAN036**AA* | CAA**4221AM* | 83*SB60080M21*** | 34600 | 37600 | 15.5 | 12 | 8.1 | 2.24 | 62 | 50 | 215636639
BRYANT HEATING AND COOLING SYSTEMS | GH8TAN536**AA* | CAA**4221AM* | 83*SB60080M21*** | 34600 | 37600 | 15.5 | 12 | 8.1 | 2.24 | 62 | 50 | 215636641
BRYANT HEATING AND COOLING SYSTEMS | PH8TAN536**AA* | CAA**4221AM* | 83*SB60080M21*** | 34600 | 37600 | 15.5 | 12 | 8.1 | 2.24 | 62 | 50 | 215636643
PAYNE HEATING AND COOLING | PH8TAN536**AA* | CAA**4221AM* | PG80MSUA60080C** | 34600 | 37600 | 15.5 | 12 | 8.1 | 2.24 | 62 | 50 | 215636645
BROCK | PH8TAN536**AA* | CAA**4221AM* | PG80MSUA60080C** | 34600 | 37600 | 15.5 | 12 | 8.1 | 2.24 | 62 | 50 | 215636647
WEATHERMAKER | PH8TAN536**AA* | CAA**4221AM* | PG80MSUA60080C** | 34600 | 37600 | 15.5 | 12 | 8.1 | 2.24 | 62 | 50 | 215636648
HEIL | N5H8T36*K*AAA* | EA*5X42M21A* | *80MSU0802120A* | 34600 | 37600 | 15.5 | 12 | 8.1 | 2.24 | 62 | 50 | 215636650
AIRQUEST | N5H8T36*K*AAA* | EA*5X42M21A* | *80MSU0802120A* | 34600 | 37600 | 15.5 | 12 | 8.1 | 2.24 | 62 | 50 | 215636652
ARCOAIRE | N5H8T36*K*AAA* | EA*5X42M21A* | *80MSU0802120A* | 34600 | 37600 | 15.5 | 12 | 8.1 | 2.24 | 62 | 50 | 215636653
BROCK | PH8TAN536**AA* | CAA**4221AM* | PG80MSUA60100C** | 34600 | 38000 | 15.2 | 11.5 | 8.1 | 2.22 | 62 | 50 | 215636678
WEATHERMAKER | PH8TAN536**AA* | CAA**4221AM* | PG80MSUA60100C** | 34600 | 38000 | 15.2 | 11.5 | 8.1 | 2.22 | 62 | 50 | 215636680
ECOTEMP | W5H8T36*K*AAA* | W5A*42M21XA* | WFEU080C060B* | 34600 | 37600 | 15.5 | 12 | 8.1 | 2.24 | 62 | 50 | 215636667
CARRIER | 27TPA836A**30* | CAA**4221AM* | 58SU*B100M21**20 | 34600 | 38000 | 15.2 | 11.5 | 8.1 | 2.22 | 62 | 50 | 215636669
CARRIER | GH8TAN536**AA* | CAA**4221AM* | 58SU*B100M21**20 | 34600 | 38000 | 15.2 | 11.5 | 8.1 | 2.22 | 62 | 50 | 215636670
HEIL | N5H8T36*K*AAA* | EA*5X42M21A* | *80MSU1002120A* | 34600 | 38000 | 15.2 | 11.5 | 8.1 | 2.22 | 62 | 50 | 215636682
AIRQUEST | N5H8T36*K*AAA* | EA*5X42M21A* | *80MSU1002120A* | 34600 | 38000 | 15.2 | 11.5 | 8.1 | 2.22 | 62 | 50 | 215636684
ARCOAIRE | N5H8T36*K*AAA* | EA*5X42M21A* | *80MSU1002120A* | 34600 | 38000 | 15.2 | 11.5 | 8.1 | 2.22 | 62 | 50 | 215636685
COMFORTMAKER | N5H8T36*K*AAA* | EA*5X42M21A* | *80MSU1002120A* | 34600 | 38000 | 15.2 | 11.5 | 8.1 | 2.22 | 62 | 50 | 215636687
DAY & NIGHT | N5H8T36*K*AAA* | EA*5X42M21A* | *80MSU1002120A* | 34600 | 38000 | 15.2 | 11.5 | 8.1 | 2.22 | 62 | 50 | 215636688
KEEPRITE | N5H8T36*K*AAA* | EA*5X42M21A* | *80MSU1002120A* | 34600 | 38000 | 15.2 | 11.5 | 8.1 | 2.22 | 62 | 50 | 215636690
KENMORE | N5H8T36*K*AAA* | EA*5X42M21A* | *80MSU1002120A* | 34600 | 38000 | 15.2 | 11.5 | 8.1 | 2.22 | 62 | 50 | 215636692
MARATHERM | N5H8T36*K*AAA* | EA*5X42M21A* | *80MSU1002120A* | 34600 | 38000 | 15.2 | 11.5 | 8.1 | 2.22 | 62 | 50 | 215636693
TEMPSTAR | N5H8T36*K*AAA* | EA*5X42M21A* | *80MSU1002120A* | 34600 | 38000 | 15.2 | 11.5 | 8.1 | 2.22 | 62 | 50 | 215636695
GRANDAIRE | W5H8T36*K*AAA* | W5A*42M21XA* | WFEU100C060B* | 34600 | 38000 | 15.2 | 11.5 | 8.1 | 2.22 | 62 | 50 | 215636696
ECOTEMP | W5H8T36*K*AAA* | W5A*42M21XA* | WFEU100C060B* | 34600 | 38000 | 15.2 | 11.5 | 8.1 | 2.22 | 62 | 50 | 215636698
CARRIER | 27TPA824A**30* | CAA**3017AM* | 58SP*B090V17**16 | 22800 | 24600 | 17 | 12.5 | 8.1 | 2.04 | 59 | 45 | 215645461
CARRIER | GH8TAN524**AA* | CAA**3017AM* | 58SP*B090V17**16 | 22800 | 24600 | 17 | 12.5 | 8.1 | 2.04 | 59 | 45 | 215645462
BRYANT HEATING AND COOLING SYSTEMS | 248TAN024**AA* | CAA**3017AM* | 82*SB48090V17*** | 22800 | 24600 | 17 | 12.5 | 8.1 | 2.04 | 59 | 45 | 215645464
BRYANT HEATING AND COOLING SYSTEMS | GH8TAN524**AA* | CAA**3017AM* | 82*SB48090V17*** | 22800 | 24600 | 17 | 12.5 | 8.1 | 2.04 | 59 | 45 | 215645465
BRYANT HEATING AND COOLING SYSTEMS | PH8TAN524**AA* | CAA**3017AM* | 82*SB48090V17*** | 22800 | 24600 | 17 | 12.5 | 8.1 | 2.04 | 59 | 45 | 215645467
HEIL | N5H8T24*K*AAA* | EA*5X30M17A* | *80VSL0901716B* | 22800 | 24600 | 17 | 12.5 | 8.1 | 2.04 | 59 | 45 | 215645469
AIRQUEST | N5H8T24*K*AAA* | EA*5X30M17A* | *80VSL0901716B* | 22800 | 24600 | 17 | 12.5 | 8.1 | 2.04 | 59 | 45 | 215645470
ARCOAIRE | N5H8T24*K*AAA* | EA*5X30M17A* | *80VSL0901716B* | 22800 | 24600 | 17 | 12.5 | 8.1 | 2.04 | 59 | 45 | 215645471
COMFORTMAKER | N5H8T24*K*AAA* | EA*5X30M17A* | *80VSL0901716B* | 22800 | 24600 | 17 | 12.5 | 8.1 | 2.04 | 59 | 45 | 215645473
DAY & NIGHT | N5H8T24*K*AAA* | EA*5X30M17A* | *80VSL0901716B* | 22800 | 24600 | 17 | 12.5 | 8.1 | 2.04 | 59 | 45 | 215645474
KEEPRITE | N5H8T24*K*AAA* | EA*5X30M17A* | *80VSL0901716B* | 22800 | 24600 | 17 | 12.5 | 8.1 | 2.04 | 59 | 45 | 215645476
KENMORE | N5H8T24*K*AAA* | EA*5X30M17A* | *80VSL0901716B* | 22800 | 24600 | 17 | 12.5 | 8.1 | 2.04 | 59 | 45 | 215645477
TEMPSTAR | N5H8T24*K*AAA* | EA*5X30M17A* | *80VSL0901716B* | 22800 | 24600 | 17 | 12.5 | 8.1 | 2.04 | 59 | 45 | 215645479
KENMORE | N5H8T24*K*AAA* | EA*5X30M14A* | *96VTN0601412B* | 22400 | 24400 | 16.5 | 12.5 | 8.1 | 2.04 | 59 | 45 | 215645376
TEMPSTAR | N5H8T24*K*AAA* | EA*5X30M14A* | *96VTN0601412B* | 22400 | 24400 | 16.5 | 12.5 | 8.1 | 2.04 | 59 | 45 | 215645377
CARRIER | 27TPA824A**30* | CAA**3017AM* | 58SP*B045V14**12 | 22800 | 24400 | 17 | 12.5 | 8.1 | 2.06 | 59 | 45 | 215645400
CARRIER | GH8TAN524**AA* | CAA**3017AM* | 58SP*B045V14**12 | 22800 | 24400 | 17 | 12.5 | 8.1 | 2.06 | 59 | 45 | 215645402
BRYANT HEATING AND COOLING SYSTEMS | 248TAN024**AA* | CAA**3017AM* | 82*SB36045V14*** | 22800 | 24400 | 17 | 12.5 | 8.1 | 2.06 | 59 | 45 | 215645403
BRYANT HEATING AND COOLING SYSTEMS | GH8TAN524**AA* | CAA**3017AM* | 82*SB36045V14*** | 22800 | 24400 | 17 | 12.5 | 8.1 | 2.06 | 59 | 45 | 215645405
BRYANT HEATING AND COOLING SYSTEMS | PH8TAN524**AA* | CAA**3017AM* | 82*SB36045V14*** | 22800 | 24400 | 17 | 12.5 | 8.1 | 2.06 | 59 | 45 | 215645406
HEIL | N5H8T24*K*AAA* | EA*5X30M17A* | *80VSL0451412B* | 22800 | 24400 | 17 | 12.5 | 8.1 | 2.06 | 59 | 45 | 215645408
AIRQUEST | N5H8T24*K*AAA* | EA*5X30M17A* | *80VSL0451412B* | 22800 | 24400 | 17 | 12.5 | 8.1 | 2.06 | 59 | 45 | 215645409
ARCOAIRE | N5H8T24*K*AAA* | EA*5X30M17A* | *80VSL0451412B* | 22800 | 24400 | 17 | 12.5 | 8.1 | 2.06 | 59 | 45 | 215645411
COMFORTMAKER | N5H8T24*K*AAA* | EA*5X30M17A* | *80VSL0451412B* | 22800 | 24400 | 17 | 12.5 | 8.1 | 2.06 | 59 | 45 | 215645412
DAY & NIGHT | N5H8T24*K*AAA* | EA*5X30M17A* | *80VSL0451412B* | 22800 | 24400 | 17 | 12.5 | 8.1 | 2.06 | 59 | 45 | 215645414
KEEPRITE | N5H8T24*K*AAA* | EA*5X30M17A* | *80VSL0451412B* | 22800 | 24400 | 17 | 12.5 | 8.1 | 2.06 | 59 | 45 | 215645415
KENMORE | N5H8T24*K*AAA* | EA*5X30M17A* | *80VSL0451412B* | 22800 | 24400 | 17 | 12.5 | 8.1 | 2.06 | 59 | 45 | 215645417
TEMPSTAR | N5H8T24*K*AAA* | EA*5X30M17A* | *80VSL0451412B* | 22800 | 24400 | 17 | 12.5 | 8.1 | 2.06 | 59 | 45 | 215645418
CARRIER | 27TPA824A**30* | CAA**3017AM* | 58SP*B070V14**12 | 22800 | 24400 | 17 | 12.5 | 8.1 | 2.06 | 59 | 45 | 215645420
CARRIER | GH8TAN524**AA* | CAA**3017AM* | 58SP*B070V14**12 | 22800 | 24400 | 17 | 12.5 | 8.1 | 2.06 | 59 | 45 | 215645421
BRYANT HEATING AND COOLING SYSTEMS | 248TAN024**AA* | CAA**3017AM* | 82*SB36070V14*** | 22800 | 24400 | 17 | 12.5 | 8.1 | 2.06 | 59 | 45 | 215645422
BRYANT HEATING AND COOLING SYSTEMS | GH8TAN524**AA* | CAA**3017AM* | 82*SB36070V14*** | 22800 | 24400 | 17 | 12.5 | 8.1 | 2.06 | 59 | 45 | 215645424
BRYANT HEATING AND COOLING SYSTEMS | PH8TAN524**AA* | CAA**3017AM* | 82*SB36070V14*** | 22800 | 24400 | 17 | 12.5 | 8.1 | 2.06 | 59 | 45 | 215645426
HEIL | N5H8T24*K*AAA* | EA*5X30M17A* | *80VSL0701412B* | 22800 | 24400 | 17 | 12.5 | 8.1 | 2.06 | 59 | 45 | 215645427
AIRQUEST | N5H8T24*K*AAA* | EA*5X30M17A* | *80VSL0701412B* | 22800 | 24400 | 17 | 12.5 | 8.1 | 2.06 | 59 | 45 | 215645429
MARATHERM | N5H8T36*K*AAA* | EA*5X42M21A* | *95MSU1002120A* | 34400 | 37600 | 15.2 | 11.7 | 8.1 | 2.24 | 62 | 50 | 215637317
TEMPSTAR | N5H8T36*K*AAA* | EA*5X42M21A* | *95MSU1002120A* | 34400 | 37600 | 15.2 | 11.7 | 8.1 | 2.24 | 62 | 50 | 215637318
ECOTEMP | W5H8T36*K*AAA* | W5A*42M21XA* | WFSU100C060B* | 34400 | 37600 | 15.2 | 11.7 | 8.1 | 2.24 | 62 | 50 | 215637321
CARRIER | 27TPA836A**30* | CAA**4221AM* | 59SU5B100M21**22 | 34600 | 37600 | 15.2 | 11.7 | 8.1 | 2.24 | 62 | 50 | 215637323
CARRIER | GH8TAN536**AA* | CAA**4221AM* | 59SU5B100M21**22 | 34600 | 37600 | 15.2 | 11.7 | 8.1 | 2.24 | 62 | 50 | 215637324
BRYANT HEATING AND COOLING SYSTEMS | 248TAN036**AA* | CAA**4221AM* | 935SB66100M21*** | 34600 | 37600 | 15.2 | 11.7 | 8.1 | 2.24 | 62 | 50 | 215637326
BRYANT HEATING AND COOLING SYSTEMS | GH8TAN536**AA* | CAA**4221AM* | 935SB66100M21*** | 34600 | 37600 | 15.2 | 11.7 | 8.1 | 2.24 | 62 | 50 | 215637328
MARATHERM | N5H8T36*K*AAA* | EA*5X42M21A* | *95MSU1002122A* | 34600 | 37600 | 15.2 | 11.7 | 8.1 | 2.24 | 62 | 50 | 215637342
TEMPSTAR | N5H8T36*K*AAA* | EA*5X42M21A* | *95MSU1002122A* | 34600 | 37600 | 15.2 | 11.7 | 8.1 | 2.24 | 62 | 50 | 215637344
BRYANT HEATING AND COOLING SYSTEMS | PH8TAN536**AA* | CAA**4221AM* | 935SB66100M21*** | 34600 | 37600 | 15.2 | 11.7 | 8.1 | 2.24 | 62 | 50 | 215637330
HEIL | N5H8T36*K*AAA* | EA*5X42M21A* | *95MSU1002122A* | 34600 | 37600 | 15.2 | 11.7 | 8.1 | 2.24 | 62 | 50 | 215637331
AIRQUEST | N5H8T36*K*AAA* | EA*5X42M21A* | *95MSU1002122A* | 34600 | 37600 | 15.2 | 11.7 | 8.1 | 2.24 | 62 | 50 | 215637333
ARCOAIRE | N5H8T36*K*AAA* | EA*5X42M21A* | *95MSU1002122A* | 34600 | 37600 | 15.2 | 11.7 | 8.1 | 2.24 | 62 | 50 | 215637334
COMFORTMAKER | N5H8T36*K*AAA* | EA*5X42M21A* | *95MSU1002122A* | 34600 | 37600 | 15.2 | 11.7 | 8.1 | 2.24 | 62 | 50 | 215637336
HEIL | N5H8T36*K*AAA* | EA*5X43M21A* | *80VSL1102122B* | 35800 | 38000 | 15.5 | 12 | 8.1 | 2.4 | 63 | 51 | 215637719
AIRQUEST | N5H8T36*K*AAA* | EA*5X43M21A* | *80VSL1102122B* | 35800 | 38000 | 15.5 | 12 | 8.1 | 2.4 | 63 | 51 | 215637720
ARCOAIRE | N5H8T36*K*AAA* | EA*5X43M21A* | *80VSL1102122B* | 35800 | 38000 | 15.5 | 12 | 8.1 | 2.4 | 63 | 51 | 215637722
COMFORTMAKER | N5H8T36*K*AAA* | EA*5X43M21A* | *80VSL1102122B* | 35800 | 38000 | 15.5 | 12 | 8.1 | 2.4 | 63 | 51 | 215637723
DAY & NIGHT | N5H8T36*K*AAA* | EA*5X43M21A* | *80VSL1102122B* | 35800 | 38000 | 15.5 | 12 | 8.1 | 2.4 | 63 | 51 | 215637725
KEEPRITE | N5H8T36*K*AAA* | EA*5X43M21A* | *80VSL1102122B* | 35800 | 38000 | 15.5 | 12 | 8.1 | 2.4 | 63 | 51 | 215637726
KENMORE | N5H8T36*K*AAA* | EA*5X43M21A* | *80VSL1102122B* | 35800 | 38000 | 15.5 | 12 | 8.1 | 2.4 | 63 | 51 | 215637727
TEMPSTAR | N5H8T36*K*AAA* | EA*5X43M21A* | *80VSL1102122B* | 35800 | 38000 | 15.5 | 12 | 8.1 | 2.4 | 63 | 51 | 215637729
CARRIER | 27TPA836A**30* | CAA**4321AM* | 58SU*B040M17**12 | 35800 | 38500 | 15.5 | 12 | 8.1 | 2.24 | 62 | 50 | 215637730
CARRIER | GH8TAN536**AA* | CAA**4321AM* | 58SU*B040M17**12 | 35800 | 38500 | 15.5 | 12 | 8.1 | 2.24 | 62 | 50 | 215637732
BRYANT HEATING AND COOLING SYSTEMS | 248TAN036**AA* | CAA**4321AM* | 83*SB36040M17*** | 35800 | 38500 | 15.5 | 12 | 8.1 | 2.24 | 62 | 50 | 215637733
BRYANT HEATING AND COOLING SYSTEMS | GH8TAN536**AA* | CAA**4321AM* | 83*SB36040M17*** | 35800 | 38500 | 15.5 | 12 | 8.1 | 2.24 | 62 | 50 | 215637735
BRYANT HEATING AND COOLING SYSTEMS | PH8TAN536**AA* | CAA**4321AM* | 83*SB36040M17*** | 35800 | 38500 | 15.5 | 12 | 8.1 | 2.24 | 62 | 50 | 215637736
PAYNE HEATING AND COOLING | PH8TAN536**AA* | CAA**4321AM* | PG80MSUA36040B** | 35800 | 38500 | 15.5 | 12 | 8.1 | 2.24 | 62 | 50 | 215637738
BROCK | PH8TAN536**AA* | CAA**4321AM* | PG80MSUA36040B** | 35800 | 38500 | 15.5 | 12 | 8.1 | 2.24 | 62 | 50 | 215637739
WEATHERMAKER | PH8TAN536**AA* | CAA**4321AM* | PG80MSUA36040B** | 35800 | 38500 | 15.5 | 12 | 8.1 | 2.24 | 62 | 50 | 215637741
HEIL | N5H8T36*K*AAA* | EA*5X43M21A* | *80MSU0401712A* | 35800 | 38500 | 15.5 | 12 | 8.1 | 2.24 | 62 | 50 | 215637742
AIRQUEST | N5H8T36*K*AAA* | EA*5X43M21A* | *80MSU0401712A* | 35800 | 38500 | 15.5 | 12 | 8.1 | 2.24 | 62 | 50 | 215637744
ARCOAIRE | N5H8T36*K*AAA* | EA*5X43M21A* | *80MSU0401712A* | 35800 | 38500 | 15.5 | 12 | 8.1 | 2.24 | 62 | 50 | 215637745
COMFORTMAKER | N5H8T36*K*AAA* | EA*5X43M21A* | *80MSU0401712A* | 35800 | 38500 | 15.5 | 12 | 8.1 | 2.24 | 62 | 50 | 215637747
DAY & NIGHT | N5H8T36*K*AAA* | EA*5X43M21A* | *80MSU0401712A* | 35800 | 38500 | 15.5 | 12 | 8.1 | 2.24 | 62 | 50 | 215637748
KEEPRITE | N5H8T36*K*AAA* | EA*5X43M21A* | *80MSU0401712A* | 35800 | 38500 | 15.5 | 12 | 8.1 | 2.24 | 62 | 50 | 215637749
KENMORE | N5H8T36*K*AAA* | EA*5X43M21A* | *80MSU0401712A* | 35800 | 38500 | 15.5 | 12 | 8.1 | 2.24 | 62 | 50 | 215637751
MARATHERM | N5H8T36*K*AAA* | EA*5X43M21A* | *80MSU0401712A* | 35800 | 38500 | 15.5 | 12 | 8.1 | 2.24 | 62 | 50 | 215637752
TEMPSTAR | N5H8T36*K*AAA* | EA*5X43M21A* | *80MSU0401712A* | 35800 | 38500 | 15.5 | 12 | 8.1 | 2.24 | 62 | 50 | 215637754
GRANDAIRE | W5H8T36*K*AAA* | W5A*43M21XA* | WFEU040B036B* | 35800 | 38500 | 15.5 | 12 | 8.1 | 2.24 | 62 | 50 | 215637755
ECOTEMP | W5H8T36*K*AAA* | W5A*43M21XA* | WFEU040B036B* | 35800 | 38500 | 15.5 | 12 | 8.1 | 2.24 | 62 | 50 | 215637757
CARRIER | 27TPA836A**30* | CAA**4321AM* | 58SU*B060M17**16 | 36000 | 38500 | 16 | 12 | 8.1 | 2.26 | 62 | 50 | 215637758
CARRIER | GH8TAN536**AA* | CAA**4321AM* | 58SU*B060M17**16 | 36000 | 38500 | 16 | 12 | 8.1 | 2.26 | 62 | 50 | 215637759
PAYNE HEATING AND COOLING | PH8TAN536**AA* | CSAH*4812AM* | PG80MSUA48060B** | 35600 | 38000 | 15.2 | 12 | 8.1 | 2.26 | 62 | 50 | 215642167
BROCK | PH8TAN536**AA* | CSAH*4812AM* | PG80MSUA48060B** | 35600 | 38000 | 15.2 | 12 | 8.1 | 2.26 | 62 | 50 | 215642169
WEATHERMAKER | PH8TAN536**AA* | CSAH*4812AM* | PG80MSUA48060B** | 35600 | 38000 | 15.2 | 12 | 8.1 | 2.26 | 62 | 50 | 215642170
HEIL | N5H8T36*K*AAA* | ESH5X48M12A* | *80MSU0601716A* | 35600 | 38000 | 15.2 | 12 | 8.1 | 2.26 | 62 | 50 | 215642172
AIRQUEST | N5H8T36*K*AAA* | ESH5X48M12A* | *80MSU0601716A* | 35600 | 38000 | 15.2 | 12 | 8.1 | 2.26 | 62 | 50 | 215642173
ARCOAIRE | N5H8T36*K*AAA* | ESH5X48M12A* | *80MSU0601716A* | 35600 | 38000 | 15.2 | 12 | 8.1 | 2.26 | 62 | 50 | 215642175
COMFORTMAKER | N5H8T36*K*AAA* | ESH5X48M12A* | *80MSU0601716A* | 35600 | 38000 | 15.2 | 12 | 8.1 | 2.26 | 62 | 50 | 215642176
DAY & NIGHT | N5H8T36*K*AAA* | ESH5X48M12A* | *80MSU0601716A* | 35600 | 38000 | 15.2 | 12 | 8.1 | 2.26 | 62 | 50 | 215642177
KEEPRITE | N5H8T36*K*AAA* | ESH5X48M12A* | *80MSU0601716A* | 35600 | 38000 | 15.2 | 12 | 8.1 | 2.26 | 62 | 50 | 215642179
KENMORE | N5H8T36*K*AAA* | ESH5X48M12A* | *80MSU0601716A* | 35600 | 38000 | 15.2 | 12 | 8.1 | 2.26 | 62 | 50 | 215642180
MARATHERM | N5H8T36*K*AAA* | ESH5X48M12A* | *80MSU0601716A* | 35600 | 38000 | 15.2 | 12 | 8.1 | 2.26 | 62 | 50 | 215642182
TEMPSTAR | N5H8T36*K*AAA* | ESH5X48M12A* | *80MSU0601716A* | 35600 | 38000 | 15.2 | 12 | 8.1 | 2.26 | 62 | 50 | 215642183
GRANDAIRE | W5H8T36*K*AAA* | W5SH48M12XA* | WFEU060B048B* | 35600 | 38000 | 15.2 | 12 | 8.1 | 2.26 | 62 | 50 | 215642184
ECOTEMP | W5H8T36*K*AAA* | W5SH48M12XA* | WFEU060B048B* | 35600 | 38000 | 15.2 | 12 | 8.1 | 2.26 | 62 | 50 | 215642186
CARRIER | 27TPA836A**30* | CSAH*4812AM* | 58SU*B080M21**20 | 35800 | 38000 | 15.2 | 12 | 8.1 | 2.26 | 62 | 50 | 215642187
BRYANT HEATING AND COOLING SYSTEMS | 248TAN036**AA* | CSAH*4812AM* | 83*SB60080M21*** | 35800 | 38000 | 15.2 | 12 | 8.1 | 2.26 | 62 | 50 | 215642190
CARRIER | GH8TAN536**AA* | CSAH*4812AM* | 58SU*B080M21**20 | 35800 | 38000 | 15.2 | 12 | 8.1 | 2.26 | 62 | 50 | 215642189
BRYANT HEATING AND COOLING SYSTEMS | PH8TAN536**AA* | CSAH*4812AM* | 83*SB60080M21*** | 35800 | 38000 | 15.2 | 12 | 8.1 | 2.26 | 62 | 50 | 215642193
BRYANT HEATING AND COOLING SYSTEMS | GH8TAN536**AA* | CSAH*4812AM* | 83*SB60080M21*** | 35800 | 38000 | 15.2 | 12 | 8.1 | 2.26 | 62 | 50 | 215642191
PAYNE HEATING AND COOLING | PH8TAN536**AA* | CSAH*4812AM* | PG80MSUA60080C** | 35800 | 38000 | 15.2 | 12 | 8.1 | 2.26 | 62 | 50 | 215642194
BROCK | PH8TAN536**AA* | CSAH*4812AM* | PG80MSUA60080C** | 35800 | 38000 | 15.2 | 12 | 8.1 | 2.26 | 62 | 50 | 215642196
WEATHERMAKER | PH8TAN536**AA* | CSAH*4812AM* | PG80MSUA60080C** | 35800 | 38000 | 15.2 | 12 | 8.1 | 2.26 | 62 | 50 | 215642197
HEIL | N5H8T36*K*AAA* | ESH5X48M12A* | *80MSU0802120A* | 35800 | 38000 | 15.2 | 12 | 8.1 | 2.26 | 62 | 50 | 215642199
AIRQUEST | N5H8T36*K*AAA* | ESH5X48M12A* | *80MSU0802120A* | 35800 | 38000 | 15.2 | 12 | 8.1 | 2.26 | 62 | 50 | 215642200
ARCOAIRE | N5H8T36*K*AAA* | ESH5X48M12A* | *80MSU0802120A* | 35800 | 38000 | 15.2 | 12 | 8.1 | 2.26 | 62 | 50 | 215642202
COMFORTMAKER | N5H8T36*K*AAA* | ESH5X48M12A* | *80MSU0802120A* | 35800 | 38000 | 15.2 | 12 | 8.1 | 2.26 | 62 | 50 | 215642203
DAY & NIGHT | N5H8T36*K*AAA* | ESH5X48M12A* | *80MSU0802120A* | 35800 | 38000 | 15.2 | 12 | 8.1 | 2.26 | 62 | 50 | 215642205
KEEPRITE | N5H8T36*K*AAA* | ESH5X48M12A* | *80MSU0802120A* | 35800 | 38000 | 15.2 | 12 | 8.1 | 2.26 | 62 | 50 | 215642206
KENMORE | N5H8T36*K*AAA* | ESH5X48M12A* | *80MSU0802120A* | 35800 | 38000 | 15.2 | 12 | 8.1 | 2.26 | 62 | 50 | 215642208
BRYANT HEATING AND COOLING SYSTEMS | PH8TAN524**AA* | CAA**3014AM* | 926TC36060V14*** | 22400 | 24400 | 16.5 | 12.5 | 8.1 | 2.04 | 59 | 45 | 215645362
PAYNE HEATING AND COOLING | PH8TAN524**AA* | CAA**3014AM* | PG96VTAB36060A** | 22400 | 24400 | 16.5 | 12.5 | 8.1 | 2.04 | 59 | 45 | 215645363
AIRQUEST | N5H8T24*K*AAA* | EA*5X30M14A* | *96VTN0601412B* | 22400 | 24400 | 16.5 | 12.5 | 8.1 | 2.04 | 59 | 45 | 215645369
WEATHERMAKER | PH8TAN524**AA* | CAA**3014AM* | PG96VTAB36060A** | 22400 | 24400 | 16.5 | 12.5 | 8.1 | 2.04 | 59 | 45 | 215645366
ARCOAIRE | N5H8T24*K*AAA* | EA*5X30M14A* | *96VTN0601412B* | 22400 | 24400 | 16.5 | 12.5 | 8.1 | 2.04 | 59 | 45 | 215645370
COMFORTMAKER | N5H8T24*K*AAA* | EA*5X30M14A* | *96VTN0601412B* | 22400 | 24400 | 16.5 | 12.5 | 8.1 | 2.04 | 59 | 45 | 215645371
DAY & NIGHT | N5H8T24*K*AAA* | EA*5X30M14A* | *96VTN0601412B* | 22400 | 24400 | 16.5 | 12.5 | 8.1 | 2.04 | 59 | 45 | 215645373
KEEPRITE | N5H8T24*K*AAA* | EA*5X30M14A* | *96VTN0601412B* | 22400 | 24400 | 16.5 | 12.5 | 8.1 | 2.04 | 59 | 45 | 215645375
ARCOAIRE | N5H8T24*K*AAA* | EA*5X30M17A* | *80VSL0701412B* | 22800 | 24400 | 17 | 12.5 | 8.1 | 2.06 | 59 | 45 | 215645430
COMFORTMAKER | N5H8T24*K*AAA* | EA*5X30M17A* | *80VSL0701412B* | 22800 | 24400 | 17 | 12.5 | 8.1 | 2.06 | 59 | 45 | 215645432
DAY & NIGHT | N5H8T24*K*AAA* | EA*5X30M17A* | *80VSL0701412B* | 22800 | 24400 | 17 | 12.5 | 8.1 | 2.06 | 59 | 45 | 215645433
KEEPRITE | N5H8T24*K*AAA* | EA*5X30M17A* | *80VSL0701412B* | 22800 | 24400 | 17 | 12.5 | 8.1 | 2.06 | 59 | 45 | 215645435
KENMORE | N5H8T24*K*AAA* | EA*5X30M17A* | *80VSL0701412B* | 22800 | 24400 | 17 | 12.5 | 8.1 | 2.06 | 59 | 45 | 215645436
TEMPSTAR | N5H8T24*K*AAA* | EA*5X30M17A* | *80VSL0701412B* | 22800 | 24400 | 17 | 12.5 | 8.1 | 2.06 | 59 | 45 | 215645438
CARRIER | 27TPA824A**30* | CAA**3017AM* | 58SP*B070V17**16 | 22800 | 24600 | 17 | 12.5 | 8.1 | 2.06 | 59 | 45 | 215645439
CARRIER | GH8TAN524**AA* | CAA**3017AM* | 58SP*B070V17**16 | 22800 | 24600 | 17 | 12.5 | 8.1 | 2.06 | 59 | 45 | 215645441
BRYANT HEATING AND COOLING SYSTEMS | 248TAN024**AA* | CAA**3017AM* | 82*SB48070V17*** | 22800 | 24600 | 17 | 12.5 | 8.1 | 2.06 | 59 | 45 | 215645443
BRYANT HEATING AND COOLING SYSTEMS | GH8TAN524**AA* | CAA**3017AM* | 82*SB48070V17*** | 22800 | 24600 | 17 | 12.5 | 8.1 | 2.06 | 59 | 45 | 215645444
BRYANT HEATING AND COOLING SYSTEMS | PH8TAN524**AA* | CAA**3017AM* | 82*SB48070V17*** | 22800 | 24600 | 17 | 12.5 | 8.1 | 2.06 | 59 | 45 | 215645446
HEIL | N5H8T24*K*AAA* | EA*5X30M17A* | *80VSL0701716B* | 22800 | 24600 | 17 | 12.5 | 8.1 | 2.06 | 59 | 45 | 215645448
AIRQUEST | N5H8T24*K*AAA* | EA*5X30M17A* | *80VSL0701716B* | 22800 | 24600 | 17 | 12.5 | 8.1 | 2.06 | 59 | 45 | 215645449
ARCOAIRE | N5H8T24*K*AAA* | EA*5X30M17A* | *80VSL0701716B* | 22800 | 24600 | 17 | 12.5 | 8.1 | 2.06 | 59 | 45 | 215645451
COMFORTMAKER | N5H8T24*K*AAA* | EA*5X30M17A* | *80VSL0701716B* | 22800 | 24600 | 17 | 12.5 | 8.1 | 2.06 | 59 | 45 | 215645453
DAY & NIGHT | N5H8T24*K*AAA* | EA*5X30M17A* | *80VSL0701716B* | 22800 | 24600 | 17 | 12.5 | 8.1 | 2.06 | 59 | 45 | 215645454
KEEPRITE | N5H8T24*K*AAA* | EA*5X30M17A* | *80VSL0701716B* | 22800 | 24600 | 17 | 12.5 | 8.1 | 2.06 | 59 | 45 | 215645456
KENMORE | N5H8T24*K*AAA* | EA*5X30M17A* | *80VSL0701716B* | 22800 | 24600 | 17 | 12.5 | 8.1 | 2.06 | 59 | 45 | 215645458
TEMPSTAR | N5H8T24*K*AAA* | EA*5X30M17A* | *80VSL0701716B* | 22800 | 24600 | 17 | 12.5 | 8.1 | 2.06 | 59 | 45 | 215645459
BROCK | PH8TAN536**AA* | CAA**4221AM* | PG95MSUA60100C** | 34400 | 37600 | 15.2 | 11.7 | 8.1 | 2.24 | 62 | 50 | 215637298
CARRIER | GH8TAN536**AA* | CAA**4221AM* | 59SU5B100M21**20 | 34400 | 37600 | 15.2 | 11.7 | 8.1 | 2.24 | 62 | 50 | 215637287
BRYANT HEATING AND COOLING SYSTEMS | 248TAN036**AA* | CAA**4221AM* | 935SB60100M21*** | 34400 | 37600 | 15.2 | 11.7 | 8.1 | 2.24 | 62 | 50 | 215637289
PAYNE HEATING AND COOLING | PH8TAN536**AA* | CAA**4221AM* | PG95MSUA60100C** | 34400 | 37600 | 15.2 | 11.7 | 8.1 | 2.24 | 62 | 50 | 215637296
CARRIER | 27TPA836A**30* | CAA**4221AM* | 59SU5B100M21**20 | 34400 | 37600 | 15.2 | 11.7 | 8.1 | 2.24 | 62 | 50 | 215637285
BRYANT HEATING AND COOLING SYSTEMS | GH8TAN536**AA* | CAA**4221AM* | 935SB60100M21*** | 34400 | 37600 | 15.2 | 11.7 | 8.1 | 2.24 | 62 | 50 | 215637291
BRYANT HEATING AND COOLING SYSTEMS | PH8TAN536**AA* | CAA**4221AM* | 935SB60100M21*** | 34400 | 37600 | 15.2 | 11.7 | 8.1 | 2.24 | 62 | 50 | 215637293
WEATHERMAKER | PH8TAN536**AA* | CAA**4221AM* | PG95MSUA60100C** | 34400 | 37600 | 15.2 | 11.7 | 8.1 | 2.24 | 62 | 50 | 215637299
HEIL | N5H8T36*K*AAA* | EA*5X42M21A* | *95MSU1002120A* | 34400 | 37600 | 15.2 | 11.7 | 8.1 | 2.24 | 62 | 50 | 215637302
CARRIER | 27TPA836A**30* | CAA**4221AM* | 59TN6C080C21**20 | 34600 | 37600 | 15.2 | 11.7 | 8.1 | 2.24 | 63 | 50 | 215637393
CARRIER | GH8TAN536**AA* | CAA**4221AM* | 59TN6C080C21**20 | 34600 | 37600 | 15.2 | 11.7 | 8.1 | 2.24 | 63 | 50 | 215637395
BRYANT HEATING AND COOLING SYSTEMS | 248TAN036**AA* | CAA**4221AM* | 986TD60080C21*** | 34600 | 37600 | 15.2 | 11.7 | 8.1 | 2.24 | 63 | 50 | 215637397
BRYANT HEATING AND COOLING SYSTEMS | GH8TAN536**AA* | CAA**4221AM* | 986TD60080C21*** | 34600 | 37600 | 15.2 | 11.7 | 8.1 | 2.24 | 63 | 50 | 215637398
BRYANT HEATING AND COOLING SYSTEMS | PH8TAN536**AA* | CAA**4221AM* | 986TD60080C21*** | 34600 | 37600 | 15.2 | 11.7 | 8.1 | 2.24 | 63 | 50 | 215637400
HEIL | N5H8T36*K*AAA* | EA*5X42M21A* | *96CTN0802120B* | 34600 | 37600 | 15.2 | 11.7 | 8.1 | 2.24 | 63 | 50 | 215637401
AIRQUEST | N5H8T36*K*AAA* | EA*5X42M21A* | *96CTN0802120B* | 34600 | 37600 | 15.2 | 11.7 | 8.1 | 2.24 | 63 | 50 | 215637402
ARCOAIRE | N5H8T36*K*AAA* | EA*5X42M21A* | *96CTN0802120B* | 34600 | 37600 | 15.2 | 11.7 | 8.1 | 2.24 | 63 | 50 | 215637404
COMFORTMAKER | N5H8T36*K*AAA* | EA*5X42M21A* | *96CTN0802120B* | 34600 | 37600 | 15.2 | 11.7 | 8.1 | 2.24 | 63 | 50 | 215637405
DAY & NIGHT | N5H8T36*K*AAA* | EA*5X42M21A* | *96CTN0802120B* | 34600 | 37600 | 15.2 | 11.7 | 8.1 | 2.24 | 63 | 50 | 215637406
KEEPRITE | N5H8T36*K*AAA* | EA*5X42M21A* | *96CTN0802120B* | 34600 | 37600 | 15.2 | 11.7 | 8.1 | 2.24 | 63 | 50 | 215637408
KENMORE | N5H8T36*K*AAA* | EA*5X42M21A* | *96CTN0802120B* | 34600 | 37600 | 15.2 | 11.7 | 8.1 | 2.24 | 63 | 50 | 215637409
MARATHERM | N5H8T36*K*AAA* | EA*5X42M21A* | *96CTN0802120B* | 34600 | 37600 | 15.2 | 11.7 | 8.1 | 2.24 | 63 | 50 | 215637411
TEMPSTAR | N5H8T36*K*AAA* | EA*5X42M21A* | *96CTN0802120B* | 34600 | 37600 | 15.2 | 11.7 | 8.1 | 2.24 | 63 | 50 | 215637412
AIRQUEST | N5H8T36*K*AAA* | EA*5X42M21A* | *95MSU1002120A* | 34400 | 37600 | 15.2 | 11.7 | 8.1 | 2.24 | 62 | 50 | 215637304
CARRIER | 27TPA836A**30* | CAA**4221AM* | 59TN6C100C21**22 | 34400 | 37600 | 15.2 | 11.7 | 8.1 | 2.24 | 62 | 50 | 215637413
CARRIER | GH8TAN536**AA* | CAA**4221AM* | 59TN6C100C21**22 | 34400 | 37600 | 15.2 | 11.7 | 8.1 | 2.24 | 62 | 50 | 215637415
BRYANT HEATING AND COOLING SYSTEMS | 248TAN036**AA* | CAA**4221AM* | 986TD66100C21*** | 34400 | 37600 | 15.2 | 11.7 | 8.1 | 2.24 | 62 | 50 | 215637416
BRYANT HEATING AND COOLING SYSTEMS | GH8TAN536**AA* | CAA**4221AM* | 986TD66100C21*** | 34400 | 37600 | 15.2 | 11.7 | 8.1 | 2.24 | 62 | 50 | 215637418
BRYANT HEATING AND COOLING SYSTEMS | PH8TAN536**AA* | CAA**4221AM* | 986TD66100C21*** | 34400 | 37600 | 15.2 | 11.7 | 8.1 | 2.24 | 62 | 50 | 215637419
HEIL | N5H8T36*K*AAA* | EA*5X42M21A* | *96CTN1002122B* | 34400 | 37600 | 15.2 | 11.7 | 8.1 | 2.24 | 62 | 50 | 215637420
AIRQUEST | N5H8T36*K*AAA* | EA*5X42M21A* | *96CTN1002122B* | 34400 | 37600 | 15.2 | 11.7 | 8.1 | 2.24 | 62 | 50 | 215637422
ARCOAIRE | N5H8T36*K*AAA* | EA*5X42M21A* | *96CTN1002122B* | 34400 | 37600 | 15.2 | 11.7 | 8.1 | 2.24 | 62 | 50 | 215637423
COMFORTMAKER | N5H8T36*K*AAA* | EA*5X42M21A* | *96CTN1002122B* | 34400 | 37600 | 15.2 | 11.7 | 8.1 | 2.24 | 62 | 50 | 215637424
DAY & NIGHT | N5H8T36*K*AAA* | EA*5X42M21A* | *96CTN1002122B* | 34400 | 37600 | 15.2 | 11.7 | 8.1 | 2.24 | 62 | 50 | 215637426
KEEPRITE | N5H8T36*K*AAA* | EA*5X42M21A* | *96CTN1002122B* | 34400 | 37600 | 15.2 | 11.7 | 8.1 | 2.24 | 62 | 50 | 215637427
KENMORE | N5H8T36*K*AAA* | EA*5X42M21A* | *96CTN1002122B* | 34400 | 37600 | 15.2 | 11.7 | 8.1 | 2.24 | 62 | 50 | 215637429
MARATHERM | N5H8T36*K*AAA* | EA*5X42M21A* | *96CTN1002122B* | 34400 | 37600 | 15.2 | 11.7 | 8.1 | 2.24 | 62 | 50 | 215637430
TEMPSTAR | N5H8T36*K*AAA* | EA*5X42M21A* | *96CTN1002122B* | 34400 | 37600 | 15.2 | 11.7 | 8.1 | 2.24 | 62 | 50 | 215637432
DAY & NIGHT | N5H8T36*K*AAA* | EA*5X42M21A* | *95MSU1002122A* | 34600 | 37600 | 15.2 | 11.7 | 8.1 | 2.24 | 62 | 50 | 215637338
KEEPRITE | N5H8T36*K*AAA* | EA*5X42M21A* | *95MSU1002122A* | 34600 | 37600 | 15.2 | 11.7 | 8.1 | 2.24 | 62 | 50 | 215637339
KENMORE | N5H8T36*K*AAA* | EA*5X42M21A* | *95MSU1002122A* | 34600 | 37600 | 15.2 | 11.7 | 8.1 | 2.24 | 62 | 50 | 215637341
ARCOAIRE | N5H8T36*K*AAA* | EA*5X42M21A* | *95MSU1002120A* | 34400 | 37600 | 15.2 | 11.7 | 8.1 | 2.24 | 62 | 50 | 215637306
COMFORTMAKER | N5H8T36*K*AAA* | EA*5X42M21A* | *95MSU1002120A* | 34400 | 37600 | 15.2 | 11.7 | 8.1 | 2.24 | 62 | 50 | 215637308
DAY & NIGHT | N5H8T36*K*AAA* | EA*5X42M21A* | *95MSU1002120A* | 34400 | 37600 | 15.2 | 11.7 | 8.1 | 2.24 | 62 | 50 | 215637310
KEEPRITE | N5H8T36*K*AAA* | EA*5X42M21A* | *95MSU1002120A* | 34400 | 37600 | 15.2 | 11.7 | 8.1 | 2.24 | 62 | 50 | 215637312
GRANDAIRE | W5H8T36*K*AAA* | W5A*42M21XA* | WFSU100C060B* | 34400 | 37600 | 15.2 | 11.7 | 8.1 | 2.24 | 62 | 50 | 215637320
KENMORE | N5H8T36*K*AAA* | EA*5X42M21A* | *95MSU1002120A* | 34400 | 37600 | 15.2 | 11.7 | 8.1 | 2.24 | 62 | 50 | 215637314
CARRIER | 27TPA836A**30* | CSAH*4812AM* | 58SP*B090V21**20 | 35600 | 38000 | 15.2 | 11.7 | 8.1 | 2.24 | 63 | 51 | 215642070
CARRIER | GH8TAN536**AA* | CSAH*4812AM* | 58SP*B090V21**20 | 35600 | 38000 | 15.2 | 11.7 | 8.1 | 2.24 | 63 | 51 | 215642072
BRYANT HEATING AND COOLING SYSTEMS | 248TAN036**AA* | CSAH*4812AM* | 82*SB60090V21*** | 35600 | 38000 | 15.2 | 11.7 | 8.1 | 2.24 | 63 | 51 | 215642074
BRYANT HEATING AND COOLING SYSTEMS | GH8TAN536**AA* | CSAH*4812AM* | 82*SB60090V21*** | 35600 | 38000 | 15.2 | 11.7 | 8.1 | 2.24 | 63 | 51 | 215642075
BRYANT HEATING AND COOLING SYSTEMS | PH8TAN536**AA* | CSAH*4812AM* | 82*SB60090V21*** | 35600 | 38000 | 15.2 | 11.7 | 8.1 | 2.24 | 63 | 51 | 215642077
HEIL | N5H8T36*K*AAA* | ESH5X48M12A* | *80VSL0902120B* | 35600 | 38000 | 15.2 | 11.7 | 8.1 | 2.24 | 63 | 51 | 215642078
AIRQUEST | N5H8T36*K*AAA* | ESH5X48M12A* | *80VSL0902120B* | 35600 | 38000 | 15.2 | 11.7 | 8.1 | 2.24 | 63 | 51 | 215642079
ARCOAIRE | N5H8T36*K*AAA* | ESH5X48M12A* | *80VSL0902120B* | 35600 | 38000 | 15.2 | 11.7 | 8.1 | 2.24 | 63 | 51 | 215642081
COMFORTMAKER | N5H8T36*K*AAA* | ESH5X48M12A* | *80VSL0902120B* | 35600 | 38000 | 15.2 | 11.7 | 8.1 | 2.24 | 63 | 51 | 215642083
DAY & NIGHT | N5H8T36*K*AAA* | ESH5X48M12A* | *80VSL0902120B* | 35600 | 38000 | 15.2 | 11.7 | 8.1 | 2.24 | 63 | 51 | 215642084
KEEPRITE | N5H8T36*K*AAA* | ESH5X48M12A* | *80VSL0902120B* | 35600 | 38000 | 15.2 | 11.7 | 8.1 | 2.24 | 63 | 51 | 215642086
KENMORE | N5H8T36*K*AAA* | ESH5X48M12A* | *80VSL0902120B* | 35600 | 38000 | 15.2 | 11.7 | 8.1 | 2.24 | 63 | 51 | 215642087
TEMPSTAR | N5H8T36*K*AAA* | ESH5X48M12A* | *80VSL0902120B* | 35600 | 38000 | 15.2 | 11.7 | 8.1 | 2.24 | 63 | 51 | 215642089
CARRIER | 27TPA836A**30* | CSAH*4812AM* | 58SP*B110V21**22 | 35600 | 38000 | 15.2 | 12 | 8.1 | 2.26 | 62 | 50 | 215642090
CARRIER | GH8TAN536**AA* | CSAH*4812AM* | 58SP*B110V21**22 | 35600 | 38000 | 15.2 | 12 | 8.1 | 2.26 | 62 | 50 | 215642092
BRYANT HEATING AND COOLING SYSTEMS | 248TAN036**AA* | CSAH*4812AM* | 82*SB66110V21*** | 35600 | 38000 | 15.2 | 12 | 8.1 | 2.26 | 62 | 50 | 215642093
BRYANT HEATING AND COOLING SYSTEMS | GH8TAN536**AA* | CSAH*4812AM* | 82*SB66110V21*** | 35600 | 38000 | 15.2 | 12 | 8.1 | 2.26 | 62 | 50 | 215642095
BRYANT HEATING AND COOLING SYSTEMS | PH8TAN536**AA* | CSAH*4812AM* | 82*SB66110V21*** | 35600 | 38000 | 15.2 | 12 | 8.1 | 2.26 | 62 | 50 | 215642096
HEIL | N5H8T36*K*AAA* | ESH5X48M12A* | *80VSL1102122B* | 35600 | 38000 | 15.2 | 12 | 8.1 | 2.26 | 62 | 50 | 215642098
AIRQUEST | N5H8T36*K*AAA* | ESH5X48M12A* | *80VSL1102122B* | 35600 | 38000 | 15.2 | 12 | 8.1 | 2.26 | 62 | 50 | 215642099
ARCOAIRE | N5H8T36*K*AAA* | ESH5X48M12A* | *80VSL1102122B* | 35600 | 38000 | 15.2 | 12 | 8.1 | 2.26 | 62 | 50 | 215642101
COMFORTMAKER | N5H8T36*K*AAA* | ESH5X48M12A* | *80VSL1102122B* | 35600 | 38000 | 15.2 | 12 | 8.1 | 2.26 | 62 | 50 | 215642103
DAY & NIGHT | N5H8T36*K*AAA* | ESH5X48M12A* | *80VSL1102122B* | 35600 | 38000 | 15.2 | 12 | 8.1 | 2.26 | 62 | 50 | 215642104
KEEPRITE | N5H8T36*K*AAA* | ESH5X48M12A* | *80VSL1102122B* | 35600 | 38000 | 15.2 | 12 | 8.1 | 2.26 | 62 | 50 | 215642106
KENMORE | N5H8T36*K*AAA* | ESH5X48M12A* | *80VSL1102122B* | 35600 | 38000 | 15.2 | 12 | 8.1 | 2.26 | 62 | 50 | 215642107
CARRIER | 27TPA836A**30* | CSAH*4812AM* | 58SU*B060M17**16 | 35600 | 38000 | 15.2 | 12 | 8.1 | 2.26 | 62 | 50 | 215642159
CARRIER | GH8TAN536**AA* | CSAH*4812AM* | 58SU*B060M17**16 | 35600 | 38000 | 15.2 | 12 | 8.1 | 2.26 | 62 | 50 | 215642161
BRYANT HEATING AND COOLING SYSTEMS | 248TAN036**AA* | CSAH*4812AM* | 83*SB48060M17*** | 35600 | 38000 | 15.2 | 12 | 8.1 | 2.26 | 62 | 50 | 215642163
BRYANT HEATING AND COOLING SYSTEMS | GH8TAN536**AA* | CSAH*4812AM* | 83*SB48060M17*** | 35600 | 38000 | 15.2 | 12 | 8.1 | 2.26 | 62 | 50 | 215642165
BRYANT HEATING AND COOLING SYSTEMS | PH8TAN536**AA* | CSAH*4812AM* | 83*SB48060M17*** | 35600 | 38000 | 15.2 | 12 | 8.1 | 2.26 | 62 | 50 | 215642166
KENMORE | N5H8T24*K*AAA* | EA*5X36M17A* | *80VTL0701716B* | 22800 | 24400 | 17 | 12.5 | 8.1 | 2.06 | 59 | 45 | 215646469
TEMPSTAR | N5H8T24*K*AAA* | EA*5X36M17A* | *80VTL0701716B* | 22800 | 24400 | 17 | 12.5 | 8.1 | 2.06 | 59 | 45 | 215646470
CARRIER | 27TPA824A**30* | CAA**3617AM* | 58TP*B090V17**16 | 22800 | 24400 | 17 | 12.5 | 8.1 | 2.08 | 59 | 45 | 215646472
CARRIER | GH8TAN524**AA* | CAA**3617AM* | 58TP*B090V17**16 | 22800 | 24400 | 17 | 12.5 | 8.1 | 2.08 | 59 | 45 | 215646473
BRYANT HEATING AND COOLING SYSTEMS | 248TAN024**AA* | CAA**3617AM* | 82*TB48090V17*** | 22800 | 24400 | 17 | 12.5 | 8.1 | 2.08 | 59 | 45 | 215646475
BRYANT HEATING AND COOLING SYSTEMS | GH8TAN524**AA* | CAA**3617AM* | 82*TB48090V17*** | 22800 | 24400 | 17 | 12.5 | 8.1 | 2.08 | 59 | 45 | 215646476
BRYANT HEATING AND COOLING SYSTEMS | PH8TAN524**AA* | CAA**3617AM* | 82*TB48090V17*** | 22800 | 24400 | 17 | 12.5 | 8.1 | 2.08 | 59 | 45 | 215646477
PAYNE HEATING AND COOLING | PH8TAN524**AA* | CAA**3617AM* | PG80VTLB48090B** | 22800 | 24400 | 17 | 12.5 | 8.1 | 2.08 | 59 | 45 | 215646479
BROCK | PH8TAN524**AA* | CAA**3617AM* | PG80VTLB48090B** | 22800 | 24400 | 17 | 12.5 | 8.1 | 2.08 | 59 | 45 | 215646480
WEATHERMAKER | PH8TAN524**AA* | CAA**3617AM* | PG80VTLB48090B** | 22800 | 24400 | 17 | 12.5 | 8.1 | 2.08 | 59 | 45 | 215646482
GRANDAIRE | W5H8T24*K*AAA* | W5A*36M17XA* | WFET090B048A* | 22800 | 24400 | 17 | 12.5 | 8.1 | 2.08 | 59 | 45 | 215646483
ECOTEMP | W5H8T24*K*AAA* | W5A*36M17XA* | WFET090B048A* | 22800 | 24400 | 17 | 12.5 | 8.1 | 2.08 | 59 | 45 | 215646485
CARRIER | 27TPA824A**30* | CAA**3617AM* | 59MN7C060C17**14 | 22800 | 24600 | 17 | 12.5 | 8.1 | 2.06 | 59 | 45 | 215646507
CARRIER | GH8TAN524**AA* | CAA**3617AM* | 59MN7C060C17**14 | 22800 | 24600 | 17 | 12.5 | 8.1 | 2.06 | 59 | 45 | 215646508
BRYANT HEATING AND COOLING SYSTEMS | 248TAN024**AA* | CAA**3617AM* | 987MC42060C17*** | 22800 | 24600 | 17 | 12.5 | 8.1 | 2.06 | 59 | 45 | 215646510
BRYANT HEATING AND COOLING SYSTEMS | GH8TAN524**AA* | CAA**3617AM* | 987MC42060C17*** | 22800 | 24600 | 17 | 12.5 | 8.1 | 2.06 | 59 | 45 | 215646511
BRYANT HEATING AND COOLING SYSTEMS | PH8TAN524**AA* | CAA**3617AM* | 987MC42060C17*** | 22800 | 24600 | 17 | 12.5 | 8.1 | 2.06 | 59 | 45 | 215646513
HEIL | N5H8T24*K*AAA* | EA*5X36M17A* | *97CMN0601714B* | 22800 | 24600 | 17 | 12.5 | 8.1 | 2.06 | 59 | 45 | 215646514
AIRQUEST | N5H8T24*K*AAA* | EA*5X36M17A* | *97CMN0601714B* | 22800 | 24600 | 17 | 12.5 | 8.1 | 2.06 | 59 | 45 | 215646516
ARCOAIRE | N5H8T24*K*AAA* | EA*5X36M17A* | *97CMN0601714B* | 22800 | 24600 | 17 | 12.5 | 8.1 | 2.06 | 59 | 45 | 215646517
COMFORTMAKER | N5H8T24*K*AAA* | EA*5X36M17A* | *97CMN0601714B* | 22800 | 24600 | 17 | 12.5 | 8.1 | 2.06 | 59 | 45 | 215646518
DAY & NIGHT | N5H8T24*K*AAA* | EA*5X36M17A* | *97CMN0601714B* | 22800 | 24600 | 17 | 12.5 | 8.1 | 2.06 | 59 | 45 | 215646520
KEEPRITE | N5H8T24*K*AAA* | EA*5X36M17A* | *97CMN0601714B* | 22800 | 24600 | 17 | 12.5 | 8.1 | 2.06 | 59 | 45 | 215646521
KENMORE | N5H8T24*K*AAA* | EA*5X36M17A* | *97CMN0601714B* | 22800 | 24600 | 17 | 12.5 | 8.1 | 2.06 | 59 | 45 | 215646523
MARATHERM | N5H8T24*K*AAA* | EA*5X36M17A* | *97CMN0601714B* | 22800 | 24600 | 17 | 12.5 | 8.1 | 2.06 | 59 | 45 | 215646524
TEMPSTAR | N5H8T24*K*AAA* | EA*5X36M17A* | *97CMN0601714B* | 22800 | 24600 | 17 | 12.5 | 8.1 | 2.06 | 59 | 45 | 215646526
CARRIER | 27TPA824A**30* | CAA**3617AM* | 59MN7C080C17**14 | 22800 | 24400 | 17 | 12.5 | 8.1 | 2.06 | 59 | 45 | 215646527
CARRIER | GH8TAN524**AA* | CAA**3617AM* | 59MN7C080C17**14 | 22800 | 24400 | 17 | 12.5 | 8.1 | 2.06 | 59 | 45 | 215646529
BRYANT HEATING AND COOLING SYSTEMS | 248TAN024**AA* | CAA**3617AM* | 987MC42080C17*** | 22800 | 24400 | 17 | 12.5 | 8.1 | 2.06 | 59 | 45 | 215646530
BRYANT HEATING AND COOLING SYSTEMS | GH8TAN524**AA* | CAA**3617AM* | 987MC42080C17*** | 22800 | 24400 | 17 | 12.5 | 8.1 | 2.06 | 59 | 45 | 215646532
BRYANT HEATING AND COOLING SYSTEMS | PH8TAN524**AA* | CAA**3617AM* | 987MC42080C17*** | 22800 | 24400 | 17 | 12.5 | 8.1 | 2.06 | 59 | 45 | 215646533
HEIL | N5H8T24*K*AAA* | EA*5X36M17A* | *97CMN0801714B* | 22800 | 24400 | 17 | 12.5 | 8.1 | 2.06 | 59 | 45 | 215646535
AIRQUEST | N5H8T24*K*AAA* | EA*5X36M17A* | *97CMN0801714B* | 22800 | 24400 | 17 | 12.5 | 8.1 | 2.06 | 59 | 45 | 215646536
ARCOAIRE | N5H8T24*K*AAA* | EA*5X36M17A* | *97CMN0801714B* | 22800 | 24400 | 17 | 12.5 | 8.1 | 2.06 | 59 | 45 | 215646537
COMFORTMAKER | N5H8T24*K*AAA* | EA*5X36M17A* | *97CMN0801714B* | 22800 | 24400 | 17 | 12.5 | 8.1 | 2.06 | 59 | 45 | 215646539
DAY & NIGHT | N5H8T24*K*AAA* | EA*5X36M17A* | *97CMN0801714B* | 22800 | 24400 | 17 | 12.5 | 8.1 | 2.06 | 59 | 45 | 215646540
CARRIER | 27TPA824A**30* | CAA**3617AM* | 59TN6C060C17**14 | 22800 | 24600 | 17 | 12.5 | 8.1 | 2.06 | 59 | 45 | 215646718
TEMPSTAR | N5H8T36*K*AAA* | EA*5X43M21A* | *95CSU0601716B* | 35600 | 38500 | 15.2 | 11.7 | 8.1 | 2.24 | 62 | 50 | 215638080
CARRIER | 27TPA836A**30* | CAA**4321AM* | 59CU5B080C21**20 | 35800 | 38500 | 15.5 | 11.7 | 8.1 | 2.26 | 62 | 50 | 215638082
CARRIER | GH8TAN536**AA* | CAA**4321AM* | 59CU5B080C21**20 | 35800 | 38500 | 15.5 | 11.7 | 8.1 | 2.26 | 62 | 50 | 215638083
BRYANT HEATING AND COOLING SYSTEMS | 248TAN036**AA* | CAA**4321AM* | 935CB60080C21*** | 35800 | 38500 | 15.5 | 11.7 | 8.1 | 2.26 | 62 | 50 | 215638085
BRYANT HEATING AND COOLING SYSTEMS | GH8TAN536**AA* | CAA**4321AM* | 935CB60080C21*** | 35800 | 38500 | 15.5 | 11.7 | 8.1 | 2.26 | 62 | 50 | 215638086
BRYANT HEATING AND COOLING SYSTEMS | PH8TAN536**AA* | CAA**4321AM* | 935CB60080C21*** | 35800 | 38500 | 15.5 | 11.7 | 8.1 | 2.26 | 62 | 50 | 215638087
HEIL | N5H8T36*K*AAA* | EA*5X43M21A* | *95CSU0802120B* | 35800 | 38500 | 15.5 | 11.7 | 8.1 | 2.26 | 62 | 50 | 215638089
AIRQUEST | N5H8T36*K*AAA* | EA*5X43M21A* | *95CSU0802120B* | 35800 | 38500 | 15.5 | 11.7 | 8.1 | 2.26 | 62 | 50 | 215638090
ARCOAIRE | N5H8T36*K*AAA* | EA*5X43M21A* | *95CSU0802120B* | 35800 | 38500 | 15.5 | 11.7 | 8.1 | 2.26 | 62 | 50 | 215638091
COMFORTMAKER | N5H8T36*K*AAA* | EA*5X43M21A* | *95CSU0802120B* | 35800 | 38500 | 15.5 | 11.7 | 8.1 | 2.26 | 62 | 50 | 215638093
DAY & NIGHT | N5H8T36*K*AAA* | EA*5X43M21A* | *95CSU0802120B* | 35800 | 38500 | 15.5 | 11.7 | 8.1 | 2.26 | 62 | 50 | 215638094
KEEPRITE | N5H8T36*K*AAA* | EA*5X43M21A* | *95CSU0802120B* | 35800 | 38500 | 15.5 | 11.7 | 8.1 | 2.26 | 62 | 50 | 215638096
KENMORE | N5H8T36*K*AAA* | EA*5X43M21A* | *95CSU0802120B* | 35800 | 38500 | 15.5 | 11.7 | 8.1 | 2.26 | 62 | 50 | 215638097
MARATHERM | N5H8T36*K*AAA* | EA*5X43M21A* | *95CSU0802120B* | 35800 | 38500 | 15.5 | 11.7 | 8.1 | 2.26 | 62 | 50 | 215638098
TEMPSTAR | N5H8T36*K*AAA* | EA*5X43M21A* | *95CSU0802120B* | 35800 | 38500 | 15.5 | 11.7 | 8.1 | 2.26 | 62 | 50 | 215638100
CARRIER | 27TPA836A**30* | CAA**4321AM* | 59CU5B100C21**22 | 35800 | 38500 | 15.5 | 12 | 8.1 | 2.26 | 62 | 50 | 215638101
CARRIER | GH8TAN536**AA* | CAA**4321AM* | 59CU5B100C21**22 | 35800 | 38500 | 15.5 | 12 | 8.1 | 2.26 | 62 | 50 | 215638103
BRYANT HEATING AND COOLING SYSTEMS | 248TAN036**AA* | CAA**4321AM* | 935CB66100C21*** | 35800 | 38500 | 15.5 | 12 | 8.1 | 2.26 | 62 | 50 | 215638104
BRYANT HEATING AND COOLING SYSTEMS | GH8TAN536**AA* | CAA**4321AM* | 935CB66100C21*** | 35800 | 38500 | 15.5 | 12 | 8.1 | 2.26 | 62 | 50 | 215638105
HEIL | N5H8T36*K*AAA* | EA*5X43M21A* | *96VSN0802120B* | 35800 | 38500 | 15.5 | 11.7 | 8.1 | 2.26 | 62 | 50 | 215638275
AIRQUEST | N5H8T36*K*AAA* | EA*5X43M21A* | *96VSN0802120B* | 35800 | 38500 | 15.5 | 11.7 | 8.1 | 2.26 | 62 | 50 | 215638277
ARCOAIRE | N5H8T36*K*AAA* | EA*5X43M21A* | *96VSN0802120B* | 35800 | 38500 | 15.5 | 11.7 | 8.1 | 2.26 | 62 | 50 | 215638278
COMFORTMAKER | N5H8T36*K*AAA* | EA*5X43M21A* | *96VSN0802120B* | 35800 | 38500 | 15.5 | 11.7 | 8.1 | 2.26 | 62 | 50 | 215638280
DAY & NIGHT | N5H8T36*K*AAA* | EA*5X43M21A* | *96VSN0802120B* | 35800 | 38500 | 15.5 | 11.7 | 8.1 | 2.26 | 62 | 50 | 215638281
KEEPRITE | N5H8T36*K*AAA* | EA*5X43M21A* | *96VSN0802120B* | 35800 | 38500 | 15.5 | 11.7 | 8.1 | 2.26 | 62 | 50 | 215638282
KENMORE | N5H8T36*K*AAA* | EA*5X43M21A* | *96VSN0802120B* | 35800 | 38500 | 15.5 | 11.7 | 8.1 | 2.26 | 62 | 50 | 215638284
TEMPSTAR | N5H8T36*K*AAA* | EA*5X43M21A* | *96VSN0802120B* | 35800 | 38500 | 15.5 | 11.7 | 8.1 | 2.26 | 62 | 50 | 215638285
CARRIER | 27TPA836A**30* | CAA**4321AM* | 59SP6B100V21**20 | 35800 | 38500 | 15.5 | 12 | 8.1 | 2.26 | 62 | 50 | 215638287
CARRIER | GH8TAN536**AA* | CAA**4321AM* | 59SP6B100V21**20 | 35800 | 38500 | 15.5 | 12 | 8.1 | 2.26 | 62 | 50 | 215638288
BRYANT HEATING AND COOLING SYSTEMS | 248TAN036**AA* | CAA**4321AM* | 926SB60100V21*** | 35800 | 38500 | 15.5 | 12 | 8.1 | 2.26 | 62 | 50 | 215638290
BRYANT HEATING AND COOLING SYSTEMS | GH8TAN536**AA* | CAA**4321AM* | 926SB60100V21*** | 35800 | 38500 | 15.5 | 12 | 8.1 | 2.26 | 62 | 50 | 215638292
BRYANT HEATING AND COOLING SYSTEMS | PH8TAN536**AA* | CAA**4321AM* | 926SB60100V21*** | 35800 | 38500 | 15.5 | 12 | 8.1 | 2.26 | 62 | 50 | 215638293
HEIL | N5H8T36*K*AAA* | EA*5X43M21A* | *96VSN1002120B* | 35800 | 38500 | 15.5 | 12 | 8.1 | 2.26 | 62 | 50 | 215638295
AIRQUEST | N5H8T36*K*AAA* | EA*5X43M21A* | *96VSN1002120B* | 35800 | 38500 | 15.5 | 12 | 8.1 | 2.26 | 62 | 50 | 215638296
ARCOAIRE | N5H8T36*K*AAA* | EA*5X43M21A* | *96VSN1002120B* | 35800 | 38500 | 15.5 | 12 | 8.1 | 2.26 | 62 | 50 | 215638298
COMFORTMAKER | N5H8T36*K*AAA* | EA*5X43M21A* | *96VSN1002120B* | 35800 | 38500 | 15.5 | 12 | 8.1 | 2.26 | 62 | 50 | 215638299
DAY & NIGHT | N5H8T36*K*AAA* | EA*5X43M21A* | *96VSN1002120B* | 35800 | 38500 | 15.5 | 12 | 8.1 | 2.26 | 62 | 50 | 215638301
KEEPRITE | N5H8T36*K*AAA* | EA*5X43M21A* | *96VSN1002120B* | 35800 | 38500 | 15.5 | 12 | 8.1 | 2.26 | 62 | 50 | 215638302
KENMORE | N5H8T36*K*AAA* | EA*5X43M21A* | *96VSN1002120B* | 35800 | 38500 | 15.5 | 12 | 8.1 | 2.26 | 62 | 50 | 215638304
TEMPSTAR | N5H8T36*K*AAA* | EA*5X43M21A* | *96VSN1002120B* | 35800 | 38500 | 15.5 | 12 | 8.1 | 2.26 | 62 | 50 | 215638305
CARRIER | 27TPA836A**30* | CAA**4321AM* | 59SU5B060M17**16 | 35600 | 38500 | 15.2 | 11.7 | 8.1 | 2.22 | 62 | 51 | 215638307
CARRIER | GH8TAN536**AA* | CAA**4321AM* | 59SU5B060M17**16 | 35600 | 38500 | 15.2 | 11.7 | 8.1 | 2.22 | 62 | 51 | 215638308
BRYANT HEATING AND COOLING SYSTEMS | 248TAN036**AA* | CAA**4321AM* | 935SB48060M17*** | 35600 | 38500 | 15.2 | 11.7 | 8.1 | 2.22 | 62 | 51 | 215638310
BRYANT HEATING AND COOLING SYSTEMS | GH8TAN536**AA* | CAA**4321AM* | 935SB48060M17*** | 35600 | 38500 | 15.2 | 11.7 | 8.1 | 2.22 | 62 | 51 | 215638312
BRYANT HEATING AND COOLING SYSTEMS | PH8TAN536**AA* | CAA**4321AM* | 935SB48060M17*** | 35600 | 38500 | 15.2 | 11.7 | 8.1 | 2.22 | 62 | 51 | 215638313
PAYNE HEATING AND COOLING | PH8TAN536**AA* | CAA**4321AM* | PG95MSUA48060B** | 35600 | 38500 | 15.2 | 11.7 | 8.1 | 2.22 | 62 | 51 | 215638316
BROCK | PH8TAN536**AA* | CAA**4321AM* | PG95MSUA48060B** | 35600 | 38500 | 15.2 | 11.7 | 8.1 | 2.22 | 62 | 51 | 215638317
WEATHERMAKER | PH8TAN536**AA* | CAA**4321AM* | PG95MSUA48060B** | 35600 | 38500 | 15.2 | 11.7 | 8.1 | 2.22 | 62 | 51 | 215638319
HEIL | N5H8T36*K*AAA* | EA*5X43M21A* | *95MSU0601716A* | 35600 | 38500 | 15.2 | 11.7 | 8.1 | 2.22 | 62 | 51 | 215638320
AIRQUEST | N5H8T36*K*AAA* | EA*5X43M21A* | *95MSU0601716A* | 35600 | 38500 | 15.2 | 11.7 | 8.1 | 2.22 | 62 | 51 | 215638322
ARCOAIRE | N5H8T36*K*AAA* | EA*5X43M21A* | *95MSU0601716A* | 35600 | 38500 | 15.2 | 11.7 | 8.1 | 2.22 | 62 | 51 | 215638323
COMFORTMAKER | N5H8T36*K*AAA* | EA*5X43M21A* | *95MSU0601716A* | 35600 | 38500 | 15.2 | 11.7 | 8.1 | 2.22 | 62 | 51 | 215638325
DAY & NIGHT | N5H8T36*K*AAA* | EA*5X43M21A* | *95MSU0601716A* | 35600 | 38500 | 15.2 | 11.7 | 8.1 | 2.22 | 62 | 51 | 215638327
KEEPRITE | N5H8T36*K*AAA* | EA*5X43M21A* | *95MSU0601716A* | 35600 | 38500 | 15.2 | 11.7 | 8.1 | 2.22 | 62 | 51 | 215638328
KENMORE | N5H8T36*K*AAA* | EA*5X43M21A* | *95MSU0601716A* | 35600 | 38500 | 15.2 | 11.7 | 8.1 | 2.22 | 62 | 51 | 215638330
MARATHERM | N5H8T36*K*AAA* | EA*5X43M21A* | *95MSU0601716A* | 35600 | 38500 | 15.2 | 11.7 | 8.1 | 2.22 | 62 | 51 | 215638332
TEMPSTAR | N5H8T36*K*AAA* | EA*5X43M21A* | *95MSU0601716A* | 35600 | 38500 | 15.2 | 11.7 | 8.1 | 2.22 | 62 | 51 | 215638333
GRANDAIRE | W5H8T36*K*AAA* | W5A*43M21XA* | WFSU060B048B* | 35600 | 38500 | 15.2 | 11.7 | 8.1 | 2.22 | 62 | 51 | 215638335
ECOTEMP | W5H8T36*K*AAA* | W5A*43M21XA* | WFSU060B048B* | 35600 | 38500 | 15.2 | 11.7 | 8.1 | 2.22 | 62 | 51 | 215638336
CARRIER | 27TPA836A**30* | CAA**4321AM* | 59SU5B080M21**20 | 35800 | 38500 | 15.5 | 12 | 8.1 | 2.26 | 62 | 50 | 215638337
CARRIER | GH8TAN536**AA* | CAA**4321AM* | 59SU5B080M21**20 | 35800 | 38500 | 15.5 | 12 | 8.1 | 2.26 | 62 | 50 | 215638339
BRYANT HEATING AND COOLING SYSTEMS | 248TAN036**AA* | CAA**4321AM* | 935SB60080M21*** | 35800 | 38500 | 15.5 | 12 | 8.1 | 2.26 | 62 | 50 | 215638340
BRYANT HEATING AND COOLING SYSTEMS | GH8TAN536**AA* | CAA**4321AM* | 935SB60080M21*** | 35800 | 38500 | 15.5 | 12 | 8.1 | 2.26 | 62 | 50 | 215638341
BRYANT HEATING AND COOLING SYSTEMS | PH8TAN536**AA* | CAA**4321AM* | 935SB60080M21*** | 35800 | 38500 | 15.5 | 12 | 8.1 | 2.26 | 62 | 50 | 215638343
GRANDAIRE | W5H8T36*K*AAA* | W5A*48M21XA* | WFET110C066A* | 35200 | 38000 | 15.5 | 12 | 8.1 | 2.26 | 62 | 50 | 215639145
ECOTEMP | W5H8T36*K*AAA* | W5A*48M21XA* | WFET110C066A* | 35200 | 38000 | 15.5 | 12 | 8.1 | 2.26 | 62 | 50 | 215639146
ARCOAIRE | N5H8T36*K*AAA* | EA*5X48M21A* | *80VTL1102122B* | 35200 | 38000 | 15.5 | 12 | 8.1 | 2.26 | 62 | 50 | 215639136
CARRIER | 27TPA836A**30* | CAA**4821AM* | 59CU5B080C21**20 | 35000 | 38000 | 15.2 | 11.7 | 8.1 | 2.26 | 63 | 51 | 215639172
CARRIER | GH8TAN536**AA* | CAA**4821AM* | 59CU5B080C21**20 | 35000 | 38000 | 15.2 | 11.7 | 8.1 | 2.26 | 63 | 51 | 215639173
BRYANT HEATING AND COOLING SYSTEMS | 248TAN036**AA* | CAA**4821AM* | 935CB60080C21*** | 35000 | 38000 | 15.2 | 11.7 | 8.1 | 2.26 | 63 | 51 | 215639175
BRYANT HEATING AND COOLING SYSTEMS | GH8TAN536**AA* | CAA**4821AM* | 935CB60080C21*** | 35000 | 38000 | 15.2 | 11.7 | 8.1 | 2.26 | 63 | 51 | 215639176
BRYANT HEATING AND COOLING SYSTEMS | PH8TAN536**AA* | CAA**4821AM* | 935CB60080C21*** | 35000 | 38000 | 15.2 | 11.7 | 8.1 | 2.26 | 63 | 51 | 215639178
HEIL | N5H8T36*K*AAA* | EA*5X48M21A* | *95CSU0802120B* | 35000 | 38000 | 15.2 | 11.7 | 8.1 | 2.26 | 63 | 51 | 215639180
ARCOAIRE | N5H8T36*K*AAA* | EA*5X48M21A* | *95CSU0802120B* | 35000 | 38000 | 15.2 | 11.7 | 8.1 | 2.26 | 63 | 51 | 215639183
AIRQUEST | N5H8T36*K*AAA* | EA*5X48M21A* | *95CSU0802120B* | 35000 | 38000 | 15.2 | 11.7 | 8.1 | 2.26 | 63 | 51 | 215639182
COMFORTMAKER | N5H8T36*K*AAA* | EA*5X48M21A* | *95CSU0802120B* | 35000 | 38000 | 15.2 | 11.7 | 8.1 | 2.26 | 63 | 51 | 215639185
DAY & NIGHT | N5H8T36*K*AAA* | EA*5X48M21A* | *95CSU0802120B* | 35000 | 38000 | 15.2 | 11.7 | 8.1 | 2.26 | 63 | 51 | 215639187
KENMORE | N5H8T36*K*AAA* | EA*5X48M21A* | *95CSU0802120B* | 35000 | 38000 | 15.2 | 11.7 | 8.1 | 2.26 | 63 | 51 | 215639190
MARATHERM | N5H8T36*K*AAA* | EA*5X48M21A* | *95CSU0802120B* | 35000 | 38000 | 15.2 | 11.7 | 8.1 | 2.26 | 63 | 51 | 215639191
TEMPSTAR | N5H8T36*K*AAA* | EA*5X48M21A* | *95CSU0802120B* | 35000 | 38000 | 15.2 | 11.7 | 8.1 | 2.26 | 63 | 51 | 215639193
KEEPRITE | N5H8T36*K*AAA* | EA*5X48M21A* | *95CSU0802120B* | 35000 | 38000 | 15.2 | 11.7 | 8.1 | 2.26 | 63 | 51 | 215639188
CARRIER | 27TPA836A**30* | CAA**4821AM* | 59MN7C080C21**20 | 35000 | 38000 | 15.5 | 11.7 | 8.1 | 2.26 | 62 | 50 | 215639280
CARRIER | GH8TAN536**AA* | CAA**4821AM* | 59MN7C080C21**20 | 35000 | 38000 | 15.5 | 11.7 | 8.1 | 2.26 | 62 | 50 | 215639281
BRYANT HEATING AND COOLING SYSTEMS | 248TAN036**AA* | CAA**4821AM* | 987MC60080C21*** | 35000 | 38000 | 15.5 | 11.7 | 8.1 | 2.26 | 62 | 50 | 215639283
BRYANT HEATING AND COOLING SYSTEMS | GH8TAN536**AA* | CAA**4821AM* | 987MC60080C21*** | 35000 | 38000 | 15.5 | 11.7 | 8.1 | 2.26 | 62 | 50 | 215639284
BRYANT HEATING AND COOLING SYSTEMS | PH8TAN536**AA* | CAA**4821AM* | 987MC60080C21*** | 35000 | 38000 | 15.5 | 11.7 | 8.1 | 2.26 | 62 | 50 | 215639286
HEIL | N5H8T36*K*AAA* | EA*5X48M21A* | *97CMN0802120B* | 35000 | 38000 | 15.5 | 11.7 | 8.1 | 2.26 | 62 | 50 | 215639288
AIRQUEST | N5H8T36*K*AAA* | EA*5X48M21A* | *97CMN0802120B* | 35000 | 38000 | 15.5 | 11.7 | 8.1 | 2.26 | 62 | 50 | 215639290
ARCOAIRE | N5H8T36*K*AAA* | EA*5X48M21A* | *97CMN0802120B* | 35000 | 38000 | 15.5 | 11.7 | 8.1 | 2.26 | 62 | 50 | 215639292
COMFORTMAKER | N5H8T36*K*AAA* | EA*5X48M21A* | *97CMN0802120B* | 35000 | 38000 | 15.5 | 11.7 | 8.1 | 2.26 | 62 | 50 | 215639295
DAY & NIGHT | N5H8T36*K*AAA* | EA*5X48M21A* | *97CMN0802120B* | 35000 | 38000 | 15.5 | 11.7 | 8.1 | 2.26 | 62 | 50 | 215639297
KEEPRITE | N5H8T36*K*AAA* | EA*5X48M21A* | *97CMN0802120B* | 35000 | 38000 | 15.5 | 11.7 | 8.1 | 2.26 | 62 | 50 | 215639299
KENMORE | N5H8T36*K*AAA* | EA*5X48M21A* | *97CMN0802120B* | 35000 | 38000 | 15.5 | 11.7 | 8.1 | 2.26 | 62 | 50 | 215639301
MARATHERM | N5H8T36*K*AAA* | EA*5X48M21A* | *97CMN0802120B* | 35000 | 38000 | 15.5 | 11.7 | 8.1 | 2.26 | 62 | 50 | 215639304
TEMPSTAR | N5H8T36*K*AAA* | EA*5X48M21A* | *97CMN0802120B* | 35000 | 38000 | 15.5 | 11.7 | 8.1 | 2.26 | 62 | 50 | 215639306
CARRIER | 27TPA836A**30* | CAA**4821AM* | 59MN7C100C21**22 | 35200 | 38000 | 15.5 | 12 | 8.1 | 2.26 | 62 | 50 | 215639309
CARRIER | GH8TAN536**AA* | CAA**4821AM* | 59MN7C100C21**22 | 35200 | 38000 | 15.5 | 12 | 8.1 | 2.26 | 62 | 50 | 215639311
BRYANT HEATING AND COOLING SYSTEMS | GH8TAN536**AA* | CAA**4821AM* | 987MC66100C21*** | 35200 | 38000 | 15.5 | 12 | 8.1 | 2.26 | 62 | 50 | 215639315
BRYANT HEATING AND COOLING SYSTEMS | PH8TAN536**AA* | CAA**4821AM* | 987MC66100C21*** | 35200 | 38000 | 15.5 | 12 | 8.1 | 2.26 | 62 | 50 | 215639316
HEIL | N5H8T36*K*AAA* | EA*5X48M21A* | *97CMN1002122B* | 35200 | 38000 | 15.5 | 12 | 8.1 | 2.26 | 62 | 50 | 215639318
AIRQUEST | N5H8T36*K*AAA* | EA*5X48M21A* | *97CMN1002122B* | 35200 | 38000 | 15.5 | 12 | 8.1 | 2.26 | 62 | 50 | 215639320
ARCOAIRE | N5H8T36*K*AAA* | EA*5X48M21A* | *97CMN1002122B* | 35200 | 38000 | 15.5 | 12 | 8.1 | 2.26 | 62 | 50 | 215639321
COMFORTMAKER | N5H8T36*K*AAA* | EA*5X48M21A* | *97CMN1002122B* | 35200 | 38000 | 15.5 | 12 | 8.1 | 2.26 | 62 | 50 | 215639323
CARRIER | 27TPA824A**30* | CAA**2417AM* | 59SP6B040V17**12 | 22400 | 24800 | 16 | 11.7 | 8.1 | 2 | 60 | 46 | 215643965
CARRIER | GH8TAN524**AA* | CAA**2417AM* | 59SP6B040V17**12 | 22400 | 24800 | 16 | 11.7 | 8.1 | 2 | 60 | 46 | 215643967
BRYANT HEATING AND COOLING SYSTEMS | 248TAN024**AA* | CAA**2417AM* | 926SB36040V17*** | 22400 | 24800 | 16 | 11.7 | 8.1 | 2 | 60 | 46 | 215643968
BRYANT HEATING AND COOLING SYSTEMS | GH8TAN524**AA* | CAA**2417AM* | 926SB36040V17*** | 22400 | 24800 | 16 | 11.7 | 8.1 | 2 | 60 | 46 | 215643969
BRYANT HEATING AND COOLING SYSTEMS | PH8TAN524**AA* | CAA**2417AM* | 926SB36040V17*** | 22400 | 24800 | 16 | 11.7 | 8.1 | 2 | 60 | 46 | 215643971
HEIL | N5H8T24*K*AAA* | EA*5X24M17A* | *96VSN0401712B* | 22400 | 24800 | 16 | 11.7 | 8.1 | 2 | 60 | 46 | 215643973
AIRQUEST | N5H8T24*K*AAA* | EA*5X24M17A* | *96VSN0401712B* | 22400 | 24800 | 16 | 11.7 | 8.1 | 2 | 60 | 46 | 215643974
ARCOAIRE | N5H8T24*K*AAA* | EA*5X24M17A* | *96VSN0401712B* | 22400 | 24800 | 16 | 11.7 | 8.1 | 2 | 60 | 46 | 215643976
COMFORTMAKER | N5H8T24*K*AAA* | EA*5X24M17A* | *96VSN0401712B* | 22400 | 24800 | 16 | 11.7 | 8.1 | 2 | 60 | 46 | 215643977
DAY & NIGHT | N5H8T24*K*AAA* | EA*5X24M17A* | *96VSN0401712B* | 22400 | 24800 | 16 | 11.7 | 8.1 | 2 | 60 | 46 | 215643979
KEEPRITE | N5H8T24*K*AAA* | EA*5X24M17A* | *96VSN0401712B* | 22400 | 24800 | 16 | 11.7 | 8.1 | 2 | 60 | 46 | 215643981
KENMORE | N5H8T24*K*AAA* | EA*5X24M17A* | *96VSN0401712B* | 22400 | 24800 | 16 | 11.7 | 8.1 | 2 | 60 | 46 | 215643982
TEMPSTAR | N5H8T24*K*AAA* | EA*5X24M17A* | *96VSN0401712B* | 22400 | 24800 | 16 | 11.7 | 8.1 | 2 | 60 | 46 | 215643984
CARRIER | 27TPA824A**30* | CAA**2417AM* | 59SP6B060V14**12 | 22400 | 24600 | 16 | 12 | 8.1 | 2.04 | 59 | 45 | 215643986
CARRIER | GH8TAN524**AA* | CAA**2417AM* | 59SP6B060V14**12 | 22400 | 24600 | 16 | 12 | 8.1 | 2.04 | 59 | 45 | 215643987
BRYANT HEATING AND COOLING SYSTEMS | 248TAN024**AA* | CAA**2417AM* | 926SB36060V14*** | 22400 | 24600 | 16 | 12 | 8.1 | 2.04 | 59 | 45 | 215643989
BRYANT HEATING AND COOLING SYSTEMS | GH8TAN524**AA* | CAA**2417AM* | 926SB36060V14*** | 22400 | 24600 | 16 | 12 | 8.1 | 2.04 | 59 | 45 | 215643991
BRYANT HEATING AND COOLING SYSTEMS | PH8TAN524**AA* | CAA**2417AM* | 926SB36060V14*** | 22400 | 24600 | 16 | 12 | 8.1 | 2.04 | 59 | 45 | 215643992
HEIL | N5H8T24*K*AAA* | EA*5X24M17A* | *96VSN0601412B* | 22400 | 24600 | 16 | 12 | 8.1 | 2.04 | 59 | 45 | 215643994
AIRQUEST | N5H8T24*K*AAA* | EA*5X24M17A* | *96VSN0601412B* | 22400 | 24600 | 16 | 12 | 8.1 | 2.04 | 59 | 45 | 215643996
ARCOAIRE | N5H8T24*K*AAA* | EA*5X24M17A* | *96VSN0601412B* | 22400 | 24600 | 16 | 12 | 8.1 | 2.04 | 59 | 45 | 215643997
COMFORTMAKER | N5H8T24*K*AAA* | EA*5X24M17A* | *96VSN0601412B* | 22400 | 24600 | 16 | 12 | 8.1 | 2.04 | 59 | 45 | 215643999
DAY & NIGHT | N5H8T24*K*AAA* | EA*5X24M17A* | *96VSN0601412B* | 22400 | 24600 | 16 | 12 | 8.1 | 2.04 | 59 | 45 | 215644001
KEEPRITE | N5H8T24*K*AAA* | EA*5X24M17A* | *96VSN0601412B* | 22400 | 24600 | 16 | 12 | 8.1 | 2.04 | 59 | 45 | 215644002
KENMORE | N5H8T24*K*AAA* | EA*5X24M17A* | *96VSN0601412B* | 22400 | 24600 | 16 | 12 | 8.1 | 2.04 | 59 | 45 | 215644004
TEMPSTAR | N5H8T24*K*AAA* | EA*5X24M17A* | *96VSN0601412B* | 22400 | 24600 | 16 | 12 | 8.1 | 2.04 | 59 | 45 | 215644006
CARRIER | 27TPA824A**30* | CAA**2417AM* | 59SP6B060V17**16 | 22600 | 24600 | 16.5 | 12.5 | 8.1 | 2.04 | 59 | 45 | 215644007
CARRIER | GH8TAN524**AA* | CAA**2417AM* | 59SP6B060V17**16 | 22600 | 24600 | 16.5 | 12.5 | 8.1 | 2.04 | 59 | 45 | 215644009
COMFORTMAKER | N5H8T24*K*AAA* | EA*5X24M17A* | *96VSN0801716B* | 22600 | 24600 | 16.5 | 12.5 | 8.1 | 2.04 | 59 | 45 | 215644040
DAY & NIGHT | N5H8T24*K*AAA* | EA*5X24M17A* | *96VSN0801716B* | 22600 | 24600 | 16.5 | 12.5 | 8.1 | 2.04 | 59 | 45 | 215644041
KEEPRITE | N5H8T24*K*AAA* | EA*5X24M17A* | *96VSN0801716B* | 22600 | 24600 | 16.5 | 12.5 | 8.1 | 2.04 | 59 | 45 | 215644042
KENMORE | N5H8T24*K*AAA* | EA*5X24M17A* | *96VSN0801716B* | 22600 | 24600 | 16.5 | 12.5 | 8.1 | 2.04 | 59 | 45 | 215644044
TEMPSTAR | N5H8T24*K*AAA* | EA*5X24M17A* | *96VSN0801716B* | 22600 | 24600 | 16.5 | 12.5 | 8.1 | 2.04 | 59 | 45 | 215644045
CARRIER | 27TPA824A**30* | CAA**2417AM* | 59TP6C060V14**12 | 22400 | 24600 | 16 | 12 | 8.1 | 2.04 | 59 | 45 | 215644216
CARRIER | GH8TAN524**AA* | CAA**2417AM* | 59TP6C060V14**12 | 22400 | 24600 | 16 | 12 | 8.1 | 2.04 | 59 | 45 | 215644217
BRYANT HEATING AND COOLING SYSTEMS | 248TAN024**AA* | CAA**2417AM* | 926TC36060V14*** | 22400 | 24600 | 16 | 12 | 8.1 | 2.04 | 59 | 45 | 215644218
BRYANT HEATING AND COOLING SYSTEMS | GH8TAN524**AA* | CAA**2417AM* | 926TC36060V14*** | 22400 | 24600 | 16 | 12 | 8.1 | 2.04 | 59 | 45 | 215644220
BRYANT HEATING AND COOLING SYSTEMS | PH8TAN524**AA* | CAA**2417AM* | 926TC36060V14*** | 22400 | 24600 | 16 | 12 | 8.1 | 2.04 | 59 | 45 | 215644221
PAYNE HEATING AND COOLING | PH8TAN524**AA* | CAA**2417AM* | PG96VTAB36060A** | 22400 | 24600 | 16 | 12 | 8.1 | 2.04 | 59 | 45 | 215644223
HEIL | N5H8T36*K*AAA* | EA*5X37M21A* | *80MSU0401712A* | 35800 | 38500 | 15.5 | 12 | 8.1 | 2.26 | 62 | 50 | 215635703
AIRQUEST | N5H8T36*K*AAA* | EA*5X37M21A* | *80MSU0401712A* | 35800 | 38500 | 15.5 | 12 | 8.1 | 2.26 | 62 | 50 | 215635704
BRYANT HEATING AND COOLING SYSTEMS | GH8TAN536**AA* | CAA**3721AM* | 83*SB48060M17*** | 36000 | 38500 | 16 | 12 | 8.1 | 2.26 | 62 | 50 | 215635715
ARCOAIRE | N5H8T36*K*AAA* | EA*5X37M21A* | *80VSL1102122B* | 36000 | 38500 | 15.5 | 12 | 8.1 | 2.24 | 62 | 50 | 215635689
ARCOAIRE | N5H8T36*K*AAA* | EA*5X37M21A* | *80MSU0401712A* | 35800 | 38500 | 15.5 | 12 | 8.1 | 2.26 | 62 | 50 | 215635705
COMFORTMAKER | N5H8T36*K*AAA* | EA*5X37M21A* | *80MSU0401712A* | 35800 | 38500 | 15.5 | 12 | 8.1 | 2.26 | 62 | 50 | 215635706
DAY & NIGHT | N5H8T36*K*AAA* | EA*5X37M21A* | *80MSU0401712A* | 35800 | 38500 | 15.5 | 12 | 8.1 | 2.26 | 62 | 50 | 215635707
KEEPRITE | N5H8T36*K*AAA* | EA*5X37M21A* | *80MSU0401712A* | 35800 | 38500 | 15.5 | 12 | 8.1 | 2.26 | 62 | 50 | 215635708
KENMORE | N5H8T36*K*AAA* | EA*5X37M21A* | *80MSU0401712A* | 35800 | 38500 | 15.5 | 12 | 8.1 | 2.26 | 62 | 50 | 215635709
MARATHERM | N5H8T36*K*AAA* | EA*5X37M21A* | *80MSU0401712A* | 35800 | 38500 | 15.5 | 12 | 8.1 | 2.26 | 62 | 50 | 215635710
TEMPSTAR | N5H8T36*K*AAA* | EA*5X37M21A* | *80MSU0401712A* | 35800 | 38500 | 15.5 | 12 | 8.1 | 2.26 | 62 | 50 | 215635711
COMFORTMAKER | N5H8T36*K*AAA* | EA*5X37M21A* | *80VSL1102122B* | 36000 | 38500 | 15.5 | 12 | 8.1 | 2.24 | 62 | 50 | 215635690
DAY & NIGHT | N5H8T36*K*AAA* | EA*5X37M21A* | *80VSL1102122B* | 36000 | 38500 | 15.5 | 12 | 8.1 | 2.24 | 62 | 50 | 215635691
KEEPRITE | N5H8T36*K*AAA* | EA*5X37M21A* | *80VSL1102122B* | 36000 | 38500 | 15.5 | 12 | 8.1 | 2.24 | 62 | 50 | 215635692
KENMORE | N5H8T36*K*AAA* | EA*5X37M21A* | *80VSL1102122B* | 36000 | 38500 | 15.5 | 12 | 8.1 | 2.24 | 62 | 50 | 215635693
TEMPSTAR | N5H8T36*K*AAA* | EA*5X37M21A* | *80VSL1102122B* | 36000 | 38500 | 15.5 | 12 | 8.1 | 2.24 | 62 | 50 | 215635694
CARRIER | 27TPA836A**30* | CAA**3721AM* | 58SU*B040M17**12 | 35800 | 38500 | 15.5 | 12 | 8.1 | 2.26 | 62 | 50 | 215635695
BRYANT HEATING AND COOLING SYSTEMS | 248TAN036**AA* | CAA**3721AM* | 83*SB48060M17*** | 36000 | 38500 | 16 | 12 | 8.1 | 2.26 | 62 | 50 | 215635714
CARRIER | GH8TAN536**AA* | CAA**3721AM* | 58SU*B040M17**12 | 35800 | 38500 | 15.5 | 12 | 8.1 | 2.26 | 62 | 50 | 215635696
BRYANT HEATING AND COOLING SYSTEMS | 248TAN036**AA* | CAA**3721AM* | 83*SB36040M17*** | 35800 | 38500 | 15.5 | 12 | 8.1 | 2.26 | 62 | 50 | 215635697
BRYANT HEATING AND COOLING SYSTEMS | GH8TAN536**AA* | CAA**3721AM* | 83*SB36040M17*** | 35800 | 38500 | 15.5 | 12 | 8.1 | 2.26 | 62 | 50 | 215635698
BRYANT HEATING AND COOLING SYSTEMS | PH8TAN536**AA* | CAA**3721AM* | 83*SB36040M17*** | 35800 | 38500 | 15.5 | 12 | 8.1 | 2.26 | 62 | 50 | 215635699
PAYNE HEATING AND COOLING | PH8TAN536**AA* | CAA**3721AM* | PG80MSUA36040B** | 35800 | 38500 | 15.5 | 12 | 8.1 | 2.26 | 62 | 50 | 215635700
BROCK | PH8TAN536**AA* | CAA**3721AM* | PG80MSUA36040B** | 35800 | 38500 | 15.5 | 12 | 8.1 | 2.26 | 62 | 50 | 215635701
WEATHERMAKER | PH8TAN536**AA* | CAA**3721AM* | PG80MSUA36040B** | 35800 | 38500 | 15.5 | 12 | 8.1 | 2.26 | 62 | 50 | 215635702
CARRIER | 27TPA836A**30* | CAA**3721AM* | 58SU*B060M17**16 | 36000 | 38500 | 16 | 12 | 8.1 | 2.26 | 62 | 50 | 215635712
CARRIER | GH8TAN536**AA* | CAA**3721AM* | 58SU*B060M17**16 | 36000 | 38500 | 16 | 12 | 8.1 | 2.26 | 62 | 50 | 215635713
BRYANT HEATING AND COOLING SYSTEMS | PH8TAN536**AA* | CAA**3721AM* | 83*SB48060M17*** | 36000 | 38500 | 16 | 12 | 8.1 | 2.26 | 62 | 50 | 215635716
PAYNE HEATING AND COOLING | PH8TAN536**AA* | CAA**3721AM* | PG80MSUA48060B** | 36000 | 38500 | 16 | 12 | 8.1 | 2.26 | 62 | 50 | 215635717
BROCK | PH8TAN536**AA* | CAA**3721AM* | PG80MSUA48060B** | 36000 | 38500 | 16 | 12 | 8.1 | 2.26 | 62 | 50 | 215635718
CARRIER | 27TPA836A**30* | CAA**3721AM* | 58SU*B100M21**20 | 35800 | 38500 | 15.5 | 12 | 8.1 | 2.26 | 62 | 50 | 215635746
WEATHERMAKER | PH8TAN536**AA* | CAA**3721AM* | PG80MSUA48060B** | 36000 | 38500 | 16 | 12 | 8.1 | 2.26 | 62 | 50 | 215635719
HEIL | N5H8T36*K*AAA* | EA*5X37M21A* | *80MSU0601716A* | 36000 | 38500 | 16 | 12 | 8.1 | 2.26 | 62 | 50 | 215635720
KENMORE | N5H8T36*K*AAA* | EA*5X37M21A* | *80MSU0802120A* | 36000 | 38000 | 15.5 | 12 | 8.1 | 2.42 | 62 | 50 | 215635743
MARATHERM | N5H8T36*K*AAA* | EA*5X37M21A* | *80MSU0802120A* | 36000 | 38000 | 15.5 | 12 | 8.1 | 2.42 | 62 | 50 | 215635744
TEMPSTAR | N5H8T36*K*AAA* | EA*5X37M21A* | *80MSU0802120A* | 36000 | 38000 | 15.5 | 12 | 8.1 | 2.42 | 62 | 50 | 215635745
BRYANT HEATING AND COOLING SYSTEMS | GH8TAN536**AA* | CAA**3721AM* | 83*SB60100M21*** | 35800 | 38500 | 15.5 | 12 | 8.1 | 2.26 | 62 | 50 | 215635749
BRYANT HEATING AND COOLING SYSTEMS | PH8TAN536**AA* | CAA**3721AM* | 83*SB60100M21*** | 35800 | 38500 | 15.5 | 12 | 8.1 | 2.26 | 62 | 50 | 215635750
PAYNE HEATING AND COOLING | PH8TAN536**AA* | CAA**3721AM* | PG80MSUA60100C** | 35800 | 38500 | 15.5 | 12 | 8.1 | 2.26 | 62 | 50 | 215635751
BROCK | PH8TAN536**AA* | CAA**3721AM* | PG80MSUA60100C** | 35800 | 38500 | 15.5 | 12 | 8.1 | 2.26 | 62 | 50 | 215635752
AIRQUEST | N5H8T36*K*AAA* | EA*5X37M21A* | *80MSU0601716A* | 36000 | 38500 | 16 | 12 | 8.1 | 2.26 | 62 | 50 | 215635721
ARCOAIRE | N5H8T36*K*AAA* | EA*5X37M21A* | *80MSU0601716A* | 36000 | 38500 | 16 | 12 | 8.1 | 2.26 | 62 | 50 | 215635722
COMFORTMAKER | N5H8T36*K*AAA* | EA*5X37M21A* | *80MSU0601716A* | 36000 | 38500 | 16 | 12 | 8.1 | 2.26 | 62 | 50 | 215635723
DAY & NIGHT | N5H8T36*K*AAA* | EA*5X37M21A* | *80MSU0601716A* | 36000 | 38500 | 16 | 12 | 8.1 | 2.26 | 62 | 50 | 215635724
KEEPRITE | N5H8T36*K*AAA* | EA*5X37M21A* | *80MSU0601716A* | 36000 | 38500 | 16 | 12 | 8.1 | 2.26 | 62 | 50 | 215635725
KENMORE | N5H8T36*K*AAA* | EA*5X37M21A* | *80MSU0601716A* | 36000 | 38500 | 16 | 12 | 8.1 | 2.26 | 62 | 50 | 215635726
MARATHERM | N5H8T36*K*AAA* | EA*5X37M21A* | *80MSU0601716A* | 36000 | 38500 | 16 | 12 | 8.1 | 2.26 | 62 | 50 | 215635727
TEMPSTAR | N5H8T36*K*AAA* | EA*5X37M21A* | *80MSU0601716A* | 36000 | 38500 | 16 | 12 | 8.1 | 2.26 | 62 | 50 | 215635728
CARRIER | 27TPA836A**30* | CAA**3721AM* | 58SU*B080M21**20 | 36000 | 38000 | 15.5 | 12 | 8.1 | 2.42 | 62 | 50 | 215635729
CARRIER | GH8TAN536**AA* | CAA**3721AM* | 58SU*B080M21**20 | 36000 | 38000 | 15.5 | 12 | 8.1 | 2.42 | 62 | 50 | 215635730
BRYANT HEATING AND COOLING SYSTEMS | 248TAN036**AA* | CAA**3721AM* | 83*SB60080M21*** | 36000 | 38000 | 15.5 | 12 | 8.1 | 2.42 | 62 | 50 | 215635731
AIRQUEST | N5H8T36*K*AAA* | EA*5X37M21A* | *80MSU0802120A* | 36000 | 38000 | 15.5 | 12 | 8.1 | 2.42 | 62 | 50 | 215635738
ARCOAIRE | N5H8T36*K*AAA* | EA*5X37M21A* | *80MSU0802120A* | 36000 | 38000 | 15.5 | 12 | 8.1 | 2.42 | 62 | 50 | 215635739
WEATHERMAKER | PH8TAN536**AA* | CAA**3721AM* | PG80MSUA60100C** | 35800 | 38500 | 15.5 | 12 | 8.1 | 2.26 | 62 | 50 | 215635753
HEIL | N5H8T36*K*AAA* | EA*5X37M21A* | *80MSU1002120A* | 35800 | 38500 | 15.5 | 12 | 8.1 | 2.26 | 62 | 50 | 215635754
AIRQUEST | N5H8T36*K*AAA* | EA*5X37M21A* | *80MSU1002120A* | 35800 | 38500 | 15.5 | 12 | 8.1 | 2.26 | 62 | 50 | 215635755
ARCOAIRE | N5H8T36*K*AAA* | EA*5X37M21A* | *80MSU1002120A* | 35800 | 38500 | 15.5 | 12 | 8.1 | 2.26 | 62 | 50 | 215635756
BRYANT HEATING AND COOLING SYSTEMS | GH8TAN536**AA* | CAA**3721AM* | 83*SB60080M21*** | 36000 | 38000 | 15.5 | 12 | 8.1 | 2.42 | 62 | 50 | 215635732
BRYANT HEATING AND COOLING SYSTEMS | PH8TAN536**AA* | CAA**3721AM* | 83*SB60080M21*** | 36000 | 38000 | 15.5 | 12 | 8.1 | 2.42 | 62 | 50 | 215635733
PAYNE HEATING AND COOLING | PH8TAN536**AA* | CAA**3721AM* | PG80MSUA60080C** | 36000 | 38000 | 15.5 | 12 | 8.1 | 2.42 | 62 | 50 | 215635734
BROCK | PH8TAN536**AA* | CAA**3721AM* | PG80MSUA60080C** | 36000 | 38000 | 15.5 | 12 | 8.1 | 2.42 | 62 | 50 | 215635735
WEATHERMAKER | PH8TAN536**AA* | CAA**3721AM* | PG80MSUA60080C** | 36000 | 38000 | 15.5 | 12 | 8.1 | 2.42 | 62 | 50 | 215635736
HEIL | N5H8T36*K*AAA* | EA*5X37M21A* | *80MSU0802120A* | 36000 | 38000 | 15.5 | 12 | 8.1 | 2.42 | 62 | 50 | 215635737
COMFORTMAKER | N5H8T36*K*AAA* | EA*5X37M21A* | *80MSU0802120A* | 36000 | 38000 | 15.5 | 12 | 8.1 | 2.42 | 62 | 50 | 215635740
TEMPSTAR | N5H8T24*K*AAA* | EA*5X25M17A* | *97CMN0601714B* | 23400 | 24800 | 17.5 | 13 | 8.1 | 2.08 | 59 | 45 | 215644720
CARRIER | 27TPA824A**30* | CAA**2517AM* | 59MN7C080C17**14 | 23400 | 24800 | 17.5 | 13 | 8.1 | 2.08 | 58 | 45 | 215644721
CARRIER | GH8TAN524**AA* | CAA**2517AM* | 59MN7C080C17**14 | 23400 | 24800 | 17.5 | 13 | 8.1 | 2.08 | 58 | 45 | 215644723
BRYANT HEATING AND COOLING SYSTEMS | 248TAN024**AA* | CAA**2517AM* | 987MC42080C17*** | 23400 | 24800 | 17.5 | 13 | 8.1 | 2.08 | 58 | 45 | 215644724
BRYANT HEATING AND COOLING SYSTEMS | GH8TAN524**AA* | CAA**2517AM* | 987MC42080C17*** | 23400 | 24800 | 17.5 | 13 | 8.1 | 2.08 | 58 | 45 | 215644725
BRYANT HEATING AND COOLING SYSTEMS | PH8TAN524**AA* | CAA**2517AM* | 987MC42080C17*** | 23400 | 24800 | 17.5 | 13 | 8.1 | 2.08 | 58 | 45 | 215644727
HEIL | N5H8T24*K*AAA* | EA*5X25M17A* | *97CMN0801714B* | 23400 | 24800 | 17.5 | 13 | 8.1 | 2.08 | 58 | 45 | 215644728
AIRQUEST | N5H8T24*K*AAA* | EA*5X25M17A* | *97CMN0801714B* | 23400 | 24800 | 17.5 | 13 | 8.1 | 2.08 | 58 | 45 | 215644730
ARCOAIRE | N5H8T24*K*AAA* | EA*5X25M17A* | *97CMN0801714B* | 23400 | 24800 | 17.5 | 13 | 8.1 | 2.08 | 58 | 45 | 215644731
COMFORTMAKER | N5H8T24*K*AAA* | EA*5X25M17A* | *97CMN0801714B* | 23400 | 24800 | 17.5 | 13 | 8.1 | 2.08 | 58 | 45 | 215644733
DAY & NIGHT | N5H8T24*K*AAA* | EA*5X25M17A* | *97CMN0801714B* | 23400 | 24800 | 17.5 | 13 | 8.1 | 2.08 | 58 | 45 | 215644734
KEEPRITE | N5H8T24*K*AAA* | EA*5X25M17A* | *97CMN0801714B* | 23400 | 24800 | 17.5 | 13 | 8.1 | 2.08 | 58 | 45 | 215644735
KENMORE | N5H8T24*K*AAA* | EA*5X25M17A* | *97CMN0801714B* | 23400 | 24800 | 17.5 | 13 | 8.1 | 2.08 | 58 | 45 | 215644737
MARATHERM | N5H8T24*K*AAA* | EA*5X25M17A* | *97CMN0801714B* | 23400 | 24800 | 17.5 | 13 | 8.1 | 2.08 | 58 | 45 | 215644738
TEMPSTAR | N5H8T24*K*AAA* | EA*5X25M17A* | *97CMN0801714B* | 23400 | 24800 | 17.5 | 13 | 8.1 | 2.08 | 58 | 45 | 215644740
CARRIER | 27TPA824A**30* | CAA**2517AM* | 59SP6B040V14**10 | 23200 | 25000 | 16.5 | 12.5 | 8.1 | 2.06 | 59 | 45 | 215644741
CARRIER | GH8TAN524**AA* | CAA**2517AM* | 59SP6B040V14**10 | 23200 | 25000 | 16.5 | 12.5 | 8.1 | 2.06 | 59 | 45 | 215644743
BRYANT HEATING AND COOLING SYSTEMS | 248TAN024**AA* | CAA**2517AM* | 926SB30040V14*** | 23200 | 25000 | 16.5 | 12.5 | 8.1 | 2.06 | 59 | 45 | 215644744
BRYANT HEATING AND COOLING SYSTEMS | GH8TAN524**AA* | CAA**2517AM* | 926SB30040V14*** | 23200 | 25000 | 16.5 | 12.5 | 8.1 | 2.06 | 59 | 45 | 215644746
BRYANT HEATING AND COOLING SYSTEMS | PH8TAN524**AA* | CAA**2517AM* | 926SB30040V14*** | 23200 | 25000 | 16.5 | 12.5 | 8.1 | 2.06 | 59 | 45 | 215644747
HEIL | N5H8T24*K*AAA* | EA*5X25M17A* | *96VSN0401410B* | 23200 | 25000 | 16.5 | 12.5 | 8.1 | 2.06 | 59 | 45 | 215644749
AIRQUEST | N5H8T24*K*AAA* | EA*5X25M17A* | *96VSN0401410B* | 23200 | 25000 | 16.5 | 12.5 | 8.1 | 2.06 | 59 | 45 | 215644750
ARCOAIRE | N5H8T24*K*AAA* | EA*5X25M17A* | *96VSN0401410B* | 23200 | 25000 | 16.5 | 12.5 | 8.1 | 2.06 | 59 | 45 | 215644752
COMFORTMAKER | N5H8T24*K*AAA* | EA*5X25M17A* | *96VSN0401410B* | 23200 | 25000 | 16.5 | 12.5 | 8.1 | 2.06 | 59 | 45 | 215644753
DAY & NIGHT | N5H8T24*K*AAA* | EA*5X25M17A* | *96VSN0401410B* | 23200 | 25000 | 16.5 | 12.5 | 8.1 | 2.06 | 59 | 45 | 215644755
KEEPRITE | N5H8T24*K*AAA* | EA*5X25M17A* | *96VSN0401410B* | 23200 | 25000 | 16.5 | 12.5 | 8.1 | 2.06 | 59 | 45 | 215644756
KENMORE | N5H8T24*K*AAA* | EA*5X25M17A* | *96VSN0401410B* | 23200 | 25000 | 16.5 | 12.5 | 8.1 | 2.06 | 59 | 45 | 215644758
TEMPSTAR | N5H8T24*K*AAA* | EA*5X25M17A* | *96VSN0401410B* | 23200 | 25000 | 16.5 | 12.5 | 8.1 | 2.06 | 59 | 45 | 215644759
CARRIER | 27TPA824A**30* | CAA**2517AM* | 59SP6B040V17**12 | 23200 | 25000 | 16.5 | 12.5 | 8.1 | 2.08 | 59 | 45 | 215644761
CARRIER | GH8TAN524**AA* | CAA**2517AM* | 59SP6B040V17**12 | 23200 | 25000 | 16.5 | 12.5 | 8.1 | 2.08 | 59 | 45 | 215644762
BRYANT HEATING AND COOLING SYSTEMS | 248TAN024**AA* | CAA**2517AM* | 926SB36040V17*** | 23200 | 25000 | 16.5 | 12.5 | 8.1 | 2.08 | 59 | 45 | 215644764
BRYANT HEATING AND COOLING SYSTEMS | GH8TAN524**AA* | CAA**2517AM* | 926SB36040V17*** | 23200 | 25000 | 16.5 | 12.5 | 8.1 | 2.08 | 59 | 45 | 215644765
BRYANT HEATING AND COOLING SYSTEMS | PH8TAN524**AA* | CAA**2517AM* | 926SB36040V17*** | 23200 | 25000 | 16.5 | 12.5 | 8.1 | 2.08 | 59 | 45 | 215644767
HEIL | N5H8T24*K*AAA* | EA*5X25M17A* | *96VSN0401712B* | 23200 | 25000 | 16.5 | 12.5 | 8.1 | 2.08 | 59 | 45 | 215644768
AIRQUEST | N5H8T24*K*AAA* | EA*5X25M17A* | *96VSN0401712B* | 23200 | 25000 | 16.5 | 12.5 | 8.1 | 2.08 | 59 | 45 | 215644770
ARCOAIRE | N5H8T24*K*AAA* | EA*5X25M17A* | *96VSN0401712B* | 23200 | 25000 | 16.5 | 12.5 | 8.1 | 2.08 | 59 | 45 | 215644772
COMFORTMAKER | N5H8T24*K*AAA* | EA*5X25M17A* | *96VSN0401712B* | 23200 | 25000 | 16.5 | 12.5 | 8.1 | 2.08 | 59 | 45 | 215644773
DAY & NIGHT | N5H8T24*K*AAA* | EA*5X25M17A* | *96VSN0401712B* | 23200 | 25000 | 16.5 | 12.5 | 8.1 | 2.08 | 59 | 45 | 215644775
KEEPRITE | N5H8T24*K*AAA* | EA*5X25M17A* | *96VSN0401712B* | 23200 | 25000 | 16.5 | 12.5 | 8.1 | 2.08 | 59 | 45 | 215644777
KENMORE | N5H8T24*K*AAA* | EA*5X25M17A* | *96VSN0401712B* | 23200 | 25000 | 16.5 | 12.5 | 8.1 | 2.08 | 59 | 45 | 215644778
TEMPSTAR | N5H8T24*K*AAA* | EA*5X25M17A* | *96VSN0401712B* | 23200 | 25000 | 16.5 | 12.5 | 8.1 | 2.08 | 59 | 45 | 215644780
CARRIER | 27TPA824A**30* | CAA**2517AM* | 59SP6B060V14**12 | 23400 | 24800 | 17 | 12.5 | 8.1 | 2.08 | 59 | 45 | 215644782
CARRIER | GH8TAN524**AA* | CAA**2517AM* | 59SP6B060V14**12 | 23400 | 24800 | 17 | 12.5 | 8.1 | 2.08 | 59 | 45 | 215644783
BRYANT HEATING AND COOLING SYSTEMS | 248TAN024**AA* | CAA**2517AM* | 926SB36060V14*** | 23400 | 24800 | 17 | 12.5 | 8.1 | 2.08 | 59 | 45 | 215644785
BRYANT HEATING AND COOLING SYSTEMS | GH8TAN524**AA* | CAA**2517AM* | 926SB36060V14*** | 23400 | 24800 | 17 | 12.5 | 8.1 | 2.08 | 59 | 45 | 215644786
BRYANT HEATING AND COOLING SYSTEMS | PH8TAN524**AA* | CAA**2517AM* | 926SB36060V14*** | 23400 | 24800 | 17 | 12.5 | 8.1 | 2.08 | 59 | 45 | 215644788
HEIL | N5H8T24*K*AAA* | EA*5X25M17A* | *96VSN0601412B* | 23400 | 24800 | 17 | 12.5 | 8.1 | 2.08 | 59 | 45 | 215644789
BROCK | PH8TAN524**AA* | CAA**3014AM* | PG96VTAB36060A** | 22400 | 24400 | 16.5 | 12.5 | 8.1 | 2.04 | 59 | 45 | 215645365
HEIL | N5H8T24*K*AAA* | EA*5X30M14A* | *96VTN0601412B* | 22400 | 24400 | 16.5 | 12.5 | 8.1 | 2.04 | 59 | 45 | 215645367
BRYANT HEATING AND COOLING SYSTEMS | 248TAN024**AA* | CAA**3014AM* | 926TC36060V14*** | 22400 | 24400 | 16.5 | 12.5 | 8.1 | 2.04 | 59 | 45 | 215645359
CARRIER | GH8TAN524**AA* | CAA**3014AM* | 59TP6C060V14**12 | 22400 | 24400 | 16.5 | 12.5 | 8.1 | 2.04 | 59 | 45 | 215645357
BRYANT HEATING AND COOLING SYSTEMS | GH8TAN524**AA* | CAA**3014AM* | 926TC36060V14*** | 22400 | 24400 | 16.5 | 12.5 | 8.1 | 2.04 | 59 | 45 | 215645360
DAY & NIGHT | N5H8T36*K*AAA* | EA*5X37M17A* | *80VSL0701412B* | 34600 | 37600 | 15.2 | 11.7 | 8.1 | 2.26 | 63 | 50 | 215635178
COMFORTMAKER | N5H8T36*K*AAA* | EA*5X37M17A* | *80VSL0701412B* | 34600 | 37600 | 15.2 | 11.7 | 8.1 | 2.26 | 63 | 50 | 215635177
ARCOAIRE | N5H8T36*K*AAA* | EA*5X37M17A* | *80VSL0701412B* | 34600 | 37600 | 15.2 | 11.7 | 8.1 | 2.26 | 63 | 50 | 215635176
AIRQUEST | N5H8T36*K*AAA* | EA*5X37M17A* | *80VSL0701412B* | 34600 | 37600 | 15.2 | 11.7 | 8.1 | 2.26 | 63 | 50 | 215635175
HEIL | N5H8T36*K*AAA* | EA*5X37M17A* | *80VSL0701412B* | 34600 | 37600 | 15.2 | 11.7 | 8.1 | 2.26 | 63 | 50 | 215635174
BRYANT HEATING AND COOLING SYSTEMS | PH8TAN536**AA* | CAA**3717AM* | 82*SB36070V14*** | 34600 | 37600 | 15.2 | 11.7 | 8.1 | 2.26 | 63 | 50 | 215635173
BRYANT HEATING AND COOLING SYSTEMS | GH8TAN536**AA* | CAA**3717AM* | 82*SB36070V14*** | 34600 | 37600 | 15.2 | 11.7 | 8.1 | 2.26 | 63 | 50 | 215635172
ARCOAIRE | N5H8T36*K*AAA* | EA*5X43M21A* | *96VTN0802120B* | 35800 | 38500 | 15.5 | 11.7 | 8.1 | 2.26 | 62 | 50 | 215638576
AIRQUEST | N5H8T36*K*AAA* | EA*5X43M21A* | *96VTN0802120B* | 35800 | 38500 | 15.5 | 11.7 | 8.1 | 2.26 | 62 | 50 | 215638574
HEIL | N5H8T36*K*AAA* | EA*5X43M21A* | *96VTN0802120B* | 35800 | 38500 | 15.5 | 11.7 | 8.1 | 2.26 | 62 | 50 | 215638573
WEATHERMAKER | PH8TAN536**AA* | CAA**4321AM* | PG96VTAB60080C** | 35800 | 38500 | 15.5 | 11.7 | 8.1 | 2.26 | 62 | 50 | 215638571
PAYNE HEATING AND COOLING | PH8TAN536**AA* | CAA**4321AM* | PG96VTAB60080C** | 35800 | 38500 | 15.5 | 11.7 | 8.1 | 2.26 | 62 | 50 | 215638568
BRYANT HEATING AND COOLING SYSTEMS | PH8TAN536**AA* | CAA**4321AM* | 926TC60080V21*** | 35800 | 38500 | 15.5 | 11.7 | 8.1 | 2.26 | 62 | 50 | 215638567
BRYANT HEATING AND COOLING SYSTEMS | GH8TAN536**AA* | CAA**4321AM* | 926TC60080V21*** | 35800 | 38500 | 15.5 | 11.7 | 8.1 | 2.26 | 62 | 50 | 215638565
BRYANT HEATING AND COOLING SYSTEMS | 248TAN036**AA* | CAA**4321AM* | 926TC60080V21*** | 35800 | 38500 | 15.5 | 11.7 | 8.1 | 2.26 | 62 | 50 | 215638564
CARRIER | GH8TAN536**AA* | CAA**4321AM* | 59TP6C080V21**20 | 35800 | 38500 | 15.5 | 11.7 | 8.1 | 2.26 | 62 | 50 | 215638562
BROCK | PH8TAN536**AA* | CAA**4321AM* | PG96VTAB60080C** | 35800 | 38500 | 15.5 | 11.7 | 8.1 | 2.26 | 62 | 50 | 215638570
CARRIER | 27TPA836A**30* | CAA**4321AM* | 59TP6C080V21**20 | 35800 | 38500 | 15.5 | 11.7 | 8.1 | 2.26 | 62 | 50 | 215638561
ECOTEMP | W5H8T36*K*AAA* | W5A*43M21XA* | WFST080B048A* | 35600 | 38500 | 15.2 | 11.7 | 8.1 | 2.24 | 63 | 51 | 215638559
GRANDAIRE | W5H8T36*K*AAA* | W5A*43M21XA* | WFST080B048A* | 35600 | 38500 | 15.2 | 11.7 | 8.1 | 2.24 | 63 | 51 | 215638558
TEMPSTAR | N5H8T36*K*AAA* | EA*5X43M21A* | *96VTN0801716B* | 35600 | 38500 | 15.2 | 11.7 | 8.1 | 2.24 | 63 | 51 | 215638556
KENMORE | N5H8T36*K*AAA* | EA*5X43M21A* | *96VTN0801716B* | 35600 | 38500 | 15.2 | 11.7 | 8.1 | 2.24 | 63 | 51 | 215638555
KEEPRITE | N5H8T36*K*AAA* | EA*5X43M21A* | *96VTN0801716B* | 35600 | 38500 | 15.2 | 11.7 | 8.1 | 2.24 | 63 | 51 | 215638553
DAY & NIGHT | N5H8T36*K*AAA* | EA*5X43M21A* | *96VTN0801716B* | 35600 | 38500 | 15.2 | 11.7 | 8.1 | 2.24 | 63 | 51 | 215638552
COMFORTMAKER | N5H8T36*K*AAA* | EA*5X43M21A* | *96VTN0801716B* | 35600 | 38500 | 15.2 | 11.7 | 8.1 | 2.24 | 63 | 51 | 215638550
ARCOAIRE | N5H8T36*K*AAA* | EA*5X43M21A* | *96VTN0801716B* | 35600 | 38500 | 15.2 | 11.7 | 8.1 | 2.24 | 63 | 51 | 215638549
HEIL | N5H8T36*K*AAA* | EA*5X43M21A* | *96VTN0801716B* | 35600 | 38500 | 15.2 | 11.7 | 8.1 | 2.24 | 63 | 51 | 215638546
AIRQUEST | N5H8T36*K*AAA* | EA*5X43M21A* | *96VTN0801716B* | 35600 | 38500 | 15.2 | 11.7 | 8.1 | 2.24 | 63 | 51 | 215638547
BROCK | PH8TAN536**AA* | CAA**4321AM* | PG96VTAB48080B** | 35600 | 38500 | 15.2 | 11.7 | 8.1 | 2.24 | 63 | 51 | 215638543
WEATHERMAKER | PH8TAN536**AA* | CAA**4321AM* | PG96VTAB48080B** | 35600 | 38500 | 15.2 | 11.7 | 8.1 | 2.24 | 63 | 51 | 215638544
PAYNE HEATING AND COOLING | PH8TAN536**AA* | CAA**4321AM* | PG96VTAB48080B** | 35600 | 38500 | 15.2 | 11.7 | 8.1 | 2.24 | 63 | 51 | 215638541
BRYANT HEATING AND COOLING SYSTEMS | PH8TAN536**AA* | CAA**4321AM* | 926TC48080V17*** | 35600 | 38500 | 15.2 | 11.7 | 8.1 | 2.24 | 63 | 51 | 215638540
BRYANT HEATING AND COOLING SYSTEMS | GH8TAN536**AA* | CAA**4321AM* | 926TC48080V17*** | 35600 | 38500 | 15.2 | 11.7 | 8.1 | 2.24 | 63 | 51 | 215638538
CARRIER | GH8TAN536**AA* | CAA**4321AM* | 59TP6C080V17**16 | 35600 | 38500 | 15.2 | 11.7 | 8.1 | 2.24 | 63 | 51 | 215638534
BRYANT HEATING AND COOLING SYSTEMS | 248TAN036**AA* | CAA**4321AM* | 926TC48080V17*** | 35600 | 38500 | 15.2 | 11.7 | 8.1 | 2.24 | 63 | 51 | 215638537
CARRIER | GH8TAN536**AA* | CAA**4321AM* | GG96VTAB48080B** | 35600 | 38500 | 15.2 | 11.7 | 8.1 | 2.24 | 63 | 51 | 215638536
CARRIER | 27TPA836A**30* | CAA**4321AM* | GG96VTAB48080B** | 35600 | 38500 | 15.2 | 11.7 | 8.1 | 2.24 | 63 | 51 | 215638533
CARRIER | 27TPA836A**30* | CAA**4321AM* | 59TP6C080V17**16 | 35600 | 38500 | 15.2 | 11.7 | 8.1 | 2.24 | 63 | 51 | 215638531
TEMPSTAR | N5H8T36*K*AAA* | EA*5X43M21A* | *96CTN1002122B* | 35800 | 38500 | 15.5 | 12 | 8.1 | 2.24 | 62 | 50 | 215638503
KENMORE | N5H8T36*K*AAA* | EA*5X43M21A* | *96CTN1002122B* | 35800 | 38500 | 15.5 | 12 | 8.1 | 2.24 | 62 | 50 | 215638500
KEEPRITE | N5H8T36*K*AAA* | EA*5X43M21A* | *96CTN1002122B* | 35800 | 38500 | 15.5 | 12 | 8.1 | 2.24 | 62 | 50 | 215638498
DAY & NIGHT | N5H8T36*K*AAA* | EA*5X43M21A* | *96CTN1002122B* | 35800 | 38500 | 15.5 | 12 | 8.1 | 2.24 | 62 | 50 | 215638497
COMFORTMAKER | N5H8T36*K*AAA* | EA*5X43M21A* | *96CTN1002122B* | 35800 | 38500 | 15.5 | 12 | 8.1 | 2.24 | 62 | 50 | 215638495
ARCOAIRE | N5H8T36*K*AAA* | EA*5X43M21A* | *96CTN1002122B* | 35800 | 38500 | 15.5 | 12 | 8.1 | 2.24 | 62 | 50 | 215638493
AIRQUEST | N5H8T36*K*AAA* | EA*5X43M21A* | *96CTN1002122B* | 35800 | 38500 | 15.5 | 12 | 8.1 | 2.24 | 62 | 50 | 215638491
HEIL | N5H8T36*K*AAA* | EA*5X43M21A* | *96CTN1002122B* | 35800 | 38500 | 15.5 | 12 | 8.1 | 2.24 | 62 | 50 | 215638490
BRYANT HEATING AND COOLING SYSTEMS | PH8TAN536**AA* | CAA**4321AM* | 986TD66100C21*** | 35800 | 38500 | 15.5 | 12 | 8.1 | 2.24 | 62 | 50 | 215638488
MARATHERM | N5H8T36*K*AAA* | EA*5X43M21A* | *96CTN1002122B* | 35800 | 38500 | 15.5 | 12 | 8.1 | 2.24 | 62 | 50 | 215638501
BRYANT HEATING AND COOLING SYSTEMS | GH8TAN536**AA* | CAA**4321AM* | 986TD66100C21*** | 35800 | 38500 | 15.5 | 12 | 8.1 | 2.24 | 62 | 50 | 215638486
BRYANT HEATING AND COOLING SYSTEMS | 248TAN036**AA* | CAA**4321AM* | 986TD66100C21*** | 35800 | 38500 | 15.5 | 12 | 8.1 | 2.24 | 62 | 50 | 215638485
CARRIER | GH8TAN536**AA* | CAA**4321AM* | 59TN6C100C21**22 | 35800 | 38500 | 15.5 | 12 | 8.1 | 2.24 | 62 | 50 | 215638483
BROCK | PH8TAN524**AA* | CAA**3017AM* | PG80VTLB36045A** | 22800 | 24400 | 17 | 12.5 | 8.1 | 2.06 | 59 | 45 | 215645627
PAYNE HEATING AND COOLING | PH8TAN524**AA* | CAA**3017AM* | PG80VTLB36045A** | 22800 | 24400 | 17 | 12.5 | 8.1 | 2.06 | 59 | 45 | 215645626
BRYANT HEATING AND COOLING SYSTEMS | PH8TAN524**AA* | CAA**3017AM* | 82*TB36045V14*** | 22800 | 24400 | 17 | 12.5 | 8.1 | 2.06 | 59 | 45 | 215645624
BRYANT HEATING AND COOLING SYSTEMS | GH8TAN524**AA* | CAA**3017AM* | 82*TB36045V14*** | 22800 | 24400 | 17 | 12.5 | 8.1 | 2.06 | 59 | 45 | 215645623
BRYANT HEATING AND COOLING SYSTEMS | 248TAN024**AA* | CAA**3017AM* | 82*TB36045V14*** | 22800 | 24400 | 17 | 12.5 | 8.1 | 2.06 | 59 | 45 | 215645621
CARRIER | GH8TAN524**AA* | CAA**3017AM* | 58TP*B045V14**12 | 22800 | 24400 | 17 | 12.5 | 8.1 | 2.06 | 59 | 45 | 215645620
CARRIER | 27TPA824A**30* | CAA**3017AM* | 58TP*B045V14**12 | 22800 | 24400 | 17 | 12.5 | 8.1 | 2.06 | 59 | 45 | 215645619
TEMPSTAR | N5H8T24*K*AAA* | EA*5X30M17A* | *80CTL0901716B* | 22800 | 24400 | 17 | 12.5 | 8.1 | 2.06 | 59 | 45 | 215645617
MARATHERM | N5H8T24*K*AAA* | EA*5X30M17A* | *80CTL0901716B* | 22800 | 24400 | 17 | 12.5 | 8.1 | 2.06 | 59 | 45 | 215645616
KENMORE | N5H8T24*K*AAA* | EA*5X30M17A* | *80CTL0901716B* | 22800 | 24400 | 17 | 12.5 | 8.1 | 2.06 | 59 | 45 | 215645615
KEEPRITE | N5H8T24*K*AAA* | EA*5X30M17A* | *80CTL0901716B* | 22800 | 24400 | 17 | 12.5 | 8.1 | 2.06 | 59 | 45 | 215645613
DAY & NIGHT | N5H8T24*K*AAA* | EA*5X30M17A* | *80CTL0901716B* | 22800 | 24400 | 17 | 12.5 | 8.1 | 2.06 | 59 | 45 | 215645612
COMFORTMAKER | N5H8T24*K*AAA* | EA*5X30M17A* | *80CTL0901716B* | 22800 | 24400 | 17 | 12.5 | 8.1 | 2.06 | 59 | 45 | 215645610
ARCOAIRE | N5H8T24*K*AAA* | EA*5X30M17A* | *80CTL0901716B* | 22800 | 24400 | 17 | 12.5 | 8.1 | 2.06 | 59 | 45 | 215645609
AIRQUEST | N5H8T24*K*AAA* | EA*5X30M17A* | *80CTL0901716B* | 22800 | 24400 | 17 | 12.5 | 8.1 | 2.06 | 59 | 45 | 215645608
HEIL | N5H8T24*K*AAA* | EA*5X30M17A* | *80CTL0901716B* | 22800 | 24400 | 17 | 12.5 | 8.1 | 2.06 | 59 | 45 | 215645606
BRYANT HEATING AND COOLING SYSTEMS | PH8TAN524**AA* | CAA**3017AM* | 88*TB48090C17*** | 22800 | 24400 | 17 | 12.5 | 8.1 | 2.06 | 59 | 45 | 215645605
BRYANT HEATING AND COOLING SYSTEMS | GH8TAN524**AA* | CAA**3017AM* | 88*TB48090C17*** | 22800 | 24400 | 17 | 12.5 | 8.1 | 2.06 | 59 | 45 | 215645603
BRYANT HEATING AND COOLING SYSTEMS | 248TAN024**AA* | CAA**3017AM* | 88*TB48090C17*** | 22800 | 24400 | 17 | 12.5 | 8.1 | 2.06 | 59 | 45 | 215645602
CARRIER | GH8TAN524**AA* | CAA**3017AM* | 58TN*B090C17**16 | 22800 | 24400 | 17 | 12.5 | 8.1 | 2.06 | 59 | 45 | 215645600
CARRIER | 27TPA824A**30* | CAA**3017AM* | 58TN*B090C17**16 | 22800 | 24400 | 17 | 12.5 | 8.1 | 2.06 | 59 | 45 | 215645599
TEMPSTAR | N5H8T24*K*AAA* | EA*5X30M17A* | *80CTL0701716B* | 22800 | 24400 | 17 | 12.5 | 8.1 | 2.06 | 59 | 45 | 215645598
COMFORTMAKER | N5H8T24*K*AAA* | EA*5X30M17A* | *97CMN0801714B* | 22800 | 24600 | 17 | 12.5 | 8.1 | 2.06 | 59 | 45 | 215645750
ARCOAIRE | N5H8T24*K*AAA* | EA*5X30M17A* | *97CMN0801714B* | 22800 | 24600 | 17 | 12.5 | 8.1 | 2.06 | 59 | 45 | 215645748
AIRQUEST | N5H8T24*K*AAA* | EA*5X30M17A* | *97CMN0801714B* | 22800 | 24600 | 17 | 12.5 | 8.1 | 2.06 | 59 | 45 | 215645747
HEIL | N5H8T24*K*AAA* | EA*5X30M17A* | *97CMN0801714B* | 22800 | 24600 | 17 | 12.5 | 8.1 | 2.06 | 59 | 45 | 215645745
BRYANT HEATING AND COOLING SYSTEMS | PH8TAN524**AA* | CAA**3017AM* | 987MC42080C17*** | 22800 | 24600 | 17 | 12.5 | 8.1 | 2.06 | 59 | 45 | 215645744
BRYANT HEATING AND COOLING SYSTEMS | GH8TAN524**AA* | CAA**3017AM* | 987MC42080C17*** | 22800 | 24600 | 17 | 12.5 | 8.1 | 2.06 | 59 | 45 | 215645743
BRYANT HEATING AND COOLING SYSTEMS | 248TAN024**AA* | CAA**3017AM* | 987MC42080C17*** | 22800 | 24600 | 17 | 12.5 | 8.1 | 2.06 | 59 | 45 | 215645741
CARRIER | GH8TAN524**AA* | CAA**3017AM* | 59MN7C080C17**14 | 22800 | 24600 | 17 | 12.5 | 8.1 | 2.06 | 59 | 45 | 215645740
CARRIER | 27TPA824A**30* | CAA**3017AM* | 59MN7C080C17**14 | 22800 | 24600 | 17 | 12.5 | 8.1 | 2.06 | 59 | 45 | 215645738
TEMPSTAR | N5H8T24*K*AAA* | EA*5X30M17A* | *97CMN0601714B* | 22800 | 24600 | 16.5 | 12.5 | 8.1 | 2.04 | 59 | 45 | 215645736
MARATHERM | N5H8T24*K*AAA* | EA*5X30M17A* | *97CMN0601714B* | 22800 | 24600 | 16.5 | 12.5 | 8.1 | 2.04 | 59 | 45 | 215645735
KENMORE | N5H8T24*K*AAA* | EA*5X30M17A* | *97CMN0601714B* | 22800 | 24600 | 16.5 | 12.5 | 8.1 | 2.04 | 59 | 45 | 215645733
KEEPRITE | N5H8T24*K*AAA* | EA*5X30M17A* | *97CMN0601714B* | 22800 | 24600 | 16.5 | 12.5 | 8.1 | 2.04 | 59 | 45 | 215645731
DAY & NIGHT | N5H8T24*K*AAA* | EA*5X30M17A* | *97CMN0601714B* | 22800 | 24600 | 16.5 | 12.5 | 8.1 | 2.04 | 59 | 45 | 215645730
COMFORTMAKER | N5H8T24*K*AAA* | EA*5X30M17A* | *97CMN0601714B* | 22800 | 24600 | 16.5 | 12.5 | 8.1 | 2.04 | 59 | 45 | 215645728
ARCOAIRE | N5H8T24*K*AAA* | EA*5X30M17A* | *97CMN0601714B* | 22800 | 24600 | 16.5 | 12.5 | 8.1 | 2.04 | 59 | 45 | 215645727
AIRQUEST | N5H8T24*K*AAA* | EA*5X30M17A* | *97CMN0601714B* | 22800 | 24600 | 16.5 | 12.5 | 8.1 | 2.04 | 59 | 45 | 215645725
HEIL | N5H8T24*K*AAA* | EA*5X30M17A* | *97CMN0601714B* | 22800 | 24600 | 16.5 | 12.5 | 8.1 | 2.04 | 59 | 45 | 215645723
BRYANT HEATING AND COOLING SYSTEMS | PH8TAN524**AA* | CAA**3017AM* | 987MC42060C17*** | 22800 | 24600 | 16.5 | 12.5 | 8.1 | 2.04 | 59 | 45 | 215645721
BRYANT HEATING AND COOLING SYSTEMS | GH8TAN524**AA* | CAA**3017AM* | 987MC42060C17*** | 22800 | 24600 | 16.5 | 12.5 | 8.1 | 2.04 | 59 | 45 | 215645720
BRYANT HEATING AND COOLING SYSTEMS | 248TAN024**AA* | CAA**3017AM* | 987MC42060C17*** | 22800 | 24600 | 16.5 | 12.5 | 8.1 | 2.04 | 59 | 45 | 215645718
CARRIER | GH8TAN524**AA* | CAA**3017AM* | 59MN7C060C17**14 | 22800 | 24600 | 16.5 | 12.5 | 8.1 | 2.04 | 59 | 45 | 215645717
CARRIER | 27TPA824A**30* | CAA**3017AM* | 59MN7C060C17**14 | 22800 | 24600 | 16.5 | 12.5 | 8.1 | 2.04 | 59 | 45 | 215645715
ECOTEMP | W5H8T24*K*AAA* | W5A*30M17XA* | WFET090B048A* | 22800 | 24600 | 17 | 12.5 | 8.1 | 2.04 | 59 | 45 | 215645693
GRANDAIRE | W5H8T24*K*AAA* | W5A*30M17XA* | WFET090B048A* | 22800 | 24600 | 17 | 12.5 | 8.1 | 2.04 | 59 | 45 | 215645691
WEATHERMAKER | PH8TAN524**AA* | CAA**3017AM* | PG80VTLB48090B** | 22800 | 24600 | 17 | 12.5 | 8.1 | 2.04 | 59 | 45 | 215645690
MARATHERM | N5H8T24*K*AAA* | EA*5X30M17A* | *80CTL0701716B* | 22800 | 24400 | 17 | 12.5 | 8.1 | 2.06 | 59 | 45 | 215645596
KENMORE | N5H8T24*K*AAA* | EA*5X30M17A* | *80CTL0701716B* | 22800 | 24400 | 17 | 12.5 | 8.1 | 2.06 | 59 | 45 | 215645595
TEMPSTAR | N5H8T24*K*AAA* | EA*5X25M17A* | *96VTN0401712B* | 23200 | 25000 | 16.5 | 12.5 | 8.1 | 2.08 | 59 | 45 | 215645012
KENMORE | N5H8T24*K*AAA* | EA*5X25M17A* | *96VTN0401712B* | 23200 | 25000 | 16.5 | 12.5 | 8.1 | 2.08 | 59 | 45 | 215645010
KEEPRITE | N5H8T24*K*AAA* | EA*5X25M17A* | *96VTN0401712B* | 23200 | 25000 | 16.5 | 12.5 | 8.1 | 2.08 | 59 | 45 | 215645009
DAY & NIGHT | N5H8T24*K*AAA* | EA*5X25M17A* | *96VTN0401712B* | 23200 | 25000 | 16.5 | 12.5 | 8.1 | 2.08 | 59 | 45 | 215645007
COMFORTMAKER | N5H8T24*K*AAA* | EA*5X25M17A* | *96VTN0401712B* | 23200 | 25000 | 16.5 | 12.5 | 8.1 | 2.08 | 59 | 45 | 215645006
ARCOAIRE | N5H8T24*K*AAA* | EA*5X25M17A* | *96VTN0401712B* | 23200 | 25000 | 16.5 | 12.5 | 8.1 | 2.08 | 59 | 45 | 215645004
AIRQUEST | N5H8T24*K*AAA* | EA*5X25M17A* | *96VTN0401712B* | 23200 | 25000 | 16.5 | 12.5 | 8.1 | 2.08 | 59 | 45 | 215645003
HEIL | N5H8T24*K*AAA* | EA*5X25M17A* | *96VTN0401712B* | 23200 | 25000 | 16.5 | 12.5 | 8.1 | 2.08 | 59 | 45 | 215645001
WEATHERMAKER | PH8TAN524**AA* | CAA**2517AM* | PG96VTAB36040B** | 23200 | 25000 | 16.5 | 12.5 | 8.1 | 2.08 | 59 | 45 | 215645000
BROCK | PH8TAN524**AA* | CAA**2517AM* | PG96VTAB36040B** | 23200 | 25000 | 16.5 | 12.5 | 8.1 | 2.08 | 59 | 45 | 215644998
PAYNE HEATING AND COOLING | PH8TAN524**AA* | CAA**2517AM* | PG96VTAB36040B** | 23200 | 25000 | 16.5 | 12.5 | 8.1 | 2.08 | 59 | 45 | 215644997
BRYANT HEATING AND COOLING SYSTEMS | PH8TAN524**AA* | CAA**2517AM* | 926TC36040V17*** | 23200 | 25000 | 16.5 | 12.5 | 8.1 | 2.08 | 59 | 45 | 215644995
BRYANT HEATING AND COOLING SYSTEMS | GH8TAN524**AA* | CAA**2517AM* | 926TC36040V17*** | 23200 | 25000 | 16.5 | 12.5 | 8.1 | 2.08 | 59 | 45 | 215644994
BRYANT HEATING AND COOLING SYSTEMS | 248TAN024**AA* | CAA**2517AM* | 926TC36040V17*** | 23200 | 25000 | 16.5 | 12.5 | 8.1 | 2.08 | 59 | 45 | 215644992
CARRIER | GH8TAN524**AA* | CAA**2517AM* | 59TP6C040V17**12 | 23200 | 25000 | 16.5 | 12.5 | 8.1 | 2.08 | 59 | 45 | 215644991
CARRIER | 27TPA824A**30* | CAA**2517AM* | 59TP6C040V17**12 | 23200 | 25000 | 16.5 | 12.5 | 8.1 | 2.08 | 59 | 45 | 215644989
ECOTEMP | W5H8T24*K*AAA* | W5A*25M17XA* | WFST040A030A* | 23200 | 25000 | 16.5 | 12.5 | 8.1 | 2.06 | 59 | 45 | 215644988
GRANDAIRE | W5H8T24*K*AAA* | W5A*25M17XA* | WFST040A030A* | 23200 | 25000 | 16.5 | 12.5 | 8.1 | 2.06 | 59 | 45 | 215644986
TEMPSTAR | N5H8T24*K*AAA* | EA*5X25M17A* | *96VTN0401410B* | 23200 | 25000 | 16.5 | 12.5 | 8.1 | 2.06 | 59 | 45 | 215644985
KENMORE | N5H8T24*K*AAA* | EA*5X25M17A* | *96VTN0401410B* | 23200 | 25000 | 16.5 | 12.5 | 8.1 | 2.06 | 59 | 45 | 215644983
KEEPRITE | N5H8T24*K*AAA* | EA*5X25M17A* | *96VTN0401410B* | 23200 | 25000 | 16.5 | 12.5 | 8.1 | 2.06 | 59 | 45 | 215644982
DAY & NIGHT | N5H8T24*K*AAA* | EA*5X25M17A* | *96VTN0401410B* | 23200 | 25000 | 16.5 | 12.5 | 8.1 | 2.06 | 59 | 45 | 215644980
COMFORTMAKER | N5H8T24*K*AAA* | EA*5X25M17A* | *96VTN0401410B* | 23200 | 25000 | 16.5 | 12.5 | 8.1 | 2.06 | 59 | 45 | 215644978
ARCOAIRE | N5H8T24*K*AAA* | EA*5X25M17A* | *96VTN0401410B* | 23200 | 25000 | 16.5 | 12.5 | 8.1 | 2.06 | 59 | 45 | 215644977
AIRQUEST | N5H8T24*K*AAA* | EA*5X25M17A* | *96VTN0401410B* | 23200 | 25000 | 16.5 | 12.5 | 8.1 | 2.06 | 59 | 45 | 215644976
HEIL | N5H8T24*K*AAA* | EA*5X25M17A* | *96VTN0401410B* | 23200 | 25000 | 16.5 | 12.5 | 8.1 | 2.06 | 59 | 45 | 215644974
WEATHERMAKER | PH8TAN524**AA* | CAA**2517AM* | PG96VTAB30040A** | 23200 | 25000 | 16.5 | 12.5 | 8.1 | 2.06 | 59 | 45 | 215644973
BROCK | PH8TAN524**AA* | CAA**2517AM* | PG96VTAB30040A** | 23200 | 25000 | 16.5 | 12.5 | 8.1 | 2.06 | 59 | 45 | 215644971
PAYNE HEATING AND COOLING | PH8TAN524**AA* | CAA**2517AM* | PG96VTAB30040A** | 23200 | 25000 | 16.5 | 12.5 | 8.1 | 2.06 | 59 | 45 | 215644970
BRYANT HEATING AND COOLING SYSTEMS | PH8TAN524**AA* | CAA**2517AM* | 926TC30040V14*** | 23200 | 25000 | 16.5 | 12.5 | 8.1 | 2.06 | 59 | 45 | 215644969
BRYANT HEATING AND COOLING SYSTEMS | GH8TAN524**AA* | CAA**2517AM* | 926TC30040V14*** | 23200 | 25000 | 16.5 | 12.5 | 8.1 | 2.06 | 59 | 45 | 215644967
BRYANT HEATING AND COOLING SYSTEMS | 248TAN024**AA* | CAA**2517AM* | 926TC30040V14*** | 23200 | 25000 | 16.5 | 12.5 | 8.1 | 2.06 | 59 | 45 | 215644966
CARRIER | GH8TAN524**AA* | CAA**2517AM* | GG96VTAB30040A** | 23200 | 25000 | 16.5 | 12.5 | 8.1 | 2.06 | 59 | 45 | 215644964
CARRIER | GH8TAN524**AA* | CAA**2517AM* | 59TP6C040V14**10 | 23200 | 25000 | 16.5 | 12.5 | 8.1 | 2.06 | 59 | 45 | 215644963
CARRIER | 27TPA824A**30* | CAA**2517AM* | GG96VTAB30040A** | 23200 | 25000 | 16.5 | 12.5 | 8.1 | 2.06 | 59 | 45 | 215644961
CARRIER | 27TPA824A**30* | CAA**2517AM* | 59TP6C040V14**10 | 23200 | 25000 | 16.5 | 12.5 | 8.1 | 2.06 | 59 | 45 | 215644960
TEMPSTAR | N5H8T24*K*AAA* | EA*5X25M17A* | *96CTN0801714B* | 23400 | 24800 | 17.5 | 13 | 8.1 | 2.1 | 58 | 45 | 215644958
MARATHERM | N5H8T24*K*AAA* | EA*5X25M17A* | *96CTN0801714B* | 23400 | 24800 | 17.5 | 13 | 8.1 | 2.1 | 58 | 45 | 215644957
KENMORE | N5H8T24*K*AAA* | EA*5X25M17A* | *96CTN0801714B* | 23400 | 24800 | 17.5 | 13 | 8.1 | 2.1 | 58 | 45 | 215644956
KEEPRITE | N5H8T24*K*AAA* | EA*5X25M17A* | *96CTN0801714B* | 23400 | 24800 | 17.5 | 13 | 8.1 | 2.1 | 58 | 45 | 215644954
DAY & NIGHT | N5H8T24*K*AAA* | EA*5X25M17A* | *96CTN0801714B* | 23400 | 24800 | 17.5 | 13 | 8.1 | 2.1 | 58 | 45 | 215644953
COMFORTMAKER | N5H8T24*K*AAA* | EA*5X25M17A* | *96CTN0801714B* | 23400 | 24800 | 17.5 | 13 | 8.1 | 2.1 | 58 | 45 | 215644951
ARCOAIRE | N5H8T24*K*AAA* | EA*5X25M17A* | *96CTN0801714B* | 23400 | 24800 | 17.5 | 13 | 8.1 | 2.1 | 58 | 45 | 215644950
AIRQUEST | N5H8T24*K*AAA* | EA*5X25M17A* | *96CTN0801714B* | 23400 | 24800 | 17.5 | 13 | 8.1 | 2.1 | 58 | 45 | 215644948
DAY & NIGHT | N5H8T24*K*AAA* | EA*5X30M14A* | *80CTL0701412B* | 22600 | 24400 | 17 | 12.5 | 8.1 | 2.06 | 59 | 44 | 215645214
KEEPRITE | N5H8T24*K*AAA* | EA*5X30M14A* | *80CTL0701412B* | 22600 | 24400 | 17 | 12.5 | 8.1 | 2.06 | 59 | 44 | 215645215
COMFORTMAKER | N5H8T24*K*AAA* | EA*5X30M14A* | *80CTL0701412B* | 22600 | 24400 | 17 | 12.5 | 8.1 | 2.06 | 59 | 44 | 215645212
ARCOAIRE | N5H8T24*K*AAA* | EA*5X30M14A* | *80CTL0701412B* | 22600 | 24400 | 17 | 12.5 | 8.1 | 2.06 | 59 | 44 | 215645211
AIRQUEST | N5H8T24*K*AAA* | EA*5X30M14A* | *80CTL0701412B* | 22600 | 24400 | 17 | 12.5 | 8.1 | 2.06 | 59 | 44 | 215645209
HEIL | N5H8T24*K*AAA* | EA*5X30M14A* | *80CTL0701412B* | 22600 | 24400 | 17 | 12.5 | 8.1 | 2.06 | 59 | 44 | 215645208
BRYANT HEATING AND COOLING SYSTEMS | PH8TAN524**AA* | CAA**3014AM* | 88*TB36070C14*** | 22600 | 24400 | 17 | 12.5 | 8.1 | 2.06 | 59 | 44 | 215645206
BRYANT HEATING AND COOLING SYSTEMS | GH8TAN524**AA* | CAA**3014AM* | 88*TB36070C14*** | 22600 | 24400 | 17 | 12.5 | 8.1 | 2.06 | 59 | 44 | 215645205
BRYANT HEATING AND COOLING SYSTEMS | 248TAN024**AA* | CAA**3014AM* | 88*TB36070C14*** | 22600 | 24400 | 17 | 12.5 | 8.1 | 2.06 | 59 | 44 | 215645204
CARRIER | GH8TAN524**AA* | CAA**3014AM* | 58TN*B070C14**12 | 22600 | 24400 | 17 | 12.5 | 8.1 | 2.06 | 59 | 44 | 215645202
CARRIER | 27TPA824A**30* | CAA**3014AM* | 58TN*B070C14**12 | 22600 | 24400 | 17 | 12.5 | 8.1 | 2.06 | 59 | 44 | 215645201
HEIL | N5H8T24*K*AAA* | EA*5X25M17A* | *96CTN0801714B* | 23400 | 24800 | 17.5 | 13 | 8.1 | 2.1 | 58 | 45 | 215644947
ARCOAIRE | N5H8T36*K*AAA* | EA*5X37M21A* | *80CTL0901716B* | 35800 | 38500 | 15.5 | 11.7 | 8.1 | 2.24 | 62 | 50 | 215635812
AIRQUEST | N5H8T36*K*AAA* | EA*5X37M21A* | *80CTL0901716B* | 35800 | 38500 | 15.5 | 11.7 | 8.1 | 2.24 | 62 | 50 | 215635811
MARATHERM | N5H8T36*K*AAA* | EA*5X37M21A* | *80CTL0701716B* | 35600 | 38500 | 15.2 | 11.7 | 8.1 | 2.24 | 62 | 51 | 215635789
KENMORE | N5H8T36*K*AAA* | EA*5X37M21A* | *80CTL0701716B* | 35600 | 38500 | 15.2 | 11.7 | 8.1 | 2.24 | 62 | 51 | 215635788
KEEPRITE | N5H8T36*K*AAA* | EA*5X37M21A* | *80CTL0701716B* | 35600 | 38500 | 15.2 | 11.7 | 8.1 | 2.24 | 62 | 51 | 215635787
DAY & NIGHT | N5H8T36*K*AAA* | EA*5X37M21A* | *80CTL0701716B* | 35600 | 38500 | 15.2 | 11.7 | 8.1 | 2.24 | 62 | 51 | 215635786
COMFORTMAKER | N5H8T36*K*AAA* | EA*5X37M21A* | *80CTL0701716B* | 35600 | 38500 | 15.2 | 11.7 | 8.1 | 2.24 | 62 | 51 | 215635785
AIRQUEST | N5H8T36*K*AAA* | EA*5X37M21A* | *80CTL0701716B* | 35600 | 38500 | 15.2 | 11.7 | 8.1 | 2.24 | 62 | 51 | 215635783
HEIL | N5H8T36*K*AAA* | EA*5X37M21A* | *80CTL0701716B* | 35600 | 38500 | 15.2 | 11.7 | 8.1 | 2.24 | 62 | 51 | 215635782
BRYANT HEATING AND COOLING SYSTEMS | PH8TAN536**AA* | CAA**3721AM* | 88*TB48070C17*** | 35600 | 38500 | 15.2 | 11.7 | 8.1 | 2.24 | 62 | 51 | 215635781
BRYANT HEATING AND COOLING SYSTEMS | GH8TAN536**AA* | CAA**3721AM* | 88*TB48070C17*** | 35600 | 38500 | 15.2 | 11.7 | 8.1 | 2.24 | 62 | 51 | 215635780
BRYANT HEATING AND COOLING SYSTEMS | 248TAN036**AA* | CAA**3721AM* | 88*TB48070C17*** | 35600 | 38500 | 15.2 | 11.7 | 8.1 | 2.24 | 62 | 51 | 215635779
CARRIER | GH8TAN536**AA* | CAA**3721AM* | 58TN*B070C17**16 | 35600 | 38500 | 15.2 | 11.7 | 8.1 | 2.24 | 62 | 51 | 215635778
CARRIER | 27TPA836A**30* | CAA**3721AM* | 58TN*B070C17**16 | 35600 | 38500 | 15.2 | 11.7 | 8.1 | 2.24 | 62 | 51 | 215635777
BRYANT HEATING AND COOLING SYSTEMS | PH8TAN536**AA* | CAA**3721AM* | 88*TB60090C21*** | 35800 | 38500 | 15.5 | 12 | 8.1 | 2.26 | 62 | 50 | 215635823
BRYANT HEATING AND COOLING SYSTEMS | GH8TAN536**AA* | CAA**3721AM* | 88*TB60090C21*** | 35800 | 38500 | 15.5 | 12 | 8.1 | 2.26 | 62 | 50 | 215635822
BRYANT HEATING AND COOLING SYSTEMS | 248TAN036**AA* | CAA**3721AM* | 88*TB60090C21*** | 35800 | 38500 | 15.5 | 12 | 8.1 | 2.26 | 62 | 50 | 215635821
CARRIER | GH8TAN536**AA* | CAA**3721AM* | 58TN*B090C21**20 | 35800 | 38500 | 15.5 | 12 | 8.1 | 2.26 | 62 | 50 | 215635820
HEIL | N5H8T36*K*AAA* | EA*5X37M21A* | *80CTL0901716B* | 35800 | 38500 | 15.5 | 11.7 | 8.1 | 2.24 | 62 | 50 | 215635810
BRYANT HEATING AND COOLING SYSTEMS | PH8TAN536**AA* | CAA**3721AM* | 88*TB48090C17*** | 35800 | 38500 | 15.5 | 11.7 | 8.1 | 2.24 | 62 | 50 | 215635809
BRYANT HEATING AND COOLING SYSTEMS | GH8TAN536**AA* | CAA**3721AM* | 88*TB48090C17*** | 35800 | 38500 | 15.5 | 11.7 | 8.1 | 2.24 | 62 | 50 | 215635808
BRYANT HEATING AND COOLING SYSTEMS | 248TAN036**AA* | CAA**3721AM* | 88*TB48090C17*** | 35800 | 38500 | 15.5 | 11.7 | 8.1 | 2.24 | 62 | 50 | 215635807
CARRIER | GH8TAN536**AA* | CAA**3721AM* | 58TN*B090C17**16 | 35800 | 38500 | 15.5 | 11.7 | 8.1 | 2.24 | 62 | 50 | 215635806
CARRIER | 27TPA836A**30* | CAA**3721AM* | 58TN*B090C17**16 | 35800 | 38500 | 15.5 | 11.7 | 8.1 | 2.24 | 62 | 50 | 215635805
TEMPSTAR | N5H8T36*K*AAA* | EA*5X37M21A* | *80CTL0702120B* | 35800 | 38500 | 15.5 | 11.7 | 8.1 | 2.24 | 62 | 50 | 215635804
MARATHERM | N5H8T36*K*AAA* | EA*5X37M21A* | *80CTL0702120B* | 35800 | 38500 | 15.5 | 11.7 | 8.1 | 2.24 | 62 | 50 | 215635803
KENMORE | N5H8T36*K*AAA* | EA*5X37M21A* | *80CTL0702120B* | 35800 | 38500 | 15.5 | 11.7 | 8.1 | 2.24 | 62 | 50 | 215635802
KEEPRITE | N5H8T36*K*AAA* | EA*5X37M21A* | *80CTL0702120B* | 35800 | 38500 | 15.5 | 11.7 | 8.1 | 2.24 | 62 | 50 | 215635801
DAY & NIGHT | N5H8T36*K*AAA* | EA*5X37M21A* | *80CTL0702120B* | 35800 | 38500 | 15.5 | 11.7 | 8.1 | 2.24 | 62 | 50 | 215635800
COMFORTMAKER | N5H8T36*K*AAA* | EA*5X37M21A* | *80CTL0702120B* | 35800 | 38500 | 15.5 | 11.7 | 8.1 | 2.24 | 62 | 50 | 215635799
ARCOAIRE | N5H8T36*K*AAA* | EA*5X37M21A* | *80CTL0702120B* | 35800 | 38500 | 15.5 | 11.7 | 8.1 | 2.24 | 62 | 50 | 215635798
AIRQUEST | N5H8T36*K*AAA* | EA*5X37M21A* | *80CTL0702120B* | 35800 | 38500 | 15.5 | 11.7 | 8.1 | 2.24 | 62 | 50 | 215635797
HEIL | N5H8T36*K*AAA* | EA*5X37M21A* | *80CTL0702120B* | 35800 | 38500 | 15.5 | 11.7 | 8.1 | 2.24 | 62 | 50 | 215635796
BRYANT HEATING AND COOLING SYSTEMS | PH8TAN536**AA* | CAA**3721AM* | 88*TB60070C21*** | 35800 | 38500 | 15.5 | 11.7 | 8.1 | 2.24 | 62 | 50 | 215635795
BRYANT HEATING AND COOLING SYSTEMS | GH8TAN536**AA* | CAA**3721AM* | 88*TB60070C21*** | 35800 | 38500 | 15.5 | 11.7 | 8.1 | 2.24 | 62 | 50 | 215635794
BRYANT HEATING AND COOLING SYSTEMS | 248TAN036**AA* | CAA**3721AM* | 88*TB60070C21*** | 35800 | 38500 | 15.5 | 11.7 | 8.1 | 2.24 | 62 | 50 | 215635793
CARRIER | GH8TAN536**AA* | CAA**3721AM* | 58TN*B070C21**20 | 35800 | 38500 | 15.5 | 11.7 | 8.1 | 2.24 | 62 | 50 | 215635792
CARRIER | 27TPA836A**30* | CAA**3721AM* | 58TN*B070C21**20 | 35800 | 38500 | 15.5 | 11.7 | 8.1 | 2.24 | 62 | 50 | 215635791
TEMPSTAR | N5H8T36*K*AAA* | EA*5X37M21A* | *80CTL0701716B* | 35600 | 38500 | 15.2 | 11.7 | 8.1 | 2.24 | 62 | 51 | 215635790
TEMPSTAR | N5H8T36*K*AAA* | EA*5X37M21A* | *80MSU1002120A* | 35800 | 38500 | 15.5 | 12 | 8.1 | 2.26 | 62 | 50 | 215635762
MARATHERM | N5H8T36*K*AAA* | EA*5X37M21A* | *80MSU1002120A* | 35800 | 38500 | 15.5 | 12 | 8.1 | 2.26 | 62 | 50 | 215635761
KENMORE | N5H8T36*K*AAA* | EA*5X37M21A* | *80MSU1002120A* | 35800 | 38500 | 15.5 | 12 | 8.1 | 2.26 | 62 | 50 | 215635760
KEEPRITE | N5H8T36*K*AAA* | EA*5X37M21A* | *80MSU1002120A* | 35800 | 38500 | 15.5 | 12 | 8.1 | 2.26 | 62 | 50 | 215635759
DAY & NIGHT | N5H8T36*K*AAA* | EA*5X37M21A* | *80MSU1002120A* | 35800 | 38500 | 15.5 | 12 | 8.1 | 2.26 | 62 | 50 | 215635758
COMFORTMAKER | N5H8T36*K*AAA* | EA*5X37M21A* | *80MSU1002120A* | 35800 | 38500 | 15.5 | 12 | 8.1 | 2.26 | 62 | 50 | 215635757
ARCOAIRE | N5H8T36*K*AAA* | EA*5X37M21A* | *80CTL0701716B* | 35600 | 38500 | 15.2 | 11.7 | 8.1 | 2.24 | 62 | 51 | 215635784
BRYANT HEATING AND COOLING SYSTEMS | 248TAN036**AA* | CAA**3721AM* | 83*SB60100M21*** | 35800 | 38500 | 15.5 | 12 | 8.1 | 2.26 | 62 | 50 | 215635748
CARRIER | GH8TAN536**AA* | CAA**3721AM* | 58SU*B100M21**20 | 35800 | 38500 | 15.5 | 12 | 8.1 | 2.26 | 62 | 50 | 215635747
KEEPRITE | N5H8T36*K*AAA* | EA*5X37M21A* | *80MSU0802120A* | 36000 | 38000 | 15.5 | 12 | 8.1 | 2.42 | 62 | 50 | 215635742
DAY & NIGHT | N5H8T36*K*AAA* | EA*5X37M21A* | *80MSU0802120A* | 36000 | 38000 | 15.5 | 12 | 8.1 | 2.42 | 62 | 50 | 215635741
COMFORTMAKER | N5H8T36*K*AAA* | EA*5X48M21A* | *96VTN1002120B* | 35200 | 38000 | 15.5 | 11.7 | 8.1 | 2.26 | 62 | 50 | 215639734
ARCOAIRE | N5H8T36*K*AAA* | EA*5X48M21A* | *96VTN1002120B* | 35200 | 38000 | 15.5 | 11.7 | 8.1 | 2.26 | 62 | 50 | 215639732
AIRQUEST | N5H8T36*K*AAA* | EA*5X48M21A* | *96VTN1002120B* | 35200 | 38000 | 15.5 | 11.7 | 8.1 | 2.26 | 62 | 50 | 215639731
HEIL | N5H8T36*K*AAA* | EA*5X48M21A* | *96VTN1002120B* | 35200 | 38000 | 15.5 | 11.7 | 8.1 | 2.26 | 62 | 50 | 215639729
WEATHERMAKER | PH8TAN536**AA* | CAA**4821AM* | PG96VTAB60100C** | 35200 | 38000 | 15.5 | 11.7 | 8.1 | 2.26 | 62 | 50 | 215639728
BROCK | PH8TAN536**AA* | CAA**4821AM* | PG96VTAB60100C** | 35200 | 38000 | 15.5 | 11.7 | 8.1 | 2.26 | 62 | 50 | 215639727
PAYNE HEATING AND COOLING | PH8TAN536**AA* | CAA**4821AM* | PG96VTAB60100C** | 35200 | 38000 | 15.5 | 11.7 | 8.1 | 2.26 | 62 | 50 | 215639725
BRYANT HEATING AND COOLING SYSTEMS | PH8TAN536**AA* | CAA**4821AM* | 926TC60100V21*** | 35200 | 38000 | 15.5 | 11.7 | 8.1 | 2.26 | 62 | 50 | 215639724
BRYANT HEATING AND COOLING SYSTEMS | GH8TAN536**AA* | CAA**4821AM* | 926TC60100V21*** | 35200 | 38000 | 15.5 | 11.7 | 8.1 | 2.26 | 62 | 50 | 215639723
BRYANT HEATING AND COOLING SYSTEMS | 248TAN036**AA* | CAA**4821AM* | 926TC60100V21*** | 35200 | 38000 | 15.5 | 11.7 | 8.1 | 2.26 | 62 | 50 | 215639721
CARRIER | GH8TAN536**AA* | CAA**4821AM* | GG96VTAB60100C** | 35200 | 38000 | 15.5 | 11.7 | 8.1 | 2.26 | 62 | 50 | 215639720
CARRIER | GH8TAN536**AA* | CAA**4821AM* | 59TP6C100V21**20 | 35200 | 38000 | 15.5 | 11.7 | 8.1 | 2.26 | 62 | 50 | 215639718
CARRIER | 27TPA836A**30* | CAA**4821AM* | GG96VTAB60100C** | 35200 | 38000 | 15.5 | 11.7 | 8.1 | 2.26 | 62 | 50 | 215639717
CARRIER | 27TPA836A**30* | CAA**4821AM* | 59TP6C100V21**20 | 35200 | 38000 | 15.5 | 11.7 | 8.1 | 2.26 | 62 | 50 | 215639716
TEMPSTAR | N5H8T36*K*AAA* | EA*5X48M21A* | *96VTN0802120B* | 35200 | 38000 | 15.2 | 11.7 | 8.1 | 2.24 | 63 | 51 | 215639714
KENMORE | N5H8T36*K*AAA* | EA*5X48M21A* | *96VTN0802120B* | 35200 | 38000 | 15.2 | 11.7 | 8.1 | 2.24 | 63 | 51 | 215639713
KEEPRITE | N5H8T36*K*AAA* | EA*5X48M21A* | *96VTN0802120B* | 35200 | 38000 | 15.2 | 11.7 | 8.1 | 2.24 | 63 | 51 | 215639711
DAY & NIGHT | N5H8T36*K*AAA* | EA*5X48M21A* | *96VTN0802120B* | 35200 | 38000 | 15.2 | 11.7 | 8.1 | 2.24 | 63 | 51 | 215639710
COMFORTMAKER | N5H8T36*K*AAA* | EA*5X48M21A* | *96VTN0802120B* | 35200 | 38000 | 15.2 | 11.7 | 8.1 | 2.24 | 63 | 51 | 215639709
ARCOAIRE | N5H8T36*K*AAA* | EA*5X48M21A* | *96VTN0802120B* | 35200 | 38000 | 15.2 | 11.7 | 8.1 | 2.24 | 63 | 51 | 215639707
AIRQUEST | N5H8T36*K*AAA* | EA*5X48M21A* | *96VTN0802120B* | 35200 | 38000 | 15.2 | 11.7 | 8.1 | 2.24 | 63 | 51 | 215639705
HEIL | N5H8T36*K*AAA* | EA*5X48M21A* | *96VTN0802120B* | 35200 | 38000 | 15.2 | 11.7 | 8.1 | 2.24 | 63 | 51 | 215639704
WEATHERMAKER | PH8TAN536**AA* | CAA**4821AM* | PG96VTAB60080C** | 35200 | 38000 | 15.2 | 11.7 | 8.1 | 2.24 | 63 | 51 | 215639702
BROCK | PH8TAN536**AA* | CAA**4821AM* | PG96VTAB60080C** | 35200 | 38000 | 15.2 | 11.7 | 8.1 | 2.24 | 63 | 51 | 215639701
PAYNE HEATING AND COOLING | PH8TAN536**AA* | CAA**4821AM* | PG96VTAB60080C** | 35200 | 38000 | 15.2 | 11.7 | 8.1 | 2.24 | 63 | 51 | 215639699
BRYANT HEATING AND COOLING SYSTEMS | PH8TAN536**AA* | CAA**4821AM* | 926TC60080V21*** | 35200 | 38000 | 15.2 | 11.7 | 8.1 | 2.24 | 63 | 51 | 215639698
BRYANT HEATING AND COOLING SYSTEMS | GH8TAN536**AA* | CAA**4821AM* | 926TC60080V21*** | 35200 | 38000 | 15.2 | 11.7 | 8.1 | 2.24 | 63 | 51 | 215639696
BRYANT HEATING AND COOLING SYSTEMS | 248TAN036**AA* | CAA**4821AM* | 926TC60080V21*** | 35200 | 38000 | 15.2 | 11.7 | 8.1 | 2.24 | 63 | 51 | 215639695
CARRIER | GH8TAN536**AA* | CAA**4821AM* | 59TP6C080V21**20 | 35200 | 38000 | 15.2 | 11.7 | 8.1 | 2.24 | 63 | 51 | 215639693
CARRIER | 27TPA836A**30* | CAA**4821AM* | 59TP6C080V21**20 | 35200 | 38000 | 15.2 | 11.7 | 8.1 | 2.24 | 63 | 51 | 215639692
CARRIER | 27TPA836A**30* | CAA**4821AM* | 59SP6B080V21**20 | 35200 | 38000 | 15.2 | 11.7 | 8.1 | 2.24 | 63 | 51 | 215639371
TEMPSTAR | N5H8T36*K*AAA* | EA*5X48M21A* | *97CMN1002122B* | 35200 | 38000 | 15.5 | 12 | 8.1 | 2.26 | 62 | 50 | 215639330
BRYANT HEATING AND COOLING SYSTEMS | 248TAN036**AA* | CAA**4821AM* | 987MC66100C21*** | 35200 | 38000 | 15.5 | 12 | 8.1 | 2.26 | 62 | 50 | 215639313
MARATHERM | N5H8T36*K*AAA* | EA*5X48M21A* | *97CMN1002122B* | 35200 | 38000 | 15.5 | 12 | 8.1 | 2.26 | 62 | 50 | 215639329
KENMORE | N5H8T36*K*AAA* | EA*5X48M21A* | *97CMN1002122B* | 35200 | 38000 | 15.5 | 12 | 8.1 | 2.26 | 62 | 50 | 215639327
KEEPRITE | N5H8T36*K*AAA* | EA*5X48M21A* | *97CMN1002122B* | 35200 | 38000 | 15.5 | 12 | 8.1 | 2.26 | 62 | 50 | 215639326
DAY & NIGHT | N5H8T36*K*AAA* | EA*5X48M21A* | *97CMN1002122B* | 35200 | 38000 | 15.5 | 12 | 8.1 | 2.26 | 62 | 50 | 215639324
CARRIER | GH8TAN536**AA* | CSAH*4812AM* | OVLAAB060154 | 35800 | 38000 | 15.2 | 12 | 8.1 | 2.26 | 62 | 50 | 215642980
CARRIER | 27TPA836A**30* | CSAH*4812AM* | OVLAAB060154 | 35800 | 38000 | 15.2 | 12 | 8.1 | 2.26 | 62 | 50 | 215642978
TEMPSTAR | N5H8T36*K*AAA* | ESH5X48M12A* | *96VTN1202422B* | 35600 | 38500 | 15.2 | 11.7 | 8.1 | 2.24 | 62 | 50 | 215642977
KENMORE | N5H8T36*K*AAA* | ESH5X48M12A* | *96VTN1202422B* | 35600 | 38500 | 15.2 | 11.7 | 8.1 | 2.24 | 62 | 50 | 215642975
KEEPRITE | N5H8T36*K*AAA* | ESH5X48M12A* | *96VTN1202422B* | 35600 | 38500 | 15.2 | 11.7 | 8.1 | 2.24 | 62 | 50 | 215642974
DAY & NIGHT | N5H8T36*K*AAA* | ESH5X48M12A* | *96VTN1202422B* | 35600 | 38500 | 15.2 | 11.7 | 8.1 | 2.24 | 62 | 50 | 215642973
COMFORTMAKER | N5H8T36*K*AAA* | ESH5X48M12A* | *96VTN1202422B* | 35600 | 38500 | 15.2 | 11.7 | 8.1 | 2.24 | 62 | 50 | 215642971
ARCOAIRE | N5H8T36*K*AAA* | ESH5X48M12A* | *96VTN1202422B* | 35600 | 38500 | 15.2 | 11.7 | 8.1 | 2.24 | 62 | 50 | 215642970
AIRQUEST | N5H8T36*K*AAA* | ESH5X48M12A* | *96VTN1202422B* | 35600 | 38500 | 15.2 | 11.7 | 8.1 | 2.24 | 62 | 50 | 215642968
HEIL | N5H8T36*K*AAA* | ESH5X48M12A* | *96VTN1202422B* | 35600 | 38500 | 15.2 | 11.7 | 8.1 | 2.24 | 62 | 50 | 215642967
WEATHERMAKER | PH8TAN536**AA* | CSAH*4812AM* | PG96VTAB66120D** | 35600 | 38500 | 15.2 | 11.7 | 8.1 | 2.24 | 62 | 50 | 215642965
BROCK | PH8TAN536**AA* | CSAH*4812AM* | PG96VTAB66120D** | 35600 | 38500 | 15.2 | 11.7 | 8.1 | 2.24 | 62 | 50 | 215642964
PAYNE HEATING AND COOLING | PH8TAN536**AA* | CSAH*4812AM* | PG96VTAB66120D** | 35600 | 38500 | 15.2 | 11.7 | 8.1 | 2.24 | 62 | 50 | 215642963
BRYANT HEATING AND COOLING SYSTEMS | PH8TAN536**AA* | CSAH*4812AM* | 926TC66120V24*** | 35600 | 38500 | 15.2 | 11.7 | 8.1 | 2.24 | 62 | 50 | 215642961
BRYANT HEATING AND COOLING SYSTEMS | GH8TAN536**AA* | CSAH*4812AM* | 926TC66120V24*** | 35600 | 38500 | 15.2 | 11.7 | 8.1 | 2.24 | 62 | 50 | 215642960
BRYANT HEATING AND COOLING SYSTEMS | 248TAN036**AA* | CSAH*4812AM* | 926TC66120V24*** | 35600 | 38500 | 15.2 | 11.7 | 8.1 | 2.24 | 62 | 50 | 215642958
CARRIER | GH8TAN536**AA* | CSAH*4812AM* | GG96VTAB66120D** | 35600 | 38500 | 15.2 | 11.7 | 8.1 | 2.24 | 62 | 50 | 215642957
CARRIER | GH8TAN536**AA* | CSAH*4812AM* | 59TP6C120V24**22 | 35600 | 38500 | 15.2 | 11.7 | 8.1 | 2.24 | 62 | 50 | 215642955
CARRIER | 27TPA836A**30* | CSAH*4812AM* | GG96VTAB66120D** | 35600 | 38500 | 15.2 | 11.7 | 8.1 | 2.24 | 62 | 50 | 215642954
CARRIER | 27TPA836A**30* | CSAH*4812AM* | 59TP6C120V24**22 | 35600 | 38500 | 15.2 | 11.7 | 8.1 | 2.24 | 62 | 50 | 215642952
TEMPSTAR | N5H8T36*K*AAA* | ESH5X48M12A* | *96VTN1002122B* | 35800 | 38000 | 15.2 | 12 | 8.1 | 2.26 | 62 | 50 | 215642951
KENMORE | N5H8T36*K*AAA* | ESH5X48M12A* | *96VTN1002122B* | 35800 | 38000 | 15.2 | 12 | 8.1 | 2.26 | 62 | 50 | 215642949
KEEPRITE | N5H8T36*K*AAA* | ESH5X48M12A* | *96VTN1002122B* | 35800 | 38000 | 15.2 | 12 | 8.1 | 2.26 | 62 | 50 | 215642948
DAY & NIGHT | N5H8T36*K*AAA* | ESH5X48M12A* | *96VTN1002122B* | 35800 | 38000 | 15.2 | 12 | 8.1 | 2.26 | 62 | 50 | 215642947
COMFORTMAKER | N5H8T36*K*AAA* | ESH5X48M12A* | *96VTN1002122B* | 35800 | 38000 | 15.2 | 12 | 8.1 | 2.26 | 62 | 50 | 215642945
ARCOAIRE | N5H8T36*K*AAA* | ESH5X48M12A* | *96VTN1002122B* | 35800 | 38000 | 15.2 | 12 | 8.1 | 2.26 | 62 | 50 | 215642944
AIRQUEST | N5H8T36*K*AAA* | ESH5X48M12A* | *96VTN1002122B* | 35800 | 38000 | 15.2 | 12 | 8.1 | 2.26 | 62 | 50 | 215642942
HEIL | N5H8T36*K*AAA* | ESH5X48M12A* | *96VTN1002122B* | 35800 | 38000 | 15.2 | 12 | 8.1 | 2.26 | 62 | 50 | 215642941
BRYANT HEATING AND COOLING SYSTEMS | PH8TAN536**AA* | CSAH*4812AM* | 926TC66100V21*** | 35800 | 38000 | 15.2 | 12 | 8.1 | 2.26 | 62 | 50 | 215642939
BRYANT HEATING AND COOLING SYSTEMS | GH8TAN536**AA* | CSAH*4812AM* | 926TC66100V21*** | 35800 | 38000 | 15.2 | 12 | 8.1 | 2.26 | 62 | 50 | 215642938
BRYANT HEATING AND COOLING SYSTEMS | 248TAN036**AA* | CSAH*4812AM* | 926TC66100V21*** | 35800 | 38000 | 15.2 | 12 | 8.1 | 2.26 | 62 | 50 | 215642936
CARRIER | GH8TAN536**AA* | CSAH*4812AM* | 59TP6C100V21**22 | 35800 | 38000 | 15.2 | 12 | 8.1 | 2.26 | 62 | 50 | 215642934
CARRIER | 27TPA836A**30* | CSAH*4812AM* | 59TP6C100V21**22 | 35800 | 38000 | 15.2 | 12 | 8.1 | 2.26 | 62 | 50 | 215642933
ECOTEMP | W5H8T36*K*AAA* | W5SH48M12XA* | WFST100C060A* | 35400 | 38000 | 15.2 | 11.7 | 8.1 | 2.26 | 62 | 50 | 215642931
GRANDAIRE | W5H8T36*K*AAA* | W5SH48M12XA* | WFST100C060A* | 35400 | 38000 | 15.2 | 11.7 | 8.1 | 2.26 | 62 | 50 | 215642930
TEMPSTAR | N5H8T36*K*AAA* | ESH5X48M12A* | *96VTN1002120B* | 35400 | 38000 | 15.2 | 11.7 | 8.1 | 2.26 | 62 | 50 | 215642928
KENMORE | N5H8T36*K*AAA* | ESH5X48M12A* | *96VTN1002120B* | 35400 | 38000 | 15.2 | 11.7 | 8.1 | 2.26 | 62 | 50 | 215642927
KEEPRITE | N5H8T36*K*AAA* | ESH5X48M12A* | *96VTN1002120B* | 35400 | 38000 | 15.2 | 11.7 | 8.1 | 2.26 | 62 | 50 | 215642925
DAY & NIGHT | N5H8T36*K*AAA* | ESH5X48M12A* | *96VTN1002120B* | 35400 | 38000 | 15.2 | 11.7 | 8.1 | 2.26 | 62 | 50 | 215642924
COMFORTMAKER | N5H8T36*K*AAA* | ESH5X48M12A* | *96VTN1002120B* | 35400 | 38000 | 15.2 | 11.7 | 8.1 | 2.26 | 62 | 50 | 215642922
ARCOAIRE | N5H8T36*K*AAA* | ESH5X48M12A* | *96VTN1002120B* | 35400 | 38000 | 15.2 | 11.7 | 8.1 | 2.26 | 62 | 50 | 215642921
AIRQUEST | N5H8T36*K*AAA* | ESH5X48M12A* | *96VTN1002120B* | 35400 | 38000 | 15.2 | 11.7 | 8.1 | 2.26 | 62 | 50 | 215642919
HEIL | N5H8T36*K*AAA* | ESH5X48M12A* | *96VTN1002120B* | 35400 | 38000 | 15.2 | 11.7 | 8.1 | 2.26 | 62 | 50 | 215642918
WEATHERMAKER | PH8TAN536**AA* | CSAH*4812AM* | PG96VTAB60100C** | 35400 | 38000 | 15.2 | 11.7 | 8.1 | 2.26 | 62 | 50 | 215642916
BROCK | PH8TAN536**AA* | CSAH*4812AM* | PG96VTAB60100C** | 35400 | 38000 | 15.2 | 11.7 | 8.1 | 2.26 | 62 | 50 | 215642915
PAYNE HEATING AND COOLING | PH8TAN536**AA* | CSAH*4812AM* | PG96VTAB60100C** | 35400 | 38000 | 15.2 | 11.7 | 8.1 | 2.26 | 62 | 50 | 215642914
BRYANT HEATING AND COOLING SYSTEMS | PH8TAN536**AA* | CSAH*4812AM* | 926TC60100V21*** | 35400 | 38000 | 15.2 | 11.7 | 8.1 | 2.26 | 62 | 50 | 215642912
BRYANT HEATING AND COOLING SYSTEMS | GH8TAN536**AA* | CSAH*4812AM* | 926TC60100V21*** | 35400 | 38000 | 15.2 | 11.7 | 8.1 | 2.26 | 62 | 50 | 215642911
BRYANT HEATING AND COOLING SYSTEMS | 248TAN036**AA* | CSAH*4812AM* | 926TC60100V21*** | 35400 | 38000 | 15.2 | 11.7 | 8.1 | 2.26 | 62 | 50 | 215642909
BRYANT HEATING AND COOLING SYSTEMS | 248TAN036**AA* | CAA**4321AM* | 986TD42080C17*** | 35600 | 38500 | 15.2 | 11.7 | 8.1 | 2.24 | 62 | 50 | 215638439
CARRIER | GH8TAN536**AA* | CAA**4321AM* | 59TN6C080C17**14 | 35600 | 38500 | 15.2 | 11.7 | 8.1 | 2.24 | 62 | 50 | 215638437
CARRIER | 27TPA836A**30* | CAA**4321AM* | 59TN6C080C17**14 | 35600 | 38500 | 15.2 | 11.7 | 8.1 | 2.24 | 62 | 50 | 215638435
TEMPSTAR | N5H8T36*K*AAA* | EA*5X43M21A* | *95MSU1002122A* | 35800 | 38000 | 15.5 | 12 | 8.1 | 2.4 | 62 | 50 | 215638410
MARATHERM | N5H8T36*K*AAA* | EA*5X43M21A* | *95MSU1002122A* | 35800 | 38000 | 15.5 | 12 | 8.1 | 2.4 | 62 | 50 | 215638408
KENMORE | N5H8T36*K*AAA* | EA*5X43M21A* | *95MSU1002122A* | 35800 | 38000 | 15.5 | 12 | 8.1 | 2.4 | 62 | 50 | 215638406
KEEPRITE | N5H8T36*K*AAA* | EA*5X43M21A* | *95MSU1002122A* | 35800 | 38000 | 15.5 | 12 | 8.1 | 2.4 | 62 | 50 | 215638405
DAY & NIGHT | N5H8T36*K*AAA* | EA*5X43M21A* | *95MSU1002122A* | 35800 | 38000 | 15.5 | 12 | 8.1 | 2.4 | 62 | 50 | 215638403
ARCOAIRE | N5H8T36*K*AAA* | EA*5X43M21A* | *95MSU1002122A* | 35800 | 38000 | 15.5 | 12 | 8.1 | 2.4 | 62 | 50 | 215638400
AIRQUEST | N5H8T36*K*AAA* | EA*5X43M21A* | *95MSU1002122A* | 35800 | 38000 | 15.5 | 12 | 8.1 | 2.4 | 62 | 50 | 215638399
HEIL | N5H8T36*K*AAA* | EA*5X43M21A* | *95MSU1002122A* | 35800 | 38000 | 15.5 | 12 | 8.1 | 2.4 | 62 | 50 | 215638397
BRYANT HEATING AND COOLING SYSTEMS | PH8TAN536**AA* | CAA**4321AM* | 935SB66100M21*** | 35800 | 38000 | 15.5 | 12 | 8.1 | 2.4 | 62 | 50 | 215638396
COMFORTMAKER | N5H8T36*K*AAA* | EA*5X43M21A* | *95MSU1002122A* | 35800 | 38000 | 15.5 | 12 | 8.1 | 2.4 | 62 | 50 | 215638402
BRYANT HEATING AND COOLING SYSTEMS | GH8TAN536**AA* | CAA**4321AM* | 935SB66100M21*** | 35800 | 38000 | 15.5 | 12 | 8.1 | 2.4 | 62 | 50 | 215638395
BRYANT HEATING AND COOLING SYSTEMS | 248TAN036**AA* | CAA**4321AM* | 935SB66100M21*** | 35800 | 38000 | 15.5 | 12 | 8.1 | 2.4 | 62 | 50 | 215638393
CARRIER | GH8TAN536**AA* | CAA**4321AM* | 59SU5B100M21**22 | 35800 | 38000 | 15.5 | 12 | 8.1 | 2.4 | 62 | 50 | 215638392
CARRIER | 27TPA836A**30* | CAA**4321AM* | 59SU5B100M21**22 | 35800 | 38000 | 15.5 | 12 | 8.1 | 2.4 | 62 | 50 | 215638390
ECOTEMP | W5H8T36*K*AAA* | W5A*43M21XA* | WFSU100C060B* | 36000 | 38500 | 15.5 | 11.7 | 8.1 | 2.24 | 62 | 50 | 215638389
GRANDAIRE | W5H8T36*K*AAA* | W5A*43M21XA* | WFSU100C060B* | 36000 | 38500 | 15.5 | 11.7 | 8.1 | 2.24 | 62 | 50 | 215638387
TEMPSTAR | N5H8T36*K*AAA* | EA*5X43M21A* | *95MSU1002120A* | 36000 | 38500 | 15.5 | 11.7 | 8.1 | 2.24 | 62 | 50 | 215638386
MARATHERM | N5H8T36*K*AAA* | EA*5X43M21A* | *95MSU1002120A* | 36000 | 38500 | 15.5 | 11.7 | 8.1 | 2.24 | 62 | 50 | 215638385
KENMORE | N5H8T36*K*AAA* | EA*5X43M21A* | *95MSU1002120A* | 36000 | 38500 | 15.5 | 11.7 | 8.1 | 2.24 | 62 | 50 | 215638383
KEEPRITE | N5H8T36*K*AAA* | EA*5X43M21A* | *95MSU1002120A* | 36000 | 38500 | 15.5 | 11.7 | 8.1 | 2.24 | 62 | 50 | 215638382
DAY & NIGHT | N5H8T36*K*AAA* | EA*5X43M21A* | *95MSU1002120A* | 36000 | 38500 | 15.5 | 11.7 | 8.1 | 2.24 | 62 | 50 | 215638380
COMFORTMAKER | N5H8T36*K*AAA* | EA*5X43M21A* | *95MSU1002120A* | 36000 | 38500 | 15.5 | 11.7 | 8.1 | 2.24 | 62 | 50 | 215638379
ARCOAIRE | N5H8T36*K*AAA* | EA*5X43M21A* | *95MSU1002120A* | 36000 | 38500 | 15.5 | 11.7 | 8.1 | 2.24 | 62 | 50 | 215638378
AIRQUEST | N5H8T36*K*AAA* | EA*5X43M21A* | *95MSU1002120A* | 36000 | 38500 | 15.5 | 11.7 | 8.1 | 2.24 | 62 | 50 | 215638376
HEIL | N5H8T36*K*AAA* | EA*5X43M21A* | *95MSU1002120A* | 36000 | 38500 | 15.5 | 11.7 | 8.1 | 2.24 | 62 | 50 | 215638375
WEATHERMAKER | PH8TAN536**AA* | CAA**4321AM* | PG95MSUA60100C** | 36000 | 38500 | 15.5 | 11.7 | 8.1 | 2.24 | 62 | 50 | 215638373
BROCK | PH8TAN536**AA* | CAA**4321AM* | PG95MSUA60100C** | 36000 | 38500 | 15.5 | 11.7 | 8.1 | 2.24 | 62 | 50 | 215638372
PAYNE HEATING AND COOLING | PH8TAN536**AA* | CAA**4321AM* | PG95MSUA60100C** | 36000 | 38500 | 15.5 | 11.7 | 8.1 | 2.24 | 62 | 50 | 215638371
BRYANT HEATING AND COOLING SYSTEMS | PH8TAN536**AA* | CAA**4321AM* | 935SB60100M21*** | 36000 | 38500 | 15.5 | 11.7 | 8.1 | 2.24 | 62 | 50 | 215638369
BRYANT HEATING AND COOLING SYSTEMS | GH8TAN536**AA* | CAA**4321AM* | 935SB60100M21*** | 36000 | 38500 | 15.5 | 11.7 | 8.1 | 2.24 | 62 | 50 | 215638368
BRYANT HEATING AND COOLING SYSTEMS | 248TAN036**AA* | CAA**4321AM* | 935SB60100M21*** | 36000 | 38500 | 15.5 | 11.7 | 8.1 | 2.24 | 62 | 50 | 215638367
CARRIER | GH8TAN536**AA* | CAA**4321AM* | 59SU5B100M21**20 | 36000 | 38500 | 15.5 | 11.7 | 8.1 | 2.24 | 62 | 50 | 215638365
CARRIER | 27TPA836A**30* | CAA**4321AM* | 59SU5B100M21**20 | 36000 | 38500 | 15.5 | 11.7 | 8.1 | 2.24 | 62 | 50 | 215638364
ECOTEMP | W5H8T36*K*AAA* | W5A*43M21XA* | WFSU080C060B* | 35800 | 38500 | 15.5 | 12 | 8.1 | 2.26 | 62 | 50 | 215638362
GRANDAIRE | W5H8T36*K*AAA* | W5A*43M21XA* | WFSU080C060B* | 35800 | 38500 | 15.5 | 12 | 8.1 | 2.26 | 62 | 50 | 215638361
TEMPSTAR | N5H8T36*K*AAA* | EA*5X43M21A* | *95MSU0802120A* | 35800 | 38500 | 15.5 | 12 | 8.1 | 2.26 | 62 | 50 | 215638360
MARATHERM | N5H8T36*K*AAA* | EA*5X43M21A* | *95MSU0802120A* | 35800 | 38500 | 15.5 | 12 | 8.1 | 2.26 | 62 | 50 | 215638358
KENMORE | N5H8T36*K*AAA* | EA*5X43M21A* | *95MSU0802120A* | 35800 | 38500 | 15.5 | 12 | 8.1 | 2.26 | 62 | 50 | 215638357
KEEPRITE | N5H8T36*K*AAA* | EA*5X43M21A* | *95MSU0802120A* | 35800 | 38500 | 15.5 | 12 | 8.1 | 2.26 | 62 | 50 | 215638355
DAY & NIGHT | N5H8T36*K*AAA* | EA*5X43M21A* | *95MSU0802120A* | 35800 | 38500 | 15.5 | 12 | 8.1 | 2.26 | 62 | 50 | 215638354
COMFORTMAKER | N5H8T36*K*AAA* | EA*5X43M21A* | *95MSU0802120A* | 35800 | 38500 | 15.5 | 12 | 8.1 | 2.26 | 62 | 50 | 215638353
ARCOAIRE | N5H8T36*K*AAA* | EA*5X43M21A* | *95MSU0802120A* | 35800 | 38500 | 15.5 | 12 | 8.1 | 2.26 | 62 | 50 | 215638351
AIRQUEST | N5H8T36*K*AAA* | EA*5X43M21A* | *95MSU0802120A* | 35800 | 38500 | 15.5 | 12 | 8.1 | 2.26 | 62 | 50 | 215638350
HEIL | N5H8T36*K*AAA* | EA*5X43M21A* | *95MSU0802120A* | 35800 | 38500 | 15.5 | 12 | 8.1 | 2.26 | 62 | 50 | 215638348
WEATHERMAKER | PH8TAN536**AA* | CAA**4321AM* | PG95MSUA60080C** | 35800 | 38500 | 15.5 | 12 | 8.1 | 2.26 | 62 | 50 | 215638347
BROCK | PH8TAN536**AA* | CAA**4321AM* | PG95MSUA60080C** | 35800 | 38500 | 15.5 | 12 | 8.1 | 2.26 | 62 | 50 | 215638346
PAYNE HEATING AND COOLING | PH8TAN536**AA* | CAA**4321AM* | PG95MSUA60080C** | 35800 | 38500 | 15.5 | 12 | 8.1 | 2.26 | 62 | 50 | 215638344
MARATHERM | N5H8T24*K*AAA* | EA*5X36M17A* | *96CTN0801714B* | 22800 | 24400 | 17 | 12.5 | 8.1 | 2.06 | 59 | 45 | 215646755
KENMORE | N5H8T24*K*AAA* | EA*5X36M17A* | *96CTN0801714B* | 22800 | 24400 | 17 | 12.5 | 8.1 | 2.06 | 59 | 45 | 215646754
KEEPRITE | N5H8T24*K*AAA* | EA*5X36M17A* | *96CTN0801714B* | 22800 | 24400 | 17 | 12.5 | 8.1 | 2.06 | 59 | 45 | 215646752
DAY & NIGHT | N5H8T24*K*AAA* | EA*5X36M17A* | *96CTN0801714B* | 22800 | 24400 | 17 | 12.5 | 8.1 | 2.06 | 59 | 45 | 215646751
COMFORTMAKER | N5H8T24*K*AAA* | EA*5X36M17A* | *96CTN0801714B* | 22800 | 24400 | 17 | 12.5 | 8.1 | 2.06 | 59 | 45 | 215646749
ARCOAIRE | N5H8T24*K*AAA* | EA*5X36M17A* | *96CTN0801714B* | 22800 | 24400 | 17 | 12.5 | 8.1 | 2.06 | 59 | 45 | 215646748
BRYANT HEATING AND COOLING SYSTEMS | GH8TAN524**AA* | CAA**3717AM* | 82*SB48090V17*** | 23200 | 24600 | 17.5 | 13 | 8.1 | 2.1 | 59 | 45 | 215647039
BRYANT HEATING AND COOLING SYSTEMS | 248TAN024**AA* | CAA**3717AM* | 82*SB48090V17*** | 23200 | 24600 | 17.5 | 13 | 8.1 | 2.1 | 59 | 45 | 215647038
CARRIER | GH8TAN524**AA* | CAA**3717AM* | 58SP*B090V17**16 | 23200 | 24600 | 17.5 | 13 | 8.1 | 2.1 | 59 | 45 | 215647036
CARRIER | 27TPA824A**30* | CAA**3717AM* | 58SP*B090V17**16 | 23200 | 24600 | 17.5 | 13 | 8.1 | 2.1 | 59 | 45 | 215647035
TEMPSTAR | N5H8T24*K*AAA* | EA*5X37M17A* | *80VSL0701716B* | 23400 | 24800 | 17.5 | 13 | 8.1 | 2.08 | 59 | 45 | 215647033
KENMORE | N5H8T24*K*AAA* | EA*5X37M17A* | *80VSL0701716B* | 23400 | 24800 | 17.5 | 13 | 8.1 | 2.08 | 59 | 45 | 215647032
KEEPRITE | N5H8T24*K*AAA* | EA*5X37M17A* | *80VSL0701716B* | 23400 | 24800 | 17.5 | 13 | 8.1 | 2.08 | 59 | 45 | 215647030
DAY & NIGHT | N5H8T24*K*AAA* | EA*5X37M17A* | *80VSL0701716B* | 23400 | 24800 | 17.5 | 13 | 8.1 | 2.08 | 59 | 45 | 215647029
COMFORTMAKER | N5H8T24*K*AAA* | EA*5X37M17A* | *80VSL0701716B* | 23400 | 24800 | 17.5 | 13 | 8.1 | 2.08 | 59 | 45 | 215647027
ARCOAIRE | N5H8T24*K*AAA* | EA*5X37M17A* | *80VSL0701716B* | 23400 | 24800 | 17.5 | 13 | 8.1 | 2.08 | 59 | 45 | 215647026
AIRQUEST | N5H8T24*K*AAA* | EA*5X37M17A* | *80VSL0701716B* | 23400 | 24800 | 17.5 | 13 | 8.1 | 2.08 | 59 | 45 | 215647024
HEIL | N5H8T24*K*AAA* | EA*5X37M17A* | *80VSL0701716B* | 23400 | 24800 | 17.5 | 13 | 8.1 | 2.08 | 59 | 45 | 215647023
BRYANT HEATING AND COOLING SYSTEMS | PH8TAN524**AA* | CAA**3717AM* | 82*SB48070V17*** | 23400 | 24800 | 17.5 | 13 | 8.1 | 2.08 | 59 | 45 | 215647021
BRYANT HEATING AND COOLING SYSTEMS | GH8TAN524**AA* | CAA**3717AM* | 82*SB48070V17*** | 23400 | 24800 | 17.5 | 13 | 8.1 | 2.08 | 59 | 45 | 215647020
BRYANT HEATING AND COOLING SYSTEMS | 248TAN024**AA* | CAA**3717AM* | 82*SB48070V17*** | 23400 | 24800 | 17.5 | 13 | 8.1 | 2.08 | 59 | 45 | 215647018
CARRIER | GH8TAN524**AA* | CAA**3717AM* | 58SP*B070V17**16 | 23400 | 24800 | 17.5 | 13 | 8.1 | 2.08 | 59 | 45 | 215647017
CARRIER | 27TPA824A**30* | CAA**3717AM* | 58SP*B070V17**16 | 23400 | 24800 | 17.5 | 13 | 8.1 | 2.08 | 59 | 45 | 215647015
TEMPSTAR | N5H8T24*K*AAA* | EA*5X37M17A* | *80VSL0701412B* | 23400 | 24800 | 17.5 | 13 | 8.1 | 2.08 | 59 | 45 | 215647014
KENMORE | N5H8T24*K*AAA* | EA*5X37M17A* | *80VSL0701412B* | 23400 | 24800 | 17.5 | 13 | 8.1 | 2.08 | 59 | 45 | 215647012
KEEPRITE | N5H8T24*K*AAA* | EA*5X37M17A* | *80VSL0701412B* | 23400 | 24800 | 17.5 | 13 | 8.1 | 2.08 | 59 | 45 | 215647011
DAY & NIGHT | N5H8T24*K*AAA* | EA*5X37M17A* | *80VSL0701412B* | 23400 | 24800 | 17.5 | 13 | 8.1 | 2.08 | 59 | 45 | 215647009
COMFORTMAKER | N5H8T24*K*AAA* | EA*5X37M17A* | *80VSL0701412B* | 23400 | 24800 | 17.5 | 13 | 8.1 | 2.08 | 59 | 45 | 215647008
ARCOAIRE | N5H8T24*K*AAA* | EA*5X37M17A* | *80VSL0701412B* | 23400 | 24800 | 17.5 | 13 | 8.1 | 2.08 | 59 | 45 | 215647006
AIRQUEST | N5H8T24*K*AAA* | EA*5X37M17A* | *80VSL0701412B* | 23400 | 24800 | 17.5 | 13 | 8.1 | 2.08 | 59 | 45 | 215647005
HEIL | N5H8T24*K*AAA* | EA*5X37M17A* | *80VSL0701412B* | 23400 | 24800 | 17.5 | 13 | 8.1 | 2.08 | 59 | 45 | 215647003
BRYANT HEATING AND COOLING SYSTEMS | PH8TAN524**AA* | CAA**3717AM* | 82*SB36070V14*** | 23400 | 24800 | 17.5 | 13 | 8.1 | 2.08 | 59 | 45 | 215647002
BRYANT HEATING AND COOLING SYSTEMS | GH8TAN524**AA* | CAA**3717AM* | 82*SB36070V14*** | 23400 | 24800 | 17.5 | 13 | 8.1 | 2.08 | 59 | 45 | 215647000
BRYANT HEATING AND COOLING SYSTEMS | 248TAN024**AA* | CAA**3717AM* | 82*SB36070V14*** | 23400 | 24800 | 17.5 | 13 | 8.1 | 2.08 | 59 | 45 | 215646999
CARRIER | GH8TAN524**AA* | CAA**3717AM* | 58SP*B070V14**12 | 23400 | 24800 | 17.5 | 13 | 8.1 | 2.08 | 59 | 45 | 215646997
CARRIER | 27TPA824A**30* | CAA**3717AM* | 58SP*B070V14**12 | 23400 | 24800 | 17.5 | 13 | 8.1 | 2.08 | 59 | 45 | 215646996
TEMPSTAR | N5H8T24*K*AAA* | EA*5X37M17A* | *80VSL0451412B* | 23400 | 24800 | 17.5 | 13 | 8.1 | 2.08 | 59 | 45 | 215646994
KENMORE | N5H8T24*K*AAA* | EA*5X37M17A* | *80VSL0451412B* | 23400 | 24800 | 17.5 | 13 | 8.1 | 2.08 | 59 | 45 | 215646993
KEEPRITE | N5H8T24*K*AAA* | EA*5X37M17A* | *80VSL0451412B* | 23400 | 24800 | 17.5 | 13 | 8.1 | 2.08 | 59 | 45 | 215646991
DAY & NIGHT | N5H8T24*K*AAA* | EA*5X37M17A* | *80VSL0451412B* | 23400 | 24800 | 17.5 | 13 | 8.1 | 2.08 | 59 | 45 | 215646989
COMFORTMAKER | N5H8T24*K*AAA* | EA*5X37M17A* | *80VSL0451412B* | 23400 | 24800 | 17.5 | 13 | 8.1 | 2.08 | 59 | 45 | 215646988
ARCOAIRE | N5H8T24*K*AAA* | EA*5X37M17A* | *80VSL0451412B* | 23400 | 24800 | 17.5 | 13 | 8.1 | 2.08 | 59 | 45 | 215646986
AIRQUEST | N5H8T24*K*AAA* | EA*5X37M17A* | *80VSL0451412B* | 23400 | 24800 | 17.5 | 13 | 8.1 | 2.08 | 59 | 45 | 215646985
HEIL | N5H8T24*K*AAA* | EA*5X37M17A* | *80VSL0451412B* | 23400 | 24800 | 17.5 | 13 | 8.1 | 2.08 | 59 | 45 | 215646983
BRYANT HEATING AND COOLING SYSTEMS | PH8TAN524**AA* | CAA**3717AM* | 82*SB36045V14*** | 23400 | 24800 | 17.5 | 13 | 8.1 | 2.08 | 59 | 45 | 215646981
BRYANT HEATING AND COOLING SYSTEMS | GH8TAN524**AA* | CAA**3717AM* | 82*SB36045V14*** | 23400 | 24800 | 17.5 | 13 | 8.1 | 2.08 | 59 | 45 | 215646980
BRYANT HEATING AND COOLING SYSTEMS | 248TAN024**AA* | CAA**3717AM* | 82*SB36045V14*** | 23400 | 24800 | 17.5 | 13 | 8.1 | 2.08 | 59 | 45 | 215646978
KENMORE | N5H8T24*K*AAA* | EA*5X37M17A* | *80CSU0401712A* | 23800 | 25000 | 17.5 | 12.5 | 8.1 | 2.06 | 59 | 45 | 215646970
CARRIER | GH8TAN524**AA* | CAA**3717AM* | 58SP*B045V14**12 | 23400 | 24800 | 17.5 | 13 | 8.1 | 2.08 | 59 | 45 | 215646976
CARRIER | 27TPA824A**30* | CAA**3717AM* | 58SP*B045V14**12 | 23400 | 24800 | 17.5 | 13 | 8.1 | 2.08 | 59 | 45 | 215646975
TEMPSTAR | N5H8T24*K*AAA* | EA*5X37M17A* | *80CSU0401712A* | 23800 | 25000 | 17.5 | 12.5 | 8.1 | 2.06 | 59 | 45 | 215646973
MARATHERM | N5H8T24*K*AAA* | EA*5X37M17A* | *80CSU0401712A* | 23800 | 25000 | 17.5 | 12.5 | 8.1 | 2.06 | 59 | 45 | 215646971
KEEPRITE | N5H8T24*K*AAA* | EA*5X37M17A* | *80CSU0401712A* | 23800 | 25000 | 17.5 | 12.5 | 8.1 | 2.06 | 59 | 45 | 215646968
DAY & NIGHT | N5H8T24*K*AAA* | EA*5X37M17A* | *80CSU0401712A* | 23800 | 25000 | 17.5 | 12.5 | 8.1 | 2.06 | 59 | 45 | 215646966
COMFORTMAKER | N5H8T24*K*AAA* | EA*5X37M17A* | *80CSU0401712A* | 23800 | 25000 | 17.5 | 12.5 | 8.1 | 2.06 | 59 | 45 | 215646965
ARCOAIRE | N5H8T24*K*AAA* | EA*5X37M17A* | *80CSU0401712A* | 23800 | 25000 | 17.5 | 12.5 | 8.1 | 2.06 | 59 | 45 | 215646963
AIRQUEST | N5H8T24*K*AAA* | EA*5X37M17A* | *80CSU0401712A* | 23800 | 25000 | 17.5 | 12.5 | 8.1 | 2.06 | 59 | 45 | 215646961
HEIL | N5H8T24*K*AAA* | EA*5X37M17A* | *80CSU0401712A* | 23800 | 25000 | 17.5 | 12.5 | 8.1 | 2.06 | 59 | 45 | 215646960
BRYANT HEATING AND COOLING SYSTEMS | PH8TAN524**AA* | CAA**3717AM* | 83*CA36040C17*** | 23800 | 25000 | 17.5 | 12.5 | 8.1 | 2.06 | 59 | 45 | 215646958
BRYANT HEATING AND COOLING SYSTEMS | GH8TAN524**AA* | CAA**3717AM* | 83*CA36040C17*** | 23800 | 25000 | 17.5 | 12.5 | 8.1 | 2.06 | 59 | 45 | 215646956
BRYANT HEATING AND COOLING SYSTEMS | 248TAN024**AA* | CAA**3717AM* | 83*CA36040C17*** | 23800 | 25000 | 17.5 | 12.5 | 8.1 | 2.06 | 59 | 45 | 215646955
CARRIER | GH8TAN524**AA* | CAA**3717AM* | 58CU*A040C17**12 | 23800 | 25000 | 17.5 | 12.5 | 8.1 | 2.06 | 59 | 45 | 215646953
CARRIER | 27TPA824A**30* | CAA**3717AM* | 58CU*A040C17**12 | 23800 | 25000 | 17.5 | 12.5 | 8.1 | 2.06 | 59 | 45 | 215646952
TEMPSTAR | N5H8T36*K*AAA* | ESH5X48M12A* | *80CTL1352422B* | 35400 | 38000 | 15.2 | 11.7 | 8.1 | 2.26 | 62 | 50 | 215642395
MARATHERM | N5H8T36*K*AAA* | ESH5X48M12A* | *80CTL1352422B* | 35400 | 38000 | 15.2 | 11.7 | 8.1 | 2.26 | 62 | 50 | 215642394
KENMORE | N5H8T36*K*AAA* | ESH5X48M12A* | *80CTL1352422B* | 35400 | 38000 | 15.2 | 11.7 | 8.1 | 2.26 | 62 | 50 | 215642392
KEEPRITE | N5H8T36*K*AAA* | ESH5X48M12A* | *80CTL1352422B* | 35400 | 38000 | 15.2 | 11.7 | 8.1 | 2.26 | 62 | 50 | 215642391
DAY & NIGHT | N5H8T36*K*AAA* | ESH5X48M12A* | *80CTL1352422B* | 35400 | 38000 | 15.2 | 11.7 | 8.1 | 2.26 | 62 | 50 | 215642389
COMFORTMAKER | N5H8T36*K*AAA* | ESH5X48M12A* | *80CTL1352422B* | 35400 | 38000 | 15.2 | 11.7 | 8.1 | 2.26 | 62 | 50 | 215642388
ARCOAIRE | N5H8T36*K*AAA* | ESH5X48M12A* | *80CTL1352422B* | 35400 | 38000 | 15.2 | 11.7 | 8.1 | 2.26 | 62 | 50 | 215642386
AIRQUEST | N5H8T36*K*AAA* | ESH5X48M12A* | *80CTL1352422B* | 35400 | 38000 | 15.2 | 11.7 | 8.1 | 2.26 | 62 | 50 | 215642384
HEIL | N5H8T36*K*AAA* | ESH5X48M12A* | *80CTL1352422B* | 35400 | 38000 | 15.2 | 11.7 | 8.1 | 2.26 | 62 | 50 | 215642383
BRYANT HEATING AND COOLING SYSTEMS | PH8TAN536**AA* | CSAH*4812AM* | 88*TB66135C24*** | 35400 | 38000 | 15.2 | 11.7 | 8.1 | 2.26 | 62 | 50 | 215642381
BRYANT HEATING AND COOLING SYSTEMS | GH8TAN536**AA* | CSAH*4812AM* | 88*TB66135C24*** | 35400 | 38000 | 15.2 | 11.7 | 8.1 | 2.26 | 62 | 50 | 215642380
BRYANT HEATING AND COOLING SYSTEMS | 248TAN036**AA* | CSAH*4812AM* | 88*TB66135C24*** | 35400 | 38000 | 15.2 | 11.7 | 8.1 | 2.26 | 62 | 50 | 215642378
CARRIER | GH8TAN536**AA* | CSAH*4812AM* | 58TN*B135C24**22 | 35400 | 38000 | 15.2 | 11.7 | 8.1 | 2.26 | 62 | 50 | 215642377
CARRIER | 27TPA836A**30* | CSAH*4812AM* | 58TN*B135C24**22 | 35400 | 38000 | 15.2 | 11.7 | 8.1 | 2.26 | 62 | 50 | 215642375
TEMPSTAR | N5H8T36*K*AAA* | ESH5X48M12A* | *80CTL1102120B* | 35600 | 38000 | 15.2 | 11.7 | 8.1 | 2.26 | 62 | 50 | 215642373
MARATHERM | N5H8T36*K*AAA* | ESH5X48M12A* | *80CTL1102120B* | 35600 | 38000 | 15.2 | 11.7 | 8.1 | 2.26 | 62 | 50 | 215642372
KENMORE | N5H8T36*K*AAA* | ESH5X48M12A* | *80CTL1102120B* | 35600 | 38000 | 15.2 | 11.7 | 8.1 | 2.26 | 62 | 50 | 215642370
KEEPRITE | N5H8T36*K*AAA* | ESH5X48M12A* | *80CTL1102120B* | 35600 | 38000 | 15.2 | 11.7 | 8.1 | 2.26 | 62 | 50 | 215642369
DAY & NIGHT | N5H8T36*K*AAA* | ESH5X48M12A* | *80CTL1102120B* | 35600 | 38000 | 15.2 | 11.7 | 8.1 | 2.26 | 62 | 50 | 215642367
COMFORTMAKER | N5H8T36*K*AAA* | ESH5X48M12A* | *80CTL1102120B* | 35600 | 38000 | 15.2 | 11.7 | 8.1 | 2.26 | 62 | 50 | 215642365
TEMPSTAR | N5H8T36*K*AAA* | ESH5X48M12A* | *80VTL0902120B* | 35600 | 38000 | 15.2 | 11.7 | 8.1 | 2.24 | 63 | 51 | 215642449
KENMORE | N5H8T36*K*AAA* | ESH5X48M12A* | *80VTL0902120B* | 35600 | 38000 | 15.2 | 11.7 | 8.1 | 2.24 | 63 | 51 | 215642448
KEEPRITE | N5H8T36*K*AAA* | ESH5X48M12A* | *80VTL0902120B* | 35600 | 38000 | 15.2 | 11.7 | 8.1 | 2.24 | 63 | 51 | 215642447
DAY & NIGHT | N5H8T36*K*AAA* | ESH5X48M12A* | *80VTL0902120B* | 35600 | 38000 | 15.2 | 11.7 | 8.1 | 2.24 | 63 | 51 | 215642446
COMFORTMAKER | N5H8T36*K*AAA* | ESH5X48M12A* | *80VTL0902120B* | 35600 | 38000 | 15.2 | 11.7 | 8.1 | 2.24 | 63 | 51 | 215642445
ARCOAIRE | N5H8T36*K*AAA* | ESH5X48M12A* | *80VTL0902120B* | 35600 | 38000 | 15.2 | 11.7 | 8.1 | 2.24 | 63 | 51 | 215642444
AIRQUEST | N5H8T36*K*AAA* | ESH5X48M12A* | *80VTL0902120B* | 35600 | 38000 | 15.2 | 11.7 | 8.1 | 2.24 | 63 | 51 | 215642443
HEIL | N5H8T36*K*AAA* | ESH5X48M12A* | *80VTL0902120B* | 35600 | 38000 | 15.2 | 11.7 | 8.1 | 2.24 | 63 | 51 | 215642442
WEATHERMAKER | PH8TAN536**AA* | CSAH*4812AM* | PG80VTLB60090C** | 35600 | 38000 | 15.2 | 11.7 | 8.1 | 2.24 | 63 | 51 | 215642441
BROCK | PH8TAN536**AA* | CSAH*4812AM* | PG80VTLB60090C** | 35600 | 38000 | 15.2 | 11.7 | 8.1 | 2.24 | 63 | 51 | 215642440
ARCOAIRE | N5H8T36*K*AAA* | ESH5X48M12A* | *80CTL1102120B* | 35600 | 38000 | 15.2 | 11.7 | 8.1 | 2.26 | 62 | 50 | 215642364
AIRQUEST | N5H8T36*K*AAA* | ESH5X48M12A* | *80CTL1102120B* | 35600 | 38000 | 15.2 | 11.7 | 8.1 | 2.26 | 62 | 50 | 215642363
HEIL | N5H8T36*K*AAA* | ESH5X48M12A* | *80CTL1102120B* | 35600 | 38000 | 15.2 | 11.7 | 8.1 | 2.26 | 62 | 50 | 215642361
BRYANT HEATING AND COOLING SYSTEMS | PH8TAN536**AA* | CSAH*4812AM* | 88*TB60110C21*** | 35600 | 38000 | 15.2 | 11.7 | 8.1 | 2.26 | 62 | 50 | 215642359
BRYANT HEATING AND COOLING SYSTEMS | GH8TAN536**AA* | CSAH*4812AM* | 88*TB60110C21*** | 35600 | 38000 | 15.2 | 11.7 | 8.1 | 2.26 | 62 | 50 | 215642358
BRYANT HEATING AND COOLING SYSTEMS | 248TAN036**AA* | CSAH*4812AM* | 88*TB60110C21*** | 35600 | 38000 | 15.2 | 11.7 | 8.1 | 2.26 | 62 | 50 | 215642356
CARRIER | GH8TAN536**AA* | CSAH*4812AM* | 58TN*B110C21**20 | 35600 | 38000 | 15.2 | 11.7 | 8.1 | 2.26 | 62 | 50 | 215642355
CARRIER | 27TPA836A**30* | CSAH*4812AM* | 58TN*B110C21**20 | 35600 | 38000 | 15.2 | 11.7 | 8.1 | 2.26 | 62 | 50 | 215642354
TEMPSTAR | N5H8T36*K*AAA* | ESH5X48M12A* | *80CTL0902120B* | 35400 | 38000 | 15.2 | 11.7 | 8.1 | 2.26 | 62 | 50 | 215642352
MARATHERM | N5H8T36*K*AAA* | ESH5X48M12A* | *80CTL0902120B* | 35400 | 38000 | 15.2 | 11.7 | 8.1 | 2.26 | 62 | 50 | 215642350
KENMORE | N5H8T36*K*AAA* | ESH5X48M12A* | *80CTL0902120B* | 35400 | 38000 | 15.2 | 11.7 | 8.1 | 2.26 | 62 | 50 | 215642349
KEEPRITE | N5H8T36*K*AAA* | ESH5X48M12A* | *80CTL0902120B* | 35400 | 38000 | 15.2 | 11.7 | 8.1 | 2.26 | 62 | 50 | 215642347
DAY & NIGHT | N5H8T36*K*AAA* | ESH5X48M12A* | *80CTL0902120B* | 35400 | 38000 | 15.2 | 11.7 | 8.1 | 2.26 | 62 | 50 | 215642345
COMFORTMAKER | N5H8T36*K*AAA* | ESH5X48M12A* | *80CTL0902120B* | 35400 | 38000 | 15.2 | 11.7 | 8.1 | 2.26 | 62 | 50 | 215642344
ARCOAIRE | N5H8T36*K*AAA* | ESH5X48M12A* | *80CTL0902120B* | 35400 | 38000 | 15.2 | 11.7 | 8.1 | 2.26 | 62 | 50 | 215642342
AIRQUEST | N5H8T36*K*AAA* | ESH5X48M12A* | *80CTL0902120B* | 35400 | 38000 | 15.2 | 11.7 | 8.1 | 2.26 | 62 | 50 | 215642341
HEIL | N5H8T36*K*AAA* | ESH5X48M12A* | *80CTL0902120B* | 35400 | 38000 | 15.2 | 11.7 | 8.1 | 2.26 | 62 | 50 | 215642339
BRYANT HEATING AND COOLING SYSTEMS | PH8TAN536**AA* | CSAH*4812AM* | 88*TB60090C21*** | 35400 | 38000 | 15.2 | 11.7 | 8.1 | 2.26 | 62 | 50 | 215642337
BRYANT HEATING AND COOLING SYSTEMS | GH8TAN536**AA* | CSAH*4812AM* | 88*TB60090C21*** | 35400 | 38000 | 15.2 | 11.7 | 8.1 | 2.26 | 62 | 50 | 215642335
TEMPSTAR | N5H8T36*K*AAA* | EA*5X42M21A* | *80CTL0901716B* | 34400 | 37600 | 15.2 | 11.7 | 8.1 | 2.22 | 63 | 50 | 215636771
BRYANT HEATING AND COOLING SYSTEMS | PH8TAN536**AA* | CAA**4321AM* | 83*CA60080C21*** | 36200 | 38500 | 15.2 | 12 | 8.1 | 2.24 | 62 | 51 | 215637638
BRYANT HEATING AND COOLING SYSTEMS | GH8TAN536**AA* | CAA**4321AM* | 83*CA60080C21*** | 36200 | 38500 | 15.2 | 12 | 8.1 | 2.24 | 62 | 51 | 215637637
BRYANT HEATING AND COOLING SYSTEMS | 248TAN036**AA* | CAA**4321AM* | 83*CA60080C21*** | 36200 | 38500 | 15.2 | 12 | 8.1 | 2.24 | 62 | 51 | 215637635
CARRIER | GH8TAN536**AA* | CAA**4321AM* | 58CU*A080C21**20 | 36200 | 38500 | 15.2 | 12 | 8.1 | 2.24 | 62 | 51 | 215637634
CARRIER | 27TPA836A**30* | CAA**4321AM* | 58CU*A080C21**20 | 36200 | 38500 | 15.2 | 12 | 8.1 | 2.24 | 62 | 51 | 215637632
TEMPSTAR | N5H8T36*K*AAA* | EA*5X43M21A* | *80CSU0401712A* | 35800 | 38500 | 15.2 | 11.7 | 8.1 | 2.24 | 63 | 51 | 215637611
MARATHERM | N5H8T36*K*AAA* | EA*5X43M21A* | *80CSU0401712A* | 35800 | 38500 | 15.2 | 11.7 | 8.1 | 2.24 | 63 | 51 | 215637610
KENMORE | N5H8T36*K*AAA* | EA*5X43M21A* | *80CSU0401712A* | 35800 | 38500 | 15.2 | 11.7 | 8.1 | 2.24 | 63 | 51 | 215637609
KEEPRITE | N5H8T36*K*AAA* | EA*5X43M21A* | *80CSU0401712A* | 35800 | 38500 | 15.2 | 11.7 | 8.1 | 2.24 | 63 | 51 | 215637607
DAY & NIGHT | N5H8T36*K*AAA* | EA*5X43M21A* | *80CSU0401712A* | 35800 | 38500 | 15.2 | 11.7 | 8.1 | 2.24 | 63 | 51 | 215637606
COMFORTMAKER | N5H8T36*K*AAA* | EA*5X43M21A* | *80CSU0401712A* | 35800 | 38500 | 15.2 | 11.7 | 8.1 | 2.24 | 63 | 51 | 215637604
ARCOAIRE | N5H8T36*K*AAA* | EA*5X43M21A* | *80CSU0401712A* | 35800 | 38500 | 15.2 | 11.7 | 8.1 | 2.24 | 63 | 51 | 215637603
AIRQUEST | N5H8T36*K*AAA* | EA*5X43M21A* | *80CSU0401712A* | 35800 | 38500 | 15.2 | 11.7 | 8.1 | 2.24 | 63 | 51 | 215637602
HEIL | N5H8T36*K*AAA* | EA*5X43M21A* | *80CSU0401712A* | 35800 | 38500 | 15.2 | 11.7 | 8.1 | 2.24 | 63 | 51 | 215637600
BRYANT HEATING AND COOLING SYSTEMS | PH8TAN536**AA* | CAA**4321AM* | 83*CA36040C17*** | 35800 | 38500 | 15.2 | 11.7 | 8.1 | 2.24 | 63 | 51 | 215637599
BRYANT HEATING AND COOLING SYSTEMS | GH8TAN536**AA* | CAA**4321AM* | 83*CA36040C17*** | 35800 | 38500 | 15.2 | 11.7 | 8.1 | 2.24 | 63 | 51 | 215637597
BRYANT HEATING AND COOLING SYSTEMS | 248TAN036**AA* | CAA**4321AM* | 83*CA36040C17*** | 35800 | 38500 | 15.2 | 11.7 | 8.1 | 2.24 | 63 | 51 | 215637596
CARRIER | GH8TAN536**AA* | CAA**4321AM* | 58CU*A040C17**12 | 35800 | 38500 | 15.2 | 11.7 | 8.1 | 2.24 | 63 | 51 | 215637595
CARRIER | 27TPA836A**30* | CAA**4321AM* | 58CU*A040C17**12 | 35800 | 38500 | 15.2 | 11.7 | 8.1 | 2.24 | 63 | 51 | 215637593
TEMPSTAR | N5H8T36*K*AAA* | EA*5X42M21A* | *96VTN1002122B* | 34600 | 37600 | 15.5 | 11.7 | 8.1 | 2.26 | 62 | 50 | 215637572
KENMORE | N5H8T36*K*AAA* | EA*5X42M21A* | *96VTN1002122B* | 34600 | 37600 | 15.5 | 11.7 | 8.1 | 2.26 | 62 | 50 | 215637571
KEEPRITE | N5H8T36*K*AAA* | EA*5X42M21A* | *96VTN1002122B* | 34600 | 37600 | 15.5 | 11.7 | 8.1 | 2.26 | 62 | 50 | 215637570
DAY & NIGHT | N5H8T36*K*AAA* | EA*5X42M21A* | *96VTN1002122B* | 34600 | 37600 | 15.5 | 11.7 | 8.1 | 2.26 | 62 | 50 | 215637568
COMFORTMAKER | N5H8T36*K*AAA* | EA*5X42M21A* | *96VTN1002122B* | 34600 | 37600 | 15.5 | 11.7 | 8.1 | 2.26 | 62 | 50 | 215637567
ARCOAIRE | N5H8T36*K*AAA* | EA*5X42M21A* | *96VTN1002122B* | 34600 | 37600 | 15.5 | 11.7 | 8.1 | 2.26 | 62 | 50 | 215637566
AIRQUEST | N5H8T36*K*AAA* | EA*5X42M21A* | *96VTN1002122B* | 34600 | 37600 | 15.5 | 11.7 | 8.1 | 2.26 | 62 | 50 | 215637564
HEIL | N5H8T36*K*AAA* | EA*5X42M21A* | *96VTN1002122B* | 34600 | 37600 | 15.5 | 11.7 | 8.1 | 2.26 | 62 | 50 | 215637563
BRYANT HEATING AND COOLING SYSTEMS | PH8TAN536**AA* | CAA**4221AM* | 926TC66100V21*** | 34600 | 37600 | 15.5 | 11.7 | 8.1 | 2.26 | 62 | 50 | 215637561
BRYANT HEATING AND COOLING SYSTEMS | GH8TAN536**AA* | CAA**4221AM* | 926TC66100V21*** | 34600 | 37600 | 15.5 | 11.7 | 8.1 | 2.26 | 62 | 50 | 215637560
BRYANT HEATING AND COOLING SYSTEMS | 248TAN036**AA* | CAA**4221AM* | 926TC66100V21*** | 34600 | 37600 | 15.5 | 11.7 | 8.1 | 2.26 | 62 | 50 | 215637559
CARRIER | GH8TAN536**AA* | CAA**4221AM* | 59TP6C100V21**22 | 34600 | 37600 | 15.5 | 11.7 | 8.1 | 2.26 | 62 | 50 | 215637557
CARRIER | 27TPA836A**30* | CAA**4221AM* | 59TP6C100V21**22 | 34600 | 37600 | 15.5 | 11.7 | 8.1 | 2.26 | 62 | 50 | 215637556
TEMPSTAR | N5H8T36*K*AAA* | ESH5X48M12A* | *97CMN1002122B* | 35400 | 38000 | 15.2 | 11.7 | 8.1 | 2.26 | 62 | 50 | 215642559
MARATHERM | N5H8T36*K*AAA* | ESH5X48M12A* | *97CMN1002122B* | 35400 | 38000 | 15.2 | 11.7 | 8.1 | 2.26 | 62 | 50 | 215642558
KENMORE | N5H8T36*K*AAA* | ESH5X48M12A* | *97CMN1002122B* | 35400 | 38000 | 15.2 | 11.7 | 8.1 | 2.26 | 62 | 50 | 215642557
KEEPRITE | N5H8T36*K*AAA* | ESH5X48M12A* | *97CMN1002122B* | 35400 | 38000 | 15.2 | 11.7 | 8.1 | 2.26 | 62 | 50 | 215642556
DAY & NIGHT | N5H8T36*K*AAA* | ESH5X48M12A* | *97CMN1002122B* | 35400 | 38000 | 15.2 | 11.7 | 8.1 | 2.26 | 62 | 50 | 215642555
COMFORTMAKER | N5H8T36*K*AAA* | ESH5X48M12A* | *97CMN1002122B* | 35400 | 38000 | 15.2 | 11.7 | 8.1 | 2.26 | 62 | 50 | 215642554
ARCOAIRE | N5H8T36*K*AAA* | ESH5X48M12A* | *97CMN1002122B* | 35400 | 38000 | 15.2 | 11.7 | 8.1 | 2.26 | 62 | 50 | 215642553
AIRQUEST | N5H8T36*K*AAA* | ESH5X48M12A* | *97CMN1002122B* | 35400 | 38000 | 15.2 | 11.7 | 8.1 | 2.26 | 62 | 50 | 215642552
HEIL | N5H8T36*K*AAA* | ESH5X48M12A* | *97CMN1002122B* | 35400 | 38000 | 15.2 | 11.7 | 8.1 | 2.26 | 62 | 50 | 215642551
BRYANT HEATING AND COOLING SYSTEMS | PH8TAN536**AA* | CSAH*4812AM* | 987MC66100C21*** | 35400 | 38000 | 15.2 | 11.7 | 8.1 | 2.26 | 62 | 50 | 215642550
BRYANT HEATING AND COOLING SYSTEMS | GH8TAN536**AA* | CSAH*4812AM* | 987MC66100C21*** | 35400 | 38000 | 15.2 | 11.7 | 8.1 | 2.26 | 62 | 50 | 215642549
BRYANT HEATING AND COOLING SYSTEMS | 248TAN036**AA* | CSAH*4812AM* | 987MC66100C21*** | 35400 | 38000 | 15.2 | 11.7 | 8.1 | 2.26 | 62 | 50 | 215642548
TEMPSTAR | N5H8T36*K*AAA* | ESH5X48M12A* | *95CSU1002122B* | 35400 | 38000 | 15.2 | 11.7 | 8.1 | 2.26 | 62 | 50 | 215642503
KENMORE | N5H8T36*K*AAA* | ESH5X48M12A* | *95CSU1002122B* | 35400 | 38000 | 15.2 | 11.7 | 8.1 | 2.26 | 62 | 50 | 215642501
MARATHERM | N5H8T36*K*AAA* | ESH5X48M12A* | *95CSU1002122B* | 35400 | 38000 | 15.2 | 11.7 | 8.1 | 2.26 | 62 | 50 | 215642502
DAY & NIGHT | N5H8T36*K*AAA* | ESH5X48M12A* | *95CSU1002122B* | 35400 | 38000 | 15.2 | 11.7 | 8.1 | 2.26 | 62 | 50 | 215642499
KEEPRITE | N5H8T36*K*AAA* | ESH5X48M12A* | *95CSU1002122B* | 35400 | 38000 | 15.2 | 11.7 | 8.1 | 2.26 | 62 | 50 | 215642500
COMFORTMAKER | N5H8T36*K*AAA* | ESH5X48M12A* | *95CSU1002122B* | 35400 | 38000 | 15.2 | 11.7 | 8.1 | 2.26 | 62 | 50 | 215642498
ARCOAIRE | N5H8T36*K*AAA* | ESH5X48M12A* | *95CSU1002122B* | 35400 | 38000 | 15.2 | 11.7 | 8.1 | 2.26 | 62 | 50 | 215642497
KEEPRITE | N5H8T24*K*AAA* | EA*5X30M17A* | *96VSN0601716B* | 22800 | 24600 | 16.5 | 12.5 | 8.1 | 2.06 | 59 | 45 | 215645828
DAY & NIGHT | N5H8T24*K*AAA* | EA*5X30M17A* | *96VSN0601716B* | 22800 | 24600 | 16.5 | 12.5 | 8.1 | 2.06 | 59 | 45 | 215645826
COMFORTMAKER | N5H8T24*K*AAA* | EA*5X30M17A* | *96VSN0601716B* | 22800 | 24600 | 16.5 | 12.5 | 8.1 | 2.06 | 59 | 45 | 215645825
ARCOAIRE | N5H8T24*K*AAA* | EA*5X30M17A* | *96VSN0601716B* | 22800 | 24600 | 16.5 | 12.5 | 8.1 | 2.06 | 59 | 45 | 215645824
AIRQUEST | N5H8T24*K*AAA* | EA*5X30M17A* | *96VSN0601716B* | 22800 | 24600 | 16.5 | 12.5 | 8.1 | 2.06 | 59 | 45 | 215645822
HEIL | N5H8T24*K*AAA* | EA*5X30M17A* | *96VSN0601716B* | 22800 | 24600 | 16.5 | 12.5 | 8.1 | 2.06 | 59 | 45 | 215645821
BRYANT HEATING AND COOLING SYSTEMS | PH8TAN524**AA* | CAA**3017AM* | 926SB48060V17*** | 22800 | 24600 | 16.5 | 12.5 | 8.1 | 2.06 | 59 | 45 | 215645819
BRYANT HEATING AND COOLING SYSTEMS | GH8TAN524**AA* | CAA**3017AM* | 926SB48060V17*** | 22800 | 24600 | 16.5 | 12.5 | 8.1 | 2.06 | 59 | 45 | 215645818
BRYANT HEATING AND COOLING SYSTEMS | 248TAN024**AA* | CAA**3017AM* | 926SB48060V17*** | 22800 | 24600 | 16.5 | 12.5 | 8.1 | 2.06 | 59 | 45 | 215645816
CARRIER | GH8TAN524**AA* | CAA**3017AM* | 59SP6B060V17**16 | 22800 | 24600 | 16.5 | 12.5 | 8.1 | 2.06 | 59 | 45 | 215645815
CARRIER | 27TPA824A**30* | CAA**3017AM* | 59SP6B060V17**16 | 22800 | 24600 | 16.5 | 12.5 | 8.1 | 2.06 | 59 | 45 | 215645814
BRYANT HEATING AND COOLING SYSTEMS | PH8TAN524**AA* | CAA**3017AM* | 926TC48060V17*** | 22800 | 24600 | 16.5 | 12.5 | 8.1 | 2.06 | 59 | 45 | 215646059
BRYANT HEATING AND COOLING SYSTEMS | GH8TAN524**AA* | CAA**3017AM* | 926TC48060V17*** | 22800 | 24600 | 16.5 | 12.5 | 8.1 | 2.06 | 59 | 45 | 215646058
BRYANT HEATING AND COOLING SYSTEMS | 248TAN024**AA* | CAA**3017AM* | 926TC48060V17*** | 22800 | 24600 | 16.5 | 12.5 | 8.1 | 2.06 | 59 | 45 | 215646056
CARRIER | GH8TAN524**AA* | CAA**3017AM* | GG96VTAB48060B** | 22800 | 24600 | 16.5 | 12.5 | 8.1 | 2.06 | 59 | 45 | 215646055
CARRIER | GH8TAN524**AA* | CAA**3017AM* | 59TP6C060V17**16 | 22800 | 24600 | 16.5 | 12.5 | 8.1 | 2.06 | 59 | 45 | 215646053
CARRIER | 27TPA824A**30* | CAA**3017AM* | GG96VTAB48060B** | 22800 | 24600 | 16.5 | 12.5 | 8.1 | 2.06 | 59 | 45 | 215646052
CARRIER | 27TPA824A**30* | CAA**3017AM* | 59TP6C060V17**16 | 22800 | 24600 | 16.5 | 12.5 | 8.1 | 2.06 | 59 | 45 | 215646050
WEATHERMAKER | PH8TAN524**AA* | CAA**3017AM* | PG96VTAB48080B** | 22800 | 24600 | 17 | 12.5 | 8.1 | 2.06 | 59 | 45 | 215646092
BROCK | PH8TAN524**AA* | CAA**3017AM* | PG96VTAB48080B** | 22800 | 24600 | 17 | 12.5 | 8.1 | 2.06 | 59 | 45 | 215646091
PAYNE HEATING AND COOLING | PH8TAN524**AA* | CAA**3017AM* | PG96VTAB48080B** | 22800 | 24600 | 17 | 12.5 | 8.1 | 2.06 | 59 | 45 | 215646089
BRYANT HEATING AND COOLING SYSTEMS | PH8TAN524**AA* | CAA**3017AM* | 926TC48080V17*** | 22800 | 24600 | 17 | 12.5 | 8.1 | 2.06 | 59 | 45 | 215646088
BRYANT HEATING AND COOLING SYSTEMS | GH8TAN524**AA* | CAA**3017AM* | 926TC48080V17*** | 22800 | 24600 | 17 | 12.5 | 8.1 | 2.06 | 59 | 45 | 215646086
BRYANT HEATING AND COOLING SYSTEMS | 248TAN024**AA* | CAA**3017AM* | 926TC48080V17*** | 22800 | 24600 | 17 | 12.5 | 8.1 | 2.06 | 59 | 45 | 215646085
CARRIER | GH8TAN524**AA* | CAA**3017AM* | GG96VTAB48080B** | 22800 | 24600 | 17 | 12.5 | 8.1 | 2.06 | 59 | 45 | 215646083
CARRIER | GH8TAN524**AA* | CAA**3017AM* | 59TP6C080V17**16 | 22800 | 24600 | 17 | 12.5 | 8.1 | 2.06 | 59 | 45 | 215646082
CARRIER | 27TPA824A**30* | CAA**3017AM* | GG96VTAB48080B** | 22800 | 24600 | 17 | 12.5 | 8.1 | 2.06 | 59 | 45 | 215646081
CARRIER | 27TPA824A**30* | CAA**3017AM* | 59TP6C080V17**16 | 22800 | 24600 | 17 | 12.5 | 8.1 | 2.06 | 59 | 45 | 215646079
ECOTEMP | W5H8T24*K*AAA* | W5A*30M17XA* | WFST060B048A* | 22800 | 24600 | 16.5 | 12.5 | 8.1 | 2.06 | 59 | 45 | 215646078
GRANDAIRE | W5H8T24*K*AAA* | W5A*30M17XA* | WFST060B048A* | 22800 | 24600 | 16.5 | 12.5 | 8.1 | 2.06 | 59 | 45 | 215646076
TEMPSTAR | N5H8T24*K*AAA* | EA*5X30M17A* | *96VTN0601716B* | 22800 | 24600 | 16.5 | 12.5 | 8.1 | 2.06 | 59 | 45 | 215646075
KENMORE | N5H8T24*K*AAA* | EA*5X30M17A* | *96VTN0601716B* | 22800 | 24600 | 16.5 | 12.5 | 8.1 | 2.06 | 59 | 45 | 215646073
KEEPRITE | N5H8T24*K*AAA* | EA*5X30M17A* | *96VTN0601716B* | 22800 | 24600 | 16.5 | 12.5 | 8.1 | 2.06 | 59 | 45 | 215646072
DAY & NIGHT | N5H8T24*K*AAA* | EA*5X30M17A* | *96VTN0601716B* | 22800 | 24600 | 16.5 | 12.5 | 8.1 | 2.06 | 59 | 45 | 215646070
COMFORTMAKER | N5H8T24*K*AAA* | EA*5X30M17A* | *96VTN0601716B* | 22800 | 24600 | 16.5 | 12.5 | 8.1 | 2.06 | 59 | 45 | 215646069
ARCOAIRE | N5H8T24*K*AAA* | EA*5X30M17A* | *96VTN0601716B* | 22800 | 24600 | 16.5 | 12.5 | 8.1 | 2.06 | 59 | 45 | 215646068
AIRQUEST | N5H8T24*K*AAA* | EA*5X30M17A* | *96VTN0601716B* | 22800 | 24600 | 16.5 | 12.5 | 8.1 | 2.06 | 59 | 45 | 215646066
HEIL | N5H8T24*K*AAA* | EA*5X30M17A* | *96VTN0601716B* | 22800 | 24600 | 16.5 | 12.5 | 8.1 | 2.06 | 59 | 45 | 215646065
WEATHERMAKER | PH8TAN524**AA* | CAA**3017AM* | PG96VTAB48060B** | 22800 | 24600 | 16.5 | 12.5 | 8.1 | 2.06 | 59 | 45 | 215646064
BROCK | PH8TAN524**AA* | CAA**3017AM* | PG96VTAB48060B** | 22800 | 24600 | 16.5 | 12.5 | 8.1 | 2.06 | 59 | 45 | 215646062
PAYNE HEATING AND COOLING | PH8TAN524**AA* | CAA**3017AM* | PG96VTAB48060B** | 22800 | 24600 | 16.5 | 12.5 | 8.1 | 2.06 | 59 | 45 | 215646061
HEIL | N5H8T36*K*AAA* | EA*5X42M21A* | *80CTL1102120B* | 34400 | 37600 | 15.2 | 11.7 | 8.1 | 2.24 | 62 | 50 | 215636802
BRYANT HEATING AND COOLING SYSTEMS | 248TAN036**AA* | CAA**4221AM* | 88*TB60110C21*** | 34400 | 37600 | 15.2 | 11.7 | 8.1 | 2.24 | 62 | 50 | 215636798
BRYANT HEATING AND COOLING SYSTEMS | GH8TAN536**AA* | CAA**4221AM* | 88*TB60110C21*** | 34400 | 37600 | 15.2 | 11.7 | 8.1 | 2.24 | 62 | 50 | 215636799
CARRIER | GH8TAN536**AA* | CAA**4221AM* | 58TN*B110C21**20 | 34400 | 37600 | 15.2 | 11.7 | 8.1 | 2.24 | 62 | 50 | 215636797
MARATHERM | N5H8T36*K*AAA* | EA*5X42M21A* | *80CTL0902120B* | 34600 | 37600 | 15.2 | 11.7 | 8.1 | 2.24 | 62 | 50 | 215636792
CARRIER | 27TPA836A**30* | CAA**4221AM* | 58TN*B110C21**20 | 34400 | 37600 | 15.2 | 11.7 | 8.1 | 2.24 | 62 | 50 | 215636795
DAY & NIGHT | N5H8T36*K*AAA* | EA*5X42M21A* | *80CTL0902120B* | 34600 | 37600 | 15.2 | 11.7 | 8.1 | 2.24 | 62 | 50 | 215636788
KENMORE | N5H8T36*K*AAA* | EA*5X42M21A* | *80CTL0902120B* | 34600 | 37600 | 15.2 | 11.7 | 8.1 | 2.24 | 62 | 50 | 215636791
KEEPRITE | N5H8T36*K*AAA* | EA*5X42M21A* | *80CTL0902120B* | 34600 | 37600 | 15.2 | 11.7 | 8.1 | 2.24 | 62 | 50 | 215636790
COMFORTMAKER | N5H8T36*K*AAA* | EA*5X42M21A* | *80CTL0902120B* | 34600 | 37600 | 15.2 | 11.7 | 8.1 | 2.24 | 62 | 50 | 215636787
ARCOAIRE | N5H8T36*K*AAA* | EA*5X42M21A* | *80CTL0902120B* | 34600 | 37600 | 15.2 | 11.7 | 8.1 | 2.24 | 62 | 50 | 215636785
AIRQUEST | N5H8T36*K*AAA* | EA*5X42M21A* | *80CTL0902120B* | 34600 | 37600 | 15.2 | 11.7 | 8.1 | 2.24 | 62 | 50 | 215636783
HEIL | N5H8T36*K*AAA* | EA*5X42M21A* | *80CTL0902120B* | 34600 | 37600 | 15.2 | 11.7 | 8.1 | 2.24 | 62 | 50 | 215636781
BRYANT HEATING AND COOLING SYSTEMS | PH8TAN536**AA* | CAA**4221AM* | 88*TB60090C21*** | 34600 | 37600 | 15.2 | 11.7 | 8.1 | 2.24 | 62 | 50 | 215636780
BRYANT HEATING AND COOLING SYSTEMS | GH8TAN536**AA* | CAA**4221AM* | 88*TB60090C21*** | 34600 | 37600 | 15.2 | 11.7 | 8.1 | 2.24 | 62 | 50 | 215636778
BRYANT HEATING AND COOLING SYSTEMS | 248TAN036**AA* | CAA**4221AM* | 88*TB60090C21*** | 34600 | 37600 | 15.2 | 11.7 | 8.1 | 2.24 | 62 | 50 | 215636776
CARRIER | GH8TAN536**AA* | CAA**4221AM* | 58TN*B090C21**20 | 34600 | 37600 | 15.2 | 11.7 | 8.1 | 2.24 | 62 | 50 | 215636774
BRYANT HEATING AND COOLING SYSTEMS | GH8TAN536**AA* | CAA**3717AM* | 82*TB36045V14*** | 34600 | 37600 | 15.2 | 11.7 | 8.1 | 2.26 | 63 | 50 | 215635305
CARRIER | 27TPA824A**30* | CAA**2417AM* | 58TN*B070C17**16 | 22600 | 24600 | 16.5 | 12.5 | 8.1 | 2.04 | 59 | 45 | 215643763
TEMPSTAR | N5H8T24*K*AAA* | EA*5X24M17A* | *80CTL0701412B* | 22600 | 24600 | 17 | 12.5 | 8.1 | 2.04 | 59 | 45 | 215643761
MARATHERM | N5H8T24*K*AAA* | EA*5X24M17A* | *80CTL0701412B* | 22600 | 24600 | 17 | 12.5 | 8.1 | 2.04 | 59 | 45 | 215643760
KENMORE | N5H8T24*K*AAA* | EA*5X24M17A* | *80CTL0701412B* | 22600 | 24600 | 17 | 12.5 | 8.1 | 2.04 | 59 | 45 | 215643758
KEEPRITE | N5H8T24*K*AAA* | EA*5X24M17A* | *80CTL0701412B* | 22600 | 24600 | 17 | 12.5 | 8.1 | 2.04 | 59 | 45 | 215643756
DAY & NIGHT | N5H8T24*K*AAA* | EA*5X24M17A* | *80CTL0701412B* | 22600 | 24600 | 17 | 12.5 | 8.1 | 2.04 | 59 | 45 | 215643755
COMFORTMAKER | N5H8T24*K*AAA* | EA*5X24M17A* | *80CTL0701412B* | 22600 | 24600 | 17 | 12.5 | 8.1 | 2.04 | 59 | 45 | 215643754
ARCOAIRE | N5H8T24*K*AAA* | EA*5X24M17A* | *80CTL0701412B* | 22600 | 24600 | 17 | 12.5 | 8.1 | 2.04 | 59 | 45 | 215643752
AIRQUEST | N5H8T24*K*AAA* | EA*5X24M17A* | *80CTL0701412B* | 22600 | 24600 | 17 | 12.5 | 8.1 | 2.04 | 59 | 45 | 215643751
HEIL | N5H8T24*K*AAA* | EA*5X24M17A* | *80CTL0701412B* | 22600 | 24600 | 17 | 12.5 | 8.1 | 2.04 | 59 | 45 | 215643749
BRYANT HEATING AND COOLING SYSTEMS | PH8TAN524**AA* | CAA**2417AM* | 88*TB36070C14*** | 22600 | 24600 | 17 | 12.5 | 8.1 | 2.04 | 59 | 45 | 215643748
BRYANT HEATING AND COOLING SYSTEMS | GH8TAN524**AA* | CAA**2417AM* | 88*TB36070C14*** | 22600 | 24600 | 17 | 12.5 | 8.1 | 2.04 | 59 | 45 | 215643747
BRYANT HEATING AND COOLING SYSTEMS | 248TAN024**AA* | CAA**2417AM* | 88*TB36070C14*** | 22600 | 24600 | 17 | 12.5 | 8.1 | 2.04 | 59 | 45 | 215643745
TEMPSTAR | N5H8T24*K*AAA* | EA*5X24M14A* | *96VTN0601412B* | 22400 | 24600 | 16.5 | 12 | 8.1 | 2.04 | 59 | 45 | 215643570
KENMORE | N5H8T24*K*AAA* | EA*5X24M14A* | *96VTN0601412B* | 22400 | 24600 | 16.5 | 12 | 8.1 | 2.04 | 59 | 45 | 215643569
KEEPRITE | N5H8T24*K*AAA* | EA*5X24M14A* | *96VTN0601412B* | 22400 | 24600 | 16.5 | 12 | 8.1 | 2.04 | 59 | 45 | 215643567
DAY & NIGHT | N5H8T24*K*AAA* | EA*5X24M14A* | *96VTN0601412B* | 22400 | 24600 | 16.5 | 12 | 8.1 | 2.04 | 59 | 45 | 215643566
COMFORTMAKER | N5H8T24*K*AAA* | EA*5X24M14A* | *96VTN0601412B* | 22400 | 24600 | 16.5 | 12 | 8.1 | 2.04 | 59 | 45 | 215643564
ARCOAIRE | N5H8T24*K*AAA* | EA*5X24M14A* | *96VTN0601412B* | 22400 | 24600 | 16.5 | 12 | 8.1 | 2.04 | 59 | 45 | 215643563
AIRQUEST | N5H8T24*K*AAA* | EA*5X24M14A* | *96VTN0601412B* | 22400 | 24600 | 16.5 | 12 | 8.1 | 2.04 | 59 | 45 | 215643561
HEIL | N5H8T24*K*AAA* | EA*5X24M14A* | *96VTN0601412B* | 22400 | 24600 | 16.5 | 12 | 8.1 | 2.04 | 59 | 45 | 215643560
WEATHERMAKER | PH8TAN524**AA* | CAA**2414AM* | PG96VTAB36060A** | 22400 | 24600 | 16.5 | 12 | 8.1 | 2.04 | 59 | 45 | 215643558
BROCK | PH8TAN524**AA* | CAA**2414AM* | PG96VTAB36060A** | 22400 | 24600 | 16.5 | 12 | 8.1 | 2.04 | 59 | 45 | 215643557
PAYNE HEATING AND COOLING | PH8TAN524**AA* | CAA**2414AM* | PG96VTAB36060A** | 22400 | 24600 | 16.5 | 12 | 8.1 | 2.04 | 59 | 45 | 215643555
BRYANT HEATING AND COOLING SYSTEMS | PH8TAN524**AA* | CAA**2414AM* | 926TC36060V14*** | 22400 | 24600 | 16.5 | 12 | 8.1 | 2.04 | 59 | 45 | 215643554
BRYANT HEATING AND COOLING SYSTEMS | GH8TAN524**AA* | CAA**2414AM* | 926TC36060V14*** | 22400 | 24600 | 16.5 | 12 | 8.1 | 2.04 | 59 | 45 | 215643552
BRYANT HEATING AND COOLING SYSTEMS | 248TAN024**AA* | CAA**2414AM* | 926TC36060V14*** | 22400 | 24600 | 16.5 | 12 | 8.1 | 2.04 | 59 | 45 | 215643551
CARRIER | GH8TAN524**AA* | CAA**2414AM* | 59TP6C060V14**12 | 22400 | 24600 | 16.5 | 12 | 8.1 | 2.04 | 59 | 45 | 215643549
CARRIER | 27TPA824A**30* | CAA**2414AM* | 59TP6C060V14**12 | 22400 | 24600 | 16.5 | 12 | 8.1 | 2.04 | 59 | 45 | 215643548
BRYANT HEATING AND COOLING SYSTEMS | PH8TAN524**AA* | CAA**2417AM* | 82*SB48070V17*** | 22600 | 24600 | 16.5 | 12.5 | 8.1 | 2.04 | 59 | 45 | 215643633
BRYANT HEATING AND COOLING SYSTEMS | GH8TAN524**AA* | CAA**2417AM* | 82*SB48070V17*** | 22600 | 24600 | 16.5 | 12.5 | 8.1 | 2.04 | 59 | 45 | 215643631
BRYANT HEATING AND COOLING SYSTEMS | 248TAN024**AA* | CAA**2417AM* | 82*SB48070V17*** | 22600 | 24600 | 16.5 | 12.5 | 8.1 | 2.04 | 59 | 45 | 215643630
CARRIER | GH8TAN524**AA* | CAA**2417AM* | 58SP*B070V17**16 | 22600 | 24600 | 16.5 | 12.5 | 8.1 | 2.04 | 59 | 45 | 215643629
CARRIER | 27TPA824A**30* | CAA**2417AM* | 58SP*B070V17**16 | 22600 | 24600 | 16.5 | 12.5 | 8.1 | 2.04 | 59 | 45 | 215643627
TEMPSTAR | N5H8T24*K*AAA* | EA*5X24M17A* | *80VSL0701412B* | 22800 | 24600 | 17 | 12.5 | 8.1 | 2.04 | 59 | 45 | 215643626
KENMORE | N5H8T24*K*AAA* | EA*5X24M17A* | *80VSL0701412B* | 22800 | 24600 | 17 | 12.5 | 8.1 | 2.04 | 59 | 45 | 215643625
KEEPRITE | N5H8T24*K*AAA* | EA*5X24M17A* | *80VSL0701412B* | 22800 | 24600 | 17 | 12.5 | 8.1 | 2.04 | 59 | 45 | 215643623
DAY & NIGHT | N5H8T24*K*AAA* | EA*5X24M17A* | *80VSL0701412B* | 22800 | 24600 | 17 | 12.5 | 8.1 | 2.04 | 59 | 45 | 215643622
COMFORTMAKER | N5H8T24*K*AAA* | EA*5X24M17A* | *80VSL0701412B* | 22800 | 24600 | 17 | 12.5 | 8.1 | 2.04 | 59 | 45 | 215643620
ARCOAIRE | N5H8T24*K*AAA* | EA*5X24M17A* | *80VSL0701412B* | 22800 | 24600 | 17 | 12.5 | 8.1 | 2.04 | 59 | 45 | 215643619
AIRQUEST | N5H8T24*K*AAA* | EA*5X24M17A* | *80VSL0701412B* | 22800 | 24600 | 17 | 12.5 | 8.1 | 2.04 | 59 | 45 | 215643618
HEIL | N5H8T24*K*AAA* | EA*5X24M17A* | *80VSL0701412B* | 22800 | 24600 | 17 | 12.5 | 8.1 | 2.04 | 59 | 45 | 215643616
BRYANT HEATING AND COOLING SYSTEMS | PH8TAN524**AA* | CAA**2417AM* | 82*SB36070V14*** | 22800 | 24600 | 17 | 12.5 | 8.1 | 2.04 | 59 | 45 | 215643615
BRYANT HEATING AND COOLING SYSTEMS | GH8TAN524**AA* | CAA**2417AM* | 82*SB36070V14*** | 22800 | 24600 | 17 | 12.5 | 8.1 | 2.04 | 59 | 45 | 215643614
ECOTEMP | W5H8T24*K*AAA* | W5A*24M14XA* | WFST040A030A* | 22200 | 24800 | 15.5 | 11.7 | 8.1 | 2.02 | 59 | 45 | 215643546
GRANDAIRE | W5H8T24*K*AAA* | W5A*24M14XA* | WFST040A030A* | 22200 | 24800 | 15.5 | 11.7 | 8.1 | 2.02 | 59 | 45 | 215643545
TEMPSTAR | N5H8T24*K*AAA* | EA*5X24M14A* | *96VTN0401410B* | 22200 | 24800 | 15.5 | 11.7 | 8.1 | 2.02 | 59 | 45 | 215643543
KENMORE | N5H8T24*K*AAA* | EA*5X24M14A* | *96VTN0401410B* | 22200 | 24800 | 15.5 | 11.7 | 8.1 | 2.02 | 59 | 45 | 215643542
KEEPRITE | N5H8T24*K*AAA* | EA*5X24M14A* | *96VTN0401410B* | 22200 | 24800 | 15.5 | 11.7 | 8.1 | 2.02 | 59 | 45 | 215643540
DAY & NIGHT | N5H8T24*K*AAA* | EA*5X24M14A* | *96VTN0401410B* | 22200 | 24800 | 15.5 | 11.7 | 8.1 | 2.02 | 59 | 45 | 215643539
COMFORTMAKER | N5H8T24*K*AAA* | EA*5X24M14A* | *96VTN0401410B* | 22200 | 24800 | 15.5 | 11.7 | 8.1 | 2.02 | 59 | 45 | 215643537
ARCOAIRE | N5H8T24*K*AAA* | EA*5X24M14A* | *96VTN0401410B* | 22200 | 24800 | 15.5 | 11.7 | 8.1 | 2.02 | 59 | 45 | 215643536
AIRQUEST | N5H8T24*K*AAA* | EA*5X24M14A* | *96VTN0401410B* | 22200 | 24800 | 15.5 | 11.7 | 8.1 | 2.02 | 59 | 45 | 215643534
HEIL | N5H8T24*K*AAA* | EA*5X24M14A* | *96VTN0401410B* | 22200 | 24800 | 15.5 | 11.7 | 8.1 | 2.02 | 59 | 45 | 215643533
WEATHERMAKER | PH8TAN524**AA* | CAA**2414AM* | PG96VTAB30040A** | 22200 | 24800 | 15.5 | 11.7 | 8.1 | 2.02 | 59 | 45 | 215643532
BROCK | PH8TAN524**AA* | CAA**2414AM* | PG96VTAB30040A** | 22200 | 24800 | 15.5 | 11.7 | 8.1 | 2.02 | 59 | 45 | 215643530
PAYNE HEATING AND COOLING | PH8TAN524**AA* | CAA**2414AM* | PG96VTAB30040A** | 22200 | 24800 | 15.5 | 11.7 | 8.1 | 2.02 | 59 | 45 | 215643529
BRYANT HEATING AND COOLING SYSTEMS | PH8TAN524**AA* | CAA**2414AM* | 926TC30040V14*** | 22200 | 24800 | 15.5 | 11.7 | 8.1 | 2.02 | 59 | 45 | 215643527
BRYANT HEATING AND COOLING SYSTEMS | GH8TAN524**AA* | CAA**2414AM* | 926TC30040V14*** | 22200 | 24800 | 15.5 | 11.7 | 8.1 | 2.02 | 59 | 45 | 215643525
BRYANT HEATING AND COOLING SYSTEMS | 248TAN024**AA* | CAA**2414AM* | 926TC30040V14*** | 22200 | 24800 | 15.5 | 11.7 | 8.1 | 2.02 | 59 | 45 | 215643522
CARRIER | GH8TAN524**AA* | CAA**2414AM* | GG96VTAB30040A** | 22200 | 24800 | 15.5 | 11.7 | 8.1 | 2.02 | 59 | 45 | 215643519
DAY & NIGHT | N5H8T36*K*AAA* | EA*5X48M21A* | *80MSU1002120A* | 35400 | 38000 | 15.5 | 11.7 | 8.1 | 2.22 | 63 | 51 | 215638926
COMFORTMAKER | N5H8T36*K*AAA* | EA*5X48M21A* | *80MSU1002120A* | 35400 | 38000 | 15.5 | 11.7 | 8.1 | 2.22 | 63 | 51 | 215638924
ARCOAIRE | N5H8T36*K*AAA* | EA*5X48M21A* | *80MSU1002120A* | 35400 | 38000 | 15.5 | 11.7 | 8.1 | 2.22 | 63 | 51 | 215638923
AIRQUEST | N5H8T36*K*AAA* | EA*5X48M21A* | *80MSU1002120A* | 35400 | 38000 | 15.5 | 11.7 | 8.1 | 2.22 | 63 | 51 | 215638921
HEIL | N5H8T36*K*AAA* | EA*5X48M21A* | *80MSU1002120A* | 35400 | 38000 | 15.5 | 11.7 | 8.1 | 2.22 | 63 | 51 | 215638920
WEATHERMAKER | PH8TAN536**AA* | CAA**4821AM* | PG80MSUA60100C** | 35400 | 38000 | 15.5 | 11.7 | 8.1 | 2.22 | 63 | 51 | 215638918
BROCK | PH8TAN536**AA* | CAA**4821AM* | PG80MSUA60100C** | 35400 | 38000 | 15.5 | 11.7 | 8.1 | 2.22 | 63 | 51 | 215638916
PAYNE HEATING AND COOLING | PH8TAN536**AA* | CAA**4821AM* | PG80MSUA60100C** | 35400 | 38000 | 15.5 | 11.7 | 8.1 | 2.22 | 63 | 51 | 215638915
BRYANT HEATING AND COOLING SYSTEMS | PH8TAN536**AA* | CAA**4821AM* | 83*SB60100M21*** | 35400 | 38000 | 15.5 | 11.7 | 8.1 | 2.22 | 63 | 51 | 215638913
BRYANT HEATING AND COOLING SYSTEMS | GH8TAN536**AA* | CAA**4821AM* | 83*SB60100M21*** | 35400 | 38000 | 15.5 | 11.7 | 8.1 | 2.22 | 63 | 51 | 215638912
BRYANT HEATING AND COOLING SYSTEMS | 248TAN036**AA* | CAA**4821AM* | 83*SB60100M21*** | 35400 | 38000 | 15.5 | 11.7 | 8.1 | 2.22 | 63 | 51 | 215638910
CARRIER | GH8TAN536**AA* | CAA**4821AM* | 58SU*B100M21**20 | 35400 | 38000 | 15.5 | 11.7 | 8.1 | 2.22 | 63 | 51 | 215638909
CARRIER | 27TPA836A**30* | CAA**4821AM* | 58SU*B100M21**20 | 35400 | 38000 | 15.5 | 11.7 | 8.1 | 2.22 | 63 | 51 | 215638907
GRANDAIRE | W5H8T36*K*AAA* | W5A*48M21XA* | WFEU080C060B* | 35400 | 38000 | 15.5 | 12 | 8.1 | 2.4 | 62 | 50 | 215638905
ECOTEMP | W5H8T36*K*AAA* | W5A*48M21XA* | WFEU080C060B* | 35400 | 38000 | 15.5 | 12 | 8.1 | 2.4 | 62 | 50 | 215638906
TEMPSTAR | N5H8T36*K*AAA* | EA*5X48M21A* | *80MSU0802120A* | 35400 | 38000 | 15.5 | 12 | 8.1 | 2.4 | 62 | 50 | 215638903
MARATHERM | N5H8T36*K*AAA* | EA*5X48M21A* | *80MSU0802120A* | 35400 | 38000 | 15.5 | 12 | 8.1 | 2.4 | 62 | 50 | 215638901
KENMORE | N5H8T36*K*AAA* | EA*5X48M21A* | *80MSU0802120A* | 35400 | 38000 | 15.5 | 12 | 8.1 | 2.4 | 62 | 50 | 215638900
KEEPRITE | N5H8T36*K*AAA* | EA*5X48M21A* | *80MSU0802120A* | 35400 | 38000 | 15.5 | 12 | 8.1 | 2.4 | 62 | 50 | 215638898
DAY & NIGHT | N5H8T36*K*AAA* | EA*5X48M21A* | *80MSU0802120A* | 35400 | 38000 | 15.5 | 12 | 8.1 | 2.4 | 62 | 50 | 215638897
COMFORTMAKER | N5H8T36*K*AAA* | EA*5X48M21A* | *80MSU0802120A* | 35400 | 38000 | 15.5 | 12 | 8.1 | 2.4 | 62 | 50 | 215638895
ARCOAIRE | N5H8T36*K*AAA* | EA*5X48M21A* | *80MSU0802120A* | 35400 | 38000 | 15.5 | 12 | 8.1 | 2.4 | 62 | 50 | 215638894
AIRQUEST | N5H8T36*K*AAA* | EA*5X48M21A* | *80MSU0802120A* | 35400 | 38000 | 15.5 | 12 | 8.1 | 2.4 | 62 | 50 | 215638892
HEIL | N5H8T36*K*AAA* | EA*5X48M21A* | *80MSU0802120A* | 35400 | 38000 | 15.5 | 12 | 8.1 | 2.4 | 62 | 50 | 215638891
WEATHERMAKER | PH8TAN536**AA* | CAA**4821AM* | PG80MSUA60080C** | 35400 | 38000 | 15.5 | 12 | 8.1 | 2.4 | 62 | 50 | 215638889
BROCK | PH8TAN536**AA* | CAA**4821AM* | PG80MSUA60080C** | 35400 | 38000 | 15.5 | 12 | 8.1 | 2.4 | 62 | 50 | 215638888
BRYANT HEATING AND COOLING SYSTEMS | GH8TAN536**AA* | CAA**4821AM* | 83*SB60080M21*** | 35400 | 38000 | 15.5 | 12 | 8.1 | 2.4 | 62 | 50 | 215638883
PAYNE HEATING AND COOLING | PH8TAN536**AA* | CAA**4821AM* | PG80MSUA60080C** | 35400 | 38000 | 15.5 | 12 | 8.1 | 2.4 | 62 | 50 | 215638886
BRYANT HEATING AND COOLING SYSTEMS | PH8TAN536**AA* | CAA**4821AM* | 83*SB60080M21*** | 35400 | 38000 | 15.5 | 12 | 8.1 | 2.4 | 62 | 50 | 215638884
BRYANT HEATING AND COOLING SYSTEMS | 248TAN036**AA* | CAA**4821AM* | 83*SB60080M21*** | 35400 | 38000 | 15.5 | 12 | 8.1 | 2.4 | 62 | 50 | 215638881
CARRIER | GH8TAN536**AA* | CAA**4821AM* | 58SU*B080M21**20 | 35400 | 38000 | 15.5 | 12 | 8.1 | 2.4 | 62 | 50 | 215638880
CARRIER | 27TPA836A**30* | CAA**4821AM* | 58SU*B080M21**20 | 35400 | 38000 | 15.5 | 12 | 8.1 | 2.4 | 62 | 50 | 215638878
ECOTEMP | W5H8T36*K*AAA* | W5A*48M21XA* | WFEU060B048B* | 35200 | 38000 | 15.5 | 12 | 8.1 | 2.28 | 62 | 50 | 215638876
GRANDAIRE | W5H8T36*K*AAA* | W5A*48M21XA* | WFEU060B048B* | 35200 | 38000 | 15.5 | 12 | 8.1 | 2.28 | 62 | 50 | 215638875
TEMPSTAR | N5H8T36*K*AAA* | EA*5X48M21A* | *80MSU0601716A* | 35200 | 38000 | 15.5 | 12 | 8.1 | 2.28 | 62 | 50 | 215638873
MARATHERM | N5H8T36*K*AAA* | EA*5X48M21A* | *80MSU0601716A* | 35200 | 38000 | 15.5 | 12 | 8.1 | 2.28 | 62 | 50 | 215638872
KENMORE | N5H8T36*K*AAA* | EA*5X48M21A* | *80MSU0601716A* | 35200 | 38000 | 15.5 | 12 | 8.1 | 2.28 | 62 | 50 | 215638870
KEEPRITE | N5H8T36*K*AAA* | EA*5X48M21A* | *80MSU0601716A* | 35200 | 38000 | 15.5 | 12 | 8.1 | 2.28 | 62 | 50 | 215638869
DAY & NIGHT | N5H8T36*K*AAA* | EA*5X48M21A* | *80MSU0601716A* | 35200 | 38000 | 15.5 | 12 | 8.1 | 2.28 | 62 | 50 | 215638867
COMFORTMAKER | N5H8T36*K*AAA* | EA*5X48M21A* | *80MSU0601716A* | 35200 | 38000 | 15.5 | 12 | 8.1 | 2.28 | 62 | 50 | 215638866
AIRQUEST | N5H8T36*K*AAA* | EA*5X48M21A* | *80MSU0601716A* | 35200 | 38000 | 15.5 | 12 | 8.1 | 2.28 | 62 | 50 | 215638863
ARCOAIRE | N5H8T36*K*AAA* | EA*5X48M21A* | *80MSU0601716A* | 35200 | 38000 | 15.5 | 12 | 8.1 | 2.28 | 62 | 50 | 215638864
HEIL | N5H8T36*K*AAA* | EA*5X48M21A* | *80MSU0601716A* | 35200 | 38000 | 15.5 | 12 | 8.1 | 2.28 | 62 | 50 | 215638861
WEATHERMAKER | PH8TAN536**AA* | CAA**4821AM* | PG80MSUA48060B** | 35200 | 38000 | 15.5 | 12 | 8.1 | 2.28 | 62 | 50 | 215638860
BROCK | PH8TAN536**AA* | CAA**4821AM* | PG80MSUA48060B** | 35200 | 38000 | 15.5 | 12 | 8.1 | 2.28 | 62 | 50 | 215638858
BRYANT HEATING AND COOLING SYSTEMS | GH8TAN536**AA* | CAA**4821AM* | 83*SB48060M17*** | 35200 | 38000 | 15.5 | 12 | 8.1 | 2.28 | 62 | 50 | 215638854
PAYNE HEATING AND COOLING | PH8TAN536**AA* | CAA**4821AM* | PG80MSUA48060B** | 35200 | 38000 | 15.5 | 12 | 8.1 | 2.28 | 62 | 50 | 215638857
BRYANT HEATING AND COOLING SYSTEMS | PH8TAN536**AA* | CAA**4821AM* | 83*SB48060M17*** | 35200 | 38000 | 15.5 | 12 | 8.1 | 2.28 | 62 | 50 | 215638855
BRYANT HEATING AND COOLING SYSTEMS | 248TAN036**AA* | CAA**4821AM* | 83*SB48060M17*** | 35200 | 38000 | 15.5 | 12 | 8.1 | 2.28 | 62 | 50 | 215638852
CARRIER | GH8TAN536**AA* | CAA**4821AM* | 58SU*B060M17**16 | 35200 | 38000 | 15.5 | 12 | 8.1 | 2.28 | 62 | 50 | 215638851
CARRIER | 27TPA836A**30* | CAA**4821AM* | 58SU*B060M17**16 | 35200 | 38000 | 15.5 | 12 | 8.1 | 2.28 | 62 | 50 | 215638849
ECOTEMP | W5H8T36*K*AAA* | W5A*48M21XA* | WFEU040B036B* | 35200 | 38000 | 15.5 | 11.7 | 8.1 | 2.24 | 63 | 51 | 215638848
GRANDAIRE | W5H8T36*K*AAA* | W5A*48M21XA* | WFEU040B036B* | 35200 | 38000 | 15.5 | 11.7 | 8.1 | 2.24 | 63 | 51 | 215638846
TEMPSTAR | N5H8T36*K*AAA* | EA*5X48M21A* | *80MSU0401712A* | 35200 | 38000 | 15.5 | 11.7 | 8.1 | 2.24 | 63 | 51 | 215638845
MARATHERM | N5H8T36*K*AAA* | EA*5X48M21A* | *80MSU0401712A* | 35200 | 38000 | 15.5 | 11.7 | 8.1 | 2.24 | 63 | 51 | 215638843
KENMORE | N5H8T36*K*AAA* | EA*5X48M21A* | *80MSU0401712A* | 35200 | 38000 | 15.5 | 11.7 | 8.1 | 2.24 | 63 | 51 | 215638842
KEEPRITE | N5H8T36*K*AAA* | EA*5X48M21A* | *80MSU0401712A* | 35200 | 38000 | 15.5 | 11.7 | 8.1 | 2.24 | 63 | 51 | 215638840
DAY & NIGHT | N5H8T36*K*AAA* | EA*5X48M21A* | *80MSU0401712A* | 35200 | 38000 | 15.5 | 11.7 | 8.1 | 2.24 | 63 | 51 | 215638839
COMFORTMAKER | N5H8T36*K*AAA* | EA*5X48M21A* | *80MSU0401712A* | 35200 | 38000 | 15.5 | 11.7 | 8.1 | 2.24 | 63 | 51 | 215638837
ARCOAIRE | N5H8T36*K*AAA* | EA*5X48M21A* | *80MSU0401712A* | 35200 | 38000 | 15.5 | 11.7 | 8.1 | 2.24 | 63 | 51 | 215638836
HEIL | N5H8T36*K*AAA* | EA*5X48M21A* | *80MSU0401712A* | 35200 | 38000 | 15.5 | 11.7 | 8.1 | 2.24 | 63 | 51 | 215638833
WEATHERMAKER | PH8TAN536**AA* | CAA**4821AM* | PG80MSUA36040B** | 35200 | 38000 | 15.5 | 11.7 | 8.1 | 2.24 | 63 | 51 | 215638831
BROCK | PH8TAN536**AA* | CAA**4821AM* | PG80MSUA36040B** | 35200 | 38000 | 15.5 | 11.7 | 8.1 | 2.24 | 63 | 51 | 215638829
BRYANT HEATING AND COOLING SYSTEMS | PH8TAN536**AA* | CAA**4821AM* | 83*SB36040M17*** | 35200 | 38000 | 15.5 | 11.7 | 8.1 | 2.24 | 63 | 51 | 215638826
TEMPSTAR | N5H8T36*K*AAA* | EA*5X48M21A* | *95MSU1002120A* | 35000 | 38000 | 15.5 | 11.7 | 8.1 | 2.26 | 62 | 50 | 215639520
MARATHERM | N5H8T36*K*AAA* | EA*5X48M21A* | *95MSU1002120A* | 35000 | 38000 | 15.5 | 11.7 | 8.1 | 2.26 | 62 | 50 | 215639518
KENMORE | N5H8T36*K*AAA* | EA*5X48M21A* | *95MSU1002120A* | 35000 | 38000 | 15.5 | 11.7 | 8.1 | 2.26 | 62 | 50 | 215639516
KEEPRITE | N5H8T36*K*AAA* | EA*5X48M21A* | *95MSU1002120A* | 35000 | 38000 | 15.5 | 11.7 | 8.1 | 2.26 | 62 | 50 | 215639515
DAY & NIGHT | N5H8T36*K*AAA* | EA*5X48M21A* | *95MSU1002120A* | 35000 | 38000 | 15.5 | 11.7 | 8.1 | 2.26 | 62 | 50 | 215639513
COMFORTMAKER | N5H8T36*K*AAA* | EA*5X48M21A* | *95MSU1002120A* | 35000 | 38000 | 15.5 | 11.7 | 8.1 | 2.26 | 62 | 50 | 215639512
ARCOAIRE | N5H8T36*K*AAA* | EA*5X48M21A* | *95MSU1002120A* | 35000 | 38000 | 15.5 | 11.7 | 8.1 | 2.26 | 62 | 50 | 215639511
AIRQUEST | N5H8T36*K*AAA* | EA*5X48M21A* | *95MSU1002120A* | 35000 | 38000 | 15.5 | 11.7 | 8.1 | 2.26 | 62 | 50 | 215639509
HEIL | N5H8T36*K*AAA* | EA*5X48M21A* | *95MSU1002120A* | 35000 | 38000 | 15.5 | 11.7 | 8.1 | 2.26 | 62 | 50 | 215639508
WEATHERMAKER | PH8TAN536**AA* | CAA**4821AM* | PG95MSUA60100C** | 35000 | 38000 | 15.5 | 11.7 | 8.1 | 2.26 | 62 | 50 | 215639506
BROCK | PH8TAN536**AA* | CAA**4821AM* | PG95MSUA60100C** | 35000 | 38000 | 15.5 | 11.7 | 8.1 | 2.26 | 62 | 50 | 215639504
PAYNE HEATING AND COOLING | PH8TAN536**AA* | CAA**4821AM* | PG95MSUA60100C** | 35000 | 38000 | 15.5 | 11.7 | 8.1 | 2.26 | 62 | 50 | 215639503
BRYANT HEATING AND COOLING SYSTEMS | PH8TAN536**AA* | CAA**4821AM* | 935SB60100M21*** | 35000 | 38000 | 15.5 | 11.7 | 8.1 | 2.26 | 62 | 50 | 215639501
BRYANT HEATING AND COOLING SYSTEMS | GH8TAN536**AA* | CAA**4821AM* | 935SB60100M21*** | 35000 | 38000 | 15.5 | 11.7 | 8.1 | 2.26 | 62 | 50 | 215639500
BRYANT HEATING AND COOLING SYSTEMS | 248TAN036**AA* | CAA**4821AM* | 935SB60100M21*** | 35000 | 38000 | 15.5 | 11.7 | 8.1 | 2.26 | 62 | 50 | 215639498
CARRIER | GH8TAN536**AA* | CAA**4821AM* | 59SU5B100M21**20 | 35000 | 38000 | 15.5 | 11.7 | 8.1 | 2.26 | 62 | 50 | 215639497
CARRIER | 27TPA836A**30* | CAA**4821AM* | 59SU5B100M21**20 | 35000 | 38000 | 15.5 | 11.7 | 8.1 | 2.26 | 62 | 50 | 215639495
ECOTEMP | W5H8T36*K*AAA* | W5A*48M21XA* | WFSU080C060B* | 35200 | 38000 | 15.2 | 11.7 | 8.1 | 2.24 | 63 | 51 | 215639494
GRANDAIRE | W5H8T36*K*AAA* | W5A*48M21XA* | WFSU080C060B* | 35200 | 38000 | 15.2 | 11.7 | 8.1 | 2.24 | 63 | 51 | 215639492
BRYANT HEATING AND COOLING SYSTEMS | 248TAN036**AA* | CAA**3717AM* | 82*TB36045V14*** | 34600 | 37600 | 15.2 | 11.7 | 8.1 | 2.26 | 63 | 50 | 215635304
CARRIER | GH8TAN536**AA* | CAA**3717AM* | 58TP*B045V14**12 | 34600 | 37600 | 15.2 | 11.7 | 8.1 | 2.26 | 63 | 50 | 215635303
CARRIER | 27TPA836A**30* | CAA**3717AM* | 58TP*B045V14**12 | 34600 | 37600 | 15.2 | 11.7 | 8.1 | 2.26 | 63 | 50 | 215635302
TEMPSTAR | N5H8T36*K*AAA* | EA*5X37M17A* | *80CTL0901716B* | 34800 | 37600 | 15.2 | 11.7 | 8.1 | 2.26 | 62 | 50 | 215635301
MARATHERM | N5H8T36*K*AAA* | EA*5X37M17A* | *80CTL0901716B* | 34800 | 37600 | 15.2 | 11.7 | 8.1 | 2.26 | 62 | 50 | 215635300
KENMORE | N5H8T36*K*AAA* | EA*5X37M17A* | *80CTL0901716B* | 34800 | 37600 | 15.2 | 11.7 | 8.1 | 2.26 | 62 | 50 | 215635299
KEEPRITE | N5H8T36*K*AAA* | EA*5X37M17A* | *80CTL0901716B* | 34800 | 37600 | 15.2 | 11.7 | 8.1 | 2.26 | 62 | 50 | 215635298
DAY & NIGHT | N5H8T36*K*AAA* | EA*5X37M17A* | *80CTL0901716B* | 34800 | 37600 | 15.2 | 11.7 | 8.1 | 2.26 | 62 | 50 | 215635297
COMFORTMAKER | N5H8T36*K*AAA* | EA*5X37M17A* | *80CTL0901716B* | 34800 | 37600 | 15.2 | 11.7 | 8.1 | 2.26 | 62 | 50 | 215635296
ARCOAIRE | N5H8T36*K*AAA* | EA*5X37M17A* | *80CTL0901716B* | 34800 | 37600 | 15.2 | 11.7 | 8.1 | 2.26 | 62 | 50 | 215635295
AIRQUEST | N5H8T36*K*AAA* | EA*5X37M17A* | *80CTL0901716B* | 34800 | 37600 | 15.2 | 11.7 | 8.1 | 2.26 | 62 | 50 | 215635294
HEIL | N5H8T36*K*AAA* | EA*5X37M17A* | *80CTL0901716B* | 34800 | 37600 | 15.2 | 11.7 | 8.1 | 2.26 | 62 | 50 | 215635293
BRYANT HEATING AND COOLING SYSTEMS | PH8TAN536**AA* | CAA**3717AM* | 88*TB48090C17*** | 34800 | 37600 | 15.2 | 11.7 | 8.1 | 2.26 | 62 | 50 | 215635292
BRYANT HEATING AND COOLING SYSTEMS | GH8TAN536**AA* | CAA**3717AM* | 88*TB48090C17*** | 34800 | 37600 | 15.2 | 11.7 | 8.1 | 2.26 | 62 | 50 | 215635291
BRYANT HEATING AND COOLING SYSTEMS | 248TAN036**AA* | CAA**3717AM* | 88*TB48090C17*** | 34800 | 37600 | 15.2 | 11.7 | 8.1 | 2.26 | 62 | 50 | 215635290
TEMPSTAR | N5H8T36*K*AAA* | EA*5X37M17A* | *80CTL0701412B* | 34800 | 38000 | 15.2 | 11.7 | 8.1 | 2.26 | 62 | 50 | 215635273
MARATHERM | N5H8T36*K*AAA* | EA*5X37M17A* | *80CTL0701412B* | 34800 | 38000 | 15.2 | 11.7 | 8.1 | 2.26 | 62 | 50 | 215635272
KENMORE | N5H8T36*K*AAA* | EA*5X37M17A* | *80CTL0701412B* | 34800 | 38000 | 15.2 | 11.7 | 8.1 | 2.26 | 62 | 50 | 215635271
KEEPRITE | N5H8T36*K*AAA* | EA*5X37M17A* | *80CTL0701412B* | 34800 | 38000 | 15.2 | 11.7 | 8.1 | 2.26 | 62 | 50 | 215635270
DAY & NIGHT | N5H8T36*K*AAA* | EA*5X37M17A* | *80CTL0701412B* | 34800 | 38000 | 15.2 | 11.7 | 8.1 | 2.26 | 62 | 50 | 215635269
COMFORTMAKER | N5H8T36*K*AAA* | EA*5X37M17A* | *80CTL0701412B* | 34800 | 38000 | 15.2 | 11.7 | 8.1 | 2.26 | 62 | 50 | 215635268
ARCOAIRE | N5H8T36*K*AAA* | EA*5X37M17A* | *80CTL0701412B* | 34800 | 38000 | 15.2 | 11.7 | 8.1 | 2.26 | 62 | 50 | 215635267
AIRQUEST | N5H8T36*K*AAA* | EA*5X37M17A* | *80CTL0701412B* | 34800 | 38000 | 15.2 | 11.7 | 8.1 | 2.26 | 62 | 50 | 215635266
HEIL | N5H8T36*K*AAA* | EA*5X37M17A* | *80CTL0701412B* | 34800 | 38000 | 15.2 | 11.7 | 8.1 | 2.26 | 62 | 50 | 215635265
BRYANT HEATING AND COOLING SYSTEMS | PH8TAN536**AA* | CAA**3717AM* | 88*TB36070C14*** | 34800 | 38000 | 15.2 | 11.7 | 8.1 | 2.26 | 62 | 50 | 215635264
BRYANT HEATING AND COOLING SYSTEMS | GH8TAN536**AA* | CAA**3717AM* | 88*TB36070C14*** | 34800 | 38000 | 15.2 | 11.7 | 8.1 | 2.26 | 62 | 50 | 215635263
BRYANT HEATING AND COOLING SYSTEMS | 248TAN036**AA* | CAA**3717AM* | 88*TB36070C14*** | 34800 | 38000 | 15.2 | 11.7 | 8.1 | 2.26 | 62 | 50 | 215635262
CARRIER | GH8TAN536**AA* | CAA**3717AM* | 58TN*B070C14**12 | 34800 | 38000 | 15.2 | 11.7 | 8.1 | 2.26 | 62 | 50 | 215635261
CARRIER | 27TPA836A**30* | CAA**3717AM* | 58TN*B070C14**12 | 34800 | 38000 | 15.2 | 11.7 | 8.1 | 2.26 | 62 | 50 | 215635260
ECOTEMP | W5H8T36*K*AAA* | WLA*374BA** | WFEU060B048B* | 34800 | 37600 | 15.5 | 12 | 8.1 | 2.28 | 62 | 50 | 215635245
GRANDAIRE | W5H8T36*K*AAA* | WLA*374BA** | WFEU060B048B* | 34800 | 37600 | 15.5 | 12 | 8.1 | 2.28 | 62 | 50 | 215635244
TEMPSTAR | N5H8T36*K*AAA* | EA*5X37M17A* | *80MSU0601716A* | 34800 | 37600 | 15.5 | 12 | 8.1 | 2.28 | 62 | 50 | 215635243
MARATHERM | N5H8T36*K*AAA* | EA*5X37M17A* | *80MSU0601716A* | 34800 | 37600 | 15.5 | 12 | 8.1 | 2.28 | 62 | 50 | 215635242
KENMORE | N5H8T36*K*AAA* | EA*5X37M17A* | *80MSU0601716A* | 34800 | 37600 | 15.5 | 12 | 8.1 | 2.28 | 62 | 50 | 215635241
KEEPRITE | N5H8T36*K*AAA* | EA*5X37M17A* | *80MSU0601716A* | 34800 | 37600 | 15.5 | 12 | 8.1 | 2.28 | 62 | 50 | 215635240
DAY & NIGHT | N5H8T36*K*AAA* | EA*5X37M17A* | *80MSU0601716A* | 34800 | 37600 | 15.5 | 12 | 8.1 | 2.28 | 62 | 50 | 215635239
COMFORTMAKER | N5H8T36*K*AAA* | EA*5X37M17A* | *80MSU0601716A* | 34800 | 37600 | 15.5 | 12 | 8.1 | 2.28 | 62 | 50 | 215635238
ARCOAIRE | N5H8T36*K*AAA* | EA*5X37M17A* | *80MSU0601716A* | 34800 | 37600 | 15.5 | 12 | 8.1 | 2.28 | 62 | 50 | 215635237
AIRQUEST | N5H8T36*K*AAA* | EA*5X37M17A* | *80MSU0601716A* | 34800 | 37600 | 15.5 | 12 | 8.1 | 2.28 | 62 | 50 | 215635236
HEIL | N5H8T36*K*AAA* | EA*5X37M17A* | *80MSU0601716A* | 34800 | 37600 | 15.5 | 12 | 8.1 | 2.28 | 62 | 50 | 215635235
WEATHERMAKER | PH8TAN536**AA* | CAA**3717AM* | PG80MSUA48060B** | 34800 | 37600 | 15.5 | 12 | 8.1 | 2.28 | 62 | 50 | 215635234
BROCK | PH8TAN536**AA* | CAA**3717AM* | PG80MSUA48060B** | 34800 | 37600 | 15.5 | 12 | 8.1 | 2.28 | 62 | 50 | 215635233
PAYNE HEATING AND COOLING | PH8TAN536**AA* | CAA**3717AM* | PG80MSUA48060B** | 34800 | 37600 | 15.5 | 12 | 8.1 | 2.28 | 62 | 50 | 215635232
BRYANT HEATING AND COOLING SYSTEMS | PH8TAN536**AA* | CAA**3717AM* | 83*SB48060M17*** | 34800 | 37600 | 15.5 | 12 | 8.1 | 2.28 | 62 | 50 | 215635231
BRYANT HEATING AND COOLING SYSTEMS | GH8TAN536**AA* | CAA**3717AM* | 83*SB48060M17*** | 34800 | 37600 | 15.5 | 12 | 8.1 | 2.28 | 62 | 50 | 215635230
BRYANT HEATING AND COOLING SYSTEMS | 248TAN036**AA* | CAA**3717AM* | 83*SB48060M17*** | 34800 | 37600 | 15.5 | 12 | 8.1 | 2.28 | 62 | 50 | 215635229
CARRIER | GH8TAN536**AA* | CAA**3717AM* | 58SU*B060M17**16 | 34800 | 37600 | 15.5 | 12 | 8.1 | 2.28 | 62 | 50 | 215635228
CARRIER | 27TPA836A**30* | CAA**3717AM* | 58SU*B060M17**16 | 34800 | 37600 | 15.5 | 12 | 8.1 | 2.28 | 62 | 50 | 215635227
ECOTEMP | W5H8T36*K*AAA* | WLA*374BA** | WFEU040B036B* | 34800 | 37600 | 15.5 | 12 | 8.1 | 2.26 | 62 | 50 | 215635226
GRANDAIRE | W5H8T36*K*AAA* | WLA*374BA** | WFEU040B036B* | 34800 | 37600 | 15.5 | 12 | 8.1 | 2.26 | 62 | 50 | 215635225
BRYANT HEATING AND COOLING SYSTEMS | GH8TAN536**AA* | CAA**4821AM* | 83*SB36040M17*** | 35200 | 38000 | 15.5 | 11.7 | 8.1 | 2.24 | 63 | 51 | 215638825
BRYANT HEATING AND COOLING SYSTEMS | 248TAN036**AA* | CAA**4821AM* | 83*SB36040M17*** | 35200 | 38000 | 15.5 | 11.7 | 8.1 | 2.24 | 63 | 51 | 215638824
CARRIER | GH8TAN536**AA* | CAA**4821AM* | 58SU*B040M17**12 | 35200 | 38000 | 15.5 | 11.7 | 8.1 | 2.24 | 63 | 51 | 215638822
CARRIER | 27TPA836A**30* | CAA**4821AM* | 58SU*B040M17**12 | 35200 | 38000 | 15.5 | 11.7 | 8.1 | 2.24 | 63 | 51 | 215638821
TEMPSTAR | N5H8T36*K*AAA* | EA*5X48M21A* | *80VSL1102122B* | 35200 | 38000 | 15.5 | 12 | 8.1 | 2.24 | 62 | 50 | 215638819
KENMORE | N5H8T36*K*AAA* | EA*5X48M21A* | *80VSL1102122B* | 35200 | 38000 | 15.5 | 12 | 8.1 | 2.24 | 62 | 50 | 215638818
KEEPRITE | N5H8T36*K*AAA* | EA*5X48M21A* | *80VSL1102122B* | 35200 | 38000 | 15.5 | 12 | 8.1 | 2.24 | 62 | 50 | 215638816
DAY & NIGHT | N5H8T36*K*AAA* | EA*5X48M21A* | *80VSL1102122B* | 35200 | 38000 | 15.5 | 12 | 8.1 | 2.24 | 62 | 50 | 215638814
COMFORTMAKER | N5H8T36*K*AAA* | EA*5X48M21A* | *80VSL1102122B* | 35200 | 38000 | 15.5 | 12 | 8.1 | 2.24 | 62 | 50 | 215638813
AIRQUEST | N5H8T36*K*AAA* | EA*5X48M21A* | *80MSU0401712A* | 35200 | 38000 | 15.5 | 11.7 | 8.1 | 2.24 | 63 | 51 | 215638834
ARCOAIRE | N5H8T36*K*AAA* | EA*5X48M21A* | *80VSL1102122B* | 35200 | 38000 | 15.5 | 12 | 8.1 | 2.24 | 62 | 50 | 215638811
HEIL | N5H8T36*K*AAA* | EA*5X48M21A* | *80VSL1102122B* | 35200 | 38000 | 15.5 | 12 | 8.1 | 2.24 | 62 | 50 | 215638808
BRYANT HEATING AND COOLING SYSTEMS | 248TAN036**AA* | CAA**4821AM* | 82*SB66110V21*** | 35200 | 38000 | 15.5 | 12 | 8.1 | 2.24 | 62 | 50 | 215638804
BRYANT HEATING AND COOLING SYSTEMS | PH8TAN536**AA* | CAA**4821AM* | 82*SB66110V21*** | 35200 | 38000 | 15.5 | 12 | 8.1 | 2.24 | 62 | 50 | 215638807
AIRQUEST | N5H8T36*K*AAA* | EA*5X48M21A* | *80VSL1102122B* | 35200 | 38000 | 15.5 | 12 | 8.1 | 2.24 | 62 | 50 | 215638810
BRYANT HEATING AND COOLING SYSTEMS | GH8TAN536**AA* | CAA**4821AM* | 82*SB66110V21*** | 35200 | 38000 | 15.5 | 12 | 8.1 | 2.24 | 62 | 50 | 215638805
CARRIER | 27TPA836A**30* | CAA**4821AM* | 58SP*B110V21**22 | 35200 | 38000 | 15.5 | 12 | 8.1 | 2.24 | 62 | 50 | 215638801
CARRIER | GH8TAN536**AA* | CAA**4821AM* | 58SP*B110V21**22 | 35200 | 38000 | 15.5 | 12 | 8.1 | 2.24 | 62 | 50 | 215638803
TEMPSTAR | N5H8T36*K*AAA* | EA*5X48M21A* | *80VSL0902120B* | 35200 | 38000 | 15.5 | 11.7 | 8.1 | 2.26 | 63 | 51 | 215638800
KENMORE | N5H8T36*K*AAA* | EA*5X48M21A* | *80VSL0902120B* | 35200 | 38000 | 15.5 | 11.7 | 8.1 | 2.26 | 63 | 51 | 215638798
KEEPRITE | N5H8T36*K*AAA* | EA*5X48M21A* | *80VSL0902120B* | 35200 | 38000 | 15.5 | 11.7 | 8.1 | 2.26 | 63 | 51 | 215638797
DAY & NIGHT | N5H8T36*K*AAA* | EA*5X48M21A* | *80VSL0902120B* | 35200 | 38000 | 15.5 | 11.7 | 8.1 | 2.26 | 63 | 51 | 215638796
PAYNE HEATING AND COOLING | PH8TAN536**AA* | CAA**4821AM* | PG80MSUA36040B** | 35200 | 38000 | 15.5 | 11.7 | 8.1 | 2.24 | 63 | 51 | 215638828
COMFORTMAKER | N5H8T36*K*AAA* | EA*5X48M21A* | *80VSL0902120B* | 35200 | 38000 | 15.5 | 11.7 | 8.1 | 2.26 | 63 | 51 | 215638794
ARCOAIRE | N5H8T36*K*AAA* | EA*5X48M21A* | *80VSL0902120B* | 35200 | 38000 | 15.5 | 11.7 | 8.1 | 2.26 | 63 | 51 | 215638793
HEIL | N5H8T36*K*AAA* | EA*5X48M21A* | *80VSL0902120B* | 35200 | 38000 | 15.5 | 11.7 | 8.1 | 2.26 | 63 | 51 | 215638789
AIRQUEST | N5H8T36*K*AAA* | EA*5X48M21A* | *80VSL0902120B* | 35200 | 38000 | 15.5 | 11.7 | 8.1 | 2.26 | 63 | 51 | 215638791
BRYANT HEATING AND COOLING SYSTEMS | PH8TAN536**AA* | CAA**4821AM* | 82*SB60090V21*** | 35200 | 38000 | 15.5 | 11.7 | 8.1 | 2.26 | 63 | 51 | 215638788
BRYANT HEATING AND COOLING SYSTEMS | GH8TAN536**AA* | CAA**4821AM* | 82*SB60090V21*** | 35200 | 38000 | 15.5 | 11.7 | 8.1 | 2.26 | 63 | 51 | 215638786
BRYANT HEATING AND COOLING SYSTEMS | 248TAN036**AA* | CAA**4821AM* | 82*SB60090V21*** | 35200 | 38000 | 15.5 | 11.7 | 8.1 | 2.26 | 63 | 51 | 215638785
CARRIER | GH8TAN536**AA* | CAA**4821AM* | 58SP*B090V21**20 | 35200 | 38000 | 15.5 | 11.7 | 8.1 | 2.26 | 63 | 51 | 215638784
CARRIER | 27TPA836A**30* | CAA**4821AM* | 58SP*B090V21**20 | 35200 | 38000 | 15.5 | 11.7 | 8.1 | 2.26 | 63 | 51 | 215638782
TEMPSTAR | N5H8T36*K*AAA* | EA*5X48M21A* | *80VSL0901716B* | 35000 | 38000 | 15.2 | 11.7 | 8.1 | 2.26 | 62 | 50 | 215638781
KENMORE | N5H8T36*K*AAA* | EA*5X48M21A* | *80VSL0901716B* | 35000 | 38000 | 15.2 | 11.7 | 8.1 | 2.26 | 62 | 50 | 215638780
KEEPRITE | N5H8T36*K*AAA* | EA*5X48M21A* | *80VSL0901716B* | 35000 | 38000 | 15.2 | 11.7 | 8.1 | 2.26 | 62 | 50 | 215638778
DAY & NIGHT | N5H8T36*K*AAA* | EA*5X48M21A* | *80VSL0901716B* | 35000 | 38000 | 15.2 | 11.7 | 8.1 | 2.26 | 62 | 50 | 215638777
ARCOAIRE | N5H8T36*K*AAA* | EA*5X48M21A* | *80VSL0901716B* | 35000 | 38000 | 15.2 | 11.7 | 8.1 | 2.26 | 62 | 50 | 215638774
COMFORTMAKER | N5H8T36*K*AAA* | EA*5X48M21A* | *80VSL0901716B* | 35000 | 38000 | 15.2 | 11.7 | 8.1 | 2.26 | 62 | 50 | 215638775
TEMPSTAR | N5H8T36*K*AAA* | EA*5X48M21A* | *80CSU0401712A* | 35200 | 38500 | 15.2 | 11.7 | 8.1 | 2.22 | 62 | 50 | 215638698
MARATHERM | N5H8T36*K*AAA* | EA*5X48M21A* | *80CSU0401712A* | 35200 | 38500 | 15.2 | 11.7 | 8.1 | 2.22 | 62 | 50 | 215638697
KENMORE | N5H8T36*K*AAA* | EA*5X48M21A* | *80CSU0401712A* | 35200 | 38500 | 15.2 | 11.7 | 8.1 | 2.22 | 62 | 50 | 215638695
KEEPRITE | N5H8T36*K*AAA* | EA*5X48M21A* | *80CSU0401712A* | 35200 | 38500 | 15.2 | 11.7 | 8.1 | 2.22 | 62 | 50 | 215638694
DAY & NIGHT | N5H8T36*K*AAA* | EA*5X48M21A* | *80CSU0401712A* | 35200 | 38500 | 15.2 | 11.7 | 8.1 | 2.22 | 62 | 50 | 215638692
COMFORTMAKER | N5H8T36*K*AAA* | EA*5X48M21A* | *80CSU0401712A* | 35200 | 38500 | 15.2 | 11.7 | 8.1 | 2.22 | 62 | 50 | 215638691
ARCOAIRE | N5H8T36*K*AAA* | EA*5X48M21A* | *80CSU0401712A* | 35200 | 38500 | 15.2 | 11.7 | 8.1 | 2.22 | 62 | 50 | 215638690
AIRQUEST | N5H8T36*K*AAA* | EA*5X48M21A* | *80CSU0401712A* | 35200 | 38500 | 15.2 | 11.7 | 8.1 | 2.22 | 62 | 50 | 215638688
HEIL | N5H8T36*K*AAA* | EA*5X48M21A* | *80CSU0401712A* | 35200 | 38500 | 15.2 | 11.7 | 8.1 | 2.22 | 62 | 50 | 215638686
BRYANT HEATING AND COOLING SYSTEMS | PH8TAN536**AA* | CAA**4821AM* | 83*CA36040C17*** | 35200 | 38500 | 15.2 | 11.7 | 8.1 | 2.22 | 62 | 50 | 215638685
BRYANT HEATING AND COOLING SYSTEMS | GH8TAN536**AA* | CAA**4821AM* | 83*CA36040C17*** | 35200 | 38500 | 15.2 | 11.7 | 8.1 | 2.22 | 62 | 50 | 215638683
BRYANT HEATING AND COOLING SYSTEMS | 248TAN036**AA* | CAA**4821AM* | 83*CA36040C17*** | 35200 | 38500 | 15.2 | 11.7 | 8.1 | 2.22 | 62 | 50 | 215638682
CARRIER | 27TPA836A**30* | CAA**4821AM* | 58CU*A040C17**12 | 35200 | 38500 | 15.2 | 11.7 | 8.1 | 2.22 | 62 | 50 | 215638679
CARRIER | GH8TAN524**AA* | CAA**2414AM* | 59TP6C040V14**10 | 22200 | 24800 | 15.5 | 11.7 | 8.1 | 2.02 | 59 | 45 | 215643517
CARRIER | 27TPA824A**30* | CAA**2414AM* | GG96VTAB30040A** | 22200 | 24800 | 15.5 | 11.7 | 8.1 | 2.02 | 59 | 45 | 215643514
CARRIER | 27TPA824A**30* | CAA**2414AM* | 59TP6C040V14**10 | 22200 | 24800 | 15.5 | 11.7 | 8.1 | 2.02 | 59 | 45 | 215643512
GRANDAIRE | W5H8T24*K*AAA* | W5A*24M14XA* | WFET070A036A* | 22600 | 24400 | 16.5 | 12.5 | 8.1 | 2.06 | 59 | 45 | 215643419
WEATHERMAKER | PH8TAN524**AA* | CAA**2414AM* | PG80VTLB36070A** | 22600 | 24400 | 16.5 | 12.5 | 8.1 | 2.06 | 59 | 45 | 215643417
BROCK | PH8TAN524**AA* | CAA**2414AM* | PG80VTLB36070A** | 22600 | 24400 | 16.5 | 12.5 | 8.1 | 2.06 | 59 | 45 | 215643415
PAYNE HEATING AND COOLING | PH8TAN524**AA* | CAA**2414AM* | PG80VTLB36070A** | 22600 | 24400 | 16.5 | 12.5 | 8.1 | 2.06 | 59 | 45 | 215643413
BRYANT HEATING AND COOLING SYSTEMS | PH8TAN524**AA* | CAA**2414AM* | 82*TB36070V14*** | 22600 | 24400 | 16.5 | 12.5 | 8.1 | 2.06 | 59 | 45 | 215643411
BRYANT HEATING AND COOLING SYSTEMS | GH8TAN524**AA* | CAA**2414AM* | 82*TB36070V14*** | 22600 | 24400 | 16.5 | 12.5 | 8.1 | 2.06 | 59 | 45 | 215643410
BRYANT HEATING AND COOLING SYSTEMS | 248TAN024**AA* | CAA**2414AM* | 82*TB36070V14*** | 22600 | 24400 | 16.5 | 12.5 | 8.1 | 2.06 | 59 | 45 | 215643408
CARRIER | GH8TAN524**AA* | CAA**2414AM* | 58TP*B070V14**12 | 22600 | 24400 | 16.5 | 12.5 | 8.1 | 2.06 | 59 | 45 | 215643407
CARRIER | 27TPA824A**30* | CAA**2414AM* | 58TP*B070V14**12 | 22600 | 24400 | 16.5 | 12.5 | 8.1 | 2.06 | 59 | 45 | 215643405
ECOTEMP | W5H8T24*K*AAA* | W5A*24M14XA* | WFET045A036A* | 22400 | 24400 | 16.5 | 12.5 | 8.1 | 2.06 | 59 | 45 | 215643403
GRANDAIRE | W5H8T24*K*AAA* | W5A*24M14XA* | WFET045A036A* | 22400 | 24400 | 16.5 | 12.5 | 8.1 | 2.06 | 59 | 45 | 215643401
TEMPSTAR | N5H8T24*K*AAA* | EA*5X24M14A* | *80VTL0451412B* | 22400 | 24400 | 16.5 | 12.5 | 8.1 | 2.06 | 59 | 45 | 215643400
KENMORE | N5H8T24*K*AAA* | EA*5X24M14A* | *80VTL0451412B* | 22400 | 24400 | 16.5 | 12.5 | 8.1 | 2.06 | 59 | 45 | 215643398
KEEPRITE | N5H8T24*K*AAA* | EA*5X24M14A* | *80VTL0451412B* | 22400 | 24400 | 16.5 | 12.5 | 8.1 | 2.06 | 59 | 45 | 215643396
DAY & NIGHT | N5H8T24*K*AAA* | EA*5X24M14A* | *80VTL0451412B* | 22400 | 24400 | 16.5 | 12.5 | 8.1 | 2.06 | 59 | 45 | 215643394
COMFORTMAKER | N5H8T24*K*AAA* | EA*5X24M14A* | *80VTL0451412B* | 22400 | 24400 | 16.5 | 12.5 | 8.1 | 2.06 | 59 | 45 | 215643393
ARCOAIRE | N5H8T24*K*AAA* | EA*5X24M14A* | *80VTL0451412B* | 22400 | 24400 | 16.5 | 12.5 | 8.1 | 2.06 | 59 | 45 | 215643391
AIRQUEST | N5H8T24*K*AAA* | EA*5X24M14A* | *80VTL0451412B* | 22400 | 24400 | 16.5 | 12.5 | 8.1 | 2.06 | 59 | 45 | 215643389
HEIL | N5H8T24*K*AAA* | EA*5X24M14A* | *80VTL0451412B* | 22400 | 24400 | 16.5 | 12.5 | 8.1 | 2.06 | 59 | 45 | 215643387
WEATHERMAKER | PH8TAN524**AA* | CAA**2414AM* | PG80VTLB36045A** | 22400 | 24400 | 16.5 | 12.5 | 8.1 | 2.06 | 59 | 45 | 215643386
TEMPSTAR | N5H8T24*K*AAA* | EA*5X24M14A* | *96VSN0601412B* | 22400 | 24600 | 16.5 | 12 | 8.1 | 2.04 | 59 | 45 | 215643477
KENMORE | N5H8T24*K*AAA* | EA*5X24M14A* | *96VSN0601412B* | 22400 | 24600 | 16.5 | 12 | 8.1 | 2.04 | 59 | 45 | 215643475
KEEPRITE | N5H8T24*K*AAA* | EA*5X24M14A* | *96VSN0601412B* | 22400 | 24600 | 16.5 | 12 | 8.1 | 2.04 | 59 | 45 | 215643474
DAY & NIGHT | N5H8T24*K*AAA* | EA*5X24M14A* | *96VSN0601412B* | 22400 | 24600 | 16.5 | 12 | 8.1 | 2.04 | 59 | 45 | 215643471
COMFORTMAKER | N5H8T24*K*AAA* | EA*5X24M14A* | *96VSN0601412B* | 22400 | 24600 | 16.5 | 12 | 8.1 | 2.04 | 59 | 45 | 215643469
ARCOAIRE | N5H8T24*K*AAA* | EA*5X24M14A* | *96VSN0601412B* | 22400 | 24600 | 16.5 | 12 | 8.1 | 2.04 | 59 | 45 | 215643466
AIRQUEST | N5H8T24*K*AAA* | EA*5X24M14A* | *96VSN0601412B* | 22400 | 24600 | 16.5 | 12 | 8.1 | 2.04 | 59 | 45 | 215643465
BROCK | PH8TAN524**AA* | CAA**2414AM* | PG80VTLB36045A** | 22400 | 24400 | 16.5 | 12.5 | 8.1 | 2.06 | 59 | 45 | 215643384
PAYNE HEATING AND COOLING | PH8TAN524**AA* | CAA**2414AM* | PG80VTLB36045A** | 22400 | 24400 | 16.5 | 12.5 | 8.1 | 2.06 | 59 | 45 | 215643383
BRYANT HEATING AND COOLING SYSTEMS | PH8TAN524**AA* | CAA**2414AM* | 82*TB36045V14*** | 22400 | 24400 | 16.5 | 12.5 | 8.1 | 2.06 | 59 | 45 | 215643381
BRYANT HEATING AND COOLING SYSTEMS | GH8TAN524**AA* | CAA**2414AM* | 82*TB36045V14*** | 22400 | 24400 | 16.5 | 12.5 | 8.1 | 2.06 | 59 | 45 | 215643380
BRYANT HEATING AND COOLING SYSTEMS | 248TAN024**AA* | CAA**2414AM* | 82*TB36045V14*** | 22400 | 24400 | 16.5 | 12.5 | 8.1 | 2.06 | 59 | 45 | 215643379
CARRIER | GH8TAN524**AA* | CAA**2414AM* | 58TP*B045V14**12 | 22400 | 24400 | 16.5 | 12.5 | 8.1 | 2.06 | 59 | 45 | 215643377
CARRIER | 27TPA824A**30* | CAA**2414AM* | 58TP*B045V14**12 | 22400 | 24400 | 16.5 | 12.5 | 8.1 | 2.06 | 59 | 45 | 215643376
TEMPSTAR | N5H8T24*K*AAA* | EA*5X24M14A* | *80CTL0701412B* | 22600 | 24600 | 16.5 | 12.5 | 8.1 | 2.04 | 59 | 45 | 215643375
MARATHERM | N5H8T24*K*AAA* | EA*5X24M14A* | *80CTL0701412B* | 22600 | 24600 | 16.5 | 12.5 | 8.1 | 2.04 | 59 | 45 | 215643373
KENMORE | N5H8T24*K*AAA* | EA*5X24M14A* | *80CTL0701412B* | 22600 | 24600 | 16.5 | 12.5 | 8.1 | 2.04 | 59 | 45 | 215643372
KEEPRITE | N5H8T24*K*AAA* | EA*5X24M14A* | *80CTL0701412B* | 22600 | 24600 | 16.5 | 12.5 | 8.1 | 2.04 | 59 | 45 | 215643371
DAY & NIGHT | N5H8T24*K*AAA* | EA*5X24M14A* | *80CTL0701412B* | 22600 | 24600 | 16.5 | 12.5 | 8.1 | 2.04 | 59 | 45 | 215643369
COMFORTMAKER | N5H8T24*K*AAA* | EA*5X24M14A* | *80CTL0701412B* | 22600 | 24600 | 16.5 | 12.5 | 8.1 | 2.04 | 59 | 45 | 215643368
ARCOAIRE | N5H8T24*K*AAA* | EA*5X24M14A* | *80CTL0701412B* | 22600 | 24600 | 16.5 | 12.5 | 8.1 | 2.04 | 59 | 45 | 215643366
AIRQUEST | N5H8T24*K*AAA* | EA*5X24M14A* | *80CTL0701412B* | 22600 | 24600 | 16.5 | 12.5 | 8.1 | 2.04 | 59 | 45 | 215643365
HEIL | N5H8T24*K*AAA* | EA*5X24M14A* | *80CTL0701412B* | 22600 | 24600 | 16.5 | 12.5 | 8.1 | 2.04 | 59 | 45 | 215643363
BRYANT HEATING AND COOLING SYSTEMS | PH8TAN524**AA* | CAA**2414AM* | 88*TB36070C14*** | 22600 | 24600 | 16.5 | 12.5 | 8.1 | 2.04 | 59 | 45 | 215643362
HEIL | N5H8T24*K*AAA* | EA*5X24M14A* | *96VSN0601412B* | 22400 | 24600 | 16.5 | 12 | 8.1 | 2.04 | 59 | 45 | 215643462
BRYANT HEATING AND COOLING SYSTEMS | PH8TAN524**AA* | CAA**2414AM* | 926SB36060V14*** | 22400 | 24600 | 16.5 | 12 | 8.1 | 2.04 | 59 | 45 | 215643460
BRYANT HEATING AND COOLING SYSTEMS | GH8TAN524**AA* | CAA**2414AM* | 926SB36060V14*** | 22400 | 24600 | 16.5 | 12 | 8.1 | 2.04 | 59 | 45 | 215643458
CARRIER | 27TPA836A**30* | CAA**3717AM* | 58CU*A040C17**12 | 34800 | 37600 | 15.5 | 11.7 | 8.1 | 2.28 | 63 | 50 | 215635128
CARRIER | GH8TAN536**AA* | CAA**3717AM* | 58CU*A040C17**12 | 34800 | 37600 | 15.5 | 11.7 | 8.1 | 2.28 | 63 | 50 | 215635129
BRYANT HEATING AND COOLING SYSTEMS | 248TAN036**AA* | CAA**3717AM* | 83*CA36040C17*** | 34800 | 37600 | 15.5 | 11.7 | 8.1 | 2.28 | 63 | 50 | 215635130
BRYANT HEATING AND COOLING SYSTEMS | GH8TAN536**AA* | CAA**3717AM* | 83*CA36040C17*** | 34800 | 37600 | 15.5 | 11.7 | 8.1 | 2.28 | 63 | 50 | 215635131
BRYANT HEATING AND COOLING SYSTEMS | PH8TAN536**AA* | CAA**3717AM* | 83*CA36040C17*** | 34800 | 37600 | 15.5 | 11.7 | 8.1 | 2.28 | 63 | 50 | 215635132
HEIL | N5H8T36*K*AAA* | EA*5X37M17A* | *80CSU0401712A* | 34800 | 37600 | 15.5 | 11.7 | 8.1 | 2.28 | 63 | 50 | 215635133
AIRQUEST | N5H8T36*K*AAA* | EA*5X37M17A* | *80CSU0401712A* | 34800 | 37600 | 15.5 | 11.7 | 8.1 | 2.28 | 63 | 50 | 215635134
ARCOAIRE | N5H8T36*K*AAA* | EA*5X37M17A* | *80CSU0401712A* | 34800 | 37600 | 15.5 | 11.7 | 8.1 | 2.28 | 63 | 50 | 215635135
COMFORTMAKER | N5H8T36*K*AAA* | EA*5X37M17A* | *80CSU0401712A* | 34800 | 37600 | 15.5 | 11.7 | 8.1 | 2.28 | 63 | 50 | 215635136
DAY & NIGHT | N5H8T36*K*AAA* | EA*5X37M17A* | *80CSU0401712A* | 34800 | 37600 | 15.5 | 11.7 | 8.1 | 2.28 | 63 | 50 | 215635137
KEEPRITE | N5H8T36*K*AAA* | EA*5X37M17A* | *80CSU0401712A* | 34800 | 37600 | 15.5 | 11.7 | 8.1 | 2.28 | 63 | 50 | 215635138
KENMORE | N5H8T36*K*AAA* | EA*5X37M17A* | *80CSU0401712A* | 34800 | 37600 | 15.5 | 11.7 | 8.1 | 2.28 | 63 | 50 | 215635139
MARATHERM | N5H8T36*K*AAA* | EA*5X37M17A* | *80CSU0401712A* | 34800 | 37600 | 15.5 | 11.7 | 8.1 | 2.28 | 63 | 50 | 215635140
TEMPSTAR | N5H8T36*K*AAA* | EA*5X37M17A* | *80CSU0401712A* | 34800 | 37600 | 15.5 | 11.7 | 8.1 | 2.28 | 63 | 50 | 215635141
CARRIER | 27TPA836A**30* | CAA**3717AM* | 58CU*A060C17**16 | 35000 | 38000 | 15.2 | 11.7 | 8.1 | 2.22 | 63 | 51 | 215635142
CARRIER | GH8TAN536**AA* | CAA**3717AM* | 58CU*A060C17**16 | 35000 | 38000 | 15.2 | 11.7 | 8.1 | 2.22 | 63 | 51 | 215635143
ARCOAIRE | N5H8T24*K*AAA* | EA*5X24M17A* | *96VTN0601716B* | 22600 | 24600 | 16.5 | 12.5 | 8.1 | 2.04 | 59 | 45 | 215644257
COMFORTMAKER | N5H8T24*K*AAA* | EA*5X24M17A* | *96VTN0601716B* | 22600 | 24600 | 16.5 | 12.5 | 8.1 | 2.04 | 59 | 45 | 215644258
DAY & NIGHT | N5H8T24*K*AAA* | EA*5X24M17A* | *96VTN0601716B* | 22600 | 24600 | 16.5 | 12.5 | 8.1 | 2.04 | 59 | 45 | 215644260
KEEPRITE | N5H8T24*K*AAA* | EA*5X24M17A* | *96VTN0601716B* | 22600 | 24600 | 16.5 | 12.5 | 8.1 | 2.04 | 59 | 45 | 215644261
KENMORE | N5H8T24*K*AAA* | EA*5X24M17A* | *96VTN0601716B* | 22600 | 24600 | 16.5 | 12.5 | 8.1 | 2.04 | 59 | 45 | 215644263
TEMPSTAR | N5H8T24*K*AAA* | EA*5X24M17A* | *96VTN0601716B* | 22600 | 24600 | 16.5 | 12.5 | 8.1 | 2.04 | 59 | 45 | 215644264
GRANDAIRE | W5H8T24*K*AAA* | W5A*24M17XA* | WFST060B048A* | 22600 | 24600 | 16.5 | 12.5 | 8.1 | 2.04 | 59 | 45 | 215644266
ECOTEMP | W5H8T24*K*AAA* | W5A*24M17XA* | WFST060B048A* | 22600 | 24600 | 16.5 | 12.5 | 8.1 | 2.04 | 59 | 45 | 215644267
CARRIER | 27TPA824A**30* | CAA**2417AM* | 59TP6C080V17**16 | 22600 | 24600 | 16.5 | 12.5 | 8.1 | 2.04 | 59 | 45 | 215644269
CARRIER | 27TPA824A**30* | CAA**2417AM* | GG96VTAB48080B** | 22600 | 24600 | 16.5 | 12.5 | 8.1 | 2.04 | 59 | 45 | 215644271
CARRIER | GH8TAN524**AA* | CAA**2417AM* | 59TP6C080V17**16 | 22600 | 24600 | 16.5 | 12.5 | 8.1 | 2.04 | 59 | 45 | 215644272
CARRIER | GH8TAN524**AA* | CAA**2417AM* | GG96VTAB48080B** | 22600 | 24600 | 16.5 | 12.5 | 8.1 | 2.04 | 59 | 45 | 215644273
BRYANT HEATING AND COOLING SYSTEMS | 248TAN024**AA* | CAA**2417AM* | 926TC48080V17*** | 22600 | 24600 | 16.5 | 12.5 | 8.1 | 2.04 | 59 | 45 | 215644275
BRYANT HEATING AND COOLING SYSTEMS | GH8TAN524**AA* | CAA**2417AM* | 926TC48080V17*** | 22600 | 24600 | 16.5 | 12.5 | 8.1 | 2.04 | 59 | 45 | 215644276
BRYANT HEATING AND COOLING SYSTEMS | PH8TAN524**AA* | CAA**2417AM* | 926TC48080V17*** | 22600 | 24600 | 16.5 | 12.5 | 8.1 | 2.04 | 59 | 45 | 215644278
ARCOAIRE | N5H8T24*K*AAA* | EA*5X24M17A* | *96CTN0601714B* | 22600 | 24600 | 16.5 | 12.5 | 8.1 | 2.04 | 59 | 45 | 215644134
COMFORTMAKER | N5H8T24*K*AAA* | EA*5X24M17A* | *96CTN0601714B* | 22600 | 24600 | 16.5 | 12.5 | 8.1 | 2.04 | 59 | 45 | 215644135
DAY & NIGHT | N5H8T24*K*AAA* | EA*5X24M17A* | *96CTN0601714B* | 22600 | 24600 | 16.5 | 12.5 | 8.1 | 2.04 | 59 | 45 | 215644137
KEEPRITE | N5H8T24*K*AAA* | EA*5X24M17A* | *96CTN0601714B* | 22600 | 24600 | 16.5 | 12.5 | 8.1 | 2.04 | 59 | 45 | 215644138
KENMORE | N5H8T24*K*AAA* | EA*5X24M17A* | *96CTN0601714B* | 22600 | 24600 | 16.5 | 12.5 | 8.1 | 2.04 | 59 | 45 | 215644140
MARATHERM | N5H8T24*K*AAA* | EA*5X24M17A* | *96CTN0601714B* | 22600 | 24600 | 16.5 | 12.5 | 8.1 | 2.04 | 59 | 45 | 215644141
TEMPSTAR | N5H8T24*K*AAA* | EA*5X24M17A* | *96CTN0601714B* | 22600 | 24600 | 16.5 | 12.5 | 8.1 | 2.04 | 59 | 45 | 215644143
CARRIER | 27TPA824A**30* | CAA**2417AM* | 59TN6C080C17**14 | 22600 | 24600 | 16.5 | 12.5 | 8.1 | 2.04 | 59 | 45 | 215644144
CARRIER | GH8TAN524**AA* | CAA**2417AM* | 59TN6C080C17**14 | 22600 | 24600 | 16.5 | 12.5 | 8.1 | 2.04 | 59 | 45 | 215644146
BRYANT HEATING AND COOLING SYSTEMS | 248TAN024**AA* | CAA**2417AM* | 986TD42080C17*** | 22600 | 24600 | 16.5 | 12.5 | 8.1 | 2.04 | 59 | 45 | 215644147
BRYANT HEATING AND COOLING SYSTEMS | GH8TAN524**AA* | CAA**2417AM* | 986TD42080C17*** | 22600 | 24600 | 16.5 | 12.5 | 8.1 | 2.04 | 59 | 45 | 215644148
BRYANT HEATING AND COOLING SYSTEMS | PH8TAN524**AA* | CAA**2417AM* | 986TD42080C17*** | 22600 | 24600 | 16.5 | 12.5 | 8.1 | 2.04 | 59 | 45 | 215644150
HEIL | N5H8T24*K*AAA* | EA*5X24M17A* | *96CTN0801714B* | 22600 | 24600 | 16.5 | 12.5 | 8.1 | 2.04 | 59 | 45 | 215644151
AIRQUEST | N5H8T24*K*AAA* | EA*5X24M17A* | *96CTN0801714B* | 22600 | 24600 | 16.5 | 12.5 | 8.1 | 2.04 | 59 | 45 | 215644152
ARCOAIRE | N5H8T24*K*AAA* | EA*5X24M17A* | *96CTN0801714B* | 22600 | 24600 | 16.5 | 12.5 | 8.1 | 2.04 | 59 | 45 | 215644154
COMFORTMAKER | N5H8T24*K*AAA* | EA*5X24M17A* | *96CTN0801714B* | 22600 | 24600 | 16.5 | 12.5 | 8.1 | 2.04 | 59 | 45 | 215644155
DAY & NIGHT | N5H8T24*K*AAA* | EA*5X24M17A* | *96CTN0801714B* | 22600 | 24600 | 16.5 | 12.5 | 8.1 | 2.04 | 59 | 45 | 215644156
KEEPRITE | N5H8T24*K*AAA* | EA*5X24M17A* | *96CTN0801714B* | 22600 | 24600 | 16.5 | 12.5 | 8.1 | 2.04 | 59 | 45 | 215644158
KENMORE | N5H8T24*K*AAA* | EA*5X24M17A* | *96CTN0801714B* | 22600 | 24600 | 16.5 | 12.5 | 8.1 | 2.04 | 59 | 45 | 215644159
MARATHERM | N5H8T24*K*AAA* | EA*5X24M17A* | *96CTN0801714B* | 22600 | 24600 | 16.5 | 12.5 | 8.1 | 2.04 | 59 | 45 | 215644161
TEMPSTAR | N5H8T24*K*AAA* | EA*5X24M17A* | *96CTN0801714B* | 22600 | 24600 | 16.5 | 12.5 | 8.1 | 2.04 | 59 | 45 | 215644162
ARCOAIRE | N5H8T36*K*AAA* | EA*5X37M21A* | *80VTL0902120B* | 35800 | 38500 | 15.5 | 12 | 8.1 | 2.26 | 62 | 50 | 215635881
COMFORTMAKER | N5H8T36*K*AAA* | EA*5X37M21A* | *80VTL0902120B* | 35800 | 38500 | 15.5 | 12 | 8.1 | 2.26 | 62 | 50 | 215635882
DAY & NIGHT | N5H8T36*K*AAA* | EA*5X37M21A* | *80VTL0902120B* | 35800 | 38500 | 15.5 | 12 | 8.1 | 2.26 | 62 | 50 | 215635883
KEEPRITE | N5H8T36*K*AAA* | EA*5X37M21A* | *80VTL0902120B* | 35800 | 38500 | 15.5 | 12 | 8.1 | 2.26 | 62 | 50 | 215635884
KENMORE | N5H8T36*K*AAA* | EA*5X37M21A* | *80VTL0902120B* | 35800 | 38500 | 15.5 | 12 | 8.1 | 2.26 | 62 | 50 | 215635885
TEMPSTAR | N5H8T36*K*AAA* | EA*5X37M21A* | *80VTL0902120B* | 35800 | 38500 | 15.5 | 12 | 8.1 | 2.26 | 62 | 50 | 215635886
CARRIER | 27TPA836A**30* | CAA**3721AM* | 58TP*B110V21**22 | 36000 | 38500 | 15.5 | 11.7 | 8.1 | 2.24 | 62 | 51 | 215635887
CARRIER | GH8TAN536**AA* | CAA**3721AM* | 58TP*B110V21**22 | 36000 | 38500 | 15.5 | 11.7 | 8.1 | 2.24 | 62 | 51 | 215635888
BRYANT HEATING AND COOLING SYSTEMS | 248TAN036**AA* | CAA**3721AM* | 82*TB66110V21*** | 36000 | 38500 | 15.5 | 11.7 | 8.1 | 2.24 | 62 | 51 | 215635889
BRYANT HEATING AND COOLING SYSTEMS | GH8TAN536**AA* | CAA**3721AM* | 82*TB66110V21*** | 36000 | 38500 | 15.5 | 11.7 | 8.1 | 2.24 | 62 | 51 | 215635890
BRYANT HEATING AND COOLING SYSTEMS | PH8TAN536**AA* | CAA**3721AM* | 82*TB66110V21*** | 36000 | 38500 | 15.5 | 11.7 | 8.1 | 2.24 | 62 | 51 | 215635891
PAYNE HEATING AND COOLING | PH8TAN536**AA* | CAA**3721AM* | PG80VTLB66110C** | 36000 | 38500 | 15.5 | 11.7 | 8.1 | 2.24 | 62 | 51 | 215635892
BROCK | PH8TAN536**AA* | CAA**3721AM* | PG80VTLB66110C** | 36000 | 38500 | 15.5 | 11.7 | 8.1 | 2.24 | 62 | 51 | 215635893
WEATHERMAKER | PH8TAN536**AA* | CAA**3721AM* | PG80VTLB66110C** | 36000 | 38500 | 15.5 | 11.7 | 8.1 | 2.24 | 62 | 51 | 215635894
TEMPSTAR | N5H8T36*K*AAA* | EA*5X37M21A* | *80VTL1102122B* | 36000 | 38500 | 15.5 | 11.7 | 8.1 | 2.24 | 62 | 51 | 215635902
COMFORTMAKER | N5H8T36*K*AAA* | EA*5X37M21A* | *80VTL1102122B* | 36000 | 38500 | 15.5 | 11.7 | 8.1 | 2.24 | 62 | 51 | 215635898
DAY & NIGHT | N5H8T36*K*AAA* | EA*5X37M21A* | *80VTL1102122B* | 36000 | 38500 | 15.5 | 11.7 | 8.1 | 2.24 | 62 | 51 | 215635899
KEEPRITE | N5H8T36*K*AAA* | EA*5X37M21A* | *80VTL1102122B* | 36000 | 38500 | 15.5 | 11.7 | 8.1 | 2.24 | 62 | 51 | 215635900
KENMORE | N5H8T36*K*AAA* | EA*5X37M21A* | *80VTL1102122B* | 36000 | 38500 | 15.5 | 11.7 | 8.1 | 2.24 | 62 | 51 | 215635901
HEIL | N5H8T36*K*AAA* | EA*5X37M21A* | *80VTL1102122B* | 36000 | 38500 | 15.5 | 11.7 | 8.1 | 2.24 | 62 | 51 | 215635895
AIRQUEST | N5H8T36*K*AAA* | EA*5X37M21A* | *80VTL1102122B* | 36000 | 38500 | 15.5 | 11.7 | 8.1 | 2.24 | 62 | 51 | 215635896
ARCOAIRE | N5H8T36*K*AAA* | EA*5X37M21A* | *80VTL1102122B* | 36000 | 38500 | 15.5 | 11.7 | 8.1 | 2.24 | 62 | 51 | 215635897
CARRIER | 27TPA836A**30* | CAA**3721AM* | 59CU5B080C21**20 | 35600 | 38500 | 15.5 | 12 | 8.1 | 2.24 | 62 | 50 | 215635917
CARRIER | GH8TAN536**AA* | CAA**3721AM* | 59CU5B080C21**20 | 35600 | 38500 | 15.5 | 12 | 8.1 | 2.24 | 62 | 50 | 215635918
BRYANT HEATING AND COOLING SYSTEMS | 248TAN036**AA* | CAA**3721AM* | 935CB60080C21*** | 35600 | 38500 | 15.5 | 12 | 8.1 | 2.24 | 62 | 50 | 215635919
BRYANT HEATING AND COOLING SYSTEMS | GH8TAN536**AA* | CAA**3721AM* | 935CB60080C21*** | 35600 | 38500 | 15.5 | 12 | 8.1 | 2.24 | 62 | 50 | 215635920
BRYANT HEATING AND COOLING SYSTEMS | PH8TAN536**AA* | CAA**3721AM* | 935CB60080C21*** | 35600 | 38500 | 15.5 | 12 | 8.1 | 2.24 | 62 | 50 | 215635921
HEIL | N5H8T36*K*AAA* | EA*5X37M21A* | *95CSU0802120B* | 35600 | 38500 | 15.5 | 12 | 8.1 | 2.24 | 62 | 50 | 215635922
AIRQUEST | N5H8T36*K*AAA* | EA*5X37M21A* | *95CSU0802120B* | 35600 | 38500 | 15.5 | 12 | 8.1 | 2.24 | 62 | 50 | 215635923
ARCOAIRE | N5H8T36*K*AAA* | EA*5X37M21A* | *95CSU0802120B* | 35600 | 38500 | 15.5 | 12 | 8.1 | 2.24 | 62 | 50 | 215635924
COMFORTMAKER | N5H8T36*K*AAA* | EA*5X37M21A* | *95CSU0802120B* | 35600 | 38500 | 15.5 | 12 | 8.1 | 2.24 | 62 | 50 | 215635925
DAY & NIGHT | N5H8T36*K*AAA* | EA*5X37M21A* | *95CSU0802120B* | 35600 | 38500 | 15.5 | 12 | 8.1 | 2.24 | 62 | 50 | 215635926
KEEPRITE | N5H8T36*K*AAA* | EA*5X37M21A* | *95CSU0802120B* | 35600 | 38500 | 15.5 | 12 | 8.1 | 2.24 | 62 | 50 | 215635927
CARRIER | 27TPA836A**30* | CAA**3721AM* | 59CU5B100C21**22 | 35800 | 38500 | 15.5 | 12 | 8.1 | 2.24 | 62 | 50 | 215635931
KENMORE | N5H8T36*K*AAA* | EA*5X37M21A* | *95CSU0802120B* | 35600 | 38500 | 15.5 | 12 | 8.1 | 2.24 | 62 | 50 | 215635928
MARATHERM | N5H8T36*K*AAA* | EA*5X37M21A* | *95CSU0802120B* | 35600 | 38500 | 15.5 | 12 | 8.1 | 2.24 | 62 | 50 | 215635929
TEMPSTAR | N5H8T36*K*AAA* | EA*5X37M21A* | *95CSU0802120B* | 35600 | 38500 | 15.5 | 12 | 8.1 | 2.24 | 62 | 50 | 215635930
BRYANT HEATING AND COOLING SYSTEMS | 248TAN036**AA* | CAA**3721AM* | 935CB66100C21*** | 35800 | 38500 | 15.5 | 12 | 8.1 | 2.24 | 62 | 50 | 215635933
CARRIER | GH8TAN536**AA* | CAA**3721AM* | 59CU5B100C21**22 | 35800 | 38500 | 15.5 | 12 | 8.1 | 2.24 | 62 | 50 | 215635932
BRYANT HEATING AND COOLING SYSTEMS | GH8TAN536**AA* | CAA**3721AM* | 935CB66100C21*** | 35800 | 38500 | 15.5 | 12 | 8.1 | 2.24 | 62 | 50 | 215635934
BRYANT HEATING AND COOLING SYSTEMS | PH8TAN536**AA* | CAA**3721AM* | 935CB66100C21*** | 35800 | 38500 | 15.5 | 12 | 8.1 | 2.24 | 62 | 50 | 215635935
HEIL | N5H8T36*K*AAA* | EA*5X37M21A* | *95CSU1002122B* | 35800 | 38500 | 15.5 | 12 | 8.1 | 2.24 | 62 | 50 | 215635936
AIRQUEST | N5H8T36*K*AAA* | EA*5X37M21A* | *95CSU1002122B* | 35800 | 38500 | 15.5 | 12 | 8.1 | 2.24 | 62 | 50 | 215635937
ARCOAIRE | N5H8T36*K*AAA* | EA*5X37M21A* | *95CSU1002122B* | 35800 | 38500 | 15.5 | 12 | 8.1 | 2.24 | 62 | 50 | 215635938
CARRIER | 27TPA836A**30* | CAA**4221AM* | 58TN*B090C17**16 | 34400 | 37600 | 15.2 | 11.7 | 8.1 | 2.22 | 63 | 50 | 215636747
CARRIER | GH8TAN536**AA* | CAA**4221AM* | 58TN*B090C17**16 | 34400 | 37600 | 15.2 | 11.7 | 8.1 | 2.22 | 63 | 50 | 215636749
BRYANT HEATING AND COOLING SYSTEMS | 248TAN036**AA* | CAA**4221AM* | 88*TB48090C17*** | 34400 | 37600 | 15.2 | 11.7 | 8.1 | 2.22 | 63 | 50 | 215636751
ARCOAIRE | N5H8T36*K*AAA* | EA*5X42M21A* | *80CTL0901716B* | 34400 | 37600 | 15.2 | 11.7 | 8.1 | 2.22 | 63 | 50 | 215636760
BRYANT HEATING AND COOLING SYSTEMS | GH8TAN536**AA* | CAA**4221AM* | 88*TB48090C17*** | 34400 | 37600 | 15.2 | 11.7 | 8.1 | 2.22 | 63 | 50 | 215636753
BRYANT HEATING AND COOLING SYSTEMS | PH8TAN536**AA* | CAA**4221AM* | 88*TB48090C17*** | 34400 | 37600 | 15.2 | 11.7 | 8.1 | 2.22 | 63 | 50 | 215636754
HEIL | N5H8T36*K*AAA* | EA*5X42M21A* | *80CTL0901716B* | 34400 | 37600 | 15.2 | 11.7 | 8.1 | 2.22 | 63 | 50 | 215636756
AIRQUEST | N5H8T36*K*AAA* | EA*5X42M21A* | *80CTL0901716B* | 34400 | 37600 | 15.2 | 11.7 | 8.1 | 2.22 | 63 | 50 | 215636758
COMFORTMAKER | N5H8T36*K*AAA* | EA*5X42M21A* | *80CTL0901716B* | 34400 | 37600 | 15.2 | 11.7 | 8.1 | 2.22 | 63 | 50 | 215636762
DAY & NIGHT | N5H8T36*K*AAA* | EA*5X42M21A* | *80CTL0901716B* | 34400 | 37600 | 15.2 | 11.7 | 8.1 | 2.22 | 63 | 50 | 215636764
KEEPRITE | N5H8T36*K*AAA* | EA*5X42M21A* | *80CTL0901716B* | 34400 | 37600 | 15.2 | 11.7 | 8.1 | 2.22 | 63 | 50 | 215636765
KENMORE | N5H8T36*K*AAA* | EA*5X42M21A* | *80CTL0901716B* | 34400 | 37600 | 15.2 | 11.7 | 8.1 | 2.22 | 63 | 50 | 215636767
MARATHERM | N5H8T36*K*AAA* | EA*5X42M21A* | *80CTL0901716B* | 34400 | 37600 | 15.2 | 11.7 | 8.1 | 2.22 | 63 | 50 | 215636769
CARRIER | 27TPA836A**30* | CAA**4221AM* | 58TN*B090C21**20 | 34600 | 37600 | 15.2 | 11.7 | 8.1 | 2.24 | 62 | 50 | 215636773
ARCOAIRE | N5H8T36*K*AAA* | EA*5X43M21A* | *80CTL0901716B* | 35800 | 38500 | 15.5 | 11.7 | 8.1 | 2.26 | 62 | 50 | 215637918
AIRQUEST | N5H8T36*K*AAA* | EA*5X43M21A* | *80CTL0901716B* | 35800 | 38500 | 15.5 | 11.7 | 8.1 | 2.26 | 62 | 50 | 215637917
HEIL | N5H8T36*K*AAA* | EA*5X43M21A* | *80CTL0901716B* | 35800 | 38500 | 15.5 | 11.7 | 8.1 | 2.26 | 62 | 50 | 215637916
BRYANT HEATING AND COOLING SYSTEMS | PH8TAN536**AA* | CAA**4321AM* | 88*TB48090C17*** | 35800 | 38500 | 15.5 | 11.7 | 8.1 | 2.26 | 62 | 50 | 215637914
BRYANT HEATING AND COOLING SYSTEMS | 248TAN036**AA* | CAA**4321AM* | 88*TB48090C17*** | 35800 | 38500 | 15.5 | 11.7 | 8.1 | 2.26 | 62 | 50 | 215637911
BRYANT HEATING AND COOLING SYSTEMS | GH8TAN536**AA* | CAA**4321AM* | 88*TB48090C17*** | 35800 | 38500 | 15.5 | 11.7 | 8.1 | 2.26 | 62 | 50 | 215637913
CARRIER | GH8TAN536**AA* | CAA**4321AM* | 58TN*B090C17**16 | 35800 | 38500 | 15.5 | 11.7 | 8.1 | 2.26 | 62 | 50 | 215637910
CARRIER | 27TPA836A**30* | CAA**4321AM* | 58TN*B090C17**16 | 35800 | 38500 | 15.5 | 11.7 | 8.1 | 2.26 | 62 | 50 | 215637909
TEMPSTAR | N5H8T36*K*AAA* | EA*5X43M21A* | *80CTL0702120B* | 35800 | 38500 | 15.5 | 11.7 | 8.1 | 2.24 | 62 | 50 | 215637907
MARATHERM | N5H8T36*K*AAA* | EA*5X43M21A* | *80CTL0702120B* | 35800 | 38500 | 15.5 | 11.7 | 8.1 | 2.24 | 62 | 50 | 215637906
KENMORE | N5H8T36*K*AAA* | EA*5X43M21A* | *80CTL0702120B* | 35800 | 38500 | 15.5 | 11.7 | 8.1 | 2.24 | 62 | 50 | 215637905
KEEPRITE | N5H8T36*K*AAA* | EA*5X43M21A* | *80CTL0702120B* | 35800 | 38500 | 15.5 | 11.7 | 8.1 | 2.24 | 62 | 50 | 215637903
DAY & NIGHT | N5H8T36*K*AAA* | EA*5X43M21A* | *80CTL0702120B* | 35800 | 38500 | 15.5 | 11.7 | 8.1 | 2.24 | 62 | 50 | 215637902
COMFORTMAKER | N5H8T36*K*AAA* | EA*5X43M21A* | *80CTL0702120B* | 35800 | 38500 | 15.5 | 11.7 | 8.1 | 2.24 | 62 | 50 | 215637900
ARCOAIRE | N5H8T36*K*AAA* | EA*5X43M21A* | *80CTL0702120B* | 35800 | 38500 | 15.5 | 11.7 | 8.1 | 2.24 | 62 | 50 | 215637899
AIRQUEST | N5H8T36*K*AAA* | EA*5X43M21A* | *80CTL0702120B* | 35800 | 38500 | 15.5 | 11.7 | 8.1 | 2.24 | 62 | 50 | 215637897
HEIL | N5H8T36*K*AAA* | EA*5X43M21A* | *80CTL0702120B* | 35800 | 38500 | 15.5 | 11.7 | 8.1 | 2.24 | 62 | 50 | 215637896
BRYANT HEATING AND COOLING SYSTEMS | PH8TAN536**AA* | CAA**4321AM* | 88*TB60070C21*** | 35800 | 38500 | 15.5 | 11.7 | 8.1 | 2.24 | 62 | 50 | 215637894
BRYANT HEATING AND COOLING SYSTEMS | GH8TAN536**AA* | CAA**4321AM* | 88*TB60070C21*** | 35800 | 38500 | 15.5 | 11.7 | 8.1 | 2.24 | 62 | 50 | 215637892
BRYANT HEATING AND COOLING SYSTEMS | 248TAN036**AA* | CAA**4321AM* | 88*TB60070C21*** | 35800 | 38500 | 15.5 | 11.7 | 8.1 | 2.24 | 62 | 50 | 215637890
CARRIER | GH8TAN536**AA* | CAA**4321AM* | 58TN*B070C21**20 | 35800 | 38500 | 15.5 | 11.7 | 8.1 | 2.24 | 62 | 50 | 215637889
TEMPSTAR | N5H8T36*K*AAA* | EA*5X43M21A* | *80CTL0701716B* | 35600 | 38500 | 15.2 | 11.7 | 8.1 | 2.24 | 62 | 51 | 215637886
CARRIER | 27TPA836A**30* | CAA**4321AM* | 58TN*B070C21**20 | 35800 | 38500 | 15.5 | 11.7 | 8.1 | 2.24 | 62 | 50 | 215637887
MARATHERM | N5H8T36*K*AAA* | EA*5X43M21A* | *80CTL0701716B* | 35600 | 38500 | 15.2 | 11.7 | 8.1 | 2.24 | 62 | 51 | 215637884
KEEPRITE | N5H8T36*K*AAA* | EA*5X43M21A* | *80CTL0701716B* | 35600 | 38500 | 15.2 | 11.7 | 8.1 | 2.24 | 62 | 51 | 215637881
DAY & NIGHT | N5H8T36*K*AAA* | EA*5X43M21A* | *80CTL0701716B* | 35600 | 38500 | 15.2 | 11.7 | 8.1 | 2.24 | 62 | 51 | 215637879
COMFORTMAKER | N5H8T36*K*AAA* | EA*5X43M21A* | *80CTL0701716B* | 35600 | 38500 | 15.2 | 11.7 | 8.1 | 2.24 | 62 | 51 | 215637878
AIRQUEST | N5H8T36*K*AAA* | EA*5X43M21A* | *80CTL0701716B* | 35600 | 38500 | 15.2 | 11.7 | 8.1 | 2.24 | 62 | 51 | 215637875
KENMORE | N5H8T36*K*AAA* | EA*5X43M21A* | *80CTL0701716B* | 35600 | 38500 | 15.2 | 11.7 | 8.1 | 2.24 | 62 | 51 | 215637883
HEIL | N5H8T36*K*AAA* | EA*5X43M21A* | *80CTL0701716B* | 35600 | 38500 | 15.2 | 11.7 | 8.1 | 2.24 | 62 | 51 | 215637873
BRYANT HEATING AND COOLING SYSTEMS | PH8TAN536**AA* | CAA**4321AM* | 88*TB48070C17*** | 35600 | 38500 | 15.2 | 11.7 | 8.1 | 2.24 | 62 | 51 | 215637871
ARCOAIRE | N5H8T36*K*AAA* | EA*5X43M21A* | *80CTL0701716B* | 35600 | 38500 | 15.2 | 11.7 | 8.1 | 2.24 | 62 | 51 | 215637876
BRYANT HEATING AND COOLING SYSTEMS | GH8TAN536**AA* | CAA**4321AM* | 88*TB48070C17*** | 35600 | 38500 | 15.2 | 11.7 | 8.1 | 2.24 | 62 | 51 | 215637869
BRYANT HEATING AND COOLING SYSTEMS | 248TAN036**AA* | CAA**4321AM* | 88*TB48070C17*** | 35600 | 38500 | 15.2 | 11.7 | 8.1 | 2.24 | 62 | 51 | 215637868
CARRIER | GH8TAN536**AA* | CAA**4321AM* | 58TN*B070C17**16 | 35600 | 38500 | 15.2 | 11.7 | 8.1 | 2.24 | 62 | 51 | 215637866
CARRIER | 27TPA836A**30* | CAA**4321AM* | 58TN*B070C17**16 | 35600 | 38500 | 15.2 | 11.7 | 8.1 | 2.24 | 62 | 51 | 215637865
CARRIER | 27TPA836A**30* | CAA**4321AM* | 59MN7C080C21**20 | 35800 | 38500 | 15.5 | 12 | 8.1 | 2.26 | 62 | 50 | 215638188
TEMPSTAR | N5H8T36*K*AAA* | EA*5X43M21A* | *97CMN0801714B* | 35400 | 38500 | 15.2 | 11.7 | 8.1 | 2.24 | 62 | 51 | 215638186
MARATHERM | N5H8T36*K*AAA* | EA*5X43M21A* | *97CMN0801714B* | 35400 | 38500 | 15.2 | 11.7 | 8.1 | 2.24 | 62 | 51 | 215638185
KENMORE | N5H8T36*K*AAA* | EA*5X43M21A* | *97CMN0801714B* | 35400 | 38500 | 15.2 | 11.7 | 8.1 | 2.24 | 62 | 51 | 215638183
KEEPRITE | N5H8T36*K*AAA* | EA*5X43M21A* | *97CMN0801714B* | 35400 | 38500 | 15.2 | 11.7 | 8.1 | 2.24 | 62 | 51 | 215638182
DAY & NIGHT | N5H8T36*K*AAA* | EA*5X43M21A* | *97CMN0801714B* | 35400 | 38500 | 15.2 | 11.7 | 8.1 | 2.24 | 62 | 51 | 215638180
COMFORTMAKER | N5H8T36*K*AAA* | EA*5X43M21A* | *97CMN0801714B* | 35400 | 38500 | 15.2 | 11.7 | 8.1 | 2.24 | 62 | 51 | 215638179
ARCOAIRE | N5H8T36*K*AAA* | EA*5X43M21A* | *97CMN0801714B* | 35400 | 38500 | 15.2 | 11.7 | 8.1 | 2.24 | 62 | 51 | 215638177
HEIL | N5H8T36*K*AAA* | EA*5X43M21A* | *97CMN0801714B* | 35400 | 38500 | 15.2 | 11.7 | 8.1 | 2.24 | 62 | 51 | 215638174
AIRQUEST | N5H8T36*K*AAA* | EA*5X43M21A* | *97CMN0801714B* | 35400 | 38500 | 15.2 | 11.7 | 8.1 | 2.24 | 62 | 51 | 215638176
BRYANT HEATING AND COOLING SYSTEMS | PH8TAN536**AA* | CAA**4321AM* | 987MC42080C17*** | 35400 | 38500 | 15.2 | 11.7 | 8.1 | 2.24 | 62 | 51 | 215638173
BRYANT HEATING AND COOLING SYSTEMS | GH8TAN536**AA* | CAA**4321AM* | 987MC42080C17*** | 35400 | 38500 | 15.2 | 11.7 | 8.1 | 2.24 | 62 | 51 | 215638171
BRYANT HEATING AND COOLING SYSTEMS | 248TAN036**AA* | CAA**4321AM* | 987MC42080C17*** | 35400 | 38500 | 15.2 | 11.7 | 8.1 | 2.24 | 62 | 51 | 215638169
CARRIER | GH8TAN536**AA* | CAA**4321AM* | 59MN7C080C17**14 | 35400 | 38500 | 15.2 | 11.7 | 8.1 | 2.24 | 62 | 51 | 215638168
CARRIER | 27TPA836A**30* | CAA**4321AM* | 59MN7C080C17**14 | 35400 | 38500 | 15.2 | 11.7 | 8.1 | 2.24 | 62 | 51 | 215638166
TEMPSTAR | N5H8T24*K*AAA* | EA*5X30M17A* | *96CTN0801714B* | 22800 | 24600 | 17 | 12.5 | 8.1 | 2.06 | 59 | 45 | 215645970
MARATHERM | N5H8T24*K*AAA* | EA*5X30M17A* | *96CTN0801714B* | 22800 | 24600 | 17 | 12.5 | 8.1 | 2.06 | 59 | 45 | 215645968
KENMORE | N5H8T24*K*AAA* | EA*5X30M17A* | *96CTN0801714B* | 22800 | 24600 | 17 | 12.5 | 8.1 | 2.06 | 59 | 45 | 215645966
KEEPRITE | N5H8T24*K*AAA* | EA*5X30M17A* | *96CTN0801714B* | 22800 | 24600 | 17 | 12.5 | 8.1 | 2.06 | 59 | 45 | 215645965
DAY & NIGHT | N5H8T24*K*AAA* | EA*5X30M17A* | *96CTN0801714B* | 22800 | 24600 | 17 | 12.5 | 8.1 | 2.06 | 59 | 45 | 215645963
COMFORTMAKER | N5H8T24*K*AAA* | EA*5X30M17A* | *96CTN0801714B* | 22800 | 24600 | 17 | 12.5 | 8.1 | 2.06 | 59 | 45 | 215645962
ARCOAIRE | N5H8T24*K*AAA* | EA*5X30M17A* | *96CTN0801714B* | 22800 | 24600 | 17 | 12.5 | 8.1 | 2.06 | 59 | 45 | 215645960
AIRQUEST | N5H8T24*K*AAA* | EA*5X30M17A* | *96CTN0801714B* | 22800 | 24600 | 17 | 12.5 | 8.1 | 2.06 | 59 | 45 | 215645959
HEIL | N5H8T24*K*AAA* | EA*5X30M17A* | *96CTN0801714B* | 22800 | 24600 | 17 | 12.5 | 8.1 | 2.06 | 59 | 45 | 215645958
BRYANT HEATING AND COOLING SYSTEMS | PH8TAN524**AA* | CAA**3017AM* | 986TD42080C17*** | 22800 | 24600 | 17 | 12.5 | 8.1 | 2.06 | 59 | 45 | 215645956
BRYANT HEATING AND COOLING SYSTEMS | GH8TAN524**AA* | CAA**3017AM* | 986TD42080C17*** | 22800 | 24600 | 17 | 12.5 | 8.1 | 2.06 | 59 | 45 | 215645954
BRYANT HEATING AND COOLING SYSTEMS | 248TAN024**AA* | CAA**3017AM* | 986TD42080C17*** | 22800 | 24600 | 17 | 12.5 | 8.1 | 2.06 | 59 | 45 | 215645953
CARRIER | GH8TAN524**AA* | CAA**3017AM* | 59TN6C080C17**14 | 22800 | 24600 | 17 | 12.5 | 8.1 | 2.06 | 59 | 45 | 215645951
CARRIER | 27TPA824A**30* | CAA**3017AM* | 59TN6C080C17**14 | 22800 | 24600 | 17 | 12.5 | 8.1 | 2.06 | 59 | 45 | 215645950
TEMPSTAR | N5H8T24*K*AAA* | EA*5X30M17A* | *96CTN0601714B* | 22800 | 24600 | 17 | 12.5 | 8.1 | 2.06 | 59 | 45 | 215645948
MARATHERM | N5H8T24*K*AAA* | EA*5X30M17A* | *96CTN0601714B* | 22800 | 24600 | 17 | 12.5 | 8.1 | 2.06 | 59 | 45 | 215645947
KENMORE | N5H8T24*K*AAA* | EA*5X30M17A* | *96CTN0601714B* | 22800 | 24600 | 17 | 12.5 | 8.1 | 2.06 | 59 | 45 | 215645945
KEEPRITE | N5H8T24*K*AAA* | EA*5X30M17A* | *96CTN0601714B* | 22800 | 24600 | 17 | 12.5 | 8.1 | 2.06 | 59 | 45 | 215645943
DAY & NIGHT | N5H8T24*K*AAA* | EA*5X30M17A* | *96CTN0601714B* | 22800 | 24600 | 17 | 12.5 | 8.1 | 2.06 | 59 | 45 | 215645942
COMFORTMAKER | N5H8T24*K*AAA* | EA*5X30M17A* | *96CTN0601714B* | 22800 | 24600 | 17 | 12.5 | 8.1 | 2.06 | 59 | 45 | 215645940
AIRQUEST | N5H8T24*K*AAA* | EA*5X30M17A* | *96CTN0601714B* | 22800 | 24600 | 17 | 12.5 | 8.1 | 2.06 | 59 | 45 | 215645937
ARCOAIRE | N5H8T24*K*AAA* | EA*5X30M17A* | *96CTN0601714B* | 22800 | 24600 | 17 | 12.5 | 8.1 | 2.06 | 59 | 45 | 215645939
HEIL | N5H8T24*K*AAA* | EA*5X30M17A* | *96CTN0601714B* | 22800 | 24600 | 17 | 12.5 | 8.1 | 2.06 | 59 | 45 | 215645936
BRYANT HEATING AND COOLING SYSTEMS | PH8TAN524**AA* | CAA**3017AM* | 986TD42060C17*** | 22800 | 24600 | 17 | 12.5 | 8.1 | 2.06 | 59 | 45 | 215645934
BRYANT HEATING AND COOLING SYSTEMS | GH8TAN524**AA* | CAA**3017AM* | 986TD42060C17*** | 22800 | 24600 | 17 | 12.5 | 8.1 | 2.06 | 59 | 45 | 215645933
BRYANT HEATING AND COOLING SYSTEMS | 248TAN024**AA* | CAA**3017AM* | 986TD42060C17*** | 22800 | 24600 | 17 | 12.5 | 8.1 | 2.06 | 59 | 45 | 215645931
CARRIER | GH8TAN524**AA* | CAA**3017AM* | 59TN6C060C17**14 | 22800 | 24600 | 17 | 12.5 | 8.1 | 2.06 | 59 | 45 | 215645930
CARRIER | 27TPA824A**30* | CAA**3017AM* | 59TN6C060C17**14 | 22800 | 24600 | 17 | 12.5 | 8.1 | 2.06 | 59 | 45 | 215645928
GRANDAIRE | W5H8T36*K*AAA* | W5A*42M21XA* | WFET110C066A* | 34600 | 37600 | 15.2 | 11.7 | 8.1 | 2.24 | 62 | 50 | 215636909
TEMPSTAR | N5H8T36*K*AAA* | EA*5X42M21A* | *80VTL1102122B* | 34600 | 37600 | 15.2 | 11.7 | 8.1 | 2.24 | 62 | 50 | 215636907
KENMORE | N5H8T36*K*AAA* | EA*5X42M21A* | *80VTL1102122B* | 34600 | 37600 | 15.2 | 11.7 | 8.1 | 2.24 | 62 | 50 | 215636905
KEEPRITE | N5H8T36*K*AAA* | EA*5X42M21A* | *80VTL1102122B* | 34600 | 37600 | 15.2 | 11.7 | 8.1 | 2.24 | 62 | 50 | 215636904
DAY & NIGHT | N5H8T36*K*AAA* | EA*5X42M21A* | *80VTL1102122B* | 34600 | 37600 | 15.2 | 11.7 | 8.1 | 2.24 | 62 | 50 | 215636902
COMFORTMAKER | N5H8T36*K*AAA* | EA*5X42M21A* | *80VTL1102122B* | 34600 | 37600 | 15.2 | 11.7 | 8.1 | 2.24 | 62 | 50 | 215636900
ARCOAIRE | N5H8T36*K*AAA* | EA*5X42M21A* | *80VTL1102122B* | 34600 | 37600 | 15.2 | 11.7 | 8.1 | 2.24 | 62 | 50 | 215636898
AIRQUEST | N5H8T36*K*AAA* | EA*5X42M21A* | *80VTL1102122B* | 34600 | 37600 | 15.2 | 11.7 | 8.1 | 2.24 | 62 | 50 | 215636897
BRYANT HEATING AND COOLING SYSTEMS | PH8TAN536**AA* | CAA**4221AM* | 82*TB60090V21*** | 34600 | 37600 | 15.5 | 11.7 | 8.1 | 2.24 | 63 | 50 | 215636864
BRYANT HEATING AND COOLING SYSTEMS | GH8TAN536**AA* | CAA**4221AM* | 82*TB60090V21*** | 34600 | 37600 | 15.5 | 11.7 | 8.1 | 2.24 | 63 | 50 | 215636862
BRYANT HEATING AND COOLING SYSTEMS | PH8TAN536**AA* | CAA**4221AM* | 82*TB66110V21*** | 34600 | 37600 | 15.2 | 11.7 | 8.1 | 2.24 | 62 | 50 | 215636888
BRYANT HEATING AND COOLING SYSTEMS | GH8TAN536**AA* | CAA**4221AM* | 82*TB66110V21*** | 34600 | 37600 | 15.2 | 11.7 | 8.1 | 2.24 | 62 | 50 | 215636887
BRYANT HEATING AND COOLING SYSTEMS | 248TAN036**AA* | CAA**4221AM* | 82*TB66110V21*** | 34600 | 37600 | 15.2 | 11.7 | 8.1 | 2.24 | 62 | 50 | 215636885
CARRIER | GH8TAN536**AA* | CAA**4221AM* | 58TP*B110V21**22 | 34600 | 37600 | 15.2 | 11.7 | 8.1 | 2.24 | 62 | 50 | 215636883
CARRIER | 27TPA836A**30* | CAA**4221AM* | 58TP*B110V21**22 | 34600 | 37600 | 15.2 | 11.7 | 8.1 | 2.24 | 62 | 50 | 215636882
TEMPSTAR | N5H8T36*K*AAA* | EA*5X42M21A* | *80VTL0902120B* | 34600 | 37600 | 15.5 | 11.7 | 8.1 | 2.24 | 63 | 50 | 215636880
KENMORE | N5H8T36*K*AAA* | EA*5X42M21A* | *80VTL0902120B* | 34600 | 37600 | 15.5 | 11.7 | 8.1 | 2.24 | 63 | 50 | 215636879
KEEPRITE | N5H8T36*K*AAA* | EA*5X42M21A* | *80VTL0902120B* | 34600 | 37600 | 15.5 | 11.7 | 8.1 | 2.24 | 63 | 50 | 215636877
DAY & NIGHT | N5H8T36*K*AAA* | EA*5X42M21A* | *80VTL0902120B* | 34600 | 37600 | 15.5 | 11.7 | 8.1 | 2.24 | 63 | 50 | 215636876
COMFORTMAKER | N5H8T36*K*AAA* | EA*5X42M21A* | *80VTL0902120B* | 34600 | 37600 | 15.5 | 11.7 | 8.1 | 2.24 | 63 | 50 | 215636874
ARCOAIRE | N5H8T36*K*AAA* | EA*5X42M21A* | *80VTL0902120B* | 34600 | 37600 | 15.5 | 11.7 | 8.1 | 2.24 | 63 | 50 | 215636873
AIRQUEST | N5H8T36*K*AAA* | EA*5X42M21A* | *80VTL0902120B* | 34600 | 37600 | 15.5 | 11.7 | 8.1 | 2.24 | 63 | 50 | 215636871
HEIL | N5H8T36*K*AAA* | EA*5X42M21A* | *80VTL0902120B* | 34600 | 37600 | 15.5 | 11.7 | 8.1 | 2.24 | 63 | 50 | 215636870
WEATHERMAKER | PH8TAN536**AA* | CAA**4221AM* | PG80VTLB60090C** | 34600 | 37600 | 15.5 | 11.7 | 8.1 | 2.24 | 63 | 50 | 215636868
BROCK | PH8TAN536**AA* | CAA**4221AM* | PG80VTLB60090C** | 34600 | 37600 | 15.5 | 11.7 | 8.1 | 2.24 | 63 | 50 | 215636867
PAYNE HEATING AND COOLING | PH8TAN536**AA* | CAA**4221AM* | PG80VTLB60090C** | 34600 | 37600 | 15.5 | 11.7 | 8.1 | 2.24 | 63 | 50 | 215636865
BRYANT HEATING AND COOLING SYSTEMS | 248TAN036**AA* | CAA**4221AM* | 82*TB60090V21*** | 34600 | 37600 | 15.5 | 11.7 | 8.1 | 2.24 | 63 | 50 | 215636860
CARRIER | GH8TAN536**AA* | CAA**4221AM* | 58TP*B090V21**20 | 34600 | 37600 | 15.5 | 11.7 | 8.1 | 2.24 | 63 | 50 | 215636858
CARRIER | 27TPA836A**30* | CAA**4221AM* | 58TP*B090V21**20 | 34600 | 37600 | 15.5 | 11.7 | 8.1 | 2.24 | 63 | 50 | 215636856
ECOTEMP | W5H8T36*K*AAA* | W5A*42M21XA* | WFET090B048A* | 34400 | 37600 | 15.2 | 11.7 | 8.1 | 2.22 | 62 | 50 | 215636854
BROCK | PH8TAN536**AA* | CAA**4221AM* | PG80VTLB48090B** | 34400 | 37600 | 15.2 | 11.7 | 8.1 | 2.22 | 62 | 50 | 215636850
PAYNE HEATING AND COOLING | PH8TAN536**AA* | CAA**4221AM* | PG80VTLB48090B** | 34400 | 37600 | 15.2 | 11.7 | 8.1 | 2.22 | 62 | 50 | 215636848
GRANDAIRE | W5H8T36*K*AAA* | W5A*42M21XA* | WFET090B048A* | 34400 | 37600 | 15.2 | 11.7 | 8.1 | 2.22 | 62 | 50 | 215636853
WEATHERMAKER | PH8TAN536**AA* | CAA**4221AM* | PG80VTLB48090B** | 34400 | 37600 | 15.2 | 11.7 | 8.1 | 2.22 | 62 | 50 | 215636851
BRYANT HEATING AND COOLING SYSTEMS | PH8TAN536**AA* | CAA**4221AM* | 82*TB48090V17*** | 34400 | 37600 | 15.2 | 11.7 | 8.1 | 2.22 | 62 | 50 | 215636846
BRYANT HEATING AND COOLING SYSTEMS | GH8TAN536**AA* | CAA**4221AM* | 82*TB48090V17*** | 34400 | 37600 | 15.2 | 11.7 | 8.1 | 2.22 | 62 | 50 | 215636845
BRYANT HEATING AND COOLING SYSTEMS | 248TAN036**AA* | CAA**4221AM* | 82*TB48090V17*** | 34400 | 37600 | 15.2 | 11.7 | 8.1 | 2.22 | 62 | 50 | 215636843
CARRIER | GH8TAN536**AA* | CAA**4221AM* | 58TP*B090V17**16 | 34400 | 37600 | 15.2 | 11.7 | 8.1 | 2.22 | 62 | 50 | 215636842
CARRIER | 27TPA836A**30* | CAA**4221AM* | 58TP*B090V17**16 | 34400 | 37600 | 15.2 | 11.7 | 8.1 | 2.22 | 62 | 50 | 215636840
HEIL | N5H8T36*K*AAA* | EA*5X42M21A* | *80VTL1102122B* | 34600 | 37600 | 15.2 | 11.7 | 8.1 | 2.24 | 62 | 50 | 215636895
WEATHERMAKER | PH8TAN536**AA* | CAA**4221AM* | PG80VTLB66110C** | 34600 | 37600 | 15.2 | 11.7 | 8.1 | 2.24 | 62 | 50 | 215636893
BROCK | PH8TAN536**AA* | CAA**4221AM* | PG80VTLB66110C** | 34600 | 37600 | 15.2 | 11.7 | 8.1 | 2.24 | 62 | 50 | 215636892
PAYNE HEATING AND COOLING | PH8TAN536**AA* | CAA**4221AM* | PG80VTLB66110C** | 34600 | 37600 | 15.2 | 11.7 | 8.1 | 2.24 | 62 | 50 | 215636890
TEMPSTAR | N5H8T36*K*AAA* | EA*5X42M21A* | *80CTL1102120B* | 34400 | 37600 | 15.2 | 11.7 | 8.1 | 2.24 | 62 | 50 | 215636814
KENMORE | N5H8T36*K*AAA* | EA*5X42M21A* | *80CTL1102120B* | 34400 | 37600 | 15.2 | 11.7 | 8.1 | 2.24 | 62 | 50 | 215636811
MARATHERM | N5H8T36*K*AAA* | EA*5X42M21A* | *80CTL1102120B* | 34400 | 37600 | 15.2 | 11.7 | 8.1 | 2.24 | 62 | 50 | 215636813
KEEPRITE | N5H8T36*K*AAA* | EA*5X42M21A* | *80CTL1102120B* | 34400 | 37600 | 15.2 | 11.7 | 8.1 | 2.24 | 62 | 50 | 215636810
ARCOAIRE | N5H8T36*K*AAA* | EA*5X42M21A* | *80CTL1102120B* | 34400 | 37600 | 15.2 | 11.7 | 8.1 | 2.24 | 62 | 50 | 215636806
TEMPSTAR | N5H8T36*K*AAA* | EA*5X42M21A* | *80CTL0902120B* | 34600 | 37600 | 15.2 | 11.7 | 8.1 | 2.24 | 62 | 50 | 215636794
DAY & NIGHT | N5H8T36*K*AAA* | EA*5X42M21A* | *80CTL1102120B* | 34400 | 37600 | 15.2 | 11.7 | 8.1 | 2.24 | 62 | 50 | 215636808
COMFORTMAKER | N5H8T36*K*AAA* | EA*5X42M21A* | *80CTL1102120B* | 34400 | 37600 | 15.2 | 11.7 | 8.1 | 2.24 | 62 | 50 | 215636807
BRYANT HEATING AND COOLING SYSTEMS | PH8TAN536**AA* | CAA**4221AM* | 88*TB60110C21*** | 34400 | 37600 | 15.2 | 11.7 | 8.1 | 2.24 | 62 | 50 | 215636801
AIRQUEST | N5H8T36*K*AAA* | EA*5X42M21A* | *80CTL1102120B* | 34400 | 37600 | 15.2 | 11.7 | 8.1 | 2.24 | 62 | 50 | 215636804
AIRQUEST | N5H8T36*K*AAA* | EA*5X37M21A* | *96VSN1002120B* | 35800 | 38500 | 15.5 | 11.7 | 8.1 | 2.26 | 62 | 50 | 215636060
HEIL | N5H8T36*K*AAA* | EA*5X37M21A* | *96VSN1002120B* | 35800 | 38500 | 15.5 | 11.7 | 8.1 | 2.26 | 62 | 50 | 215636059
BRYANT HEATING AND COOLING SYSTEMS | PH8TAN536**AA* | CAA**3721AM* | 926SB60100V21*** | 35800 | 38500 | 15.5 | 11.7 | 8.1 | 2.26 | 62 | 50 | 215636058
BRYANT HEATING AND COOLING SYSTEMS | GH8TAN536**AA* | CAA**3721AM* | 926SB60100V21*** | 35800 | 38500 | 15.5 | 11.7 | 8.1 | 2.26 | 62 | 50 | 215636057
BRYANT HEATING AND COOLING SYSTEMS | 248TAN036**AA* | CAA**3721AM* | 926SB60100V21*** | 35800 | 38500 | 15.5 | 11.7 | 8.1 | 2.26 | 62 | 50 | 215636056
BRYANT HEATING AND COOLING SYSTEMS | 248TAN036**AA* | CAA**3721AM* | 935SB60080M21*** | 35800 | 38500 | 15.5 | 12 | 8.1 | 2.26 | 62 | 50 | 215636088
CARRIER | GH8TAN536**AA* | CAA**3721AM* | 59SU5B080M21**20 | 35800 | 38500 | 15.5 | 12 | 8.1 | 2.26 | 62 | 50 | 215636086
HEIL | N5H8T36*K*AAA* | EA*5X37M21A* | *95MSU0802120A* | 35800 | 38500 | 15.5 | 12 | 8.1 | 2.26 | 62 | 50 | 215636098
WEATHERMAKER | PH8TAN536**AA* | CAA**3721AM* | PG95MSUA60080C** | 35800 | 38500 | 15.5 | 12 | 8.1 | 2.26 | 62 | 50 | 215636096
BROCK | PH8TAN536**AA* | CAA**3721AM* | PG95MSUA60080C** | 35800 | 38500 | 15.5 | 12 | 8.1 | 2.26 | 62 | 50 | 215636095
PAYNE HEATING AND COOLING | PH8TAN536**AA* | CAA**3721AM* | PG95MSUA60080C** | 35800 | 38500 | 15.5 | 12 | 8.1 | 2.26 | 62 | 50 | 215636093
CARRIER | GH8TAN536**AA* | CAA**3721AM* | 59SP6B100V21**20 | 35800 | 38500 | 15.5 | 11.7 | 8.1 | 2.26 | 62 | 50 | 215636055
COMFORTMAKER | N5H8T36*K*AAA* | EA*5X37M21A* | *95MSU0802120A* | 35800 | 38500 | 15.5 | 12 | 8.1 | 2.26 | 62 | 50 | 215636103
ARCOAIRE | N5H8T36*K*AAA* | EA*5X37M21A* | *95MSU0802120A* | 35800 | 38500 | 15.5 | 12 | 8.1 | 2.26 | 62 | 50 | 215636101
AIRQUEST | N5H8T36*K*AAA* | EA*5X37M21A* | *95MSU0802120A* | 35800 | 38500 | 15.5 | 12 | 8.1 | 2.26 | 62 | 50 | 215636100
CARRIER | 27TPA836A**30* | CAA**3721AM* | 59SP6B100V21**20 | 35800 | 38500 | 15.5 | 11.7 | 8.1 | 2.26 | 62 | 50 | 215636054
TEMPSTAR | N5H8T36*K*AAA* | EA*5X37M21A* | *96VSN0802120B* | 35800 | 38500 | 15.5 | 11.7 | 8.1 | 2.26 | 62 | 50 | 215636053
KENMORE | N5H8T36*K*AAA* | EA*5X37M21A* | *96VSN0802120B* | 35800 | 38500 | 15.5 | 11.7 | 8.1 | 2.26 | 62 | 50 | 215636052
KEEPRITE | N5H8T36*K*AAA* | EA*5X37M21A* | *96VSN0802120B* | 35800 | 38500 | 15.5 | 11.7 | 8.1 | 2.26 | 62 | 50 | 215636051
KEEPRITE | N5H8T36*K*AAA* | EA*5X37M21A* | *96VSN1002120B* | 35800 | 38500 | 15.5 | 11.7 | 8.1 | 2.26 | 62 | 50 | 215636064
DAY & NIGHT | N5H8T36*K*AAA* | EA*5X37M21A* | *96VSN1002120B* | 35800 | 38500 | 15.5 | 11.7 | 8.1 | 2.26 | 62 | 50 | 215636063
COMFORTMAKER | N5H8T36*K*AAA* | EA*5X37M21A* | *96VSN1002120B* | 35800 | 38500 | 15.5 | 11.7 | 8.1 | 2.26 | 62 | 50 | 215636062
DAY & NIGHT | N5H8T36*K*AAA* | EA*5X37M21A* | *96VSN0802120B* | 35800 | 38500 | 15.5 | 11.7 | 8.1 | 2.26 | 62 | 50 | 215636050
COMFORTMAKER | N5H8T36*K*AAA* | EA*5X37M21A* | *96VSN0802120B* | 35800 | 38500 | 15.5 | 11.7 | 8.1 | 2.26 | 62 | 50 | 215636049
ARCOAIRE | N5H8T36*K*AAA* | EA*5X37M21A* | *96VSN0802120B* | 35800 | 38500 | 15.5 | 11.7 | 8.1 | 2.26 | 62 | 50 | 215636048
AIRQUEST | N5H8T36*K*AAA* | EA*5X37M21A* | *96VSN0802120B* | 35800 | 38500 | 15.5 | 11.7 | 8.1 | 2.26 | 62 | 50 | 215636047
HEIL | N5H8T36*K*AAA* | EA*5X37M21A* | *96VSN0802120B* | 35800 | 38500 | 15.5 | 11.7 | 8.1 | 2.26 | 62 | 50 | 215636046
BRYANT HEATING AND COOLING SYSTEMS | PH8TAN536**AA* | CAA**3721AM* | 926SB60080V21*** | 35800 | 38500 | 15.5 | 11.7 | 8.1 | 2.26 | 62 | 50 | 215636045
BRYANT HEATING AND COOLING SYSTEMS | GH8TAN536**AA* | CAA**3721AM* | 926SB60080V21*** | 35800 | 38500 | 15.5 | 11.7 | 8.1 | 2.26 | 62 | 50 | 215636044
BRYANT HEATING AND COOLING SYSTEMS | 248TAN036**AA* | CAA**3721AM* | 926SB60080V21*** | 35800 | 38500 | 15.5 | 11.7 | 8.1 | 2.26 | 62 | 50 | 215636043
CARRIER | GH8TAN536**AA* | CAA**3721AM* | 59SP6B080V21**20 | 35800 | 38500 | 15.5 | 11.7 | 8.1 | 2.26 | 62 | 50 | 215636042
CARRIER | 27TPA836A**30* | CAA**3721AM* | 59SP6B080V21**20 | 35800 | 38500 | 15.5 | 11.7 | 8.1 | 2.26 | 62 | 50 | 215636041
TEMPSTAR | N5H8T36*K*AAA* | EA*5X37M21A* | *97CMN1002122B* | 35800 | 38500 | 15.5 | 12 | 8.1 | 2.24 | 62 | 50 | 215636014
MARATHERM | N5H8T36*K*AAA* | EA*5X37M21A* | *97CMN1002122B* | 35800 | 38500 | 15.5 | 12 | 8.1 | 2.24 | 62 | 50 | 215636013
KENMORE | N5H8T36*K*AAA* | EA*5X37M21A* | *97CMN1002122B* | 35800 | 38500 | 15.5 | 12 | 8.1 | 2.24 | 62 | 50 | 215636012
KEEPRITE | N5H8T36*K*AAA* | EA*5X37M21A* | *97CMN1002122B* | 35800 | 38500 | 15.5 | 12 | 8.1 | 2.24 | 62 | 50 | 215636011
DAY & NIGHT | N5H8T36*K*AAA* | EA*5X37M21A* | *97CMN1002122B* | 35800 | 38500 | 15.5 | 12 | 8.1 | 2.24 | 62 | 50 | 215636010
COMFORTMAKER | N5H8T36*K*AAA* | EA*5X37M21A* | *97CMN1002122B* | 35800 | 38500 | 15.5 | 12 | 8.1 | 2.24 | 62 | 50 | 215636009
ARCOAIRE | N5H8T24*K*AAA* | EA*5X25M17A* | *80CSU0401712A* | 23800 | 25200 | 18 | 13 | 8.5 | 2.2 | 58 | 45 | 215644370
AIRQUEST | N5H8T24*K*AAA* | EA*5X25M17A* | *80CSU0401712A* | 23800 | 25200 | 18 | 13 | 8.5 | 2.2 | 58 | 45 | 215644368
HEIL | N5H8T24*K*AAA* | EA*5X25M17A* | *80CSU0401712A* | 23800 | 25200 | 18 | 13 | 8.5 | 2.2 | 58 | 45 | 215644367
BRYANT HEATING AND COOLING SYSTEMS | PH8TAN524**AA* | CAA**2517AM* | 83*CA36040C17*** | 23800 | 25200 | 18 | 13 | 8.5 | 2.2 | 58 | 45 | 215644365
BRYANT HEATING AND COOLING SYSTEMS | GH8TAN524**AA* | CAA**2517AM* | 83*CA36040C17*** | 23800 | 25200 | 18 | 13 | 8.5 | 2.2 | 58 | 45 | 215644364
BRYANT HEATING AND COOLING SYSTEMS | 248TAN024**AA* | CAA**2517AM* | 83*CA36040C17*** | 23800 | 25200 | 18 | 13 | 8.5 | 2.2 | 58 | 45 | 215644363
CARRIER | GH8TAN524**AA* | CAA**2517AM* | 58CU*A040C17**12 | 23800 | 25200 | 18 | 13 | 8.5 | 2.2 | 58 | 45 | 215644361
CARRIER | 27TPA824A**30* | CAA**2517AM* | 58CU*A040C17**12 | 23800 | 25200 | 18 | 13 | 8.5 | 2.2 | 58 | 45 | 215644360
TEMPSTAR | N5H8T24*K*AAA* | EA*5X24M17A* | OMV112K14A | 22600 | 24800 | 16.5 | 12 | 8.1 | 2 | 59 | 45 | 215644359
MARATHERM | N5H8T24*K*AAA* | EA*5X24M17A* | OMV112K14A | 22600 | 24800 | 16.5 | 12 | 8.1 | 2 | 59 | 45 | 215644357
KENMORE | N5H8T24*K*AAA* | EA*5X24M17A* | OMV112K14A | 22600 | 24800 | 16.5 | 12 | 8.1 | 2 | 59 | 45 | 215644356
KEEPRITE | N5H8T24*K*AAA* | EA*5X24M17A* | OMV112K14A | 22600 | 24800 | 16.5 | 12 | 8.1 | 2 | 59 | 45 | 215644354
DAY & NIGHT | N5H8T24*K*AAA* | EA*5X24M17A* | OMV112K14A | 22600 | 24800 | 16.5 | 12 | 8.1 | 2 | 59 | 45 | 215644353
COMFORTMAKER | N5H8T24*K*AAA* | EA*5X24M17A* | OMV112K14A | 22600 | 24800 | 16.5 | 12 | 8.1 | 2 | 59 | 45 | 215644352
ARCOAIRE | N5H8T24*K*AAA* | EA*5X24M17A* | OMV112K14A | 22600 | 24800 | 16.5 | 12 | 8.1 | 2 | 59 | 45 | 215644350
AIRQUEST | N5H8T24*K*AAA* | EA*5X24M17A* | OMV112K14A | 22600 | 24800 | 16.5 | 12 | 8.1 | 2 | 59 | 45 | 215644349
HEIL | N5H8T24*K*AAA* | EA*5X24M17A* | OMV112K14A | 22600 | 24800 | 16.5 | 12 | 8.1 | 2 | 59 | 45 | 215644347
BRYANT HEATING AND COOLING SYSTEMS | PH8TAN524**AA* | CAA**2417AM* | OVMAAB042112 | 22600 | 24800 | 16.5 | 12 | 8.1 | 2 | 59 | 45 | 215644345
BRYANT HEATING AND COOLING SYSTEMS | GH8TAN524**AA* | CAA**2417AM* | OVMAAB042112 | 22600 | 24800 | 16.5 | 12 | 8.1 | 2 | 59 | 45 | 215644344
BRYANT HEATING AND COOLING SYSTEMS | 248TAN024**AA* | CAA**2417AM* | OVMAAB042112 | 22600 | 24800 | 16.5 | 12 | 8.1 | 2 | 59 | 45 | 215644342
CARRIER | GH8TAN524**AA* | CAA**2417AM* | OVMAAB042112 | 22600 | 24800 | 16.5 | 12 | 8.1 | 2 | 59 | 45 | 215644341
CARRIER | 27TPA824A**30* | CAA**2417AM* | OVMAAB042112 | 22600 | 24800 | 16.5 | 12 | 8.1 | 2 | 59 | 45 | 215644339
TEMPSTAR | N5H8T24*K*AAA* | EA*5X24M17A* | OMV098J12* | 22600 | 25000 | 16 | 12 | 8.1 | 2.02 | 59 | 45 | 215644337
MARATHERM | N5H8T24*K*AAA* | EA*5X24M17A* | OMV098J12* | 22600 | 25000 | 16 | 12 | 8.1 | 2.02 | 59 | 45 | 215644336
KENMORE | N5H8T24*K*AAA* | EA*5X24M17A* | OMV098J12* | 22600 | 25000 | 16 | 12 | 8.1 | 2.02 | 59 | 45 | 215644334
KEEPRITE | N5H8T24*K*AAA* | EA*5X24M17A* | OMV098J12* | 22600 | 25000 | 16 | 12 | 8.1 | 2.02 | 59 | 45 | 215644333
DAY & NIGHT | N5H8T24*K*AAA* | EA*5X24M17A* | OMV098J12* | 22600 | 25000 | 16 | 12 | 8.1 | 2.02 | 59 | 45 | 215644331
COMFORTMAKER | N5H8T24*K*AAA* | EA*5X24M17A* | OMV098J12* | 22600 | 25000 | 16 | 12 | 8.1 | 2.02 | 59 | 45 | 215644329
ARCOAIRE | N5H8T24*K*AAA* | EA*5X24M17A* | OMV098J12* | 22600 | 25000 | 16 | 12 | 8.1 | 2.02 | 59 | 45 | 215644328
AIRQUEST | N5H8T24*K*AAA* | EA*5X24M17A* | OMV098J12* | 22600 | 25000 | 16 | 12 | 8.1 | 2.02 | 59 | 45 | 215644326
HEIL | N5H8T24*K*AAA* | EA*5X24M17A* | OMV098J12* | 22600 | 25000 | 16 | 12 | 8.1 | 2.02 | 59 | 45 | 215644325
BRYANT HEATING AND COOLING SYSTEMS | PH8TAN524**AA* | CAA**2417AM* | OVMAAB036098 | 22600 | 25000 | 16 | 12 | 8.1 | 2.02 | 59 | 45 | 215644323
BRYANT HEATING AND COOLING SYSTEMS | GH8TAN524**AA* | CAA**2417AM* | OVMAAB036098 | 22600 | 25000 | 16 | 12 | 8.1 | 2.02 | 59 | 45 | 215644321
BRYANT HEATING AND COOLING SYSTEMS | 248TAN024**AA* | CAA**2417AM* | OVMAAB036098 | 22600 | 25000 | 16 | 12 | 8.1 | 2.02 | 59 | 45 | 215644320
CARRIER | GH8TAN524**AA* | CAA**2417AM* | OVMAAB036098 | 22600 | 25000 | 16 | 12 | 8.1 | 2.02 | 59 | 45 | 215644319
CARRIER | 27TPA824A**30* | CAA**2417AM* | OVMAAB036098 | 22600 | 25000 | 16 | 12 | 8.1 | 2.02 | 59 | 45 | 215644317
TEMPSTAR | N5H8T24*K*AAA* | EA*5X24M17A* | OLV098A12* | 22600 | 25000 | 16 | 11.7 | 8.1 | 2 | 59 | 45 | 215644316
MARATHERM | N5H8T24*K*AAA* | EA*5X24M17A* | OLV098A12* | 22600 | 25000 | 16 | 11.7 | 8.1 | 2 | 59 | 45 | 215644314
KENMORE | N5H8T24*K*AAA* | EA*5X24M17A* | OLV098A12* | 22600 | 25000 | 16 | 11.7 | 8.1 | 2 | 59 | 45 | 215644313
KEEPRITE | N5H8T24*K*AAA* | EA*5X24M17A* | OLV098A12* | 22600 | 25000 | 16 | 11.7 | 8.1 | 2 | 59 | 45 | 215644312
DAY & NIGHT | N5H8T24*K*AAA* | EA*5X24M17A* | OLV098A12* | 22600 | 25000 | 16 | 11.7 | 8.1 | 2 | 59 | 45 | 215644310
COMFORTMAKER | N5H8T24*K*AAA* | EA*5X24M17A* | OLV098A12* | 22600 | 25000 | 16 | 11.7 | 8.1 | 2 | 59 | 45 | 215644309
ARCOAIRE | N5H8T24*K*AAA* | EA*5X24M17A* | OLV098A12* | 22600 | 25000 | 16 | 11.7 | 8.1 | 2 | 59 | 45 | 215644308
AIRQUEST | N5H8T24*K*AAA* | EA*5X24M17A* | OLV098A12* | 22600 | 25000 | 16 | 11.7 | 8.1 | 2 | 59 | 45 | 215644306
HEIL | N5H8T24*K*AAA* | EA*5X24M17A* | OLV098A12* | 22600 | 25000 | 16 | 11.7 | 8.1 | 2 | 59 | 45 | 215644305
BRYANT HEATING AND COOLING SYSTEMS | PH8TAN524**AA* | CAA**2417AM* | OVLAAB036098 | 22600 | 25000 | 16 | 11.7 | 8.1 | 2 | 59 | 45 | 215644303
BRYANT HEATING AND COOLING SYSTEMS | GH8TAN524**AA* | CAA**2417AM* | OVLAAB036098 | 22600 | 25000 | 16 | 11.7 | 8.1 | 2 | 59 | 45 | 215644302
BRYANT HEATING AND COOLING SYSTEMS | 248TAN024**AA* | CAA**2417AM* | OVLAAB036098 | 22600 | 25000 | 16 | 11.7 | 8.1 | 2 | 59 | 45 | 215644300
CARRIER | GH8TAN524**AA* | CAA**2417AM* | OVLAAB036098 | 22600 | 25000 | 16 | 11.7 | 8.1 | 2 | 59 | 45 | 215644299
CARRIER | 27TPA824A**30* | CAA**2417AM* | OVLAAB036098 | 22600 | 25000 | 16 | 11.7 | 8.1 | 2 | 59 | 45 | 215644297
ECOTEMP | W5H8T24*K*AAA* | W5A*24M17XA* | WFST080B048A* | 22600 | 24600 | 16.5 | 12.5 | 8.1 | 2.04 | 59 | 45 | 215644296
GRANDAIRE | W5H8T24*K*AAA* | W5A*24M17XA* | WFST080B048A* | 22600 | 24600 | 16.5 | 12.5 | 8.1 | 2.04 | 59 | 45 | 215644295
TEMPSTAR | N5H8T24*K*AAA* | EA*5X24M17A* | *96VTN0801716B* | 22600 | 24600 | 16.5 | 12.5 | 8.1 | 2.04 | 59 | 45 | 215644293
KENMORE | N5H8T24*K*AAA* | EA*5X24M17A* | *96VTN0801716B* | 22600 | 24600 | 16.5 | 12.5 | 8.1 | 2.04 | 59 | 45 | 215644292
KEEPRITE | N5H8T24*K*AAA* | EA*5X24M17A* | *96VTN0801716B* | 22600 | 24600 | 16.5 | 12.5 | 8.1 | 2.04 | 59 | 45 | 215644291
DAY & NIGHT | N5H8T24*K*AAA* | EA*5X24M17A* | *96VTN0801716B* | 22600 | 24600 | 16.5 | 12.5 | 8.1 | 2.04 | 59 | 45 | 215644289
COMFORTMAKER | N5H8T24*K*AAA* | EA*5X24M17A* | *96VTN0801716B* | 22600 | 24600 | 16.5 | 12.5 | 8.1 | 2.04 | 59 | 45 | 215644288
ARCOAIRE | N5H8T24*K*AAA* | EA*5X24M17A* | *96VTN0801716B* | 22600 | 24600 | 16.5 | 12.5 | 8.1 | 2.04 | 59 | 45 | 215644286
AIRQUEST | N5H8T24*K*AAA* | EA*5X24M17A* | *96VTN0801716B* | 22600 | 24600 | 16.5 | 12.5 | 8.1 | 2.04 | 59 | 45 | 215644285
HEIL | N5H8T24*K*AAA* | EA*5X24M17A* | *96VTN0801716B* | 22600 | 24600 | 16.5 | 12.5 | 8.1 | 2.04 | 59 | 45 | 215644283
WEATHERMAKER | PH8TAN524**AA* | CAA**2417AM* | PG96VTAB48080B** | 22600 | 24600 | 16.5 | 12.5 | 8.1 | 2.04 | 59 | 45 | 215644282
BROCK | PH8TAN524**AA* | CAA**2417AM* | PG96VTAB48080B** | 22600 | 24600 | 16.5 | 12.5 | 8.1 | 2.04 | 59 | 45 | 215644281
PAYNE HEATING AND COOLING | PH8TAN524**AA* | CAA**2417AM* | PG96VTAB48080B** | 22600 | 24600 | 16.5 | 12.5 | 8.1 | 2.04 | 59 | 45 | 215644279
MARATHERM | N5H8T36*K*AAA* | EA*5X48M21A* | *96CTN1002122B* | 35200 | 38000 | 15.5 | 12 | 8.1 | 2.26 | 62 | 50 | 215639627
KENMORE | N5H8T36*K*AAA* | EA*5X48M21A* | *96CTN1002122B* | 35200 | 38000 | 15.5 | 12 | 8.1 | 2.26 | 62 | 50 | 215639626
TEMPSTAR | N5H8T36*K*AAA* | EA*5X48M21A* | *96CTN1002122B* | 35200 | 38000 | 15.5 | 12 | 8.1 | 2.26 | 62 | 50 | 215639629
KEEPRITE | N5H8T36*K*AAA* | EA*5X48M21A* | *96CTN1002122B* | 35200 | 38000 | 15.5 | 12 | 8.1 | 2.26 | 62 | 50 | 215639624
DAY & NIGHT | N5H8T36*K*AAA* | EA*5X48M21A* | *96CTN1002122B* | 35200 | 38000 | 15.5 | 12 | 8.1 | 2.26 | 62 | 50 | 215639623
COMFORTMAKER | N5H8T36*K*AAA* | EA*5X48M21A* | *96CTN1002122B* | 35200 | 38000 | 15.5 | 12 | 8.1 | 2.26 | 62 | 50 | 215639622
ARCOAIRE | N5H8T36*K*AAA* | EA*5X48M21A* | *96CTN1002122B* | 35200 | 38000 | 15.5 | 12 | 8.1 | 2.26 | 62 | 50 | 215639620
AIRQUEST | N5H8T36*K*AAA* | EA*5X48M21A* | *96CTN1002122B* | 35200 | 38000 | 15.5 | 12 | 8.1 | 2.26 | 62 | 50 | 215639619
HEIL | N5H8T36*K*AAA* | EA*5X48M21A* | *96CTN1002122B* | 35200 | 38000 | 15.5 | 12 | 8.1 | 2.26 | 62 | 50 | 215639617
BRYANT HEATING AND COOLING SYSTEMS | PH8TAN536**AA* | CAA**4821AM* | 986TD66100C21*** | 35200 | 38000 | 15.5 | 12 | 8.1 | 2.26 | 62 | 50 | 215639616
BRYANT HEATING AND COOLING SYSTEMS | GH8TAN536**AA* | CAA**4821AM* | 986TD66100C21*** | 35200 | 38000 | 15.5 | 12 | 8.1 | 2.26 | 62 | 50 | 215639614
BRYANT HEATING AND COOLING SYSTEMS | 248TAN036**AA* | CAA**4821AM* | 986TD66100C21*** | 35200 | 38000 | 15.5 | 12 | 8.1 | 2.26 | 62 | 50 | 215639613
CARRIER | GH8TAN536**AA* | CAA**4821AM* | 59TN6C100C21**22 | 35200 | 38000 | 15.5 | 12 | 8.1 | 2.26 | 62 | 50 | 215639611
CARRIER | 27TPA836A**30* | CAA**4821AM* | 59TN6C100C21**22 | 35200 | 38000 | 15.5 | 12 | 8.1 | 2.26 | 62 | 50 | 215639610
TEMPSTAR | N5H8T36*K*AAA* | EA*5X48M21A* | *96CTN0802120B* | 35200 | 38000 | 15.5 | 12 | 8.1 | 2.26 | 62 | 50 | 215639609
MARATHERM | N5H8T36*K*AAA* | EA*5X48M21A* | *96CTN0802120B* | 35200 | 38000 | 15.5 | 12 | 8.1 | 2.26 | 62 | 50 | 215639607
KENMORE | N5H8T36*K*AAA* | EA*5X48M21A* | *96CTN0802120B* | 35200 | 38000 | 15.5 | 12 | 8.1 | 2.26 | 62 | 50 | 215639606
KEEPRITE | N5H8T36*K*AAA* | EA*5X48M21A* | *96CTN0802120B* | 35200 | 38000 | 15.5 | 12 | 8.1 | 2.26 | 62 | 50 | 215639604
DAY & NIGHT | N5H8T36*K*AAA* | EA*5X48M21A* | *96CTN0802120B* | 35200 | 38000 | 15.5 | 12 | 8.1 | 2.26 | 62 | 50 | 215639603
COMFORTMAKER | N5H8T36*K*AAA* | EA*5X48M21A* | *96CTN0802120B* | 35200 | 38000 | 15.5 | 12 | 8.1 | 2.26 | 62 | 50 | 215639601
ARCOAIRE | N5H8T36*K*AAA* | EA*5X48M21A* | *96CTN0802120B* | 35200 | 38000 | 15.5 | 12 | 8.1 | 2.26 | 62 | 50 | 215639600
AIRQUEST | N5H8T36*K*AAA* | EA*5X48M21A* | *96CTN0802120B* | 35200 | 38000 | 15.5 | 12 | 8.1 | 2.26 | 62 | 50 | 215639598
HEIL | N5H8T36*K*AAA* | EA*5X48M21A* | *96CTN0802120B* | 35200 | 38000 | 15.5 | 12 | 8.1 | 2.26 | 62 | 50 | 215639596
BRYANT HEATING AND COOLING SYSTEMS | PH8TAN536**AA* | CAA**4821AM* | 986TD60080C21*** | 35200 | 38000 | 15.5 | 12 | 8.1 | 2.26 | 62 | 50 | 215639595
BRYANT HEATING AND COOLING SYSTEMS | GH8TAN536**AA* | CAA**4821AM* | 986TD60080C21*** | 35200 | 38000 | 15.5 | 12 | 8.1 | 2.26 | 62 | 50 | 215639593
BRYANT HEATING AND COOLING SYSTEMS | 248TAN036**AA* | CAA**4821AM* | 986TD60080C21*** | 35200 | 38000 | 15.5 | 12 | 8.1 | 2.26 | 62 | 50 | 215639591
CARRIER | GH8TAN536**AA* | CAA**4821AM* | 59TN6C080C21**20 | 35200 | 38000 | 15.5 | 12 | 8.1 | 2.26 | 62 | 50 | 215639590
COMFORTMAKER | N5H8T36*K*AAA* | EA*5X37M17A* | *96VSN0801716B* | 34600 | 37600 | 15.2 | 11.7 | 8.1 | 2.24 | 63 | 50 | 215635432
ARCOAIRE | N5H8T36*K*AAA* | EA*5X37M17A* | *96VSN0801716B* | 34600 | 37600 | 15.2 | 11.7 | 8.1 | 2.24 | 63 | 50 | 215635431
AIRQUEST | N5H8T36*K*AAA* | EA*5X37M17A* | *96VSN0801716B* | 34600 | 37600 | 15.2 | 11.7 | 8.1 | 2.24 | 63 | 50 | 215635430
HEIL | N5H8T36*K*AAA* | EA*5X37M17A* | *96VSN0801716B* | 34600 | 37600 | 15.2 | 11.7 | 8.1 | 2.24 | 63 | 50 | 215635429
BRYANT HEATING AND COOLING SYSTEMS | PH8TAN536**AA* | CAA**3717AM* | 926SB48080V17*** | 34600 | 37600 | 15.2 | 11.7 | 8.1 | 2.24 | 63 | 50 | 215635428
BRYANT HEATING AND COOLING SYSTEMS | GH8TAN536**AA* | CAA**3717AM* | 926SB48080V17*** | 34600 | 37600 | 15.2 | 11.7 | 8.1 | 2.24 | 63 | 50 | 215635427
BRYANT HEATING AND COOLING SYSTEMS | 248TAN036**AA* | CAA**3717AM* | 926SB48080V17*** | 34600 | 37600 | 15.2 | 11.7 | 8.1 | 2.24 | 63 | 50 | 215635426
CARRIER | GH8TAN536**AA* | CAA**3717AM* | 59SP6B080V17**16 | 34600 | 37600 | 15.2 | 11.7 | 8.1 | 2.24 | 63 | 50 | 215635425
CARRIER | 27TPA836A**30* | CAA**3717AM* | 59SP6B080V17**16 | 34600 | 37600 | 15.2 | 11.7 | 8.1 | 2.24 | 63 | 50 | 215635424
TEMPSTAR | N5H8T36*K*AAA* | EA*5X37M17A* | *96VSN0601716B* | 34600 | 37600 | 15.2 | 11.7 | 8.1 | 2.24 | 63 | 51 | 215635423
KENMORE | N5H8T36*K*AAA* | EA*5X37M17A* | *96VSN0601716B* | 34600 | 37600 | 15.2 | 11.7 | 8.1 | 2.24 | 63 | 51 | 215635422
KEEPRITE | N5H8T36*K*AAA* | EA*5X37M17A* | *96VSN0601716B* | 34600 | 37600 | 15.2 | 11.7 | 8.1 | 2.24 | 63 | 51 | 215635421
DAY & NIGHT | N5H8T36*K*AAA* | EA*5X37M17A* | *96VSN0601716B* | 34600 | 37600 | 15.2 | 11.7 | 8.1 | 2.24 | 63 | 51 | 215635420
COMFORTMAKER | N5H8T36*K*AAA* | EA*5X37M17A* | *96VSN0601716B* | 34600 | 37600 | 15.2 | 11.7 | 8.1 | 2.24 | 63 | 51 | 215635419
ARCOAIRE | N5H8T36*K*AAA* | EA*5X37M17A* | *96VSN0601716B* | 34600 | 37600 | 15.2 | 11.7 | 8.1 | 2.24 | 63 | 51 | 215635418
AIRQUEST | N5H8T36*K*AAA* | EA*5X37M17A* | *96VSN0601716B* | 34600 | 37600 | 15.2 | 11.7 | 8.1 | 2.24 | 63 | 51 | 215635417
HEIL | N5H8T36*K*AAA* | EA*5X37M17A* | *96VSN0601716B* | 34600 | 37600 | 15.2 | 11.7 | 8.1 | 2.24 | 63 | 51 | 215635416
BRYANT HEATING AND COOLING SYSTEMS | PH8TAN536**AA* | CAA**3717AM* | 926SB48060V17*** | 34600 | 37600 | 15.2 | 11.7 | 8.1 | 2.24 | 63 | 51 | 215635415
BRYANT HEATING AND COOLING SYSTEMS | GH8TAN536**AA* | CAA**3717AM* | 926SB48060V17*** | 34600 | 37600 | 15.2 | 11.7 | 8.1 | 2.24 | 63 | 51 | 215635414
BRYANT HEATING AND COOLING SYSTEMS | 248TAN036**AA* | CAA**3717AM* | 926SB48060V17*** | 34600 | 37600 | 15.2 | 11.7 | 8.1 | 2.24 | 63 | 51 | 215635413
CARRIER | GH8TAN536**AA* | CAA**3717AM* | 59SP6B060V17**16 | 34600 | 37600 | 15.2 | 11.7 | 8.1 | 2.24 | 63 | 51 | 215635412
CARRIER | 27TPA836A**30* | CAA**3717AM* | 59SP6B060V17**16 | 34600 | 37600 | 15.2 | 11.7 | 8.1 | 2.24 | 63 | 51 | 215635411
KEEPRITE | N5H8T36*K*AAA* | EA*5X37M17A* | *95CSU0601716B* | 34600 | 37600 | 15.2 | 11.7 | 8.1 | 2.26 | 63 | 50 | 215635366
DAY & NIGHT | N5H8T36*K*AAA* | EA*5X37M17A* | *95CSU0601716B* | 34600 | 37600 | 15.2 | 11.7 | 8.1 | 2.26 | 63 | 50 | 215635365
COMFORTMAKER | N5H8T36*K*AAA* | EA*5X37M17A* | *95CSU0601716B* | 34600 | 37600 | 15.2 | 11.7 | 8.1 | 2.26 | 63 | 50 | 215635364
ARCOAIRE | N5H8T36*K*AAA* | EA*5X37M17A* | *95CSU0601716B* | 34600 | 37600 | 15.2 | 11.7 | 8.1 | 2.26 | 63 | 50 | 215635363
AIRQUEST | N5H8T36*K*AAA* | EA*5X37M17A* | *95CSU0601716B* | 34600 | 37600 | 15.2 | 11.7 | 8.1 | 2.26 | 63 | 50 | 215635362
HEIL | N5H8T36*K*AAA* | EA*5X37M17A* | *95CSU0601716B* | 34600 | 37600 | 15.2 | 11.7 | 8.1 | 2.26 | 63 | 50 | 215635361
BRYANT HEATING AND COOLING SYSTEMS | PH8TAN536**AA* | CAA**3717AM* | 935CB48060C17*** | 34600 | 37600 | 15.2 | 11.7 | 8.1 | 2.26 | 63 | 50 | 215635360
BRYANT HEATING AND COOLING SYSTEMS | GH8TAN536**AA* | CAA**3717AM* | 935CB48060C17*** | 34600 | 37600 | 15.2 | 11.7 | 8.1 | 2.26 | 63 | 50 | 215635359
BRYANT HEATING AND COOLING SYSTEMS | 248TAN036**AA* | CAA**3717AM* | 935CB48060C17*** | 34600 | 37600 | 15.2 | 11.7 | 8.1 | 2.26 | 63 | 50 | 215635358
CARRIER | GH8TAN536**AA* | CAA**3717AM* | 59CU5B060C17**16 | 34600 | 37600 | 15.2 | 11.7 | 8.1 | 2.26 | 63 | 50 | 215635357
CARRIER | 27TPA836A**30* | CAA**3717AM* | 59CU5B060C17**16 | 34600 | 37600 | 15.2 | 11.7 | 8.1 | 2.26 | 63 | 50 | 215635356
ECOTEMP | W5H8T36*K*AAA* | WLA*374BA** | WFET090B048A* | 34800 | 37600 | 15.2 | 11.7 | 8.1 | 2.28 | 62 | 50 | 215635355
GRANDAIRE | W5H8T36*K*AAA* | WLA*374BA** | WFET090B048A* | 34800 | 37600 | 15.2 | 11.7 | 8.1 | 2.28 | 62 | 50 | 215635354
WEATHERMAKER | PH8TAN536**AA* | CAA**3717AM* | PG80VTLB48090B** | 34800 | 37600 | 15.2 | 11.7 | 8.1 | 2.28 | 62 | 50 | 215635353
BROCK | PH8TAN536**AA* | CAA**3717AM* | PG80VTLB48090B** | 34800 | 37600 | 15.2 | 11.7 | 8.1 | 2.28 | 62 | 50 | 215635352
PAYNE HEATING AND COOLING | PH8TAN536**AA* | CAA**3717AM* | PG80VTLB48090B** | 34800 | 37600 | 15.2 | 11.7 | 8.1 | 2.28 | 62 | 50 | 215635351
BRYANT HEATING AND COOLING SYSTEMS | PH8TAN536**AA* | CAA**3717AM* | 82*TB48090V17*** | 34800 | 37600 | 15.2 | 11.7 | 8.1 | 2.28 | 62 | 50 | 215635350
BRYANT HEATING AND COOLING SYSTEMS | GH8TAN536**AA* | CAA**3717AM* | 82*TB48090V17*** | 34800 | 37600 | 15.2 | 11.7 | 8.1 | 2.28 | 62 | 50 | 215635349
BRYANT HEATING AND COOLING SYSTEMS | 248TAN036**AA* | CAA**3717AM* | 82*TB48090V17*** | 34800 | 37600 | 15.2 | 11.7 | 8.1 | 2.28 | 62 | 50 | 215635348
CARRIER | GH8TAN536**AA* | CAA**3717AM* | 58TP*B090V17**16 | 34800 | 37600 | 15.2 | 11.7 | 8.1 | 2.28 | 62 | 50 | 215635347
KEEPRITE | N5H8T36*K*AAA* | EA*5X43M21A* | *80MSU1002120A* | 36000 | 38500 | 15.5 | 12 | 8.1 | 2.24 | 62 | 50 | 215637833
DAY & NIGHT | N5H8T36*K*AAA* | EA*5X43M21A* | *80MSU1002120A* | 36000 | 38500 | 15.5 | 12 | 8.1 | 2.24 | 62 | 50 | 215637831
COMFORTMAKER | N5H8T36*K*AAA* | EA*5X43M21A* | *80MSU1002120A* | 36000 | 38500 | 15.5 | 12 | 8.1 | 2.24 | 62 | 50 | 215637830
ARCOAIRE | N5H8T36*K*AAA* | EA*5X43M21A* | *80MSU1002120A* | 36000 | 38500 | 15.5 | 12 | 8.1 | 2.24 | 62 | 50 | 215637828
AIRQUEST | N5H8T36*K*AAA* | EA*5X43M21A* | *80MSU1002120A* | 36000 | 38500 | 15.5 | 12 | 8.1 | 2.24 | 62 | 50 | 215637827
HEIL | N5H8T36*K*AAA* | EA*5X43M21A* | *80MSU1002120A* | 36000 | 38500 | 15.5 | 12 | 8.1 | 2.24 | 62 | 50 | 215637825
WEATHERMAKER | PH8TAN536**AA* | CAA**4321AM* | PG80MSUA60100C** | 36000 | 38500 | 15.5 | 12 | 8.1 | 2.24 | 62 | 50 | 215637824
BROCK | PH8TAN536**AA* | CAA**4321AM* | PG80MSUA60100C** | 36000 | 38500 | 15.5 | 12 | 8.1 | 2.24 | 62 | 50 | 215637822
PAYNE HEATING AND COOLING | PH8TAN536**AA* | CAA**4321AM* | PG80MSUA60100C** | 36000 | 38500 | 15.5 | 12 | 8.1 | 2.24 | 62 | 50 | 215637821
BRYANT HEATING AND COOLING SYSTEMS | PH8TAN536**AA* | CAA**4321AM* | 83*SB60100M21*** | 36000 | 38500 | 15.5 | 12 | 8.1 | 2.24 | 62 | 50 | 215637820
BRYANT HEATING AND COOLING SYSTEMS | GH8TAN536**AA* | CAA**4321AM* | 83*SB60100M21*** | 36000 | 38500 | 15.5 | 12 | 8.1 | 2.24 | 62 | 50 | 215637818
BRYANT HEATING AND COOLING SYSTEMS | 248TAN036**AA* | CAA**4321AM* | 83*SB60100M21*** | 36000 | 38500 | 15.5 | 12 | 8.1 | 2.24 | 62 | 50 | 215637817
CARRIER | GH8TAN536**AA* | CAA**4321AM* | 58SU*B100M21**20 | 36000 | 38500 | 15.5 | 12 | 8.1 | 2.24 | 62 | 50 | 215637815
CARRIER | 27TPA836A**30* | CAA**4321AM* | 58SU*B100M21**20 | 36000 | 38500 | 15.5 | 12 | 8.1 | 2.24 | 62 | 50 | 215637814
ECOTEMP | W5H8T36*K*AAA* | W5A*43M21XA* | WFEU080C060B* | 36000 | 38000 | 16 | 12 | 8.5 | 2.4 | 62 | 50 | 215637812
GRANDAIRE | W5H8T36*K*AAA* | W5A*43M21XA* | WFEU080C060B* | 36000 | 38000 | 16 | 12 | 8.5 | 2.4 | 62 | 50 | 215637810
TEMPSTAR | N5H8T36*K*AAA* | EA*5X43M21A* | *80MSU0802120A* | 36000 | 38000 | 16 | 12 | 8.5 | 2.4 | 62 | 50 | 215637809
MARATHERM | N5H8T36*K*AAA* | EA*5X43M21A* | *80MSU0802120A* | 36000 | 38000 | 16 | 12 | 8.5 | 2.4 | 62 | 50 | 215637807
KENMORE | N5H8T36*K*AAA* | EA*5X43M21A* | *80MSU0802120A* | 36000 | 38000 | 16 | 12 | 8.5 | 2.4 | 62 | 50 | 215637806
KEEPRITE | N5H8T36*K*AAA* | EA*5X43M21A* | *80MSU0802120A* | 36000 | 38000 | 16 | 12 | 8.5 | 2.4 | 62 | 50 | 215637804
DAY & NIGHT | N5H8T36*K*AAA* | EA*5X43M21A* | *80MSU0802120A* | 36000 | 38000 | 16 | 12 | 8.5 | 2.4 | 62 | 50 | 215637803
COMFORTMAKER | N5H8T36*K*AAA* | EA*5X43M21A* | *80MSU0802120A* | 36000 | 38000 | 16 | 12 | 8.5 | 2.4 | 62 | 50 | 215637801
ARCOAIRE | N5H8T36*K*AAA* | EA*5X43M21A* | *80MSU0802120A* | 36000 | 38000 | 16 | 12 | 8.5 | 2.4 | 62 | 50 | 215637799
ARCOAIRE | N5H8T36*K*AAA* | EA*5X43M21A* | *80VSL0901716B* | 35800 | 38500 | 15.5 | 12 | 8.1 | 2.26 | 62 | 50 | 215637682
AIRQUEST | N5H8T36*K*AAA* | EA*5X43M21A* | *80VSL0901716B* | 35800 | 38500 | 15.5 | 12 | 8.1 | 2.26 | 62 | 50 | 215637681
HEIL | N5H8T36*K*AAA* | EA*5X43M21A* | *80VSL0901716B* | 35800 | 38500 | 15.5 | 12 | 8.1 | 2.26 | 62 | 50 | 215637679
BRYANT HEATING AND COOLING SYSTEMS | PH8TAN536**AA* | CAA**4321AM* | 82*SB48090V17*** | 35800 | 38500 | 15.5 | 12 | 8.1 | 2.26 | 62 | 50 | 215637678
BRYANT HEATING AND COOLING SYSTEMS | GH8TAN536**AA* | CAA**4321AM* | 82*SB48090V17*** | 35800 | 38500 | 15.5 | 12 | 8.1 | 2.26 | 62 | 50 | 215637676
BRYANT HEATING AND COOLING SYSTEMS | 248TAN036**AA* | CAA**4321AM* | 82*SB48090V17*** | 35800 | 38500 | 15.5 | 12 | 8.1 | 2.26 | 62 | 50 | 215637675
CARRIER | GH8TAN536**AA* | CAA**4321AM* | 58SP*B090V17**16 | 35800 | 38500 | 15.5 | 12 | 8.1 | 2.26 | 62 | 50 | 215637673
CARRIER | 27TPA836A**30* | CAA**4321AM* | 58SP*B090V17**16 | 35800 | 38500 | 15.5 | 12 | 8.1 | 2.26 | 62 | 50 | 215637672
TEMPSTAR | N5H8T36*K*AAA* | EA*5X43M21A* | *80VSL0701716B* | 35600 | 38500 | 15.5 | 11.7 | 8.1 | 2.24 | 62 | 50 | 215637670
KENMORE | N5H8T36*K*AAA* | EA*5X43M21A* | *80VSL0701716B* | 35600 | 38500 | 15.5 | 11.7 | 8.1 | 2.24 | 62 | 50 | 215637669
KEEPRITE | N5H8T36*K*AAA* | EA*5X43M21A* | *80VSL0701716B* | 35600 | 38500 | 15.5 | 11.7 | 8.1 | 2.24 | 62 | 50 | 215637667
DAY & NIGHT | N5H8T36*K*AAA* | EA*5X43M21A* | *80VSL0701716B* | 35600 | 38500 | 15.5 | 11.7 | 8.1 | 2.24 | 62 | 50 | 215637666
COMFORTMAKER | N5H8T36*K*AAA* | EA*5X43M21A* | *80VSL0701716B* | 35600 | 38500 | 15.5 | 11.7 | 8.1 | 2.24 | 62 | 50 | 215637664
ARCOAIRE | N5H8T36*K*AAA* | EA*5X43M21A* | *80VSL0701716B* | 35600 | 38500 | 15.5 | 11.7 | 8.1 | 2.24 | 62 | 50 | 215637663
AIRQUEST | N5H8T36*K*AAA* | EA*5X43M21A* | *80VSL0701716B* | 35600 | 38500 | 15.5 | 11.7 | 8.1 | 2.24 | 62 | 50 | 215637661
HEIL | N5H8T36*K*AAA* | EA*5X43M21A* | *80VSL0701716B* | 35600 | 38500 | 15.5 | 11.7 | 8.1 | 2.24 | 62 | 50 | 215637660
BRYANT HEATING AND COOLING SYSTEMS | PH8TAN536**AA* | CAA**4321AM* | 82*SB48070V17*** | 35600 | 38500 | 15.5 | 11.7 | 8.1 | 2.24 | 62 | 50 | 215637658
BRYANT HEATING AND COOLING SYSTEMS | GH8TAN536**AA* | CAA**4321AM* | 82*SB48070V17*** | 35600 | 38500 | 15.5 | 11.7 | 8.1 | 2.24 | 62 | 50 | 215637657
BRYANT HEATING AND COOLING SYSTEMS | 248TAN036**AA* | CAA**4321AM* | 82*SB48070V17*** | 35600 | 38500 | 15.5 | 11.7 | 8.1 | 2.24 | 62 | 50 | 215637656
CARRIER | GH8TAN536**AA* | CAA**4321AM* | 58SP*B070V17**16 | 35600 | 38500 | 15.5 | 11.7 | 8.1 | 2.24 | 62 | 50 | 215637654
CARRIER | 27TPA836A**30* | CAA**4321AM* | 58SP*B070V17**16 | 35600 | 38500 | 15.5 | 11.7 | 8.1 | 2.24 | 62 | 50 | 215637653
TEMPSTAR | N5H8T36*K*AAA* | EA*5X43M21A* | *80CSU0802120A* | 36200 | 38500 | 15.2 | 12 | 8.1 | 2.24 | 62 | 51 | 215637651
MARATHERM | N5H8T36*K*AAA* | EA*5X43M21A* | *80CSU0802120A* | 36200 | 38500 | 15.2 | 12 | 8.1 | 2.24 | 62 | 51 | 215637650
KENMORE | N5H8T36*K*AAA* | EA*5X43M21A* | *80CSU0802120A* | 36200 | 38500 | 15.2 | 12 | 8.1 | 2.24 | 62 | 51 | 215637648
KEEPRITE | N5H8T36*K*AAA* | EA*5X43M21A* | *80CSU0802120A* | 36200 | 38500 | 15.2 | 12 | 8.1 | 2.24 | 62 | 51 | 215637647
DAY & NIGHT | N5H8T36*K*AAA* | EA*5X43M21A* | *80CSU0802120A* | 36200 | 38500 | 15.2 | 12 | 8.1 | 2.24 | 62 | 51 | 215637645
COMFORTMAKER | N5H8T36*K*AAA* | EA*5X43M21A* | *80CSU0802120A* | 36200 | 38500 | 15.2 | 12 | 8.1 | 2.24 | 62 | 51 | 215637644
ARCOAIRE | N5H8T36*K*AAA* | EA*5X43M21A* | *80CSU0802120A* | 36200 | 38500 | 15.2 | 12 | 8.1 | 2.24 | 62 | 51 | 215637643
AIRQUEST | N5H8T36*K*AAA* | EA*5X43M21A* | *80CSU0802120A* | 36200 | 38500 | 15.2 | 12 | 8.1 | 2.24 | 62 | 51 | 215637641
HEIL | N5H8T36*K*AAA* | EA*5X43M21A* | *80CSU0802120A* | 36200 | 38500 | 15.2 | 12 | 8.1 | 2.24 | 62 | 51 | 215637640
ECOTEMP | W5H8T24*K*AAA* | W5A*30M17XA* | WFST080B048A* | 22800 | 24600 | 17 | 12.5 | 8.1 | 2.06 | 59 | 45 | 215646106
GRANDAIRE | W5H8T24*K*AAA* | W5A*30M17XA* | WFST080B048A* | 22800 | 24600 | 17 | 12.5 | 8.1 | 2.06 | 59 | 45 | 215646104
TEMPSTAR | N5H8T24*K*AAA* | EA*5X30M17A* | *96VTN0801716B* | 22800 | 24600 | 17 | 12.5 | 8.1 | 2.06 | 59 | 45 | 215646103
KENMORE | N5H8T24*K*AAA* | EA*5X30M17A* | *96VTN0801716B* | 22800 | 24600 | 17 | 12.5 | 8.1 | 2.06 | 59 | 45 | 215646102
KEEPRITE | N5H8T24*K*AAA* | EA*5X30M17A* | *96VTN0801716B* | 22800 | 24600 | 17 | 12.5 | 8.1 | 2.06 | 59 | 45 | 215646100
DAY & NIGHT | N5H8T24*K*AAA* | EA*5X30M17A* | *96VTN0801716B* | 22800 | 24600 | 17 | 12.5 | 8.1 | 2.06 | 59 | 45 | 215646099
COMFORTMAKER | N5H8T24*K*AAA* | EA*5X30M17A* | *96VTN0801716B* | 22800 | 24600 | 17 | 12.5 | 8.1 | 2.06 | 59 | 45 | 215646098
ARCOAIRE | N5H8T24*K*AAA* | EA*5X30M17A* | *96VTN0801716B* | 22800 | 24600 | 17 | 12.5 | 8.1 | 2.06 | 59 | 45 | 215646096
AIRQUEST | N5H8T24*K*AAA* | EA*5X30M17A* | *96VTN0801716B* | 22800 | 24600 | 17 | 12.5 | 8.1 | 2.06 | 59 | 45 | 215646095
HEIL | N5H8T24*K*AAA* | EA*5X30M17A* | *96VTN0801716B* | 22800 | 24600 | 17 | 12.5 | 8.1 | 2.06 | 59 | 45 | 215646094
TEMPSTAR | N5H8T24*K*AAA* | EA*5X30M17A* | *96VSN0801716B* | 22800 | 24600 | 17 | 12.5 | 8.1 | 2.06 | 59 | 45 | 215645849
KENMORE | N5H8T24*K*AAA* | EA*5X30M17A* | *96VSN0801716B* | 22800 | 24600 | 17 | 12.5 | 8.1 | 2.06 | 59 | 45 | 215645847
KEEPRITE | N5H8T24*K*AAA* | EA*5X30M17A* | *96VSN0801716B* | 22800 | 24600 | 17 | 12.5 | 8.1 | 2.06 | 59 | 45 | 215645846
DAY & NIGHT | N5H8T24*K*AAA* | EA*5X30M17A* | *96VSN0801716B* | 22800 | 24600 | 17 | 12.5 | 8.1 | 2.06 | 59 | 45 | 215645845
COMFORTMAKER | N5H8T24*K*AAA* | EA*5X30M17A* | *96VSN0801716B* | 22800 | 24600 | 17 | 12.5 | 8.1 | 2.06 | 59 | 45 | 215645843
ARCOAIRE | N5H8T24*K*AAA* | EA*5X30M17A* | *96VSN0801716B* | 22800 | 24600 | 17 | 12.5 | 8.1 | 2.06 | 59 | 45 | 215645842
AIRQUEST | N5H8T24*K*AAA* | EA*5X30M17A* | *96VSN0801716B* | 22800 | 24600 | 17 | 12.5 | 8.1 | 2.06 | 59 | 45 | 215645840
HEIL | N5H8T24*K*AAA* | EA*5X30M17A* | *96VSN0801716B* | 22800 | 24600 | 17 | 12.5 | 8.1 | 2.06 | 59 | 45 | 215645839
BRYANT HEATING AND COOLING SYSTEMS | PH8TAN524**AA* | CAA**3017AM* | 926SB48080V17*** | 22800 | 24600 | 17 | 12.5 | 8.1 | 2.06 | 59 | 45 | 215645838
BRYANT HEATING AND COOLING SYSTEMS | GH8TAN524**AA* | CAA**3017AM* | 926SB48080V17*** | 22800 | 24600 | 17 | 12.5 | 8.1 | 2.06 | 59 | 45 | 215645836
BRYANT HEATING AND COOLING SYSTEMS | 248TAN024**AA* | CAA**3017AM* | 926SB48080V17*** | 22800 | 24600 | 17 | 12.5 | 8.1 | 2.06 | 59 | 45 | 215645835
CARRIER | GH8TAN524**AA* | CAA**3017AM* | 59SP6B080V17**16 | 22800 | 24600 | 17 | 12.5 | 8.1 | 2.06 | 59 | 45 | 215645833
CARRIER | 27TPA824A**30* | CAA**3017AM* | 59SP6B080V17**16 | 22800 | 24600 | 17 | 12.5 | 8.1 | 2.06 | 59 | 45 | 215645832
TEMPSTAR | N5H8T24*K*AAA* | EA*5X30M17A* | *96VSN0601716B* | 22800 | 24600 | 16.5 | 12.5 | 8.1 | 2.06 | 59 | 45 | 215645830
KENMORE | N5H8T24*K*AAA* | EA*5X30M17A* | *96VSN0601716B* | 22800 | 24600 | 16.5 | 12.5 | 8.1 | 2.06 | 59 | 45 | 215645829
BRYANT HEATING AND COOLING SYSTEMS | PH8TAN524**AA* | CAA**2517AM* | OVMAAB036098 | 23400 | 24800 | 17.5 | 13 | 8.1 | 2.1 | 59 | 45 | 215645123
BRYANT HEATING AND COOLING SYSTEMS | GH8TAN524**AA* | CAA**2517AM* | OVMAAB036098 | 23400 | 24800 | 17.5 | 13 | 8.1 | 2.1 | 59 | 45 | 215645121
BRYANT HEATING AND COOLING SYSTEMS | 248TAN024**AA* | CAA**2517AM* | OVMAAB036098 | 23400 | 24800 | 17.5 | 13 | 8.1 | 2.1 | 59 | 45 | 215645120
CARRIER | GH8TAN524**AA* | CAA**2517AM* | OVMAAB036098 | 23400 | 24800 | 17.5 | 13 | 8.1 | 2.1 | 59 | 45 | 215645118
CARRIER | 27TPA824A**30* | CAA**2517AM* | OVMAAB036098 | 23400 | 24800 | 17.5 | 13 | 8.1 | 2.1 | 59 | 45 | 215645116
TEMPSTAR | N5H8T24*K*AAA* | EA*5X25M17A* | OLV098A12* | 23200 | 24800 | 17 | 12.5 | 8.1 | 2.08 | 59 | 45 | 215645115
MARATHERM | N5H8T24*K*AAA* | EA*5X25M17A* | OLV098A12* | 23200 | 24800 | 17 | 12.5 | 8.1 | 2.08 | 59 | 45 | 215645113
KENMORE | N5H8T24*K*AAA* | EA*5X25M17A* | OLV098A12* | 23200 | 24800 | 17 | 12.5 | 8.1 | 2.08 | 59 | 45 | 215645112
KEEPRITE | N5H8T24*K*AAA* | EA*5X25M17A* | OLV098A12* | 23200 | 24800 | 17 | 12.5 | 8.1 | 2.08 | 59 | 45 | 215645111
DAY & NIGHT | N5H8T24*K*AAA* | EA*5X25M17A* | OLV098A12* | 23200 | 24800 | 17 | 12.5 | 8.1 | 2.08 | 59 | 45 | 215645109
COMFORTMAKER | N5H8T24*K*AAA* | EA*5X25M17A* | OLV098A12* | 23200 | 24800 | 17 | 12.5 | 8.1 | 2.08 | 59 | 45 | 215645108
ARCOAIRE | N5H8T24*K*AAA* | EA*5X25M17A* | OLV098A12* | 23200 | 24800 | 17 | 12.5 | 8.1 | 2.08 | 59 | 45 | 215645106
AIRQUEST | N5H8T24*K*AAA* | EA*5X25M17A* | OLV098A12* | 23200 | 24800 | 17 | 12.5 | 8.1 | 2.08 | 59 | 45 | 215645105
HEIL | N5H8T24*K*AAA* | EA*5X25M17A* | OLV098A12* | 23200 | 24800 | 17 | 12.5 | 8.1 | 2.08 | 59 | 45 | 215645103
BRYANT HEATING AND COOLING SYSTEMS | PH8TAN524**AA* | CAA**2517AM* | OVLAAB036098 | 23200 | 24800 | 17 | 12.5 | 8.1 | 2.08 | 59 | 45 | 215645102
BRYANT HEATING AND COOLING SYSTEMS | GH8TAN524**AA* | CAA**2517AM* | OVLAAB036098 | 23200 | 24800 | 17 | 12.5 | 8.1 | 2.08 | 59 | 45 | 215645100
BRYANT HEATING AND COOLING SYSTEMS | 248TAN024**AA* | CAA**2517AM* | OVLAAB036098 | 23200 | 24800 | 17 | 12.5 | 8.1 | 2.08 | 59 | 45 | 215645099
CARRIER | GH8TAN524**AA* | CAA**2517AM* | OVLAAB036098 | 23200 | 24800 | 17 | 12.5 | 8.1 | 2.08 | 59 | 45 | 215645097
CARRIER | 27TPA824A**30* | CAA**2517AM* | OVLAAB036098 | 23200 | 24800 | 17 | 12.5 | 8.1 | 2.08 | 59 | 45 | 215645096
ECOTEMP | W5H8T24*K*AAA* | W5A*25M17XA* | WFST080B048A* | 23600 | 24800 | 17.5 | 13 | 8.1 | 2.08 | 59 | 45 | 215645094
GRANDAIRE | W5H8T24*K*AAA* | W5A*25M17XA* | WFST080B048A* | 23600 | 24800 | 17.5 | 13 | 8.1 | 2.08 | 59 | 45 | 215645093
TEMPSTAR | N5H8T24*K*AAA* | EA*5X25M17A* | *96VTN0801716B* | 23600 | 24800 | 17.5 | 13 | 8.1 | 2.08 | 59 | 45 | 215645092
KENMORE | N5H8T24*K*AAA* | EA*5X25M17A* | *96VTN0801716B* | 23600 | 24800 | 17.5 | 13 | 8.1 | 2.08 | 59 | 45 | 215645091
KEEPRITE | N5H8T24*K*AAA* | EA*5X25M17A* | *96VTN0801716B* | 23600 | 24800 | 17.5 | 13 | 8.1 | 2.08 | 59 | 45 | 215645089
DAY & NIGHT | N5H8T24*K*AAA* | EA*5X25M17A* | *96VTN0801716B* | 23600 | 24800 | 17.5 | 13 | 8.1 | 2.08 | 59 | 45 | 215645088
COMFORTMAKER | N5H8T24*K*AAA* | EA*5X25M17A* | *96VTN0801716B* | 23600 | 24800 | 17.5 | 13 | 8.1 | 2.08 | 59 | 45 | 215645086
ARCOAIRE | N5H8T24*K*AAA* | EA*5X25M17A* | *96VTN0801716B* | 23600 | 24800 | 17.5 | 13 | 8.1 | 2.08 | 59 | 45 | 215645085
AIRQUEST | N5H8T24*K*AAA* | EA*5X25M17A* | *96VTN0801716B* | 23600 | 24800 | 17.5 | 13 | 8.1 | 2.08 | 59 | 45 | 215645084
HEIL | N5H8T24*K*AAA* | EA*5X25M17A* | *96VTN0801716B* | 23600 | 24800 | 17.5 | 13 | 8.1 | 2.08 | 59 | 45 | 215645082
WEATHERMAKER | PH8TAN524**AA* | CAA**2517AM* | PG96VTAB48080B** | 23600 | 24800 | 17.5 | 13 | 8.1 | 2.08 | 59 | 45 | 215645081
BROCK | PH8TAN524**AA* | CAA**2517AM* | PG96VTAB48080B** | 23600 | 24800 | 17.5 | 13 | 8.1 | 2.08 | 59 | 45 | 215645079
PAYNE HEATING AND COOLING | PH8TAN524**AA* | CAA**2517AM* | PG96VTAB48080B** | 23600 | 24800 | 17.5 | 13 | 8.1 | 2.08 | 59 | 45 | 215645078
BRYANT HEATING AND COOLING SYSTEMS | PH8TAN524**AA* | CAA**2517AM* | 926TC48080V17*** | 23600 | 24800 | 17.5 | 13 | 8.1 | 2.08 | 59 | 45 | 215645076
BRYANT HEATING AND COOLING SYSTEMS | GH8TAN524**AA* | CAA**2517AM* | 926TC48080V17*** | 23600 | 24800 | 17.5 | 13 | 8.1 | 2.08 | 59 | 45 | 215645075
BRYANT HEATING AND COOLING SYSTEMS | 248TAN024**AA* | CAA**2517AM* | 926TC48080V17*** | 23600 | 24800 | 17.5 | 13 | 8.1 | 2.08 | 59 | 45 | 215645073
TEMPSTAR | N5H8T24*K*AAA* | EA*5X30M14A* | *80VSL0451412B* | 22800 | 24400 | 17 | 12.5 | 8.1 | 2.06 | 59 | 45 | 215645180
KENMORE | N5H8T24*K*AAA* | EA*5X30M14A* | *80VSL0451412B* | 22800 | 24400 | 17 | 12.5 | 8.1 | 2.06 | 59 | 45 | 215645179
KEEPRITE | N5H8T24*K*AAA* | EA*5X30M14A* | *80VSL0451412B* | 22800 | 24400 | 17 | 12.5 | 8.1 | 2.06 | 59 | 45 | 215645177
DAY & NIGHT | N5H8T24*K*AAA* | EA*5X30M14A* | *80VSL0451412B* | 22800 | 24400 | 17 | 12.5 | 8.1 | 2.06 | 59 | 45 | 215645176
COMFORTMAKER | N5H8T24*K*AAA* | EA*5X30M14A* | *80VSL0451412B* | 22800 | 24400 | 17 | 12.5 | 8.1 | 2.06 | 59 | 45 | 215645174
ARCOAIRE | N5H8T24*K*AAA* | EA*5X30M14A* | *80VSL0451412B* | 22800 | 24400 | 17 | 12.5 | 8.1 | 2.06 | 59 | 45 | 215645173
AIRQUEST | N5H8T24*K*AAA* | EA*5X30M14A* | *80VSL0451412B* | 22800 | 24400 | 17 | 12.5 | 8.1 | 2.06 | 59 | 45 | 215645171
HEIL | N5H8T24*K*AAA* | EA*5X30M14A* | *80VSL0451412B* | 22800 | 24400 | 17 | 12.5 | 8.1 | 2.06 | 59 | 45 | 215645170
BRYANT HEATING AND COOLING SYSTEMS | PH8TAN524**AA* | CAA**3014AM* | 82*SB36045V14*** | 22800 | 24400 | 17 | 12.5 | 8.1 | 2.06 | 59 | 45 | 215645168
BRYANT HEATING AND COOLING SYSTEMS | GH8TAN524**AA* | CAA**3014AM* | 82*SB36045V14*** | 22800 | 24400 | 17 | 12.5 | 8.1 | 2.06 | 59 | 45 | 215645167
BRYANT HEATING AND COOLING SYSTEMS | 248TAN024**AA* | CAA**3014AM* | 82*SB36045V14*** | 22800 | 24400 | 17 | 12.5 | 8.1 | 2.06 | 59 | 45 | 215645165
CARRIER | GH8TAN524**AA* | CAA**3014AM* | 58SP*B045V14**12 | 22800 | 24400 | 17 | 12.5 | 8.1 | 2.06 | 59 | 45 | 215645164
CARRIER | 27TPA824A**30* | CAA**3014AM* | 58SP*B045V14**12 | 22800 | 24400 | 17 | 12.5 | 8.1 | 2.06 | 59 | 45 | 215645162
TEMPSTAR | N5H8T24*K*AAA* | EA*5X25M17A* | OMV112K14A | 23800 | 25400 | 17.5 | 12.5 | 8.1 | 2.04 | 59 | 45 | 215645160
MARATHERM | N5H8T24*K*AAA* | EA*5X25M17A* | OMV112K14A | 23800 | 25400 | 17.5 | 12.5 | 8.1 | 2.04 | 59 | 45 | 215645159
KENMORE | N5H8T24*K*AAA* | EA*5X25M17A* | OMV112K14A | 23800 | 25400 | 17.5 | 12.5 | 8.1 | 2.04 | 59 | 45 | 215645157
KEEPRITE | N5H8T24*K*AAA* | EA*5X25M17A* | OMV112K14A | 23800 | 25400 | 17.5 | 12.5 | 8.1 | 2.04 | 59 | 45 | 215645155
DAY & NIGHT | N5H8T24*K*AAA* | EA*5X25M17A* | OMV112K14A | 23800 | 25400 | 17.5 | 12.5 | 8.1 | 2.04 | 59 | 45 | 215645154
COMFORTMAKER | N5H8T24*K*AAA* | EA*5X25M17A* | OMV112K14A | 23800 | 25400 | 17.5 | 12.5 | 8.1 | 2.04 | 59 | 45 | 215645152
ARCOAIRE | N5H8T24*K*AAA* | EA*5X25M17A* | OMV112K14A | 23800 | 25400 | 17.5 | 12.5 | 8.1 | 2.04 | 59 | 45 | 215645150
AIRQUEST | N5H8T24*K*AAA* | EA*5X25M17A* | OMV112K14A | 23800 | 25400 | 17.5 | 12.5 | 8.1 | 2.04 | 59 | 45 | 215645149
BRYANT HEATING AND COOLING SYSTEMS | PH8TAN524**AA* | CAA**2517AM* | OVMAAB042112 | 23800 | 25400 | 17.5 | 12.5 | 8.1 | 2.04 | 59 | 45 | 215645146
HEIL | N5H8T24*K*AAA* | EA*5X25M17A* | OMV112K14A | 23800 | 25400 | 17.5 | 12.5 | 8.1 | 2.04 | 59 | 45 | 215645147
BRYANT HEATING AND COOLING SYSTEMS | GH8TAN524**AA* | CAA**2517AM* | OVMAAB042112 | 23800 | 25400 | 17.5 | 12.5 | 8.1 | 2.04 | 59 | 45 | 215645144
ARCOAIRE | N5H8T36*K*AAA* | EA*5X37M21A* | *97CMN1002122B* | 35800 | 38500 | 15.5 | 12 | 8.1 | 2.24 | 62 | 50 | 215636008
AIRQUEST | N5H8T36*K*AAA* | EA*5X37M21A* | *97CMN1002122B* | 35800 | 38500 | 15.5 | 12 | 8.1 | 2.24 | 62 | 50 | 215636007
HEIL | N5H8T36*K*AAA* | EA*5X37M21A* | *97CMN1002122B* | 35800 | 38500 | 15.5 | 12 | 8.1 | 2.24 | 62 | 50 | 215636006
BRYANT HEATING AND COOLING SYSTEMS | PH8TAN536**AA* | CAA**3721AM* | 987MC66100C21*** | 35800 | 38500 | 15.5 | 12 | 8.1 | 2.24 | 62 | 50 | 215636005
BRYANT HEATING AND COOLING SYSTEMS | GH8TAN536**AA* | CAA**3721AM* | 987MC66100C21*** | 35800 | 38500 | 15.5 | 12 | 8.1 | 2.24 | 62 | 50 | 215636004
BRYANT HEATING AND COOLING SYSTEMS | 248TAN036**AA* | CAA**3721AM* | 987MC66100C21*** | 35800 | 38500 | 15.5 | 12 | 8.1 | 2.24 | 62 | 50 | 215636003
CARRIER | GH8TAN536**AA* | CAA**3721AM* | 59MN7C100C21**22 | 35800 | 38500 | 15.5 | 12 | 8.1 | 2.24 | 62 | 50 | 215636002
CARRIER | 27TPA836A**30* | CAA**3721AM* | 59MN7C100C21**22 | 35800 | 38500 | 15.5 | 12 | 8.1 | 2.24 | 62 | 50 | 215636001
TEMPSTAR | N5H8T36*K*AAA* | EA*5X37M21A* | *97CMN0802120B* | 35800 | 38500 | 15.5 | 12 | 8.1 | 2.26 | 62 | 50 | 215636000
MARATHERM | N5H8T36*K*AAA* | EA*5X37M21A* | *97CMN0802120B* | 35800 | 38500 | 15.5 | 12 | 8.1 | 2.26 | 62 | 50 | 215635999
KENMORE | N5H8T36*K*AAA* | EA*5X37M21A* | *97CMN0802120B* | 35800 | 38500 | 15.5 | 12 | 8.1 | 2.26 | 62 | 50 | 215635998
KEEPRITE | N5H8T36*K*AAA* | EA*5X37M21A* | *97CMN0802120B* | 35800 | 38500 | 15.5 | 12 | 8.1 | 2.26 | 62 | 50 | 215635997
DAY & NIGHT | N5H8T36*K*AAA* | EA*5X37M21A* | *97CMN0802120B* | 35800 | 38500 | 15.5 | 12 | 8.1 | 2.26 | 62 | 50 | 215635996
COMFORTMAKER | N5H8T36*K*AAA* | EA*5X37M21A* | *97CMN0802120B* | 35800 | 38500 | 15.5 | 12 | 8.1 | 2.26 | 62 | 50 | 215635995
ARCOAIRE | N5H8T36*K*AAA* | EA*5X37M21A* | *97CMN0802120B* | 35800 | 38500 | 15.5 | 12 | 8.1 | 2.26 | 62 | 50 | 215635994
AIRQUEST | N5H8T36*K*AAA* | EA*5X37M21A* | *97CMN0802120B* | 35800 | 38500 | 15.5 | 12 | 8.1 | 2.26 | 62 | 50 | 215635993
CARRIER | GH8TAN536**AA* | CAA**3721AM* | 59MN7C080C21**20 | 35800 | 38500 | 15.5 | 12 | 8.1 | 2.26 | 62 | 50 | 215635988
CARRIER | 27TPA836A**30* | CAA**3721AM* | 59MN7C080C21**20 | 35800 | 38500 | 15.5 | 12 | 8.1 | 2.26 | 62 | 50 | 215635987
HEIL | N5H8T36*K*AAA* | EA*5X37M21A* | *97CMN0802120B* | 35800 | 38500 | 15.5 | 12 | 8.1 | 2.26 | 62 | 50 | 215635992
BRYANT HEATING AND COOLING SYSTEMS | PH8TAN536**AA* | CAA**3721AM* | 987MC60080C21*** | 35800 | 38500 | 15.5 | 12 | 8.1 | 2.26 | 62 | 50 | 215635991
BRYANT HEATING AND COOLING SYSTEMS | GH8TAN536**AA* | CAA**3721AM* | 987MC60080C21*** | 35800 | 38500 | 15.5 | 12 | 8.1 | 2.26 | 62 | 50 | 215635990
BRYANT HEATING AND COOLING SYSTEMS | 248TAN036**AA* | CAA**3721AM* | 987MC60080C21*** | 35800 | 38500 | 15.5 | 12 | 8.1 | 2.26 | 62 | 50 | 215635989
TEMPSTAR | N5H8T36*K*AAA* | EA*5X37M21A* | *95CSU1002122B* | 35800 | 38500 | 15.5 | 12 | 8.1 | 2.24 | 62 | 50 | 215635944
MARATHERM | N5H8T36*K*AAA* | EA*5X37M21A* | *95CSU1002122B* | 35800 | 38500 | 15.5 | 12 | 8.1 | 2.24 | 62 | 50 | 215635943
KENMORE | N5H8T36*K*AAA* | EA*5X37M21A* | *95CSU1002122B* | 35800 | 38500 | 15.5 | 12 | 8.1 | 2.24 | 62 | 50 | 215635942
KEEPRITE | N5H8T36*K*AAA* | EA*5X37M21A* | *95CSU1002122B* | 35800 | 38500 | 15.5 | 12 | 8.1 | 2.24 | 62 | 50 | 215635941
DAY & NIGHT | N5H8T36*K*AAA* | EA*5X37M21A* | *95CSU1002122B* | 35800 | 38500 | 15.5 | 12 | 8.1 | 2.24 | 62 | 50 | 215635940
COMFORTMAKER | N5H8T36*K*AAA* | EA*5X37M21A* | *95CSU1002122B* | 35800 | 38500 | 15.5 | 12 | 8.1 | 2.24 | 62 | 50 | 215635939
CARRIER | 27TPA836A**30* | CAA**4821AM* | 59TN6C080C21**20 | 35200 | 38000 | 15.5 | 12 | 8.1 | 2.26 | 62 | 50 | 215639588
TEMPSTAR | N5H8T36*K*AAA* | EA*5X48M21A* | *95MSU1002122A* | 35200 | 38000 | 15.5 | 12 | 8.1 | 2.26 | 62 | 50 | 215639544
MARATHERM | N5H8T36*K*AAA* | EA*5X48M21A* | *95MSU1002122A* | 35200 | 38000 | 15.5 | 12 | 8.1 | 2.26 | 62 | 50 | 215639543
KENMORE | N5H8T36*K*AAA* | EA*5X48M21A* | *95MSU1002122A* | 35200 | 38000 | 15.5 | 12 | 8.1 | 2.26 | 62 | 50 | 215639541
KEEPRITE | N5H8T36*K*AAA* | EA*5X48M21A* | *95MSU1002122A* | 35200 | 38000 | 15.5 | 12 | 8.1 | 2.26 | 62 | 50 | 215639540
DAY & NIGHT | N5H8T36*K*AAA* | EA*5X48M21A* | *95MSU1002122A* | 35200 | 38000 | 15.5 | 12 | 8.1 | 2.26 | 62 | 50 | 215639539
COMFORTMAKER | N5H8T36*K*AAA* | EA*5X48M21A* | *95MSU1002122A* | 35200 | 38000 | 15.5 | 12 | 8.1 | 2.26 | 62 | 50 | 215639537
ARCOAIRE | N5H8T36*K*AAA* | EA*5X48M21A* | *95MSU1002122A* | 35200 | 38000 | 15.5 | 12 | 8.1 | 2.26 | 62 | 50 | 215639536
AIRQUEST | N5H8T36*K*AAA* | EA*5X48M21A* | *95MSU1002122A* | 35200 | 38000 | 15.5 | 12 | 8.1 | 2.26 | 62 | 50 | 215639534
HEIL | N5H8T36*K*AAA* | EA*5X48M21A* | *95MSU1002122A* | 35200 | 38000 | 15.5 | 12 | 8.1 | 2.26 | 62 | 50 | 215639532
BRYANT HEATING AND COOLING SYSTEMS | PH8TAN536**AA* | CAA**4821AM* | 935SB66100M21*** | 35200 | 38000 | 15.5 | 12 | 8.1 | 2.26 | 62 | 50 | 215639531
BRYANT HEATING AND COOLING SYSTEMS | GH8TAN536**AA* | CAA**4821AM* | 935SB66100M21*** | 35200 | 38000 | 15.5 | 12 | 8.1 | 2.26 | 62 | 50 | 215639529
BRYANT HEATING AND COOLING SYSTEMS | 248TAN036**AA* | CAA**4821AM* | 935SB66100M21*** | 35200 | 38000 | 15.5 | 12 | 8.1 | 2.26 | 62 | 50 | 215639528
CARRIER | GH8TAN536**AA* | CAA**4821AM* | 59SU5B100M21**22 | 35200 | 38000 | 15.5 | 12 | 8.1 | 2.26 | 62 | 50 | 215639526
CARRIER | 27TPA836A**30* | CAA**4821AM* | 59SU5B100M21**22 | 35200 | 38000 | 15.5 | 12 | 8.1 | 2.26 | 62 | 50 | 215639524
ECOTEMP | W5H8T36*K*AAA* | W5A*48M21XA* | WFSU100C060B* | 35000 | 38000 | 15.5 | 11.7 | 8.1 | 2.26 | 62 | 50 | 215639523
GRANDAIRE | W5H8T36*K*AAA* | W5A*48M21XA* | WFSU100C060B* | 35000 | 38000 | 15.5 | 11.7 | 8.1 | 2.26 | 62 | 50 | 215639521
TEMPSTAR | N5H8T36*K*AAA* | EA*5X37M17A* | *95CSU0601716B* | 34600 | 37600 | 15.2 | 11.7 | 8.1 | 2.26 | 63 | 50 | 215635369
MARATHERM | N5H8T36*K*AAA* | EA*5X37M17A* | *95CSU0601716B* | 34600 | 37600 | 15.2 | 11.7 | 8.1 | 2.26 | 63 | 50 | 215635368
KENMORE | N5H8T36*K*AAA* | EA*5X37M17A* | *95CSU0601716B* | 34600 | 37600 | 15.2 | 11.7 | 8.1 | 2.26 | 63 | 50 | 215635367
CARRIER | 27TPA836A**30* | CAA**3717AM* | 58TP*B090V17**16 | 34800 | 37600 | 15.2 | 11.7 | 8.1 | 2.28 | 62 | 50 | 215635346
TEMPSTAR | N5H8T36*K*AAA* | EA*5X37M17A* | *80VTL0701716B* | 34800 | 37600 | 15.2 | 11.7 | 8.1 | 2.26 | 63 | 50 | 215635345
KENMORE | N5H8T36*K*AAA* | EA*5X37M17A* | *80VTL0701716B* | 34800 | 37600 | 15.2 | 11.7 | 8.1 | 2.26 | 63 | 50 | 215635344
KEEPRITE | N5H8T36*K*AAA* | EA*5X37M17A* | *80VTL0701716B* | 34800 | 37600 | 15.2 | 11.7 | 8.1 | 2.26 | 63 | 50 | 215635343
DAY & NIGHT | N5H8T36*K*AAA* | EA*5X37M17A* | *80VTL0701716B* | 34800 | 37600 | 15.2 | 11.7 | 8.1 | 2.26 | 63 | 50 | 215635342
COMFORTMAKER | N5H8T36*K*AAA* | EA*5X37M17A* | *80VTL0701716B* | 34800 | 37600 | 15.2 | 11.7 | 8.1 | 2.26 | 63 | 50 | 215635341
ARCOAIRE | N5H8T36*K*AAA* | EA*5X37M17A* | *80VTL0701716B* | 34800 | 37600 | 15.2 | 11.7 | 8.1 | 2.26 | 63 | 50 | 215635340
AIRQUEST | N5H8T36*K*AAA* | EA*5X37M17A* | *80VTL0701716B* | 34800 | 37600 | 15.2 | 11.7 | 8.1 | 2.26 | 63 | 50 | 215635339
HEIL | N5H8T36*K*AAA* | EA*5X37M17A* | *80VTL0701716B* | 34800 | 37600 | 15.2 | 11.7 | 8.1 | 2.26 | 63 | 50 | 215635338
WEATHERMAKER | PH8TAN536**AA* | CAA**3717AM* | PG80VTLB48070B** | 34800 | 37600 | 15.2 | 11.7 | 8.1 | 2.26 | 63 | 50 | 215635337
BROCK | PH8TAN536**AA* | CAA**3717AM* | PG80VTLB48070B** | 34800 | 37600 | 15.2 | 11.7 | 8.1 | 2.26 | 63 | 50 | 215635336
PAYNE HEATING AND COOLING | PH8TAN536**AA* | CAA**3717AM* | PG80VTLB48070B** | 34800 | 37600 | 15.2 | 11.7 | 8.1 | 2.26 | 63 | 50 | 215635335
BRYANT HEATING AND COOLING SYSTEMS | PH8TAN536**AA* | CAA**3717AM* | 82*TB48070V17*** | 34800 | 37600 | 15.2 | 11.7 | 8.1 | 2.26 | 63 | 50 | 215635334
BRYANT HEATING AND COOLING SYSTEMS | GH8TAN536**AA* | CAA**3717AM* | 82*TB48070V17*** | 34800 | 37600 | 15.2 | 11.7 | 8.1 | 2.26 | 63 | 50 | 215635333
BRYANT HEATING AND COOLING SYSTEMS | 248TAN036**AA* | CAA**3717AM* | 82*TB48070V17*** | 34800 | 37600 | 15.2 | 11.7 | 8.1 | 2.26 | 63 | 50 | 215635332
CARRIER | GH8TAN536**AA* | CAA**3717AM* | 58TP*B070V17**16 | 34800 | 37600 | 15.2 | 11.7 | 8.1 | 2.26 | 63 | 50 | 215635331
CARRIER | 27TPA836A**30* | CAA**3717AM* | 58TP*B070V17**16 | 34800 | 37600 | 15.2 | 11.7 | 8.1 | 2.26 | 63 | 50 | 215635330
ECOTEMP | W5H8T36*K*AAA* | WLA*374BA** | WFET070A036A* | 34600 | 37600 | 15.2 | 11.7 | 8.1 | 2.26 | 63 | 50 | 215635329
GRANDAIRE | W5H8T36*K*AAA* | WLA*374BA** | WFET070A036A* | 34600 | 37600 | 15.2 | 11.7 | 8.1 | 2.26 | 63 | 50 | 215635328
WEATHERMAKER | PH8TAN536**AA* | CAA**3717AM* | PG80VTLB36070A** | 34600 | 37600 | 15.2 | 11.7 | 8.1 | 2.26 | 63 | 50 | 215635327
BROCK | PH8TAN536**AA* | CAA**3717AM* | PG80VTLB36070A** | 34600 | 37600 | 15.2 | 11.7 | 8.1 | 2.26 | 63 | 50 | 215635326
PAYNE HEATING AND COOLING | PH8TAN536**AA* | CAA**3717AM* | PG80VTLB36070A** | 34600 | 37600 | 15.2 | 11.7 | 8.1 | 2.26 | 63 | 50 | 215635325
BRYANT HEATING AND COOLING SYSTEMS | PH8TAN536**AA* | CAA**3717AM* | 82*TB36070V14*** | 34600 | 37600 | 15.2 | 11.7 | 8.1 | 2.26 | 63 | 50 | 215635324
BRYANT HEATING AND COOLING SYSTEMS | GH8TAN536**AA* | CAA**3717AM* | 82*TB36070V14*** | 34600 | 37600 | 15.2 | 11.7 | 8.1 | 2.26 | 63 | 50 | 215635323
BRYANT HEATING AND COOLING SYSTEMS | 248TAN036**AA* | CAA**3717AM* | 82*TB36070V14*** | 34600 | 37600 | 15.2 | 11.7 | 8.1 | 2.26 | 63 | 50 | 215635322
CARRIER | GH8TAN536**AA* | CAA**3717AM* | 58TP*B070V14**12 | 34600 | 37600 | 15.2 | 11.7 | 8.1 | 2.26 | 63 | 50 | 215635321
CARRIER | 27TPA836A**30* | CAA**3717AM* | 58TP*B070V14**12 | 34600 | 37600 | 15.2 | 11.7 | 8.1 | 2.26 | 63 | 50 | 215635320
ECOTEMP | W5H8T36*K*AAA* | WLA*374BA** | WFET045A036A* | 34600 | 37600 | 15.2 | 11.7 | 8.1 | 2.26 | 63 | 50 | 215635319
GRANDAIRE | W5H8T36*K*AAA* | WLA*374BA** | WFET045A036A* | 34600 | 37600 | 15.2 | 11.7 | 8.1 | 2.26 | 63 | 50 | 215635318
TEMPSTAR | N5H8T36*K*AAA* | EA*5X37M17A* | *80VTL0451412B* | 34600 | 37600 | 15.2 | 11.7 | 8.1 | 2.26 | 63 | 50 | 215635317
KENMORE | N5H8T36*K*AAA* | EA*5X37M17A* | *80VTL0451412B* | 34600 | 37600 | 15.2 | 11.7 | 8.1 | 2.26 | 63 | 50 | 215635316
KEEPRITE | N5H8T36*K*AAA* | EA*5X37M17A* | *80VTL0451412B* | 34600 | 37600 | 15.2 | 11.7 | 8.1 | 2.26 | 63 | 50 | 215635315
DAY & NIGHT | N5H8T36*K*AAA* | EA*5X37M17A* | *80VTL0451412B* | 34600 | 37600 | 15.2 | 11.7 | 8.1 | 2.26 | 63 | 50 | 215635314
COMFORTMAKER | N5H8T36*K*AAA* | EA*5X37M17A* | *80VTL0451412B* | 34600 | 37600 | 15.2 | 11.7 | 8.1 | 2.26 | 63 | 50 | 215635313
ARCOAIRE | N5H8T36*K*AAA* | EA*5X37M17A* | *80VTL0451412B* | 34600 | 37600 | 15.2 | 11.7 | 8.1 | 2.26 | 63 | 50 | 215635312
AIRQUEST | N5H8T36*K*AAA* | EA*5X37M17A* | *80VTL0451412B* | 34600 | 37600 | 15.2 | 11.7 | 8.1 | 2.26 | 63 | 50 | 215635311
HEIL | N5H8T36*K*AAA* | EA*5X37M17A* | *80VTL0451412B* | 34600 | 37600 | 15.2 | 11.7 | 8.1 | 2.26 | 63 | 50 | 215635310
WEATHERMAKER | PH8TAN536**AA* | CAA**3717AM* | PG80VTLB36045A** | 34600 | 37600 | 15.2 | 11.7 | 8.1 | 2.26 | 63 | 50 | 215635309
BROCK | PH8TAN536**AA* | CAA**3717AM* | PG80VTLB36045A** | 34600 | 37600 | 15.2 | 11.7 | 8.1 | 2.26 | 63 | 50 | 215635308
PAYNE HEATING AND COOLING | PH8TAN536**AA* | CAA**3717AM* | PG80VTLB36045A** | 34600 | 37600 | 15.2 | 11.7 | 8.1 | 2.26 | 63 | 50 | 215635307
BRYANT HEATING AND COOLING SYSTEMS | PH8TAN536**AA* | CAA**3717AM* | 82*TB36045V14*** | 34600 | 37600 | 15.2 | 11.7 | 8.1 | 2.26 | 63 | 50 | 215635306
TEMPSTAR | N5H8T24*K*AAA* | EA*5X36M17A* | *96VSN0801716B* | 22800 | 24400 | 17 | 12.5 | 8.1 | 2.06 | 59 | 45 | 215646642
KENMORE | N5H8T24*K*AAA* | EA*5X36M17A* | *96VSN0801716B* | 22800 | 24400 | 17 | 12.5 | 8.1 | 2.06 | 59 | 45 | 215646641
KEEPRITE | N5H8T24*K*AAA* | EA*5X36M17A* | *96VSN0801716B* | 22800 | 24400 | 17 | 12.5 | 8.1 | 2.06 | 59 | 45 | 215646639
DAY & NIGHT | N5H8T24*K*AAA* | EA*5X36M17A* | *96VSN0801716B* | 22800 | 24400 | 17 | 12.5 | 8.1 | 2.06 | 59 | 45 | 215646638
COMFORTMAKER | N5H8T24*K*AAA* | EA*5X36M17A* | *96VSN0801716B* | 22800 | 24400 | 17 | 12.5 | 8.1 | 2.06 | 59 | 45 | 215646636
ARCOAIRE | N5H8T24*K*AAA* | EA*5X36M17A* | *96VSN0801716B* | 22800 | 24400 | 17 | 12.5 | 8.1 | 2.06 | 59 | 45 | 215646635
AIRQUEST | N5H8T24*K*AAA* | EA*5X36M17A* | *96VSN0801716B* | 22800 | 24400 | 17 | 12.5 | 8.1 | 2.06 | 59 | 45 | 215646633
HEIL | N5H8T24*K*AAA* | EA*5X36M17A* | *96VSN0801716B* | 22800 | 24400 | 17 | 12.5 | 8.1 | 2.06 | 59 | 45 | 215646632
BRYANT HEATING AND COOLING SYSTEMS | 248TAN036**AA* | CSAH*4812AM* | 88*TB60090C21*** | 35400 | 38000 | 15.2 | 11.7 | 8.1 | 2.26 | 62 | 50 | 215642333
CARRIER | GH8TAN536**AA* | CSAH*4812AM* | 58TN*B090C21**20 | 35400 | 38000 | 15.2 | 11.7 | 8.1 | 2.26 | 62 | 50 | 215642332
CARRIER | 27TPA836A**30* | CSAH*4812AM* | 58TN*B090C21**20 | 35400 | 38000 | 15.2 | 11.7 | 8.1 | 2.26 | 62 | 50 | 215642330
ECOTEMP | W5H8T36*K*AAA* | W5A*43M21XA* | WFEU100C060B* | 36000 | 38500 | 15.5 | 12 | 8.1 | 2.24 | 62 | 50 | 215637840
GRANDAIRE | W5H8T36*K*AAA* | W5A*43M21XA* | WFEU100C060B* | 36000 | 38500 | 15.5 | 12 | 8.1 | 2.24 | 62 | 50 | 215637839
TEMPSTAR | N5H8T36*K*AAA* | EA*5X43M21A* | *80MSU1002120A* | 36000 | 38500 | 15.5 | 12 | 8.1 | 2.24 | 62 | 50 | 215637837
MARATHERM | N5H8T36*K*AAA* | EA*5X43M21A* | *80MSU1002120A* | 36000 | 38500 | 15.5 | 12 | 8.1 | 2.24 | 62 | 50 | 215637835
KENMORE | N5H8T36*K*AAA* | EA*5X43M21A* | *80MSU1002120A* | 36000 | 38500 | 15.5 | 12 | 8.1 | 2.24 | 62 | 50 | 215637834
BRYANT HEATING AND COOLING SYSTEMS | PH8TAN536**AA* | CAA**4321AM* | 82*SB66110V21*** | 35800 | 38000 | 15.5 | 12 | 8.1 | 2.4 | 63 | 51 | 215637717
BRYANT HEATING AND COOLING SYSTEMS | GH8TAN536**AA* | CAA**4321AM* | 82*SB66110V21*** | 35800 | 38000 | 15.5 | 12 | 8.1 | 2.4 | 63 | 51 | 215637716
BRYANT HEATING AND COOLING SYSTEMS | 248TAN036**AA* | CAA**4321AM* | 82*SB66110V21*** | 35800 | 38000 | 15.5 | 12 | 8.1 | 2.4 | 63 | 51 | 215637714
CARRIER | GH8TAN536**AA* | CAA**4321AM* | 58SP*B110V21**22 | 35800 | 38000 | 15.5 | 12 | 8.1 | 2.4 | 63 | 51 | 215637713
CARRIER | 27TPA836A**30* | CAA**4321AM* | 58SP*B110V21**22 | 35800 | 38000 | 15.5 | 12 | 8.1 | 2.4 | 63 | 51 | 215637711
TEMPSTAR | N5H8T36*K*AAA* | EA*5X43M21A* | *80VSL0902120B* | 35800 | 38500 | 15.5 | 12 | 8.1 | 2.24 | 62 | 50 | 215637709
KENMORE | N5H8T36*K*AAA* | EA*5X43M21A* | *80VSL0902120B* | 35800 | 38500 | 15.5 | 12 | 8.1 | 2.24 | 62 | 50 | 215637708
KEEPRITE | N5H8T36*K*AAA* | EA*5X43M21A* | *80VSL0902120B* | 35800 | 38500 | 15.5 | 12 | 8.1 | 2.24 | 62 | 50 | 215637706
DAY & NIGHT | N5H8T36*K*AAA* | EA*5X43M21A* | *80VSL0902120B* | 35800 | 38500 | 15.5 | 12 | 8.1 | 2.24 | 62 | 50 | 215637705
COMFORTMAKER | N5H8T36*K*AAA* | EA*5X43M21A* | *80VSL0902120B* | 35800 | 38500 | 15.5 | 12 | 8.1 | 2.24 | 62 | 50 | 215637703
ARCOAIRE | N5H8T36*K*AAA* | EA*5X43M21A* | *80VSL0902120B* | 35800 | 38500 | 15.5 | 12 | 8.1 | 2.24 | 62 | 50 | 215637701
AIRQUEST | N5H8T36*K*AAA* | EA*5X43M21A* | *80VSL0902120B* | 35800 | 38500 | 15.5 | 12 | 8.1 | 2.24 | 62 | 50 | 215637700
HEIL | N5H8T36*K*AAA* | EA*5X43M21A* | *80VSL0902120B* | 35800 | 38500 | 15.5 | 12 | 8.1 | 2.24 | 62 | 50 | 215637698
BRYANT HEATING AND COOLING SYSTEMS | PH8TAN536**AA* | CAA**4321AM* | 82*SB60090V21*** | 35800 | 38500 | 15.5 | 12 | 8.1 | 2.24 | 62 | 50 | 215637697
BRYANT HEATING AND COOLING SYSTEMS | GH8TAN536**AA* | CAA**4321AM* | 82*SB60090V21*** | 35800 | 38500 | 15.5 | 12 | 8.1 | 2.24 | 62 | 50 | 215637695
BRYANT HEATING AND COOLING SYSTEMS | 248TAN036**AA* | CAA**4321AM* | 82*SB60090V21*** | 35800 | 38500 | 15.5 | 12 | 8.1 | 2.24 | 62 | 50 | 215637694
CARRIER | GH8TAN536**AA* | CAA**4321AM* | 58SP*B090V21**20 | 35800 | 38500 | 15.5 | 12 | 8.1 | 2.24 | 62 | 50 | 215637692
CARRIER | 27TPA836A**30* | CAA**4321AM* | 58SP*B090V21**20 | 35800 | 38500 | 15.5 | 12 | 8.1 | 2.24 | 62 | 50 | 215637691
TEMPSTAR | N5H8T36*K*AAA* | EA*5X43M21A* | *80VSL0901716B* | 35800 | 38500 | 15.5 | 12 | 8.1 | 2.26 | 62 | 50 | 215637689
KENMORE | N5H8T36*K*AAA* | EA*5X43M21A* | *80VSL0901716B* | 35800 | 38500 | 15.5 | 12 | 8.1 | 2.26 | 62 | 50 | 215637688
KEEPRITE | N5H8T36*K*AAA* | EA*5X43M21A* | *80VSL0901716B* | 35800 | 38500 | 15.5 | 12 | 8.1 | 2.26 | 62 | 50 | 215637686
DAY & NIGHT | N5H8T36*K*AAA* | EA*5X43M21A* | *80VSL0901716B* | 35800 | 38500 | 15.5 | 12 | 8.1 | 2.26 | 62 | 50 | 215637685
COMFORTMAKER | N5H8T36*K*AAA* | EA*5X43M21A* | *80VSL0901716B* | 35800 | 38500 | 15.5 | 12 | 8.1 | 2.26 | 62 | 50 | 215637684
AIRQUEST | N5H8T36*K*AAA* | EA*5X43M21A* | *80MSU0802120A* | 36000 | 38000 | 16 | 12 | 8.5 | 2.4 | 62 | 50 | 215637798
HEIL | N5H8T36*K*AAA* | EA*5X43M21A* | *80MSU0802120A* | 36000 | 38000 | 16 | 12 | 8.5 | 2.4 | 62 | 50 | 215637797
WEATHERMAKER | PH8TAN536**AA* | CAA**4321AM* | PG80MSUA60080C** | 36000 | 38000 | 16 | 12 | 8.5 | 2.4 | 62 | 50 | 215637795
BROCK | PH8TAN536**AA* | CAA**4321AM* | PG80MSUA60080C** | 36000 | 38000 | 16 | 12 | 8.5 | 2.4 | 62 | 50 | 215637794
PAYNE HEATING AND COOLING | PH8TAN536**AA* | CAA**4321AM* | PG80MSUA60080C** | 36000 | 38000 | 16 | 12 | 8.5 | 2.4 | 62 | 50 | 215637792
BRYANT HEATING AND COOLING SYSTEMS | PH8TAN536**AA* | CAA**4321AM* | 83*SB60080M21*** | 36000 | 38000 | 16 | 12 | 8.5 | 2.4 | 62 | 50 | 215637791
BRYANT HEATING AND COOLING SYSTEMS | GH8TAN536**AA* | CAA**4321AM* | 83*SB60080M21*** | 36000 | 38000 | 16 | 12 | 8.5 | 2.4 | 62 | 50 | 215637789
BRYANT HEATING AND COOLING SYSTEMS | 248TAN036**AA* | CAA**4321AM* | 83*SB60080M21*** | 36000 | 38000 | 16 | 12 | 8.5 | 2.4 | 62 | 50 | 215637787
CARRIER | GH8TAN536**AA* | CAA**4321AM* | 58SU*B080M21**20 | 36000 | 38000 | 16 | 12 | 8.5 | 2.4 | 62 | 50 | 215637786
CARRIER | 27TPA836A**30* | CAA**4321AM* | 58SU*B080M21**20 | 36000 | 38000 | 16 | 12 | 8.5 | 2.4 | 62 | 50 | 215637785
ECOTEMP | W5H8T36*K*AAA* | W5A*43M21XA* | WFEU060B048B* | 36000 | 38500 | 16 | 12 | 8.1 | 2.26 | 62 | 50 | 215637783
GRANDAIRE | W5H8T36*K*AAA* | W5A*43M21XA* | WFEU060B048B* | 36000 | 38500 | 16 | 12 | 8.1 | 2.26 | 62 | 50 | 215637782
TEMPSTAR | N5H8T36*K*AAA* | EA*5X43M21A* | *80MSU0601716A* | 36000 | 38500 | 16 | 12 | 8.1 | 2.26 | 62 | 50 | 215637780
MARATHERM | N5H8T36*K*AAA* | EA*5X43M21A* | *80MSU0601716A* | 36000 | 38500 | 16 | 12 | 8.1 | 2.26 | 62 | 50 | 215637779
KENMORE | N5H8T36*K*AAA* | EA*5X43M21A* | *80MSU0601716A* | 36000 | 38500 | 16 | 12 | 8.1 | 2.26 | 62 | 50 | 215637777
KEEPRITE | N5H8T36*K*AAA* | EA*5X43M21A* | *80MSU0601716A* | 36000 | 38500 | 16 | 12 | 8.1 | 2.26 | 62 | 50 | 215637776
DAY & NIGHT | N5H8T36*K*AAA* | EA*5X43M21A* | *80MSU0601716A* | 36000 | 38500 | 16 | 12 | 8.1 | 2.26 | 62 | 50 | 215637775
COMFORTMAKER | N5H8T36*K*AAA* | EA*5X43M21A* | *80MSU0601716A* | 36000 | 38500 | 16 | 12 | 8.1 | 2.26 | 62 | 50 | 215637773
ARCOAIRE | N5H8T36*K*AAA* | EA*5X43M21A* | *80MSU0601716A* | 36000 | 38500 | 16 | 12 | 8.1 | 2.26 | 62 | 50 | 215637772
AIRQUEST | N5H8T36*K*AAA* | EA*5X43M21A* | *80MSU0601716A* | 36000 | 38500 | 16 | 12 | 8.1 | 2.26 | 62 | 50 | 215637770
HEIL | N5H8T36*K*AAA* | EA*5X43M21A* | *80MSU0601716A* | 36000 | 38500 | 16 | 12 | 8.1 | 2.26 | 62 | 50 | 215637769
WEATHERMAKER | PH8TAN536**AA* | CAA**4321AM* | PG80MSUA48060B** | 36000 | 38500 | 16 | 12 | 8.1 | 2.26 | 62 | 50 | 215637768
BROCK | PH8TAN536**AA* | CAA**4321AM* | PG80MSUA48060B** | 36000 | 38500 | 16 | 12 | 8.1 | 2.26 | 62 | 50 | 215637766
PAYNE HEATING AND COOLING | PH8TAN536**AA* | CAA**4321AM* | PG80MSUA48060B** | 36000 | 38500 | 16 | 12 | 8.1 | 2.26 | 62 | 50 | 215637765
BRYANT HEATING AND COOLING SYSTEMS | PH8TAN536**AA* | CAA**4321AM* | 83*SB48060M17*** | 36000 | 38500 | 16 | 12 | 8.1 | 2.26 | 62 | 50 | 215637763
BRYANT HEATING AND COOLING SYSTEMS | GH8TAN536**AA* | CAA**4321AM* | 83*SB48060M17*** | 36000 | 38500 | 16 | 12 | 8.1 | 2.26 | 62 | 50 | 215637762
BRYANT HEATING AND COOLING SYSTEMS | 248TAN036**AA* | CAA**4321AM* | 83*SB48060M17*** | 36000 | 38500 | 16 | 12 | 8.1 | 2.26 | 62 | 50 | 215637761
KEEPRITE | N5H8T24*K*AAA* | EA*5X30M17A* | *80CTL0701716B* | 22800 | 24400 | 17 | 12.5 | 8.1 | 2.06 | 59 | 45 | 215645593
DAY & NIGHT | N5H8T24*K*AAA* | EA*5X30M17A* | *80CTL0701716B* | 22800 | 24400 | 17 | 12.5 | 8.1 | 2.06 | 59 | 45 | 215645591
COMFORTMAKER | N5H8T24*K*AAA* | EA*5X30M17A* | *80CTL0701716B* | 22800 | 24400 | 17 | 12.5 | 8.1 | 2.06 | 59 | 45 | 215645590
ARCOAIRE | N5H8T24*K*AAA* | EA*5X30M17A* | *80CTL0701716B* | 22800 | 24400 | 17 | 12.5 | 8.1 | 2.06 | 59 | 45 | 215645588
AIRQUEST | N5H8T24*K*AAA* | EA*5X30M17A* | *80CTL0701716B* | 22800 | 24400 | 17 | 12.5 | 8.1 | 2.06 | 59 | 45 | 215645587
HEIL | N5H8T24*K*AAA* | EA*5X30M17A* | *80CTL0701716B* | 22800 | 24400 | 17 | 12.5 | 8.1 | 2.06 | 59 | 45 | 215645585
BRYANT HEATING AND COOLING SYSTEMS | PH8TAN524**AA* | CAA**3017AM* | 88*TB48070C17*** | 22800 | 24400 | 17 | 12.5 | 8.1 | 2.06 | 59 | 45 | 215645584
BRYANT HEATING AND COOLING SYSTEMS | GH8TAN524**AA* | CAA**3017AM* | 88*TB48070C17*** | 22800 | 24400 | 17 | 12.5 | 8.1 | 2.06 | 59 | 45 | 215645582
BRYANT HEATING AND COOLING SYSTEMS | 248TAN024**AA* | CAA**3017AM* | 88*TB48070C17*** | 22800 | 24400 | 17 | 12.5 | 8.1 | 2.06 | 59 | 45 | 215645581
CARRIER | GH8TAN524**AA* | CAA**3017AM* | 58TN*B070C17**16 | 22800 | 24400 | 17 | 12.5 | 8.1 | 2.06 | 59 | 45 | 215645579
CARRIER | 27TPA824A**30* | CAA**3017AM* | 58TN*B070C17**16 | 22800 | 24400 | 17 | 12.5 | 8.1 | 2.06 | 59 | 45 | 215645578
TEMPSTAR | N5H8T24*K*AAA* | EA*5X30M17A* | *80CTL0701412B* | 22800 | 24400 | 17 | 12.5 | 8.1 | 2.06 | 59 | 45 | 215645576
MARATHERM | N5H8T24*K*AAA* | EA*5X30M17A* | *80CTL0701412B* | 22800 | 24400 | 17 | 12.5 | 8.1 | 2.06 | 59 | 45 | 215645575
KENMORE | N5H8T24*K*AAA* | EA*5X30M17A* | *80CTL0701412B* | 22800 | 24400 | 17 | 12.5 | 8.1 | 2.06 | 59 | 45 | 215645573
KEEPRITE | N5H8T24*K*AAA* | EA*5X30M17A* | *80CTL0701412B* | 22800 | 24400 | 17 | 12.5 | 8.1 | 2.06 | 59 | 45 | 215645571
DAY & NIGHT | N5H8T24*K*AAA* | EA*5X30M17A* | *80CTL0701412B* | 22800 | 24400 | 17 | 12.5 | 8.1 | 2.06 | 59 | 45 | 215645570
COMFORTMAKER | N5H8T24*K*AAA* | EA*5X30M17A* | *80CTL0701412B* | 22800 | 24400 | 17 | 12.5 | 8.1 | 2.06 | 59 | 45 | 215645568
ARCOAIRE | N5H8T24*K*AAA* | EA*5X30M17A* | *80CTL0701412B* | 22800 | 24400 | 17 | 12.5 | 8.1 | 2.06 | 59 | 45 | 215645567
AIRQUEST | N5H8T24*K*AAA* | EA*5X30M17A* | *80CTL0701412B* | 22800 | 24400 | 17 | 12.5 | 8.1 | 2.06 | 59 | 45 | 215645565
HEIL | N5H8T24*K*AAA* | EA*5X30M17A* | *80CTL0701412B* | 22800 | 24400 | 17 | 12.5 | 8.1 | 2.06 | 59 | 45 | 215645564
BRYANT HEATING AND COOLING SYSTEMS | PH8TAN524**AA* | CAA**3017AM* | 88*TB36070C14*** | 22800 | 24400 | 17 | 12.5 | 8.1 | 2.06 | 59 | 45 | 215645563
BRYANT HEATING AND COOLING SYSTEMS | GH8TAN524**AA* | CAA**3017AM* | 88*TB36070C14*** | 22800 | 24400 | 17 | 12.5 | 8.1 | 2.06 | 59 | 45 | 215645561
BRYANT HEATING AND COOLING SYSTEMS | 248TAN024**AA* | CAA**3017AM* | 88*TB36070C14*** | 22800 | 24400 | 17 | 12.5 | 8.1 | 2.06 | 59 | 45 | 215645560
CARRIER | GH8TAN524**AA* | CAA**3017AM* | 58TN*B070C14**12 | 22800 | 24400 | 17 | 12.5 | 8.1 | 2.06 | 59 | 45 | 215645558
CARRIER | 27TPA824A**30* | CAA**3017AM* | 58TN*B070C14**12 | 22800 | 24400 | 17 | 12.5 | 8.1 | 2.06 | 59 | 45 | 215645557
TEMPSTAR | N5H8T24*K*AAA* | EA*5X30M17A* | *80CTL0451712B* | 22800 | 24600 | 16.5 | 12.5 | 8.1 | 2.04 | 59 | 45 | 215645555
MARATHERM | N5H8T24*K*AAA* | EA*5X30M17A* | *80CTL0451712B* | 22800 | 24600 | 16.5 | 12.5 | 8.1 | 2.04 | 59 | 45 | 215645553
KENMORE | N5H8T24*K*AAA* | EA*5X30M17A* | *80CTL0451712B* | 22800 | 24600 | 16.5 | 12.5 | 8.1 | 2.04 | 59 | 45 | 215645552
KEEPRITE | N5H8T24*K*AAA* | EA*5X30M17A* | *80CTL0451712B* | 22800 | 24600 | 16.5 | 12.5 | 8.1 | 2.04 | 59 | 45 | 215645550
DAY & NIGHT | N5H8T24*K*AAA* | EA*5X30M17A* | *80CTL0451712B* | 22800 | 24600 | 16.5 | 12.5 | 8.1 | 2.04 | 59 | 45 | 215645549
TEMPSTAR | N5H8T24*K*AAA* | EA*5X30M17A* | *97CMN0801714B* | 22800 | 24600 | 17 | 12.5 | 8.1 | 2.06 | 59 | 45 | 215645757
MARATHERM | N5H8T24*K*AAA* | EA*5X30M17A* | *97CMN0801714B* | 22800 | 24600 | 17 | 12.5 | 8.1 | 2.06 | 59 | 45 | 215645756
KENMORE | N5H8T24*K*AAA* | EA*5X30M17A* | *97CMN0801714B* | 22800 | 24600 | 17 | 12.5 | 8.1 | 2.06 | 59 | 45 | 215645754
KEEPRITE | N5H8T24*K*AAA* | EA*5X30M17A* | *97CMN0801714B* | 22800 | 24600 | 17 | 12.5 | 8.1 | 2.06 | 59 | 45 | 215645753
DAY & NIGHT | N5H8T24*K*AAA* | EA*5X30M17A* | *97CMN0801714B* | 22800 | 24600 | 17 | 12.5 | 8.1 | 2.06 | 59 | 45 | 215645751
COMFORTMAKER | N5H8T24*K*AAA* | EA*5X30M17A* | *80CTL0451712B* | 22800 | 24600 | 16.5 | 12.5 | 8.1 | 2.04 | 59 | 45 | 215645547
ARCOAIRE | N5H8T24*K*AAA* | EA*5X30M17A* | *80CTL0451712B* | 22800 | 24600 | 16.5 | 12.5 | 8.1 | 2.04 | 59 | 45 | 215645546
AIRQUEST | N5H8T24*K*AAA* | EA*5X30M17A* | *80CTL0451712B* | 22800 | 24600 | 16.5 | 12.5 | 8.1 | 2.04 | 59 | 45 | 215645545
HEIL | N5H8T24*K*AAA* | EA*5X30M17A* | *80CTL0451712B* | 22800 | 24600 | 16.5 | 12.5 | 8.1 | 2.04 | 59 | 45 | 215645543
BRYANT HEATING AND COOLING SYSTEMS | PH8TAN524**AA* | CAA**3017AM* | 88*TB36045C17*** | 22800 | 24600 | 16.5 | 12.5 | 8.1 | 2.04 | 59 | 45 | 215645541
BRYANT HEATING AND COOLING SYSTEMS | GH8TAN524**AA* | CAA**3017AM* | 88*TB36045C17*** | 22800 | 24600 | 16.5 | 12.5 | 8.1 | 2.04 | 59 | 45 | 215645540
BRYANT HEATING AND COOLING SYSTEMS | 248TAN024**AA* | CAA**3017AM* | 88*TB36045C17*** | 22800 | 24600 | 16.5 | 12.5 | 8.1 | 2.04 | 59 | 45 | 215645539
CARRIER | GH8TAN524**AA* | CAA**3017AM* | 58TN*B045C17**12 | 22800 | 24600 | 16.5 | 12.5 | 8.1 | 2.04 | 59 | 45 | 215645537
CARRIER | 27TPA824A**30* | CAA**3017AM* | 58TN*B045C17**12 | 22800 | 24600 | 16.5 | 12.5 | 8.1 | 2.04 | 59 | 45 | 215645536
BRYANT HEATING AND COOLING SYSTEMS | PH8TAN524**AA* | CAA**2517AM* | 986TD42080C17*** | 23400 | 24800 | 17.5 | 13 | 8.1 | 2.1 | 58 | 45 | 215644945
BRYANT HEATING AND COOLING SYSTEMS | GH8TAN524**AA* | CAA**2517AM* | 986TD42080C17*** | 23400 | 24800 | 17.5 | 13 | 8.1 | 2.1 | 58 | 45 | 215644944
BRYANT HEATING AND COOLING SYSTEMS | 248TAN024**AA* | CAA**2517AM* | 986TD42080C17*** | 23400 | 24800 | 17.5 | 13 | 8.1 | 2.1 | 58 | 45 | 215644942
CARRIER | GH8TAN524**AA* | CAA**2517AM* | 59TN6C080C17**14 | 23400 | 24800 | 17.5 | 13 | 8.1 | 2.1 | 58 | 45 | 215644940
CARRIER | 27TPA824A**30* | CAA**2517AM* | 59TN6C080C17**14 | 23400 | 24800 | 17.5 | 13 | 8.1 | 2.1 | 58 | 45 | 215644939
TEMPSTAR | N5H8T24*K*AAA* | EA*5X25M17A* | *96CTN0601714B* | 23400 | 24800 | 17.5 | 13 | 8.1 | 2.08 | 59 | 45 | 215644937
MARATHERM | N5H8T24*K*AAA* | EA*5X25M17A* | *96CTN0601714B* | 23400 | 24800 | 17.5 | 13 | 8.1 | 2.08 | 59 | 45 | 215644936
KENMORE | N5H8T24*K*AAA* | EA*5X25M17A* | *96CTN0601714B* | 23400 | 24800 | 17.5 | 13 | 8.1 | 2.08 | 59 | 45 | 215644934
KEEPRITE | N5H8T24*K*AAA* | EA*5X25M17A* | *96CTN0601714B* | 23400 | 24800 | 17.5 | 13 | 8.1 | 2.08 | 59 | 45 | 215644933
DAY & NIGHT | N5H8T24*K*AAA* | EA*5X25M17A* | *96CTN0601714B* | 23400 | 24800 | 17.5 | 13 | 8.1 | 2.08 | 59 | 45 | 215644931
COMFORTMAKER | N5H8T24*K*AAA* | EA*5X25M17A* | *96CTN0601714B* | 23400 | 24800 | 17.5 | 13 | 8.1 | 2.08 | 59 | 45 | 215644930
ARCOAIRE | N5H8T24*K*AAA* | EA*5X25M17A* | *96CTN0601714B* | 23400 | 24800 | 17.5 | 13 | 8.1 | 2.08 | 59 | 45 | 215644928
AIRQUEST | N5H8T24*K*AAA* | EA*5X25M17A* | *96CTN0601714B* | 23400 | 24800 | 17.5 | 13 | 8.1 | 2.08 | 59 | 45 | 215644927
HEIL | N5H8T24*K*AAA* | EA*5X25M17A* | *96CTN0601714B* | 23400 | 24800 | 17.5 | 13 | 8.1 | 2.08 | 59 | 45 | 215644925
BRYANT HEATING AND COOLING SYSTEMS | PH8TAN524**AA* | CAA**2517AM* | 986TD42060C17*** | 23400 | 24800 | 17.5 | 13 | 8.1 | 2.08 | 59 | 45 | 215644924
BRYANT HEATING AND COOLING SYSTEMS | GH8TAN524**AA* | CAA**2517AM* | 986TD42060C17*** | 23400 | 24800 | 17.5 | 13 | 8.1 | 2.08 | 59 | 45 | 215644922
BRYANT HEATING AND COOLING SYSTEMS | 248TAN024**AA* | CAA**2517AM* | 986TD42060C17*** | 23400 | 24800 | 17.5 | 13 | 8.1 | 2.08 | 59 | 45 | 215644921
CARRIER | GH8TAN524**AA* | CAA**2517AM* | 59TN6C060C17**14 | 23400 | 24800 | 17.5 | 13 | 8.1 | 2.08 | 59 | 45 | 215644919
CARRIER | 27TPA824A**30* | CAA**2517AM* | 59TN6C060C17**14 | 23400 | 24800 | 17.5 | 13 | 8.1 | 2.08 | 59 | 45 | 215644917
TEMPSTAR | N5H8T24*K*AAA* | EA*5X25M17A* | *96CTN0401410B* | 23200 | 25000 | 16.5 | 12.5 | 8.1 | 2.06 | 59 | 45 | 215644915
MARATHERM | N5H8T24*K*AAA* | EA*5X25M17A* | *96CTN0401410B* | 23200 | 25000 | 16.5 | 12.5 | 8.1 | 2.06 | 59 | 45 | 215644914
KENMORE | N5H8T24*K*AAA* | EA*5X25M17A* | *96CTN0401410B* | 23200 | 25000 | 16.5 | 12.5 | 8.1 | 2.06 | 59 | 45 | 215644912
KEEPRITE | N5H8T24*K*AAA* | EA*5X25M17A* | *96CTN0401410B* | 23200 | 25000 | 16.5 | 12.5 | 8.1 | 2.06 | 59 | 45 | 215644911
DAY & NIGHT | N5H8T24*K*AAA* | EA*5X25M17A* | *96CTN0401410B* | 23200 | 25000 | 16.5 | 12.5 | 8.1 | 2.06 | 59 | 45 | 215644909
COMFORTMAKER | N5H8T24*K*AAA* | EA*5X25M17A* | *96CTN0401410B* | 23200 | 25000 | 16.5 | 12.5 | 8.1 | 2.06 | 59 | 45 | 215644908
ARCOAIRE | N5H8T24*K*AAA* | EA*5X25M17A* | *96CTN0401410B* | 23200 | 25000 | 16.5 | 12.5 | 8.1 | 2.06 | 59 | 45 | 215644906
AIRQUEST | N5H8T24*K*AAA* | EA*5X25M17A* | *96CTN0401410B* | 23200 | 25000 | 16.5 | 12.5 | 8.1 | 2.06 | 59 | 45 | 215644904
HEIL | N5H8T24*K*AAA* | EA*5X25M17A* | *96CTN0401410B* | 23200 | 25000 | 16.5 | 12.5 | 8.1 | 2.06 | 59 | 45 | 215644903
BRYANT HEATING AND COOLING SYSTEMS | PH8TAN524**AA* | CAA**2517AM* | 986TD30040C14*** | 23200 | 25000 | 16.5 | 12.5 | 8.1 | 2.06 | 59 | 45 | 215644901
BRYANT HEATING AND COOLING SYSTEMS | GH8TAN524**AA* | CAA**2517AM* | 986TD30040C14*** | 23200 | 25000 | 16.5 | 12.5 | 8.1 | 2.06 | 59 | 45 | 215644899
BRYANT HEATING AND COOLING SYSTEMS | 248TAN024**AA* | CAA**2517AM* | 986TD30040C14*** | 23200 | 25000 | 16.5 | 12.5 | 8.1 | 2.06 | 59 | 45 | 215644898
CARRIER | GH8TAN524**AA* | CAA**2517AM* | 59TN6C040C14**10 | 23200 | 25000 | 16.5 | 12.5 | 8.1 | 2.06 | 59 | 45 | 215644896
CARRIER | 27TPA824A**30* | CAA**2517AM* | 59TN6C040C14**10 | 23200 | 25000 | 16.5 | 12.5 | 8.1 | 2.06 | 59 | 45 | 215644895
ECOTEMP | W5H8T24*K*AAA* | W5A*25M17XA* | WFSU060B048B* | 23400 | 24800 | 17.5 | 13 | 8.1 | 2.1 | 58 | 45 | 215644893
GRANDAIRE | W5H8T24*K*AAA* | W5A*25M17XA* | WFSU060B048B* | 23400 | 24800 | 17.5 | 13 | 8.1 | 2.1 | 58 | 45 | 215644892
TEMPSTAR | N5H8T24*K*AAA* | EA*5X25M17A* | *95MSU0601716A* | 23400 | 24800 | 17.5 | 13 | 8.1 | 2.1 | 58 | 45 | 215644890
MARATHERM | N5H8T24*K*AAA* | EA*5X25M17A* | *95MSU0601716A* | 23400 | 24800 | 17.5 | 13 | 8.1 | 2.1 | 58 | 45 | 215644888
KENMORE | N5H8T24*K*AAA* | EA*5X25M17A* | *95MSU0601716A* | 23400 | 24800 | 17.5 | 13 | 8.1 | 2.1 | 58 | 45 | 215644887
KEEPRITE | N5H8T24*K*AAA* | EA*5X25M17A* | *95MSU0601716A* | 23400 | 24800 | 17.5 | 13 | 8.1 | 2.1 | 58 | 45 | 215644885
DAY & NIGHT | N5H8T24*K*AAA* | EA*5X25M17A* | *95MSU0601716A* | 23400 | 24800 | 17.5 | 13 | 8.1 | 2.1 | 58 | 45 | 215644884
COMFORTMAKER | N5H8T24*K*AAA* | EA*5X25M17A* | *95MSU0601716A* | 23400 | 24800 | 17.5 | 13 | 8.1 | 2.1 | 58 | 45 | 215644882
ARCOAIRE | N5H8T24*K*AAA* | EA*5X25M17A* | *95MSU0601716A* | 23400 | 24800 | 17.5 | 13 | 8.1 | 2.1 | 58 | 45 | 215644881
AIRQUEST | N5H8T24*K*AAA* | EA*5X25M17A* | *95MSU0601716A* | 23400 | 24800 | 17.5 | 13 | 8.1 | 2.1 | 58 | 45 | 215644880
HEIL | N5H8T24*K*AAA* | EA*5X25M17A* | *95MSU0601716A* | 23400 | 24800 | 17.5 | 13 | 8.1 | 2.1 | 58 | 45 | 215644878
WEATHERMAKER | PH8TAN524**AA* | CAA**2517AM* | PG95MSUA48060B** | 23400 | 24800 | 17.5 | 13 | 8.1 | 2.1 | 58 | 45 | 215644877
BROCK | PH8TAN524**AA* | CAA**2517AM* | PG95MSUA48060B** | 23400 | 24800 | 17.5 | 13 | 8.1 | 2.1 | 58 | 45 | 215644875
PAYNE HEATING AND COOLING | PH8TAN524**AA* | CAA**2517AM* | PG95MSUA48060B** | 23400 | 24800 | 17.5 | 13 | 8.1 | 2.1 | 58 | 45 | 215644874
BRYANT HEATING AND COOLING SYSTEMS | PH8TAN524**AA* | CAA**2517AM* | 935SB48060M17*** | 23400 | 24800 | 17.5 | 13 | 8.1 | 2.1 | 58 | 45 | 215644873
BRYANT HEATING AND COOLING SYSTEMS | GH8TAN524**AA* | CAA**2517AM* | 935SB48060M17*** | 23400 | 24800 | 17.5 | 13 | 8.1 | 2.1 | 58 | 45 | 215644871
BRYANT HEATING AND COOLING SYSTEMS | 248TAN024**AA* | CAA**2517AM* | 935SB48060M17*** | 23400 | 24800 | 17.5 | 13 | 8.1 | 2.1 | 58 | 45 | 215644870
CARRIER | GH8TAN524**AA* | CAA**2517AM* | 59SU5B060M17**16 | 23400 | 24800 | 17.5 | 13 | 8.1 | 2.1 | 58 | 45 | 215644868
CARRIER | 27TPA824A**30* | CAA**2517AM* | 59SU5B060M17**16 | 23400 | 24800 | 17.5 | 13 | 8.1 | 2.1 | 58 | 45 | 215644867
ECOTEMP | W5H8T24*K*AAA* | W5A*25M17XA* | WFSU040B036B* | 23400 | 24800 | 17 | 12.5 | 8.1 | 2.08 | 59 | 45 | 215644865
GRANDAIRE | W5H8T24*K*AAA* | W5A*25M17XA* | WFSU040B036B* | 23400 | 24800 | 17 | 12.5 | 8.1 | 2.08 | 59 | 45 | 215644864
TEMPSTAR | N5H8T24*K*AAA* | EA*5X25M17A* | *95MSU0401712A* | 23400 | 24800 | 17 | 12.5 | 8.1 | 2.08 | 59 | 45 | 215644863
MARATHERM | N5H8T24*K*AAA* | EA*5X25M17A* | *95MSU0401712A* | 23400 | 24800 | 17 | 12.5 | 8.1 | 2.08 | 59 | 45 | 215644861
KENMORE | N5H8T24*K*AAA* | EA*5X25M17A* | *95MSU0401712A* | 23400 | 24800 | 17 | 12.5 | 8.1 | 2.08 | 59 | 45 | 215644860
BRYANT HEATING AND COOLING SYSTEMS | GH8TAN524**AA* | CAA**2517AM* | 926SB48080V17*** | 23600 | 24800 | 17.5 | 13 | 8.1 | 2.08 | 59 | 45 | 215644824
BRYANT HEATING AND COOLING SYSTEMS | 248TAN024**AA* | CAA**2517AM* | 926SB48080V17*** | 23600 | 24800 | 17.5 | 13 | 8.1 | 2.08 | 59 | 45 | 215644823
CARRIER | GH8TAN524**AA* | CAA**2517AM* | 59SP6B080V17**16 | 23600 | 24800 | 17.5 | 13 | 8.1 | 2.08 | 59 | 45 | 215644821
CARRIER | 27TPA824A**30* | CAA**2517AM* | 59SP6B080V17**16 | 23600 | 24800 | 17.5 | 13 | 8.1 | 2.08 | 59 | 45 | 215644820
TEMPSTAR | N5H8T24*K*AAA* | EA*5X25M17A* | *96VSN0601716B* | 23600 | 24800 | 17.5 | 13 | 8.1 | 2.08 | 59 | 45 | 215644818
KENMORE | N5H8T24*K*AAA* | EA*5X25M17A* | *96VSN0601716B* | 23600 | 24800 | 17.5 | 13 | 8.1 | 2.08 | 59 | 45 | 215644817
KEEPRITE | N5H8T24*K*AAA* | EA*5X25M17A* | *96VSN0601716B* | 23600 | 24800 | 17.5 | 13 | 8.1 | 2.08 | 59 | 45 | 215644815
AIRQUEST | N5H8T24*K*AAA* | EA*5X24M17A* | *96VTN0601716B* | 22600 | 24600 | 16.5 | 12.5 | 8.1 | 2.04 | 59 | 45 | 215644255
HEIL | N5H8T24*K*AAA* | EA*5X24M17A* | *96VTN0601716B* | 22600 | 24600 | 16.5 | 12.5 | 8.1 | 2.04 | 59 | 45 | 215644254
WEATHERMAKER | PH8TAN524**AA* | CAA**2417AM* | PG96VTAB48060B** | 22600 | 24600 | 16.5 | 12.5 | 8.1 | 2.04 | 59 | 45 | 215644252
BROCK | PH8TAN524**AA* | CAA**2417AM* | PG96VTAB48060B** | 22600 | 24600 | 16.5 | 12.5 | 8.1 | 2.04 | 59 | 45 | 215644251
AIRQUEST | N5H8T24*K*AAA* | EA*5X24M17A* | *96CTN0601714B* | 22600 | 24600 | 16.5 | 12.5 | 8.1 | 2.04 | 59 | 45 | 215644132
HEIL | N5H8T24*K*AAA* | EA*5X24M17A* | *96CTN0601714B* | 22600 | 24600 | 16.5 | 12.5 | 8.1 | 2.04 | 59 | 45 | 215644131
BRYANT HEATING AND COOLING SYSTEMS | PH8TAN524**AA* | CAA**2417AM* | 986TD42060C17*** | 22600 | 24600 | 16.5 | 12.5 | 8.1 | 2.04 | 59 | 45 | 215644129
BRYANT HEATING AND COOLING SYSTEMS | GH8TAN524**AA* | CAA**2417AM* | 986TD42060C17*** | 22600 | 24600 | 16.5 | 12.5 | 8.1 | 2.04 | 59 | 45 | 215644128
BRYANT HEATING AND COOLING SYSTEMS | 248TAN024**AA* | CAA**2417AM* | 986TD42060C17*** | 22600 | 24600 | 16.5 | 12.5 | 8.1 | 2.04 | 59 | 45 | 215644126
CARRIER | GH8TAN524**AA* | CAA**2417AM* | 59TN6C060C17**14 | 22600 | 24600 | 16.5 | 12.5 | 8.1 | 2.04 | 59 | 45 | 215644125
CARRIER | 27TPA824A**30* | CAA**2417AM* | 59TN6C060C17**14 | 22600 | 24600 | 16.5 | 12.5 | 8.1 | 2.04 | 59 | 45 | 215644124
PAYNE HEATING AND COOLING | PH8TAN524**AA* | CAA**2417AM* | PG96VTAB48060B** | 22600 | 24600 | 16.5 | 12.5 | 8.1 | 2.04 | 59 | 45 | 215644249
BRYANT HEATING AND COOLING SYSTEMS | PH8TAN524**AA* | CAA**2417AM* | 926TC48060V17*** | 22600 | 24600 | 16.5 | 12.5 | 8.1 | 2.04 | 59 | 45 | 215644248
BRYANT HEATING AND COOLING SYSTEMS | GH8TAN524**AA* | CAA**2417AM* | 926TC48060V17*** | 22600 | 24600 | 16.5 | 12.5 | 8.1 | 2.04 | 59 | 45 | 215644246
BRYANT HEATING AND COOLING SYSTEMS | 248TAN024**AA* | CAA**2417AM* | 926TC48060V17*** | 22600 | 24600 | 16.5 | 12.5 | 8.1 | 2.04 | 59 | 45 | 215644245
CARRIER | GH8TAN524**AA* | CAA**2417AM* | GG96VTAB48060B** | 22600 | 24600 | 16.5 | 12.5 | 8.1 | 2.04 | 59 | 45 | 215644243
CARRIER | GH8TAN524**AA* | CAA**2417AM* | 59TP6C060V17**16 | 22600 | 24600 | 16.5 | 12.5 | 8.1 | 2.04 | 59 | 45 | 215644242
CARRIER | 27TPA824A**30* | CAA**2417AM* | GG96VTAB48060B** | 22600 | 24600 | 16.5 | 12.5 | 8.1 | 2.04 | 59 | 45 | 215644241
CARRIER | 27TPA824A**30* | CAA**2417AM* | 59TP6C060V17**16 | 22600 | 24600 | 16.5 | 12.5 | 8.1 | 2.04 | 59 | 45 | 215644239
TEMPSTAR | N5H8T24*K*AAA* | EA*5X24M17A* | *96VTN0601412B* | 22400 | 24600 | 16 | 12 | 8.1 | 2.04 | 59 | 45 | 215644237
KENMORE | N5H8T24*K*AAA* | EA*5X24M17A* | *96VTN0601412B* | 22400 | 24600 | 16 | 12 | 8.1 | 2.04 | 59 | 45 | 215644236
KEEPRITE | N5H8T24*K*AAA* | EA*5X24M17A* | *96VTN0601412B* | 22400 | 24600 | 16 | 12 | 8.1 | 2.04 | 59 | 45 | 215644234
DAY & NIGHT | N5H8T24*K*AAA* | EA*5X24M17A* | *96VTN0601412B* | 22400 | 24600 | 16 | 12 | 8.1 | 2.04 | 59 | 45 | 215644233
COMFORTMAKER | N5H8T24*K*AAA* | EA*5X24M17A* | *96VTN0601412B* | 22400 | 24600 | 16 | 12 | 8.1 | 2.04 | 59 | 45 | 215644231
ARCOAIRE | N5H8T24*K*AAA* | EA*5X24M17A* | *96VTN0601412B* | 22400 | 24600 | 16 | 12 | 8.1 | 2.04 | 59 | 45 | 215644230
AIRQUEST | N5H8T24*K*AAA* | EA*5X24M17A* | *96VTN0601412B* | 22400 | 24600 | 16 | 12 | 8.1 | 2.04 | 59 | 45 | 215644228
HEIL | N5H8T24*K*AAA* | EA*5X24M17A* | *96VTN0601412B* | 22400 | 24600 | 16 | 12 | 8.1 | 2.04 | 59 | 45 | 215644227
WEATHERMAKER | PH8TAN524**AA* | CAA**2417AM* | PG96VTAB36060A** | 22400 | 24600 | 16 | 12 | 8.1 | 2.04 | 59 | 45 | 215644226
BROCK | PH8TAN524**AA* | CAA**2417AM* | PG96VTAB36060A** | 22400 | 24600 | 16 | 12 | 8.1 | 2.04 | 59 | 45 | 215644224
GRANDAIRE | W5H8T36*K*AAA* | W5A*48M21XA* | WFST100C060A* | 35200 | 38000 | 15.5 | 11.7 | 8.1 | 2.26 | 62 | 50 | 215639741
ECOTEMP | W5H8T36*K*AAA* | W5A*48M21XA* | WFST100C060A* | 35200 | 38000 | 15.5 | 11.7 | 8.1 | 2.26 | 62 | 50 | 215639742
CARRIER | 27TPA836A**30* | CAA**4821AM* | 59TP6C100V21**22 | 35400 | 38000 | 15.5 | 12 | 8.1 | 2.26 | 62 | 50 | 215639744
CARRIER | GH8TAN536**AA* | CAA**4821AM* | 59TP6C100V21**22 | 35400 | 38000 | 15.5 | 12 | 8.1 | 2.26 | 62 | 50 | 215639745
BRYANT HEATING AND COOLING SYSTEMS | 248TAN036**AA* | CAA**4821AM* | 926TC66100V21*** | 35400 | 38000 | 15.5 | 12 | 8.1 | 2.26 | 62 | 50 | 215639746
BRYANT HEATING AND COOLING SYSTEMS | GH8TAN536**AA* | CAA**4821AM* | 926TC66100V21*** | 35400 | 38000 | 15.5 | 12 | 8.1 | 2.26 | 62 | 50 | 215639748
BRYANT HEATING AND COOLING SYSTEMS | PH8TAN536**AA* | CAA**4821AM* | 926TC66100V21*** | 35400 | 38000 | 15.5 | 12 | 8.1 | 2.26 | 62 | 50 | 215639749
HEIL | N5H8T36*K*AAA* | EA*5X48M21A* | *96VTN1002122B* | 35400 | 38000 | 15.5 | 12 | 8.1 | 2.26 | 62 | 50 | 215639751
AIRQUEST | N5H8T36*K*AAA* | EA*5X48M21A* | *96VTN1002122B* | 35400 | 38000 | 15.5 | 12 | 8.1 | 2.26 | 62 | 50 | 215639752
ARCOAIRE | N5H8T36*K*AAA* | EA*5X48M21A* | *96VTN1002122B* | 35400 | 38000 | 15.5 | 12 | 8.1 | 2.26 | 62 | 50 | 215639754
COMFORTMAKER | N5H8T36*K*AAA* | EA*5X48M21A* | *96VTN1002122B* | 35400 | 38000 | 15.5 | 12 | 8.1 | 2.26 | 62 | 50 | 215639755
DAY & NIGHT | N5H8T36*K*AAA* | EA*5X48M21A* | *96VTN1002122B* | 35400 | 38000 | 15.5 | 12 | 8.1 | 2.26 | 62 | 50 | 215639756
KEEPRITE | N5H8T36*K*AAA* | EA*5X48M21A* | *96VTN1002122B* | 35400 | 38000 | 15.5 | 12 | 8.1 | 2.26 | 62 | 50 | 215639758
KENMORE | N5H8T36*K*AAA* | EA*5X48M21A* | *96VTN1002122B* | 35400 | 38000 | 15.5 | 12 | 8.1 | 2.26 | 62 | 50 | 215639759
TEMPSTAR | N5H8T36*K*AAA* | EA*5X48M21A* | *96VTN1002122B* | 35400 | 38000 | 15.5 | 12 | 8.1 | 2.26 | 62 | 50 | 215639761
CARRIER | GH8TAN536**AA* | CAA**4821AM* | 59SP6B080V21**20 | 35200 | 38000 | 15.2 | 11.7 | 8.1 | 2.24 | 63 | 51 | 215639373
BRYANT HEATING AND COOLING SYSTEMS | 248TAN036**AA* | CAA**4821AM* | 926SB60080V21*** | 35200 | 38000 | 15.2 | 11.7 | 8.1 | 2.24 | 63 | 51 | 215639374
BRYANT HEATING AND COOLING SYSTEMS | GH8TAN536**AA* | CAA**4821AM* | 926SB60080V21*** | 35200 | 38000 | 15.2 | 11.7 | 8.1 | 2.24 | 63 | 51 | 215639376
BRYANT HEATING AND COOLING SYSTEMS | PH8TAN536**AA* | CAA**4821AM* | 926SB60080V21*** | 35200 | 38000 | 15.2 | 11.7 | 8.1 | 2.24 | 63 | 51 | 215639378
HEIL | N5H8T36*K*AAA* | EA*5X48M21A* | *96VSN0802120B* | 35200 | 38000 | 15.2 | 11.7 | 8.1 | 2.24 | 63 | 51 | 215639379
AIRQUEST | N5H8T36*K*AAA* | EA*5X48M21A* | *96VSN0802120B* | 35200 | 38000 | 15.2 | 11.7 | 8.1 | 2.24 | 63 | 51 | 215639381
ARCOAIRE | N5H8T36*K*AAA* | EA*5X48M21A* | *96VSN0802120B* | 35200 | 38000 | 15.2 | 11.7 | 8.1 | 2.24 | 63 | 51 | 215639382
COMFORTMAKER | N5H8T36*K*AAA* | EA*5X48M21A* | *96VSN0802120B* | 35200 | 38000 | 15.2 | 11.7 | 8.1 | 2.24 | 63 | 51 | 215639384
DAY & NIGHT | N5H8T36*K*AAA* | EA*5X48M21A* | *96VSN0802120B* | 35200 | 38000 | 15.2 | 11.7 | 8.1 | 2.24 | 63 | 51 | 215639385
KEEPRITE | N5H8T36*K*AAA* | EA*5X48M21A* | *96VSN0802120B* | 35200 | 38000 | 15.2 | 11.7 | 8.1 | 2.24 | 63 | 51 | 215639387
KENMORE | N5H8T36*K*AAA* | EA*5X48M21A* | *96VSN0802120B* | 35200 | 38000 | 15.2 | 11.7 | 8.1 | 2.24 | 63 | 51 | 215639388
TEMPSTAR | N5H8T36*K*AAA* | EA*5X48M21A* | *96VSN0802120B* | 35200 | 38000 | 15.2 | 11.7 | 8.1 | 2.24 | 63 | 51 | 215639390
CARRIER | 27TPA836A**30* | CAA**4821AM* | 59SP6B100V21**20 | 35200 | 38000 | 15.5 | 11.7 | 8.1 | 2.24 | 63 | 51 | 215639391
CARRIER | GH8TAN536**AA* | CAA**4821AM* | 59SP6B100V21**20 | 35200 | 38000 | 15.5 | 11.7 | 8.1 | 2.24 | 63 | 51 | 215639393
BRYANT HEATING AND COOLING SYSTEMS | 248TAN036**AA* | CAA**4821AM* | 926SB60100V21*** | 35200 | 38000 | 15.5 | 11.7 | 8.1 | 2.24 | 63 | 51 | 215639394
BRYANT HEATING AND COOLING SYSTEMS | GH8TAN536**AA* | CAA**4821AM* | 926SB60100V21*** | 35200 | 38000 | 15.5 | 11.7 | 8.1 | 2.24 | 63 | 51 | 215639396
CARRIER | 27TPA836A**30* | CSAH*4812AM* | 59SU5B100M21**22 | 35600 | 38000 | 15.2 | 12 | 8.1 | 2.26 | 62 | 50 | 215642744
CARRIER | GH8TAN536**AA* | CSAH*4812AM* | 59SU5B100M21**22 | 35600 | 38000 | 15.2 | 12 | 8.1 | 2.26 | 62 | 50 | 215642746
KEEPRITE | N5H8T36*K*AAA* | EA*5X48M21A* | *80MSU1002120A* | 35400 | 38000 | 15.5 | 11.7 | 8.1 | 2.22 | 63 | 51 | 215638927
KENMORE | N5H8T36*K*AAA* | EA*5X48M21A* | *80MSU1002120A* | 35400 | 38000 | 15.5 | 11.7 | 8.1 | 2.22 | 63 | 51 | 215638929
MARATHERM | N5H8T36*K*AAA* | EA*5X48M21A* | *80MSU1002120A* | 35400 | 38000 | 15.5 | 11.7 | 8.1 | 2.22 | 63 | 51 | 215638930
TEMPSTAR | N5H8T36*K*AAA* | EA*5X48M21A* | *80MSU1002120A* | 35400 | 38000 | 15.5 | 11.7 | 8.1 | 2.22 | 63 | 51 | 215638931
GRANDAIRE | W5H8T36*K*AAA* | W5A*48M21XA* | WFEU100C060B* | 35400 | 38000 | 15.5 | 11.7 | 8.1 | 2.22 | 63 | 51 | 215638933
ECOTEMP | W5H8T36*K*AAA* | W5A*48M21XA* | WFEU100C060B* | 35400 | 38000 | 15.5 | 11.7 | 8.1 | 2.22 | 63 | 51 | 215638934
CARRIER | 27TPA836A**30* | CAA**4821AM* | 59CU5B100C21**22 | 35200 | 38000 | 15.5 | 12 | 8.1 | 2.26 | 62 | 50 | 215639195
CARRIER | GH8TAN536**AA* | CAA**4821AM* | 59CU5B100C21**22 | 35200 | 38000 | 15.5 | 12 | 8.1 | 2.26 | 62 | 50 | 215639196
BRYANT HEATING AND COOLING SYSTEMS | 248TAN036**AA* | CAA**4821AM* | 935CB66100C21*** | 35200 | 38000 | 15.5 | 12 | 8.1 | 2.26 | 62 | 50 | 215639198
BRYANT HEATING AND COOLING SYSTEMS | GH8TAN536**AA* | CAA**4821AM* | 935CB66100C21*** | 35200 | 38000 | 15.5 | 12 | 8.1 | 2.26 | 62 | 50 | 215639199
BRYANT HEATING AND COOLING SYSTEMS | PH8TAN536**AA* | CAA**4821AM* | 935CB66100C21*** | 35200 | 38000 | 15.5 | 12 | 8.1 | 2.26 | 62 | 50 | 215639201
HEIL | N5H8T36*K*AAA* | EA*5X48M21A* | *95CSU1002122B* | 35200 | 38000 | 15.5 | 12 | 8.1 | 2.26 | 62 | 50 | 215639202
AIRQUEST | N5H8T36*K*AAA* | EA*5X48M21A* | *95CSU1002122B* | 35200 | 38000 | 15.5 | 12 | 8.1 | 2.26 | 62 | 50 | 215639203
ARCOAIRE | N5H8T36*K*AAA* | EA*5X48M21A* | *95CSU1002122B* | 35200 | 38000 | 15.5 | 12 | 8.1 | 2.26 | 62 | 50 | 215639205
COMFORTMAKER | N5H8T36*K*AAA* | EA*5X48M21A* | *95CSU1002122B* | 35200 | 38000 | 15.5 | 12 | 8.1 | 2.26 | 62 | 50 | 215639207
DAY & NIGHT | N5H8T36*K*AAA* | EA*5X48M21A* | *95CSU1002122B* | 35200 | 38000 | 15.5 | 12 | 8.1 | 2.26 | 62 | 50 | 215639208
KEEPRITE | N5H8T36*K*AAA* | EA*5X48M21A* | *95CSU1002122B* | 35200 | 38000 | 15.5 | 12 | 8.1 | 2.26 | 62 | 50 | 215639210
KENMORE | N5H8T36*K*AAA* | EA*5X48M21A* | *95CSU1002122B* | 35200 | 38000 | 15.5 | 12 | 8.1 | 2.26 | 62 | 50 | 215639211
MARATHERM | N5H8T36*K*AAA* | EA*5X48M21A* | *95CSU1002122B* | 35200 | 38000 | 15.5 | 12 | 8.1 | 2.26 | 62 | 50 | 215639213
TEMPSTAR | N5H8T36*K*AAA* | EA*5X48M21A* | *95CSU1002122B* | 35200 | 38000 | 15.5 | 12 | 8.1 | 2.26 | 62 | 50 | 215639214
CARRIER | GH8TAN524**AA* | CAA**2417AM* | 58TN*B070C17**16 | 22600 | 24600 | 16.5 | 12.5 | 8.1 | 2.04 | 59 | 45 | 215643764
BRYANT HEATING AND COOLING SYSTEMS | 248TAN024**AA* | CAA**2417AM* | 88*TB48070C17*** | 22600 | 24600 | 16.5 | 12.5 | 8.1 | 2.04 | 59 | 45 | 215643765
CARRIER | 27TPA824A**30* | CAA**2417AM* | 58SP*B045V14**12 | 22600 | 24600 | 16.5 | 12.5 | 8.1 | 2.04 | 59 | 45 | 215643591
CARRIER | GH8TAN524**AA* | CAA**2417AM* | 58SP*B045V14**12 | 22600 | 24600 | 16.5 | 12.5 | 8.1 | 2.04 | 59 | 45 | 215643592
BRYANT HEATING AND COOLING SYSTEMS | 248TAN024**AA* | CAA**2417AM* | 82*SB36045V14*** | 22600 | 24600 | 16.5 | 12.5 | 8.1 | 2.04 | 59 | 45 | 215643594
BRYANT HEATING AND COOLING SYSTEMS | GH8TAN524**AA* | CAA**2417AM* | 82*SB36045V14*** | 22600 | 24600 | 16.5 | 12.5 | 8.1 | 2.04 | 59 | 45 | 215643595
BRYANT HEATING AND COOLING SYSTEMS | PH8TAN524**AA* | CAA**2417AM* | 82*SB36045V14*** | 22600 | 24600 | 16.5 | 12.5 | 8.1 | 2.04 | 59 | 45 | 215643597
HEIL | N5H8T24*K*AAA* | EA*5X24M17A* | *80VSL0451412B* | 22600 | 24600 | 16.5 | 12.5 | 8.1 | 2.04 | 59 | 45 | 215643598
AIRQUEST | N5H8T24*K*AAA* | EA*5X24M17A* | *80VSL0451412B* | 22600 | 24600 | 16.5 | 12.5 | 8.1 | 2.04 | 59 | 45 | 215643600
ARCOAIRE | N5H8T24*K*AAA* | EA*5X24M17A* | *80VSL0451412B* | 22600 | 24600 | 16.5 | 12.5 | 8.1 | 2.04 | 59 | 45 | 215643601
COMFORTMAKER | N5H8T24*K*AAA* | EA*5X24M17A* | *80VSL0451412B* | 22600 | 24600 | 16.5 | 12.5 | 8.1 | 2.04 | 59 | 45 | 215643602
DAY & NIGHT | N5H8T24*K*AAA* | EA*5X24M17A* | *80VSL0451412B* | 22600 | 24600 | 16.5 | 12.5 | 8.1 | 2.04 | 59 | 45 | 215643604
KEEPRITE | N5H8T24*K*AAA* | EA*5X24M17A* | *80VSL0451412B* | 22600 | 24600 | 16.5 | 12.5 | 8.1 | 2.04 | 59 | 45 | 215643605
KENMORE | N5H8T24*K*AAA* | EA*5X24M17A* | *80VSL0451412B* | 22600 | 24600 | 16.5 | 12.5 | 8.1 | 2.04 | 59 | 45 | 215643607
TEMPSTAR | N5H8T24*K*AAA* | EA*5X24M17A* | *80VSL0451412B* | 22600 | 24600 | 16.5 | 12.5 | 8.1 | 2.04 | 59 | 45 | 215643608
CARRIER | 27TPA824A**30* | CAA**2417AM* | 58SP*B070V14**12 | 22800 | 24600 | 17 | 12.5 | 8.1 | 2.04 | 59 | 45 | 215643610
CARRIER | GH8TAN524**AA* | CAA**2417AM* | 58SP*B070V14**12 | 22800 | 24600 | 17 | 12.5 | 8.1 | 2.04 | 59 | 45 | 215643611
BRYANT HEATING AND COOLING SYSTEMS | 248TAN024**AA* | CAA**2417AM* | 82*SB36070V14*** | 22800 | 24600 | 17 | 12.5 | 8.1 | 2.04 | 59 | 45 | 215643612
HEIL | N5H8T24*K*AAA* | EA*5X24M17A* | *80VSL0701716B* | 22600 | 24600 | 16.5 | 12.5 | 8.1 | 2.04 | 59 | 45 | 215643634
AIRQUEST | N5H8T24*K*AAA* | EA*5X24M17A* | *80VSL0701716B* | 22600 | 24600 | 16.5 | 12.5 | 8.1 | 2.04 | 59 | 45 | 215643636
ARCOAIRE | N5H8T24*K*AAA* | EA*5X24M17A* | *80VSL0701716B* | 22600 | 24600 | 16.5 | 12.5 | 8.1 | 2.04 | 59 | 45 | 215643637
COMFORTMAKER | N5H8T24*K*AAA* | EA*5X24M17A* | *80VSL0701716B* | 22600 | 24600 | 16.5 | 12.5 | 8.1 | 2.04 | 59 | 45 | 215643639
DAY & NIGHT | N5H8T24*K*AAA* | EA*5X24M17A* | *80VSL0701716B* | 22600 | 24600 | 16.5 | 12.5 | 8.1 | 2.04 | 59 | 45 | 215643640
KEEPRITE | N5H8T24*K*AAA* | EA*5X24M17A* | *80VSL0701716B* | 22600 | 24600 | 16.5 | 12.5 | 8.1 | 2.04 | 59 | 45 | 215643642
KENMORE | N5H8T24*K*AAA* | EA*5X24M17A* | *80VSL0701716B* | 22600 | 24600 | 16.5 | 12.5 | 8.1 | 2.04 | 59 | 45 | 215643643
TEMPSTAR | N5H8T24*K*AAA* | EA*5X24M17A* | *80VSL0701716B* | 22600 | 24600 | 16.5 | 12.5 | 8.1 | 2.04 | 59 | 45 | 215643645
CARRIER | 27TPA824A**30* | CAA**2417AM* | 58SP*B090V17**16 | 22600 | 24600 | 17 | 12.5 | 8.1 | 2.04 | 59 | 45 | 215643646
CARRIER | GH8TAN524**AA* | CAA**2417AM* | 58SP*B090V17**16 | 22600 | 24600 | 17 | 12.5 | 8.1 | 2.04 | 59 | 45 | 215643648
BRYANT HEATING AND COOLING SYSTEMS | 248TAN024**AA* | CAA**2417AM* | 82*SB48090V17*** | 22600 | 24600 | 17 | 12.5 | 8.1 | 2.04 | 59 | 45 | 215643649
BRYANT HEATING AND COOLING SYSTEMS | GH8TAN524**AA* | CAA**2417AM* | 82*SB48090V17*** | 22600 | 24600 | 17 | 12.5 | 8.1 | 2.04 | 59 | 45 | 215643651
BRYANT HEATING AND COOLING SYSTEMS | PH8TAN524**AA* | CAA**2417AM* | 82*SB48090V17*** | 22600 | 24600 | 17 | 12.5 | 8.1 | 2.04 | 59 | 45 | 215643652
HEIL | N5H8T24*K*AAA* | EA*5X24M17A* | *80VSL0901716B* | 22600 | 24600 | 17 | 12.5 | 8.1 | 2.04 | 59 | 45 | 215643654
AIRQUEST | N5H8T24*K*AAA* | EA*5X24M17A* | *80VSL0901716B* | 22600 | 24600 | 17 | 12.5 | 8.1 | 2.04 | 59 | 45 | 215643655
ARCOAIRE | N5H8T24*K*AAA* | EA*5X24M17A* | *80VSL0901716B* | 22600 | 24600 | 17 | 12.5 | 8.1 | 2.04 | 59 | 45 | 215643657
COMFORTMAKER | N5H8T24*K*AAA* | EA*5X24M17A* | *80VSL0901716B* | 22600 | 24600 | 17 | 12.5 | 8.1 | 2.04 | 59 | 45 | 215643658
DAY & NIGHT | N5H8T24*K*AAA* | EA*5X24M17A* | *80VSL0901716B* | 22600 | 24600 | 17 | 12.5 | 8.1 | 2.04 | 59 | 45 | 215643659
KEEPRITE | N5H8T24*K*AAA* | EA*5X24M17A* | *80VSL0901716B* | 22600 | 24600 | 17 | 12.5 | 8.1 | 2.04 | 59 | 45 | 215643661
CARRIER | 27TPA836A**30* | CAA**3717AM* | 58SP*B045V14**12 | 34600 | 37600 | 15.2 | 11.7 | 8.1 | 2.26 | 63 | 50 | 215635156
CARRIER | GH8TAN536**AA* | CAA**3717AM* | 58SP*B045V14**12 | 34600 | 37600 | 15.2 | 11.7 | 8.1 | 2.26 | 63 | 50 | 215635157
BRYANT HEATING AND COOLING SYSTEMS | 248TAN036**AA* | CAA**3717AM* | 82*SB36045V14*** | 34600 | 37600 | 15.2 | 11.7 | 8.1 | 2.26 | 63 | 50 | 215635158
BRYANT HEATING AND COOLING SYSTEMS | GH8TAN536**AA* | CAA**3717AM* | 82*SB36045V14*** | 34600 | 37600 | 15.2 | 11.7 | 8.1 | 2.26 | 63 | 50 | 215635159
BRYANT HEATING AND COOLING SYSTEMS | PH8TAN536**AA* | CAA**3717AM* | 82*SB36045V14*** | 34600 | 37600 | 15.2 | 11.7 | 8.1 | 2.26 | 63 | 50 | 215635160
HEIL | N5H8T36*K*AAA* | EA*5X37M17A* | *80VSL0451412B* | 34600 | 37600 | 15.2 | 11.7 | 8.1 | 2.26 | 63 | 50 | 215635161
AIRQUEST | N5H8T36*K*AAA* | EA*5X37M17A* | *80VSL0451412B* | 34600 | 37600 | 15.2 | 11.7 | 8.1 | 2.26 | 63 | 50 | 215635162
ARCOAIRE | N5H8T36*K*AAA* | EA*5X37M17A* | *80VSL0451412B* | 34600 | 37600 | 15.2 | 11.7 | 8.1 | 2.26 | 63 | 50 | 215635163
COMFORTMAKER | N5H8T36*K*AAA* | EA*5X37M17A* | *80VSL0451412B* | 34600 | 37600 | 15.2 | 11.7 | 8.1 | 2.26 | 63 | 50 | 215635164
DAY & NIGHT | N5H8T36*K*AAA* | EA*5X37M17A* | *80VSL0451412B* | 34600 | 37600 | 15.2 | 11.7 | 8.1 | 2.26 | 63 | 50 | 215635165
KEEPRITE | N5H8T36*K*AAA* | EA*5X37M17A* | *80VSL0451412B* | 34600 | 37600 | 15.2 | 11.7 | 8.1 | 2.26 | 63 | 50 | 215635166
KENMORE | N5H8T36*K*AAA* | EA*5X37M17A* | *80VSL0451412B* | 34600 | 37600 | 15.2 | 11.7 | 8.1 | 2.26 | 63 | 50 | 215635167
TEMPSTAR | N5H8T36*K*AAA* | EA*5X37M17A* | *80VSL0451412B* | 34600 | 37600 | 15.2 | 11.7 | 8.1 | 2.26 | 63 | 50 | 215635168
CARRIER | 27TPA836A**30* | CAA**3717AM* | 58SP*B070V14**12 | 34600 | 37600 | 15.2 | 11.7 | 8.1 | 2.26 | 63 | 50 | 215635169
CARRIER | GH8TAN536**AA* | CAA**3717AM* | 58SP*B070V14**12 | 34600 | 37600 | 15.2 | 11.7 | 8.1 | 2.26 | 63 | 50 | 215635170
BRYANT HEATING AND COOLING SYSTEMS | 248TAN036**AA* | CAA**3717AM* | 82*SB36070V14*** | 34600 | 37600 | 15.2 | 11.7 | 8.1 | 2.26 | 63 | 50 | 215635171
DAY & NIGHT | N5H8T36*K*AAA* | EA*5X48M21A* | *96VTN1002120B* | 35200 | 38000 | 15.5 | 11.7 | 8.1 | 2.26 | 62 | 50 | 215639735
KEEPRITE | N5H8T36*K*AAA* | EA*5X48M21A* | *96VTN1002120B* | 35200 | 38000 | 15.5 | 11.7 | 8.1 | 2.26 | 62 | 50 | 215639737
KENMORE | N5H8T36*K*AAA* | EA*5X48M21A* | *96VTN1002120B* | 35200 | 38000 | 15.5 | 11.7 | 8.1 | 2.26 | 62 | 50 | 215639738
TEMPSTAR | N5H8T36*K*AAA* | EA*5X48M21A* | *96VTN1002120B* | 35200 | 38000 | 15.5 | 11.7 | 8.1 | 2.26 | 62 | 50 | 215639739
CARRIER | 27TPA836A**30* | CAA**4321AM* | 59TN6C100C21**22 | 35800 | 38500 | 15.5 | 12 | 8.1 | 2.24 | 62 | 50 | 215638482
TEMPSTAR | N5H8T36*K*AAA* | EA*5X43M21A* | *96CTN0802120B* | 35800 | 38000 | 15.5 | 12 | 8.1 | 2.4 | 63 | 51 | 215638480
AIRQUEST | N5H8T36*K*AAA* | EA*5X48M21A* | *80VSL0901716B* | 35000 | 38000 | 15.2 | 11.7 | 8.1 | 2.26 | 62 | 50 | 215638772
HEIL | N5H8T36*K*AAA* | EA*5X48M21A* | *80VSL0901716B* | 35000 | 38000 | 15.2 | 11.7 | 8.1 | 2.26 | 62 | 50 | 215638771
BRYANT HEATING AND COOLING SYSTEMS | PH8TAN536**AA* | CAA**4821AM* | 82*SB48090V17*** | 35000 | 38000 | 15.2 | 11.7 | 8.1 | 2.26 | 62 | 50 | 215638769
BRYANT HEATING AND COOLING SYSTEMS | GH8TAN536**AA* | CAA**4821AM* | 82*SB48090V17*** | 35000 | 38000 | 15.2 | 11.7 | 8.1 | 2.26 | 62 | 50 | 215638768
CARRIER | GH8TAN536**AA* | CAA**4821AM* | 58SP*B090V17**16 | 35000 | 38000 | 15.2 | 11.7 | 8.1 | 2.26 | 62 | 50 | 215638765
CARRIER | 27TPA836A**30* | CAA**4821AM* | 58SP*B090V17**16 | 35000 | 38000 | 15.2 | 11.7 | 8.1 | 2.26 | 62 | 50 | 215638763
TEMPSTAR | N5H8T36*K*AAA* | EA*5X48M21A* | *80VSL0701716B* | 34800 | 38000 | 15.2 | 11.7 | 8.1 | 2.24 | 63 | 51 | 215638762
KENMORE | N5H8T36*K*AAA* | EA*5X48M21A* | *80VSL0701716B* | 34800 | 38000 | 15.2 | 11.7 | 8.1 | 2.24 | 63 | 51 | 215638760
KEEPRITE | N5H8T36*K*AAA* | EA*5X48M21A* | *80VSL0701716B* | 34800 | 38000 | 15.2 | 11.7 | 8.1 | 2.24 | 63 | 51 | 215638759
DAY & NIGHT | N5H8T36*K*AAA* | EA*5X48M21A* | *80VSL0701716B* | 34800 | 38000 | 15.2 | 11.7 | 8.1 | 2.24 | 63 | 51 | 215638757
COMFORTMAKER | N5H8T36*K*AAA* | EA*5X48M21A* | *80VSL0701716B* | 34800 | 38000 | 15.2 | 11.7 | 8.1 | 2.24 | 63 | 51 | 215638755
ARCOAIRE | N5H8T36*K*AAA* | EA*5X48M21A* | *80VSL0701716B* | 34800 | 38000 | 15.2 | 11.7 | 8.1 | 2.24 | 63 | 51 | 215638754
AIRQUEST | N5H8T36*K*AAA* | EA*5X48M21A* | *80VSL0701716B* | 34800 | 38000 | 15.2 | 11.7 | 8.1 | 2.24 | 63 | 51 | 215638752
HEIL | N5H8T36*K*AAA* | EA*5X48M21A* | *80VSL0701716B* | 34800 | 38000 | 15.2 | 11.7 | 8.1 | 2.24 | 63 | 51 | 215638751
BRYANT HEATING AND COOLING SYSTEMS | 248TAN036**AA* | CAA**4821AM* | 82*SB48090V17*** | 35000 | 38000 | 15.2 | 11.7 | 8.1 | 2.26 | 62 | 50 | 215638766
BRYANT HEATING AND COOLING SYSTEMS | PH8TAN536**AA* | CAA**4821AM* | 82*SB48070V17*** | 34800 | 38000 | 15.2 | 11.7 | 8.1 | 2.24 | 63 | 51 | 215638749
BRYANT HEATING AND COOLING SYSTEMS | GH8TAN536**AA* | CAA**4821AM* | 82*SB48070V17*** | 34800 | 38000 | 15.2 | 11.7 | 8.1 | 2.24 | 63 | 51 | 215638748
BRYANT HEATING AND COOLING SYSTEMS | 248TAN036**AA* | CAA**4821AM* | 82*SB48070V17*** | 34800 | 38000 | 15.2 | 11.7 | 8.1 | 2.24 | 63 | 51 | 215638746
CARRIER | GH8TAN536**AA* | CAA**4821AM* | 58SP*B070V17**16 | 34800 | 38000 | 15.2 | 11.7 | 8.1 | 2.24 | 63 | 51 | 215638745
TEMPSTAR | N5H8T36*K*AAA* | EA*5X48M21A* | *80CSU0802120A* | 35400 | 38000 | 15.2 | 11.7 | 8.1 | 2.24 | 63 | 51 | 215638742
MARATHERM | N5H8T36*K*AAA* | EA*5X48M21A* | *80CSU0802120A* | 35400 | 38000 | 15.2 | 11.7 | 8.1 | 2.24 | 63 | 51 | 215638740
KENMORE | N5H8T36*K*AAA* | EA*5X48M21A* | *80CSU0802120A* | 35400 | 38000 | 15.2 | 11.7 | 8.1 | 2.24 | 63 | 51 | 215638739
CARRIER | 27TPA836A**30* | CAA**4821AM* | 58SP*B070V17**16 | 34800 | 38000 | 15.2 | 11.7 | 8.1 | 2.24 | 63 | 51 | 215638743
KEEPRITE | N5H8T36*K*AAA* | EA*5X48M21A* | *80CSU0802120A* | 35400 | 38000 | 15.2 | 11.7 | 8.1 | 2.24 | 63 | 51 | 215638737
DAY & NIGHT | N5H8T36*K*AAA* | EA*5X48M21A* | *80CSU0802120A* | 35400 | 38000 | 15.2 | 11.7 | 8.1 | 2.24 | 63 | 51 | 215638736
COMFORTMAKER | N5H8T36*K*AAA* | EA*5X48M21A* | *80CSU0802120A* | 35400 | 38000 | 15.2 | 11.7 | 8.1 | 2.24 | 63 | 51 | 215638734
ARCOAIRE | N5H8T36*K*AAA* | EA*5X48M21A* | *80CSU0802120A* | 35400 | 38000 | 15.2 | 11.7 | 8.1 | 2.24 | 63 | 51 | 215638733
AIRQUEST | N5H8T36*K*AAA* | EA*5X48M21A* | *80CSU0802120A* | 35400 | 38000 | 15.2 | 11.7 | 8.1 | 2.24 | 63 | 51 | 215638731
HEIL | N5H8T36*K*AAA* | EA*5X48M21A* | *80CSU0802120A* | 35400 | 38000 | 15.2 | 11.7 | 8.1 | 2.24 | 63 | 51 | 215638730
BRYANT HEATING AND COOLING SYSTEMS | PH8TAN536**AA* | CAA**4821AM* | 83*CA60080C21*** | 35400 | 38000 | 15.2 | 11.7 | 8.1 | 2.24 | 63 | 51 | 215638728
BRYANT HEATING AND COOLING SYSTEMS | GH8TAN536**AA* | CAA**4821AM* | 83*CA60080C21*** | 35400 | 38000 | 15.2 | 11.7 | 8.1 | 2.24 | 63 | 51 | 215638726
BRYANT HEATING AND COOLING SYSTEMS | 248TAN036**AA* | CAA**4821AM* | 83*CA60080C21*** | 35400 | 38000 | 15.2 | 11.7 | 8.1 | 2.24 | 63 | 51 | 215638724
CARRIER | GH8TAN536**AA* | CAA**4821AM* | 58CU*A080C21**20 | 35400 | 38000 | 15.2 | 11.7 | 8.1 | 2.24 | 63 | 51 | 215638723
CARRIER | 27TPA836A**30* | CAA**4821AM* | 58CU*A080C21**20 | 35400 | 38000 | 15.2 | 11.7 | 8.1 | 2.24 | 63 | 51 | 215638721
MARATHERM | N5H8T36*K*AAA* | EA*5X43M21A* | *96CTN0802120B* | 35800 | 38000 | 15.5 | 12 | 8.1 | 2.4 | 63 | 51 | 215638478
KENMORE | N5H8T36*K*AAA* | EA*5X43M21A* | *96CTN0802120B* | 35800 | 38000 | 15.5 | 12 | 8.1 | 2.4 | 63 | 51 | 215638476
KEEPRITE | N5H8T36*K*AAA* | EA*5X43M21A* | *96CTN0802120B* | 35800 | 38000 | 15.5 | 12 | 8.1 | 2.4 | 63 | 51 | 215638474
DAY & NIGHT | N5H8T36*K*AAA* | EA*5X43M21A* | *96CTN0802120B* | 35800 | 38000 | 15.5 | 12 | 8.1 | 2.4 | 63 | 51 | 215638472
COMFORTMAKER | N5H8T36*K*AAA* | EA*5X43M21A* | *96CTN0802120B* | 35800 | 38000 | 15.5 | 12 | 8.1 | 2.4 | 63 | 51 | 215638470
ARCOAIRE | N5H8T36*K*AAA* | EA*5X43M21A* | *96CTN0802120B* | 35800 | 38000 | 15.5 | 12 | 8.1 | 2.4 | 63 | 51 | 215638469
AIRQUEST | N5H8T36*K*AAA* | EA*5X43M21A* | *96CTN0802120B* | 35800 | 38000 | 15.5 | 12 | 8.1 | 2.4 | 63 | 51 | 215638467
HEIL | N5H8T36*K*AAA* | EA*5X43M21A* | *96CTN0802120B* | 35800 | 38000 | 15.5 | 12 | 8.1 | 2.4 | 63 | 51 | 215638465
BRYANT HEATING AND COOLING SYSTEMS | PH8TAN536**AA* | CAA**4321AM* | 986TD60080C21*** | 35800 | 38000 | 15.5 | 12 | 8.1 | 2.4 | 63 | 51 | 215638464
BRYANT HEATING AND COOLING SYSTEMS | GH8TAN536**AA* | CAA**4321AM* | 986TD60080C21*** | 35800 | 38000 | 15.5 | 12 | 8.1 | 2.4 | 63 | 51 | 215638462
BRYANT HEATING AND COOLING SYSTEMS | 248TAN036**AA* | CAA**4321AM* | 986TD60080C21*** | 35800 | 38000 | 15.5 | 12 | 8.1 | 2.4 | 63 | 51 | 215638461
CARRIER | GH8TAN536**AA* | CAA**4321AM* | 59TN6C080C21**20 | 35800 | 38000 | 15.5 | 12 | 8.1 | 2.4 | 63 | 51 | 215638459
CARRIER | 27TPA836A**30* | CAA**4321AM* | 59TN6C080C21**20 | 35800 | 38000 | 15.5 | 12 | 8.1 | 2.4 | 63 | 51 | 215638458
TEMPSTAR | N5H8T36*K*AAA* | EA*5X43M21A* | *96CTN0801714B* | 35600 | 38500 | 15.2 | 11.7 | 8.1 | 2.24 | 62 | 50 | 215638456
MARATHERM | N5H8T36*K*AAA* | EA*5X43M21A* | *96CTN0801714B* | 35600 | 38500 | 15.2 | 11.7 | 8.1 | 2.24 | 62 | 50 | 215638455
KENMORE | N5H8T36*K*AAA* | EA*5X43M21A* | *96CTN0801714B* | 35600 | 38500 | 15.2 | 11.7 | 8.1 | 2.24 | 62 | 50 | 215638453
KEEPRITE | N5H8T36*K*AAA* | EA*5X43M21A* | *96CTN0801714B* | 35600 | 38500 | 15.2 | 11.7 | 8.1 | 2.24 | 62 | 50 | 215638452
DAY & NIGHT | N5H8T36*K*AAA* | EA*5X43M21A* | *96CTN0801714B* | 35600 | 38500 | 15.2 | 11.7 | 8.1 | 2.24 | 62 | 50 | 215638450
COMFORTMAKER | N5H8T36*K*AAA* | EA*5X43M21A* | *96CTN0801714B* | 35600 | 38500 | 15.2 | 11.7 | 8.1 | 2.24 | 62 | 50 | 215638449
ARCOAIRE | N5H8T36*K*AAA* | EA*5X43M21A* | *96CTN0801714B* | 35600 | 38500 | 15.2 | 11.7 | 8.1 | 2.24 | 62 | 50 | 215638447
AIRQUEST | N5H8T36*K*AAA* | EA*5X43M21A* | *96CTN0801714B* | 35600 | 38500 | 15.2 | 11.7 | 8.1 | 2.24 | 62 | 50 | 215638446
HEIL | N5H8T36*K*AAA* | EA*5X43M21A* | *96CTN0801714B* | 35600 | 38500 | 15.2 | 11.7 | 8.1 | 2.24 | 62 | 50 | 215638444
BRYANT HEATING AND COOLING SYSTEMS | PH8TAN536**AA* | CAA**4321AM* | 986TD42080C17*** | 35600 | 38500 | 15.2 | 11.7 | 8.1 | 2.24 | 62 | 50 | 215638443
BRYANT HEATING AND COOLING SYSTEMS | GH8TAN536**AA* | CAA**4321AM* | 986TD42080C17*** | 35600 | 38500 | 15.2 | 11.7 | 8.1 | 2.24 | 62 | 50 | 215638441
AIRQUEST | N5H8T24*K*AAA* | EA*5X36M17A* | *96CTN0801714B* | 22800 | 24400 | 17 | 12.5 | 8.1 | 2.06 | 59 | 45 | 215646747
HEIL | N5H8T24*K*AAA* | EA*5X36M17A* | *96CTN0801714B* | 22800 | 24400 | 17 | 12.5 | 8.1 | 2.06 | 59 | 45 | 215646745
BRYANT HEATING AND COOLING SYSTEMS | PH8TAN524**AA* | CAA**3617AM* | 986TD42080C17*** | 22800 | 24400 | 17 | 12.5 | 8.1 | 2.06 | 59 | 45 | 215646744
BRYANT HEATING AND COOLING SYSTEMS | GH8TAN524**AA* | CAA**3617AM* | 986TD42080C17*** | 22800 | 24400 | 17 | 12.5 | 8.1 | 2.06 | 59 | 45 | 215646742
BRYANT HEATING AND COOLING SYSTEMS | 248TAN024**AA* | CAA**3617AM* | 986TD42080C17*** | 22800 | 24400 | 17 | 12.5 | 8.1 | 2.06 | 59 | 45 | 215646741
CARRIER | GH8TAN524**AA* | CAA**3617AM* | 59TN6C080C17**14 | 22800 | 24400 | 17 | 12.5 | 8.1 | 2.06 | 59 | 45 | 215646739
CARRIER | 27TPA824A**30* | CAA**3617AM* | 59TN6C080C17**14 | 22800 | 24400 | 17 | 12.5 | 8.1 | 2.06 | 59 | 45 | 215646738
TEMPSTAR | N5H8T24*K*AAA* | EA*5X36M17A* | *96CTN0601714B* | 22800 | 24600 | 17 | 12.5 | 8.1 | 2.06 | 59 | 45 | 215646737
MARATHERM | N5H8T24*K*AAA* | EA*5X36M17A* | *96CTN0601714B* | 22800 | 24600 | 17 | 12.5 | 8.1 | 2.06 | 59 | 45 | 215646735
KENMORE | N5H8T24*K*AAA* | EA*5X36M17A* | *96CTN0601714B* | 22800 | 24600 | 17 | 12.5 | 8.1 | 2.06 | 59 | 45 | 215646734
KEEPRITE | N5H8T24*K*AAA* | EA*5X36M17A* | *96CTN0601714B* | 22800 | 24600 | 17 | 12.5 | 8.1 | 2.06 | 59 | 45 | 215646732
DAY & NIGHT | N5H8T24*K*AAA* | EA*5X36M17A* | *96CTN0601714B* | 22800 | 24600 | 17 | 12.5 | 8.1 | 2.06 | 59 | 45 | 215646731
COMFORTMAKER | N5H8T24*K*AAA* | EA*5X36M17A* | *96CTN0601714B* | 22800 | 24600 | 17 | 12.5 | 8.1 | 2.06 | 59 | 45 | 215646729
ARCOAIRE | N5H8T24*K*AAA* | EA*5X36M17A* | *96CTN0601714B* | 22800 | 24600 | 17 | 12.5 | 8.1 | 2.06 | 59 | 45 | 215646728
AIRQUEST | N5H8T24*K*AAA* | EA*5X36M17A* | *96CTN0601714B* | 22800 | 24600 | 17 | 12.5 | 8.1 | 2.06 | 59 | 45 | 215646726
HEIL | N5H8T24*K*AAA* | EA*5X36M17A* | *96CTN0601714B* | 22800 | 24600 | 17 | 12.5 | 8.1 | 2.06 | 59 | 45 | 215646725
BRYANT HEATING AND COOLING SYSTEMS | PH8TAN524**AA* | CAA**3617AM* | 986TD42060C17*** | 22800 | 24600 | 17 | 12.5 | 8.1 | 2.06 | 59 | 45 | 215646724
CARRIER | 27TPA824A**30* | CAA**3617AM* | GG96VTAB48060B** | 22800 | 24600 | 17 | 12.5 | 8.1 | 2.06 | 59 | 45 | 215646835
CARRIER | GH8TAN524**AA* | CAA**3617AM* | 59TP6C060V17**16 | 22800 | 24600 | 17 | 12.5 | 8.1 | 2.06 | 59 | 45 | 215646837
CARRIER | GH8TAN524**AA* | CAA**3617AM* | GG96VTAB48060B** | 22800 | 24600 | 17 | 12.5 | 8.1 | 2.06 | 59 | 45 | 215646839
BRYANT HEATING AND COOLING SYSTEMS | 248TAN024**AA* | CAA**3617AM* | 926TC48060V17*** | 22800 | 24600 | 17 | 12.5 | 8.1 | 2.06 | 59 | 45 | 215646840
CARRIER | 27TPA824A**30* | CAA**3617AM* | OVLAAB036098 | 23000 | 24800 | 16.5 | 12 | 8.1 | 2.02 | 59 | 45 | 215646891
ECOTEMP | W5H8T24*K*AAA* | W5A*36M17XA* | WFST080B048A* | 22800 | 24400 | 17 | 12.5 | 8.1 | 2.06 | 59 | 45 | 215646890
GRANDAIRE | W5H8T24*K*AAA* | W5A*36M17XA* | WFST080B048A* | 22800 | 24400 | 17 | 12.5 | 8.1 | 2.06 | 59 | 45 | 215646888
TEMPSTAR | N5H8T24*K*AAA* | EA*5X36M17A* | *96VTN0801716B* | 22800 | 24400 | 17 | 12.5 | 8.1 | 2.06 | 59 | 45 | 215646887
KENMORE | N5H8T24*K*AAA* | EA*5X36M17A* | *96VTN0801716B* | 22800 | 24400 | 17 | 12.5 | 8.1 | 2.06 | 59 | 45 | 215646885
KEEPRITE | N5H8T24*K*AAA* | EA*5X36M17A* | *96VTN0801716B* | 22800 | 24400 | 17 | 12.5 | 8.1 | 2.06 | 59 | 45 | 215646884
DAY & NIGHT | N5H8T24*K*AAA* | EA*5X36M17A* | *96VTN0801716B* | 22800 | 24400 | 17 | 12.5 | 8.1 | 2.06 | 59 | 45 | 215646882
COMFORTMAKER | N5H8T24*K*AAA* | EA*5X36M17A* | *96VTN0801716B* | 22800 | 24400 | 17 | 12.5 | 8.1 | 2.06 | 59 | 45 | 215646881
ARCOAIRE | N5H8T24*K*AAA* | EA*5X36M17A* | *96VTN0801716B* | 22800 | 24400 | 17 | 12.5 | 8.1 | 2.06 | 59 | 45 | 215646880
AIRQUEST | N5H8T24*K*AAA* | EA*5X36M17A* | *96VTN0801716B* | 22800 | 24400 | 17 | 12.5 | 8.1 | 2.06 | 59 | 45 | 215646878
HEIL | N5H8T24*K*AAA* | EA*5X36M17A* | *96VTN0801716B* | 22800 | 24400 | 17 | 12.5 | 8.1 | 2.06 | 59 | 45 | 215646877
WEATHERMAKER | PH8TAN524**AA* | CAA**3617AM* | PG96VTAB48080B** | 22800 | 24400 | 17 | 12.5 | 8.1 | 2.06 | 59 | 45 | 215646875
BROCK | PH8TAN524**AA* | CAA**3617AM* | PG96VTAB48080B** | 22800 | 24400 | 17 | 12.5 | 8.1 | 2.06 | 59 | 45 | 215646874
PAYNE HEATING AND COOLING | PH8TAN524**AA* | CAA**3617AM* | PG96VTAB48080B** | 22800 | 24400 | 17 | 12.5 | 8.1 | 2.06 | 59 | 45 | 215646872
BRYANT HEATING AND COOLING SYSTEMS | PH8TAN524**AA* | CAA**3617AM* | 926TC48080V17*** | 22800 | 24400 | 17 | 12.5 | 8.1 | 2.06 | 59 | 45 | 215646871
BRYANT HEATING AND COOLING SYSTEMS | GH8TAN524**AA* | CAA**3617AM* | 926TC48080V17*** | 22800 | 24400 | 17 | 12.5 | 8.1 | 2.06 | 59 | 45 | 215646870
BRYANT HEATING AND COOLING SYSTEMS | 248TAN024**AA* | CAA**3617AM* | 926TC48080V17*** | 22800 | 24400 | 17 | 12.5 | 8.1 | 2.06 | 59 | 45 | 215646868
CARRIER | GH8TAN524**AA* | CAA**3617AM* | GG96VTAB48080B** | 22800 | 24400 | 17 | 12.5 | 8.1 | 2.06 | 59 | 45 | 215646867
CARRIER | GH8TAN524**AA* | CAA**3617AM* | 59TP6C080V17**16 | 22800 | 24400 | 17 | 12.5 | 8.1 | 2.06 | 59 | 45 | 215646865
CARRIER | 27TPA824A**30* | CAA**3617AM* | GG96VTAB48080B** | 22800 | 24400 | 17 | 12.5 | 8.1 | 2.06 | 59 | 45 | 215646864
CARRIER | 27TPA824A**30* | CAA**3617AM* | 59TP6C080V17**16 | 22800 | 24400 | 17 | 12.5 | 8.1 | 2.06 | 59 | 45 | 215646862
ECOTEMP | W5H8T24*K*AAA* | W5A*36M17XA* | WFST060B048A* | 22800 | 24600 | 17 | 12.5 | 8.1 | 2.06 | 59 | 45 | 215646861
GRANDAIRE | W5H8T24*K*AAA* | W5A*36M17XA* | WFST060B048A* | 22800 | 24600 | 17 | 12.5 | 8.1 | 2.06 | 59 | 45 | 215646859
TEMPSTAR | N5H8T24*K*AAA* | EA*5X36M17A* | *96VTN0601716B* | 22800 | 24600 | 17 | 12.5 | 8.1 | 2.06 | 59 | 45 | 215646858
KENMORE | N5H8T24*K*AAA* | EA*5X36M17A* | *96VTN0601716B* | 22800 | 24600 | 17 | 12.5 | 8.1 | 2.06 | 59 | 45 | 215646857
KEEPRITE | N5H8T24*K*AAA* | EA*5X36M17A* | *96VTN0601716B* | 22800 | 24600 | 17 | 12.5 | 8.1 | 2.06 | 59 | 45 | 215646855
DAY & NIGHT | N5H8T24*K*AAA* | EA*5X36M17A* | *96VTN0601716B* | 22800 | 24600 | 17 | 12.5 | 8.1 | 2.06 | 59 | 45 | 215646854
COMFORTMAKER | N5H8T24*K*AAA* | EA*5X36M17A* | *96VTN0601716B* | 22800 | 24600 | 17 | 12.5 | 8.1 | 2.06 | 59 | 45 | 215646853
ARCOAIRE | N5H8T24*K*AAA* | EA*5X36M17A* | *96VTN0601716B* | 22800 | 24600 | 17 | 12.5 | 8.1 | 2.06 | 59 | 45 | 215646851
AIRQUEST | N5H8T24*K*AAA* | EA*5X36M17A* | *96VTN0601716B* | 22800 | 24600 | 17 | 12.5 | 8.1 | 2.06 | 59 | 45 | 215646850
HEIL | N5H8T24*K*AAA* | EA*5X36M17A* | *96VTN0601716B* | 22800 | 24600 | 17 | 12.5 | 8.1 | 2.06 | 59 | 45 | 215646848
WEATHERMAKER | PH8TAN524**AA* | CAA**3617AM* | PG96VTAB48060B** | 22800 | 24600 | 17 | 12.5 | 8.1 | 2.06 | 59 | 45 | 215646847
BROCK | PH8TAN524**AA* | CAA**3617AM* | PG96VTAB48060B** | 22800 | 24600 | 17 | 12.5 | 8.1 | 2.06 | 59 | 45 | 215646846
PAYNE HEATING AND COOLING | PH8TAN524**AA* | CAA**3617AM* | PG96VTAB48060B** | 22800 | 24600 | 17 | 12.5 | 8.1 | 2.06 | 59 | 45 | 215646844
BRYANT HEATING AND COOLING SYSTEMS | PH8TAN524**AA* | CAA**3617AM* | 926TC48060V17*** | 22800 | 24600 | 17 | 12.5 | 8.1 | 2.06 | 59 | 45 | 215646843
BRYANT HEATING AND COOLING SYSTEMS | GH8TAN524**AA* | CAA**3617AM* | 926TC48060V17*** | 22800 | 24600 | 17 | 12.5 | 8.1 | 2.06 | 59 | 45 | 215646841
BRYANT HEATING AND COOLING SYSTEMS | PH8TAN524**AA* | CAA**3721AM* | 83*CA36040C17*** | 24000 | 25200 | 18 | 13 | 8.5 | 2.2 | 59 | 45 | 215647751
BRYANT HEATING AND COOLING SYSTEMS | GH8TAN524**AA* | CAA**3721AM* | 83*CA36040C17*** | 24000 | 25200 | 18 | 13 | 8.5 | 2.2 | 59 | 45 | 215647750
BRYANT HEATING AND COOLING SYSTEMS | 248TAN024**AA* | CAA**3721AM* | 83*CA36040C17*** | 24000 | 25200 | 18 | 13 | 8.5 | 2.2 | 59 | 45 | 215647748
CARRIER | GH8TAN524**AA* | CAA**3721AM* | 58CU*A040C17**12 | 24000 | 25200 | 18 | 13 | 8.5 | 2.2 | 59 | 45 | 215647747
CARRIER | 27TPA824A**30* | CAA**3721AM* | 58CU*A040C17**12 | 24000 | 25200 | 18 | 13 | 8.5 | 2.2 | 59 | 45 | 215647745
TEMPSTAR | N5H8T24*K*AAA* | EA*5X37M17A* | OMV112K14A | 23600 | 25400 | 17 | 12.5 | 8.1 | 2.04 | 59 | 45 | 215647744
MARATHERM | N5H8T24*K*AAA* | EA*5X37M17A* | OMV112K14A | 23600 | 25400 | 17 | 12.5 | 8.1 | 2.04 | 59 | 45 | 215647742
KENMORE | N5H8T24*K*AAA* | EA*5X37M17A* | OMV112K14A | 23600 | 25400 | 17 | 12.5 | 8.1 | 2.04 | 59 | 45 | 215647741
KEEPRITE | N5H8T24*K*AAA* | EA*5X37M17A* | OMV112K14A | 23600 | 25400 | 17 | 12.5 | 8.1 | 2.04 | 59 | 45 | 215647739
DAY & NIGHT | N5H8T24*K*AAA* | EA*5X37M17A* | OMV112K14A | 23600 | 25400 | 17 | 12.5 | 8.1 | 2.04 | 59 | 45 | 215647738
COMFORTMAKER | N5H8T24*K*AAA* | EA*5X37M17A* | OMV112K14A | 23600 | 25400 | 17 | 12.5 | 8.1 | 2.04 | 59 | 45 | 215647736
ARCOAIRE | N5H8T24*K*AAA* | EA*5X37M17A* | OMV112K14A | 23600 | 25400 | 17 | 12.5 | 8.1 | 2.04 | 59 | 45 | 215647735
AIRQUEST | N5H8T24*K*AAA* | EA*5X37M17A* | OMV112K14A | 23600 | 25400 | 17 | 12.5 | 8.1 | 2.04 | 59 | 45 | 215647733
HEIL | N5H8T24*K*AAA* | EA*5X37M17A* | OMV112K14A | 23600 | 25400 | 17 | 12.5 | 8.1 | 2.04 | 59 | 45 | 215647732
BRYANT HEATING AND COOLING SYSTEMS | PH8TAN524**AA* | CAA**3717AM* | OVMAAB042112 | 23600 | 25400 | 17 | 12.5 | 8.1 | 2.04 | 59 | 45 | 215647730
BRYANT HEATING AND COOLING SYSTEMS | GH8TAN524**AA* | CAA**3717AM* | OVMAAB042112 | 23600 | 25400 | 17 | 12.5 | 8.1 | 2.04 | 59 | 45 | 215647729
TEMPSTAR | T5H0V24*K*AAA* | EA*5X25M17A*+WALLCON | *97CMN0801714B* | 23800 | 23800 | 17 | 10.5 | 9 | 2 | 83 | 69 | 215667268
KENMORE | (C,H,T)5H0V24*K*AAA* | EA*5X25M17A*+WALLCON | *97CMN0801714B* | 23800 | 23800 | 17 | 10.5 | 9 | 2 | 83 | 69 | 215667266
KEEPRITE | C5H0V24*K*AAA* | EA*5X25M17A*+WALLCON | *97CMN0801714B* | 23800 | 23800 | 17 | 10.5 | 9 | 2 | 83 | 69 | 215667264
DAY & NIGHT | C5H0V24*K*AAA* | EA*5X25M17A*+WALLCON | *97CMN0801714B* | 23800 | 23800 | 17 | 10.5 | 9 | 2 | 83 | 69 | 215667262
COMFORTMAKER | C5H0V24*K*AAA* | EA*5X25M17A*+WALLCON | *97CMN0801714B* | 23800 | 23800 | 17 | 10.5 | 9 | 2 | 83 | 69 | 215667259
ARCOAIRE | H5H0V24*K*AAA* | EA*5X25M17A*+WALLCON | *97CMN0801714B* | 23800 | 23800 | 17 | 10.5 | 9 | 2 | 83 | 69 | 215667257
AIRQUEST | H5H0V24*K*AAA* | EA*5X25M17A*+WALLCON | *97CMN0801714B* | 23800 | 23800 | 17 | 10.5 | 9 | 2 | 83 | 69 | 215667254
HEIL | H5H0V24*K*AAA* | EA*5X25M17A*+WALLCON | *97CMN0801714B* | 23800 | 23800 | 17 | 10.5 | 9 | 2 | 83 | 69 | 215667252
TEMPSTAR | T5H0V24*K*AAA* | EA*5X25M17A*+WALLCON | *97CMN0601714B* | 23800 | 23800 | 17 | 10.5 | 9 | 2 | 83 | 69 | 215667250
KENMORE | (C,H,T)5H0V24*K*AAA* | EA*5X25M17A*+WALLCON | *97CMN0601714B* | 23800 | 23800 | 17 | 10.5 | 9 | 2 | 83 | 69 | 215667248
KEEPRITE | C5H0V24*K*AAA* | EA*5X25M17A*+WALLCON | *97CMN0601714B* | 23800 | 23800 | 17 | 10.5 | 9 | 2 | 83 | 69 | 215667246
DAY & NIGHT | C5H0V24*K*AAA* | EA*5X25M17A*+WALLCON | *97CMN0601714B* | 23800 | 23800 | 17 | 10.5 | 9 | 2 | 83 | 69 | 215667243
COMFORTMAKER | C5H0V24*K*AAA* | EA*5X25M17A*+WALLCON | *97CMN0601714B* | 23800 | 23800 | 17 | 10.5 | 9 | 2 | 83 | 69 | 215667241
ARCOAIRE | H5H0V24*K*AAA* | EA*5X25M17A*+WALLCON | *97CMN0601714B* | 23800 | 23800 | 17 | 10.5 | 9 | 2 | 83 | 69 | 215667239
AIRQUEST | H5H0V24*K*AAA* | EA*5X25M17A*+WALLCON | *97CMN0601714B* | 23800 | 23800 | 17 | 10.5 | 9 | 2 | 83 | 69 | 215667237
HEIL | H5H0V24*K*AAA* | EA*5X25M17A*+WALLCON | *97CMN0601714B* | 23800 | 23800 | 17 | 10.5 | 9 | 2 | 83 | 69 | 215667235
TEMPSTAR | T5H0V24*K*AAA* | EA*5X25M17A*+WALLCON | *80CTL0901716B* | 24000 | 23800 | 17.5 | 10.5 | 9 | 2 | 83 | 69 | 215667232
KENMORE | (C,H,T)5H0V24*K*AAA* | EA*5X25M17A*+WALLCON | *80CTL0901716B* | 24000 | 23800 | 17.5 | 10.5 | 9 | 2 | 83 | 69 | 215667230
KEEPRITE | C5H0V24*K*AAA* | EA*5X25M17A*+WALLCON | *80CTL0901716B* | 24000 | 23800 | 17.5 | 10.5 | 9 | 2 | 83 | 69 | 215667228
DAY & NIGHT | C5H0V24*K*AAA* | EA*5X25M17A*+WALLCON | *80CTL0901716B* | 24000 | 23800 | 17.5 | 10.5 | 9 | 2 | 83 | 69 | 215667226
COMFORTMAKER | C5H0V24*K*AAA* | EA*5X25M17A*+WALLCON | *80CTL0901716B* | 24000 | 23800 | 17.5 | 10.5 | 9 | 2 | 83 | 69 | 215667223
ARCOAIRE | H5H0V24*K*AAA* | EA*5X25M17A*+WALLCON | *80CTL0901716B* | 24000 | 23800 | 17.5 | 10.5 | 9 | 2 | 83 | 69 | 215667221
AIRQUEST | H5H0V24*K*AAA* | EA*5X25M17A*+WALLCON | *80CTL0901716B* | 24000 | 23800 | 17.5 | 10.5 | 9 | 2 | 83 | 69 | 215667219
HEIL | H5H0V24*K*AAA* | EA*5X25M17A*+WALLCON | *80CTL0901716B* | 24000 | 23800 | 17.5 | 10.5 | 9 | 2 | 83 | 69 | 215667216
TEMPSTAR | T5H0V24*K*AAA* | EA*5X25M17A*+WALLCON | *80CTL0701716B* | 24000 | 23800 | 17.5 | 10.5 | 9 | 2 | 83 | 69 | 215667214
KENMORE | (C,H,T)5H0V24*K*AAA* | EA*5X25M17A*+WALLCON | *80CTL0701716B* | 24000 | 23800 | 17.5 | 10.5 | 9 | 2 | 83 | 69 | 215667211
KEEPRITE | C5H0V24*K*AAA* | EA*5X25M17A*+WALLCON | *80CTL0701716B* | 24000 | 23800 | 17.5 | 10.5 | 9 | 2 | 83 | 69 | 215667209
DAY & NIGHT | C5H0V24*K*AAA* | EA*5X25M17A*+WALLCON | *80CTL0701716B* | 24000 | 23800 | 17.5 | 10.5 | 9 | 2 | 83 | 69 | 215667207
COMFORTMAKER | C5H0V24*K*AAA* | EA*5X25M17A*+WALLCON | *80CTL0701716B* | 24000 | 23800 | 17.5 | 10.5 | 9 | 2 | 83 | 69 | 215667204
ARCOAIRE | H5H0V24*K*AAA* | EA*5X25M17A*+WALLCON | *80CTL0701716B* | 24000 | 23800 | 17.5 | 10.5 | 9 | 2 | 83 | 69 | 215667202
AIRQUEST | H5H0V24*K*AAA* | EA*5X25M17A*+WALLCON | *80CTL0701716B* | 24000 | 23800 | 17.5 | 10.5 | 9 | 2 | 83 | 69 | 215667200
HEIL | H5H0V24*K*AAA* | EA*5X25M17A*+WALLCON | *80CTL0701716B* | 24000 | 23800 | 17.5 | 10.5 | 9 | 2 | 83 | 69 | 215667197
TEMPSTAR | T5H0V24*K*AAA* | EA*5X25M17A*+WALLCON | *80CTL0701412B* | 24000 | 23800 | 17.5 | 10.5 | 9 | 2 | 83 | 69 | 215667195
KENMORE | (C,H,T)5H0V24*K*AAA* | EA*5X25M17A*+WALLCON | *80CTL0701412B* | 24000 | 23800 | 17.5 | 10.5 | 9 | 2 | 83 | 69 | 215667192
KEEPRITE | C5H0V24*K*AAA* | EA*5X25M17A*+WALLCON | *80CTL0701412B* | 24000 | 23800 | 17.5 | 10.5 | 9 | 2 | 83 | 69 | 215667190
DAY & NIGHT | C5H0V24*K*AAA* | EA*5X25M17A*+WALLCON | *80CTL0701412B* | 24000 | 23800 | 17.5 | 10.5 | 9 | 2 | 83 | 69 | 215667188
COMFORTMAKER | C5H0V24*K*AAA* | EA*5X25M17A*+WALLCON | *80CTL0701412B* | 24000 | 23800 | 17.5 | 10.5 | 9 | 2 | 83 | 69 | 215667186
ARCOAIRE | H5H0V24*K*AAA* | EA*5X25M17A*+WALLCON | *80CTL0701412B* | 24000 | 23800 | 17.5 | 10.5 | 9 | 2 | 83 | 69 | 215667183
AIRQUEST | H5H0V24*K*AAA* | EA*5X25M17A*+WALLCON | *80CTL0701412B* | 24000 | 23800 | 17.5 | 10.5 | 9 | 2 | 83 | 69 | 215667181
HEIL | H5H0V24*K*AAA* | EA*5X25M17A*+WALLCON | *80CTL0701412B* | 24000 | 23800 | 17.5 | 10.5 | 9 | 2 | 83 | 69 | 215667179
TEMPSTAR | T5H0V24*K*AAA* | EA*5X25M17A*+WALLCON | *80CTL0451712B* | 23800 | 24000 | 17 | 10 | 9 | 2 | 83 | 69 | 215667177
KENMORE | (C,H,T)5H0V24*K*AAA* | EA*5X25M17A*+WALLCON | *80CTL0451712B* | 23800 | 24000 | 17 | 10 | 9 | 2 | 83 | 69 | 215667175
KEEPRITE | C5H0V24*K*AAA* | EA*5X25M17A*+WALLCON | *80CTL0451712B* | 23800 | 24000 | 17 | 10 | 9 | 2 | 83 | 69 | 215667172
DAY & NIGHT | C5H0V24*K*AAA* | EA*5X25M17A*+WALLCON | *80CTL0451712B* | 23800 | 24000 | 17 | 10 | 9 | 2 | 83 | 69 | 215667170
COMFORTMAKER | C5H0V24*K*AAA* | EA*5X25M17A*+WALLCON | *80CTL0451712B* | 23800 | 24000 | 17 | 10 | 9 | 2 | 83 | 69 | 215667168
ARCOAIRE | H5H0V24*K*AAA* | EA*5X25M17A*+WALLCON | *80CTL0451712B* | 23800 | 24000 | 17 | 10 | 9 | 2 | 83 | 69 | 215667166
AIRQUEST | H5H0V24*K*AAA* | EA*5X25M17A*+WALLCON | *80CTL0451712B* | 23800 | 24000 | 17 | 10 | 9 | 2 | 83 | 69 | 215667164
HEIL | H5H0V24*K*AAA* | EA*5X25M17A*+WALLCON | *80CTL0451712B* | 23800 | 24000 | 17 | 10 | 9 | 2 | 83 | 69 | 215667162
TEMPSTAR | T5H0V24*K*AAA* | EA*5X25M17A*+WALLCON | *80CSU0401712A* | 24000 | 23800 | 17.5 | 10.5 | 9 | 2.02 | 83 | 69 | 215667160
KENMORE | (C,H,T)5H0V24*K*AAA* | EA*5X25M17A*+WALLCON | *80CSU0401712A* | 24000 | 23800 | 17.5 | 10.5 | 9 | 2.02 | 83 | 69 | 215667157
KEEPRITE | C5H0V24*K*AAA* | EA*5X25M17A*+WALLCON | *80CSU0401712A* | 24000 | 23800 | 17.5 | 10.5 | 9 | 2.02 | 83 | 69 | 215667155
DAY & NIGHT | C5H0V24*K*AAA* | EA*5X25M17A*+WALLCON | *80CSU0401712A* | 24000 | 23800 | 17.5 | 10.5 | 9 | 2.02 | 83 | 69 | 215667153
COMFORTMAKER | C5H0V24*K*AAA* | EA*5X25M17A*+WALLCON | *80CSU0401712A* | 24000 | 23800 | 17.5 | 10.5 | 9 | 2.02 | 83 | 69 | 215667151
ARCOAIRE | H5H0V24*K*AAA* | EA*5X25M17A*+WALLCON | *80CSU0401712A* | 24000 | 23800 | 17.5 | 10.5 | 9 | 2.02 | 83 | 69 | 215667149
AIRQUEST | H5H0V24*K*AAA* | EA*5X25M17A*+WALLCON | *80CSU0401712A* | 24000 | 23800 | 17.5 | 10.5 | 9 | 2.02 | 83 | 69 | 215667147
MARATHERM | N5H8T24*K*AAA* | EA*5X37M17A* | *97CMN0601714B* | 23200 | 24800 | 17.5 | 12.5 | 8.1 | 2.08 | 59 | 45 | 215647313
KENMORE | N5H8T24*K*AAA* | EA*5X37M17A* | *97CMN0601714B* | 23200 | 24800 | 17.5 | 12.5 | 8.1 | 2.08 | 59 | 45 | 215647311
DAY & NIGHT | N5H8T24*K*AAA* | EA*5X37M17A* | *97CMN0601714B* | 23200 | 24800 | 17.5 | 12.5 | 8.1 | 2.08 | 59 | 45 | 215647308
KEEPRITE | N5H8T24*K*AAA* | EA*5X37M17A* | *97CMN0601714B* | 23200 | 24800 | 17.5 | 12.5 | 8.1 | 2.08 | 59 | 45 | 215647309
COMFORTMAKER | N5H8T24*K*AAA* | EA*5X37M17A* | *97CMN0601714B* | 23200 | 24800 | 17.5 | 12.5 | 8.1 | 2.08 | 59 | 45 | 215647307
ARCOAIRE | N5H8T24*K*AAA* | EA*5X37M17A* | *97CMN0601714B* | 23200 | 24800 | 17.5 | 12.5 | 8.1 | 2.08 | 59 | 45 | 215647305
AIRQUEST | N5H8T24*K*AAA* | EA*5X37M17A* | *97CMN0601714B* | 23200 | 24800 | 17.5 | 12.5 | 8.1 | 2.08 | 59 | 45 | 215647304
HEIL | N5H8T24*K*AAA* | EA*5X37M17A* | *97CMN0601714B* | 23200 | 24800 | 17.5 | 12.5 | 8.1 | 2.08 | 59 | 45 | 215647302
BRYANT HEATING AND COOLING SYSTEMS | PH8TAN524**AA* | CAA**3717AM* | 987MC42060C17*** | 23200 | 24800 | 17.5 | 12.5 | 8.1 | 2.08 | 59 | 45 | 215647301
BRYANT HEATING AND COOLING SYSTEMS | GH8TAN524**AA* | CAA**3717AM* | 987MC42060C17*** | 23200 | 24800 | 17.5 | 12.5 | 8.1 | 2.08 | 59 | 45 | 215647299
BRYANT HEATING AND COOLING SYSTEMS | 248TAN024**AA* | CAA**3717AM* | 987MC42060C17*** | 23200 | 24800 | 17.5 | 12.5 | 8.1 | 2.08 | 59 | 45 | 215647298
CARRIER | GH8TAN524**AA* | CAA**3717AM* | 59MN7C060C17**14 | 23200 | 24800 | 17.5 | 12.5 | 8.1 | 2.08 | 59 | 45 | 215647296
CARRIER | 27TPA824A**30* | CAA**3717AM* | 59MN7C060C17**14 | 23200 | 24800 | 17.5 | 12.5 | 8.1 | 2.08 | 59 | 45 | 215647294
TEMPSTAR | N5H8T24*K*AAA* | EA*5X37M17A* | *95CSU0601716B* | 23200 | 24800 | 17 | 12.5 | 8.1 | 2.08 | 58 | 45 | 215647293
MARATHERM | N5H8T24*K*AAA* | EA*5X37M17A* | *95CSU0601716B* | 23200 | 24800 | 17 | 12.5 | 8.1 | 2.08 | 58 | 45 | 215647291
KENMORE | N5H8T24*K*AAA* | EA*5X37M17A* | *95CSU0601716B* | 23200 | 24800 | 17 | 12.5 | 8.1 | 2.08 | 58 | 45 | 215647290
KEEPRITE | N5H8T24*K*AAA* | EA*5X37M17A* | *95CSU0601716B* | 23200 | 24800 | 17 | 12.5 | 8.1 | 2.08 | 58 | 45 | 215647288
DAY & NIGHT | N5H8T24*K*AAA* | EA*5X37M17A* | *95CSU0601716B* | 23200 | 24800 | 17 | 12.5 | 8.1 | 2.08 | 58 | 45 | 215647286
COMFORTMAKER | N5H8T24*K*AAA* | EA*5X37M17A* | *95CSU0601716B* | 23200 | 24800 | 17 | 12.5 | 8.1 | 2.08 | 58 | 45 | 215647285
ARCOAIRE | N5H8T24*K*AAA* | EA*5X37M17A* | *95CSU0601716B* | 23200 | 24800 | 17 | 12.5 | 8.1 | 2.08 | 58 | 45 | 215647283
AIRQUEST | N5H8T24*K*AAA* | EA*5X37M17A* | *95CSU0601716B* | 23200 | 24800 | 17 | 12.5 | 8.1 | 2.08 | 58 | 45 | 215647281
HEIL | N5H8T24*K*AAA* | EA*5X37M17A* | *95CSU0601716B* | 23200 | 24800 | 17 | 12.5 | 8.1 | 2.08 | 58 | 45 | 215647280
BRYANT HEATING AND COOLING SYSTEMS | PH8TAN524**AA* | CAA**3717AM* | 935CB48060C17*** | 23200 | 24800 | 17 | 12.5 | 8.1 | 2.08 | 58 | 45 | 215647278
BRYANT HEATING AND COOLING SYSTEMS | GH8TAN524**AA* | CAA**3717AM* | 935CB48060C17*** | 23200 | 24800 | 17 | 12.5 | 8.1 | 2.08 | 58 | 45 | 215647277
BRYANT HEATING AND COOLING SYSTEMS | 248TAN024**AA* | CAA**3717AM* | 935CB48060C17*** | 23200 | 24800 | 17 | 12.5 | 8.1 | 2.08 | 58 | 45 | 215647275
CARRIER | GH8TAN524**AA* | CAA**3717AM* | 59CU5B060C17**16 | 23200 | 24800 | 17 | 12.5 | 8.1 | 2.08 | 58 | 45 | 215647273
CARRIER | 27TPA824A**30* | CAA**3717AM* | 59CU5B060C17**16 | 23200 | 24800 | 17 | 12.5 | 8.1 | 2.08 | 58 | 45 | 215647272
ECOTEMP | W5H8T24*K*AAA* | WLA*374BA** | WFET090B048A* | 23200 | 24600 | 17.5 | 13 | 8.1 | 2.1 | 59 | 45 | 215647270
GRANDAIRE | W5H8T24*K*AAA* | WLA*374BA** | WFET090B048A* | 23200 | 24600 | 17.5 | 13 | 8.1 | 2.1 | 59 | 45 | 215647268
WEATHERMAKER | PH8TAN524**AA* | CAA**3717AM* | PG80VTLB48090B** | 23200 | 24600 | 17.5 | 13 | 8.1 | 2.1 | 59 | 45 | 215647267
BROCK | PH8TAN524**AA* | CAA**3717AM* | PG80VTLB48090B** | 23200 | 24600 | 17.5 | 13 | 8.1 | 2.1 | 59 | 45 | 215647265
PAYNE HEATING AND COOLING | PH8TAN524**AA* | CAA**3717AM* | PG80VTLB48090B** | 23200 | 24600 | 17.5 | 13 | 8.1 | 2.1 | 59 | 45 | 215647264
BRYANT HEATING AND COOLING SYSTEMS | PH8TAN524**AA* | CAA**3717AM* | 82*TB48090V17*** | 23200 | 24600 | 17.5 | 13 | 8.1 | 2.1 | 59 | 45 | 215647262
BRYANT HEATING AND COOLING SYSTEMS | GH8TAN524**AA* | CAA**3717AM* | 82*TB48090V17*** | 23200 | 24600 | 17.5 | 13 | 8.1 | 2.1 | 59 | 45 | 215647261
BRYANT HEATING AND COOLING SYSTEMS | 248TAN024**AA* | CAA**3717AM* | 82*TB48090V17*** | 23200 | 24600 | 17.5 | 13 | 8.1 | 2.1 | 59 | 45 | 215647259
CARRIER | GH8TAN524**AA* | CAA**3717AM* | 58TP*B090V17**16 | 23200 | 24600 | 17.5 | 13 | 8.1 | 2.1 | 59 | 45 | 215647257
CARRIER | 27TPA824A**30* | CAA**3717AM* | 58TP*B090V17**16 | 23200 | 24600 | 17.5 | 13 | 8.1 | 2.1 | 59 | 45 | 215647256
TEMPSTAR | N5H8T24*K*AAA* | EA*5X37M17A* | *80VTL0701716B* | 23200 | 24600 | 17.5 | 13 | 8.1 | 2.08 | 59 | 45 | 215647254
KENMORE | N5H8T24*K*AAA* | EA*5X37M17A* | *80VTL0701716B* | 23200 | 24600 | 17.5 | 13 | 8.1 | 2.08 | 59 | 45 | 215647253
KEEPRITE | N5H8T24*K*AAA* | EA*5X37M17A* | *80VTL0701716B* | 23200 | 24600 | 17.5 | 13 | 8.1 | 2.08 | 59 | 45 | 215647251
DAY & NIGHT | N5H8T24*K*AAA* | EA*5X37M17A* | *80VTL0701716B* | 23200 | 24600 | 17.5 | 13 | 8.1 | 2.08 | 59 | 45 | 215647250
COMFORTMAKER | N5H8T24*K*AAA* | EA*5X37M17A* | *80VTL0701716B* | 23200 | 24600 | 17.5 | 13 | 8.1 | 2.08 | 59 | 45 | 215647248
ARCOAIRE | N5H8T24*K*AAA* | EA*5X37M17A* | *80VTL0701716B* | 23200 | 24600 | 17.5 | 13 | 8.1 | 2.08 | 59 | 45 | 215647247
AIRQUEST | N5H8T24*K*AAA* | EA*5X37M17A* | *80VTL0701716B* | 23200 | 24600 | 17.5 | 13 | 8.1 | 2.08 | 59 | 45 | 215647245
HEIL | N5H8T24*K*AAA* | EA*5X37M17A* | *80VTL0701716B* | 23200 | 24600 | 17.5 | 13 | 8.1 | 2.08 | 59 | 45 | 215647244
WEATHERMAKER | PH8TAN524**AA* | CAA**3717AM* | PG80VTLB48070B** | 23200 | 24600 | 17.5 | 13 | 8.1 | 2.08 | 59 | 45 | 215647242
BROCK | PH8TAN524**AA* | CAA**3717AM* | PG80VTLB48070B** | 23200 | 24600 | 17.5 | 13 | 8.1 | 2.08 | 59 | 45 | 215647241
PAYNE HEATING AND COOLING | PH8TAN524**AA* | CAA**3717AM* | PG80VTLB48070B** | 23200 | 24600 | 17.5 | 13 | 8.1 | 2.08 | 59 | 45 | 215647239
BRYANT HEATING AND COOLING SYSTEMS | PH8TAN524**AA* | CAA**3717AM* | 82*TB48070V17*** | 23200 | 24600 | 17.5 | 13 | 8.1 | 2.08 | 59 | 45 | 215647238
BRYANT HEATING AND COOLING SYSTEMS | GH8TAN524**AA* | CAA**3717AM* | 82*TB48070V17*** | 23200 | 24600 | 17.5 | 13 | 8.1 | 2.08 | 59 | 45 | 215647236
BRYANT HEATING AND COOLING SYSTEMS | 248TAN024**AA* | CAA**3717AM* | 82*TB48070V17*** | 23200 | 24600 | 17.5 | 13 | 8.1 | 2.08 | 59 | 45 | 215647235
CARRIER | GH8TAN524**AA* | CAA**3717AM* | 58TP*B070V17**16 | 23200 | 24600 | 17.5 | 13 | 8.1 | 2.08 | 59 | 45 | 215647234
CARRIER | 27TPA824A**30* | CAA**3717AM* | 58TP*B070V17**16 | 23200 | 24600 | 17.5 | 13 | 8.1 | 2.08 | 59 | 45 | 215647232
ECOTEMP | W5H8T24*K*AAA* | WLA*374BA** | WFET070A036A* | 23400 | 24800 | 17.5 | 13 | 8.1 | 2.08 | 59 | 45 | 215647231
BRYANT HEATING AND COOLING SYSTEMS | 248TAN024**AA* | CAA**3717AM* | 82*TB36045V14*** | 23400 | 24800 | 17.5 | 13 | 8.1 | 2.08 | 59 | 45 | 215647194
CARRIER | GH8TAN524**AA* | CAA**3717AM* | 58TP*B045V14**12 | 23400 | 24800 | 17.5 | 13 | 8.1 | 2.08 | 59 | 45 | 215647193
CARRIER | 27TPA824A**30* | CAA**3717AM* | 58TP*B045V14**12 | 23400 | 24800 | 17.5 | 13 | 8.1 | 2.08 | 59 | 45 | 215647192
TEMPSTAR | N5H8T24*K*AAA* | EA*5X37M17A* | *80CTL0901716B* | 23400 | 24800 | 17.5 | 13 | 8.1 | 2.1 | 59 | 45 | 215647190
MARATHERM | N5H8T24*K*AAA* | EA*5X37M17A* | *80CTL0901716B* | 23400 | 24800 | 17.5 | 13 | 8.1 | 2.1 | 59 | 45 | 215647189
KENMORE | N5H8T24*K*AAA* | EA*5X37M17A* | *80CTL0901716B* | 23400 | 24800 | 17.5 | 13 | 8.1 | 2.1 | 59 | 45 | 215647187
KEEPRITE | N5H8T24*K*AAA* | EA*5X37M17A* | *80CTL0901716B* | 23400 | 24800 | 17.5 | 13 | 8.1 | 2.1 | 59 | 45 | 215647186
DAY & NIGHT | N5H8T24*K*AAA* | EA*5X37M17A* | *80CTL0901716B* | 23400 | 24800 | 17.5 | 13 | 8.1 | 2.1 | 59 | 45 | 215647184
COMFORTMAKER | N5H8T24*K*AAA* | EA*5X37M17A* | *80CTL0901716B* | 23400 | 24800 | 17.5 | 13 | 8.1 | 2.1 | 59 | 45 | 215647183
AIRQUEST | N5H8T24*K*AAA* | EA*5X37M17A* | *80CTL0901716B* | 23400 | 24800 | 17.5 | 13 | 8.1 | 2.1 | 59 | 45 | 215647180
TEMPSTAR | N5H8T24*K*AAA* | EA*5X36M17A* | OMV098J12* | 23000 | 25000 | 16.5 | 12 | 8.1 | 2.04 | 59 | 45 | 215646930
MARATHERM | N5H8T24*K*AAA* | EA*5X36M17A* | OMV098J12* | 23000 | 25000 | 16.5 | 12 | 8.1 | 2.04 | 59 | 45 | 215646929
KENMORE | N5H8T24*K*AAA* | EA*5X36M17A* | OMV098J12* | 23000 | 25000 | 16.5 | 12 | 8.1 | 2.04 | 59 | 45 | 215646927
KEEPRITE | N5H8T24*K*AAA* | EA*5X36M17A* | OMV098J12* | 23000 | 25000 | 16.5 | 12 | 8.1 | 2.04 | 59 | 45 | 215646926
DAY & NIGHT | N5H8T24*K*AAA* | EA*5X36M17A* | OMV098J12* | 23000 | 25000 | 16.5 | 12 | 8.1 | 2.04 | 59 | 45 | 215646925
COMFORTMAKER | N5H8T24*K*AAA* | EA*5X36M17A* | OMV098J12* | 23000 | 25000 | 16.5 | 12 | 8.1 | 2.04 | 59 | 45 | 215646923
ARCOAIRE | N5H8T24*K*AAA* | EA*5X36M17A* | OMV098J12* | 23000 | 25000 | 16.5 | 12 | 8.1 | 2.04 | 59 | 45 | 215646922
AIRQUEST | N5H8T24*K*AAA* | EA*5X36M17A* | OMV098J12* | 23000 | 25000 | 16.5 | 12 | 8.1 | 2.04 | 59 | 45 | 215646920
HEIL | N5H8T24*K*AAA* | EA*5X36M17A* | OMV098J12* | 23000 | 25000 | 16.5 | 12 | 8.1 | 2.04 | 59 | 45 | 215646919
BRYANT HEATING AND COOLING SYSTEMS | PH8TAN524**AA* | CAA**3617AM* | OVMAAB036098 | 23000 | 25000 | 16.5 | 12 | 8.1 | 2.04 | 59 | 45 | 215646917
BRYANT HEATING AND COOLING SYSTEMS | GH8TAN524**AA* | CAA**3617AM* | OVMAAB036098 | 23000 | 25000 | 16.5 | 12 | 8.1 | 2.04 | 59 | 45 | 215646916
BRYANT HEATING AND COOLING SYSTEMS | 248TAN024**AA* | CAA**3617AM* | OVMAAB036098 | 23000 | 25000 | 16.5 | 12 | 8.1 | 2.04 | 59 | 45 | 215646914
CARRIER | GH8TAN524**AA* | CAA**3617AM* | OVMAAB036098 | 23000 | 25000 | 16.5 | 12 | 8.1 | 2.04 | 59 | 45 | 215646913
CARRIER | 27TPA824A**30* | CAA**3617AM* | OVMAAB036098 | 23000 | 25000 | 16.5 | 12 | 8.1 | 2.04 | 59 | 45 | 215646911
TEMPSTAR | N5H8T24*K*AAA* | EA*5X36M17A* | OLV098A12* | 23000 | 24800 | 16.5 | 12 | 8.1 | 2.02 | 59 | 45 | 215646910
MARATHERM | N5H8T24*K*AAA* | EA*5X36M17A* | OLV098A12* | 23000 | 24800 | 16.5 | 12 | 8.1 | 2.02 | 59 | 45 | 215646908
ARCOAIRE | N5H8T24*K*AAA* | EA*5X36M17A* | OLV098A12* | 23000 | 24800 | 16.5 | 12 | 8.1 | 2.02 | 59 | 45 | 215646901
BRYANT HEATING AND COOLING SYSTEMS | GH8TAN524**AA* | CAA**3617AM* | OVLAAB036098 | 23000 | 24800 | 16.5 | 12 | 8.1 | 2.02 | 59 | 45 | 215646895
DAY & NIGHT | N5H8T24*K*AAA* | EA*5X36M17A* | OLV098A12* | 23000 | 24800 | 16.5 | 12 | 8.1 | 2.02 | 59 | 45 | 215646904
COMFORTMAKER | N5H8T24*K*AAA* | EA*5X36M17A* | OLV098A12* | 23000 | 24800 | 16.5 | 12 | 8.1 | 2.02 | 59 | 45 | 215646903
AIRQUEST | N5H8T24*K*AAA* | EA*5X36M17A* | OLV098A12* | 23000 | 24800 | 16.5 | 12 | 8.1 | 2.02 | 59 | 45 | 215646900
HEIL | N5H8T24*K*AAA* | EA*5X36M17A* | OLV098A12* | 23000 | 24800 | 16.5 | 12 | 8.1 | 2.02 | 59 | 45 | 215646898
BRYANT HEATING AND COOLING SYSTEMS | PH8TAN524**AA* | CAA**3617AM* | OVLAAB036098 | 23000 | 24800 | 16.5 | 12 | 8.1 | 2.02 | 59 | 45 | 215646897
KENMORE | N5H8T24*K*AAA* | EA*5X36M17A* | OLV098A12* | 23000 | 24800 | 16.5 | 12 | 8.1 | 2.02 | 59 | 45 | 215646907
KEEPRITE | N5H8T24*K*AAA* | EA*5X36M17A* | OLV098A12* | 23000 | 24800 | 16.5 | 12 | 8.1 | 2.02 | 59 | 45 | 215646906
BRYANT HEATING AND COOLING SYSTEMS | PH8TAN524**AA* | CAA**3717AM* | 83*SB48060M17*** | 23600 | 24800 | 17.5 | 13 | 8.1 | 2.1 | 59 | 45 | 215647087
PAYNE HEATING AND COOLING | PH8TAN524**AA* | CAA**3717AM* | PG80MSUA48060B** | 23600 | 24800 | 17.5 | 13 | 8.1 | 2.1 | 59 | 45 | 215647089
BROCK | PH8TAN524**AA* | CAA**3717AM* | PG80MSUA48060B** | 23600 | 24800 | 17.5 | 13 | 8.1 | 2.1 | 59 | 45 | 215647090
WEATHERMAKER | PH8TAN524**AA* | CAA**3717AM* | PG80MSUA48060B** | 23600 | 24800 | 17.5 | 13 | 8.1 | 2.1 | 59 | 45 | 215647092
HEIL | N5H8T24*K*AAA* | EA*5X37M17A* | *80MSU0601716A* | 23600 | 24800 | 17.5 | 13 | 8.1 | 2.1 | 59 | 45 | 215647093
AIRQUEST | N5H8T24*K*AAA* | EA*5X37M17A* | *80MSU0601716A* | 23600 | 24800 | 17.5 | 13 | 8.1 | 2.1 | 59 | 45 | 215647095
ARCOAIRE | N5H8T24*K*AAA* | EA*5X37M17A* | *80MSU0601716A* | 23600 | 24800 | 17.5 | 13 | 8.1 | 2.1 | 59 | 45 | 215647096
COMFORTMAKER | N5H8T24*K*AAA* | EA*5X37M17A* | *80MSU0601716A* | 23600 | 24800 | 17.5 | 13 | 8.1 | 2.1 | 59 | 45 | 215647097
DAY & NIGHT | N5H8T24*K*AAA* | EA*5X37M17A* | *80MSU0601716A* | 23600 | 24800 | 17.5 | 13 | 8.1 | 2.1 | 59 | 45 | 215647099
KEEPRITE | N5H8T24*K*AAA* | EA*5X37M17A* | *80MSU0601716A* | 23600 | 24800 | 17.5 | 13 | 8.1 | 2.1 | 59 | 45 | 215647100
KENMORE | N5H8T24*K*AAA* | EA*5X37M17A* | *80MSU0601716A* | 23600 | 24800 | 17.5 | 13 | 8.1 | 2.1 | 59 | 45 | 215647102
MARATHERM | N5H8T24*K*AAA* | EA*5X37M17A* | *80MSU0601716A* | 23600 | 24800 | 17.5 | 13 | 8.1 | 2.1 | 59 | 45 | 215647103
TEMPSTAR | N5H8T24*K*AAA* | EA*5X37M17A* | *80MSU0601716A* | 23600 | 24800 | 17.5 | 13 | 8.1 | 2.1 | 59 | 45 | 215647105
GRANDAIRE | W5H8T24*K*AAA* | WLA*374BA** | WFEU060B048B* | 23600 | 24800 | 17.5 | 13 | 8.1 | 2.1 | 59 | 45 | 215647106
ECOTEMP | W5H8T24*K*AAA* | WLA*374BA** | WFEU060B048B* | 23600 | 24800 | 17.5 | 13 | 8.1 | 2.1 | 59 | 45 | 215647108
CARRIER | 27TPA824A**30* | CAA**3717AM* | 58TN*B045C17**12 | 23200 | 24800 | 17 | 12.5 | 8.1 | 2.08 | 59 | 45 | 215647109
CARRIER | GH8TAN524**AA* | CAA**3717AM* | 58TN*B045C17**12 | 23200 | 24800 | 17 | 12.5 | 8.1 | 2.08 | 59 | 45 | 215647111
BRYANT HEATING AND COOLING SYSTEMS | 248TAN024**AA* | CAA**3717AM* | 88*TB36045C17*** | 23200 | 24800 | 17 | 12.5 | 8.1 | 2.08 | 59 | 45 | 215647112
BRYANT HEATING AND COOLING SYSTEMS | GH8TAN524**AA* | CAA**3717AM* | 88*TB36045C17*** | 23200 | 24800 | 17 | 12.5 | 8.1 | 2.08 | 59 | 45 | 215647113
BRYANT HEATING AND COOLING SYSTEMS | PH8TAN524**AA* | CAA**3717AM* | 88*TB36045C17*** | 23200 | 24800 | 17 | 12.5 | 8.1 | 2.08 | 59 | 45 | 215647115
HEIL | N5H8T24*K*AAA* | EA*5X37M17A* | *80CTL0451712B* | 23200 | 24800 | 17 | 12.5 | 8.1 | 2.08 | 59 | 45 | 215647116
AIRQUEST | N5H8T24*K*AAA* | EA*5X37M17A* | *80CTL0451712B* | 23200 | 24800 | 17 | 12.5 | 8.1 | 2.08 | 59 | 45 | 215647118
ARCOAIRE | N5H8T24*K*AAA* | EA*5X37M17A* | *80CTL0451712B* | 23200 | 24800 | 17 | 12.5 | 8.1 | 2.08 | 59 | 45 | 215647119
COMFORTMAKER | N5H8T24*K*AAA* | EA*5X37M17A* | *80CTL0451712B* | 23200 | 24800 | 17 | 12.5 | 8.1 | 2.08 | 59 | 45 | 215647121
DAY & NIGHT | N5H8T24*K*AAA* | EA*5X37M17A* | *80CTL0451712B* | 23200 | 24800 | 17 | 12.5 | 8.1 | 2.08 | 59 | 45 | 215647122
KEEPRITE | N5H8T24*K*AAA* | EA*5X37M17A* | *80CTL0451712B* | 23200 | 24800 | 17 | 12.5 | 8.1 | 2.08 | 59 | 45 | 215647124
KENMORE | N5H8T24*K*AAA* | EA*5X37M17A* | *80CTL0451712B* | 23200 | 24800 | 17 | 12.5 | 8.1 | 2.08 | 59 | 45 | 215647125
MARATHERM | N5H8T24*K*AAA* | EA*5X37M17A* | *80CTL0451712B* | 23200 | 24800 | 17 | 12.5 | 8.1 | 2.08 | 59 | 45 | 215647127
TEMPSTAR | N5H8T24*K*AAA* | EA*5X37M17A* | *80CTL0451712B* | 23200 | 24800 | 17 | 12.5 | 8.1 | 2.08 | 59 | 45 | 215647128
CARRIER | 27TPA824A**30* | CAA**3717AM* | 58TN*B070C14**12 | 23400 | 24800 | 17.5 | 13 | 8.1 | 2.08 | 59 | 45 | 215647129
CARRIER | GH8TAN524**AA* | CAA**3717AM* | 58TN*B070C14**12 | 23400 | 24800 | 17.5 | 13 | 8.1 | 2.08 | 59 | 45 | 215647131
BRYANT HEATING AND COOLING SYSTEMS | 248TAN024**AA* | CAA**3717AM* | 88*TB36070C14*** | 23400 | 24800 | 17.5 | 13 | 8.1 | 2.08 | 59 | 45 | 215647132
BRYANT HEATING AND COOLING SYSTEMS | GH8TAN524**AA* | CAA**3717AM* | 88*TB36070C14*** | 23400 | 24800 | 17.5 | 13 | 8.1 | 2.08 | 59 | 45 | 215647134
BRYANT HEATING AND COOLING SYSTEMS | PH8TAN524**AA* | CAA**3717AM* | 88*TB36070C14*** | 23400 | 24800 | 17.5 | 13 | 8.1 | 2.08 | 59 | 45 | 215647136
HEIL | N5H8T24*K*AAA* | EA*5X37M17A* | *80CTL0701412B* | 23400 | 24800 | 17.5 | 13 | 8.1 | 2.08 | 59 | 45 | 215647137
AIRQUEST | N5H8T24*K*AAA* | EA*5X37M17A* | *80CTL0701412B* | 23400 | 24800 | 17.5 | 13 | 8.1 | 2.08 | 59 | 45 | 215647138
ARCOAIRE | N5H8T24*K*AAA* | EA*5X37M17A* | *80CTL0701412B* | 23400 | 24800 | 17.5 | 13 | 8.1 | 2.08 | 59 | 45 | 215647140
COMFORTMAKER | N5H8T24*K*AAA* | EA*5X37M17A* | *80CTL0701412B* | 23400 | 24800 | 17.5 | 13 | 8.1 | 2.08 | 59 | 45 | 215647141
DAY & NIGHT | N5H8T24*K*AAA* | EA*5X37M17A* | *80CTL0701412B* | 23400 | 24800 | 17.5 | 13 | 8.1 | 2.08 | 59 | 45 | 215647143
KEEPRITE | N5H8T24*K*AAA* | EA*5X37M17A* | *80CTL0701412B* | 23400 | 24800 | 17.5 | 13 | 8.1 | 2.08 | 59 | 45 | 215647144
KENMORE | N5H8T24*K*AAA* | EA*5X37M17A* | *80CTL0701412B* | 23400 | 24800 | 17.5 | 13 | 8.1 | 2.08 | 59 | 45 | 215647146
MARATHERM | N5H8T24*K*AAA* | EA*5X37M17A* | *80CTL0701412B* | 23400 | 24800 | 17.5 | 13 | 8.1 | 2.08 | 59 | 45 | 215647147
TEMPSTAR | N5H8T24*K*AAA* | EA*5X37M17A* | *80CTL0701412B* | 23400 | 24800 | 17.5 | 13 | 8.1 | 2.08 | 59 | 45 | 215647149
CARRIER | 27TPA824A**30* | CAA**3717AM* | 58TN*B070C17**16 | 23400 | 24800 | 17.5 | 13 | 8.1 | 2.08 | 59 | 45 | 215647150
CARRIER | GH8TAN524**AA* | CAA**3717AM* | 58TN*B070C17**16 | 23400 | 24800 | 17.5 | 13 | 8.1 | 2.08 | 59 | 45 | 215647152
BRYANT HEATING AND COOLING SYSTEMS | 248TAN024**AA* | CAA**3717AM* | 88*TB48070C17*** | 23400 | 24800 | 17.5 | 13 | 8.1 | 2.08 | 59 | 45 | 215647153
BRYANT HEATING AND COOLING SYSTEMS | GH8TAN524**AA* | CAA**3717AM* | 88*TB48070C17*** | 23400 | 24800 | 17.5 | 13 | 8.1 | 2.08 | 59 | 45 | 215647155
BRYANT HEATING AND COOLING SYSTEMS | PH8TAN524**AA* | CAA**3717AM* | 88*TB48070C17*** | 23400 | 24800 | 17.5 | 13 | 8.1 | 2.08 | 59 | 45 | 215647156
HEIL | N5H8T24*K*AAA* | EA*5X37M17A* | *80CTL0701716B* | 23400 | 24800 | 17.5 | 13 | 8.1 | 2.08 | 59 | 45 | 215647157
AIRQUEST | N5H8T24*K*AAA* | EA*5X37M17A* | *80CTL0701716B* | 23400 | 24800 | 17.5 | 13 | 8.1 | 2.08 | 59 | 45 | 215647159
ARCOAIRE | N5H8T24*K*AAA* | EA*5X37M17A* | *80CTL0701716B* | 23400 | 24800 | 17.5 | 13 | 8.1 | 2.08 | 59 | 45 | 215647160
COMFORTMAKER | N5H8T24*K*AAA* | EA*5X37M17A* | *80CTL0701716B* | 23400 | 24800 | 17.5 | 13 | 8.1 | 2.08 | 59 | 45 | 215647162
DAY & NIGHT | N5H8T24*K*AAA* | EA*5X37M17A* | *80CTL0701716B* | 23400 | 24800 | 17.5 | 13 | 8.1 | 2.08 | 59 | 45 | 215647164
KEEPRITE | N5H8T24*K*AAA* | EA*5X37M17A* | *80CTL0701716B* | 23400 | 24800 | 17.5 | 13 | 8.1 | 2.08 | 59 | 45 | 215647165
KENMORE | N5H8T24*K*AAA* | EA*5X37M17A* | *80CTL0701716B* | 23400 | 24800 | 17.5 | 13 | 8.1 | 2.08 | 59 | 45 | 215647166
MARATHERM | N5H8T24*K*AAA* | EA*5X37M17A* | *80CTL0701716B* | 23400 | 24800 | 17.5 | 13 | 8.1 | 2.08 | 59 | 45 | 215647168
TEMPSTAR | N5H8T24*K*AAA* | EA*5X37M17A* | *80CTL0701716B* | 23400 | 24800 | 17.5 | 13 | 8.1 | 2.08 | 59 | 45 | 215647169
CARRIER | 27TPA824A**30* | CAA**3717AM* | 58TN*B090C17**16 | 23400 | 24800 | 17.5 | 13 | 8.1 | 2.1 | 59 | 45 | 215647171
CARRIER | GH8TAN524**AA* | CAA**3717AM* | 58TN*B090C17**16 | 23400 | 24800 | 17.5 | 13 | 8.1 | 2.1 | 59 | 45 | 215647172
BRYANT HEATING AND COOLING SYSTEMS | 248TAN024**AA* | CAA**3717AM* | 88*TB48090C17*** | 23400 | 24800 | 17.5 | 13 | 8.1 | 2.1 | 59 | 45 | 215647174
BRYANT HEATING AND COOLING SYSTEMS | GH8TAN524**AA* | CAA**3717AM* | 88*TB48090C17*** | 23400 | 24800 | 17.5 | 13 | 8.1 | 2.1 | 59 | 45 | 215647175
BRYANT HEATING AND COOLING SYSTEMS | PH8TAN524**AA* | CAA**3717AM* | 88*TB48090C17*** | 23400 | 24800 | 17.5 | 13 | 8.1 | 2.1 | 59 | 45 | 215647177
HEIL | N5H8T24*K*AAA* | EA*5X37M17A* | *80CTL0901716B* | 23400 | 24800 | 17.5 | 13 | 8.1 | 2.1 | 59 | 45 | 215647178
ARCOAIRE | N5H8T24*K*AAA* | EA*5X37M17A* | *80CTL0901716B* | 23400 | 24800 | 17.5 | 13 | 8.1 | 2.1 | 59 | 45 | 215647181
AIRQUEST | H5H0V24*K*AAA* | EA*5X24M17A*+WALLCON | *80CTL0701412B* | 22800 | 24600 | 17 | 10 | 9 | 1.96 | 83 | 68 | 215667019
ARCOAIRE | H5H0V24*K*AAA* | EA*5X24M17A*+WALLCON | *80CTL0701412B* | 22800 | 24600 | 17 | 10 | 9 | 1.96 | 83 | 68 | 215667022
COMFORTMAKER | C5H0V24*K*AAA* | EA*5X24M17A*+WALLCON | *80CTL0701412B* | 22800 | 24600 | 17 | 10 | 9 | 1.96 | 83 | 68 | 215667024
DAY & NIGHT | C5H0V24*K*AAA* | EA*5X24M17A*+WALLCON | *80CTL0701412B* | 22800 | 24600 | 17 | 10 | 9 | 1.96 | 83 | 68 | 215667027
KEEPRITE | C5H0V24*K*AAA* | EA*5X24M17A*+WALLCON | *80CTL0701412B* | 22800 | 24600 | 17 | 10 | 9 | 1.96 | 83 | 68 | 215667029
KENMORE | (C,H,T)5H0V24*K*AAA* | EA*5X24M17A*+WALLCON | *80CTL0701412B* | 22800 | 24600 | 17 | 10 | 9 | 1.96 | 83 | 68 | 215667031
TEMPSTAR | T5H0V24*K*AAA* | EA*5X24M17A*+WALLCON | *80CTL0701412B* | 22800 | 24600 | 17 | 10 | 9 | 1.96 | 83 | 68 | 215667034
HEIL | H5H0V24*K*AAA* | EA*5X24M17A*+WALLCON | *80CTL0701716B* | 22800 | 24600 | 16.5 | 10 | 9 | 1.96 | 83 | 69 | 215667036
AIRQUEST | H5H0V24*K*AAA* | EA*5X24M17A*+WALLCON | *80CTL0701716B* | 22800 | 24600 | 16.5 | 10 | 9 | 1.96 | 83 | 69 | 215667038
ARCOAIRE | H5H0V24*K*AAA* | EA*5X24M17A*+WALLCON | *80CTL0701716B* | 22800 | 24600 | 16.5 | 10 | 9 | 1.96 | 83 | 69 | 215667041
COMFORTMAKER | C5H0V24*K*AAA* | EA*5X24M17A*+WALLCON | *80CTL0701716B* | 22800 | 24600 | 16.5 | 10 | 9 | 1.96 | 83 | 69 | 215667043
DAY & NIGHT | C5H0V24*K*AAA* | EA*5X24M17A*+WALLCON | *80CTL0701716B* | 22800 | 24600 | 16.5 | 10 | 9 | 1.96 | 83 | 69 | 215667045
KEEPRITE | C5H0V24*K*AAA* | EA*5X24M17A*+WALLCON | *80CTL0701716B* | 22800 | 24600 | 16.5 | 10 | 9 | 1.96 | 83 | 69 | 215667047
KENMORE | (C,H,T)5H0V24*K*AAA* | EA*5X24M17A*+WALLCON | *80CTL0701716B* | 22800 | 24600 | 16.5 | 10 | 9 | 1.96 | 83 | 69 | 215667050
TEMPSTAR | T5H0V24*K*AAA* | EA*5X24M17A*+WALLCON | *80CTL0701716B* | 22800 | 24600 | 16.5 | 10 | 9 | 1.96 | 83 | 69 | 215667052
HEIL | H5H0V24*K*AAA* | EA*5X24M17A*+WALLCON | *80CTL0901716B* | 22800 | 24600 | 17 | 10 | 9 | 1.96 | 83 | 68 | 215667054
AIRQUEST | H5H0V24*K*AAA* | EA*5X24M17A*+WALLCON | *80CTL0901716B* | 22800 | 24600 | 17 | 10 | 9 | 1.96 | 83 | 68 | 215667056
ARCOAIRE | H5H0V24*K*AAA* | EA*5X24M17A*+WALLCON | *80CTL0901716B* | 22800 | 24600 | 17 | 10 | 9 | 1.96 | 83 | 68 | 215667059
COMFORTMAKER | C5H0V24*K*AAA* | EA*5X24M17A*+WALLCON | *80CTL0901716B* | 22800 | 24600 | 17 | 10 | 9 | 1.96 | 83 | 68 | 215667060
DAY & NIGHT | C5H0V24*K*AAA* | EA*5X24M17A*+WALLCON | *80CTL0901716B* | 22800 | 24600 | 17 | 10 | 9 | 1.96 | 83 | 68 | 215667062
KEEPRITE | C5H0V24*K*AAA* | EA*5X24M17A*+WALLCON | *80CTL0901716B* | 22800 | 24600 | 17 | 10 | 9 | 1.96 | 83 | 68 | 215667064
KENMORE | (C,H,T)5H0V24*K*AAA* | EA*5X24M17A*+WALLCON | *80CTL0901716B* | 22800 | 24600 | 17 | 10 | 9 | 1.96 | 83 | 68 | 215667066
TEMPSTAR | T5H0V24*K*AAA* | EA*5X24M17A*+WALLCON | *80CTL0901716B* | 22800 | 24600 | 17 | 10 | 9 | 1.96 | 83 | 68 | 215667069
HEIL | H5H0V24*K*AAA* | EA*5X24M17A*+WALLCON | *97CMN0601714B* | 22800 | 24800 | 16.5 | 10 | 9 | 1.94 | 82 | 68 | 215667071
AIRQUEST | H5H0V24*K*AAA* | EA*5X24M17A*+WALLCON | *97CMN0601714B* | 22800 | 24800 | 16.5 | 10 | 9 | 1.94 | 82 | 68 | 215667074
ARCOAIRE | H5H0V24*K*AAA* | EA*5X24M17A*+WALLCON | *97CMN0601714B* | 22800 | 24800 | 16.5 | 10 | 9 | 1.94 | 82 | 68 | 215667077
COMFORTMAKER | C5H0V24*K*AAA* | EA*5X24M17A*+WALLCON | *97CMN0601714B* | 22800 | 24800 | 16.5 | 10 | 9 | 1.94 | 82 | 68 | 215667079
DAY & NIGHT | C5H0V24*K*AAA* | EA*5X24M17A*+WALLCON | *97CMN0601714B* | 22800 | 24800 | 16.5 | 10 | 9 | 1.94 | 82 | 68 | 215667081
KEEPRITE | C5H0V24*K*AAA* | EA*5X24M17A*+WALLCON | *97CMN0601714B* | 22800 | 24800 | 16.5 | 10 | 9 | 1.94 | 82 | 68 | 215667084
KENMORE | (C,H,T)5H0V24*K*AAA* | EA*5X24M17A*+WALLCON | *97CMN0601714B* | 22800 | 24800 | 16.5 | 10 | 9 | 1.94 | 82 | 68 | 215667086
TEMPSTAR | T5H0V24*K*AAA* | EA*5X24M17A*+WALLCON | *97CMN0601714B* | 22800 | 24800 | 16.5 | 10 | 9 | 1.94 | 82 | 68 | 215667089
HEIL | H5H0V24*K*AAA* | EA*5X24M17A*+WALLCON | *97CMN0801714B* | 22800 | 24600 | 16.5 | 10 | 9 | 1.94 | 83 | 69 | 215667091
AIRQUEST | H5H0V24*K*AAA* | EA*5X24M17A*+WALLCON | *97CMN0801714B* | 22800 | 24600 | 16.5 | 10 | 9 | 1.94 | 83 | 69 | 215667093
ARCOAIRE | H5H0V24*K*AAA* | EA*5X24M17A*+WALLCON | *97CMN0801714B* | 22800 | 24600 | 16.5 | 10 | 9 | 1.94 | 83 | 69 | 215667095
COMFORTMAKER | C5H0V24*K*AAA* | EA*5X24M17A*+WALLCON | *97CMN0801714B* | 22800 | 24600 | 16.5 | 10 | 9 | 1.94 | 83 | 69 | 215667098
DAY & NIGHT | C5H0V24*K*AAA* | EA*5X24M17A*+WALLCON | *97CMN0801714B* | 22800 | 24600 | 16.5 | 10 | 9 | 1.94 | 83 | 69 | 215667100
KEEPRITE | C5H0V24*K*AAA* | EA*5X24M17A*+WALLCON | *97CMN0801714B* | 22800 | 24600 | 16.5 | 10 | 9 | 1.94 | 83 | 69 | 215667102
KENMORE | (C,H,T)5H0V24*K*AAA* | EA*5X24M17A*+WALLCON | *97CMN0801714B* | 22800 | 24600 | 16.5 | 10 | 9 | 1.94 | 83 | 69 | 215667105
TEMPSTAR | T5H0V24*K*AAA* | EA*5X24M17A*+WALLCON | *97CMN0801714B* | 22800 | 24600 | 16.5 | 10 | 9 | 1.94 | 83 | 69 | 215667107
HEIL | H5H0V24*K*AAA* | EA*5X24M17A*+WALLCON | *96CTN0601714B* | 22800 | 24800 | 16.5 | 10 | 9 | 1.94 | 82 | 68 | 215667129
AIRQUEST | H5H0V24*K*AAA* | EA*5X24M17A*+WALLCON | *96CTN0601714B* | 22800 | 24800 | 16.5 | 10 | 9 | 1.94 | 82 | 68 | 215667131
ARCOAIRE | H5H0V24*K*AAA* | EA*5X24M17A*+WALLCON | *96CTN0601714B* | 22800 | 24800 | 16.5 | 10 | 9 | 1.94 | 82 | 68 | 215667133
COMFORTMAKER | C5H0V24*K*AAA* | EA*5X24M17A*+WALLCON | *96CTN0601714B* | 22800 | 24800 | 16.5 | 10 | 9 | 1.94 | 82 | 68 | 215667135
DAY & NIGHT | C5H0V24*K*AAA* | EA*5X24M17A*+WALLCON | *96CTN0601714B* | 22800 | 24800 | 16.5 | 10 | 9 | 1.94 | 82 | 68 | 215667137
KEEPRITE | C5H0V24*K*AAA* | EA*5X24M17A*+WALLCON | *96CTN0601714B* | 22800 | 24800 | 16.5 | 10 | 9 | 1.94 | 82 | 68 | 215667139
KENMORE | (C,H,T)5H0V24*K*AAA* | EA*5X24M17A*+WALLCON | *96CTN0601714B* | 22800 | 24800 | 16.5 | 10 | 9 | 1.94 | 82 | 68 | 215667141
TEMPSTAR | T5H0V24*K*AAA* | EA*5X24M17A*+WALLCON | *96CTN0601714B* | 22800 | 24800 | 16.5 | 10 | 9 | 1.94 | 82 | 68 | 215667143
HEIL | H5H0V24*K*AAA* | EA*5X25M17A*+WALLCON | *80CSU0401712A* | 24000 | 23800 | 17.5 | 10.5 | 9 | 2.02 | 83 | 69 | 215667145
CARRIER | GH8TAN524**AA* | CAA**3717AM* | GG96VTAB48080B** | 23400 | 24800 | 17.5 | 13 | 8.1 | 2.08 | 59 | 45 | 215647657
BRYANT HEATING AND COOLING SYSTEMS | 248TAN024**AA* | CAA**3717AM* | 926TC48080V17*** | 23400 | 24800 | 17.5 | 13 | 8.1 | 2.08 | 59 | 45 | 215647659
BRYANT HEATING AND COOLING SYSTEMS | GH8TAN524**AA* | CAA**3717AM* | 926TC48080V17*** | 23400 | 24800 | 17.5 | 13 | 8.1 | 2.08 | 59 | 45 | 215647660
BRYANT HEATING AND COOLING SYSTEMS | PH8TAN524**AA* | CAA**3717AM* | 926TC48080V17*** | 23400 | 24800 | 17.5 | 13 | 8.1 | 2.08 | 59 | 45 | 215647662
HEIL | N5H8T24*K*AAA* | EA*5X37M21A* | *80VSL0901716B* | 23600 | 24800 | 18 | 13 | 8.1 | 2.1 | 59 | 45 | 215647792
AIRQUEST | N5H8T24*K*AAA* | EA*5X37M21A* | *80VSL0901716B* | 23600 | 24800 | 18 | 13 | 8.1 | 2.1 | 59 | 45 | 215647793
ARCOAIRE | N5H8T24*K*AAA* | EA*5X37M21A* | *80VSL0901716B* | 23600 | 24800 | 18 | 13 | 8.1 | 2.1 | 59 | 45 | 215647795
COMFORTMAKER | N5H8T24*K*AAA* | EA*5X37M21A* | *80VSL0901716B* | 23600 | 24800 | 18 | 13 | 8.1 | 2.1 | 59 | 45 | 215647797
DAY & NIGHT | N5H8T24*K*AAA* | EA*5X37M21A* | *80VSL0901716B* | 23600 | 24800 | 18 | 13 | 8.1 | 2.1 | 59 | 45 | 215647798
KEEPRITE | N5H8T24*K*AAA* | EA*5X37M21A* | *80VSL0901716B* | 23600 | 24800 | 18 | 13 | 8.1 | 2.1 | 59 | 45 | 215647800
KENMORE | N5H8T24*K*AAA* | EA*5X37M21A* | *80VSL0901716B* | 23600 | 24800 | 18 | 13 | 8.1 | 2.1 | 59 | 45 | 215647801
TEMPSTAR | N5H8T24*K*AAA* | EA*5X37M21A* | *80VSL0901716B* | 23600 | 24800 | 18 | 13 | 8.1 | 2.1 | 59 | 45 | 215647803
CARRIER | 27TPA824A**30* | CAA**3721AM* | 58SP*B090V21**20 | 23600 | 24800 | 17.5 | 13 | 8.1 | 2.1 | 59 | 45 | 215647804
CARRIER | GH8TAN524**AA* | CAA**3721AM* | 58SP*B090V21**20 | 23600 | 24800 | 17.5 | 13 | 8.1 | 2.1 | 59 | 45 | 215647806
BRYANT HEATING AND COOLING SYSTEMS | 248TAN024**AA* | CAA**3721AM* | 82*SB60090V21*** | 23600 | 24800 | 17.5 | 13 | 8.1 | 2.1 | 59 | 45 | 215647808
BRYANT HEATING AND COOLING SYSTEMS | GH8TAN524**AA* | CAA**3721AM* | 82*SB60090V21*** | 23600 | 24800 | 17.5 | 13 | 8.1 | 2.1 | 59 | 45 | 215647809
BRYANT HEATING AND COOLING SYSTEMS | PH8TAN524**AA* | CAA**3721AM* | 82*SB60090V21*** | 23600 | 24800 | 17.5 | 13 | 8.1 | 2.1 | 59 | 45 | 215647811
HEIL | N5H8T24*K*AAA* | EA*5X37M21A* | *80VSL0902120B* | 23600 | 24800 | 17.5 | 13 | 8.1 | 2.1 | 59 | 45 | 215647813
AIRQUEST | N5H8T24*K*AAA* | EA*5X37M21A* | *80VSL0902120B* | 23600 | 24800 | 17.5 | 13 | 8.1 | 2.1 | 59 | 45 | 215647814
ARCOAIRE | N5H8T24*K*AAA* | EA*5X37M21A* | *80VSL0902120B* | 23600 | 24800 | 17.5 | 13 | 8.1 | 2.1 | 59 | 45 | 215647816
PAYNE HEATING AND COOLING | PH8TAN524**AA* | CAA**3717AM* | PG96VTAB48080B** | 23400 | 24800 | 17.5 | 13 | 8.1 | 2.08 | 59 | 45 | 215647663
BROCK | PH8TAN524**AA* | CAA**3717AM* | PG96VTAB48080B** | 23400 | 24800 | 17.5 | 13 | 8.1 | 2.08 | 59 | 45 | 215647664
WEATHERMAKER | PH8TAN524**AA* | CAA**3717AM* | PG96VTAB48080B** | 23400 | 24800 | 17.5 | 13 | 8.1 | 2.08 | 59 | 45 | 215647666
HEIL | N5H8T24*K*AAA* | EA*5X37M17A* | *96VTN0801716B* | 23400 | 24800 | 17.5 | 13 | 8.1 | 2.08 | 59 | 45 | 215647668
AIRQUEST | N5H8T24*K*AAA* | EA*5X37M17A* | *96VTN0801716B* | 23400 | 24800 | 17.5 | 13 | 8.1 | 2.08 | 59 | 45 | 215647669
ARCOAIRE | N5H8T24*K*AAA* | EA*5X37M17A* | *96VTN0801716B* | 23400 | 24800 | 17.5 | 13 | 8.1 | 2.08 | 59 | 45 | 215647671
COMFORTMAKER | N5H8T24*K*AAA* | EA*5X37M17A* | *96VTN0801716B* | 23400 | 24800 | 17.5 | 13 | 8.1 | 2.08 | 59 | 45 | 215647672
DAY & NIGHT | N5H8T24*K*AAA* | EA*5X37M17A* | *96VTN0801716B* | 23400 | 24800 | 17.5 | 13 | 8.1 | 2.08 | 59 | 45 | 215647674
KEEPRITE | N5H8T24*K*AAA* | EA*5X37M17A* | *96VTN0801716B* | 23400 | 24800 | 17.5 | 13 | 8.1 | 2.08 | 59 | 45 | 215647675
KENMORE | N5H8T24*K*AAA* | EA*5X37M17A* | *96VTN0801716B* | 23400 | 24800 | 17.5 | 13 | 8.1 | 2.08 | 59 | 45 | 215647676
TEMPSTAR | N5H8T24*K*AAA* | EA*5X37M17A* | *96VTN0801716B* | 23400 | 24800 | 17.5 | 13 | 8.1 | 2.08 | 59 | 45 | 215647678
GRANDAIRE | W5H8T24*K*AAA* | WLA*374BA** | WFST080B048A* | 23400 | 24800 | 17.5 | 13 | 8.1 | 2.08 | 59 | 45 | 215647679
ECOTEMP | W5H8T24*K*AAA* | WLA*374BA** | WFST080B048A* | 23400 | 24800 | 17.5 | 13 | 8.1 | 2.08 | 59 | 45 | 215647680
CARRIER | 27TPA824A**30* | CAA**3717AM* | OVLAAB036098 | 23200 | 24800 | 17 | 12.5 | 8.1 | 2.08 | 59 | 45 | 215647682
CARRIER | GH8TAN524**AA* | CAA**3717AM* | OVLAAB036098 | 23200 | 24800 | 17 | 12.5 | 8.1 | 2.08 | 59 | 45 | 215647683
BRYANT HEATING AND COOLING SYSTEMS | 248TAN024**AA* | CAA**3717AM* | OVLAAB036098 | 23200 | 24800 | 17 | 12.5 | 8.1 | 2.08 | 59 | 45 | 215647685
BRYANT HEATING AND COOLING SYSTEMS | GH8TAN524**AA* | CAA**3717AM* | OVLAAB036098 | 23200 | 24800 | 17 | 12.5 | 8.1 | 2.08 | 59 | 45 | 215647686
BRYANT HEATING AND COOLING SYSTEMS | PH8TAN524**AA* | CAA**3717AM* | OVLAAB036098 | 23200 | 24800 | 17 | 12.5 | 8.1 | 2.08 | 59 | 45 | 215647688
HEIL | N5H8T24*K*AAA* | EA*5X37M17A* | OLV098A12* | 23200 | 24800 | 17 | 12.5 | 8.1 | 2.08 | 59 | 45 | 215647689
AIRQUEST | N5H8T24*K*AAA* | EA*5X37M17A* | OLV098A12* | 23200 | 24800 | 17 | 12.5 | 8.1 | 2.08 | 59 | 45 | 215647691
ARCOAIRE | N5H8T24*K*AAA* | EA*5X37M17A* | OLV098A12* | 23200 | 24800 | 17 | 12.5 | 8.1 | 2.08 | 59 | 45 | 215647692
COMFORTMAKER | N5H8T24*K*AAA* | EA*5X37M17A* | OLV098A12* | 23200 | 24800 | 17 | 12.5 | 8.1 | 2.08 | 59 | 45 | 215647694
DAY & NIGHT | N5H8T24*K*AAA* | EA*5X37M17A* | OLV098A12* | 23200 | 24800 | 17 | 12.5 | 8.1 | 2.08 | 59 | 45 | 215647695
KEEPRITE | N5H8T24*K*AAA* | EA*5X37M17A* | OLV098A12* | 23200 | 24800 | 17 | 12.5 | 8.1 | 2.08 | 59 | 45 | 215647697
KENMORE | N5H8T24*K*AAA* | EA*5X37M17A* | OLV098A12* | 23200 | 24800 | 17 | 12.5 | 8.1 | 2.08 | 59 | 45 | 215647698
MARATHERM | N5H8T24*K*AAA* | EA*5X37M17A* | OLV098A12* | 23200 | 24800 | 17 | 12.5 | 8.1 | 2.08 | 59 | 45 | 215647700
TEMPSTAR | N5H8T24*K*AAA* | EA*5X37M17A* | OLV098A12* | 23200 | 24800 | 17 | 12.5 | 8.1 | 2.08 | 59 | 45 | 215647701
CARRIER | 27TPA824A**30* | CAA**3717AM* | OVMAAB036098 | 23200 | 24800 | 17 | 12.5 | 8.1 | 2.08 | 59 | 45 | 215647703
CARRIER | GH8TAN524**AA* | CAA**3717AM* | OVMAAB036098 | 23200 | 24800 | 17 | 12.5 | 8.1 | 2.08 | 59 | 45 | 215647705
BRYANT HEATING AND COOLING SYSTEMS | 248TAN024**AA* | CAA**3717AM* | OVMAAB036098 | 23200 | 24800 | 17 | 12.5 | 8.1 | 2.08 | 59 | 45 | 215647706
BRYANT HEATING AND COOLING SYSTEMS | GH8TAN524**AA* | CAA**3717AM* | OVMAAB036098 | 23200 | 24800 | 17 | 12.5 | 8.1 | 2.08 | 59 | 45 | 215647708
BRYANT HEATING AND COOLING SYSTEMS | PH8TAN524**AA* | CAA**3717AM* | OVMAAB036098 | 23200 | 24800 | 17 | 12.5 | 8.1 | 2.08 | 59 | 45 | 215647710
HEIL | N5H8T24*K*AAA* | EA*5X37M17A* | OMV098J12* | 23200 | 24800 | 17 | 12.5 | 8.1 | 2.08 | 59 | 45 | 215647711
AIRQUEST | N5H8T24*K*AAA* | EA*5X37M17A* | OMV098J12* | 23200 | 24800 | 17 | 12.5 | 8.1 | 2.08 | 59 | 45 | 215647713
ARCOAIRE | N5H8T24*K*AAA* | EA*5X37M17A* | OMV098J12* | 23200 | 24800 | 17 | 12.5 | 8.1 | 2.08 | 59 | 45 | 215647714
COMFORTMAKER | N5H8T24*K*AAA* | EA*5X37M17A* | OMV098J12* | 23200 | 24800 | 17 | 12.5 | 8.1 | 2.08 | 59 | 45 | 215647715
DAY & NIGHT | N5H8T24*K*AAA* | EA*5X37M17A* | OMV098J12* | 23200 | 24800 | 17 | 12.5 | 8.1 | 2.08 | 59 | 45 | 215647717
KEEPRITE | N5H8T24*K*AAA* | EA*5X37M17A* | OMV098J12* | 23200 | 24800 | 17 | 12.5 | 8.1 | 2.08 | 59 | 45 | 215647718
KENMORE | N5H8T24*K*AAA* | EA*5X37M17A* | OMV098J12* | 23200 | 24800 | 17 | 12.5 | 8.1 | 2.08 | 59 | 45 | 215647720
MARATHERM | N5H8T24*K*AAA* | EA*5X37M17A* | OMV098J12* | 23200 | 24800 | 17 | 12.5 | 8.1 | 2.08 | 59 | 45 | 215647722
TEMPSTAR | N5H8T24*K*AAA* | EA*5X37M17A* | OMV098J12* | 23200 | 24800 | 17 | 12.5 | 8.1 | 2.08 | 59 | 45 | 215647723
CARRIER | 27TPA824A**30* | CAA**3717AM* | OVMAAB042112 | 23600 | 25400 | 17 | 12.5 | 8.1 | 2.04 | 59 | 45 | 215647725
CARRIER | GH8TAN524**AA* | CAA**3717AM* | OVMAAB042112 | 23600 | 25400 | 17 | 12.5 | 8.1 | 2.04 | 59 | 45 | 215647726
BRYANT HEATING AND COOLING SYSTEMS | 248TAN024**AA* | CAA**3717AM* | OVMAAB042112 | 23600 | 25400 | 17 | 12.5 | 8.1 | 2.04 | 59 | 45 | 215647728
BRYANT HEATING AND COOLING SYSTEMS | PH8TAN524**AA* | CAA**3721AM* | 935SB66100M21*** | 23800 | 24800 | 18 | 13 | 8.1 | 2.12 | 59 | 45 | 215648518
HEIL | N5H8T24*K*AAA* | EA*5X37M21A* | *95MSU1002122A* | 23800 | 24800 | 18 | 13 | 8.1 | 2.12 | 59 | 45 | 215648519
AIRQUEST | N5H8T24*K*AAA* | EA*5X37M21A* | *95MSU1002122A* | 23800 | 24800 | 18 | 13 | 8.1 | 2.12 | 59 | 45 | 215648521
ARCOAIRE | N5H8T24*K*AAA* | EA*5X37M21A* | *95MSU1002122A* | 23800 | 24800 | 18 | 13 | 8.1 | 2.12 | 59 | 45 | 215648522
COMFORTMAKER | N5H8T24*K*AAA* | EA*5X37M21A* | *95MSU1002122A* | 23800 | 24800 | 18 | 13 | 8.1 | 2.12 | 59 | 45 | 215648523
DAY & NIGHT | N5H8T24*K*AAA* | EA*5X37M21A* | *95MSU1002122A* | 23800 | 24800 | 18 | 13 | 8.1 | 2.12 | 59 | 45 | 215648525
KEEPRITE | N5H8T24*K*AAA* | EA*5X37M21A* | *95MSU1002122A* | 23800 | 24800 | 18 | 13 | 8.1 | 2.12 | 59 | 45 | 215648527
KENMORE | N5H8T24*K*AAA* | EA*5X37M21A* | *95MSU1002122A* | 23800 | 24800 | 18 | 13 | 8.1 | 2.12 | 59 | 45 | 215648528
MARATHERM | N5H8T24*K*AAA* | EA*5X37M21A* | *95MSU1002122A* | 23800 | 24800 | 18 | 13 | 8.1 | 2.12 | 59 | 45 | 215648530
TEMPSTAR | N5H8T24*K*AAA* | EA*5X37M21A* | *95MSU1002122A* | 23800 | 24800 | 18 | 13 | 8.1 | 2.12 | 59 | 45 | 215648531
CARRIER | 27TPA824A**30* | CAA**3721AM* | 59TN6C060C17**14 | 23600 | 24800 | 17.5 | 13 | 8.1 | 2.1 | 59 | 45 | 215648533
CARRIER | GH8TAN524**AA* | CAA**3721AM* | 59TN6C060C17**14 | 23600 | 24800 | 17.5 | 13 | 8.1 | 2.1 | 59 | 45 | 215648534
BRYANT HEATING AND COOLING SYSTEMS | 248TAN024**AA* | CAA**3721AM* | 986TD42060C17*** | 23600 | 24800 | 17.5 | 13 | 8.1 | 2.1 | 59 | 45 | 215648536
BRYANT HEATING AND COOLING SYSTEMS | GH8TAN524**AA* | CAA**3721AM* | 986TD42060C17*** | 23600 | 24800 | 17.5 | 13 | 8.1 | 2.1 | 59 | 45 | 215648537
BRYANT HEATING AND COOLING SYSTEMS | PH8TAN524**AA* | CAA**3721AM* | 986TD42060C17*** | 23600 | 24800 | 17.5 | 13 | 8.1 | 2.1 | 59 | 45 | 215648539
HEIL | N5H8T24*K*AAA* | EA*5X37M21A* | *96CTN0601714B* | 23600 | 24800 | 17.5 | 13 | 8.1 | 2.1 | 59 | 45 | 215648540
AIRQUEST | N5H8T24*K*AAA* | EA*5X37M21A* | *96CTN0601714B* | 23600 | 24800 | 17.5 | 13 | 8.1 | 2.1 | 59 | 45 | 215648541
ARCOAIRE | N5H8T24*K*AAA* | EA*5X37M21A* | *96CTN0601714B* | 23600 | 24800 | 17.5 | 13 | 8.1 | 2.1 | 59 | 45 | 215648542
COMFORTMAKER | N5H8T24*K*AAA* | EA*5X37M21A* | *96CTN0601714B* | 23600 | 24800 | 17.5 | 13 | 8.1 | 2.1 | 59 | 45 | 215648544
DAY & NIGHT | N5H8T24*K*AAA* | EA*5X37M21A* | *96CTN0601714B* | 23600 | 24800 | 17.5 | 13 | 8.1 | 2.1 | 59 | 45 | 215648545
KEEPRITE | N5H8T24*K*AAA* | EA*5X37M21A* | *96CTN0601714B* | 23600 | 24800 | 17.5 | 13 | 8.1 | 2.1 | 59 | 45 | 215648547
KENMORE | N5H8T24*K*AAA* | EA*5X37M21A* | *96CTN0601714B* | 23600 | 24800 | 17.5 | 13 | 8.1 | 2.1 | 59 | 45 | 215648548
MARATHERM | N5H8T24*K*AAA* | EA*5X37M21A* | *96CTN0601714B* | 23600 | 24800 | 17.5 | 13 | 8.1 | 2.1 | 59 | 45 | 215648549
TEMPSTAR | N5H8T24*K*AAA* | EA*5X37M21A* | *96CTN0601714B* | 23600 | 24800 | 17.5 | 13 | 8.1 | 2.1 | 59 | 45 | 215648551
CARRIER | 27TPA824A**30* | CAA**3721AM* | 59TN6C080C17**14 | 23600 | 25000 | 18 | 13 | 8.1 | 2.1 | 58 | 45 | 215648552
CARRIER | GH8TAN524**AA* | CAA**3721AM* | 59TN6C080C17**14 | 23600 | 25000 | 18 | 13 | 8.1 | 2.1 | 58 | 45 | 215648554
BRYANT HEATING AND COOLING SYSTEMS | 248TAN024**AA* | CAA**3721AM* | 986TD42080C17*** | 23600 | 25000 | 18 | 13 | 8.1 | 2.1 | 58 | 45 | 215648555
BRYANT HEATING AND COOLING SYSTEMS | GH8TAN524**AA* | CAA**3721AM* | 986TD42080C17*** | 23600 | 25000 | 18 | 13 | 8.1 | 2.1 | 58 | 45 | 215648557
BRYANT HEATING AND COOLING SYSTEMS | PH8TAN524**AA* | CAA**3721AM* | 986TD42080C17*** | 23600 | 25000 | 18 | 13 | 8.1 | 2.1 | 58 | 45 | 215648558
HEIL | N5H8T24*K*AAA* | EA*5X37M21A* | *96CTN0801714B* | 23600 | 25000 | 18 | 13 | 8.1 | 2.1 | 58 | 45 | 215648560
AIRQUEST | N5H8T24*K*AAA* | EA*5X37M21A* | *96CTN0801714B* | 23600 | 25000 | 18 | 13 | 8.1 | 2.1 | 58 | 45 | 215648561
ARCOAIRE | N5H8T24*K*AAA* | EA*5X37M21A* | *96CTN0801714B* | 23600 | 25000 | 18 | 13 | 8.1 | 2.1 | 58 | 45 | 215648563
COMFORTMAKER | N5H8T24*K*AAA* | EA*5X37M21A* | *96CTN0801714B* | 23600 | 25000 | 18 | 13 | 8.1 | 2.1 | 58 | 45 | 215648564
DAY & NIGHT | N5H8T24*K*AAA* | EA*5X37M21A* | *96CTN0801714B* | 23600 | 25000 | 18 | 13 | 8.1 | 2.1 | 58 | 45 | 215648565
KEEPRITE | N5H8T24*K*AAA* | EA*5X37M21A* | *96CTN0801714B* | 23600 | 25000 | 18 | 13 | 8.1 | 2.1 | 58 | 45 | 215648567
WEATHERMAKER | PH8TAN524**AA* | CAA**3721AM* | PG96VTAB48080B** | 23600 | 25000 | 17.5 | 13 | 8.1 | 2.08 | 58 | 45 | 215648677
HEIL | N5H8T24*K*AAA* | EA*5X37M21A* | *96VTN0801716B* | 23600 | 25000 | 17.5 | 13 | 8.1 | 2.08 | 58 | 45 | 215648679
AIRQUEST | N5H8T24*K*AAA* | EA*5X37M21A* | *96VTN0801716B* | 23600 | 25000 | 17.5 | 13 | 8.1 | 2.08 | 58 | 45 | 215648680
ARCOAIRE | N5H8T24*K*AAA* | EA*5X37M21A* | *96VTN0801716B* | 23600 | 25000 | 17.5 | 13 | 8.1 | 2.08 | 58 | 45 | 215648682
COMFORTMAKER | N5H8T24*K*AAA* | EA*5X37M21A* | *96VTN0801716B* | 23600 | 25000 | 17.5 | 13 | 8.1 | 2.08 | 58 | 45 | 215648683
DAY & NIGHT | N5H8T24*K*AAA* | EA*5X37M21A* | *96VTN0801716B* | 23600 | 25000 | 17.5 | 13 | 8.1 | 2.08 | 58 | 45 | 215648684
KEEPRITE | N5H8T24*K*AAA* | EA*5X37M21A* | *96VTN0801716B* | 23600 | 25000 | 17.5 | 13 | 8.1 | 2.08 | 58 | 45 | 215648685
KENMORE | N5H8T24*K*AAA* | EA*5X37M21A* | *96VTN0801716B* | 23600 | 25000 | 17.5 | 13 | 8.1 | 2.08 | 58 | 45 | 215648687
TEMPSTAR | N5H8T24*K*AAA* | EA*5X37M21A* | *96VTN0801716B* | 23600 | 25000 | 17.5 | 13 | 8.1 | 2.08 | 58 | 45 | 215648688
CARRIER | 27TPA824A**30* | CAA**3721AM* | 59TP6C080V21**20 | 23800 | 25000 | 18 | 13 | 8.5 | 2.22 | 59 | 45 | 215648690
CARRIER | GH8TAN524**AA* | CAA**3721AM* | 59TP6C080V21**20 | 23800 | 25000 | 18 | 13 | 8.5 | 2.22 | 59 | 45 | 215648691
BRYANT HEATING AND COOLING SYSTEMS | 248TAN024**AA* | CAA**3721AM* | 926TC60080V21*** | 23800 | 25000 | 18 | 13 | 8.5 | 2.22 | 59 | 45 | 215648693
BRYANT HEATING AND COOLING SYSTEMS | GH8TAN524**AA* | CAA**3721AM* | 926TC60080V21*** | 23800 | 25000 | 18 | 13 | 8.5 | 2.22 | 59 | 45 | 215648694
BRYANT HEATING AND COOLING SYSTEMS | PH8TAN524**AA* | CAA**3721AM* | 926TC60080V21*** | 23800 | 25000 | 18 | 13 | 8.5 | 2.22 | 59 | 45 | 215648696
PAYNE HEATING AND COOLING | PH8TAN524**AA* | CAA**3721AM* | PG96VTAB60080C** | 23800 | 25000 | 18 | 13 | 8.5 | 2.22 | 59 | 45 | 215648697
BROCK | PH8TAN524**AA* | CAA**3721AM* | PG96VTAB60080C** | 23800 | 25000 | 18 | 13 | 8.5 | 2.22 | 59 | 45 | 215648698
WEATHERMAKER | PH8TAN524**AA* | CAA**3721AM* | PG96VTAB60080C** | 23800 | 25000 | 18 | 13 | 8.5 | 2.22 | 59 | 45 | 215648700
HEIL | N5H8T24*K*AAA* | EA*5X37M21A* | *96VTN0802120B* | 23800 | 25000 | 18 | 13 | 8.5 | 2.22 | 59 | 45 | 215648701
AIRQUEST | N5H8T24*K*AAA* | EA*5X37M21A* | *96VTN0802120B* | 23800 | 25000 | 18 | 13 | 8.5 | 2.22 | 59 | 45 | 215648702
ARCOAIRE | N5H8T24*K*AAA* | EA*5X37M21A* | *96VTN0802120B* | 23800 | 25000 | 18 | 13 | 8.5 | 2.22 | 59 | 45 | 215648704
COMFORTMAKER | N5H8T24*K*AAA* | EA*5X37M21A* | *96VTN0802120B* | 23800 | 25000 | 18 | 13 | 8.5 | 2.22 | 59 | 45 | 215648705
DAY & NIGHT | N5H8T24*K*AAA* | EA*5X37M21A* | *96VTN0802120B* | 23800 | 25000 | 18 | 13 | 8.5 | 2.22 | 59 | 45 | 215648707
KEEPRITE | N5H8T24*K*AAA* | EA*5X37M21A* | *96VTN0802120B* | 23800 | 25000 | 18 | 13 | 8.5 | 2.22 | 59 | 45 | 215648708
KENMORE | N5H8T24*K*AAA* | EA*5X37M21A* | *96VTN0802120B* | 23800 | 25000 | 18 | 13 | 8.5 | 2.22 | 59 | 45 | 215648710
TEMPSTAR | N5H8T24*K*AAA* | EA*5X37M21A* | *96VTN0802120B* | 23800 | 25000 | 18 | 13 | 8.5 | 2.22 | 59 | 45 | 215648711
CARRIER | 27TPA824A**30* | CAA**3721AM* | 59TP6C100V21**20 | 23600 | 24800 | 18 | 13 | 8.1 | 2.1 | 58 | 45 | 215648713
CARRIER | 27TPA824A**30* | CAA**3721AM* | GG96VTAB60100C** | 23600 | 24800 | 18 | 13 | 8.1 | 2.1 | 58 | 45 | 215648714
CARRIER | GH8TAN524**AA* | CAA**3721AM* | 59TP6C100V21**20 | 23600 | 24800 | 18 | 13 | 8.1 | 2.1 | 58 | 45 | 215648716
CARRIER | GH8TAN524**AA* | CAA**3721AM* | GG96VTAB60100C** | 23600 | 24800 | 18 | 13 | 8.1 | 2.1 | 58 | 45 | 215648717
AIRQUEST | H5H0V24*K*AAA* | EVM5X32M17A*+WALLCON | *80CSU0601716A* | 24400 | 27800 | 19 | 10.5 | 8.5 | 1.84 | 71 | 58 | 215664759
ARCOAIRE | H5H0V24*K*AAA* | EVM5X32M17A*+WALLCON | *80CSU0601716A* | 24400 | 27800 | 19 | 10.5 | 8.5 | 1.84 | 71 | 58 | 215664762
COMFORTMAKER | C5H0V24*K*AAA* | EVM5X32M17A*+WALLCON | *80CSU0601716A* | 24400 | 27800 | 19 | 10.5 | 8.5 | 1.84 | 71 | 58 | 215664764
DAY & NIGHT | C5H0V24*K*AAA* | EVM5X32M17A*+WALLCON | *80CSU0601716A* | 24400 | 27800 | 19 | 10.5 | 8.5 | 1.84 | 71 | 58 | 215664766
KEEPRITE | C5H0V24*K*AAA* | EVM5X32M17A*+WALLCON | *80CSU0601716A* | 24400 | 27800 | 19 | 10.5 | 8.5 | 1.84 | 71 | 58 | 215664768
KENMORE | (C,H,T)5H0V24*K*AAA* | EVM5X32M17A*+WALLCON | *80CSU0601716A* | 24400 | 27800 | 19 | 10.5 | 8.5 | 1.84 | 71 | 58 | 215664770
TEMPSTAR | T5H0V24*K*AAA* | EVM5X32M17A*+WALLCON | *80CSU0601716A* | 24400 | 27800 | 19 | 10.5 | 8.5 | 1.84 | 71 | 58 | 215664772
HEIL | H5H0V24*K*AAA* | EVM5X32M17A*+WALLCON | *80CTL0451712B* | 24200 | 28000 | 18.5 | 10.5 | 8.5 | 1.84 | 71 | 58 | 215664774
AIRQUEST | H5H0V24*K*AAA* | EVM5X32M17A*+WALLCON | *80CTL0451712B* | 24200 | 28000 | 18.5 | 10.5 | 8.5 | 1.84 | 71 | 58 | 215664776
ARCOAIRE | H5H0V24*K*AAA* | EVM5X32M17A*+WALLCON | *80CTL0451712B* | 24200 | 28000 | 18.5 | 10.5 | 8.5 | 1.84 | 71 | 58 | 215664779
COMFORTMAKER | C5H0V24*K*AAA* | EVM5X32M17A*+WALLCON | *80CTL0451712B* | 24200 | 28000 | 18.5 | 10.5 | 8.5 | 1.84 | 71 | 58 | 215664781
DAY & NIGHT | C5H0V24*K*AAA* | EVM5X32M17A*+WALLCON | *80CTL0451712B* | 24200 | 28000 | 18.5 | 10.5 | 8.5 | 1.84 | 71 | 58 | 215664783
KEEPRITE | C5H0V24*K*AAA* | EVM5X32M17A*+WALLCON | *80CTL0451712B* | 24200 | 28000 | 18.5 | 10.5 | 8.5 | 1.84 | 71 | 58 | 215664785
KENMORE | (C,H,T)5H0V24*K*AAA* | EVM5X32M17A*+WALLCON | *80CTL0451712B* | 24200 | 28000 | 18.5 | 10.5 | 8.5 | 1.84 | 71 | 58 | 215664787
TEMPSTAR | T5H0V24*K*AAA* | EVM5X32M17A*+WALLCON | *80CTL0451712B* | 24200 | 28000 | 18.5 | 10.5 | 8.5 | 1.84 | 71 | 58 | 215664790
HEIL | H5H0V24*K*AAA* | EVM5X32M17A*+WALLCON | *80CTL0701716B* | 24200 | 27800 | 19 | 11 | 8.5 | 1.84 | 71 | 58 | 215664793
AIRQUEST | H5H0V24*K*AAA* | EVM5X32M17A*+WALLCON | *80CTL0701716B* | 24200 | 27800 | 19 | 11 | 8.5 | 1.84 | 71 | 58 | 215664795
ARCOAIRE | H5H0V24*K*AAA* | EVM5X32M17A*+WALLCON | *80CTL0701716B* | 24200 | 27800 | 19 | 11 | 8.5 | 1.84 | 71 | 58 | 215664797
COMFORTMAKER | C5H0V24*K*AAA* | EVM5X32M17A*+WALLCON | *80CTL0701716B* | 24200 | 27800 | 19 | 11 | 8.5 | 1.84 | 71 | 58 | 215664799
DAY & NIGHT | C5H0V24*K*AAA* | EVM5X32M17A*+WALLCON | *80CTL0701716B* | 24200 | 27800 | 19 | 11 | 8.5 | 1.84 | 71 | 58 | 215664801
KEEPRITE | C5H0V24*K*AAA* | EVM5X32M17A*+WALLCON | *80CTL0701716B* | 24200 | 27800 | 19 | 11 | 8.5 | 1.84 | 71 | 58 | 215664803
KENMORE | (C,H,T)5H0V24*K*AAA* | EVM5X32M17A*+WALLCON | *80CTL0701716B* | 24200 | 27800 | 19 | 11 | 8.5 | 1.84 | 71 | 58 | 215664805
TEMPSTAR | T5H0V24*K*AAA* | EVM5X32M17A*+WALLCON | *80CTL0701716B* | 24200 | 27800 | 19 | 11 | 8.5 | 1.84 | 71 | 58 | 215664807
HEIL | H5H0V24*K*AAA* | EVM5X32M17A*+WALLCON | *80CTL0901716B* | 24400 | 27800 | 19 | 11 | 8.5 | 1.84 | 71 | 58 | 215664809
AIRQUEST | H5H0V24*K*AAA* | EVM5X32M17A*+WALLCON | *80CTL0901716B* | 24400 | 27800 | 19 | 11 | 8.5 | 1.84 | 71 | 58 | 215664811
ARCOAIRE | H5H0V24*K*AAA* | EVM5X32M17A*+WALLCON | *80CTL0901716B* | 24400 | 27800 | 19 | 11 | 8.5 | 1.84 | 71 | 58 | 215664813
COMFORTMAKER | C5H0V24*K*AAA* | EVM5X32M17A*+WALLCON | *80CTL0901716B* | 24400 | 27800 | 19 | 11 | 8.5 | 1.84 | 71 | 58 | 215664816
DAY & NIGHT | C5H0V24*K*AAA* | EVM5X32M17A*+WALLCON | *80CTL0901716B* | 24400 | 27800 | 19 | 11 | 8.5 | 1.84 | 71 | 58 | 215664818
KEEPRITE | C5H0V24*K*AAA* | EVM5X32M17A*+WALLCON | *80CTL0901716B* | 24400 | 27800 | 19 | 11 | 8.5 | 1.84 | 71 | 58 | 215664820
KENMORE | (C,H,T)5H0V24*K*AAA* | EVM5X32M17A*+WALLCON | *80CTL0901716B* | 24400 | 27800 | 19 | 11 | 8.5 | 1.84 | 71 | 58 | 215664822
TEMPSTAR | T5H0V24*K*AAA* | EVM5X32M17A*+WALLCON | *80CTL0901716B* | 24400 | 27800 | 19 | 11 | 8.5 | 1.84 | 71 | 58 | 215664824
HEIL | H5H0V24*K*AAA* | EVM5X32M17A*+WALLCON | *97CMN0601714B* | 24200 | 28000 | 18.5 | 10.5 | 8.5 | 1.84 | 70 | 58 | 215664826
AIRQUEST | H5H0V24*K*AAA* | EVM5X32M17A*+WALLCON | *97CMN0601714B* | 24200 | 28000 | 18.5 | 10.5 | 8.5 | 1.84 | 70 | 58 | 215664828
ARCOAIRE | H5H0V24*K*AAA* | EVM5X32M17A*+WALLCON | *97CMN0601714B* | 24200 | 28000 | 18.5 | 10.5 | 8.5 | 1.84 | 70 | 58 | 215664830
COMFORTMAKER | C5H0V24*K*AAA* | EVM5X32M17A*+WALLCON | *97CMN0601714B* | 24200 | 28000 | 18.5 | 10.5 | 8.5 | 1.84 | 70 | 58 | 215664832
DAY & NIGHT | C5H0V24*K*AAA* | EVM5X32M17A*+WALLCON | *97CMN0601714B* | 24200 | 28000 | 18.5 | 10.5 | 8.5 | 1.84 | 70 | 58 | 215664834
KEEPRITE | C5H0V24*K*AAA* | EVM5X32M17A*+WALLCON | *97CMN0601714B* | 24200 | 28000 | 18.5 | 10.5 | 8.5 | 1.84 | 70 | 58 | 215664836
KENMORE | (C,H,T)5H0V24*K*AAA* | EVM5X32M17A*+WALLCON | *97CMN0601714B* | 24200 | 28000 | 18.5 | 10.5 | 8.5 | 1.84 | 70 | 58 | 215664838
TEMPSTAR | T5H0V24*K*AAA* | EVM5X32M17A*+WALLCON | *97CMN0601714B* | 24200 | 28000 | 18.5 | 10.5 | 8.5 | 1.84 | 70 | 58 | 215664840
HEIL | H5H0V24*K*AAA* | EVM5X32M17A*+WALLCON | *97CMN0801714B* | 24200 | 27800 | 19 | 10.5 | 8.5 | 1.84 | 71 | 58 | 215664842
AIRQUEST | H5H0V24*K*AAA* | EVM5X32M17A*+WALLCON | *97CMN0801714B* | 24200 | 27800 | 19 | 10.5 | 8.5 | 1.84 | 71 | 58 | 215664844
ARCOAIRE | H5H0V24*K*AAA* | EVM5X32M17A*+WALLCON | *97CMN0801714B* | 24200 | 27800 | 19 | 10.5 | 8.5 | 1.84 | 71 | 58 | 215664846
COMFORTMAKER | C5H0V24*K*AAA* | EVM5X32M17A*+WALLCON | *97CMN0801714B* | 24200 | 27800 | 19 | 10.5 | 8.5 | 1.84 | 71 | 58 | 215664848
DAY & NIGHT | C5H0V24*K*AAA* | EVM5X32M17A*+WALLCON | *97CMN0801714B* | 24200 | 27800 | 19 | 10.5 | 8.5 | 1.84 | 71 | 58 | 215664850
KEEPRITE | C5H0V24*K*AAA* | EVM5X32M17A*+WALLCON | *97CMN0801714B* | 24200 | 27800 | 19 | 10.5 | 8.5 | 1.84 | 71 | 58 | 215664852
KENMORE | (C,H,T)5H0V24*K*AAA* | EVM5X32M17A*+WALLCON | *97CMN0801714B* | 24200 | 27800 | 19 | 10.5 | 8.5 | 1.84 | 71 | 58 | 215664854
TEMPSTAR | T5H0V24*K*AAA* | EVM5X32M17A*+WALLCON | *97CMN0801714B* | 24200 | 27800 | 19 | 10.5 | 8.5 | 1.84 | 71 | 58 | 215664856
HEIL | H5H0V24*K*AAA* | EVM5X32M17A*+WALLCON | *96CTN0601714B* | 24200 | 27800 | 19 | 10.5 | 8.5 | 1.82 | 71 | 59 | 215664877
BRYANT HEATING AND COOLING SYSTEMS | 248TAN024**AA* | CAA**3617AM* | OVLAAB036098 | 23000 | 24800 | 16.5 | 12 | 8.1 | 2.02 | 59 | 45 | 215646894
CARRIER | GH8TAN524**AA* | CAA**3617AM* | OVLAAB036098 | 23000 | 24800 | 16.5 | 12 | 8.1 | 2.02 | 59 | 45 | 215646892
BRYANT HEATING AND COOLING SYSTEMS | PH8TAN524**AA* | CAA**3717AM* | 82*SB48090V17*** | 23200 | 24600 | 17.5 | 13 | 8.1 | 2.1 | 59 | 45 | 215647041
HEIL | N5H8T24*K*AAA* | EA*5X37M17A* | *80VSL0901716B* | 23200 | 24600 | 17.5 | 13 | 8.1 | 2.1 | 59 | 45 | 215647042
AIRQUEST | N5H8T24*K*AAA* | EA*5X37M17A* | *80VSL0901716B* | 23200 | 24600 | 17.5 | 13 | 8.1 | 2.1 | 59 | 45 | 215647044
ARCOAIRE | N5H8T24*K*AAA* | EA*5X37M17A* | *80VSL0901716B* | 23200 | 24600 | 17.5 | 13 | 8.1 | 2.1 | 59 | 45 | 215647045
COMFORTMAKER | N5H8T24*K*AAA* | EA*5X37M17A* | *80VSL0901716B* | 23200 | 24600 | 17.5 | 13 | 8.1 | 2.1 | 59 | 45 | 215647046
DAY & NIGHT | N5H8T24*K*AAA* | EA*5X37M17A* | *80VSL0901716B* | 23200 | 24600 | 17.5 | 13 | 8.1 | 2.1 | 59 | 45 | 215647048
KEEPRITE | N5H8T24*K*AAA* | EA*5X37M17A* | *80VSL0901716B* | 23200 | 24600 | 17.5 | 13 | 8.1 | 2.1 | 59 | 45 | 215647049
KENMORE | N5H8T24*K*AAA* | EA*5X37M17A* | *80VSL0901716B* | 23200 | 24600 | 17.5 | 13 | 8.1 | 2.1 | 59 | 45 | 215647051
TEMPSTAR | N5H8T24*K*AAA* | EA*5X37M17A* | *80VSL0901716B* | 23200 | 24600 | 17.5 | 13 | 8.1 | 2.1 | 59 | 45 | 215647052
CARRIER | 27TPA824A**30* | CAA**3717AM* | 58SU*B040M17**12 | 23400 | 24600 | 17.5 | 13 | 8.1 | 2.08 | 59 | 45 | 215647054
CARRIER | GH8TAN524**AA* | CAA**3717AM* | 58SU*B040M17**12 | 23400 | 24600 | 17.5 | 13 | 8.1 | 2.08 | 59 | 45 | 215647055
BRYANT HEATING AND COOLING SYSTEMS | 248TAN024**AA* | CAA**3717AM* | 83*SB36040M17*** | 23400 | 24600 | 17.5 | 13 | 8.1 | 2.08 | 59 | 45 | 215647057
BRYANT HEATING AND COOLING SYSTEMS | GH8TAN524**AA* | CAA**3717AM* | 83*SB36040M17*** | 23400 | 24600 | 17.5 | 13 | 8.1 | 2.08 | 59 | 45 | 215647058
BRYANT HEATING AND COOLING SYSTEMS | PH8TAN524**AA* | CAA**3717AM* | 83*SB36040M17*** | 23400 | 24600 | 17.5 | 13 | 8.1 | 2.08 | 59 | 45 | 215647060
PAYNE HEATING AND COOLING | PH8TAN524**AA* | CAA**3717AM* | PG80MSUA36040B** | 23400 | 24600 | 17.5 | 13 | 8.1 | 2.08 | 59 | 45 | 215647061
BROCK | PH8TAN524**AA* | CAA**3717AM* | PG80MSUA36040B** | 23400 | 24600 | 17.5 | 13 | 8.1 | 2.08 | 59 | 45 | 215647063
BRYANT HEATING AND COOLING SYSTEMS | GH8TAN524**AA* | CAA**3717AM* | 82*TB36045V14*** | 23400 | 24800 | 17.5 | 13 | 8.1 | 2.08 | 59 | 45 | 215647196
BRYANT HEATING AND COOLING SYSTEMS | PH8TAN524**AA* | CAA**3717AM* | 82*TB36045V14*** | 23400 | 24800 | 17.5 | 13 | 8.1 | 2.08 | 59 | 45 | 215647197
PAYNE HEATING AND COOLING | PH8TAN524**AA* | CAA**3717AM* | PG80VTLB36045A** | 23400 | 24800 | 17.5 | 13 | 8.1 | 2.08 | 59 | 45 | 215647198
BROCK | PH8TAN524**AA* | CAA**3717AM* | PG80VTLB36045A** | 23400 | 24800 | 17.5 | 13 | 8.1 | 2.08 | 59 | 45 | 215647200
WEATHERMAKER | PH8TAN524**AA* | CAA**3717AM* | PG80VTLB36045A** | 23400 | 24800 | 17.5 | 13 | 8.1 | 2.08 | 59 | 45 | 215647201
HEIL | N5H8T24*K*AAA* | EA*5X37M17A* | *80VTL0451412B* | 23400 | 24800 | 17.5 | 13 | 8.1 | 2.08 | 59 | 45 | 215647202
AIRQUEST | N5H8T24*K*AAA* | EA*5X37M17A* | *80VTL0451412B* | 23400 | 24800 | 17.5 | 13 | 8.1 | 2.08 | 59 | 45 | 215647204
ARCOAIRE | N5H8T24*K*AAA* | EA*5X37M17A* | *80VTL0451412B* | 23400 | 24800 | 17.5 | 13 | 8.1 | 2.08 | 59 | 45 | 215647205
COMFORTMAKER | N5H8T24*K*AAA* | EA*5X37M17A* | *80VTL0451412B* | 23400 | 24800 | 17.5 | 13 | 8.1 | 2.08 | 59 | 45 | 215647207
DAY & NIGHT | N5H8T24*K*AAA* | EA*5X37M17A* | *80VTL0451412B* | 23400 | 24800 | 17.5 | 13 | 8.1 | 2.08 | 59 | 45 | 215647208
KEEPRITE | N5H8T24*K*AAA* | EA*5X37M17A* | *80VTL0451412B* | 23400 | 24800 | 17.5 | 13 | 8.1 | 2.08 | 59 | 45 | 215647210
KENMORE | N5H8T24*K*AAA* | EA*5X37M17A* | *80VTL0451412B* | 23400 | 24800 | 17.5 | 13 | 8.1 | 2.08 | 59 | 45 | 215647212
TEMPSTAR | N5H8T24*K*AAA* | EA*5X37M17A* | *80VTL0451412B* | 23400 | 24800 | 17.5 | 13 | 8.1 | 2.08 | 59 | 45 | 215647213
GRANDAIRE | W5H8T24*K*AAA* | WLA*374BA** | WFET045A036A* | 23400 | 24800 | 17.5 | 13 | 8.1 | 2.08 | 59 | 45 | 215647215
ECOTEMP | W5H8T24*K*AAA* | WLA*374BA** | WFET045A036A* | 23400 | 24800 | 17.5 | 13 | 8.1 | 2.08 | 59 | 45 | 215647216
CARRIER | 27TPA824A**30* | CAA**3717AM* | 58TP*B070V14**12 | 23400 | 24800 | 17.5 | 13 | 8.1 | 2.08 | 59 | 45 | 215647218
CARRIER | GH8TAN524**AA* | CAA**3717AM* | 58TP*B070V14**12 | 23400 | 24800 | 17.5 | 13 | 8.1 | 2.08 | 59 | 45 | 215647219
BRYANT HEATING AND COOLING SYSTEMS | 248TAN024**AA* | CAA**3717AM* | 82*TB36070V14*** | 23400 | 24800 | 17.5 | 13 | 8.1 | 2.08 | 59 | 45 | 215647220
BRYANT HEATING AND COOLING SYSTEMS | GH8TAN524**AA* | CAA**3717AM* | 82*TB36070V14*** | 23400 | 24800 | 17.5 | 13 | 8.1 | 2.08 | 59 | 45 | 215647222
BRYANT HEATING AND COOLING SYSTEMS | PH8TAN524**AA* | CAA**3717AM* | 82*TB36070V14*** | 23400 | 24800 | 17.5 | 13 | 8.1 | 2.08 | 59 | 45 | 215647223
PAYNE HEATING AND COOLING | PH8TAN524**AA* | CAA**3717AM* | PG80VTLB36070A** | 23400 | 24800 | 17.5 | 13 | 8.1 | 2.08 | 59 | 45 | 215647225
BROCK | PH8TAN524**AA* | CAA**3717AM* | PG80VTLB36070A** | 23400 | 24800 | 17.5 | 13 | 8.1 | 2.08 | 59 | 45 | 215647226
WEATHERMAKER | PH8TAN524**AA* | CAA**3717AM* | PG80VTLB36070A** | 23400 | 24800 | 17.5 | 13 | 8.1 | 2.08 | 59 | 45 | 215647228
GRANDAIRE | W5H8T24*K*AAA* | WLA*374BA** | WFET070A036A* | 23400 | 24800 | 17.5 | 13 | 8.1 | 2.08 | 59 | 45 | 215647229
WEATHERMAKER | PH8TAN524**AA* | CAA**3717AM* | PG80MSUA36040B** | 23400 | 24600 | 17.5 | 13 | 8.1 | 2.08 | 59 | 45 | 215647064
HEIL | N5H8T24*K*AAA* | EA*5X37M17A* | *80MSU0401712A* | 23400 | 24600 | 17.5 | 13 | 8.1 | 2.08 | 59 | 45 | 215647066
AIRQUEST | N5H8T24*K*AAA* | EA*5X37M17A* | *80MSU0401712A* | 23400 | 24600 | 17.5 | 13 | 8.1 | 2.08 | 59 | 45 | 215647067
ARCOAIRE | N5H8T24*K*AAA* | EA*5X37M17A* | *80MSU0401712A* | 23400 | 24600 | 17.5 | 13 | 8.1 | 2.08 | 59 | 45 | 215647069
COMFORTMAKER | N5H8T24*K*AAA* | EA*5X37M17A* | *80MSU0401712A* | 23400 | 24600 | 17.5 | 13 | 8.1 | 2.08 | 59 | 45 | 215647070
DAY & NIGHT | N5H8T24*K*AAA* | EA*5X37M17A* | *80MSU0401712A* | 23400 | 24600 | 17.5 | 13 | 8.1 | 2.08 | 59 | 45 | 215647072
KEEPRITE | N5H8T24*K*AAA* | EA*5X37M17A* | *80MSU0401712A* | 23400 | 24600 | 17.5 | 13 | 8.1 | 2.08 | 59 | 45 | 215647073
KENMORE | N5H8T24*K*AAA* | EA*5X37M17A* | *80MSU0401712A* | 23400 | 24600 | 17.5 | 13 | 8.1 | 2.08 | 59 | 45 | 215647074
MARATHERM | N5H8T24*K*AAA* | EA*5X37M17A* | *80MSU0401712A* | 23400 | 24600 | 17.5 | 13 | 8.1 | 2.08 | 59 | 45 | 215647076
TEMPSTAR | N5H8T24*K*AAA* | EA*5X37M17A* | *80MSU0401712A* | 23400 | 24600 | 17.5 | 13 | 8.1 | 2.08 | 59 | 45 | 215647077
GRANDAIRE | W5H8T24*K*AAA* | WLA*374BA** | WFEU040B036B* | 23400 | 24600 | 17.5 | 13 | 8.1 | 2.08 | 59 | 45 | 215647079
ECOTEMP | W5H8T24*K*AAA* | WLA*374BA** | WFEU040B036B* | 23400 | 24600 | 17.5 | 13 | 8.1 | 2.08 | 59 | 45 | 215647080
CARRIER | 27TPA824A**30* | CAA**3717AM* | 58SU*B060M17**16 | 23600 | 24800 | 17.5 | 13 | 8.1 | 2.1 | 59 | 45 | 215647081
CARRIER | GH8TAN524**AA* | CAA**3717AM* | 58SU*B060M17**16 | 23600 | 24800 | 17.5 | 13 | 8.1 | 2.1 | 59 | 45 | 215647083
BRYANT HEATING AND COOLING SYSTEMS | 248TAN024**AA* | CAA**3717AM* | 83*SB48060M17*** | 23600 | 24800 | 17.5 | 13 | 8.1 | 2.1 | 59 | 45 | 215647084
BRYANT HEATING AND COOLING SYSTEMS | GH8TAN524**AA* | CAA**3717AM* | 83*SB48060M17*** | 23600 | 24800 | 17.5 | 13 | 8.1 | 2.1 | 59 | 45 | 215647086
TEMPSTAR | N5H8T24*K*AAA* | EA*5X37M17A* | *97CMN0601714B* | 23200 | 24800 | 17.5 | 12.5 | 8.1 | 2.08 | 59 | 45 | 215647314
CARRIER | 27TPA824A**30* | CAA**3717AM* | 59MN7C080C17**14 | 23200 | 24600 | 17.5 | 13 | 8.1 | 2.08 | 59 | 45 | 215647315
CARRIER | GH8TAN524**AA* | CAA**3717AM* | 59MN7C080C17**14 | 23200 | 24600 | 17.5 | 13 | 8.1 | 2.08 | 59 | 45 | 215647317
BRYANT HEATING AND COOLING SYSTEMS | 248TAN024**AA* | CAA**3717AM* | 987MC42080C17*** | 23200 | 24600 | 17.5 | 13 | 8.1 | 2.08 | 59 | 45 | 215647318
BRYANT HEATING AND COOLING SYSTEMS | GH8TAN524**AA* | CAA**3717AM* | 987MC42080C17*** | 23200 | 24600 | 17.5 | 13 | 8.1 | 2.08 | 59 | 45 | 215647320
BRYANT HEATING AND COOLING SYSTEMS | PH8TAN524**AA* | CAA**3717AM* | 987MC42080C17*** | 23200 | 24600 | 17.5 | 13 | 8.1 | 2.08 | 59 | 45 | 215647321
HEIL | N5H8T24*K*AAA* | EA*5X37M17A* | *97CMN0801714B* | 23200 | 24600 | 17.5 | 13 | 8.1 | 2.08 | 59 | 45 | 215647322
KENMORE | N5H8T24*K*AAA* | EA*5X37M17A* | *96CTN0801714B* | 23200 | 24600 | 17.5 | 13 | 8.1 | 2.1 | 59 | 45 | 215647544
MARATHERM | N5H8T24*K*AAA* | EA*5X37M17A* | *96CTN0801714B* | 23200 | 24600 | 17.5 | 13 | 8.1 | 2.1 | 59 | 45 | 215647546
TEMPSTAR | N5H8T24*K*AAA* | EA*5X37M17A* | *96CTN0801714B* | 23200 | 24600 | 17.5 | 13 | 8.1 | 2.1 | 59 | 45 | 215647547
CARRIER | 27TPA824A**30* | CAA**3717AM* | 59TP6C040V14**10 | 23200 | 25000 | 16.5 | 12 | 8.1 | 2.04 | 60 | 46 | 215647549
CARRIER | 27TPA824A**30* | CAA**3717AM* | GG96VTAB30040A** | 23200 | 25000 | 16.5 | 12 | 8.1 | 2.04 | 60 | 46 | 215647550
CARRIER | GH8TAN524**AA* | CAA**3717AM* | 59TP6C040V14**10 | 23200 | 25000 | 16.5 | 12 | 8.1 | 2.04 | 60 | 46 | 215647552
CARRIER | GH8TAN524**AA* | CAA**3717AM* | GG96VTAB30040A** | 23200 | 25000 | 16.5 | 12 | 8.1 | 2.04 | 60 | 46 | 215647553
BRYANT HEATING AND COOLING SYSTEMS | 248TAN024**AA* | CAA**3717AM* | 926TC30040V14*** | 23200 | 25000 | 16.5 | 12 | 8.1 | 2.04 | 60 | 46 | 215647554
BRYANT HEATING AND COOLING SYSTEMS | GH8TAN524**AA* | CAA**3717AM* | 926TC30040V14*** | 23200 | 25000 | 16.5 | 12 | 8.1 | 2.04 | 60 | 46 | 215647556
BRYANT HEATING AND COOLING SYSTEMS | PH8TAN524**AA* | CAA**3717AM* | 926TC30040V14*** | 23200 | 25000 | 16.5 | 12 | 8.1 | 2.04 | 60 | 46 | 215647557
PAYNE HEATING AND COOLING | PH8TAN524**AA* | CAA**3717AM* | PG96VTAB30040A** | 23200 | 25000 | 16.5 | 12 | 8.1 | 2.04 | 60 | 46 | 215647559
BROCK | PH8TAN524**AA* | CAA**3717AM* | PG96VTAB30040A** | 23200 | 25000 | 16.5 | 12 | 8.1 | 2.04 | 60 | 46 | 215647560
WEATHERMAKER | PH8TAN524**AA* | CAA**3717AM* | PG96VTAB30040A** | 23200 | 25000 | 16.5 | 12 | 8.1 | 2.04 | 60 | 46 | 215647562
HEIL | N5H8T24*K*AAA* | EA*5X37M17A* | *96VTN0401410B* | 23200 | 25000 | 16.5 | 12 | 8.1 | 2.04 | 60 | 46 | 215647563
AIRQUEST | N5H8T24*K*AAA* | EA*5X37M17A* | *96VTN0401410B* | 23200 | 25000 | 16.5 | 12 | 8.1 | 2.04 | 60 | 46 | 215647565
AIRQUEST | N5H8T24*K*AAA* | EA*5X37M17A* | *97CMN0801714B* | 23200 | 24600 | 17.5 | 13 | 8.1 | 2.08 | 59 | 45 | 215647324
ARCOAIRE | N5H8T24*K*AAA* | EA*5X37M17A* | *97CMN0801714B* | 23200 | 24600 | 17.5 | 13 | 8.1 | 2.08 | 59 | 45 | 215647325
COMFORTMAKER | N5H8T24*K*AAA* | EA*5X37M17A* | *97CMN0801714B* | 23200 | 24600 | 17.5 | 13 | 8.1 | 2.08 | 59 | 45 | 215647327
DAY & NIGHT | N5H8T24*K*AAA* | EA*5X37M17A* | *97CMN0801714B* | 23200 | 24600 | 17.5 | 13 | 8.1 | 2.08 | 59 | 45 | 215647328
KEEPRITE | N5H8T24*K*AAA* | EA*5X37M17A* | *97CMN0801714B* | 23200 | 24600 | 17.5 | 13 | 8.1 | 2.08 | 59 | 45 | 215647329
KENMORE | N5H8T24*K*AAA* | EA*5X37M17A* | *97CMN0801714B* | 23200 | 24600 | 17.5 | 13 | 8.1 | 2.08 | 59 | 45 | 215647331
MARATHERM | N5H8T24*K*AAA* | EA*5X37M17A* | *97CMN0801714B* | 23200 | 24600 | 17.5 | 13 | 8.1 | 2.08 | 59 | 45 | 215647333
TEMPSTAR | N5H8T24*K*AAA* | EA*5X37M17A* | *97CMN0801714B* | 23200 | 24600 | 17.5 | 13 | 8.1 | 2.08 | 59 | 45 | 215647334
CARRIER | 27TPA824A**30* | CAA**3717AM* | 59SP6B040V14**10 | 23000 | 24800 | 16.5 | 12.5 | 8.1 | 2.04 | 59 | 45 | 215647335
CARRIER | GH8TAN524**AA* | CAA**3717AM* | 59SP6B040V14**10 | 23000 | 24800 | 16.5 | 12.5 | 8.1 | 2.04 | 59 | 45 | 215647337
BRYANT HEATING AND COOLING SYSTEMS | 248TAN024**AA* | CAA**3717AM* | 926SB30040V14*** | 23000 | 24800 | 16.5 | 12.5 | 8.1 | 2.04 | 59 | 45 | 215647338
BRYANT HEATING AND COOLING SYSTEMS | GH8TAN524**AA* | CAA**3717AM* | 926SB30040V14*** | 23000 | 24800 | 16.5 | 12.5 | 8.1 | 2.04 | 59 | 45 | 215647340
BRYANT HEATING AND COOLING SYSTEMS | PH8TAN524**AA* | CAA**3717AM* | 926SB30040V14*** | 23000 | 24800 | 16.5 | 12.5 | 8.1 | 2.04 | 59 | 45 | 215647341
HEIL | N5H8T24*K*AAA* | EA*5X37M17A* | *96VSN0401410B* | 23000 | 24800 | 16.5 | 12.5 | 8.1 | 2.04 | 59 | 45 | 215647343
AIRQUEST | N5H8T24*K*AAA* | EA*5X37M17A* | *96VSN0401410B* | 23000 | 24800 | 16.5 | 12.5 | 8.1 | 2.04 | 59 | 45 | 215647344
ARCOAIRE | N5H8T24*K*AAA* | EA*5X37M17A* | *96VSN0401410B* | 23000 | 24800 | 16.5 | 12.5 | 8.1 | 2.04 | 59 | 45 | 215647345
COMFORTMAKER | N5H8T24*K*AAA* | EA*5X37M17A* | *96VSN0401410B* | 23000 | 24800 | 16.5 | 12.5 | 8.1 | 2.04 | 59 | 45 | 215647347
DAY & NIGHT | N5H8T24*K*AAA* | EA*5X37M17A* | *96VSN0401410B* | 23000 | 24800 | 16.5 | 12.5 | 8.1 | 2.04 | 59 | 45 | 215647348
KEEPRITE | N5H8T24*K*AAA* | EA*5X37M17A* | *96VSN0401410B* | 23000 | 24800 | 16.5 | 12.5 | 8.1 | 2.04 | 59 | 45 | 215647350
KENMORE | N5H8T24*K*AAA* | EA*5X37M17A* | *96VSN0401410B* | 23000 | 24800 | 16.5 | 12.5 | 8.1 | 2.04 | 59 | 45 | 215647351
TEMPSTAR | N5H8T24*K*AAA* | EA*5X37M17A* | *96VSN0401410B* | 23000 | 24800 | 16.5 | 12.5 | 8.1 | 2.04 | 59 | 45 | 215647352
CARRIER | 27TPA824A**30* | CAA**3717AM* | 59SP6B040V17**12 | 23200 | 25000 | 16.5 | 12.5 | 8.1 | 2.04 | 59 | 45 | 215647354
CARRIER | GH8TAN524**AA* | CAA**3717AM* | 59SP6B040V17**12 | 23200 | 25000 | 16.5 | 12.5 | 8.1 | 2.04 | 59 | 45 | 215647355
BRYANT HEATING AND COOLING SYSTEMS | 248TAN024**AA* | CAA**3717AM* | 926SB36040V17*** | 23200 | 25000 | 16.5 | 12.5 | 8.1 | 2.04 | 59 | 45 | 215647356
BRYANT HEATING AND COOLING SYSTEMS | GH8TAN524**AA* | CAA**3717AM* | 926SB36040V17*** | 23200 | 25000 | 16.5 | 12.5 | 8.1 | 2.04 | 59 | 45 | 215647358
BRYANT HEATING AND COOLING SYSTEMS | PH8TAN524**AA* | CAA**3717AM* | 926SB36040V17*** | 23200 | 25000 | 16.5 | 12.5 | 8.1 | 2.04 | 59 | 45 | 215647359
HEIL | N5H8T24*K*AAA* | EA*5X37M17A* | *96VSN0401712B* | 23200 | 25000 | 16.5 | 12.5 | 8.1 | 2.04 | 59 | 45 | 215647361
AIRQUEST | N5H8T24*K*AAA* | EA*5X37M17A* | *96VSN0401712B* | 23200 | 25000 | 16.5 | 12.5 | 8.1 | 2.04 | 59 | 45 | 215647362
ARCOAIRE | N5H8T24*K*AAA* | EA*5X37M17A* | *96VSN0401712B* | 23200 | 25000 | 16.5 | 12.5 | 8.1 | 2.04 | 59 | 45 | 215647363
COMFORTMAKER | N5H8T24*K*AAA* | EA*5X37M17A* | *96VSN0401712B* | 23200 | 25000 | 16.5 | 12.5 | 8.1 | 2.04 | 59 | 45 | 215647365
DAY & NIGHT | N5H8T24*K*AAA* | EA*5X37M17A* | *96VSN0401712B* | 23200 | 25000 | 16.5 | 12.5 | 8.1 | 2.04 | 59 | 45 | 215647366
KEEPRITE | N5H8T24*K*AAA* | EA*5X37M17A* | *96VSN0401712B* | 23200 | 25000 | 16.5 | 12.5 | 8.1 | 2.04 | 59 | 45 | 215647368
KENMORE | N5H8T24*K*AAA* | EA*5X37M17A* | *96VSN0401712B* | 23200 | 25000 | 16.5 | 12.5 | 8.1 | 2.04 | 59 | 45 | 215647369
TEMPSTAR | N5H8T24*K*AAA* | EA*5X37M17A* | *96VSN0401712B* | 23200 | 25000 | 16.5 | 12.5 | 8.1 | 2.04 | 59 | 45 | 215647371
CARRIER | 27TPA824A**30* | CAA**3717AM* | 59SP6B060V14**12 | 23200 | 24800 | 17 | 12.5 | 8.1 | 2.08 | 59 | 45 | 215647373
CARRIER | GH8TAN524**AA* | CAA**3717AM* | 59SP6B060V14**12 | 23200 | 24800 | 17 | 12.5 | 8.1 | 2.08 | 59 | 45 | 215647374
BRYANT HEATING AND COOLING SYSTEMS | 248TAN024**AA* | CAA**3717AM* | 926SB36060V14*** | 23200 | 24800 | 17 | 12.5 | 8.1 | 2.08 | 59 | 45 | 215647376
BRYANT HEATING AND COOLING SYSTEMS | GH8TAN524**AA* | CAA**3717AM* | 926SB36060V14*** | 23200 | 24800 | 17 | 12.5 | 8.1 | 2.08 | 59 | 45 | 215647377
BRYANT HEATING AND COOLING SYSTEMS | PH8TAN524**AA* | CAA**3717AM* | 926SB36060V14*** | 23200 | 24800 | 17 | 12.5 | 8.1 | 2.08 | 59 | 45 | 215647379
HEIL | N5H8T24*K*AAA* | EA*5X37M17A* | *96VSN0601412B* | 23200 | 24800 | 17 | 12.5 | 8.1 | 2.08 | 59 | 45 | 215647380
AIRQUEST | N5H8T24*K*AAA* | EA*5X37M17A* | *96VSN0601412B* | 23200 | 24800 | 17 | 12.5 | 8.1 | 2.08 | 59 | 45 | 215647382
ARCOAIRE | N5H8T24*K*AAA* | EA*5X37M17A* | *96VSN0601412B* | 23200 | 24800 | 17 | 12.5 | 8.1 | 2.08 | 59 | 45 | 215647383
HEIL | H5H0V24*K*AAA* | EA*5X25M17A*+WALLCON | *96CTN0601714B* | 23800 | 23800 | 17 | 10.5 | 9 | 2.02 | 83 | 69 | 215667289
AIRQUEST | H5H0V24*K*AAA* | EA*5X25M17A*+WALLCON | *96CTN0601714B* | 23800 | 23800 | 17 | 10.5 | 9 | 2.02 | 83 | 69 | 215667291
ARCOAIRE | H5H0V24*K*AAA* | EA*5X25M17A*+WALLCON | *96CTN0601714B* | 23800 | 23800 | 17 | 10.5 | 9 | 2.02 | 83 | 69 | 215667293
COMFORTMAKER | C5H0V24*K*AAA* | EA*5X25M17A*+WALLCON | *96CTN0601714B* | 23800 | 23800 | 17 | 10.5 | 9 | 2.02 | 83 | 69 | 215667295
DAY & NIGHT | C5H0V24*K*AAA* | EA*5X25M17A*+WALLCON | *96CTN0601714B* | 23800 | 23800 | 17 | 10.5 | 9 | 2.02 | 83 | 69 | 215667297
KEEPRITE | C5H0V24*K*AAA* | EA*5X25M17A*+WALLCON | *96CTN0601714B* | 23800 | 23800 | 17 | 10.5 | 9 | 2.02 | 83 | 69 | 215667300
KENMORE | (C,H,T)5H0V24*K*AAA* | EA*5X25M17A*+WALLCON | *96CTN0601714B* | 23800 | 23800 | 17 | 10.5 | 9 | 2.02 | 83 | 69 | 215667302
TEMPSTAR | T5H0V24*K*AAA* | EA*5X25M17A*+WALLCON | *96CTN0601714B* | 23800 | 23800 | 17 | 10.5 | 9 | 2.02 | 83 | 69 | 215667304
HEIL | H5H0V24*K*AAA* | EA*5X25M17A*+WALLCON | *96CTN0801714B* | 24000 | 23800 | 17.5 | 10.5 | 9 | 2 | 83 | 69 | 215667308
AIRQUEST | H5H0V24*K*AAA* | EA*5X25M17A*+WALLCON | *96CTN0801714B* | 24000 | 23800 | 17.5 | 10.5 | 9 | 2 | 83 | 69 | 215667311
ARCOAIRE | H5H0V24*K*AAA* | EA*5X25M17A*+WALLCON | *96CTN0801714B* | 24000 | 23800 | 17.5 | 10.5 | 9 | 2 | 83 | 69 | 215667313
COMFORTMAKER | C5H0V24*K*AAA* | EA*5X25M17A*+WALLCON | *96CTN0801714B* | 24000 | 23800 | 17.5 | 10.5 | 9 | 2 | 83 | 69 | 215667316
DAY & NIGHT | C5H0V24*K*AAA* | EA*5X25M17A*+WALLCON | *96CTN0801714B* | 24000 | 23800 | 17.5 | 10.5 | 9 | 2 | 83 | 69 | 215667318
KEEPRITE | C5H0V24*K*AAA* | EA*5X25M17A*+WALLCON | *96CTN0801714B* | 24000 | 23800 | 17.5 | 10.5 | 9 | 2 | 83 | 69 | 215667320
KENMORE | (C,H,T)5H0V24*K*AAA* | EA*5X25M17A*+WALLCON | *96CTN0801714B* | 24000 | 23800 | 17.5 | 10.5 | 9 | 2 | 83 | 69 | 215667322
TEMPSTAR | T5H0V24*K*AAA* | EA*5X25M17A*+WALLCON | *96CTN0801714B* | 24000 | 23800 | 17.5 | 10.5 | 9 | 2 | 83 | 69 | 215667325
HEIL | H5H0V24*K*AAA* | EA*5X30M14A*+WALLCON | *80CTL0701412B* | 23000 | 24200 | 17 | 10 | 8.5 | 1.86 | 83 | 69 | 215667328
AIRQUEST | H5H0V24*K*AAA* | EA*5X30M14A*+WALLCON | *80CTL0701412B* | 23000 | 24200 | 17 | 10 | 8.5 | 1.86 | 83 | 69 | 215667330
ARCOAIRE | H5H0V24*K*AAA* | EA*5X30M14A*+WALLCON | *80CTL0701412B* | 23000 | 24200 | 17 | 10 | 8.5 | 1.86 | 83 | 69 | 215667332
COMFORTMAKER | C5H0V24*K*AAA* | EA*5X30M14A*+WALLCON | *80CTL0701412B* | 23000 | 24200 | 17 | 10 | 8.5 | 1.86 | 83 | 69 | 215667334
DAY & NIGHT | C5H0V24*K*AAA* | EA*5X30M14A*+WALLCON | *80CTL0701412B* | 23000 | 24200 | 17 | 10 | 8.5 | 1.86 | 83 | 69 | 215667336
KEEPRITE | C5H0V24*K*AAA* | EA*5X30M14A*+WALLCON | *80CTL0701412B* | 23000 | 24200 | 17 | 10 | 8.5 | 1.86 | 83 | 69 | 215667338
KENMORE | (C,H,T)5H0V24*K*AAA* | EA*5X30M14A*+WALLCON | *80CTL0701412B* | 23000 | 24200 | 17 | 10 | 8.5 | 1.86 | 83 | 69 | 215667340
TEMPSTAR | T5H0V24*K*AAA* | EA*5X30M14A*+WALLCON | *80CTL0701412B* | 23000 | 24200 | 17 | 10 | 8.5 | 1.86 | 83 | 69 | 215667342
HEIL | H5H0V24*K*AAA* | EA*5X30M17A*+WALLCON | *80CSU0401712A* | 23000 | 24200 | 17 | 10 | 9 | 1.98 | 83 | 69 | 215667362
AIRQUEST | H5H0V24*K*AAA* | EA*5X30M17A*+WALLCON | *80CSU0401712A* | 23000 | 24200 | 17 | 10 | 9 | 1.98 | 83 | 69 | 215667364
ARCOAIRE | H5H0V24*K*AAA* | EA*5X30M17A*+WALLCON | *80CSU0401712A* | 23000 | 24200 | 17 | 10 | 9 | 1.98 | 83 | 69 | 215667366
COMFORTMAKER | C5H0V24*K*AAA* | EA*5X30M17A*+WALLCON | *80CSU0401712A* | 23000 | 24200 | 17 | 10 | 9 | 1.98 | 83 | 69 | 215667368
DAY & NIGHT | C5H0V24*K*AAA* | EA*5X30M17A*+WALLCON | *80CSU0401712A* | 23000 | 24200 | 17 | 10 | 9 | 1.98 | 83 | 69 | 215667370
KEEPRITE | C5H0V24*K*AAA* | EA*5X30M17A*+WALLCON | *80CSU0401712A* | 23000 | 24200 | 17 | 10 | 9 | 1.98 | 83 | 69 | 215667371
KENMORE | (C,H,T)5H0V24*K*AAA* | EA*5X30M17A*+WALLCON | *80CSU0401712A* | 23000 | 24200 | 17 | 10 | 9 | 1.98 | 83 | 69 | 215667374
TEMPSTAR | T5H0V24*K*AAA* | EA*5X30M17A*+WALLCON | *80CSU0401712A* | 23000 | 24200 | 17 | 10 | 9 | 1.98 | 83 | 69 | 215667376
HEIL | H5H0V24*K*AAA* | EA*5X30M17A*+WALLCON | *80CSU0601716A* | 23000 | 24200 | 17 | 10 | 9 | 1.98 | 83 | 69 | 215667378
AIRQUEST | H5H0V24*K*AAA* | EA*5X30M17A*+WALLCON | *80CSU0601716A* | 23000 | 24200 | 17 | 10 | 9 | 1.98 | 83 | 69 | 215667381
ARCOAIRE | H5H0V24*K*AAA* | EA*5X30M17A*+WALLCON | *80CSU0601716A* | 23000 | 24200 | 17 | 10 | 9 | 1.98 | 83 | 69 | 215667383
COMFORTMAKER | C5H0V24*K*AAA* | EA*5X30M17A*+WALLCON | *80CSU0601716A* | 23000 | 24200 | 17 | 10 | 9 | 1.98 | 83 | 69 | 215667385
DAY & NIGHT | C5H0V24*K*AAA* | EA*5X30M17A*+WALLCON | *80CSU0601716A* | 23000 | 24200 | 17 | 10 | 9 | 1.98 | 83 | 69 | 215667387
KEEPRITE | C5H0V24*K*AAA* | EA*5X30M17A*+WALLCON | *80CSU0601716A* | 23000 | 24200 | 17 | 10 | 9 | 1.98 | 83 | 69 | 215667389
KENMORE | (C,H,T)5H0V24*K*AAA* | EA*5X30M17A*+WALLCON | *80CSU0601716A* | 23000 | 24200 | 17 | 10 | 9 | 1.98 | 83 | 69 | 215667391
TEMPSTAR | T5H0V24*K*AAA* | EA*5X30M17A*+WALLCON | *80CSU0601716A* | 23000 | 24200 | 17 | 10 | 9 | 1.98 | 83 | 69 | 215667394
HEIL | H5H0V24*K*AAA* | EA*5X30M17A*+WALLCON | *80CTL0451712B* | 23000 | 24400 | 16.5 | 10 | 8.5 | 1.86 | 83 | 69 | 215667396
WEATHERMAKER | PH8TAN524**AA* | CAA**3721AM* | PG80MSUA48060B** | 23800 | 25000 | 18 | 13.5 | 8.5 | 2.24 | 58 | 45 | 215647878
HEIL | N5H8T24*K*AAA* | EA*5X37M21A* | *80MSU0601716A* | 23800 | 25000 | 18 | 13.5 | 8.5 | 2.24 | 58 | 45 | 215647879
AIRQUEST | N5H8T24*K*AAA* | EA*5X37M21A* | *80MSU0601716A* | 23800 | 25000 | 18 | 13.5 | 8.5 | 2.24 | 58 | 45 | 215647881
ARCOAIRE | N5H8T24*K*AAA* | EA*5X37M21A* | *80MSU0601716A* | 23800 | 25000 | 18 | 13.5 | 8.5 | 2.24 | 58 | 45 | 215647882
COMFORTMAKER | N5H8T24*K*AAA* | EA*5X37M21A* | *80MSU0601716A* | 23800 | 25000 | 18 | 13.5 | 8.5 | 2.24 | 58 | 45 | 215647883
DAY & NIGHT | N5H8T24*K*AAA* | EA*5X37M21A* | *80MSU0601716A* | 23800 | 25000 | 18 | 13.5 | 8.5 | 2.24 | 58 | 45 | 215647885
KEEPRITE | N5H8T24*K*AAA* | EA*5X37M21A* | *80MSU0601716A* | 23800 | 25000 | 18 | 13.5 | 8.5 | 2.24 | 58 | 45 | 215647886
KENMORE | N5H8T24*K*AAA* | EA*5X37M21A* | *80MSU0601716A* | 23800 | 25000 | 18 | 13.5 | 8.5 | 2.24 | 58 | 45 | 215647888
MARATHERM | N5H8T24*K*AAA* | EA*5X37M21A* | *80MSU0601716A* | 23800 | 25000 | 18 | 13.5 | 8.5 | 2.24 | 58 | 45 | 215647889
TEMPSTAR | N5H8T24*K*AAA* | EA*5X37M21A* | *80MSU0601716A* | 23800 | 25000 | 18 | 13.5 | 8.5 | 2.24 | 58 | 45 | 215647890
CARRIER | 27TPA824A**30* | CAA**3721AM* | 58SU*B080M21**20 | 23800 | 24800 | 18 | 13.5 | 8.5 | 2.24 | 59 | 45 | 215647892
CARRIER | GH8TAN524**AA* | CAA**3721AM* | 58SU*B080M21**20 | 23800 | 24800 | 18 | 13.5 | 8.5 | 2.24 | 59 | 45 | 215647893
BRYANT HEATING AND COOLING SYSTEMS | 248TAN024**AA* | CAA**3721AM* | 83*SB60080M21*** | 23800 | 24800 | 18 | 13.5 | 8.5 | 2.24 | 59 | 45 | 215647895
BRYANT HEATING AND COOLING SYSTEMS | GH8TAN524**AA* | CAA**3721AM* | 83*SB60080M21*** | 23800 | 24800 | 18 | 13.5 | 8.5 | 2.24 | 59 | 45 | 215647896
BRYANT HEATING AND COOLING SYSTEMS | PH8TAN524**AA* | CAA**3721AM* | 83*SB60080M21*** | 23800 | 24800 | 18 | 13.5 | 8.5 | 2.24 | 59 | 45 | 215647898
PAYNE HEATING AND COOLING | PH8TAN524**AA* | CAA**3721AM* | PG80MSUA60080C** | 23800 | 24800 | 18 | 13.5 | 8.5 | 2.24 | 59 | 45 | 215647899
BROCK | PH8TAN524**AA* | CAA**3721AM* | PG80MSUA60080C** | 23800 | 24800 | 18 | 13.5 | 8.5 | 2.24 | 59 | 45 | 215647901
WEATHERMAKER | PH8TAN524**AA* | CAA**3721AM* | PG80MSUA60080C** | 23800 | 24800 | 18 | 13.5 | 8.5 | 2.24 | 59 | 45 | 215647902
HEIL | N5H8T24*K*AAA* | EA*5X37M21A* | *80MSU0802120A* | 23800 | 24800 | 18 | 13.5 | 8.5 | 2.24 | 59 | 45 | 215647904
AIRQUEST | N5H8T24*K*AAA* | EA*5X37M21A* | *80MSU0802120A* | 23800 | 24800 | 18 | 13.5 | 8.5 | 2.24 | 59 | 45 | 215647906
ARCOAIRE | N5H8T24*K*AAA* | EA*5X37M21A* | *80MSU0802120A* | 23800 | 24800 | 18 | 13.5 | 8.5 | 2.24 | 59 | 45 | 215647907
COMFORTMAKER | N5H8T24*K*AAA* | EA*5X37M21A* | *80MSU0802120A* | 23800 | 24800 | 18 | 13.5 | 8.5 | 2.24 | 59 | 45 | 215647909
DAY & NIGHT | N5H8T24*K*AAA* | EA*5X37M21A* | *80MSU0802120A* | 23800 | 24800 | 18 | 13.5 | 8.5 | 2.24 | 59 | 45 | 215647911
KEEPRITE | N5H8T24*K*AAA* | EA*5X37M21A* | *80MSU0802120A* | 23800 | 24800 | 18 | 13.5 | 8.5 | 2.24 | 59 | 45 | 215647912
KENMORE | N5H8T24*K*AAA* | EA*5X37M21A* | *80MSU0802120A* | 23800 | 24800 | 18 | 13.5 | 8.5 | 2.24 | 59 | 45 | 215647914
MARATHERM | N5H8T24*K*AAA* | EA*5X37M21A* | *80MSU0802120A* | 23800 | 24800 | 18 | 13.5 | 8.5 | 2.24 | 59 | 45 | 215647915
TEMPSTAR | N5H8T24*K*AAA* | EA*5X37M21A* | *80MSU0802120A* | 23800 | 24800 | 18 | 13.5 | 8.5 | 2.24 | 59 | 45 | 215647917
CARRIER | 27TPA824A**30* | CAA**3721AM* | 58SU*B100M21**20 | 23600 | 24800 | 17.5 | 13 | 8.1 | 2.1 | 59 | 45 | 215647918
CARRIER | GH8TAN524**AA* | CAA**3721AM* | 58SU*B100M21**20 | 23600 | 24800 | 17.5 | 13 | 8.1 | 2.1 | 59 | 45 | 215647920
BRYANT HEATING AND COOLING SYSTEMS | 248TAN024**AA* | CAA**3721AM* | 83*SB60100M21*** | 23600 | 24800 | 17.5 | 13 | 8.1 | 2.1 | 59 | 45 | 215647923
BRYANT HEATING AND COOLING SYSTEMS | GH8TAN524**AA* | CAA**3721AM* | 83*SB60100M21*** | 23600 | 24800 | 17.5 | 13 | 8.1 | 2.1 | 59 | 45 | 215647926
BRYANT HEATING AND COOLING SYSTEMS | PH8TAN524**AA* | CAA**3721AM* | 83*SB60100M21*** | 23600 | 24800 | 17.5 | 13 | 8.1 | 2.1 | 59 | 45 | 215647927
PAYNE HEATING AND COOLING | PH8TAN524**AA* | CAA**3721AM* | PG80MSUA60100C** | 23600 | 24800 | 17.5 | 13 | 8.1 | 2.1 | 59 | 45 | 215647929
BROCK | PH8TAN524**AA* | CAA**3721AM* | PG80MSUA60100C** | 23600 | 24800 | 17.5 | 13 | 8.1 | 2.1 | 59 | 45 | 215647930
WEATHERMAKER | PH8TAN524**AA* | CAA**3721AM* | PG80MSUA60100C** | 23600 | 24800 | 17.5 | 13 | 8.1 | 2.1 | 59 | 45 | 215647931
AIRQUEST | N5H8T24*K*AAA* | EA*5X37M21A* | *80CTL1102120B* | 23600 | 24800 | 17.5 | 13 | 8.1 | 2.1 | 59 | 45 | 215648055
ARCOAIRE | N5H8T24*K*AAA* | EA*5X37M21A* | *80CTL1102120B* | 23600 | 24800 | 17.5 | 13 | 8.1 | 2.1 | 59 | 45 | 215648057
COMFORTMAKER | N5H8T24*K*AAA* | EA*5X37M21A* | *80CTL1102120B* | 23600 | 24800 | 17.5 | 13 | 8.1 | 2.1 | 59 | 45 | 215648058
DAY & NIGHT | N5H8T24*K*AAA* | EA*5X37M21A* | *80CTL1102120B* | 23600 | 24800 | 17.5 | 13 | 8.1 | 2.1 | 59 | 45 | 215648060
KEEPRITE | N5H8T24*K*AAA* | EA*5X37M21A* | *80CTL1102120B* | 23600 | 24800 | 17.5 | 13 | 8.1 | 2.1 | 59 | 45 | 215648061
KENMORE | N5H8T24*K*AAA* | EA*5X37M21A* | *80CTL1102120B* | 23600 | 24800 | 17.5 | 13 | 8.1 | 2.1 | 59 | 45 | 215648063
MARATHERM | N5H8T24*K*AAA* | EA*5X37M21A* | *80CTL1102120B* | 23600 | 24800 | 17.5 | 13 | 8.1 | 2.1 | 59 | 45 | 215648064
TEMPSTAR | N5H8T24*K*AAA* | EA*5X37M21A* | *80CTL1102120B* | 23600 | 24800 | 17.5 | 13 | 8.1 | 2.1 | 59 | 45 | 215648066
CARRIER | 27TPA824A**30* | CAA**3721AM* | 58TP*B070V17**16 | 23600 | 24800 | 18 | 13 | 8.1 | 2.1 | 59 | 45 | 215648067
CARRIER | GH8TAN524**AA* | CAA**3721AM* | 58TP*B070V17**16 | 23600 | 24800 | 18 | 13 | 8.1 | 2.1 | 59 | 45 | 215648069
BRYANT HEATING AND COOLING SYSTEMS | 248TAN024**AA* | CAA**3721AM* | 82*TB48070V17*** | 23600 | 24800 | 18 | 13 | 8.1 | 2.1 | 59 | 45 | 215648070
BRYANT HEATING AND COOLING SYSTEMS | GH8TAN524**AA* | CAA**3721AM* | 82*TB48070V17*** | 23600 | 24800 | 18 | 13 | 8.1 | 2.1 | 59 | 45 | 215648072
BRYANT HEATING AND COOLING SYSTEMS | PH8TAN524**AA* | CAA**3721AM* | 82*TB48070V17*** | 23600 | 24800 | 18 | 13 | 8.1 | 2.1 | 59 | 45 | 215648073
PAYNE HEATING AND COOLING | PH8TAN524**AA* | CAA**3721AM* | PG80VTLB66110C** | 23800 | 25000 | 18 | 13 | 8.5 | 2.22 | 58 | 45 | 215648135
BROCK | PH8TAN524**AA* | CAA**3721AM* | PG80VTLB66110C** | 23800 | 25000 | 18 | 13 | 8.5 | 2.22 | 58 | 45 | 215648136
WEATHERMAKER | PH8TAN524**AA* | CAA**3721AM* | PG80VTLB66110C** | 23800 | 25000 | 18 | 13 | 8.5 | 2.22 | 58 | 45 | 215648138
HEIL | N5H8T24*K*AAA* | EA*5X37M21A* | *80VTL1102122B* | 23800 | 25000 | 18 | 13 | 8.5 | 2.22 | 58 | 45 | 215648139
AIRQUEST | N5H8T24*K*AAA* | EA*5X37M21A* | *80VTL1102122B* | 23800 | 25000 | 18 | 13 | 8.5 | 2.22 | 58 | 45 | 215648141
ARCOAIRE | N5H8T24*K*AAA* | EA*5X37M21A* | *80VTL1102122B* | 23800 | 25000 | 18 | 13 | 8.5 | 2.22 | 58 | 45 | 215648142
COMFORTMAKER | N5H8T24*K*AAA* | EA*5X37M21A* | *80VTL1102122B* | 23800 | 25000 | 18 | 13 | 8.5 | 2.22 | 58 | 45 | 215648144
DAY & NIGHT | N5H8T24*K*AAA* | EA*5X37M21A* | *80VTL1102122B* | 23800 | 25000 | 18 | 13 | 8.5 | 2.22 | 58 | 45 | 215648145
HEIL | N5H8T24*K*AAA* | EA*5X37M21A* | *80CSU0401712A* | 24000 | 25200 | 18 | 13 | 8.5 | 2.2 | 59 | 45 | 215647753
AIRQUEST | N5H8T24*K*AAA* | EA*5X37M21A* | *80CSU0401712A* | 24000 | 25200 | 18 | 13 | 8.5 | 2.2 | 59 | 45 | 215647754
ARCOAIRE | N5H8T24*K*AAA* | EA*5X37M21A* | *80CSU0401712A* | 24000 | 25200 | 18 | 13 | 8.5 | 2.2 | 59 | 45 | 215647756
COMFORTMAKER | N5H8T24*K*AAA* | EA*5X37M21A* | *80CSU0401712A* | 24000 | 25200 | 18 | 13 | 8.5 | 2.2 | 59 | 45 | 215647757
DAY & NIGHT | N5H8T24*K*AAA* | EA*5X37M21A* | *80CSU0401712A* | 24000 | 25200 | 18 | 13 | 8.5 | 2.2 | 59 | 45 | 215647759
KEEPRITE | N5H8T24*K*AAA* | EA*5X37M21A* | *80CSU0401712A* | 24000 | 25200 | 18 | 13 | 8.5 | 2.2 | 59 | 45 | 215647760
KENMORE | N5H8T24*K*AAA* | EA*5X37M21A* | *80CSU0401712A* | 24000 | 25200 | 18 | 13 | 8.5 | 2.2 | 59 | 45 | 215647762
MARATHERM | N5H8T24*K*AAA* | EA*5X37M21A* | *80CSU0401712A* | 24000 | 25200 | 18 | 13 | 8.5 | 2.2 | 59 | 45 | 215647763
TEMPSTAR | N5H8T24*K*AAA* | EA*5X37M21A* | *80CSU0401712A* | 24000 | 25200 | 18 | 13 | 8.5 | 2.2 | 59 | 45 | 215647764
CARRIER | 27TPA824A**30* | CAA**3721AM* | 58SP*B070V17**16 | 23600 | 24800 | 17.5 | 13 | 8.1 | 2.1 | 59 | 45 | 215647766
CARRIER | GH8TAN524**AA* | CAA**3721AM* | 58SP*B070V17**16 | 23600 | 24800 | 17.5 | 13 | 8.1 | 2.1 | 59 | 45 | 215647767
BRYANT HEATING AND COOLING SYSTEMS | 248TAN024**AA* | CAA**3721AM* | 82*SB48070V17*** | 23600 | 24800 | 17.5 | 13 | 8.1 | 2.1 | 59 | 45 | 215647769
BRYANT HEATING AND COOLING SYSTEMS | GH8TAN524**AA* | CAA**3721AM* | 82*SB48070V17*** | 23600 | 24800 | 17.5 | 13 | 8.1 | 2.1 | 59 | 45 | 215647770
BRYANT HEATING AND COOLING SYSTEMS | PH8TAN524**AA* | CAA**3721AM* | 82*SB48070V17*** | 23600 | 24800 | 17.5 | 13 | 8.1 | 2.1 | 59 | 45 | 215647772
HEIL | N5H8T24*K*AAA* | EA*5X37M21A* | *80VSL0701716B* | 23600 | 24800 | 17.5 | 13 | 8.1 | 2.1 | 59 | 45 | 215647773
AIRQUEST | N5H8T24*K*AAA* | EA*5X37M21A* | *80VSL0701716B* | 23600 | 24800 | 17.5 | 13 | 8.1 | 2.1 | 59 | 45 | 215647774
ARCOAIRE | N5H8T24*K*AAA* | EA*5X37M21A* | *80VSL0701716B* | 23600 | 24800 | 17.5 | 13 | 8.1 | 2.1 | 59 | 45 | 215647776
COMFORTMAKER | N5H8T24*K*AAA* | EA*5X37M21A* | *80VSL0701716B* | 23600 | 24800 | 17.5 | 13 | 8.1 | 2.1 | 59 | 45 | 215647777
DAY & NIGHT | N5H8T24*K*AAA* | EA*5X37M21A* | *80VSL0701716B* | 23600 | 24800 | 17.5 | 13 | 8.1 | 2.1 | 59 | 45 | 215647779
KEEPRITE | N5H8T24*K*AAA* | EA*5X37M21A* | *80VSL0701716B* | 23600 | 24800 | 17.5 | 13 | 8.1 | 2.1 | 59 | 45 | 215647780
KENMORE | N5H8T24*K*AAA* | EA*5X37M21A* | *80VSL0701716B* | 23600 | 24800 | 17.5 | 13 | 8.1 | 2.1 | 59 | 45 | 215647782
TEMPSTAR | N5H8T24*K*AAA* | EA*5X37M21A* | *80VSL0701716B* | 23600 | 24800 | 17.5 | 13 | 8.1 | 2.1 | 59 | 45 | 215647783
CARRIER | 27TPA824A**30* | CAA**3721AM* | 58SP*B090V17**16 | 23600 | 24800 | 18 | 13 | 8.1 | 2.1 | 59 | 45 | 215647784
CARRIER | GH8TAN524**AA* | CAA**3721AM* | 58SP*B090V17**16 | 23600 | 24800 | 18 | 13 | 8.1 | 2.1 | 59 | 45 | 215647786
BRYANT HEATING AND COOLING SYSTEMS | 248TAN024**AA* | CAA**3721AM* | 82*SB48090V17*** | 23600 | 24800 | 18 | 13 | 8.1 | 2.1 | 59 | 45 | 215647787
BRYANT HEATING AND COOLING SYSTEMS | GH8TAN524**AA* | CAA**3721AM* | 82*SB48090V17*** | 23600 | 24800 | 18 | 13 | 8.1 | 2.1 | 59 | 45 | 215647789
BRYANT HEATING AND COOLING SYSTEMS | PH8TAN524**AA* | CAA**3721AM* | 82*SB48090V17*** | 23600 | 24800 | 18 | 13 | 8.1 | 2.1 | 59 | 45 | 215647790
BRYANT HEATING AND COOLING SYSTEMS | GH8TAN524**AA* | CAA**3721AM* | 83*SB36040M17*** | 23800 | 24800 | 18 | 13 | 8.5 | 2.24 | 59 | 45 | 215647848
BRYANT HEATING AND COOLING SYSTEMS | PH8TAN524**AA* | CAA**3721AM* | 83*SB36040M17*** | 23800 | 24800 | 18 | 13 | 8.5 | 2.24 | 59 | 45 | 215647849
PAYNE HEATING AND COOLING | PH8TAN524**AA* | CAA**3721AM* | PG80MSUA36040B** | 23800 | 24800 | 18 | 13 | 8.5 | 2.24 | 59 | 45 | 215647851
BROCK | PH8TAN524**AA* | CAA**3721AM* | PG80MSUA36040B** | 23800 | 24800 | 18 | 13 | 8.5 | 2.24 | 59 | 45 | 215647852
WEATHERMAKER | PH8TAN524**AA* | CAA**3721AM* | PG80MSUA36040B** | 23800 | 24800 | 18 | 13 | 8.5 | 2.24 | 59 | 45 | 215647854
HEIL | N5H8T24*K*AAA* | EA*5X37M21A* | *80MSU0401712A* | 23800 | 24800 | 18 | 13 | 8.5 | 2.24 | 59 | 45 | 215647855
AIRQUEST | N5H8T24*K*AAA* | EA*5X37M21A* | *80MSU0401712A* | 23800 | 24800 | 18 | 13 | 8.5 | 2.24 | 59 | 45 | 215647856
ARCOAIRE | N5H8T24*K*AAA* | EA*5X37M21A* | *80MSU0401712A* | 23800 | 24800 | 18 | 13 | 8.5 | 2.24 | 59 | 45 | 215647858
COMFORTMAKER | N5H8T24*K*AAA* | EA*5X37M21A* | *80MSU0401712A* | 23800 | 24800 | 18 | 13 | 8.5 | 2.24 | 59 | 45 | 215647859
DAY & NIGHT | N5H8T24*K*AAA* | EA*5X37M21A* | *80MSU0401712A* | 23800 | 24800 | 18 | 13 | 8.5 | 2.24 | 59 | 45 | 215647860
KEEPRITE | N5H8T24*K*AAA* | EA*5X37M21A* | *80MSU0401712A* | 23800 | 24800 | 18 | 13 | 8.5 | 2.24 | 59 | 45 | 215647862
KENMORE | N5H8T24*K*AAA* | EA*5X37M21A* | *80MSU0401712A* | 23800 | 24800 | 18 | 13 | 8.5 | 2.24 | 59 | 45 | 215647863
MARATHERM | N5H8T24*K*AAA* | EA*5X37M21A* | *80MSU0401712A* | 23800 | 24800 | 18 | 13 | 8.5 | 2.24 | 59 | 45 | 215647865
TEMPSTAR | N5H8T24*K*AAA* | EA*5X37M21A* | *80MSU0401712A* | 23800 | 24800 | 18 | 13 | 8.5 | 2.24 | 59 | 45 | 215647866
CARRIER | 27TPA824A**30* | CAA**3721AM* | 58SU*B060M17**16 | 23800 | 25000 | 18 | 13.5 | 8.5 | 2.24 | 58 | 45 | 215647868
CARRIER | GH8TAN524**AA* | CAA**3721AM* | 58SU*B060M17**16 | 23800 | 25000 | 18 | 13.5 | 8.5 | 2.24 | 58 | 45 | 215647869
BRYANT HEATING AND COOLING SYSTEMS | 248TAN024**AA* | CAA**3721AM* | 83*SB48060M17*** | 23800 | 25000 | 18 | 13.5 | 8.5 | 2.24 | 58 | 45 | 215647871
BRYANT HEATING AND COOLING SYSTEMS | GH8TAN524**AA* | CAA**3721AM* | 83*SB48060M17*** | 23800 | 25000 | 18 | 13.5 | 8.5 | 2.24 | 58 | 45 | 215647872
BRYANT HEATING AND COOLING SYSTEMS | PH8TAN524**AA* | CAA**3721AM* | 83*SB48060M17*** | 23800 | 25000 | 18 | 13.5 | 8.5 | 2.24 | 58 | 45 | 215647874
PAYNE HEATING AND COOLING | PH8TAN524**AA* | CAA**3721AM* | PG80MSUA48060B** | 23800 | 25000 | 18 | 13.5 | 8.5 | 2.24 | 58 | 45 | 215647875
BROCK | PH8TAN524**AA* | CAA**3721AM* | PG80MSUA48060B** | 23800 | 25000 | 18 | 13.5 | 8.5 | 2.24 | 58 | 45 | 215647876
AIRQUEST | H5H0V24*K*AAA* | EA*5X37M21A*+WALLCON | *97CMN0801714B* | 24000 | 23600 | 17.5 | 10.5 | 9 | 2 | 83 | 69 | 215667901
ARCOAIRE | H5H0V24*K*AAA* | EA*5X37M21A*+WALLCON | *97CMN0801714B* | 24000 | 23600 | 17.5 | 10.5 | 9 | 2 | 83 | 69 | 215667902
COMFORTMAKER | C5H0V24*K*AAA* | EA*5X37M21A*+WALLCON | *97CMN0801714B* | 24000 | 23600 | 17.5 | 10.5 | 9 | 2 | 83 | 69 | 215667903
DAY & NIGHT | C5H0V24*K*AAA* | EA*5X37M21A*+WALLCON | *97CMN0801714B* | 24000 | 23600 | 17.5 | 10.5 | 9 | 2 | 83 | 69 | 215667904
KEEPRITE | C5H0V24*K*AAA* | EA*5X37M21A*+WALLCON | *97CMN0801714B* | 24000 | 23600 | 17.5 | 10.5 | 9 | 2 | 83 | 69 | 215667905
KENMORE | (C,H,T)5H0V24*K*AAA* | EA*5X37M21A*+WALLCON | *97CMN0801714B* | 24000 | 23600 | 17.5 | 10.5 | 9 | 2 | 83 | 69 | 215667906
TEMPSTAR | T5H0V24*K*AAA* | EA*5X37M21A*+WALLCON | *97CMN0801714B* | 24000 | 23600 | 17.5 | 10.5 | 9 | 2 | 83 | 69 | 215667907
HEIL | H5H0V24*K*AAA* | EA*5X37M21A*+WALLCON | *97CMN1002122B* | 24000 | 23600 | 17.5 | 10.5 | 9 | 2.02 | 83 | 69 | 215667908
AIRQUEST | H5H0V24*K*AAA* | EA*5X37M21A*+WALLCON | *97CMN1002122B* | 24000 | 23600 | 17.5 | 10.5 | 9 | 2.02 | 83 | 69 | 215667909
ARCOAIRE | H5H0V24*K*AAA* | EA*5X37M21A*+WALLCON | *97CMN1002122B* | 24000 | 23600 | 17.5 | 10.5 | 9 | 2.02 | 83 | 69 | 215667910
COMFORTMAKER | C5H0V24*K*AAA* | EA*5X37M21A*+WALLCON | *97CMN1002122B* | 24000 | 23600 | 17.5 | 10.5 | 9 | 2.02 | 83 | 69 | 215667911
DAY & NIGHT | C5H0V24*K*AAA* | EA*5X37M21A*+WALLCON | *97CMN1002122B* | 24000 | 23600 | 17.5 | 10.5 | 9 | 2.02 | 83 | 69 | 215667912
KEEPRITE | C5H0V24*K*AAA* | EA*5X37M21A*+WALLCON | *97CMN1002122B* | 24000 | 23600 | 17.5 | 10.5 | 9 | 2.02 | 83 | 69 | 215667913
KENMORE | (C,H,T)5H0V24*K*AAA* | EA*5X37M21A*+WALLCON | *97CMN1002122B* | 24000 | 23600 | 17.5 | 10.5 | 9 | 2.02 | 83 | 69 | 215667914
TEMPSTAR | T5H0V24*K*AAA* | EA*5X37M21A*+WALLCON | *97CMN1002122B* | 24000 | 23600 | 17.5 | 10.5 | 9 | 2.02 | 83 | 69 | 215667915
HEIL | H5H0V24*K*AAA* | EA*5X37M21A*+WALLCON | *96CTN0601714B* | 24000 | 23800 | 17.5 | 10.5 | 9 | 2 | 83 | 69 | 215667916
AIRQUEST | H5H0V24*K*AAA* | EA*5X37M21A*+WALLCON | *96CTN0601714B* | 24000 | 23800 | 17.5 | 10.5 | 9 | 2 | 83 | 69 | 215667917
ARCOAIRE | H5H0V24*K*AAA* | EA*5X37M21A*+WALLCON | *96CTN0601714B* | 24000 | 23800 | 17.5 | 10.5 | 9 | 2 | 83 | 69 | 215667918
COMFORTMAKER | C5H0V24*K*AAA* | EA*5X37M21A*+WALLCON | *96CTN0601714B* | 24000 | 23800 | 17.5 | 10.5 | 9 | 2 | 83 | 69 | 215667919
DAY & NIGHT | C5H0V24*K*AAA* | EA*5X37M21A*+WALLCON | *96CTN0601714B* | 24000 | 23800 | 17.5 | 10.5 | 9 | 2 | 83 | 69 | 215667920
KEEPRITE | C5H0V24*K*AAA* | EA*5X37M21A*+WALLCON | *96CTN0601714B* | 24000 | 23800 | 17.5 | 10.5 | 9 | 2 | 83 | 69 | 215667921
KENMORE | (C,H,T)5H0V24*K*AAA* | EA*5X37M21A*+WALLCON | *96CTN0601714B* | 24000 | 23800 | 17.5 | 10.5 | 9 | 2 | 83 | 69 | 215667922
TEMPSTAR | T5H0V24*K*AAA* | EA*5X37M21A*+WALLCON | *96CTN0601714B* | 24000 | 23800 | 17.5 | 10.5 | 9 | 2 | 83 | 69 | 215667923
HEIL | H5H0V24*K*AAA* | EA*5X37M21A*+WALLCON | *96CTN0801714B* | 24000 | 23600 | 17.5 | 10.5 | 9 | 2.02 | 83 | 69 | 215667924
AIRQUEST | H5H0V24*K*AAA* | EA*5X37M21A*+WALLCON | *96CTN0801714B* | 24000 | 23600 | 17.5 | 10.5 | 9 | 2.02 | 83 | 69 | 215667925
ARCOAIRE | H5H0V24*K*AAA* | EA*5X37M21A*+WALLCON | *96CTN0801714B* | 24000 | 23600 | 17.5 | 10.5 | 9 | 2.02 | 83 | 69 | 215667926
COMFORTMAKER | C5H0V24*K*AAA* | EA*5X37M21A*+WALLCON | *96CTN0801714B* | 24000 | 23600 | 17.5 | 10.5 | 9 | 2.02 | 83 | 69 | 215667927
DAY & NIGHT | C5H0V24*K*AAA* | EA*5X37M21A*+WALLCON | *96CTN0801714B* | 24000 | 23600 | 17.5 | 10.5 | 9 | 2.02 | 83 | 69 | 215667928
KEEPRITE | C5H0V24*K*AAA* | EA*5X37M21A*+WALLCON | *96CTN0801714B* | 24000 | 23600 | 17.5 | 10.5 | 9 | 2.02 | 83 | 69 | 215667929
KENMORE | (C,H,T)5H0V24*K*AAA* | EA*5X37M21A*+WALLCON | *96CTN0801714B* | 24000 | 23600 | 17.5 | 10.5 | 9 | 2.02 | 83 | 69 | 215667930
TEMPSTAR | T5H0V24*K*AAA* | EA*5X37M21A*+WALLCON | *96CTN0801714B* | 24000 | 23600 | 17.5 | 10.5 | 9 | 2.02 | 83 | 69 | 215667931
HEIL | H5H0V24*K*AAA* | EA*5X37M21A*+WALLCON | *96CTN1002122B* | 24000 | 23600 | 17.5 | 10.5 | 9 | 2.02 | 83 | 69 | 215667932
AIRQUEST | H5H0V24*K*AAA* | EA*5X37M21A*+WALLCON | *96CTN1002122B* | 24000 | 23600 | 17.5 | 10.5 | 9 | 2.02 | 83 | 69 | 215667933
ARCOAIRE | H5H0V24*K*AAA* | EA*5X37M21A*+WALLCON | *96CTN1002122B* | 24000 | 23600 | 17.5 | 10.5 | 9 | 2.02 | 83 | 69 | 215667934
COMFORTMAKER | C5H0V24*K*AAA* | EA*5X37M21A*+WALLCON | *96CTN1002122B* | 24000 | 23600 | 17.5 | 10.5 | 9 | 2.02 | 83 | 69 | 215667935
DAY & NIGHT | C5H0V24*K*AAA* | EA*5X37M21A*+WALLCON | *96CTN1002122B* | 24000 | 23600 | 17.5 | 10.5 | 9 | 2.02 | 83 | 69 | 215667936
KEEPRITE | C5H0V24*K*AAA* | EA*5X37M21A*+WALLCON | *96CTN1002122B* | 24000 | 23600 | 17.5 | 10.5 | 9 | 2.02 | 83 | 69 | 215667937
KENMORE | (C,H,T)5H0V24*K*AAA* | EA*5X37M21A*+WALLCON | *96CTN1002122B* | 24000 | 23600 | 17.5 | 10.5 | 9 | 2.02 | 83 | 69 | 215667938
TEMPSTAR | T5H0V24*K*AAA* | EA*5X37M21A*+WALLCON | *96CTN1002122B* | 24000 | 23600 | 17.5 | 10.5 | 9 | 2.02 | 83 | 69 | 215667939
BRYANT HEATING AND COOLING SYSTEMS | 248TAN024**AA* | CAA**3721AM* | 926TC60100V21*** | 23600 | 24800 | 18 | 13 | 8.1 | 2.1 | 58 | 45 | 215648719
BRYANT HEATING AND COOLING SYSTEMS | GH8TAN524**AA* | CAA**3721AM* | 926TC60100V21*** | 23600 | 24800 | 18 | 13 | 8.1 | 2.1 | 58 | 45 | 215648720
BRYANT HEATING AND COOLING SYSTEMS | PH8TAN524**AA* | CAA**3721AM* | 926TC60100V21*** | 23600 | 24800 | 18 | 13 | 8.1 | 2.1 | 58 | 45 | 215648721
PAYNE HEATING AND COOLING | PH8TAN524**AA* | CAA**3721AM* | PG96VTAB60100C** | 23600 | 24800 | 18 | 13 | 8.1 | 2.1 | 58 | 45 | 215648723
BROCK | PH8TAN524**AA* | CAA**3721AM* | PG96VTAB60100C** | 23600 | 24800 | 18 | 13 | 8.1 | 2.1 | 58 | 45 | 215648725
WEATHERMAKER | PH8TAN524**AA* | CAA**3721AM* | PG96VTAB60100C** | 23600 | 24800 | 18 | 13 | 8.1 | 2.1 | 58 | 45 | 215648726
HEIL | N5H8T24*K*AAA* | EA*5X37M21A* | *96VTN1002120B* | 23600 | 24800 | 18 | 13 | 8.1 | 2.1 | 58 | 45 | 215648727
AIRQUEST | N5H8T24*K*AAA* | EA*5X37M21A* | *96VTN1002120B* | 23600 | 24800 | 18 | 13 | 8.1 | 2.1 | 58 | 45 | 215648729
KENMORE | N5H8T24*K*AAA* | EA*5X37M21A* | *96CTN0801714B* | 23600 | 25000 | 18 | 13 | 8.1 | 2.1 | 58 | 45 | 215648568
MARATHERM | N5H8T24*K*AAA* | EA*5X37M21A* | *96CTN0801714B* | 23600 | 25000 | 18 | 13 | 8.1 | 2.1 | 58 | 45 | 215648570
TEMPSTAR | N5H8T24*K*AAA* | EA*5X37M21A* | *96CTN0801714B* | 23600 | 25000 | 18 | 13 | 8.1 | 2.1 | 58 | 45 | 215648571
CARRIER | 27TPA824A**30* | CAA**3721AM* | 59TN6C080C21**20 | 23800 | 25000 | 18 | 13 | 8.5 | 2.24 | 58 | 45 | 215648573
CARRIER | GH8TAN524**AA* | CAA**3721AM* | 59TN6C080C21**20 | 23800 | 25000 | 18 | 13 | 8.5 | 2.24 | 58 | 45 | 215648574
BRYANT HEATING AND COOLING SYSTEMS | 248TAN024**AA* | CAA**3721AM* | 986TD60080C21*** | 23800 | 25000 | 18 | 13 | 8.5 | 2.24 | 58 | 45 | 215648576
BRYANT HEATING AND COOLING SYSTEMS | GH8TAN524**AA* | CAA**3721AM* | 986TD60080C21*** | 23800 | 25000 | 18 | 13 | 8.5 | 2.24 | 58 | 45 | 215648577
BRYANT HEATING AND COOLING SYSTEMS | PH8TAN524**AA* | CAA**3721AM* | 986TD60080C21*** | 23800 | 25000 | 18 | 13 | 8.5 | 2.24 | 58 | 45 | 215648579
HEIL | N5H8T24*K*AAA* | EA*5X37M21A* | *96CTN0802120B* | 23800 | 25000 | 18 | 13 | 8.5 | 2.24 | 58 | 45 | 215648580
AIRQUEST | N5H8T24*K*AAA* | EA*5X37M21A* | *96CTN0802120B* | 23800 | 25000 | 18 | 13 | 8.5 | 2.24 | 58 | 45 | 215648582
ARCOAIRE | N5H8T24*K*AAA* | EA*5X37M21A* | *96CTN0802120B* | 23800 | 25000 | 18 | 13 | 8.5 | 2.24 | 58 | 45 | 215648583
COMFORTMAKER | N5H8T24*K*AAA* | EA*5X37M21A* | *96CTN0802120B* | 23800 | 25000 | 18 | 13 | 8.5 | 2.24 | 58 | 45 | 215648584
DAY & NIGHT | N5H8T24*K*AAA* | EA*5X37M21A* | *96CTN0802120B* | 23800 | 25000 | 18 | 13 | 8.5 | 2.24 | 58 | 45 | 215648586
KEEPRITE | N5H8T24*K*AAA* | EA*5X37M21A* | *96CTN0802120B* | 23800 | 25000 | 18 | 13 | 8.5 | 2.24 | 58 | 45 | 215648588
KENMORE | N5H8T24*K*AAA* | EA*5X37M21A* | *96CTN0802120B* | 23800 | 25000 | 18 | 13 | 8.5 | 2.24 | 58 | 45 | 215648589
MARATHERM | N5H8T24*K*AAA* | EA*5X37M21A* | *96CTN0802120B* | 23800 | 25000 | 18 | 13 | 8.5 | 2.24 | 58 | 45 | 215648590
TEMPSTAR | N5H8T24*K*AAA* | EA*5X37M21A* | *96CTN0802120B* | 23800 | 25000 | 18 | 13 | 8.5 | 2.24 | 58 | 45 | 215648592
CARRIER | 27TPA824A**30* | CAA**3721AM* | 59TN6C100C21**22 | 23600 | 24800 | 17.5 | 13 | 8.1 | 2.1 | 58 | 45 | 215648593
CARRIER | GH8TAN524**AA* | CAA**3721AM* | 59TN6C100C21**22 | 23600 | 24800 | 17.5 | 13 | 8.1 | 2.1 | 58 | 45 | 215648595
BRYANT HEATING AND COOLING SYSTEMS | 248TAN024**AA* | CAA**3721AM* | 986TD66100C21*** | 23600 | 24800 | 17.5 | 13 | 8.1 | 2.1 | 58 | 45 | 215648596
BRYANT HEATING AND COOLING SYSTEMS | GH8TAN524**AA* | CAA**3721AM* | 986TD66100C21*** | 23600 | 24800 | 17.5 | 13 | 8.1 | 2.1 | 58 | 45 | 215648598
BRYANT HEATING AND COOLING SYSTEMS | PH8TAN524**AA* | CAA**3721AM* | 986TD66100C21*** | 23600 | 24800 | 17.5 | 13 | 8.1 | 2.1 | 58 | 45 | 215648599
HEIL | N5H8T24*K*AAA* | EA*5X37M21A* | *96CTN1002122B* | 23600 | 24800 | 17.5 | 13 | 8.1 | 2.1 | 58 | 45 | 215648601
AIRQUEST | N5H8T24*K*AAA* | EA*5X37M21A* | *96CTN1002122B* | 23600 | 24800 | 17.5 | 13 | 8.1 | 2.1 | 58 | 45 | 215648602
ARCOAIRE | N5H8T24*K*AAA* | EA*5X37M21A* | *96CTN1002122B* | 23600 | 24800 | 17.5 | 13 | 8.1 | 2.1 | 58 | 45 | 215648603
COMFORTMAKER | N5H8T24*K*AAA* | EA*5X37M21A* | *96CTN1002122B* | 23600 | 24800 | 17.5 | 13 | 8.1 | 2.1 | 58 | 45 | 215648605
DAY & NIGHT | N5H8T24*K*AAA* | EA*5X37M21A* | *96CTN1002122B* | 23600 | 24800 | 17.5 | 13 | 8.1 | 2.1 | 58 | 45 | 215648606
KEEPRITE | N5H8T24*K*AAA* | EA*5X37M21A* | *96CTN1002122B* | 23600 | 24800 | 17.5 | 13 | 8.1 | 2.1 | 58 | 45 | 215648608
KENMORE | N5H8T24*K*AAA* | EA*5X37M21A* | *96CTN1002122B* | 23600 | 24800 | 17.5 | 13 | 8.1 | 2.1 | 58 | 45 | 215648610
MARATHERM | N5H8T24*K*AAA* | EA*5X37M21A* | *96CTN1002122B* | 23600 | 24800 | 17.5 | 13 | 8.1 | 2.1 | 58 | 45 | 215648611
TEMPSTAR | N5H8T24*K*AAA* | EA*5X37M21A* | *96CTN1002122B* | 23600 | 24800 | 17.5 | 13 | 8.1 | 2.1 | 58 | 45 | 215648612
CARRIER | 27TPA824A**30* | CAA**3721AM* | 59TP6C040V17**12 | 23400 | 25200 | 17 | 12.5 | 8.1 | 2.06 | 59 | 45 | 215648614
CARRIER | GH8TAN524**AA* | CAA**3721AM* | 59TP6C040V17**12 | 23400 | 25200 | 17 | 12.5 | 8.1 | 2.06 | 59 | 45 | 215648615
BRYANT HEATING AND COOLING SYSTEMS | 248TAN024**AA* | CAA**3721AM* | 926TC36040V17*** | 23400 | 25200 | 17 | 12.5 | 8.1 | 2.06 | 59 | 45 | 215648617
BRYANT HEATING AND COOLING SYSTEMS | GH8TAN524**AA* | CAA**3721AM* | 926TC36040V17*** | 23400 | 25200 | 17 | 12.5 | 8.1 | 2.06 | 59 | 45 | 215648618
BRYANT HEATING AND COOLING SYSTEMS | PH8TAN524**AA* | CAA**3721AM* | 926TC36040V17*** | 23400 | 25200 | 17 | 12.5 | 8.1 | 2.06 | 59 | 45 | 215648620
PAYNE HEATING AND COOLING | PH8TAN524**AA* | CAA**3721AM* | PG96VTAB36040B** | 23400 | 25200 | 17 | 12.5 | 8.1 | 2.06 | 59 | 45 | 215648622
BROCK | PH8TAN524**AA* | CAA**3721AM* | PG96VTAB36040B** | 23400 | 25200 | 17 | 12.5 | 8.1 | 2.06 | 59 | 45 | 215648623
WEATHERMAKER | PH8TAN524**AA* | CAA**3721AM* | PG96VTAB36040B** | 23400 | 25200 | 17 | 12.5 | 8.1 | 2.06 | 59 | 45 | 215648625
HEIL | N5H8T24*K*AAA* | EA*5X37M21A* | *96VTN0401712B* | 23400 | 25200 | 17 | 12.5 | 8.1 | 2.06 | 59 | 45 | 215648626
AIRQUEST | N5H8T24*K*AAA* | EA*5X37M21A* | *96VTN0401712B* | 23400 | 25200 | 17 | 12.5 | 8.1 | 2.06 | 59 | 45 | 215648628
ARCOAIRE | N5H8T24*K*AAA* | EA*5X37M21A* | *96VTN0401712B* | 23400 | 25200 | 17 | 12.5 | 8.1 | 2.06 | 59 | 45 | 215648630
COMFORTMAKER | N5H8T24*K*AAA* | EA*5X37M21A* | *96VTN0401712B* | 23400 | 25200 | 17 | 12.5 | 8.1 | 2.06 | 59 | 45 | 215648631
DAY & NIGHT | N5H8T24*K*AAA* | EA*5X37M21A* | *96VTN0401712B* | 23400 | 25200 | 17 | 12.5 | 8.1 | 2.06 | 59 | 45 | 215648633
KEEPRITE | N5H8T24*K*AAA* | EA*5X37M21A* | *96VTN0401712B* | 23400 | 25200 | 17 | 12.5 | 8.1 | 2.06 | 59 | 45 | 215648635
KENMORE | N5H8T24*K*AAA* | EA*5X37M21A* | *96VTN0401712B* | 23400 | 25200 | 17 | 12.5 | 8.1 | 2.06 | 59 | 45 | 215648636
TEMPSTAR | N5H8T24*K*AAA* | EA*5X37M21A* | *96VTN0401712B* | 23400 | 25200 | 17 | 12.5 | 8.1 | 2.06 | 59 | 45 | 215648638
CARRIER | 27TPA824A**30* | CAA**3721AM* | 59TP6C060V17**16 | 23600 | 25000 | 18 | 13 | 8.1 | 2.1 | 59 | 45 | 215648639
CARRIER | 27TPA824A**30* | CAA**3721AM* | GG96VTAB48060B** | 23600 | 25000 | 18 | 13 | 8.1 | 2.1 | 59 | 45 | 215648641
CARRIER | GH8TAN524**AA* | CAA**3721AM* | 59TP6C060V17**16 | 23600 | 25000 | 18 | 13 | 8.1 | 2.1 | 59 | 45 | 215648642
CARRIER | GH8TAN524**AA* | CAA**3721AM* | GG96VTAB48060B** | 23600 | 25000 | 18 | 13 | 8.1 | 2.1 | 59 | 45 | 215648644
BRYANT HEATING AND COOLING SYSTEMS | 248TAN024**AA* | CAA**3721AM* | 926TC48060V17*** | 23600 | 25000 | 18 | 13 | 8.1 | 2.1 | 59 | 45 | 215648645
BRYANT HEATING AND COOLING SYSTEMS | GH8TAN524**AA* | CAA**3721AM* | 926TC48060V17*** | 23600 | 25000 | 18 | 13 | 8.1 | 2.1 | 59 | 45 | 215648647
BRYANT HEATING AND COOLING SYSTEMS | PH8TAN524**AA* | CAA**3721AM* | 926TC48060V17*** | 23600 | 25000 | 18 | 13 | 8.1 | 2.1 | 59 | 45 | 215648648
PAYNE HEATING AND COOLING | PH8TAN524**AA* | CAA**3721AM* | PG96VTAB48060B** | 23600 | 25000 | 18 | 13 | 8.1 | 2.1 | 59 | 45 | 215648650
BROCK | PH8TAN524**AA* | CAA**3721AM* | PG96VTAB48060B** | 23600 | 25000 | 18 | 13 | 8.1 | 2.1 | 59 | 45 | 215648651
AIRQUEST | H5H0V24*K*AAA* | EVM5X32M17A*+WALLCON | *96CTN0601714B* | 24200 | 27800 | 19 | 10.5 | 8.5 | 1.82 | 71 | 59 | 215664879
ARCOAIRE | H5H0V24*K*AAA* | EVM5X32M17A*+WALLCON | *96CTN0601714B* | 24200 | 27800 | 19 | 10.5 | 8.5 | 1.82 | 71 | 59 | 215664882
COMFORTMAKER | C5H0V24*K*AAA* | EVM5X32M17A*+WALLCON | *96CTN0601714B* | 24200 | 27800 | 19 | 10.5 | 8.5 | 1.82 | 71 | 59 | 215664884
DAY & NIGHT | C5H0V24*K*AAA* | EVM5X32M17A*+WALLCON | *96CTN0601714B* | 24200 | 27800 | 19 | 10.5 | 8.5 | 1.82 | 71 | 59 | 215664886
KEEPRITE | C5H0V24*K*AAA* | EVM5X32M17A*+WALLCON | *96CTN0601714B* | 24200 | 27800 | 19 | 10.5 | 8.5 | 1.82 | 71 | 59 | 215664888
KENMORE | (C,H,T)5H0V24*K*AAA* | EVM5X32M17A*+WALLCON | *96CTN0601714B* | 24200 | 27800 | 19 | 10.5 | 8.5 | 1.82 | 71 | 59 | 215664890
TEMPSTAR | T5H0V24*K*AAA* | EVM5X32M17A*+WALLCON | *96CTN0601714B* | 24200 | 27800 | 19 | 10.5 | 8.5 | 1.82 | 71 | 59 | 215664892
HEIL | H5H0V24*K*AAA* | EVM5X32M17A*+WALLCON | *96CTN0801714B* | 24400 | 27800 | 19 | 11 | 8.5 | 1.84 | 71 | 58 | 215664894
AIRQUEST | H5H0V24*K*AAA* | EVM5X32M17A*+WALLCON | *96CTN0801714B* | 24400 | 27800 | 19 | 11 | 8.5 | 1.84 | 71 | 58 | 215664897
ARCOAIRE | H5H0V24*K*AAA* | EVM5X32M17A*+WALLCON | *96CTN0801714B* | 24400 | 27800 | 19 | 11 | 8.5 | 1.84 | 71 | 58 | 215664899
COMFORTMAKER | C5H0V24*K*AAA* | EVM5X32M17A*+WALLCON | *96CTN0801714B* | 24400 | 27800 | 19 | 11 | 8.5 | 1.84 | 71 | 58 | 215664901
DAY & NIGHT | C5H0V24*K*AAA* | EVM5X32M17A*+WALLCON | *96CTN0801714B* | 24400 | 27800 | 19 | 11 | 8.5 | 1.84 | 71 | 58 | 215664903
KEEPRITE | C5H0V24*K*AAA* | EVM5X32M17A*+WALLCON | *96CTN0801714B* | 24400 | 27800 | 19 | 11 | 8.5 | 1.84 | 71 | 58 | 215664906
KENMORE | (C,H,T)5H0V24*K*AAA* | EVM5X32M17A*+WALLCON | *96CTN0801714B* | 24400 | 27800 | 19 | 11 | 8.5 | 1.84 | 71 | 58 | 215664908
TEMPSTAR | T5H0V24*K*AAA* | EVM5X32M17A*+WALLCON | *96CTN0801714B* | 24400 | 27800 | 19 | 11 | 8.5 | 1.84 | 71 | 58 | 215664910
BRYANT HEATING AND COOLING SYSTEMS | PH8TAN524**AA* | CAA**3721AM* | 935CB48060C17*** | 23600 | 24800 | 17.5 | 13 | 8.1 | 2.1 | 59 | 45 | 215648156
BRYANT HEATING AND COOLING SYSTEMS | GH8TAN524**AA* | CAA**3721AM* | 935CB48060C17*** | 23600 | 24800 | 17.5 | 13 | 8.1 | 2.1 | 59 | 45 | 215648155
BRYANT HEATING AND COOLING SYSTEMS | 248TAN024**AA* | CAA**3721AM* | 935CB48060C17*** | 23600 | 24800 | 17.5 | 13 | 8.1 | 2.1 | 59 | 45 | 215648154
CARRIER | GH8TAN524**AA* | CAA**3721AM* | 59CU5B060C17**16 | 23600 | 24800 | 17.5 | 13 | 8.1 | 2.1 | 59 | 45 | 215648152
CARRIER | 27TPA824A**30* | CAA**3721AM* | 59CU5B060C17**16 | 23600 | 24800 | 17.5 | 13 | 8.1 | 2.1 | 59 | 45 | 215648151
TEMPSTAR | N5H8T24*K*AAA* | EA*5X37M21A* | *80VTL1102122B* | 23800 | 25000 | 18 | 13 | 8.5 | 2.22 | 58 | 45 | 215648149
KENMORE | N5H8T24*K*AAA* | EA*5X37M21A* | *80VTL1102122B* | 23800 | 25000 | 18 | 13 | 8.5 | 2.22 | 58 | 45 | 215648148
KEEPRITE | N5H8T24*K*AAA* | EA*5X37M21A* | *80VTL1102122B* | 23800 | 25000 | 18 | 13 | 8.5 | 2.22 | 58 | 45 | 215648147
BRYANT HEATING AND COOLING SYSTEMS | PH8TAN524**AA* | FT5AN(B,X)C36L* |  | 22800 | 24200 | 18 | 13 | 8.1 | 2.1 | 59 | 44 | 215653201
BRYANT HEATING AND COOLING SYSTEMS | GH8TAN524**AA* | PF5TNXC36L* |  | 22800 | 24200 | 18 | 13 | 8.1 | 2.1 | 59 | 44 | 215653200
BRYANT HEATING AND COOLING SYSTEMS | GH8TAN524**AA* | FG5ANXC36L* |  | 22800 | 24200 | 18 | 13 | 8.1 | 2.1 | 59 | 44 | 215653199
HEIL | H5H0V24*K*AAA* | EA*5X30M17A*+WALLCON | *96CTN0601714B* | 23000 | 24200 | 17 | 10 | 8.5 | 1.86 | 83 | 69 | 215667523
TEMPSTAR | T5H0V24*K*AAA* | EA*5X30M17A*+WALLCON | *97CMN0801714B* | 23000 | 24200 | 17 | 10 | 8.5 | 1.86 | 83 | 69 | 215667502
KENMORE | (C,H,T)5H0V24*K*AAA* | EA*5X30M17A*+WALLCON | *97CMN0801714B* | 23000 | 24200 | 17 | 10 | 8.5 | 1.86 | 83 | 69 | 215667500
KEEPRITE | C5H0V24*K*AAA* | EA*5X30M17A*+WALLCON | *97CMN0801714B* | 23000 | 24200 | 17 | 10 | 8.5 | 1.86 | 83 | 69 | 215667498
DAY & NIGHT | C5H0V24*K*AAA* | EA*5X30M17A*+WALLCON | *97CMN0801714B* | 23000 | 24200 | 17 | 10 | 8.5 | 1.86 | 83 | 69 | 215667495
COMFORTMAKER | C5H0V24*K*AAA* | EA*5X30M17A*+WALLCON | *97CMN0801714B* | 23000 | 24200 | 17 | 10 | 8.5 | 1.86 | 83 | 69 | 215667493
ARCOAIRE | H5H0V24*K*AAA* | EA*5X30M17A*+WALLCON | *97CMN0801714B* | 23000 | 24200 | 17 | 10 | 8.5 | 1.86 | 83 | 69 | 215667491
AIRQUEST | H5H0V24*K*AAA* | EA*5X30M17A*+WALLCON | *97CMN0801714B* | 23000 | 24200 | 17 | 10 | 8.5 | 1.86 | 83 | 69 | 215667488
HEIL | H5H0V24*K*AAA* | EA*5X30M17A*+WALLCON | *97CMN0801714B* | 23000 | 24200 | 17 | 10 | 8.5 | 1.86 | 83 | 69 | 215667485
TEMPSTAR | T5H0V24*K*AAA* | EA*5X30M17A*+WALLCON | *97CMN0601714B* | 23000 | 24400 | 16.5 | 10 | 8.5 | 1.86 | 83 | 69 | 215667483
KENMORE | (C,H,T)5H0V24*K*AAA* | EA*5X30M17A*+WALLCON | *97CMN0601714B* | 23000 | 24400 | 16.5 | 10 | 8.5 | 1.86 | 83 | 69 | 215667480
KEEPRITE | C5H0V24*K*AAA* | EA*5X30M17A*+WALLCON | *97CMN0601714B* | 23000 | 24400 | 16.5 | 10 | 8.5 | 1.86 | 83 | 69 | 215667478
DAY & NIGHT | C5H0V24*K*AAA* | EA*5X30M17A*+WALLCON | *97CMN0601714B* | 23000 | 24400 | 16.5 | 10 | 8.5 | 1.86 | 83 | 69 | 215667476
COMFORTMAKER | C5H0V24*K*AAA* | EA*5X30M17A*+WALLCON | *97CMN0601714B* | 23000 | 24400 | 16.5 | 10 | 8.5 | 1.86 | 83 | 69 | 215667474
ARCOAIRE | H5H0V24*K*AAA* | EA*5X30M17A*+WALLCON | *97CMN0601714B* | 23000 | 24400 | 16.5 | 10 | 8.5 | 1.86 | 83 | 69 | 215667471
AIRQUEST | H5H0V24*K*AAA* | EA*5X30M17A*+WALLCON | *97CMN0601714B* | 23000 | 24400 | 16.5 | 10 | 8.5 | 1.86 | 83 | 69 | 215667469
HEIL | H5H0V24*K*AAA* | EA*5X30M17A*+WALLCON | *97CMN0601714B* | 23000 | 24400 | 16.5 | 10 | 8.5 | 1.86 | 83 | 69 | 215667466
TEMPSTAR | T5H0V24*K*AAA* | EA*5X30M17A*+WALLCON | *80CTL0901716B* | 23000 | 24200 | 17 | 10 | 9 | 1.98 | 83 | 69 | 215667464
KENMORE | (C,H,T)5H0V24*K*AAA* | EA*5X30M17A*+WALLCON | *80CTL0901716B* | 23000 | 24200 | 17 | 10 | 9 | 1.98 | 83 | 69 | 215667462
KEEPRITE | C5H0V24*K*AAA* | EA*5X30M17A*+WALLCON | *80CTL0901716B* | 23000 | 24200 | 17 | 10 | 9 | 1.98 | 83 | 69 | 215667459
DAY & NIGHT | C5H0V24*K*AAA* | EA*5X30M17A*+WALLCON | *80CTL0901716B* | 23000 | 24200 | 17 | 10 | 9 | 1.98 | 83 | 69 | 215667457
COMFORTMAKER | C5H0V24*K*AAA* | EA*5X30M17A*+WALLCON | *80CTL0901716B* | 23000 | 24200 | 17 | 10 | 9 | 1.98 | 83 | 69 | 215667455
ARCOAIRE | H5H0V24*K*AAA* | EA*5X30M17A*+WALLCON | *80CTL0901716B* | 23000 | 24200 | 17 | 10 | 9 | 1.98 | 83 | 69 | 215667453
AIRQUEST | H5H0V24*K*AAA* | EA*5X30M17A*+WALLCON | *80CTL0901716B* | 23000 | 24200 | 17 | 10 | 9 | 1.98 | 83 | 69 | 215667451
HEIL | H5H0V24*K*AAA* | EA*5X30M17A*+WALLCON | *80CTL0901716B* | 23000 | 24200 | 17 | 10 | 9 | 1.98 | 83 | 69 | 215667449
TEMPSTAR | T5H0V24*K*AAA* | EA*5X30M17A*+WALLCON | *80CTL0701716B* | 23000 | 24200 | 17 | 10 | 9 | 1.96 | 83 | 69 | 215667447
KENMORE | (C,H,T)5H0V24*K*AAA* | EA*5X30M17A*+WALLCON | *80CTL0701716B* | 23000 | 24200 | 17 | 10 | 9 | 1.96 | 83 | 69 | 215667444
KEEPRITE | C5H0V24*K*AAA* | EA*5X30M17A*+WALLCON | *80CTL0701716B* | 23000 | 24200 | 17 | 10 | 9 | 1.96 | 83 | 69 | 215667442
DAY & NIGHT | C5H0V24*K*AAA* | EA*5X30M17A*+WALLCON | *80CTL0701716B* | 23000 | 24200 | 17 | 10 | 9 | 1.96 | 83 | 69 | 215667440
COMFORTMAKER | C5H0V24*K*AAA* | EA*5X30M17A*+WALLCON | *80CTL0701716B* | 23000 | 24200 | 17 | 10 | 9 | 1.96 | 83 | 69 | 215667437
ARCOAIRE | H5H0V24*K*AAA* | EA*5X30M17A*+WALLCON | *80CTL0701716B* | 23000 | 24200 | 17 | 10 | 9 | 1.96 | 83 | 69 | 215667435
AIRQUEST | H5H0V24*K*AAA* | EA*5X30M17A*+WALLCON | *80CTL0701716B* | 23000 | 24200 | 17 | 10 | 9 | 1.96 | 83 | 69 | 215667433
HEIL | H5H0V24*K*AAA* | EA*5X30M17A*+WALLCON | *80CTL0701716B* | 23000 | 24200 | 17 | 10 | 9 | 1.96 | 83 | 69 | 215667430
TEMPSTAR | T5H0V24*K*AAA* | EA*5X30M17A*+WALLCON | *80CTL0701412B* | 23000 | 24200 | 17 | 10 | 9 | 1.98 | 83 | 69 | 215667428
KENMORE | (C,H,T)5H0V24*K*AAA* | EA*5X30M17A*+WALLCON | *80CTL0701412B* | 23000 | 24200 | 17 | 10 | 9 | 1.98 | 83 | 69 | 215667426
KEEPRITE | C5H0V24*K*AAA* | EA*5X30M17A*+WALLCON | *80CTL0701412B* | 23000 | 24200 | 17 | 10 | 9 | 1.98 | 83 | 69 | 215667424
DAY & NIGHT | C5H0V24*K*AAA* | EA*5X30M17A*+WALLCON | *80CTL0701412B* | 23000 | 24200 | 17 | 10 | 9 | 1.98 | 83 | 69 | 215667421
COMFORTMAKER | C5H0V24*K*AAA* | EA*5X30M17A*+WALLCON | *80CTL0701412B* | 23000 | 24200 | 17 | 10 | 9 | 1.98 | 83 | 69 | 215667419
ARCOAIRE | H5H0V24*K*AAA* | EA*5X30M17A*+WALLCON | *80CTL0701412B* | 23000 | 24200 | 17 | 10 | 9 | 1.98 | 83 | 69 | 215667416
AIRQUEST | H5H0V24*K*AAA* | EA*5X30M17A*+WALLCON | *80CTL0701412B* | 23000 | 24200 | 17 | 10 | 9 | 1.98 | 83 | 69 | 215667414
HEIL | H5H0V24*K*AAA* | EA*5X30M17A*+WALLCON | *80CTL0701412B* | 23000 | 24200 | 17 | 10 | 9 | 1.98 | 83 | 69 | 215667412
TEMPSTAR | T5H0V24*K*AAA* | EA*5X30M17A*+WALLCON | *80CTL0451712B* | 23000 | 24400 | 16.5 | 10 | 8.5 | 1.86 | 83 | 69 | 215667410
KENMORE | (C,H,T)5H0V24*K*AAA* | EA*5X30M17A*+WALLCON | *80CTL0451712B* | 23000 | 24400 | 16.5 | 10 | 8.5 | 1.86 | 83 | 69 | 215667408
KEEPRITE | C5H0V24*K*AAA* | EA*5X30M17A*+WALLCON | *80CTL0451712B* | 23000 | 24400 | 16.5 | 10 | 8.5 | 1.86 | 83 | 69 | 215667406
DAY & NIGHT | C5H0V24*K*AAA* | EA*5X30M17A*+WALLCON | *80CTL0451712B* | 23000 | 24400 | 16.5 | 10 | 8.5 | 1.86 | 83 | 69 | 215667404
COMFORTMAKER | C5H0V24*K*AAA* | EA*5X30M17A*+WALLCON | *80CTL0451712B* | 23000 | 24400 | 16.5 | 10 | 8.5 | 1.86 | 83 | 69 | 215667402
ARCOAIRE | H5H0V24*K*AAA* | EA*5X30M17A*+WALLCON | *80CTL0451712B* | 23000 | 24400 | 16.5 | 10 | 8.5 | 1.86 | 83 | 69 | 215667400
AIRQUEST | H5H0V24*K*AAA* | EA*5X30M17A*+WALLCON | *80CTL0451712B* | 23000 | 24400 | 16.5 | 10 | 8.5 | 1.86 | 83 | 69 | 215667398
KENMORE | N5H8T24*K*AAA* | EA*5X37M21A* | *80CTL0901716B* | 23600 | 24800 | 18 | 13 | 8.1 | 2.1 | 59 | 45 | 215648022
KEEPRITE | N5H8T24*K*AAA* | EA*5X37M21A* | *80CTL0901716B* | 23600 | 24800 | 18 | 13 | 8.1 | 2.1 | 59 | 45 | 215648020
DAY & NIGHT | N5H8T24*K*AAA* | EA*5X37M21A* | *80CTL0901716B* | 23600 | 24800 | 18 | 13 | 8.1 | 2.1 | 59 | 45 | 215648019
COMFORTMAKER | N5H8T24*K*AAA* | EA*5X37M21A* | *80CTL0901716B* | 23600 | 24800 | 18 | 13 | 8.1 | 2.1 | 59 | 45 | 215648017
ARCOAIRE | N5H8T24*K*AAA* | EA*5X37M21A* | *80CTL0901716B* | 23600 | 24800 | 18 | 13 | 8.1 | 2.1 | 59 | 45 | 215648016
AIRQUEST | N5H8T24*K*AAA* | EA*5X37M21A* | *80CTL0901716B* | 23600 | 24800 | 18 | 13 | 8.1 | 2.1 | 59 | 45 | 215648014
HEIL | N5H8T24*K*AAA* | EA*5X37M21A* | *80CTL0901716B* | 23600 | 24800 | 18 | 13 | 8.1 | 2.1 | 59 | 45 | 215648013
BRYANT HEATING AND COOLING SYSTEMS | PH8TAN524**AA* | CAA**3721AM* | 88*TB48090C17*** | 23600 | 24800 | 18 | 13 | 8.1 | 2.1 | 59 | 45 | 215648011
BRYANT HEATING AND COOLING SYSTEMS | GH8TAN524**AA* | CAA**3721AM* | 88*TB48090C17*** | 23600 | 24800 | 18 | 13 | 8.1 | 2.1 | 59 | 45 | 215648009
BRYANT HEATING AND COOLING SYSTEMS | 248TAN024**AA* | CAA**3721AM* | 88*TB48090C17*** | 23600 | 24800 | 18 | 13 | 8.1 | 2.1 | 59 | 45 | 215648008
CARRIER | GH8TAN524**AA* | CAA**3721AM* | 58TN*B090C17**16 | 23600 | 24800 | 18 | 13 | 8.1 | 2.1 | 59 | 45 | 215648007
CARRIER | 27TPA824A**30* | CAA**3721AM* | 58TN*B090C17**16 | 23600 | 24800 | 18 | 13 | 8.1 | 2.1 | 59 | 45 | 215648006
TEMPSTAR | N5H8T24*K*AAA* | EA*5X37M21A* | *80CTL0702120B* | 23600 | 24800 | 17.5 | 13 | 8.1 | 2.1 | 59 | 45 | 215648004
MARATHERM | N5H8T24*K*AAA* | EA*5X37M21A* | *80CTL0702120B* | 23600 | 24800 | 17.5 | 13 | 8.1 | 2.1 | 59 | 45 | 215648002
KENMORE | N5H8T24*K*AAA* | EA*5X37M21A* | *80CTL0702120B* | 23600 | 24800 | 17.5 | 13 | 8.1 | 2.1 | 59 | 45 | 215648001
KEEPRITE | N5H8T24*K*AAA* | EA*5X37M21A* | *80CTL0702120B* | 23600 | 24800 | 17.5 | 13 | 8.1 | 2.1 | 59 | 45 | 215648000
DAY & NIGHT | N5H8T24*K*AAA* | EA*5X37M21A* | *80CTL0702120B* | 23600 | 24800 | 17.5 | 13 | 8.1 | 2.1 | 59 | 45 | 215647998
COMFORTMAKER | N5H8T24*K*AAA* | EA*5X37M21A* | *80CTL0702120B* | 23600 | 24800 | 17.5 | 13 | 8.1 | 2.1 | 59 | 45 | 215647997
ARCOAIRE | N5H8T24*K*AAA* | EA*5X37M21A* | *80CTL0702120B* | 23600 | 24800 | 17.5 | 13 | 8.1 | 2.1 | 59 | 45 | 215647996
AIRQUEST | N5H8T24*K*AAA* | EA*5X37M21A* | *80CTL0702120B* | 23600 | 24800 | 17.5 | 13 | 8.1 | 2.1 | 59 | 45 | 215647994
HEIL | N5H8T24*K*AAA* | EA*5X37M21A* | *80CTL0702120B* | 23600 | 24800 | 17.5 | 13 | 8.1 | 2.1 | 59 | 45 | 215647993
BRYANT HEATING AND COOLING SYSTEMS | PH8TAN524**AA* | CAA**3721AM* | 88*TB60070C21*** | 23600 | 24800 | 17.5 | 13 | 8.1 | 2.1 | 59 | 45 | 215647992
BRYANT HEATING AND COOLING SYSTEMS | GH8TAN524**AA* | CAA**3721AM* | 88*TB60070C21*** | 23600 | 24800 | 17.5 | 13 | 8.1 | 2.1 | 59 | 45 | 215647990
BRYANT HEATING AND COOLING SYSTEMS | 248TAN024**AA* | CAA**3721AM* | 88*TB60070C21*** | 23600 | 24800 | 17.5 | 13 | 8.1 | 2.1 | 59 | 45 | 215647989
CARRIER | GH8TAN524**AA* | CAA**3721AM* | 58TN*B070C21**20 | 23600 | 24800 | 17.5 | 13 | 8.1 | 2.1 | 59 | 45 | 215647987
CARRIER | 27TPA824A**30* | CAA**3721AM* | 58TN*B070C21**20 | 23600 | 24800 | 17.5 | 13 | 8.1 | 2.1 | 59 | 45 | 215647986
TEMPSTAR | N5H8T24*K*AAA* | EA*5X37M21A* | *80CTL0701716B* | 23600 | 24800 | 18 | 13 | 8.1 | 2.1 | 59 | 45 | 215647985
MARATHERM | N5H8T24*K*AAA* | EA*5X37M21A* | *80CTL0701716B* | 23600 | 24800 | 18 | 13 | 8.1 | 2.1 | 59 | 45 | 215647984
KENMORE | N5H8T24*K*AAA* | EA*5X37M21A* | *80CTL0701716B* | 23600 | 24800 | 18 | 13 | 8.1 | 2.1 | 59 | 45 | 215647982
KEEPRITE | N5H8T24*K*AAA* | EA*5X37M21A* | *80CTL0701716B* | 23600 | 24800 | 18 | 13 | 8.1 | 2.1 | 59 | 45 | 215647981
DAY & NIGHT | N5H8T24*K*AAA* | EA*5X37M21A* | *80CTL0701716B* | 23600 | 24800 | 18 | 13 | 8.1 | 2.1 | 59 | 45 | 215647979
COMFORTMAKER | N5H8T24*K*AAA* | EA*5X37M21A* | *80CTL0701716B* | 23600 | 24800 | 18 | 13 | 8.1 | 2.1 | 59 | 45 | 215647978
ARCOAIRE | N5H8T24*K*AAA* | EA*5X37M21A* | *80CTL0701716B* | 23600 | 24800 | 18 | 13 | 8.1 | 2.1 | 59 | 45 | 215647977
AIRQUEST | N5H8T24*K*AAA* | EA*5X37M21A* | *80CTL0701716B* | 23600 | 24800 | 18 | 13 | 8.1 | 2.1 | 59 | 45 | 215647975
HEIL | N5H8T24*K*AAA* | EA*5X37M21A* | *80CTL0701716B* | 23600 | 24800 | 18 | 13 | 8.1 | 2.1 | 59 | 45 | 215647974
BRYANT HEATING AND COOLING SYSTEMS | PH8TAN524**AA* | CAA**3721AM* | 88*TB48070C17*** | 23600 | 24800 | 18 | 13 | 8.1 | 2.1 | 59 | 45 | 215647972
BRYANT HEATING AND COOLING SYSTEMS | GH8TAN524**AA* | CAA**3721AM* | 88*TB48070C17*** | 23600 | 24800 | 18 | 13 | 8.1 | 2.1 | 59 | 45 | 215647971
BRYANT HEATING AND COOLING SYSTEMS | 248TAN024**AA* | CAA**3721AM* | 88*TB48070C17*** | 23600 | 24800 | 18 | 13 | 8.1 | 2.1 | 59 | 45 | 215647969
CARRIER | GH8TAN524**AA* | CAA**3721AM* | 58TN*B070C17**16 | 23600 | 24800 | 18 | 13 | 8.1 | 2.1 | 59 | 45 | 215647968
CARRIER | 27TPA824A**30* | CAA**3721AM* | 58TN*B070C17**16 | 23600 | 24800 | 18 | 13 | 8.1 | 2.1 | 59 | 45 | 215647967
TEMPSTAR | N5H8T24*K*AAA* | EA*5X37M21A* | *80CTL0451712B* | 23400 | 24800 | 17.5 | 13 | 8.1 | 2.08 | 59 | 45 | 215647965
MARATHERM | N5H8T24*K*AAA* | EA*5X37M21A* | *80CTL0451712B* | 23400 | 24800 | 17.5 | 13 | 8.1 | 2.08 | 59 | 45 | 215647964
KENMORE | N5H8T24*K*AAA* | EA*5X37M21A* | *80CTL0451712B* | 23400 | 24800 | 17.5 | 13 | 8.1 | 2.08 | 59 | 45 | 215647962
KEEPRITE | N5H8T24*K*AAA* | EA*5X37M21A* | *80CTL0451712B* | 23400 | 24800 | 17.5 | 13 | 8.1 | 2.08 | 59 | 45 | 215647961
DAY & NIGHT | N5H8T24*K*AAA* | EA*5X37M21A* | *80CTL0451712B* | 23400 | 24800 | 17.5 | 13 | 8.1 | 2.08 | 59 | 45 | 215647959
COMFORTMAKER | N5H8T24*K*AAA* | EA*5X37M21A* | *80CTL0451712B* | 23400 | 24800 | 17.5 | 13 | 8.1 | 2.08 | 59 | 45 | 215647957
ARCOAIRE | N5H8T24*K*AAA* | EA*5X37M21A* | *80CTL0451712B* | 23400 | 24800 | 17.5 | 13 | 8.1 | 2.08 | 59 | 45 | 215647956
AIRQUEST | N5H8T24*K*AAA* | EA*5X37M21A* | *80CTL0451712B* | 23400 | 24800 | 17.5 | 13 | 8.1 | 2.08 | 59 | 45 | 215647955
HEIL | N5H8T24*K*AAA* | EA*5X37M21A* | *80CTL0451712B* | 23400 | 24800 | 17.5 | 13 | 8.1 | 2.08 | 59 | 45 | 215647953
BRYANT HEATING AND COOLING SYSTEMS | PH8TAN524**AA* | CAA**3721AM* | 88*TB36045C17*** | 23400 | 24800 | 17.5 | 13 | 8.1 | 2.08 | 59 | 45 | 215647952
BRYANT HEATING AND COOLING SYSTEMS | GH8TAN524**AA* | CAA**3721AM* | 88*TB36045C17*** | 23400 | 24800 | 17.5 | 13 | 8.1 | 2.08 | 59 | 45 | 215647951
BRYANT HEATING AND COOLING SYSTEMS | 248TAN024**AA* | CAA**3721AM* | 88*TB36045C17*** | 23400 | 24800 | 17.5 | 13 | 8.1 | 2.08 | 59 | 45 | 215647949
CARRIER | GH8TAN524**AA* | CAA**3721AM* | 58TN*B045C17**12 | 23400 | 24800 | 17.5 | 13 | 8.1 | 2.08 | 59 | 45 | 215647948
CARRIER | 27TPA824A**30* | CAA**3721AM* | 58TN*B045C17**12 | 23400 | 24800 | 17.5 | 13 | 8.1 | 2.08 | 59 | 45 | 215647946
TEMPSTAR | N5H8T24*K*AAA* | EA*5X37M21A* | *80MSU1002120A* | 23600 | 24800 | 17.5 | 13 | 8.1 | 2.1 | 59 | 45 | 215647945
MARATHERM | N5H8T24*K*AAA* | EA*5X37M21A* | *80MSU1002120A* | 23600 | 24800 | 17.5 | 13 | 8.1 | 2.1 | 59 | 45 | 215647943
KENMORE | N5H8T24*K*AAA* | EA*5X37M21A* | *80MSU1002120A* | 23600 | 24800 | 17.5 | 13 | 8.1 | 2.1 | 59 | 45 | 215647942
KEEPRITE | N5H8T24*K*AAA* | EA*5X37M21A* | *80MSU1002120A* | 23600 | 24800 | 17.5 | 13 | 8.1 | 2.1 | 59 | 45 | 215647940
DAY & NIGHT | N5H8T24*K*AAA* | EA*5X37M21A* | *80MSU1002120A* | 23600 | 24800 | 17.5 | 13 | 8.1 | 2.1 | 59 | 45 | 215647938
COMFORTMAKER | N5H8T24*K*AAA* | EA*5X37M21A* | *80MSU1002120A* | 23600 | 24800 | 17.5 | 13 | 8.1 | 2.1 | 59 | 45 | 215647937
ARCOAIRE | N5H8T24*K*AAA* | EA*5X37M21A* | *80MSU1002120A* | 23600 | 24800 | 17.5 | 13 | 8.1 | 2.1 | 59 | 45 | 215647936
AIRQUEST | N5H8T24*K*AAA* | EA*5X37M21A* | *80MSU1002120A* | 23600 | 24800 | 17.5 | 13 | 8.1 | 2.1 | 59 | 45 | 215647934
HEIL | N5H8T24*K*AAA* | EA*5X37M21A* | *80MSU1002120A* | 23600 | 24800 | 17.5 | 13 | 8.1 | 2.1 | 59 | 45 | 215647933
HEIL | N5H8T24*K*AAA* | EA*5X37M21A* | *95CSU0601716B* | 23600 | 24800 | 17.5 | 13 | 8.1 | 2.1 | 59 | 45 | 215648158
TEMPSTAR | N5H8T24*K*AAA* | EA*5X37M21A* | OMV112K14A | 24000 | 25400 | 17.5 | 12.5 | 8.1 | 2.18 | 59 | 45 | 215648818
MARATHERM | N5H8T24*K*AAA* | EA*5X37M21A* | OMV112K14A | 24000 | 25400 | 17.5 | 12.5 | 8.1 | 2.18 | 59 | 45 | 215648817
KENMORE | N5H8T24*K*AAA* | EA*5X37M21A* | OMV112K14A | 24000 | 25400 | 17.5 | 12.5 | 8.1 | 2.18 | 59 | 45 | 215648815
KEEPRITE | N5H8T24*K*AAA* | EA*5X37M21A* | OMV112K14A | 24000 | 25400 | 17.5 | 12.5 | 8.1 | 2.18 | 59 | 45 | 215648814
DAY & NIGHT | N5H8T24*K*AAA* | EA*5X37M21A* | OMV112K14A | 24000 | 25400 | 17.5 | 12.5 | 8.1 | 2.18 | 59 | 45 | 215648812
COMFORTMAKER | N5H8T24*K*AAA* | EA*5X37M21A* | OMV112K14A | 24000 | 25400 | 17.5 | 12.5 | 8.1 | 2.18 | 59 | 45 | 215648811
ARCOAIRE | N5H8T24*K*AAA* | EA*5X37M21A* | OMV112K14A | 24000 | 25400 | 17.5 | 12.5 | 8.1 | 2.18 | 59 | 45 | 215648809
AIRQUEST | N5H8T24*K*AAA* | EA*5X37M21A* | OMV112K14A | 24000 | 25400 | 17.5 | 12.5 | 8.1 | 2.18 | 59 | 45 | 215648808
HEIL | N5H8T24*K*AAA* | EA*5X37M21A* | OMV112K14A | 24000 | 25400 | 17.5 | 12.5 | 8.1 | 2.18 | 59 | 45 | 215648807
BRYANT HEATING AND COOLING SYSTEMS | PH8TAN524**AA* | CAA**3721AM* | OVMAAB042112 | 24000 | 25400 | 17.5 | 12.5 | 8.1 | 2.18 | 59 | 45 | 215648805
BRYANT HEATING AND COOLING SYSTEMS | GH8TAN524**AA* | CAA**3721AM* | OVMAAB042112 | 24000 | 25400 | 17.5 | 12.5 | 8.1 | 2.18 | 59 | 45 | 215648804
BRYANT HEATING AND COOLING SYSTEMS | 248TAN024**AA* | CAA**3721AM* | OVMAAB042112 | 24000 | 25400 | 17.5 | 12.5 | 8.1 | 2.18 | 59 | 45 | 215648802
CARRIER | GH8TAN524**AA* | CAA**3721AM* | OVMAAB042112 | 24000 | 25400 | 17.5 | 12.5 | 8.1 | 2.18 | 59 | 45 | 215648801
CARRIER | 27TPA824A**30* | CAA**3721AM* | OVMAAB042112 | 24000 | 25400 | 17.5 | 12.5 | 8.1 | 2.18 | 59 | 45 | 215648799
TEMPSTAR | N5H8T24*K*AAA* | EA*5X37M21A* | OMV098J12* | 24000 | 25400 | 17.5 | 12.5 | 8.1 | 2.06 | 59 | 45 | 215648798
MARATHERM | N5H8T24*K*AAA* | EA*5X37M21A* | OMV098J12* | 24000 | 25400 | 17.5 | 12.5 | 8.1 | 2.06 | 59 | 45 | 215648796
KENMORE | N5H8T24*K*AAA* | EA*5X37M21A* | OMV098J12* | 24000 | 25400 | 17.5 | 12.5 | 8.1 | 2.06 | 59 | 45 | 215648795
KEEPRITE | N5H8T24*K*AAA* | EA*5X37M21A* | OMV098J12* | 24000 | 25400 | 17.5 | 12.5 | 8.1 | 2.06 | 59 | 45 | 215648793
DAY & NIGHT | N5H8T24*K*AAA* | EA*5X37M21A* | OMV098J12* | 24000 | 25400 | 17.5 | 12.5 | 8.1 | 2.06 | 59 | 45 | 215648792
COMFORTMAKER | N5H8T24*K*AAA* | EA*5X37M21A* | OMV098J12* | 24000 | 25400 | 17.5 | 12.5 | 8.1 | 2.06 | 59 | 45 | 215648790
ARCOAIRE | N5H8T24*K*AAA* | EA*5X37M21A* | OMV098J12* | 24000 | 25400 | 17.5 | 12.5 | 8.1 | 2.06 | 59 | 45 | 215648789
AIRQUEST | N5H8T24*K*AAA* | EA*5X37M21A* | OMV098J12* | 24000 | 25400 | 17.5 | 12.5 | 8.1 | 2.06 | 59 | 45 | 215648788
HEIL | N5H8T24*K*AAA* | EA*5X37M21A* | OMV098J12* | 24000 | 25400 | 17.5 | 12.5 | 8.1 | 2.06 | 59 | 45 | 215648786
BRYANT HEATING AND COOLING SYSTEMS | PH8TAN524**AA* | CAA**3721AM* | OVMAAB036098 | 24000 | 25400 | 17.5 | 12.5 | 8.1 | 2.06 | 59 | 45 | 215648785
BRYANT HEATING AND COOLING SYSTEMS | GH8TAN524**AA* | CAA**3721AM* | OVMAAB036098 | 24000 | 25400 | 17.5 | 12.5 | 8.1 | 2.06 | 59 | 45 | 215648783
BRYANT HEATING AND COOLING SYSTEMS | 248TAN024**AA* | CAA**3721AM* | OVMAAB036098 | 24000 | 25400 | 17.5 | 12.5 | 8.1 | 2.06 | 59 | 45 | 215648782
CARRIER | GH8TAN524**AA* | CAA**3721AM* | OVMAAB036098 | 24000 | 25400 | 17.5 | 12.5 | 8.1 | 2.06 | 59 | 45 | 215648780
CARRIER | 27TPA824A**30* | CAA**3721AM* | OVMAAB036098 | 24000 | 25400 | 17.5 | 12.5 | 8.1 | 2.06 | 59 | 45 | 215648779
TEMPSTAR | N5H8T24*K*AAA* | EA*5X37M21A* | OLV098A12* | 23800 | 25400 | 17 | 12.5 | 8.1 | 2.04 | 59 | 45 | 215648777
MARATHERM | N5H8T24*K*AAA* | EA*5X37M21A* | OLV098A12* | 23800 | 25400 | 17 | 12.5 | 8.1 | 2.04 | 59 | 45 | 215648776
KENMORE | N5H8T24*K*AAA* | EA*5X37M21A* | OLV098A12* | 23800 | 25400 | 17 | 12.5 | 8.1 | 2.04 | 59 | 45 | 215648775
KEEPRITE | N5H8T24*K*AAA* | EA*5X37M21A* | OLV098A12* | 23800 | 25400 | 17 | 12.5 | 8.1 | 2.04 | 59 | 45 | 215648773
DAY & NIGHT | N5H8T24*K*AAA* | EA*5X37M21A* | OLV098A12* | 23800 | 25400 | 17 | 12.5 | 8.1 | 2.04 | 59 | 45 | 215648772
COMFORTMAKER | N5H8T24*K*AAA* | EA*5X37M21A* | OLV098A12* | 23800 | 25400 | 17 | 12.5 | 8.1 | 2.04 | 59 | 45 | 215648770
ARCOAIRE | N5H8T24*K*AAA* | EA*5X37M21A* | OLV098A12* | 23800 | 25400 | 17 | 12.5 | 8.1 | 2.04 | 59 | 45 | 215648769
AIRQUEST | N5H8T24*K*AAA* | EA*5X37M21A* | OLV098A12* | 23800 | 25400 | 17 | 12.5 | 8.1 | 2.04 | 59 | 45 | 215648767
HEIL | N5H8T24*K*AAA* | EA*5X37M21A* | OLV098A12* | 23800 | 25400 | 17 | 12.5 | 8.1 | 2.04 | 59 | 45 | 215648766
BRYANT HEATING AND COOLING SYSTEMS | PH8TAN524**AA* | CAA**3721AM* | OVLAAB036098 | 23800 | 25400 | 17 | 12.5 | 8.1 | 2.04 | 59 | 45 | 215648765
BRYANT HEATING AND COOLING SYSTEMS | GH8TAN524**AA* | CAA**3721AM* | OVLAAB036098 | 23800 | 25400 | 17 | 12.5 | 8.1 | 2.04 | 59 | 45 | 215648763
BRYANT HEATING AND COOLING SYSTEMS | 248TAN024**AA* | CAA**3721AM* | OVLAAB036098 | 23800 | 25400 | 17 | 12.5 | 8.1 | 2.04 | 59 | 45 | 215648762
CARRIER | 27TPA824A**30* | CAA**3721AM* | OVLAAB036098 | 23800 | 25400 | 17 | 12.5 | 8.1 | 2.04 | 59 | 45 | 215648759
CARRIER | GH8TAN524**AA* | CAA**3721AM* | OVLAAB036098 | 23800 | 25400 | 17 | 12.5 | 8.1 | 2.04 | 59 | 45 | 215648760
TEMPSTAR | N5H8T24*K*AAA* | EA*5X37M21A* | *96VTN1002122B* | 24000 | 25000 | 18 | 13 | 8.5 | 2.22 | 59 | 45 | 215648757
KENMORE | N5H8T24*K*AAA* | EA*5X37M21A* | *96VTN1002122B* | 24000 | 25000 | 18 | 13 | 8.5 | 2.22 | 59 | 45 | 215648756
KEEPRITE | N5H8T24*K*AAA* | EA*5X37M21A* | *96VTN1002122B* | 24000 | 25000 | 18 | 13 | 8.5 | 2.22 | 59 | 45 | 215648754
DAY & NIGHT | N5H8T24*K*AAA* | EA*5X37M21A* | *96VTN1002122B* | 24000 | 25000 | 18 | 13 | 8.5 | 2.22 | 59 | 45 | 215648753
COMFORTMAKER | N5H8T24*K*AAA* | EA*5X37M21A* | *96VTN1002122B* | 24000 | 25000 | 18 | 13 | 8.5 | 2.22 | 59 | 45 | 215648752
ARCOAIRE | N5H8T24*K*AAA* | EA*5X37M21A* | *96VTN1002122B* | 24000 | 25000 | 18 | 13 | 8.5 | 2.22 | 59 | 45 | 215648750
AIRQUEST | N5H8T24*K*AAA* | EA*5X37M21A* | *96VTN1002122B* | 24000 | 25000 | 18 | 13 | 8.5 | 2.22 | 59 | 45 | 215648749
HEIL | N5H8T24*K*AAA* | EA*5X37M21A* | *96VTN1002122B* | 24000 | 25000 | 18 | 13 | 8.5 | 2.22 | 59 | 45 | 215648747
BRYANT HEATING AND COOLING SYSTEMS | PH8TAN524**AA* | CAA**3721AM* | 926TC66100V21*** | 24000 | 25000 | 18 | 13 | 8.5 | 2.22 | 59 | 45 | 215648745
BRYANT HEATING AND COOLING SYSTEMS | GH8TAN524**AA* | CAA**3721AM* | 926TC66100V21*** | 24000 | 25000 | 18 | 13 | 8.5 | 2.22 | 59 | 45 | 215648743
BRYANT HEATING AND COOLING SYSTEMS | 248TAN024**AA* | CAA**3721AM* | 926TC66100V21*** | 24000 | 25000 | 18 | 13 | 8.5 | 2.22 | 59 | 45 | 215648742
CARRIER | GH8TAN524**AA* | CAA**3721AM* | 59TP6C100V21**22 | 24000 | 25000 | 18 | 13 | 8.5 | 2.22 | 59 | 45 | 215648740
CARRIER | 27TPA824A**30* | CAA**3721AM* | 59TP6C100V21**22 | 24000 | 25000 | 18 | 13 | 8.5 | 2.22 | 59 | 45 | 215648739
TEMPSTAR | N5H8T24*K*AAA* | EA*5X37M21A* | *96VTN1002120B* | 23600 | 24800 | 18 | 13 | 8.1 | 2.1 | 58 | 45 | 215648737
KENMORE | N5H8T24*K*AAA* | EA*5X37M21A* | *96VTN1002120B* | 23600 | 24800 | 18 | 13 | 8.1 | 2.1 | 58 | 45 | 215648736
KEEPRITE | N5H8T24*K*AAA* | EA*5X37M21A* | *96VTN1002120B* | 23600 | 24800 | 18 | 13 | 8.1 | 2.1 | 58 | 45 | 215648735
DAY & NIGHT | N5H8T24*K*AAA* | EA*5X37M21A* | *96VTN1002120B* | 23600 | 24800 | 18 | 13 | 8.1 | 2.1 | 58 | 45 | 215648733
COMFORTMAKER | N5H8T24*K*AAA* | EA*5X37M21A* | *96VTN1002120B* | 23600 | 24800 | 18 | 13 | 8.1 | 2.1 | 58 | 45 | 215648732
ARCOAIRE | N5H8T24*K*AAA* | EA*5X37M21A* | *96VTN0601716B* | 23600 | 25000 | 18 | 13 | 8.1 | 2.1 | 59 | 45 | 215648657
AIRQUEST | N5H8T24*K*AAA* | EA*5X37M21A* | *96VTN0601716B* | 23600 | 25000 | 18 | 13 | 8.1 | 2.1 | 59 | 45 | 215648655
HEIL | N5H8T24*K*AAA* | EA*5X37M21A* | *96VTN0601716B* | 23600 | 25000 | 18 | 13 | 8.1 | 2.1 | 59 | 45 | 215648654
WEATHERMAKER | PH8TAN524**AA* | CAA**3721AM* | PG96VTAB48060B** | 23600 | 25000 | 18 | 13 | 8.1 | 2.1 | 59 | 45 | 215648652
TEMPSTAR | N5H8T24*K*AAA* | EA*5X37M17A* | *96VSN0801716B* | 23400 | 24800 | 17.5 | 13 | 8.1 | 2.08 | 59 | 45 | 215647428
KENMORE | N5H8T24*K*AAA* | EA*5X37M17A* | *96VSN0801716B* | 23400 | 24800 | 17.5 | 13 | 8.1 | 2.08 | 59 | 45 | 215647427
KEEPRITE | N5H8T24*K*AAA* | EA*5X37M17A* | *96VSN0801716B* | 23400 | 24800 | 17.5 | 13 | 8.1 | 2.08 | 59 | 45 | 215647425
DAY & NIGHT | N5H8T24*K*AAA* | EA*5X37M17A* | *96VSN0801716B* | 23400 | 24800 | 17.5 | 13 | 8.1 | 2.08 | 59 | 45 | 215647424
COMFORTMAKER | N5H8T24*K*AAA* | EA*5X37M17A* | *96VSN0801716B* | 23400 | 24800 | 17.5 | 13 | 8.1 | 2.08 | 59 | 45 | 215647422
ARCOAIRE | N5H8T24*K*AAA* | EA*5X37M17A* | *96VSN0801716B* | 23400 | 24800 | 17.5 | 13 | 8.1 | 2.08 | 59 | 45 | 215647421
AIRQUEST | N5H8T24*K*AAA* | EA*5X37M17A* | *96VSN0801716B* | 23400 | 24800 | 17.5 | 13 | 8.1 | 2.08 | 59 | 45 | 215647419
HEIL | N5H8T24*K*AAA* | EA*5X37M17A* | *96VSN0801716B* | 23400 | 24800 | 17.5 | 13 | 8.1 | 2.08 | 59 | 45 | 215647418
BRYANT HEATING AND COOLING SYSTEMS | PH8TAN524**AA* | CAA**3717AM* | 926SB48080V17*** | 23400 | 24800 | 17.5 | 13 | 8.1 | 2.08 | 59 | 45 | 215647416
BRYANT HEATING AND COOLING SYSTEMS | GH8TAN524**AA* | CAA**3717AM* | 926SB48080V17*** | 23400 | 24800 | 17.5 | 13 | 8.1 | 2.08 | 59 | 45 | 215647415
BRYANT HEATING AND COOLING SYSTEMS | 248TAN024**AA* | CAA**3717AM* | 926SB48080V17*** | 23400 | 24800 | 17.5 | 13 | 8.1 | 2.08 | 59 | 45 | 215647413
CARRIER | GH8TAN524**AA* | CAA**3717AM* | 59SP6B080V17**16 | 23400 | 24800 | 17.5 | 13 | 8.1 | 2.08 | 59 | 45 | 215647412
CARRIER | 27TPA824A**30* | CAA**3717AM* | 59SP6B080V17**16 | 23400 | 24800 | 17.5 | 13 | 8.1 | 2.08 | 59 | 45 | 215647410
TEMPSTAR | N5H8T24*K*AAA* | EA*5X37M17A* | *96VSN0601716B* | 23400 | 24800 | 17 | 12.5 | 8.1 | 2.08 | 59 | 45 | 215647409
KENMORE | N5H8T24*K*AAA* | EA*5X37M17A* | *96VSN0601716B* | 23400 | 24800 | 17 | 12.5 | 8.1 | 2.08 | 59 | 45 | 215647407
KEEPRITE | N5H8T24*K*AAA* | EA*5X37M17A* | *96VSN0601716B* | 23400 | 24800 | 17 | 12.5 | 8.1 | 2.08 | 59 | 45 | 215647406
DAY & NIGHT | N5H8T24*K*AAA* | EA*5X37M17A* | *96VSN0601716B* | 23400 | 24800 | 17 | 12.5 | 8.1 | 2.08 | 59 | 45 | 215647405
COMFORTMAKER | N5H8T24*K*AAA* | EA*5X37M17A* | *96VSN0601716B* | 23400 | 24800 | 17 | 12.5 | 8.1 | 2.08 | 59 | 45 | 215647403
ARCOAIRE | N5H8T24*K*AAA* | EA*5X37M17A* | *96VSN0601716B* | 23400 | 24800 | 17 | 12.5 | 8.1 | 2.08 | 59 | 45 | 215647402
AIRQUEST | N5H8T24*K*AAA* | EA*5X37M17A* | *96VSN0601716B* | 23400 | 24800 | 17 | 12.5 | 8.1 | 2.08 | 59 | 45 | 215647400
HEIL | N5H8T24*K*AAA* | EA*5X37M17A* | *96VSN0601716B* | 23400 | 24800 | 17 | 12.5 | 8.1 | 2.08 | 59 | 45 | 215647399
BRYANT HEATING AND COOLING SYSTEMS | PH8TAN524**AA* | CAA**3717AM* | 926SB48060V17*** | 23400 | 24800 | 17 | 12.5 | 8.1 | 2.08 | 59 | 45 | 215647397
BRYANT HEATING AND COOLING SYSTEMS | GH8TAN524**AA* | CAA**3717AM* | 926SB48060V17*** | 23400 | 24800 | 17 | 12.5 | 8.1 | 2.08 | 59 | 45 | 215647396
BRYANT HEATING AND COOLING SYSTEMS | 248TAN024**AA* | CAA**3717AM* | 926SB48060V17*** | 23400 | 24800 | 17 | 12.5 | 8.1 | 2.08 | 59 | 45 | 215647394
CARRIER | GH8TAN524**AA* | CAA**3717AM* | 59SP6B060V17**16 | 23400 | 24800 | 17 | 12.5 | 8.1 | 2.08 | 59 | 45 | 215647393
CARRIER | 27TPA824A**30* | CAA**3717AM* | 59SP6B060V17**16 | 23400 | 24800 | 17 | 12.5 | 8.1 | 2.08 | 59 | 45 | 215647392
TEMPSTAR | N5H8T24*K*AAA* | EA*5X37M17A* | *96VSN0601412B* | 23200 | 24800 | 17 | 12.5 | 8.1 | 2.08 | 59 | 45 | 215647390
KENMORE | N5H8T24*K*AAA* | EA*5X37M17A* | *96VSN0601412B* | 23200 | 24800 | 17 | 12.5 | 8.1 | 2.08 | 59 | 45 | 215647389
KEEPRITE | N5H8T24*K*AAA* | EA*5X37M17A* | *96VSN0601412B* | 23200 | 24800 | 17 | 12.5 | 8.1 | 2.08 | 59 | 45 | 215647387
DAY & NIGHT | N5H8T24*K*AAA* | EA*5X37M17A* | *96VSN0601412B* | 23200 | 24800 | 17 | 12.5 | 8.1 | 2.08 | 59 | 45 | 215647386
COMFORTMAKER | N5H8T24*K*AAA* | EA*5X37M17A* | *96VSN0601412B* | 23200 | 24800 | 17 | 12.5 | 8.1 | 2.08 | 59 | 45 | 215647385
HEIL | H5H0V24*K*AAA* | ESH5X36M12A*+WALLCON | *80CTL1352422B* | 23600 | 24000 | 16 | 10 | 8.5 | 1.88 | 83 | 68 | 215668348
TEMPSTAR | T5H0V24*K*AAA* | ESH5X36M12A*+WALLCON | *80CTL1102120B* | 23600 | 24000 | 16 | 10 | 8.5 | 1.88 | 83 | 68 | 215668347
KENMORE | (C,H,T)5H0V24*K*AAA* | ESH5X36M12A*+WALLCON | *80CTL1102120B* | 23600 | 24000 | 16 | 10 | 8.5 | 1.88 | 83 | 68 | 215668346
KEEPRITE | C5H0V24*K*AAA* | ESH5X36M12A*+WALLCON | *80CTL1102120B* | 23600 | 24000 | 16 | 10 | 8.5 | 1.88 | 83 | 68 | 215668345
DAY & NIGHT | C5H0V24*K*AAA* | ESH5X36M12A*+WALLCON | *80CTL1102120B* | 23600 | 24000 | 16 | 10 | 8.5 | 1.88 | 83 | 68 | 215668344
COMFORTMAKER | C5H0V24*K*AAA* | ESH5X36M12A*+WALLCON | *80CTL1102120B* | 23600 | 24000 | 16 | 10 | 8.5 | 1.88 | 83 | 68 | 215668343
ARCOAIRE | H5H0V24*K*AAA* | ESH5X36M12A*+WALLCON | *80CTL1102120B* | 23600 | 24000 | 16 | 10 | 8.5 | 1.88 | 83 | 68 | 215668342
AIRQUEST | H5H0V24*K*AAA* | ESH5X36M12A*+WALLCON | *80CTL1102120B* | 23600 | 24000 | 16 | 10 | 8.5 | 1.88 | 83 | 68 | 215668341
HEIL | H5H0V24*K*AAA* | ESH5X36M12A*+WALLCON | *80CTL1102120B* | 23600 | 24000 | 16 | 10 | 8.5 | 1.88 | 83 | 68 | 215668340
TEMPSTAR | T5H0V24*K*AAA* | ESH5X36M12A*+WALLCON | *80CTL0902120B* | 23600 | 24000 | 16 | 10 | 8.5 | 1.88 | 83 | 68 | 215668339
KENMORE | (C,H,T)5H0V24*K*AAA* | ESH5X36M12A*+WALLCON | *80CTL0902120B* | 23600 | 24000 | 16 | 10 | 8.5 | 1.88 | 83 | 68 | 215668338
KEEPRITE | C5H0V24*K*AAA* | ESH5X36M12A*+WALLCON | *80CTL0902120B* | 23600 | 24000 | 16 | 10 | 8.5 | 1.88 | 83 | 68 | 215668337
DAY & NIGHT | C5H0V24*K*AAA* | ESH5X36M12A*+WALLCON | *80CTL0902120B* | 23600 | 24000 | 16 | 10 | 8.5 | 1.88 | 83 | 68 | 215668336
COMFORTMAKER | C5H0V24*K*AAA* | ESH5X36M12A*+WALLCON | *80CTL0902120B* | 23600 | 24000 | 16 | 10 | 8.5 | 1.88 | 83 | 68 | 215668335
ARCOAIRE | H5H0V24*K*AAA* | ESH5X36M12A*+WALLCON | *80CTL0902120B* | 23600 | 24000 | 16 | 10 | 8.5 | 1.88 | 83 | 68 | 215668334
AIRQUEST | H5H0V24*K*AAA* | ESH5X36M12A*+WALLCON | *80CTL0902120B* | 23600 | 24000 | 16 | 10 | 8.5 | 1.88 | 83 | 68 | 215668333
HEIL | H5H0V24*K*AAA* | ESH5X36M12A*+WALLCON | *80CTL0902120B* | 23600 | 24000 | 16 | 10 | 8.5 | 1.88 | 83 | 68 | 215668332
TEMPSTAR | T5H0V24*K*AAA* | ESH5X36M12A*+WALLCON | *80CTL0901716B* | 23600 | 24000 | 16 | 10 | 8.5 | 1.88 | 83 | 69 | 215668331
KENMORE | (C,H,T)5H0V24*K*AAA* | ESH5X36M12A*+WALLCON | *80CTL0901716B* | 23600 | 24000 | 16 | 10 | 8.5 | 1.88 | 83 | 69 | 215668330
KEEPRITE | C5H0V24*K*AAA* | ESH5X36M12A*+WALLCON | *80CTL0901716B* | 23600 | 24000 | 16 | 10 | 8.5 | 1.88 | 83 | 69 | 215668329
DAY & NIGHT | C5H0V24*K*AAA* | ESH5X36M12A*+WALLCON | *80CTL0901716B* | 23600 | 24000 | 16 | 10 | 8.5 | 1.88 | 83 | 69 | 215668328
COMFORTMAKER | C5H0V24*K*AAA* | ESH5X36M12A*+WALLCON | *80CTL0901716B* | 23600 | 24000 | 16 | 10 | 8.5 | 1.88 | 83 | 69 | 215668327
ARCOAIRE | H5H0V24*K*AAA* | ESH5X36M12A*+WALLCON | *80CTL0901716B* | 23600 | 24000 | 16 | 10 | 8.5 | 1.88 | 83 | 69 | 215668326
AIRQUEST | H5H0V24*K*AAA* | ESH5X36M12A*+WALLCON | *80CTL0901716B* | 23600 | 24000 | 16 | 10 | 8.5 | 1.88 | 83 | 69 | 215668325
HEIL | H5H0V24*K*AAA* | ESH5X36M12A*+WALLCON | *80CTL0901716B* | 23600 | 24000 | 16 | 10 | 8.5 | 1.88 | 83 | 69 | 215668324
TEMPSTAR | T5H0V24*K*AAA* | ESH5X36M12A*+WALLCON | *80CTL0702120B* | 23600 | 24000 | 16 | 10 | 8.5 | 1.88 | 83 | 69 | 215668323
KENMORE | (C,H,T)5H0V24*K*AAA* | ESH5X36M12A*+WALLCON | *80CTL0702120B* | 23600 | 24000 | 16 | 10 | 8.5 | 1.88 | 83 | 69 | 215668322
KEEPRITE | C5H0V24*K*AAA* | ESH5X36M12A*+WALLCON | *80CTL0702120B* | 23600 | 24000 | 16 | 10 | 8.5 | 1.88 | 83 | 69 | 215668321
DAY & NIGHT | C5H0V24*K*AAA* | ESH5X36M12A*+WALLCON | *80CTL0702120B* | 23600 | 24000 | 16 | 10 | 8.5 | 1.88 | 83 | 69 | 215668320
COMFORTMAKER | C5H0V24*K*AAA* | ESH5X36M12A*+WALLCON | *80CTL0702120B* | 23600 | 24000 | 16 | 10 | 8.5 | 1.88 | 83 | 69 | 215668319
ARCOAIRE | H5H0V24*K*AAA* | ESH5X36M12A*+WALLCON | *80CTL0702120B* | 23600 | 24000 | 16 | 10 | 8.5 | 1.88 | 83 | 69 | 215668318
AIRQUEST | H5H0V24*K*AAA* | ESH5X36M12A*+WALLCON | *80CTL0702120B* | 23600 | 24000 | 16 | 10 | 8.5 | 1.88 | 83 | 69 | 215668317
HEIL | H5H0V24*K*AAA* | ESH5X36M12A*+WALLCON | *80CTL0702120B* | 23600 | 24000 | 16 | 10 | 8.5 | 1.88 | 83 | 69 | 215668316
TEMPSTAR | T5H0V24*K*AAA* | ESH5X36M12A*+WALLCON | *80CTL0701716B* | 23600 | 24000 | 16 | 10 | 8.5 | 1.88 | 83 | 69 | 215668315
KENMORE | (C,H,T)5H0V24*K*AAA* | ESH5X36M12A*+WALLCON | *80CTL0701716B* | 23600 | 24000 | 16 | 10 | 8.5 | 1.88 | 83 | 69 | 215668314
KEEPRITE | C5H0V24*K*AAA* | ESH5X36M12A*+WALLCON | *80CTL0701716B* | 23600 | 24000 | 16 | 10 | 8.5 | 1.88 | 83 | 69 | 215668313
DAY & NIGHT | C5H0V24*K*AAA* | ESH5X36M12A*+WALLCON | *80CTL0701716B* | 23600 | 24000 | 16 | 10 | 8.5 | 1.88 | 83 | 69 | 215668312
COMFORTMAKER | C5H0V24*K*AAA* | ESH5X36M12A*+WALLCON | *80CTL0701716B* | 23600 | 24000 | 16 | 10 | 8.5 | 1.88 | 83 | 69 | 215668311
ARCOAIRE | H5H0V24*K*AAA* | ESH5X36M12A*+WALLCON | *80CTL0701716B* | 23600 | 24000 | 16 | 10 | 8.5 | 1.88 | 83 | 69 | 215668310
AIRQUEST | H5H0V24*K*AAA* | ESH5X36M12A*+WALLCON | *80CTL0701716B* | 23600 | 24000 | 16 | 10 | 8.5 | 1.88 | 83 | 69 | 215668309
HEIL | H5H0V24*K*AAA* | ESH5X36M12A*+WALLCON | *80CTL0701716B* | 23600 | 24000 | 16 | 10 | 8.5 | 1.88 | 83 | 69 | 215668308
KEEPRITE | N5H8T24*K*AAA* | EA*5X37M21A* | *95MSU0401712A* | 23600 | 25000 | 17.5 | 13 | 8.1 | 2.08 | 59 | 45 | 215648432
DAY & NIGHT | N5H8T24*K*AAA* | EA*5X37M21A* | *95MSU0401712A* | 23600 | 25000 | 17.5 | 13 | 8.1 | 2.08 | 59 | 45 | 215648430
COMFORTMAKER | N5H8T24*K*AAA* | EA*5X37M21A* | *95MSU0401712A* | 23600 | 25000 | 17.5 | 13 | 8.1 | 2.08 | 59 | 45 | 215648429
ARCOAIRE | N5H8T24*K*AAA* | EA*5X37M21A* | *95MSU0401712A* | 23600 | 25000 | 17.5 | 13 | 8.1 | 2.08 | 59 | 45 | 215648427
AIRQUEST | N5H8T24*K*AAA* | EA*5X37M21A* | *95MSU0401712A* | 23600 | 25000 | 17.5 | 13 | 8.1 | 2.08 | 59 | 45 | 215648426
HEIL | N5H8T24*K*AAA* | EA*5X37M21A* | *95MSU0401712A* | 23600 | 25000 | 17.5 | 13 | 8.1 | 2.08 | 59 | 45 | 215648424
WEATHERMAKER | PH8TAN524**AA* | CAA**3721AM* | PG95MSUA36040B** | 23600 | 25000 | 17.5 | 13 | 8.1 | 2.08 | 59 | 45 | 215648422
BROCK | PH8TAN524**AA* | CAA**3721AM* | PG95MSUA36040B** | 23600 | 25000 | 17.5 | 13 | 8.1 | 2.08 | 59 | 45 | 215648421
PAYNE HEATING AND COOLING | PH8TAN524**AA* | CAA**3721AM* | PG95MSUA36040B** | 23600 | 25000 | 17.5 | 13 | 8.1 | 2.08 | 59 | 45 | 215648419
BRYANT HEATING AND COOLING SYSTEMS | PH8TAN524**AA* | CAA**3721AM* | 935SB36040M17*** | 23600 | 25000 | 17.5 | 13 | 8.1 | 2.08 | 59 | 45 | 215648417
BRYANT HEATING AND COOLING SYSTEMS | GH8TAN524**AA* | CAA**3721AM* | 935SB36040M17*** | 23600 | 25000 | 17.5 | 13 | 8.1 | 2.08 | 59 | 45 | 215648416
BRYANT HEATING AND COOLING SYSTEMS | 248TAN024**AA* | CAA**3721AM* | 935SB36040M17*** | 23600 | 25000 | 17.5 | 13 | 8.1 | 2.08 | 59 | 45 | 215648414
CARRIER | GH8TAN524**AA* | CAA**3721AM* | 59SU5B040M17**12 | 23600 | 25000 | 17.5 | 13 | 8.1 | 2.08 | 59 | 45 | 215648413
CARRIER | 27TPA824A**30* | CAA**3721AM* | 59SU5B040M17**12 | 23600 | 25000 | 17.5 | 13 | 8.1 | 2.08 | 59 | 45 | 215648411
TEMPSTAR | N5H8T24*K*AAA* | EA*5X37M21A* | *96VSN1002120B* | 23600 | 24800 | 18 | 13 | 8.1 | 2.1 | 59 | 45 | 215648409
KENMORE | N5H8T24*K*AAA* | EA*5X37M21A* | *96VSN1002120B* | 23600 | 24800 | 18 | 13 | 8.1 | 2.1 | 59 | 45 | 215648408
KEEPRITE | N5H8T24*K*AAA* | EA*5X37M21A* | *96VSN1002120B* | 23600 | 24800 | 18 | 13 | 8.1 | 2.1 | 59 | 45 | 215648406
DAY & NIGHT | N5H8T24*K*AAA* | EA*5X37M21A* | *96VSN1002120B* | 23600 | 24800 | 18 | 13 | 8.1 | 2.1 | 59 | 45 | 215648405
COMFORTMAKER | N5H8T24*K*AAA* | EA*5X37M21A* | *96VSN1002120B* | 23600 | 24800 | 18 | 13 | 8.1 | 2.1 | 59 | 45 | 215648403
ARCOAIRE | N5H8T24*K*AAA* | EA*5X37M21A* | *96VSN1002120B* | 23600 | 24800 | 18 | 13 | 8.1 | 2.1 | 59 | 45 | 215648402
AIRQUEST | N5H8T24*K*AAA* | EA*5X37M21A* | *96VSN1002120B* | 23600 | 24800 | 18 | 13 | 8.1 | 2.1 | 59 | 45 | 215648400
HEIL | N5H8T24*K*AAA* | EA*5X37M21A* | *96VSN1002120B* | 23600 | 24800 | 18 | 13 | 8.1 | 2.1 | 59 | 45 | 215648399
BRYANT HEATING AND COOLING SYSTEMS | PH8TAN524**AA* | CAA**3721AM* | 926SB60100V21*** | 23600 | 24800 | 18 | 13 | 8.1 | 2.1 | 59 | 45 | 215648397
BRYANT HEATING AND COOLING SYSTEMS | GH8TAN524**AA* | CAA**3721AM* | 926SB60100V21*** | 23600 | 24800 | 18 | 13 | 8.1 | 2.1 | 59 | 45 | 215648396
BRYANT HEATING AND COOLING SYSTEMS | 248TAN024**AA* | CAA**3721AM* | 926SB60100V21*** | 23600 | 24800 | 18 | 13 | 8.1 | 2.1 | 59 | 45 | 215648395
CARRIER | GH8TAN524**AA* | CAA**3721AM* | 59SP6B100V21**20 | 23600 | 24800 | 18 | 13 | 8.1 | 2.1 | 59 | 45 | 215648393
CARRIER | 27TPA824A**30* | CAA**3721AM* | 59SP6B100V21**20 | 23600 | 24800 | 18 | 13 | 8.1 | 2.1 | 59 | 45 | 215648392
TEMPSTAR | N5H8T24*K*AAA* | EA*5X37M21A* | *96VSN0802120B* | 23800 | 25000 | 18 | 13 | 8.5 | 2.22 | 59 | 45 | 215648390
KENMORE | N5H8T24*K*AAA* | EA*5X37M21A* | *96VSN0802120B* | 23800 | 25000 | 18 | 13 | 8.5 | 2.22 | 59 | 45 | 215648389
KEEPRITE | N5H8T24*K*AAA* | EA*5X37M21A* | *96VSN0802120B* | 23800 | 25000 | 18 | 13 | 8.5 | 2.22 | 59 | 45 | 215648387
DAY & NIGHT | N5H8T24*K*AAA* | EA*5X37M21A* | *96VSN0802120B* | 23800 | 25000 | 18 | 13 | 8.5 | 2.22 | 59 | 45 | 215648386
COMFORTMAKER | N5H8T24*K*AAA* | EA*5X37M21A* | *96VSN0802120B* | 23800 | 25000 | 18 | 13 | 8.5 | 2.22 | 59 | 45 | 215648384
ARCOAIRE | N5H8T24*K*AAA* | EA*5X37M21A* | *96VSN0802120B* | 23800 | 25000 | 18 | 13 | 8.5 | 2.22 | 59 | 45 | 215648383
AIRQUEST | N5H8T24*K*AAA* | EA*5X37M21A* | *96VSN0802120B* | 23800 | 25000 | 18 | 13 | 8.5 | 2.22 | 59 | 45 | 215648381
HEIL | N5H8T24*K*AAA* | EA*5X37M21A* | *96VSN0802120B* | 23800 | 25000 | 18 | 13 | 8.5 | 2.22 | 59 | 45 | 215648380
BRYANT HEATING AND COOLING SYSTEMS | PH8TAN524**AA* | CAA**3721AM* | 926SB60080V21*** | 23800 | 25000 | 18 | 13 | 8.5 | 2.22 | 59 | 45 | 215648378
BRYANT HEATING AND COOLING SYSTEMS | GH8TAN524**AA* | CAA**3721AM* | 926SB60080V21*** | 23800 | 25000 | 18 | 13 | 8.5 | 2.22 | 59 | 45 | 215648377
BRYANT HEATING AND COOLING SYSTEMS | 248TAN024**AA* | CAA**3721AM* | 926SB60080V21*** | 23800 | 25000 | 18 | 13 | 8.5 | 2.22 | 59 | 45 | 215648375
CARRIER | GH8TAN524**AA* | CAA**3721AM* | 59SP6B080V21**20 | 23800 | 25000 | 18 | 13 | 8.5 | 2.22 | 59 | 45 | 215648374
CARRIER | 27TPA824A**30* | CAA**3721AM* | 59SP6B080V21**20 | 23800 | 25000 | 18 | 13 | 8.5 | 2.22 | 59 | 45 | 215648372
TEMPSTAR | N5H8T24*K*AAA* | EA*5X37M21A* | *96VSN0801716B* | 23600 | 25000 | 17.5 | 13 | 8.1 | 2.08 | 58 | 45 | 215648371
KENMORE | N5H8T24*K*AAA* | EA*5X37M21A* | *96VSN0801716B* | 23600 | 25000 | 17.5 | 13 | 8.1 | 2.08 | 58 | 45 | 215648369
KEEPRITE | N5H8T24*K*AAA* | EA*5X37M21A* | *96VSN0801716B* | 23600 | 25000 | 17.5 | 13 | 8.1 | 2.08 | 58 | 45 | 215648368
CARRIER | 27TPA824A**30* | CAA**3721AM* | 59CU5B100C21**22 | 23600 | 24800 | 17.5 | 13 | 8.1 | 2.1 | 59 | 45 | 215648191
TEMPSTAR | N5H8T24*K*AAA* | EA*5X37M21A* | *95CSU0802120B* | 23600 | 24800 | 17.5 | 13 | 8.1 | 2.1 | 59 | 45 | 215648190
MARATHERM | N5H8T24*K*AAA* | EA*5X37M21A* | *95CSU0802120B* | 23600 | 24800 | 17.5 | 13 | 8.1 | 2.1 | 59 | 45 | 215648189
KENMORE | N5H8T24*K*AAA* | EA*5X37M21A* | *95CSU0802120B* | 23600 | 24800 | 17.5 | 13 | 8.1 | 2.1 | 59 | 45 | 215648187
KEEPRITE | N5H8T24*K*AAA* | EA*5X37M21A* | *95CSU0802120B* | 23600 | 24800 | 17.5 | 13 | 8.1 | 2.1 | 59 | 45 | 215648185
DAY & NIGHT | N5H8T24*K*AAA* | EA*5X37M21A* | *95CSU0802120B* | 23600 | 24800 | 17.5 | 13 | 8.1 | 2.1 | 59 | 45 | 215648184
COMFORTMAKER | N5H8T24*K*AAA* | EA*5X37M21A* | *95CSU0802120B* | 23600 | 24800 | 17.5 | 13 | 8.1 | 2.1 | 59 | 45 | 215648183
ARCOAIRE | N5H8T24*K*AAA* | EA*5X37M21A* | *95CSU0802120B* | 23600 | 24800 | 17.5 | 13 | 8.1 | 2.1 | 59 | 45 | 215648181
AIRQUEST | N5H8T24*K*AAA* | EA*5X37M21A* | *95CSU0802120B* | 23600 | 24800 | 17.5 | 13 | 8.1 | 2.1 | 59 | 45 | 215648180
HEIL | N5H8T24*K*AAA* | EA*5X37M21A* | *95CSU0802120B* | 23600 | 24800 | 17.5 | 13 | 8.1 | 2.1 | 59 | 45 | 215648178
BRYANT HEATING AND COOLING SYSTEMS | PH8TAN524**AA* | CAA**3721AM* | 935CB60080C21*** | 23600 | 24800 | 17.5 | 13 | 8.1 | 2.1 | 59 | 45 | 215648177
BRYANT HEATING AND COOLING SYSTEMS | GH8TAN524**AA* | CAA**3721AM* | 935CB60080C21*** | 23600 | 24800 | 17.5 | 13 | 8.1 | 2.1 | 59 | 45 | 215648176
BRYANT HEATING AND COOLING SYSTEMS | 248TAN024**AA* | CAA**3721AM* | 935CB60080C21*** | 23600 | 24800 | 17.5 | 13 | 8.1 | 2.1 | 59 | 45 | 215648174
CARRIER | GH8TAN524**AA* | CAA**3721AM* | 59CU5B080C21**20 | 23600 | 24800 | 17.5 | 13 | 8.1 | 2.1 | 59 | 45 | 215648173
CARRIER | 27TPA824A**30* | CAA**3721AM* | 59CU5B080C21**20 | 23600 | 24800 | 17.5 | 13 | 8.1 | 2.1 | 59 | 45 | 215648171
TEMPSTAR | N5H8T24*K*AAA* | EA*5X37M21A* | *95CSU0601716B* | 23600 | 24800 | 17.5 | 13 | 8.1 | 2.1 | 59 | 45 | 215648170
MARATHERM | N5H8T24*K*AAA* | EA*5X37M21A* | *95CSU0601716B* | 23600 | 24800 | 17.5 | 13 | 8.1 | 2.1 | 59 | 45 | 215648168
KENMORE | N5H8T24*K*AAA* | EA*5X37M21A* | *95CSU0601716B* | 23600 | 24800 | 17.5 | 13 | 8.1 | 2.1 | 59 | 45 | 215648167
BRYANT HEATING AND COOLING SYSTEMS | PH8TAN524**AA* | CAA**3721AM* | 82*TB66110V21*** | 23800 | 25000 | 18 | 13 | 8.5 | 2.22 | 58 | 45 | 215648134
BRYANT HEATING AND COOLING SYSTEMS | GH8TAN524**AA* | CAA**3721AM* | 82*TB66110V21*** | 23800 | 25000 | 18 | 13 | 8.5 | 2.22 | 58 | 45 | 215648132
BRYANT HEATING AND COOLING SYSTEMS | 248TAN024**AA* | CAA**3721AM* | 82*TB66110V21*** | 23800 | 25000 | 18 | 13 | 8.5 | 2.22 | 58 | 45 | 215648131
HEIL | H5H0V24*K*AAA* | EA*5X37M17A*+WALLCON | *80CSU0601716A* | 23800 | 24000 | 17 | 10 | 9 | 2 | 83 | 69 | 215667732
TEMPSTAR | T5H0V24*K*AAA* | EA*5X37M17A*+WALLCON | *80CSU0401712A* | 23800 | 23800 | 17 | 10.5 | 9 | 2 | 83 | 69 | 215667731
KENMORE | (C,H,T)5H0V24*K*AAA* | EA*5X37M17A*+WALLCON | *80CSU0401712A* | 23800 | 23800 | 17 | 10.5 | 9 | 2 | 83 | 69 | 215667730
KEEPRITE | C5H0V24*K*AAA* | EA*5X37M17A*+WALLCON | *80CSU0401712A* | 23800 | 23800 | 17 | 10.5 | 9 | 2 | 83 | 69 | 215667729
DAY & NIGHT | C5H0V24*K*AAA* | EA*5X37M17A*+WALLCON | *80CSU0401712A* | 23800 | 23800 | 17 | 10.5 | 9 | 2 | 83 | 69 | 215667728
COMFORTMAKER | C5H0V24*K*AAA* | EA*5X37M17A*+WALLCON | *80CSU0401712A* | 23800 | 23800 | 17 | 10.5 | 9 | 2 | 83 | 69 | 215667727
ARCOAIRE | H5H0V24*K*AAA* | EA*5X37M17A*+WALLCON | *80CSU0401712A* | 23800 | 23800 | 17 | 10.5 | 9 | 2 | 83 | 69 | 215667726
AIRQUEST | H5H0V24*K*AAA* | EA*5X37M17A*+WALLCON | *80CSU0401712A* | 23800 | 23800 | 17 | 10.5 | 9 | 2 | 83 | 69 | 215667725
HEIL | H5H0V24*K*AAA* | EA*5X37M17A*+WALLCON | *80CSU0401712A* | 23800 | 23800 | 17 | 10.5 | 9 | 2 | 83 | 69 | 215667724
TEMPSTAR | T5H0V24*K*AAA* | EA*5X36M17A*+WALLCON | *96CTN0801714B* | 23200 | 24200 | 17 | 10 | 9 | 1.98 | 83 | 69 | 215667723
KENMORE | (C,H,T)5H0V24*K*AAA* | EA*5X36M17A*+WALLCON | *96CTN0801714B* | 23200 | 24200 | 17 | 10 | 9 | 1.98 | 83 | 69 | 215667722
KEEPRITE | C5H0V24*K*AAA* | EA*5X36M17A*+WALLCON | *96CTN0801714B* | 23200 | 24200 | 17 | 10 | 9 | 1.98 | 83 | 69 | 215667721
DAY & NIGHT | C5H0V24*K*AAA* | EA*5X36M17A*+WALLCON | *96CTN0801714B* | 23200 | 24200 | 17 | 10 | 9 | 1.98 | 83 | 69 | 215667720
COMFORTMAKER | C5H0V24*K*AAA* | EA*5X36M17A*+WALLCON | *96CTN0801714B* | 23200 | 24200 | 17 | 10 | 9 | 1.98 | 83 | 69 | 215667719
ARCOAIRE | H5H0V24*K*AAA* | EA*5X36M17A*+WALLCON | *96CTN0801714B* | 23200 | 24200 | 17 | 10 | 9 | 1.98 | 83 | 69 | 215667718
AIRQUEST | H5H0V24*K*AAA* | EA*5X36M17A*+WALLCON | *96CTN0801714B* | 23200 | 24200 | 17 | 10 | 9 | 1.98 | 83 | 69 | 215667717
HEIL | H5H0V24*K*AAA* | EA*5X36M17A*+WALLCON | *96CTN0801714B* | 23200 | 24200 | 17 | 10 | 9 | 1.98 | 83 | 69 | 215667716
TEMPSTAR | T5H0V24*K*AAA* | EA*5X36M17A*+WALLCON | *96CTN0601714B* | 23000 | 24000 | 17 | 10 | 9 | 1.96 | 83 | 70 | 215667715
KENMORE | (C,H,T)5H0V24*K*AAA* | EA*5X36M17A*+WALLCON | *96CTN0601714B* | 23000 | 24000 | 17 | 10 | 9 | 1.96 | 83 | 70 | 215667714
KEEPRITE | C5H0V24*K*AAA* | EA*5X36M17A*+WALLCON | *96CTN0601714B* | 23000 | 24000 | 17 | 10 | 9 | 1.96 | 83 | 70 | 215667713
DAY & NIGHT | C5H0V24*K*AAA* | EA*5X36M17A*+WALLCON | *96CTN0601714B* | 23000 | 24000 | 17 | 10 | 9 | 1.96 | 83 | 70 | 215667712
COMFORTMAKER | C5H0V24*K*AAA* | EA*5X36M17A*+WALLCON | *96CTN0601714B* | 23000 | 24000 | 17 | 10 | 9 | 1.96 | 83 | 70 | 215667711
ARCOAIRE | H5H0V24*K*AAA* | EA*5X36M17A*+WALLCON | *96CTN0601714B* | 23000 | 24000 | 17 | 10 | 9 | 1.96 | 83 | 70 | 215667710
AIRQUEST | H5H0V24*K*AAA* | EA*5X36M17A*+WALLCON | *96CTN0601714B* | 23000 | 24000 | 17 | 10 | 9 | 1.96 | 83 | 70 | 215667709
HEIL | H5H0V24*K*AAA* | EA*5X36M17A*+WALLCON | *96CTN0601714B* | 23000 | 24000 | 17 | 10 | 9 | 1.96 | 83 | 70 | 215667708
TEMPSTAR | T5H0V24*K*AAA* | EA*5X36M17A*+WALLCON | *97CMN0801714B* | 23000 | 24200 | 17 | 10 | 9 | 1.98 | 83 | 69 | 215667695
KENMORE | (C,H,T)5H0V24*K*AAA* | EA*5X36M17A*+WALLCON | *97CMN0801714B* | 23000 | 24200 | 17 | 10 | 9 | 1.98 | 83 | 69 | 215667692
KEEPRITE | C5H0V24*K*AAA* | EA*5X36M17A*+WALLCON | *97CMN0801714B* | 23000 | 24200 | 17 | 10 | 9 | 1.98 | 83 | 69 | 215667690
DAY & NIGHT | C5H0V24*K*AAA* | EA*5X36M17A*+WALLCON | *97CMN0801714B* | 23000 | 24200 | 17 | 10 | 9 | 1.98 | 83 | 69 | 215667688
COMFORTMAKER | C5H0V24*K*AAA* | EA*5X36M17A*+WALLCON | *97CMN0801714B* | 23000 | 24200 | 17 | 10 | 9 | 1.98 | 83 | 69 | 215667686
ARCOAIRE | H5H0V24*K*AAA* | EA*5X36M17A*+WALLCON | *97CMN0801714B* | 23000 | 24200 | 17 | 10 | 9 | 1.98 | 83 | 69 | 215667684
AIRQUEST | H5H0V24*K*AAA* | EA*5X36M17A*+WALLCON | *97CMN0801714B* | 23000 | 24200 | 17 | 10 | 9 | 1.98 | 83 | 69 | 215667681
HEIL | H5H0V24*K*AAA* | EA*5X36M17A*+WALLCON | *97CMN0801714B* | 23000 | 24200 | 17 | 10 | 9 | 1.98 | 83 | 69 | 215667679
TEMPSTAR | T5H0V24*K*AAA* | EA*5X36M17A*+WALLCON | *97CMN0601714B* | 23000 | 24200 | 17 | 10 | 9 | 1.98 | 83 | 69 | 215667677
KEEPRITE | C5H0V24*K*AAA* | EA*5X36M17A*+WALLCON | *97CMN0601714B* | 23000 | 24200 | 17 | 10 | 9 | 1.98 | 83 | 69 | 215667673
KENMORE | (C,H,T)5H0V24*K*AAA* | EA*5X36M17A*+WALLCON | *97CMN0601714B* | 23000 | 24200 | 17 | 10 | 9 | 1.98 | 83 | 69 | 215667675
DAY & NIGHT | C5H0V24*K*AAA* | EA*5X36M17A*+WALLCON | *97CMN0601714B* | 23000 | 24200 | 17 | 10 | 9 | 1.98 | 83 | 69 | 215667671
ARCOAIRE | H5H0V24*K*AAA* | EA*5X36M17A*+WALLCON | *97CMN0601714B* | 23000 | 24200 | 17 | 10 | 9 | 1.98 | 83 | 69 | 215667667
COMFORTMAKER | C5H0V24*K*AAA* | EA*5X36M17A*+WALLCON | *97CMN0601714B* | 23000 | 24200 | 17 | 10 | 9 | 1.98 | 83 | 69 | 215667669
AIRQUEST | H5H0V24*K*AAA* | EA*5X36M17A*+WALLCON | *97CMN0601714B* | 23000 | 24200 | 17 | 10 | 9 | 1.98 | 83 | 69 | 215667665
HEIL | H5H0V24*K*AAA* | EA*5X36M17A*+WALLCON | *97CMN0601714B* | 23000 | 24200 | 17 | 10 | 9 | 1.98 | 83 | 69 | 215667663
TEMPSTAR | T5H0V24*K*AAA* | EA*5X36M17A*+WALLCON | *80CTL0901716B* | 23200 | 24000 | 17 | 10.5 | 9 | 1.98 | 83 | 69 | 215667661
KEEPRITE | C5H0V24*K*AAA* | EA*5X36M17A*+WALLCON | *80CTL0901716B* | 23200 | 24000 | 17 | 10.5 | 9 | 1.98 | 83 | 69 | 215667657
KENMORE | (C,H,T)5H0V24*K*AAA* | EA*5X36M17A*+WALLCON | *80CTL0901716B* | 23200 | 24000 | 17 | 10.5 | 9 | 1.98 | 83 | 69 | 215667659
DAY & NIGHT | C5H0V24*K*AAA* | EA*5X36M17A*+WALLCON | *80CTL0901716B* | 23200 | 24000 | 17 | 10.5 | 9 | 1.98 | 83 | 69 | 215667655
COMFORTMAKER | C5H0V24*K*AAA* | EA*5X36M17A*+WALLCON | *80CTL0901716B* | 23200 | 24000 | 17 | 10.5 | 9 | 1.98 | 83 | 69 | 215667653
AIRQUEST | H5H0V24*K*AAA* | EA*5X36M17A*+WALLCON | *80CTL0901716B* | 23200 | 24000 | 17 | 10.5 | 9 | 1.98 | 83 | 69 | 215667649
ARCOAIRE | H5H0V24*K*AAA* | EA*5X36M17A*+WALLCON | *80CTL0901716B* | 23200 | 24000 | 17 | 10.5 | 9 | 1.98 | 83 | 69 | 215667651
AIRQUEST | N5H8T24*K*AAA* | EA*5X37M17A* | *96VTN0401712B* | 23200 | 25000 | 16.5 | 12.5 | 8.1 | 2.04 | 59 | 45 | 215647591
HEIL | N5H8T24*K*AAA* | EA*5X37M17A* | *96VTN0401712B* | 23200 | 25000 | 16.5 | 12.5 | 8.1 | 2.04 | 59 | 45 | 215647590
WEATHERMAKER | PH8TAN524**AA* | CAA**3717AM* | PG96VTAB36040B** | 23200 | 25000 | 16.5 | 12.5 | 8.1 | 2.04 | 59 | 45 | 215647588
BROCK | PH8TAN524**AA* | CAA**3717AM* | PG96VTAB36040B** | 23200 | 25000 | 16.5 | 12.5 | 8.1 | 2.04 | 59 | 45 | 215647587
BRYANT HEATING AND COOLING SYSTEMS | 248TAN024**AA* | CAA**3721AM* | 83*SB36040M17*** | 23800 | 24800 | 18 | 13 | 8.5 | 2.24 | 59 | 45 | 215647847
CARRIER | GH8TAN524**AA* | CAA**3721AM* | 58SU*B040M17**12 | 23800 | 24800 | 18 | 13 | 8.5 | 2.24 | 59 | 45 | 215647845
BRYANT HEATING AND COOLING SYSTEMS | PH8TAN524**AA* | CAA**3717AM* | 926TC36040V17*** | 23200 | 25000 | 16.5 | 12.5 | 8.1 | 2.04 | 59 | 45 | 215647584
BRYANT HEATING AND COOLING SYSTEMS | GH8TAN524**AA* | CAA**3717AM* | 926TC36040V17*** | 23200 | 25000 | 16.5 | 12.5 | 8.1 | 2.04 | 59 | 45 | 215647583
BRYANT HEATING AND COOLING SYSTEMS | 248TAN024**AA* | CAA**3717AM* | 926TC36040V17*** | 23200 | 25000 | 16.5 | 12.5 | 8.1 | 2.04 | 59 | 45 | 215647581
CARRIER | GH8TAN524**AA* | CAA**3717AM* | 59TP6C040V17**12 | 23200 | 25000 | 16.5 | 12.5 | 8.1 | 2.04 | 59 | 45 | 215647580
CARRIER | 27TPA824A**30* | CAA**3717AM* | 59TP6C040V17**12 | 23200 | 25000 | 16.5 | 12.5 | 8.1 | 2.04 | 59 | 45 | 215647578
ECOTEMP | W5H8T24*K*AAA* | WLA*374BA** | WFST040A030A* | 23200 | 25000 | 16.5 | 12 | 8.1 | 2.04 | 60 | 46 | 215647577
GRANDAIRE | W5H8T24*K*AAA* | WLA*374BA** | WFST040A030A* | 23200 | 25000 | 16.5 | 12 | 8.1 | 2.04 | 60 | 46 | 215647576
TEMPSTAR | N5H8T24*K*AAA* | EA*5X37M17A* | *96VTN0401410B* | 23200 | 25000 | 16.5 | 12 | 8.1 | 2.04 | 60 | 46 | 215647574
KENMORE | N5H8T24*K*AAA* | EA*5X37M17A* | *96VTN0401410B* | 23200 | 25000 | 16.5 | 12 | 8.1 | 2.04 | 60 | 46 | 215647572
KEEPRITE | N5H8T24*K*AAA* | EA*5X37M17A* | *96VTN0401410B* | 23200 | 25000 | 16.5 | 12 | 8.1 | 2.04 | 60 | 46 | 215647571
DAY & NIGHT | N5H8T24*K*AAA* | EA*5X37M17A* | *96VTN0401410B* | 23200 | 25000 | 16.5 | 12 | 8.1 | 2.04 | 60 | 46 | 215647569
COMFORTMAKER | N5H8T24*K*AAA* | EA*5X37M17A* | *96VTN0401410B* | 23200 | 25000 | 16.5 | 12 | 8.1 | 2.04 | 60 | 46 | 215647568
ARCOAIRE | N5H8T24*K*AAA* | EA*5X37M17A* | *96VTN0401410B* | 23200 | 25000 | 16.5 | 12 | 8.1 | 2.04 | 60 | 46 | 215647566
KEEPRITE | N5H8T24*K*AAA* | EA*5X37M17A* | *96CTN0801714B* | 23200 | 24600 | 17.5 | 13 | 8.1 | 2.1 | 59 | 45 | 215647543
DAY & NIGHT | N5H8T24*K*AAA* | EA*5X37M17A* | *96CTN0801714B* | 23200 | 24600 | 17.5 | 13 | 8.1 | 2.1 | 59 | 45 | 215647542
COMFORTMAKER | N5H8T24*K*AAA* | EA*5X37M17A* | *96CTN0801714B* | 23200 | 24600 | 17.5 | 13 | 8.1 | 2.1 | 59 | 45 | 215647540
ARCOAIRE | N5H8T24*K*AAA* | EA*5X37M17A* | *96CTN0801714B* | 23200 | 24600 | 17.5 | 13 | 8.1 | 2.1 | 59 | 45 | 215647539
AIRQUEST | N5H8T24*K*AAA* | EA*5X37M17A* | *96CTN0801714B* | 23200 | 24600 | 17.5 | 13 | 8.1 | 2.1 | 59 | 45 | 215647537
HEIL | N5H8T24*K*AAA* | EA*5X37M17A* | *96CTN0801714B* | 23200 | 24600 | 17.5 | 13 | 8.1 | 2.1 | 59 | 45 | 215647536
BRYANT HEATING AND COOLING SYSTEMS | PH8TAN524**AA* | CAA**3717AM* | 986TD42080C17*** | 23200 | 24600 | 17.5 | 13 | 8.1 | 2.1 | 59 | 45 | 215647535
BRYANT HEATING AND COOLING SYSTEMS | GH8TAN524**AA* | CAA**3717AM* | 986TD42080C17*** | 23200 | 24600 | 17.5 | 13 | 8.1 | 2.1 | 59 | 45 | 215647533
BRYANT HEATING AND COOLING SYSTEMS | 248TAN024**AA* | CAA**3717AM* | 986TD42080C17*** | 23200 | 24600 | 17.5 | 13 | 8.1 | 2.1 | 59 | 45 | 215647532
CARRIER | GH8TAN524**AA* | CAA**3717AM* | 59TN6C080C17**14 | 23200 | 24600 | 17.5 | 13 | 8.1 | 2.1 | 59 | 45 | 215647530
CARRIER | 27TPA824A**30* | CAA**3717AM* | 59TN6C080C17**14 | 23200 | 24600 | 17.5 | 13 | 8.1 | 2.1 | 59 | 45 | 215647529
TEMPSTAR | N5H8T24*K*AAA* | EA*5X37M17A* | *96CTN0601714B* | 23400 | 24800 | 17.5 | 12.5 | 8.1 | 2.08 | 59 | 45 | 215647527
MARATHERM | N5H8T24*K*AAA* | EA*5X37M17A* | *96CTN0601714B* | 23400 | 24800 | 17.5 | 12.5 | 8.1 | 2.08 | 59 | 45 | 215647525
KENMORE | N5H8T24*K*AAA* | EA*5X37M17A* | *96CTN0601714B* | 23400 | 24800 | 17.5 | 12.5 | 8.1 | 2.08 | 59 | 45 | 215647524
KEEPRITE | N5H8T24*K*AAA* | EA*5X37M17A* | *96CTN0601714B* | 23400 | 24800 | 17.5 | 12.5 | 8.1 | 2.08 | 59 | 45 | 215647522
DAY & NIGHT | N5H8T24*K*AAA* | EA*5X37M17A* | *96CTN0601714B* | 23400 | 24800 | 17.5 | 12.5 | 8.1 | 2.08 | 59 | 45 | 215647520
COMFORTMAKER | N5H8T24*K*AAA* | EA*5X37M17A* | *96CTN0601714B* | 23400 | 24800 | 17.5 | 12.5 | 8.1 | 2.08 | 59 | 45 | 215647519
ARCOAIRE | N5H8T24*K*AAA* | EA*5X37M17A* | *96CTN0601714B* | 23400 | 24800 | 17.5 | 12.5 | 8.1 | 2.08 | 59 | 45 | 215647517
AIRQUEST | N5H8T24*K*AAA* | EA*5X37M17A* | *96CTN0601714B* | 23400 | 24800 | 17.5 | 12.5 | 8.1 | 2.08 | 59 | 45 | 215647516
HEIL | N5H8T24*K*AAA* | EA*5X37M17A* | *96CTN0601714B* | 23400 | 24800 | 17.5 | 12.5 | 8.1 | 2.08 | 59 | 45 | 215647514
BRYANT HEATING AND COOLING SYSTEMS | PH8TAN524**AA* | CAA**3717AM* | 986TD42060C17*** | 23400 | 24800 | 17.5 | 12.5 | 8.1 | 2.08 | 59 | 45 | 215647512
BRYANT HEATING AND COOLING SYSTEMS | GH8TAN524**AA* | CAA**3717AM* | 986TD42060C17*** | 23400 | 24800 | 17.5 | 12.5 | 8.1 | 2.08 | 59 | 45 | 215647511
BRYANT HEATING AND COOLING SYSTEMS | 248TAN024**AA* | CAA**3717AM* | 986TD42060C17*** | 23400 | 24800 | 17.5 | 12.5 | 8.1 | 2.08 | 59 | 45 | 215647509
KENMORE | N5H8T24*K*AAA* | EA*5X37M17A* | *96CTN0401410B* | 23200 | 25000 | 16 | 12 | 8.1 | 2.04 | 59 | 45 | 215647501
CARRIER | GH8TAN524**AA* | CAA**3717AM* | 59TN6C060C17**14 | 23400 | 24800 | 17.5 | 12.5 | 8.1 | 2.08 | 59 | 45 | 215647507
CARRIER | 27TPA824A**30* | CAA**3717AM* | 59TN6C060C17**14 | 23400 | 24800 | 17.5 | 12.5 | 8.1 | 2.08 | 59 | 45 | 215647506
TEMPSTAR | N5H8T24*K*AAA* | EA*5X37M17A* | *96CTN0401410B* | 23200 | 25000 | 16 | 12 | 8.1 | 2.04 | 59 | 45 | 215647504
MARATHERM | N5H8T24*K*AAA* | EA*5X37M17A* | *96CTN0401410B* | 23200 | 25000 | 16 | 12 | 8.1 | 2.04 | 59 | 45 | 215647502
KEEPRITE | N5H8T24*K*AAA* | EA*5X37M17A* | *96CTN0401410B* | 23200 | 25000 | 16 | 12 | 8.1 | 2.04 | 59 | 45 | 215647499
ARCOAIRE | N5H8T24*K*AAA* | EA*5X37M17A* | *96CTN0401410B* | 23200 | 25000 | 16 | 12 | 8.1 | 2.04 | 59 | 45 | 215647494
DAY & NIGHT | N5H8T24*K*AAA* | EA*5X37M17A* | *96CTN0401410B* | 23200 | 25000 | 16 | 12 | 8.1 | 2.04 | 59 | 45 | 215647497
COMFORTMAKER | N5H8T24*K*AAA* | EA*5X37M17A* | *96CTN0401410B* | 23200 | 25000 | 16 | 12 | 8.1 | 2.04 | 59 | 45 | 215647496
AIRQUEST | N5H8T24*K*AAA* | EA*5X37M17A* | *96CTN0401410B* | 23200 | 25000 | 16 | 12 | 8.1 | 2.04 | 59 | 45 | 215647493
HEIL | N5H8T24*K*AAA* | EA*5X37M17A* | *96CTN0401410B* | 23200 | 25000 | 16 | 12 | 8.1 | 2.04 | 59 | 45 | 215647491
BRYANT HEATING AND COOLING SYSTEMS | PH8TAN524**AA* | CAA**3717AM* | 986TD30040C14*** | 23200 | 25000 | 16 | 12 | 8.1 | 2.04 | 59 | 45 | 215647490
BRYANT HEATING AND COOLING SYSTEMS | GH8TAN524**AA* | CAA**3717AM* | 986TD30040C14*** | 23200 | 25000 | 16 | 12 | 8.1 | 2.04 | 59 | 45 | 215647488
PAYNE HEATING AND COOLING | PH8TAN524**AA* | CAA**3717AM* | PG96VTAB36040B** | 23200 | 25000 | 16.5 | 12.5 | 8.1 | 2.04 | 59 | 45 | 215647585
BRYANT HEATING AND COOLING SYSTEMS | 248TAN024**AA* | CAA**3717AM* | 986TD30040C14*** | 23200 | 25000 | 16 | 12 | 8.1 | 2.04 | 59 | 45 | 215647486
CARRIER | GH8TAN524**AA* | CAA**3717AM* | 59TN6C040C14**10 | 23200 | 25000 | 16 | 12 | 8.1 | 2.04 | 59 | 45 | 215647485
CARRIER | 27TPA824A**30* | CAA**3717AM* | 59TN6C040C14**10 | 23200 | 25000 | 16 | 12 | 8.1 | 2.04 | 59 | 45 | 215647484
TEMPSTAR | N5H8T24*K*AAA* | ESH5X30M12A* | *96VTN1002122B* | 23200 | 24800 | 16.5 | 12.5 | 8.1 | 2.08 | 59 | 45 | 215651655
KENMORE | N5H8T24*K*AAA* | ESH5X30M12A* | *96VTN1002122B* | 23200 | 24800 | 16.5 | 12.5 | 8.1 | 2.08 | 59 | 45 | 215651653
KEEPRITE | N5H8T24*K*AAA* | ESH5X30M12A* | *96VTN1002122B* | 23200 | 24800 | 16.5 | 12.5 | 8.1 | 2.08 | 59 | 45 | 215651651
DAY & NIGHT | N5H8T24*K*AAA* | ESH5X30M12A* | *96VTN1002122B* | 23200 | 24800 | 16.5 | 12.5 | 8.1 | 2.08 | 59 | 45 | 215651650
COMFORTMAKER | N5H8T24*K*AAA* | ESH5X30M12A* | *96VTN1002122B* | 23200 | 24800 | 16.5 | 12.5 | 8.1 | 2.08 | 59 | 45 | 215651648
ARCOAIRE | N5H8T24*K*AAA* | ESH5X30M12A* | *96VTN1002122B* | 23200 | 24800 | 16.5 | 12.5 | 8.1 | 2.08 | 59 | 45 | 215651647
AIRQUEST | N5H8T24*K*AAA* | ESH5X30M12A* | *96VTN1002122B* | 23200 | 24800 | 16.5 | 12.5 | 8.1 | 2.08 | 59 | 45 | 215651645
HEIL | N5H8T24*K*AAA* | ESH5X30M12A* | *96VTN1002122B* | 23200 | 24800 | 16.5 | 12.5 | 8.1 | 2.08 | 59 | 45 | 215651644
KEEPRITE | N5H8T24*K*AAA* | EA*5X37M21A* | *80VSL0902120B* | 23600 | 24800 | 17.5 | 13 | 8.1 | 2.1 | 59 | 45 | 215647820
DAY & NIGHT | N5H8T24*K*AAA* | EA*5X37M21A* | *80VSL0902120B* | 23600 | 24800 | 17.5 | 13 | 8.1 | 2.1 | 59 | 45 | 215647819
COMFORTMAKER | N5H8T24*K*AAA* | EA*5X37M21A* | *80VSL0902120B* | 23600 | 24800 | 17.5 | 13 | 8.1 | 2.1 | 59 | 45 | 215647817
PAYNE HEATING AND COOLING | PH8TAN524**AA* | CAA**3717AM* | PG96VTAB48060B** | 23400 | 24800 | 17 | 12.5 | 8.1 | 2.08 | 59 | 45 | 215647634
BRYANT HEATING AND COOLING SYSTEMS | PH8TAN524**AA* | CAA**3717AM* | 926TC48060V17*** | 23400 | 24800 | 17 | 12.5 | 8.1 | 2.08 | 59 | 45 | 215647633
BRYANT HEATING AND COOLING SYSTEMS | GH8TAN524**AA* | CAA**3717AM* | 926TC48060V17*** | 23400 | 24800 | 17 | 12.5 | 8.1 | 2.08 | 59 | 45 | 215647631
BRYANT HEATING AND COOLING SYSTEMS | 248TAN024**AA* | CAA**3717AM* | 926TC48060V17*** | 23400 | 24800 | 17 | 12.5 | 8.1 | 2.08 | 59 | 45 | 215647630
CARRIER | GH8TAN524**AA* | CAA**3717AM* | GG96VTAB48060B** | 23400 | 24800 | 17 | 12.5 | 8.1 | 2.08 | 59 | 45 | 215647628
CARRIER | GH8TAN524**AA* | CAA**3717AM* | 59TP6C060V17**16 | 23400 | 24800 | 17 | 12.5 | 8.1 | 2.08 | 59 | 45 | 215647627
CARRIER | 27TPA824A**30* | CAA**3717AM* | GG96VTAB48060B** | 23400 | 24800 | 17 | 12.5 | 8.1 | 2.08 | 59 | 45 | 215647625
CARRIER | 27TPA824A**30* | CAA**3717AM* | 59TP6C060V17**16 | 23400 | 24800 | 17 | 12.5 | 8.1 | 2.08 | 59 | 45 | 215647624
TEMPSTAR | N5H8T24*K*AAA* | EA*5X37M17A* | *96VTN0601412B* | 23200 | 24800 | 17 | 12.5 | 8.1 | 2.08 | 59 | 45 | 215647622
KENMORE | N5H8T24*K*AAA* | EA*5X37M17A* | *96VTN0601412B* | 23200 | 24800 | 17 | 12.5 | 8.1 | 2.08 | 59 | 45 | 215647621
KEEPRITE | N5H8T24*K*AAA* | EA*5X37M17A* | *96VTN0601412B* | 23200 | 24800 | 17 | 12.5 | 8.1 | 2.08 | 59 | 45 | 215647619
DAY & NIGHT | N5H8T24*K*AAA* | EA*5X37M17A* | *96VTN0601412B* | 23200 | 24800 | 17 | 12.5 | 8.1 | 2.08 | 59 | 45 | 215647618
COMFORTMAKER | N5H8T24*K*AAA* | EA*5X37M17A* | *96VTN0601412B* | 23200 | 24800 | 17 | 12.5 | 8.1 | 2.08 | 59 | 45 | 215647617
ARCOAIRE | N5H8T24*K*AAA* | EA*5X37M17A* | *96VTN0601412B* | 23200 | 24800 | 17 | 12.5 | 8.1 | 2.08 | 59 | 45 | 215647615
AIRQUEST | N5H8T24*K*AAA* | EA*5X37M17A* | *96VTN0601412B* | 23200 | 24800 | 17 | 12.5 | 8.1 | 2.08 | 59 | 45 | 215647614
HEIL | N5H8T24*K*AAA* | EA*5X37M17A* | *96VTN0601412B* | 23200 | 24800 | 17 | 12.5 | 8.1 | 2.08 | 59 | 45 | 215647612
WEATHERMAKER | PH8TAN524**AA* | CAA**3717AM* | PG96VTAB36060A** | 23200 | 24800 | 17 | 12.5 | 8.1 | 2.08 | 59 | 45 | 215647611
BROCK | PH8TAN524**AA* | CAA**3717AM* | PG96VTAB36060A** | 23200 | 24800 | 17 | 12.5 | 8.1 | 2.08 | 59 | 45 | 215647609
PAYNE HEATING AND COOLING | PH8TAN524**AA* | CAA**3717AM* | PG96VTAB36060A** | 23200 | 24800 | 17 | 12.5 | 8.1 | 2.08 | 59 | 45 | 215647608
BRYANT HEATING AND COOLING SYSTEMS | PH8TAN524**AA* | CAA**3717AM* | 926TC36060V14*** | 23200 | 24800 | 17 | 12.5 | 8.1 | 2.08 | 59 | 45 | 215647607
BRYANT HEATING AND COOLING SYSTEMS | GH8TAN524**AA* | CAA**3717AM* | 926TC36060V14*** | 23200 | 24800 | 17 | 12.5 | 8.1 | 2.08 | 59 | 45 | 215647605
BRYANT HEATING AND COOLING SYSTEMS | 248TAN024**AA* | CAA**3717AM* | 926TC36060V14*** | 23200 | 24800 | 17 | 12.5 | 8.1 | 2.08 | 59 | 45 | 215647604
CARRIER | GH8TAN524**AA* | CAA**3717AM* | 59TP6C060V14**12 | 23200 | 24800 | 17 | 12.5 | 8.1 | 2.08 | 59 | 45 | 215647602
CARRIER | 27TPA824A**30* | CAA**3717AM* | 59TP6C060V14**12 | 23200 | 24800 | 17 | 12.5 | 8.1 | 2.08 | 59 | 45 | 215647601
TEMPSTAR | N5H8T24*K*AAA* | EA*5X37M17A* | *96VTN0401712B* | 23200 | 25000 | 16.5 | 12.5 | 8.1 | 2.04 | 59 | 45 | 215647600
KENMORE | N5H8T24*K*AAA* | EA*5X37M17A* | *96VTN0401712B* | 23200 | 25000 | 16.5 | 12.5 | 8.1 | 2.04 | 59 | 45 | 215647598
KEEPRITE | N5H8T24*K*AAA* | EA*5X37M17A* | *96VTN0401712B* | 23200 | 25000 | 16.5 | 12.5 | 8.1 | 2.04 | 59 | 45 | 215647597
DAY & NIGHT | N5H8T24*K*AAA* | EA*5X37M17A* | *96VTN0401712B* | 23200 | 25000 | 16.5 | 12.5 | 8.1 | 2.04 | 59 | 45 | 215647595
COMFORTMAKER | N5H8T24*K*AAA* | EA*5X37M17A* | *96VTN0401712B* | 23200 | 25000 | 16.5 | 12.5 | 8.1 | 2.04 | 59 | 45 | 215647594
ARCOAIRE | N5H8T24*K*AAA* | EA*5X37M17A* | *96VTN0401712B* | 23200 | 25000 | 16.5 | 12.5 | 8.1 | 2.04 | 59 | 45 | 215647593
BRYANT HEATING AND COOLING SYSTEMS | PH8TAN524**AA* | CSAH*3012AM* | 926TC66100V21*** | 23200 | 24800 | 16.5 | 12.5 | 8.1 | 2.08 | 59 | 45 | 215651642
BRYANT HEATING AND COOLING SYSTEMS | GH8TAN524**AA* | CSAH*3012AM* | 926TC66100V21*** | 23200 | 24800 | 16.5 | 12.5 | 8.1 | 2.08 | 59 | 45 | 215651640
BRYANT HEATING AND COOLING SYSTEMS | 248TAN024**AA* | CSAH*3012AM* | 926TC66100V21*** | 23200 | 24800 | 16.5 | 12.5 | 8.1 | 2.08 | 59 | 45 | 215651639
CARRIER | GH8TAN524**AA* | CSAH*3012AM* | 59TP6C100V21**22 | 23200 | 24800 | 16.5 | 12.5 | 8.1 | 2.08 | 59 | 45 | 215651638
CARRIER | 27TPA824A**30* | CSAH*3012AM* | 59TP6C100V21**22 | 23200 | 24800 | 16.5 | 12.5 | 8.1 | 2.08 | 59 | 45 | 215651636
TEMPSTAR | T5H0V24*K*AAA* | ESH5X36M12A*+WALLCON | *96CTN1202422B* | 23600 | 24000 | 16 | 10 | 8.5 | 1.88 | 83 | 69 | 215668443
KENMORE | (C,H,T)5H0V24*K*AAA* | ESH5X36M12A*+WALLCON | *96CTN1202422B* | 23600 | 24000 | 16 | 10 | 8.5 | 1.88 | 83 | 69 | 215668442
KEEPRITE | C5H0V24*K*AAA* | ESH5X36M12A*+WALLCON | *96CTN1202422B* | 23600 | 24000 | 16 | 10 | 8.5 | 1.88 | 83 | 69 | 215668441
DAY & NIGHT | C5H0V24*K*AAA* | ESH5X36M12A*+WALLCON | *96CTN1202422B* | 23600 | 24000 | 16 | 10 | 8.5 | 1.88 | 83 | 69 | 215668440
COMFORTMAKER | C5H0V24*K*AAA* | ESH5X36M12A*+WALLCON | *96CTN1202422B* | 23600 | 24000 | 16 | 10 | 8.5 | 1.88 | 83 | 69 | 215668439
ARCOAIRE | H5H0V24*K*AAA* | ESH5X36M12A*+WALLCON | *96CTN1202422B* | 23600 | 24000 | 16 | 10 | 8.5 | 1.88 | 83 | 69 | 215668438
AIRQUEST | H5H0V24*K*AAA* | ESH5X36M12A*+WALLCON | *96CTN1202422B* | 23600 | 24000 | 16 | 10 | 8.5 | 1.88 | 83 | 69 | 215668437
HEIL | H5H0V24*K*AAA* | ESH5X36M12A*+WALLCON | *96CTN1202422B* | 23600 | 24000 | 16 | 10 | 8.5 | 1.88 | 83 | 69 | 215668436
TEMPSTAR | T5H0V24*K*AAA* | ESH5X36M12A*+WALLCON | *96CTN1002122B* | 23600 | 24000 | 16 | 10 | 8.5 | 1.88 | 83 | 68 | 215668435
KENMORE | (C,H,T)5H0V24*K*AAA* | ESH5X36M12A*+WALLCON | *96CTN1002122B* | 23600 | 24000 | 16 | 10 | 8.5 | 1.88 | 83 | 68 | 215668434
KEEPRITE | C5H0V24*K*AAA* | ESH5X36M12A*+WALLCON | *96CTN1002122B* | 23600 | 24000 | 16 | 10 | 8.5 | 1.88 | 83 | 68 | 215668433
DAY & NIGHT | C5H0V24*K*AAA* | ESH5X36M12A*+WALLCON | *96CTN1002122B* | 23600 | 24000 | 16 | 10 | 8.5 | 1.88 | 83 | 68 | 215668432
COMFORTMAKER | C5H0V24*K*AAA* | ESH5X36M12A*+WALLCON | *96CTN1002122B* | 23600 | 24000 | 16 | 10 | 8.5 | 1.88 | 83 | 68 | 215668431
ARCOAIRE | H5H0V24*K*AAA* | ESH5X36M12A*+WALLCON | *96CTN1002122B* | 23600 | 24000 | 16 | 10 | 8.5 | 1.88 | 83 | 68 | 215668430
AIRQUEST | H5H0V24*K*AAA* | ESH5X36M12A*+WALLCON | *96CTN1002122B* | 23600 | 24000 | 16 | 10 | 8.5 | 1.88 | 83 | 68 | 215668429
HEIL | H5H0V24*K*AAA* | ESH5X36M12A*+WALLCON | *96CTN1002122B* | 23600 | 24000 | 16 | 10 | 8.5 | 1.88 | 83 | 68 | 215668428
TEMPSTAR | T5H0V24*K*AAA* | ESH5X36M12A*+WALLCON | *96CTN0801714B* | 23600 | 24000 | 15.5 | 10 | 8.5 | 1.9 | 83 | 69 | 215668427
KENMORE | (C,H,T)5H0V24*K*AAA* | ESH5X36M12A*+WALLCON | *96CTN0801714B* | 23600 | 24000 | 15.5 | 10 | 8.5 | 1.9 | 83 | 69 | 215668426
KEEPRITE | C5H0V24*K*AAA* | ESH5X36M12A*+WALLCON | *96CTN0801714B* | 23600 | 24000 | 15.5 | 10 | 8.5 | 1.9 | 83 | 69 | 215668425
DAY & NIGHT | C5H0V24*K*AAA* | ESH5X36M12A*+WALLCON | *96CTN0801714B* | 23600 | 24000 | 15.5 | 10 | 8.5 | 1.9 | 83 | 69 | 215668424
COMFORTMAKER | C5H0V24*K*AAA* | ESH5X36M12A*+WALLCON | *96CTN0801714B* | 23600 | 24000 | 15.5 | 10 | 8.5 | 1.9 | 83 | 69 | 215668423
ARCOAIRE | H5H0V24*K*AAA* | ESH5X36M12A*+WALLCON | *96CTN0801714B* | 23600 | 24000 | 15.5 | 10 | 8.5 | 1.9 | 83 | 69 | 215668422
AIRQUEST | H5H0V24*K*AAA* | ESH5X36M12A*+WALLCON | *96CTN0801714B* | 23600 | 24000 | 15.5 | 10 | 8.5 | 1.9 | 83 | 69 | 215668421
HEIL | H5H0V24*K*AAA* | ESH5X36M12A*+WALLCON | *96CTN0801714B* | 23600 | 24000 | 15.5 | 10 | 8.5 | 1.9 | 83 | 69 | 215668420
TEMPSTAR | T5H0V24*K*AAA* | ESH5X36M12A*+WALLCON | *96CTN0601714B* | 23600 | 24000 | 16 | 10 | 8.5 | 1.88 | 83 | 69 | 215668419
KENMORE | (C,H,T)5H0V24*K*AAA* | ESH5X36M12A*+WALLCON | *96CTN0601714B* | 23600 | 24000 | 16 | 10 | 8.5 | 1.88 | 83 | 69 | 215668418
KEEPRITE | C5H0V24*K*AAA* | ESH5X36M12A*+WALLCON | *96CTN0601714B* | 23600 | 24000 | 16 | 10 | 8.5 | 1.88 | 83 | 69 | 215668417
DAY & NIGHT | C5H0V24*K*AAA* | ESH5X36M12A*+WALLCON | *96CTN0601714B* | 23600 | 24000 | 16 | 10 | 8.5 | 1.88 | 83 | 69 | 215668416
COMFORTMAKER | C5H0V24*K*AAA* | ESH5X36M12A*+WALLCON | *96CTN0601714B* | 23600 | 24000 | 16 | 10 | 8.5 | 1.88 | 83 | 69 | 215668415
ARCOAIRE | H5H0V24*K*AAA* | ESH5X36M12A*+WALLCON | *96CTN0601714B* | 23600 | 24000 | 16 | 10 | 8.5 | 1.88 | 83 | 69 | 215668414
AIRQUEST | H5H0V24*K*AAA* | ESH5X36M12A*+WALLCON | *96CTN0601714B* | 23600 | 24000 | 16 | 10 | 8.5 | 1.88 | 83 | 69 | 215668413
HEIL | H5H0V24*K*AAA* | ESH5X36M12A*+WALLCON | *96CTN0601714B* | 23600 | 24000 | 16 | 10 | 8.5 | 1.88 | 83 | 69 | 215668412
HEIL | H5H0V24*K*AAA* | EVM5X31M17A*+WALLCON | *80CTL0901716B* | 24200 | 27600 | 19 | 11 | 8.5 | 1.86 | 71 | 59 | 215664634
TEMPSTAR | T5H0V24*K*AAA* | EVM5X31M17A*+WALLCON | *80CTL0701716B* | 24200 | 27600 | 18.5 | 10.5 | 8.5 | 1.86 | 71 | 59 | 215664631
KENMORE | (C,H,T)5H0V24*K*AAA* | EVM5X31M17A*+WALLCON | *80CTL0701716B* | 24200 | 27600 | 18.5 | 10.5 | 8.5 | 1.86 | 71 | 59 | 215664629
KEEPRITE | C5H0V24*K*AAA* | EVM5X31M17A*+WALLCON | *80CTL0701716B* | 24200 | 27600 | 18.5 | 10.5 | 8.5 | 1.86 | 71 | 59 | 215664626
DAY & NIGHT | C5H0V24*K*AAA* | EVM5X31M17A*+WALLCON | *80CTL0701716B* | 24200 | 27600 | 18.5 | 10.5 | 8.5 | 1.86 | 71 | 59 | 215664624
COMFORTMAKER | C5H0V24*K*AAA* | EVM5X31M17A*+WALLCON | *80CTL0701716B* | 24200 | 27600 | 18.5 | 10.5 | 8.5 | 1.86 | 71 | 59 | 215664622
ARCOAIRE | H5H0V24*K*AAA* | EVM5X31M17A*+WALLCON | *80CTL0701716B* | 24200 | 27600 | 18.5 | 10.5 | 8.5 | 1.86 | 71 | 59 | 215664620
AIRQUEST | H5H0V24*K*AAA* | EVM5X31M17A*+WALLCON | *80CTL0701716B* | 24200 | 27600 | 18.5 | 10.5 | 8.5 | 1.86 | 71 | 59 | 215664618
HEIL | H5H0V24*K*AAA* | EVM5X31M17A*+WALLCON | *80CTL0701716B* | 24200 | 27600 | 18.5 | 10.5 | 8.5 | 1.86 | 71 | 59 | 215664615
TEMPSTAR | T5H0V24*K*AAA* | EVM5X31M17A*+WALLCON | *80CTL0701412B* | 24200 | 27600 | 19 | 11 | 8.5 | 1.86 | 71 | 59 | 215664613
KENMORE | (C,H,T)5H0V24*K*AAA* | EVM5X31M17A*+WALLCON | *80CTL0701412B* | 24200 | 27600 | 19 | 11 | 8.5 | 1.86 | 71 | 59 | 215664611
KEEPRITE | C5H0V24*K*AAA* | EVM5X31M17A*+WALLCON | *80CTL0701412B* | 24200 | 27600 | 19 | 11 | 8.5 | 1.86 | 71 | 59 | 215664609
DAY & NIGHT | C5H0V24*K*AAA* | EVM5X31M17A*+WALLCON | *80CTL0701412B* | 24200 | 27600 | 19 | 11 | 8.5 | 1.86 | 71 | 59 | 215664607
COMFORTMAKER | C5H0V24*K*AAA* | EVM5X31M17A*+WALLCON | *80CTL0701412B* | 24200 | 27600 | 19 | 11 | 8.5 | 1.86 | 71 | 59 | 215664604
ARCOAIRE | H5H0V24*K*AAA* | EVM5X31M17A*+WALLCON | *80CTL0701412B* | 24200 | 27600 | 19 | 11 | 8.5 | 1.86 | 71 | 59 | 215664602
AIRQUEST | H5H0V24*K*AAA* | EVM5X31M17A*+WALLCON | *80CTL0701412B* | 24200 | 27600 | 19 | 11 | 8.5 | 1.86 | 71 | 59 | 215664600
HEIL | H5H0V24*K*AAA* | EVM5X31M17A*+WALLCON | *80CTL0701412B* | 24200 | 27600 | 19 | 11 | 8.5 | 1.86 | 71 | 59 | 215664598
TEMPSTAR | T5H0V24*K*AAA* | EVM5X31M17A*+WALLCON | *80CTL0451712B* | 24000 | 27800 | 18.5 | 10.5 | 8.5 | 1.84 | 71 | 59 | 215664596
KENMORE | (C,H,T)5H0V24*K*AAA* | EVM5X31M17A*+WALLCON | *80CTL0451712B* | 24000 | 27800 | 18.5 | 10.5 | 8.5 | 1.84 | 71 | 59 | 215664593
KEEPRITE | C5H0V24*K*AAA* | EVM5X31M17A*+WALLCON | *80CTL0451712B* | 24000 | 27800 | 18.5 | 10.5 | 8.5 | 1.84 | 71 | 59 | 215664591
DAY & NIGHT | C5H0V24*K*AAA* | EVM5X31M17A*+WALLCON | *80CTL0451712B* | 24000 | 27800 | 18.5 | 10.5 | 8.5 | 1.84 | 71 | 59 | 215664588
COMFORTMAKER | C5H0V24*K*AAA* | EVM5X31M17A*+WALLCON | *80CTL0451712B* | 24000 | 27800 | 18.5 | 10.5 | 8.5 | 1.84 | 71 | 59 | 215664586
ARCOAIRE | H5H0V24*K*AAA* | EVM5X31M17A*+WALLCON | *80CTL0451712B* | 24000 | 27800 | 18.5 | 10.5 | 8.5 | 1.84 | 71 | 59 | 215664584
AIRQUEST | H5H0V24*K*AAA* | EVM5X31M17A*+WALLCON | *80CTL0451712B* | 24000 | 27800 | 18.5 | 10.5 | 8.5 | 1.84 | 71 | 59 | 215664581
HEIL | H5H0V24*K*AAA* | EVM5X31M17A*+WALLCON | *80CTL0451712B* | 24000 | 27800 | 18.5 | 10.5 | 8.5 | 1.84 | 71 | 59 | 215664579
TEMPSTAR | T5H0V24*K*AAA* | EVM5X31M17A*+WALLCON | *80CSU0601716A* | 24200 | 27600 | 19 | 10.5 | 8.5 | 1.86 | 71 | 59 | 215664577
KENMORE | (C,H,T)5H0V24*K*AAA* | EVM5X31M17A*+WALLCON | *80CSU0601716A* | 24200 | 27600 | 19 | 10.5 | 8.5 | 1.86 | 71 | 59 | 215664575
KEEPRITE | C5H0V24*K*AAA* | EVM5X31M17A*+WALLCON | *80CSU0601716A* | 24200 | 27600 | 19 | 10.5 | 8.5 | 1.86 | 71 | 59 | 215664572
DAY & NIGHT | C5H0V24*K*AAA* | EVM5X31M17A*+WALLCON | *80CSU0601716A* | 24200 | 27600 | 19 | 10.5 | 8.5 | 1.86 | 71 | 59 | 215664570
COMFORTMAKER | C5H0V24*K*AAA* | EVM5X31M17A*+WALLCON | *80CSU0601716A* | 24200 | 27600 | 19 | 10.5 | 8.5 | 1.86 | 71 | 59 | 215664568
ARCOAIRE | H5H0V24*K*AAA* | EVM5X31M17A*+WALLCON | *80CSU0601716A* | 24200 | 27600 | 19 | 10.5 | 8.5 | 1.86 | 71 | 59 | 215664565
AIRQUEST | H5H0V24*K*AAA* | EVM5X31M17A*+WALLCON | *80CSU0601716A* | 24200 | 27600 | 19 | 10.5 | 8.5 | 1.86 | 71 | 59 | 215664563
HEIL | H5H0V24*K*AAA* | EVM5X31M17A*+WALLCON | *80CSU0601716A* | 24200 | 27600 | 19 | 10.5 | 8.5 | 1.86 | 71 | 59 | 215664561
TEMPSTAR | T5H0V24*K*AAA* | EVM5X31M17A*+WALLCON | *80CSU0401712A* | 24200 | 27600 | 19 | 10.5 | 8.5 | 1.84 | 71 | 58 | 215664558
KENMORE | (C,H,T)5H0V24*K*AAA* | EVM5X31M17A*+WALLCON | *80CSU0401712A* | 24200 | 27600 | 19 | 10.5 | 8.5 | 1.84 | 71 | 58 | 215664556
KEEPRITE | C5H0V24*K*AAA* | EVM5X31M17A*+WALLCON | *80CSU0401712A* | 24200 | 27600 | 19 | 10.5 | 8.5 | 1.84 | 71 | 58 | 215664554
DAY & NIGHT | C5H0V24*K*AAA* | EVM5X31M17A*+WALLCON | *80CSU0401712A* | 24200 | 27600 | 19 | 10.5 | 8.5 | 1.84 | 71 | 58 | 215664551
COMFORTMAKER | C5H0V24*K*AAA* | EVM5X31M17A*+WALLCON | *80CSU0401712A* | 24200 | 27600 | 19 | 10.5 | 8.5 | 1.84 | 71 | 58 | 215664549
ARCOAIRE | H5H0V24*K*AAA* | EVM5X31M17A*+WALLCON | *80CSU0401712A* | 24200 | 27600 | 19 | 10.5 | 8.5 | 1.84 | 71 | 58 | 215664547
AIRQUEST | H5H0V24*K*AAA* | EVM5X31M17A*+WALLCON | *80CSU0401712A* | 24200 | 27600 | 19 | 10.5 | 8.5 | 1.84 | 71 | 58 | 215664545
HEIL | H5H0V24*K*AAA* | EVM5X31M17A*+WALLCON | *80CSU0401712A* | 24200 | 27600 | 19 | 10.5 | 8.5 | 1.84 | 71 | 58 | 215664543
PAYNE HEATING AND COOLING | PH8TAN524**AA* | CAA**3721AM* | PG95MSUA48060B** | 23600 | 24800 | 17.5 | 13 | 8.1 | 2.1 | 59 | 45 | 215648446
BRYANT HEATING AND COOLING SYSTEMS | PH8TAN524**AA* | CAA**3721AM* | 935SB48060M17*** | 23600 | 24800 | 17.5 | 13 | 8.1 | 2.1 | 59 | 45 | 215648445
BRYANT HEATING AND COOLING SYSTEMS | GH8TAN524**AA* | CAA**3721AM* | 935SB48060M17*** | 23600 | 24800 | 17.5 | 13 | 8.1 | 2.1 | 59 | 45 | 215648443
BRYANT HEATING AND COOLING SYSTEMS | 248TAN024**AA* | CAA**3721AM* | 935SB48060M17*** | 23600 | 24800 | 17.5 | 13 | 8.1 | 2.1 | 59 | 45 | 215648441
DAY & NIGHT | N5H8T24*K*AAA* | EA*5X37M21A* | *96VSN0801716B* | 23600 | 25000 | 17.5 | 13 | 8.1 | 2.08 | 58 | 45 | 215648366
COMFORTMAKER | N5H8T24*K*AAA* | EA*5X37M21A* | *96VSN0801716B* | 23600 | 25000 | 17.5 | 13 | 8.1 | 2.08 | 58 | 45 | 215648364
ARCOAIRE | N5H8T24*K*AAA* | EA*5X37M21A* | *96VSN0801716B* | 23600 | 25000 | 17.5 | 13 | 8.1 | 2.08 | 58 | 45 | 215648363
AIRQUEST | N5H8T24*K*AAA* | EA*5X37M21A* | *96VSN0801716B* | 23600 | 25000 | 17.5 | 13 | 8.1 | 2.08 | 58 | 45 | 215648362
HEIL | N5H8T24*K*AAA* | EA*5X37M21A* | *96VSN0801716B* | 23600 | 25000 | 17.5 | 13 | 8.1 | 2.08 | 58 | 45 | 215648360
BRYANT HEATING AND COOLING SYSTEMS | PH8TAN524**AA* | CAA**3721AM* | 926SB48080V17*** | 23600 | 25000 | 17.5 | 13 | 8.1 | 2.08 | 58 | 45 | 215648359
BRYANT HEATING AND COOLING SYSTEMS | GH8TAN524**AA* | CAA**3721AM* | 926SB48080V17*** | 23600 | 25000 | 17.5 | 13 | 8.1 | 2.08 | 58 | 45 | 215648357
BRYANT HEATING AND COOLING SYSTEMS | 248TAN024**AA* | CAA**3721AM* | 926SB48080V17*** | 23600 | 25000 | 17.5 | 13 | 8.1 | 2.08 | 58 | 45 | 215648356
CARRIER | GH8TAN524**AA* | CAA**3721AM* | 59SP6B080V17**16 | 23600 | 25000 | 17.5 | 13 | 8.1 | 2.08 | 58 | 45 | 215648354
CARRIER | 27TPA824A**30* | CAA**3721AM* | 59SP6B080V17**16 | 23600 | 25000 | 17.5 | 13 | 8.1 | 2.08 | 58 | 45 | 215648353
TEMPSTAR | N5H8T24*K*AAA* | EA*5X37M21A* | *96VSN0601716B* | 23600 | 25000 | 18 | 13 | 8.1 | 2.1 | 59 | 45 | 215648351
KENMORE | N5H8T24*K*AAA* | EA*5X37M21A* | *96VSN0601716B* | 23600 | 25000 | 18 | 13 | 8.1 | 2.1 | 59 | 45 | 215648350
KEEPRITE | N5H8T24*K*AAA* | EA*5X37M21A* | *96VSN0601716B* | 23600 | 25000 | 18 | 13 | 8.1 | 2.1 | 59 | 45 | 215648348
DAY & NIGHT | N5H8T24*K*AAA* | EA*5X37M21A* | *96VSN0601716B* | 23600 | 25000 | 18 | 13 | 8.1 | 2.1 | 59 | 45 | 215648347
COMFORTMAKER | N5H8T24*K*AAA* | EA*5X37M21A* | *96VSN0601716B* | 23600 | 25000 | 18 | 13 | 8.1 | 2.1 | 59 | 45 | 215648345
ARCOAIRE | N5H8T24*K*AAA* | EA*5X37M21A* | *96VSN0601716B* | 23600 | 25000 | 18 | 13 | 8.1 | 2.1 | 59 | 45 | 215648344
AIRQUEST | N5H8T24*K*AAA* | EA*5X37M21A* | *96VSN0601716B* | 23600 | 25000 | 18 | 13 | 8.1 | 2.1 | 59 | 45 | 215648342
HEIL | N5H8T24*K*AAA* | EA*5X37M21A* | *96VSN0601716B* | 23600 | 25000 | 18 | 13 | 8.1 | 2.1 | 59 | 45 | 215648340
BRYANT HEATING AND COOLING SYSTEMS | PH8TAN524**AA* | CAA**3721AM* | 926SB48060V17*** | 23600 | 25000 | 18 | 13 | 8.1 | 2.1 | 59 | 45 | 215648339
BRYANT HEATING AND COOLING SYSTEMS | GH8TAN524**AA* | CAA**3721AM* | 926SB48060V17*** | 23600 | 25000 | 18 | 13 | 8.1 | 2.1 | 59 | 45 | 215648337
BRYANT HEATING AND COOLING SYSTEMS | 248TAN024**AA* | CAA**3721AM* | 926SB48060V17*** | 23600 | 25000 | 18 | 13 | 8.1 | 2.1 | 59 | 45 | 215648335
CARRIER | GH8TAN524**AA* | CAA**3721AM* | 59SP6B060V17**16 | 23600 | 25000 | 18 | 13 | 8.1 | 2.1 | 59 | 45 | 215648334
CARRIER | 27TPA824A**30* | CAA**3721AM* | 59SP6B060V17**16 | 23600 | 25000 | 18 | 13 | 8.1 | 2.1 | 59 | 45 | 215648333
TEMPSTAR | N5H8T24*K*AAA* | EA*5X37M21A* | *96VSN0401712B* | 23400 | 25200 | 17 | 12.5 | 8.1 | 2.06 | 59 | 45 | 215648331
KENMORE | N5H8T24*K*AAA* | EA*5X37M21A* | *96VSN0401712B* | 23400 | 25200 | 17 | 12.5 | 8.1 | 2.06 | 59 | 45 | 215648330
KEEPRITE | N5H8T24*K*AAA* | EA*5X37M21A* | *96VSN0401712B* | 23400 | 25200 | 17 | 12.5 | 8.1 | 2.06 | 59 | 45 | 215648328
DAY & NIGHT | N5H8T24*K*AAA* | EA*5X37M21A* | *96VSN0401712B* | 23400 | 25200 | 17 | 12.5 | 8.1 | 2.06 | 59 | 45 | 215648327
COMFORTMAKER | N5H8T24*K*AAA* | EA*5X37M21A* | *96VSN0401712B* | 23400 | 25200 | 17 | 12.5 | 8.1 | 2.06 | 59 | 45 | 215648325
ARCOAIRE | N5H8T24*K*AAA* | EA*5X37M21A* | *96VSN0401712B* | 23400 | 25200 | 17 | 12.5 | 8.1 | 2.06 | 59 | 45 | 215648324
AIRQUEST | N5H8T24*K*AAA* | EA*5X37M21A* | *96VSN0401712B* | 23400 | 25200 | 17 | 12.5 | 8.1 | 2.06 | 59 | 45 | 215648323
HEIL | N5H8T24*K*AAA* | EA*5X37M21A* | *96VSN0401712B* | 23400 | 25200 | 17 | 12.5 | 8.1 | 2.06 | 59 | 45 | 215648321
BRYANT HEATING AND COOLING SYSTEMS | PH8TAN524**AA* | CAA**3721AM* | 926SB36040V17*** | 23400 | 25200 | 17 | 12.5 | 8.1 | 2.06 | 59 | 45 | 215648320
BRYANT HEATING AND COOLING SYSTEMS | GH8TAN524**AA* | CAA**3721AM* | 926SB36040V17*** | 23400 | 25200 | 17 | 12.5 | 8.1 | 2.06 | 59 | 45 | 215648318
BRYANT HEATING AND COOLING SYSTEMS | 248TAN024**AA* | CAA**3721AM* | 926SB36040V17*** | 23400 | 25200 | 17 | 12.5 | 8.1 | 2.06 | 59 | 45 | 215648317
CARRIER | GH8TAN524**AA* | CAA**3721AM* | 59SP6B040V17**12 | 23400 | 25200 | 17 | 12.5 | 8.1 | 2.06 | 59 | 45 | 215648315
CARRIER | 27TPA824A**30* | CAA**3721AM* | 59SP6B040V17**12 | 23400 | 25200 | 17 | 12.5 | 8.1 | 2.06 | 59 | 45 | 215648314
TEMPSTAR | N5H8T24*K*AAA* | EA*5X37M21A* | *97CMN1002122B* | 23600 | 24800 | 17.5 | 13 | 8.1 | 2.1 | 58 | 45 | 215648312
MARATHERM | N5H8T24*K*AAA* | EA*5X37M21A* | *97CMN1002122B* | 23600 | 24800 | 17.5 | 13 | 8.1 | 2.1 | 58 | 45 | 215648311
KENMORE | N5H8T24*K*AAA* | EA*5X37M21A* | *97CMN1002122B* | 23600 | 24800 | 17.5 | 13 | 8.1 | 2.1 | 58 | 45 | 215648309
KEEPRITE | N5H8T24*K*AAA* | EA*5X37M21A* | *97CMN1002122B* | 23600 | 24800 | 17.5 | 13 | 8.1 | 2.1 | 58 | 45 | 215648308
DAY & NIGHT | N5H8T24*K*AAA* | EA*5X37M21A* | *97CMN1002122B* | 23600 | 24800 | 17.5 | 13 | 8.1 | 2.1 | 58 | 45 | 215648306
COMFORTMAKER | N5H8T24*K*AAA* | EA*5X37M21A* | *97CMN1002122B* | 23600 | 24800 | 17.5 | 13 | 8.1 | 2.1 | 58 | 45 | 215648305
ARCOAIRE | N5H8T24*K*AAA* | EA*5X37M21A* | *97CMN1002122B* | 23600 | 24800 | 17.5 | 13 | 8.1 | 2.1 | 58 | 45 | 215648304
AIRQUEST | N5H8T24*K*AAA* | EA*5X37M21A* | *97CMN1002122B* | 23600 | 24800 | 17.5 | 13 | 8.1 | 2.1 | 58 | 45 | 215648302
HEIL | N5H8T24*K*AAA* | EA*5X37M21A* | *97CMN1002122B* | 23600 | 24800 | 17.5 | 13 | 8.1 | 2.1 | 58 | 45 | 215648301
BRYANT HEATING AND COOLING SYSTEMS | PH8TAN524**AA* | CAA**3721AM* | 987MC66100C21*** | 23600 | 24800 | 17.5 | 13 | 8.1 | 2.1 | 58 | 45 | 215648300
BRYANT HEATING AND COOLING SYSTEMS | GH8TAN524**AA* | CAA**3721AM* | 987MC66100C21*** | 23600 | 24800 | 17.5 | 13 | 8.1 | 2.1 | 58 | 45 | 215648298
BRYANT HEATING AND COOLING SYSTEMS | 248TAN024**AA* | CAA**3721AM* | 987MC66100C21*** | 23600 | 24800 | 17.5 | 13 | 8.1 | 2.1 | 58 | 45 | 215648297
CARRIER | GH8TAN524**AA* | CAA**3721AM* | 59MN7C100C21**22 | 23600 | 24800 | 17.5 | 13 | 8.1 | 2.1 | 58 | 45 | 215648295
CARRIER | 27TPA824A**30* | CAA**3721AM* | 59MN7C100C21**22 | 23600 | 24800 | 17.5 | 13 | 8.1 | 2.1 | 58 | 45 | 215648294
TEMPSTAR | N5H8T24*K*AAA* | EA*5X37M21A* | *97CMN0802120B* | 23600 | 24800 | 17.5 | 13 | 8.1 | 2.1 | 59 | 45 | 215648292
MARATHERM | N5H8T24*K*AAA* | EA*5X37M21A* | *97CMN0802120B* | 23600 | 24800 | 17.5 | 13 | 8.1 | 2.1 | 59 | 45 | 215648291
KENMORE | N5H8T24*K*AAA* | EA*5X37M21A* | *97CMN0802120B* | 23600 | 24800 | 17.5 | 13 | 8.1 | 2.1 | 59 | 45 | 215648289
KEEPRITE | N5H8T24*K*AAA* | EA*5X37M21A* | *97CMN0802120B* | 23600 | 24800 | 17.5 | 13 | 8.1 | 2.1 | 59 | 45 | 215648288
DAY & NIGHT | N5H8T24*K*AAA* | EA*5X37M21A* | *97CMN0802120B* | 23600 | 24800 | 17.5 | 13 | 8.1 | 2.1 | 59 | 45 | 215648286
COMFORTMAKER | N5H8T24*K*AAA* | EA*5X37M21A* | *97CMN0802120B* | 23600 | 24800 | 17.5 | 13 | 8.1 | 2.1 | 59 | 45 | 215648285
ARCOAIRE | N5H8T24*K*AAA* | EA*5X37M21A* | *97CMN0802120B* | 23600 | 24800 | 17.5 | 13 | 8.1 | 2.1 | 59 | 45 | 215648284
AIRQUEST | N5H8T24*K*AAA* | EA*5X37M21A* | *97CMN0802120B* | 23600 | 24800 | 17.5 | 13 | 8.1 | 2.1 | 59 | 45 | 215648282
HEIL | N5H8T24*K*AAA* | EA*5X37M21A* | *97CMN0802120B* | 23600 | 24800 | 17.5 | 13 | 8.1 | 2.1 | 59 | 45 | 215648281
BRYANT HEATING AND COOLING SYSTEMS | PH8TAN524**AA* | CAA**3721AM* | 987MC60080C21*** | 23600 | 24800 | 17.5 | 13 | 8.1 | 2.1 | 59 | 45 | 215648279
HEIL | H5H0V24*K*AAA* | EA*5X37M21A*+WALLCON | *80CTL0702120B* | 24000 | 23600 | 17.5 | 10.5 | 9 | 2.02 | 83 | 69 | 215667844
TEMPSTAR | T5H0V24*K*AAA* | EA*5X37M21A*+WALLCON | *80CTL0701716B* | 24000 | 23600 | 17.5 | 10.5 | 9 | 2.02 | 83 | 69 | 215667843
KENMORE | (C,H,T)5H0V24*K*AAA* | EA*5X37M21A*+WALLCON | *80CTL0701716B* | 24000 | 23600 | 17.5 | 10.5 | 9 | 2.02 | 83 | 69 | 215667842
KEEPRITE | C5H0V24*K*AAA* | EA*5X37M21A*+WALLCON | *80CTL0701716B* | 24000 | 23600 | 17.5 | 10.5 | 9 | 2.02 | 83 | 69 | 215667841
DAY & NIGHT | C5H0V24*K*AAA* | EA*5X37M21A*+WALLCON | *80CTL0701716B* | 24000 | 23600 | 17.5 | 10.5 | 9 | 2.02 | 83 | 69 | 215667840
COMFORTMAKER | C5H0V24*K*AAA* | EA*5X37M21A*+WALLCON | *80CTL0701716B* | 24000 | 23600 | 17.5 | 10.5 | 9 | 2.02 | 83 | 69 | 215667839
ARCOAIRE | H5H0V24*K*AAA* | EA*5X37M21A*+WALLCON | *80CTL0701716B* | 24000 | 23600 | 17.5 | 10.5 | 9 | 2.02 | 83 | 69 | 215667838
AIRQUEST | H5H0V24*K*AAA* | EA*5X37M21A*+WALLCON | *80CTL0701716B* | 24000 | 23600 | 17.5 | 10.5 | 9 | 2.02 | 83 | 69 | 215667837
HEIL | H5H0V24*K*AAA* | EA*5X37M21A*+WALLCON | *80CTL0701716B* | 24000 | 23600 | 17.5 | 10.5 | 9 | 2.02 | 83 | 69 | 215667836
TEMPSTAR | T5H0V24*K*AAA* | EA*5X37M21A*+WALLCON | *80CTL0451712B* | 23800 | 23800 | 17 | 10.5 | 9 | 2 | 83 | 69 | 215667835
KENMORE | (C,H,T)5H0V24*K*AAA* | EA*5X37M21A*+WALLCON | *80CTL0451712B* | 23800 | 23800 | 17 | 10.5 | 9 | 2 | 83 | 69 | 215667834
KEEPRITE | C5H0V24*K*AAA* | EA*5X37M21A*+WALLCON | *80CTL0451712B* | 23800 | 23800 | 17 | 10.5 | 9 | 2 | 83 | 69 | 215667833
DAY & NIGHT | C5H0V24*K*AAA* | EA*5X37M21A*+WALLCON | *80CTL0451712B* | 23800 | 23800 | 17 | 10.5 | 9 | 2 | 83 | 69 | 215667832
COMFORTMAKER | C5H0V24*K*AAA* | EA*5X37M21A*+WALLCON | *80CTL0451712B* | 23800 | 23800 | 17 | 10.5 | 9 | 2 | 83 | 69 | 215667831
ARCOAIRE | H5H0V24*K*AAA* | EA*5X37M21A*+WALLCON | *80CTL0451712B* | 23800 | 23800 | 17 | 10.5 | 9 | 2 | 83 | 69 | 215667830
AIRQUEST | H5H0V24*K*AAA* | EA*5X37M21A*+WALLCON | *80CTL0451712B* | 23800 | 23800 | 17 | 10.5 | 9 | 2 | 83 | 69 | 215667829
HEIL | H5H0V24*K*AAA* | EA*5X37M21A*+WALLCON | *80CTL0451712B* | 23800 | 23800 | 17 | 10.5 | 9 | 2 | 83 | 69 | 215667828
TEMPSTAR | T5H0V24*K*AAA* | EA*5X37M21A*+WALLCON | *80CSU0601716A* | 24000 | 23600 | 17.5 | 10.5 | 9 | 2.02 | 83 | 69 | 215667827
KENMORE | (C,H,T)5H0V24*K*AAA* | EA*5X37M21A*+WALLCON | *80CSU0601716A* | 24000 | 23600 | 17.5 | 10.5 | 9 | 2.02 | 83 | 69 | 215667826
KEEPRITE | C5H0V24*K*AAA* | EA*5X37M21A*+WALLCON | *80CSU0601716A* | 24000 | 23600 | 17.5 | 10.5 | 9 | 2.02 | 83 | 69 | 215667825
DAY & NIGHT | C5H0V24*K*AAA* | EA*5X37M21A*+WALLCON | *80CSU0601716A* | 24000 | 23600 | 17.5 | 10.5 | 9 | 2.02 | 83 | 69 | 215667824
COMFORTMAKER | C5H0V24*K*AAA* | EA*5X37M21A*+WALLCON | *80CSU0601716A* | 24000 | 23600 | 17.5 | 10.5 | 9 | 2.02 | 83 | 69 | 215667823
ARCOAIRE | H5H0V24*K*AAA* | EA*5X37M21A*+WALLCON | *80CSU0601716A* | 24000 | 23600 | 17.5 | 10.5 | 9 | 2.02 | 83 | 69 | 215667822
AIRQUEST | H5H0V24*K*AAA* | EA*5X37M21A*+WALLCON | *80CSU0601716A* | 24000 | 23600 | 17.5 | 10.5 | 9 | 2.02 | 83 | 69 | 215667821
HEIL | H5H0V24*K*AAA* | EA*5X37M21A*+WALLCON | *80CSU0601716A* | 24000 | 23600 | 17.5 | 10.5 | 9 | 2.02 | 83 | 69 | 215667820
TEMPSTAR | T5H0V24*K*AAA* | EA*5X37M21A*+WALLCON | *80CSU0401712A* | 24000 | 23600 | 18 | 10.5 | 9 | 2.02 | 83 | 69 | 215667819
KENMORE | (C,H,T)5H0V24*K*AAA* | EA*5X37M21A*+WALLCON | *80CSU0401712A* | 24000 | 23600 | 18 | 10.5 | 9 | 2.02 | 83 | 69 | 215667818
KEEPRITE | C5H0V24*K*AAA* | EA*5X37M21A*+WALLCON | *80CSU0401712A* | 24000 | 23600 | 18 | 10.5 | 9 | 2.02 | 83 | 69 | 215667817
DAY & NIGHT | C5H0V24*K*AAA* | EA*5X37M21A*+WALLCON | *80CSU0401712A* | 24000 | 23600 | 18 | 10.5 | 9 | 2.02 | 83 | 69 | 215667816
COMFORTMAKER | C5H0V24*K*AAA* | EA*5X37M21A*+WALLCON | *80CSU0401712A* | 24000 | 23600 | 18 | 10.5 | 9 | 2.02 | 83 | 69 | 215667815
ARCOAIRE | H5H0V24*K*AAA* | EA*5X37M21A*+WALLCON | *80CSU0401712A* | 24000 | 23600 | 18 | 10.5 | 9 | 2.02 | 83 | 69 | 215667814
AIRQUEST | H5H0V24*K*AAA* | EA*5X37M21A*+WALLCON | *80CSU0401712A* | 24000 | 23600 | 18 | 10.5 | 9 | 2.02 | 83 | 69 | 215667813
HEIL | H5H0V24*K*AAA* | EA*5X37M21A*+WALLCON | *80CSU0401712A* | 24000 | 23600 | 18 | 10.5 | 9 | 2.02 | 83 | 69 | 215667812
TEMPSTAR | T5H0V24*K*AAA* | EA*5X37M17A*+WALLCON | *96CTN0801714B* | 23800 | 24000 | 17 | 10.5 | 9 | 2 | 83 | 69 | 215667811
KENMORE | (C,H,T)5H0V24*K*AAA* | EA*5X37M17A*+WALLCON | *96CTN0801714B* | 23800 | 24000 | 17 | 10.5 | 9 | 2 | 83 | 69 | 215667810
KEEPRITE | C5H0V24*K*AAA* | EA*5X37M17A*+WALLCON | *96CTN0801714B* | 23800 | 24000 | 17 | 10.5 | 9 | 2 | 83 | 69 | 215667809
DAY & NIGHT | C5H0V24*K*AAA* | EA*5X37M17A*+WALLCON | *96CTN0801714B* | 23800 | 24000 | 17 | 10.5 | 9 | 2 | 83 | 69 | 215667808
COMFORTMAKER | C5H0V24*K*AAA* | EA*5X37M17A*+WALLCON | *96CTN0801714B* | 23800 | 24000 | 17 | 10.5 | 9 | 2 | 83 | 69 | 215667807
ARCOAIRE | H5H0V24*K*AAA* | EA*5X37M17A*+WALLCON | *96CTN0801714B* | 23800 | 24000 | 17 | 10.5 | 9 | 2 | 83 | 69 | 215667806
AIRQUEST | H5H0V24*K*AAA* | EA*5X37M17A*+WALLCON | *96CTN0801714B* | 23800 | 24000 | 17 | 10.5 | 9 | 2 | 83 | 69 | 215667805
HEIL | H5H0V24*K*AAA* | EA*5X37M17A*+WALLCON | *96CTN0801714B* | 23800 | 24000 | 17 | 10.5 | 9 | 2 | 83 | 69 | 215667804
TEMPSTAR | T5H0V24*K*AAA* | EA*5X37M17A*+WALLCON | *96CTN0601714B* | 23800 | 24000 | 17 | 10 | 9 | 2 | 83 | 69 | 215667803
KENMORE | (C,H,T)5H0V24*K*AAA* | EA*5X37M17A*+WALLCON | *96CTN0601714B* | 23800 | 24000 | 17 | 10 | 9 | 2 | 83 | 69 | 215667802
KEEPRITE | C5H0V24*K*AAA* | EA*5X37M17A*+WALLCON | *96CTN0601714B* | 23800 | 24000 | 17 | 10 | 9 | 2 | 83 | 69 | 215667801
DAY & NIGHT | C5H0V24*K*AAA* | EA*5X37M17A*+WALLCON | *96CTN0601714B* | 23800 | 24000 | 17 | 10 | 9 | 2 | 83 | 69 | 215667800
COMFORTMAKER | C5H0V24*K*AAA* | EA*5X37M17A*+WALLCON | *96CTN0601714B* | 23800 | 24000 | 17 | 10 | 9 | 2 | 83 | 69 | 215667799
ARCOAIRE | H5H0V24*K*AAA* | EA*5X37M17A*+WALLCON | *96CTN0601714B* | 23800 | 24000 | 17 | 10 | 9 | 2 | 83 | 69 | 215667798
AIRQUEST | H5H0V24*K*AAA* | EA*5X37M17A*+WALLCON | *96CTN0601714B* | 23800 | 24000 | 17 | 10 | 9 | 2 | 83 | 69 | 215667797
HEIL | H5H0V24*K*AAA* | EA*5X37M17A*+WALLCON | *96CTN0601714B* | 23800 | 24000 | 17 | 10 | 9 | 2 | 83 | 69 | 215667796
CARRIER | GH8TAN524**AA* | CAA**3717AM* | 59TP6C080V17**16 | 23400 | 24800 | 17.5 | 13 | 8.1 | 2.08 | 59 | 45 | 215647656
CARRIER | 27TPA824A**30* | CAA**3717AM* | GG96VTAB48080B** | 23400 | 24800 | 17.5 | 13 | 8.1 | 2.08 | 59 | 45 | 215647655
CARRIER | 27TPA824A**30* | CAA**3717AM* | 59TP6C080V17**16 | 23400 | 24800 | 17.5 | 13 | 8.1 | 2.08 | 59 | 45 | 215647653
ECOTEMP | W5H8T24*K*AAA* | WLA*374BA** | WFST060B048A* | 23400 | 24800 | 17 | 12.5 | 8.1 | 2.08 | 59 | 45 | 215647652
GRANDAIRE | W5H8T24*K*AAA* | WLA*374BA** | WFST060B048A* | 23400 | 24800 | 17 | 12.5 | 8.1 | 2.08 | 59 | 45 | 215647650
TEMPSTAR | N5H8T24*K*AAA* | EA*5X37M17A* | *96VTN0601716B* | 23400 | 24800 | 17 | 12.5 | 8.1 | 2.08 | 59 | 45 | 215647649
KENMORE | N5H8T24*K*AAA* | EA*5X37M17A* | *96VTN0601716B* | 23400 | 24800 | 17 | 12.5 | 8.1 | 2.08 | 59 | 45 | 215647647
KEEPRITE | N5H8T24*K*AAA* | EA*5X37M17A* | *96VTN0601716B* | 23400 | 24800 | 17 | 12.5 | 8.1 | 2.08 | 59 | 45 | 215647646
DAY & NIGHT | N5H8T24*K*AAA* | EA*5X37M17A* | *96VTN0601716B* | 23400 | 24800 | 17 | 12.5 | 8.1 | 2.08 | 59 | 45 | 215647644
COMFORTMAKER | N5H8T24*K*AAA* | EA*5X37M17A* | *96VTN0601716B* | 23400 | 24800 | 17 | 12.5 | 8.1 | 2.08 | 59 | 45 | 215647643
ARCOAIRE | N5H8T24*K*AAA* | EA*5X37M17A* | *96VTN0601716B* | 23400 | 24800 | 17 | 12.5 | 8.1 | 2.08 | 59 | 45 | 215647641
AIRQUEST | N5H8T24*K*AAA* | EA*5X37M17A* | *96VTN0601716B* | 23400 | 24800 | 17 | 12.5 | 8.1 | 2.08 | 59 | 45 | 215647640
HEIL | N5H8T24*K*AAA* | EA*5X37M17A* | *96VTN0601716B* | 23400 | 24800 | 17 | 12.5 | 8.1 | 2.08 | 59 | 45 | 215647638
WEATHERMAKER | PH8TAN524**AA* | CAA**3717AM* | PG96VTAB48060B** | 23400 | 24800 | 17 | 12.5 | 8.1 | 2.08 | 59 | 45 | 215647637
BROCK | PH8TAN524**AA* | CAA**3717AM* | PG96VTAB48060B** | 23400 | 24800 | 17 | 12.5 | 8.1 | 2.08 | 59 | 45 | 215647636
CARRIER | 27TPA824A**30* | CAA**3721AM* | 58SU*B040M17**12 | 23800 | 24800 | 18 | 13 | 8.5 | 2.24 | 59 | 45 | 215647843
TEMPSTAR | N5H8T24*K*AAA* | EA*5X37M21A* | *80VSL1102122B* | 23800 | 25000 | 18 | 13 | 8.5 | 2.22 | 58 | 44 | 215647842
KENMORE | N5H8T24*K*AAA* | EA*5X37M21A* | *80VSL1102122B* | 23800 | 25000 | 18 | 13 | 8.5 | 2.22 | 58 | 44 | 215647841
KEEPRITE | N5H8T24*K*AAA* | EA*5X37M21A* | *80VSL1102122B* | 23800 | 25000 | 18 | 13 | 8.5 | 2.22 | 58 | 44 | 215647839
DAY & NIGHT | N5H8T24*K*AAA* | EA*5X37M21A* | *80VSL1102122B* | 23800 | 25000 | 18 | 13 | 8.5 | 2.22 | 58 | 44 | 215647838
COMFORTMAKER | N5H8T24*K*AAA* | EA*5X37M21A* | *80VSL1102122B* | 23800 | 25000 | 18 | 13 | 8.5 | 2.22 | 58 | 44 | 215647836
ARCOAIRE | N5H8T24*K*AAA* | EA*5X37M21A* | *80VSL1102122B* | 23800 | 25000 | 18 | 13 | 8.5 | 2.22 | 58 | 44 | 215647835
AIRQUEST | N5H8T24*K*AAA* | EA*5X37M21A* | *80VSL1102122B* | 23800 | 25000 | 18 | 13 | 8.5 | 2.22 | 58 | 44 | 215647833
HEIL | N5H8T24*K*AAA* | EA*5X37M21A* | *80VSL1102122B* | 23800 | 25000 | 18 | 13 | 8.5 | 2.22 | 58 | 44 | 215647832
BRYANT HEATING AND COOLING SYSTEMS | PH8TAN524**AA* | CAA**3721AM* | 82*SB66110V21*** | 23800 | 25000 | 18 | 13 | 8.5 | 2.22 | 58 | 44 | 215647830
BRYANT HEATING AND COOLING SYSTEMS | GH8TAN524**AA* | CAA**3721AM* | 82*SB66110V21*** | 23800 | 25000 | 18 | 13 | 8.5 | 2.22 | 58 | 44 | 215647828
BRYANT HEATING AND COOLING SYSTEMS | 248TAN024**AA* | CAA**3721AM* | 82*SB66110V21*** | 23800 | 25000 | 18 | 13 | 8.5 | 2.22 | 58 | 44 | 215647827
CARRIER | GH8TAN524**AA* | CAA**3721AM* | 58SP*B110V21**22 | 23800 | 25000 | 18 | 13 | 8.5 | 2.22 | 58 | 44 | 215647826
CARRIER | 27TPA824A**30* | CAA**3721AM* | 58SP*B110V21**22 | 23800 | 25000 | 18 | 13 | 8.5 | 2.22 | 58 | 44 | 215647824
TEMPSTAR | N5H8T24*K*AAA* | EA*5X37M21A* | *80VSL0902120B* | 23600 | 24800 | 17.5 | 13 | 8.1 | 2.1 | 59 | 45 | 215647823
KENMORE | N5H8T24*K*AAA* | EA*5X37M21A* | *80VSL0902120B* | 23600 | 24800 | 17.5 | 13 | 8.1 | 2.1 | 59 | 45 | 215647821
AIRQUEST | H5H0V24*K*AAA* | EA*5X37M17A*+WALLCON | *80CSU0601716A* | 23800 | 24000 | 17 | 10 | 9 | 2 | 83 | 69 | 215667733
TEMPSTAR | T5H0V24*K*AAA* | ESH5X36M12A*+WALLCON | *97CMN1002122B* | 23600 | 24000 | 16 | 10 | 8.5 | 1.88 | 83 | 68 | 215668403
KENMORE | (C,H,T)5H0V24*K*AAA* | ESH5X36M12A*+WALLCON | *97CMN1002122B* | 23600 | 24000 | 16 | 10 | 8.5 | 1.88 | 83 | 68 | 215668402
KEEPRITE | C5H0V24*K*AAA* | ESH5X36M12A*+WALLCON | *97CMN1002122B* | 23600 | 24000 | 16 | 10 | 8.5 | 1.88 | 83 | 68 | 215668401
DAY & NIGHT | C5H0V24*K*AAA* | ESH5X36M12A*+WALLCON | *97CMN1002122B* | 23600 | 24000 | 16 | 10 | 8.5 | 1.88 | 83 | 68 | 215668400
COMFORTMAKER | C5H0V24*K*AAA* | ESH5X36M12A*+WALLCON | *97CMN1002122B* | 23600 | 24000 | 16 | 10 | 8.5 | 1.88 | 83 | 68 | 215668399
ARCOAIRE | H5H0V24*K*AAA* | ESH5X36M12A*+WALLCON | *97CMN1002122B* | 23600 | 24000 | 16 | 10 | 8.5 | 1.88 | 83 | 68 | 215668398
AIRQUEST | H5H0V24*K*AAA* | ESH5X36M12A*+WALLCON | *97CMN1002122B* | 23600 | 24000 | 16 | 10 | 8.5 | 1.88 | 83 | 68 | 215668397
HEIL | H5H0V24*K*AAA* | ESH5X36M12A*+WALLCON | *97CMN1002122B* | 23600 | 24000 | 16 | 10 | 8.5 | 1.88 | 83 | 68 | 215668396
TEMPSTAR | T5H0V24*K*AAA* | ESH5X36M12A*+WALLCON | *97CMN0801714B* | 23600 | 24000 | 16 | 10 | 8.5 | 1.88 | 83 | 69 | 215668395
KENMORE | (C,H,T)5H0V24*K*AAA* | ESH5X36M12A*+WALLCON | *97CMN0801714B* | 23600 | 24000 | 16 | 10 | 8.5 | 1.88 | 83 | 69 | 215668394
KEEPRITE | C5H0V24*K*AAA* | ESH5X36M12A*+WALLCON | *97CMN0801714B* | 23600 | 24000 | 16 | 10 | 8.5 | 1.88 | 83 | 69 | 215668393
DAY & NIGHT | C5H0V24*K*AAA* | ESH5X36M12A*+WALLCON | *97CMN0801714B* | 23600 | 24000 | 16 | 10 | 8.5 | 1.88 | 83 | 69 | 215668392
COMFORTMAKER | C5H0V24*K*AAA* | ESH5X36M12A*+WALLCON | *97CMN0801714B* | 23600 | 24000 | 16 | 10 | 8.5 | 1.88 | 83 | 69 | 215668391
ARCOAIRE | H5H0V24*K*AAA* | ESH5X36M12A*+WALLCON | *97CMN0801714B* | 23600 | 24000 | 16 | 10 | 8.5 | 1.88 | 83 | 69 | 215668390
AIRQUEST | H5H0V24*K*AAA* | ESH5X36M12A*+WALLCON | *97CMN0801714B* | 23600 | 24000 | 16 | 10 | 8.5 | 1.88 | 83 | 69 | 215668389
HEIL | H5H0V24*K*AAA* | ESH5X36M12A*+WALLCON | *97CMN0801714B* | 23600 | 24000 | 16 | 10 | 8.5 | 1.88 | 83 | 69 | 215668388
TEMPSTAR | T5H0V24*K*AAA* | ESH5X36M12A*+WALLCON | *97CMN0602120B* | 23600 | 24000 | 15.5 | 10 | 8.5 | 1.88 | 83 | 69 | 215668387
KENMORE | (C,H,T)5H0V24*K*AAA* | ESH5X36M12A*+WALLCON | *97CMN0602120B* | 23600 | 24000 | 15.5 | 10 | 8.5 | 1.88 | 83 | 69 | 215668386
KEEPRITE | C5H0V24*K*AAA* | ESH5X36M12A*+WALLCON | *97CMN0602120B* | 23600 | 24000 | 15.5 | 10 | 8.5 | 1.88 | 83 | 69 | 215668385
DAY & NIGHT | C5H0V24*K*AAA* | ESH5X36M12A*+WALLCON | *97CMN0602120B* | 23600 | 24000 | 15.5 | 10 | 8.5 | 1.88 | 83 | 69 | 215668384
COMFORTMAKER | C5H0V24*K*AAA* | ESH5X36M12A*+WALLCON | *97CMN0602120B* | 23600 | 24000 | 15.5 | 10 | 8.5 | 1.88 | 83 | 69 | 215668383
ARCOAIRE | H5H0V24*K*AAA* | ESH5X36M12A*+WALLCON | *97CMN0602120B* | 23600 | 24000 | 15.5 | 10 | 8.5 | 1.88 | 83 | 69 | 215668382
AIRQUEST | H5H0V24*K*AAA* | ESH5X36M12A*+WALLCON | *97CMN0602120B* | 23600 | 24000 | 15.5 | 10 | 8.5 | 1.88 | 83 | 69 | 215668381
HEIL | H5H0V24*K*AAA* | ESH5X36M12A*+WALLCON | *97CMN0602120B* | 23600 | 24000 | 15.5 | 10 | 8.5 | 1.88 | 83 | 69 | 215668380
TEMPSTAR | T5H0V24*K*AAA* | ESH5X36M12A*+WALLCON | *95CSU1002122B* | 23600 | 24000 | 16 | 10 | 8.5 | 1.88 | 83 | 68 | 215668371
KENMORE | (C,H,T)5H0V24*K*AAA* | ESH5X36M12A*+WALLCON | *95CSU1002122B* | 23600 | 24000 | 16 | 10 | 8.5 | 1.88 | 83 | 68 | 215668370
KEEPRITE | C5H0V24*K*AAA* | ESH5X36M12A*+WALLCON | *95CSU1002122B* | 23600 | 24000 | 16 | 10 | 8.5 | 1.88 | 83 | 68 | 215668369
DAY & NIGHT | C5H0V24*K*AAA* | ESH5X36M12A*+WALLCON | *95CSU1002122B* | 23600 | 24000 | 16 | 10 | 8.5 | 1.88 | 83 | 68 | 215668368
COMFORTMAKER | C5H0V24*K*AAA* | ESH5X36M12A*+WALLCON | *95CSU1002122B* | 23600 | 24000 | 16 | 10 | 8.5 | 1.88 | 83 | 68 | 215668367
ARCOAIRE | H5H0V24*K*AAA* | ESH5X36M12A*+WALLCON | *95CSU1002122B* | 23600 | 24000 | 16 | 10 | 8.5 | 1.88 | 83 | 68 | 215668366
AIRQUEST | H5H0V24*K*AAA* | ESH5X36M12A*+WALLCON | *95CSU1002122B* | 23600 | 24000 | 16 | 10 | 8.5 | 1.88 | 83 | 68 | 215668365
HEIL | H5H0V24*K*AAA* | ESH5X36M12A*+WALLCON | *95CSU1002122B* | 23600 | 24000 | 16 | 10 | 8.5 | 1.88 | 83 | 68 | 215668364
TEMPSTAR | T5H0V24*K*AAA* | ESH5X36M12A*+WALLCON | *95CSU0802120B* | 23600 | 24000 | 15.5 | 10 | 8.5 | 1.9 | 83 | 69 | 215668363
KENMORE | (C,H,T)5H0V24*K*AAA* | ESH5X36M12A*+WALLCON | *95CSU0802120B* | 23600 | 24000 | 15.5 | 10 | 8.5 | 1.9 | 83 | 69 | 215668362
KEEPRITE | C5H0V24*K*AAA* | ESH5X36M12A*+WALLCON | *95CSU0802120B* | 23600 | 24000 | 15.5 | 10 | 8.5 | 1.9 | 83 | 69 | 215668361
DAY & NIGHT | C5H0V24*K*AAA* | ESH5X36M12A*+WALLCON | *95CSU0802120B* | 23600 | 24000 | 15.5 | 10 | 8.5 | 1.9 | 83 | 69 | 215668360
COMFORTMAKER | C5H0V24*K*AAA* | ESH5X36M12A*+WALLCON | *95CSU0802120B* | 23600 | 24000 | 15.5 | 10 | 8.5 | 1.9 | 83 | 69 | 215668359
ARCOAIRE | H5H0V24*K*AAA* | ESH5X36M12A*+WALLCON | *95CSU0802120B* | 23600 | 24000 | 15.5 | 10 | 8.5 | 1.9 | 83 | 69 | 215668358
AIRQUEST | H5H0V24*K*AAA* | ESH5X36M12A*+WALLCON | *95CSU0802120B* | 23600 | 24000 | 15.5 | 10 | 8.5 | 1.9 | 83 | 69 | 215668357
HEIL | H5H0V24*K*AAA* | ESH5X36M12A*+WALLCON | *95CSU0802120B* | 23600 | 24000 | 15.5 | 10 | 8.5 | 1.9 | 83 | 69 | 215668356
TEMPSTAR | T5H0V24*K*AAA* | ESH5X36M12A*+WALLCON | *80CTL1352422B* | 23600 | 24000 | 16 | 10 | 8.5 | 1.88 | 83 | 68 | 215668355
KENMORE | (C,H,T)5H0V24*K*AAA* | ESH5X36M12A*+WALLCON | *80CTL1352422B* | 23600 | 24000 | 16 | 10 | 8.5 | 1.88 | 83 | 68 | 215668354
KEEPRITE | C5H0V24*K*AAA* | ESH5X36M12A*+WALLCON | *80CTL1352422B* | 23600 | 24000 | 16 | 10 | 8.5 | 1.88 | 83 | 68 | 215668353
DAY & NIGHT | C5H0V24*K*AAA* | ESH5X36M12A*+WALLCON | *80CTL1352422B* | 23600 | 24000 | 16 | 10 | 8.5 | 1.88 | 83 | 68 | 215668352
COMFORTMAKER | C5H0V24*K*AAA* | ESH5X36M12A*+WALLCON | *80CTL1352422B* | 23600 | 24000 | 16 | 10 | 8.5 | 1.88 | 83 | 68 | 215668351
ARCOAIRE | H5H0V24*K*AAA* | ESH5X36M12A*+WALLCON | *80CTL1352422B* | 23600 | 24000 | 16 | 10 | 8.5 | 1.88 | 83 | 68 | 215668350
AIRQUEST | H5H0V24*K*AAA* | ESH5X36M12A*+WALLCON | *80CTL1352422B* | 23600 | 24000 | 16 | 10 | 8.5 | 1.88 | 83 | 68 | 215668349
BRYANT HEATING AND COOLING SYSTEMS | GH8TAN524**AA* | CAA**3721AM* | 987MC60080C21*** | 23600 | 24800 | 17.5 | 13 | 8.1 | 2.1 | 59 | 45 | 215648278
BRYANT HEATING AND COOLING SYSTEMS | 248TAN024**AA* | CAA**3721AM* | 987MC60080C21*** | 23600 | 24800 | 17.5 | 13 | 8.1 | 2.1 | 59 | 45 | 215648276
CARRIER | GH8TAN524**AA* | CAA**3721AM* | 59MN7C080C21**20 | 23600 | 24800 | 17.5 | 13 | 8.1 | 2.1 | 59 | 45 | 215648275
CARRIER | 27TPA824A**30* | CAA**3721AM* | 59MN7C080C21**20 | 23600 | 24800 | 17.5 | 13 | 8.1 | 2.1 | 59 | 45 | 215648274
TEMPSTAR | N5H8T24*K*AAA* | EA*5X37M21A* | *97CMN0801714B* | 23600 | 25000 | 17.5 | 13 | 8.1 | 2.08 | 59 | 45 | 215648272
MARATHERM | N5H8T24*K*AAA* | EA*5X37M21A* | *97CMN0801714B* | 23600 | 25000 | 17.5 | 13 | 8.1 | 2.08 | 59 | 45 | 215648271
KENMORE | N5H8T24*K*AAA* | EA*5X37M21A* | *97CMN0801714B* | 23600 | 25000 | 17.5 | 13 | 8.1 | 2.08 | 59 | 45 | 215648269
KEEPRITE | N5H8T24*K*AAA* | EA*5X37M21A* | *97CMN0801714B* | 23600 | 25000 | 17.5 | 13 | 8.1 | 2.08 | 59 | 45 | 215648268
DAY & NIGHT | N5H8T24*K*AAA* | EA*5X37M21A* | *97CMN0801714B* | 23600 | 25000 | 17.5 | 13 | 8.1 | 2.08 | 59 | 45 | 215648267
COMFORTMAKER | N5H8T24*K*AAA* | EA*5X37M21A* | *97CMN0801714B* | 23600 | 25000 | 17.5 | 13 | 8.1 | 2.08 | 59 | 45 | 215648265
ARCOAIRE | N5H8T24*K*AAA* | EA*5X37M21A* | *97CMN0801714B* | 23600 | 25000 | 17.5 | 13 | 8.1 | 2.08 | 59 | 45 | 215648264
AIRQUEST | N5H8T24*K*AAA* | EA*5X37M21A* | *97CMN0801714B* | 23600 | 25000 | 17.5 | 13 | 8.1 | 2.08 | 59 | 45 | 215648262
HEIL | N5H8T24*K*AAA* | EA*5X37M21A* | *97CMN0801714B* | 23600 | 25000 | 17.5 | 13 | 8.1 | 2.08 | 59 | 45 | 215648261
BRYANT HEATING AND COOLING SYSTEMS | PH8TAN524**AA* | CAA**3721AM* | 987MC42080C17*** | 23600 | 25000 | 17.5 | 13 | 8.1 | 2.08 | 59 | 45 | 215648259
BRYANT HEATING AND COOLING SYSTEMS | GH8TAN524**AA* | CAA**3721AM* | 987MC42080C17*** | 23600 | 25000 | 17.5 | 13 | 8.1 | 2.08 | 59 | 45 | 215648258
BRYANT HEATING AND COOLING SYSTEMS | 248TAN024**AA* | CAA**3721AM* | 987MC42080C17*** | 23600 | 25000 | 17.5 | 13 | 8.1 | 2.08 | 59 | 45 | 215648256
CARRIER | GH8TAN524**AA* | CAA**3721AM* | 59MN7C080C17**14 | 23600 | 25000 | 17.5 | 13 | 8.1 | 2.08 | 59 | 45 | 215648255
CARRIER | 27TPA824A**30* | CAA**3721AM* | 59MN7C080C17**14 | 23600 | 25000 | 17.5 | 13 | 8.1 | 2.08 | 59 | 45 | 215648254
TEMPSTAR | N5H8T24*K*AAA* | EA*5X37M21A* | *97CMN0602120B* | 23600 | 24800 | 17.5 | 13 | 8.5 | 2.1 | 59 | 45 | 215648252
MARATHERM | N5H8T24*K*AAA* | EA*5X37M21A* | *97CMN0602120B* | 23600 | 24800 | 17.5 | 13 | 8.5 | 2.1 | 59 | 45 | 215648251
KENMORE | N5H8T24*K*AAA* | EA*5X37M21A* | *97CMN0602120B* | 23600 | 24800 | 17.5 | 13 | 8.5 | 2.1 | 59 | 45 | 215648249
KEEPRITE | N5H8T24*K*AAA* | EA*5X37M21A* | *97CMN0602120B* | 23600 | 24800 | 17.5 | 13 | 8.5 | 2.1 | 59 | 45 | 215648248
DAY & NIGHT | N5H8T24*K*AAA* | EA*5X37M21A* | *97CMN0602120B* | 23600 | 24800 | 17.5 | 13 | 8.5 | 2.1 | 59 | 45 | 215648246
COMFORTMAKER | N5H8T24*K*AAA* | EA*5X37M21A* | *97CMN0602120B* | 23600 | 24800 | 17.5 | 13 | 8.5 | 2.1 | 59 | 45 | 215648245
ARCOAIRE | N5H8T24*K*AAA* | EA*5X37M21A* | *97CMN0602120B* | 23600 | 24800 | 17.5 | 13 | 8.5 | 2.1 | 59 | 45 | 215648243
AIRQUEST | N5H8T24*K*AAA* | EA*5X37M21A* | *97CMN0602120B* | 23600 | 24800 | 17.5 | 13 | 8.5 | 2.1 | 59 | 45 | 215648242
HEIL | N5H8T24*K*AAA* | EA*5X37M21A* | *97CMN0602120B* | 23600 | 24800 | 17.5 | 13 | 8.5 | 2.1 | 59 | 45 | 215648240
BRYANT HEATING AND COOLING SYSTEMS | PH8TAN524**AA* | CAA**3721AM* | 987MC60060C21*** | 23600 | 24800 | 17.5 | 13 | 8.5 | 2.1 | 59 | 45 | 215648239
BRYANT HEATING AND COOLING SYSTEMS | GH8TAN524**AA* | CAA**3721AM* | 987MC60060C21*** | 23600 | 24800 | 17.5 | 13 | 8.5 | 2.1 | 59 | 45 | 215648237
BRYANT HEATING AND COOLING SYSTEMS | 248TAN024**AA* | CAA**3721AM* | 987MC60060C21*** | 23600 | 24800 | 17.5 | 13 | 8.5 | 2.1 | 59 | 45 | 215648236
CARRIER | GH8TAN524**AA* | CAA**3721AM* | 59MN7C060C21**20 | 23600 | 24800 | 17.5 | 13 | 8.5 | 2.1 | 59 | 45 | 215648234
CARRIER | 27TPA824A**30* | CAA**3721AM* | 59MN7C060C21**20 | 23600 | 24800 | 17.5 | 13 | 8.5 | 2.1 | 59 | 45 | 215648233
TEMPSTAR | N5H8T24*K*AAA* | EA*5X37M21A* | *97CMN0601714B* | 23400 | 24800 | 17.5 | 13 | 8.1 | 2.1 | 59 | 45 | 215648232
MARATHERM | N5H8T24*K*AAA* | EA*5X37M21A* | *97CMN0601714B* | 23400 | 24800 | 17.5 | 13 | 8.1 | 2.1 | 59 | 45 | 215648230
KENMORE | N5H8T24*K*AAA* | EA*5X37M21A* | *97CMN0601714B* | 23400 | 24800 | 17.5 | 13 | 8.1 | 2.1 | 59 | 45 | 215648229
KEEPRITE | N5H8T24*K*AAA* | EA*5X37M21A* | *97CMN0601714B* | 23400 | 24800 | 17.5 | 13 | 8.1 | 2.1 | 59 | 45 | 215648227
DAY & NIGHT | N5H8T24*K*AAA* | EA*5X37M21A* | *97CMN0601714B* | 23400 | 24800 | 17.5 | 13 | 8.1 | 2.1 | 59 | 45 | 215648226
COMFORTMAKER | N5H8T24*K*AAA* | EA*5X37M21A* | *97CMN0601714B* | 23400 | 24800 | 17.5 | 13 | 8.1 | 2.1 | 59 | 45 | 215648224
ARCOAIRE | N5H8T24*K*AAA* | EA*5X37M21A* | *97CMN0601714B* | 23400 | 24800 | 17.5 | 13 | 8.1 | 2.1 | 59 | 45 | 215648223
AIRQUEST | N5H8T24*K*AAA* | EA*5X37M21A* | *97CMN0601714B* | 23400 | 24800 | 17.5 | 13 | 8.1 | 2.1 | 59 | 45 | 215648221
HEIL | N5H8T24*K*AAA* | EA*5X37M21A* | *97CMN0601714B* | 23400 | 24800 | 17.5 | 13 | 8.1 | 2.1 | 59 | 45 | 215648220
BRYANT HEATING AND COOLING SYSTEMS | PH8TAN524**AA* | CAA**3721AM* | 987MC42060C17*** | 23400 | 24800 | 17.5 | 13 | 8.1 | 2.1 | 59 | 45 | 215648218
BRYANT HEATING AND COOLING SYSTEMS | GH8TAN524**AA* | CAA**3721AM* | 987MC42060C17*** | 23400 | 24800 | 17.5 | 13 | 8.1 | 2.1 | 59 | 45 | 215648217
BRYANT HEATING AND COOLING SYSTEMS | 248TAN024**AA* | CAA**3721AM* | 987MC42060C17*** | 23400 | 24800 | 17.5 | 13 | 8.1 | 2.1 | 59 | 45 | 215648215
CARRIER | GH8TAN524**AA* | CAA**3721AM* | 59MN7C060C17**14 | 23400 | 24800 | 17.5 | 13 | 8.1 | 2.1 | 59 | 45 | 215648214
CARRIER | 27TPA824A**30* | CAA**3721AM* | 59MN7C060C17**14 | 23400 | 24800 | 17.5 | 13 | 8.1 | 2.1 | 59 | 45 | 215648212
TEMPSTAR | N5H8T24*K*AAA* | EA*5X37M21A* | *95CSU1002122B* | 23600 | 24800 | 17.5 | 13 | 8.1 | 2.1 | 59 | 45 | 215648211
MARATHERM | N5H8T24*K*AAA* | EA*5X37M21A* | *95CSU1002122B* | 23600 | 24800 | 17.5 | 13 | 8.1 | 2.1 | 59 | 45 | 215648209
KENMORE | N5H8T24*K*AAA* | EA*5X37M21A* | *95CSU1002122B* | 23600 | 24800 | 17.5 | 13 | 8.1 | 2.1 | 59 | 45 | 215648208
KEEPRITE | N5H8T24*K*AAA* | EA*5X37M21A* | *95CSU1002122B* | 23600 | 24800 | 17.5 | 13 | 8.1 | 2.1 | 59 | 45 | 215648206
DAY & NIGHT | N5H8T24*K*AAA* | EA*5X37M21A* | *95CSU1002122B* | 23600 | 24800 | 17.5 | 13 | 8.1 | 2.1 | 59 | 45 | 215648205
COMFORTMAKER | N5H8T24*K*AAA* | EA*5X37M21A* | *95CSU1002122B* | 23600 | 24800 | 17.5 | 13 | 8.1 | 2.1 | 59 | 45 | 215648203
ARCOAIRE | N5H8T24*K*AAA* | EA*5X37M21A* | *95CSU1002122B* | 23600 | 24800 | 17.5 | 13 | 8.1 | 2.1 | 59 | 45 | 215648202
AIRQUEST | N5H8T24*K*AAA* | EA*5X37M21A* | *95CSU1002122B* | 23600 | 24800 | 17.5 | 13 | 8.1 | 2.1 | 59 | 45 | 215648200
HEIL | N5H8T24*K*AAA* | EA*5X37M21A* | *95CSU1002122B* | 23600 | 24800 | 17.5 | 13 | 8.1 | 2.1 | 59 | 45 | 215648199
BRYANT HEATING AND COOLING SYSTEMS | PH8TAN524**AA* | CAA**3721AM* | 935CB66100C21*** | 23600 | 24800 | 17.5 | 13 | 8.1 | 2.1 | 59 | 45 | 215648197
BRYANT HEATING AND COOLING SYSTEMS | GH8TAN524**AA* | CAA**3721AM* | 935CB66100C21*** | 23600 | 24800 | 17.5 | 13 | 8.1 | 2.1 | 59 | 45 | 215648196
BRYANT HEATING AND COOLING SYSTEMS | 248TAN024**AA* | CAA**3721AM* | 935CB66100C21*** | 23600 | 24800 | 17.5 | 13 | 8.1 | 2.1 | 59 | 45 | 215648194
CARRIER | GH8TAN524**AA* | CAA**3721AM* | 59CU5B100C21**22 | 23600 | 24800 | 17.5 | 13 | 8.1 | 2.1 | 59 | 45 | 215648193
CARRIER | GH8TAN524**AA* | CAA**3721AM* | 59SU5B060M17**16 | 23600 | 24800 | 17.5 | 13 | 8.1 | 2.1 | 59 | 45 | 215648440
CARRIER | 27TPA824A**30* | CAA**3721AM* | 59SU5B060M17**16 | 23600 | 24800 | 17.5 | 13 | 8.1 | 2.1 | 59 | 45 | 215648438
TEMPSTAR | N5H8T24*K*AAA* | EA*5X37M21A* | *95MSU0401712A* | 23600 | 25000 | 17.5 | 13 | 8.1 | 2.08 | 59 | 45 | 215648436
MARATHERM | N5H8T24*K*AAA* | EA*5X37M21A* | *95MSU0401712A* | 23600 | 25000 | 17.5 | 13 | 8.1 | 2.08 | 59 | 45 | 215648435
KENMORE | N5H8T24*K*AAA* | EA*5X37M21A* | *95MSU0401712A* | 23600 | 25000 | 17.5 | 13 | 8.1 | 2.08 | 59 | 45 | 215648433
TEMPSTAR | T5H0V24*K*AAA* | EA*5X37M17A*+WALLCON | *97CMN0801714B* | 23800 | 24000 | 17 | 10.5 | 9 | 2 | 83 | 69 | 215667787
KENMORE | (C,H,T)5H0V24*K*AAA* | EA*5X37M17A*+WALLCON | *97CMN0801714B* | 23800 | 24000 | 17 | 10.5 | 9 | 2 | 83 | 69 | 215667786
KEEPRITE | C5H0V24*K*AAA* | EA*5X37M17A*+WALLCON | *97CMN0801714B* | 23800 | 24000 | 17 | 10.5 | 9 | 2 | 83 | 69 | 215667785
DAY & NIGHT | C5H0V24*K*AAA* | EA*5X37M17A*+WALLCON | *97CMN0801714B* | 23800 | 24000 | 17 | 10.5 | 9 | 2 | 83 | 69 | 215667784
COMFORTMAKER | C5H0V24*K*AAA* | EA*5X37M17A*+WALLCON | *97CMN0801714B* | 23800 | 24000 | 17 | 10.5 | 9 | 2 | 83 | 69 | 215667783
ARCOAIRE | H5H0V24*K*AAA* | EA*5X37M17A*+WALLCON | *97CMN0801714B* | 23800 | 24000 | 17 | 10.5 | 9 | 2 | 83 | 69 | 215667782
AIRQUEST | H5H0V24*K*AAA* | EA*5X37M17A*+WALLCON | *97CMN0801714B* | 23800 | 24000 | 17 | 10.5 | 9 | 2 | 83 | 69 | 215667781
HEIL | H5H0V24*K*AAA* | EA*5X37M17A*+WALLCON | *97CMN0801714B* | 23800 | 24000 | 17 | 10.5 | 9 | 2 | 83 | 69 | 215667780
TEMPSTAR | T5H0V24*K*AAA* | EA*5X37M17A*+WALLCON | *97CMN0601714B* | 23600 | 24000 | 17 | 10 | 9 | 1.98 | 83 | 69 | 215667779
KENMORE | (C,H,T)5H0V24*K*AAA* | EA*5X37M17A*+WALLCON | *97CMN0601714B* | 23600 | 24000 | 17 | 10 | 9 | 1.98 | 83 | 69 | 215667778
KEEPRITE | C5H0V24*K*AAA* | EA*5X37M17A*+WALLCON | *97CMN0601714B* | 23600 | 24000 | 17 | 10 | 9 | 1.98 | 83 | 69 | 215667777
DAY & NIGHT | C5H0V24*K*AAA* | EA*5X37M17A*+WALLCON | *97CMN0601714B* | 23600 | 24000 | 17 | 10 | 9 | 1.98 | 83 | 69 | 215667776
COMFORTMAKER | C5H0V24*K*AAA* | EA*5X37M17A*+WALLCON | *97CMN0601714B* | 23600 | 24000 | 17 | 10 | 9 | 1.98 | 83 | 69 | 215667775
ARCOAIRE | H5H0V24*K*AAA* | EA*5X37M17A*+WALLCON | *97CMN0601714B* | 23600 | 24000 | 17 | 10 | 9 | 1.98 | 83 | 69 | 215667774
AIRQUEST | H5H0V24*K*AAA* | EA*5X37M17A*+WALLCON | *97CMN0601714B* | 23600 | 24000 | 17 | 10 | 9 | 1.98 | 83 | 69 | 215667773
HEIL | H5H0V24*K*AAA* | EA*5X37M17A*+WALLCON | *97CMN0601714B* | 23600 | 24000 | 17 | 10 | 9 | 1.98 | 83 | 69 | 215667772
TEMPSTAR | T5H0V24*K*AAA* | EA*5X37M17A*+WALLCON | *80CTL0901716B* | 23800 | 24000 | 17 | 10.5 | 9 | 2 | 83 | 69 | 215667771
KENMORE | (C,H,T)5H0V24*K*AAA* | EA*5X37M17A*+WALLCON | *80CTL0901716B* | 23800 | 24000 | 17 | 10.5 | 9 | 2 | 83 | 69 | 215667770
KEEPRITE | C5H0V24*K*AAA* | EA*5X37M17A*+WALLCON | *80CTL0901716B* | 23800 | 24000 | 17 | 10.5 | 9 | 2 | 83 | 69 | 215667769
DAY & NIGHT | C5H0V24*K*AAA* | EA*5X37M17A*+WALLCON | *80CTL0901716B* | 23800 | 24000 | 17 | 10.5 | 9 | 2 | 83 | 69 | 215667768
COMFORTMAKER | C5H0V24*K*AAA* | EA*5X37M17A*+WALLCON | *80CTL0901716B* | 23800 | 24000 | 17 | 10.5 | 9 | 2 | 83 | 69 | 215667767
ARCOAIRE | H5H0V24*K*AAA* | EA*5X37M17A*+WALLCON | *80CTL0901716B* | 23800 | 24000 | 17 | 10.5 | 9 | 2 | 83 | 69 | 215667766
AIRQUEST | H5H0V24*K*AAA* | EA*5X37M17A*+WALLCON | *80CTL0901716B* | 23800 | 24000 | 17 | 10.5 | 9 | 2 | 83 | 69 | 215667765
HEIL | H5H0V24*K*AAA* | EA*5X37M17A*+WALLCON | *80CTL0901716B* | 23800 | 24000 | 17 | 10.5 | 9 | 2 | 83 | 69 | 215667764
TEMPSTAR | T5H0V24*K*AAA* | EA*5X37M17A*+WALLCON | *80CTL0701716B* | 23800 | 24000 | 17 | 10.5 | 9 | 2 | 83 | 69 | 215667763
KENMORE | (C,H,T)5H0V24*K*AAA* | EA*5X37M17A*+WALLCON | *80CTL0701716B* | 23800 | 24000 | 17 | 10.5 | 9 | 2 | 83 | 69 | 215667762
KEEPRITE | C5H0V24*K*AAA* | EA*5X37M17A*+WALLCON | *80CTL0701716B* | 23800 | 24000 | 17 | 10.5 | 9 | 2 | 83 | 69 | 215667761
DAY & NIGHT | C5H0V24*K*AAA* | EA*5X37M17A*+WALLCON | *80CTL0701716B* | 23800 | 24000 | 17 | 10.5 | 9 | 2 | 83 | 69 | 215667760
COMFORTMAKER | C5H0V24*K*AAA* | EA*5X37M17A*+WALLCON | *80CTL0701716B* | 23800 | 24000 | 17 | 10.5 | 9 | 2 | 83 | 69 | 215667759
ARCOAIRE | H5H0V24*K*AAA* | EA*5X37M17A*+WALLCON | *80CTL0701716B* | 23800 | 24000 | 17 | 10.5 | 9 | 2 | 83 | 69 | 215667758
AIRQUEST | H5H0V24*K*AAA* | EA*5X37M17A*+WALLCON | *80CTL0701716B* | 23800 | 24000 | 17 | 10.5 | 9 | 2 | 83 | 69 | 215667757
HEIL | H5H0V24*K*AAA* | EA*5X37M17A*+WALLCON | *80CTL0701716B* | 23800 | 24000 | 17 | 10.5 | 9 | 2 | 83 | 69 | 215667756
TEMPSTAR | T5H0V24*K*AAA* | EA*5X37M17A*+WALLCON | *80CTL0701412B* | 23800 | 24000 | 17.5 | 10.5 | 9 | 2 | 83 | 69 | 215667755
KENMORE | (C,H,T)5H0V24*K*AAA* | EA*5X37M17A*+WALLCON | *80CTL0701412B* | 23800 | 24000 | 17.5 | 10.5 | 9 | 2 | 83 | 69 | 215667754
KEEPRITE | C5H0V24*K*AAA* | EA*5X37M17A*+WALLCON | *80CTL0701412B* | 23800 | 24000 | 17.5 | 10.5 | 9 | 2 | 83 | 69 | 215667753
DAY & NIGHT | C5H0V24*K*AAA* | EA*5X37M17A*+WALLCON | *80CTL0701412B* | 23800 | 24000 | 17.5 | 10.5 | 9 | 2 | 83 | 69 | 215667752
COMFORTMAKER | C5H0V24*K*AAA* | EA*5X37M17A*+WALLCON | *80CTL0701412B* | 23800 | 24000 | 17.5 | 10.5 | 9 | 2 | 83 | 69 | 215667751
ARCOAIRE | H5H0V24*K*AAA* | EA*5X37M17A*+WALLCON | *80CTL0701412B* | 23800 | 24000 | 17.5 | 10.5 | 9 | 2 | 83 | 69 | 215667750
AIRQUEST | H5H0V24*K*AAA* | EA*5X37M17A*+WALLCON | *80CTL0701412B* | 23800 | 24000 | 17.5 | 10.5 | 9 | 2 | 83 | 69 | 215667749
HEIL | H5H0V24*K*AAA* | EA*5X37M17A*+WALLCON | *80CTL0701412B* | 23800 | 24000 | 17.5 | 10.5 | 9 | 2 | 83 | 69 | 215667748
TEMPSTAR | T5H0V24*K*AAA* | EA*5X37M17A*+WALLCON | *80CTL0451712B* | 23600 | 24000 | 17 | 10 | 9 | 1.98 | 83 | 69 | 215667747
KENMORE | (C,H,T)5H0V24*K*AAA* | EA*5X37M17A*+WALLCON | *80CTL0451712B* | 23600 | 24000 | 17 | 10 | 9 | 1.98 | 83 | 69 | 215667746
KEEPRITE | C5H0V24*K*AAA* | EA*5X37M17A*+WALLCON | *80CTL0451712B* | 23600 | 24000 | 17 | 10 | 9 | 1.98 | 83 | 69 | 215667745
DAY & NIGHT | C5H0V24*K*AAA* | EA*5X37M17A*+WALLCON | *80CTL0451712B* | 23600 | 24000 | 17 | 10 | 9 | 1.98 | 83 | 69 | 215667744
COMFORTMAKER | C5H0V24*K*AAA* | EA*5X37M17A*+WALLCON | *80CTL0451712B* | 23600 | 24000 | 17 | 10 | 9 | 1.98 | 83 | 69 | 215667743
ARCOAIRE | H5H0V24*K*AAA* | EA*5X37M17A*+WALLCON | *80CTL0451712B* | 23600 | 24000 | 17 | 10 | 9 | 1.98 | 83 | 69 | 215667742
AIRQUEST | H5H0V24*K*AAA* | EA*5X37M17A*+WALLCON | *80CTL0451712B* | 23600 | 24000 | 17 | 10 | 9 | 1.98 | 83 | 69 | 215667741
HEIL | H5H0V24*K*AAA* | EA*5X37M17A*+WALLCON | *80CTL0451712B* | 23600 | 24000 | 17 | 10 | 9 | 1.98 | 83 | 69 | 215667740
TEMPSTAR | T5H0V24*K*AAA* | EA*5X37M17A*+WALLCON | *80CSU0601716A* | 23800 | 24000 | 17 | 10 | 9 | 2 | 83 | 69 | 215667739
KENMORE | (C,H,T)5H0V24*K*AAA* | EA*5X37M17A*+WALLCON | *80CSU0601716A* | 23800 | 24000 | 17 | 10 | 9 | 2 | 83 | 69 | 215667738
KEEPRITE | C5H0V24*K*AAA* | EA*5X37M17A*+WALLCON | *80CSU0601716A* | 23800 | 24000 | 17 | 10 | 9 | 2 | 83 | 69 | 215667737
DAY & NIGHT | C5H0V24*K*AAA* | EA*5X37M17A*+WALLCON | *80CSU0601716A* | 23800 | 24000 | 17 | 10 | 9 | 2 | 83 | 69 | 215667736
COMFORTMAKER | C5H0V24*K*AAA* | EA*5X37M17A*+WALLCON | *80CSU0601716A* | 23800 | 24000 | 17 | 10 | 9 | 2 | 83 | 69 | 215667735
ARCOAIRE | H5H0V24*K*AAA* | EA*5X37M17A*+WALLCON | *80CSU0601716A* | 23800 | 24000 | 17 | 10 | 9 | 2 | 83 | 69 | 215667734
HEIL | H5H0V24*K*AAA* | EVD5X38M17A*+WALLCON | *96CTN0601714B* | 24200 | 27800 | 19 | 10.5 | 8.5 | 1.84 | 71 | 58 | 215666889
TEMPSTAR | T5H0V24*K*AAA* | EVD5X38M17A*+WALLCON | *97CMN0801714B* | 24200 | 27800 | 19 | 11 | 8.5 | 1.84 | 71 | 58 | 215666869
KENMORE | (C,H,T)5H0V24*K*AAA* | EVD5X38M17A*+WALLCON | *97CMN0801714B* | 24200 | 27800 | 19 | 11 | 8.5 | 1.84 | 71 | 58 | 215666867
KEEPRITE | C5H0V24*K*AAA* | EVD5X38M17A*+WALLCON | *97CMN0801714B* | 24200 | 27800 | 19 | 11 | 8.5 | 1.84 | 71 | 58 | 215666864
DAY & NIGHT | C5H0V24*K*AAA* | EVD5X38M17A*+WALLCON | *97CMN0801714B* | 24200 | 27800 | 19 | 11 | 8.5 | 1.84 | 71 | 58 | 215666861
COMFORTMAKER | C5H0V24*K*AAA* | EVD5X38M17A*+WALLCON | *97CMN0801714B* | 24200 | 27800 | 19 | 11 | 8.5 | 1.84 | 71 | 58 | 215666859
ARCOAIRE | H5H0V24*K*AAA* | EVD5X38M17A*+WALLCON | *97CMN0801714B* | 24200 | 27800 | 19 | 11 | 8.5 | 1.84 | 71 | 58 | 215666857
AIRQUEST | H5H0V24*K*AAA* | EVD5X38M17A*+WALLCON | *97CMN0801714B* | 24200 | 27800 | 19 | 11 | 8.5 | 1.84 | 71 | 58 | 215666855
HEIL | H5H0V24*K*AAA* | EVD5X38M17A*+WALLCON | *97CMN0801714B* | 24200 | 27800 | 19 | 11 | 8.5 | 1.84 | 71 | 58 | 215666852
TEMPSTAR | T5H0V24*K*AAA* | EVD5X38M17A*+WALLCON | *97CMN0601714B* | 24200 | 28000 | 18.5 | 10.5 | 8.5 | 1.84 | 70 | 58 | 215666850
KENMORE | (C,H,T)5H0V24*K*AAA* | EVD5X38M17A*+WALLCON | *97CMN0601714B* | 24200 | 28000 | 18.5 | 10.5 | 8.5 | 1.84 | 70 | 58 | 215666848
KEEPRITE | C5H0V24*K*AAA* | EVD5X38M17A*+WALLCON | *97CMN0601714B* | 24200 | 28000 | 18.5 | 10.5 | 8.5 | 1.84 | 70 | 58 | 215666845
DAY & NIGHT | C5H0V24*K*AAA* | EVD5X38M17A*+WALLCON | *97CMN0601714B* | 24200 | 28000 | 18.5 | 10.5 | 8.5 | 1.84 | 70 | 58 | 215666843
COMFORTMAKER | C5H0V24*K*AAA* | EVD5X38M17A*+WALLCON | *97CMN0601714B* | 24200 | 28000 | 18.5 | 10.5 | 8.5 | 1.84 | 70 | 58 | 215666841
ARCOAIRE | H5H0V24*K*AAA* | EVD5X38M17A*+WALLCON | *97CMN0601714B* | 24200 | 28000 | 18.5 | 10.5 | 8.5 | 1.84 | 70 | 58 | 215666839
AIRQUEST | H5H0V24*K*AAA* | EVD5X38M17A*+WALLCON | *97CMN0601714B* | 24200 | 28000 | 18.5 | 10.5 | 8.5 | 1.84 | 70 | 58 | 215666836
HEIL | H5H0V24*K*AAA* | EVD5X38M17A*+WALLCON | *97CMN0601714B* | 24200 | 28000 | 18.5 | 10.5 | 8.5 | 1.84 | 70 | 58 | 215666834
TEMPSTAR | T5H0V24*K*AAA* | EVD5X38M17A*+WALLCON | *80CTL0901716B* | 24400 | 27800 | 19 | 11 | 8.5 | 1.84 | 71 | 58 | 215666832
KENMORE | (C,H,T)5H0V24*K*AAA* | EVD5X38M17A*+WALLCON | *80CTL0901716B* | 24400 | 27800 | 19 | 11 | 8.5 | 1.84 | 71 | 58 | 215666830
KEEPRITE | C5H0V24*K*AAA* | EVD5X38M17A*+WALLCON | *80CTL0901716B* | 24400 | 27800 | 19 | 11 | 8.5 | 1.84 | 71 | 58 | 215666827
DAY & NIGHT | C5H0V24*K*AAA* | EVD5X38M17A*+WALLCON | *80CTL0901716B* | 24400 | 27800 | 19 | 11 | 8.5 | 1.84 | 71 | 58 | 215666825
COMFORTMAKER | C5H0V24*K*AAA* | EVD5X38M17A*+WALLCON | *80CTL0901716B* | 24400 | 27800 | 19 | 11 | 8.5 | 1.84 | 71 | 58 | 215666823
ARCOAIRE | H5H0V24*K*AAA* | EVD5X38M17A*+WALLCON | *80CTL0901716B* | 24400 | 27800 | 19 | 11 | 8.5 | 1.84 | 71 | 58 | 215666820
AIRQUEST | H5H0V24*K*AAA* | EVD5X38M17A*+WALLCON | *80CTL0901716B* | 24400 | 27800 | 19 | 11 | 8.5 | 1.84 | 71 | 58 | 215666818
HEIL | H5H0V24*K*AAA* | EVD5X38M17A*+WALLCON | *80CTL0901716B* | 24400 | 27800 | 19 | 11 | 8.5 | 1.84 | 71 | 58 | 215666816
TEMPSTAR | T5H0V24*K*AAA* | EVD5X38M17A*+WALLCON | *80CTL0701716B* | 24400 | 27800 | 19 | 11 | 8.5 | 1.84 | 71 | 58 | 215666813
KENMORE | (C,H,T)5H0V24*K*AAA* | EVD5X38M17A*+WALLCON | *80CTL0701716B* | 24400 | 27800 | 19 | 11 | 8.5 | 1.84 | 71 | 58 | 215666811
KEEPRITE | C5H0V24*K*AAA* | EVD5X38M17A*+WALLCON | *80CTL0701716B* | 24400 | 27800 | 19 | 11 | 8.5 | 1.84 | 71 | 58 | 215666809
DAY & NIGHT | C5H0V24*K*AAA* | EVD5X38M17A*+WALLCON | *80CTL0701716B* | 24400 | 27800 | 19 | 11 | 8.5 | 1.84 | 71 | 58 | 215666807
COMFORTMAKER | C5H0V24*K*AAA* | EVD5X38M17A*+WALLCON | *80CTL0701716B* | 24400 | 27800 | 19 | 11 | 8.5 | 1.84 | 71 | 58 | 215666804
ARCOAIRE | H5H0V24*K*AAA* | EVD5X38M17A*+WALLCON | *80CTL0701716B* | 24400 | 27800 | 19 | 11 | 8.5 | 1.84 | 71 | 58 | 215666802
AIRQUEST | H5H0V24*K*AAA* | EVD5X38M17A*+WALLCON | *80CTL0701716B* | 24400 | 27800 | 19 | 11 | 8.5 | 1.84 | 71 | 58 | 215666800
HEIL | H5H0V24*K*AAA* | EVD5X38M17A*+WALLCON | *80CTL0701716B* | 24400 | 27800 | 19 | 11 | 8.5 | 1.84 | 71 | 58 | 215666798
TEMPSTAR | T5H0V24*K*AAA* | EVD5X38M17A*+WALLCON | *80CTL0701412B* | 24400 | 27800 | 19 | 10.5 | 8.5 | 1.84 | 71 | 58 | 215666796
KENMORE | (C,H,T)5H0V24*K*AAA* | EVD5X38M17A*+WALLCON | *80CTL0701412B* | 24400 | 27800 | 19 | 10.5 | 8.5 | 1.84 | 71 | 58 | 215666793
KEEPRITE | C5H0V24*K*AAA* | EVD5X38M17A*+WALLCON | *80CTL0701412B* | 24400 | 27800 | 19 | 10.5 | 8.5 | 1.84 | 71 | 58 | 215666791
DAY & NIGHT | C5H0V24*K*AAA* | EVD5X38M17A*+WALLCON | *80CTL0701412B* | 24400 | 27800 | 19 | 10.5 | 8.5 | 1.84 | 71 | 58 | 215666789
COMFORTMAKER | C5H0V24*K*AAA* | EVD5X38M17A*+WALLCON | *80CTL0701412B* | 24400 | 27800 | 19 | 10.5 | 8.5 | 1.84 | 71 | 58 | 215666787
ARCOAIRE | H5H0V24*K*AAA* | EVD5X38M17A*+WALLCON | *80CTL0701412B* | 24400 | 27800 | 19 | 10.5 | 8.5 | 1.84 | 71 | 58 | 215666784
AIRQUEST | H5H0V24*K*AAA* | EVD5X38M17A*+WALLCON | *80CTL0701412B* | 24400 | 27800 | 19 | 10.5 | 8.5 | 1.84 | 71 | 58 | 215666782
HEIL | H5H0V24*K*AAA* | EVD5X38M17A*+WALLCON | *80CTL0701412B* | 24400 | 27800 | 19 | 10.5 | 8.5 | 1.84 | 71 | 58 | 215666780
TEMPSTAR | T5H0V24*K*AAA* | EVD5X38M17A*+WALLCON | *80CTL0451712B* | 24200 | 28000 | 18.5 | 10.5 | 8.5 | 1.84 | 71 | 58 | 215666778
KENMORE | (C,H,T)5H0V24*K*AAA* | EVD5X38M17A*+WALLCON | *80CTL0451712B* | 24200 | 28000 | 18.5 | 10.5 | 8.5 | 1.84 | 71 | 58 | 215666773
KEEPRITE | C5H0V24*K*AAA* | EVD5X38M17A*+WALLCON | *80CTL0451712B* | 24200 | 28000 | 18.5 | 10.5 | 8.5 | 1.84 | 71 | 58 | 215666771
DAY & NIGHT | C5H0V24*K*AAA* | EVD5X38M17A*+WALLCON | *80CTL0451712B* | 24200 | 28000 | 18.5 | 10.5 | 8.5 | 1.84 | 71 | 58 | 215666769
COMFORTMAKER | C5H0V24*K*AAA* | EVD5X38M17A*+WALLCON | *80CTL0451712B* | 24200 | 28000 | 18.5 | 10.5 | 8.5 | 1.84 | 71 | 58 | 215666767
ARCOAIRE | H5H0V24*K*AAA* | EVD5X38M17A*+WALLCON | *80CTL0451712B* | 24200 | 28000 | 18.5 | 10.5 | 8.5 | 1.84 | 71 | 58 | 215666764
AIRQUEST | H5H0V24*K*AAA* | EVD5X38M17A*+WALLCON | *80CTL0451712B* | 24200 | 28000 | 18.5 | 10.5 | 8.5 | 1.84 | 71 | 58 | 215666762
TEMPSTAR | N5H8T24*K*AAA* | ESH5X36M12A* | *80CSU0401712A* | 23600 | 24800 | 17 | 12.5 | 8.1 | 2.08 | 59 | 45 | 215651769
MARATHERM | N5H8T24*K*AAA* | ESH5X36M12A* | *80CSU0401712A* | 23600 | 24800 | 17 | 12.5 | 8.1 | 2.08 | 59 | 45 | 215651767
KENMORE | N5H8T24*K*AAA* | ESH5X36M12A* | *80CSU0401712A* | 23600 | 24800 | 17 | 12.5 | 8.1 | 2.08 | 59 | 45 | 215651766
KEEPRITE | N5H8T24*K*AAA* | ESH5X36M12A* | *80CSU0401712A* | 23600 | 24800 | 17 | 12.5 | 8.1 | 2.08 | 59 | 45 | 215651764
DAY & NIGHT | N5H8T24*K*AAA* | ESH5X36M12A* | *80CSU0401712A* | 23600 | 24800 | 17 | 12.5 | 8.1 | 2.08 | 59 | 45 | 215651763
COMFORTMAKER | N5H8T24*K*AAA* | ESH5X36M12A* | *80CSU0401712A* | 23600 | 24800 | 17 | 12.5 | 8.1 | 2.08 | 59 | 45 | 215651761
ARCOAIRE | N5H8T24*K*AAA* | ESH5X36M12A* | *80CSU0401712A* | 23600 | 24800 | 17 | 12.5 | 8.1 | 2.08 | 59 | 45 | 215651760
AIRQUEST | N5H8T24*K*AAA* | ESH5X36M12A* | *80CSU0401712A* | 23600 | 24800 | 17 | 12.5 | 8.1 | 2.08 | 59 | 45 | 215651758
HEIL | N5H8T24*K*AAA* | ESH5X36M12A* | *80CSU0401712A* | 23600 | 24800 | 17 | 12.5 | 8.1 | 2.08 | 59 | 45 | 215651757
BRYANT HEATING AND COOLING SYSTEMS | PH8TAN524**AA* | CSAH*3612AM* | 83*CA36040C17*** | 23600 | 24800 | 17 | 12.5 | 8.1 | 2.08 | 59 | 45 | 215651755
BRYANT HEATING AND COOLING SYSTEMS | GH8TAN524**AA* | CSAH*3612AM* | 83*CA36040C17*** | 23600 | 24800 | 17 | 12.5 | 8.1 | 2.08 | 59 | 45 | 215651754
BRYANT HEATING AND COOLING SYSTEMS | 248TAN024**AA* | CSAH*3612AM* | 83*CA36040C17*** | 23600 | 24800 | 17 | 12.5 | 8.1 | 2.08 | 59 | 45 | 215651753
CARRIER | GH8TAN524**AA* | CSAH*3612AM* | 58CU*A040C17**12 | 23600 | 24800 | 17 | 12.5 | 8.1 | 2.08 | 59 | 45 | 215651751
CARRIER | 27TPA824A**30* | CSAH*3612AM* | 58CU*A040C17**12 | 23600 | 24800 | 17 | 12.5 | 8.1 | 2.08 | 59 | 45 | 215651750
TEMPSTAR | T5H0V24*K*AAA* | ESH5X36M12A*+WALLCON | *80CSU0601716A* | 23600 | 24000 | 16 | 10 | 8.5 | 1.88 | 83 | 69 | 215668291
KENMORE | (C,H,T)5H0V24*K*AAA* | ESH5X36M12A*+WALLCON | *80CSU0601716A* | 23600 | 24000 | 16 | 10 | 8.5 | 1.88 | 83 | 69 | 215668290
KEEPRITE | C5H0V24*K*AAA* | ESH5X36M12A*+WALLCON | *80CSU0601716A* | 23600 | 24000 | 16 | 10 | 8.5 | 1.88 | 83 | 69 | 215668289
DAY & NIGHT | C5H0V24*K*AAA* | ESH5X36M12A*+WALLCON | *80CSU0601716A* | 23600 | 24000 | 16 | 10 | 8.5 | 1.88 | 83 | 69 | 215668288
COMFORTMAKER | C5H0V24*K*AAA* | ESH5X36M12A*+WALLCON | *80CSU0601716A* | 23600 | 24000 | 16 | 10 | 8.5 | 1.88 | 83 | 69 | 215668287
ARCOAIRE | H5H0V24*K*AAA* | ESH5X36M12A*+WALLCON | *80CSU0601716A* | 23600 | 24000 | 16 | 10 | 8.5 | 1.88 | 83 | 69 | 215668286
AIRQUEST | H5H0V24*K*AAA* | ESH5X36M12A*+WALLCON | *80CSU0601716A* | 23600 | 24000 | 16 | 10 | 8.5 | 1.88 | 83 | 69 | 215668285
HEIL | H5H0V24*K*AAA* | ESH5X36M12A*+WALLCON | *80CSU0601716A* | 23600 | 24000 | 16 | 10 | 8.5 | 1.88 | 83 | 69 | 215668284
TEMPSTAR | T5H0V24*K*AAA* | ESH5X36M12A*+WALLCON | *80CSU0401712A* | 23600 | 24000 | 16 | 10 | 8.5 | 1.88 | 83 | 68 | 215668283
KENMORE | (C,H,T)5H0V24*K*AAA* | ESH5X36M12A*+WALLCON | *80CSU0401712A* | 23600 | 24000 | 16 | 10 | 8.5 | 1.88 | 83 | 68 | 215668282
KEEPRITE | C5H0V24*K*AAA* | ESH5X36M12A*+WALLCON | *80CSU0401712A* | 23600 | 24000 | 16 | 10 | 8.5 | 1.88 | 83 | 68 | 215668281
DAY & NIGHT | C5H0V24*K*AAA* | ESH5X36M12A*+WALLCON | *80CSU0401712A* | 23600 | 24000 | 16 | 10 | 8.5 | 1.88 | 83 | 68 | 215668280
COMFORTMAKER | C5H0V24*K*AAA* | ESH5X36M12A*+WALLCON | *80CSU0401712A* | 23600 | 24000 | 16 | 10 | 8.5 | 1.88 | 83 | 68 | 215668279
ARCOAIRE | H5H0V24*K*AAA* | ESH5X36M12A*+WALLCON | *80CSU0401712A* | 23600 | 24000 | 16 | 10 | 8.5 | 1.88 | 83 | 68 | 215668278
AIRQUEST | H5H0V24*K*AAA* | ESH5X36M12A*+WALLCON | *80CSU0401712A* | 23600 | 24000 | 16 | 10 | 8.5 | 1.88 | 83 | 68 | 215668277
HEIL | H5H0V24*K*AAA* | ESH5X36M12A*+WALLCON | *80CSU0401712A* | 23600 | 24000 | 16 | 10 | 8.5 | 1.88 | 83 | 68 | 215668276
TEMPSTAR | T5H0V24*K*AAA* | ESH5X30M12A*+WALLCON | *96CTN1002122B* | 23400 | 24400 | 15.5 | 10 | 8.5 | 1.98 | 82 | 68 | 215668267
KENMORE | (C,H,T)5H0V24*K*AAA* | ESH5X30M12A*+WALLCON | *96CTN1002122B* | 23400 | 24400 | 15.5 | 10 | 8.5 | 1.98 | 82 | 68 | 215668266
KEEPRITE | C5H0V24*K*AAA* | ESH5X30M12A*+WALLCON | *96CTN1002122B* | 23400 | 24400 | 15.5 | 10 | 8.5 | 1.98 | 82 | 68 | 215668265
DAY & NIGHT | C5H0V24*K*AAA* | ESH5X30M12A*+WALLCON | *96CTN1002122B* | 23400 | 24400 | 15.5 | 10 | 8.5 | 1.98 | 82 | 68 | 215668264
COMFORTMAKER | C5H0V24*K*AAA* | ESH5X30M12A*+WALLCON | *96CTN1002122B* | 23400 | 24400 | 15.5 | 10 | 8.5 | 1.98 | 82 | 68 | 215668263
ARCOAIRE | H5H0V24*K*AAA* | ESH5X30M12A*+WALLCON | *96CTN1002122B* | 23400 | 24400 | 15.5 | 10 | 8.5 | 1.98 | 82 | 68 | 215668262
AIRQUEST | H5H0V24*K*AAA* | ESH5X30M12A*+WALLCON | *96CTN1002122B* | 23400 | 24400 | 15.5 | 10 | 8.5 | 1.98 | 82 | 68 | 215668261
HEIL | H5H0V24*K*AAA* | ESH5X30M12A*+WALLCON | *96CTN1002122B* | 23400 | 24400 | 15.5 | 10 | 8.5 | 1.98 | 82 | 68 | 215668260
CARRIER | GH8TAN524**AA* | CAA**3721AM* | 58TP*B110V21**22 | 23800 | 25000 | 18 | 13 | 8.5 | 2.22 | 58 | 45 | 215648130
CARRIER | 27TPA824A**30* | CAA**3721AM* | 58TP*B110V21**22 | 23800 | 25000 | 18 | 13 | 8.5 | 2.22 | 58 | 45 | 215648128
TEMPSTAR | N5H8T24*K*AAA* | EA*5X37M21A* | *80VTL0902120B* | 23600 | 24800 | 17.5 | 13 | 8.1 | 2.1 | 59 | 45 | 215648126
KENMORE | N5H8T24*K*AAA* | EA*5X37M21A* | *80VTL0902120B* | 23600 | 24800 | 17.5 | 13 | 8.1 | 2.1 | 59 | 45 | 215648125
KEEPRITE | N5H8T24*K*AAA* | EA*5X37M21A* | *80VTL0902120B* | 23600 | 24800 | 17.5 | 13 | 8.1 | 2.1 | 59 | 45 | 215648124
DAY & NIGHT | N5H8T24*K*AAA* | EA*5X37M21A* | *80VTL0902120B* | 23600 | 24800 | 17.5 | 13 | 8.1 | 2.1 | 59 | 45 | 215648122
COMFORTMAKER | N5H8T24*K*AAA* | EA*5X37M21A* | *80VTL0902120B* | 23600 | 24800 | 17.5 | 13 | 8.1 | 2.1 | 59 | 45 | 215648120
ARCOAIRE | N5H8T24*K*AAA* | EA*5X37M21A* | *80VTL0902120B* | 23600 | 24800 | 17.5 | 13 | 8.1 | 2.1 | 59 | 45 | 215648119
AIRQUEST | N5H8T24*K*AAA* | EA*5X37M21A* | *80VTL0902120B* | 23600 | 24800 | 17.5 | 13 | 8.1 | 2.1 | 59 | 45 | 215648117
HEIL | N5H8T24*K*AAA* | EA*5X37M21A* | *80VTL0902120B* | 23600 | 24800 | 17.5 | 13 | 8.1 | 2.1 | 59 | 45 | 215648115
WEATHERMAKER | PH8TAN524**AA* | CAA**3721AM* | PG80VTLB60090C** | 23600 | 24800 | 17.5 | 13 | 8.1 | 2.1 | 59 | 45 | 215648114
BROCK | PH8TAN524**AA* | CAA**3721AM* | PG80VTLB60090C** | 23600 | 24800 | 17.5 | 13 | 8.1 | 2.1 | 59 | 45 | 215648112
PAYNE HEATING AND COOLING | PH8TAN524**AA* | CAA**3721AM* | PG80VTLB60090C** | 23600 | 24800 | 17.5 | 13 | 8.1 | 2.1 | 59 | 45 | 215648111
BRYANT HEATING AND COOLING SYSTEMS | PH8TAN524**AA* | CAA**3721AM* | 82*TB60090V21*** | 23600 | 24800 | 17.5 | 13 | 8.1 | 2.1 | 59 | 45 | 215648109
BRYANT HEATING AND COOLING SYSTEMS | GH8TAN524**AA* | CAA**3721AM* | 82*TB60090V21*** | 23600 | 24800 | 17.5 | 13 | 8.1 | 2.1 | 59 | 45 | 215648108
BRYANT HEATING AND COOLING SYSTEMS | 248TAN024**AA* | CAA**3721AM* | 82*TB60090V21*** | 23600 | 24800 | 17.5 | 13 | 8.1 | 2.1 | 59 | 45 | 215648106
CARRIER | GH8TAN524**AA* | CAA**3721AM* | 58TP*B090V21**20 | 23600 | 24800 | 17.5 | 13 | 8.1 | 2.1 | 59 | 45 | 215648105
CARRIER | 27TPA824A**30* | CAA**3721AM* | 58TP*B090V21**20 | 23600 | 24800 | 17.5 | 13 | 8.1 | 2.1 | 59 | 45 | 215648103
WEATHERMAKER | PH8TAN524**AA* | CAA**3721AM* | PG80VTLB48090B** | 23600 | 24800 | 18 | 13 | 8.1 | 2.1 | 59 | 45 | 215648101
BROCK | PH8TAN524**AA* | CAA**3721AM* | PG80VTLB48090B** | 23600 | 24800 | 18 | 13 | 8.1 | 2.1 | 59 | 45 | 215648100
PAYNE HEATING AND COOLING | PH8TAN524**AA* | CAA**3721AM* | PG80VTLB48090B** | 23600 | 24800 | 18 | 13 | 8.1 | 2.1 | 59 | 45 | 215648098
BRYANT HEATING AND COOLING SYSTEMS | PH8TAN524**AA* | CAA**3721AM* | 82*TB48090V17*** | 23600 | 24800 | 18 | 13 | 8.1 | 2.1 | 59 | 45 | 215648097
BRYANT HEATING AND COOLING SYSTEMS | GH8TAN524**AA* | CAA**3721AM* | 82*TB48090V17*** | 23600 | 24800 | 18 | 13 | 8.1 | 2.1 | 59 | 45 | 215648095
BRYANT HEATING AND COOLING SYSTEMS | 248TAN024**AA* | CAA**3721AM* | 82*TB48090V17*** | 23600 | 24800 | 18 | 13 | 8.1 | 2.1 | 59 | 45 | 215648094
CARRIER | GH8TAN524**AA* | CAA**3721AM* | 58TP*B090V17**16 | 23600 | 24800 | 18 | 13 | 8.1 | 2.1 | 59 | 45 | 215648092
CARRIER | 27TPA824A**30* | CAA**3721AM* | 58TP*B090V17**16 | 23600 | 24800 | 18 | 13 | 8.1 | 2.1 | 59 | 45 | 215648091
TEMPSTAR | N5H8T24*K*AAA* | EA*5X37M21A* | *80VTL0701716B* | 23600 | 24800 | 18 | 13 | 8.1 | 2.1 | 59 | 45 | 215648089
KENMORE | N5H8T24*K*AAA* | EA*5X37M21A* | *80VTL0701716B* | 23600 | 24800 | 18 | 13 | 8.1 | 2.1 | 59 | 45 | 215648088
KEEPRITE | N5H8T24*K*AAA* | EA*5X37M21A* | *80VTL0701716B* | 23600 | 24800 | 18 | 13 | 8.1 | 2.1 | 59 | 45 | 215648087
DAY & NIGHT | N5H8T24*K*AAA* | EA*5X37M21A* | *80VTL0701716B* | 23600 | 24800 | 18 | 13 | 8.1 | 2.1 | 59 | 45 | 215648085
COMFORTMAKER | N5H8T24*K*AAA* | EA*5X37M21A* | *80VTL0701716B* | 23600 | 24800 | 18 | 13 | 8.1 | 2.1 | 59 | 45 | 215648083
ARCOAIRE | N5H8T24*K*AAA* | EA*5X37M21A* | *80VTL0701716B* | 23600 | 24800 | 18 | 13 | 8.1 | 2.1 | 59 | 45 | 215648082
AIRQUEST | N5H8T24*K*AAA* | EA*5X37M21A* | *80VTL0701716B* | 23600 | 24800 | 18 | 13 | 8.1 | 2.1 | 59 | 45 | 215648081
HEIL | N5H8T24*K*AAA* | EA*5X37M21A* | *80VTL0701716B* | 23600 | 24800 | 18 | 13 | 8.1 | 2.1 | 59 | 45 | 215648079
WEATHERMAKER | PH8TAN524**AA* | CAA**3721AM* | PG80VTLB48070B** | 23600 | 24800 | 18 | 13 | 8.1 | 2.1 | 59 | 45 | 215648078
BROCK | PH8TAN524**AA* | CAA**3721AM* | PG80VTLB48070B** | 23600 | 24800 | 18 | 13 | 8.1 | 2.1 | 59 | 45 | 215648076
PAYNE HEATING AND COOLING | PH8TAN524**AA* | CAA**3721AM* | PG80VTLB48070B** | 23600 | 24800 | 18 | 13 | 8.1 | 2.1 | 59 | 45 | 215648075
KEEPRITE | N5H8T24*K*AAA* | EA*5X37M21A* | *95CSU0601716B* | 23600 | 24800 | 17.5 | 13 | 8.1 | 2.1 | 59 | 45 | 215648165
DAY & NIGHT | N5H8T24*K*AAA* | EA*5X37M21A* | *95CSU0601716B* | 23600 | 24800 | 17.5 | 13 | 8.1 | 2.1 | 59 | 45 | 215648164
COMFORTMAKER | N5H8T24*K*AAA* | EA*5X37M21A* | *95CSU0601716B* | 23600 | 24800 | 17.5 | 13 | 8.1 | 2.1 | 59 | 45 | 215648162
ARCOAIRE | N5H8T24*K*AAA* | EA*5X37M21A* | *95CSU0601716B* | 23600 | 24800 | 17.5 | 13 | 8.1 | 2.1 | 59 | 45 | 215648161
AIRQUEST | N5H8T24*K*AAA* | EA*5X37M21A* | *95CSU0601716B* | 23600 | 24800 | 17.5 | 13 | 8.1 | 2.1 | 59 | 45 | 215648159
HEIL | N5H8T24*K*AAA* | EA*5X37M21A* | *80CTL1102120B* | 23600 | 24800 | 17.5 | 13 | 8.1 | 2.1 | 59 | 45 | 215648054
BRYANT HEATING AND COOLING SYSTEMS | PH8TAN524**AA* | CAA**3721AM* | 88*TB60110C21*** | 23600 | 24800 | 17.5 | 13 | 8.1 | 2.1 | 59 | 45 | 215648053
BRYANT HEATING AND COOLING SYSTEMS | GH8TAN524**AA* | CAA**3721AM* | 88*TB60110C21*** | 23600 | 24800 | 17.5 | 13 | 8.1 | 2.1 | 59 | 45 | 215648051
BRYANT HEATING AND COOLING SYSTEMS | 248TAN024**AA* | CAA**3721AM* | 88*TB60110C21*** | 23600 | 24800 | 17.5 | 13 | 8.1 | 2.1 | 59 | 45 | 215648050
CARRIER | GH8TAN524**AA* | CAA**3721AM* | 58TN*B110C21**20 | 23600 | 24800 | 17.5 | 13 | 8.1 | 2.1 | 59 | 45 | 215648048
CARRIER | 27TPA824A**30* | CAA**3721AM* | 58TN*B110C21**20 | 23600 | 24800 | 17.5 | 13 | 8.1 | 2.1 | 59 | 45 | 215648047
TEMPSTAR | N5H8T24*K*AAA* | EA*5X37M21A* | *80CTL0902120B* | 23600 | 24800 | 17.5 | 13 | 8.1 | 2.1 | 59 | 45 | 215648045
MARATHERM | N5H8T24*K*AAA* | EA*5X37M21A* | *80CTL0902120B* | 23600 | 24800 | 17.5 | 13 | 8.1 | 2.1 | 59 | 45 | 215648044
KENMORE | N5H8T24*K*AAA* | EA*5X37M21A* | *80CTL0902120B* | 23600 | 24800 | 17.5 | 13 | 8.1 | 2.1 | 59 | 45 | 215648042
KEEPRITE | N5H8T24*K*AAA* | EA*5X37M21A* | *80CTL0902120B* | 23600 | 24800 | 17.5 | 13 | 8.1 | 2.1 | 59 | 45 | 215648041
DAY & NIGHT | N5H8T24*K*AAA* | EA*5X37M21A* | *80CTL0902120B* | 23600 | 24800 | 17.5 | 13 | 8.1 | 2.1 | 59 | 45 | 215648039
COMFORTMAKER | N5H8T24*K*AAA* | EA*5X37M21A* | *80CTL0902120B* | 23600 | 24800 | 17.5 | 13 | 8.1 | 2.1 | 59 | 45 | 215648038
ARCOAIRE | N5H8T24*K*AAA* | EA*5X37M21A* | *80CTL0902120B* | 23600 | 24800 | 17.5 | 13 | 8.1 | 2.1 | 59 | 45 | 215648036
AIRQUEST | N5H8T24*K*AAA* | EA*5X37M21A* | *80CTL0902120B* | 23600 | 24800 | 17.5 | 13 | 8.1 | 2.1 | 59 | 45 | 215648035
HEIL | N5H8T24*K*AAA* | EA*5X37M21A* | *80CTL0902120B* | 23600 | 24800 | 17.5 | 13 | 8.1 | 2.1 | 59 | 45 | 215648033
BRYANT HEATING AND COOLING SYSTEMS | PH8TAN524**AA* | CAA**3721AM* | 88*TB60090C21*** | 23600 | 24800 | 17.5 | 13 | 8.1 | 2.1 | 59 | 45 | 215648032
BRYANT HEATING AND COOLING SYSTEMS | GH8TAN524**AA* | CAA**3721AM* | 88*TB60090C21*** | 23600 | 24800 | 17.5 | 13 | 8.1 | 2.1 | 59 | 45 | 215648030
BRYANT HEATING AND COOLING SYSTEMS | 248TAN024**AA* | CAA**3721AM* | 88*TB60090C21*** | 23600 | 24800 | 17.5 | 13 | 8.1 | 2.1 | 59 | 45 | 215648029
CARRIER | GH8TAN524**AA* | CAA**3721AM* | 58TN*B090C21**20 | 23600 | 24800 | 17.5 | 13 | 8.1 | 2.1 | 59 | 45 | 215648027
CARRIER | 27TPA824A**30* | CAA**3721AM* | 58TN*B090C21**20 | 23600 | 24800 | 17.5 | 13 | 8.1 | 2.1 | 59 | 45 | 215648026
TEMPSTAR | N5H8T24*K*AAA* | EA*5X37M21A* | *80CTL0901716B* | 23600 | 24800 | 18 | 13 | 8.1 | 2.1 | 59 | 45 | 215648025
MARATHERM | N5H8T24*K*AAA* | EA*5X37M21A* | *80CTL0901716B* | 23600 | 24800 | 18 | 13 | 8.1 | 2.1 | 59 | 45 | 215648023
ARCOAIRE | H5H0V24*K*AAA* | EVD5X31M17A*+WALLCON | *80CTL0901716B* | 24200 | 27600 | 19 | 11 | 8.5 | 1.84 | 71 | 58 | 215665872
AIRQUEST | H5H0V24*K*AAA* | EVD5X31M17A*+WALLCON | *80CTL0901716B* | 24200 | 27600 | 19 | 11 | 8.5 | 1.84 | 71 | 58 | 215665869
HEIL | H5H0V24*K*AAA* | EVD5X31M17A*+WALLCON | *80CTL0901716B* | 24200 | 27600 | 19 | 11 | 8.5 | 1.84 | 71 | 58 | 215665867
TEMPSTAR | T5H0V24*K*AAA* | EVD5X31M17A*+WALLCON | *80CTL0701716B* | 24200 | 27600 | 19 | 10.5 | 8.5 | 1.86 | 71 | 59 | 215665864
KENMORE | (C,H,T)5H0V24*K*AAA* | EVD5X31M17A*+WALLCON | *80CTL0701716B* | 24200 | 27600 | 19 | 10.5 | 8.5 | 1.86 | 71 | 59 | 215665862
KEEPRITE | C5H0V24*K*AAA* | EVD5X31M17A*+WALLCON | *80CTL0701716B* | 24200 | 27600 | 19 | 10.5 | 8.5 | 1.86 | 71 | 59 | 215665860
DAY & NIGHT | C5H0V24*K*AAA* | EVD5X31M17A*+WALLCON | *80CTL0701716B* | 24200 | 27600 | 19 | 10.5 | 8.5 | 1.86 | 71 | 59 | 215665858
COMFORTMAKER | C5H0V24*K*AAA* | EVD5X31M17A*+WALLCON | *80CTL0701716B* | 24200 | 27600 | 19 | 10.5 | 8.5 | 1.86 | 71 | 59 | 215665856
ARCOAIRE | H5H0V24*K*AAA* | EVD5X31M17A*+WALLCON | *80CTL0701716B* | 24200 | 27600 | 19 | 10.5 | 8.5 | 1.86 | 71 | 59 | 215665853
AIRQUEST | H5H0V24*K*AAA* | EVD5X31M17A*+WALLCON | *80CTL0701716B* | 24200 | 27600 | 19 | 10.5 | 8.5 | 1.86 | 71 | 59 | 215665851
HEIL | H5H0V24*K*AAA* | EVD5X31M17A*+WALLCON | *80CTL0701716B* | 24200 | 27600 | 19 | 10.5 | 8.5 | 1.86 | 71 | 59 | 215665849
TEMPSTAR | T5H0V24*K*AAA* | EVD5X31M17A*+WALLCON | *80CTL0701412B* | 24200 | 27600 | 19 | 11 | 8.5 | 1.86 | 71 | 59 | 215665847
KENMORE | (C,H,T)5H0V24*K*AAA* | EVD5X31M17A*+WALLCON | *80CTL0701412B* | 24200 | 27600 | 19 | 11 | 8.5 | 1.86 | 71 | 59 | 215665844
KEEPRITE | C5H0V24*K*AAA* | EVD5X31M17A*+WALLCON | *80CTL0701412B* | 24200 | 27600 | 19 | 11 | 8.5 | 1.86 | 71 | 59 | 215665842
DAY & NIGHT | C5H0V24*K*AAA* | EVD5X31M17A*+WALLCON | *80CTL0701412B* | 24200 | 27600 | 19 | 11 | 8.5 | 1.86 | 71 | 59 | 215665840
COMFORTMAKER | C5H0V24*K*AAA* | EVD5X31M17A*+WALLCON | *80CTL0701412B* | 24200 | 27600 | 19 | 11 | 8.5 | 1.86 | 71 | 59 | 215665838
ARCOAIRE | H5H0V24*K*AAA* | EVD5X31M17A*+WALLCON | *80CTL0701412B* | 24200 | 27600 | 19 | 11 | 8.5 | 1.86 | 71 | 59 | 215665836
AIRQUEST | H5H0V24*K*AAA* | EVD5X31M17A*+WALLCON | *80CTL0701412B* | 24200 | 27600 | 19 | 11 | 8.5 | 1.86 | 71 | 59 | 215665834
HEIL | H5H0V24*K*AAA* | EVD5X31M17A*+WALLCON | *80CTL0701412B* | 24200 | 27600 | 19 | 11 | 8.5 | 1.86 | 71 | 59 | 215665831
TEMPSTAR | T5H0V24*K*AAA* | EVD5X31M17A*+WALLCON | *80CTL0451712B* | 24000 | 27800 | 18.5 | 10.5 | 8.5 | 1.84 | 71 | 59 | 215665829
KENMORE | (C,H,T)5H0V24*K*AAA* | EVD5X31M17A*+WALLCON | *80CTL0451712B* | 24000 | 27800 | 18.5 | 10.5 | 8.5 | 1.84 | 71 | 59 | 215665827
KEEPRITE | C5H0V24*K*AAA* | EVD5X31M17A*+WALLCON | *80CTL0451712B* | 24000 | 27800 | 18.5 | 10.5 | 8.5 | 1.84 | 71 | 59 | 215665824
DAY & NIGHT | C5H0V24*K*AAA* | EVD5X31M17A*+WALLCON | *80CTL0451712B* | 24000 | 27800 | 18.5 | 10.5 | 8.5 | 1.84 | 71 | 59 | 215665822
COMFORTMAKER | C5H0V24*K*AAA* | EVD5X31M17A*+WALLCON | *80CTL0451712B* | 24000 | 27800 | 18.5 | 10.5 | 8.5 | 1.84 | 71 | 59 | 215665820
ARCOAIRE | H5H0V24*K*AAA* | EVD5X31M17A*+WALLCON | *80CTL0451712B* | 24000 | 27800 | 18.5 | 10.5 | 8.5 | 1.84 | 71 | 59 | 215665818
AIRQUEST | H5H0V24*K*AAA* | EVD5X31M17A*+WALLCON | *80CTL0451712B* | 24000 | 27800 | 18.5 | 10.5 | 8.5 | 1.84 | 71 | 59 | 215665816
HEIL | H5H0V24*K*AAA* | EVD5X31M17A*+WALLCON | *80CTL0451712B* | 24000 | 27800 | 18.5 | 10.5 | 8.5 | 1.84 | 71 | 59 | 215665814
TEMPSTAR | T5H0V24*K*AAA* | EVD5X31M17A*+WALLCON | *80CSU0601716A* | 24200 | 27600 | 19 | 10.5 | 8.5 | 1.84 | 71 | 58 | 215665811
KENMORE | (C,H,T)5H0V24*K*AAA* | EVD5X31M17A*+WALLCON | *80CSU0601716A* | 24200 | 27600 | 19 | 10.5 | 8.5 | 1.84 | 71 | 58 | 215665809
KEEPRITE | C5H0V24*K*AAA* | EVD5X31M17A*+WALLCON | *80CSU0601716A* | 24200 | 27600 | 19 | 10.5 | 8.5 | 1.84 | 71 | 58 | 215665807
DAY & NIGHT | C5H0V24*K*AAA* | EVD5X31M17A*+WALLCON | *80CSU0601716A* | 24200 | 27600 | 19 | 10.5 | 8.5 | 1.84 | 71 | 58 | 215665805
COMFORTMAKER | C5H0V24*K*AAA* | EVD5X31M17A*+WALLCON | *80CSU0601716A* | 24200 | 27600 | 19 | 10.5 | 8.5 | 1.84 | 71 | 58 | 215665803
ARCOAIRE | H5H0V24*K*AAA* | EVD5X31M17A*+WALLCON | *80CSU0601716A* | 24200 | 27600 | 19 | 10.5 | 8.5 | 1.84 | 71 | 58 | 215665801
AIRQUEST | H5H0V24*K*AAA* | EVD5X31M17A*+WALLCON | *80CSU0601716A* | 24200 | 27600 | 19 | 10.5 | 8.5 | 1.84 | 71 | 58 | 215665799
HEIL | H5H0V24*K*AAA* | EVD5X31M17A*+WALLCON | *80CSU0601716A* | 24200 | 27600 | 19 | 10.5 | 8.5 | 1.84 | 71 | 58 | 215665797
TEMPSTAR | T5H0V24*K*AAA* | EVD5X31M17A*+WALLCON | *80CSU0401712A* | 24200 | 27600 | 19 | 10.5 | 8.5 | 1.84 | 71 | 58 | 215665794
KENMORE | (C,H,T)5H0V24*K*AAA* | EVD5X31M17A*+WALLCON | *80CSU0401712A* | 24200 | 27600 | 19 | 10.5 | 8.5 | 1.84 | 71 | 58 | 215665792
KEEPRITE | C5H0V24*K*AAA* | EVD5X31M17A*+WALLCON | *80CSU0401712A* | 24200 | 27600 | 19 | 10.5 | 8.5 | 1.84 | 71 | 58 | 215665790
DAY & NIGHT | C5H0V24*K*AAA* | EVD5X31M17A*+WALLCON | *80CSU0401712A* | 24200 | 27600 | 19 | 10.5 | 8.5 | 1.84 | 71 | 58 | 215665788
COMFORTMAKER | C5H0V24*K*AAA* | EVD5X31M17A*+WALLCON | *80CSU0401712A* | 24200 | 27600 | 19 | 10.5 | 8.5 | 1.84 | 71 | 58 | 215665786
ARCOAIRE | H5H0V24*K*AAA* | EVD5X31M17A*+WALLCON | *80CSU0401712A* | 24200 | 27600 | 19 | 10.5 | 8.5 | 1.84 | 71 | 58 | 215665784
AIRQUEST | H5H0V24*K*AAA* | EVD5X31M17A*+WALLCON | *80CSU0401712A* | 24200 | 27600 | 19 | 10.5 | 8.5 | 1.84 | 71 | 58 | 215665782
HEIL | H5H0V24*K*AAA* | EVD5X31M17A*+WALLCON | *80CSU0401712A* | 24200 | 27600 | 19 | 10.5 | 8.5 | 1.84 | 71 | 58 | 215665780
HEIL | H5H0V24*K*AAA* | EVM5X32M17A*+WALLCON | *80CSU0601716A* | 24400 | 27800 | 19 | 10.5 | 8.5 | 1.84 | 71 | 58 | 215664757
TEMPSTAR | T5H0V24*K*AAA* | EVM5X32M17A*+WALLCON | *80CSU0401712A* | 24400 | 27800 | 19.5 | 10.5 | 8.5 | 1.84 | 71 | 58 | 215664755
KENMORE | (C,H,T)5H0V24*K*AAA* | EVM5X32M17A*+WALLCON | *80CSU0401712A* | 24400 | 27800 | 19.5 | 10.5 | 8.5 | 1.84 | 71 | 58 | 215664752
KEEPRITE | C5H0V24*K*AAA* | EVM5X32M17A*+WALLCON | *80CSU0401712A* | 24400 | 27800 | 19.5 | 10.5 | 8.5 | 1.84 | 71 | 58 | 215664750
DAY & NIGHT | C5H0V24*K*AAA* | EVM5X32M17A*+WALLCON | *80CSU0401712A* | 24400 | 27800 | 19.5 | 10.5 | 8.5 | 1.84 | 71 | 58 | 215664747
COMFORTMAKER | C5H0V24*K*AAA* | EVM5X32M17A*+WALLCON | *80CSU0401712A* | 24400 | 27800 | 19.5 | 10.5 | 8.5 | 1.84 | 71 | 58 | 215664745
ARCOAIRE | H5H0V24*K*AAA* | EVM5X32M17A*+WALLCON | *80CSU0401712A* | 24400 | 27800 | 19.5 | 10.5 | 8.5 | 1.84 | 71 | 58 | 215664743
AIRQUEST | H5H0V24*K*AAA* | EVM5X32M17A*+WALLCON | *80CSU0401712A* | 24400 | 27800 | 19.5 | 10.5 | 8.5 | 1.84 | 71 | 58 | 215664741
HEIL | H5H0V24*K*AAA* | EVM5X32M17A*+WALLCON | *80CSU0401712A* | 24400 | 27800 | 19.5 | 10.5 | 8.5 | 1.84 | 71 | 58 | 215664739
TEMPSTAR | T5H0V24*K*AAA* | EVM5X31M17A*+WALLCON | *96CTN0801714B* | 24200 | 27600 | 19 | 10.5 | 8.5 | 1.86 | 71 | 59 | 215664736
KENMORE | (C,H,T)5H0V24*K*AAA* | EVM5X31M17A*+WALLCON | *96CTN0801714B* | 24200 | 27600 | 19 | 10.5 | 8.5 | 1.86 | 71 | 59 | 215664734
KEEPRITE | C5H0V24*K*AAA* | EVM5X31M17A*+WALLCON | *96CTN0801714B* | 24200 | 27600 | 19 | 10.5 | 8.5 | 1.86 | 71 | 59 | 215664732
DAY & NIGHT | C5H0V24*K*AAA* | EVM5X31M17A*+WALLCON | *96CTN0801714B* | 24200 | 27600 | 19 | 10.5 | 8.5 | 1.86 | 71 | 59 | 215664730
COMFORTMAKER | C5H0V24*K*AAA* | EVM5X31M17A*+WALLCON | *96CTN0801714B* | 24200 | 27600 | 19 | 10.5 | 8.5 | 1.86 | 71 | 59 | 215664728
ARCOAIRE | H5H0V24*K*AAA* | EVM5X31M17A*+WALLCON | *96CTN0801714B* | 24200 | 27600 | 19 | 10.5 | 8.5 | 1.86 | 71 | 59 | 215664726
AIRQUEST | H5H0V24*K*AAA* | EVM5X31M17A*+WALLCON | *96CTN0801714B* | 24200 | 27600 | 19 | 10.5 | 8.5 | 1.86 | 71 | 59 | 215664724
HEIL | H5H0V24*K*AAA* | EVM5X31M17A*+WALLCON | *96CTN0801714B* | 24200 | 27600 | 19 | 10.5 | 8.5 | 1.86 | 71 | 59 | 215664722
TEMPSTAR | T5H0V24*K*AAA* | EVM5X31M17A*+WALLCON | *96CTN0601714B* | 24000 | 27800 | 18.5 | 10.5 | 8.5 | 1.84 | 71 | 59 | 215664719
KENMORE | (C,H,T)5H0V24*K*AAA* | EVM5X31M17A*+WALLCON | *96CTN0601714B* | 24000 | 27800 | 18.5 | 10.5 | 8.5 | 1.84 | 71 | 59 | 215664717
KEEPRITE | C5H0V24*K*AAA* | EVM5X31M17A*+WALLCON | *96CTN0601714B* | 24000 | 27800 | 18.5 | 10.5 | 8.5 | 1.84 | 71 | 59 | 215664715
DAY & NIGHT | C5H0V24*K*AAA* | EVM5X31M17A*+WALLCON | *96CTN0601714B* | 24000 | 27800 | 18.5 | 10.5 | 8.5 | 1.84 | 71 | 59 | 215664713
COMFORTMAKER | C5H0V24*K*AAA* | EVM5X31M17A*+WALLCON | *96CTN0601714B* | 24000 | 27800 | 18.5 | 10.5 | 8.5 | 1.84 | 71 | 59 | 215664711
ARCOAIRE | H5H0V24*K*AAA* | EVM5X31M17A*+WALLCON | *96CTN0601714B* | 24000 | 27800 | 18.5 | 10.5 | 8.5 | 1.84 | 71 | 59 | 215664708
AIRQUEST | H5H0V24*K*AAA* | EVM5X31M17A*+WALLCON | *96CTN0601714B* | 24000 | 27800 | 18.5 | 10.5 | 8.5 | 1.84 | 71 | 59 | 215664706
HEIL | H5H0V24*K*AAA* | EVM5X31M17A*+WALLCON | *96CTN0601714B* | 24000 | 27800 | 18.5 | 10.5 | 8.5 | 1.84 | 71 | 59 | 215664704
TEMPSTAR | T5H0V24*K*AAA* | EVM5X31M17A*+WALLCON | *97CMN0801714B* | 24000 | 27800 | 18.5 | 10.5 | 8.5 | 1.84 | 71 | 58 | 215664684
KENMORE | (C,H,T)5H0V24*K*AAA* | EVM5X31M17A*+WALLCON | *97CMN0801714B* | 24000 | 27800 | 18.5 | 10.5 | 8.5 | 1.84 | 71 | 58 | 215664682
KEEPRITE | C5H0V24*K*AAA* | EVM5X31M17A*+WALLCON | *97CMN0801714B* | 24000 | 27800 | 18.5 | 10.5 | 8.5 | 1.84 | 71 | 58 | 215664680
DAY & NIGHT | C5H0V24*K*AAA* | EVM5X31M17A*+WALLCON | *97CMN0801714B* | 24000 | 27800 | 18.5 | 10.5 | 8.5 | 1.84 | 71 | 58 | 215664678
COMFORTMAKER | C5H0V24*K*AAA* | EVM5X31M17A*+WALLCON | *97CMN0801714B* | 24000 | 27800 | 18.5 | 10.5 | 8.5 | 1.84 | 71 | 58 | 215664676
ARCOAIRE | H5H0V24*K*AAA* | EVM5X31M17A*+WALLCON | *97CMN0801714B* | 24000 | 27800 | 18.5 | 10.5 | 8.5 | 1.84 | 71 | 58 | 215664674
AIRQUEST | H5H0V24*K*AAA* | EVM5X31M17A*+WALLCON | *97CMN0801714B* | 24000 | 27800 | 18.5 | 10.5 | 8.5 | 1.84 | 71 | 58 | 215664672
HEIL | H5H0V24*K*AAA* | EVM5X31M17A*+WALLCON | *97CMN0801714B* | 24000 | 27800 | 18.5 | 10.5 | 8.5 | 1.84 | 71 | 58 | 215664670
TEMPSTAR | T5H0V24*K*AAA* | EVM5X31M17A*+WALLCON | *97CMN0601714B* | 24000 | 27800 | 18.5 | 10.5 | 8.5 | 1.84 | 71 | 59 | 215664667
KENMORE | (C,H,T)5H0V24*K*AAA* | EVM5X31M17A*+WALLCON | *97CMN0601714B* | 24000 | 27800 | 18.5 | 10.5 | 8.5 | 1.84 | 71 | 59 | 215664665
KEEPRITE | C5H0V24*K*AAA* | EVM5X31M17A*+WALLCON | *97CMN0601714B* | 24000 | 27800 | 18.5 | 10.5 | 8.5 | 1.84 | 71 | 59 | 215664663
DAY & NIGHT | C5H0V24*K*AAA* | EVM5X31M17A*+WALLCON | *97CMN0601714B* | 24000 | 27800 | 18.5 | 10.5 | 8.5 | 1.84 | 71 | 59 | 215664660
COMFORTMAKER | C5H0V24*K*AAA* | EVM5X31M17A*+WALLCON | *97CMN0601714B* | 24000 | 27800 | 18.5 | 10.5 | 8.5 | 1.84 | 71 | 59 | 215664658
ARCOAIRE | H5H0V24*K*AAA* | EVM5X31M17A*+WALLCON | *97CMN0601714B* | 24000 | 27800 | 18.5 | 10.5 | 8.5 | 1.84 | 71 | 59 | 215664656
AIRQUEST | H5H0V24*K*AAA* | EVM5X31M17A*+WALLCON | *97CMN0601714B* | 24000 | 27800 | 18.5 | 10.5 | 8.5 | 1.84 | 71 | 59 | 215664654
HEIL | H5H0V24*K*AAA* | EVM5X31M17A*+WALLCON | *97CMN0601714B* | 24000 | 27800 | 18.5 | 10.5 | 8.5 | 1.84 | 71 | 59 | 215664651
TEMPSTAR | T5H0V24*K*AAA* | EVM5X31M17A*+WALLCON | *80CTL0901716B* | 24200 | 27600 | 19 | 11 | 8.5 | 1.86 | 71 | 59 | 215664649
KENMORE | (C,H,T)5H0V24*K*AAA* | EVM5X31M17A*+WALLCON | *80CTL0901716B* | 24200 | 27600 | 19 | 11 | 8.5 | 1.86 | 71 | 59 | 215664647
KEEPRITE | C5H0V24*K*AAA* | EVM5X31M17A*+WALLCON | *80CTL0901716B* | 24200 | 27600 | 19 | 11 | 8.5 | 1.86 | 71 | 59 | 215664645
DAY & NIGHT | C5H0V24*K*AAA* | EVM5X31M17A*+WALLCON | *80CTL0901716B* | 24200 | 27600 | 19 | 11 | 8.5 | 1.86 | 71 | 59 | 215664642
COMFORTMAKER | C5H0V24*K*AAA* | EVM5X31M17A*+WALLCON | *80CTL0901716B* | 24200 | 27600 | 19 | 11 | 8.5 | 1.86 | 71 | 59 | 215664640
ARCOAIRE | H5H0V24*K*AAA* | EVM5X31M17A*+WALLCON | *80CTL0901716B* | 24200 | 27600 | 19 | 11 | 8.5 | 1.86 | 71 | 59 | 215664638
AIRQUEST | H5H0V24*K*AAA* | EVM5X31M17A*+WALLCON | *80CTL0901716B* | 24200 | 27600 | 19 | 11 | 8.5 | 1.86 | 71 | 59 | 215664636
BRYANT HEATING AND COOLING SYSTEMS | GH8TAN524**AA* | CAA**3721AM* | 935SB66100M21*** | 23800 | 24800 | 18 | 13 | 8.1 | 2.12 | 59 | 45 | 215648516
BRYANT HEATING AND COOLING SYSTEMS | 248TAN024**AA* | CAA**3721AM* | 935SB66100M21*** | 23800 | 24800 | 18 | 13 | 8.1 | 2.12 | 59 | 45 | 215648515
CARRIER | GH8TAN524**AA* | CAA**3721AM* | 59SU5B100M21**22 | 23800 | 24800 | 18 | 13 | 8.1 | 2.12 | 59 | 45 | 215648513
CARRIER | 27TPA824A**30* | CAA**3721AM* | 59SU5B100M21**22 | 23800 | 24800 | 18 | 13 | 8.1 | 2.12 | 59 | 45 | 215648512
TEMPSTAR | N5H8T24*K*AAA* | EA*5X37M21A* | *95MSU1002120A* | 23800 | 25000 | 18 | 13 | 8.5 | 2.22 | 58 | 45 | 215648510
MARATHERM | N5H8T24*K*AAA* | EA*5X37M21A* | *95MSU1002120A* | 23800 | 25000 | 18 | 13 | 8.5 | 2.22 | 58 | 45 | 215648509
KENMORE | N5H8T24*K*AAA* | EA*5X37M21A* | *95MSU1002120A* | 23800 | 25000 | 18 | 13 | 8.5 | 2.22 | 58 | 45 | 215648507
KEEPRITE | N5H8T24*K*AAA* | EA*5X37M21A* | *95MSU1002120A* | 23800 | 25000 | 18 | 13 | 8.5 | 2.22 | 58 | 45 | 215648506
DAY & NIGHT | N5H8T24*K*AAA* | EA*5X37M21A* | *95MSU1002120A* | 23800 | 25000 | 18 | 13 | 8.5 | 2.22 | 58 | 45 | 215648504
COMFORTMAKER | N5H8T24*K*AAA* | EA*5X37M21A* | *95MSU1002120A* | 23800 | 25000 | 18 | 13 | 8.5 | 2.22 | 58 | 45 | 215648503
ARCOAIRE | N5H8T24*K*AAA* | EA*5X37M21A* | *95MSU1002120A* | 23800 | 25000 | 18 | 13 | 8.5 | 2.22 | 58 | 45 | 215648502
AIRQUEST | N5H8T24*K*AAA* | EA*5X37M21A* | *95MSU1002120A* | 23800 | 25000 | 18 | 13 | 8.5 | 2.22 | 58 | 45 | 215648500
HEIL | N5H8T24*K*AAA* | EA*5X37M21A* | *95MSU1002120A* | 23800 | 25000 | 18 | 13 | 8.5 | 2.22 | 58 | 45 | 215648499
WEATHERMAKER | PH8TAN524**AA* | CAA**3721AM* | PG95MSUA60100C** | 23800 | 25000 | 18 | 13 | 8.5 | 2.22 | 58 | 45 | 215648497
BROCK | PH8TAN524**AA* | CAA**3721AM* | PG95MSUA60100C** | 23800 | 25000 | 18 | 13 | 8.5 | 2.22 | 58 | 45 | 215648496
PAYNE HEATING AND COOLING | PH8TAN524**AA* | CAA**3721AM* | PG95MSUA60100C** | 23800 | 25000 | 18 | 13 | 8.5 | 2.22 | 58 | 45 | 215648494
BRYANT HEATING AND COOLING SYSTEMS | PH8TAN524**AA* | CAA**3721AM* | 935SB60100M21*** | 23800 | 25000 | 18 | 13 | 8.5 | 2.22 | 58 | 45 | 215648493
BRYANT HEATING AND COOLING SYSTEMS | GH8TAN524**AA* | CAA**3721AM* | 935SB60100M21*** | 23800 | 25000 | 18 | 13 | 8.5 | 2.22 | 58 | 45 | 215648491
BRYANT HEATING AND COOLING SYSTEMS | 248TAN024**AA* | CAA**3721AM* | 935SB60100M21*** | 23800 | 25000 | 18 | 13 | 8.5 | 2.22 | 58 | 45 | 215648490
CARRIER | GH8TAN524**AA* | CAA**3721AM* | 59SU5B100M21**20 | 23800 | 25000 | 18 | 13 | 8.5 | 2.22 | 58 | 45 | 215648488
CARRIER | 27TPA824A**30* | CAA**3721AM* | 59SU5B100M21**20 | 23800 | 25000 | 18 | 13 | 8.5 | 2.22 | 58 | 45 | 215648487
TEMPSTAR | N5H8T24*K*AAA* | EA*5X37M21A* | *95MSU0802120A* | 23600 | 24800 | 17.5 | 13 | 8.1 | 2.1 | 58 | 45 | 215648485
MARATHERM | N5H8T24*K*AAA* | EA*5X37M21A* | *95MSU0802120A* | 23600 | 24800 | 17.5 | 13 | 8.1 | 2.1 | 58 | 45 | 215648484
KENMORE | N5H8T24*K*AAA* | EA*5X37M21A* | *95MSU0802120A* | 23600 | 24800 | 17.5 | 13 | 8.1 | 2.1 | 58 | 45 | 215648483
KEEPRITE | N5H8T24*K*AAA* | EA*5X37M21A* | *95MSU0802120A* | 23600 | 24800 | 17.5 | 13 | 8.1 | 2.1 | 58 | 45 | 215648481
DAY & NIGHT | N5H8T24*K*AAA* | EA*5X37M21A* | *95MSU0802120A* | 23600 | 24800 | 17.5 | 13 | 8.1 | 2.1 | 58 | 45 | 215648480
COMFORTMAKER | N5H8T24*K*AAA* | EA*5X37M21A* | *95MSU0802120A* | 23600 | 24800 | 17.5 | 13 | 8.1 | 2.1 | 58 | 45 | 215648478
ARCOAIRE | N5H8T24*K*AAA* | EA*5X37M21A* | *95MSU0802120A* | 23600 | 24800 | 17.5 | 13 | 8.1 | 2.1 | 58 | 45 | 215648476
AIRQUEST | N5H8T24*K*AAA* | EA*5X37M21A* | *95MSU0802120A* | 23600 | 24800 | 17.5 | 13 | 8.1 | 2.1 | 58 | 45 | 215648475
HEIL | N5H8T24*K*AAA* | EA*5X37M21A* | *95MSU0802120A* | 23600 | 24800 | 17.5 | 13 | 8.1 | 2.1 | 58 | 45 | 215648474
WEATHERMAKER | PH8TAN524**AA* | CAA**3721AM* | PG95MSUA60080C** | 23600 | 24800 | 17.5 | 13 | 8.1 | 2.1 | 58 | 45 | 215648472
BROCK | PH8TAN524**AA* | CAA**3721AM* | PG95MSUA60080C** | 23600 | 24800 | 17.5 | 13 | 8.1 | 2.1 | 58 | 45 | 215648471
PAYNE HEATING AND COOLING | PH8TAN524**AA* | CAA**3721AM* | PG95MSUA60080C** | 23600 | 24800 | 17.5 | 13 | 8.1 | 2.1 | 58 | 45 | 215648470
BRYANT HEATING AND COOLING SYSTEMS | PH8TAN524**AA* | CAA**3721AM* | 935SB60080M21*** | 23600 | 24800 | 17.5 | 13 | 8.1 | 2.1 | 58 | 45 | 215648469
BRYANT HEATING AND COOLING SYSTEMS | GH8TAN524**AA* | CAA**3721AM* | 935SB60080M21*** | 23600 | 24800 | 17.5 | 13 | 8.1 | 2.1 | 58 | 45 | 215648467
BRYANT HEATING AND COOLING SYSTEMS | 248TAN024**AA* | CAA**3721AM* | 935SB60080M21*** | 23600 | 24800 | 17.5 | 13 | 8.1 | 2.1 | 58 | 45 | 215648466
CARRIER | GH8TAN524**AA* | CAA**3721AM* | 59SU5B080M21**20 | 23600 | 24800 | 17.5 | 13 | 8.1 | 2.1 | 58 | 45 | 215648464
CARRIER | 27TPA824A**30* | CAA**3721AM* | 59SU5B080M21**20 | 23600 | 24800 | 17.5 | 13 | 8.1 | 2.1 | 58 | 45 | 215648463
BROCK | PH8TAN524**AA* | CAA**3721AM* | PG96VTAB48080B** | 23600 | 25000 | 17.5 | 13 | 8.1 | 2.08 | 58 | 45 | 215648676
PAYNE HEATING AND COOLING | PH8TAN524**AA* | CAA**3721AM* | PG96VTAB48080B** | 23600 | 25000 | 17.5 | 13 | 8.1 | 2.08 | 58 | 45 | 215648675
BRYANT HEATING AND COOLING SYSTEMS | PH8TAN524**AA* | CAA**3721AM* | 926TC48080V17*** | 23600 | 25000 | 17.5 | 13 | 8.1 | 2.08 | 58 | 45 | 215648673
BRYANT HEATING AND COOLING SYSTEMS | GH8TAN524**AA* | CAA**3721AM* | 926TC48080V17*** | 23600 | 25000 | 17.5 | 13 | 8.1 | 2.08 | 58 | 45 | 215648672
BRYANT HEATING AND COOLING SYSTEMS | 248TAN024**AA* | CAA**3721AM* | 926TC48080V17*** | 23600 | 25000 | 17.5 | 13 | 8.1 | 2.08 | 58 | 45 | 215648670
CARRIER | GH8TAN524**AA* | CAA**3721AM* | GG96VTAB48080B** | 23600 | 25000 | 17.5 | 13 | 8.1 | 2.08 | 58 | 45 | 215648669
CARRIER | GH8TAN524**AA* | CAA**3721AM* | 59TP6C080V17**16 | 23600 | 25000 | 17.5 | 13 | 8.1 | 2.08 | 58 | 45 | 215648668
CARRIER | 27TPA824A**30* | CAA**3721AM* | GG96VTAB48080B** | 23600 | 25000 | 17.5 | 13 | 8.1 | 2.08 | 58 | 45 | 215648666
CARRIER | 27TPA824A**30* | CAA**3721AM* | 59TP6C080V17**16 | 23600 | 25000 | 17.5 | 13 | 8.1 | 2.08 | 58 | 45 | 215648665
TEMPSTAR | N5H8T24*K*AAA* | EA*5X37M21A* | *96VTN0601716B* | 23600 | 25000 | 18 | 13 | 8.1 | 2.1 | 59 | 45 | 215648664
KENMORE | N5H8T24*K*AAA* | EA*5X37M21A* | *96VTN0601716B* | 23600 | 25000 | 18 | 13 | 8.1 | 2.1 | 59 | 45 | 215648662
KEEPRITE | N5H8T24*K*AAA* | EA*5X37M21A* | *96VTN0601716B* | 23600 | 25000 | 18 | 13 | 8.1 | 2.1 | 59 | 45 | 215648661
DAY & NIGHT | N5H8T24*K*AAA* | EA*5X37M21A* | *96VTN0601716B* | 23600 | 25000 | 18 | 13 | 8.1 | 2.1 | 59 | 45 | 215648659
COMFORTMAKER | N5H8T24*K*AAA* | EA*5X37M21A* | *96VTN0601716B* | 23600 | 25000 | 18 | 13 | 8.1 | 2.1 | 59 | 45 | 215648658
ARCOAIRE | N5H8T24*K*AAA* | EA*5X37M21A* | *96VTN1002120B* | 23600 | 24800 | 18 | 13 | 8.1 | 2.1 | 58 | 45 | 215648730
TEMPSTAR | N5H8T24*K*AAA* | EA*5X37M21A* | *95MSU0601716A* | 23600 | 24800 | 17.5 | 13 | 8.1 | 2.1 | 59 | 45 | 215648461
MARATHERM | N5H8T24*K*AAA* | EA*5X37M21A* | *95MSU0601716A* | 23600 | 24800 | 17.5 | 13 | 8.1 | 2.1 | 59 | 45 | 215648460
KENMORE | N5H8T24*K*AAA* | EA*5X37M21A* | *95MSU0601716A* | 23600 | 24800 | 17.5 | 13 | 8.1 | 2.1 | 59 | 45 | 215648459
KEEPRITE | N5H8T24*K*AAA* | EA*5X37M21A* | *95MSU0601716A* | 23600 | 24800 | 17.5 | 13 | 8.1 | 2.1 | 59 | 45 | 215648458
DAY & NIGHT | N5H8T24*K*AAA* | EA*5X37M21A* | *95MSU0601716A* | 23600 | 24800 | 17.5 | 13 | 8.1 | 2.1 | 59 | 45 | 215648456
COMFORTMAKER | N5H8T24*K*AAA* | EA*5X37M21A* | *95MSU0601716A* | 23600 | 24800 | 17.5 | 13 | 8.1 | 2.1 | 59 | 45 | 215648455
ARCOAIRE | N5H8T24*K*AAA* | EA*5X37M21A* | *95MSU0601716A* | 23600 | 24800 | 17.5 | 13 | 8.1 | 2.1 | 59 | 45 | 215648453
AIRQUEST | N5H8T24*K*AAA* | EA*5X37M21A* | *95MSU0601716A* | 23600 | 24800 | 17.5 | 13 | 8.1 | 2.1 | 59 | 45 | 215648452
HEIL | N5H8T24*K*AAA* | EA*5X37M21A* | *95MSU0601716A* | 23600 | 24800 | 17.5 | 13 | 8.1 | 2.1 | 59 | 45 | 215648451
WEATHERMAKER | PH8TAN524**AA* | CAA**3721AM* | PG95MSUA48060B** | 23600 | 24800 | 17.5 | 13 | 8.1 | 2.1 | 59 | 45 | 215648449
BROCK | PH8TAN524**AA* | CAA**3721AM* | PG95MSUA48060B** | 23600 | 24800 | 17.5 | 13 | 8.1 | 2.1 | 59 | 45 | 215648448
HEIL | H5H0V24*K*AAA* | EA*5X37M21A*+WALLCON | *97CMN0801714B* | 24000 | 23600 | 17.5 | 10.5 | 9 | 2 | 83 | 69 | 215667900
TEMPSTAR | T5H0V24*K*AAA* | EA*5X37M21A*+WALLCON | *97CMN0602120B* | 24000 | 23800 | 17 | 10.5 | 9 | 2.02 | 83 | 69 | 215667899
KENMORE | (C,H,T)5H0V24*K*AAA* | EA*5X37M21A*+WALLCON | *97CMN0602120B* | 24000 | 23800 | 17 | 10.5 | 9 | 2.02 | 83 | 69 | 215667898
KEEPRITE | C5H0V24*K*AAA* | EA*5X37M21A*+WALLCON | *97CMN0602120B* | 24000 | 23800 | 17 | 10.5 | 9 | 2.02 | 83 | 69 | 215667897
DAY & NIGHT | C5H0V24*K*AAA* | EA*5X37M21A*+WALLCON | *97CMN0602120B* | 24000 | 23800 | 17 | 10.5 | 9 | 2.02 | 83 | 69 | 215667896
COMFORTMAKER | C5H0V24*K*AAA* | EA*5X37M21A*+WALLCON | *97CMN0602120B* | 24000 | 23800 | 17 | 10.5 | 9 | 2.02 | 83 | 69 | 215667895
ARCOAIRE | H5H0V24*K*AAA* | EA*5X37M21A*+WALLCON | *97CMN0602120B* | 24000 | 23800 | 17 | 10.5 | 9 | 2.02 | 83 | 69 | 215667894
AIRQUEST | H5H0V24*K*AAA* | EA*5X37M21A*+WALLCON | *97CMN0602120B* | 24000 | 23800 | 17 | 10.5 | 9 | 2.02 | 83 | 69 | 215667893
HEIL | H5H0V24*K*AAA* | EA*5X37M21A*+WALLCON | *97CMN0602120B* | 24000 | 23800 | 17 | 10.5 | 9 | 2.02 | 83 | 69 | 215667892
TEMPSTAR | T5H0V24*K*AAA* | EA*5X37M21A*+WALLCON | *97CMN0601714B* | 24000 | 23800 | 17 | 10.5 | 9 | 2.02 | 83 | 69 | 215667891
KENMORE | (C,H,T)5H0V24*K*AAA* | EA*5X37M21A*+WALLCON | *97CMN0601714B* | 24000 | 23800 | 17 | 10.5 | 9 | 2.02 | 83 | 69 | 215667890
KEEPRITE | C5H0V24*K*AAA* | EA*5X37M21A*+WALLCON | *97CMN0601714B* | 24000 | 23800 | 17 | 10.5 | 9 | 2.02 | 83 | 69 | 215667889
DAY & NIGHT | C5H0V24*K*AAA* | EA*5X37M21A*+WALLCON | *97CMN0601714B* | 24000 | 23800 | 17 | 10.5 | 9 | 2.02 | 83 | 69 | 215667888
COMFORTMAKER | C5H0V24*K*AAA* | EA*5X37M21A*+WALLCON | *97CMN0601714B* | 24000 | 23800 | 17 | 10.5 | 9 | 2.02 | 83 | 69 | 215667887
ARCOAIRE | H5H0V24*K*AAA* | EA*5X37M21A*+WALLCON | *97CMN0601714B* | 24000 | 23800 | 17 | 10.5 | 9 | 2.02 | 83 | 69 | 215667886
AIRQUEST | H5H0V24*K*AAA* | EA*5X37M21A*+WALLCON | *97CMN0601714B* | 24000 | 23800 | 17 | 10.5 | 9 | 2.02 | 83 | 69 | 215667885
HEIL | H5H0V24*K*AAA* | EA*5X37M21A*+WALLCON | *97CMN0601714B* | 24000 | 23800 | 17 | 10.5 | 9 | 2.02 | 83 | 69 | 215667884
TEMPSTAR | T5H0V24*K*AAA* | EA*5X37M21A*+WALLCON | *95CSU1002122B* | 24000 | 23600 | 17 | 10.5 | 9 | 2.02 | 83 | 69 | 215667883
KENMORE | (C,H,T)5H0V24*K*AAA* | EA*5X37M21A*+WALLCON | *95CSU1002122B* | 24000 | 23600 | 17 | 10.5 | 9 | 2.02 | 83 | 69 | 215667882
KEEPRITE | C5H0V24*K*AAA* | EA*5X37M21A*+WALLCON | *95CSU1002122B* | 24000 | 23600 | 17 | 10.5 | 9 | 2.02 | 83 | 69 | 215667881
DAY & NIGHT | C5H0V24*K*AAA* | EA*5X37M21A*+WALLCON | *95CSU1002122B* | 24000 | 23600 | 17 | 10.5 | 9 | 2.02 | 83 | 69 | 215667880
COMFORTMAKER | C5H0V24*K*AAA* | EA*5X37M21A*+WALLCON | *95CSU1002122B* | 24000 | 23600 | 17 | 10.5 | 9 | 2.02 | 83 | 69 | 215667879
ARCOAIRE | H5H0V24*K*AAA* | EA*5X37M21A*+WALLCON | *95CSU1002122B* | 24000 | 23600 | 17 | 10.5 | 9 | 2.02 | 83 | 69 | 215667878
AIRQUEST | H5H0V24*K*AAA* | EA*5X37M21A*+WALLCON | *95CSU1002122B* | 24000 | 23600 | 17 | 10.5 | 9 | 2.02 | 83 | 69 | 215667877
HEIL | H5H0V24*K*AAA* | EA*5X37M21A*+WALLCON | *95CSU1002122B* | 24000 | 23600 | 17 | 10.5 | 9 | 2.02 | 83 | 69 | 215667876
TEMPSTAR | T5H0V24*K*AAA* | EA*5X37M21A*+WALLCON | *80CTL1102120B* | 24000 | 23600 | 17.5 | 10.5 | 9 | 2.02 | 83 | 69 | 215667875
KENMORE | (C,H,T)5H0V24*K*AAA* | EA*5X37M21A*+WALLCON | *80CTL1102120B* | 24000 | 23600 | 17.5 | 10.5 | 9 | 2.02 | 83 | 69 | 215667874
KEEPRITE | C5H0V24*K*AAA* | EA*5X37M21A*+WALLCON | *80CTL1102120B* | 24000 | 23600 | 17.5 | 10.5 | 9 | 2.02 | 83 | 69 | 215667873
DAY & NIGHT | C5H0V24*K*AAA* | EA*5X37M21A*+WALLCON | *80CTL1102120B* | 24000 | 23600 | 17.5 | 10.5 | 9 | 2.02 | 83 | 69 | 215667872
COMFORTMAKER | C5H0V24*K*AAA* | EA*5X37M21A*+WALLCON | *80CTL1102120B* | 24000 | 23600 | 17.5 | 10.5 | 9 | 2.02 | 83 | 69 | 215667871
ARCOAIRE | H5H0V24*K*AAA* | EA*5X37M21A*+WALLCON | *80CTL1102120B* | 24000 | 23600 | 17.5 | 10.5 | 9 | 2.02 | 83 | 69 | 215667870
AIRQUEST | H5H0V24*K*AAA* | EA*5X37M21A*+WALLCON | *80CTL1102120B* | 24000 | 23600 | 17.5 | 10.5 | 9 | 2.02 | 83 | 69 | 215667869
HEIL | H5H0V24*K*AAA* | EA*5X37M21A*+WALLCON | *80CTL1102120B* | 24000 | 23600 | 17.5 | 10.5 | 9 | 2.02 | 83 | 69 | 215667868
TEMPSTAR | T5H0V24*K*AAA* | EA*5X37M21A*+WALLCON | *80CTL0902120B* | 24000 | 23600 | 17.5 | 10.5 | 9 | 2.02 | 83 | 69 | 215667867
KENMORE | (C,H,T)5H0V24*K*AAA* | EA*5X37M21A*+WALLCON | *80CTL0902120B* | 24000 | 23600 | 17.5 | 10.5 | 9 | 2.02 | 83 | 69 | 215667866
KEEPRITE | C5H0V24*K*AAA* | EA*5X37M21A*+WALLCON | *80CTL0902120B* | 24000 | 23600 | 17.5 | 10.5 | 9 | 2.02 | 83 | 69 | 215667865
DAY & NIGHT | C5H0V24*K*AAA* | EA*5X37M21A*+WALLCON | *80CTL0902120B* | 24000 | 23600 | 17.5 | 10.5 | 9 | 2.02 | 83 | 69 | 215667864
COMFORTMAKER | C5H0V24*K*AAA* | EA*5X37M21A*+WALLCON | *80CTL0902120B* | 24000 | 23600 | 17.5 | 10.5 | 9 | 2.02 | 83 | 69 | 215667863
ARCOAIRE | H5H0V24*K*AAA* | EA*5X37M21A*+WALLCON | *80CTL0902120B* | 24000 | 23600 | 17.5 | 10.5 | 9 | 2.02 | 83 | 69 | 215667862
AIRQUEST | H5H0V24*K*AAA* | EA*5X37M21A*+WALLCON | *80CTL0902120B* | 24000 | 23600 | 17.5 | 10.5 | 9 | 2.02 | 83 | 69 | 215667861
HEIL | H5H0V24*K*AAA* | EA*5X37M21A*+WALLCON | *80CTL0902120B* | 24000 | 23600 | 17.5 | 10.5 | 9 | 2.02 | 83 | 69 | 215667860
TEMPSTAR | T5H0V24*K*AAA* | EA*5X37M21A*+WALLCON | *80CTL0901716B* | 24000 | 23600 | 17.5 | 10.5 | 9 | 2.02 | 83 | 69 | 215667859
KENMORE | (C,H,T)5H0V24*K*AAA* | EA*5X37M21A*+WALLCON | *80CTL0901716B* | 24000 | 23600 | 17.5 | 10.5 | 9 | 2.02 | 83 | 69 | 215667858
KEEPRITE | C5H0V24*K*AAA* | EA*5X37M21A*+WALLCON | *80CTL0901716B* | 24000 | 23600 | 17.5 | 10.5 | 9 | 2.02 | 83 | 69 | 215667857
DAY & NIGHT | C5H0V24*K*AAA* | EA*5X37M21A*+WALLCON | *80CTL0901716B* | 24000 | 23600 | 17.5 | 10.5 | 9 | 2.02 | 83 | 69 | 215667856
COMFORTMAKER | C5H0V24*K*AAA* | EA*5X37M21A*+WALLCON | *80CTL0901716B* | 24000 | 23600 | 17.5 | 10.5 | 9 | 2.02 | 83 | 69 | 215667855
ARCOAIRE | H5H0V24*K*AAA* | EA*5X37M21A*+WALLCON | *80CTL0901716B* | 24000 | 23600 | 17.5 | 10.5 | 9 | 2.02 | 83 | 69 | 215667854
AIRQUEST | H5H0V24*K*AAA* | EA*5X37M21A*+WALLCON | *80CTL0901716B* | 24000 | 23600 | 17.5 | 10.5 | 9 | 2.02 | 83 | 69 | 215667853
HEIL | H5H0V24*K*AAA* | EA*5X37M21A*+WALLCON | *80CTL0901716B* | 24000 | 23600 | 17.5 | 10.5 | 9 | 2.02 | 83 | 69 | 215667852
TEMPSTAR | T5H0V24*K*AAA* | EA*5X37M21A*+WALLCON | *80CTL0702120B* | 24000 | 23600 | 17.5 | 10.5 | 9 | 2.02 | 83 | 69 | 215667851
KENMORE | (C,H,T)5H0V24*K*AAA* | EA*5X37M21A*+WALLCON | *80CTL0702120B* | 24000 | 23600 | 17.5 | 10.5 | 9 | 2.02 | 83 | 69 | 215667850
KEEPRITE | C5H0V24*K*AAA* | EA*5X37M21A*+WALLCON | *80CTL0702120B* | 24000 | 23600 | 17.5 | 10.5 | 9 | 2.02 | 83 | 69 | 215667849
DAY & NIGHT | C5H0V24*K*AAA* | EA*5X37M21A*+WALLCON | *80CTL0702120B* | 24000 | 23600 | 17.5 | 10.5 | 9 | 2.02 | 83 | 69 | 215667848
COMFORTMAKER | C5H0V24*K*AAA* | EA*5X37M21A*+WALLCON | *80CTL0702120B* | 24000 | 23600 | 17.5 | 10.5 | 9 | 2.02 | 83 | 69 | 215667847
ARCOAIRE | H5H0V24*K*AAA* | EA*5X37M21A*+WALLCON | *80CTL0702120B* | 24000 | 23600 | 17.5 | 10.5 | 9 | 2.02 | 83 | 69 | 215667846
AIRQUEST | H5H0V24*K*AAA* | EA*5X37M21A*+WALLCON | *80CTL0702120B* | 24000 | 23600 | 17.5 | 10.5 | 9 | 2.02 | 83 | 69 | 215667845
AIRQUEST | H5H0V24*K*AAA* | EVD5X38M17A*+WALLCON | *96CTN0601714B* | 24200 | 27800 | 19 | 10.5 | 8.5 | 1.84 | 71 | 58 | 215666892
ARCOAIRE | H5H0V24*K*AAA* | EVD5X38M17A*+WALLCON | *96CTN0601714B* | 24200 | 27800 | 19 | 10.5 | 8.5 | 1.84 | 71 | 58 | 215666894
COMFORTMAKER | C5H0V24*K*AAA* | EVD5X38M17A*+WALLCON | *96CTN0601714B* | 24200 | 27800 | 19 | 10.5 | 8.5 | 1.84 | 71 | 58 | 215666896
DAY & NIGHT | C5H0V24*K*AAA* | EVD5X38M17A*+WALLCON | *96CTN0601714B* | 24200 | 27800 | 19 | 10.5 | 8.5 | 1.84 | 71 | 58 | 215666899
KEEPRITE | C5H0V24*K*AAA* | EVD5X38M17A*+WALLCON | *96CTN0601714B* | 24200 | 27800 | 19 | 10.5 | 8.5 | 1.84 | 71 | 58 | 215666901
KENMORE | (C,H,T)5H0V24*K*AAA* | EVD5X38M17A*+WALLCON | *96CTN0601714B* | 24200 | 27800 | 19 | 10.5 | 8.5 | 1.84 | 71 | 58 | 215666903
TEMPSTAR | T5H0V24*K*AAA* | EVD5X38M17A*+WALLCON | *96CTN0601714B* | 24200 | 27800 | 19 | 10.5 | 8.5 | 1.84 | 71 | 58 | 215666906
HEIL | H5H0V24*K*AAA* | EVD5X38M17A*+WALLCON | *96CTN0801714B* | 24400 | 27800 | 19 | 11 | 8.5 | 1.84 | 71 | 58 | 215666908
AIRQUEST | H5H0V24*K*AAA* | EVD5X38M17A*+WALLCON | *96CTN0801714B* | 24400 | 27800 | 19 | 11 | 8.5 | 1.84 | 71 | 58 | 215666911
ARCOAIRE | H5H0V24*K*AAA* | EVD5X38M17A*+WALLCON | *96CTN0801714B* | 24400 | 27800 | 19 | 11 | 8.5 | 1.84 | 71 | 58 | 215666913
COMFORTMAKER | C5H0V24*K*AAA* | EVD5X38M17A*+WALLCON | *96CTN0801714B* | 24400 | 27800 | 19 | 11 | 8.5 | 1.84 | 71 | 58 | 215666916
DAY & NIGHT | C5H0V24*K*AAA* | EVD5X38M17A*+WALLCON | *96CTN0801714B* | 24400 | 27800 | 19 | 11 | 8.5 | 1.84 | 71 | 58 | 215666919
KEEPRITE | C5H0V24*K*AAA* | EVD5X38M17A*+WALLCON | *96CTN0801714B* | 24400 | 27800 | 19 | 11 | 8.5 | 1.84 | 71 | 58 | 215666921
KENMORE | (C,H,T)5H0V24*K*AAA* | EVD5X38M17A*+WALLCON | *96CTN0801714B* | 24400 | 27800 | 19 | 11 | 8.5 | 1.84 | 71 | 58 | 215666923
TEMPSTAR | T5H0V24*K*AAA* | EVD5X38M17A*+WALLCON | *96CTN0801714B* | 24400 | 27800 | 19 | 11 | 8.5 | 1.84 | 71 | 58 | 215666925
HEIL | H5H0V24*K*AAA* | EA*5X24M14A*+WALLCON | *80CTL0701412B* | 22800 | 24600 | 17 | 10 | 9 | 1.94 | 83 | 69 | 215666928
AIRQUEST | H5H0V24*K*AAA* | EA*5X24M14A*+WALLCON | *80CTL0701412B* | 22800 | 24600 | 17 | 10 | 9 | 1.94 | 83 | 69 | 215666930
ARCOAIRE | H5H0V24*K*AAA* | EA*5X24M14A*+WALLCON | *80CTL0701412B* | 22800 | 24600 | 17 | 10 | 9 | 1.94 | 83 | 69 | 215666932
COMFORTMAKER | C5H0V24*K*AAA* | EA*5X24M14A*+WALLCON | *80CTL0701412B* | 22800 | 24600 | 17 | 10 | 9 | 1.94 | 83 | 69 | 215666934
DAY & NIGHT | C5H0V24*K*AAA* | EA*5X24M14A*+WALLCON | *80CTL0701412B* | 22800 | 24600 | 17 | 10 | 9 | 1.94 | 83 | 69 | 215666936
KEEPRITE | C5H0V24*K*AAA* | EA*5X24M14A*+WALLCON | *80CTL0701412B* | 22800 | 24600 | 17 | 10 | 9 | 1.94 | 83 | 69 | 215666938
KENMORE | (C,H,T)5H0V24*K*AAA* | EA*5X24M14A*+WALLCON | *80CTL0701412B* | 22800 | 24600 | 17 | 10 | 9 | 1.94 | 83 | 69 | 215666940
TEMPSTAR | T5H0V24*K*AAA* | EA*5X24M14A*+WALLCON | *80CTL0701412B* | 22800 | 24600 | 17 | 10 | 9 | 1.94 | 83 | 69 | 215666942
HEIL | H5H0V24*K*AAA* | EA*5X24M17A*+WALLCON | *80CSU0401712A* | 22800 | 24600 | 16.5 | 10 | 9 | 1.96 | 82 | 68 | 215666962
AIRQUEST | H5H0V24*K*AAA* | EA*5X24M17A*+WALLCON | *80CSU0401712A* | 22800 | 24600 | 16.5 | 10 | 9 | 1.96 | 82 | 68 | 215666964
ARCOAIRE | H5H0V24*K*AAA* | EA*5X24M17A*+WALLCON | *80CSU0401712A* | 22800 | 24600 | 16.5 | 10 | 9 | 1.96 | 82 | 68 | 215666966
COMFORTMAKER | C5H0V24*K*AAA* | EA*5X24M17A*+WALLCON | *80CSU0401712A* | 22800 | 24600 | 16.5 | 10 | 9 | 1.96 | 82 | 68 | 215666968
DAY & NIGHT | C5H0V24*K*AAA* | EA*5X24M17A*+WALLCON | *80CSU0401712A* | 22800 | 24600 | 16.5 | 10 | 9 | 1.96 | 82 | 68 | 215666970
KEEPRITE | C5H0V24*K*AAA* | EA*5X24M17A*+WALLCON | *80CSU0401712A* | 22800 | 24600 | 16.5 | 10 | 9 | 1.96 | 82 | 68 | 215666973
KENMORE | (C,H,T)5H0V24*K*AAA* | EA*5X24M17A*+WALLCON | *80CSU0401712A* | 22800 | 24600 | 16.5 | 10 | 9 | 1.96 | 82 | 68 | 215666975
TEMPSTAR | T5H0V24*K*AAA* | EA*5X24M17A*+WALLCON | *80CSU0401712A* | 22800 | 24600 | 16.5 | 10 | 9 | 1.96 | 82 | 68 | 215666977
HEIL | H5H0V24*K*AAA* | EA*5X24M17A*+WALLCON | *80CSU0601716A* | 22800 | 24600 | 16.5 | 10 | 9 | 1.96 | 83 | 68 | 215666980
AIRQUEST | H5H0V24*K*AAA* | EA*5X24M17A*+WALLCON | *80CSU0601716A* | 22800 | 24600 | 16.5 | 10 | 9 | 1.96 | 83 | 68 | 215666982
ARCOAIRE | H5H0V24*K*AAA* | EA*5X24M17A*+WALLCON | *80CSU0601716A* | 22800 | 24600 | 16.5 | 10 | 9 | 1.96 | 83 | 68 | 215666984
COMFORTMAKER | C5H0V24*K*AAA* | EA*5X24M17A*+WALLCON | *80CSU0601716A* | 22800 | 24600 | 16.5 | 10 | 9 | 1.96 | 83 | 68 | 215666986
DAY & NIGHT | C5H0V24*K*AAA* | EA*5X24M17A*+WALLCON | *80CSU0601716A* | 22800 | 24600 | 16.5 | 10 | 9 | 1.96 | 83 | 68 | 215666989
KEEPRITE | C5H0V24*K*AAA* | EA*5X24M17A*+WALLCON | *80CSU0601716A* | 22800 | 24600 | 16.5 | 10 | 9 | 1.96 | 83 | 68 | 215666991
KENMORE | (C,H,T)5H0V24*K*AAA* | EA*5X24M17A*+WALLCON | *80CSU0601716A* | 22800 | 24600 | 16.5 | 10 | 9 | 1.96 | 83 | 68 | 215666993
TEMPSTAR | T5H0V24*K*AAA* | EA*5X24M17A*+WALLCON | *80CSU0601716A* | 22800 | 24600 | 16.5 | 10 | 9 | 1.96 | 83 | 68 | 215666995
HEIL | H5H0V24*K*AAA* | EA*5X24M17A*+WALLCON | *80CTL0701412B* | 22800 | 24600 | 17 | 10 | 9 | 1.96 | 83 | 68 | 215667017
TEMPSTAR | T5H0V24*K*AAA* | EVD5X37M21A*+WALLCON | *80CSU0601716A* | 24000 | 27400 | 19 | 10.5 | 8.5 | 1.86 | 71 | 59 | 215666458
KENMORE | (C,H,T)5H0V24*K*AAA* | EVD5X37M21A*+WALLCON | *80CSU0601716A* | 24000 | 27400 | 19 | 10.5 | 8.5 | 1.86 | 71 | 59 | 215666456
KEEPRITE | C5H0V24*K*AAA* | EVD5X37M21A*+WALLCON | *80CSU0601716A* | 24000 | 27400 | 19 | 10.5 | 8.5 | 1.86 | 71 | 59 | 215666454
DAY & NIGHT | C5H0V24*K*AAA* | EVD5X37M21A*+WALLCON | *80CSU0601716A* | 24000 | 27400 | 19 | 10.5 | 8.5 | 1.86 | 71 | 59 | 215666452
COMFORTMAKER | C5H0V24*K*AAA* | EVD5X37M21A*+WALLCON | *80CSU0601716A* | 24000 | 27400 | 19 | 10.5 | 8.5 | 1.86 | 71 | 59 | 215666449
ARCOAIRE | H5H0V24*K*AAA* | EVD5X37M21A*+WALLCON | *80CSU0601716A* | 24000 | 27400 | 19 | 10.5 | 8.5 | 1.86 | 71 | 59 | 215666447
AIRQUEST | H5H0V24*K*AAA* | EVD5X37M21A*+WALLCON | *80CSU0601716A* | 24000 | 27400 | 19 | 10.5 | 8.5 | 1.86 | 71 | 59 | 215666444
HEIL | H5H0V24*K*AAA* | EVD5X37M21A*+WALLCON | *80CSU0601716A* | 24000 | 27400 | 19 | 10.5 | 8.5 | 1.86 | 71 | 59 | 215666442
TEMPSTAR | T5H0V24*K*AAA* | EVD5X37M21A*+WALLCON | *80CSU0401712A* | 24000 | 27400 | 19 | 10.5 | 8.5 | 1.86 | 71 | 59 | 215666439
KENMORE | (C,H,T)5H0V24*K*AAA* | EVD5X37M21A*+WALLCON | *80CSU0401712A* | 24000 | 27400 | 19 | 10.5 | 8.5 | 1.86 | 71 | 59 | 215666437
KEEPRITE | C5H0V24*K*AAA* | EVD5X37M21A*+WALLCON | *80CSU0401712A* | 24000 | 27400 | 19 | 10.5 | 8.5 | 1.86 | 71 | 59 | 215666435
DAY & NIGHT | C5H0V24*K*AAA* | EVD5X37M21A*+WALLCON | *80CSU0401712A* | 24000 | 27400 | 19 | 10.5 | 8.5 | 1.86 | 71 | 59 | 215666432
COMFORTMAKER | C5H0V24*K*AAA* | EVD5X37M21A*+WALLCON | *80CSU0401712A* | 24000 | 27400 | 19 | 10.5 | 8.5 | 1.86 | 71 | 59 | 215666430
ARCOAIRE | H5H0V24*K*AAA* | EVD5X37M21A*+WALLCON | *80CSU0401712A* | 24000 | 27400 | 19 | 10.5 | 8.5 | 1.86 | 71 | 59 | 215666428
AIRQUEST | H5H0V24*K*AAA* | EVD5X37M21A*+WALLCON | *80CSU0401712A* | 24000 | 27400 | 19 | 10.5 | 8.5 | 1.86 | 71 | 59 | 215666426
HEIL | H5H0V24*K*AAA* | EVD5X37M21A*+WALLCON | *80CSU0401712A* | 24000 | 27400 | 19 | 10.5 | 8.5 | 1.86 | 71 | 59 | 215666424
HEIL | H5H0V24*K*AAA* | EVD5X31M17A*+WALLCON | *97CMN0601714B* | 24000 | 27800 | 18.5 | 10.5 | 8.5 | 1.84 | 71 | 59 | 215665886
TEMPSTAR | T5H0V24*K*AAA* | EVD5X31M17A*+WALLCON | *80CTL0901716B* | 24200 | 27600 | 19 | 11 | 8.5 | 1.84 | 71 | 58 | 215665884
KENMORE | (C,H,T)5H0V24*K*AAA* | EVD5X31M17A*+WALLCON | *80CTL0901716B* | 24200 | 27600 | 19 | 11 | 8.5 | 1.84 | 71 | 58 | 215665881
KEEPRITE | C5H0V24*K*AAA* | EVD5X31M17A*+WALLCON | *80CTL0901716B* | 24200 | 27600 | 19 | 11 | 8.5 | 1.84 | 71 | 58 | 215665879
DAY & NIGHT | C5H0V24*K*AAA* | EVD5X31M17A*+WALLCON | *80CTL0901716B* | 24200 | 27600 | 19 | 11 | 8.5 | 1.84 | 71 | 58 | 215665876
COMFORTMAKER | C5H0V24*K*AAA* | EVD5X31M17A*+WALLCON | *80CTL0901716B* | 24200 | 27600 | 19 | 11 | 8.5 | 1.84 | 71 | 58 | 215665874
HEIL | H5H0V24*K*AAA* | EVD5X37M21A*+WALLCON | *97CMN0801714B* | 24000 | 27400 | 18.5 | 10.5 | 8.5 | 1.84 | 71 | 59 | 215666642
TEMPSTAR | T5H0V24*K*AAA* | EVD5X37M21A*+WALLCON | *97CMN0602120B* | 24000 | 27400 | 18 | 10.5 | 8.5 | 1.84 | 71 | 59 | 215666639
KENMORE | (C,H,T)5H0V24*K*AAA* | EVD5X37M21A*+WALLCON | *97CMN0602120B* | 24000 | 27400 | 18 | 10.5 | 8.5 | 1.84 | 71 | 59 | 215666637
KEEPRITE | C5H0V24*K*AAA* | EVD5X37M21A*+WALLCON | *97CMN0602120B* | 24000 | 27400 | 18 | 10.5 | 8.5 | 1.84 | 71 | 59 | 215666635
DAY & NIGHT | C5H0V24*K*AAA* | EVD5X37M21A*+WALLCON | *97CMN0602120B* | 24000 | 27400 | 18 | 10.5 | 8.5 | 1.84 | 71 | 59 | 215666633
COMFORTMAKER | C5H0V24*K*AAA* | EVD5X37M21A*+WALLCON | *97CMN0602120B* | 24000 | 27400 | 18 | 10.5 | 8.5 | 1.84 | 71 | 59 | 215666630
ARCOAIRE | H5H0V24*K*AAA* | EVD5X37M21A*+WALLCON | *97CMN0602120B* | 24000 | 27400 | 18 | 10.5 | 8.5 | 1.84 | 71 | 59 | 215666628
AIRQUEST | H5H0V24*K*AAA* | EVD5X37M21A*+WALLCON | *97CMN0602120B* | 24000 | 27400 | 18 | 10.5 | 8.5 | 1.84 | 71 | 59 | 215666626
HEIL | H5H0V24*K*AAA* | EVD5X37M21A*+WALLCON | *97CMN0602120B* | 24000 | 27400 | 18 | 10.5 | 8.5 | 1.84 | 71 | 59 | 215666624
TEMPSTAR | T5H0V24*K*AAA* | EVD5X37M21A*+WALLCON | *97CMN0601714B* | 23800 | 27400 | 18.5 | 10.5 | 8.5 | 1.84 | 71 | 59 | 215666621
KENMORE | (C,H,T)5H0V24*K*AAA* | EVD5X37M21A*+WALLCON | *97CMN0601714B* | 23800 | 27400 | 18.5 | 10.5 | 8.5 | 1.84 | 71 | 59 | 215666619
KEEPRITE | C5H0V24*K*AAA* | EVD5X37M21A*+WALLCON | *97CMN0601714B* | 23800 | 27400 | 18.5 | 10.5 | 8.5 | 1.84 | 71 | 59 | 215666616
DAY & NIGHT | C5H0V24*K*AAA* | EVD5X37M21A*+WALLCON | *97CMN0601714B* | 23800 | 27400 | 18.5 | 10.5 | 8.5 | 1.84 | 71 | 59 | 215666615
COMFORTMAKER | C5H0V24*K*AAA* | EVD5X37M21A*+WALLCON | *97CMN0601714B* | 23800 | 27400 | 18.5 | 10.5 | 8.5 | 1.84 | 71 | 59 | 215666613
ARCOAIRE | H5H0V24*K*AAA* | EVD5X37M21A*+WALLCON | *97CMN0601714B* | 23800 | 27400 | 18.5 | 10.5 | 8.5 | 1.84 | 71 | 59 | 215666611
AIRQUEST | H5H0V24*K*AAA* | EVD5X37M21A*+WALLCON | *97CMN0601714B* | 23800 | 27400 | 18.5 | 10.5 | 8.5 | 1.84 | 71 | 59 | 215666609
HEIL | H5H0V24*K*AAA* | EVD5X37M21A*+WALLCON | *97CMN0601714B* | 23800 | 27400 | 18.5 | 10.5 | 8.5 | 1.84 | 71 | 59 | 215666606
TEMPSTAR | T5H0V24*K*AAA* | EVD5X37M21A*+WALLCON | *95CSU1002122B* | 24000 | 27400 | 18.5 | 10.5 | 8.5 | 1.86 | 71 | 59 | 215666604
KENMORE | (C,H,T)5H0V24*K*AAA* | EVD5X37M21A*+WALLCON | *95CSU1002122B* | 24000 | 27400 | 18.5 | 10.5 | 8.5 | 1.86 | 71 | 59 | 215666602
KEEPRITE | C5H0V24*K*AAA* | EVD5X37M21A*+WALLCON | *95CSU1002122B* | 24000 | 27400 | 18.5 | 10.5 | 8.5 | 1.86 | 71 | 59 | 215666600
DAY & NIGHT | C5H0V24*K*AAA* | EVD5X37M21A*+WALLCON | *95CSU1002122B* | 24000 | 27400 | 18.5 | 10.5 | 8.5 | 1.86 | 71 | 59 | 215666595
COMFORTMAKER | C5H0V24*K*AAA* | EVD5X37M21A*+WALLCON | *95CSU1002122B* | 24000 | 27400 | 18.5 | 10.5 | 8.5 | 1.86 | 71 | 59 | 215666593
ARCOAIRE | H5H0V24*K*AAA* | EVD5X37M21A*+WALLCON | *95CSU1002122B* | 24000 | 27400 | 18.5 | 10.5 | 8.5 | 1.86 | 71 | 59 | 215666590
AIRQUEST | H5H0V24*K*AAA* | EVD5X37M21A*+WALLCON | *95CSU1002122B* | 24000 | 27400 | 18.5 | 10.5 | 8.5 | 1.86 | 71 | 59 | 215666588
HEIL | H5H0V24*K*AAA* | EVD5X37M21A*+WALLCON | *95CSU1002122B* | 24000 | 27400 | 18.5 | 10.5 | 8.5 | 1.86 | 71 | 59 | 215666586
TEMPSTAR | T5H0V24*K*AAA* | EVD5X37M21A*+WALLCON | *95CSU0802120B* | 24000 | 27400 | 18.5 | 10.5 | 8.5 | 1.86 | 71 | 59 | 215666584
KENMORE | (C,H,T)5H0V24*K*AAA* | EVD5X37M21A*+WALLCON | *95CSU0802120B* | 24000 | 27400 | 18.5 | 10.5 | 8.5 | 1.86 | 71 | 59 | 215666582
KEEPRITE | C5H0V24*K*AAA* | EVD5X37M21A*+WALLCON | *95CSU0802120B* | 24000 | 27400 | 18.5 | 10.5 | 8.5 | 1.86 | 71 | 59 | 215666580
DAY & NIGHT | C5H0V24*K*AAA* | EVD5X37M21A*+WALLCON | *95CSU0802120B* | 24000 | 27400 | 18.5 | 10.5 | 8.5 | 1.86 | 71 | 59 | 215666578
COMFORTMAKER | C5H0V24*K*AAA* | EVD5X37M21A*+WALLCON | *95CSU0802120B* | 24000 | 27400 | 18.5 | 10.5 | 8.5 | 1.86 | 71 | 59 | 215666576
ARCOAIRE | H5H0V24*K*AAA* | EVD5X37M21A*+WALLCON | *95CSU0802120B* | 24000 | 27400 | 18.5 | 10.5 | 8.5 | 1.86 | 71 | 59 | 215666574
AIRQUEST | H5H0V24*K*AAA* | EVD5X37M21A*+WALLCON | *95CSU0802120B* | 24000 | 27400 | 18.5 | 10.5 | 8.5 | 1.86 | 71 | 59 | 215666572
HEIL | H5H0V24*K*AAA* | EVD5X37M21A*+WALLCON | *95CSU0802120B* | 24000 | 27400 | 18.5 | 10.5 | 8.5 | 1.86 | 71 | 59 | 215666570
TEMPSTAR | T5H0V24*K*AAA* | EVD5X37M21A*+WALLCON | *80CTL1102120B* | 24000 | 27400 | 18.5 | 11 | 8.5 | 1.86 | 71 | 59 | 215666569
KENMORE | (C,H,T)5H0V24*K*AAA* | EVD5X37M21A*+WALLCON | *80CTL1102120B* | 24000 | 27400 | 18.5 | 11 | 8.5 | 1.86 | 71 | 59 | 215666566
KEEPRITE | C5H0V24*K*AAA* | EVD5X37M21A*+WALLCON | *80CTL1102120B* | 24000 | 27400 | 18.5 | 11 | 8.5 | 1.86 | 71 | 59 | 215666564
DAY & NIGHT | C5H0V24*K*AAA* | EVD5X37M21A*+WALLCON | *80CTL1102120B* | 24000 | 27400 | 18.5 | 11 | 8.5 | 1.86 | 71 | 59 | 215666561
COMFORTMAKER | C5H0V24*K*AAA* | EVD5X37M21A*+WALLCON | *80CTL1102120B* | 24000 | 27400 | 18.5 | 11 | 8.5 | 1.86 | 71 | 59 | 215666559
ARCOAIRE | H5H0V24*K*AAA* | EVD5X37M21A*+WALLCON | *80CTL1102120B* | 24000 | 27400 | 18.5 | 11 | 8.5 | 1.86 | 71 | 59 | 215666556
AIRQUEST | H5H0V24*K*AAA* | EVD5X37M21A*+WALLCON | *80CTL1102120B* | 24000 | 27400 | 18.5 | 11 | 8.5 | 1.86 | 71 | 59 | 215666554
HEIL | H5H0V24*K*AAA* | EVD5X37M21A*+WALLCON | *80CTL1102120B* | 24000 | 27400 | 18.5 | 11 | 8.5 | 1.86 | 71 | 59 | 215666552
TEMPSTAR | T5H0V24*K*AAA* | EVD5X37M21A*+WALLCON | *80CTL0902120B* | 24000 | 27400 | 18.5 | 11 | 8.5 | 1.86 | 71 | 59 | 215666549
KENMORE | (C,H,T)5H0V24*K*AAA* | EVD5X37M21A*+WALLCON | *80CTL0902120B* | 24000 | 27400 | 18.5 | 11 | 8.5 | 1.86 | 71 | 59 | 215666547
KEEPRITE | C5H0V24*K*AAA* | EVD5X37M21A*+WALLCON | *80CTL0902120B* | 24000 | 27400 | 18.5 | 11 | 8.5 | 1.86 | 71 | 59 | 215666544
DAY & NIGHT | C5H0V24*K*AAA* | EVD5X37M21A*+WALLCON | *80CTL0902120B* | 24000 | 27400 | 18.5 | 11 | 8.5 | 1.86 | 71 | 59 | 215666542
COMFORTMAKER | C5H0V24*K*AAA* | EVD5X37M21A*+WALLCON | *80CTL0902120B* | 24000 | 27400 | 18.5 | 11 | 8.5 | 1.86 | 71 | 59 | 215666539
ARCOAIRE | H5H0V24*K*AAA* | EVD5X37M21A*+WALLCON | *80CTL0902120B* | 24000 | 27400 | 18.5 | 11 | 8.5 | 1.86 | 71 | 59 | 215666537
AIRQUEST | H5H0V24*K*AAA* | EVD5X37M21A*+WALLCON | *80CTL0902120B* | 24000 | 27400 | 18.5 | 11 | 8.5 | 1.86 | 71 | 59 | 215666535
HEIL | H5H0V24*K*AAA* | EVD5X37M21A*+WALLCON | *80CTL0902120B* | 24000 | 27400 | 18.5 | 11 | 8.5 | 1.86 | 71 | 59 | 215666532
TEMPSTAR | T5H0V24*K*AAA* | EVD5X37M21A*+WALLCON | *80CTL0901716B* | 24000 | 27400 | 18.5 | 10.5 | 8.5 | 1.86 | 71 | 59 | 215666530
KENMORE | (C,H,T)5H0V24*K*AAA* | EVD5X37M21A*+WALLCON | *80CTL0901716B* | 24000 | 27400 | 18.5 | 10.5 | 8.5 | 1.86 | 71 | 59 | 215666528
KEEPRITE | C5H0V24*K*AAA* | EVD5X37M21A*+WALLCON | *80CTL0901716B* | 24000 | 27400 | 18.5 | 10.5 | 8.5 | 1.86 | 71 | 59 | 215666526
DAY & NIGHT | C5H0V24*K*AAA* | EVD5X37M21A*+WALLCON | *80CTL0901716B* | 24000 | 27400 | 18.5 | 10.5 | 8.5 | 1.86 | 71 | 59 | 215666523
COMFORTMAKER | C5H0V24*K*AAA* | EVD5X37M21A*+WALLCON | *80CTL0901716B* | 24000 | 27400 | 18.5 | 10.5 | 8.5 | 1.86 | 71 | 59 | 215666521
ARCOAIRE | H5H0V24*K*AAA* | EVD5X37M21A*+WALLCON | *80CTL0901716B* | 24000 | 27400 | 18.5 | 10.5 | 8.5 | 1.86 | 71 | 59 | 215666518
AIRQUEST | H5H0V24*K*AAA* | EVD5X37M21A*+WALLCON | *80CTL0901716B* | 24000 | 27400 | 18.5 | 10.5 | 8.5 | 1.86 | 71 | 59 | 215666516
TEMPSTAR | T5H0V24*K*AAA* | EVD5X31M17A*+WALLCON | *96CTN0801714B* | 24200 | 27600 | 19 | 10.5 | 8.5 | 1.86 | 71 | 59 | 215665976
KENMORE | (C,H,T)5H0V24*K*AAA* | EVD5X31M17A*+WALLCON | *96CTN0801714B* | 24200 | 27600 | 19 | 10.5 | 8.5 | 1.86 | 71 | 59 | 215665974
KEEPRITE | C5H0V24*K*AAA* | EVD5X31M17A*+WALLCON | *96CTN0801714B* | 24200 | 27600 | 19 | 10.5 | 8.5 | 1.86 | 71 | 59 | 215665972
DAY & NIGHT | C5H0V24*K*AAA* | EVD5X31M17A*+WALLCON | *96CTN0801714B* | 24200 | 27600 | 19 | 10.5 | 8.5 | 1.86 | 71 | 59 | 215665970
COMFORTMAKER | C5H0V24*K*AAA* | EVD5X31M17A*+WALLCON | *96CTN0801714B* | 24200 | 27600 | 19 | 10.5 | 8.5 | 1.86 | 71 | 59 | 215665967
ARCOAIRE | H5H0V24*K*AAA* | EVD5X31M17A*+WALLCON | *96CTN0801714B* | 24200 | 27600 | 19 | 10.5 | 8.5 | 1.86 | 71 | 59 | 215665965
AIRQUEST | H5H0V24*K*AAA* | EVD5X31M17A*+WALLCON | *96CTN0801714B* | 24200 | 27600 | 19 | 10.5 | 8.5 | 1.86 | 71 | 59 | 215665963
HEIL | H5H0V24*K*AAA* | EVD5X31M17A*+WALLCON | *96CTN0801714B* | 24200 | 27600 | 19 | 10.5 | 8.5 | 1.86 | 71 | 59 | 215665960
TEMPSTAR | T5H0V24*K*AAA* | EVD5X31M17A*+WALLCON | *96CTN0601714B* | 24000 | 27800 | 18.5 | 10.5 | 8.5 | 1.84 | 71 | 58 | 215665958
KENMORE | (C,H,T)5H0V24*K*AAA* | EVD5X31M17A*+WALLCON | *96CTN0601714B* | 24000 | 27800 | 18.5 | 10.5 | 8.5 | 1.84 | 71 | 58 | 215665956
KEEPRITE | C5H0V24*K*AAA* | EVD5X31M17A*+WALLCON | *96CTN0601714B* | 24000 | 27800 | 18.5 | 10.5 | 8.5 | 1.84 | 71 | 58 | 215665954
DAY & NIGHT | C5H0V24*K*AAA* | EVD5X31M17A*+WALLCON | *96CTN0601714B* | 24000 | 27800 | 18.5 | 10.5 | 8.5 | 1.84 | 71 | 58 | 215665952
COMFORTMAKER | C5H0V24*K*AAA* | EVD5X31M17A*+WALLCON | *96CTN0601714B* | 24000 | 27800 | 18.5 | 10.5 | 8.5 | 1.84 | 71 | 58 | 215665950
ARCOAIRE | H5H0V24*K*AAA* | EVD5X31M17A*+WALLCON | *96CTN0601714B* | 24000 | 27800 | 18.5 | 10.5 | 8.5 | 1.84 | 71 | 58 | 215665947
AIRQUEST | H5H0V24*K*AAA* | EVD5X31M17A*+WALLCON | *96CTN0601714B* | 24000 | 27800 | 18.5 | 10.5 | 8.5 | 1.84 | 71 | 58 | 215665944
HEIL | H5H0V24*K*AAA* | EVD5X31M17A*+WALLCON | *96CTN0601714B* | 24000 | 27800 | 18.5 | 10.5 | 8.5 | 1.84 | 71 | 58 | 215665942
TEMPSTAR | T5H0V24*K*AAA* | EVD5X31M17A*+WALLCON | *97CMN0801714B* | 24200 | 27600 | 18.5 | 10.5 | 8.5 | 1.86 | 71 | 59 | 215665921
KENMORE | (C,H,T)5H0V24*K*AAA* | EVD5X31M17A*+WALLCON | *97CMN0801714B* | 24200 | 27600 | 18.5 | 10.5 | 8.5 | 1.86 | 71 | 59 | 215665919
KEEPRITE | C5H0V24*K*AAA* | EVD5X31M17A*+WALLCON | *97CMN0801714B* | 24200 | 27600 | 18.5 | 10.5 | 8.5 | 1.86 | 71 | 59 | 215665916
DAY & NIGHT | C5H0V24*K*AAA* | EVD5X31M17A*+WALLCON | *97CMN0801714B* | 24200 | 27600 | 18.5 | 10.5 | 8.5 | 1.86 | 71 | 59 | 215665914
COMFORTMAKER | C5H0V24*K*AAA* | EVD5X31M17A*+WALLCON | *97CMN0801714B* | 24200 | 27600 | 18.5 | 10.5 | 8.5 | 1.86 | 71 | 59 | 215665912
ARCOAIRE | H5H0V24*K*AAA* | EVD5X31M17A*+WALLCON | *97CMN0801714B* | 24200 | 27600 | 18.5 | 10.5 | 8.5 | 1.86 | 71 | 59 | 215665910
AIRQUEST | H5H0V24*K*AAA* | EVD5X31M17A*+WALLCON | *97CMN0801714B* | 24200 | 27600 | 18.5 | 10.5 | 8.5 | 1.86 | 71 | 59 | 215665908
HEIL | H5H0V24*K*AAA* | EVD5X31M17A*+WALLCON | *97CMN0801714B* | 24200 | 27600 | 18.5 | 10.5 | 8.5 | 1.86 | 71 | 59 | 215665906
TEMPSTAR | T5H0V24*K*AAA* | EVD5X31M17A*+WALLCON | *97CMN0601714B* | 24000 | 27800 | 18.5 | 10.5 | 8.5 | 1.84 | 71 | 59 | 215665903
KENMORE | (C,H,T)5H0V24*K*AAA* | EVD5X31M17A*+WALLCON | *97CMN0601714B* | 24000 | 27800 | 18.5 | 10.5 | 8.5 | 1.84 | 71 | 59 | 215665900
KEEPRITE | C5H0V24*K*AAA* | EVD5X31M17A*+WALLCON | *97CMN0601714B* | 24000 | 27800 | 18.5 | 10.5 | 8.5 | 1.84 | 71 | 59 | 215665898
DAY & NIGHT | C5H0V24*K*AAA* | EVD5X31M17A*+WALLCON | *97CMN0601714B* | 24000 | 27800 | 18.5 | 10.5 | 8.5 | 1.84 | 71 | 59 | 215665895
COMFORTMAKER | C5H0V24*K*AAA* | EVD5X31M17A*+WALLCON | *97CMN0601714B* | 24000 | 27800 | 18.5 | 10.5 | 8.5 | 1.84 | 71 | 59 | 215665893
ARCOAIRE | H5H0V24*K*AAA* | EVD5X31M17A*+WALLCON | *97CMN0601714B* | 24000 | 27800 | 18.5 | 10.5 | 8.5 | 1.84 | 71 | 59 | 215665891
AIRQUEST | H5H0V24*K*AAA* | EVD5X31M17A*+WALLCON | *97CMN0601714B* | 24000 | 27800 | 18.5 | 10.5 | 8.5 | 1.84 | 71 | 59 | 215665888
CARRIER | 27VNA024A*030* | FE5BNXB24L*+UI |  | 23400 | 24400 | 17.5 | 10.5 | 9 | 2.04 | 82 | 68 | 215662625
ECOTEMP | W5H8T24*K*AAA* | WCGL365*C* |  | 22800 | 24200 | 18 | 13 | 8.1 | 2.1 | 59 | 44 | 215653217
GRANDAIRE | W5H8T24*K*AAA* | WCGL365*C* |  | 22800 | 24200 | 18 | 13 | 8.1 | 2.1 | 59 | 44 | 215653216
TEMPSTAR | N5H8T24*K*AAA* | FTMA5B36L0C* |  | 22800 | 24200 | 18 | 13 | 8.1 | 2.1 | 59 | 44 | 215653215
MARATHERM | N5H8T24*K*AAA* | FTMA5B36L0C* |  | 22800 | 24200 | 18 | 13 | 8.1 | 2.1 | 59 | 44 | 215653214
DAY & NIGHT | N5H8T24*K*AAA* | FTMA5B36L0C* |  | 22800 | 24200 | 18 | 13 | 8.1 | 2.1 | 59 | 44 | 215653211
COMFORTMAKER | N5H8T24*K*AAA* | FTMA5B36L0C* |  | 22800 | 24200 | 18 | 13 | 8.1 | 2.1 | 59 | 44 | 215653210
ARCOAIRE | N5H8T24*K*AAA* | FTMA5B36L0C* |  | 22800 | 24200 | 18 | 13 | 8.1 | 2.1 | 59 | 44 | 215653209
AIRQUEST | N5H8T24*K*AAA* | FTMA5B36L0C* |  | 22800 | 24200 | 18 | 13 | 8.1 | 2.1 | 59 | 44 | 215653208
HEIL | N5H8T24*K*AAA* | FTMA5B36L0C* |  | 22800 | 24200 | 18 | 13 | 8.1 | 2.1 | 59 | 44 | 215653207
WEATHERMAKER | PH8TAN524**AA* | PF5TNXC36L* |  | 22800 | 24200 | 18 | 13 | 8.1 | 2.1 | 59 | 44 | 215653206
BROCK | PH8TAN524**AA* | PF5TNXC36L* |  | 22800 | 24200 | 18 | 13 | 8.1 | 2.1 | 59 | 44 | 215653205
PAYNE HEATING AND COOLING | PH8TAN524**AA* | PF5TNXC36L* |  | 22800 | 24200 | 18 | 13 | 8.1 | 2.1 | 59 | 44 | 215653204
BRYANT HEATING AND COOLING SYSTEMS | PH8TAN524**AA* | PF5TNXC36L* |  | 22800 | 24200 | 18 | 13 | 8.1 | 2.1 | 59 | 44 | 215653203
BRYANT HEATING AND COOLING SYSTEMS | PH8TAN524**AA* | FG5ANXC36L* |  | 22800 | 24200 | 18 | 13 | 8.1 | 2.1 | 59 | 44 | 215653202
KENMORE | N5H8T24*K*AAA* | FTMA5B36L0C* |  | 22800 | 24200 | 18 | 13 | 8.1 | 2.1 | 59 | 44 | 215653213
KEEPRITE | N5H8T24*K*AAA* | FTMA5B36L0C* |  | 22800 | 24200 | 18 | 13 | 8.1 | 2.1 | 59 | 44 | 215653212
BRYANT HEATING AND COOLING SYSTEMS | 248TAN024**AA* | FG5ANXC36L* |  | 22800 | 24200 | 18 | 13 | 8.1 | 2.1 | 59 | 44 | 215653196
BRYANT HEATING AND COOLING SYSTEMS | 248TAN024**AA* | FT5AN(B,X)C36L* |  | 22800 | 24200 | 18 | 13 | 8.1 | 2.1 | 59 | 44 | 215653195
CARRIER | GH8TAN524**AA* | FG5ANXC36L* |  | 22800 | 24200 | 18 | 13 | 8.1 | 2.1 | 59 | 44 | 215653194
BRYANT HEATING AND COOLING SYSTEMS | GH8TAN524**AA* | FT5AN(B,X)C36L* |  | 22800 | 24200 | 18 | 13 | 8.1 | 2.1 | 59 | 44 | 215653198
BRYANT HEATING AND COOLING SYSTEMS | 248TAN024**AA* | PF5TNXC36L* |  | 22800 | 24200 | 18 | 13 | 8.1 | 2.1 | 59 | 44 | 215653197
CARRIER | GH8TAN524**AA* | FT5AN(B,X)C36L* |  | 22800 | 24200 | 18 | 13 | 8.1 | 2.1 | 59 | 44 | 215653193
CARRIER | 27TPA824A**30* | FG5ANXC36L* |  | 22800 | 24200 | 18 | 13 | 8.1 | 2.1 | 59 | 44 | 215653192
CARRIER | 27TPA824A**30* | FT5AN(B,X)C36L* |  | 22800 | 24200 | 18 | 13 | 8.1 | 2.1 | 59 | 44 | 215653191
HEIL | H5H0V24*K*AAA* | EVD5X37M21A*+WALLCON | *80CTL0901716B* | 24000 | 27400 | 18.5 | 10.5 | 8.5 | 1.86 | 71 | 59 | 215666513
TEMPSTAR | T5H0V24*K*AAA* | EVD5X37M21A*+WALLCON | *80CTL0702120B* | 24000 | 27400 | 18.5 | 10.5 | 8.5 | 1.86 | 71 | 59 | 215666511
KENMORE | (C,H,T)5H0V24*K*AAA* | EVD5X37M21A*+WALLCON | *80CTL0702120B* | 24000 | 27400 | 18.5 | 10.5 | 8.5 | 1.86 | 71 | 59 | 215666509
KEEPRITE | C5H0V24*K*AAA* | EVD5X37M21A*+WALLCON | *80CTL0702120B* | 24000 | 27400 | 18.5 | 10.5 | 8.5 | 1.86 | 71 | 59 | 215666507
DAY & NIGHT | C5H0V24*K*AAA* | EVD5X37M21A*+WALLCON | *80CTL0702120B* | 24000 | 27400 | 18.5 | 10.5 | 8.5 | 1.86 | 71 | 59 | 215666505
COMFORTMAKER | C5H0V24*K*AAA* | EVD5X37M21A*+WALLCON | *80CTL0702120B* | 24000 | 27400 | 18.5 | 10.5 | 8.5 | 1.86 | 71 | 59 | 215666503
ARCOAIRE | H5H0V24*K*AAA* | EVD5X37M21A*+WALLCON | *80CTL0702120B* | 24000 | 27400 | 18.5 | 10.5 | 8.5 | 1.86 | 71 | 59 | 215666501
AIRQUEST | H5H0V24*K*AAA* | EVD5X37M21A*+WALLCON | *80CTL0702120B* | 24000 | 27400 | 18.5 | 10.5 | 8.5 | 1.86 | 71 | 59 | 215666499
HEIL | H5H0V24*K*AAA* | EVD5X37M21A*+WALLCON | *80CTL0702120B* | 24000 | 27400 | 18.5 | 10.5 | 8.5 | 1.86 | 71 | 59 | 215666497
TEMPSTAR | T5H0V24*K*AAA* | EVD5X37M21A*+WALLCON | *80CTL0701716B* | 24000 | 27400 | 18.5 | 10.5 | 8.5 | 1.86 | 71 | 59 | 215666495
KENMORE | (C,H,T)5H0V24*K*AAA* | EVD5X37M21A*+WALLCON | *80CTL0701716B* | 24000 | 27400 | 18.5 | 10.5 | 8.5 | 1.86 | 71 | 59 | 215666493
KEEPRITE | C5H0V24*K*AAA* | EVD5X37M21A*+WALLCON | *80CTL0701716B* | 24000 | 27400 | 18.5 | 10.5 | 8.5 | 1.86 | 71 | 59 | 215666491
DAY & NIGHT | C5H0V24*K*AAA* | EVD5X37M21A*+WALLCON | *80CTL0701716B* | 24000 | 27400 | 18.5 | 10.5 | 8.5 | 1.86 | 71 | 59 | 215666488
COMFORTMAKER | C5H0V24*K*AAA* | EVD5X37M21A*+WALLCON | *80CTL0701716B* | 24000 | 27400 | 18.5 | 10.5 | 8.5 | 1.86 | 71 | 59 | 215666486
ARCOAIRE | H5H0V24*K*AAA* | EVD5X37M21A*+WALLCON | *80CTL0701716B* | 24000 | 27400 | 18.5 | 10.5 | 8.5 | 1.86 | 71 | 59 | 215666484
AIRQUEST | H5H0V24*K*AAA* | EVD5X37M21A*+WALLCON | *80CTL0701716B* | 24000 | 27400 | 18.5 | 10.5 | 8.5 | 1.86 | 71 | 59 | 215666482
HEIL | H5H0V24*K*AAA* | EVD5X37M21A*+WALLCON | *80CTL0701716B* | 24000 | 27400 | 18.5 | 10.5 | 8.5 | 1.86 | 71 | 59 | 215666480
TEMPSTAR | T5H0V24*K*AAA* | ESH5X30M12A*+WALLCON | *97CMN1002122B* | 23400 | 24400 | 15.5 | 10 | 8.5 | 1.98 | 82 | 68 | 215668235
KENMORE | (C,H,T)5H0V24*K*AAA* | ESH5X30M12A*+WALLCON | *97CMN1002122B* | 23400 | 24400 | 15.5 | 10 | 8.5 | 1.98 | 82 | 68 | 215668234
KEEPRITE | C5H0V24*K*AAA* | ESH5X30M12A*+WALLCON | *97CMN1002122B* | 23400 | 24400 | 15.5 | 10 | 8.5 | 1.98 | 82 | 68 | 215668233
DAY & NIGHT | C5H0V24*K*AAA* | ESH5X30M12A*+WALLCON | *97CMN1002122B* | 23400 | 24400 | 15.5 | 10 | 8.5 | 1.98 | 82 | 68 | 215668232
COMFORTMAKER | C5H0V24*K*AAA* | ESH5X30M12A*+WALLCON | *97CMN1002122B* | 23400 | 24400 | 15.5 | 10 | 8.5 | 1.98 | 82 | 68 | 215668231
ARCOAIRE | H5H0V24*K*AAA* | ESH5X30M12A*+WALLCON | *97CMN1002122B* | 23400 | 24400 | 15.5 | 10 | 8.5 | 1.98 | 82 | 68 | 215668230
AIRQUEST | H5H0V24*K*AAA* | ESH5X30M12A*+WALLCON | *97CMN1002122B* | 23400 | 24400 | 15.5 | 10 | 8.5 | 1.98 | 82 | 68 | 215668229
HEIL | H5H0V24*K*AAA* | ESH5X30M12A*+WALLCON | *97CMN1002122B* | 23400 | 24400 | 15.5 | 10 | 8.5 | 1.98 | 82 | 68 | 215668228
TEMPSTAR | T5H0V24*K*AAA* | ESH5X30M12A*+WALLCON | *95CSU1002122B* | 23400 | 24400 | 15.5 | 10 | 8.5 | 1.98 | 82 | 68 | 215668203
KENMORE | (C,H,T)5H0V24*K*AAA* | ESH5X30M12A*+WALLCON | *95CSU1002122B* | 23400 | 24400 | 15.5 | 10 | 8.5 | 1.98 | 82 | 68 | 215668202
KEEPRITE | C5H0V24*K*AAA* | ESH5X30M12A*+WALLCON | *95CSU1002122B* | 23400 | 24400 | 15.5 | 10 | 8.5 | 1.98 | 82 | 68 | 215668201
DAY & NIGHT | C5H0V24*K*AAA* | ESH5X30M12A*+WALLCON | *95CSU1002122B* | 23400 | 24400 | 15.5 | 10 | 8.5 | 1.98 | 82 | 68 | 215668200
COMFORTMAKER | C5H0V24*K*AAA* | ESH5X30M12A*+WALLCON | *95CSU1002122B* | 23400 | 24400 | 15.5 | 10 | 8.5 | 1.98 | 82 | 68 | 215668199
ARCOAIRE | H5H0V24*K*AAA* | ESH5X30M12A*+WALLCON | *95CSU1002122B* | 23400 | 24400 | 15.5 | 10 | 8.5 | 1.98 | 82 | 68 | 215668198
AIRQUEST | H5H0V24*K*AAA* | ESH5X30M12A*+WALLCON | *95CSU1002122B* | 23400 | 24400 | 15.5 | 10 | 8.5 | 1.98 | 82 | 68 | 215668197
HEIL | H5H0V24*K*AAA* | ESH5X30M12A*+WALLCON | *95CSU1002122B* | 23400 | 24400 | 15.5 | 10 | 8.5 | 1.98 | 82 | 68 | 215668196
HEIL | H5H0V24*K*AAA* | EVD5X38M17A*+WALLCON | *80CTL0451712B* | 24200 | 28000 | 18.5 | 10.5 | 8.5 | 1.84 | 71 | 58 | 215666760
TEMPSTAR | T5H0V24*K*AAA* | EVD5X38M17A*+WALLCON | *80CSU0601716A* | 24400 | 27800 | 19.5 | 10.5 | 8.5 | 1.84 | 71 | 58 | 215666758
KENMORE | (C,H,T)5H0V24*K*AAA* | EVD5X38M17A*+WALLCON | *80CSU0601716A* | 24400 | 27800 | 19.5 | 10.5 | 8.5 | 1.84 | 71 | 58 | 215666756
KEEPRITE | C5H0V24*K*AAA* | EVD5X38M17A*+WALLCON | *80CSU0601716A* | 24400 | 27800 | 19.5 | 10.5 | 8.5 | 1.84 | 71 | 58 | 215666754
DAY & NIGHT | C5H0V24*K*AAA* | EVD5X38M17A*+WALLCON | *80CSU0601716A* | 24400 | 27800 | 19.5 | 10.5 | 8.5 | 1.84 | 71 | 58 | 215666752
COMFORTMAKER | C5H0V24*K*AAA* | EVD5X38M17A*+WALLCON | *80CSU0601716A* | 24400 | 27800 | 19.5 | 10.5 | 8.5 | 1.84 | 71 | 58 | 215666750
ARCOAIRE | H5H0V24*K*AAA* | EVD5X38M17A*+WALLCON | *80CSU0601716A* | 24400 | 27800 | 19.5 | 10.5 | 8.5 | 1.84 | 71 | 58 | 215666748
AIRQUEST | H5H0V24*K*AAA* | EVD5X38M17A*+WALLCON | *80CSU0601716A* | 24400 | 27800 | 19.5 | 10.5 | 8.5 | 1.84 | 71 | 58 | 215666746
HEIL | H5H0V24*K*AAA* | EVD5X38M17A*+WALLCON | *80CSU0601716A* | 24400 | 27800 | 19.5 | 10.5 | 8.5 | 1.84 | 71 | 58 | 215666744
TEMPSTAR | T5H0V24*K*AAA* | EVD5X38M17A*+WALLCON | *80CSU0401712A* | 24400 | 27800 | 19.5 | 10.5 | 8.5 | 1.84 | 71 | 58 | 215666742
KENMORE | (C,H,T)5H0V24*K*AAA* | EVD5X38M17A*+WALLCON | *80CSU0401712A* | 24400 | 27800 | 19.5 | 10.5 | 8.5 | 1.84 | 71 | 58 | 215666740
KEEPRITE | C5H0V24*K*AAA* | EVD5X38M17A*+WALLCON | *80CSU0401712A* | 24400 | 27800 | 19.5 | 10.5 | 8.5 | 1.84 | 71 | 58 | 215666738
DAY & NIGHT | C5H0V24*K*AAA* | EVD5X38M17A*+WALLCON | *80CSU0401712A* | 24400 | 27800 | 19.5 | 10.5 | 8.5 | 1.84 | 71 | 58 | 215666736
COMFORTMAKER | C5H0V24*K*AAA* | EVD5X38M17A*+WALLCON | *80CSU0401712A* | 24400 | 27800 | 19.5 | 10.5 | 8.5 | 1.84 | 71 | 58 | 215666734
ARCOAIRE | H5H0V24*K*AAA* | EVD5X38M17A*+WALLCON | *80CSU0401712A* | 24400 | 27800 | 19.5 | 10.5 | 8.5 | 1.84 | 71 | 58 | 215666732
AIRQUEST | H5H0V24*K*AAA* | EVD5X38M17A*+WALLCON | *80CSU0401712A* | 24400 | 27800 | 19.5 | 10.5 | 8.5 | 1.84 | 71 | 58 | 215666730
HEIL | H5H0V24*K*AAA* | EVD5X38M17A*+WALLCON | *80CSU0401712A* | 24400 | 27800 | 19.5 | 10.5 | 8.5 | 1.84 | 71 | 58 | 215666728
TEMPSTAR | T5H0V24*K*AAA* | EVD5X37M21A*+WALLCON | *96CTN1002122B* | 24000 | 27400 | 18.5 | 11 | 8.5 | 1.86 | 71 | 59 | 215666726
KENMORE | (C,H,T)5H0V24*K*AAA* | EVD5X37M21A*+WALLCON | *96CTN1002122B* | 24000 | 27400 | 18.5 | 11 | 8.5 | 1.86 | 71 | 59 | 215666724
KEEPRITE | C5H0V24*K*AAA* | EVD5X37M21A*+WALLCON | *96CTN1002122B* | 24000 | 27400 | 18.5 | 11 | 8.5 | 1.86 | 71 | 59 | 215666722
DAY & NIGHT | C5H0V24*K*AAA* | EVD5X37M21A*+WALLCON | *96CTN1002122B* | 24000 | 27400 | 18.5 | 11 | 8.5 | 1.86 | 71 | 59 | 215666720
COMFORTMAKER | C5H0V24*K*AAA* | EVD5X37M21A*+WALLCON | *96CTN1002122B* | 24000 | 27400 | 18.5 | 11 | 8.5 | 1.86 | 71 | 59 | 215666718
ARCOAIRE | H5H0V24*K*AAA* | EVD5X37M21A*+WALLCON | *96CTN1002122B* | 24000 | 27400 | 18.5 | 11 | 8.5 | 1.86 | 71 | 59 | 215666716
AIRQUEST | H5H0V24*K*AAA* | EVD5X37M21A*+WALLCON | *96CTN1002122B* | 24000 | 27400 | 18.5 | 11 | 8.5 | 1.86 | 71 | 59 | 215666714
HEIL | H5H0V24*K*AAA* | EVD5X37M21A*+WALLCON | *96CTN1002122B* | 24000 | 27400 | 18.5 | 11 | 8.5 | 1.86 | 71 | 59 | 215666712
TEMPSTAR | T5H0V24*K*AAA* | EVD5X37M21A*+WALLCON | *96CTN0801714B* | 24000 | 27400 | 18.5 | 10.5 | 8.5 | 1.86 | 71 | 59 | 215666710
KENMORE | (C,H,T)5H0V24*K*AAA* | EVD5X37M21A*+WALLCON | *96CTN0801714B* | 24000 | 27400 | 18.5 | 10.5 | 8.5 | 1.86 | 71 | 59 | 215666708
KEEPRITE | C5H0V24*K*AAA* | EVD5X37M21A*+WALLCON | *96CTN0801714B* | 24000 | 27400 | 18.5 | 10.5 | 8.5 | 1.86 | 71 | 59 | 215666706
DAY & NIGHT | C5H0V24*K*AAA* | EVD5X37M21A*+WALLCON | *96CTN0801714B* | 24000 | 27400 | 18.5 | 10.5 | 8.5 | 1.86 | 71 | 59 | 215666704
COMFORTMAKER | C5H0V24*K*AAA* | EVD5X37M21A*+WALLCON | *96CTN0801714B* | 24000 | 27400 | 18.5 | 10.5 | 8.5 | 1.86 | 71 | 59 | 215666702
ARCOAIRE | H5H0V24*K*AAA* | EVD5X37M21A*+WALLCON | *96CTN0801714B* | 24000 | 27400 | 18.5 | 10.5 | 8.5 | 1.86 | 71 | 59 | 215666700
AIRQUEST | H5H0V24*K*AAA* | EVD5X37M21A*+WALLCON | *96CTN0801714B* | 24000 | 27400 | 18.5 | 10.5 | 8.5 | 1.86 | 71 | 59 | 215666698
HEIL | H5H0V24*K*AAA* | EVD5X37M21A*+WALLCON | *96CTN0801714B* | 24000 | 27400 | 18.5 | 10.5 | 8.5 | 1.86 | 71 | 59 | 215666696
TEMPSTAR | T5H0V24*K*AAA* | EVD5X37M21A*+WALLCON | *96CTN0601714B* | 23800 | 27400 | 18.5 | 10.5 | 8.5 | 1.84 | 71 | 59 | 215666694
KENMORE | (C,H,T)5H0V24*K*AAA* | EVD5X37M21A*+WALLCON | *96CTN0601714B* | 23800 | 27400 | 18.5 | 10.5 | 8.5 | 1.84 | 71 | 59 | 215666692
KEEPRITE | C5H0V24*K*AAA* | EVD5X37M21A*+WALLCON | *96CTN0601714B* | 23800 | 27400 | 18.5 | 10.5 | 8.5 | 1.84 | 71 | 59 | 215666690
DAY & NIGHT | C5H0V24*K*AAA* | EVD5X37M21A*+WALLCON | *96CTN0601714B* | 23800 | 27400 | 18.5 | 10.5 | 8.5 | 1.84 | 71 | 59 | 215666688
COMFORTMAKER | C5H0V24*K*AAA* | EVD5X37M21A*+WALLCON | *96CTN0601714B* | 23800 | 27400 | 18.5 | 10.5 | 8.5 | 1.84 | 71 | 59 | 215666686
ARCOAIRE | H5H0V24*K*AAA* | EVD5X37M21A*+WALLCON | *96CTN0601714B* | 23800 | 27400 | 18.5 | 10.5 | 8.5 | 1.84 | 71 | 59 | 215666684
AIRQUEST | H5H0V24*K*AAA* | EVD5X37M21A*+WALLCON | *96CTN0601714B* | 23800 | 27400 | 18.5 | 10.5 | 8.5 | 1.84 | 71 | 59 | 215666682
HEIL | H5H0V24*K*AAA* | EVD5X37M21A*+WALLCON | *96CTN0601714B* | 23800 | 27400 | 18.5 | 10.5 | 8.5 | 1.84 | 71 | 59 | 215666679
TEMPSTAR | T5H0V24*K*AAA* | EVD5X37M21A*+WALLCON | *97CMN1002122B* | 24000 | 27400 | 18.5 | 11 | 8.5 | 1.86 | 71 | 59 | 215666677
KENMORE | (C,H,T)5H0V24*K*AAA* | EVD5X37M21A*+WALLCON | *97CMN1002122B* | 24000 | 27400 | 18.5 | 11 | 8.5 | 1.86 | 71 | 59 | 215666675
KEEPRITE | C5H0V24*K*AAA* | EVD5X37M21A*+WALLCON | *97CMN1002122B* | 24000 | 27400 | 18.5 | 11 | 8.5 | 1.86 | 71 | 59 | 215666673
DAY & NIGHT | C5H0V24*K*AAA* | EVD5X37M21A*+WALLCON | *97CMN1002122B* | 24000 | 27400 | 18.5 | 11 | 8.5 | 1.86 | 71 | 59 | 215666671
COMFORTMAKER | C5H0V24*K*AAA* | EVD5X37M21A*+WALLCON | *97CMN1002122B* | 24000 | 27400 | 18.5 | 11 | 8.5 | 1.86 | 71 | 59 | 215666669
ARCOAIRE | H5H0V24*K*AAA* | EVD5X37M21A*+WALLCON | *97CMN1002122B* | 24000 | 27400 | 18.5 | 11 | 8.5 | 1.86 | 71 | 59 | 215666666
AIRQUEST | H5H0V24*K*AAA* | EVD5X37M21A*+WALLCON | *97CMN1002122B* | 24000 | 27400 | 18.5 | 11 | 8.5 | 1.86 | 71 | 59 | 215666663
HEIL | H5H0V24*K*AAA* | EVD5X37M21A*+WALLCON | *97CMN1002122B* | 24000 | 27400 | 18.5 | 11 | 8.5 | 1.86 | 71 | 59 | 215666660
TEMPSTAR | T5H0V24*K*AAA* | EVD5X37M21A*+WALLCON | *97CMN0801714B* | 24000 | 27400 | 18.5 | 10.5 | 8.5 | 1.84 | 71 | 59 | 215666658
KENMORE | (C,H,T)5H0V24*K*AAA* | EVD5X37M21A*+WALLCON | *97CMN0801714B* | 24000 | 27400 | 18.5 | 10.5 | 8.5 | 1.84 | 71 | 59 | 215666656
KEEPRITE | C5H0V24*K*AAA* | EVD5X37M21A*+WALLCON | *97CMN0801714B* | 24000 | 27400 | 18.5 | 10.5 | 8.5 | 1.84 | 71 | 59 | 215666654
DAY & NIGHT | C5H0V24*K*AAA* | EVD5X37M21A*+WALLCON | *97CMN0801714B* | 24000 | 27400 | 18.5 | 10.5 | 8.5 | 1.84 | 71 | 59 | 215666651
COMFORTMAKER | C5H0V24*K*AAA* | EVD5X37M21A*+WALLCON | *97CMN0801714B* | 24000 | 27400 | 18.5 | 10.5 | 8.5 | 1.84 | 71 | 59 | 215666649
ARCOAIRE | H5H0V24*K*AAA* | EVD5X37M21A*+WALLCON | *97CMN0801714B* | 24000 | 27400 | 18.5 | 10.5 | 8.5 | 1.84 | 71 | 59 | 215666647
AIRQUEST | H5H0V24*K*AAA* | EVD5X37M21A*+WALLCON | *97CMN0801714B* | 24000 | 27400 | 18.5 | 10.5 | 8.5 | 1.84 | 71 | 59 | 215666644
TEMPSTAR | T5H0V24*K*AAA* | ESH5X30M12A*+WALLCON | *80CTL1102120B* | 23400 | 24400 | 15.5 | 10 | 8.5 | 1.98 | 82 | 68 | 215668179
KENMORE | (C,H,T)5H0V24*K*AAA* | ESH5X30M12A*+WALLCON | *80CTL1102120B* | 23400 | 24400 | 15.5 | 10 | 8.5 | 1.98 | 82 | 68 | 215668178
KEEPRITE | C5H0V24*K*AAA* | ESH5X30M12A*+WALLCON | *80CTL1102120B* | 23400 | 24400 | 15.5 | 10 | 8.5 | 1.98 | 82 | 68 | 215668177
DAY & NIGHT | C5H0V24*K*AAA* | ESH5X30M12A*+WALLCON | *80CTL1102120B* | 23400 | 24400 | 15.5 | 10 | 8.5 | 1.98 | 82 | 68 | 215668176
COMFORTMAKER | C5H0V24*K*AAA* | ESH5X30M12A*+WALLCON | *80CTL1102120B* | 23400 | 24400 | 15.5 | 10 | 8.5 | 1.98 | 82 | 68 | 215668175
ARCOAIRE | H5H0V24*K*AAA* | ESH5X30M12A*+WALLCON | *80CTL1102120B* | 23400 | 24400 | 15.5 | 10 | 8.5 | 1.98 | 82 | 68 | 215668174
AIRQUEST | H5H0V24*K*AAA* | ESH5X30M12A*+WALLCON | *80CTL1102120B* | 23400 | 24400 | 15.5 | 10 | 8.5 | 1.98 | 82 | 68 | 215668173
HEIL | H5H0V24*K*AAA* | ESH5X30M12A*+WALLCON | *80CTL1102120B* | 23400 | 24400 | 15.5 | 10 | 8.5 | 1.98 | 82 | 68 | 215668172
TEMPSTAR | T5H0V24*K*AAA* | FCMA5X24L0B*+WALLCON |  | 23400 | 24400 | 17.5 | 10.5 | 9 | 2.04 | 82 | 68 | 215662835
KENMORE | (C,H,T)5H0V24*K*AAA* | FCMA5X24L0B*+WALLCON |  | 23400 | 24400 | 17.5 | 10.5 | 9 | 2.04 | 82 | 68 | 215662832
KEEPRITE | C5H0V24*K*AAA* | FCMA5X24L0B*+WALLCON |  | 23400 | 24400 | 17.5 | 10.5 | 9 | 2.04 | 82 | 68 | 215662830
DAY & NIGHT | C5H0V24*K*AAA* | FCMA5X24L0B*+WALLCON |  | 23400 | 24400 | 17.5 | 10.5 | 9 | 2.04 | 82 | 68 | 215662828
COMFORTMAKER | C5H0V24*K*AAA* | FCMA5X24L0B*+WALLCON |  | 23400 | 24400 | 17.5 | 10.5 | 9 | 2.04 | 82 | 68 | 215662826
AIRQUEST | H5H0V24*K*AAA* | FCMA5X24L0B*+WALLCON |  | 23400 | 24400 | 17.5 | 10.5 | 9 | 2.04 | 82 | 68 | 215662821
HEIL | H5H0V24*K*AAA* | FCMA5X24L0B*+WALLCON |  | 23400 | 24400 | 17.5 | 10.5 | 9 | 2.04 | 82 | 68 | 215662819
BRYANT HEATING AND COOLING SYSTEMS | 290VAN024**AA* | FE5BNXB24L*+UI |  | 23400 | 24400 | 17.5 | 10.5 | 9 | 2.04 | 82 | 68 | 215662817
ARCOAIRE | H5H0V24*K*AAA* | FCMA5X24L0B*+WALLCON |  | 23400 | 24400 | 17.5 | 10.5 | 9 | 2.04 | 82 | 68 | 215662823
HEIL | H5H0V24*K*AAA* | EA*5X36M17A*+WALLCON | *80CTL0901716B* | 23200 | 24000 | 17 | 10.5 | 9 | 1.98 | 83 | 69 | 215667647
TEMPSTAR | T5H0V24*K*AAA* | EA*5X36M17A*+WALLCON | *80CTL0701716B* | 23200 | 24200 | 17 | 10 | 9 | 1.98 | 83 | 69 | 215667645
KEEPRITE | C5H0V24*K*AAA* | EA*5X36M17A*+WALLCON | *80CTL0701716B* | 23200 | 24200 | 17 | 10 | 9 | 1.98 | 83 | 69 | 215667640
KENMORE | (C,H,T)5H0V24*K*AAA* | EA*5X36M17A*+WALLCON | *80CTL0701716B* | 23200 | 24200 | 17 | 10 | 9 | 1.98 | 83 | 69 | 215667642
DAY & NIGHT | C5H0V24*K*AAA* | EA*5X36M17A*+WALLCON | *80CTL0701716B* | 23200 | 24200 | 17 | 10 | 9 | 1.98 | 83 | 69 | 215667638
COMFORTMAKER | C5H0V24*K*AAA* | EA*5X36M17A*+WALLCON | *80CTL0701716B* | 23200 | 24200 | 17 | 10 | 9 | 1.98 | 83 | 69 | 215667636
AIRQUEST | H5H0V24*K*AAA* | EA*5X36M17A*+WALLCON | *80CTL0701716B* | 23200 | 24200 | 17 | 10 | 9 | 1.98 | 83 | 69 | 215667632
ARCOAIRE | H5H0V24*K*AAA* | EA*5X36M17A*+WALLCON | *80CTL0701716B* | 23200 | 24200 | 17 | 10 | 9 | 1.98 | 83 | 69 | 215667634
HEIL | H5H0V24*K*AAA* | EA*5X36M17A*+WALLCON | *80CTL0701716B* | 23200 | 24200 | 17 | 10 | 9 | 1.98 | 83 | 69 | 215667630
TEMPSTAR | T5H0V24*K*AAA* | EA*5X36M17A*+WALLCON | *80CTL0701412B* | 23200 | 24200 | 17 | 10 | 9 | 1.98 | 83 | 69 | 215667628
KENMORE | (C,H,T)5H0V24*K*AAA* | EA*5X36M17A*+WALLCON | *80CTL0701412B* | 23200 | 24200 | 17 | 10 | 9 | 1.98 | 83 | 69 | 215667625
KEEPRITE | C5H0V24*K*AAA* | EA*5X36M17A*+WALLCON | *80CTL0701412B* | 23200 | 24200 | 17 | 10 | 9 | 1.98 | 83 | 69 | 215667623
DAY & NIGHT | C5H0V24*K*AAA* | EA*5X36M17A*+WALLCON | *80CTL0701412B* | 23200 | 24200 | 17 | 10 | 9 | 1.98 | 83 | 69 | 215667621
COMFORTMAKER | C5H0V24*K*AAA* | EA*5X36M17A*+WALLCON | *80CTL0701412B* | 23200 | 24200 | 17 | 10 | 9 | 1.98 | 83 | 69 | 215667619
AIRQUEST | H5H0V24*K*AAA* | EA*5X36M17A*+WALLCON | *80CTL0701412B* | 23200 | 24200 | 17 | 10 | 9 | 1.98 | 83 | 69 | 215667614
ARCOAIRE | H5H0V24*K*AAA* | EA*5X36M17A*+WALLCON | *80CTL0701412B* | 23200 | 24200 | 17 | 10 | 9 | 1.98 | 83 | 69 | 215667616
HEIL | H5H0V24*K*AAA* | EA*5X36M17A*+WALLCON | *80CTL0701412B* | 23200 | 24200 | 17 | 10 | 9 | 1.98 | 83 | 69 | 215667612
TEMPSTAR | T5H0V24*K*AAA* | EA*5X36M17A*+WALLCON | *80CTL0451712B* | 23000 | 24200 | 16.5 | 10 | 9 | 1.98 | 83 | 69 | 215667610
KENMORE | (C,H,T)5H0V24*K*AAA* | EA*5X36M17A*+WALLCON | *80CTL0451712B* | 23000 | 24200 | 16.5 | 10 | 9 | 1.98 | 83 | 69 | 215667608
KEEPRITE | C5H0V24*K*AAA* | EA*5X36M17A*+WALLCON | *80CTL0451712B* | 23000 | 24200 | 16.5 | 10 | 9 | 1.98 | 83 | 69 | 215667606
DAY & NIGHT | C5H0V24*K*AAA* | EA*5X36M17A*+WALLCON | *80CTL0451712B* | 23000 | 24200 | 16.5 | 10 | 9 | 1.98 | 83 | 69 | 215667603
COMFORTMAKER | C5H0V24*K*AAA* | EA*5X36M17A*+WALLCON | *80CTL0451712B* | 23000 | 24200 | 16.5 | 10 | 9 | 1.98 | 83 | 69 | 215667601
ARCOAIRE | H5H0V24*K*AAA* | EA*5X36M17A*+WALLCON | *80CTL0451712B* | 23000 | 24200 | 16.5 | 10 | 9 | 1.98 | 83 | 69 | 215667599
AIRQUEST | H5H0V24*K*AAA* | EA*5X36M17A*+WALLCON | *80CTL0451712B* | 23000 | 24200 | 16.5 | 10 | 9 | 1.98 | 83 | 69 | 215667597
HEIL | H5H0V24*K*AAA* | EA*5X36M17A*+WALLCON | *80CTL0451712B* | 23000 | 24200 | 16.5 | 10 | 9 | 1.98 | 83 | 69 | 215667596
TEMPSTAR | T5H0V24*K*AAA* | EA*5X36M17A*+WALLCON | *80CSU0601716A* | 23200 | 24000 | 17 | 10 | 9 | 1.98 | 83 | 69 | 215667594
KENMORE | (C,H,T)5H0V24*K*AAA* | EA*5X36M17A*+WALLCON | *80CSU0601716A* | 23200 | 24000 | 17 | 10 | 9 | 1.98 | 83 | 69 | 215667591
KEEPRITE | C5H0V24*K*AAA* | EA*5X36M17A*+WALLCON | *80CSU0601716A* | 23200 | 24000 | 17 | 10 | 9 | 1.98 | 83 | 69 | 215667589
DAY & NIGHT | C5H0V24*K*AAA* | EA*5X36M17A*+WALLCON | *80CSU0601716A* | 23200 | 24000 | 17 | 10 | 9 | 1.98 | 83 | 69 | 215667587
COMFORTMAKER | C5H0V24*K*AAA* | EA*5X36M17A*+WALLCON | *80CSU0601716A* | 23200 | 24000 | 17 | 10 | 9 | 1.98 | 83 | 69 | 215667584
ARCOAIRE | H5H0V24*K*AAA* | EA*5X36M17A*+WALLCON | *80CSU0601716A* | 23200 | 24000 | 17 | 10 | 9 | 1.98 | 83 | 69 | 215667582
AIRQUEST | H5H0V24*K*AAA* | EA*5X36M17A*+WALLCON | *80CSU0601716A* | 23200 | 24000 | 17 | 10 | 9 | 1.98 | 83 | 69 | 215667580
HEIL | H5H0V24*K*AAA* | EA*5X36M17A*+WALLCON | *80CSU0601716A* | 23200 | 24000 | 17 | 10 | 9 | 1.98 | 83 | 69 | 215667578
TEMPSTAR | T5H0V24*K*AAA* | EA*5X36M17A*+WALLCON | *80CSU0401712A* | 23200 | 24000 | 17 | 10 | 9 | 1.98 | 83 | 69 | 215667575
KENMORE | (C,H,T)5H0V24*K*AAA* | EA*5X36M17A*+WALLCON | *80CSU0401712A* | 23200 | 24000 | 17 | 10 | 9 | 1.98 | 83 | 69 | 215667572
KEEPRITE | C5H0V24*K*AAA* | EA*5X36M17A*+WALLCON | *80CSU0401712A* | 23200 | 24000 | 17 | 10 | 9 | 1.98 | 83 | 69 | 215667570
DAY & NIGHT | C5H0V24*K*AAA* | EA*5X36M17A*+WALLCON | *80CSU0401712A* | 23200 | 24000 | 17 | 10 | 9 | 1.98 | 83 | 69 | 215667568
COMFORTMAKER | C5H0V24*K*AAA* | EA*5X36M17A*+WALLCON | *80CSU0401712A* | 23200 | 24000 | 17 | 10 | 9 | 1.98 | 83 | 69 | 215667566
ARCOAIRE | H5H0V24*K*AAA* | EA*5X36M17A*+WALLCON | *80CSU0401712A* | 23200 | 24000 | 17 | 10 | 9 | 1.98 | 83 | 69 | 215667564
AIRQUEST | H5H0V24*K*AAA* | EA*5X36M17A*+WALLCON | *80CSU0401712A* | 23200 | 24000 | 17 | 10 | 9 | 1.98 | 83 | 69 | 215667562
HEIL | H5H0V24*K*AAA* | EA*5X36M17A*+WALLCON | *80CSU0401712A* | 23200 | 24000 | 17 | 10 | 9 | 1.98 | 83 | 69 | 215667560
TEMPSTAR | T5H0V24*K*AAA* | EA*5X30M17A*+WALLCON | *96CTN0801714B* | 23000 | 24200 | 17 | 10 | 9 | 1.98 | 83 | 69 | 215667558
KENMORE | (C,H,T)5H0V24*K*AAA* | EA*5X30M17A*+WALLCON | *96CTN0801714B* | 23000 | 24200 | 17 | 10 | 9 | 1.98 | 83 | 69 | 215667553
KEEPRITE | C5H0V24*K*AAA* | EA*5X30M17A*+WALLCON | *96CTN0801714B* | 23000 | 24200 | 17 | 10 | 9 | 1.98 | 83 | 69 | 215667551
DAY & NIGHT | C5H0V24*K*AAA* | EA*5X30M17A*+WALLCON | *96CTN0801714B* | 23000 | 24200 | 17 | 10 | 9 | 1.98 | 83 | 69 | 215667549
COMFORTMAKER | C5H0V24*K*AAA* | EA*5X30M17A*+WALLCON | *96CTN0801714B* | 23000 | 24200 | 17 | 10 | 9 | 1.98 | 83 | 69 | 215667546
ARCOAIRE | H5H0V24*K*AAA* | EA*5X30M17A*+WALLCON | *96CTN0801714B* | 23000 | 24200 | 17 | 10 | 9 | 1.98 | 83 | 69 | 215667544
AIRQUEST | H5H0V24*K*AAA* | EA*5X30M17A*+WALLCON | *96CTN0801714B* | 23000 | 24200 | 17 | 10 | 9 | 1.98 | 83 | 69 | 215667542
HEIL | H5H0V24*K*AAA* | EA*5X30M17A*+WALLCON | *96CTN0801714B* | 23000 | 24200 | 17 | 10 | 9 | 1.98 | 83 | 69 | 215667540
TEMPSTAR | T5H0V24*K*AAA* | EA*5X30M17A*+WALLCON | *96CTN0601714B* | 23000 | 24200 | 17 | 10 | 8.5 | 1.86 | 83 | 69 | 215667538
KENMORE | (C,H,T)5H0V24*K*AAA* | EA*5X30M17A*+WALLCON | *96CTN0601714B* | 23000 | 24200 | 17 | 10 | 8.5 | 1.86 | 83 | 69 | 215667536
KEEPRITE | C5H0V24*K*AAA* | EA*5X30M17A*+WALLCON | *96CTN0601714B* | 23000 | 24200 | 17 | 10 | 8.5 | 1.86 | 83 | 69 | 215667533
DAY & NIGHT | C5H0V24*K*AAA* | EA*5X30M17A*+WALLCON | *96CTN0601714B* | 23000 | 24200 | 17 | 10 | 8.5 | 1.86 | 83 | 69 | 215667531
COMFORTMAKER | C5H0V24*K*AAA* | EA*5X30M17A*+WALLCON | *96CTN0601714B* | 23000 | 24200 | 17 | 10 | 8.5 | 1.86 | 83 | 69 | 215667529
ARCOAIRE | H5H0V24*K*AAA* | EA*5X30M17A*+WALLCON | *96CTN0601714B* | 23000 | 24200 | 17 | 10 | 8.5 | 1.86 | 83 | 69 | 215667527
AIRQUEST | H5H0V24*K*AAA* | EA*5X30M17A*+WALLCON | *96CTN0601714B* | 23000 | 24200 | 17 | 10 | 8.5 | 1.86 | 83 | 69 | 215667525
CARRIER | 27VNA024A*030* | CVAMA2517XMA*+UI | 59TN7A060C17**16 | 23600 | 27200 | 17.5 | 10 | 8.1 | 1.76 | 71 | 60 | 215678673
BRYANT HEATING AND COOLING SYSTEMS | 290VAN024**AA* | CVAMA2517XMA*+UI | 987TA42060C17*** | 23600 | 27200 | 17.5 | 10 | 8.1 | 1.76 | 71 | 60 | 215678674
HEIL | H5H0V24*K*AAA* | EVM5X25M17A*+WALLCON | *97CTN0601716A* | 23600 | 27200 | 17.5 | 10 | 8.1 | 1.76 | 71 | 60 | 215678675
AIRQUEST | H5H0V24*K*AAA* | EVM5X25M17A*+WALLCON | *97CTN0601716A* | 23600 | 27200 | 17.5 | 10 | 8.1 | 1.76 | 71 | 60 | 215678676
ARCOAIRE | H5H0V24*K*AAA* | EVM5X25M17A*+WALLCON | *97CTN0601716A* | 23600 | 27200 | 17.5 | 10 | 8.1 | 1.76 | 71 | 60 | 215678677
COMFORTMAKER | C5H0V24*K*AAA* | EVM5X25M17A*+WALLCON | *97CTN0601716A* | 23600 | 27200 | 17.5 | 10 | 8.1 | 1.76 | 71 | 60 | 215678678
DAY & NIGHT | C5H0V24*K*AAA* | EVM5X25M17A*+WALLCON | *97CTN0601716A* | 23600 | 27200 | 17.5 | 10 | 8.1 | 1.76 | 71 | 60 | 215678679
KEEPRITE | C5H0V24*K*AAA* | EVM5X25M17A*+WALLCON | *97CTN0601716A* | 23600 | 27200 | 17.5 | 10 | 8.1 | 1.76 | 71 | 60 | 215678680
KENMORE | (C,H,T)5H0V24*K*AAA* | EVM5X25M17A*+WALLCON | *97CTN0601716A* | 23600 | 27200 | 17.5 | 10 | 8.1 | 1.76 | 71 | 60 | 215678681
TEMPSTAR | T5H0V24*K*AAA* | EVM5X25M17A*+WALLCON | *97CTN0601716A* | 23600 | 27200 | 17.5 | 10 | 8.1 | 1.76 | 71 | 60 | 215678682
CARRIER | 27VNA024A*030* | CVAMA2517XMA*+UI | 59TN7A080C17**16 | 23600 | 27000 | 18 | 10.5 | 8.1 | 1.76 | 72 | 60 | 215678683
BRYANT HEATING AND COOLING SYSTEMS | 290VAN024**AA* | CVAMA2517XMA*+UI | 987TA42080C17*** | 23600 | 27000 | 18 | 10.5 | 8.1 | 1.76 | 72 | 60 | 215678684
HEIL | H5H0V24*K*AAA* | EVM5X25M17A*+WALLCON | *97CTN0801716A* | 23600 | 27000 | 18 | 10.5 | 8.1 | 1.76 | 72 | 60 | 215678685
AIRQUEST | H5H0V24*K*AAA* | EVM5X25M17A*+WALLCON | *97CTN0801716A* | 23600 | 27000 | 18 | 10.5 | 8.1 | 1.76 | 72 | 60 | 215678686
DAY & NIGHT | C5H0V24*K*AAA* | EVM5X32M17A*+WALLCON | *97CTN0601716A* | 24200 | 28000 | 18.5 | 10.5 | 8.5 | 1.84 | 70 | 58 | 215678799
ARCOAIRE | H5H0V24*K*AAA* | EVM5X32M17A*+WALLCON | *97CTN0601716A* | 24200 | 28000 | 18.5 | 10.5 | 8.5 | 1.84 | 70 | 58 | 215678797
CARRIER | 27VNA024A*030* | CVAMA3217XMA*+UI | 59TN7A060C17**16 | 24200 | 28000 | 18.5 | 10.5 | 8.5 | 1.84 | 70 | 58 | 215678793
AIRQUEST | H5H0V24*K*AAA* | EVM5X32M17A*+WALLCON | *97CTN0601716A* | 24200 | 28000 | 18.5 | 10.5 | 8.5 | 1.84 | 70 | 58 | 215678796
HEIL | H5H0V24*K*AAA* | EVM5X32M17A*+WALLCON | *97CTN0601716A* | 24200 | 28000 | 18.5 | 10.5 | 8.5 | 1.84 | 70 | 58 | 215678795
BRYANT HEATING AND COOLING SYSTEMS | 290VAN024**AA* | CVAMA3217XMA*+UI | 987TA42060C17*** | 24200 | 28000 | 18.5 | 10.5 | 8.5 | 1.84 | 70 | 58 | 215678794
TEMPSTAR | T5H0V24*K*AAA* | EVM5X31M17A*+WALLCON | *97CTN0801716A* | 24000 | 27800 | 18.5 | 10.5 | 8.5 | 1.84 | 71 | 58 | 215678772
KENMORE | (C,H,T)5H0V24*K*AAA* | EVM5X31M17A*+WALLCON | *97CTN0801716A* | 24000 | 27800 | 18.5 | 10.5 | 8.5 | 1.84 | 71 | 58 | 215678771
KEEPRITE | C5H0V24*K*AAA* | EVM5X31M17A*+WALLCON | *97CTN0801716A* | 24000 | 27800 | 18.5 | 10.5 | 8.5 | 1.84 | 71 | 58 | 215678770
DAY & NIGHT | C5H0V24*K*AAA* | EVM5X31M17A*+WALLCON | *97CTN0801716A* | 24000 | 27800 | 18.5 | 10.5 | 8.5 | 1.84 | 71 | 58 | 215678769
COMFORTMAKER | C5H0V24*K*AAA* | EVM5X31M17A*+WALLCON | *97CTN0801716A* | 24000 | 27800 | 18.5 | 10.5 | 8.5 | 1.84 | 71 | 58 | 215678768
ARCOAIRE | H5H0V24*K*AAA* | EVM5X31M17A*+WALLCON | *97CTN0801716A* | 24000 | 27800 | 18.5 | 10.5 | 8.5 | 1.84 | 71 | 58 | 215678767
AIRQUEST | H5H0V24*K*AAA* | EVM5X31M17A*+WALLCON | *97CTN0801716A* | 24000 | 27800 | 18.5 | 10.5 | 8.5 | 1.84 | 71 | 58 | 215678766
HEIL | H5H0V24*K*AAA* | EVM5X31M17A*+WALLCON | *97CTN0801716A* | 24000 | 27800 | 18.5 | 10.5 | 8.5 | 1.84 | 71 | 58 | 215678765
BRYANT HEATING AND COOLING SYSTEMS | 290VAN024**AA* | CVAMA3117XMA*+UI | 987TA42080C17*** | 24000 | 27800 | 18.5 | 10.5 | 8.5 | 1.84 | 71 | 58 | 215678764
CARRIER | 27VNA024A*030* | CVAMA3117XMA*+UI | 59TN7A080C17**16 | 24000 | 27800 | 18.5 | 10.5 | 8.5 | 1.84 | 71 | 58 | 215678763
TEMPSTAR | T5H0V24*K*AAA* | EVM5X31M17A*+WALLCON | *97CTN0601716A* | 24000 | 27800 | 18.5 | 10.5 | 8.5 | 1.84 | 71 | 59 | 215678762
KENMORE | (C,H,T)5H0V24*K*AAA* | EVM5X31M17A*+WALLCON | *97CTN0601716A* | 24000 | 27800 | 18.5 | 10.5 | 8.5 | 1.84 | 71 | 59 | 215678761
KEEPRITE | C5H0V24*K*AAA* | EVM5X31M17A*+WALLCON | *97CTN0601716A* | 24000 | 27800 | 18.5 | 10.5 | 8.5 | 1.84 | 71 | 59 | 215678760
DAY & NIGHT | C5H0V24*K*AAA* | EVM5X31M17A*+WALLCON | *97CTN0601716A* | 24000 | 27800 | 18.5 | 10.5 | 8.5 | 1.84 | 71 | 59 | 215678759
COMFORTMAKER | C5H0V24*K*AAA* | EVM5X31M17A*+WALLCON | *97CTN0601716A* | 24000 | 27800 | 18.5 | 10.5 | 8.5 | 1.84 | 71 | 59 | 215678758
ARCOAIRE | H5H0V24*K*AAA* | EVM5X31M17A*+WALLCON | *97CTN0601716A* | 24000 | 27800 | 18.5 | 10.5 | 8.5 | 1.84 | 71 | 59 | 215678757
AIRQUEST | H5H0V24*K*AAA* | EVM5X31M17A*+WALLCON | *97CTN0601716A* | 24000 | 27800 | 18.5 | 10.5 | 8.5 | 1.84 | 71 | 59 | 215678756
HEIL | H5H0V24*K*AAA* | EVM5X31M17A*+WALLCON | *97CTN0601716A* | 24000 | 27800 | 18.5 | 10.5 | 8.5 | 1.84 | 71 | 59 | 215678755
BRYANT HEATING AND COOLING SYSTEMS | 290VAN024**AA* | CVAMA3117XMA*+UI | 987TA42060C17*** | 24000 | 27800 | 18.5 | 10.5 | 8.5 | 1.84 | 71 | 59 | 215678754
CARRIER | 27VNA024A*030* | CVAMA3117XMA*+UI | 59TN7A060C17**16 | 24000 | 27800 | 18.5 | 10.5 | 8.5 | 1.84 | 71 | 59 | 215678753
TEMPSTAR | T5H0V24*K*AAA* | EVM5X30M17A*+WALLCON | *97CTN0801716A* | 23600 | 27000 | 18 | 10.5 | 8.1 | 1.76 | 72 | 60 | 215678732
KENMORE | (C,H,T)5H0V24*K*AAA* | EVM5X30M17A*+WALLCON | *97CTN0801716A* | 23600 | 27000 | 18 | 10.5 | 8.1 | 1.76 | 72 | 60 | 215678731
KEEPRITE | C5H0V24*K*AAA* | EVM5X30M17A*+WALLCON | *97CTN0801716A* | 23600 | 27000 | 18 | 10.5 | 8.1 | 1.76 | 72 | 60 | 215678730
DAY & NIGHT | C5H0V24*K*AAA* | EVM5X30M17A*+WALLCON | *97CTN0801716A* | 23600 | 27000 | 18 | 10.5 | 8.1 | 1.76 | 72 | 60 | 215678729
COMFORTMAKER | C5H0V24*K*AAA* | EVM5X30M17A*+WALLCON | *97CTN0801716A* | 23600 | 27000 | 18 | 10.5 | 8.1 | 1.76 | 72 | 60 | 215678728
ARCOAIRE | H5H0V24*K*AAA* | EVM5X30M17A*+WALLCON | *97CTN0801716A* | 23600 | 27000 | 18 | 10.5 | 8.1 | 1.76 | 72 | 60 | 215678727
AIRQUEST | H5H0V24*K*AAA* | EVM5X30M17A*+WALLCON | *97CTN0801716A* | 23600 | 27000 | 18 | 10.5 | 8.1 | 1.76 | 72 | 60 | 215678726
HEIL | H5H0V24*K*AAA* | EVM5X30M17A*+WALLCON | *97CTN0801716A* | 23600 | 27000 | 18 | 10.5 | 8.1 | 1.76 | 72 | 60 | 215678725
BRYANT HEATING AND COOLING SYSTEMS | 290VAN024**AA* | CVAMA3017XMA*+UI | 987TA42080C17*** | 23600 | 27000 | 18 | 10.5 | 8.1 | 1.76 | 72 | 60 | 215678724
CARRIER | 27VNA024A*030* | CVAMA3017XMA*+UI | 59TN7A080C17**16 | 23600 | 27000 | 18 | 10.5 | 8.1 | 1.76 | 72 | 60 | 215678723
TEMPSTAR | T5H0V24*K*AAA* | EVM5X30M17A*+WALLCON | *97CTN0601716A* | 23600 | 27200 | 17.5 | 10 | 8.1 | 1.76 | 71 | 60 | 215678722
KENMORE | (C,H,T)5H0V24*K*AAA* | EVM5X30M17A*+WALLCON | *97CTN0601716A* | 23600 | 27200 | 17.5 | 10 | 8.1 | 1.76 | 71 | 60 | 215678721
KEEPRITE | C5H0V24*K*AAA* | EVM5X30M17A*+WALLCON | *97CTN0601716A* | 23600 | 27200 | 17.5 | 10 | 8.1 | 1.76 | 71 | 60 | 215678720
DAY & NIGHT | C5H0V24*K*AAA* | EVM5X30M17A*+WALLCON | *97CTN0601716A* | 23600 | 27200 | 17.5 | 10 | 8.1 | 1.76 | 71 | 60 | 215678719
COMFORTMAKER | C5H0V24*K*AAA* | EVM5X30M17A*+WALLCON | *97CTN0601716A* | 23600 | 27200 | 17.5 | 10 | 8.1 | 1.76 | 71 | 60 | 215678718
ARCOAIRE | H5H0V24*K*AAA* | EVM5X30M17A*+WALLCON | *97CTN0601716A* | 23600 | 27200 | 17.5 | 10 | 8.1 | 1.76 | 71 | 60 | 215678717
AIRQUEST | H5H0V24*K*AAA* | EVM5X30M17A*+WALLCON | *97CTN0601716A* | 23600 | 27200 | 17.5 | 10 | 8.1 | 1.76 | 71 | 60 | 215678716
HEIL | H5H0V24*K*AAA* | EVM5X30M17A*+WALLCON | *97CTN0601716A* | 23600 | 27200 | 17.5 | 10 | 8.1 | 1.76 | 71 | 60 | 215678715
BRYANT HEATING AND COOLING SYSTEMS | 290VAN024**AA* | CVAMA3017XMA*+UI | 987TA42060C17*** | 23600 | 27200 | 17.5 | 10 | 8.1 | 1.76 | 71 | 60 | 215678714
CARRIER | 27VNA024A*030* | CVAMA3017XMA*+UI | 59TN7A060C17**16 | 23600 | 27200 | 17.5 | 10 | 8.1 | 1.76 | 71 | 60 | 215678713
TEMPSTAR | T5H0V24*K*AAA* | EVM5X25M17A*+WALLCON | *97CTN0801716A* | 23600 | 27000 | 18 | 10.5 | 8.1 | 1.76 | 72 | 60 | 215678692
KENMORE | (C,H,T)5H0V24*K*AAA* | EVM5X25M17A*+WALLCON | *97CTN0801716A* | 23600 | 27000 | 18 | 10.5 | 8.1 | 1.76 | 72 | 60 | 215678691
KEEPRITE | C5H0V24*K*AAA* | EVM5X25M17A*+WALLCON | *97CTN0801716A* | 23600 | 27000 | 18 | 10.5 | 8.1 | 1.76 | 72 | 60 | 215678690
DAY & NIGHT | C5H0V24*K*AAA* | EVM5X25M17A*+WALLCON | *97CTN0801716A* | 23600 | 27000 | 18 | 10.5 | 8.1 | 1.76 | 72 | 60 | 215678689
COMFORTMAKER | C5H0V24*K*AAA* | EVM5X25M17A*+WALLCON | *97CTN0801716A* | 23600 | 27000 | 18 | 10.5 | 8.1 | 1.76 | 72 | 60 | 215678688
ARCOAIRE | H5H0V24*K*AAA* | EVM5X25M17A*+WALLCON | *97CTN0801716A* | 23600 | 27000 | 18 | 10.5 | 8.1 | 1.76 | 72 | 60 | 215678687
TEMPSTAR | T5H0V24*K*AAA* | EVM5X36M17A*+WALLCON | *97CTN0801716A* | 23600 | 27000 | 18 | 10.5 | 8.1 | 1.76 | 72 | 60 | 215678852
KENMORE | (C,H,T)5H0V24*K*AAA* | EVM5X36M17A*+WALLCON | *97CTN0801716A* | 23600 | 27000 | 18 | 10.5 | 8.1 | 1.76 | 72 | 60 | 215678851
KEEPRITE | C5H0V24*K*AAA* | EVM5X36M17A*+WALLCON | *97CTN0801716A* | 23600 | 27000 | 18 | 10.5 | 8.1 | 1.76 | 72 | 60 | 215678850
DAY & NIGHT | C5H0V24*K*AAA* | EVM5X36M17A*+WALLCON | *97CTN0801716A* | 23600 | 27000 | 18 | 10.5 | 8.1 | 1.76 | 72 | 60 | 215678849
COMFORTMAKER | C5H0V24*K*AAA* | EVM5X36M17A*+WALLCON | *97CTN0801716A* | 23600 | 27000 | 18 | 10.5 | 8.1 | 1.76 | 72 | 60 | 215678848
ARCOAIRE | H5H0V24*K*AAA* | EVM5X36M17A*+WALLCON | *97CTN0801716A* | 23600 | 27000 | 18 | 10.5 | 8.1 | 1.76 | 72 | 60 | 215678847
AIRQUEST | H5H0V24*K*AAA* | EVM5X36M17A*+WALLCON | *97CTN0801716A* | 23600 | 27000 | 18 | 10.5 | 8.1 | 1.76 | 72 | 60 | 215678846
HEIL | H5H0V24*K*AAA* | EVM5X36M17A*+WALLCON | *97CTN0801716A* | 23600 | 27000 | 18 | 10.5 | 8.1 | 1.76 | 72 | 60 | 215678845
BRYANT HEATING AND COOLING SYSTEMS | 290VAN024**AA* | CVAMA3617XMA*+UI | 987TA42080C17*** | 23600 | 27000 | 18 | 10.5 | 8.1 | 1.76 | 72 | 60 | 215678844
CARRIER | 27VNA024A*030* | CVAMA3617XMA*+UI | 59TN7A080C17**16 | 23600 | 27000 | 18 | 10.5 | 8.1 | 1.76 | 72 | 60 | 215678843
TEMPSTAR | T5H0V24*K*AAA* | EVM5X36M17A*+WALLCON | *97CTN0601716A* | 23600 | 27200 | 17.5 | 10 | 8.1 | 1.76 | 71 | 60 | 215678842
KENMORE | (C,H,T)5H0V24*K*AAA* | EVM5X36M17A*+WALLCON | *97CTN0601716A* | 23600 | 27200 | 17.5 | 10 | 8.1 | 1.76 | 71 | 60 | 215678841
KEEPRITE | C5H0V24*K*AAA* | EVM5X36M17A*+WALLCON | *97CTN0601716A* | 23600 | 27200 | 17.5 | 10 | 8.1 | 1.76 | 71 | 60 | 215678840
DAY & NIGHT | C5H0V24*K*AAA* | EVM5X36M17A*+WALLCON | *97CTN0601716A* | 23600 | 27200 | 17.5 | 10 | 8.1 | 1.76 | 71 | 60 | 215678839
COMFORTMAKER | C5H0V24*K*AAA* | EVM5X36M17A*+WALLCON | *97CTN0601716A* | 23600 | 27200 | 17.5 | 10 | 8.1 | 1.76 | 71 | 60 | 215678838
ARCOAIRE | H5H0V24*K*AAA* | EVM5X36M17A*+WALLCON | *97CTN0601716A* | 23600 | 27200 | 17.5 | 10 | 8.1 | 1.76 | 71 | 60 | 215678837
AIRQUEST | H5H0V24*K*AAA* | EVM5X36M17A*+WALLCON | *97CTN0601716A* | 23600 | 27200 | 17.5 | 10 | 8.1 | 1.76 | 71 | 60 | 215678836
HEIL | H5H0V24*K*AAA* | EVM5X36M17A*+WALLCON | *97CTN0601716A* | 23600 | 27200 | 17.5 | 10 | 8.1 | 1.76 | 71 | 60 | 215678835
BRYANT HEATING AND COOLING SYSTEMS | 290VAN024**AA* | CVAMA3617XMA*+UI | 987TA42060C17*** | 23600 | 27200 | 17.5 | 10 | 8.1 | 1.76 | 71 | 60 | 215678834
CARRIER | 27VNA024A*030* | CVAMA3617XMA*+UI | 59TN7A060C17**16 | 23600 | 27200 | 17.5 | 10 | 8.1 | 1.76 | 71 | 60 | 215678833
TEMPSTAR | T5H0V24*K*AAA* | EVM5X32M17A*+WALLCON | *97CTN0801716A* | 24200 | 27800 | 19 | 10.5 | 8.5 | 1.86 | 71 | 58 | 215678812
KENMORE | (C,H,T)5H0V24*K*AAA* | EVM5X32M17A*+WALLCON | *97CTN0801716A* | 24200 | 27800 | 19 | 10.5 | 8.5 | 1.86 | 71 | 58 | 215678811
KEEPRITE | C5H0V24*K*AAA* | EVM5X32M17A*+WALLCON | *97CTN0801716A* | 24200 | 27800 | 19 | 10.5 | 8.5 | 1.86 | 71 | 58 | 215678810
DAY & NIGHT | C5H0V24*K*AAA* | EVM5X32M17A*+WALLCON | *97CTN0801716A* | 24200 | 27800 | 19 | 10.5 | 8.5 | 1.86 | 71 | 58 | 215678809
COMFORTMAKER | C5H0V24*K*AAA* | EVM5X32M17A*+WALLCON | *97CTN0801716A* | 24200 | 27800 | 19 | 10.5 | 8.5 | 1.86 | 71 | 58 | 215678808
ARCOAIRE | H5H0V24*K*AAA* | EVM5X32M17A*+WALLCON | *97CTN0801716A* | 24200 | 27800 | 19 | 10.5 | 8.5 | 1.86 | 71 | 58 | 215678807
AIRQUEST | H5H0V24*K*AAA* | EVM5X32M17A*+WALLCON | *97CTN0801716A* | 24200 | 27800 | 19 | 10.5 | 8.5 | 1.86 | 71 | 58 | 215678806
HEIL | H5H0V24*K*AAA* | EVM5X32M17A*+WALLCON | *97CTN0801716A* | 24200 | 27800 | 19 | 10.5 | 8.5 | 1.86 | 71 | 58 | 215678805
BRYANT HEATING AND COOLING SYSTEMS | 290VAN024**AA* | CVAMA3217XMA*+UI | 987TA42080C17*** | 24200 | 27800 | 19 | 10.5 | 8.5 | 1.86 | 71 | 58 | 215678804
CARRIER | 27VNA024A*030* | CVAMA3217XMA*+UI | 59TN7A080C17**16 | 24200 | 27800 | 19 | 10.5 | 8.5 | 1.86 | 71 | 58 | 215678803
TEMPSTAR | T5H0V24*K*AAA* | EVM5X32M17A*+WALLCON | *97CTN0601716A* | 24200 | 28000 | 18.5 | 10.5 | 8.5 | 1.84 | 70 | 58 | 215678802
KENMORE | (C,H,T)5H0V24*K*AAA* | EVM5X32M17A*+WALLCON | *97CTN0601716A* | 24200 | 28000 | 18.5 | 10.5 | 8.5 | 1.84 | 70 | 58 | 215678801
KEEPRITE | C5H0V24*K*AAA* | EVM5X32M17A*+WALLCON | *97CTN0601716A* | 24200 | 28000 | 18.5 | 10.5 | 8.5 | 1.84 | 70 | 58 | 215678800
COMFORTMAKER | C5H0V24*K*AAA* | EVM5X32M17A*+WALLCON | *97CTN0601716A* | 24200 | 28000 | 18.5 | 10.5 | 8.5 | 1.84 | 70 | 58 | 215678798
CARRIER | 27VNA024A*030* | CAA**2417AM*+UI | 58CU*B040C17**12 | 23000 | 24600 | 16.5 | 10 | 8.5 | 1.98 | 82 | 68 | 215678183
BRYANT HEATING AND COOLING SYSTEMS | 290VAN024**AA* | CAA**2417AM*+UI | 83*CB36040C17*** | 23000 | 24600 | 16.5 | 10 | 8.5 | 1.98 | 82 | 68 | 215678184
HEIL | H5H0V24*K*AAA* | EA*5X24M17A*+WALLCON | *80CSU0401712B* | 23000 | 24600 | 16.5 | 10 | 8.5 | 1.98 | 82 | 68 | 215678185
AIRQUEST | H5H0V24*K*AAA* | EA*5X24M17A*+WALLCON | *80CSU0401712B* | 23000 | 24600 | 16.5 | 10 | 8.5 | 1.98 | 82 | 68 | 215678186
ARCOAIRE | H5H0V24*K*AAA* | EA*5X24M17A*+WALLCON | *80CSU0401712B* | 23000 | 24600 | 16.5 | 10 | 8.5 | 1.98 | 82 | 68 | 215678187
COMFORTMAKER | C5H0V24*K*AAA* | EA*5X24M17A*+WALLCON | *80CSU0401712B* | 23000 | 24600 | 16.5 | 10 | 8.5 | 1.98 | 82 | 68 | 215678188
DAY & NIGHT | C5H0V24*K*AAA* | EA*5X24M17A*+WALLCON | *80CSU0401712B* | 23000 | 24600 | 16.5 | 10 | 8.5 | 1.98 | 82 | 68 | 215678189
KEEPRITE | C5H0V24*K*AAA* | EA*5X24M17A*+WALLCON | *80CSU0401712B* | 23000 | 24600 | 16.5 | 10 | 8.5 | 1.98 | 82 | 68 | 215678190
KENMORE | (C,H,T)5H0V24*K*AAA* | EA*5X24M17A*+WALLCON | *80CSU0401712B* | 23000 | 24600 | 16.5 | 10 | 8.5 | 1.98 | 82 | 68 | 215678191
TEMPSTAR | T5H0V24*K*AAA* | EA*5X24M17A*+WALLCON | *80CSU0401712B* | 23000 | 24600 | 16.5 | 10 | 8.5 | 1.98 | 82 | 68 | 215678192
CARRIER | 27VNA024A*030* | CAA**2417AM*+UI | 58CU*B060C17**16 | 22800 | 24600 | 16.5 | 10 | 8.5 | 1.96 | 82 | 68 | 215678193
BRYANT HEATING AND COOLING SYSTEMS | 290VAN024**AA* | CAA**2417AM*+UI | 83*CB48060C17*** | 22800 | 24600 | 16.5 | 10 | 8.5 | 1.96 | 82 | 68 | 215678194
HEIL | H5H0V24*K*AAA* | EA*5X24M17A*+WALLCON | *80CSU0601716B* | 22800 | 24600 | 16.5 | 10 | 8.5 | 1.96 | 82 | 68 | 215678195
AIRQUEST | H5H0V24*K*AAA* | EA*5X24M17A*+WALLCON | *80CSU0601716B* | 22800 | 24600 | 16.5 | 10 | 8.5 | 1.96 | 82 | 68 | 215678196
COMFORTMAKER | C5H0V24*K*AAA* | EA*5X24M17A*+WALLCON | *80CSU0601716B* | 22800 | 24600 | 16.5 | 10 | 8.5 | 1.96 | 82 | 68 | 215678198
ARCOAIRE | H5H0V24*K*AAA* | EA*5X24M17A*+WALLCON | *80CSU0601716B* | 22800 | 24600 | 16.5 | 10 | 8.5 | 1.96 | 82 | 68 | 215678197
DAY & NIGHT | C5H0V24*K*AAA* | EA*5X24M17A*+WALLCON | *80CSU0601716B* | 22800 | 24600 | 16.5 | 10 | 8.5 | 1.96 | 82 | 68 | 215678199
KEEPRITE | C5H0V24*K*AAA* | EA*5X24M17A*+WALLCON | *80CSU0601716B* | 22800 | 24600 | 16.5 | 10 | 8.5 | 1.96 | 82 | 68 | 215678200
TEMPSTAR | T5H0V24*K*AAA* | EA*5X24M17A*+WALLCON | *80CSU0601716B* | 22800 | 24600 | 16.5 | 10 | 8.5 | 1.96 | 82 | 68 | 215678202
KENMORE | (C,H,T)5H0V24*K*AAA* | EA*5X24M17A*+WALLCON | *80CSU0601716B* | 22800 | 24600 | 16.5 | 10 | 8.5 | 1.96 | 82 | 68 | 215678201
CARRIER | 27VNA024A*030* | CAA**2417AM*+UI | 59TN7A060C17**16 | 22800 | 24800 | 16.5 | 10 | 9 | 1.94 | 82 | 68 | 215678203
BRYANT HEATING AND COOLING SYSTEMS | 290VAN024**AA* | CAA**2417AM*+UI | 987TA42060C17*** | 22800 | 24800 | 16.5 | 10 | 9 | 1.94 | 82 | 68 | 215678204
HEIL | H5H0V24*K*AAA* | EA*5X24M17A*+WALLCON | *97CTN0601716A* | 22800 | 24800 | 16.5 | 10 | 9 | 1.94 | 82 | 68 | 215678205
AIRQUEST | H5H0V24*K*AAA* | EA*5X24M17A*+WALLCON | *97CTN0601716A* | 22800 | 24800 | 16.5 | 10 | 9 | 1.94 | 82 | 68 | 215678206
ARCOAIRE | H5H0V24*K*AAA* | EA*5X24M17A*+WALLCON | *97CTN0601716A* | 22800 | 24800 | 16.5 | 10 | 9 | 1.94 | 82 | 68 | 215678207
COMFORTMAKER | C5H0V24*K*AAA* | EA*5X24M17A*+WALLCON | *97CTN0601716A* | 22800 | 24800 | 16.5 | 10 | 9 | 1.94 | 82 | 68 | 215678208
DAY & NIGHT | C5H0V24*K*AAA* | EA*5X24M17A*+WALLCON | *97CTN0601716A* | 22800 | 24800 | 16.5 | 10 | 9 | 1.94 | 82 | 68 | 215678209
KEEPRITE | C5H0V24*K*AAA* | EA*5X24M17A*+WALLCON | *97CTN0601716A* | 22800 | 24800 | 16.5 | 10 | 9 | 1.94 | 82 | 68 | 215678210
TEMPSTAR | T5H0V24*K*AAA* | EA*5X24M17A*+WALLCON | *97CTN0601716A* | 22800 | 24800 | 16.5 | 10 | 9 | 1.94 | 82 | 68 | 215678212
KENMORE | (C,H,T)5H0V24*K*AAA* | EA*5X24M17A*+WALLCON | *97CTN0601716A* | 22800 | 24800 | 16.5 | 10 | 9 | 1.94 | 82 | 68 | 215678211
CARRIER | 27VNA024A*030* | CAA**2417AM*+UI | 59TN7A080C17**16 | 22800 | 24600 | 16.5 | 10 | 9 | 1.94 | 83 | 69 | 215678213
BRYANT HEATING AND COOLING SYSTEMS | 290VAN024**AA* | CAA**2417AM*+UI | 987TA42080C17*** | 22800 | 24600 | 16.5 | 10 | 9 | 1.94 | 83 | 69 | 215678214
HEIL | H5H0V24*K*AAA* | EA*5X24M17A*+WALLCON | *97CTN0801716A* | 22800 | 24600 | 16.5 | 10 | 9 | 1.94 | 83 | 69 | 215678215
AIRQUEST | H5H0V24*K*AAA* | EA*5X24M17A*+WALLCON | *97CTN0801716A* | 22800 | 24600 | 16.5 | 10 | 9 | 1.94 | 83 | 69 | 215678216
ARCOAIRE | H5H0V24*K*AAA* | EA*5X24M17A*+WALLCON | *97CTN0801716A* | 22800 | 24600 | 16.5 | 10 | 9 | 1.94 | 83 | 69 | 215678217
COMFORTMAKER | C5H0V24*K*AAA* | EA*5X24M17A*+WALLCON | *97CTN0801716A* | 22800 | 24600 | 16.5 | 10 | 9 | 1.94 | 83 | 69 | 215678218
DAY & NIGHT | C5H0V24*K*AAA* | EA*5X24M17A*+WALLCON | *97CTN0801716A* | 22800 | 24600 | 16.5 | 10 | 9 | 1.94 | 83 | 69 | 215678219
KEEPRITE | C5H0V24*K*AAA* | EA*5X24M17A*+WALLCON | *97CTN0801716A* | 22800 | 24600 | 16.5 | 10 | 9 | 1.94 | 83 | 69 | 215678220
KENMORE | (C,H,T)5H0V24*K*AAA* | EA*5X24M17A*+WALLCON | *97CTN0801716A* | 22800 | 24600 | 16.5 | 10 | 9 | 1.94 | 83 | 69 | 215678221
TEMPSTAR | T5H0V24*K*AAA* | EA*5X24M17A*+WALLCON | *97CTN0801716A* | 22800 | 24600 | 16.5 | 10 | 9 | 1.94 | 83 | 69 | 215678222
CARRIER | 27VNA024A*030* | CAA**2517AM*+UI | 58CU*B040C17**12 | 24000 | 23600 | 17 | 10.5 | 9 | 2.02 | 83 | 69 | 215678223
BRYANT HEATING AND COOLING SYSTEMS | 290VAN024**AA* | CAA**2517AM*+UI | 83*CB36040C17*** | 24000 | 23600 | 17 | 10.5 | 9 | 2.02 | 83 | 69 | 215678224
HEIL | H5H0V24*K*AAA* | EA*5X25M17A*+WALLCON | *80CSU0401712B* | 24000 | 23600 | 17 | 10.5 | 9 | 2.02 | 83 | 69 | 215678225
AIRQUEST | H5H0V24*K*AAA* | EA*5X25M17A*+WALLCON | *80CSU0401712B* | 24000 | 23600 | 17 | 10.5 | 9 | 2.02 | 83 | 69 | 215678226
ARCOAIRE | H5H0V24*K*AAA* | EA*5X25M17A*+WALLCON | *80CSU0401712B* | 24000 | 23600 | 17 | 10.5 | 9 | 2.02 | 83 | 69 | 215678227
COMFORTMAKER | C5H0V24*K*AAA* | EA*5X25M17A*+WALLCON | *80CSU0401712B* | 24000 | 23600 | 17 | 10.5 | 9 | 2.02 | 83 | 69 | 215678228
DAY & NIGHT | C5H0V24*K*AAA* | EA*5X25M17A*+WALLCON | *80CSU0401712B* | 24000 | 23600 | 17 | 10.5 | 9 | 2.02 | 83 | 69 | 215678229
KEEPRITE | C5H0V24*K*AAA* | EA*5X25M17A*+WALLCON | *80CSU0401712B* | 24000 | 23600 | 17 | 10.5 | 9 | 2.02 | 83 | 69 | 215678230
KENMORE | (C,H,T)5H0V24*K*AAA* | EA*5X25M17A*+WALLCON | *80CSU0401712B* | 24000 | 23600 | 17 | 10.5 | 9 | 2.02 | 83 | 69 | 215678231
TEMPSTAR | T5H0V24*K*AAA* | EA*5X25M17A*+WALLCON | *80CSU0401712B* | 24000 | 23600 | 17 | 10.5 | 9 | 2.02 | 83 | 69 | 215678232
CARRIER | 27VNA024A*030* | CAA**2517AM*+UI | 58CU*B060C17**16 | 24000 | 23800 | 17 | 10.5 | 9 | 2.02 | 83 | 68 | 215678233
BRYANT HEATING AND COOLING SYSTEMS | 290VAN024**AA* | CAA**2517AM*+UI | 83*CB48060C17*** | 24000 | 23800 | 17 | 10.5 | 9 | 2.02 | 83 | 68 | 215678234
HEIL | H5H0V24*K*AAA* | EA*5X25M17A*+WALLCON | *80CSU0601716B* | 24000 | 23800 | 17 | 10.5 | 9 | 2.02 | 83 | 68 | 215678235
AIRQUEST | H5H0V24*K*AAA* | EA*5X25M17A*+WALLCON | *80CSU0601716B* | 24000 | 23800 | 17 | 10.5 | 9 | 2.02 | 83 | 68 | 215678236
ARCOAIRE | H5H0V24*K*AAA* | EA*5X25M17A*+WALLCON | *80CSU0601716B* | 24000 | 23800 | 17 | 10.5 | 9 | 2.02 | 83 | 68 | 215678237
COMFORTMAKER | C5H0V24*K*AAA* | EA*5X25M17A*+WALLCON | *80CSU0601716B* | 24000 | 23800 | 17 | 10.5 | 9 | 2.02 | 83 | 68 | 215678238
ARCOAIRE | H5H0V24*K*AAA* | EVD5X30M17A*+WALLCON | *97CTN0801716A* | 23600 | 27200 | 18 | 10.5 | 8.1 | 1.76 | 71 | 60 | 215678967
COMFORTMAKER | C5H0V24*K*AAA* | EVD5X30M17A*+WALLCON | *97CTN0801716A* | 23600 | 27200 | 18 | 10.5 | 8.1 | 1.76 | 71 | 60 | 215678968
DAY & NIGHT | C5H0V24*K*AAA* | EVD5X30M17A*+WALLCON | *97CTN0801716A* | 23600 | 27200 | 18 | 10.5 | 8.1 | 1.76 | 71 | 60 | 215678969
KEEPRITE | C5H0V24*K*AAA* | EVD5X30M17A*+WALLCON | *97CTN0801716A* | 23600 | 27200 | 18 | 10.5 | 8.1 | 1.76 | 71 | 60 | 215678970
KENMORE | (C,H,T)5H0V24*K*AAA* | EVD5X30M17A*+WALLCON | *97CTN0801716A* | 23600 | 27200 | 18 | 10.5 | 8.1 | 1.76 | 71 | 60 | 215678971
TEMPSTAR | T5H0V24*K*AAA* | EVD5X30M17A*+WALLCON | *97CTN0801716A* | 23600 | 27200 | 18 | 10.5 | 8.1 | 1.76 | 71 | 60 | 215678972
CARRIER | 27VNA024A*030* | CVAVA3117XMA*+UI | 59TN7A060C17**16 | 24000 | 27800 | 18.5 | 10.5 | 8.5 | 1.84 | 71 | 59 | 215678993
BRYANT HEATING AND COOLING SYSTEMS | 290VAN024**AA* | CVAVA3117XMA*+UI | 987TA42060C17*** | 24000 | 27800 | 18.5 | 10.5 | 8.5 | 1.84 | 71 | 59 | 215678994
HEIL | H5H0V24*K*AAA* | EVD5X31M17A*+WALLCON | *97CTN0601716A* | 24000 | 27800 | 18.5 | 10.5 | 8.5 | 1.84 | 71 | 59 | 215678995
AIRQUEST | H5H0V24*K*AAA* | EVD5X31M17A*+WALLCON | *97CTN0601716A* | 24000 | 27800 | 18.5 | 10.5 | 8.5 | 1.84 | 71 | 59 | 215678996
ARCOAIRE | H5H0V24*K*AAA* | EVD5X31M17A*+WALLCON | *97CTN0601716A* | 24000 | 27800 | 18.5 | 10.5 | 8.5 | 1.84 | 71 | 59 | 215678997
COMFORTMAKER | C5H0V24*K*AAA* | EVD5X31M17A*+WALLCON | *97CTN0601716A* | 24000 | 27800 | 18.5 | 10.5 | 8.5 | 1.84 | 71 | 59 | 215678998
DAY & NIGHT | C5H0V24*K*AAA* | EVD5X31M17A*+WALLCON | *97CTN0601716A* | 24000 | 27800 | 18.5 | 10.5 | 8.5 | 1.84 | 71 | 59 | 215678999
KEEPRITE | C5H0V24*K*AAA* | EVD5X31M17A*+WALLCON | *97CTN0601716A* | 24000 | 27800 | 18.5 | 10.5 | 8.5 | 1.84 | 71 | 59 | 215679000
KENMORE | (C,H,T)5H0V24*K*AAA* | EVD5X31M17A*+WALLCON | *97CTN0601716A* | 24000 | 27800 | 18.5 | 10.5 | 8.5 | 1.84 | 71 | 59 | 215679001
TEMPSTAR | T5H0V24*K*AAA* | EVD5X31M17A*+WALLCON | *97CTN0601716A* | 24000 | 27800 | 18.5 | 10.5 | 8.5 | 1.84 | 71 | 59 | 215679002
CARRIER | 27VNA024A*030* | CVAVA3117XMA*+UI | 59TN7A080C17**16 | 24000 | 27800 | 18.5 | 10.5 | 8.5 | 1.84 | 71 | 58 | 215679003
BRYANT HEATING AND COOLING SYSTEMS | 290VAN024**AA* | CVAVA3117XMA*+UI | 987TA42080C17*** | 24000 | 27800 | 18.5 | 10.5 | 8.5 | 1.84 | 71 | 58 | 215679004
HEIL | H5H0V24*K*AAA* | EVD5X31M17A*+WALLCON | *97CTN0801716A* | 24000 | 27800 | 18.5 | 10.5 | 8.5 | 1.84 | 71 | 58 | 215679005
AIRQUEST | H5H0V24*K*AAA* | EVD5X31M17A*+WALLCON | *97CTN0801716A* | 24000 | 27800 | 18.5 | 10.5 | 8.5 | 1.84 | 71 | 58 | 215679006
ARCOAIRE | H5H0V24*K*AAA* | EVD5X31M17A*+WALLCON | *97CTN0801716A* | 24000 | 27800 | 18.5 | 10.5 | 8.5 | 1.84 | 71 | 58 | 215679007
COMFORTMAKER | C5H0V24*K*AAA* | EVD5X31M17A*+WALLCON | *97CTN0801716A* | 24000 | 27800 | 18.5 | 10.5 | 8.5 | 1.84 | 71 | 58 | 215679008
DAY & NIGHT | C5H0V24*K*AAA* | EVD5X31M17A*+WALLCON | *97CTN0801716A* | 24000 | 27800 | 18.5 | 10.5 | 8.5 | 1.84 | 71 | 58 | 215679009
KEEPRITE | C5H0V24*K*AAA* | EVD5X31M17A*+WALLCON | *97CTN0801716A* | 24000 | 27800 | 18.5 | 10.5 | 8.5 | 1.84 | 71 | 58 | 215679010
KENMORE | (C,H,T)5H0V24*K*AAA* | EVD5X31M17A*+WALLCON | *97CTN0801716A* | 24000 | 27800 | 18.5 | 10.5 | 8.5 | 1.84 | 71 | 58 | 215679011
TEMPSTAR | T5H0V24*K*AAA* | EVD5X31M17A*+WALLCON | *97CTN0801716A* | 24000 | 27800 | 18.5 | 10.5 | 8.5 | 1.84 | 71 | 58 | 215679012
KEEPRITE | C5H0V24*K*AAA* | EA*5X37M17A*+WALLCON | *80CSU0401712B* | 23800 | 23800 | 17 | 10 | 9 | 2 | 83 | 69 | 215678350
DAY & NIGHT | C5H0V24*K*AAA* | EA*5X37M17A*+WALLCON | *80CSU0401712B* | 23800 | 23800 | 17 | 10 | 9 | 2 | 83 | 69 | 215678349
COMFORTMAKER | C5H0V24*K*AAA* | EA*5X37M17A*+WALLCON | *80CSU0401712B* | 23800 | 23800 | 17 | 10 | 9 | 2 | 83 | 69 | 215678348
ARCOAIRE | H5H0V24*K*AAA* | EA*5X37M17A*+WALLCON | *80CSU0401712B* | 23800 | 23800 | 17 | 10 | 9 | 2 | 83 | 69 | 215678347
AIRQUEST | H5H0V24*K*AAA* | EA*5X37M17A*+WALLCON | *80CSU0401712B* | 23800 | 23800 | 17 | 10 | 9 | 2 | 83 | 69 | 215678346
HEIL | H5H0V24*K*AAA* | EA*5X37M17A*+WALLCON | *80CSU0401712B* | 23800 | 23800 | 17 | 10 | 9 | 2 | 83 | 69 | 215678345
BRYANT HEATING AND COOLING SYSTEMS | 290VAN024**AA* | CAA**3717AM*+UI | 83*CB36040C17*** | 23800 | 23800 | 17 | 10 | 9 | 2 | 83 | 69 | 215678344
CARRIER | 27VNA024A*030* | CAA**3717AM*+UI | 58CU*B040C17**12 | 23800 | 23800 | 17 | 10 | 9 | 2 | 83 | 69 | 215678343
TEMPSTAR | T5H0V24*K*AAA* | EA*5X36M17A*+WALLCON | *97CTN0801716A* | 23000 | 24200 | 17 | 10 | 9 | 1.98 | 83 | 69 | 215678342
KENMORE | (C,H,T)5H0V24*K*AAA* | EA*5X36M17A*+WALLCON | *97CTN0801716A* | 23000 | 24200 | 17 | 10 | 9 | 1.98 | 83 | 69 | 215678341
KEEPRITE | C5H0V24*K*AAA* | EA*5X36M17A*+WALLCON | *97CTN0801716A* | 23000 | 24200 | 17 | 10 | 9 | 1.98 | 83 | 69 | 215678340
DAY & NIGHT | C5H0V24*K*AAA* | EA*5X36M17A*+WALLCON | *97CTN0801716A* | 23000 | 24200 | 17 | 10 | 9 | 1.98 | 83 | 69 | 215678339
COMFORTMAKER | C5H0V24*K*AAA* | EA*5X36M17A*+WALLCON | *97CTN0801716A* | 23000 | 24200 | 17 | 10 | 9 | 1.98 | 83 | 69 | 215678338
ARCOAIRE | H5H0V24*K*AAA* | EA*5X36M17A*+WALLCON | *97CTN0801716A* | 23000 | 24200 | 17 | 10 | 9 | 1.98 | 83 | 69 | 215678337
AIRQUEST | H5H0V24*K*AAA* | EA*5X36M17A*+WALLCON | *97CTN0801716A* | 23000 | 24200 | 17 | 10 | 9 | 1.98 | 83 | 69 | 215678336
HEIL | H5H0V24*K*AAA* | EA*5X36M17A*+WALLCON | *97CTN0801716A* | 23000 | 24200 | 17 | 10 | 9 | 1.98 | 83 | 69 | 215678335
BRYANT HEATING AND COOLING SYSTEMS | 290VAN024**AA* | CAA**3617AM*+UI | 987TA42080C17*** | 23000 | 24200 | 17 | 10 | 9 | 1.98 | 83 | 69 | 215678334
CARRIER | 27VNA024A*030* | CAA**3617AM*+UI | 59TN7A080C17**16 | 23000 | 24200 | 17 | 10 | 9 | 1.98 | 83 | 69 | 215678333
TEMPSTAR | T5H0V24*K*AAA* | EA*5X36M17A*+WALLCON | *97CTN0601716A* | 23000 | 24200 | 16.5 | 10 | 9 | 1.98 | 83 | 69 | 215678332
KENMORE | (C,H,T)5H0V24*K*AAA* | EA*5X36M17A*+WALLCON | *97CTN0601716A* | 23000 | 24200 | 16.5 | 10 | 9 | 1.98 | 83 | 69 | 215678331
KEEPRITE | C5H0V24*K*AAA* | EA*5X36M17A*+WALLCON | *97CTN0601716A* | 23000 | 24200 | 16.5 | 10 | 9 | 1.98 | 83 | 69 | 215678330
DAY & NIGHT | C5H0V24*K*AAA* | EA*5X36M17A*+WALLCON | *97CTN0601716A* | 23000 | 24200 | 16.5 | 10 | 9 | 1.98 | 83 | 69 | 215678329
COMFORTMAKER | C5H0V24*K*AAA* | EA*5X36M17A*+WALLCON | *97CTN0601716A* | 23000 | 24200 | 16.5 | 10 | 9 | 1.98 | 83 | 69 | 215678328
ARCOAIRE | H5H0V24*K*AAA* | EA*5X36M17A*+WALLCON | *97CTN0601716A* | 23000 | 24200 | 16.5 | 10 | 9 | 1.98 | 83 | 69 | 215678327
AIRQUEST | H5H0V24*K*AAA* | EA*5X36M17A*+WALLCON | *97CTN0601716A* | 23000 | 24200 | 16.5 | 10 | 9 | 1.98 | 83 | 69 | 215678326
HEIL | H5H0V24*K*AAA* | EA*5X36M17A*+WALLCON | *97CTN0601716A* | 23000 | 24200 | 16.5 | 10 | 9 | 1.98 | 83 | 69 | 215678325
BRYANT HEATING AND COOLING SYSTEMS | 290VAN024**AA* | CAA**3617AM*+UI | 987TA42060C17*** | 23000 | 24200 | 16.5 | 10 | 9 | 1.98 | 83 | 69 | 215678324
CARRIER | 27VNA024A*030* | CAA**3617AM*+UI | 59TN7A060C17**16 | 23000 | 24200 | 16.5 | 10 | 9 | 1.98 | 83 | 69 | 215678323
TEMPSTAR | T5H0V24*K*AAA* | EA*5X36M17A*+WALLCON | *80CSU0601716B* | 23200 | 24000 | 17 | 10 | 8.5 | 1.98 | 83 | 69 | 215678322
KENMORE | (C,H,T)5H0V24*K*AAA* | EA*5X36M17A*+WALLCON | *80CSU0601716B* | 23200 | 24000 | 17 | 10 | 8.5 | 1.98 | 83 | 69 | 215678321
KEEPRITE | C5H0V24*K*AAA* | EA*5X36M17A*+WALLCON | *80CSU0601716B* | 23200 | 24000 | 17 | 10 | 8.5 | 1.98 | 83 | 69 | 215678320
DAY & NIGHT | C5H0V24*K*AAA* | EA*5X36M17A*+WALLCON | *80CSU0601716B* | 23200 | 24000 | 17 | 10 | 8.5 | 1.98 | 83 | 69 | 215678319
COMFORTMAKER | C5H0V24*K*AAA* | EA*5X36M17A*+WALLCON | *80CSU0601716B* | 23200 | 24000 | 17 | 10 | 8.5 | 1.98 | 83 | 69 | 215678318
ARCOAIRE | H5H0V24*K*AAA* | EA*5X36M17A*+WALLCON | *80CSU0601716B* | 23200 | 24000 | 17 | 10 | 8.5 | 1.98 | 83 | 69 | 215678317
AIRQUEST | H5H0V24*K*AAA* | EA*5X36M17A*+WALLCON | *80CSU0601716B* | 23200 | 24000 | 17 | 10 | 8.5 | 1.98 | 83 | 69 | 215678316
HEIL | H5H0V24*K*AAA* | EA*5X36M17A*+WALLCON | *80CSU0601716B* | 23200 | 24000 | 17 | 10 | 8.5 | 1.98 | 83 | 69 | 215678315
BRYANT HEATING AND COOLING SYSTEMS | 290VAN024**AA* | CAA**3617AM*+UI | 83*CB48060C17*** | 23200 | 24000 | 17 | 10 | 8.5 | 1.98 | 83 | 69 | 215678314
CARRIER | 27VNA024A*030* | CAA**3617AM*+UI | 58CU*B060C17**16 | 23200 | 24000 | 17 | 10 | 8.5 | 1.98 | 83 | 69 | 215678313
TEMPSTAR | T5H0V24*K*AAA* | EA*5X36M17A*+WALLCON | *80CSU0401712B* | 23200 | 24000 | 17 | 10 | 8.5 | 2 | 83 | 69 | 215678312
KENMORE | (C,H,T)5H0V24*K*AAA* | EA*5X36M17A*+WALLCON | *80CSU0401712B* | 23200 | 24000 | 17 | 10 | 8.5 | 2 | 83 | 69 | 215678311
KEEPRITE | C5H0V24*K*AAA* | EA*5X36M17A*+WALLCON | *80CSU0401712B* | 23200 | 24000 | 17 | 10 | 8.5 | 2 | 83 | 69 | 215678310
DAY & NIGHT | C5H0V24*K*AAA* | EA*5X36M17A*+WALLCON | *80CSU0401712B* | 23200 | 24000 | 17 | 10 | 8.5 | 2 | 83 | 69 | 215678309
COMFORTMAKER | C5H0V24*K*AAA* | EA*5X36M17A*+WALLCON | *80CSU0401712B* | 23200 | 24000 | 17 | 10 | 8.5 | 2 | 83 | 69 | 215678308
ARCOAIRE | H5H0V24*K*AAA* | EA*5X36M17A*+WALLCON | *80CSU0401712B* | 23200 | 24000 | 17 | 10 | 8.5 | 2 | 83 | 69 | 215678307
AIRQUEST | H5H0V24*K*AAA* | EA*5X36M17A*+WALLCON | *80CSU0401712B* | 23200 | 24000 | 17 | 10 | 8.5 | 2 | 83 | 69 | 215678306
HEIL | H5H0V24*K*AAA* | EA*5X36M17A*+WALLCON | *80CSU0401712B* | 23200 | 24000 | 17 | 10 | 8.5 | 2 | 83 | 69 | 215678305
BRYANT HEATING AND COOLING SYSTEMS | 290VAN024**AA* | CAA**3617AM*+UI | 83*CB36040C17*** | 23200 | 24000 | 17 | 10 | 8.5 | 2 | 83 | 69 | 215678304
CARRIER | 27VNA024A*030* | CAA**3617AM*+UI | 58CU*B040C17**12 | 23200 | 24000 | 17 | 10 | 8.5 | 2 | 83 | 69 | 215678303
TEMPSTAR | T5H0V24*K*AAA* | EA*5X30M17A*+WALLCON | *97CTN0801716A* | 23000 | 24200 | 16.5 | 10 | 9 | 1.86 | 83 | 69 | 215678302
KENMORE | (C,H,T)5H0V24*K*AAA* | EA*5X30M17A*+WALLCON | *97CTN0801716A* | 23000 | 24200 | 16.5 | 10 | 9 | 1.86 | 83 | 69 | 215678301
KEEPRITE | C5H0V24*K*AAA* | EA*5X30M17A*+WALLCON | *97CTN0801716A* | 23000 | 24200 | 16.5 | 10 | 9 | 1.86 | 83 | 69 | 215678300
DAY & NIGHT | C5H0V24*K*AAA* | EA*5X30M17A*+WALLCON | *97CTN0801716A* | 23000 | 24200 | 16.5 | 10 | 9 | 1.86 | 83 | 69 | 215678299
COMFORTMAKER | C5H0V24*K*AAA* | EA*5X30M17A*+WALLCON | *97CTN0801716A* | 23000 | 24200 | 16.5 | 10 | 9 | 1.86 | 83 | 69 | 215678298
ARCOAIRE | H5H0V24*K*AAA* | EA*5X30M17A*+WALLCON | *97CTN0801716A* | 23000 | 24200 | 16.5 | 10 | 9 | 1.86 | 83 | 69 | 215678297
AIRQUEST | H5H0V24*K*AAA* | EA*5X30M17A*+WALLCON | *97CTN0801716A* | 23000 | 24200 | 16.5 | 10 | 9 | 1.86 | 83 | 69 | 215678296
HEIL | H5H0V24*K*AAA* | EA*5X30M17A*+WALLCON | *97CTN0801716A* | 23000 | 24200 | 16.5 | 10 | 9 | 1.86 | 83 | 69 | 215678295
COMFORTMAKER | C5H0V24*K*AAA* | EVD5X36M21A*+WALLCON | *97CTN0601716A* | 23600 | 27200 | 18 | 10.5 | 8.1 | 1.76 | 71 | 60 | 215679078
ARCOAIRE | H5H0V24*K*AAA* | EVD5X36M21A*+WALLCON | *97CTN0601716A* | 23600 | 27200 | 18 | 10.5 | 8.1 | 1.76 | 71 | 60 | 215679077
AIRQUEST | H5H0V24*K*AAA* | EVD5X36M21A*+WALLCON | *97CTN0601716A* | 23600 | 27200 | 18 | 10.5 | 8.1 | 1.76 | 71 | 60 | 215679076
HEIL | H5H0V24*K*AAA* | EVD5X36M21A*+WALLCON | *97CTN0601716A* | 23600 | 27200 | 18 | 10.5 | 8.1 | 1.76 | 71 | 60 | 215679075
BRYANT HEATING AND COOLING SYSTEMS | 290VAN024**AA* | CVAVA3621XMA*+UI | 987TA42060C17*** | 23600 | 27200 | 18 | 10.5 | 8.1 | 1.76 | 71 | 60 | 215679074
CARRIER | 27VNA024A*030* | CVAVA3621XMA*+UI | 59TN7A060C17**16 | 23600 | 27200 | 18 | 10.5 | 8.1 | 1.76 | 71 | 60 | 215679073
TEMPSTAR | T5H0V24*K*AAA* | EVD5X36M17A*+WALLCON | *97CTN0801716A* | 23600 | 27200 | 18 | 10.5 | 8.1 | 1.76 | 71 | 60 | 215679052
KENMORE | (C,H,T)5H0V24*K*AAA* | EVD5X36M17A*+WALLCON | *97CTN0801716A* | 23600 | 27200 | 18 | 10.5 | 8.1 | 1.76 | 71 | 60 | 215679051
KEEPRITE | C5H0V24*K*AAA* | EVD5X36M17A*+WALLCON | *97CTN0801716A* | 23600 | 27200 | 18 | 10.5 | 8.1 | 1.76 | 71 | 60 | 215679050
DAY & NIGHT | C5H0V24*K*AAA* | EVD5X36M17A*+WALLCON | *97CTN0801716A* | 23600 | 27200 | 18 | 10.5 | 8.1 | 1.76 | 71 | 60 | 215679049
COMFORTMAKER | C5H0V24*K*AAA* | EVD5X36M17A*+WALLCON | *97CTN0801716A* | 23600 | 27200 | 18 | 10.5 | 8.1 | 1.76 | 71 | 60 | 215679048
ARCOAIRE | H5H0V24*K*AAA* | EVD5X36M17A*+WALLCON | *97CTN0801716A* | 23600 | 27200 | 18 | 10.5 | 8.1 | 1.76 | 71 | 60 | 215679047
AIRQUEST | H5H0V24*K*AAA* | EVD5X36M17A*+WALLCON | *97CTN0801716A* | 23600 | 27200 | 18 | 10.5 | 8.1 | 1.76 | 71 | 60 | 215679046
HEIL | H5H0V24*K*AAA* | EVD5X36M17A*+WALLCON | *97CTN0801716A* | 23600 | 27200 | 18 | 10.5 | 8.1 | 1.76 | 71 | 60 | 215679045
BRYANT HEATING AND COOLING SYSTEMS | 290VAN024**AA* | CVAVA3617XMA*+UI | 987TA42080C17*** | 23600 | 27200 | 18 | 10.5 | 8.1 | 1.76 | 71 | 60 | 215679044
CARRIER | 27VNA024A*030* | CVAVA3617XMA*+UI | 59TN7A080C17**16 | 23600 | 27200 | 18 | 10.5 | 8.1 | 1.76 | 71 | 60 | 215679043
TEMPSTAR | T5H0V24*K*AAA* | EVD5X36M17A*+WALLCON | *97CTN0601716A* | 23600 | 27200 | 17.5 | 10 | 8.1 | 1.76 | 71 | 60 | 215679042
KENMORE | (C,H,T)5H0V24*K*AAA* | EVD5X36M17A*+WALLCON | *97CTN0601716A* | 23600 | 27200 | 17.5 | 10 | 8.1 | 1.76 | 71 | 60 | 215679041
KEEPRITE | C5H0V24*K*AAA* | EVD5X36M17A*+WALLCON | *97CTN0601716A* | 23600 | 27200 | 17.5 | 10 | 8.1 | 1.76 | 71 | 60 | 215679040
DAY & NIGHT | C5H0V24*K*AAA* | EVD5X36M17A*+WALLCON | *97CTN0601716A* | 23600 | 27200 | 17.5 | 10 | 8.1 | 1.76 | 71 | 60 | 215679039
COMFORTMAKER | C5H0V24*K*AAA* | EVD5X36M17A*+WALLCON | *97CTN0601716A* | 23600 | 27200 | 17.5 | 10 | 8.1 | 1.76 | 71 | 60 | 215679038
ARCOAIRE | H5H0V24*K*AAA* | EVD5X36M17A*+WALLCON | *97CTN0601716A* | 23600 | 27200 | 17.5 | 10 | 8.1 | 1.76 | 71 | 60 | 215679037
AIRQUEST | H5H0V24*K*AAA* | EVD5X36M17A*+WALLCON | *97CTN0601716A* | 23600 | 27200 | 17.5 | 10 | 8.1 | 1.76 | 71 | 60 | 215679036
HEIL | H5H0V24*K*AAA* | EVD5X36M17A*+WALLCON | *97CTN0601716A* | 23600 | 27200 | 17.5 | 10 | 8.1 | 1.76 | 71 | 60 | 215679035
BRYANT HEATING AND COOLING SYSTEMS | 290VAN024**AA* | CVAVA3617XMA*+UI | 987TA42060C17*** | 23600 | 27200 | 17.5 | 10 | 8.1 | 1.76 | 71 | 60 | 215679034
CARRIER | 27VNA024A*030* | CVAVA3617XMA*+UI | 59TN7A060C17**16 | 23600 | 27200 | 17.5 | 10 | 8.1 | 1.76 | 71 | 60 | 215679033
BRYANT HEATING AND COOLING SYSTEMS | 290VAN024**AA* | CVAVA3721XMA*+UI | 987TA42080C17*** | 24000 | 27400 | 18.5 | 10.5 | 8.5 | 1.84 | 71 | 59 | 215679134
CARRIER | 27VNA024A*030* | CVAVA3721XMA*+UI | 59TN7A080C17**16 | 24000 | 27400 | 18.5 | 10.5 | 8.5 | 1.84 | 71 | 59 | 215679133
TEMPSTAR | T5H0V24*K*AAA* | EVD5X36M21A*+WALLCON | *97CTN1002122A* | 23800 | 26800 | 18.5 | 10.5 | 8.1 | 1.78 | 72 | 60 | 215679102
KENMORE | (C,H,T)5H0V24*K*AAA* | EVD5X36M21A*+WALLCON | *97CTN1002122A* | 23800 | 26800 | 18.5 | 10.5 | 8.1 | 1.78 | 72 | 60 | 215679101
KEEPRITE | C5H0V24*K*AAA* | EVD5X36M21A*+WALLCON | *97CTN1002122A* | 23800 | 26800 | 18.5 | 10.5 | 8.1 | 1.78 | 72 | 60 | 215679100
DAY & NIGHT | C5H0V24*K*AAA* | EVD5X36M21A*+WALLCON | *97CTN1002122A* | 23800 | 26800 | 18.5 | 10.5 | 8.1 | 1.78 | 72 | 60 | 215679099
COMFORTMAKER | C5H0V24*K*AAA* | EVD5X36M21A*+WALLCON | *97CTN1002122A* | 23800 | 26800 | 18.5 | 10.5 | 8.1 | 1.78 | 72 | 60 | 215679098
ARCOAIRE | H5H0V24*K*AAA* | EVD5X36M21A*+WALLCON | *97CTN1002122A* | 23800 | 26800 | 18.5 | 10.5 | 8.1 | 1.78 | 72 | 60 | 215679097
AIRQUEST | H5H0V24*K*AAA* | EVD5X36M21A*+WALLCON | *97CTN1002122A* | 23800 | 26800 | 18.5 | 10.5 | 8.1 | 1.78 | 72 | 60 | 215679096
HEIL | H5H0V24*K*AAA* | EVD5X36M21A*+WALLCON | *97CTN1002122A* | 23800 | 26800 | 18.5 | 10.5 | 8.1 | 1.78 | 72 | 60 | 215679095
BRYANT HEATING AND COOLING SYSTEMS | 290VAN024**AA* | CVAVA3621XMA*+UI | 987TA66100C21*** | 23800 | 26800 | 18.5 | 10.5 | 8.1 | 1.78 | 72 | 60 | 215679094
CARRIER | 27VNA024A*030* | CVAVA3621XMA*+UI | 59TN7A100C21**22 | 23800 | 26800 | 18.5 | 10.5 | 8.1 | 1.78 | 72 | 60 | 215679093
TEMPSTAR | T5H0V24*K*AAA* | EVD5X36M21A*+WALLCON | *97CTN0801716A* | 23600 | 27000 | 18 | 10.5 | 8.1 | 1.76 | 71 | 60 | 215679092
KENMORE | (C,H,T)5H0V24*K*AAA* | EVD5X36M21A*+WALLCON | *97CTN0801716A* | 23600 | 27000 | 18 | 10.5 | 8.1 | 1.76 | 71 | 60 | 215679091
KEEPRITE | C5H0V24*K*AAA* | EVD5X36M21A*+WALLCON | *97CTN0801716A* | 23600 | 27000 | 18 | 10.5 | 8.1 | 1.76 | 71 | 60 | 215679090
DAY & NIGHT | C5H0V24*K*AAA* | EVD5X36M21A*+WALLCON | *97CTN0801716A* | 23600 | 27000 | 18 | 10.5 | 8.1 | 1.76 | 71 | 60 | 215679089
COMFORTMAKER | C5H0V24*K*AAA* | EVD5X36M21A*+WALLCON | *97CTN0801716A* | 23600 | 27000 | 18 | 10.5 | 8.1 | 1.76 | 71 | 60 | 215679088
ARCOAIRE | H5H0V24*K*AAA* | EVD5X36M21A*+WALLCON | *97CTN0801716A* | 23600 | 27000 | 18 | 10.5 | 8.1 | 1.76 | 71 | 60 | 215679087
AIRQUEST | H5H0V24*K*AAA* | EVD5X36M21A*+WALLCON | *97CTN0801716A* | 23600 | 27000 | 18 | 10.5 | 8.1 | 1.76 | 71 | 60 | 215679086
HEIL | H5H0V24*K*AAA* | EVD5X36M21A*+WALLCON | *97CTN0801716A* | 23600 | 27000 | 18 | 10.5 | 8.1 | 1.76 | 71 | 60 | 215679085
BRYANT HEATING AND COOLING SYSTEMS | 290VAN024**AA* | CVAVA3621XMA*+UI | 987TA42080C17*** | 23600 | 27000 | 18 | 10.5 | 8.1 | 1.76 | 71 | 60 | 215679084
CARRIER | 27VNA024A*030* | CVAVA3621XMA*+UI | 59TN7A080C17**16 | 23600 | 27000 | 18 | 10.5 | 8.1 | 1.76 | 71 | 60 | 215679083
TEMPSTAR | T5H0V24*K*AAA* | EVD5X36M21A*+WALLCON | *97CTN0601716A* | 23600 | 27200 | 18 | 10.5 | 8.1 | 1.76 | 71 | 60 | 215679082
KENMORE | (C,H,T)5H0V24*K*AAA* | EVD5X36M21A*+WALLCON | *97CTN0601716A* | 23600 | 27200 | 18 | 10.5 | 8.1 | 1.76 | 71 | 60 | 215679081
KEEPRITE | C5H0V24*K*AAA* | EVD5X36M21A*+WALLCON | *97CTN0601716A* | 23600 | 27200 | 18 | 10.5 | 8.1 | 1.76 | 71 | 60 | 215679080
DAY & NIGHT | C5H0V24*K*AAA* | EVD5X36M21A*+WALLCON | *97CTN0601716A* | 23600 | 27200 | 18 | 10.5 | 8.1 | 1.76 | 71 | 60 | 215679079
AIRQUEST | H5H0V24*K*AAA* | EA*5X37M21A*+WALLCON | *97CTN0601716A* | 24000 | 23800 | 17 | 10.5 | 9 | 2.02 | 83 | 69 | 215678406
HEIL | H5H0V24*K*AAA* | EA*5X37M21A*+WALLCON | *97CTN0601716A* | 24000 | 23800 | 17 | 10.5 | 9 | 2.02 | 83 | 69 | 215678405
BRYANT HEATING AND COOLING SYSTEMS | 290VAN024**AA* | CAA**3721AM*+UI | 987TA42060C17*** | 24000 | 23800 | 17 | 10.5 | 9 | 2.02 | 83 | 69 | 215678404
CARRIER | 27VNA024A*030* | CAA**3721AM*+UI | 59TN7A060C17**16 | 24000 | 23800 | 17 | 10.5 | 9 | 2.02 | 83 | 69 | 215678403
TEMPSTAR | T5H0V24*K*AAA* | EA*5X37M21A*+WALLCON | *80CSU0601716B* | 24200 | 23600 | 17.5 | 10.5 | 9 | 2.02 | 83 | 69 | 215678402
KENMORE | (C,H,T)5H0V24*K*AAA* | EA*5X37M21A*+WALLCON | *80CSU0601716B* | 24200 | 23600 | 17.5 | 10.5 | 9 | 2.02 | 83 | 69 | 215678401
KEEPRITE | C5H0V24*K*AAA* | EA*5X37M21A*+WALLCON | *80CSU0601716B* | 24200 | 23600 | 17.5 | 10.5 | 9 | 2.02 | 83 | 69 | 215678400
DAY & NIGHT | C5H0V24*K*AAA* | EA*5X37M21A*+WALLCON | *80CSU0601716B* | 24200 | 23600 | 17.5 | 10.5 | 9 | 2.02 | 83 | 69 | 215678399
COMFORTMAKER | C5H0V24*K*AAA* | EA*5X37M21A*+WALLCON | *80CSU0601716B* | 24200 | 23600 | 17.5 | 10.5 | 9 | 2.02 | 83 | 69 | 215678398
ARCOAIRE | H5H0V24*K*AAA* | EA*5X37M21A*+WALLCON | *80CSU0601716B* | 24200 | 23600 | 17.5 | 10.5 | 9 | 2.02 | 83 | 69 | 215678397
AIRQUEST | H5H0V24*K*AAA* | EA*5X37M21A*+WALLCON | *80CSU0601716B* | 24200 | 23600 | 17.5 | 10.5 | 9 | 2.02 | 83 | 69 | 215678396
HEIL | H5H0V24*K*AAA* | EA*5X37M21A*+WALLCON | *80CSU0601716B* | 24200 | 23600 | 17.5 | 10.5 | 9 | 2.02 | 83 | 69 | 215678395
BRYANT HEATING AND COOLING SYSTEMS | 290VAN024**AA* | CAA**3721AM*+UI | 83*CB48060C17*** | 24200 | 23600 | 17.5 | 10.5 | 9 | 2.02 | 83 | 69 | 215678394
CARRIER | 27VNA024A*030* | CAA**3721AM*+UI | 58CU*B060C17**16 | 24200 | 23600 | 17.5 | 10.5 | 9 | 2.02 | 83 | 69 | 215678393
TEMPSTAR | T5H0V24*K*AAA* | EA*5X37M21A*+WALLCON | *80CSU0401712B* | 24200 | 23600 | 17 | 10.5 | 9 | 2.04 | 83 | 69 | 215678392
KENMORE | (C,H,T)5H0V24*K*AAA* | EA*5X37M21A*+WALLCON | *80CSU0401712B* | 24200 | 23600 | 17 | 10.5 | 9 | 2.04 | 83 | 69 | 215678391
KEEPRITE | C5H0V24*K*AAA* | EA*5X37M21A*+WALLCON | *80CSU0401712B* | 24200 | 23600 | 17 | 10.5 | 9 | 2.04 | 83 | 69 | 215678390
DAY & NIGHT | C5H0V24*K*AAA* | EA*5X37M21A*+WALLCON | *80CSU0401712B* | 24200 | 23600 | 17 | 10.5 | 9 | 2.04 | 83 | 69 | 215678389
COMFORTMAKER | C5H0V24*K*AAA* | EA*5X37M21A*+WALLCON | *80CSU0401712B* | 24200 | 23600 | 17 | 10.5 | 9 | 2.04 | 83 | 69 | 215678388
ARCOAIRE | H5H0V24*K*AAA* | EA*5X37M21A*+WALLCON | *80CSU0401712B* | 24200 | 23600 | 17 | 10.5 | 9 | 2.04 | 83 | 69 | 215678387
AIRQUEST | H5H0V24*K*AAA* | EA*5X37M21A*+WALLCON | *80CSU0401712B* | 24200 | 23600 | 17 | 10.5 | 9 | 2.04 | 83 | 69 | 215678386
HEIL | H5H0V24*K*AAA* | EA*5X37M21A*+WALLCON | *80CSU0401712B* | 24200 | 23600 | 17 | 10.5 | 9 | 2.04 | 83 | 69 | 215678385
BRYANT HEATING AND COOLING SYSTEMS | 290VAN024**AA* | CAA**3721AM*+UI | 83*CB36040C17*** | 24200 | 23600 | 17 | 10.5 | 9 | 2.04 | 83 | 69 | 215678384
CARRIER | 27VNA024A*030* | CAA**3721AM*+UI | 58CU*B040C17**12 | 24200 | 23600 | 17 | 10.5 | 9 | 2.04 | 83 | 69 | 215678383
TEMPSTAR | T5H0V24*K*AAA* | EA*5X37M17A*+WALLCON | *97CTN0801716A* | 23800 | 24000 | 17 | 10 | 9 | 2 | 83 | 69 | 215678382
KENMORE | (C,H,T)5H0V24*K*AAA* | EA*5X37M17A*+WALLCON | *97CTN0801716A* | 23800 | 24000 | 17 | 10 | 9 | 2 | 83 | 69 | 215678381
KEEPRITE | C5H0V24*K*AAA* | EA*5X37M17A*+WALLCON | *97CTN0801716A* | 23800 | 24000 | 17 | 10 | 9 | 2 | 83 | 69 | 215678380
DAY & NIGHT | C5H0V24*K*AAA* | EA*5X37M17A*+WALLCON | *97CTN0801716A* | 23800 | 24000 | 17 | 10 | 9 | 2 | 83 | 69 | 215678379
COMFORTMAKER | C5H0V24*K*AAA* | EA*5X37M17A*+WALLCON | *97CTN0801716A* | 23800 | 24000 | 17 | 10 | 9 | 2 | 83 | 69 | 215678378
ARCOAIRE | H5H0V24*K*AAA* | EA*5X37M17A*+WALLCON | *97CTN0801716A* | 23800 | 24000 | 17 | 10 | 9 | 2 | 83 | 69 | 215678377
AIRQUEST | H5H0V24*K*AAA* | EA*5X37M17A*+WALLCON | *97CTN0801716A* | 23800 | 24000 | 17 | 10 | 9 | 2 | 83 | 69 | 215678376
HEIL | H5H0V24*K*AAA* | EA*5X37M17A*+WALLCON | *97CTN0801716A* | 23800 | 24000 | 17 | 10 | 9 | 2 | 83 | 69 | 215678375
BRYANT HEATING AND COOLING SYSTEMS | 290VAN024**AA* | CAA**3717AM*+UI | 987TA42080C17*** | 23800 | 24000 | 17 | 10 | 9 | 2 | 83 | 69 | 215678374
CARRIER | 27VNA024A*030* | CAA**3717AM*+UI | 59TN7A080C17**16 | 23800 | 24000 | 17 | 10 | 9 | 2 | 83 | 69 | 215678373
TEMPSTAR | T5H0V24*K*AAA* | EA*5X37M17A*+WALLCON | *97CTN0601716A* | 23600 | 24000 | 16.5 | 10 | 9 | 1.98 | 83 | 69 | 215678372
KENMORE | (C,H,T)5H0V24*K*AAA* | EA*5X37M17A*+WALLCON | *97CTN0601716A* | 23600 | 24000 | 16.5 | 10 | 9 | 1.98 | 83 | 69 | 215678371
KEEPRITE | C5H0V24*K*AAA* | EA*5X37M17A*+WALLCON | *97CTN0601716A* | 23600 | 24000 | 16.5 | 10 | 9 | 1.98 | 83 | 69 | 215678370
DAY & NIGHT | C5H0V24*K*AAA* | EA*5X37M17A*+WALLCON | *97CTN0601716A* | 23600 | 24000 | 16.5 | 10 | 9 | 1.98 | 83 | 69 | 215678369
COMFORTMAKER | C5H0V24*K*AAA* | EA*5X37M17A*+WALLCON | *97CTN0601716A* | 23600 | 24000 | 16.5 | 10 | 9 | 1.98 | 83 | 69 | 215678368
ARCOAIRE | H5H0V24*K*AAA* | EA*5X37M17A*+WALLCON | *97CTN0601716A* | 23600 | 24000 | 16.5 | 10 | 9 | 1.98 | 83 | 69 | 215678367
AIRQUEST | H5H0V24*K*AAA* | EA*5X37M17A*+WALLCON | *97CTN0601716A* | 23600 | 24000 | 16.5 | 10 | 9 | 1.98 | 83 | 69 | 215678366
HEIL | H5H0V24*K*AAA* | EA*5X37M17A*+WALLCON | *97CTN0601716A* | 23600 | 24000 | 16.5 | 10 | 9 | 1.98 | 83 | 69 | 215678365
BRYANT HEATING AND COOLING SYSTEMS | 290VAN024**AA* | CAA**3717AM*+UI | 987TA42060C17*** | 23600 | 24000 | 16.5 | 10 | 9 | 1.98 | 83 | 69 | 215678364
CARRIER | 27VNA024A*030* | CAA**3717AM*+UI | 59TN7A060C17**16 | 23600 | 24000 | 16.5 | 10 | 9 | 1.98 | 83 | 69 | 215678363
TEMPSTAR | T5H0V24*K*AAA* | EA*5X37M17A*+WALLCON | *80CSU0601716B* | 23800 | 23800 | 17 | 10 | 9 | 2 | 83 | 69 | 215678362
KENMORE | (C,H,T)5H0V24*K*AAA* | EA*5X37M17A*+WALLCON | *80CSU0601716B* | 23800 | 23800 | 17 | 10 | 9 | 2 | 83 | 69 | 215678361
KEEPRITE | C5H0V24*K*AAA* | EA*5X37M17A*+WALLCON | *80CSU0601716B* | 23800 | 23800 | 17 | 10 | 9 | 2 | 83 | 69 | 215678360
DAY & NIGHT | C5H0V24*K*AAA* | EA*5X37M17A*+WALLCON | *80CSU0601716B* | 23800 | 23800 | 17 | 10 | 9 | 2 | 83 | 69 | 215678359
COMFORTMAKER | C5H0V24*K*AAA* | EA*5X37M17A*+WALLCON | *80CSU0601716B* | 23800 | 23800 | 17 | 10 | 9 | 2 | 83 | 69 | 215678358
ARCOAIRE | H5H0V24*K*AAA* | EA*5X37M17A*+WALLCON | *80CSU0601716B* | 23800 | 23800 | 17 | 10 | 9 | 2 | 83 | 69 | 215678357
AIRQUEST | H5H0V24*K*AAA* | EA*5X37M17A*+WALLCON | *80CSU0601716B* | 23800 | 23800 | 17 | 10 | 9 | 2 | 83 | 69 | 215678356
HEIL | H5H0V24*K*AAA* | EA*5X37M17A*+WALLCON | *80CSU0601716B* | 23800 | 23800 | 17 | 10 | 9 | 2 | 83 | 69 | 215678355
BRYANT HEATING AND COOLING SYSTEMS | 290VAN024**AA* | CAA**3717AM*+UI | 83*CB48060C17*** | 23800 | 23800 | 17 | 10 | 9 | 2 | 83 | 69 | 215678354
CARRIER | 27VNA024A*030* | CAA**3717AM*+UI | 58CU*B060C17**16 | 23800 | 23800 | 17 | 10 | 9 | 2 | 83 | 69 | 215678353
TEMPSTAR | T5H0V24*K*AAA* | EA*5X37M17A*+WALLCON | *80CSU0401712B* | 23800 | 23800 | 17 | 10 | 9 | 2 | 83 | 69 | 215678352
KENMORE | (C,H,T)5H0V24*K*AAA* | EA*5X37M17A*+WALLCON | *80CSU0401712B* | 23800 | 23800 | 17 | 10 | 9 | 2 | 83 | 69 | 215678351
KEEPRITE | C5H0V24*K*AAA* | EVD5X38M17A*+WALLCON | *97CTN0801716A* | 24200 | 27800 | 19 | 10.5 | 8.5 | 1.84 | 71 | 58 | 215679190
DAY & NIGHT | C5H0V24*K*AAA* | EVD5X38M17A*+WALLCON | *97CTN0801716A* | 24200 | 27800 | 19 | 10.5 | 8.5 | 1.84 | 71 | 58 | 215679189
COMFORTMAKER | C5H0V24*K*AAA* | EVD5X38M17A*+WALLCON | *97CTN0801716A* | 24200 | 27800 | 19 | 10.5 | 8.5 | 1.84 | 71 | 58 | 215679188
ARCOAIRE | H5H0V24*K*AAA* | EVD5X38M17A*+WALLCON | *97CTN0801716A* | 24200 | 27800 | 19 | 10.5 | 8.5 | 1.84 | 71 | 58 | 215679187
AIRQUEST | H5H0V24*K*AAA* | EVD5X38M17A*+WALLCON | *97CTN0801716A* | 24200 | 27800 | 19 | 10.5 | 8.5 | 1.84 | 71 | 58 | 215679186
HEIL | H5H0V24*K*AAA* | EVD5X38M17A*+WALLCON | *97CTN0801716A* | 24200 | 27800 | 19 | 10.5 | 8.5 | 1.84 | 71 | 58 | 215679185
BRYANT HEATING AND COOLING SYSTEMS | 290VAN024**AA* | CVAVA3817XMA*+UI | 987TA42080C17*** | 24200 | 27800 | 19 | 10.5 | 8.5 | 1.84 | 71 | 58 | 215679184
CARRIER | 27VNA024A*030* | CVAVA3817XMA*+UI | 59TN7A080C17**16 | 24200 | 27800 | 19 | 10.5 | 8.5 | 1.84 | 71 | 58 | 215679183
TEMPSTAR | T5H0V24*K*AAA* | EVD5X38M17A*+WALLCON | *97CTN0601716A* | 24200 | 28000 | 18.5 | 10.5 | 8.5 | 1.84 | 70 | 58 | 215679182
KENMORE | (C,H,T)5H0V24*K*AAA* | EVD5X38M17A*+WALLCON | *97CTN0601716A* | 24200 | 28000 | 18.5 | 10.5 | 8.5 | 1.84 | 70 | 58 | 215679181
KEEPRITE | C5H0V24*K*AAA* | EVD5X38M17A*+WALLCON | *97CTN0601716A* | 24200 | 28000 | 18.5 | 10.5 | 8.5 | 1.84 | 70 | 58 | 215679180
DAY & NIGHT | C5H0V24*K*AAA* | EVD5X38M17A*+WALLCON | *97CTN0601716A* | 24200 | 28000 | 18.5 | 10.5 | 8.5 | 1.84 | 70 | 58 | 215679179
COMFORTMAKER | C5H0V24*K*AAA* | EVD5X38M17A*+WALLCON | *97CTN0601716A* | 24200 | 28000 | 18.5 | 10.5 | 8.5 | 1.84 | 70 | 58 | 215679178
ARCOAIRE | H5H0V24*K*AAA* | EVD5X38M17A*+WALLCON | *97CTN0601716A* | 24200 | 28000 | 18.5 | 10.5 | 8.5 | 1.84 | 70 | 58 | 215679177
AIRQUEST | H5H0V24*K*AAA* | EVD5X38M17A*+WALLCON | *97CTN0601716A* | 24200 | 28000 | 18.5 | 10.5 | 8.5 | 1.84 | 70 | 58 | 215679176
HEIL | H5H0V24*K*AAA* | EVD5X38M17A*+WALLCON | *97CTN0601716A* | 24200 | 28000 | 18.5 | 10.5 | 8.5 | 1.84 | 70 | 58 | 215679175
BRYANT HEATING AND COOLING SYSTEMS | 290VAN024**AA* | CVAVA3817XMA*+UI | 987TA42060C17*** | 24200 | 28000 | 18.5 | 10.5 | 8.5 | 1.84 | 70 | 58 | 215679174
CARRIER | 27VNA024A*030* | CVAVA3817XMA*+UI | 59TN7A060C17**16 | 24200 | 28000 | 18.5 | 10.5 | 8.5 | 1.84 | 70 | 58 | 215679173
TEMPSTAR | T5H0V24*K*AAA* | EVD5X37M21A*+WALLCON | *97CTN1002122A* | 24000 | 27400 | 18.5 | 10.5 | 8.5 | 1.86 | 71 | 59 | 215679152
KENMORE | (C,H,T)5H0V24*K*AAA* | EVD5X37M21A*+WALLCON | *97CTN1002122A* | 24000 | 27400 | 18.5 | 10.5 | 8.5 | 1.86 | 71 | 59 | 215679151
KEEPRITE | C5H0V24*K*AAA* | EVD5X37M21A*+WALLCON | *97CTN1002122A* | 24000 | 27400 | 18.5 | 10.5 | 8.5 | 1.86 | 71 | 59 | 215679150
DAY & NIGHT | C5H0V24*K*AAA* | EVD5X37M21A*+WALLCON | *97CTN1002122A* | 24000 | 27400 | 18.5 | 10.5 | 8.5 | 1.86 | 71 | 59 | 215679149
COMFORTMAKER | C5H0V24*K*AAA* | EVD5X37M21A*+WALLCON | *97CTN1002122A* | 24000 | 27400 | 18.5 | 10.5 | 8.5 | 1.86 | 71 | 59 | 215679148
ARCOAIRE | H5H0V24*K*AAA* | EVD5X37M21A*+WALLCON | *97CTN1002122A* | 24000 | 27400 | 18.5 | 10.5 | 8.5 | 1.86 | 71 | 59 | 215679147
AIRQUEST | H5H0V24*K*AAA* | EVD5X37M21A*+WALLCON | *97CTN1002122A* | 24000 | 27400 | 18.5 | 10.5 | 8.5 | 1.86 | 71 | 59 | 215679146
HEIL | H5H0V24*K*AAA* | EVD5X37M21A*+WALLCON | *97CTN1002122A* | 24000 | 27400 | 18.5 | 10.5 | 8.5 | 1.86 | 71 | 59 | 215679145
BRYANT HEATING AND COOLING SYSTEMS | 290VAN024**AA* | CVAVA3721XMA*+UI | 987TA66100C21*** | 24000 | 27400 | 18.5 | 10.5 | 8.5 | 1.86 | 71 | 59 | 215679144
CARRIER | 27VNA024A*030* | CVAVA3721XMA*+UI | 59TN7A100C21**22 | 24000 | 27400 | 18.5 | 10.5 | 8.5 | 1.86 | 71 | 59 | 215679143
TEMPSTAR | T5H0V24*K*AAA* | EVD5X37M21A*+WALLCON | *97CTN0801716A* | 24000 | 27400 | 18.5 | 10.5 | 8.5 | 1.84 | 71 | 59 | 215679142
KENMORE | (C,H,T)5H0V24*K*AAA* | EVD5X37M21A*+WALLCON | *97CTN0801716A* | 24000 | 27400 | 18.5 | 10.5 | 8.5 | 1.84 | 71 | 59 | 215679141
KEEPRITE | C5H0V24*K*AAA* | EVD5X37M21A*+WALLCON | *97CTN0801716A* | 24000 | 27400 | 18.5 | 10.5 | 8.5 | 1.84 | 71 | 59 | 215679140
DAY & NIGHT | C5H0V24*K*AAA* | EVD5X37M21A*+WALLCON | *97CTN0801716A* | 24000 | 27400 | 18.5 | 10.5 | 8.5 | 1.84 | 71 | 59 | 215679139
COMFORTMAKER | C5H0V24*K*AAA* | EVD5X37M21A*+WALLCON | *97CTN0801716A* | 24000 | 27400 | 18.5 | 10.5 | 8.5 | 1.84 | 71 | 59 | 215679138
ARCOAIRE | H5H0V24*K*AAA* | EVD5X37M21A*+WALLCON | *97CTN0801716A* | 24000 | 27400 | 18.5 | 10.5 | 8.5 | 1.84 | 71 | 59 | 215679137
AIRQUEST | H5H0V24*K*AAA* | EVD5X37M21A*+WALLCON | *97CTN0801716A* | 24000 | 27400 | 18.5 | 10.5 | 8.5 | 1.84 | 71 | 59 | 215679136
HEIL | H5H0V24*K*AAA* | EVD5X37M21A*+WALLCON | *97CTN0801716A* | 24000 | 27400 | 18.5 | 10.5 | 8.5 | 1.84 | 71 | 59 | 215679135
TEMPSTAR | T5H0V24*K*AAA* | ESH5X30M12A*+WALLCON | *80CSU0601716B* | 23400 | 24400 | 16 | 10 | 8.5 | 1.98 | 82 | 68 | 215678512
KENMORE | (C,H,T)5H0V24*K*AAA* | ESH5X30M12A*+WALLCON | *80CSU0601716B* | 23400 | 24400 | 16 | 10 | 8.5 | 1.98 | 82 | 68 | 215678511
KEEPRITE | C5H0V24*K*AAA* | ESH5X30M12A*+WALLCON | *80CSU0601716B* | 23400 | 24400 | 16 | 10 | 8.5 | 1.98 | 82 | 68 | 215678510
DAY & NIGHT | C5H0V24*K*AAA* | ESH5X30M12A*+WALLCON | *80CSU0601716B* | 23400 | 24400 | 16 | 10 | 8.5 | 1.98 | 82 | 68 | 215678509
COMFORTMAKER | C5H0V24*K*AAA* | ESH5X30M12A*+WALLCON | *80CSU0601716B* | 23400 | 24400 | 16 | 10 | 8.5 | 1.98 | 82 | 68 | 215678508
ARCOAIRE | H5H0V24*K*AAA* | ESH5X30M12A*+WALLCON | *80CSU0601716B* | 23400 | 24400 | 16 | 10 | 8.5 | 1.98 | 82 | 68 | 215678507
AIRQUEST | H5H0V24*K*AAA* | ESH5X30M12A*+WALLCON | *80CSU0601716B* | 23400 | 24400 | 16 | 10 | 8.5 | 1.98 | 82 | 68 | 215678506
HEIL | H5H0V24*K*AAA* | ESH5X30M12A*+WALLCON | *80CSU0601716B* | 23400 | 24400 | 16 | 10 | 8.5 | 1.98 | 82 | 68 | 215678505
BRYANT HEATING AND COOLING SYSTEMS | 290VAN024**AA* | CSAH*3012AM*+UI | 83*CB48060C17*** | 23400 | 24400 | 16 | 10 | 8.5 | 1.98 | 82 | 68 | 215678504
CARRIER | 27VNA024A*030* | CSAH*3012AM*+UI | 58CU*B060C17**16 | 23400 | 24400 | 16 | 10 | 8.5 | 1.98 | 82 | 68 | 215678503
TEMPSTAR | T5H0V24*K*AAA* | ESH5X30M12A*+WALLCON | *80CSU0401712B* | 23400 | 24200 | 16 | 10 | 8.5 | 1.98 | 83 | 69 | 215678502
KENMORE | (C,H,T)5H0V24*K*AAA* | ESH5X30M12A*+WALLCON | *80CSU0401712B* | 23400 | 24200 | 16 | 10 | 8.5 | 1.98 | 83 | 69 | 215678501
KEEPRITE | C5H0V24*K*AAA* | ESH5X30M12A*+WALLCON | *80CSU0401712B* | 23400 | 24200 | 16 | 10 | 8.5 | 1.98 | 83 | 69 | 215678500
DAY & NIGHT | C5H0V24*K*AAA* | ESH5X30M12A*+WALLCON | *80CSU0401712B* | 23400 | 24200 | 16 | 10 | 8.5 | 1.98 | 83 | 69 | 215678499
COMFORTMAKER | C5H0V24*K*AAA* | ESH5X30M12A*+WALLCON | *80CSU0401712B* | 23400 | 24200 | 16 | 10 | 8.5 | 1.98 | 83 | 69 | 215678498
ARCOAIRE | H5H0V24*K*AAA* | ESH5X30M12A*+WALLCON | *80CSU0401712B* | 23400 | 24200 | 16 | 10 | 8.5 | 1.98 | 83 | 69 | 215678497
AIRQUEST | H5H0V24*K*AAA* | ESH5X30M12A*+WALLCON | *80CSU0401712B* | 23400 | 24200 | 16 | 10 | 8.5 | 1.98 | 83 | 69 | 215678496
HEIL | H5H0V24*K*AAA* | ESH5X30M12A*+WALLCON | *80CSU0401712B* | 23400 | 24200 | 16 | 10 | 8.5 | 1.98 | 83 | 69 | 215678495
BRYANT HEATING AND COOLING SYSTEMS | 290VAN024**AA* | CSAH*3012AM*+UI | 83*CB36040C17*** | 23400 | 24200 | 16 | 10 | 8.5 | 1.98 | 83 | 69 | 215678494
CARRIER | 27VNA024A*030* | CSAH*3012AM*+UI | 58CU*B040C17**12 | 23400 | 24200 | 16 | 10 | 8.5 | 1.98 | 83 | 69 | 215678493
TEMPSTAR | T5H0V24*K*AAA* | EA*5X37M21A*+WALLCON | *97CTN1002122A* | 24000 | 23600 | 17.5 | 10.5 | 9 | 2.02 | 83 | 69 | 215678432
KENMORE | (C,H,T)5H0V24*K*AAA* | EA*5X37M21A*+WALLCON | *97CTN1002122A* | 24000 | 23600 | 17.5 | 10.5 | 9 | 2.02 | 83 | 69 | 215678431
KEEPRITE | C5H0V24*K*AAA* | EA*5X37M21A*+WALLCON | *97CTN1002122A* | 24000 | 23600 | 17.5 | 10.5 | 9 | 2.02 | 83 | 69 | 215678430
DAY & NIGHT | C5H0V24*K*AAA* | EA*5X37M21A*+WALLCON | *97CTN1002122A* | 24000 | 23600 | 17.5 | 10.5 | 9 | 2.02 | 83 | 69 | 215678429
COMFORTMAKER | C5H0V24*K*AAA* | EA*5X37M21A*+WALLCON | *97CTN1002122A* | 24000 | 23600 | 17.5 | 10.5 | 9 | 2.02 | 83 | 69 | 215678428
ARCOAIRE | H5H0V24*K*AAA* | EA*5X37M21A*+WALLCON | *97CTN1002122A* | 24000 | 23600 | 17.5 | 10.5 | 9 | 2.02 | 83 | 69 | 215678427
AIRQUEST | H5H0V24*K*AAA* | EA*5X37M21A*+WALLCON | *97CTN1002122A* | 24000 | 23600 | 17.5 | 10.5 | 9 | 2.02 | 83 | 69 | 215678426
HEIL | H5H0V24*K*AAA* | EA*5X37M21A*+WALLCON | *97CTN1002122A* | 24000 | 23600 | 17.5 | 10.5 | 9 | 2.02 | 83 | 69 | 215678425
BRYANT HEATING AND COOLING SYSTEMS | 290VAN024**AA* | CAA**3721AM*+UI | 987TA66100C21*** | 24000 | 23600 | 17.5 | 10.5 | 9 | 2.02 | 83 | 69 | 215678424
CARRIER | 27VNA024A*030* | CAA**3721AM*+UI | 59TN7A100C21**22 | 24000 | 23600 | 17.5 | 10.5 | 9 | 2.02 | 83 | 69 | 215678423
TEMPSTAR | T5H0V24*K*AAA* | EA*5X37M21A*+WALLCON | *97CTN0801716A* | 24000 | 23600 | 17 | 10.5 | 9 | 2 | 83 | 69 | 215678422
KENMORE | (C,H,T)5H0V24*K*AAA* | EA*5X37M21A*+WALLCON | *97CTN0801716A* | 24000 | 23600 | 17 | 10.5 | 9 | 2 | 83 | 69 | 215678421
KEEPRITE | C5H0V24*K*AAA* | EA*5X37M21A*+WALLCON | *97CTN0801716A* | 24000 | 23600 | 17 | 10.5 | 9 | 2 | 83 | 69 | 215678420
DAY & NIGHT | C5H0V24*K*AAA* | EA*5X37M21A*+WALLCON | *97CTN0801716A* | 24000 | 23600 | 17 | 10.5 | 9 | 2 | 83 | 69 | 215678419
COMFORTMAKER | C5H0V24*K*AAA* | EA*5X37M21A*+WALLCON | *97CTN0801716A* | 24000 | 23600 | 17 | 10.5 | 9 | 2 | 83 | 69 | 215678418
ARCOAIRE | H5H0V24*K*AAA* | EA*5X37M21A*+WALLCON | *97CTN0801716A* | 24000 | 23600 | 17 | 10.5 | 9 | 2 | 83 | 69 | 215678417
AIRQUEST | H5H0V24*K*AAA* | EA*5X37M21A*+WALLCON | *97CTN0801716A* | 24000 | 23600 | 17 | 10.5 | 9 | 2 | 83 | 69 | 215678416
HEIL | H5H0V24*K*AAA* | EA*5X37M21A*+WALLCON | *97CTN0801716A* | 24000 | 23600 | 17 | 10.5 | 9 | 2 | 83 | 69 | 215678415
BRYANT HEATING AND COOLING SYSTEMS | 290VAN024**AA* | CAA**3721AM*+UI | 987TA42080C17*** | 24000 | 23600 | 17 | 10.5 | 9 | 2 | 83 | 69 | 215678414
CARRIER | 27VNA024A*030* | CAA**3721AM*+UI | 59TN7A080C17**16 | 24000 | 23600 | 17 | 10.5 | 9 | 2 | 83 | 69 | 215678413
TEMPSTAR | T5H0V24*K*AAA* | EA*5X37M21A*+WALLCON | *97CTN0601716A* | 24000 | 23800 | 17 | 10.5 | 9 | 2.02 | 83 | 69 | 215678412
KENMORE | (C,H,T)5H0V24*K*AAA* | EA*5X37M21A*+WALLCON | *97CTN0601716A* | 24000 | 23800 | 17 | 10.5 | 9 | 2.02 | 83 | 69 | 215678411
KEEPRITE | C5H0V24*K*AAA* | EA*5X37M21A*+WALLCON | *97CTN0601716A* | 24000 | 23800 | 17 | 10.5 | 9 | 2.02 | 83 | 69 | 215678410
DAY & NIGHT | C5H0V24*K*AAA* | EA*5X37M21A*+WALLCON | *97CTN0601716A* | 24000 | 23800 | 17 | 10.5 | 9 | 2.02 | 83 | 69 | 215678409
COMFORTMAKER | C5H0V24*K*AAA* | EA*5X37M21A*+WALLCON | *97CTN0601716A* | 24000 | 23800 | 17 | 10.5 | 9 | 2.02 | 83 | 69 | 215678408
ARCOAIRE | H5H0V24*K*AAA* | EA*5X37M21A*+WALLCON | *97CTN0601716A* | 24000 | 23800 | 17 | 10.5 | 9 | 2.02 | 83 | 69 | 215678407
TEMPSTAR | T5H0V24*K*AAA* | EVD5X38M17A*+WALLCON | *97CTN0801716A* | 24200 | 27800 | 19 | 10.5 | 8.5 | 1.84 | 71 | 58 | 215679192
KENMORE | (C,H,T)5H0V24*K*AAA* | EVD5X38M17A*+WALLCON | *97CTN0801716A* | 24200 | 27800 | 19 | 10.5 | 8.5 | 1.84 | 71 | 58 | 215679191
TEMPSTAR | T5H0V24*K*AAA* | ESH5X36M12A*+WALLCON | *80CSU0601716B* | 23600 | 23800 | 16 | 10 | 8.5 | 1.88 | 83 | 69 | 215678572
KENMORE | (C,H,T)5H0V24*K*AAA* | ESH5X36M12A*+WALLCON | *80CSU0601716B* | 23600 | 23800 | 16 | 10 | 8.5 | 1.88 | 83 | 69 | 215678571
KEEPRITE | C5H0V24*K*AAA* | ESH5X36M12A*+WALLCON | *80CSU0601716B* | 23600 | 23800 | 16 | 10 | 8.5 | 1.88 | 83 | 69 | 215678570
DAY & NIGHT | C5H0V24*K*AAA* | ESH5X36M12A*+WALLCON | *80CSU0601716B* | 23600 | 23800 | 16 | 10 | 8.5 | 1.88 | 83 | 69 | 215678569
COMFORTMAKER | C5H0V24*K*AAA* | ESH5X36M12A*+WALLCON | *80CSU0601716B* | 23600 | 23800 | 16 | 10 | 8.5 | 1.88 | 83 | 69 | 215678568
ARCOAIRE | H5H0V24*K*AAA* | ESH5X36M12A*+WALLCON | *80CSU0601716B* | 23600 | 23800 | 16 | 10 | 8.5 | 1.88 | 83 | 69 | 215678567
AIRQUEST | H5H0V24*K*AAA* | ESH5X36M12A*+WALLCON | *80CSU0601716B* | 23600 | 23800 | 16 | 10 | 8.5 | 1.88 | 83 | 69 | 215678566
HEIL | H5H0V24*K*AAA* | ESH5X36M12A*+WALLCON | *80CSU0601716B* | 23600 | 23800 | 16 | 10 | 8.5 | 1.88 | 83 | 69 | 215678565
BRYANT HEATING AND COOLING SYSTEMS | 290VAN024**AA* | CSAH*3612AM*+UI | 83*CB48060C17*** | 23600 | 23800 | 16 | 10 | 8.5 | 1.88 | 83 | 69 | 215678564
CARRIER | 27VNA024A*030* | CSAH*3612AM*+UI | 58CU*B060C17**16 | 23600 | 23800 | 16 | 10 | 8.5 | 1.88 | 83 | 69 | 215678563
TEMPSTAR | T5H0V24*K*AAA* | ESH5X36M12A*+WALLCON | *80CSU0401712B* | 23800 | 23800 | 16 | 10 | 8.5 | 1.88 | 83 | 69 | 215678562
KENMORE | (C,H,T)5H0V24*K*AAA* | ESH5X36M12A*+WALLCON | *80CSU0401712B* | 23800 | 23800 | 16 | 10 | 8.5 | 1.88 | 83 | 69 | 215678561
KEEPRITE | C5H0V24*K*AAA* | ESH5X36M12A*+WALLCON | *80CSU0401712B* | 23800 | 23800 | 16 | 10 | 8.5 | 1.88 | 83 | 69 | 215678560
DAY & NIGHT | C5H0V24*K*AAA* | ESH5X36M12A*+WALLCON | *80CSU0401712B* | 23800 | 23800 | 16 | 10 | 8.5 | 1.88 | 83 | 69 | 215678559
COMFORTMAKER | C5H0V24*K*AAA* | ESH5X36M12A*+WALLCON | *80CSU0401712B* | 23800 | 23800 | 16 | 10 | 8.5 | 1.88 | 83 | 69 | 215678558
ARCOAIRE | H5H0V24*K*AAA* | ESH5X36M12A*+WALLCON | *80CSU0401712B* | 23800 | 23800 | 16 | 10 | 8.5 | 1.88 | 83 | 69 | 215678557
AIRQUEST | H5H0V24*K*AAA* | ESH5X36M12A*+WALLCON | *80CSU0401712B* | 23800 | 23800 | 16 | 10 | 8.5 | 1.88 | 83 | 69 | 215678556
HEIL | H5H0V24*K*AAA* | ESH5X36M12A*+WALLCON | *80CSU0401712B* | 23800 | 23800 | 16 | 10 | 8.5 | 1.88 | 83 | 69 | 215678555
BRYANT HEATING AND COOLING SYSTEMS | 290VAN024**AA* | CSAH*3612AM*+UI | 83*CB36040C17*** | 23800 | 23800 | 16 | 10 | 8.5 | 1.88 | 83 | 69 | 215678554
CARRIER | 27VNA024A*030* | CSAH*3612AM*+UI | 58CU*B040C17**12 | 23800 | 23800 | 16 | 10 | 8.5 | 1.88 | 83 | 69 | 215678553
CARRIER | 27VNA024A*030* | CSAH*3612AM*+UI | 59TN7A100C21**22 | 23600 | 24000 | 16 | 10 | 8.5 | 1.88 | 83 | 68 | 215678593
BRYANT HEATING AND COOLING SYSTEMS | 290VAN024**AA* | CSAH*3612AM*+UI | 987TA66100C21*** | 23600 | 24000 | 16 | 10 | 8.5 | 1.88 | 83 | 68 | 215678594
HEIL | H5H0V24*K*AAA* | ESH5X36M12A*+WALLCON | *97CTN1002122A* | 23600 | 24000 | 16 | 10 | 8.5 | 1.88 | 83 | 68 | 215678595
AIRQUEST | H5H0V24*K*AAA* | ESH5X36M12A*+WALLCON | *97CTN1002122A* | 23600 | 24000 | 16 | 10 | 8.5 | 1.88 | 83 | 68 | 215678596
ARCOAIRE | H5H0V24*K*AAA* | ESH5X36M12A*+WALLCON | *97CTN1002122A* | 23600 | 24000 | 16 | 10 | 8.5 | 1.88 | 83 | 68 | 215678597
COMFORTMAKER | C5H0V24*K*AAA* | ESH5X36M12A*+WALLCON | *97CTN1002122A* | 23600 | 24000 | 16 | 10 | 8.5 | 1.88 | 83 | 68 | 215678598
DAY & NIGHT | C5H0V24*K*AAA* | ESH5X36M12A*+WALLCON | *97CTN1002122A* | 23600 | 24000 | 16 | 10 | 8.5 | 1.88 | 83 | 68 | 215678599
KEEPRITE | C5H0V24*K*AAA* | ESH5X36M12A*+WALLCON | *97CTN1002122A* | 23600 | 24000 | 16 | 10 | 8.5 | 1.88 | 83 | 68 | 215678600
KENMORE | (C,H,T)5H0V24*K*AAA* | ESH5X36M12A*+WALLCON | *97CTN1002122A* | 23600 | 24000 | 16 | 10 | 8.5 | 1.88 | 83 | 68 | 215678601
TEMPSTAR | T5H0V24*K*AAA* | ESH5X36M12A*+WALLCON | *97CTN1002122A* | 23600 | 24000 | 16 | 10 | 8.5 | 1.88 | 83 | 68 | 215678602
CARRIER | 27VNA024A*030* | CSAH*3612AM*+UI | 59TN7A120C24**22 | 23600 | 24000 | 16 | 10 | 8.5 | 1.88 | 83 | 68 | 215678603
BRYANT HEATING AND COOLING SYSTEMS | 290VAN024**AA* | CSAH*3612AM*+UI | 987TA66120C24*** | 23600 | 24000 | 16 | 10 | 8.5 | 1.88 | 83 | 68 | 215678604
HEIL | H5H0V24*K*AAA* | ESH5X36M12A*+WALLCON | *97CTN1202422A* | 23600 | 24000 | 16 | 10 | 8.5 | 1.88 | 83 | 68 | 215678605
AIRQUEST | H5H0V24*K*AAA* | ESH5X36M12A*+WALLCON | *97CTN1202422A* | 23600 | 24000 | 16 | 10 | 8.5 | 1.88 | 83 | 68 | 215678606
ARCOAIRE | H5H0V24*K*AAA* | ESH5X36M12A*+WALLCON | *97CTN1202422A* | 23600 | 24000 | 16 | 10 | 8.5 | 1.88 | 83 | 68 | 215678607
COMFORTMAKER | C5H0V24*K*AAA* | ESH5X36M12A*+WALLCON | *97CTN1202422A* | 23600 | 24000 | 16 | 10 | 8.5 | 1.88 | 83 | 68 | 215678608
DAY & NIGHT | C5H0V24*K*AAA* | ESH5X36M12A*+WALLCON | *97CTN1202422A* | 23600 | 24000 | 16 | 10 | 8.5 | 1.88 | 83 | 68 | 215678609
KEEPRITE | C5H0V24*K*AAA* | ESH5X36M12A*+WALLCON | *97CTN1202422A* | 23600 | 24000 | 16 | 10 | 8.5 | 1.88 | 83 | 68 | 215678610
KENMORE | (C,H,T)5H0V24*K*AAA* | ESH5X36M12A*+WALLCON | *97CTN1202422A* | 23600 | 24000 | 16 | 10 | 8.5 | 1.88 | 83 | 68 | 215678611
TEMPSTAR | T5H0V24*K*AAA* | ESH5X36M12A*+WALLCON | *97CTN1202422A* | 23600 | 24000 | 16 | 10 | 8.5 | 1.88 | 83 | 68 | 215678612
DAY & NIGHT | C5H0V24*K*AAA* | EA*5X25M17A*+WALLCON | *80CSU0601716B* | 24000 | 23800 | 17 | 10.5 | 9 | 2.02 | 83 | 68 | 215678239
KEEPRITE | C5H0V24*K*AAA* | EA*5X25M17A*+WALLCON | *80CSU0601716B* | 24000 | 23800 | 17 | 10.5 | 9 | 2.02 | 83 | 68 | 215678240
KENMORE | (C,H,T)5H0V24*K*AAA* | EA*5X25M17A*+WALLCON | *80CSU0601716B* | 24000 | 23800 | 17 | 10.5 | 9 | 2.02 | 83 | 68 | 215678241
TEMPSTAR | T5H0V24*K*AAA* | EA*5X25M17A*+WALLCON | *80CSU0601716B* | 24000 | 23800 | 17 | 10.5 | 9 | 2.02 | 83 | 68 | 215678242
CARRIER | 27VNA024A*030* | CAA**2517AM*+UI | 59TN7A060C17**16 | 23800 | 23800 | 17 | 10 | 9 | 2 | 83 | 69 | 215678243
BRYANT HEATING AND COOLING SYSTEMS | 290VAN024**AA* | CAA**2517AM*+UI | 987TA42060C17*** | 23800 | 23800 | 17 | 10 | 9 | 2 | 83 | 69 | 215678244
HEIL | H5H0V24*K*AAA* | EA*5X25M17A*+WALLCON | *97CTN0601716A* | 23800 | 23800 | 17 | 10 | 9 | 2 | 83 | 69 | 215678245
AIRQUEST | H5H0V24*K*AAA* | EA*5X25M17A*+WALLCON | *97CTN0601716A* | 23800 | 23800 | 17 | 10 | 9 | 2 | 83 | 69 | 215678246
ARCOAIRE | H5H0V24*K*AAA* | EA*5X25M17A*+WALLCON | *97CTN0601716A* | 23800 | 23800 | 17 | 10 | 9 | 2 | 83 | 69 | 215678247
COMFORTMAKER | C5H0V24*K*AAA* | EA*5X25M17A*+WALLCON | *97CTN0601716A* | 23800 | 23800 | 17 | 10 | 9 | 2 | 83 | 69 | 215678248
DAY & NIGHT | C5H0V24*K*AAA* | EA*5X25M17A*+WALLCON | *97CTN0601716A* | 23800 | 23800 | 17 | 10 | 9 | 2 | 83 | 69 | 215678249
KEEPRITE | C5H0V24*K*AAA* | EA*5X25M17A*+WALLCON | *97CTN0601716A* | 23800 | 23800 | 17 | 10 | 9 | 2 | 83 | 69 | 215678250
KENMORE | (C,H,T)5H0V24*K*AAA* | EA*5X25M17A*+WALLCON | *97CTN0601716A* | 23800 | 23800 | 17 | 10 | 9 | 2 | 83 | 69 | 215678251
TEMPSTAR | T5H0V24*K*AAA* | EA*5X25M17A*+WALLCON | *97CTN0601716A* | 23800 | 23800 | 17 | 10 | 9 | 2 | 83 | 69 | 215678252
CARRIER | 27VNA024A*030* | CAA**2517AM*+UI | 59TN7A080C17**16 | 23800 | 23800 | 17 | 10.5 | 9 | 2.02 | 83 | 69 | 215678253
BRYANT HEATING AND COOLING SYSTEMS | 290VAN024**AA* | CAA**2517AM*+UI | 987TA42080C17*** | 23800 | 23800 | 17 | 10.5 | 9 | 2.02 | 83 | 69 | 215678254
HEIL | H5H0V24*K*AAA* | EA*5X25M17A*+WALLCON | *97CTN0801716A* | 23800 | 23800 | 17 | 10.5 | 9 | 2.02 | 83 | 69 | 215678255
AIRQUEST | H5H0V24*K*AAA* | EA*5X25M17A*+WALLCON | *97CTN0801716A* | 23800 | 23800 | 17 | 10.5 | 9 | 2.02 | 83 | 69 | 215678256
ARCOAIRE | H5H0V24*K*AAA* | EA*5X25M17A*+WALLCON | *97CTN0801716A* | 23800 | 23800 | 17 | 10.5 | 9 | 2.02 | 83 | 69 | 215678257
COMFORTMAKER | C5H0V24*K*AAA* | EA*5X25M17A*+WALLCON | *97CTN0801716A* | 23800 | 23800 | 17 | 10.5 | 9 | 2.02 | 83 | 69 | 215678258
DAY & NIGHT | C5H0V24*K*AAA* | EA*5X25M17A*+WALLCON | *97CTN0801716A* | 23800 | 23800 | 17 | 10.5 | 9 | 2.02 | 83 | 69 | 215678259
KEEPRITE | C5H0V24*K*AAA* | EA*5X25M17A*+WALLCON | *97CTN0801716A* | 23800 | 23800 | 17 | 10.5 | 9 | 2.02 | 83 | 69 | 215678260
KENMORE | (C,H,T)5H0V24*K*AAA* | EA*5X25M17A*+WALLCON | *97CTN0801716A* | 23800 | 23800 | 17 | 10.5 | 9 | 2.02 | 83 | 69 | 215678261
TEMPSTAR | T5H0V24*K*AAA* | EA*5X25M17A*+WALLCON | *97CTN0801716A* | 23800 | 23800 | 17 | 10.5 | 9 | 2.02 | 83 | 69 | 215678262
CARRIER | 27VNA024A*030* | CAA**3017AM*+UI | 58CU*B040C17**12 | 23200 | 24200 | 17 | 10 | 8.5 | 1.98 | 83 | 69 | 215678263
BRYANT HEATING AND COOLING SYSTEMS | 290VAN024**AA* | CAA**3017AM*+UI | 83*CB36040C17*** | 23200 | 24200 | 17 | 10 | 8.5 | 1.98 | 83 | 69 | 215678264
HEIL | H5H0V24*K*AAA* | EA*5X30M17A*+WALLCON | *80CSU0401712B* | 23200 | 24200 | 17 | 10 | 8.5 | 1.98 | 83 | 69 | 215678265
AIRQUEST | H5H0V24*K*AAA* | EA*5X30M17A*+WALLCON | *80CSU0401712B* | 23200 | 24200 | 17 | 10 | 8.5 | 1.98 | 83 | 69 | 215678266
ARCOAIRE | H5H0V24*K*AAA* | EA*5X30M17A*+WALLCON | *80CSU0401712B* | 23200 | 24200 | 17 | 10 | 8.5 | 1.98 | 83 | 69 | 215678267
COMFORTMAKER | C5H0V24*K*AAA* | EA*5X30M17A*+WALLCON | *80CSU0401712B* | 23200 | 24200 | 17 | 10 | 8.5 | 1.98 | 83 | 69 | 215678268
DAY & NIGHT | C5H0V24*K*AAA* | EA*5X30M17A*+WALLCON | *80CSU0401712B* | 23200 | 24200 | 17 | 10 | 8.5 | 1.98 | 83 | 69 | 215678269
KEEPRITE | C5H0V24*K*AAA* | EA*5X30M17A*+WALLCON | *80CSU0401712B* | 23200 | 24200 | 17 | 10 | 8.5 | 1.98 | 83 | 69 | 215678270
KENMORE | (C,H,T)5H0V24*K*AAA* | EA*5X30M17A*+WALLCON | *80CSU0401712B* | 23200 | 24200 | 17 | 10 | 8.5 | 1.98 | 83 | 69 | 215678271
TEMPSTAR | T5H0V24*K*AAA* | EA*5X30M17A*+WALLCON | *80CSU0401712B* | 23200 | 24200 | 17 | 10 | 8.5 | 1.98 | 83 | 69 | 215678272
CARRIER | 27VNA024A*030* | CAA**3017AM*+UI | 58CU*B060C17**16 | 23200 | 24200 | 17 | 10 | 8.5 | 1.98 | 83 | 69 | 215678273
BRYANT HEATING AND COOLING SYSTEMS | 290VAN024**AA* | CAA**3017AM*+UI | 83*CB48060C17*** | 23200 | 24200 | 17 | 10 | 8.5 | 1.98 | 83 | 69 | 215678274
HEIL | H5H0V24*K*AAA* | EA*5X30M17A*+WALLCON | *80CSU0601716B* | 23200 | 24200 | 17 | 10 | 8.5 | 1.98 | 83 | 69 | 215678275
AIRQUEST | H5H0V24*K*AAA* | EA*5X30M17A*+WALLCON | *80CSU0601716B* | 23200 | 24200 | 17 | 10 | 8.5 | 1.98 | 83 | 69 | 215678276
ARCOAIRE | H5H0V24*K*AAA* | EA*5X30M17A*+WALLCON | *80CSU0601716B* | 23200 | 24200 | 17 | 10 | 8.5 | 1.98 | 83 | 69 | 215678277
COMFORTMAKER | C5H0V24*K*AAA* | EA*5X30M17A*+WALLCON | *80CSU0601716B* | 23200 | 24200 | 17 | 10 | 8.5 | 1.98 | 83 | 69 | 215678278
DAY & NIGHT | C5H0V24*K*AAA* | EA*5X30M17A*+WALLCON | *80CSU0601716B* | 23200 | 24200 | 17 | 10 | 8.5 | 1.98 | 83 | 69 | 215678279
KEEPRITE | C5H0V24*K*AAA* | EA*5X30M17A*+WALLCON | *80CSU0601716B* | 23200 | 24200 | 17 | 10 | 8.5 | 1.98 | 83 | 69 | 215678280
KENMORE | (C,H,T)5H0V24*K*AAA* | EA*5X30M17A*+WALLCON | *80CSU0601716B* | 23200 | 24200 | 17 | 10 | 8.5 | 1.98 | 83 | 69 | 215678281
TEMPSTAR | T5H0V24*K*AAA* | EA*5X30M17A*+WALLCON | *80CSU0601716B* | 23200 | 24200 | 17 | 10 | 8.5 | 1.98 | 83 | 69 | 215678282
CARRIER | 27VNA024A*030* | CAA**3017AM*+UI | 59TN7A060C17**16 | 23000 | 24400 | 16.5 | 10 | 9 | 1.86 | 83 | 69 | 215678283
BRYANT HEATING AND COOLING SYSTEMS | 290VAN024**AA* | CAA**3017AM*+UI | 987TA42060C17*** | 23000 | 24400 | 16.5 | 10 | 9 | 1.86 | 83 | 69 | 215678284
HEIL | H5H0V24*K*AAA* | EA*5X30M17A*+WALLCON | *97CTN0601716A* | 23000 | 24400 | 16.5 | 10 | 9 | 1.86 | 83 | 69 | 215678285
AIRQUEST | H5H0V24*K*AAA* | EA*5X30M17A*+WALLCON | *97CTN0601716A* | 23000 | 24400 | 16.5 | 10 | 9 | 1.86 | 83 | 69 | 215678286
ARCOAIRE | H5H0V24*K*AAA* | EA*5X30M17A*+WALLCON | *97CTN0601716A* | 23000 | 24400 | 16.5 | 10 | 9 | 1.86 | 83 | 69 | 215678287
COMFORTMAKER | C5H0V24*K*AAA* | EA*5X30M17A*+WALLCON | *97CTN0601716A* | 23000 | 24400 | 16.5 | 10 | 9 | 1.86 | 83 | 69 | 215678288
DAY & NIGHT | C5H0V24*K*AAA* | EA*5X30M17A*+WALLCON | *97CTN0601716A* | 23000 | 24400 | 16.5 | 10 | 9 | 1.86 | 83 | 69 | 215678289
KEEPRITE | C5H0V24*K*AAA* | EA*5X30M17A*+WALLCON | *97CTN0601716A* | 23000 | 24400 | 16.5 | 10 | 9 | 1.86 | 83 | 69 | 215678290
KENMORE | (C,H,T)5H0V24*K*AAA* | EA*5X30M17A*+WALLCON | *97CTN0601716A* | 23000 | 24400 | 16.5 | 10 | 9 | 1.86 | 83 | 69 | 215678291
TEMPSTAR | T5H0V24*K*AAA* | EA*5X30M17A*+WALLCON | *97CTN0601716A* | 23000 | 24400 | 16.5 | 10 | 9 | 1.86 | 83 | 69 | 215678292
CARRIER | 27VNA024A*030* | CAA**3017AM*+UI | 59TN7A080C17**16 | 23000 | 24200 | 16.5 | 10 | 9 | 1.86 | 83 | 69 | 215678293
BRYANT HEATING AND COOLING SYSTEMS | 290VAN024**AA* | CAA**3017AM*+UI | 987TA42080C17*** | 23000 | 24200 | 16.5 | 10 | 9 | 1.86 | 83 | 69 | 215678294
CARRIER | 27VNA024A*030* | CVAVA2517XMA*+UI | 59TN7A060C17**16 | 23600 | 27200 | 17.5 | 10 | 8.1 | 1.76 | 71 | 60 | 215678913
BRYANT HEATING AND COOLING SYSTEMS | 290VAN024**AA* | CVAVA2517XMA*+UI | 987TA42060C17*** | 23600 | 27200 | 17.5 | 10 | 8.1 | 1.76 | 71 | 60 | 215678914
HEIL | H5H0V24*K*AAA* | EVD5X25M17A*+WALLCON | *97CTN0601716A* | 23600 | 27200 | 17.5 | 10 | 8.1 | 1.76 | 71 | 60 | 215678915
AIRQUEST | H5H0V24*K*AAA* | EVD5X25M17A*+WALLCON | *97CTN0601716A* | 23600 | 27200 | 17.5 | 10 | 8.1 | 1.76 | 71 | 60 | 215678916
ARCOAIRE | H5H0V24*K*AAA* | EVD5X25M17A*+WALLCON | *97CTN0601716A* | 23600 | 27200 | 17.5 | 10 | 8.1 | 1.76 | 71 | 60 | 215678917
COMFORTMAKER | C5H0V24*K*AAA* | EVD5X25M17A*+WALLCON | *97CTN0601716A* | 23600 | 27200 | 17.5 | 10 | 8.1 | 1.76 | 71 | 60 | 215678918
DAY & NIGHT | C5H0V24*K*AAA* | EVD5X25M17A*+WALLCON | *97CTN0601716A* | 23600 | 27200 | 17.5 | 10 | 8.1 | 1.76 | 71 | 60 | 215678919
KEEPRITE | C5H0V24*K*AAA* | EVD5X25M17A*+WALLCON | *97CTN0601716A* | 23600 | 27200 | 17.5 | 10 | 8.1 | 1.76 | 71 | 60 | 215678920
KENMORE | (C,H,T)5H0V24*K*AAA* | EVD5X25M17A*+WALLCON | *97CTN0601716A* | 23600 | 27200 | 17.5 | 10 | 8.1 | 1.76 | 71 | 60 | 215678921
TEMPSTAR | T5H0V24*K*AAA* | EVD5X25M17A*+WALLCON | *97CTN0601716A* | 23600 | 27200 | 17.5 | 10 | 8.1 | 1.76 | 71 | 60 | 215678922
CARRIER | 27VNA024A*030* | CVAVA2517XMA*+UI | 59TN7A080C17**16 | 23600 | 27200 | 18 | 10.5 | 8.1 | 1.76 | 71 | 60 | 215678923
BRYANT HEATING AND COOLING SYSTEMS | 290VAN024**AA* | CVAVA2517XMA*+UI | 987TA42080C17*** | 23600 | 27200 | 18 | 10.5 | 8.1 | 1.76 | 71 | 60 | 215678924
HEIL | H5H0V24*K*AAA* | EVD5X25M17A*+WALLCON | *97CTN0801716A* | 23600 | 27200 | 18 | 10.5 | 8.1 | 1.76 | 71 | 60 | 215678925
AIRQUEST | H5H0V24*K*AAA* | EVD5X25M17A*+WALLCON | *97CTN0801716A* | 23600 | 27200 | 18 | 10.5 | 8.1 | 1.76 | 71 | 60 | 215678926
ARCOAIRE | H5H0V24*K*AAA* | EVD5X25M17A*+WALLCON | *97CTN0801716A* | 23600 | 27200 | 18 | 10.5 | 8.1 | 1.76 | 71 | 60 | 215678927
COMFORTMAKER | C5H0V24*K*AAA* | EVD5X25M17A*+WALLCON | *97CTN0801716A* | 23600 | 27200 | 18 | 10.5 | 8.1 | 1.76 | 71 | 60 | 215678928
DAY & NIGHT | C5H0V24*K*AAA* | EVD5X25M17A*+WALLCON | *97CTN0801716A* | 23600 | 27200 | 18 | 10.5 | 8.1 | 1.76 | 71 | 60 | 215678929
KEEPRITE | C5H0V24*K*AAA* | EVD5X25M17A*+WALLCON | *97CTN0801716A* | 23600 | 27200 | 18 | 10.5 | 8.1 | 1.76 | 71 | 60 | 215678930
KENMORE | (C,H,T)5H0V24*K*AAA* | EVD5X25M17A*+WALLCON | *97CTN0801716A* | 23600 | 27200 | 18 | 10.5 | 8.1 | 1.76 | 71 | 60 | 215678931
TEMPSTAR | T5H0V24*K*AAA* | EVD5X25M17A*+WALLCON | *97CTN0801716A* | 23600 | 27200 | 18 | 10.5 | 8.1 | 1.76 | 71 | 60 | 215678932
CARRIER | 27VNA024A*030* | CVAVA3017XMA*+UI | 59TN7A060C17**16 | 23600 | 27200 | 17.5 | 10 | 8.1 | 1.76 | 71 | 60 | 215678953
BRYANT HEATING AND COOLING SYSTEMS | 290VAN024**AA* | CVAVA3017XMA*+UI | 987TA42060C17*** | 23600 | 27200 | 17.5 | 10 | 8.1 | 1.76 | 71 | 60 | 215678954
HEIL | H5H0V24*K*AAA* | EVD5X30M17A*+WALLCON | *97CTN0601716A* | 23600 | 27200 | 17.5 | 10 | 8.1 | 1.76 | 71 | 60 | 215678955
AIRQUEST | H5H0V24*K*AAA* | EVD5X30M17A*+WALLCON | *97CTN0601716A* | 23600 | 27200 | 17.5 | 10 | 8.1 | 1.76 | 71 | 60 | 215678956
ARCOAIRE | H5H0V24*K*AAA* | EVD5X30M17A*+WALLCON | *97CTN0601716A* | 23600 | 27200 | 17.5 | 10 | 8.1 | 1.76 | 71 | 60 | 215678957
COMFORTMAKER | C5H0V24*K*AAA* | EVD5X30M17A*+WALLCON | *97CTN0601716A* | 23600 | 27200 | 17.5 | 10 | 8.1 | 1.76 | 71 | 60 | 215678958
DAY & NIGHT | C5H0V24*K*AAA* | EVD5X30M17A*+WALLCON | *97CTN0601716A* | 23600 | 27200 | 17.5 | 10 | 8.1 | 1.76 | 71 | 60 | 215678959
KEEPRITE | C5H0V24*K*AAA* | EVD5X30M17A*+WALLCON | *97CTN0601716A* | 23600 | 27200 | 17.5 | 10 | 8.1 | 1.76 | 71 | 60 | 215678960
KENMORE | (C,H,T)5H0V24*K*AAA* | EVD5X30M17A*+WALLCON | *97CTN0601716A* | 23600 | 27200 | 17.5 | 10 | 8.1 | 1.76 | 71 | 60 | 215678961
TEMPSTAR | T5H0V24*K*AAA* | EVD5X30M17A*+WALLCON | *97CTN0601716A* | 23600 | 27200 | 17.5 | 10 | 8.1 | 1.76 | 71 | 60 | 215678962
CARRIER | 27VNA024A*030* | CVAVA3017XMA*+UI | 59TN7A080C17**16 | 23600 | 27200 | 18 | 10.5 | 8.1 | 1.76 | 71 | 60 | 215678963
BRYANT HEATING AND COOLING SYSTEMS | 290VAN024**AA* | CVAVA3017XMA*+UI | 987TA42080C17*** | 23600 | 27200 | 18 | 10.5 | 8.1 | 1.76 | 71 | 60 | 215678964
HEIL | H5H0V24*K*AAA* | EVD5X30M17A*+WALLCON | *97CTN0801716A* | 23600 | 27200 | 18 | 10.5 | 8.1 | 1.76 | 71 | 60 | 215678965
AIRQUEST | H5H0V24*K*AAA* | EVD5X30M17A*+WALLCON | *97CTN0801716A* | 23600 | 27200 | 18 | 10.5 | 8.1 | 1.76 | 71 | 60 | 215678966
BRYANT HEATING AND COOLING SYSTEMS | 290VAN024**AA* | CAA**2517AM*+UI | 83*CA36040C17*** | 24000 | 23800 | 17.5 | 10.5 | 9 | 2.02 | 83 | 69 | 215683598
CARRIER | 27VNA024A*030* | CAA**2517AM*+UI | 58CU*A040C17**12 | 24000 | 23800 | 17.5 | 10.5 | 9 | 2.02 | 83 | 69 | 215683597
BRYANT HEATING AND COOLING SYSTEMS | 290VAN024**AA* | CAA**2417AM*+UI | 986TD42060C17*** | 22800 | 24800 | 16.5 | 10 | 9 | 1.94 | 82 | 68 | 215683596
CARRIER | 27VNA024A*030* | CAA**2417AM*+UI | 59TN6C060C17**14 | 22800 | 24800 | 16.5 | 10 | 9 | 1.94 | 82 | 68 | 215683595
BRYANT HEATING AND COOLING SYSTEMS | 290VAN024**AA* | CAA**2417AM*+UI | 987MC42080C17*** | 22800 | 24600 | 16.5 | 10 | 9 | 1.94 | 83 | 69 | 215683592
CARRIER | 27VNA024A*030* | CAA**2417AM*+UI | 59MN7C080C17**14 | 22800 | 24600 | 16.5 | 10 | 9 | 1.94 | 83 | 69 | 215683591
BRYANT HEATING AND COOLING SYSTEMS | 290VAN024**AA* | CAA**2417AM*+UI | 987MC42060C17*** | 22800 | 24800 | 16.5 | 10 | 9 | 1.94 | 82 | 68 | 215683590
CARRIER | 27VNA024A*030* | CAA**2417AM*+UI | 59MN7C060C17**14 | 22800 | 24800 | 16.5 | 10 | 9 | 1.94 | 82 | 68 | 215683589
BRYANT HEATING AND COOLING SYSTEMS | 290VAN024**AA* | CAA**2417AM*+UI | 88*TB48090C17*** | 22800 | 24600 | 17 | 10 | 9 | 1.96 | 83 | 68 | 215683588
CARRIER | 27VNA024A*030* | CAA**2417AM*+UI | 58TN*B090C17**16 | 22800 | 24600 | 17 | 10 | 9 | 1.96 | 83 | 68 | 215683587
BRYANT HEATING AND COOLING SYSTEMS | 290VAN024**AA* | CAA**2417AM*+UI | 88*TB48070C17*** | 22800 | 24600 | 16.5 | 10 | 9 | 1.96 | 83 | 69 | 215683586
CARRIER | 27VNA024A*030* | CAA**2417AM*+UI | 58TN*B070C17**16 | 22800 | 24600 | 16.5 | 10 | 9 | 1.96 | 83 | 69 | 215683585
BRYANT HEATING AND COOLING SYSTEMS | 290VAN024**AA* | CAA**2417AM*+UI | 88*TB36070C14*** | 22800 | 24600 | 17 | 10 | 9 | 1.96 | 83 | 68 | 215683584
CARRIER | 27VNA024A*030* | CAA**2417AM*+UI | 58TN*B070C14**12 | 22800 | 24600 | 17 | 10 | 9 | 1.96 | 83 | 68 | 215683583
BRYANT HEATING AND COOLING SYSTEMS | 290VAN024**AA* | CAA**2417AM*+UI | 83*CA48060C17*** | 22800 | 24600 | 16.5 | 10 | 9 | 1.96 | 83 | 68 | 215683580
CARRIER | 27VNA024A*030* | CAA**2417AM*+UI | 58CU*A060C17**16 | 22800 | 24600 | 16.5 | 10 | 9 | 1.96 | 83 | 68 | 215683579
BRYANT HEATING AND COOLING SYSTEMS | 290VAN024**AA* | CAA**2417AM*+UI | 83*CA36040C17*** | 22800 | 24600 | 16.5 | 10 | 9 | 1.96 | 82 | 68 | 215683578
CARRIER | 27VNA024A*030* | CAA**2417AM*+UI | 58CU*A040C17**12 | 22800 | 24600 | 16.5 | 10 | 9 | 1.96 | 82 | 68 | 215683577
BRYANT HEATING AND COOLING SYSTEMS | 290VAN024**AA* | CAA**2414AM*+UI | 88*TB36070C14*** | 22800 | 24600 | 17 | 10 | 9 | 1.94 | 83 | 69 | 215683574
CARRIER | 27VNA024A*030* | CAA**2414AM*+UI | 58TN*B070C14**12 | 22800 | 24600 | 17 | 10 | 9 | 1.94 | 83 | 69 | 215683573
BRYANT HEATING AND COOLING SYSTEMS | 290VAN024**AA* | CVAVA3817XMA*+UI | 986TD42080C17*** | 24400 | 27800 | 19 | 11 | 8.5 | 1.84 | 71 | 58 | 215683572
CARRIER | 27VNA024A*030* | CVAVA3817XMA*+UI | 59TN6C080C17**14 | 24400 | 27800 | 19 | 11 | 8.5 | 1.84 | 71 | 58 | 215683571
BRYANT HEATING AND COOLING SYSTEMS | 290VAN024**AA* | CVAVA3817XMA*+UI | 986TD42060C17*** | 24200 | 27800 | 19 | 10.5 | 8.5 | 1.84 | 71 | 58 | 215683570
CARRIER | 27VNA024A*030* | CVAVA3817XMA*+UI | 59TN6C060C17**14 | 24200 | 27800 | 19 | 10.5 | 8.5 | 1.84 | 71 | 58 | 215683569
BRYANT HEATING AND COOLING SYSTEMS | 290VAN024**AA* | CVAVA3817XMA*+UI | 987MC42080C17*** | 24200 | 27800 | 19 | 11 | 8.5 | 1.84 | 71 | 58 | 215683566
CARRIER | 27VNA024A*030* | CVAVA3817XMA*+UI | 59MN7C080C17**14 | 24200 | 27800 | 19 | 11 | 8.5 | 1.84 | 71 | 58 | 215683565
BRYANT HEATING AND COOLING SYSTEMS | 290VAN024**AA* | CVAVA3817XMA*+UI | 987MC42060C17*** | 24200 | 28000 | 18.5 | 10.5 | 8.5 | 1.84 | 70 | 58 | 215683564
CARRIER | 27VNA024A*030* | CVAVA3817XMA*+UI | 59MN7C060C17**14 | 24200 | 28000 | 18.5 | 10.5 | 8.5 | 1.84 | 70 | 58 | 215683563
BRYANT HEATING AND COOLING SYSTEMS | 290VAN024**AA* | CVAVA3817XMA*+UI | 88*TB48090C17*** | 24400 | 27800 | 19 | 11 | 8.5 | 1.84 | 71 | 58 | 215683562
CARRIER | 27VNA024A*030* | CVAVA3817XMA*+UI | 58TN*B090C17**16 | 24400 | 27800 | 19 | 11 | 8.5 | 1.84 | 71 | 58 | 215683561
BRYANT HEATING AND COOLING SYSTEMS | 290VAN024**AA* | CVAVA3817XMA*+UI | 88*TB48070C17*** | 24400 | 27800 | 19 | 11 | 8.5 | 1.84 | 71 | 58 | 215683560
CARRIER | 27VNA024A*030* | CVAVA3817XMA*+UI | 58TN*B070C17**16 | 24400 | 27800 | 19 | 11 | 8.5 | 1.84 | 71 | 58 | 215683559
BRYANT HEATING AND COOLING SYSTEMS | 290VAN024**AA* | CVAVA3817XMA*+UI | 88*TB36070C14*** | 24400 | 27800 | 19 | 10.5 | 8.5 | 1.84 | 71 | 58 | 215683558
CARRIER | 27VNA024A*030* | CVAVA3817XMA*+UI | 58TN*B070C14**12 | 24400 | 27800 | 19 | 10.5 | 8.5 | 1.84 | 71 | 58 | 215683557
BRYANT HEATING AND COOLING SYSTEMS | 290VAN024**AA* | CVAVA3817XMA*+UI | 88*TB36045C17*** | 24200 | 28000 | 18.5 | 10.5 | 8.5 | 1.84 | 71 | 58 | 215683556
CARRIER | 27VNA024A*030* | CVAVA3817XMA*+UI | 58TN*B045C17**12 | 24200 | 28000 | 18.5 | 10.5 | 8.5 | 1.84 | 71 | 58 | 215683555
BRYANT HEATING AND COOLING SYSTEMS | 290VAN024**AA* | CVAVA3817XMA*+UI | 83*CA48060C17*** | 24400 | 27800 | 19.5 | 10.5 | 8.5 | 1.84 | 71 | 58 | 215683554
CARRIER | 27VNA024A*030* | CVAVA3817XMA*+UI | 58CU*A060C17**16 | 24400 | 27800 | 19.5 | 10.5 | 8.5 | 1.84 | 71 | 58 | 215683553
BRYANT HEATING AND COOLING SYSTEMS | 290VAN024**AA* | CVAVA3817XMA*+UI | 83*CA36040C17*** | 24400 | 27800 | 19.5 | 10.5 | 8.5 | 1.84 | 71 | 58 | 215683552
CARRIER | 27VNA024A*030* | CVAVA3817XMA*+UI | 58CU*A040C17**12 | 24400 | 27800 | 19.5 | 10.5 | 8.5 | 1.84 | 71 | 58 | 215683551
BRYANT HEATING AND COOLING SYSTEMS | 290VAN024**AA* | CVAVA3721XMA*+UI | 986TD66100C21*** | 24000 | 27400 | 18.5 | 11 | 8.5 | 1.86 | 71 | 59 | 215683550
CARRIER | 27VNA024A*030* | CVAVA3721XMA*+UI | 59TN6C100C21**22 | 24000 | 27400 | 18.5 | 11 | 8.5 | 1.86 | 71 | 59 | 215683549
BRYANT HEATING AND COOLING SYSTEMS | 290VAN024**AA* | CVAVA3721XMA*+UI | 986TD42080C17*** | 24000 | 27400 | 18.5 | 10.5 | 8.5 | 1.86 | 71 | 59 | 215683548
CARRIER | 27VNA024A*030* | CVAVA3721XMA*+UI | 59TN6C080C17**14 | 24000 | 27400 | 18.5 | 10.5 | 8.5 | 1.86 | 71 | 59 | 215683547
BRYANT HEATING AND COOLING SYSTEMS | 290VAN024**AA* | CVAVA3721XMA*+UI | 986TD42060C17*** | 23800 | 27400 | 18.5 | 10.5 | 8.5 | 1.84 | 71 | 59 | 215683546
CARRIER | 27VNA024A*030* | CVAVA3721XMA*+UI | 59TN6C060C17**14 | 23800 | 27400 | 18.5 | 10.5 | 8.5 | 1.84 | 71 | 59 | 215683545
BRYANT HEATING AND COOLING SYSTEMS | 290VAN024**AA* | CVAVA3721XMA*+UI | 987MC66100C21*** | 24000 | 27400 | 18.5 | 11 | 8.5 | 1.86 | 71 | 59 | 215683544
CARRIER | 27VNA024A*030* | CVAVA3721XMA*+UI | 59MN7C100C21**22 | 24000 | 27400 | 18.5 | 11 | 8.5 | 1.86 | 71 | 59 | 215683543
CARRIER | 27VNA024A*030* | CVAMA3117XMA*+UI | 58CU*A060C17**16 | 24200 | 27600 | 19 | 10.5 | 8.5 | 1.86 | 71 | 59 | 215683309
BRYANT HEATING AND COOLING SYSTEMS | 290VAN024**AA* | CVAMA3117XMA*+UI | 83*CA36040C17*** | 24200 | 27600 | 19 | 10.5 | 8.5 | 1.84 | 71 | 58 | 215683308
CARRIER | 27VNA024A*030* | CVAMA3117XMA*+UI | 58TN*B045C17**12 | 24000 | 27800 | 18.5 | 10.5 | 8.5 | 1.84 | 71 | 59 | 215683311
BRYANT HEATING AND COOLING SYSTEMS | 290VAN024**AA* | CVAMA3117XMA*+UI | 88*TB36045C17*** | 24000 | 27800 | 18.5 | 10.5 | 8.5 | 1.84 | 71 | 59 | 215683312
CARRIER | 27VNA024A*030* | CVAMA3117XMA*+UI | 58TN*B070C14**12 | 24200 | 27600 | 19 | 11 | 8.5 | 1.86 | 71 | 59 | 215683313
BRYANT HEATING AND COOLING SYSTEMS | 290VAN024**AA* | CVAMA3117XMA*+UI | 88*TB36070C14*** | 24200 | 27600 | 19 | 11 | 8.5 | 1.86 | 71 | 59 | 215683314
CARRIER | 27VNA024A*030* | CVAMA3117XMA*+UI | 58TN*B070C17**16 | 24200 | 27600 | 18.5 | 10.5 | 8.5 | 1.86 | 71 | 59 | 215683315
BRYANT HEATING AND COOLING SYSTEMS | 290VAN024**AA* | CVAMA3117XMA*+UI | 88*TB48070C17*** | 24200 | 27600 | 18.5 | 10.5 | 8.5 | 1.86 | 71 | 59 | 215683316
CARRIER | 27VNA024A*030* | CVAMA3117XMA*+UI | 58TN*B090C17**16 | 24200 | 27600 | 19 | 11 | 8.5 | 1.86 | 71 | 59 | 215683317
BRYANT HEATING AND COOLING SYSTEMS | 290VAN024**AA* | CVAMA3117XMA*+UI | 88*TB48090C17*** | 24200 | 27600 | 19 | 11 | 8.5 | 1.86 | 71 | 59 | 215683318
CARRIER | 27VNA024A*030* | CAA**3721AM*+UI | 59MN7C100C21**22 | 24000 | 23600 | 17.5 | 10.5 | 9 | 2.02 | 83 | 69 | 215683711
BRYANT HEATING AND COOLING SYSTEMS | 290VAN024**AA* | CAA**3721AM*+UI | 987MC66100C21*** | 24000 | 23600 | 17.5 | 10.5 | 9 | 2.02 | 83 | 69 | 215683712
CARRIER | 27VNA024A*030* | CAA**3721AM*+UI | 59TN6C060C17**14 | 24000 | 23800 | 17.5 | 10.5 | 9 | 2 | 83 | 69 | 215683713
BRYANT HEATING AND COOLING SYSTEMS | 290VAN024**AA* | CAA**3721AM*+UI | 986TD42060C17*** | 24000 | 23800 | 17.5 | 10.5 | 9 | 2 | 83 | 69 | 215683714
CARRIER | 27VNA024A*030* | CAA**3721AM*+UI | 59TN6C080C17**14 | 24000 | 23600 | 17.5 | 10.5 | 9 | 2.02 | 83 | 69 | 215683715
BRYANT HEATING AND COOLING SYSTEMS | 290VAN024**AA* | CAA**3721AM*+UI | 986TD42080C17*** | 24000 | 23600 | 17.5 | 10.5 | 9 | 2.02 | 83 | 69 | 215683716
CARRIER | 27VNA024A*030* | CAA**3721AM*+UI | 59TN6C100C21**22 | 24000 | 23600 | 17.5 | 10.5 | 9 | 2.02 | 83 | 69 | 215683717
BRYANT HEATING AND COOLING SYSTEMS | 290VAN024**AA* | CAA**3721AM*+UI | 986TD66100C21*** | 24000 | 23600 | 17.5 | 10.5 | 9 | 2.02 | 83 | 69 | 215683718
CARRIER | 27VNA024A*030* | CVAMA3117XMA*+UI | 59MN7C060C17**14 | 24000 | 27800 | 18.5 | 10.5 | 8.5 | 1.84 | 71 | 59 | 215683319
BRYANT HEATING AND COOLING SYSTEMS | 290VAN024**AA* | CVAMA3117XMA*+UI | 987MC42060C17*** | 24000 | 27800 | 18.5 | 10.5 | 8.5 | 1.84 | 71 | 59 | 215683320
CARRIER | 27VNA024A*030* | CVAMA3117XMA*+UI | 59MN7C080C17**14 | 24000 | 27800 | 18.5 | 10.5 | 8.5 | 1.84 | 71 | 58 | 215683321
BRYANT HEATING AND COOLING SYSTEMS | 290VAN024**AA* | CVAMA3117XMA*+UI | 987MC42080C17*** | 24000 | 27800 | 18.5 | 10.5 | 8.5 | 1.84 | 71 | 58 | 215683322
CARRIER | 27VNA024A*030* | CVAMA3117XMA*+UI | 59TN6C060C17**14 | 24000 | 27800 | 18.5 | 10.5 | 8.5 | 1.84 | 71 | 59 | 215683325
BRYANT HEATING AND COOLING SYSTEMS | 290VAN024**AA* | CVAMA3117XMA*+UI | 986TD42060C17*** | 24000 | 27800 | 18.5 | 10.5 | 8.5 | 1.84 | 71 | 59 | 215683326
CARRIER | 27VNA024A*030* | CVAMA3117XMA*+UI | 59TN6C080C17**14 | 24200 | 27600 | 19 | 10.5 | 8.5 | 1.86 | 71 | 59 | 215683327
BRYANT HEATING AND COOLING SYSTEMS | 290VAN024**AA* | CVAMA3117XMA*+UI | 986TD42080C17*** | 24200 | 27600 | 19 | 10.5 | 8.5 | 1.86 | 71 | 59 | 215683328
CARRIER | 27VNA024A*030* | CVAMA3217XMA*+UI | 58CU*A040C17**12 | 24400 | 27800 | 19.5 | 10.5 | 8.5 | 1.84 | 71 | 58 | 215683329
BRYANT HEATING AND COOLING SYSTEMS | 290VAN024**AA* | CVAMA3217XMA*+UI | 83*CA36040C17*** | 24400 | 27800 | 19.5 | 10.5 | 8.5 | 1.84 | 71 | 58 | 215683330
CARRIER | 27VNA024A*030* | CVAMA3217XMA*+UI | 58CU*A060C17**16 | 24400 | 27800 | 19 | 10.5 | 8.5 | 1.84 | 71 | 58 | 215683331
BRYANT HEATING AND COOLING SYSTEMS | 290VAN024**AA* | CVAMA3217XMA*+UI | 83*CA48060C17*** | 24400 | 27800 | 19 | 10.5 | 8.5 | 1.84 | 71 | 58 | 215683332
CARRIER | 27VNA024A*030* | CVAMA3217XMA*+UI | 58TN*B045C17**12 | 24200 | 28000 | 18.5 | 10.5 | 8.5 | 1.84 | 71 | 58 | 215683333
BRYANT HEATING AND COOLING SYSTEMS | 290VAN024**AA* | CVAMA3117XMA*+UI | 83*CA48060C17*** | 24200 | 27600 | 19 | 10.5 | 8.5 | 1.86 | 71 | 59 | 215683310
CARRIER | 27VNA024A*030* | CVAMA3117XMA*+UI | 58CU*A040C17**12 | 24200 | 27600 | 19 | 10.5 | 8.5 | 1.84 | 71 | 58 | 215683307
CARRIER | 27VNA024A*030* | CAA**3617AM*+UI | 59MN7C060C17**14 | 23000 | 24200 | 17 | 10 | 9 | 1.98 | 83 | 69 | 215683655
BRYANT HEATING AND COOLING SYSTEMS | 290VAN024**AA* | CAA**3617AM*+UI | 987MC42060C17*** | 23000 | 24200 | 17 | 10 | 9 | 1.98 | 83 | 69 | 215683656
CARRIER | 27VNA024A*030* | CAA**3617AM*+UI | 59MN7C080C17**14 | 23000 | 24200 | 17 | 10 | 9 | 1.98 | 83 | 69 | 215683657
BRYANT HEATING AND COOLING SYSTEMS | 290VAN024**AA* | CAA**3617AM*+UI | 987MC42080C17*** | 23000 | 24200 | 17 | 10 | 9 | 1.98 | 83 | 69 | 215683658
CARRIER | 27VNA024A*030* | CAA**3617AM*+UI | 59TN6C060C17**14 | 23000 | 24000 | 17 | 10 | 9 | 1.96 | 83 | 70 | 215683661
BRYANT HEATING AND COOLING SYSTEMS | 290VAN024**AA* | CAA**3617AM*+UI | 986TD42060C17*** | 23000 | 24000 | 17 | 10 | 9 | 1.96 | 83 | 70 | 215683662
CARRIER | 27VNA024A*030* | CAA**3617AM*+UI | 59TN6C080C17**14 | 23200 | 24200 | 17 | 10 | 9 | 1.98 | 83 | 69 | 215683663
BRYANT HEATING AND COOLING SYSTEMS | 290VAN024**AA* | CAA**3617AM*+UI | 986TD42080C17*** | 23200 | 24200 | 17 | 10 | 9 | 1.98 | 83 | 69 | 215683664
CARRIER | 27VNA024A*030* | CAA**3717AM*+UI | 58CU*A040C17**12 | 23800 | 23800 | 17 | 10.5 | 9 | 2 | 83 | 69 | 215683665
BRYANT HEATING AND COOLING SYSTEMS | 290VAN024**AA* | CAA**3717AM*+UI | 83*CA36040C17*** | 23800 | 23800 | 17 | 10.5 | 9 | 2 | 83 | 69 | 215683666
CARRIER | 27VNA024A*030* | CAA**3717AM*+UI | 58CU*A060C17**16 | 23800 | 24000 | 17 | 10 | 9 | 2 | 83 | 69 | 215683667
BRYANT HEATING AND COOLING SYSTEMS | 290VAN024**AA* | CAA**3717AM*+UI | 83*CA48060C17*** | 23800 | 24000 | 17 | 10 | 9 | 2 | 83 | 69 | 215683668
CARRIER | 27VNA024A*030* | CAA**3717AM*+UI | 58TN*B045C17**12 | 23600 | 24000 | 17 | 10 | 9 | 1.98 | 83 | 69 | 215683669
BRYANT HEATING AND COOLING SYSTEMS | 290VAN024**AA* | CAA**3717AM*+UI | 88*TB36045C17*** | 23600 | 24000 | 17 | 10 | 9 | 1.98 | 83 | 69 | 215683670
CARRIER | 27VNA024A*030* | CAA**3717AM*+UI | 58TN*B070C14**12 | 23800 | 24000 | 17.5 | 10.5 | 9 | 2 | 83 | 69 | 215683671
BRYANT HEATING AND COOLING SYSTEMS | 290VAN024**AA* | CAA**3717AM*+UI | 88*TB36070C14*** | 23800 | 24000 | 17.5 | 10.5 | 9 | 2 | 83 | 69 | 215683672
CARRIER | 27VNA024A*030* | CAA**3717AM*+UI | 58TN*B070C17**16 | 23800 | 24000 | 17 | 10.5 | 9 | 2 | 83 | 69 | 215683673
BRYANT HEATING AND COOLING SYSTEMS | 290VAN024**AA* | CAA**3717AM*+UI | 88*TB48070C17*** | 23800 | 24000 | 17 | 10.5 | 9 | 2 | 83 | 69 | 215683674
CARRIER | 27VNA024A*030* | CAA**3717AM*+UI | 58TN*B090C17**16 | 23800 | 24000 | 17 | 10.5 | 9 | 2 | 83 | 69 | 215683675
BRYANT HEATING AND COOLING SYSTEMS | 290VAN024**AA* | CAA**3717AM*+UI | 88*TB48090C17*** | 23800 | 24000 | 17 | 10.5 | 9 | 2 | 83 | 69 | 215683676
CARRIER | 27VNA024A*030* | CAA**3717AM*+UI | 59MN7C060C17**14 | 23600 | 24000 | 17 | 10 | 9 | 1.98 | 83 | 69 | 215683677
BRYANT HEATING AND COOLING SYSTEMS | 290VAN024**AA* | CAA**3717AM*+UI | 987MC42060C17*** | 23600 | 24000 | 17 | 10 | 9 | 1.98 | 83 | 69 | 215683678
CARRIER | 27VNA024A*030* | CAA**3717AM*+UI | 59MN7C080C17**14 | 23800 | 24000 | 17 | 10.5 | 9 | 2 | 83 | 69 | 215683679
BRYANT HEATING AND COOLING SYSTEMS | 290VAN024**AA* | CAA**3717AM*+UI | 987MC42080C17*** | 23800 | 24000 | 17 | 10.5 | 9 | 2 | 83 | 69 | 215683680
CARRIER | 27VNA024A*030* | CAA**3717AM*+UI | 59TN6C060C17**14 | 23800 | 24000 | 17 | 10 | 9 | 2 | 83 | 69 | 215683683
BRYANT HEATING AND COOLING SYSTEMS | 290VAN024**AA* | CAA**3717AM*+UI | 986TD42060C17*** | 23800 | 24000 | 17 | 10 | 9 | 2 | 83 | 69 | 215683684
CARRIER | 27VNA024A*030* | CAA**3717AM*+UI | 59TN6C080C17**14 | 23800 | 24000 | 17 | 10.5 | 9 | 2 | 83 | 69 | 215683685
BRYANT HEATING AND COOLING SYSTEMS | 290VAN024**AA* | CAA**3717AM*+UI | 986TD42080C17*** | 23800 | 24000 | 17 | 10.5 | 9 | 2 | 83 | 69 | 215683686
CARRIER | 27VNA024A*030* | CAA**3721AM*+UI | 58CU*A040C17**12 | 24000 | 23600 | 18 | 10.5 | 9 | 2.02 | 83 | 69 | 215683687
BRYANT HEATING AND COOLING SYSTEMS | 290VAN024**AA* | CAA**3721AM*+UI | 83*CA36040C17*** | 24000 | 23600 | 18 | 10.5 | 9 | 2.02 | 83 | 69 | 215683688
CARRIER | 27VNA024A*030* | CAA**3721AM*+UI | 58CU*A060C17**16 | 24000 | 23600 | 17.5 | 10.5 | 9 | 2.02 | 83 | 69 | 215683689
BRYANT HEATING AND COOLING SYSTEMS | 290VAN024**AA* | CAA**3721AM*+UI | 83*CA48060C17*** | 24000 | 23600 | 17.5 | 10.5 | 9 | 2.02 | 83 | 69 | 215683690
CARRIER | 27VNA024A*030* | CAA**3721AM*+UI | 58TN*B045C17**12 | 23800 | 23800 | 17 | 10.5 | 9 | 2 | 83 | 69 | 215683691
BRYANT HEATING AND COOLING SYSTEMS | 290VAN024**AA* | CAA**3721AM*+UI | 88*TB36045C17*** | 23800 | 23800 | 17 | 10.5 | 9 | 2 | 83 | 69 | 215683692
CARRIER | 27VNA024A*030* | CAA**3721AM*+UI | 58TN*B070C17**16 | 24000 | 23600 | 17.5 | 10.5 | 9 | 2.02 | 83 | 69 | 215683693
BRYANT HEATING AND COOLING SYSTEMS | 290VAN024**AA* | CAA**3721AM*+UI | 88*TB48070C17*** | 24000 | 23600 | 17.5 | 10.5 | 9 | 2.02 | 83 | 69 | 215683694
CARRIER | 27VNA024A*030* | CAA**3721AM*+UI | 58TN*B070C21**20 | 24000 | 23600 | 17.5 | 10.5 | 9 | 2.02 | 83 | 69 | 215683695
BRYANT HEATING AND COOLING SYSTEMS | 290VAN024**AA* | CAA**3721AM*+UI | 88*TB60070C21*** | 24000 | 23600 | 17.5 | 10.5 | 9 | 2.02 | 83 | 69 | 215683696
CARRIER | 27VNA024A*030* | CAA**3721AM*+UI | 58TN*B090C17**16 | 24000 | 23600 | 17.5 | 10.5 | 9 | 2.02 | 83 | 69 | 215683697
BRYANT HEATING AND COOLING SYSTEMS | 290VAN024**AA* | CAA**3721AM*+UI | 88*TB48090C17*** | 24000 | 23600 | 17.5 | 10.5 | 9 | 2.02 | 83 | 69 | 215683698
CARRIER | 27VNA024A*030* | CAA**3721AM*+UI | 58TN*B090C21**20 | 24000 | 23600 | 17.5 | 10.5 | 9 | 2.02 | 83 | 69 | 215683699
BRYANT HEATING AND COOLING SYSTEMS | 290VAN024**AA* | CAA**3721AM*+UI | 88*TB60090C21*** | 24000 | 23600 | 17.5 | 10.5 | 9 | 2.02 | 83 | 69 | 215683700
CARRIER | 27VNA024A*030* | CAA**3721AM*+UI | 58TN*B110C21**20 | 24000 | 23600 | 17.5 | 10.5 | 9 | 2.02 | 83 | 69 | 215683701
BRYANT HEATING AND COOLING SYSTEMS | 290VAN024**AA* | CAA**3721AM*+UI | 88*TB60110C21*** | 24000 | 23600 | 17.5 | 10.5 | 9 | 2.02 | 83 | 69 | 215683702
CARRIER | 27VNA024A*030* | CAA**3721AM*+UI | 59CU5B100C21**22 | 24000 | 23600 | 17 | 10.5 | 9 | 2.02 | 83 | 69 | 215683703
BRYANT HEATING AND COOLING SYSTEMS | 290VAN024**AA* | CAA**3721AM*+UI | 935CB66100C21*** | 24000 | 23600 | 17 | 10.5 | 9 | 2.02 | 83 | 69 | 215683704
CARRIER | 27VNA024A*030* | CAA**3721AM*+UI | 59MN7C060C17**14 | 24000 | 23800 | 17 | 10.5 | 9 | 2.02 | 83 | 69 | 215683705
BRYANT HEATING AND COOLING SYSTEMS | 290VAN024**AA* | CAA**3721AM*+UI | 987MC42060C17*** | 24000 | 23800 | 17 | 10.5 | 9 | 2.02 | 83 | 69 | 215683706
CARRIER | 27VNA024A*030* | CAA**3721AM*+UI | 59MN7C060C21**20 | 24000 | 23800 | 17 | 10.5 | 9 | 2.02 | 83 | 69 | 215683707
BRYANT HEATING AND COOLING SYSTEMS | 290VAN024**AA* | CAA**3721AM*+UI | 987MC60060C21*** | 24000 | 23800 | 17 | 10.5 | 9 | 2.02 | 83 | 69 | 215683708
CARRIER | 27VNA024A*030* | CAA**3721AM*+UI | 59MN7C080C17**14 | 24000 | 23600 | 17.5 | 10.5 | 9 | 2 | 83 | 69 | 215683709
BRYANT HEATING AND COOLING SYSTEMS | 290VAN024**AA* | CAA**3721AM*+UI | 987MC42080C17*** | 24000 | 23600 | 17.5 | 10.5 | 9 | 2 | 83 | 69 | 215683710
BRYANT HEATING AND COOLING SYSTEMS | 290VAN024**AA* | CSAH*3612AM*+UI | 986TD66120C24*** | 23600 | 24000 | 16 | 10 | 8.5 | 1.88 | 83 | 69 | 215683844
CARRIER | 27VNA024A*030* | CSAH*3612AM*+UI | 59TN6C120C24**22 | 23600 | 24000 | 16 | 10 | 8.5 | 1.88 | 83 | 69 | 215683843
BRYANT HEATING AND COOLING SYSTEMS | 290VAN024**AA* | CSAH*3612AM*+UI | 986TD66100C21*** | 23600 | 24000 | 16 | 10 | 8.5 | 1.88 | 83 | 68 | 215683842
CARRIER | 27VNA024A*030* | CSAH*3612AM*+UI | 59TN6C100C21**22 | 23600 | 24000 | 16 | 10 | 8.5 | 1.88 | 83 | 68 | 215683841
BRYANT HEATING AND COOLING SYSTEMS | 290VAN024**AA* | CSAH*3612AM*+UI | 986TD42080C17*** | 23600 | 24000 | 15.5 | 10 | 8.5 | 1.9 | 83 | 69 | 215683840
CARRIER | 27VNA024A*030* | CSAH*3612AM*+UI | 59TN6C080C17**14 | 23600 | 24000 | 15.5 | 10 | 8.5 | 1.9 | 83 | 69 | 215683839
BRYANT HEATING AND COOLING SYSTEMS | 290VAN024**AA* | CSAH*3612AM*+UI | 986TD42060C17*** | 23600 | 24000 | 16 | 10 | 8.5 | 1.88 | 83 | 69 | 215683838
CARRIER | 27VNA024A*030* | CSAH*3612AM*+UI | 59TN6C060C17**14 | 23600 | 24000 | 16 | 10 | 8.5 | 1.88 | 83 | 69 | 215683837
BRYANT HEATING AND COOLING SYSTEMS | 290VAN024**AA* | CSAH*3612AM*+UI | 987MC66100C21*** | 23600 | 24000 | 16 | 10 | 8.5 | 1.88 | 83 | 68 | 215683834
CARRIER | 27VNA024A*030* | CSAH*3612AM*+UI | 59MN7C100C21**22 | 23600 | 24000 | 16 | 10 | 8.5 | 1.88 | 83 | 68 | 215683833
BRYANT HEATING AND COOLING SYSTEMS | 290VAN024**AA* | CSAH*3612AM*+UI | 987MC42080C17*** | 23600 | 24000 | 16 | 10 | 8.5 | 1.88 | 83 | 69 | 215683832
CARRIER | 27VNA024A*030* | CSAH*3612AM*+UI | 59MN7C080C17**14 | 23600 | 24000 | 16 | 10 | 8.5 | 1.88 | 83 | 69 | 215683831
BRYANT HEATING AND COOLING SYSTEMS | 290VAN024**AA* | CSAH*3612AM*+UI | 987MC60060C21*** | 23600 | 24000 | 15.5 | 10 | 8.5 | 1.88 | 83 | 69 | 215683830
CARRIER | 27VNA024A*030* | CSAH*3612AM*+UI | 59MN7C060C21**20 | 23600 | 24000 | 15.5 | 10 | 8.5 | 1.88 | 83 | 69 | 215683829
BRYANT HEATING AND COOLING SYSTEMS | 290VAN024**AA* | CSAH*3612AM*+UI | 935CB66100C21*** | 23600 | 24000 | 16 | 10 | 8.5 | 1.88 | 83 | 68 | 215683826
CARRIER | 27VNA024A*030* | CSAH*3612AM*+UI | 59CU5B100C21**22 | 23600 | 24000 | 16 | 10 | 8.5 | 1.88 | 83 | 68 | 215683825
BRYANT HEATING AND COOLING SYSTEMS | 290VAN024**AA* | CSAH*3612AM*+UI | 935CB60080C21*** | 23600 | 24000 | 15.5 | 10 | 8.5 | 1.9 | 83 | 69 | 215683824
CARRIER | 27VNA024A*030* | CSAH*3612AM*+UI | 59CU5B080C21**20 | 23600 | 24000 | 15.5 | 10 | 8.5 | 1.9 | 83 | 69 | 215683823
BRYANT HEATING AND COOLING SYSTEMS | 290VAN024**AA* | CVAVA3117XMA*+UI | 986TD42080C17*** | 24200 | 27600 | 19 | 10.5 | 8.5 | 1.86 | 71 | 59 | 215683466
CARRIER | 27VNA024A*030* | CVAVA3117XMA*+UI | 59TN6C080C17**14 | 24200 | 27600 | 19 | 10.5 | 8.5 | 1.86 | 71 | 59 | 215683465
BRYANT HEATING AND COOLING SYSTEMS | 290VAN024**AA* | CVAVA3117XMA*+UI | 986TD42060C17*** | 24000 | 27800 | 18.5 | 10.5 | 8.5 | 1.84 | 71 | 58 | 215683464
CARRIER | 27VNA024A*030* | CVAVA3117XMA*+UI | 59TN6C060C17**14 | 24000 | 27800 | 18.5 | 10.5 | 8.5 | 1.84 | 71 | 58 | 215683463
BRYANT HEATING AND COOLING SYSTEMS | 290VAN024**AA* | CVAVA3117XMA*+UI | 987MC42080C17*** | 24200 | 27600 | 18.5 | 10.5 | 8.5 | 1.86 | 71 | 59 | 215683460
BRYANT HEATING AND COOLING SYSTEMS | 290VAN024**AA* | CVAMA3217XMA*+UI | 986TD42080C17*** | 24400 | 27800 | 19 | 11 | 8.5 | 1.84 | 71 | 58 | 215683348
CARRIER | 27VNA024A*030* | CVAMA3217XMA*+UI | 59TN6C080C17**14 | 24400 | 27800 | 19 | 11 | 8.5 | 1.84 | 71 | 58 | 215683347
BRYANT HEATING AND COOLING SYSTEMS | 290VAN024**AA* | CVAMA3217XMA*+UI | 986TD42060C17*** | 24200 | 27800 | 19 | 10.5 | 8.5 | 1.82 | 71 | 59 | 215683346
CARRIER | 27VNA024A*030* | CVAMA3217XMA*+UI | 59TN6C060C17**14 | 24200 | 27800 | 19 | 10.5 | 8.5 | 1.82 | 71 | 59 | 215683345
BRYANT HEATING AND COOLING SYSTEMS | 290VAN024**AA* | CVAMA3217XMA*+UI | 987MC42080C17*** | 24200 | 27800 | 19 | 10.5 | 8.5 | 1.84 | 71 | 58 | 215683342
CARRIER | 27VNA024A*030* | CVAMA3217XMA*+UI | 59MN7C080C17**14 | 24200 | 27800 | 19 | 10.5 | 8.5 | 1.84 | 71 | 58 | 215683341
BRYANT HEATING AND COOLING SYSTEMS | 290VAN024**AA* | CVAMA3217XMA*+UI | 987MC42060C17*** | 24200 | 28000 | 18.5 | 10.5 | 8.5 | 1.84 | 70 | 58 | 215683340
CARRIER | 27VNA024A*030* | CVAMA3217XMA*+UI | 59MN7C060C17**14 | 24200 | 28000 | 18.5 | 10.5 | 8.5 | 1.84 | 70 | 58 | 215683339
BRYANT HEATING AND COOLING SYSTEMS | 290VAN024**AA* | CVAMA3217XMA*+UI | 88*TB48090C17*** | 24400 | 27800 | 19 | 11 | 8.5 | 1.84 | 71 | 58 | 215683338
CARRIER | 27VNA024A*030* | CVAMA3217XMA*+UI | 58TN*B090C17**16 | 24400 | 27800 | 19 | 11 | 8.5 | 1.84 | 71 | 58 | 215683337
BRYANT HEATING AND COOLING SYSTEMS | 290VAN024**AA* | CVAMA3217XMA*+UI | 88*TB48070C17*** | 24200 | 27800 | 19 | 11 | 8.5 | 1.84 | 71 | 58 | 215683336
CARRIER | 27VNA024A*030* | CVAMA3217XMA*+UI | 58TN*B070C17**16 | 24200 | 27800 | 19 | 11 | 8.5 | 1.84 | 71 | 58 | 215683335
BRYANT HEATING AND COOLING SYSTEMS | 290VAN024**AA* | CVAMA3217XMA*+UI | 88*TB36045C17*** | 24200 | 28000 | 18.5 | 10.5 | 8.5 | 1.84 | 71 | 58 | 215683334
BRYANT HEATING AND COOLING SYSTEMS | 290VAN024**AA* | CVAVA3721XMA*+UI | 987MC42080C17*** | 24000 | 27400 | 18.5 | 10.5 | 8.5 | 1.84 | 71 | 59 | 215683542
CARRIER | 27VNA024A*030* | CVAVA3721XMA*+UI | 59MN7C080C17**14 | 24000 | 27400 | 18.5 | 10.5 | 8.5 | 1.84 | 71 | 59 | 215683541
BRYANT HEATING AND COOLING SYSTEMS | 290VAN024**AA* | CVAVA3721XMA*+UI | 987MC60060C21*** | 24000 | 27400 | 18 | 10.5 | 8.5 | 1.84 | 71 | 59 | 215683540
CARRIER | 27VNA024A*030* | CVAVA3721XMA*+UI | 59MN7C060C21**20 | 24000 | 27400 | 18 | 10.5 | 8.5 | 1.84 | 71 | 59 | 215683539
BRYANT HEATING AND COOLING SYSTEMS | 290VAN024**AA* | CVAVA3721XMA*+UI | 987MC42060C17*** | 23800 | 27400 | 18.5 | 10.5 | 8.5 | 1.84 | 71 | 59 | 215683538
CARRIER | 27VNA024A*030* | CVAVA3721XMA*+UI | 59MN7C060C17**14 | 23800 | 27400 | 18.5 | 10.5 | 8.5 | 1.84 | 71 | 59 | 215683537
BRYANT HEATING AND COOLING SYSTEMS | 290VAN024**AA* | CVAVA3721XMA*+UI | 935CB66100C21*** | 24000 | 27400 | 18.5 | 10.5 | 8.5 | 1.86 | 71 | 59 | 215683536
CARRIER | 27VNA024A*030* | CVAVA3721XMA*+UI | 59CU5B100C21**22 | 24000 | 27400 | 18.5 | 10.5 | 8.5 | 1.86 | 71 | 59 | 215683535
BRYANT HEATING AND COOLING SYSTEMS | 290VAN024**AA* | CVAVA3721XMA*+UI | 935CB60080C21*** | 24000 | 27400 | 18.5 | 10.5 | 8.5 | 1.86 | 71 | 59 | 215683534
CARRIER | 27VNA024A*030* | CVAVA3721XMA*+UI | 59CU5B080C21**20 | 24000 | 27400 | 18.5 | 10.5 | 8.5 | 1.86 | 71 | 59 | 215683533
BRYANT HEATING AND COOLING SYSTEMS | 290VAN024**AA* | CVAVA3721XMA*+UI | 88*TB60110C21*** | 24000 | 27400 | 18.5 | 11 | 8.5 | 1.86 | 71 | 59 | 215683532
CARRIER | 27VNA024A*030* | CVAVA3721XMA*+UI | 58TN*B110C21**20 | 24000 | 27400 | 18.5 | 11 | 8.5 | 1.86 | 71 | 59 | 215683531
BRYANT HEATING AND COOLING SYSTEMS | 290VAN024**AA* | CVAVA3721XMA*+UI | 88*TB60090C21*** | 24000 | 27400 | 18.5 | 11 | 8.5 | 1.86 | 71 | 59 | 215683530
CARRIER | 27VNA024A*030* | CVAVA3721XMA*+UI | 58TN*B090C21**20 | 24000 | 27400 | 18.5 | 11 | 8.5 | 1.86 | 71 | 59 | 215683529
BRYANT HEATING AND COOLING SYSTEMS | 290VAN024**AA* | CVAVA3721XMA*+UI | 88*TB48090C17*** | 24000 | 27400 | 18.5 | 10.5 | 8.5 | 1.86 | 71 | 59 | 215683528
CARRIER | 27VNA024A*030* | CVAVA3721XMA*+UI | 58TN*B090C17**16 | 24000 | 27400 | 18.5 | 10.5 | 8.5 | 1.86 | 71 | 59 | 215683527
BRYANT HEATING AND COOLING SYSTEMS | 290VAN024**AA* | CVAVA3721XMA*+UI | 88*TB60070C21*** | 24000 | 27400 | 18.5 | 10.5 | 8.5 | 1.86 | 71 | 59 | 215683526
CARRIER | 27VNA024A*030* | CVAVA3721XMA*+UI | 58TN*B070C21**20 | 24000 | 27400 | 18.5 | 10.5 | 8.5 | 1.86 | 71 | 59 | 215683525
BRYANT HEATING AND COOLING SYSTEMS | 290VAN024**AA* | CVAVA3721XMA*+UI | 88*TB48070C17*** | 24000 | 27400 | 18.5 | 10.5 | 8.5 | 1.86 | 71 | 59 | 215683524
CARRIER | 27VNA024A*030* | CVAVA3721XMA*+UI | 58TN*B070C17**16 | 24000 | 27400 | 18.5 | 10.5 | 8.5 | 1.86 | 71 | 59 | 215683523
BRYANT HEATING AND COOLING SYSTEMS | 290VAN024**AA* | CVAVA3721XMA*+UI | 83*CA48060C17*** | 24000 | 27400 | 19 | 10.5 | 8.5 | 1.86 | 71 | 59 | 215683520
CARRIER | 27VNA024A*030* | CVAVA3721XMA*+UI | 58CU*A060C17**16 | 24000 | 27400 | 19 | 10.5 | 8.5 | 1.86 | 71 | 59 | 215683519
BRYANT HEATING AND COOLING SYSTEMS | 290VAN024**AA* | CVAVA3721XMA*+UI | 83*CA36040C17*** | 24000 | 27400 | 19 | 10.5 | 8.5 | 1.86 | 71 | 59 | 215683518
CARRIER | 27VNA024A*030* | CVAVA3721XMA*+UI | 58CU*A040C17**12 | 24000 | 27400 | 19 | 10.5 | 8.5 | 1.86 | 71 | 59 | 215683517
CARRIER | 27VNA024A*030* | CVAVA3117XMA*+UI | 59MN7C080C17**14 | 24200 | 27600 | 18.5 | 10.5 | 8.5 | 1.86 | 71 | 59 | 215683459
BRYANT HEATING AND COOLING SYSTEMS | 290VAN024**AA* | CVAVA3117XMA*+UI | 987MC42060C17*** | 24000 | 27800 | 18.5 | 10.5 | 8.5 | 1.84 | 71 | 59 | 215683458
CARRIER | 27VNA024A*030* | CVAVA3117XMA*+UI | 59MN7C060C17**14 | 24000 | 27800 | 18.5 | 10.5 | 8.5 | 1.84 | 71 | 59 | 215683457
BRYANT HEATING AND COOLING SYSTEMS | 290VAN024**AA* | CVAVA3117XMA*+UI | 88*TB48090C17*** | 24200 | 27600 | 19 | 11 | 8.5 | 1.84 | 71 | 58 | 215683456
CARRIER | 27VNA024A*030* | CVAVA3117XMA*+UI | 58TN*B090C17**16 | 24200 | 27600 | 19 | 11 | 8.5 | 1.84 | 71 | 58 | 215683455
BRYANT HEATING AND COOLING SYSTEMS | 290VAN024**AA* | CVAVA3117XMA*+UI | 88*TB48070C17*** | 24200 | 27600 | 19 | 10.5 | 8.5 | 1.86 | 71 | 59 | 215683454
CARRIER | 27VNA024A*030* | CVAVA3117XMA*+UI | 58TN*B070C17**16 | 24200 | 27600 | 19 | 10.5 | 8.5 | 1.86 | 71 | 59 | 215683453
BRYANT HEATING AND COOLING SYSTEMS | 290VAN024**AA* | CVAVA3117XMA*+UI | 88*TB36070C14*** | 24200 | 27600 | 19 | 11 | 8.5 | 1.86 | 71 | 59 | 215683452
CARRIER | 27VNA024A*030* | CVAVA3117XMA*+UI | 58TN*B070C14**12 | 24200 | 27600 | 19 | 11 | 8.5 | 1.86 | 71 | 59 | 215683451
BRYANT HEATING AND COOLING SYSTEMS | 290VAN024**AA* | CVAVA3117XMA*+UI | 88*TB36045C17*** | 24000 | 27800 | 18.5 | 10.5 | 8.5 | 1.84 | 71 | 59 | 215683450
CARRIER | 27VNA024A*030* | CVAVA3117XMA*+UI | 58TN*B045C17**12 | 24000 | 27800 | 18.5 | 10.5 | 8.5 | 1.84 | 71 | 59 | 215683449
BRYANT HEATING AND COOLING SYSTEMS | 290VAN024**AA* | CVAVA3117XMA*+UI | 83*CA48060C17*** | 24200 | 27600 | 19 | 10.5 | 8.5 | 1.84 | 71 | 58 | 215683448
CARRIER | 27VNA024A*030* | CVAVA3117XMA*+UI | 58CU*A060C17**16 | 24200 | 27600 | 19 | 10.5 | 8.5 | 1.84 | 71 | 58 | 215683447
BRYANT HEATING AND COOLING SYSTEMS | 290VAN024**AA* | CVAVA3117XMA*+UI | 83*CA36040C17*** | 24200 | 27600 | 19 | 10.5 | 8.5 | 1.84 | 71 | 58 | 215683446
CARRIER | 27VNA024A*030* | CVAVA3117XMA*+UI | 58CU*A040C17**12 | 24200 | 27600 | 19 | 10.5 | 8.5 | 1.84 | 71 | 58 | 215683445
CARRIER | 27VNA024A*030* | CAA**2517AM*+UI | 58TN*B045C17**12 | 23800 | 24000 | 17 | 10 | 9 | 2 | 83 | 69 | 215683599
BRYANT HEATING AND COOLING SYSTEMS | 290VAN024**AA* | CAA**2517AM*+UI | 88*TB36045C17*** | 23800 | 24000 | 17 | 10 | 9 | 2 | 83 | 69 | 215683600
CARRIER | 27VNA024A*030* | CAA**2517AM*+UI | 58TN*B070C14**12 | 24000 | 23800 | 17.5 | 10.5 | 9 | 2 | 83 | 69 | 215683601
BRYANT HEATING AND COOLING SYSTEMS | 290VAN024**AA* | CAA**2517AM*+UI | 88*TB36070C14*** | 24000 | 23800 | 17.5 | 10.5 | 9 | 2 | 83 | 69 | 215683602
CARRIER | 27VNA024A*030* | CAA**2517AM*+UI | 58TN*B070C17**16 | 24000 | 23800 | 17.5 | 10.5 | 9 | 2 | 83 | 69 | 215683603
BRYANT HEATING AND COOLING SYSTEMS | 290VAN024**AA* | CAA**2517AM*+UI | 88*TB48070C17*** | 24000 | 23800 | 17.5 | 10.5 | 9 | 2 | 83 | 69 | 215683604
CARRIER | 27VNA024A*030* | CAA**2517AM*+UI | 58TN*B090C17**16 | 24000 | 23800 | 17.5 | 10.5 | 9 | 2 | 83 | 69 | 215683605
BRYANT HEATING AND COOLING SYSTEMS | 290VAN024**AA* | CAA**2517AM*+UI | 88*TB48090C17*** | 24000 | 23800 | 17.5 | 10.5 | 9 | 2 | 83 | 69 | 215683606
CARRIER | 27VNA024A*030* | CAA**2517AM*+UI | 59MN7C060C17**14 | 23800 | 23800 | 17 | 10.5 | 9 | 2 | 83 | 69 | 215683607
BRYANT HEATING AND COOLING SYSTEMS | 290VAN024**AA* | CAA**2517AM*+UI | 987MC42060C17*** | 23800 | 23800 | 17 | 10.5 | 9 | 2 | 83 | 69 | 215683608
CARRIER | 27VNA024A*030* | CAA**2517AM*+UI | 59MN7C080C17**14 | 23800 | 23800 | 17 | 10.5 | 9 | 2 | 83 | 69 | 215683609
BRYANT HEATING AND COOLING SYSTEMS | 290VAN024**AA* | CAA**2517AM*+UI | 987MC42080C17*** | 23800 | 23800 | 17 | 10.5 | 9 | 2 | 83 | 69 | 215683610
CARRIER | 27VNA024A*030* | CAA**2517AM*+UI | 59TN6C060C17**14 | 23800 | 23800 | 17 | 10.5 | 9 | 2.02 | 83 | 69 | 215683613
BRYANT HEATING AND COOLING SYSTEMS | 290VAN024**AA* | CAA**2517AM*+UI | 986TD42060C17*** | 23800 | 23800 | 17 | 10.5 | 9 | 2.02 | 83 | 69 | 215683614
CARRIER | 27VNA024A*030* | CAA**2517AM*+UI | 59TN6C080C17**14 | 24000 | 23800 | 17.5 | 10.5 | 9 | 2 | 83 | 69 | 215683615
BRYANT HEATING AND COOLING SYSTEMS | 290VAN024**AA* | CAA**2517AM*+UI | 986TD42080C17*** | 24000 | 23800 | 17.5 | 10.5 | 9 | 2 | 83 | 69 | 215683616
CARRIER | 27VNA024A*030* | CAA**3014AM*+UI | 58TN*B070C14**12 | 23000 | 24200 | 17 | 10 | 8.5 | 1.86 | 83 | 69 | 215683617
BRYANT HEATING AND COOLING SYSTEMS | 290VAN024**AA* | CAA**3014AM*+UI | 88*TB36070C14*** | 23000 | 24200 | 17 | 10 | 8.5 | 1.86 | 83 | 69 | 215683618
CARRIER | 27VNA024A*030* | CAA**3017AM*+UI | 58CU*A040C17**12 | 23000 | 24200 | 17 | 10 | 9 | 1.98 | 83 | 69 | 215683621
BRYANT HEATING AND COOLING SYSTEMS | 290VAN024**AA* | CAA**3017AM*+UI | 83*CA36040C17*** | 23000 | 24200 | 17 | 10 | 9 | 1.98 | 83 | 69 | 215683622
CARRIER | 27VNA024A*030* | CAA**3017AM*+UI | 58CU*A060C17**16 | 23000 | 24200 | 17 | 10 | 9 | 1.98 | 83 | 69 | 215683623
BRYANT HEATING AND COOLING SYSTEMS | 290VAN024**AA* | CAA**3017AM*+UI | 83*CA48060C17*** | 23000 | 24200 | 17 | 10 | 9 | 1.98 | 83 | 69 | 215683624
CARRIER | 27VNA024A*030* | CAA**3017AM*+UI | 58TN*B045C17**12 | 23000 | 24400 | 16.5 | 10 | 8.5 | 1.86 | 83 | 69 | 215683625
BRYANT HEATING AND COOLING SYSTEMS | 290VAN024**AA* | CAA**3017AM*+UI | 88*TB36045C17*** | 23000 | 24400 | 16.5 | 10 | 8.5 | 1.86 | 83 | 69 | 215683626
CARRIER | 27VNA024A*030* | CAA**3017AM*+UI | 58TN*B070C14**12 | 23000 | 24200 | 17 | 10 | 9 | 1.98 | 83 | 69 | 215683627
BRYANT HEATING AND COOLING SYSTEMS | 290VAN024**AA* | CAA**3017AM*+UI | 88*TB36070C14*** | 23000 | 24200 | 17 | 10 | 9 | 1.98 | 83 | 69 | 215683628
CARRIER | 27VNA024A*030* | CAA**3017AM*+UI | 58TN*B070C17**16 | 23000 | 24200 | 17 | 10 | 9 | 1.96 | 83 | 69 | 215683629
BRYANT HEATING AND COOLING SYSTEMS | 290VAN024**AA* | CAA**3017AM*+UI | 88*TB48070C17*** | 23000 | 24200 | 17 | 10 | 9 | 1.96 | 83 | 69 | 215683630
CARRIER | 27VNA024A*030* | CAA**3017AM*+UI | 58TN*B090C17**16 | 23000 | 24200 | 17 | 10 | 9 | 1.98 | 83 | 69 | 215683631
BRYANT HEATING AND COOLING SYSTEMS | 290VAN024**AA* | CAA**3017AM*+UI | 88*TB48090C17*** | 23000 | 24200 | 17 | 10 | 9 | 1.98 | 83 | 69 | 215683632
CARRIER | 27VNA024A*030* | CAA**3017AM*+UI | 59MN7C060C17**14 | 23000 | 24400 | 16.5 | 10 | 8.5 | 1.86 | 83 | 69 | 215683633
BRYANT HEATING AND COOLING SYSTEMS | 290VAN024**AA* | CAA**3017AM*+UI | 987MC42060C17*** | 23000 | 24400 | 16.5 | 10 | 8.5 | 1.86 | 83 | 69 | 215683634
CARRIER | 27VNA024A*030* | CAA**3017AM*+UI | 59MN7C080C17**14 | 23000 | 24200 | 17 | 10 | 8.5 | 1.86 | 83 | 69 | 215683635
BRYANT HEATING AND COOLING SYSTEMS | 290VAN024**AA* | CAA**3017AM*+UI | 987MC42080C17*** | 23000 | 24200 | 17 | 10 | 8.5 | 1.86 | 83 | 69 | 215683636
CARRIER | 27VNA024A*030* | CAA**3017AM*+UI | 59TN6C060C17**14 | 23000 | 24200 | 17 | 10 | 8.5 | 1.86 | 83 | 69 | 215683639
BRYANT HEATING AND COOLING SYSTEMS | 290VAN024**AA* | CAA**3017AM*+UI | 986TD42060C17*** | 23000 | 24200 | 17 | 10 | 8.5 | 1.86 | 83 | 69 | 215683640
CARRIER | 27VNA024A*030* | CAA**3017AM*+UI | 59TN6C080C17**14 | 23000 | 24200 | 17 | 10 | 9 | 1.98 | 83 | 69 | 215683641
BRYANT HEATING AND COOLING SYSTEMS | 290VAN024**AA* | CAA**3017AM*+UI | 986TD42080C17*** | 23000 | 24200 | 17 | 10 | 9 | 1.98 | 83 | 69 | 215683642
CARRIER | 27VNA024A*030* | CAA**3617AM*+UI | 58CU*A040C17**12 | 23200 | 24000 | 17 | 10 | 9 | 1.98 | 83 | 69 | 215683643
BRYANT HEATING AND COOLING SYSTEMS | 290VAN024**AA* | CAA**3617AM*+UI | 83*CA36040C17*** | 23200 | 24000 | 17 | 10 | 9 | 1.98 | 83 | 69 | 215683644
CARRIER | 27VNA024A*030* | CAA**3617AM*+UI | 58CU*A060C17**16 | 23200 | 24000 | 17 | 10 | 9 | 1.98 | 83 | 69 | 215683645
BRYANT HEATING AND COOLING SYSTEMS | 290VAN024**AA* | CAA**3617AM*+UI | 83*CA48060C17*** | 23200 | 24000 | 17 | 10 | 9 | 1.98 | 83 | 69 | 215683646
CARRIER | 27VNA024A*030* | CAA**3617AM*+UI | 58TN*B045C17**12 | 23000 | 24200 | 16.5 | 10 | 9 | 1.98 | 83 | 69 | 215683647
BRYANT HEATING AND COOLING SYSTEMS | 290VAN024**AA* | CAA**3617AM*+UI | 88*TB36045C17*** | 23000 | 24200 | 16.5 | 10 | 9 | 1.98 | 83 | 69 | 215683648
CARRIER | 27VNA024A*030* | CAA**3617AM*+UI | 58TN*B070C14**12 | 23200 | 24200 | 17 | 10 | 9 | 1.98 | 83 | 69 | 215683649
BRYANT HEATING AND COOLING SYSTEMS | 290VAN024**AA* | CAA**3617AM*+UI | 88*TB36070C14*** | 23200 | 24200 | 17 | 10 | 9 | 1.98 | 83 | 69 | 215683650
CARRIER | 27VNA024A*030* | CAA**3617AM*+UI | 58TN*B070C17**16 | 23200 | 24200 | 17 | 10 | 9 | 1.98 | 83 | 69 | 215683651
BRYANT HEATING AND COOLING SYSTEMS | 290VAN024**AA* | CAA**3617AM*+UI | 88*TB48070C17*** | 23200 | 24200 | 17 | 10 | 9 | 1.98 | 83 | 69 | 215683652
CARRIER | 27VNA024A*030* | CAA**3617AM*+UI | 58TN*B090C17**16 | 23200 | 24000 | 17 | 10.5 | 9 | 1.98 | 83 | 69 | 215683653
BRYANT HEATING AND COOLING SYSTEMS | 290VAN024**AA* | CAA**3617AM*+UI | 88*TB48090C17*** | 23200 | 24000 | 17 | 10.5 | 9 | 1.98 | 83 | 69 | 215683654
BRYANT HEATING AND COOLING SYSTEMS | 290VAN024**AA* | CSAH*3012AM*+UI | 986TD66100C21*** | 23400 | 24400 | 15.5 | 10 | 8.5 | 1.98 | 82 | 68 | 215683800
CARRIER | 27VNA024A*030* | CSAH*3612AM*+UI | 58CU*A040C17**12 | 23600 | 24000 | 16 | 10 | 8.5 | 1.88 | 83 | 68 | 215683803
CARRIER | 27VNA024A*030* | CSAH*3612AM*+UI | 58CU*A060C17**16 | 23600 | 24000 | 16 | 10 | 8.5 | 1.88 | 83 | 69 | 215683805
BRYANT HEATING AND COOLING SYSTEMS | 290VAN024**AA* | CSAH*3612AM*+UI | 83*CA36040C17*** | 23600 | 24000 | 16 | 10 | 8.5 | 1.88 | 83 | 68 | 215683804
BRYANT HEATING AND COOLING SYSTEMS | 290VAN024**AA* | CSAH*3612AM*+UI | 88*TB66135C24*** | 23600 | 24000 | 16 | 10 | 8.5 | 1.88 | 83 | 68 | 215683822
CARRIER | 27VNA024A*030* | CSAH*3612AM*+UI | 58TN*B135C24**22 | 23600 | 24000 | 16 | 10 | 8.5 | 1.88 | 83 | 68 | 215683821
BRYANT HEATING AND COOLING SYSTEMS | 290VAN024**AA* | CSAH*3612AM*+UI | 88*TB60110C21*** | 23600 | 24000 | 16 | 10 | 8.5 | 1.88 | 83 | 68 | 215683820
CARRIER | 27VNA024A*030* | CSAH*3612AM*+UI | 58TN*B110C21**20 | 23600 | 24000 | 16 | 10 | 8.5 | 1.88 | 83 | 68 | 215683819
BRYANT HEATING AND COOLING SYSTEMS | 290VAN024**AA* | CSAH*3612AM*+UI | 88*TB60090C21*** | 23600 | 24000 | 16 | 10 | 8.5 | 1.88 | 83 | 68 | 215683818
CARRIER | 27VNA024A*030* | CSAH*3612AM*+UI | 58TN*B090C21**20 | 23600 | 24000 | 16 | 10 | 8.5 | 1.88 | 83 | 68 | 215683817
BRYANT HEATING AND COOLING SYSTEMS | 290VAN024**AA* | CSAH*3612AM*+UI | 88*TB48090C17*** | 23600 | 24000 | 16 | 10 | 8.5 | 1.88 | 83 | 69 | 215683816
CARRIER | 27VNA024A*030* | CSAH*3612AM*+UI | 58TN*B090C17**16 | 23600 | 24000 | 16 | 10 | 8.5 | 1.88 | 83 | 69 | 215683815
BRYANT HEATING AND COOLING SYSTEMS | 290VAN024**AA* | CSAH*3612AM*+UI | 88*TB60070C21*** | 23600 | 24000 | 16 | 10 | 8.5 | 1.88 | 83 | 69 | 215683814
CARRIER | 27VNA024A*030* | CSAH*3612AM*+UI | 58TN*B070C21**20 | 23600 | 24000 | 16 | 10 | 8.5 | 1.88 | 83 | 69 | 215683813
BRYANT HEATING AND COOLING SYSTEMS | 290VAN024**AA* | CSAH*3612AM*+UI | 88*TB48070C17*** | 23600 | 24000 | 16 | 10 | 8.5 | 1.88 | 83 | 69 | 215683812
CARRIER | 27VNA024A*030* | CSAH*3612AM*+UI | 58TN*B070C17**16 | 23600 | 24000 | 16 | 10 | 8.5 | 1.88 | 83 | 69 | 215683811
BRYANT HEATING AND COOLING SYSTEMS | 290VAN024**AA* | CSAH*3612AM*+UI | 83*CA48060C17*** | 23600 | 24000 | 16 | 10 | 8.5 | 1.88 | 83 | 69 | 215683806
CARRIER | 27VNA024A*030* | CSAH*3012AM*+UI | 58TN*B110C21**20 | 23400 | 24400 | 15.5 | 10 | 8.5 | 1.98 | 82 | 68 | 215683777
BRYANT HEATING AND COOLING SYSTEMS | 290VAN024**AA* | CSAH*3012AM*+UI | 88*TB60110C21*** | 23400 | 24400 | 15.5 | 10 | 8.5 | 1.98 | 82 | 68 | 215683778
CARRIER | 27VNA024A*030* | CSAH*3012AM*+UI | 59CU5B100C21**22 | 23400 | 24400 | 15.5 | 10 | 8.5 | 1.98 | 82 | 68 | 215683783
BRYANT HEATING AND COOLING SYSTEMS | 290VAN024**AA* | CSAH*3012AM*+UI | 935CB66100C21*** | 23400 | 24400 | 15.5 | 10 | 8.5 | 1.98 | 82 | 68 | 215683784
CARRIER | 27VNA024A*030* | CSAH*3012AM*+UI | 59MN7C100C21**22 | 23400 | 24400 | 15.5 | 10 | 8.5 | 1.98 | 82 | 68 | 215683791
BRYANT HEATING AND COOLING SYSTEMS | 290VAN024**AA* | CSAH*3012AM*+UI | 987MC66100C21*** | 23400 | 24400 | 15.5 | 10 | 8.5 | 1.98 | 82 | 68 | 215683792
CARRIER | 27VNA024A*030* | CSAH*3012AM*+UI | 59TN6C100C21**22 | 23400 | 24400 | 15.5 | 10 | 8.5 | 1.98 | 82 | 68 | 215683799
TRANE | 4TWL9024A1 | 4PX*BU30BS3 | *UD2B060ACV3 | 23800 | 21800 | 17.1 | 12 | 8.7 | 2.3 | 66 | 51 | 201921628
AMERICAN STANDARD | 4A6L9024A1 | 4PX*BU30BS3 | *UD2B060ACV3 | 23800 | 21800 | 17.1 | 12 | 8.7 | 2.3 | 66 | 51 | 201922289
ADP | HH824E2S11 | F,PE*E31(1,2)24+TXV-BLEED |  | 23600 | 22400 | 19 | 11.7 | 9.25 | 2.04 | 78 | 74 | 215653125
ADP | 4TWV8X24A1 | H,TG33936 | S9V2B080U3VSA+RP | 23200 | 18600 | 17 | 12 | 8.2 | 1.8 | 85 | 68 | 215653122
ADP | 4TWV8X24A1 | H,TG33930 | S9V2B080U3VSA+RP | 23200 | 18600 | 17 | 12 | 8.2 | 1.8 | 85 | 68 | 215653119
ADP | 4TWV8X24A1 | H,TG33936 | S9V2B060U3VSB+RP | 23200 | 18600 | 17 | 12 | 8.5 | 1.8 | 85 | 68 | 215653116
ADP | 4TWV8X24A1 | H,TG33930 | S9V2B060U3VSB+RP | 23200 | 18600 | 17 | 12 | 8.5 | 1.8 | 85 | 68 | 215653113
ADP | 4TWV8X24A1 | H,TG33936 | S9V2B060U3VSA+RP | 23000 | 18600 | 17 | 12 | 8.5 | 1.9 | 84 | 67 | 215653110
ADP | 4TWV8X48A1 | H,TG49960 | S8V2C100M5PDA | 47000 | 41500 | 18 | 11.7 | 8.5 | 1.78 | 87 | 68 | 215651850
ADP | 4TWV8X48A1 | H,TG49948 | S8V2C100M5PDA | 47000 | 41500 | 18 | 11.7 | 8.5 | 1.78 | 87 | 68 | 215651847
ADP | 4TWV8X48A1 | H,TG2K960 | S8V2C100M5PDA | 46000 | 42500 | 18 | 11.5 | 8.5 | 1.79 | 87 | 67 | 215651844
ADP | 4TWV8X48A1 | H,TG2K948 | S8V2C100M5PDA | 46000 | 42500 | 18 | 11.5 | 8.5 | 1.79 | 87 | 67 | 215651840
ADP | 4TWV8X48A1 | H,TG49960 | S8V2C100M5PCA | 47000 | 41500 | 18 | 11.7 | 8.5 | 1.78 | 87 | 68 | 215651825
ADP | 4TWV8X48A1 | H,TG49948 | S8V2C100M5PCA | 47000 | 41500 | 18 | 11.7 | 8.5 | 1.78 | 87 | 68 | 215651822
ADP | 4TWV8X48A1 | H,TG49960 | S9V2C100U4VSB+RP | 46500 | 41000 | 18 | 11.7 | 8.5 | 1.8 | 88 | 70 | 215651918
ADP | 4TWV8X48A1 | H,TG49948 | S9V2C100U4VSB+RP | 46500 | 41000 | 18 | 11.7 | 8.5 | 1.8 | 88 | 70 | 215651915
ADP | 4TWV8X48A1 | H,TG49960 | S9V2C100U4VSA+RP | 46500 | 41000 | 18 | 11.7 | 8.5 | 1.85 | 88 | 70 | 215651906
ADP | 4TWV8X48A1 | H,TG49948 | S9V2C100U4VSA+RP | 46500 | 41000 | 18 | 11.7 | 8.5 | 1.85 | 88 | 70 | 215651903
ADP | 4TWV8X48A1 | H,TG49960 | S8V2C080M5PDB | 46500 | 41000 | 18 | 11.7 | 8.5 | 1.8 | 88 | 68 | 215651819
ADP | 4TWV8X48A1 | H,TG49948 | S8V2C080M5PDB | 46500 | 41000 | 18 | 11.7 | 8.5 | 1.8 | 88 | 68 | 215651816
ADP | 4TWV8X48A1 | H,TG49960 | S8V2C080M5PDA | 46500 | 41000 | 18 | 11.7 | 8.5 | 1.84 | 88 | 68 | 215651808
ADP | 4TWV8X48A1 | H,TG49948 | S8V2C080M5PDA | 46500 | 41000 | 18 | 11.7 | 8.5 | 1.84 | 88 | 68 | 215651805
ADP | 4TWV8X48A1 | H,TG49960 | S8V2C080M5PCB | 46500 | 41000 | 18 | 11.7 | 8.5 | 1.8 | 88 | 68 | 215651796
ADP | 4TWV8X48A1 | H,TG49948 | S8V2C080M5PCB | 46500 | 41000 | 18 | 11.7 | 8.5 | 1.8 | 88 | 68 | 215651793
ADP | 4TWV0X48A1 | H,TG49960 | S9V2C080U5PSB+RP | 46500 | 40000 | 19 | 11.7 | 8.5 | 1.8 | 89 | 70 | 215651669
ADP | 4TWV0X48A1 | H,TG49948 | S9V2C080U5PSB+RP | 46500 | 40000 | 19 | 11.7 | 8.5 | 1.8 | 89 | 70 | 215651665
ADP | 4TWV0X48A1 | H,TG49960 | S9V2C080U5PSC+RP | 46500 | 41500 | 19 | 11.7 | 8.5 | 1.8 | 85 | 67 | 215651681
ADP | 4TWV0X48A1 | H,TG49948 | S9V2C080U5PSC+RP | 46500 | 41500 | 19 | 11.7 | 8.5 | 1.8 | 85 | 67 | 215651678
ADP | HH824E2S11 | F,PE*E31(1,2)25+TXV-BLEED |  | 23800 | 22400 | 19 | 11.7 | 9.25 | 2.04 | 78 | 74 | 215654003
ADP | 4TWR6024N1 | H,TG33936 | S9V2B040U3VSA | 23000 | 22000 | 15.2 | 11.7 | 8.1 | 2.01 | 63 | 49 | 215652197
ADP | 4TWR6024N1 | H,TG33930 | S9V2B040U3VSA | 23000 | 22000 | 15.2 | 11.7 | 8.1 | 2.01 | 63 | 49 | 215652193
ADP | 4TWV8X48A1 | H,TG49960 | S9V2B080U4VSB+RP | 45500 | 42000 | 18 | 11 | 8.5 | 1.8 | 88 | 69 | 215651899
ADP | 4TWV8X48A1 | H,TG49948 | S9V2B080U4VSB+RP | 45500 | 42000 | 18 | 11 | 8.5 | 1.8 | 88 | 69 | 215651896
ADP | 4TWV8X48A1 | H,TG2K960 | S9V2B080U4VSB+RP | 45000 | 42000 | 18 | 11 | 8.5 | 1.8 | 88 | 69 | 215651893
ADP | 4TWV8X48A1 | H,TG2K948 | S9V2B080U4VSB+RP | 45000 | 42000 | 18 | 11 | 8.5 | 1.8 | 88 | 69 | 215651890
ADP | 4TWV0X48A1 | H,TG49960 | S9V2C100U5PSB+RP | 46500 | 40000 | 19 | 11.7 | 8.5 | 1.81 | 89 | 70 | 215651747
ADP | 4TWV0X48A1 | H,TG49948 | S9V2C100U5PSB+RP | 46500 | 40000 | 19 | 11.7 | 8.5 | 1.81 | 89 | 70 | 215651744
ADP | 4TWV0X48A1 | H,TG49948 | S9V2C100U4VSB+RP | 46500 | 40000 | 19 | 11.7 | 8.5 | 1.8 | 88 | 70 | 215651739
ADP | 4TWV0X48A1 | H,TG49948 | S9V2D120U5PSB+RP | 47000 | 40000 | 19 | 11.7 | 8.5 | 1.82 | 88 | 70 | 215651762
ADP | 4TWV0X48A1 | H,TG49960 | S9V2C100U5PSC+RP | 46500 | 41500 | 19 | 11.7 | 8.5 | 1.8 | 85 | 67 | 215651759
ADP | 4TWV0X48A1 | H,TG49948 | S9V2C100U5PSC+RP | 46500 | 41500 | 19 | 11.7 | 8.5 | 1.8 | 85 | 67 | 215651756
ADP | 4TWV8X48A1 | H,TG49948 | S8V2C080M5PCA | 46500 | 41000 | 18 | 11.7 | 8.5 | 1.84 | 88 | 68 | 215651780
ADP | 4TWV0X48A1 | H,TG49960 | S9V2D120U5VSA+RP | 47000 | 40000 | 19 | 11.7 | 8.5 | 1.82 | 88 | 70 | 215651771
ADP | 4TWV0X48A1 | H,TG49948 | S9V2D120U5VSA+RP | 47000 | 40000 | 19 | 11.7 | 8.5 | 1.82 | 88 | 70 | 215651768
ADP | 4TWV0X48A1 | H,TG49960 | S9V2D120U5PSB+RP | 47000 | 40000 | 19 | 11.7 | 8.5 | 1.82 | 88 | 70 | 215651765
ADP | 4TWV8X48A1 | H,TG49960 | S8V2C080M5PCA | 46500 | 41000 | 18 | 11.7 | 8.5 | 1.84 | 88 | 68 | 215651784
ADP | 4TWV0X48A1 | H,TG49960 | S9V2C100U4VSB+RP | 46500 | 40000 | 19 | 11.7 | 8.5 | 1.8 | 88 | 70 | 215651742
ADP | 4TWV0X48A1 | H,TG49960 | S9V2C100U4VSA+RP | 46500 | 40000 | 19 | 11.7 | 8.5 | 1.8 | 88 | 70 | 215651732
ADP | 4TWV0X48A1 | H,TG49948 | S9V2C100U4VSA+RP | 46500 | 40000 | 19 | 11.7 | 8.5 | 1.8 | 88 | 70 | 215651729
ADP | 4TWV0X48A1 | H,TG49960 | S9V2C100U4PSB+RP | 46500 | 40000 | 19 | 11.7 | 8.5 | 1.8 | 88 | 70 | 215651727
ADP | 4TWV0X48A1 | H,TG49948 | S9V2C100U4PSB+RP | 46500 | 40000 | 19 | 11.7 | 8.5 | 1.8 | 88 | 70 | 215651724
ADP | 4TWV0060A1 | H,TG49960 | S9V2C100U5PSB+RP | 54000 | 50000 | 18 | 11.7 | 8.2 | 1.8 | 98 | 78 | 215643937
ADP | 38MURAQ24AB3* | C36A***L719 | 926TC36040V17*** | 23200 | 24600 | 16 | 10 | 8.5 | 2 | 74 | 97 | 215643933
ADP | HH824E2S11 | CH360B*C+TXV | Y81E080B12SMPS1 | 22200 | 21200 | 18 | 11 | 9.1 | 1.94 | 81 | 83 | 215643930
ADP | HH824E2S11 | CV360**C+TXV | Y81E080B12SMPS1 | 21800 | 21200 | 18 | 11 | 8.9 | 1.9 | 81 | 83 | 215643927
ADP | 4SHP22LX148P-**A | H,A,DG84960 | A80US2V080C20X | 47500 | 43500 | 19 | 12 | 8.4 | 2.02 | 64 | 57 | 215684712
ADP | 4SHP22LX136P-**A | H,A,DG80936 | A80US2V080B16X | 35000 | 32200 | 20 | 12 | 8.8 | 2.2 | 67 | 56 | 215684709
ADP | 4TWV8X24A1 | H,TG33930 | S9V2B060U3VSA+RP | 23000 | 18600 | 17 | 12 | 8.5 | 1.9 | 84 | 67 | 215653107
ADP | 4TWV0X24A1 | H,TG33936 | S9V2B080U3VSA+RP | 23200 | 18600 | 18 | 12 | 8.2 | 1.8 | 85 | 68 | 215653090
ADP | 4TWV0X24A1 | H,TG33930 | S9V2B080U3VSA+RP | 23200 | 18600 | 18 | 12 | 8.2 | 1.8 | 85 | 68 | 215653087
ADP | 4TWV0X24A1 | H,TG33936 | S9V2B080U3PSB+RP | 23200 | 18600 | 18 | 12 | 8.2 | 1.8 | 85 | 68 | 215653085
ADP | 4TWV0X24A1 | H,TG33930 | S9V2B080U3PSB+RP | 23200 | 18600 | 18 | 12 | 8.2 | 1.8 | 85 | 68 | 215653082
ADP | 4TWV0X24A1 | H,TG33936 | S9V2B060U4PSC+RP | 23400 | 19200 | 18 | 12.5 | 8.5 | 1.8 | 83 | 65 | 215653060
ADP | 4TWV0X24A1 | H,TG33930 | S9V2B060U4PSC+RP | 23400 | 19200 | 18 | 12.5 | 8.5 | 1.8 | 83 | 65 | 215653056
ADP | 4TWV0X24A1 | H,TG33936 | S9V2B060U3VSB+RP | 23000 | 18600 | 19 | 12 | 8.5 | 1.9 | 85 | 68 | 215653047
ADP | 4TWV0X24A1 | H,TG33930 | S9V2B060U3VSB+RP | 23000 | 18600 | 19 | 12 | 8.5 | 1.9 | 85 | 68 | 215653044
ADP | 4TWV0X24A1 | H,TG33936 | S9V2B060U3PSB+RP | 23200 | 18600 | 19 | 12 | 8.5 | 1.8 | 85 | 68 | 215653041
ADP | 4TWV8X60A1 | H,TG49960 | S8V2C100M5PDA | 54000 | 50000 | 18 | 11.7 | 8.2 | 1.78 | 98 | 79 | 215652915
ADP | 4TWV8X60A1 | H,TG49960 | S8V2C100M5PCA | 54000 | 50000 | 18 | 11.7 | 8.2 | 1.78 | 98 | 79 | 215652909
ADP | 4TWV0X24A1 | H,TG33930 | S9V2B060U3PSB+RP | 23200 | 18600 | 19 | 12 | 8.5 | 1.8 | 85 | 68 | 215653038
ADP | 4TWV0X48A1 | H,TG2K960 | S8V2C100M5PDB | 45000 | 40000 | 19 | 11 | 8.5 | 1.8 | 89 | 69 | 215651584
ADP | 4TWV0X48A1 | H,TG2K948 | S8V2C100M5PDB | 45000 | 40000 | 19 | 11 | 8.5 | 1.8 | 89 | 69 | 215651582
ADP | 4TWV0X48A1 | H,TG49960 | S8V2C100M5PDA | 45000 | 39000 | 19 | 11.7 | 8.2 | 1.75 | 88 | 68 | 215651579
ADP | 4TWV0X48A1 | H,TG49948 | S8V2C100M5PDA | 45000 | 39000 | 19 | 11.7 | 8.2 | 1.75 | 88 | 68 | 215651576
ADP | 4TWV0X48A1 | H,TG2K960 | S8V2C100M5PDA | 45000 | 40000 | 19 | 11 | 8.5 | 1.8 | 89 | 69 | 215651573
ADP | 4TWV0X48A1 | H,TG2K948 | S8V2C100M5PDA | 45000 | 40000 | 19 | 11 | 8.5 | 1.8 | 89 | 69 | 215651570
ADP | 4TWV0X48A1 | H,TG2K960 | S8V2C100M5PCB | 45000 | 40000 | 19 | 11 | 8.5 | 1.8 | 89 | 69 | 215651560
ADP | 4TWV0X48A1 | H,TG2K948 | S8V2C100M5PCB | 45000 | 40000 | 19 | 11 | 8.5 | 1.8 | 89 | 69 | 215651558
ADP | 4TWV0X48A1 | H,TG49960 | S8V2C100M5PCA | 45000 | 39000 | 19 | 11.7 | 8.2 | 1.75 | 88 | 68 | 215651555
ADP | 4TWV0X48A1 | H,TG49948 | S8V2C100M5PCA | 45000 | 39000 | 19 | 11.7 | 8.2 | 1.75 | 88 | 68 | 215651551
ADP | 4TWV0X48A1 | H,TG49960 | S8V2C080M5PDB | 46000 | 40000 | 19 | 11.7 | 8.5 | 1.8 | 88 | 69 | 215651547
ADP | 4TWV0X48A1 | H,TG49948 | S8V2C080M5PDB | 46000 | 40000 | 19 | 11.7 | 8.5 | 1.8 | 88 | 69 | 215651544
ADP | 4TWV0X48A1 | H,TG49960 | S8V2C080M5PDA | 46000 | 40000 | 19 | 11.7 | 8.5 | 1.8 | 88 | 69 | 215651535
ADP | 4TWV0X48A1 | H,TG49948 | S8V2C080M5PDA | 46000 | 40000 | 19 | 11.7 | 8.5 | 1.8 | 88 | 69 | 215651532
ADP | 4TWV0X48A1 | H,TG49960 | S8V2C080M5PCB | 46000 | 40000 | 19 | 11.7 | 8.5 | 1.8 | 88 | 69 | 215651523
ADP | 4TWV0X48A1 | H,TG49948 | S8V2C080M5PCB | 46000 | 40000 | 19 | 11.7 | 8.5 | 1.8 | 88 | 69 | 215651520
ADP | 4TWV0X48A1 | H,TG49960 | S8V2C080M5PCA | 46000 | 40000 | 19 | 11.7 | 8.5 | 1.8 | 88 | 69 | 215651511
ADP | 4TWV0X48A1 | H,TG49948 | S8V2C080M5PCA | 46000 | 40000 | 19 | 11.7 | 8.5 | 1.8 | 88 | 69 | 215651508
ADP | 4TWX7024E1 | H,TG33936 | S8X2A040M3PTC | 22200 | 21200 | 15.2 | 12 | 8.1 | 1.95 | 63 | 49 | 215650715
ADP | 4TWX7024E1 | H,TG33930 | S8X2A040M3PTC | 22200 | 21200 | 15.2 | 12 | 8.1 | 1.95 | 63 | 49 | 215650713
ADP | 4TWX7024E1 | H,TG33936 | S8X2A040M3PSC | 22200 | 21200 | 15.2 | 12 | 8.1 | 1.95 | 63 | 49 | 215650710
ADP | 4TWX7024E1 | H,TG33930 | S8X2A040M3PSC | 22200 | 21200 | 15.2 | 12 | 8.1 | 1.95 | 63 | 49 | 215650708
ADP | 4TWX7024E1 | H,TG33936 | S8X1A040M3PTC | 22200 | 21200 | 15.2 | 12 | 8.1 | 1.95 | 63 | 49 | 215650671
ADP | 4TWX7024E1 | H,TG33930 | S8X1A040M3PTC | 22200 | 21200 | 15.2 | 12 | 8.1 | 1.95 | 63 | 49 | 215650668
ADP | 4TWX7024E1 | H,TG33936 | S8X1A040M3PSC | 22200 | 21200 | 15.2 | 12 | 8.1 | 1.95 | 63 | 49 | 215650665
ADP | 4TWX7024E1 | H,TG33930 | S8X1A040M3PSC | 22200 | 21200 | 15.2 | 12 | 8.1 | 1.95 | 63 | 49 | 215650662
ADP | 4TWV0X60A1 | H,TG49960 | S8V2C100M5PDA | 54000 | 50000 | 19 | 11.7 | 8.2 | 1.78 | 98 | 79 | 215652869
ADP | 4TWV0X60A1 | H,TG49960 | S8V2C100M5PCA | 54000 | 50000 | 19 | 11.7 | 8.2 | 1.78 | 98 | 79 | 215652862
AMANA | ALZT7CA3610A* | CA*TA4230*3A*+MBVB16CP1X00A* |  | 34800 | 33800 | 17.5 | 12.5 | 8.1 | 1.9 | 62 | 47 | 215674838
AMANA | ALZT7CA3610A* | CA*TA4230*3A*+MBVB20DP1X00A* |  | 34800 | 33800 | 17.5 | 12.5 | 8.1 | 1.9 | 62 | 47 | 215674836
DAIKIN | DH7TCA2410A* | CA*TA3026*3A* | D*80VC0603B*A* | 23800 | 23600 | 17.2 | 12.5 | 8.1 | 1.9 | 59 | 42 | 215674967
DAIKIN | DH7TCA2410A* | CHPTA2426*3A* | D*80VC0603B*A* | 23600 | 23400 | 17.2 | 12.5 | 8.1 | 1.9 | 60 | 43 | 215674971
DAIKIN | DH7TCA2410A* | CA*TA3026*3A* | D*80VC0604B*A* | 23800 | 23600 | 17.2 | 12.5 | 8.1 | 1.9 | 59 | 42 | 215674972
DAIKIN | DH7TCA2410A* | CHPTA2426*3A* | D*80VC0604B*A* | 23600 | 23400 | 17.2 | 12.5 | 8.1 | 1.9 | 60 | 43 | 215674976
DAIKIN | DH7TCA2410A* | CA*TA3026*3A* | D*80VC0803B*A* | 23800 | 23600 | 17.2 | 12.5 | 8.1 | 1.9 | 59 | 42 | 215674978
DAIKIN | DH7TCA2410A* | CHPTA2426*3A* | D*80VC0803B*A* | 23600 | 23400 | 17.2 | 12.5 | 8.1 | 1.9 | 60 | 43 | 215674982
DAIKIN | DH7TCA2410A* | CA*TA3026*3A* | D*80VC0804C*A* | 23800 | 23600 | 17.2 | 12.5 | 8.1 | 1.9 | 59 | 42 | 215674984
DAIKIN | DH7TCA2410A* | CA*TA3026*3A* | D*97MC0803BNA* | 23800 | 23600 | 17.2 | 12.5 | 8.1 | 1.9 | 59 | 42 | 215674933
DAIKIN | DH7TCA2410A* | CHPTA2426*3A* | D*97MC0803BNA* | 23600 | 23600 | 17.2 | 12.5 | 8.1 | 1.9 | 59 | 42 | 215674937
DAIKIN | DH7TCA2410A* | CA*TA3026*3A* | D*97MC0804CNA* | 23800 | 23600 | 17.2 | 12.5 | 8.1 | 1.9 | 59 | 42 | 215674939
DAIKIN | DH7TCA2410A* | CHPTA2426*3A* | D*97MC0804CNA* | 23600 | 23600 | 17.2 | 12.5 | 8.1 | 1.9 | 59 | 42 | 215674943
DAIKIN | DH7TCA2410A* | CA*TA3026*3A* | D*80SC0604BUA* | 23800 | 23400 | 17.2 | 12.5 | 8.1 | 1.9 | 60 | 43 | 215674945
DAIKIN | DH7TCA2410A* | CHPTA2426*3A* | D*80SC0604BUA* | 23600 | 23400 | 17.2 | 12.5 | 8.1 | 1.9 | 60 | 43 | 215674949
DAIKIN | DH7TCA2410A* | CA*TA3026*3A* | D*80SC0805CUA* | 23800 | 23400 | 17.2 | 12.5 | 8.1 | 1.9 | 60 | 43 | 215674951
DAIKIN | DH7TCA2410A* | CHPTA2426*3A* | D*80SC0805CUA* | 23600 | 23400 | 17.2 | 12.5 | 8.1 | 1.9 | 60 | 43 | 215674955
DAIKIN | DH7TCA2410A* | CA*TA3026*3A* | D*96SC0603BUA* | 23800 | 23600 | 17.2 | 12.5 | 8.1 | 1.9 | 59 | 42 | 215674956
AMANA | ALZT7CA2410A* | CHPTA3026*3A*+MBVB16CP1X00A* |  | 23800 | 23400 | 17.5 | 12.5 | 8.1 | 1.9 | 60 | 43 | 215674819
AMANA | ALZT7CA2410A* | CHPTA2426*3A*+MBVB16CP1X00A* |  | 23600 | 23400 | 17.2 | 12.5 | 8.1 | 1.9 | 60 | 43 | 215674817
AMANA | ALZT7CA2410A* | CHPTA2426*3A*+MBVB12BP1X00A* |  | 23600 | 23400 | 17.2 | 12.5 | 8.1 | 1.9 | 60 | 43 | 215674815
AMANA | ALZT7CA2410A* | CA*TA3626*3A*+MBVB16CP1X00A* |  | 24000 | 23400 | 17.5 | 12.5 | 8.1 | 1.9 | 60 | 43 | 215674814
AMANA | ALZT7CA2410A* | CA*TA3626*3A*+MBVB12BP1X00A* |  | 24000 | 23400 | 17.5 | 12.5 | 8.1 | 1.9 | 60 | 43 | 215674812
AMANA | ALZT7CA2410A* | CA*TA3026*3A*+MBVB16CP1X00A* |  | 23800 | 23400 | 17.5 | 12.5 | 8.1 | 1.9 | 60 | 43 | 215674810
AMANA | ALZT7CA2410A* | CA*TA3026*3A*+MBVB12BP1X00A* |  | 23800 | 23400 | 17.5 | 12.5 | 8.1 | 1.9 | 60 | 43 | 215674809
AMANA | ALZT7CA2410A* | CHPTA2426*3A* | A*VC960804CNB* | 23600 | 23600 | 17.2 | 12.5 | 8.1 | 1.9 | 59 | 42 | 215674807
AMANA | ALZT7CA2410A* | CA*TA3026*3A* | A*VC960804CNB* | 23800 | 23600 | 17.2 | 12.5 | 8.1 | 1.9 | 59 | 42 | 215674803
AMANA | ALZT7CA2410A* | CHPTA2426*3A* | A*VC960803BNB* | 23600 | 23600 | 17.2 | 12.5 | 8.1 | 1.9 | 59 | 42 | 215674801
AMANA | ALZT7CA2410A* | CA*TA3026*3A* | A*VC960803BNB* | 23800 | 23600 | 17.2 | 12.5 | 8.1 | 1.9 | 59 | 42 | 215674797
AMANA | ALZT7CA2410A* | CHPTA2426*3A* | A*VC960603BNB* | 23600 | 23600 | 17.2 | 12.5 | 8.1 | 1.9 | 59 | 42 | 215674795
AMANA | ALZT7CA2410A* | CA*TA3026*3A* | A*VC960603BNB* | 23800 | 23600 | 17.2 | 12.5 | 8.1 | 1.9 | 59 | 42 | 215674791
AMANA | ALZT7CA2410A* | CHPTA2426*3A* | A*VC960403BNB* | 23600 | 23600 | 17.2 | 12.5 | 8.1 | 1.9 | 59 | 42 | 215674789
AMANA | ALZT7CA2410A* | CA*TA3026*3A* | A*VC960403BNB* | 23800 | 23600 | 17.2 | 12.5 | 8.1 | 1.9 | 59 | 42 | 215674785
AMANA | ALZT7CA2410A* | CHPTA2426*3A* | A*VC800804C*A* | 23600 | 23400 | 17.2 | 12.5 | 8.1 | 1.9 | 60 | 43 | 215674782
AMANA | ALZT7CA2410A* | CA*TA3026*3A* | A*VC800804C*A* | 23800 | 23600 | 17.2 | 12.5 | 8.1 | 1.9 | 59 | 42 | 215674779
AMANA | ALZT7CA2410A* | CHPTA2426*3A* | A*VC800803B*A* | 23600 | 23400 | 17.2 | 12.5 | 8.1 | 1.9 | 60 | 43 | 215674777
AMANA | ALZT7CA2410A* | CA*TA3026*3A* | A*VC800803B*A* | 23800 | 23600 | 17.2 | 12.5 | 8.1 | 1.9 | 59 | 42 | 215674774
AMANA | ALZT7CA2410A* | CHPTA2426*3A* | A*VC800604B*A* | 23600 | 23400 | 17.2 | 12.5 | 8.1 | 1.9 | 60 | 43 | 215674772
AMANA | ALZT7CA2410A* | CA*TA3026*3A* | A*VC800604B*A* | 23800 | 23600 | 17.2 | 12.5 | 8.1 | 1.9 | 59 | 42 | 215674768
AMANA | ALZT7CA2410A* | CHPTA2426*3A* | A*VC800603B*A* | 23600 | 23400 | 17.2 | 12.5 | 8.1 | 1.9 | 60 | 43 | 215674766
AMANA | ALZT7CA2410A* | CA*TA3026*3A* | A*VC800603B*A* | 23800 | 23600 | 17.2 | 12.5 | 8.1 | 1.9 | 59 | 42 | 215674762
AMANA | ALZT7CA2410A* | CHPTA2426*3A* | A*VS960805CUA* | 23600 | 23600 | 17.2 | 12.5 | 8.1 | 1.9 | 59 | 42 | 215674760
AMANA | ALZT7CA2410A* | CA*TA3026*3A* | A*VS960805CUA* | 23800 | 23600 | 17.2 | 12.5 | 8.1 | 1.9 | 59 | 42 | 215674757
AMANA | ALZT7CA2410A* | CHPTA2426*3A* | A*VS960603BUA* | 23600 | 23600 | 17.2 | 12.5 | 8.1 | 1.9 | 59 | 42 | 215674755
AMANA | ALZT7CA2410A* | CA*TA3026*3A* | A*VS960603BUA* | 23800 | 23600 | 17.2 | 12.5 | 8.1 | 1.9 | 59 | 42 | 215674752
DAIKIN | DH7TCA2410A* | CA*TA3026*3A* | D*96VC0603BNA* | 23800 | 23600 | 17.2 | 12.5 | 8.1 | 1.9 | 59 | 42 | 215674998
DAIKIN | DH7TCA2410A* | CHPTA2426*3A* | D*96VC0403BNA* | 23600 | 23600 | 17.2 | 12.5 | 8.1 | 1.9 | 59 | 42 | 215674995
DAIKIN | DH7TCA2410A* | CA*TA3026*3A* | D*96VC0403BNA* | 23800 | 23600 | 17.2 | 12.5 | 8.1 | 1.9 | 59 | 42 | 215674992
DAIKIN | DH7TCA2410A* | CHPTA2426*3A* | D*80VC0804C*A* | 23600 | 23400 | 17.2 | 12.5 | 8.1 | 1.9 | 60 | 43 | 215674988
AMANA | ALZT7CA2410A* | CHPTA2426*3A* | A*VS800805CUA* | 23600 | 23400 | 17.2 | 12.5 | 8.1 | 1.9 | 60 | 43 | 215674750
AMANA | ALZT7CA2410A* | CA*TA3026*3A* | A*VS800805CUA* | 23800 | 23400 | 17.2 | 12.5 | 8.1 | 1.9 | 60 | 43 | 215674746
AMANA | ALZT7CA2410A* | CHPTA2426*3A* | A*VS800604BUA* | 23600 | 23400 | 17.2 | 12.5 | 8.1 | 1.9 | 60 | 43 | 215674744
GOODMAN | GLZT7CA3610A* | CHPTA3630*3A*+MBVB16CP1X00A* |  | 34800 | 34000 | 17.2 | 12.5 | 8.1 | 1.9 | 62 | 47 | 215674676
GOODMAN | GLZT7CA3610A* | CA*TA4230*3A*+MBVB16CP1X00A* |  | 34800 | 33800 | 17.5 | 12.5 | 8.1 | 1.9 | 62 | 47 | 215674635
GOODMAN | GLZT7CA3610A* | CA*TA4230*3A*+MBVB20DP1X00A* |  | 34800 | 33800 | 17.5 | 12.5 | 8.1 | 1.9 | 62 | 47 | 215674634
GOODMAN | GLZT7CA2410A* | CHPTA3026*3A*+MBVB16CP1X00A* |  | 23800 | 23400 | 17.5 | 12.5 | 8.1 | 1.9 | 60 | 43 | 215674616
GOODMAN | GLZT7CA2410A* | CHPTA2426*3A*+MBVB16CP1X00A* |  | 23600 | 23400 | 17.2 | 12.5 | 8.1 | 1.9 | 60 | 43 | 215674614
GOODMAN | GLZT7CA2410A* | CHPTA2426*3A*+MBVB12BP1X00A* |  | 23600 | 23400 | 17.2 | 12.5 | 8.1 | 1.9 | 60 | 43 | 215674612
GOODMAN | GLZT7CA2410A* | CA*TA3626*3A*+MBVB16CP1X00A* |  | 24000 | 23400 | 17.5 | 12.5 | 8.1 | 1.9 | 60 | 43 | 215674610
GOODMAN | GLZT7CA2410A* | CA*TA3626*3A*+MBVB12BP1X00A* |  | 24000 | 23400 | 17.5 | 12.5 | 8.1 | 1.9 | 60 | 43 | 215674609
GOODMAN | GLZT7CA2410A* | CA*TA3026*3A*+MBVB16CP1X00A* |  | 23800 | 23400 | 17.5 | 12.5 | 8.1 | 1.9 | 60 | 43 | 215674607
GOODMAN | GLZT7CA2410A* | CA*TA3026*3A*+MBVB12BP1X00A* |  | 23800 | 23400 | 17.5 | 12.5 | 8.1 | 1.9 | 60 | 43 | 215674605
GOODMAN | GLZT7CA2410A* | CHPTA2426*3A* | G*VC960804CNB* | 23600 | 23600 | 17.2 | 12.5 | 8.1 | 1.9 | 59 | 42 | 215674604
GOODMAN | GLZT7CA2410A* | CA*TA3026*3A* | G*VC960804CNB* | 23800 | 23600 | 17.2 | 12.5 | 8.1 | 1.9 | 59 | 42 | 215674600
GOODMAN | GLZT7CA2410A* | CHPTA2426*3A* | G*VC960803BNB* | 23600 | 23600 | 17.2 | 12.5 | 8.1 | 1.9 | 59 | 42 | 215674598
GOODMAN | GLZT7CA2410A* | CA*TA3026*3A* | G*VC960803BNB* | 23800 | 23600 | 17.2 | 12.5 | 8.1 | 1.9 | 59 | 42 | 215674593
GOODMAN | GLZT7CA2410A* | CHPTA2426*3A* | G*VC960603BNB* | 23600 | 23600 | 17.2 | 12.5 | 8.1 | 1.9 | 59 | 42 | 215674591
GOODMAN | GLZT7CA2410A* | CA*TA3026*3A* | G*VC960603BNB* | 23800 | 23600 | 17.2 | 12.5 | 8.1 | 1.9 | 59 | 42 | 215674587
GOODMAN | GLZT7CA2410A* | CHPTA2426*3A* | G*VC960403BNB* | 23600 | 23600 | 17.2 | 12.5 | 8.1 | 1.9 | 59 | 42 | 215674584
GOODMAN | GLZT7CA2410A* | CA*TA3026*3A* | G*VC960403BNB* | 23800 | 23600 | 17.2 | 12.5 | 8.1 | 1.9 | 59 | 42 | 215674580
GOODMAN | GLZT7CA2410A* | CHPTA2426*3A* | G*VC800804C*A* | 23600 | 23400 | 17.2 | 12.5 | 8.1 | 1.9 | 60 | 43 | 215674577
GOODMAN | GLZT7CA2410A* | CA*TA3026*3A* | G*VC800804C*A* | 23800 | 23600 | 17.2 | 12.5 | 8.1 | 1.9 | 59 | 42 | 215674573
GOODMAN | GLZT7CA2410A* | CHPTA2426*3A* | G*VC800803B*A* | 23600 | 23400 | 17.2 | 12.5 | 8.1 | 1.9 | 60 | 43 | 215674571
AMANA | ALZT7CA2410A* | CA*TA3026*3A* | A*VS800604BUA* | 23800 | 23400 | 17.2 | 12.5 | 8.1 | 1.9 | 60 | 43 | 215674740
AMANA | ALZT7CA2410A* | CHPTA2426*3A* | A*VM970804CNB* | 23600 | 23600 | 17.2 | 12.5 | 8.1 | 1.9 | 59 | 42 | 215674739
AMANA | ALZT7CA2410A* | CA*TA3026*3A* | A*VM970804CNB* | 23800 | 23600 | 17.2 | 12.5 | 8.1 | 1.9 | 59 | 42 | 215674735
AMANA | ALZT7CA2410A* | CHPTA2426*3A* | A*VM970803BNB* | 23600 | 23600 | 17.2 | 12.5 | 8.1 | 1.9 | 59 | 42 | 215674733
AMANA | ALZT7CA2410A* | CA*TA3026*3A* | A*VM970803BNB* | 23800 | 23600 | 17.2 | 12.5 | 8.1 | 1.9 | 59 | 42 | 215674728
AMANA | ALZT7CA2410A* | CHPTA2426*3A* | A*VM970603BNB* | 23600 | 23600 | 17.2 | 12.5 | 8.1 | 1.9 | 59 | 42 | 215674725
AMANA | ALZT7CA2410A* | CA*TA3026*3A* | A*VM970603BNB* | 23800 | 23600 | 17.2 | 12.5 | 8.1 | 1.9 | 59 | 42 | 215674721
GOODMAN | GLZT7CA2410A* | CA*TA3026*3A* | G*VC800803B*A* | 23800 | 23600 | 17.2 | 12.5 | 8.1 | 1.9 | 59 | 42 | 215674568
GOODMAN | GLZT7CA2410A* | CHPTA2426*3A* | G*VC800604B*A* | 23600 | 23400 | 17.2 | 12.5 | 8.1 | 1.9 | 60 | 43 | 215674566
GOODMAN | GLZT7CA2410A* | CA*TA3026*3A* | G*VC800604B*A* | 23800 | 23600 | 17.2 | 12.5 | 8.1 | 1.9 | 59 | 42 | 215674562
GOODMAN | GLZT7CA2410A* | CHPTA2426*3A* | G*VC800603B*A* | 23600 | 23400 | 17.2 | 12.5 | 8.1 | 1.9 | 60 | 43 | 215674561
GOODMAN | GLZT7CA2410A* | CA*TA3026*3A* | G*VC800603B*A* | 23800 | 23600 | 17.2 | 12.5 | 8.1 | 1.9 | 59 | 42 | 215674557
GOODMAN | GLZT7CA2410A* | CHPTA2426*3A* | G*VS960805CUA* | 23600 | 23600 | 17.2 | 12.5 | 8.1 | 1.9 | 59 | 42 | 215674556
GOODMAN | GLZT7CA2410A* | CA*TA3026*3A* | G*VS960805CUA* | 23800 | 23600 | 17.2 | 12.5 | 8.1 | 1.9 | 59 | 42 | 215674552
GOODMAN | GLZT7CA2410A* | CHPTA2426*3A* | G*VS960603BUA* | 23600 | 23600 | 17.2 | 12.5 | 8.1 | 1.9 | 59 | 42 | 215674550
GOODMAN | GLZT7CA2410A* | CA*TA3026*3A* | G*VS960603BUA* | 23800 | 23600 | 17.2 | 12.5 | 8.1 | 1.9 | 59 | 42 | 215674547
GOODMAN | GLZT7CA2410A* | CHPTA2426*3A* | G*VS800805CUA* | 23600 | 23400 | 17.2 | 12.5 | 8.1 | 1.9 | 60 | 43 | 215674545
GOODMAN | GLZT7CA2410A* | CA*TA3026*3A* | G*VS800805CUA* | 23800 | 23400 | 17.2 | 12.5 | 8.1 | 1.9 | 60 | 43 | 215674541
GOODMAN | GLZT7CA2410A* | CHPTA2426*3A* | G*VS800604BUA* | 23600 | 23400 | 17.2 | 12.5 | 8.1 | 1.9 | 60 | 43 | 215674539
GOODMAN | GLZT7CA2410A* | CA*TA3026*3A* | G*VS800604BUA* | 23800 | 23400 | 17.2 | 12.5 | 8.1 | 1.9 | 60 | 43 | 215674535
GOODMAN | GLZT7CA2410A* | CHPTA2426*3A* | G*VM970804CNB* | 23600 | 23600 | 17.2 | 12.5 | 8.1 | 1.9 | 59 | 42 | 215674534
GOODMAN | GLZT7CA2410A* | CA*TA3026*3A* | G*VM970804CNB* | 23800 | 23600 | 17.2 | 12.5 | 8.1 | 1.9 | 59 | 42 | 215674530
GOODMAN | GLZT7CA2410A* | CHPTA2426*3A* | G*VM970803BNB* | 23600 | 23600 | 17.2 | 12.5 | 8.1 | 1.9 | 59 | 42 | 215674528
GOODMAN | GLZT7CA2410A* | CA*TA3026*3A* | G*VM970803BNB* | 23800 | 23600 | 17.2 | 12.5 | 8.1 | 1.9 | 59 | 42 | 215674524
GOODMAN | GLZT7CA2410A* | CHPTA2426*3A* | G*VM970603BNB* | 23600 | 23600 | 17.2 | 12.5 | 8.1 | 1.9 | 59 | 42 | 215674522
GOODMAN | GLZT7CA2410A* | CA*TA3026*3A* | G*VM970603BNB* | 23800 | 23600 | 17.2 | 12.5 | 8.1 | 1.9 | 59 | 42 | 215674518
DAIKIN | DH7TCA6010A* | DMVT60DP1300A* |  | 57000 | 58000 | 16.2 | 11.7 | 8.2 | 2 | 66 | 53 | 215657382
DAIKIN | DH7TCA4810A* | DMVT60DP1300A* |  | 47000 | 48500 | 17.2 | 12.5 | 8.2 | 2 | 64 | 52 | 215657381
DAIKIN | DH7TCA3610A* | DMVT42CP1300A* |  | 34800 | 34400 | 17.2 | 12.5 | 8.1 | 1.9 | 61 | 47 | 215657379
DAIKIN | DH7TCA2410A* | DMVT30BP1300A* |  | 24000 | 23400 | 17.5 | 12.5 | 8.2 | 1.9 | 60 | 43 | 215657377
AMANA | ALZT7CA6010A* | AMVT60DP1300A* |  | 57000 | 58000 | 16.2 | 11.7 | 8.2 | 2 | 66 | 53 | 215657375
AMANA | ALZT7CA4810A* | AMVT60DP1300A* |  | 47000 | 48500 | 17.2 | 12.5 | 8.2 | 2 | 64 | 52 | 215657373
AMANA | ALZT7CA3610A* | AMVT42CP1300A* |  | 34800 | 34400 | 17.2 | 12.5 | 8.1 | 1.9 | 61 | 47 | 215657372
AMANA | ALZT7CA2410A* | AMVT30BP1300A* |  | 24000 | 23400 | 17.5 | 12.5 | 8.2 | 1.9 | 60 | 43 | 215657370
GOODMAN | GLZT7CA6010A* | AMVT60DP1300A* |  | 57000 | 58000 | 16.2 | 11.7 | 8.2 | 2 | 66 | 53 | 215657368
GOODMAN | GLZT7CA4810A* | AMVT60DP1300A* |  | 47000 | 48500 | 17.2 | 12.5 | 8.2 | 2 | 64 | 52 | 215657366
GOODMAN | GLZT7CA3610A* | AMVT42CP1300A* |  | 34800 | 34400 | 17.2 | 12.5 | 8.1 | 1.9 | 61 | 47 | 215657364
GOODMAN | GLZT7CA2410A* | AMVT30BP1300A* |  | 24000 | 23400 | 17.5 | 12.5 | 8.2 | 1.9 | 60 | 43 | 215657363
AMANA | ALZT7CA3610A* | CHPTA3630*3A*+MBVB16CP1X00A* |  | 34800 | 34000 | 17.2 | 12.5 | 8.1 | 1.9 | 62 | 47 | 215674882
DAIKIN | DH7TCA2410A* | CA*TA3026*3A* | D*97MC0603BNA* | 23800 | 23600 | 17.2 | 12.5 | 8.1 | 1.9 | 59 | 42 | 215674927
DAIKIN | DH7TCA2410A* | CHPTA2426*3A* | D*97MC0603BNA* | 23600 | 23600 | 17.2 | 12.5 | 8.1 | 1.9 | 59 | 42 | 215674931
DAIKIN | DH7TCA2410A* | CHPTA2426*3A* | D*96VC0603BNA* | 23600 | 23600 | 17.2 | 12.5 | 8.1 | 1.9 | 59 | 42 | 215675002
DAIKIN | DH7TCA2410A* | CA*TA3026*3A* | D*96VC0803BNA* | 23800 | 23600 | 17.2 | 12.5 | 8.1 | 1.9 | 59 | 42 | 215675005
DAIKIN | DH7TCA2410A* | CHPTA2426*3A* | D*96VC0803BNA* | 23600 | 23600 | 17.2 | 12.5 | 8.1 | 1.9 | 59 | 42 | 215675009
DAIKIN | DH7TCA2410A* | CA*TA3026*3A* | D*96VC0804CNA* | 23800 | 23600 | 17.2 | 12.5 | 8.1 | 1.9 | 59 | 42 | 215675011
DAIKIN | DH7TCA2410A* | CHPTA2426*3A* | D*96VC0804CNA* | 23600 | 23600 | 17.2 | 12.5 | 8.1 | 1.9 | 59 | 42 | 215675014
DAIKIN | DH7TCA2410A* | CA*TA3026*3A*+MBVK12BP1X00A* |  | 23800 | 23400 | 17.5 | 12.5 | 8.1 | 1.9 | 60 | 43 | 215675016
DAIKIN | DH7TCA2410A* | CA*TA3026*3A*+MBVK16CP1X00A* |  | 23800 | 23400 | 17.5 | 12.5 | 8.1 | 1.9 | 60 | 43 | 215675018
DAIKIN | DH7TCA2410A* | CA*TA3626*3A*+MBVK12BP1X00A* |  | 24000 | 23400 | 17.5 | 12.5 | 8.1 | 1.9 | 60 | 43 | 215675020
DAIKIN | DH7TCA2410A* | CA*TA3626*3A*+MBVK16CP1X00A* |  | 24000 | 23400 | 17.5 | 12.5 | 8.1 | 1.9 | 60 | 43 | 215675022
DAIKIN | DH7TCA2410A* | CHPTA2426*3A*+MBVK12BP1X00A* |  | 23600 | 23400 | 17.2 | 12.5 | 8.1 | 1.9 | 60 | 43 | 215675024
DAIKIN | DH7TCA2410A* | CHPTA2426*3A*+MBVK16CP1X00A* |  | 23600 | 23400 | 17.2 | 12.5 | 8.1 | 1.9 | 60 | 43 | 215675025
DAIKIN | DH7TCA2410A* | CHPTA3026*3A*+MBVK16CP1X00A* |  | 23800 | 23400 | 17.5 | 12.5 | 8.1 | 1.9 | 60 | 43 | 215675028
DAIKIN | DH7TCA3610A* | CA*TA4230*3A*+MBVK20DP1X00A* |  | 34800 | 33800 | 17.5 | 12.5 | 8.1 | 1.9 | 62 | 47 | 215675045
DAIKIN | DH7TCA3610A* | CA*TA4230*3A*+MBVK16CP1X00A* |  | 34800 | 33800 | 17.5 | 12.5 | 8.1 | 1.9 | 62 | 47 | 215675047
DAIKIN | DH7TCA3610A* | CHPTA3630*3A*+MBVK16CP1X00A* |  | 34800 | 34000 | 17.2 | 12.5 | 8.1 | 1.9 | 62 | 47 | 215675093
DAIKIN | DH7TCA2410A* | CHPTA2426*3A* | D*96SC0805CUA* | 23600 | 23600 | 17.2 | 12.5 | 8.1 | 1.9 | 59 | 42 | 215674965
DAIKIN | DH7TCA2410A* | CA*TA3026*3A* | D*96SC0805CUA* | 23800 | 23600 | 17.2 | 12.5 | 8.1 | 1.9 | 59 | 42 | 215674962
DAIKIN | DH7TCA2410A* | CHPTA2426*3A* | D*96SC0603BUA* | 23600 | 23600 | 17.2 | 12.5 | 8.1 | 1.9 | 59 | 42 | 215674960
RHEEM | RP15AY42AJ2N | RCFY4821STANM | R801V1005A21UHU | 40000 | 40000 | 16 | 11.7 | 8.1 | 2 | 100 | 47 | 215655161
RHEEM | RP15AY42AJ2N | RCFY4824STANM | R801V0755A21UH | 40000 | 40000 | 16 | 11.7 | 8.1 | 2 | 100 | 47 | 215655160
WEATHERKING | WP15AY42AJ2N | TCFY4824STANM | W801W1005A21UHS | 40000 | 40000 | 15.2 | 11.7 | 8.1 | 2 | 100 | 47 | 215655159
SURE | SP15AY42AJ2N | TCFY4821STANM | S802V0754A17UH | 40000 | 40000 | 16 | 11.7 | 8.1 | 2 | 100 | 47 | 215655158
RUSSELL | SP15AY42AJ2N | TCFY4821STANM | S801V0704A17UH | 40000 | 40000 | 16 | 11.7 | 8.1 | 2 | 100 | 48 | 215655157
RHEEM | RP15AY42AJ2N | RCFY4824STANM | R801V1255A24UH | 40000 | 40000 | 16 | 11.7 | 8.1 | 2 | 100 | 47 | 215655156
RHEEM | WP15AY42AJ2N | RCFY4821STANM | R801V0755A21UH | 40000 | 40000 | 15.2 | 11.7 | 8.1 | 2 | 100 | 47 | 215655155
FRIEDRICH | FWP15AY42AJ2N | TCFY4821STANM | FR801V0504A17UHU | 40000 | 40000 | 15.2 | 10 | 8.1 | 2 | 100 | 49 | 215655154
SURE | SP15AY42AJ2N | TCFY4824STANM | S801V1255A24DZ | 40000 | 40000 | 16 | 11.7 | 8.1 | 2 | 100 | 47 | 215655153
RHEEM | WP15AY42AJ2N | RCFY4821STANM | R801V0754A17UH | 40000 | 40000 | 15.2 | 11.7 | 8.1 | 2 | 100 | 47 | 215655152
RUUD | WP15AY42AJ2N | RCFY4824STANM | R802V1255A24DZ | 40000 | 40000 | 15.2 | 11.7 | 8.1 | 2 | 100 | 47 | 215655151
RHEEM | WP15AY42AJ2N | RCFY4821STANM | R802V0754A17UH | 40000 | 40000 | 15.2 | 11.7 | 8.1 | 2 | 100 | 47 | 215655150
SURE | SP15AY42AJ2N | TCFY4821STANM | S801V0754A17DZ | 40000 | 40000 | 16 | 11.7 | 8.1 | 2 | 100 | 48 | 215655149
SURE | SP15AY42AJ2N | TCFY4821STANM | S801V0504A17UHU | 40000 | 40000 | 15.2 | 10 | 8.1 | 2 | 100 | 49 | 215655148
SURE | SP15AY42AJ2N | TCFY4824STANM | S802V1255A24UH | 40000 | 40000 | 16 | 11.7 | 8.1 | 2 | 100 | 47 | 215655147
RUSSELL | SP15AY42AJ2N | TCFY4824STANM | S801V1255A24DZ | 40000 | 40000 | 16 | 11.7 | 8.1 | 2 | 100 | 47 | 215655146
FRIEDRICH | FRP15AY42AJ2N | TCFY4824STANM | FR801V1255A24UH | 40000 | 40000 | 16 | 11.7 | 8.1 | 2 | 100 | 47 | 215655145
SURE | SP15AY42AJ2N | TCFY4821STANM | S801V0504A17UHS | 40000 | 40000 | 16 | 10 | 8.1 | 2 | 100 | 49 | 215655144
WEATHERKING | WP15AY42AJ2N | RCFY4821STANM | W801W0754A17UH | 40000 | 40000 | 15.2 | 11.7 | 8.1 | 2 | 100 | 47 | 215655143
FRIEDRICH | FWP15AY42AJ2N | TCFY4821STANM | FR801V1005A21DZ | 40000 | 40000 | 15.2 | 11.7 | 8.1 | 2 | 100 | 47 | 215655142
RHEEM | WP15AY42AJ2N | RCFY4824STANM | R802V0755A21DZ | 40000 | 40000 | 15.2 | 11.7 | 8.1 | 2 | 100 | 47 | 215655141
RUUD | RP15AY42AJ2N | RCFY4824STANM | R801V1255A24DZ | 40000 | 40000 | 16 | 11.7 | 8.1 | 2 | 100 | 47 | 215655140
WEATHERKING | WP15AY42AJ2N | TCFY4824STANM | W801W1505A24UH | 40000 | 40000 | 15.2 | 11.7 | 8.1 | 2 | 100 | 47 | 215655139
FRIEDRICH | FWP15AY42AJ2N | TCFY4824STANM | FR802V0755A21UH | 40000 | 40000 | 15.2 | 11.7 | 8.1 | 2 | 100 | 47 | 215655138
FRIEDRICH | FWP15AY42AJ2N | TCFY4821STANM | FR802V0755A21UH | 40000 | 40000 | 15.2 | 11.7 | 8.1 | 2 | 100 | 47 | 215655137
SURE | SP15AY42AJ2N | TCFY4821STANM | S801V0755A21UH | 40000 | 40000 | 16 | 11.7 | 8.1 | 2 | 100 | 47 | 215655136
RHEEM | WP15AY42AJ2N | RCFY4824STANM | R802V1255A24UH | 40000 | 40000 | 15.2 | 11.7 | 8.1 | 2 | 100 | 47 | 215655135
RUUD | RP15AY42AJ2N | RCFY4824STANM | R802V1255A24DZ | 40000 | 40000 | 16 | 11.7 | 8.1 | 2 | 100 | 47 | 215655134
WEATHERKING | WP15AY42AJ2N | TCFY4821STANM | W801W0755A21UH | 40000 | 40000 | 15.2 | 11.7 | 8.1 | 2 | 100 | 47 | 215655130
RHEEM | WP15AY42AJ2N | RCFY4821STANM | R802V0755A21DZ | 40000 | 40000 | 15.2 | 11.7 | 8.1 | 2 | 100 | 47 | 215655133
FRIEDRICH | FRP15AY48AJ2N | TCFY4824STANM | FR801V1255A24UH | 45500 | 45500 | 15.2 | 10 | 8.1 | 2.2 | 100 | 52 | 215656016
RUUD | RP15AY48AJ2N | RCFY4821STANM | R801V0704A17UH | 45500 | 45500 | 15.2 | 10 | 8.1 | 2.1 | 100 | 54 | 215656015
WEATHERKING | WP15AY48AJ2N | TCFY4821STANM | W801W0755A21DZ | 45500 | 45500 | 15.2 | 10 | 8.1 | 2.1 | 100 | 53 | 215656014
RUUD | RP15AY48AJ2N | RCFY4821STANM | R801V0755A21UH | 45500 | 45500 | 15.2 | 10 | 8.1 | 2.1 | 100 | 53 | 215656013
FRIEDRICH | FWP15AY48AJ2N | TCFY4821STANM | FR801V0754A17UH | 45500 | 45500 | 15.2 | 10 | 8.1 | 2.1 | 100 | 52 | 215656012
RUUD | WP15AY48AJ2N | RCFY4821STANM | R801V1005A21DZ | 45500 | 45500 | 15.2 | 10 | 8.1 | 2.2 | 100 | 52 | 215656010
RUSSELL | SP15AY48AJ2N | TCFY4824STANM | S801V1005A21UHU | 45500 | 45500 | 15.2 | 10 | 8.1 | 2.1 | 100 | 53 | 215656008
SURE | SP15AY42AJ2N | TCFY4824STANM | S802V1005A21UH | 40000 | 40000 | 16 | 11.7 | 8.1 | 2 | 100 | 47 | 215655300
RUUD | RP15AY42AJ2N | RCFY4824STANM | R801V1255A24UH | 40000 | 40000 | 16 | 11.7 | 8.1 | 2 | 100 | 47 | 215655299
RUUD | WP15AY42AJ2N | RCFY4821STANM | R801V0755A21UH | 40000 | 40000 | 15.2 | 11.7 | 8.1 | 2 | 100 | 47 | 215655298
FRIEDRICH | FWP15AY42AJ2N | TCFY4824STANM | FR801V1005A21DZ | 40000 | 40000 | 15.2 | 11.7 | 8.1 | 2 | 100 | 47 | 215655297
RUSSELL | SP15AY42AJ2N | TCFY4824STANM | S802V0755A21DZ | 40000 | 40000 | 16 | 11.7 | 8.1 | 2 | 100 | 47 | 215655296
SURE | SP15AY42AJ2N | TCFY4821STANM | S801V0704A17UH | 40000 | 40000 | 16 | 11.7 | 8.1 | 2 | 100 | 48 | 215655295
RUSSELL | SP15AY42AJ2N | TCFY4821STANM | S802V1005A21DZ | 40000 | 40000 | 16 | 11.7 | 8.1 | 2 | 100 | 47 | 215655294
RHEEM | RP15AY42AJ2N | RCFY4821STANM | R801V0754A17UH | 40000 | 40000 | 16 | 11.7 | 8.1 | 2 | 100 | 47 | 215655293
WEATHERKING | WP15AY42AJ2N | RCFY4821STANM | W802W1005A21UH | 40000 | 40000 | 15.2 | 11.7 | 8.1 | 2 | 100 | 47 | 215655292
WEATHERKING | WP15AY42AJ2N | RCFY4821STANM | W802W1004A17UH | 40000 | 40000 | 15.2 | 11.7 | 8.1 | 2 | 100 | 48 | 215655291
SURE | SP15AY42AJ2N | TCFY4821STANM | S802V0755A21UH | 40000 | 40000 | 16 | 11.7 | 8.1 | 2 | 100 | 47 | 215655290
RUUD | WP15AY42AJ2N | RCFY4821STANM | R802V0755A21DZ | 40000 | 40000 | 15.2 | 11.7 | 8.1 | 2 | 100 | 47 | 215655289
RUUD | WP15AY42AJ2N | RCFY4821STANM | R801V0504A17UHU | 40000 | 40000 | 15.2 | 10 | 8.1 | 2 | 100 | 49 | 215655288
WEATHERKING | WP15AY42AJ2N | TCFY4824STANM | W801W0755A21UH | 40000 | 40000 | 15.2 | 11.7 | 8.1 | 2 | 100 | 47 | 215655287
RUUD | RP15AY42AJ2N | RCFY4821STANM | R801V1005A21DZ | 40000 | 40000 | 16 | 11.7 | 8.1 | 2 | 100 | 47 | 215655286
WEATHERKING | WP15AY42AJ2N | TCFY4824STANM | W801W1255A24DZ | 40000 | 40000 | 15.2 | 11.7 | 8.1 | 2 | 100 | 47 | 215655285
SURE | SP15AY42AJ2N | TCFY4821STANM | S801V1005A21UHN | 40000 | 40000 | 16 | 11.7 | 8.1 | 2 | 100 | 47 | 215655284
RHEEM | WP15AY42AJ2N | RCFY4821STANM | R802V0754A17DZ | 40000 | 40000 | 15.2 | 11.7 | 8.1 | 2 | 100 | 48 | 215655283
WEATHERKING | WP15AY42AJ2N | RCFY4821STANM | W801W0504A17UHN | 40000 | 40000 | 15.2 | 10 | 8.1 | 2 | 100 | 49 | 215655282
RUSSELL | SP15AY42AJ2N | TCFY4824STANM | S801V1005A21UHN | 40000 | 40000 | 16 | 11.7 | 8.1 | 2 | 100 | 47 | 215655281
RHEEM | WP15AY42AJ2N | RCFY4824STANM | R801V0755A21DZ | 40000 | 40000 | 15.2 | 11.7 | 8.1 | 2 | 100 | 47 | 215655280
RHEEM | WP15AY42AJ2N | RCFY4824STANM | R801V1005A21DZ | 40000 | 40000 | 15.2 | 11.7 | 8.1 | 2 | 100 | 47 | 215655279
RHEEM | RP15AY42AJ2N | RCFY4821STANM | R802V1005A21DZ | 40000 | 40000 | 16 | 11.7 | 8.1 | 2 | 100 | 47 | 215655278
RUUD | RP15AY42AJ2N | RCFY4824STANM | R801V0755A21UH | 40000 | 40000 | 16 | 11.7 | 8.1 | 2 | 100 | 47 | 215655277
FRIEDRICH | FWP15AY42AJ2N | TCFY4821STANM | FR801V0704A17UH | 40000 | 40000 | 15.2 | 11.7 | 8.1 | 2 | 100 | 48 | 215655276
WEATHERKING | WP15AY42AJ2N | RCFY4821STANM | W801W0755A21UH | 40000 | 40000 | 15.2 | 11.7 | 8.1 | 2 | 100 | 47 | 215655275
RHEEM | RP15AY42AJ2N | RCFY4821STANM | R801V0754A17DZ | 40000 | 40000 | 16 | 11.7 | 8.1 | 2 | 100 | 48 | 215655274
RHEEM | WP15AY42AJ2N | RCFY4824STANM | R802V1005A21DZ | 40000 | 40000 | 15.2 | 11.7 | 8.1 | 2 | 100 | 47 | 215655273
FRIEDRICH | FRP15AY42AJ2N | TCFY4821STANM | FR801V0754A17DZ | 40000 | 40000 | 16 | 11.7 | 8.1 | 2 | 100 | 48 | 215655272
FRIEDRICH | FRP15AY42AJ2N | TCFY4821STANM | FR801V0504A17UHU | 40000 | 40000 | 15.2 | 10 | 8.1 | 2 | 100 | 49 | 215655271
RHEEM | RP15AY42AJ2N | RCFY4824STANM | R802V1255A24UH | 40000 | 40000 | 16 | 11.7 | 8.1 | 2 | 100 | 47 | 215655270
RUUD | RP15AY42AJ2N | RCFY4821STANM | R802V0755A21DZ | 40000 | 40000 | 16 | 11.7 | 8.1 | 2 | 100 | 47 | 215655269
RHEEM | RP15AY42AJ2N | RCFY4824STANM | R801V1505A24UH | 40000 | 40000 | 16 | 11.7 | 8.1 | 2 | 100 | 47 | 215655268
RUSSELL | SP15AY42AJ2N | TCFY4821STANM | S801V1005A21UHN | 40000 | 40000 | 16 | 11.7 | 8.1 | 2 | 100 | 47 | 215655267
FRIEDRICH | FWP15AY42AJ2N | TCFY4821STANM | FR801V1004A17UH | 40000 | 40000 | 15.2 | 11.7 | 8.1 | 2 | 100 | 48 | 215655266
RUUD | RP15AY42AJ2N | RCFY4821STANM | R802V0504A17UH | 40000 | 40000 | 16 | 10 | 8.1 | 2 | 100 | 49 | 215655265
FRIEDRICH | FRP15AY42AJ2N | TCFY4821STANM | FR801V1005A21UHS | 40000 | 40000 | 16 | 11.7 | 8.1 | 2 | 100 | 47 | 215655264
RHEEM | WP15AY42AJ2N | RCFY4824STANM | R801V0755A21UH | 40000 | 40000 | 15.2 | 11.7 | 8.1 | 2 | 100 | 47 | 215655263
RHEEM | RP15AY42AJ2N | RCFY4821STANM | R801V0755A21UH | 40000 | 40000 | 16 | 11.7 | 8.1 | 2 | 100 | 47 | 215655262
FRIEDRICH | FRP15AY42AJ2N | TCFY4821STANM | FR802V0755A21DZ | 40000 | 40000 | 16 | 11.7 | 8.1 | 2 | 100 | 47 | 215655261
FRIEDRICH | FWP15AY42AJ2N | TCFY4824STANM | FR801V1005A21UHN | 40000 | 40000 | 15.2 | 11.7 | 8.1 | 2 | 100 | 47 | 215655260
RHEEM | WP15AY42AJ2N | RCFY4821STANM | R801V0504A17UHN | 40000 | 40000 | 15.2 | 10 | 8.1 | 2 | 100 | 49 | 215655259
RUUD | WP15AY42AJ2N | RCFY4824STANM | R801V0755A21UH | 40000 | 40000 | 15.2 | 11.7 | 8.1 | 2 | 100 | 47 | 215655258
FRIEDRICH | FWP15AY42AJ2N | TCFY4821STANM | FR802V0754A17DZ | 40000 | 40000 | 15.2 | 11.7 | 8.1 | 2 | 100 | 48 | 215655257
RUSSELL | SP15AY42AJ2N | TCFY4821STANM | S801V1005A21UHS | 40000 | 40000 | 16 | 11.7 | 8.1 | 2 | 100 | 47 | 215655256
WEATHERKING | WP15AY42AJ2N | TCFY4824STANM | W802W1505A24UH | 40000 | 40000 | 15.2 | 11.7 | 8.1 | 2 | 100 | 47 | 215655255
FRIEDRICH | FRP15AY42AJ2N | TCFY4821STANM | FR802V1005A21UH | 40000 | 40000 | 16 | 11.7 | 8.1 | 2 | 100 | 47 | 215655254
RUUD | WP15AY42AJ2N | RCFY4821STANM | R801V0754A17UH | 40000 | 40000 | 15.2 | 11.7 | 8.1 | 2 | 100 | 47 | 215655253
WEATHERKING | WP15AY42AJ2N | RCFY4821STANM | W802W0754A17DZ | 40000 | 40000 | 15.2 | 11.7 | 8.1 | 2 | 100 | 48 | 215655252
RHEEM | WP15AY42AJ2N | RCFY4821STANM | R801V0504A17UHS | 40000 | 40000 | 15.2 | 10 | 8.1 | 2 | 100 | 49 | 215655251
WEATHERKING | WP15AY42AJ2N | TCFY4824STANM | W802W1255A24DZ | 40000 | 40000 | 15.2 | 11.7 | 8.1 | 2 | 100 | 47 | 215655250
RUUD | RP15AY42AJ2N | RCFY4824STANM | R801V1505A24UH | 40000 | 40000 | 16 | 11.7 | 8.1 | 2 | 100 | 47 | 215655249
RHEEM | WP15AY42AJ2N | RCFY4824STANM | R802V1505A24UH | 40000 | 40000 | 15.2 | 11.7 | 8.1 | 2 | 100 | 47 | 215655248
SURE | SP15AY42AJ2N | TCFY4821STANM | S801V0755A21DZ | 40000 | 40000 | 16 | 11.7 | 8.1 | 2 | 100 | 47 | 215655247
WEATHERKING | WP15AY42AJ2N | TCFY4821STANM | W802W1005A21UH | 40000 | 40000 | 15.2 | 11.7 | 8.1 | 2 | 100 | 47 | 215655246
FRIEDRICH | FWP15AY42AJ2N | TCFY4824STANM | FR802V1005A21UH | 40000 | 40000 | 15.2 | 11.7 | 8.1 | 2 | 100 | 47 | 215655245
FRIEDRICH | FWP15AY42AJ2N | TCFY4824STANM | FR801V1255A24UH | 40000 | 40000 | 15.2 | 11.7 | 8.1 | 2 | 100 | 47 | 215655244
RUSSELL | SP15AY42AJ2N | TCFY4824STANM | S802V1005A21UH | 40000 | 40000 | 16 | 11.7 | 8.1 | 2 | 100 | 47 | 215655243
RUUD | RP15AY42AJ2N | RCFY4821STANM | R802V1005A21DZ | 40000 | 40000 | 16 | 11.7 | 8.1 | 2 | 100 | 47 | 215655242
FRIEDRICH | FRP15AY42AJ2N | TCFY4821STANM | FR802V0754A17UH | 40000 | 40000 | 16 | 11.7 | 8.1 | 2 | 100 | 47 | 215655241
RUUD | RP15AY42AJ2N | RCFY4821STANM | R801V0755A21UH | 40000 | 40000 | 16 | 11.7 | 8.1 | 2 | 100 | 47 | 215655240
FRIEDRICH | FRP15AY42AJ2N | TCFY4824STANM | FR802V1255A24DZ | 40000 | 40000 | 16 | 11.7 | 8.1 | 2 | 100 | 47 | 215655239
WEATHERKING | WP15AY42AJ2N | RCFY4824STANM | W802W1255A24DZ | 40000 | 40000 | 15.2 | 11.7 | 8.1 | 2 | 100 | 47 | 215655238
RHEEM | RP15AY42AJ2N | RCFY4821STANM | R802V0504A17UH | 40000 | 40000 | 16 | 10 | 8.1 | 2 | 100 | 49 | 215655237
RUUD | WP15AY42AJ2N | RCFY4824STANM | R802V0755A21UH | 40000 | 40000 | 15.2 | 11.7 | 8.1 | 2 | 100 | 47 | 215655236
WEATHERKING | WP15AY42AJ2N | RCFY4824STANM | W802W1505A24UH | 40000 | 40000 | 15.2 | 11.7 | 8.1 | 2 | 100 | 47 | 215655235
RUSSELL | SP15AY42AJ2N | TCFY4821STANM | S802V0504A17UH | 40000 | 40000 | 16 | 10 | 8.1 | 2 | 100 | 49 | 215655234
FRIEDRICH | FWP15AY42AJ2N | TCFY4821STANM | FR801V1005A21UHS | 40000 | 40000 | 15.2 | 11.7 | 8.1 | 2 | 100 | 47 | 215655233
WEATHERKING | WP15AY42AJ2N | RCFY4821STANM | W801W0504A17UHS | 40000 | 40000 | 15.2 | 10 | 8.1 | 2 | 100 | 49 | 215655232
RUUD | RP15AY42AJ2N | RCFY4821STANM | R801V0754A17UH | 40000 | 40000 | 16 | 11.7 | 8.1 | 2 | 100 | 47 | 215655231
FRIEDRICH | FWP15AY42AJ2N | TCFY4824STANM | FR801V1255A24DZ | 40000 | 40000 | 15.2 | 11.7 | 8.1 | 2 | 100 | 47 | 215655230
RUSSELL | SP15AY42AJ2N | TCFY4821STANM | S801V1005A21DZ | 40000 | 40000 | 16 | 11.7 | 8.1 | 2 | 100 | 47 | 215655229
RHEEM | WP15AY42AJ2N | RCFY4821STANM | R801V1005A21DZ | 40000 | 40000 | 15.2 | 11.7 | 8.1 | 2 | 100 | 47 | 215655228
SURE | SP15AY42AJ2N | TCFY4821STANM | S801V1005A21DZ | 40000 | 40000 | 16 | 11.7 | 8.1 | 2 | 100 | 47 | 215655227
RUUD | RP15AY42AJ2N | RCFY4824STANM | R802V1255A24UH | 40000 | 40000 | 16 | 11.7 | 8.1 | 2 | 100 | 47 | 215655226
RUUD | RP15AY42AJ2N | RCFY4821STANM | R801V0754A17DZ | 40000 | 40000 | 16 | 11.7 | 8.1 | 2 | 100 | 48 | 215655225
SURE | SP15AY42AJ2N | TCFY4821STANM | S802V0754A17DZ | 40000 | 40000 | 16 | 11.7 | 8.1 | 2 | 100 | 48 | 215655224
RUUD | WP15AY42AJ2N | RCFY4821STANM | R802V0755A21UH | 40000 | 40000 | 15.2 | 11.7 | 8.1 | 2 | 100 | 47 | 215655223
RHEEM | RP15AY42AJ2N | RCFY4821STANM | R801V1005A21UHS | 40000 | 40000 | 16 | 11.7 | 8.1 | 2 | 100 | 47 | 215655222
RHEEM | RP15AY42AJ2N | RCFY4821STANM | R801V0755A21DZ | 40000 | 40000 | 16 | 11.7 | 8.1 | 2 | 100 | 47 | 215655221
WEATHERKING | WP15AY42AJ2N | TCFY4824STANM | W801W1005A21UHN | 40000 | 40000 | 15.2 | 11.7 | 8.1 | 2 | 100 | 47 | 215655220
FRIEDRICH | FWP15AY42AJ2N | TCFY4821STANM | FR802V0755A21DZ | 40000 | 40000 | 15.2 | 11.7 | 8.1 | 2 | 100 | 47 | 215655219
FRIEDRICH | FRP15AY42AJ2N | TCFY4824STANM | FR801V1005A21DZ | 40000 | 40000 | 16 | 11.7 | 8.1 | 2 | 100 | 47 | 215655218
RUUD | RP15AY42AJ2N | RCFY4821STANM | R801V0504A17UHU | 40000 | 40000 | 15.2 | 10 | 8.1 | 2 | 100 | 49 | 215655217
FRIEDRICH | FRP15AY42AJ2N | TCFY4821STANM | FR802V1004A17UH | 40000 | 40000 | 16 | 11.7 | 8.1 | 2 | 100 | 48 | 215655216
WEATHERKING | WP15AY42AJ2N | TCFY4824STANM | W802W1005A21DZ | 40000 | 40000 | 15.2 | 11.7 | 8.1 | 2 | 100 | 47 | 215655215
RUSSELL | SP15AY42AJ2N | TCFY4821STANM | S802V0754A17DZ | 40000 | 40000 | 16 | 11.7 | 8.1 | 2 | 100 | 48 | 215655214
FRIEDRICH | FWP15AY42AJ2N | TCFY4821STANM | FR801V0755A21DZ | 40000 | 40000 | 15.2 | 11.7 | 8.1 | 2 | 100 | 47 | 215655213
RUUD | WP15AY42AJ2N | RCFY4824STANM | R801V1255A24DZ | 40000 | 40000 | 15.2 | 11.7 | 8.1 | 2 | 100 | 47 | 215655212
RHEEM | RP15AY42AJ2N | RCFY4824STANM | R802V1255A24DZ | 40000 | 40000 | 16 | 11.7 | 8.1 | 2 | 100 | 47 | 215655211
FRIEDRICH | FRP15AY42AJ2N | TCFY4821STANM | FR802V1005A21DZ | 40000 | 40000 | 16 | 11.7 | 8.1 | 2 | 100 | 47 | 215655210
FRIEDRICH | FWP15AY42AJ2N | TCFY4821STANM | FR801V0504A17UHS | 40000 | 40000 | 15.2 | 10 | 8.1 | 2 | 100 | 49 | 215655209
SURE | SP15AY42AJ2N | TCFY4821STANM | S801V0504A17UHN | 40000 | 40000 | 16 | 10 | 8.1 | 2 | 100 | 49 | 215655208
RUUD | WP15AY42AJ2N | RCFY4821STANM | R801V1005A21DZ | 40000 | 40000 | 15.2 | 11.7 | 8.1 | 2 | 100 | 47 | 215655207
FRIEDRICH | FWP15AY42AJ2N | TCFY4824STANM | FR802V0755A21DZ | 40000 | 40000 | 15.2 | 11.7 | 8.1 | 2 | 100 | 47 | 215655206
SURE | SP15AY42AJ2N | TCFY4824STANM | S801V0755A21DZ | 40000 | 40000 | 16 | 11.7 | 8.1 | 2 | 100 | 47 | 215655205
WEATHERKING | WP15AY42AJ2N | TCFY4821STANM | W801W0754A17UH | 40000 | 40000 | 15.2 | 11.7 | 8.1 | 2 | 100 | 47 | 215655204
RUUD | WP15AY42AJ2N | RCFY4824STANM | R802V1255A24UH | 40000 | 40000 | 15.2 | 11.7 | 8.1 | 2 | 100 | 47 | 215655203
FRIEDRICH | FWP15AY42AJ2N | TCFY4824STANM | FR801V0755A21DZ | 40000 | 40000 | 15.2 | 11.7 | 8.1 | 2 | 100 | 47 | 215655202
RUUD | RP15AY42AJ2N | RCFY4821STANM | R801V0755A21DZ | 40000 | 40000 | 16 | 11.7 | 8.1 | 2 | 100 | 47 | 215655201
FRIEDRICH | FRP15AY42AJ2N | TCFY4824STANM | FR801V1005A21UHU | 40000 | 40000 | 16 | 11.7 | 8.1 | 2 | 100 | 47 | 215655200
RUSSELL | SP15AY42AJ2N | TCFY4824STANM | S801V0755A21DZ | 40000 | 40000 | 16 | 11.7 | 8.1 | 2 | 100 | 47 | 215655199
RUSSELL | SP15AY42AJ2N | TCFY4821STANM | S801V0755A21DZ | 40000 | 40000 | 16 | 11.7 | 8.1 | 2 | 100 | 47 | 215655198
RHEEM | RP15AY42AJ2N | RCFY4821STANM | R801V0704A17UH | 40000 | 40000 | 16 | 11.7 | 8.1 | 2 | 100 | 48 | 215655197
FRIEDRICH | FWP15AY42AJ2N | TCFY4821STANM | FR802V0504A17UH | 40000 | 40000 | 15.2 | 10 | 8.1 | 2 | 100 | 49 | 215655196
WEATHERKING | WP15AY42AJ2N | TCFY4824STANM | W801W1005A21DZ | 40000 | 40000 | 15.2 | 11.7 | 8.1 | 2 | 100 | 47 | 215655195
FRIEDRICH | FWP15AY42AJ2N | TCFY4824STANM | FR802V1255A24DZ | 40000 | 40000 | 15.2 | 11.7 | 8.1 | 2 | 100 | 47 | 215655194
RUUD | RP15AY42AJ2N | RCFY4824STANM | R802V0755A21UH | 40000 | 40000 | 16 | 11.7 | 8.1 | 2 | 100 | 47 | 215655193
RHEEM | WP15AY42AJ2N | RCFY4821STANM | R801V1005A21UHU | 40000 | 40000 | 15.2 | 11.7 | 8.1 | 2 | 100 | 47 | 215655192
FRIEDRICH | FWP15AY42AJ2N | TCFY4824STANM | FR802V1505A24UH | 40000 | 40000 | 15.2 | 11.7 | 8.1 | 2 | 100 | 47 | 215655191
SURE | SP15AY42AJ2N | TCFY4821STANM | S802V0504A17UH | 40000 | 40000 | 16 | 10 | 8.1 | 2 | 100 | 49 | 215655190
RUSSELL | SP15AY42AJ2N | TCFY4821STANM | S802V0755A21DZ | 40000 | 40000 | 16 | 11.7 | 8.1 | 2 | 100 | 47 | 215655189
RHEEM | WP15AY48AJ2N | RCFY4821STANM | R962V0705A21M4 | 45500 | 45500 | 15.2 | 10 | 8.1 | 2.1 | 100 | 53 | 215656602
RUUD | WP15AY48AJ2N | RCFY4821STANM | R962V0705A21M4 | 45500 | 45500 | 15.2 | 10 | 8.1 | 2.1 | 100 | 53 | 215656601
RUSSELL | SP15AY48AJ2N | TCFY4824STANM | S962V1005A21M4 | 45500 | 45500 | 15.2 | 10 | 8.1 | 2.1 | 100 | 53 | 215656600
WEATHERKING | WP15AY48AJ2N | TCFY4824STANM | W962W0855A21M4 | 45500 | 45500 | 15.2 | 10 | 8.1 | 2.1 | 100 | 54 | 215656599
RUUD | RP15AY48AJ2N | RCFY4821STANM | R962V1005A21M4 | 45500 | 45500 | 15.2 | 10 | 8.1 | 2.1 | 100 | 53 | 215656597
RHEEM | RP15AY48AJ2N | RCFY4821STANM | R962V0855A21M4 | 45500 | 45500 | 15.2 | 10 | 8.1 | 2.1 | 100 | 54 | 215656596
FRIEDRICH | FWP15AY48AJ2N | TCFY4824STANM | FR962V0855A21M4 | 45500 | 45500 | 15.2 | 10 | 8.1 | 2.1 | 100 | 54 | 215656594
RHEEM | RP15AY48AJ2N | RCFY4824STANM | R962V0855A21M4 | 45500 | 45500 | 15.2 | 10 | 8.1 | 2.1 | 100 | 54 | 215656593
SURE | SP15AY48AJ2N | TCFY4821STANM | S962V0855A21M4 | 45500 | 45500 | 15.2 | 10 | 8.1 | 2.1 | 100 | 54 | 215656592
RUUD | RP15AY48AJ2N | RCFY4824STANM | R962V0855A21M4 | 45500 | 45500 | 15.2 | 10 | 8.1 | 2.1 | 100 | 54 | 215656590
RUSSELL | SP15AY48AJ2N | TCFY4824STANM | S962V1155A24M4 | 45500 | 45500 | 15.2 | 10 | 8.1 | 2.1 | 100 | 53 | 215656589
SURE | SP15AY48AJ2N | TCFY4824STANM | S962V1155A24M4 | 45500 | 45500 | 15.2 | 10 | 8.1 | 2.1 | 100 | 53 | 215656584
SURE | SP15AY48AJ2N | TCFY4824STANM | S962V1005A21M4 | 45500 | 45500 | 15.2 | 10 | 8.1 | 2.1 | 100 | 53 | 215656583
FRIEDRICH | FRP15AY48AJ2N | TCFY4824STANM | FR962V0855A21M4 | 45500 | 45500 | 15.2 | 10 | 8.1 | 2.1 | 100 | 54 | 215656580
WEATHERKING | WP15AY48AJ2N | TCFY4824STANM | W962W1155A24M4 | 45500 | 45500 | 15.2 | 10 | 8.1 | 2.1 | 100 | 53 | 215656579
RUUD | WP15AY48AJ2N | RCFY4824STANM | R962V1155A24M4 | 45500 | 45500 | 15.2 | 10 | 8.1 | 2.1 | 100 | 53 | 215656578
RUUD | RP15AY48AJ2N | RCFY4824STANM | R962V1005A21M4 | 45500 | 45500 | 15.2 | 10 | 8.1 | 2.1 | 100 | 53 | 215656577
RHEEM | WP15AY48AJ2N | RCFY4821STANM | R962V1005A21M4 | 45500 | 45500 | 15.2 | 10 | 8.1 | 2.1 | 100 | 53 | 215656576
RUSSELL | SP15AY48AJ2N | TCFY4821STANM | S962V0855A21M4 | 45500 | 45500 | 15.2 | 10 | 8.1 | 2.1 | 100 | 54 | 215656575
FRIEDRICH | FRP15AY48AJ2N | TCFY4821STANM | FR962V1005A21M4 | 45500 | 45500 | 15.2 | 10 | 8.1 | 2.1 | 100 | 53 | 215656574
WEATHERKING | WP15AY48AJ2N | RCFY4824STANM | W962W1155A24M4 | 45500 | 45500 | 15.2 | 10 | 8.1 | 2.1 | 100 | 53 | 215656572
FRIEDRICH | FWP15AY48AJ2N | TCFY4824STANM | FR962V1005A21M4 | 45500 | 45500 | 15.2 | 10 | 8.1 | 2.1 | 100 | 53 | 215656569
SURE | SP15AY48AJ2N | TCFY4824STANM | S97MV1155A24DH | 45500 | 45500 | 15.2 | 10 | 8.1 | 2.1 | 100 | 51 | 215656567
SURE | SP15AY48AJ2N | TCFY4821STANM | S962V1005A21M4 | 45500 | 45500 | 15.2 | 10 | 8.1 | 2.1 | 100 | 53 | 215656566
RUSSELL | SP15AY48AJ2N | TCFY4821STANM | S962V1005A21M4 | 45500 | 45500 | 15.2 | 10 | 8.1 | 2.1 | 100 | 53 | 215656565
RUUD | RP15AY48AJ2N | RCFY4821STANM | R962V0855A21M4 | 45500 | 45500 | 15.2 | 10 | 8.1 | 2.1 | 100 | 54 | 215656560
WEATHERKING | WP15AY48AJ2N | RCFY4824STANM | W962W0855A21M4 | 45500 | 45500 | 15.2 | 10 | 8.1 | 2.1 | 100 | 54 | 215656559
FRIEDRICH | FWP15AY48AJ2N | TCFY4821STANM | FR962V1005A21M4 | 45500 | 45500 | 15.2 | 10 | 8.1 | 2.1 | 100 | 53 | 215656557
FRIEDRICH | FRP15AY48AJ2N | TCFY4824STANM | FR962V1005A21M4 | 45500 | 45500 | 15.2 | 10 | 8.1 | 2.1 | 100 | 53 | 215656555
FRIEDRICH | FRP15AY48AJ2N | TCFY4824STANM | FR97MV1155A24DH | 45500 | 45500 | 15.2 | 10 | 8.1 | 2.1 | 100 | 51 | 215656554
WEATHERKING | WP15AY48AJ2N | RCFY4824STANM | W802W1005A21DZ | 45500 | 45500 | 15.2 | 10 | 8.1 | 2.2 | 100 | 52 | 215655823
WEATHERKING | WP15AY48AJ2N | TCFY4824STANM | W802W0755A21UH | 45500 | 45500 | 15.2 | 10 | 8.1 | 2.1 | 100 | 53 | 215655822
RUUD | RP15AY48AJ2N | RCFY4821STANM | R802V0755A21UH | 45500 | 45500 | 15.2 | 10 | 8.1 | 2.1 | 100 | 53 | 215655821
RUUD | WP15AY48AJ2N | RCFY4821STANM | R802V1004A17UH | 45500 | 45500 | 15.2 | 10 | 8.1 | 2.1 | 100 | 53 | 215655820
RHEEM | WP15AY48AJ2N | RCFY4824STANM | R802V0755A21DZ | 45500 | 45500 | 15.2 | 10 | 8.1 | 2.1 | 100 | 53 | 215655819
FRIEDRICH | FRP15AY48AJ2N | TCFY4821STANM | FR802V0755A21UH | 45500 | 45500 | 15.2 | 10 | 8.1 | 2.1 | 100 | 53 | 215655817
RUUD | WP15AY48AJ2N | RCFY4824STANM | R802V1505A24UH | 45500 | 45500 | 15.2 | 10 | 8.1 | 2.2 | 100 | 52 | 215655816
RUUD | RP15AY48AJ2N | RCFY4821STANM | R802V0754A17UH | 45500 | 45500 | 15.2 | 10 | 8.1 | 2.1 | 100 | 52 | 215655814
WEATHERKING | WP15AY48AJ2N | TCFY4821STANM | W802W0754A17DZ | 45500 | 45500 | 15.2 | 10 | 8.1 | 2.1 | 100 | 54 | 215655813
RUUD | WP15AY48AJ2N | RCFY4824STANM | R802V1255A24DZ | 45500 | 45500 | 15.2 | 10 | 8.1 | 2.2 | 100 | 52 | 215655812
FRIEDRICH | FRP15AY42AJ2N | TCFY4824STANM | FR802V1255A24UH | 40000 | 40000 | 16 | 11.7 | 8.1 | 2 | 100 | 47 | 215655188
FRIEDRICH | FRP15AY42AJ2N | TCFY4821STANM | FR801V1005A21UHU | 40000 | 40000 | 16 | 11.7 | 8.1 | 2 | 100 | 47 | 215655187
FRIEDRICH | FWP15AY42AJ2N | TCFY4821STANM | FR802V1005A21UH | 40000 | 40000 | 15.2 | 11.7 | 8.1 | 2 | 100 | 47 | 215655186
FRIEDRICH | FRP15AY42AJ2N | TCFY4821STANM | FR802V0754A17DZ | 40000 | 40000 | 16 | 11.7 | 8.1 | 2 | 100 | 48 | 215655185
WEATHERKING | WP15AY42AJ2N | RCFY4824STANM | W802W0755A21UH | 40000 | 40000 | 15.2 | 11.7 | 8.1 | 2 | 100 | 47 | 215655184
RHEEM | WP15AY42AJ2N | RCFY4824STANM | R802V1255A24DZ | 40000 | 40000 | 15.2 | 11.7 | 8.1 | 2 | 100 | 47 | 215655183
RHEEM | RP15AY42AJ2N | RCFY4821STANM | R801V0504A17UHU | 40000 | 40000 | 15.2 | 10 | 8.1 | 2 | 100 | 49 | 215655182
SURE | SP15AY42AJ2N | TCFY4821STANM | S802V0755A21DZ | 40000 | 40000 | 16 | 11.7 | 8.1 | 2 | 100 | 47 | 215655181
RHEEM | RP15AY42AJ2N | RCFY4824STANM | R802V1505A24UH | 40000 | 40000 | 16 | 11.7 | 8.1 | 2 | 100 | 47 | 215655180
RHEEM | WP15AY42AJ2N | RCFY4821STANM | R801V0504A17UHU | 40000 | 40000 | 15.2 | 10 | 8.1 | 2 | 100 | 49 | 215655179
WEATHERKING | WP15AY42AJ2N | TCFY4821STANM | W802W0754A17DZ | 40000 | 40000 | 15.2 | 11.7 | 8.1 | 2 | 100 | 48 | 215655178
WEATHERKING | WP15AY42AJ2N | RCFY4824STANM | W801W0755A21DZ | 40000 | 40000 | 15.2 | 11.7 | 8.1 | 2 | 100 | 47 | 215655177
RUUD | WP15AY42AJ2N | RCFY4821STANM | R802V0754A17UH | 40000 | 40000 | 15.2 | 11.7 | 8.1 | 2 | 100 | 47 | 215655176
WEATHERKING | WP15AY42AJ2N | RCFY4824STANM | W801W1255A24DZ | 40000 | 40000 | 15.2 | 11.7 | 8.1 | 2 | 100 | 47 | 215655175
RUSSELL | SP15AY42AJ2N | TCFY4821STANM | S801V0504A17UHN | 40000 | 40000 | 16 | 10 | 8.1 | 2 | 100 | 49 | 215655174
RHEEM | WP15AY42AJ2N | RCFY4824STANM | R801V1505A24UH | 40000 | 40000 | 15.2 | 11.7 | 8.1 | 2 | 100 | 47 | 215655173
SURE | SP15AY42AJ2N | TCFY4821STANM | S802V1005A21UH | 40000 | 40000 | 16 | 11.7 | 8.1 | 2 | 100 | 47 | 215655172
RUUD | WP15AY42AJ2N | RCFY4824STANM | R802V0755A21DZ | 40000 | 40000 | 15.2 | 11.7 | 8.1 | 2 | 100 | 47 | 215655171
RHEEM | RP15AY42AJ2N | RCFY4824STANM | R801V0755A21DZ | 40000 | 40000 | 16 | 11.7 | 8.1 | 2 | 100 | 47 | 215655170
RUSSELL | SP15AY42AJ2N | TCFY4824STANM | S802V1255A24UH | 40000 | 40000 | 16 | 11.7 | 8.1 | 2 | 100 | 47 | 215655169
FRIEDRICH | FWP15AY42AJ2N | TCFY4821STANM | FR801V0504A17UHN | 40000 | 40000 | 15.2 | 10 | 8.1 | 2 | 100 | 49 | 215655168
WEATHERKING | WP15AY42AJ2N | RCFY4821STANM | W802W0504A17UH | 40000 | 40000 | 15.2 | 10 | 8.1 | 2 | 100 | 49 | 215655167
RUSSELL | SP15AY42AJ2N | TCFY4821STANM | S802V1005A21UH | 40000 | 40000 | 16 | 11.7 | 8.1 | 2 | 100 | 47 | 215655166
RUUD | WP15AY42AJ2N | RCFY4824STANM | R801V1505A24UH | 40000 | 40000 | 15.2 | 11.7 | 8.1 | 2 | 100 | 47 | 215655165
RUSSELL | SP15AY42AJ2N | TCFY4821STANM | S802V0754A17UH | 40000 | 40000 | 16 | 11.7 | 8.1 | 2 | 100 | 47 | 215655164
FRIEDRICH | FWP15AY42AJ2N | TCFY4821STANM | FR801V1005A21UHU | 40000 | 40000 | 15.2 | 11.7 | 8.1 | 2 | 100 | 47 | 215655163
RHEEM | RP15AY42AJ2N | RCFY4821STANM | R802V0755A21DZ | 40000 | 40000 | 16 | 11.7 | 8.1 | 2 | 100 | 47 | 215655162
RUUD | RP15AY48AJ2N | RCFY4824STANM | R801V1255A24DZ | 45500 | 45500 | 15.2 | 10 | 8.1 | 2.2 | 100 | 52 | 215656139
FRIEDRICH | FWP15AY48AJ2N | TCFY4821STANM | FR801V1005A21DZ | 45500 | 45500 | 15.2 | 10 | 8.1 | 2.2 | 100 | 52 | 215656138
FRIEDRICH | FRP15AY48AJ2N | TCFY4821STANM | FR801V0754A17UH | 45500 | 45500 | 15.2 | 10 | 8.1 | 2.1 | 100 | 52 | 215656140
RHEEM | WP15AY48AJ2N | RCFY4821STANM | R801V0504A17UHN | 45500 | 45500 | 15.2 | 10 | 8.1 | 2.1 | 100 | 54 | 215656141
FRIEDRICH | FWP15AY48AJ2N | TCFY4821STANM | FR801V1005A21UHS | 45500 | 45500 | 15.2 | 10 | 8.1 | 2.2 | 100 | 52 | 215656142
RUSSELL | SP15AY48AJ2N | TCFY4821STANM | S801V1005A21DZ | 45500 | 45500 | 15.2 | 10 | 8.1 | 2.2 | 100 | 52 | 215656143
SURE | SP15AY48AJ2N | TCFY4824STANM | S801V1005A21UHN | 45500 | 45500 | 15.2 | 10 | 8.1 | 2.2 | 100 | 52 | 215656144
RHEEM | RP15AY48AJ2N | RCFY4824STANM | R801V0755A21DZ | 45500 | 45500 | 15.2 | 10 | 8.1 | 2.1 | 100 | 53 | 215656145
RHEEM | WP15AY48AJ2N | RCFY4824STANM | R801V0755A21UH | 45500 | 45500 | 15.2 | 10 | 8.1 | 2.1 | 100 | 53 | 215656146
SURE | SP15AY48AJ2N | TCFY4824STANM | S801V1505A24UH | 45500 | 45500 | 15.2 | 10 | 8.1 | 2.2 | 100 | 52 | 215656147
RUSSELL | SP15AY48AJ2N | TCFY4824STANM | S801V1505A24UH | 45500 | 45500 | 15.2 | 10 | 8.1 | 2.2 | 100 | 52 | 215656148
RHEEM | WP15AY48AJ2N | RCFY4821STANM | R801V1005A21DZ | 45500 | 45500 | 15.2 | 10 | 8.1 | 2.2 | 100 | 52 | 215656149
SURE | SP15AY48AJ2N | TCFY4824STANM | S801V1005A21UHS | 45500 | 45500 | 15.2 | 10 | 8.1 | 2.2 | 100 | 52 | 215656150
RHEEM | WP15AY48AJ2N | RCFY4821STANM | R801V0704A17UH | 45500 | 45500 | 15.2 | 10 | 8.1 | 2.1 | 100 | 54 | 215656151
FRIEDRICH | FRP15AY48AJ2N | TCFY4821STANM | FR801V0504A17UHN | 45500 | 45500 | 15.2 | 10 | 8.1 | 2.1 | 100 | 54 | 215656152
RUUD | WP15AY48AJ2N | RCFY4821STANM | R801V0704A17UH | 45500 | 45500 | 15.2 | 10 | 8.1 | 2.1 | 100 | 54 | 215656153
RUSSELL | SP15AY48AJ2N | TCFY4824STANM | S801V1005A21UHN | 45500 | 45500 | 15.2 | 10 | 8.1 | 2.2 | 100 | 52 | 215656154
RHEEM | WP15AY48AJ2N | RCFY4821STANM | R801V0504A17UHS | 45500 | 45500 | 15.2 | 10 | 8.1 | 2.1 | 100 | 54 | 215656155
RHEEM | WP15AY48AJ2N | RCFY4821STANM | R801V0754A17DZ | 45500 | 45500 | 15.2 | 10 | 8.1 | 2.1 | 100 | 54 | 215656157
RHEEM | RP15AY48AJ2N | RCFY4821STANM | R801V0504A17UHN | 45500 | 45500 | 15.2 | 10 | 8.1 | 2.1 | 100 | 54 | 215656158
RHEEM | WP15AY48AJ2N | RCFY4821STANM | R801V1005A21UHU | 45500 | 45500 | 15.2 | 10 | 8.1 | 2.1 | 100 | 53 | 215656159
FRIEDRICH | FWP15AY48AJ2N | TCFY4821STANM | FR801V0504A17UHS | 45500 | 45500 | 15.2 | 10 | 8.1 | 2.1 | 100 | 54 | 215656160
FRIEDRICH | FWP15AY48AJ2N | TCFY4821STANM | FR801V0755A21UH | 45500 | 45500 | 15.2 | 10 | 8.1 | 2.1 | 100 | 53 | 215656156
FRIEDRICH | FWP15AY48AJ2N | TCFY4824STANM | FR801V1005A21UHS | 45500 | 45500 | 15.2 | 10 | 8.1 | 2.2 | 100 | 52 | 215656161
RUSSELL | SP15AY48AJ2N | TCFY4824STANM | S801V1005A21UHS | 45500 | 45500 | 15.2 | 10 | 8.1 | 2.2 | 100 | 52 | 215656162
RUSSELL | SP15AY48AJ2N | TCFY4824STANM | S801V1255A24UH | 45500 | 45500 | 15.2 | 10 | 8.1 | 2.2 | 100 | 52 | 215656163
RUUD | RP15AY48AJ2N | RCFY4821STANM | R801V1005A21UHN | 45500 | 45500 | 15.2 | 10 | 8.1 | 2.2 | 100 | 52 | 215656164
FRIEDRICH | FWP15AY48AJ2N | TCFY4824STANM | FR801V0755A21DZ | 45500 | 45500 | 15.2 | 10 | 8.1 | 2.1 | 100 | 53 | 215656165
RHEEM | WP15AY48AJ2N | RCFY4824STANM | R801V1255A24UH | 45500 | 45500 | 15.2 | 10 | 8.1 | 2.2 | 100 | 52 | 215656169
RHEEM | WP15AY48AJ2N | RCFY4821STANM | R801V1005A21UHS | 45500 | 45500 | 15.2 | 10 | 8.1 | 2.2 | 100 | 52 | 215656170
RHEEM | RP15AY48AJ2N | RCFY4821STANM | R801V0755A21DZ | 45500 | 45500 | 15.2 | 10 | 8.1 | 2.1 | 100 | 53 | 215656171
RHEEM | RP15AY48AJ2N | RCFY4821STANM | R801V0504A17UHS | 45500 | 45500 | 15.2 | 10 | 8.1 | 2.1 | 100 | 54 | 215656168
FRIEDRICH | FRP15AY48AJ2N | TCFY4824STANM | FR801V0755A21UH | 45500 | 45500 | 15.2 | 10 | 8.1 | 2.1 | 100 | 53 | 215656167
RHEEM | RP15AY48AJ2N | RCFY4824STANM | R801V1005A21UHS | 45500 | 45500 | 15.2 | 10 | 8.1 | 2.2 | 100 | 52 | 215656166
RHEEM | WP15AY48AJ2N | RCFY4821STANM | R801V0755A21DZ | 45500 | 45500 | 15.2 | 10 | 8.1 | 2.1 | 100 | 53 | 215656226
RUUD | WP15AY48AJ2N | RCFY4824STANM | R801V0755A21UH | 45500 | 45500 | 15.2 | 10 | 8.1 | 2.1 | 100 | 53 | 215656225
RUUD | WP15AY48AJ2N | RCFY4821STANM | R801V0504A17UHS | 45500 | 45500 | 15.2 | 10 | 8.1 | 2.1 | 100 | 54 | 215656224
WEATHERKING | WP15AY48AJ2N | TCFY4821STANM | W801W1005A21UHN | 45500 | 45500 | 15.2 | 10 | 8.1 | 2.2 | 100 | 52 | 215656223
SURE | SP15AY48AJ2N | TCFY4821STANM | S801V1005A21UHS | 45500 | 45500 | 15.2 | 10 | 8.1 | 2.2 | 100 | 52 | 215656222
RUUD | WP15AY48AJ2N | RCFY4821STANM | R801V0504A17UHN | 45500 | 45500 | 15.2 | 10 | 8.1 | 2.1 | 100 | 54 | 215656221
RHEEM | WP15AY48AJ2N | RCFY4821STANM | R801V0755A21UH | 45500 | 45500 | 15.2 | 10 | 8.1 | 2.1 | 100 | 53 | 215656220
RUUD | WP15AY48AJ2N | RCFY4824STANM | R801V0755A21DZ | 45500 | 45500 | 15.2 | 10 | 8.1 | 2.1 | 100 | 53 | 215656219
RUSSELL | SP15AY48AJ2N | TCFY4821STANM | S801V1005A21UHS | 45500 | 45500 | 15.2 | 10 | 8.1 | 2.2 | 100 | 52 | 215656218
WEATHERKING | WP15AY48AJ2N | TCFY4824STANM | W801W1255A24DZ | 45500 | 45500 | 15.2 | 10 | 8.1 | 2.2 | 100 | 52 | 215656217
RUUD | RP15AY48AJ2N | RCFY4821STANM | R801V0504A17UHS | 45500 | 45500 | 15.2 | 10 | 8.1 | 2.1 | 100 | 54 | 215656216
SURE | SP15AY48AJ2N | TCFY4821STANM | S801V1005A21UHN | 45500 | 45500 | 15.2 | 10 | 8.1 | 2.2 | 100 | 52 | 215656215
RUUD | WP15AY48AJ2N | RCFY4824STANM | R801V1255A24UH | 45500 | 45500 | 15.2 | 10 | 8.1 | 2.2 | 100 | 52 | 215656214
RUUD | RP15AY48AJ2N | RCFY4824STANM | R801V1005A21UHS | 45500 | 45500 | 15.2 | 10 | 8.1 | 2.2 | 100 | 52 | 215656213
SURE | SP15AY48AJ2N | TCFY4824STANM | S801V1255A24UH | 45500 | 45500 | 15.2 | 10 | 8.1 | 2.2 | 100 | 52 | 215656212
RHEEM | WP15AY48AJ2N | RCFY4824STANM | R801V1005A21UHS | 45500 | 45500 | 15.2 | 10 | 8.1 | 2.2 | 100 | 52 | 215656211
RUSSELL | SP15AY48AJ2N | TCFY4821STANM | S801V1005A21UHN | 45500 | 45500 | 15.2 | 10 | 8.1 | 2.2 | 100 | 52 | 215656210
FRIEDRICH | FWP15AY48AJ2N | TCFY4824STANM | FR801V1005A21UHN | 45500 | 45500 | 15.2 | 10 | 8.1 | 2.2 | 100 | 52 | 215656209
WEATHERKING | WP15AY48AJ2N | RCFY4821STANM | W801W0504A17UHS | 45500 | 45500 | 15.2 | 10 | 8.1 | 2.1 | 100 | 54 | 215656208
RUUD | WP15AY48AJ2N | RCFY4821STANM | R801V0755A21UH | 45500 | 45500 | 15.2 | 10 | 8.1 | 2.1 | 100 | 53 | 215656207
RHEEM | RP15AY48AJ2N | RCFY4824STANM | R801V0755A21UH | 45500 | 45500 | 15.2 | 10 | 8.1 | 2.1 | 100 | 53 | 215656206
FRIEDRICH | FWP15AY48AJ2N | TCFY4824STANM | FR801V1005A21DZ | 45500 | 45500 | 15.2 | 10 | 8.1 | 2.2 | 100 | 52 | 215656205
WEATHERKING | WP15AY48AJ2N | TCFY4821STANM | W801W0754A17DZ | 45500 | 45500 | 15.2 | 10 | 8.1 | 2.1 | 100 | 54 | 215656204
RUUD | RP15AY48AJ2N | RCFY4821STANM | R801V0504A17UHN | 45500 | 45500 | 15.2 | 10 | 8.1 | 2.1 | 100 | 54 | 215656203
FRIEDRICH | FWP15AY48AJ2N | TCFY4824STANM | FR801V1005A21UHU | 45500 | 45500 | 15.2 | 10 | 8.1 | 2.1 | 100 | 53 | 215656202
RHEEM | RP15AY48AJ2N | RCFY4824STANM | R801V1255A24UH | 45500 | 45500 | 15.2 | 10 | 8.1 | 2.2 | 100 | 52 | 215656201
RHEEM | RP15AY48AJ2N | RCFY4824STANM | R801V1005A21UHN | 45500 | 45500 | 15.2 | 10 | 8.1 | 2.2 | 100 | 52 | 215656200
RHEEM | RP15AY48AJ2N | RCFY4821STANM | R801V1005A21UHN | 45500 | 45500 | 15.2 | 10 | 8.1 | 2.2 | 100 | 52 | 215656199
FRIEDRICH | FWP15AY48AJ2N | TCFY4821STANM | FR801V0755A21DZ | 45500 | 45500 | 15.2 | 10 | 8.1 | 2.1 | 100 | 53 | 215656198
RUUD | WP15AY48AJ2N | RCFY4824STANM | R801V1005A21DZ | 45500 | 45500 | 15.2 | 10 | 8.1 | 2.2 | 100 | 52 | 215656197
FRIEDRICH | FRP15AY48AJ2N | TCFY4821STANM | FR801V0754A17DZ | 45500 | 45500 | 15.2 | 10 | 8.1 | 2.1 | 100 | 54 | 215656196
WEATHERKING | WP15AY48AJ2N | RCFY4821STANM | W801W0755A21UH | 45500 | 45500 | 15.2 | 10 | 8.1 | 2.1 | 100 | 53 | 215656195
SURE | SP15AY48AJ2N | TCFY4821STANM | S801V0755A21DZ | 45500 | 45500 | 15.2 | 10 | 8.1 | 2.1 | 100 | 53 | 215656194
SURE | SP15AY48AJ2N | TCFY4821STANM | S921V0705A21M4 | 45500 | 45500 | 15.2 | 10 | 8.1 | 2.1 | 100 | 53 | 215655524
RUUD | WP15AY48AJ2N | RCFY4824STANM | R951V1005A21UH | 45500 | 45500 | 15.2 | 10 | 8.1 | 2.1 | 100 | 53 | 215655523
FRIEDRICH | FWP15AY48AJ2N | TCFY4824STANM | FR921V1155A24M4 | 45500 | 45500 | 15.2 | 10 | 8.1 | 2.1 | 100 | 53 | 215655522
WEATHERKING | WP15AY48AJ2N | TCFY4821STANM | W951W0855A21M4 | 45500 | 45500 | 15.2 | 10 | 8.1 | 2.1 | 100 | 54 | 215655521
WEATHERKING | WP15AY48AJ2N | RCFY4824STANM | W951W1005A21M4 | 45500 | 45500 | 15.2 | 10 | 8.1 | 2.1 | 100 | 53 | 215655520
SURE | SP15AY48AJ2N | TCFY4821STANM | S921V0855A21M4 | 45500 | 45500 | 15.2 | 10 | 8.1 | 2.1 | 100 | 54 | 215655519
RUUD | RP15AY48AJ2N | RCFY4824STANM | R921V1155A24M4 | 45500 | 45500 | 15.2 | 10 | 8.1 | 2.1 | 100 | 53 | 215655518
WEATHERKING | WP15AY48AJ2N | TCFY4824STANM | W951W0855A21M4 | 45500 | 45500 | 15.2 | 10 | 8.1 | 2.1 | 100 | 54 | 215655517
WEATHERKING | WP15AY48AJ2N | TCFY4821STANM | W921W0705A21M4 | 45500 | 45500 | 15.2 | 10 | 8.1 | 2.1 | 100 | 53 | 215655516
SURE | SP15AY48AJ2N | TCFY4824STANM | S951V0705A21UHU | 45500 | 45500 | 15.2 | 10 | 8.1 | 2.1 | 100 | 53 | 215655515
RUSSELL | SP15AY48AJ2N | TCFY4824STANM | S951V0705A21UHU | 45500 | 45500 | 15.2 | 10 | 8.1 | 2.1 | 100 | 53 | 215655514
FRIEDRICH | FRP15AY48AJ2N | TCFY4824STANM | FR921V1155A24M4 | 45500 | 45500 | 15.2 | 10 | 8.1 | 2.1 | 100 | 53 | 215655513
FRIEDRICH | FWP15AY48AJ2N | TCFY4821STANM | FR921V1005A21M4 | 45500 | 45500 | 15.2 | 10 | 8.1 | 2.1 | 100 | 53 | 215655512
FRIEDRICH | FWP15AY48AJ2N | TCFY4821STANM | FR951V0705A21UHU | 45500 | 45500 | 15.2 | 10 | 8.1 | 2.1 | 100 | 53 | 215655511
WEATHERKING | WP15AY48AJ2N | TCFY4821STANM | W921W0855A21M4 | 45500 | 45500 | 15.2 | 10 | 8.1 | 2.1 | 100 | 54 | 215655510
RHEEM | RP15AY48AJ2N | RCFY4821STANM | R951V0705A21M4 | 45500 | 45500 | 15.2 | 10 | 8.1 | 2.1 | 100 | 53 | 215655509
RHEEM | RP15AY48AJ2N | RCFY4824STANM | R951V1155A24M4 | 45500 | 45500 | 15.2 | 10 | 8.1 | 2.1 | 100 | 53 | 215655508
RHEEM | WP15AY48AJ2N | RCFY4821STANM | R951V0705A21UHU | 45500 | 45500 | 15.2 | 10 | 8.1 | 2.1 | 100 | 53 | 215655507
FRIEDRICH | FWP15AY48AJ2N | TCFY4824STANM | FR921V1005A21M4 | 45500 | 45500 | 15.2 | 10 | 8.1 | 2.1 | 100 | 53 | 215655506
WEATHERKING | WP15AY48AJ2N | TCFY4821STANM | W951W1005A21UH | 45500 | 45500 | 15.2 | 10 | 8.1 | 2.1 | 100 | 53 | 215655505
FRIEDRICH | FRP15AY48AJ2N | TCFY4821STANM | FR921V1005A21M4 | 45500 | 45500 | 15.2 | 10 | 8.1 | 2.1 | 100 | 53 | 215655504
RHEEM | RP15AY48AJ2N | RCFY4821STANM | R951V1005A21UH | 45500 | 45500 | 15.2 | 10 | 8.1 | 2.1 | 100 | 53 | 215655503
RUUD | WP15AY48AJ2N | RCFY4821STANM | R921V1005A21M4 | 45500 | 45500 | 15.2 | 10 | 8.1 | 2.1 | 100 | 53 | 215655502
RUUD | RP15AY48AJ2N | RCFY4824STANM | R921V1005A21M4 | 45500 | 45500 | 15.2 | 10 | 8.1 | 2.1 | 100 | 53 | 215655501
WEATHERKING | WP15AY48AJ2N | RCFY4824STANM | W951W0855A21M4 | 45500 | 45500 | 15.2 | 10 | 8.1 | 2.1 | 100 | 54 | 215655500
RUUD | RP15AY48AJ2N | RCFY4824STANM | R951V1005A21M4 | 45500 | 45500 | 15.2 | 10 | 8.1 | 2.1 | 100 | 53 | 215655499
RUSSELL | SP15AY48AJ2N | TCFY4821STANM | S921V0705A21M4 | 45500 | 45500 | 15.2 | 10 | 8.1 | 2.1 | 100 | 53 | 215655498
RUSSELL | SP15AY48AJ2N | TCFY4821STANM | S951V0855A21M4 | 45500 | 45500 | 15.2 | 10 | 8.1 | 2.1 | 100 | 54 | 215655497
RHEEM | RP15AY48AJ2N | RCFY4821STANM | R921V0705A21M4 | 45500 | 45500 | 15.2 | 10 | 8.1 | 2.1 | 100 | 53 | 215655496
WEATHERKING | WP15AY48AJ2N | TCFY4821STANM | W951W0705A21M4 | 45500 | 45500 | 15.2 | 10 | 8.1 | 2.1 | 100 | 53 | 215655495
RHEEM | WP15AY48AJ2N | RCFY4821STANM | R951V0855A21M4 | 45500 | 45500 | 15.2 | 10 | 8.1 | 2.1 | 100 | 54 | 215655494
RUSSELL | SP15AY48AJ2N | TCFY4821STANM | S921V0855A21M4 | 45500 | 45500 | 15.2 | 10 | 8.1 | 2.1 | 100 | 54 | 215655493
RHEEM | WP15AY48AJ2N | RCFY4824STANM | R951V0705A21UHU | 45500 | 45500 | 15.2 | 10 | 8.1 | 2.1 | 100 | 53 | 215655492
RHEEM | WP15AY48AJ2N | RCFY4821STANM | R921V1005A21M4 | 45500 | 45500 | 15.2 | 10 | 8.1 | 2.1 | 100 | 53 | 215655491
SURE | SP15AY48AJ2N | TCFY4824STANM | S951V0705A21M4 | 45500 | 45500 | 15.2 | 10 | 8.1 | 2.1 | 100 | 53 | 215655490
RUSSELL | SP15AY48AJ2N | TCFY4824STANM | S951V0705A21M4 | 45500 | 45500 | 15.2 | 10 | 8.1 | 2.1 | 100 | 53 | 215655489
RUUD | RP15AY48AJ2N | RCFY4821STANM | R951V0705A21M4 | 45500 | 45500 | 15.2 | 10 | 8.1 | 2.1 | 100 | 53 | 215655488
RHEEM | RP15AY42AJ2N | RCFY4821STANM | R802V0754A17DZ | 40000 | 40000 | 16 | 11.7 | 8.1 | 2 | 100 | 48 | 215655487
RUUD | WP15AY42AJ2N | RCFY4821STANM | R801V1005A21UHN | 40000 | 40000 | 15.2 | 11.7 | 8.1 | 2 | 100 | 47 | 215655486
FRIEDRICH | FRP15AY42AJ2N | TCFY4824STANM | FR801V0755A21UH | 40000 | 40000 | 16 | 11.7 | 8.1 | 2 | 100 | 47 | 215655485
WEATHERKING | WP15AY42AJ2N | RCFY4821STANM | W801W1004A17UH | 40000 | 40000 | 15.2 | 11.7 | 8.1 | 2 | 100 | 48 | 215655484
RUSSELL | SP15AY42AJ2N | TCFY4821STANM | S801V0755A21UH | 40000 | 40000 | 16 | 11.7 | 8.1 | 2 | 100 | 47 | 215655483
RUSSELL | SP15AY42AJ2N | TCFY4821STANM | S801V0754A17UH | 40000 | 40000 | 16 | 11.7 | 8.1 | 2 | 100 | 47 | 215655482
FRIEDRICH | FRP15AY42AJ2N | TCFY4821STANM | FR801V0504A17UHS | 40000 | 40000 | 16 | 10 | 8.1 | 2 | 100 | 49 | 215655481
WEATHERKING | WP15AY42AJ2N | TCFY4824STANM | W801W0755A21DZ | 40000 | 40000 | 15.2 | 11.7 | 8.1 | 2 | 100 | 47 | 215655480
RUSSELL | SP15AY42AJ2N | TCFY4824STANM | S801V1005A21DZ | 40000 | 40000 | 16 | 11.7 | 8.1 | 2 | 100 | 47 | 215655479
WEATHERKING | WP15AY42AJ2N | RCFY4824STANM | W802W0755A21DZ | 40000 | 40000 | 15.2 | 11.7 | 8.1 | 2 | 100 | 47 | 215655478
WEATHERKING | WP15AY42AJ2N | TCFY4821STANM | W801W1005A21UHS | 40000 | 40000 | 15.2 | 11.7 | 8.1 | 2 | 100 | 47 | 215655477
RUUD | RP15AY42AJ2N | RCFY4821STANM | R802V0755A21UH | 40000 | 40000 | 16 | 11.7 | 8.1 | 2 | 100 | 47 | 215655476
RUSSELL | SP15AY42AJ2N | TCFY4821STANM | S801V0754A17DZ | 40000 | 40000 | 16 | 11.7 | 8.1 | 2 | 100 | 48 | 215655475
RUUD | WP15AY42AJ2N | RCFY4821STANM | R801V0704A17UH | 40000 | 40000 | 15.2 | 11.7 | 8.1 | 2 | 100 | 48 | 215655474
SURE | SP15AY42AJ2N | TCFY4821STANM | S801V0754A17UH | 40000 | 40000 | 16 | 11.7 | 8.1 | 2 | 100 | 47 | 215655473
SURE | SP15AY42AJ2N | TCFY4824STANM | S802V1505A24UH | 40000 | 40000 | 16 | 11.7 | 8.1 | 2 | 100 | 47 | 215655472
FRIEDRICH | FRP15AY42AJ2N | TCFY4821STANM | FR801V0755A21DZ | 40000 | 40000 | 16 | 11.7 | 8.1 | 2 | 100 | 47 | 215655471
WEATHERKING | WP15AY42AJ2N | TCFY4821STANM | W801W0755A21DZ | 40000 | 40000 | 15.2 | 11.7 | 8.1 | 2 | 100 | 47 | 215655470
RHEEM | RP15AY42AJ2N | RCFY4824STANM | R802V0755A21UH | 40000 | 40000 | 16 | 11.7 | 8.1 | 2 | 100 | 47 | 215655469
SURE | SP15AY48AJ2N | TCFY4824STANM | S801V1255A24DZ | 45500 | 45500 | 15.2 | 10 | 8.1 | 2.2 | 100 | 52 | 215656193
WEATHERKING | WP15AY48AJ2N | TCFY4821STANM | W801W1005A21DZ | 45500 | 45500 | 15.2 | 10 | 8.1 | 2.2 | 100 | 52 | 215656192
FRIEDRICH | FWP15AY48AJ2N | TCFY4824STANM | FR801V0755A21UH | 45500 | 45500 | 15.2 | 10 | 8.1 | 2.1 | 100 | 53 | 215656191
RUUD | WP15AY48AJ2N | RCFY4821STANM | R801V0755A21DZ | 45500 | 45500 | 15.2 | 10 | 8.1 | 2.1 | 100 | 53 | 215656190
RUUD | WP15AY48AJ2N | RCFY4824STANM | R801V1005A21UHU | 45500 | 45500 | 15.2 | 10 | 8.1 | 2.1 | 100 | 53 | 215656189
RUSSELL | SP15AY48AJ2N | TCFY4821STANM | S801V1004A17UH | 45500 | 45500 | 15.2 | 10 | 8.1 | 2.1 | 100 | 53 | 215656188
WEATHERKING | WP15AY48AJ2N | TCFY4821STANM | W801W1005A21UHS | 45500 | 45500 | 15.2 | 10 | 8.1 | 2.2 | 100 | 52 | 215656187
SURE | SP15AY48AJ2N | TCFY4821STANM | S801V1005A21DZ | 45500 | 45500 | 15.2 | 10 | 8.1 | 2.2 | 100 | 52 | 215656186
WEATHERKING | WP15AY48AJ2N | RCFY4824STANM | W801W0755A21DZ | 45500 | 45500 | 15.2 | 10 | 8.1 | 2.1 | 100 | 53 | 215656185
RHEEM | WP15AY48AJ2N | RCFY4824STANM | R801V1005A21DZ | 45500 | 45500 | 15.2 | 10 | 8.1 | 2.2 | 100 | 52 | 215656184
RHEEM | RP15AY48AJ2N | RCFY4821STANM | R801V0704A17UH | 45500 | 45500 | 15.2 | 10 | 8.1 | 2.1 | 100 | 54 | 215656183
WEATHERKING | WP15AY48AJ2N | TCFY4821STANM | W801W0504A17UHS | 45500 | 45500 | 15.2 | 10 | 8.1 | 2.1 | 100 | 54 | 215656182
RHEEM | WP15AY48AJ2N | RCFY4824STANM | R801V1005A21UHU | 45500 | 45500 | 15.2 | 10 | 8.1 | 2.1 | 100 | 53 | 215656181
RUSSELL | SP15AY48AJ2N | TCFY4821STANM | S801V0755A21DZ | 45500 | 45500 | 15.2 | 10 | 8.1 | 2.1 | 100 | 53 | 215656180
FRIEDRICH | FRP15AY48AJ2N | TCFY4824STANM | FR801V1005A21UHS | 45500 | 45500 | 15.2 | 10 | 8.1 | 2.2 | 100 | 52 | 215656179
RHEEM | WP15AY48AJ2N | RCFY4824STANM | R801V0755A21DZ | 45500 | 45500 | 15.2 | 10 | 8.1 | 2.1 | 100 | 53 | 215656178
FRIEDRICH | FWP15AY48AJ2N | TCFY4824STANM | FR801V1255A24UH | 45500 | 45500 | 15.2 | 10 | 8.1 | 2.2 | 100 | 52 | 215656177
RUUD | RP15AY48AJ2N | RCFY4821STANM | R801V1004A17UH | 45500 | 45500 | 15.2 | 10 | 8.1 | 2.1 | 100 | 53 | 215656176
SURE | SP15AY48AJ2N | TCFY4821STANM | S801V0704A17UH | 45500 | 45500 | 15.2 | 10 | 8.1 | 2.1 | 100 | 54 | 215656175
FRIEDRICH | FWP15AY48AJ2N | TCFY4821STANM | FR801V1004A17UH | 45500 | 45500 | 15.2 | 10 | 8.1 | 2.1 | 100 | 53 | 215656174
SURE | SP15AY48AJ2N | TCFY4821STANM | S801V1004A17UH | 45500 | 45500 | 15.2 | 10 | 8.1 | 2.1 | 100 | 53 | 215656173
RUUD | RP15AY48AJ2N | RCFY4821STANM | R801V0754A17UH | 45500 | 45500 | 15.2 | 10 | 8.1 | 2.1 | 100 | 52 | 215656172
FRIEDRICH | FWP15AY42AJ2N | TCFY4821STANM | FR801V0755A21UH | 40000 | 40000 | 15.2 | 11.7 | 8.1 | 2 | 100 | 47 | 215655413
RUSSELL | SP15AY42AJ2N | TCFY4821STANM | S801V1005A21UHU | 40000 | 40000 | 16 | 11.7 | 8.1 | 2 | 100 | 47 | 215655414
SURE | SP15AY42AJ2N | TCFY4821STANM | S801V1005A21UHU | 40000 | 40000 | 16 | 11.7 | 8.1 | 2 | 100 | 47 | 215655415
WEATHERKING | WP15AY42AJ2N | RCFY4821STANM | W801W1005A21UHN | 40000 | 40000 | 15.2 | 11.7 | 8.1 | 2 | 100 | 47 | 215655416
RHEEM | WP15AY42AJ2N | RCFY4821STANM | R801V1005A21UHS | 40000 | 40000 | 15.2 | 11.7 | 8.1 | 2 | 100 | 47 | 215655417
RHEEM | WP15AY42AJ2N | RCFY4824STANM | R801V1255A24UH | 40000 | 40000 | 15.2 | 11.7 | 8.1 | 2 | 100 | 47 | 215655418
WEATHERKING | WP15AY42AJ2N | RCFY4821STANM | W801W0755A21DZ | 40000 | 40000 | 15.2 | 11.7 | 8.1 | 2 | 100 | 47 | 215655419
FRIEDRICH | FRP15AY42AJ2N | TCFY4824STANM | FR802V0755A21UH | 40000 | 40000 | 16 | 11.7 | 8.1 | 2 | 100 | 47 | 215655420
RHEEM | WP15AY42AJ2N | RCFY4824STANM | R801V1005A21UHN | 40000 | 40000 | 15.2 | 11.7 | 8.1 | 2 | 100 | 47 | 215655421
WEATHERKING | WP15AY42AJ2N | RCFY4824STANM | W801W1005A21UHN | 40000 | 40000 | 15.2 | 11.7 | 8.1 | 2 | 100 | 47 | 215655422
SURE | SP15AY42AJ2N | TCFY4824STANM | S801V0755A21UH | 40000 | 40000 | 16 | 11.7 | 8.1 | 2 | 100 | 47 | 215655423
RHEEM | WP15AY42AJ2N | RCFY4824STANM | R802V0755A21UH | 40000 | 40000 | 15.2 | 11.7 | 8.1 | 2 | 100 | 47 | 215655424
WEATHERKING | WP15AY42AJ2N | TCFY4821STANM | W801W0504A17UHS | 40000 | 40000 | 15.2 | 10 | 8.1 | 2 | 100 | 49 | 215655425
FRIEDRICH | FRP15AY42AJ2N | TCFY4821STANM | FR801V0754A17UH | 40000 | 40000 | 16 | 11.7 | 8.1 | 2 | 100 | 47 | 215655426
FRIEDRICH | FWP15AY42AJ2N | TCFY4821STANM | FR802V1004A17UH | 40000 | 40000 | 15.2 | 11.7 | 8.1 | 2 | 100 | 48 | 215655427
RHEEM | WP15AY42AJ2N | RCFY4821STANM | R802V1005A21UH | 40000 | 40000 | 15.2 | 11.7 | 8.1 | 2 | 100 | 47 | 215655428
RUSSELL | SP15AY42AJ2N | TCFY4824STANM | S802V1505A24UH | 40000 | 40000 | 16 | 11.7 | 8.1 | 2 | 100 | 47 | 215655429
WEATHERKING | WP15AY42AJ2N | TCFY4821STANM | W802W0754A17UH | 40000 | 40000 | 15.2 | 11.7 | 8.1 | 2 | 100 | 47 | 215655430
RUUD | WP15AY42AJ2N | RCFY4824STANM | R802V1005A21DZ | 40000 | 40000 | 15.2 | 11.7 | 8.1 | 2 | 100 | 47 | 215655431
RUUD | RP15AY42AJ2N | RCFY4824STANM | R802V1005A21UH | 40000 | 40000 | 16 | 11.7 | 8.1 | 2 | 100 | 47 | 215655432
RUUD | WP15AY42AJ2N | RCFY4821STANM | R802V1005A21UH | 40000 | 40000 | 15.2 | 11.7 | 8.1 | 2 | 100 | 47 | 215655433
RUUD | RP15AY42AJ2N | RCFY4821STANM | R801V1005A21UHN | 40000 | 40000 | 16 | 11.7 | 8.1 | 2 | 100 | 47 | 215655434
SURE | SP15AY42AJ2N | TCFY4824STANM | S802V1005A21DZ | 40000 | 40000 | 16 | 11.7 | 8.1 | 2 | 100 | 47 | 215655435
WEATHERKING | WP15AY42AJ2N | TCFY4821STANM | W802W0504A17UH | 40000 | 40000 | 15.2 | 10 | 8.1 | 2 | 100 | 49 | 215655436
RUUD | RP15AY42AJ2N | RCFY4824STANM | R801V1005A21UHS | 40000 | 40000 | 16 | 11.7 | 8.1 | 2 | 100 | 47 | 215655437
RUSSELL | SP15AY42AJ2N | TCFY4824STANM | S802V1005A21DZ | 40000 | 40000 | 16 | 11.7 | 8.1 | 2 | 100 | 47 | 215655438
RHEEM | WP15AY42AJ2N | RCFY4821STANM | R801V0754A17DZ | 40000 | 40000 | 15.2 | 11.7 | 8.1 | 2 | 100 | 48 | 215655439
RUUD | WP15AY42AJ2N | RCFY4821STANM | R801V0504A17UHN | 40000 | 40000 | 15.2 | 10 | 8.1 | 2 | 100 | 49 | 215655440
RHEEM | RP15AY42AJ2N | RCFY4821STANM | R801V1005A21UHN | 40000 | 40000 | 16 | 11.7 | 8.1 | 2 | 100 | 47 | 215655441
RHEEM | RP15AY42AJ2N | RCFY4824STANM | R801V1005A21UHS | 40000 | 40000 | 16 | 11.7 | 8.1 | 2 | 100 | 47 | 215655442
RUSSELL | SP15AY42AJ2N | TCFY4824STANM | S801V0755A21UH | 40000 | 40000 | 16 | 11.7 | 8.1 | 2 | 100 | 47 | 215655443
WEATHERKING | WP15AY42AJ2N | TCFY4824STANM | W802W0755A21UH | 40000 | 40000 | 15.2 | 11.7 | 8.1 | 2 | 100 | 47 | 215655444
RUUD | WP15AY42AJ2N | RCFY4824STANM | R802V1505A24UH | 40000 | 40000 | 15.2 | 11.7 | 8.1 | 2 | 100 | 47 | 215655445
RHEEM | RP15AY42AJ2N | RCFY4824STANM | R801V1005A21DZ | 40000 | 40000 | 16 | 11.7 | 8.1 | 2 | 100 | 47 | 215655446
RHEEM | RP15AY42AJ2N | RCFY4824STANM | R801V1005A21UHU | 40000 | 40000 | 16 | 11.7 | 8.1 | 2 | 100 | 47 | 215655447
RUUD | WP15AY42AJ2N | RCFY4821STANM | R801V0504A17UHS | 40000 | 40000 | 15.2 | 10 | 8.1 | 2 | 100 | 49 | 215655448
RHEEM | RP15AY42AJ2N | RCFY4824STANM | R802V1005A21UH | 40000 | 40000 | 16 | 11.7 | 8.1 | 2 | 100 | 47 | 215655449
RUUD | WP15AY42AJ2N | RCFY4824STANM | R801V1255A24UH | 40000 | 40000 | 15.2 | 11.7 | 8.1 | 2 | 100 | 47 | 215655450
FRIEDRICH | FRP15AY42AJ2N | TCFY4824STANM | FR801V1005A21UHS | 40000 | 40000 | 16 | 11.7 | 8.1 | 2 | 100 | 47 | 215655451
FRIEDRICH | FWP15AY42AJ2N | TCFY4824STANM | FR802V1005A21DZ | 40000 | 40000 | 15.2 | 11.7 | 8.1 | 2 | 100 | 47 | 215655452
WEATHERKING | WP15AY42AJ2N | TCFY4821STANM | W801W1005A21DZ | 40000 | 40000 | 15.2 | 11.7 | 8.1 | 2 | 100 | 47 | 215655453
FRIEDRICH | FWP15AY42AJ2N | TCFY4824STANM | FR801V1005A21UHU | 40000 | 40000 | 15.2 | 11.7 | 8.1 | 2 | 100 | 47 | 215655454
FRIEDRICH | FRP15AY42AJ2N | TCFY4824STANM | FR802V0755A21DZ | 40000 | 40000 | 16 | 11.7 | 8.1 | 2 | 100 | 47 | 215655455
RHEEM | WP15AY42AJ2N | RCFY4824STANM | R801V1255A24DZ | 40000 | 40000 | 15.2 | 11.7 | 8.1 | 2 | 100 | 47 | 215655456
FRIEDRICH | FRP15AY42AJ2N | TCFY4824STANM | FR801V1255A24DZ | 40000 | 40000 | 16 | 11.7 | 8.1 | 2 | 100 | 47 | 215655457
FRIEDRICH | FRP15AY42AJ2N | TCFY4824STANM | FR802V1505A24UH | 40000 | 40000 | 16 | 11.7 | 8.1 | 2 | 100 | 47 | 215655458
RUUD | RP15AY42AJ2N | RCFY4821STANM | R802V1004A17UH | 40000 | 40000 | 16 | 11.7 | 8.1 | 2 | 100 | 48 | 215655459
FRIEDRICH | FRP15AY42AJ2N | TCFY4824STANM | FR801V0755A21DZ | 40000 | 40000 | 16 | 11.7 | 8.1 | 2 | 100 | 47 | 215655460
RUUD | WP15AY42AJ2N | RCFY4821STANM | R801V0755A21DZ | 40000 | 40000 | 15.2 | 11.7 | 8.1 | 2 | 100 | 47 | 215655461
RUUD | RP15AY42AJ2N | RCFY4824STANM | R801V1005A21UHN | 40000 | 40000 | 16 | 11.7 | 8.1 | 2 | 100 | 47 | 215655462
RHEEM | WP15AY42AJ2N | RCFY4821STANM | R802V0755A21UH | 40000 | 40000 | 15.2 | 11.7 | 8.1 | 2 | 100 | 47 | 215655463
RUSSELL | SP15AY42AJ2N | TCFY4821STANM | S801V0504A17UHU | 40000 | 40000 | 15.2 | 10 | 8.1 | 2 | 100 | 49 | 215655464
RUSSELL | SP15AY42AJ2N | TCFY4821STANM | S801V0504A17UHS | 40000 | 40000 | 16 | 10 | 8.1 | 2 | 100 | 49 | 215655465
SURE | SP15AY42AJ2N | TCFY4824STANM | S801V1005A21UHU | 40000 | 40000 | 16 | 11.7 | 8.1 | 2 | 100 | 47 | 215655466
RHEEM | WP15AY42AJ2N | RCFY4821STANM | R802V1004A17UH | 40000 | 40000 | 15.2 | 11.7 | 8.1 | 2 | 100 | 48 | 215655467
FRIEDRICH | FRP15AY42AJ2N | TCFY4821STANM | FR802V0504A17UH | 40000 | 40000 | 16 | 10 | 8.1 | 2 | 100 | 49 | 215655468
SURE | SP15AY42AJ2N | TCFY4824STANM | S801V1005A21UHN | 40000 | 40000 | 16 | 11.7 | 8.1 | 2 | 100 | 47 | 215655301
SURE | SP15AY42AJ2N | TCFY4824STANM | S802V0755A21UH | 40000 | 40000 | 16 | 11.7 | 8.1 | 2 | 100 | 47 | 215655302
SURE | SP15AY42AJ2N | TCFY4824STANM | S802V0755A21DZ | 40000 | 40000 | 16 | 11.7 | 8.1 | 2 | 100 | 47 | 215655303
WEATHERKING | WP15AY42AJ2N | TCFY4824STANM | W801W1255A24UH | 40000 | 40000 | 15.2 | 11.7 | 8.1 | 2 | 100 | 47 | 215655304
RUUD | RP15AY42AJ2N | RCFY4824STANM | R801V0755A21DZ | 40000 | 40000 | 16 | 11.7 | 8.1 | 2 | 100 | 47 | 215655305
RHEEM | WP15AY42AJ2N | RCFY4824STANM | R801V1005A21UHU | 40000 | 40000 | 15.2 | 11.7 | 8.1 | 2 | 100 | 47 | 215655306
WEATHERKING | WP15AY42AJ2N | RCFY4821STANM | W801W0754A17DZ | 40000 | 40000 | 15.2 | 11.7 | 8.1 | 2 | 100 | 48 | 215655307
RUSSELL | SP15AY42AJ2N | TCFY4824STANM | S802V0755A21UH | 40000 | 40000 | 16 | 11.7 | 8.1 | 2 | 100 | 47 | 215655308
WEATHERKING | WP15AY42AJ2N | TCFY4821STANM | W802W0755A21UH | 40000 | 40000 | 15.2 | 11.7 | 8.1 | 2 | 100 | 47 | 215655309
FRIEDRICH | FRP15AY42AJ2N | TCFY4821STANM | FR802V0755A21UH | 40000 | 40000 | 16 | 11.7 | 8.1 | 2 | 100 | 47 | 215655310
FRIEDRICH | FWP15AY42AJ2N | TCFY4821STANM | FR802V1005A21DZ | 40000 | 40000 | 15.2 | 11.7 | 8.1 | 2 | 100 | 47 | 215655311
FRIEDRICH | FWP15AY42AJ2N | TCFY4824STANM | FR802V1255A24UH | 40000 | 40000 | 15.2 | 11.7 | 8.1 | 2 | 100 | 47 | 215655312
SURE | SP15AY42AJ2N | TCFY4824STANM | S801V1005A21UHS | 40000 | 40000 | 16 | 11.7 | 8.1 | 2 | 100 | 47 | 215655313
WEATHERKING | WP15AY42AJ2N | RCFY4821STANM | W802W1005A21DZ | 40000 | 40000 | 15.2 | 11.7 | 8.1 | 2 | 100 | 47 | 215655314
WEATHERKING | WP15AY42AJ2N | TCFY4821STANM | W802W1005A21DZ | 40000 | 40000 | 15.2 | 11.7 | 8.1 | 2 | 100 | 47 | 215655315
RUUD | WP15AY42AJ2N | RCFY4821STANM | R802V0504A17UH | 40000 | 40000 | 15.2 | 10 | 8.1 | 2 | 100 | 49 | 215655316
WEATHERKING | WP15AY42AJ2N | RCFY4824STANM | W801W1005A21DZ | 40000 | 40000 | 15.2 | 11.7 | 8.1 | 2 | 100 | 47 | 215655317
RUSSELL | SP15AY42AJ2N | TCFY4821STANM | S802V0755A21UH | 40000 | 40000 | 16 | 11.7 | 8.1 | 2 | 100 | 47 | 215655318
RUUD | RP15AY42AJ2N | RCFY4821STANM | R801V1005A21UHU | 40000 | 40000 | 16 | 11.7 | 8.1 | 2 | 100 | 47 | 215655319
RUUD | WP15AY42AJ2N | RCFY4824STANM | R801V0755A21DZ | 40000 | 40000 | 15.2 | 11.7 | 8.1 | 2 | 100 | 47 | 215655320
RUUD | RP15AY42AJ2N | RCFY4824STANM | R802V1505A24UH | 40000 | 40000 | 16 | 11.7 | 8.1 | 2 | 100 | 47 | 215655321
RUUD | RP15AY42AJ2N | RCFY4821STANM | R801V0704A17UH | 40000 | 40000 | 16 | 11.7 | 8.1 | 2 | 100 | 48 | 215655322
RUSSELL | SP15AY42AJ2N | TCFY4824STANM | S801V1005A21UHS | 40000 | 40000 | 16 | 11.7 | 8.1 | 2 | 100 | 47 | 215655323
SURE | SP15AY42AJ2N | TCFY4821STANM | S801V1005A21UHS | 40000 | 40000 | 16 | 11.7 | 8.1 | 2 | 100 | 47 | 215655324
WEATHERKING | WP15AY42AJ2N | RCFY4824STANM | W802W1005A21DZ | 40000 | 40000 | 15.2 | 11.7 | 8.1 | 2 | 100 | 47 | 215655325
RUUD | WP15AY42AJ2N | RCFY4821STANM | R802V1005A21DZ | 40000 | 40000 | 15.2 | 11.7 | 8.1 | 2 | 100 | 47 | 215655326
RUUD | WP15AY42AJ2N | RCFY4821STANM | R801V1004A17UH | 40000 | 40000 | 15.2 | 11.7 | 8.1 | 2 | 100 | 48 | 215655327
RHEEM | WP15AY42AJ2N | RCFY4821STANM | R801V1005A21UHN | 40000 | 40000 | 15.2 | 11.7 | 8.1 | 2 | 100 | 47 | 215655328
RUUD | RP15AY42AJ2N | RCFY4821STANM | R801V0504A17UHS | 40000 | 40000 | 16 | 10 | 8.1 | 2 | 100 | 49 | 215655329
SURE | SP15AY42AJ2N | TCFY4824STANM | S801V1505A24UH | 40000 | 40000 | 16 | 11.7 | 8.1 | 2 | 100 | 47 | 215655330
WEATHERKING | WP15AY42AJ2N | TCFY4821STANM | W801W1005A21UHN | 40000 | 40000 | 15.2 | 11.7 | 8.1 | 2 | 100 | 47 | 215655331
RUUD | RP15AY42AJ2N | RCFY4824STANM | R802V1005A21DZ | 40000 | 40000 | 16 | 11.7 | 8.1 | 2 | 100 | 47 | 215655332
RHEEM | RP15AY42AJ2N | RCFY4821STANM | R802V0754A17UH | 40000 | 40000 | 16 | 11.7 | 8.1 | 2 | 100 | 47 | 215655333
RUUD | RP15AY42AJ2N | RCFY4821STANM | R802V0754A17UH | 40000 | 40000 | 16 | 11.7 | 8.1 | 2 | 100 | 47 | 215655334
RHEEM | RP15AY42AJ2N | RCFY4824STANM | R801V1005A21UHN | 40000 | 40000 | 16 | 11.7 | 8.1 | 2 | 100 | 47 | 215655335
RHEEM | RP15AY42AJ2N | RCFY4824STANM | R802V0755A21DZ | 40000 | 40000 | 16 | 11.7 | 8.1 | 2 | 100 | 47 | 215655336
RHEEM | RP15AY42AJ2N | RCFY4821STANM | R802V1005A21UH | 40000 | 40000 | 16 | 11.7 | 8.1 | 2 | 100 | 47 | 215655337
SURE | SP15AY42AJ2N | TCFY4821STANM | S802V1005A21DZ | 40000 | 40000 | 16 | 11.7 | 8.1 | 2 | 100 | 47 | 215655338
RUUD | RP15AY42AJ2N | RCFY4821STANM | R801V0504A17UHN | 40000 | 40000 | 16 | 10 | 8.1 | 2 | 100 | 49 | 215655339
RUUD | RP15AY42AJ2N | RCFY4821STANM | R802V1005A21UH | 40000 | 40000 | 16 | 11.7 | 8.1 | 2 | 100 | 47 | 215655340
FRIEDRICH | FRP15AY42AJ2N | TCFY4821STANM | FR801V0704A17UH | 40000 | 40000 | 16 | 11.7 | 8.1 | 2 | 100 | 48 | 215655341
WEATHERKING | WP15AY42AJ2N | RCFY4824STANM | W801W0755A21UH | 40000 | 40000 | 15.2 | 11.7 | 8.1 | 2 | 100 | 47 | 215655342
FRIEDRICH | FRP15AY42AJ2N | TCFY4824STANM | FR802V1005A21UH | 40000 | 40000 | 16 | 11.7 | 8.1 | 2 | 100 | 47 | 215655343
WEATHERKING | WP15AY42AJ2N | RCFY4824STANM | W801W1255A24UH | 40000 | 40000 | 15.2 | 11.7 | 8.1 | 2 | 100 | 47 | 215655344
WEATHERKING | WP15AY42AJ2N | RCFY4821STANM | W802W0755A21DZ | 40000 | 40000 | 15.2 | 11.7 | 8.1 | 2 | 100 | 47 | 215655345
RHEEM | WP15AY42AJ2N | RCFY4824STANM | R801V1005A21UHS | 40000 | 40000 | 15.2 | 11.7 | 8.1 | 2 | 100 | 47 | 215655346
WEATHERKING | WP15AY42AJ2N | TCFY4821STANM | W801W0504A17UHN | 40000 | 40000 | 15.2 | 10 | 8.1 | 2 | 100 | 49 | 215655347
RHEEM | WP15AY42AJ2N | RCFY4821STANM | R801V0755A21DZ | 40000 | 40000 | 15.2 | 11.7 | 8.1 | 2 | 100 | 47 | 215655348
WEATHERKING | WP15AY42AJ2N | RCFY4824STANM | W801W1505A24UH | 40000 | 40000 | 15.2 | 11.7 | 8.1 | 2 | 100 | 47 | 215655349
RUUD | WP15AY42AJ2N | RCFY4821STANM | R801V0754A17DZ | 40000 | 40000 | 15.2 | 11.7 | 8.1 | 2 | 100 | 48 | 215655350
RHEEM | RP15AY42AJ2N | RCFY4821STANM | R801V1004A17UH | 40000 | 40000 | 16 | 11.7 | 8.1 | 2 | 100 | 48 | 215655351
WEATHERKING | WP15AY42AJ2N | TCFY4824STANM | W802W0755A21DZ | 40000 | 40000 | 15.2 | 11.7 | 8.1 | 2 | 100 | 47 | 215655352
FRIEDRICH | FRP15AY42AJ2N | TCFY4824STANM | FR802V1005A21DZ | 40000 | 40000 | 16 | 11.7 | 8.1 | 2 | 100 | 47 | 215655353
RUUD | RP15AY42AJ2N | RCFY4824STANM | R802V0755A21DZ | 40000 | 40000 | 16 | 11.7 | 8.1 | 2 | 100 | 47 | 215655354
FRIEDRICH | FWP15AY42AJ2N | TCFY4821STANM | FR801V0754A17UH | 40000 | 40000 | 15.2 | 11.7 | 8.1 | 2 | 100 | 47 | 215655355
RHEEM | WP15AY42AJ2N | RCFY4824STANM | R802V1005A21UH | 40000 | 40000 | 15.2 | 11.7 | 8.1 | 2 | 100 | 47 | 215655356
RUUD | WP15AY48AJ2N | RCFY4821STANM | R801V0754A17DZ | 45500 | 45500 | 15.2 | 10 | 8.1 | 2.1 | 100 | 54 | 215656017
WEATHERKING | WP15AY48AJ2N | TCFY4821STANM | W801W0754A17UH | 45500 | 45500 | 15.2 | 10 | 8.1 | 2.1 | 100 | 52 | 215656018
RUUD | RP15AY48AJ2N | RCFY4824STANM | R801V0755A21UH | 45500 | 45500 | 15.2 | 10 | 8.1 | 2.1 | 100 | 53 | 215656019
RHEEM | RP15AY48AJ2N | RCFY4821STANM | R801V0754A17DZ | 45500 | 45500 | 15.2 | 10 | 8.1 | 2.1 | 100 | 54 | 215656021
RHEEM | WP15AY48AJ2N | RCFY4821STANM | R801V1004A17UH | 45500 | 45500 | 15.2 | 10 | 8.1 | 2.1 | 100 | 53 | 215656022
RUSSELL | SP15AY48AJ2N | TCFY4824STANM | S801V0755A21DZ | 45500 | 45500 | 15.2 | 10 | 8.1 | 2.1 | 100 | 53 | 215656023
WEATHERKING | WP15AY48AJ2N | RCFY4821STANM | W801W0754A17UH | 45500 | 45500 | 15.2 | 10 | 8.1 | 2.1 | 100 | 52 | 215656025
RHEEM | RP15AY48AJ2N | RCFY4821STANM | R801V1005A21UHS | 45500 | 45500 | 15.2 | 10 | 8.1 | 2.2 | 100 | 52 | 215656026
WEATHERKING | WP15AY48AJ2N | RCFY4821STANM | W801W1005A21UHS | 45500 | 45500 | 15.2 | 10 | 8.1 | 2.2 | 100 | 52 | 215656027
RUUD | WP15AY48AJ2N | RCFY4821STANM | R801V1004A17UH | 45500 | 45500 | 15.2 | 10 | 8.1 | 2.1 | 100 | 53 | 215656028
FRIEDRICH | FRP15AY48AJ2N | TCFY4821STANM | FR801V1005A21DZ | 45500 | 45500 | 15.2 | 10 | 8.1 | 2.2 | 100 | 52 | 215656029
RUUD | WP15AY48AJ2N | RCFY4821STANM | R801V1005A21UHU | 45500 | 45500 | 15.2 | 10 | 8.1 | 2.1 | 100 | 53 | 215656030
SURE | SP15AY48AJ2N | TCFY4824STANM | S801V0755A21DZ | 45500 | 45500 | 15.2 | 10 | 8.1 | 2.1 | 100 | 53 | 215656031
WEATHERKING | WP15AY48AJ2N | RCFY4824STANM | W801W1005A21UHS | 45500 | 45500 | 15.2 | 10 | 8.1 | 2.2 | 100 | 52 | 215656033
RUSSELL | SP15AY48AJ2N | TCFY4821STANM | S801V0504A17UHN | 45500 | 45500 | 15.2 | 10 | 8.1 | 2.1 | 100 | 54 | 215656034
FRIEDRICH | FRP15AY48AJ2N | TCFY4824STANM | FR801V1005A21UHN | 45500 | 45500 | 15.2 | 10 | 8.1 | 2.2 | 100 | 52 | 215656035
SURE | SP15AY48AJ2N | TCFY4824STANM | S801V1005A21UHU | 45500 | 45500 | 15.2 | 10 | 8.1 | 2.1 | 100 | 53 | 215656036
WEATHERKING | WP15AY48AJ2N | RCFY4824STANM | W801W1005A21UHN | 45500 | 45500 | 15.2 | 10 | 8.1 | 2.2 | 100 | 52 | 215656037
WEATHERKING | WP15AY48AJ2N | TCFY4824STANM | W801W1005A21UHS | 45500 | 45500 | 15.2 | 10 | 8.1 | 2.2 | 100 | 52 | 215656038
WEATHERKING | WP15AY48AJ2N | TCFY4821STANM | W801W0755A21UH | 45500 | 45500 | 15.2 | 10 | 8.1 | 2.1 | 100 | 53 | 215656039
RHEEM | RP15AY48AJ2N | RCFY4824STANM | R801V1005A21DZ | 45500 | 45500 | 15.2 | 10 | 8.1 | 2.2 | 100 | 52 | 215656040
FRIEDRICH | FRP15AY48AJ2N | TCFY4824STANM | FR801V1255A24DZ | 45500 | 45500 | 15.2 | 10 | 8.1 | 2.2 | 100 | 52 | 215656041
RUUD | RP15AY48AJ2N | RCFY4824STANM | R801V1505A24UH | 45500 | 45500 | 15.2 | 10 | 8.1 | 2.2 | 100 | 52 | 215656042
RUUD | RP15AY48AJ2N | RCFY4824STANM | R801V1255A24UH | 45500 | 45500 | 15.2 | 10 | 8.1 | 2.2 | 100 | 52 | 215656043
RUUD | RP15AY48AJ2N | RCFY4824STANM | R801V1005A21UHN | 45500 | 45500 | 15.2 | 10 | 8.1 | 2.2 | 100 | 52 | 215656044
WEATHERKING | WP15AY48AJ2N | RCFY4824STANM | W801W1255A24UH | 45500 | 45500 | 15.2 | 10 | 8.1 | 2.2 | 100 | 52 | 215656045
WEATHERKING | WP15AY48AJ2N | RCFY4821STANM | W801W0755A21DZ | 45500 | 45500 | 15.2 | 10 | 8.1 | 2.1 | 100 | 53 | 215656046
RUUD | RP15AY48AJ2N | RCFY4821STANM | R801V0755A21DZ | 45500 | 45500 | 15.2 | 10 | 8.1 | 2.1 | 100 | 53 | 215656047
RHEEM | WP15AY48AJ2N | RCFY4824STANM | R801V1005A21UHN | 45500 | 45500 | 15.2 | 10 | 8.1 | 2.2 | 100 | 52 | 215656048
RUSSELL | SP15AY48AJ2N | TCFY4821STANM | S801V0504A17UHS | 45500 | 45500 | 15.2 | 10 | 8.1 | 2.1 | 100 | 54 | 215656050
SURE | SP15AY48AJ2N | TCFY4821STANM | S801V0504A17UHS | 45500 | 45500 | 15.2 | 10 | 8.1 | 2.1 | 100 | 54 | 215656051
RUUD | WP15AY48AJ2N | RCFY4824STANM | R801V1005A21UHS | 45500 | 45500 | 15.2 | 10 | 8.1 | 2.2 | 100 | 52 | 215656053
RUUD | RP15AY48AJ2N | RCFY4824STANM | R801V0755A21DZ | 45500 | 45500 | 15.2 | 10 | 8.1 | 2.1 | 100 | 53 | 215656054
FRIEDRICH | FRP15AY48AJ2N | TCFY4821STANM | FR801V1005A21UHN | 45500 | 45500 | 15.2 | 10 | 8.1 | 2.2 | 100 | 52 | 215656056
RUSSELL | SP15AY48AJ2N | TCFY4821STANM | S801V0754A17DZ | 45500 | 45500 | 15.2 | 10 | 8.1 | 2.1 | 100 | 54 | 215656059
RHEEM | RP15AY48AJ2N | RCFY4821STANM | R801V0754A17UH | 45500 | 45500 | 15.2 | 10 | 8.1 | 2.1 | 100 | 52 | 215656060
FRIEDRICH | FRP15AY48AJ2N | TCFY4824STANM | FR801V0755A21DZ | 45500 | 45500 | 15.2 | 10 | 8.1 | 2.1 | 100 | 53 | 215656061
RUUD | WP15AY48AJ2N | RCFY4821STANM | R801V1005A21UHS | 45500 | 45500 | 15.2 | 10 | 8.1 | 2.2 | 100 | 52 | 215656062
SURE | SP15AY48AJ2N | TCFY4821STANM | S801V0754A17DZ | 45500 | 45500 | 15.2 | 10 | 8.1 | 2.1 | 100 | 54 | 215656063
FRIEDRICH | FWP15AY48AJ2N | TCFY4824STANM | FR801V1255A24DZ | 45500 | 45500 | 15.2 | 10 | 8.1 | 2.2 | 100 | 52 | 215656064
RUUD | RP15AY48AJ2N | RCFY4821STANM | R801V1005A21DZ | 45500 | 45500 | 15.2 | 10 | 8.1 | 2.2 | 100 | 52 | 215656066
RUUD | WP15AY48AJ2N | RCFY4824STANM | R801V1255A24DZ | 45500 | 45500 | 15.2 | 10 | 8.1 | 2.2 | 100 | 52 | 215656067
SURE | SP15AY48AJ2N | TCFY4821STANM | S801V0504A17UHN | 45500 | 45500 | 15.2 | 10 | 8.1 | 2.1 | 100 | 54 | 215656069
RHEEM | WP15AY48AJ2N | RCFY4824STANM | R801V1255A24DZ | 45500 | 45500 | 15.2 | 10 | 8.1 | 2.2 | 100 | 52 | 215656071
RUSSELL | SP15AY48AJ2N | TCFY4821STANM | S801V1005A21UHU | 45500 | 45500 | 15.2 | 10 | 8.1 | 2.1 | 100 | 53 | 215656072
RUUD | RP15AY48AJ2N | RCFY4821STANM | R801V0754A17DZ | 45500 | 45500 | 15.2 | 10 | 8.1 | 2.1 | 100 | 54 | 215656073
FRIEDRICH | FWP15AY48AJ2N | TCFY4821STANM | FR801V0704A17UH | 45500 | 45500 | 15.2 | 10 | 8.1 | 2.1 | 100 | 54 | 215656074
WEATHERKING | WP15AY48AJ2N | RCFY4821STANM | W801W1005A21UHN | 45500 | 45500 | 15.2 | 10 | 8.1 | 2.2 | 100 | 52 | 215656076
WEATHERKING | WP15AY48AJ2N | TCFY4824STANM | W801W1005A21DZ | 45500 | 45500 | 15.2 | 10 | 8.1 | 2.2 | 100 | 52 | 215656077
RHEEM | RP15AY48AJ2N | RCFY4821STANM | R801V0755A21UH | 45500 | 45500 | 15.2 | 10 | 8.1 | 2.1 | 100 | 53 | 215656079
RUUD | RP15AY48AJ2N | RCFY4821STANM | R801V1005A21UHU | 45500 | 45500 | 15.2 | 10 | 8.1 | 2.1 | 100 | 53 | 215656081
RHEEM | RP15AY42AJ2N | RCFY4824STANM | R802V1005A21DZ | 40000 | 40000 | 16 | 11.7 | 8.1 | 2 | 100 | 47 | 215655357
RHEEM | WP15AY42AJ2N | RCFY4821STANM | R802V1005A21DZ | 40000 | 40000 | 15.2 | 11.7 | 8.1 | 2 | 100 | 47 | 215655358
FRIEDRICH | FWP15AY42AJ2N | TCFY4821STANM | FR801V0754A17DZ | 40000 | 40000 | 15.2 | 11.7 | 8.1 | 2 | 100 | 48 | 215655359
RUUD | RP15AY42AJ2N | RCFY4821STANM | R801V1004A17UH | 40000 | 40000 | 16 | 11.7 | 8.1 | 2 | 100 | 48 | 215655360
FRIEDRICH | FRP15AY42AJ2N | TCFY4821STANM | FR801V0755A21UH | 40000 | 40000 | 16 | 11.7 | 8.1 | 2 | 100 | 47 | 215655361
FRIEDRICH | FRP15AY42AJ2N | TCFY4824STANM | FR801V1005A21UHN | 40000 | 40000 | 16 | 11.7 | 8.1 | 2 | 100 | 47 | 215655362
WEATHERKING | WP15AY42AJ2N | TCFY4821STANM | W801W0754A17DZ | 40000 | 40000 | 15.2 | 11.7 | 8.1 | 2 | 100 | 48 | 215655363
SURE | SP15AY42AJ2N | TCFY4824STANM | S801V1005A21DZ | 40000 | 40000 | 16 | 11.7 | 8.1 | 2 | 100 | 47 | 215655364
RUUD | WP15AY42AJ2N | RCFY4824STANM | R801V1005A21UHS | 40000 | 40000 | 15.2 | 11.7 | 8.1 | 2 | 100 | 47 | 215655365
WEATHERKING | WP15AY42AJ2N | TCFY4824STANM | W802W1005A21UH | 40000 | 40000 | 15.2 | 11.7 | 8.1 | 2 | 100 | 47 | 215655366
FRIEDRICH | FRP15AY42AJ2N | TCFY4821STANM | FR801V1004A17UH | 40000 | 40000 | 16 | 11.7 | 8.1 | 2 | 100 | 48 | 215655367
RUUD | RP15AY42AJ2N | RCFY4821STANM | R801V1005A21UHS | 40000 | 40000 | 16 | 11.7 | 8.1 | 2 | 100 | 47 | 215655368
RUSSELL | SP15AY42AJ2N | TCFY4824STANM | S801V1505A24UH | 40000 | 40000 | 16 | 11.7 | 8.1 | 2 | 100 | 47 | 215655369
FRIEDRICH | FWP15AY42AJ2N | TCFY4824STANM | FR801V0755A21UH | 40000 | 40000 | 15.2 | 11.7 | 8.1 | 2 | 100 | 47 | 215655370
RHEEM | RP15AY42AJ2N | RCFY4824STANM | R801V1255A24DZ | 40000 | 40000 | 16 | 11.7 | 8.1 | 2 | 100 | 47 | 215655371
FRIEDRICH | FRP15AY42AJ2N | TCFY4821STANM | FR801V1005A21DZ | 40000 | 40000 | 16 | 11.7 | 8.1 | 2 | 100 | 47 | 215655372
FRIEDRICH | FRP15AY42AJ2N | TCFY4821STANM | FR801V1005A21UHN | 40000 | 40000 | 16 | 11.7 | 8.1 | 2 | 100 | 47 | 215655373
FRIEDRICH | FWP15AY42AJ2N | TCFY4821STANM | FR801V1005A21UHN | 40000 | 40000 | 15.2 | 11.7 | 8.1 | 2 | 100 | 47 | 215655374
SURE | SP15AY42AJ2N | TCFY4824STANM | S801V1255A24UH | 40000 | 40000 | 16 | 11.7 | 8.1 | 2 | 100 | 47 | 215655375
RUSSELL | SP15AY42AJ2N | TCFY4824STANM | S801V1255A24UH | 40000 | 40000 | 16 | 11.7 | 8.1 | 2 | 100 | 47 | 215655376
WEATHERKING | WP15AY42AJ2N | TCFY4821STANM | W801W1004A17UH | 40000 | 40000 | 15.2 | 11.7 | 8.1 | 2 | 100 | 48 | 215655377
WEATHERKING | WP15AY42AJ2N | TCFY4821STANM | W802W0755A21DZ | 40000 | 40000 | 15.2 | 11.7 | 8.1 | 2 | 100 | 47 | 215655378
FRIEDRICH | FRP15AY42AJ2N | TCFY4821STANM | FR801V0504A17UHN | 40000 | 40000 | 16 | 10 | 8.1 | 2 | 100 | 49 | 215655379
WEATHERKING | WP15AY42AJ2N | TCFY4821STANM | W802W1004A17UH | 40000 | 40000 | 15.2 | 11.7 | 8.1 | 2 | 100 | 48 | 215655380
RUUD | RP15AY42AJ2N | RCFY4821STANM | R802V0754A17DZ | 40000 | 40000 | 16 | 11.7 | 8.1 | 2 | 100 | 48 | 215655381
WEATHERKING | WP15AY42AJ2N | RCFY4824STANM | W802W1005A21UH | 40000 | 40000 | 15.2 | 11.7 | 8.1 | 2 | 100 | 47 | 215655382
WEATHERKING | WP15AY42AJ2N | RCFY4821STANM | W801W1005A21UHS | 40000 | 40000 | 15.2 | 11.7 | 8.1 | 2 | 100 | 47 | 215655383
RUUD | RP15AY42AJ2N | RCFY4824STANM | R801V1005A21UHU | 40000 | 40000 | 16 | 11.7 | 8.1 | 2 | 100 | 47 | 215655384
RUSSELL | SP15AY42AJ2N | TCFY4821STANM | S802V1004A17UH | 40000 | 40000 | 16 | 11.7 | 8.1 | 2 | 100 | 48 | 215655385
FRIEDRICH | FWP15AY42AJ2N | TCFY4821STANM | FR802V0754A17UH | 40000 | 40000 | 15.2 | 11.7 | 8.1 | 2 | 100 | 47 | 215655386
RHEEM | RP15AY42AJ2N | RCFY4821STANM | R802V0755A21UH | 40000 | 40000 | 16 | 11.7 | 8.1 | 2 | 100 | 47 | 215655387
RUSSELL | SP15AY42AJ2N | TCFY4824STANM | S802V1255A24DZ | 40000 | 40000 | 16 | 11.7 | 8.1 | 2 | 100 | 47 | 215655388
FRIEDRICH | FWP15AY42AJ2N | TCFY4824STANM | FR801V1005A21UHS | 40000 | 40000 | 15.2 | 11.7 | 8.1 | 2 | 100 | 47 | 215655389
RHEEM | WP15AY42AJ2N | RCFY4821STANM | R801V0704A17UH | 40000 | 40000 | 15.2 | 11.7 | 8.1 | 2 | 100 | 48 | 215655390
SURE | SP15AY42AJ2N | TCFY4824STANM | S802V1255A24DZ | 40000 | 40000 | 16 | 11.7 | 8.1 | 2 | 100 | 47 | 215655391
WEATHERKING | WP15AY42AJ2N | RCFY4824STANM | W801W1005A21UHS | 40000 | 40000 | 15.2 | 11.7 | 8.1 | 2 | 100 | 47 | 215655392
RUUD | WP15AY42AJ2N | RCFY4821STANM | R801V1005A21UHS | 40000 | 40000 | 15.2 | 11.7 | 8.1 | 2 | 100 | 47 | 215655393
RHEEM | RP15AY42AJ2N | RCFY4821STANM | R802V1004A17UH | 40000 | 40000 | 16 | 11.7 | 8.1 | 2 | 100 | 48 | 215655394
RHEEM | RP15AY42AJ2N | RCFY4821STANM | R801V0504A17UHN | 40000 | 40000 | 16 | 10 | 8.1 | 2 | 100 | 49 | 215655395
RUUD | WP15AY42AJ2N | RCFY4824STANM | R802V1005A21UH | 40000 | 40000 | 15.2 | 11.7 | 8.1 | 2 | 100 | 47 | 215655396
SURE | SP15AY42AJ2N | TCFY4821STANM | S802V1004A17UH | 40000 | 40000 | 16 | 11.7 | 8.1 | 2 | 100 | 48 | 215655397
RUUD | WP15AY42AJ2N | RCFY4821STANM | R801V1005A21UHU | 40000 | 40000 | 15.2 | 11.7 | 8.1 | 2 | 100 | 47 | 215655398
RUUD | WP15AY42AJ2N | RCFY4824STANM | R801V1005A21DZ | 40000 | 40000 | 15.2 | 11.7 | 8.1 | 2 | 100 | 47 | 215655399
RHEEM | RP15AY42AJ2N | RCFY4821STANM | R801V0504A17UHS | 40000 | 40000 | 16 | 10 | 8.1 | 2 | 100 | 49 | 215655400
WEATHERKING | WP15AY42AJ2N | RCFY4821STANM | W801W1005A21DZ | 40000 | 40000 | 15.2 | 11.7 | 8.1 | 2 | 100 | 47 | 215655401
RHEEM | WP15AY42AJ2N | RCFY4821STANM | R801V1004A17UH | 40000 | 40000 | 15.2 | 11.7 | 8.1 | 2 | 100 | 48 | 215655402
RUSSELL | SP15AY42AJ2N | TCFY4821STANM | S801V1004A17UH | 40000 | 40000 | 16 | 11.7 | 8.1 | 2 | 100 | 48 | 215655403
RUUD | WP15AY42AJ2N | RCFY4824STANM | R801V1005A21UHU | 40000 | 40000 | 15.2 | 11.7 | 8.1 | 2 | 100 | 47 | 215655404
WEATHERKING | WP15AY42AJ2N | RCFY4821STANM | W802W0754A17UH | 40000 | 40000 | 15.2 | 11.7 | 8.1 | 2 | 100 | 47 | 215655405
RUUD | WP15AY42AJ2N | RCFY4821STANM | R802V1004A17UH | 40000 | 40000 | 15.2 | 11.7 | 8.1 | 2 | 100 | 48 | 215655406
RUUD | RP15AY42AJ2N | RCFY4824STANM | R801V1005A21DZ | 40000 | 40000 | 16 | 11.7 | 8.1 | 2 | 100 | 47 | 215655407
SURE | SP15AY42AJ2N | TCFY4821STANM | S801V1004A17UH | 40000 | 40000 | 16 | 11.7 | 8.1 | 2 | 100 | 48 | 215655408
WEATHERKING | WP15AY42AJ2N | RCFY4821STANM | W802W0755A21UH | 40000 | 40000 | 15.2 | 11.7 | 8.1 | 2 | 100 | 47 | 215655409
RUUD | WP15AY42AJ2N | RCFY4824STANM | R801V1005A21UHN | 40000 | 40000 | 15.2 | 11.7 | 8.1 | 2 | 100 | 47 | 215655410
RUSSELL | SP15AY42AJ2N | TCFY4824STANM | S801V1005A21UHU | 40000 | 40000 | 16 | 11.7 | 8.1 | 2 | 100 | 47 | 215655411
RUUD | WP15AY42AJ2N | RCFY4821STANM | R802V0754A17DZ | 40000 | 40000 | 15.2 | 11.7 | 8.1 | 2 | 100 | 48 | 215655412
WEATHERKING | WP15AY48AJ2N | TCFY4824STANM | W801W0755A21DZ | 45500 | 45500 | 15.2 | 10 | 8.1 | 2.1 | 100 | 53 | 215656082
SURE | SP15AY48AJ2N | TCFY4821STANM | S801V0754A17UH | 45500 | 45500 | 15.2 | 10 | 8.1 | 2.1 | 100 | 52 | 215656083
RUUD | WP15AY48AJ2N | RCFY4821STANM | R801V1005A21UHN | 45500 | 45500 | 15.2 | 10 | 8.1 | 2.2 | 100 | 52 | 215656084
RUSSELL | SP15AY48AJ2N | TCFY4824STANM | S801V0755A21UH | 45500 | 45500 | 15.2 | 10 | 8.1 | 2.1 | 100 | 53 | 215656085
WEATHERKING | WP15AY48AJ2N | TCFY4824STANM | W801W1005A21UHN | 45500 | 45500 | 15.2 | 10 | 8.1 | 2.2 | 100 | 52 | 215656086
FRIEDRICH | FRP15AY48AJ2N | TCFY4821STANM | FR801V1005A21UHS | 45500 | 45500 | 15.2 | 10 | 8.1 | 2.2 | 100 | 52 | 215656087
WEATHERKING | WP15AY48AJ2N | RCFY4824STANM | W801W1005A21DZ | 45500 | 45500 | 15.2 | 10 | 8.1 | 2.2 | 100 | 52 | 215656088
WEATHERKING | WP15AY48AJ2N | RCFY4821STANM | W801W1005A21DZ | 45500 | 45500 | 15.2 | 10 | 8.1 | 2.2 | 100 | 52 | 215656089
WEATHERKING | WP15AY48AJ2N | TCFY4824STANM | W801W1505A24UH | 45500 | 45500 | 15.2 | 10 | 8.1 | 2.2 | 100 | 52 | 215656090
FRIEDRICH | FWP15AY48AJ2N | TCFY4821STANM | FR801V0754A17DZ | 45500 | 45500 | 15.2 | 10 | 8.1 | 2.1 | 100 | 54 | 215656091
FRIEDRICH | FRP15AY48AJ2N | TCFY4821STANM | FR801V0755A21DZ | 45500 | 45500 | 15.2 | 10 | 8.1 | 2.1 | 100 | 53 | 215656092
RUUD | WP15AY48AJ2N | RCFY4824STANM | R801V1005A21UHN | 45500 | 45500 | 15.2 | 10 | 8.1 | 2.2 | 100 | 52 | 215656093
RHEEM | RP15AY48AJ2N | RCFY4821STANM | R801V1005A21DZ | 45500 | 45500 | 15.2 | 10 | 8.1 | 2.2 | 100 | 52 | 215656094
SURE | SP15AY48AJ2N | TCFY4824STANM | S801V1005A21DZ | 45500 | 45500 | 15.2 | 10 | 8.1 | 2.2 | 100 | 52 | 215656095
RUSSELL | SP15AY48AJ2N | TCFY4824STANM | S801V1005A21DZ | 45500 | 45500 | 15.2 | 10 | 8.1 | 2.2 | 100 | 52 | 215656096
SURE | SP15AY48AJ2N | TCFY4821STANM | S801V1005A21UHU | 45500 | 45500 | 15.2 | 10 | 8.1 | 2.1 | 100 | 53 | 215656097
FRIEDRICH | FWP15AY48AJ2N | TCFY4821STANM | FR801V1005A21UHU | 45500 | 45500 | 15.2 | 10 | 8.1 | 2.1 | 100 | 53 | 215656098
WEATHERKING | WP15AY48AJ2N | RCFY4824STANM | W801W1255A24DZ | 45500 | 45500 | 15.2 | 10 | 8.1 | 2.2 | 100 | 52 | 215656099
RUUD | RP15AY48AJ2N | RCFY4821STANM | R801V1005A21UHS | 45500 | 45500 | 15.2 | 10 | 8.1 | 2.2 | 100 | 52 | 215656100
SURE | SP15AY48AJ2N | TCFY4824STANM | S801V0755A21UH | 45500 | 45500 | 15.2 | 10 | 8.1 | 2.1 | 100 | 53 | 215656101
RHEEM | RP15AY48AJ2N | RCFY4821STANM | R801V1004A17UH | 45500 | 45500 | 15.2 | 10 | 8.1 | 2.1 | 100 | 53 | 215656102
RHEEM | RP15AY48AJ2N | RCFY4821STANM | R801V1005A21UHU | 45500 | 45500 | 15.2 | 10 | 8.1 | 2.1 | 100 | 53 | 215656103
RHEEM | RP15AY48AJ2N | RCFY4824STANM | R801V1505A24UH | 45500 | 45500 | 15.2 | 10 | 8.1 | 2.2 | 100 | 52 | 215656104
RUSSELL | SP15AY48AJ2N | TCFY4821STANM | S801V0754A17UH | 45500 | 45500 | 15.2 | 10 | 8.1 | 2.1 | 100 | 52 | 215656105
RUUD | RP15AY48AJ2N | RCFY4824STANM | R801V1005A21DZ | 45500 | 45500 | 15.2 | 10 | 8.1 | 2.2 | 100 | 52 | 215656106
RHEEM | WP15AY48AJ2N | RCFY4821STANM | R801V1005A21UHN | 45500 | 45500 | 15.2 | 10 | 8.1 | 2.2 | 100 | 52 | 215656107
RUUD | WP15AY48AJ2N | RCFY4821STANM | R801V0754A17UH | 45500 | 45500 | 15.2 | 10 | 8.1 | 2.1 | 100 | 52 | 215656108
RHEEM | WP15AY48AJ2N | RCFY4821STANM | R801V0754A17UH | 45500 | 45500 | 15.2 | 10 | 8.1 | 2.1 | 100 | 52 | 215656109
FRIEDRICH | FRP15AY48AJ2N | TCFY4821STANM | FR801V0504A17UHS | 45500 | 45500 | 15.2 | 10 | 8.1 | 2.1 | 100 | 54 | 215656110
RUUD | RP15AY48AJ2N | RCFY4824STANM | R801V1005A21UHU | 45500 | 45500 | 15.2 | 10 | 8.1 | 2.1 | 100 | 53 | 215656111
SURE | SP15AY48AJ2N | TCFY4821STANM | S801V0755A21UH | 45500 | 45500 | 15.2 | 10 | 8.1 | 2.1 | 100 | 53 | 215656112
WEATHERKING | WP15AY48AJ2N | TCFY4824STANM | W801W0755A21UH | 45500 | 45500 | 15.2 | 10 | 8.1 | 2.1 | 100 | 53 | 215656113
RHEEM | WP15AY48AJ2N | RCFY4824STANM | R801V1505A24UH | 45500 | 45500 | 15.2 | 10 | 8.1 | 2.2 | 100 | 52 | 215656114
WEATHERKING | WP15AY48AJ2N | RCFY4821STANM | W801W0754A17DZ | 45500 | 45500 | 15.2 | 10 | 8.1 | 2.1 | 100 | 54 | 215656115
FRIEDRICH | FRP15AY48AJ2N | TCFY4821STANM | FR801V0755A21UH | 45500 | 45500 | 15.2 | 10 | 8.1 | 2.1 | 100 | 53 | 215656116
RUSSELL | SP15AY48AJ2N | TCFY4821STANM | S801V0704A17UH | 45500 | 45500 | 15.2 | 10 | 8.1 | 2.1 | 100 | 54 | 215656117
RUSSELL | SP15AY48AJ2N | TCFY4821STANM | S801V0755A21UH | 45500 | 45500 | 15.2 | 10 | 8.1 | 2.1 | 100 | 53 | 215656118
WEATHERKING | WP15AY48AJ2N | RCFY4821STANM | W801W1004A17UH | 45500 | 45500 | 15.2 | 10 | 8.1 | 2.1 | 100 | 53 | 215656119
WEATHERKING | WP15AY48AJ2N | RCFY4821STANM | W801W0504A17UHN | 45500 | 45500 | 15.2 | 10 | 8.1 | 2.1 | 100 | 54 | 215656120
RUUD | WP15AY48AJ2N | RCFY4824STANM | R801V1505A24UH | 45500 | 45500 | 15.2 | 10 | 8.1 | 2.2 | 100 | 52 | 215656121
WEATHERKING | WP15AY48AJ2N | TCFY4821STANM | W801W0504A17UHN | 45500 | 45500 | 15.2 | 10 | 8.1 | 2.1 | 100 | 54 | 215656122
WEATHERKING | WP15AY48AJ2N | TCFY4821STANM | W801W1004A17UH | 45500 | 45500 | 15.2 | 10 | 8.1 | 2.1 | 100 | 53 | 215656124
FRIEDRICH | FRP15AY48AJ2N | TCFY4824STANM | FR801V1005A21DZ | 45500 | 45500 | 15.2 | 10 | 8.1 | 2.2 | 100 | 52 | 215656125
RHEEM | RP15AY48AJ2N | RCFY4824STANM | R801V1255A24DZ | 45500 | 45500 | 15.2 | 10 | 8.1 | 2.2 | 100 | 52 | 215656126
FRIEDRICH | FWP15AY48AJ2N | TCFY4821STANM | FR801V1005A21UHN | 45500 | 45500 | 15.2 | 10 | 8.1 | 2.2 | 100 | 52 | 215656127
FRIEDRICH | FRP15AY48AJ2N | TCFY4821STANM | FR801V1005A21UHU | 45500 | 45500 | 15.2 | 10 | 8.1 | 2.1 | 100 | 53 | 215656128
WEATHERKING | WP15AY48AJ2N | TCFY4824STANM | W801W1255A24UH | 45500 | 45500 | 15.2 | 10 | 8.1 | 2.2 | 100 | 52 | 215656129
FRIEDRICH | FRP15AY48AJ2N | TCFY4821STANM | FR801V0704A17UH | 45500 | 45500 | 15.2 | 10 | 8.1 | 2.1 | 100 | 54 | 215656130
FRIEDRICH | FRP15AY48AJ2N | TCFY4824STANM | FR801V1005A21UHU | 45500 | 45500 | 15.2 | 10 | 8.1 | 2.1 | 100 | 53 | 215656131
WEATHERKING | WP15AY48AJ2N | RCFY4824STANM | W801W0755A21UH | 45500 | 45500 | 15.2 | 10 | 8.1 | 2.1 | 100 | 53 | 215656132
RHEEM | RP15AY48AJ2N | RCFY4824STANM | R801V1005A21UHU | 45500 | 45500 | 15.2 | 10 | 8.1 | 2.1 | 100 | 53 | 215656133
FRIEDRICH | FWP15AY48AJ2N | TCFY4821STANM | FR801V0504A17UHN | 45500 | 45500 | 15.2 | 10 | 8.1 | 2.1 | 100 | 54 | 215656134
RUSSELL | SP15AY48AJ2N | TCFY4824STANM | S801V1255A24DZ | 45500 | 45500 | 15.2 | 10 | 8.1 | 2.2 | 100 | 52 | 215656135
WEATHERKING | WP15AY48AJ2N | RCFY4824STANM | W801W1505A24UH | 45500 | 45500 | 15.2 | 10 | 8.1 | 2.2 | 100 | 52 | 215656136
FRIEDRICH | FRP15AY48AJ2N | TCFY4821STANM | FR801V1004A17UH | 45500 | 45500 | 15.2 | 10 | 8.1 | 2.1 | 100 | 53 | 215656137
RHEEM | RP15AY48AJ2N | RCFY4821STANM | R951V0855A21M4 | 45500 | 45500 | 15.2 | 10 | 8.1 | 2.1 | 100 | 54 | 215655636
RHEEM | RP15AY48AJ2N | RCFY4821STANM | R951V1005A21M4 | 45500 | 45500 | 15.2 | 10 | 8.1 | 2.1 | 100 | 53 | 215655635
WEATHERKING | WP15AY48AJ2N | RCFY4821STANM | W951W1005A21M4 | 45500 | 45500 | 15.2 | 10 | 8.1 | 2.1 | 100 | 53 | 215655634
FRIEDRICH | FWP15AY48AJ2N | TCFY4824STANM | FR951V1155A24M4 | 45500 | 45500 | 15.2 | 10 | 8.1 | 2.1 | 100 | 53 | 215655633
WEATHERKING | WP15AY48AJ2N | RCFY4821STANM | W921W1005A21M4 | 45500 | 45500 | 15.2 | 10 | 8.1 | 2.1 | 100 | 53 | 215655632
RUUD | WP15AY48AJ2N | RCFY4824STANM | R951V0855A21M4 | 45500 | 45500 | 15.2 | 10 | 8.1 | 2.1 | 100 | 54 | 215655631
RUUD | RP15AY48AJ2N | RCFY4821STANM | R951V0855A21M4 | 45500 | 45500 | 15.2 | 10 | 8.1 | 2.1 | 100 | 54 | 215655630
WEATHERKING | WP15AY48AJ2N | TCFY4824STANM | W951W1155A24M4 | 45500 | 45500 | 15.2 | 10 | 8.1 | 2.1 | 100 | 53 | 215655629
RHEEM | RP15AY48AJ2N | RCFY4821STANM | R921V1005A21M4 | 45500 | 45500 | 15.2 | 10 | 8.1 | 2.1 | 100 | 53 | 215655628
RHEEM | WP15AY48AJ2N | RCFY4821STANM | R921V0705A21M4 | 45500 | 45500 | 15.2 | 10 | 8.1 | 2.1 | 100 | 53 | 215655627
SURE | SP15AY48AJ2N | TCFY4821STANM | S951V1005A21UH | 45500 | 45500 | 15.2 | 10 | 8.1 | 2.1 | 100 | 53 | 215655626
SURE | SP15AY48AJ2N | TCFY4824STANM | S951V1155A24M4 | 45500 | 45500 | 15.2 | 10 | 8.1 | 2.1 | 100 | 53 | 215655625
RUUD | RP15AY48AJ2N | RCFY4821STANM | R951V0705A21UHU | 45500 | 45500 | 15.2 | 10 | 8.1 | 2.1 | 100 | 53 | 215655624
WEATHERKING | WP15AY48AJ2N | RCFY4824STANM | W921W1005A21M4 | 45500 | 45500 | 15.2 | 10 | 8.1 | 2.1 | 100 | 53 | 215655623
RUSSELL | SP15AY48AJ2N | TCFY4821STANM | S951V1005A21UH | 45500 | 45500 | 15.2 | 10 | 8.1 | 2.1 | 100 | 53 | 215655622
RHEEM | RP15AY48AJ2N | RCFY4824STANM | R951V1005A21M4 | 45500 | 45500 | 15.2 | 10 | 8.1 | 2.1 | 100 | 53 | 215655621
SURE | SP15AY48AJ2N | TCFY4824STANM | S951V1005A21M4 | 45500 | 45500 | 15.2 | 10 | 8.1 | 2.1 | 100 | 53 | 215655620
RUUD | WP15AY48AJ2N | RCFY4824STANM | R921V0855A21M4 | 45500 | 45500 | 15.2 | 10 | 8.1 | 2.1 | 100 | 54 | 215655619
RUSSELL | SP15AY48AJ2N | TCFY4824STANM | S951V1005A21M4 | 45500 | 45500 | 15.2 | 10 | 8.1 | 2.1 | 100 | 53 | 215655618
WEATHERKING | WP15AY48AJ2N | TCFY4821STANM | W921W1005A21M4 | 45500 | 45500 | 15.2 | 10 | 8.1 | 2.1 | 100 | 53 | 215655617
FRIEDRICH | FRP15AY48AJ2N | TCFY4824STANM | FR951V0855A21M4 | 45500 | 45500 | 15.2 | 10 | 8.1 | 2.1 | 100 | 54 | 215655616
WEATHERKING | WP15AY48AJ2N | TCFY4824STANM | W921W0705A21M4 | 45500 | 45500 | 15.2 | 10 | 8.1 | 2.1 | 100 | 53 | 215655615
RUUD | RP15AY48AJ2N | RCFY4821STANM | R921V0705A21M4 | 45500 | 45500 | 15.2 | 10 | 8.1 | 2.1 | 100 | 53 | 215655614
RHEEM | WP15AY48AJ2N | RCFY4821STANM | R951V1005A21UH | 45500 | 45500 | 15.2 | 10 | 8.1 | 2.1 | 100 | 53 | 215655613
RUUD | RP15AY48AJ2N | RCFY4824STANM | R951V0855A21M4 | 45500 | 45500 | 15.2 | 10 | 8.1 | 2.1 | 100 | 54 | 215655612
WEATHERKING | WP15AY48AJ2N | RCFY4824STANM | W921W1155A24M4 | 45500 | 45500 | 15.2 | 10 | 8.1 | 2.1 | 100 | 53 | 215655611
RHEEM | RP15AY48AJ2N | RCFY4824STANM | R921V1005A21M4 | 45500 | 45500 | 15.2 | 10 | 8.1 | 2.1 | 100 | 53 | 215655610
RHEEM | RP15AY48AJ2N | RCFY4824STANM | R921V0855A21M4 | 45500 | 45500 | 15.2 | 10 | 8.1 | 2.1 | 100 | 54 | 215655609
RUUD | RP15AY48AJ2N | RCFY4824STANM | R951V1155A24M4 | 45500 | 45500 | 15.2 | 10 | 8.1 | 2.1 | 100 | 53 | 215655608
WEATHERKING | WP15AY48AJ2N | TCFY4824STANM | W951W1005A21UH | 45500 | 45500 | 15.2 | 10 | 8.1 | 2.1 | 100 | 53 | 215655607
RUUD | WP15AY48AJ2N | RCFY4821STANM | R951V0705A21M4 | 45500 | 45500 | 15.2 | 10 | 8.1 | 2.1 | 100 | 53 | 215655606
RHEEM | RP15AY48AJ2N | RCFY4824STANM | R951V0855A21M4 | 45500 | 45500 | 15.2 | 10 | 8.1 | 2.1 | 100 | 54 | 215655605
RHEEM | WP15AY48AJ2N | RCFY4824STANM | R951V0705A21M4 | 45500 | 45500 | 15.2 | 10 | 8.1 | 2.1 | 100 | 53 | 215655604
WEATHERKING | WP15AY48AJ2N | RCFY4821STANM | W921W0705A21M4 | 45500 | 45500 | 15.2 | 10 | 8.1 | 2.1 | 100 | 53 | 215655603
RHEEM | WP15AY48AJ2N | RCFY4821STANM | R951V1005A21M4 | 45500 | 45500 | 15.2 | 10 | 8.1 | 2.1 | 100 | 53 | 215655602
FRIEDRICH | FWP15AY48AJ2N | TCFY4824STANM | FR951V1005A21UH | 45500 | 45500 | 15.2 | 10 | 8.1 | 2.1 | 100 | 53 | 215655601
FRIEDRICH | FRP15AY48AJ2N | TCFY4821STANM | FR951V1005A21M4 | 45500 | 45500 | 15.2 | 10 | 8.1 | 2.1 | 100 | 53 | 215655600
FRIEDRICH | FRP15AY48AJ2N | TCFY4824STANM | FR921V1005A21M4 | 45500 | 45500 | 15.2 | 10 | 8.1 | 2.1 | 100 | 53 | 215655599
RUSSELL | SP15AY48AJ2N | TCFY4824STANM | S951V1005A21UH | 45500 | 45500 | 15.2 | 10 | 8.1 | 2.1 | 100 | 53 | 215655598
WEATHERKING | WP15AY48AJ2N | RCFY4824STANM | W951W1005A21UH | 45500 | 45500 | 15.2 | 10 | 8.1 | 2.1 | 100 | 53 | 215655597
RUUD | WP15AY48AJ2N | RCFY4821STANM | R951V1005A21M4 | 45500 | 45500 | 15.2 | 10 | 8.1 | 2.1 | 100 | 53 | 215655596
FRIEDRICH | FRP15AY48AJ2N | TCFY4824STANM | FR951V0705A21UHU | 45500 | 45500 | 15.2 | 10 | 8.1 | 2.1 | 100 | 53 | 215655595
FRIEDRICH | FRP15AY48AJ2N | TCFY4821STANM | FR921V0705A21M4 | 45500 | 45500 | 15.2 | 10 | 8.1 | 2.1 | 100 | 53 | 215655594
SURE | SP15AY48AJ2N | TCFY4824STANM | S951V1005A21UH | 45500 | 45500 | 15.2 | 10 | 8.1 | 2.1 | 100 | 53 | 215655593
WEATHERKING | WP15AY48AJ2N | TCFY4824STANM | W921W1155A24M4 | 45500 | 45500 | 15.2 | 10 | 8.1 | 2.1 | 100 | 53 | 215655592
SURE | SP15AY48AJ2N | TCFY4821STANM | S951V0705A21M4 | 45500 | 45500 | 15.2 | 10 | 8.1 | 2.1 | 100 | 53 | 215655591
WEATHERKING | WP15AY48AJ2N | RCFY4824STANM | W951W0705A21UHU | 45500 | 45500 | 15.2 | 10 | 8.1 | 2.1 | 100 | 53 | 215655590
FRIEDRICH | FRP15AY48AJ2N | TCFY4824STANM | FR921V0705A21M4 | 45500 | 45500 | 15.2 | 10 | 8.1 | 2.1 | 100 | 53 | 215655589
RUUD | WP15AY48AJ2N | RCFY4821STANM | R951V0705A21UHU | 45500 | 45500 | 15.2 | 10 | 8.1 | 2.1 | 100 | 53 | 215655588
RUUD | WP15AY48AJ2N | RCFY4821STANM | R921V0855A21M4 | 45500 | 45500 | 15.2 | 10 | 8.1 | 2.1 | 100 | 54 | 215655587
RUSSELL | SP15AY48AJ2N | TCFY4821STANM | S951V0705A21M4 | 45500 | 45500 | 15.2 | 10 | 8.1 | 2.1 | 100 | 53 | 215655586
FRIEDRICH | FWP15AY48AJ2N | TCFY4824STANM | FR951V0705A21M4 | 45500 | 45500 | 15.2 | 10 | 8.1 | 2.1 | 100 | 53 | 215655585
WEATHERKING | WP15AY48AJ2N | RCFY4821STANM | W951W0705A21UHU | 45500 | 45500 | 15.2 | 10 | 8.1 | 2.1 | 100 | 53 | 215655584
RUSSELL | SP15AY48AJ2N | TCFY4824STANM | S921V1005A21M4 | 45500 | 45500 | 15.2 | 10 | 8.1 | 2.1 | 100 | 53 | 215655583
RUUD | WP15AY48AJ2N | RCFY4821STANM | R951V0855A21M4 | 45500 | 45500 | 15.2 | 10 | 8.1 | 2.1 | 100 | 54 | 215655582
WEATHERKING | WP15AY48AJ2N | RCFY4821STANM | W921W0855A21M4 | 45500 | 45500 | 15.2 | 10 | 8.1 | 2.1 | 100 | 54 | 215655581
RUSSELL | SP15AY48AJ2N | TCFY4821STANM | S951V1005A21M4 | 45500 | 45500 | 15.2 | 10 | 8.1 | 2.1 | 100 | 53 | 215655580
SURE | SP15AY48AJ2N | TCFY4821STANM | S951V1005A21M4 | 45500 | 45500 | 15.2 | 10 | 8.1 | 2.1 | 100 | 53 | 215655579
RUUD | RP15AY48AJ2N | RCFY4824STANM | R951V1005A21UH | 45500 | 45500 | 15.2 | 10 | 8.1 | 2.1 | 100 | 53 | 215655578
SURE | SP15AY48AJ2N | TCFY4824STANM | S921V1005A21M4 | 45500 | 45500 | 15.2 | 10 | 8.1 | 2.1 | 100 | 53 | 215655577
SURE | SP15AY48AJ2N | TCFY4824STANM | S921V0855A21M4 | 45500 | 45500 | 15.2 | 10 | 8.1 | 2.1 | 100 | 54 | 215655576
RHEEM | WP15AY48AJ2N | RCFY4824STANM | R921V1005A21M4 | 45500 | 45500 | 15.2 | 10 | 8.1 | 2.1 | 100 | 53 | 215655575
SURE | SP15AY48AJ2N | TCFY4824STANM | S921V0705A21M4 | 45500 | 45500 | 15.2 | 10 | 8.1 | 2.1 | 100 | 53 | 215655574
WEATHERKING | WP15AY48AJ2N | RCFY4824STANM | W921W0855A21M4 | 45500 | 45500 | 15.2 | 10 | 8.1 | 2.1 | 100 | 54 | 215655573
RUUD | WP15AY48AJ2N | RCFY4824STANM | R951V1155A24M4 | 45500 | 45500 | 15.2 | 10 | 8.1 | 2.1 | 100 | 53 | 215655572
RHEEM | WP15AY48AJ2N | RCFY4824STANM | R921V1155A24M4 | 45500 | 45500 | 15.2 | 10 | 8.1 | 2.1 | 100 | 53 | 215655571
WEATHERKING | WP15AY48AJ2N | RCFY4821STANM | W951W0855A21M4 | 45500 | 45500 | 15.2 | 10 | 8.1 | 2.1 | 100 | 54 | 215655570
WEATHERKING | WP15AY48AJ2N | TCFY4824STANM | W951W0705A21M4 | 45500 | 45500 | 15.2 | 10 | 8.1 | 2.1 | 100 | 53 | 215655569
WEATHERKING | WP15AY48AJ2N | RCFY4824STANM | W921W0705A21M4 | 45500 | 45500 | 15.2 | 10 | 8.1 | 2.1 | 100 | 53 | 215655568
WEATHERKING | WP15AY48AJ2N | RCFY4824STANM | W951W0705A21M4 | 45500 | 45500 | 15.2 | 10 | 8.1 | 2.1 | 100 | 53 | 215655567
SURE | SP15AY48AJ2N | TCFY4821STANM | S921V1005A21M4 | 45500 | 45500 | 15.2 | 10 | 8.1 | 2.1 | 100 | 53 | 215655566
SURE | SP15AY48AJ2N | TCFY4824STANM | S951V0855A21M4 | 45500 | 45500 | 15.2 | 10 | 8.1 | 2.1 | 100 | 54 | 215655565
WEATHERKING | WP15AY48AJ2N | TCFY4824STANM | W951W1005A21M4 | 45500 | 45500 | 15.2 | 10 | 8.1 | 2.1 | 100 | 53 | 215655564
RHEEM | WP15AY48AJ2N | RCFY4824STANM | R951V0855A21M4 | 45500 | 45500 | 15.2 | 10 | 8.1 | 2.1 | 100 | 54 | 215655563
FRIEDRICH | FRP15AY48AJ2N | TCFY4824STANM | FR921V0855A21M4 | 45500 | 45500 | 15.2 | 10 | 8.1 | 2.1 | 100 | 54 | 215655562
WEATHERKING | WP15AY48AJ2N | RCFY4824STANM | W951W1155A24M4 | 45500 | 45500 | 15.2 | 10 | 8.1 | 2.1 | 100 | 53 | 215655561
RUUD | RP15AY48AJ2N | RCFY4824STANM | R921V0705A21M4 | 45500 | 45500 | 15.2 | 10 | 8.1 | 2.1 | 100 | 53 | 215655560
RUSSELL | SP15AY48AJ2N | TCFY4824STANM | S951V0855A21M4 | 45500 | 45500 | 15.2 | 10 | 8.1 | 2.1 | 100 | 54 | 215655559
RHEEM | RP15AY48AJ2N | RCFY4824STANM | R921V0705A21M4 | 45500 | 45500 | 15.2 | 10 | 8.1 | 2.1 | 100 | 53 | 215655558
FRIEDRICH | FWP15AY48AJ2N | TCFY4824STANM | FR951V0855A21M4 | 45500 | 45500 | 15.2 | 10 | 8.1 | 2.1 | 100 | 54 | 215655557
RUUD | RP15AY48AJ2N | RCFY4821STANM | R951V1005A21M4 | 45500 | 45500 | 15.2 | 10 | 8.1 | 2.1 | 100 | 53 | 215655556
RUUD | RP15AY48AJ2N | RCFY4821STANM | R951V1005A21UH | 45500 | 45500 | 15.2 | 10 | 8.1 | 2.1 | 100 | 53 | 215655555
WEATHERKING | WP15AY48AJ2N | RCFY4821STANM | W951W0705A21M4 | 45500 | 45500 | 15.2 | 10 | 8.1 | 2.1 | 100 | 53 | 215655554
FRIEDRICH | FRP15AY48AJ2N | TCFY4821STANM | FR951V0705A21M4 | 45500 | 45500 | 15.2 | 10 | 8.1 | 2.1 | 100 | 53 | 215655553
WEATHERKING | WP15AY48AJ2N | TCFY4824STANM | W921W1005A21M4 | 45500 | 45500 | 15.2 | 10 | 8.1 | 2.1 | 100 | 53 | 215655552
RUSSELL | SP15AY48AJ2N | TCFY4824STANM | S921V0855A21M4 | 45500 | 45500 | 15.2 | 10 | 8.1 | 2.1 | 100 | 54 | 215655551
FRIEDRICH | FWP15AY48AJ2N | TCFY4821STANM | FR951V1005A21M4 | 45500 | 45500 | 15.2 | 10 | 8.1 | 2.1 | 100 | 53 | 215655550
RUUD | WP15AY48AJ2N | RCFY4824STANM | R921V1005A21M4 | 45500 | 45500 | 15.2 | 10 | 8.1 | 2.1 | 100 | 53 | 215655549
FRIEDRICH | FRP15AY48AJ2N | TCFY4821STANM | FR921V0855A21M4 | 45500 | 45500 | 15.2 | 10 | 8.1 | 2.1 | 100 | 54 | 215655548
WEATHERKING | WP15AY48AJ2N | TCFY4824STANM | W951W0705A21UHU | 45500 | 45500 | 15.2 | 10 | 8.1 | 2.1 | 100 | 53 | 215655547
RUSSELL | SP15AY48AJ2N | TCFY4824STANM | S921V0705A21M4 | 45500 | 45500 | 15.2 | 10 | 8.1 | 2.1 | 100 | 53 | 215655546
FRIEDRICH | FWP15AY48AJ2N | TCFY4821STANM | FR951V0855A21M4 | 45500 | 45500 | 15.2 | 10 | 8.1 | 2.1 | 100 | 54 | 215655545
RHEEM | WP15AY48AJ2N | RCFY4824STANM | R921V0705A21M4 | 45500 | 45500 | 15.2 | 10 | 8.1 | 2.1 | 100 | 53 | 215655544
SURE | SP15AY48AJ2N | TCFY4821STANM | S951V0855A21M4 | 45500 | 45500 | 15.2 | 10 | 8.1 | 2.1 | 100 | 54 | 215655543
RUUD | WP15AY48AJ2N | RCFY4824STANM | R921V0705A21M4 | 45500 | 45500 | 15.2 | 10 | 8.1 | 2.1 | 100 | 53 | 215655542
RHEEM | WP15AY48AJ2N | RCFY4824STANM | R921V0855A21M4 | 45500 | 45500 | 15.2 | 10 | 8.1 | 2.1 | 100 | 54 | 215655541
RUUD | RP15AY48AJ2N | RCFY4821STANM | R921V1005A21M4 | 45500 | 45500 | 15.2 | 10 | 8.1 | 2.1 | 100 | 53 | 215655540
RHEEM | WP15AY48AJ2N | RCFY4824STANM | R951V1155A24M4 | 45500 | 45500 | 15.2 | 10 | 8.1 | 2.1 | 100 | 53 | 215655539
RUUD | WP15AY48AJ2N | RCFY4824STANM | R951V0705A21UHU | 45500 | 45500 | 15.2 | 10 | 8.1 | 2.1 | 100 | 53 | 215655538
RUUD | RP15AY48AJ2N | RCFY4824STANM | R951V0705A21M4 | 45500 | 45500 | 15.2 | 10 | 8.1 | 2.1 | 100 | 53 | 215655537
FRIEDRICH | FWP15AY48AJ2N | TCFY4824STANM | FR921V0705A21M4 | 45500 | 45500 | 15.2 | 10 | 8.1 | 2.1 | 100 | 53 | 215655536
RHEEM | RP15AY48AJ2N | RCFY4824STANM | R951V0705A21M4 | 45500 | 45500 | 15.2 | 10 | 8.1 | 2.1 | 100 | 53 | 215655535
RUSSELL | SP15AY48AJ2N | TCFY4824STANM | S951V1155A24M4 | 45500 | 45500 | 15.2 | 10 | 8.1 | 2.1 | 100 | 53 | 215655534
SURE | SP15AY48AJ2N | TCFY4824STANM | S921V1155A24M4 | 45500 | 45500 | 15.2 | 10 | 8.1 | 2.1 | 100 | 53 | 215655533
RUSSELL | SP15AY48AJ2N | TCFY4821STANM | S921V1005A21M4 | 45500 | 45500 | 15.2 | 10 | 8.1 | 2.1 | 100 | 53 | 215655532
FRIEDRICH | FRP15AY48AJ2N | TCFY4824STANM | FR951V0705A21M4 | 45500 | 45500 | 15.2 | 10 | 8.1 | 2.1 | 100 | 53 | 215655531
RHEEM | RP15AY48AJ2N | RCFY4824STANM | R921V1155A24M4 | 45500 | 45500 | 15.2 | 10 | 8.1 | 2.1 | 100 | 53 | 215655530
RUUD | WP15AY48AJ2N | RCFY4821STANM | R951V1005A21UH | 45500 | 45500 | 15.2 | 10 | 8.1 | 2.1 | 100 | 53 | 215655529
RUSSELL | SP15AY48AJ2N | TCFY4824STANM | S921V1155A24M4 | 45500 | 45500 | 15.2 | 10 | 8.1 | 2.1 | 100 | 53 | 215655528
FRIEDRICH | FWP15AY48AJ2N | TCFY4821STANM | FR921V0705A21M4 | 45500 | 45500 | 15.2 | 10 | 8.1 | 2.1 | 100 | 53 | 215655527
RHEEM | RP15AY48AJ2N | RCFY4824STANM | R951V1005A21UH | 45500 | 45500 | 15.2 | 10 | 8.1 | 2.1 | 100 | 53 | 215655526
RHEEM | WP15AY48AJ2N | RCFY4821STANM | R921V0855A21M4 | 45500 | 45500 | 15.2 | 10 | 8.1 | 2.1 | 100 | 54 | 215655525
RHEEM | RP15AY48AJ2N | RCFY4821STANM | R802V0755A21DZ | 45500 | 45500 | 15.2 | 10 | 8.1 | 2.1 | 100 | 53 | 215655716
RUUD | RP15AY48AJ2N | RCFY4821STANM | R802V1005A21DZ | 45500 | 45500 | 15.2 | 10 | 8.1 | 2.2 | 100 | 52 | 215655715
RHEEM | WP15AY48AJ2N | RCFY4824STANM | R802V1005A21UH | 45500 | 45500 | 15.2 | 10 | 8.1 | 2.2 | 100 | 52 | 215655714
FRIEDRICH | FWP15AY48AJ2N | TCFY4821STANM | FR802V1004A17UH | 45500 | 45500 | 15.2 | 10 | 8.1 | 2.1 | 100 | 53 | 215655713
RUUD | RP15AY48AJ2N | RCFY4824STANM | R802V1255A24UH | 45500 | 45500 | 15.2 | 10 | 8.1 | 2.2 | 100 | 52 | 215655712
RHEEM | RP15AY48AJ2N | RCFY4821STANM | R802V1004A17UH | 45500 | 45500 | 15.2 | 10 | 8.1 | 2.1 | 100 | 53 | 215655711
RHEEM | WP15AY48AJ2N | RCFY4824STANM | R802V1505A24UH | 45500 | 45500 | 15.2 | 10 | 8.1 | 2.2 | 100 | 52 | 215655710
FRIEDRICH | FRP15AY48AJ2N | TCFY4824STANM | FR802V1505A24UH | 45500 | 45500 | 15.2 | 10 | 8.1 | 2.2 | 100 | 52 | 215655709
WEATHERKING | WP15AY48AJ2N | RCFY4821STANM | W802W0754A17UH | 45500 | 45500 | 15.2 | 10 | 8.1 | 2.1 | 100 | 52 | 215655708
WEATHERKING | WP15AY48AJ2N | TCFY4821STANM | W802W0754A17UH | 45500 | 45500 | 15.2 | 10 | 8.1 | 2.1 | 100 | 52 | 215655707
WEATHERKING | WP15AY48AJ2N | RCFY4821STANM | W802W0755A21DZ | 45500 | 45500 | 15.2 | 10 | 8.1 | 2.1 | 100 | 53 | 215655706
RHEEM | WP15AY48AJ2N | RCFY4821STANM | R802V1005A21DZ | 45500 | 45500 | 15.2 | 10 | 8.1 | 2.2 | 100 | 52 | 215655705
RUSSELL | SP15AY48AJ2N | TCFY4821STANM | S802V0754A17UH | 45500 | 45500 | 15.2 | 10 | 8.1 | 2.1 | 100 | 52 | 215655704
FRIEDRICH | FRP15AY48AJ2N | TCFY4824STANM | FR802V1005A21UH | 45500 | 45500 | 15.2 | 10 | 8.1 | 2.2 | 100 | 52 | 215655703
FRIEDRICH | FRP15AY48AJ2N | TCFY4821STANM | FR802V1004A17UH | 45500 | 45500 | 15.2 | 10 | 8.1 | 2.1 | 100 | 53 | 215655702
WEATHERKING | WP15AY48AJ2N | TCFY4824STANM | W802W0755A21DZ | 45500 | 45500 | 15.2 | 10 | 8.1 | 2.1 | 100 | 53 | 215655701
RHEEM | RP15AY48AJ2N | RCFY4821STANM | R802V0504A17UH | 45500 | 45500 | 15.2 | 10 | 8.1 | 2.1 | 100 | 54 | 215655700
RUSSELL | SP15AY48AJ2N | TCFY4821STANM | S802V1004A17UH | 45500 | 45500 | 15.2 | 10 | 8.1 | 2.1 | 100 | 53 | 215655699
SURE | SP15AY48AJ2N | TCFY4821STANM | S802V0754A17UH | 45500 | 45500 | 15.2 | 10 | 8.1 | 2.1 | 100 | 52 | 215655698
FRIEDRICH | FRP15AY48AJ2N | TCFY4821STANM | FR802V1005A21UH | 45500 | 45500 | 15.2 | 10 | 8.1 | 2.2 | 100 | 52 | 215655697
FRIEDRICH | FWP15AY48AJ2N | TCFY4821STANM | FR802V0754A17UH | 45500 | 45500 | 15.2 | 10 | 8.1 | 2.1 | 100 | 52 | 215655696
RHEEM | RP15AY48AJ2N | RCFY4824STANM | R802V0755A21DZ | 45500 | 45500 | 15.2 | 10 | 8.1 | 2.1 | 100 | 53 | 215655695
RUUD | WP15AY48AJ2N | RCFY4824STANM | R802V0755A21DZ | 45500 | 45500 | 15.2 | 10 | 8.1 | 2.1 | 100 | 53 | 215655694
WEATHERKING | WP15AY42AJ2N | RCFY4824STANM | W951W1155A24M4 | 40000 | 40000 | 15.2 | 11.7 | 8.1 | 2 | 100 | 47 | 215655074
FRIEDRICH | FRP15AY42AJ2N | TCFY4824STANM | FR951V0705A21M4 | 40000 | 40000 | 16 | 11.7 | 8.1 | 2 | 100 | 48 | 215655073
FRIEDRICH | FRP15AY42AJ2N | TCFY4824STANM | FR951V1005A21UH | 40000 | 40000 | 16 | 11.7 | 8.1 | 2 | 100 | 48 | 215655072
FRIEDRICH | FWP15AY42AJ2N | TCFY4821STANM | FR951V0855A21M4 | 40000 | 40000 | 15.2 | 11.7 | 8.1 | 2 | 100 | 48 | 215655071
FRIEDRICH | FWP15AY42AJ2N | TCFY4824STANM | FR921V1155A24M4 | 40000 | 40000 | 15.2 | 11.7 | 8.1 | 2 | 100 | 47 | 215655070
FRIEDRICH | FWP15AY42AJ2N | TCFY4824STANM | FR951V0855A21M4 | 40000 | 40000 | 15.2 | 11.7 | 8.1 | 2 | 100 | 48 | 215655069
RUSSELL | SP15AY42AJ2N | TCFY4821STANM | S921V0705A21M4 | 40000 | 40000 | 16 | 11.7 | 8.1 | 2 | 100 | 48 | 215655068
FRIEDRICH | FWP15AY42AJ2N | TCFY4821STANM | FR921V0705A21M4 | 40000 | 40000 | 15.2 | 11.7 | 8.1 | 2 | 100 | 48 | 215655067
RUUD | WP15AY42AJ2N | RCFY4821STANM | R951V1005A21UH | 40000 | 40000 | 15.2 | 11.7 | 8.1 | 2 | 100 | 48 | 215655066
RUSSELL | SP15AY42AJ2N | TCFY4821STANM | S921V0855A21M4 | 40000 | 40000 | 16 | 11.7 | 8.1 | 2 | 100 | 48 | 215655065
FRIEDRICH | FRP15AY42AJ2N | TCFY4824STANM | FR921V0705A21M4 | 40000 | 40000 | 16 | 11.7 | 8.1 | 2 | 100 | 48 | 215655064
WEATHERKING | WP15AY42AJ2N | RCFY4821STANM | W951W0855A21M4 | 40000 | 40000 | 15.2 | 11.7 | 8.1 | 2 | 100 | 48 | 215655063
RUSSELL | SP15AY42AJ2N | TCFY4824STANM | S921V0705A21M4 | 40000 | 40000 | 16 | 11.7 | 8.1 | 2 | 100 | 48 | 215655062
RUUD | WP15AY42AJ2N | RCFY4824STANM | R951V1005A21UH | 40000 | 40000 | 15.2 | 11.7 | 8.1 | 2 | 100 | 48 | 215655061
SURE | SP15AY42AJ2N | TCFY4821STANM | S951V0705A21UHU | 40000 | 40000 | 16 | 11.7 | 8.1 | 2 | 100 | 48 | 215655060
SURE | SP15AY42AJ2N | TCFY4824STANM | S951V0855A21M4 | 40000 | 40000 | 16 | 11.7 | 8.1 | 2 | 100 | 48 | 215655059
SURE | SP15AY42AJ2N | TCFY4821STANM | S921V0855A21M4 | 40000 | 40000 | 16 | 11.7 | 8.1 | 2 | 100 | 48 | 215655058
RHEEM | RP15AY42AJ2N | RCFY4821STANM | R921V0855A21M4 | 40000 | 40000 | 16 | 11.7 | 8.1 | 2 | 100 | 48 | 215655057
SURE | SP15AY42AJ2N | TCFY4821STANM | S921V0705A21M4 | 40000 | 40000 | 16 | 11.7 | 8.1 | 2 | 100 | 48 | 215655056
RUSSELL | SP15AY42AJ2N | TCFY4824STANM | S921V1005A21M4 | 40000 | 40000 | 16 | 11.7 | 8.1 | 2 | 100 | 48 | 215655055
FRIEDRICH | FRP15AY42AJ2N | TCFY4821STANM | FR951V1005A21M4 | 40000 | 40000 | 16 | 11.7 | 8.1 | 2 | 100 | 48 | 215655054
RUSSELL | SP15AY42AJ2N | TCFY4824STANM | S921V0855A21M4 | 40000 | 40000 | 16 | 11.7 | 8.1 | 2 | 100 | 48 | 215655053
SURE | SP15AY42AJ2N | TCFY4824STANM | S921V0855A21M4 | 40000 | 40000 | 16 | 11.7 | 8.1 | 2 | 100 | 48 | 215655052
RUUD | RP15AY42AJ2N | RCFY4824STANM | R951V1005A21UH | 40000 | 40000 | 16 | 11.7 | 8.1 | 2 | 100 | 48 | 215655051
WEATHERKING | WP15AY42AJ2N | TCFY4821STANM | W951W0705A21UHU | 40000 | 40000 | 15.2 | 11.7 | 8.1 | 2 | 100 | 48 | 215655050
FRIEDRICH | FRP15AY42AJ2N | TCFY4824STANM | FR951V1005A21M4 | 40000 | 40000 | 16 | 11.7 | 8.1 | 2 | 100 | 48 | 215655049
SURE | SP15AY42AJ2N | TCFY4824STANM | S921V0705A21M4 | 40000 | 40000 | 16 | 11.7 | 8.1 | 2 | 100 | 48 | 215655048
RHEEM | RP15AY42AJ2N | RCFY4824STANM | R951V1155A24M4 | 40000 | 40000 | 16 | 11.7 | 8.1 | 2 | 100 | 47 | 215655047
FRIEDRICH | FRP15AY42AJ2N | TCFY4821STANM | FR951V0705A21M4 | 40000 | 40000 | 16 | 11.7 | 8.1 | 2 | 100 | 48 | 215655046
RUUD | WP15AY42AJ2N | RCFY4824STANM | R921V1005A21M4 | 40000 | 40000 | 15.2 | 11.7 | 8.1 | 2 | 100 | 48 | 215655045
FRIEDRICH | FWP15AY42AJ2N | TCFY4824STANM | FR951V1005A21UH | 40000 | 40000 | 15.2 | 11.7 | 8.1 | 2 | 100 | 48 | 215655044
RHEEM | WP15AY42AJ2N | RCFY4821STANM | R921V0705A21M4 | 40000 | 40000 | 15.2 | 11.7 | 8.1 | 2 | 100 | 48 | 215655043
FRIEDRICH | FRP15AY42AJ2N | TCFY4821STANM | FR951V0855A21M4 | 40000 | 40000 | 16 | 11.7 | 8.1 | 2 | 100 | 48 | 215655042
RUUD | WP15AY42AJ2N | RCFY4824STANM | R921V1155A24M4 | 40000 | 40000 | 15.2 | 11.7 | 8.1 | 2 | 100 | 47 | 215655041
FRIEDRICH | FWP15AY42AJ2N | TCFY4824STANM | FR921V0855A21M4 | 40000 | 40000 | 15.2 | 11.7 | 8.1 | 2 | 100 | 48 | 215655040
RHEEM | RP15AY42AJ2N | RCFY4824STANM | R951V1005A21M4 | 40000 | 40000 | 16 | 11.7 | 8.1 | 2 | 100 | 48 | 215655039
RHEEM | WP15AY42AJ2N | RCFY4824STANM | R951V0705A21M4 | 40000 | 40000 | 15.2 | 11.7 | 8.1 | 2 | 100 | 48 | 215655038
RHEEM | RP15AY42AJ2N | RCFY4821STANM | R921V1005A21M4 | 40000 | 40000 | 16 | 11.7 | 8.1 | 2 | 100 | 48 | 215655037
SURE | SP15AY42AJ2N | TCFY4824STANM | S951V0705A21UHU | 40000 | 40000 | 16 | 11.7 | 8.1 | 2 | 100 | 48 | 215655036
RUUD | WP15AY42AJ2N | RCFY4821STANM | R921V0705A21M4 | 40000 | 40000 | 15.2 | 11.7 | 8.1 | 2 | 100 | 48 | 215655035
RUUD | WP15AY42AJ2N | RCFY4824STANM | R921V0705A21M4 | 40000 | 40000 | 15.2 | 11.7 | 8.1 | 2 | 100 | 48 | 215655034
RUUD | RP15AY42AJ2N | RCFY4821STANM | R951V1005A21UH | 40000 | 40000 | 16 | 11.7 | 8.1 | 2 | 100 | 48 | 215655033
WEATHERKING | WP15AY42AJ2N | TCFY4824STANM | W921W0705A21M4 | 40000 | 40000 | 15.2 | 11.7 | 8.1 | 2 | 100 | 48 | 215655032
RHEEM | WP15AY42AJ2N | RCFY4821STANM | R951V1005A21M4 | 40000 | 40000 | 15.2 | 11.7 | 8.1 | 2 | 100 | 48 | 215655031
FRIEDRICH | FRP15AY42AJ2N | TCFY4824STANM | FR951V0855A21M4 | 40000 | 40000 | 16 | 11.7 | 8.1 | 2 | 100 | 48 | 215655030
RHEEM | WP15AY42AJ2N | RCFY4824STANM | R951V1005A21UH | 40000 | 40000 | 15.2 | 11.7 | 8.1 | 2 | 100 | 48 | 215655029
FRIEDRICH | FWP15AY42AJ2N | TCFY4821STANM | FR921V0855A21M4 | 40000 | 40000 | 15.2 | 11.7 | 8.1 | 2 | 100 | 48 | 215655028
RUSSELL | SP15AY42AJ2N | TCFY4821STANM | S951V0855A21M4 | 40000 | 40000 | 16 | 11.7 | 8.1 | 2 | 100 | 48 | 215655027
WEATHERKING | WP15AY42AJ2N | TCFY4824STANM | W951W0855A21M4 | 40000 | 40000 | 15.2 | 11.7 | 8.1 | 2 | 100 | 48 | 215655026
FRIEDRICH | FWP15AY42AJ2N | TCFY4824STANM | FR951V0705A21UHU | 40000 | 40000 | 15.2 | 11.7 | 8.1 | 2 | 100 | 48 | 215655025
RUUD | RP15AY42AJ2N | RCFY4821STANM | R951V1005A21M4 | 40000 | 40000 | 16 | 11.7 | 8.1 | 2 | 100 | 48 | 215655024
RUUD | WP15AY42AJ2N | RCFY4824STANM | R951V0855A21M4 | 40000 | 40000 | 15.2 | 11.7 | 8.1 | 2 | 100 | 48 | 215655023
RUSSELL | SP15AY42AJ2N | TCFY4824STANM | S951V0855A21M4 | 40000 | 40000 | 16 | 11.7 | 8.1 | 2 | 100 | 48 | 215655022
FRIEDRICH | FRP15AY42AJ2N | TCFY4824STANM | FR951V1155A24M4 | 40000 | 40000 | 16 | 11.7 | 8.1 | 2 | 100 | 47 | 215655021
FRIEDRICH | FRP15AY42AJ2N | TCFY4821STANM | FR921V1005A21M4 | 40000 | 40000 | 16 | 11.7 | 8.1 | 2 | 100 | 48 | 215655020
WEATHERKING | WP15AY42AJ2N | RCFY4824STANM | W951W1005A21UH | 40000 | 40000 | 15.2 | 11.7 | 8.1 | 2 | 100 | 48 | 215655019
WEATHERKING | WP15AY42AJ2N | RCFY4824STANM | W921W1155A24M4 | 40000 | 40000 | 15.2 | 11.7 | 8.1 | 2 | 100 | 47 | 215655018
WEATHERKING | WP15AY42AJ2N | RCFY4824STANM | W921W1005A21M4 | 40000 | 40000 | 15.2 | 11.7 | 8.1 | 2 | 100 | 48 | 215655017
WEATHERKING | WP15AY42AJ2N | TCFY4824STANM | W951W1155A24M4 | 40000 | 40000 | 15.2 | 11.7 | 8.1 | 2 | 100 | 47 | 215655016
RUUD | WP15AY42AJ2N | RCFY4824STANM | R951V0705A21M4 | 40000 | 40000 | 15.2 | 11.7 | 8.1 | 2 | 100 | 48 | 215655015
RUUD | RP15AY42AJ2N | RCFY4824STANM | R921V1155A24M4 | 40000 | 40000 | 16 | 11.7 | 8.1 | 2 | 100 | 47 | 215655014
WEATHERKING | WP15AY42AJ2N | TCFY4824STANM | W921W0855A21M4 | 40000 | 40000 | 15.2 | 11.7 | 8.1 | 2 | 100 | 48 | 215655013
WEATHERKING | WP15AY42AJ2N | TCFY4821STANM | W921W0705A21M4 | 40000 | 40000 | 15.2 | 11.7 | 8.1 | 2 | 100 | 48 | 215655012
RHEEM | RP15AY42AJ2N | RCFY4824STANM | R951V0705A21M4 | 40000 | 40000 | 16 | 11.7 | 8.1 | 2 | 100 | 48 | 215655011
WEATHERKING | WP15AY42AJ2N | RCFY4824STANM | W951W1005A21M4 | 40000 | 40000 | 15.2 | 11.7 | 8.1 | 2 | 100 | 48 | 215655010
RUSSELL | SP15AY42AJ2N | TCFY4824STANM | S951V0705A21UHU | 40000 | 40000 | 16 | 11.7 | 8.1 | 2 | 100 | 48 | 215655009
FRIEDRICH | FWP15AY42AJ2N | TCFY4824STANM | FR951V1005A21M4 | 40000 | 40000 | 15.2 | 11.7 | 8.1 | 2 | 100 | 48 | 215655008
FRIEDRICH | FRP15AY42AJ2N | TCFY4821STANM | FR921V0705A21M4 | 40000 | 40000 | 16 | 11.7 | 8.1 | 2 | 100 | 48 | 215655007
RHEEM | RP15AY42AJ2N | RCFY4824STANM | R921V0855A21M4 | 40000 | 40000 | 16 | 11.7 | 8.1 | 2 | 100 | 48 | 215655006
SURE | SP15AY42AJ2N | TCFY4824STANM | S951V1155A24M4 | 40000 | 40000 | 16 | 11.7 | 8.1 | 2 | 100 | 47 | 215655005
RUSSELL | SP15AY42AJ2N | TCFY4824STANM | S951V1155A24M4 | 40000 | 40000 | 16 | 11.7 | 8.1 | 2 | 100 | 47 | 215655004
WEATHERKING | WP15AY42AJ2N | TCFY4824STANM | W951W0705A21M4 | 40000 | 40000 | 15.2 | 11.7 | 8.1 | 2 | 100 | 48 | 215655003
WEATHERKING | WP15AY42AJ2N | RCFY4821STANM | W951W1005A21M4 | 40000 | 40000 | 15.2 | 11.7 | 8.1 | 2 | 100 | 48 | 215655002
WEATHERKING | WP15AY42AJ2N | RCFY4821STANM | W921W1005A21M4 | 40000 | 40000 | 15.2 | 11.7 | 8.1 | 2 | 100 | 48 | 215655001
RHEEM | WP15AY42AJ2N | RCFY4824STANM | R921V0855A21M4 | 40000 | 40000 | 15.2 | 11.7 | 8.1 | 2 | 100 | 48 | 215655000
SURE | SP15AY42AJ2N | TCFY4821STANM | S951V1005A21UH | 40000 | 40000 | 16 | 11.7 | 8.1 | 2 | 100 | 48 | 215654999
RUUD | WP15AY42AJ2N | RCFY4824STANM | R921V0855A21M4 | 40000 | 40000 | 15.2 | 11.7 | 8.1 | 2 | 100 | 48 | 215654998
RHEEM | RP15AY42AJ2N | RCFY4824STANM | R951V0705A21UHU | 40000 | 40000 | 16 | 11.7 | 8.1 | 2 | 100 | 48 | 215654997
FRIEDRICH | FWP15AY42AJ2N | TCFY4821STANM | FR951V0705A21M4 | 40000 | 40000 | 15.2 | 11.7 | 8.1 | 2 | 100 | 48 | 215654996
WEATHERKING | WP15AY42AJ2N | RCFY4821STANM | W921W0855A21M4 | 40000 | 40000 | 15.2 | 11.7 | 8.1 | 2 | 100 | 48 | 215654995
RHEEM | WP15AY42AJ2N | RCFY4821STANM | R951V0705A21M4 | 40000 | 40000 | 15.2 | 11.7 | 8.1 | 2 | 100 | 48 | 215654994
RHEEM | WP15AY42AJ2N | RCFY4821STANM | R921V1005A21M4 | 40000 | 40000 | 15.2 | 11.7 | 8.1 | 2 | 100 | 48 | 215654993
SURE | SP15AY42AJ2N | TCFY4824STANM | S921V1155A24M4 | 40000 | 40000 | 16 | 11.7 | 8.1 | 2 | 100 | 47 | 215654992
RUUD | RP15AY42AJ2N | RCFY4824STANM | R921V0855A21M4 | 40000 | 40000 | 16 | 11.7 | 8.1 | 2 | 100 | 48 | 215654991
FRIEDRICH | FWP15AY42AJ2N | TCFY4824STANM | FR951V1155A24M4 | 40000 | 40000 | 15.2 | 11.7 | 8.1 | 2 | 100 | 47 | 215654990
RHEEM | WP15AY42AJ2N | RCFY4824STANM | R921V1005A21M4 | 40000 | 40000 | 15.2 | 11.7 | 8.1 | 2 | 100 | 48 | 215654989
RUUD | WP15AY42AJ2N | RCFY4824STANM | R951V0705A21UHU | 40000 | 40000 | 15.2 | 11.7 | 8.1 | 2 | 100 | 48 | 215654988
RHEEM | RP15AY42AJ2N | RCFY4821STANM | R951V0705A21M4 | 40000 | 40000 | 16 | 11.7 | 8.1 | 2 | 100 | 48 | 215654987
RUUD | WP15AY42AJ2N | RCFY4821STANM | R951V1005A21M4 | 40000 | 40000 | 15.2 | 11.7 | 8.1 | 2 | 100 | 48 | 215654986
RHEEM | RP15AY42AJ2N | RCFY4824STANM | R921V1155A24M4 | 40000 | 40000 | 16 | 11.7 | 8.1 | 2 | 100 | 47 | 215654985
RHEEM | WP15AY42AJ2N | RCFY4824STANM | R951V0855A21M4 | 40000 | 40000 | 15.2 | 11.7 | 8.1 | 2 | 100 | 48 | 215654984
RUUD | RP15AY42AJ2N | RCFY4824STANM | R951V1005A21M4 | 40000 | 40000 | 16 | 11.7 | 8.1 | 2 | 100 | 48 | 215654983
WEATHERKING | WP15AY42AJ2N | TCFY4824STANM | W951W1005A21UH | 40000 | 40000 | 15.2 | 11.7 | 8.1 | 2 | 100 | 48 | 215654982
RUSSELL | SP15AY42AJ2N | TCFY4821STANM | S951V1005A21UH | 40000 | 40000 | 16 | 11.7 | 8.1 | 2 | 100 | 48 | 215654981
RUUD | RP15AY42AJ2N | RCFY4824STANM | R951V0705A21UHU | 40000 | 40000 | 16 | 11.7 | 8.1 | 2 | 100 | 48 | 215654980
RUUD | RP15AY42AJ2N | RCFY4821STANM | R951V0855A21M4 | 40000 | 40000 | 16 | 11.7 | 8.1 | 2 | 100 | 48 | 215654979
WEATHERKING | WP15AY42AJ2N | RCFY4824STANM | W921W0855A21M4 | 40000 | 40000 | 15.2 | 11.7 | 8.1 | 2 | 100 | 48 | 215654978
FRIEDRICH | FWP15AY42AJ2N | TCFY4821STANM | FR951V1005A21M4 | 40000 | 40000 | 15.2 | 11.7 | 8.1 | 2 | 100 | 48 | 215654977
RHEEM | WP15AY42AJ2N | RCFY4824STANM | R921V0705A21M4 | 40000 | 40000 | 15.2 | 11.7 | 8.1 | 2 | 100 | 48 | 215654976
WEATHERKING | WP15AY42AJ2N | TCFY4821STANM | W921W1005A21M4 | 40000 | 40000 | 15.2 | 11.7 | 8.1 | 2 | 100 | 48 | 215654975
FRIEDRICH | FRP15AY42AJ2N | TCFY4821STANM | FR921V0855A21M4 | 40000 | 40000 | 16 | 11.7 | 8.1 | 2 | 100 | 48 | 215654974
FRIEDRICH | FRP15AY42AJ2N | TCFY4824STANM | FR921V0855A21M4 | 40000 | 40000 | 16 | 11.7 | 8.1 | 2 | 100 | 48 | 215654973
RHEEM | RP15AY42AJ2N | RCFY4821STANM | R951V1005A21M4 | 40000 | 40000 | 16 | 11.7 | 8.1 | 2 | 100 | 48 | 215654972
WEATHERKING | WP15AY42AJ2N | RCFY4821STANM | W921W0705A21M4 | 40000 | 40000 | 15.2 | 11.7 | 8.1 | 2 | 100 | 48 | 215654971
RUUD | RP15AY42AJ2N | RCFY4821STANM | R921V1005A21M4 | 40000 | 40000 | 16 | 11.7 | 8.1 | 2 | 100 | 48 | 215654970
RHEEM | RP15AY42AJ2N | RCFY4824STANM | R951V0855A21M4 | 40000 | 40000 | 16 | 11.7 | 8.1 | 2 | 100 | 48 | 215654969
FRIEDRICH | FWP15AY42AJ2N | TCFY4821STANM | FR951V1005A21UH | 40000 | 40000 | 15.2 | 11.7 | 8.1 | 2 | 100 | 48 | 215654968
WEATHERKING | WP15AY42AJ2N | TCFY4821STANM | W951W1005A21M4 | 40000 | 40000 | 15.2 | 11.7 | 8.1 | 2 | 100 | 48 | 215654967
WEATHERKING | WP15AY42AJ2N | RCFY4824STANM | W921W0705A21M4 | 40000 | 40000 | 15.2 | 11.7 | 8.1 | 2 | 100 | 48 | 215654966
WEATHERKING | WP15AY42AJ2N | RCFY4824STANM | W951W0705A21UHU | 40000 | 40000 | 15.2 | 11.7 | 8.1 | 2 | 100 | 48 | 215654965
FRIEDRICH | FWP15AY42AJ2N | TCFY4824STANM | FR951V0705A21M4 | 40000 | 40000 | 15.2 | 11.7 | 8.1 | 2 | 100 | 48 | 215654964
RHEEM | WP15AY42AJ2N | RCFY4821STANM | R951V0855A21M4 | 40000 | 40000 | 15.2 | 11.7 | 8.1 | 2 | 100 | 48 | 215654963
RHEEM | RP15AY42AJ2N | RCFY4821STANM | R962V0855A21M4 | 40000 | 40000 | 16 | 11.7 | 8.1 | 2 | 100 | 48 | 215656425
RUUD | WP15AY42AJ2N | RCFY4824STANM | R962V1005A21M4 | 40000 | 40000 | 15.2 | 11.7 | 8.1 | 2 | 100 | 48 | 215656423
FRIEDRICH | FWP15AY42AJ2N | TCFY4821STANM | FR962V0855A21M4 | 40000 | 40000 | 15.2 | 11.7 | 8.1 | 2 | 100 | 48 | 215656422
RUSSELL | SP15AY42AJ2N | TCFY4824STANM | S962V0855A21M4 | 40000 | 40000 | 16 | 11.7 | 8.1 | 2 | 100 | 48 | 215656421
WEATHERKING | WP15AY42AJ2N | TCFY4824STANM | W962W1005A21M4 | 40000 | 40000 | 15.2 | 11.7 | 8.1 | 2 | 100 | 48 | 215656419
RHEEM | RP15AY42AJ2N | RCFY4821STANM | R962V0705A21M4 | 40000 | 40000 | 16 | 11.7 | 8.1 | 2 | 100 | 48 | 215656418
FRIEDRICH | FWP15AY42AJ2N | TCFY4824STANM | FR962V1005A21M4 | 40000 | 40000 | 15.2 | 11.7 | 8.1 | 2 | 100 | 48 | 215656417
WEATHERKING | WP15AY42AJ2N | RCFY4821STANM | W962W0855A21M4 | 40000 | 40000 | 15.2 | 11.7 | 8.1 | 2 | 100 | 48 | 215656416
SURE | SP15AY42AJ2N | TCFY4821STANM | S962V0855A21M4 | 40000 | 40000 | 16 | 11.7 | 8.1 | 2 | 100 | 48 | 215656413
RUSSELL | SP15AY42AJ2N | TCFY4821STANM | S962V0855A21M4 | 40000 | 40000 | 16 | 11.7 | 8.1 | 2 | 100 | 48 | 215656412
FRIEDRICH | FRP15AY42AJ2N | TCFY4821STANM | FR962V1005A21M4 | 40000 | 40000 | 16 | 11.7 | 8.1 | 2 | 100 | 48 | 215656410
SURE | SP15AY42AJ2N | TCFY4824STANM | S962V0855A21M4 | 40000 | 40000 | 16 | 11.7 | 8.1 | 2 | 100 | 48 | 215656408
WEATHERKING | WP15AY42AJ2N | TCFY4824STANM | W962W0855A21M4 | 40000 | 40000 | 15.2 | 11.7 | 8.1 | 2 | 100 | 48 | 215656404
RUUD | WP15AY42AJ2N | RCFY4821STANM | R962V0705A21M4 | 40000 | 40000 | 15.2 | 11.7 | 8.1 | 2 | 100 | 48 | 215656403
RHEEM | RP15AY42AJ2N | RCFY4824STANM | R962V1155A24M4 | 40000 | 40000 | 16 | 11.7 | 8.1 | 2 | 100 | 47 | 215656401
FRIEDRICH | FWP15AY42AJ2N | TCFY4821STANM | FR97MV0855A21DH | 40000 | 40000 | 15.2 | 10 | 8.1 | 2 | 100 | 48 | 215656400
SURE | SP15AY42AJ2N | TCFY4824STANM | S962V1005A21M4 | 40000 | 40000 | 16 | 11.7 | 8.1 | 2 | 100 | 48 | 215656399
RUUD | RP15AY42AJ2N | RCFY4821STANM | R962V0705A21M4 | 40000 | 40000 | 16 | 11.7 | 8.1 | 2 | 100 | 48 | 215656397
FRIEDRICH | FWP15AY42AJ2N | TCFY4824STANM | FR97MV0855A21DH | 40000 | 40000 | 15.2 | 10 | 8.1 | 2 | 100 | 48 | 215656396
FRIEDRICH | FWP15AY42AJ2N | TCFY4824STANM | FR962V0855A21M4 | 40000 | 40000 | 15.2 | 11.7 | 8.1 | 2 | 100 | 48 | 215656395
RUUD | WP15AY42AJ2N | RCFY4821STANM | U97MV0855A21DHS | 40000 | 40000 | 15.2 | 10 | 8.1 | 2 | 100 | 48 | 215656394
RUUD | WP15AY42AJ2N | RCFY4824STANM | U97MV0855A21DHS | 40000 | 40000 | 15.2 | 10 | 8.1 | 2 | 100 | 48 | 215656393
SURE | SP15AY42AJ2N | TCFY4824STANM | S962V1155A24M4 | 40000 | 40000 | 16 | 11.7 | 8.1 | 2 | 100 | 47 | 215656389
RUUD | RP15AY42AJ2N | RCFY4824STANM | R962V1155A24M4 | 40000 | 40000 | 16 | 11.7 | 8.1 | 2 | 100 | 47 | 215656387
RUUD | RP15AY42AJ2N | RCFY4824STANM | R962V0855A21M4 | 40000 | 40000 | 16 | 11.7 | 8.1 | 2 | 100 | 48 | 215656384
RHEEM | WP15AY42AJ2N | RCFY4824STANM | R962V1155A24M4 | 40000 | 40000 | 15.2 | 11.7 | 8.1 | 2 | 100 | 47 | 215656385
RHEEM | WP15AY42AJ2N | RCFY4821STANM | R962V1005A21M4 | 40000 | 40000 | 15.2 | 11.7 | 8.1 | 2 | 100 | 48 | 215656382
WEATHERKING | WP15AY42AJ2N | TCFY4821STANM | W962W0855A21M4 | 40000 | 40000 | 15.2 | 11.7 | 8.1 | 2 | 100 | 48 | 215656383
RHEEM | RP15AY42AJ2N | RCFY4824STANM | R962V0855A21M4 | 40000 | 40000 | 16 | 11.7 | 8.1 | 2 | 100 | 48 | 215656380
WEATHERKING | WP15AY42AJ2N | TCFY4821STANM | W962W0705A21M4 | 40000 | 40000 | 15.2 | 11.7 | 8.1 | 2 | 100 | 48 | 215656379
RUUD | WP15AY42AJ2N | RCFY4821STANM | R962V1005A21M4 | 40000 | 40000 | 15.2 | 11.7 | 8.1 | 2 | 100 | 48 | 215656378
FRIEDRICH | FWP15AY42AJ2N | TCFY4821STANM | FR962V0705A21M4 | 40000 | 40000 | 15.2 | 11.7 | 8.1 | 2 | 100 | 48 | 215656377
WEATHERKING | WP15AY42AJ2N | RCFY4821STANM | W962W1005A21M4 | 40000 | 40000 | 15.2 | 11.7 | 8.1 | 2 | 100 | 48 | 215656376
FRIEDRICH | FRP15AY42AJ2N | TCFY4824STANM | FR962V1005A21M4 | 40000 | 40000 | 16 | 11.7 | 8.1 | 2 | 100 | 48 | 215656374
RHEEM | WP15AY42AJ2N | RCFY4821STANM | R962V0705A21M4 | 40000 | 40000 | 15.2 | 11.7 | 8.1 | 2 | 100 | 48 | 215656373
RUSSELL | SP15AY42AJ2N | TCFY4824STANM | S962V1005A21M4 | 40000 | 40000 | 16 | 11.7 | 8.1 | 2 | 100 | 48 | 215656372
FRIEDRICH | FWP15AY42AJ2N | TCFY4821STANM | FR962V1005A21M4 | 40000 | 40000 | 15.2 | 11.7 | 8.1 | 2 | 100 | 48 | 215656371
RUUD | WP15AY48AJ2N | RCFY4821STANM | R802V0755A21DZ | 45500 | 45500 | 15.2 | 10 | 8.1 | 2.1 | 100 | 53 | 215655693
RHEEM | RP15AY48AJ2N | RCFY4821STANM | R802V1005A21DZ | 45500 | 45500 | 15.2 | 10 | 8.1 | 2.2 | 100 | 52 | 215655692
FRIEDRICH | FRP15AY48AJ2N | TCFY4821STANM | FR802V1005A21DZ | 45500 | 45500 | 15.2 | 10 | 8.1 | 2.2 | 100 | 52 | 215655691
SURE | SP15AY48AJ2N | TCFY4821STANM | S802V0755A21DZ | 45500 | 45500 | 15.2 | 10 | 8.1 | 2.1 | 100 | 53 | 215655690
RUSSELL | SP15AY48AJ2N | TCFY4824STANM | S802V0755A21UH | 45500 | 45500 | 15.2 | 10 | 8.1 | 2.1 | 100 | 53 | 215655689
SURE | SP15AY48AJ2N | TCFY4821STANM | S802V1004A17UH | 45500 | 45500 | 15.2 | 10 | 8.1 | 2.1 | 100 | 53 | 215655688
RUUD | WP15AY48AJ2N | RCFY4824STANM | R802V0755A21UH | 45500 | 45500 | 15.2 | 10 | 8.1 | 2.1 | 100 | 53 | 215655687
WEATHERKING | WP15AY48AJ2N | TCFY4821STANM | W802W1005A21UH | 45500 | 45500 | 15.2 | 10 | 8.1 | 2.2 | 100 | 52 | 215655686
FRIEDRICH | FRP15AY48AJ2N | TCFY4821STANM | FR802V0754A17DZ | 45500 | 45500 | 15.2 | 10 | 8.1 | 2.1 | 100 | 54 | 215655685
WEATHERKING | WP15AY48AJ2N | TCFY4821STANM | W802W1004A17UH | 45500 | 45500 | 15.2 | 10 | 8.1 | 2.1 | 100 | 53 | 215655684
SURE | SP15AY48AJ2N | TCFY4821STANM | S802V1005A21DZ | 45500 | 45500 | 15.2 | 10 | 8.1 | 2.2 | 100 | 52 | 215655683
RHEEM | RP15AY48AJ2N | RCFY4824STANM | R802V1005A21DZ | 45500 | 45500 | 15.2 | 10 | 8.1 | 2.2 | 100 | 52 | 215655682
WEATHERKING | WP15AY48AJ2N | TCFY4821STANM | W802W1005A21DZ | 45500 | 45500 | 15.2 | 10 | 8.1 | 2.2 | 100 | 52 | 215655681
RHEEM | RP15AY48AJ2N | RCFY4821STANM | R802V0754A17DZ | 45500 | 45500 | 15.2 | 10 | 8.1 | 2.1 | 100 | 54 | 215655680
RUSSELL | SP15AY48AJ2N | TCFY4821STANM | S802V1005A21DZ | 45500 | 45500 | 15.2 | 10 | 8.1 | 2.2 | 100 | 52 | 215655679
RUUD | WP15AY48AJ2N | RCFY4824STANM | R802V1005A21DZ | 45500 | 45500 | 15.2 | 10 | 8.1 | 2.2 | 100 | 52 | 215655678
RUUD | RP15AY48AJ2N | RCFY4821STANM | R802V0504A17UH | 45500 | 45500 | 15.2 | 10 | 8.1 | 2.1 | 100 | 54 | 215655677
RUSSELL | SP15AY48AJ2N | TCFY4821STANM | S802V0755A21DZ | 45500 | 45500 | 15.2 | 10 | 8.1 | 2.1 | 100 | 53 | 215655676
RHEEM | WP15AY48AJ2N | RCFY4824STANM | R802V1005A21DZ | 45500 | 45500 | 15.2 | 10 | 8.1 | 2.2 | 100 | 52 | 215655675
RHEEM | RP15AY48AJ2N | RCFY4824STANM | R802V1505A24UH | 45500 | 45500 | 15.2 | 10 | 8.1 | 2.2 | 100 | 52 | 215655674
RUUD | RP15AY48AJ2N | RCFY4824STANM | R802V1505A24UH | 45500 | 45500 | 15.2 | 10 | 8.1 | 2.2 | 100 | 52 | 215655673
RUUD | WP15AY48AJ2N | RCFY4821STANM | R802V0754A17UH | 45500 | 45500 | 15.2 | 10 | 8.1 | 2.1 | 100 | 52 | 215655672
WEATHERKING | WP15AY48AJ2N | RCFY4821STANM | W802W0755A21UH | 45500 | 45500 | 15.2 | 10 | 8.1 | 2.1 | 100 | 53 | 215655671
RUUD | RP15AY48AJ2N | RCFY4821STANM | R802V0754A17DZ | 45500 | 45500 | 15.2 | 10 | 8.1 | 2.1 | 100 | 54 | 215655670
RHEEM | WP15AY48AJ2N | RCFY4821STANM | R802V0754A17UH | 45500 | 45500 | 15.2 | 10 | 8.1 | 2.1 | 100 | 52 | 215655669
RUUD | RP15AY48AJ2N | RCFY4824STANM | R802V1005A21DZ | 45500 | 45500 | 15.2 | 10 | 8.1 | 2.2 | 100 | 52 | 215655668
FRIEDRICH | FWP15AY48AJ2N | TCFY4824STANM | FR921V0855A21M4 | 45500 | 45500 | 15.2 | 10 | 8.1 | 2.1 | 100 | 54 | 215655667
FRIEDRICH | FRP15AY48AJ2N | TCFY4821STANM | FR951V0855A21M4 | 45500 | 45500 | 15.2 | 10 | 8.1 | 2.1 | 100 | 54 | 215655666
RHEEM | RP15AY48AJ2N | RCFY4821STANM | R951V0705A21UHU | 45500 | 45500 | 15.2 | 10 | 8.1 | 2.1 | 100 | 53 | 215655665
RUUD | WP15AY48AJ2N | RCFY4824STANM | R951V0705A21M4 | 45500 | 45500 | 15.2 | 10 | 8.1 | 2.1 | 100 | 53 | 215655664
RHEEM | WP15AY48AJ2N | RCFY4821STANM | R951V0705A21M4 | 45500 | 45500 | 15.2 | 10 | 8.1 | 2.1 | 100 | 53 | 215655663
RHEEM | WP15AY48AJ2N | RCFY4824STANM | R951V1005A21UH | 45500 | 45500 | 15.2 | 10 | 8.1 | 2.1 | 100 | 53 | 215655662
RHEEM | RP15AY48AJ2N | RCFY4824STANM | R951V0705A21UHU | 45500 | 45500 | 15.2 | 10 | 8.1 | 2.1 | 100 | 53 | 215655661
FRIEDRICH | FRP15AY48AJ2N | TCFY4824STANM | FR951V1005A21M4 | 45500 | 45500 | 15.2 | 10 | 8.1 | 2.1 | 100 | 53 | 215655660
RHEEM | RP15AY48AJ2N | RCFY4821STANM | R921V0855A21M4 | 45500 | 45500 | 15.2 | 10 | 8.1 | 2.1 | 100 | 54 | 215655659
WEATHERKING | WP15AY48AJ2N | TCFY4821STANM | W951W0705A21UHU | 45500 | 45500 | 15.2 | 10 | 8.1 | 2.1 | 100 | 53 | 215655658
SURE | SP15AY48AJ2N | TCFY4821STANM | S951V0705A21UHU | 45500 | 45500 | 15.2 | 10 | 8.1 | 2.1 | 100 | 53 | 215655657
FRIEDRICH | FWP15AY48AJ2N | TCFY4824STANM | FR951V0705A21UHU | 45500 | 45500 | 15.2 | 10 | 8.1 | 2.1 | 100 | 53 | 215655656
WEATHERKING | WP15AY48AJ2N | TCFY4821STANM | W951W1005A21M4 | 45500 | 45500 | 15.2 | 10 | 8.1 | 2.1 | 100 | 53 | 215655655
RUSSELL | SP15AY48AJ2N | TCFY4821STANM | S951V0705A21UHU | 45500 | 45500 | 15.2 | 10 | 8.1 | 2.1 | 100 | 53 | 215655654
RUUD | RP15AY48AJ2N | RCFY4824STANM | R921V0855A21M4 | 45500 | 45500 | 15.2 | 10 | 8.1 | 2.1 | 100 | 54 | 215655653
WEATHERKING | WP15AY48AJ2N | TCFY4824STANM | W921W0855A21M4 | 45500 | 45500 | 15.2 | 10 | 8.1 | 2.1 | 100 | 54 | 215655652
FRIEDRICH | FWP15AY48AJ2N | TCFY4821STANM | FR951V0705A21M4 | 45500 | 45500 | 15.2 | 10 | 8.1 | 2.1 | 100 | 53 | 215655651
RUUD | RP15AY48AJ2N | RCFY4821STANM | R921V0855A21M4 | 45500 | 45500 | 15.2 | 10 | 8.1 | 2.1 | 100 | 54 | 215655650
WEATHERKING | WP15AY48AJ2N | RCFY4821STANM | W951W1005A21UH | 45500 | 45500 | 15.2 | 10 | 8.1 | 2.1 | 100 | 53 | 215655649
RUUD | WP15AY48AJ2N | RCFY4824STANM | R921V1155A24M4 | 45500 | 45500 | 15.2 | 10 | 8.1 | 2.1 | 100 | 53 | 215655648
FRIEDRICH | FRP15AY48AJ2N | TCFY4824STANM | FR951V1155A24M4 | 45500 | 45500 | 15.2 | 10 | 8.1 | 2.1 | 100 | 53 | 215655647
FRIEDRICH | FWP15AY48AJ2N | TCFY4821STANM | FR951V1005A21UH | 45500 | 45500 | 15.2 | 10 | 8.1 | 2.1 | 100 | 53 | 215655646
RUUD | RP15AY48AJ2N | RCFY4824STANM | R951V0705A21UHU | 45500 | 45500 | 15.2 | 10 | 8.1 | 2.1 | 100 | 53 | 215655645
FRIEDRICH | FWP15AY48AJ2N | TCFY4821STANM | FR921V0855A21M4 | 45500 | 45500 | 15.2 | 10 | 8.1 | 2.1 | 100 | 54 | 215655644
FRIEDRICH | FRP15AY48AJ2N | TCFY4824STANM | FR951V1005A21UH | 45500 | 45500 | 15.2 | 10 | 8.1 | 2.1 | 100 | 53 | 215655643
RUUD | WP15AY48AJ2N | RCFY4821STANM | R921V0705A21M4 | 45500 | 45500 | 15.2 | 10 | 8.1 | 2.1 | 100 | 53 | 215655642
FRIEDRICH | FRP15AY48AJ2N | TCFY4821STANM | FR951V0705A21UHU | 45500 | 45500 | 15.2 | 10 | 8.1 | 2.1 | 100 | 53 | 215655641
FRIEDRICH | FRP15AY48AJ2N | TCFY4821STANM | FR951V1005A21UH | 45500 | 45500 | 15.2 | 10 | 8.1 | 2.1 | 100 | 53 | 215655640
FRIEDRICH | FWP15AY48AJ2N | TCFY4824STANM | FR951V1005A21M4 | 45500 | 45500 | 15.2 | 10 | 8.1 | 2.1 | 100 | 53 | 215655639
RHEEM | WP15AY48AJ2N | RCFY4824STANM | R951V1005A21M4 | 45500 | 45500 | 15.2 | 10 | 8.1 | 2.1 | 100 | 53 | 215655638
RUUD | WP15AY48AJ2N | RCFY4824STANM | R951V1005A21M4 | 45500 | 45500 | 15.2 | 10 | 8.1 | 2.1 | 100 | 53 | 215655637
RUUD | WP15AY42AJ2N | RCFY4821STANM | R951V0855A21M4 | 40000 | 40000 | 15.2 | 11.7 | 8.1 | 2 | 100 | 48 | 215654962
RUSSELL | SP15AY42AJ2N | TCFY4824STANM | S921V1155A24M4 | 40000 | 40000 | 16 | 11.7 | 8.1 | 2 | 100 | 47 | 215654961
RHEEM | RP15AY42AJ2N | RCFY4821STANM | R951V1005A21UH | 40000 | 40000 | 16 | 11.7 | 8.1 | 2 | 100 | 48 | 215654960
RUUD | RP15AY42AJ2N | RCFY4824STANM | R951V0855A21M4 | 40000 | 40000 | 16 | 11.7 | 8.1 | 2 | 100 | 48 | 215654959
RHEEM | WP15AY42AJ2N | RCFY4824STANM | R921V1155A24M4 | 40000 | 40000 | 15.2 | 11.7 | 8.1 | 2 | 100 | 47 | 215654958
RUUD | RP15AY42AJ2N | RCFY4824STANM | R921V1005A21M4 | 40000 | 40000 | 16 | 11.7 | 8.1 | 2 | 100 | 48 | 215654957
RUSSELL | SP15AY42AJ2N | TCFY4824STANM | S951V1005A21UH | 40000 | 40000 | 16 | 11.7 | 8.1 | 2 | 100 | 48 | 215654956
WEATHERKING | WP15AY42AJ2N | TCFY4821STANM | W921W0855A21M4 | 40000 | 40000 | 15.2 | 11.7 | 8.1 | 2 | 100 | 48 | 215654955
FRIEDRICH | FRP15AY42AJ2N | TCFY4821STANM | FR951V0705A21UHU | 40000 | 40000 | 16 | 11.7 | 8.1 | 2 | 100 | 48 | 215654954
SURE | SP15AY42AJ2N | TCFY4824STANM | S951V1005A21UH | 40000 | 40000 | 16 | 11.7 | 8.1 | 2 | 100 | 48 | 215654953
RUUD | RP15AY42AJ2N | RCFY4821STANM | R951V0705A21M4 | 40000 | 40000 | 16 | 11.7 | 8.1 | 2 | 100 | 48 | 215654952
SURE | SP15AY42AJ2N | TCFY4821STANM | S921V1005A21M4 | 40000 | 40000 | 16 | 11.7 | 8.1 | 2 | 100 | 48 | 215654951
RUSSELL | SP15AY42AJ2N | TCFY4821STANM | S921V1005A21M4 | 40000 | 40000 | 16 | 11.7 | 8.1 | 2 | 100 | 48 | 215654950
RUSSELL | SP15AY48AJ2N | TCFY4824STANM | S97MV1155A24DH | 45500 | 45500 | 15.2 | 10 | 8.1 | 2.1 | 100 | 51 | 215656553
RUUD | WP15AY48AJ2N | RCFY4821STANM | R962V1005A21M4 | 45500 | 45500 | 15.2 | 10 | 8.1 | 2.1 | 100 | 53 | 215656552
RUUD | WP15AY48AJ2N | RCFY4821STANM | R962V0855A21M4 | 45500 | 45500 | 15.2 | 10 | 8.1 | 2.1 | 100 | 54 | 215656549
RHEEM | WP15AY48AJ2N | RCFY4824STANM | R962V1155A24M4 | 45500 | 45500 | 15.2 | 10 | 8.1 | 2.1 | 100 | 53 | 215656548
WEATHERKING | WP15AY48AJ2N | RCFY4821STANM | W962W0855A21M4 | 45500 | 45500 | 15.2 | 10 | 8.1 | 2.1 | 100 | 54 | 215656547
RHEEM | WP15AY48AJ2N | RCFY4821STANM | R962V0855A21M4 | 45500 | 45500 | 15.2 | 10 | 8.1 | 2.1 | 100 | 54 | 215656546
RUUD | WP15AY48AJ2N | RCFY4824STANM | R962V0855A21M4 | 45500 | 45500 | 15.2 | 10 | 8.1 | 2.1 | 100 | 54 | 215656545
FRIEDRICH | FWP15AY48AJ2N | TCFY4821STANM | FR962V0855A21M4 | 45500 | 45500 | 15.2 | 10 | 8.1 | 2.1 | 100 | 54 | 215656544
RHEEM | RP15AY48AJ2N | RCFY4821STANM | R962V1005A21M4 | 45500 | 45500 | 15.2 | 10 | 8.1 | 2.1 | 100 | 53 | 215656542
WEATHERKING | WP15AY48AJ2N | RCFY4821STANM | W962W1005A21M4 | 45500 | 45500 | 15.2 | 10 | 8.1 | 2.1 | 100 | 53 | 215656537
FRIEDRICH | FWP15AY48AJ2N | TCFY4824STANM | FR962V1155A24M4 | 45500 | 45500 | 15.2 | 10 | 8.1 | 2.1 | 100 | 53 | 215656533
RHEEM | RP15AY48AJ2N | RCFY4824STANM | R962V1005A21M4 | 45500 | 45500 | 15.2 | 10 | 8.1 | 2.1 | 100 | 53 | 215656531
RHEEM | RP15AY48AJ2N | RCFY4824STANM | R962V1155A24M4 | 45500 | 45500 | 15.2 | 10 | 8.1 | 2.1 | 100 | 53 | 215656526
RHEEM | WP15AY48AJ2N | RCFY4824STANM | R962V0855A21M4 | 45500 | 45500 | 15.2 | 10 | 8.1 | 2.1 | 100 | 54 | 215656525
FRIEDRICH | FRP15AY48AJ2N | TCFY4824STANM | FR962V1155A24M4 | 45500 | 45500 | 15.2 | 10 | 8.1 | 2.1 | 100 | 53 | 215656523
SURE | SP15AY48AJ2N | TCFY4824STANM | S962V0855A21M4 | 45500 | 45500 | 15.2 | 10 | 8.1 | 2.1 | 100 | 54 | 215656517
WEATHERKING | WP15AY48AJ2N | TCFY4821STANM | W962W0855A21M4 | 45500 | 45500 | 15.2 | 10 | 8.1 | 2.1 | 100 | 54 | 215656511
WEATHERKING | WP15AY48AJ2N | TCFY4821STANM | W962W1005A21M4 | 45500 | 45500 | 15.2 | 10 | 8.1 | 2.1 | 100 | 53 | 215656509
WEATHERKING | WP15AY48AJ2N | TCFY4824STANM | W962W1005A21M4 | 45500 | 45500 | 15.2 | 10 | 8.1 | 2.1 | 100 | 53 | 215656508
FRIEDRICH | FRP15AY48AJ2N | TCFY4821STANM | FR962V0855A21M4 | 45500 | 45500 | 15.2 | 10 | 8.1 | 2.1 | 100 | 54 | 215656502
RHEEM | WP15AY48AJ2N | RCFY4824STANM | R962V1005A21M4 | 45500 | 45500 | 15.2 | 10 | 8.1 | 2.1 | 100 | 53 | 215656503
RUUD | RP15AY48AJ2N | RCFY4824STANM | U97MV1155A24DHS | 45500 | 45500 | 15.2 | 10 | 8.1 | 2.1 | 100 | 51 | 215656501
WEATHERKING | WP15AY48AJ2N | RCFY4824STANM | W962W1005A21M4 | 45500 | 45500 | 15.2 | 10 | 8.1 | 2.1 | 100 | 53 | 215656499
RUUD | RP15AY48AJ2N | RCFY4824STANM | R962V1155A24M4 | 45500 | 45500 | 15.2 | 10 | 8.1 | 2.1 | 100 | 53 | 215656497
RUUD | WP15AY48AJ2N | RCFY4824STANM | R962V1005A21M4 | 45500 | 45500 | 15.2 | 10 | 8.1 | 2.1 | 100 | 53 | 215656496
RUSSELL | SP15AY48AJ2N | TCFY4824STANM | S962V0855A21M4 | 45500 | 45500 | 15.2 | 10 | 8.1 | 2.1 | 100 | 54 | 215656493
RHEEM | RP15AY48AJ2N | RCFY4824STANM | R97MV1155A24DH | 45500 | 45500 | 15.2 | 10 | 8.1 | 2.1 | 100 | 51 | 215656490
FRIEDRICH | FRP15AY48AJ2N | TCFY4824STANM | FR802V1255A24UH | 45500 | 45500 | 15.2 | 10 | 8.1 | 2.2 | 100 | 52 | 215655811
FRIEDRICH | FWP15AY48AJ2N | TCFY4824STANM | FR802V1255A24UH | 45500 | 45500 | 15.2 | 10 | 8.1 | 2.2 | 100 | 52 | 215655809
RUSSELL | SP15AY48AJ2N | TCFY4824STANM | S802V1255A24DZ | 45500 | 45500 | 15.2 | 10 | 8.1 | 2.2 | 100 | 52 | 215655808
RUUD | RP15AY48AJ2N | RCFY4821STANM | R802V1004A17UH | 45500 | 45500 | 15.2 | 10 | 8.1 | 2.1 | 100 | 53 | 215655806
RHEEM | WP15AY48AJ2N | RCFY4821STANM | R802V0755A21DZ | 45500 | 45500 | 15.2 | 10 | 8.1 | 2.1 | 100 | 53 | 215655805
RHEEM | RP15AY48AJ2N | RCFY4824STANM | R802V1255A24DZ | 45500 | 45500 | 15.2 | 10 | 8.1 | 2.2 | 100 | 52 | 215655804
RUUD | RP15AY48AJ2N | RCFY4824STANM | R802V0755A21UH | 45500 | 45500 | 15.2 | 10 | 8.1 | 2.1 | 100 | 53 | 215655803
RUUD | WP15AY48AJ2N | RCFY4824STANM | R802V1005A21UH | 45500 | 45500 | 15.2 | 10 | 8.1 | 2.2 | 100 | 52 | 215655802
FRIEDRICH | FWP15AY48AJ2N | TCFY4824STANM | FR802V1005A21UH | 45500 | 45500 | 15.2 | 10 | 8.1 | 2.2 | 100 | 52 | 215655801
SURE | SP15AY48AJ2N | TCFY4821STANM | S802V0754A17DZ | 45500 | 45500 | 15.2 | 10 | 8.1 | 2.1 | 100 | 54 | 215655800
WEATHERKING | WP15AY48AJ2N | RCFY4821STANM | W802W0504A17UH | 45500 | 45500 | 15.2 | 10 | 8.1 | 2.1 | 100 | 54 | 215655799
RUUD | RP15AY48AJ2N | RCFY4824STANM | R802V1005A21UH | 45500 | 45500 | 15.2 | 10 | 8.1 | 2.2 | 100 | 52 | 215655798
WEATHERKING | WP15AY48AJ2N | TCFY4821STANM | W802W0504A17UH | 45500 | 45500 | 15.2 | 10 | 8.1 | 2.1 | 100 | 54 | 215655797
WEATHERKING | WP15AY48AJ2N | RCFY4821STANM | W802W1005A21UH | 45500 | 45500 | 15.2 | 10 | 8.1 | 2.2 | 100 | 52 | 215655796
WEATHERKING | WP15AY48AJ2N | TCFY4821STANM | W802W0755A21DZ | 45500 | 45500 | 15.2 | 10 | 8.1 | 2.1 | 100 | 53 | 215655794
RUUD | WP15AY48AJ2N | RCFY4821STANM | R802V0754A17DZ | 45500 | 45500 | 15.2 | 10 | 8.1 | 2.1 | 100 | 54 | 215655793
WEATHERKING | WP15AY48AJ2N | RCFY4824STANM | W802W1005A21UH | 45500 | 45500 | 15.2 | 10 | 8.1 | 2.2 | 100 | 52 | 215655792
RUSSELL | SP15AY48AJ2N | TCFY4821STANM | S802V0504A17UH | 45500 | 45500 | 15.2 | 10 | 8.1 | 2.1 | 100 | 54 | 215655791
FRIEDRICH | FWP15AY48AJ2N | TCFY4821STANM | FR802V0754A17DZ | 45500 | 45500 | 15.2 | 10 | 8.1 | 2.1 | 100 | 54 | 215655790
RHEEM | WP15AY48AJ2N | RCFY4821STANM | R802V0504A17UH | 45500 | 45500 | 15.2 | 10 | 8.1 | 2.1 | 100 | 54 | 215655789
RHEEM | RP15AY48AJ2N | RCFY4824STANM | R802V1255A24UH | 45500 | 45500 | 15.2 | 10 | 8.1 | 2.2 | 100 | 52 | 215655787
FRIEDRICH | FRP15AY48AJ2N | TCFY4824STANM | FR802V0755A21DZ | 45500 | 45500 | 15.2 | 10 | 8.1 | 2.1 | 100 | 53 | 215655786
WEATHERKING | WP15AY48AJ2N | TCFY4824STANM | W802W1005A21DZ | 45500 | 45500 | 15.2 | 10 | 8.1 | 2.2 | 100 | 52 | 215655785
RUSSELL | SP15AY48AJ2N | TCFY4821STANM | S802V0754A17DZ | 45500 | 45500 | 15.2 | 10 | 8.1 | 2.1 | 100 | 54 | 215655784
RHEEM | WP15AY48AJ2N | RCFY4824STANM | R802V1255A24UH | 45500 | 45500 | 15.2 | 10 | 8.1 | 2.2 | 100 | 52 | 215655783
FRIEDRICH | FWP15AY48AJ2N | TCFY4821STANM | FR802V0755A21UH | 45500 | 45500 | 15.2 | 10 | 8.1 | 2.1 | 100 | 53 | 215655782
RHEEM | RP15AY48AJ2N | RCFY4824STANM | R802V0755A21UH | 45500 | 45500 | 15.2 | 10 | 8.1 | 2.1 | 100 | 53 | 215655781
FRIEDRICH | FRP15AY48AJ2N | TCFY4824STANM | FR802V1255A24DZ | 45500 | 45500 | 15.2 | 10 | 8.1 | 2.2 | 100 | 52 | 215655780
RUUD | WP15AY48AJ2N | RCFY4821STANM | R802V0504A17UH | 45500 | 45500 | 15.2 | 10 | 8.1 | 2.1 | 100 | 54 | 215655779
RHEEM | RP15AY48AJ2N | RCFY4821STANM | R802V0755A21UH | 45500 | 45500 | 15.2 | 10 | 8.1 | 2.1 | 100 | 53 | 215655778
FRIEDRICH | FWP15AY48AJ2N | TCFY4821STANM | FR802V0504A17UH | 45500 | 45500 | 15.2 | 10 | 8.1 | 2.1 | 100 | 54 | 215655777
RUUD | RP15AY48AJ2N | RCFY4824STANM | R802V1255A24DZ | 45500 | 45500 | 15.2 | 10 | 8.1 | 2.2 | 100 | 52 | 215655776
FRIEDRICH | FWP15AY48AJ2N | TCFY4824STANM | FR802V1255A24DZ | 45500 | 45500 | 15.2 | 10 | 8.1 | 2.2 | 100 | 52 | 215655775
SURE | SP15AY48AJ2N | TCFY4821STANM | S802V0504A17UH | 45500 | 45500 | 15.2 | 10 | 8.1 | 2.1 | 100 | 54 | 215655774
WEATHERKING | WP15AY48AJ2N | TCFY4824STANM | W802W1505A24UH | 45500 | 45500 | 15.2 | 10 | 8.1 | 2.2 | 100 | 52 | 215655772
FRIEDRICH | FWP15AY48AJ2N | TCFY4824STANM | FR802V1505A24UH | 45500 | 45500 | 15.2 | 10 | 8.1 | 2.2 | 100 | 52 | 215655771
FRIEDRICH | FWP15AY48AJ2N | TCFY4824STANM | FR802V0755A21DZ | 45500 | 45500 | 15.2 | 10 | 8.1 | 2.1 | 100 | 53 | 215655770
WEATHERKING | WP15AY48AJ2N | RCFY4821STANM | W802W1005A21DZ | 45500 | 45500 | 15.2 | 10 | 8.1 | 2.2 | 100 | 52 | 215655769
FRIEDRICH | FRP15AY48AJ2N | TCFY4821STANM | FR802V0504A17UH | 45500 | 45500 | 15.2 | 10 | 8.1 | 2.1 | 100 | 54 | 215655768
WEATHERKING | WP15AY48AJ2N | TCFY4824STANM | W802W1005A21UH | 45500 | 45500 | 15.2 | 10 | 8.1 | 2.2 | 100 | 52 | 215655767
WEATHERKING | WP15AY48AJ2N | RCFY4824STANM | W802W1255A24DZ | 45500 | 45500 | 15.2 | 10 | 8.1 | 2.2 | 100 | 52 | 215655766
RHEEM | WP15AY48AJ2N | RCFY4821STANM | R802V1004A17UH | 45500 | 45500 | 15.2 | 10 | 8.1 | 2.1 | 100 | 53 | 215655765
FRIEDRICH | FWP15AY48AJ2N | TCFY4821STANM | FR802V0755A21DZ | 45500 | 45500 | 15.2 | 10 | 8.1 | 2.1 | 100 | 53 | 215655764
RHEEM | RP15AY48AJ2N | RCFY4821STANM | R802V0754A17UH | 45500 | 45500 | 15.2 | 10 | 8.1 | 2.1 | 100 | 52 | 215655762
FRIEDRICH | FRP15AY48AJ2N | TCFY4824STANM | FR802V0755A21UH | 45500 | 45500 | 15.2 | 10 | 8.1 | 2.1 | 100 | 53 | 215655761
SURE | SP15AY48AJ2N | TCFY4821STANM | S802V1005A21UH | 45500 | 45500 | 15.2 | 10 | 8.1 | 2.2 | 100 | 52 | 215655760
SURE | SP15AY48AJ2N | TCFY4824STANM | S802V1255A24UH | 45500 | 45500 | 15.2 | 10 | 8.1 | 2.2 | 100 | 52 | 215655759
RUSSELL | SP15AY48AJ2N | TCFY4824STANM | S802V1255A24UH | 45500 | 45500 | 15.2 | 10 | 8.1 | 2.2 | 100 | 52 | 215655758
FRIEDRICH | FWP15AY48AJ2N | TCFY4824STANM | FR802V0755A21UH | 45500 | 45500 | 15.2 | 10 | 8.1 | 2.1 | 100 | 53 | 215655757
FRIEDRICH | FWP15AY48AJ2N | TCFY4821STANM | FR802V1005A21UH | 45500 | 45500 | 15.2 | 10 | 8.1 | 2.2 | 100 | 52 | 215655756
WEATHERKING | WP15AY48AJ2N | TCFY4821STANM | W802W0755A21UH | 45500 | 45500 | 15.2 | 10 | 8.1 | 2.1 | 100 | 53 | 215655755
RUUD | RP15AY48AJ2N | RCFY4821STANM | R802V1005A21UH | 45500 | 45500 | 15.2 | 10 | 8.1 | 2.2 | 100 | 52 | 215655754
RUSSELL | SP15AY48AJ2N | TCFY4821STANM | S802V1005A21UH | 45500 | 45500 | 15.2 | 10 | 8.1 | 2.2 | 100 | 52 | 215655753
RUSSELL | SP15AY48AJ2N | TCFY4824STANM | S802V0755A21DZ | 45500 | 45500 | 15.2 | 10 | 8.1 | 2.1 | 100 | 53 | 215655752
SURE | SP15AY48AJ2N | TCFY4824STANM | S802V0755A21DZ | 45500 | 45500 | 15.2 | 10 | 8.1 | 2.1 | 100 | 53 | 215655751
RHEEM | WP15AY48AJ2N | RCFY4821STANM | R802V1005A21UH | 45500 | 45500 | 15.2 | 10 | 8.1 | 2.2 | 100 | 52 | 215655750
RHEEM | WP15AY42AJ2N | RCFY4821STANM | R802V0504A17UH | 40000 | 40000 | 15.2 | 10 | 8.1 | 2 | 100 | 49 | 215655132
RHEEM | RP15AY42AJ2N | RCFY4821STANM | R801V1005A21DZ | 40000 | 40000 | 16 | 11.7 | 8.1 | 2 | 100 | 47 | 215655131
SURE | SP15AY42AJ2N | TCFY4821STANM | S951V0705A21M4 | 40000 | 40000 | 16 | 11.7 | 8.1 | 2 | 100 | 48 | 215655129
RHEEM | WP15AY42AJ2N | RCFY4821STANM | R921V0855A21M4 | 40000 | 40000 | 15.2 | 11.7 | 8.1 | 2 | 100 | 48 | 215655128
RUSSELL | SP15AY42AJ2N | TCFY4821STANM | S951V0705A21M4 | 40000 | 40000 | 16 | 11.7 | 8.1 | 2 | 100 | 48 | 215655127
RUUD | RP15AY42AJ2N | RCFY4824STANM | R951V1155A24M4 | 40000 | 40000 | 16 | 11.7 | 8.1 | 2 | 100 | 47 | 215655126
RUUD | RP15AY42AJ2N | RCFY4821STANM | R951V0705A21UHU | 40000 | 40000 | 16 | 11.7 | 8.1 | 2 | 100 | 48 | 215655125
RHEEM | RP15AY42AJ2N | RCFY4821STANM | R921V0705A21M4 | 40000 | 40000 | 16 | 11.7 | 8.1 | 2 | 100 | 48 | 215655124
RUUD | WP15AY42AJ2N | RCFY4821STANM | R921V1005A21M4 | 40000 | 40000 | 15.2 | 11.7 | 8.1 | 2 | 100 | 48 | 215655123
FRIEDRICH | FRP15AY42AJ2N | TCFY4824STANM | FR921V1005A21M4 | 40000 | 40000 | 16 | 11.7 | 8.1 | 2 | 100 | 48 | 215655122
RHEEM | RP15AY42AJ2N | RCFY4824STANM | R921V0705A21M4 | 40000 | 40000 | 16 | 11.7 | 8.1 | 2 | 100 | 48 | 215655121
RUUD | RP15AY42AJ2N | RCFY4824STANM | R921V0705A21M4 | 40000 | 40000 | 16 | 11.7 | 8.1 | 2 | 100 | 48 | 215655120
SURE | SP15AY42AJ2N | TCFY4821STANM | S951V1005A21M4 | 40000 | 40000 | 16 | 11.7 | 8.1 | 2 | 100 | 48 | 215655119
RHEEM | WP15AY42AJ2N | RCFY4824STANM | R951V1155A24M4 | 40000 | 40000 | 15.2 | 11.7 | 8.1 | 2 | 100 | 47 | 215655118
WEATHERKING | WP15AY42AJ2N | RCFY4821STANM | W951W0705A21M4 | 40000 | 40000 | 15.2 | 11.7 | 8.1 | 2 | 100 | 48 | 215655117
RUSSELL | SP15AY42AJ2N | TCFY4824STANM | S951V1005A21M4 | 40000 | 40000 | 16 | 11.7 | 8.1 | 2 | 100 | 48 | 215655116
RUUD | RP15AY42AJ2N | RCFY4821STANM | R921V0855A21M4 | 40000 | 40000 | 16 | 11.7 | 8.1 | 2 | 100 | 48 | 215655115
FRIEDRICH | FRP15AY42AJ2N | TCFY4824STANM | FR921V1155A24M4 | 40000 | 40000 | 16 | 11.7 | 8.1 | 2 | 100 | 47 | 215655114
WEATHERKING | WP15AY42AJ2N | RCFY4824STANM | W951W0705A21M4 | 40000 | 40000 | 15.2 | 11.7 | 8.1 | 2 | 100 | 48 | 215655113
RHEEM | RP15AY42AJ2N | RCFY4821STANM | R951V0705A21UHU | 40000 | 40000 | 16 | 11.7 | 8.1 | 2 | 100 | 48 | 215655112
SURE | SP15AY42AJ2N | TCFY4824STANM | S951V0705A21M4 | 40000 | 40000 | 16 | 11.7 | 8.1 | 2 | 100 | 48 | 215655111
RUSSELL | SP15AY42AJ2N | TCFY4824STANM | S951V0705A21M4 | 40000 | 40000 | 16 | 11.7 | 8.1 | 2 | 100 | 48 | 215655110
RUUD | WP15AY42AJ2N | RCFY4824STANM | R951V1155A24M4 | 40000 | 40000 | 15.2 | 11.7 | 8.1 | 2 | 100 | 47 | 215655109
RUUD | WP15AY42AJ2N | RCFY4821STANM | R921V0855A21M4 | 40000 | 40000 | 15.2 | 11.7 | 8.1 | 2 | 100 | 48 | 215655108
RUUD | WP15AY42AJ2N | RCFY4821STANM | R951V0705A21M4 | 40000 | 40000 | 15.2 | 11.7 | 8.1 | 2 | 100 | 48 | 215655107
RHEEM | WP15AY42AJ2N | RCFY4821STANM | R951V1005A21UH | 40000 | 40000 | 15.2 | 11.7 | 8.1 | 2 | 100 | 48 | 215655106
SURE | SP15AY42AJ2N | TCFY4824STANM | S951V1005A21M4 | 40000 | 40000 | 16 | 11.7 | 8.1 | 2 | 100 | 48 | 215655105
FRIEDRICH | FRP15AY42AJ2N | TCFY4824STANM | FR951V0705A21UHU | 40000 | 40000 | 16 | 11.7 | 8.1 | 2 | 100 | 48 | 215655104
WEATHERKING | WP15AY42AJ2N | TCFY4821STANM | W951W0855A21M4 | 40000 | 40000 | 15.2 | 11.7 | 8.1 | 2 | 100 | 48 | 215655103
WEATHERKING | WP15AY42AJ2N | TCFY4824STANM | W951W0705A21UHU | 40000 | 40000 | 15.2 | 11.7 | 8.1 | 2 | 100 | 48 | 215655102
WEATHERKING | WP15AY42AJ2N | TCFY4824STANM | W921W1005A21M4 | 40000 | 40000 | 15.2 | 11.7 | 8.1 | 2 | 100 | 48 | 215655101
RUUD | RP15AY42AJ2N | RCFY4821STANM | R921V0705A21M4 | 40000 | 40000 | 16 | 11.7 | 8.1 | 2 | 100 | 48 | 215655100
RUSSELL | SP15AY42AJ2N | TCFY4821STANM | S951V1005A21M4 | 40000 | 40000 | 16 | 11.7 | 8.1 | 2 | 100 | 48 | 215655099
WEATHERKING | WP15AY42AJ2N | TCFY4824STANM | W921W1155A24M4 | 40000 | 40000 | 15.2 | 11.7 | 8.1 | 2 | 100 | 47 | 215655098
RHEEM | RP15AY42AJ2N | RCFY4824STANM | R951V1005A21UH | 40000 | 40000 | 16 | 11.7 | 8.1 | 2 | 100 | 48 | 215655097
RHEEM | WP15AY42AJ2N | RCFY4821STANM | R951V0705A21UHU | 40000 | 40000 | 15.2 | 11.7 | 8.1 | 2 | 100 | 48 | 215655096
RUUD | RP15AY42AJ2N | RCFY4824STANM | R951V0705A21M4 | 40000 | 40000 | 16 | 11.7 | 8.1 | 2 | 100 | 48 | 215655095
RHEEM | RP15AY42AJ2N | RCFY4824STANM | R921V1005A21M4 | 40000 | 40000 | 16 | 11.7 | 8.1 | 2 | 100 | 48 | 215655094
RUSSELL | SP15AY42AJ2N | TCFY4821STANM | S951V0705A21UHU | 40000 | 40000 | 16 | 11.7 | 8.1 | 2 | 100 | 48 | 215655093
WEATHERKING | WP15AY42AJ2N | RCFY4821STANM | W951W1005A21UH | 40000 | 40000 | 15.2 | 11.7 | 8.1 | 2 | 100 | 48 | 215655092
FRIEDRICH | FRP15AY42AJ2N | TCFY4821STANM | FR951V1005A21UH | 40000 | 40000 | 16 | 11.7 | 8.1 | 2 | 100 | 48 | 215655091
WEATHERKING | WP15AY42AJ2N | RCFY4824STANM | W951W0855A21M4 | 40000 | 40000 | 15.2 | 11.7 | 8.1 | 2 | 100 | 48 | 215655090
RHEEM | WP15AY42AJ2N | RCFY4824STANM | R951V1005A21M4 | 40000 | 40000 | 15.2 | 11.7 | 8.1 | 2 | 100 | 48 | 215655089
RHEEM | RP15AY42AJ2N | RCFY4821STANM | R951V0855A21M4 | 40000 | 40000 | 16 | 11.7 | 8.1 | 2 | 100 | 48 | 215655088
FRIEDRICH | FWP15AY42AJ2N | TCFY4824STANM | FR921V0705A21M4 | 40000 | 40000 | 15.2 | 11.7 | 8.1 | 2 | 100 | 48 | 215655087
SURE | SP15AY42AJ2N | TCFY4821STANM | S951V0855A21M4 | 40000 | 40000 | 16 | 11.7 | 8.1 | 2 | 100 | 48 | 215655086
WEATHERKING | WP15AY42AJ2N | RCFY4821STANM | W951W0705A21UHU | 40000 | 40000 | 15.2 | 11.7 | 8.1 | 2 | 100 | 48 | 215655085
WEATHERKING | WP15AY42AJ2N | TCFY4821STANM | W951W0705A21M4 | 40000 | 40000 | 15.2 | 11.7 | 8.1 | 2 | 100 | 48 | 215655084
RUUD | WP15AY42AJ2N | RCFY4821STANM | R951V0705A21UHU | 40000 | 40000 | 15.2 | 11.7 | 8.1 | 2 | 100 | 48 | 215655083
WEATHERKING | WP15AY42AJ2N | TCFY4821STANM | W951W1005A21UH | 40000 | 40000 | 15.2 | 11.7 | 8.1 | 2 | 100 | 48 | 215655082
RHEEM | WP15AY42AJ2N | RCFY4824STANM | R951V0705A21UHU | 40000 | 40000 | 15.2 | 11.7 | 8.1 | 2 | 100 | 48 | 215655081
FRIEDRICH | FWP15AY42AJ2N | TCFY4821STANM | FR921V1005A21M4 | 40000 | 40000 | 15.2 | 11.7 | 8.1 | 2 | 100 | 48 | 215655080
SURE | SP15AY42AJ2N | TCFY4824STANM | S921V1005A21M4 | 40000 | 40000 | 16 | 11.7 | 8.1 | 2 | 100 | 48 | 215655079
FRIEDRICH | FWP15AY42AJ2N | TCFY4821STANM | FR951V0705A21UHU | 40000 | 40000 | 15.2 | 11.7 | 8.1 | 2 | 100 | 48 | 215655078
WEATHERKING | WP15AY42AJ2N | TCFY4824STANM | W951W1005A21M4 | 40000 | 40000 | 15.2 | 11.7 | 8.1 | 2 | 100 | 48 | 215655077
RUUD | WP15AY42AJ2N | RCFY4824STANM | R951V1005A21M4 | 40000 | 40000 | 15.2 | 11.7 | 8.1 | 2 | 100 | 48 | 215655076
FRIEDRICH | FWP15AY42AJ2N | TCFY4824STANM | FR921V1005A21M4 | 40000 | 40000 | 15.2 | 11.7 | 8.1 | 2 | 100 | 48 | 215655075
RHEEM | RP15AY48AJ2N | RCFY4824STANM | R962V0705A21M4 | 45500 | 45500 | 15.2 | 10 | 8.1 | 2.1 | 100 | 53 | 215657509
RUUD | WP15AY48AJ2N | RCFY4824STANM | R962V0705A21M4 | 45500 | 45500 | 15.2 | 10 | 8.1 | 2.1 | 100 | 53 | 215657508
SURE | SP15AY48AJ2N | TCFY4824STANM | S962V0705A21M4 | 45500 | 45500 | 15.2 | 10 | 8.1 | 2.1 | 100 | 53 | 215657507
RHEEM | RP15AY48AJ2N | RCFY4821STANM | R962V0705A21M4 | 45500 | 45500 | 15.2 | 10 | 8.1 | 2.1 | 100 | 53 | 215657506
FRIEDRICH | FWP15AY48AJ2N | TCFY4821STANM | FR962V0705A21M4 | 45500 | 45500 | 15.2 | 10 | 8.1 | 2.1 | 100 | 53 | 215657505
RHEEM | WP15AY48AJ2N | RCFY4824STANM | R962V0705A21M4 | 45500 | 45500 | 15.2 | 10 | 8.1 | 2.1 | 100 | 53 | 215657504
FRIEDRICH | FWP15AY48AJ2N | TCFY4824STANM | FR962V0705A21M4 | 45500 | 45500 | 15.2 | 10 | 8.1 | 2.1 | 100 | 53 | 215657502
SURE | SP15AY48AJ2N | TCFY4821STANM | S962V0705A21M4 | 45500 | 45500 | 15.2 | 10 | 8.1 | 2.1 | 100 | 53 | 215657500
WEATHERKING | WP15AY48AJ2N | TCFY4821STANM | W962W0705A21M4 | 45500 | 45500 | 15.2 | 10 | 8.1 | 2.1 | 100 | 53 | 215657499
WEATHERKING | WP15AY48AJ2N | RCFY4824STANM | W962W0705A21M4 | 45500 | 45500 | 15.2 | 10 | 8.1 | 2.1 | 100 | 53 | 215657498
RUSSELL | SP15AY48AJ2N | TCFY4821STANM | S962V0705A21M4 | 45500 | 45500 | 15.2 | 10 | 8.1 | 2.1 | 100 | 53 | 215657495
WEATHERKING | WP15AY48AJ2N | TCFY4824STANM | W962W0705A21M4 | 45500 | 45500 | 15.2 | 10 | 8.1 | 2.1 | 100 | 53 | 215657491
RUUD | RP15AY48AJ2N | RCFY4821STANM | R962V0705A21M4 | 45500 | 45500 | 15.2 | 10 | 8.1 | 2.1 | 100 | 53 | 215657488
FRIEDRICH | FRP15AY48AJ2N | TCFY4821STANM | FR962V0705A21M4 | 45500 | 45500 | 15.2 | 10 | 8.1 | 2.1 | 100 | 53 | 215657487
FRIEDRICH | FRP15AY48AJ2N | TCFY4824STANM | FR962V0705A21M4 | 45500 | 45500 | 15.2 | 10 | 8.1 | 2.1 | 100 | 53 | 215657484
RUUD | RP15AY48AJ2N | RCFY4824STANM | R962V0705A21M4 | 45500 | 45500 | 15.2 | 10 | 8.1 | 2.1 | 100 | 53 | 215657483
WEATHERKING | WP15AY48AJ2N | RCFY4821STANM | W962W0705A21M4 | 45500 | 45500 | 15.2 | 10 | 8.1 | 2.1 | 100 | 53 | 215657480
FRIEDRICH | FRP15AY42AJ2N | TCFY4824STANM | FR962V0705A21M4 | 40000 | 40000 | 16 | 11.7 | 8.1 | 2 | 100 | 48 | 215657479
WEATHERKING | WP15AY42AJ2N | TCFY4824STANM | W962W0705A21M4 | 40000 | 40000 | 15.2 | 11.7 | 8.1 | 2 | 100 | 48 | 215657478
WEATHERKING | WP15AY42AJ2N | RCFY4824STANM | W962W0705A21M4 | 40000 | 40000 | 15.2 | 11.7 | 8.1 | 2 | 100 | 48 | 215657477
RUUD | WP15AY42AJ2N | RCFY4824STANM | R962V0705A21M4 | 40000 | 40000 | 15.2 | 11.7 | 8.1 | 2 | 100 | 48 | 215657476
RUUD | RP15AY42AJ2N | RCFY4824STANM | R962V0705A21M4 | 40000 | 40000 | 16 | 11.7 | 8.1 | 2 | 100 | 48 | 215657475
RUSSELL | SP15AY42AJ2N | TCFY4824STANM | S962V0705A21M4 | 40000 | 40000 | 16 | 11.7 | 8.1 | 2 | 100 | 48 | 215657474
RHEEM | WP15AY42AJ2N | RCFY4824STANM | R962V0705A21M4 | 40000 | 40000 | 15.2 | 11.7 | 8.1 | 2 | 100 | 48 | 215657473
SURE | SP15AY42AJ2N | TCFY4824STANM | S962V0705A21M4 | 40000 | 40000 | 16 | 11.7 | 8.1 | 2 | 100 | 48 | 215657472
FRIEDRICH | FWP15AY42AJ2N | TCFY4824STANM | FR962V0705A21M4 | 40000 | 40000 | 15.2 | 11.7 | 8.1 | 2 | 100 | 48 | 215657471
RHEEM | RP15AY42AJ2N | RCFY4824STANM | R962V0705A21M4 | 40000 | 40000 | 16 | 11.7 | 8.1 | 2 | 100 | 48 | 215657470
RUUD | RP15AY42AJ2N | RCFY4821STANM | U97MV0855A21DHS | 40000 | 40000 | 16 | 10 | 8.1 | 2 | 100 | 48 | 215656486
WEATHERKING | WP15AY42AJ2N | RCFY4821STANM | W962W0705A21M4 | 40000 | 40000 | 15.2 | 11.7 | 8.1 | 2 | 100 | 48 | 215656484
SURE | SP15AY42AJ2N | TCFY4824STANM | S97MV0855A21DH | 40000 | 40000 | 16 | 10 | 8.1 | 2 | 100 | 48 | 215656483
FRIEDRICH | FWP15AY42AJ2N | TCFY4824STANM | FR962V1155A24M4 | 40000 | 40000 | 15.2 | 11.7 | 8.1 | 2 | 100 | 47 | 215656482
RUUD | RP15AY42AJ2N | RCFY4821STANM | R962V0855A21M4 | 40000 | 40000 | 16 | 11.7 | 8.1 | 2 | 100 | 48 | 215656480
FRIEDRICH | FRP15AY42AJ2N | TCFY4824STANM | FR97MV0855A21DH | 40000 | 40000 | 16 | 10 | 8.1 | 2 | 100 | 48 | 215656479
SURE | SP15AY42AJ2N | TCFY4821STANM | S962V0705A21M4 | 40000 | 40000 | 16 | 11.7 | 8.1 | 2 | 100 | 48 | 215656476
WEATHERKING | WP15AY42AJ2N | RCFY4824STANM | W962W0855A21M4 | 40000 | 40000 | 15.2 | 11.7 | 8.1 | 2 | 100 | 48 | 215656475
RUSSELL | SP15AY42AJ2N | TCFY4821STANM | S962V0705A21M4 | 40000 | 40000 | 16 | 11.7 | 8.1 | 2 | 100 | 48 | 215656474
RHEEM | WP15AY42AJ2N | RCFY4824STANM | R962V1005A21M4 | 40000 | 40000 | 15.2 | 11.7 | 8.1 | 2 | 100 | 48 | 215656473
RUSSELL | SP15AY42AJ2N | TCFY4824STANM | S97MV0855A21DH | 40000 | 40000 | 16 | 10 | 8.1 | 2 | 100 | 48 | 215656471
WEATHERKING | WP15AY42AJ2N | RCFY4824STANM | W962W1005A21M4 | 40000 | 40000 | 15.2 | 11.7 | 8.1 | 2 | 100 | 48 | 215656470
RUUD | WP15AY42AJ2N | RCFY4824STANM | R962V0855A21M4 | 40000 | 40000 | 15.2 | 11.7 | 8.1 | 2 | 100 | 48 | 215656469
RHEEM | RP15AY42AJ2N | RCFY4824STANM | R962V1005A21M4 | 40000 | 40000 | 16 | 11.7 | 8.1 | 2 | 100 | 48 | 215656468
FRIEDRICH | FRP15AY42AJ2N | TCFY4821STANM | FR962V0705A21M4 | 40000 | 40000 | 16 | 11.7 | 8.1 | 2 | 100 | 48 | 215656465
RHEEM | RP15AY42AJ2N | RCFY4821STANM | R97MV0855A21DH | 40000 | 40000 | 16 | 10 | 8.1 | 2 | 100 | 48 | 215656464
RUSSELL | SP15AY42AJ2N | TCFY4824STANM | S962V1155A24M4 | 40000 | 40000 | 16 | 11.7 | 8.1 | 2 | 100 | 47 | 215656463
WEATHERKING | WP15AY42AJ2N | RCFY4824STANM | W962W1155A24M4 | 40000 | 40000 | 15.2 | 11.7 | 8.1 | 2 | 100 | 47 | 215656461
WEATHERKING | WP15AY42AJ2N | TCFY4821STANM | W962W1005A21M4 | 40000 | 40000 | 15.2 | 11.7 | 8.1 | 2 | 100 | 48 | 215656460
FRIEDRICH | FRP15AY42AJ2N | TCFY4824STANM | FR962V0855A21M4 | 40000 | 40000 | 16 | 11.7 | 8.1 | 2 | 100 | 48 | 215656459
RUUD | WP15AY42AJ2N | RCFY4824STANM | R962V1155A24M4 | 40000 | 40000 | 15.2 | 11.7 | 8.1 | 2 | 100 | 47 | 215656457
FRIEDRICH | FRP15AY42AJ2N | TCFY4821STANM | FR962V0855A21M4 | 40000 | 40000 | 16 | 11.7 | 8.1 | 2 | 100 | 48 | 215656455
RUUD | RP15AY42AJ2N | RCFY4824STANM | R962V1005A21M4 | 40000 | 40000 | 16 | 11.7 | 8.1 | 2 | 100 | 48 | 215656453
SURE | SP15AY42AJ2N | TCFY4821STANM | S97MV0855A21DH | 40000 | 40000 | 16 | 10 | 8.1 | 2 | 100 | 48 | 215656452
RUUD | RP15AY42AJ2N | RCFY4824STANM | U97MV0855A21DHS | 40000 | 40000 | 16 | 10 | 8.1 | 2 | 100 | 48 | 215656451
FRIEDRICH | FRP15AY42AJ2N | TCFY4824STANM | FR962V1155A24M4 | 40000 | 40000 | 16 | 11.7 | 8.1 | 2 | 100 | 47 | 215656448
WEATHERKING | WP15AY42AJ2N | TCFY4824STANM | W962W1155A24M4 | 40000 | 40000 | 15.2 | 11.7 | 8.1 | 2 | 100 | 47 | 215656446
RUSSELL | SP15AY42AJ2N | TCFY4821STANM | S97MV0855A21DH | 40000 | 40000 | 16 | 10 | 8.1 | 2 | 100 | 48 | 215656445
RHEEM | WP15AY42AJ2N | RCFY4824STANM | R97MV0855A21DH | 40000 | 40000 | 15.2 | 10 | 8.1 | 2 | 100 | 48 | 215656442
RHEEM | WP15AY42AJ2N | RCFY4824STANM | R962V0855A21M4 | 40000 | 40000 | 15.2 | 11.7 | 8.1 | 2 | 100 | 48 | 215656441
RHEEM | RP15AY42AJ2N | RCFY4824STANM | R97MV0855A21DH | 40000 | 40000 | 16 | 10 | 8.1 | 2 | 100 | 48 | 215656438
RHEEM | WP15AY42AJ2N | RCFY4821STANM | R97MV0855A21DH | 40000 | 40000 | 15.2 | 10 | 8.1 | 2 | 100 | 48 | 215656435
RUSSELL | SP15AY42AJ2N | TCFY4821STANM | S962V1005A21M4 | 40000 | 40000 | 16 | 11.7 | 8.1 | 2 | 100 | 48 | 215656434
RUUD | WP15AY42AJ2N | RCFY4821STANM | R962V0855A21M4 | 40000 | 40000 | 15.2 | 11.7 | 8.1 | 2 | 100 | 48 | 215656433
SURE | SP15AY42AJ2N | TCFY4821STANM | S962V1005A21M4 | 40000 | 40000 | 16 | 11.7 | 8.1 | 2 | 100 | 48 | 215656432
RUUD | RP15AY42AJ2N | RCFY4821STANM | R962V1005A21M4 | 40000 | 40000 | 16 | 11.7 | 8.1 | 2 | 100 | 48 | 215656431
FRIEDRICH | FRP15AY42AJ2N | TCFY4821STANM | FR97MV0855A21DH | 40000 | 40000 | 16 | 10 | 8.1 | 2 | 100 | 48 | 215656430
RHEEM | WP15AY42AJ2N | RCFY4821STANM | R962V0855A21M4 | 40000 | 40000 | 15.2 | 11.7 | 8.1 | 2 | 100 | 48 | 215656429
RHEEM | RP15AY42AJ2N | RCFY4821STANM | R962V1005A21M4 | 40000 | 40000 | 16 | 11.7 | 8.1 | 2 | 100 | 48 | 215656428
WEATHERKING | WP15AY48AJ2N | RCFY4821STANM | W802W1004A17UH | 45500 | 45500 | 15.2 | 10 | 8.1 | 2.1 | 100 | 53 | 215655749
RUUD | WP15AY48AJ2N | RCFY4824STANM | R802V1255A24UH | 45500 | 45500 | 15.2 | 10 | 8.1 | 2.2 | 100 | 52 | 215655748
RUUD | WP15AY48AJ2N | RCFY4821STANM | R802V1005A21UH | 45500 | 45500 | 15.2 | 10 | 8.1 | 2.2 | 100 | 52 | 215655747
RHEEM | RP15AY48AJ2N | RCFY4821STANM | R802V1005A21UH | 45500 | 45500 | 15.2 | 10 | 8.1 | 2.2 | 100 | 52 | 215655746
SURE | SP15AY48AJ2N | TCFY4824STANM | S802V1255A24DZ | 45500 | 45500 | 15.2 | 10 | 8.1 | 2.2 | 100 | 52 | 215655745
FRIEDRICH | FRP15AY48AJ2N | TCFY4821STANM | FR802V0754A17UH | 45500 | 45500 | 15.2 | 10 | 8.1 | 2.1 | 100 | 52 | 215655744
SURE | SP15AY48AJ2N | TCFY4821STANM | S802V0755A21UH | 45500 | 45500 | 15.2 | 10 | 8.1 | 2.1 | 100 | 53 | 215655743
RUUD | RP15AY48AJ2N | RCFY4824STANM | R802V0755A21DZ | 45500 | 45500 | 15.2 | 10 | 8.1 | 2.1 | 100 | 53 | 215655742
RHEEM | WP15AY48AJ2N | RCFY4824STANM | R802V0755A21UH | 45500 | 45500 | 15.2 | 10 | 8.1 | 2.1 | 100 | 53 | 215655741
FRIEDRICH | FWP15AY48AJ2N | TCFY4821STANM | FR802V1005A21DZ | 45500 | 45500 | 15.2 | 10 | 8.1 | 2.2 | 100 | 52 | 215655740
FRIEDRICH | FRP15AY48AJ2N | TCFY4824STANM | FR802V1005A21DZ | 45500 | 45500 | 15.2 | 10 | 8.1 | 2.2 | 100 | 52 | 215655739
WEATHERKING | WP15AY48AJ2N | RCFY4824STANM | W802W0755A21DZ | 45500 | 45500 | 15.2 | 10 | 8.1 | 2.1 | 100 | 53 | 215655738
WEATHERKING | WP15AY48AJ2N | RCFY4821STANM | W802W0754A17DZ | 45500 | 45500 | 15.2 | 10 | 8.1 | 2.1 | 100 | 54 | 215655737
SURE | SP15AY48AJ2N | TCFY4824STANM | S802V1005A21UH | 45500 | 45500 | 15.2 | 10 | 8.1 | 2.2 | 100 | 52 | 215655736
RUSSELL | SP15AY48AJ2N | TCFY4824STANM | S802V1005A21UH | 45500 | 45500 | 15.2 | 10 | 8.1 | 2.2 | 100 | 52 | 215655735
RHEEM | WP15AY48AJ2N | RCFY4821STANM | R802V0754A17DZ | 45500 | 45500 | 15.2 | 10 | 8.1 | 2.1 | 100 | 54 | 215655734
RUUD | WP15AY48AJ2N | RCFY4821STANM | R802V1005A21DZ | 45500 | 45500 | 15.2 | 10 | 8.1 | 2.2 | 100 | 52 | 215655733
WEATHERKING | WP15AY48AJ2N | TCFY4824STANM | W802W1255A24DZ | 45500 | 45500 | 15.2 | 10 | 8.1 | 2.2 | 100 | 52 | 215655732
SURE | SP15AY48AJ2N | TCFY4824STANM | S802V1005A21DZ | 45500 | 45500 | 15.2 | 10 | 8.1 | 2.2 | 100 | 52 | 215655731
RUSSELL | SP15AY48AJ2N | TCFY4821STANM | S802V0755A21UH | 45500 | 45500 | 15.2 | 10 | 8.1 | 2.1 | 100 | 53 | 215655730
WEATHERKING | WP15AY48AJ2N | RCFY4824STANM | W802W1505A24UH | 45500 | 45500 | 15.2 | 10 | 8.1 | 2.2 | 100 | 52 | 215655729
RUSSELL | SP15AY48AJ2N | TCFY4824STANM | S802V1005A21DZ | 45500 | 45500 | 15.2 | 10 | 8.1 | 2.2 | 100 | 52 | 215655728
RHEEM | WP15AY48AJ2N | RCFY4824STANM | R802V1255A24DZ | 45500 | 45500 | 15.2 | 10 | 8.1 | 2.2 | 100 | 52 | 215655727
WEATHERKING | WP15AY48AJ2N | RCFY4824STANM | W802W0755A21UH | 45500 | 45500 | 15.2 | 10 | 8.1 | 2.1 | 100 | 53 | 215655726
RHEEM | RP15AY48AJ2N | RCFY4824STANM | R802V1005A21UH | 45500 | 45500 | 15.2 | 10 | 8.1 | 2.2 | 100 | 52 | 215655725
RUUD | WP15AY48AJ2N | RCFY4821STANM | R802V0755A21UH | 45500 | 45500 | 15.2 | 10 | 8.1 | 2.1 | 100 | 53 | 215655724
FRIEDRICH | FRP15AY48AJ2N | TCFY4821STANM | FR802V0755A21DZ | 45500 | 45500 | 15.2 | 10 | 8.1 | 2.1 | 100 | 53 | 215655723
FRIEDRICH | FWP15AY48AJ2N | TCFY4824STANM | FR802V1005A21DZ | 45500 | 45500 | 15.2 | 10 | 8.1 | 2.2 | 100 | 52 | 215655722
SURE | SP15AY48AJ2N | TCFY4824STANM | S802V0755A21UH | 45500 | 45500 | 15.2 | 10 | 8.1 | 2.1 | 100 | 53 | 215655721
RHEEM | WP15AY48AJ2N | RCFY4821STANM | R802V0755A21UH | 45500 | 45500 | 15.2 | 10 | 8.1 | 2.1 | 100 | 53 | 215655720
RUUD | RP15AY48AJ2N | RCFY4821STANM | R802V0755A21DZ | 45500 | 45500 | 15.2 | 10 | 8.1 | 2.1 | 100 | 53 | 215655719
SURE | SP15AY48AJ2N | TCFY4824STANM | S802V1505A24UH | 45500 | 45500 | 15.2 | 10 | 8.1 | 2.2 | 100 | 52 | 215655718
RUSSELL | SP15AY48AJ2N | TCFY4824STANM | S802V1505A24UH | 45500 | 45500 | 15.2 | 10 | 8.1 | 2.2 | 100 | 52 | 215655717
AspenPRO | DLCURAH24ABK | RE(S,T)304 |  | 22200 | 26200 | 15.5 | 10 | 8.5 | 2.76 | 73 | 77 | 215654405
AspenPRO | DLCURAH24ABK | PE(S,T)284 |  | 22200 | 26200 | 15.2 | 10 | 8.5 | 2.73 | 73 | 77 | 215654404
AspenPRO | DLCURAH18ABK | RE(S,T)244 |  | 16800 | 19100 | 15.2 | 10 | 8.5 | 2.49 | 66 | 66 | 215654399
AspenPRO | DLCURAH18ABK | RE(S,T)184 |  | 16800 | 19900 | 15.2 | 10 | 8.5 | 2.25 | 68 | 68 | 215654398
AspenPRO | DLCURAH18ABK | PE(S,T)274 |  | 17200 | 19300 | 15.2 | 10 | 8.5 | 2.55 | 66 | 66 | 215654397
AspenPRO | DLCURAH24ABK | RE(S,T)304 |  | 22200 | 26200 | 15.5 | 10 | 8.5 | 2.76 | 73 | 77 | 215654393
AspenPRO | DLCURAH24ABK | PE(S,T)284 |  | 22200 | 26200 | 15.2 | 10 | 8.5 | 2.73 | 73 | 77 | 215654392
AspenPRO | DLCURAH18ABK | RE(S,T)244 |  | 16800 | 19100 | 15.2 | 10 | 8.5 | 2.49 | 66 | 66 | 215654387
AspenPRO | DLCURAH18ABK | RE(S,T)184 |  | 16800 | 19900 | 15.2 | 10 | 8.5 | 2.25 | 68 | 68 | 215654386
AspenPRO | DLCURAH18ABK | PE(S,T)274 |  | 17200 | 19300 | 15.2 | 10 | 8.5 | 2.55 | 66 | 66 | 215654385
ASPEN | HH860E2S11 | CH60B3J+TDR | Y81E130D20SMPS1 | 41500 | 44500 | 17.5 | 11.7 | 8.5 | 2 | 74 | 76 | 215654067
ASPEN | HH860E2S11 | CH60B3J+TDR | Y81E120C20SMPS1 | 41500 | 45000 | 18 | 11.7 | 8.5 | 2 | 74 | 76 | 215654066
ASPEN | HH860E2S11 | CH60B3J+TDR | Y81E100C20SMPS1 | 41000 | 44000 | 17.5 | 11.7 | 8.1 | 2 | 74 | 76 | 215654064
ASPEN | HH860E2S11 | CH60B3J+TDR | Y81E080C20SMPS1 | 40500 | 44000 | 17.5 | 11.7 | 8.1 | 2 | 73 | 76 | 215654062
ASPEN | HH860E2S11 | CH60B3J+TDR | Y81E080C16SMPS1 | 41000 | 44000 | 17.5 | 11.7 | 8.1 | 2 | 74 | 76 | 215654061
ASPEN | HH860E2S11 | CH60B3J+TDR | TM8V120C20MP12 | 42500 | 44500 | 18 | 11 | 8.5 | 2 | 75 | 76 | 215654060
ASPEN | HH860E2S11 | CH60B3J+TDR | TM8V100C20MP12 | 42500 | 44500 | 18 | 11 | 8.5 | 2 | 75 | 76 | 215654059
ASPEN | HH860E2S11 | CH60B3J+TDR | TM8V100C16MP12 | 41000 | 43500 | 17 | 11.7 | 8.5 | 2 | 73 | 77 | 215654058
ASPEN | HH860E2S11 | CH60B3J+TDR | TM8V080C16MP12 | 41000 | 43500 | 17 | 11.7 | 8.1 | 2 | 73 | 77 | 215654057
ASPEN | HH860E2S11 | CH60A3J+TDR | Y81E130D20SMPS1 | 41500 | 44500 | 18 | 11.7 | 9 | 2 | 74 | 76 | 215654056
ASPEN | HH860E2S11 | CH60A3J+TDR | Y81E120C20SMPS1 | 41500 | 45000 | 17.5 | 11.5 | 8.1 | 2 | 74 | 76 | 215654055
ASPEN | HH860E2S11 | CH60A3J+TDR | Y81E120C16SMPS1 | 41000 | 43000 | 18 | 11.7 | 8.5 | 2 | 73 | 77 | 215654054
ASPEN | HH860E2S11 | CH60A3J+TDR | Y81E100C20SMPS1 | 41500 | 44000 | 18 | 11.7 | 8.5 | 2 | 74 | 76 | 215654053
ASPEN | HH860E2S11 | CH60A3J+TDR | Y81E100C16SMPS1 | 41000 | 43500 | 17 | 11.7 | 8.5 | 2 | 73 | 76 | 215654052
ASPEN | HH860E2S11 | CH60A3J+TDR | Y81E080C20SMPS1 | 41000 | 44000 | 18 | 11.7 | 8.5 | 2 | 73 | 76 | 215654051
ASPEN | HH860E2S11 | CH60A3J+TDR | Y81E080C16SMPS1 | 41500 | 44000 | 18 | 11.7 | 8.5 | 2 | 74 | 76 | 215654050
ASPEN | HH860E2S11 | CH60A3J+TDR | TM8V120C20MP12 | 41500 | 44500 | 18 | 10.5 | 8.5 | 2 | 75 | 76 | 215654049
ASPEN | HH860E2S11 | CH60A3J+TDR | TM8V100C16MP12 | 41000 | 43500 | 17 | 11.5 | 8.5 | 2 | 73 | 77 | 215654047
ASPEN | HH860E2S11 | CH60A3J+TDR | TM8V100C20MP12 | 41500 | 44500 | 18 | 10.5 | 8.5 | 2 | 75 | 76 | 215654048
ASPEN | HH860E2S11 | CH60A3J+TDR | TM8V080C16MP12 | 41000 | 43500 | 17 | 11.5 | 8.1 | 2 | 73 | 77 | 215654046
ASPEN | HH836E2S11 | CH48A3J+TDR | Y81E120C20SMPS1 | 31600 | 31400 | 18 | 10.5 | 8.5 | 2 | 89 | 81 | 215654045
ASPEN | HH836E2S11 | CH48A3J+TDR | Y81E120C16SMPS1 | 31600 | 31200 | 18 | 11.2 | 8.1 | 2 | 88 | 81 | 215654044
ASPEN | HH836E2S11 | CH48A3J+TDR | Y81E100C20SMPS1 | 31200 | 31600 | 17.5 | 10.5 | 8.1 | 2 | 87 | 80 | 215654043
ASPEN | HH836E2S11 | CH48A3J+TDR | Y81E100C16SMPS1 | 31600 | 31400 | 18 | 11.2 | 8.1 | 2 | 88 | 80 | 215654042
ASPEN | HH836E2S11 | CH48A3J+TDR | Y81E100B12SMPS1 | 31000 | 30400 | 18 | 11.2 | 8.1 | 2 | 88 | 82 | 215654041
ASPEN | HH836E2S11 | CH48A3J+TDR | Y81E080C16SMPS1 | 31400 | 30800 | 18 | 11.2 | 8.1 | 2 | 88 | 81 | 215654039
ASPEN | HH836E2S11 | CH48A3J+TDR | Y81E080B12SMPS1 | 30800 | 30000 | 18 | 11.2 | 8.1 | 2 | 88 | 83 | 215654038
ASPEN | HH836E2S11 | CH48A3J+TDR | TM8V100C16MP12 | 31000 | 31200 | 18 | 10.5 | 8.5 | 2 | 88 | 81 | 215654037
ASPEN | HH836E2S11 | CH48A3J+TDR | TM8V080C16MP12 | 31000 | 31200 | 18 | 10.5 | 8.5 | 2 | 88 | 81 | 215654036
ASPEN | HH836E2S11 | CH36B3J+TDR | Y81E120C20SMPS1 | 31200 | 31400 | 17.5 | 10.5 | 8.1 | 2 | 88 | 81 | 215654034
ASPEN | HH836E2S11 | CH36B3J+TDR | Y81E120C16SMPS1 | 31200 | 31000 | 17.5 | 11.2 | 8.1 | 2 | 88 | 81 | 215654033
ASPEN | HH836E2S11 | CH36B3J+TDR | Y81E100C20SMPS1 | 32000 | 31800 | 18 | 11 | 8.5 | 2 | 87 | 80 | 215654032
ASPEN | HH836E2S11 | CH36B3J+TDR | Y81E100C16SMPS1 | 31200 | 31200 | 17.5 | 11.2 | 8.1 | 2 | 88 | 81 | 215654031
ASPEN | HH836E2S11 | CH36B3J+TDR | Y81E100B12SMPS1 | 30600 | 30200 | 17.5 | 11.2 | 8.1 | 2 | 88 | 82 | 215654030
ASPEN | HH836E2S11 | CH36B3J+TDR | Y81E080C20SMPS1 | 31600 | 32000 | 19 | 10.5 | 8.5 | 2 | 88 | 81 | 215654029
ASPEN | HH836E2S11 | CH36B3J+TDR | Y81E080C16SMPS1 | 31000 | 30600 | 17.5 | 11.2 | 8.1 | 2 | 88 | 82 | 215654028
ASPEN | HH836E2S11 | CH36B3J+TDR | Y81E080B12SMPS1 | 30400 | 29800 | 17.5 | 11.2 | 8.1 | 2 | 89 | 83 | 215654027
ASPEN | HH836E2S11 | CH36B3J+TDR | TM8V100C16MP12 | 31000 | 31200 | 18 | 10.5 | 8.5 | 2 | 88 | 81 | 215654026
ASPEN | HH836E2S11 | CH36B3J+TDR | TM8V080C16MP12 | 31000 | 31200 | 18 | 10.5 | 8.5 | 2 | 88 | 81 | 215654025
ASPEN | HH824E2S11 | CH36A3J+TDR | Y81E100B12SMPS1 | 20800 | 22800 | 18.9 | 11.2 | 9.5 | 2 | 81 | 79 | 215654023
ASPEN | HH824E2S11 | CH36A3J+TDR | Y81E080B12SMPS1 | 22400 | 22600 | 18 | 12 | 8.5 | 2 | 81 | 82 | 215654022
ASPEN | HH824E2S11 | CH36A3J+TDR | Y81E060A12SMPS1 | 21000 | 22600 | 17.5 | 11.7 | 8.5 | 2 | 78 | 77 | 215654021
ASPEN | HH824E2S11 | CH36A3J+TDR | Y81E040A12SMPS1 | 20800 | 22800 | 17.5 | 11.2 | 9.5 | 2 | 81 | 79 | 215654020
ASPEN | HH824E2S11 | CH24B3J+TDR | Y81E100B12SMPS1 | 20400 | 22400 | 18.6 | 11.2 | 9 | 2 | 81 | 80 | 215654018
ASPEN | HH824E2S11 | CH24B3J+TDR | Y81E080B12SMPS1 | 21800 | 22400 | 18 | 12 | 8.1 | 2 | 82 | 83 | 215654017
ASPEN | HH824E2S11 | CH24B3J+TDR | Y81E040A12SMPS1 | 20400 | 22400 | 17.5 | 11.2 | 9 | 2 | 81 | 81 | 215654015
ADP | 4HP18V60P | H,A,DE86960 | 97G2UH090CV20 | 57000 | 56500 | 16 | 10 | 8.1 | 1.9 | 64 | 58 | 215430538
ADP | DLCURAH18ABK | H,GG33936+TD |  | 18000 | 17400 | 16 | 11.7 | 9.5 | 2.2 | 79 | 84 | 214810377
ADP | DLCURAH24ABK | H,GG33936+TD |  | 24000 | 23400 | 16 | 10.5 | 9.5 | 1.95 | 85 | 84 | 214810378
ADP | DLCURAH24ABK | H,GG31924+TD |  | 24000 | 23400 | 16 | 10.5 | 9.2 | 1.9 | 85 | 84 | 214838744
ADP | DLCURAH18ABK | H,GG31924+TD |  | 18000 | 17300 | 16 | 11.7 | 9.2 | 2.14 | 79 | 84 | 215223250
ADP | DLCURAH18ABK | H,GG32924+TD |  | 18000 | 17400 | 16 | 11.7 | 9.4 | 2.18 | 79 | 84 | 215223251
ADP | DLCURAH24ABK | H,GG32924+TD |  | 24000 | 23400 | 16 | 10.5 | 9.4 | 1.94 | 85 | 84 | 215223252
ADP | DLCURAH30ABK | H,GG31930+TD |  | 28600 | 31000 | 15.2 | 10 | 9.05 | 1.76 | 69 | 86 | 215223253
ADP | DLCURAH30ABK | H,GG32930+TD |  | 29000 | 31200 | 15.2 | 10 | 9.2 | 1.78 | 69 | 85 | 215223254
ADP | DLCURAH30ABK | H,GG32936+TD |  | 29000 | 31200 | 15.2 | 10 | 9.2 | 1.78 | 69 | 85 | 215223255
ADP | DLCURAH30ABK | H,GG33930+TD |  | 29400 | 31200 | 15.2 | 10 | 9.35 | 1.8 | 69 | 85 | 215223256
ADP | DLCURAH30ABK | H,GG33936+TD |  | 29400 | 31200 | 15.2 | 10 | 9.35 | 1.8 | 69 | 85 | 215223257
CARRIER | 25VNA436A*031* | FE4BN(B,X)C36L*+UI |  | 33000 | 35600 | 19.5 | 12 | 8.5 | 1.75 | 90 | 71 | 213361583
BRYANT HEATING AND COOLING SYSTEMS | 284ANV036*0**B* | FE4BN(B,X)C36L*+UI |  | 33000 | 35600 | 19.5 | 12 | 8.5 | 1.75 | 90 | 71 | 213361584
CARRIER | 25VNA436A*031* | FE4BN(B,X)C48L*+UI |  | 34400 | 35800 | 21 | 12.5 | 9 | 1.85 | 85 | 70 | 213361585
BRYANT HEATING AND COOLING SYSTEMS | 284ANV036*0**B* | FE4BN(B,X)C48L*+UI |  | 34400 | 35800 | 21 | 12.5 | 9 | 1.85 | 85 | 70 | 213361586
CARRIER | 25VNA436A*031* | FE4BNBD60L*+UI |  | 34800 | 35400 | 21 | 13 | 9 | 1.85 | 84 | 70 | 213361587
BRYANT HEATING AND COOLING SYSTEMS | 284ANV036*0**B* | FE4BNBD60L*+UI |  | 34800 | 35400 | 21 | 13 | 9 | 1.85 | 84 | 70 | 213361588
LENNOX | ML14KP1-024-230A** | CK40HT-24B-**+TDR | EL297UH070XV36B* | 23800 | 22000 | 15.5 | 13.2 | 8.1 | 2 | 65 | 48 | 215710266
LENNOX | ML14KP1-024-230A** | CK40HT-24B-**+TDR | EL280UH090XE48B* | 24000 | 22200 | 15.5 | 13.2 | 8.1 | 2 | 65 | 48 | 215710262
LENNOX | ML14KP1-024-230A** | CK40HT-24B-**+TDR | EL280UH090E48B* | 24000 | 22200 | 15.5 | 13.2 | 8.1 | 2.02 | 65 | 49 | 215710261
AIREASE | A7HP14F24P-**A | 7AH2AV30PXC** |  | 24000 | 22200 | 15.5 | 13 | 8.2 | 2.2 | 64 | 51 | 215711223
AIREASE | A7HP14F24P-**A | 7AH2AV24PXC** |  | 23800 | 22200 | 15.2 | 12.8 | 8.2 | 2.16 | 64 | 50 | 215711222
AIREASE | A7HP14F24P-**A | 7AH2AE24PX-** |  | 23400 | 22000 | 15.2 | 12.8 | 8.2 | 2.16 | 64 | 51 | 215711220
AIREASE | A7HP14F24P-**A | 7AH1AV30PX-** |  | 24000 | 22000 | 15.5 | 13.6 | 8.1 | 2.08 | 65 | 53 | 215711219
AIREASE | A7HP14F24P-**A | 7AH1AE30PX-** |  | 24000 | 22000 | 16 | 13.8 | 8.1 | 2.16 | 65 | 51 | 215711216
CONCORD | 7HP14F24P-**A | 7E[C,U]30BX-**+TDR | 92G1UH070BE12* | 24000 | 22200 | 15.2 | 13 | 8.1 | 2.14 | 64 | 52 | 215711002
ALLIED | 7HP14F24P-**A | 7EH24BX-**+TDR | 96G1UH070BE12* | 24000 | 22400 | 15.2 | 13 | 8.1 | 2 | 64 | 48 | 215710776
CONCORD | 7HP14F24P-**A | 7E[C,U]30BX-**+TDR | 80G1UH090BE16* | 24000 | 22000 | 15.5 | 13.2 | 8.1 | 2.18 | 64 | 52 | 215710998
ALLIED | 7HP14F24P-**A | 7E[C,U]30BX-**+TDR | 80G2UH090BE16* | 24000 | 22000 | 15.5 | 13.2 | 8.1 | 2.16 | 64 | 52 | 215710738
CONCORD | 7HP14F24P-**A | 7EH30BX-**+TDR | 80G1UH090BE16L* | 24000 | 22000 | 15.5 | 13.4 | 8.1 | 2.1 | 64 | 50 | 215711051
CONCORD | 7HP14F24P-**A | 7EH30BX-**+TDR | 80G1UH090BE16* | 24000 | 22000 | 15.5 | 13.4 | 8.1 | 2.1 | 64 | 50 | 215711050
ALLIED | 7HP14F24P-**A | 7EH30BX-**+TDR | 80G1UH090BE16L* | 24000 | 22000 | 15.5 | 13.4 | 8.1 | 2.1 | 64 | 50 | 215710797
ALLIED | 7HP14F24P-**A | 7EH30BX-**+TDR | 80G1UH090BE16* | 24000 | 22000 | 15.5 | 13.4 | 8.1 | 2.1 | 64 | 50 | 215710796
CONCORD | 7HP14F24P-**A | 7E[C,U]30BX-**+TDR | 80G2UH090BE16* | 24000 | 22000 | 15.5 | 13.2 | 8.1 | 2.16 | 64 | 52 | 215710992
ALLIED | 7HP14F24P-**A | 7AH2AV30PXC** |  | 24000 | 22200 | 15.5 | 13 | 8.2 | 2.2 | 64 | 51 | 215710698
ALLIED | 7HP14F24P-**A | 7EH24BX-**+TDR | 80G1UH070BE12* | 23800 | 22000 | 15.5 | 13.2 | 8.1 | 2 | 65 | 48 | 215710768
ALLIED | 7HP14F24P-**A | 7EH24BX-**+TDR | 80G2UH090BE16L* | 24000 | 22200 | 15.5 | 13.2 | 8.1 | 2 | 65 | 48 | 215710765
ALLIED | 7HP14F24P-**A | 7EH24BX-**+TDR | 80G2UH090BE16* | 24000 | 22200 | 15.5 | 13.2 | 8.1 | 2.02 | 65 | 49 | 215710764
ARMSTRONG AIR | A7HP14F24P-**A | 7EH24BX-**+TDR | A80US2V090B16* | 23600 | 22000 | 15.2 | 12.8 | 8.1 | 2 | 65 | 49 | 215711166
ARMSTRONG AIR | A7HP14F24P-**A | 7EH24BX-**+TDR | A80US2V090B12* | 23800 | 22200 | 15.2 | 13 | 8.1 | 2 | 64 | 48 | 215711165
ARMSTRONG AIR | A7HP14F24P-**A | 7EH24BX-**+TDR | A96UH1E070B12S* | 24000 | 22400 | 15.2 | 13 | 8.1 | 2 | 64 | 48 | 215711163
ARMSTRONG AIR | A7HP14F24P-**A | 7EH30BX-**+TDR | A80UH1E090B16* | 24000 | 22000 | 15.5 | 13.4 | 8.1 | 2.1 | 64 | 50 | 215711187
ARMSTRONG AIR | A7HP14F24P-**A | 7AH2AV30PXC** |  | 24000 | 22200 | 15.5 | 13 | 8.2 | 2.2 | 64 | 51 | 215711079
ARMSTRONG AIR | A7HP14F24P-**A | 7AH2AV24PXC** |  | 23800 | 22200 | 15.2 | 12.8 | 8.2 | 2.16 | 64 | 50 | 215711078
ARMSTRONG AIR | A7HP14F24P-**A | 7AH2AE30PX-** |  | 24000 | 22400 | 15.5 | 13.2 | 8.2 | 2.2 | 63 | 51 | 215711077
ARMSTRONG AIR | A7HP14F24P-**A | 7AH2AE24PX-** |  | 23400 | 22000 | 15.2 | 12.8 | 8.2 | 2.16 | 64 | 51 | 215711076
LENNOX | ML14KP1-024-230A** | CK40[C,U]T-30B-**+TDR | ML196UH070XE36B* | 24000 | 22200 | 15.2 | 13 | 8.1 | 2.14 | 64 | 52 | 215710229
LENNOX | ML14KP1-024-230A** | CK40[C,U]T-30B-**+TDR | ML193UH070XE36B* | 24000 | 22200 | 15.2 | 13 | 8.1 | 2.14 | 64 | 52 | 215710226
LENNOX | ML14KP1-024-230A** | CK40[C,U]T-30B-**+TDR | ML180UH090XE48B* | 24000 | 22000 | 15.5 | 13.2 | 8.1 | 2.18 | 64 | 52 | 215710223
LENNOX | ML14KP1-024-230A** | CK40[C,U]T-30B-**+TDR | ML180UH090E48B* | 24000 | 22000 | 15.5 | 13.2 | 8.1 | 2.18 | 64 | 52 | 215710221
LENNOX | ML14KP1-024-230A** | CK40[C,U]T-30B-**+TDR | ML180UH070V48B* | 24000 | 22000 | 15.5 | 13.2 | 8.1 | 2.18 | 64 | 52 | 215710219
LENNOX | ML14KP1-024-230A** | CK40[C,U]T-30B-**+TDR | EL280UH090XE48B* | 24000 | 22000 | 15.5 | 13.2 | 8.1 | 2.16 | 64 | 52 | 215710212
LENNOX | ML14KP1-024-230A** | CK40[C,U]T-30B-**+TDR | EL280UH090E48B* | 24000 | 22000 | 15.5 | 13.2 | 8.1 | 2.16 | 64 | 52 | 215710211
AIREASE | A7HP14F24P-**A | 7E[C,U]30BX-**+TDR | A93UH1E070B12A* | 24000 | 22200 | 15.2 | 13 | 8.1 | 2.14 | 64 | 52 | 215711274
AIREASE | A7HP14F24P-**A | 7E[C,U]30BX-**+TDR | A80UH1E090B16* | 24000 | 22000 | 15.5 | 13.2 | 8.1 | 2.18 | 64 | 52 | 215711271
AIREASE | A7HP14F24P-**A | 7EH24BX-**+TDR | A80US2V090B12* | 23800 | 22200 | 15.2 | 13 | 8.1 | 2 | 64 | 48 | 215711309
AIREASE | A7HP14F24P-**A | 7AH2AE30PX-** |  | 24000 | 22400 | 15.5 | 13.2 | 8.2 | 2.2 | 63 | 51 | 215711221
ARMSTRONG AIR | A7HP14F24P-**A | 7ED30/36CX-**+TDR | A96DF1E090C16S* | 23600 | 22800 | 15.2 | 13.2 | 8.2 | 2.12 | 64 | 50 | 215711213
AIREASE | A7HP14F24P-**A | 7EH24BX-**+TDR | A96UH1E070B12S* | 24000 | 22400 | 15.2 | 13 | 8.1 | 2 | 64 | 48 | 215711307
AIREASE | A7HP14F24P-**A | 7EH24BX-**+TDR | A93UH1E070B12A* | 24000 | 22400 | 15.2 | 13 | 8.1 | 2 | 64 | 48 | 215711304
AIREASE | A7HP14F24P-**A | 7EH30BX-**+TDR | A80UH1E090B16* | 24000 | 22000 | 15.5 | 13.4 | 8.1 | 2.1 | 64 | 50 | 215711331
ARMSTRONG AIR | A7HP14F24P-**A | 7EH24BX-**+TDR | A93UH1E070B12A* | 24000 | 22400 | 15.2 | 13 | 8.1 | 2 | 64 | 48 | 215711160
ARMSTRONG AIR | A7HP14F24P-**A | 7EH24BX-**+TDR | A80UH1E090B16* | 24000 | 22200 | 15.5 | 13.4 | 8.1 | 2.02 | 64 | 48 | 215711157
ARMSTRONG AIR | A7HP14F24P-**A | 7EH24BX-**+TDR | A80UH1E070B12* | 23800 | 22000 | 15.5 | 13.2 | 8.1 | 2 | 65 | 48 | 215711156
ARMSTRONG AIR | A7HP14F24P-**A | 7EH24BX-**+TDR | A97US2V070B12S* | 23800 | 22000 | 15.5 | 13.2 | 8.1 | 2 | 65 | 48 | 215711155
ARMSTRONG AIR | A7HP14F24P-**A | 7AH1AE30PX-** |  | 24000 | 22000 | 16 | 13.8 | 8.1 | 2.16 | 65 | 51 | 215711072
CONCORD | 7HP14F24P-**A | 7ED30/36CX-**+TDR | 96G1DF090CE16* | 23600 | 22800 | 15.2 | 13.2 | 8.2 | 2.12 | 64 | 50 | 215711069
CONCORD | 7HP14F24P-**A | 7ED30/36CX-**+TDR | 92G1DF090CE16* | 23600 | 23000 | 15.2 | 13 | 8.2 | 2.12 | 64 | 50 | 215711068
CONCORD | 7HP14F24P-**A | 7ED30/36CX-**+TDR | 97G2DF090CE16* | 23600 | 22800 | 15.2 | 13.2 | 8.2 | 2.1 | 64 | 50 | 215711067
CONCORD | 7HP14F24P-**A | 7ED30/36BX-**+TDR | 80G1DF090BE16* | 23600 | 22800 | 15.2 | 13.2 | 8.2 | 2.1 | 64 | 50 | 215711066
CONCORD | 7HP14F24P-**A | 7ED30/36BX-**+TDR | 80G2DF090BE16* | 23600 | 23000 | 15.2 | 13 | 8.2 | 2.1 | 64 | 50 | 215711065
LENNOX | ML14KP1-024-230A** | CBK45UHET-030-230-** |  | 24000 | 22000 | 16 | 13.8 | 8.1 | 2.16 | 65 | 51 | 215710131
CONCORD | 7HP14F24P-**A | 7EH24BX-**+TDR | 96G1UH070BE12* | 24000 | 22400 | 15.2 | 13 | 8.1 | 2 | 64 | 48 | 215711030
CONCORD | 7HP14F24P-**A | 7EH24BX-**+TDR | 92G1UH070BE12* | 24000 | 22400 | 15.2 | 13 | 8.1 | 2 | 64 | 48 | 215711028
CONCORD | 7HP14F24P-**A | 7EH24BX-**+TDR | 80G1UH090BE16L* | 24000 | 22200 | 15.5 | 13.4 | 8.1 | 2.02 | 64 | 48 | 215711025
ARMSTRONG AIR | A7HP14F24P-**A | 7E[C,U]30BX-**+TDR | A80UH1E090B16* | 24000 | 22000 | 15.5 | 13.2 | 8.1 | 2.18 | 64 | 52 | 215711127
ARMSTRONG AIR | A7HP14F24P-**A | 7E[C,U]30BX-**+TDR | A80UH2E090B16* | 24000 | 22000 | 15.5 | 13.2 | 8.1 | 2.16 | 64 | 52 | 215711121
DUCANE | 7HP14F24P-**A | 7ED30/36CX-**+TDR | 96G1DF090CE16* | 23600 | 22800 | 15.2 | 13.2 | 8.2 | 2.12 | 64 | 50 | 215710942
DUCANE | 7HP14F24P-**A | 7ED30/36CX-**+TDR | 92G1DF090CE16* | 23600 | 23000 | 15.2 | 13 | 8.2 | 2.12 | 64 | 50 | 215710941
DUCANE | 7HP14F24P-**A | 7ED30/36CX-**+TDR | 97G2DF090CE16* | 23600 | 22800 | 15.2 | 13.2 | 8.2 | 2.1 | 64 | 50 | 215710940
DUCANE | 7HP14F24P-**A | 7ED30/36BX-**+TDR | 80G1DF090BE16* | 23600 | 22800 | 15.2 | 13.2 | 8.2 | 2.1 | 64 | 50 | 215710939
DUCANE | 7HP14F24P-**A | 7ED30/36BX-**+TDR | 80G2DF090BE16* | 23600 | 23000 | 15.2 | 13 | 8.2 | 2.1 | 64 | 50 | 215710938
DUCANE | 7HP14F24P-**A | 7EH24BX-**+TDR | 80G1UH070BE12L* | 23800 | 22000 | 15.5 | 13.2 | 8.1 | 2 | 65 | 48 | 215710896
DUCANE | 7HP14F24P-**A | 7EH24BX-**+TDR | 80G1UH070BE12* | 23800 | 22000 | 15.5 | 13.2 | 8.1 | 2 | 65 | 48 | 215710895
DUCANE | 7HP14F24P-**A | 7EH24BX-**+TDR | 80G2UH090BE16L* | 24000 | 22200 | 15.5 | 13.2 | 8.1 | 2 | 65 | 48 | 215710892
DUCANE | 7HP14F24P-**A | 7EH24BX-**+TDR | 80G2UH090BE16* | 24000 | 22200 | 15.5 | 13.2 | 8.1 | 2.02 | 65 | 49 | 215710891
DUCANE | 7HP14F24P-**A | 7E[C,U]30BX-**+TDR | 80G1UH090BE16L* | 24000 | 22000 | 15.5 | 13.2 | 8.1 | 2.18 | 64 | 52 | 215710872
DUCANE | 7HP14F24P-**A | 7E[C,U]30BX-**+TDR | 80G1UH090BE16* | 24000 | 22000 | 15.5 | 13.2 | 8.1 | 2.18 | 64 | 52 | 215710871
DUCANE | 7HP14F24P-**A | 7E[C,U]30BX-**+TDR | 80G2UH090BE16L* | 24000 | 22000 | 15.5 | 13.2 | 8.1 | 2.16 | 64 | 52 | 215710866
DUCANE | 7HP14F24P-**A | 7E[C,U]30BX-**+TDR | 80G2UH090BE16* | 24000 | 22000 | 15.5 | 13.2 | 8.1 | 2.16 | 64 | 52 | 215710865
ALLIED | 7HP14F24P-**A | 7ED30/36CX-**+TDR | 96G1DF090CE16* | 23600 | 22800 | 15.2 | 13.2 | 8.2 | 2.12 | 64 | 50 | 215710815
ALLIED | 7HP14F24P-**A | 7ED30/36CX-**+TDR | 92G1DF090CE16* | 23600 | 23000 | 15.2 | 13 | 8.2 | 2.12 | 64 | 50 | 215710814
ALLIED | 7HP14F24P-**A | 7ED30/36CX-**+TDR | 97G2DF090CE16* | 23600 | 22800 | 15.2 | 13.2 | 8.2 | 2.1 | 64 | 50 | 215710813
ALLIED | 7HP14F24P-**A | 7ED30/36BX-**+TDR | 80G1DF090BE16* | 23600 | 22800 | 15.2 | 13.2 | 8.2 | 2.1 | 64 | 50 | 215710812
ALLIED | 7HP14F24P-**A | 7ED30/36BX-**+TDR | 80G2DF090BE16* | 23600 | 23000 | 15.2 | 13 | 8.2 | 2.1 | 64 | 50 | 215710811
CONCORD | 7HP14F24P-**A | 7E[C,U]30BX-**+TDR | 96G1UH070BE12* | 24000 | 22200 | 15.2 | 13 | 8.1 | 2.14 | 64 | 52 | 215711004
ARMSTRONG AIR | A7HP14F24P-**A | 7AH1AV30PX-** |  | 24000 | 22000 | 15.5 | 13.6 | 8.1 | 2.08 | 65 | 53 | 215711075
DUCANE | 7HP14F24P-**A | 7AH2AV24PXC** |  | 23800 | 22200 | 15.2 | 12.8 | 8.2 | 2.16 | 64 | 50 | 215710824
DUCANE | 7HP14F24P-**A | 7AH2AE30PX-** |  | 24000 | 22400 | 15.5 | 13.2 | 8.2 | 2.2 | 63 | 51 | 215710823
DUCANE | 7HP14F24P-**A | 7AH2AE24PX-** |  | 23400 | 22000 | 15.2 | 12.8 | 8.2 | 2.16 | 64 | 51 | 215710822
DUCANE | 7HP14F24P-**A | 7AH1AV30PX-** |  | 24000 | 22000 | 15.5 | 13.6 | 8.1 | 2.08 | 65 | 53 | 215710821
DUCANE | 7HP14F24P-**A | 7AH1AE30PX-** |  | 24000 | 22000 | 16 | 13.8 | 8.1 | 2.16 | 65 | 51 | 215710818
ARMSTRONG AIR | A7HP14F24P-**A | 7E[C,U]30BX-**+TDR | A96UH1E070B12S* | 24000 | 22200 | 15.2 | 13 | 8.1 | 2.14 | 64 | 52 | 215711133
ARMSTRONG AIR | A7HP14F24P-**A | 7E[C,U]30BX-**+TDR | A93UH1E070B12A* | 24000 | 22200 | 15.2 | 13 | 8.1 | 2.14 | 64 | 52 | 215711130
CONCORD | 7HP14F24P-**A | 7AH2AV30PXC** |  | 24000 | 22200 | 15.5 | 13 | 8.2 | 2.2 | 64 | 51 | 215710952
CONCORD | 7HP14F24P-**A | 7AH2AV24PXC** |  | 23800 | 22200 | 15.2 | 12.8 | 8.2 | 2.16 | 64 | 50 | 215710951
CONCORD | 7HP14F24P-**A | 7AH2AE30PX-** |  | 24000 | 22400 | 15.5 | 13.2 | 8.2 | 2.2 | 63 | 51 | 215710950
CONCORD | 7HP14F24P-**A | 7AH2AE24PX-** |  | 23400 | 22000 | 15.2 | 12.8 | 8.2 | 2.16 | 64 | 51 | 215710949
CONCORD | 7HP14F24P-**A | 7AH1AV30PX-** |  | 24000 | 22000 | 15.5 | 13.6 | 8.1 | 2.08 | 65 | 53 | 215710948
CONCORD | 7HP14F24P-**A | 7AH1AE30PX-** |  | 24000 | 22000 | 16 | 13.8 | 8.1 | 2.16 | 65 | 51 | 215710945
DUCANE | 7HP14F24P-**A | 7EH30BX-**+TDR | 80G1UH090BE16L* | 24000 | 22000 | 15.5 | 13.4 | 8.1 | 2.1 | 64 | 50 | 215710924
DUCANE | 7HP14F24P-**A | 7EH30BX-**+TDR | 80G1UH090BE16* | 24000 | 22000 | 15.5 | 13.4 | 8.1 | 2.1 | 64 | 50 | 215710923
DUCANE | 7HP14F24P-**A | 7EH24BX-**+TDR | 80G1UH090BE16* | 24000 | 22200 | 15.5 | 13.4 | 8.1 | 2.02 | 64 | 48 | 215710897
LENNOX | ML14KP1-024-230A** | CK40HT-24B-**+TDR | SLP99UH070XV36B* | 23600 | 22000 | 15.2 | 12.8 | 8.1 | 2 | 65 | 49 | 215710288
LENNOX | ML14KP1-024-230A** | CK40HT-24B-**+TDR | SL280UH090V48B* | 23600 | 22000 | 15.2 | 12.8 | 8.1 | 2 | 65 | 49 | 215710285
LENNOX | ML14KP1-024-230A** | CK40HT-24B-**+TDR | SL280UH090V36B* | 23800 | 22200 | 15.2 | 13 | 8.1 | 2 | 64 | 48 | 215710284
LENNOX | ML14KP1-024-230A** | CK40HT-24B-**+TDR | ML196UH070XE36B* | 24000 | 22400 | 15.2 | 13 | 8.1 | 2 | 64 | 48 | 215710279
LENNOX | ML14KP1-024-230A** | CK40HT-24B-**+TDR | ML193UH070XE36B* | 24000 | 22400 | 15.2 | 13 | 8.1 | 2 | 64 | 48 | 215710276
LENNOX | ML14KP1-024-230A** | CK40HT-24B-**+TDR | ML180UH090XE48B* | 24000 | 22200 | 15.5 | 13.4 | 8.1 | 2.02 | 64 | 48 | 215710273
LENNOX | ML14KP1-024-230A** | CK40HT-24B-**+TDR | ML180UH090E48B* | 24000 | 22200 | 15.5 | 13.4 | 8.1 | 2.02 | 64 | 48 | 215710271
LENNOX | ML14KP1-024-230A** | CK40HT-24B-**+TDR | ML180UH070XE36B* | 23800 | 22000 | 15.5 | 13.2 | 8.1 | 2 | 65 | 48 | 215710270
LENNOX | ML14KP1-024-230A** | CK40HT-24B-**+TDR | ML180UH070V48B* | 24000 | 22200 | 15.5 | 13.2 | 8.1 | 2.02 | 64 | 48 | 215710269
LENNOX | ML14KP1-024-230A** | CK40HT-24B-**+TDR | ML180UH070V36B* | 23800 | 22000 | 15.5 | 13.2 | 8.1 | 2 | 65 | 48 | 215710268
LENNOX | ML14KP1-024-230A** | CK40HT-24B-**+TDR | ML180UH070E36B* | 23800 | 22000 | 15.5 | 13.2 | 8.1 | 2 | 65 | 48 | 215710267
LENNOX | ML14KP1-024-230A** | CBK45UHVT-030-230-** |  | 24000 | 22000 | 15.5 | 13.6 | 8.1 | 2.08 | 65 | 53 | 215710134
LENNOX | ML14KP1-024-230A** | CBK47UHET-024-230-** |  | 23400 | 22000 | 15.2 | 12.8 | 8.2 | 2.16 | 64 | 51 | 215710135
LENNOX | ML14KP1-024-230A** | CBK47UHET-030-230-** |  | 24000 | 22400 | 15.5 | 13.2 | 8.2 | 2.2 | 63 | 51 | 215710136
LENNOX | ML14KP1-024-230A** | CBK48MVT-018/024-230-** |  | 23800 | 22200 | 15.2 | 12.8 | 8.2 | 2.16 | 64 | 50 | 215710137
LENNOX | ML14KP1-024-230A** | CBK48MVT-030-230-** |  | 24000 | 22200 | 15.5 | 13 | 8.2 | 2.2 | 64 | 51 | 215710138
AIREASE | A7HP14F24P-**A | 7E[C,U]30BX-**+TDR | A80UH2E090B16* | 24000 | 22000 | 15.5 | 13.2 | 8.1 | 2.16 | 64 | 52 | 215711265
AIREASE | A7HP14F24P-**A | 7EH24BX-**+TDR | A98USMV070B12S* | 23600 | 22000 | 15.2 | 12.8 | 8.1 | 2 | 65 | 49 | 215711313
AIREASE | A7HP14F24P-**A | 7EH24BX-**+TDR | A80US2V090B16* | 23600 | 22000 | 15.2 | 12.8 | 8.1 | 2 | 65 | 49 | 215711310
AIREASE | A7HP14F24P-**A | 7E[C,U]30BX-**+TDR | A96UH1E070B12S* | 24000 | 22200 | 15.2 | 13 | 8.1 | 2.14 | 64 | 52 | 215711277
ARMSTRONG AIR | A7HP14F24P-**A | 7ED30/36CX-**+TDR | A93DF1E090C16A* | 23600 | 23000 | 15.2 | 13 | 8.2 | 2.12 | 64 | 50 | 215711212
ARMSTRONG AIR | A7HP14F24P-**A | 7ED30/36CX-**+TDR | A97DF2E090C16S* | 23600 | 22800 | 15.2 | 13.2 | 8.2 | 2.1 | 64 | 50 | 215711211
ARMSTRONG AIR | A7HP14F24P-**A | 7ED30/36BX-**+TDR | A80DF1E090B16* | 23600 | 22800 | 15.2 | 13.2 | 8.2 | 2.1 | 64 | 50 | 215711210
LENNOX | ML14KP1-024-230A** | CK40HT-30B-**+TDR | ML180UH090E48B* | 24000 | 22000 | 15.5 | 13.4 | 8.1 | 2.1 | 64 | 50 | 215710321
LENNOX | ML14KP1-024-230A** | CK40HT-30B-**+TDR | ML180UH090XE48B* | 24000 | 22000 | 15.5 | 13.4 | 8.1 | 2.1 | 64 | 50 | 215710323
DUCANE | 7HP14F24P-**A | 7AH2AV30PXC** |  | 24000 | 22200 | 15.5 | 13 | 8.2 | 2.2 | 64 | 51 | 215710825
CONCORD | 7HP14F24P-**A | 7EH24BX-**+TDR | 80G1UH090BE16* | 24000 | 22200 | 15.5 | 13.4 | 8.1 | 2.02 | 64 | 48 | 215711024
CONCORD | 7HP14F24P-**A | 7EH24BX-**+TDR | 80G1UH070BE12L* | 23800 | 22000 | 15.5 | 13.2 | 8.1 | 2 | 65 | 48 | 215711023
CONCORD | 7HP14F24P-**A | 7EH24BX-**+TDR | 80G1UH070BE12* | 23800 | 22000 | 15.5 | 13.2 | 8.1 | 2 | 65 | 48 | 215711022
CONCORD | 7HP14F24P-**A | 7EH24BX-**+TDR | 80G2UH090BE16L* | 24000 | 22200 | 15.5 | 13.2 | 8.1 | 2 | 65 | 48 | 215711019
CONCORD | 7HP14F24P-**A | 7EH24BX-**+TDR | 80G2UH090BE16* | 24000 | 22200 | 15.5 | 13.2 | 8.1 | 2.02 | 65 | 49 | 215711018
ALLIED | 7HP14F24P-**A | 7E[C,U]30BX-**+TDR | 80G1UH090BE16* | 24000 | 22000 | 15.5 | 13.2 | 8.1 | 2.18 | 64 | 52 | 215710744
ALLIED | 7HP14F24P-**A | 7E[C,U]30BX-**+TDR | 80G2UH090BE16L* | 24000 | 22000 | 15.5 | 13.2 | 8.1 | 2.16 | 64 | 52 | 215710739
ALLIED | 7HP14F24P-**A | 7AH2AV24PXC** |  | 23800 | 22200 | 15.2 | 12.8 | 8.2 | 2.16 | 64 | 50 | 215710697
ALLIED | 7HP14F24P-**A | 7AH2AE30PX-** |  | 24000 | 22400 | 15.5 | 13.2 | 8.2 | 2.2 | 63 | 51 | 215710696
ALLIED | 7HP14F24P-**A | 7AH2AE24PX-** |  | 23400 | 22000 | 15.2 | 12.8 | 8.2 | 2.16 | 64 | 51 | 215710695
ALLIED | 7HP14F24P-**A | 7AH1AV30PX-** |  | 24000 | 22000 | 15.5 | 13.6 | 8.1 | 2.08 | 65 | 53 | 215710694
ALLIED | 7HP14F24P-**A | 7AH1AE30PX-** |  | 24000 | 22000 | 16 | 13.8 | 8.1 | 2.16 | 65 | 51 | 215710691
DUCANE | 7HP14F24P-**A | 7EH24BX-**+TDR | 96G1UH070BE12* | 24000 | 22400 | 15.2 | 13 | 8.1 | 2 | 64 | 48 | 215710903
DUCANE | 7HP14F24P-**A | 7EH24BX-**+TDR | 92G1UH070BE12* | 24000 | 22400 | 15.2 | 13 | 8.1 | 2 | 64 | 48 | 215710901
DUCANE | 7HP14F24P-**A | 7EH24BX-**+TDR | 80G1UH090BE16L* | 24000 | 22200 | 15.5 | 13.4 | 8.1 | 2.02 | 64 | 48 | 215710898
LENNOX | EL16KP1-024-230A** | CK40DT-30/36C-**+TDR | SLP99DF090XV36C* | 23400 | 22600 | 15.2 | 13 | 8.2 | 2.1 | 65 | 50 | 215710586
LENNOX | EL16KP1-024-230A** | CK40DT-30/36C-**+TDR | ML196DF090XE48C* | 23600 | 22800 | 15.2 | 13.2 | 8.2 | 2.12 | 64 | 50 | 215710585
LENNOX | EL16KP1-024-230A** | CK40DT-30/36C-**+TDR | ML193DF090XE48C* | 23600 | 23000 | 15.2 | 13 | 8.2 | 2.12 | 64 | 50 | 215710584
LENNOX | EL16KP1-024-230A** | CK40DT-30/36C-**+TDR | EL297DF090XE48C* | 23600 | 22800 | 15.2 | 13.2 | 8.2 | 2.1 | 64 | 50 | 215710582
LENNOX | EL16KP1-024-230A** | CK40DT-30/36B-**+TDR | ML180DF090E48B* | 23600 | 22800 | 15.2 | 13.2 | 8.2 | 2.1 | 64 | 50 | 215710574
LENNOX | EL16KP1-024-230A** | CK40DT-30/36B-**+TDR | EL280DF090E48B* | 23600 | 23000 | 15.2 | 13 | 8.2 | 2.1 | 64 | 50 | 215710568
LENNOX | EL16KP1-024-230A** | CK40HT-30B-**+TDR | ML180UH090XE48B* | 24000 | 22000 | 15.5 | 13.4 | 8.1 | 2.1 | 64 | 50 | 215710552
LENNOX | EL16KP1-024-230A** | CK40HT-30B-**+TDR | ML180UH090E48B* | 24000 | 22000 | 15.5 | 13.4 | 8.1 | 2.1 | 64 | 50 | 215710550
LENNOX | EL16KP1-024-230A** | CK40HT-24B-**+TDR | SLP99UH070XV36B* | 23600 | 22000 | 15.2 | 12.8 | 8.1 | 2 | 65 | 49 | 215710517
LENNOX | EL16KP1-024-230A** | CK40HT-24B-**+TDR | SL280UH090V48B* | 23600 | 22000 | 15.2 | 12.8 | 8.1 | 2 | 65 | 49 | 215710514
LENNOX | EL16KP1-024-230A** | CK40HT-24B-**+TDR | SL280UH090V36B* | 23800 | 22200 | 15.2 | 13 | 8.1 | 2 | 64 | 48 | 215710513
LENNOX | EL16KP1-024-230A** | CK40HT-24B-**+TDR | ML196UH070XE36B* | 24000 | 22400 | 15.2 | 13 | 8.1 | 2 | 64 | 48 | 215710508
LENNOX | EL16KP1-024-230A** | CK40HT-24B-**+TDR | ML193UH070XE36B* | 24000 | 22400 | 15.2 | 13 | 8.1 | 2 | 64 | 48 | 215710505
LENNOX | EL16KP1-024-230A** | CK40HT-24B-**+TDR | ML180UH090XE48B* | 24000 | 22200 | 15.5 | 13.4 | 8.1 | 2.02 | 64 | 48 | 215710502
LENNOX | EL16KP1-024-230A** | CK40HT-24B-**+TDR | ML180UH090E48B* | 24000 | 22200 | 15.5 | 13.4 | 8.1 | 2.02 | 64 | 48 | 215710500
LENNOX | EL16KP1-024-230A** | CK40HT-24B-**+TDR | ML180UH070V48B* | 24000 | 22200 | 15.5 | 13.2 | 8.1 | 2.02 | 64 | 48 | 215710498
LENNOX | EL16KP1-024-230A** | CK40HT-24B-**+TDR | ML180UH070XE36B* | 23800 | 22000 | 15.5 | 13.2 | 8.1 | 2 | 65 | 48 | 215710499
LENNOX | EL16KP1-024-230A** | CK40HT-24B-**+TDR | ML180UH070V36B* | 23800 | 22000 | 15.5 | 13.2 | 8.1 | 2 | 65 | 48 | 215710497
LENNOX | EL16KP1-024-230A** | CK40HT-24B-**+TDR | ML180UH070E36B* | 23800 | 22000 | 15.5 | 13.2 | 8.1 | 2 | 65 | 48 | 215710496
LENNOX | EL16KP1-024-230A** | CK40HT-24B-**+TDR | EL297UH070XV36B* | 23800 | 22000 | 15.5 | 13.2 | 8.1 | 2 | 65 | 48 | 215710495
LENNOX | EL16KP1-024-230A** | CK40HT-24B-**+TDR | EL280UH090XE48B* | 24000 | 22200 | 15.5 | 13.2 | 8.1 | 2 | 65 | 48 | 215710491
LENNOX | EL16KP1-024-230A** | CK40HT-24B-**+TDR | EL280UH090E48B* | 24000 | 22200 | 15.5 | 13.2 | 8.1 | 2.02 | 65 | 49 | 215710490
LENNOX | EL16KP1-024-230A** | CK40[C,U]T-30B-**+TDR | ML196UH070XE36B* | 24000 | 22200 | 15.2 | 13 | 8.1 | 2.14 | 64 | 52 | 215710458
LENNOX | EL16KP1-024-230A** | CK40[C,U]T-30B-**+TDR | ML193UH070XE36B* | 24000 | 22200 | 15.2 | 13 | 8.1 | 2.14 | 64 | 52 | 215710455
AIREASE | A7HP14F24P-**A | 7EH24BX-**+TDR | A80UH1E070B12* | 23800 | 22000 | 15.5 | 13.2 | 8.1 | 2 | 65 | 48 | 215711300
AIREASE | A7HP14F24P-**A | 7EH24BX-**+TDR | A97US2V070B12S* | 23800 | 22000 | 15.5 | 13.2 | 8.1 | 2 | 65 | 48 | 215711299
AIREASE | A7HP14F24P-**A | 7EH24BX-**+TDR | A80UH2E090B16* | 24000 | 22200 | 15.5 | 13.2 | 8.1 | 2.02 | 65 | 49 | 215711295
AIREASE | A7HP14F24P-**A | 7ED30/36CX-**+TDR | A93DF1E090C16A* | 23600 | 23000 | 15.2 | 13 | 8.2 | 2.12 | 64 | 50 | 215711356
AIREASE | A7HP14F24P-**A | 7ED30/36CX-**+TDR | A97DF2E090C16S* | 23600 | 22800 | 15.2 | 13.2 | 8.2 | 2.1 | 64 | 50 | 215711355
AIREASE | A7HP14F24P-**A | 7ED30/36BX-**+TDR | A80DF1E090B16* | 23600 | 22800 | 15.2 | 13.2 | 8.2 | 2.1 | 64 | 50 | 215711354
LENNOX | EL16KP1-024-230A** | CK40[C,U]T-30B-**+TDR | ML180UH090XE48B* | 24000 | 22000 | 15.5 | 13.2 | 8.1 | 2.18 | 64 | 52 | 215710452
LENNOX | EL16KP1-024-230A** | CK40[C,U]T-30B-**+TDR | ML180UH090E48B* | 24000 | 22000 | 15.5 | 13.2 | 8.1 | 2.18 | 64 | 52 | 215710450
LENNOX | EL16KP1-024-230A** | CK40[C,U]T-30B-**+TDR | ML180UH070V48B* | 24000 | 22000 | 15.5 | 13.2 | 8.1 | 2.18 | 64 | 52 | 215710448
LENNOX | EL16KP1-024-230A** | CK40[C,U]T-30B-**+TDR | EL280UH090XE48B* | 24000 | 22000 | 15.5 | 13.2 | 8.1 | 2.16 | 64 | 52 | 215710441
LENNOX | EL16KP1-024-230A** | CK40[C,U]T-30B-**+TDR | EL280UH090E48B* | 24000 | 22000 | 15.5 | 13.2 | 8.1 | 2.16 | 64 | 52 | 215710440
AIREASE | A7HP14F24P-**A | 7EH24BX-**+TDR | A80UH1E090B16* | 24000 | 22200 | 15.5 | 13.4 | 8.1 | 2.02 | 64 | 48 | 215711301
AIREASE | A7HP14F24P-**A | 7ED30/36CX-**+TDR | A96DF1E090C16S* | 23600 | 22800 | 15.2 | 13.2 | 8.2 | 2.12 | 64 | 50 | 215711357
LENNOX | EL16KP1-024-230A** | CBK48MVT-030-230-** |  | 24000 | 22200 | 15.5 | 13 | 8.2 | 2.2 | 64 | 51 | 215710367
LENNOX | EL16KP1-024-230A** | CBK48MVT-018/024-230-** |  | 23800 | 22200 | 15.2 | 12.8 | 8.2 | 2.16 | 64 | 50 | 215710366
LENNOX | EL16KP1-024-230A** | CBK47UHET-030-230-** |  | 24000 | 22400 | 15.5 | 13.2 | 8.2 | 2.2 | 63 | 51 | 215710365
LENNOX | EL16KP1-024-230A** | CBK47UHET-024-230-** |  | 23400 | 22000 | 15.2 | 12.8 | 8.2 | 2.16 | 64 | 51 | 215710364
LENNOX | EL16KP1-024-230A** | CBK45UHVT-030-230-** |  | 24000 | 22000 | 15.5 | 13.6 | 8.1 | 2.08 | 65 | 53 | 215710363
LENNOX | EL16KP1-024-230A** | CBK45UHET-030-230-** |  | 24000 | 22000 | 16 | 13.8 | 8.1 | 2.16 | 65 | 51 | 215710360
LENNOX | ML14KP1-024-230A** | CK40DT-30/36C-**+TDR | SLP99DF090XV36C* | 23400 | 22600 | 15.2 | 13 | 8.2 | 2.1 | 65 | 50 | 215710357
LENNOX | ML14KP1-024-230A** | CK40DT-30/36C-**+TDR | ML196DF090XE48C* | 23600 | 22800 | 15.2 | 13.2 | 8.2 | 2.12 | 64 | 50 | 215710356
LENNOX | ML14KP1-024-230A** | CK40DT-30/36C-**+TDR | ML193DF090XE48C* | 23600 | 23000 | 15.2 | 13 | 8.2 | 2.12 | 64 | 50 | 215710355
LENNOX | ML14KP1-024-230A** | CK40DT-30/36C-**+TDR | EL297DF090XE48C* | 23600 | 22800 | 15.2 | 13.2 | 8.2 | 2.1 | 64 | 50 | 215710354
LENNOX | ML14KP1-024-230A** | CK40DT-30/36B-**+TDR | ML180DF090E48B* | 23600 | 22800 | 15.2 | 13.2 | 8.2 | 2.1 | 64 | 50 | 215710353
LENNOX | ML14KP1-024-230A** | CK40DT-30/36B-**+TDR | EL280DF090E48B* | 23600 | 23000 | 15.2 | 13 | 8.2 | 2.1 | 64 | 50 | 215710352
DUCANE | 7HP14F24P-**A | 7E[C,U]30BX-**+TDR | 96G1UH070BE12* | 24000 | 22200 | 15.2 | 13 | 8.1 | 2.14 | 64 | 52 | 215710877
DUCANE | 7HP14F24P-**A | 7E[C,U]30BX-**+TDR | 92G1UH070BE12* | 24000 | 22200 | 15.2 | 13 | 8.1 | 2.14 | 64 | 52 | 215710875
ALLIED | 7HP14F24P-**A | 7E[C,U]30BX-**+TDR | 96G1UH070BE12* | 24000 | 22200 | 15.2 | 13 | 8.1 | 2.14 | 64 | 52 | 215710750
ALLIED | 7HP14F24P-**A | 7E[C,U]30BX-**+TDR | 92G1UH070BE12* | 24000 | 22200 | 15.2 | 13 | 8.1 | 2.14 | 64 | 52 | 215710748
ALLIED | 7HP14F24P-**A | 7E[C,U]30BX-**+TDR | 80G1UH090BE16L* | 24000 | 22000 | 15.5 | 13.2 | 8.1 | 2.18 | 64 | 52 | 215710745
ARMSTRONG AIR | A7HP14F24P-**A | 7EH24BX-**+TDR | A80UH2E090B16* | 24000 | 22200 | 15.5 | 13.2 | 8.1 | 2.02 | 65 | 49 | 215711151
ALLIED | 7HP14F24P-**A | 7EH24BX-**+TDR | 92G1UH070BE12* | 24000 | 22400 | 15.2 | 13 | 8.1 | 2 | 64 | 48 | 215710774
ALLIED | 7HP14F24P-**A | 7EH24BX-**+TDR | 80G1UH090BE16L* | 24000 | 22200 | 15.5 | 13.4 | 8.1 | 2.02 | 64 | 48 | 215710771
ALLIED | 7HP14F24P-**A | 7EH24BX-**+TDR | 80G1UH090BE16* | 24000 | 22200 | 15.5 | 13.4 | 8.1 | 2.02 | 64 | 48 | 215710770
ALLIED | 7HP14F24P-**A | 7EH24BX-**+TDR | 80G1UH070BE12L* | 23800 | 22000 | 15.5 | 13.2 | 8.1 | 2 | 65 | 48 | 215710769
ARMSTRONG AIR | A7HP14F24P-**A | 7EH24BX-**+TDR | A98USMV070B12S* | 23600 | 22000 | 15.2 | 12.8 | 8.1 | 2 | 65 | 49 | 215711169
CONCORD | 7HP14F24P-**A | 7E[C,U]30BX-**+TDR | 80G1UH090BE16L* | 24000 | 22000 | 15.5 | 13.2 | 8.1 | 2.18 | 64 | 52 | 215710999
CONCORD | 7HP14F24P-**A | 7E[C,U]30BX-**+TDR | 80G2UH090BE16L* | 24000 | 22000 | 15.5 | 13.2 | 8.1 | 2.16 | 64 | 52 | 215710993
MDV | MOD30-24HFN1-MW | MVC-24HWFN1-M |  | 24000 | 24000 | 17.4 | 11.7 | 10 | 1.91 | 80 | 94 | 207699008
MOOVAIR | DMA24HOS20230E7 | FMA24HIAHUU230X7 |  | 24000 | 24000 | 17.4 | 11.7 | 10 | 1.91 | 80 | 94 | 207706559
DIRECT AIR | DIRM-24MAGICPRO20-OU | DIRM-24MAGICPRO20-AH |  | 24000 | 24000 | 17.4 | 11.7 | 10 | 1.91 | 80 | 94 | 207706564
CanAir | CDH2024C21 | CDH2024F21 |  | 24000 | 24000 | 17.4 | 11.7 | 10 | 1.91 | 80 | 94 | 207706569
BLUERIDGE | BMAH2420C | BMAH2420I |  | 24000 | 24000 | 17.4 | 11.7 | 10 | 1.91 | 80 | 94 | 208101243
AURORA | AU-LXU24-2A-O | AU-LCU24-2A-I |  | 24000 | 24000 | 17.4 | 11.7 | 10 | 1.91 | 80 | 94 | 208101262
DIYCOOL | ACIQ-24-HPB | ACIQ-24-AHB |  | 24000 | 24000 | 17.4 | 11.7 | 10 | 1.91 | 80 | 94 | 208106632
ACIQ | ACIQ-24-HPB | ACIQ-24-AHB |  | 24000 | 24000 | 17.4 | 11.7 | 10 | 1.91 | 80 | 94 | 208106635
1HVAC | ACIQ-24-HPB | ACIQ-24-AHB |  | 24000 | 24000 | 17.4 | 11.7 | 10 | 1.91 | 80 | 94 | 208106638
Alsetria | MOD30-24HFN1-MW | MVC-24HWFN1-M |  | 24000 | 24000 | 17.4 | 11.7 | 10 | 1.91 | 80 | 94 | 208130392
ECO-AIR | MOD30-24HFN1-MW | MVC-24HWFN1-M |  | 24000 | 24000 | 17.4 | 11.7 | 10 | 1.91 | 80 | 94 | 208130403
TRUST AIR CONDITIONERS | AA24H/O44P | AH24H/I44P |  | 24000 | 24000 | 17.4 | 11.7 | 10 | 1.91 | 80 | 94 | 208284015
CARRIER | 38MURAQ24AB3 | 40MUAAQ24XA3 |  | 24000 | 24000 | 17.4 | 11.7 | 10 | 1.91 | 80 | 94 | 208447887
BRYANT | 38MURAQ24AB3 | 40MUAAQ24XA3 |  | 24000 | 24000 | 17.4 | 11.7 | 10 | 1.91 | 80 | 94 | 208447896
PAYNE | 38MURAQ24AB3 | 40MUAAQ24XA3 |  | 24000 | 24000 | 17.4 | 11.7 | 10 | 1.91 | 80 | 94 | 208447905
Weathermaker | 38MURAQ24AB3 | 40MUAAQ24XA3 |  | 24000 | 24000 | 17.4 | 11.7 | 10 | 1.91 | 80 | 94 | 208447914
MIDEA | 38MURAQ24AB3 | 40MUAAQ24XA3 |  | 24000 | 24000 | 17.4 | 11.7 | 10 | 1.91 | 80 | 94 | 208447923
ARCOAIRE | DLCURAH24ABK | DLFUAAH24XAK |  | 24000 | 24000 | 17.4 | 11.7 | 10 | 1.91 | 80 | 94 | 209852037
COMFORTMAKER | DLCURAH24ABK | DLFUAAH24XAK |  | 24000 | 24000 | 17.4 | 11.7 | 10 | 1.91 | 80 | 94 | 209852048
DAY & NIGHT | DLCURAH24ABK | DLFUAAH24XAK |  | 24000 | 24000 | 17.4 | 11.7 | 10 | 1.91 | 80 | 94 | 209852059
HEIL | DLCURAH24ABK | DLFUAAH24XAK |  | 24000 | 24000 | 17.4 | 11.7 | 10 | 1.91 | 80 | 94 | 209852070
KEEPRITE | DLCURAH24ABK | DLFUAAH24XAK |  | 24000 | 24000 | 17.4 | 11.7 | 10 | 1.91 | 80 | 94 | 209852081
KENMORE | DLCURAH24ABK | DLFUAAH24XAK |  | 24000 | 24000 | 17.4 | 11.7 | 10 | 1.91 | 80 | 94 | 209852092
MIDEA | DLCURAH24ABK | DLFUAAH24XAK |  | 24000 | 24000 | 17.4 | 11.7 | 10 | 1.91 | 80 | 94 | 209852103
TEMPSTAR | DLCURAH24ABK | DLFUAAH24XAK |  | 24000 | 24000 | 17.4 | 11.7 | 10 | 1.91 | 80 | 94 | 209852114
SMART COMFORT | DLCURAH24ABK | DLFUAAH24XAK |  | 24000 | 24000 | 17.4 | 11.7 | 10 | 1.91 | 80 | 94 | 209852125
AIRQUEST | DLCURAH24ABK | DLFUAAH24XAK |  | 24000 | 24000 | 17.4 | 11.7 | 10 | 1.91 | 80 | 94 | 209852136
Grandaire | WDLCURAH24ABK | WDLFUAAH24XAK |  | 24000 | 24000 | 17.4 | 11.7 | 10 | 1.91 | 80 | 94 | 209862137
CTMorley | MOU-A24VH-4 | MIU-A24V-4 |  | 24000 | 24000 | 17.4 | 11.7 | 10 | 1.91 | 80 | 94 | 209865025
INNOVAIR | SHV24H2R20 | DEV24H2R19 |  | 24000 | 24000 | 17.4 | 11.7 | 10 | 1.91 | 80 | 94 | 210343158
Dettson | EVD-24-O | EVD-24-I |  | 24000 | 24000 | 17.4 | 11.7 | 10 | 1.91 | 80 | 94 | 210365432
COMFORT-AIRE | A-VCD24SA-1 | B-VCD24SA-1 |  | 24000 | 24000 | 17.4 | 11.7 | 10 | 1.91 | 80 | 94 | 210568233
THERMAL ZONE | TZPLV242PA | TZHVLE2417JA |  | 24000 | 24000 | 17.4 | 11.7 | 10 | 1.91 | 80 | 94 | 211126503
NOVAIR | LEA24-EVOX-30-O | LEA24-EVOX-30-I |  | 24000 | 24000 | 17.4 | 11.7 | 10 | 1.91 | 80 | 94 | 211253513
MITS AIR | MOD30-24HFN1-MW | MVC-24HWFN1-M |  | 24000 | 24000 | 17.4 | 11.7 | 10 | 1.91 | 80 | 94 | 211257306
ECO AC | EHI-O24BAH | EHI-V24BA |  | 24000 | 24000 | 17.4 | 11.7 | 10 | 1.91 | 80 | 94 | 211253516
Panasonic | CU-HZ55YAHK6 | CS-HZ60YAHK6 |  | 54000 | 56000 | 16 | 10 | 9 | 1.8 | 80 | 93 | 215711369
Panasonic | CU-HZ48YAHK6 | CS-HZ48YAHK6 |  | 48000 | 50000 | 16.5 | 10.5 | 9.5 | 1.9 | 74 | 92 | 215711368
Panasonic | CU-Z48YAHK6 | CS-HZ48YAHK6 |  | 48000 | 48000 | 16 | 10 | 8.5 | 1.85 | 68 | 79 | 215711362
MOOVAIR | DMC36HOS20230E7 | FMA36HIAHUU230X7 |  | 35000 | 39000 | 16.3 | 11.7 | 9.5 | 1.8 | 82 | 97 | 214295967
Wells | WUCB-36HFMO | WUA-36HFMAH |  | 35000 | 39000 | 16.3 | 11.7 | 9.5 | 1.8 | 82 | 97 | 213927635
AI AIR CONDITIONING | AUO18-36N1-M3H | AUH2-36N1-CM3E |  | 35000 | 39000 | 16.3 | 11.7 | 9.5 | 1.8 | 82 | 97 | 213769925
STEALTH | ACIQ-36-HPC | ACIQ-36-AHB* |  | 35000 | 39000 | 16.3 | 11.7 | 9.5 | 1.8 | 82 | 97 | 213500940
PolarWave | ACIQ-36-HPC | ACIQ-36-AHB* |  | 35000 | 39000 | 16.3 | 11.7 | 9.5 | 1.8 | 82 | 97 | 213500939
DIYCOOL | ACIQ-36-HPC | ACIQ-36-AHB* |  | 35000 | 39000 | 16.3 | 11.7 | 9.5 | 1.8 | 82 | 97 | 213500938
ACIQ | ACIQ-36-HPC | ACIQ-36-AHB* |  | 35000 | 39000 | 16.3 | 11.7 | 9.5 | 1.8 | 82 | 97 | 213500937
1HVAC | ACIQ-36-HPC | ACIQ-36-AHB* |  | 35000 | 39000 | 16.3 | 11.7 | 9.5 | 1.8 | 82 | 97 | 213500936
Kepler | AZPN/B36WDUID | AZPN/36WAH |  | 35000 | 39000 | 16.3 | 11.7 | 9.5 | 1.8 | 82 | 97 | 213500528
Bladex | BX30S-36HPHYHA | BLA-36HWAHU1 |  | 35000 | 39000 | 16.3 | 11.7 | 9.5 | 1.8 | 82 | 97 | 213500527
INNOVAIR | SHV36H2R20-S | DEV36H2R19 |  | 35000 | 39000 | 16.3 | 11.7 | 9.5 | 1.8 | 82 | 97 | 213489790
Dettson | EVD-36-O-S | EVD-36-I |  | 35000 | 39000 | 16.3 | 11.7 | 9.5 | 1.8 | 82 | 97 | 213488871
ECO-AIR | MOX630-36HFN1-M3X | MVC-36HWFN1-M |  | 35000 | 39000 | 16.3 | 11.7 | 9.5 | 1.8 | 82 | 97 | 213485863
Alsetria | MOX630-36HFN1-M3X | MVC-36HWFN1-M |  | 35000 | 39000 | 16.3 | 11.7 | 9.5 | 1.8 | 82 | 97 | 213485861
TEMP SHIFT | TSMOX63036HFN1M3X | TSMVC36HWFN1M |  | 35000 | 39000 | 16.3 | 11.7 | 9.5 | 1.8 | 82 | 97 | 213484699
MITS AIR | MOX630-36HFN1-M3X | MVC-36HWFN1-M |  | 35000 | 39000 | 16.3 | 11.7 | 9.5 | 1.8 | 82 | 97 | 213483768
DIRECT AIR | DIRM-36MAGICPRO20-OU1F | DIRM-36MAGICPRO20-AH |  | 35000 | 39000 | 16.3 | 11.7 | 9.5 | 1.8 | 82 | 97 | 213481579
COMFORTSTAR | CPH36CD(O)-B | AHU36-SG2 |  | 35000 | 39000 | 16.3 | 11.7 | 9.5 | 1.8 | 82 | 97 | 213479752
CanAir | CDH2036C22 | CDH2036F21 |  | 35000 | 39000 | 16.3 | 11.7 | 9.5 | 1.8 | 82 | 97 | 213479415
MDV | MOX630-36HFN1-M3X | MVC-36HWFN1-M |  | 35000 | 39000 | 16.3 | 11.7 | 9.5 | 1.8 | 82 | 97 | 213479413
MIDEA | MOD30-24HFN1-MW | MVBL-24HWFN1-MI3 |  | 24000 | 27400 | 19 | 12 | 9.3 | 1.91 | 70 | 88 | 214594892
ICONIC AIR SOLUTION | ICLZ24AK | IFLV24IK |  | 24000 | 27400 | 19 | 12 | 9.3 | 1.91 | 70 | 88 | 213804892
STEALTH | ACIQ-24-HPB | ACIQ-24W-P |  | 24000 | 27400 | 19 | 12 | 9.3 | 1.91 | 70 | 88 | 213433310
PolarWave | ACIQ-24-HPB | ACIQ-24W-P |  | 24000 | 27400 | 19 | 12 | 9.3 | 1.91 | 70 | 88 | 213433291
DIYCOOL | ACIQ-24-HPB | ACIQ-24W-P |  | 24000 | 27400 | 19 | 12 | 9.3 | 1.91 | 70 | 88 | 213433272
ACIQ | ACIQ-24-HPB | ACIQ-24W-P |  | 24000 | 27400 | 19 | 12 | 9.3 | 1.91 | 70 | 88 | 213433253
1HVAC | ACIQ-24-HPB | ACIQ-24W-P |  | 24000 | 27400 | 19 | 12 | 9.3 | 1.91 | 70 | 88 | 213433234
Multi MFG | HHS-24HD-A | 24HSHP-C-M-A |  | 24000 | 27400 | 19 | 12 | 9.3 | 1.91 | 70 | 88 | 213386553
AC PRO.COM | AOD30-24HFN1-MW | AVBL-24HWFN1-MI3 |  | 24000 | 27400 | 19 | 12 | 9.3 | 1.91 | 70 | 88 | 213386503
INNOVAIR | SHV24H2R20 | FEV24H2R19 |  | 24000 | 27400 | 19 | 12 | 9.3 | 1.91 | 70 | 88 | 213363369
MDV | MOD30-24HFN1-MW | MVBL-24HWFN1-MI3 |  | 24000 | 27400 | 19 | 12 | 9.3 | 1.91 | 70 | 88 | 213352879
MIDEA | MOD30U-30HFN1-MR0(X) | MVBL-30HWFN1-MJ3 |  | 28000 | 30000 | 18.2 | 11.7 | 8.8 | 1.8 | 67 | 87 | 214594893
ICONIC AIR SOLUTION | ICLZ30AK | IFLV30IK |  | 28000 | 30000 | 18.2 | 11.7 | 8.8 | 1.8 | 67 | 87 | 213804893
STEALTH | ACIQ-30-HPB | ACIQ-30W-P |  | 28000 | 30000 | 18.2 | 11.7 | 8.8 | 1.8 | 67 | 87 | 213433311
PolarWave | ACIQ-30-HPB | ACIQ-30W-P |  | 28000 | 30000 | 18.2 | 11.7 | 8.8 | 1.8 | 67 | 87 | 213433292
DIYCOOL | ACIQ-30-HPB | ACIQ-30W-P |  | 28000 | 30000 | 18.2 | 11.7 | 8.8 | 1.8 | 67 | 87 | 213433273
ACIQ | ACIQ-30-HPB | ACIQ-30W-P |  | 28000 | 30000 | 18.2 | 11.7 | 8.8 | 1.8 | 67 | 87 | 213433254
1HVAC | ACIQ-30-HPB | ACIQ-30W-P |  | 28000 | 30000 | 18.2 | 11.7 | 8.8 | 1.8 | 67 | 87 | 213433235
Multi MFG | HHS-30HD-A | 30HSHP-C-M-A |  | 28000 | 30000 | 18.2 | 11.7 | 8.8 | 1.8 | 67 | 87 | 213386554
AC PRO.COM | AOD30U-30HFN1-MR0(X) | AVBL-30HWFN1-MJ3 |  | 28000 | 30000 | 18.2 | 11.7 | 8.8 | 1.8 | 67 | 87 | 213386504
INNOVAIR | SHV30H2R20 | FEV30H2R19 |  | 28000 | 30000 | 18.2 | 11.7 | 8.8 | 1.8 | 67 | 87 | 213363370
MDV | MOD30U-30HFN1-MR0(X) | MVBL-30HWFN1-MJ3 |  | 28000 | 30000 | 18.2 | 11.7 | 8.8 | 1.8 | 67 | 87 | 213352801
Kepler | AZPN/24WD | AZPN/A18WAC |  | 20000 | 25000 | 16.3 | 11.7 | 10.2 | 2 | 90 | 80 | 214610374
DIRECT AIR | DIRM-24MAGICPRO20-OU | DIRM-24MAGICPRO20-145-COIL* |  | 20000 | 25000 | 16.3 | 11.7 | 10.2 | 2 | 90 | 80 | 213481581
CanAir | CDH2024C21 | MVBM-24A18T3N1* |  | 20000 | 25000 | 16.3 | 11.7 | 10.2 | 2 | 90 | 80 | 213479417
Kepler | AZPN/24WD | AZPN/A24WACUID |  | 20000 | 25000 | 16.3 | 11.7 | 10.2 | 2 | 90 | 80 | 213433211
INNOVAIR | SHV24H2R20* | MAC24H1418E |  | 20000 | 25000 | 16.3 | 11.7 | 10.2 | 2 | 90 | 80 | 213386886
Dettson | EVD-24-O* | MAC24H1418E |  | 20000 | 25000 | 16.3 | 11.7 | 10.2 | 2 | 90 | 80 | 213386698
Alsetria | MOD30-20HFN1-MW | MVBM-24A18T3N1 |  | 20000 | 25000 | 16.3 | 11.7 | 10.2 | 2 | 90 | 80 | 213386483
ECO-AIR | MOD30-20HFN1-MW | MVBM-24A18T3N1 |  | 20000 | 25000 | 16.3 | 11.7 | 10.2 | 2 | 90 | 80 | 213386478
MDV | MOD30-20HFN1-MW | MVBM-24A18T3N1 |  | 20000 | 25000 | 16.3 | 11.7 | 10.2 | 2 | 90 | 80 | 213352798
MDV | MOD30-24HFN1-MW | MVC-18HWFN1-M |  | 18400 | 20400 | 19.4 | 13.1 | 9.8 | 1.75 | 68 | 109 | 213214823
Breeze33 | BZ33-INV24OUT2-J | BZ33-WMAHU24-J |  | 24000 | 26000 | 17.5 | 11.7 | 10.5 | 2 | 77 | 92 | 214389568
STEALTH | ACIQ-24-HPB | ACIQ-24W-WM |  | 24000 | 26000 | 17.5 | 11.7 | 10.5 | 2 | 77 | 92 | 213433306
PolarWave | ACIQ-24-HPB | ACIQ-24W-WM |  | 24000 | 26000 | 17.5 | 11.7 | 10.5 | 2 | 77 | 92 | 213433287
DIYCOOL | ACIQ-24-HPB | ACIQ-24W-WM |  | 24000 | 26000 | 17.5 | 11.7 | 10.5 | 2 | 77 | 92 | 213433268
ACIQ | ACIQ-24-HPB | ACIQ-24W-WM |  | 24000 | 26000 | 17.5 | 11.7 | 10.5 | 2 | 77 | 92 | 213433249
1HVAC | ACIQ-24-HPB | ACIQ-24W-WM |  | 24000 | 26000 | 17.5 | 11.7 | 10.5 | 2 | 77 | 92 | 213433230
INNOVAIR | SHV24H2R20 | WEV24H2R19 |  | 24000 | 26000 | 17.5 | 11.7 | 10.5 | 2 | 77 | 92 | 213255598
ECO-AIR | MOD30-24HFN1-MW | MVBE-24HWFN1-MM3E |  | 24000 | 26000 | 17.5 | 11.7 | 10.5 | 2 | 77 | 92 | 213081460
Alsetria | MOD30-24HFN1-MW | MVBE-24HWFN1-MM3E |  | 24000 | 26000 | 17.5 | 11.7 | 10.5 | 2 | 77 | 92 | 213081456
Multi MFG | HHS-24HD-A | 24MUC0-HP-A |  | 24000 | 26000 | 17.5 | 11.7 | 10.5 | 2 | 77 | 92 | 212924828
MDV | MOD30-24HFN1-MW | MVBE-24HWFN1-MM3E |  | 24000 | 26000 | 17.5 | 11.7 | 10.5 | 2 | 77 | 92 | 212924805
LENNOX | MLB024S4S-1P | MMA024SM4-*P |  | 23000 | 26000 | 18.4 | 11.7 | 9.1 | 1.9 | 65 | 82 | 212348050
MDV | MOD30-24HFN1-MU0W-L | MVC-23HWFN1-M |  | 23000 | 26000 | 18.4 | 11.7 | 9.1 | 1.9 | 65 | 82 | 212219660
InfinityLiving | EZ-24-HP | EZ-24-AH |  | 24000 | 24000 | 17.4 | 11.7 | 10 | 1.91 | 80 | 94 | 214810558
PolarWave | EZ-24-HP | EZ-24-AH |  | 24000 | 24000 | 17.4 | 11.7 | 10 | 1.91 | 80 | 94 | 214810554
1HVAC | EZ-24-HP | EZ-24-AH |  | 24000 | 24000 | 17.4 | 11.7 | 10 | 1.91 | 80 | 94 | 214810546
DIYCOOL | EZ-24-HP | EZ-24-AH |  | 24000 | 24000 | 17.4 | 11.7 | 10 | 1.91 | 80 | 94 | 214810550
MRCOOL | CENTRAL-24-HP-C-230A00 | CENTRAL-24-HP-MUAH230A00 |  | 24000 | 24000 | 17.4 | 11.7 | 10 | 1.91 | 80 | 94 | 211497151
MDV | MOD30-24HFN1-MW-[X1] | MVC-24HWFN1-MSQ4 |  | 24000 | 24000 | 17.4 | 11.7 | 10 | 1.91 | 80 | 94 | 211497142
INNOVAIR | MHD-24 | MHD-CC2.0-17.5-M |  | 23000 | 24600 | 15.2 | 11.7 | 9.8 | 2.08 | 89 | 93 | 210365430
Dettson | MHD-24 | MHD-CC2.0-17.5-M |  | 23000 | 24600 | 15.2 | 11.7 | 9.8 | 2.08 | 89 | 93 | 210365428
MDV | MOD30-24HFN1-MU0W | MAC-24HWDN1-MN0-N |  | 23000 | 24600 | 15.2 | 11.7 | 9.8 | 2.08 | 89 | 93 | 210321397
MRCOOL | DIYH-24-HP-C-230C25 | DIYH-24-HP-MUAH-230C25 |  | 23000 | 24000 | 18 | 11.7 | 9.7 | 1.95 | 77 | 98 | 210288098
MDV | MOD30-24HFN1-MU0Q1W | MVC-23HWFN1-MQ1W |  | 23000 | 24000 | 18 | 11.7 | 9.7 | 1.95 | 77 | 98 | 210135403
Viessmann | DLCSRBH24AAK | DLFSABH24XBK |  | 23000 | 26000 | 18.4 | 11.7 | 9.3 | 1.9 | 65 | 82 | 215569773
BLUERIDGE | BMY24HH22C | BMAHM2420I |  | 23000 | 26000 | 18.4 | 11.7 | 9.3 | 1.9 | 65 | 82 | 215359195
Mitsutomo | HO-SZ24-AB-Q | HV-UZ24-AB-Q |  | 23000 | 26000 | 18.4 | 11.7 | 9.3 | 1.9 | 65 | 82 | 214056583
CTMorley | MOU-A24H-2 | MIU-A24V-2 |  | 23000 | 26000 | 18.4 | 11.7 | 9.3 | 1.9 | 65 | 82 | 213732677
Durastar | DRA1H24S1A | DRAM24F1A |  | 23000 | 26000 | 18.4 | 11.7 | 9.3 | 1.9 | 65 | 82 | 213350741
Cooper&Hunter | CH-HPR24-230VO | CH-M24AHU-W |  | 23000 | 26000 | 18.4 | 11.7 | 9.3 | 1.9 | 65 | 82 | 213265606
Custom Comfort | CCOXHASZ24HP | CCOXHAAHU24 |  | 23000 | 26000 | 18.4 | 11.7 | 9.3 | 1.9 | 65 | 82 | 212365446
LPS Legacy | DLCSRBH24AAK | DLFSABH24XBK |  | 23000 | 26000 | 18.4 | 11.7 | 9.3 | 1.9 | 65 | 82 | 211756626
ECO-AIR | MOD30-24HFN1-MU0W | MVC-23HWFN1-M |  | 23000 | 26000 | 18.4 | 11.7 | 9.3 | 1.9 | 65 | 82 | 211644113
Alsetria | MOD30-24HFN1-MU0W | MVC-23HWFN1-M |  | 23000 | 26000 | 18.4 | 11.7 | 9.3 | 1.9 | 65 | 82 | 211644107
Breeze33 | HSZ24H424ZMO | AH24H424ZMI |  | 23000 | 26000 | 18.4 | 11.7 | 9.3 | 1.9 | 65 | 82 | 211277596
DIYCOOL | ACIQ-24ZPL-HP230B | ACIQ-24AHB-HH-M |  | 23000 | 26000 | 18.4 | 11.7 | 9.3 | 1.9 | 65 | 82 | 210857361
ACIQ | ACIQ-24ZPL-HP230B | ACIQ-24AHB-HH-M |  | 23000 | 26000 | 18.4 | 11.7 | 9.3 | 1.9 | 65 | 82 | 210857358
1HVAC | ACIQ-24ZPL-HP230B | ACIQ-24AHB-HH-M |  | 23000 | 26000 | 18.4 | 11.7 | 9.3 | 1.9 | 65 | 82 | 210857355
COMFORT-AIRE | A-VMH24SV-1 | B-VMH24AV-1 |  | 23000 | 26000 | 18.4 | 11.7 | 9.3 | 1.9 | 65 | 82 | 208136323
Breeze33 | BZ33-HYP24OUT2-G2-P | BZ33-MSAHU24-G2-P |  | 23000 | 26000 | 18.4 | 11.7 | 9.3 | 1.9 | 65 | 82 | 208130312
Cooper&Hunter | CH-HPR24-230VO | CH-M24AHU |  | 23000 | 26000 | 18.4 | 11.7 | 9.3 | 1.9 | 65 | 82 | 208101232
MIDEA | 38MARBQ24AA3 | 40MBABQ24XB3 |  | 23000 | 26000 | 18.4 | 11.7 | 9.3 | 1.9 | 65 | 82 | 207826680
Weathermaker | 38MARBQ24AA3 | 40MBABQ24XB3 |  | 23000 | 26000 | 18.4 | 11.7 | 9.3 | 1.9 | 65 | 82 | 207826675
PAYNE | 38MARBQ24AA3 | 40MBABQ24XB3 |  | 23000 | 26000 | 18.4 | 11.7 | 9.3 | 1.9 | 65 | 82 | 207826670
BRYANT | 38MARBQ24AA3 | 40MBABQ24XB3 |  | 23000 | 26000 | 18.4 | 11.7 | 9.3 | 1.9 | 65 | 82 | 207826665
CARRIER | 38MARBQ24AA3 | 40MBABQ24XB3 |  | 23000 | 26000 | 18.4 | 11.7 | 9.3 | 1.9 | 65 | 82 | 207826660
AIRQUEST | DLCSRBH24AAK | DLFSABH24XBK |  | 23000 | 26000 | 18.4 | 11.7 | 9.3 | 1.9 | 65 | 82 | 207826612
SMART COMFORT | DLCSRBH24AAK | DLFSABH24XBK |  | 23000 | 26000 | 18.4 | 11.7 | 9.3 | 1.9 | 65 | 82 | 207826610
TEMPSTAR | DLCSRBH24AAK | DLFSABH24XBK |  | 23000 | 26000 | 18.4 | 11.7 | 9.3 | 1.9 | 65 | 82 | 207826608
MIDEA | DLCSRBH24AAK | DLFSABH24XBK |  | 23000 | 26000 | 18.4 | 11.7 | 9.3 | 1.9 | 65 | 82 | 207826606
KENMORE | DLCSRBH24AAK | DLFSABH24XBK |  | 23000 | 26000 | 18.4 | 11.7 | 9.3 | 1.9 | 65 | 82 | 207826604
KEEPRITE | DLCSRBH24AAK | DLFSABH24XBK |  | 23000 | 26000 | 18.4 | 11.7 | 9.3 | 1.9 | 65 | 82 | 207826602
HEIL | DLCSRBH24AAK | DLFSABH24XBK |  | 23000 | 26000 | 18.4 | 11.7 | 9.3 | 1.9 | 65 | 82 | 207826600
DAY & NIGHT | DLCSRBH24AAK | DLFSABH24XBK |  | 23000 | 26000 | 18.4 | 11.7 | 9.3 | 1.9 | 65 | 82 | 207826598
COMFORTMAKER | DLCSRBH24AAK | DLFSABH24XBK |  | 23000 | 26000 | 18.4 | 11.7 | 9.3 | 1.9 | 65 | 82 | 207826596
ARCOAIRE | DLCSRBH24AAK | DLFSABH24XBK |  | 23000 | 26000 | 18.4 | 11.7 | 9.3 | 1.9 | 65 | 82 | 207826594
MDV | MOD30-24HFN1-MU0W | MVC-23HWFN1-M |  | 23000 | 26000 | 18.4 | 11.7 | 9.3 | 1.9 | 65 | 82 | 207802615
MRCOOL | MVP-24-HP-C-230-25 | MVP-24-HP-MUAH-230-25 |  | 24000 | 24000 | 16.7 | 11.7 | 9.1 | 2.29 | 75 | 75 | 211644118
MRCOOL | CENTRAL-24-HP-C-23025 | CENTRAL-24-HP-MUAH-23025 |  | 24000 | 24000 | 16.7 | 11.7 | 9.1 | 2.29 | 75 | 75 | 208960636
MDV | MOD31-23HFN1-MT2Q1W | MVC-23HWFN1-MQ1W |  | 24000 | 24000 | 16.7 | 11.7 | 9.1 | 2.29 | 75 | 75 | 207785323
Viessmann | DLCURAH24ABK | DLFUAAH24XAK |  | 24000 | 24000 | 17.4 | 11.7 | 10 | 1.91 | 80 | 94 | 215569755
AI AIR CONDITIONING | AUO18-24N1-M3H | AUH2-24N1-BM3E |  | 24000 | 24000 | 17.4 | 11.7 | 10 | 1.91 | 80 | 94 | 213769923
ICONIC AIR SOLUTION | ICLZ24AK | IFLA24IK |  | 24000 | 24000 | 17.4 | 11.7 | 10 | 1.91 | 80 | 94 | 213412076
SENVILLE | SENDC-24HF-OM | SENDC-24HF-IM |  | 24000 | 24000 | 17.4 | 11.7 | 10 | 1.91 | 80 | 94 | 213386472
DNAIR | DNHP0024H-C | DNHU0024H-E |  | 24000 | 24000 | 17.4 | 11.7 | 10 | 1.91 | 80 | 94 | 213350743
KERR | A-KCD24SA-1 | B-KCD24SA-1 |  | 24000 | 24000 | 17.4 | 11.7 | 10 | 1.91 | 80 | 94 | 213349770
KERR | A-KCD24SA-1 | B-VCD24SA-1 |  | 24000 | 24000 | 17.4 | 11.7 | 10 | 1.91 | 80 | 94 | 213348323
COMFORT-AIRE | A-VCD24SA-1 | B-KCD24SA-1 |  | 24000 | 24000 | 17.4 | 11.7 | 10 | 1.91 | 80 | 94 | 213348293
LBG Products | LCUHB24DO | LCHB24DHNI |  | 24000 | 24000 | 17.4 | 11.7 | 10 | 1.91 | 80 | 94 | 213307919
Wells | WUCA-24HFMO | WUA-24HFMAH |  | 24000 | 24000 | 17.4 | 11.7 | 10 | 1.91 | 80 | 94 | 213307899
ELIOS | DEA24HOS20230E7 | FEA24HIAHUU230X7 |  | 24000 | 24000 | 17.4 | 11.7 | 10 | 1.91 | 80 | 94 | 213081442
Kepler | AZPN/24WD | AZPN/24WAH |  | 24000 | 24000 | 17.4 | 11.7 | 10 | 1.91 | 80 | 94 | 213062288
CENTURY | A-VCD24SA-1 | B-VCD24SA-1 |  | 24000 | 24000 | 17.4 | 11.7 | 10 | 1.91 | 80 | 94 | 212940802
COMFORTSTAR | CPH24CD(O) | AHU24-SG2 |  | 24000 | 24000 | 17.4 | 11.7 | 10 | 1.91 | 80 | 94 | 212940790
TEMP SHIFT | TSMOD3024HFN1MW | TSMVC24HWFN1M |  | 24000 | 24000 | 17.4 | 11.7 | 10 | 1.91 | 80 | 94 | 212925593
Multi MFG | HHS-24HD-A | 24MPHP0-M-A |  | 24000 | 24000 | 17.4 | 11.7 | 10 | 1.91 | 80 | 94 | 212920479
Panasonic | CU-HE24YAHK6 | CS-HE24YAHK6 |  | 24000 | 24000 | 17.4 | 11.7 | 10 | 1.91 | 80 | 94 | 212396493
ATK | ACI-AUO24SHP-M | ACI-AUI24VHE |  | 24000 | 24000 | 17.4 | 11.7 | 10 | 1.91 | 80 | 94 | 212386849
Bladex | BX30-24HPHYHA | BLA-24HWAHU1 |  | 24000 | 24000 | 17.4 | 11.7 | 10 | 1.91 | 80 | 94 | 212367438
Custom Comfort | CCOXHA24V24HP | CCOXHAAH24V24 |  | 24000 | 24000 | 17.4 | 11.7 | 10 | 1.91 | 80 | 94 | 212365451
KLIMAIRE | KOIF24H2-1S | KIDF24H2-1S |  | 24000 | 24000 | 17.4 | 11.7 | 10 | 1.91 | 80 | 94 | 212316040
LPS Legacy | DLCURAH24ABK | DLFUAAH24XAK |  | 24000 | 24000 | 17.4 | 11.7 | 10 | 1.91 | 80 | 94 | 211756643
Mitsutomo | UHO24-NB-Q | UHM24-BB-Q |  | 24000 | 24000 | 17.4 | 11.7 | 10 | 1.91 | 80 | 94 | 211306379
PERFECTAIRE | 3PAHHSD24-SZO | 3PAHHSD24-AHU |  | 24000 | 24000 | 17.4 | 11.7 | 10 | 1.91 | 80 | 94 | 211253524
TEMPSTAR | N5H8T24*K*AAA* | EA*5X37M21A* | *97VTN1002122A* | 24000 | 25000 | 18 | 13 | 8.5 | 2.22 | 59 | 45 | 215720965
KENMORE | N5H8T24*K*AAA* | EA*5X37M21A* | *97VTN1002122A* | 24000 | 25000 | 18 | 13 | 8.5 | 2.22 | 59 | 45 | 215720964
KEEPRITE | N5H8T24*K*AAA* | EA*5X37M21A* | *97VTN1002122A* | 24000 | 25000 | 18 | 13 | 8.5 | 2.22 | 59 | 45 | 215720963
DAY & NIGHT | N5H8T24*K*AAA* | EA*5X37M21A* | *97VTN1002122A* | 24000 | 25000 | 18 | 13 | 8.5 | 2.22 | 59 | 45 | 215720962
COMFORTMAKER | N5H8T24*K*AAA* | EA*5X37M21A* | *97VTN1002122A* | 24000 | 25000 | 18 | 13 | 8.5 | 2.22 | 59 | 45 | 215720961
ARCOAIRE | N5H8T24*K*AAA* | EA*5X37M21A* | *97VTN1002122A* | 24000 | 25000 | 18 | 13 | 8.5 | 2.22 | 59 | 45 | 215720960
AIRQUEST | N5H8T24*K*AAA* | EA*5X37M21A* | *97VTN1002122A* | 24000 | 25000 | 18 | 13 | 8.5 | 2.22 | 59 | 45 | 215720959
HEIL | N5H8T24*K*AAA* | EA*5X37M21A* | *97VTN1002122A* | 24000 | 25000 | 18 | 13 | 8.5 | 2.22 | 59 | 45 | 215720958
BRYANT HEATING AND COOLING SYSTEMS | PH8TAN524**AA* | CAA**3721AM* | 927TA66100V21*** | 24000 | 25000 | 18 | 13 | 8.5 | 2.22 | 59 | 45 | 215720957
BRYANT HEATING AND COOLING SYSTEMS | GH8TAN524**AA* | CAA**3721AM* | 927TA66100V21*** | 24000 | 25000 | 18 | 13 | 8.5 | 2.22 | 59 | 45 | 215720956
BRYANT HEATING AND COOLING SYSTEMS | 248TAN024**AA* | CAA**3721AM* | 927TA66100V21*** | 24000 | 25000 | 18 | 13 | 8.5 | 2.22 | 59 | 45 | 215720955
CARRIER | GH8TAN524**AA* | CAA**3721AM* | 59TP7A100V21**22 | 24000 | 25000 | 18 | 13 | 8.5 | 2.22 | 59 | 45 | 215720954
CARRIER | 27TPA824A**30* | CAA**3721AM* | 59TP7A100V21**22 | 24000 | 25000 | 18 | 13 | 8.5 | 2.22 | 59 | 45 | 215720953
TEMPSTAR | N5H8T24*K*AAA* | EA*5X37M21A* | *97VTN0802120A* | 23800 | 25000 | 18 | 13 | 8.5 | 2.22 | 59 | 45 | 215720936
KENMORE | N5H8T24*K*AAA* | EA*5X37M21A* | *97VTN0802120A* | 23800 | 25000 | 18 | 13 | 8.5 | 2.22 | 59 | 45 | 215720935
KEEPRITE | N5H8T24*K*AAA* | EA*5X37M21A* | *97VTN0802120A* | 23800 | 25000 | 18 | 13 | 8.5 | 2.22 | 59 | 45 | 215720934
TEMPSTAR | N5H8T48*K*AAA* | EVD5X61M21A* | *97VTN1002122A* | 50000 | 50000 | 17.5 | 12.5 | 8.5 | 2.28 | 62 | 49 | 215722409
KENMORE | N5H8T48*K*AAA* | EVD5X61M21A* | *97VTN1002122A* | 50000 | 50000 | 17.5 | 12.5 | 8.5 | 2.28 | 62 | 49 | 215722408
KEEPRITE | N5H8T48*K*AAA* | EVD5X61M21A* | *97VTN1002122A* | 50000 | 50000 | 17.5 | 12.5 | 8.5 | 2.28 | 62 | 49 | 215722407
DAY & NIGHT | N5H8T48*K*AAA* | EVD5X61M21A* | *97VTN1002122A* | 50000 | 50000 | 17.5 | 12.5 | 8.5 | 2.28 | 62 | 49 | 215722406
COMFORTMAKER | N5H8T48*K*AAA* | EVD5X61M21A* | *97VTN1002122A* | 50000 | 50000 | 17.5 | 12.5 | 8.5 | 2.28 | 62 | 49 | 215722405
ARCOAIRE | N5H8T48*K*AAA* | EVD5X61M21A* | *97VTN1002122A* | 50000 | 50000 | 17.5 | 12.5 | 8.5 | 2.28 | 62 | 49 | 215722404
AIRQUEST | N5H8T48*K*AAA* | EVD5X61M21A* | *97VTN1002122A* | 50000 | 50000 | 17.5 | 12.5 | 8.5 | 2.28 | 62 | 49 | 215722403
HEIL | N5H8T48*K*AAA* | EVD5X61M21A* | *97VTN1002122A* | 50000 | 50000 | 17.5 | 12.5 | 8.5 | 2.28 | 62 | 49 | 215722402
BRYANT HEATING AND COOLING SYSTEMS | PH8TAN548**AA* | CVAVA6121XMA* | 927TA66100V21*** | 50000 | 50000 | 17.5 | 12.5 | 8.5 | 2.28 | 62 | 49 | 215722401
BRYANT HEATING AND COOLING SYSTEMS | GH8TAN548**AA* | CVAVA6121XMA* | 927TA66100V21*** | 50000 | 50000 | 17.5 | 12.5 | 8.5 | 2.28 | 62 | 49 | 215722400
BRYANT HEATING AND COOLING SYSTEMS | 248TAN048**AA* | CVAVA6121XMA* | 927TA66100V21*** | 50000 | 50000 | 17.5 | 12.5 | 8.5 | 2.28 | 62 | 49 | 215722399
CARRIER | GH8TAN548**AA* | CVAVA6121XMA* | 59TP7A100V21**22 | 50000 | 50000 | 17.5 | 12.5 | 8.5 | 2.28 | 62 | 49 | 215722398
CARRIER | 27TPA848A**30* | CVAVA6121XMA* | 59TP7A100V21**22 | 50000 | 50000 | 17.5 | 12.5 | 8.5 | 2.28 | 62 | 49 | 215722397
TEMPSTAR | N5H8T60*K*AAA* | EVD5X61M24A* | *97VTN1002122A* | 56000 | 60000 | 16 | 11.5 | 8.5 | 2.3 | 64 | 53 | 215719603
KENMORE | N5H8T60*K*AAA* | EVD5X61M24A* | *97VTN1002122A* | 56000 | 60000 | 16 | 11.5 | 8.5 | 2.3 | 64 | 53 | 215719602
KEEPRITE | N5H8T60*K*AAA* | EVD5X61M24A* | *97VTN1002122A* | 56000 | 60000 | 16 | 11.5 | 8.5 | 2.3 | 64 | 53 | 215719601
DAY & NIGHT | N5H8T60*K*AAA* | EVD5X61M24A* | *97VTN1002122A* | 56000 | 60000 | 16 | 11.5 | 8.5 | 2.3 | 64 | 53 | 215719600
COMFORTMAKER | N5H8T60*K*AAA* | EVD5X61M24A* | *97VTN1002122A* | 56000 | 60000 | 16 | 11.5 | 8.5 | 2.3 | 64 | 53 | 215719599
ARCOAIRE | N5H8T60*K*AAA* | EVD5X61M24A* | *97VTN1002122A* | 56000 | 60000 | 16 | 11.5 | 8.5 | 2.3 | 64 | 53 | 215719598
AIRQUEST | N5H8T60*K*AAA* | EVD5X61M24A* | *97VTN1002122A* | 56000 | 60000 | 16 | 11.5 | 8.5 | 2.3 | 64 | 53 | 215719597
HEIL | N5H8T60*K*AAA* | EVD5X61M24A* | *97VTN1002122A* | 56000 | 60000 | 16 | 11.5 | 8.5 | 2.3 | 64 | 53 | 215719596
BRYANT HEATING AND COOLING SYSTEMS | PH8TAN560**AA* | CVAVA6124XMA* | 927TA66100V21*** | 56000 | 60000 | 16 | 11.5 | 8.5 | 2.3 | 64 | 53 | 215719595
BRYANT HEATING AND COOLING SYSTEMS | GH8TAN560**AA* | CVAVA6124XMA* | 927TA66100V21*** | 56000 | 60000 | 16 | 11.5 | 8.5 | 2.3 | 64 | 53 | 215719594
BRYANT HEATING AND COOLING SYSTEMS | 248TAN060**AA* | CVAVA6124XMA* | 927TA66100V21*** | 56000 | 60000 | 16 | 11.5 | 8.5 | 2.3 | 64 | 53 | 215719593
CARRIER | GH8TAN560**AA* | CVAVA6124XMA* | 59TP7A100V21**22 | 56000 | 60000 | 16 | 11.5 | 8.5 | 2.3 | 64 | 53 | 215719592
CARRIER | 27TPA860A**30* | CVAVA6124XMA* | 59TP7A100V21**22 | 56000 | 60000 | 16 | 11.5 | 8.5 | 2.3 | 64 | 53 | 215719591
TEMPSTAR | N5H8T60*K*AAA* | EVM5X61M24A* | *97VTN1002122A* | 56000 | 60000 | 16 | 11.5 | 8.5 | 2.34 | 64 | 53 | 215719151
KENMORE | N5H8T60*K*AAA* | EVM5X61M24A* | *97VTN1002122A* | 56000 | 60000 | 16 | 11.5 | 8.5 | 2.34 | 64 | 53 | 215719150
KEEPRITE | N5H8T60*K*AAA* | EVM5X61M24A* | *97VTN1002122A* | 56000 | 60000 | 16 | 11.5 | 8.5 | 2.34 | 64 | 53 | 215719149
DAY & NIGHT | N5H8T60*K*AAA* | EVM5X61M24A* | *97VTN1002122A* | 56000 | 60000 | 16 | 11.5 | 8.5 | 2.34 | 64 | 53 | 215719148
COMFORTMAKER | N5H8T60*K*AAA* | EVM5X61M24A* | *97VTN1002122A* | 56000 | 60000 | 16 | 11.5 | 8.5 | 2.34 | 64 | 53 | 215719147
ARCOAIRE | N5H8T60*K*AAA* | EVM5X61M24A* | *97VTN1002122A* | 56000 | 60000 | 16 | 11.5 | 8.5 | 2.34 | 64 | 53 | 215719146
AIRQUEST | N5H8T60*K*AAA* | EVM5X61M24A* | *97VTN1002122A* | 56000 | 60000 | 16 | 11.5 | 8.5 | 2.34 | 64 | 53 | 215719145
HEIL | N5H8T60*K*AAA* | EVM5X61M24A* | *97VTN1002122A* | 56000 | 60000 | 16 | 11.5 | 8.5 | 2.34 | 64 | 53 | 215719144
BRYANT HEATING AND COOLING SYSTEMS | PH8TAN560**AA* | CVAMA6124XMA* | 927TA66100V21*** | 56000 | 60000 | 16 | 11.5 | 8.5 | 2.34 | 64 | 53 | 215719143
BRYANT HEATING AND COOLING SYSTEMS | GH8TAN560**AA* | CVAMA6124XMA* | 927TA66100V21*** | 56000 | 60000 | 16 | 11.5 | 8.5 | 2.34 | 64 | 53 | 215719142
BRYANT HEATING AND COOLING SYSTEMS | 248TAN060**AA* | CVAMA6124XMA* | 927TA66100V21*** | 56000 | 60000 | 16 | 11.5 | 8.5 | 2.34 | 64 | 53 | 215719141
CARRIER | GH8TAN560**AA* | CVAMA6124XMA* | 59TP7A100V21**22 | 56000 | 60000 | 16 | 11.5 | 8.5 | 2.34 | 64 | 53 | 215719140
CARRIER | 27TPA860A**30* | CVAMA6124XMA* | 59TP7A100V21**22 | 56000 | 60000 | 16 | 11.5 | 8.5 | 2.34 | 64 | 53 | 215719139
DAY & NIGHT | N5H8T24*K*AAA* | EA*5X37M21A* | *97VTN0802120A* | 23800 | 25000 | 18 | 13 | 8.5 | 2.22 | 59 | 45 | 215720933
COMFORTMAKER | N5H8T24*K*AAA* | EA*5X37M21A* | *97VTN0802120A* | 23800 | 25000 | 18 | 13 | 8.5 | 2.22 | 59 | 45 | 215720932
ARCOAIRE | N5H8T24*K*AAA* | EA*5X37M21A* | *97VTN0802120A* | 23800 | 25000 | 18 | 13 | 8.5 | 2.22 | 59 | 45 | 215720931
AIRQUEST | N5H8T24*K*AAA* | EA*5X37M21A* | *97VTN0802120A* | 23800 | 25000 | 18 | 13 | 8.5 | 2.22 | 59 | 45 | 215720930
HEIL | N5H8T24*K*AAA* | EA*5X37M21A* | *97VTN0802120A* | 23800 | 25000 | 18 | 13 | 8.5 | 2.22 | 59 | 45 | 215720929
WEATHERMAKER | PH8TAN524**AA* | CAA**3721AM* | PG97VTAA60080C** | 23800 | 25000 | 18 | 13 | 8.5 | 2.22 | 59 | 45 | 215720928
BROCK | PH8TAN524**AA* | CAA**3721AM* | PG97VTAA60080C** | 23800 | 25000 | 18 | 13 | 8.5 | 2.22 | 59 | 45 | 215720927
PAYNE HEATING AND COOLING | PH8TAN524**AA* | CAA**3721AM* | PG97VTAA60080C** | 23800 | 25000 | 18 | 13 | 8.5 | 2.22 | 59 | 45 | 215720926
BRYANT HEATING AND COOLING SYSTEMS | PH8TAN524**AA* | CAA**3721AM* | 927TA60080V21*** | 23800 | 25000 | 18 | 13 | 8.5 | 2.22 | 59 | 45 | 215720925
BRYANT HEATING AND COOLING SYSTEMS | GH8TAN524**AA* | CAA**3721AM* | 927TA60080V21*** | 23800 | 25000 | 18 | 13 | 8.5 | 2.22 | 59 | 45 | 215720924
BRYANT HEATING AND COOLING SYSTEMS | 248TAN024**AA* | CAA**3721AM* | 927TA60080V21*** | 23800 | 25000 | 18 | 13 | 8.5 | 2.22 | 59 | 45 | 215720923
CARRIER | GH8TAN524**AA* | CAA**3721AM* | 59TP7A080V21**20 | 23800 | 25000 | 18 | 13 | 8.5 | 2.22 | 59 | 45 | 215720922
CARRIER | 27TPA824A**30* | CAA**3721AM* | 59TP7A080V21**20 | 23800 | 25000 | 18 | 13 | 8.5 | 2.22 | 59 | 45 | 215720921
BRYANT HEATING AND COOLING SYSTEMS | GH8TAN548**AA* | CVAVA6124XMA* | 927TA66100V21*** | 50000 | 50000 | 17.5 | 12.5 | 8.5 | 2.26 | 63 | 50 | 215722517
BRYANT HEATING AND COOLING SYSTEMS | 248TAN048**AA* | CVAVA6124XMA* | 927TA66100V21*** | 50000 | 50000 | 17.5 | 12.5 | 8.5 | 2.26 | 63 | 50 | 215722516
CARRIER | GH8TAN548**AA* | CVAVA6124XMA* | 59TP7A100V21**22 | 50000 | 50000 | 17.5 | 12.5 | 8.5 | 2.26 | 63 | 50 | 215722515
CARRIER | 27TPA848A**30* | CVAVA6124XMA* | 59TP7A100V21**22 | 50000 | 50000 | 17.5 | 12.5 | 8.5 | 2.26 | 63 | 50 | 215722514
TEMPSTAR | N5H8T48*K*AAA* | EVD5X61M24A* | *97VTN1002122A* | 50000 | 50000 | 17.5 | 12.5 | 8.5 | 2.26 | 63 | 50 | 215722526
KENMORE | N5H8T48*K*AAA* | EVD5X61M24A* | *97VTN1002122A* | 50000 | 50000 | 17.5 | 12.5 | 8.5 | 2.26 | 63 | 50 | 215722525
KEEPRITE | N5H8T48*K*AAA* | EVD5X61M24A* | *97VTN1002122A* | 50000 | 50000 | 17.5 | 12.5 | 8.5 | 2.26 | 63 | 50 | 215722524
DAY & NIGHT | N5H8T48*K*AAA* | EVD5X61M24A* | *97VTN1002122A* | 50000 | 50000 | 17.5 | 12.5 | 8.5 | 2.26 | 63 | 50 | 215722523
COMFORTMAKER | N5H8T48*K*AAA* | EVD5X61M24A* | *97VTN1002122A* | 50000 | 50000 | 17.5 | 12.5 | 8.5 | 2.26 | 63 | 50 | 215722522
ARCOAIRE | N5H8T48*K*AAA* | EVD5X61M24A* | *97VTN1002122A* | 50000 | 50000 | 17.5 | 12.5 | 8.5 | 2.26 | 63 | 50 | 215722521
AIRQUEST | N5H8T48*K*AAA* | EVD5X61M24A* | *97VTN1002122A* | 50000 | 50000 | 17.5 | 12.5 | 8.5 | 2.26 | 63 | 50 | 215722520
HEIL | N5H8T48*K*AAA* | EVD5X61M24A* | *97VTN1002122A* | 50000 | 50000 | 17.5 | 12.5 | 8.5 | 2.26 | 63 | 50 | 215722519
BRYANT HEATING AND COOLING SYSTEMS | PH8TAN548**AA* | CVAVA6124XMA* | 927TA66100V21*** | 50000 | 50000 | 17.5 | 12.5 | 8.5 | 2.26 | 63 | 50 | 215722518
AIREASE | A7HP14F30P-**A | 7AH1AE36PX-** |  | 29600 | 27000 | 15.2 | 13 | 8.2 | 2.12 | 67 | 53 | 215720165
LENNOX | EL16KP1-030-230A** | CBK48MVT-036-230-** |  | 29600 | 27600 | 15.5 | 13 | 8.2 | 2.08 | 63 | 51 | 215712608
LENNOX | EL16KP1-030-230A** | CBK48MVT-030-230-** |  | 29200 | 27200 | 15.2 | 13 | 8.1 | 1.98 | 62 | 49 | 215712607
LENNOX | EL16KP1-030-230A** | CBK47UHET-036-230-** |  | 29600 | 27800 | 15.5 | 13 | 8.2 | 2.08 | 63 | 51 | 215712606
LENNOX | EL16KP1-030-230A** | CBK47UHET-030-230-** |  | 29000 | 27400 | 15.5 | 13 | 8.1 | 1.98 | 62 | 48 | 215712605
LENNOX | EL16KP1-030-230A** | CBK45UHVT-036-230-** |  | 29600 | 26800 | 15.2 | 12.8 | 8.2 | 2.12 | 67 | 53 | 215712604
LENNOX | EL16KP1-030-230A** | CBK45UHET-036-230-** |  | 29600 | 27000 | 15.2 | 13 | 8.2 | 2.12 | 67 | 53 | 215712601
AIREASE | A7HP14F30P-**A | 7AH2AV36PXC** |  | 29600 | 27600 | 15.5 | 13 | 8.2 | 2.08 | 63 | 51 | 215720172
AIREASE | A7HP14F30P-**A | 7AH2AV30PXC** |  | 29200 | 27200 | 15.2 | 13 | 8.1 | 1.98 | 62 | 49 | 215720171
AIREASE | A7HP14F30P-**A | 7AH2AE36PX-** |  | 29600 | 27800 | 15.5 | 13 | 8.2 | 2.08 | 63 | 51 | 215720170
AIREASE | A7HP14F30P-**A | 7AH2AE30PX-** |  | 29000 | 27400 | 15.5 | 13 | 8.1 | 1.98 | 62 | 48 | 215720169
ARMSTRONG AIR | A7HP14F30P-**A | 7AH2AV36PXC** |  | 29600 | 27600 | 15.5 | 13 | 8.2 | 2.08 | 63 | 51 | 215720018
ARMSTRONG AIR | A7HP14F30P-**A | 7AH2AV30PXC** |  | 29200 | 27200 | 15.2 | 13 | 8.1 | 1.98 | 62 | 49 | 215720017
ARMSTRONG AIR | A7HP14F30P-**A | 7AH2AE36PX-** |  | 29600 | 27800 | 15.5 | 13 | 8.2 | 2.08 | 63 | 51 | 215720016
ARMSTRONG AIR | A7HP14F30P-**A | 7AH2AE30PX-** |  | 29000 | 27400 | 15.5 | 13 | 8.1 | 1.98 | 62 | 48 | 215720015
ARMSTRONG AIR | A7HP14F30P-**A | 7AH1AV36PX-** |  | 29600 | 26800 | 15.2 | 12.8 | 8.2 | 2.12 | 67 | 53 | 215720014
ARMSTRONG AIR | A7HP14F30P-**A | 7AH1AE36PX-** |  | 29600 | 27000 | 15.2 | 13 | 8.2 | 2.12 | 67 | 53 | 215720011
LENNOX | ML14KP1-030-230A** | CBK48MVT-036-230-** |  | 29600 | 27600 | 15.5 | 13 | 8.2 | 2.08 | 63 | 51 | 215712358
LENNOX | ML14KP1-030-230A** | CBK48MVT-030-230-** |  | 29200 | 27200 | 15.2 | 13 | 8.1 | 1.98 | 62 | 49 | 215712357
LENNOX | ML14KP1-030-230A** | CBK47UHET-036-230-** |  | 29600 | 27800 | 15.5 | 13 | 8.2 | 2.08 | 63 | 51 | 215712356
LENNOX | ML14KP1-030-230A** | CBK47UHET-030-230-** |  | 29000 | 27400 | 15.5 | 13 | 8.1 | 1.98 | 62 | 48 | 215712355
LENNOX | ML14KP1-030-230A** | CBK45UHVT-036-230-** |  | 29600 | 26800 | 15.2 | 12.8 | 8.2 | 2.12 | 67 | 53 | 215712354
LENNOX | ML14KP1-030-230A** | CBK45UHET-036-230-** |  | 29600 | 27000 | 15.2 | 13 | 8.2 | 2.12 | 67 | 53 | 215712351
CONCORD | 7HP14F30P-**A | 7AH1AE36PX-** |  | 29600 | 27000 | 15.2 | 13 | 8.2 | 2.12 | 67 | 53 | 215719876
ALLIED | 7HP14F30P-**A | 7AH2AV30PXC** |  | 29200 | 27200 | 15.2 | 13 | 8.1 | 1.98 | 62 | 49 | 215719612
ALLIED | 7HP14F30P-**A | 7AH2AE36PX-** |  | 29600 | 27800 | 15.5 | 13 | 8.2 | 2.08 | 63 | 51 | 215719611
ALLIED | 7HP14F30P-**A | 7AH2AE30PX-** |  | 29000 | 27400 | 15.5 | 13 | 8.1 | 1.98 | 62 | 48 | 215719610
ALLIED | 7HP14F30P-**A | 7AH1AV36PX-** |  | 29600 | 26800 | 15.2 | 12.8 | 8.2 | 2.12 | 67 | 53 | 215719609
ALLIED | 7HP14F30P-**A | 7AH1AE36PX-** |  | 29600 | 27000 | 15.2 | 13 | 8.2 | 2.12 | 67 | 53 | 215719606
DUCANE | 7HP14F30P-**A | 7AH1AE36PX-** |  | 29600 | 27000 | 15.2 | 13 | 8.2 | 2.12 | 67 | 53 | 215719741
CONCORD | 7HP14F30P-**A | 7AH2AV36PXC** |  | 29600 | 27600 | 15.5 | 13 | 8.2 | 2.08 | 63 | 51 | 215719883
CONCORD | 7HP14F30P-**A | 7AH2AV30PXC** |  | 29200 | 27200 | 15.2 | 13 | 8.1 | 1.98 | 62 | 49 | 215719882
CONCORD | 7HP14F30P-**A | 7AH2AE36PX-** |  | 29600 | 27800 | 15.5 | 13 | 8.2 | 2.08 | 63 | 51 | 215719881
CONCORD | 7HP14F30P-**A | 7AH2AE30PX-** |  | 29000 | 27400 | 15.5 | 13 | 8.1 | 1.98 | 62 | 48 | 215719880
CONCORD | 7HP14F30P-**A | 7AH1AV36PX-** |  | 29600 | 26800 | 15.2 | 12.8 | 8.2 | 2.12 | 67 | 53 | 215719879
ALLIED | 7HP14F30P-**A | 7AH2AV36PXC** |  | 29600 | 27600 | 15.5 | 13 | 8.2 | 2.08 | 63 | 51 | 215719613
DUCANE | 7HP14F30P-**A | 7AH2AV30PXC** |  | 29200 | 27200 | 15.2 | 13 | 8.1 | 1.98 | 62 | 49 | 215719747
DUCANE | 7HP14F30P-**A | 7AH2AE36PX-** |  | 29600 | 27800 | 15.5 | 13 | 8.2 | 2.08 | 63 | 51 | 215719746
DUCANE | 7HP14F30P-**A | 7AH2AE30PX-** |  | 29000 | 27400 | 15.5 | 13 | 8.1 | 1.98 | 62 | 48 | 215719745
DUCANE | 7HP14F30P-**A | 7AH1AV36PX-** |  | 29600 | 26800 | 15.2 | 12.8 | 8.2 | 2.12 | 67 | 53 | 215719744
AIREASE | A7HP14F30P-**A | 7AH1AV36PX-** |  | 29600 | 26800 | 15.2 | 12.8 | 8.2 | 2.12 | 67 | 53 | 215720168
DUCANE | 7HP14F30P-**A | 7AH2AV36PXC** |  | 29600 | 27600 | 15.5 | 13 | 8.2 | 2.08 | 63 | 51 | 215719748
RHEEM | RP15AZ48AJ2N | WH2TZ4821STANN |  | 57000 | 57000 | 16 | 11.7 | 8.1 | 2.3 | 68 | 54 | 215712296
RHEEM | RP15AZ42AJ2N | WH2TZ4821STANN |  | 40000 | 39500 | 15.2 | 11.7 | 8.1 | 2.1 | 66 | 52 | 215712295
RHEEM | RP15AZ30AJ2N | WH2TZ3617STANN |  | 45500 | 45000 | 15.2 | 11.7 | 8.1 | 2.2 | 67 | 54 | 215712293
MIDEA | MOX430U-18HFN1-M | MVBL-18HWFN1-MH3 |  | 18000 | 19000 | 17 | 12.4 | 9.5 | 2 | 71 | 95 | 214594891
ICONIC AIR SOLUTION | ICLZ18AK | IFLV18IK |  | 18000 | 19000 | 17 | 12.4 | 9.5 | 2 | 71 | 95 | 213804891
STEALTH | ACIQ-18-HPB | ACIQ-18W-P |  | 18000 | 19000 | 17 | 12.4 | 9.5 | 2 | 71 | 95 | 213433309
PolarWave | ACIQ-18-HPB | ACIQ-18W-P |  | 18000 | 19000 | 17 | 12.4 | 9.5 | 2 | 71 | 95 | 213433290
DIYCOOL | ACIQ-18-HPB | ACIQ-18W-P |  | 18000 | 19000 | 17 | 12.4 | 9.5 | 2 | 71 | 95 | 213433271
ACIQ | ACIQ-18-HPB | ACIQ-18W-P |  | 18000 | 19000 | 17 | 12.4 | 9.5 | 2 | 71 | 95 | 213433252
1HVAC | ACIQ-18-HPB | ACIQ-18W-P |  | 18000 | 19000 | 17 | 12.4 | 9.5 | 2 | 71 | 95 | 213433233
Multi MFG | HHS-18HD-A | 18HSHP-C-M-A |  | 18000 | 19000 | 17 | 12.4 | 9.5 | 2 | 71 | 95 | 213386552
AC PRO.COM | AOX430U-18HFN1-M | AVBL-18HWFN1-MH3 |  | 18000 | 19000 | 17 | 12.4 | 9.5 | 2 | 71 | 95 | 213386502
INNOVAIR | SHV18H2R20 | FEV18H2R19 |  | 18000 | 19000 | 17 | 12.4 | 9.5 | 2 | 71 | 95 | 213363368
MDV | MOX430U-18HFN1-M | MVBL-18HWFN1-MH3 |  | 18000 | 19000 | 17 | 12.4 | 9.5 | 2 | 71 | 95 | 213352878
MDV | MOX430U-24HFN1-MR0 | MVC-18HWFN1-M |  | 18200 | 22200 | 18.4 | 12.5 | 9.8 | 1.9 | 61 | 75 | 213214822
Breeze33 | BZ33-INV18OUT2-J | BZ33-WMAHU18-J |  | 18000 | 19000 | 19.3 | 12.1 | 10.8 | 2.3 | 83 | 99 | 214389567
LENNOX | MLB018S4S-1P | MMA018SM4-*P |  | 18000 | 19000 | 17.6 | 11.7 | 9.6 | 2 | 81 | 89 | 212348049
MDV | MOX430-17HFN1-MT0W-L | MVC-18HWFN1-MW(GA) |  | 18000 | 19000 | 17.6 | 11.7 | 9.6 | 2 | 81 | 89 | 212219659
INNOVAIR | MHD-18 | MHD-CC2.0-17.5-M |  | 18000 | 19500 | 15.2 | 11.7 | 9.5 | 2.2 | 67 | 75 | 210365429
Dettson | MHD-18 | MHD-CC2.0-17.5-M |  | 18000 | 19500 | 15.2 | 11.7 | 9.5 | 2.2 | 67 | 75 | 210365427
MDV | MOX430-17HFN1-MT0W | MAC-24HWDN1-MN0-N |  | 18000 | 19500 | 15.2 | 11.7 | 9.5 | 2.2 | 67 | 75 | 210321396
MRCOOL | DIYH-18-HP-C-230C25 | DIYH-18-HP-MUAH-230C25 |  | 18000 | 20000 | 17.5 | 11.7 | 10 | 2.13 | 75 | 90 | 210295926
MDV | MOX430-17HFN1-MT0Q1W | MVC-18HWFN1-MQ1W |  | 18000 | 20000 | 17.5 | 11.7 | 10 | 2.13 | 75 | 90 | 209960479
Viessmann | DLCURAH18ABK | DLFULAH24XBX + CI |  | 18000 | 19000 | 16.1 | 11.7 | 9.5 | 2.2 | 77 | 79 | 215569764
BLUERIDGE | BMAH1820C | BMAHC24B |  | 18000 | 19000 | 16.1 | 11.7 | 9.5 | 2.2 | 77 | 79 | 215359198
NOVAIR | LEA18-EVOX-30-O | LEA-18/24-ACOIL-410A |  | 18000 | 19000 | 16.1 | 11.7 | 9.5 | 2.2 | 77 | 79 | 214867643
Kepler | AZPN/18WD | AZPN/B24WAC-UC |  | 18000 | 19000 | 16.1 | 11.7 | 9.5 | 2.2 | 77 | 79 | 214610373
THERMAL ZONE | TZPLV182PA | MAC-24HWDN1-MN0 |  | 18000 | 19000 | 16.1 | 11.7 | 9.5 | 2.2 | 77 | 79 | 213885864
Breeze33 | BZ33-INV18OUT2-J | BZ33-MSC24B-J |  | 18000 | 19000 | 16.1 | 11.7 | 9.5 | 2.2 | 77 | 79 | 213732638
STEALTH | ACIQ-18-HPB | ACIQ-24-ACL |  | 18000 | 19000 | 16.1 | 11.7 | 9.5 | 2.2 | 77 | 79 | 213492167
PolarWave | ACIQ-18-HPB | ACIQ-24-ACL |  | 18000 | 19000 | 16.1 | 11.7 | 9.5 | 2.2 | 77 | 79 | 213492156
DIYCOOL | ACIQ-18-HPB | ACIQ-24-ACL |  | 18000 | 19000 | 16.1 | 11.7 | 9.5 | 2.2 | 77 | 79 | 213492145
ACIQ | ACIQ-18-HPB | ACIQ-24-ACL |  | 18000 | 19000 | 16.1 | 11.7 | 9.5 | 2.2 | 77 | 79 | 213492134
1HVAC | ACIQ-18-HPB | ACIQ-24-ACL |  | 18000 | 19000 | 16.1 | 11.7 | 9.5 | 2.2 | 77 | 79 | 213492122
COMFORTSTAR | CPH18CD(O) | UACP-24B |  | 18000 | 19000 | 16.1 | 11.7 | 9.5 | 2.2 | 77 | 79 | 213386529
COMFORTSTAR | CPH18CD(O) | ACP-24B |  | 18000 | 19000 | 16.1 | 11.7 | 9.5 | 2.2 | 77 | 79 | 213386517
MIDEA | 38MURAQ18AB3 | 40MULAQ24XBX + CI |  | 18000 | 19000 | 16.1 | 11.7 | 9.5 | 2.2 | 77 | 79 | 213372236
Weathermaker | 38MURAQ18AB3 | 40MULAQ24XBX + CI |  | 18000 | 19000 | 16.1 | 11.7 | 9.5 | 2.2 | 77 | 79 | 213372228
PAYNE | 38MURAQ18AB3 | 40MULAQ24XBX + CI |  | 18000 | 19000 | 16.1 | 11.7 | 9.5 | 2.2 | 77 | 79 | 213372220
BRYANT | 38MURAQ18AB3 | 40MULAQ24XBX + CI |  | 18000 | 19000 | 16.1 | 11.7 | 9.5 | 2.2 | 77 | 79 | 213372212
CARRIER | 38MURAQ18AB3 | 40MULAQ24XBX + CI |  | 18000 | 19000 | 16.1 | 11.7 | 9.5 | 2.2 | 77 | 79 | 213372204
LPS Legacy | DLCURAH18ABK | DLFULAH24XBX + CI |  | 18000 | 19000 | 16.1 | 11.7 | 9.5 | 2.2 | 77 | 79 | 213372196
AIRQUEST | DLCURAH18ABK | DLFULAH24XBX + CI |  | 18000 | 19000 | 16.1 | 11.7 | 9.5 | 2.2 | 77 | 79 | 213372188
SMART COMFORT | DLCURAH18ABK | DLFULAH24XBX + CI |  | 18000 | 19000 | 16.1 | 11.7 | 9.5 | 2.2 | 77 | 79 | 213372180
TEMPSTAR | DLCURAH18ABK | DLFULAH24XBX + CI |  | 18000 | 19000 | 16.1 | 11.7 | 9.5 | 2.2 | 77 | 79 | 213372172
MIDEA | DLCURAH18ABK | DLFULAH24XBX + CI |  | 18000 | 19000 | 16.1 | 11.7 | 9.5 | 2.2 | 77 | 79 | 213372164
KENMORE | DLCURAH18ABK | DLFULAH24XBX + CI |  | 18000 | 19000 | 16.1 | 11.7 | 9.5 | 2.2 | 77 | 79 | 213372156
KEEPRITE | DLCURAH18ABK | DLFULAH24XBX + CI |  | 18000 | 19000 | 16.1 | 11.7 | 9.5 | 2.2 | 77 | 79 | 213372148
HEIL | DLCURAH18ABK | DLFULAH24XBX + CI |  | 18000 | 19000 | 16.1 | 11.7 | 9.5 | 2.2 | 77 | 79 | 213372140
DAY & NIGHT | DLCURAH18ABK | DLFULAH24XBX + CI |  | 18000 | 19000 | 16.1 | 11.7 | 9.5 | 2.2 | 77 | 79 | 213372132
COMFORTMAKER | DLCURAH18ABK | DLFULAH24XBX + CI |  | 18000 | 19000 | 16.1 | 11.7 | 9.5 | 2.2 | 77 | 79 | 213372124
ARCOAIRE | DLCURAH18ABK | DLFULAH24XBX + CI |  | 18000 | 19000 | 16.1 | 11.7 | 9.5 | 2.2 | 77 | 79 | 213372116
DNAIR | DNHP0018H-C | DNCL0018H-E |  | 18000 | 19000 | 16.1 | 11.7 | 9.5 | 2.2 | 77 | 79 | 213350746
KERR | A-KCD18SA-1 | MCD18/24B1A |  | 18000 | 19000 | 16.1 | 11.7 | 9.5 | 2.2 | 77 | 79 | 213265615
Dettson | EVD-18-O | MAC24H1718E |  | 18000 | 19000 | 16.1 | 11.7 | 9.5 | 2.2 | 77 | 79 | 213160479
INNOVAIR | SHV18H2R20 | MAC24H1718E |  | 18000 | 19000 | 16.1 | 11.7 | 9.5 | 2.2 | 77 | 79 | 213160472
Panasonic | CU-HE18YAHK6 | CS-HE24YAC6* |  | 18000 | 19000 | 16.1 | 11.7 | 9.5 | 2.2 | 77 | 79 | 213160450
Panasonic | CU-HE18YAHK6 | CS-HE24YAC6 |  | 18000 | 19000 | 16.1 | 11.7 | 9.5 | 2.2 | 77 | 79 | 213082093
ELIOS | DEA18HOS20230E7 | CUB24HAC20BWT7A |  | 18000 | 19000 | 16.1 | 11.7 | 9.5 | 2.2 | 77 | 79 | 213081448
Kepler | AZPN/18WD | AZPN/B24WAC |  | 18000 | 19000 | 16.1 | 11.7 | 9.5 | 2.2 | 77 | 79 | 213062281
CENTURY | A-VCD18SA-1 | MCD18/24B1A |  | 18000 | 19000 | 16.1 | 11.7 | 9.5 | 2.2 | 77 | 79 | 212940799
TEMP SHIFT | TSMOX430U18HFN1M | TSMAC24HWDN1MN0 |  | 18000 | 19000 | 16.1 | 11.7 | 9.5 | 2.2 | 77 | 79 | 212925580
Bladex | BX30U-18HPHYHA | BLC-24HWAC1-UNC |  | 18000 | 19000 | 16.1 | 11.7 | 9.5 | 2.2 | 77 | 79 | 212916825
STEALTH | ACIQ-18-HPB | ACIQ-18W-WM |  | 18000 | 19000 | 19.3 | 12.1 | 10.8 | 2.3 | 83 | 99 | 213433305
iFLOW | 70HPIC18A | 70C1824BA |  | 18000 | 19000 | 16.1 | 11.7 | 9.5 | 2.2 | 77 | 79 | 212546248
STEALTH | ACIQ-18-HPB | ACIQ-18-ACL |  | 18000 | 19000 | 16.1 | 11.7 | 9.5 | 2.2 | 77 | 79 | 212394355
PolarWave | ACIQ-18-HPB | ACIQ-18W-WM |  | 18000 | 19000 | 19.3 | 12.1 | 10.8 | 2.3 | 83 | 99 | 213433286
PolarWave | ACIQ-18-HPB | ACIQ-18-ACL |  | 18000 | 19000 | 16.1 | 11.7 | 9.5 | 2.2 | 77 | 79 | 212394344
DIYCOOL | ACIQ-18-HPB | ACIQ-18-ACL |  | 18000 | 19000 | 16.1 | 11.7 | 9.5 | 2.2 | 77 | 79 | 212394333
DIYCOOL | ACIQ-18-HPB | ACIQ-18W-WM |  | 18000 | 19000 | 19.3 | 12.1 | 10.8 | 2.3 | 83 | 99 | 213433267
ACIQ | ACIQ-18-HPB | ACIQ-18-ACL |  | 18000 | 19000 | 16.1 | 11.7 | 9.5 | 2.2 | 77 | 79 | 212394322
1HVAC | ACIQ-18-HPB | ACIQ-18-ACL |  | 18000 | 19000 | 16.1 | 11.7 | 9.5 | 2.2 | 77 | 79 | 212394311
ACIQ | ACIQ-18-HPB | ACIQ-18W-WM |  | 18000 | 19000 | 19.3 | 12.1 | 10.8 | 2.3 | 83 | 99 | 213433248
ATK | ACI-AUO18SHP-M | ACI-BCO24CP17 |  | 18000 | 19000 | 16.1 | 11.7 | 9.5 | 2.2 | 77 | 79 | 212386850
1HVAC | ACIQ-18-HPB | ACIQ-18W-WM |  | 18000 | 19000 | 19.3 | 12.1 | 10.8 | 2.3 | 83 | 99 | 213433229
Bladex | BX30U-18HPHYHA | BLC-24HWAC1 |  | 18000 | 19000 | 16.1 | 11.7 | 9.5 | 2.2 | 77 | 79 | 212367432
Custom Comfort | CCOXHA24V18HP | CCOACC1824B |  | 18000 | 19000 | 16.1 | 11.7 | 9.5 | 2.2 | 77 | 79 | 212365456
MOOVAIR | DMA18HOS20230E7 | CUB24HAC20BWT7A |  | 18000 | 19000 | 16.1 | 11.7 | 9.5 | 2.2 | 77 | 79 | 212361758
LBG Products | LCUHB18DO | LCHB24DA |  | 18000 | 19000 | 16.1 | 11.7 | 9.5 | 2.2 | 77 | 79 | 212331388
DIRECT AIR | DIRM-18MAGICPRO20-OU | DIRM-24MAGICPRO20-COIL |  | 18000 | 19000 | 16.1 | 11.7 | 9.5 | 2.2 | 77 | 79 | 212101621
MITS AIR | MOX430U-18HFN1-M | MAC-24HWDN1-MN0 |  | 18000 | 19000 | 16.1 | 11.7 | 9.5 | 2.2 | 77 | 79 | 211911380
CanAir | CDH2018C21 | MAC-24HWDN1-MN0 |  | 18000 | 19000 | 16.1 | 11.7 | 9.5 | 2.2 | 77 | 79 | 211644141
COMFORT-AIRE | A-VCD18SA-1 | MCD18/24B1A |  | 18000 | 19000 | 16.1 | 11.7 | 9.5 | 2.2 | 77 | 79 | 210568230
CanAir | MOX430U-18HFN1-M | MAC-24HWDN1-MN0 |  | 18000 | 19000 | 16.1 | 11.7 | 9.5 | 2.2 | 77 | 79 | 209550333
Alsetria | MOX430U-18HFN1-M | MVBE-18HWFN1-MM3E |  | 18000 | 19000 | 19.3 | 12.1 | 10.8 | 2.3 | 83 | 99 | 213307910
ECO-AIR | MOX430U-18HFN1-M | MAC-24HWDN1-MN0 |  | 18000 | 19000 | 16.1 | 11.7 | 9.5 | 2.2 | 77 | 79 | 209270319
MDV | MOX430U-18HFN1-M | MAC-24HWDN1-MN0 |  | 18000 | 19000 | 16.1 | 11.7 | 9.5 | 2.2 | 77 | 79 | 208101909
Viessmann | DLCSRBH18AAK | DLFSABH18XBK |  | 18000 | 19000 | 17.6 | 11.7 | 9.6 | 2 | 81 | 89 | 215569772
BLUERIDGE | BMY18HH22C | BMAHM1820I |  | 18000 | 19000 | 17.6 | 11.7 | 9.6 | 2 | 81 | 89 | 215359194
Mitsutomo | HO-SZ18-AB-Q | HV-UZ18-AB-Q |  | 18000 | 19000 | 17.6 | 11.7 | 9.6 | 2 | 81 | 89 | 214056582
Durastar | DRA1H18S1A | DRAM18F1A |  | 18000 | 19000 | 17.6 | 11.7 | 9.6 | 2 | 81 | 89 | 213350738
Cooper&Hunter | CH-HPR18-230VO | CH-M18AHU-W |  | 18000 | 19000 | 17.6 | 11.7 | 9.6 | 2 | 81 | 89 | 213265604
Custom Comfort | CCOXHASZ17HP | CCOXHAAHU18 |  | 18000 | 19000 | 17.6 | 11.7 | 9.6 | 2 | 81 | 89 | 212365445
LPS Legacy | DLCSRBH18AAK | DLFSABH18XBK |  | 18000 | 19000 | 17.6 | 11.7 | 9.6 | 2 | 81 | 89 | 211756627
ECO-AIR | MOX430U-18HFN1-M | MVBE-18HWFN1-MM3E |  | 18000 | 19000 | 19.3 | 12.1 | 10.8 | 2.3 | 83 | 99 | 213307908
ECO-AIR | MOX430-17HFN1-MT0W | MVC-18HWFN1-MW(GA) |  | 18000 | 19000 | 17.6 | 11.7 | 9.6 | 2 | 81 | 89 | 211644112
Alsetria | MOX430-17HFN1-MT0W | MVC-18HWFN1-MW(GA) |  | 18000 | 19000 | 17.6 | 11.7 | 9.6 | 2 | 81 | 89 | 211644106
Breeze33 | HSZ18H424ZMO | AH18H424ZMI |  | 18000 | 19000 | 17.6 | 11.7 | 9.6 | 2 | 81 | 89 | 211277597
DIYCOOL | ACIQ-18ZPL-HP230B | ACIQ-18AHB-HH-M |  | 18000 | 19000 | 17.6 | 11.7 | 9.6 | 2 | 81 | 89 | 210857360
ACIQ | ACIQ-18ZPL-HP230B | ACIQ-18AHB-HH-M |  | 18000 | 19000 | 17.6 | 11.7 | 9.6 | 2 | 81 | 89 | 210857357
1HVAC | ACIQ-18ZPL-HP230B | ACIQ-18AHB-HH-M |  | 18000 | 19000 | 17.6 | 11.7 | 9.6 | 2 | 81 | 89 | 210857354
Cooper&Hunter | CH-HPR18-230VO | CH-M18AHU |  | 18000 | 19000 | 17.6 | 11.7 | 9.6 | 2 | 81 | 89 | 208141205
INNOVAIR | SHV18H2R20 | WEV18H2R19 |  | 18000 | 19000 | 19.3 | 12.1 | 10.8 | 2.3 | 83 | 99 | 213255597
COMFORT-AIRE | A-VMH18SV-1 | B-VMH18AV-1 |  | 18000 | 19000 | 17.6 | 11.7 | 9.6 | 2 | 81 | 89 | 208136322
Breeze33 | BZ33-HYP18OUT2-G2-P | BZ33-MSAHU18-G2-P |  | 18000 | 19000 | 17.6 | 11.7 | 9.6 | 2 | 81 | 89 | 208130311
MIDEA | 38MARBQ18AA3 | 40MBABQ18XB3 |  | 18000 | 19000 | 17.6 | 11.7 | 9.6 | 2 | 81 | 89 | 207826679
Weathermaker | 38MARBQ18AA3 | 40MBABQ18XB3 |  | 18000 | 19000 | 17.6 | 11.7 | 9.6 | 2 | 81 | 89 | 207826674
PAYNE | 38MARBQ18AA3 | 40MBABQ18XB3 |  | 18000 | 19000 | 17.6 | 11.7 | 9.6 | 2 | 81 | 89 | 207826669
BRYANT | 38MARBQ18AA3 | 40MBABQ18XB3 |  | 18000 | 19000 | 17.6 | 11.7 | 9.6 | 2 | 81 | 89 | 207826664
CARRIER | 38MARBQ18AA3 | 40MBABQ18XB3 |  | 18000 | 19000 | 17.6 | 11.7 | 9.6 | 2 | 81 | 89 | 207826659
AIRQUEST | DLCSRBH18AAK | DLFSABH18XBK |  | 18000 | 19000 | 17.6 | 11.7 | 9.6 | 2 | 81 | 89 | 207826613
SMART COMFORT | DLCSRBH18AAK | DLFSABH18XBK |  | 18000 | 19000 | 17.6 | 11.7 | 9.6 | 2 | 81 | 89 | 207826611
TEMPSTAR | DLCSRBH18AAK | DLFSABH18XBK |  | 18000 | 19000 | 17.6 | 11.7 | 9.6 | 2 | 81 | 89 | 207826609
MIDEA | DLCSRBH18AAK | DLFSABH18XBK |  | 18000 | 19000 | 17.6 | 11.7 | 9.6 | 2 | 81 | 89 | 207826607
Multi MFG | HHS-18HD-A | 18MUC0-HP-A |  | 18000 | 19000 | 19.3 | 12.1 | 10.8 | 2.3 | 83 | 99 | 213156952
KENMORE | DLCSRBH18AAK | DLFSABH18XBK |  | 18000 | 19000 | 17.6 | 11.7 | 9.6 | 2 | 81 | 89 | 207826605
KEEPRITE | DLCSRBH18AAK | DLFSABH18XBK |  | 18000 | 19000 | 17.6 | 11.7 | 9.6 | 2 | 81 | 89 | 207826603
HEIL | DLCSRBH18AAK | DLFSABH18XBK |  | 18000 | 19000 | 17.6 | 11.7 | 9.6 | 2 | 81 | 89 | 207826601
DAY & NIGHT | DLCSRBH18AAK | DLFSABH18XBK |  | 18000 | 19000 | 17.6 | 11.7 | 9.6 | 2 | 81 | 89 | 207826599
COMFORTMAKER | DLCSRBH18AAK | DLFSABH18XBK |  | 18000 | 19000 | 17.6 | 11.7 | 9.6 | 2 | 81 | 89 | 207826597
ARCOAIRE | DLCSRBH18AAK | DLFSABH18XBK |  | 18000 | 19000 | 17.6 | 11.7 | 9.6 | 2 | 81 | 89 | 207826595
MDV | MOX430-17HFN1-MT0W | MVC-18HWFN1-MW(GA) |  | 18000 | 19000 | 17.6 | 11.7 | 9.6 | 2 | 81 | 89 | 207803596
MDV | MOX430U-18HFN1-M | MVBE-18HWFN1-MM3E |  | 18000 | 19000 | 19.3 | 12.1 | 10.8 | 2.3 | 83 | 99 | 213156951
Viessmann | DLCURAH18ABK | DLFUAAH18XAK |  | 18000 | 19000 | 18 | 12.4 | 9.3 | 2.04 | 71 | 87 | 215569754
STEALTH | ACIQ-18-HPB | ACIQ-18-AHB |  | 18000 | 19000 | 18 | 12.4 | 9.3 | 2.04 | 71 | 87 | 214810561
ACIQ | ACIQ-18-HPB | ACIQ-18-AHB |  | 18000 | 19000 | 18 | 12.4 | 9.3 | 2.04 | 71 | 87 | 214810557
PolarWave | ACIQ-18-HPB | ACIQ-18-AHB |  | 18000 | 19000 | 18 | 12.4 | 9.3 | 2.04 | 71 | 87 | 214810553
DIYCOOL | ACIQ-18-HPB | ACIQ-18-AHB |  | 18000 | 19000 | 18 | 12.4 | 9.3 | 2.04 | 71 | 87 | 214810549
1HVAC | ACIQ-18-HPB | ACIQ-18-AHB |  | 18000 | 19000 | 18 | 12.4 | 9.3 | 2.04 | 71 | 87 | 214810545
AI AIR CONDITIONING | AUO18-18N1-M3H | AUH2-18N1-BM3E |  | 18000 | 19000 | 18 | 12.4 | 9.3 | 2.04 | 71 | 87 | 213769922
INNOVAIR | SHV18H2R20 | DEV18H2R19 |  | 18000 | 19000 | 18 | 12.4 | 9.3 | 2.04 | 71 | 87 | 213386877
ICONIC AIR SOLUTION | ICLZ18AK | IFLA18IK |  | 18000 | 19000 | 18 | 12.4 | 9.3 | 2.04 | 71 | 87 | 213412074
DNAIR | DNHP0018H-C | DNHU0018H-E |  | 18000 | 19000 | 18 | 12.4 | 9.3 | 2.04 | 71 | 87 | 213350742
KERR | A-KCD18SA-1 | B-VCD18SA-1 |  | 18000 | 19000 | 18 | 12.4 | 9.3 | 2.04 | 71 | 87 | 213348322
COMFORT-AIRE | A-VCD18SA-1 | B-KCD18SA-1 |  | 18000 | 19000 | 18 | 12.4 | 9.3 | 2.04 | 71 | 87 | 213348292
LBG Products | LCUHB18DO | LCHB18DHNI |  | 18000 | 19000 | 18 | 12.4 | 9.3 | 2.04 | 71 | 87 | 213307918
KERR | A-KCD18SA-1 | B-KCD18SA-1 |  | 18000 | 19000 | 18 | 12.4 | 9.3 | 2.04 | 71 | 87 | 213265614
ELIOS | DEA18HOS20230E7 | FEA18HIAHUU230X7 |  | 18000 | 19000 | 18 | 12.4 | 9.3 | 2.04 | 71 | 87 | 213081441
Kepler | AZPN/18WD | AZPN/18WAH |  | 18000 | 19000 | 18 | 12.4 | 9.3 | 2.04 | 71 | 87 | 213062287
CENTURY | A-VCD18SA-1 | B-VCD18SA-1 |  | 18000 | 19000 | 18 | 12.4 | 9.3 | 2.04 | 71 | 87 | 212940800
COMFORTSTAR | CPH18CD(O) | AHU18-SG2 |  | 18000 | 19000 | 18 | 12.4 | 9.3 | 2.04 | 71 | 87 | 212940789
TEMP SHIFT | TSMOX430U18HFN1M | TSMVC18HWFN1M |  | 18000 | 19000 | 18 | 12.4 | 9.3 | 2.04 | 71 | 87 | 212925592
Multi MFG | HHS-18HD-A | 18MPHP0-M-A |  | 18000 | 19000 | 18 | 12.4 | 9.3 | 2.04 | 71 | 87 | 212920478
Panasonic | CU-HE18YAHK6 | CS-HE18YAHK6 |  | 18000 | 19000 | 18 | 12.4 | 9.3 | 2.04 | 71 | 87 | 212396492
Bladex | BX30U-18HPHYHA | BLA-18HWAHU1 |  | 18000 | 19000 | 18 | 12.4 | 9.3 | 2.04 | 71 | 87 | 212367437
Custom Comfort | CCOXHA24V18HP | CCOXHAAH24V18 |  | 18000 | 19000 | 18 | 12.4 | 9.3 | 2.04 | 71 | 87 | 212365450
LPS Legacy | DLCURAH18ABK | DLFUAAH18XAK |  | 18000 | 19000 | 18 | 12.4 | 9.3 | 2.04 | 71 | 87 | 211756642
Mitsutomo | UHO18-NB-Q | UHM18-BB-Q |  | 18000 | 19000 | 18 | 12.4 | 9.3 | 2.04 | 71 | 87 | 211306378
MITS AIR | MOX430U-18HFN1-M | MVC-18HWFN1-M |  | 18000 | 19000 | 18 | 12.4 | 9.3 | 2.04 | 71 | 87 | 211257305
PERFECTAIRE | 3PAHHSD18-SZO | 3PAHHSD18-AHU |  | 18000 | 19000 | 18 | 12.4 | 9.3 | 2.04 | 71 | 87 | 211253523
ECO AC | EHI-O18BAH | EHI-V18BA |  | 18000 | 19000 | 18 | 12.4 | 9.3 | 2.04 | 71 | 87 | 211253515
NOVAIR | LEA18-EVOX-30-O | LEA18-EVOX-30-I |  | 18000 | 19000 | 18 | 12.4 | 9.3 | 2.04 | 71 | 87 | 211253511
THERMAL ZONE | TZPLV182PA | TZHVLE1817JA |  | 18000 | 19000 | 18 | 12.4 | 9.3 | 2.04 | 71 | 87 | 211126509
COMFORT-AIRE | A-VCD18SA-1 | B-VCD18SA-1 |  | 18000 | 19000 | 18 | 12.4 | 9.3 | 2.04 | 71 | 87 | 210568231
Dettson | EVD-18-O | EVD-18-I |  | 18000 | 19000 | 18 | 12.4 | 9.3 | 2.04 | 71 | 87 | 210365431
CTMorley | MOU-A18VH-4 | MIU-A18V-4 |  | 18000 | 19000 | 18 | 12.4 | 9.3 | 2.04 | 71 | 87 | 209865024
Grandaire | WDLCURAH18ABK | WDLFUAAH18XAK |  | 18000 | 19000 | 18 | 12.4 | 9.3 | 2.04 | 71 | 87 | 209862136
AIRQUEST | DLCURAH18ABK | DLFUAAH18XAK |  | 18000 | 19000 | 18 | 12.4 | 9.3 | 2.04 | 71 | 87 | 209852135
SMART COMFORT | DLCURAH18ABK | DLFUAAH18XAK |  | 18000 | 19000 | 18 | 12.4 | 9.3 | 2.04 | 71 | 87 | 209852124
TEMPSTAR | DLCURAH18ABK | DLFUAAH18XAK |  | 18000 | 19000 | 18 | 12.4 | 9.3 | 2.04 | 71 | 87 | 209852113
MIDEA | DLCURAH18ABK | DLFUAAH18XAK |  | 18000 | 19000 | 18 | 12.4 | 9.3 | 2.04 | 71 | 87 | 209852102
KENMORE | DLCURAH18ABK | DLFUAAH18XAK |  | 18000 | 19000 | 18 | 12.4 | 9.3 | 2.04 | 71 | 87 | 209852091
KEEPRITE | DLCURAH18ABK | DLFUAAH18XAK |  | 18000 | 19000 | 18 | 12.4 | 9.3 | 2.04 | 71 | 87 | 209852080
HEIL | DLCURAH18ABK | DLFUAAH18XAK |  | 18000 | 19000 | 18 | 12.4 | 9.3 | 2.04 | 71 | 87 | 209852069
DAY & NIGHT | DLCURAH18ABK | DLFUAAH18XAK |  | 18000 | 19000 | 18 | 12.4 | 9.3 | 2.04 | 71 | 87 | 209852058
COMFORTMAKER | DLCURAH18ABK | DLFUAAH18XAK |  | 18000 | 19000 | 18 | 12.4 | 9.3 | 2.04 | 71 | 87 | 209852047
ARCOAIRE | DLCURAH18ABK | DLFUAAH18XAK |  | 18000 | 19000 | 18 | 12.4 | 9.3 | 2.04 | 71 | 87 | 209852036
MIDEA | 38MURAQ18AB3 | 40MUAAQ18XA3 |  | 18000 | 19000 | 18 | 12.4 | 9.3 | 2.04 | 71 | 87 | 208447921
Weathermaker | 38MURAQ18AB3 | 40MUAAQ18XA3 |  | 18000 | 19000 | 18 | 12.4 | 9.3 | 2.04 | 71 | 87 | 208447912
PAYNE | 38MURAQ18AB3 | 40MUAAQ18XA3 |  | 18000 | 19000 | 18 | 12.4 | 9.3 | 2.04 | 71 | 87 | 208447903
BRYANT | 38MURAQ18AB3 | 40MUAAQ18XA3 |  | 18000 | 19000 | 18 | 12.4 | 9.3 | 2.04 | 71 | 87 | 208447894
CARRIER | 38MURAQ18AB3 | 40MUAAQ18XA3 |  | 18000 | 19000 | 18 | 12.4 | 9.3 | 2.04 | 71 | 87 | 208447885
TRUST AIR CONDITIONERS | AA18H/O44P | AH18H/I44P |  | 18000 | 19000 | 18 | 12.4 | 9.3 | 2.04 | 71 | 87 | 208284014
ECO-AIR | MOX430U-18HFN1-M | MVC-18HWFN1-M |  | 18000 | 19000 | 18 | 12.4 | 9.3 | 2.04 | 71 | 87 | 208130402
Alsetria | MOX430U-18HFN1-M | MVC-18HWFN1-M |  | 18000 | 19000 | 18 | 12.4 | 9.3 | 2.04 | 71 | 87 | 208130391
AURORA | AU-LXU18-2A-O | AU-LCU18-2A-I |  | 18000 | 19000 | 18 | 12.4 | 9.3 | 2.04 | 71 | 87 | 208101261
BLUERIDGE | BMAH1820C | BMAH1820I |  | 18000 | 19000 | 18 | 12.4 | 9.3 | 2.04 | 71 | 87 | 208101242
MOOVAIR | DMA18HOS20230E7 | FMA18HIAHUU230X7 |  | 18000 | 19000 | 18 | 12.4 | 9.3 | 2.04 | 71 | 87 | 207764688
CanAir | CDH2018C21 | CDH2018F21 |  | 18000 | 19000 | 18 | 12.4 | 9.3 | 2.04 | 71 | 87 | 207706568
DIRECT AIR | DIRM-18MAGICPRO20-OU | DIRM-18MAGICPRO20-AH |  | 18000 | 19000 | 18 | 12.4 | 9.3 | 2.04 | 71 | 87 | 207706563
MDV | MOX430U-18HFN1-M | MVC-18HWFN1-M |  | 18000 | 19000 | 18 | 12.4 | 9.3 | 2.04 | 71 | 87 | 207699007
ADP | HH860E2S11 | BV**C4*48+TXV |  | 46000 | 44000 | 19 | 12 | 9 | 2.1 | 79 | 76 | 215711557
ADP | ASZC704810A* | V,G,J60H210D509+AEFE5* |  | 45500 | 46500 | 18 | 11.7 | 8.2 | 2 | 65 |  | 215713067
ECOER | EODA18H-2436BAA | EAHAEC-36 |  | 33600 | 35000 | 17.2 | 10.8 | 9 | 1.95 | 77 | 70 | 215722680
ECOER | EODA18H-2436BAA | EAHAEC-24 |  | 23000 | 23000 | 18.5 | 11.7 | 8.8 | 1.9 | 93 | 83 | 215722679
YISO | YOHA2-60AA | YLCN2-4860CA | FG7TE-080D-V35C* | 52000 | 54000 | 18 | 11.4 | 8.7 | 1.9 | 76 | 70 | 214931604
ECOER | EODA19H-4860AA* | GNC4860DPT | FG7TE-115D-V45D* | 52000 | 54000 | 18 | 11.7 | 8.7 | 1.9 | 76 | 70 | 214838789
ECOER | EODA19H-4860AA* | GNC4860CPT | FG7TE-100D-V35C* | 52000 | 54000 | 18 | 11.4 | 8.7 | 1.9 | 76 | 70 | 214838788
ECOER | EODA19H-4860AA* | GNC4248CPT | FG7TE-080D-V35C* | 45000 | 46000 | 18 | 11.7 | 8.8 | 1.95 | 83 | 70 | 214838787
ECOER | EODA19H-4860AA* | GNC4248CPT | FG7TE-100D-V35C* | 45000 | 46000 | 18 | 11.7 | 8.8 | 1.95 | 83 | 70 | 214838786
ECOER | EODA19H-2436AA* | GNC4248CPT | FG7TE-080D-V35C* | 33000 | 34600 | 18.5 | 11.7 | 9 | 1.95 | 77 | 65 | 214838784
YISO | YOHA8-36A | YAHA2-36AA |  | 33600 | 35000 | 17.2 | 10.8 | 9 | 1.95 | 77 | 70 | 215722678
YISO | YOHA8-36A | YAHA2-24AA |  | 23000 | 23000 | 18.5 | 11.7 | 8.8 | 1.9 | 93 | 83 | 215722677
YISO | YOHA2-60AA | YLCN2-4860DA | FG7TE-115D-V45D* | 52000 | 54000 | 18 | 11.7 | 8.7 | 1.9 | 76 | 70 | 214838767
YISO | YOHA2-60AA | YLCN2-4860CA | FG7TE-100D-V35C* | 52000 | 54000 | 18 | 11.4 | 8.7 | 1.9 | 76 | 70 | 214838766
YISO | YOHA2-60AA | YLCN2-4248CA | FG7TE-080D-V35C* | 45000 | 46000 | 18 | 11.7 | 8.8 | 1.95 | 83 | 70 | 214838765
YISO | YOHA2-60AA | YLCN2-4248CA | FG7TE-100D-V35C* | 45000 | 46000 | 18 | 11.7 | 8.8 | 1.95 | 83 | 70 | 214838764
ECOER | EODA19H-4860AA* | GNC3036BPT | FG7TE-060D-V24B* | 33000 | 35000 | 18 | 12 | 9 | 1.95 | 86 | 80 | 214838785
YISO | YOHA2-60AA | YLCN2-3036BA | FG7TE-060D-V24B* | 33000 | 35000 | 18 | 12 | 9 | 1.95 | 86 | 80 | 214838763
ECOER | EODA19H-2436AA* | GNC4248CPT | FG7TE-100D-V35C* | 33000 | 34600 | 18.5 | 11.7 | 9 | 1.95 | 77 | 65 | 214838783
ECOER | EODA19H-2436AA* | GNC3036BPT | FG7TE-060D-V24B* | 33000 | 34600 | 18 | 11 | 9 | 1.95 | 80 | 71 | 214838782
ECOER | EODA19H-2436AA* | GNC2430BPT | FG7TE-060D-V24B* | 24000 | 24000 | 18.5 | 12 | 9 | 2.1 | 98 | 81 | 214838781
ECOER | EODA19H-2436AA* | GNC2430APT | FG7TE-060D-V24B* | 23800 | 24000 | 18.5 | 12 | 9 | 2 | 93 | 80 | 214838780
YISO | YOHA2-36AA | YLCN2-4248CA | FG7TE-080D-V35C* | 33000 | 34600 | 18.5 | 11.7 | 9 | 1.95 | 77 | 65 | 214838762
YISO | YOHA2-36AA | YLCN2-4248CA | FG7TE-100D-V35C* | 33000 | 34600 | 18.5 | 11.7 | 9 | 1.95 | 77 | 65 | 214838761
YISO | YOHA2-36AA | YLCN2-3036BA | FG7TE-060D-V24B* | 33000 | 34600 | 18 | 11 | 9 | 1.95 | 80 | 71 | 214838760
YISO | YOHA2-36AA | YLCN2-2430BA | FG7TE-060D-V24B* | 24000 | 24000 | 18.5 | 12 | 9 | 2.1 | 98 | 81 | 214838759
YISO | YOHA2-36AA | YLCN2-2430AA | FG7TE-060D-V24B* | 23800 | 24000 | 18.5 | 12 | 9 | 2 | 93 | 80 | 214838758
BRYANT HEATING AND COOLING SYSTEMS | 227TAN024**AA* | CAP**3721AL* | OVMAAB042112 | 23600 | 24200 | 16 | 12 | 8.1 | 2.22 | 59 | 43 | 207866235
CARRIER | 25TPA724A**30* | CAP**3721AL* | OVMAAB042112 | 23600 | 24200 | 16 | 12 | 8.1 | 2.22 | 59 | 43 | 207866234
BRYANT HEATING AND COOLING SYSTEMS | 227TAN024**AA* | CAP**3721AL* | OVMAAB036098 | 23800 | 24400 | 16 | 12.5 | 8.1 | 2.22 | 59 | 43 | 207866221
CARRIER | 25TPA724A**30* | CAP**3721AL* | OVMAAB036098 | 23800 | 24400 | 16 | 12.5 | 8.1 | 2.22 | 59 | 43 | 207866220
BRYANT HEATING AND COOLING SYSTEMS | 227TAN024**AA* | CAP**3721AL* | OVLAAB036098 | 23800 | 24400 | 16 | 12.5 | 8.1 | 2.22 | 59 | 43 | 207866207
CARRIER | 25TPA724A**30* | CAP**3721AL* | OVLAAB036098 | 23800 | 24400 | 16 | 12.5 | 8.1 | 2.22 | 59 | 43 | 207866206
BRYANT HEATING AND COOLING SYSTEMS | 227TAN024**AA* | CAP**3721AL* | 926SB60100V21*** | 23400 | 24400 | 17 | 13 | 8.1 | 2.38 | 60 | 45 | 213169434
CARRIER | 25TPA724A**30* | CAP**3721AL* | 59SP6B100V21**20 | 23400 | 24400 | 17 | 13 | 8.1 | 2.38 | 60 | 45 | 213169432
BRYANT HEATING AND COOLING SYSTEMS | 227TAN024**AA* | CAP**3721AL* | 926SB60080V21*** | 23200 | 24200 | 16.5 | 12.5 | 8.1 | 2.36 | 60 | 45 | 213169421
CARRIER | 25TPA724A**30* | CAP**3721AL* | 59SP6B080V21**20 | 23200 | 24200 | 16.5 | 12.5 | 8.1 | 2.36 | 60 | 45 | 213169419
BRYANT HEATING AND COOLING SYSTEMS | 227TAN024**AA* | CAP**3721AL* | 926SB48080V17*** | 23200 | 24200 | 16.5 | 12.5 | 8.1 | 2.36 | 60 | 45 | 213169408
CARRIER | 25TPA724A**30* | CAP**3721AL* | 59SP6B080V17**16 | 23200 | 24200 | 16.5 | 12.5 | 8.1 | 2.36 | 60 | 45 | 213169406
BRYANT HEATING AND COOLING SYSTEMS | 227TAN024**AA* | CAP**3721AL* | 926SB48060V17*** | 23000 | 24000 | 16.5 | 12.5 | 8.1 | 2.34 | 60 | 45 | 213169395
CARRIER | 25TPA724A**30* | CAP**3721AL* | 59SP6B060V17**16 | 23000 | 24000 | 16.5 | 12.5 | 8.1 | 2.34 | 60 | 45 | 213169393
BRYANT HEATING AND COOLING SYSTEMS | 227TAN024**AA* | CAP**3721AL* | 926SB36040V17*** | 23000 | 24200 | 16 | 12 | 8.1 | 2.32 | 60 | 45 | 213169382
CARRIER | 25TPA724A**30* | CAP**3721AL* | 59SP6B040V17**12 | 23000 | 24200 | 16 | 12 | 8.1 | 2.32 | 60 | 45 | 213169380
BRYANT HEATING AND COOLING SYSTEMS | 227TAN024**AA* | CAP**3721AL* | 926TC66100V21*** | 23200 | 24200 | 16.5 | 13 | 8.1 | 2.36 | 60 | 45 | 213169369
CARRIER | 25TPA724A**30* | CAP**3721AL* | 59TP6C100V21**22 | 23200 | 24200 | 16.5 | 13 | 8.1 | 2.36 | 60 | 45 | 213169367
BRYANT HEATING AND COOLING SYSTEMS | 227TAN024**AA* | CAP**3721AL* | 926TC60100V21*** | 22800 | 24000 | 16.5 | 12.5 | 8.1 | 2.32 | 60 | 45 | 213169351
CARRIER | 25TPA724A**30* | CAP**3721AL* | GG96VTAB60100C** | 22800 | 24000 | 16.5 | 12.5 | 8.1 | 2.32 | 60 | 45 | 213169348
CARRIER | 25TPA724A**30* | CAP**3721AL* | 59TP6C100V21**20 | 22800 | 24000 | 16.5 | 12.5 | 8.1 | 2.32 | 60 | 45 | 213169347
BRYANT HEATING AND COOLING SYSTEMS | 227TAN024**AA* | CAP**3721AL* | 926TC60080V21*** | 23200 | 24200 | 16.5 | 12.5 | 8.1 | 2.36 | 60 | 45 | 213169333
CARRIER | 25TPA724A**30* | CAP**3721AL* | 59TP6C080V21**20 | 23200 | 24200 | 16.5 | 12.5 | 8.1 | 2.36 | 60 | 45 | 213169331
BRYANT HEATING AND COOLING SYSTEMS | 227TAN024**AA* | CAP**3721AL* | 926TC48080V17*** | 23200 | 24200 | 16.5 | 12.5 | 8.1 | 2.36 | 60 | 45 | 213169315
CARRIER | 25TPA724A**30* | CAP**3721AL* | GG96VTAB48080B** | 23200 | 24200 | 16.5 | 12.5 | 8.1 | 2.36 | 60 | 45 | 213169312
BRYANT HEATING AND COOLING SYSTEMS | 227TAN036**AA* | CAP**4321AL* | 83*CA60080C21*** | 35600 | 35800 | 16 | 12 | 8.1 | 2.16 | 62 | 49 | 207869256
CARRIER | 25TPA736A**30* | CAP**4321AL* | 58CU*A080C21**20 | 35600 | 35800 | 16 | 12 | 8.1 | 2.16 | 62 | 49 | 207869255
BRYANT HEATING AND COOLING SYSTEMS | PH7TAN436**AA* | CAP**4321AL* | 83*CA48060C17*** | 35400 | 36000 | 15.2 | 11.5 | 8.1 | 2.14 | 61 | 49 | 207869254
TEMPSTAR | N4H7T36*K*AAA* | EA*4X43L21A* | *80CSU0601716A* | 35400 | 36000 | 15.2 | 11.5 | 8.1 | 2.14 | 61 | 49 | 207869253
MARATHERM | N4H7T36*K*AAA* | EA*4X43L21A* | *80CSU0601716A* | 35400 | 36000 | 15.2 | 11.5 | 8.1 | 2.14 | 61 | 49 | 207869252
KENMORE | N4H7T36*K*AAA* | EA*4X43L21A* | *80CSU0601716A* | 35400 | 36000 | 15.2 | 11.5 | 8.1 | 2.14 | 61 | 49 | 207869251
KEEPRITE | N4H7T36*K*AAA* | EA*4X43L21A* | *80CSU0601716A* | 35400 | 36000 | 15.2 | 11.5 | 8.1 | 2.14 | 61 | 49 | 207869250
ACIQ | N4H7T36*K*AAA* | EA*4X43L21A* | *80CSU0601716A* | 35400 | 36000 | 15.2 | 11.5 | 8.1 | 2.14 | 61 | 49 | 213063765
HEIL | N4H7T36*K*AAA* | EA*4X43L21A* | *80CSU0601716A* | 35400 | 36000 | 15.2 | 11.5 | 8.1 | 2.14 | 61 | 49 | 207869249
DAY & NIGHT | N4H7T36*K*AAA* | EA*4X43L21A* | *80CSU0601716A* | 35400 | 36000 | 15.2 | 11.5 | 8.1 | 2.14 | 61 | 49 | 207869248
ARCOAIRE | N4H7T36*K*AAA* | EA*4X43L21A* | *80CSU0601716A* | 35400 | 36000 | 15.2 | 11.5 | 8.1 | 2.14 | 61 | 49 | 207869246
COMFORTMAKER | N4H7T36*K*AAA* | EA*4X43L21A* | *80CSU0601716A* | 35400 | 36000 | 15.2 | 11.5 | 8.1 | 2.14 | 61 | 49 | 207869247
AIRQUEST | N4H7T36*K*AAA* | EA*4X43L21A* | *80CSU0601716A* | 35400 | 36000 | 15.2 | 11.5 | 8.1 | 2.14 | 61 | 49 | 207869245
CARRIER | GH7TAN436**AA* | CAP**4321AL* | 58CU*A060C17**16 | 35400 | 36000 | 15.2 | 11.5 | 8.1 | 2.14 | 61 | 49 | 207869244
BRYANT HEATING AND COOLING SYSTEMS | GH7TAN436**AA* | CAP**4321AL* | 83*CA48060C17*** | 35400 | 36000 | 15.2 | 11.5 | 8.1 | 2.14 | 61 | 49 | 207869243
BRYANT HEATING AND COOLING SYSTEMS | 227TAN036**AA* | CAP**4321AL* | 83*CA48060C17*** | 35400 | 36000 | 15.2 | 11.5 | 8.1 | 2.14 | 61 | 49 | 207869242
CARRIER | 25TPA736A**30* | CAP**4321AL* | 58CU*A060C17**16 | 35400 | 36000 | 15.2 | 11.5 | 8.1 | 2.14 | 61 | 49 | 207869241
CARRIER | 25TPA724A**30* | CAP**3717AL* | 58SU*B080M21**20 | 23200 | 24200 | 16.5 | 12.5 | 8.1 | 2.34 | 60 | 45 | 212320789
BRYANT HEATING AND COOLING SYSTEMS | 227TAN024**AA* | CAP**2517AL* | OVMAAB036098 | 23800 | 24400 | 16 | 12.5 | 8.1 | 2.22 | 58 | 43 | 207864348
CARRIER | 25TPA724A**30* | CAP**2517AL* | OVMAAB036098 | 23800 | 24400 | 16 | 12.5 | 8.1 | 2.22 | 58 | 43 | 207864347
BRYANT HEATING AND COOLING SYSTEMS | 227TAN036**AA* | CAP**4824AL* | 987MB60080C21*** | 34800 | 35600 | 16 | 11.7 | 8.1 | 2.14 | 61 | 49 | 207870452
CARRIER | 25TPA736A**30* | CAP**4824AL* | 59MN7B080C21**20 | 34800 | 35600 | 16 | 11.7 | 8.1 | 2.14 | 61 | 49 | 207870451
CARRIER | 25TPA724A**30* | CAP**3721AL* | 59TN6B100C21**22 | 24400 | 24800 | 17 | 12.5 | 8.1 | 2.28 | 59 | 43 | 207873917
BRYANT HEATING AND COOLING SYSTEMS | 227TAN024**AA* | CAP**3721AL* | 986TC66100C21*** | 24400 | 24800 | 17 | 12.5 | 8.1 | 2.28 | 59 | 43 | 207873918
CARRIER | 25TPA724A**30* | CAP**3721AL* | OVLAAB048112 | 24400 | 25200 | 16 | 12 | 8.1 | 2.24 | 60 | 43 | 207873945
BRYANT HEATING AND COOLING SYSTEMS | 227TAN024**AA* | CAP**3721AL* | OVLAAB048112 | 24400 | 25200 | 16 | 12 | 8.1 | 2.24 | 60 | 43 | 207873946
BRYANT HEATING AND COOLING SYSTEMS | 227TAN024**AA* | CAP**3617AL* | 82*SB48070V17*** | 22400 | 23600 | 16 | 12 | 8.1 | 2.26 | 60 | 44 | 213168466
CARRIER | 25TPA724A**30* | CAP**3617AL* | GG96VTAB48060B** | 22400 | 23800 | 16 | 12 | 8.1 | 2.26 | 60 | 44 | 213168543
CARRIER | 25TPA724A**30* | CAP**3617AL* | 59TP6C060V17**16 | 22400 | 23800 | 16 | 12 | 8.1 | 2.26 | 60 | 44 | 213168542
BRYANT HEATING AND COOLING SYSTEMS | 227TAN024**AA* | CAP**3617AL* | 926TC48060V17*** | 22400 | 23800 | 16 | 12 | 8.1 | 2.26 | 60 | 44 | 213168546
CARRIER | 25TPA724A**30* | CAP**3617AL* | 59TP6C080V17**16 | 22200 | 23600 | 16 | 12.5 | 8.1 | 2.24 | 60 | 44 | 213168562
CARRIER | 25TPA724A**30* | CAP**3617AL* | GG96VTAB48080B** | 22200 | 23600 | 16 | 12.5 | 8.1 | 2.24 | 60 | 44 | 213168563
BRYANT HEATING AND COOLING SYSTEMS | 227TAN024**AA* | CAP**3617AL* | 926TC48080V17*** | 22200 | 23600 | 16 | 12.5 | 8.1 | 2.24 | 60 | 44 | 213168566
CARRIER | 25TPA724A**30* | CAP**3617AL* | 59SP6B060V17**16 | 22400 | 23800 | 16 | 12 | 8.1 | 2.26 | 60 | 44 | 213168621
BRYANT HEATING AND COOLING SYSTEMS | 227TAN024**AA* | CAP**3617AL* | 926SB48060V17*** | 22400 | 23800 | 16 | 12 | 8.1 | 2.26 | 60 | 44 | 213168623
CARRIER | 25TPA724A**30* | CAP**3617AL* | 59SP6B080V17**16 | 22200 | 23600 | 16 | 12 | 8.1 | 2.24 | 60 | 44 | 213168634
BRYANT HEATING AND COOLING SYSTEMS | 227TAN024**AA* | CAP**3617AL* | 926SB48080V17*** | 22200 | 23600 | 16 | 12 | 8.1 | 2.24 | 60 | 44 | 213168636
CARRIER | 25TPA724A**30* | CAP**3621AL* | 58TP*B090V21**20 | 22400 | 23800 | 16 | 12.5 | 8.1 | 2.26 | 60 | 44 | 213168673
BRYANT HEATING AND COOLING SYSTEMS | 227TAN024**AA* | CAP**3621AL* | 82*TB60090V21*** | 22400 | 23800 | 16 | 12.5 | 8.1 | 2.26 | 60 | 44 | 213168675
CARRIER | 25TPA724A**30* | CAP**3621AL* | 58TP*B110V21**22 | 22800 | 24000 | 16.5 | 12.5 | 8.1 | 2.28 | 60 | 44 | 213168689
BRYANT HEATING AND COOLING SYSTEMS | 227TAN024**AA* | CAP**3621AL* | 82*TB66110V21*** | 22800 | 24000 | 16.5 | 12.5 | 8.1 | 2.28 | 60 | 44 | 213168691
CARRIER | 25TPA724A**30* | CAP**3621AL* | 58SP*B090V21**20 | 22400 | 23800 | 16 | 12 | 8.1 | 2.26 | 60 | 44 | 213168733
BRYANT HEATING AND COOLING SYSTEMS | 227TAN024**AA* | CAP**3621AL* | 82*SB60090V21*** | 22400 | 23800 | 16 | 12 | 8.1 | 2.26 | 60 | 44 | 213168735
CARRIER | 25TPA724A**30* | CAP**3621AL* | 58SP*B110V21**22 | 22400 | 23800 | 16 | 12.5 | 8.1 | 2.26 | 60 | 44 | 213168746
BRYANT HEATING AND COOLING SYSTEMS | 227TAN024**AA* | CAP**3621AL* | 82*SB66110V21*** | 22400 | 23800 | 16 | 12.5 | 8.1 | 2.26 | 60 | 44 | 213168748
BRYANT HEATING AND COOLING SYSTEMS | 227TAN024**AA* | CAP**3721AL* | 986TC60080C21*** | 23800 | 24400 | 16 | 12.5 | 8.1 | 2.24 | 58 | 42 | 207873904
CARRIER | 25TPA724A**30* | CAP**3721AL* | 59TN6B080C21**20 | 23800 | 24400 | 16 | 12.5 | 8.1 | 2.24 | 58 | 42 | 207873903
BRYANT HEATING AND COOLING SYSTEMS | 227TAN024**AA* | CAP**3721AL* | 987MB66100C21*** | 24400 | 24800 | 17 | 12.5 | 8.1 | 2.28 | 59 | 43 | 207873876
CARRIER | 25TPA724A**30* | CAP**3721AL* | 59MN7B100C21**22 | 24400 | 24800 | 17 | 12.5 | 8.1 | 2.28 | 59 | 43 | 207873875
BRYANT HEATING AND COOLING SYSTEMS | 227TAN024**AA* | CAP**3721AL* | 987MB60080C21*** | 23800 | 24400 | 16 | 12.5 | 8.1 | 2.24 | 58 | 42 | 207873862
CARRIER | 25TPA724A**30* | CAP**3721AL* | 59MN7B080C21**20 | 23800 | 24400 | 16 | 12.5 | 8.1 | 2.24 | 58 | 42 | 207873861
BRYANT HEATING AND COOLING SYSTEMS | 227TAN024**AA* | CAP**3721AL* | 83*CA60100C21*** | 24000 | 24600 | 17 | 12.5 | 8.1 | 2.24 | 58 | 42 | 207873820
CARRIER | 25TPA724A**30* | CAP**3721AL* | 58CU*A100C21**20 | 24000 | 24600 | 17 | 12.5 | 8.1 | 2.24 | 58 | 42 | 207873819
BRYANT HEATING AND COOLING SYSTEMS | 227TAN024**AA* | CAP**3621AL* | OVLAAB048112 | 23600 | 24600 | 16 | 12 | 8.1 | 2.16 | 59 | 43 | 207873692
CARRIER | 25TPA724A**30* | CAP**3621AL* | OVLAAB048112 | 23600 | 24600 | 16 | 12 | 8.1 | 2.16 | 59 | 43 | 207873691
CARRIER | 25TPA724A**30* | CAP**3621AL* | 59TN6B100C21**22 | 23600 | 24200 | 16 | 12 | 8.1 | 2.2 | 58 | 43 | 207865360
BRYANT HEATING AND COOLING SYSTEMS | 227TAN024**AA* | CAP**3621AL* | 986TC66100C21*** | 23600 | 24200 | 16 | 12 | 8.1 | 2.2 | 58 | 43 | 207865361
CARRIER | 25TPA724A**30* | CAP**3721AL* | 58CU*A080C21**20 | 24000 | 24400 | 16 | 12.5 | 8.1 | 2.26 | 58 | 42 | 207865827
BRYANT HEATING AND COOLING SYSTEMS | 227TAN024**AA* | CAP**3721AL* | 83*CA60080C21*** | 24000 | 24400 | 16 | 12.5 | 8.1 | 2.26 | 58 | 42 | 207865828
CARRIER | 25TPA724A**30* | CAP**3721AL* | 59MN7B080C17**14 | 24000 | 24600 | 17 | 12.5 | 8.1 | 2.24 | 59 | 43 | 207866033
BRYANT HEATING AND COOLING SYSTEMS | 227TAN024**AA* | CAP**3721AL* | 987MB42080C17*** | 24000 | 24600 | 17 | 12.5 | 8.1 | 2.24 | 59 | 43 | 207866034
BRYANT HEATING AND COOLING SYSTEMS | 227TAN024**AA* | CAP**3717AL* | 926SB36040V17*** | 22800 | 24200 | 16 | 12 | 8.1 | 2.28 | 60 | 45 | 213169113
CARRIER | 25TPA724A**30* | CAP**3717AL* | 59SP6B040V17**12 | 22800 | 24200 | 16 | 12 | 8.1 | 2.28 | 60 | 45 | 213169111
BRYANT HEATING AND COOLING SYSTEMS | 227TAN024**AA* | CAP**3717AL* | 926TC48080V17*** | 23000 | 24200 | 16.5 | 12.5 | 8.1 | 2.32 | 60 | 45 | 213169082
CARRIER | 25TPA724A**30* | CAP**3717AL* | GG96VTAB48080B** | 23000 | 24200 | 16.5 | 12.5 | 8.1 | 2.32 | 60 | 45 | 213169079
CARRIER | 25TPA724A**30* | CAP**3717AL* | 59TP6C080V17**16 | 23000 | 24200 | 16.5 | 12.5 | 8.1 | 2.32 | 60 | 45 | 213169078
CARRIER | 25TPA724A**30* | CAP**3717AL* | GG96VTAB48060B** | 22800 | 24000 | 16.5 | 12.5 | 8.1 | 2.3 | 60 | 45 | 213169059
BRYANT HEATING AND COOLING SYSTEMS | 227TAN024**AA* | CAP**3717AL* | 926TC48060V17*** | 22800 | 24000 | 16.5 | 12.5 | 8.1 | 2.3 | 60 | 45 | 213169062
CARRIER | 25TPA724A**30* | CAP**3717AL* | 59TP6C060V17**16 | 22800 | 24000 | 16.5 | 12.5 | 8.1 | 2.3 | 60 | 45 | 213169058
BRYANT HEATING AND COOLING SYSTEMS | 227TAN024**AA* | CAP**3717AL* | 926TC36040V17*** | 22800 | 24200 | 16 | 12 | 8.1 | 2.28 | 60 | 45 | 213169028
CARRIER | 25TPA724A**30* | CAP**3717AL* | 59TP6C040V17**12 | 22800 | 24200 | 16 | 12 | 8.1 | 2.28 | 60 | 45 | 213169026
BRYANT HEATING AND COOLING SYSTEMS | 227TAN024**AA* | CAP**3717AL* | 82*SB48090V17*** | 23000 | 24000 | 16.5 | 12.5 | 8.1 | 2.32 | 60 | 45 | 213168995
CARRIER | 25TPA724A**30* | CAP**3717AL* | 58SP*B090V17**16 | 23000 | 24000 | 16.5 | 12.5 | 8.1 | 2.32 | 60 | 45 | 213168993
BRYANT HEATING AND COOLING SYSTEMS | 227TAN024**AA* | CAP**3717AL* | 82*SB48070V17*** | 23200 | 24200 | 16.5 | 12.5 | 8.1 | 2.34 | 60 | 45 | 213168982
CARRIER | 25TPA724A**30* | CAP**3717AL* | 58SP*B070V17**16 | 23200 | 24200 | 16.5 | 12.5 | 8.1 | 2.34 | 60 | 45 | 213168980
BRYANT HEATING AND COOLING SYSTEMS | 227TAN024**AA* | CAP**3717AL* | 82*SB36045V14*** | 23000 | 24000 | 16.5 | 12.5 | 8.1 | 2.32 | 60 | 45 | 213168956
CARRIER | 25TPA724A**30* | CAP**3717AL* | 58SP*B070V14**12 | 23000 | 24000 | 16.5 | 12.5 | 8.1 | 2.32 | 60 | 45 | 213168967
BRYANT HEATING AND COOLING SYSTEMS | 227TAN024**AA* | CAP**3717AL* | 82*SB36070V14*** | 23000 | 24000 | 16.5 | 12.5 | 8.1 | 2.32 | 60 | 45 | 213168969
CARRIER | 25TPA724A**30* | CAP**3717AL* | 58SP*B045V14**12 | 23000 | 24000 | 16.5 | 12.5 | 8.1 | 2.32 | 60 | 45 | 213168954
BRYANT HEATING AND COOLING SYSTEMS | 227TAN024**AA* | CAP**3717AL* | 82*TB48090V17*** | 23000 | 24000 | 16.5 | 12.5 | 8.1 | 2.32 | 60 | 45 | 213168946
CARRIER | 25TPA724A**30* | CAP**3717AL* | 58TP*B090V17**16 | 23000 | 24000 | 16.5 | 12.5 | 8.1 | 2.32 | 60 | 45 | 213168944
BRYANT HEATING AND COOLING SYSTEMS | 227TAN024**AA* | CAP**3717AL* | 82*TB48070V17*** | 22800 | 24000 | 16.5 | 12.5 | 8.1 | 2.3 | 60 | 45 | 213168930
CARRIER | 25TPA724A**30* | CAP**3717AL* | 58TP*B070V17**16 | 22800 | 24000 | 16.5 | 12.5 | 8.1 | 2.3 | 60 | 45 | 213168928
BRYANT HEATING AND COOLING SYSTEMS | 227TAN024**AA* | CAP**3717AL* | 82*TB36070V14*** | 23000 | 24000 | 16.5 | 12.5 | 8.1 | 2.32 | 60 | 45 | 213168920
CARRIER | 25TPA724A**30* | CAP**3717AL* | 58TP*B070V14**12 | 23000 | 24000 | 16.5 | 12.5 | 8.1 | 2.32 | 60 | 45 | 213168918
CARRIER | 25TPA724A**30* | CAP**3717AL* | 58TP*B045V14**12 | 23000 | 24000 | 16.5 | 12.5 | 8.1 | 2.32 | 60 | 45 | 213168900
CARRIER | 25TPA724A**30* | CAP**3621AL* | 59SP6B100V21**20 | 22400 | 23600 | 16 | 12 | 8.1 | 2.26 | 60 | 44 | 213168887
BRYANT HEATING AND COOLING SYSTEMS | 227TAN024**AA* | CAP**3621AL* | 926SB60100V21*** | 22400 | 23600 | 16 | 12 | 8.1 | 2.26 | 60 | 44 | 213168889
BRYANT HEATING AND COOLING SYSTEMS | 227TAN024**AA* | CAP**3621AL* | 926SB60080V21*** | 22800 | 24000 | 16.5 | 12.5 | 8.1 | 2.28 | 60 | 44 | 213168876
CARRIER | 25TPA724A**30* | CAP**3621AL* | 59SP6B080V21**20 | 22800 | 24000 | 16.5 | 12.5 | 8.1 | 2.28 | 60 | 44 | 213168874
BRYANT HEATING AND COOLING SYSTEMS | 227TAN024**AA* | CAP**3621AL* | 926TC66100V21*** | 22800 | 24000 | 16.5 | 12.5 | 8.1 | 2.3 | 60 | 44 | 213168837
CARRIER | 25TPA724A**30* | CAP**3621AL* | 59TP6C100V21**22 | 22800 | 24000 | 16.5 | 12.5 | 8.1 | 2.3 | 60 | 44 | 213168835
BRYANT HEATING AND COOLING SYSTEMS | PH7TAN424**AA* | CSPH*3612AL* | OVMAAB060154 | 24800 | 25600 | 15.2 | 11.5 | 8.1 | 2.2 | 60 | 43 | 207874992
MARATHERM | N4H7T24*K*AAA* | EHD4X36AAL | OMV154L20A | 24800 | 25600 | 15.2 | 11.5 | 8.1 | 2.2 | 60 | 43 | 207874990
KENMORE | N4H7T24*K*AAA* | EHD4X36AAL | OMV154L20A | 24800 | 25600 | 15.2 | 11.5 | 8.1 | 2.2 | 60 | 43 | 207874989
TEMPSTAR | N4H7T24*K*AAA* | EHD4X36AAL | OMV154L20A | 24800 | 25600 | 15.2 | 11.5 | 8.1 | 2.2 | 60 | 43 | 207874991
KEEPRITE | N4H7T24*K*AAA* | EHD4X36AAL | OMV154L20A | 24800 | 25600 | 15.2 | 11.5 | 8.1 | 2.2 | 60 | 43 | 207874988
ACIQ | N4H7T24*K*AAA* | EHD4X36AAL | OMV154L20A | 24800 | 25600 | 15.2 | 11.5 | 8.1 | 2.2 | 60 | 43 | 213064123
HEIL | N4H7T24*K*AAA* | EHD4X36AAL | OMV154L20A | 24800 | 25600 | 15.2 | 11.5 | 8.1 | 2.2 | 60 | 43 | 207874987
DAY & NIGHT | N4H7T24*K*AAA* | EHD4X36AAL | OMV154L20A | 24800 | 25600 | 15.2 | 11.5 | 8.1 | 2.2 | 60 | 43 | 207874986
COMFORTMAKER | N4H7T24*K*AAA* | EHD4X36AAL | OMV154L20A | 24800 | 25600 | 15.2 | 11.5 | 8.1 | 2.2 | 60 | 43 | 207874985
ARCOAIRE | N4H7T24*K*AAA* | EHD4X36AAL | OMV154L20A | 24800 | 25600 | 15.2 | 11.5 | 8.1 | 2.2 | 60 | 43 | 207874984
AIRQUEST | N4H7T24*K*AAA* | EHD4X36AAL | OMV154L20A | 24800 | 25600 | 15.2 | 11.5 | 8.1 | 2.2 | 60 | 43 | 207874983
BRYANT HEATING AND COOLING SYSTEMS | 227TAN024**AA* | CSPH*3612AL* | OVMAAB060154 | 24800 | 25600 | 15.2 | 11.5 | 8.1 | 2.2 | 60 | 43 | 207874980
CARRIER | GH7TAN424**AA* | CSPH*3612AL* | OVMAAB060154 | 24800 | 25600 | 15.2 | 11.5 | 8.1 | 2.2 | 60 | 43 | 207874982
BRYANT HEATING AND COOLING SYSTEMS | GH7TAN424**AA* | CSPH*3612AL* | OVMAAB060154 | 24800 | 25600 | 15.2 | 11.5 | 8.1 | 2.2 | 60 | 43 | 207874981
CARRIER | 25TPA724A**30* | CSPH*3612AL* | OVMAAB060154 | 24800 | 25600 | 15.2 | 11.5 | 8.1 | 2.2 | 60 | 43 | 207874979
CARRIER | 25TPA724A**30* | CAP**3617AL* | 58SP*B070V17**16 | 22400 | 23600 | 16 | 12 | 8.1 | 2.26 | 60 | 44 | 213168464
CARRIER | 25TPA724A**30* | CAP**2517AL* | 58SU*B080M21**20 | 23400 | 24400 | 17 | 12.5 | 8.1 | 2.38 | 60 | 45 | 212320206
CARRIER | 25TPA736A**30* | CAP**3721AL* | 58CU*A060C17**16 | 35400 | 36000 | 15.2 | 11.5 | 8.1 | 2.14 | 61 | 49 | 207868240
BRYANT HEATING AND COOLING SYSTEMS | 227TAN036**AA* | CAP**3721AL* | 83*CA48060C17*** | 35400 | 36000 | 15.2 | 11.5 | 8.1 | 2.14 | 61 | 49 | 207868241
BRYANT HEATING AND COOLING SYSTEMS | GH7TAN436**AA* | CAP**3721AL* | 83*CA48060C17*** | 35400 | 36000 | 15.2 | 11.5 | 8.1 | 2.14 | 61 | 49 | 207868242
CARRIER | GH7TAN436**AA* | CAP**3721AL* | 58CU*A060C17**16 | 35400 | 36000 | 15.2 | 11.5 | 8.1 | 2.14 | 61 | 49 | 207868243
AIRQUEST | N4H7T36*K*AAA* | EA*4X37L21A* | *80CSU0601716A* | 35400 | 36000 | 15.2 | 11.5 | 8.1 | 2.14 | 61 | 49 | 207868244
ARCOAIRE | N4H7T36*K*AAA* | EA*4X37L21A* | *80CSU0601716A* | 35400 | 36000 | 15.2 | 11.5 | 8.1 | 2.14 | 61 | 49 | 207868245
COMFORTMAKER | N4H7T36*K*AAA* | EA*4X37L21A* | *80CSU0601716A* | 35400 | 36000 | 15.2 | 11.5 | 8.1 | 2.14 | 61 | 49 | 207868246
DAY & NIGHT | N4H7T36*K*AAA* | EA*4X37L21A* | *80CSU0601716A* | 35400 | 36000 | 15.2 | 11.5 | 8.1 | 2.14 | 61 | 49 | 207868247
HEIL | N4H7T36*K*AAA* | EA*4X37L21A* | *80CSU0601716A* | 35400 | 36000 | 15.2 | 11.5 | 8.1 | 2.14 | 61 | 49 | 207868248
ACIQ | N4H7T36*K*AAA* | EA*4X37L21A* | *80CSU0601716A* | 35400 | 36000 | 15.2 | 11.5 | 8.1 | 2.14 | 61 | 49 | 213063704
KEEPRITE | N4H7T36*K*AAA* | EA*4X37L21A* | *80CSU0601716A* | 35400 | 36000 | 15.2 | 11.5 | 8.1 | 2.14 | 61 | 49 | 207868249
KENMORE | N4H7T36*K*AAA* | EA*4X37L21A* | *80CSU0601716A* | 35400 | 36000 | 15.2 | 11.5 | 8.1 | 2.14 | 61 | 49 | 207868250
MARATHERM | N4H7T36*K*AAA* | EA*4X37L21A* | *80CSU0601716A* | 35400 | 36000 | 15.2 | 11.5 | 8.1 | 2.14 | 61 | 49 | 207868251
TEMPSTAR | N4H7T36*K*AAA* | EA*4X37L21A* | *80CSU0601716A* | 35400 | 36000 | 15.2 | 11.5 | 8.1 | 2.14 | 61 | 49 | 207868252
BRYANT HEATING AND COOLING SYSTEMS | PH7TAN436**AA* | CAP**3721AL* | 83*CA48060C17*** | 35400 | 36000 | 15.2 | 11.5 | 8.1 | 2.14 | 61 | 49 | 207868253
CARRIER | 25TPA736A**30* | CAP**3721AL* | 58CU*A080C21**20 | 35600 | 36000 | 16 | 12 | 8.1 | 2.16 | 62 | 49 | 207868254
BRYANT HEATING AND COOLING SYSTEMS | 227TAN036**AA* | CAP**3721AL* | 83*CA60080C21*** | 35600 | 36000 | 16 | 12 | 8.1 | 2.16 | 62 | 49 | 207868255
BRYANT HEATING AND COOLING SYSTEMS | 227TAN036**AA* | CAP**4824AL* | 986TC60080C21*** | 34800 | 35600 | 16 | 11.7 | 8.1 | 2.14 | 61 | 49 | 207870522
CARRIER | 25TPA736A**30* | CAP**4824AL* | 59TN6B080C21**20 | 34800 | 35600 | 16 | 11.7 | 8.1 | 2.14 | 61 | 49 | 207870521
CARRIER | 25TPA724A**30* | CAP**3721AL* | 58SP*B090V17**16 | 22800 | 24000 | 16.5 | 12.5 | 8.1 | 2.32 | 60 | 45 | 213169236
BRYANT HEATING AND COOLING SYSTEMS | 227TAN024**AA* | CAP**3721AL* | 82*SB48070V17*** | 23000 | 24000 | 16.5 | 12.5 | 8.1 | 2.34 | 60 | 45 | 213169225
CARRIER | 25TPA724A**30* | CAP**3721AL* | 58SP*B070V17**16 | 23000 | 24000 | 16.5 | 12.5 | 8.1 | 2.34 | 60 | 45 | 213169223
BRYANT HEATING AND COOLING SYSTEMS | 227TAN024**AA* | CAP**3721AL* | 82*TB66110V21*** | 23200 | 24200 | 16.5 | 12.5 | 8.1 | 2.36 | 60 | 45 | 213169207
CARRIER | 25TPA724A**30* | CAP**3721AL* | 58TP*B110V21**22 | 23200 | 24200 | 16.5 | 12.5 | 8.1 | 2.36 | 60 | 45 | 213169205
BRYANT HEATING AND COOLING SYSTEMS | 227TAN024**AA* | CAP**3721AL* | 82*TB60090V21*** | 23400 | 24400 | 16.5 | 13 | 8.1 | 2.36 | 60 | 45 | 213169191
CARRIER | 25TPA724A**30* | CAP**3721AL* | 58TP*B090V21**20 | 23400 | 24400 | 16.5 | 13 | 8.1 | 2.36 | 60 | 45 | 213169189
BRYANT HEATING AND COOLING SYSTEMS | 227TAN024**AA* | CAP**3721AL* | 82*TB48090V17*** | 22800 | 24000 | 16.5 | 12.5 | 8.1 | 2.32 | 60 | 45 | 213169181
CARRIER | 25TPA724A**30* | CAP**3721AL* | 58TP*B090V17**16 | 22800 | 24000 | 16.5 | 12.5 | 8.1 | 2.32 | 60 | 45 | 213169179
BRYANT HEATING AND COOLING SYSTEMS | 227TAN024**AA* | CAP**3721AL* | 82*TB48070V17*** | 23000 | 24000 | 16.5 | 12.5 | 8.1 | 2.34 | 60 | 45 | 213169165
CARRIER | 25TPA724A**30* | CAP**3721AL* | 58TP*B070V17**16 | 23000 | 24000 | 16.5 | 12.5 | 8.1 | 2.34 | 60 | 45 | 213169163
BRYANT HEATING AND COOLING SYSTEMS | 227TAN024**AA* | CAP**3717AL* | 926SB48080V17*** | 23000 | 24200 | 16.5 | 12.5 | 8.1 | 2.32 | 60 | 45 | 213169152
CARRIER | 25TPA724A**30* | CAP**3717AL* | 59SP6B080V17**16 | 23000 | 24200 | 16.5 | 12.5 | 8.1 | 2.32 | 60 | 45 | 213169150
BRYANT HEATING AND COOLING SYSTEMS | 227TAN024**AA* | CAP**3717AL* | 926SB48060V17*** | 22800 | 24000 | 16 | 12.5 | 8.1 | 2.3 | 60 | 45 | 213169139
CARRIER | 25TPA724A**30* | CAP**3717AL* | 59SP6B060V17**16 | 22800 | 24000 | 16 | 12.5 | 8.1 | 2.3 | 60 | 45 | 213169137
CARRIER | 25TPA724A**30* | CAP**2517AL* | 59TP6C080V17**16 | 23200 | 24200 | 16.5 | 12.5 | 8.1 | 2.34 | 60 | 45 | 213167920
BRYANT HEATING AND COOLING SYSTEMS | 227TAN024**AA* | CAP**2517AL* | 926TC48060V17*** | 23000 | 24000 | 16.5 | 12.5 | 8.1 | 2.32 | 60 | 45 | 213167904
CARRIER | 25TPA724A**30* | CAP**2517AL* | GG96VTAB48060B** | 23000 | 24000 | 16.5 | 12.5 | 8.1 | 2.32 | 60 | 45 | 213167901
CARRIER | 25TPA724A**30* | CAP**2517AL* | 59TP6C060V17**16 | 23000 | 24000 | 16.5 | 12.5 | 8.1 | 2.32 | 60 | 45 | 213167900
BRYANT HEATING AND COOLING SYSTEMS | 227TAN024**AA* | CAP**2517AL* | 926TC36060V14*** | 22800 | 24000 | 16.5 | 12 | 8.1 | 2.3 | 60 | 45 | 213167886
CARRIER | 25TPA724A**30* | CAP**2517AL* | 59TP6C060V14**12 | 22800 | 24000 | 16.5 | 12 | 8.1 | 2.3 | 60 | 45 | 213167884
BRYANT HEATING AND COOLING SYSTEMS | 227TAN024**AA* | CAP**2517AL* | 926TC36040V17*** | 23000 | 24200 | 16 | 12 | 8.1 | 2.3 | 60 | 45 | 213167870
CARRIER | 25TPA724A**30* | CAP**2517AL* | 59TP6C040V17**12 | 23000 | 24200 | 16 | 12 | 8.1 | 2.3 | 60 | 45 | 213167868
BRYANT HEATING AND COOLING SYSTEMS | 227TAN024**AA* | CAP**2517AL* | 82*SB48090V17*** | 23200 | 24200 | 16.5 | 12.5 | 8.1 | 2.34 | 60 | 45 | 213167837
CARRIER | 25TPA724A**30* | CAP**2517AL* | 58SP*B090V17**16 | 23200 | 24200 | 16.5 | 12.5 | 8.1 | 2.34 | 60 | 45 | 213167835
BRYANT HEATING AND COOLING SYSTEMS | 227TAN024**AA* | CAP**2517AL* | 82*SB48070V17*** | 22800 | 24000 | 16.5 | 12.5 | 8.1 | 2.32 | 60 | 45 | 213167824
CARRIER | 25TPA724A**30* | CAP**2517AL* | 58SP*B070V17**16 | 22800 | 24000 | 16.5 | 12.5 | 8.1 | 2.32 | 60 | 45 | 213167822
BRYANT HEATING AND COOLING SYSTEMS | 227TAN024**AA* | CAP**2517AL* | 82*SB36070V14*** | 23200 | 24200 | 16.5 | 12.5 | 8.1 | 2.34 | 60 | 44 | 213167811
CARRIER | 25TPA724A**30* | CAP**2517AL* | 58SP*B070V14**12 | 23200 | 24200 | 16.5 | 12.5 | 8.1 | 2.34 | 60 | 44 | 213167809
BRYANT HEATING AND COOLING SYSTEMS | 227TAN024**AA* | CAP**2517AL* | 82*SB36045V14*** | 22800 | 24000 | 16.5 | 12.5 | 8.1 | 2.32 | 60 | 44 | 213167798
CARRIER | 25TPA724A**30* | CAP**2517AL* | 58SP*B045V14**12 | 22800 | 24000 | 16.5 | 12.5 | 8.1 | 2.32 | 60 | 44 | 213167796
BRYANT HEATING AND COOLING SYSTEMS | 227TAN024**AA* | CAP**2517AL* | 82*TB48090V17*** | 23200 | 24200 | 16.5 | 12.5 | 8.1 | 2.34 | 60 | 45 | 213167788
CARRIER | 25TPA724A**30* | CAP**2517AL* | 58TP*B090V17**16 | 23200 | 24200 | 16.5 | 12.5 | 8.1 | 2.34 | 60 | 45 | 213167786
BRYANT HEATING AND COOLING SYSTEMS | 227TAN024**AA* | CAP**2517AL* | 82*TB48070V17*** | 23000 | 24000 | 16.5 | 12.5 | 8.1 | 2.32 | 60 | 45 | 213167772
CARRIER | 25TPA724A**30* | CAP**2517AL* | 58TP*B070V17**16 | 23000 | 24000 | 16.5 | 12.5 | 8.1 | 2.32 | 60 | 45 | 213167770
BRYANT HEATING AND COOLING SYSTEMS | 227TAN024**AA* | CAP**2517AL* | 82*TB36070V14*** | 23200 | 24200 | 16.5 | 12.5 | 8.1 | 2.34 | 60 | 44 | 213167762
CARRIER | 25TPA724A**30* | CAP**2517AL* | 58TP*B070V14**12 | 23200 | 24200 | 16.5 | 12.5 | 8.1 | 2.34 | 60 | 44 | 213167760
CARRIER | 25TPA724A**30* | CAP**2517AL* | 58TP*B045V14**12 | 22800 | 24000 | 16.5 | 12.5 | 8.1 | 2.32 | 60 | 44 | 213167742
BRYANT HEATING AND COOLING SYSTEMS | 227TAN024**AA* | CAP**2417AL* | 926SB48080V17*** | 22200 | 23800 | 16 | 12 | 8.1 | 2.26 | 60 | 45 | 213167731
CARRIER | 25TPA724A**30* | CAP**2417AL* | 59SP6B080V17**16 | 22200 | 23800 | 16 | 12 | 8.1 | 2.26 | 60 | 45 | 213167729
BRYANT HEATING AND COOLING SYSTEMS | 227TAN024**AA* | CAP**2417AL* | 926SB48060V17*** | 22000 | 23600 | 15.5 | 12 | 8.1 | 2.24 | 60 | 44 | 213167718
CARRIER | 25TPA724A**30* | CAP**2417AL* | 59SP6B060V17**16 | 22000 | 23600 | 15.5 | 12 | 8.1 | 2.24 | 60 | 44 | 213167716
BRYANT HEATING AND COOLING SYSTEMS | 227TAN024**AA* | CAP**2417AL* | 926TC48080V17*** | 22200 | 23800 | 16 | 12 | 8.1 | 2.26 | 60 | 45 | 213167661
CARRIER | 25TPA724A**30* | CAP**2417AL* | GG96VTAB48080B** | 22200 | 23800 | 16 | 12 | 8.1 | 2.26 | 60 | 45 | 213167658
CARRIER | 25TPA724A**30* | CAP**2417AL* | 59TP6C080V17**16 | 22200 | 23800 | 16 | 12 | 8.1 | 2.26 | 60 | 45 | 213167657
BRYANT HEATING AND COOLING SYSTEMS | 227TAN024**AA* | CAP**2417AL* | 926TC48060V17*** | 22000 | 23600 | 15.5 | 12 | 8.1 | 2.24 | 60 | 44 | 213167641
CARRIER | 25TPA724A**30* | CAP**2417AL* | GG96VTAB48060B** | 22000 | 23600 | 15.5 | 12 | 8.1 | 2.24 | 60 | 44 | 213167638
CARRIER | 25TPA724A**30* | CAP**2417AL* | 59TP6C060V17**16 | 22000 | 23600 | 15.5 | 12 | 8.1 | 2.24 | 60 | 44 | 213167637
BRYANT HEATING AND COOLING SYSTEMS | 227TAN024**AA* | CAP**2417AL* | 82*SB48070V17*** | 22000 | 23600 | 16 | 12 | 8.1 | 2.24 | 60 | 44 | 213167561
CARRIER | 25TPA724A**30* | CAP**2417AL* | 58SP*B070V17**16 | 22000 | 23600 | 16 | 12 | 8.1 | 2.24 | 60 | 44 | 213167559
BRYANT HEATING AND COOLING SYSTEMS | 227TAN024**AA* | CAP**2417AL* | 82*TB48090V17*** | 22000 | 23600 | 15.5 | 12 | 8.1 | 2.24 | 60 | 44 | 213167525
CARRIER | 25TPA724A**30* | CAP**2417AL* | 58TP*B090V17**16 | 22000 | 23600 | 15.5 | 12 | 8.1 | 2.24 | 60 | 44 | 213167523
BRYANT HEATING AND COOLING SYSTEMS | 227TAN024**AA* | CAP**2417AL* | 82*TB48070V17*** | 22000 | 23800 | 16 | 12 | 8.1 | 2.24 | 60 | 44 | 213167509
CARRIER | 25TPA724A**30* | CAP**2417AL* | 58TP*B070V17**16 | 22000 | 23800 | 16 | 12 | 8.1 | 2.24 | 60 | 44 | 213167507
BRYANT HEATING AND COOLING SYSTEMS | 227TAN024**AA* | CAP**2414AL* | 82*SB36045V14*** | 22000 | 23600 | 15.5 | 12 | 8.1 | 2.24 | 60 | 44 | 213167393
CARRIER | 25TPA724A**30* | CAP**2414AL* | 58SP*B045V14**12 | 22000 | 23600 | 15.5 | 12 | 8.1 | 2.24 | 60 | 44 | 213167391
BRYANT HEATING AND COOLING SYSTEMS | 227TAN024**AA* | CAP**2414AL* | 82*TB36070V14*** | 22200 | 23800 | 16 | 12 | 8.1 | 2.26 | 60 | 44 | 213167383
CARRIER | 25TPA724A**30* | CAP**2414AL* | 58TP*B070V14**12 | 22200 | 23800 | 16 | 12 | 8.1 | 2.26 | 60 | 44 | 213167381
CARRIER | 25TPA724A**30* | CAP**2414AL* | 58TP*B045V14**12 | 22000 | 23600 | 15.5 | 12 | 8.1 | 2.24 | 60 | 44 | 213167363
BRYANT HEATING AND COOLING SYSTEMS | 227TAN036**AA* | CAP**3721AL* | 986TC60080C21*** | 35400 | 36000 | 16 | 11.7 | 8.1 | 2.14 | 62 | 49 | 207876343
CARRIER | 25TPA736A**30* | CAP**3721AL* | 59TN6B080C21**20 | 35400 | 36000 | 16 | 11.7 | 8.1 | 2.14 | 62 | 49 | 207876342
BRYANT HEATING AND COOLING SYSTEMS | 227TAN036**AA* | CAP**3721AL* | 987MB60080C21*** | 35400 | 36000 | 16 | 11.7 | 8.1 | 2.14 | 62 | 49 | 207876329
CARRIER | 25TPA736A**30* | CAP**3721AL* | 59MN7B080C21**20 | 35400 | 36000 | 16 | 11.7 | 8.1 | 2.14 | 62 | 49 | 207876328
BRYANT HEATING AND COOLING SYSTEMS | 227TAN024**AA* | CAP**2517AL* | 926SB48080V17*** | 23200 | 24200 | 16.5 | 12.5 | 8.1 | 2.34 | 60 | 45 | 213167994
CARRIER | 25TPA724A**30* | CAP**2517AL* | 59SP6B080V17**16 | 23200 | 24200 | 16.5 | 12.5 | 8.1 | 2.34 | 60 | 45 | 213167992
BRYANT HEATING AND COOLING SYSTEMS | 227TAN024**AA* | CAP**2517AL* | 926SB48060V17*** | 23000 | 24000 | 16.5 | 12.5 | 8.1 | 2.32 | 60 | 45 | 213167981
BRYANT HEATING AND COOLING SYSTEMS | 227TAN024**AA* | CAP**2517AL* | 926SB36060V14*** | 22800 | 24000 | 16.5 | 12 | 8.1 | 2.3 | 60 | 45 | 213167968
CARRIER | 25TPA724A**30* | CAP**2517AL* | 59SP6B060V17**16 | 23000 | 24000 | 16.5 | 12.5 | 8.1 | 2.32 | 60 | 45 | 213167979
CARRIER | 25TPA724A**30* | CAP**2517AL* | 59SP6B060V14**12 | 22800 | 24000 | 16.5 | 12 | 8.1 | 2.3 | 60 | 45 | 213167966
BRYANT HEATING AND COOLING SYSTEMS | 227TAN024**AA* | CAP**2517AL* | 926SB36040V17*** | 23000 | 24200 | 16 | 12 | 8.1 | 2.3 | 60 | 45 | 213167955
CARRIER | 25TPA724A**30* | CAP**2517AL* | 59SP6B040V17**12 | 23000 | 24200 | 16 | 12 | 8.1 | 2.3 | 60 | 45 | 213167953
BRYANT HEATING AND COOLING SYSTEMS | 227TAN024**AA* | CAP**2517AL* | 926SB30040V14*** | 22800 | 24000 | 16 | 12 | 8.1 | 2.3 | 60 | 45 | 213167942
CARRIER | 25TPA724A**30* | CAP**2517AL* | 59SP6B040V14**10 | 22800 | 24000 | 16 | 12 | 8.1 | 2.3 | 60 | 45 | 213167940
BRYANT HEATING AND COOLING SYSTEMS | 227TAN024**AA* | CAP**2517AL* | 926TC48080V17*** | 23200 | 24200 | 16.5 | 12.5 | 8.1 | 2.34 | 60 | 45 | 213167924
CARRIER | 25TPA724A**30* | CAP**2517AL* | GG96VTAB48080B** | 23200 | 24200 | 16.5 | 12.5 | 8.1 | 2.34 | 60 | 45 | 213167921
BRYANT HEATING AND COOLING SYSTEMS | 227TAN024**AA* | CAP**3721AL* | 935SB66100M21*** | 23600 | 24600 | 17 | 12.5 | 8.1 | 2.4 | 60 | 45 | 212321099
BRYANT HEATING AND COOLING SYSTEMS | 227TAN024**AA* | CAP**3721AL* | 935SB60100M21*** | 23200 | 24200 | 16.5 | 12.5 | 8.1 | 2.36 | 60 | 45 | 212321071
CARRIER | 25TPA724A**30* | CAP**3721AL* | 59SU5B100M21**20 | 23200 | 24200 | 16.5 | 12.5 | 8.1 | 2.36 | 60 | 45 | 212321069
CARRIER | 25TPA724A**30* | CAP**3721AL* | 59SU5B100M21**22 | 23600 | 24600 | 17 | 12.5 | 8.1 | 2.4 | 60 | 45 | 212321097
BRYANT HEATING AND COOLING SYSTEMS | 227TAN024**AA* | CAP**3721AL* | 83*SB60080M21*** | 22800 | 24000 | 16 | 12.5 | 8.1 | 2.34 | 60 | 44 | 212320931
BRYANT HEATING AND COOLING SYSTEMS | 227TAN024**AA* | CAP**3721AL* | 83*SB48060M17*** | 23000 | 24000 | 16.5 | 12.5 | 8.1 | 2.34 | 60 | 44 | 212320903
CARRIER | 25TPA724A**30* | CAP**3721AL* | 58SU*B080M21**20 | 22800 | 24000 | 16 | 12.5 | 8.1 | 2.34 | 60 | 44 | 212320901
CARRIER | 25TPA724A**30* | CAP**3721AL* | 58SU*B100M21**20 | 22800 | 24000 | 16 | 12.5 | 8.1 | 2.34 | 60 | 45 | 212320929
BRYANT HEATING AND COOLING SYSTEMS | 227TAN024**AA* | CAP**3721AL* | 83*SB36040M17*** | 23200 | 24200 | 16.5 | 12 | 8.1 | 2.34 | 60 | 44 | 212320875
CARRIER | 25TPA724A**30* | CAP**3721AL* | 58SU*B060M17**16 | 23000 | 24000 | 16.5 | 12.5 | 8.1 | 2.34 | 60 | 44 | 212320873
BRYANT HEATING AND COOLING SYSTEMS | 227TAN024**AA* | CAP**3721AL* | 935SB48060M17*** | 23000 | 24000 | 16 | 12 | 8.1 | 2.34 | 60 | 45 | 212321015
CARRIER | 25TPA724A**30* | CAP**3721AL* | 59SU5B060M17**16 | 23000 | 24000 | 16 | 12 | 8.1 | 2.34 | 60 | 45 | 212321013
BRYANT HEATING AND COOLING SYSTEMS | 227TAN024**AA* | CAP**3721AL* | 935SB36040M17*** | 23000 | 24200 | 16.5 | 12 | 8.1 | 2.34 | 60 | 45 | 212320987
CARRIER | 25TPA724A**30* | CAP**3721AL* | 59SU5B040M17**12 | 23000 | 24200 | 16.5 | 12 | 8.1 | 2.34 | 60 | 45 | 212320985
BRYANT HEATING AND COOLING SYSTEMS | 227TAN024**AA* | CAP**3721AL* | 83*SB60100M21*** | 22800 | 24000 | 16 | 12.5 | 8.1 | 2.34 | 60 | 45 | 212320959
CARRIER | 25TPA724A**30* | CAP**3721AL* | 58SU*B040M17**12 | 23200 | 24200 | 16.5 | 12 | 8.1 | 2.34 | 60 | 44 | 212320957
BRYANT HEATING AND COOLING SYSTEMS | 227TAN024**AA* | CAP**3721AL* | 82*SB48090V17*** | 22800 | 24000 | 16.5 | 12.5 | 8.1 | 2.32 | 60 | 45 | 213169238
CARRIER | 25TPA724A**30* | CAP**3721AL* | 58SP*B090V21**20 | 23400 | 24400 | 16.5 | 13 | 8.1 | 2.36 | 60 | 45 | 213169249
BRYANT HEATING AND COOLING SYSTEMS | 227TAN024**AA* | CAP**3721AL* | 82*SB60090V21*** | 23400 | 24400 | 16.5 | 13 | 8.1 | 2.36 | 60 | 45 | 213169251
CARRIER | 25TPA724A**30* | CAP**3721AL* | 58SP*B110V21**22 | 23000 | 24000 | 16.5 | 12.5 | 8.1 | 2.32 | 60 | 45 | 213169262
BRYANT HEATING AND COOLING SYSTEMS | 227TAN024**AA* | CAP**3721AL* | 82*SB66110V21*** | 23000 | 24000 | 16.5 | 12.5 | 8.1 | 2.32 | 60 | 45 | 213169264
CARRIER | 25TPA724A**30* | CAP**3721AL* | 59TP6C040V17**12 | 23000 | 24200 | 16 | 12 | 8.1 | 2.32 | 60 | 45 | 213169275
BRYANT HEATING AND COOLING SYSTEMS | 227TAN024**AA* | CAP**3721AL* | 926TC36040V17*** | 23000 | 24200 | 16 | 12 | 8.1 | 2.32 | 60 | 45 | 213169277
CARRIER | 25TPA724A**30* | CAP**3721AL* | 59TP6C060V17**16 | 23000 | 24000 | 16.5 | 12.5 | 8.1 | 2.34 | 60 | 45 | 213169291
CARRIER | 25TPA724A**30* | CAP**3721AL* | GG96VTAB48060B** | 23000 | 24000 | 16.5 | 12.5 | 8.1 | 2.34 | 60 | 45 | 213169292
BRYANT HEATING AND COOLING SYSTEMS | 227TAN024**AA* | CAP**3721AL* | 926TC48060V17*** | 23000 | 24000 | 16.5 | 12.5 | 8.1 | 2.34 | 60 | 45 | 213169295
CARRIER | 25TPA724A**30* | CAP**3721AL* | 59TP6C080V17**16 | 23200 | 24200 | 16.5 | 12.5 | 8.1 | 2.36 | 60 | 45 | 213169311
BRYANT HEATING AND COOLING SYSTEMS | 227TAN036**AA* | CAP**4321AL* | 986TC60080C21*** | 35400 | 36000 | 16 | 11.7 | 8.1 | 2.14 | 62 | 49 | 207876995
CARRIER | 25TPA736A**30* | CAP**4321AL* | 59TN6B080C21**20 | 35400 | 36000 | 16 | 11.7 | 8.1 | 2.14 | 62 | 49 | 207876994
BRYANT HEATING AND COOLING SYSTEMS | 227TAN036**AA* | CAP**4321AL* | 987MB60080C21*** | 35400 | 36000 | 16 | 11.7 | 8.1 | 2.14 | 62 | 49 | 207876953
CARRIER | 25TPA736A**30* | CAP**4321AL* | 59MN7B080C21**20 | 35400 | 36000 | 16 | 11.7 | 8.1 | 2.14 | 62 | 49 | 207876952
BRYANT HEATING AND COOLING SYSTEMS | 227TBN024**AA* | CAP**3721AL* | 82*TB66110V21*** | 23200 | 24200 | 16.5 | 12.5 | 8.1 | 2.36 | 60 | 45 | 213385161
CARRIER | 25TPB724A**30* | CAP**3721AL* | 58TP*B110V21**22 | 23200 | 24200 | 16.5 | 12.5 | 8.1 | 2.36 | 60 | 45 | 213385160
BRYANT HEATING AND COOLING SYSTEMS | 227TBN024**AA* | CAP**3721AL* | 82*TB60090V21*** | 23400 | 24400 | 16.5 | 13 | 8.1 | 2.36 | 60 | 45 | 213385159
CARRIER | 25TPB724A**30* | CAP**3721AL* | 58TP*B090V21**20 | 23400 | 24400 | 16.5 | 13 | 8.1 | 2.36 | 60 | 45 | 213385158
BRYANT HEATING AND COOLING SYSTEMS | 227TBN024**AA* | CAP**3721AL* | 82*TB48090V17*** | 22800 | 24000 | 16.5 | 12.5 | 8.1 | 2.32 | 60 | 45 | 213385157
CARRIER | 25TPB724A**30* | CAP**3721AL* | 58TP*B090V17**16 | 22800 | 24000 | 16.5 | 12.5 | 8.1 | 2.32 | 60 | 45 | 213385156
BRYANT HEATING AND COOLING SYSTEMS | 227TBN024**AA* | CAP**3721AL* | 82*TB48070V17*** | 23000 | 24000 | 16.5 | 12.5 | 8.1 | 2.34 | 60 | 45 | 213385155
CARRIER | 25TPB724A**30* | CAP**3721AL* | 58TP*B070V17**16 | 23000 | 24000 | 16.5 | 12.5 | 8.1 | 2.34 | 60 | 45 | 213385154
BRYANT HEATING AND COOLING SYSTEMS | 227TBN024**AA* | CAP**3717AL* | 926SB48080V17*** | 23000 | 24200 | 16.5 | 12.5 | 8.1 | 2.32 | 60 | 45 | 213385153
CARRIER | 25TPB724A**30* | CAP**3717AL* | 59SP6B080V17**16 | 23000 | 24200 | 16.5 | 12.5 | 8.1 | 2.32 | 60 | 45 | 213385152
BRYANT HEATING AND COOLING SYSTEMS | 227TBN024**AA* | CAP**3717AL* | 926SB48060V17*** | 22800 | 24000 | 16 | 12.5 | 8.1 | 2.3 | 60 | 45 | 213385151
CARRIER | 25TPB724A**30* | CAP**3717AL* | 59SP6B060V17**16 | 22800 | 24000 | 16 | 12.5 | 8.1 | 2.3 | 60 | 45 | 213385150
BRYANT HEATING AND COOLING SYSTEMS | 227TBN024**AA* | CAP**3717AL* | 926SB36040V17*** | 22800 | 24200 | 16 | 12 | 8.1 | 2.28 | 60 | 45 | 213385147
CARRIER | 25TPB724A**30* | CAP**3717AL* | 59SP6B040V17**12 | 22800 | 24200 | 16 | 12 | 8.1 | 2.28 | 60 | 45 | 213385146
BRYANT HEATING AND COOLING SYSTEMS | 227TBN024**AA* | CAP**3717AL* | 926TC48080V17*** | 23000 | 24200 | 16.5 | 12.5 | 8.1 | 2.32 | 60 | 45 | 213385143
CARRIER | 25TPB724A**30* | CAP**3717AL* | 59TP6C080V17**16 | 23000 | 24200 | 16.5 | 12.5 | 8.1 | 2.32 | 60 | 45 | 213385142
BRYANT HEATING AND COOLING SYSTEMS | 227TBN024**AA* | CAP**3717AL* | 926TC48060V17*** | 22800 | 24000 | 16.5 | 12.5 | 8.1 | 2.3 | 60 | 45 | 213385141
CARRIER | 25TPB724A**30* | CAP**3717AL* | 59TP6C060V17**16 | 22800 | 24000 | 16.5 | 12.5 | 8.1 | 2.3 | 60 | 45 | 213385140
BRYANT HEATING AND COOLING SYSTEMS | 227TBN024**AA* | CAP**3717AL* | 926TC36040V17*** | 22800 | 24200 | 16 | 12 | 8.1 | 2.28 | 60 | 45 | 213385137
CARRIER | 25TPB724A**30* | CAP**3717AL* | 59TP6C040V17**12 | 22800 | 24200 | 16 | 12 | 8.1 | 2.28 | 60 | 45 | 213385136
BRYANT HEATING AND COOLING SYSTEMS | 227TBN024**AA* | CAP**3717AL* | 82*SB48090V17*** | 23000 | 24000 | 16.5 | 12.5 | 8.1 | 2.32 | 60 | 45 | 213385133
CARRIER | 25TPB724A**30* | CAP**3717AL* | 58SP*B090V17**16 | 23000 | 24000 | 16.5 | 12.5 | 8.1 | 2.32 | 60 | 45 | 213385132
BRYANT HEATING AND COOLING SYSTEMS | 227TBN024**AA* | CAP**3717AL* | 82*SB48070V17*** | 23200 | 24200 | 16.5 | 12.5 | 8.1 | 2.34 | 60 | 45 | 213385131
CARRIER | 25TPB724A**30* | CAP**3717AL* | 58SP*B070V17**16 | 23200 | 24200 | 16.5 | 12.5 | 8.1 | 2.34 | 60 | 45 | 213385130
BRYANT HEATING AND COOLING SYSTEMS | 227TBN024**AA* | CAP**3717AL* | 82*SB36070V14*** | 23000 | 24000 | 16.5 | 12.5 | 8.1 | 2.32 | 60 | 45 | 213385129
CARRIER | 25TPB724A**30* | CAP**3717AL* | 58SP*B070V14**12 | 23000 | 24000 | 16.5 | 12.5 | 8.1 | 2.32 | 60 | 45 | 213385128
BRYANT HEATING AND COOLING SYSTEMS | 227TBN024**AA* | CAP**3717AL* | 82*SB36045V14*** | 23000 | 24000 | 16.5 | 12.5 | 8.1 | 2.32 | 60 | 45 | 213385127
CARRIER | 25TPB724A**30* | CAP**3717AL* | 58SP*B045V14**12 | 23000 | 24000 | 16.5 | 12.5 | 8.1 | 2.32 | 60 | 45 | 213385126
BRYANT HEATING AND COOLING SYSTEMS | 227TBN024**AA* | CAP**3717AL* | 82*TB48090V17*** | 23000 | 24000 | 16.5 | 12.5 | 8.1 | 2.32 | 60 | 45 | 213385125
CARRIER | 25TPB724A**30* | CAP**3717AL* | 58TP*B090V17**16 | 23000 | 24000 | 16.5 | 12.5 | 8.1 | 2.32 | 60 | 45 | 213385124
BRYANT HEATING AND COOLING SYSTEMS | 227TBN024**AA* | CAP**3717AL* | 82*TB48070V17*** | 22800 | 24000 | 16.5 | 12.5 | 8.1 | 2.3 | 60 | 45 | 213385123
CARRIER | 25TPB724A**30* | CAP**3717AL* | 58TP*B070V17**16 | 22800 | 24000 | 16.5 | 12.5 | 8.1 | 2.3 | 60 | 45 | 213385122
BRYANT HEATING AND COOLING SYSTEMS | 227TBN024**AA* | CAP**3717AL* | 82*TB36070V14*** | 23000 | 24000 | 16.5 | 12.5 | 8.1 | 2.32 | 60 | 45 | 213385121
CARRIER | 25TPB736A**30* | CAP**3721AL* | 58TP*B090V21**20 | 34400 | 35200 | 16 | 12 | 8.1 | 2.22 | 62 | 51 | 213385473
BRYANT HEATING AND COOLING SYSTEMS | 227TBN024**AA* | CAP**3721AL* | 935SB66100M21*** | 23600 | 24600 | 17 | 12.5 | 8.1 | 2.4 | 60 | 45 | 213384536
CARRIER | 25TPB724A**30* | CAP**3721AL* | 59SU5B100M21**22 | 23600 | 24600 | 17 | 12.5 | 8.1 | 2.4 | 60 | 45 | 213384535
BRYANT HEATING AND COOLING SYSTEMS | 227TBN024**AA* | CAP**3721AL* | 935SB60100M21*** | 23200 | 24200 | 16.5 | 12.5 | 8.1 | 2.36 | 60 | 45 | 213384534
CARRIER | 25TPB724A**30* | CAP**3721AL* | 59SU5B100M21**20 | 23200 | 24200 | 16.5 | 12.5 | 8.1 | 2.36 | 60 | 45 | 213384533
BRYANT HEATING AND COOLING SYSTEMS | 227TBN024**AA* | CAP**3721AL* | 935SB48060M17*** | 23000 | 24000 | 16 | 12 | 8.1 | 2.34 | 60 | 45 | 213384530
CARRIER | 25TPB724A**30* | CAP**3721AL* | 59SU5B060M17**16 | 23000 | 24000 | 16 | 12 | 8.1 | 2.34 | 60 | 45 | 213384529
BRYANT HEATING AND COOLING SYSTEMS | 227TBN048**AA* | CAP**6121AL* | 82*SB66110V21*** | 46000 | 47000 | 16.5 | 12.5 | 8.1 | 2.3 | 63 | 51 | 213385929
CARRIER | 25TPB748A**30* | CAP**6121AL* | 58SP*B110V21**22 | 46000 | 47000 | 16.5 | 12.5 | 8.1 | 2.3 | 63 | 51 | 213385928
BRYANT HEATING AND COOLING SYSTEMS | 227TBN048**AA* | CAP**6121AL* | 82*TB66110V21*** | 46000 | 47000 | 16.5 | 12.5 | 8.1 | 2.28 | 63 | 51 | 213385921
CARRIER | 25TPB748A**30* | CAP**6121AL* | 58TP*B110V21**22 | 46000 | 47000 | 16.5 | 12.5 | 8.1 | 2.28 | 63 | 51 | 213385920
BRYANT HEATING AND COOLING SYSTEMS | 227TBN024**AA* | CAP**3721AL* | 926SB60100V21*** | 23400 | 24400 | 17 | 13 | 8.1 | 2.38 | 60 | 45 | 213385191
CARRIER | 25TPB724A**30* | CAP**3721AL* | 59SP6B100V21**20 | 23400 | 24400 | 17 | 13 | 8.1 | 2.38 | 60 | 45 | 213385190
BRYANT HEATING AND COOLING SYSTEMS | 227TBN024**AA* | CAP**3721AL* | 926SB60080V21*** | 23200 | 24200 | 16.5 | 12.5 | 8.1 | 2.36 | 60 | 45 | 213385189
CARRIER | 25TPB724A**30* | CAP**3721AL* | 59SP6B080V21**20 | 23200 | 24200 | 16.5 | 12.5 | 8.1 | 2.36 | 60 | 45 | 213385188
BRYANT HEATING AND COOLING SYSTEMS | 227TBN024**AA* | CAP**3721AL* | 926SB48080V17*** | 23200 | 24200 | 16.5 | 12.5 | 8.1 | 2.36 | 60 | 45 | 213385187
CARRIER | 25TPB724A**30* | CAP**3721AL* | 59SP6B080V17**16 | 23200 | 24200 | 16.5 | 12.5 | 8.1 | 2.36 | 60 | 45 | 213385186
BRYANT HEATING AND COOLING SYSTEMS | 227TBN024**AA* | CAP**3721AL* | 926SB48060V17*** | 23000 | 24000 | 16.5 | 12.5 | 8.1 | 2.34 | 60 | 45 | 213385185
CARRIER | 25TPB724A**30* | CAP**3721AL* | 59SP6B060V17**16 | 23000 | 24000 | 16.5 | 12.5 | 8.1 | 2.34 | 60 | 45 | 213385184
BRYANT HEATING AND COOLING SYSTEMS | 227TBN024**AA* | CAP**3721AL* | 926SB36040V17*** | 23000 | 24200 | 16 | 12 | 8.1 | 2.32 | 60 | 45 | 213385183
CARRIER | 25TPB724A**30* | CAP**3721AL* | 59SP6B040V17**12 | 23000 | 24200 | 16 | 12 | 8.1 | 2.32 | 60 | 45 | 213385182
BRYANT HEATING AND COOLING SYSTEMS | 227TBN024**AA* | CAP**3721AL* | 926TC66100V21*** | 23200 | 24200 | 16.5 | 13 | 8.1 | 2.36 | 60 | 45 | 213385181
CARRIER | 25TPB724A**30* | CAP**3721AL* | 59TP6C100V21**22 | 23200 | 24200 | 16.5 | 13 | 8.1 | 2.36 | 60 | 45 | 213385180
BRYANT HEATING AND COOLING SYSTEMS | 227TBN024**AA* | CAP**3721AL* | 926TC60100V21*** | 22800 | 24000 | 16.5 | 12.5 | 8.1 | 2.32 | 60 | 45 | 213385179
CARRIER | 25TPB724A**30* | CAP**3721AL* | 59TP6C100V21**20 | 22800 | 24000 | 16.5 | 12.5 | 8.1 | 2.32 | 60 | 45 | 213385178
CARRIER | 25TPB724A**30* | CAP**3721AL* | 59TP6C080V21**20 | 23200 | 24200 | 16.5 | 12.5 | 8.1 | 2.36 | 60 | 45 | 213385176
BRYANT HEATING AND COOLING SYSTEMS | 227TBN024**AA* | CAP**3721AL* | 926TC60080V21*** | 23200 | 24200 | 16.5 | 12.5 | 8.1 | 2.36 | 60 | 45 | 213385177
BRYANT HEATING AND COOLING SYSTEMS | 227TBN024**AA* | CAP**3721AL* | 926TC48080V17*** | 23200 | 24200 | 16.5 | 12.5 | 8.1 | 2.36 | 60 | 45 | 213385175
CARRIER | 25TPB724A**30* | CAP**3721AL* | 59TP6C080V17**16 | 23200 | 24200 | 16.5 | 12.5 | 8.1 | 2.36 | 60 | 45 | 213385174
BRYANT HEATING AND COOLING SYSTEMS | 227TBN024**AA* | CAP**3721AL* | 926TC48060V17*** | 23000 | 24000 | 16.5 | 12.5 | 8.1 | 2.34 | 60 | 45 | 213385173
CARRIER | 25TPB724A**30* | CAP**3721AL* | 59TP6C060V17**16 | 23000 | 24000 | 16.5 | 12.5 | 8.1 | 2.34 | 60 | 45 | 213385172
BRYANT HEATING AND COOLING SYSTEMS | 227TBN024**AA* | CAP**3721AL* | 926TC36040V17*** | 23000 | 24200 | 16 | 12 | 8.1 | 2.32 | 60 | 45 | 213385171
CARRIER | 25TPB724A**30* | CAP**3721AL* | 59TP6C040V17**12 | 23000 | 24200 | 16 | 12 | 8.1 | 2.32 | 60 | 45 | 213385170
BRYANT HEATING AND COOLING SYSTEMS | 227TBN024**AA* | CAP**3721AL* | 82*SB66110V21*** | 23000 | 24000 | 16.5 | 12.5 | 8.1 | 2.32 | 60 | 45 | 213385169
CARRIER | 25TPB724A**30* | CAP**3721AL* | 58SP*B110V21**22 | 23000 | 24000 | 16.5 | 12.5 | 8.1 | 2.32 | 60 | 45 | 213385168
BRYANT HEATING AND COOLING SYSTEMS | 227TBN024**AA* | CAP**3721AL* | 82*SB60090V21*** | 23400 | 24400 | 16.5 | 13 | 8.1 | 2.36 | 60 | 45 | 213385167
CARRIER | 25TPB724A**30* | CAP**3721AL* | 58SP*B090V21**20 | 23400 | 24400 | 16.5 | 13 | 8.1 | 2.36 | 60 | 45 | 213385166
BRYANT HEATING AND COOLING SYSTEMS | 227TBN024**AA* | CAP**3721AL* | 82*SB48090V17*** | 22800 | 24000 | 16.5 | 12.5 | 8.1 | 2.32 | 60 | 45 | 213385165
CARRIER | 25TPB724A**30* | CAP**3721AL* | 58SP*B090V17**16 | 22800 | 24000 | 16.5 | 12.5 | 8.1 | 2.32 | 60 | 45 | 213385164
BRYANT HEATING AND COOLING SYSTEMS | 227TBN024**AA* | CAP**3721AL* | 82*SB48070V17*** | 23000 | 24000 | 16.5 | 12.5 | 8.1 | 2.34 | 60 | 45 | 213385163
CARRIER | 25TPB724A**30* | CAP**3721AL* | 58SP*B070V17**16 | 23000 | 24000 | 16.5 | 12.5 | 8.1 | 2.34 | 60 | 45 | 213385162
BRYANT HEATING AND COOLING SYSTEMS | 227TBN036**AA* | CAP**3721AL* | 926SB60080V21*** | 34400 | 35200 | 15.5 | 12 | 8.1 | 2.22 | 62 | 50 | 213385504
CARRIER | 25TPB736A**30* | CAP**3721AL* | 59SP6B080V21**20 | 34400 | 35200 | 15.5 | 12 | 8.1 | 2.22 | 62 | 50 | 213385503
BRYANT HEATING AND COOLING SYSTEMS | 227TBN036**AA* | CAP**3721AL* | 926TC60080V21*** | 34400 | 35200 | 15.5 | 12 | 8.1 | 2.22 | 62 | 50 | 213385492
CARRIER | 25TPB736A**30* | CAP**3721AL* | 59TP6C080V21**20 | 34400 | 35200 | 15.5 | 12 | 8.1 | 2.22 | 62 | 50 | 213385491
BRYANT HEATING AND COOLING SYSTEMS | 227TBN036**AA* | CAP**3721AL* | 926TC48080V17*** | 34200 | 35200 | 15.5 | 11.7 | 8.1 | 2.2 | 62 | 51 | 213385490
CARRIER | 25TPB736A**30* | CAP**3721AL* | 59TP6C080V17**16 | 34200 | 35200 | 15.5 | 11.7 | 8.1 | 2.2 | 62 | 51 | 213385489
BRYANT HEATING AND COOLING SYSTEMS | 227TBN036**AA* | CAP**3721AL* | 926TC48060V17*** | 34000 | 35000 | 15.5 | 11.7 | 8.1 | 2.2 | 62 | 51 | 213385488
CARRIER | 25TPB736A**30* | CAP**3721AL* | 59TP6C060V17**16 | 34000 | 35000 | 15.5 | 11.7 | 8.1 | 2.2 | 62 | 51 | 213385487
BRYANT HEATING AND COOLING SYSTEMS | 227TBN036**AA* | CAP**3721AL* | 82*SB60090V21*** | 34400 | 35200 | 16 | 12 | 8.1 | 2.22 | 62 | 51 | 213385482
CARRIER | 25TPB736A**30* | CAP**3721AL* | 58SP*B090V21**20 | 34400 | 35200 | 16 | 12 | 8.1 | 2.22 | 62 | 51 | 213385481
BRYANT HEATING AND COOLING SYSTEMS | 227TBN036**AA* | CAP**3721AL* | 82*TB60090V21*** | 34400 | 35200 | 16 | 12 | 8.1 | 2.22 | 62 | 51 | 213385474
CARRIER | 25TPB736A**30* | CAP**4321AL* | 58TP*B090V21**20 | 34600 | 35200 | 16 | 12 | 8.1 | 2.24 | 62 | 51 | 213385575
BRYANT HEATING AND COOLING SYSTEMS | 227TBN036**AA* | CAP**4321AL* | 82*TB60090V21*** | 34600 | 35200 | 16 | 12 | 8.1 | 2.24 | 62 | 51 | 213385576
BRYANT HEATING AND COOLING SYSTEMS | 227TBN024**AA* | CAP**2517AL* | 82*TB48070V17*** | 23000 | 24000 | 16.5 | 12.5 | 8.1 | 2.32 | 60 | 45 | 213384969
BRYANT HEATING AND COOLING SYSTEMS | 227TBN024**AA* | CAP**2517AL* | 82*TB48090V17*** | 23200 | 24200 | 16.5 | 12.5 | 8.1 | 2.34 | 60 | 45 | 213384971
CARRIER | 25TPB724A**30* | CAP**2517AL* | 58TP*B090V17**16 | 23200 | 24200 | 16.5 | 12.5 | 8.1 | 2.34 | 60 | 45 | 213384970
CARRIER | 25TPB724A**30* | CAP**2517AL* | 58SP*B045V14**12 | 22800 | 24000 | 16.5 | 12.5 | 8.1 | 2.32 | 60 | 44 | 213384972
BRYANT HEATING AND COOLING SYSTEMS | 227TBN024**AA* | CAP**2517AL* | 82*SB36045V14*** | 22800 | 24000 | 16.5 | 12.5 | 8.1 | 2.32 | 60 | 44 | 213384973
CARRIER | 25TPB724A**30* | CAP**2517AL* | 58SP*B070V14**12 | 23200 | 24200 | 16.5 | 12.5 | 8.1 | 2.34 | 60 | 44 | 213384974
BRYANT HEATING AND COOLING SYSTEMS | 227TBN024**AA* | CAP**2517AL* | 82*SB36070V14*** | 23200 | 24200 | 16.5 | 12.5 | 8.1 | 2.34 | 60 | 44 | 213384975
CARRIER | 25TPB724A**30* | CAP**2517AL* | 58SP*B070V17**16 | 22800 | 24000 | 16.5 | 12.5 | 8.1 | 2.32 | 60 | 45 | 213384976
BRYANT HEATING AND COOLING SYSTEMS | 227TBN024**AA* | CAP**2517AL* | 82*SB48070V17*** | 22800 | 24000 | 16.5 | 12.5 | 8.1 | 2.32 | 60 | 45 | 213384977
CARRIER | 25TPB724A**30* | CAP**2517AL* | 58SP*B090V17**16 | 23200 | 24200 | 16.5 | 12.5 | 8.1 | 2.34 | 60 | 45 | 213384978
BRYANT HEATING AND COOLING SYSTEMS | 227TBN024**AA* | CAP**2517AL* | 82*SB48090V17*** | 23200 | 24200 | 16.5 | 12.5 | 8.1 | 2.34 | 60 | 45 | 213384979
CARRIER | 25TPB724A**30* | CAP**2517AL* | 59TP6C040V17**12 | 23000 | 24200 | 16 | 12 | 8.1 | 2.3 | 60 | 45 | 213384982
BRYANT HEATING AND COOLING SYSTEMS | 227TBN024**AA* | CAP**2517AL* | 926TC36040V17*** | 23000 | 24200 | 16 | 12 | 8.1 | 2.3 | 60 | 45 | 213384983
CARRIER | 25TPB724A**30* | CAP**2517AL* | 59TP6C060V14**12 | 22800 | 24000 | 16.5 | 12 | 8.1 | 2.3 | 60 | 45 | 213384984
BRYANT HEATING AND COOLING SYSTEMS | 227TBN024**AA* | CAP**2517AL* | 926TC36060V14*** | 22800 | 24000 | 16.5 | 12 | 8.1 | 2.3 | 60 | 45 | 213384985
CARRIER | 25TPB724A**30* | CAP**2517AL* | 59TP6C060V17**16 | 23000 | 24000 | 16.5 | 12.5 | 8.1 | 2.32 | 60 | 45 | 213384986
BRYANT HEATING AND COOLING SYSTEMS | 227TBN024**AA* | CAP**2517AL* | 926TC48060V17*** | 23000 | 24000 | 16.5 | 12.5 | 8.1 | 2.32 | 60 | 45 | 213384987
CARRIER | 25TPB724A**30* | CAP**2517AL* | 59TP6C080V17**16 | 23200 | 24200 | 16.5 | 12.5 | 8.1 | 2.34 | 60 | 45 | 213384988
BRYANT HEATING AND COOLING SYSTEMS | 227TBN024**AA* | CAP**2517AL* | 926TC48080V17*** | 23200 | 24200 | 16.5 | 12.5 | 8.1 | 2.34 | 60 | 45 | 213384989
CARRIER | 25TPB724A**30* | CAP**2517AL* | 59SP6B040V14**10 | 22800 | 24000 | 16 | 12 | 8.1 | 2.3 | 60 | 45 | 213384990
BRYANT HEATING AND COOLING SYSTEMS | 227TBN024**AA* | CAP**2517AL* | 926SB30040V14*** | 22800 | 24000 | 16 | 12 | 8.1 | 2.3 | 60 | 45 | 213384991
CARRIER | 25TPB724A**30* | CAP**2517AL* | 59SP6B040V17**12 | 23000 | 24200 | 16 | 12 | 8.1 | 2.3 | 60 | 45 | 213384992
BRYANT HEATING AND COOLING SYSTEMS | 227TBN024**AA* | CAP**2517AL* | 926SB36040V17*** | 23000 | 24200 | 16 | 12 | 8.1 | 2.3 | 60 | 45 | 213384993
CARRIER | 25TPB724A**30* | CAP**2517AL* | 59SP6B060V14**12 | 22800 | 24000 | 16.5 | 12 | 8.1 | 2.3 | 60 | 45 | 213384994
BRYANT HEATING AND COOLING SYSTEMS | 227TBN024**AA* | CAP**2517AL* | 926SB36060V14*** | 22800 | 24000 | 16.5 | 12 | 8.1 | 2.3 | 60 | 45 | 213384995
CARRIER | 25TPB724A**30* | CAP**2517AL* | 59SP6B060V17**16 | 23000 | 24000 | 16.5 | 12.5 | 8.1 | 2.32 | 60 | 45 | 213384996
BRYANT HEATING AND COOLING SYSTEMS | 227TBN024**AA* | CAP**2517AL* | 926SB48060V17*** | 23000 | 24000 | 16.5 | 12.5 | 8.1 | 2.32 | 60 | 45 | 213384997
CARRIER | 25TPB724A**30* | CAP**2517AL* | 59SP6B080V17**16 | 23200 | 24200 | 16.5 | 12.5 | 8.1 | 2.34 | 60 | 45 | 213384998
BRYANT HEATING AND COOLING SYSTEMS | 227TBN024**AA* | CAP**2517AL* | 926SB48080V17*** | 23200 | 24200 | 16.5 | 12.5 | 8.1 | 2.34 | 60 | 45 | 213384999
CARRIER | 25TPA736A**30* | CAP**4321AL* | 58TP*B090V21**20 | 34600 | 35200 | 16 | 12 | 8.1 | 2.24 | 62 | 51 | 213173553
BRYANT HEATING AND COOLING SYSTEMS | 227TAN036**AA* | CAP**4321AL* | 82*TB60090V21*** | 34600 | 35200 | 16 | 12 | 8.1 | 2.24 | 62 | 51 | 213173555
CARRIER | 25TPA736A**30* | CAP**4321AL* | 58SP*B090V21**20 | 34600 | 35200 | 16 | 12 | 8.1 | 2.24 | 62 | 51 | 213173613
BRYANT HEATING AND COOLING SYSTEMS | 227TAN036**AA* | CAP**4321AL* | 82*SB60090V21*** | 34600 | 35200 | 16 | 12 | 8.1 | 2.24 | 62 | 51 | 213173615
CARRIER | 25TPA736A**30* | CAP**4321AL* | 58SP*B110V21**22 | 34400 | 35000 | 16 | 12 | 8.1 | 2.24 | 62 | 50 | 213173626
BRYANT HEATING AND COOLING SYSTEMS | 227TAN036**AA* | CAP**4321AL* | 82*SB66110V21*** | 34400 | 35000 | 16 | 12 | 8.1 | 2.24 | 62 | 50 | 213173628
CARRIER | 25TPA736A**30* | CAP**4321AL* | 59TP6C060V17**16 | 34000 | 35000 | 15.5 | 11.7 | 8.1 | 2.2 | 62 | 51 | 213173655
CARRIER | 25TPA736A**30* | CAP**4321AL* | GG96VTAB48060B** | 34000 | 35000 | 15.5 | 11.7 | 8.1 | 2.2 | 62 | 51 | 213173656
BRYANT HEATING AND COOLING SYSTEMS | 227TAN036**AA* | CAP**4321AL* | 926TC48060V17*** | 34000 | 35000 | 15.5 | 11.7 | 8.1 | 2.2 | 62 | 51 | 213173659
CARRIER | 25TPA736A**30* | CAP**4321AL* | 59TP6C080V17**16 | 34400 | 35200 | 15.5 | 11.7 | 8.1 | 2.22 | 62 | 51 | 213173675
CARRIER | 25TPB748A**30* | CAP**6121AL* | 59TP6C100V21**22 | 45500 | 46500 | 16.5 | 12.5 | 8.1 | 2.28 | 63 | 50 | 213385938
BRYANT HEATING AND COOLING SYSTEMS | 227TBN048**AA* | CAP**6121AL* | 926TC66100V21*** | 45500 | 46500 | 16.5 | 12.5 | 8.1 | 2.28 | 63 | 50 | 213385939
CARRIER | 25TPB748A**30* | CAP**6124AL* | 58SP*B110V21**22 | 46000 | 47000 | 16.5 | 12.5 | 8.1 | 2.3 | 63 | 51 | 213385956
BRYANT HEATING AND COOLING SYSTEMS | 227TBN048**AA* | CAP**6124AL* | 82*SB66110V21*** | 46000 | 47000 | 16.5 | 12.5 | 8.1 | 2.3 | 63 | 51 | 213385957
CARRIER | 25TPB748A**30* | CAP**6124AL* | 58SP*B135V24**22 | 46000 | 47000 | 16.5 | 12.5 | 8.1 | 2.3 | 63 | 51 | 213385958
BRYANT HEATING AND COOLING SYSTEMS | 227TBN048**AA* | CAP**6124AL* | 82*SB66135V24*** | 46000 | 47000 | 16.5 | 12.5 | 8.1 | 2.3 | 63 | 51 | 213385959
BRYANT HEATING AND COOLING SYSTEMS | 227TAN036**AA* | CAP**4321AL* | 926SB60080V21*** | 34400 | 35200 | 16 | 12 | 8.1 | 2.22 | 62 | 50 | 213173785
CARRIER | 25TPA736A**30* | CAP**4321AL* | 59SP6B080V21**20 | 34400 | 35200 | 16 | 12 | 8.1 | 2.22 | 62 | 50 | 213173783
BRYANT HEATING AND COOLING SYSTEMS | 227TAN036**AA* | CAP**4321AL* | 926TC66100V21*** | 34600 | 35200 | 16 | 12 | 8.1 | 2.24 | 62 | 50 | 213173733
CARRIER | 25TPA736A**30* | CAP**4321AL* | 59TP6C100V21**22 | 34600 | 35200 | 16 | 12 | 8.1 | 2.24 | 62 | 50 | 213173731
BRYANT HEATING AND COOLING SYSTEMS | 227TAN036**AA* | CAP**4321AL* | 926TC60080V21*** | 34400 | 35200 | 16 | 12 | 8.1 | 2.22 | 62 | 50 | 213173697
CARRIER | 25TPA736A**30* | CAP**4321AL* | 59TP6C080V21**20 | 34400 | 35200 | 16 | 12 | 8.1 | 2.22 | 62 | 50 | 213173695
BRYANT HEATING AND COOLING SYSTEMS | 227TAN036**AA* | CAP**4321AL* | 926TC48080V17*** | 34400 | 35200 | 15.5 | 11.7 | 8.1 | 2.22 | 62 | 51 | 213173679
CARRIER | 25TPA736A**30* | CAP**4321AL* | GG96VTAB48080B** | 34400 | 35200 | 15.5 | 11.7 | 8.1 | 2.22 | 62 | 51 | 213173676
BRYANT HEATING AND COOLING SYSTEMS | 227TBN060**AA* | CAP**6121AL* | 926TC66100V21*** | 54500 | 57500 | 15.5 | 12 | 8.1 | 2.26 | 64 | 51 | 213386119
CARRIER | 25TPB760A**30* | CAP**6121AL* | 59TP6C100V21**22 | 54500 | 57500 | 15.5 | 12 | 8.1 | 2.26 | 64 | 51 | 213386118
BRYANT HEATING AND COOLING SYSTEMS | 227TBN036**AA* | CAP**4321AL* | 926TC48060V17*** | 34000 | 35000 | 15.5 | 11.7 | 8.1 | 2.2 | 62 | 51 | 213385590
CARRIER | 25TPB736A**30* | CAP**4321AL* | 59TP6C080V17**16 | 34400 | 35200 | 15.5 | 11.7 | 8.1 | 2.22 | 62 | 51 | 213385591
CARRIER | 25TPB736A**30* | CAP**4321AL* | 59TP6C060V17**16 | 34000 | 35000 | 15.5 | 11.7 | 8.1 | 2.2 | 62 | 51 | 213385589
BRYANT HEATING AND COOLING SYSTEMS | 227TBN036**AA* | CAP**4321AL* | 82*SB66110V21*** | 34400 | 35000 | 16 | 12 | 8.1 | 2.24 | 62 | 50 | 213385586
CARRIER | 25TPB736A**30* | CAP**4321AL* | 58SP*B110V21**22 | 34400 | 35000 | 16 | 12 | 8.1 | 2.24 | 62 | 50 | 213385585
BRYANT HEATING AND COOLING SYSTEMS | 227TBN036**AA* | CAP**4321AL* | 82*SB60090V21*** | 34600 | 35200 | 16 | 12 | 8.1 | 2.24 | 62 | 51 | 213385584
CARRIER | 25TPB736A**30* | CAP**4321AL* | 58SP*B090V21**20 | 34600 | 35200 | 16 | 12 | 8.1 | 2.24 | 62 | 51 | 213385583
BRYANT HEATING AND COOLING SYSTEMS | 227TBN024**AA* | CAP**3617AL* | 82*SB48070V17*** | 22400 | 23600 | 16 | 12 | 8.1 | 2.26 | 60 | 44 | 213385062
CARRIER | 25TPB724A**30* | CAP**3617AL* | 58SP*B070V17**16 | 22400 | 23600 | 16 | 12 | 8.1 | 2.26 | 60 | 44 | 213385061
BRYANT HEATING AND COOLING SYSTEMS | 227TAN060**AA* | PF4TNBD60L* |  | 56500 | 58000 | 16 | 12 | 8.1 | 2.3 | 63 | 50 | 213310724
BRYANT HEATING AND COOLING SYSTEMS | 227TAN048**AA* | PF4TNBD60L* |  | 46500 | 47000 | 16 | 12 | 8.1 | 2.32 | 61 | 49 | 213310723
BRYANT HEATING AND COOLING SYSTEMS | 227TAN048**AA* | PF4TNXC48L* |  | 45500 | 47000 | 16.5 | 12.5 | 8.1 | 2.3 | 63 | 50 | 213310722
BRYANT HEATING AND COOLING SYSTEMS | 227TAN036**AA* | PF4TNXC48L* |  | 35400 | 35600 | 16.5 | 12.5 | 8.1 | 2.26 | 62 | 50 | 213310721
BRYANT HEATING AND COOLING SYSTEMS | 227TAN024**AA* | PF4TNXB24L* |  | 23200 | 23400 | 16.5 | 12.5 | 8.1 | 2.36 | 63 | 47 | 213310719
BRYANT HEATING AND COOLING SYSTEMS | 227TAN024**AA* | PF4TNXC36L* |  | 23600 | 23800 | 16 | 12 | 8.1 | 2.18 | 59 | 43 | 213310718
BRYANT HEATING AND COOLING SYSTEMS | 227TAN060**AA* | F54AA*D60L* |  | 57000 | 60000 | 16 | 12 | 8.1 | 2.34 | 63 | 51 | 213310425
CARRIER | 25TPA760A**30* | F54AA*D60L* |  | 57000 | 60000 | 16 | 12 | 8.1 | 2.34 | 63 | 51 | 213310423
BRYANT HEATING AND COOLING SYSTEMS | 227TAN048**AA* | F54AA*C48L* |  | 46500 | 47500 | 16 | 12.5 | 8.1 | 2.34 | 62 | 51 | 213310403
CARRIER | 25TPA748A**30* | F54AA*C48L* |  | 46500 | 47500 | 16 | 12.5 | 8.1 | 2.34 | 62 | 51 | 213310401
BRYANT HEATING AND COOLING SYSTEMS | 227TAN036**AA* | F54AA*B36L* |  | 34400 | 35400 | 15.2 | 11.7 | 8.1 | 2.18 | 62 | 51 | 213310381
CARRIER | 25TPA736A**30* | F54AA*B36L* |  | 34400 | 35400 | 15.2 | 11.7 | 8.1 | 2.18 | 62 | 51 | 213310379
BRYANT HEATING AND COOLING SYSTEMS | 227TAN024**AA* | F54AA*B24L* |  | 23000 | 24200 | 15.5 | 12.5 | 8.1 | 2.3 | 60 | 45 | 213310359
CARRIER | 25TPA724A**30* | F54AA*B24L* |  | 23000 | 24200 | 15.5 | 12.5 | 8.1 | 2.3 | 60 | 45 | 213310357
BRYANT HEATING AND COOLING SYSTEMS | 227TAN060**AA* | FG4ANBD60L* |  | 56500 | 58000 | 16 | 12 | 8.1 | 2.3 | 63 | 50 | 213280682
BRYANT HEATING AND COOLING SYSTEMS | 227TAN048**AA* | FG4ANBD60L* |  | 46500 | 47000 | 16 | 12 | 8.1 | 2.32 | 61 | 49 | 213280643
BRYANT HEATING AND COOLING SYSTEMS | 227TAN048**AA* | FG4ANXC48L* |  | 45500 | 47000 | 16.5 | 12.5 | 8.1 | 2.3 | 63 | 50 | 213280620
BRYANT HEATING AND COOLING SYSTEMS | 227TAN048**AA* | FT4BN(B,X)C48L* |  | 45500 | 47000 | 16.5 | 12.5 | 8.1 | 2.3 | 63 | 50 | 213280619
CARRIER | 25TPA748A**30* | FT4BN(B,X)C48L* |  | 45500 | 47000 | 16.5 | 12.5 | 8.1 | 2.3 | 63 | 50 | 213280616
BRYANT HEATING AND COOLING SYSTEMS | 227TAN036**AA* | FG4ANXC48L* |  | 35400 | 35600 | 16.5 | 12.5 | 8.1 | 2.26 | 62 | 50 | 213280597
BRYANT HEATING AND COOLING SYSTEMS | 227TAN036**AA* | FT4BN(B,X)C48L* |  | 35400 | 35600 | 16.5 | 12.5 | 8.1 | 2.26 | 62 | 50 | 213280596
CARRIER | 25TPA736A**30* | FT4BN(B,X)C48L* |  | 35400 | 35600 | 16.5 | 12.5 | 8.1 | 2.26 | 62 | 50 | 213280593
BRYANT HEATING AND COOLING SYSTEMS | 227TAN024**AA* | FG4ANXB24L* |  | 23200 | 23400 | 16.5 | 12.5 | 8.1 | 2.36 | 63 | 47 | 213280551
BRYANT HEATING AND COOLING SYSTEMS | 227TAN024**AA* | FT4BNXB24L* |  | 23200 | 23400 | 16.5 | 12.5 | 8.1 | 2.36 | 63 | 47 | 213280550
CARRIER | 25TPA724A**30* | FT4BNXB24L* |  | 23200 | 23400 | 16.5 | 12.5 | 8.1 | 2.36 | 63 | 47 | 213280547
BRYANT HEATING AND COOLING SYSTEMS | 227TAN024**AA* | FG4ANXC36L* |  | 23600 | 23800 | 16 | 12 | 8.1 | 2.18 | 59 | 43 | 213280528
BRYANT HEATING AND COOLING SYSTEMS | 227TBN024**AA* | CSPH*3612AL* | OVMAAB060154 | 24800 | 25600 | 15.2 | 11.5 | 8.1 | 2.2 | 60 | 43 | 213383488
BRYANT HEATING AND COOLING SYSTEMS | 227TBN024**AA* | CAP**3721AL* | OVLAAB048112 | 24400 | 25200 | 16 | 12 | 8.1 | 2.24 | 60 | 43 | 213383337
CARRIER | 25TPB724A**30* | CAP**2517AL* | 58SU*B080M21**20 | 23400 | 24400 | 17 | 12.5 | 8.1 | 2.38 | 60 | 45 | 213384471
BRYANT HEATING AND COOLING SYSTEMS | 227TBN036**AA* | CAP**4824AL* | 986TC60080C21*** | 34800 | 35600 | 16 | 11.7 | 8.1 | 2.14 | 61 | 49 | 213382877
CARRIER | 25TPB736A**30* | CAP**4824AL* | 59TN6B080C21**20 | 34800 | 35600 | 16 | 11.7 | 8.1 | 2.14 | 61 | 49 | 213382876
BRYANT HEATING AND COOLING SYSTEMS | 227TBN036**AA* | CAP**4824AL* | 987MB60080C21*** | 34800 | 35600 | 16 | 11.7 | 8.1 | 2.14 | 61 | 49 | 213382867
CARRIER | 25TPB736A**30* | CAP**4824AL* | 59MN7B080C21**20 | 34800 | 35600 | 16 | 11.7 | 8.1 | 2.14 | 61 | 49 | 213382866
BRYANT HEATING AND COOLING SYSTEMS | 227TAN024**AA* | CAP**3717AL* | 82*TB36045V14*** | 23000 | 24000 | 16.5 | 12.5 | 8.1 | 2.32 | 60 | 45 | 213353911
BRYANT HEATING AND COOLING SYSTEMS | 227TAN024**AA* | CAP**2517AL* | 82*TB36045V14*** | 22800 | 24000 | 16.5 | 12.5 | 8.1 | 2.32 | 60 | 44 | 213353899
BRYANT HEATING AND COOLING SYSTEMS | 227TAN024**AA* | CAP**2414AL* | 82*TB36045V14*** | 22000 | 23600 | 15.5 | 12 | 8.1 | 2.24 | 60 | 44 | 213353893
BRYANT HEATING AND COOLING SYSTEMS | 227TBN036**AA* | CAP**3721AL* | 83*CA60080C21*** | 35600 | 36000 | 16 | 12 | 8.1 | 2.16 | 62 | 49 | 213382547
CARRIER | 25TPB736A**30* | CAP**3721AL* | 58CU*A080C21**20 | 35600 | 36000 | 16 | 12 | 8.1 | 2.16 | 62 | 49 | 213382546
BRYANT HEATING AND COOLING SYSTEMS | 227TBN036**AA* | CAP**3721AL* | 83*CA48060C17*** | 35400 | 36000 | 15.2 | 11.5 | 8.1 | 2.14 | 61 | 49 | 213382545
BRYANT HEATING AND COOLING SYSTEMS | 227TBN024**AA* | CAP**3721AL* | OVMAAB042112 | 23600 | 24200 | 16 | 12 | 8.1 | 2.22 | 59 | 43 | 213382403
CARRIER | 25TPB724A**30* | CAP**3721AL* | OVMAAB042112 | 23600 | 24200 | 16 | 12 | 8.1 | 2.22 | 59 | 43 | 213382402
BRYANT HEATING AND COOLING SYSTEMS | 227TBN024**AA* | CAP**3721AL* | OVMAAB036098 | 23800 | 24400 | 16 | 12.5 | 8.1 | 2.22 | 59 | 43 | 213382401
CARRIER | 25TPB724A**30* | CAP**3721AL* | OVMAAB036098 | 23800 | 24400 | 16 | 12.5 | 8.1 | 2.22 | 59 | 43 | 213382400
BRYANT HEATING AND COOLING SYSTEMS | 227TBN024**AA* | CAP**3721AL* | OVLAAB036098 | 23800 | 24400 | 16 | 12.5 | 8.1 | 2.22 | 59 | 43 | 213382399
CARRIER | 25TPB724A**30* | CAP**3721AL* | OVLAAB036098 | 23800 | 24400 | 16 | 12.5 | 8.1 | 2.22 | 59 | 43 | 213382398
BRYANT HEATING AND COOLING SYSTEMS | 227TBN024**AA* | CAP**3721AL* | 987MB42080C17*** | 24000 | 24600 | 17 | 12.5 | 8.1 | 2.24 | 59 | 43 | 213382375
CARRIER | 25TPB724A**30* | CAP**3721AL* | 59MN7B080C17**14 | 24000 | 24600 | 17 | 12.5 | 8.1 | 2.24 | 59 | 43 | 213382374
BRYANT HEATING AND COOLING SYSTEMS | 227TBN024**AA* | CAP**3721AL* | 83*CA60080C21*** | 24000 | 24400 | 16 | 12.5 | 8.1 | 2.26 | 58 | 42 | 213382345
CARRIER | 25TPB724A**30* | CAP**3721AL* | 58CU*A080C21**20 | 24000 | 24400 | 16 | 12.5 | 8.1 | 2.26 | 58 | 42 | 213382344
BRYANT HEATING AND COOLING SYSTEMS | 227TAN036**AA* | CAP**3721AL* | 926TC60080V21*** | 34400 | 35200 | 15.5 | 12 | 8.1 | 2.22 | 62 | 50 | 213172946
CARRIER | 25TPA736A**30* | CAP**3721AL* | 59TP6C080V21**20 | 34400 | 35200 | 15.5 | 12 | 8.1 | 2.22 | 62 | 50 | 213172944
BRYANT HEATING AND COOLING SYSTEMS | 227TAN036**AA* | CAP**3721AL* | 926TC48080V17*** | 34200 | 35200 | 15.5 | 11.7 | 8.1 | 2.2 | 62 | 51 | 213172928
CARRIER | 25TPA736A**30* | CAP**3721AL* | GG96VTAB48080B** | 34200 | 35200 | 15.5 | 11.7 | 8.1 | 2.2 | 62 | 51 | 213172925
CARRIER | 25TPA736A**30* | CAP**3721AL* | 59TP6C080V17**16 | 34200 | 35200 | 15.5 | 11.7 | 8.1 | 2.2 | 62 | 51 | 213172924
BRYANT HEATING AND COOLING SYSTEMS | 227TAN036**AA* | CAP**3721AL* | 926TC48060V17*** | 34000 | 35000 | 15.5 | 11.7 | 8.1 | 2.2 | 62 | 51 | 213172908
CARRIER | 25TPA736A**30* | CAP**3721AL* | GG96VTAB48060B** | 34000 | 35000 | 15.5 | 11.7 | 8.1 | 2.2 | 62 | 51 | 213172905
CARRIER | 25TPA736A**30* | CAP**3721AL* | 59TP6C060V17**16 | 34000 | 35000 | 15.5 | 11.7 | 8.1 | 2.2 | 62 | 51 | 213172904
BRYANT HEATING AND COOLING SYSTEMS | 227TAN036**AA* | CAP**3721AL* | 82*SB60090V21*** | 34400 | 35200 | 16 | 12 | 8.1 | 2.22 | 62 | 51 | 213172864
CARRIER | 25TPA736A**30* | CAP**3721AL* | 58SP*B090V21**20 | 34400 | 35200 | 16 | 12 | 8.1 | 2.22 | 62 | 51 | 213172862
BRYANT HEATING AND COOLING SYSTEMS | 227TBN024**AA* | CAP**3617AL* | 926SB48080V17*** | 22200 | 23600 | 16 | 12 | 8.1 | 2.24 | 60 | 44 | 213385084
CARRIER | 25TPB724A**30* | CAP**3617AL* | 59SP6B080V17**16 | 22200 | 23600 | 16 | 12 | 8.1 | 2.24 | 60 | 44 | 213385083
BRYANT HEATING AND COOLING SYSTEMS | 227TBN024**AA* | CAP**3617AL* | 926SB48060V17*** | 22400 | 23800 | 16 | 12 | 8.1 | 2.26 | 60 | 44 | 213385082
CARRIER | 25TPB724A**30* | CAP**3617AL* | 59SP6B060V17**16 | 22400 | 23800 | 16 | 12 | 8.1 | 2.26 | 60 | 44 | 213385081
CARRIER | 25TPB724A**30* | CAP**3617AL* | 59TP6C080V17**16 | 22200 | 23600 | 16 | 12.5 | 8.1 | 2.24 | 60 | 44 | 213385073
BRYANT HEATING AND COOLING SYSTEMS | 227TBN024**AA* | CAP**3617AL* | 926TC48080V17*** | 22200 | 23600 | 16 | 12.5 | 8.1 | 2.24 | 60 | 44 | 213385074
BRYANT HEATING AND COOLING SYSTEMS | 227TBN024**AA* | CAP**3617AL* | 926TC48060V17*** | 22400 | 23800 | 16 | 12 | 8.1 | 2.26 | 60 | 44 | 213385072
CARRIER | 25TPB724A**30* | CAP**3617AL* | 59TP6C060V17**16 | 22400 | 23800 | 16 | 12 | 8.1 | 2.26 | 60 | 44 | 213385071
CARRIER | 25TPB724A**30* | CAP**3717AL* | 58SU*B080M21**20 | 23200 | 24200 | 16.5 | 12.5 | 8.1 | 2.34 | 60 | 45 | 213384513
BRYANT HEATING AND COOLING SYSTEMS | 227TBN036**AA* | CAP**3721AL* | 986TC60080C21*** | 35400 | 36000 | 16 | 11.7 | 8.1 | 2.14 | 62 | 49 | 213383640
CARRIER | 25TPB736A**30* | CAP**3721AL* | 59TN6B080C21**20 | 35400 | 36000 | 16 | 11.7 | 8.1 | 2.14 | 62 | 49 | 213383639
BRYANT HEATING AND COOLING SYSTEMS | 227TBN036**AA* | CAP**3721AL* | 987MB60080C21*** | 35400 | 36000 | 16 | 11.7 | 8.1 | 2.14 | 62 | 49 | 213383638
CARRIER | 25TPB736A**30* | CAP**3721AL* | 59MN7B080C21**20 | 35400 | 36000 | 16 | 11.7 | 8.1 | 2.14 | 62 | 49 | 213383637
BRYANT HEATING AND COOLING SYSTEMS | 227TBN036**AA* | CAP**4321AL* | 986TC60080C21*** | 35400 | 36000 | 16 | 11.7 | 8.1 | 2.14 | 62 | 49 | 213383732
CARRIER | 25TPB736A**30* | CAP**4321AL* | 59TN6B080C21**20 | 35400 | 36000 | 16 | 11.7 | 8.1 | 2.14 | 62 | 49 | 213383731
BRYANT HEATING AND COOLING SYSTEMS | 227TBN036**AA* | CAP**4321AL* | 987MB60080C21*** | 35400 | 36000 | 16 | 11.7 | 8.1 | 2.14 | 62 | 49 | 213383726
CARRIER | 25TPB736A**30* | CAP**4321AL* | 59MN7B080C21**20 | 35400 | 36000 | 16 | 11.7 | 8.1 | 2.14 | 62 | 49 | 213383725
CARRIER | 25TPB724A**30* | CAP**3721AL* | OVLAAB048112 | 24400 | 25200 | 16 | 12 | 8.1 | 2.24 | 60 | 43 | 213383336
BRYANT HEATING AND COOLING SYSTEMS | 227TBN024**AA* | CAP**3721AL* | 986TC66100C21*** | 24400 | 24800 | 17 | 12.5 | 8.1 | 2.28 | 59 | 43 | 213383333
CARRIER | 25TPB724A**30* | CAP**3721AL* | 59TN6B100C21**22 | 24400 | 24800 | 17 | 12.5 | 8.1 | 2.28 | 59 | 43 | 213383332
BRYANT HEATING AND COOLING SYSTEMS | 227TBN024**AA* | CAP**3721AL* | 986TC60080C21*** | 23800 | 24400 | 16 | 12.5 | 8.1 | 2.24 | 58 | 42 | 213383331
CARRIER | 25TPB724A**30* | CAP**3721AL* | 59TN6B080C21**20 | 23800 | 24400 | 16 | 12.5 | 8.1 | 2.24 | 58 | 42 | 213383330
CARRIER | 25TPB724A**30* | CAP**3621AL* | OVLAAB048112 | 23600 | 24600 | 16 | 12 | 8.1 | 2.16 | 59 | 43 | 213383300
BRYANT HEATING AND COOLING SYSTEMS | 227TBN024**AA* | CAP**3621AL* | OVLAAB048112 | 23600 | 24600 | 16 | 12 | 8.1 | 2.16 | 59 | 43 | 213383301
CARRIER | 25TPB724A**30* | CAP**3721AL* | 58CU*A100C21**20 | 24000 | 24600 | 17 | 12.5 | 8.1 | 2.24 | 58 | 42 | 213383318
BRYANT HEATING AND COOLING SYSTEMS | 227TBN024**AA* | CAP**3721AL* | 83*CA60100C21*** | 24000 | 24600 | 17 | 12.5 | 8.1 | 2.24 | 58 | 42 | 213383319
BRYANT HEATING AND COOLING SYSTEMS | 227TBN024**AA* | CAP**3721AL* | 987MB60080C21*** | 23800 | 24400 | 16 | 12.5 | 8.1 | 2.24 | 58 | 42 | 213383325
CARRIER | 25TPB724A**30* | CAP**3721AL* | 59MN7B100C21**22 | 24400 | 24800 | 17 | 12.5 | 8.1 | 2.28 | 59 | 43 | 213383326
BRYANT HEATING AND COOLING SYSTEMS | 227TBN024**AA* | CAP**3721AL* | 987MB66100C21*** | 24400 | 24800 | 17 | 12.5 | 8.1 | 2.28 | 59 | 43 | 213383327
CARRIER | 25TPB724A**30* | CAP**3721AL* | 59MN7B080C21**20 | 23800 | 24400 | 16 | 12.5 | 8.1 | 2.24 | 58 | 42 | 213383324
CARRIER | 25TPA736A**30* | CAP**3721AL* | 59SP6B080V21**20 | 34400 | 35200 | 15.5 | 12 | 8.1 | 2.22 | 62 | 50 | 213173032
BRYANT HEATING AND COOLING SYSTEMS | 227TAN036**AA* | CAP**3721AL* | 926SB60080V21*** | 34400 | 35200 | 15.5 | 12 | 8.1 | 2.22 | 62 | 50 | 213173034
CARRIER | 25TPB736A**30* | CAP**4824AL* | 58TP*B110V21**22 | 34000 | 35000 | 16 | 11.7 | 8.1 | 2.24 | 62 | 50 | 213385649
BRYANT HEATING AND COOLING SYSTEMS | 227TBN036**AA* | CAP**4824AL* | 82*TB66110V21*** | 34000 | 35000 | 16 | 11.7 | 8.1 | 2.24 | 62 | 50 | 213385650
BRYANT HEATING AND COOLING SYSTEMS | 227TBN024**AA* | CAP**3621AL* | 926TC66100V21*** | 22800 | 24000 | 16.5 | 12.5 | 8.1 | 2.3 | 60 | 44 | 213385110
CARRIER | 25TPB724A**30* | CAP**3621AL* | 59TP6C100V21**22 | 22800 | 24000 | 16.5 | 12.5 | 8.1 | 2.3 | 60 | 44 | 213385109
BRYANT HEATING AND COOLING SYSTEMS | 227TBN024**AA* | CAP**3621AL* | 82*SB66110V21*** | 22400 | 23800 | 16 | 12.5 | 8.1 | 2.26 | 60 | 44 | 213385100
CARRIER | 25TPB724A**30* | CAP**3621AL* | 58SP*B110V21**22 | 22400 | 23800 | 16 | 12.5 | 8.1 | 2.26 | 60 | 44 | 213385099
BRYANT HEATING AND COOLING SYSTEMS | 227TBN024**AA* | CAP**3621AL* | 82*SB60090V21*** | 22400 | 23800 | 16 | 12 | 8.1 | 2.26 | 60 | 44 | 213385098
CARRIER | 25TPB724A**30* | CAP**3621AL* | 58SP*B090V21**20 | 22400 | 23800 | 16 | 12 | 8.1 | 2.26 | 60 | 44 | 213385097
BRYANT HEATING AND COOLING SYSTEMS | 227TBN024**AA* | CAP**3621AL* | 82*TB66110V21*** | 22800 | 24000 | 16.5 | 12.5 | 8.1 | 2.28 | 60 | 44 | 213385092
CARRIER | 25TPB724A**30* | CAP**3621AL* | 58TP*B110V21**22 | 22800 | 24000 | 16.5 | 12.5 | 8.1 | 2.28 | 60 | 44 | 213385091
BRYANT HEATING AND COOLING SYSTEMS | 227TBN024**AA* | CAP**3621AL* | 82*TB60090V21*** | 22400 | 23800 | 16 | 12.5 | 8.1 | 2.26 | 60 | 44 | 213385090
CARRIER | 25TPB724A**30* | CAP**3621AL* | 58TP*B090V21**20 | 22400 | 23800 | 16 | 12.5 | 8.1 | 2.26 | 60 | 44 | 213385089
BRYANT HEATING AND COOLING SYSTEMS | 227TBN036**AA* | CAP**4321AL* | 83*CA60080C21*** | 35600 | 35800 | 16 | 12 | 8.1 | 2.16 | 62 | 49 | 213382691
CARRIER | 25TPB736A**30* | CAP**4321AL* | 58CU*A080C21**20 | 35600 | 35800 | 16 | 12 | 8.1 | 2.16 | 62 | 49 | 213382690
BRYANT HEATING AND COOLING SYSTEMS | 227TBN036**AA* | CAP**4321AL* | 83*CA48060C17*** | 35400 | 36000 | 15.2 | 11.5 | 8.1 | 2.14 | 61 | 49 | 213382689
CARRIER | 25TPB724A**30* | CAP**3721AL* | 59SU5B040M17**12 | 23000 | 24200 | 16.5 | 12 | 8.1 | 2.34 | 60 | 45 | 213384527
BRYANT HEATING AND COOLING SYSTEMS | 227TBN024**AA* | CAP**3721AL* | 935SB36040M17*** | 23000 | 24200 | 16.5 | 12 | 8.1 | 2.34 | 60 | 45 | 213384528
CARRIER | 25TPB724A**30* | CAP**3721AL* | 58SU*B040M17**12 | 23200 | 24200 | 16.5 | 12 | 8.1 | 2.34 | 60 | 44 | 213384525
CARRIER | 25TPB724A**30* | CAP**3721AL* | 58SU*B100M21**20 | 22800 | 24000 | 16 | 12.5 | 8.1 | 2.34 | 60 | 45 | 213384523
CARRIER | 25TPB724A**30* | CAP**3721AL* | 58SU*B080M21**20 | 22800 | 24000 | 16 | 12.5 | 8.1 | 2.34 | 60 | 44 | 213384521
CARRIER | 25TPB724A**30* | CAP**3721AL* | 58SU*B060M17**16 | 23000 | 24000 | 16.5 | 12.5 | 8.1 | 2.34 | 60 | 44 | 213384519
CARRIER | 25TPB724A**30* | CAP**3717AL* | 58TP*B070V14**12 | 23000 | 24000 | 16.5 | 12.5 | 8.1 | 2.32 | 60 | 45 | 213385120
CARRIER | 25TPB724A**30* | CAP**3717AL* | 58TP*B045V14**12 | 23000 | 24000 | 16.5 | 12.5 | 8.1 | 2.32 | 60 | 45 | 213385119
BRYANT HEATING AND COOLING SYSTEMS | 227TBN024**AA* | CAP**3621AL* | 926SB60100V21*** | 22400 | 23600 | 16 | 12 | 8.1 | 2.26 | 60 | 44 | 213385118
CARRIER | 25TPB724A**30* | CAP**3621AL* | 59SP6B100V21**20 | 22400 | 23600 | 16 | 12 | 8.1 | 2.26 | 60 | 44 | 213385117
BRYANT HEATING AND COOLING SYSTEMS | 227TBN024**AA* | CAP**3621AL* | 926SB60080V21*** | 22800 | 24000 | 16.5 | 12.5 | 8.1 | 2.28 | 60 | 44 | 213385116
CARRIER | 25TPB724A**30* | CAP**3621AL* | 59SP6B080V21**20 | 22800 | 24000 | 16.5 | 12.5 | 8.1 | 2.28 | 60 | 44 | 213385115
BRYANT HEATING AND COOLING SYSTEMS | 227TBN024**AA* | CAP**2414AL* | 82*SB36045V14*** | 22000 | 23600 | 15.5 | 12 | 8.1 | 2.24 | 60 | 44 | 213384919
CARRIER | 25TPB724A**30* | CAP**2414AL* | 58SP*B045V14**12 | 22000 | 23600 | 15.5 | 12 | 8.1 | 2.24 | 60 | 44 | 213384918
BRYANT HEATING AND COOLING SYSTEMS | 227TBN024**AA* | CAP**2414AL* | 82*TB36070V14*** | 22200 | 23800 | 16 | 12 | 8.1 | 2.26 | 60 | 44 | 213384917
CARRIER | 25TPB724A**30* | CAP**2414AL* | 58TP*B070V14**12 | 22200 | 23800 | 16 | 12 | 8.1 | 2.26 | 60 | 44 | 213384916
CARRIER | 25TPB724A**30* | CAP**2414AL* | 58TP*B045V14**12 | 22000 | 23600 | 15.5 | 12 | 8.1 | 2.24 | 60 | 44 | 213384915
BRYANT HEATING AND COOLING SYSTEMS | 227TBN024**AA* | CAP**2417AL* | 82*SB48070V17*** | 22000 | 23600 | 16 | 12 | 8.1 | 2.24 | 60 | 44 | 213384942
CARRIER | 25TPB724A**30* | CAP**2417AL* | 58SP*B070V17**16 | 22000 | 23600 | 16 | 12 | 8.1 | 2.24 | 60 | 44 | 213384941
BRYANT HEATING AND COOLING SYSTEMS | 227TBN024**AA* | CAP**2417AL* | 82*TB48090V17*** | 22000 | 23600 | 15.5 | 12 | 8.1 | 2.24 | 60 | 44 | 213384936
CARRIER | 25TPB724A**30* | CAP**2417AL* | 58TP*B090V17**16 | 22000 | 23600 | 15.5 | 12 | 8.1 | 2.24 | 60 | 44 | 213384935
BRYANT HEATING AND COOLING SYSTEMS | 227TBN024**AA* | CAP**2417AL* | 82*TB48070V17*** | 22000 | 23800 | 16 | 12 | 8.1 | 2.24 | 60 | 44 | 213384934
CARRIER | 25TPB724A**30* | CAP**2417AL* | 58TP*B070V17**16 | 22000 | 23800 | 16 | 12 | 8.1 | 2.24 | 60 | 44 | 213384933
CARRIER | 25TPA748A**30* | CAP**6121AL* | 58SP*B110V21**22 | 46000 | 47000 | 16.5 | 12.5 | 8.1 | 2.3 | 63 | 51 | 213177438
BRYANT HEATING AND COOLING SYSTEMS | 227TAN048**AA* | CAP**6121AL* | 82*SB66110V21*** | 46000 | 47000 | 16.5 | 12.5 | 8.1 | 2.3 | 63 | 51 | 213177440
BRYANT HEATING AND COOLING SYSTEMS | 227TAN036**AA* | CAP**4824AL* | 82*TB66110V21*** | 34000 | 35000 | 16 | 11.7 | 8.1 | 2.24 | 62 | 50 | 213174109
CARRIER | 25TPA736A**30* | CAP**4824AL* | 58TP*B110V21**22 | 34000 | 35000 | 16 | 11.7 | 8.1 | 2.24 | 62 | 50 | 213174107
BRYANT HEATING AND COOLING SYSTEMS | 227TBN036**AA* | CAP**4321AL* | 926SB60080V21*** | 34400 | 35200 | 16 | 12 | 8.1 | 2.22 | 62 | 50 | 213385606
CARRIER | 25TPB736A**30* | CAP**4321AL* | 59SP6B080V21**20 | 34400 | 35200 | 16 | 12 | 8.1 | 2.22 | 62 | 50 | 213385605
BRYANT HEATING AND COOLING SYSTEMS | 227TBN036**AA* | CAP**4321AL* | 926TC66100V21*** | 34600 | 35200 | 16 | 12 | 8.1 | 2.24 | 62 | 50 | 213385598
CARRIER | 25TPB736A**30* | CAP**4321AL* | 59TP6C100V21**22 | 34600 | 35200 | 16 | 12 | 8.1 | 2.24 | 62 | 50 | 213385597
BRYANT HEATING AND COOLING SYSTEMS | 227TBN036**AA* | CAP**4321AL* | 926TC60080V21*** | 34400 | 35200 | 16 | 12 | 8.1 | 2.22 | 62 | 50 | 213385594
CARRIER | 25TPB736A**30* | CAP**4321AL* | 59TP6C080V21**20 | 34400 | 35200 | 16 | 12 | 8.1 | 2.22 | 62 | 50 | 213385593
BRYANT HEATING AND COOLING SYSTEMS | 227TBN036**AA* | CAP**4321AL* | 926TC48080V17*** | 34400 | 35200 | 15.5 | 11.7 | 8.1 | 2.22 | 62 | 51 | 213385592
BRYANT HEATING AND COOLING SYSTEMS | 227TBN024**AA* | CAP**3717AL* | 82*TB36045V14*** | 23000 | 24000 | 16.5 | 12.5 | 8.1 | 2.32 | 60 | 45 | 213386212
BRYANT HEATING AND COOLING SYSTEMS | 227TBN024**AA* | CAP**2517AL* | 82*TB36045V14*** | 22800 | 24000 | 16.5 | 12.5 | 8.1 | 2.32 | 60 | 44 | 213386208
BRYANT HEATING AND COOLING SYSTEMS | 227TBN024**AA* | CAP**2414AL* | 82*TB36045V14*** | 22000 | 23600 | 15.5 | 12 | 8.1 | 2.24 | 60 | 44 | 213386206
BRYANT HEATING AND COOLING SYSTEMS | 227TBN060**AA* | F54AA*D60L* |  | 57000 | 60000 | 16 | 12 | 8.1 | 2.34 | 63 | 51 | 213386205
BRYANT HEATING AND COOLING SYSTEMS | 227TAN060**AA* | CAP**6121AL* | 926TC66100V21*** | 54500 | 57500 | 15.5 | 12 | 8.1 | 2.26 | 64 | 51 | 213179383
CARRIER | 25TPA760A**30* | CAP**6121AL* | 59TP6C100V21**22 | 54500 | 57500 | 15.5 | 12 | 8.1 | 2.26 | 64 | 51 | 213179381
BRYANT HEATING AND COOLING SYSTEMS | 227TAN048**AA* | CAP**6121AL* | 82*TB66110V21*** | 46000 | 47000 | 16.5 | 12.5 | 8.1 | 2.28 | 63 | 51 | 213177383
CARRIER | 25TPA748A**30* | CAP**6121AL* | 58TP*B110V21**22 | 46000 | 47000 | 16.5 | 12.5 | 8.1 | 2.28 | 63 | 51 | 213177381
CARRIER | 25TPB724A**30* | CAP**2517AL* | 58TP*B070V17**16 | 23000 | 24000 | 16.5 | 12.5 | 8.1 | 2.32 | 60 | 45 | 213384968
BRYANT HEATING AND COOLING SYSTEMS | 227TBN024**AA* | CAP**2517AL* | 82*TB36070V14*** | 23200 | 24200 | 16.5 | 12.5 | 8.1 | 2.34 | 60 | 44 | 213384967
CARRIER | 25TPB724A**30* | CAP**2517AL* | 58TP*B070V14**12 | 23200 | 24200 | 16.5 | 12.5 | 8.1 | 2.34 | 60 | 44 | 213384966
CARRIER | 25TPB724A**30* | CAP**2517AL* | 58TP*B045V14**12 | 22800 | 24000 | 16.5 | 12.5 | 8.1 | 2.32 | 60 | 44 | 213384965
BRYANT HEATING AND COOLING SYSTEMS | 227TBN024**AA* | CAP**2417AL* | 926SB48080V17*** | 22200 | 23800 | 16 | 12 | 8.1 | 2.26 | 60 | 45 | 213384964
CARRIER | 25TPB724A**30* | CAP**2417AL* | 59SP6B080V17**16 | 22200 | 23800 | 16 | 12 | 8.1 | 2.26 | 60 | 45 | 213384963
BRYANT HEATING AND COOLING SYSTEMS | 227TBN024**AA* | CAP**2417AL* | 926SB48060V17*** | 22000 | 23600 | 15.5 | 12 | 8.1 | 2.24 | 60 | 44 | 213384962
CARRIER | 25TPB724A**30* | CAP**2417AL* | 59SP6B060V17**16 | 22000 | 23600 | 15.5 | 12 | 8.1 | 2.24 | 60 | 44 | 213384961
BRYANT HEATING AND COOLING SYSTEMS | 227TBN024**AA* | CAP**2417AL* | 926TC48080V17*** | 22200 | 23800 | 16 | 12 | 8.1 | 2.26 | 60 | 45 | 213384954
CARRIER | 25TPB724A**30* | CAP**2417AL* | 59TP6C080V17**16 | 22200 | 23800 | 16 | 12 | 8.1 | 2.26 | 60 | 45 | 213384953
BRYANT HEATING AND COOLING SYSTEMS | 227TBN024**AA* | CAP**2417AL* | 926TC48060V17*** | 22000 | 23600 | 15.5 | 12 | 8.1 | 2.24 | 60 | 44 | 213384952
CARRIER | 25TPB724A**30* | CAP**2417AL* | 59TP6C060V17**16 | 22000 | 23600 | 15.5 | 12 | 8.1 | 2.24 | 60 | 44 | 213384951
BRYANT HEATING AND COOLING SYSTEMS | 227TAN048**AA* | CAP**6124AL* | 82*SB66135V24*** | 46000 | 47000 | 16.5 | 12.5 | 8.1 | 2.3 | 63 | 51 | 213177662
CARRIER | 25TPA748A**30* | CAP**6124AL* | 58SP*B135V24**22 | 46000 | 47000 | 16.5 | 12.5 | 8.1 | 2.3 | 63 | 51 | 213177660
BRYANT HEATING AND COOLING SYSTEMS | 227TAN048**AA* | CAP**6124AL* | 82*SB66110V21*** | 46000 | 47000 | 16.5 | 12.5 | 8.1 | 2.3 | 63 | 51 | 213177649
CARRIER | 25TPA748A**30* | CAP**6124AL* | 58SP*B110V21**22 | 46000 | 47000 | 16.5 | 12.5 | 8.1 | 2.3 | 63 | 51 | 213177647
BRYANT HEATING AND COOLING SYSTEMS | 227TAN048**AA* | CAP**6121AL* | 926TC66100V21*** | 45500 | 46500 | 16.5 | 12.5 | 8.1 | 2.28 | 63 | 50 | 213177529
CARRIER | 25TPA748A**30* | CAP**6121AL* | 59TP6C100V21**22 | 45500 | 46500 | 16.5 | 12.5 | 8.1 | 2.28 | 63 | 50 | 213177527
CARRIER | 25TPB760A**30* | F54AA*D60L* |  | 57000 | 60000 | 16 | 12 | 8.1 | 2.34 | 63 | 51 | 213386204
BRYANT HEATING AND COOLING SYSTEMS | 227TBN048**AA* | F54AA*C48L* |  | 46500 | 47500 | 16 | 12.5 | 8.1 | 2.34 | 62 | 51 | 213386203
CARRIER | 25TPB748A**30* | F54AA*C48L* |  | 46500 | 47500 | 16 | 12.5 | 8.1 | 2.34 | 62 | 51 | 213386202
BRYANT HEATING AND COOLING SYSTEMS | 227TBN036**AA* | F54AA*B36L* |  | 34400 | 35400 | 15.2 | 11.7 | 8.1 | 2.18 | 62 | 51 | 213386201
CARRIER | 25TPB736A**30* | F54AA*B36L* |  | 34400 | 35400 | 15.2 | 11.7 | 8.1 | 2.18 | 62 | 51 | 213386200
BRYANT HEATING AND COOLING SYSTEMS | 227TBN024**AA* | F54AA*B24L* |  | 23000 | 24200 | 15.5 | 12.5 | 8.1 | 2.3 | 60 | 45 | 213386199
CARRIER | 25TPB724A**30* | F54AA*B24L* |  | 23000 | 24200 | 15.5 | 12.5 | 8.1 | 2.3 | 60 | 45 | 213386198
BRYANT HEATING AND COOLING SYSTEMS | 227TBN048**AA* | FT4BN(B,X)C48L* |  | 45500 | 47000 | 16.5 | 12.5 | 8.1 | 2.3 | 63 | 50 | 213386193
CARRIER | 25TPB748A**30* | FT4BN(B,X)C48L* |  | 45500 | 47000 | 16.5 | 12.5 | 8.1 | 2.3 | 63 | 50 | 213386192
CARRIER | 25TPB736A**30* | FT4BN(B,X)C48L* |  | 35400 | 35600 | 16.5 | 12.5 | 8.1 | 2.26 | 62 | 50 | 213386190
BRYANT HEATING AND COOLING SYSTEMS | 227TBN024**AA* | FT4BNXB24L* |  | 23200 | 23400 | 16.5 | 12.5 | 8.1 | 2.36 | 63 | 47 | 213386187
CARRIER | 25TPB724A**30* | FT4BNXB24L* |  | 23200 | 23400 | 16.5 | 12.5 | 8.1 | 2.36 | 63 | 47 | 213386186
BRYANT HEATING AND COOLING SYSTEMS | 227TAN036**AA* | CAP**3721AL* | 82*TB60090V21*** | 34400 | 35200 | 16 | 12 | 8.1 | 2.22 | 62 | 51 | 213172804
CARRIER | 25TPA736A**30* | CAP**3721AL* | 58TP*B090V21**20 | 34400 | 35200 | 16 | 12 | 8.1 | 2.22 | 62 | 51 | 213172802
BRYANT HEATING AND COOLING SYSTEMS | 227TBN024**AA* | CAP**3621AL* | 986TC66100C21*** | 23600 | 24200 | 16 | 12 | 8.1 | 2.2 | 58 | 43 | 213382285
CARRIER | 25TPB724A**30* | CAP**3621AL* | 59TN6B100C21**22 | 23600 | 24200 | 16 | 12 | 8.1 | 2.2 | 58 | 43 | 213382284
BRYANT HEATING AND COOLING SYSTEMS | 227TBN024**AA* | CAP**2517AL* | OVMAAB036098 | 23800 | 24400 | 16 | 12.5 | 8.1 | 2.22 | 58 | 43 | 213382179
CARRIER | 25TPB724A**30* | CAP**2517AL* | OVMAAB036098 | 23800 | 24400 | 16 | 12.5 | 8.1 | 2.22 | 58 | 43 | 213382178
CARRIER | 25TPB748A**30* | CVPMA6021XMC* | 58SP*B110V21**22 | 46000 | 50000 | 16 | 11.7 | 8.1 | 2.3 | 61 | 49 | 213637015
BRYANT HEATING AND COOLING SYSTEMS | 227TAN048**AA* | CVPMA6021XMC* | 82*SB66110V21*** | 46000 | 50000 | 16 | 11.7 | 8.1 | 2.3 | 61 | 49 | 213637014
CARRIER | 25TPA748A**30* | CVPMA6021XMC* | 58SP*B110V21**22 | 46000 | 50000 | 16 | 11.7 | 8.1 | 2.3 | 61 | 49 | 213637013
CARRIER | 25TPB748A**30* | CVPMA4921XMC* | 59TP6C100V21**22 | 46500 | 50500 | 16 | 11.7 | 8.1 | 2.3 | 61 | 49 | 213636937
BRYANT HEATING AND COOLING SYSTEMS | 227TAN048**AA* | CVPMA4921XMC* | 926TC66100V21*** | 46500 | 50500 | 16 | 11.7 | 8.1 | 2.3 | 61 | 49 | 213636936
CARRIER | 25TPA748A**30* | CVPMA4921XMC* | 59TP6C100V21**22 | 46500 | 50500 | 16 | 11.7 | 8.1 | 2.3 | 61 | 49 | 213636935
CARRIER | 25TPB748A**30* | CVPMA6021XMC* | 58TP*B110V21**22 | 46000 | 50500 | 16 | 11.7 | 8.1 | 2.3 | 61 | 49 | 213637226
BRYANT HEATING AND COOLING SYSTEMS | 227TAN048**AA* | CVPMA6021XMC* | 82*TB66110V21*** | 46000 | 50500 | 16 | 11.7 | 8.1 | 2.3 | 61 | 49 | 213637225
CARRIER | 25TPA748A**30* | CVPMA6021XMC* | 58TP*B110V21**22 | 46000 | 50500 | 16 | 11.7 | 8.1 | 2.3 | 61 | 49 | 213637224
CARRIER | 25TPA748A**30* | CVPMA6021XMC* | 58TN*B090C21**20 | 46000 | 50000 | 16 | 11.7 | 8.1 | 2.3 | 61 | 49 | 213637155
CARRIER | 25TPB748A**30* | CVPMA6021XMC* | 58TN*B090C21**20 | 46000 | 50000 | 16 | 11.7 | 8.1 | 2.3 | 61 | 49 | 213637157
BRYANT HEATING AND COOLING SYSTEMS | 227TAN048**AA* | CVPMA6021XMC* | 88*TB60090C21*** | 46000 | 50000 | 16 | 11.7 | 8.1 | 2.3 | 61 | 49 | 213637156
CARRIER | 25TPB748A**30* | CVPVA6121XMC* | 58TP*B110V21**22 | 46500 | 50500 | 16 | 11.7 | 8.1 | 2.32 | 61 | 49 | 213639743
CARRIER | 25TPA748A**30* | CVPVA6121XMC* | 58TP*B110V21**22 | 46500 | 50500 | 16 | 11.7 | 8.1 | 2.32 | 61 | 49 | 213639741
BRYANT HEATING AND COOLING SYSTEMS | 227TAN048**AA* | CVPVA6121XMC* | 82*TB66110V21*** | 46500 | 50500 | 16 | 11.7 | 8.1 | 2.32 | 61 | 49 | 213639742
CARRIER | 25TPB748A**30* | CVPVA6121XMC* | 58TP*B090V21**20 | 46500 | 50500 | 16 | 11.7 | 8.1 | 2.3 | 61 | 50 | 213639725
BRYANT HEATING AND COOLING SYSTEMS | 227TAN048**AA* | CVPVA6121XMC* | 82*TB60090V21*** | 46500 | 50500 | 16 | 11.7 | 8.1 | 2.3 | 61 | 50 | 213639724
CARRIER | 25TPA748A**30* | CVPVA6121XMC* | 58TP*B090V21**20 | 46500 | 50500 | 16 | 11.7 | 8.1 | 2.3 | 61 | 50 | 213639723
CARRIER | 25TPB748A**30* | CVPVA6121XMC* | 58TN*B110C21**20 | 47000 | 51000 | 16 | 11.7 | 8.1 | 2.3 | 61 | 49 | 213639690
BRYANT HEATING AND COOLING SYSTEMS | 227TAN048**AA* | CVPVA6121XMC* | 88*TB60110C21*** | 47000 | 51000 | 16 | 11.7 | 8.1 | 2.3 | 61 | 49 | 213639689
CARRIER | 25TPA748A**30* | CVPVA6121XMC* | 58TN*B110C21**20 | 47000 | 51000 | 16 | 11.7 | 8.1 | 2.3 | 61 | 49 | 213639688
BRYANT HEATING AND COOLING SYSTEMS | 227TAN048**AA* | CVPVA6121XMC* | 88*TB60090C21*** | 47000 | 51000 | 16 | 11.7 | 8.1 | 2.3 | 61 | 50 | 213639673
CARRIER | 25TPB748A**30* | CVPVA6121XMC* | 58TN*B090C21**20 | 47000 | 51000 | 16 | 11.7 | 8.1 | 2.3 | 61 | 50 | 213639674
CARRIER | 25TPA748A**30* | CVPVA6121XMC* | 58TN*B090C21**20 | 47000 | 51000 | 16 | 11.7 | 8.1 | 2.3 | 61 | 50 | 213639672
CARRIER | 25TPB748A**30* | CVPVA6021XMC* | 59TP6C100V21**22 | 46000 | 50000 | 16 | 11.7 | 8.1 | 2.3 | 61 | 50 | 213639470
BRYANT HEATING AND COOLING SYSTEMS | 227TAN048**AA* | CVPVA6021XMC* | 926TC66100V21*** | 46000 | 50000 | 16 | 11.7 | 8.1 | 2.3 | 61 | 50 | 213639469
CARRIER | 25TPA748A**30* | CVPVA6021XMC* | 59TP6C100V21**22 | 46000 | 50000 | 16 | 11.7 | 8.1 | 2.3 | 61 | 50 | 213639468
CARRIER | 25TPB748A**30* | CVPVA6121XMC* | 59CU5B100C21**22 | 46500 | 50500 | 15.5 | 11.7 | 8.1 | 2.32 | 61 | 49 | 213639811
CARRIER | 25TPA748A**30* | CVPVA6121XMC* | 59CU5B100C21**22 | 46500 | 50500 | 15.5 | 11.7 | 8.1 | 2.32 | 61 | 49 | 213639809
BRYANT HEATING AND COOLING SYSTEMS | 227TAN048**AA* | CVPVA6121XMC* | 935CB66100C21*** | 46500 | 50500 | 15.5 | 11.7 | 8.1 | 2.32 | 61 | 49 | 213639810
CARRIER | 25TPB748A**30* | CVPMA6021XMC* | 59TP6C100V21**22 | 46500 | 50500 | 16 | 11.7 | 8.1 | 2.3 | 61 | 49 | 213637640
CARRIER | 25TPA748A**30* | CVPMA6021XMC* | 59TP6C100V21**22 | 46500 | 50500 | 16 | 11.7 | 8.1 | 2.3 | 61 | 49 | 213637638
BRYANT HEATING AND COOLING SYSTEMS | 227TAN048**AA* | CVPMA6021XMC* | 926TC66100V21*** | 46500 | 50500 | 16 | 11.7 | 8.1 | 2.3 | 61 | 49 | 213637639
CARRIER | 25TPB748A**30* | CVPVA6121XMC* | 59TP6C100V21**22 | 47000 | 50500 | 16 | 11.7 | 8.1 | 2.32 | 61 | 49 | 213640125
BRYANT HEATING AND COOLING SYSTEMS | 227TAN048**AA* | CVPVA6121XMC* | 926TC66100V21*** | 47000 | 50500 | 16 | 11.7 | 8.1 | 2.32 | 61 | 49 | 213640124
CARRIER | 25TPA748A**30* | CVPVA6121XMC* | 59TP6C100V21**22 | 47000 | 50500 | 16 | 11.7 | 8.1 | 2.32 | 61 | 49 | 213640123
CARRIER | 25TPB748A**30* | CVPVA6021XMC* | 58SP*B110V21**22 | 46000 | 50500 | 16 | 11.7 | 8.1 | 2.28 | 61 | 49 | 213638845
BRYANT HEATING AND COOLING SYSTEMS | 227TAN048**AA* | CVPVA6021XMC* | 82*SB66110V21*** | 46000 | 50500 | 16 | 11.7 | 8.1 | 2.28 | 61 | 49 | 213638844
CARRIER | 25TPA748A**30* | CVPVA6021XMC* | 58SP*B110V21**22 | 46000 | 50500 | 16 | 11.7 | 8.1 | 2.28 | 61 | 49 | 213638843
BRYANT HEATING AND COOLING SYSTEMS | 227TAN048**AA* | CVPVA6121XMC* | 82*SB60090V21*** | 46500 | 50500 | 16 | 11.7 | 8.1 | 2.3 | 61 | 50 | 213639516
BRYANT HEATING AND COOLING SYSTEMS | 227TAN048**AA* | CVPMA4921XMC* | 82*TB66110V21*** | 46500 | 50500 | 16 | 11.7 | 8.1 | 2.28 | 61 | 50 | 213636573
CARRIER | 25TPA748A**30* | CVPMA4921XMC* | 58TP*B110V21**22 | 46500 | 50500 | 16 | 11.7 | 8.1 | 2.28 | 61 | 50 | 213636572
CARRIER | 25TPB748A**30* | CVPVA6121XMC* | 58SP*B090V21**20 | 46500 | 50500 | 16 | 11.7 | 8.1 | 2.3 | 61 | 50 | 213639517
CARRIER | 25TPA748A**30* | CVPVA6121XMC* | 58SP*B090V21**20 | 46500 | 50500 | 16 | 11.7 | 8.1 | 2.3 | 61 | 50 | 213639515
CARRIER | 25TPB748A**30* | CVPMA4921XMC* | 58TP*B110V21**22 | 46500 | 50500 | 16 | 11.7 | 8.1 | 2.28 | 61 | 50 | 213636574
CARRIER | 25TPB748A**30* | CVPVA6121XMC* | 58SP*B110V21**22 | 47000 | 51000 | 16 | 11.7 | 8.1 | 2.32 | 60 | 49 | 213639532
CARRIER | 25TPB748A**30* | CVPVA6021XMC* | 58TP*B110V21**22 | 46000 | 50500 | 16 | 11.7 | 8.1 | 2.28 | 61 | 49 | 213639056
BRYANT HEATING AND COOLING SYSTEMS | 227TAN048**AA* | CVPVA6021XMC* | 82*TB66110V21*** | 46000 | 50500 | 16 | 11.7 | 8.1 | 2.28 | 61 | 49 | 213639055
BRYANT HEATING AND COOLING SYSTEMS | 227TAN048**AA* | CVPVA6121XMC* | 82*SB66110V21*** | 47000 | 51000 | 16 | 11.7 | 8.1 | 2.32 | 60 | 49 | 213639531
CARRIER | 25TPA748A**30* | CVPVA6021XMC* | 58TP*B110V21**22 | 46000 | 50500 | 16 | 11.7 | 8.1 | 2.28 | 61 | 49 | 213639054
CARRIER | 25TPA748A**30* | CVPVA6121XMC* | 58SP*B110V21**22 | 47000 | 51000 | 16 | 11.7 | 8.1 | 2.32 | 60 | 49 | 213639530
CARRIER | 25TPA748A**30* | CVPMA4921XMC* | 58SP*B110V21**22 | 46000 | 50500 | 16 | 11.7 | 8.1 | 2.3 | 61 | 49 | 213636377
BRYANT HEATING AND COOLING SYSTEMS | 227TAN048**AA* | CVPMA4921XMC* | 82*SB66110V21*** | 46000 | 50500 | 16 | 11.7 | 8.1 | 2.3 | 61 | 49 | 213636378
CARRIER | 25TPB748A**30* | CVPMA4921XMC* | 58SP*B110V21**22 | 46000 | 50500 | 16 | 11.7 | 8.1 | 2.3 | 61 | 49 | 213636379
CARRIER | 25TPB748A**30* | CVPVA6121XMC* | 59TN6C080C21**20 | 46500 | 51000 | 15.5 | 11.7 | 8.1 | 2.3 | 61 | 49 | 213639995
BRYANT HEATING AND COOLING SYSTEMS | 227TAN048**AA* | CVPVA6121XMC* | 986TD60080C21*** | 46500 | 51000 | 15.5 | 11.7 | 8.1 | 2.3 | 61 | 49 | 213639994
CARRIER | 25TPA748A**30* | CVPVA6121XMC* | 59TN6C080C21**20 | 46500 | 51000 | 15.5 | 11.7 | 8.1 | 2.3 | 61 | 49 | 213639993
CARRIER | 25TPB748A**30* | CVPVA6121XMC* | 59SU5B100M21**22 | 46500 | 50500 | 16 | 11.7 | 8.1 | 2.32 | 61 | 49 | 213639979
BRYANT HEATING AND COOLING SYSTEMS | 227TAN048**AA* | CVPVA6121XMC* | 935SB66100M21*** | 46500 | 50500 | 16 | 11.7 | 8.1 | 2.32 | 61 | 49 | 213639978
CARRIER | 25TPA748A**30* | CVPVA6121XMC* | 59SU5B100M21**22 | 46500 | 50500 | 16 | 11.7 | 8.1 | 2.32 | 61 | 49 | 213639977
AMERICAN STANDARD | 5A6H5036A1 | 5PX*CD07AS3+TSTAT | S8X1C100M5PSC | 34000 | 32000 | 16 | 12 | 8.1 | 2.2 | 69 | 55 | 215568597
TRANE | 5TWR5036A1 | 5PX*CD07AS3+TSTAT | S8X2C080M5PSC | 34400 | 32200 | 16 | 12 | 8.1 | 2.2 | 69 | 55 | 215568598
AMERICAN STANDARD | 5A6H5036A1 | 5PX*CD07AS3+TSTAT | S8X2C080M5PSC | 34400 | 32200 | 16 | 12 | 8.1 | 2.2 | 69 | 55 | 215568599
TRANE | 5TWR5036A1 | 5PX*CD07AS3+TSTAT | S8X2C100M5PSC | 34000 | 32000 | 16 | 12 | 8.1 | 2.2 | 69 | 55 | 215568600
AMERICAN STANDARD | 5A6H5036A1 | 5PX*CD07AS3+TSTAT | S8X2C100M5PSC | 34000 | 32000 | 16 | 12 | 8.1 | 2.2 | 69 | 55 | 215568601
TRANE | 5TWR5036A1 | 5PX*CD07AS3+TSTAT | S9X1C100D5PSB | 33800 | 31800 | 15.2 | 12 | 8.1 | 2.2 | 69 | 55 | 215568602
AMERICAN STANDARD | 5A6H5036A1 | 5PX*CD07AS3+TSTAT | S9X1C100D5PSB | 33800 | 31800 | 15.2 | 12 | 8.1 | 2.2 | 69 | 55 | 215568603
TRANE | 5TWR5036A1 | 5PX*CD07AS3+TSTAT | S9V2C100D5PSC | 34000 | 31800 | 16 | 12 | 8.1 | 2.3 | 69 | 55 | 215568604
AMERICAN STANDARD | 5A6H5036A1 | 5PX*CD07AS3+TSTAT | S9V2C100D5PSC | 34000 | 31800 | 16 | 12 | 8.1 | 2.3 | 69 | 55 | 215568605
TRANE | 5TWR5036A1 | 5PX*CD07AS3+TSTAT | S9V2C100D4VSB | 34000 | 31800 | 16 | 12 | 8.1 | 2.3 | 69 | 55 | 215568606
AMERICAN STANDARD | 5A6H5036A1 | 5PX*CD07AS3+TSTAT | S9V2C100D4VSB | 34000 | 31800 | 16 | 12 | 8.1 | 2.3 | 69 | 55 | 215568607
TRANE | 5TWR5036A1 | 5PX*CD07AS3+TSTAT | S8X2C100M5PTC | 34000 | 32000 | 16 | 12 | 8.1 | 2.2 | 69 | 55 | 215568608
AMERICAN STANDARD | 5A6H5036A1 | 5PX*CD07AS3+TSTAT | S8X2C100M5PTC | 34000 | 32000 | 16 | 12 | 8.1 | 2.2 | 69 | 55 | 215568609
TRANE | 5TWR5036A1 | 5PX*CD07AS3+TSTAT | S8X2C080M5PTC | 34400 | 32200 | 16 | 12 | 8.1 | 2.2 | 69 | 55 | 215568610
AMERICAN STANDARD | 5A6H5036A1 | 5PX*CD07AS3+TSTAT | S8X2C080M5PTC | 34400 | 32200 | 16 | 12 | 8.1 | 2.2 | 69 | 55 | 215568611
TRANE | 5TWR5036A1 | 5PX*CD09AS3+TSTAT |  | 34200 | 31800 | 15.2 | 11.7 | 8.1 | 2.2 | 70 | 56 | 215568612
AMERICAN STANDARD | 5A6H5036A1 | 5PX*CD09AS3+TSTAT |  | 34200 | 31800 | 15.2 | 11.7 | 8.1 | 2.2 | 70 | 56 | 215568613
TRANE | 5TWR5036A1 | 5PX*CD09AS3+TSTAT | *DHMC100CCV4 | 34200 | 30800 | 16 | 12 | 8.1 | 2.2 | 69 | 56 | 215568614
AMERICAN STANDARD | 5A6H5036A1 | 5PX*CD09AS3+TSTAT | *DHMC100CCV4 | 34200 | 30800 | 16 | 12 | 8.1 | 2.2 | 69 | 56 | 215568615
TRANE | 5TWR5036A1 | 5PX*CD09AS3+TSTAT | S8V2C100M5PCB | 34800 | 31200 | 16 | 12 | 8.1 | 2.2 | 70 | 56 | 215568616
AMERICAN STANDARD | 5A6H5036A1 | 5PX*CD09AS3+TSTAT | S8V2C100M5PCB | 34800 | 31200 | 16 | 12 | 8.1 | 2.2 | 70 | 56 | 215568617
TRANE | 5TWR5036A1 | 5PX*CD09AS3+TSTAT | S8V2C100M5PDB | 34800 | 31200 | 16 | 12 | 8.1 | 2.2 | 70 | 56 | 215568618
AMERICAN STANDARD | 5A6H5036A1 | 5PX*CD09AS3+TSTAT | S8V2C100M5PDB | 34800 | 31200 | 16 | 12 | 8.1 | 2.2 | 70 | 56 | 215568619
TRANE | 5TWR5036A1 | 5PX*CD09AS3+TSTAT | S8X1C080M5PSC | 34800 | 31200 | 16 | 12 | 8.1 | 2.2 | 69 | 56 | 215568620
AMERICAN STANDARD | 5A6H5036A1 | 5PX*CD09AS3+TSTAT | S8X1C080M5PSC | 34800 | 31200 | 16 | 12 | 8.1 | 2.2 | 69 | 56 | 215568621
TRANE | 5TWR5036A1 | 5PX*CD09AS3+TSTAT | S8X1C080M5PTC | 34800 | 31200 | 16 | 12 | 8.1 | 2.2 | 69 | 56 | 215568622
AMERICAN STANDARD | 5A6H5036A1 | 5PX*CD09AS3+TSTAT | S8X1C080M5PTC | 34800 | 31200 | 16 | 12 | 8.1 | 2.2 | 69 | 56 | 215568623
TRANE | 5TWR5036A1 | 5PX*CD09AS3+TSTAT | S8X1C100M5PSC | 34400 | 31000 | 16 | 12 | 8.1 | 2.2 | 70 | 56 | 215568624
AMERICAN STANDARD | 5A6H5036A1 | 5PX*CD09AS3+TSTAT | S8X1C100M5PSC | 34400 | 31000 | 16 | 12 | 8.1 | 2.2 | 70 | 56 | 215568625
TRANE | 5TWR5036A1 | 5PX*CD09AS3+TSTAT | S8V2C080M5PCB | 34600 | 31200 | 16 | 12 | 8.1 | 2.2 | 70 | 56 | 215568626
AMERICAN STANDARD | 5A6H5036A1 | 5PX*CD09AS3+TSTAT | S8V2C080M5PCB | 34600 | 31200 | 16 | 12 | 8.1 | 2.2 | 70 | 56 | 215568627
TRANE | 5TWR5036A1 | 5PX*CD09AS3+TSTAT+P0V0C000M50SD |  | 35200 | 31200 | 16.5 | 12 | 8.1 | 2.3 | 69 | 55 | 215568628
AMERICAN STANDARD | 5A6H5036A1 | 5PX*CD09AS3+TSTAT+P0V0C000M50SD |  | 35200 | 31200 | 16.5 | 12 | 8.1 | 2.3 | 69 | 55 | 215568629
TRANE | 5TWR5036A1 | 5PX*CD09AS3+TSTAT | S8V2C080M5PDB | 34600 | 31200 | 16 | 12 | 8.1 | 2.2 | 70 | 56 | 215568630
AMERICAN STANDARD | 5A6H5036A1 | 5PX*CD09AS3+TSTAT | S8V2C080M5PDB | 34600 | 31200 | 16 | 12 | 8.1 | 2.2 | 70 | 56 | 215568631
TRANE | 5TWR5036A1 | 5PX*CD09AS3+TSTAT | S9X2C100D5PSB | 34400 | 30800 | 15.2 | 12 | 8.1 | 2.2 | 69 | 56 | 215568632
AMERICAN STANDARD | 5A6H5036A1 | 5PX*CD09AS3+TSTAT | S9X2C100D5PSB | 34400 | 30800 | 15.2 | 12 | 8.1 | 2.2 | 69 | 56 | 215568633
TRANE | 5TWR5036A1 | 5PX*CD09AS3+TSTAT | S9X1C100D5PSB | 34400 | 30800 | 15.2 | 12 | 8.1 | 2.2 | 69 | 56 | 215568634
AMERICAN STANDARD | 5A6H5036A1 | 5PX*CD09AS3+TSTAT | S9X1C100D5PSB | 34400 | 30800 | 15.2 | 12 | 8.1 | 2.2 | 69 | 56 | 215568635
TRANE | 5TWR5036A1 | 5PX*CD09AS3+TSTAT | S9V2C100D5PSC | 34800 | 31400 | 16.5 | 12 | 8.1 | 2.2 | 69 | 56 | 215568636
AMERICAN STANDARD | 5A6H5036A1 | 5PX*CD09AS3+TSTAT | S9V2C100D5PSC | 34800 | 31400 | 16.5 | 12 | 8.1 | 2.2 | 69 | 56 | 215568637
TRANE | 5TWR5036A1 | 5PX*CD09AS3+TSTAT | S9V2C100D4VSB | 34800 | 31400 | 16.5 | 12 | 8.1 | 2.2 | 69 | 56 | 215568638
AMERICAN STANDARD | 5A6H5036A1 | 5PX*CD09AS3+TSTAT | S9V2C100D4VSB | 34800 | 31400 | 16.5 | 12 | 8.1 | 2.2 | 69 | 56 | 215568639
TRANE | 5TWR5036A1 | 5PX*CD09AS3+TSTAT | S8X2C100M5PTC | 34400 | 31000 | 16 | 12 | 8.1 | 2.2 | 70 | 56 | 215568640
AMERICAN STANDARD | 5A6H5036A1 | 5PX*CD09AS3+TSTAT | S8X2C100M5PTC | 34400 | 31000 | 16 | 12 | 8.1 | 2.2 | 70 | 56 | 215568641
TRANE | 5TWR5036A1 | 5PX*CD09AS3+TSTAT | S8X2C100M5PSC | 34400 | 31000 | 16 | 12 | 8.1 | 2.2 | 70 | 56 | 215568642
AMERICAN STANDARD | 5A6H5036A1 | 5PX*CD09AS3+TSTAT | S8X2C100M5PSC | 34400 | 31000 | 16 | 12 | 8.1 | 2.2 | 70 | 56 | 215568643
TRANE | 5TWR5036A1 | 5PX*CD09AS3+TSTAT | S8X2C080M5PTC | 34800 | 31200 | 16 | 12 | 8.1 | 2.2 | 69 | 56 | 215568644
AMERICAN STANDARD | 5A6H5036A1 | 5PX*CD09AS3+TSTAT | S8X2C080M5PTC | 34800 | 31200 | 16 | 12 | 8.1 | 2.2 | 69 | 56 | 215568645
TRANE | 5TWR5036A1 | 5PX*CD09AS3+TSTAT | S8X2C080M5PSC | 34800 | 31200 | 16 | 12 | 8.1 | 2.2 | 69 | 56 | 215568646
AMERICAN STANDARD | 5A6H5036A1 | 5PX*CD09AS3+TSTAT | S8X2C080M5PSC | 34800 | 31200 | 16 | 12 | 8.1 | 2.2 | 69 | 56 | 215568647
TRANE | 5TWR5036A1 | 5PX*CD09AS3+TSTAT | S8X1C100M5PTC | 34400 | 31000 | 16 | 12 | 8.1 | 2.2 | 70 | 56 | 215568648
AMERICAN STANDARD | 5A6H5036A1 | 5PX*CD09AS3+TSTAT | S8X1C100M5PTC | 34400 | 31000 | 16 | 12 | 8.1 | 2.2 | 70 | 56 | 215568649
TRANE | 5TWR5036A1 | 5PX*D008AS3+TSTAT | S9X1D120U5PSB | 34000 | 30800 | 15.2 | 12 | 8.1 | 2.3 | 69 | 55 | 215568650
AMERICAN STANDARD | 5A6H5036A1 | 5PX*D008AS3+TSTAT | S9X1D120U5PSB | 34000 | 30800 | 15.2 | 12 | 8.1 | 2.3 | 69 | 55 | 215568651
TRANE | 5TWR5036A1 | 5PX*D008AS3+TSTAT | S9V2D120U5VSB | 34800 | 31800 | 16 | 12 | 8.5 | 2.3 | 69 | 55 | 215568652
AMERICAN STANDARD | 5A6H5036A1 | 5PX*D008AS3+TSTAT | S9V2D120U5VSB | 34800 | 31800 | 16 | 12 | 8.5 | 2.3 | 69 | 55 | 215568653
TRANE | 5TWR5036A1 | 5PX*D008AS3+TSTAT | S9V2D120U5PSC | 34800 | 31800 | 16 | 12 | 8.5 | 2.3 | 69 | 55 | 215568654
AMERICAN STANDARD | 5A6H5036A1 | 5PX*D008AS3+TSTAT | S9V2D120U5PSC | 34800 | 31800 | 16 | 12 | 8.5 | 2.3 | 69 | 55 | 215568655
TRANE | 5TWR5036A1 | 5PX*D008AS3+TSTAT | S8X2D120M5PTC | 34400 | 31400 | 16 | 12 | 8.5 | 2.3 | 69 | 55 | 215568656
AMERICAN STANDARD | 5A6H5036A1 | 5PX*D008AS3+TSTAT | S8X2D120M5PTC | 34400 | 31400 | 16 | 12 | 8.5 | 2.3 | 69 | 55 | 215568657
TRANE | 5TWR5036A1 | 5PX*D008AS3+TSTAT | S8X2D120M5PSC | 34400 | 31400 | 16 | 12 | 8.5 | 2.3 | 69 | 55 | 215568658
AMERICAN STANDARD | 5A6H5036A1 | 5PX*D008AS3+TSTAT | S8X2D120M5PSC | 34400 | 31400 | 16 | 12 | 8.5 | 2.3 | 69 | 55 | 215568659
TRANE | 5TWR5036A1 | 5PX*D008AS3+TSTAT | S8V2D120M5PDB | 34800 | 31600 | 16 | 12 | 8.5 | 2.3 | 70 | 56 | 215568660
AMERICAN STANDARD | 5A6H5036A1 | 5PX*D008AS3+TSTAT | S8V2D120M5PDB | 34800 | 31600 | 16 | 12 | 8.5 | 2.3 | 70 | 56 | 215568661
TRANE | 5TWR5036A1 | 5PX*D008AS3+TSTAT | S8X1D120M5PSC | 34400 | 31400 | 16 | 12 | 8.5 | 2.3 | 69 | 55 | 215568662
AMERICAN STANDARD | 5A6H5036A1 | 5PX*D008AS3+TSTAT | S8X1D120M5PSC | 34400 | 31400 | 16 | 12 | 8.5 | 2.3 | 69 | 55 | 215568663
TRANE | 5TWR5036A1 | 5PX*D008AS3+TSTAT | S9X2D120U5PSB | 34000 | 30800 | 15.2 | 12 | 8.1 | 2.3 | 69 | 55 | 215568664
AMERICAN STANDARD | 5A6H5036A1 | 5PX*D008AS3+TSTAT | S9X2D120U5PSB | 34000 | 30800 | 15.2 | 12 | 8.1 | 2.3 | 69 | 55 | 215568665
TRANE | 5TWR5036A1 | 5PX*D008AS3+TSTAT | *UHMD120CCV5 | 34000 | 31000 | 16 | 12 | 8.1 | 2.3 | 69 | 55 | 215568666
AMERICAN STANDARD | 5A6H5036A1 | 5PX*D008AS3+TSTAT | *UHMD120CCV5 | 34000 | 31000 | 16 | 12 | 8.1 | 2.3 | 69 | 55 | 215568667
TRANE | 5TWR5036A1 | 5PX*D008AS3+TSTAT | S8V2D120M5PCB | 34800 | 31600 | 16 | 12 | 8.5 | 2.3 | 70 | 56 | 215568670
AMERICAN STANDARD | 5A6H5036A1 | 5PX*D008AS3+TSTAT | S8V2D120M5PCB | 34800 | 31600 | 16 | 12 | 8.5 | 2.3 | 70 | 56 | 215568671
TRANE | 5TWR5036A1 | 5PX*D008AS3+TSTAT | S8X1D120M5PTC | 34400 | 31400 | 16 | 12 | 8.5 | 2.3 | 69 | 55 | 215568672
AMERICAN STANDARD | 5A6H5036A1 | 5PX*D008AS3+TSTAT | S8X1D120M5PTC | 34400 | 31400 | 16 | 12 | 8.5 | 2.3 | 69 | 55 | 215568673
TRANE | 5TWR5036A1 | 5PX*D010AS3+TSTAT | S9X1D120U5PSB | 34200 | 30600 | 16 | 12 | 8.1 | 2.4 | 69 | 55 | 215568674
AMERICAN STANDARD | 5A6H5036A1 | 5PX*D010AS3+TSTAT | S9X1D120U5PSB | 34200 | 30600 | 16 | 12 | 8.1 | 2.4 | 69 | 55 | 215568675
TRANE | 5TWR5036A1 | 5PX*D010AS3+TSTAT | S9V2D120U5VSB | 34800 | 31000 | 16 | 12 | 8.1 | 2.3 | 70 | 55 | 215568676
TRANE | 5TWR5060A1 | 5PX*C009AS3+TSTAT | S8X1C100M5PSC | 54500 | 54500 | 15.2 | 10 | 8.1 | 2.2 | 69 | 54 | 215569558
AMERICAN STANDARD | 5A6H5060A1 | 5PX*C009AS3+TSTAT | S8X1C100M5PSC | 54500 | 54500 | 15.2 | 10 | 8.1 | 2.2 | 69 | 54 | 215569559
TRANE | 5TWR5060A1 | 5PX*C009AS3+TSTAT+P0V0C000M50SD |  | 55000 | 53000 | 15.2 | 11.7 | 8.1 | 2.4 | 68 | 54 | 215569566
AMERICAN STANDARD | 5A6H5060A1 | 5PX*C009AS3+TSTAT+P0V0C000M50SD |  | 55000 | 53000 | 15.2 | 11.7 | 8.1 | 2.4 | 68 | 54 | 215569567
TRANE | 5TWR5060A1 | 5PX*C009AS3+TSTAT | L8V1C100U5VSB | 54500 | 52500 | 15.2 | 11.7 | 8.1 | 2.4 | 69 | 54 | 215569568
AMERICAN STANDARD | 5A6H5060A1 | 5PX*C009AS3+TSTAT | L8V1C100U5VSB | 54500 | 52500 | 15.2 | 11.7 | 8.1 | 2.4 | 69 | 54 | 215569569
TRANE | 5TWR5060A1 | 5PX*C009AS3+TSTAT | S8X2C100M5PTC | 54500 | 54500 | 15.2 | 10 | 8.1 | 2.2 | 69 | 54 | 215569570
AMERICAN STANDARD | 5A6H5060A1 | 5PX*C009AS3+TSTAT | S8X2C100M5PTC | 54500 | 54500 | 15.2 | 10 | 8.1 | 2.2 | 69 | 54 | 215569571
TRANE | 5TWR5060A1 | 5PX*C009AS3+TSTAT | S9X1C080U5PSB | 54500 | 54500 | 15.2 | 10 | 8.1 | 2.2 | 69 | 54 | 215569576
AMERICAN STANDARD | 5A6H5060A1 | 5PX*C009AS3+TSTAT | S9X1C080U5PSB | 54500 | 54500 | 15.2 | 10 | 8.1 | 2.2 | 69 | 54 | 215569577
TRANE | 5TWR5060A1 | 5PX*C009AS3+TSTAT | S9X2C080U5PSB | 54500 | 54500 | 15.2 | 10 | 8.1 | 2.2 | 69 | 54 | 215569580
AMERICAN STANDARD | 5A6H5060A1 | 5PX*C009AS3+TSTAT | S9X2C080U5PSB | 54500 | 54500 | 15.2 | 10 | 8.1 | 2.2 | 69 | 54 | 215569581
TRANE | 5TWR5060A1 | 5PX*C009AS3+TSTAT | S8X2C100M5PSC | 54500 | 54500 | 15.2 | 10 | 8.1 | 2.2 | 69 | 54 | 215569592
AMERICAN STANDARD | 5A6H5060A1 | 5PX*C009AS3+TSTAT | S8X2C100M5PSC | 54500 | 54500 | 15.2 | 10 | 8.1 | 2.2 | 69 | 54 | 215569593
TRANE | 5TWR5060A1 | 5PX*C009AS3+TSTAT | S8X1C100M5PTC | 54500 | 54500 | 15.2 | 10 | 8.1 | 2.2 | 69 | 54 | 215569594
AMERICAN STANDARD | 5A6H5060A1 | 5PX*C009AS3+TSTAT | S8X1C100M5PTC | 54500 | 54500 | 15.2 | 10 | 8.1 | 2.2 | 69 | 54 | 215569595
TRANE | 5TWR5060A1 | 5PX*CD09AS3+TSTAT+P0V0C000M50SD |  | 55000 | 53000 | 15.2 | 11.7 | 8.1 | 2.3 | 68 | 53 | 215569622
AMERICAN STANDARD | 5A6H5060A1 | 5PX*CD09AS3+TSTAT+P0V0C000M50SD |  | 55000 | 53000 | 15.2 | 11.7 | 8.1 | 2.3 | 68 | 53 | 215569623
TRANE | 5TWR5060A1 | 5PX*D010AS3+TSTAT | S8X2C080M5PSC | 53500 | 52500 | 15.2 | 11 | 8.1 | 2.2 | 69 | 54 | 215569630
AMERICAN STANDARD | 5A6H5060A1 | 5PX*D010AS3+TSTAT | S8X2C080M5PSC | 53500 | 52500 | 15.2 | 11 | 8.1 | 2.2 | 69 | 54 | 215569631
TRANE | 5TWR5060A1 | 5PX*D010AS3+TSTAT | S8X2C080M5PTC | 53500 | 52500 | 15.2 | 11 | 8.1 | 2.2 | 69 | 54 | 215569632
AMERICAN STANDARD | 5A6H5060A1 | 5PX*D010AS3+TSTAT | S8X2C080M5PTC | 53500 | 52500 | 15.2 | 11 | 8.1 | 2.2 | 69 | 54 | 215569633
TRANE | 5TWR5060A1 | 5PX*D010AS3+TSTAT | S9X2D120U5PSB | 54500 | 53000 | 15.2 | 11.7 | 8.1 | 2.4 | 68 | 54 | 215569636
TRANE | 5TWR5048A1 | 5TXCD008AS3+TSTAT | S9X2D120U5PSB | 44000 | 43500 | 15.2 | 11.7 | 8.1 | 2.1 | 68 | 52 | 215566656
AMERICAN STANDARD | 5A6H5048A1 | 5TXCD008AS3+TSTAT | S9X2D120U5PSB | 44000 | 43500 | 15.2 | 11.7 | 8.1 | 2.1 | 68 | 52 | 215566657
TRANE | 5TWR5048A1 | 5TXCD008AS3+TSTAT | S9X1D120U5PSB | 44000 | 43500 | 15.2 | 11.7 | 8.1 | 2.1 | 68 | 52 | 215566662
AMERICAN STANDARD | 5A6H5048A1 | 5TXCD008AS3+TSTAT | S9X1D120U5PSB | 44000 | 43500 | 15.2 | 11.7 | 8.1 | 2.1 | 68 | 52 | 215566663
TRANE | 5TWR5048A1 | 5TXCD008AS3+TSTAT | S9V2C100U4VSB | 43500 | 43000 | 15.2 | 11.7 | 8.1 | 2 | 67 | 52 | 215566670
AMERICAN STANDARD | 5A6H5048A1 | 5TXCD008AS3+TSTAT | S9V2C100U4VSB | 43500 | 43000 | 15.2 | 11.7 | 8.1 | 2 | 67 | 52 | 215566671
TRANE | 5TWR5048A1 | 5TXCD008AS3+TSTAT+P0V0D000M50SD |  | 45000 | 43500 | 16 | 12 | 8.1 | 2.1 | 67 | 51 | 215566702
AMERICAN STANDARD | 5A6H5048A1 | 5TXCD008AS3+TSTAT+P0V0D000M50SD |  | 45000 | 43500 | 16 | 12 | 8.1 | 2.1 | 67 | 51 | 215566703
TRANE | 5TWR5060A1 | 5TXCC009AS3+TSTAT | S8X1C100M5PTC | 54500 | 54500 | 15.2 | 10 | 8.1 | 2.2 | 69 | 54 | 215566716
AMERICAN STANDARD | 5A6H5060A1 | 5TXCC009AS3+TSTAT | S8X1C100M5PTC | 54500 | 54500 | 15.2 | 10 | 8.1 | 2.2 | 69 | 54 | 215566717
TRANE | 5TWR5060A1 | 5TXCC009AS3+TSTAT+P0V0C000M50SD |  | 55000 | 53000 | 15.2 | 11.7 | 8.1 | 2.4 | 68 | 54 | 215566720
AMERICAN STANDARD | 5A6H5060A1 | 5TXCC009AS3+TSTAT+P0V0C000M50SD |  | 55000 | 53000 | 15.2 | 11.7 | 8.1 | 2.4 | 68 | 54 | 215566721
TRANE | 5TWR5060A1 | 5TXCC009AS3+TSTAT | S9X2C080U5PSB | 54500 | 54500 | 15.2 | 10 | 8.1 | 2.2 | 69 | 54 | 215566724
AMERICAN STANDARD | 5A6H5060A1 | 5TXCC009AS3+TSTAT | S9X2C080U5PSB | 54500 | 54500 | 15.2 | 10 | 8.1 | 2.2 | 69 | 54 | 215566725
TRANE | 5TWR5060A1 | 5TXCC009AS3+TSTAT | S9X1C080U5PSB | 54500 | 54500 | 15.2 | 10 | 8.1 | 2.2 | 69 | 54 | 215566728
AMERICAN STANDARD | 5A6H5060A1 | 5TXCC009AS3+TSTAT | S9X1C080U5PSB | 54500 | 54500 | 15.2 | 10 | 8.1 | 2.2 | 69 | 54 | 215566729
TRANE | 5TWR5030A1 | 5PX*B006AS3+TSTAT | S9X2B040U3PSB | 28800 | 26000 | 16 | 11.7 | 8.1 | 2.1 | 68 | 53 | 215567718
AMERICAN STANDARD | 5A6H5030A1 | 5PX*B006AS3+TSTAT | S9X2B040U3PSB | 28800 | 26000 | 16 | 11.7 | 8.1 | 2.1 | 68 | 53 | 215567719
TRANE | 5TWR5030A1 | 5PX*B006AS3+TSTAT+P0V0B000M40SD |  | 29200 | 25800 | 16 | 12 | 8.1 | 2.1 | 67 | 52 | 215567734
AMERICAN STANDARD | 5A6H5030A1 | 5PX*B006AS3+TSTAT+P0V0B000M40SD |  | 29200 | 25800 | 16 | 12 | 8.1 | 2.1 | 67 | 52 | 215567735
TRANE | 5TWR5030A1 | 5PX*B006AS3+TSTAT | S8X1A040M3PSC | 27000 | 24200 | 16 | 12 | 8.1 | 2 | 67 | 52 | 215567748
AMERICAN STANDARD | 5A6H5030A1 | 5PX*B006AS3+TSTAT | S8X1A040M3PSC | 27000 | 24200 | 16 | 12 | 8.1 | 2 | 67 | 52 | 215567749
TRANE | 5TWR5030A1 | 5PX*B006AS3+TSTAT | S8X1A040M3PTC | 27000 | 24200 | 16 | 12 | 8.1 | 2 | 67 | 52 | 215567750
AMERICAN STANDARD | 5A6H5030A1 | 5PX*B006AS3+TSTAT | S8X1A040M3PTC | 27000 | 24200 | 16 | 12 | 8.1 | 2 | 67 | 52 | 215567751
TRANE | 5TWR5030A1 | 5PX*B006AS3+TSTAT | S8X2A040M3PSC | 27000 | 24200 | 16 | 12 | 8.1 | 2 | 67 | 52 | 215567760
AMERICAN STANDARD | 5A6H5030A1 | 5PX*B006AS3+TSTAT | S8X2A040M3PSC | 27000 | 24200 | 16 | 12 | 8.1 | 2 | 67 | 52 | 215567761
TRANE | 5TWR5030A1 | 5PX*B006AS3+TSTAT | S8X2A040M3PTC | 27000 | 24200 | 16 | 12 | 8.1 | 2 | 67 | 52 | 215567762
AMERICAN STANDARD | 5A6H5030A1 | 5PX*B006AS3+TSTAT | S8X2A040M3PTC | 27000 | 24200 | 16 | 12 | 8.1 | 2 | 67 | 52 | 215567763
TRANE | 5TWR5030A1 | 5PX*B006AS3+TSTAT | S9V2B040U3PSC | 28600 | 26200 | 15.2 | 12 | 8.1 | 2.1 | 66 | 51 | 215567772
AMERICAN STANDARD | 5A6H5030A1 | 5PX*B006AS3+TSTAT | S9V2B040U3PSC | 28600 | 26200 | 15.2 | 12 | 8.1 | 2.1 | 66 | 51 | 215567773
TRANE | 5TWR5030A1 | 5PX*B006AS3+TSTAT | S9V2B040U3VSB | 28600 | 26200 | 15.2 | 12 | 8.1 | 2.1 | 66 | 51 | 215567774
AMERICAN STANDARD | 5A6H5030A1 | 5PX*B006AS3+TSTAT | S9V2B040U3VSB | 28600 | 26200 | 15.2 | 12 | 8.1 | 2.1 | 66 | 51 | 215567775
TRANE | 5TWR5030A1 | 5PX*B006AS3+TSTAT | *UHMB060CCV3 | 28000 | 25400 | 15.2 | 12 | 8.1 | 2.1 | 67 | 52 | 215567778
AMERICAN STANDARD | 5A6H5030A1 | 5PX*B006AS3+TSTAT | *UHMB060CCV3 | 28000 | 25400 | 15.2 | 12 | 8.1 | 2.1 | 67 | 52 | 215567779
TRANE | 5TWR5030A1 | 5PX*B006AS3+TSTAT | S9V2B080U4PSC | 28400 | 26000 | 15.2 | 12 | 8.1 | 2.1 | 66 | 51 | 215567784
AMERICAN STANDARD | 5A6H5030A1 | 5PX*B006AS3+TSTAT | S9V2B080U4PSC | 28400 | 26000 | 15.2 | 12 | 8.1 | 2.1 | 66 | 51 | 215567785
AMERICAN STANDARD | 5A6H5060A1 | 5PX*D010AS3+TSTAT | S9X2D120U5PSB | 54500 | 53000 | 15.2 | 11.7 | 8.1 | 2.4 | 68 | 54 | 215569637
TRANE | 5TWR5060A1 | 5PX*D010AS3+TSTAT | S9X1D120U5PSB | 54500 | 53000 | 15.2 | 11.7 | 8.1 | 2.4 | 68 | 54 | 215569638
AMERICAN STANDARD | 5A6H5060A1 | 5PX*D010AS3+TSTAT | S9X1D120U5PSB | 54500 | 53000 | 15.2 | 11.7 | 8.1 | 2.4 | 68 | 54 | 215569639
TRANE | 5TWR5060A1 | 5PX*D010AS3+TSTAT | S8X2D120M5PSC | 55000 | 53000 | 15.2 | 11.7 | 8.1 | 2.3 | 69 | 54 | 215569640
AMERICAN STANDARD | 5A6H5060A1 | 5PX*D010AS3+TSTAT | S8X2D120M5PSC | 55000 | 53000 | 15.2 | 11.7 | 8.1 | 2.3 | 69 | 54 | 215569641
TRANE | 5TWR5060A1 | 5PX*D010AS3+TSTAT | S9V2C100U5PSC | 52500 | 51000 | 15.2 | 11.7 | 8.1 | 2.3 | 68 | 54 | 215569642
AMERICAN STANDARD | 5A6H5060A1 | 5PX*D010AS3+TSTAT | S9V2C100U5PSC | 52500 | 51000 | 15.2 | 11.7 | 8.1 | 2.3 | 68 | 54 | 215569643
TRANE | 5TWR5060A1 | 5PX*D010AS3+TSTAT | L8V1C100U5VSB | 53000 | 51500 | 15.2 | 11.7 | 8.1 | 2.3 | 68 | 54 | 215569646
AMERICAN STANDARD | 5A6H5060A1 | 5PX*D010AS3+TSTAT | L8V1C100U5VSB | 53000 | 51500 | 15.2 | 11.7 | 8.1 | 2.3 | 68 | 54 | 215569647
TRANE | 5TWR5060A1 | 5PX*D010AS3+TSTAT | S9V2D120U5VSB | 54000 | 52500 | 15.2 | 11.7 | 8.1 | 2.4 | 68 | 53 | 215569654
AMERICAN STANDARD | 5A6H5060A1 | 5PX*D010AS3+TSTAT | S9V2D120U5VSB | 54000 | 52500 | 15.2 | 11.7 | 8.1 | 2.4 | 68 | 53 | 215569655
TRANE | 5TWR5060A1 | 5PX*D010AS3+TSTAT | S8X2D120M5PTC | 55000 | 53000 | 15.2 | 11.7 | 8.1 | 2.3 | 69 | 54 | 215569656
AMERICAN STANDARD | 5A6H5060A1 | 5PX*D010AS3+TSTAT | S8X2D120M5PTC | 55000 | 53000 | 15.2 | 11.7 | 8.1 | 2.3 | 69 | 54 | 215569657
TRANE | 5TWR5060A1 | 5PX*D010AS3+TSTAT | S9V2D120U5PSC | 54000 | 52500 | 15.2 | 11.7 | 8.1 | 2.4 | 68 | 53 | 215569660
AMERICAN STANDARD | 5A6H5060A1 | 5PX*D010AS3+TSTAT | S9V2D120U5PSC | 54000 | 52500 | 15.2 | 11.7 | 8.1 | 2.4 | 68 | 53 | 215569661
TRANE | 5TWR5060A1 | 5PX*D010AS3+TSTAT | S8X1D120M5PTC | 55000 | 53000 | 15.2 | 11.7 | 8.1 | 2.3 | 69 | 54 | 215569662
AMERICAN STANDARD | 5A6H5060A1 | 5PX*D010AS3+TSTAT | S8X1D120M5PTC | 55000 | 53000 | 15.2 | 11.7 | 8.1 | 2.3 | 69 | 54 | 215569663
TRANE | 5TWR5060A1 | 5PX*D010AS3+TSTAT | S8X1D120M5PSC | 55000 | 53000 | 15.2 | 11.7 | 8.1 | 2.3 | 69 | 54 | 215569664
AMERICAN STANDARD | 5A6H5060A1 | 5PX*D010AS3+TSTAT | S8X1D120M5PSC | 55000 | 53000 | 15.2 | 11.7 | 8.1 | 2.3 | 69 | 54 | 215569665
TRANE | 5TWR5060A1 | 5PX*D010AS3+TSTAT | S8X1C080M5PTC | 53500 | 52500 | 15.2 | 11 | 8.1 | 2.2 | 69 | 54 | 215569670
AMERICAN STANDARD | 5A6H5060A1 | 5PX*D010AS3+TSTAT | S8X1C080M5PTC | 53500 | 52500 | 15.2 | 11 | 8.1 | 2.2 | 69 | 54 | 215569671
TRANE | 5TWR5060A1 | 5PX*D010AS3+TSTAT | S8X1C080M5PSC | 53500 | 52500 | 15.2 | 11 | 8.1 | 2.2 | 69 | 54 | 215569672
AMERICAN STANDARD | 5A6H5060A1 | 5PX*D010AS3+TSTAT | S8X1C080M5PSC | 53500 | 52500 | 15.2 | 11 | 8.1 | 2.2 | 69 | 54 | 215569673
TRANE | 5TWR5060A1 | 5PX*D010AS3+TSTAT+P0V0D000M50SD |  | 55000 | 53000 | 15.2 | 12 | 8.1 | 2.4 | 68 | 53 | 215569674
AMERICAN STANDARD | 5A6H5060A1 | 5PX*D010AS3+TSTAT+P0V0D000M50SD |  | 55000 | 53000 | 15.2 | 12 | 8.1 | 2.4 | 68 | 53 | 215569675
TRANE | 5TWR5060A1 | 5PX*D010AS3+TSTAT | S8V2D120M5PCB | 54500 | 53000 | 15.2 | 11.7 | 8.1 | 2.4 | 68 | 54 | 215569688
AMERICAN STANDARD | 5A6H5060A1 | 5PX*D010AS3+TSTAT | S8V2D120M5PCB | 54500 | 53000 | 15.2 | 11.7 | 8.1 | 2.4 | 68 | 54 | 215569689
TRANE | 5TWR5060A1 | 5PX*D010AS3+TSTAT | S8V2D120M5PDB | 54500 | 53000 | 15.2 | 11.7 | 8.1 | 2.4 | 68 | 54 | 215569690
AMERICAN STANDARD | 5A6H5060A1 | 5PX*D010AS3+TSTAT | S8V2D120M5PDB | 54500 | 53000 | 15.2 | 11.7 | 8.1 | 2.4 | 68 | 54 | 215569691
TRANE | 5TWR5060A1 | 5PX*D010AS3+TSTAT+P0V0C000M50SD |  | 53500 | 51500 | 15.2 | 11.7 | 8.1 | 2.3 | 68 | 53 | 215569692
AMERICAN STANDARD | 5A6H5060A1 | 5PX*D010AS3+TSTAT+P0V0C000M50SD |  | 53500 | 51500 | 15.2 | 11.7 | 8.1 | 2.3 | 68 | 53 | 215569693
AMERICAN STANDARD | 5A6H5036A1 | 5PX*DD10AS3+TSTAT | S8V2D120M5PDB | 34200 | 31400 | 16 | 12 | 8.1 | 2.3 | 69 | 55 | 215568717
TRANE | 5TWR5036A1 | 5PX*DD10AS3+TSTAT | S8V2D120M5PDB | 34200 | 31400 | 16 | 12 | 8.1 | 2.3 | 69 | 55 | 215568716
AMERICAN STANDARD | 5A6H5036A1 | 5PX*DD10AS3+TSTAT | S8V2D120M5PCB | 34200 | 31400 | 16 | 12 | 8.1 | 2.3 | 69 | 55 | 215568715
TRANE | 5TWR5036A1 | 5PX*DD10AS3+TSTAT | S8V2D120M5PCB | 34200 | 31400 | 16 | 12 | 8.1 | 2.3 | 69 | 55 | 215568714
AMERICAN STANDARD | 5A6H5036A1 | 5PX*DD10AS3+TSTAT | *DHMD120CCV5 | 33800 | 30800 | 16 | 12 | 8.1 | 2.3 | 69 | 56 | 215568711
TRANE | 5TWR5036A1 | 5PX*DD10AS3+TSTAT | *DHMD120CCV5 | 33800 | 30800 | 16 | 12 | 8.1 | 2.3 | 69 | 56 | 215568710
AMERICAN STANDARD | 5A6H5036A1 | 5PX*DD10AS3+TSTAT | S9X2D120D5PSB | 34400 | 31400 | 15.2 | 12 | 8.1 | 2.3 | 69 | 56 | 215568709
TRANE | 5TWR5036A1 | 5PX*DD10AS3+TSTAT | S9X2D120D5PSB | 34400 | 31400 | 15.2 | 12 | 8.1 | 2.3 | 69 | 56 | 215568708
AMERICAN STANDARD | 5A6H5036A1 | 5PX*DD10AS3+TSTAT | S9X1D120D5PSB | 34400 | 31400 | 15.2 | 12 | 8.1 | 2.3 | 69 | 56 | 215568707
TRANE | 5TWR5036A1 | 5PX*DD10AS3+TSTAT | S9X1D120D5PSB | 34400 | 31400 | 15.2 | 12 | 8.1 | 2.3 | 69 | 56 | 215568706
AMERICAN STANDARD | 5A6H5036A1 | 5PX*DD10AS3+TSTAT | S8X1D120M5PSC | 34200 | 31000 | 16 | 12 | 8.1 | 2.3 | 70 | 55 | 215568705
TRANE | 5TWR5036A1 | 5PX*DD10AS3+TSTAT | S8X1D120M5PSC | 34200 | 31000 | 16 | 12 | 8.1 | 2.3 | 70 | 55 | 215568704
AMERICAN STANDARD | 5A6H5036A1 | 5PX*DD10AS3+TSTAT | S8X1D120M5PTC | 34200 | 31000 | 16 | 12 | 8.1 | 2.3 | 70 | 55 | 215568703
TRANE | 5TWR5036A1 | 5PX*DD10AS3+TSTAT | S8X1D120M5PTC | 34200 | 31000 | 16 | 12 | 8.1 | 2.3 | 70 | 55 | 215568702
AMERICAN STANDARD | 5A6H5036A1 | 5PX*DD10AS3+TSTAT | S8X2D120M5PSC | 34200 | 31000 | 16 | 12 | 8.1 | 2.3 | 70 | 55 | 215568701
TRANE | 5TWR5036A1 | 5PX*DD10AS3+TSTAT | S8X2D120M5PSC | 34200 | 31000 | 16 | 12 | 8.1 | 2.3 | 70 | 55 | 215568700
AMERICAN STANDARD | 5A6H5036A1 | 5PX*DD10AS3+TSTAT | S8X2D120M5PTC | 34200 | 31000 | 16 | 12 | 8.1 | 2.3 | 70 | 55 | 215568699
TRANE | 5TWR5036A1 | 5PX*DD10AS3+TSTAT | S8X2D120M5PTC | 34200 | 31000 | 16 | 12 | 8.1 | 2.3 | 70 | 55 | 215568698
AMERICAN STANDARD | 5A6H5036A1 | 5PX*D010AS3+TSTAT | *UHMD120CCV5 | 35000 | 31600 | 16 | 12 | 8.5 | 2.3 | 70 | 56 | 215568697
TRANE | 5TWR5036A1 | 5PX*D010AS3+TSTAT | *UHMD120CCV5 | 35000 | 31600 | 16 | 12 | 8.5 | 2.3 | 70 | 56 | 215568696
AMERICAN STANDARD | 5A6H5036A1 | 5PX*D010AS3+TSTAT |  | 34200 | 32000 | 15.2 | 11.7 | 8.1 | 2.2 | 69 | 56 | 215568695
TRANE | 5TWR5036A1 | 5PX*D010AS3+TSTAT |  | 34200 | 32000 | 15.2 | 11.7 | 8.1 | 2.2 | 69 | 56 | 215568694
AMERICAN STANDARD | 5A6H5036A1 | 5PX*D010AS3+TSTAT | S8V2D120M5PCB | 34800 | 31200 | 16.5 | 12 | 8.1 | 2.3 | 69 | 55 | 215568693
TRANE | 5TWR5036A1 | 5PX*D010AS3+TSTAT | S8V2D120M5PCB | 34800 | 31200 | 16.5 | 12 | 8.1 | 2.3 | 69 | 55 | 215568692
AMERICAN STANDARD | 5A6H5036A1 | 5PX*D010AS3+TSTAT | S9X2D120U5PSB | 34200 | 30600 | 16 | 12 | 8.1 | 2.4 | 69 | 55 | 215568691
TRANE | 5TWR5036A1 | 5PX*D010AS3+TSTAT | S9X2D120U5PSB | 34200 | 30600 | 16 | 12 | 8.1 | 2.4 | 69 | 55 | 215568690
AMERICAN STANDARD | 5A6H5036A1 | 5PX*D010AS3+TSTAT | S8X1D120M5PSC | 34800 | 31200 | 16 | 12 | 8.1 | 2.3 | 69 | 55 | 215568689
TRANE | 5TWR5036A1 | 5PX*D010AS3+TSTAT | S8X1D120M5PSC | 34800 | 31200 | 16 | 12 | 8.1 | 2.3 | 69 | 55 | 215568688
AMERICAN STANDARD | 5A6H5036A1 | 5PX*D010AS3+TSTAT | S8V2D120M5PDB | 34800 | 31200 | 16.5 | 12 | 8.1 | 2.3 | 69 | 55 | 215568687
TRANE | 5TWR5036A1 | 5PX*D010AS3+TSTAT | S8V2D120M5PDB | 34800 | 31200 | 16.5 | 12 | 8.1 | 2.3 | 69 | 55 | 215568686
AMERICAN STANDARD | 5A6H5036A1 | 5PX*D010AS3+TSTAT | S8X1D120M5PTC | 34800 | 31200 | 16 | 12 | 8.1 | 2.3 | 69 | 55 | 215568685
TRANE | 5TWR5036A1 | 5PX*D010AS3+TSTAT | S8X1D120M5PTC | 34800 | 31200 | 16 | 12 | 8.1 | 2.3 | 69 | 55 | 215568684
AMERICAN STANDARD | 5A6H5036A1 | 5PX*D010AS3+TSTAT | S8X2D120M5PSC | 34800 | 31200 | 16 | 12 | 8.1 | 2.3 | 69 | 55 | 215568683
TRANE | 5TWR5036A1 | 5PX*D010AS3+TSTAT | S8X2D120M5PSC | 34800 | 31200 | 16 | 12 | 8.1 | 2.3 | 69 | 55 | 215568682
AMERICAN STANDARD | 5A6H5036A1 | 5PX*D010AS3+TSTAT | S8X2D120M5PTC | 34800 | 31200 | 16 | 12 | 8.1 | 2.3 | 69 | 55 | 215568681
TRANE | 5TWR5036A1 | 5PX*D010AS3+TSTAT | S8X2D120M5PTC | 34800 | 31200 | 16 | 12 | 8.1 | 2.3 | 69 | 55 | 215568680
AMERICAN STANDARD | 5A6H5036A1 | 5PX*D010AS3+TSTAT | S9V2D120U5PSC | 34800 | 31000 | 16 | 12 | 8.1 | 2.3 | 70 | 55 | 215568679
TRANE | 5TWR5036A1 | 5PX*D010AS3+TSTAT | S9V2D120U5PSC | 34800 | 31000 | 16 | 12 | 8.1 | 2.3 | 70 | 55 | 215568678
AMERICAN STANDARD | 5A6H5036A1 | 5PX*D010AS3+TSTAT | S9V2D120U5VSB | 34800 | 31000 | 16 | 12 | 8.1 | 2.3 | 70 | 55 | 215568677
AMERICAN STANDARD | 5A6H5048A1 | 5PX*D010AS3+TSTAT | S9V2D120U5VSB | 45500 | 43000 | 16 | 12 | 8.1 | 2.1 | 67 | 52 | 215574177
TRANE | 5TWR5048A1 | 5PX*D010AS3+TSTAT | S9V2D120U5VSB | 45500 | 43000 | 16 | 12 | 8.1 | 2.1 | 67 | 52 | 215574176
AMERICAN STANDARD | 5A6H5042A1 | 5PX*C009AS3+TSTAT+P0V0C000M50SD |  | 41000 | 39000 | 16.5 | 12 | 8.1 | 2.2 | 65 | 49 | 215574171
TRANE | 5TWR5042A1 | 5PX*C009AS3+TSTAT+P0V0C000M50SD |  | 41000 | 39000 | 16.5 | 12 | 8.1 | 2.2 | 65 | 49 | 215574170
AMERICAN STANDARD | 5A6H5042A1 | 5PX*C007AS3+TSTAT | *UHMC100CCV4 | 39500 | 39000 | 16 | 12 | 8.1 | 2.1 | 65 | 49 | 215574169
TRANE | 5TWR5042A1 | 5PX*C007AS3+TSTAT | *UHMC100CCV4 | 39500 | 39000 | 16 | 12 | 8.1 | 2.1 | 65 | 49 | 215574168
AMERICAN STANDARD | 5A6H5042A1 | 5PX*B006AS3+TSTAT+P0V0B000M40SD |  | 40000 | 39500 | 16 | 12 | 8.1 | 2.1 | 66 | 50 | 215568801
TRANE | 5TWR5042A1 | 5PX*B006AS3+TSTAT+P0V0B000M40SD |  | 40000 | 39500 | 16 | 12 | 8.1 | 2.1 | 66 | 50 | 215568800
AMERICAN STANDARD | 5A6H5042A1 | 5PX*B006AS3+TSTAT | S9V2B080U4VSB | 39000 | 40000 | 15.2 | 12 | 8.1 | 2.1 | 64 | 48 | 215568799
TRANE | 5TWR5042A1 | 5PX*B006AS3+TSTAT | S9V2B080U4VSB | 39000 | 40000 | 15.2 | 12 | 8.1 | 2.1 | 64 | 48 | 215568798
AMERICAN STANDARD | 5A6H5042A1 | 5PX*B006AS3+TSTAT | S8X1B080M4PSC | 39500 | 39000 | 15.2 | 12 | 8.1 | 2.1 | 66 | 50 | 215568785
TRANE | 5TWR5042A1 | 5PX*B006AS3+TSTAT | S8X1B080M4PSC | 39500 | 39000 | 15.2 | 12 | 8.1 | 2.1 | 66 | 50 | 215568784
AMERICAN STANDARD | 5A6H5042A1 | 5PX*B006AS3+TSTAT | S8X1B080M4PTC | 39500 | 39000 | 15.2 | 12 | 8.1 | 2.1 | 66 | 50 | 215568783
TRANE | 5TWR5042A1 | 5PX*B006AS3+TSTAT | S8X1B080M4PTC | 39500 | 39000 | 15.2 | 12 | 8.1 | 2.1 | 66 | 50 | 215568782
AMERICAN STANDARD | 5A6H5042A1 | 5PX*B006AS3+TSTAT | S8X2B080M4PSC | 39500 | 39000 | 15.2 | 12 | 8.1 | 2.1 | 66 | 50 | 215568777
TRANE | 5TWR5042A1 | 5PX*B006AS3+TSTAT | S8X2B080M4PSC | 39500 | 39000 | 15.2 | 12 | 8.1 | 2.1 | 66 | 50 | 215568776
AMERICAN STANDARD | 5A6H5042A1 | 5PX*B006AS3+TSTAT | S8X2B080M4PTC | 39500 | 39000 | 15.2 | 12 | 8.1 | 2.1 | 66 | 50 | 215568775
TRANE | 5TWR5042A1 | 5PX*B006AS3+TSTAT | S8X2B080M4PTC | 39500 | 39000 | 15.2 | 12 | 8.1 | 2.1 | 66 | 50 | 215568774
AMERICAN STANDARD | 5A6H5042A1 | 5PX*B006AS3+TSTAT | S9V2B060U4PSC | 39000 | 39500 | 15.2 | 12 | 8.1 | 2.1 | 65 | 49 | 215568773
TRANE | 5TWR5042A1 | 5PX*B006AS3+TSTAT | S9V2B060U4PSC | 39000 | 39500 | 15.2 | 12 | 8.1 | 2.1 | 65 | 49 | 215568772
AMERICAN STANDARD | 5A6H5042A1 | 5PX*B006AS3+TSTAT | S9V2B080U4PSC | 39500 | 40000 | 15.2 | 12 | 8.1 | 2.1 | 64 | 48 | 215568771
TRANE | 5TWR5042A1 | 5PX*B006AS3+TSTAT | S9V2B080U4PSC | 39500 | 40000 | 15.2 | 12 | 8.1 | 2.1 | 64 | 48 | 215568770
AMERICAN STANDARD | 5A6H5042A1 | 5PX*B006AS3+TSTAT | S9X1B060U4PSB | 38000 | 39000 | 15.2 | 12 | 8.1 | 2.1 | 65 | 49 | 215568769
TRANE | 5TWR5042A1 | 5PX*B006AS3+TSTAT | S9X1B060U4PSB | 38000 | 39000 | 15.2 | 12 | 8.1 | 2.1 | 65 | 49 | 215568768
AMERICAN STANDARD | 5A6H5042A1 | 5PX*B006AS3+TSTAT | S9X1B080U4PSB | 39000 | 39000 | 15.2 | 12 | 8.1 | 2.1 | 65 | 49 | 215568767
TRANE | 5TWR5042A1 | 5PX*B006AS3+TSTAT | S9X1B080U4PSB | 39000 | 39000 | 15.2 | 12 | 8.1 | 2.1 | 65 | 49 | 215568766
AMERICAN STANDARD | 5A6H5042A1 | 5PX*B006AS3+TSTAT | S9X2B060U4PSB | 38000 | 39000 | 15.2 | 12 | 8.1 | 2.1 | 65 | 49 | 215568765
TRANE | 5TWR5042A1 | 5PX*B006AS3+TSTAT | S9X2B060U4PSB | 38000 | 39000 | 15.2 | 12 | 8.1 | 2.1 | 65 | 49 | 215568764
AMERICAN STANDARD | 5A6H5042A1 | 5PX*B006AS3+TSTAT | S9X2B080U4PSB | 39000 | 39000 | 15.2 | 12 | 8.1 | 2.1 | 65 | 49 | 215568763
TRANE | 5TWR5042A1 | 5PX*B006AS3+TSTAT | S9X2B080U4PSB | 39000 | 39000 | 15.2 | 12 | 8.1 | 2.1 | 65 | 49 | 215568762
TRANE | 5TWR5060A1 | 5TXCC009AS3+TSTAT | S8X2C100M5PTC | 54500 | 54500 | 15.2 | 10 | 8.1 | 2.2 | 69 | 54 | 215566732
AMERICAN STANDARD | 5A6H5060A1 | 5TXCC009AS3+TSTAT | S8X2C100M5PTC | 54500 | 54500 | 15.2 | 10 | 8.1 | 2.2 | 69 | 54 | 215566733
TRANE | 5TWR5060A1 | 5TXCC009AS3+TSTAT | S8X2C100M5PSC | 54500 | 54500 | 15.2 | 10 | 8.1 | 2.2 | 69 | 54 | 215566738
AMERICAN STANDARD | 5A6H5060A1 | 5TXCC009AS3+TSTAT | S8X2C100M5PSC | 54500 | 54500 | 15.2 | 10 | 8.1 | 2.2 | 69 | 54 | 215566739
TRANE | 5TWR5060A1 | 5TXCC009AS3+TSTAT | S8X1C100M5PSC | 54500 | 54500 | 15.2 | 10 | 8.1 | 2.2 | 69 | 54 | 215566746
AMERICAN STANDARD | 5A6H5060A1 | 5TXCC009AS3+TSTAT | S8X1C100M5PSC | 54500 | 54500 | 15.2 | 10 | 8.1 | 2.2 | 69 | 54 | 215566747
TRANE | 5TWR5060A1 | 5TXCC009AS3+TSTAT | L8V1C100U5VSB | 54500 | 52500 | 15.2 | 11.7 | 8.1 | 2.4 | 69 | 54 | 215566750
AMERICAN STANDARD | 5A6H5060A1 | 5TXCC009AS3+TSTAT | L8V1C100U5VSB | 54500 | 52500 | 15.2 | 11.7 | 8.1 | 2.4 | 69 | 54 | 215566751
TRANE | 5TWR5060A1 | 5TXCD008AS3+TSTAT+P0V0D000M50SD |  | 54000 | 53500 | 15.2 | 11.7 | 8.1 | 2.4 | 68 | 53 | 215566776
AMERICAN STANDARD | 5A6H5060A1 | 5TXCD008AS3+TSTAT+P0V0D000M50SD |  | 54000 | 53500 | 15.2 | 11.7 | 8.1 | 2.4 | 68 | 53 | 215566777
TRANE | 5TWR5030A1 | 5PX*BD06AS3+TSTAT+P0V0B000M40SD |  | 28800 | 26400 | 16 | 12 | 8.1 | 2.1 | 67 | 52 | 215567868
AMERICAN STANDARD | 5A6H5030A1 | 5PX*BD06AS3+TSTAT+P0V0B000M40SD |  | 28800 | 26400 | 16 | 12 | 8.1 | 2.1 | 67 | 52 | 215567869
AMERICAN STANDARD | 5A6H5042A1 | 5PX*C005AS3+TSTAT+P0V0C000M50SD |  | 38500 | 39000 | 15.2 | 12 | 8.1 | 2.1 | 66 | 50 | 215568863
TRANE | 5TWR5042A1 | 5PX*C005AS3+TSTAT+P0V0C000M50SD |  | 38500 | 39000 | 15.2 | 12 | 8.1 | 2.1 | 66 | 50 | 215568862
AMERICAN STANDARD | 5A6H5030A1 | 5PX*CD07AS3+TSTAT | S8V2C100M5PCB | 28600 | 26400 | 15.2 | 12 | 8.1 | 2 | 67 | 52 | 215568019
TRANE | 5TWR5030A1 | 5PX*CD07AS3+TSTAT | S8V2C100M5PCB | 28600 | 26400 | 15.2 | 12 | 8.1 | 2 | 67 | 52 | 215568018
AMERICAN STANDARD | 5A6H5030A1 | 5PX*CD07AS3+TSTAT | S8V2C100M5PDB | 28600 | 26400 | 15.2 | 12 | 8.1 | 2 | 67 | 52 | 215568017
TRANE | 5TWR5030A1 | 5PX*CD07AS3+TSTAT | S8V2C100M5PDB | 28600 | 26400 | 15.2 | 12 | 8.1 | 2 | 67 | 52 | 215568016
AMERICAN STANDARD | 5A6H5030A1 | 5PX*CD07AS3+TSTAT | S9V2C100D4VSB | 28600 | 26000 | 16 | 12 | 8.1 | 2.1 | 68 | 52 | 215568011
TRANE | 5TWR5030A1 | 5PX*CD07AS3+TSTAT | S9V2C100D4VSB | 28600 | 26000 | 16 | 12 | 8.1 | 2.1 | 68 | 52 | 215568010
AMERICAN STANDARD | 5A6H5030A1 | 5PX*CD07AS3+TSTAT | S9V2C100D5PSC | 28600 | 26000 | 16 | 12 | 8.1 | 2.1 | 68 | 52 | 215568009
TRANE | 5TWR5030A1 | 5PX*CD07AS3+TSTAT | S9V2C100D5PSC | 28600 | 26000 | 16 | 12 | 8.1 | 2.1 | 68 | 52 | 215568008
AMERICAN STANDARD | 5A6H5030A1 | 5PX*C007AS3+TSTAT | S8X1C080M5PSC | 28600 | 25600 | 15.2 | 12 | 8.1 | 2.1 | 68 | 52 | 215567963
TRANE | 5TWR5030A1 | 5PX*C007AS3+TSTAT | S8X1C080M5PSC | 28600 | 25600 | 15.2 | 12 | 8.1 | 2.1 | 68 | 52 | 215567962
AMERICAN STANDARD | 5A6H5030A1 | 5PX*C007AS3+TSTAT | S8X1C080M5PTC | 28600 | 25600 | 15.2 | 12 | 8.1 | 2.1 | 68 | 52 | 215567961
TRANE | 5TWR5030A1 | 5PX*C007AS3+TSTAT | S8X1C080M5PTC | 28600 | 25600 | 15.2 | 12 | 8.1 | 2.1 | 68 | 52 | 215567960
AMERICAN STANDARD | 5A6H5030A1 | 5PX*C007AS3+TSTAT | S8X2C080M5PSC | 28600 | 25600 | 15.2 | 12 | 8.1 | 2.1 | 68 | 52 | 215567959
TRANE | 5TWR5030A1 | 5PX*C007AS3+TSTAT | S8X2C080M5PSC | 28600 | 25600 | 15.2 | 12 | 8.1 | 2.1 | 68 | 52 | 215567958
AMERICAN STANDARD | 5A6H5030A1 | 5PX*C007AS3+TSTAT | S8X2C080M5PTC | 28600 | 25600 | 15.2 | 12 | 8.1 | 2.1 | 68 | 52 | 215567957
TRANE | 5TWR5030A1 | 5PX*C007AS3+TSTAT | S8X2C080M5PTC | 28600 | 25600 | 15.2 | 12 | 8.1 | 2.1 | 68 | 52 | 215567956
AMERICAN STANDARD | 5A6H5030A1 | 5PX*C007AS3+TSTAT | S9V2C080U5PSC | 29000 | 25600 | 16 | 12 | 8.1 | 2.1 | 68 | 53 | 215567955
TRANE | 5TWR5030A1 | 5PX*C007AS3+TSTAT | S9V2C080U5PSC | 29000 | 25600 | 16 | 12 | 8.1 | 2.1 | 68 | 53 | 215567954
AMERICAN STANDARD | 5A6H5030A1 | 5PX*C007AS3+TSTAT | S9V2C100U4VSB | 29000 | 25600 | 16 | 12 | 8.1 | 2.1 | 68 | 53 | 215567953
TRANE | 5TWR5030A1 | 5PX*C007AS3+TSTAT | S9V2C100U4VSB | 29000 | 25600 | 16 | 12 | 8.1 | 2.1 | 68 | 53 | 215567952
AMERICAN STANDARD | 5A6H5030A1 | 5PX*C007AS3+TSTAT | S9V2C100U5PSC | 29000 | 25600 | 16 | 12 | 8.1 | 2.1 | 68 | 53 | 215567951
TRANE | 5TWR5030A1 | 5PX*C007AS3+TSTAT | S9V2C100U5PSC | 29000 | 25600 | 16 | 12 | 8.1 | 2.1 | 68 | 53 | 215567950
AMERICAN STANDARD | 5A6H5024A1 | 5PX*B006AS3+TSTAT |  | 24000 | 22600 | 15.2 | 11.7 | 8.1 | 2 | 67 | 53 | 215567339
TRANE | 5TWR5024A1 | 5PX*B006AS3+TSTAT |  | 24000 | 22600 | 15.2 | 11.7 | 8.1 | 2 | 67 | 53 | 215567338
AMERICAN STANDARD | 5A6H5024A1 | 5PX*B006AS3+TSTAT | *UHMB080CCV3 | 24000 | 21400 | 16 | 12 | 8.1 | 2.1 | 67 | 52 | 215567329
TRANE | 5TWR5024A1 | 5PX*B006AS3+TSTAT | *UHMB080CCV3 | 24000 | 21400 | 16 | 12 | 8.1 | 2.1 | 67 | 52 | 215567328
AMERICAN STANDARD | 5A6H5024A1 | 5PX*B006AS3+TSTAT | S9V2B060U4PSC | 24000 | 21600 | 16 | 12 | 8.1 | 2.1 | 68 | 52 | 215567317
TRANE | 5TWR5024A1 | 5PX*B006AS3+TSTAT | S9V2B060U4PSC | 24000 | 21600 | 16 | 12 | 8.1 | 2.1 | 68 | 52 | 215567316
AMERICAN STANDARD | 5A6H5024A1 | 5PX*B006AS3+TSTAT | S9V2B040U3VSB | 24000 | 21600 | 16 | 12 | 8.1 | 2.1 | 68 | 52 | 215567313
TRANE | 5TWR5024A1 | 5PX*B006AS3+TSTAT | S9V2B040U3VSB | 24000 | 21600 | 16 | 12 | 8.1 | 2.1 | 68 | 52 | 215567312
AMERICAN STANDARD | 5A6H5024A1 | 5PX*B006AS3+TSTAT | S9V2B040U3PSC | 24000 | 21600 | 16 | 12 | 8.1 | 2.1 | 68 | 52 | 215567311
TRANE | 5TWR5024A1 | 5PX*B006AS3+TSTAT | S9V2B040U3PSC | 24000 | 21600 | 16 | 12 | 8.1 | 2.1 | 68 | 52 | 215567310
TRANE | 5TWR5042A1 | 5PX*C009AS3+TSTAT |  | 40500 | 40000 | 15.2 | 12 | 8.1 | 2.1 | 66 | 50 | 215568958
AMERICAN STANDARD | 5A6H5042A1 | 5PX*C009AS3+TSTAT | S8V2C080M5PCB | 41000 | 39500 | 16 | 12 | 8.1 | 2.1 | 65 | 49 | 215568957
TRANE | 5TWR5042A1 | 5PX*C009AS3+TSTAT | S8V2C080M5PCB | 41000 | 39500 | 16 | 12 | 8.1 | 2.1 | 65 | 49 | 215568956
AMERICAN STANDARD | 5A6H5042A1 | 5PX*C009AS3+TSTAT | S8V2C080M5PDB | 41000 | 39500 | 16 | 12 | 8.1 | 2.1 | 65 | 49 | 215568955
TRANE | 5TWR5042A1 | 5PX*C009AS3+TSTAT | S8V2C080M5PDB | 41000 | 39500 | 16 | 12 | 8.1 | 2.1 | 65 | 49 | 215568954
AMERICAN STANDARD | 5A6H5042A1 | 5PX*C009AS3+TSTAT | S8V2C100M5PCB | 40500 | 39500 | 16 | 12 | 8.1 | 2.1 | 65 | 49 | 215568953
TRANE | 5TWR5042A1 | 5PX*C009AS3+TSTAT | S8V2C100M5PCB | 40500 | 39500 | 16 | 12 | 8.1 | 2.1 | 65 | 49 | 215568952
AMERICAN STANDARD | 5A6H5042A1 | 5PX*C009AS3+TSTAT | S8V2C100M5PDB | 40500 | 39500 | 16 | 12 | 8.1 | 2.1 | 65 | 49 | 215568951
TRANE | 5TWR5042A1 | 5PX*C009AS3+TSTAT | S8V2C100M5PDB | 40500 | 39500 | 16 | 12 | 8.1 | 2.1 | 65 | 49 | 215568950
AMERICAN STANDARD | 5A6H5042A1 | 5PX*C009AS3+TSTAT | S8X1C080M5PSC | 40500 | 39000 | 16 | 12 | 8.1 | 2.2 | 65 | 49 | 215568949
TRANE | 5TWR5042A1 | 5PX*C009AS3+TSTAT | S8X1C080M5PSC | 40500 | 39000 | 16 | 12 | 8.1 | 2.2 | 65 | 49 | 215568948
AMERICAN STANDARD | 5A6H5042A1 | 5PX*C009AS3+TSTAT | S8X1C080M5PTC | 40500 | 39000 | 16 | 12 | 8.1 | 2.2 | 65 | 49 | 215568947
TRANE | 5TWR5042A1 | 5PX*C009AS3+TSTAT | S8X1C080M5PTC | 40500 | 39000 | 16 | 12 | 8.1 | 2.2 | 65 | 49 | 215568946
AMERICAN STANDARD | 5A6H5042A1 | 5PX*C009AS3+TSTAT | S9X2C100U5PSB | 40500 | 39500 | 16 | 12 | 8.1 | 2.1 | 65 | 49 | 215568945
TRANE | 5TWR5042A1 | 5PX*C009AS3+TSTAT | S9X2C100U5PSB | 40500 | 39500 | 16 | 12 | 8.1 | 2.1 | 65 | 49 | 215568944
AMERICAN STANDARD | 5A6H5042A1 | 5PX*C009AS3+TSTAT | S9X1C100U5PSB | 40500 | 39500 | 16 | 12 | 8.1 | 2.1 | 65 | 49 | 215568943
TRANE | 5TWR5042A1 | 5PX*C009AS3+TSTAT | S9X1C100U5PSB | 40500 | 39500 | 16 | 12 | 8.1 | 2.1 | 65 | 49 | 215568942
AMERICAN STANDARD | 5A6H5042A1 | 5PX*C007AS3+TSTAT | S9X1C100U5PSB | 39500 | 39500 | 15.2 | 12 | 8.1 | 2.1 | 65 | 49 | 215568941
TRANE | 5TWR5042A1 | 5PX*C007AS3+TSTAT | S9X1C100U5PSB | 39500 | 39500 | 15.2 | 12 | 8.1 | 2.1 | 65 | 49 | 215568940
AMERICAN STANDARD | 5A6H5042A1 | 5PX*C007AS3+TSTAT | S9X2C080U5PSB | 39500 | 39500 | 16 | 12 | 8.1 | 2.1 | 66 | 50 | 215568939
TRANE | 5TWR5042A1 | 5PX*C007AS3+TSTAT | S9X2C080U5PSB | 39500 | 39500 | 16 | 12 | 8.1 | 2.1 | 66 | 50 | 215568938
AMERICAN STANDARD | 5A6H5042A1 | 5PX*C007AS3+TSTAT | S8X1C080M5PSC | 40000 | 39500 | 16 | 12 | 8.1 | 2.1 | 65 | 49 | 215568937
TRANE | 5TWR5042A1 | 5PX*C007AS3+TSTAT | S8X1C080M5PSC | 40000 | 39500 | 16 | 12 | 8.1 | 2.1 | 65 | 49 | 215568936
AMERICAN STANDARD | 5A6H5042A1 | 5PX*C007AS3+TSTAT | S8V2C100M5PDB | 40000 | 39500 | 16 | 12 | 8.1 | 2.1 | 65 | 49 | 215568935
TRANE | 5TWR5042A1 | 5PX*C007AS3+TSTAT | S8V2C100M5PDB | 40000 | 39500 | 16 | 12 | 8.1 | 2.1 | 65 | 49 | 215568934
AMERICAN STANDARD | 5A6H5042A1 | 5PX*C007AS3+TSTAT | S8V2C100M5PCB | 40000 | 39500 | 16 | 12 | 8.1 | 2.1 | 65 | 49 | 215568933
TRANE | 5TWR5042A1 | 5PX*C007AS3+TSTAT | S8V2C100M5PCB | 40000 | 39500 | 16 | 12 | 8.1 | 2.1 | 65 | 49 | 215568932
AMERICAN STANDARD | 5A6H5042A1 | 5PX*C007AS3+TSTAT | S9X2C100U5PSB | 39500 | 39500 | 15.2 | 12 | 8.1 | 2.1 | 65 | 49 | 215568931
TRANE | 5TWR5042A1 | 5PX*C007AS3+TSTAT | S9X2C100U5PSB | 39500 | 39500 | 15.2 | 12 | 8.1 | 2.1 | 65 | 49 | 215568930
AMERICAN STANDARD | 5A6H5042A1 | 5PX*C007AS3+TSTAT | S8X1C080M5PTC | 40000 | 39500 | 16 | 12 | 8.1 | 2.1 | 65 | 49 | 215568929
TRANE | 5TWR5042A1 | 5PX*C007AS3+TSTAT | S8X1C080M5PTC | 40000 | 39500 | 16 | 12 | 8.1 | 2.1 | 65 | 49 | 215568928
AMERICAN STANDARD | 5A6H5042A1 | 5PX*C007AS3+TSTAT | S8X1C100M5PSC | 40000 | 39500 | 16 | 12 | 8.1 | 2.1 | 65 | 49 | 215568927
TRANE | 5TWR5042A1 | 5PX*C007AS3+TSTAT | S8X1C100M5PSC | 40000 | 39500 | 16 | 12 | 8.1 | 2.1 | 65 | 49 | 215568926
AMERICAN STANDARD | 5A6H5042A1 | 5PX*C007AS3+TSTAT | S8X1C100M5PTC | 40000 | 39500 | 16 | 12 | 8.1 | 2.1 | 65 | 49 | 215568925
TRANE | 5TWR5042A1 | 5PX*C007AS3+TSTAT | S8X1C100M5PTC | 40000 | 39500 | 16 | 12 | 8.1 | 2.1 | 65 | 49 | 215568924
AMERICAN STANDARD | 5A6H5042A1 | 5PX*C007AS3+TSTAT | S8X2C080M5PSC | 40000 | 39500 | 16 | 12 | 8.1 | 2.1 | 65 | 49 | 215568923
TRANE | 5TWR5042A1 | 5PX*C007AS3+TSTAT | S8X2C080M5PSC | 40000 | 39500 | 16 | 12 | 8.1 | 2.1 | 65 | 49 | 215568922
AMERICAN STANDARD | 5A6H5042A1 | 5PX*C007AS3+TSTAT | S8X2C080M5PTC | 40000 | 39500 | 16 | 12 | 8.1 | 2.1 | 65 | 49 | 215568921
TRANE | 5TWR5042A1 | 5PX*C007AS3+TSTAT | S8X2C080M5PTC | 40000 | 39500 | 16 | 12 | 8.1 | 2.1 | 65 | 49 | 215568920
AMERICAN STANDARD | 5A6H5042A1 | 5PX*C007AS3+TSTAT | S8X2C100M5PSC | 40000 | 39500 | 16 | 12 | 8.1 | 2.1 | 65 | 49 | 215568919
TRANE | 5TWR5042A1 | 5PX*C007AS3+TSTAT | S8X2C100M5PSC | 40000 | 39500 | 16 | 12 | 8.1 | 2.1 | 65 | 49 | 215568918
AMERICAN STANDARD | 5A6H5042A1 | 5PX*C007AS3+TSTAT | S8X2C100M5PTC | 40000 | 39500 | 16 | 12 | 8.1 | 2.1 | 65 | 49 | 215568917
AMERICAN STANDARD | 5A6H5036A1 | 5PX*B003AS3+TSTAT | S8X2B080M4PTC | 32200 | 33800 | 15.2 | 10 | 8.1 | 2 | 69 | 55 | 215568063
TRANE | 5TWR5036A1 | 5PX*B003AS3+TSTAT | S8X2B080M4PTC | 32200 | 33800 | 15.2 | 10 | 8.1 | 2 | 69 | 55 | 215568062
AMERICAN STANDARD | 5A6H5036A1 | 5PX*B003AS3+TSTAT | S8X2B080M4PSC | 32200 | 33800 | 15.2 | 10 | 8.1 | 2 | 69 | 55 | 215568061
TRANE | 5TWR5036A1 | 5PX*B003AS3+TSTAT | S8X2B080M4PSC | 32200 | 33800 | 15.2 | 10 | 8.1 | 2 | 69 | 55 | 215568060
AMERICAN STANDARD | 5A6H5036A1 | 5PX*B003AS3+TSTAT | S8X1B080M4PTC | 32200 | 33800 | 15.2 | 10 | 8.1 | 2 | 69 | 55 | 215568055
TRANE | 5TWR5036A1 | 5PX*B003AS3+TSTAT | S8X1B080M4PTC | 32200 | 33800 | 15.2 | 10 | 8.1 | 2 | 69 | 55 | 215568054
AMERICAN STANDARD | 5A6H5036A1 | 5PX*B003AS3+TSTAT | S8X1B080M4PSC | 32200 | 33800 | 15.2 | 10 | 8.1 | 2 | 69 | 55 | 215568053
TRANE | 5TWR5036A1 | 5PX*B003AS3+TSTAT | S8X1B080M4PSC | 32200 | 33800 | 15.2 | 10 | 8.1 | 2 | 69 | 55 | 215568052
AMERICAN STANDARD | 5A6H5030A1 | 5PX*D008AS3+TSTAT | *UHMD120CCV5 | 29000 | 25600 | 16 | 12 | 8.1 | 2.1 | 67 | 52 | 215568043
TRANE | 5TWR5030A1 | 5PX*D008AS3+TSTAT | *UHMD120CCV5 | 29000 | 25600 | 16 | 12 | 8.1 | 2.1 | 67 | 52 | 215568042
AMERICAN STANDARD | 5A6H5024A1 | 5PX*C007AS3+TSTAT | *UHMC100CCV4 | 23800 | 21200 | 16 | 12 | 8.1 | 2.2 | 67 | 52 | 215567509
TRANE | 5TWR5024A1 | 5PX*C007AS3+TSTAT | *UHMC100CCV4 | 23800 | 21200 | 16 | 12 | 8.1 | 2.2 | 67 | 52 | 215567508
AMERICAN STANDARD | 5A6H5024A1 | 5PX*C007AS3+TSTAT |  | 23600 | 22200 | 15.2 | 11.7 | 8.1 | 2 | 68 | 54 | 215567507
TRANE | 5TWR5024A1 | 5PX*C007AS3+TSTAT |  | 23600 | 22200 | 15.2 | 11.7 | 8.1 | 2 | 68 | 54 | 215567506
AMERICAN STANDARD | 5A6H5024A1 | 5PX*BD06AS3+TSTAT | S9V2B060D3VSB | 24600 | 22400 | 16.5 | 12 | 8.1 | 2 | 67 | 51 | 215567483
TRANE | 5TWR5024A1 | 5PX*BD06AS3+TSTAT | S9V2B060D3VSB | 24600 | 22400 | 16.5 | 12 | 8.1 | 2 | 67 | 51 | 215567482
TRANE | 5TWR5042A1 | 5PX*C007AS3+TSTAT | S8X2C100M5PTC | 40000 | 39500 | 16 | 12 | 8.1 | 2.1 | 65 | 49 | 215568916
AMERICAN STANDARD | 5A6H5042A1 | 5PX*C007AS3+TSTAT | S9V2C080U5PSC | 40000 | 39500 | 16 | 12 | 8.1 | 2.1 | 65 | 49 | 215568915
TRANE | 5TWR5042A1 | 5PX*C007AS3+TSTAT | S9V2C080U5PSC | 40000 | 39500 | 16 | 12 | 8.1 | 2.1 | 65 | 49 | 215568914
AMERICAN STANDARD | 5A6H5042A1 | 5PX*C007AS3+TSTAT | S9V2C100U4VSB | 40000 | 39500 | 16 | 12 | 8.1 | 2.1 | 65 | 49 | 215568913
TRANE | 5TWR5042A1 | 5PX*C007AS3+TSTAT | S9V2C100U4VSB | 40000 | 39500 | 16 | 12 | 8.1 | 2.1 | 65 | 49 | 215568912
AMERICAN STANDARD | 5A6H5042A1 | 5PX*C007AS3+TSTAT | S9V2C100U5PSC | 40000 | 39500 | 16 | 12 | 8.1 | 2.1 | 65 | 49 | 215568911
TRANE | 5TWR5042A1 | 5PX*C007AS3+TSTAT | S9V2C100U5PSC | 40000 | 39500 | 16 | 12 | 8.1 | 2.1 | 65 | 49 | 215568910
AMERICAN STANDARD | 5A6H5042A1 | 5PX*C007AS3+TSTAT | S9X1C080U5PSB | 39500 | 39500 | 16 | 12 | 8.1 | 2.1 | 66 | 50 | 215568909
TRANE | 5TWR5042A1 | 5PX*C007AS3+TSTAT | S9X1C080U5PSB | 39500 | 39500 | 16 | 12 | 8.1 | 2.1 | 66 | 50 | 215568908
AMERICAN STANDARD | 5A6H5042A1 | 5PX*C007AS3+TSTAT | L8V1C100U5VSB | 40500 | 40000 | 16 | 12 | 8.1 | 2.1 | 65 | 49 | 215568907
TRANE | 5TWR5042A1 | 5PX*C007AS3+TSTAT | L8V1C100U5VSB | 40500 | 40000 | 16 | 12 | 8.1 | 2.1 | 65 | 49 | 215568906
AMERICAN STANDARD | 5A6H5042A1 | 5PX*C007AS3+TSTAT |  | 39500 | 40000 | 15.2 | 12 | 8.1 | 2.1 | 66 | 50 | 215568903
TRANE | 5TWR5042A1 | 5PX*C007AS3+TSTAT |  | 39500 | 40000 | 15.2 | 12 | 8.1 | 2.1 | 66 | 50 | 215568902
AMERICAN STANDARD | 5A6H5042A1 | 5PX*C007AS3+TSTAT+P0V0C000M50SD |  | 40500 | 40000 | 16.5 | 12 | 8.1 | 2.1 | 65 | 49 | 215568901
TRANE | 5TWR5042A1 | 5PX*C007AS3+TSTAT+P0V0C000M50SD |  | 40500 | 40000 | 16.5 | 12 | 8.1 | 2.1 | 65 | 49 | 215568900
AMERICAN STANDARD | 5A6H5042A1 | 5PX*C007AS3+TSTAT | S8V2C080M5PCB | 40000 | 40000 | 16 | 12 | 8.1 | 2.1 | 64 | 48 | 215568899
TRANE | 5TWR5042A1 | 5PX*C007AS3+TSTAT | S8V2C080M5PCB | 40000 | 40000 | 16 | 12 | 8.1 | 2.1 | 64 | 48 | 215568898
AMERICAN STANDARD | 5A6H5042A1 | 5PX*C007AS3+TSTAT | S9V2C100D4VSB | 37400 | 38000 | 15.2 | 11.7 | 8.1 | 2.1 | 67 | 51 | 215568893
TRANE | 5TWR5042A1 | 5PX*C007AS3+TSTAT | S9V2C100D4VSB | 37400 | 38000 | 15.2 | 11.7 | 8.1 | 2.1 | 67 | 51 | 215568892
AMERICAN STANDARD | 5A6H5042A1 | 5PX*C007AS3+TSTAT | S9V2C100D5PSC | 37400 | 38000 | 15.2 | 11.7 | 8.1 | 2.1 | 67 | 51 | 215568891
TRANE | 5TWR5042A1 | 5PX*C007AS3+TSTAT | S9V2C100D5PSC | 37400 | 38000 | 15.2 | 11.7 | 8.1 | 2.1 | 67 | 51 | 215568890
AMERICAN STANDARD | 5A6H5042A1 | 5PX*C009AS3+TSTAT | S8X1C100M5PSC | 41000 | 39500 | 16 | 12 | 8.1 | 2.1 | 65 | 50 | 215568987
TRANE | 5TWR5042A1 | 5PX*C009AS3+TSTAT | S8X1C100M5PSC | 41000 | 39500 | 16 | 12 | 8.1 | 2.1 | 65 | 50 | 215568986
AMERICAN STANDARD | 5A6H5042A1 | 5PX*C009AS3+TSTAT | S9X2C080U5PSB | 40000 | 39000 | 16 | 12 | 8.1 | 2.2 | 65 | 49 | 215568985
TRANE | 5TWR5042A1 | 5PX*C009AS3+TSTAT | S9X2C080U5PSB | 40000 | 39000 | 16 | 12 | 8.1 | 2.2 | 65 | 49 | 215568984
AMERICAN STANDARD | 5A6H5042A1 | 5PX*C009AS3+TSTAT | S9V2C100U4VSB | 40500 | 39000 | 16 | 12 | 8.1 | 2.2 | 65 | 49 | 215568983
TRANE | 5TWR5042A1 | 5PX*C009AS3+TSTAT | S9V2C100U4VSB | 40500 | 39000 | 16 | 12 | 8.1 | 2.2 | 65 | 49 | 215568982
AMERICAN STANDARD | 5A6H5042A1 | 5PX*C009AS3+TSTAT | S8X1C100M5PTC | 41000 | 39500 | 16 | 12 | 8.1 | 2.1 | 65 | 50 | 215568981
TRANE | 5TWR5042A1 | 5PX*C009AS3+TSTAT | S8X1C100M5PTC | 41000 | 39500 | 16 | 12 | 8.1 | 2.1 | 65 | 50 | 215568980
AMERICAN STANDARD | 5A6H5042A1 | 5PX*C009AS3+TSTAT | S8X2C080M5PSC | 40500 | 39000 | 16 | 12 | 8.1 | 2.2 | 65 | 49 | 215568979
TRANE | 5TWR5042A1 | 5PX*C009AS3+TSTAT | S8X2C080M5PSC | 40500 | 39000 | 16 | 12 | 8.1 | 2.2 | 65 | 49 | 215568978
AMERICAN STANDARD | 5A6H5042A1 | 5PX*C009AS3+TSTAT | S8X2C080M5PTC | 40500 | 39000 | 16 | 12 | 8.1 | 2.2 | 65 | 49 | 215568977
TRANE | 5TWR5042A1 | 5PX*C009AS3+TSTAT | S8X2C080M5PTC | 40500 | 39000 | 16 | 12 | 8.1 | 2.2 | 65 | 49 | 215568976
AMERICAN STANDARD | 5A6H5042A1 | 5PX*C009AS3+TSTAT | S8X2C100M5PSC | 41000 | 39500 | 16 | 12 | 8.1 | 2.1 | 65 | 50 | 215568975
TRANE | 5TWR5042A1 | 5PX*C009AS3+TSTAT | S8X2C100M5PSC | 41000 | 39500 | 16 | 12 | 8.1 | 2.1 | 65 | 50 | 215568974
AMERICAN STANDARD | 5A6H5042A1 | 5PX*C009AS3+TSTAT | S8X2C100M5PTC | 41000 | 39500 | 16 | 12 | 8.1 | 2.1 | 65 | 50 | 215568973
TRANE | 5TWR5042A1 | 5PX*C009AS3+TSTAT | S8X2C100M5PTC | 41000 | 39500 | 16 | 12 | 8.1 | 2.1 | 65 | 50 | 215568972
AMERICAN STANDARD | 5A6H5042A1 | 5PX*C009AS3+TSTAT | S9V2C080U5PSC | 40500 | 39000 | 16 | 12 | 8.1 | 2.1 | 65 | 49 | 215568971
TRANE | 5TWR5042A1 | 5PX*C009AS3+TSTAT | S9V2C080U5PSC | 40500 | 39000 | 16 | 12 | 8.1 | 2.1 | 65 | 49 | 215568970
AMERICAN STANDARD | 5A6H5042A1 | 5PX*C009AS3+TSTAT | S9V2C100U5PSC | 40500 | 39000 | 16 | 12 | 8.1 | 2.2 | 65 | 49 | 215568969
TRANE | 5TWR5042A1 | 5PX*C009AS3+TSTAT | S9V2C100U5PSC | 40500 | 39000 | 16 | 12 | 8.1 | 2.2 | 65 | 49 | 215568968
AMERICAN STANDARD | 5A6H5042A1 | 5PX*C009AS3+TSTAT | S9X1C080U5PSB | 40000 | 39000 | 16 | 12 | 8.1 | 2.2 | 65 | 49 | 215568967
TRANE | 5TWR5042A1 | 5PX*C009AS3+TSTAT | S9X1C080U5PSB | 40000 | 39000 | 16 | 12 | 8.1 | 2.2 | 65 | 49 | 215568966
AMERICAN STANDARD | 5A6H5042A1 | 5PX*C009AS3+TSTAT | *UHMC100CCV4 | 40500 | 39000 | 16 | 12 | 8.1 | 2.2 | 65 | 49 | 215568965
TRANE | 5TWR5042A1 | 5PX*C009AS3+TSTAT | *UHMC100CCV4 | 40500 | 39000 | 16 | 12 | 8.1 | 2.2 | 65 | 49 | 215568964
AMERICAN STANDARD | 5A6H5042A1 | 5PX*C009AS3+TSTAT | L8V1C100U5VSB | 40500 | 39000 | 16.5 | 12 | 8.1 | 2.2 | 65 | 49 | 215568963
TRANE | 5TWR5042A1 | 5PX*C009AS3+TSTAT | L8V1C100U5VSB | 40500 | 39000 | 16.5 | 12 | 8.1 | 2.2 | 65 | 49 | 215568962
AMERICAN STANDARD | 5A6H5042A1 | 5PX*C009AS3+TSTAT | L9X1C100U5VSA | 39500 | 39000 | 15.2 | 12 | 8.1 | 2.1 | 65 | 49 | 215568961
TRANE | 5TWR5042A1 | 5PX*C009AS3+TSTAT | L9X1C100U5VSA | 39500 | 39000 | 15.2 | 12 | 8.1 | 2.1 | 65 | 49 | 215568960
AMERICAN STANDARD | 5A6H5042A1 | 5PX*C009AS3+TSTAT |  | 40500 | 40000 | 15.2 | 12 | 8.1 | 2.1 | 66 | 50 | 215568959
TRANE | 5TWR5042A1 | 5PX*D008AS3+TSTAT | *UHMD120CCV5 | 40000 | 39500 | 16 | 12 | 8.1 | 2.1 | 65 | 49 | 215569076
AMERICAN STANDARD | 5A6H5042A1 | 5PX*D008AS3+TSTAT | S9X2D120U5PSB | 40500 | 39500 | 16 | 12 | 8.1 | 2.1 | 65 | 49 | 215569075
TRANE | 5TWR5042A1 | 5PX*D008AS3+TSTAT | S9X2D120U5PSB | 40500 | 39500 | 16 | 12 | 8.1 | 2.1 | 65 | 49 | 215569074
AMERICAN STANDARD | 5A6H5042A1 | 5PX*D008AS3+TSTAT |  | 39500 | 40000 | 15.2 | 12 | 8.1 | 2.1 | 66 | 50 | 215569073
TRANE | 5TWR5042A1 | 5PX*D008AS3+TSTAT |  | 39500 | 40000 | 15.2 | 12 | 8.1 | 2.1 | 66 | 50 | 215569072
AMERICAN STANDARD | 5A6H5042A1 | 5PX*D008AS3+TSTAT | S8V2D120M5PCB | 40500 | 40000 | 16 | 12 | 8.1 | 2.1 | 65 | 49 | 215569071
TRANE | 5TWR5042A1 | 5PX*D008AS3+TSTAT | S8V2D120M5PCB | 40500 | 40000 | 16 | 12 | 8.1 | 2.1 | 65 | 49 | 215569070
AMERICAN STANDARD | 5A6H5042A1 | 5PX*D008AS3+TSTAT | S8V2D120M5PDB | 40500 | 40000 | 16 | 12 | 8.1 | 2.1 | 65 | 49 | 215569069
TRANE | 5TWR5042A1 | 5PX*D008AS3+TSTAT | S8V2D120M5PDB | 40500 | 40000 | 16 | 12 | 8.1 | 2.1 | 65 | 49 | 215569068
AMERICAN STANDARD | 5A6H5042A1 | 5PX*D008AS3+TSTAT | S9V2D120D5PSC | 37800 | 38000 | 15.2 | 12 | 8.1 | 2.1 | 66 | 51 | 215569067
TRANE | 5TWR5042A1 | 5PX*D008AS3+TSTAT | S9V2D120D5PSC | 37800 | 38000 | 15.2 | 12 | 8.1 | 2.1 | 66 | 51 | 215569066
AMERICAN STANDARD | 5A6H5042A1 | 5PX*D008AS3+TSTAT | S9X2D120D5PSB | 38000 | 38500 | 15.2 | 11.7 | 8.1 | 2.1 | 66 | 51 | 215569065
TRANE | 5TWR5042A1 | 5PX*D008AS3+TSTAT | S9X2D120D5PSB | 38000 | 38500 | 15.2 | 11.7 | 8.1 | 2.1 | 66 | 51 | 215569064
AMERICAN STANDARD | 5A6H5042A1 | 5PX*D008AS3+TSTAT | S9X1D120D5PSB | 38000 | 38500 | 15.2 | 11.7 | 8.1 | 2.1 | 66 | 51 | 215569061
TRANE | 5TWR5042A1 | 5PX*D008AS3+TSTAT | S9X1D120D5PSB | 38000 | 38500 | 15.2 | 11.7 | 8.1 | 2.1 | 66 | 51 | 215569060
AMERICAN STANDARD | 5A6H5042A1 | 5PX*CD09AS3+TSTAT |  | 41000 | 40000 | 15.2 | 12 | 8.1 | 2 | 66 | 50 | 215569043
TRANE | 5TWR5042A1 | 5PX*CD09AS3+TSTAT |  | 41000 | 40000 | 15.2 | 12 | 8.1 | 2 | 66 | 50 | 215569042
AMERICAN STANDARD | 5A6H5042A1 | 5PX*CD09AS3+TSTAT | S9V2C100D5PSC | 41000 | 39500 | 16 | 12 | 8.1 | 2.1 | 65 | 50 | 215569035
TRANE | 5TWR5042A1 | 5PX*CD09AS3+TSTAT | S9V2C100D5PSC | 41000 | 39500 | 16 | 12 | 8.1 | 2.1 | 65 | 50 | 215569034
AMERICAN STANDARD | 5A6H5042A1 | 5PX*CD09AS3+TSTAT | S9V2C100D4VSB | 41000 | 39500 | 16.5 | 12 | 8.1 | 2.1 | 66 | 50 | 215569033
TRANE | 5TWR5042A1 | 5PX*CD09AS3+TSTAT | S9V2C100D4VSB | 41000 | 39500 | 16.5 | 12 | 8.1 | 2.1 | 66 | 50 | 215569032
TRANE | 5TWR5036A1 | 5PX*B006AS3+TSTAT | L9X1B070U4VSA | 33400 | 31400 | 15.2 | 11.7 | 8.1 | 2.2 | 70 | 56 | 215568196
AMERICAN STANDARD | 5A6H5036A1 | 5PX*B006AS3+TSTAT | L8V1B080U4VSB | 33800 | 31200 | 15.2 | 12 | 8.1 | 2.3 | 69 | 56 | 215568193
TRANE | 5TWR5036A1 | 5PX*B006AS3+TSTAT | L8V1B080U4VSB | 33800 | 31200 | 15.2 | 12 | 8.1 | 2.3 | 69 | 56 | 215568192
AMERICAN STANDARD | 5A6H5036A1 | 5PX*B006AS3+TSTAT | L8V1A060U3VSB | 32400 | 30000 | 15.2 | 12 | 8.1 | 2.2 | 70 | 56 | 215568191
TRANE | 5TWR5036A1 | 5PX*B006AS3+TSTAT | L8V1A060U3VSB | 32400 | 30000 | 15.2 | 12 | 8.1 | 2.2 | 70 | 56 | 215568190
AMERICAN STANDARD | 5A6H5036A1 | 5PX*B006AS3+TSTAT | *UHMB080CCV3 | 33800 | 31200 | 16 | 12 | 8.1 | 2.3 | 69 | 55 | 215568187
TRANE | 5TWR5036A1 | 5PX*B006AS3+TSTAT | *UHMB080CCV3 | 33800 | 31200 | 16 | 12 | 8.1 | 2.3 | 69 | 55 | 215568186
AMERICAN STANDARD | 5A6H5036A1 | 5PX*B006AS3+TSTAT | *UHMB060CCV3 | 33800 | 31200 | 15.2 | 12 | 8.1 | 2.3 | 70 | 56 | 215568185
TRANE | 5TWR5036A1 | 5PX*B006AS3+TSTAT | *UHMB060CCV3 | 33800 | 31200 | 15.2 | 12 | 8.1 | 2.3 | 70 | 56 | 215568184
AMERICAN STANDARD | 5A6H5036A1 | 5PX*B004AS3+TSTAT | S9V2B080U4VSB | 32400 | 31000 | 15.2 | 11.7 | 8.1 | 2.2 | 69 | 55 | 215568181
TRANE | 5TWR5036A1 | 5PX*B004AS3+TSTAT | S9V2B080U4VSB | 32400 | 31000 | 15.2 | 11.7 | 8.1 | 2.2 | 69 | 55 | 215568180
AMERICAN STANDARD | 5A6H5036A1 | 5PX*B004AS3+TSTAT | S9V2B080U4PSC | 32800 | 31000 | 15.2 | 11.7 | 8.1 | 2.2 | 69 | 55 | 215568179
TRANE | 5TWR5036A1 | 5PX*B004AS3+TSTAT | S9V2B080U4PSC | 32800 | 31000 | 15.2 | 11.7 | 8.1 | 2.2 | 69 | 55 | 215568178
AMERICAN STANDARD | 5A6H5036A1 | 5PX*B004AS3+TSTAT | S9V2B060U3VSB | 32800 | 30800 | 15.2 | 12 | 8.1 | 2.2 | 70 | 56 | 215568175
TRANE | 5TWR5036A1 | 5PX*B004AS3+TSTAT | S9V2B060U3VSB | 32800 | 30800 | 15.2 | 12 | 8.1 | 2.2 | 70 | 56 | 215568174
AMERICAN STANDARD | 5A6H5036A1 | 5PX*B004AS3+TSTAT | S8X2B060M4PTC | 32800 | 30800 | 15.2 | 12 | 8.1 | 2.2 | 70 | 56 | 215568165
TRANE | 5TWR5036A1 | 5PX*B004AS3+TSTAT | S8X2B060M4PTC | 32800 | 30800 | 15.2 | 12 | 8.1 | 2.2 | 70 | 56 | 215568164
AMERICAN STANDARD | 5A6H5036A1 | 5PX*B004AS3+TSTAT | S8X2B060M4PSC | 32800 | 30800 | 15.2 | 12 | 8.1 | 2.2 | 70 | 56 | 215568163
TRANE | 5TWR5036A1 | 5PX*B004AS3+TSTAT | S8X2B060M4PSC | 32800 | 30800 | 15.2 | 12 | 8.1 | 2.2 | 70 | 56 | 215568162
AMERICAN STANDARD | 5A6H5036A1 | 5PX*B004AS3+TSTAT | S8X1B060M4PTC | 32800 | 30800 | 15.2 | 12 | 8.1 | 2.2 | 70 | 56 | 215568153
TRANE | 5TWR5036A1 | 5PX*B004AS3+TSTAT | S8X1B060M4PTC | 32800 | 30800 | 15.2 | 12 | 8.1 | 2.2 | 70 | 56 | 215568152
AMERICAN STANDARD | 5A6H5036A1 | 5PX*B004AS3+TSTAT | *UHMB080CCV3 | 32800 | 30800 | 15.2 | 12 | 8.1 | 2.2 | 70 | 56 | 215568137
TRANE | 5TWR5036A1 | 5PX*B004AS3+TSTAT | *UHMB080CCV3 | 32800 | 30800 | 15.2 | 12 | 8.1 | 2.2 | 70 | 56 | 215568136
AMERICAN STANDARD | 5A6H5036A1 | 5PX*B004AS3+TSTAT | *UHMB060CCV3 | 32800 | 30800 | 15.2 | 11.7 | 8.1 | 2.2 | 71 | 57 | 215568135
TRANE | 5TWR5036A1 | 5PX*B004AS3+TSTAT | *UHMB060CCV3 | 32800 | 30800 | 15.2 | 11.7 | 8.1 | 2.2 | 71 | 57 | 215568134
AMERICAN STANDARD | 5A6H5036A1 | 5PX*B004AS3+TSTAT | S8X1B060M4PSC | 32800 | 30800 | 15.2 | 12 | 8.1 | 2.2 | 70 | 56 | 215568133
TRANE | 5TWR5036A1 | 5PX*B004AS3+TSTAT | S8X1B060M4PSC | 32800 | 30800 | 15.2 | 12 | 8.1 | 2.2 | 70 | 56 | 215568132
AMERICAN STANDARD | 5A6H5036A1 | 5PX*B004AS3+TSTAT | S8V2B080M4PDB | 32800 | 30800 | 15.2 | 12 | 8.1 | 2.2 | 70 | 56 | 215568127
TRANE | 5TWR5036A1 | 5PX*B004AS3+TSTAT | S8V2B080M4PDB | 32800 | 30800 | 15.2 | 12 | 8.1 | 2.2 | 70 | 56 | 215568126
AMERICAN STANDARD | 5A6H5036A1 | 5PX*B004AS3+TSTAT | S8V2B080M4PCB | 32800 | 30800 | 15.2 | 12 | 8.1 | 2.2 | 70 | 56 | 215568125
TRANE | 5TWR5036A1 | 5PX*B004AS3+TSTAT | S8V2B080M4PCB | 32800 | 30800 | 15.2 | 12 | 8.1 | 2.2 | 70 | 56 | 215568124
AMERICAN STANDARD | 5A6H5036A1 | 5PX*B004AS3+TSTAT | S8V2B060M4PDB | 32800 | 30800 | 15.2 | 12 | 8.1 | 2.2 | 70 | 56 | 215568123
TRANE | 5TWR5036A1 | 5PX*B004AS3+TSTAT | S8V2B060M4PDB | 32800 | 30800 | 15.2 | 12 | 8.1 | 2.2 | 70 | 56 | 215568122
AMERICAN STANDARD | 5A6H5036A1 | 5PX*BD06AS3+TSTAT | S8X1B060M4PTC | 33600 | 31800 | 15.2 | 12 | 8.1 | 2.2 | 69 | 55 | 215568351
TRANE | 5TWR5036A1 | 5PX*BD06AS3+TSTAT | S8X1B060M4PTC | 33600 | 31800 | 15.2 | 12 | 8.1 | 2.2 | 69 | 55 | 215568350
AMERICAN STANDARD | 5A6H5036A1 | 5PX*BD06AS3+TSTAT | S8X1B060M4PSC | 33600 | 31800 | 15.2 | 12 | 8.1 | 2.2 | 69 | 55 | 215568349
TRANE | 5TWR5036A1 | 5PX*BD06AS3+TSTAT | S8X1B060M4PSC | 33600 | 31800 | 15.2 | 12 | 8.1 | 2.2 | 69 | 55 | 215568348
AMERICAN STANDARD | 5A6H5036A1 | 5PX*BD06AS3+TSTAT | S8V2B080M4PDB | 33600 | 31800 | 15.2 | 12 | 8.1 | 2.2 | 69 | 55 | 215568343
TRANE | 5TWR5036A1 | 5PX*BD06AS3+TSTAT | S8V2B080M4PDB | 33600 | 31800 | 15.2 | 12 | 8.1 | 2.2 | 69 | 55 | 215568342
AMERICAN STANDARD | 5A6H5036A1 | 5PX*BD06AS3+TSTAT | S8V2B080M4PCB | 33600 | 31800 | 15.2 | 12 | 8.1 | 2.2 | 69 | 55 | 215568341
TRANE | 5TWR5036A1 | 5PX*BD06AS3+TSTAT | S8V2B080M4PCB | 33600 | 31800 | 15.2 | 12 | 8.1 | 2.2 | 69 | 55 | 215568340
AMERICAN STANDARD | 5A6H5036A1 | 5PX*BD06AS3+TSTAT | S8V2B060M4PDB | 33600 | 31800 | 15.2 | 12 | 8.1 | 2.2 | 69 | 55 | 215568339
TRANE | 5TWR5036A1 | 5PX*BD06AS3+TSTAT | S8V2B060M4PDB | 33600 | 31800 | 15.2 | 12 | 8.1 | 2.2 | 69 | 55 | 215568338
AMERICAN STANDARD | 5A6H5036A1 | 5PX*BD06AS3+TSTAT | S8V2B060M4PCB | 33600 | 31800 | 15.2 | 12 | 8.1 | 2.2 | 69 | 55 | 215568337
TRANE | 5TWR5036A1 | 5PX*BD06AS3+TSTAT | S8V2B060M4PCB | 33600 | 31800 | 15.2 | 12 | 8.1 | 2.2 | 69 | 55 | 215568336
AMERICAN STANDARD | 5A6H5042A1 | 5PX*DD10AS3+TSTAT | S8X1D120M5PSC | 40000 | 39500 | 16 | 12 | 8.1 | 2.1 | 65 | 49 | 215569141
TRANE | 5TWR5042A1 | 5PX*DD10AS3+TSTAT | S8X1D120M5PSC | 40000 | 39500 | 16 | 12 | 8.1 | 2.1 | 65 | 49 | 215569140
AMERICAN STANDARD | 5A6H5042A1 | 5PX*DD10AS3+TSTAT | S8X1D120M5PTC | 40000 | 39500 | 16 | 12 | 8.1 | 2.1 | 65 | 49 | 215569139
TRANE | 5TWR5042A1 | 5PX*DD10AS3+TSTAT | S8X1D120M5PTC | 40000 | 39500 | 16 | 12 | 8.1 | 2.1 | 65 | 49 | 215569138
AMERICAN STANDARD | 5A6H5042A1 | 5PX*DD10AS3+TSTAT | S9X2D120D5PSB | 40000 | 39000 | 16 | 12 | 8.1 | 2.1 | 65 | 49 | 215569137
TRANE | 5TWR5042A1 | 5PX*DD10AS3+TSTAT | S9X2D120D5PSB | 40000 | 39000 | 16 | 12 | 8.1 | 2.1 | 65 | 49 | 215569136
AMERICAN STANDARD | 5A6H5042A1 | 5PX*DD10AS3+TSTAT | S9X1D120D5PSB | 40000 | 39000 | 16 | 12 | 8.1 | 2.1 | 65 | 49 | 215569135
TRANE | 5TWR5042A1 | 5PX*DD10AS3+TSTAT | S9X1D120D5PSB | 40000 | 39000 | 16 | 12 | 8.1 | 2.1 | 65 | 49 | 215569134
AMERICAN STANDARD | 5A6H5042A1 | 5PX*DD10AS3+TSTAT | S9V2D120D5PSC | 40000 | 39500 | 16 | 12 | 8.1 | 2.1 | 65 | 49 | 215569133
TRANE | 5TWR5042A1 | 5PX*DD10AS3+TSTAT | S9V2D120D5PSC | 40000 | 39500 | 16 | 12 | 8.1 | 2.1 | 65 | 49 | 215569132
AMERICAN STANDARD | 5A6H5042A1 | 5PX*DD10AS3+TSTAT | S8X2D120M5PTC | 40000 | 39500 | 16 | 12 | 8.1 | 2.1 | 65 | 49 | 215569131
TRANE | 5TWR5042A1 | 5PX*DD10AS3+TSTAT | S8X2D120M5PTC | 40000 | 39500 | 16 | 12 | 8.1 | 2.1 | 65 | 49 | 215569130
AMERICAN STANDARD | 5A6H5042A1 | 5PX*DD10AS3+TSTAT | S8X2D120M5PSC | 40000 | 39500 | 16 | 12 | 8.1 | 2.1 | 65 | 49 | 215569129
TRANE | 5TWR5042A1 | 5PX*DD10AS3+TSTAT | S8X2D120M5PSC | 40000 | 39500 | 16 | 12 | 8.1 | 2.1 | 65 | 49 | 215569128
AMERICAN STANDARD | 5A6H5042A1 | 5PX*DD10AS3+TSTAT | S8V2D120M5PDB | 40500 | 40000 | 16 | 12 | 8.1 | 2.1 | 65 | 49 | 215569127
TRANE | 5TWR5042A1 | 5PX*DD10AS3+TSTAT | S8V2D120M5PDB | 40500 | 40000 | 16 | 12 | 8.1 | 2.1 | 65 | 49 | 215569126
AMERICAN STANDARD | 5A6H5042A1 | 5PX*DD10AS3+TSTAT+P0V0D000M50SD |  | 40500 | 39000 | 16.5 | 12 | 8.1 | 2.2 | 65 | 49 | 215569125
TRANE | 5TWR5042A1 | 5PX*DD10AS3+TSTAT+P0V0D000M50SD |  | 40500 | 39000 | 16.5 | 12 | 8.1 | 2.2 | 65 | 49 | 215569124
AMERICAN STANDARD | 5A6H5042A1 | 5PX*DD10AS3+TSTAT | *DHMD120CCV5 | 39500 | 39000 | 15.2 | 12 | 8.1 | 2.1 | 65 | 49 | 215569121
TRANE | 5TWR5042A1 | 5PX*DD10AS3+TSTAT | *DHMD120CCV5 | 39500 | 39000 | 15.2 | 12 | 8.1 | 2.1 | 65 | 49 | 215569120
AMERICAN STANDARD | 5A6H5042A1 | 5PX*D010AS3+TSTAT | S9V2D120U5PSC | 41000 | 39500 | 16.5 | 12 | 8.1 | 2.1 | 65 | 49 | 215569119
TRANE | 5TWR5042A1 | 5PX*D010AS3+TSTAT | S9V2D120U5PSC | 41000 | 39500 | 16.5 | 12 | 8.1 | 2.1 | 65 | 49 | 215569118
AMERICAN STANDARD | 5A6H5042A1 | 5PX*D010AS3+TSTAT | S9V2D120U5VSB | 41000 | 39500 | 16.5 | 12 | 8.1 | 2.1 | 65 | 49 | 215569117
TRANE | 5TWR5042A1 | 5PX*D010AS3+TSTAT | S9V2D120U5VSB | 41000 | 39500 | 16.5 | 12 | 8.1 | 2.1 | 65 | 49 | 215569116
AMERICAN STANDARD | 5A6H5042A1 | 5PX*D010AS3+TSTAT | S8X2D120M5PSC | 41000 | 39500 | 16 | 12 | 8.1 | 2.1 | 65 | 49 | 215569115
TRANE | 5TWR5042A1 | 5PX*D010AS3+TSTAT | S8X2D120M5PSC | 41000 | 39500 | 16 | 12 | 8.1 | 2.1 | 65 | 49 | 215569114
AMERICAN STANDARD | 5A6H5042A1 | 5PX*D010AS3+TSTAT |  | 40500 | 40000 | 15.2 | 12 | 8.1 | 2.1 | 66 | 50 | 215569113
TRANE | 5TWR5042A1 | 5PX*D010AS3+TSTAT |  | 40500 | 40000 | 15.2 | 12 | 8.1 | 2.1 | 66 | 50 | 215569112
AMERICAN STANDARD | 5A6H5042A1 | 5PX*D010AS3+TSTAT+P0V0D000M50SD |  | 41500 | 39000 | 17 | 12 | 8.1 | 2.2 | 65 | 49 | 215569111
TRANE | 5TWR5042A1 | 5PX*D010AS3+TSTAT+P0V0D000M50SD |  | 41500 | 39000 | 17 | 12 | 8.1 | 2.2 | 65 | 49 | 215569110
AMERICAN STANDARD | 5A6H5042A1 | 5PX*D010AS3+TSTAT | S8V2D120M5PCB | 41000 | 39500 | 16.5 | 12 | 8.1 | 2.1 | 65 | 49 | 215569109
TRANE | 5TWR5042A1 | 5PX*D010AS3+TSTAT | S8V2D120M5PCB | 41000 | 39500 | 16.5 | 12 | 8.1 | 2.1 | 65 | 49 | 215569108
AMERICAN STANDARD | 5A6H5042A1 | 5PX*D010AS3+TSTAT | S8V2D120M5PDB | 41000 | 39500 | 16.5 | 12 | 8.1 | 2.1 | 65 | 49 | 215569107
TRANE | 5TWR5042A1 | 5PX*D010AS3+TSTAT | S8V2D120M5PDB | 41000 | 39500 | 16.5 | 12 | 8.1 | 2.1 | 65 | 49 | 215569106
AMERICAN STANDARD | 5A6H5042A1 | 5PX*D010AS3+TSTAT | S8X1D120M5PTC | 41000 | 39500 | 16 | 12 | 8.1 | 2.1 | 65 | 49 | 215569105
TRANE | 5TWR5042A1 | 5PX*D010AS3+TSTAT | S8X1D120M5PTC | 41000 | 39500 | 16 | 12 | 8.1 | 2.1 | 65 | 49 | 215569104
AMERICAN STANDARD | 5A6H5042A1 | 5PX*D010AS3+TSTAT | S8X2D120M5PTC | 41000 | 39500 | 16 | 12 | 8.1 | 2.1 | 65 | 49 | 215569103
TRANE | 5TWR5042A1 | 5PX*D010AS3+TSTAT | S8X2D120M5PTC | 41000 | 39500 | 16 | 12 | 8.1 | 2.1 | 65 | 49 | 215569102
AMERICAN STANDARD | 5A6H5042A1 | 5PX*D010AS3+TSTAT | S9X1D120U5PSB | 41000 | 39000 | 16 | 12 | 8.1 | 2.2 | 66 | 49 | 215569101
TRANE | 5TWR5042A1 | 5PX*D010AS3+TSTAT | S9X1D120U5PSB | 41000 | 39000 | 16 | 12 | 8.1 | 2.2 | 66 | 49 | 215569100
AMERICAN STANDARD | 5A6H5042A1 | 5PX*D010AS3+TSTAT | S9X2D120U5PSB | 41000 | 39000 | 16 | 12 | 8.1 | 2.2 | 66 | 49 | 215569099
TRANE | 5TWR5042A1 | 5PX*D010AS3+TSTAT | S9X2D120U5PSB | 41000 | 39000 | 16 | 12 | 8.1 | 2.2 | 66 | 49 | 215569098
AMERICAN STANDARD | 5A6H5042A1 | 5PX*D010AS3+TSTAT | *UHMD120CCV5 | 40500 | 39000 | 16 | 12 | 8.1 | 2.2 | 65 | 49 | 215569097
TRANE | 5TWR5042A1 | 5PX*D010AS3+TSTAT | *UHMD120CCV5 | 40500 | 39000 | 16 | 12 | 8.1 | 2.2 | 65 | 49 | 215569096
AMERICAN STANDARD | 5A6H5042A1 | 5PX*D008AS3+TSTAT | S9V2D120U5VSB | 40500 | 40000 | 16 | 12 | 8.1 | 2.1 | 65 | 49 | 215569091
TRANE | 5TWR5042A1 | 5PX*D008AS3+TSTAT | S9V2D120U5VSB | 40500 | 40000 | 16 | 12 | 8.1 | 2.1 | 65 | 49 | 215569090
AMERICAN STANDARD | 5A6H5042A1 | 5PX*D008AS3+TSTAT | S9V2D120U5PSC | 40500 | 40000 | 16 | 12 | 8.1 | 2.1 | 65 | 49 | 215569089
TRANE | 5TWR5042A1 | 5PX*D008AS3+TSTAT | S9V2D120U5PSC | 40500 | 40000 | 16 | 12 | 8.1 | 2.1 | 65 | 49 | 215569088
AMERICAN STANDARD | 5A6H5042A1 | 5PX*D008AS3+TSTAT | S8X2D120M5PTC | 40500 | 40000 | 16 | 12 | 8.1 | 2.1 | 65 | 49 | 215569087
TRANE | 5TWR5042A1 | 5PX*D008AS3+TSTAT | S8X2D120M5PTC | 40500 | 40000 | 16 | 12 | 8.1 | 2.1 | 65 | 49 | 215569086
AMERICAN STANDARD | 5A6H5042A1 | 5PX*D008AS3+TSTAT | S8X2D120M5PSC | 40500 | 40000 | 16 | 12 | 8.1 | 2.1 | 65 | 49 | 215569085
TRANE | 5TWR5042A1 | 5PX*D008AS3+TSTAT | S8X2D120M5PSC | 40500 | 40000 | 16 | 12 | 8.1 | 2.1 | 65 | 49 | 215569084
AMERICAN STANDARD | 5A6H5042A1 | 5PX*D008AS3+TSTAT | S8X1D120M5PTC | 40500 | 40000 | 16 | 12 | 8.1 | 2.1 | 65 | 49 | 215569083
TRANE | 5TWR5042A1 | 5PX*D008AS3+TSTAT | S8X1D120M5PTC | 40500 | 40000 | 16 | 12 | 8.1 | 2.1 | 65 | 49 | 215569082
AMERICAN STANDARD | 5A6H5042A1 | 5PX*D008AS3+TSTAT | S9X1D120U5PSB | 40500 | 39500 | 16 | 12 | 8.1 | 2.1 | 65 | 49 | 215569081
TRANE | 5TWR5042A1 | 5PX*D008AS3+TSTAT | S9X1D120U5PSB | 40500 | 39500 | 16 | 12 | 8.1 | 2.1 | 65 | 49 | 215569080
AMERICAN STANDARD | 5A6H5042A1 | 5PX*D008AS3+TSTAT+P0V0D000M50SD |  | 41000 | 39500 | 16.5 | 12 | 8.1 | 2.1 | 65 | 49 | 215569079
TRANE | 5TWR5042A1 | 5PX*D008AS3+TSTAT+P0V0D000M50SD |  | 41000 | 39500 | 16.5 | 12 | 8.1 | 2.1 | 65 | 49 | 215569078
AMERICAN STANDARD | 5A6H5042A1 | 5PX*D008AS3+TSTAT | *UHMD120CCV5 | 40000 | 39500 | 16 | 12 | 8.1 | 2.1 | 65 | 49 | 215569077
AMERICAN STANDARD | 5A6H5036A1 | 5PX*B006AS3+TSTAT | S9X2B080U4PSB | 33800 | 31200 | 15.2 | 12 | 8.1 | 2.3 | 69 | 55 | 215568261
TRANE | 5TWR5036A1 | 5PX*B006AS3+TSTAT | S9X2B080U4PSB | 33800 | 31200 | 15.2 | 12 | 8.1 | 2.3 | 69 | 55 | 215568260
AMERICAN STANDARD | 5A6H5036A1 | 5PX*B006AS3+TSTAT | S9X2B060U4PSB | 33600 | 31200 | 15.2 | 12 | 8.1 | 2.3 | 69 | 55 | 215568259
TRANE | 5TWR5036A1 | 5PX*B006AS3+TSTAT | S9X2B060U4PSB | 33600 | 31200 | 15.2 | 12 | 8.1 | 2.3 | 69 | 55 | 215568258
AMERICAN STANDARD | 5A6H5036A1 | 5PX*B006AS3+TSTAT | S9X2B040U3PSB | 33800 | 31400 | 15.2 | 12 | 8.1 | 2.3 | 69 | 56 | 215568257
TRANE | 5TWR5036A1 | 5PX*B006AS3+TSTAT | S9X2B040U3PSB | 33800 | 31400 | 15.2 | 12 | 8.1 | 2.3 | 69 | 56 | 215568256
AMERICAN STANDARD | 5A6H5036A1 | 5PX*B006AS3+TSTAT | S9X1B080U4PSB | 33800 | 31200 | 15.2 | 12 | 8.1 | 2.3 | 69 | 55 | 215568255
TRANE | 5TWR5036A1 | 5PX*B006AS3+TSTAT | S9X1B080U4PSB | 33800 | 31200 | 15.2 | 12 | 8.1 | 2.3 | 69 | 55 | 215568254
AMERICAN STANDARD | 5A6H5036A1 | 5PX*B006AS3+TSTAT | S9X1B060U4PSB | 33600 | 31200 | 15.2 | 12 | 8.1 | 2.3 | 69 | 55 | 215568253
TRANE | 5TWR5036A1 | 5PX*B006AS3+TSTAT | S9X1B060U4PSB | 33600 | 31200 | 15.2 | 12 | 8.1 | 2.3 | 69 | 55 | 215568252
AMERICAN STANDARD | 5A6H5036A1 | 5PX*B006AS3+TSTAT | S9X1B040U3PSB | 33800 | 31400 | 15.2 | 12 | 8.1 | 2.3 | 69 | 56 | 215568251
TRANE | 5TWR5036A1 | 5PX*B006AS3+TSTAT | S9X1B040U3PSB | 33800 | 31400 | 15.2 | 12 | 8.1 | 2.3 | 69 | 56 | 215568250
AMERICAN STANDARD | 5A6H5036A1 | 5PX*B006AS3+TSTAT | S9V2B080U4VSB | 33600 | 30800 | 15.2 | 12 | 8.1 | 2.3 | 69 | 56 | 215568249
TRANE | 5TWR5036A1 | 5PX*B006AS3+TSTAT | S9V2B080U4VSB | 33600 | 30800 | 15.2 | 12 | 8.1 | 2.3 | 69 | 56 | 215568248
AMERICAN STANDARD | 5A6H5036A1 | 5PX*B006AS3+TSTAT | S9V2B080U4PSC | 33600 | 30800 | 15.2 | 12 | 8.1 | 2.3 | 69 | 56 | 215568247
TRANE | 5TWR5036A1 | 5PX*B006AS3+TSTAT | S9V2B080U4PSC | 33600 | 30800 | 15.2 | 12 | 8.1 | 2.3 | 69 | 56 | 215568246
AMERICAN STANDARD | 5A6H5036A1 | 5PX*B006AS3+TSTAT | S9V2B060U4PSC | 34000 | 31200 | 16 | 12 | 8.1 | 2.3 | 70 | 56 | 215568245
TRANE | 5TWR5036A1 | 5PX*B006AS3+TSTAT | S9V2B060U4PSC | 34000 | 31200 | 16 | 12 | 8.1 | 2.3 | 70 | 56 | 215568244
AMERICAN STANDARD | 5A6H5036A1 | 5PX*B006AS3+TSTAT | S9V2B060U3VSB | 34000 | 31200 | 16 | 12 | 8.1 | 2.3 | 70 | 56 | 215568243
TRANE | 5TWR5036A1 | 5PX*B006AS3+TSTAT | S9V2B060U3VSB | 34000 | 31200 | 16 | 12 | 8.1 | 2.3 | 70 | 56 | 215568242
AMERICAN STANDARD | 5A6H5036A1 | 5PX*B006AS3+TSTAT | S9V2B040U3VSB | 33800 | 31200 | 15.2 | 12 | 8.1 | 2.3 | 70 | 56 | 215568241
TRANE | 5TWR5036A1 | 5PX*B006AS3+TSTAT | S9V2B040U3VSB | 33800 | 31200 | 15.2 | 12 | 8.1 | 2.3 | 70 | 56 | 215568240
AMERICAN STANDARD | 5A6H5036A1 | 5PX*B006AS3+TSTAT | S9V2B040U3PSC | 33800 | 31200 | 15.2 | 12 | 8.1 | 2.3 | 70 | 56 | 215568239
TRANE | 5TWR5036A1 | 5PX*B006AS3+TSTAT | S9V2B040U3PSC | 33800 | 31200 | 15.2 | 12 | 8.1 | 2.3 | 70 | 56 | 215568238
AMERICAN STANDARD | 5A6H5036A1 | 5PX*B006AS3+TSTAT | S8X2B080M4PTC | 33800 | 31200 | 16 | 12 | 8.1 | 2.3 | 70 | 56 | 215568237
TRANE | 5TWR5036A1 | 5PX*B006AS3+TSTAT | S8X2B080M4PTC | 33800 | 31200 | 16 | 12 | 8.1 | 2.3 | 70 | 56 | 215568236
AMERICAN STANDARD | 5A6H5036A1 | 5PX*B006AS3+TSTAT | S8X2B080M4PSC | 33800 | 31200 | 16 | 12 | 8.1 | 2.3 | 70 | 56 | 215568235
TRANE | 5TWR5036A1 | 5PX*B006AS3+TSTAT | S8X2B080M4PSC | 33800 | 31200 | 16 | 12 | 8.1 | 2.3 | 70 | 56 | 215568234
AMERICAN STANDARD | 5A6H5036A1 | 5PX*B006AS3+TSTAT | S8X2B060M4PTC | 33800 | 31200 | 16 | 12 | 8.1 | 2.3 | 69 | 55 | 215568233
TRANE | 5TWR5036A1 | 5PX*B006AS3+TSTAT | S8X2B060M4PTC | 33800 | 31200 | 16 | 12 | 8.1 | 2.3 | 69 | 55 | 215568232
AMERICAN STANDARD | 5A6H5036A1 | 5PX*B006AS3+TSTAT | S8X2B060M4PSC | 33800 | 31200 | 16 | 12 | 8.1 | 2.3 | 69 | 55 | 215568231
TRANE | 5TWR5036A1 | 5PX*B006AS3+TSTAT | S8X2B060M4PSC | 33800 | 31200 | 16 | 12 | 8.1 | 2.3 | 69 | 55 | 215568230
AMERICAN STANDARD | 5A6H5036A1 | 5PX*B006AS3+TSTAT | S8X2A040M3PTC | 32600 | 30400 | 15.2 | 12 | 8.1 | 2.2 | 70 | 56 | 215568229
TRANE | 5TWR5036A1 | 5PX*B006AS3+TSTAT | S8X2A040M3PTC | 32600 | 30400 | 15.2 | 12 | 8.1 | 2.2 | 70 | 56 | 215568228
AMERICAN STANDARD | 5A6H5036A1 | 5PX*B006AS3+TSTAT | S8X2A040M3PSC | 32600 | 30400 | 15.2 | 12 | 8.1 | 2.2 | 70 | 56 | 215568227
TRANE | 5TWR5036A1 | 5PX*B006AS3+TSTAT | S8X2A040M3PSC | 32600 | 30400 | 15.2 | 12 | 8.1 | 2.2 | 70 | 56 | 215568226
AMERICAN STANDARD | 5A6H5036A1 | 5PX*B006AS3+TSTAT | S8X1B080M4PTC | 33800 | 31200 | 16 | 12 | 8.1 | 2.3 | 70 | 56 | 215568225
TRANE | 5TWR5036A1 | 5PX*B006AS3+TSTAT | S8X1B080M4PTC | 33800 | 31200 | 16 | 12 | 8.1 | 2.3 | 70 | 56 | 215568224
AMERICAN STANDARD | 5A6H5036A1 | 5PX*B006AS3+TSTAT | S8X1B080M4PSC | 33800 | 31200 | 16 | 12 | 8.1 | 2.3 | 70 | 56 | 215568223
TRANE | 5TWR5036A1 | 5PX*B006AS3+TSTAT | S8X1B080M4PSC | 33800 | 31200 | 16 | 12 | 8.1 | 2.3 | 70 | 56 | 215568222
AMERICAN STANDARD | 5A6H5036A1 | 5PX*B006AS3+TSTAT | S8X1B060M4PTC | 33800 | 31200 | 16 | 12 | 8.1 | 2.3 | 69 | 55 | 215568221
TRANE | 5TWR5036A1 | 5PX*B006AS3+TSTAT | S8X1B060M4PTC | 33800 | 31200 | 16 | 12 | 8.1 | 2.3 | 69 | 55 | 215568220
AMERICAN STANDARD | 5A6H5036A1 | 5PX*B006AS3+TSTAT | S8X1B060M4PSC | 33800 | 31200 | 16 | 12 | 8.1 | 2.3 | 69 | 55 | 215568219
TRANE | 5TWR5036A1 | 5PX*B006AS3+TSTAT | S8X1B060M4PSC | 33800 | 31200 | 16 | 12 | 8.1 | 2.3 | 69 | 55 | 215568218
AMERICAN STANDARD | 5A6H5036A1 | 5PX*B006AS3+TSTAT | S8X1A040M3PSC | 32600 | 30400 | 15.2 | 12 | 8.1 | 2.2 | 70 | 56 | 215568217
TRANE | 5TWR5036A1 | 5PX*B006AS3+TSTAT | S8X1A040M3PSC | 32600 | 30400 | 15.2 | 12 | 8.1 | 2.2 | 70 | 56 | 215568216
AMERICAN STANDARD | 5A6H5036A1 | 5PX*B006AS3+TSTAT | S8V2B080M4PDB | 33800 | 31200 | 15.2 | 12 | 8.1 | 2.3 | 69 | 56 | 215568215
TRANE | 5TWR5036A1 | 5PX*B006AS3+TSTAT | S8V2B080M4PDB | 33800 | 31200 | 15.2 | 12 | 8.1 | 2.3 | 69 | 56 | 215568214
AMERICAN STANDARD | 5A6H5036A1 | 5PX*B006AS3+TSTAT | S8V2B080M4PCB | 33800 | 31200 | 15.2 | 12 | 8.1 | 2.3 | 69 | 56 | 215568213
TRANE | 5TWR5036A1 | 5PX*B006AS3+TSTAT | S8V2B080M4PCB | 33800 | 31200 | 15.2 | 12 | 8.1 | 2.3 | 69 | 56 | 215568212
AMERICAN STANDARD | 5A6H5036A1 | 5PX*B006AS3+TSTAT | S8V2B060M4PDB | 33800 | 31200 | 15.2 | 12 | 8.1 | 2.3 | 69 | 55 | 215568211
TRANE | 5TWR5036A1 | 5PX*B006AS3+TSTAT | S8V2B060M4PDB | 33800 | 31200 | 15.2 | 12 | 8.1 | 2.3 | 69 | 55 | 215568210
AMERICAN STANDARD | 5A6H5036A1 | 5PX*B006AS3+TSTAT | S8V2B060M4PCB | 33800 | 31200 | 15.2 | 12 | 8.1 | 2.3 | 69 | 55 | 215568209
TRANE | 5TWR5036A1 | 5PX*B006AS3+TSTAT | S8V2B060M4PCB | 33800 | 31200 | 15.2 | 12 | 8.1 | 2.3 | 69 | 55 | 215568208
AMERICAN STANDARD | 5A6H5036A1 | 5PX*B006AS3+TSTAT+P0V0A000M30SD |  | 32800 | 30400 | 15.2 | 11.7 | 8.1 | 2.2 | 69 | 55 | 215568201
TRANE | 5TWR5036A1 | 5PX*B006AS3+TSTAT+P0V0A000M30SD |  | 32800 | 30400 | 15.2 | 11.7 | 8.1 | 2.2 | 69 | 55 | 215568200
AMERICAN STANDARD | 5A6H5036A1 | 5PX*B006AS3+TSTAT | L9X1B070U4VSA | 33400 | 31400 | 15.2 | 11.7 | 8.1 | 2.2 | 70 | 56 | 215568197
AMERICAN STANDARD | 5A6H5036A1 | 5PX*B006AS3+TSTAT+P0V0B000M40SD |  | 34600 | 31600 | 16 | 12 | 8.1 | 2.3 | 70 | 55 | 215568203
TRANE | 5TWR5036A1 | 5PX*B006AS3+TSTAT+P0V0B000M40SD |  | 34600 | 31600 | 16 | 12 | 8.1 | 2.3 | 70 | 55 | 215568202
AMERICAN STANDARD | 5A6H5048A1 | 5PX*C007AS3+TSTAT | S9X2C100U5PSB | 43500 | 44000 | 15.2 | 11.7 | 8.1 | 2 | 66 | 51 | 215569203
TRANE | 5TWR5048A1 | 5PX*C007AS3+TSTAT | S9X2C100U5PSB | 43500 | 44000 | 15.2 | 11.7 | 8.1 | 2 | 66 | 51 | 215569202
AMERICAN STANDARD | 5A6H5048A1 | 5PX*C007AS3+TSTAT | S9X1C100U5PSB | 43500 | 44000 | 15.2 | 11.7 | 8.1 | 2 | 66 | 51 | 215569199
TRANE | 5TWR5048A1 | 5PX*C007AS3+TSTAT | S9X1C100U5PSB | 43500 | 44000 | 15.2 | 11.7 | 8.1 | 2 | 66 | 51 | 215569198
TRANE | 5TWR5036A1 | 5TXCC009AS3+TSTAT | S8V2C080M5PDB | 34600 | 31200 | 16 | 12 | 8.1 | 2.3 | 69 | 56 | 215566410
AMERICAN STANDARD | 5A6H5036A1 | 5TXCC009AS3+TSTAT | S8V2C080M5PCB | 34600 | 31200 | 16 | 12 | 8.1 | 2.3 | 69 | 56 | 215566409
TRANE | 5TWR5036A1 | 5TXCC009AS3+TSTAT | S8V2C080M5PCB | 34600 | 31200 | 16 | 12 | 8.1 | 2.3 | 69 | 56 | 215566408
AMERICAN STANDARD | 5A6H5036A1 | 5TXCC009AS3+TSTAT+P0V0C000M50SD |  | 35000 | 31200 | 16 | 12 | 8.1 | 2.3 | 69 | 55 | 215566407
TRANE | 5TWR5036A1 | 5TXCC009AS3+TSTAT+P0V0C000M50SD |  | 35000 | 31200 | 16 | 12 | 8.1 | 2.3 | 69 | 55 | 215566406
AMERICAN STANDARD | 5A6H5036A1 | 5TXCC009AS3+TSTAT |  | 34200 | 32000 | 15.2 | 11.7 | 8.1 | 2.2 | 69 | 56 | 215566405
TRANE | 5TWR5036A1 | 5TXCC009AS3+TSTAT |  | 34200 | 32000 | 15.2 | 11.7 | 8.1 | 2.2 | 69 | 56 | 215566404
AMERICAN STANDARD | 5A6H5036A1 | 5TXCC009AS3+TSTAT | L9X1C100U5VSA | 34200 | 31200 | 15.2 | 12 | 8.1 | 2.2 | 70 | 56 | 215566403
TRANE | 5TWR5036A1 | 5TXCC009AS3+TSTAT | L9X1C100U5VSA | 34200 | 31200 | 15.2 | 12 | 8.1 | 2.2 | 70 | 56 | 215566402
AMERICAN STANDARD | 5A6H5036A1 | 5TXCC009AS3+TSTAT | S8X2C080M5PSC | 34800 | 31400 | 16 | 12 | 8.1 | 2.3 | 69 | 55 | 215566401
TRANE | 5TWR5036A1 | 5TXCC009AS3+TSTAT | S8X2C080M5PSC | 34800 | 31400 | 16 | 12 | 8.1 | 2.3 | 69 | 55 | 215566400
AMERICAN STANDARD | 5A6H5036A1 | 5TXCC009AS3+TSTAT | S8X2C080M5PTC | 34800 | 31400 | 16 | 12 | 8.1 | 2.3 | 69 | 55 | 215566399
TRANE | 5TWR5036A1 | 5TXCC009AS3+TSTAT | S8X2C080M5PTC | 34800 | 31400 | 16 | 12 | 8.1 | 2.3 | 69 | 55 | 215566398
AMERICAN STANDARD | 5A6H5036A1 | 5TXCC009AS3+TSTAT | S8X2C100M5PSC | 34400 | 31000 | 16 | 12 | 8.1 | 2.3 | 70 | 56 | 215566397
TRANE | 5TWR5036A1 | 5TXCC009AS3+TSTAT | S8X2C100M5PSC | 34400 | 31000 | 16 | 12 | 8.1 | 2.3 | 70 | 56 | 215566396
AMERICAN STANDARD | 5A6H5036A1 | 5TXCC009AS3+TSTAT | S8X2C100M5PTC | 34400 | 31000 | 16 | 12 | 8.1 | 2.3 | 70 | 56 | 215566395
TRANE | 5TWR5036A1 | 5TXCC009AS3+TSTAT | S8X2C100M5PTC | 34400 | 31000 | 16 | 12 | 8.1 | 2.3 | 70 | 56 | 215566394
AMERICAN STANDARD | 5A6H5036A1 | 5TXCC009AS3+TSTAT | S9V2C080U5PSC | 34400 | 30800 | 16 | 12 | 8.1 | 2.3 | 69 | 56 | 215566393
TRANE | 5TWR5036A1 | 5TXCC009AS3+TSTAT | S9V2C080U5PSC | 34400 | 30800 | 16 | 12 | 8.1 | 2.3 | 69 | 56 | 215566392
AMERICAN STANDARD | 5A6H5036A1 | 5TXCC009AS3+TSTAT | S9V2C100U4VSB | 34400 | 31000 | 16 | 12 | 8.1 | 2.3 | 69 | 55 | 215566391
TRANE | 5TWR5036A1 | 5TXCC009AS3+TSTAT | S9V2C100U4VSB | 34400 | 31000 | 16 | 12 | 8.1 | 2.3 | 69 | 55 | 215566390
AMERICAN STANDARD | 5A6H5036A1 | 5TXCC009AS3+TSTAT | S9X1C080U5PSB | 34400 | 31000 | 16 | 12 | 8.1 | 2.3 | 69 | 55 | 215566389
TRANE | 5TWR5036A1 | 5TXCC009AS3+TSTAT | S9X1C080U5PSB | 34400 | 31000 | 16 | 12 | 8.1 | 2.3 | 69 | 55 | 215566388
AMERICAN STANDARD | 5A6H5036A1 | 5TXCC009AS3+TSTAT | S9X1C100U5PSB | 34600 | 31400 | 15.2 | 12 | 8.1 | 2.3 | 69 | 55 | 215566387
TRANE | 5TWR5036A1 | 5TXCC009AS3+TSTAT | S9X1C100U5PSB | 34600 | 31400 | 15.2 | 12 | 8.1 | 2.3 | 69 | 55 | 215566386
AMERICAN STANDARD | 5A6H5036A1 | 5TXCC009AS3+TSTAT | S9X2C080U5PSB | 34400 | 31000 | 16 | 12 | 8.1 | 2.3 | 69 | 55 | 215566385
TRANE | 5TWR5036A1 | 5TXCC009AS3+TSTAT | S9X2C080U5PSB | 34400 | 31000 | 16 | 12 | 8.1 | 2.3 | 69 | 55 | 215566384
AMERICAN STANDARD | 5A6H5036A1 | 5TXCC009AS3+TSTAT | S9X2C100U5PSB | 34600 | 31400 | 15.2 | 12 | 8.1 | 2.3 | 69 | 55 | 215566383
TRANE | 5TWR5036A1 | 5TXCC009AS3+TSTAT | S9X2C100U5PSB | 34600 | 31400 | 15.2 | 12 | 8.1 | 2.3 | 69 | 55 | 215566382
AMERICAN STANDARD | 5A6H5036A1 | 5TXCC009AS3+TSTAT | L8V1C100U5VSB | 34800 | 31200 | 16 | 12 | 8.1 | 2.3 | 69 | 55 | 215566381
TRANE | 5TWR5036A1 | 5TXCC009AS3+TSTAT | L8V1C100U5VSB | 34800 | 31200 | 16 | 12 | 8.1 | 2.3 | 69 | 55 | 215566380
AMERICAN STANDARD | 5A6H5036A1 | 5TXCC009AS3+TSTAT | *UHMC100CCV4 | 34400 | 30800 | 16 | 12 | 8.1 | 2.3 | 69 | 55 | 215566379
TRANE | 5TWR5036A1 | 5TXCC009AS3+TSTAT | *UHMC100CCV4 | 34400 | 30800 | 16 | 12 | 8.1 | 2.3 | 69 | 55 | 215566378
AMERICAN STANDARD | 5A6H5036A1 | 5TXCC005AS3+TSTAT | L8V1C100U5VSB | 33400 | 31000 | 15.2 | 12 | 8.1 | 2.2 | 70 | 56 | 215566375
TRANE | 5TWR5036A1 | 5TXCC005AS3+TSTAT | L8V1C100U5VSB | 33400 | 31000 | 15.2 | 12 | 8.1 | 2.2 | 70 | 56 | 215566374
AMERICAN STANDARD | 5A6H5036A1 | 5TXCC005AS3+TSTAT | *UHMC100CCV4 | 33200 | 31000 | 15.2 | 12 | 8.1 | 2.2 | 70 | 56 | 215566373
TRANE | 5TWR5036A1 | 5TXCC005AS3+TSTAT | *UHMC100CCV4 | 33200 | 31000 | 15.2 | 12 | 8.1 | 2.2 | 70 | 56 | 215566372
AMERICAN STANDARD | 5A6H5036A1 | 5TXCC005AS3+TSTAT | S9X2C080U5PSB | 33000 | 30800 | 15.2 | 12 | 8.1 | 2.2 | 70 | 56 | 215566369
TRANE | 5TWR5036A1 | 5TXCC005AS3+TSTAT | S9X2C080U5PSB | 33000 | 30800 | 15.2 | 12 | 8.1 | 2.2 | 70 | 56 | 215566368
AMERICAN STANDARD | 5A6H5036A1 | 5TXCC005AS3+TSTAT | S9X1C080U5PSB | 33000 | 30800 | 15.2 | 12 | 8.1 | 2.2 | 70 | 56 | 215566365
TRANE | 5TWR5036A1 | 5TXCC005AS3+TSTAT | S9X1C080U5PSB | 33000 | 30800 | 15.2 | 12 | 8.1 | 2.2 | 70 | 56 | 215566364
AMERICAN STANDARD | 5A6H5036A1 | 5TXCC005AS3+TSTAT | S9V2C100U5PSC | 33200 | 31200 | 15.2 | 12 | 8.1 | 2.2 | 70 | 56 | 215566363
TRANE | 5TWR5036A1 | 5TXCC005AS3+TSTAT | S9V2C100U5PSC | 33200 | 31200 | 15.2 | 12 | 8.1 | 2.2 | 70 | 56 | 215566362
AMERICAN STANDARD | 5A6H5036A1 | 5TXCC005AS3+TSTAT | S9V2C100U4VSB | 33200 | 31200 | 15.2 | 12 | 8.1 | 2.2 | 70 | 56 | 215566361
TRANE | 5TWR5036A1 | 5TXCC005AS3+TSTAT | S9V2C100U4VSB | 33200 | 31200 | 15.2 | 12 | 8.1 | 2.2 | 70 | 56 | 215566360
AMERICAN STANDARD | 5A6H5036A1 | 5TXCC005AS3+TSTAT | S9V2C080U5PSC | 33200 | 31000 | 15.2 | 12 | 8.1 | 2.2 | 70 | 56 | 215566359
TRANE | 5TWR5036A1 | 5TXCC005AS3+TSTAT | S9V2C080U5PSC | 33200 | 31000 | 15.2 | 12 | 8.1 | 2.2 | 70 | 56 | 215566358
AMERICAN STANDARD | 5A6H5036A1 | 5TXCC005AS3+TSTAT | S8X2C100M5PTC | 33200 | 31400 | 15.2 | 11.7 | 8.1 | 2.2 | 70 | 56 | 215566357
TRANE | 5TWR5036A1 | 5TXCC005AS3+TSTAT | S8X2C100M5PTC | 33200 | 31400 | 15.2 | 11.7 | 8.1 | 2.2 | 70 | 56 | 215566356
AMERICAN STANDARD | 5A6H5036A1 | 5TXCC005AS3+TSTAT | S8X2C100M5PSC | 33200 | 31400 | 15.2 | 11.7 | 8.1 | 2.2 | 70 | 56 | 215566355
TRANE | 5TWR5036A1 | 5TXCC005AS3+TSTAT | S8X2C100M5PSC | 33200 | 31400 | 15.2 | 11.7 | 8.1 | 2.2 | 70 | 56 | 215566354
AMERICAN STANDARD | 5A6H5036A1 | 5TXCC005AS3+TSTAT | S8X2C080M5PTC | 33200 | 31200 | 15.2 | 12 | 8.1 | 2.2 | 70 | 56 | 215566353
TRANE | 5TWR5036A1 | 5TXCC005AS3+TSTAT | S8X2C080M5PTC | 33200 | 31200 | 15.2 | 12 | 8.1 | 2.2 | 70 | 56 | 215566352
AMERICAN STANDARD | 5A6H5036A1 | 5TXCC005AS3+TSTAT | S8X2C080M5PSC | 33200 | 31200 | 15.2 | 12 | 8.1 | 2.2 | 70 | 56 | 215566351
TRANE | 5TWR5036A1 | 5TXCC005AS3+TSTAT | S8X2C080M5PSC | 33200 | 31200 | 15.2 | 12 | 8.1 | 2.2 | 70 | 56 | 215566350
AMERICAN STANDARD | 5A6H5036A1 | 5TXCC005AS3+TSTAT | S8X1C100M5PTC | 33200 | 31400 | 15.2 | 11.7 | 8.1 | 2.2 | 70 | 56 | 215566349
TRANE | 5TWR5036A1 | 5TXCC005AS3+TSTAT | S8X1C100M5PTC | 33200 | 31400 | 15.2 | 11.7 | 8.1 | 2.2 | 70 | 56 | 215566348
AMERICAN STANDARD | 5A6H5036A1 | 5TXCC005AS3+TSTAT | S8X1C100M5PSC | 33200 | 31400 | 15.2 | 11.7 | 8.1 | 2.2 | 70 | 56 | 215566347
TRANE | 5TWR5036A1 | 5TXCC005AS3+TSTAT | S8X1C100M5PSC | 33200 | 31400 | 15.2 | 11.7 | 8.1 | 2.2 | 70 | 56 | 215566346
AMERICAN STANDARD | 5A6H5036A1 | 5TXCC005AS3+TSTAT | S8X1C080M5PTC | 33200 | 31200 | 15.2 | 12 | 8.1 | 2.2 | 70 | 56 | 215566345
TRANE | 5TWR5036A1 | 5TXCC005AS3+TSTAT | S8X1C080M5PTC | 33200 | 31200 | 15.2 | 12 | 8.1 | 2.2 | 70 | 56 | 215566344
AMERICAN STANDARD | 5A6H5036A1 | 5TXCC005AS3+TSTAT | S8X1C080M5PSC | 33200 | 31200 | 15.2 | 12 | 8.1 | 2.2 | 70 | 56 | 215566343
TRANE | 5TWR5036A1 | 5TXCC005AS3+TSTAT | S8X1C080M5PSC | 33200 | 31200 | 15.2 | 12 | 8.1 | 2.2 | 70 | 56 | 215566342
AMERICAN STANDARD | 5A6H5036A1 | 5TXCC005AS3+TSTAT+P0V0C000M50SD |  | 33400 | 30800 | 16 | 12 | 8.1 | 2.3 | 69 | 56 | 215566335
TRANE | 5TWR5036A1 | 5TXCC005AS3+TSTAT+P0V0C000M50SD |  | 33400 | 30800 | 16 | 12 | 8.1 | 2.3 | 69 | 56 | 215566334
AMERISTAR | A5HP5030A1 | 5PX*B006AS3+TSTAT | A952V040BU3SB | 28800 | 25800 | 15.2 | 12 | 8.1 | 2.1 | 68 | 53 | 215574739
RUNTRU | A5HP5030A1 | 5PX*B006AS3+TSTAT | A952V040BU3SB | 28800 | 25800 | 15.2 | 12 | 8.1 | 2.1 | 68 | 53 | 215574738
AMERISTAR | A5HP5030A1 | 5PX*B006AS3+TSTAT | A952V060BU4SB | 29000 | 26000 | 15.2 | 12 | 8.1 | 2.1 | 68 | 53 | 215574737
RUNTRU | A5HP5030A1 | 5PX*B006AS3+TSTAT | A952V060BU4SB | 29000 | 26000 | 15.2 | 12 | 8.1 | 2.1 | 68 | 53 | 215574736
AMERISTAR | A5HP5030A1 | 5PX*B006AS3+TSTAT | A801X040AM3SD | 27000 | 24200 | 16 | 12 | 8.1 | 2 | 67 | 52 | 215574733
RUNTRU | A5HP5030A1 | 5PX*B006AS3+TSTAT | A801X040AM3SD | 27000 | 24200 | 16 | 12 | 8.1 | 2 | 67 | 52 | 215574732
AMERISTAR | A5HP5030A1 | 5PX*B006AS3+TSTAT | A801X040AM3TD | 27000 | 24200 | 16 | 12 | 8.1 | 2 | 67 | 52 | 215574731
RUNTRU | A5HP5030A1 | 5PX*B006AS3+TSTAT | A801X040AM3TD | 27000 | 24200 | 16 | 12 | 8.1 | 2 | 67 | 52 | 215574730
AMERICAN STANDARD | 5A6H5048A1 | 5PX*C009AS3+TSTAT |  | 45500 | 44000 | 15.2 | 11.7 | 8.1 | 2.1 | 68 | 53 | 215569281
TRANE | 5TWR5048A1 | 5PX*C009AS3+TSTAT |  | 45500 | 44000 | 15.2 | 11.7 | 8.1 | 2.1 | 68 | 53 | 215569280
AMERICAN STANDARD | 5A6H5048A1 | 5PX*C009AS3+TSTAT | S9X1C100U5PSB | 44000 | 43000 | 15.2 | 12 | 8.1 | 2.1 | 67 | 51 | 215569279
TRANE | 5TWR5048A1 | 5PX*C009AS3+TSTAT | S9X1C100U5PSB | 44000 | 43000 | 15.2 | 12 | 8.1 | 2.1 | 67 | 51 | 215569278
AMERICAN STANDARD | 5A6H5048A1 | 5PX*C009AS3+TSTAT | S9X1C080U5PSB | 44000 | 42500 | 15.2 | 12 | 8.1 | 2.1 | 67 | 52 | 215569277
TRANE | 5TWR5048A1 | 5PX*C009AS3+TSTAT | S9X1C080U5PSB | 44000 | 42500 | 15.2 | 12 | 8.1 | 2.1 | 67 | 52 | 215569276
AMERICAN STANDARD | 5A6H5048A1 | 5PX*C009AS3+TSTAT | S9V2C100U5PSC | 45000 | 43000 | 16 | 12 | 8.1 | 2.1 | 67 | 52 | 215569275
TRANE | 5TWR5048A1 | 5PX*C009AS3+TSTAT | S9V2C100U5PSC | 45000 | 43000 | 16 | 12 | 8.1 | 2.1 | 67 | 52 | 215569274
AMERICAN STANDARD | 5A6H5048A1 | 5PX*C009AS3+TSTAT | S9V2C100U4VSB | 45000 | 43500 | 16 | 11.7 | 8.1 | 2.1 | 67 | 52 | 215569271
TRANE | 5TWR5048A1 | 5PX*C009AS3+TSTAT | S9V2C100U4VSB | 45000 | 43500 | 16 | 11.7 | 8.1 | 2.1 | 67 | 52 | 215569270
AMERICAN STANDARD | 5A6H5048A1 | 5PX*C009AS3+TSTAT+P0V0C000M50SD |  | 45500 | 43000 | 16 | 12 | 8.1 | 2.2 | 67 | 52 | 215569247
TRANE | 5TWR5048A1 | 5PX*C009AS3+TSTAT+P0V0C000M50SD |  | 45500 | 43000 | 16 | 12 | 8.1 | 2.2 | 67 | 52 | 215569246
AMERICAN STANDARD | 5A6H5048A1 | 5PX*C009AS3+TSTAT | S9X2C080U5PSB | 44000 | 42500 | 15.2 | 12 | 8.1 | 2.1 | 67 | 52 | 215569243
TRANE | 5TWR5048A1 | 5PX*C009AS3+TSTAT | S9X2C080U5PSB | 44000 | 42500 | 15.2 | 12 | 8.1 | 2.1 | 67 | 52 | 215569242
AMERICAN STANDARD | 5A6H5048A1 | 5PX*C009AS3+TSTAT | S9X2C100U5PSB | 44000 | 43000 | 15.2 | 12 | 8.1 | 2.1 | 67 | 51 | 215569241
TRANE | 5TWR5048A1 | 5PX*C009AS3+TSTAT | S9X2C100U5PSB | 44000 | 43000 | 15.2 | 12 | 8.1 | 2.1 | 67 | 51 | 215569240
AMERICAN STANDARD | 5A6H5036A1 | 5PX*C005AS3+TSTAT | S9X2C080U5PSB | 33000 | 30800 | 15.2 | 12 | 8.1 | 2.2 | 70 | 56 | 215568435
TRANE | 5TWR5036A1 | 5PX*C005AS3+TSTAT | S9X2C080U5PSB | 33000 | 30800 | 15.2 | 12 | 8.1 | 2.2 | 70 | 56 | 215568434
AMERICAN STANDARD | 5A6H5036A1 | 5PX*C005AS3+TSTAT | S9X1C080U5PSB | 33000 | 30800 | 15.2 | 12 | 8.1 | 2.2 | 70 | 56 | 215568431
TRANE | 5TWR5036A1 | 5PX*C005AS3+TSTAT | S9X1C080U5PSB | 33000 | 30800 | 15.2 | 12 | 8.1 | 2.2 | 70 | 56 | 215568430
AMERICAN STANDARD | 5A6H5036A1 | 5PX*C005AS3+TSTAT | S9V2C100U5PSC | 33200 | 31200 | 15.2 | 12 | 8.1 | 2.2 | 70 | 56 | 215568429
TRANE | 5TWR5036A1 | 5PX*C005AS3+TSTAT | S9V2C100U5PSC | 33200 | 31200 | 15.2 | 12 | 8.1 | 2.2 | 70 | 56 | 215568428
AMERICAN STANDARD | 5A6H5036A1 | 5PX*C005AS3+TSTAT | S9V2C100U4VSB | 33200 | 31200 | 15.2 | 12 | 8.1 | 2.2 | 70 | 56 | 215568427
TRANE | 5TWR5036A1 | 5PX*C005AS3+TSTAT | S9V2C100U4VSB | 33200 | 31200 | 15.2 | 12 | 8.1 | 2.2 | 70 | 56 | 215568426
AMERICAN STANDARD | 5A6H5036A1 | 5PX*C005AS3+TSTAT | S9V2C080U5PSC | 33200 | 31000 | 15.2 | 12 | 8.1 | 2.2 | 70 | 56 | 215568425
TRANE | 5TWR5036A1 | 5PX*C005AS3+TSTAT | S9V2C080U5PSC | 33200 | 31000 | 15.2 | 12 | 8.1 | 2.2 | 70 | 56 | 215568424
AMERICAN STANDARD | 5A6H5036A1 | 5PX*C005AS3+TSTAT | S8X2C100M5PTC | 33200 | 31400 | 15.2 | 11.7 | 8.1 | 2.2 | 70 | 56 | 215568423
TRANE | 5TWR5036A1 | 5PX*C005AS3+TSTAT | S8X2C100M5PTC | 33200 | 31400 | 15.2 | 11.7 | 8.1 | 2.2 | 70 | 56 | 215568422
AMERICAN STANDARD | 5A6H5036A1 | 5PX*C005AS3+TSTAT | S8X2C100M5PSC | 33200 | 31400 | 15.2 | 11.7 | 8.1 | 2.2 | 70 | 56 | 215568421
TRANE | 5TWR5036A1 | 5PX*C005AS3+TSTAT | S8X2C100M5PSC | 33200 | 31400 | 15.2 | 11.7 | 8.1 | 2.2 | 70 | 56 | 215568420
AMERICAN STANDARD | 5A6H5036A1 | 5PX*C005AS3+TSTAT | S8X2C080M5PTC | 33200 | 31200 | 15.2 | 12 | 8.1 | 2.2 | 70 | 56 | 215568419
TRANE | 5TWR5036A1 | 5PX*C005AS3+TSTAT | S8X2C080M5PTC | 33200 | 31200 | 15.2 | 12 | 8.1 | 2.2 | 70 | 56 | 215568418
AMERICAN STANDARD | 5A6H5036A1 | 5PX*C005AS3+TSTAT | S8X2C080M5PSC | 33200 | 31200 | 15.2 | 12 | 8.1 | 2.2 | 70 | 56 | 215568417
TRANE | 5TWR5036A1 | 5PX*C005AS3+TSTAT | S8X2C080M5PSC | 33200 | 31200 | 15.2 | 12 | 8.1 | 2.2 | 70 | 56 | 215568416
AMERICAN STANDARD | 5A6H5036A1 | 5PX*C005AS3+TSTAT | S8X1C100M5PTC | 33200 | 31400 | 15.2 | 11.7 | 8.1 | 2.2 | 70 | 56 | 215568415
TRANE | 5TWR5036A1 | 5PX*C005AS3+TSTAT | S8X1C100M5PTC | 33200 | 31400 | 15.2 | 11.7 | 8.1 | 2.2 | 70 | 56 | 215568414
AMERICAN STANDARD | 5A6H5036A1 | 5PX*C005AS3+TSTAT | S8X1C100M5PSC | 33200 | 31400 | 15.2 | 11.7 | 8.1 | 2.2 | 70 | 56 | 215568413
TRANE | 5TWR5036A1 | 5PX*C005AS3+TSTAT | S8X1C100M5PSC | 33200 | 31400 | 15.2 | 11.7 | 8.1 | 2.2 | 70 | 56 | 215568412
AMERICAN STANDARD | 5A6H5036A1 | 5PX*C005AS3+TSTAT | S8X1C080M5PTC | 33200 | 31200 | 15.2 | 12 | 8.1 | 2.2 | 70 | 56 | 215568411
TRANE | 5TWR5036A1 | 5PX*C005AS3+TSTAT | S8X1C080M5PTC | 33200 | 31200 | 15.2 | 12 | 8.1 | 2.2 | 70 | 56 | 215568410
AMERICAN STANDARD | 5A6H5036A1 | 5PX*C005AS3+TSTAT | S8V2C100M5PDB | 33000 | 30800 | 15.2 | 12 | 8.1 | 2.2 | 70 | 56 | 215568409
TRANE | 5TWR5036A1 | 5PX*C005AS3+TSTAT | S8V2C100M5PDB | 33000 | 30800 | 15.2 | 12 | 8.1 | 2.2 | 70 | 56 | 215568408
AMERICAN STANDARD | 5A6H5036A1 | 5PX*C005AS3+TSTAT | S8V2C100M5PCB | 33000 | 30800 | 15.2 | 12 | 8.1 | 2.2 | 70 | 56 | 215568407
TRANE | 5TWR5036A1 | 5PX*C005AS3+TSTAT | S8V2C100M5PCB | 33000 | 30800 | 15.2 | 12 | 8.1 | 2.2 | 70 | 56 | 215568406
AMERICAN STANDARD | 5A6H5036A1 | 5PX*C005AS3+TSTAT | S8V2C080M5PDB | 33000 | 31000 | 15.2 | 12 | 8.1 | 2.2 | 70 | 56 | 215568405
TRANE | 5TWR5036A1 | 5PX*C005AS3+TSTAT | S8V2C080M5PDB | 33000 | 31000 | 15.2 | 12 | 8.1 | 2.2 | 70 | 56 | 215568404
AMERICAN STANDARD | 5A6H5036A1 | 5PX*C005AS3+TSTAT | S8V2C080M5PCB | 33000 | 31000 | 15.2 | 12 | 8.1 | 2.2 | 70 | 56 | 215568403
TRANE | 5TWR5036A1 | 5PX*C005AS3+TSTAT | S8V2C080M5PCB | 33000 | 31000 | 15.2 | 12 | 8.1 | 2.2 | 70 | 56 | 215568402
AMERICAN STANDARD | 5A6H5036A1 | 5PX*C005AS3+TSTAT+P0V0C000M50SD |  | 33400 | 30800 | 15.2 | 12 | 8.1 | 2.3 | 69 | 56 | 215568401
TRANE | 5TWR5036A1 | 5PX*C005AS3+TSTAT+P0V0C000M50SD |  | 33400 | 30800 | 15.2 | 12 | 8.1 | 2.3 | 69 | 56 | 215568400
AMERICAN STANDARD | 5A6H5036A1 | 5PX*C005AS3+TSTAT | *UHMC100CCV4 | 33200 | 31000 | 15.2 | 12 | 8.1 | 2.2 | 70 | 56 | 215568397
TRANE | 5TWR5036A1 | 5PX*C005AS3+TSTAT | *UHMC100CCV4 | 33200 | 31000 | 15.2 | 12 | 8.1 | 2.2 | 70 | 56 | 215568396
AMERICAN STANDARD | 5A6H5036A1 | 5PX*BD06AS3+TSTAT+P0V0B000M40SD |  | 34400 | 32200 | 16 | 12 | 8.1 | 2.2 | 69 | 55 | 215568393
TRANE | 5TWR5036A1 | 5PX*BD06AS3+TSTAT+P0V0B000M40SD |  | 34400 | 32200 | 16 | 12 | 8.1 | 2.2 | 69 | 55 | 215568392
AMERICAN STANDARD | 5A6H5036A1 | 5PX*BD06AS3+TSTAT | *DHMB080CCV3 | 33400 | 31800 | 15.2 | 12 | 8.1 | 2.2 | 69 | 55 | 215568391
TRANE | 5TWR5036A1 | 5PX*BD06AS3+TSTAT | *DHMB080CCV3 | 33400 | 31800 | 15.2 | 12 | 8.1 | 2.2 | 69 | 55 | 215568390
AMERICAN STANDARD | 5A6H5036A1 | 5PX*BD06AS3+TSTAT | *DHMB060CCV3 | 33200 | 31600 | 15.2 | 12 | 8.1 | 2.2 | 70 | 55 | 215568389
TRANE | 5TWR5036A1 | 5PX*BD06AS3+TSTAT | *DHMB060CCV3 | 33200 | 31600 | 15.2 | 12 | 8.1 | 2.2 | 70 | 55 | 215568388
AMERICAN STANDARD | 5A6H5036A1 | 5PX*BD06AS3+TSTAT | S9X2B080D4PSB | 33200 | 31600 | 15.2 | 12 | 8.1 | 2.2 | 69 | 55 | 215568387
TRANE | 5TWR5036A1 | 5PX*BD06AS3+TSTAT | S9X2B080D4PSB | 33200 | 31600 | 15.2 | 12 | 8.1 | 2.2 | 69 | 55 | 215568386
AMERICAN STANDARD | 5A6H5036A1 | 5PX*BD06AS3+TSTAT | S9X2B060D3PSB | 33200 | 31600 | 15.2 | 12 | 8.1 | 2.2 | 69 | 55 | 215568385
TRANE | 5TWR5036A1 | 5PX*BD06AS3+TSTAT | S9X2B060D3PSB | 33200 | 31600 | 15.2 | 12 | 8.1 | 2.2 | 69 | 55 | 215568384
AMERICAN STANDARD | 5A6H5036A1 | 5PX*BD06AS3+TSTAT | S9X2B040D3PSB | 32800 | 31400 | 15.2 | 12 | 8.1 | 2.2 | 69 | 55 | 215568383
TRANE | 5TWR5036A1 | 5PX*BD06AS3+TSTAT | S9X2B040D3PSB | 32800 | 31400 | 15.2 | 12 | 8.1 | 2.2 | 69 | 55 | 215568382
AMERICAN STANDARD | 5A6H5036A1 | 5PX*BD06AS3+TSTAT | S9X1B080D4PSB | 33200 | 31600 | 15.2 | 12 | 8.1 | 2.2 | 69 | 55 | 215568381
TRANE | 5TWR5036A1 | 5PX*BD06AS3+TSTAT | S9X1B080D4PSB | 33200 | 31600 | 15.2 | 12 | 8.1 | 2.2 | 69 | 55 | 215568380
AMERICAN STANDARD | 5A6H5036A1 | 5PX*BD06AS3+TSTAT | S9X1B060D3PSB | 33200 | 31600 | 15.2 | 12 | 8.1 | 2.2 | 69 | 55 | 215568379
TRANE | 5TWR5036A1 | 5PX*BD06AS3+TSTAT | S9X1B060D3PSB | 33200 | 31600 | 15.2 | 12 | 8.1 | 2.2 | 69 | 55 | 215568378
AMERICAN STANDARD | 5A6H5036A1 | 5PX*BD06AS3+TSTAT | S9X1B040D3PSB | 32800 | 31400 | 15.2 | 12 | 8.1 | 2.2 | 69 | 55 | 215568377
TRANE | 5TWR5036A1 | 5PX*BD06AS3+TSTAT | S9X1B040D3PSB | 32800 | 31400 | 15.2 | 12 | 8.1 | 2.2 | 69 | 55 | 215568376
AMERICAN STANDARD | 5A6H5036A1 | 5PX*BD06AS3+TSTAT | S9V2B080D4VSB | 33400 | 31600 | 15.2 | 12 | 8.1 | 2.2 | 69 | 55 | 215568375
TRANE | 5TWR5036A1 | 5PX*BD06AS3+TSTAT | S9V2B080D4VSB | 33400 | 31600 | 15.2 | 12 | 8.1 | 2.2 | 69 | 55 | 215568374
AMERICAN STANDARD | 5A6H5036A1 | 5PX*BD06AS3+TSTAT | S9V2B080D4PSC | 33400 | 31600 | 15.2 | 12 | 8.1 | 2.2 | 69 | 55 | 215568373
TRANE | 5TWR5036A1 | 5PX*BD06AS3+TSTAT | S9V2B080D4PSC | 33400 | 31600 | 15.2 | 12 | 8.1 | 2.2 | 69 | 55 | 215568372
AMERICAN STANDARD | 5A6H5036A1 | 5PX*BD06AS3+TSTAT | S9V2B060D3VSB | 33400 | 31600 | 15.2 | 12 | 8.1 | 2.2 | 69 | 55 | 215568371
TRANE | 5TWR5036A1 | 5PX*BD06AS3+TSTAT | S9V2B060D3VSB | 33400 | 31600 | 15.2 | 12 | 8.1 | 2.2 | 69 | 55 | 215568370
AMERICAN STANDARD | 5A6H5036A1 | 5PX*BD06AS3+TSTAT | S9V2B060D3PSC | 33400 | 31600 | 15.2 | 12 | 8.1 | 2.2 | 69 | 55 | 215568369
TRANE | 5TWR5036A1 | 5PX*BD06AS3+TSTAT | S9V2B060D3PSC | 33400 | 31600 | 15.2 | 12 | 8.1 | 2.2 | 69 | 55 | 215568368
AMERICAN STANDARD | 5A6H5036A1 | 5PX*BD06AS3+TSTAT | S9V2B040D3PSC | 33400 | 31800 | 15.2 | 12 | 8.1 | 2.2 | 69 | 55 | 215568367
TRANE | 5TWR5036A1 | 5PX*BD06AS3+TSTAT | S9V2B040D3PSC | 33400 | 31800 | 15.2 | 12 | 8.1 | 2.2 | 69 | 55 | 215568366
AMERICAN STANDARD | 5A6H5036A1 | 5PX*BD06AS3+TSTAT | S8X2B060M4PSC | 33600 | 31800 | 15.2 | 12 | 8.1 | 2.2 | 69 | 55 | 215568361
TRANE | 5TWR5036A1 | 5PX*BD06AS3+TSTAT | S8X2B060M4PSC | 33600 | 31800 | 15.2 | 12 | 8.1 | 2.2 | 69 | 55 | 215568360
AMERICAN STANDARD | 5A6H5036A1 | 5TXCB003AS3+TSTAT | S8X2B080M4PTC | 32200 | 33800 | 15.2 | 10 | 8.1 | 2 | 69 | 55 | 215566311
TRANE | 5TWR5036A1 | 5TXCB003AS3+TSTAT | S8X2B080M4PTC | 32200 | 33800 | 15.2 | 10 | 8.1 | 2 | 69 | 55 | 215566310
AMERICAN STANDARD | 5A6H5036A1 | 5TXCB003AS3+TSTAT | S8X2B080M4PSC | 32200 | 33800 | 15.2 | 10 | 8.1 | 2 | 69 | 55 | 215566309
TRANE | 5TWR5036A1 | 5TXCB003AS3+TSTAT | S8X2B080M4PSC | 32200 | 33800 | 15.2 | 10 | 8.1 | 2 | 69 | 55 | 215566308
AMERICAN STANDARD | 5A6H5036A1 | 5TXCB003AS3+TSTAT | S8X1B080M4PTC | 32200 | 33800 | 15.2 | 10 | 8.1 | 2 | 69 | 55 | 215566303
TRANE | 5TWR5036A1 | 5TXCB003AS3+TSTAT | S8X1B080M4PTC | 32200 | 33800 | 15.2 | 10 | 8.1 | 2 | 69 | 55 | 215566302
AMERICAN STANDARD | 5A6H5036A1 | 5TXCB003AS3+TSTAT | S8X1B080M4PSC | 32200 | 33800 | 15.2 | 10 | 8.1 | 2 | 69 | 55 | 215566301
TRANE | 5TWR5036A1 | 5TXCB003AS3+TSTAT | S8X1B080M4PSC | 32200 | 33800 | 15.2 | 10 | 8.1 | 2 | 69 | 55 | 215566300
AMERICAN STANDARD | 5A6H5030A1 | 5TXCD008AS3+TSTAT | *UHMD120CCV5 | 29000 | 25600 | 16 | 12 | 8.1 | 2.1 | 67 | 52 | 215566271
TRANE | 5TWR5030A1 | 5TXCD008AS3+TSTAT | *UHMD120CCV5 | 29000 | 25600 | 16 | 12 | 8.1 | 2.1 | 67 | 52 | 215566270
AMERICAN STANDARD | 5A6H5036A1 | 5TXCD008AS3+TSTAT | S8X1D120M5PSC | 34400 | 31400 | 16 | 12 | 8.5 | 2.3 | 69 | 55 | 215566445
TRANE | 5TWR5036A1 | 5TXCD008AS3+TSTAT | S8X1D120M5PSC | 34400 | 31400 | 16 | 12 | 8.5 | 2.3 | 69 | 55 | 215566444
AMERICAN STANDARD | 5A6H5036A1 | 5TXCD008AS3+TSTAT | S8V2D120M5PCB | 34800 | 31600 | 16 | 12 | 8.5 | 2.3 | 70 | 56 | 215566443
TRANE | 5TWR5036A1 | 5TXCD008AS3+TSTAT | S8V2D120M5PCB | 34800 | 31600 | 16 | 12 | 8.5 | 2.3 | 70 | 56 | 215566442
AMERICAN STANDARD | 5A6H5036A1 | 5TXCD008AS3+TSTAT | S9X1D120U5PSB | 34000 | 30800 | 15.2 | 12 | 8.1 | 2.3 | 69 | 55 | 215566441
TRANE | 5TWR5036A1 | 5TXCD008AS3+TSTAT | S9X1D120U5PSB | 34000 | 30800 | 15.2 | 12 | 8.1 | 2.3 | 69 | 55 | 215566440
AMERICAN STANDARD | 5A6H5036A1 | 5TXCD008AS3+TSTAT | S9X2D120U5PSB | 34000 | 30800 | 15.2 | 12 | 8.1 | 2.3 | 69 | 55 | 215566439
TRANE | 5TWR5036A1 | 5TXCD008AS3+TSTAT | S9X2D120U5PSB | 34000 | 30800 | 15.2 | 12 | 8.1 | 2.3 | 69 | 55 | 215566438
AMERICAN STANDARD | 5A6H5036A1 | 5TXCD008AS3+TSTAT | S8V2D120M5PDB | 34800 | 31600 | 16 | 12 | 8.5 | 2.3 | 70 | 56 | 215566437
TRANE | 5TWR5036A1 | 5TXCD008AS3+TSTAT | S8V2D120M5PDB | 34800 | 31600 | 16 | 12 | 8.5 | 2.3 | 70 | 56 | 215566436
AMERICAN STANDARD | 5A6H5036A1 | 5TXCD008AS3+TSTAT | S9V2D120U5PSC | 34800 | 31800 | 16 | 12 | 8.5 | 2.3 | 69 | 55 | 215566435
TRANE | 5TWR5036A1 | 5TXCD008AS3+TSTAT | S9V2D120U5PSC | 34800 | 31800 | 16 | 12 | 8.5 | 2.3 | 69 | 55 | 215566434
AMERICAN STANDARD | 5A6H5036A1 | 5TXCD008AS3+TSTAT | S8X1D120M5PTC | 34400 | 31400 | 16 | 12 | 8.5 | 2.3 | 69 | 55 | 215566433
TRANE | 5TWR5036A1 | 5TXCD008AS3+TSTAT | S8X1D120M5PTC | 34400 | 31400 | 16 | 12 | 8.5 | 2.3 | 69 | 55 | 215566432
AMERICAN STANDARD | 5A6H5036A1 | 5TXCD008AS3+TSTAT | S8X2D120M5PSC | 34400 | 31400 | 16 | 12 | 8.5 | 2.3 | 69 | 55 | 215566431
TRANE | 5TWR5036A1 | 5TXCD008AS3+TSTAT | S8X2D120M5PSC | 34400 | 31400 | 16 | 12 | 8.5 | 2.3 | 69 | 55 | 215566430
AMERICAN STANDARD | 5A6H5036A1 | 5TXCD008AS3+TSTAT | S8X2D120M5PTC | 34400 | 31400 | 16 | 12 | 8.5 | 2.3 | 69 | 55 | 215566429
TRANE | 5TWR5036A1 | 5TXCD008AS3+TSTAT | S8X2D120M5PTC | 34400 | 31400 | 16 | 12 | 8.5 | 2.3 | 69 | 55 | 215566428
AMERICAN STANDARD | 5A6H5036A1 | 5TXCD008AS3+TSTAT | *UHMD120CCV5 | 34000 | 31000 | 16 | 12 | 8.1 | 2.3 | 69 | 55 | 215566427
TRANE | 5TWR5036A1 | 5TXCD008AS3+TSTAT | *UHMD120CCV5 | 34000 | 31000 | 16 | 12 | 8.1 | 2.3 | 69 | 55 | 215566426
TRANE | 5TWR5042A1 | 5TXCD008AS3+TSTAT | S8X1D120M5PSC | 40500 | 40000 | 16 | 12 | 8.1 | 2.1 | 65 | 49 | 215566574
AMERICAN STANDARD | 5A6H5042A1 | 5TXCD008AS3+TSTAT | S9X2D120D5PSB | 38000 | 38500 | 15.2 | 11.7 | 8.1 | 2.1 | 66 | 51 | 215566573
TRANE | 5TWR5042A1 | 5TXCD008AS3+TSTAT | S9X2D120D5PSB | 38000 | 38500 | 15.2 | 11.7 | 8.1 | 2.1 | 66 | 51 | 215566572
AMERICAN STANDARD | 5A6H5042A1 | 5TXCD008AS3+TSTAT | S9V2D120D5PSC | 37800 | 38000 | 15.2 | 12 | 8.1 | 2.1 | 66 | 51 | 215566569
TRANE | 5TWR5042A1 | 5TXCD008AS3+TSTAT | S9V2D120D5PSC | 37800 | 38000 | 15.2 | 12 | 8.1 | 2.1 | 66 | 51 | 215566568
AMERICAN STANDARD | 5A6H5042A1 | 5TXCD008AS3+TSTAT | S9X1D120D5PSB | 38000 | 38500 | 15.2 | 11.7 | 8.1 | 2.1 | 66 | 51 | 215566567
TRANE | 5TWR5042A1 | 5TXCD008AS3+TSTAT | S9X1D120D5PSB | 38000 | 38500 | 15.2 | 11.7 | 8.1 | 2.1 | 66 | 51 | 215566566
AMERICAN STANDARD | 5A6H5042A1 | 5TXCC009AS3+TSTAT | S8V2C100M5PDB | 40500 | 39500 | 16 | 12 | 8.1 | 2.1 | 65 | 49 | 215566565
TRANE | 5TWR5042A1 | 5TXCC009AS3+TSTAT | S8V2C100M5PDB | 40500 | 39500 | 16 | 12 | 8.1 | 2.1 | 65 | 49 | 215566564
AMERICAN STANDARD | 5A6H5042A1 | 5TXCC009AS3+TSTAT | S8V2C100M5PCB | 40500 | 39500 | 16 | 12 | 8.1 | 2.1 | 65 | 49 | 215566563
TRANE | 5TWR5042A1 | 5TXCC009AS3+TSTAT | S8V2C100M5PCB | 40500 | 39500 | 16 | 12 | 8.1 | 2.1 | 65 | 49 | 215566562
AMERICAN STANDARD | 5A6H5042A1 | 5TXCC009AS3+TSTAT | S8V2C080M5PDB | 41000 | 39500 | 16 | 12 | 8.1 | 2.1 | 65 | 49 | 215566561
AMERICAN STANDARD | 5A6H5036A1 | 5TXCC009AS3+TSTAT | S8X1C100M5PTC | 34400 | 31000 | 16 | 12 | 8.1 | 2.3 | 70 | 56 | 215566423
TRANE | 5TWR5036A1 | 5TXCC009AS3+TSTAT | S8X1C100M5PTC | 34400 | 31000 | 16 | 12 | 8.1 | 2.3 | 70 | 56 | 215566422
AMERICAN STANDARD | 5A6H5036A1 | 5TXCC009AS3+TSTAT | S8X1C100M5PSC | 34400 | 31000 | 16 | 12 | 8.1 | 2.3 | 70 | 56 | 215566421
TRANE | 5TWR5036A1 | 5TXCC009AS3+TSTAT | S8X1C100M5PSC | 34400 | 31000 | 16 | 12 | 8.1 | 2.3 | 70 | 56 | 215566420
AMERICAN STANDARD | 5A6H5036A1 | 5TXCC009AS3+TSTAT | S8X1C080M5PTC | 34800 | 31400 | 16 | 12 | 8.1 | 2.3 | 69 | 55 | 215566419
TRANE | 5TWR5036A1 | 5TXCC009AS3+TSTAT | S8X1C080M5PTC | 34800 | 31400 | 16 | 12 | 8.1 | 2.3 | 69 | 55 | 215566418
AMERICAN STANDARD | 5A6H5036A1 | 5TXCC009AS3+TSTAT | S8X1C080M5PSC | 34800 | 31400 | 16 | 12 | 8.1 | 2.3 | 69 | 55 | 215566417
TRANE | 5TWR5036A1 | 5TXCC009AS3+TSTAT | S8X1C080M5PSC | 34800 | 31400 | 16 | 12 | 8.1 | 2.3 | 69 | 55 | 215566416
AMERICAN STANDARD | 5A6H5036A1 | 5TXCC009AS3+TSTAT | S8V2C100M5PDB | 34600 | 31400 | 16 | 12 | 8.1 | 2.3 | 69 | 55 | 215566415
TRANE | 5TWR5036A1 | 5TXCC009AS3+TSTAT | S8V2C100M5PDB | 34600 | 31400 | 16 | 12 | 8.1 | 2.3 | 69 | 55 | 215566414
AMERICAN STANDARD | 5A6H5036A1 | 5TXCC009AS3+TSTAT | S8V2C100M5PCB | 34600 | 31400 | 16 | 12 | 8.1 | 2.3 | 69 | 55 | 215566413
TRANE | 5TWR5036A1 | 5TXCC009AS3+TSTAT | S8V2C100M5PCB | 34600 | 31400 | 16 | 12 | 8.1 | 2.3 | 69 | 55 | 215566412
AMERICAN STANDARD | 5A6H5036A1 | 5TXCC009AS3+TSTAT | S8V2C080M5PDB | 34600 | 31200 | 16 | 12 | 8.1 | 2.3 | 69 | 56 | 215566411
AMERICAN STANDARD | 5A6H5048A1 | 5PX*D008AS3+TSTAT | S9V2C100U4VSB | 43500 | 43000 | 15.2 | 11.7 | 8.1 | 2 | 67 | 52 | 215569393
TRANE | 5TWR5048A1 | 5PX*D008AS3+TSTAT | S9V2C100U4VSB | 43500 | 43000 | 15.2 | 11.7 | 8.1 | 2 | 67 | 52 | 215569392
TRANE | 5TWR5036A1 | 5PX*C007AS3+TSTAT | S9V2C080U5PSC | 34600 | 31800 | 16 | 12 | 8.1 | 2.3 | 70 | 56 | 215568476
AMERICAN STANDARD | 5A6H5036A1 | 5PX*C007AS3+TSTAT | S8X2C100M5PTC | 34000 | 31200 | 16 | 12 | 8.1 | 2.3 | 70 | 56 | 215568475
TRANE | 5TWR5036A1 | 5PX*C007AS3+TSTAT | S8X2C100M5PTC | 34000 | 31200 | 16 | 12 | 8.1 | 2.3 | 70 | 56 | 215568474
AMERICAN STANDARD | 5A6H5036A1 | 5PX*C007AS3+TSTAT | S8X2C100M5PSC | 34000 | 31200 | 16 | 12 | 8.1 | 2.3 | 70 | 56 | 215568473
TRANE | 5TWR5036A1 | 5PX*C007AS3+TSTAT | S8X2C100M5PSC | 34000 | 31200 | 16 | 12 | 8.1 | 2.3 | 70 | 56 | 215568472
AMERICAN STANDARD | 5A6H5036A1 | 5PX*C007AS3+TSTAT | S8X2C080M5PTC | 34400 | 31600 | 16 | 12 | 8.1 | 2.3 | 69 | 55 | 215568471
TRANE | 5TWR5036A1 | 5PX*C007AS3+TSTAT | S8X2C080M5PTC | 34400 | 31600 | 16 | 12 | 8.1 | 2.3 | 69 | 55 | 215568470
AMERICAN STANDARD | 5A6H5036A1 | 5PX*C007AS3+TSTAT | S8X2C080M5PSC | 34400 | 31600 | 16 | 12 | 8.1 | 2.3 | 69 | 55 | 215568469
TRANE | 5TWR5036A1 | 5PX*C007AS3+TSTAT | S8X2C080M5PSC | 34400 | 31600 | 16 | 12 | 8.1 | 2.3 | 69 | 55 | 215568468
AMERICAN STANDARD | 5A6H5036A1 | 5PX*C007AS3+TSTAT | S8X1C100M5PTC | 34000 | 31200 | 16 | 12 | 8.1 | 2.3 | 70 | 56 | 215568467
TRANE | 5TWR5036A1 | 5PX*C007AS3+TSTAT | S8X1C100M5PTC | 34000 | 31200 | 16 | 12 | 8.1 | 2.3 | 70 | 56 | 215568466
AMERICAN STANDARD | 5A6H5036A1 | 5PX*C007AS3+TSTAT | S8X1C100M5PSC | 34000 | 31200 | 16 | 12 | 8.1 | 2.3 | 70 | 56 | 215568465
TRANE | 5TWR5036A1 | 5PX*C007AS3+TSTAT | S8X1C100M5PSC | 34000 | 31200 | 16 | 12 | 8.1 | 2.3 | 70 | 56 | 215568464
AMERICAN STANDARD | 5A6H5036A1 | 5PX*C007AS3+TSTAT | S8X1C080M5PTC | 34400 | 31600 | 16 | 12 | 8.1 | 2.3 | 69 | 55 | 215568463
TRANE | 5TWR5036A1 | 5PX*C007AS3+TSTAT | S8X1C080M5PTC | 34400 | 31600 | 16 | 12 | 8.1 | 2.3 | 69 | 55 | 215568462
AMERICAN STANDARD | 5A6H5036A1 | 5PX*C007AS3+TSTAT | S8X1C080M5PSC | 34400 | 31600 | 16 | 12 | 8.1 | 2.3 | 69 | 55 | 215568461
TRANE | 5TWR5036A1 | 5PX*C007AS3+TSTAT | S8X1C080M5PSC | 34400 | 31600 | 16 | 12 | 8.1 | 2.3 | 69 | 55 | 215568460
AMERICAN STANDARD | 5A6H5036A1 | 5PX*C007AS3+TSTAT | S8V2C100M5PDB | 34400 | 31600 | 16 | 12 | 8.1 | 2.3 | 70 | 55 | 215568459
TRANE | 5TWR5036A1 | 5PX*C007AS3+TSTAT | S8V2C100M5PDB | 34400 | 31600 | 16 | 12 | 8.1 | 2.3 | 70 | 55 | 215568458
AMERICAN STANDARD | 5A6H5036A1 | 5PX*C007AS3+TSTAT | S8V2C100M5PCB | 34400 | 31600 | 16 | 12 | 8.1 | 2.3 | 70 | 55 | 215568457
TRANE | 5TWR5036A1 | 5PX*C007AS3+TSTAT | S8V2C100M5PCB | 34400 | 31600 | 16 | 12 | 8.1 | 2.3 | 70 | 55 | 215568456
AMERICAN STANDARD | 5A6H5036A1 | 5PX*C007AS3+TSTAT | S8V2C080M5PDB | 34200 | 31600 | 16 | 12 | 8.1 | 2.3 | 69 | 55 | 215568455
TRANE | 5TWR5036A1 | 5PX*C007AS3+TSTAT | S8V2C080M5PDB | 34200 | 31600 | 16 | 12 | 8.1 | 2.3 | 69 | 55 | 215568454
AMERICAN STANDARD | 5A6H5036A1 | 5PX*C007AS3+TSTAT | S8V2C080M5PCB | 34200 | 31600 | 16 | 12 | 8.1 | 2.3 | 69 | 55 | 215568453
TRANE | 5TWR5036A1 | 5PX*C007AS3+TSTAT | S8V2C080M5PCB | 34200 | 31600 | 16 | 12 | 8.1 | 2.3 | 69 | 55 | 215568452
AMERICAN STANDARD | 5A6H5036A1 | 5PX*C007AS3+TSTAT+P0V0C000M50SD |  | 34800 | 31400 | 16.5 | 12 | 8.1 | 2.3 | 69 | 55 | 215568451
TRANE | 5TWR5036A1 | 5PX*C007AS3+TSTAT+P0V0C000M50SD |  | 34800 | 31400 | 16.5 | 12 | 8.1 | 2.3 | 69 | 55 | 215568450
AMERICAN STANDARD | 5A6H5036A1 | 5PX*C007AS3+TSTAT | L9X1C100U5VSA | 33800 | 31400 | 15.2 | 12 | 8.1 | 2.2 | 70 | 56 | 215568447
TRANE | 5TWR5036A1 | 5PX*C007AS3+TSTAT | L9X1C100U5VSA | 33800 | 31400 | 15.2 | 12 | 8.1 | 2.2 | 70 | 56 | 215568446
AMERICAN STANDARD | 5A6H5036A1 | 5PX*C007AS3+TSTAT | L8V1C100U5VSB | 34600 | 31600 | 16 | 12 | 8.1 | 2.3 | 69 | 55 | 215568445
TRANE | 5TWR5036A1 | 5PX*C007AS3+TSTAT | L8V1C100U5VSB | 34600 | 31600 | 16 | 12 | 8.1 | 2.3 | 69 | 55 | 215568444
AMERICAN STANDARD | 5A6H5036A1 | 5PX*C007AS3+TSTAT | *UHMC100CCV4 | 34000 | 31000 | 16 | 12 | 8.1 | 2.3 | 69 | 55 | 215568443
TRANE | 5TWR5036A1 | 5PX*C007AS3+TSTAT | *UHMC100CCV4 | 34000 | 31000 | 16 | 12 | 8.1 | 2.3 | 69 | 55 | 215568442
AMERICAN STANDARD | 5A6H5036A1 | 5PX*C005AS3+TSTAT | L9X1C100U5VSA | 32800 | 32000 | 15.2 | 10 | 8.1 | 2.1 | 71 | 57 | 215568441
TRANE | 5TWR5036A1 | 5PX*C005AS3+TSTAT | L9X1C100U5VSA | 32800 | 32000 | 15.2 | 10 | 8.1 | 2.1 | 71 | 57 | 215568440
AMERICAN STANDARD | 5A6H5036A1 | 5PX*C005AS3+TSTAT | L8V1C100U5VSB | 33400 | 31000 | 15.2 | 12 | 8.1 | 2.2 | 70 | 56 | 215568439
TRANE | 5TWR5036A1 | 5PX*C005AS3+TSTAT | L8V1C100U5VSB | 33400 | 31000 | 15.2 | 12 | 8.1 | 2.2 | 70 | 56 | 215568438
AMERICAN STANDARD | 5A6H5024A1 | 5PX*B004AS3+TSTAT | S9X2B080U4PSB | 23400 | 21800 | 15.2 | 12 | 8.1 | 2.1 | 67 | 51 | 215567245
TRANE | 5TWR5024A1 | 5PX*B004AS3+TSTAT | S9X2B080U4PSB | 23400 | 21800 | 15.2 | 12 | 8.1 | 2.1 | 67 | 51 | 215567244
AMERICAN STANDARD | 5A6H5024A1 | 5PX*B004AS3+TSTAT | S9X1B080U4PSB | 23400 | 21800 | 15.2 | 12 | 8.1 | 2.1 | 67 | 51 | 215567239
TRANE | 5TWR5024A1 | 5PX*B004AS3+TSTAT | S9X1B080U4PSB | 23400 | 21800 | 15.2 | 12 | 8.1 | 2.1 | 67 | 51 | 215567238
AMERICAN STANDARD | 5A6H5042A1 | 5TXCC009AS3+TSTAT | S9V2C100U5PSC | 40500 | 39000 | 16 | 12 | 8.1 | 2.2 | 65 | 49 | 215566541
TRANE | 5TWR5042A1 | 5TXCC009AS3+TSTAT | S9V2C100U5PSC | 40500 | 39000 | 16 | 12 | 8.1 | 2.2 | 65 | 49 | 215566540
AMERICAN STANDARD | 5A6H5042A1 | 5TXCC009AS3+TSTAT | S9V2C100U4VSB | 40500 | 39000 | 16 | 12 | 8.1 | 2.2 | 65 | 49 | 215566539
TRANE | 5TWR5042A1 | 5TXCC009AS3+TSTAT | S9V2C100U4VSB | 40500 | 39000 | 16 | 12 | 8.1 | 2.2 | 65 | 49 | 215566538
AMERICAN STANDARD | 5A6H5042A1 | 5TXCC009AS3+TSTAT | S9V2C080U5PSC | 40500 | 39000 | 16 | 12 | 8.1 | 2.1 | 65 | 49 | 215566537
TRANE | 5TWR5042A1 | 5TXCC009AS3+TSTAT | S9V2C080U5PSC | 40500 | 39000 | 16 | 12 | 8.1 | 2.1 | 65 | 49 | 215566536
AMERICAN STANDARD | 5A6H5042A1 | 5TXCC009AS3+TSTAT | S8X2C100M5PTC | 41000 | 39500 | 16 | 12 | 8.1 | 2.1 | 65 | 50 | 215566535
TRANE | 5TWR5042A1 | 5TXCC009AS3+TSTAT | S8X2C100M5PTC | 41000 | 39500 | 16 | 12 | 8.1 | 2.1 | 65 | 50 | 215566534
AMERICAN STANDARD | 5A6H5042A1 | 5TXCC009AS3+TSTAT | S8X2C100M5PSC | 41000 | 39500 | 16 | 12 | 8.1 | 2.1 | 65 | 50 | 215566533
TRANE | 5TWR5042A1 | 5TXCC009AS3+TSTAT | S8X2C100M5PSC | 41000 | 39500 | 16 | 12 | 8.1 | 2.1 | 65 | 50 | 215566532
AMERICAN STANDARD | 5A6H5042A1 | 5TXCC009AS3+TSTAT | S8X2C080M5PTC | 40500 | 39000 | 16 | 12 | 8.1 | 2.2 | 65 | 49 | 215566531
TRANE | 5TWR5042A1 | 5TXCC009AS3+TSTAT | S8X2C080M5PTC | 40500 | 39000 | 16 | 12 | 8.1 | 2.2 | 65 | 49 | 215566530
AMERICAN STANDARD | 5A6H5042A1 | 5TXCC009AS3+TSTAT | S8X2C080M5PSC | 40500 | 39000 | 16 | 12 | 8.1 | 2.2 | 65 | 49 | 215566529
TRANE | 5TWR5042A1 | 5TXCC009AS3+TSTAT | S8X2C080M5PSC | 40500 | 39000 | 16 | 12 | 8.1 | 2.2 | 65 | 49 | 215566528
AMERICAN STANDARD | 5A6H5042A1 | 5TXCC009AS3+TSTAT | S8X1C100M5PTC | 41000 | 39500 | 16 | 12 | 8.1 | 2.1 | 65 | 50 | 215566527
TRANE | 5TWR5042A1 | 5TXCC009AS3+TSTAT | S8X1C100M5PTC | 41000 | 39500 | 16 | 12 | 8.1 | 2.1 | 65 | 50 | 215566526
AMERICAN STANDARD | 5A6H5042A1 | 5TXCC009AS3+TSTAT | S8X1C100M5PSC | 41000 | 39500 | 16 | 12 | 8.1 | 2.1 | 65 | 50 | 215566525
TRANE | 5TWR5042A1 | 5TXCC009AS3+TSTAT | S8X1C100M5PSC | 41000 | 39500 | 16 | 12 | 8.1 | 2.1 | 65 | 50 | 215566524
AMERICAN STANDARD | 5A6H5042A1 | 5TXCC009AS3+TSTAT+P0V0C000M50SD |  | 41000 | 39000 | 16.5 | 12 | 8.1 | 2.2 | 65 | 49 | 215566523
TRANE | 5TWR5042A1 | 5TXCC009AS3+TSTAT+P0V0C000M50SD |  | 41000 | 39000 | 16.5 | 12 | 8.1 | 2.2 | 65 | 49 | 215566522
AMERICAN STANDARD | 5A6H5042A1 | 5TXCC009AS3+TSTAT | S8X1C080M5PTC | 40500 | 39000 | 16 | 12 | 8.1 | 2.2 | 65 | 49 | 215566521
TRANE | 5TWR5042A1 | 5TXCC009AS3+TSTAT | S8X1C080M5PTC | 40500 | 39000 | 16 | 12 | 8.1 | 2.2 | 65 | 49 | 215566520
AMERICAN STANDARD | 5A6H5042A1 | 5TXCC009AS3+TSTAT | S8X1C080M5PSC | 40500 | 39000 | 16 | 12 | 8.1 | 2.2 | 65 | 49 | 215566519
TRANE | 5TWR5042A1 | 5TXCC009AS3+TSTAT | S8X1C080M5PSC | 40500 | 39000 | 16 | 12 | 8.1 | 2.2 | 65 | 49 | 215566518
TRANE | 5TWR5042A1 | 5TXCC009AS3+TSTAT | S8V2C080M5PDB | 41000 | 39500 | 16 | 12 | 8.1 | 2.1 | 65 | 49 | 215566560
AMERICAN STANDARD | 5A6H5042A1 | 5TXCC009AS3+TSTAT | S8V2C080M5PCB | 41000 | 39500 | 16 | 12 | 8.1 | 2.1 | 65 | 49 | 215566559
TRANE | 5TWR5042A1 | 5TXCC009AS3+TSTAT | S8V2C080M5PCB | 41000 | 39500 | 16 | 12 | 8.1 | 2.1 | 65 | 49 | 215566558
AMERICAN STANDARD | 5A6H5042A1 | 5TXCC009AS3+TSTAT |  | 40500 | 40000 | 15.2 | 12 | 8.1 | 2.1 | 66 | 50 | 215566557
TRANE | 5TWR5042A1 | 5TXCC009AS3+TSTAT |  | 40500 | 40000 | 15.2 | 12 | 8.1 | 2.1 | 66 | 50 | 215566556
AMERICAN STANDARD | 5A6H5042A1 | 5TXCC009AS3+TSTAT | L8V1C100U5VSB | 40500 | 39000 | 16.5 | 12 | 8.1 | 2.2 | 65 | 49 | 215566555
TRANE | 5TWR5042A1 | 5TXCC009AS3+TSTAT | L8V1C100U5VSB | 40500 | 39000 | 16.5 | 12 | 8.1 | 2.2 | 65 | 49 | 215566554
AMERICAN STANDARD | 5A6H5042A1 | 5TXCC009AS3+TSTAT | L9X1C100U5VSA | 39500 | 39000 | 15.2 | 12 | 8.1 | 2.1 | 65 | 49 | 215566553
TRANE | 5TWR5042A1 | 5TXCC009AS3+TSTAT | L9X1C100U5VSA | 39500 | 39000 | 15.2 | 12 | 8.1 | 2.1 | 65 | 49 | 215566552
AMERICAN STANDARD | 5A6H5042A1 | 5TXCC009AS3+TSTAT | S9X2C100U5PSB | 40500 | 39500 | 16 | 12 | 8.1 | 2.1 | 65 | 49 | 215566551
TRANE | 5TWR5042A1 | 5TXCC009AS3+TSTAT | S9X2C100U5PSB | 40500 | 39500 | 16 | 12 | 8.1 | 2.1 | 65 | 49 | 215566550
AMERICAN STANDARD | 5A6H5042A1 | 5TXCC009AS3+TSTAT | S9X2C080U5PSB | 40000 | 39000 | 16 | 12 | 8.1 | 2.2 | 65 | 49 | 215566549
TRANE | 5TWR5042A1 | 5TXCC009AS3+TSTAT | S9X2C080U5PSB | 40000 | 39000 | 16 | 12 | 8.1 | 2.2 | 65 | 49 | 215566548
AMERICAN STANDARD | 5A6H5042A1 | 5TXCC009AS3+TSTAT | S9X1C100U5PSB | 40500 | 39500 | 16 | 12 | 8.1 | 2.1 | 65 | 49 | 215566547
TRANE | 5TWR5042A1 | 5TXCC009AS3+TSTAT | S9X1C100U5PSB | 40500 | 39500 | 16 | 12 | 8.1 | 2.1 | 65 | 49 | 215566546
TRANE | 5TWR5036A1 | 5PX*C009AS3+TSTAT |  | 34200 | 32000 | 15.2 | 11.7 | 8.1 | 2.2 | 69 | 56 | 215568516
AMERICAN STANDARD | 5A6H5036A1 | 5PX*C009AS3+TSTAT+P0V0C000M50SD |  | 35000 | 31200 | 16 | 12 | 8.1 | 2.3 | 69 | 55 | 215568515
TRANE | 5TWR5036A1 | 5PX*C009AS3+TSTAT+P0V0C000M50SD |  | 35000 | 31200 | 16 | 12 | 8.1 | 2.3 | 69 | 55 | 215568514
AMERICAN STANDARD | 5A6H5036A1 | 5PX*C009AS3+TSTAT | S8V2C080M5PCB | 34600 | 31200 | 16 | 12 | 8.1 | 2.3 | 69 | 56 | 215568513
TRANE | 5TWR5036A1 | 5PX*C009AS3+TSTAT | S8V2C080M5PCB | 34600 | 31200 | 16 | 12 | 8.1 | 2.3 | 69 | 56 | 215568512
AMERICAN STANDARD | 5A6H5036A1 | 5PX*C009AS3+TSTAT | S8V2C080M5PDB | 34600 | 31200 | 16 | 12 | 8.1 | 2.3 | 69 | 56 | 215568511
TRANE | 5TWR5036A1 | 5PX*C009AS3+TSTAT | S8V2C080M5PDB | 34600 | 31200 | 16 | 12 | 8.1 | 2.3 | 69 | 56 | 215568510
AMERICAN STANDARD | 5A6H5036A1 | 5PX*C009AS3+TSTAT | S8V2C100M5PCB | 34600 | 31400 | 16 | 12 | 8.1 | 2.3 | 69 | 55 | 215568509
TRANE | 5TWR5036A1 | 5PX*C009AS3+TSTAT | S8V2C100M5PCB | 34600 | 31400 | 16 | 12 | 8.1 | 2.3 | 69 | 55 | 215568508
AMERICAN STANDARD | 5A6H5036A1 | 5PX*C009AS3+TSTAT | S8V2C100M5PDB | 34600 | 31400 | 16 | 12 | 8.1 | 2.3 | 69 | 55 | 215568507
TRANE | 5TWR5036A1 | 5PX*C009AS3+TSTAT | S8V2C100M5PDB | 34600 | 31400 | 16 | 12 | 8.1 | 2.3 | 69 | 55 | 215568506
AMERICAN STANDARD | 5A6H5036A1 | 5PX*C009AS3+TSTAT | S8X1C080M5PSC | 34800 | 31400 | 16 | 12 | 8.1 | 2.3 | 69 | 55 | 215568505
TRANE | 5TWR5036A1 | 5PX*C009AS3+TSTAT | S8X1C080M5PSC | 34800 | 31400 | 16 | 12 | 8.1 | 2.3 | 69 | 55 | 215568504
AMERICAN STANDARD | 5A6H5036A1 | 5PX*C009AS3+TSTAT | S8X1C080M5PTC | 34800 | 31400 | 16 | 12 | 8.1 | 2.3 | 69 | 55 | 215568503
TRANE | 5TWR5036A1 | 5PX*C009AS3+TSTAT | S8X1C080M5PTC | 34800 | 31400 | 16 | 12 | 8.1 | 2.3 | 69 | 55 | 215568502
AMERICAN STANDARD | 5A6H5036A1 | 5PX*C009AS3+TSTAT | S8X1C100M5PSC | 34400 | 31000 | 16 | 12 | 8.1 | 2.3 | 70 | 56 | 215568501
TRANE | 5TWR5036A1 | 5PX*C009AS3+TSTAT | S8X1C100M5PSC | 34400 | 31000 | 16 | 12 | 8.1 | 2.3 | 70 | 56 | 215568500
AMERICAN STANDARD | 5A6H5036A1 | 5PX*C009AS3+TSTAT | S8X1C100M5PTC | 34400 | 31000 | 16 | 12 | 8.1 | 2.3 | 70 | 56 | 215568499
TRANE | 5TWR5036A1 | 5PX*C009AS3+TSTAT | S8X1C100M5PTC | 34400 | 31000 | 16 | 12 | 8.1 | 2.3 | 70 | 56 | 215568498
AMERICAN STANDARD | 5A6H5036A1 | 5PX*C009AS3+TSTAT | S8X2C080M5PSC | 34800 | 31400 | 16 | 12 | 8.1 | 2.3 | 69 | 55 | 215568497
TRANE | 5TWR5036A1 | 5PX*C009AS3+TSTAT | S8X2C080M5PSC | 34800 | 31400 | 16 | 12 | 8.1 | 2.3 | 69 | 55 | 215568496
AMERICAN STANDARD | 5A6H5036A1 | 5PX*C009AS3+TSTAT | S8X2C080M5PTC | 34800 | 31400 | 16 | 12 | 8.1 | 2.3 | 69 | 55 | 215568495
TRANE | 5TWR5036A1 | 5PX*C009AS3+TSTAT | S8X2C080M5PTC | 34800 | 31400 | 16 | 12 | 8.1 | 2.3 | 69 | 55 | 215568494
AMERICAN STANDARD | 5A6H5036A1 | 5PX*C009AS3+TSTAT | S8X2C100M5PTC | 34400 | 31000 | 16 | 12 | 8.1 | 2.3 | 70 | 56 | 215568493
TRANE | 5TWR5036A1 | 5PX*C009AS3+TSTAT | S8X2C100M5PTC | 34400 | 31000 | 16 | 12 | 8.1 | 2.3 | 70 | 56 | 215568492
AMERICAN STANDARD | 5A6H5036A1 | 5PX*C009AS3+TSTAT | S8X2C100M5PSC | 34400 | 31000 | 16 | 12 | 8.1 | 2.3 | 70 | 56 | 215568491
TRANE | 5TWR5036A1 | 5PX*C009AS3+TSTAT | S8X2C100M5PSC | 34400 | 31000 | 16 | 12 | 8.1 | 2.3 | 70 | 56 | 215568490
AMERICAN STANDARD | 5A6H5036A1 | 5PX*C007AS3+TSTAT | S9X2C100U5PSB | 34200 | 31600 | 15.2 | 12 | 8.1 | 2.3 | 69 | 55 | 215568489
TRANE | 5TWR5036A1 | 5PX*C007AS3+TSTAT | S9X2C100U5PSB | 34200 | 31600 | 15.2 | 12 | 8.1 | 2.3 | 69 | 55 | 215568488
AMERICAN STANDARD | 5A6H5036A1 | 5PX*C007AS3+TSTAT | S9X2C080U5PSB | 34200 | 31400 | 16 | 12 | 8.1 | 2.3 | 69 | 55 | 215568487
TRANE | 5TWR5036A1 | 5PX*C007AS3+TSTAT | S9X2C080U5PSB | 34200 | 31400 | 16 | 12 | 8.1 | 2.3 | 69 | 55 | 215568486
AMERICAN STANDARD | 5A6H5036A1 | 5PX*C007AS3+TSTAT | S9X1C100U5PSB | 34200 | 31600 | 15.2 | 12 | 8.1 | 2.3 | 69 | 55 | 215568485
TRANE | 5TWR5036A1 | 5PX*C007AS3+TSTAT | S9X1C100U5PSB | 34200 | 31600 | 15.2 | 12 | 8.1 | 2.3 | 69 | 55 | 215568484
AMERICAN STANDARD | 5A6H5036A1 | 5PX*C007AS3+TSTAT | S9X1C080U5PSB | 34200 | 31400 | 16 | 12 | 8.1 | 2.3 | 69 | 55 | 215568483
TRANE | 5TWR5036A1 | 5PX*C007AS3+TSTAT | S9X1C080U5PSB | 34200 | 31400 | 16 | 12 | 8.1 | 2.3 | 69 | 55 | 215568482
AMERICAN STANDARD | 5A6H5036A1 | 5PX*C007AS3+TSTAT | S9V2C100U5PSC | 34600 | 31800 | 16 | 12 | 8.5 | 2.3 | 70 | 56 | 215568481
TRANE | 5TWR5036A1 | 5PX*C007AS3+TSTAT | S9V2C100U5PSC | 34600 | 31800 | 16 | 12 | 8.5 | 2.3 | 70 | 56 | 215568480
AMERICAN STANDARD | 5A6H5036A1 | 5PX*C007AS3+TSTAT | S9V2C100U4VSB | 34600 | 31800 | 16 | 12 | 8.5 | 2.3 | 69 | 55 | 215568479
TRANE | 5TWR5036A1 | 5PX*C007AS3+TSTAT | S9V2C100U4VSB | 34600 | 31800 | 16 | 12 | 8.5 | 2.3 | 69 | 55 | 215568478
AMERICAN STANDARD | 5A6H5036A1 | 5PX*C007AS3+TSTAT | S9V2C080U5PSC | 34600 | 31800 | 16 | 12 | 8.1 | 2.3 | 70 | 56 | 215568477
AMERICAN STANDARD | 5A6H5048A1 | 5PX*DD10AS3+TSTAT+P0V0D000M50SD |  | 44500 | 43000 | 16 | 12 | 8.1 | 2.1 | 67 | 51 | 215569507
TRANE | 5TWR5048A1 | 5PX*DD10AS3+TSTAT+P0V0D000M50SD |  | 44500 | 43000 | 16 | 12 | 8.1 | 2.1 | 67 | 51 | 215569506
AMERICAN STANDARD | 5A6H5048A1 | 5PX*DD10AS3+TSTAT | S9X1D120D5PSB | 44000 | 43000 | 15.2 | 12 | 8.1 | 2.1 | 67 | 52 | 215569493
TRANE | 5TWR5048A1 | 5PX*DD10AS3+TSTAT | S9X1D120D5PSB | 44000 | 43000 | 15.2 | 12 | 8.1 | 2.1 | 67 | 52 | 215569492
AMERICAN STANDARD | 5A6H5048A1 | 5PX*DD10AS3+TSTAT | S9X2D120D5PSB | 44000 | 43000 | 15.2 | 12 | 8.1 | 2.1 | 67 | 52 | 215569491
TRANE | 5TWR5048A1 | 5PX*DD10AS3+TSTAT | S9X2D120D5PSB | 44000 | 43000 | 15.2 | 12 | 8.1 | 2.1 | 67 | 52 | 215569490
AMERICAN STANDARD | 5A6H5048A1 | 5PX*DD10AS3+TSTAT | S9V2C100D5PSC | 43000 | 43000 | 15.2 | 11 | 8.1 | 1.9 | 67 | 53 | 215569489
TRANE | 5TWR5048A1 | 5PX*DD10AS3+TSTAT | S9V2C100D5PSC | 43000 | 43000 | 15.2 | 11 | 8.1 | 1.9 | 67 | 53 | 215569488
AMERICAN STANDARD | 5A6H5048A1 | 5PX*DD10AS3+TSTAT+P0V0C000M50SD |  | 43500 | 42000 | 15.2 | 11.7 | 8.1 | 2 | 69 | 53 | 215569487
TRANE | 5TWR5048A1 | 5PX*DD10AS3+TSTAT+P0V0C000M50SD |  | 43500 | 42000 | 15.2 | 11.7 | 8.1 | 2 | 69 | 53 | 215569486
AMERICAN STANDARD | 5A6H5048A1 | 5PX*D010AS3+TSTAT | S8X2D120M5PTC | 45000 | 43000 | 16 | 12 | 8.1 | 2.2 | 67 | 52 | 215569479
TRANE | 5TWR5048A1 | 5PX*D010AS3+TSTAT | S8X2D120M5PTC | 45000 | 43000 | 16 | 12 | 8.1 | 2.2 | 67 | 52 | 215569478
AMERICAN STANDARD | 5A6H5048A1 | 5PX*D010AS3+TSTAT | S8X2D120M5PSC | 45000 | 43000 | 16 | 12 | 8.1 | 2.2 | 67 | 52 | 215569477
TRANE | 5TWR5036A1 | 5PX*CD07AS3+TSTAT | S8X1C100M5PSC | 34000 | 32000 | 16 | 12 | 8.1 | 2.2 | 69 | 55 | 215568596
AMERICAN STANDARD | 5A6H5036A1 | 5PX*CD07AS3+TSTAT | S8X1C080M5PTC | 34400 | 32200 | 16 | 12 | 8.1 | 2.2 | 69 | 55 | 215568595
TRANE | 5TWR5036A1 | 5PX*CD07AS3+TSTAT | S8X1C080M5PTC | 34400 | 32200 | 16 | 12 | 8.1 | 2.2 | 69 | 55 | 215568594
AMERICAN STANDARD | 5A6H5036A1 | 5PX*CD07AS3+TSTAT | S8X1C080M5PSC | 34400 | 32200 | 16 | 12 | 8.1 | 2.2 | 69 | 55 | 215568593
TRANE | 5TWR5036A1 | 5PX*CD07AS3+TSTAT | S8X1C080M5PSC | 34400 | 32200 | 16 | 12 | 8.1 | 2.2 | 69 | 55 | 215568592
AMERICAN STANDARD | 5A6H5036A1 | 5PX*CD07AS3+TSTAT | S8V2C100M5PDB | 34000 | 32200 | 16 | 12 | 8.1 | 2.2 | 69 | 55 | 215568591
TRANE | 5TWR5036A1 | 5PX*CD07AS3+TSTAT | S8V2C100M5PDB | 34000 | 32200 | 16 | 12 | 8.1 | 2.2 | 69 | 55 | 215568590
AMERICAN STANDARD | 5A6H5036A1 | 5PX*CD07AS3+TSTAT | S8V2C100M5PCB | 34000 | 32200 | 16 | 12 | 8.1 | 2.2 | 69 | 55 | 215568589
TRANE | 5TWR5036A1 | 5PX*CD07AS3+TSTAT | S8V2C100M5PCB | 34000 | 32200 | 16 | 12 | 8.1 | 2.2 | 69 | 55 | 215568588
AMERICAN STANDARD | 5A6H5036A1 | 5PX*CD07AS3+TSTAT | S8V2C080M5PDB | 34000 | 32000 | 16 | 12 | 8.1 | 2.2 | 69 | 55 | 215568587
TRANE | 5TWR5036A1 | 5PX*CD07AS3+TSTAT | S8V2C080M5PDB | 34000 | 32000 | 16 | 12 | 8.1 | 2.2 | 69 | 55 | 215568586
AMERICAN STANDARD | 5A6H5036A1 | 5PX*CD07AS3+TSTAT | S8V2C080M5PCB | 34000 | 32000 | 16 | 12 | 8.1 | 2.2 | 69 | 55 | 215568585
TRANE | 5TWR5036A1 | 5PX*CD07AS3+TSTAT | S8V2C080M5PCB | 34000 | 32000 | 16 | 12 | 8.1 | 2.2 | 69 | 55 | 215568584
AMERICAN STANDARD | 5A6H5036A1 | 5PX*CD07AS3+TSTAT+P0V0C000M50SD |  | 34600 | 32000 | 16 | 12 | 8.1 | 2.3 | 69 | 55 | 215568583
TRANE | 5TWR5036A1 | 5PX*CD07AS3+TSTAT+P0V0C000M50SD |  | 34600 | 32000 | 16 | 12 | 8.1 | 2.3 | 69 | 55 | 215568582
AMERICAN STANDARD | 5A6H5036A1 | 5PX*CD07AS3+TSTAT | *DHMC100CCV4 | 33800 | 32000 | 15.2 | 12 | 8.1 | 2.2 | 69 | 55 | 215568579
TRANE | 5TWR5036A1 | 5PX*CD07AS3+TSTAT | *DHMC100CCV4 | 33800 | 32000 | 15.2 | 12 | 8.1 | 2.2 | 69 | 55 | 215568578
AMERICAN STANDARD | 5A6H5036A1 | 5PX*CD07AS3+TSTAT | S8X1C100M5PTC | 34000 | 32000 | 16 | 12 | 8.1 | 2.2 | 69 | 55 | 215568577
TRANE | 5TWR5036A1 | 5PX*CD07AS3+TSTAT | S8X1C100M5PTC | 34000 | 32000 | 16 | 12 | 8.1 | 2.2 | 69 | 55 | 215568576
AMERICAN STANDARD | 5A6H5036A1 | 5PX*C009AS3+TSTAT | S9X1C080U5PSB | 34400 | 31000 | 16 | 12 | 8.1 | 2.3 | 69 | 55 | 215568537
TRANE | 5TWR5036A1 | 5PX*C009AS3+TSTAT | S9X1C080U5PSB | 34400 | 31000 | 16 | 12 | 8.1 | 2.3 | 69 | 55 | 215568536
AMERICAN STANDARD | 5A6H5036A1 | 5PX*C009AS3+TSTAT | S9V2C100U5PSC | 34400 | 31000 | 16 | 12 | 8.1 | 2.3 | 69 | 55 | 215568535
TRANE | 5TWR5036A1 | 5PX*C009AS3+TSTAT | S9V2C100U5PSC | 34400 | 31000 | 16 | 12 | 8.1 | 2.3 | 69 | 55 | 215568534
AMERICAN STANDARD | 5A6H5036A1 | 5PX*C009AS3+TSTAT | S9V2C100U4VSB | 34400 | 31000 | 16 | 12 | 8.1 | 2.3 | 69 | 55 | 215568533
TRANE | 5TWR5036A1 | 5PX*C009AS3+TSTAT | S9V2C100U4VSB | 34400 | 31000 | 16 | 12 | 8.1 | 2.3 | 69 | 55 | 215568532
AMERICAN STANDARD | 5A6H5036A1 | 5PX*C009AS3+TSTAT | S9V2C080U5PSC | 34400 | 30800 | 16 | 12 | 8.1 | 2.3 | 69 | 56 | 215568531
TRANE | 5TWR5036A1 | 5PX*C009AS3+TSTAT | S9V2C080U5PSC | 34400 | 30800 | 16 | 12 | 8.1 | 2.3 | 69 | 56 | 215568530
AMERICAN STANDARD | 5A6H5036A1 | 5PX*C009AS3+TSTAT | S9X1C100U5PSB | 34600 | 31400 | 15.2 | 12 | 8.1 | 2.3 | 69 | 55 | 215568529
TRANE | 5TWR5036A1 | 5PX*C009AS3+TSTAT | S9X1C100U5PSB | 34600 | 31400 | 15.2 | 12 | 8.1 | 2.3 | 69 | 55 | 215568528
AMERICAN STANDARD | 5A6H5036A1 | 5PX*C009AS3+TSTAT | S9X2C080U5PSB | 34400 | 31000 | 16 | 12 | 8.1 | 2.3 | 69 | 55 | 215568527
TRANE | 5TWR5036A1 | 5PX*C009AS3+TSTAT | S9X2C080U5PSB | 34400 | 31000 | 16 | 12 | 8.1 | 2.3 | 69 | 55 | 215568526
AMERICAN STANDARD | 5A6H5036A1 | 5PX*C009AS3+TSTAT | S9X2C100U5PSB | 34600 | 31400 | 15.2 | 12 | 8.1 | 2.3 | 69 | 55 | 215568525
TRANE | 5TWR5036A1 | 5PX*C009AS3+TSTAT | S9X2C100U5PSB | 34600 | 31400 | 15.2 | 12 | 8.1 | 2.3 | 69 | 55 | 215568524
AMERICAN STANDARD | 5A6H5036A1 | 5PX*C009AS3+TSTAT | *UHMC100CCV4 | 34400 | 30800 | 16 | 12 | 8.1 | 2.3 | 69 | 55 | 215568523
TRANE | 5TWR5036A1 | 5PX*C009AS3+TSTAT | *UHMC100CCV4 | 34400 | 30800 | 16 | 12 | 8.1 | 2.3 | 69 | 55 | 215568522
AMERICAN STANDARD | 5A6H5036A1 | 5PX*C009AS3+TSTAT | L8V1C100U5VSB | 34800 | 31200 | 16 | 12 | 8.1 | 2.3 | 69 | 55 | 215568521
TRANE | 5TWR5036A1 | 5PX*C009AS3+TSTAT | L8V1C100U5VSB | 34800 | 31200 | 16 | 12 | 8.1 | 2.3 | 69 | 55 | 215568520
AMERICAN STANDARD | 5A6H5036A1 | 5PX*C009AS3+TSTAT | L9X1C100U5VSA | 34200 | 31200 | 15.2 | 12 | 8.1 | 2.2 | 70 | 56 | 215568519
TRANE | 5TWR5036A1 | 5PX*C009AS3+TSTAT | L9X1C100U5VSA | 34200 | 31200 | 15.2 | 12 | 8.1 | 2.2 | 70 | 56 | 215568518
AMERICAN STANDARD | 5A6H5036A1 | 5PX*C009AS3+TSTAT |  | 34200 | 32000 | 15.2 | 11.7 | 8.1 | 2.2 | 69 | 56 | 215568517
AMERICAN STANDARD | 5A6H5030A1 | 5PX*B006AS3+TSTAT | S9X1B040U3PSB | 28800 | 26000 | 16 | 11.7 | 8.1 | 2.1 | 68 | 53 | 215567713
TRANE | 5TWR5030A1 | 5PX*B006AS3+TSTAT | S9X1B040U3PSB | 28800 | 26000 | 16 | 11.7 | 8.1 | 2.1 | 68 | 53 | 215567712
AMERICAN STANDARD | 5A6H5030A1 | 5PX*B006AS3+TSTAT | S9V2B060U4PSC | 28600 | 26000 | 15.2 | 12 | 8.1 | 2.1 | 66 | 52 | 215567707
TRANE | 5TWR5030A1 | 5PX*B006AS3+TSTAT | S9V2B060U4PSC | 28600 | 26000 | 15.2 | 12 | 8.1 | 2.1 | 66 | 52 | 215567706
AMERICAN STANDARD | 5A6H5048A1 | 5TXCC009AS3+TSTAT |  | 45500 | 44000 | 15.2 | 11.7 | 8.1 | 2.1 | 68 | 53 | 215566641
TRANE | 5TWR5048A1 | 5TXCC009AS3+TSTAT |  | 45500 | 44000 | 15.2 | 11.7 | 8.1 | 2.1 | 68 | 53 | 215566640
AMERICAN STANDARD | 5A6H5048A1 | 5TXCC009AS3+TSTAT+P0V0C000M50SD |  | 45500 | 43000 | 16 | 12 | 8.1 | 2.2 | 67 | 52 | 215566639
TRANE | 5TWR5048A1 | 5TXCC009AS3+TSTAT+P0V0C000M50SD |  | 45500 | 43000 | 16 | 12 | 8.1 | 2.2 | 67 | 52 | 215566638
AMERICAN STANDARD | 5A6H5048A1 | 5TXCC009AS3+TSTAT | S9X2C080U5PSB | 44000 | 42500 | 15.2 | 12 | 8.1 | 2.1 | 67 | 52 | 215566619
TRANE | 5TWR5048A1 | 5TXCC009AS3+TSTAT | S9X2C080U5PSB | 44000 | 42500 | 15.2 | 12 | 8.1 | 2.1 | 67 | 52 | 215566618
AMERICAN STANDARD | 5A6H5048A1 | 5TXCC009AS3+TSTAT | S9X1C100U5PSB | 44000 | 43000 | 15.2 | 12 | 8.1 | 2.1 | 67 | 51 | 215566617
TRANE | 5TWR5048A1 | 5TXCC009AS3+TSTAT | S9X1C100U5PSB | 44000 | 43000 | 15.2 | 12 | 8.1 | 2.1 | 67 | 51 | 215566616
AMERICAN STANDARD | 5A6H5048A1 | 5TXCC009AS3+TSTAT | S9V2C100U5PSC | 45000 | 43000 | 16 | 12 | 8.1 | 2.1 | 67 | 52 | 215566615
TRANE | 5TWR5048A1 | 5TXCC009AS3+TSTAT | S9V2C100U5PSC | 45000 | 43000 | 16 | 12 | 8.1 | 2.1 | 67 | 52 | 215566614
AMERICAN STANDARD | 5A6H5048A1 | 5TXCC009AS3+TSTAT | S9V2C100U4VSB | 45000 | 43500 | 16 | 11.7 | 8.1 | 2.1 | 67 | 52 | 215566613
TRANE | 5TWR5048A1 | 5TXCC009AS3+TSTAT | S9V2C100U4VSB | 45000 | 43500 | 16 | 11.7 | 8.1 | 2.1 | 67 | 52 | 215566612
AMERICAN STANDARD | 5A6H5048A1 | 5TXCC009AS3+TSTAT | S9X2C100U5PSB | 44000 | 43000 | 15.2 | 12 | 8.1 | 2.1 | 67 | 51 | 215566605
TRANE | 5TWR5048A1 | 5TXCC009AS3+TSTAT | S9X2C100U5PSB | 44000 | 43000 | 15.2 | 12 | 8.1 | 2.1 | 67 | 51 | 215566604
AMERICAN STANDARD | 5A6H5048A1 | 5TXCC009AS3+TSTAT | S9X1C080U5PSB | 44000 | 42500 | 15.2 | 12 | 8.1 | 2.1 | 67 | 52 | 215566601
TRANE | 5TWR5048A1 | 5TXCC009AS3+TSTAT | S9X1C080U5PSB | 44000 | 42500 | 15.2 | 12 | 8.1 | 2.1 | 67 | 52 | 215566600
AMERICAN STANDARD | 5A6H5042A1 | 5TXCD008AS3+TSTAT |  | 39500 | 40000 | 15.2 | 12 | 8.1 | 2.1 | 66 | 50 | 215566599
TRANE | 5TWR5042A1 | 5TXCD008AS3+TSTAT |  | 39500 | 40000 | 15.2 | 12 | 8.1 | 2.1 | 66 | 50 | 215566598
AMERICAN STANDARD | 5A6H5042A1 | 5TXCD008AS3+TSTAT | *UHMD120CCV5 | 40000 | 39500 | 16 | 12 | 8.1 | 2.1 | 65 | 49 | 215566597
TRANE | 5TWR5042A1 | 5TXCD008AS3+TSTAT | *UHMD120CCV5 | 40000 | 39500 | 16 | 12 | 8.1 | 2.1 | 65 | 49 | 215566596
AMERICAN STANDARD | 5A6H5042A1 | 5TXCD008AS3+TSTAT+P0V0D000M50SD |  | 41000 | 39500 | 16.5 | 12 | 8.1 | 2.1 | 65 | 49 | 215566595
TRANE | 5TWR5042A1 | 5TXCD008AS3+TSTAT+P0V0D000M50SD |  | 41000 | 39500 | 16.5 | 12 | 8.1 | 2.1 | 65 | 49 | 215566594
AMERICAN STANDARD | 5A6H5042A1 | 5TXCD008AS3+TSTAT | S8V2D120M5PCB | 40500 | 40000 | 16 | 12 | 8.1 | 2.1 | 65 | 49 | 215566593
TRANE | 5TWR5042A1 | 5TXCD008AS3+TSTAT | S8V2D120M5PCB | 40500 | 40000 | 16 | 12 | 8.1 | 2.1 | 65 | 49 | 215566592
AMERICAN STANDARD | 5A6H5042A1 | 5TXCD008AS3+TSTAT | S8V2D120M5PDB | 40500 | 40000 | 16 | 12 | 8.1 | 2.1 | 65 | 49 | 215566591
TRANE | 5TWR5042A1 | 5TXCD008AS3+TSTAT | S8V2D120M5PDB | 40500 | 40000 | 16 | 12 | 8.1 | 2.1 | 65 | 49 | 215566590
AMERICAN STANDARD | 5A6H5042A1 | 5TXCD008AS3+TSTAT | S9X2D120U5PSB | 40500 | 39500 | 16 | 12 | 8.1 | 2.1 | 65 | 49 | 215566589
TRANE | 5TWR5042A1 | 5TXCD008AS3+TSTAT | S9X2D120U5PSB | 40500 | 39500 | 16 | 12 | 8.1 | 2.1 | 65 | 49 | 215566588
AMERICAN STANDARD | 5A6H5042A1 | 5TXCD008AS3+TSTAT | S9X1D120U5PSB | 40500 | 39500 | 16 | 12 | 8.1 | 2.1 | 65 | 49 | 215566587
TRANE | 5TWR5042A1 | 5TXCD008AS3+TSTAT | S9X1D120U5PSB | 40500 | 39500 | 16 | 12 | 8.1 | 2.1 | 65 | 49 | 215566586
AMERICAN STANDARD | 5A6H5042A1 | 5TXCD008AS3+TSTAT | S9V2D120U5VSB | 40500 | 40000 | 16 | 12 | 8.1 | 2.1 | 65 | 49 | 215566585
TRANE | 5TWR5042A1 | 5TXCD008AS3+TSTAT | S9V2D120U5VSB | 40500 | 40000 | 16 | 12 | 8.1 | 2.1 | 65 | 49 | 215566584
AMERICAN STANDARD | 5A6H5042A1 | 5TXCD008AS3+TSTAT | S9V2D120U5PSC | 40500 | 40000 | 16 | 12 | 8.1 | 2.1 | 65 | 49 | 215566583
TRANE | 5TWR5042A1 | 5TXCD008AS3+TSTAT | S9V2D120U5PSC | 40500 | 40000 | 16 | 12 | 8.1 | 2.1 | 65 | 49 | 215566582
AMERICAN STANDARD | 5A6H5042A1 | 5TXCD008AS3+TSTAT | S8X2D120M5PTC | 40500 | 40000 | 16 | 12 | 8.1 | 2.1 | 65 | 49 | 215566581
TRANE | 5TWR5042A1 | 5TXCD008AS3+TSTAT | S8X2D120M5PTC | 40500 | 40000 | 16 | 12 | 8.1 | 2.1 | 65 | 49 | 215566580
AMERICAN STANDARD | 5A6H5042A1 | 5TXCD008AS3+TSTAT | S8X2D120M5PSC | 40500 | 40000 | 16 | 12 | 8.1 | 2.1 | 65 | 49 | 215566579
TRANE | 5TWR5042A1 | 5TXCD008AS3+TSTAT | S8X2D120M5PSC | 40500 | 40000 | 16 | 12 | 8.1 | 2.1 | 65 | 49 | 215566578
AMERICAN STANDARD | 5A6H5042A1 | 5TXCD008AS3+TSTAT | S8X1D120M5PTC | 40500 | 40000 | 16 | 12 | 8.1 | 2.1 | 65 | 49 | 215566577
TRANE | 5TWR5042A1 | 5TXCD008AS3+TSTAT | S8X1D120M5PTC | 40500 | 40000 | 16 | 12 | 8.1 | 2.1 | 65 | 49 | 215566576
AMERICAN STANDARD | 5A6H5042A1 | 5TXCD008AS3+TSTAT | S8X1D120M5PSC | 40500 | 40000 | 16 | 12 | 8.1 | 2.1 | 65 | 49 | 215566575
AMERICAN STANDARD | 5A6H5042A1 | 5TXCC009AS3+TSTAT | *UHMC100CCV4 | 40500 | 39000 | 16 | 12 | 8.1 | 2.2 | 65 | 49 | 215566545
TRANE | 5TWR5042A1 | 5TXCC009AS3+TSTAT | *UHMC100CCV4 | 40500 | 39000 | 16 | 12 | 8.1 | 2.2 | 65 | 49 | 215566544
AMERICAN STANDARD | 5A6H5042A1 | 5TXCC009AS3+TSTAT | S9X1C080U5PSB | 40000 | 39000 | 16 | 12 | 8.1 | 2.2 | 65 | 49 | 215566543
TRANE | 5TWR5042A1 | 5TXCC009AS3+TSTAT | S9X1C080U5PSB | 40000 | 39000 | 16 | 12 | 8.1 | 2.2 | 65 | 49 | 215566542
TRANE | 5TWR5048A1 | 5PX*D010AS3+TSTAT | S8X2D120M5PSC | 45000 | 43000 | 16 | 12 | 8.1 | 2.2 | 67 | 52 | 215569476
AMERICAN STANDARD | 5A6H5048A1 | 5PX*D010AS3+TSTAT | S8X1D120M5PTC | 45000 | 43000 | 16 | 12 | 8.1 | 2.2 | 67 | 52 | 215569467
TRANE | 5TWR5048A1 | 5PX*D010AS3+TSTAT | S8X1D120M5PTC | 45000 | 43000 | 16 | 12 | 8.1 | 2.2 | 67 | 52 | 215569466
AMERICAN STANDARD | 5A6H5048A1 | 5PX*D010AS3+TSTAT | S8X1D120M5PSC | 45000 | 43000 | 16 | 12 | 8.1 | 2.2 | 67 | 52 | 215569465
TRANE | 5TWR5048A1 | 5PX*D010AS3+TSTAT | S8X1D120M5PSC | 45000 | 43000 | 16 | 12 | 8.1 | 2.2 | 67 | 52 | 215569464
AMERICAN STANDARD | 5A6H5048A1 | 5PX*D010AS3+TSTAT | S8V2D120M5PDB | 45500 | 43500 | 16 | 12 | 8.1 | 2.1 | 67 | 51 | 215569455
TRANE | 5TWR5048A1 | 5PX*D010AS3+TSTAT | S8V2D120M5PDB | 45500 | 43500 | 16 | 12 | 8.1 | 2.1 | 67 | 51 | 215569454
AMERICAN STANDARD | 5A6H5048A1 | 5PX*D010AS3+TSTAT | S9V2D120U5PSC | 45500 | 43000 | 16 | 12 | 8.1 | 2.1 | 67 | 52 | 215569453
TRANE | 5TWR5048A1 | 5PX*D010AS3+TSTAT | S9V2D120U5PSC | 45500 | 43000 | 16 | 12 | 8.1 | 2.1 | 67 | 52 | 215569452
AMERICAN STANDARD | 5A6H5048A1 | 5PX*D010AS3+TSTAT | *UHMC100CCV4 | 43500 | 42000 | 15.2 | 11.7 | 8.1 | 2.1 | 67 | 51 | 215569451
TRANE | 5TWR5048A1 | 5PX*D010AS3+TSTAT | *UHMC100CCV4 | 43500 | 42000 | 15.2 | 11.7 | 8.1 | 2.1 | 67 | 51 | 215569450
AMERICAN STANDARD | 5A6H5048A1 | 5PX*D010AS3+TSTAT | *UHMD120CCV5 | 45000 | 43000 | 15.2 | 12 | 8.1 | 2.1 | 67 | 52 | 215569449
TRANE | 5TWR5048A1 | 5PX*D010AS3+TSTAT | *UHMD120CCV5 | 45000 | 43000 | 15.2 | 12 | 8.1 | 2.1 | 67 | 52 | 215569448
AMERICAN STANDARD | 5A6H5048A1 | 5PX*D010AS3+TSTAT |  | 45500 | 44000 | 15.2 | 11.7 | 8.1 | 2.1 | 68 | 53 | 215569443
TRANE | 5TWR5048A1 | 5PX*D010AS3+TSTAT |  | 45500 | 44000 | 15.2 | 11.7 | 8.1 | 2.1 | 68 | 53 | 215569442
AMERICAN STANDARD | 5A6H5048A1 | 5PX*D010AS3+TSTAT+P0V0C000M50SD |  | 44000 | 41500 | 16 | 12 | 8.1 | 2.1 | 67 | 52 | 215569441
TRANE | 5TWR5048A1 | 5PX*D010AS3+TSTAT+P0V0C000M50SD |  | 44000 | 41500 | 16 | 12 | 8.1 | 2.1 | 67 | 52 | 215569440
AMERICAN STANDARD | 5A6H5048A1 | 5PX*D010AS3+TSTAT+P0V0D000M50SD |  | 45500 | 43000 | 16 | 12 | 8.1 | 2.2 | 67 | 51 | 215569439
TRANE | 5TWR5048A1 | 5PX*D010AS3+TSTAT+P0V0D000M50SD |  | 45500 | 43000 | 16 | 12 | 8.1 | 2.2 | 67 | 51 | 215569438
AMERICAN STANDARD | 5A6H5048A1 | 5PX*D010AS3+TSTAT | S9X1C100U5PSB | 43500 | 42000 | 15.2 | 11.7 | 8.1 | 2.1 | 67 | 51 | 215569429
TRANE | 5TWR5048A1 | 5PX*D010AS3+TSTAT | S9X1C100U5PSB | 43500 | 42000 | 15.2 | 11.7 | 8.1 | 2.1 | 67 | 51 | 215569428
AMERICAN STANDARD | 5A6H5048A1 | 5PX*D010AS3+TSTAT | S9X2D120U5PSB | 45000 | 43000 | 16 | 12 | 8.1 | 2.2 | 67 | 52 | 215569427
TRANE | 5TWR5048A1 | 5PX*D010AS3+TSTAT | S9X2D120U5PSB | 45000 | 43000 | 16 | 12 | 8.1 | 2.2 | 67 | 52 | 215569426
AMERICAN STANDARD | 5A6H5048A1 | 5PX*D010AS3+TSTAT | S9X2C100U5PSB | 43500 | 42000 | 15.2 | 11.7 | 8.1 | 2.1 | 67 | 51 | 215569425
TRANE | 5TWR5048A1 | 5PX*D010AS3+TSTAT | S9X2C100U5PSB | 43500 | 42000 | 15.2 | 11.7 | 8.1 | 2.1 | 67 | 51 | 215569424
AMERICAN STANDARD | 5A6H5048A1 | 5PX*D010AS3+TSTAT | S9X2C080U5PSB | 44000 | 42000 | 16 | 12 | 8.1 | 2.1 | 67 | 52 | 215569423
TRANE | 5TWR5048A1 | 5PX*D010AS3+TSTAT | S9X2C080U5PSB | 44000 | 42000 | 16 | 12 | 8.1 | 2.1 | 67 | 52 | 215569422
AMERICAN STANDARD | 5A6H5048A1 | 5PX*D010AS3+TSTAT | S9X1D120U5PSB | 45000 | 43000 | 16 | 12 | 8.1 | 2.2 | 67 | 52 | 215569421
TRANE | 5TWR5048A1 | 5PX*D010AS3+TSTAT | S9X1D120U5PSB | 45000 | 43000 | 16 | 12 | 8.1 | 2.2 | 67 | 52 | 215569420
AMERICAN STANDARD | 5A6H5048A1 | 5PX*D010AS3+TSTAT | S8V2D120M5PCB | 45500 | 43500 | 16 | 12 | 8.1 | 2.1 | 67 | 51 | 215569419
TRANE | 5TWR5048A1 | 5PX*D010AS3+TSTAT | S8V2D120M5PCB | 45500 | 43500 | 16 | 12 | 8.1 | 2.1 | 67 | 51 | 215569418
AMERICAN STANDARD | 5A6H5048A1 | 5PX*D010AS3+TSTAT | S9X1C080U5PSB | 44000 | 42000 | 16 | 12 | 8.1 | 2.1 | 67 | 52 | 215569417
TRANE | 5TWR5048A1 | 5PX*D010AS3+TSTAT | S9X1C080U5PSB | 44000 | 42000 | 16 | 12 | 8.1 | 2.1 | 67 | 52 | 215569416
AMERICAN STANDARD | 5A6H5048A1 | 5PX*D008AS3+TSTAT+P0V0D000M50SD |  | 45000 | 43500 | 16 | 12 | 8.1 | 2.1 | 67 | 51 | 215569413
TRANE | 5TWR5048A1 | 5PX*D008AS3+TSTAT+P0V0D000M50SD |  | 45000 | 43500 | 16 | 12 | 8.1 | 2.1 | 67 | 51 | 215569412
AMERICAN STANDARD | 5A6H5048A1 | 5PX*D008AS3+TSTAT | S9X2D120U5PSB | 44000 | 43500 | 15.2 | 11.7 | 8.1 | 2.1 | 68 | 52 | 215569411
TRANE | 5TWR5048A1 | 5PX*D008AS3+TSTAT | S9X2D120U5PSB | 44000 | 43500 | 15.2 | 11.7 | 8.1 | 2.1 | 68 | 52 | 215569410
AMERICAN STANDARD | 5A6H5048A1 | 5PX*D008AS3+TSTAT | S9X1D120U5PSB | 44000 | 43500 | 15.2 | 11.7 | 8.1 | 2.1 | 68 | 52 | 215569405
TRANE | 5TWR5048A1 | 5PX*D008AS3+TSTAT | S9X1D120U5PSB | 44000 | 43500 | 15.2 | 11.7 | 8.1 | 2.1 | 68 | 52 | 215569404
AMERISTAR | A5HP5048A1 | 5PX*C009AS3+TSTAT |  | 45500 | 44000 | 15.2 | 11.5 | 8.1 | 2.1 | 68 | 53 | 215575577
RUNTRU | A5HP5048A1 | 5PX*C009AS3+TSTAT |  | 45500 | 44000 | 15.2 | 11.5 | 8.1 | 2.1 | 68 | 53 | 215575576
AMERISTAR | A5HP5048A1 | 5PX*C009AS3+TSTAT+P0V0C000M50SD |  | 45500 | 43000 | 16 | 12 | 8.1 | 2.2 | 67 | 52 | 215575575
RUNTRU | A5HP5048A1 | 5PX*C009AS3+TSTAT+P0V0C000M50SD |  | 45500 | 43000 | 16 | 12 | 8.1 | 2.2 | 67 | 52 | 215575574
AMERISTAR | A5HP5048A1 | 5PX*C007AS3+TSTAT | A951X100CU5SA | 44500 | 44500 | 15.2 | 11.2 | 8.1 | 2 | 67 | 53 | 215575561
RUNTRU | A5HP5048A1 | 5PX*C007AS3+TSTAT | A951X100CU5SA | 44500 | 44500 | 15.2 | 11.2 | 8.1 | 2 | 67 | 53 | 215575560
AMERISTAR | A5HP5048A1 | 5PX*C007AS3+TSTAT | A951X080CU5SA | 44000 | 44000 | 15.2 | 11.7 | 8.1 | 2 | 67 | 51 | 215575559
RUNTRU | A5HP5048A1 | 5PX*C007AS3+TSTAT | A951X080CU5SA | 44000 | 44000 | 15.2 | 11.7 | 8.1 | 2 | 67 | 51 | 215575558
TRANE | 5TWX5042A1 | 5PX*B006AS3+TSTAT | S8X2B080M4PTC | 39000 | 39500 | 15.2 | 12 | 8.1 | 2.1 | 65 | 49 | 215687233
TRANE | 5TWX5042A1 | 5PX*B006AS3+TSTAT | S8X2B080M4PSC | 39000 | 39500 | 15.2 | 12 | 8.1 | 2.1 | 65 | 49 | 215687223
TRANE | 5TWX5042A1 | 5PX*B006AS3+TSTAT | S8X1B080M4PTC | 39000 | 39500 | 15.2 | 12 | 8.1 | 2.1 | 65 | 49 | 215687220
TRANE | 5TWX5042A1 | 5PX*B006AS3+TSTAT | S8X1B080M4PSC | 39000 | 39500 | 15.2 | 12 | 8.1 | 2.1 | 65 | 49 | 215687219
TRANE | 5TWX5036A1 | 5TXCD008AS3+TSTAT | S8V2D120M5PDB | 34800 | 31600 | 16 | 12 | 8.1 | 2.3 | 70 | 56 | 215687194
TRANE | 5TWX5036A1 | 5TXCD008AS3+TSTAT | S9V2D120U5VSB | 34800 | 31600 | 16 | 12 | 8.5 | 2.3 | 69 | 55 | 215687193
TRANE | 5TWX5036A1 | 5TXCD008AS3+TSTAT | *UHMD120CCV5 | 34400 | 31400 | 16 | 12 | 8.1 | 2.3 | 69 | 55 | 215687192
TRANE | 5TWX5036A1 | 5TXCD008AS3+TSTAT | S8V2D120M5PCB | 34800 | 31600 | 16 | 12 | 8.1 | 2.3 | 70 | 56 | 215687190
TRANE | 5TWX5036A1 | 5TXCD008AS3+TSTAT | S8X1D120M5PSC | 34400 | 31400 | 16 | 12 | 8.1 | 2.3 | 69 | 55 | 215687189
TRANE | 5TWX5036A1 | 5TXCD008AS3+TSTAT | S8X1D120M5PTC | 34400 | 31400 | 16 | 12 | 8.1 | 2.3 | 69 | 55 | 215687188
AMERISTAR | A5HP5060A1 | 5TXCD008AS3+TSTAT+P0V0D000M50SD |  | 54000 | 53500 | 15.2 | 11.7 | 8.1 | 2.4 | 68 | 53 | 215575917
RUNTRU | A5HP5060A1 | 5TXCD008AS3+TSTAT+P0V0D000M50SD |  | 54000 | 53500 | 15.2 | 11.7 | 8.1 | 2.4 | 68 | 53 | 215575916
AMERISTAR | A5HP5060A1 | 5TXCC009AS3+TSTAT+P0V0C000M50SD |  | 55000 | 53000 | 15.2 | 11.7 | 8.1 | 2.4 | 68 | 54 | 215575889
RUNTRU | A5HP5060A1 | 5TXCC009AS3+TSTAT+P0V0C000M50SD |  | 55000 | 53000 | 15.2 | 11.7 | 8.1 | 2.4 | 68 | 54 | 215575888
AMERISTAR | A5HP5060A1 | 5TXCC009AS3+TSTAT | A801X100CM5TD | 54500 | 54500 | 15.2 | 10 | 8.1 | 2.2 | 69 | 54 | 215575879
RUNTRU | A5HP5060A1 | 5TXCC009AS3+TSTAT | A801X100CM5TD | 54500 | 54500 | 15.2 | 10 | 8.1 | 2.2 | 69 | 54 | 215575878
AMERISTAR | A5HP5060A1 | 5TXCC009AS3+TSTAT | A801X100CM5SD | 54500 | 54500 | 15.2 | 10 | 8.1 | 2.2 | 69 | 54 | 215575871
RUNTRU | A5HP5060A1 | 5TXCC009AS3+TSTAT | A801X100CM5SD | 54500 | 54500 | 15.2 | 10 | 8.1 | 2.2 | 69 | 54 | 215575870
AMERISTAR | A5HP5060A1 | 5PX*D010AS3+TSTAT | A952V120DU5SB | 54000 | 52500 | 15.2 | 11.7 | 8.1 | 2.4 | 68 | 53 | 215575843
RUNTRU | A5HP5060A1 | 5PX*D010AS3+TSTAT | A952V120DU5SB | 54000 | 52500 | 15.2 | 11.7 | 8.1 | 2.4 | 68 | 53 | 215575842
AMERISTAR | A5HP5060A1 | 5PX*D010AS3+TSTAT | L8V1C100U5VSB | 53000 | 51500 | 15.2 | 11.7 | 8.1 | 2.3 | 68 | 54 | 215575841
RUNTRU | A5HP5060A1 | 5PX*D010AS3+TSTAT | L8V1C100U5VSB | 53000 | 51500 | 15.2 | 11.7 | 8.1 | 2.3 | 68 | 54 | 215575840
AMERISTAR | A5HP5060A1 | 5PX*D010AS3+TSTAT | A801X120DM5TD | 55000 | 53000 | 15.2 | 11.7 | 8.1 | 2.3 | 69 | 54 | 215575835
RUNTRU | A5HP5060A1 | 5PX*D010AS3+TSTAT | A801X120DM5TD | 55000 | 53000 | 15.2 | 11.7 | 8.1 | 2.3 | 69 | 54 | 215575834
AMERISTAR | A5HP5060A1 | 5PX*D010AS3+TSTAT | A801X080CM5SD | 53500 | 52500 | 15.2 | 11 | 8.1 | 2.2 | 69 | 54 | 215575833
RUNTRU | A5HP5060A1 | 5PX*D010AS3+TSTAT | A801X080CM5SD | 53500 | 52500 | 15.2 | 11 | 8.1 | 2.2 | 69 | 54 | 215575832
AMERISTAR | A5HP5060A1 | 5PX*D010AS3+TSTAT | A801X080CM5TD | 53500 | 52500 | 15.2 | 11 | 8.1 | 2.2 | 69 | 54 | 215575831
RUNTRU | A5HP5060A1 | 5PX*D010AS3+TSTAT | A801X080CM5TD | 53500 | 52500 | 15.2 | 11 | 8.1 | 2.2 | 69 | 54 | 215575830
AMERISTAR | A5HP5060A1 | 5PX*D010AS3+TSTAT | A951X120DU5SA | 54500 | 53000 | 15.2 | 11.7 | 8.1 | 2.4 | 68 | 54 | 215575817
RUNTRU | A5HP5060A1 | 5PX*D010AS3+TSTAT+P0V0D000M50SD |  | 55000 | 53000 | 15.2 | 11.7 | 8.1 | 2.4 | 68 | 53 | 215575812
AMERISTAR | A5HP5060A1 | 5PX*D010AS3+TSTAT | A801X120DM5SD | 55000 | 53000 | 15.2 | 11.7 | 8.1 | 2.3 | 69 | 54 | 215575825
RUNTRU | A5HP5060A1 | 5PX*D010AS3+TSTAT | A801X120DM5SD | 55000 | 53000 | 15.2 | 11.7 | 8.1 | 2.3 | 69 | 54 | 215575824
RUNTRU | A5HP5060A1 | 5PX*D010AS3+TSTAT | A951X120DU5SA | 54500 | 53000 | 15.2 | 11.7 | 8.1 | 2.4 | 68 | 54 | 215575816
AMERISTAR | A5HP5060A1 | 5PX*D010AS3+TSTAT+P0V0D000M50SD |  | 55000 | 53000 | 15.2 | 11.7 | 8.1 | 2.4 | 68 | 53 | 215575813
AMERISTAR | A5HP5060A1 | 5PX*CD09AS3+TSTAT+P0V0C000M50SD |  | 55000 | 53000 | 15.2 | 11.7 | 8.1 | 2.3 | 68 | 53 | 215575799
RUNTRU | A5HP5060A1 | 5PX*CD09AS3+TSTAT+P0V0C000M50SD |  | 55000 | 53000 | 15.2 | 11.7 | 8.1 | 2.3 | 68 | 53 | 215575798
AMERISTAR | A5HP5060A1 | 5PX*C009AS3+TSTAT | A801X100CM5SD | 54500 | 54500 | 15.2 | 10 | 8.1 | 2.2 | 69 | 54 | 215575793
RUNTRU | A5HP5060A1 | 5PX*C009AS3+TSTAT | A801X100CM5SD | 54500 | 54500 | 15.2 | 10 | 8.1 | 2.2 | 69 | 54 | 215575792
AMERISTAR | A5HP5060A1 | 5PX*C009AS3+TSTAT | A801X100CM5TD | 54500 | 54500 | 15.2 | 10 | 8.1 | 2.2 | 69 | 54 | 215575791
RUNTRU | A5HP5060A1 | 5PX*C009AS3+TSTAT | A801X100CM5TD | 54500 | 54500 | 15.2 | 10 | 8.1 | 2.2 | 69 | 54 | 215575790
TRANE | 5TWX5042A1 | 5TXCD008AS3+TSTAT | S9X1D120U5PSB | 40500 | 39500 | 16 | 12 | 8.1 | 2.1 | 65 | 49 | 215687475
TRANE | 5TWX5042A1 | 5TXCD008AS3+TSTAT | S9V2D120U5VSB | 40000 | 39500 | 16 | 12 | 8.1 | 2.1 | 64 | 49 | 215687474
TRANE | 5TWX5042A1 | 5TXCD008AS3+TSTAT | S9X2D120U5PSB | 40500 | 39500 | 16 | 12 | 8.1 | 2.1 | 65 | 49 | 215687473
TRANE | 5TWX5042A1 | 5TXCD008AS3+TSTAT | *UHMD120CCV5 | 40000 | 40000 | 16 | 12 | 8.1 | 2.1 | 65 | 49 | 215687472
TRANE | 5TWX5042A1 | 5TXCD008AS3+TSTAT+P0V0D000M50SD |  | 41000 | 39500 | 16.5 | 12 | 8.1 | 2.1 | 65 | 49 | 215687470
TRANE | 5TWX5042A1 | 5TXCD008AS3+TSTAT | S8V2D120M5PCB | 40500 | 40000 | 16 | 12 | 8.1 | 2.1 | 65 | 49 | 215687469
TRANE | 5TWX5042A1 | 5TXCD008AS3+TSTAT | S8X1D120M5PSC | 40500 | 40000 | 16 | 12 | 8.1 | 2.1 | 65 | 49 | 215687468
TRANE | 5TWX5042A1 | 5TXCD008AS3+TSTAT | S8X1D120M5PTC | 40500 | 40000 | 16 | 12 | 8.1 | 2.1 | 65 | 49 | 215687467
TRANE | 5TWX5042A1 | 5TXCD008AS3+TSTAT | S8X2D120M5PSC | 40500 | 40000 | 16 | 12 | 8.1 | 2.1 | 65 | 49 | 215687466
TRANE | 5TWX5042A1 | 5TXCD008AS3+TSTAT | S8X2D120M5PTC | 40500 | 40000 | 16 | 12 | 8.1 | 2.1 | 65 | 49 | 215687465
TRANE | 5TWX5042A1 | 5TXCD008AS3+TSTAT | S9V2D120U5PSC | 40000 | 39500 | 16 | 12 | 8.1 | 2.1 | 64 | 49 | 215687464
TRANE | 5TWX5042A1 | 5TXCC009AS3+TSTAT | S9V2C100U5PSC | 40500 | 39000 | 16 | 12 | 8.1 | 2.1 | 65 | 49 | 215687459
TRANE | 5TWX5042A1 | 5TXCC009AS3+TSTAT | S9V2C100U4VSB | 40500 | 39000 | 16 | 12 | 8.1 | 2.1 | 65 | 49 | 215687458
TRANE | 5TWX5042A1 | 5TXCC009AS3+TSTAT | S9V2C080U5PSC | 40500 | 39000 | 16 | 12 | 8.1 | 2.1 | 65 | 49 | 215687457
TRANE | 5TWX5042A1 | 5TXCC009AS3+TSTAT | S8X2C100M5PTC | 40500 | 39000 | 16 | 12 | 8.1 | 2.1 | 65 | 49 | 215687456
TRANE | 5TWX5042A1 | 5TXCC009AS3+TSTAT | S9X1C080U5PSB | 41000 | 40000 | 16 | 12 | 8.1 | 2.1 | 65 | 49 | 215687455
TRANE | 5TWX5042A1 | 5TXCC009AS3+TSTAT | *UHMC100CCV4 | 40000 | 39000 | 16 | 12 | 8.1 | 2.2 | 65 | 49 | 215687454
TRANE | 5TWX5042A1 | 5TXCC009AS3+TSTAT | L8V1C100U5VSB | 41000 | 39500 | 16 | 12 | 8.1 | 2.1 | 65 | 49 | 215687453
TRANE | 5TWX5042A1 | 5TXCC009AS3+TSTAT | S8X2C080M5PSC | 40500 | 39000 | 16 | 12 | 8.1 | 2.1 | 65 | 49 | 215687452
TRANE | 5TWX5042A1 | 5TXCC009AS3+TSTAT | S8X2C100M5PSC | 40500 | 39000 | 16 | 12 | 8.1 | 2.1 | 65 | 49 | 215687451
TRANE | 5TWX5042A1 | 5TXCC009AS3+TSTAT | S9X2C100U5PSB | 40000 | 39000 | 15.5 | 12 | 8.1 | 2.1 | 65 | 49 | 215687450
TRANE | 5TWX5042A1 | 5TXCC009AS3+TSTAT | S9X2C080U5PSB | 41000 | 40000 | 16 | 12 | 8.1 | 2.1 | 65 | 49 | 215687449
TRANE | 5TWX5042A1 | 5TXCC009AS3+TSTAT | S9X1C100U5PSB | 40000 | 39000 | 15.5 | 12 | 8.1 | 2.1 | 65 | 49 | 215687448
TRANE | 5TWX5042A1 | 5TXCC009AS3+TSTAT |  | 40000 | 40000 | 15.2 | 11.7 | 8.1 | 2.1 | 66 | 50 | 215687447
TRANE | 5TWX5042A1 | 5TXCC009AS3+TSTAT+P0V0C000M50SD |  | 41000 | 39000 | 16 | 12 | 8.1 | 2.2 | 65 | 49 | 215687446
TRANE | 5TWX5042A1 | 5TXCC009AS3+TSTAT | S8V2C080M5PCB | 40500 | 39000 | 16 | 12 | 8.1 | 2.1 | 65 | 49 | 215687445
TRANE | 5TWX5042A1 | 5TXCC009AS3+TSTAT | S8V2C080M5PDB | 40500 | 39000 | 16 | 12 | 8.1 | 2.1 | 65 | 49 | 215687444
TRANE | 5TWX5042A1 | 5TXCC009AS3+TSTAT | S8V2C100M5PCB | 40500 | 39000 | 16 | 12 | 8.1 | 2.1 | 66 | 49 | 215687443
TRANE | 5TWX5042A1 | 5TXCC009AS3+TSTAT | S8V2C100M5PDB | 40500 | 39000 | 16 | 12 | 8.1 | 2.1 | 66 | 49 | 215687442
TRANE | 5TWX5042A1 | 5TXCC009AS3+TSTAT | S8X1C080M5PSC | 40500 | 39000 | 16 | 12 | 8.1 | 2.1 | 65 | 49 | 215687441
TRANE | 5TWX5042A1 | 5TXCC009AS3+TSTAT | S8X1C080M5PTC | 40500 | 39000 | 16 | 12 | 8.1 | 2.1 | 65 | 49 | 215687440
TRANE | 5TWX5042A1 | 5TXCC009AS3+TSTAT | S8X1C100M5PSC | 40500 | 39000 | 16 | 12 | 8.1 | 2.1 | 65 | 49 | 215687439
TRANE | 5TWX5042A1 | 5TXCC009AS3+TSTAT | S8X1C100M5PTC | 40500 | 39000 | 16 | 12 | 8.1 | 2.1 | 65 | 49 | 215687438
TRANE | 5TWX5042A1 | 5TXCC009AS3+TSTAT | L9X1C100U5VSA | 39500 | 39000 | 15.2 | 12 | 8.1 | 2.1 | 65 | 49 | 215687437
TRANE | 5TWX5042A1 | 5TXCC009AS3+TSTAT | S8X2C080M5PTC | 40500 | 39000 | 16 | 12 | 8.1 | 2.1 | 65 | 49 | 215687436
AMERISTAR | A5HP5048A1 | 5PX*D008AS3+TSTAT+P0V0D000M50SD |  | 45000 | 43500 | 16 | 12 | 8.1 | 2.1 | 67 | 51 | 215575619
RUNTRU | A5HP5048A1 | 5PX*D008AS3+TSTAT+P0V0D000M50SD |  | 45000 | 43500 | 16 | 12 | 8.1 | 2.1 | 67 | 51 | 215575618
AMERISTAR | A5HP5036A1 | 5PX*B004AS3+TSTAT | A951X040BU3SA | 32600 | 31000 | 15.2 | 11.7 | 8.1 | 2.2 | 70 | 56 | 215574945
RUNTRU | A5HP5036A1 | 5PX*B004AS3+TSTAT | A951X040BU3SA | 32600 | 31000 | 15.2 | 11.7 | 8.1 | 2.2 | 70 | 56 | 215574944
AMERISTAR | A5HP5036A1 | 5PX*B004AS3+TSTAT | A952V060BU4SB | 32800 | 31000 | 15.2 | 11.7 | 8.1 | 2.2 | 70 | 56 | 215574943
RUNTRU | A5HP5036A1 | 5PX*B004AS3+TSTAT | A952V060BU4SB | 32800 | 31000 | 15.2 | 11.7 | 8.1 | 2.2 | 70 | 56 | 215574942
AMERISTAR | A5HP5036A1 | 5PX*B003AS3+TSTAT | A801X080BM4TD | 32200 | 33800 | 15.2 | 10 | 8.1 | 2 | 69 | 55 | 215574937
RUNTRU | A5HP5036A1 | 5PX*B003AS3+TSTAT | A801X080BM4TD | 32200 | 33800 | 15.2 | 10 | 8.1 | 2 | 69 | 55 | 215574936
AMERISTAR | A5HP5036A1 | 5PX*B003AS3+TSTAT | A801X080BM4SD | 32200 | 33800 | 15.2 | 10 | 8.1 | 2 | 69 | 55 | 215574935
RUNTRU | A5HP5036A1 | 5PX*B003AS3+TSTAT | A801X080BM4SD | 32200 | 33800 | 15.2 | 10 | 8.1 | 2 | 69 | 55 | 215574934
TRANE | 5TWX5048A1 | 5PX*C009AS3+TSTAT | S9X1C100U5PSB | 44500 | 43000 | 15.2 | 11.7 | 8.1 | 2.1 | 67 | 52 | 215687529
TRANE | 5TWX5048A1 | 5PX*C009AS3+TSTAT | S9X2C100U5PSB | 44500 | 43000 | 15.2 | 11.7 | 8.1 | 2.1 | 67 | 52 | 215687527
TRANE | 5TWX5048A1 | 5PX*C009AS3+TSTAT+P0V0C000M50SD |  | 45500 | 43000 | 16 | 12 | 8.1 | 2.1 | 67 | 52 | 215687523
TRANE | 5TWX5030A1 | 5PX*C007AS3+TSTAT | S8V2C100M5PDB | 29000 | 26000 | 16 | 12 | 8.1 | 2.1 | 67 | 52 | 215686648
TRANE | 5TWX5030A1 | 5PX*C007AS3+TSTAT | S8V2C100M5PCB | 29000 | 26000 | 16 | 12 | 8.1 | 2.1 | 67 | 52 | 215686642
TRANE | 5TWX5048A1 | 5TXCC009AS3+TSTAT | S9X1C100U5PSB | 44500 | 43000 | 15.2 | 11.7 | 8.1 | 2.1 | 67 | 52 | 215687669
AMERICAN STANDARD | 5A6H5036A1 | 5TEM4D06AC41+TDR+TSTAT |  | 34400 | 31600 | 15.2 | 12 | 8.1 | 2.4 | 68 | 54 | 215610940
TRANE | 5TWR5036A1 | 5TEM4D06AC41+TDR+TSTAT |  | 34400 | 31600 | 15.2 | 12 | 8.1 | 2.4 | 68 | 54 | 215610939
AMERICAN STANDARD | 5A6H5036A1 | 5TEM4D05AC41+TDR+TSTAT |  | 33200 | 31600 | 15.2 | 12 | 8.1 | 2.3 | 69 | 55 | 215610938
TRANE | 5TWR5036A1 | 5TEM4D05AC41+TDR+TSTAT |  | 33200 | 31600 | 15.2 | 12 | 8.1 | 2.3 | 69 | 55 | 215610937
AMERICAN STANDARD | 5A6H5036A1 | 5TEM4D04AC31+TDR+TSTAT |  | 33000 | 31400 | 15.2 | 12 | 8.1 | 2.3 | 69 | 54 | 215610936
TRANE | 5TWR5036A1 | 5TEM4D04AC31+TDR+TSTAT |  | 33000 | 31400 | 15.2 | 12 | 8.1 | 2.3 | 69 | 54 | 215610935
AMERICAN STANDARD | 5A6H5030A1 | 5TEM6D05AV41+TDR+TSTAT |  | 28600 | 26400 | 16 | 12 | 8.1 | 2.1 | 67 | 52 | 215610932
TRANE | 5TWR5030A1 | 5TEM6D05AV41+TDR+TSTAT |  | 28600 | 26400 | 16 | 12 | 8.1 | 2.1 | 67 | 52 | 215610931
AMERICAN STANDARD | 5A6H5030A1 | 5TEM4D06AC41+TDR+TSTAT |  | 28800 | 25800 | 15.2 | 12 | 8.1 | 2.2 | 67 | 52 | 215610928
TRANE | 5TWR5030A1 | 5TEM4D06AC41+TDR+TSTAT |  | 28800 | 25800 | 15.2 | 12 | 8.1 | 2.2 | 67 | 52 | 215610927
AMERICAN STANDARD | 5A6H5030A1 | 5TEM4D05AC41+TDR+TSTAT |  | 27800 | 25800 | 15.2 | 12 | 8.1 | 2.1 | 67 | 52 | 215610926
TRANE | 5TWR5030A1 | 5TEM4D05AC41+TDR+TSTAT |  | 27800 | 25800 | 15.2 | 12 | 8.1 | 2.1 | 67 | 52 | 215610925
AMERICAN STANDARD | 5A6H5030A1 | 5TEM4D04AC31+TDR+TSTAT |  | 28000 | 25800 | 15.2 | 12 | 8.1 | 2.1 | 67 | 52 | 215610924
TRANE | 5TWR5030A1 | 5TEM4D04AC31+TDR+TSTAT |  | 28000 | 25800 | 15.2 | 12 | 8.1 | 2.1 | 67 | 52 | 215610923
AMERICAN STANDARD | 5A6H5024A1 | 5TEM6D05AV41+TDR+TSTAT |  | 24200 | 22200 | 16 | 12 | 8.1 | 2.1 | 67 | 51 | 215610920
TRANE | 5TWR5024A1 | 5TEM6D05AV41+TDR+TSTAT |  | 24200 | 22200 | 16 | 12 | 8.1 | 2.1 | 67 | 51 | 215610919
AMERICAN STANDARD | 5A6H5024A1 | 5TEM4D04AC31+TDR+TSTAT |  | 24000 | 22000 | 15.2 | 12 | 8.1 | 2.1 | 66 | 50 | 215610916
TRANE | 5TWR5024A1 | 5TEM4D04AC31+TDR+TSTAT |  | 24000 | 22000 | 15.2 | 12 | 8.1 | 2.1 | 66 | 50 | 215610915
AMERICAN STANDARD | 5A6H5024A1 | 5TEM4B03AC31+TDR+TSTAT |  | 24000 | 22800 | 15.2 | 12 | 8.1 | 2.1 | 65 | 50 | 215610914
TRANE | 5TWR5024A1 | 5TEM4B03AC31+TDR+TSTAT |  | 24000 | 22800 | 15.2 | 12 | 8.1 | 2.1 | 65 | 50 | 215610913
AMERISTAR | A5HP5036A1 | 5PX*BD06AS3+TSTAT | A952V060BD3SB | 33400 | 31600 | 15.5 | 12 | 8.1 | 2.2 | 69 | 55 | 215575063
RUNTRU | A5HP5036A1 | 5PX*BD06AS3+TSTAT | A952V060BD3SB | 33400 | 31600 | 15.5 | 12 | 8.1 | 2.2 | 69 | 55 | 215575062
AMERISTAR | A5HP5036A1 | 5PX*BD06AS3+TSTAT | A801X060BM4SD | 33600 | 31800 | 15.2 | 12 | 8.1 | 2.2 | 69 | 55 | 215575061
RUNTRU | A5HP5036A1 | 5PX*BD06AS3+TSTAT | A801X060BM4SD | 33600 | 31800 | 15.2 | 12 | 8.1 | 2.2 | 69 | 55 | 215575060
AMERISTAR | A5HP5036A1 | 5PX*BD06AS3+TSTAT | A801X060BM4TD | 33600 | 31800 | 15.2 | 12 | 8.1 | 2.2 | 69 | 55 | 215575059
RUNTRU | A5HP5036A1 | 5PX*BD06AS3+TSTAT | A801X060BM4TD | 33600 | 31800 | 15.2 | 12 | 8.1 | 2.2 | 69 | 55 | 215575058
AMERISTAR | A5HP5036A1 | 5PX*BD06AS3+TSTAT+P0V0B000M40SD |  | 34400 | 32200 | 16 | 12 | 8.1 | 2.2 | 69 | 55 | 215575055
RUNTRU | A5HP5036A1 | 5PX*BD06AS3+TSTAT+P0V0B000M40SD |  | 34400 | 32200 | 16 | 12 | 8.1 | 2.2 | 69 | 55 | 215575054
AMERISTAR | A5HP5036A1 | 5PX*B006AS3+TSTAT | A801X040AM3SD | 32600 | 30400 | 15.5 | 12 | 8.1 | 2.2 | 70 | 56 | 215575017
RUNTRU | A5HP5036A1 | 5PX*B006AS3+TSTAT | A801X040AM3SD | 32600 | 30400 | 15.5 | 12 | 8.1 | 2.2 | 70 | 56 | 215575016
AMERISTAR | A5HP5036A1 | 5PX*B006AS3+TSTAT+P0V0B000M40SD |  | 34600 | 31600 | 16 | 12 | 8.1 | 2.3 | 70 | 55 | 215575015
RUNTRU | A5HP5036A1 | 5PX*B006AS3+TSTAT+P0V0B000M40SD |  | 34600 | 31600 | 16 | 12 | 8.1 | 2.3 | 70 | 55 | 215575014
AMERISTAR | A5HP5036A1 | 5PX*B006AS3+TSTAT | A801X040AM3TD | 32600 | 30400 | 15.5 | 12 | 8.1 | 2.2 | 70 | 56 | 215575013
RUNTRU | A5HP5036A1 | 5PX*B006AS3+TSTAT | A801X040AM3TD | 32600 | 30400 | 15.5 | 12 | 8.1 | 2.2 | 70 | 56 | 215575012
AMERISTAR | A5HP5036A1 | 5PX*B006AS3+TSTAT | A801X060BM4TD | 33800 | 31200 | 15.5 | 12 | 8.1 | 2.3 | 69 | 55 | 215575011
RUNTRU | A5HP5036A1 | 5PX*B006AS3+TSTAT | A801X060BM4TD | 33800 | 31200 | 15.5 | 12 | 8.1 | 2.3 | 69 | 55 | 215575010
AMERISTAR | A5HP5036A1 | 5PX*B006AS3+TSTAT | A801X080BM4SD | 33800 | 31200 | 15.5 | 12 | 8.1 | 2.3 | 70 | 56 | 215575009
RUNTRU | A5HP5036A1 | 5PX*B006AS3+TSTAT | A801X080BM4SD | 33800 | 31200 | 15.5 | 12 | 8.1 | 2.3 | 70 | 56 | 215575008
AMERISTAR | A5HP5036A1 | 5PX*B006AS3+TSTAT | A801X080BM4TD | 33800 | 31200 | 15.5 | 12 | 8.1 | 2.3 | 70 | 56 | 215575007
RUNTRU | A5HP5036A1 | 5PX*B006AS3+TSTAT | A801X080BM4TD | 33800 | 31200 | 15.5 | 12 | 8.1 | 2.3 | 70 | 56 | 215575006
AMERISTAR | A5HP5036A1 | 5PX*B006AS3+TSTAT | A951X040BU3SA | 33800 | 31400 | 15.5 | 12 | 8.1 | 2.3 | 69 | 56 | 215575005
RUNTRU | A5HP5036A1 | 5PX*B006AS3+TSTAT | A951X040BU3SA | 33800 | 31400 | 15.5 | 12 | 8.1 | 2.3 | 69 | 56 | 215575004
AMERISTAR | A5HP5036A1 | 5PX*B006AS3+TSTAT | A951X060BU4SA | 33600 | 31200 | 15.5 | 12 | 8.1 | 2.3 | 69 | 55 | 215575003
RUNTRU | A5HP5036A1 | 5PX*B006AS3+TSTAT | A951X060BU4SA | 33600 | 31200 | 15.5 | 12 | 8.1 | 2.3 | 69 | 55 | 215575002
AMERISTAR | A5HP5036A1 | 5PX*B006AS3+TSTAT | A951X080BU4SA | 33800 | 31200 | 15.5 | 12 | 8.1 | 2.3 | 69 | 55 | 215575001
RUNTRU | A5HP5036A1 | 5PX*B006AS3+TSTAT | A951X080BU4SA | 33800 | 31200 | 15.5 | 12 | 8.1 | 2.3 | 69 | 55 | 215575000
AMERISTAR | A5HP5036A1 | 5PX*B006AS3+TSTAT | A952V040BU3SB | 33800 | 31200 | 15.5 | 12 | 8.1 | 2.3 | 70 | 56 | 215574999
RUNTRU | A5HP5036A1 | 5PX*B006AS3+TSTAT | A952V040BU3SB | 33800 | 31200 | 15.5 | 12 | 8.1 | 2.3 | 70 | 56 | 215574998
AMERISTAR | A5HP5036A1 | 5PX*B006AS3+TSTAT | A952V060BU4SB | 34000 | 31200 | 15.5 | 12 | 8.1 | 2.3 | 70 | 56 | 215574997
RUNTRU | A5HP5036A1 | 5PX*B006AS3+TSTAT | A952V060BU4SB | 34000 | 31200 | 15.5 | 12 | 8.1 | 2.3 | 70 | 56 | 215574996
AMERISTAR | A5HP5036A1 | 5PX*B006AS3+TSTAT | L8V1A060U3VSB | 32400 | 30000 | 15.2 | 12 | 8.1 | 2.2 | 70 | 56 | 215574993
RUNTRU | A5HP5036A1 | 5PX*B006AS3+TSTAT | L8V1A060U3VSB | 32400 | 30000 | 15.2 | 12 | 8.1 | 2.2 | 70 | 56 | 215574992
AMERISTAR | A5HP5036A1 | 5PX*B006AS3+TSTAT | L8V1B080U4VSB | 33800 | 31200 | 15.2 | 12 | 8.1 | 2.3 | 69 | 56 | 215574991
RUNTRU | A5HP5036A1 | 5PX*B006AS3+TSTAT | L8V1B080U4VSB | 33800 | 31200 | 15.2 | 12 | 8.1 | 2.3 | 69 | 56 | 215574990
AMERISTAR | A5HP5036A1 | 5PX*B006AS3+TSTAT | A801X060BM4SD | 33800 | 31200 | 15.5 | 12 | 8.1 | 2.3 | 69 | 55 | 215574987
RUNTRU | A5HP5036A1 | 5PX*B006AS3+TSTAT | A801X060BM4SD | 33800 | 31200 | 15.5 | 12 | 8.1 | 2.3 | 69 | 55 | 215574986
TRANE | 5TWX5048A1 | 5TXCC009AS3+TSTAT | S9X2C100U5PSB | 44500 | 43000 | 15.2 | 11.7 | 8.1 | 2.1 | 67 | 52 | 215687667
TRANE | 5TWX5048A1 | 5TXCC009AS3+TSTAT+P0V0C000M50SD |  | 45500 | 43000 | 16 | 12 | 8.1 | 2.1 | 67 | 52 | 215687663
TRANE | 5TWX5048A1 | 5PX*DD10AS3+TSTAT+P0V0C000M50SD |  | 43500 | 42000 | 15.5 | 11.7 | 8.1 | 2 | 67 | 52 | 215687647
TRANE | 5TWX5048A1 | 5PX*DD10AS3+TSTAT+P0V0D000M50SD |  | 44500 | 43000 | 15.5 | 12 | 8.1 | 2.1 | 67 | 51 | 215687646
TRANE | 5TWX5048A1 | 5PX*D010AS3+TSTAT | S9X1C080U5PSB | 44000 | 42000 | 15.5 | 11.7 | 8.1 | 2 | 67 | 52 | 215687640
TRANE | 5TWX5048A1 | 5PX*D010AS3+TSTAT | S8X2D120M5PTC | 45500 | 43500 | 15.5 | 11.7 | 8.1 | 2.1 | 67 | 51 | 215687632
TRANE | 5TWX5048A1 | 5PX*D010AS3+TSTAT | S8X2D120M5PSC | 45500 | 43500 | 15.5 | 11.7 | 8.1 | 2.1 | 67 | 51 | 215687631
TRANE | 5TWX5048A1 | 5PX*D010AS3+TSTAT | S8X1D120M5PTC | 45500 | 43500 | 15.5 | 11.7 | 8.1 | 2.1 | 67 | 51 | 215687626
TRANE | 5TWX5048A1 | 5PX*D010AS3+TSTAT | S8X1D120M5PSC | 45500 | 43500 | 15.5 | 11.7 | 8.1 | 2.1 | 67 | 51 | 215687625
TRANE | 5TWX5048A1 | 5PX*D010AS3+TSTAT+P0V0D000M50SD |  | 46000 | 43000 | 16 | 12 | 8.1 | 2.2 | 67 | 52 | 215687615
TRANE | 5TWX5048A1 | 5PX*D010AS3+TSTAT+P0V0C000M50SD |  | 44500 | 42000 | 16 | 12 | 8.1 | 2.1 | 67 | 52 | 215687614
TRANE | 5TWX5048A1 | 5PX*D010AS3+TSTAT | S9X2C080U5PSB | 44000 | 42000 | 15.5 | 11.7 | 8.1 | 2 | 67 | 52 | 215687611
TRANE | 5TWX5048A1 | 5PX*D010AS3+TSTAT | S9X2D120U5PSB | 45000 | 43000 | 15.5 | 12 | 8.1 | 2.1 | 67 | 52 | 215687609
TRANE | 5TWX5048A1 | 5PX*D010AS3+TSTAT | S9X1D120U5PSB | 45000 | 43000 | 15.5 | 12 | 8.1 | 2.1 | 67 | 52 | 215687606
TRANE | 5TWX5036A1 | 5PX*B003AS3+TSTAT | S8X1B060M4PTC | 32200 | 32800 | 15.2 | 11.7 | 8.1 | 2.1 | 68 | 54 | 215686787
TRANE | 5TWX5036A1 | 5PX*B003AS3+TSTAT | S8X1B060M4PSC | 32200 | 32800 | 15.2 | 11.7 | 8.1 | 2.1 | 68 | 54 | 215686786
TRANE | 5TWX5036A1 | 5PX*B003AS3+TSTAT | S8X2B060M4PSC | 32200 | 32800 | 15.2 | 11.7 | 8.1 | 2.1 | 68 | 54 | 215686771
AMERISTAR | A5HP5036A1 | 5PX*B006AS3+TSTAT | A952V080BU4SB | 33600 | 30800 | 15.5 | 12 | 8.1 | 2.3 | 69 | 56 | 215574983
RUNTRU | A5HP5036A1 | 5PX*B006AS3+TSTAT | A952V080BU4SB | 33600 | 30800 | 15.5 | 12 | 8.1 | 2.3 | 69 | 56 | 215574982
AMERISTAR | A5HP5036A1 | 5PX*B006AS3+TSTAT | L9X1B070U4VSA | 33400 | 31400 | 15.2 | 11.7 | 8.1 | 2.2 | 70 | 56 | 215574981
RUNTRU | A5HP5036A1 | 5PX*B006AS3+TSTAT | L9X1B070U4VSA | 33400 | 31400 | 15.2 | 11.7 | 8.1 | 2.2 | 70 | 56 | 215574980
AMERISTAR | A5HP5036A1 | 5PX*B004AS3+TSTAT | A801X060BM4SD | 32800 | 30800 | 15.2 | 11.7 | 8.1 | 2.2 | 70 | 56 | 215574975
RUNTRU | A5HP5036A1 | 5PX*B004AS3+TSTAT | A801X060BM4SD | 32800 | 30800 | 15.2 | 11.7 | 8.1 | 2.2 | 70 | 56 | 215574974
AMERISTAR | A5HP5036A1 | 5PX*B004AS3+TSTAT | A801X060BM4TD | 32800 | 30800 | 15.2 | 11.7 | 8.1 | 2.2 | 70 | 56 | 215574973
RUNTRU | A5HP5036A1 | 5PX*B004AS3+TSTAT | A801X060BM4TD | 32800 | 30800 | 15.2 | 11.7 | 8.1 | 2.2 | 70 | 56 | 215574972
AMERISTAR | A5HP5036A1 | 5PX*B004AS3+TSTAT | A951X060BU4SA | 32600 | 30800 | 15.2 | 11.7 | 8.1 | 2.2 | 69 | 56 | 215574967
RUNTRU | A5HP5036A1 | 5PX*B004AS3+TSTAT | A951X060BU4SA | 32600 | 30800 | 15.2 | 11.7 | 8.1 | 2.2 | 69 | 56 | 215574966
AMERISTAR | A5HP5036A1 | 5PX*B004AS3+TSTAT | A951X080BU4SA | 32800 | 30800 | 15.2 | 11.7 | 8.1 | 2.2 | 70 | 56 | 215574965
RUNTRU | A5HP5036A1 | 5PX*B004AS3+TSTAT | A951X080BU4SA | 32800 | 30800 | 15.2 | 11.7 | 8.1 | 2.2 | 70 | 56 | 215574964
AMERISTAR | A5HP5036A1 | 5PX*B004AS3+TSTAT | A952V080BU4SB | 32600 | 30800 | 15.2 | 11.7 | 8.1 | 2.2 | 70 | 56 | 215574949
RUNTRU | A5HP5036A1 | 5PX*B004AS3+TSTAT | A952V080BU4SB | 32600 | 30800 | 15.2 | 11.7 | 8.1 | 2.2 | 70 | 56 | 215574948
AMERISTAR | A5HP5036A1 | 5PX*B004AS3+TSTAT | A952V040BU3SB | 32600 | 30800 | 15.2 | 11.7 | 8.1 | 2.2 | 70 | 56 | 215574947
RUNTRU | A5HP5036A1 | 5PX*B004AS3+TSTAT | A952V040BU3SB | 32600 | 30800 | 15.2 | 11.7 | 8.1 | 2.2 | 70 | 56 | 215574946
TRANE | 5TWX5036A1 | 5PX*C005AS3+TSTAT | L8V1C100U5VSB | 33400 | 31000 | 15.5 | 12 | 8.1 | 2.2 | 70 | 56 | 215686947
TRANE | 5TWX5036A1 | 5PX*C005AS3+TSTAT | *UHMC100CCV4 | 33200 | 31200 | 15.5 | 11.7 | 8.1 | 2.2 | 70 | 56 | 215686946
TRANE | 5TWX5036A1 | 5PX*C005AS3+TSTAT | S9X2C100U5PSB | 33200 | 31600 | 15.2 | 11.5 | 8.1 | 2.2 | 70 | 56 | 215686945
TRANE | 5TWX5036A1 | 5PX*BD06AS3+TSTAT | S9X2B080D4PSB | 33200 | 31600 | 15.2 | 12 | 8.1 | 2.2 | 69 | 55 | 215686942
TRANE | 5TWX5036A1 | 5PX*BD06AS3+TSTAT | S8X1A040M3PTC | 32400 | 31000 | 15.2 | 11.7 | 8.1 | 2.1 | 69 | 55 | 215686941
TRANE | 5TWX5036A1 | 5PX*BD06AS3+TSTAT | S8X1A040M3PSC | 32400 | 31000 | 15.2 | 11.7 | 8.1 | 2.1 | 69 | 55 | 215686940
TRANE | 5TWX5036A1 | 5PX*BD06AS3+TSTAT | S8V2B080M4PDB | 33600 | 31800 | 15.5 | 12 | 8.1 | 2.2 | 69 | 55 | 215686939
TRANE | 5TWX5036A1 | 5PX*BD06AS3+TSTAT | S8V2B080M4PCB | 33600 | 31800 | 15.5 | 12 | 8.1 | 2.2 | 69 | 55 | 215686938
TRANE | 5TWX5036A1 | 5PX*BD06AS3+TSTAT | S8V2B060M4PDB | 33600 | 31800 | 15.5 | 12 | 8.1 | 2.2 | 69 | 55 | 215686937
TRANE | 5TWX5036A1 | 5PX*BD06AS3+TSTAT | S8V2B060M4PCB | 33600 | 31800 | 15.5 | 12 | 8.1 | 2.2 | 69 | 55 | 215686936
TRANE | 5TWX5036A1 | 5PX*BD06AS3+TSTAT+P0V0B000M40SD |  | 34400 | 32200 | 16 | 12 | 8.1 | 2.2 | 69 | 55 | 215686934
TRANE | 5TWX5036A1 | 5PX*BD06AS3+TSTAT | S8X2A040M3PSC | 32400 | 31000 | 15.2 | 11.7 | 8.1 | 2.1 | 69 | 55 | 215686925
TRANE | 5TWX5036A1 | 5PX*BD06AS3+TSTAT | S8X1B080M4PTC | 33400 | 31600 | 15.2 | 12 | 8.1 | 2.2 | 69 | 55 | 215686924
TRANE | 5TWX5036A1 | 5PX*BD06AS3+TSTAT | S8X1B080M4PSC | 33400 | 31600 | 15.2 | 12 | 8.1 | 2.2 | 69 | 55 | 215686923
TRANE | 5TWX5036A1 | 5PX*BD06AS3+TSTAT | S8X1B060M4PTC | 33600 | 31800 | 15.5 | 12 | 8.1 | 2.2 | 69 | 55 | 215686922
TRANE | 5TWX5036A1 | 5PX*BD06AS3+TSTAT | S9X2B040D3PSB | 32800 | 31400 | 15.2 | 12 | 8.1 | 2.2 | 69 | 55 | 215686920
TRANE | 5TWX5036A1 | 5PX*BD06AS3+TSTAT | S9X1B080D4PSB | 33200 | 31600 | 15.2 | 12 | 8.1 | 2.2 | 69 | 55 | 215686919
TRANE | 5TWX5036A1 | 5PX*BD06AS3+TSTAT | S9X1B060D3PSB | 33200 | 31600 | 15.2 | 12 | 8.1 | 2.2 | 69 | 55 | 215686918
TRANE | 5TWX5036A1 | 5PX*BD06AS3+TSTAT | S9V2B080D4VSB | 33400 | 31600 | 15.5 | 12 | 8.1 | 2.2 | 69 | 55 | 215686917
TRANE | 5TWX5036A1 | 5PX*BD06AS3+TSTAT | S9V2B080D4PSC | 33400 | 31600 | 15.5 | 12 | 8.1 | 2.2 | 69 | 55 | 215686916
TRANE | 5TWX5036A1 | 5PX*BD06AS3+TSTAT | S9V2B060D3VSB | 33400 | 31600 | 15.5 | 12 | 8.1 | 2.2 | 69 | 55 | 215686915
TRANE | 5TWX5036A1 | 5PX*BD06AS3+TSTAT | S9V2B060D3PSC | 33400 | 31600 | 15.5 | 12 | 8.1 | 2.2 | 69 | 55 | 215686914
TRANE | 5TWX5036A1 | 5PX*BD06AS3+TSTAT | S9V2B040D3PSC | 33400 | 31800 | 15.5 | 12 | 8.1 | 2.2 | 69 | 55 | 215686913
TRANE | 5TWX5036A1 | 5PX*BD06AS3+TSTAT | S8X1B060M4PSC | 33600 | 31800 | 15.5 | 12 | 8.1 | 2.2 | 69 | 55 | 215686912
TRANE | 5TWX5036A1 | 5PX*BD06AS3+TSTAT | S9X2B060D3PSB | 33200 | 31600 | 15.2 | 12 | 8.1 | 2.2 | 69 | 55 | 215686911
TRANE | 5TWX5036A1 | 5PX*B006AS3+TSTAT | S9V2B060U3VSB | 34000 | 31200 | 15.5 | 12 | 8.1 | 2.3 | 70 | 56 | 215686877
TRANE | 5TWX5036A1 | 5PX*B006AS3+TSTAT | S9V2B040U3VSB | 33800 | 31200 | 15.5 | 12 | 8.1 | 2.3 | 70 | 56 | 215686876
TRANE | 5TWX5036A1 | 5PX*B006AS3+TSTAT | S9V2B040U3PSC | 33800 | 31200 | 15.5 | 12 | 8.1 | 2.3 | 70 | 56 | 215686875
TRANE | 5TWX5036A1 | 5PX*B006AS3+TSTAT | S8X2B080M4PTC | 33800 | 31200 | 15.5 | 12 | 8.1 | 2.3 | 70 | 56 | 215686874
TRANE | 5TWX5036A1 | 5PX*B006AS3+TSTAT | S8X2B080M4PSC | 33800 | 31200 | 15.5 | 12 | 8.1 | 2.3 | 70 | 56 | 215686873
TRANE | 5TWX5036A1 | 5PX*B006AS3+TSTAT | S8X2B060M4PTC | 33800 | 31200 | 16 | 12 | 8.1 | 2.3 | 69 | 55 | 215686872
TRANE | 5TWX5036A1 | 5PX*B006AS3+TSTAT | L8V1B080U4VSB | 33800 | 31200 | 15.5 | 12 | 8.1 | 2.3 | 69 | 56 | 215686870
TRANE | 5TWX5036A1 | 5PX*B006AS3+TSTAT | L8V1A060U3VSB | 32400 | 30000 | 15.5 | 12 | 8.1 | 2.2 | 70 | 56 | 215686869
TRANE | 5TWX5036A1 | 5PX*B006AS3+TSTAT | *UHMB080CCV3 | 33800 | 31200 | 16 | 12 | 8.1 | 2.3 | 69 | 55 | 215686867
TRANE | 5TWX5036A1 | 5PX*B006AS3+TSTAT | *UHMB060CCV3 | 33800 | 31200 | 15.5 | 12 | 8.1 | 2.3 | 70 | 56 | 215686866
TRANE | 5TWX5036A1 | 5PX*B006AS3+TSTAT | S8X2B060M4PSC | 33800 | 31200 | 16 | 12 | 8.1 | 2.3 | 69 | 55 | 215686865
TRANE | 5TWX5036A1 | 5PX*BD06AS3+TSTAT | *DHMB080CCV3 | 33400 | 31800 | 15.5 | 12 | 8.1 | 2.2 | 69 | 55 | 215686932
TRANE | 5TWX5036A1 | 5PX*BD06AS3+TSTAT | S8X2B080M4PTC | 33400 | 31600 | 15.2 | 12 | 8.1 | 2.2 | 69 | 55 | 215686930
TRANE | 5TWX5036A1 | 5PX*BD06AS3+TSTAT | S8X2B080M4PSC | 33400 | 31600 | 15.2 | 12 | 8.1 | 2.2 | 69 | 55 | 215686929
TRANE | 5TWX5036A1 | 5PX*BD06AS3+TSTAT | S8X2B060M4PTC | 33600 | 31800 | 15.5 | 12 | 8.1 | 2.2 | 69 | 55 | 215686928
TRANE | 5TWX5036A1 | 5PX*BD06AS3+TSTAT | S8X2B060M4PSC | 33600 | 31800 | 15.5 | 12 | 8.1 | 2.2 | 69 | 55 | 215686927
TRANE | 5TWX5036A1 | 5PX*BD06AS3+TSTAT | S8X2A040M3PTC | 32400 | 31000 | 15.2 | 11.7 | 8.1 | 2.1 | 69 | 55 | 215686926
TRANE | 5TWX5036A1 | 5PX*B006AS3+TSTAT | S8X2A040M3PTC | 32600 | 30400 | 15.5 | 12 | 8.1 | 2.2 | 70 | 56 | 215686864
TRANE | 5TWX5036A1 | 5PX*B006AS3+TSTAT | S8X2A040M3PSC | 32600 | 30400 | 15.5 | 12 | 8.1 | 2.2 | 70 | 56 | 215686863
TRANE | 5TWX5036A1 | 5PX*B006AS3+TSTAT | S8X1B080M4PTC | 33800 | 31200 | 15.5 | 12 | 8.1 | 2.3 | 70 | 56 | 215686862
TRANE | 5TWX5036A1 | 5PX*B006AS3+TSTAT | S8X1B080M4PSC | 33800 | 31200 | 15.5 | 12 | 8.1 | 2.3 | 70 | 56 | 215686861
TRANE | 5TWX5036A1 | 5PX*B006AS3+TSTAT | S8X1B060M4PTC | 33800 | 31200 | 16 | 12 | 8.1 | 2.3 | 69 | 55 | 215686860
TRANE | 5TWX5036A1 | 5PX*B006AS3+TSTAT | S8X1B060M4PSC | 33800 | 31200 | 16 | 12 | 8.1 | 2.3 | 69 | 55 | 215686859
TRANE | 5TWX5036A1 | 5PX*B006AS3+TSTAT | S8X1A040M3PTC | 32600 | 30400 | 15.5 | 12 | 8.1 | 2.2 | 70 | 56 | 215686858
TRANE | 5TWX5036A1 | 5PX*B006AS3+TSTAT | S8X1A040M3PSC | 32600 | 30400 | 15.5 | 12 | 8.1 | 2.2 | 70 | 56 | 215686857
TRANE | 5TWX5036A1 | 5PX*B006AS3+TSTAT | S8V2B080M4PDB | 33800 | 31200 | 15.5 | 12 | 8.1 | 2.3 | 69 | 56 | 215686856
TRANE | 5TWX5036A1 | 5PX*B006AS3+TSTAT | S8V2B080M4PCB | 33800 | 31200 | 15.5 | 12 | 8.1 | 2.3 | 69 | 56 | 215686855
TRANE | 5TWX5036A1 | 5PX*B006AS3+TSTAT | S8V2B060M4PDB | 33800 | 31000 | 15.5 | 12 | 8.1 | 2.3 | 70 | 55 | 215686854
TRANE | 5TWX5036A1 | 5PX*B006AS3+TSTAT | S8V2B060M4PCB | 33800 | 31000 | 15.5 | 12 | 8.1 | 2.3 | 70 | 55 | 215686853
TRANE | 5TWX5036A1 | 5PX*B006AS3+TSTAT | S8V2A040M3PDB | 32400 | 30000 | 15.5 | 12 | 8.1 | 2.2 | 69 | 56 | 215686852
TRANE | 5TWX5036A1 | 5PX*B006AS3+TSTAT | S8V2A040M3PCB | 32400 | 30000 | 15.5 | 12 | 8.1 | 2.2 | 69 | 56 | 215686851
TRANE | 5TWX5036A1 | 5PX*B006AS3+TSTAT+P0V0B000M40SD |  | 34600 | 31600 | 16 | 12 | 8.1 | 2.3 | 70 | 55 | 215686850
TRANE | 5TWX5036A1 | 5PX*B006AS3+TSTAT+P0V0A000M30SD |  | 32600 | 30200 | 15.5 | 12 | 8.1 | 2.2 | 70 | 56 | 215686849
TRANE | 5TWX5036A1 | 5PX*B006AS3+TSTAT | L9X1B070U4VSA | 33200 | 31000 | 15.2 | 11.7 | 8.1 | 2.2 | 70 | 56 | 215686847
TRANE | 5TWX5036A1 | 5PX*B006AS3+TSTAT | S9X2B080U4PSB | 33800 | 31200 | 15.5 | 12 | 8.1 | 2.3 | 69 | 55 | 215686846
TRANE | 5TWX5036A1 | 5PX*B006AS3+TSTAT | S9X2B060U4PSB | 33600 | 31200 | 15.5 | 12 | 8.1 | 2.3 | 69 | 55 | 215686845
TRANE | 5TWX5036A1 | 5PX*B006AS3+TSTAT | S9X2B040U3PSB | 33800 | 31400 | 15.5 | 12 | 8.1 | 2.2 | 69 | 56 | 215686844
TRANE | 5TWX5036A1 | 5PX*B006AS3+TSTAT | S9X1B080U4PSB | 33800 | 31200 | 15.5 | 12 | 8.1 | 2.3 | 69 | 55 | 215686843
TRANE | 5TWX5036A1 | 5PX*B006AS3+TSTAT | S9X1B060U4PSB | 33600 | 31200 | 15.5 | 12 | 8.1 | 2.3 | 69 | 55 | 215686842
TRANE | 5TWX5036A1 | 5PX*B006AS3+TSTAT | S9X1B040U3PSB | 33800 | 31400 | 15.5 | 12 | 8.1 | 2.2 | 69 | 56 | 215686841
TRANE | 5TWX5036A1 | 5PX*B006AS3+TSTAT | S9V2B080U4VSB | 33600 | 31000 | 15.5 | 12 | 8.1 | 2.3 | 70 | 55 | 215686840
TRANE | 5TWX5036A1 | 5PX*B006AS3+TSTAT | S9V2B080U4PSC | 33600 | 31000 | 15.5 | 12 | 8.1 | 2.3 | 70 | 55 | 215686839
TRANE | 5TWX5036A1 | 5PX*B006AS3+TSTAT | S9V2B060U4PSC | 34000 | 31200 | 15.5 | 12 | 8.1 | 2.3 | 70 | 56 | 215686838
TRANE | 5TWX5036A1 | 5PX*B004AS3+TSTAT | S9V2B040U3VSB | 32600 | 30800 | 15.2 | 11.7 | 8.1 | 2.2 | 70 | 56 | 215686837
TRANE | 5TWX5036A1 | 5PX*B004AS3+TSTAT | S8X2B080M4PSC | 32800 | 30800 | 15.2 | 11.7 | 8.1 | 2.2 | 70 | 56 | 215686836
TRANE | 5TWX5036A1 | 5PX*B004AS3+TSTAT | S8X2B060M4PTC | 32800 | 30800 | 15.2 | 11.7 | 8.1 | 2.2 | 70 | 56 | 215686835
TRANE | 5TWX5036A1 | 5PX*B004AS3+TSTAT | S8X2B060M4PSC | 32800 | 30800 | 15.2 | 11.7 | 8.1 | 2.2 | 70 | 56 | 215686834
TRANE | 5TWX5036A1 | 5PX*B004AS3+TSTAT | S8X1B080M4PTC | 32800 | 30800 | 15.2 | 11.7 | 8.1 | 2.2 | 70 | 56 | 215686831
TRANE | 5TWX5036A1 | 5PX*B004AS3+TSTAT | S8X1B080M4PSC | 32800 | 30800 | 15.2 | 11.7 | 8.1 | 2.2 | 70 | 56 | 215686830
TRANE | 5TWX5036A1 | 5PX*B004AS3+TSTAT | S8X1B060M4PTC | 32800 | 30800 | 15.2 | 11.7 | 8.1 | 2.2 | 70 | 56 | 215686829
TRANE | 5TWX5036A1 | 5PX*B004AS3+TSTAT | S9X2B080U4PSB | 32800 | 30800 | 15.2 | 11.7 | 8.1 | 2.2 | 70 | 56 | 215686828
TRANE | 5TWX5036A1 | 5PX*B004AS3+TSTAT | S9X2B060U4PSB | 33000 | 31800 | 15.2 | 11 | 8.1 | 2.1 | 70 | 57 | 215686827
TRANE | 5TWX5036A1 | 5PX*B004AS3+TSTAT | S9X2B040U3PSB | 32600 | 31000 | 15.2 | 11.7 | 8.1 | 2.2 | 70 | 56 | 215686826
TRANE | 5TWX5036A1 | 5PX*B004AS3+TSTAT | S9X1B080U4PSB | 32800 | 30800 | 15.2 | 11.7 | 8.1 | 2.2 | 70 | 56 | 215686825
TRANE | 5TWX5036A1 | 5PX*B004AS3+TSTAT | S9X1B060U4PSB | 33000 | 31800 | 15.2 | 11 | 8.1 | 2.1 | 70 | 57 | 215686824
TRANE | 5TWX5036A1 | 5PX*B004AS3+TSTAT | S9X1B040U3PSB | 32600 | 31000 | 15.2 | 11.7 | 8.1 | 2.2 | 70 | 56 | 215686823
TRANE | 5TWX5036A1 | 5PX*B004AS3+TSTAT | S9V2B060U4PSC | 32800 | 30800 | 15.2 | 11.7 | 8.1 | 2.2 | 70 | 56 | 215686820
TRANE | 5TWX5036A1 | 5PX*B004AS3+TSTAT | S8X1B060M4PSC | 32800 | 30800 | 15.2 | 11.7 | 8.1 | 2.2 | 70 | 56 | 215686819
TRANE | 5TWX5036A1 | 5PX*B004AS3+TSTAT | S8V2B080M4PDB | 32600 | 30800 | 15.2 | 11.7 | 8.1 | 2.2 | 69 | 56 | 215686816
TRANE | 5TWX5036A1 | 5PX*B004AS3+TSTAT | S8V2B080M4PCB | 32600 | 30800 | 15.2 | 11.7 | 8.1 | 2.2 | 69 | 56 | 215686815
TRANE | 5TWX5036A1 | 5PX*B004AS3+TSTAT | S8V2B060M4PDB | 32800 | 30800 | 15.2 | 11.7 | 8.1 | 2.2 | 70 | 56 | 215686814
TRANE | 5TWX5036A1 | 5PX*B004AS3+TSTAT | S8V2B060M4PCB | 32800 | 30800 | 15.2 | 11.7 | 8.1 | 2.2 | 70 | 56 | 215686813
TRANE | 5TWX5036A1 | 5PX*B004AS3+TSTAT+P0V0B000M40SD |  | 33000 | 30800 | 15.5 | 12 | 8.1 | 2.3 | 69 | 56 | 215686810
TRANE | 5TWX5036A1 | 5PX*B004AS3+TSTAT | *UHMB080CCV3 | 32800 | 30800 | 15.5 | 11.7 | 8.1 | 2.2 | 70 | 56 | 215686803
TRANE | 5TWX5036A1 | 5PX*B004AS3+TSTAT | S9V2B060U3VSB | 32600 | 30600 | 15.2 | 11.7 | 8.1 | 2.2 | 70 | 56 | 215686801
TRANE | 5TWX5036A1 | 5PX*B004AS3+TSTAT | S8X2B080M4PTC | 32800 | 30800 | 15.2 | 11.7 | 8.1 | 2.2 | 70 | 56 | 215686800
TRANE | 5TWX5036A1 | 5PX*B004AS3+TSTAT | S9V2B040U3PSC | 32600 | 30800 | 15.2 | 11.7 | 8.1 | 2.2 | 70 | 56 | 215686799
TRANE | 5TWX5036A1 | 5PX*B003AS3+TSTAT | S8X2B060M4PTC | 32200 | 32800 | 15.2 | 11.7 | 8.1 | 2.1 | 68 | 54 | 215686798
RUNTRU | A5HP5042A1 | A5AHC005A1D3+TDR+TSTAT |  | 38000 | 39000 | 15.2 | 12 | 8.1 | 2.1 | 65 | 49 | 215611100
AMERISTAR | A5HP5042A1 | A5AHC004A1D3+TDR+TSTAT |  | 38000 | 39000 | 15.2 | 12 | 8.1 | 2.1 | 64 | 48 | 215611099
RUNTRU | A5HP5042A1 | A5AHC004A1D3+TDR+TSTAT |  | 38000 | 39000 | 15.2 | 12 | 8.1 | 2.1 | 64 | 48 | 215611098
AMERISTAR | A5HP5036A1 | A5AHV005A1D3+TDR+TSTAT |  | 33800 | 31800 | 16 | 12 | 8.1 | 2.3 | 69 | 55 | 215611097
RUNTRU | A5HP5036A1 | A5AHV005A1D3+TDR+TSTAT |  | 33800 | 31800 | 16 | 12 | 8.1 | 2.3 | 69 | 55 | 215611096
AMERISTAR | A5HP5036A1 | A5AHC007A1D3+TDR+TSTAT |  | 35000 | 31400 | 15.2 | 12 | 8.1 | 2.4 | 69 | 55 | 215611095
RUNTRU | A5HP5036A1 | A5AHC007A1D3+TDR+TSTAT |  | 35000 | 31400 | 15.2 | 12 | 8.1 | 2.4 | 69 | 55 | 215611094
AMERISTAR | A5HP5036A1 | A5AHC006A1D3+TDR+TSTAT |  | 34400 | 31600 | 15.2 | 12 | 8.1 | 2.4 | 68 | 54 | 215611093
RUNTRU | A5HP5036A1 | A5AHC006A1D3+TDR+TSTAT |  | 34400 | 31600 | 15.2 | 12 | 8.1 | 2.4 | 68 | 54 | 215611092
AMERISTAR | A5HP5036A1 | A5AHC005A1D3+TDR+TSTAT |  | 33200 | 31600 | 15.2 | 12 | 8.1 | 2.3 | 69 | 55 | 215611091
RUNTRU | A5HP5036A1 | A5AHC005A1D3+TDR+TSTAT |  | 33200 | 31600 | 15.2 | 12 | 8.1 | 2.3 | 69 | 55 | 215611090
AMERISTAR | A5HP5036A1 | A5AHC004A1D3+TDR+TSTAT |  | 33000 | 31400 | 15.2 | 12 | 8.1 | 2.3 | 69 | 54 | 215611089
RUNTRU | A5HP5036A1 | A5AHC004A1D3+TDR+TSTAT |  | 33000 | 31400 | 15.2 | 12 | 8.1 | 2.3 | 69 | 54 | 215611088
AMERISTAR | A5HP5030A1 | A5AHV005A1D3+TDR+TSTAT |  | 28200 | 26200 | 16 | 12 | 8.1 | 2.1 | 67 | 52 | 215611085
RUNTRU | A5HP5030A1 | A5AHV005A1D3+TDR+TSTAT |  | 28200 | 26200 | 16 | 12 | 8.1 | 2.1 | 67 | 52 | 215611084
AMERISTAR | A5HP5030A1 | A5AHC006A1D3+TDR+TSTAT |  | 28800 | 25800 | 15.2 | 12 | 8.1 | 2.2 | 67 | 52 | 215611081
RUNTRU | A5HP5030A1 | A5AHC006A1D3+TDR+TSTAT |  | 28800 | 25800 | 15.2 | 12 | 8.1 | 2.2 | 67 | 52 | 215611080
AMERISTAR | A5HP5030A1 | A5AHC005A1D3+TDR+TSTAT |  | 27800 | 25800 | 15.2 | 12 | 8.1 | 2.1 | 67 | 52 | 215611079
RUNTRU | A5HP5030A1 | A5AHC005A1D3+TDR+TSTAT |  | 27800 | 25800 | 15.2 | 12 | 8.1 | 2.1 | 67 | 52 | 215611078
AMERISTAR | A5HP5030A1 | A5AHC004A1D3+TDR+TSTAT |  | 28000 | 25800 | 15.2 | 12 | 8.1 | 2.1 | 67 | 52 | 215611077
RUNTRU | A5HP5030A1 | A5AHC004A1D3+TDR+TSTAT |  | 28000 | 25800 | 15.2 | 12 | 8.1 | 2.1 | 67 | 52 | 215611076
AMERISTAR | A5HP5030A1 | A5AHC003A1B3+TDR+TSTAT |  | 27200 | 26200 | 15.2 | 12 | 8.1 | 2.2 | 66 | 51 | 215611075
RUNTRU | A5HP5030A1 | A5AHC003A1B3+TDR+TSTAT |  | 27200 | 26200 | 15.2 | 12 | 8.1 | 2.2 | 66 | 51 | 215611074
AMERISTAR | A5HP5024A1 | A5AHV005A1D3+TDR+TSTAT |  | 24400 | 22400 | 16 | 12 | 8.1 | 2.1 | 67 | 52 | 215611073
RUNTRU | A5HP5024A1 | A5AHV005A1D3+TDR+TSTAT |  | 24400 | 22400 | 16 | 12 | 8.1 | 2.1 | 67 | 52 | 215611072
AMERISTAR | A5HP5024A1 | A5AHV002A1B3+TDR+TSTAT |  | 23000 | 22400 | 15.2 | 12 | 8.1 | 2.1 | 66 | 50 | 215611071
RUNTRU | A5HP5024A1 | A5AHV002A1B3+TDR+TSTAT |  | 23000 | 22400 | 15.2 | 12 | 8.1 | 2.1 | 66 | 50 | 215611070
AMERISTAR | A5HP5024A1 | A5AHC004A1D3+TDR+TSTAT |  | 23800 | 21800 | 15.2 | 12 | 8.1 | 2.1 | 67 | 51 | 215611069
RUNTRU | A5HP5024A1 | A5AHC004A1D3+TDR+TSTAT |  | 23800 | 21800 | 15.2 | 12 | 8.1 | 2.1 | 67 | 51 | 215611068
AMERISTAR | A5HP5024A1 | A5AHC003A1B3+TDR+TSTAT |  | 23800 | 22600 | 15.2 | 12 | 8.1 | 2.1 | 66 | 50 | 215611067
RUNTRU | A5HP5024A1 | A5AHC003A1B3+TDR+TSTAT |  | 23800 | 22600 | 15.2 | 12 | 8.1 | 2.1 | 66 | 50 | 215611066
AMERISTAR | A5HP5036A1 | 5TXCC009AS3+TSTAT | A801X080CM5SD | 34800 | 31400 | 16 | 12 | 8.1 | 2.3 | 69 | 55 | 215575225
RUNTRU | A5HP5036A1 | 5TXCC009AS3+TSTAT | A801X080CM5SD | 34800 | 31400 | 16 | 12 | 8.1 | 2.3 | 69 | 55 | 215575224
AMERISTAR | A5HP5036A1 | 5TXCC009AS3+TSTAT |  | 34200 | 32000 | 15.2 | 11.7 | 8.1 | 2.2 | 69 | 56 | 215575223
RUNTRU | A5HP5036A1 | 5TXCC009AS3+TSTAT |  | 34200 | 32000 | 15.2 | 11.7 | 8.1 | 2.2 | 69 | 56 | 215575222
AMERISTAR | A5HP5036A1 | 5TXCC005AS3+TSTAT+P0V0C000M50SD |  | 33400 | 30800 | 15.2 | 12 | 8.1 | 2.3 | 69 | 56 | 215575221
RUNTRU | A5HP5036A1 | 5TXCC005AS3+TSTAT+P0V0C000M50SD |  | 33400 | 30800 | 15.2 | 12 | 8.1 | 2.3 | 69 | 56 | 215575220
AMERISTAR | A5HP5036A1 | 5TXCC005AS3+TSTAT | A801X080CM5SD | 33200 | 31200 | 15.2 | 12 | 8.1 | 2.2 | 70 | 56 | 215575215
RUNTRU | A5HP5036A1 | 5TXCC005AS3+TSTAT | A801X080CM5SD | 33200 | 31200 | 15.2 | 12 | 8.1 | 2.2 | 70 | 56 | 215575214
AMERISTAR | A5HP5036A1 | 5TXCC005AS3+TSTAT | A801X080CM5TD | 33200 | 31200 | 15.2 | 12 | 8.1 | 2.2 | 70 | 56 | 215575213
RUNTRU | A5HP5036A1 | 5TXCC005AS3+TSTAT | A801X080CM5TD | 33200 | 31200 | 15.2 | 12 | 8.1 | 2.2 | 70 | 56 | 215575212
AMERISTAR | A5HP5036A1 | 5TXCC005AS3+TSTAT | A951X080CU5SA | 33000 | 30800 | 15.2 | 12 | 8.1 | 2.2 | 70 | 56 | 215575211
RUNTRU | A5HP5036A1 | 5TXCC005AS3+TSTAT | A951X080CU5SA | 33000 | 30800 | 15.2 | 12 | 8.1 | 2.2 | 70 | 56 | 215575210
AMERISTAR | A5HP5036A1 | 5TXCC005AS3+TSTAT | A952V100CU5SB | 33200 | 31200 | 15.2 | 12 | 8.1 | 2.2 | 70 | 56 | 215575209
RUNTRU | A5HP5036A1 | 5TXCC005AS3+TSTAT | A952V100CU5SB | 33200 | 31200 | 15.2 | 12 | 8.1 | 2.2 | 70 | 56 | 215575208
AMERISTAR | A5HP5036A1 | 5TXCC005AS3+TSTAT | L8V1C100U5VSB | 33400 | 31000 | 15.2 | 12 | 8.1 | 2.2 | 70 | 56 | 215575207
RUNTRU | A5HP5036A1 | 5TXCC005AS3+TSTAT | L8V1C100U5VSB | 33400 | 31000 | 15.2 | 12 | 8.1 | 2.2 | 70 | 56 | 215575206
AMERISTAR | A5HP5036A1 | 5TXCC005AS3+TSTAT | L9X1C100U5VSA | 32800 | 32000 | 15.2 | 10 | 8.1 | 2.1 | 71 | 57 | 215575205
RUNTRU | A5HP5036A1 | 5TXCC005AS3+TSTAT | L9X1C100U5VSA | 32800 | 32000 | 15.2 | 10 | 8.1 | 2.1 | 71 | 57 | 215575204
AMERISTAR | A5HP5036A1 | 5TXCB003AS3+TSTAT | A801X080BM4TD | 32200 | 33800 | 15.2 | 10 | 8.1 | 2 | 69 | 55 | 215575201
RUNTRU | A5HP5036A1 | 5TXCB003AS3+TSTAT | A801X080BM4TD | 32200 | 33800 | 15.2 | 10 | 8.1 | 2 | 69 | 55 | 215575200
AMERISTAR | A5HP5036A1 | 5TXCB003AS3+TSTAT | A801X080BM4SD | 32200 | 33800 | 15.2 | 10 | 8.1 | 2 | 69 | 55 | 215575185
RUNTRU | A5HP5036A1 | 5TXCB003AS3+TSTAT | A801X080BM4SD | 32200 | 33800 | 15.2 | 10 | 8.1 | 2 | 69 | 55 | 215575184
AMERISTAR | A5HP5036A1 | 5PX*DD10AS3+TSTAT | A951X120DD5SA | 34400 | 31400 | 15.5 | 12 | 8.1 | 2.3 | 69 | 56 | 215575173
RUNTRU | A5HP5036A1 | 5PX*DD10AS3+TSTAT | A951X120DD5SA | 34400 | 31400 | 15.5 | 12 | 8.1 | 2.3 | 69 | 56 | 215575172
AMERISTAR | A5HP5036A1 | 5PX*D010AS3+TSTAT | A951X120DU5SA | 34200 | 30600 | 15.5 | 12 | 8.1 | 2.4 | 69 | 55 | 215575171
RUNTRU | A5HP5036A1 | 5PX*D010AS3+TSTAT | A951X120DU5SA | 34200 | 30600 | 15.5 | 12 | 8.1 | 2.4 | 69 | 55 | 215575170
AMERISTAR | A5HP5036A1 | 5PX*D010AS3+TSTAT |  | 34200 | 32000 | 15.2 | 11.7 | 8.1 | 2.2 | 69 | 56 | 215575169
RUNTRU | A5HP5036A1 | 5PX*D010AS3+TSTAT |  | 34200 | 32000 | 15.2 | 11.7 | 8.1 | 2.2 | 69 | 56 | 215575168
AMERISTAR | A5HP5036A1 | 5PX*D008AS3+TSTAT | A951X120DU5SA | 34000 | 30800 | 15.5 | 12 | 8.1 | 2.3 | 69 | 55 | 215575167
RUNTRU | A5HP5036A1 | 5PX*D008AS3+TSTAT | A951X120DU5SA | 34000 | 30800 | 15.5 | 12 | 8.1 | 2.3 | 69 | 55 | 215575166
AMERISTAR | A5HP5036A1 | 5PX*CD09AS3+TSTAT |  | 34200 | 31800 | 15.2 | 11.7 | 8.1 | 2.2 | 70 | 56 | 215575163
RUNTRU | A5HP5036A1 | 5PX*CD09AS3+TSTAT |  | 34200 | 31800 | 15.2 | 11.7 | 8.1 | 2.2 | 70 | 56 | 215575162
AMERISTAR | A5HP5036A1 | 5PX*CD09AS3+TSTAT+P0V0C000M50SD |  | 35200 | 31200 | 16 | 12 | 8.1 | 2.3 | 69 | 55 | 215575161
RUNTRU | A5HP5036A1 | 5PX*CD09AS3+TSTAT+P0V0C000M50SD |  | 35200 | 31200 | 16 | 12 | 8.1 | 2.3 | 69 | 55 | 215575160
AMERISTAR | A5HP5036A1 | 5PX*CD09AS3+TSTAT | A801X080CM5TD | 34800 | 31200 | 16 | 12 | 8.1 | 2.2 | 69 | 56 | 215575159
RUNTRU | A5HP5036A1 | 5PX*CD09AS3+TSTAT | A801X080CM5TD | 34800 | 31200 | 16 | 12 | 8.1 | 2.2 | 69 | 56 | 215575158
AMERISTAR | A5HP5036A1 | 5PX*CD09AS3+TSTAT | A801X080CM5SD | 34800 | 31200 | 16 | 12 | 8.1 | 2.2 | 69 | 56 | 215575157
RUNTRU | A5HP5036A1 | 5PX*CD09AS3+TSTAT | A801X080CM5SD | 34800 | 31200 | 16 | 12 | 8.1 | 2.2 | 69 | 56 | 215575156
AMERISTAR | A5HP5036A1 | 5PX*CD09AS3+TSTAT | A951X100CD5SA | 34400 | 30800 | 15.5 | 12 | 8.1 | 2.2 | 69 | 56 | 215575155
RUNTRU | A5HP5036A1 | 5PX*CD09AS3+TSTAT | A951X100CD5SA | 34400 | 30800 | 15.5 | 12 | 8.1 | 2.2 | 69 | 56 | 215575154
AMERISTAR | A5HP5036A1 | 5PX*CD07AS3+TSTAT | A951X100CD5SA | 33800 | 31800 | 15.2 | 12 | 8.1 | 2.2 | 69 | 55 | 215575151
RUNTRU | A5HP5036A1 | 5PX*CD07AS3+TSTAT | A951X100CD5SA | 33800 | 31800 | 15.2 | 12 | 8.1 | 2.2 | 69 | 55 | 215575150
AMERISTAR | A5HP5036A1 | 5PX*CD07AS3+TSTAT | A801X080CM5TD | 34400 | 32200 | 16 | 12 | 8.1 | 2.2 | 69 | 55 | 215575149
RUNTRU | A5HP5036A1 | 5PX*CD07AS3+TSTAT | A801X080CM5TD | 34400 | 32200 | 16 | 12 | 8.1 | 2.2 | 69 | 55 | 215575148
AMERISTAR | A5HP5036A1 | 5PX*CD07AS3+TSTAT | A801X080CM5SD | 34400 | 32200 | 16 | 12 | 8.1 | 2.2 | 69 | 55 | 215575147
RUNTRU | A5HP5036A1 | 5PX*CD07AS3+TSTAT | A801X080CM5SD | 34400 | 32200 | 16 | 12 | 8.1 | 2.2 | 69 | 55 | 215575146
TRANE | 5TWX5060A1 | 5PX*D010AS3+TSTAT+P0V0C000M50SD |  | 53500 | 51500 | 15.2 | 11.7 | 8.1 | 2.3 | 68 | 53 | 215687799
TRANE | 5TWX5060A1 | 5PX*D010AS3+TSTAT+P0V0D000M50SD |  | 55000 | 52500 | 15.2 | 11.7 | 8.1 | 2.4 | 68 | 54 | 215687798
TRANE | 5TWX5060A1 | 5PX*D010AS3+TSTAT | S8X2C100M5PSC | 53500 | 52500 | 15.2 | 10 | 8.1 | 2.2 | 69 | 55 | 215687786
TRANE | 5TWX5060A1 | 5PX*D010AS3+TSTAT | S8X1C100M5PTC | 53500 | 52500 | 15.2 | 10 | 8.1 | 2.2 | 69 | 55 | 215687778
TRANE | 5TWX5060A1 | 5PX*D010AS3+TSTAT | S8X1C100M5PSC | 53500 | 52500 | 15.2 | 10 | 8.1 | 2.2 | 69 | 55 | 215687777
TRANE | 5TWX5060A1 | 5PX*D010AS3+TSTAT | S8X2C100M5PTC | 53500 | 52500 | 15.2 | 10 | 8.1 | 2.2 | 69 | 55 | 215687772
TRANE | 5TWX5060A1 | 5PX*CD09AS3+TSTAT+P0V0C000M50SD |  | 55000 | 53000 | 15.2 | 11.7 | 8.1 | 2.3 | 68 | 53 | 215687768
TRANE | 5TWX5060A1 | 5PX*C009AS3+TSTAT+P0V0C000M50SD |  | 55000 | 53000 | 15.2 | 11.7 | 8.1 | 2.4 | 68 | 54 | 215687751
TRANE | 5TWX5048A1 | 5TEM4D07AC51+TDR+TSTAT |  | 45500 | 43000 | 15.2 | 12 | 8.1 | 2.3 | 67 | 51 | 215610989
TRANE | 5TWX5042A1 | 5TEM6D05AV41+TDR+TSTAT |  | 39000 | 39500 | 15.5 | 12 | 8.1 | 2.2 | 65 | 49 | 215610987
TRANE | 5TWX5042A1 | 5TEM4D07AC51+TDR+TSTAT |  | 41000 | 39000 | 15.2 | 12 | 8.1 | 2.2 | 65 | 48 | 215610986
TRANE | 5TWX5042A1 | 5TEM4D06AC41+TDR+TSTAT |  | 40500 | 40000 | 15.2 | 12 | 8.1 | 2.2 | 64 | 48 | 215610985
TRANE | 5TWX5042A1 | 5TEM4D05AC41+TDR+TSTAT |  | 38000 | 39000 | 15.2 | 12 | 8.1 | 2.1 | 65 | 49 | 215610984
TRANE | 5TWX5042A1 | 5TEM4D04AC31+TDR+TSTAT |  | 38000 | 39000 | 15.2 | 12 | 8.1 | 2.1 | 64 | 48 | 215610983
TRANE | 5TWX5036A1 | 5TEM6D05AV41+TDR+TSTAT |  | 33600 | 31800 | 15.5 | 12 | 8.5 | 2.3 | 69 | 55 | 215610982
TRANE | 5TWX5036A1 | 5TEM4D07AC51+TDR+TSTAT |  | 35000 | 31400 | 15.2 | 12 | 8.1 | 2.4 | 69 | 55 | 215610981
TRANE | 5TWX5036A1 | 5TEM4D06AC41+TDR+TSTAT |  | 34400 | 31600 | 15.2 | 12 | 8.1 | 2.4 | 68 | 54 | 215610980
TRANE | 5TWX5036A1 | 5TEM4D05AC41+TDR+TSTAT |  | 33200 | 31600 | 15.2 | 12 | 8.1 | 2.3 | 69 | 55 | 215610979
TRANE | 5TWX5036A1 | 5TEM4D04AC31+TDR+TSTAT |  | 33000 | 31400 | 15.2 | 12 | 8.1 | 2.3 | 69 | 54 | 215610978
TRANE | 5TWX5030A1 | 5TEM6D05AV41+TDR+TSTAT |  | 28600 | 26400 | 15.5 | 12 | 8.1 | 2.1 | 67 | 52 | 215610976
TRANE | 5TWX5030A1 | 5TEM4D06AC41+TDR+TSTAT |  | 28800 | 25800 | 15.2 | 12 | 8.1 | 2.2 | 67 | 52 | 215610974
TRANE | 5TWX5030A1 | 5TEM4D05AC41+TDR+TSTAT |  | 27800 | 25800 | 15.2 | 12 | 8.1 | 2.1 | 67 | 52 | 215610973
TRANE | 5TWX5030A1 | 5TEM4D04AC31+TDR+TSTAT |  | 28000 | 25800 | 15.2 | 12 | 8.1 | 2.1 | 67 | 52 | 215610972
TRANE | 5TWX5030A1 | 5TEM4B03AC31+TDR+TSTAT |  | 27200 | 26200 | 15.2 | 12 | 8.1 | 2.1 | 66 | 51 | 215610971
TRANE | 5TWX5024A1 | 5TEM6D05AV41+TDR+TSTAT |  | 24600 | 22400 | 16 | 12 | 8.1 | 2.1 | 67 | 52 | 215610970
TRANE | 5TWX5024A1 | 5TEM4D04AC31+TDR+TSTAT |  | 24000 | 22000 | 15.2 | 12 | 8.1 | 2.1 | 66 | 50 | 215610968
TRANE | 5TWX5024A1 | 5TEM4B03AC31+TDR+TSTAT |  | 24000 | 22800 | 15.2 | 12 | 8.1 | 2.1 | 65 | 50 | 215610967
AMERICAN STANDARD | 5A6H5048A1 | 5TEM4D07AC51+TDR+TSTAT |  | 45500 | 43000 | 15.2 | 12 | 8.1 | 2.3 | 67 | 51 | 215610958
TRANE | 5TWR5048A1 | 5TEM4D07AC51+TDR+TSTAT |  | 45500 | 43000 | 15.2 | 12 | 8.1 | 2.3 | 67 | 51 | 215610957
AMERICAN STANDARD | 5A6H5042A1 | 5TEM6D05AV41+TDR+TSTAT |  | 39000 | 39500 | 16 | 12 | 8.1 | 2.2 | 64 | 48 | 215610954
TRANE | 5TWR5042A1 | 5TEM6D05AV41+TDR+TSTAT |  | 39000 | 39500 | 16 | 12 | 8.1 | 2.2 | 64 | 48 | 215610953
AMERICAN STANDARD | 5A6H5042A1 | 5TEM4D07AC51+TDR+TSTAT |  | 40500 | 39000 | 15.2 | 12 | 8.1 | 2.3 | 64 | 48 | 215610952
TRANE | 5TWR5042A1 | 5TEM4D07AC51+TDR+TSTAT |  | 40500 | 39000 | 15.2 | 12 | 8.1 | 2.3 | 64 | 48 | 215610951
AMERICAN STANDARD | 5A6H5042A1 | 5TEM4D06AC41+TDR+TSTAT |  | 40000 | 39500 | 15.2 | 12 | 8.1 | 2.2 | 64 | 48 | 215610950
TRANE | 5TWR5042A1 | 5TEM4D06AC41+TDR+TSTAT |  | 40000 | 39500 | 15.2 | 12 | 8.1 | 2.2 | 64 | 48 | 215610949
TRANE | 5TWR5042A1 | 5TEM4D05AC41+TDR+TSTAT |  | 38000 | 39000 | 15.2 | 12 | 8.1 | 2.1 | 65 | 49 | 215610947
AMERICAN STANDARD | 5A6H5042A1 | 5TEM4D05AC41+TDR+TSTAT |  | 38000 | 39000 | 15.2 | 12 | 8.1 | 2.1 | 65 | 49 | 215610948
AMERICAN STANDARD | 5A6H5036A1 | 5TEM6D05AV41+TDR+TSTAT |  | 33600 | 31800 | 16 | 12 | 8.5 | 2.3 | 69 | 55 | 215610944
TRANE | 5TWR5036A1 | 5TEM6D05AV41+TDR+TSTAT |  | 33600 | 31800 | 16 | 12 | 8.5 | 2.3 | 69 | 55 | 215610943
AMERICAN STANDARD | 5A6H5036A1 | 5TEM4D07AC51+TDR+TSTAT |  | 35000 | 31400 | 15.2 | 12 | 8.1 | 2.4 | 69 | 55 | 215610942
TRANE | 5TWR5036A1 | 5TEM4D07AC51+TDR+TSTAT |  | 35000 | 31400 | 15.2 | 12 | 8.1 | 2.4 | 69 | 55 | 215610941
AMERISTAR | A5HP5036A1 | 5PX*CD07AS3+TSTAT+P0V0C000M50SD |  | 34600 | 32000 | 16 | 12 | 8.1 | 2.3 | 69 | 55 | 215575145
RUNTRU | A5HP5036A1 | 5PX*CD07AS3+TSTAT+P0V0C000M50SD |  | 34600 | 32000 | 16 | 12 | 8.1 | 2.3 | 69 | 55 | 215575144
AMERISTAR | A5HP5036A1 | 5PX*C009AS3+TSTAT | A952V100CU5SB | 34400 | 31000 | 16 | 12 | 8.1 | 2.3 | 69 | 55 | 215575133
RUNTRU | A5HP5036A1 | 5PX*C009AS3+TSTAT | A952V100CU5SB | 34400 | 31000 | 16 | 12 | 8.1 | 2.3 | 69 | 55 | 215575132
AMERISTAR | A5HP5036A1 | 5PX*C009AS3+TSTAT |  | 34200 | 32000 | 15.2 | 11.7 | 8.1 | 2.2 | 69 | 56 | 215575131
RUNTRU | A5HP5036A1 | 5PX*C009AS3+TSTAT |  | 34200 | 32000 | 15.2 | 11.7 | 8.1 | 2.2 | 69 | 56 | 215575130
AMERISTAR | A5HP5036A1 | 5PX*C009AS3+TSTAT | L9X1C100U5VSA | 34200 | 31200 | 15.2 | 12 | 8.1 | 2.2 | 70 | 56 | 215575129
RUNTRU | A5HP5036A1 | 5PX*C009AS3+TSTAT | L9X1C100U5VSA | 34200 | 31200 | 15.2 | 12 | 8.1 | 2.2 | 70 | 56 | 215575128
AMERISTAR | A5HP5036A1 | 5PX*C009AS3+TSTAT | L8V1C100U5VSB | 34800 | 31200 | 16 | 12 | 8.1 | 2.3 | 69 | 55 | 215575127
RUNTRU | A5HP5036A1 | 5PX*C009AS3+TSTAT | L8V1C100U5VSB | 34800 | 31200 | 16 | 12 | 8.1 | 2.3 | 69 | 55 | 215575126
AMERISTAR | A5HP5036A1 | 5PX*C009AS3+TSTAT+P0V0C000M50SD |  | 35000 | 31200 | 16 | 12 | 8.1 | 2.3 | 69 | 55 | 215575125
RUNTRU | A5HP5036A1 | 5PX*C009AS3+TSTAT+P0V0C000M50SD |  | 35000 | 31200 | 16 | 12 | 8.1 | 2.3 | 69 | 55 | 215575124
AMERISTAR | A5HP5036A1 | 5PX*C009AS3+TSTAT | A951X100CU5SA | 34600 | 31400 | 15.5 | 12 | 8.1 | 2.3 | 69 | 55 | 215575123
RUNTRU | A5HP5036A1 | 5PX*C009AS3+TSTAT | A951X100CU5SA | 34600 | 31400 | 15.5 | 12 | 8.1 | 2.3 | 69 | 55 | 215575122
AMERISTAR | A5HP5036A1 | 5PX*C009AS3+TSTAT | A801X080CM5TD | 34800 | 31400 | 16 | 12 | 8.1 | 2.3 | 69 | 55 | 215575121
RUNTRU | A5HP5036A1 | 5PX*C009AS3+TSTAT | A801X080CM5TD | 34800 | 31400 | 16 | 12 | 8.1 | 2.3 | 69 | 55 | 215575120
AMERISTAR | A5HP5036A1 | 5PX*C009AS3+TSTAT | A801X080CM5SD | 34800 | 31400 | 16 | 12 | 8.1 | 2.3 | 69 | 55 | 215575119
RUNTRU | A5HP5036A1 | 5PX*C009AS3+TSTAT | A801X080CM5SD | 34800 | 31400 | 16 | 12 | 8.1 | 2.3 | 69 | 55 | 215575118
AMERISTAR | A5HP5036A1 | 5PX*C009AS3+TSTAT | A951X080CU5SA | 34400 | 31000 | 16 | 12 | 8.1 | 2.3 | 69 | 55 | 215575117
RUNTRU | A5HP5036A1 | 5PX*C009AS3+TSTAT | A951X080CU5SA | 34400 | 31000 | 16 | 12 | 8.1 | 2.3 | 69 | 55 | 215575116
AMERISTAR | A5HP5036A1 | 5PX*C007AS3+TSTAT | A801X080CM5TD | 34400 | 31600 | 16 | 12 | 8.1 | 2.3 | 69 | 55 | 215575113
RUNTRU | A5HP5036A1 | 5PX*C007AS3+TSTAT | A801X080CM5TD | 34400 | 31600 | 16 | 12 | 8.1 | 2.3 | 69 | 55 | 215575112
AMERISTAR | A5HP5036A1 | 5PX*C007AS3+TSTAT | A801X080CM5SD | 34400 | 31600 | 16 | 12 | 8.1 | 2.3 | 69 | 55 | 215575111
RUNTRU | A5HP5036A1 | 5PX*C007AS3+TSTAT | A801X080CM5SD | 34400 | 31600 | 16 | 12 | 8.1 | 2.3 | 69 | 55 | 215575110
AMERISTAR | A5HP5036A1 | 5PX*C007AS3+TSTAT | A952V100CU5SB | 34600 | 31800 | 16 | 12 | 8.5 | 2.3 | 69 | 55 | 215575109
RUNTRU | A5HP5036A1 | 5PX*C007AS3+TSTAT | A952V100CU5SB | 34600 | 31800 | 16 | 12 | 8.5 | 2.3 | 69 | 55 | 215575108
AMERISTAR | A5HP5036A1 | 5PX*C007AS3+TSTAT | L9X1C100U5VSA | 33800 | 31400 | 15.2 | 11.7 | 8.1 | 2.2 | 70 | 56 | 215575107
RUNTRU | A5HP5036A1 | 5PX*C007AS3+TSTAT | L9X1C100U5VSA | 33800 | 31400 | 15.2 | 11.7 | 8.1 | 2.2 | 70 | 56 | 215575106
AMERISTAR | A5HP5036A1 | 5PX*C007AS3+TSTAT | A951X100CU5SA | 34200 | 31600 | 15.2 | 12 | 8.1 | 2.3 | 69 | 55 | 215575105
RUNTRU | A5HP5036A1 | 5PX*C007AS3+TSTAT | A951X100CU5SA | 34200 | 31600 | 15.2 | 12 | 8.1 | 2.3 | 69 | 55 | 215575104
AMERISTAR | A5HP5036A1 | 5PX*C007AS3+TSTAT+P0V0C000M50SD |  | 34800 | 31400 | 16 | 12 | 8.1 | 2.3 | 69 | 55 | 215575103
RUNTRU | A5HP5036A1 | 5PX*C007AS3+TSTAT+P0V0C000M50SD |  | 34800 | 31400 | 16 | 12 | 8.1 | 2.3 | 69 | 55 | 215575102
AMERISTAR | A5HP5036A1 | 5PX*C007AS3+TSTAT | A951X080CU5SA | 34200 | 31400 | 16 | 12 | 8.1 | 2.3 | 69 | 55 | 215575101
RUNTRU | A5HP5036A1 | 5PX*C007AS3+TSTAT | A951X080CU5SA | 34200 | 31400 | 16 | 12 | 8.1 | 2.3 | 69 | 55 | 215575100
AMERISTAR | A5HP5036A1 | 5PX*C007AS3+TSTAT | L8V1C100U5VSB | 34600 | 31600 | 16 | 12 | 8.1 | 2.3 | 69 | 55 | 215575099
RUNTRU | A5HP5036A1 | 5PX*C007AS3+TSTAT | L8V1C100U5VSB | 34600 | 31600 | 16 | 12 | 8.1 | 2.3 | 69 | 55 | 215575098
AMERISTAR | A5HP5036A1 | 5PX*C005AS3+TSTAT+P0V0C000M50SD |  | 33400 | 30800 | 15.2 | 12 | 8.1 | 2.3 | 69 | 56 | 215575097
RUNTRU | A5HP5036A1 | 5PX*C005AS3+TSTAT+P0V0C000M50SD |  | 33400 | 30800 | 15.2 | 12 | 8.1 | 2.3 | 69 | 56 | 215575096
AMERISTAR | A5HP5036A1 | 5PX*C005AS3+TSTAT | L9X1C100U5VSA | 32800 | 32000 | 15.2 | 10 | 8.1 | 2.1 | 71 | 57 | 215575093
RUNTRU | A5HP5036A1 | 5PX*C005AS3+TSTAT | L9X1C100U5VSA | 32800 | 32000 | 15.2 | 10 | 8.1 | 2.1 | 71 | 57 | 215575092
AMERISTAR | A5HP5036A1 | 5PX*C005AS3+TSTAT | L8V1C100U5VSB | 33400 | 31000 | 15.2 | 12 | 8.1 | 2.2 | 70 | 56 | 215575091
RUNTRU | A5HP5036A1 | 5PX*C005AS3+TSTAT | L8V1C100U5VSB | 33400 | 31000 | 15.2 | 12 | 8.1 | 2.2 | 70 | 56 | 215575090
AMERISTAR | A5HP5036A1 | 5PX*C005AS3+TSTAT | A952V100CU5SB | 33200 | 31200 | 15.5 | 11.7 | 8.1 | 2.2 | 70 | 56 | 215575089
RUNTRU | A5HP5036A1 | 5PX*C005AS3+TSTAT | A952V100CU5SB | 33200 | 31200 | 15.5 | 11.7 | 8.1 | 2.2 | 70 | 56 | 215575088
AMERISTAR | A5HP5036A1 | 5PX*C005AS3+TSTAT | A801X080CM5SD | 33200 | 31200 | 15.2 | 11.7 | 8.1 | 2.2 | 70 | 56 | 215575085
RUNTRU | A5HP5036A1 | 5PX*C005AS3+TSTAT | A801X080CM5SD | 33200 | 31200 | 15.2 | 11.7 | 8.1 | 2.2 | 70 | 56 | 215575084
AMERISTAR | A5HP5036A1 | 5PX*C005AS3+TSTAT | A801X080CM5TD | 33200 | 31200 | 15.2 | 11.7 | 8.1 | 2.2 | 70 | 56 | 215575083
RUNTRU | A5HP5036A1 | 5PX*C005AS3+TSTAT | A801X080CM5TD | 33200 | 31200 | 15.2 | 11.7 | 8.1 | 2.2 | 70 | 56 | 215575082
AMERISTAR | A5HP5036A1 | 5PX*C005AS3+TSTAT | A951X080CU5SA | 33000 | 30800 | 15.5 | 12 | 8.1 | 2.2 | 70 | 56 | 215575081
RUNTRU | A5HP5036A1 | 5PX*C005AS3+TSTAT | A951X080CU5SA | 33000 | 30800 | 15.5 | 12 | 8.1 | 2.2 | 70 | 56 | 215575080
AMERISTAR | A5HP5036A1 | 5PX*BD06AS3+TSTAT | A951X060BD3SA | 33200 | 31600 | 15.2 | 12 | 8.1 | 2.2 | 69 | 55 | 215575075
RUNTRU | A5HP5036A1 | 5PX*BD06AS3+TSTAT | A951X060BD3SA | 33200 | 31600 | 15.2 | 12 | 8.1 | 2.2 | 69 | 55 | 215575074
AMERISTAR | A5HP5036A1 | 5PX*BD06AS3+TSTAT | A951X080BD4SA | 33200 | 31600 | 15.2 | 12 | 8.1 | 2.2 | 69 | 55 | 215575073
RUNTRU | A5HP5036A1 | 5PX*BD06AS3+TSTAT | A951X080BD4SA | 33200 | 31600 | 15.2 | 12 | 8.1 | 2.2 | 69 | 55 | 215575072
AMERISTAR | A5HP5036A1 | 5PX*BD06AS3+TSTAT | A952V080BD4SB | 33400 | 31600 | 15.5 | 12 | 8.1 | 2.2 | 69 | 55 | 215575071
RUNTRU | A5HP5036A1 | 5PX*BD06AS3+TSTAT | A952V080BD4SB | 33400 | 31600 | 15.5 | 12 | 8.1 | 2.2 | 69 | 55 | 215575070
AMERISTAR | A5HP5036A1 | 5PX*BD06AS3+TSTAT | A952V040BD3SB | 33400 | 31800 | 15.5 | 12 | 8.1 | 2.2 | 69 | 55 | 215575067
RUNTRU | A5HP5036A1 | 5PX*BD06AS3+TSTAT | A952V040BD3SB | 33400 | 31800 | 15.5 | 12 | 8.1 | 2.2 | 69 | 55 | 215575066
TRANE | 5TWX5060A1 | 5TXCC009AS3+TSTAT+P0V0C000M50SD |  | 55000 | 53000 | 15.2 | 11.7 | 8.1 | 2.4 | 68 | 54 | 215687839
TRANE | 5TWX5036A1 | 5PX*D010AS3+TSTAT |  | 34200 | 31800 | 15.2 | 11.7 | 8.1 | 2.2 | 70 | 56 | 215687085
TRANE | 5TWX5036A1 | 5PX*D010AS3+TSTAT | *UHMD120CCV5 | 34600 | 31000 | 16 | 12 | 8.1 | 2.3 | 70 | 55 | 215687084
TRANE | 5TWX5036A1 | 5PX*D008AS3+TSTAT | S9V2D120U5PSC | 34800 | 31600 | 16 | 12 | 8.5 | 2.3 | 69 | 55 | 215687083
TRANE | 5TWX5036A1 | 5PX*D008AS3+TSTAT | S9X2D120U5PSB | 34000 | 30800 | 15.5 | 12 | 8.1 | 2.3 | 69 | 55 | 215687081
TRANE | 5TWX5036A1 | 5PX*D008AS3+TSTAT | S9X1D120U5PSB | 34000 | 30800 | 15.5 | 12 | 8.1 | 2.3 | 69 | 55 | 215687080
TRANE | 5TWX5036A1 | 5PX*D008AS3+TSTAT | S9V2D120U5VSB | 34800 | 31600 | 16 | 12 | 8.5 | 2.3 | 69 | 55 | 215687079
TRANE | 5TWX5036A1 | 5PX*D008AS3+TSTAT | S8X2D120M5PTC | 34400 | 31400 | 16 | 12 | 8.1 | 2.3 | 69 | 55 | 215687078
TRANE | 5TWX5036A1 | 5PX*D008AS3+TSTAT | S8X2D120M5PSC | 34400 | 31400 | 16 | 12 | 8.1 | 2.3 | 69 | 55 | 215687077
TRANE | 5TWX5036A1 | 5PX*D008AS3+TSTAT | S8X1D120M5PTC | 34400 | 31400 | 16 | 12 | 8.1 | 2.3 | 69 | 55 | 215687076
TRANE | 5TWX5036A1 | 5PX*D008AS3+TSTAT | S8X1D120M5PSC | 34400 | 31400 | 16 | 12 | 8.1 | 2.3 | 69 | 55 | 215687075
TRANE | 5TWX5036A1 | 5PX*D008AS3+TSTAT | S8V2D120M5PDB | 34800 | 31600 | 16 | 12 | 8.1 | 2.3 | 70 | 56 | 215687074
TRANE | 5TWX5036A1 | 5PX*D008AS3+TSTAT | S8V2D120M5PCB | 34800 | 31600 | 16 | 12 | 8.1 | 2.3 | 70 | 56 | 215687073
TRANE | 5TWX5036A1 | 5PX*D008AS3+TSTAT | *UHMD120CCV5 | 34400 | 31400 | 16 | 12 | 8.1 | 2.3 | 69 | 55 | 215687072
TRANE | 5TWX5036A1 | 5PX*CD09AS3+TSTAT | S8X1C100M5PTC | 34400 | 31000 | 16 | 12 | 8.1 | 2.2 | 70 | 56 | 215687071
TRANE | 5TWX5036A1 | 5PX*CD09AS3+TSTAT | S9V2C100D5PSC | 34800 | 31400 | 16 | 12 | 8.1 | 2.2 | 69 | 56 | 215687070
TRANE | 5TWX5036A1 | 5PX*CD09AS3+TSTAT | S8V2C080M5PCB | 34600 | 31200 | 16 | 12 | 8.1 | 2.2 | 70 | 56 | 215687069
TRANE | 5TWX5036A1 | 5PX*CD09AS3+TSTAT | S8V2C080M5PDB | 34600 | 31200 | 16 | 12 | 8.1 | 2.2 | 70 | 56 | 215687068
TRANE | 5TWX5036A1 | 5PX*CD09AS3+TSTAT | S8V2C100M5PCB | 34800 | 31200 | 16 | 12 | 8.1 | 2.2 | 70 | 56 | 215687067
TRANE | 5TWX5036A1 | 5PX*CD09AS3+TSTAT | S8V2C100M5PDB | 34800 | 31200 | 16 | 12 | 8.1 | 2.2 | 70 | 56 | 215687066
TRANE | 5TWX5036A1 | 5PX*CD09AS3+TSTAT | S8X1C080M5PSC | 34800 | 31200 | 16 | 12 | 8.1 | 2.2 | 69 | 56 | 215687065
TRANE | 5TWX5036A1 | 5PX*CD09AS3+TSTAT | S8X1C080M5PTC | 34800 | 31200 | 16 | 12 | 8.1 | 2.2 | 69 | 56 | 215687064
TRANE | 5TWX5036A1 | 5TXCB003AS3+TSTAT | S8X2B060M4PSC | 32200 | 32800 | 15.2 | 11.7 | 8.1 | 2.1 | 68 | 54 | 215687133
TRANE | 5TWX5036A1 | 5TXCB003AS3+TSTAT | S8X1B060M4PTC | 32200 | 32800 | 15.2 | 11.7 | 8.1 | 2.1 | 68 | 54 | 215687130
TRANE | 5TWX5036A1 | 5TXCB003AS3+TSTAT | S8X1B060M4PSC | 32200 | 32800 | 15.2 | 11.7 | 8.1 | 2.1 | 68 | 54 | 215687129
TRANE | 5TWX5036A1 | 5PX*CD09AS3+TSTAT | S8X1C100M5PSC | 34400 | 31000 | 16 | 12 | 8.1 | 2.2 | 70 | 56 | 215687063
TRANE | 5TWX5036A1 | 5PX*CD09AS3+TSTAT+P0V0C000M50SD |  | 35000 | 31000 | 16.5 | 12 | 8.1 | 2.3 | 69 | 55 | 215687062
TRANE | 5TWX5036A1 | 5PX*CD09AS3+TSTAT | S8X2C080M5PSC | 34800 | 31200 | 16 | 12 | 8.1 | 2.2 | 69 | 56 | 215687061
TRANE | 5TWX5036A1 | 5PX*CD09AS3+TSTAT | S8X2C080M5PTC | 34800 | 31200 | 16 | 12 | 8.1 | 2.2 | 69 | 56 | 215687060
TRANE | 5TWX5036A1 | 5PX*CD09AS3+TSTAT | S8X2C100M5PSC | 34400 | 31000 | 16 | 12 | 8.1 | 2.2 | 70 | 56 | 215687059
TRANE | 5TWX5036A1 | 5PX*CD09AS3+TSTAT | S8X2C100M5PTC | 34400 | 31000 | 16 | 12 | 8.1 | 2.2 | 70 | 56 | 215687058
TRANE | 5TWX5036A1 | 5PX*CD09AS3+TSTAT | S9V2C100D4VSB | 34800 | 31400 | 16 | 12 | 8.1 | 2.2 | 69 | 56 | 215687057
TRANE | 5TWX5036A1 | 5PX*CD09AS3+TSTAT | S9X1C100D5PSB | 34400 | 30800 | 15.5 | 12 | 8.1 | 2.2 | 69 | 56 | 215687056
TRANE | 5TWX5036A1 | 5PX*CD09AS3+TSTAT | S9X2C100D5PSB | 34400 | 30800 | 15.5 | 12 | 8.1 | 2.2 | 69 | 56 | 215687055
TRANE | 5TWX5036A1 | 5PX*CD09AS3+TSTAT | *DHMC100CCV4 | 34600 | 31400 | 16 | 12 | 8.1 | 2.2 | 69 | 56 | 215687054
TRANE | 5TWX5036A1 | 5PX*CD09AS3+TSTAT |  | 34200 | 31800 | 15.2 | 11.7 | 8.1 | 2.2 | 70 | 56 | 215687053
TRANE | 5TWX5036A1 | 5PX*CD07AS3+TSTAT | S8V2C080M5PCB | 34200 | 32200 | 16 | 12 | 8.1 | 2.2 | 69 | 55 | 215687052
TRANE | 5TWX5036A1 | 5PX*CD07AS3+TSTAT | *DHMC100CCV4 | 33800 | 32000 | 15.5 | 12 | 8.1 | 2.2 | 69 | 55 | 215687051
TRANE | 5TWX5036A1 | 5PX*CD07AS3+TSTAT | S8X1C100M5PSC | 34000 | 32000 | 16 | 12 | 8.1 | 2.2 | 69 | 55 | 215687050
TRANE | 5TWX5036A1 | 5PX*CD07AS3+TSTAT | S8X1C080M5PTC | 34400 | 32200 | 16 | 12 | 8.1 | 2.2 | 69 | 55 | 215687049
TRANE | 5TWX5036A1 | 5PX*CD07AS3+TSTAT | S8X1C080M5PSC | 34400 | 32200 | 16 | 12 | 8.1 | 2.2 | 69 | 55 | 215687048
TRANE | 5TWX5036A1 | 5PX*CD07AS3+TSTAT | S8V2C100M5PDB | 34000 | 32200 | 16 | 12 | 8.1 | 2.2 | 69 | 55 | 215687047
TRANE | 5TWX5036A1 | 5PX*CD07AS3+TSTAT | S8V2C100M5PCB | 34000 | 32200 | 16 | 12 | 8.1 | 2.2 | 69 | 55 | 215687046
TRANE | 5TWX5036A1 | 5PX*CD07AS3+TSTAT | S8V2C080M5PDB | 34200 | 32200 | 16 | 12 | 8.1 | 2.2 | 69 | 55 | 215687045
TRANE | 5TWX5036A1 | 5PX*CD07AS3+TSTAT | S8X2C080M5PSC | 34400 | 32200 | 16 | 12 | 8.1 | 2.2 | 69 | 55 | 215687044
TRANE | 5TWX5036A1 | 5PX*CD07AS3+TSTAT | S8X2C080M5PTC | 34400 | 32200 | 16 | 12 | 8.1 | 2.2 | 69 | 55 | 215687043
TRANE | 5TWX5036A1 | 5PX*CD07AS3+TSTAT | S8X2C100M5PSC | 34000 | 32000 | 16 | 12 | 8.1 | 2.2 | 69 | 55 | 215687042
TRANE | 5TWX5036A1 | 5PX*CD07AS3+TSTAT | S8X2C100M5PTC | 34000 | 32000 | 16 | 12 | 8.1 | 2.2 | 69 | 55 | 215687041
TRANE | 5TWX5036A1 | 5PX*CD07AS3+TSTAT | S8X1C100M5PTC | 34000 | 32000 | 16 | 12 | 8.1 | 2.2 | 69 | 55 | 215687040
TRANE | 5TWX5036A1 | 5PX*CD07AS3+TSTAT | S9V2C100D4VSB | 34000 | 31800 | 16 | 12 | 8.1 | 2.3 | 69 | 55 | 215687039
TRANE | 5TWX5036A1 | 5PX*CD07AS3+TSTAT | S9V2C100D5PSC | 34000 | 31800 | 16 | 12 | 8.1 | 2.3 | 69 | 55 | 215687038
TRANE | 5TWX5036A1 | 5PX*CD07AS3+TSTAT | S9X1C100D5PSB | 33800 | 31800 | 15.2 | 12 | 8.1 | 2.2 | 69 | 55 | 215687037
TRANE | 5TWX5036A1 | 5PX*CD07AS3+TSTAT | S9X2C100D5PSB | 33800 | 31800 | 15.2 | 12 | 8.1 | 2.2 | 69 | 55 | 215687036
TRANE | 5TWX5036A1 | 5PX*CD07AS3+TSTAT+P0V0C000M50SD |  | 34600 | 32000 | 16 | 12 | 8.1 | 2.3 | 69 | 55 | 215687034
AMERISTAR | A5HP5042A1 | 5PX*C009AS3+TSTAT+P0V0C000M50SD |  | 41000 | 39000 | 16 | 12 | 8.1 | 2.2 | 65 | 49 | 215575375
RUNTRU | A5HP5042A1 | 5PX*C009AS3+TSTAT+P0V0C000M50SD |  | 41000 | 39000 | 16 | 12 | 8.1 | 2.2 | 65 | 49 | 215575374
AMERISTAR | A5HP5042A1 | 5PX*C009AS3+TSTAT |  | 40500 | 40000 | 15.2 | 11.7 | 8.1 | 2.1 | 66 | 50 | 215575373
RUNTRU | A5HP5042A1 | 5PX*C009AS3+TSTAT |  | 40500 | 40000 | 15.2 | 11.7 | 8.1 | 2.1 | 66 | 50 | 215575372
AMERISTAR | A5HP5042A1 | 5PX*C009AS3+TSTAT | L8V1C100U5VSB | 40500 | 39000 | 16 | 12 | 8.1 | 2.2 | 65 | 49 | 215575369
RUNTRU | A5HP5042A1 | 5PX*C009AS3+TSTAT | L8V1C100U5VSB | 40500 | 39000 | 16 | 12 | 8.1 | 2.2 | 65 | 49 | 215575368
AMERISTAR | A5HP5042A1 | 5PX*C009AS3+TSTAT | A952V100CU5SB | 40500 | 39000 | 16 | 12 | 8.1 | 2.2 | 65 | 49 | 215575367
RUNTRU | A5HP5042A1 | 5PX*C009AS3+TSTAT | A952V100CU5SB | 40500 | 39000 | 16 | 12 | 8.1 | 2.2 | 65 | 49 | 215575366
AMERISTAR | A5HP5042A1 | 5PX*C009AS3+TSTAT | A952V080CU5SB | 40500 | 39000 | 16 | 12 | 8.1 | 2.1 | 65 | 49 | 215575365
RUNTRU | A5HP5042A1 | 5PX*C009AS3+TSTAT | A952V080CU5SB | 40500 | 39000 | 16 | 12 | 8.1 | 2.1 | 65 | 49 | 215575364
AMERISTAR | A5HP5042A1 | 5PX*C009AS3+TSTAT | A951X100CU5SA | 40500 | 39500 | 16 | 12 | 8.1 | 2.1 | 65 | 49 | 215575363
RUNTRU | A5HP5042A1 | 5PX*C009AS3+TSTAT | A951X100CU5SA | 40500 | 39500 | 16 | 12 | 8.1 | 2.1 | 65 | 49 | 215575362
AMERISTAR | A5HP5042A1 | 5PX*C009AS3+TSTAT | A951X080CU5SA | 40000 | 39000 | 15.5 | 12 | 8.1 | 2.2 | 65 | 49 | 215575361
RUNTRU | A5HP5042A1 | 5PX*C009AS3+TSTAT | A951X080CU5SA | 40000 | 39000 | 15.5 | 12 | 8.1 | 2.2 | 65 | 49 | 215575360
AMERISTAR | A5HP5042A1 | 5PX*C009AS3+TSTAT | A801X100CM5TD | 41000 | 39500 | 16 | 12 | 8.1 | 2.1 | 65 | 50 | 215575359
RUNTRU | A5HP5042A1 | 5PX*C009AS3+TSTAT | A801X100CM5TD | 41000 | 39500 | 16 | 12 | 8.1 | 2.1 | 65 | 50 | 215575358
AMERISTAR | A5HP5042A1 | 5PX*C009AS3+TSTAT | A801X100CM5SD | 41000 | 39500 | 16 | 12 | 8.1 | 2.1 | 65 | 50 | 215575357
RUNTRU | A5HP5042A1 | 5PX*C009AS3+TSTAT | A801X100CM5SD | 41000 | 39500 | 16 | 12 | 8.1 | 2.1 | 65 | 50 | 215575356
AMERISTAR | A5HP5042A1 | 5PX*C009AS3+TSTAT | A801X080CM5TD | 40500 | 39000 | 16 | 12 | 8.1 | 2.2 | 65 | 49 | 215575355
RUNTRU | A5HP5042A1 | 5PX*C009AS3+TSTAT | A801X080CM5TD | 40500 | 39000 | 16 | 12 | 8.1 | 2.2 | 65 | 49 | 215575354
AMERISTAR | A5HP5042A1 | 5PX*C009AS3+TSTAT | A801X080CM5SD | 40500 | 39000 | 16 | 12 | 8.1 | 2.2 | 65 | 49 | 215575353
RUNTRU | A5HP5042A1 | 5PX*C009AS3+TSTAT | A801X080CM5SD | 40500 | 39000 | 16 | 12 | 8.1 | 2.2 | 65 | 49 | 215575352
AMERISTAR | A5HP5042A1 | 5PX*C007AS3+TSTAT | A952V100CU5SB | 40000 | 39500 | 16 | 12 | 8.1 | 2.1 | 65 | 49 | 215575351
RUNTRU | A5HP5042A1 | 5PX*C007AS3+TSTAT | A952V100CU5SB | 40000 | 39500 | 16 | 12 | 8.1 | 2.1 | 65 | 49 | 215575350
AMERISTAR | A5HP5042A1 | 5PX*C007AS3+TSTAT | A801X080CM5SD | 40000 | 39500 | 16 | 12 | 8.1 | 2.1 | 65 | 49 | 215575349
RUNTRU | A5HP5042A1 | 5PX*C007AS3+TSTAT | A801X080CM5SD | 40000 | 39500 | 16 | 12 | 8.1 | 2.1 | 65 | 49 | 215575348
AMERISTAR | A5HP5042A1 | 5PX*C007AS3+TSTAT | A801X100CM5TD | 40000 | 39500 | 16 | 12 | 8.1 | 2.1 | 65 | 49 | 215575347
RUNTRU | A5HP5042A1 | 5PX*C007AS3+TSTAT | A801X100CM5TD | 40000 | 39500 | 16 | 12 | 8.1 | 2.1 | 65 | 49 | 215575346
AMERISTAR | A5HP5042A1 | 5PX*C007AS3+TSTAT | A952V080CU5SB | 40000 | 39500 | 16 | 12 | 8.1 | 2.1 | 65 | 49 | 215575345
RUNTRU | A5HP5042A1 | 5PX*C007AS3+TSTAT | A952V080CU5SB | 40000 | 39500 | 16 | 12 | 8.1 | 2.1 | 65 | 49 | 215575344
AMERISTAR | A5HP5042A1 | 5PX*C007AS3+TSTAT | A951X100CU5SA | 39500 | 39500 | 15.5 | 12 | 8.1 | 2.1 | 65 | 49 | 215575343
RUNTRU | A5HP5042A1 | 5PX*C007AS3+TSTAT | A951X100CU5SA | 39500 | 39500 | 15.5 | 12 | 8.1 | 2.1 | 65 | 49 | 215575342
AMERISTAR | A5HP5042A1 | 5PX*C007AS3+TSTAT | L8V1C100U5VSB | 40500 | 40000 | 16 | 12 | 8.1 | 2.1 | 65 | 49 | 215575341
RUNTRU | A5HP5042A1 | 5PX*C007AS3+TSTAT | L8V1C100U5VSB | 40500 | 40000 | 16 | 12 | 8.1 | 2.1 | 65 | 49 | 215575340
AMERISTAR | A5HP5042A1 | 5PX*C007AS3+TSTAT |  | 39500 | 40000 | 15.2 | 11.7 | 8.1 | 2.1 | 66 | 50 | 215575337
RUNTRU | A5HP5042A1 | 5PX*C007AS3+TSTAT |  | 39500 | 40000 | 15.2 | 11.7 | 8.1 | 2.1 | 66 | 50 | 215575336
AMERISTAR | A5HP5042A1 | 5PX*C007AS3+TSTAT+P0V0C000M50SD |  | 40500 | 40000 | 16 | 12 | 8.1 | 2.1 | 65 | 49 | 215575335
RUNTRU | A5HP5042A1 | 5PX*C007AS3+TSTAT+P0V0C000M50SD |  | 40500 | 40000 | 16 | 12 | 8.1 | 2.1 | 65 | 49 | 215575334
AMERISTAR | A5HP5042A1 | 5PX*C007AS3+TSTAT | A801X100CM5SD | 40000 | 39500 | 16 | 12 | 8.1 | 2.1 | 65 | 49 | 215575333
RUNTRU | A5HP5042A1 | 5PX*C007AS3+TSTAT | A801X100CM5SD | 40000 | 39500 | 16 | 12 | 8.1 | 2.1 | 65 | 49 | 215575332
AMERISTAR | A5HP5042A1 | 5PX*C007AS3+TSTAT | A801X080CM5TD | 40000 | 39500 | 16 | 12 | 8.1 | 2.1 | 65 | 49 | 215575331
RUNTRU | A5HP5042A1 | 5PX*C007AS3+TSTAT | A801X080CM5TD | 40000 | 39500 | 16 | 12 | 8.1 | 2.1 | 65 | 49 | 215575330
AMERISTAR | A5HP5042A1 | 5PX*C007AS3+TSTAT | A951X080CU5SA | 40000 | 40000 | 15.2 | 12 | 8.1 | 2.1 | 65 | 49 | 215575329
RUNTRU | A5HP5042A1 | 5PX*C007AS3+TSTAT | A951X080CU5SA | 40000 | 40000 | 15.2 | 12 | 8.1 | 2.1 | 65 | 49 | 215575328
TRANE | 5TWX5036A1 | 5PX*C009AS3+TSTAT | L8V1C100U5VSB | 34800 | 31200 | 16.5 | 12 | 8.1 | 2.3 | 69 | 55 | 215687015
TRANE | 5TWX5036A1 | 5PX*C009AS3+TSTAT | S9X1C080U5PSB | 34400 | 31000 | 16 | 12 | 8.1 | 2.3 | 69 | 55 | 215687014
TRANE | 5TWX5036A1 | 5PX*C009AS3+TSTAT | S9V2C100U5PSC | 34400 | 31000 | 16 | 12 | 8.1 | 2.3 | 69 | 55 | 215687013
TRANE | 5TWX5036A1 | 5PX*C009AS3+TSTAT | S9V2C100U4VSB | 34400 | 31000 | 16 | 12 | 8.1 | 2.3 | 69 | 55 | 215687012
TRANE | 5TWX5036A1 | 5PX*C009AS3+TSTAT | S9V2C080U5PSC | 34400 | 30800 | 16 | 12 | 8.1 | 2.3 | 69 | 56 | 215687011
TRANE | 5TWX5036A1 | 5PX*C009AS3+TSTAT | S8X2C100M5PTC | 34400 | 31000 | 16 | 12 | 8.1 | 2.3 | 70 | 56 | 215687010
TRANE | 5TWX5036A1 | 5PX*C009AS3+TSTAT | S8X2C080M5PTC | 34800 | 31400 | 16 | 12 | 8.1 | 2.3 | 69 | 55 | 215687009
TRANE | 5TWX5036A1 | 5PX*C009AS3+TSTAT | S8X2C080M5PSC | 34800 | 31400 | 16 | 12 | 8.1 | 2.3 | 69 | 55 | 215687008
TRANE | 5TWX5036A1 | 5PX*C009AS3+TSTAT | S8X1C100M5PTC | 34400 | 31000 | 16 | 12 | 8.1 | 2.3 | 70 | 56 | 215687007
TRANE | 5TWX5036A1 | 5PX*C009AS3+TSTAT | S8X1C100M5PSC | 34400 | 31000 | 16 | 12 | 8.1 | 2.3 | 70 | 56 | 215687006
TRANE | 5TWX5036A1 | 5PX*C009AS3+TSTAT | S8X1C080M5PTC | 34800 | 31400 | 16 | 12 | 8.1 | 2.3 | 69 | 55 | 215687005
TRANE | 5TWX5036A1 | 5PX*C009AS3+TSTAT | S8X1C080M5PSC | 34800 | 31400 | 16 | 12 | 8.1 | 2.3 | 69 | 55 | 215687004
TRANE | 5TWX5036A1 | 5PX*C009AS3+TSTAT | S8V2C100M5PDB | 34600 | 31400 | 16 | 12 | 8.1 | 2.3 | 69 | 55 | 215687003
TRANE | 5TWX5036A1 | 5PX*C009AS3+TSTAT | S8V2C100M5PCB | 34600 | 31400 | 16 | 12 | 8.1 | 2.3 | 69 | 55 | 215687002
TRANE | 5TWX5036A1 | 5PX*C009AS3+TSTAT | S8V2C080M5PDB | 34600 | 31200 | 16 | 12 | 8.1 | 2.3 | 69 | 56 | 215687001
TRANE | 5TWX5036A1 | 5PX*C009AS3+TSTAT | S8V2C080M5PCB | 34600 | 31200 | 16 | 12 | 8.1 | 2.3 | 69 | 56 | 215687000
TRANE | 5TWX5036A1 | 5PX*C009AS3+TSTAT+P0V0C000M50SD |  | 35000 | 31200 | 16.5 | 12 | 8.1 | 2.3 | 69 | 55 | 215686999
TRANE | 5TWX5036A1 | 5PX*C009AS3+TSTAT |  | 34200 | 31800 | 15.2 | 11.7 | 8.1 | 2.2 | 70 | 56 | 215686998
TRANE | 5TWX5036A1 | 5PX*C009AS3+TSTAT | S9X2C100U5PSB | 34600 | 31400 | 15.5 | 12 | 8.1 | 2.3 | 69 | 55 | 215686997
TRANE | 5TWX5036A1 | 5PX*C009AS3+TSTAT | S9X2C080U5PSB | 34400 | 31000 | 16 | 12 | 8.1 | 2.3 | 69 | 55 | 215686996
TRANE | 5TWX5036A1 | 5PX*C009AS3+TSTAT | L9X1C100U5VSA | 34200 | 31200 | 15.5 | 12 | 8.1 | 2.2 | 70 | 56 | 215686995
TRANE | 5TWX5036A1 | 5PX*C009AS3+TSTAT | S9X1C100U5PSB | 34600 | 31400 | 15.5 | 12 | 8.1 | 2.3 | 69 | 55 | 215686994
TRANE | 5TWX5036A1 | 5PX*C009AS3+TSTAT | *UHMC100CCV4 | 34800 | 31200 | 16 | 12 | 8.1 | 2.3 | 69 | 55 | 215686993
TRANE | 5TWX5036A1 | 5PX*C007AS3+TSTAT | S9V2C100U4VSB | 34400 | 31600 | 16 | 12 | 8.1 | 2.3 | 69 | 55 | 215686992
TRANE | 5TWX5036A1 | 5PX*C007AS3+TSTAT | S9V2C080U5PSC | 34400 | 31400 | 16 | 12 | 8.1 | 2.3 | 69 | 55 | 215686991
TRANE | 5TWX5036A1 | 5PX*C007AS3+TSTAT | S8X2C100M5PTC | 34200 | 31400 | 16 | 12 | 8.1 | 2.3 | 69 | 55 | 215686990
TRANE | 5TWX5036A1 | 5PX*C007AS3+TSTAT | S8X2C100M5PSC | 34200 | 31400 | 16 | 12 | 8.1 | 2.3 | 69 | 55 | 215686989
TRANE | 5TWX5036A1 | 5PX*C007AS3+TSTAT | S8X2C080M5PTC | 34400 | 31600 | 16 | 12 | 8.1 | 2.3 | 69 | 55 | 215686988
TRANE | 5TWX5036A1 | 5PX*C007AS3+TSTAT | S8X2C080M5PSC | 34400 | 31600 | 16 | 12 | 8.1 | 2.3 | 69 | 55 | 215686987
TRANE | 5TWX5036A1 | 5PX*C007AS3+TSTAT | S8X1C100M5PTC | 34200 | 31400 | 16 | 12 | 8.1 | 2.3 | 69 | 55 | 215686986
TRANE | 5TWX5036A1 | 5PX*C007AS3+TSTAT | S8X1C100M5PSC | 34200 | 31400 | 16 | 12 | 8.1 | 2.3 | 69 | 55 | 215686985
TRANE | 5TWX5036A1 | 5PX*C007AS3+TSTAT | S8X1C080M5PTC | 34400 | 31600 | 16 | 12 | 8.1 | 2.3 | 69 | 55 | 215686984
TRANE | 5TWX5036A1 | 5PX*C007AS3+TSTAT | S8X1C080M5PSC | 34400 | 31600 | 16 | 12 | 8.1 | 2.3 | 69 | 55 | 215686983
TRANE | 5TWX5036A1 | 5PX*C007AS3+TSTAT | S8V2C100M5PDB | 34400 | 31600 | 16 | 12 | 8.1 | 2.3 | 70 | 55 | 215686982
TRANE | 5TWX5036A1 | 5PX*C007AS3+TSTAT | S8V2C100M5PCB | 34400 | 31600 | 16 | 12 | 8.1 | 2.3 | 70 | 55 | 215686981
TRANE | 5TWX5036A1 | 5PX*C007AS3+TSTAT | S8V2C080M5PDB | 34200 | 31600 | 16 | 12 | 8.1 | 2.3 | 69 | 55 | 215686980
TRANE | 5TWX5036A1 | 5PX*C007AS3+TSTAT | S8V2C080M5PCB | 34200 | 31600 | 16 | 12 | 8.1 | 2.3 | 69 | 55 | 215686979
TRANE | 5TWX5036A1 | 5PX*C007AS3+TSTAT+P0V0C000M50SD |  | 34800 | 31400 | 16 | 12 | 8.5 | 2.3 | 69 | 55 | 215686978
TRANE | 5TWX5036A1 | 5PX*C007AS3+TSTAT | L9X1C100U5VSA | 34000 | 31800 | 15.2 | 11.7 | 8.1 | 2.2 | 70 | 56 | 215686976
TRANE | 5TWX5036A1 | 5PX*C007AS3+TSTAT | L8V1C100U5VSB | 34800 | 31800 | 16 | 12 | 8.1 | 2.3 | 69 | 55 | 215686975
TRANE | 5TWX5036A1 | 5PX*C007AS3+TSTAT | *UHMC100CCV4 | 34000 | 31000 | 16 | 12 | 8.1 | 2.3 | 69 | 55 | 215686974
TRANE | 5TWX5036A1 | 5PX*C007AS3+TSTAT | S9X2C100U5PSB | 34200 | 31600 | 15.2 | 12 | 8.1 | 2.3 | 69 | 55 | 215686973
TRANE | 5TWX5036A1 | 5PX*C007AS3+TSTAT | S9X2C080U5PSB | 34200 | 31400 | 16 | 12 | 8.1 | 2.3 | 69 | 55 | 215686972
TRANE | 5TWX5036A1 | 5PX*C007AS3+TSTAT | S9X1C100U5PSB | 34200 | 31600 | 15.2 | 12 | 8.1 | 2.3 | 69 | 55 | 215686971
TRANE | 5TWX5036A1 | 5PX*C007AS3+TSTAT | S9X1C080U5PSB | 34200 | 31400 | 16 | 12 | 8.1 | 2.3 | 69 | 55 | 215686970
TRANE | 5TWX5036A1 | 5PX*C007AS3+TSTAT | S9V2C100U5PSC | 34400 | 31600 | 16 | 12 | 8.1 | 2.3 | 69 | 55 | 215686969
TRANE | 5TWX5036A1 | 5PX*C005AS3+TSTAT | S9X2C080U5PSB | 33000 | 30800 | 15.2 | 12 | 8.1 | 2.2 | 70 | 56 | 215686968
TRANE | 5TWX5036A1 | 5PX*C005AS3+TSTAT | S9X1C100U5PSB | 33200 | 31600 | 15.2 | 11.5 | 8.1 | 2.2 | 70 | 56 | 215686967
TRANE | 5TWX5036A1 | 5PX*C005AS3+TSTAT | S9X1C080U5PSB | 33000 | 30800 | 15.2 | 12 | 8.1 | 2.2 | 70 | 56 | 215686966
TRANE | 5TWX5036A1 | 5PX*C005AS3+TSTAT | S9V2C100U5PSC | 33200 | 31200 | 15.5 | 11.7 | 8.1 | 2.2 | 70 | 56 | 215686965
TRANE | 5TWX5036A1 | 5PX*C005AS3+TSTAT | S9V2C100U4VSB | 33200 | 31200 | 15.5 | 11.7 | 8.1 | 2.2 | 70 | 56 | 215686964
TRANE | 5TWX5036A1 | 5PX*C005AS3+TSTAT | S9V2C080U5PSC | 33200 | 31000 | 15.5 | 11.7 | 8.1 | 2.2 | 70 | 56 | 215686963
TRANE | 5TWX5036A1 | 5PX*C005AS3+TSTAT | S8X2C100M5PTC | 33000 | 31000 | 15.2 | 11.7 | 8.1 | 2.2 | 70 | 56 | 215686962
TRANE | 5TWX5036A1 | 5PX*C005AS3+TSTAT | S8X2C100M5PSC | 33000 | 31000 | 15.2 | 11.7 | 8.1 | 2.2 | 70 | 56 | 215686961
TRANE | 5TWX5036A1 | 5PX*C005AS3+TSTAT | S8X2C080M5PTC | 33200 | 31400 | 15.2 | 11.7 | 8.1 | 2.2 | 69 | 56 | 215686960
TRANE | 5TWX5036A1 | 5PX*C005AS3+TSTAT | S8X2C080M5PSC | 33200 | 31400 | 15.2 | 11.7 | 8.1 | 2.2 | 69 | 56 | 215686959
TRANE | 5TWX5036A1 | 5PX*C005AS3+TSTAT | S8X1C100M5PTC | 33000 | 31000 | 15.2 | 11.7 | 8.1 | 2.2 | 70 | 56 | 215686958
TRANE | 5TWX5036A1 | 5PX*C005AS3+TSTAT | S8X1C100M5PSC | 33000 | 31000 | 15.2 | 11.7 | 8.1 | 2.2 | 70 | 56 | 215686957
TRANE | 5TWX5036A1 | 5PX*C005AS3+TSTAT | S8X1C080M5PTC | 33200 | 31400 | 15.2 | 11.7 | 8.1 | 2.2 | 69 | 56 | 215686956
TRANE | 5TWX5036A1 | 5PX*C005AS3+TSTAT | S8X1C080M5PSC | 33200 | 31400 | 15.2 | 11.7 | 8.1 | 2.2 | 69 | 56 | 215686955
TRANE | 5TWX5036A1 | 5PX*C005AS3+TSTAT | S8V2C100M5PDB | 33000 | 30800 | 15.5 | 11.7 | 8.1 | 2.2 | 70 | 56 | 215686954
TRANE | 5TWX5036A1 | 5PX*C005AS3+TSTAT | S8V2C100M5PCB | 33000 | 30800 | 15.5 | 11.7 | 8.1 | 2.2 | 70 | 56 | 215686953
TRANE | 5TWX5036A1 | 5PX*C005AS3+TSTAT | S8V2C080M5PDB | 33000 | 31000 | 15.5 | 11.7 | 8.1 | 2.2 | 70 | 56 | 215686952
TRANE | 5TWX5036A1 | 5PX*C005AS3+TSTAT | S8V2C080M5PCB | 33000 | 31000 | 15.5 | 11.7 | 8.1 | 2.2 | 70 | 56 | 215686951
TRANE | 5TWX5036A1 | 5PX*C005AS3+TSTAT+P0V0C000M50SD |  | 33400 | 31000 | 15.5 | 12 | 8.1 | 2.3 | 70 | 56 | 215686950
AMERISTAR | A5HP5048A1 | A5AHC007A1D3+TDR+TSTAT |  | 45500 | 43000 | 15.2 | 12 | 8.1 | 2.3 | 67 | 51 | 215611111
RUNTRU | A5HP5048A1 | A5AHC007A1D3+TDR+TSTAT |  | 45500 | 43000 | 15.2 | 12 | 8.1 | 2.3 | 67 | 51 | 215611110
AMERISTAR | A5HP5042A1 | A5AHV005A1D3+TDR+TSTAT |  | 39000 | 39500 | 16 | 12 | 8.1 | 2.2 | 64 | 48 | 215611107
RUNTRU | A5HP5042A1 | A5AHV005A1D3+TDR+TSTAT |  | 39000 | 39500 | 16 | 12 | 8.1 | 2.2 | 64 | 48 | 215611106
AMERISTAR | A5HP5042A1 | A5AHC007A1D3+TDR+TSTAT |  | 40500 | 39000 | 15.2 | 12 | 8.1 | 2.3 | 64 | 48 | 215611105
RUNTRU | A5HP5042A1 | A5AHC007A1D3+TDR+TSTAT |  | 40500 | 39000 | 15.2 | 12 | 8.1 | 2.3 | 64 | 48 | 215611104
AMERISTAR | A5HP5042A1 | A5AHC006A1D3+TDR+TSTAT |  | 40000 | 39500 | 15.2 | 12 | 8.1 | 2.2 | 64 | 48 | 215611103
RUNTRU | A5HP5042A1 | A5AHC006A1D3+TDR+TSTAT |  | 40000 | 39500 | 15.2 | 12 | 8.1 | 2.2 | 64 | 48 | 215611102
AMERISTAR | A5HP5042A1 | A5AHC005A1D3+TDR+TSTAT |  | 38000 | 39000 | 15.2 | 12 | 8.1 | 2.1 | 65 | 49 | 215611101
AMERISTAR | A5HP5042A1 | 5PX*B006AS3+TSTAT | A951X080BU4SA | 39500 | 39500 | 15.2 | 12 | 8.1 | 2.1 | 65 | 49 | 215575277
RUNTRU | A5HP5042A1 | 5PX*B006AS3+TSTAT | A951X080BU4SA | 39500 | 39500 | 15.2 | 12 | 8.1 | 2.1 | 65 | 49 | 215575276
AMERISTAR | A5HP5042A1 | 5PX*B006AS3+TSTAT | A952V060BU4SB | 40000 | 40000 | 15.2 | 12 | 8.1 | 2 | 66 | 50 | 215575267
RUNTRU | A5HP5042A1 | 5PX*B006AS3+TSTAT | A952V060BU4SB | 40000 | 40000 | 15.2 | 12 | 8.1 | 2 | 66 | 50 | 215575266
AMERISTAR | A5HP5042A1 | 5PX*B006AS3+TSTAT | A952V080BU4SB | 40000 | 40000 | 15.2 | 12 | 8.1 | 2 | 66 | 50 | 215575265
RUNTRU | A5HP5042A1 | 5PX*B006AS3+TSTAT | A952V080BU4SB | 40000 | 40000 | 15.2 | 12 | 8.1 | 2 | 66 | 50 | 215575264
AMERISTAR | A5HP5036A1 | 5TXCC009AS3+TSTAT | A951X100CU5SA | 34600 | 31400 | 15.5 | 12 | 8.1 | 2.3 | 69 | 55 | 215575231
RUNTRU | A5HP5036A1 | 5TXCC009AS3+TSTAT | A951X100CU5SA | 34600 | 31400 | 15.5 | 12 | 8.1 | 2.3 | 69 | 55 | 215575230
RUNTRU | A5HP5036A1 | 5TXCC009AS3+TSTAT | A801X080CM5TD | 34800 | 31400 | 16 | 12 | 8.1 | 2.3 | 69 | 55 | 215575226
AMERISTAR | A5HP5036A1 | 5TXCC009AS3+TSTAT | A951X080CU5SA | 34400 | 31000 | 16 | 12 | 8.1 | 2.3 | 69 | 55 | 215575229
AMERISTAR | A5HP5036A1 | 5TXCC009AS3+TSTAT | A801X080CM5TD | 34800 | 31400 | 16 | 12 | 8.1 | 2.3 | 69 | 55 | 215575227
RUNTRU | A5HP5036A1 | 5TXCC009AS3+TSTAT | A951X080CU5SA | 34400 | 31000 | 16 | 12 | 8.1 | 2.3 | 69 | 55 | 215575228
RUNTRU | A5HP5036A1 | 5TXCD008AS3+TSTAT | A951X120DU5SA | 34000 | 30800 | 15.5 | 12 | 8.1 | 2.3 | 69 | 55 | 215575240
AMERISTAR | A5HP5036A1 | 5TXCC009AS3+TSTAT | A952V100CU5SB | 34400 | 31000 | 16 | 12 | 8.1 | 2.3 | 69 | 55 | 215575239
RUNTRU | A5HP5036A1 | 5TXCC009AS3+TSTAT | A952V100CU5SB | 34400 | 31000 | 16 | 12 | 8.1 | 2.3 | 69 | 55 | 215575238
RUNTRU | A5HP5036A1 | 5TXCC009AS3+TSTAT | L9X1C100U5VSA | 34200 | 31200 | 15.2 | 12 | 8.1 | 2.2 | 70 | 56 | 215575234
AMERISTAR | A5HP5036A1 | 5TXCC009AS3+TSTAT | L8V1C100U5VSB | 34800 | 31200 | 16 | 12 | 8.1 | 2.3 | 69 | 55 | 215575233
RUNTRU | A5HP5036A1 | 5TXCC009AS3+TSTAT | L8V1C100U5VSB | 34800 | 31200 | 16 | 12 | 8.1 | 2.3 | 69 | 55 | 215575232
AMERISTAR | A5HP5036A1 | 5TXCC009AS3+TSTAT+P0V0C000M50SD |  | 35000 | 31200 | 16 | 12 | 8.1 | 2.3 | 69 | 55 | 215575237
RUNTRU | A5HP5036A1 | 5TXCC009AS3+TSTAT+P0V0C000M50SD |  | 35000 | 31200 | 16 | 12 | 8.1 | 2.3 | 69 | 55 | 215575236
AMERISTAR | A5HP5036A1 | 5TXCC009AS3+TSTAT | L9X1C100U5VSA | 34200 | 31200 | 15.2 | 12 | 8.1 | 2.2 | 70 | 56 | 215575235
AMERISTAR | A5HP5036A1 | 5TXCD008AS3+TSTAT | A951X120DU5SA | 34000 | 30800 | 15.5 | 12 | 8.1 | 2.3 | 69 | 55 | 215575241
AMERISTAR | A5HP5042A1 | 5TXCD008AS3+TSTAT | A801X120DM5SD | 40500 | 40000 | 16 | 12 | 8.1 | 2.1 | 65 | 49 | 215575525
RUNTRU | A5HP5042A1 | 5TXCD008AS3+TSTAT | A801X120DM5SD | 40500 | 40000 | 16 | 12 | 8.1 | 2.1 | 65 | 49 | 215575524
AMERISTAR | A5HP5042A1 | 5TXCD008AS3+TSTAT | A801X120DM5TD | 40500 | 40000 | 16 | 12 | 8.1 | 2.1 | 65 | 49 | 215575523
RUNTRU | A5HP5042A1 | 5TXCD008AS3+TSTAT | A801X120DM5TD | 40500 | 40000 | 16 | 12 | 8.1 | 2.1 | 65 | 49 | 215575522
AMERISTAR | A5HP5042A1 | 5TXCD008AS3+TSTAT | A951X120DU5SA | 40500 | 39500 | 16 | 12 | 8.1 | 2.1 | 65 | 49 | 215575521
RUNTRU | A5HP5042A1 | 5TXCD008AS3+TSTAT | A951X120DU5SA | 40500 | 39500 | 16 | 12 | 8.1 | 2.1 | 65 | 49 | 215575520
AMERISTAR | A5HP5042A1 | 5TXCD008AS3+TSTAT | A952V120DU5SB | 40500 | 40000 | 16 | 12 | 8.1 | 2.1 | 65 | 49 | 215575519
RUNTRU | A5HP5042A1 | 5TXCD008AS3+TSTAT | A952V120DU5SB | 40500 | 40000 | 16 | 12 | 8.1 | 2.1 | 65 | 49 | 215575518
AMERISTAR | A5HP5042A1 | 5TXCD008AS3+TSTAT+P0V0D000M50SD |  | 41000 | 39500 | 16 | 12 | 8.1 | 2.1 | 65 | 49 | 215575517
RUNTRU | A5HP5042A1 | 5TXCD008AS3+TSTAT+P0V0D000M50SD |  | 41000 | 39500 | 16 | 12 | 8.1 | 2.1 | 65 | 49 | 215575516
AMERISTAR | A5HP5042A1 | 5TXCD008AS3+TSTAT |  | 39500 | 40000 | 15.2 | 11.7 | 8.1 | 2.1 | 66 | 50 | 215575515
RUNTRU | A5HP5042A1 | 5TXCD008AS3+TSTAT |  | 39500 | 40000 | 15.2 | 11.7 | 8.1 | 2.1 | 66 | 50 | 215575514
AMERISTAR | A5HP5042A1 | 5TXCD008AS3+TSTAT | A952V120DD5SB | 37800 | 38000 | 15.2 | 11.7 | 8.1 | 2.1 | 66 | 51 | 215575513
RUNTRU | A5HP5042A1 | 5TXCD008AS3+TSTAT | A952V120DD5SB | 37800 | 38000 | 15.2 | 11.7 | 8.1 | 2.1 | 66 | 51 | 215575512
AMERISTAR | A5HP5042A1 | 5TXCD008AS3+TSTAT | A951X120DD5SA | 38000 | 38500 | 15.2 | 11.7 | 8.1 | 2.1 | 66 | 51 | 215575511
RUNTRU | A5HP5042A1 | 5TXCD008AS3+TSTAT | A951X120DD5SA | 38000 | 38500 | 15.2 | 11.7 | 8.1 | 2.1 | 66 | 51 | 215575510
AMERISTAR | A5HP5042A1 | 5TXCC009AS3+TSTAT | L8V1C100U5VSB | 40500 | 39000 | 16 | 12 | 8.1 | 2.2 | 65 | 49 | 215575509
RUNTRU | A5HP5042A1 | 5TXCC009AS3+TSTAT | L8V1C100U5VSB | 40500 | 39000 | 16 | 12 | 8.1 | 2.2 | 65 | 49 | 215575508
AMERISTAR | A5HP5042A1 | 5TXCC009AS3+TSTAT | A952V100CU5SB | 40500 | 39000 | 16 | 12 | 8.1 | 2.2 | 65 | 49 | 215575507
RUNTRU | A5HP5042A1 | 5TXCC009AS3+TSTAT | A952V100CU5SB | 40500 | 39000 | 16 | 12 | 8.1 | 2.2 | 65 | 49 | 215575506
AMERISTAR | A5HP5042A1 | 5TXCC009AS3+TSTAT | A951X100CU5SA | 40500 | 39500 | 16 | 12 | 8.1 | 2.1 | 65 | 49 | 215575505
RUNTRU | A5HP5042A1 | 5TXCC009AS3+TSTAT | A951X100CU5SA | 40500 | 39500 | 16 | 12 | 8.1 | 2.1 | 65 | 49 | 215575504
AMERISTAR | A5HP5042A1 | 5TXCC009AS3+TSTAT | A801X080CM5TD | 40500 | 39000 | 16 | 12 | 8.1 | 2.2 | 65 | 49 | 215575503
RUNTRU | A5HP5042A1 | 5TXCC009AS3+TSTAT | A801X080CM5TD | 40500 | 39000 | 16 | 12 | 8.1 | 2.2 | 65 | 49 | 215575502
AMERISTAR | A5HP5042A1 | 5TXCC009AS3+TSTAT+P0V0C000M50SD |  | 41000 | 39000 | 16 | 12 | 8.1 | 2.2 | 65 | 49 | 215575501
RUNTRU | A5HP5042A1 | 5TXCC009AS3+TSTAT+P0V0C000M50SD |  | 41000 | 39000 | 16 | 12 | 8.1 | 2.2 | 65 | 49 | 215575500
AMERISTAR | A5HP5042A1 | 5TXCC009AS3+TSTAT |  | 40500 | 40000 | 15.2 | 11.7 | 8.1 | 2.1 | 66 | 50 | 215575499
RUNTRU | A5HP5042A1 | 5TXCC009AS3+TSTAT |  | 40500 | 40000 | 15.2 | 11.7 | 8.1 | 2.1 | 66 | 50 | 215575498
AMERISTAR | A5HP5042A1 | 5TXCC009AS3+TSTAT | A952V080CU5SB | 40500 | 39000 | 16 | 12 | 8.1 | 2.1 | 65 | 49 | 215575495
RUNTRU | A5HP5042A1 | 5TXCC009AS3+TSTAT | A952V080CU5SB | 40500 | 39000 | 16 | 12 | 8.1 | 2.1 | 65 | 49 | 215575494
AMERISTAR | A5HP5042A1 | 5TXCC009AS3+TSTAT | A801X100CM5TD | 41000 | 39500 | 16 | 12 | 8.1 | 2.1 | 65 | 50 | 215575493
RUNTRU | A5HP5042A1 | 5TXCC009AS3+TSTAT | A801X100CM5TD | 41000 | 39500 | 16 | 12 | 8.1 | 2.1 | 65 | 50 | 215575492
AMERISTAR | A5HP5042A1 | 5TXCC009AS3+TSTAT | A801X100CM5SD | 41000 | 39500 | 16 | 12 | 8.1 | 2.1 | 65 | 50 | 215575491
RUNTRU | A5HP5042A1 | 5TXCC009AS3+TSTAT | A801X100CM5SD | 41000 | 39500 | 16 | 12 | 8.1 | 2.1 | 65 | 50 | 215575490
AMERISTAR | A5HP5042A1 | 5TXCC009AS3+TSTAT | A951X080CU5SA | 40000 | 39000 | 15.5 | 12 | 8.1 | 2.2 | 65 | 49 | 215575489
RUNTRU | A5HP5042A1 | 5TXCC009AS3+TSTAT | A951X080CU5SA | 40000 | 39000 | 15.5 | 12 | 8.1 | 2.2 | 65 | 49 | 215575488
AMERISTAR | A5HP5042A1 | 5TXCC009AS3+TSTAT | A801X080CM5SD | 40500 | 39000 | 16 | 12 | 8.1 | 2.2 | 65 | 49 | 215575487
RUNTRU | A5HP5042A1 | 5TXCC009AS3+TSTAT | A801X080CM5SD | 40500 | 39000 | 16 | 12 | 8.1 | 2.2 | 65 | 49 | 215575486
AMERISTAR | A5HP5042A1 | 5PX*DD10AS3+TSTAT | A952V120DD5SB | 40000 | 39500 | 16 | 12 | 8.1 | 2.1 | 65 | 49 | 215575445
RUNTRU | A5HP5042A1 | 5PX*DD10AS3+TSTAT | A952V120DD5SB | 40000 | 39500 | 16 | 12 | 8.1 | 2.1 | 65 | 49 | 215575444
AMERISTAR | A5HP5042A1 | 5PX*DD10AS3+TSTAT | A951X120DD5SA | 40000 | 39000 | 15.5 | 12 | 8.1 | 2.1 | 65 | 49 | 215575443
RUNTRU | A5HP5042A1 | 5PX*DD10AS3+TSTAT | A951X120DD5SA | 40000 | 39000 | 15.5 | 12 | 8.1 | 2.1 | 65 | 49 | 215575442
AMERISTAR | A5HP5042A1 | 5PX*DD10AS3+TSTAT+P0V0D000M50SD |  | 40500 | 39000 | 16 | 12 | 8.1 | 2.2 | 65 | 49 | 215575441
RUNTRU | A5HP5042A1 | 5PX*DD10AS3+TSTAT+P0V0D000M50SD |  | 40500 | 39000 | 16 | 12 | 8.1 | 2.2 | 65 | 49 | 215575440
AMERISTAR | A5HP5042A1 | 5PX*DD10AS3+TSTAT | A801X120DM5TD | 40000 | 39500 | 16 | 12 | 8.1 | 2.1 | 65 | 49 | 215575439
RUNTRU | A5HP5042A1 | 5PX*DD10AS3+TSTAT | A801X120DM5TD | 40000 | 39500 | 16 | 12 | 8.1 | 2.1 | 65 | 49 | 215575438
AMERISTAR | A5HP5042A1 | 5PX*DD10AS3+TSTAT | A801X120DM5SD | 40000 | 39500 | 16 | 12 | 8.1 | 2.1 | 65 | 49 | 215575437
RUNTRU | A5HP5042A1 | 5PX*DD10AS3+TSTAT | A801X120DM5SD | 40000 | 39500 | 16 | 12 | 8.1 | 2.1 | 65 | 49 | 215575436
AMERISTAR | A5HP5042A1 | 5PX*D010AS3+TSTAT |  | 40500 | 40000 | 15.2 | 11.7 | 8.1 | 2.1 | 66 | 50 | 215575435
RUNTRU | A5HP5042A1 | 5PX*D010AS3+TSTAT |  | 40500 | 40000 | 15.2 | 11.7 | 8.1 | 2.1 | 66 | 50 | 215575434
AMERISTAR | A5HP5042A1 | 5PX*D010AS3+TSTAT+P0V0D000M50SD |  | 41500 | 39000 | 16 | 12 | 8.1 | 2.2 | 65 | 49 | 215575433
RUNTRU | A5HP5042A1 | 5PX*D010AS3+TSTAT+P0V0D000M50SD |  | 41500 | 39000 | 16 | 12 | 8.1 | 2.2 | 65 | 49 | 215575432
AMERISTAR | A5HP5042A1 | 5PX*D010AS3+TSTAT | A952V120DU5SB | 41000 | 39500 | 16 | 12 | 8.1 | 2.1 | 65 | 49 | 215575431
RUNTRU | A5HP5042A1 | 5PX*D010AS3+TSTAT | A952V120DU5SB | 41000 | 39500 | 16 | 12 | 8.1 | 2.1 | 65 | 49 | 215575430
AMERISTAR | A5HP5042A1 | 5PX*D010AS3+TSTAT | A951X120DU5SA | 41000 | 39000 | 16 | 12 | 8.1 | 2.2 | 66 | 49 | 215575429
RUNTRU | A5HP5042A1 | 5PX*D010AS3+TSTAT | A951X120DU5SA | 41000 | 39000 | 16 | 12 | 8.1 | 2.2 | 66 | 49 | 215575428
AMERISTAR | A5HP5042A1 | 5PX*D010AS3+TSTAT | A801X120DM5SD | 41000 | 39500 | 16 | 12 | 8.1 | 2.1 | 65 | 49 | 215575427
RUNTRU | A5HP5042A1 | 5PX*D010AS3+TSTAT | A801X120DM5SD | 41000 | 39500 | 16 | 12 | 8.1 | 2.1 | 65 | 49 | 215575426
AMERISTAR | A5HP5042A1 | 5PX*D010AS3+TSTAT | A801X120DM5TD | 41000 | 39500 | 16 | 12 | 8.1 | 2.1 | 65 | 49 | 215575425
RUNTRU | A5HP5042A1 | 5PX*D010AS3+TSTAT | A801X120DM5TD | 41000 | 39500 | 16 | 12 | 8.1 | 2.1 | 65 | 49 | 215575424
AMERISTAR | A5HP5042A1 | 5PX*D008AS3+TSTAT | A801X120DM5TD | 40500 | 40000 | 16 | 12 | 8.1 | 2.1 | 65 | 49 | 215575421
RUNTRU | A5HP5042A1 | 5PX*D008AS3+TSTAT | A801X120DM5TD | 40500 | 40000 | 16 | 12 | 8.1 | 2.1 | 65 | 49 | 215575420
AMERISTAR | A5HP5042A1 | 5PX*D008AS3+TSTAT | A801X120DM5SD | 40500 | 40000 | 16 | 12 | 8.1 | 2.1 | 65 | 49 | 215575419
RUNTRU | A5HP5042A1 | 5PX*D008AS3+TSTAT | A801X120DM5SD | 40500 | 40000 | 16 | 12 | 8.1 | 2.1 | 65 | 49 | 215575418
AMERISTAR | A5HP5042A1 | 5PX*D008AS3+TSTAT | A952V120DU5SB | 40500 | 40000 | 16 | 12 | 8.1 | 2.1 | 65 | 49 | 215575417
RUNTRU | A5HP5042A1 | 5PX*D008AS3+TSTAT | A952V120DU5SB | 40500 | 40000 | 16 | 12 | 8.1 | 2.1 | 65 | 49 | 215575416
AMERISTAR | A5HP5042A1 | 5PX*D008AS3+TSTAT+P0V0D000M50SD |  | 41000 | 39500 | 16 | 12 | 8.1 | 2.1 | 65 | 49 | 215575415
RUNTRU | A5HP5042A1 | 5PX*D008AS3+TSTAT+P0V0D000M50SD |  | 41000 | 39500 | 16 | 12 | 8.1 | 2.1 | 65 | 49 | 215575414
AMERISTAR | A5HP5042A1 | 5PX*D008AS3+TSTAT |  | 39500 | 40000 | 15.2 | 11.7 | 8.1 | 2.1 | 66 | 50 | 215575413
RUNTRU | A5HP5042A1 | 5PX*D008AS3+TSTAT |  | 39500 | 40000 | 15.2 | 11.7 | 8.1 | 2.1 | 66 | 50 | 215575412
AMERISTAR | A5HP5042A1 | 5PX*D008AS3+TSTAT | A951X120DU5SA | 40500 | 39500 | 16 | 12 | 8.1 | 2.1 | 65 | 49 | 215575411
RUNTRU | A5HP5042A1 | 5PX*D008AS3+TSTAT | A951X120DU5SA | 40500 | 39500 | 16 | 12 | 8.1 | 2.1 | 65 | 49 | 215575410
AMERISTAR | A5HP5042A1 | 5PX*D008AS3+TSTAT | A951X120DD5SA | 38000 | 38500 | 15.2 | 11.7 | 8.1 | 2.1 | 66 | 51 | 215575409
RUNTRU | A5HP5042A1 | 5PX*D008AS3+TSTAT | A951X120DD5SA | 38000 | 38500 | 15.2 | 11.7 | 8.1 | 2.1 | 66 | 51 | 215575408
AMERISTAR | A5HP5042A1 | 5PX*D008AS3+TSTAT | A952V120DD5SB | 37800 | 38000 | 15.2 | 11.7 | 8.1 | 2.1 | 66 | 51 | 215575407
RUNTRU | A5HP5042A1 | 5PX*D008AS3+TSTAT | A952V120DD5SB | 37800 | 38000 | 15.2 | 11.7 | 8.1 | 2.1 | 66 | 51 | 215575406
TRANE | 5TWX5042A1 | 5PX*D010AS3+TSTAT | S9V2D120U5VSB | 41000 | 39500 | 16.5 | 12 | 8.1 | 2.1 | 65 | 49 | 215687392
TRANE | 5TWX5042A1 | 5PX*D010AS3+TSTAT | S9V2D120U5PSC | 41000 | 39500 | 16.5 | 12 | 8.1 | 2.1 | 65 | 49 | 215687386
TRANE | 5TWX5042A1 | 5PX*D010AS3+TSTAT+P0V0D000M50SD |  | 41500 | 39000 | 16.5 | 12 | 8.1 | 2.2 | 65 | 49 | 215687387
TRANE | 5TWX5042A1 | 5PX*DD10AS3+TSTAT | S9X1D120D5PSB | 40000 | 39000 | 15.5 | 12 | 8.1 | 2.1 | 65 | 49 | 215687409
TRANE | 5TWX5042A1 | 5PX*DD10AS3+TSTAT | S9X2D120D5PSB | 40000 | 39000 | 15.5 | 12 | 8.1 | 2.1 | 65 | 49 | 215687408
TRANE | 5TWX5042A1 | 5PX*DD10AS3+TSTAT | S9V2D120D5PSC | 40000 | 39000 | 16 | 12 | 8.1 | 2.1 | 65 | 49 | 215687407
TRANE | 5TWX5042A1 | 5PX*DD10AS3+TSTAT | S8X2D120M5PTC | 40000 | 39000 | 16 | 12 | 8.1 | 2.1 | 66 | 49 | 215687406
TRANE | 5TWX5042A1 | 5PX*DD10AS3+TSTAT | S8X1D120M5PSC | 40000 | 39000 | 16 | 12 | 8.1 | 2.1 | 66 | 49 | 215687404
TRANE | 5TWX5042A1 | 5PX*DD10AS3+TSTAT | S8X1D120M5PTC | 40000 | 39000 | 16 | 12 | 8.1 | 2.1 | 66 | 49 | 215687403
TRANE | 5TWX5042A1 | 5PX*DD10AS3+TSTAT | S8V2D120M5PDB | 39500 | 39000 | 15.5 | 12 | 8.1 | 2.1 | 65 | 49 | 215687402
TRANE | 5TWX5042A1 | 5PX*DD10AS3+TSTAT | S8V2D120M5PCB | 39500 | 39000 | 15.5 | 12 | 8.1 | 2.1 | 65 | 49 | 215687401
TRANE | 5TWX5042A1 | 5PX*DD10AS3+TSTAT+P0V0D000M50SD |  | 40500 | 39000 | 16 | 12 | 8.1 | 2.1 | 65 | 49 | 215687400
TRANE | 5TWX5042A1 | 5PX*DD10AS3+TSTAT | S8X2D120M5PSC | 40000 | 39000 | 16 | 12 | 8.1 | 2.1 | 66 | 49 | 215687399
TRANE | 5TWX5042A1 | 5PX*DD10AS3+TSTAT | *DHMD120CCV5 | 39500 | 39000 | 15.5 | 12 | 8.1 | 2.1 | 65 | 49 | 215687398
TRANE | 5TWX5042A1 | 5PX*D010AS3+TSTAT | S8V2D120M5PCB | 41000 | 40000 | 16 | 12 | 8.1 | 2.1 | 65 | 49 | 215687397
TRANE | 5TWX5042A1 | 5PX*D010AS3+TSTAT |  | 40000 | 40000 | 15.2 | 11.7 | 8.1 | 2.1 | 66 | 50 | 215687396
TRANE | 5TWX5042A1 | 5PX*D010AS3+TSTAT | *UHMD120CCV5 | 40500 | 39000 | 16 | 12 | 8.1 | 2.1 | 65 | 49 | 215687395
TRANE | 5TWX5036A1 | 5PX*D010AS3+TSTAT | S8V2D120M5PCB | 34800 | 31200 | 16.5 | 12 | 8.1 | 2.3 | 69 | 55 | 215687086
TRANE | 5TWX5036A1 | 5PX*D010AS3+TSTAT | S8V2D120M5PDB | 34800 | 31200 | 16.5 | 12 | 8.1 | 2.3 | 69 | 55 | 215687087
TRANE | 5TWX5036A1 | 5PX*D010AS3+TSTAT | S8X1D120M5PSC | 34800 | 31200 | 16 | 12 | 8.1 | 2.3 | 69 | 55 | 215687088
TRANE | 5TWX5036A1 | 5PX*D010AS3+TSTAT | S9X2D120U5PSB | 34200 | 30600 | 15.5 | 12 | 8.1 | 2.3 | 69 | 55 | 215687089
TRANE | 5TWX5036A1 | 5PX*D010AS3+TSTAT | S8X2D120M5PSC | 34800 | 31200 | 16 | 12 | 8.1 | 2.3 | 69 | 55 | 215687090
TRANE | 5TWX5036A1 | 5PX*D010AS3+TSTAT | S8X2D120M5PTC | 34800 | 31200 | 16 | 12 | 8.1 | 2.3 | 69 | 55 | 215687091
TRANE | 5TWX5036A1 | 5PX*D010AS3+TSTAT | S9V2D120U5PSC | 34800 | 31000 | 16.5 | 12 | 8.1 | 2.3 | 70 | 55 | 215687092
TRANE | 5TWX5036A1 | 5PX*D010AS3+TSTAT | S9V2D120U5VSB | 34800 | 31000 | 16.5 | 12 | 8.1 | 2.3 | 70 | 55 | 215687093
TRANE | 5TWX5036A1 | 5PX*D010AS3+TSTAT | S9X1D120U5PSB | 34200 | 30600 | 15.5 | 12 | 8.1 | 2.3 | 69 | 55 | 215687094
TRANE | 5TWX5036A1 | 5PX*D010AS3+TSTAT | S8X1D120M5PTC | 34800 | 31200 | 16 | 12 | 8.1 | 2.3 | 69 | 55 | 215687095
TRANE | 5TWX5036A1 | 5PX*DD10AS3+TSTAT | *DHMD120CCV5 | 33800 | 30800 | 16 | 12 | 8.1 | 2.3 | 69 | 56 | 215687096
TRANE | 5TWX5036A1 | 5PX*DD10AS3+TSTAT | S8V2D120M5PCB | 34000 | 31000 | 16 | 12 | 8.1 | 2.3 | 69 | 55 | 215687098
TRANE | 5TWX5036A1 | 5PX*DD10AS3+TSTAT | S8V2D120M5PDB | 34000 | 31000 | 16 | 12 | 8.1 | 2.3 | 69 | 55 | 215687099
TRANE | 5TWX5036A1 | 5PX*DD10AS3+TSTAT | S8X1D120M5PSC | 34200 | 31000 | 16 | 12 | 8.1 | 2.3 | 70 | 55 | 215687100
TRANE | 5TWX5036A1 | 5PX*DD10AS3+TSTAT | S8X1D120M5PTC | 34200 | 31000 | 16 | 12 | 8.1 | 2.3 | 70 | 55 | 215687101
TRANE | 5TWX5036A1 | 5PX*DD10AS3+TSTAT | S8X2D120M5PSC | 34200 | 31000 | 16 | 12 | 8.1 | 2.3 | 70 | 55 | 215687102
TRANE | 5TWX5036A1 | 5PX*DD10AS3+TSTAT | S8X2D120M5PTC | 34200 | 31000 | 16 | 12 | 8.1 | 2.3 | 70 | 55 | 215687103
TRANE | 5TWX5036A1 | 5PX*DD10AS3+TSTAT | S9X1D120D5PSB | 34400 | 31400 | 15.5 | 12 | 8.1 | 2.3 | 69 | 56 | 215687104
TRANE | 5TWX5036A1 | 5PX*DD10AS3+TSTAT | S9X2D120D5PSB | 34400 | 31400 | 15.5 | 12 | 8.1 | 2.3 | 69 | 56 | 215687105
TRANE | 5TWX5036A1 | 5TXCB003AS3+TSTAT | S8X2B060M4PTC | 32200 | 32800 | 15.2 | 11.7 | 8.1 | 2.1 | 68 | 54 | 215687134
TRANE | 5TWX5036A1 | 5TXCC005AS3+TSTAT | L9X1C100U5VSA | 32800 | 31400 | 15.2 | 11.2 | 8.1 | 2.1 | 71 | 57 | 215687137
TRANE | 5TWX5036A1 | 5TXCC005AS3+TSTAT+P0V0C000M50SD |  | 33400 | 31000 | 15.2 | 12 | 8.1 | 2.3 | 70 | 56 | 215687139
TRANE | 5TWX5036A1 | 5TXCC005AS3+TSTAT | S8X1C080M5PSC | 33200 | 31400 | 15.2 | 11.7 | 8.1 | 2.2 | 69 | 56 | 215687143
TRANE | 5TWX5036A1 | 5TXCC005AS3+TSTAT | S8X1C080M5PTC | 33200 | 31400 | 15.2 | 11.7 | 8.1 | 2.2 | 69 | 56 | 215687144
TRANE | 5TWX5036A1 | 5TXCC005AS3+TSTAT | S8X1C100M5PSC | 33000 | 31000 | 15.2 | 11.7 | 8.1 | 2.2 | 70 | 56 | 215687145
TRANE | 5TWX5036A1 | 5TXCC005AS3+TSTAT | S8X1C100M5PTC | 33000 | 31000 | 15.2 | 11.7 | 8.1 | 2.2 | 70 | 56 | 215687146
TRANE | 5TWX5036A1 | 5TXCC005AS3+TSTAT | L8V1C100U5VSB | 33400 | 31000 | 15.2 | 12 | 8.1 | 2.2 | 70 | 56 | 215687147
TRANE | 5TWX5036A1 | 5TXCC005AS3+TSTAT | *UHMC100CCV4 | 33200 | 31200 | 15.2 | 11.7 | 8.1 | 2.2 | 70 | 56 | 215687149
TRANE | 5TWX5036A1 | 5TXCC005AS3+TSTAT | S9X2C100U5PSB | 33200 | 31600 | 15.2 | 11.2 | 8.1 | 2.2 | 70 | 56 | 215687150
TRANE | 5TWX5036A1 | 5TXCC005AS3+TSTAT | S9X2C080U5PSB | 33000 | 30800 | 15.2 | 12 | 8.1 | 2.2 | 70 | 56 | 215687151
TRANE | 5TWX5036A1 | 5TXCC005AS3+TSTAT | S9X1C100U5PSB | 33200 | 31600 | 15.2 | 11.2 | 8.1 | 2.2 | 70 | 56 | 215687152
TRANE | 5TWX5036A1 | 5TXCC005AS3+TSTAT | S9X1C080U5PSB | 33000 | 30800 | 15.2 | 12 | 8.1 | 2.2 | 70 | 56 | 215687153
TRANE | 5TWX5036A1 | 5TXCC005AS3+TSTAT | S9V2C100U5PSC | 33200 | 31200 | 15.2 | 11.7 | 8.1 | 2.2 | 70 | 56 | 215687154
TRANE | 5TWX5036A1 | 5TXCC005AS3+TSTAT | S9V2C100U4VSB | 33200 | 31200 | 15.2 | 11.7 | 8.1 | 2.2 | 70 | 56 | 215687155
TRANE | 5TWX5036A1 | 5TXCC005AS3+TSTAT | S9V2C080U5PSC | 33200 | 31000 | 15.2 | 11.7 | 8.1 | 2.2 | 70 | 56 | 215687156
TRANE | 5TWX5036A1 | 5TXCC005AS3+TSTAT | S8X2C100M5PTC | 33000 | 31000 | 15.2 | 11.7 | 8.1 | 2.2 | 70 | 56 | 215687157
TRANE | 5TWX5036A1 | 5TXCC005AS3+TSTAT | S8X2C100M5PSC | 33000 | 31000 | 15.2 | 11.7 | 8.1 | 2.2 | 70 | 56 | 215687158
TRANE | 5TWX5036A1 | 5TXCC005AS3+TSTAT | S8X2C080M5PTC | 33200 | 31400 | 15.2 | 11.7 | 8.1 | 2.2 | 69 | 56 | 215687159
TRANE | 5TWX5036A1 | 5TXCC005AS3+TSTAT | S8X2C080M5PSC | 33200 | 31400 | 15.2 | 11.7 | 8.1 | 2.2 | 69 | 56 | 215687160
TRANE | 5TWX5036A1 | 5TXCC009AS3+TSTAT | S9X1C100U5PSB | 34600 | 31400 | 15.5 | 12 | 8.1 | 2.3 | 69 | 55 | 215687161
TRANE | 5TWX5036A1 | 5TXCC009AS3+TSTAT | S9X2C080U5PSB | 34400 | 31000 | 16 | 12 | 8.1 | 2.3 | 69 | 55 | 215687162
TRANE | 5TWX5036A1 | 5TXCC009AS3+TSTAT | S8X2C100M5PTC | 34400 | 31000 | 16 | 12 | 8.1 | 2.3 | 70 | 56 | 215687163
TRANE | 5TWX5036A1 | 5TXCC009AS3+TSTAT | S9V2C080U5PSC | 34400 | 30800 | 16 | 12 | 8.1 | 2.3 | 69 | 56 | 215687164
TRANE | 5TWX5036A1 | 5TXCC009AS3+TSTAT | S9V2C100U4VSB | 34400 | 31000 | 16 | 12 | 8.1 | 2.3 | 69 | 55 | 215687165
TRANE | 5TWX5036A1 | 5TXCC009AS3+TSTAT | S9V2C100U5PSC | 34400 | 31000 | 16 | 12 | 8.1 | 2.3 | 69 | 55 | 215687166
TRANE | 5TWX5036A1 | 5TXCC009AS3+TSTAT | S9X1C080U5PSB | 34400 | 31000 | 16 | 12 | 8.1 | 2.3 | 69 | 55 | 215687167
TRANE | 5TWX5036A1 | 5TXCC009AS3+TSTAT | S8X2C100M5PSC | 34400 | 31000 | 16 | 12 | 8.1 | 2.3 | 70 | 56 | 215687168
TRANE | 5TWX5036A1 | 5TXCC009AS3+TSTAT | S8X2C080M5PTC | 34800 | 31400 | 16 | 12 | 8.1 | 2.3 | 69 | 55 | 215687169
TRANE | 5TWX5036A1 | 5TXCC009AS3+TSTAT | S8X2C080M5PSC | 34800 | 31400 | 16 | 12 | 8.1 | 2.3 | 69 | 55 | 215687170
TRANE | 5TWX5036A1 | 5TXCC009AS3+TSTAT | S8X1C100M5PSC | 34400 | 31000 | 16 | 12 | 8.1 | 2.3 | 70 | 56 | 215687171
TRANE | 5TWX5036A1 | 5TXCC009AS3+TSTAT | S8X1C080M5PTC | 34800 | 31400 | 16 | 12 | 8.1 | 2.3 | 69 | 55 | 215687172
TRANE | 5TWX5036A1 | 5TXCC009AS3+TSTAT | S9X2C100U5PSB | 34600 | 31400 | 15.5 | 12 | 8.1 | 2.3 | 69 | 55 | 215687173
TRANE | 5TWX5036A1 | 5TXCC009AS3+TSTAT | *UHMC100CCV4 | 34800 | 31200 | 16 | 12 | 8.1 | 2.3 | 69 | 55 | 215687174
TRANE | 5TWX5036A1 | 5TXCC009AS3+TSTAT | L8V1C100U5VSB | 34800 | 31200 | 16.5 | 12 | 8.1 | 2.3 | 69 | 55 | 215687175
TRANE | 5TWX5036A1 | 5TXCC009AS3+TSTAT | L9X1C100U5VSA | 34200 | 31200 | 15.5 | 12 | 8.1 | 2.2 | 70 | 56 | 215687176
TRANE | 5TWX5036A1 | 5TXCC009AS3+TSTAT |  | 34200 | 31800 | 15.2 | 11.7 | 8.1 | 2.2 | 70 | 56 | 215687177
TRANE | 5TWX5036A1 | 5TXCC009AS3+TSTAT+P0V0C000M50SD |  | 35000 | 31200 | 16.5 | 12 | 8.1 | 2.3 | 69 | 55 | 215687178
TRANE | 5TWX5036A1 | 5TXCC009AS3+TSTAT | S8V2C080M5PCB | 34600 | 31200 | 16 | 12 | 8.1 | 2.3 | 69 | 56 | 215687179
TRANE | 5TWX5036A1 | 5TXCC009AS3+TSTAT | S8V2C080M5PDB | 34600 | 31200 | 16 | 12 | 8.1 | 2.3 | 69 | 56 | 215687180
TRANE | 5TWX5036A1 | 5TXCC009AS3+TSTAT | S8V2C100M5PCB | 34600 | 31400 | 16 | 12 | 8.1 | 2.3 | 69 | 55 | 215687181
TRANE | 5TWX5036A1 | 5TXCC009AS3+TSTAT | S8V2C100M5PDB | 34600 | 31400 | 16 | 12 | 8.1 | 2.3 | 69 | 55 | 215687182
TRANE | 5TWX5036A1 | 5TXCC009AS3+TSTAT | S8X1C080M5PSC | 34800 | 31400 | 16 | 12 | 8.1 | 2.3 | 69 | 55 | 215687183
TRANE | 5TWX5036A1 | 5TXCD008AS3+TSTAT | S9X1D120U5PSB | 34000 | 30800 | 15.5 | 12 | 8.1 | 2.3 | 69 | 55 | 215687184
TRANE | 5TWX5036A1 | 5TXCD008AS3+TSTAT | S9X2D120U5PSB | 34000 | 30800 | 15.5 | 12 | 8.1 | 2.3 | 69 | 55 | 215687185
TRANE | 5TWX5036A1 | 5TXCD008AS3+TSTAT | S8X2D120M5PSC | 34400 | 31400 | 16 | 12 | 8.1 | 2.3 | 69 | 55 | 215687186
TRANE | 5TWX5036A1 | 5TXCD008AS3+TSTAT | S9V2D120U5PSC | 34800 | 31600 | 16 | 12 | 8.5 | 2.3 | 69 | 55 | 215687187
TRANE | 5TWX5042A1 | 5PX*D010AS3+TSTAT | S9X2D120U5PSB | 41000 | 39000 | 16 | 12 | 8.1 | 2.1 | 66 | 49 | 215687394
TRANE | 5TWX5042A1 | 5PX*D008AS3+TSTAT | S8V2D120M5PDB | 40500 | 40000 | 16 | 12 | 8.1 | 2.1 | 65 | 49 | 215687377
TRANE | 5TWX5042A1 | 5PX*D008AS3+TSTAT | S8V2D120M5PCB | 40500 | 40000 | 16 | 12 | 8.1 | 2.1 | 65 | 49 | 215687376
TRANE | 5TWX5042A1 | 5PX*D008AS3+TSTAT | S8X1D120M5PSC | 40500 | 40000 | 16 | 12 | 8.1 | 2.1 | 65 | 49 | 215687378
TRANE | 5TWX5042A1 | 5PX*D010AS3+TSTAT | S9X1D120U5PSB | 41000 | 39000 | 16 | 12 | 8.1 | 2.1 | 66 | 49 | 215687393
TRANE | 5TWX5042A1 | 5PX*D010AS3+TSTAT | S8X2D120M5PSC | 41000 | 39500 | 16 | 12 | 8.1 | 2.1 | 65 | 49 | 215687391
TRANE | 5TWX5042A1 | 5PX*D010AS3+TSTAT | S8X1D120M5PTC | 41000 | 39500 | 16 | 12 | 8.1 | 2.1 | 65 | 49 | 215687390
TRANE | 5TWX5042A1 | 5PX*D010AS3+TSTAT | S8X1D120M5PSC | 41000 | 39500 | 16 | 12 | 8.1 | 2.1 | 65 | 49 | 215687389
TRANE | 5TWX5042A1 | 5PX*D010AS3+TSTAT | S8V2D120M5PDB | 41000 | 40000 | 16 | 12 | 8.1 | 2.1 | 65 | 49 | 215687388
TRANE | 5TWX5042A1 | 5PX*D008AS3+TSTAT+P0V0D000M50SD |  | 41000 | 39500 | 16.5 | 12 | 8.1 | 2.1 | 65 | 49 | 215687375
TRANE | 5TWX5042A1 | 5PX*D008AS3+TSTAT | S9X2D120U5PSB | 40500 | 39500 | 16 | 12 | 8.1 | 2.1 | 65 | 49 | 215687379
TRANE | 5TWX5042A1 | 5PX*D008AS3+TSTAT | *UHMD120CCV5 | 40000 | 39500 | 16 | 12 | 8.1 | 2.1 | 65 | 49 | 215687373
TRANE | 5TWX5042A1 | 5PX*D008AS3+TSTAT | S8X2D120M5PSC | 40500 | 40000 | 16 | 12 | 8.1 | 2.1 | 65 | 49 | 215687383
TRANE | 5TWX5042A1 | 5PX*D008AS3+TSTAT | S8X1D120M5PTC | 40500 | 40000 | 16 | 12 | 8.1 | 2.1 | 65 | 49 | 215687382
TRANE | 5TWX5042A1 | 5PX*D008AS3+TSTAT | S8X2D120M5PTC | 40500 | 40000 | 16 | 12 | 8.1 | 2.1 | 65 | 49 | 215687381
TRANE | 5TWX5042A1 | 5PX*D008AS3+TSTAT | S9V2D120U5PSC | 40000 | 39500 | 16 | 12 | 8.1 | 2.1 | 64 | 49 | 215687380
TRANE | 5TWX5042A1 | 5PX*D008AS3+TSTAT | S9V2D120U5VSB | 40000 | 39500 | 16 | 12 | 8.1 | 2.1 | 64 | 49 | 215687372
TRANE | 5TWX5042A1 | 5PX*D008AS3+TSTAT | S9X1D120U5PSB | 40500 | 39500 | 16 | 12 | 8.1 | 2.1 | 65 | 49 | 215687371
TRANE | 5TWX5030A1 | 5PX*B006AS3+TSTAT | S8X2A040M3PTC | 27000 | 24200 | 16 | 12 | 8.1 | 2 | 67 | 52 | 215686524
TRANE | 5TWX5030A1 | 5PX*B006AS3+TSTAT | S8X2A040M3PSC | 27000 | 24200 | 16 | 12 | 8.1 | 2 | 67 | 52 | 215686523
TRANE | 5TWX5030A1 | 5PX*B006AS3+TSTAT | S8X1A040M3PTC | 27000 | 24200 | 16 | 12 | 8.1 | 2 | 67 | 52 | 215686518
TRANE | 5TWX5030A1 | 5PX*B006AS3+TSTAT | S8X1A040M3PSC | 27000 | 24200 | 16 | 12 | 8.1 | 2 | 67 | 52 | 215686517
AMERISTAR | A5HP5060A1 | 5PX*C009AS3+TSTAT+P0V0C000M50SD |  | 55000 | 53000 | 15.2 | 11.7 | 8.1 | 2.4 | 68 | 54 | 215575779
RUNTRU | A5HP5060A1 | 5PX*C009AS3+TSTAT+P0V0C000M50SD |  | 55000 | 53000 | 15.2 | 11.7 | 8.1 | 2.4 | 68 | 54 | 215575778
AMERISTAR | A5HP5048A1 | 5TXCD008AS3+TSTAT+P0V0D000M50SD |  | 45000 | 43500 | 16 | 12 | 8.1 | 2.1 | 67 | 51 | 215575729
RUNTRU | A5HP5048A1 | 5TXCD008AS3+TSTAT+P0V0D000M50SD |  | 45000 | 43500 | 16 | 12 | 8.1 | 2.1 | 67 | 51 | 215575728
AMERISTAR | A5HP5048A1 | 5TXCC009AS3+TSTAT+P0V0C000M50SD |  | 45500 | 43000 | 16 | 12 | 8.1 | 2.2 | 67 | 52 | 215575721
RUNTRU | A5HP5048A1 | 5TXCC009AS3+TSTAT+P0V0C000M50SD |  | 45500 | 43000 | 16 | 12 | 8.1 | 2.2 | 67 | 52 | 215575720
AMERISTAR | A5HP5048A1 | 5TXCC009AS3+TSTAT |  | 45500 | 44000 | 15.2 | 11.5 | 8.1 | 2.1 | 68 | 53 | 215575713
RUNTRU | A5HP5048A1 | 5TXCC009AS3+TSTAT |  | 45500 | 44000 | 15.2 | 11.5 | 8.1 | 2.1 | 68 | 53 | 215575712
TRANE | 5TWX5042A1 | 5PX*C009AS3+TSTAT | S8V2C100M5PCB | 40500 | 39000 | 16 | 12 | 8.1 | 2.1 | 66 | 49 | 215687329
TRANE | 5TWX5042A1 | 5PX*C009AS3+TSTAT | S8V2C080M5PDB | 40500 | 39000 | 16 | 12 | 8.1 | 2.1 | 65 | 49 | 215687328
TRANE | 5TWX5042A1 | 5PX*C009AS3+TSTAT | S8V2C080M5PCB | 40500 | 39000 | 16 | 12 | 8.1 | 2.1 | 65 | 49 | 215687327
TRANE | 5TWX5042A1 | 5PX*C009AS3+TSTAT+P0V0C000M50SD |  | 41000 | 39000 | 16 | 12 | 8.1 | 2.2 | 65 | 49 | 215687326
TRANE | 5TWX5042A1 | 5PX*C009AS3+TSTAT |  | 40000 | 40000 | 15.2 | 11.7 | 8.1 | 2.1 | 66 | 50 | 215687325
TRANE | 5TWX5042A1 | 5PX*C009AS3+TSTAT | L9X1C100U5VSA | 39500 | 39000 | 15.2 | 12 | 8.1 | 2.1 | 65 | 49 | 215687324
TRANE | 5TWX5042A1 | 5PX*C009AS3+TSTAT | L8V1C100U5VSB | 41000 | 39500 | 16 | 12 | 8.1 | 2.1 | 65 | 49 | 215687323
TRANE | 5TWX5042A1 | 5PX*C009AS3+TSTAT | *UHMC100CCV4 | 40000 | 39000 | 16 | 12 | 8.1 | 2.2 | 65 | 49 | 215687322
TRANE | 5TWX5042A1 | 5PX*C009AS3+TSTAT | S9X2C100U5PSB | 40000 | 39000 | 15.5 | 12 | 8.1 | 2.1 | 65 | 49 | 215687321
TRANE | 5TWX5042A1 | 5PX*C009AS3+TSTAT | S9X2C080U5PSB | 41000 | 40000 | 16 | 12 | 8.1 | 2.1 | 65 | 49 | 215687320
TRANE | 5TWX5042A1 | 5PX*C009AS3+TSTAT | S9X1C100U5PSB | 40000 | 39000 | 15.5 | 12 | 8.1 | 2.1 | 65 | 49 | 215687319
TRANE | 5TWX5042A1 | 5PX*C009AS3+TSTAT | S9X1C080U5PSB | 41000 | 40000 | 16 | 12 | 8.1 | 2.1 | 65 | 49 | 215687318
TRANE | 5TWX5042A1 | 5PX*C009AS3+TSTAT | S9V2C100U5PSC | 40500 | 39000 | 16 | 12 | 8.1 | 2.1 | 65 | 49 | 215687317
TRANE | 5TWX5042A1 | 5PX*C009AS3+TSTAT | S9V2C100U4VSB | 40500 | 39000 | 16 | 12 | 8.1 | 2.1 | 65 | 49 | 215687316
TRANE | 5TWX5042A1 | 5PX*C009AS3+TSTAT | S9V2C080U5PSC | 40500 | 39000 | 16 | 12 | 8.1 | 2.1 | 65 | 49 | 215687315
TRANE | 5TWX5042A1 | 5PX*C009AS3+TSTAT | S8X2C100M5PTC | 40500 | 39000 | 16 | 12 | 8.1 | 2.1 | 65 | 49 | 215687314
TRANE | 5TWX5042A1 | 5PX*C009AS3+TSTAT | S8X2C100M5PSC | 40500 | 39000 | 16 | 12 | 8.1 | 2.1 | 65 | 49 | 215687313
TRANE | 5TWX5042A1 | 5PX*C009AS3+TSTAT | S8X2C080M5PTC | 40500 | 39000 | 16 | 12 | 8.1 | 2.1 | 65 | 49 | 215687312
TRANE | 5TWX5042A1 | 5PX*C009AS3+TSTAT | S8X2C080M5PSC | 40500 | 39000 | 16 | 12 | 8.1 | 2.1 | 65 | 49 | 215687311
TRANE | 5TWX5042A1 | 5PX*C009AS3+TSTAT | S8X1C100M5PTC | 40500 | 39000 | 16 | 12 | 8.1 | 2.1 | 65 | 49 | 215687310
TRANE | 5TWX5042A1 | 5PX*C009AS3+TSTAT | S8X1C100M5PSC | 40500 | 39000 | 16 | 12 | 8.1 | 2.1 | 65 | 49 | 215687309
TRANE | 5TWX5042A1 | 5PX*C009AS3+TSTAT | S8X1C080M5PTC | 40500 | 39000 | 16 | 12 | 8.1 | 2.1 | 65 | 49 | 215687308
TRANE | 5TWX5042A1 | 5PX*C009AS3+TSTAT | S8X1C080M5PSC | 40500 | 39000 | 16 | 12 | 8.1 | 2.1 | 65 | 49 | 215687307
TRANE | 5TWX5042A1 | 5PX*C009AS3+TSTAT | S8V2C100M5PDB | 40500 | 39000 | 16 | 12 | 8.1 | 2.1 | 66 | 49 | 215687306
TRANE | 5TWX5042A1 | 5PX*C007AS3+TSTAT | S8X2C080M5PTC | 40500 | 40000 | 16 | 12 | 8.1 | 2 | 65 | 49 | 215687305
TRANE | 5TWX5042A1 | 5PX*C007AS3+TSTAT | S9V2C100U4VSB | 40000 | 39500 | 16 | 12 | 8.1 | 2.1 | 65 | 49 | 215687304
TRANE | 5TWX5042A1 | 5PX*C007AS3+TSTAT | S9V2C080U5PSC | 40500 | 40000 | 16 | 12 | 8.1 | 2 | 65 | 49 | 215687303
TRANE | 5TWX5042A1 | 5PX*C007AS3+TSTAT | S8X2C100M5PTC | 40000 | 40000 | 16 | 12 | 8.1 | 2 | 65 | 49 | 215687302
TRANE | 5TWX5042A1 | 5PX*C007AS3+TSTAT | S9X2C100U5PSB | 39500 | 39500 | 15.2 | 12 | 8.1 | 2.1 | 65 | 49 | 215687301
TRANE | 5TWX5042A1 | 5PX*C007AS3+TSTAT | S9X1C100U5PSB | 39500 | 39500 | 15.2 | 12 | 8.1 | 2.1 | 65 | 49 | 215687299
TRANE | 5TWX5042A1 | 5PX*C007AS3+TSTAT | *UHMC100CCV4 | 40000 | 39500 | 16 | 12 | 8.1 | 2.1 | 65 | 49 | 215687297
TRANE | 5TWX5042A1 | 5PX*C007AS3+TSTAT | L8V1C100U5VSB | 40500 | 40000 | 16 | 12 | 8.1 | 2.1 | 65 | 49 | 215687296
TRANE | 5TWX5042A1 | 5PX*C007AS3+TSTAT+P0V0C000M50SD |  | 40500 | 39500 | 16 | 12 | 8.1 | 2.1 | 64 | 49 | 215687293
TRANE | 5TWX5042A1 | 5PX*C007AS3+TSTAT | S8V2C100M5PCB | 40000 | 40000 | 15.5 | 12 | 8.1 | 2.1 | 65 | 49 | 215687290
TRANE | 5TWX5042A1 | 5PX*C007AS3+TSTAT | S8V2C100M5PDB | 40000 | 40000 | 15.5 | 12 | 8.1 | 2.1 | 65 | 49 | 215687289
TRANE | 5TWX5042A1 | 5PX*C007AS3+TSTAT | S8X1C080M5PSC | 40500 | 40000 | 16 | 12 | 8.1 | 2 | 65 | 49 | 215687288
TRANE | 5TWX5042A1 | 5PX*C007AS3+TSTAT | S8X1C080M5PTC | 40500 | 40000 | 16 | 12 | 8.1 | 2 | 65 | 49 | 215687287
TRANE | 5TWX5042A1 | 5PX*C007AS3+TSTAT | S8X1C100M5PSC | 40000 | 40000 | 16 | 12 | 8.1 | 2 | 65 | 49 | 215687286
TRANE | 5TWX5042A1 | 5PX*C007AS3+TSTAT | S8X1C100M5PTC | 40000 | 40000 | 16 | 12 | 8.1 | 2 | 65 | 49 | 215687285
TRANE | 5TWX5042A1 | 5PX*C007AS3+TSTAT | S8X2C080M5PSC | 40500 | 40000 | 16 | 12 | 8.1 | 2 | 65 | 49 | 215687284
TRANE | 5TWX5042A1 | 5PX*C007AS3+TSTAT | S9V2C100U5PSC | 40500 | 40000 | 16 | 12 | 8.1 | 2 | 65 | 49 | 215687283
TRANE | 5TWX5042A1 | 5PX*C007AS3+TSTAT | S8X2C100M5PSC | 40000 | 40000 | 16 | 12 | 8.1 | 2 | 65 | 49 | 215687282
AMERISTAR | A5HP5048A1 | 5PX*DD10AS3+TSTAT+P0V0D000M50SD |  | 44500 | 43000 | 15.2 | 12 | 8.1 | 2.1 | 67 | 51 | 215575699
RUNTRU | A5HP5048A1 | 5PX*DD10AS3+TSTAT+P0V0D000M50SD |  | 44500 | 43000 | 15.2 | 12 | 8.1 | 2.1 | 67 | 51 | 215575698
AMERISTAR | A5HP5048A1 | 5PX*D010AS3+TSTAT | A952V080CU5SB | 44000 | 42000 | 15.2 | 11.7 | 8.1 | 2.1 | 67 | 52 | 215575683
RUNTRU | A5HP5048A1 | 5PX*D010AS3+TSTAT | A952V080CU5SB | 44000 | 42000 | 15.2 | 11.7 | 8.1 | 2.1 | 67 | 52 | 215575682
AMERISTAR | A5HP5048A1 | 5PX*D010AS3+TSTAT | A952V120DU5SB | 45500 | 43000 | 16 | 12 | 8.1 | 2.1 | 67 | 52 | 215575679
RUNTRU | A5HP5048A1 | 5PX*D010AS3+TSTAT | A952V120DU5SB | 45500 | 43000 | 16 | 12 | 8.1 | 2.1 | 67 | 52 | 215575678
AMERISTAR | A5HP5048A1 | 5PX*D010AS3+TSTAT |  | 45500 | 44000 | 15.2 | 11.5 | 8.1 | 2.1 | 68 | 53 | 215575675
RUNTRU | A5HP5048A1 | 5PX*D010AS3+TSTAT |  | 45500 | 44000 | 15.2 | 11.5 | 8.1 | 2.1 | 68 | 53 | 215575674
AMERISTAR | A5HP5048A1 | 5PX*D010AS3+TSTAT+P0V0C000M50SD |  | 44000 | 41500 | 16 | 12 | 8.1 | 2.1 | 67 | 52 | 215575673
RUNTRU | A5HP5048A1 | 5PX*D010AS3+TSTAT+P0V0C000M50SD |  | 44000 | 41500 | 16 | 12 | 8.1 | 2.1 | 67 | 52 | 215575672
AMERISTAR | A5HP5048A1 | 5PX*D010AS3+TSTAT | A952V100CU5SB | 44000 | 42000 | 15.2 | 11.7 | 8.1 | 2.1 | 67 | 52 | 215575671
RUNTRU | A5HP5048A1 | 5PX*D010AS3+TSTAT | A952V100CU5SB | 44000 | 42000 | 15.2 | 11.7 | 8.1 | 2.1 | 67 | 52 | 215575670
AMERISTAR | A5HP5048A1 | 5PX*D010AS3+TSTAT | A951X120DU5SA | 45000 | 43000 | 15.5 | 12 | 8.1 | 2.2 | 67 | 52 | 215575669
RUNTRU | A5HP5048A1 | 5PX*D010AS3+TSTAT | A951X120DU5SA | 45000 | 43000 | 15.5 | 12 | 8.1 | 2.2 | 67 | 52 | 215575668
AMERISTAR | A5HP5048A1 | 5PX*D010AS3+TSTAT | A801X120DM5TD | 45000 | 43000 | 16 | 12 | 8.1 | 2.2 | 67 | 52 | 215575663
RUNTRU | A5HP5048A1 | 5PX*D010AS3+TSTAT | A801X120DM5TD | 45000 | 43000 | 16 | 12 | 8.1 | 2.2 | 67 | 52 | 215575662
AMERISTAR | A5HP5048A1 | 5PX*D010AS3+TSTAT | A801X120DM5SD | 45000 | 43000 | 16 | 12 | 8.1 | 2.2 | 67 | 52 | 215575661
RUNTRU | A5HP5048A1 | 5PX*D010AS3+TSTAT | A801X120DM5SD | 45000 | 43000 | 16 | 12 | 8.1 | 2.2 | 67 | 52 | 215575660
AMERISTAR | A5HP5048A1 | 5PX*D010AS3+TSTAT+P0V0D000M50SD |  | 45500 | 43000 | 16 | 12 | 8.1 | 2.2 | 67 | 51 | 215575659
RUNTRU | A5HP5048A1 | 5PX*D010AS3+TSTAT+P0V0D000M50SD |  | 45500 | 43000 | 16 | 12 | 8.1 | 2.2 | 67 | 51 | 215575658
AMERISTAR | A5HP5048A1 | 5PX*D010AS3+TSTAT | A951X100CU5SA | 44000 | 42000 | 15.2 | 11.7 | 8.1 | 2 | 68 | 52 | 215575653
RUNTRU | A5HP5048A1 | 5PX*D010AS3+TSTAT | A951X100CU5SA | 44000 | 42000 | 15.2 | 11.7 | 8.1 | 2 | 68 | 52 | 215575652
ADP | HH836E2S11 | H,YE9J(1,2)36+TXV | TM8V100C16MP12 | 33600 | 30000 | 18 | 11 | 8.5 | 2 | 89 | 84 | 215727878
ADP | HH836E2S11 | H,YE9J(1,2)36+TXV | TM8V080C16MP12 | 33600 | 30000 | 18 | 11 | 8.5 | 2 | 89 | 84 | 215727877
ADP | HH836E2S11 | H,YE9J(1,2)36+TXV | TM8V080B12MP12 | 32400 | 28800 | 16 | 11 | 8.5 | 2 | 90 | 86 | 215727876
ADP | HH836E2S11 | H,YE9J(1,2)36+TXV | TM8E120C16MP11 | 32600 | 29400 | 18 | 10.5 | 8.5 | 2 | 85 | 81 | 215727874
ADP | HH836E2S11 | H,YE9J(1,2)36+TXV | TM8E100C16MP11 | 32400 | 29400 | 18 | 10.5 | 8.5 | 2 | 85 | 85 | 215727872
ADP | HH836E2S11 | H,YE9J(1,2)36+TXV | TM8E100B12MP11 | 33200 | 29600 | 17 | 11 | 8.5 | 2 | 89 | 84 | 215727871
ADP | HH836E2S11 | H,YE9J(1,2)36+TXV | TM8E080C16MP11 | 32400 | 29200 | 18 | 10.5 | 8.5 | 2 | 86 | 81 | 215727869
ADP | HH836E2S11 | H,YE9J(1,2)36+TXV | TM8E080B12MP11 | 33200 | 29800 | 17 | 11 | 8.5 | 2 | 89 | 84 | 215727868
ADP | 5TWX5036A1 | H,TE9J*36+TXV+P0V0C000M50SD |  | 33400 | 29800 | 15.2 | 11.7 | 8.1 | 2.3 | 68 | 56 | 215727843
ADP | 5TWX5036A1 | H,TE36*36+TXV+P0V0C000M50SD |  | 33800 | 29800 | 15.2 | 11.7 | 8.1 | 2.3 | 68 | 56 | 215727842
ADP | 5TWX5036A1 | H,TE9J*36+TXV+P0V0C000M50SC |  | 33400 | 29800 | 15.2 | 11.7 | 8.1 | 2.3 | 68 | 56 | 215727841
ADP | 5TWX5036A1 | H,TE36*36+TXV+P0V0C000M50SC |  | 33800 | 29800 | 15.2 | 11.7 | 8.1 | 2.3 | 68 | 56 | 215727840
ADP | 5TWX5048A1 | H,TE49*60+TXV | S9X2D120U5PSB | 45000 | 41500 | 15.2 | 11.7 | 8.1 | 2.1 | 67 | 52 | 215727827
ADP | 5TWX5048A1 | H,TE48*60+TXV | S9X2D120U5PSB | 44500 | 41500 | 15.2 | 11.5 | 8.1 | 2.1 | 67 | 52 | 215727826
ADP | 5TWX5048A1 | H,TE2K*48+TXV | S9X2D120U5PSB | 43500 | 41500 | 15.2 | 11 | 8.1 | 2.1 | 67 | 52 | 215727825
ADP | 5TWX5030A1 | H,TE9J*36+TXV | S8X1A040M3PSC | 25800 | 22800 | 15.2 | 11.5 | 8.1 | 2 | 68 | 55 | 215727029
ADP | 5TWX5024A1 | H,TE9J*36+TXV | S9X2B080U4PSB | 23200 | 20200 | 15.2 | 12 | 8.1 | 2.1 | 67 | 53 | 215726980
ADP | 5TWX5024A1 | H,TE36*36+TXV | S9X2B080U4PSB | 23400 | 20200 | 15.2 | 12 | 8.1 | 2.1 | 67 | 53 | 215726979
ADP | 5TWX5024A1 | H,TE9J*36+TXV | S9X1B080U4PSB | 23200 | 20200 | 15.2 | 12 | 8.1 | 2.1 | 67 | 53 | 215726974
ADP | 5TWX5024A1 | H,TE36*36+TXV | S9X1B080U4PSB | 23400 | 20200 | 15.2 | 12 | 8.1 | 2.1 | 67 | 53 | 215726973
ADP | HH860E2S11 | H,YG49*48+TXV-BLEED | TM8V080C16MP12 | 43500 | 42000 | 18 | 11.7 | 8.5 | 2 | 74 | 78 | 215726461
ADP | HH860E2S11 | H,YG48*60+TXV | TM8V080C16MP12 | 43500 | 42000 | 18 | 11.7 | 8.5 | 2 | 74 | 78 | 215726460
ADP | HH860E2S11 | H,YG48*48+TXV | TM8V080C16MP12 | 43500 | 42000 | 18 | 11.7 | 8.5 | 2 | 74 | 78 | 215726459
ADP | HH860E2S11 | H,YG48*60+TXV-BLEED | TM8V080C16MP12 | 43500 | 42000 | 18 | 11.7 | 8.5 | 2 | 74 | 78 | 215726458
ADP | HH860E2S11 | H,YG48*48+TXV-BLEED | TM8V080C16MP12 | 43500 | 42000 | 18 | 11.7 | 8.5 | 2 | 74 | 78 | 215726457
ADP | HH860E2S11 | H,YG37*48+TXV | TM8V080C16MP12 | 43500 | 42000 | 17 | 11.7 | 8.5 | 2 | 74 | 78 | 215726456
ADP | HH860E2S11 | H,YG37*48+TXV-BLEED | TM8V080C16MP12 | 43500 | 42000 | 17 | 11.7 | 8.5 | 2 | 74 | 78 | 215726455
ADP | HH836E2S11 | H,YG81*36+TXV | Y82E080B12LMPS1 | 32800 | 28400 | 19 | 11.7 | 8.5 | 2 | 89 | 86 | 215726454
ADP | HH836E2S11 | H,YG81*36+TXV-BLEED | Y82E080B12LMPS1 | 32800 | 28400 | 19 | 11.7 | 8.5 | 2 | 89 | 86 | 215726453
ADP | HH836E2S11 | H,YG80*36+TXV | Y82E080B12LMPS1 | 32800 | 28400 | 19 | 11.7 | 8.5 | 2 | 89 | 86 | 215726452
ADP | HH836E2S11 | H,YG80*36+TXV-BLEED | Y82E080B12LMPS1 | 32800 | 28400 | 19 | 11.7 | 8.5 | 2 | 89 | 86 | 215726451
ADP | HH836E2S11 | H,YG37*36+TXV | Y82E080B12LMPS1 | 32800 | 28400 | 19 | 11.7 | 8.5 | 2 | 89 | 86 | 215726450
ADP | HH836E2S11 | H,YG37*36+TXV-BLEED | Y82E080B12LMPS1 | 32800 | 28400 | 19 | 11.7 | 8.5 | 2 | 89 | 86 | 215726449
ADP | HH836E2S11 | H,YG36*36+TXV | Y82E080B12LMPS1 | 32800 | 28400 | 19 | 11.7 | 8.5 | 2 | 89 | 86 | 215726448
ADP | HH836E2S11 | H,YG36*36+TXV-BLEED | Y82E080B12LMPS1 | 32800 | 28400 | 19 | 11.7 | 8.5 | 2 | 89 | 86 | 215726447
ADP | HH836E2S11 | H,YG81*36+TXV | Y81E120C20SMPS1 | 33600 | 30000 | 19 | 11 | 8.5 | 2 | 84 | 83 | 215726446
ADP | HH836E2S11 | H,YG81*36+TXV-BLEED | Y81E120C20SMPS1 | 33600 | 30000 | 19 | 11 | 8.5 | 2 | 84 | 83 | 215726445
ADP | HH836E2S11 | H,YG80*36+TXV | Y81E120C20SMPS1 | 33600 | 30000 | 19 | 11 | 8.5 | 2 | 84 | 83 | 215726444
ADP | HH836E2S11 | H,YG80*36+TXV-BLEED | Y81E120C20SMPS1 | 33600 | 30000 | 19 | 11 | 8.5 | 2 | 84 | 83 | 215726443
ADP | HH836E2S11 | H,YG37*36+TXV | Y81E120C20SMPS1 | 33600 | 30000 | 19 | 11 | 8.5 | 2 | 84 | 83 | 215726442
ADP | HH836E2S11 | H,YG37*36+TXV-BLEED | Y81E120C20SMPS1 | 33600 | 30000 | 19 | 11 | 8.5 | 2 | 84 | 83 | 215726441
ADP | HH836E2S11 | H,YG36*36+TXV | Y81E120C20SMPS1 | 33600 | 30000 | 19 | 11 | 8.5 | 2 | 84 | 83 | 215726440
ADP | HH836E2S11 | H,YG36*36+TXV-BLEED | Y81E120C20SMPS1 | 33600 | 30000 | 19 | 11 | 8.5 | 2 | 84 | 83 | 215726439
ADP | HH836E2S11 | H,YG81*36+TXV | Y81E120C16SMPS1 | 33400 | 29400 | 19 | 11.7 | 8.5 | 2 | 84 | 84 | 215726438
ADP | HH836E2S11 | H,YG81*36+TXV-BLEED | Y81E120C16SMPS1 | 33400 | 29600 | 19 | 11.7 | 8.5 | 2 | 84 | 84 | 215726437
ADP | HH836E2S11 | H,YG80*36+TXV | Y81E120C16SMPS1 | 33400 | 29400 | 19 | 11.7 | 8.5 | 2 | 84 | 84 | 215726436
ADP | HH836E2S11 | H,YG80*36+TXV-BLEED | Y81E120C16SMPS1 | 33400 | 29600 | 19 | 11.7 | 8.5 | 2 | 84 | 84 | 215726435
ADP | HH836E2S11 | H,YG37*36+TXV | Y81E120C16SMPS1 | 33400 | 29600 | 19 | 11.7 | 8.5 | 2 | 84 | 84 | 215726434
ADP | HH836E2S11 | H,YG37*36+TXV-BLEED | Y81E120C16SMPS1 | 33400 | 29600 | 19 | 11.7 | 8.5 | 2 | 84 | 84 | 215726433
ADP | HH836E2S11 | H,YG36*36+TXV | Y81E120C16SMPS1 | 33400 | 29400 | 19 | 11.7 | 8.5 | 2 | 84 | 84 | 215726432
ADP | HH836E2S11 | H,YG36*36+TXV-BLEED | Y81E120C16SMPS1 | 33400 | 29400 | 19 | 11.7 | 8.5 | 2 | 84 | 84 | 215726431
ADP | HH836E2S11 | H,YG81*36+TXV | Y81E100C20SMPS1 | 33800 | 30000 | 19 | 11 | 8.5 | 2 | 83 | 83 | 215726430
ADP | HH836E2S11 | H,YG81*36+TXV-BLEED | Y81E100C20SMPS1 | 33800 | 30000 | 19 | 11 | 8.5 | 2 | 83 | 83 | 215726429
ADP | HH836E2S11 | H,YG80*36+TXV | Y81E100C20SMPS1 | 33800 | 30000 | 19 | 11 | 8.5 | 2 | 83 | 83 | 215726428
ADP | HH836E2S11 | H,YG80*36+TXV-BLEED | Y81E100C20SMPS1 | 33800 | 30000 | 19 | 11 | 8.5 | 2 | 83 | 83 | 215726427
ADP | HH836E2S11 | H,YG37*36+TXV | Y81E100C20SMPS1 | 33800 | 30000 | 19 | 11 | 8.5 | 2 | 83 | 83 | 215726426
ADP | HH836E2S11 | H,YG37*36+TXV-BLEED | Y81E100C20SMPS1 | 33800 | 30000 | 19 | 11 | 8.5 | 2 | 83 | 83 | 215726425
ADP | HH836E2S11 | H,YG36*36+TXV | Y81E100C20SMPS1 | 33800 | 30000 | 19 | 11 | 8.5 | 2 | 83 | 83 | 215726424
ADP | HH836E2S11 | H,YG36*36+TXV-BLEED | Y81E100C20SMPS1 | 33800 | 30000 | 19 | 11 | 8.5 | 2 | 83 | 83 | 215726423
ADP | HH836E2S11 | H,YG81*36+TXV | Y81E100C16SMPS1 | 33400 | 29600 | 19 | 11 | 8.5 | 2 | 84 | 84 | 215726422
ADP | HH836E2S11 | H,YG81*36+TXV-BLEED | Y81E100C16SMPS1 | 33400 | 29600 | 19 | 11 | 8.5 | 2 | 84 | 84 | 215726421
ADP | HH836E2S11 | H,YG80*36+TXV | Y81E100C16SMPS1 | 33400 | 29600 | 19 | 11 | 8.5 | 2 | 84 | 84 | 215726420
ADP | HH836E2S11 | H,YG80*36+TXV-BLEED | Y81E100C16SMPS1 | 33400 | 29600 | 19 | 11 | 8.5 | 2 | 84 | 84 | 215726419
ADP | HH836E2S11 | H,YG37*36+TXV | Y81E100C16SMPS1 | 33400 | 29600 | 19 | 11 | 8.5 | 2 | 84 | 84 | 215726418
ADP | HH836E2S11 | H,YG37*36+TXV-BLEED | Y81E100C16SMPS1 | 33400 | 29600 | 19 | 11 | 8.5 | 2 | 84 | 84 | 215726417
ADP | HH836E2S11 | H,YG36*36+TXV | Y81E100C16SMPS1 | 33400 | 29600 | 19 | 11 | 8.5 | 2 | 84 | 84 | 215726416
ADP | HH836E2S11 | H,YG36*36+TXV-BLEED | Y81E100C16SMPS1 | 33400 | 29600 | 19 | 11 | 8.5 | 2 | 84 | 84 | 215726415
ADP | HH836E2S11 | H,YG81*36+TXV | Y81E100B12SMPS1 | 33000 | 28800 | 18 | 11.7 | 8.5 | 2 | 89 | 85 | 215726414
ADP | HH836E2S11 | H,YG81*36+TXV-BLEED | Y81E100B12SMPS1 | 33000 | 28800 | 18 | 11.7 | 8.5 | 2 | 89 | 85 | 215726413
ADP | HH836E2S11 | H,YG80*36+TXV | Y81E100B12SMPS1 | 33000 | 28800 | 18 | 11.7 | 8.5 | 2 | 89 | 85 | 215726412
ADP | HH836E2S11 | H,YG80*36+TXV-BLEED | Y81E100B12SMPS1 | 33000 | 28800 | 18 | 11.7 | 8.5 | 2 | 89 | 85 | 215726411
ADP | HH836E2S11 | H,YG37*36+TXV | Y81E100B12SMPS1 | 33000 | 28800 | 18 | 11.7 | 8.5 | 2 | 89 | 85 | 215726410
ADP | HH836E2S11 | H,YG37*36+TXV-BLEED | Y81E100B12SMPS1 | 33000 | 28800 | 18 | 11.7 | 8.5 | 2 | 89 | 85 | 215726409
ADP | HH836E2S11 | H,YG36*36+TXV | Y81E100B12SMPS1 | 33000 | 28800 | 18 | 11.7 | 8.5 | 2 | 89 | 85 | 215726408
ADP | HH836E2S11 | H,YG36*36+TXV-BLEED | Y81E100B12SMPS1 | 33000 | 28800 | 18 | 11.7 | 8.5 | 2 | 89 | 85 | 215726407
ADP | HH836E2S11 | H,YG81*36+TXV | Y81E080C20SMPS1 | 34600 | 30800 | 19 | 11 | 8.5 | 2 | 89 | 82 | 215726406
ADP | HH836E2S11 | H,YG81*36+TXV-BLEED | Y81E080C20SMPS1 | 34600 | 30800 | 19 | 11 | 8.5 | 2 | 89 | 82 | 215726405
ADP | HH836E2S11 | H,YG80*36+TXV | Y81E080C20SMPS1 | 34600 | 30800 | 19 | 11 | 8.5 | 2 | 89 | 82 | 215726404
ADP | HH836E2S11 | H,YG80*36+TXV-BLEED | Y81E080C20SMPS1 | 34600 | 30800 | 19 | 11 | 8.5 | 2 | 89 | 82 | 215726403
ADP | HH836E2S11 | H,YG37*36+TXV | Y81E080C20SMPS1 | 34600 | 30800 | 19 | 11 | 8.5 | 2 | 89 | 82 | 215726402
ADP | HH836E2S11 | H,YG37*36+TXV-BLEED | Y81E080C20SMPS1 | 34600 | 30800 | 19 | 11 | 8.5 | 2 | 89 | 82 | 215726401
ADP | HH836E2S11 | H,YG36*36+TXV | Y81E080C20SMPS1 | 34600 | 30800 | 19 | 11 | 8.5 | 2 | 89 | 82 | 215726400
ADP | HH836E2S11 | H,YG36*36+TXV-BLEED | Y81E080C20SMPS1 | 34600 | 30800 | 19 | 11 | 8.5 | 2 | 89 | 82 | 215726399
ADP | HH836E2S11 | H,YG81*36+TXV | Y81E080C16SMPS1 | 34000 | 30200 | 19 | 11 | 8.5 | 2 | 83 | 83 | 215726398
ADP | HH836E2S11 | H,YG81*36+TXV-BLEED | Y81E080C16SMPS1 | 34000 | 30200 | 19 | 11 | 8.5 | 2 | 83 | 83 | 215726397
ADP | HH836E2S11 | H,YG80*36+TXV | Y81E080C16SMPS1 | 34000 | 30200 | 19 | 11 | 8.5 | 2 | 83 | 83 | 215726396
ADP | HH836E2S11 | H,YG80*36+TXV-BLEED | Y81E080C16SMPS1 | 34000 | 30200 | 19 | 11 | 8.5 | 2 | 83 | 83 | 215726395
ADP | HH836E2S11 | H,YG37*36+TXV | Y81E080C16SMPS1 | 34000 | 30200 | 19 | 11 | 8.5 | 2 | 83 | 83 | 215726394
ADP | HH836E2S11 | H,YG37*36+TXV-BLEED | Y81E080C16SMPS1 | 34000 | 30200 | 19 | 11 | 8.5 | 2 | 83 | 83 | 215726393
ADP | HH836E2S11 | H,YG36*36+TXV | Y81E080C16SMPS1 | 34000 | 30200 | 19 | 11 | 8.5 | 2 | 83 | 83 | 215726392
ADP | HH836E2S11 | H,YG36*36+TXV-BLEED | Y81E080C16SMPS1 | 34000 | 30200 | 19 | 11 | 8.5 | 2 | 83 | 83 | 215726391
ADP | HH836E2S11 | H,YG81*36+TXV | Y81E080B12SMPS1 | 32800 | 28400 | 18 | 11.7 | 8.5 | 2 | 89 | 86 | 215726390
ADP | HH836E2S11 | H,YG81*36+TXV-BLEED | Y81E080B12SMPS1 | 32800 | 28400 | 18 | 11.7 | 8.5 | 2 | 89 | 86 | 215726389
ADP | HH836E2S11 | H,YG80*36+TXV | Y81E080B12SMPS1 | 32800 | 28400 | 18 | 11.7 | 8.5 | 2 | 89 | 86 | 215726388
ADP | HH836E2S11 | H,YG80*36+TXV-BLEED | Y81E080B12SMPS1 | 32800 | 28400 | 18 | 11.7 | 8.5 | 2 | 89 | 86 | 215726387
ADP | HH836E2S11 | H,YG37*36+TXV | Y81E080B12SMPS1 | 32800 | 28400 | 18 | 11.7 | 8.5 | 2 | 89 | 86 | 215726386
ADP | HH836E2S11 | H,YG37*36+TXV-BLEED | Y81E080B12SMPS1 | 32800 | 28400 | 18 | 11.7 | 8.5 | 2 | 89 | 86 | 215726385
ADP | HH836E2S11 | H,YG36*36+TXV | Y81E080B12SMPS1 | 32800 | 28400 | 18 | 11.7 | 8.5 | 2 | 89 | 86 | 215726384
ADP | HH836E2S11 | H,YG36*36+TXV-BLEED | Y81E080B12SMPS1 | 32800 | 28400 | 18 | 11.7 | 8.5 | 2 | 89 | 86 | 215726383
ADP | HH836E2S11 | H,YG81*36+TXV | TM9Y100C20MP11 | 33800 | 30800 | 17 | 10 | 8.5 | 2 | 83 | 83 | 215726382
ADP | HH860E2S11 | H,YG52*48+TXV-BLEED | Y81E080C16SMPS1 | 44500 | 42500 | 18 | 12 | 8.5 | 2 | 75 | 78 | 215731629
ADP | HH860E2S11 | H,YG74*60+TXV | Y81E080C16SMPS1 | 44500 | 42500 | 18 | 12 | 8.5 | 2 | 75 | 78 | 215731628
ADP | HH860E2S11 | H,YG74*48+TXV | Y81E080C16SMPS1 | 44500 | 42500 | 18 | 12 | 8.5 | 2 | 75 | 78 | 215731627
ADP | HH860E2S11 | H,YG74*60+TXV-BLEED | Y81E080C16SMPS1 | 44500 | 42500 | 18 | 12 | 8.5 | 2 | 75 | 78 | 215731626
ADP | HH860E2S11 | H,YG74*48+TXV-BLEED | Y81E080C16SMPS1 | 44500 | 42500 | 18 | 12 | 8.5 | 2 | 75 | 78 | 215731625
ADP | HH860E2S11 | H,YG51*60+TXV | Y81E080C16SMPS1 | 44500 | 42500 | 18 | 12 | 8.5 | 2 | 75 | 78 | 215731624
ADP | HH860E2S11 | H,YG51*48+TXV | Y81E080C16SMPS1 | 44500 | 42500 | 18 | 12 | 8.5 | 2 | 75 | 78 | 215731623
ADP | HH860E2S11 | H,YG51*60+TXV-BLEED | Y81E080C16SMPS1 | 44500 | 42500 | 18 | 12 | 8.5 | 2 | 75 | 78 | 215731622
ADP | HH860E2S11 | H,YG51*48+TXV-BLEED | Y81E080C16SMPS1 | 44500 | 42500 | 18 | 12 | 8.5 | 2 | 75 | 78 | 215731621
ADP | HH860E2S11 | H,YG53*48+TXV | Y81E080C16SMPS1 | 44500 | 42500 | 18 | 12 | 8.5 | 2 | 75 | 78 | 215731620
ADP | HH860E2S11 | H,YG53*48+TXV-BLEED | Y81E080C16SMPS1 | 44500 | 42500 | 18 | 12 | 8.5 | 2 | 75 | 78 | 215731619
ADP | HH860E2S11 | H,YG55*60+TXV | Y81E080C16SMPS1 | 44500 | 42500 | 18 | 12 | 8.5 | 2 | 75 | 78 | 215731618
ADP | HH860E2S11 | H,YG55*48+TXV | Y81E080C16SMPS1 | 44500 | 42500 | 18 | 12 | 8.5 | 2 | 75 | 78 | 215731617
ADP | HH860E2S11 | H,YG55*60+TXV-BLEED | Y81E080C16SMPS1 | 44500 | 42500 | 18 | 12 | 8.5 | 2 | 75 | 78 | 215731616
ADP | HH860E2S11 | H,YG55*48+TXV-BLEED | Y81E080C16SMPS1 | 44500 | 42500 | 18 | 12 | 8.5 | 2 | 75 | 78 | 215731615
ADP | HH860E2S11 | H,YG54*60+TXV | Y81E080C16SMPS1 | 44500 | 42500 | 18 | 12 | 8.5 | 2 | 75 | 78 | 215731614
ADP | HH860E2S11 | H,YG54*48+TXV | Y81E080C16SMPS1 | 44500 | 42500 | 18 | 12 | 8.5 | 2 | 75 | 78 | 215731613
ADP | HH860E2S11 | H,YG54*60+TXV-BLEED | Y81E080C16SMPS1 | 44500 | 42500 | 18 | 12 | 8.5 | 2 | 75 | 78 | 215731612
ADP | HH860E2S11 | H,YG54*48+TXV-BLEED | Y81E080C16SMPS1 | 44500 | 42500 | 18 | 12 | 8.5 | 2 | 75 | 78 | 215731611
ADP | HH860E2S11 | H,YG3K*60+TXV | Y81E080C16SMPS1 | 44500 | 42500 | 18 | 12 | 8.5 | 2 | 75 | 78 | 215731610
ADP | HH860E2S11 | H,YG3K*48+TXV | Y81E080C16SMPS1 | 44500 | 42500 | 18 | 12 | 8.5 | 2 | 75 | 78 | 215731609
ADP | HH860E2S11 | H,YG3K*60+TXV-BLEED | Y81E080C16SMPS1 | 44500 | 42500 | 18 | 12 | 8.5 | 2 | 75 | 78 | 215731608
ADP | HH860E2S11 | H,YG3K*48+TXV-BLEED | Y81E080C16SMPS1 | 44500 | 42500 | 18 | 12 | 8.5 | 2 | 75 | 78 | 215731607
ADP | HH860E2S11 | H,YG72*60+TXV | Y81E080C16SMPS1 | 44500 | 42500 | 18 | 12 | 8.5 | 2 | 75 | 78 | 215731606
ADP | HH860E2S11 | H,YG72*48+TXV | Y81E080C16SMPS1 | 44500 | 42500 | 18 | 12 | 8.5 | 2 | 75 | 78 | 215731605
ADP | HH860E2S11 | H,YG72*60+TXV-BLEED | Y81E080C16SMPS1 | 44500 | 42500 | 18 | 12 | 8.5 | 2 | 75 | 78 | 215731604
ADP | HH860E2S11 | H,YG72*48+TXV-BLEED | Y81E080C16SMPS1 | 44500 | 42500 | 18 | 12 | 8.5 | 2 | 75 | 78 | 215731603
ADP | HH860E2S11 | H,YG37*60+TXV | Y81E080C16SMPS1 | 44500 | 42500 | 17 | 12 | 8.5 | 2 | 75 | 78 | 215731602
ADP | HH860E2S11 | H,YG37*60+TXV-BLEED | Y81E080C16SMPS1 | 44500 | 42500 | 17 | 12 | 8.5 | 2 | 75 | 78 | 215731601
ADP | HH860E2S11 | H,YG74*60+TXV | TM9Y120D20MP11 | 53000 | 52500 | 19 | 11 | 8.5 | 2 | 70 | 74 | 215731600
ADP | HH860E2S11 | H,YG74*60+TXV-BLEED | TM9Y120D20MP11 | 53000 | 52500 | 19 | 11 | 8.5 | 2 | 70 | 74 | 215731599
ADP | HH860E2S11 | H,YG51*60+TXV | TM9Y120D20MP11 | 53000 | 52500 | 19 | 11 | 8.5 | 2 | 70 | 74 | 215731598
ADP | HH860E2S11 | H,YG51*60+TXV-BLEED | TM9Y120D20MP11 | 53000 | 52500 | 19 | 11 | 8.5 | 2 | 70 | 74 | 215731597
ADP | HH860E2S11 | H,YG55*60+TXV | TM9Y120D20MP11 | 53000 | 52500 | 19 | 11 | 8.5 | 2 | 70 | 74 | 215731596
ADP | HH860E2S11 | H,YG55*60+TXV-BLEED | TM9Y120D20MP11 | 53000 | 52500 | 19 | 11 | 8.5 | 2 | 70 | 74 | 215731595
ADP | HH860E2S11 | H,YG54*60+TXV | TM9Y120D20MP11 | 53000 | 52500 | 19 | 11 | 8.5 | 2 | 70 | 74 | 215731594
ADP | HH860E2S11 | H,YG54*60+TXV-BLEED | TM9Y120D20MP11 | 53000 | 52500 | 19 | 11 | 8.5 | 2 | 70 | 74 | 215731593
ADP | HH860E2S11 | H,YG3K*60+TXV | TM9Y120D20MP11 | 52500 | 52500 | 18 | 10.5 | 8.45 | 1.98 | 70 | 74 | 215731592
ADP | HH860E2S11 | H,YG3K*60+TXV-BLEED | TM9Y120D20MP11 | 52500 | 52500 | 18 | 10.5 | 8.45 | 1.98 | 70 | 74 | 215731591
ADP | HH860E2S11 | H,YG72*60+TXV | TM9Y120D20MP11 | 44000 | 42000 | 18 | 11.7 | 8.5 | 2 | 75 | 79 | 215731590
ADP | 5TWX5048A1 | H,TE49*60+TXV | S9X1D120U5PSB | 45000 | 41500 | 15.2 | 11.7 | 8.1 | 2.1 | 67 | 52 | 215727808
ADP | 5TWX5048A1 | H,TE48*60+TXV | S9X1D120U5PSB | 44500 | 41500 | 15.2 | 11.5 | 8.1 | 2.1 | 67 | 52 | 215727807
ADP | 5TWX5048A1 | H,TE2K*48+TXV | S9X1D120U5PSB | 43500 | 41500 | 15.2 | 11 | 8.1 | 2.1 | 67 | 52 | 215727806
ADP | 5TWX5048A1 | H,TE49*60+TXV | S9V2D120U5VSB | 44500 | 41000 | 15.2 | 12 | 8.1 | 2.1 | 67 | 53 | 215727789
ADP | 5TWX5048A1 | H,TE48*60+TXV | S9V2D120U5VSB | 44000 | 41000 | 15.2 | 11.7 | 8.1 | 2.1 | 67 | 53 | 215727788
ADP | 5TWX5048A1 | H,TE2K*48+TXV | S9V2D120U5VSB | 43000 | 41000 | 15.2 | 11.7 | 8.1 | 2.1 | 67 | 53 | 215727787
ADP | 5TWX5048A1 | H,TE49*60+TXV | S9V2D120U5VSA | 45500 | 41500 | 15.2 | 12 | 8.1 | 2.1 | 67 | 52 | 215727785
ADP | 5TWX5048A1 | H,TE48*60+TXV | S9V2D120U5VSA | 45000 | 41500 | 15.2 | 11.7 | 8.1 | 2.1 | 67 | 52 | 215727784
ADP | 5TWX5048A1 | H,TE2K*48+TXV | S9V2D120U5VSA | 44000 | 41500 | 15.2 | 11.7 | 8.1 | 2.1 | 67 | 52 | 215727783
ADP | 5TWX5048A1 | H,TE49*60+TXV | S9V2D120U5PSC | 45500 | 41500 | 15.2 | 12 | 8.1 | 2.1 | 67 | 52 | 215727781
ADP | 5TWX5048A1 | H,TE48*60+TXV | S9V2D120U5PSC | 45000 | 41500 | 15.2 | 11.7 | 8.1 | 2.1 | 67 | 52 | 215727780
ADP | 5TWX5048A1 | H,TE2K*48+TXV | S9V2D120U5PSC | 44000 | 41500 | 15.2 | 11.7 | 8.1 | 2.1 | 67 | 52 | 215727779
ADP | 5TWX5048A1 | H,TE49*60+TXV | S9V2D120U5PSB | 45500 | 41500 | 15.2 | 12 | 8.1 | 2.1 | 67 | 52 | 215727777
ADP | 5TWX5048A1 | H,TE48*60+TXV | S9V2D120U5PSB | 45000 | 41500 | 15.2 | 11.7 | 8.1 | 2.1 | 67 | 52 | 215727776
ADP | 5TWX5048A1 | H,TE2K*48+TXV | S9V2D120U5PSB | 44000 | 41500 | 15.2 | 11.7 | 8.1 | 2.1 | 67 | 52 | 215727775
ADP | 5TWX5048A1 | H,TE49*60+TXV | S9V2C100U5PSC | 44000 | 42000 | 15.2 | 12 | 8.1 | 2 | 68 | 53 | 215727773
ADP | 5TWX5048A1 | H,TE48*60+TXV | S9V2C100U5PSC | 44000 | 42000 | 15.2 | 11.7 | 8.1 | 2 | 68 | 53 | 215727772
ADP | 5TWX5048A1 | H,TE2K*48+TXV | S9V2C100U5PSC | 43500 | 42000 | 15.2 | 11.5 | 8.1 | 2 | 68 | 53 | 215727771
ADP | 5TWX5048A1 | H,TE36*60+TXV | S9V2C100U5PSC | 43500 | 42000 | 15.2 | 11.5 | 8.1 | 2 | 68 | 53 | 215727770
ADP | 5TWX5048A1 | H,TE49*60+TXV | S9V2C100U5PSB | 44000 | 42000 | 15.2 | 12 | 8.1 | 2 | 68 | 53 | 215727769
ADP | 5TWX5048A1 | H,TE48*60+TXV | S9V2C100U5PSB | 44000 | 42000 | 15.2 | 11.7 | 8.1 | 2 | 68 | 53 | 215727768
ADP | 5TWX5048A1 | H,TE2K*48+TXV | S9V2C100U5PSB | 43500 | 42000 | 15.2 | 11.5 | 8.1 | 2 | 68 | 53 | 215727767
ADP | 5TWX5048A1 | H,TE36*60+TXV | S9V2C100U5PSB | 43500 | 42000 | 15.2 | 11.5 | 8.1 | 2 | 68 | 53 | 215727766
ADP | 5TWX5048A1 | H,TE49*60+TXV | S9V2C100U4VSA | 43500 | 42000 | 15.2 | 12 | 8.1 | 2 | 68 | 53 | 215727761
ADP | 5TWX5048A1 | H,TE48*60+TXV | S9V2C100U4VSA | 43500 | 42000 | 15.2 | 11.7 | 8.1 | 2 | 68 | 53 | 215727760
ADP | 5TWX5048A1 | H,TE2K*48+TXV | S9V2C100U4VSA | 43000 | 42000 | 15.2 | 11.5 | 8.1 | 2 | 68 | 53 | 215727759
ADP | 5TWX5048A1 | H,TE36*60+TXV | S9V2C100U4VSA | 43000 | 42000 | 15.2 | 11.5 | 8.1 | 2 | 68 | 53 | 215727758
ADP | 5TWX5048A1 | H,TE49*60+TXV | S9V2C080U5PSC | 44000 | 42000 | 15.2 | 11.7 | 8.1 | 2 | 68 | 53 | 215727757
ADP | 5TWX5048A1 | H,TE48*60+TXV | S9V2C080U5PSC | 43000 | 40000 | 15.2 | 11.5 | 8.1 | 2 | 68 | 54 | 215727756
ADP | 5TWX5048A1 | H,TE2K*48+TXV | S9V2C080U5PSC | 43500 | 42000 | 15.2 | 11 | 8.1 | 2 | 68 | 53 | 215727755
ADP | 5TWX5048A1 | H,TE36*60+TXV | S9V2C080U5PSC | 43500 | 42000 | 15.2 | 11 | 8.1 | 2 | 68 | 53 | 215727754
ADP | 5TWX5048A1 | H,TE49*60+TXV | S9V2C080U5PSB | 44000 | 42000 | 15.2 | 12 | 8.1 | 2 | 68 | 53 | 215727753
ADP | 5TWX5048A1 | H,TE48*60+TXV | S9V2C080U5PSB | 44000 | 42000 | 15.2 | 11.7 | 8.1 | 2 | 68 | 53 | 215727752
ADP | 5TWX5048A1 | H,TE2K*48+TXV | S9V2C080U5PSB | 43500 | 42000 | 15.2 | 11 | 8.1 | 2 | 68 | 53 | 215727751
ADP | 5TWX5024A1 | H,TE9J*36+TXV | *UHMC100CCV4 | 23200 | 19800 | 15.2 | 11.5 | 8.1 | 2.1 | 67 | 54 | 215726876
ADP | 5TWX5024A1 | H,TE36*36+TXV | *UHMC100CCV4 | 23600 | 19800 | 15.2 | 11.7 | 8.1 | 2.1 | 67 | 54 | 215726875
ADP | 5TWX5024A1 | H,TE9J*36+TXV | *UHMC100ACV4 | 23200 | 19800 | 15.2 | 11.5 | 8.1 | 2.1 | 67 | 54 | 215726874
ADP | 5TWX5024A1 | H,TE36*36+TXV | *UHMC100ACV4 | 23600 | 19800 | 15.2 | 11.7 | 8.1 | 2.1 | 67 | 54 | 215726873
ADP | HH836E2S11 | H,YG81*36+TXV-BLEED | TM9Y100C20MP11 | 33800 | 30800 | 17 | 10 | 8.5 | 2 | 83 | 83 | 215726381
ADP | HH836E2S11 | H,YG80*36+TXV | TM9Y100C20MP11 | 33800 | 30800 | 17 | 10 | 8.5 | 2 | 83 | 83 | 215726380
ADP | HH836E2S11 | H,YG80*36+TXV-BLEED | TM9Y100C20MP11 | 33800 | 30800 | 17 | 10 | 8.5 | 2 | 83 | 83 | 215726379
ADP | HH836E2S11 | H,YG37*36+TXV | TM9Y100C20MP11 | 33800 | 30800 | 17 | 10 | 8.5 | 2 | 83 | 83 | 215726378
ADP | HH836E2S11 | H,YG37*36+TXV-BLEED | TM9Y100C20MP11 | 33800 | 30800 | 17 | 10 | 8.5 | 2 | 83 | 83 | 215726377
ADP | HH836E2S11 | H,YG36*36+TXV-BLEED | TM9Y100C20MP11 | 33800 | 30800 | 17 | 10 | 8.5 | 2 | 83 | 83 | 215726376
ADP | HH836E2S11 | H,YG81*36+TXV | TM9Y100C16MP11 | 32800 | 29400 | 19 | 11 | 8.5 | 2 | 85 | 81 | 215726375
ADP | HH836E2S11 | H,YG81*36+TXV-BLEED | TM9Y100C16MP11 | 32800 | 29400 | 19 | 11 | 8.5 | 2 | 85 | 81 | 215726374
ADP | HH836E2S11 | H,YG80*36+TXV | TM9Y100C16MP11 | 32800 | 29400 | 19 | 11 | 8.5 | 2 | 85 | 81 | 215726373
ADP | HH836E2S11 | H,YG80*36+TXV-BLEED | TM9Y100C16MP11 | 32800 | 29400 | 19 | 11 | 8.5 | 2 | 85 | 81 | 215726372
ADP | HH836E2S11 | H,YG37*36+TXV | TM9Y100C16MP11 | 32800 | 29400 | 19 | 11 | 8.5 | 2 | 85 | 81 | 215726371
ADP | HH836E2S11 | H,YG37*36+TXV-BLEED | TM9Y100C16MP11 | 32800 | 29400 | 19 | 11 | 8.5 | 2 | 85 | 81 | 215726370
ADP | HH836E2S11 | H,YG36*36+TXV-BLEED | TM9Y100C16MP11 | 32800 | 29400 | 19 | 11 | 8.5 | 2 | 85 | 81 | 215726369
ADP | HH836E2S11 | H,YG81*36+TXV | TM9Y080C16MP11 | 32800 | 29400 | 19 | 11 | 8.5 | 2 | 85 | 81 | 215726368
ADP | HH836E2S11 | H,YG81*36+TXV-BLEED | TM9Y080C16MP11 | 32800 | 29400 | 19 | 11 | 8.5 | 2 | 85 | 81 | 215726367
ADP | HH836E2S11 | H,YG80*36+TXV | TM9Y080C16MP11 | 32800 | 29400 | 19 | 11 | 8.5 | 2 | 85 | 81 | 215726366
ADP | HH836E2S11 | H,YG80*36+TXV-BLEED | TM9Y080C16MP11 | 32800 | 29400 | 19 | 11 | 8.5 | 2 | 85 | 81 | 215726365
ADP | HH836E2S11 | H,YG37*36+TXV | TM9Y080C16MP11 | 32800 | 29400 | 19 | 11 | 8.5 | 2 | 85 | 81 | 215726364
ADP | HH836E2S11 | H,YG37*36+TXV-BLEED | TM9Y080C16MP11 | 32800 | 29400 | 19 | 11 | 8.5 | 2 | 85 | 81 | 215726363
ADP | HH836E2S11 | H,YG36*36+TXV-BLEED | TM9Y080C16MP11 | 32800 | 29400 | 19 | 11 | 8.5 | 2 | 85 | 81 | 215726362
ADP | HH836E2S11 | H,YG81*36+TXV | TM9Y080B12MP11 | 33000 | 29400 | 18 | 11 | 8.5 | 2 | 89 | 85 | 215726361
ADP | HH836E2S11 | H,YG81*36+TXV-BLEED | TM9Y080B12MP11 | 33000 | 29400 | 18 | 11 | 8.5 | 2 | 89 | 85 | 215726360
ADP | HH836E2S11 | H,YG80*36+TXV | TM9Y080B12MP11 | 33000 | 29400 | 18 | 11 | 8.5 | 2 | 89 | 85 | 215726359
ADP | HH836E2S11 | H,YG80*36+TXV-BLEED | TM9Y080B12MP11 | 33000 | 29400 | 18 | 11 | 8.5 | 2 | 89 | 85 | 215726358
ADP | HH836E2S11 | H,YG37*36+TXV | TM9Y080B12MP11 | 33000 | 29400 | 18 | 11 | 8.5 | 2 | 89 | 85 | 215726357
ADP | HH836E2S11 | H,YG37*36+TXV-BLEED | TM9Y080B12MP11 | 33000 | 29400 | 18 | 11 | 8.5 | 2 | 89 | 85 | 215726356
ADP | HH836E2S11 | H,YG36*36+TXV-BLEED | TM9Y080B12MP11 | 33000 | 29400 | 18 | 11 | 8.5 | 2 | 89 | 85 | 215726355
ADP | HH836E2S11 | H,YG81*36+TXV | TM9V080B12MP12 | 33000 | 29200 | 18 | 11 | 8.5 | 2 | 89 | 85 | 215726347
ADP | HH836E2S11 | H,YG81*36+TXV-BLEED | TM9V080B12MP12 | 33000 | 29200 | 18 | 11 | 8.5 | 2 | 89 | 85 | 215726346
ADP | HH836E2S11 | H,YG80*36+TXV | TM9V080B12MP12 | 33000 | 29200 | 18 | 11 | 8.5 | 2 | 89 | 85 | 215726345
ADP | HH836E2S11 | H,YG80*36+TXV-BLEED | TM9V080B12MP12 | 33000 | 29200 | 18 | 11 | 8.5 | 2 | 89 | 85 | 215726344
ADP | HH836E2S11 | H,YG37*36+TXV | TM9V080B12MP12 | 33000 | 29200 | 18 | 11 | 8.5 | 2 | 89 | 85 | 215726343
ADP | HH836E2S11 | H,YG37*36+TXV-BLEED | TM9V080B12MP12 | 33000 | 29200 | 18 | 11 | 8.5 | 2 | 89 | 85 | 215726342
ADP | HH860E2S11 | H,YG72*48+TXV | TM9Y120D20MP11 | 44000 | 42000 | 18 | 11.7 | 8.5 | 2 | 75 | 79 | 215731589
ADP | HH860E2S11 | H,YG72*60+TXV-BLEED | TM9Y120D20MP11 | 44000 | 42000 | 18 | 11.7 | 8.5 | 2 | 75 | 79 | 215731588
ADP | HH860E2S11 | H,YG72*48+TXV-BLEED | TM9Y120D20MP11 | 44000 | 42000 | 18 | 11.7 | 8.5 | 2 | 75 | 79 | 215731587
ADP | HH860E2S11 | H,YG37*60+TXV | TM9Y120D20MP11 | 52000 | 52500 | 18 | 10.5 | 8.35 | 1.98 | 70 | 74 | 215731586
ADP | HH860E2S11 | H,YG37*60+TXV-BLEED | TM9Y120D20MP11 | 52000 | 52500 | 18 | 10.5 | 8.35 | 1.98 | 70 | 74 | 215731585
ADP | HH860E2S11 | H,YG74*60+TXV | TM9Y100C20MP11 | 52500 | 52500 | 18 | 11 | 8.5 | 2 | 70 | 74 | 215731584
ADP | HH860E2S11 | H,YG74*60+TXV-BLEED | TM9Y100C20MP11 | 52500 | 52500 | 18 | 11 | 8.5 | 2 | 70 | 74 | 215731583
ADP | HH860E2S11 | H,YG51*60+TXV | TM9Y100C20MP11 | 52500 | 52500 | 18 | 11 | 8.5 | 2 | 70 | 74 | 215731582
ADP | HH860E2S11 | H,YG51*60+TXV-BLEED | TM9Y100C20MP11 | 52500 | 52500 | 18 | 11 | 8.5 | 2 | 70 | 74 | 215731581
ADP | HH860E2S11 | H,YG55*60+TXV | TM9Y100C20MP11 | 52500 | 52500 | 18 | 11 | 8.5 | 2 | 70 | 74 | 215731580
ADP | HH860E2S11 | H,YG55*60+TXV-BLEED | TM9Y100C20MP11 | 52500 | 52500 | 18 | 11 | 8.5 | 2 | 70 | 74 | 215731579
ADP | HH860E2S11 | H,YG54*60+TXV | TM9Y100C20MP11 | 52500 | 52500 | 18 | 11 | 8.5 | 2 | 70 | 74 | 215731578
ADP | HH860E2S11 | H,YG54*60+TXV-BLEED | TM9Y100C20MP11 | 52500 | 52500 | 18 | 11 | 8.5 | 2 | 70 | 74 | 215731577
ADP | HH860E2S11 | H,YG3K*60+TXV | TM9Y100C20MP11 | 44500 | 44500 | 17 | 11 | 8.5 | 2 | 76 | 77 | 215731576
ADP | HH860E2S11 | H,YG3K*48+TXV | TM9Y100C20MP11 | 44500 | 44500 | 17 | 11 | 8.5 | 2 | 76 | 77 | 215731575
ADP | HH860E2S11 | H,YG3K*60+TXV-BLEED | TM9Y100C20MP11 | 44500 | 44500 | 17 | 11 | 8.5 | 2 | 76 | 77 | 215731574
ADP | HH860E2S11 | H,YG3K*48+TXV-BLEED | TM9Y100C20MP11 | 44500 | 44500 | 17 | 11 | 8.5 | 2 | 76 | 77 | 215731573
ADP | HH860E2S11 | H,YG72*60+TXV | TM9Y100C20MP11 | 52500 | 52500 | 17 | 11 | 8.5 | 2 | 70 | 74 | 215731572
ADP | HH860E2S11 | H,YG72*60+TXV-BLEED | TM9Y100C20MP11 | 52500 | 52500 | 17 | 11 | 8.5 | 2 | 70 | 74 | 215731571
ADP | HH860E2S11 | H,YG37*60+TXV | TM9Y100C20MP11 | 51500 | 52500 | 17 | 10.5 | 8.35 | 1.98 | 70 | 74 | 215731570
ADP | HH860E2S11 | H,YG37*60+TXV-BLEED | TM9Y100C20MP11 | 51500 | 52500 | 17 | 10.5 | 8.35 | 1.98 | 70 | 74 | 215731569
ADP | HH860E2S11 | H,YG88*48+TXV | TM9Y100C16MP11 | 44000 | 42500 | 17 | 11 | 8.5 | 2 | 75 | 79 | 215731568
ADP | HH860E2S11 | H,YG88*48+TXV-BLEED | TM9Y100C16MP11 | 44000 | 42500 | 17 | 11 | 8.5 | 2 | 75 | 79 | 215731567
ADP | HH860E2S11 | H,YG86*48+TXV | TM9Y100C16MP11 | 44000 | 42500 | 17 | 11 | 8.5 | 2 | 75 | 79 | 215731566
ADP | HH860E2S11 | H,YG86*48+TXV-BLEED | TM9Y100C16MP11 | 44000 | 42500 | 17 | 11 | 8.5 | 2 | 75 | 79 | 215731565
ADP | HH860E2S11 | H,YG52*48+TXV | TM9Y100C16MP11 | 44000 | 42500 | 17 | 11 | 8.5 | 2 | 75 | 79 | 215731564
ADP | HH860E2S11 | H,YG52*48+TXV-BLEED | TM9Y100C16MP11 | 44000 | 42500 | 17 | 11 | 8.5 | 2 | 75 | 79 | 215731563
ADP | HH860E2S11 | H,YG74*60+TXV | TM9Y100C16MP11 | 44000 | 42500 | 17 | 11 | 8.5 | 2 | 75 | 79 | 215731562
ADP | HH860E2S11 | H,YG74*48+TXV | TM9Y100C16MP11 | 44000 | 42500 | 17 | 11 | 8.5 | 2 | 75 | 79 | 215731561
ADP | HH860E2S11 | H,YG74*60+TXV-BLEED | TM9Y100C16MP11 | 44000 | 42500 | 17 | 11 | 8.5 | 2 | 75 | 79 | 215731560
ADP | HH860E2S11 | H,YG74*48+TXV-BLEED | TM9Y100C16MP11 | 44000 | 42500 | 17 | 11 | 8.5 | 2 | 75 | 79 | 215731559
ADP | HH860E2S11 | H,YG51*60+TXV | TM9Y100C16MP11 | 44000 | 42500 | 17 | 11 | 8.5 | 2 | 75 | 79 | 215731558
ADP | HH860E2S11 | H,YG51*48+TXV | TM9Y100C16MP11 | 44000 | 42500 | 17 | 11 | 8.5 | 2 | 75 | 79 | 215731557
ADP | HH860E2S11 | H,YG51*60+TXV-BLEED | TM9Y100C16MP11 | 44000 | 42500 | 17 | 11 | 8.5 | 2 | 75 | 79 | 215731556
ADP | HH860E2S11 | H,YG51*48+TXV-BLEED | TM9Y100C16MP11 | 44000 | 42500 | 17 | 11 | 8.5 | 2 | 75 | 79 | 215731555
ADP | HH860E2S11 | H,YG53*48+TXV | TM9Y100C16MP11 | 44000 | 42500 | 17 | 11 | 8.5 | 2 | 75 | 79 | 215731554
ADP | HH860E2S11 | H,YG55*48+TXV-BLEED | TM9Y100C16MP11 | 44000 | 42500 | 17 | 11 | 8.5 | 2 | 75 | 79 | 215731549
ADP | HH860E2S11 | H,YG53*48+TXV-BLEED | TM9Y100C16MP11 | 44000 | 42500 | 17 | 11 | 8.5 | 2 | 75 | 79 | 215731553
ADP | HH860E2S11 | H,YG55*60+TXV | TM9Y100C16MP11 | 44000 | 42500 | 17 | 11 | 8.5 | 2 | 75 | 79 | 215731552
ADP | HH860E2S11 | H,YG55*48+TXV | TM9Y100C16MP11 | 44000 | 42500 | 17 | 11 | 8.5 | 2 | 75 | 79 | 215731551
ADP | 5TWX5048A1 | H,TE36*60+TXV | S9V2C080U5PSB | 43500 | 42000 | 15.2 | 11 | 8.1 | 2 | 68 | 53 | 215727750
ADP | 5TWX5060A1 | H,TE49*60+TXV+P0V0D000M50SD |  | 55500 | 51500 | 15.2 | 11.7 | 8.1 | 2.4 | 68 | 54 | 215726757
ADP | 5TWX5060A1 | H,TE48*60+TXV+P0V0D000M50SD |  | 55000 | 51500 | 15.2 | 11.7 | 8.1 | 2.4 | 68 | 54 | 215726756
ADP | 5TWX5060A1 | H,TE49*60+TXV | S9X2D120U5PSB | 54500 | 52500 | 15.2 | 10 | 8.1 | 2.2 | 69 | 56 | 215726753
ADP | 5TWX5060A1 | H,TE48*60+TXV | S9X2D120U5PSB | 54000 | 52500 | 15.2 | 10 | 8.1 | 2.2 | 69 | 56 | 215726752
ADP | 5TWX5060A1 | H,TE49*60+TXV | S9X1D120U5PSB | 54500 | 52500 | 15.2 | 10 | 8.1 | 2.2 | 69 | 56 | 215726751
ADP | 5TWX5060A1 | H,TE48*60+TXV | S9X1D120U5PSB | 54000 | 52500 | 15.2 | 10 | 8.1 | 2.2 | 69 | 56 | 215726750
ADP | 5TWX5060A1 | H,TE49*60+TXV | S8X2C080M5PTC | 53500 | 51000 | 15.2 | 10 | 8.1 | 2.2 | 69 | 55 | 215726749
ADP | 5TWX5060A1 | H,TE48*60+TXV | S8X2C080M5PTC | 53000 | 51000 | 15.2 | 10 | 8.1 | 2.2 | 69 | 55 | 215726748
ADP | 5TWX5060A1 | H,TE49*60+TXV | S8X2C080M5PSC | 53500 | 51000 | 15.2 | 10 | 8.1 | 2.2 | 69 | 55 | 215726747
ADP | 5TWX5060A1 | H,TE48*60+TXV | S8X2C080M5PSC | 53000 | 51000 | 15.2 | 10 | 8.1 | 2.2 | 69 | 55 | 215726746
ADP | 5TWX5060A1 | H,TE49*60+TXV | S8X1C080M5PTC | 53500 | 51000 | 15.2 | 10 | 8.1 | 2.2 | 69 | 55 | 215726745
ADP | 5TWX5060A1 | H,TE48*60+TXV | S8X1C080M5PTC | 53000 | 51000 | 15.2 | 10 | 8.1 | 2.2 | 69 | 55 | 215726744
ADP | 5TWX5060A1 | H,TE49*60+TXV | S8X1C080M5PSC | 53500 | 51000 | 15.2 | 10 | 8.1 | 2.2 | 69 | 55 | 215726743
ADP | HH836E2S11 | H,YG36*36+TXV-BLEED | TM9V080B12MP12 | 33000 | 29200 | 18 | 11 | 8.5 | 2 | 89 | 85 | 215726341
ADP | HH836E2S11 | H,YG81*36+TXV | TM9V060B12MP12 | 32600 | 29000 | 17 | 11 | 8.5 | 2 | 90 | 86 | 215726340
ADP | HH836E2S11 | H,YG81*36+TXV-BLEED | TM9V060B12MP12 | 32600 | 29000 | 17 | 11 | 8.5 | 2 | 90 | 86 | 215726339
ADP | HH836E2S11 | H,YG80*36+TXV | TM9V060B12MP12 | 32600 | 29000 | 17 | 11 | 8.5 | 2 | 90 | 86 | 215726338
ADP | HH836E2S11 | H,YG80*36+TXV-BLEED | TM9V060B12MP12 | 32600 | 29000 | 17 | 11 | 8.5 | 2 | 90 | 86 | 215726337
ADP | HH836E2S11 | H,YG37*36+TXV | TM9V060B12MP12 | 32600 | 29000 | 17 | 11 | 8.5 | 2 | 90 | 86 | 215726336
ADP | HH836E2S11 | H,YG37*36+TXV-BLEED | TM9V060B12MP12 | 32600 | 29000 | 17 | 11 | 8.5 | 2 | 90 | 86 | 215726335
ADP | HH836E2S11 | H,YG36*36+TXV-BLEED | TM9V060B12MP12 | 32600 | 29000 | 17 | 11 | 8.5 | 2 | 90 | 86 | 215726334
ADP | HH836E2S11 | H,YG81*36+TXV | TM8V100C16MP12 | 33600 | 29600 | 18 | 11 | 8.5 | 2 | 90 | 84 | 215726333
ADP | HH836E2S11 | H,YG81*36+TXV-BLEED | TM8V100C16MP12 | 33600 | 30000 | 18 | 11 | 8.5 | 2 | 89 | 84 | 215726332
ADP | HH836E2S11 | H,YG80*36+TXV | TM8V100C16MP12 | 33600 | 30000 | 18 | 11 | 8.5 | 2 | 89 | 84 | 215726331
ADP | HH836E2S11 | H,YG80*36+TXV-BLEED | TM8V100C16MP12 | 33600 | 30000 | 18 | 11 | 8.5 | 2 | 89 | 84 | 215726330
ADP | HH836E2S11 | H,YG37*36+TXV | TM8V100C16MP12 | 33600 | 30000 | 18 | 11 | 8.5 | 2 | 89 | 84 | 215726329
ADP | HH836E2S11 | H,YG37*36+TXV-BLEED | TM8V100C16MP12 | 33600 | 29600 | 18 | 11 | 8.5 | 2 | 90 | 84 | 215726328
ADP | HH836E2S11 | H,YG36*36+TXV | TM8V100C16MP12 | 33600 | 30000 | 18 | 11 | 8.5 | 2 | 89 | 84 | 215726327
ADP | HH836E2S11 | H,YG36*36+TXV-BLEED | TM8V100C16MP12 | 33600 | 30000 | 18 | 11 | 8.5 | 2 | 89 | 84 | 215726326
ADP | HH836E2S11 | H,YG81*36+TXV | TM8V080C16MP12 | 33600 | 30000 | 18 | 11 | 8.5 | 2 | 89 | 84 | 215726325
ADP | HH836E2S11 | H,YG81*36+TXV-BLEED | TM8V080C16MP12 | 33600 | 29600 | 18 | 11 | 8.5 | 2 | 90 | 84 | 215726324
ADP | HH836E2S11 | H,YG80*36+TXV | TM8V080C16MP12 | 33600 | 30000 | 18 | 11 | 8.5 | 2 | 89 | 84 | 215726323
ADP | HH836E2S11 | H,YG80*36+TXV-BLEED | TM8V080C16MP12 | 33600 | 30000 | 18 | 11 | 8.5 | 2 | 89 | 84 | 215726322
ADP | HH836E2S11 | H,YG37*36+TXV | TM8V080C16MP12 | 33600 | 30000 | 18 | 11 | 8.5 | 2 | 89 | 84 | 215726321
ADP | HH836E2S11 | H,YG37*36+TXV-BLEED | TM8V080C16MP12 | 33600 | 29600 | 18 | 11 | 8.5 | 2 | 90 | 84 | 215726320
ADP | HH836E2S11 | H,YG36*36+TXV | TM8V080C16MP12 | 33600 | 30000 | 18 | 11 | 8.5 | 2 | 89 | 84 | 215726319
ADP | HH836E2S11 | H,YG36*36+TXV-BLEED | TM8V080C16MP12 | 33600 | 30000 | 18 | 11 | 8.5 | 2 | 89 | 84 | 215726318
ADP | HH836E2S11 | H,YG81*36+TXV | TM8V080B12MP12 | 32400 | 28800 | 17 | 11 | 8.5 | 2 | 90 | 86 | 215726317
ADP | HH836E2S11 | H,YG81*36+TXV-BLEED | TM8V080B12MP12 | 32400 | 28800 | 17 | 11 | 8.5 | 2 | 90 | 86 | 215726316
ADP | HH836E2S11 | H,YG80*36+TXV | TM8V080B12MP12 | 32400 | 28800 | 17 | 11 | 8.5 | 2 | 90 | 86 | 215726315
ADP | HH836E2S11 | H,YG80*36+TXV-BLEED | TM8V080B12MP12 | 32400 | 28800 | 17 | 11 | 8.5 | 2 | 90 | 86 | 215726314
ADP | HH836E2S11 | H,YG37*36+TXV | TM8V080B12MP12 | 32400 | 28800 | 17 | 11 | 8.5 | 2 | 90 | 86 | 215726313
ADP | HH836E2S11 | H,YG37*36+TXV-BLEED | TM8V080B12MP12 | 32400 | 28800 | 17 | 11 | 8.5 | 2 | 90 | 86 | 215726312
ADP | HH836E2S11 | H,YG36*36+TXV | TM8V080B12MP12 | 32400 | 28800 | 17 | 11 | 8.5 | 2 | 90 | 86 | 215726311
ADP | HH836E2S11 | H,YG36*36+TXV-BLEED | TM8V080B12MP12 | 32400 | 28800 | 17 | 11 | 8.5 | 2 | 90 | 86 | 215726310
ADP | HH824E2S11 | H,YG9J*36+TXV+AEFE3A* |  | 24000 | 22400 | 19 | 12 | 9.5 | 2.1 | 78 | 74 | 215726309
ADP | HH824E2S11 | H,YG9J*36+TXV+AEFE4B* |  | 24000 | 22400 | 19 | 12 | 9.5 | 2.1 | 78 | 74 | 215726308
ADP | XH548E2S11 | H,YG88*60+TXV+AEFE5* |  | 47000 | 44000 | 15.2 | 12 | 8.1 | 2.42 | 69 | 59 | 215726307
ADP | XH548E2S11 | H,YG84*60+TXV+AEFE5* |  | 47000 | 44000 | 15.2 | 12 | 8.1 | 2.42 | 69 | 59 | 215726306
ADP | XH548E2S11 | V,Y60H210P19*+TXV+AEFE5* |  | 47000 | 44000 | 15.2 | 12 | 8.1 | 2.42 | 69 | 59 | 215726305
ADP | XH536E2S11 | H,YG81*36+TXV+AEFE4B* |  | 34200 | 30400 | 16 | 11.7 | 8.1 | 2 | 66 | 56 | 215726303
ADP | XH536E2S11 | FE*TT3*37+TXV |  | 33600 | 30000 | 15.2 | 11.7 | 8.1 | 2 | 65 | 56 | 215726302
ADP | HH860E2S11 | H,YG88*60+TXV+AEFE5* |  | 46000 | 44000 | 19 | 12 | 9 | 2.1 | 79 | 76 | 215726301
ADP | HH860E2S11 | H,YG84*60+TXV+AEFE5* |  | 46000 | 44000 | 19 | 12 | 9 | 2.1 | 79 | 76 | 215726300
ADP | HH860E2S11 | V,Y60H210P19*+TXV+AEFE5* |  | 46000 | 44000 | 19 | 12 | 9 | 2.1 | 79 | 76 | 215726299
ADP | HH860E2S11 | H,YG55*60+TXV-BLEED | TM9Y100C16MP11 | 44000 | 42500 | 17 | 11 | 8.5 | 2 | 75 | 79 | 215731550
ADP | HH860E2S11 | H,YG54*60+TXV | TM9Y100C16MP11 | 44000 | 42500 | 17 | 11 | 8.5 | 2 | 75 | 79 | 215731548
ADP | HH860E2S11 | H,YG54*48+TXV | TM9Y100C16MP11 | 44000 | 42500 | 17 | 11 | 8.5 | 2 | 75 | 79 | 215731547
ADP | HH860E2S11 | H,YG54*60+TXV-BLEED | TM9Y100C16MP11 | 44000 | 42500 | 17 | 11 | 8.5 | 2 | 75 | 79 | 215731546
ADP | HH860E2S11 | H,YG54*48+TXV-BLEED | TM9Y100C16MP11 | 44000 | 42500 | 17 | 11 | 8.5 | 2 | 75 | 79 | 215731545
ADP | HH860E2S11 | H,YG3K*60+TXV | TM9Y100C16MP11 | 44000 | 42500 | 16 | 11 | 8.5 | 2 | 75 | 79 | 215731544
ADP | HH860E2S11 | H,YG3K*48+TXV | TM9Y100C16MP11 | 44000 | 42500 | 16 | 11 | 8.5 | 2 | 75 | 79 | 215731543
ADP | HH860E2S11 | H,YG3K*60+TXV-BLEED | TM9Y100C16MP11 | 44000 | 42500 | 16 | 11 | 8.5 | 2 | 75 | 79 | 215731542
ADP | HH860E2S11 | H,YG3K*48+TXV-BLEED | TM9Y100C16MP11 | 44000 | 42500 | 16 | 11 | 8.5 | 2 | 75 | 79 | 215731541
ADP | HH860E2S11 | H,YG72*60+TXV | TM9Y100C16MP11 | 44000 | 42500 | 17 | 11 | 8.5 | 2 | 75 | 79 | 215731540
ADP | HH860E2S11 | H,YG72*48+TXV | TM9Y100C16MP11 | 44000 | 42500 | 17 | 11 | 8.5 | 2 | 75 | 79 | 215731539
ADP | HH860E2S11 | H,YG72*60+TXV-BLEED | TM9Y100C16MP11 | 44000 | 42500 | 17 | 11 | 8.5 | 2 | 75 | 79 | 215731538
ADP | HH860E2S11 | H,YG72*48+TXV-BLEED | TM9Y100C16MP11 | 44000 | 42500 | 17 | 11 | 8.5 | 2 | 75 | 79 | 215731537
ADP | HH860E2S11 | H,YG37*60+TXV | TM9Y100C16MP11 | 44000 | 42500 | 16 | 11 | 8.5 | 2 | 75 | 79 | 215731536
ADP | HH860E2S11 | H,YG37*60+TXV-BLEED | TM9Y100C16MP11 | 44000 | 42500 | 16 | 11 | 8.5 | 2 | 75 | 79 | 215731535
ADP | HH860E2S11 | H,YG88*48+TXV | TM9Y080C16MP11 | 44000 | 42500 | 17 | 11 | 8.5 | 2 | 75 | 79 | 215731534
ADP | HH860E2S11 | H,YG88*48+TXV-BLEED | TM9Y080C16MP11 | 44000 | 42500 | 17 | 11 | 8.5 | 2 | 75 | 79 | 215731533
ADP | HH860E2S11 | H,YG86*48+TXV | TM9Y080C16MP11 | 44000 | 42500 | 17 | 11 | 8.5 | 2 | 75 | 79 | 215731532
ADP | HH860E2S11 | H,YG86*48+TXV-BLEED | TM9Y080C16MP11 | 44000 | 42500 | 17 | 11 | 8.5 | 2 | 75 | 79 | 215731531
ADP | HH860E2S11 | H,YG52*48+TXV | TM9Y080C16MP11 | 44000 | 42500 | 17 | 11 | 8.5 | 2 | 75 | 79 | 215731530
ADP | HH860E2S11 | H,YG52*48+TXV-BLEED | TM9Y080C16MP11 | 44000 | 42500 | 17 | 11 | 8.5 | 2 | 75 | 79 | 215731529
ADP | HH860E2S11 | H,YG74*60+TXV | TM9Y080C16MP11 | 44000 | 42500 | 17 | 11 | 8.5 | 2 | 75 | 79 | 215731528
ADP | HH860E2S11 | H,YG74*48+TXV | TM9Y080C16MP11 | 44000 | 42500 | 17 | 11 | 8.5 | 2 | 75 | 79 | 215731527
ADP | HH860E2S11 | H,YG74*60+TXV-BLEED | TM9Y080C16MP11 | 44000 | 42500 | 17 | 11 | 8.5 | 2 | 75 | 79 | 215731526
ADP | HH860E2S11 | H,YG74*48+TXV-BLEED | TM9Y080C16MP11 | 44000 | 42500 | 17 | 11 | 8.5 | 2 | 75 | 79 | 215731525
ADP | HH860E2S11 | H,YG51*60+TXV | TM9Y080C16MP11 | 44000 | 42500 | 17 | 11 | 8.5 | 2 | 75 | 79 | 215731524
ADP | HH860E2S11 | H,YG51*48+TXV | TM9Y080C16MP11 | 44000 | 42500 | 17 | 11 | 8.5 | 2 | 75 | 79 | 215731523
ADP | HH860E2S11 | H,YG51*60+TXV-BLEED | TM9Y080C16MP11 | 44000 | 42500 | 17 | 11 | 8.5 | 2 | 75 | 79 | 215731522
ADP | HH860E2S11 | H,YG51*48+TXV-BLEED | TM9Y080C16MP11 | 44000 | 42500 | 17 | 11 | 8.5 | 2 | 75 | 79 | 215731521
ADP | HH860E2S11 | H,YG53*48+TXV | TM9Y080C16MP11 | 44000 | 42500 | 17 | 11 | 8.5 | 2 | 75 | 79 | 215731520
ADP | HH860E2S11 | H,YG53*48+TXV-BLEED | TM9Y080C16MP11 | 44000 | 42500 | 17 | 11 | 8.5 | 2 | 75 | 79 | 215731519
ADP | HH860E2S11 | H,YG55*60+TXV | TM9Y080C16MP11 | 44000 | 42500 | 17 | 11 | 8.5 | 2 | 75 | 79 | 215731518
ADP | HH860E2S11 | H,YG55*48+TXV | TM9Y080C16MP11 | 44000 | 42500 | 17 | 11 | 8.5 | 2 | 75 | 79 | 215731517
ADP | HH860E2S11 | H,YG55*60+TXV-BLEED | TM9Y080C16MP11 | 44000 | 42500 | 17 | 11 | 8.5 | 2 | 75 | 79 | 215731516
ADP | HH860E2S11 | H,YG55*48+TXV-BLEED | TM9Y080C16MP11 | 44000 | 42500 | 17 | 11 | 8.5 | 2 | 75 | 79 | 215731515
ADP | HH860E2S11 | H,YG54*60+TXV | TM9Y080C16MP11 | 44000 | 42500 | 17 | 11 | 8.5 | 2 | 75 | 79 | 215731514
ADP | HH860E2S11 | H,YG54*48+TXV | TM9Y080C16MP11 | 44000 | 42500 | 17 | 11 | 8.5 | 2 | 75 | 79 | 215731513
ADP | HH860E2S11 | H,YG54*60+TXV-BLEED | TM9Y080C16MP11 | 44000 | 42500 | 17 | 11 | 8.5 | 2 | 75 | 79 | 215731512
ADP | HH860E2S11 | H,YG54*48+TXV-BLEED | TM9Y080C16MP11 | 44000 | 42500 | 17 | 11 | 8.5 | 2 | 75 | 79 | 215731511
ADP | HH860E2S11 | H,YG3K*60+TXV | TM9Y080C16MP11 | 44000 | 42500 | 16 | 11 | 8.5 | 2 | 75 | 79 | 215731510
ADP | 5TWX5042A1 | H,TE49*60+TXV | S9X1B080U4PSB | 39000 | 37400 | 15.2 | 12 | 8.1 | 2.1 | 65 | 50 | 215727534
ADP | 5TWX5042A1 | H,TE48*60+TXV | S9X1B080U4PSB | 39000 | 37400 | 15.2 | 12 | 8.1 | 2.1 | 65 | 50 | 215727533
ADP | 5TWX5042A1 | H,TE2K*48+TXV | S9X1B080U4PSB | 38500 | 37400 | 15.2 | 11.7 | 8.1 | 2.1 | 65 | 50 | 215727532
ADP | 5TWX5042A1 | H,TE49*60+TXV | S9X1B060U4PSB | 38000 | 37400 | 15.2 | 12 | 8.1 | 2.1 | 65 | 50 | 215727529
ADP | 5TWX5042A1 | H,TE48*60+TXV | S9X1B060U4PSB | 38000 | 37400 | 15.2 | 12 | 8.1 | 2.1 | 65 | 50 | 215727528
ADP | 5TWX5042A1 | H,TE2K*48+TXV | S9X1B060U4PSB | 37400 | 37400 | 15.2 | 11.7 | 8.1 | 2.1 | 65 | 50 | 215727527
ADP | 5TWX5042A1 | H,TE49*60+TXV | S9V2D120U5VSB | 40000 | 37400 | 16 | 12 | 8.1 | 2.2 | 65 | 49 | 215727525
ADP | 5TWX5042A1 | H,TE48*60+TXV | S9V2D120U5VSB | 39500 | 37400 | 15.2 | 11.7 | 8.1 | 2.2 | 65 | 49 | 215727524
ADP | 5TWX5042A1 | H,TE2K*48+TXV | S9V2D120U5VSB | 39000 | 37400 | 15.2 | 11.7 | 8.1 | 2.2 | 65 | 49 | 215727523
ADP | 5TWX5042A1 | H,TE49*60+TXV | S9V2D120U5VSA | 40500 | 37400 | 16 | 12 | 8.1 | 2.2 | 65 | 49 | 215727521
ADP | 5TWX5042A1 | H,TE48*60+TXV | S9V2D120U5VSA | 40000 | 37400 | 15.2 | 11.7 | 8.1 | 2.2 | 65 | 49 | 215727520
ADP | 5TWX5042A1 | H,TE2K*48+TXV | S9V2D120U5VSA | 39500 | 37400 | 15.2 | 11.7 | 8.1 | 2.2 | 65 | 49 | 215727519
ADP | 5TWX5042A1 | H,TE49*60+TXV | S9V2D120U5PSC | 41000 | 37800 | 16 | 12 | 8.1 | 2.2 | 64 | 49 | 215727517
ADP | 5TWX5042A1 | H,TE48*60+TXV | S9V2D120U5PSC | 40500 | 37800 | 15.2 | 11.7 | 8.1 | 2.2 | 64 | 49 | 215727516
ADP | 5TWX5042A1 | H,TE2K*48+TXV | S9V2D120U5PSC | 40000 | 37800 | 15.2 | 11.7 | 8.1 | 2.2 | 64 | 49 | 215727515
ADP | 5TWX5042A1 | H,TE49*60+TXV | S9V2D120U5PSB | 40500 | 37400 | 16 | 12 | 8.1 | 2.2 | 65 | 49 | 215727513
ADP | 5TWX5042A1 | H,TE48*60+TXV | S9V2D120U5PSB | 40000 | 37400 | 15.2 | 11.7 | 8.1 | 2.2 | 65 | 49 | 215727512
ADP | 5TWX5042A1 | H,TE2K*48+TXV | S9V2D120U5PSB | 39500 | 37400 | 15.2 | 11.7 | 8.1 | 2.2 | 65 | 49 | 215727511
ADP | 5TWX5042A1 | H,TE49*60+TXV | S9V2D120D5PSC | 37200 | 36000 | 15.2 | 11.7 | 8.1 | 2.1 | 66 | 51 | 215727509
ADP | 5TWX5042A1 | H,TE48*60+TXV | S9V2D120D5PSC | 36600 | 36000 | 15.2 | 11.5 | 8.1 | 2.1 | 66 | 51 | 215727508
ADP | 5TWX5042A1 | H,TE49*60+TXV | S9V2D120D5PSB | 37600 | 36400 | 15.2 | 11.7 | 8.1 | 2.1 | 65 | 51 | 215727507
ADP | 5TWX5042A1 | H,TE48*60+TXV | S9V2D120D5PSB | 37000 | 36400 | 15.2 | 11.5 | 8.1 | 2.1 | 65 | 51 | 215727506
ADP | 5TWX5042A1 | H,TE49*60+TXV | S9V2C100U5PSC | 40000 | 37800 | 15.2 | 12 | 8.1 | 2.1 | 65 | 50 | 215727505
ADP | 5TWX5042A1 | H,TE48*60+TXV | S9V2C100U5PSC | 40000 | 37800 | 15.2 | 12 | 8.1 | 2.1 | 65 | 50 | 215727504
ADP | 5TWX5042A1 | H,TE2K*48+TXV | S9V2C100U5PSC | 39500 | 37800 | 15.2 | 11.7 | 8.1 | 2.1 | 65 | 50 | 215727503
ADP | 5TWX5042A1 | H,TE36*60+TXV | S9V2C100U5PSC | 39500 | 37800 | 15.2 | 11.7 | 8.1 | 2.1 | 65 | 50 | 215727502
ADP | 5TWX5042A1 | H,TE49*60+TXV | S9V2C100U5PSB | 40000 | 37800 | 15.2 | 12 | 8.1 | 2.1 | 65 | 50 | 215727501
ADP | 5TWX5042A1 | H,TE48*60+TXV | S9V2C100U5PSB | 40000 | 37800 | 15.2 | 12 | 8.1 | 2.1 | 65 | 50 | 215727500
ADP | 5TWX5042A1 | H,TE2K*48+TXV | S9V2C100U5PSB | 39500 | 37800 | 15.2 | 11.7 | 8.1 | 2.1 | 65 | 50 | 215727499
ADP | 5TWX5042A1 | H,TE36*60+TXV | S9V2C100U5PSB | 39500 | 37800 | 15.2 | 11.7 | 8.1 | 2.1 | 65 | 50 | 215727498
ADP | 5TWX5042A1 | H,TE49*60+TXV | S9V2C100U4VSB | 40000 | 38000 | 15.2 | 12 | 8.1 | 2.1 | 65 | 50 | 215727497
ADP | 5TWX5042A1 | H,TE48*60+TXV | S9V2C100U4VSB | 40000 | 38000 | 15.2 | 12 | 8.1 | 2.1 | 65 | 50 | 215727496
ADP | 5TWX5042A1 | H,TE2K*48+TXV | S9V2C100U4VSB | 39500 | 38000 | 15.2 | 11.7 | 8.1 | 2.1 | 65 | 50 | 215727495
ADP | 5TWX5042A1 | H,TE36*60+TXV | S9V2C100U4VSB | 39500 | 38000 | 15.2 | 11.7 | 8.1 | 2.1 | 65 | 50 | 215727494
ADP | 5TWX5042A1 | H,TE49*60+TXV | S9V2C100U4VSA | 39500 | 37800 | 15.2 | 12 | 8.1 | 2.1 | 65 | 50 | 215727493
ADP | 5TWX5042A1 | H,TE48*60+TXV | S9V2C100U4VSA | 39500 | 37800 | 15.2 | 12 | 8.1 | 2.1 | 65 | 50 | 215727492
ADP | 5TWX5042A1 | H,TE2K*48+TXV | S9V2C100U4VSA | 39000 | 37800 | 15.2 | 11.7 | 8.1 | 2.1 | 65 | 50 | 215727491
ADP | 5TWX5042A1 | H,TE36*60+TXV | S9V2C100U4VSA | 39000 | 37800 | 15.2 | 11.7 | 8.1 | 2.1 | 65 | 50 | 215727490
ADP | 5TWX5042A1 | H,TE49*60+TXV | S9V2C080U5PSC | 40000 | 38000 | 15.2 | 12 | 8.1 | 2.1 | 65 | 50 | 215727482
ADP | 5TWX5042A1 | H,TE48*60+TXV | S9V2C080U5PSC | 40000 | 38000 | 15.2 | 12 | 8.1 | 2.1 | 65 | 50 | 215727481
ADP | 5TWX5042A1 | H,TE2K*48+TXV | S9V2C080U5PSC | 39500 | 38000 | 15.2 | 11.7 | 8.1 | 2.1 | 65 | 50 | 215727480
ADP | 5TWX5042A1 | H,TE36*60+TXV | S9V2C080U5PSC | 39500 | 38000 | 15.2 | 11.7 | 8.1 | 2.1 | 65 | 50 | 215727479
ADP | 5TWX5042A1 | H,TE49*60+TXV | S9V2C080U5PSB | 40000 | 37800 | 15.2 | 12 | 8.1 | 2.1 | 65 | 50 | 215727478
ADP | 5TWX5042A1 | H,TE48*60+TXV | S9V2C080U5PSB | 40000 | 37800 | 15.2 | 12 | 8.1 | 2.1 | 65 | 50 | 215727477
ADP | 5TWX5042A1 | H,TE2K*48+TXV | S9V2C080U5PSB | 39500 | 37800 | 15.2 | 11.7 | 8.1 | 2.1 | 65 | 50 | 215727476
ADP | 5TWX5042A1 | H,TE36*60+TXV | S9V2C080U5PSB | 39500 | 37800 | 15.2 | 11.7 | 8.1 | 2.1 | 65 | 50 | 215727475
ADP | 5TWX5042A1 | H,TE49*60+TXV | S9V2B080U4VSB | 39000 | 38000 | 15.2 | 12 | 8.1 | 2 | 66 | 51 | 215727474
ADP | 5TWX5042A1 | H,TE48*60+TXV | S9V2B080U4VSB | 39000 | 38000 | 15.2 | 11.7 | 8.1 | 2 | 66 | 51 | 215727473
ADP | 5TWX5042A1 | H,TE2K*48+TXV | S9V2B080U4VSB | 38500 | 38000 | 15.2 | 11.5 | 8.1 | 2 | 66 | 51 | 215727472
ADP | 5TWX5042A1 | H,TE49*60+TXV | S9V2B080U4VSA | 39000 | 38000 | 15.2 | 12 | 8.1 | 2 | 66 | 51 | 215727471
ADP | 5TWX5042A1 | H,TE48*60+TXV | S9V2B080U4VSA | 39000 | 38000 | 15.2 | 11.7 | 8.1 | 2 | 66 | 51 | 215727470
ADP | 5TWX5042A1 | H,TE2K*48+TXV | S9V2B080U4VSA | 38500 | 38000 | 15.2 | 11.5 | 8.1 | 2 | 66 | 51 | 215727469
ADP | 5TWX5042A1 | H,TE49*60+TXV | S9V2B080U4PSC | 39500 | 37800 | 15.2 | 12 | 8.1 | 2.1 | 66 | 51 | 215727468
ADP | 5TWX5042A1 | H,TE48*60+TXV | S9V2B080U4PSC | 39500 | 37800 | 15.2 | 11.7 | 8.1 | 2.1 | 66 | 51 | 215727467
ADP | 5TWX5042A1 | H,TE2K*48+TXV | S9V2B080U4PSC | 39000 | 37800 | 15.2 | 11.5 | 8.1 | 2.1 | 66 | 51 | 215727466
ADP | 5TWX5042A1 | H,TE49*60+TXV | S9V2B080U4PSB | 39000 | 37400 | 15.2 | 12 | 8.1 | 2.1 | 65 | 51 | 215727464
ADP | 5TWX5042A1 | H,TE48*60+TXV | S9V2B080U4PSB | 39000 | 37400 | 15.2 | 12 | 8.1 | 2.1 | 65 | 51 | 215727463
ADP | HH860E2S11 | H,YG50*48+TXV-BLEED | Y81E120C16SMPS1 | 44000 | 41500 | 18 | 12 | 8.5 | 2 | 75 | 79 | 215726701
ADP | HH860E2S11 | H,YG49*60+TXV | Y81E120C16SMPS1 | 44000 | 42000 | 18 | 12 | 8.5 | 2 | 74 | 78 | 215726700
ADP | HH860E2S11 | H,YG49*48+TXV | Y81E120C16SMPS1 | 44000 | 42000 | 18 | 12 | 8.5 | 2 | 74 | 78 | 215726699
ADP | HH860E2S11 | H,YG49*60+TXV-BLEED | Y81E120C16SMPS1 | 44000 | 42000 | 18 | 12 | 8.5 | 2 | 74 | 78 | 215726698
ADP | HH860E2S11 | H,YG49*48+TXV-BLEED | Y81E120C16SMPS1 | 44000 | 42000 | 18 | 12 | 8.5 | 2 | 74 | 78 | 215726697
ADP | HH860E2S11 | H,YG48*60+TXV | Y81E120C16SMPS1 | 44000 | 42000 | 18 | 12 | 8.5 | 2 | 74 | 78 | 215726696
ADP | HH860E2S11 | H,YG48*48+TXV | Y81E120C16SMPS1 | 44000 | 42000 | 18 | 12 | 8.5 | 2 | 74 | 78 | 215726695
ADP | HH860E2S11 | H,YG48*60+TXV-BLEED | Y81E120C16SMPS1 | 44000 | 41500 | 18 | 12 | 8.5 | 2 | 75 | 79 | 215726694
ADP | HH860E2S11 | H,YG48*48+TXV-BLEED | Y81E120C16SMPS1 | 44000 | 41500 | 18 | 12 | 8.5 | 2 | 75 | 79 | 215726693
ADP | HH860E2S11 | H,YG37*48+TXV | Y81E120C16SMPS1 | 44000 | 42000 | 17 | 12 | 8.5 | 2 | 74 | 78 | 215726692
ADP | HH860E2S11 | H,YG37*48+TXV-BLEED | Y81E120C16SMPS1 | 44000 | 41500 | 17 | 12 | 8.5 | 2 | 75 | 79 | 215726691
ADP | HH860E2S11 | H,YG88*60+TXV | Y81E100C20SMPS1 | 53000 | 51500 | 19 | 11.7 | 8.5 | 2 | 69 | 74 | 215726690
ADP | HH860E2S11 | H,YG88*60+TXV-BLEED | Y81E100C20SMPS1 | 53000 | 51500 | 19 | 11.7 | 8.5 | 2 | 69 | 74 | 215726689
ADP | HH860E2S11 | H,YG86*60+TXV | Y81E100C20SMPS1 | 53000 | 51500 | 19 | 11.7 | 8.5 | 2 | 69 | 74 | 215726688
ADP | HH860E2S11 | H,YG86*60+TXV-BLEED | Y81E100C20SMPS1 | 53000 | 51500 | 19 | 11.7 | 8.5 | 2 | 69 | 74 | 215726687
ADP | HH860E2S11 | H,YG84*60+TXV | Y81E100C20SMPS1 | 53000 | 51500 | 19 | 11.7 | 8.5 | 2 | 69 | 74 | 215726686
ADP | HH860E2S11 | H,YG52*60+TXV | Y81E100C20SMPS1 | 53000 | 51500 | 19 | 11.7 | 8.5 | 2 | 69 | 74 | 215726685
ADP | HH860E2S11 | H,YG52*60+TXV-BLEED | Y81E100C20SMPS1 | 53000 | 51500 | 19 | 11.7 | 8.5 | 2 | 69 | 74 | 215726684
ADP | HH860E2S11 | H,YG50*60+TXV | Y81E100C20SMPS1 | 53000 | 51500 | 19 | 11.7 | 8.5 | 2 | 69 | 74 | 215726683
ADP | HH860E2S11 | H,YG50*60+TXV-BLEED | Y81E100C20SMPS1 | 53000 | 51500 | 19 | 11.7 | 8.5 | 2 | 69 | 74 | 215726682
ADP | HH860E2S11 | H,YG49*60+TXV | Y81E100C20SMPS1 | 53000 | 51500 | 19 | 11.7 | 8.5 | 2 | 69 | 74 | 215726681
ADP | HH860E2S11 | H,YG49*60+TXV-BLEED | Y81E100C20SMPS1 | 53000 | 51500 | 19 | 11.7 | 8.5 | 2 | 69 | 74 | 215726680
ADP | HH860E2S11 | H,YG48*60+TXV | Y81E100C20SMPS1 | 44500 | 42500 | 18 | 12 | 8.5 | 2 | 75 | 78 | 215726679
ADP | HH860E2S11 | H,YG48*48+TXV | Y81E100C20SMPS1 | 44500 | 42500 | 18 | 12 | 8.5 | 2 | 75 | 78 | 215726678
ADP | HH860E2S11 | H,YG48*60+TXV-BLEED | Y81E100C20SMPS1 | 44500 | 42500 | 18 | 12 | 8.5 | 2 | 75 | 78 | 215726677
ADP | HH860E2S11 | H,YG48*48+TXV-BLEED | Y81E100C20SMPS1 | 44500 | 42500 | 18 | 12 | 8.5 | 2 | 75 | 78 | 215726676
ADP | HH860E2S11 | H,YG88*60+TXV | Y81E100C16SMPS1 | 44000 | 42000 | 18 | 12 | 8.5 | 2 | 75 | 78 | 215726675
ADP | HH860E2S11 | H,YG88*60+TXV-BLEED | Y81E100C16SMPS1 | 44000 | 42000 | 18 | 12 | 8.5 | 2 | 75 | 78 | 215726674
ADP | HH860E2S11 | H,YG86*60+TXV | Y81E100C16SMPS1 | 44000 | 42000 | 18 | 12 | 8.5 | 2 | 75 | 78 | 215726673
ADP | HH860E2S11 | H,YG86*60+TXV-BLEED | Y81E100C16SMPS1 | 44000 | 42000 | 18 | 12 | 8.5 | 2 | 75 | 78 | 215726672
ADP | HH860E2S11 | H,YG84*60+TXV | Y81E100C16SMPS1 | 44000 | 42000 | 18 | 12 | 8.5 | 2 | 75 | 78 | 215726671
ADP | HH860E2S11 | H,YG84*48+TXV | Y81E100C16SMPS1 | 44000 | 42000 | 18 | 12 | 8.5 | 2 | 75 | 78 | 215726670
ADP | HH860E2S11 | H,YG84*48+TXV-BLEED | Y81E100C16SMPS1 | 44000 | 42000 | 18 | 12 | 8.5 | 2 | 75 | 78 | 215726669
ADP | HH860E2S11 | H,YG52*60+TXV | Y81E100C16SMPS1 | 44000 | 42000 | 18 | 12 | 8.5 | 2 | 75 | 78 | 215726668
ADP | HH860E2S11 | H,YG52*60+TXV-BLEED | Y81E100C16SMPS1 | 44000 | 42000 | 18 | 12 | 8.5 | 2 | 75 | 78 | 215726667
ADP | HH860E2S11 | H,YG50*60+TXV | Y81E100C16SMPS1 | 44000 | 42000 | 18 | 12 | 8.5 | 2 | 75 | 78 | 215726666
ADP | HH860E2S11 | H,YG50*48+TXV | Y81E100C16SMPS1 | 44000 | 42000 | 18 | 12 | 8.5 | 2 | 75 | 78 | 215726665
ADP | HH860E2S11 | H,YG50*60+TXV-BLEED | Y81E100C16SMPS1 | 44000 | 42000 | 18 | 12 | 8.5 | 2 | 75 | 78 | 215726664
ADP | HH860E2S11 | H,YG50*48+TXV-BLEED | Y81E100C16SMPS1 | 44000 | 42000 | 18 | 12 | 8.5 | 2 | 75 | 78 | 215726663
ADP | HH860E2S11 | H,YG49*60+TXV | Y81E100C16SMPS1 | 44000 | 42000 | 18 | 12 | 8.5 | 2 | 75 | 78 | 215726662
ADP | HH860E2S11 | V,Y60H210P17*+TXV+AEFE5* |  | 46000 | 44000 | 19 | 12 | 9 | 2.1 | 79 | 76 | 215726298
ADP | HH860E2S11 | V,Y48H175P38*+TXV+AEFE4B* |  | 46000 | 44000 | 19 | 12 | 9 | 2.1 | 79 | 76 | 215726297
ADP | HH836E2S11 | H,YG81*36+TXV+AEFE3A* |  | 34000 | 30000 | 19 | 11.5 | 8.85 | 1.98 | 83 | 83 | 215726296
ADP | HH836E2S11 | H,YG81*36+TXV+AEFE4B* |  | 34000 | 30800 | 19 | 11.7 | 9 | 2.1 | 83 | 81 | 215726295
ADP | HH836E2S11 | FE*TT3*37+TXV |  | 33400 | 29400 | 19 | 11.7 | 9 | 2 | 84 | 84 | 215726294
ADP | HH860E2S11 | H,YG37*60+TXV-BLEED | TM8V120C20MP12 | 52000 | 52000 | 18 | 10.5 | 8.35 | 1.98 | 70 | 74 | 215731459
ADP | HH860E2S11 | H,YG74*60+TXV | TM8V100C20MP12 | 53000 | 52000 | 19 | 11 | 8.5 | 2 | 70 | 74 | 215731457
ADP | HH860E2S11 | H,YG74*60+TXV-BLEED | TM8V100C20MP12 | 53000 | 52000 | 19 | 11 | 8.5 | 2 | 70 | 74 | 215731455
ADP | HH860E2S11 | H,YG51*60+TXV | TM8V100C20MP12 | 53000 | 52000 | 19 | 11 | 8.5 | 2 | 70 | 74 | 215731454
ADP | HH860E2S11 | H,YG51*60+TXV-BLEED | TM8V100C20MP12 | 53000 | 52000 | 19 | 11 | 8.5 | 2 | 70 | 74 | 215731452
ADP | HH860E2S11 | H,YG55*60+TXV | TM8V100C20MP12 | 53000 | 52000 | 19 | 11 | 8.5 | 2 | 70 | 74 | 215731451
ADP | HH860E2S11 | H,YG55*60+TXV-BLEED | TM8V100C20MP12 | 53000 | 52000 | 19 | 11 | 8.5 | 2 | 70 | 74 | 215731449
ADP | HH860E2S11 | H,YG54*60+TXV | TM8V100C20MP12 | 53000 | 52000 | 19 | 11 | 8.5 | 2 | 70 | 74 | 215731447
ADP | HH860E2S11 | H,YG54*60+TXV-BLEED | TM8V100C20MP12 | 53000 | 52000 | 19 | 11 | 8.5 | 2 | 70 | 74 | 215731446
ADP | HH860E2S11 | H,YG3K*60+TXV | TM8V100C20MP12 | 44500 | 43000 | 18 | 11 | 8.5 | 2 | 76 | 78 | 215731444
ADP | HH860E2S11 | H,YG3K*48+TXV | TM8V100C20MP12 | 44500 | 43000 | 18 | 11 | 8.5 | 2 | 76 | 78 | 215731442
ADP | HH860E2S11 | H,YG3K*60+TXV-BLEED | TM8V100C20MP12 | 44500 | 43000 | 18 | 11 | 8.5 | 2 | 76 | 78 | 215731440
ADP | HH860E2S11 | H,YG3K*48+TXV-BLEED | TM8V100C20MP12 | 44500 | 43000 | 18 | 11 | 8.5 | 2 | 76 | 78 | 215731439
ADP | HH860E2S11 | H,YG72*60+TXV | TM8V100C20MP12 | 44000 | 42500 | 18 | 11.7 | 8.5 | 2 | 75 | 78 | 215731437
ADP | HH860E2S11 | H,YG72*48+TXV | TM8V100C20MP12 | 44000 | 42500 | 18 | 11.7 | 8.5 | 2 | 75 | 78 | 215731436
ADP | HH860E2S11 | H,YG72*60+TXV-BLEED | TM8V100C20MP12 | 44000 | 42500 | 18 | 11.7 | 8.5 | 2 | 75 | 78 | 215731434
ADP | HH860E2S11 | H,YG72*48+TXV-BLEED | TM8V100C20MP12 | 44000 | 42500 | 18 | 11.7 | 8.5 | 2 | 75 | 78 | 215731432
ADP | HH860E2S11 | H,YG37*60+TXV | TM8V100C20MP12 | 52000 | 52000 | 18 | 10.5 | 8.35 | 1.98 | 70 | 74 | 215731431
ADP | HH860E2S11 | H,YG37*60+TXV-BLEED | TM8V100C20MP12 | 52000 | 52000 | 18 | 10.5 | 8.35 | 1.98 | 70 | 74 | 215731429
ADP | HH860E2S11 | H,YG88*48+TXV | TM8V100C16MP12 | 43500 | 42000 | 18 | 11.7 | 8.5 | 2 | 74 | 78 | 215731427
ADP | HH860E2S11 | H,YG88*48+TXV-BLEED | TM8V100C16MP12 | 43500 | 42000 | 18 | 11.7 | 8.5 | 2 | 74 | 78 | 215731426
ADP | HH860E2S11 | H,YG86*48+TXV | TM8V100C16MP12 | 43500 | 42000 | 18 | 11.7 | 8.5 | 2 | 74 | 78 | 215731424
ADP | HH860E2S11 | H,YG86*48+TXV-BLEED | TM8V100C16MP12 | 43500 | 42000 | 18 | 11.7 | 8.5 | 2 | 74 | 78 | 215731422
ADP | HH860E2S11 | H,YG52*48+TXV | TM8V100C16MP12 | 43500 | 42000 | 18 | 11.7 | 8.5 | 2 | 74 | 78 | 215731420
ADP | HH860E2S11 | H,YG52*48+TXV-BLEED | TM8V100C16MP12 | 43500 | 42000 | 18 | 11.7 | 8.5 | 2 | 74 | 78 | 215731419
ADP | HH860E2S11 | H,YG74*60+TXV | TM8V100C16MP12 | 43500 | 42000 | 18 | 11.7 | 8.5 | 2 | 74 | 78 | 215731417
ADP | HH860E2S11 | H,YG74*48+TXV | TM8V100C16MP12 | 43500 | 42000 | 18 | 11.7 | 8.5 | 2 | 74 | 78 | 215731416
ADP | HH860E2S11 | H,YG74*60+TXV-BLEED | TM8V100C16MP12 | 43500 | 42000 | 18 | 11.7 | 8.5 | 2 | 74 | 78 | 215731414
ADP | HH860E2S11 | H,YG74*48+TXV-BLEED | TM8V100C16MP12 | 43500 | 42000 | 18 | 11.7 | 8.5 | 2 | 74 | 78 | 215731412
ADP | HH860E2S11 | H,YG51*60+TXV | TM8V100C16MP12 | 43500 | 42000 | 18 | 11.7 | 8.5 | 2 | 74 | 78 | 215731411
ADP | HH860E2S11 | H,YG51*48+TXV | TM8V100C16MP12 | 43500 | 42000 | 18 | 11.7 | 8.5 | 2 | 74 | 78 | 215731409
ADP | HH860E2S11 | H,YG51*60+TXV-BLEED | TM8V100C16MP12 | 43500 | 42000 | 18 | 11.7 | 8.5 | 2 | 74 | 78 | 215731407
ADP | HH860E2S11 | H,YG51*48+TXV-BLEED | TM8V100C16MP12 | 43500 | 42000 | 18 | 11.7 | 8.5 | 2 | 74 | 78 | 215731406
ADP | HH860E2S11 | H,YG53*48+TXV | TM8V100C16MP12 | 43500 | 42000 | 18 | 11.7 | 8.5 | 2 | 74 | 78 | 215731404
ADP | HH860E2S11 | H,YG53*48+TXV-BLEED | TM8V100C16MP12 | 43500 | 42000 | 18 | 11.7 | 8.5 | 2 | 74 | 78 | 215731402
ADP | HH860E2S11 | H,YG55*60+TXV | TM8V100C16MP12 | 43500 | 42000 | 18 | 11.7 | 8.5 | 2 | 74 | 78 | 215731400
ADP | HH860E2S11 | H,YG55*48+TXV | TM8V100C16MP12 | 43500 | 42000 | 18 | 11.7 | 8.5 | 2 | 74 | 78 | 215731399
ADP | HH860E2S11 | H,YG55*60+TXV-BLEED | TM8V100C16MP12 | 43500 | 42000 | 18 | 11.7 | 8.5 | 2 | 74 | 78 | 215731397
ADP | HH860E2S11 | H,YG55*48+TXV-BLEED | TM8V100C16MP12 | 43500 | 42000 | 18 | 11.7 | 8.5 | 2 | 74 | 78 | 215731395
ADP | HH860E2S11 | H,YG54*60+TXV | TM8V100C16MP12 | 43500 | 42000 | 18 | 11.7 | 8.5 | 2 | 74 | 78 | 215731394
ADP | HH824E2S11 | H,YE7J(1,2)36+TXV | Z9ES060B12SMPS1 | 23000 | 21400 | 17 | 11.7 | 9 | 2 | 84 | 85 | 215728042
ADP | HH824E2S11 | H,YE31(1,2)30+TXV | Z9ES060B12SMPS1 | 22600 | 21400 | 16 | 11.5 | 8.75 | 1.96 | 84 | 85 | 215728041
ADP | HH824E2S11 | H,YE7J(1,2)36+TXV | Z9ES060A10SMPS1 | 22400 | 21400 | 17 | 11.5 | 8.3 | 1.96 | 80 | 80 | 215728040
ADP | HH824E2S11 | H,YE7J(1,2)36+TXV | Z9ES040A10SMPS1 | 22400 | 21400 | 17 | 11.5 | 8.3 | 1.96 | 81 | 81 | 215728038
ADP | HH824E2S11 | H,YE7J(1,2)36+TXV | Z9ES026A08SMPS1 | 22400 | 21400 | 17 | 11.5 | 8.3 | 1.96 | 78 | 79 | 215728036
ADP | HH824E2S11 | H,YE7J(1,2)36+TXV | Z8ET080B12LMPS1 | 23000 | 21400 | 18 | 12 | 9 | 2 | 83 | 85 | 215728034
ADP | HH824E2S11 | H,YE31(1,2)30+TXV | Z8ET080B12LMPS1 | 21800 | 21200 | 18 | 11 | 8.95 | 1.9 | 81 | 83 | 215728033
ADP | HH824E2S11 | H,YE7J(1,2)36+TXV | Z8ET060A12LMPS1 | 22400 | 21400 | 18 | 11.5 | 8.8 | 1.96 | 80 | 81 | 215728032
ADP | HH824E2S11 | H,YE31(1,2)30+TXV | Z8ET060A12LMPS1 | 21800 | 21200 | 18 | 11 | 8.5 | 1.9 | 81 | 82 | 215728031
ADP | HH824E2S11 | H,YE7J(1,2)36+TXV | Z8ES100B12SMPS1 | 23000 | 21400 | 18 | 12 | 9 | 2 | 84 | 85 | 215728030
ADP | HH824E2S11 | H,YE7J(1,2)36+TXV | Z8ES080B12SMPS1 | 23000 | 21400 | 18 | 12 | 9 | 2 | 83 | 85 | 215728029
ADP | HH824E2S11 | H,YE31(1,2)30+TXV | Z8ES080B12SMPS1 | 21800 | 21200 | 18 | 11 | 8.95 | 1.9 | 81 | 83 | 215728028
ADP | HH824E2S11 | H,YE7J(1,2)36+TXV | Z8ES060A12SMPS1 | 22400 | 21000 | 17 | 11.5 | 8.8 | 1.96 | 79 | 80 | 215728027
ADP | HH824E2S11 | H,YE31(1,2)30+TXV | Z8ES060A12SMPS1 | 21800 | 20800 | 17 | 11 | 8.5 | 1.9 | 79 | 81 | 215728026
ADP | HH824E2S11 | H,YE7J(1,2)36+TXV | TM9Y080B12MP11 | 23000 | 21400 | 17 | 11.7 | 9 | 2 | 83 | 85 | 215728025
ADP | HH824E2S11 | H,YE31(1,2)30+TXV | TM9Y080B12MP11 | 21800 | 21000 | 17 | 11 | 8.5 | 1.9 | 79 | 81 | 215728024
ADP | HH824E2S11 | H,YE7J(1,2)36+TXV | TM9Y060B12MP11 | 22400 | 21400 | 17 | 11 | 8.8 | 1.96 | 80 | 81 | 215728023
ADP | HH824E2S11 | H,YE31(1,2)30+TXV | TM9Y060B12MP11 | 21800 | 21200 | 17 | 11 | 8.5 | 1.9 | 80 | 82 | 215728022
ADP | HH824E2S11 | H,YE7J(1,2)36+TXV | TM9Y040A10MP11 | 22400 | 21000 | 16 | 10.5 | 8.3 | 1.96 | 79 | 80 | 215728021
ADP | HH824E2S11 | H,YE7J(1,2)36+TXV | TM9V080B12MP12 | 22400 | 21400 | 17 | 11.5 | 8.8 | 1.96 | 80 | 81 | 215728019
ADP | HH824E2S11 | H,YE31(1,2)30+TXV | TM9V080B12MP12 | 21800 | 21200 | 17 | 11 | 8.5 | 1.9 | 80 | 82 | 215728018
ADP | HH824E2S11 | H,YE7J(1,2)36+TXV | TM9V060B12MP12 | 22400 | 21400 | 17 | 11 | 8.8 | 1.96 | 79 | 80 | 215728017
ADP | HH824E2S11 | H,YE31(1,2)30+TXV | TM9V060B12MP12 | 21800 | 21200 | 17 | 11 | 8.5 | 1.9 | 80 | 81 | 215728016
ADP | HH824E2S11 | H,YE7J(1,2)36+TXV | TM9V040A10MP12 | 22400 | 21400 | 16 | 10.5 | 8.8 | 1.96 | 79 | 80 | 215728015
ADP | HH824E2S11 | H,YE31(1,2)30+TXV | TM9V040A10MP12 | 21800 | 21200 | 16 | 10 | 8.5 | 1.9 | 79 | 81 | 215728014
ADP | HH824E2S11 | H,YE7J(1,2)36+TXV | TM9E080B12MP12 | 23000 | 21400 | 17 | 11.7 | 9 | 2 | 84 | 86 | 215728013
ADP | HH824E2S11 | H,YE31(1,2)30+TXV | TM9E080B12MP12 | 21800 | 21200 | 17 | 11 | 8.5 | 1.9 | 82 | 83 | 215728012
ADP | HH824E2S11 | H,YE7J(1,2)36+TXV | TM9E060B12MP12 | 23000 | 21400 | 16 | 11.7 | 9 | 2 | 83 | 84 | 215728011
ADP | HH824E2S11 | H,YE31(1,2)30+TXV | TM9E060B12MP12 | 22400 | 21400 | 16 | 11 | 8.75 | 1.96 | 83 | 84 | 215728010
ADP | HH824E2S11 | H,YE7J(1,2)36+TXV | TM9E060A10MP12 | 22400 | 21400 | 16 | 10.5 | 8.8 | 1.96 | 83 | 83 | 215728009
ADP | HH824E2S11 | H,YE31(1,2)30+TXV | TM9E060A10MP12 | 21800 | 21200 | 16 | 10 | 8.5 | 1.9 | 83 | 83 | 215728008
ADP | HH824E2S11 | H,YE7J(1,2)36+TXV | TM9E040A10MP12 | 22400 | 21400 | 16 | 10.5 | 8.8 | 1.96 | 82 | 83 | 215728007
ADP | HH824E2S11 | H,YE31(1,2)30+TXV | TM9E040A10MP12 | 21800 | 21200 | 16 | 10 | 8.5 | 1.9 | 82 | 83 | 215728006
ADP | HH824E2S11 | H,YE7J(1,2)36+TXV | TM9E026A08MP12 | 22400 | 21400 | 16 | 10.5 | 8.8 | 1.96 | 79 | 80 | 215728005
ADP | HH824E2S11 | H,YE31(1,2)30+TXV | TM9E026A08MP12 | 21800 | 21200 | 16 | 10 | 8.5 | 1.9 | 79 | 81 | 215728004
ADP | HH824E2S11 | H,YE7J(1,2)36+TXV | TM8Y080B12MP11 | 22400 | 21400 | 17 | 11.5 | 8.8 | 1.96 | 79 | 80 | 215728003
ADP | HH860E2S11 | H,YE48(1,2)60+TXV+TD |  | 44500 | 44000 | 15.2 | 11 | 8.5 | 2 | 77 | 77 | 215731838
ADP | HH836E2S11 | H,YE9J(1,2)36+TXV+TD |  | 33600 | 30600 | 15.2 | 10 | 8.5 | 2 | 88 | 75 | 215731836
ADP | HH836E2S11 | H,YG48*36+TXV-BLEED | Y82E080B12LMPS1 | 32800 | 28400 | 19 | 11.7 | 8.5 | 2 | 89 | 86 | 215731835
ADP | HH836E2S11 | H,YG48*36+TXV-BLEED | Y81E120C20SMPS1 | 33600 | 30000 | 19 | 11 | 8.5 | 2 | 84 | 83 | 215731834
ADP | HH836E2S11 | H,YG48*36+TXV-BLEED | Y81E120C16SMPS1 | 33400 | 29600 | 19 | 11.7 | 8.5 | 2 | 84 | 84 | 215731833
ADP | HH836E2S11 | H,YG48*36+TXV-BLEED | Y81E100C20SMPS1 | 33800 | 30000 | 19 | 11 | 8.5 | 2 | 83 | 83 | 215731832
ADP | HH836E2S11 | H,YG48*36+TXV-BLEED | Y81E100C16SMPS1 | 33400 | 29600 | 19 | 11 | 8.5 | 2 | 84 | 84 | 215731831
ADP | HH836E2S11 | H,YG48*36+TXV-BLEED | Y81E100B12SMPS1 | 33000 | 28800 | 18 | 11.7 | 8.5 | 2 | 89 | 85 | 215731830
ADP | HH836E2S11 | H,YG48*36+TXV-BLEED | Y81E080C20SMPS1 | 34600 | 30800 | 19 | 11 | 8.5 | 2 | 89 | 82 | 215731829
ADP | HH836E2S11 | H,YG48*36+TXV-BLEED | Y81E080C16SMPS1 | 34000 | 30200 | 19 | 11 | 8.5 | 2 | 83 | 83 | 215731828
ADP | HH836E2S11 | H,YG48*36+TXV-BLEED | Y81E080B12SMPS1 | 32800 | 28400 | 18 | 11.7 | 8.5 | 2 | 89 | 86 | 215731827
ADP | HH836E2S11 | H,YG48*36+TXV-BLEED | TM9Y100C20MP11 | 33800 | 30800 | 17 | 10 | 8.5 | 2 | 83 | 83 | 215731826
ADP | HH836E2S11 | H,YG48*36+TXV-BLEED | TM9Y100C16MP11 | 32800 | 29400 | 19 | 11 | 8.5 | 2 | 85 | 81 | 215731825
ADP | HH836E2S11 | H,YG48*36+TXV-BLEED | TM9Y080C16MP11 | 32800 | 29400 | 19 | 11 | 8.5 | 2 | 85 | 81 | 215731824
ADP | HH836E2S11 | H,YG48*36+TXV-BLEED | TM9Y080B12MP11 | 33000 | 29400 | 18 | 11 | 8.5 | 2 | 89 | 85 | 215731823
ADP | HH836E2S11 | H,YG48*36+TXV-BLEED | TM9V080B12MP12 | 33000 | 29200 | 18 | 11 | 8.5 | 2 | 89 | 85 | 215731821
ADP | HH836E2S11 | H,YG48*36+TXV-BLEED | TM9V060B12MP12 | 32600 | 29000 | 17 | 11 | 8.5 | 2 | 90 | 86 | 215731820
ADP | HH836E2S11 | H,YG48*36+TXV-BLEED | TM8V100C16MP12 | 33600 | 29600 | 18 | 11 | 8.5 | 2 | 90 | 84 | 215731819
ADP | HH836E2S11 | H,YG48*36+TXV-BLEED | TM8V080C16MP12 | 33600 | 29600 | 18 | 11 | 8.5 | 2 | 90 | 84 | 215731818
ADP | HH836E2S11 | H,YG48*36+TXV-BLEED | TM8V080B12MP12 | 32400 | 28800 | 17 | 11 | 8.5 | 2 | 90 | 86 | 215731817
ADP | HH860E2S11 | H,YG74*60+TXV | Y81E130D20SMPS1 | 54000 | 52500 | 19 | 11.7 | 8.5 | 2 | 69 | 74 | 215731790
ADP | HH860E2S11 | H,YG74*60+TXV-BLEED | Y81E130D20SMPS1 | 54000 | 52500 | 19 | 11.7 | 8.5 | 2 | 69 | 74 | 215731789
ADP | HH860E2S11 | H,YG51*60+TXV | Y81E130D20SMPS1 | 54000 | 52500 | 19 | 11.7 | 8.5 | 2 | 69 | 74 | 215731788
ADP | HH860E2S11 | H,YG51*60+TXV-BLEED | Y81E130D20SMPS1 | 54000 | 52500 | 19 | 11.7 | 8.5 | 2 | 69 | 74 | 215731787
ADP | HH860E2S11 | H,YG55*60+TXV | Y81E130D20SMPS1 | 54000 | 52500 | 19 | 11.7 | 8.5 | 2 | 69 | 74 | 215731786
ADP | HH860E2S11 | H,YG55*60+TXV-BLEED | Y81E130D20SMPS1 | 54000 | 52500 | 19 | 11.7 | 8.5 | 2 | 69 | 74 | 215731785
ADP | HH860E2S11 | H,YG54*60+TXV | Y81E130D20SMPS1 | 54000 | 52500 | 19 | 11.7 | 8.5 | 2 | 69 | 74 | 215731784
ADP | HH860E2S11 | H,YG54*60+TXV-BLEED | Y81E130D20SMPS1 | 54000 | 52500 | 19 | 11.7 | 8.5 | 2 | 69 | 74 | 215731783
ADP | HH860E2S11 | H,YG3K*60+TXV | Y81E130D20SMPS1 | 45000 | 43000 | 18 | 12 | 9 | 2 | 75 | 77 | 215731781
ADP | HH860E2S11 | H,YG3K*48+TXV | Y81E130D20SMPS1 | 45000 | 43000 | 18 | 12 | 9 | 2 | 75 | 77 | 215731778
ADP | HH860E2S11 | H,YG3K*60+TXV-BLEED | Y81E130D20SMPS1 | 45000 | 43000 | 18 | 12 | 9 | 2 | 75 | 77 | 215731776
ADP | HH860E2S11 | H,YG3K*48+TXV-BLEED | Y81E130D20SMPS1 | 45000 | 43000 | 18 | 12 | 9 | 2 | 75 | 77 | 215731773
ADP | HH860E2S11 | H,YG72*60+TXV | Y81E130D20SMPS1 | 54000 | 52500 | 19 | 11.7 | 8.5 | 2 | 69 | 74 | 215731771
ADP | HH860E2S11 | H,YG72*60+TXV-BLEED | Y81E130D20SMPS1 | 54000 | 52500 | 19 | 11.7 | 8.5 | 2 | 69 | 74 | 215731768
ADP | HH860E2S11 | H,YG37*60+TXV | Y81E130D20SMPS1 | 53000 | 52500 | 18 | 11 | 8.35 | 1.98 | 69 | 74 | 215731766
ADP | HH860E2S11 | H,YG37*60+TXV-BLEED | Y81E130D20SMPS1 | 53000 | 52500 | 18 | 11 | 8.35 | 1.98 | 69 | 74 | 215731763
ADP | HH860E2S11 | H,YG74*60+TXV | Y81E120C20SMPS1 | 52500 | 51500 | 19 | 11.7 | 8.5 | 2 | 69 | 74 | 215731761
ADP | HH860E2S11 | H,YG74*60+TXV-BLEED | Y81E120C20SMPS1 | 52500 | 51500 | 19 | 11.7 | 8.5 | 2 | 69 | 74 | 215731758
ADP | HH860E2S11 | H,YG51*60+TXV | Y81E120C20SMPS1 | 52500 | 51500 | 19 | 11.7 | 8.5 | 2 | 69 | 74 | 215731755
ADP | HH824E2S11 | H,YE31(1,2)30+TXV | TM8Y080B12MP11 | 21800 | 21200 | 17 | 11 | 8.5 | 1.9 | 80 | 81 | 215728002
ADP | HH824E2S11 | H,YE7J(1,2)36+TXV | TM8V080B12MP12 | 22400 | 21400 | 17 | 10.5 | 8.8 | 1.96 | 82 | 83 | 215728001
ADP | HH824E2S11 | H,YE31(1,2)30+TXV | TM8V080B12MP12 | 21800 | 21200 | 17 | 10 | 8.5 | 1.9 | 83 | 83 | 215728000
ADP | HH824E2S11 | H,YE7J(1,2)36+TXV | TM8E100B12MP11 | 22400 | 21400 | 17 | 11.5 | 8.8 | 1.96 | 82 | 83 | 215727999
ADP | HH824E2S11 | H,YE31(1,2)30+TXV | TM8E100B12MP11 | 21800 | 21200 | 17 | 11 | 8.5 | 1.9 | 83 | 83 | 215727998
ADP | HH824E2S11 | H,YE7J(1,2)36+TXV | TM8E080B12MP11 | 22400 | 21400 | 17 | 11.5 | 8.8 | 1.96 | 81 | 82 | 215727997
ADP | HH824E2S11 | H,YE31(1,2)30+TXV | TM8E080B12MP11 | 21800 | 21200 | 17 | 11 | 8.5 | 1.9 | 82 | 83 | 215727996
ADP | HH824E2S11 | H,YE7J(1,2)36+TXV | TM8E060A12MP11 | 22400 | 21400 | 17 | 11 | 8.8 | 1.96 | 81 | 82 | 215727995
ADP | HH824E2S11 | H,YE31(1,2)30+TXV | TM8E060A12MP11 | 21800 | 21200 | 17 | 11 | 8.5 | 1.9 | 81 | 83 | 215727994
ADP | HH824E2S11 | H,YE7J(1,2)36+TXV | TM8E040A12MP11 | 22400 | 21000 | 16 | 11.5 | 8.8 | 1.96 | 79 | 80 | 215727993
ADP | HH824E2S11 | H,YE31(1,2)30+TXV | TM8E040A12MP11 | 21800 | 20800 | 16 | 11 | 8.5 | 1.9 | 79 | 81 | 215727992
ADP | HH860E2S11 | H,YE48(1,2)60+TXV | Z9ES120D20SMPS1 | 46500 | 45000 | 18 | 11.7 | 8.5 | 2 | 74 | 75 | 215727991
ADP | HH860E2S11 | H,YE36(1,2)60+TXV | Z9ES120D20SMPS1 | 46000 | 45000 | 17 | 11.5 | 8.4 | 1.98 | 74 | 75 | 215727990
ADP | HH860E2S11 | H,YE48(1,2)60+TXV | Z9ES100C20SMPS1 | 45500 | 45000 | 18 | 11.7 | 8.5 | 2 | 73 | 75 | 215727989
ADP | HH860E2S11 | H,YE36(1,2)60+TXV | Z9ES100C20SMPS1 | 45000 | 45000 | 17 | 11.5 | 8.4 | 1.98 | 73 | 75 | 215727988
ADP | HH860E2S11 | H,YE48(1,2)60+TXV | Z9ES100C16SMPS1 | 45500 | 45000 | 18 | 11.7 | 8.5 | 2 | 74 | 75 | 215727987
ADP | HH860E2S11 | H,YE36(1,2)60+TXV | Z9ES100C16SMPS1 | 45000 | 45000 | 17 | 11.5 | 8.4 | 1.98 | 74 | 75 | 215727986
ADP | HH860E2S11 | H,YE48(1,2)60+TXV | Z9ES080C20SMPS1 | 44500 | 44500 | 18 | 12 | 8.5 | 2 | 71 | 74 | 215727985
ADP | HH860E2S11 | H,YE36(1,2)60+TXV | Z9ES080C20SMPS1 | 44000 | 44500 | 17 | 11.7 | 8.4 | 1.98 | 71 | 74 | 215727984
ADP | HH860E2S11 | H,YE48(1,2)60+TXV | Z9ES080C16SMPS1 | 45000 | 45000 | 18 | 11.7 | 8.5 | 2 | 72 | 74 | 215727983
ADP | HH860E2S11 | H,YE36(1,2)60+TXV | Z9ES080C16SMPS1 | 44500 | 45000 | 17 | 11.5 | 8.4 | 1.98 | 72 | 74 | 215727982
ADP | HH860E2S11 | H,YE48(1,2)60+TXV | Z8ES130D20SMPS1 | 45000 | 43000 | 18 | 12 | 9 | 2 | 75 | 77 | 215727981
ADP | HH860E2S11 | H,YE36(1,2)60+TXV | Z8ES130D20SMPS1 | 52500 | 52500 | 18 | 11 | 8.3 | 1.96 | 69 | 74 | 215727980
ADP | HH860E2S11 | H,YE48(1,2)60+TXV | Z8ES120C20SMPS1 | 52500 | 51500 | 18 | 11.7 | 8.5 | 2 | 69 | 74 | 215727979
ADP | HH860E2S11 | H,YE36(1,2)60+TXV | Z8ES120C20SMPS1 | 51000 | 51500 | 18 | 11 | 8.3 | 1.96 | 69 | 74 | 215727978
ADP | HH860E2S11 | H,YE48(1,2)60+TXV | Z8ES120C16SMPS1 | 44000 | 41500 | 18 | 12 | 8.5 | 2 | 75 | 79 | 215727977
ADP | HH860E2S11 | H,YE36(1,2)60+TXV | Z8ES120C16SMPS1 | 43500 | 41500 | 17 | 11.7 | 8.4 | 1.98 | 75 | 79 | 215727976
ADP | HH860E2S11 | H,YE48(1,2)60+TXV | Z8ES100C20SMPS1 | 44500 | 42500 | 18 | 12 | 8.5 | 2 | 75 | 78 | 215727975
ADP | HH860E2S11 | H,YE36(1,2)60+TXV | Z8ES100C20SMPS1 | 51500 | 51500 | 18 | 11 | 8.3 | 1.96 | 69 | 74 | 215727974
ADP | HH860E2S11 | H,YE48(1,2)60+TXV | Z8ES100C16SMPS1 | 44000 | 42000 | 18 | 12 | 8.5 | 2 | 75 | 78 | 215727973
ADP | HH860E2S11 | H,YE36(1,2)60+TXV | Z8ES100C16SMPS1 | 43500 | 42000 | 17 | 11.7 | 8.4 | 1.98 | 75 | 78 | 215727972
ADP | HH860E2S11 | H,YE48(1,2)60+TXV | Z8ES080C20SMPS1 | 44000 | 42500 | 18 | 12 | 8.5 | 2 | 74 | 78 | 215727971
ADP | HH860E2S11 | H,YE36(1,2)60+TXV | Z8ES080C20SMPS1 | 51500 | 52000 | 18 | 10.5 | 8.3 | 1.96 | 70 | 74 | 215727970
ADP | HH860E2S11 | H,YE48(1,2)60+TXV | Z8ES080C16SMPS1 | 44500 | 42500 | 18 | 12 | 8.5 | 2 | 75 | 78 | 215727969
ADP | HH860E2S11 | H,YE36(1,2)60+TXV | Z8ES080C16SMPS1 | 44000 | 42500 | 17 | 11.7 | 8.4 | 1.98 | 75 | 78 | 215727968
ADP | HH860E2S11 | H,YE48(1,2)60+TXV | TM9Y120D20MP11 | 44000 | 42000 | 18 | 11.7 | 8.5 | 2 | 75 | 79 | 215727967
ADP | HH860E2S11 | H,YE36(1,2)60+TXV | TM9Y120D20MP11 | 51500 | 52500 | 18 | 10.5 | 8.3 | 1.96 | 70 | 74 | 215727966
ADP | HH860E2S11 | H,YE48(1,2)60+TXV | TM9Y100C20MP11 | 52500 | 52500 | 17 | 11 | 8.5 | 2 | 70 | 74 | 215727965
ADP | HH860E2S11 | H,YE36(1,2)60+TXV | TM9Y100C20MP11 | 51000 | 52500 | 17 | 10.5 | 8.3 | 1.96 | 70 | 74 | 215727964
ADP | HH860E2S11 | H,YE48(1,2)60+TXV | TM9Y100C16MP11 | 44000 | 42500 | 17 | 11 | 8.5 | 2 | 75 | 79 | 215727963
ADP | 5TWX5036A1 | H,TE36*36+TXV | S9V2D120U5VSB | 32600 | 29200 | 16 | 11.5 | 8.1 | 2.4 | 69 | 57 | 215727246
ADP | 5TWX5036A1 | H,TE36*36+TXV | S9V2D120U5PSC | 32600 | 29400 | 16 | 11.5 | 8.1 | 2.3 | 69 | 56 | 215727244
ADP | 5TWX5036A1 | H,TE36*36+TXV | S9V2D120U5PSB | 32600 | 29200 | 15.2 | 11.5 | 8.1 | 2.4 | 69 | 57 | 215727242
ADP | 5TWX5036A1 | H,TE9J*36+TXV | S9V2C100U5PSC | 33200 | 29800 | 15.2 | 11.7 | 8.1 | 2.3 | 68 | 56 | 215727241
ADP | 5TWX5036A1 | H,TE36*36+TXV | S9V2C100U5PSC | 33600 | 29800 | 15.2 | 11.7 | 8.1 | 2.3 | 68 | 56 | 215727240
ADP | 5TWX5036A1 | H,TE9J*36+TXV | S9V2C100U5PSB | 33200 | 29800 | 15.2 | 11.7 | 8.1 | 2.3 | 68 | 56 | 215727239
ADP | 5TWX5036A1 | H,TE36*36+TXV | S9V2C100U5PSB | 33600 | 29800 | 15.2 | 11.7 | 8.1 | 2.3 | 68 | 56 | 215727238
ADP | 5TWX5036A1 | H,TE9J*36+TXV | S9V2C100U4VSB | 33000 | 30000 | 15.2 | 11.7 | 8.1 | 2.3 | 70 | 57 | 215727237
ADP | 5TWX5036A1 | H,TE36*36+TXV | S9V2C100U4VSB | 33400 | 30000 | 15.2 | 11.7 | 8.1 | 2.3 | 70 | 57 | 215727236
ADP | 5TWX5036A1 | H,TE9J*36+TXV | S9V2C100U4VSA | 32400 | 29400 | 15.2 | 11.7 | 8.1 | 2.3 | 69 | 57 | 215727235
ADP | 5TWX5036A1 | H,TE36*36+TXV | S9V2C100U4VSA | 32800 | 29400 | 15.2 | 11.7 | 8.1 | 2.3 | 69 | 57 | 215727234
ADP | 5TWX5036A1 | H,TE9J*36+TXV | S9V2C080U5PSC | 33200 | 29800 | 15.2 | 11.7 | 8.1 | 2.3 | 68 | 56 | 215727233
ADP | 5TWX5036A1 | H,TE36*36+TXV | S9V2C080U5PSC | 33600 | 29800 | 15.2 | 11.7 | 8.1 | 2.3 | 68 | 56 | 215727232
ADP | 5TWX5036A1 | H,TE9J*36+TXV | S9V2C080U5PSB | 33200 | 29800 | 15.2 | 11.7 | 8.1 | 2.3 | 68 | 56 | 215727231
ADP | 5TWX5036A1 | H,TE36*36+TXV | S9V2C080U5PSB | 33600 | 29800 | 15.2 | 11.7 | 8.1 | 2.3 | 68 | 56 | 215727230
ADP | 5TWX5036A1 | H,TE9J*36+TXV | S9V2B080U4VSB | 32400 | 30000 | 15.2 | 11.7 | 8.1 | 2.2 | 69 | 57 | 215727229
ADP | 5TWX5036A1 | H,TE36*36+TXV | S9V2B080U4VSB | 32800 | 29600 | 15.2 | 11.7 | 8.1 | 2.3 | 70 | 57 | 215727228
ADP | 5TWX5036A1 | H,TE9J*36+TXV | S9V2B080U4VSA | 32000 | 29600 | 15.2 | 11.7 | 8.1 | 2.2 | 70 | 57 | 215727227
ADP | 5TWX5036A1 | H,TE36*36+TXV | S9V2B080U4VSA | 33000 | 29600 | 15.2 | 11.7 | 8.1 | 2.3 | 69 | 56 | 215727226
ADP | 5TWX5036A1 | H,TE9J*36+TXV | S9V2B080U4PSC | 32400 | 30000 | 15.2 | 11.7 | 8.1 | 2.2 | 69 | 57 | 215727225
ADP | 5TWX5036A1 | H,TE36*36+TXV | S9V2B080U4PSC | 32400 | 30000 | 15.2 | 12 | 8.1 | 2.2 | 69 | 57 | 215727224
ADP | 5TWX5036A1 | H,TE9J*36+TXV | S9V2B080U4PSB | 32400 | 30000 | 15.2 | 11.7 | 8.1 | 2.2 | 69 | 57 | 215727223
ADP | 5TWX5036A1 | H,TE36*36+TXV | S9V2B080U4PSB | 32400 | 30000 | 15.2 | 12 | 8.1 | 2.2 | 69 | 57 | 215727222
ADP | 5TWX5036A1 | H,TE9J*36+TXV | S9V2B060U4PSC | 33000 | 29800 | 15.2 | 11.7 | 8.1 | 2.3 | 69 | 57 | 215727221
ADP | 5TWX5036A1 | H,TE36*36+TXV | S9V2B060U4PSC | 33400 | 29800 | 15.2 | 11.7 | 8.1 | 2.3 | 69 | 57 | 215727220
ADP | 5TWX5036A1 | H,TE9J*36+TXV | S9V2B060U4PSB | 32600 | 29600 | 15.2 | 11.7 | 8.1 | 2.3 | 70 | 57 | 215727219
ADP | 5TWX5036A1 | H,TE36*36+TXV | S9V2B060U4PSB | 32600 | 30000 | 15.2 | 12 | 8.1 | 2.2 | 69 | 57 | 215727218
ADP | 5TWX5036A1 | H,TE36*36+TXV | S9V2B040U3VSB | 32800 | 29600 | 15.2 | 11.7 | 8.1 | 2.3 | 69 | 56 | 215727212
ADP | 5TWX5036A1 | H,TE36*36+TXV | S9V2B040U3VSA | 32800 | 29600 | 15.2 | 11.7 | 8.1 | 2.3 | 69 | 56 | 215727210
ADP | 5TWX5036A1 | H,TE36*36+TXV | S9V2B040U3PSC | 33000 | 29800 | 15.2 | 11.7 | 8.1 | 2.3 | 69 | 57 | 215727208
ADP | 5TWX5036A1 | H,TE36*36+TXV | S9V2B040U3PSB | 32800 | 29600 | 15.2 | 11.7 | 8.1 | 2.3 | 69 | 56 | 215727206
ADP | 5TWX5036A1 | H,TE9J*36+TXV | S8X2C100M5PTC | 32400 | 29400 | 15.2 | 11.5 | 8.1 | 2.3 | 69 | 56 | 215727201
ADP | 5TWX5036A1 | H,TE36*36+TXV | S8X2C100M5PTC | 32800 | 29400 | 15.2 | 11.7 | 8.1 | 2.3 | 69 | 56 | 215727200
ADP | 5TWX5036A1 | H,TE9J*36+TXV | S8X2C100M5PSC | 32400 | 29400 | 15.2 | 11.5 | 8.1 | 2.3 | 69 | 56 | 215727199
ADP | 5TWX5036A1 | H,TE36*36+TXV | S8X2C100M5PSC | 32800 | 29400 | 15.2 | 11.7 | 8.1 | 2.3 | 69 | 56 | 215727198
ADP | 5TWX5036A1 | H,TE9J*36+TXV | S8X2C080M5PTC | 33000 | 29800 | 15.2 | 11.7 | 8.1 | 2.3 | 68 | 56 | 215727197
ADP | 5TWX5036A1 | H,TE36*36+TXV | S8X2C080M5PTC | 33400 | 29800 | 15.2 | 11.7 | 8.1 | 2.3 | 68 | 56 | 215727196
ADP | 5TWX5036A1 | H,TE9J*36+TXV | S8X2C080M5PSC | 33000 | 29800 | 15.2 | 11.7 | 8.1 | 2.3 | 68 | 56 | 215727195
ADP | 5TWX5036A1 | H,TE36*36+TXV | S8X2C080M5PSC | 33400 | 29800 | 15.2 | 11.7 | 8.1 | 2.3 | 68 | 56 | 215727194
ADP | 5TWX5036A1 | H,TE36*36+TXV | S8X2B080M4PTC | 33000 | 29800 | 15.2 | 11.7 | 8.1 | 2.3 | 68 | 56 | 215727192
ADP | 5TWX5036A1 | H,TE36*36+TXV | S8X2B080M4PSC | 33000 | 29800 | 15.2 | 11.7 | 8.1 | 2.3 | 68 | 56 | 215727190
ADP | 5TWX5036A1 | H,TE9J*36+TXV | S8X2B060M4PTC | 32800 | 30200 | 15.2 | 11.7 | 8.1 | 2.2 | 69 | 57 | 215727189
ADP | 5TWX5036A1 | H,TE36*36+TXV | S8X2B060M4PTC | 32800 | 30200 | 15.2 | 12 | 8.1 | 2.2 | 69 | 57 | 215727188
ADP | 5TWX5036A1 | H,TE9J*36+TXV | S8X2B060M4PSC | 32800 | 30200 | 15.2 | 11.7 | 8.1 | 2.2 | 69 | 57 | 215727187
ADP | 5TWX5036A1 | H,TE36*36+TXV | S8X2B060M4PSC | 32800 | 30200 | 15.2 | 12 | 8.1 | 2.2 | 69 | 57 | 215727186
ADP | 5TWX5036A1 | H,TE9J*36+TXV | S8X1C100M5PTC | 32400 | 29400 | 15.2 | 11.5 | 8.1 | 2.3 | 69 | 56 | 215727177
ADP | 5TWX5036A1 | H,TE36*36+TXV | S8X1C100M5PTC | 32800 | 29400 | 15.2 | 11.7 | 8.1 | 2.3 | 69 | 56 | 215727176
ADP | 5TWX5036A1 | H,TE9J*36+TXV | S8X1C100M5PSC | 32400 | 29400 | 15.2 | 11.5 | 8.1 | 2.3 | 69 | 56 | 215727175
ADP | HH860E2S11 | H,YG52*60+TXV | TM9Y100C16MP11 | 44000 | 42500 | 17 | 11 | 8.5 | 2 | 75 | 79 | 215726581
ADP | HH860E2S11 | H,YG52*60+TXV-BLEED | TM9Y100C16MP11 | 44000 | 42500 | 17 | 11 | 8.5 | 2 | 75 | 79 | 215726580
ADP | HH860E2S11 | H,YG50*60+TXV | TM9Y100C16MP11 | 44000 | 42500 | 17 | 11 | 8.5 | 2 | 75 | 79 | 215726579
ADP | HH860E2S11 | H,YG50*48+TXV | TM9Y100C16MP11 | 44000 | 42500 | 17 | 11 | 8.5 | 2 | 75 | 79 | 215726578
ADP | HH860E2S11 | H,YG50*60+TXV-BLEED | TM9Y100C16MP11 | 44000 | 42500 | 17 | 11 | 8.5 | 2 | 75 | 79 | 215726577
ADP | HH860E2S11 | H,YG50*48+TXV-BLEED | TM9Y100C16MP11 | 44000 | 42500 | 17 | 11 | 8.5 | 2 | 75 | 79 | 215726576
ADP | HH860E2S11 | H,YG49*60+TXV | TM9Y100C16MP11 | 44000 | 42500 | 17 | 11 | 8.5 | 2 | 75 | 79 | 215726575
ADP | HH860E2S11 | H,YG49*48+TXV | TM9Y100C16MP11 | 44000 | 42500 | 17 | 11 | 8.5 | 2 | 75 | 79 | 215726574
ADP | HH860E2S11 | H,YG49*60+TXV-BLEED | TM9Y100C16MP11 | 44000 | 42500 | 17 | 11 | 8.5 | 2 | 75 | 79 | 215726573
ADP | HH860E2S11 | H,YG49*48+TXV-BLEED | TM9Y100C16MP11 | 44000 | 42500 | 17 | 11 | 8.5 | 2 | 75 | 79 | 215726572
ADP | HH860E2S11 | H,YG48*48+TXV | TM9Y100C16MP11 | 44000 | 42500 | 17 | 11 | 8.5 | 2 | 75 | 79 | 215726571
ADP | HH860E2S11 | H,YG48*60+TXV-BLEED | TM9Y100C16MP11 | 44000 | 42500 | 17 | 11 | 8.5 | 2 | 75 | 79 | 215726570
ADP | HH860E2S11 | H,YG48*48+TXV-BLEED | TM9Y100C16MP11 | 44000 | 42500 | 17 | 11 | 8.5 | 2 | 75 | 79 | 215726569
ADP | HH860E2S11 | H,YG37*48+TXV | TM9Y100C16MP11 | 44000 | 42500 | 16 | 11 | 8.5 | 2 | 75 | 79 | 215726568
ADP | HH860E2S11 | H,YG37*48+TXV-BLEED | TM9Y100C16MP11 | 44000 | 42500 | 16 | 11 | 8.5 | 2 | 75 | 79 | 215726567
ADP | HH860E2S11 | H,YG88*60+TXV | TM9Y080C16MP11 | 44000 | 42500 | 17 | 11 | 8.5 | 2 | 75 | 79 | 215726566
ADP | HH860E2S11 | H,YG88*60+TXV-BLEED | TM9Y080C16MP11 | 44000 | 42500 | 17 | 11 | 8.5 | 2 | 75 | 79 | 215726565
ADP | HH860E2S11 | H,YG86*60+TXV | TM9Y080C16MP11 | 44000 | 42500 | 17 | 11 | 8.5 | 2 | 75 | 79 | 215726564
ADP | HH860E2S11 | H,YG86*60+TXV-BLEED | TM9Y080C16MP11 | 44000 | 42500 | 17 | 11 | 8.5 | 2 | 75 | 79 | 215726563
ADP | HH860E2S11 | H,YG84*60+TXV | TM9Y080C16MP11 | 44000 | 42500 | 17 | 11 | 8.5 | 2 | 75 | 79 | 215726562
ADP | HH860E2S11 | H,YG84*48+TXV | TM9Y080C16MP11 | 44000 | 42500 | 17 | 11 | 8.5 | 2 | 75 | 79 | 215726561
ADP | HH860E2S11 | H,YG84*48+TXV-BLEED | TM9Y080C16MP11 | 44000 | 42500 | 17 | 11 | 8.5 | 2 | 75 | 79 | 215726560
ADP | HH860E2S11 | H,YG52*60+TXV | TM9Y080C16MP11 | 44000 | 42500 | 17 | 11 | 8.5 | 2 | 75 | 79 | 215726559
ADP | HH860E2S11 | H,YG52*60+TXV-BLEED | TM9Y080C16MP11 | 44000 | 42500 | 17 | 11 | 8.5 | 2 | 75 | 79 | 215726558
ADP | HH860E2S11 | H,YG50*60+TXV | TM9Y080C16MP11 | 44000 | 42500 | 17 | 11 | 8.5 | 2 | 75 | 79 | 215726557
ADP | HH860E2S11 | H,YG50*48+TXV | TM9Y080C16MP11 | 44000 | 42500 | 17 | 11 | 8.5 | 2 | 75 | 79 | 215726556
ADP | HH860E2S11 | H,YG50*60+TXV-BLEED | TM9Y080C16MP11 | 44000 | 42500 | 17 | 11 | 8.5 | 2 | 75 | 79 | 215726555
ADP | HH860E2S11 | H,YG50*48+TXV-BLEED | TM9Y080C16MP11 | 44000 | 42500 | 17 | 11 | 8.5 | 2 | 75 | 79 | 215726554
ADP | HH860E2S11 | H,YG49*60+TXV | TM9Y080C16MP11 | 44000 | 42500 | 17 | 11 | 8.5 | 2 | 75 | 79 | 215726553
ADP | HH860E2S11 | H,YG49*48+TXV | TM9Y080C16MP11 | 44000 | 42500 | 17 | 11 | 8.5 | 2 | 75 | 79 | 215726552
ADP | HH860E2S11 | H,YG49*60+TXV-BLEED | TM9Y080C16MP11 | 44000 | 42500 | 17 | 11 | 8.5 | 2 | 75 | 79 | 215726551
ADP | HH860E2S11 | H,YG49*48+TXV-BLEED | TM9Y080C16MP11 | 44000 | 42500 | 17 | 11 | 8.5 | 2 | 75 | 79 | 215726550
ADP | HH860E2S11 | H,YG48*48+TXV | TM9Y080C16MP11 | 44000 | 42500 | 17 | 11 | 8.5 | 2 | 75 | 79 | 215726549
ADP | HH860E2S11 | H,YG48*60+TXV-BLEED | TM9Y080C16MP11 | 44000 | 42500 | 17 | 11 | 8.5 | 2 | 75 | 79 | 215726548
ADP | HH860E2S11 | H,YG48*48+TXV-BLEED | TM9Y080C16MP11 | 44000 | 42500 | 17 | 11 | 8.5 | 2 | 75 | 79 | 215726547
ADP | HH860E2S11 | H,YG37*48+TXV | TM9Y080C16MP11 | 44000 | 42500 | 16 | 11 | 8.5 | 2 | 75 | 79 | 215726546
ADP | HH860E2S11 | H,YG37*48+TXV-BLEED | TM9Y080C16MP11 | 44000 | 42500 | 16 | 11 | 8.5 | 2 | 75 | 79 | 215726545
ADP | HH860E2S11 | H,YG88*60+TXV | TM9V120D20MP12 | 53000 | 52500 | 19 | 11 | 8.5 | 2 | 70 | 74 | 215726544
ADP | HH860E2S11 | H,YG88*60+TXV-BLEED | TM9V120D20MP12 | 53000 | 52000 | 19 | 11 | 8.5 | 2 | 70 | 74 | 215726543
ADP | HH860E2S11 | H,YG86*60+TXV | TM9V120D20MP12 | 53000 | 52500 | 19 | 11 | 8.5 | 2 | 70 | 74 | 215726542
ADP | HH860E2S11 | H,YG51*60+TXV-BLEED | Y81E120C20SMPS1 | 52500 | 51500 | 19 | 11.7 | 8.5 | 2 | 69 | 74 | 215731753
ADP | HH860E2S11 | H,YG55*60+TXV | Y81E120C20SMPS1 | 52500 | 51500 | 19 | 11.7 | 8.5 | 2 | 69 | 74 | 215731750
ADP | HH860E2S11 | H,YG55*60+TXV-BLEED | Y81E120C20SMPS1 | 52500 | 51500 | 19 | 11.7 | 8.5 | 2 | 69 | 74 | 215731748
ADP | HH860E2S11 | H,YG54*60+TXV | Y81E120C20SMPS1 | 52500 | 51500 | 19 | 11.7 | 8.5 | 2 | 69 | 74 | 215731746
ADP | HH860E2S11 | H,YG54*60+TXV-BLEED | Y81E120C20SMPS1 | 52500 | 51500 | 19 | 11.7 | 8.5 | 2 | 69 | 74 | 215731745
ADP | HH860E2S11 | H,YG3K*60+TXV | Y81E120C20SMPS1 | 45000 | 43500 | 18 | 11.7 | 8.5 | 2 | 75 | 77 | 215731744
ADP | HH860E2S11 | H,YG3K*48+TXV | Y81E120C20SMPS1 | 45000 | 43500 | 18 | 11.7 | 8.5 | 2 | 75 | 77 | 215731743
ADP | HH860E2S11 | H,YG3K*60+TXV-BLEED | Y81E120C20SMPS1 | 45000 | 43500 | 18 | 11.7 | 8.5 | 2 | 75 | 77 | 215731742
ADP | HH860E2S11 | H,YG3K*48+TXV-BLEED | Y81E120C20SMPS1 | 45000 | 43500 | 18 | 11.7 | 8.5 | 2 | 75 | 77 | 215731741
ADP | HH860E2S11 | H,YG72*60+TXV | Y81E120C20SMPS1 | 52500 | 51500 | 18 | 11.7 | 8.5 | 2 | 69 | 74 | 215731740
ADP | HH860E2S11 | H,YG72*60+TXV-BLEED | Y81E120C20SMPS1 | 52500 | 51500 | 18 | 11.7 | 8.5 | 2 | 69 | 74 | 215731739
ADP | HH860E2S11 | H,YG37*60+TXV | Y81E120C20SMPS1 | 51500 | 51500 | 18 | 11 | 8.35 | 1.98 | 69 | 74 | 215731738
ADP | HH860E2S11 | H,YG37*60+TXV-BLEED | Y81E120C20SMPS1 | 51500 | 51500 | 18 | 11 | 8.35 | 1.98 | 69 | 74 | 215731737
ADP | HH860E2S11 | H,YG88*48+TXV | Y81E120C16SMPS1 | 44000 | 42000 | 18 | 12 | 8.5 | 2 | 74 | 78 | 215731736
ADP | HH860E2S11 | H,YG88*48+TXV-BLEED | Y81E120C16SMPS1 | 44000 | 41500 | 18 | 12 | 8.5 | 2 | 75 | 79 | 215731735
ADP | HH860E2S11 | H,YG86*48+TXV | Y81E120C16SMPS1 | 44000 | 42000 | 18 | 12 | 8.5 | 2 | 74 | 78 | 215731734
ADP | HH860E2S11 | H,YG86*48+TXV-BLEED | Y81E120C16SMPS1 | 44000 | 42000 | 18 | 12 | 8.5 | 2 | 74 | 78 | 215731733
ADP | HH860E2S11 | H,YG52*48+TXV | Y81E120C16SMPS1 | 44000 | 42000 | 18 | 12 | 8.5 | 2 | 74 | 78 | 215731732
ADP | HH860E2S11 | H,YG52*48+TXV-BLEED | Y81E120C16SMPS1 | 44000 | 41500 | 18 | 12 | 8.5 | 2 | 75 | 79 | 215731731
ADP | HH860E2S11 | H,YG74*60+TXV | Y81E120C16SMPS1 | 44000 | 41500 | 18 | 12 | 8.5 | 2 | 75 | 79 | 215731730
ADP | HH860E2S11 | H,YG74*48+TXV | Y81E120C16SMPS1 | 44000 | 41500 | 18 | 12 | 8.5 | 2 | 75 | 79 | 215731729
ADP | HH860E2S11 | H,YG74*60+TXV-BLEED | Y81E120C16SMPS1 | 44000 | 41500 | 18 | 12 | 8.5 | 2 | 75 | 79 | 215731728
ADP | HH860E2S11 | H,YG74*48+TXV-BLEED | Y81E120C16SMPS1 | 44000 | 41500 | 18 | 12 | 8.5 | 2 | 75 | 79 | 215731727
ADP | HH860E2S11 | H,YG51*60+TXV | Y81E120C16SMPS1 | 44000 | 42000 | 18 | 12 | 8.5 | 2 | 74 | 78 | 215731726
ADP | HH860E2S11 | H,YG51*48+TXV | Y81E120C16SMPS1 | 44000 | 42000 | 18 | 12 | 8.5 | 2 | 74 | 78 | 215731725
ADP | HH860E2S11 | H,YG51*60+TXV-BLEED | Y81E120C16SMPS1 | 44000 | 41500 | 18 | 12 | 8.5 | 2 | 75 | 79 | 215731724
ADP | HH860E2S11 | H,YG51*48+TXV-BLEED | Y81E120C16SMPS1 | 44000 | 41500 | 18 | 12 | 8.5 | 2 | 75 | 79 | 215731723
ADP | HH860E2S11 | H,YG53*48+TXV | Y81E120C16SMPS1 | 44000 | 42000 | 18 | 12 | 8.5 | 2 | 74 | 78 | 215731722
ADP | HH860E2S11 | H,YG53*48+TXV-BLEED | Y81E120C16SMPS1 | 44000 | 41500 | 18 | 12 | 8.5 | 2 | 75 | 79 | 215731721
ADP | HH860E2S11 | H,YG55*60+TXV | Y81E120C16SMPS1 | 44000 | 41500 | 18 | 12 | 8.5 | 2 | 75 | 79 | 215731720
ADP | HH860E2S11 | H,YG55*48+TXV | Y81E120C16SMPS1 | 44000 | 41500 | 18 | 12 | 8.5 | 2 | 75 | 79 | 215731719
ADP | HH860E2S11 | H,YG55*60+TXV-BLEED | Y81E120C16SMPS1 | 44000 | 41500 | 18 | 12 | 8.5 | 2 | 75 | 79 | 215731718
ADP | HH860E2S11 | H,YG55*48+TXV-BLEED | Y81E120C16SMPS1 | 44000 | 41500 | 18 | 12 | 8.5 | 2 | 75 | 79 | 215731717
ADP | HH860E2S11 | H,YG54*60+TXV | Y81E120C16SMPS1 | 44000 | 41500 | 18 | 12 | 8.5 | 2 | 75 | 79 | 215731716
ADP | HH860E2S11 | H,YG54*48+TXV | Y81E120C16SMPS1 | 44000 | 41500 | 18 | 12 | 8.5 | 2 | 75 | 79 | 215731715
ADP | HH860E2S11 | H,YG54*60+TXV-BLEED | Y81E120C16SMPS1 | 44000 | 41500 | 18 | 12 | 8.5 | 2 | 75 | 79 | 215731714
ADP | HH860E2S11 | H,YG54*48+TXV-BLEED | Y81E120C16SMPS1 | 44000 | 41500 | 18 | 12 | 8.5 | 2 | 75 | 79 | 215731713
ADP | HH860E2S11 | H,YG3K*60+TXV | Y81E120C16SMPS1 | 44000 | 42000 | 17 | 12 | 8.5 | 2 | 74 | 78 | 215731712
ADP | HH860E2S11 | H,YG3K*48+TXV | Y81E120C16SMPS1 | 44000 | 42000 | 17 | 12 | 8.5 | 2 | 74 | 78 | 215731711
ADP | HH860E2S11 | H,YG3K*60+TXV-BLEED | Y81E120C16SMPS1 | 44000 | 42000 | 17 | 12 | 8.5 | 2 | 74 | 78 | 215731710
ADP | HH860E2S11 | H,YE36(1,2)60+TXV | TM9Y100C16MP11 | 43500 | 42500 | 16 | 10.5 | 8.4 | 1.98 | 75 | 79 | 215727962
ADP | HH860E2S11 | H,YE48(1,2)60+TXV | TM9Y080C16MP11 | 44000 | 42500 | 17 | 11 | 8.5 | 2 | 75 | 79 | 215727961
ADP | HH860E2S11 | H,YE36(1,2)60+TXV | TM9Y080C16MP11 | 43500 | 42500 | 16 | 10.5 | 8.4 | 1.98 | 75 | 79 | 215727960
ADP | HH860E2S11 | H,YE48(1,2)60+TXV | TM9V120D20MP12 | 44000 | 42500 | 18 | 11.7 | 8.5 | 2 | 75 | 78 | 215727959
ADP | HH860E2S11 | H,YE36(1,2)60+TXV | TM9V120D20MP12 | 51500 | 52000 | 18 | 10.5 | 8.3 | 1.96 | 70 | 74 | 215727958
ADP | HH860E2S11 | H,YE48(1,2)60+TXV | TM9V100C20MP12 | 44000 | 42500 | 18 | 11.7 | 8.5 | 2 | 75 | 78 | 215727957
ADP | HH860E2S11 | H,YE36(1,2)60+TXV | TM9V100C20MP12 | 50500 | 51500 | 18 | 10.5 | 8.3 | 1.96 | 70 | 74 | 215727956
ADP | HH860E2S11 | H,YE48(1,2)60+TXV | TM9V100C16MP12 | 43500 | 42000 | 18 | 11.7 | 8.5 | 2 | 74 | 78 | 215727955
ADP | HH860E2S11 | H,YE36(1,2)60+TXV | TM9V100C16MP12 | 43000 | 42000 | 17 | 11.5 | 8.4 | 1.98 | 74 | 78 | 215727954
ADP | HH860E2S11 | H,YE48(1,2)60+TXV | TM9V080C16MP12 | 43500 | 42000 | 18 | 11 | 8.5 | 2 | 75 | 79 | 215727953
ADP | HH860E2S11 | H,YE36(1,2)60+TXV | TM9V080C16MP12 | 43000 | 42000 | 17 | 10.5 | 8.4 | 1.98 | 75 | 79 | 215727952
ADP | HH860E2S11 | H,YE48(1,2)60+TXV | TM9E120D20MP12 | 53000 | 52500 | 18 | 11 | 8.5 | 2 | 70 | 74 | 215727951
ADP | HH860E2S11 | H,YE36(1,2)60+TXV | TM9E120D20MP12 | 51500 | 52500 | 18 | 10.5 | 8.3 | 1.96 | 70 | 74 | 215727950
ADP | HH860E2S11 | H,YE48(1,2)60+TXV | TM9E100C20MP12 | 53500 | 53000 | 18 | 11 | 8.5 | 2 | 70 | 75 | 215727949
ADP | HH860E2S11 | H,YE36(1,2)60+TXV | TM9E100C20MP12 | 52000 | 53000 | 18 | 10.5 | 8.3 | 1.96 | 70 | 75 | 215727948
ADP | HH860E2S11 | H,YE48(1,2)60+TXV | TM9E100C16MP12 | 44500 | 44000 | 18 | 11 | 8.5 | 2 | 76 | 77 | 215727947
ADP | HH860E2S11 | H,YE36(1,2)60+TXV | TM9E100C16MP12 | 44000 | 44000 | 17 | 10.5 | 8.4 | 1.98 | 76 | 77 | 215727946
ADP | HH860E2S11 | H,YE48(1,2)60+TXV | TM9E080C20MP12 | 53500 | 53000 | 18 | 11 | 8.5 | 2 | 70 | 75 | 215727945
ADP | HH860E2S11 | H,YE36(1,2)60+TXV | TM9E080C20MP12 | 52000 | 53000 | 18 | 10.5 | 8.3 | 1.96 | 70 | 75 | 215727944
ADP | HH860E2S11 | H,YE48(1,2)60+TXV | TM9E080C16MP12 | 44500 | 43500 | 18 | 11 | 8.5 | 2 | 76 | 78 | 215727943
ADP | HH860E2S11 | H,YE36(1,2)60+TXV | TM9E080C16MP12 | 44000 | 43500 | 17 | 10.5 | 8.4 | 1.98 | 76 | 78 | 215727942
ADP | HH860E2S11 | H,YE48(1,2)60+TXV | TM8Y120C20MP11 | 44500 | 43000 | 18 | 11.7 | 8.5 | 2 | 75 | 78 | 215727941
ADP | HH860E2S11 | H,YE36(1,2)60+TXV | TM8Y120C20MP11 | 52000 | 53000 | 18 | 10.5 | 8.3 | 1.96 | 70 | 75 | 215727940
ADP | HH860E2S11 | H,YE48(1,2)60+TXV | TM8Y100C20MP11 | 44500 | 43000 | 18 | 11.7 | 8.5 | 2 | 75 | 78 | 215727939
ADP | HH860E2S11 | H,YE36(1,2)60+TXV | TM8Y100C20MP11 | 52000 | 53000 | 18 | 10.5 | 8.3 | 1.96 | 70 | 75 | 215727938
ADP | HH860E2S11 | H,YE48(1,2)60+TXV | TM8Y100C16MP11 | 44000 | 42000 | 18 | 11.7 | 8.5 | 2 | 75 | 79 | 215727937
ADP | HH860E2S11 | H,YE36(1,2)60+TXV | TM8Y100C16MP11 | 43500 | 42000 | 17 | 11.5 | 8.4 | 1.98 | 75 | 79 | 215727936
ADP | HH860E2S11 | H,YE48(1,2)60+TXV | TM8Y080C16MP11 | 44000 | 42000 | 18 | 11.7 | 8.5 | 2 | 75 | 79 | 215727935
ADP | HH860E2S11 | H,YE36(1,2)60+TXV | TM8Y080C16MP11 | 43500 | 42000 | 17 | 11.5 | 8.4 | 1.98 | 75 | 79 | 215727934
ADP | HH860E2S11 | H,YE48(1,2)60+TXV | TM8V120C20MP12 | 44000 | 42500 | 18 | 11.7 | 8.5 | 2 | 75 | 78 | 215727933
ADP | HH860E2S11 | H,YE36(1,2)60+TXV | TM8V120C20MP12 | 51500 | 52000 | 18 | 10.5 | 8.3 | 1.96 | 70 | 74 | 215727932
ADP | HH860E2S11 | H,YE48(1,2)60+TXV | TM8V100C20MP12 | 44000 | 42500 | 18 | 11.7 | 8.5 | 2 | 75 | 78 | 215727931
ADP | HH860E2S11 | H,YE36(1,2)60+TXV | TM8V100C20MP12 | 51500 | 52000 | 18 | 10.5 | 8.3 | 1.96 | 70 | 74 | 215727930
ADP | HH860E2S11 | H,YE48(1,2)60+TXV | TM8V100C16MP12 | 43500 | 42000 | 18 | 11.7 | 8.5 | 2 | 74 | 78 | 215727929
ADP | HH860E2S11 | H,YE36(1,2)60+TXV | TM8V100C16MP12 | 43000 | 42000 | 17 | 11.5 | 8.4 | 1.98 | 74 | 78 | 215727928
ADP | HH860E2S11 | H,YE48(1,2)60+TXV | TM8V080C16MP12 | 43500 | 42000 | 18 | 11.7 | 8.5 | 2 | 74 | 78 | 215727927
ADP | HH860E2S11 | H,YE36(1,2)60+TXV | TM8V080C16MP12 | 43000 | 42000 | 17 | 11.5 | 8.4 | 1.98 | 74 | 78 | 215727926
ADP | HH860E2S11 | H,YE48(1,2)60+TXV | TM8E130D20MP11 | 54000 | 53000 | 18 | 11 | 8.5 | 2 | 70 | 75 | 215727925
ADP | HH860E2S11 | H,YE36(1,2)60+TXV | TM8E130D20MP11 | 52500 | 53000 | 18 | 10.5 | 8.3 | 1.96 | 70 | 75 | 215727924
ADP | HH860E2S11 | H,YE48(1,2)60+TXV | TM8E120C20MP11 | 53000 | 52500 | 18 | 11 | 8.5 | 2 | 70 | 74 | 215727923
ADP | 5TWX5036A1 | H,TE36*36+TXV | S8X1C100M5PSC | 32800 | 29400 | 15.2 | 11.7 | 8.1 | 2.3 | 69 | 56 | 215727174
ADP | 5TWX5036A1 | H,TE9J*36+TXV | S8X1C080M5PTC | 33000 | 29800 | 15.2 | 11.7 | 8.1 | 2.3 | 68 | 56 | 215727173
ADP | 5TWX5036A1 | H,TE36*36+TXV | S8X1C080M5PTC | 33400 | 29800 | 15.2 | 11.7 | 8.1 | 2.3 | 68 | 56 | 215727172
ADP | 5TWX5036A1 | H,TE9J*36+TXV | S8X1C080M5PSC | 33000 | 29800 | 15.2 | 11.7 | 8.1 | 2.3 | 68 | 56 | 215727171
ADP | 5TWX5036A1 | H,TE36*36+TXV | S8X1C080M5PSC | 33400 | 29800 | 15.2 | 11.7 | 8.1 | 2.3 | 68 | 56 | 215727170
ADP | 5TWX5036A1 | H,TE36*36+TXV | S8X1B080M4PTC | 33000 | 29800 | 15.2 | 11.7 | 8.1 | 2.3 | 68 | 56 | 215727168
ADP | 5TWX5036A1 | H,TE36*36+TXV | S8X1B080M4PSC | 33000 | 29800 | 15.2 | 11.7 | 8.1 | 2.3 | 68 | 56 | 215727166
ADP | 5TWX5036A1 | H,TE9J*36+TXV | S8X1B060M4PTC | 32800 | 30200 | 15.2 | 11.7 | 8.1 | 2.2 | 69 | 57 | 215727165
ADP | 5TWX5036A1 | H,TE36*36+TXV | S8X1B060M4PTC | 32800 | 30200 | 15.2 | 12 | 8.1 | 2.2 | 69 | 57 | 215727164
ADP | 5TWX5036A1 | H,TE9J*36+TXV | S8X1B060M4PSC | 32800 | 30200 | 15.2 | 11.7 | 8.1 | 2.2 | 69 | 57 | 215727163
ADP | 5TWX5036A1 | H,TE36*36+TXV | S8X1B060M4PSC | 32800 | 30200 | 15.2 | 12 | 8.1 | 2.2 | 69 | 57 | 215727162
ADP | 5TWX5036A1 | H,TE36*36+TXV | S8V2D120M5PDB | 32800 | 29400 | 15.2 | 11.5 | 8.1 | 2.3 | 69 | 56 | 215727156
ADP | 5TWX5036A1 | H,TE36*36+TXV | S8V2D120M5PDA | 32800 | 29400 | 15.2 | 11.5 | 8.1 | 2.3 | 69 | 56 | 215727154
ADP | 5TWX5036A1 | H,TE36*36+TXV | S8V2D120M5PCB | 32800 | 29400 | 15.2 | 11.5 | 8.1 | 2.3 | 69 | 56 | 215727152
ADP | 5TWX5036A1 | H,TE36*36+TXV | S8V2D120M5PCA | 32800 | 29400 | 15.2 | 11.5 | 8.1 | 2.3 | 69 | 56 | 215727150
ADP | 5TWX5036A1 | H,TE9J*36+TXV | S8V2C100M5PDB | 33000 | 29800 | 15.2 | 11.7 | 8.1 | 2.3 | 69 | 56 | 215727149
ADP | 5TWX5036A1 | H,TE36*36+TXV | S8V2C100M5PDB | 33400 | 29800 | 15.2 | 11.7 | 8.1 | 2.3 | 69 | 56 | 215727148
ADP | 5TWX5036A1 | H,TE9J*36+TXV | S8V2C100M5PDA | 33000 | 29800 | 15.2 | 11.7 | 8.1 | 2.3 | 69 | 56 | 215727147
ADP | 5TWX5036A1 | H,TE36*36+TXV | S8V2C100M5PDA | 33400 | 29800 | 15.2 | 11.7 | 8.1 | 2.3 | 69 | 56 | 215727146
ADP | 5TWX5036A1 | H,TE9J*36+TXV | S8V2C100M5PCB | 33000 | 29800 | 15.2 | 11.7 | 8.1 | 2.3 | 69 | 56 | 215727145
ADP | 5TWX5036A1 | H,TE36*36+TXV | S8V2C100M5PCB | 33400 | 29800 | 15.2 | 11.7 | 8.1 | 2.3 | 69 | 56 | 215727144
ADP | 5TWX5036A1 | H,TE9J*36+TXV | S8V2C100M5PCA | 33000 | 29800 | 15.2 | 11.7 | 8.1 | 2.3 | 69 | 56 | 215727143
ADP | 5TWX5036A1 | H,TE36*36+TXV | S8V2C100M5PCA | 33400 | 29800 | 15.2 | 11.7 | 8.1 | 2.3 | 69 | 56 | 215727142
ADP | 5TWX5036A1 | H,TE9J*36+TXV | S8V2C080M5PDB | 33000 | 29800 | 15.2 | 11.7 | 8.1 | 2.3 | 69 | 56 | 215727141
ADP | 5TWX5036A1 | H,TE36*36+TXV | S8V2C080M5PDB | 33400 | 29800 | 15.2 | 11.7 | 8.1 | 2.3 | 69 | 56 | 215727140
ADP | 5TWX5036A1 | H,TE9J*36+TXV | S8V2C080M5PDA | 33000 | 29800 | 15.2 | 11.7 | 8.1 | 2.3 | 69 | 56 | 215727139
ADP | 5TWX5036A1 | H,TE36*36+TXV | S8V2C080M5PDA | 33400 | 29800 | 15.2 | 11.7 | 8.1 | 2.3 | 69 | 56 | 215727138
ADP | 5TWX5036A1 | H,TE9J*36+TXV | S8V2C080M5PCB | 33000 | 29800 | 15.2 | 11.7 | 8.1 | 2.3 | 69 | 56 | 215727137
ADP | 5TWX5036A1 | H,TE36*36+TXV | S8V2C080M5PCB | 33400 | 29800 | 15.2 | 11.7 | 8.1 | 2.3 | 69 | 56 | 215727136
ADP | 5TWX5036A1 | H,TE36*36+TXV | S8V2B080M4PDB | 33400 | 30000 | 15.2 | 11.7 | 8.1 | 2.3 | 69 | 56 | 215727132
ADP | 5TWX5036A1 | H,TE9J*36+TXV | S8V2C080M5PCA | 33000 | 29800 | 15.2 | 11.7 | 8.1 | 2.3 | 69 | 56 | 215727135
ADP | 5TWX5036A1 | H,TE36*36+TXV | S8V2C080M5PCA | 33400 | 29800 | 15.2 | 11.7 | 8.1 | 2.3 | 69 | 56 | 215727134
ADP | 5TWX5036A1 | H,TE9J*36+TXV | S8V2B080M4PDB | 33000 | 30000 | 15.2 | 11.7 | 8.1 | 2.3 | 69 | 56 | 215727133
ADP | 5TWX5036A1 | H,TE9J*36+TXV | S8V2B080M4PDA | 33000 | 30000 | 15.2 | 11.7 | 8.1 | 2.3 | 69 | 56 | 215727131
ADP | 5TWX5036A1 | H,TE9J*36+TXV | S8V2B080M4PCB | 33000 | 30000 | 15.2 | 11.7 | 8.1 | 2.3 | 69 | 56 | 215727129
ADP | 5TWX5036A1 | H,TE36*36+TXV | S8V2B080M4PDA | 33400 | 30000 | 15.2 | 11.7 | 8.1 | 2.3 | 69 | 56 | 215727130
ADP | 5TWX5036A1 | H,TE36*36+TXV | S8V2B080M4PCB | 33400 | 30000 | 15.2 | 11.7 | 8.1 | 2.3 | 69 | 56 | 215727128
ADP | 5TWX5036A1 | H,TE9J*36+TXV | S8V2B080M4PCA | 33000 | 30000 | 15.2 | 11.7 | 8.1 | 2.3 | 69 | 56 | 215727127
ADP | 5TWX5036A1 | H,TE36*36+TXV | S8V2B080M4PCA | 33400 | 30000 | 15.2 | 11.7 | 8.1 | 2.3 | 69 | 56 | 215727126
ADP | 5TWX5036A1 | H,TE9J*36+TXV | S8V2B060M4PDB | 33000 | 29800 | 15.2 | 11.7 | 8.1 | 2.3 | 69 | 57 | 215727125
ADP | 5TWX5036A1 | H,TE36*36+TXV | S8V2B060M4PDB | 33400 | 29800 | 15.2 | 11.7 | 8.1 | 2.3 | 69 | 57 | 215727124
ADP | 5TWX5036A1 | H,TE9J*36+TXV | S8V2B060M4PDA | 33000 | 29800 | 15.2 | 11.7 | 8.1 | 2.3 | 69 | 57 | 215727123
ADP | 5TWX5036A1 | H,TE36*36+TXV | S8V2B060M4PDA | 33400 | 29800 | 15.2 | 11.7 | 8.1 | 2.3 | 69 | 57 | 215727122
ADP | 5TWX5036A1 | H,TE9J*36+TXV | S8V2B060M4PCB | 33000 | 29800 | 15.2 | 11.7 | 8.1 | 2.3 | 69 | 57 | 215727121
ADP | 5TWX5036A1 | H,TE36*36+TXV | S8V2B060M4PCB | 33400 | 29800 | 15.2 | 11.7 | 8.1 | 2.3 | 69 | 57 | 215727120
ADP | 5TWX5036A1 | H,TE9J*36+TXV | S8V2B060M4PCA | 33000 | 29800 | 15.2 | 11.7 | 8.1 | 2.3 | 69 | 57 | 215727119
ADP | 5TWX5036A1 | H,TE36*36+TXV | S8V2B060M4PCA | 33400 | 29800 | 15.2 | 11.7 | 8.1 | 2.3 | 69 | 57 | 215727118
ADP | 5TWX5036A1 | H,TE9J*36+TXV | L8V1C100U5VSB | 33200 | 29600 | 15.2 | 11.7 | 8.1 | 2.3 | 69 | 56 | 215727109
ADP | 5TWX5036A1 | H,TE36*36+TXV | L8V1C100U5VSB | 33600 | 29600 | 15.2 | 11.7 | 8.1 | 2.3 | 69 | 56 | 215727108
ADP | 5TWX5036A1 | H,TE9J*36+TXV | L8V1B080U4VSB | 32800 | 30000 | 15.2 | 11.7 | 8.1 | 2.3 | 69 | 56 | 215727107
ADP | 5TWX5036A1 | H,TE36*36+TXV | L8V1B080U4VSB | 33200 | 30000 | 15.2 | 11.7 | 8.1 | 2.3 | 69 | 56 | 215727106
ADP | HH860E2S11 | H,YG86*60+TXV-BLEED | TM9V120D20MP12 | 53000 | 52500 | 19 | 11 | 8.5 | 2 | 70 | 74 | 215726541
ADP | HH860E2S11 | H,YG84*60+TXV | TM9V120D20MP12 | 53000 | 52000 | 19 | 11 | 8.5 | 2 | 70 | 74 | 215726540
ADP | HH860E2S11 | H,YG52*60+TXV | TM9V120D20MP12 | 53000 | 52500 | 19 | 11 | 8.5 | 2 | 70 | 74 | 215726539
ADP | HH860E2S11 | H,YG52*60+TXV-BLEED | TM9V120D20MP12 | 53000 | 52500 | 19 | 11 | 8.5 | 2 | 70 | 74 | 215726538
ADP | HH860E2S11 | H,YG50*60+TXV | TM9V120D20MP12 | 53000 | 52500 | 19 | 11 | 8.5 | 2 | 70 | 74 | 215726537
ADP | HH860E2S11 | H,YG50*60+TXV-BLEED | TM9V120D20MP12 | 53000 | 52500 | 19 | 11 | 8.5 | 2 | 70 | 74 | 215726536
ADP | HH860E2S11 | H,YG49*60+TXV | TM9V120D20MP12 | 53000 | 52500 | 19 | 11 | 8.5 | 2 | 70 | 74 | 215726535
ADP | HH860E2S11 | H,YG49*60+TXV-BLEED | TM9V120D20MP12 | 53000 | 52500 | 19 | 11 | 8.5 | 2 | 70 | 74 | 215726534
ADP | HH860E2S11 | H,YG48*48+TXV | TM9V120D20MP12 | 44000 | 42500 | 18 | 11.7 | 8.5 | 2 | 75 | 78 | 215726533
ADP | HH860E2S11 | H,YG48*60+TXV-BLEED | TM9V120D20MP12 | 44000 | 42500 | 18 | 11.7 | 8.5 | 2 | 75 | 78 | 215726532
ADP | HH860E2S11 | H,YG48*48+TXV-BLEED | TM9V120D20MP12 | 44000 | 42500 | 18 | 11.7 | 8.5 | 2 | 75 | 78 | 215726531
ADP | HH860E2S11 | H,YG88*60+TXV | TM8V120C20MP12 | 53000 | 52000 | 19 | 11 | 8.5 | 2 | 70 | 74 | 215726530
ADP | HH860E2S11 | H,YG88*60+TXV-BLEED | TM8V120C20MP12 | 53000 | 52000 | 19 | 11 | 8.5 | 2 | 70 | 74 | 215726529
ADP | HH860E2S11 | H,YG86*60+TXV | TM8V120C20MP12 | 53000 | 52000 | 19 | 11 | 8.5 | 2 | 70 | 74 | 215726528
ADP | HH860E2S11 | H,YG86*60+TXV-BLEED | TM8V120C20MP12 | 53000 | 52000 | 19 | 11 | 8.5 | 2 | 70 | 74 | 215726527
ADP | HH860E2S11 | H,YG84*60+TXV | TM8V120C20MP12 | 53000 | 52000 | 19 | 11 | 8.5 | 2 | 70 | 74 | 215726526
ADP | HH860E2S11 | H,YG52*60+TXV | TM8V120C20MP12 | 53000 | 52000 | 19 | 11 | 8.5 | 2 | 70 | 74 | 215726525
ADP | HH860E2S11 | H,YG52*60+TXV-BLEED | TM8V120C20MP12 | 53000 | 52000 | 19 | 11 | 8.5 | 2 | 70 | 74 | 215726524
ADP | HH860E2S11 | H,YG50*60+TXV | TM8V120C20MP12 | 53000 | 52000 | 19 | 11 | 8.5 | 2 | 70 | 74 | 215726523
ADP | HH860E2S11 | H,YG50*60+TXV-BLEED | TM8V120C20MP12 | 53000 | 52000 | 19 | 11 | 8.5 | 2 | 70 | 74 | 215726522
ADP | HH860E2S11 | H,YG49*60+TXV | TM8V120C20MP12 | 53000 | 52000 | 19 | 11 | 8.5 | 2 | 70 | 74 | 215726521
ADP | HH860E2S11 | H,YG49*60+TXV-BLEED | TM8V120C20MP12 | 53000 | 52000 | 19 | 11 | 8.5 | 2 | 70 | 74 | 215726520
ADP | HH860E2S11 | H,YG48*60+TXV | TM8V120C20MP12 | 44000 | 42500 | 18 | 11.7 | 8.5 | 2 | 75 | 78 | 215726519
ADP | HH860E2S11 | H,YG48*48+TXV | TM8V120C20MP12 | 44000 | 42500 | 18 | 11.7 | 8.5 | 2 | 75 | 78 | 215726518
ADP | HH860E2S11 | H,YG48*60+TXV-BLEED | TM8V120C20MP12 | 44000 | 42500 | 18 | 11.7 | 8.5 | 2 | 75 | 78 | 215726517
ADP | HH860E2S11 | H,YG48*48+TXV-BLEED | TM8V120C20MP12 | 44000 | 42500 | 18 | 11.7 | 8.5 | 2 | 75 | 78 | 215726516
ADP | HH860E2S11 | H,YG88*60+TXV | TM8V100C20MP12 | 53000 | 52000 | 19 | 11 | 8.5 | 2 | 70 | 74 | 215726515
ADP | HH860E2S11 | H,YG88*60+TXV-BLEED | TM8V100C20MP12 | 53000 | 52000 | 19 | 11 | 8.5 | 2 | 70 | 74 | 215726514
ADP | HH860E2S11 | H,YG86*60+TXV | TM8V100C20MP12 | 53000 | 52000 | 19 | 11 | 8.5 | 2 | 70 | 74 | 215726513
ADP | HH860E2S11 | H,YG86*60+TXV-BLEED | TM8V100C20MP12 | 53000 | 52000 | 19 | 11 | 8.5 | 2 | 70 | 74 | 215726512
ADP | HH860E2S11 | H,YG84*60+TXV | TM8V100C20MP12 | 53000 | 52000 | 19 | 11 | 8.5 | 2 | 70 | 74 | 215726511
ADP | HH860E2S11 | H,YG52*60+TXV | TM8V100C20MP12 | 53000 | 52000 | 19 | 11 | 8.5 | 2 | 70 | 74 | 215726510
ADP | HH860E2S11 | H,YG52*60+TXV-BLEED | TM8V100C20MP12 | 53000 | 52000 | 19 | 11 | 8.5 | 2 | 70 | 74 | 215726509
ADP | HH860E2S11 | H,YG50*60+TXV | TM8V100C20MP12 | 53000 | 52000 | 19 | 11 | 8.5 | 2 | 70 | 74 | 215726508
ADP | HH860E2S11 | H,YG50*60+TXV-BLEED | TM8V100C20MP12 | 53000 | 52000 | 19 | 11 | 8.5 | 2 | 70 | 74 | 215726507
ADP | HH860E2S11 | H,YG49*60+TXV | TM8V100C20MP12 | 53000 | 52000 | 19 | 11 | 8.5 | 2 | 70 | 74 | 215726506
ADP | HH860E2S11 | H,YG49*60+TXV-BLEED | TM8V100C20MP12 | 53000 | 52000 | 19 | 11 | 8.5 | 2 | 70 | 74 | 215726505
ADP | HH860E2S11 | H,YG48*60+TXV | TM8V100C20MP12 | 44000 | 42500 | 18 | 11.7 | 8.5 | 2 | 75 | 78 | 215726504
ADP | HH860E2S11 | H,YG48*48+TXV | TM8V100C20MP12 | 44000 | 42500 | 18 | 11.7 | 8.5 | 2 | 75 | 78 | 215726503
ADP | HH860E2S11 | H,YG48*60+TXV-BLEED | TM8V100C20MP12 | 44000 | 42500 | 18 | 11.7 | 8.5 | 2 | 75 | 78 | 215726502
ADP | HH860E2S11 | H,YG48*48+TXV-BLEED | TM8V100C20MP12 | 44000 | 42500 | 18 | 11.7 | 8.5 | 2 | 75 | 78 | 215726501
ADP | HH860E2S11 | H,YG88*60+TXV | TM8V100C16MP12 | 43500 | 42000 | 18 | 11.7 | 8.5 | 2 | 74 | 78 | 215726500
ADP | HH860E2S11 | H,YG88*60+TXV-BLEED | TM8V100C16MP12 | 43500 | 42000 | 18 | 11.7 | 8.5 | 2 | 74 | 78 | 215726499
ADP | HH860E2S11 | H,YG86*60+TXV | TM8V100C16MP12 | 43500 | 42000 | 18 | 11.7 | 8.5 | 2 | 74 | 78 | 215726498
ADP | HH860E2S11 | H,YG86*60+TXV-BLEED | TM8V100C16MP12 | 43500 | 42000 | 18 | 11.7 | 8.5 | 2 | 74 | 78 | 215726497
ADP | HH860E2S11 | H,YG84*60+TXV | TM8V100C16MP12 | 43500 | 42000 | 18 | 11.7 | 8.5 | 2 | 74 | 78 | 215726496
ADP | HH860E2S11 | H,YG84*48+TXV | TM8V100C16MP12 | 43500 | 42000 | 18 | 11.7 | 8.5 | 2 | 74 | 78 | 215726495
ADP | HH860E2S11 | H,YG84*48+TXV-BLEED | TM8V100C16MP12 | 43500 | 42000 | 18 | 11.7 | 8.5 | 2 | 74 | 78 | 215726494
ADP | HH860E2S11 | H,YG52*60+TXV | TM8V100C16MP12 | 43500 | 42000 | 18 | 11.7 | 8.5 | 2 | 74 | 78 | 215726493
ADP | HH860E2S11 | H,YG52*60+TXV-BLEED | TM8V100C16MP12 | 43500 | 42000 | 18 | 11.7 | 8.5 | 2 | 74 | 78 | 215726492
ADP | HH860E2S11 | H,YG50*60+TXV | TM8V100C16MP12 | 43500 | 42000 | 18 | 11.7 | 8.5 | 2 | 74 | 78 | 215726491
ADP | HH860E2S11 | H,YG50*48+TXV | TM8V100C16MP12 | 43500 | 42000 | 18 | 11.7 | 8.5 | 2 | 74 | 78 | 215726490
ADP | HH860E2S11 | H,YG50*60+TXV-BLEED | TM8V100C16MP12 | 43500 | 42000 | 18 | 11.7 | 8.5 | 2 | 74 | 78 | 215726489
ADP | HH860E2S11 | H,YG50*48+TXV-BLEED | TM8V100C16MP12 | 43500 | 42000 | 18 | 11.7 | 8.5 | 2 | 74 | 78 | 215726488
ADP | HH860E2S11 | H,YG49*60+TXV | TM8V100C16MP12 | 43500 | 42000 | 18 | 11.7 | 8.5 | 2 | 74 | 78 | 215726487
ADP | HH860E2S11 | H,YG49*48+TXV | TM8V100C16MP12 | 43500 | 42000 | 18 | 11.7 | 8.5 | 2 | 74 | 78 | 215726486
ADP | HH860E2S11 | H,YG49*60+TXV-BLEED | TM8V100C16MP12 | 43500 | 42000 | 18 | 11.7 | 8.5 | 2 | 74 | 78 | 215726485
ADP | HH860E2S11 | H,YG49*48+TXV-BLEED | TM8V100C16MP12 | 43500 | 42000 | 18 | 11.7 | 8.5 | 2 | 74 | 78 | 215726484
ADP | HH860E2S11 | H,YG48*60+TXV | TM8V100C16MP12 | 43500 | 42000 | 18 | 11.7 | 8.5 | 2 | 74 | 78 | 215726483
ADP | HH860E2S11 | H,YG48*48+TXV | TM8V100C16MP12 | 43500 | 42000 | 18 | 11.7 | 8.5 | 2 | 74 | 78 | 215726482
ADP | HH860E2S11 | H,YG48*60+TXV-BLEED | TM8V100C16MP12 | 43500 | 42000 | 18 | 11.7 | 8.5 | 2 | 74 | 78 | 215726481
ADP | HH860E2S11 | H,YG48*48+TXV-BLEED | TM8V100C16MP12 | 43500 | 42000 | 18 | 11.7 | 8.5 | 2 | 74 | 78 | 215726480
ADP | HH860E2S11 | H,YG37*48+TXV | TM8V100C16MP12 | 43500 | 42000 | 17 | 11.7 | 8.5 | 2 | 74 | 78 | 215726479
ADP | HH860E2S11 | H,YG37*48+TXV-BLEED | TM8V100C16MP12 | 43500 | 42000 | 17 | 11.7 | 8.5 | 2 | 74 | 78 | 215726478
ADP | HH860E2S11 | H,YG88*60+TXV | TM8V080C16MP12 | 43500 | 42000 | 18 | 11.7 | 8.5 | 2 | 74 | 78 | 215726477
ADP | HH860E2S11 | H,YG88*60+TXV-BLEED | TM8V080C16MP12 | 43500 | 42000 | 18 | 11.7 | 8.5 | 2 | 74 | 78 | 215726476
ADP | HH860E2S11 | H,YG86*60+TXV | TM8V080C16MP12 | 43500 | 42000 | 18 | 11.7 | 8.5 | 2 | 74 | 78 | 215726475
ADP | HH860E2S11 | H,YG86*60+TXV-BLEED | TM8V080C16MP12 | 43500 | 42000 | 18 | 11.7 | 8.5 | 2 | 74 | 78 | 215726474
ADP | HH860E2S11 | H,YG84*60+TXV | TM8V080C16MP12 | 43500 | 42000 | 18 | 11.7 | 8.5 | 2 | 74 | 78 | 215726473
ADP | HH860E2S11 | H,YG84*48+TXV | TM8V080C16MP12 | 43500 | 42000 | 18 | 11.7 | 8.5 | 2 | 74 | 78 | 215726472
ADP | HH860E2S11 | H,YG84*48+TXV-BLEED | TM8V080C16MP12 | 43500 | 42000 | 18 | 11.7 | 8.5 | 2 | 74 | 78 | 215726471
ADP | HH860E2S11 | H,YG52*60+TXV | TM8V080C16MP12 | 43500 | 42000 | 18 | 11.7 | 8.5 | 2 | 74 | 78 | 215726470
ADP | HH860E2S11 | H,YG52*60+TXV-BLEED | TM8V080C16MP12 | 43500 | 42000 | 18 | 11.7 | 8.5 | 2 | 74 | 78 | 215726469
ADP | HH860E2S11 | H,YG50*60+TXV | TM8V080C16MP12 | 43500 | 42000 | 18 | 11.7 | 8.5 | 2 | 74 | 78 | 215726468
ADP | HH860E2S11 | H,YG50*48+TXV | TM8V080C16MP12 | 43500 | 42000 | 18 | 11.7 | 8.5 | 2 | 74 | 78 | 215726467
ADP | HH860E2S11 | H,YG50*60+TXV-BLEED | TM8V080C16MP12 | 43500 | 42000 | 18 | 11.7 | 8.5 | 2 | 74 | 78 | 215726466
ADP | HH860E2S11 | H,YG50*48+TXV-BLEED | TM8V080C16MP12 | 43500 | 42000 | 18 | 11.7 | 8.5 | 2 | 74 | 78 | 215726465
ADP | HH860E2S11 | H,YG49*60+TXV | TM8V080C16MP12 | 43500 | 42000 | 18 | 11.7 | 8.5 | 2 | 74 | 78 | 215726464
ADP | HH860E2S11 | H,YG49*48+TXV | TM8V080C16MP12 | 43500 | 42000 | 18 | 11.7 | 8.5 | 2 | 74 | 78 | 215726463
ADP | HH860E2S11 | H,YG49*60+TXV-BLEED | TM8V080C16MP12 | 43500 | 42000 | 18 | 11.7 | 8.5 | 2 | 74 | 78 | 215726462
ADP | HH860E2S11 | H,YG3K*48+TXV-BLEED | Y81E120C16SMPS1 | 44000 | 42000 | 17 | 12 | 8.5 | 2 | 74 | 78 | 215731709
ADP | HH860E2S11 | H,YG72*60+TXV | Y81E120C16SMPS1 | 44000 | 41500 | 18 | 12 | 8.5 | 2 | 75 | 79 | 215731708
ADP | HH860E2S11 | H,YG72*48+TXV | Y81E120C16SMPS1 | 44000 | 41500 | 18 | 12 | 8.5 | 2 | 75 | 79 | 215731707
ADP | HH860E2S11 | H,YG72*60+TXV-BLEED | Y81E120C16SMPS1 | 44000 | 41500 | 18 | 12 | 8.5 | 2 | 75 | 79 | 215731706
ADP | HH860E2S11 | H,YG72*48+TXV-BLEED | Y81E120C16SMPS1 | 44000 | 41500 | 18 | 12 | 8.5 | 2 | 75 | 79 | 215731705
ADP | HH860E2S11 | H,YG37*60+TXV | Y81E120C16SMPS1 | 44000 | 42000 | 17 | 12 | 8.5 | 2 | 74 | 78 | 215731704
ADP | HH860E2S11 | H,YG37*60+TXV-BLEED | Y81E120C16SMPS1 | 44000 | 41500 | 17 | 12 | 8.5 | 2 | 75 | 79 | 215731703
ADP | HH860E2S11 | H,YG74*60+TXV | Y81E100C20SMPS1 | 53000 | 51500 | 19 | 11.7 | 8.5 | 2 | 69 | 74 | 215731702
ADP | HH860E2S11 | H,YG74*60+TXV-BLEED | Y81E100C20SMPS1 | 53000 | 51500 | 19 | 11.7 | 8.5 | 2 | 69 | 74 | 215731701
ADP | HH860E2S11 | H,YG51*60+TXV | Y81E100C20SMPS1 | 53000 | 51500 | 19 | 11.7 | 8.5 | 2 | 69 | 74 | 215731700
ADP | HH860E2S11 | H,YG51*60+TXV-BLEED | Y81E100C20SMPS1 | 53000 | 51500 | 19 | 11.7 | 8.5 | 2 | 69 | 74 | 215731699
ADP | HH860E2S11 | H,YG55*60+TXV | Y81E100C20SMPS1 | 53000 | 51500 | 19 | 11.7 | 8.5 | 2 | 69 | 74 | 215731698
ADP | HH860E2S11 | H,YG55*60+TXV-BLEED | Y81E100C20SMPS1 | 53000 | 51500 | 19 | 11.7 | 8.5 | 2 | 69 | 74 | 215731697
ADP | HH860E2S11 | H,YG54*60+TXV | Y81E100C20SMPS1 | 53000 | 51500 | 19 | 11.7 | 8.5 | 2 | 69 | 74 | 215731696
ADP | HH860E2S11 | H,YG54*60+TXV-BLEED | Y81E100C20SMPS1 | 53000 | 51500 | 19 | 11.7 | 8.5 | 2 | 69 | 74 | 215731695
ADP | HH860E2S11 | H,YG3K*60+TXV | Y81E100C20SMPS1 | 44500 | 42500 | 18 | 12 | 8.5 | 2 | 75 | 78 | 215731694
ADP | HH860E2S11 | H,YG3K*48+TXV | Y81E100C20SMPS1 | 44500 | 42500 | 18 | 12 | 8.5 | 2 | 75 | 78 | 215731693
ADP | HH860E2S11 | H,YG3K*60+TXV-BLEED | Y81E100C20SMPS1 | 44500 | 42500 | 18 | 12 | 8.5 | 2 | 75 | 78 | 215731692
ADP | HH860E2S11 | H,YG3K*48+TXV-BLEED | Y81E100C20SMPS1 | 44500 | 42500 | 18 | 12 | 8.5 | 2 | 75 | 78 | 215731691
ADP | HH860E2S11 | H,YG72*60+TXV | Y81E100C20SMPS1 | 44500 | 42500 | 18 | 12 | 8.5 | 2 | 75 | 78 | 215731690
ADP | HH860E2S11 | H,YG72*48+TXV | Y81E100C20SMPS1 | 44500 | 42500 | 18 | 12 | 8.5 | 2 | 75 | 78 | 215731689
ADP | HH860E2S11 | H,YG72*60+TXV-BLEED | Y81E100C20SMPS1 | 44500 | 42500 | 18 | 12 | 8.5 | 2 | 75 | 78 | 215731688
ADP | HH860E2S11 | H,YG72*48+TXV-BLEED | Y81E100C20SMPS1 | 44500 | 42500 | 18 | 12 | 8.5 | 2 | 75 | 78 | 215731687
ADP | HH860E2S11 | H,YG37*60+TXV | Y81E100C20SMPS1 | 52000 | 51500 | 18 | 11 | 8.35 | 1.98 | 69 | 74 | 215731686
ADP | HH860E2S11 | H,YG37*60+TXV-BLEED | Y81E100C20SMPS1 | 52000 | 51500 | 18 | 11 | 8.35 | 1.98 | 69 | 74 | 215731685
ADP | HH860E2S11 | H,YG88*48+TXV | Y81E100C16SMPS1 | 44000 | 42000 | 18 | 12 | 8.5 | 2 | 75 | 78 | 215731684
ADP | HH860E2S11 | H,YG88*48+TXV-BLEED | Y81E100C16SMPS1 | 44000 | 42000 | 18 | 12 | 8.5 | 2 | 75 | 78 | 215731683
ADP | HH860E2S11 | H,YG86*48+TXV | Y81E100C16SMPS1 | 44000 | 42000 | 18 | 12 | 8.5 | 2 | 75 | 78 | 215731682
ADP | HH860E2S11 | H,YG86*48+TXV-BLEED | Y81E100C16SMPS1 | 44000 | 42000 | 18 | 12 | 8.5 | 2 | 75 | 78 | 215731681
ADP | HH860E2S11 | H,YG52*48+TXV | Y81E100C16SMPS1 | 44000 | 42000 | 18 | 12 | 8.5 | 2 | 75 | 78 | 215731680
ADP | HH860E2S11 | H,YG52*48+TXV-BLEED | Y81E100C16SMPS1 | 44000 | 42000 | 18 | 12 | 8.5 | 2 | 75 | 78 | 215731679
ADP | HH860E2S11 | H,YG74*60+TXV | Y81E100C16SMPS1 | 44000 | 42000 | 18 | 12 | 8.5 | 2 | 75 | 78 | 215731678
ADP | HH860E2S11 | H,YG74*48+TXV | Y81E100C16SMPS1 | 44000 | 42000 | 18 | 12 | 8.5 | 2 | 75 | 78 | 215731677
ADP | HH860E2S11 | H,YG74*60+TXV-BLEED | Y81E100C16SMPS1 | 44000 | 42000 | 18 | 12 | 8.5 | 2 | 75 | 78 | 215731676
ADP | HH860E2S11 | H,YG74*48+TXV-BLEED | Y81E100C16SMPS1 | 44000 | 42000 | 18 | 12 | 8.5 | 2 | 75 | 78 | 215731675
ADP | HH860E2S11 | H,YG51*60+TXV | Y81E100C16SMPS1 | 44000 | 42000 | 18 | 12 | 8.5 | 2 | 75 | 78 | 215731674
ADP | HH860E2S11 | H,YG51*48+TXV | Y81E100C16SMPS1 | 44000 | 42000 | 18 | 12 | 8.5 | 2 | 75 | 78 | 215731673
ADP | HH860E2S11 | H,YG51*60+TXV-BLEED | Y81E100C16SMPS1 | 44000 | 42000 | 18 | 12 | 8.5 | 2 | 75 | 78 | 215731672
ADP | HH860E2S11 | H,YG51*48+TXV-BLEED | Y81E100C16SMPS1 | 44000 | 42000 | 18 | 12 | 8.5 | 2 | 75 | 78 | 215731671
ADP | HH860E2S11 | H,YG53*48+TXV | Y81E100C16SMPS1 | 44000 | 42000 | 18 | 12 | 8.5 | 2 | 75 | 78 | 215731670
ADP | HH860E2S11 | H,YE36(1,2)60+TXV | TM8E120C20MP11 | 51500 | 52000 | 18 | 10.5 | 8.3 | 1.96 | 70 | 74 | 215727922
ADP | HH860E2S11 | H,YE48(1,2)60+TXV | TM8E120C16MP11 | 44500 | 43500 | 18 | 11 | 8.5 | 2 | 76 | 78 | 215727921
ADP | HH860E2S11 | H,YE36(1,2)60+TXV | TM8E120C16MP11 | 44000 | 43500 | 17 | 10.5 | 8.4 | 1.98 | 76 | 78 | 215727920
ADP | HH860E2S11 | H,YE48(1,2)60+TXV | TM8E100C20MP11 | 53500 | 53000 | 18 | 11 | 8.5 | 2 | 70 | 75 | 215727919
ADP | HH860E2S11 | H,YE36(1,2)60+TXV | TM8E100C20MP11 | 52000 | 53000 | 18 | 10.5 | 8.3 | 1.96 | 70 | 75 | 215727918
ADP | HH860E2S11 | H,YE48(1,2)60+TXV | TM8E100C16MP11 | 44500 | 43500 | 18 | 11 | 8.5 | 2 | 76 | 78 | 215727917
ADP | HH860E2S11 | H,YE36(1,2)60+TXV | TM8E100C16MP11 | 44000 | 43500 | 17 | 10.5 | 8.4 | 1.98 | 76 | 78 | 215727916
ADP | HH860E2S11 | H,YE48(1,2)60+TXV | TM8E080C20MP11 | 53500 | 53000 | 18 | 11 | 8.5 | 2 | 70 | 75 | 215727915
ADP | HH860E2S11 | H,YE36(1,2)60+TXV | TM8E080C20MP11 | 52000 | 53000 | 18 | 10.5 | 8.3 | 1.96 | 70 | 75 | 215727914
ADP | HH860E2S11 | H,YE48(1,2)60+TXV | TM8E080C16MP11 | 44500 | 43500 | 18 | 11 | 8.5 | 2 | 76 | 78 | 215727913
ADP | HH860E2S11 | H,YE36(1,2)60+TXV | TM8E080C16MP11 | 44000 | 43500 | 17 | 10.5 | 8.4 | 1.98 | 76 | 78 | 215727912
ADP | HH836E2S11 | H,YE9J(1,2)36+TXV | Z9ES100C16SMPS1 | 34800 | 31000 | 17 | 10.5 | 8.1 | 2 | 83 | 78 | 215727911
ADP | HH836E2S11 | H,YE9J(1,2)36+TXV | Z9ES080C20SMPS1 | 34200 | 30400 | 17 | 10.5 | 8.1 | 2 | 83 | 78 | 215727910
ADP | HH836E2S11 | H,YE9J(1,2)36+TXV | Z9ES080C16SMPS1 | 32800 | 29600 | 17 | 10.5 | 8.5 | 2 | 84 | 79 | 215727909
ADP | HH836E2S11 | H,YE9J(1,2)36+TXV | Z8ET080B12LMPS1 | 32800 | 28400 | 18 | 11.7 | 8.5 | 2 | 89 | 86 | 215727908
ADP | HH836E2S11 | H,YE9J(1,2)36+TXV | Z8ES120C20SMPS1 | 34000 | 30000 | 18 | 11 | 8.5 | 2 | 89 | 83 | 215727907
ADP | HH836E2S11 | H,YE9J(1,2)36+TXV | Z8ES120C16SMPS1 | 33200 | 29600 | 18 | 11.5 | 8.5 | 2 | 84 | 84 | 215727906
ADP | HH836E2S11 | H,YE9J(1,2)36+TXV | Z8ES100C20SMPS1 | 34200 | 30200 | 18 | 11 | 8.5 | 2 | 89 | 83 | 215727905
ADP | HH836E2S11 | H,YE9J(1,2)36+TXV | Z8ES100C16SMPS1 | 34000 | 29800 | 18 | 11.7 | 8.5 | 2 | 89 | 83 | 215727904
ADP | HH836E2S11 | H,YE9J(1,2)36+TXV | Z8ES100B12SMPS1 | 33000 | 28800 | 17 | 11.7 | 8.5 | 2 | 89 | 85 | 215727903
ADP | HH836E2S11 | H,YE9J(1,2)36+TXV | Z8ES080C20SMPS1 | 34600 | 30800 | 19 | 11 | 8.5 | 2 | 89 | 82 | 215727902
ADP | HH836E2S11 | H,YE9J(1,2)36+TXV | Z8ES080C16SMPS1 | 33800 | 30200 | 18 | 10.5 | 8.5 | 2 | 83 | 83 | 215727901
ADP | HH836E2S11 | H,YE9J(1,2)36+TXV | Z8ES080B12SMPS1 | 32800 | 28400 | 17 | 11.7 | 8.5 | 2 | 89 | 86 | 215727900
ADP | HH836E2S11 | H,YE9J(1,2)36+TXV | TM9Y100C16MP11 | 32400 | 29400 | 18 | 10.5 | 8.5 | 2 | 85 | 81 | 215727898
ADP | HH836E2S11 | H,YE9J(1,2)36+TXV | TM9Y080C16MP11 | 33800 | 30400 | 18 | 11 | 8.5 | 2 | 89 | 84 | 215727897
ADP | HH836E2S11 | H,YE9J(1,2)36+TXV | TM9Y080B12MP11 | 33000 | 29400 | 17 | 11 | 8.5 | 2 | 89 | 85 | 215727896
ADP | HH836E2S11 | H,YE9J(1,2)36+TXV | TM9V100C20MP12 | 34200 | 31000 | 18 | 10 | 8.5 | 2 | 89 | 83 | 215727894
ADP | HH836E2S11 | H,YE9J(1,2)36+TXV | TM9V100C16MP12 | 33400 | 29400 | 17 | 11 | 8.5 | 2 | 90 | 84 | 215727893
ADP | HH836E2S11 | H,YE9J(1,2)36+TXV | TM9V080C16MP12 | 33400 | 29800 | 17 | 11 | 8.5 | 2 | 89 | 84 | 215727892
ADP | HH836E2S11 | H,YE9J(1,2)36+TXV | TM9V080B12MP12 | 33000 | 29200 | 17 | 11 | 8.5 | 2 | 89 | 85 | 215727891
ADP | HH836E2S11 | H,YE9J(1,2)36+TXV | TM9V060B12MP12 | 32600 | 29000 | 16 | 11 | 8.5 | 2 | 90 | 86 | 215727890
ADP | HH836E2S11 | H,YE9J(1,2)36+TXV | TM9E100C16MP12 | 32600 | 29400 | 18 | 10.5 | 8.5 | 2 | 85 | 81 | 215727888
ADP | 5TWX5036A1 | H,TE9J*36+TXV | *UHMC100CCV4 | 33200 | 29800 | 15.2 | 11.7 | 8.1 | 2.3 | 68 | 56 | 215727099
ADP | 5TWX5030A1 | H,TE36*36+TXV | S9X2B040U3PSB | 27200 | 24200 | 15.2 | 11.7 | 8.1 | 2 | 68 | 54 | 215727081
ADP | 5TWX5030A1 | H,TE36*36+TXV | S9X1B040U3PSB | 27200 | 24200 | 15.2 | 11.7 | 8.1 | 2 | 68 | 54 | 215727074
ADP | 5TWX5030A1 | H,TE9J*36+TXV | S9V2C100U4VSA | 27200 | 23800 | 15.2 | 11.5 | 8.1 | 2.1 | 67 | 54 | 215727073
ADP | 5TWX5030A1 | H,TE9J*36+TXV | S9V2B040U3VSA | 27200 | 24200 | 15.2 | 11.7 | 8.1 | 2 | 68 | 54 | 215727061
ADP | 5TWX5030A1 | H,TE36*36+TXV | S9V2B040U3VSA | 27200 | 24200 | 15.2 | 11.7 | 8.1 | 2 | 68 | 54 | 215727060
ADP | 5TWX5030A1 | H,TE9J*36+TXV | S9V2B040U3PSB | 27200 | 24200 | 15.2 | 11.7 | 8.1 | 2 | 68 | 54 | 215727057
ADP | 5TWX5030A1 | H,TE36*36+TXV | S9V2B040U3PSB | 27200 | 24200 | 15.2 | 11.7 | 8.1 | 2 | 68 | 54 | 215727056
ADP | 5TWX5030A1 | H,TE36*36+TXV | S8X2C080M5PTC | 28000 | 24000 | 15.2 | 11.7 | 8.1 | 2.1 | 68 | 55 | 215727055
ADP | 5TWX5030A1 | H,TE36*36+TXV | S8X2C080M5PSC | 28000 | 24000 | 15.2 | 11.7 | 8.1 | 2.1 | 68 | 55 | 215727054
ADP | 5TWX5030A1 | H,TE9J*36+TXV | S8X2A040M3PTC | 25800 | 22800 | 15.2 | 11.5 | 8.1 | 2 | 68 | 55 | 215727045
ADP | 5TWX5030A1 | H,TE9J*36+TXV | S8X2A040M3PSC | 25800 | 22800 | 15.2 | 11.5 | 8.1 | 2 | 68 | 55 | 215727043
ADP | 5TWX5030A1 | H,TE36*36+TXV | S8X1C080M5PTC | 28000 | 24000 | 15.2 | 11.7 | 8.1 | 2.1 | 68 | 55 | 215727041
ADP | 5TWX5030A1 | H,TE36*36+TXV | S8X1C080M5PSC | 28000 | 24000 | 15.2 | 11.7 | 8.1 | 2.1 | 68 | 55 | 215727040
ADP | 5TWX5030A1 | H,TE9J*36+TXV | S8X1A040M3PTC | 25800 | 22800 | 15.2 | 11.5 | 8.1 | 2 | 68 | 55 | 215727031
ADP | HH860E2S11 | H,YG53*48+TXV-BLEED | Y81E100C16SMPS1 | 44000 | 42000 | 18 | 12 | 8.5 | 2 | 75 | 78 | 215731669
ADP | HH860E2S11 | H,YG55*60+TXV | Y81E100C16SMPS1 | 44000 | 42000 | 18 | 12 | 8.5 | 2 | 75 | 78 | 215731668
ADP | HH860E2S11 | H,YG55*48+TXV | Y81E100C16SMPS1 | 44000 | 42000 | 18 | 12 | 8.5 | 2 | 75 | 78 | 215731667
ADP | HH860E2S11 | H,YG55*60+TXV-BLEED | Y81E100C16SMPS1 | 44000 | 42000 | 18 | 12 | 8.5 | 2 | 75 | 78 | 215731666
ADP | HH860E2S11 | H,YG55*48+TXV-BLEED | Y81E100C16SMPS1 | 44000 | 42000 | 18 | 12 | 8.5 | 2 | 75 | 78 | 215731665
ADP | HH860E2S11 | H,YG54*60+TXV | Y81E100C16SMPS1 | 44000 | 42000 | 18 | 12 | 8.5 | 2 | 75 | 78 | 215731664
ADP | HH860E2S11 | H,YG54*48+TXV | Y81E100C16SMPS1 | 44000 | 42000 | 18 | 12 | 8.5 | 2 | 75 | 78 | 215731663
ADP | HH860E2S11 | H,YG54*60+TXV-BLEED | Y81E100C16SMPS1 | 44000 | 42000 | 18 | 12 | 8.5 | 2 | 75 | 78 | 215731662
ADP | HH860E2S11 | H,YG54*48+TXV-BLEED | Y81E100C16SMPS1 | 44000 | 42000 | 18 | 12 | 8.5 | 2 | 75 | 78 | 215731661
ADP | HH860E2S11 | H,YG3K*60+TXV | Y81E100C16SMPS1 | 44000 | 42000 | 17 | 12 | 8.5 | 2 | 75 | 78 | 215731660
ADP | HH860E2S11 | H,YG3K*48+TXV | Y81E100C16SMPS1 | 44000 | 42000 | 17 | 12 | 8.5 | 2 | 75 | 78 | 215731659
ADP | HH860E2S11 | H,YG3K*60+TXV-BLEED | Y81E100C16SMPS1 | 44000 | 42000 | 17 | 12 | 8.5 | 2 | 75 | 78 | 215731658
ADP | HH860E2S11 | H,YG3K*48+TXV-BLEED | Y81E100C16SMPS1 | 44000 | 42000 | 17 | 12 | 8.5 | 2 | 75 | 78 | 215731657
ADP | HH860E2S11 | H,YG72*60+TXV | Y81E100C16SMPS1 | 44000 | 42000 | 18 | 12 | 8.5 | 2 | 75 | 78 | 215731656
ADP | HH860E2S11 | H,YG72*48+TXV | Y81E100C16SMPS1 | 44000 | 42000 | 18 | 12 | 8.5 | 2 | 75 | 78 | 215731655
ADP | HH860E2S11 | H,YG72*60+TXV-BLEED | Y81E100C16SMPS1 | 44000 | 42000 | 18 | 12 | 8.5 | 2 | 75 | 78 | 215731654
ADP | HH860E2S11 | H,YG72*48+TXV-BLEED | Y81E100C16SMPS1 | 44000 | 42000 | 18 | 12 | 8.5 | 2 | 75 | 78 | 215731653
ADP | HH860E2S11 | H,YG37*60+TXV | Y81E100C16SMPS1 | 44000 | 42000 | 17 | 12 | 8.5 | 2 | 75 | 78 | 215731652
ADP | HH860E2S11 | H,YG37*60+TXV-BLEED | Y81E100C16SMPS1 | 44000 | 42000 | 17 | 12 | 8.5 | 2 | 75 | 78 | 215731651
ADP | HH860E2S11 | H,YG74*60+TXV | Y81E080C20SMPS1 | 53000 | 52000 | 19 | 11 | 8.5 | 2 | 70 | 74 | 215731650
ADP | HH860E2S11 | H,YG74*60+TXV-BLEED | Y81E080C20SMPS1 | 53000 | 52000 | 19 | 11 | 8.5 | 2 | 70 | 74 | 215731649
ADP | HH860E2S11 | H,YG51*60+TXV | Y81E080C20SMPS1 | 53000 | 52000 | 19 | 11 | 8.5 | 2 | 70 | 74 | 215731648
ADP | HH860E2S11 | H,YG51*60+TXV-BLEED | Y81E080C20SMPS1 | 53000 | 52000 | 19 | 11 | 8.5 | 2 | 70 | 74 | 215731647
ADP | HH860E2S11 | H,YG55*60+TXV | Y81E080C20SMPS1 | 53000 | 52000 | 19 | 11 | 8.5 | 2 | 70 | 74 | 215731646
ADP | HH860E2S11 | H,YG55*60+TXV-BLEED | Y81E080C20SMPS1 | 53000 | 52000 | 19 | 11 | 8.5 | 2 | 70 | 74 | 215731645
ADP | HH860E2S11 | H,YG54*60+TXV | Y81E080C20SMPS1 | 53000 | 52000 | 19 | 11 | 8.5 | 2 | 70 | 74 | 215731644
ADP | HH860E2S11 | H,YG54*60+TXV-BLEED | Y81E080C20SMPS1 | 53000 | 52000 | 19 | 11 | 8.5 | 2 | 70 | 74 | 215731643
ADP | HH860E2S11 | H,YG3K*60+TXV | Y81E080C20SMPS1 | 52500 | 52000 | 18 | 10.5 | 8.45 | 1.98 | 70 | 74 | 215731642
ADP | HH860E2S11 | H,YG3K*60+TXV-BLEED | Y81E080C20SMPS1 | 52500 | 52000 | 18 | 10.5 | 8.45 | 1.98 | 70 | 74 | 215731641
ADP | HH860E2S11 | H,YG72*60+TXV | Y81E080C20SMPS1 | 44000 | 42500 | 18 | 12 | 8.5 | 2 | 74 | 78 | 215731640
ADP | HH860E2S11 | H,YG72*48+TXV | Y81E080C20SMPS1 | 44000 | 42500 | 18 | 12 | 8.5 | 2 | 74 | 78 | 215731639
ADP | HH860E2S11 | H,YG72*60+TXV-BLEED | Y81E080C20SMPS1 | 44000 | 42500 | 18 | 12 | 8.5 | 2 | 74 | 78 | 215731638
ADP | HH860E2S11 | H,YG72*48+TXV-BLEED | Y81E080C20SMPS1 | 44000 | 42500 | 18 | 12 | 8.5 | 2 | 74 | 78 | 215731637
ADP | HH860E2S11 | H,YG37*60+TXV | Y81E080C20SMPS1 | 52000 | 52000 | 18 | 10.5 | 8.35 | 1.98 | 70 | 74 | 215731636
ADP | HH860E2S11 | H,YG37*60+TXV-BLEED | Y81E080C20SMPS1 | 52000 | 52000 | 18 | 10.5 | 8.35 | 1.98 | 70 | 74 | 215731635
ADP | HH860E2S11 | H,YG88*48+TXV | Y81E080C16SMPS1 | 44500 | 42500 | 18 | 12 | 8.5 | 2 | 75 | 78 | 215731634
ADP | HH860E2S11 | H,YG88*48+TXV-BLEED | Y81E080C16SMPS1 | 44500 | 42500 | 18 | 12 | 8.5 | 2 | 75 | 78 | 215731633
ADP | HH860E2S11 | H,YG86*48+TXV | Y81E080C16SMPS1 | 44500 | 42500 | 18 | 12 | 8.5 | 2 | 75 | 78 | 215731632
ADP | HH860E2S11 | H,YG86*48+TXV-BLEED | Y81E080C16SMPS1 | 44500 | 42500 | 18 | 12 | 8.5 | 2 | 75 | 78 | 215731631
ADP | HH860E2S11 | H,YG52*48+TXV | Y81E080C16SMPS1 | 44500 | 42500 | 18 | 12 | 8.5 | 2 | 75 | 78 | 215731630
ADP | HH836E2S11 | H,YE9J(1,2)36+TXV | TM8Y100C20MP11 | 33800 | 30600 | 18 | 10.5 | 8.5 | 2 | 83 | 83 | 215727882
ADP | HH836E2S11 | H,YE9J(1,2)36+TXV | TM8Y100C16MP11 | 33000 | 29800 | 18 | 10.5 | 8.5 | 2 | 85 | 81 | 215727881
ADP | HH836E2S11 | H,YE9J(1,2)36+TXV | TM8Y080C16MP11 | 33000 | 29800 | 18 | 10.5 | 8.5 | 2 | 85 | 81 | 215727880
ADP | HH836E2S11 | H,YE9J(1,2)36+TXV | TM8Y080B12MP11 | 33000 | 29200 | 17 | 11 | 8.5 | 2 | 90 | 85 | 215727879
ADP | 5TWX5030A1 | H,TE36*36+TXV | S9V2C100U4VSA | 27600 | 23800 | 15.2 | 11.7 | 8.1 | 2.1 | 67 | 54 | 215727072
ADP | HH860E2S11 | H,YG3K*48+TXV-BLEED | TM9Y080C16MP11 | 44000 | 42500 | 16 | 11 | 8.5 | 2 | 75 | 79 | 215731507
ADP | HH860E2S11 | H,YG72*60+TXV | TM9Y080C16MP11 | 44000 | 42500 | 17 | 11 | 8.5 | 2 | 75 | 79 | 215731506
ADP | HH860E2S11 | H,YG72*48+TXV | TM9Y080C16MP11 | 44000 | 42500 | 17 | 11 | 8.5 | 2 | 75 | 79 | 215731505
ADP | HH860E2S11 | H,YG72*60+TXV-BLEED | TM9Y080C16MP11 | 44000 | 42500 | 17 | 11 | 8.5 | 2 | 75 | 79 | 215731504
ADP | HH860E2S11 | H,YG72*48+TXV-BLEED | TM9Y080C16MP11 | 44000 | 42500 | 17 | 11 | 8.5 | 2 | 75 | 79 | 215731503
ADP | HH860E2S11 | H,YG37*60+TXV | TM9Y080C16MP11 | 44000 | 42500 | 16 | 11 | 8.5 | 2 | 75 | 79 | 215731502
ADP | HH860E2S11 | H,YG37*60+TXV-BLEED | TM9Y080C16MP11 | 44000 | 42500 | 16 | 11 | 8.5 | 2 | 75 | 79 | 215731501
ADP | HH860E2S11 | H,YG74*60+TXV | TM9V120D20MP12 | 53000 | 52500 | 19 | 11 | 8.5 | 2 | 70 | 74 | 215731500
ADP | HH860E2S11 | H,YG74*60+TXV-BLEED | TM9V120D20MP12 | 53000 | 52000 | 19 | 11 | 8.5 | 2 | 70 | 74 | 215731499
ADP | HH860E2S11 | H,YG51*60+TXV | TM9V120D20MP12 | 53000 | 52500 | 19 | 11 | 8.5 | 2 | 70 | 74 | 215731498
ADP | HH860E2S11 | H,YG51*60+TXV-BLEED | TM9V120D20MP12 | 53000 | 52500 | 19 | 11 | 8.5 | 2 | 70 | 74 | 215731497
ADP | HH860E2S11 | H,YG55*60+TXV | TM9V120D20MP12 | 53000 | 52500 | 19 | 11 | 8.5 | 2 | 70 | 74 | 215731496
ADP | HH860E2S11 | H,YG55*60+TXV-BLEED | TM9V120D20MP12 | 53000 | 52500 | 19 | 11 | 8.5 | 2 | 70 | 74 | 215731495
ADP | HH860E2S11 | H,YG54*60+TXV | TM9V120D20MP12 | 53000 | 52000 | 19 | 11 | 8.5 | 2 | 70 | 74 | 215731494
ADP | HH860E2S11 | H,YG54*60+TXV-BLEED | TM9V120D20MP12 | 53000 | 52000 | 19 | 11 | 8.5 | 2 | 70 | 74 | 215731493
ADP | HH860E2S11 | H,YG3K*60+TXV | TM9V120D20MP12 | 52500 | 52500 | 18 | 10.5 | 8.45 | 1.98 | 70 | 74 | 215731492
ADP | HH860E2S11 | H,YG3K*60+TXV-BLEED | TM9V120D20MP12 | 52500 | 52500 | 18 | 10.5 | 8.45 | 1.98 | 70 | 74 | 215731491
ADP | HH860E2S11 | H,YG72*60+TXV | TM9V120D20MP12 | 53000 | 52500 | 19 | 11 | 8.5 | 2 | 70 | 74 | 215731490
ADP | HH860E2S11 | H,YG72*60+TXV-BLEED | TM9V120D20MP12 | 53000 | 52500 | 19 | 11 | 8.5 | 2 | 70 | 74 | 215731489
ADP | HH860E2S11 | H,YG37*60+TXV | TM9V120D20MP12 | 52000 | 52000 | 18 | 10.5 | 8.35 | 1.98 | 70 | 74 | 215731488
ADP | HH860E2S11 | H,YG37*60+TXV-BLEED | TM9V120D20MP12 | 52000 | 52500 | 18 | 10.5 | 8.35 | 1.98 | 70 | 74 | 215731487
ADP | HH860E2S11 | H,YG74*60+TXV | TM8V120C20MP12 | 53000 | 52000 | 19 | 11 | 8.5 | 2 | 70 | 74 | 215731486
ADP | HH860E2S11 | H,YG74*60+TXV-BLEED | TM8V120C20MP12 | 53000 | 52000 | 19 | 11 | 8.5 | 2 | 70 | 74 | 215731485
ADP | HH860E2S11 | H,YG51*60+TXV | TM8V120C20MP12 | 53000 | 52000 | 19 | 11 | 8.5 | 2 | 70 | 74 | 215731484
ADP | HH860E2S11 | H,YG51*60+TXV-BLEED | TM8V120C20MP12 | 53000 | 52000 | 19 | 11 | 8.5 | 2 | 70 | 74 | 215731483
ADP | HH860E2S11 | H,YG55*60+TXV | TM8V120C20MP12 | 53000 | 52000 | 19 | 11 | 8.5 | 2 | 70 | 74 | 215731481
ADP | HH860E2S11 | H,YG55*60+TXV-BLEED | TM8V120C20MP12 | 53000 | 52000 | 19 | 11 | 8.5 | 2 | 70 | 74 | 215731479
ADP | HH860E2S11 | H,YG54*60+TXV | TM8V120C20MP12 | 53000 | 52000 | 19 | 11 | 8.5 | 2 | 70 | 74 | 215731478
ADP | HH860E2S11 | H,YG54*60+TXV-BLEED | TM8V120C20MP12 | 53000 | 52000 | 19 | 11 | 8.5 | 2 | 70 | 74 | 215731476
ADP | HH860E2S11 | H,YG3K*60+TXV | TM8V120C20MP12 | 44500 | 43000 | 18 | 11 | 8.5 | 2 | 76 | 78 | 215731474
ADP | HH860E2S11 | H,YG3K*48+TXV | TM8V120C20MP12 | 44500 | 43000 | 18 | 11 | 8.5 | 2 | 76 | 78 | 215731472
ADP | HH860E2S11 | H,YG3K*60+TXV-BLEED | TM8V120C20MP12 | 44500 | 43000 | 18 | 11 | 8.5 | 2 | 76 | 78 | 215731471
ADP | HH860E2S11 | H,YG3K*48+TXV-BLEED | TM8V120C20MP12 | 44500 | 43000 | 18 | 11 | 8.5 | 2 | 76 | 78 | 215731469
ADP | HH860E2S11 | H,YG72*60+TXV | TM8V120C20MP12 | 44000 | 42500 | 18 | 11.7 | 8.5 | 2 | 75 | 78 | 215731467
ADP | HH860E2S11 | H,YG72*48+TXV | TM8V120C20MP12 | 44000 | 42500 | 18 | 11.7 | 8.5 | 2 | 75 | 78 | 215731466
ADP | HH860E2S11 | H,YG72*60+TXV-BLEED | TM8V120C20MP12 | 44000 | 42500 | 18 | 11.7 | 8.5 | 2 | 75 | 78 | 215731464
ADP | HH860E2S11 | H,YG72*48+TXV-BLEED | TM8V120C20MP12 | 44000 | 42500 | 18 | 11.7 | 8.5 | 2 | 75 | 78 | 215731462
ADP | HH860E2S11 | H,YG37*60+TXV | TM8V120C20MP12 | 52000 | 52000 | 18 | 10.5 | 8.35 | 1.98 | 70 | 74 | 215731461
ADP | HH860E2S11 | H,YG49*48+TXV | Y81E100C16SMPS1 | 44000 | 42000 | 18 | 12 | 8.5 | 2 | 75 | 78 | 215726661
ADP | HH860E2S11 | H,YG49*60+TXV-BLEED | Y81E100C16SMPS1 | 44000 | 42000 | 18 | 12 | 8.5 | 2 | 75 | 78 | 215726660
ADP | HH860E2S11 | H,YG49*48+TXV-BLEED | Y81E100C16SMPS1 | 44000 | 42000 | 18 | 12 | 8.5 | 2 | 75 | 78 | 215726659
ADP | HH860E2S11 | H,YG48*60+TXV | Y81E100C16SMPS1 | 44000 | 42000 | 18 | 12 | 8.5 | 2 | 75 | 78 | 215726658
ADP | HH860E2S11 | H,YG48*48+TXV | Y81E100C16SMPS1 | 44000 | 42000 | 18 | 12 | 8.5 | 2 | 75 | 78 | 215726657
ADP | HH860E2S11 | H,YG48*60+TXV-BLEED | Y81E100C16SMPS1 | 44000 | 42000 | 18 | 12 | 8.5 | 2 | 75 | 78 | 215726656
ADP | HH860E2S11 | H,YG48*48+TXV-BLEED | Y81E100C16SMPS1 | 44000 | 42000 | 18 | 12 | 8.5 | 2 | 75 | 78 | 215726655
ADP | HH860E2S11 | H,YG37*48+TXV | Y81E100C16SMPS1 | 44000 | 42000 | 17 | 12 | 8.5 | 2 | 75 | 78 | 215726654
ADP | HH860E2S11 | H,YG37*48+TXV-BLEED | Y81E100C16SMPS1 | 44000 | 42000 | 17 | 12 | 8.5 | 2 | 75 | 78 | 215726653
ADP | HH860E2S11 | H,YG88*60+TXV | Y81E080C20SMPS1 | 53000 | 52000 | 19 | 11 | 8.5 | 2 | 70 | 74 | 215726652
ADP | HH860E2S11 | H,YG88*60+TXV-BLEED | Y81E080C20SMPS1 | 53000 | 52000 | 19 | 11 | 8.5 | 2 | 70 | 74 | 215726651
ADP | HH860E2S11 | H,YG86*60+TXV | Y81E080C20SMPS1 | 53000 | 52000 | 19 | 11 | 8.5 | 2 | 70 | 74 | 215726650
ADP | HH860E2S11 | H,YG86*60+TXV-BLEED | Y81E080C20SMPS1 | 53000 | 52000 | 19 | 11 | 8.5 | 2 | 70 | 74 | 215726649
ADP | HH860E2S11 | H,YG84*60+TXV | Y81E080C20SMPS1 | 53000 | 52000 | 19 | 11 | 8.5 | 2 | 70 | 74 | 215726648
ADP | HH860E2S11 | H,YG52*60+TXV | Y81E080C20SMPS1 | 53000 | 52000 | 19 | 11 | 8.5 | 2 | 70 | 74 | 215726647
ADP | HH860E2S11 | H,YG52*60+TXV-BLEED | Y81E080C20SMPS1 | 53000 | 52000 | 19 | 11 | 8.5 | 2 | 70 | 74 | 215726646
ADP | HH860E2S11 | H,YG50*60+TXV | Y81E080C20SMPS1 | 53000 | 52000 | 19 | 11 | 8.5 | 2 | 70 | 74 | 215726645
ADP | HH860E2S11 | H,YG50*60+TXV-BLEED | Y81E080C20SMPS1 | 53000 | 52000 | 19 | 11 | 8.5 | 2 | 70 | 74 | 215726644
ADP | HH860E2S11 | H,YG49*60+TXV | Y81E080C20SMPS1 | 53000 | 52000 | 19 | 11 | 8.5 | 2 | 70 | 74 | 215726643
ADP | HH860E2S11 | H,YG49*60+TXV-BLEED | Y81E080C20SMPS1 | 53000 | 52000 | 19 | 11 | 8.5 | 2 | 70 | 74 | 215726642
ADP | HH860E2S11 | H,YG48*60+TXV | Y81E080C20SMPS1 | 44000 | 42500 | 18 | 12 | 8.5 | 2 | 74 | 78 | 215726641
ADP | HH860E2S11 | H,YG48*48+TXV | Y81E080C20SMPS1 | 44000 | 42500 | 18 | 12 | 8.5 | 2 | 74 | 78 | 215726640
ADP | HH860E2S11 | H,YG48*60+TXV-BLEED | Y81E080C20SMPS1 | 44000 | 42500 | 18 | 12 | 8.5 | 2 | 74 | 78 | 215726639
ADP | HH860E2S11 | H,YG48*48+TXV-BLEED | Y81E080C20SMPS1 | 44000 | 42500 | 18 | 12 | 8.5 | 2 | 74 | 78 | 215726638
ADP | HH860E2S11 | H,YG88*60+TXV | Y81E080C16SMPS1 | 44500 | 42500 | 18 | 12 | 8.5 | 2 | 75 | 78 | 215726637
ADP | HH860E2S11 | H,YG88*60+TXV-BLEED | Y81E080C16SMPS1 | 44500 | 42500 | 18 | 12 | 8.5 | 2 | 75 | 78 | 215726636
ADP | HH860E2S11 | H,YG86*60+TXV | Y81E080C16SMPS1 | 44500 | 42500 | 18 | 12 | 8.5 | 2 | 75 | 78 | 215726635
ADP | HH860E2S11 | H,YG86*60+TXV-BLEED | Y81E080C16SMPS1 | 44500 | 42500 | 18 | 12 | 8.5 | 2 | 75 | 78 | 215726634
ADP | HH860E2S11 | H,YG84*60+TXV | Y81E080C16SMPS1 | 44500 | 42500 | 18 | 12 | 8.5 | 2 | 75 | 78 | 215726633
ADP | HH860E2S11 | H,YG84*48+TXV | Y81E080C16SMPS1 | 44500 | 42500 | 18 | 12 | 8.5 | 2 | 75 | 78 | 215726632
ADP | HH860E2S11 | H,YG84*48+TXV-BLEED | Y81E080C16SMPS1 | 44500 | 42500 | 18 | 12 | 8.5 | 2 | 75 | 78 | 215726631
ADP | HH860E2S11 | H,YG52*60+TXV | Y81E080C16SMPS1 | 44500 | 42500 | 18 | 12 | 8.5 | 2 | 75 | 78 | 215726630
ADP | HH860E2S11 | H,YG52*60+TXV-BLEED | Y81E080C16SMPS1 | 44500 | 42500 | 18 | 12 | 8.5 | 2 | 75 | 78 | 215726629
ADP | HH860E2S11 | H,YG50*60+TXV | Y81E080C16SMPS1 | 44500 | 42500 | 18 | 12 | 8.5 | 2 | 75 | 78 | 215726628
ADP | HH860E2S11 | H,YG50*48+TXV | Y81E080C16SMPS1 | 44500 | 42500 | 18 | 12 | 8.5 | 2 | 75 | 78 | 215726627
ADP | HH860E2S11 | H,YG50*60+TXV-BLEED | Y81E080C16SMPS1 | 44500 | 42500 | 18 | 12 | 8.5 | 2 | 75 | 78 | 215726626
ADP | HH860E2S11 | H,YG50*48+TXV-BLEED | Y81E080C16SMPS1 | 44500 | 42500 | 18 | 12 | 8.5 | 2 | 75 | 78 | 215726625
ADP | HH860E2S11 | H,YG49*60+TXV | Y81E080C16SMPS1 | 44500 | 42500 | 18 | 12 | 8.5 | 2 | 75 | 78 | 215726624
ADP | HH860E2S11 | H,YG49*48+TXV | Y81E080C16SMPS1 | 44500 | 42500 | 18 | 12 | 8.5 | 2 | 75 | 78 | 215726623
ADP | HH860E2S11 | H,YG49*60+TXV-BLEED | Y81E080C16SMPS1 | 44500 | 42500 | 18 | 12 | 8.5 | 2 | 75 | 78 | 215726622
ADP | HH860E2S11 | H,YG54*48+TXV | TM8V100C16MP12 | 43500 | 42000 | 18 | 11.7 | 8.5 | 2 | 74 | 78 | 215731392
ADP | HH860E2S11 | H,YG54*60+TXV-BLEED | TM8V100C16MP12 | 43500 | 42000 | 18 | 11.7 | 8.5 | 2 | 74 | 78 | 215731390
ADP | HH860E2S11 | H,YG54*48+TXV-BLEED | TM8V100C16MP12 | 43500 | 42000 | 18 | 11.7 | 8.5 | 2 | 74 | 78 | 215731389
ADP | HH860E2S11 | H,YG3K*60+TXV | TM8V100C16MP12 | 43500 | 42000 | 17 | 11.7 | 8.5 | 2 | 74 | 78 | 215731387
ADP | HH860E2S11 | H,YG3K*48+TXV | TM8V100C16MP12 | 43500 | 42000 | 17 | 11.7 | 8.5 | 2 | 74 | 78 | 215731385
ADP | HH860E2S11 | H,YG3K*60+TXV-BLEED | TM8V100C16MP12 | 43500 | 42000 | 17 | 11.7 | 8.5 | 2 | 74 | 78 | 215731383
ADP | HH860E2S11 | H,YG3K*48+TXV-BLEED | TM8V100C16MP12 | 43500 | 42000 | 17 | 11.7 | 8.5 | 2 | 74 | 78 | 215731382
ADP | HH860E2S11 | H,YG72*60+TXV | TM8V100C16MP12 | 43500 | 42000 | 18 | 11.7 | 8.5 | 2 | 74 | 78 | 215731380
ADP | HH860E2S11 | H,YG72*48+TXV | TM8V100C16MP12 | 43500 | 42000 | 18 | 11.7 | 8.5 | 2 | 74 | 78 | 215731379
ADP | HH860E2S11 | H,YG72*60+TXV-BLEED | TM8V100C16MP12 | 43500 | 42000 | 18 | 11.7 | 8.5 | 2 | 74 | 78 | 215731377
ADP | HH860E2S11 | H,YG72*48+TXV-BLEED | TM8V100C16MP12 | 43500 | 42000 | 18 | 11.7 | 8.5 | 2 | 74 | 78 | 215731375
ADP | HH860E2S11 | H,YG37*60+TXV | TM8V100C16MP12 | 43500 | 42000 | 17 | 11.7 | 8.5 | 2 | 74 | 78 | 215731374
ADP | HH860E2S11 | H,YG37*60+TXV-BLEED | TM8V100C16MP12 | 43500 | 42000 | 17 | 11.7 | 8.5 | 2 | 74 | 78 | 215731372
ADP | HH860E2S11 | H,YG88*48+TXV | TM8V080C16MP12 | 43500 | 42000 | 18 | 11.7 | 8.5 | 2 | 74 | 78 | 215731370
ADP | HH860E2S11 | H,YG88*48+TXV-BLEED | TM8V080C16MP12 | 43500 | 42000 | 18 | 11.7 | 8.5 | 2 | 74 | 78 | 215731369
ADP | HH860E2S11 | H,YG86*48+TXV | TM8V080C16MP12 | 43500 | 42000 | 18 | 11.7 | 8.5 | 2 | 74 | 78 | 215731367
ADP | HH860E2S11 | H,YG86*48+TXV-BLEED | TM8V080C16MP12 | 43500 | 42000 | 18 | 11.7 | 8.5 | 2 | 74 | 78 | 215731365
ADP | HH860E2S11 | H,YG52*48+TXV | TM8V080C16MP12 | 43500 | 42000 | 18 | 11.7 | 8.5 | 2 | 74 | 78 | 215731364
ADP | HH860E2S11 | H,YG52*48+TXV-BLEED | TM8V080C16MP12 | 43500 | 42000 | 18 | 11.7 | 8.5 | 2 | 74 | 78 | 215731362
ADP | HH860E2S11 | H,YG74*60+TXV | TM8V080C16MP12 | 43500 | 42000 | 18 | 11.7 | 8.5 | 2 | 74 | 78 | 215731360
ADP | HH860E2S11 | H,YG74*48+TXV | TM8V080C16MP12 | 43500 | 42000 | 18 | 11.7 | 8.5 | 2 | 74 | 78 | 215731359
ADP | HH860E2S11 | H,YG74*60+TXV-BLEED | TM8V080C16MP12 | 43500 | 42000 | 18 | 11.7 | 8.5 | 2 | 74 | 78 | 215731357
ADP | HH860E2S11 | H,YG74*48+TXV-BLEED | TM8V080C16MP12 | 43500 | 42000 | 18 | 11.7 | 8.5 | 2 | 74 | 78 | 215731355
ADP | HH860E2S11 | H,YG51*60+TXV | TM8V080C16MP12 | 43500 | 42000 | 18 | 11.7 | 8.5 | 2 | 74 | 78 | 215731354
ADP | HH860E2S11 | H,YG51*48+TXV | TM8V080C16MP12 | 43500 | 42000 | 18 | 11.7 | 8.5 | 2 | 74 | 78 | 215731352
ADP | HH860E2S11 | H,YG51*60+TXV-BLEED | TM8V080C16MP12 | 43500 | 42000 | 18 | 11.7 | 8.5 | 2 | 74 | 78 | 215731350
ADP | HH860E2S11 | H,YG51*48+TXV-BLEED | TM8V080C16MP12 | 43500 | 42000 | 18 | 11.7 | 8.5 | 2 | 74 | 78 | 215731349
ADP | HH860E2S11 | H,YG53*48+TXV | TM8V080C16MP12 | 43500 | 42000 | 18 | 11.7 | 8.5 | 2 | 74 | 78 | 215731347
ADP | HH860E2S11 | H,YG53*48+TXV-BLEED | TM8V080C16MP12 | 43500 | 42000 | 18 | 11.7 | 8.5 | 2 | 74 | 78 | 215731345
ADP | HH860E2S11 | H,YG55*60+TXV | TM8V080C16MP12 | 43500 | 42000 | 18 | 11.7 | 8.5 | 2 | 74 | 78 | 215731344
ADP | HH860E2S11 | H,YG55*48+TXV | TM8V080C16MP12 | 43500 | 42000 | 18 | 11.7 | 8.5 | 2 | 74 | 78 | 215731342
ADP | HH860E2S11 | H,YG55*60+TXV-BLEED | TM8V080C16MP12 | 43500 | 42000 | 18 | 11.7 | 8.5 | 2 | 74 | 78 | 215731340
ADP | HH860E2S11 | H,YG55*48+TXV-BLEED | TM8V080C16MP12 | 43500 | 42000 | 18 | 11.7 | 8.5 | 2 | 74 | 78 | 215731339
ADP | HH860E2S11 | H,YG54*60+TXV | TM8V080C16MP12 | 43500 | 42000 | 18 | 11.7 | 8.5 | 2 | 74 | 78 | 215731337
ADP | HH860E2S11 | H,YG54*48+TXV | TM8V080C16MP12 | 43500 | 42000 | 18 | 11.7 | 8.5 | 2 | 74 | 78 | 215731335
ADP | HH860E2S11 | H,YG54*60+TXV-BLEED | TM8V080C16MP12 | 43500 | 42000 | 18 | 11.7 | 8.5 | 2 | 74 | 78 | 215731333
ADP | HH860E2S11 | H,YG54*48+TXV-BLEED | TM8V080C16MP12 | 43500 | 42000 | 18 | 11.7 | 8.5 | 2 | 74 | 78 | 215731332
ADP | HH860E2S11 | H,YG3K*60+TXV | TM8V080C16MP12 | 43500 | 42000 | 17 | 11.7 | 8.5 | 2 | 74 | 78 | 215731330
ADP | HH860E2S11 | H,YG3K*48+TXV | TM8V080C16MP12 | 43500 | 42000 | 17 | 11.7 | 8.5 | 2 | 74 | 78 | 215731328
ADP | HH860E2S11 | H,YG3K*60+TXV-BLEED | TM8V080C16MP12 | 43500 | 42000 | 17 | 11.7 | 8.5 | 2 | 74 | 78 | 215731327
ADP | 5TWX5042A1 | H,TE2K*48+TXV | S9V2B080U4PSB | 38500 | 37400 | 15.2 | 11.7 | 8.1 | 2.1 | 65 | 51 | 215727462
ADP | 5TWX5042A1 | H,TE49*60+TXV | S9V2B060U4PSC | 39000 | 37800 | 15.2 | 12 | 8.1 | 2.1 | 65 | 50 | 215727461
ADP | 5TWX5042A1 | H,TE48*60+TXV | S9V2B060U4PSC | 39000 | 37800 | 15.2 | 12 | 8.1 | 2.1 | 65 | 50 | 215727460
ADP | 5TWX5042A1 | H,TE2K*48+TXV | S9V2B060U4PSC | 38500 | 37800 | 15.2 | 11.7 | 8.1 | 2.1 | 65 | 50 | 215727459
ADP | 5TWX5042A1 | H,TE36*60+TXV | S9V2B060U4PSC | 38500 | 37800 | 15.2 | 11.7 | 8.1 | 2.1 | 65 | 50 | 215727458
ADP | 5TWX5042A1 | H,TE49*60+TXV | S9V2B060U4PSB | 39000 | 37800 | 15.2 | 12 | 8.1 | 2.1 | 65 | 50 | 215727457
ADP | 5TWX5042A1 | H,TE48*60+TXV | S9V2B060U4PSB | 39000 | 37800 | 15.2 | 12 | 8.1 | 2.1 | 65 | 50 | 215727456
ADP | 5TWX5042A1 | H,TE2K*48+TXV | S9V2B060U4PSB | 38500 | 37800 | 15.2 | 11.7 | 8.1 | 2.1 | 65 | 50 | 215727455
ADP | 5TWX5042A1 | H,TE49*60+TXV | S8X2D120M5PTC | 40500 | 37800 | 16 | 12 | 8.1 | 2.2 | 64 | 49 | 215727454
ADP | 5TWX5042A1 | H,TE48*60+TXV | S8X2D120M5PTC | 40000 | 37800 | 15.2 | 11.7 | 8.1 | 2.2 | 64 | 49 | 215727453
ADP | 5TWX5042A1 | H,TE2K*48+TXV | S8X2D120M5PTC | 39500 | 37800 | 15.2 | 11.7 | 8.1 | 2.2 | 64 | 49 | 215727452
ADP | 5TWX5042A1 | H,TE49*60+TXV | S8X2D120M5PSC | 40500 | 37800 | 16 | 12 | 8.1 | 2.2 | 64 | 49 | 215727450
ADP | 5TWX5042A1 | H,TE48*60+TXV | S8X2D120M5PSC | 40000 | 37800 | 15.2 | 11.7 | 8.1 | 2.2 | 64 | 49 | 215727449
ADP | 5TWX5042A1 | H,TE2K*48+TXV | S8X2D120M5PSC | 39500 | 37800 | 15.2 | 11.7 | 8.1 | 2.2 | 64 | 49 | 215727448
ADP | 5TWX5042A1 | H,TE49*60+TXV | S8X1D120M5PTC | 40500 | 37800 | 16 | 12 | 8.1 | 2.2 | 64 | 49 | 215727414
ADP | 5TWX5042A1 | H,TE48*60+TXV | S8X1D120M5PTC | 40000 | 37800 | 15.2 | 11.7 | 8.1 | 2.2 | 64 | 49 | 215727413
ADP | 5TWX5042A1 | H,TE2K*48+TXV | S8X1D120M5PTC | 39500 | 37800 | 15.2 | 11.7 | 8.1 | 2.2 | 64 | 49 | 215727412
ADP | 5TWX5042A1 | H,TE49*60+TXV | S8X1D120M5PSC | 40500 | 37800 | 16 | 12 | 8.1 | 2.2 | 64 | 49 | 215727410
ADP | 5TWX5042A1 | H,TE48*60+TXV | S8X1D120M5PSC | 40000 | 37800 | 15.2 | 11.7 | 8.1 | 2.2 | 64 | 49 | 215727409
ADP | 5TWX5042A1 | H,TE2K*48+TXV | S8X1D120M5PSC | 39500 | 37800 | 15.2 | 11.7 | 8.1 | 2.2 | 64 | 49 | 215727408
ADP | 5TWX5042A1 | H,TE49*60+TXV | L8V1C100U5VSB | 40000 | 38000 | 16 | 12 | 8.1 | 2.1 | 65 | 49 | 215727288
ADP | 5TWX5042A1 | H,TE48*60+TXV | L8V1C100U5VSB | 40000 | 38000 | 16 | 12 | 8.1 | 2.1 | 65 | 49 | 215727287
ADP | 5TWX5042A1 | H,TE2K*48+TXV | L8V1C100U5VSB | 39500 | 38000 | 16 | 11.7 | 8.1 | 2.1 | 65 | 49 | 215727286
ADP | 5TWX5042A1 | H,TE36*60+TXV | L8V1C100U5VSB | 39500 | 38000 | 15.2 | 11.7 | 8.1 | 2.1 | 65 | 49 | 215727285
ADP | 5TWX5042A1 | H,TE49*60+TXV | *UHMD120CCV5 | 40000 | 37800 | 15.2 | 12 | 8.1 | 2.2 | 64 | 49 | 215727281
ADP | 5TWX5042A1 | H,TE48*60+TXV | *UHMD120CCV5 | 39500 | 37800 | 15.2 | 11.7 | 8.1 | 2.2 | 64 | 49 | 215727280
ADP | 5TWX5042A1 | H,TE2K*48+TXV | *UHMD120CCV5 | 39000 | 37800 | 15.2 | 11.7 | 8.1 | 2.2 | 64 | 49 | 215727279
ADP | 5TWX5042A1 | H,TE49*60+TXV | *UHMD120ACV5 | 41000 | 37800 | 16 | 12 | 8.1 | 2.2 | 64 | 49 | 215727277
ADP | 5TWX5042A1 | H,TE48*60+TXV | *UHMD120ACV5 | 40500 | 37800 | 15.2 | 11.7 | 8.1 | 2.2 | 64 | 49 | 215727276
ADP | 5TWX5042A1 | H,TE2K*48+TXV | *UHMD120ACV5 | 39500 | 37800 | 15.2 | 11.5 | 8.1 | 2.2 | 64 | 49 | 215727275
ADP | 5TWX5042A1 | H,TE49*60+TXV | *UHMC100CCV4 | 40000 | 37800 | 15.2 | 12 | 8.1 | 2.1 | 65 | 50 | 215727273
ADP | 5TWX5042A1 | H,TE48*60+TXV | *UHMC100CCV4 | 40000 | 37800 | 15.2 | 12 | 8.1 | 2.1 | 65 | 50 | 215727272
ADP | 5TWX5042A1 | H,TE2K*48+TXV | *UHMC100CCV4 | 39500 | 37800 | 15.2 | 11.7 | 8.1 | 2.1 | 65 | 50 | 215727271
ADP | 5TWX5042A1 | H,TE36*60+TXV | *UHMC100CCV4 | 39500 | 37800 | 15.2 | 11.7 | 8.1 | 2.1 | 65 | 50 | 215727270
ADP | 5TWX5042A1 | H,TE49*60+TXV | *UHMC100ACV4 | 40000 | 37800 | 15.2 | 12 | 8.1 | 2.1 | 65 | 50 | 215727269
ADP | 5TWX5042A1 | H,TE48*60+TXV | *UHMC100ACV4 | 40000 | 37800 | 15.2 | 12 | 8.1 | 2.1 | 65 | 50 | 215727268
ADP | 5TWX5042A1 | H,TE2K*48+TXV | *UHMC100ACV4 | 39500 | 37800 | 15.2 | 11.7 | 8.1 | 2.1 | 65 | 50 | 215727267
ADP | 5TWX5042A1 | H,TE36*60+TXV | *UHMC100ACV4 | 39500 | 37800 | 15.2 | 11.7 | 8.1 | 2.1 | 65 | 50 | 215727266
ADP | 5TWX5036A1 | H,TE36*36+TXV | S9X2D120U5PSB | 33200 | 29600 | 15.2 | 11.5 | 8.1 | 2.3 | 68 | 56 | 215727265
ADP | 5TWX5036A1 | H,TE9J*36+TXV | S9X2C080U5PSB | 32800 | 29600 | 15.2 | 11.7 | 8.1 | 2.3 | 69 | 56 | 215727264
ADP | 5TWX5036A1 | H,TE36*36+TXV | S9X2C080U5PSB | 33200 | 29600 | 15.2 | 11.7 | 8.1 | 2.3 | 69 | 56 | 215727263
ADP | 5TWX5036A1 | H,TE9J*36+TXV | S9X2B080U4PSB | 33000 | 29800 | 15.2 | 11.7 | 8.1 | 2.3 | 69 | 57 | 215727262
ADP | 5TWX5036A1 | H,TE36*36+TXV | S9X2B080U4PSB | 33200 | 29800 | 15.2 | 11.7 | 8.1 | 2.3 | 69 | 57 | 215727261
ADP | 5TWX5036A1 | H,TE36*36+TXV | S9X2B060U4PSB | 33000 | 29800 | 15.2 | 11.7 | 8.1 | 2.3 | 69 | 57 | 215727259
ADP | 5TWX5036A1 | H,TE36*36+TXV | S9X1D120U5PSB | 33200 | 29600 | 15.2 | 11.5 | 8.1 | 2.3 | 68 | 56 | 215727256
ADP | 5TWX5036A1 | H,TE9J*36+TXV | S9X1C080U5PSB | 32800 | 29600 | 15.2 | 11.7 | 8.1 | 2.3 | 69 | 56 | 215727255
ADP | 5TWX5036A1 | H,TE36*36+TXV | S9X1C080U5PSB | 33200 | 29600 | 15.2 | 11.7 | 8.1 | 2.3 | 69 | 56 | 215727254
ADP | 5TWX5036A1 | H,TE9J*36+TXV | S9X1B080U4PSB | 33000 | 29800 | 15.2 | 11.7 | 8.1 | 2.3 | 69 | 57 | 215727253
ADP | 5TWX5036A1 | H,TE36*36+TXV | S9X1B080U4PSB | 33200 | 29800 | 15.2 | 11.7 | 8.1 | 2.3 | 69 | 57 | 215727252
ADP | 5TWX5036A1 | H,TE36*36+TXV | S9X1B060U4PSB | 33000 | 29800 | 15.2 | 11.7 | 8.1 | 2.3 | 69 | 57 | 215727250
ADP | HH860E2S11 | H,YG49*48+TXV-BLEED | Y81E080C16SMPS1 | 44500 | 42500 | 18 | 12 | 8.5 | 2 | 75 | 78 | 215726621
ADP | HH860E2S11 | H,YG48*60+TXV | Y81E080C16SMPS1 | 44500 | 42500 | 18 | 12 | 8.5 | 2 | 75 | 78 | 215726620
ADP | HH860E2S11 | H,YG48*48+TXV | Y81E080C16SMPS1 | 44500 | 42500 | 18 | 12 | 8.5 | 2 | 75 | 78 | 215726619
ADP | HH860E2S11 | H,YG48*60+TXV-BLEED | Y81E080C16SMPS1 | 44500 | 42500 | 18 | 12 | 8.5 | 2 | 75 | 78 | 215726618
ADP | HH860E2S11 | H,YG48*48+TXV-BLEED | Y81E080C16SMPS1 | 44500 | 42500 | 18 | 12 | 8.5 | 2 | 75 | 78 | 215726617
ADP | HH860E2S11 | H,YG37*48+TXV | Y81E080C16SMPS1 | 44500 | 42500 | 17 | 12 | 8.5 | 2 | 75 | 78 | 215726616
ADP | HH860E2S11 | H,YG37*48+TXV-BLEED | Y81E080C16SMPS1 | 44500 | 42500 | 17 | 12 | 8.5 | 2 | 75 | 78 | 215726615
ADP | HH860E2S11 | H,YG88*60+TXV | TM9Y120D20MP11 | 53000 | 52500 | 19 | 11 | 8.5 | 2 | 70 | 74 | 215726614
ADP | HH860E2S11 | H,YG88*60+TXV-BLEED | TM9Y120D20MP11 | 53000 | 52500 | 19 | 11 | 8.5 | 2 | 70 | 74 | 215726613
ADP | HH860E2S11 | H,YG86*60+TXV | TM9Y120D20MP11 | 53000 | 52500 | 19 | 11 | 8.5 | 2 | 70 | 74 | 215726612
ADP | HH860E2S11 | H,YG86*60+TXV-BLEED | TM9Y120D20MP11 | 53000 | 52500 | 19 | 11 | 8.5 | 2 | 70 | 74 | 215726611
ADP | HH860E2S11 | H,YG84*60+TXV | TM9Y120D20MP11 | 53000 | 52500 | 19 | 11 | 8.5 | 2 | 70 | 74 | 215726610
ADP | HH860E2S11 | H,YG52*60+TXV | TM9Y120D20MP11 | 53000 | 52500 | 19 | 11 | 8.5 | 2 | 70 | 74 | 215726609
ADP | HH860E2S11 | H,YG52*60+TXV-BLEED | TM9Y120D20MP11 | 53000 | 52500 | 19 | 11 | 8.5 | 2 | 70 | 74 | 215726608
ADP | HH860E2S11 | H,YG50*60+TXV | TM9Y120D20MP11 | 53000 | 52500 | 19 | 11 | 8.5 | 2 | 70 | 74 | 215726607
ADP | HH860E2S11 | H,YG50*60+TXV-BLEED | TM9Y120D20MP11 | 53000 | 52500 | 19 | 11 | 8.5 | 2 | 70 | 74 | 215726606
ADP | HH860E2S11 | H,YG49*60+TXV | TM9Y120D20MP11 | 53000 | 52500 | 19 | 11 | 8.5 | 2 | 70 | 74 | 215726605
ADP | HH860E2S11 | H,YG49*60+TXV-BLEED | TM9Y120D20MP11 | 53000 | 52500 | 19 | 11 | 8.5 | 2 | 70 | 74 | 215726604
ADP | HH860E2S11 | H,YG48*48+TXV | TM9Y120D20MP11 | 44000 | 42000 | 18 | 11.7 | 8.5 | 2 | 75 | 79 | 215726603
ADP | HH860E2S11 | H,YG48*60+TXV-BLEED | TM9Y120D20MP11 | 44000 | 42000 | 18 | 11.7 | 8.5 | 2 | 75 | 79 | 215726602
ADP | HH860E2S11 | H,YG48*48+TXV-BLEED | TM9Y120D20MP11 | 44000 | 42000 | 18 | 11.7 | 8.5 | 2 | 75 | 79 | 215726601
ADP | HH860E2S11 | H,YG88*60+TXV | TM9Y100C20MP11 | 52500 | 52500 | 18 | 11 | 8.5 | 2 | 70 | 74 | 215726600
ADP | HH860E2S11 | H,YG88*60+TXV-BLEED | TM9Y100C20MP11 | 52500 | 52500 | 18 | 11 | 8.5 | 2 | 70 | 74 | 215726599
ADP | HH860E2S11 | H,YG86*60+TXV | TM9Y100C20MP11 | 52500 | 52500 | 18 | 11 | 8.5 | 2 | 70 | 74 | 215726598
ADP | HH860E2S11 | H,YG86*60+TXV-BLEED | TM9Y100C20MP11 | 52500 | 52500 | 18 | 11 | 8.5 | 2 | 70 | 74 | 215726597
ADP | HH860E2S11 | H,YG84*60+TXV | TM9Y100C20MP11 | 52500 | 52500 | 18 | 11 | 8.5 | 2 | 70 | 74 | 215726596
ADP | HH860E2S11 | H,YG52*60+TXV | TM9Y100C20MP11 | 52500 | 52500 | 18 | 11 | 8.5 | 2 | 70 | 74 | 215726595
ADP | HH860E2S11 | H,YG52*60+TXV-BLEED | TM9Y100C20MP11 | 52500 | 52500 | 18 | 11 | 8.5 | 2 | 70 | 74 | 215726594
ADP | HH860E2S11 | H,YG50*60+TXV | TM9Y100C20MP11 | 52500 | 52500 | 18 | 11 | 8.5 | 2 | 70 | 74 | 215726593
ADP | HH860E2S11 | H,YG50*60+TXV-BLEED | TM9Y100C20MP11 | 52500 | 52500 | 18 | 11 | 8.5 | 2 | 70 | 74 | 215726592
ADP | HH860E2S11 | H,YG49*60+TXV | TM9Y100C20MP11 | 52500 | 52500 | 18 | 11 | 8.5 | 2 | 70 | 74 | 215726591
ADP | HH860E2S11 | H,YG49*60+TXV-BLEED | TM9Y100C20MP11 | 52500 | 52500 | 18 | 11 | 8.5 | 2 | 70 | 74 | 215726590
ADP | HH860E2S11 | H,YG48*60+TXV-BLEED | TM9Y100C20MP11 | 52500 | 52500 | 17 | 11 | 8.5 | 2 | 70 | 74 | 215726589
ADP | HH860E2S11 | H,YG88*60+TXV | TM9Y100C16MP11 | 44000 | 42500 | 17 | 11 | 8.5 | 2 | 75 | 79 | 215726588
ADP | HH860E2S11 | H,YG88*60+TXV-BLEED | TM9Y100C16MP11 | 44000 | 42500 | 17 | 11 | 8.5 | 2 | 75 | 79 | 215726587
ADP | HH860E2S11 | H,YG86*60+TXV | TM9Y100C16MP11 | 44000 | 42500 | 17 | 11 | 8.5 | 2 | 75 | 79 | 215726586
ADP | HH860E2S11 | H,YG86*60+TXV-BLEED | TM9Y100C16MP11 | 44000 | 42500 | 17 | 11 | 8.5 | 2 | 75 | 79 | 215726585
ADP | HH860E2S11 | H,YG84*60+TXV | TM9Y100C16MP11 | 44000 | 42500 | 17 | 11 | 8.5 | 2 | 75 | 79 | 215726584
ADP | HH860E2S11 | H,YG84*48+TXV | TM9Y100C16MP11 | 44000 | 42500 | 17 | 11 | 8.5 | 2 | 75 | 79 | 215726583
ADP | HH860E2S11 | H,YG84*48+TXV-BLEED | TM9Y100C16MP11 | 44000 | 42500 | 17 | 11 | 8.5 | 2 | 75 | 79 | 215726582
ADP | HH824E2S11 | H,YE33*36+TXV-BLEED | Y82E080B12LMPS1 | 23000 | 21400 | 18 | 12 | 9 | 2 | 83 | 85 | 215735548
ADP | HH824E2S11 | H,YE31*30+TXV-BLEED | Y82E080B12LMPS1 | 21800 | 21200 | 18 | 11 | 8.95 | 1.9 | 81 | 83 | 215735547
ADP | HH824E2S11 | H,YE33*36+TXV-BLEED | Y82E060A12LMPS1 | 22600 | 21400 | 18 | 11.7 | 8.8 | 1.96 | 80 | 81 | 215735546
ADP | HH824E2S11 | H,YE31*30+TXV-BLEED | Y82E060A12LMPS1 | 21800 | 21200 | 18 | 11 | 8.5 | 1.9 | 81 | 82 | 215735545
ADP | HH824E2S11 | H,YE33*36+TXV-BLEED | TM9Y080B12MP11 | 23000 | 21400 | 17 | 11.7 | 9 | 2 | 83 | 85 | 215735544
ADP | HH824E2S11 | H,YE31*30+TXV-BLEED | TM9Y080B12MP11 | 21800 | 21000 | 17 | 11 | 8.5 | 1.9 | 79 | 81 | 215735543
ADP | HH824E2S11 | H,YE33*36+TXV-BLEED | TM9Y060B12MP11 | 23000 | 21400 | 17 | 11.7 | 9 | 2 | 83 | 84 | 215735542
ADP | HH824E2S11 | H,YE31*30+TXV-BLEED | TM9Y060B12MP11 | 21800 | 21200 | 17 | 11 | 8.5 | 1.9 | 80 | 82 | 215735541
ADP | HH824E2S11 | H,YE33*36+TXV-BLEED | TM9Y040A10MP11 | 22400 | 21000 | 16 | 10.5 | 8.3 | 1.96 | 79 | 80 | 215735540
ADP | HH824E2S11 | H,YE33*36+TXV-BLEED | TM9V080B12MP12 | 23000 | 21400 | 17 | 12 | 9 | 2 | 82 | 84 | 215735538
ADP | HH824E2S11 | H,YE33*36+TXV-BLEED | TM9V060B12MP12 | 22400 | 21400 | 17 | 11 | 8.8 | 1.96 | 79 | 80 | 215735536
ADP | HH824E2S11 | H,YE31*30+TXV-BLEED | TM9V080B12MP12 | 21800 | 21200 | 17 | 11 | 8.5 | 1.9 | 80 | 82 | 215735537
ADP | HH824E2S11 | H,YE31*30+TXV-BLEED | TM9V060B12MP12 | 21800 | 21200 | 17 | 11 | 8.5 | 1.9 | 80 | 81 | 215735535
ADP | HH824E2S11 | H,YE33*36+TXV-BLEED | TM9V040A10MP12 | 22400 | 21400 | 16 | 10.5 | 8.8 | 1.96 | 79 | 80 | 215735534
ADP | HH824E2S11 | H,YE31*30+TXV-BLEED | TM9V040A10MP12 | 21800 | 21200 | 16 | 10 | 8.5 | 1.9 | 79 | 81 | 215735533
ADP | HH824E2S11 | H,YE33*36+TXV-BLEED | TM8V080B12MP12 | 22600 | 21400 | 17 | 10.5 | 8.8 | 1.96 | 82 | 83 | 215735532
ADP | HH824E2S11 | H,YE31*30+TXV-BLEED | TM8V080B12MP12 | 21800 | 21200 | 17 | 10 | 8.5 | 1.9 | 83 | 83 | 215735531
ADP | HH860E2S11 | H,YE35*48+TXV-BLEED | TM9Y100C16MP11 | 43000 | 42500 | 16 | 10.5 | 8.3 | 1.96 | 75 | 79 | 215735530
ADP | HH860E2S11 | H,YE35*48+TXV-BLEED | TM9Y080C16MP11 | 43000 | 42500 | 16 | 10.5 | 8.3 | 1.96 | 75 | 79 | 215735529
ADP | HH860E2S11 | H,YE35*48+TXV-BLEED | TM9V100C16MP12 | 42500 | 42000 | 17 | 11 | 8.3 | 1.96 | 74 | 78 | 215735528
ADP | HH860E2S11 | H,YE35*48+TXV-BLEED | TM9V080C16MP12 | 42500 | 42000 | 17 | 10.5 | 8.3 | 1.96 | 75 | 79 | 215735527
ADP | HH860E2S11 | H,YE35*48+TXV-BLEED | TM8V100C16MP12 | 42500 | 42000 | 17 | 11 | 8.3 | 1.96 | 74 | 78 | 215735526
ADP | HH860E2S11 | H,YE35*48+TXV-BLEED | TM8V080C16MP12 | 42500 | 42000 | 17 | 11 | 8.3 | 1.96 | 74 | 78 | 215735525
ADP | 5TWX5030A1 | H,TE9J*36+TXV | S9X1C080U5PSB | 27200 | 24000 | 15.2 | 11.5 | 8.1 | 2.1 | 68 | 54 | 215727080
ADP | 5TWX5030A1 | H,TE9J*36+TXV | S9X1B040U3PSB | 27200 | 24200 | 15.2 | 11.7 | 8.1 | 2 | 68 | 54 | 215727075
ADP | 5TWX5030A1 | H,TE36*36+TXV | S9X1C080U5PSB | 27600 | 24000 | 15.2 | 11.7 | 8.1 | 2.1 | 68 | 54 | 215727079
ADP | 5TWX5030A1 | H,TE36*36+TXV | S9X1B080U4PSB | 28000 | 24400 | 15.2 | 11.7 | 8.1 | 2.1 | 68 | 54 | 215727078
ADP | 5TWX5030A1 | H,TE36*36+TXV | S9X2C080U5PSB | 27600 | 24000 | 15.2 | 11.7 | 8.1 | 2.1 | 68 | 54 | 215727086
ADP | 5TWX5030A1 | H,TE9J*36+TXV | S9X2C080U5PSB | 27200 | 24000 | 15.2 | 11.5 | 8.1 | 2.1 | 68 | 54 | 215727087
ADP | 5TWX5030A1 | H,TE36*36+TXV | S9X2B080U4PSB | 28000 | 24400 | 15.2 | 11.7 | 8.1 | 2.1 | 68 | 54 | 215727085
ADP | 5TWX5030A1 | H,TE9J*36+TXV | S9X2B040U3PSB | 27200 | 24200 | 15.2 | 11.7 | 8.1 | 2 | 68 | 54 | 215727082
ADP | 5TWX5036A1 | H,TE9J*36+TXV | *UHMB080ACV3 | 32600 | 30000 | 15.2 | 11.7 | 8.1 | 2.2 | 69 | 57 | 215727093
ADP | 5TWX5036A1 | H,TE36*36+TXV | *UHMB080ACV3 | 32600 | 30000 | 15.2 | 12 | 8.1 | 2.2 | 69 | 57 | 215727092
ADP | 5TWX5036A1 | H,TE9J*36+TXV | *UHMB060CCV3 | 33000 | 29600 | 15.2 | 11.7 | 8.1 | 2.2 | 70 | 57 | 215727091
ADP | 5TWX5036A1 | H,TE36*36+TXV | *UHMB060CCV3 | 33200 | 29800 | 15.2 | 11.7 | 8.1 | 2.3 | 69 | 56 | 215727090
ADP | 5TWX5036A1 | H,TE9J*36+TXV | *UHMB060ACV3 | 32800 | 29800 | 15.2 | 11.7 | 8.1 | 2.3 | 69 | 56 | 215727089
ADP | 5TWX5036A1 | H,TE36*36+TXV | *UHMB060ACV3 | 33200 | 29800 | 15.2 | 11.7 | 8.1 | 2.3 | 69 | 56 | 215727088
ADP | 5TWX5036A1 | H,TE36*36+TXV | *UHMC100CCV4 | 33600 | 29800 | 15.2 | 11.7 | 8.1 | 2.3 | 68 | 56 | 215727098
ADP | 5TWX5036A1 | H,TE9J*36+TXV | *UHMC100ACV4 | 33000 | 29800 | 15.2 | 11.7 | 8.1 | 2.3 | 68 | 56 | 215727097
ADP | 5TWX5036A1 | H,TE36*36+TXV | *UHMC100ACV4 | 33400 | 29800 | 15.2 | 11.7 | 8.1 | 2.3 | 68 | 56 | 215727096
ADP | 5TWX5036A1 | H,TE9J*36+TXV | *UHMB080CCV3 | 33000 | 30000 | 15.2 | 11.7 | 8.1 | 2.3 | 69 | 56 | 215727095
ADP | 5TWX5036A1 | H,TE36*36+TXV | *UHMB080CCV3 | 32600 | 30000 | 15.2 | 12 | 8.1 | 2.2 | 69 | 57 | 215727094
ADP | HH836E2S11 | H,YE9J(1,2)36+TXV | TM8Y120C20MP11 | 33800 | 30600 | 18 | 10.5 | 8.5 | 2 | 83 | 83 | 215727883
ADP | 5TWX5036A1 | H,TE36*36+TXV | *UHMD120CCV5 | 33200 | 29600 | 15.2 | 11.5 | 8.1 | 2.3 | 68 | 56 | 215727102
ADP | 5TWX5036A1 | H,TE36*36+TXV | *UHMD120ACV5 | 33200 | 29600 | 15.2 | 11.5 | 8.1 | 2.3 | 68 | 56 | 215727100
ADP | HH860E2S11 | H,YG3K*60+TXV-BLEED | TM9Y080C16MP11 | 44000 | 42500 | 16 | 11 | 8.5 | 2 | 75 | 79 | 215731508
ADP | HH860E2S11 | H,YG3K*48+TXV | TM9Y080C16MP11 | 44000 | 42500 | 16 | 11 | 8.5 | 2 | 75 | 79 | 215731509
ADP | HH860E2S11 | H,YG50*60+TXV-BLEED | Y81E120C16SMPS1 | 44000 | 41500 | 18 | 12 | 8.5 | 2 | 75 | 79 | 215726702
ADP | HH860E2S11 | H,YG50*48+TXV | Y81E120C16SMPS1 | 44000 | 41500 | 18 | 12 | 8.5 | 2 | 75 | 79 | 215726703
ADP | HH860E2S11 | H,YG50*60+TXV | Y81E120C16SMPS1 | 44000 | 41500 | 18 | 12 | 8.5 | 2 | 75 | 79 | 215726704
ADP | HH860E2S11 | H,YG52*60+TXV-BLEED | Y81E120C16SMPS1 | 44000 | 41500 | 18 | 12 | 8.5 | 2 | 75 | 79 | 215726705
ADP | HH860E2S11 | H,YG52*60+TXV | Y81E120C16SMPS1 | 44000 | 42000 | 18 | 12 | 8.5 | 2 | 74 | 78 | 215726706
ADP | HH860E2S11 | H,YG84*48+TXV-BLEED | Y81E120C16SMPS1 | 44000 | 41500 | 18 | 12 | 8.5 | 2 | 75 | 79 | 215726707
ADP | HH860E2S11 | H,YG84*48+TXV | Y81E120C16SMPS1 | 44000 | 41500 | 18 | 12 | 8.5 | 2 | 75 | 79 | 215726708
ADP | HH860E2S11 | H,YG84*60+TXV | Y81E120C16SMPS1 | 44000 | 41500 | 18 | 12 | 8.5 | 2 | 75 | 79 | 215726709
ADP | HH860E2S11 | H,YG86*60+TXV-BLEED | Y81E120C16SMPS1 | 44000 | 42000 | 18 | 12 | 8.5 | 2 | 74 | 78 | 215726710
ADP | HH860E2S11 | H,YG86*60+TXV | Y81E120C16SMPS1 | 44000 | 42000 | 18 | 12 | 8.5 | 2 | 74 | 78 | 215726711
ADP | HH860E2S11 | H,YG88*60+TXV-BLEED | Y81E120C16SMPS1 | 44000 | 41500 | 18 | 12 | 8.5 | 2 | 75 | 79 | 215726712
ADP | HH860E2S11 | H,YG88*60+TXV | Y81E120C16SMPS1 | 44000 | 42000 | 18 | 12 | 8.5 | 2 | 74 | 78 | 215726713
ADP | HH860E2S11 | H,YG48*60+TXV-BLEED | Y81E120C20SMPS1 | 52500 | 51500 | 18 | 11.7 | 8.5 | 2 | 69 | 74 | 215726714
ADP | HH860E2S11 | H,YG48*60+TXV | Y81E120C20SMPS1 | 52500 | 51500 | 18 | 11.7 | 8.5 | 2 | 69 | 74 | 215726715
ADP | HH860E2S11 | H,YG49*60+TXV-BLEED | Y81E120C20SMPS1 | 52500 | 51500 | 19 | 11.7 | 8.5 | 2 | 69 | 74 | 215726716
ADP | HH860E2S11 | H,YG49*60+TXV | Y81E120C20SMPS1 | 52500 | 51500 | 19 | 11.7 | 8.5 | 2 | 69 | 74 | 215726717
ADP | HH860E2S11 | H,YG50*60+TXV-BLEED | Y81E120C20SMPS1 | 52500 | 51500 | 19 | 11.7 | 8.5 | 2 | 69 | 74 | 215726718
ADP | HH860E2S11 | H,YG50*60+TXV | Y81E120C20SMPS1 | 52500 | 51500 | 19 | 11.7 | 8.5 | 2 | 69 | 74 | 215726719
ADP | HH860E2S11 | H,YG52*60+TXV-BLEED | Y81E120C20SMPS1 | 52500 | 51500 | 19 | 11.7 | 8.5 | 2 | 69 | 74 | 215726720
ADP | HH860E2S11 | H,YG52*60+TXV | Y81E120C20SMPS1 | 52500 | 51500 | 19 | 11.7 | 8.5 | 2 | 69 | 74 | 215726721
ADP | HH860E2S11 | H,YG84*60+TXV | Y81E120C20SMPS1 | 52500 | 51500 | 19 | 11.7 | 8.5 | 2 | 69 | 74 | 215726722
ADP | HH860E2S11 | H,YG86*60+TXV-BLEED | Y81E120C20SMPS1 | 52500 | 51500 | 19 | 11.7 | 8.5 | 2 | 69 | 74 | 215726723
ADP | HH860E2S11 | H,YG86*60+TXV | Y81E120C20SMPS1 | 52500 | 51500 | 19 | 11.7 | 8.5 | 2 | 69 | 74 | 215726724
ADP | HH860E2S11 | H,YG88*60+TXV-BLEED | Y81E120C20SMPS1 | 52500 | 51500 | 19 | 11.7 | 8.5 | 2 | 69 | 74 | 215726725
ADP | HH860E2S11 | H,YG88*60+TXV | Y81E120C20SMPS1 | 52500 | 51500 | 19 | 11.7 | 8.5 | 2 | 69 | 74 | 215726726
ADP | HH860E2S11 | H,YG48*48+TXV-BLEED | Y81E130D20SMPS1 | 45000 | 43000 | 18 | 12 | 9 | 2 | 75 | 77 | 215726727
ADP | HH860E2S11 | H,YG48*60+TXV-BLEED | Y81E130D20SMPS1 | 45000 | 43000 | 18 | 12 | 9 | 2 | 75 | 77 | 215726728
ADP | HH860E2S11 | H,YG48*48+TXV | Y81E130D20SMPS1 | 45000 | 43000 | 18 | 12 | 9 | 2 | 75 | 77 | 215726729
ADP | HH860E2S11 | H,YG48*60+TXV | Y81E130D20SMPS1 | 45000 | 43000 | 18 | 12 | 9 | 2 | 75 | 77 | 215726730
ADP | HH860E2S11 | H,YG49*60+TXV-BLEED | Y81E130D20SMPS1 | 54000 | 52500 | 19 | 11.7 | 8.5 | 2 | 69 | 74 | 215726731
ADP | HH860E2S11 | H,YG50*60+TXV-BLEED | Y81E130D20SMPS1 | 54000 | 52500 | 19 | 11.7 | 8.5 | 2 | 69 | 74 | 215726733
ADP | HH860E2S11 | H,YG50*60+TXV | Y81E130D20SMPS1 | 54000 | 52500 | 19 | 11.7 | 8.5 | 2 | 69 | 74 | 215726734
ADP | HH860E2S11 | H,YG52*60+TXV-BLEED | Y81E130D20SMPS1 | 54000 | 52500 | 19 | 11.7 | 8.5 | 2 | 69 | 74 | 215726735
ADP | HH860E2S11 | H,YG49*60+TXV | Y81E130D20SMPS1 | 54000 | 52500 | 19 | 11.7 | 8.5 | 2 | 69 | 74 | 215726732
ADP | HH860E2S11 | H,YG52*60+TXV | Y81E130D20SMPS1 | 54000 | 52500 | 19 | 11.7 | 8.5 | 2 | 69 | 74 | 215726736
ADP | HH860E2S11 | H,YG84*60+TXV | Y81E130D20SMPS1 | 54000 | 52500 | 19 | 11.7 | 8.5 | 2 | 69 | 74 | 215726737
ADP | HH860E2S11 | H,YG86*60+TXV-BLEED | Y81E130D20SMPS1 | 54000 | 52500 | 19 | 11.7 | 8.5 | 2 | 69 | 74 | 215726738
ADP | HH860E2S11 | H,YG86*60+TXV | Y81E130D20SMPS1 | 54000 | 52500 | 19 | 11.7 | 8.5 | 2 | 69 | 74 | 215726739
ADP | HH860E2S11 | H,YG88*60+TXV-BLEED | Y81E130D20SMPS1 | 54000 | 52500 | 19 | 11.7 | 8.5 | 2 | 69 | 74 | 215726740
ADP | HH860E2S11 | H,YG88*60+TXV | Y81E130D20SMPS1 | 54000 | 52500 | 19 | 11.7 | 8.5 | 2 | 69 | 74 | 215726741
ADP | 5TWX5060A1 | H,TE48*60+TXV | S8X1C080M5PSC | 53000 | 51000 | 15.2 | 10 | 8.1 | 2.2 | 69 | 55 | 215726742
ADP | 5TWX5042A1 | H,TE36*60+TXV | S9X1C080U5PSB | 38500 | 37800 | 15.2 | 11.7 | 8.1 | 2.1 | 65 | 50 | 215727535
ADP | 5TWX5042A1 | H,TE2K*48+TXV | S9X1C080U5PSB | 38500 | 37800 | 15.2 | 11.7 | 8.1 | 2.1 | 65 | 50 | 215727536
ADP | 5TWX5042A1 | H,TE48*60+TXV | S9X1C080U5PSB | 39000 | 37800 | 15.2 | 12 | 8.1 | 2.1 | 65 | 50 | 215727537
ADP | 5TWX5042A1 | H,TE49*60+TXV | S9X1C080U5PSB | 39000 | 37800 | 15.2 | 12 | 8.1 | 2.1 | 65 | 50 | 215727538
ADP | 5TWX5042A1 | H,TE2K*48+TXV | S9X1C100U5PSB | 39500 | 38000 | 15.2 | 11.7 | 8.1 | 2.1 | 65 | 50 | 215727540
ADP | 5TWX5042A1 | H,TE48*60+TXV | S9X1C100U5PSB | 40000 | 38000 | 15.2 | 12 | 8.1 | 2.1 | 65 | 50 | 215727541
ADP | 5TWX5042A1 | H,TE49*60+TXV | S9X1C100U5PSB | 40000 | 38000 | 15.2 | 12 | 8.1 | 2.1 | 65 | 50 | 215727542
ADP | 5TWX5042A1 | H,TE36*60+TXV | S9X1D120U5PSB | 38500 | 37400 | 15.2 | 11.5 | 8.1 | 2.2 | 64 | 49 | 215727543
ADP | 5TWX5042A1 | H,TE2K*48+TXV | S9X1D120U5PSB | 38500 | 37400 | 15.2 | 11.5 | 8.1 | 2.2 | 64 | 49 | 215727544
ADP | 5TWX5042A1 | H,TE48*60+TXV | S9X1D120U5PSB | 39500 | 37400 | 15.2 | 11.7 | 8.1 | 2.2 | 64 | 49 | 215727545
ADP | 5TWX5042A1 | H,TE49*60+TXV | S9X1D120U5PSB | 40000 | 37400 | 15.2 | 12 | 8.1 | 2.2 | 64 | 49 | 215727546
ADP | 5TWX5042A1 | H,TE2K*48+TXV | S9X2B060U4PSB | 37400 | 37400 | 15.2 | 11.7 | 8.1 | 2.1 | 65 | 50 | 215727548
ADP | 5TWX5042A1 | H,TE48*60+TXV | S9X2B060U4PSB | 38000 | 37400 | 15.2 | 12 | 8.1 | 2.1 | 65 | 50 | 215727549
ADP | 5TWX5042A1 | H,TE49*60+TXV | S9X2B060U4PSB | 38000 | 37400 | 15.2 | 12 | 8.1 | 2.1 | 65 | 50 | 215727550
ADP | 5TWX5042A1 | H,TE2K*48+TXV | S9X2B080U4PSB | 38500 | 37400 | 15.2 | 11.7 | 8.1 | 2.1 | 65 | 50 | 215727553
ADP | 5TWX5042A1 | H,TE48*60+TXV | S9X2B080U4PSB | 39000 | 37400 | 15.2 | 12 | 8.1 | 2.1 | 65 | 50 | 215727554
ADP | 5TWX5042A1 | H,TE49*60+TXV | S9X2B080U4PSB | 39000 | 37400 | 15.2 | 12 | 8.1 | 2.1 | 65 | 50 | 215727555
ADP | 5TWX5042A1 | H,TE36*60+TXV | S9X2C080U5PSB | 38500 | 37800 | 15.2 | 11.7 | 8.1 | 2.1 | 65 | 50 | 215727556
ADP | 5TWX5042A1 | H,TE2K*48+TXV | S9X2C080U5PSB | 38500 | 37800 | 15.2 | 11.7 | 8.1 | 2.1 | 65 | 50 | 215727557
ADP | 5TWX5042A1 | H,TE48*60+TXV | S9X2C080U5PSB | 39000 | 37800 | 15.2 | 12 | 8.1 | 2.1 | 65 | 50 | 215727558
ADP | 5TWX5042A1 | H,TE49*60+TXV | S9X2C080U5PSB | 39000 | 37800 | 15.2 | 12 | 8.1 | 2.1 | 65 | 50 | 215727559
ADP | 5TWX5042A1 | H,TE2K*48+TXV | S9X2C100U5PSB | 39500 | 38000 | 15.2 | 11.7 | 8.1 | 2.1 | 65 | 50 | 215727561
ADP | 5TWX5042A1 | H,TE48*60+TXV | S9X2C100U5PSB | 40000 | 38000 | 15.2 | 12 | 8.1 | 2.1 | 65 | 50 | 215727562
ADP | 5TWX5042A1 | H,TE49*60+TXV | S9X2C100U5PSB | 40000 | 38000 | 15.2 | 12 | 8.1 | 2.1 | 65 | 50 | 215727563
ADP | 5TWX5042A1 | H,TE36*60+TXV | S9X2D120U5PSB | 38500 | 37400 | 15.2 | 11.5 | 8.1 | 2.2 | 64 | 49 | 215727564
ADP | 5TWX5042A1 | H,TE2K*48+TXV | S9X2D120U5PSB | 38500 | 37400 | 15.2 | 11.5 | 8.1 | 2.2 | 64 | 49 | 215727565
ADP | 5TWX5042A1 | H,TE48*60+TXV | S9X2D120U5PSB | 39500 | 37400 | 15.2 | 11.7 | 8.1 | 2.2 | 64 | 49 | 215727566
ADP | 5TWX5042A1 | H,TE49*60+TXV | S9X2D120U5PSB | 40000 | 37400 | 15.2 | 12 | 8.1 | 2.2 | 64 | 49 | 215727567
ADP | 5TWX5048A1 | H,TE48*60+TXV | *UHMD120ACV5 | 43500 | 41000 | 15.2 | 11.5 | 8.1 | 2.1 | 67 | 53 | 215727574
ADP | 5TWX5048A1 | H,TE49*60+TXV | *UHMD120ACV5 | 44000 | 41000 | 15.2 | 11.7 | 8.1 | 2.1 | 67 | 53 | 215727575
ADP | 5TWX5048A1 | H,TE48*60+TXV | *UHMD120CCV5 | 45000 | 41000 | 15.2 | 11.5 | 8.1 | 2.1 | 68 | 53 | 215727576
ADP | 5TWX5048A1 | H,TE49*60+TXV | *UHMD120CCV5 | 45500 | 41000 | 15.2 | 11.7 | 8.1 | 2.1 | 68 | 53 | 215727577
ADP | 5TWX5048A1 | H,TE49*60+TXV | L9X1C100U5VSA | 43000 | 41000 | 15.2 | 10 | 8.1 | 1.9 | 68 | 55 | 215727584
ADP | 5TWX5042A1 | H,TE2K*48+TXV | S8V2D120M5PCA | 40000 | 37800 | 15.2 | 11.7 | 8.1 | 2.2 | 64 | 49 | 215727360
ADP | 5TWX5042A1 | H,TE48*60+TXV | S8V2D120M5PCA | 40500 | 37800 | 15.2 | 11.7 | 8.1 | 2.2 | 64 | 49 | 215727361
ADP | 5TWX5042A1 | H,TE49*60+TXV | S8V2D120M5PCA | 41000 | 37800 | 16 | 12 | 8.1 | 2.2 | 64 | 49 | 215727362
ADP | 5TWX5042A1 | H,TE2K*48+TXV | S8V2D120M5PCB | 39500 | 37800 | 15.2 | 11.7 | 8.1 | 2.2 | 64 | 49 | 215727364
ADP | 5TWX5042A1 | H,TE48*60+TXV | S8V2D120M5PCB | 40000 | 37800 | 15.2 | 11.7 | 8.1 | 2.2 | 64 | 49 | 215727365
ADP | 5TWX5042A1 | H,TE49*60+TXV | S8V2D120M5PCB | 40500 | 37800 | 15.2 | 12 | 8.1 | 2.2 | 64 | 49 | 215727366
ADP | 5TWX5042A1 | H,TE2K*48+TXV | S8V2D120M5PDA | 40000 | 37800 | 15.2 | 11.7 | 8.1 | 2.2 | 64 | 49 | 215727368
ADP | 5TWX5042A1 | H,TE48*60+TXV | S8V2D120M5PDA | 40500 | 37800 | 15.2 | 11.7 | 8.1 | 2.2 | 64 | 49 | 215727369
ADP | 5TWX5042A1 | H,TE49*60+TXV | S8V2D120M5PDA | 41000 | 37800 | 16 | 12 | 8.1 | 2.2 | 64 | 49 | 215727370
ADP | 5TWX5042A1 | H,TE2K*48+TXV | S8V2D120M5PDB | 39500 | 37800 | 15.2 | 11.7 | 8.1 | 2.2 | 64 | 49 | 215727372
ADP | 5TWX5042A1 | H,TE48*60+TXV | S8V2D120M5PDB | 40000 | 37800 | 15.2 | 11.7 | 8.1 | 2.2 | 64 | 49 | 215727373
ADP | 5TWX5042A1 | H,TE49*60+TXV | S8V2D120M5PDB | 40500 | 37800 | 15.2 | 12 | 8.1 | 2.2 | 64 | 49 | 215727374
ADP | HH824E2S11 | H,YE31(1,2)30+TXV | Z9ES080B12SMPS1 | 21800 | 21200 | 17 | 11 | 8.5 | 1.9 | 81 | 82 | 215728043
ADP | HH824E2S11 | H,YE7J(1,2)36+TXV | Z9ES080B12SMPS1 | 22400 | 21400 | 17 | 11.5 | 8.8 | 1.96 | 81 | 81 | 215728044
ADP | GH5SAN530**AA* | C36A***L15*+TXV+AEFE4B* |  | 29000 | 27400 | 15.2 | 12.5 | 8.1 | 2.26 | 61 | 49 | 215731257
ADP | GH5SAN530**AA* | C36A***L15*+TXV+AEFE4B* |  | 29000 | 27400 | 15.2 | 12.5 | 8.1 | 2.26 | 61 | 49 | 215731267
ADP | HH836E2S11 | V,Y36H175P78*+TXV+AEFE4B* |  | 34000 | 30800 | 19 | 11.7 | 9 | 2.1 | 83 | 81 | 215731274
ADP | HH860E2S11 | FE*TT4*60+TXV |  | 46000 | 44000 | 19 | 12 | 9 | 2.1 | 79 | 76 | 215731276
ADP | XH536E2S11 | V,Y36H175P78*+TXV+AEFE4B* |  | 33600 | 30000 | 15.2 | 11.7 | 8.1 | 2 | 65 | 56 | 215731278
ADP | XH548E2S11 | FE*TT4*60+TXV |  | 47000 | 44000 | 15.2 | 12 | 8.1 | 2.42 | 69 | 59 | 215731279
ADP | HH824E2S11 | FE*G33*25+TXV |  | 24000 | 22400 | 19 | 12 | 9.5 | 2.1 | 78 | 74 | 215731281
ADP | HH824E2S11 | V,Y36H***P44*+TXV+AEFE3A* |  | 24000 | 22400 | 19 | 12 | 9.5 | 2.1 | 78 | 74 | 215731283
ADP | HH836E2S11 | H,YG48*36+TXV | TM8V080B12MP12 | 32400 | 28800 | 17 | 11 | 8.5 | 2 | 90 | 86 | 215731286
ADP | HH836E2S11 | H,YG48*36+TXV | TM8V080C16MP12 | 33600 | 29600 | 18 | 11 | 8.5 | 2 | 90 | 84 | 215731288
ADP | HH836E2S11 | H,YG48*36+TXV | TM8V100C16MP12 | 33600 | 29600 | 18 | 11 | 8.5 | 2 | 90 | 84 | 215731290
ADP | HH836E2S11 | H,YG48*36+TXV | TM9V060B12MP12 | 32600 | 29000 | 17 | 11 | 8.5 | 2 | 90 | 86 | 215731291
ADP | HH836E2S11 | H,YG48*36+TXV | TM9V080B12MP12 | 33000 | 29200 | 18 | 11 | 8.5 | 2 | 89 | 85 | 215731293
ADP | HH836E2S11 | H,YG48*36+TXV | TM9Y080B12MP11 | 33000 | 29400 | 18 | 11 | 8.5 | 2 | 89 | 85 | 215731296
ADP | HH836E2S11 | H,YG48*36+TXV | TM9Y080C16MP11 | 32800 | 29400 | 19 | 11 | 8.5 | 2 | 85 | 81 | 215731298
ADP | HH836E2S11 | H,YG48*36+TXV | TM9Y100C16MP11 | 32800 | 29400 | 19 | 11 | 8.5 | 2 | 85 | 81 | 215731300
ADP | HH836E2S11 | H,YG48*36+TXV | TM9Y100C20MP11 | 33800 | 30800 | 17 | 10 | 8.5 | 2 | 83 | 83 | 215731301
ADP | HH836E2S11 | H,YG48*36+TXV | Y81E080B12SMPS1 | 32800 | 28400 | 18 | 11.7 | 8.5 | 2 | 89 | 86 | 215731302
ADP | HH836E2S11 | H,YG48*36+TXV | Y81E080C16SMPS1 | 34000 | 30200 | 19 | 11 | 8.5 | 2 | 83 | 83 | 215731303
ADP | HH836E2S11 | H,YG48*36+TXV | Y81E080C20SMPS1 | 34600 | 30800 | 19 | 11 | 8.5 | 2 | 89 | 82 | 215731304
ADP | HH836E2S11 | H,YG48*36+TXV | Y81E100B12SMPS1 | 33000 | 28800 | 18 | 11.7 | 8.5 | 2 | 89 | 85 | 215731305
ADP | HH836E2S11 | H,YG48*36+TXV | Y81E100C16SMPS1 | 33400 | 29600 | 19 | 11 | 8.5 | 2 | 84 | 84 | 215731307
ADP | HH836E2S11 | H,YG48*36+TXV | Y81E100C20SMPS1 | 33800 | 30000 | 19 | 11 | 8.5 | 2 | 83 | 83 | 215731308
ADP | HH836E2S11 | H,YG48*36+TXV | Y81E120C16SMPS1 | 33400 | 29600 | 19 | 11.7 | 8.5 | 2 | 84 | 84 | 215731310
ADP | HH836E2S11 | H,YG48*36+TXV | Y81E120C20SMPS1 | 33600 | 30000 | 19 | 11 | 8.5 | 2 | 84 | 83 | 215731312
ADP | HH836E2S11 | H,YG48*36+TXV | Y82E080B12LMPS1 | 32800 | 28400 | 19 | 11.7 | 8.5 | 2 | 89 | 86 | 215731313
ADP | HH860E2S11 | H,YG37*60+TXV-BLEED | TM8V080C16MP12 | 43500 | 42000 | 17 | 11.7 | 8.5 | 2 | 74 | 78 | 215731315
ADP | HH860E2S11 | H,YG37*60+TXV | TM8V080C16MP12 | 43500 | 42000 | 17 | 11.7 | 8.5 | 2 | 74 | 78 | 215731317
ADP | HH860E2S11 | H,YG72*48+TXV-BLEED | TM8V080C16MP12 | 43500 | 42000 | 18 | 11.7 | 8.5 | 2 | 74 | 78 | 215731318
ADP | HH860E2S11 | H,YG72*60+TXV-BLEED | TM8V080C16MP12 | 43500 | 42000 | 18 | 11.7 | 8.5 | 2 | 74 | 78 | 215731320
ADP | HH860E2S11 | H,YG72*48+TXV | TM8V080C16MP12 | 43500 | 42000 | 18 | 11.7 | 8.5 | 2 | 74 | 78 | 215731322
ADP | HH860E2S11 | H,YG72*60+TXV | TM8V080C16MP12 | 43500 | 42000 | 18 | 11.7 | 8.5 | 2 | 74 | 78 | 215731323
ADP | HH860E2S11 | H,YG3K*48+TXV-BLEED | TM8V080C16MP12 | 43500 | 42000 | 17 | 11.7 | 8.5 | 2 | 74 | 78 | 215731325
LENNOX | SL25XPV-036-230A** | CK40DT-50/60C-0*+TDR | EL296DF110XV60C* | 34200 | 36000 | 21 | 13.5 | 9.3 | 1.86 | 98 | 81 | 215728609
LENNOX | SL25XPV-036-230A** | CK40DT-50/60C-0*+TDR | EL296DF090XV60C* | 34200 | 36000 | 21 | 13.5 | 9.3 | 1.84 | 98 | 81 | 215728608
LENNOX | EL22XPV-060-230A** | CK40CT-60D-0*+TDR | EL296UH135XV60D* | 55000 | 55000 | 18 | 11.7 | 8.1 | 1.98 | 68 | 56 | 215728607
LENNOX | EL22XPV-060-230A** | CK40CT-60D-0*+TDR | EL296UH135XE60D* | 55000 | 56000 | 16 | 11 | 8.1 | 1.94 | 68 | 56 | 215728606
LENNOX | EL22XPV-060-230A** | CK40CT-60C-0*+TDR | EL296UH110XV60C* | 54500 | 55500 | 18 | 11.7 | 8.2 | 2.02 | 67 | 56 | 215728605
LENNOX | EL22XPV-060-230A** | CK40CT-60C-0*+TDR | EL296UH110XV48C* | 54000 | 55500 | 18 | 11 | 8.2 | 2 | 68 | 57 | 215728604
LENNOX | EL22XPV-060-230A** | CK40CT-60C-0*+TDR | EL296UH110XE60C* | 54000 | 55500 | 16.5 | 11 | 8.5 | 2 | 68 | 57 | 215728603
LENNOX | EL22XPV-060-230A** | CK40CT-60C-0*+TDR | EL296UH090XV60C* | 54500 | 55500 | 17.5 | 11 | 8.2 | 2.02 | 68 | 57 | 215728602
LENNOX | EL22XPV-060-230A** | CK40CT-60C-0*+TDR | EL296UH090XV48C* | 54000 | 55500 | 18 | 11 | 8.2 | 1.98 | 68 | 57 | 215728601
LENNOX | EL22XPV-048-230A** | CK40CT-60C-0*+TDR | EL296UH110XV60C* | 47500 | 45500 | 19 | 12 | 8.5 | 2.02 | 63 | 55 | 215728591
LENNOX | EL22XPV-048-230A** | CK40CT-60C-0*+TDR | EL296UH110XV48C* | 47500 | 45500 | 19 | 11.7 | 8.5 | 2 | 64 | 55 | 215728590
LENNOX | EL22XPV-048-230A** | CK40CT-60C-0*+TDR | EL296UH110XE60C* | 47500 | 45500 | 18 | 12 | 8.2 | 2.02 | 63 | 55 | 215728589
LENNOX | EL22XPV-048-230A** | CK40CT-60C-0*+TDR | EL296UH090XV60C* | 47500 | 45500 | 19 | 12 | 8.5 | 2.02 | 64 | 55 | 215728588
LENNOX | EL22XPV-048-230A** | CK40CT-60C-0*+TDR | EL296UH090XV48C* | 47500 | 46000 | 19 | 11.7 | 8.5 | 2.02 | 63 | 55 | 215728587
LENNOX | EL22XPV-036-230A** | CK40CT-48C-0*+TDR | EL296UH110XV60C* | 35200 | 33600 | 19.5 | 12 | 8.8 | 2.26 | 66 | 55 | 215728576
LENNOX | EL22XPV-036-230A** | CK40CT-48C-0*+TDR | EL296UH110XV48C* | 35000 | 33800 | 20 | 12 | 9 | 2.24 | 66 | 55 | 215728575
LENNOX | EL22XPV-036-230A** | CK40CT-48C-0*+TDR | EL296UH110XE60C* | 35800 | 33800 | 17.5 | 12 | 8.7 | 2.24 | 66 | 55 | 215728574
LENNOX | EL22XPV-036-230A** | CK40CT-48C-0*+TDR | EL296UH090XV60C* | 35000 | 33800 | 19 | 12 | 8.8 | 2.24 | 66 | 55 | 215728573
LENNOX | EL22XPV-036-230A** | CK40CT-48C-0*+TDR | EL296UH090XV48C* | 35000 | 33800 | 20 | 12 | 9 | 2.24 | 66 | 55 | 215728572
LENNOX | EL22XPV-036-230A** | CK40CT-48C-0*+TDR | EL296UH090XV36C* | 35000 | 33800 | 20 | 12 | 9 | 2.24 | 66 | 55 | 215728571
LENNOX | EL22XPV-036-230A** | CK40CT-48B-0*+TDR | EL296UH070XV36B* | 35000 | 34000 | 20.5 | 12 | 8.8 | 2.18 | 66 | 55 | 215728569
LENNOX | EL22XPV-036-230A** | CK40CT-48B-0*+TDR | EL296UH045XV36B* | 34800 | 34000 | 20 | 12 | 8.8 | 2.18 | 66 | 55 | 215728567
LENNOX | EL22XPV-036-230A** | CK40CT-48B-0*+TDR | EL296UH045XE36B* | 34800 | 33600 | 20 | 12 | 8.8 | 2.2 | 67 | 55 | 215728566
LENNOX | EL22XPV-036-230A** | CK40CT-36B-0*+TDR | EL296UH070XV36B* | 35000 | 35000 | 20.5 | 12 | 8.5 | 2.12 | 63 | 52 | 215728565
LENNOX | EL22XPV-036-230A** | CK40CT-36B-0*+TDR | EL296UH045XV36B* | 34800 | 35000 | 20.5 | 11.7 | 8.5 | 2.1 | 63 | 52 | 215728563
LENNOX | EL22XPV-036-230A** | CK40CT-36B-0*+TDR | EL296UH045XE36B* | 34800 | 34400 | 20 | 12 | 8.5 | 2.12 | 63 | 52 | 215728562
LENNOX | EL22XPV-036-230A** | CK40CT-30B-0*+TDR | EL296UH070XV36B* | 34600 | 34800 | 20.5 | 12 | 8.5 | 2.1 | 63 | 52 | 215728561
LENNOX | EL22XPV-036-230A** | CK40CT-30B-0*+TDR | EL296UH045XV36B* | 34400 | 35000 | 20 | 11.7 | 8.5 | 2.08 | 63 | 52 | 215728559
LENNOX | EL22XPV-036-230A** | CK40CT-30B-0*+TDR | EL296UH045XE36B* | 34400 | 34200 | 20 | 11.7 | 8.5 | 2.12 | 63 | 52 | 215728558
LENNOX | EL22XPV-036-230A** | CK40DT-42B-0*+TDR | EL296DF070XV48B* | 35000 | 36000 | 19 | 11.7 | 9.4 | 1.94 | 67 | 41 | 215728557
LENNOX | EL22XPV-036-230A** | CK40HT-42C-0*+TDR | EL296UH110XV60C* | 35400 | 33800 | 18.5 | 12 | 8.8 | 2.04 | 66 | 54 | 215728555
LENNOX | EL22XPV-036-230A** | CK40HT-42C-0*+TDR | EL296UH110XV48C* | 35400 | 33800 | 19 | 12 | 8.8 | 2.02 | 67 | 54 | 215728554
LENNOX | EL22XPV-036-230A** | CK40HT-42C-0*+TDR | EL296UH110XE60C* | 36000 | 33800 | 17 | 12 | 8.5 | 2.04 | 67 | 54 | 215728553
LENNOX | EL22XPV-036-230A** | CK40HT-42C-0*+TDR | EL296UH090XV60C* | 35400 | 33800 | 18 | 12 | 8.8 | 2.02 | 67 | 54 | 215728552
LENNOX | EL22XPV-036-230A** | CK40HT-42C-0*+TDR | EL296UH090XV48C* | 35400 | 33800 | 19 | 11.7 | 8.8 | 2.02 | 67 | 54 | 215728551
LENNOX | EL22XPV-036-230A** | CK40HT-42C-0*+TDR | EL296UH090XV36C* | 35400 | 33800 | 19 | 11.7 | 8.8 | 2.02 | 67 | 54 | 215728550
LENNOX | EL22XPV-036-230A** | CK40HT-36C-0*+TDR | EL296UH110XV60C* | 34600 | 34800 | 19 | 11.7 | 8.5 | 2.04 | 66 | 52 | 215728548
LENNOX | EL22XPV-036-230A** | CK40HT-36C-0*+TDR | EL296UH110XV48C* | 34400 | 34800 | 19.5 | 11.7 | 8.5 | 2.02 | 66 | 53 | 215728547
LENNOX | EL22XPV-036-230A** | CK40HT-36C-0*+TDR | EL296UH110XE60C* | 35200 | 34800 | 17.5 | 11.7 | 8.2 | 2.04 | 66 | 52 | 215728546
LENNOX | EL22XPV-036-230A** | CK40HT-36C-0*+TDR | EL296UH090XV60C* | 34400 | 34800 | 18.5 | 11.7 | 8.5 | 2.02 | 66 | 52 | 215728545
LENNOX | EL22XPV-036-230A** | CK40HT-36C-0*+TDR | EL296UH090XV48C* | 34400 | 34800 | 19.5 | 11.7 | 8.5 | 2.02 | 66 | 52 | 215728544
LENNOX | EL22XPV-036-230A** | CK40HT-36C-0*+TDR | EL296UH090XV36C* | 34400 | 34800 | 20 | 11.7 | 8.5 | 2.02 | 66 | 53 | 215728543
LENNOX | EL22XPV-036-230A** | CK40HT-30B-0*+TDR | EL296UH070XV36B* | 34600 | 34800 | 20 | 11.7 | 8.7 | 2.08 | 66 | 54 | 215728541
LENNOX | EL22XPV-036-230A** | CK40HT-30B-0*+TDR | EL296UH045XV36B* | 34400 | 35000 | 19.5 | 11 | 8.7 | 2.06 | 66 | 54 | 215728539
LENNOX | EL22XPV-036-230A** | CK40HT-30B-0*+TDR | EL296UH045XE36B* | 34400 | 34200 | 19.5 | 11.7 | 8.5 | 2.1 | 66 | 54 | 215728538
LENNOX | EL22XPV-024-230A** | CK40CT-30B-0*+TDR | EL296UH070XV36B* | 23800 | 23600 | 20 | 13 | 8.5 | 1.96 | 60 | 68 | 215728537
LENNOX | EL22XPV-024-230A** | CK40CT-30B-0*+TDR | EL296UH045XV36B* | 23600 | 23600 | 20 | 12.5 | 8.5 | 1.96 | 61 | 69 | 215728535
LENNOX | EL22XPV-024-230A** | CK40CT-30B-0*+TDR | EL296UH045XE36B* | 24000 | 23600 | 19.5 | 12.5 | 8.5 | 1.94 | 61 | 69 | 215728534
LENNOX | EL22XPV-024-230A** | CK40CT-24B-0*+TDR | EL296UH070XV36B* | 23800 | 23600 | 21 | 13.5 | 8.5 | 1.92 | 62 | 67 | 215728533
LENNOX | EL22XPV-024-230A** | CK40CT-24B-0*+TDR | EL296UH045XV36B* | 23800 | 23800 | 20.5 | 13.5 | 8.5 | 1.9 | 62 | 66 | 215728531
LENNOX | EL22XPV-024-230A** | CK40CT-24B-0*+TDR | EL296UH045XE36B* | 24000 | 23800 | 20.5 | 13.5 | 8.5 | 1.9 | 62 | 66 | 215728530
LENNOX | EL22XPV-024-230A** | CK40DT-42B-0*+TDR | EL296DF070XV48B* | 24000 | 24000 | 19 | 13 | 9.2 | 1.86 | 64 | 65 | 215728529
LENNOX | EL22XPV-024-230A** | CK40DT-42B-0*+TDR | EL296DF045XV36B* | 24000 | 24000 | 20 | 13.5 | 9.3 | 1.88 | 63 | 64 | 215728527
LENNOX | EL22XPV-024-230A** | CK40DT-42B-0*+TDR | EL296DF045XE36B* | 24000 | 24000 | 19 | 13.3 | 9.1 | 1.86 | 64 | 65 | 215728526
LENNOX | EL22XPV-024-230A** | CK40HT-30B-0*+TDR | EL296UH070XV36B* | 23400 | 22800 | 20.5 | 13.5 | 8.2 | 2 | 63 | 67 | 215728525
LENNOX | EL22XPV-024-230A** | CK40HT-30B-0*+TDR | EL296UH045XV36B* | 23400 | 22800 | 20 | 13 | 8.2 | 2 | 63 | 68 | 215728523
LENNOX | EL22XPV-024-230A** | CK40HT-30B-0*+TDR | EL296UH045XE36B* | 23800 | 22800 | 20 | 12.5 | 8.2 | 1.98 | 64 | 68 | 215728522
LENNOX | EL18XPV-060-230A** | CK40DT-60D-0*+TDR | EL296DF110XV60C* | 55000 | 60000 | 17.1 | 10 | 8.1 | 1.82 | 65 | 51 | 215728510
LENNOX | EL18XPV-060-230A** | CK40DT-60D-0*+TDR | EL296DF090XV60C* | 55000 | 60000 | 17.1 | 10 | 8.1 | 1.8 | 65 | 51 | 215728508
LENNOX | EL18XPV-048-230A** | CK40CT-49C-0*+TDR | EL296UH110XV60C* | 45500 | 45500 | 18.2 | 10.7 | 8.1 | 1.92 | 68 | 56 | 215728493
LENNOX | EL18XPV-048-230A** | CK40CT-49C-0*+TDR | EL296UH110XV48C* | 45000 | 45500 | 18.2 | 10.5 | 8.1 | 1.92 | 69 | 56 | 215728492
LENNOX | EL18XPV-048-230A** | CK40CT-49C-0*+TDR | EL296UH090XV60C* | 45000 | 45500 | 18 | 10.5 | 8.1 | 1.92 | 68 | 56 | 215728491
LENNOX | EL18XPV-048-230A** | CK40CT-49C-0*+TDR | EL296UH090XV48C* | 45000 | 46000 | 18.4 | 10.5 | 8.1 | 1.92 | 68 | 55 | 215728490
LENNOX | EL18XPV-048-230A** | CK40CT-49C-0*+TDR | EL296UH090XE48C* | 44000 | 45000 | 17.6 | 10.5 | 8.1 | 1.96 | 68 | 55 | 215728489
LENNOX | EL18XPV-048-230A** | CK40DT-60D-0*+TDR | EL296DF110XE60C* | 46000 | 48000 | 16.9 | 10.5 | 8.2 | 1.76 | 70 | 57 | 215728487
LENNOX | EL18XPV-048-230A** | CK40DT-60D-0*+TDR | EL296DF090XV60C* | 45500 | 48000 | 17.8 | 10.2 | 8.2 | 1.76 | 70 | 58 | 215728486
LENNOX | EL18XPV-036-230A** | CK40DT-42B-0*+TDR | EL296DF070XV48B* | 34000 | 35800 | 18.6 | 10.5 | 8.1 | 1.82 | 61 | 45 | 215728475
LENNOX | EL18XPV-036-230A** | CK40DT-42B-0*+TDR | EL296DF070XE48B* | 34000 | 35600 | 18.4 | 10.5 | 8.2 | 1.82 | 61 | 45 | 215728474
LENNOX | EL18XPV-036-230A** | CK40DT-42B-0*+TDR | EL296DF045XV36B* | 34000 | 35600 | 19 | 10.5 | 8.2 | 1.8 | 61 | 45 | 215728473
LENNOX | EL18XPV-024-230A** | CK40CT-24B-0*+TDR | EL296UH070XE36B* | 22800 | 23200 | 19.8 | 12.5 | 8.1 | 2.02 | 64 | 49 | 215728449
LENNOX | EL18XPV-024-230A** | CK40CT-24B-0*+TDR | EL296UH045XE36B* | 22800 | 23000 | 19.8 | 12.5 | 8.1 | 2.12 | 66 | 49 | 215728447
LENNOX | EL18XPV-024-230A** | CK40DT-24B-0*+TDR | EL296DF070XV48B* | 22600 | 24000 | 18 | 11.7 | 8.3 | 2.02 | 63 | 48 | 215728446
LENNOX | EL18XPV-024-230A** | CK40DT-24B-0*+TDR | EL296DF070XE48B* | 22800 | 24000 | 18 | 11.7 | 8.4 | 2 | 64 | 49 | 215728445
LENNOX | EL18XPV-024-230A** | CK40DT-24B-0*+TDR | EL296DF045XV36B* | 22600 | 24000 | 19 | 12 | 8.3 | 2.04 | 63 | 48 | 215728444
LENNOX | EL18XPV-024-230A** | CK40DT-24B-0*+TDR | EL296DF045XE36B* | 23000 | 24000 | 18 | 11.7 | 8.4 | 2.02 | 64 | 50 | 215728443
LENNOX | EL18XPV-024-230A** | CK40HT-24B-0*+TDR | EL296UH070XV36B* | 22800 | 23600 | 20.4 | 13 | 8.1 | 2.12 | 64 | 47 | 215728438
LENNOX | EL18XPV-024-230A** | CK40HT-24B-0*+TDR | EL296UH070XE36B* | 23200 | 23600 | 20.2 | 12.5 | 8.2 | 2 | 63 | 48 | 215728437
LENNOX | EL18XPV-024-230A** | CK40HT-24B-0*+TDR | EL296UH045XE36B* | 23200 | 23600 | 20 | 12.5 | 8.2 | 2.12 | 66 | 47 | 215728435
LENNOX | ML17XP1-048-230A** | CK40CT-60C-0*+TDR | EL296UH110XV48C* | 48000 | 47000 | 15.2 | 12.5 | 8.1 | 2.34 | 68 | 54 | 215728421
LENNOX | ML17XP1-048-230A** | CK40CT-60C-0*+TDR | EL296UH110XE60C* | 48000 | 46000 | 15.4 | 12.5 | 8.1 | 2.38 | 68 | 55 | 215728420
LENNOX | ML17XP1-048-230A** | CK40CT-60C-0*+TDR | EL296UH090XV36C* | 48000 | 46000 | 15.2 | 12.5 | 8.1 | 2.36 | 68 | 55 | 215728417
LENNOX | ML17XP1-048-230A** | CK40CT-60C-0*+TDR | EL296UH090XE48C* | 48000 | 46000 | 15.4 | 12.5 | 8.1 | 2.32 | 68 | 55 | 215728416
LENNOX | ML17XP1-048-230A** | CK40CT-49C-0*+TDR | EL296UH110XE60C* | 47500 | 45000 | 15.2 | 12.5 | 8.1 | 2.24 | 69 | 56 | 215728407
LENNOX | ML17XP1-048-230A** | CK40CT-49C-0*+TDR | EL296UH090XV36C* | 47500 | 45000 | 15.2 | 12.5 | 8.1 | 2.22 | 68 | 56 | 215728404
LENNOX | ML17XP1-048-230A** | CK40CT-49C-0*+TDR | EL296UH090XE48C* | 47500 | 45000 | 15.2 | 12.5 | 8.1 | 2.24 | 69 | 56 | 215728403
LENNOX | ML17XP1-048-230A** | CK40CT-48C-0*+TDR | EL296UH110XE60C* | 46500 | 45000 | 15.2 | 12.5 | 8.1 | 2.18 | 67 | 54 | 215728400
LENNOX | ML17XP1-048-230A** | CK40HT-60D-0*+TDR | EL296UH135XV60D* | 48000 | 46000 | 15.2 | 12.5 | 8.1 | 2.18 | 67 | 53 | 215728391
LENNOX | ML17XP1-048-230A** | CK40HT-60D-0*+TDR | EL296UH135XE60D* | 48000 | 45500 | 15.2 | 12.5 | 8.1 | 2.2 | 67 | 53 | 215728390
LENNOX | ML17XP1-048-230A** | CK40HT-51/61C-0*+TDR | EL296UH110XE60C* | 47000 | 45000 | 15.2 | 12.5 | 8.1 | 2.28 | 69 | 56 | 215728387
LENNOX | ML17XP1-048-230A** | CK40HT-51/61C-0*+TDR | EL296UH090XV36C* | 47000 | 45000 | 15.2 | 12.5 | 8.1 | 2.28 | 69 | 56 | 215728384
LENNOX | ML17XP1-036-230A** | CK40DT-48C-0*+TDR | EL296DF110XV60C* | 35600 | 35800 | 15.8 | 12.5 | 8.6 | 2.26 | 66 | 53 | 215728324
LENNOX | ML17XP1-036-230A** | CK40DT-48C-0*+TDR | EL296DF110XE60C* | 36000 | 35800 | 16 | 13 | 8.6 | 2.26 | 66 | 53 | 215728323
LENNOX | ML17XP1-036-230A** | CK40DT-48C-0*+TDR | EL296DF090XV60C* | 35600 | 35800 | 15.8 | 12.5 | 8.6 | 2.24 | 66 | 53 | 215728322
LENNOX | ML17XP1-036-230A** | CK40DT-48C-0*+TDR | EL296DF090XE48C* | 35400 | 35200 | 16 | 13 | 8.6 | 2.32 | 68 | 55 | 215728321
LENNOX | ML17XP1-036-230A** | CK40HT-51/61C-0*+TDR | EL296UH110XV60C* | 36000 | 33600 | 16.2 | 13 | 8.1 | 2.18 | 66 | 52 | 215728313
LENNOX | ML17XP1-036-230A** | CK40HT-51/61C-0*+TDR | EL296UH090XV60C* | 36000 | 33800 | 16 | 13 | 8.1 | 2.16 | 66 | 53 | 215728310
LENNOX | ML17XP1-036-230A** | CK40HT-42C-0*+TDR | EL296UH110XV60C* | 36000 | 33600 | 16.2 | 13.5 | 8.1 | 2.2 | 67 | 54 | 215728302
LENNOX | ML17XP1-036-230A** | CK40HT-42C-0*+TDR | EL296UH090XV60C* | 36000 | 33800 | 16 | 13 | 8.1 | 2.18 | 67 | 54 | 215728299
LENNOX | ML17XP1-036-230A** | CK40HT-42B-0*+TDR | EL296UH070XV36B* | 36000 | 33800 | 15.6 | 13 | 8.1 | 2.26 | 69 | 56 | 215728295
LENNOX | ML17XP1-036-230A** | CK40HT-42B-0*+TDR | EL296UH070XE36B* | 36000 | 33400 | 15.6 | 12.5 | 8.1 | 2.18 | 69 | 56 | 215728294
LENNOX | ML17XP1-036-230A** | CK40HT-42B-0*+TDR | EL296UH045XV36B* | 36000 | 34000 | 15.4 | 12.5 | 8.1 | 2.22 | 68 | 55 | 215728293
LENNOX | ML17XP1-036-230A** | CK40HT-42B-0*+TDR | EL296UH045XE36B* | 36000 | 33400 | 15.8 | 13 | 8.1 | 2.24 | 68 | 55 | 215728292
LENNOX | ML17XP1-030-230A** | CK40CT-36B-0*+TDR | EL296UH070XV36B* | 30000 | 28000 | 16 | 13 | 8.1 | 2.28 | 66 | 52 | 215728291
LENNOX | ML17XP1-030-230A** | CK40CT-36B-0*+TDR | EL296UH045XV36B* | 29800 | 28000 | 15.6 | 13 | 8.1 | 2.26 | 66 | 52 | 215728289
LENNOX | ML17XP1-030-230A** | CK40CT-36B-0*+TDR | EL296UH045XE36B* | 29400 | 27800 | 15.8 | 13 | 8.1 | 2.24 | 65 | 51 | 215728288
LENNOX | ML17XP1-030-230A** | CK40DT-42B-0*+TDR | EL296DF070XE48B* | 29400 | 30000 | 15.6 | 13 | 8.5 | 2.32 | 65 | 50 | 215728282
LENNOX | ML17XP1-030-230A** | CK40DT-42B-0*+TDR | EL296DF045XV36B* | 29800 | 30000 | 15.6 | 13 | 8.6 | 2.32 | 65 | 51 | 215728281
LENNOX | ML17XP1-030-230A** | CK40DT-42B-0*+TDR | EL296DF045XE36B* | 29400 | 29800 | 15.6 | 13 | 8.5 | 2.32 | 65 | 51 | 215728280
LENNOX | ML17XP1-030-230A** | CK40HT-36C-0*+TDR | EL296UH110XV60C* | 30000 | 29200 | 15.2 | 12.5 | 8.5 | 2.22 | 66 | 52 | 215728279
LENNOX | ML17XP1-030-230A** | CK40HT-36C-0*+TDR | EL296UH110XV48C* | 29000 | 28400 | 15.6 | 12.5 | 8.3 | 2.22 | 65 | 51 | 215728278
LENNOX | ML17XP1-030-230A** | CK40HT-36C-0*+TDR | EL296UH110XE60C* | 29400 | 28800 | 15.6 | 12.5 | 8.5 | 2.24 | 65 | 51 | 215728277
LENNOX | ML17XP1-030-230A** | CK40HT-36C-0*+TDR | EL296UH090XV48C* | 28600 | 28200 | 15.6 | 13 | 8.3 | 2.22 | 65 | 51 | 215728275
LENNOX | ML17XP1-030-230A** | CK40HT-36C-0*+TDR | EL296UH090XV36C* | 28800 | 28200 | 15.6 | 12.5 | 8.3 | 2.22 | 66 | 52 | 215728274
LENNOX | ML17XP1-030-230A** | CK40HT-36C-0*+TDR | EL296UH090XE48C* | 28600 | 28000 | 15.8 | 13 | 8.3 | 2.2 | 66 | 52 | 215728273
LENNOX | ML17XP1-024-230A** | CK40DT-30/36C-0*+TDR | EL296DF090XE48C* | 23600 | 22000 | 16 | 13.5 | 8.2 | 2.1 | 65 | 51 | 215728259
LENNOX | ML17XP1-024-230A** | CK40DT-30/36B-0*+TDR | EL296DF070XV48B* | 23400 | 22600 | 15.4 | 12.5 | 8.1 | 2.04 | 65 | 51 | 215728258
LENNOX | ML17XP1-024-230A** | CK40DT-30/36B-0*+TDR | EL296DF070XE48B* | 23400 | 22600 | 15.4 | 13 | 8.1 | 2.04 | 65 | 50 | 215728257
LENNOX | ML17XP1-024-230A** | CK40DT-30/36B-0*+TDR | EL296DF045XV36B* | 23200 | 22200 | 15.8 | 13 | 8.1 | 2.08 | 65 | 50 | 215728256
LENNOX | ML17XP1-024-230A** | CK40DT-30/36B-0*+TDR | EL296DF045XE36B* | 23600 | 22600 | 15.4 | 13 | 8.1 | 2.04 | 65 | 50 | 215728255
LENNOX | ML17XP1-018-230A** | CK40CT-24B-0*+TDR | EL296UH070XV36B* | 18000 | 17400 | 16.4 | 13.5 | 8.1 | 2.08 | 63 | 48 | 215728246
LENNOX | ML17XP1-018-230A** | CK40CT-24B-0*+TDR | EL296UH045XV36B* | 18000 | 17400 | 16 | 13.5 | 8.1 | 2.06 | 63 | 48 | 215728244
LENNOX | ML17XP1-018-230A** | CK40DT-30/36C-0*+TDR | EL296DF090XE48C* | 18000 | 18000 | 16 | 13.5 | 8.3 | 2.08 | 64 | 49 | 215728242
LENNOX | ML17XP1-018-230A** | CK40DT-30/36B-0*+TDR | EL296DF070XV48B* | 18000 | 18000 | 15.4 | 13 | 8.4 | 2.02 | 67 | 54 | 215728241
LENNOX | ML17XP1-018-230A** | CK40DT-30/36B-0*+TDR | EL296DF070XE48B* | 18000 | 18000 | 16 | 13.5 | 8.3 | 2.08 | 64 | 49 | 215728240
LENNOX | ML17XP1-018-230A** | CK40DT-30/36B-0*+TDR | EL296DF045XV36B* | 18000 | 18000 | 16.2 | 13.5 | 8.5 | 2.08 | 65 | 51 | 215728239
LENNOX | ML17XP1-018-230A** | CK40DT-30/36B-0*+TDR | EL296DF045XE36B* | 18000 | 18000 | 16 | 13.5 | 8.3 | 2.08 | 64 | 49 | 215728238
LENNOX | ML17XP1-018-230A** | CK40HT-24B-0*+TDR | EL296UH070XV36B* | 18000 | 18000 | 16.4 | 13.5 | 8.1 | 2.1 | 62 | 47 | 215728233
LENNOX | ML17XP1-018-230A** | CK40HT-24B-0*+TDR | EL296UH070XE36B* | 18000 | 17600 | 16 | 13.5 | 8.1 | 2.08 | 63 | 47 | 215728232
LENNOX | ML17XP1-018-230A** | CK40HT-24B-0*+TDR | EL296UH045XV36B* | 18000 | 18000 | 16.4 | 13.5 | 8.1 | 2.06 | 62 | 47 | 215728231
LENNOX | ML17XP1-018-230A** | CK40HT-24B-0*+TDR | EL296UH045XE36B* | 18000 | 17800 | 16.4 | 13.5 | 8.1 | 2.08 | 62 | 46 | 215728230
LENNOX | EL17XP1-048-230A** | CK40CT-60C-0*+TDR | EL296UH110XV48C* | 48000 | 47000 | 15.2 | 12.5 | 8.1 | 2.34 | 68 | 54 | 215728216
LENNOX | EL17XP1-048-230A** | CK40CT-60C-0*+TDR | EL296UH110XE60C* | 48000 | 46000 | 15.4 | 12.5 | 8.1 | 2.38 | 68 | 55 | 215728215
LENNOX | EL17XP1-048-230A** | CK40CT-60C-0*+TDR | EL296UH090XV36C* | 48000 | 46000 | 15.2 | 12.5 | 8.1 | 2.36 | 68 | 55 | 215728212
LENNOX | EL17XP1-048-230A** | CK40CT-60C-0*+TDR | EL296UH090XE48C* | 48000 | 46000 | 15.4 | 12.5 | 8.1 | 2.32 | 68 | 55 | 215728211
LENNOX | EL17XP1-048-230A** | CK40CT-49C-0*+TDR | EL296UH110XE60C* | 47500 | 45000 | 15.2 | 12.5 | 8.1 | 2.24 | 69 | 56 | 215728202
LENNOX | EL17XP1-048-230A** | CK40CT-49C-0*+TDR | EL296UH090XV36C* | 47500 | 45000 | 15.2 | 12.5 | 8.1 | 2.22 | 68 | 56 | 215728199
LENNOX | EL17XP1-048-230A** | CK40CT-49C-0*+TDR | EL296UH090XE48C* | 47500 | 45000 | 15.2 | 12.5 | 8.1 | 2.24 | 69 | 56 | 215728198
LENNOX | EL17XP1-048-230A** | CK40CT-48C-0*+TDR | EL296UH110XE60C* | 46500 | 45000 | 15.2 | 12.5 | 8.1 | 2.18 | 67 | 54 | 215728195
LENNOX | EL17XP1-048-230A** | CK40HT-60D-0*+TDR | EL296UH135XV60D* | 48000 | 46000 | 15.2 | 12.5 | 8.1 | 2.18 | 67 | 53 | 215728186
LENNOX | EL17XP1-048-230A** | CK40HT-60D-0*+TDR | EL296UH135XE60D* | 48000 | 45500 | 15.2 | 12.5 | 8.1 | 2.2 | 67 | 53 | 215728185
LENNOX | EL17XP1-048-230A** | CK40HT-51/61C-0*+TDR | EL296UH110XE60C* | 47000 | 45000 | 15.2 | 12.5 | 8.1 | 2.28 | 69 | 56 | 215728182
LENNOX | EL17XP1-048-230A** | CK40HT-51/61C-0*+TDR | EL296UH090XV36C* | 47000 | 45000 | 15.2 | 12.5 | 8.1 | 2.28 | 69 | 56 | 215728179
LENNOX | EL17XP1-036-230A** | CK40DT-48C-0*+TDR | EL296DF110XV60C* | 35600 | 35800 | 15.8 | 12.5 | 8.6 | 2.26 | 66 | 53 | 215728142
LENNOX | EL17XP1-036-230A** | CK40DT-48C-0*+TDR | EL296DF090XV60C* | 35600 | 35800 | 15.8 | 12.5 | 8.6 | 2.24 | 66 | 53 | 215728140
LENNOX | EL17XP1-036-230A** | CK40DT-48C-0*+TDR | EL296DF110XE60C* | 36000 | 35800 | 16 | 13 | 8.6 | 2.26 | 66 | 53 | 215728141
LENNOX | EL17XP1-036-230A** | CK40DT-48C-0*+TDR | EL296DF090XE48C* | 35400 | 35200 | 16 | 13 | 8.6 | 2.32 | 68 | 55 | 215728139
LENNOX | EL17XP1-036-230A** | CK40HT-51/61C-0*+TDR | EL296UH110XV60C* | 36000 | 33600 | 16.2 | 13 | 8.1 | 2.18 | 66 | 52 | 215728131
LENNOX | EL17XP1-036-230A** | CK40HT-51/61C-0*+TDR | EL296UH090XV60C* | 36000 | 33800 | 16 | 13 | 8.1 | 2.16 | 66 | 53 | 215728128
LENNOX | EL17XP1-036-230A** | CK40HT-42C-0*+TDR | EL296UH110XV60C* | 36000 | 33600 | 16.2 | 13.5 | 8.1 | 2.2 | 67 | 54 | 215728120
LENNOX | EL17XP1-036-230A** | CK40HT-42C-0*+TDR | EL296UH090XV60C* | 36000 | 33800 | 16 | 13 | 8.1 | 2.18 | 67 | 54 | 215728117
LENNOX | EL17XP1-036-230A** | CK40HT-42B-0*+TDR | EL296UH070XV36B* | 36000 | 33800 | 15.6 | 13 | 8.1 | 2.26 | 69 | 56 | 215728113
LENNOX | EL17XP1-036-230A** | CK40HT-42B-0*+TDR | EL296UH070XE36B* | 36000 | 33400 | 15.6 | 12.5 | 8.1 | 2.18 | 69 | 56 | 215728112
LENNOX | EL17XP1-036-230A** | CK40HT-42B-0*+TDR | EL296UH045XV36B* | 36000 | 34000 | 15.4 | 12.5 | 8.1 | 2.22 | 68 | 55 | 215728111
LENNOX | EL17XP1-036-230A** | CK40HT-42B-0*+TDR | EL296UH045XE36B* | 36000 | 33400 | 15.8 | 13 | 8.1 | 2.24 | 68 | 55 | 215728110
LENNOX | EL17XP1-030-230A** | CK40CT-36B-0*+TDR | EL296UH070XV36B* | 30000 | 28000 | 16 | 13 | 8.1 | 2.28 | 66 | 52 | 215728109
LENNOX | EL17XP1-030-230A** | CK40CT-36B-0*+TDR | EL296UH045XV36B* | 29800 | 28000 | 15.6 | 13 | 8.1 | 2.26 | 66 | 52 | 215728107
LENNOX | EL17XP1-030-230A** | CK40CT-36B-0*+TDR | EL296UH045XE36B* | 29400 | 27800 | 15.8 | 13 | 8.1 | 2.24 | 65 | 51 | 215728106
LENNOX | EL17XP1-030-230A** | CK40DT-42B-0*+TDR | EL296DF070XE48B* | 29400 | 30000 | 15.6 | 13 | 8.5 | 2.32 | 65 | 50 | 215728100
LENNOX | EL17XP1-030-230A** | CK40DT-42B-0*+TDR | EL296DF045XV36B* | 29800 | 30000 | 15.6 | 13 | 8.6 | 2.32 | 65 | 51 | 215728099
LENNOX | EL17XP1-030-230A** | CK40DT-42B-0*+TDR | EL296DF045XE36B* | 29400 | 29800 | 15.6 | 13 | 8.5 | 2.32 | 65 | 51 | 215728098
LENNOX | EL17XP1-030-230A** | CK40HT-36C-0*+TDR | EL296UH110XV48C* | 29000 | 28400 | 15.6 | 12.5 | 8.3 | 2.22 | 65 | 51 | 215728096
LENNOX | EL17XP1-030-230A** | CK40HT-36C-0*+TDR | EL296UH110XV60C* | 30000 | 29200 | 15.2 | 12.5 | 8.5 | 2.22 | 66 | 52 | 215728097
LENNOX | EL17XP1-030-230A** | CK40HT-36C-0*+TDR | EL296UH110XE60C* | 29400 | 28800 | 15.6 | 12.5 | 8.5 | 2.24 | 65 | 51 | 215728095
LENNOX | EL17XP1-030-230A** | CK40HT-36C-0*+TDR | EL296UH090XV48C* | 28600 | 28200 | 15.6 | 13 | 8.3 | 2.22 | 65 | 51 | 215728093
LENNOX | EL17XP1-030-230A** | CK40HT-36C-0*+TDR | EL296UH090XV36C* | 28800 | 28200 | 15.6 | 12.5 | 8.3 | 2.22 | 66 | 52 | 215728092
LENNOX | EL17XP1-030-230A** | CK40HT-36C-0*+TDR | EL296UH090XE48C* | 28600 | 28000 | 15.8 | 13 | 8.3 | 2.2 | 66 | 52 | 215728091
LENNOX | EL17XP1-024-230A** | CK40DT-30/36C-0*+TDR | EL296DF090XE48C* | 23600 | 22000 | 16 | 13.5 | 8.2 | 2.1 | 65 | 51 | 215728077
LENNOX | EL17XP1-024-230A** | CK40DT-30/36B-0*+TDR | EL296DF070XV48B* | 23400 | 22600 | 15.4 | 12.5 | 8.1 | 2.04 | 65 | 51 | 215728076
LENNOX | EL17XP1-024-230A** | CK40DT-30/36B-0*+TDR | EL296DF070XE48B* | 23400 | 22600 | 15.4 | 13 | 8.1 | 2.04 | 65 | 50 | 215728075
LENNOX | EL17XP1-024-230A** | CK40DT-30/36B-0*+TDR | EL296DF045XV36B* | 23200 | 22200 | 15.8 | 13 | 8.1 | 2.08 | 65 | 50 | 215728074
LENNOX | EL17XP1-024-230A** | CK40DT-30/36B-0*+TDR | EL296DF045XE36B* | 23600 | 22600 | 15.4 | 13 | 8.1 | 2.04 | 65 | 50 | 215728073
LENNOX | EL17XP1-018-230A** | CK40CT-24B-0*+TDR | EL296UH070XV36B* | 18000 | 17400 | 16.4 | 13.5 | 8.1 | 2.08 | 63 | 48 | 215728064
LENNOX | EL17XP1-018-230A** | CK40CT-24B-0*+TDR | EL296UH045XV36B* | 18000 | 17400 | 16 | 13.5 | 8.1 | 2.06 | 63 | 48 | 215728062
LENNOX | EL17XP1-018-230A** | CK40DT-30/36C-0*+TDR | EL296DF090XE48C* | 18000 | 18000 | 16 | 13.5 | 8.3 | 2.08 | 64 | 49 | 215728060
LENNOX | EL17XP1-018-230A** | CK40DT-30/36B-0*+TDR | EL296DF070XV48B* | 18000 | 18000 | 15.4 | 13 | 8.4 | 2.02 | 67 | 54 | 215728059
LENNOX | EL17XP1-018-230A** | CK40DT-30/36B-0*+TDR | EL296DF070XE48B* | 18000 | 18000 | 16 | 13.5 | 8.3 | 2.08 | 64 | 49 | 215728058
LENNOX | EL17XP1-018-230A** | CK40DT-30/36B-0*+TDR | EL296DF045XV36B* | 18000 | 18000 | 16.2 | 13.5 | 8.5 | 2.08 | 65 | 51 | 215728057
LENNOX | EL17XP1-018-230A** | CK40DT-30/36B-0*+TDR | EL296DF045XE36B* | 18000 | 18000 | 16 | 13.5 | 8.3 | 2.08 | 64 | 49 | 215728056
LENNOX | EL17XP1-018-230A** | CK40HT-24B-0*+TDR | EL296UH070XV36B* | 18000 | 18000 | 16.4 | 13.5 | 8.1 | 2.1 | 62 | 47 | 215728051
LENNOX | EL17XP1-018-230A** | CK40HT-24B-0*+TDR | EL296UH070XE36B* | 18000 | 17600 | 16 | 13.5 | 8.1 | 2.08 | 63 | 47 | 215728050
LENNOX | EL17XP1-018-230A** | CK40HT-24B-0*+TDR | EL296UH045XV36B* | 18000 | 18000 | 16.4 | 13.5 | 8.1 | 2.06 | 62 | 47 | 215728049
LENNOX | EL17XP1-018-230A** | CK40HT-24B-0*+TDR | EL296UH045XE36B* | 18000 | 17800 | 16.4 | 13.5 | 8.1 | 2.08 | 62 | 46 | 215728048
SENVILLE | SENA-12HF-OG | SENA-12HF-IDG |  | 12000 | 12500 | 20 | 12 | 10 | 1.9 | 77 | 94 | 215735301
SENVILLE | SENA-24HF-OG | SENA-24HF-IDG |  | 24000 | 26000 | 19 | 12 | 11.7 | 2.18 | 83 | 92 | 215735303
SENVILLE | SENA-18HF-OG | SENA-18HF-IDG |  | 17000 | 19000 | 18 | 12 | 10.5 | 2 | 79 | 95 | 215735302
SENVILLE | SENA-09HF-OG | SENA-09HF-IDG |  | 9000 | 10000 | 21.4 | 13.4 | 12.5 | 1.89 | 96 | 112 | 215735300
INNOVAIR | MOS12H2BH0A | MDH12H2MHWA |  | 12000 | 12000 | 20 | 12 | 10.6 | 1.95 | 85 | 100 | 215725471
INNOVAIR | MOS09H2BH0A | MDL09H2MHWA |  | 9000 | 10000 | 21.4 | 13.4 | 12.5 | 1.89 | 96 | 112 | 215725467
INNOVAIR | MOS18H2BM0A | MDH18H2MHWA |  | 17500 | 20000 | 20 | 13.3 | 11.3 | 2.4 | 75 | 71 | 215725462
INNOVAIR | MOS24H2BH0A | MDH24H2MHWA |  | 24000 | 26000 | 19 | 12 | 11.7 | 2.18 | 83 | 92 | 215725473
INNOVAIR | MOS18H2BH0A | MDH18H2MHWA |  | 17500 | 19500 | 18.4 | 12 | 11.1 | 2.1 | 77 | 92 | 215725472
INNOVAIR | MOS09H2BH0A | MDH09H2MHWA |  | 9000 | 9900 | 20.5 | 14 | 13.8 | 1.85 | 103 | 120 | 215725470
INNOVAIR | MOS18H2BH0A | MDL18H2MHWA |  | 17000 | 19000 | 18 | 12 | 10.5 | 2 | 79 | 95 | 215725469
INNOVAIR | MOS12H2BH0A | MDL12H2MHWA |  | 12000 | 12500 | 20 | 12 | 10 | 1.9 | 77 | 94 | 215725468
INNOVAIR | MOS60H2BM0A | MDH60H2MHWA |  | 58000 | 60000 | 17 | 10 | 9.7 | 2.2 | 67 | 67 | 215725466
INNOVAIR | MOS48H2BM0A | MDH48H2MHWA |  | 48000 | 50000 | 17.1 | 10 | 9.8 | 2 | 78 | 76 | 215725465
INNOVAIR | MOS36H2BM0A | MDH36H2MHWA |  | 36000 | 40000 | 18.7 | 10.1 | 10.2 | 2.1 | 69 | 64 | 215725464
INNOVAIR | MOS24H2BM0A | MDH24H2MHWA |  | 24000 | 25000 | 19 | 12.5 | 11 | 2.3 | 85 | 76 | 215725463
INNOVAIR | MOS12H2BM0A | MDH12H2MHWA |  | 12000 | 12000 | 19.5 | 12 | 10.5 | 2.44 | 76 | 74 | 215725461
INNOVAIR | MOS09H2BM0A | MDH09H2MHWA |  | 9000 | 10000 | 19.7 | 13 | 11.5 | 2.31 | 93 | 83 | 215725460
INNOVAIR | MOS18H2BM0A | MDL18H2MHWA |  | 17000 | 20000 | 20 | 12.5 | 10.5 | 2.2 | 70 | 70 | 215725459
INNOVAIR | MOS12H2BM0A | MDL12H2MHWA |  | 11500 | 12000 | 19 | 11.7 | 10.2 | 2.25 | 79 | 73 | 215725458
INNOVAIR | MOS09H2BM0A | MDL09H2MHWA |  | 9000 | 10000 | 19.5 | 12.8 | 11 | 2.25 | 89 | 86 | 215725457
INNOVAIR | MOS48H2BM0A | MCS48H2BHRB |  | 48000 | 50000 | 17.1 | 10 | 9.8 | 2 | 78 | 76 | 215725452
INNOVAIR | MOS60H2BH0A | MDH60H2MHWA |  | 55000 | 60000 | 15.8 | 10.2 | 10.4 | 2.1 | 75 | 89 | 215735337
INNOVAIR | MOS48H2BH0A | MDH48H2MHWA |  | 48000 | 52000 | 16.7 | 10.4 | 10.8 | 2 | 87 | 91 | 215735336
INNOVAIR | MOS36H2BH0A | MDH36H2MHWA |  | 36000 | 42000 | 17.7 | 12 | 11.1 | 2.1 | 75 | 90 | 215735335
SENVILLE | SENDC-48HF-OG | SENDC-48HF-IG |  | 48000 | 50000 | 16.5 | 10.5 | 9.5 | 1.9 | 74 | 92 | 215735329
SENVILLE | SENDC-60HF-OG | SENDC-60HF-IG |  | 54000 | 56000 | 16 | 10 | 9 | 1.8 | 80 | 93 | 215735330
DAY & NIGHT | C5H0V48*K*AAA* | EA*5X61M21A*+WALLCON | *80CTL0702120B* | 46000 | 48000 | 18 | 10 | 9 | 2.06 | 88 | 70 | 215674350
KEEPRITE | C5H0V48*K*AAA* | EA*5X61M21A*+WALLCON | *80CTL0702120B* | 46000 | 48000 | 18 | 10 | 9 | 2.06 | 88 | 70 | 215674351
KENMORE | (C,H,T)5H0V48*K*AAA* | EA*5X61M21A*+WALLCON | *80CTL0702120B* | 46000 | 48000 | 18 | 10 | 9 | 2.06 | 88 | 70 | 215674352
TEMPSTAR | T5H0V48*K*AAA* | EA*5X61M21A*+WALLCON | *80CTL0702120B* | 46000 | 48000 | 18 | 10 | 9 | 2.06 | 88 | 70 | 215674353
CARRIER | 27VNA048A*030* | CAA**6121AM*+UI | 58TN*B090C17**16 | 46000 | 48000 | 18 | 10 | 9 | 2.06 | 88 | 70 | 215674354
BRYANT HEATING AND COOLING SYSTEMS | 290VAN048**AA* | CAA**6121AM*+UI | 88*TB48090C17*** | 46000 | 48000 | 18 | 10 | 9 | 2.06 | 88 | 70 | 215674355
HEIL | H5H0V48*K*AAA* | EA*5X61M21A*+WALLCON | *80CTL0901716B* | 46000 | 48000 | 18 | 10 | 9 | 2.06 | 88 | 70 | 215674356
AIRQUEST | H5H0V48*K*AAA* | EA*5X61M21A*+WALLCON | *80CTL0901716B* | 46000 | 48000 | 18 | 10 | 9 | 2.06 | 88 | 70 | 215674357
ARCOAIRE | H5H0V48*K*AAA* | EA*5X61M21A*+WALLCON | *80CTL0901716B* | 46000 | 48000 | 18 | 10 | 9 | 2.06 | 88 | 70 | 215674358
COMFORTMAKER | C5H0V48*K*AAA* | EA*5X61M21A*+WALLCON | *80CTL0901716B* | 46000 | 48000 | 18 | 10 | 9 | 2.06 | 88 | 70 | 215674359
DAY & NIGHT | C5H0V48*K*AAA* | EA*5X61M21A*+WALLCON | *80CTL0901716B* | 46000 | 48000 | 18 | 10 | 9 | 2.06 | 88 | 70 | 215674360
KEEPRITE | C5H0V48*K*AAA* | EA*5X61M21A*+WALLCON | *80CTL0901716B* | 46000 | 48000 | 18 | 10 | 9 | 2.06 | 88 | 70 | 215674361
KENMORE | (C,H,T)5H0V48*K*AAA* | EA*5X61M21A*+WALLCON | *80CTL0901716B* | 46000 | 48000 | 18 | 10 | 9 | 2.06 | 88 | 70 | 215674362
TEMPSTAR | T5H0V48*K*AAA* | EA*5X61M21A*+WALLCON | *80CTL0901716B* | 46000 | 48000 | 18 | 10 | 9 | 2.06 | 88 | 70 | 215674363
CARRIER | 27VNA048A*030* | CAA**6121AM*+UI | 58TN*B090C21**20 | 46000 | 47500 | 18.5 | 10 | 9 | 2.06 | 88 | 71 | 215674364
BRYANT HEATING AND COOLING SYSTEMS | 290VAN048**AA* | CAA**6121AM*+UI | 88*TB60090C21*** | 46000 | 47500 | 18.5 | 10 | 9 | 2.06 | 88 | 71 | 215674365
HEIL | H5H0V48*K*AAA* | EA*5X61M21A*+WALLCON | *80CTL0902120B* | 46000 | 47500 | 18.5 | 10 | 9 | 2.06 | 88 | 71 | 215674366
AIRQUEST | H5H0V48*K*AAA* | EA*5X61M21A*+WALLCON | *80CTL0902120B* | 46000 | 47500 | 18.5 | 10 | 9 | 2.06 | 88 | 71 | 215674367
ARCOAIRE | H5H0V48*K*AAA* | EA*5X61M21A*+WALLCON | *80CTL0902120B* | 46000 | 47500 | 18.5 | 10 | 9 | 2.06 | 88 | 71 | 215674368
COMFORTMAKER | C5H0V48*K*AAA* | EA*5X61M21A*+WALLCON | *80CTL0902120B* | 46000 | 47500 | 18.5 | 10 | 9 | 2.06 | 88 | 71 | 215674369
DAY & NIGHT | C5H0V48*K*AAA* | EA*5X61M21A*+WALLCON | *80CTL0902120B* | 46000 | 47500 | 18.5 | 10 | 9 | 2.06 | 88 | 71 | 215674370
KEEPRITE | C5H0V48*K*AAA* | EA*5X61M21A*+WALLCON | *80CTL0902120B* | 46000 | 47500 | 18.5 | 10 | 9 | 2.06 | 88 | 71 | 215674371
KENMORE | (C,H,T)5H0V48*K*AAA* | EA*5X61M21A*+WALLCON | *80CTL0902120B* | 46000 | 47500 | 18.5 | 10 | 9 | 2.06 | 88 | 71 | 215674372
TEMPSTAR | T5H0V48*K*AAA* | EA*5X61M21A*+WALLCON | *80CTL0902120B* | 46000 | 47500 | 18.5 | 10 | 9 | 2.06 | 88 | 71 | 215674373
CARRIER | 27VNA048A*030* | CAA**6121AM*+UI | 58TN*B110C21**20 | 46000 | 47500 | 18.5 | 10 | 9 | 2.06 | 88 | 71 | 215674374
BRYANT HEATING AND COOLING SYSTEMS | 290VAN048**AA* | CAA**6121AM*+UI | 88*TB60110C21*** | 46000 | 47500 | 18.5 | 10 | 9 | 2.06 | 88 | 71 | 215674375
HEIL | H5H0V48*K*AAA* | EA*5X61M21A*+WALLCON | *80CTL1102120B* | 46000 | 47500 | 18.5 | 10 | 9 | 2.06 | 88 | 71 | 215674376
AIRQUEST | H5H0V48*K*AAA* | EA*5X61M21A*+WALLCON | *80CTL1102120B* | 46000 | 47500 | 18.5 | 10 | 9 | 2.06 | 88 | 71 | 215674377
ARCOAIRE | H5H0V48*K*AAA* | EA*5X61M21A*+WALLCON | *80CTL1102120B* | 46000 | 47500 | 18.5 | 10 | 9 | 2.06 | 88 | 71 | 215674378
COMFORTMAKER | C5H0V48*K*AAA* | EA*5X61M21A*+WALLCON | *80CTL1102120B* | 46000 | 47500 | 18.5 | 10 | 9 | 2.06 | 88 | 71 | 215674379
DAY & NIGHT | C5H0V48*K*AAA* | EA*5X61M21A*+WALLCON | *80CTL1102120B* | 46000 | 47500 | 18.5 | 10 | 9 | 2.06 | 88 | 71 | 215674380
KEEPRITE | C5H0V48*K*AAA* | EA*5X61M21A*+WALLCON | *80CTL1102120B* | 46000 | 47500 | 18.5 | 10 | 9 | 2.06 | 88 | 71 | 215674381
KENMORE | (C,H,T)5H0V48*K*AAA* | EA*5X61M21A*+WALLCON | *80CTL1102120B* | 46000 | 47500 | 18.5 | 10 | 9 | 2.06 | 88 | 71 | 215674382
TEMPSTAR | T5H0V48*K*AAA* | EA*5X61M21A*+WALLCON | *80CTL1102120B* | 46000 | 47500 | 18.5 | 10 | 9 | 2.06 | 88 | 71 | 215674383
CARRIER | 27VNA048A*030* | CAA**6121AM*+UI | 59CU5B100C21**22 | 46000 | 48000 | 18 | 10 | 9 | 2.08 | 88 | 70 | 215674394
BRYANT HEATING AND COOLING SYSTEMS | 290VAN048**AA* | CAA**6121AM*+UI | 935CB66100C21*** | 46000 | 48000 | 18 | 10 | 9 | 2.08 | 88 | 70 | 215674395
HEIL | H5H0V48*K*AAA* | EA*5X61M21A*+WALLCON | *95CSU1002122B* | 46000 | 48000 | 18 | 10 | 9 | 2.08 | 88 | 70 | 215674396
AIRQUEST | H5H0V48*K*AAA* | EA*5X61M21A*+WALLCON | *95CSU1002122B* | 46000 | 48000 | 18 | 10 | 9 | 2.08 | 88 | 70 | 215674397
ARCOAIRE | H5H0V48*K*AAA* | EA*5X61M21A*+WALLCON | *95CSU1002122B* | 46000 | 48000 | 18 | 10 | 9 | 2.08 | 88 | 70 | 215674398
COMFORTMAKER | C5H0V48*K*AAA* | EA*5X61M21A*+WALLCON | *95CSU1002122B* | 46000 | 48000 | 18 | 10 | 9 | 2.08 | 88 | 70 | 215674399
DAY & NIGHT | C5H0V48*K*AAA* | EA*5X61M21A*+WALLCON | *95CSU1002122B* | 46000 | 48000 | 18 | 10 | 9 | 2.08 | 88 | 70 | 215674400
KEEPRITE | C5H0V48*K*AAA* | EA*5X61M21A*+WALLCON | *95CSU1002122B* | 46000 | 48000 | 18 | 10 | 9 | 2.08 | 88 | 70 | 215674401
KENMORE | (C,H,T)5H0V48*K*AAA* | EA*5X61M21A*+WALLCON | *95CSU1002122B* | 46000 | 48000 | 18 | 10 | 9 | 2.08 | 88 | 70 | 215674402
TEMPSTAR | T5H0V48*K*AAA* | EA*5X61M21A*+WALLCON | *95CSU1002122B* | 46000 | 48000 | 18 | 10 | 9 | 2.08 | 88 | 70 | 215674403
TEMPSTAR | T5H0V48*K*AAA* | EVM5X48M21A*+WALLCON | *80CTL1102120B* | 47000 | 50000 | 18.5 | 10 | 9 | 2 | 91 | 73 | 215675402
CARRIER | 27VNA036A*030* | FE5BN(B,X)C48L*+UI |  | 34800 | 34600 | 19 | 11 | 9 | 1.96 | 86 | 71 | 215662626
CARRIER | 27VNA048A*030* | FE5BN(B,X)C48L*+UI |  | 45500 | 48000 | 19 | 10.5 | 9 | 2.1 | 88 | 70 | 215662627
CARRIER | 27VNA060A*030* | FE5BNBD60L*+UI |  | 57500 | 58500 | 20 | 10 | 9 | 2.12 | 85 | 69 | 215662628
BRYANT HEATING AND COOLING SYSTEMS | 290VAN036**AA* | FE5BN(B,X)C48L*+UI |  | 34800 | 34600 | 19 | 11 | 9 | 1.96 | 86 | 71 | 215662837
HEIL | H5H0V36*K*AAA* | FCMA5B48L0C*+WALLCON |  | 34800 | 34600 | 19 | 11 | 9 | 1.96 | 86 | 71 | 215662839
AIRQUEST | H5H0V36*K*AAA* | FCMA5B48L0C*+WALLCON |  | 34800 | 34600 | 19 | 11 | 9 | 1.96 | 86 | 71 | 215662841
ARCOAIRE | H5H0V36*K*AAA* | FCMA5B48L0C*+WALLCON |  | 34800 | 34600 | 19 | 11 | 9 | 1.96 | 86 | 71 | 215662844
COMFORTMAKER | C5H0V36*K*AAA* | FCMA5B48L0C*+WALLCON |  | 34800 | 34600 | 19 | 11 | 9 | 1.96 | 86 | 71 | 215662846
DAY & NIGHT | C5H0V36*K*AAA* | FCMA5B48L0C*+WALLCON |  | 34800 | 34600 | 19 | 11 | 9 | 1.96 | 86 | 71 | 215662848
KEEPRITE | C5H0V36*K*AAA* | FCMA5B48L0C*+WALLCON |  | 34800 | 34600 | 19 | 11 | 9 | 1.96 | 86 | 71 | 215662850
KENMORE | (C,H,T)5H0V36*K*AAA* | FCMA5B48L0C*+WALLCON |  | 34800 | 34600 | 19 | 11 | 9 | 1.96 | 86 | 71 | 215662852
TEMPSTAR | T5H0V36*K*AAA* | FCMA5B48L0C*+WALLCON |  | 34800 | 34600 | 19 | 11 | 9 | 1.96 | 86 | 71 | 215662855
BRYANT HEATING AND COOLING SYSTEMS | 290VAN048**AA* | FE5BN(B,X)C48L*+UI |  | 45500 | 48000 | 19 | 10.5 | 9 | 2.1 | 88 | 70 | 215662859
HEIL | H5H0V48*K*AAA* | FCMA5B48L0C*+WALLCON |  | 45500 | 48000 | 19 | 10.5 | 9 | 2.1 | 88 | 70 | 215662861
TEMPSTAR | T5H0V48*K*AAA* | FCMA5B48L0C*+WALLCON |  | 45500 | 48000 | 19 | 10.5 | 9 | 2.1 | 88 | 70 | 215662878
AIRQUEST | H5H0V48*K*AAA* | FCMA5B48L0C*+WALLCON |  | 45500 | 48000 | 19 | 10.5 | 9 | 2.1 | 88 | 70 | 215662864
ARCOAIRE | H5H0V48*K*AAA* | FCMA5B48L0C*+WALLCON |  | 45500 | 48000 | 19 | 10.5 | 9 | 2.1 | 88 | 70 | 215662867
COMFORTMAKER | C5H0V48*K*AAA* | FCMA5B48L0C*+WALLCON |  | 45500 | 48000 | 19 | 10.5 | 9 | 2.1 | 88 | 70 | 215662869
DAY & NIGHT | C5H0V48*K*AAA* | FCMA5B48L0C*+WALLCON |  | 45500 | 48000 | 19 | 10.5 | 9 | 2.1 | 88 | 70 | 215662871
KEEPRITE | C5H0V48*K*AAA* | FCMA5B48L0C*+WALLCON |  | 45500 | 48000 | 19 | 10.5 | 9 | 2.1 | 88 | 70 | 215662873
KENMORE | (C,H,T)5H0V48*K*AAA* | FCMA5B48L0C*+WALLCON |  | 45500 | 48000 | 19 | 10.5 | 9 | 2.1 | 88 | 70 | 215662876
BRYANT HEATING AND COOLING SYSTEMS | 290VAN060**AA* | FE5BNBD60L*+UI |  | 57500 | 58500 | 20 | 10 | 9 | 2.12 | 85 | 69 | 215662882
HEIL | H5H0V60*K*AAA* | FCMA5B60L0D*+WALLCON |  | 57500 | 58500 | 20 | 10 | 9 | 2.12 | 85 | 69 | 215662885
AIRQUEST | H5H0V60*K*AAA* | FCMA5B60L0D*+WALLCON |  | 57500 | 58500 | 20 | 10 | 9 | 2.12 | 85 | 69 | 215662887
ARCOAIRE | H5H0V60*K*AAA* | FCMA5B60L0D*+WALLCON |  | 57500 | 58500 | 20 | 10 | 9 | 2.12 | 85 | 69 | 215662890
COMFORTMAKER | C5H0V60*K*AAA* | FCMA5B60L0D*+WALLCON |  | 57500 | 58500 | 20 | 10 | 9 | 2.12 | 85 | 69 | 215662892
DAY & NIGHT | C5H0V60*K*AAA* | FCMA5B60L0D*+WALLCON |  | 57500 | 58500 | 20 | 10 | 9 | 2.12 | 85 | 69 | 215662895
KEEPRITE | C5H0V60*K*AAA* | FCMA5B60L0D*+WALLCON |  | 57500 | 58500 | 20 | 10 | 9 | 2.12 | 85 | 69 | 215662898
KENMORE | (C,H,T)5H0V60*K*AAA* | FCMA5B60L0D*+WALLCON |  | 57500 | 58500 | 20 | 10 | 9 | 2.12 | 85 | 69 | 215662900
TEMPSTAR | T5H0V60*K*AAA* | FCMA5B60L0D*+WALLCON |  | 57500 | 58500 | 20 | 10 | 9 | 2.12 | 85 | 69 | 215662902
KENMORE | (C,H,T)5H0V48*K*AAA* | EVM5X60M24A*+WALLCON | *80CTL1102120B* | 48000 | 50000 | 19 | 10.5 | 9 | 2 | 92 | 73 | 215675891
TEMPSTAR | T5H0V48*K*AAA* | EVM5X60M24A*+WALLCON | *80CTL1102120B* | 48000 | 50000 | 19 | 10.5 | 9 | 2 | 92 | 73 | 215675892
CARRIER | 27VNA048A*030* | CVAMA6024XMA*+UI | 58TN*B135C24**22 | 48000 | 50000 | 19 | 10.5 | 9 | 2 | 92 | 73 | 215675893
BRYANT HEATING AND COOLING SYSTEMS | 290VAN048**AA* | CVAMA6024XMA*+UI | 88*TB66135C24*** | 48000 | 50000 | 19 | 10.5 | 9 | 2 | 92 | 73 | 215675894
HEIL | H5H0V48*K*AAA* | EVM5X60M24A*+WALLCON | *80CTL1352422B* | 48000 | 50000 | 19 | 10.5 | 9 | 2 | 92 | 73 | 215675895
AIRQUEST | H5H0V48*K*AAA* | EVM5X60M24A*+WALLCON | *80CTL1352422B* | 48000 | 50000 | 19 | 10.5 | 9 | 2 | 92 | 73 | 215675896
ARCOAIRE | H5H0V48*K*AAA* | EVM5X60M24A*+WALLCON | *80CTL1352422B* | 48000 | 50000 | 19 | 10.5 | 9 | 2 | 92 | 73 | 215675897
COMFORTMAKER | C5H0V48*K*AAA* | EVM5X60M24A*+WALLCON | *80CTL1352422B* | 48000 | 50000 | 19 | 10.5 | 9 | 2 | 92 | 73 | 215675898
DAY & NIGHT | C5H0V48*K*AAA* | EVM5X60M24A*+WALLCON | *80CTL1352422B* | 48000 | 50000 | 19 | 10.5 | 9 | 2 | 92 | 73 | 215675899
KEEPRITE | C5H0V48*K*AAA* | EVM5X60M24A*+WALLCON | *80CTL1352422B* | 48000 | 50000 | 19 | 10.5 | 9 | 2 | 92 | 73 | 215675900
KENMORE | (C,H,T)5H0V48*K*AAA* | EVM5X60M24A*+WALLCON | *80CTL1352422B* | 48000 | 50000 | 19 | 10.5 | 9 | 2 | 92 | 73 | 215675901
TEMPSTAR | T5H0V48*K*AAA* | EVM5X60M24A*+WALLCON | *80CTL1352422B* | 48000 | 50000 | 19 | 10.5 | 9 | 2 | 92 | 73 | 215675902
CARRIER | 27VNA048A*030* | CVAMA6024XMA*+UI | 59CU5B080C21**20 | 47500 | 50000 | 18.5 | 10 | 9 | 2 | 93 | 74 | 215675903
BRYANT HEATING AND COOLING SYSTEMS | 290VAN048**AA* | CVAMA6024XMA*+UI | 935CB60080C21*** | 47500 | 50000 | 18.5 | 10 | 9 | 2 | 93 | 74 | 215675904
HEIL | H5H0V48*K*AAA* | EVM5X60M24A*+WALLCON | *95CSU0802120B* | 47500 | 50000 | 18.5 | 10 | 9 | 2 | 93 | 74 | 215675905
AIRQUEST | H5H0V48*K*AAA* | EVM5X60M24A*+WALLCON | *95CSU0802120B* | 47500 | 50000 | 18.5 | 10 | 9 | 2 | 93 | 74 | 215675906
ARCOAIRE | H5H0V48*K*AAA* | EVM5X60M24A*+WALLCON | *95CSU0802120B* | 47500 | 50000 | 18.5 | 10 | 9 | 2 | 93 | 74 | 215675907
COMFORTMAKER | C5H0V48*K*AAA* | EVM5X60M24A*+WALLCON | *95CSU0802120B* | 47500 | 50000 | 18.5 | 10 | 9 | 2 | 93 | 74 | 215675908
DAY & NIGHT | C5H0V48*K*AAA* | EVM5X60M24A*+WALLCON | *95CSU0802120B* | 47500 | 50000 | 18.5 | 10 | 9 | 2 | 93 | 74 | 215675909
KEEPRITE | C5H0V48*K*AAA* | EVM5X60M24A*+WALLCON | *95CSU0802120B* | 47500 | 50000 | 18.5 | 10 | 9 | 2 | 93 | 74 | 215675910
KENMORE | (C,H,T)5H0V48*K*AAA* | EVM5X60M24A*+WALLCON | *95CSU0802120B* | 47500 | 50000 | 18.5 | 10 | 9 | 2 | 93 | 74 | 215675911
TEMPSTAR | T5H0V48*K*AAA* | EVM5X60M24A*+WALLCON | *95CSU0802120B* | 47500 | 50000 | 18.5 | 10 | 9 | 2 | 93 | 74 | 215675912
CARRIER | 27VNA048A*030* | CVAMA6024XMA*+UI | 59CU5B100C21**22 | 48000 | 50000 | 19 | 10 | 9 | 2.02 | 92 | 73 | 215675913
BRYANT HEATING AND COOLING SYSTEMS | 290VAN048**AA* | CVAMA6024XMA*+UI | 935CB66100C21*** | 48000 | 50000 | 19 | 10 | 9 | 2.02 | 92 | 73 | 215675914
HEIL | H5H0V48*K*AAA* | EVM5X60M24A*+WALLCON | *95CSU1002122B* | 48000 | 50000 | 19 | 10 | 9 | 2.02 | 92 | 73 | 215675915
AIRQUEST | H5H0V48*K*AAA* | EVM5X60M24A*+WALLCON | *95CSU1002122B* | 48000 | 50000 | 19 | 10 | 9 | 2.02 | 92 | 73 | 215675916
ARCOAIRE | H5H0V48*K*AAA* | EVM5X60M24A*+WALLCON | *95CSU1002122B* | 48000 | 50000 | 19 | 10 | 9 | 2.02 | 92 | 73 | 215675917
COMFORTMAKER | C5H0V48*K*AAA* | EVM5X60M24A*+WALLCON | *95CSU1002122B* | 48000 | 50000 | 19 | 10 | 9 | 2.02 | 92 | 73 | 215675918
DAY & NIGHT | C5H0V48*K*AAA* | EVM5X60M24A*+WALLCON | *95CSU1002122B* | 48000 | 50000 | 19 | 10 | 9 | 2.02 | 92 | 73 | 215675919
COMFORTMAKER | C5H0V48*K*AAA* | EVM5X61M24A*+WALLCON | *95CSU0802120B* | 48500 | 50000 | 19 | 10 | 9 | 2 | 93 | 74 | 215676018
DAY & NIGHT | C5H0V48*K*AAA* | EVM5X61M24A*+WALLCON | *95CSU0802120B* | 48500 | 50000 | 19 | 10 | 9 | 2 | 93 | 74 | 215676019
KEEPRITE | C5H0V48*K*AAA* | EVM5X61M24A*+WALLCON | *95CSU0802120B* | 48500 | 50000 | 19 | 10 | 9 | 2 | 93 | 74 | 215676020
KENMORE | (C,H,T)5H0V48*K*AAA* | EVM5X61M24A*+WALLCON | *95CSU0802120B* | 48500 | 50000 | 19 | 10 | 9 | 2 | 93 | 74 | 215676021
TEMPSTAR | T5H0V48*K*AAA* | EVM5X61M24A*+WALLCON | *95CSU0802120B* | 48500 | 50000 | 19 | 10 | 9 | 2 | 93 | 74 | 215676022
CARRIER | 27VNA048A*030* | CVAMA6124XMA*+UI | 59CU5B100C21**22 | 48500 | 50000 | 19 | 10.5 | 9 | 2.1 | 93 | 73 | 215676023
BRYANT HEATING AND COOLING SYSTEMS | 290VAN048**AA* | CVAMA6124XMA*+UI | 935CB66100C21*** | 48500 | 50000 | 19 | 10.5 | 9 | 2.1 | 93 | 73 | 215676024
HEIL | H5H0V48*K*AAA* | EVM5X61M24A*+WALLCON | *95CSU1002122B* | 48500 | 50000 | 19 | 10.5 | 9 | 2.1 | 93 | 73 | 215676025
AIRQUEST | H5H0V48*K*AAA* | EVM5X61M24A*+WALLCON | *95CSU1002122B* | 48500 | 50000 | 19 | 10.5 | 9 | 2.1 | 93 | 73 | 215676026
ARCOAIRE | H5H0V48*K*AAA* | EVM5X61M24A*+WALLCON | *95CSU1002122B* | 48500 | 50000 | 19 | 10.5 | 9 | 2.1 | 93 | 73 | 215676027
COMFORTMAKER | C5H0V48*K*AAA* | EVM5X61M24A*+WALLCON | *95CSU1002122B* | 48500 | 50000 | 19 | 10.5 | 9 | 2.1 | 93 | 73 | 215676028
DAY & NIGHT | C5H0V48*K*AAA* | EVM5X61M24A*+WALLCON | *95CSU1002122B* | 48500 | 50000 | 19 | 10.5 | 9 | 2.1 | 93 | 73 | 215676029
KEEPRITE | C5H0V48*K*AAA* | EVM5X61M24A*+WALLCON | *95CSU1002122B* | 48500 | 50000 | 19 | 10.5 | 9 | 2.1 | 93 | 73 | 215676030
KENMORE | (C,H,T)5H0V48*K*AAA* | EVM5X61M24A*+WALLCON | *95CSU1002122B* | 48500 | 50000 | 19 | 10.5 | 9 | 2.1 | 93 | 73 | 215676031
TEMPSTAR | T5H0V48*K*AAA* | EVM5X61M24A*+WALLCON | *95CSU1002122B* | 48500 | 50000 | 19 | 10.5 | 9 | 2.1 | 93 | 73 | 215676032
CARRIER | 27VNA048A*030* | CVAMA6124XMA*+UI | 59MN7C060C21**20 | 48500 | 50000 | 19 | 10 | 9 | 1.98 | 94 | 74 | 215676033
BRYANT HEATING AND COOLING SYSTEMS | 290VAN048**AA* | CVAMA6124XMA*+UI | 987MC60060C21*** | 48500 | 50000 | 19 | 10 | 9 | 1.98 | 94 | 74 | 215676034
HEIL | H5H0V48*K*AAA* | EVM5X61M24A*+WALLCON | *97CMN0602120B* | 48500 | 50000 | 19 | 10 | 9 | 1.98 | 94 | 74 | 215676035
AIRQUEST | H5H0V48*K*AAA* | EVM5X61M24A*+WALLCON | *97CMN0602120B* | 48500 | 50000 | 19 | 10 | 9 | 1.98 | 94 | 74 | 215676036
ARCOAIRE | H5H0V48*K*AAA* | EVM5X61M24A*+WALLCON | *97CMN0602120B* | 48500 | 50000 | 19 | 10 | 9 | 1.98 | 94 | 74 | 215676037
COMFORTMAKER | C5H0V48*K*AAA* | EVM5X61M24A*+WALLCON | *97CMN0602120B* | 48500 | 50000 | 19 | 10 | 9 | 1.98 | 94 | 74 | 215676038
DAY & NIGHT | C5H0V48*K*AAA* | EVM5X61M24A*+WALLCON | *97CMN0602120B* | 48500 | 50000 | 19 | 10 | 9 | 1.98 | 94 | 74 | 215676039
KEEPRITE | C5H0V48*K*AAA* | EVM5X61M24A*+WALLCON | *97CMN0602120B* | 48500 | 50000 | 19 | 10 | 9 | 1.98 | 94 | 74 | 215676040
KENMORE | (C,H,T)5H0V48*K*AAA* | EVM5X61M24A*+WALLCON | *97CMN0602120B* | 48500 | 50000 | 19 | 10 | 9 | 1.98 | 94 | 74 | 215676041
TEMPSTAR | T5H0V48*K*AAA* | EVM5X61M24A*+WALLCON | *97CMN0602120B* | 48500 | 50000 | 19 | 10 | 9 | 1.98 | 94 | 74 | 215676042
CARRIER | 27VNA048A*030* | CVAMA6124XMA*+UI | 59MN7C080C21**20 | 48500 | 50000 | 19 | 10.5 | 9.5 | 2.12 | 93 | 74 | 215676043
BRYANT HEATING AND COOLING SYSTEMS | 290VAN048**AA* | CVAMA6124XMA*+UI | 987MC60080C21*** | 48500 | 50000 | 19 | 10.5 | 9.5 | 2.12 | 93 | 74 | 215676044
HEIL | H5H0V36*K*AAA* | EA*5X43M21A*+WALLCON | *80CTL0701716B* | 34400 | 35400 | 18 | 10 | 8.1 | 1.9 | 86 | 71 | 215668980
AIRQUEST | H5H0V36*K*AAA* | EA*5X43M21A*+WALLCON | *80CTL0701716B* | 34400 | 35400 | 18 | 10 | 8.1 | 1.9 | 86 | 71 | 215668981
ARCOAIRE | H5H0V36*K*AAA* | EA*5X43M21A*+WALLCON | *80CTL0701716B* | 34400 | 35400 | 18 | 10 | 8.1 | 1.9 | 86 | 71 | 215668982
COMFORTMAKER | C5H0V36*K*AAA* | EA*5X43M21A*+WALLCON | *80CTL0701716B* | 34400 | 35400 | 18 | 10 | 8.1 | 1.9 | 86 | 71 | 215668983
DAY & NIGHT | C5H0V36*K*AAA* | EA*5X43M21A*+WALLCON | *80CTL0701716B* | 34400 | 35400 | 18 | 10 | 8.1 | 1.9 | 86 | 71 | 215668984
KEEPRITE | C5H0V36*K*AAA* | EA*5X43M21A*+WALLCON | *80CTL0701716B* | 34400 | 35400 | 18 | 10 | 8.1 | 1.9 | 86 | 71 | 215668985
KENMORE | (C,H,T)5H0V36*K*AAA* | EA*5X43M21A*+WALLCON | *80CTL0701716B* | 34400 | 35400 | 18 | 10 | 8.1 | 1.9 | 86 | 71 | 215668986
TEMPSTAR | T5H0V36*K*AAA* | EA*5X43M21A*+WALLCON | *80CTL0701716B* | 34400 | 35400 | 18 | 10 | 8.1 | 1.9 | 86 | 71 | 215668987
HEIL | H5H0V36*K*AAA* | EA*5X43M21A*+WALLCON | *80CTL0702120B* | 34400 | 35400 | 18 | 10 | 9 | 1.88 | 86 | 71 | 215668988
AIRQUEST | H5H0V36*K*AAA* | EA*5X43M21A*+WALLCON | *80CTL0702120B* | 34400 | 35400 | 18 | 10 | 9 | 1.88 | 86 | 71 | 215668989
ARCOAIRE | H5H0V36*K*AAA* | EA*5X43M21A*+WALLCON | *80CTL0702120B* | 34400 | 35400 | 18 | 10 | 9 | 1.88 | 86 | 71 | 215668990
COMFORTMAKER | C5H0V36*K*AAA* | EA*5X43M21A*+WALLCON | *80CTL0702120B* | 34400 | 35400 | 18 | 10 | 9 | 1.88 | 86 | 71 | 215668991
DAY & NIGHT | C5H0V36*K*AAA* | EA*5X43M21A*+WALLCON | *80CTL0702120B* | 34400 | 35400 | 18 | 10 | 9 | 1.88 | 86 | 71 | 215668992
KEEPRITE | C5H0V36*K*AAA* | EA*5X43M21A*+WALLCON | *80CTL0702120B* | 34400 | 35400 | 18 | 10 | 9 | 1.88 | 86 | 71 | 215668993
KENMORE | (C,H,T)5H0V36*K*AAA* | EA*5X43M21A*+WALLCON | *80CTL0702120B* | 34400 | 35400 | 18 | 10 | 9 | 1.88 | 86 | 71 | 215668994
TEMPSTAR | T5H0V36*K*AAA* | EA*5X43M21A*+WALLCON | *80CTL0702120B* | 34400 | 35400 | 18 | 10 | 9 | 1.88 | 86 | 71 | 215668995
HEIL | H5H0V36*K*AAA* | EA*5X43M21A*+WALLCON | *80CTL0901716B* | 34400 | 35400 | 18 | 10 | 9 | 1.88 | 86 | 71 | 215668996
AIRQUEST | H5H0V36*K*AAA* | EA*5X43M21A*+WALLCON | *80CTL0901716B* | 34400 | 35400 | 18 | 10 | 9 | 1.88 | 86 | 71 | 215668997
ARCOAIRE | H5H0V36*K*AAA* | EA*5X43M21A*+WALLCON | *80CTL0901716B* | 34400 | 35400 | 18 | 10 | 9 | 1.88 | 86 | 71 | 215668998
COMFORTMAKER | C5H0V36*K*AAA* | EA*5X43M21A*+WALLCON | *80CTL0901716B* | 34400 | 35400 | 18 | 10 | 9 | 1.88 | 86 | 71 | 215668999
DAY & NIGHT | C5H0V36*K*AAA* | EA*5X43M21A*+WALLCON | *80CTL0901716B* | 34400 | 35400 | 18 | 10 | 9 | 1.88 | 86 | 71 | 215669000
KEEPRITE | C5H0V36*K*AAA* | EA*5X43M21A*+WALLCON | *80CTL0901716B* | 34400 | 35400 | 18 | 10 | 9 | 1.88 | 86 | 71 | 215669001
KENMORE | (C,H,T)5H0V36*K*AAA* | EA*5X43M21A*+WALLCON | *80CTL0901716B* | 34400 | 35400 | 18 | 10 | 9 | 1.88 | 86 | 71 | 215669002
TEMPSTAR | T5H0V36*K*AAA* | EA*5X43M21A*+WALLCON | *80CTL0901716B* | 34400 | 35400 | 18 | 10 | 9 | 1.88 | 86 | 71 | 215669003
HEIL | H5H0V36*K*AAA* | EA*5X43M21A*+WALLCON | *80CTL0902120B* | 34600 | 35200 | 18 | 10 | 9 | 1.9 | 86 | 71 | 215669004
AIRQUEST | H5H0V36*K*AAA* | EA*5X43M21A*+WALLCON | *80CTL0902120B* | 34600 | 35200 | 18 | 10 | 9 | 1.9 | 86 | 71 | 215669005
ARCOAIRE | H5H0V36*K*AAA* | EA*5X43M21A*+WALLCON | *80CTL0902120B* | 34600 | 35200 | 18 | 10 | 9 | 1.9 | 86 | 71 | 215669006
COMFORTMAKER | C5H0V36*K*AAA* | EA*5X43M21A*+WALLCON | *80CTL0902120B* | 34600 | 35200 | 18 | 10 | 9 | 1.9 | 86 | 71 | 215669007
DAY & NIGHT | C5H0V36*K*AAA* | EA*5X43M21A*+WALLCON | *80CTL0902120B* | 34600 | 35200 | 18 | 10 | 9 | 1.9 | 86 | 71 | 215669008
KEEPRITE | C5H0V36*K*AAA* | EA*5X43M21A*+WALLCON | *80CTL0902120B* | 34600 | 35200 | 18 | 10 | 9 | 1.9 | 86 | 71 | 215669009
KENMORE | (C,H,T)5H0V36*K*AAA* | EA*5X43M21A*+WALLCON | *80CTL0902120B* | 34600 | 35200 | 18 | 10 | 9 | 1.9 | 86 | 71 | 215669010
TEMPSTAR | T5H0V36*K*AAA* | EA*5X43M21A*+WALLCON | *80CTL0902120B* | 34600 | 35200 | 18 | 10 | 9 | 1.9 | 86 | 71 | 215669011
HEIL | H5H0V36*K*AAA* | EA*5X43M21A*+WALLCON | *80CTL1102120B* | 34600 | 35200 | 18 | 10 | 9 | 1.9 | 86 | 71 | 215669012
AIRQUEST | H5H0V36*K*AAA* | EA*5X43M21A*+WALLCON | *80CTL1102120B* | 34600 | 35200 | 18 | 10 | 9 | 1.9 | 86 | 71 | 215669013
ARCOAIRE | H5H0V36*K*AAA* | EA*5X43M21A*+WALLCON | *80CTL1102120B* | 34600 | 35200 | 18 | 10 | 9 | 1.9 | 86 | 71 | 215669014
DAY & NIGHT | C5H0V36*K*AAA* | EA*5X43M21A*+WALLCON | *80CTL1102120B* | 34600 | 35200 | 18 | 10 | 9 | 1.9 | 86 | 71 | 215669016
COMFORTMAKER | C5H0V36*K*AAA* | EA*5X43M21A*+WALLCON | *80CTL1102120B* | 34600 | 35200 | 18 | 10 | 9 | 1.9 | 86 | 71 | 215669015
KENMORE | (C,H,T)5H0V36*K*AAA* | EA*5X43M21A*+WALLCON | *80CTL1102120B* | 34600 | 35200 | 18 | 10 | 9 | 1.9 | 86 | 71 | 215669018
KEEPRITE | C5H0V36*K*AAA* | EA*5X43M21A*+WALLCON | *80CTL1102120B* | 34600 | 35200 | 18 | 10 | 9 | 1.9 | 86 | 71 | 215669017
TEMPSTAR | T5H0V36*K*AAA* | EA*5X43M21A*+WALLCON | *80CTL1102120B* | 34600 | 35200 | 18 | 10 | 9 | 1.9 | 86 | 71 | 215669019
ARCOAIRE | H5H0V48*K*AAA* | EVD5X60M21A*+WALLCON | *95CSU0802120B* | 48000 | 50000 | 18.5 | 10 | 9 | 2 | 93 | 74 | 215676507
COMFORTMAKER | C5H0V48*K*AAA* | EVD5X60M21A*+WALLCON | *95CSU0802120B* | 48000 | 50000 | 18.5 | 10 | 9 | 2 | 93 | 74 | 215676508
DAY & NIGHT | C5H0V48*K*AAA* | EVD5X60M21A*+WALLCON | *95CSU0802120B* | 48000 | 50000 | 18.5 | 10 | 9 | 2 | 93 | 74 | 215676509
KEEPRITE | C5H0V48*K*AAA* | EVD5X60M21A*+WALLCON | *95CSU0802120B* | 48000 | 50000 | 18.5 | 10 | 9 | 2 | 93 | 74 | 215676510
KENMORE | (C,H,T)5H0V48*K*AAA* | EVD5X60M21A*+WALLCON | *95CSU0802120B* | 48000 | 50000 | 18.5 | 10 | 9 | 2 | 93 | 74 | 215676511
TEMPSTAR | T5H0V48*K*AAA* | EVD5X60M21A*+WALLCON | *95CSU0802120B* | 48000 | 50000 | 18.5 | 10 | 9 | 2 | 93 | 74 | 215676512
CARRIER | 27VNA048A*030* | CVAVA6021XMA*+UI | 59CU5B100C21**22 | 48000 | 50000 | 19 | 10 | 9 | 2.12 | 93 | 73 | 215676513
BRYANT HEATING AND COOLING SYSTEMS | 290VAN048**AA* | CVAVA6021XMA*+UI | 935CB66100C21*** | 48000 | 50000 | 19 | 10 | 9 | 2.12 | 93 | 73 | 215676514
HEIL | H5H0V48*K*AAA* | EVD5X60M21A*+WALLCON | *95CSU1002122B* | 48000 | 50000 | 19 | 10 | 9 | 2.12 | 93 | 73 | 215676515
AIRQUEST | H5H0V48*K*AAA* | EVD5X60M21A*+WALLCON | *95CSU1002122B* | 48000 | 50000 | 19 | 10 | 9 | 2.12 | 93 | 73 | 215676516
ARCOAIRE | H5H0V48*K*AAA* | EVD5X60M21A*+WALLCON | *95CSU1002122B* | 48000 | 50000 | 19 | 10 | 9 | 2.12 | 93 | 73 | 215676517
COMFORTMAKER | C5H0V48*K*AAA* | EVD5X60M21A*+WALLCON | *95CSU1002122B* | 48000 | 50000 | 19 | 10 | 9 | 2.12 | 93 | 73 | 215676518
DAY & NIGHT | C5H0V48*K*AAA* | EVD5X60M21A*+WALLCON | *95CSU1002122B* | 48000 | 50000 | 19 | 10 | 9 | 2.12 | 93 | 73 | 215676519
KEEPRITE | C5H0V48*K*AAA* | EVD5X60M21A*+WALLCON | *95CSU1002122B* | 48000 | 50000 | 19 | 10 | 9 | 2.12 | 93 | 73 | 215676520
KENMORE | (C,H,T)5H0V48*K*AAA* | EVD5X60M21A*+WALLCON | *95CSU1002122B* | 48000 | 50000 | 19 | 10 | 9 | 2.12 | 93 | 73 | 215676521
TEMPSTAR | T5H0V48*K*AAA* | EVD5X60M21A*+WALLCON | *95CSU1002122B* | 48000 | 50000 | 19 | 10 | 9 | 2.12 | 93 | 73 | 215676522
CARRIER | 27VNA048A*030* | CVAVA6021XMA*+UI | 59MN7C060C21**20 | 47500 | 50000 | 18.5 | 10 | 9 | 1.98 | 94 | 74 | 215676523
BRYANT HEATING AND COOLING SYSTEMS | 290VAN048**AA* | CVAVA6021XMA*+UI | 987MC60060C21*** | 47500 | 50000 | 18.5 | 10 | 9 | 1.98 | 94 | 74 | 215676524
HEIL | H5H0V48*K*AAA* | EVD5X60M21A*+WALLCON | *97CMN0602120B* | 47500 | 50000 | 18.5 | 10 | 9 | 1.98 | 94 | 74 | 215676525
AIRQUEST | H5H0V48*K*AAA* | EVD5X60M21A*+WALLCON | *97CMN0602120B* | 47500 | 50000 | 18.5 | 10 | 9 | 1.98 | 94 | 74 | 215676526
ARCOAIRE | H5H0V48*K*AAA* | EVD5X60M21A*+WALLCON | *97CMN0602120B* | 47500 | 50000 | 18.5 | 10 | 9 | 1.98 | 94 | 74 | 215676527
COMFORTMAKER | C5H0V48*K*AAA* | EVD5X60M21A*+WALLCON | *97CMN0602120B* | 47500 | 50000 | 18.5 | 10 | 9 | 1.98 | 94 | 74 | 215676528
DAY & NIGHT | C5H0V48*K*AAA* | EVD5X60M21A*+WALLCON | *97CMN0602120B* | 47500 | 50000 | 18.5 | 10 | 9 | 1.98 | 94 | 74 | 215676529
KEEPRITE | C5H0V48*K*AAA* | EVD5X60M21A*+WALLCON | *97CMN0602120B* | 47500 | 50000 | 18.5 | 10 | 9 | 1.98 | 94 | 74 | 215676530
KENMORE | (C,H,T)5H0V48*K*AAA* | EVD5X60M21A*+WALLCON | *97CMN0602120B* | 47500 | 50000 | 18.5 | 10 | 9 | 1.98 | 94 | 74 | 215676531
TEMPSTAR | T5H0V48*K*AAA* | EVD5X60M21A*+WALLCON | *97CMN0602120B* | 47500 | 50000 | 18.5 | 10 | 9 | 1.98 | 94 | 74 | 215676532
CARRIER | 27VNA048A*030* | CVAVA6021XMA*+UI | 59MN7C080C17**14 | 47500 | 50000 | 18.5 | 10 | 9 | 1.98 | 94 | 75 | 215676533
BRYANT HEATING AND COOLING SYSTEMS | 290VAN048**AA* | CVAVA6021XMA*+UI | 987MC42080C17*** | 47500 | 50000 | 18.5 | 10 | 9 | 1.98 | 94 | 75 | 215676534
HEIL | H5H0V48*K*AAA* | EVD5X60M21A*+WALLCON | *97CMN0801714B* | 47500 | 50000 | 18.5 | 10 | 9 | 1.98 | 94 | 75 | 215676535
AIRQUEST | H5H0V48*K*AAA* | EVD5X60M21A*+WALLCON | *97CMN0801714B* | 47500 | 50000 | 18.5 | 10 | 9 | 1.98 | 94 | 75 | 215676536
ARCOAIRE | H5H0V48*K*AAA* | EVD5X60M21A*+WALLCON | *97CMN0801714B* | 47500 | 50000 | 18.5 | 10 | 9 | 1.98 | 94 | 75 | 215676537
COMFORTMAKER | C5H0V48*K*AAA* | EVD5X60M21A*+WALLCON | *97CMN0801714B* | 47500 | 50000 | 18.5 | 10 | 9 | 1.98 | 94 | 75 | 215676538
DAY & NIGHT | C5H0V48*K*AAA* | EVD5X60M21A*+WALLCON | *97CMN0801714B* | 47500 | 50000 | 18.5 | 10 | 9 | 1.98 | 94 | 75 | 215676539
KEEPRITE | C5H0V48*K*AAA* | EVD5X60M21A*+WALLCON | *97CMN0801714B* | 47500 | 50000 | 18.5 | 10 | 9 | 1.98 | 94 | 75 | 215676540
KENMORE | (C,H,T)5H0V48*K*AAA* | EVD5X60M21A*+WALLCON | *97CMN0801714B* | 47500 | 50000 | 18.5 | 10 | 9 | 1.98 | 94 | 75 | 215676541
COMFORTMAKER | C5H0V48*K*AAA* | EVM5X48M21A*+WALLCON | *95CSU1002122B* | 47000 | 50000 | 18 | 10 | 9 | 2.02 | 91 | 73 | 215675428
TEMPSTAR | T5H0V48*K*AAA* | EVD5X60M21A*+WALLCON | *97CMN0801714B* | 47500 | 50000 | 18.5 | 10 | 9 | 1.98 | 94 | 75 | 215676542
KEEPRITE | C5H0V48*K*AAA* | EVM5X48M21A*+WALLCON | *95CSU1002122B* | 47000 | 50000 | 18 | 10 | 9 | 2.02 | 91 | 73 | 215675430
DAY & NIGHT | C5H0V48*K*AAA* | EVM5X48M21A*+WALLCON | *95CSU1002122B* | 47000 | 50000 | 18 | 10 | 9 | 2.02 | 91 | 73 | 215675429
TEMPSTAR | T5H0V48*K*AAA* | EVM5X48M21A*+WALLCON | *95CSU1002122B* | 47000 | 50000 | 18 | 10 | 9 | 2.02 | 91 | 73 | 215675432
KENMORE | (C,H,T)5H0V48*K*AAA* | EVM5X48M21A*+WALLCON | *95CSU1002122B* | 47000 | 50000 | 18 | 10 | 9 | 2.02 | 91 | 73 | 215675431
CARRIER | 27VNA048A*030* | CVAVA6021XMA*+UI | 59MN7C080C21**20 | 48000 | 50000 | 19 | 10 | 9 | 2 | 93 | 74 | 215676543
BRYANT HEATING AND COOLING SYSTEMS | 290VAN048**AA* | CVAVA6021XMA*+UI | 987MC60080C21*** | 48000 | 50000 | 19 | 10 | 9 | 2 | 93 | 74 | 215676544
HEIL | H5H0V48*K*AAA* | EVD5X60M21A*+WALLCON | *97CMN0802120B* | 48000 | 50000 | 19 | 10 | 9 | 2 | 93 | 74 | 215676545
AIRQUEST | H5H0V48*K*AAA* | EVD5X60M21A*+WALLCON | *97CMN0802120B* | 48000 | 50000 | 19 | 10 | 9 | 2 | 93 | 74 | 215676546
ARCOAIRE | H5H0V48*K*AAA* | EVD5X60M21A*+WALLCON | *97CMN0802120B* | 48000 | 50000 | 19 | 10 | 9 | 2 | 93 | 74 | 215676547
COMFORTMAKER | C5H0V48*K*AAA* | EVD5X60M21A*+WALLCON | *97CMN0802120B* | 48000 | 50000 | 19 | 10 | 9 | 2 | 93 | 74 | 215676548
DAY & NIGHT | C5H0V48*K*AAA* | EVD5X60M21A*+WALLCON | *97CMN0802120B* | 48000 | 50000 | 19 | 10 | 9 | 2 | 93 | 74 | 215676549
KEEPRITE | C5H0V48*K*AAA* | EVD5X60M21A*+WALLCON | *97CMN0802120B* | 48000 | 50000 | 19 | 10 | 9 | 2 | 93 | 74 | 215676550
KENMORE | (C,H,T)5H0V48*K*AAA* | EVD5X60M21A*+WALLCON | *97CMN0802120B* | 48000 | 50000 | 19 | 10 | 9 | 2 | 93 | 74 | 215676551
TEMPSTAR | T5H0V48*K*AAA* | EVD5X60M21A*+WALLCON | *97CMN0802120B* | 48000 | 50000 | 19 | 10 | 9 | 2 | 93 | 74 | 215676552
CARRIER | 27VNA048A*030* | CVAVA6021XMA*+UI | 59MN7C100C21**22 | 48000 | 50000 | 19 | 10 | 9 | 2 | 93 | 73 | 215676553
BRYANT HEATING AND COOLING SYSTEMS | 290VAN048**AA* | CVAVA6021XMA*+UI | 987MC66100C21*** | 48000 | 50000 | 19 | 10 | 9 | 2 | 93 | 73 | 215676554
HEIL | H5H0V48*K*AAA* | EVD5X60M21A*+WALLCON | *97CMN1002122B* | 48000 | 50000 | 19 | 10 | 9 | 2 | 93 | 73 | 215676555
AIRQUEST | H5H0V48*K*AAA* | EVD5X60M21A*+WALLCON | *97CMN1002122B* | 48000 | 50000 | 19 | 10 | 9 | 2 | 93 | 73 | 215676556
ARCOAIRE | H5H0V48*K*AAA* | EVD5X60M21A*+WALLCON | *97CMN1002122B* | 48000 | 50000 | 19 | 10 | 9 | 2 | 93 | 73 | 215676557
COMFORTMAKER | C5H0V48*K*AAA* | EVD5X60M21A*+WALLCON | *97CMN1002122B* | 48000 | 50000 | 19 | 10 | 9 | 2 | 93 | 73 | 215676558
DAY & NIGHT | C5H0V48*K*AAA* | EVD5X60M21A*+WALLCON | *97CMN1002122B* | 48000 | 50000 | 19 | 10 | 9 | 2 | 93 | 73 | 215676559
KEEPRITE | C5H0V48*K*AAA* | EVD5X60M21A*+WALLCON | *97CMN1002122B* | 48000 | 50000 | 19 | 10 | 9 | 2 | 93 | 73 | 215676560
KENMORE | (C,H,T)5H0V48*K*AAA* | EVD5X60M21A*+WALLCON | *97CMN1002122B* | 48000 | 50000 | 19 | 10 | 9 | 2 | 93 | 73 | 215676561
TEMPSTAR | T5H0V48*K*AAA* | EVD5X60M21A*+WALLCON | *97CMN1002122B* | 48000 | 50000 | 19 | 10 | 9 | 2 | 93 | 73 | 215676562
ARCOAIRE | H5H0V36*K*AAA* | EA*5X61M24A*+WALLCON | *80CTL1102120B* | 35000 | 34400 | 18.5 | 10.5 | 9 | 1.92 | 87 | 72 | 215669646
COMFORTMAKER | C5H0V36*K*AAA* | EA*5X61M24A*+WALLCON | *80CTL1102120B* | 35000 | 34400 | 18.5 | 10.5 | 9 | 1.92 | 87 | 72 | 215669647
DAY & NIGHT | C5H0V36*K*AAA* | EA*5X61M24A*+WALLCON | *80CTL1102120B* | 35000 | 34400 | 18.5 | 10.5 | 9 | 1.92 | 87 | 72 | 215669648
KEEPRITE | C5H0V36*K*AAA* | EA*5X61M24A*+WALLCON | *80CTL1102120B* | 35000 | 34400 | 18.5 | 10.5 | 9 | 1.92 | 87 | 72 | 215669649
KENMORE | (C,H,T)5H0V36*K*AAA* | EA*5X61M24A*+WALLCON | *80CTL1102120B* | 35000 | 34400 | 18.5 | 10.5 | 9 | 1.92 | 87 | 72 | 215669650
TEMPSTAR | T5H0V36*K*AAA* | EA*5X61M24A*+WALLCON | *80CTL1102120B* | 35000 | 34400 | 18.5 | 10.5 | 9 | 1.92 | 87 | 72 | 215669651
CARRIER | 27VNA036A*030* | CAA**6124AM*+UI | 58TN*B135C24**22 | 35000 | 34400 | 18.5 | 10.5 | 9 | 1.92 | 87 | 72 | 215669652
BRYANT HEATING AND COOLING SYSTEMS | 290VAN036**AA* | CAA**6124AM*+UI | 88*TB66135C24*** | 35000 | 34400 | 18.5 | 10.5 | 9 | 1.92 | 87 | 72 | 215669653
HEIL | H5H0V36*K*AAA* | EA*5X61M24A*+WALLCON | *80CTL1352422B* | 35000 | 34400 | 18.5 | 10.5 | 9 | 1.92 | 87 | 72 | 215669654
AIRQUEST | H5H0V36*K*AAA* | EA*5X61M24A*+WALLCON | *80CTL1352422B* | 35000 | 34400 | 18.5 | 10.5 | 9 | 1.92 | 87 | 72 | 215669655
ARCOAIRE | H5H0V36*K*AAA* | EA*5X61M24A*+WALLCON | *80CTL1352422B* | 35000 | 34400 | 18.5 | 10.5 | 9 | 1.92 | 87 | 72 | 215669656
COMFORTMAKER | C5H0V36*K*AAA* | EA*5X61M24A*+WALLCON | *80CTL1352422B* | 35000 | 34400 | 18.5 | 10.5 | 9 | 1.92 | 87 | 72 | 215669657
DAY & NIGHT | C5H0V36*K*AAA* | EA*5X61M24A*+WALLCON | *80CTL1352422B* | 35000 | 34400 | 18.5 | 10.5 | 9 | 1.92 | 87 | 72 | 215669658
KEEPRITE | C5H0V36*K*AAA* | EA*5X61M24A*+WALLCON | *80CTL1352422B* | 35000 | 34400 | 18.5 | 10.5 | 9 | 1.92 | 87 | 72 | 215669659
KENMORE | (C,H,T)5H0V36*K*AAA* | EA*5X61M24A*+WALLCON | *80CTL1352422B* | 35000 | 34400 | 18.5 | 10.5 | 9 | 1.92 | 87 | 72 | 215669660
TEMPSTAR | T5H0V36*K*AAA* | EA*5X61M24A*+WALLCON | *80CTL1352422B* | 35000 | 34400 | 18.5 | 10.5 | 9 | 1.92 | 87 | 72 | 215669661
CARRIER | 27VNA036A*030* | CAA**6124AM*+UI | 59CU5B080C21**20 | 34800 | 34400 | 18 | 10 | 9 | 1.92 | 87 | 72 | 215669662
BRYANT HEATING AND COOLING SYSTEMS | 290VAN036**AA* | CAA**6124AM*+UI | 935CB60080C21*** | 34800 | 34400 | 18 | 10 | 9 | 1.92 | 87 | 72 | 215669663
HEIL | H5H0V36*K*AAA* | EA*5X61M24A*+WALLCON | *95CSU0802120B* | 34800 | 34400 | 18 | 10 | 9 | 1.92 | 87 | 72 | 215669664
AIRQUEST | H5H0V36*K*AAA* | EA*5X61M24A*+WALLCON | *95CSU0802120B* | 34800 | 34400 | 18 | 10 | 9 | 1.92 | 87 | 72 | 215669665
ARCOAIRE | H5H0V36*K*AAA* | EA*5X61M24A*+WALLCON | *95CSU0802120B* | 34800 | 34400 | 18 | 10 | 9 | 1.92 | 87 | 72 | 215669666
COMFORTMAKER | C5H0V36*K*AAA* | EA*5X61M24A*+WALLCON | *95CSU0802120B* | 34800 | 34400 | 18 | 10 | 9 | 1.92 | 87 | 72 | 215669667
DAY & NIGHT | C5H0V36*K*AAA* | EA*5X61M24A*+WALLCON | *95CSU0802120B* | 34800 | 34400 | 18 | 10 | 9 | 1.92 | 87 | 72 | 215669668
KEEPRITE | C5H0V36*K*AAA* | EA*5X61M24A*+WALLCON | *95CSU0802120B* | 34800 | 34400 | 18 | 10 | 9 | 1.92 | 87 | 72 | 215669669
KENMORE | (C,H,T)5H0V36*K*AAA* | EA*5X61M24A*+WALLCON | *95CSU0802120B* | 34800 | 34400 | 18 | 10 | 9 | 1.92 | 87 | 72 | 215669670
TEMPSTAR | T5H0V36*K*AAA* | EA*5X61M24A*+WALLCON | *95CSU0802120B* | 34800 | 34400 | 18 | 10 | 9 | 1.92 | 87 | 72 | 215669671
CARRIER | 27VNA036A*030* | CAA**6124AM*+UI | 59CU5B100C21**22 | 35000 | 34400 | 18.5 | 10 | 9 | 1.92 | 87 | 72 | 215669672
BRYANT HEATING AND COOLING SYSTEMS | 290VAN036**AA* | CAA**6124AM*+UI | 935CB66100C21*** | 35000 | 34400 | 18.5 | 10 | 9 | 1.92 | 87 | 72 | 215669673
HEIL | H5H0V36*K*AAA* | EA*5X61M24A*+WALLCON | *95CSU1002122B* | 35000 | 34400 | 18.5 | 10 | 9 | 1.92 | 87 | 72 | 215669674
AIRQUEST | H5H0V36*K*AAA* | EA*5X61M24A*+WALLCON | *95CSU1002122B* | 35000 | 34400 | 18.5 | 10 | 9 | 1.92 | 87 | 72 | 215669675
ARCOAIRE | H5H0V36*K*AAA* | EA*5X61M24A*+WALLCON | *95CSU1002122B* | 35000 | 34400 | 18.5 | 10 | 9 | 1.92 | 87 | 72 | 215669676
COMFORTMAKER | C5H0V36*K*AAA* | EA*5X61M24A*+WALLCON | *95CSU1002122B* | 35000 | 34400 | 18.5 | 10 | 9 | 1.92 | 87 | 72 | 215669677
DAY & NIGHT | C5H0V36*K*AAA* | EA*5X61M24A*+WALLCON | *95CSU1002122B* | 35000 | 34400 | 18.5 | 10 | 9 | 1.92 | 87 | 72 | 215669678
KEEPRITE | C5H0V36*K*AAA* | EA*5X61M24A*+WALLCON | *95CSU1002122B* | 35000 | 34400 | 18.5 | 10 | 9 | 1.92 | 87 | 72 | 215669679
KENMORE | (C,H,T)5H0V36*K*AAA* | EA*5X61M24A*+WALLCON | *95CSU1002122B* | 35000 | 34400 | 18.5 | 10 | 9 | 1.92 | 87 | 72 | 215669680
TEMPSTAR | T5H0V36*K*AAA* | EA*5X61M24A*+WALLCON | *95CSU1002122B* | 35000 | 34400 | 18.5 | 10 | 9 | 1.92 | 87 | 72 | 215669681
CARRIER | 27VNA036A*030* | CAA**6124AM*+UI | 59MN7C060C21**20 | 34600 | 34600 | 18 | 10 | 9 | 1.9 | 87 | 72 | 215669682
BRYANT HEATING AND COOLING SYSTEMS | 290VAN036**AA* | CAA**6124AM*+UI | 987MC60060C21*** | 34600 | 34600 | 18 | 10 | 9 | 1.9 | 87 | 72 | 215669683
HEIL | H5H0V36*K*AAA* | EA*5X61M24A*+WALLCON | *97CMN0602120B* | 34600 | 34600 | 18 | 10 | 9 | 1.9 | 87 | 72 | 215669684
AIRQUEST | H5H0V36*K*AAA* | EA*5X61M24A*+WALLCON | *97CMN0602120B* | 34600 | 34600 | 18 | 10 | 9 | 1.9 | 87 | 72 | 215669685
ARCOAIRE | H5H0V36*K*AAA* | EA*5X61M24A*+WALLCON | *97CMN0602120B* | 34600 | 34600 | 18 | 10 | 9 | 1.9 | 87 | 72 | 215669686
COMFORTMAKER | C5H0V36*K*AAA* | EA*5X61M24A*+WALLCON | *97CMN0602120B* | 34600 | 34600 | 18 | 10 | 9 | 1.9 | 87 | 72 | 215669687
DAY & NIGHT | C5H0V36*K*AAA* | EA*5X61M24A*+WALLCON | *97CMN0602120B* | 34600 | 34600 | 18 | 10 | 9 | 1.9 | 87 | 72 | 215669688
KEEPRITE | C5H0V36*K*AAA* | EA*5X61M24A*+WALLCON | *97CMN0602120B* | 34600 | 34600 | 18 | 10 | 9 | 1.9 | 87 | 72 | 215669689
KENMORE | (C,H,T)5H0V36*K*AAA* | EA*5X61M24A*+WALLCON | *97CMN0602120B* | 34600 | 34600 | 18 | 10 | 9 | 1.9 | 87 | 72 | 215669690
TEMPSTAR | T5H0V36*K*AAA* | EA*5X61M24A*+WALLCON | *97CMN0602120B* | 34600 | 34600 | 18 | 10 | 9 | 1.9 | 87 | 72 | 215669691
CARRIER | 27VNA036A*030* | CAA**6124AM*+UI | 59MN7C080C21**20 | 34800 | 34400 | 18 | 10.5 | 9 | 1.92 | 87 | 72 | 215669692
BRYANT HEATING AND COOLING SYSTEMS | 290VAN036**AA* | CAA**6124AM*+UI | 987MC60080C21*** | 34800 | 34400 | 18 | 10.5 | 9 | 1.92 | 87 | 72 | 215669693
HEIL | H5H0V36*K*AAA* | EA*5X61M24A*+WALLCON | *97CMN0802120B* | 34800 | 34400 | 18 | 10.5 | 9 | 1.92 | 87 | 72 | 215669694
AIRQUEST | H5H0V36*K*AAA* | EA*5X61M24A*+WALLCON | *97CMN0802120B* | 34800 | 34400 | 18 | 10.5 | 9 | 1.92 | 87 | 72 | 215669695
ARCOAIRE | H5H0V36*K*AAA* | EA*5X61M24A*+WALLCON | *97CMN0802120B* | 34800 | 34400 | 18 | 10.5 | 9 | 1.92 | 87 | 72 | 215669696
COMFORTMAKER | C5H0V36*K*AAA* | EA*5X61M24A*+WALLCON | *97CMN0802120B* | 34800 | 34400 | 18 | 10.5 | 9 | 1.92 | 87 | 72 | 215669697
DAY & NIGHT | C5H0V36*K*AAA* | EA*5X61M24A*+WALLCON | *97CMN0802120B* | 34800 | 34400 | 18 | 10.5 | 9 | 1.92 | 87 | 72 | 215669698
KEEPRITE | C5H0V36*K*AAA* | EA*5X61M24A*+WALLCON | *97CMN0802120B* | 34800 | 34400 | 18 | 10.5 | 9 | 1.92 | 87 | 72 | 215669699
KENMORE | (C,H,T)5H0V36*K*AAA* | EA*5X61M24A*+WALLCON | *97CMN0802120B* | 34800 | 34400 | 18 | 10.5 | 9 | 1.92 | 87 | 72 | 215669700
TEMPSTAR | T5H0V36*K*AAA* | EA*5X61M24A*+WALLCON | *97CMN0802120B* | 34800 | 34400 | 18 | 10.5 | 9 | 1.92 | 87 | 72 | 215669701
ARCOAIRE | H5H0V48*K*AAA* | EVM5X48M21A*+WALLCON | *95CSU1002122B* | 47000 | 50000 | 18 | 10 | 9 | 2.02 | 91 | 73 | 215675427
AIRQUEST | H5H0V48*K*AAA* | EVM5X48M21A*+WALLCON | *95CSU1002122B* | 47000 | 50000 | 18 | 10 | 9 | 2.02 | 91 | 73 | 215675426
HEIL | H5H0V48*K*AAA* | EVM5X48M21A*+WALLCON | *95CSU1002122B* | 47000 | 50000 | 18 | 10 | 9 | 2.02 | 91 | 73 | 215675425
BRYANT HEATING AND COOLING SYSTEMS | 290VAN048**AA* | CVAMA4821XMA*+UI | 935CB66100C21*** | 47000 | 50000 | 18 | 10 | 9 | 2.02 | 91 | 73 | 215675424
CARRIER | 27VNA048A*030* | CVAMA4821XMA*+UI | 59CU5B100C21**22 | 47000 | 50000 | 18 | 10 | 9 | 2.02 | 91 | 73 | 215675423
BRYANT HEATING AND COOLING SYSTEMS | 290VAN048**AA* | CAA**6024AM*+UI | 935CB66100C21*** | 45000 | 47500 | 18 | 10 | 9 | 2.08 | 87 | 70 | 215674225
KENMORE | (C,H,T)5H0V48*K*AAA* | EA*5X60M24A*+WALLCON | *96CTN1202422B* | 45000 | 47500 | 18 | 10 | 9 | 2.06 | 87 | 71 | 215674292
TEMPSTAR | T5H0V48*K*AAA* | EA*5X60M24A*+WALLCON | *96CTN1202422B* | 45000 | 47500 | 18 | 10 | 9 | 2.06 | 87 | 71 | 215674293
CARRIER | 27VNA048A*030* | CAA**6121AM*+UI | 58CU*A080C21**20 | 46000 | 47500 | 18 | 10 | 9 | 2.08 | 88 | 71 | 215674304
HEIL | H5H0V48*K*AAA* | EA*5X60M24A*+WALLCON | *95CSU1002122B* | 45000 | 47500 | 18 | 10 | 9 | 2.08 | 87 | 70 | 215674226
AIRQUEST | H5H0V48*K*AAA* | EA*5X60M24A*+WALLCON | *95CSU1002122B* | 45000 | 47500 | 18 | 10 | 9 | 2.08 | 87 | 70 | 215674227
ARCOAIRE | H5H0V48*K*AAA* | EA*5X60M24A*+WALLCON | *95CSU1002122B* | 45000 | 47500 | 18 | 10 | 9 | 2.08 | 87 | 70 | 215674228
COMFORTMAKER | C5H0V48*K*AAA* | EA*5X60M24A*+WALLCON | *95CSU1002122B* | 45000 | 47500 | 18 | 10 | 9 | 2.08 | 87 | 70 | 215674229
DAY & NIGHT | C5H0V48*K*AAA* | EA*5X60M24A*+WALLCON | *95CSU1002122B* | 45000 | 47500 | 18 | 10 | 9 | 2.08 | 87 | 70 | 215674230
KEEPRITE | C5H0V48*K*AAA* | EA*5X60M24A*+WALLCON | *95CSU1002122B* | 45000 | 47500 | 18 | 10 | 9 | 2.08 | 87 | 70 | 215674231
KENMORE | (C,H,T)5H0V48*K*AAA* | EA*5X60M24A*+WALLCON | *95CSU1002122B* | 45000 | 47500 | 18 | 10 | 9 | 2.08 | 87 | 70 | 215674232
TEMPSTAR | T5H0V48*K*AAA* | EA*5X60M24A*+WALLCON | *95CSU1002122B* | 45000 | 47500 | 18 | 10 | 9 | 2.08 | 87 | 70 | 215674233
CARRIER | 27VNA048A*030* | CAA**6024AM*+UI | 59MN7C080C21**20 | 45000 | 47500 | 18 | 10 | 9 | 2.06 | 88 | 71 | 215674244
BRYANT HEATING AND COOLING SYSTEMS | 290VAN048**AA* | CAA**6024AM*+UI | 987MC60080C21*** | 45000 | 47500 | 18 | 10 | 9 | 2.06 | 88 | 71 | 215674245
HEIL | H5H0V48*K*AAA* | EA*5X60M24A*+WALLCON | *97CMN0802120B* | 45000 | 47500 | 18 | 10 | 9 | 2.06 | 88 | 71 | 215674246
AIRQUEST | H5H0V48*K*AAA* | EA*5X60M24A*+WALLCON | *97CMN0802120B* | 45000 | 47500 | 18 | 10 | 9 | 2.06 | 88 | 71 | 215674247
ARCOAIRE | H5H0V48*K*AAA* | EA*5X60M24A*+WALLCON | *97CMN0802120B* | 45000 | 47500 | 18 | 10 | 9 | 2.06 | 88 | 71 | 215674248
COMFORTMAKER | C5H0V48*K*AAA* | EA*5X60M24A*+WALLCON | *97CMN0802120B* | 45000 | 47500 | 18 | 10 | 9 | 2.06 | 88 | 71 | 215674249
DAY & NIGHT | C5H0V48*K*AAA* | EA*5X60M24A*+WALLCON | *97CMN0802120B* | 45000 | 47500 | 18 | 10 | 9 | 2.06 | 88 | 71 | 215674250
KEEPRITE | C5H0V48*K*AAA* | EA*5X60M24A*+WALLCON | *97CMN0802120B* | 45000 | 47500 | 18 | 10 | 9 | 2.06 | 88 | 71 | 215674251
KENMORE | (C,H,T)5H0V48*K*AAA* | EA*5X60M24A*+WALLCON | *97CMN0802120B* | 45000 | 47500 | 18 | 10 | 9 | 2.06 | 88 | 71 | 215674252
TEMPSTAR | T5H0V48*K*AAA* | EA*5X60M24A*+WALLCON | *97CMN0802120B* | 45000 | 47500 | 18 | 10 | 9 | 2.06 | 88 | 71 | 215674253
CARRIER | 27VNA048A*030* | CAA**6024AM*+UI | 59MN7C100C21**22 | 45000 | 47500 | 18 | 10 | 9 | 2.06 | 87 | 71 | 215674254
BRYANT HEATING AND COOLING SYSTEMS | 290VAN048**AA* | CAA**6024AM*+UI | 987MC66100C21*** | 45000 | 47500 | 18 | 10 | 9 | 2.06 | 87 | 71 | 215674255
HEIL | H5H0V48*K*AAA* | EA*5X60M24A*+WALLCON | *97CMN1002122B* | 45000 | 47500 | 18 | 10 | 9 | 2.06 | 87 | 71 | 215674256
AIRQUEST | H5H0V48*K*AAA* | EA*5X60M24A*+WALLCON | *97CMN1002122B* | 45000 | 47500 | 18 | 10 | 9 | 2.06 | 87 | 71 | 215674257
ARCOAIRE | H5H0V48*K*AAA* | EA*5X60M24A*+WALLCON | *97CMN1002122B* | 45000 | 47500 | 18 | 10 | 9 | 2.06 | 87 | 71 | 215674258
COMFORTMAKER | C5H0V48*K*AAA* | EA*5X60M24A*+WALLCON | *97CMN1002122B* | 45000 | 47500 | 18 | 10 | 9 | 2.06 | 87 | 71 | 215674259
DAY & NIGHT | C5H0V48*K*AAA* | EA*5X60M24A*+WALLCON | *97CMN1002122B* | 45000 | 47500 | 18 | 10 | 9 | 2.06 | 87 | 71 | 215674260
KEEPRITE | C5H0V48*K*AAA* | EA*5X60M24A*+WALLCON | *97CMN1002122B* | 45000 | 47500 | 18 | 10 | 9 | 2.06 | 87 | 71 | 215674261
KENMORE | (C,H,T)5H0V48*K*AAA* | EA*5X60M24A*+WALLCON | *97CMN1002122B* | 45000 | 47500 | 18 | 10 | 9 | 2.06 | 87 | 71 | 215674262
TEMPSTAR | T5H0V48*K*AAA* | EA*5X60M24A*+WALLCON | *97CMN1002122B* | 45000 | 47500 | 18 | 10 | 9 | 2.06 | 87 | 71 | 215674263
CARRIER | 27VNA048A*030* | CAA**6024AM*+UI | 59MN7C120C24**22 | 45000 | 47500 | 18 | 10 | 9 | 2.06 | 88 | 71 | 215674264
BRYANT HEATING AND COOLING SYSTEMS | 290VAN048**AA* | CAA**6024AM*+UI | 987MC66120C24*** | 45000 | 47500 | 18 | 10 | 9 | 2.06 | 88 | 71 | 215674265
HEIL | H5H0V48*K*AAA* | EA*5X60M24A*+WALLCON | *97CMN1202422B* | 45000 | 47500 | 18 | 10 | 9 | 2.06 | 88 | 71 | 215674266
AIRQUEST | H5H0V48*K*AAA* | EA*5X60M24A*+WALLCON | *97CMN1202422B* | 45000 | 47500 | 18 | 10 | 9 | 2.06 | 88 | 71 | 215674267
TEMPSTAR | T5H0V36*K*AAA* | EA*5X48M21A*+WALLCON | *80CTL1102120B* | 33800 | 35000 | 18 | 10 | 9 | 1.9 | 86 | 71 | 215669181
KENMORE | (C,H,T)5H0V36*K*AAA* | EA*5X48M21A*+WALLCON | *80CTL1102120B* | 33800 | 35000 | 18 | 10 | 9 | 1.9 | 86 | 71 | 215669180
KEEPRITE | C5H0V36*K*AAA* | EA*5X48M21A*+WALLCON | *80CTL1102120B* | 33800 | 35000 | 18 | 10 | 9 | 1.9 | 86 | 71 | 215669179
DAY & NIGHT | C5H0V36*K*AAA* | EA*5X48M21A*+WALLCON | *80CTL1102120B* | 33800 | 35000 | 18 | 10 | 9 | 1.9 | 86 | 71 | 215669178
COMFORTMAKER | C5H0V36*K*AAA* | EA*5X48M21A*+WALLCON | *80CTL1102120B* | 33800 | 35000 | 18 | 10 | 9 | 1.9 | 86 | 71 | 215669177
ARCOAIRE | H5H0V36*K*AAA* | EA*5X48M21A*+WALLCON | *80CTL1102120B* | 33800 | 35000 | 18 | 10 | 9 | 1.9 | 86 | 71 | 215669176
AIRQUEST | H5H0V36*K*AAA* | EA*5X48M21A*+WALLCON | *80CTL1102120B* | 33800 | 35000 | 18 | 10 | 9 | 1.9 | 86 | 71 | 215669175
HEIL | H5H0V36*K*AAA* | EA*5X48M21A*+WALLCON | *80CTL1102120B* | 33800 | 35000 | 18 | 10 | 9 | 1.9 | 86 | 71 | 215669174
BRYANT HEATING AND COOLING SYSTEMS | 290VAN036**AA* | CAA**4821AM*+UI | 88*TB60110C21*** | 33800 | 35000 | 18 | 10 | 9 | 1.9 | 86 | 71 | 215669173
CARRIER | 27VNA036A*030* | CAA**4821AM*+UI | 58TN*B110C21**20 | 33800 | 35000 | 18 | 10 | 9 | 1.9 | 86 | 71 | 215669172
TEMPSTAR | T5H0V36*K*AAA* | EA*5X48M21A*+WALLCON | *80CTL0902120B* | 33800 | 35000 | 18 | 10 | 9 | 1.9 | 86 | 71 | 215669171
KENMORE | (C,H,T)5H0V36*K*AAA* | EA*5X48M21A*+WALLCON | *80CTL0902120B* | 33800 | 35000 | 18 | 10 | 9 | 1.9 | 86 | 71 | 215669170
KEEPRITE | C5H0V36*K*AAA* | EA*5X48M21A*+WALLCON | *80CTL0902120B* | 33800 | 35000 | 18 | 10 | 9 | 1.9 | 86 | 71 | 215669169
DAY & NIGHT | C5H0V36*K*AAA* | EA*5X48M21A*+WALLCON | *80CTL0902120B* | 33800 | 35000 | 18 | 10 | 9 | 1.9 | 86 | 71 | 215669168
COMFORTMAKER | C5H0V36*K*AAA* | EA*5X48M21A*+WALLCON | *80CTL0902120B* | 33800 | 35000 | 18 | 10 | 9 | 1.9 | 86 | 71 | 215669167
ARCOAIRE | H5H0V36*K*AAA* | EA*5X48M21A*+WALLCON | *80CTL0902120B* | 33800 | 35000 | 18 | 10 | 9 | 1.9 | 86 | 71 | 215669166
AIRQUEST | H5H0V36*K*AAA* | EA*5X48M21A*+WALLCON | *80CTL0902120B* | 33800 | 35000 | 18 | 10 | 9 | 1.9 | 86 | 71 | 215669165
HEIL | H5H0V36*K*AAA* | EA*5X48M21A*+WALLCON | *80CTL0902120B* | 33800 | 35000 | 18 | 10 | 9 | 1.9 | 86 | 71 | 215669164
BRYANT HEATING AND COOLING SYSTEMS | 290VAN036**AA* | CAA**4821AM*+UI | 88*TB60090C21*** | 33800 | 35000 | 18 | 10 | 9 | 1.9 | 86 | 71 | 215669163
CARRIER | 27VNA036A*030* | CAA**4821AM*+UI | 58TN*B090C21**20 | 33800 | 35000 | 18 | 10 | 9 | 1.9 | 86 | 71 | 215669162
TEMPSTAR | T5H0V36*K*AAA* | EA*5X48M21A*+WALLCON | *80CTL0901716B* | 33800 | 35000 | 18 | 10 | 9 | 1.88 | 86 | 71 | 215669161
KENMORE | (C,H,T)5H0V36*K*AAA* | EA*5X48M21A*+WALLCON | *80CTL0901716B* | 33800 | 35000 | 18 | 10 | 9 | 1.88 | 86 | 71 | 215669160
KEEPRITE | C5H0V36*K*AAA* | EA*5X48M21A*+WALLCON | *80CTL0901716B* | 33800 | 35000 | 18 | 10 | 9 | 1.88 | 86 | 71 | 215669159
DAY & NIGHT | C5H0V36*K*AAA* | EA*5X48M21A*+WALLCON | *80CTL0901716B* | 33800 | 35000 | 18 | 10 | 9 | 1.88 | 86 | 71 | 215669158
COMFORTMAKER | C5H0V36*K*AAA* | EA*5X48M21A*+WALLCON | *80CTL0901716B* | 33800 | 35000 | 18 | 10 | 9 | 1.88 | 86 | 71 | 215669157
ARCOAIRE | H5H0V36*K*AAA* | EA*5X48M21A*+WALLCON | *80CTL0901716B* | 33800 | 35000 | 18 | 10 | 9 | 1.88 | 86 | 71 | 215669156
AIRQUEST | H5H0V36*K*AAA* | EA*5X48M21A*+WALLCON | *80CTL0901716B* | 33800 | 35000 | 18 | 10 | 9 | 1.88 | 86 | 71 | 215669155
HEIL | H5H0V36*K*AAA* | EA*5X48M21A*+WALLCON | *80CTL0901716B* | 33800 | 35000 | 18 | 10 | 9 | 1.88 | 86 | 71 | 215669154
BRYANT HEATING AND COOLING SYSTEMS | 290VAN036**AA* | CAA**4821AM*+UI | 88*TB48090C17*** | 33800 | 35000 | 18 | 10 | 9 | 1.88 | 86 | 71 | 215669153
CARRIER | 27VNA036A*030* | CAA**4821AM*+UI | 58TN*B090C17**16 | 33800 | 35000 | 18 | 10 | 9 | 1.88 | 86 | 71 | 215669152
TEMPSTAR | T5H0V36*K*AAA* | EA*5X48M21A*+WALLCON | *80CTL0702120B* | 33800 | 35000 | 18 | 10 | 9 | 1.88 | 86 | 71 | 215669151
KENMORE | (C,H,T)5H0V36*K*AAA* | EA*5X48M21A*+WALLCON | *80CTL0702120B* | 33800 | 35000 | 18 | 10 | 9 | 1.88 | 86 | 71 | 215669150
KEEPRITE | C5H0V36*K*AAA* | EA*5X48M21A*+WALLCON | *80CTL0702120B* | 33800 | 35000 | 18 | 10 | 9 | 1.88 | 86 | 71 | 215669149
DAY & NIGHT | C5H0V36*K*AAA* | EA*5X48M21A*+WALLCON | *80CTL0702120B* | 33800 | 35000 | 18 | 10 | 9 | 1.88 | 86 | 71 | 215669148
COMFORTMAKER | C5H0V36*K*AAA* | EA*5X48M21A*+WALLCON | *80CTL0702120B* | 33800 | 35000 | 18 | 10 | 9 | 1.88 | 86 | 71 | 215669147
ARCOAIRE | H5H0V36*K*AAA* | EA*5X48M21A*+WALLCON | *80CTL0702120B* | 33800 | 35000 | 18 | 10 | 9 | 1.88 | 86 | 71 | 215669146
AIRQUEST | H5H0V36*K*AAA* | EA*5X48M21A*+WALLCON | *80CTL0702120B* | 33800 | 35000 | 18 | 10 | 9 | 1.88 | 86 | 71 | 215669145
HEIL | H5H0V36*K*AAA* | EA*5X48M21A*+WALLCON | *80CTL0702120B* | 33800 | 35000 | 18 | 10 | 9 | 1.88 | 86 | 71 | 215669144
BRYANT HEATING AND COOLING SYSTEMS | 290VAN036**AA* | CAA**4821AM*+UI | 88*TB60070C21*** | 33800 | 35000 | 18 | 10 | 9 | 1.88 | 86 | 71 | 215669143
CARRIER | 27VNA036A*030* | CAA**4821AM*+UI | 58TN*B070C21**20 | 33800 | 35000 | 18 | 10 | 9 | 1.88 | 86 | 71 | 215669142
TEMPSTAR | T5H0V48*K*AAA* | EVD5X48M21A*+WALLCON | *80CSU0802120A* | 47000 | 50000 | 18.5 | 10 | 9 | 2 | 91 | 73 | 215676112
KENMORE | (C,H,T)5H0V48*K*AAA* | EVD5X48M21A*+WALLCON | *80CSU0802120A* | 47000 | 50000 | 18.5 | 10 | 9 | 2 | 91 | 73 | 215676111
KEEPRITE | C5H0V48*K*AAA* | EVD5X48M21A*+WALLCON | *80CSU0802120A* | 47000 | 50000 | 18.5 | 10 | 9 | 2 | 91 | 73 | 215676110
DAY & NIGHT | C5H0V48*K*AAA* | EVD5X48M21A*+WALLCON | *80CSU0802120A* | 47000 | 50000 | 18.5 | 10 | 9 | 2 | 91 | 73 | 215676109
COMFORTMAKER | C5H0V48*K*AAA* | EVD5X48M21A*+WALLCON | *80CSU0802120A* | 47000 | 50000 | 18.5 | 10 | 9 | 2 | 91 | 73 | 215676108
ARCOAIRE | H5H0V48*K*AAA* | EVD5X48M21A*+WALLCON | *80CSU0802120A* | 47000 | 50000 | 18.5 | 10 | 9 | 2 | 91 | 73 | 215676107
AIRQUEST | H5H0V48*K*AAA* | EVD5X48M21A*+WALLCON | *80CSU0802120A* | 47000 | 50000 | 18.5 | 10 | 9 | 2 | 91 | 73 | 215676106
HEIL | H5H0V48*K*AAA* | EVD5X48M21A*+WALLCON | *80CSU0802120A* | 47000 | 50000 | 18.5 | 10 | 9 | 2 | 91 | 73 | 215676105
BRYANT HEATING AND COOLING SYSTEMS | 290VAN048**AA* | CVAVA4821XMA*+UI | 83*CA60080C21*** | 47000 | 50000 | 18.5 | 10 | 9 | 2 | 91 | 73 | 215676104
CARRIER | 27VNA048A*030* | CVAVA4821XMA*+UI | 58CU*A080C21**20 | 47000 | 50000 | 18.5 | 10 | 9 | 2 | 91 | 73 | 215676103
TEMPSTAR | T5H0V48*K*AAA* | EVM5X61M24A*+WALLCON | *96CTN1202422B* | 48500 | 50000 | 19.5 | 10.5 | 9.5 | 2.12 | 93 | 73 | 215676092
KENMORE | (C,H,T)5H0V48*K*AAA* | EVM5X61M24A*+WALLCON | *96CTN1202422B* | 48500 | 50000 | 19.5 | 10.5 | 9.5 | 2.12 | 93 | 73 | 215676091
KEEPRITE | C5H0V48*K*AAA* | EVM5X61M24A*+WALLCON | *96CTN1202422B* | 48500 | 50000 | 19.5 | 10.5 | 9.5 | 2.12 | 93 | 73 | 215676090
DAY & NIGHT | C5H0V48*K*AAA* | EVM5X61M24A*+WALLCON | *96CTN1202422B* | 48500 | 50000 | 19.5 | 10.5 | 9.5 | 2.12 | 93 | 73 | 215676089
TEMPSTAR | T5H0V48*K*AAA* | EVM5X48M21A*+WALLCON | *97CMN1002122B* | 47000 | 50000 | 18.5 | 10 | 9 | 2 | 91 | 73 | 215675462
KENMORE | (C,H,T)5H0V48*K*AAA* | EVM5X48M21A*+WALLCON | *97CMN1002122B* | 47000 | 50000 | 18.5 | 10 | 9 | 2 | 91 | 73 | 215675461
KEEPRITE | C5H0V48*K*AAA* | EVM5X48M21A*+WALLCON | *97CMN1002122B* | 47000 | 50000 | 18.5 | 10 | 9 | 2 | 91 | 73 | 215675460
TEMPSTAR | T5H0V48*K*AAA* | EVM5X48M21A*+WALLCON | *80CSU0802120A* | 47000 | 50000 | 18.5 | 10 | 9 | 2 | 91 | 73 | 215675372
KENMORE | (C,H,T)5H0V48*K*AAA* | EVM5X48M21A*+WALLCON | *80CSU0802120A* | 47000 | 50000 | 18.5 | 10 | 9 | 2 | 91 | 73 | 215675371
KEEPRITE | C5H0V48*K*AAA* | EVM5X48M21A*+WALLCON | *80CSU0802120A* | 47000 | 50000 | 18.5 | 10 | 9 | 2 | 91 | 73 | 215675370
DAY & NIGHT | C5H0V48*K*AAA* | EVM5X48M21A*+WALLCON | *80CSU0802120A* | 47000 | 50000 | 18.5 | 10 | 9 | 2 | 91 | 73 | 215675369
COMFORTMAKER | C5H0V48*K*AAA* | EVM5X48M21A*+WALLCON | *80CSU0802120A* | 47000 | 50000 | 18.5 | 10 | 9 | 2 | 91 | 73 | 215675368
ARCOAIRE | H5H0V48*K*AAA* | EVM5X48M21A*+WALLCON | *80CSU0802120A* | 47000 | 50000 | 18.5 | 10 | 9 | 2 | 91 | 73 | 215675367
AIRQUEST | H5H0V48*K*AAA* | EVM5X48M21A*+WALLCON | *80CSU0802120A* | 47000 | 50000 | 18.5 | 10 | 9 | 2 | 91 | 73 | 215675366
HEIL | H5H0V48*K*AAA* | EVM5X48M21A*+WALLCON | *80CSU0802120A* | 47000 | 50000 | 18.5 | 10 | 9 | 2 | 91 | 73 | 215675365
BRYANT HEATING AND COOLING SYSTEMS | 290VAN048**AA* | CVAMA4821XMA*+UI | 83*CA60080C21*** | 47000 | 50000 | 18.5 | 10 | 9 | 2 | 91 | 73 | 215675364
CARRIER | 27VNA048A*030* | CVAMA4821XMA*+UI | 58CU*A080C21**20 | 47000 | 50000 | 18.5 | 10 | 9 | 2 | 91 | 73 | 215675363
TEMPSTAR | T5H0V48*K*AAA* | FCMA5B60L0D*+WALLCON |  | 46500 | 47000 | 19.5 | 10.5 | 9.5 | 2.2 | 87 | 70 | 215675352
KENMORE | (C,H,T)5H0V48*K*AAA* | FCMA5B60L0D*+WALLCON |  | 46500 | 47000 | 19.5 | 10.5 | 9.5 | 2.2 | 87 | 70 | 215675351
KEEPRITE | C5H0V48*K*AAA* | FCMA5B60L0D*+WALLCON |  | 46500 | 47000 | 19.5 | 10.5 | 9.5 | 2.2 | 87 | 70 | 215675350
BRYANT HEATING AND COOLING SYSTEMS | 290VAN048**AA* | CVAMA4921XMA*+UI | 83*CA60080C21*** | 48000 | 50000 | 19 | 10 | 9 | 2.12 | 92 | 73 | 215675504
CARRIER | 27VNA048A*030* | CVAMA4921XMA*+UI | 58CU*A080C21**20 | 48000 | 50000 | 19 | 10 | 9 | 2.12 | 92 | 73 | 215675503
TEMPSTAR | T5H0V48*K*AAA* | EVM5X49M21A*+WALLCON | *80CSU0601716A* | 48000 | 50000 | 19 | 10 | 9 | 2 | 93 | 74 | 215675502
KENMORE | (C,H,T)5H0V48*K*AAA* | EVM5X49M21A*+WALLCON | *80CSU0601716A* | 48000 | 50000 | 19 | 10 | 9 | 2 | 93 | 74 | 215675501
KEEPRITE | C5H0V48*K*AAA* | EVM5X49M21A*+WALLCON | *80CSU0601716A* | 48000 | 50000 | 19 | 10 | 9 | 2 | 93 | 74 | 215675500
DAY & NIGHT | C5H0V48*K*AAA* | EVM5X49M21A*+WALLCON | *80CSU0601716A* | 48000 | 50000 | 19 | 10 | 9 | 2 | 93 | 74 | 215675499
COMFORTMAKER | C5H0V48*K*AAA* | EVM5X49M21A*+WALLCON | *80CSU0601716A* | 48000 | 50000 | 19 | 10 | 9 | 2 | 93 | 74 | 215675498
ARCOAIRE | H5H0V48*K*AAA* | EVM5X49M21A*+WALLCON | *80CSU0601716A* | 48000 | 50000 | 19 | 10 | 9 | 2 | 93 | 74 | 215675497
AIRQUEST | H5H0V48*K*AAA* | EVM5X49M21A*+WALLCON | *80CSU0601716A* | 48000 | 50000 | 19 | 10 | 9 | 2 | 93 | 74 | 215675496
HEIL | H5H0V48*K*AAA* | EVM5X49M21A*+WALLCON | *80CSU0601716A* | 48000 | 50000 | 19 | 10 | 9 | 2 | 93 | 74 | 215675495
BRYANT HEATING AND COOLING SYSTEMS | 290VAN048**AA* | CVAMA4921XMA*+UI | 83*CA48060C17*** | 48000 | 50000 | 19 | 10 | 9 | 2 | 93 | 74 | 215675494
CARRIER | 27VNA048A*030* | CVAMA4921XMA*+UI | 58CU*A060C17**16 | 48000 | 50000 | 19 | 10 | 9 | 2 | 93 | 74 | 215675493
TEMPSTAR | T5H0V48*K*AAA* | EVM5X48M21A*+WALLCON | *96CTN1002122B* | 47000 | 50000 | 18.5 | 10 | 9 | 2 | 91 | 73 | 215675492
KENMORE | (C,H,T)5H0V48*K*AAA* | EVM5X48M21A*+WALLCON | *96CTN1002122B* | 47000 | 50000 | 18.5 | 10 | 9 | 2 | 91 | 73 | 215675491
KEEPRITE | C5H0V48*K*AAA* | EVM5X48M21A*+WALLCON | *96CTN1002122B* | 47000 | 50000 | 18.5 | 10 | 9 | 2 | 91 | 73 | 215675490
DAY & NIGHT | C5H0V48*K*AAA* | EVM5X48M21A*+WALLCON | *96CTN1002122B* | 47000 | 50000 | 18.5 | 10 | 9 | 2 | 91 | 73 | 215675489
COMFORTMAKER | C5H0V48*K*AAA* | EVM5X48M21A*+WALLCON | *96CTN1002122B* | 47000 | 50000 | 18.5 | 10 | 9 | 2 | 91 | 73 | 215675488
ARCOAIRE | H5H0V48*K*AAA* | EVM5X48M21A*+WALLCON | *96CTN1002122B* | 47000 | 50000 | 18.5 | 10 | 9 | 2 | 91 | 73 | 215675487
TEMPSTAR | T5H0V48*K*AAA* | EA*5X61M21A*+WALLCON | *97CMN1002122B* | 46000 | 47500 | 18 | 10 | 9 | 2.08 | 88 | 71 | 215674433
KENMORE | (C,H,T)5H0V48*K*AAA* | EA*5X61M21A*+WALLCON | *97CMN1002122B* | 46000 | 47500 | 18 | 10 | 9 | 2.08 | 88 | 71 | 215674432
KEEPRITE | C5H0V48*K*AAA* | EA*5X61M21A*+WALLCON | *97CMN1002122B* | 46000 | 47500 | 18 | 10 | 9 | 2.08 | 88 | 71 | 215674431
DAY & NIGHT | C5H0V48*K*AAA* | EA*5X61M21A*+WALLCON | *97CMN1002122B* | 46000 | 47500 | 18 | 10 | 9 | 2.08 | 88 | 71 | 215674430
COMFORTMAKER | C5H0V48*K*AAA* | EA*5X61M21A*+WALLCON | *97CMN1002122B* | 46000 | 47500 | 18 | 10 | 9 | 2.08 | 88 | 71 | 215674429
ARCOAIRE | H5H0V48*K*AAA* | EA*5X61M21A*+WALLCON | *97CMN1002122B* | 46000 | 47500 | 18 | 10 | 9 | 2.08 | 88 | 71 | 215674428
AIRQUEST | H5H0V48*K*AAA* | EA*5X61M21A*+WALLCON | *97CMN1002122B* | 46000 | 47500 | 18 | 10 | 9 | 2.08 | 88 | 71 | 215674427
HEIL | H5H0V48*K*AAA* | EA*5X61M21A*+WALLCON | *97CMN1002122B* | 46000 | 47500 | 18 | 10 | 9 | 2.08 | 88 | 71 | 215674426
BRYANT HEATING AND COOLING SYSTEMS | 290VAN048**AA* | CAA**6121AM*+UI | 987MC66100C21*** | 46000 | 47500 | 18 | 10 | 9 | 2.08 | 88 | 71 | 215674425
CARRIER | 27VNA048A*030* | CAA**6121AM*+UI | 59MN7C100C21**22 | 46000 | 47500 | 18 | 10 | 9 | 2.08 | 88 | 71 | 215674424
TEMPSTAR | T5H0V48*K*AAA* | EA*5X61M21A*+WALLCON | *97CMN0802120B* | 46000 | 48000 | 18 | 10 | 9 | 2.08 | 88 | 70 | 215674423
KENMORE | (C,H,T)5H0V48*K*AAA* | EA*5X61M21A*+WALLCON | *97CMN0802120B* | 46000 | 48000 | 18 | 10 | 9 | 2.08 | 88 | 70 | 215674422
KEEPRITE | C5H0V48*K*AAA* | EA*5X61M21A*+WALLCON | *97CMN0802120B* | 46000 | 48000 | 18 | 10 | 9 | 2.08 | 88 | 70 | 215674421
DAY & NIGHT | C5H0V48*K*AAA* | EA*5X61M21A*+WALLCON | *97CMN0802120B* | 46000 | 48000 | 18 | 10 | 9 | 2.08 | 88 | 70 | 215674420
COMFORTMAKER | C5H0V48*K*AAA* | EA*5X61M21A*+WALLCON | *97CMN0802120B* | 46000 | 48000 | 18 | 10 | 9 | 2.08 | 88 | 70 | 215674419
ARCOAIRE | H5H0V48*K*AAA* | EA*5X61M21A*+WALLCON | *97CMN0802120B* | 46000 | 48000 | 18 | 10 | 9 | 2.08 | 88 | 70 | 215674418
AIRQUEST | H5H0V48*K*AAA* | EA*5X61M21A*+WALLCON | *97CMN0802120B* | 46000 | 48000 | 18 | 10 | 9 | 2.08 | 88 | 70 | 215674417
HEIL | H5H0V48*K*AAA* | EA*5X61M21A*+WALLCON | *97CMN0802120B* | 46000 | 48000 | 18 | 10 | 9 | 2.08 | 88 | 70 | 215674416
BRYANT HEATING AND COOLING SYSTEMS | 290VAN048**AA* | CAA**6121AM*+UI | 987MC60080C21*** | 46000 | 48000 | 18 | 10 | 9 | 2.08 | 88 | 70 | 215674415
CARRIER | 27VNA048A*030* | CAA**6121AM*+UI | 59MN7C080C21**20 | 46000 | 48000 | 18 | 10 | 9 | 2.08 | 88 | 70 | 215674414
CARRIER | 27VNA048A*030* | CAA**6124AM*+UI | 59CU5B080C21**20 | 46000 | 48000 | 17.5 | 10 | 9 | 2.08 | 88 | 70 | 215674514
TEMPSTAR | T5H0V48*K*AAA* | EA*5X61M24A*+WALLCON | *80CTL1352422B* | 46000 | 47500 | 18.5 | 10 | 9 | 2.08 | 88 | 71 | 215674513
KENMORE | (C,H,T)5H0V48*K*AAA* | EA*5X61M24A*+WALLCON | *80CTL1352422B* | 46000 | 47500 | 18.5 | 10 | 9 | 2.08 | 88 | 71 | 215674512
KEEPRITE | C5H0V48*K*AAA* | EA*5X61M24A*+WALLCON | *80CTL1352422B* | 46000 | 47500 | 18.5 | 10 | 9 | 2.08 | 88 | 71 | 215674511
DAY & NIGHT | C5H0V48*K*AAA* | EA*5X61M24A*+WALLCON | *80CTL1352422B* | 46000 | 47500 | 18.5 | 10 | 9 | 2.08 | 88 | 71 | 215674510
COMFORTMAKER | C5H0V48*K*AAA* | EA*5X61M24A*+WALLCON | *80CTL1352422B* | 46000 | 47500 | 18.5 | 10 | 9 | 2.08 | 88 | 71 | 215674509
ARCOAIRE | H5H0V48*K*AAA* | EA*5X61M24A*+WALLCON | *80CTL1352422B* | 46000 | 47500 | 18.5 | 10 | 9 | 2.08 | 88 | 71 | 215674508
HEIL | H5H0V48*K*AAA* | EA*5X61M24A*+WALLCON | *80CTL0702120B* | 46000 | 48000 | 18 | 10 | 9 | 2.08 | 88 | 70 | 215674476
BRYANT HEATING AND COOLING SYSTEMS | 290VAN048**AA* | CAA**6124AM*+UI | 88*TB60070C21*** | 46000 | 48000 | 18 | 10 | 9 | 2.08 | 88 | 70 | 215674475
CARRIER | 27VNA048A*030* | CAA**6124AM*+UI | 58TN*B070C21**20 | 46000 | 48000 | 18 | 10 | 9 | 2.08 | 88 | 70 | 215674474
TEMPSTAR | T5H0V48*K*AAA* | EA*5X61M24A*+WALLCON | *80CSU0802120A* | 46000 | 47500 | 18 | 10 | 9 | 2.08 | 88 | 71 | 215674463
KENMORE | (C,H,T)5H0V48*K*AAA* | EA*5X61M24A*+WALLCON | *80CSU0802120A* | 46000 | 47500 | 18 | 10 | 9 | 2.08 | 88 | 71 | 215674462
KEEPRITE | C5H0V48*K*AAA* | EA*5X61M24A*+WALLCON | *80CSU0802120A* | 46000 | 47500 | 18 | 10 | 9 | 2.08 | 88 | 71 | 215674461
DAY & NIGHT | C5H0V48*K*AAA* | EA*5X61M24A*+WALLCON | *80CSU0802120A* | 46000 | 47500 | 18 | 10 | 9 | 2.08 | 88 | 71 | 215674460
COMFORTMAKER | C5H0V48*K*AAA* | EA*5X61M24A*+WALLCON | *80CSU0802120A* | 46000 | 47500 | 18 | 10 | 9 | 2.08 | 88 | 71 | 215674459
TEMPSTAR | T5H0V36*K*AAA* | ESH5X60M12A*+WALLCON | *80CTL1352422B* | 34600 | 34600 | 17 | 10 | 8.5 | 1.92 | 86 | 72 | 215670475
KENMORE | (C,H,T)5H0V36*K*AAA* | ESH5X60M12A*+WALLCON | *80CTL1352422B* | 34600 | 34600 | 17 | 10 | 8.5 | 1.92 | 86 | 72 | 215670474
KEEPRITE | C5H0V36*K*AAA* | ESH5X60M12A*+WALLCON | *80CTL1352422B* | 34600 | 34600 | 17 | 10 | 8.5 | 1.92 | 86 | 72 | 215670473
DAY & NIGHT | C5H0V36*K*AAA* | ESH5X60M12A*+WALLCON | *80CTL1352422B* | 34600 | 34600 | 17 | 10 | 8.5 | 1.92 | 86 | 72 | 215670472
COMFORTMAKER | C5H0V36*K*AAA* | ESH5X60M12A*+WALLCON | *80CTL1352422B* | 34600 | 34600 | 17 | 10 | 8.5 | 1.92 | 86 | 72 | 215670471
ARCOAIRE | H5H0V36*K*AAA* | ESH5X60M12A*+WALLCON | *80CTL1352422B* | 34600 | 34600 | 17 | 10 | 8.5 | 1.92 | 86 | 72 | 215670470
AIRQUEST | H5H0V36*K*AAA* | ESH5X60M12A*+WALLCON | *80CTL1352422B* | 34600 | 34600 | 17 | 10 | 8.5 | 1.92 | 86 | 72 | 215670469
HEIL | H5H0V36*K*AAA* | ESH5X60M12A*+WALLCON | *80CTL1352422B* | 34600 | 34600 | 17 | 10 | 8.5 | 1.92 | 86 | 72 | 215670468
BRYANT HEATING AND COOLING SYSTEMS | 290VAN036**AA* | CSAH*6012AM*+UI | 88*TB66135C24*** | 34600 | 34600 | 17 | 10 | 8.5 | 1.92 | 86 | 72 | 215670467
CARRIER | 27VNA036A*030* | CSAH*6012AM*+UI | 58TN*B135C24**22 | 34600 | 34600 | 17 | 10 | 8.5 | 1.92 | 86 | 72 | 215670466
TEMPSTAR | T5H0V36*K*AAA* | ESH5X60M12A*+WALLCON | *80CTL1102120B* | 34600 | 34600 | 17 | 10 | 8.5 | 1.92 | 86 | 72 | 215670465
KENMORE | (C,H,T)5H0V36*K*AAA* | ESH5X60M12A*+WALLCON | *80CTL1102120B* | 34600 | 34600 | 17 | 10 | 8.5 | 1.92 | 86 | 72 | 215670464
KEEPRITE | C5H0V36*K*AAA* | ESH5X60M12A*+WALLCON | *80CTL1102120B* | 34600 | 34600 | 17 | 10 | 8.5 | 1.92 | 86 | 72 | 215670463
DAY & NIGHT | C5H0V36*K*AAA* | ESH5X60M12A*+WALLCON | *80CTL1102120B* | 34600 | 34600 | 17 | 10 | 8.5 | 1.92 | 86 | 72 | 215670462
COMFORTMAKER | C5H0V36*K*AAA* | ESH5X60M12A*+WALLCON | *80CTL1102120B* | 34600 | 34600 | 17 | 10 | 8.5 | 1.92 | 86 | 72 | 215670461
ARCOAIRE | H5H0V36*K*AAA* | ESH5X60M12A*+WALLCON | *80CTL1102120B* | 34600 | 34600 | 17 | 10 | 8.5 | 1.92 | 86 | 72 | 215670460
AIRQUEST | H5H0V36*K*AAA* | ESH5X60M12A*+WALLCON | *80CTL1102120B* | 34600 | 34600 | 17 | 10 | 8.5 | 1.92 | 86 | 72 | 215670459
HEIL | H5H0V36*K*AAA* | ESH5X60M12A*+WALLCON | *80CTL1102120B* | 34600 | 34600 | 17 | 10 | 8.5 | 1.92 | 86 | 72 | 215670458
BRYANT HEATING AND COOLING SYSTEMS | 290VAN036**AA* | CSAH*6012AM*+UI | 88*TB60110C21*** | 34600 | 34600 | 17 | 10 | 8.5 | 1.92 | 86 | 72 | 215670457
CARRIER | 27VNA036A*030* | CSAH*6012AM*+UI | 58TN*B110C21**20 | 34600 | 34600 | 17 | 10 | 8.5 | 1.92 | 86 | 72 | 215670456
TEMPSTAR | T5H0V36*K*AAA* | ESH5X60M12A*+WALLCON | *80CTL0902120B* | 34600 | 34600 | 17 | 10 | 8.5 | 1.92 | 86 | 72 | 215670455
KENMORE | (C,H,T)5H0V36*K*AAA* | ESH5X60M12A*+WALLCON | *80CTL0902120B* | 34600 | 34600 | 17 | 10 | 8.5 | 1.92 | 86 | 72 | 215670454
KEEPRITE | C5H0V36*K*AAA* | ESH5X60M12A*+WALLCON | *80CTL0902120B* | 34600 | 34600 | 17 | 10 | 8.5 | 1.92 | 86 | 72 | 215670453
DAY & NIGHT | C5H0V36*K*AAA* | ESH5X60M12A*+WALLCON | *80CTL0902120B* | 34600 | 34600 | 17 | 10 | 8.5 | 1.92 | 86 | 72 | 215670452
COMFORTMAKER | C5H0V36*K*AAA* | ESH5X60M12A*+WALLCON | *80CTL0902120B* | 34600 | 34600 | 17 | 10 | 8.5 | 1.92 | 86 | 72 | 215670451
ARCOAIRE | H5H0V36*K*AAA* | ESH5X60M12A*+WALLCON | *80CTL0902120B* | 34600 | 34600 | 17 | 10 | 8.5 | 1.92 | 86 | 72 | 215670450
AIRQUEST | H5H0V36*K*AAA* | ESH5X60M12A*+WALLCON | *80CTL0902120B* | 34600 | 34600 | 17 | 10 | 8.5 | 1.92 | 86 | 72 | 215670449
HEIL | H5H0V36*K*AAA* | ESH5X60M12A*+WALLCON | *80CTL0902120B* | 34600 | 34600 | 17 | 10 | 8.5 | 1.92 | 86 | 72 | 215670448
BRYANT HEATING AND COOLING SYSTEMS | 290VAN036**AA* | CSAH*6012AM*+UI | 88*TB60090C21*** | 34600 | 34600 | 17 | 10 | 8.5 | 1.92 | 86 | 72 | 215670447
CARRIER | 27VNA036A*030* | CSAH*6012AM*+UI | 58TN*B090C21**20 | 34600 | 34600 | 17 | 10 | 8.5 | 1.92 | 86 | 72 | 215670446
HEIL | H5H0V48*K*AAA* | EVD5X60M24A*+WALLCON | *95CSU1002122B* | 48000 | 50000 | 19 | 10 | 9 | 2.02 | 92 | 73 | 215676645
BRYANT HEATING AND COOLING SYSTEMS | 290VAN048**AA* | CVAVA6024XMA*+UI | 935CB66100C21*** | 48000 | 50000 | 19 | 10 | 9 | 2.02 | 92 | 73 | 215676644
CARRIER | 27VNA048A*030* | CVAVA6024XMA*+UI | 59CU5B100C21**22 | 48000 | 50000 | 19 | 10 | 9 | 2.02 | 92 | 73 | 215676643
TEMPSTAR | T5H0V48*K*AAA* | EVD5X60M24A*+WALLCON | *95CSU0802120B* | 47500 | 50000 | 18.5 | 10 | 9 | 2 | 93 | 73 | 215676642
KENMORE | (C,H,T)5H0V48*K*AAA* | EVD5X60M24A*+WALLCON | *95CSU0802120B* | 47500 | 50000 | 18.5 | 10 | 9 | 2 | 93 | 73 | 215676641
KEEPRITE | C5H0V48*K*AAA* | EVD5X60M24A*+WALLCON | *95CSU0802120B* | 47500 | 50000 | 18.5 | 10 | 9 | 2 | 93 | 73 | 215676640
DAY & NIGHT | C5H0V48*K*AAA* | EVD5X60M24A*+WALLCON | *95CSU0802120B* | 47500 | 50000 | 18.5 | 10 | 9 | 2 | 93 | 73 | 215676639
COMFORTMAKER | C5H0V48*K*AAA* | EVD5X60M24A*+WALLCON | *95CSU0802120B* | 47500 | 50000 | 18.5 | 10 | 9 | 2 | 93 | 73 | 215676638
ARCOAIRE | H5H0V48*K*AAA* | EVD5X60M24A*+WALLCON | *95CSU0802120B* | 47500 | 50000 | 18.5 | 10 | 9 | 2 | 93 | 73 | 215676637
AIRQUEST | H5H0V48*K*AAA* | EVD5X60M24A*+WALLCON | *95CSU0802120B* | 47500 | 50000 | 18.5 | 10 | 9 | 2 | 93 | 73 | 215676636
HEIL | H5H0V48*K*AAA* | EVD5X60M24A*+WALLCON | *95CSU0802120B* | 47500 | 50000 | 18.5 | 10 | 9 | 2 | 93 | 73 | 215676635
BRYANT HEATING AND COOLING SYSTEMS | 290VAN048**AA* | CVAVA6024XMA*+UI | 935CB60080C21*** | 47500 | 50000 | 18.5 | 10 | 9 | 2 | 93 | 73 | 215676634
CARRIER | 27VNA048A*030* | CVAVA6024XMA*+UI | 59CU5B080C21**20 | 47500 | 50000 | 18.5 | 10 | 9 | 2 | 93 | 73 | 215676633
TEMPSTAR | T5H0V48*K*AAA* | EVD5X60M24A*+WALLCON | *80CTL1102120B* | 48000 | 50000 | 19 | 10.5 | 9 | 2 | 92 | 73 | 215676632
KENMORE | (C,H,T)5H0V48*K*AAA* | EVD5X60M24A*+WALLCON | *80CTL1102120B* | 48000 | 50000 | 19 | 10.5 | 9 | 2 | 92 | 73 | 215676631
KEEPRITE | C5H0V48*K*AAA* | EVD5X60M24A*+WALLCON | *80CTL1102120B* | 48000 | 50000 | 19 | 10.5 | 9 | 2 | 92 | 73 | 215676630
DAY & NIGHT | C5H0V48*K*AAA* | EVD5X60M24A*+WALLCON | *80CTL1102120B* | 48000 | 50000 | 19 | 10.5 | 9 | 2 | 92 | 73 | 215676629
COMFORTMAKER | C5H0V48*K*AAA* | EVD5X60M24A*+WALLCON | *80CTL1102120B* | 48000 | 50000 | 19 | 10.5 | 9 | 2 | 92 | 73 | 215676628
ARCOAIRE | H5H0V48*K*AAA* | EVD5X60M24A*+WALLCON | *80CTL1102120B* | 48000 | 50000 | 19 | 10.5 | 9 | 2 | 92 | 73 | 215676627
AIRQUEST | H5H0V48*K*AAA* | EVD5X60M24A*+WALLCON | *80CTL1102120B* | 48000 | 50000 | 19 | 10.5 | 9 | 2 | 92 | 73 | 215676626
HEIL | H5H0V48*K*AAA* | EVD5X60M24A*+WALLCON | *80CTL1102120B* | 48000 | 50000 | 19 | 10.5 | 9 | 2 | 92 | 73 | 215676625
BRYANT HEATING AND COOLING SYSTEMS | 290VAN048**AA* | CVAVA6024XMA*+UI | 88*TB60110C21*** | 48000 | 50000 | 19 | 10.5 | 9 | 2 | 92 | 73 | 215676624
CARRIER | 27VNA048A*030* | CVAVA6024XMA*+UI | 58TN*B110C21**20 | 48000 | 50000 | 19 | 10.5 | 9 | 2 | 92 | 73 | 215676623
TEMPSTAR | T5H0V48*K*AAA* | EVD5X60M24A*+WALLCON | *80CTL0902120B* | 48000 | 50000 | 19 | 10.5 | 9 | 2 | 92 | 73 | 215676622
KENMORE | (C,H,T)5H0V48*K*AAA* | EVD5X60M24A*+WALLCON | *80CTL0902120B* | 48000 | 50000 | 19 | 10.5 | 9 | 2 | 92 | 73 | 215676621
KEEPRITE | C5H0V48*K*AAA* | EVD5X60M24A*+WALLCON | *80CTL0902120B* | 48000 | 50000 | 19 | 10.5 | 9 | 2 | 92 | 73 | 215676620
DAY & NIGHT | C5H0V48*K*AAA* | EVD5X60M24A*+WALLCON | *80CTL0902120B* | 48000 | 50000 | 19 | 10.5 | 9 | 2 | 92 | 73 | 215676619
COMFORTMAKER | C5H0V48*K*AAA* | EVD5X60M24A*+WALLCON | *80CTL0902120B* | 48000 | 50000 | 19 | 10.5 | 9 | 2 | 92 | 73 | 215676618
ARCOAIRE | H5H0V48*K*AAA* | EVD5X60M24A*+WALLCON | *80CTL0902120B* | 48000 | 50000 | 19 | 10.5 | 9 | 2 | 92 | 73 | 215676617
AIRQUEST | H5H0V48*K*AAA* | EVD5X60M24A*+WALLCON | *80CTL0902120B* | 48000 | 50000 | 19 | 10.5 | 9 | 2 | 92 | 73 | 215676616
HEIL | H5H0V48*K*AAA* | EVD5X60M24A*+WALLCON | *80CTL0902120B* | 48000 | 50000 | 19 | 10.5 | 9 | 2 | 92 | 73 | 215676615
BRYANT HEATING AND COOLING SYSTEMS | 290VAN048**AA* | CVAVA6024XMA*+UI | 88*TB60090C21*** | 48000 | 50000 | 19 | 10.5 | 9 | 2 | 92 | 73 | 215676614
CARRIER | 27VNA048A*030* | CVAVA6024XMA*+UI | 58TN*B090C21**20 | 48000 | 50000 | 19 | 10.5 | 9 | 2 | 92 | 73 | 215676613
TEMPSTAR | T5H0V48*K*AAA* | EVD5X60M24A*+WALLCON | *80CTL0702120B* | 47500 | 50000 | 19 | 10 | 9 | 2 | 93 | 74 | 215676612
KENMORE | (C,H,T)5H0V48*K*AAA* | EVD5X60M24A*+WALLCON | *80CTL0702120B* | 47500 | 50000 | 19 | 10 | 9 | 2 | 93 | 74 | 215676611
KEEPRITE | C5H0V48*K*AAA* | EVD5X60M24A*+WALLCON | *80CTL0702120B* | 47500 | 50000 | 19 | 10 | 9 | 2 | 93 | 74 | 215676610
DAY & NIGHT | C5H0V48*K*AAA* | EVD5X60M24A*+WALLCON | *80CTL0702120B* | 47500 | 50000 | 19 | 10 | 9 | 2 | 93 | 74 | 215676609
COMFORTMAKER | C5H0V48*K*AAA* | EVD5X60M24A*+WALLCON | *80CTL0702120B* | 47500 | 50000 | 19 | 10 | 9 | 2 | 93 | 74 | 215676608
ARCOAIRE | H5H0V48*K*AAA* | EVD5X60M24A*+WALLCON | *80CTL0702120B* | 47500 | 50000 | 19 | 10 | 9 | 2 | 93 | 74 | 215676607
AIRQUEST | H5H0V48*K*AAA* | EVD5X60M24A*+WALLCON | *80CTL0702120B* | 47500 | 50000 | 19 | 10 | 9 | 2 | 93 | 74 | 215676606
HEIL | H5H0V48*K*AAA* | EVD5X60M24A*+WALLCON | *80CTL0702120B* | 47500 | 50000 | 19 | 10 | 9 | 2 | 93 | 74 | 215676605
BRYANT HEATING AND COOLING SYSTEMS | 290VAN048**AA* | CVAVA6024XMA*+UI | 88*TB60070C21*** | 47500 | 50000 | 19 | 10 | 9 | 2 | 93 | 74 | 215676604
CARRIER | 27VNA048A*030* | CVAVA6024XMA*+UI | 58TN*B070C21**20 | 47500 | 50000 | 19 | 10 | 9 | 2 | 93 | 74 | 215676603
TEMPSTAR | T5H0V48*K*AAA* | EVD5X60M24A*+WALLCON | *80CSU1002120A* | 48000 | 50000 | 18.5 | 10 | 9 | 2 | 92 | 73 | 215676602
KENMORE | (C,H,T)5H0V48*K*AAA* | EVD5X60M24A*+WALLCON | *80CSU1002120A* | 48000 | 50000 | 18.5 | 10 | 9 | 2 | 92 | 73 | 215676601
KEEPRITE | C5H0V48*K*AAA* | EVD5X60M24A*+WALLCON | *80CSU1002120A* | 48000 | 50000 | 18.5 | 10 | 9 | 2 | 92 | 73 | 215676600
DAY & NIGHT | C5H0V48*K*AAA* | EVD5X60M24A*+WALLCON | *80CSU1002120A* | 48000 | 50000 | 18.5 | 10 | 9 | 2 | 92 | 73 | 215676599
COMFORTMAKER | C5H0V48*K*AAA* | EVD5X60M24A*+WALLCON | *80CSU1002120A* | 48000 | 50000 | 18.5 | 10 | 9 | 2 | 92 | 73 | 215676598
ARCOAIRE | H5H0V48*K*AAA* | EVD5X60M24A*+WALLCON | *80CSU1002120A* | 48000 | 50000 | 18.5 | 10 | 9 | 2 | 92 | 73 | 215676597
AIRQUEST | H5H0V48*K*AAA* | EVD5X60M24A*+WALLCON | *80CSU1002120A* | 48000 | 50000 | 18.5 | 10 | 9 | 2 | 92 | 73 | 215676596
HEIL | H5H0V48*K*AAA* | EVD5X60M24A*+WALLCON | *80CSU1002120A* | 48000 | 50000 | 18.5 | 10 | 9 | 2 | 92 | 73 | 215676595
BRYANT HEATING AND COOLING SYSTEMS | 290VAN048**AA* | CVAVA6024XMA*+UI | 83*CA60100C21*** | 48000 | 50000 | 18.5 | 10 | 9 | 2 | 92 | 73 | 215676594
CARRIER | 27VNA048A*030* | CVAVA6024XMA*+UI | 58CU*A100C21**20 | 48000 | 50000 | 18.5 | 10 | 9 | 2 | 92 | 73 | 215676593
TEMPSTAR | T5H0V48*K*AAA* | EVD5X60M24A*+WALLCON | *80CSU0802120A* | 48000 | 50000 | 19 | 10 | 9 | 2.12 | 92 | 73 | 215676592
KENMORE | (C,H,T)5H0V48*K*AAA* | EVD5X60M24A*+WALLCON | *80CSU0802120A* | 48000 | 50000 | 19 | 10 | 9 | 2.12 | 92 | 73 | 215676591
KEEPRITE | C5H0V48*K*AAA* | EVD5X60M24A*+WALLCON | *80CSU0802120A* | 48000 | 50000 | 19 | 10 | 9 | 2.12 | 92 | 73 | 215676590
CARRIER | 27VNA048A*030* | FE5BNBD60L*+UI |  | 46500 | 47000 | 19.5 | 10.5 | 9.5 | 2.2 | 87 | 70 | 215675343
BRYANT HEATING AND COOLING SYSTEMS | 290VAN048**AA* | FE5BNBD60L*+UI |  | 46500 | 47000 | 19.5 | 10.5 | 9.5 | 2.2 | 87 | 70 | 215675344
HEIL | H5H0V48*K*AAA* | FCMA5B60L0D*+WALLCON |  | 46500 | 47000 | 19.5 | 10.5 | 9.5 | 2.2 | 87 | 70 | 215675345
AIRQUEST | H5H0V48*K*AAA* | FCMA5B60L0D*+WALLCON |  | 46500 | 47000 | 19.5 | 10.5 | 9.5 | 2.2 | 87 | 70 | 215675346
ARCOAIRE | H5H0V48*K*AAA* | FCMA5B60L0D*+WALLCON |  | 46500 | 47000 | 19.5 | 10.5 | 9.5 | 2.2 | 87 | 70 | 215675347
COMFORTMAKER | C5H0V48*K*AAA* | FCMA5B60L0D*+WALLCON |  | 46500 | 47000 | 19.5 | 10.5 | 9.5 | 2.2 | 87 | 70 | 215675348
DAY & NIGHT | C5H0V48*K*AAA* | FCMA5B60L0D*+WALLCON |  | 46500 | 47000 | 19.5 | 10.5 | 9.5 | 2.2 | 87 | 70 | 215675349
AIRQUEST | H5H0V48*K*AAA* | EVM5X48M21A*+WALLCON | *96CTN1002122B* | 47000 | 50000 | 18.5 | 10 | 9 | 2 | 91 | 73 | 215675486
BRYANT HEATING AND COOLING SYSTEMS | 290VAN048**AA* | CVAMA6124XMA*+UI | 83*CA60080C21*** | 49000 | 50000 | 19.5 | 10.5 | 9 | 2.1 | 93 | 73 | 215675954
HEIL | H5H0V48*K*AAA* | EVM5X61M24A*+WALLCON | *80CSU0802120A* | 49000 | 50000 | 19.5 | 10.5 | 9 | 2.1 | 93 | 73 | 215675955
AIRQUEST | H5H0V48*K*AAA* | EVM5X61M24A*+WALLCON | *80CSU0802120A* | 49000 | 50000 | 19.5 | 10.5 | 9 | 2.1 | 93 | 73 | 215675956
ARCOAIRE | H5H0V48*K*AAA* | EVM5X61M24A*+WALLCON | *80CSU0802120A* | 49000 | 50000 | 19.5 | 10.5 | 9 | 2.1 | 93 | 73 | 215675957
COMFORTMAKER | C5H0V48*K*AAA* | EVM5X61M24A*+WALLCON | *80CSU0802120A* | 49000 | 50000 | 19.5 | 10.5 | 9 | 2.1 | 93 | 73 | 215675958
DAY & NIGHT | C5H0V48*K*AAA* | EVM5X61M24A*+WALLCON | *80CSU0802120A* | 49000 | 50000 | 19.5 | 10.5 | 9 | 2.1 | 93 | 73 | 215675959
KEEPRITE | C5H0V48*K*AAA* | EVM5X61M24A*+WALLCON | *80CSU0802120A* | 49000 | 50000 | 19.5 | 10.5 | 9 | 2.1 | 93 | 73 | 215675960
KENMORE | (C,H,T)5H0V48*K*AAA* | EVM5X61M24A*+WALLCON | *80CSU0802120A* | 49000 | 50000 | 19.5 | 10.5 | 9 | 2.1 | 93 | 73 | 215675961
TEMPSTAR | T5H0V48*K*AAA* | EVM5X61M24A*+WALLCON | *80CSU0802120A* | 49000 | 50000 | 19.5 | 10.5 | 9 | 2.1 | 93 | 73 | 215675962
CARRIER | 27VNA048A*030* | CVAMA6124XMA*+UI | 58CU*A100C21**20 | 48500 | 50000 | 19 | 10 | 9 | 2.1 | 93 | 74 | 215675963
BRYANT HEATING AND COOLING SYSTEMS | 290VAN048**AA* | CVAMA6124XMA*+UI | 83*CA60100C21*** | 48500 | 50000 | 19 | 10 | 9 | 2.1 | 93 | 74 | 215675964
HEIL | H5H0V48*K*AAA* | EVM5X61M24A*+WALLCON | *80CSU1002120A* | 48500 | 50000 | 19 | 10 | 9 | 2.1 | 93 | 74 | 215675965
AIRQUEST | H5H0V48*K*AAA* | EVM5X61M24A*+WALLCON | *80CSU1002120A* | 48500 | 50000 | 19 | 10 | 9 | 2.1 | 93 | 74 | 215675966
ARCOAIRE | H5H0V48*K*AAA* | EVM5X61M24A*+WALLCON | *80CSU1002120A* | 48500 | 50000 | 19 | 10 | 9 | 2.1 | 93 | 74 | 215675967
COMFORTMAKER | C5H0V48*K*AAA* | EVM5X61M24A*+WALLCON | *80CSU1002120A* | 48500 | 50000 | 19 | 10 | 9 | 2.1 | 93 | 74 | 215675968
DAY & NIGHT | C5H0V48*K*AAA* | EVM5X61M24A*+WALLCON | *80CSU1002120A* | 48500 | 50000 | 19 | 10 | 9 | 2.1 | 93 | 74 | 215675969
KEEPRITE | C5H0V48*K*AAA* | EVM5X61M24A*+WALLCON | *80CSU1002120A* | 48500 | 50000 | 19 | 10 | 9 | 2.1 | 93 | 74 | 215675970
KENMORE | (C,H,T)5H0V48*K*AAA* | EVM5X61M24A*+WALLCON | *80CSU1002120A* | 48500 | 50000 | 19 | 10 | 9 | 2.1 | 93 | 74 | 215675971
TEMPSTAR | T5H0V48*K*AAA* | EVM5X61M24A*+WALLCON | *80CSU1002120A* | 48500 | 50000 | 19 | 10 | 9 | 2.1 | 93 | 74 | 215675972
CARRIER | 27VNA048A*030* | CVAMA6124XMA*+UI | 58TN*B070C21**20 | 48500 | 50000 | 19 | 10.5 | 9.5 | 2.1 | 93 | 74 | 215675973
BRYANT HEATING AND COOLING SYSTEMS | 290VAN048**AA* | CVAMA6124XMA*+UI | 88*TB60070C21*** | 48500 | 50000 | 19 | 10.5 | 9.5 | 2.1 | 93 | 74 | 215675974
HEIL | H5H0V48*K*AAA* | EVM5X61M24A*+WALLCON | *80CTL0702120B* | 48500 | 50000 | 19 | 10.5 | 9.5 | 2.1 | 93 | 74 | 215675975
AIRQUEST | H5H0V48*K*AAA* | EVM5X61M24A*+WALLCON | *80CTL0702120B* | 48500 | 50000 | 19 | 10.5 | 9.5 | 2.1 | 93 | 74 | 215675976
ARCOAIRE | H5H0V48*K*AAA* | EVM5X61M24A*+WALLCON | *80CTL0702120B* | 48500 | 50000 | 19 | 10.5 | 9.5 | 2.1 | 93 | 74 | 215675977
COMFORTMAKER | C5H0V48*K*AAA* | EVM5X61M24A*+WALLCON | *80CTL0702120B* | 48500 | 50000 | 19 | 10.5 | 9.5 | 2.1 | 93 | 74 | 215675978
DAY & NIGHT | C5H0V48*K*AAA* | EVM5X61M24A*+WALLCON | *80CTL0702120B* | 48500 | 50000 | 19 | 10.5 | 9.5 | 2.1 | 93 | 74 | 215675979
KEEPRITE | C5H0V48*K*AAA* | EVM5X61M24A*+WALLCON | *80CTL0702120B* | 48500 | 50000 | 19 | 10.5 | 9.5 | 2.1 | 93 | 74 | 215675980
KENMORE | (C,H,T)5H0V48*K*AAA* | EVM5X61M24A*+WALLCON | *80CTL0702120B* | 48500 | 50000 | 19 | 10.5 | 9.5 | 2.1 | 93 | 74 | 215675981
TEMPSTAR | T5H0V48*K*AAA* | EVM5X61M24A*+WALLCON | *80CTL0702120B* | 48500 | 50000 | 19 | 10.5 | 9.5 | 2.1 | 93 | 74 | 215675982
CARRIER | 27VNA048A*030* | CVAMA6124XMA*+UI | 58TN*B090C21**20 | 48500 | 50000 | 19.5 | 10.5 | 9.5 | 2.1 | 93 | 73 | 215675983
BRYANT HEATING AND COOLING SYSTEMS | 290VAN048**AA* | CVAMA6124XMA*+UI | 88*TB60090C21*** | 48500 | 50000 | 19.5 | 10.5 | 9.5 | 2.1 | 93 | 73 | 215675984
HEIL | H5H0V48*K*AAA* | EVM5X61M24A*+WALLCON | *80CTL0902120B* | 48500 | 50000 | 19.5 | 10.5 | 9.5 | 2.1 | 93 | 73 | 215675985
AIRQUEST | H5H0V48*K*AAA* | EVM5X61M24A*+WALLCON | *80CTL0902120B* | 48500 | 50000 | 19.5 | 10.5 | 9.5 | 2.1 | 93 | 73 | 215675986
ARCOAIRE | H5H0V48*K*AAA* | EVM5X61M24A*+WALLCON | *80CTL0902120B* | 48500 | 50000 | 19.5 | 10.5 | 9.5 | 2.1 | 93 | 73 | 215675987
COMFORTMAKER | C5H0V48*K*AAA* | EVM5X61M24A*+WALLCON | *80CTL0902120B* | 48500 | 50000 | 19.5 | 10.5 | 9.5 | 2.1 | 93 | 73 | 215675988
DAY & NIGHT | C5H0V48*K*AAA* | EVM5X61M24A*+WALLCON | *80CTL0902120B* | 48500 | 50000 | 19.5 | 10.5 | 9.5 | 2.1 | 93 | 73 | 215675989
KEEPRITE | C5H0V48*K*AAA* | EVM5X61M24A*+WALLCON | *80CTL0902120B* | 48500 | 50000 | 19.5 | 10.5 | 9.5 | 2.1 | 93 | 73 | 215675990
KENMORE | (C,H,T)5H0V48*K*AAA* | EVM5X61M24A*+WALLCON | *80CTL0902120B* | 48500 | 50000 | 19.5 | 10.5 | 9.5 | 2.1 | 93 | 73 | 215675991
TEMPSTAR | T5H0V48*K*AAA* | EVM5X61M24A*+WALLCON | *80CTL0902120B* | 48500 | 50000 | 19.5 | 10.5 | 9.5 | 2.1 | 93 | 73 | 215675992
CARRIER | 27VNA048A*030* | CVAMA6124XMA*+UI | 58TN*B110C21**20 | 48500 | 50000 | 19.5 | 10.5 | 9.5 | 2.1 | 93 | 73 | 215675993
BRYANT HEATING AND COOLING SYSTEMS | 290VAN048**AA* | CVAMA6124XMA*+UI | 88*TB60110C21*** | 48500 | 50000 | 19.5 | 10.5 | 9.5 | 2.1 | 93 | 73 | 215675994
HEIL | H5H0V48*K*AAA* | EVM5X61M24A*+WALLCON | *80CTL1102120B* | 48500 | 50000 | 19.5 | 10.5 | 9.5 | 2.1 | 93 | 73 | 215675995
AIRQUEST | H5H0V48*K*AAA* | EVM5X61M24A*+WALLCON | *80CTL1102120B* | 48500 | 50000 | 19.5 | 10.5 | 9.5 | 2.1 | 93 | 73 | 215675996
ARCOAIRE | H5H0V48*K*AAA* | EVM5X61M24A*+WALLCON | *97CMN1202422B* | 48500 | 50000 | 19.5 | 10.5 | 9.5 | 2.12 | 93 | 74 | 215676067
COMFORTMAKER | C5H0V48*K*AAA* | EVM5X61M24A*+WALLCON | *97CMN1202422B* | 48500 | 50000 | 19.5 | 10.5 | 9.5 | 2.12 | 93 | 74 | 215676068
DAY & NIGHT | C5H0V48*K*AAA* | EVM5X61M24A*+WALLCON | *97CMN1202422B* | 48500 | 50000 | 19.5 | 10.5 | 9.5 | 2.12 | 93 | 74 | 215676069
KEEPRITE | C5H0V48*K*AAA* | EVM5X61M24A*+WALLCON | *97CMN1202422B* | 48500 | 50000 | 19.5 | 10.5 | 9.5 | 2.12 | 93 | 74 | 215676070
KENMORE | (C,H,T)5H0V48*K*AAA* | EVM5X61M24A*+WALLCON | *97CMN1202422B* | 48500 | 50000 | 19.5 | 10.5 | 9.5 | 2.12 | 93 | 74 | 215676071
TEMPSTAR | T5H0V48*K*AAA* | EVM5X61M24A*+WALLCON | *97CMN1202422B* | 48500 | 50000 | 19.5 | 10.5 | 9.5 | 2.12 | 93 | 74 | 215676072
CARRIER | 27VNA048A*030* | CVAMA6124XMA*+UI | 59TN6C100C21**22 | 48500 | 50000 | 19.5 | 10.5 | 9.5 | 2.12 | 93 | 73 | 215676073
BRYANT HEATING AND COOLING SYSTEMS | 290VAN048**AA* | CVAMA6124XMA*+UI | 986TD66100C21*** | 48500 | 50000 | 19.5 | 10.5 | 9.5 | 2.12 | 93 | 73 | 215676074
HEIL | H5H0V48*K*AAA* | EVM5X61M24A*+WALLCON | *96CTN1002122B* | 48500 | 50000 | 19.5 | 10.5 | 9.5 | 2.12 | 93 | 73 | 215676075
AIRQUEST | H5H0V48*K*AAA* | EVM5X61M24A*+WALLCON | *96CTN1002122B* | 48500 | 50000 | 19.5 | 10.5 | 9.5 | 2.12 | 93 | 73 | 215676076
ARCOAIRE | H5H0V48*K*AAA* | EVM5X61M24A*+WALLCON | *96CTN1002122B* | 48500 | 50000 | 19.5 | 10.5 | 9.5 | 2.12 | 93 | 73 | 215676077
COMFORTMAKER | C5H0V48*K*AAA* | EVM5X61M24A*+WALLCON | *96CTN1002122B* | 48500 | 50000 | 19.5 | 10.5 | 9.5 | 2.12 | 93 | 73 | 215676078
DAY & NIGHT | C5H0V48*K*AAA* | EVM5X61M24A*+WALLCON | *96CTN1002122B* | 48500 | 50000 | 19.5 | 10.5 | 9.5 | 2.12 | 93 | 73 | 215676079
ARCOAIRE | H5H0V36*K*AAA* | EA*5X43M21A*+WALLCON | *96CTN1002122B* | 34600 | 35200 | 18 | 10 | 9 | 1.9 | 86 | 71 | 215669086
COMFORTMAKER | C5H0V36*K*AAA* | EA*5X43M21A*+WALLCON | *96CTN1002122B* | 34600 | 35200 | 18 | 10 | 9 | 1.9 | 86 | 71 | 215669087
DAY & NIGHT | C5H0V36*K*AAA* | EA*5X43M21A*+WALLCON | *96CTN1002122B* | 34600 | 35200 | 18 | 10 | 9 | 1.9 | 86 | 71 | 215669088
KEEPRITE | C5H0V36*K*AAA* | EA*5X43M21A*+WALLCON | *96CTN1002122B* | 34600 | 35200 | 18 | 10 | 9 | 1.9 | 86 | 71 | 215669089
KENMORE | (C,H,T)5H0V36*K*AAA* | EA*5X43M21A*+WALLCON | *96CTN1002122B* | 34600 | 35200 | 18 | 10 | 9 | 1.9 | 86 | 71 | 215669090
TEMPSTAR | T5H0V36*K*AAA* | EA*5X43M21A*+WALLCON | *96CTN1002122B* | 34600 | 35200 | 18 | 10 | 9 | 1.9 | 86 | 71 | 215669091
CARRIER | 27VNA036A*030* | CAA**4821AM*+UI | 58TN*B070C17**16 | 33600 | 35200 | 18 | 10 | 9 | 1.88 | 86 | 72 | 215669132
BRYANT HEATING AND COOLING SYSTEMS | 290VAN036**AA* | CAA**4821AM*+UI | 88*TB48070C17*** | 33600 | 35200 | 18 | 10 | 9 | 1.88 | 86 | 72 | 215669133
HEIL | H5H0V36*K*AAA* | EA*5X48M21A*+WALLCON | *80CTL0701716B* | 33600 | 35200 | 18 | 10 | 9 | 1.88 | 86 | 72 | 215669134
AIRQUEST | H5H0V36*K*AAA* | EA*5X48M21A*+WALLCON | *80CTL0701716B* | 33600 | 35200 | 18 | 10 | 9 | 1.88 | 86 | 72 | 215669135
ARCOAIRE | H5H0V36*K*AAA* | EA*5X48M21A*+WALLCON | *80CTL0701716B* | 33600 | 35200 | 18 | 10 | 9 | 1.88 | 86 | 72 | 215669136
COMFORTMAKER | C5H0V36*K*AAA* | EA*5X48M21A*+WALLCON | *80CTL0701716B* | 33600 | 35200 | 18 | 10 | 9 | 1.88 | 86 | 72 | 215669137
DAY & NIGHT | C5H0V36*K*AAA* | EA*5X48M21A*+WALLCON | *80CTL0701716B* | 33600 | 35200 | 18 | 10 | 9 | 1.88 | 86 | 72 | 215669138
KEEPRITE | C5H0V36*K*AAA* | EA*5X48M21A*+WALLCON | *80CTL0701716B* | 33600 | 35200 | 18 | 10 | 9 | 1.88 | 86 | 72 | 215669139
KENMORE | (C,H,T)5H0V36*K*AAA* | EA*5X48M21A*+WALLCON | *80CTL0701716B* | 33600 | 35200 | 18 | 10 | 9 | 1.88 | 86 | 72 | 215669140
TEMPSTAR | T5H0V36*K*AAA* | EA*5X48M21A*+WALLCON | *80CTL0701716B* | 33600 | 35200 | 18 | 10 | 9 | 1.88 | 86 | 72 | 215669141
ARCOAIRE | H5H0V48*K*AAA* | EVM5X61M24A*+WALLCON | *95CSU0802120B* | 48500 | 50000 | 19 | 10 | 9 | 2 | 93 | 74 | 215676017
AIRQUEST | H5H0V48*K*AAA* | EVM5X61M24A*+WALLCON | *95CSU0802120B* | 48500 | 50000 | 19 | 10 | 9 | 2 | 93 | 74 | 215676016
HEIL | H5H0V48*K*AAA* | EVM5X61M24A*+WALLCON | *95CSU0802120B* | 48500 | 50000 | 19 | 10 | 9 | 2 | 93 | 74 | 215676015
BRYANT HEATING AND COOLING SYSTEMS | 290VAN048**AA* | CVAMA6124XMA*+UI | 935CB60080C21*** | 48500 | 50000 | 19 | 10 | 9 | 2 | 93 | 74 | 215676014
CARRIER | 27VNA048A*030* | CVAMA6124XMA*+UI | 59CU5B080C21**20 | 48500 | 50000 | 19 | 10 | 9 | 2 | 93 | 74 | 215676013
TEMPSTAR | T5H0V48*K*AAA* | EVM5X61M24A*+WALLCON | *80CTL1352422B* | 48500 | 50000 | 19.5 | 10.5 | 9.5 | 2.1 | 93 | 73 | 215676012
KENMORE | (C,H,T)5H0V48*K*AAA* | EVM5X61M24A*+WALLCON | *80CTL1352422B* | 48500 | 50000 | 19.5 | 10.5 | 9.5 | 2.1 | 93 | 73 | 215676011
KEEPRITE | C5H0V48*K*AAA* | EVM5X61M24A*+WALLCON | *80CTL1352422B* | 48500 | 50000 | 19.5 | 10.5 | 9.5 | 2.1 | 93 | 73 | 215676010
DAY & NIGHT | C5H0V48*K*AAA* | EVM5X61M24A*+WALLCON | *80CTL1352422B* | 48500 | 50000 | 19.5 | 10.5 | 9.5 | 2.1 | 93 | 73 | 215676009
COMFORTMAKER | C5H0V48*K*AAA* | EVM5X61M24A*+WALLCON | *80CTL1352422B* | 48500 | 50000 | 19.5 | 10.5 | 9.5 | 2.1 | 93 | 73 | 215676008
ARCOAIRE | H5H0V48*K*AAA* | EVM5X61M24A*+WALLCON | *80CTL1352422B* | 48500 | 50000 | 19.5 | 10.5 | 9.5 | 2.1 | 93 | 73 | 215676007
AIRQUEST | H5H0V48*K*AAA* | EVM5X61M24A*+WALLCON | *80CTL1352422B* | 48500 | 50000 | 19.5 | 10.5 | 9.5 | 2.1 | 93 | 73 | 215676006
HEIL | H5H0V48*K*AAA* | EVM5X61M24A*+WALLCON | *80CTL1352422B* | 48500 | 50000 | 19.5 | 10.5 | 9.5 | 2.1 | 93 | 73 | 215676005
BRYANT HEATING AND COOLING SYSTEMS | 290VAN048**AA* | CVAMA6124XMA*+UI | 88*TB66135C24*** | 48500 | 50000 | 19.5 | 10.5 | 9.5 | 2.1 | 93 | 73 | 215676004
CARRIER | 27VNA048A*030* | CVAMA6124XMA*+UI | 58TN*B135C24**22 | 48500 | 50000 | 19.5 | 10.5 | 9.5 | 2.1 | 93 | 73 | 215676003
TEMPSTAR | T5H0V48*K*AAA* | EVM5X61M24A*+WALLCON | *80CTL1102120B* | 48500 | 50000 | 19.5 | 10.5 | 9.5 | 2.1 | 93 | 73 | 215676002
KENMORE | (C,H,T)5H0V48*K*AAA* | EVM5X61M24A*+WALLCON | *80CTL1102120B* | 48500 | 50000 | 19.5 | 10.5 | 9.5 | 2.1 | 93 | 73 | 215676001
KEEPRITE | C5H0V48*K*AAA* | EVM5X61M24A*+WALLCON | *80CTL1102120B* | 48500 | 50000 | 19.5 | 10.5 | 9.5 | 2.1 | 93 | 73 | 215676000
DAY & NIGHT | C5H0V48*K*AAA* | EVM5X61M24A*+WALLCON | *80CTL1102120B* | 48500 | 50000 | 19.5 | 10.5 | 9.5 | 2.1 | 93 | 73 | 215675999
COMFORTMAKER | C5H0V48*K*AAA* | EVM5X61M24A*+WALLCON | *80CTL1102120B* | 48500 | 50000 | 19.5 | 10.5 | 9.5 | 2.1 | 93 | 73 | 215675998
ARCOAIRE | H5H0V48*K*AAA* | EVM5X61M24A*+WALLCON | *80CTL1102120B* | 48500 | 50000 | 19.5 | 10.5 | 9.5 | 2.1 | 93 | 73 | 215675997
COMFORTMAKER | C5H0V48*K*AAA* | EVM5X61M24A*+WALLCON | *96CTN1202422B* | 48500 | 50000 | 19.5 | 10.5 | 9.5 | 2.12 | 93 | 73 | 215676088
ARCOAIRE | H5H0V48*K*AAA* | EVM5X61M24A*+WALLCON | *96CTN1202422B* | 48500 | 50000 | 19.5 | 10.5 | 9.5 | 2.12 | 93 | 73 | 215676087
AIRQUEST | H5H0V48*K*AAA* | EVM5X61M24A*+WALLCON | *96CTN1202422B* | 48500 | 50000 | 19.5 | 10.5 | 9.5 | 2.12 | 93 | 73 | 215676086
HEIL | H5H0V48*K*AAA* | EVM5X61M24A*+WALLCON | *96CTN1202422B* | 48500 | 50000 | 19.5 | 10.5 | 9.5 | 2.12 | 93 | 73 | 215676085
BRYANT HEATING AND COOLING SYSTEMS | 290VAN048**AA* | CVAMA6124XMA*+UI | 986TD66120C24*** | 48500 | 50000 | 19.5 | 10.5 | 9.5 | 2.12 | 93 | 73 | 215676084
CARRIER | 27VNA048A*030* | CVAMA6124XMA*+UI | 59TN6C120C24**22 | 48500 | 50000 | 19.5 | 10.5 | 9.5 | 2.12 | 93 | 73 | 215676083
TEMPSTAR | T5H0V48*K*AAA* | EVM5X61M24A*+WALLCON | *96CTN1002122B* | 48500 | 50000 | 19.5 | 10.5 | 9.5 | 2.12 | 93 | 73 | 215676082
KENMORE | (C,H,T)5H0V48*K*AAA* | EVM5X61M24A*+WALLCON | *96CTN1002122B* | 48500 | 50000 | 19.5 | 10.5 | 9.5 | 2.12 | 93 | 73 | 215676081
KEEPRITE | C5H0V48*K*AAA* | EVM5X61M24A*+WALLCON | *96CTN1002122B* | 48500 | 50000 | 19.5 | 10.5 | 9.5 | 2.12 | 93 | 73 | 215676080
AIRQUEST | H5H0V36*K*AAA* | ESH5X60M12A*+WALLCON | *97CMN0802120B* | 34600 | 34600 | 17 | 10 | 8.5 | 1.8 | 87 | 72 | 215670529
HEIL | H5H0V36*K*AAA* | ESH5X60M12A*+WALLCON | *97CMN0802120B* | 34600 | 34600 | 17 | 10 | 8.5 | 1.8 | 87 | 72 | 215670528
TEMPSTAR | T5H0V36*K*AAA* | ESH5X60M12A*+WALLCON | *95CSU1002122B* | 34600 | 34600 | 17 | 10 | 8.5 | 1.92 | 86 | 72 | 215670495
KENMORE | (C,H,T)5H0V36*K*AAA* | ESH5X60M12A*+WALLCON | *95CSU1002122B* | 34600 | 34600 | 17 | 10 | 8.5 | 1.92 | 86 | 72 | 215670494
KEEPRITE | C5H0V36*K*AAA* | ESH5X60M12A*+WALLCON | *95CSU1002122B* | 34600 | 34600 | 17 | 10 | 8.5 | 1.92 | 86 | 72 | 215670493
DAY & NIGHT | C5H0V36*K*AAA* | ESH5X60M12A*+WALLCON | *95CSU1002122B* | 34600 | 34600 | 17 | 10 | 8.5 | 1.92 | 86 | 72 | 215670492
COMFORTMAKER | C5H0V36*K*AAA* | ESH5X60M12A*+WALLCON | *95CSU1002122B* | 34600 | 34600 | 17 | 10 | 8.5 | 1.92 | 86 | 72 | 215670491
ARCOAIRE | H5H0V36*K*AAA* | ESH5X60M12A*+WALLCON | *95CSU1002122B* | 34600 | 34600 | 17 | 10 | 8.5 | 1.92 | 86 | 72 | 215670490
AIRQUEST | H5H0V36*K*AAA* | ESH5X60M12A*+WALLCON | *95CSU1002122B* | 34600 | 34600 | 17 | 10 | 8.5 | 1.92 | 86 | 72 | 215670489
HEIL | H5H0V36*K*AAA* | ESH5X60M12A*+WALLCON | *95CSU1002122B* | 34600 | 34600 | 17 | 10 | 8.5 | 1.92 | 86 | 72 | 215670488
BRYANT HEATING AND COOLING SYSTEMS | 290VAN036**AA* | CSAH*6012AM*+UI | 935CB66100C21*** | 34600 | 34600 | 17 | 10 | 8.5 | 1.92 | 86 | 72 | 215670487
CARRIER | 27VNA036A*030* | CSAH*6012AM*+UI | 59CU5B100C21**22 | 34600 | 34600 | 17 | 10 | 8.5 | 1.92 | 86 | 72 | 215670486
KEEPRITE | C5H0V48*K*AAA* | EVD5X61M21A*+WALLCON | *80CTL0702120B* | 48500 | 50000 | 19 | 10.5 | 9 | 2 | 94 | 74 | 215676730
DAY & NIGHT | C5H0V48*K*AAA* | EVD5X61M21A*+WALLCON | *80CTL0702120B* | 48500 | 50000 | 19 | 10.5 | 9 | 2 | 94 | 74 | 215676729
COMFORTMAKER | C5H0V48*K*AAA* | EVD5X61M21A*+WALLCON | *80CTL0702120B* | 48500 | 50000 | 19 | 10.5 | 9 | 2 | 94 | 74 | 215676728
ARCOAIRE | H5H0V48*K*AAA* | EVD5X61M21A*+WALLCON | *80CTL0702120B* | 48500 | 50000 | 19 | 10.5 | 9 | 2 | 94 | 74 | 215676727
AIRQUEST | H5H0V48*K*AAA* | EVD5X61M21A*+WALLCON | *80CTL0702120B* | 48500 | 50000 | 19 | 10.5 | 9 | 2 | 94 | 74 | 215676726
HEIL | H5H0V48*K*AAA* | EVD5X61M21A*+WALLCON | *80CTL0702120B* | 48500 | 50000 | 19 | 10.5 | 9 | 2 | 94 | 74 | 215676725
BRYANT HEATING AND COOLING SYSTEMS | 290VAN048**AA* | CVAVA6121XMA*+UI | 88*TB60070C21*** | 48500 | 50000 | 19 | 10.5 | 9 | 2 | 94 | 74 | 215676724
CARRIER | 27VNA048A*030* | CVAVA6121XMA*+UI | 58TN*B070C21**20 | 48500 | 50000 | 19 | 10.5 | 9 | 2 | 94 | 74 | 215676723
TEMPSTAR | T5H0V48*K*AAA* | EVD5X61M21A*+WALLCON | *80CTL0701716B* | 48500 | 50000 | 19 | 10 | 9 | 1.98 | 94 | 74 | 215676722
KENMORE | (C,H,T)5H0V48*K*AAA* | EVD5X61M21A*+WALLCON | *80CTL0701716B* | 48500 | 50000 | 19 | 10 | 9 | 1.98 | 94 | 74 | 215676721
KEEPRITE | C5H0V48*K*AAA* | EVD5X61M21A*+WALLCON | *80CTL0701716B* | 48500 | 50000 | 19 | 10 | 9 | 1.98 | 94 | 74 | 215676720
DAY & NIGHT | C5H0V48*K*AAA* | EVD5X61M21A*+WALLCON | *80CTL0701716B* | 48500 | 50000 | 19 | 10 | 9 | 1.98 | 94 | 74 | 215676719
COMFORTMAKER | C5H0V48*K*AAA* | EVD5X61M21A*+WALLCON | *80CTL0701716B* | 48500 | 50000 | 19 | 10 | 9 | 1.98 | 94 | 74 | 215676718
ARCOAIRE | H5H0V48*K*AAA* | EVD5X61M21A*+WALLCON | *80CTL0701716B* | 48500 | 50000 | 19 | 10 | 9 | 1.98 | 94 | 74 | 215676717
AIRQUEST | H5H0V48*K*AAA* | EVD5X61M21A*+WALLCON | *80CTL0701716B* | 48500 | 50000 | 19 | 10 | 9 | 1.98 | 94 | 74 | 215676716
HEIL | H5H0V48*K*AAA* | EVD5X61M21A*+WALLCON | *80CTL0701716B* | 48500 | 50000 | 19 | 10 | 9 | 1.98 | 94 | 74 | 215676715
BRYANT HEATING AND COOLING SYSTEMS | 290VAN048**AA* | CVAVA6121XMA*+UI | 88*TB48070C17*** | 48500 | 50000 | 19 | 10 | 9 | 1.98 | 94 | 74 | 215676714
CARRIER | 27VNA048A*030* | CVAVA6121XMA*+UI | 58TN*B070C17**16 | 48500 | 50000 | 19 | 10 | 9 | 1.98 | 94 | 74 | 215676713
TEMPSTAR | T5H0V36*K*AAA* | EA*5X37M21A*+WALLCON | *80CSU0401712A* | 34400 | 35200 | 18 | 10 | 9 | 1.88 | 86 | 72 | 215668635
KENMORE | (C,H,T)5H0V36*K*AAA* | EA*5X37M21A*+WALLCON | *80CSU0401712A* | 34400 | 35200 | 18 | 10 | 9 | 1.88 | 86 | 72 | 215668634
KEEPRITE | C5H0V36*K*AAA* | EA*5X37M21A*+WALLCON | *80CSU0401712A* | 34400 | 35200 | 18 | 10 | 9 | 1.88 | 86 | 72 | 215668633
DAY & NIGHT | C5H0V36*K*AAA* | EA*5X37M21A*+WALLCON | *80CSU0401712A* | 34400 | 35200 | 18 | 10 | 9 | 1.88 | 86 | 72 | 215668632
COMFORTMAKER | C5H0V36*K*AAA* | EA*5X37M21A*+WALLCON | *80CSU0401712A* | 34400 | 35200 | 18 | 10 | 9 | 1.88 | 86 | 72 | 215668631
ARCOAIRE | H5H0V36*K*AAA* | EA*5X37M21A*+WALLCON | *80CSU0401712A* | 34400 | 35200 | 18 | 10 | 9 | 1.88 | 86 | 72 | 215668630
AIRQUEST | H5H0V36*K*AAA* | EA*5X37M21A*+WALLCON | *80CSU0401712A* | 34400 | 35200 | 18 | 10 | 9 | 1.88 | 86 | 72 | 215668629
HEIL | H5H0V36*K*AAA* | EA*5X37M21A*+WALLCON | *80CSU0401712A* | 34400 | 35200 | 18 | 10 | 9 | 1.88 | 86 | 72 | 215668628
CARRIER | 27VNA048A*030* | CVAMA4821XMA*+UI | 59MN7C100C21**22 | 47000 | 50000 | 18.5 | 10 | 9 | 2 | 91 | 73 | 215675453
TEMPSTAR | T5H0V48*K*AAA* | EVM5X48M21A*+WALLCON | *97CMN0802120B* | 47000 | 50000 | 18.5 | 10 | 9 | 2 | 92 | 73 | 215675452
KENMORE | (C,H,T)5H0V48*K*AAA* | EVM5X48M21A*+WALLCON | *97CMN0802120B* | 47000 | 50000 | 18.5 | 10 | 9 | 2 | 92 | 73 | 215675451
KEEPRITE | C5H0V48*K*AAA* | EVM5X48M21A*+WALLCON | *97CMN0802120B* | 47000 | 50000 | 18.5 | 10 | 9 | 2 | 92 | 73 | 215675450
DAY & NIGHT | C5H0V48*K*AAA* | EVM5X48M21A*+WALLCON | *97CMN0802120B* | 47000 | 50000 | 18.5 | 10 | 9 | 2 | 92 | 73 | 215675449
COMFORTMAKER | C5H0V48*K*AAA* | EVM5X48M21A*+WALLCON | *97CMN0802120B* | 47000 | 50000 | 18.5 | 10 | 9 | 2 | 92 | 73 | 215675448
ARCOAIRE | H5H0V48*K*AAA* | EVM5X48M21A*+WALLCON | *97CMN0802120B* | 47000 | 50000 | 18.5 | 10 | 9 | 2 | 92 | 73 | 215675447
AIRQUEST | H5H0V48*K*AAA* | EVM5X48M21A*+WALLCON | *97CMN0802120B* | 47000 | 50000 | 18.5 | 10 | 9 | 2 | 92 | 73 | 215675446
HEIL | H5H0V48*K*AAA* | EVM5X48M21A*+WALLCON | *97CMN0802120B* | 47000 | 50000 | 18.5 | 10 | 9 | 2 | 92 | 73 | 215675445
BRYANT HEATING AND COOLING SYSTEMS | 290VAN048**AA* | CVAMA4821XMA*+UI | 987MC60080C21*** | 47000 | 50000 | 18.5 | 10 | 9 | 2 | 92 | 73 | 215675444
CARRIER | 27VNA048A*030* | CVAMA4821XMA*+UI | 59MN7C080C21**20 | 47000 | 50000 | 18.5 | 10 | 9 | 2 | 92 | 73 | 215675443
KENMORE | (C,H,T)5H0V48*K*AAA* | EVM5X48M21A*+WALLCON | *80CTL1102120B* | 47000 | 50000 | 18.5 | 10 | 9 | 2 | 91 | 73 | 215675401
KEEPRITE | C5H0V48*K*AAA* | EVM5X48M21A*+WALLCON | *80CTL1102120B* | 47000 | 50000 | 18.5 | 10 | 9 | 2 | 91 | 73 | 215675400
DAY & NIGHT | C5H0V48*K*AAA* | EVM5X48M21A*+WALLCON | *80CTL1102120B* | 47000 | 50000 | 18.5 | 10 | 9 | 2 | 91 | 73 | 215675399
COMFORTMAKER | C5H0V48*K*AAA* | EVM5X48M21A*+WALLCON | *80CTL1102120B* | 47000 | 50000 | 18.5 | 10 | 9 | 2 | 91 | 73 | 215675398
ARCOAIRE | H5H0V48*K*AAA* | EVM5X48M21A*+WALLCON | *80CTL1102120B* | 47000 | 50000 | 18.5 | 10 | 9 | 2 | 91 | 73 | 215675397
AIRQUEST | H5H0V48*K*AAA* | EVM5X48M21A*+WALLCON | *80CTL1102120B* | 47000 | 50000 | 18.5 | 10 | 9 | 2 | 91 | 73 | 215675396
HEIL | H5H0V48*K*AAA* | EVM5X48M21A*+WALLCON | *80CTL1102120B* | 47000 | 50000 | 18.5 | 10 | 9 | 2 | 91 | 73 | 215675395
BRYANT HEATING AND COOLING SYSTEMS | 290VAN048**AA* | CVAMA4821XMA*+UI | 88*TB60110C21*** | 47000 | 50000 | 18.5 | 10 | 9 | 2 | 91 | 73 | 215675394
CARRIER | 27VNA048A*030* | CVAMA4821XMA*+UI | 58TN*B110C21**20 | 47000 | 50000 | 18.5 | 10 | 9 | 2 | 91 | 73 | 215675393
TEMPSTAR | T5H0V48*K*AAA* | EVM5X48M21A*+WALLCON | *80CTL0902120B* | 47000 | 50000 | 18.5 | 10 | 9 | 2 | 91 | 73 | 215675392
KENMORE | (C,H,T)5H0V48*K*AAA* | EVM5X48M21A*+WALLCON | *80CTL0902120B* | 47000 | 50000 | 18.5 | 10 | 9 | 2 | 91 | 73 | 215675391
KEEPRITE | C5H0V48*K*AAA* | EVM5X48M21A*+WALLCON | *80CTL0902120B* | 47000 | 50000 | 18.5 | 10 | 9 | 2 | 91 | 73 | 215675390
DAY & NIGHT | C5H0V48*K*AAA* | EVM5X48M21A*+WALLCON | *80CTL0902120B* | 47000 | 50000 | 18.5 | 10 | 9 | 2 | 91 | 73 | 215675389
COMFORTMAKER | C5H0V48*K*AAA* | EVM5X48M21A*+WALLCON | *80CTL0902120B* | 47000 | 50000 | 18.5 | 10 | 9 | 2 | 91 | 73 | 215675388
ARCOAIRE | H5H0V48*K*AAA* | EVM5X48M21A*+WALLCON | *80CTL0902120B* | 47000 | 50000 | 18.5 | 10 | 9 | 2 | 91 | 73 | 215675387
AIRQUEST | H5H0V48*K*AAA* | EVM5X48M21A*+WALLCON | *80CTL0902120B* | 47000 | 50000 | 18.5 | 10 | 9 | 2 | 91 | 73 | 215675386
HEIL | H5H0V48*K*AAA* | EVM5X48M21A*+WALLCON | *80CTL0902120B* | 47000 | 50000 | 18.5 | 10 | 9 | 2 | 91 | 73 | 215675385
BRYANT HEATING AND COOLING SYSTEMS | 290VAN048**AA* | CVAMA4821XMA*+UI | 88*TB60090C21*** | 47000 | 50000 | 18.5 | 10 | 9 | 2 | 91 | 73 | 215675384
CARRIER | 27VNA048A*030* | CVAMA4821XMA*+UI | 58TN*B090C21**20 | 47000 | 50000 | 18.5 | 10 | 9 | 2 | 91 | 73 | 215675383
HEIL | H5H0V48*K*AAA* | EVM5X48M21A*+WALLCON | *96CTN1002122B* | 47000 | 50000 | 18.5 | 10 | 9 | 2 | 91 | 73 | 215675485
BRYANT HEATING AND COOLING SYSTEMS | 290VAN048**AA* | CVAMA4821XMA*+UI | 986TD66100C21*** | 47000 | 50000 | 18.5 | 10 | 9 | 2 | 91 | 73 | 215675484
CARRIER | 27VNA048A*030* | CVAMA4821XMA*+UI | 59TN6C100C21**22 | 47000 | 50000 | 18.5 | 10 | 9 | 2 | 91 | 73 | 215675483
TEMPSTAR | T5H0V48*K*AAA* | EVM5X48M21A*+WALLCON | *96CTN0802120B* | 47000 | 50000 | 18.5 | 10 | 9 | 2 | 91 | 73 | 215675482
KENMORE | (C,H,T)5H0V48*K*AAA* | EVM5X48M21A*+WALLCON | *96CTN0802120B* | 47000 | 50000 | 18.5 | 10 | 9 | 2 | 91 | 73 | 215675481
KEEPRITE | C5H0V48*K*AAA* | EVM5X48M21A*+WALLCON | *96CTN0802120B* | 47000 | 50000 | 18.5 | 10 | 9 | 2 | 91 | 73 | 215675480
DAY & NIGHT | C5H0V48*K*AAA* | EVM5X48M21A*+WALLCON | *96CTN0802120B* | 47000 | 50000 | 18.5 | 10 | 9 | 2 | 91 | 73 | 215675479
COMFORTMAKER | C5H0V48*K*AAA* | EVM5X48M21A*+WALLCON | *96CTN0802120B* | 47000 | 50000 | 18.5 | 10 | 9 | 2 | 91 | 73 | 215675478
ARCOAIRE | H5H0V48*K*AAA* | EVM5X48M21A*+WALLCON | *96CTN0802120B* | 47000 | 50000 | 18.5 | 10 | 9 | 2 | 91 | 73 | 215675477
AIRQUEST | H5H0V48*K*AAA* | EVM5X48M21A*+WALLCON | *96CTN0802120B* | 47000 | 50000 | 18.5 | 10 | 9 | 2 | 91 | 73 | 215675476
HEIL | H5H0V48*K*AAA* | EVM5X48M21A*+WALLCON | *96CTN0802120B* | 47000 | 50000 | 18.5 | 10 | 9 | 2 | 91 | 73 | 215675475
BRYANT HEATING AND COOLING SYSTEMS | 290VAN048**AA* | CVAMA4821XMA*+UI | 986TD60080C21*** | 47000 | 50000 | 18.5 | 10 | 9 | 2 | 91 | 73 | 215675474
CARRIER | 27VNA048A*030* | CVAMA4821XMA*+UI | 59TN6C080C21**20 | 47000 | 50000 | 18.5 | 10 | 9 | 2 | 91 | 73 | 215675473
AIRQUEST | H5H0V48*K*AAA* | EA*5X61M24A*+WALLCON | *80CTL1352422B* | 46000 | 47500 | 18.5 | 10 | 9 | 2.08 | 88 | 71 | 215674507
HEIL | H5H0V48*K*AAA* | EA*5X61M24A*+WALLCON | *80CTL1352422B* | 46000 | 47500 | 18.5 | 10 | 9 | 2.08 | 88 | 71 | 215674506
BRYANT HEATING AND COOLING SYSTEMS | 290VAN048**AA* | CAA**6124AM*+UI | 88*TB66135C24*** | 46000 | 47500 | 18.5 | 10 | 9 | 2.08 | 88 | 71 | 215674505
CARRIER | 27VNA048A*030* | CAA**6124AM*+UI | 58TN*B135C24**22 | 46000 | 47500 | 18.5 | 10 | 9 | 2.08 | 88 | 71 | 215674504
TEMPSTAR | T5H0V48*K*AAA* | EA*5X61M24A*+WALLCON | *80CTL1102120B* | 46000 | 47500 | 18.5 | 10 | 9 | 2.08 | 88 | 71 | 215674503
KENMORE | (C,H,T)5H0V48*K*AAA* | EA*5X61M24A*+WALLCON | *80CTL1102120B* | 46000 | 47500 | 18.5 | 10 | 9 | 2.08 | 88 | 71 | 215674502
KEEPRITE | C5H0V48*K*AAA* | EA*5X61M24A*+WALLCON | *80CTL1102120B* | 46000 | 47500 | 18.5 | 10 | 9 | 2.08 | 88 | 71 | 215674501
DAY & NIGHT | C5H0V48*K*AAA* | EA*5X61M24A*+WALLCON | *80CTL1102120B* | 46000 | 47500 | 18.5 | 10 | 9 | 2.08 | 88 | 71 | 215674500
COMFORTMAKER | C5H0V48*K*AAA* | EA*5X61M24A*+WALLCON | *80CTL1102120B* | 46000 | 47500 | 18.5 | 10 | 9 | 2.08 | 88 | 71 | 215674499
ARCOAIRE | H5H0V48*K*AAA* | EA*5X61M24A*+WALLCON | *80CTL1102120B* | 46000 | 47500 | 18.5 | 10 | 9 | 2.08 | 88 | 71 | 215674498
AIRQUEST | H5H0V48*K*AAA* | EA*5X61M24A*+WALLCON | *80CTL1102120B* | 46000 | 47500 | 18.5 | 10 | 9 | 2.08 | 88 | 71 | 215674497
HEIL | H5H0V48*K*AAA* | EA*5X61M24A*+WALLCON | *80CTL1102120B* | 46000 | 47500 | 18.5 | 10 | 9 | 2.08 | 88 | 71 | 215674496
BRYANT HEATING AND COOLING SYSTEMS | 290VAN048**AA* | CAA**6124AM*+UI | 88*TB60110C21*** | 46000 | 47500 | 18.5 | 10 | 9 | 2.08 | 88 | 71 | 215674495
CARRIER | 27VNA048A*030* | CAA**6124AM*+UI | 58TN*B110C21**20 | 46000 | 47500 | 18.5 | 10 | 9 | 2.08 | 88 | 71 | 215674494
TEMPSTAR | T5H0V48*K*AAA* | EA*5X61M24A*+WALLCON | *80CTL0902120B* | 46000 | 48000 | 18.5 | 10 | 9 | 2.08 | 88 | 70 | 215674493
KENMORE | (C,H,T)5H0V48*K*AAA* | EA*5X61M24A*+WALLCON | *80CTL0902120B* | 46000 | 48000 | 18.5 | 10 | 9 | 2.08 | 88 | 70 | 215674492
KEEPRITE | C5H0V48*K*AAA* | EA*5X61M24A*+WALLCON | *80CTL0902120B* | 46000 | 48000 | 18.5 | 10 | 9 | 2.08 | 88 | 70 | 215674491
DAY & NIGHT | C5H0V48*K*AAA* | EA*5X61M24A*+WALLCON | *80CTL0902120B* | 46000 | 48000 | 18.5 | 10 | 9 | 2.08 | 88 | 70 | 215674490
COMFORTMAKER | C5H0V48*K*AAA* | EA*5X61M24A*+WALLCON | *80CTL0902120B* | 46000 | 48000 | 18.5 | 10 | 9 | 2.08 | 88 | 70 | 215674489
ARCOAIRE | H5H0V48*K*AAA* | EA*5X61M24A*+WALLCON | *80CTL0902120B* | 46000 | 48000 | 18.5 | 10 | 9 | 2.08 | 88 | 70 | 215674488
AIRQUEST | H5H0V48*K*AAA* | EA*5X61M24A*+WALLCON | *80CTL0902120B* | 46000 | 48000 | 18.5 | 10 | 9 | 2.08 | 88 | 70 | 215674487
HEIL | H5H0V48*K*AAA* | EA*5X61M24A*+WALLCON | *80CTL0902120B* | 46000 | 48000 | 18.5 | 10 | 9 | 2.08 | 88 | 70 | 215674486
BRYANT HEATING AND COOLING SYSTEMS | 290VAN048**AA* | CAA**6124AM*+UI | 88*TB60090C21*** | 46000 | 48000 | 18.5 | 10 | 9 | 2.08 | 88 | 70 | 215674485
CARRIER | 27VNA048A*030* | CAA**6124AM*+UI | 58TN*B090C21**20 | 46000 | 48000 | 18.5 | 10 | 9 | 2.08 | 88 | 70 | 215674484
TEMPSTAR | T5H0V48*K*AAA* | EA*5X61M24A*+WALLCON | *80CTL0702120B* | 46000 | 48000 | 18 | 10 | 9 | 2.08 | 88 | 70 | 215674483
KENMORE | (C,H,T)5H0V48*K*AAA* | EA*5X61M24A*+WALLCON | *80CTL0702120B* | 46000 | 48000 | 18 | 10 | 9 | 2.08 | 88 | 70 | 215674482
KEEPRITE | C5H0V48*K*AAA* | EA*5X61M24A*+WALLCON | *80CTL0702120B* | 46000 | 48000 | 18 | 10 | 9 | 2.08 | 88 | 70 | 215674481
DAY & NIGHT | C5H0V48*K*AAA* | EA*5X61M24A*+WALLCON | *80CTL0702120B* | 46000 | 48000 | 18 | 10 | 9 | 2.08 | 88 | 70 | 215674480
COMFORTMAKER | C5H0V48*K*AAA* | EA*5X61M24A*+WALLCON | *80CTL0702120B* | 46000 | 48000 | 18 | 10 | 9 | 2.08 | 88 | 70 | 215674479
ARCOAIRE | H5H0V48*K*AAA* | EA*5X61M24A*+WALLCON | *80CTL0702120B* | 46000 | 48000 | 18 | 10 | 9 | 2.08 | 88 | 70 | 215674478
AIRQUEST | H5H0V48*K*AAA* | EA*5X61M24A*+WALLCON | *80CTL0702120B* | 46000 | 48000 | 18 | 10 | 9 | 2.08 | 88 | 70 | 215674477
ARCOAIRE | H5H0V48*K*AAA* | EA*5X61M24A*+WALLCON | *80CSU0802120A* | 46000 | 47500 | 18 | 10 | 9 | 2.08 | 88 | 71 | 215674458
AIRQUEST | H5H0V48*K*AAA* | EA*5X61M24A*+WALLCON | *80CSU0802120A* | 46000 | 47500 | 18 | 10 | 9 | 2.08 | 88 | 71 | 215674457
HEIL | H5H0V48*K*AAA* | EA*5X61M24A*+WALLCON | *80CSU0802120A* | 46000 | 47500 | 18 | 10 | 9 | 2.08 | 88 | 71 | 215674456
BRYANT HEATING AND COOLING SYSTEMS | 290VAN048**AA* | CAA**6124AM*+UI | 83*CA60080C21*** | 46000 | 47500 | 18 | 10 | 9 | 2.08 | 88 | 71 | 215674455
CARRIER | 27VNA048A*030* | CAA**6124AM*+UI | 58CU*A080C21**20 | 46000 | 47500 | 18 | 10 | 9 | 2.08 | 88 | 71 | 215674454
TEMPSTAR | T5H0V48*K*AAA* | EA*5X61M21A*+WALLCON | *96CTN1002122B* | 46000 | 47500 | 18 | 10 | 9 | 2.08 | 88 | 71 | 215674453
KENMORE | (C,H,T)5H0V48*K*AAA* | EA*5X61M21A*+WALLCON | *96CTN1002122B* | 46000 | 47500 | 18 | 10 | 9 | 2.08 | 88 | 71 | 215674452
KEEPRITE | C5H0V48*K*AAA* | EA*5X61M21A*+WALLCON | *96CTN1002122B* | 46000 | 47500 | 18 | 10 | 9 | 2.08 | 88 | 71 | 215674451
DAY & NIGHT | C5H0V48*K*AAA* | EA*5X61M21A*+WALLCON | *96CTN1002122B* | 46000 | 47500 | 18 | 10 | 9 | 2.08 | 88 | 71 | 215674450
COMFORTMAKER | C5H0V48*K*AAA* | EA*5X61M21A*+WALLCON | *96CTN1002122B* | 46000 | 47500 | 18 | 10 | 9 | 2.08 | 88 | 71 | 215674449
ARCOAIRE | H5H0V48*K*AAA* | EA*5X61M21A*+WALLCON | *96CTN1002122B* | 46000 | 47500 | 18 | 10 | 9 | 2.08 | 88 | 71 | 215674448
AIRQUEST | H5H0V48*K*AAA* | EA*5X61M21A*+WALLCON | *96CTN1002122B* | 46000 | 47500 | 18 | 10 | 9 | 2.08 | 88 | 71 | 215674447
HEIL | H5H0V48*K*AAA* | EA*5X61M21A*+WALLCON | *96CTN1002122B* | 46000 | 47500 | 18 | 10 | 9 | 2.08 | 88 | 71 | 215674446
BRYANT HEATING AND COOLING SYSTEMS | 290VAN048**AA* | CAA**6121AM*+UI | 986TD66100C21*** | 46000 | 47500 | 18 | 10 | 9 | 2.08 | 88 | 71 | 215674445
CARRIER | 27VNA048A*030* | CAA**6121AM*+UI | 59TN6C100C21**22 | 46000 | 47500 | 18 | 10 | 9 | 2.08 | 88 | 71 | 215674444
BRYANT HEATING AND COOLING SYSTEMS | 290VAN036**AA* | CSAH*6012AM*+UI | 986TD66120C24*** | 34600 | 34600 | 17 | 10 | 8.5 | 1.92 | 87 | 72 | 215670597
CARRIER | 27VNA036A*030* | CSAH*6012AM*+UI | 59TN6C120C24**22 | 34600 | 34600 | 17 | 10 | 8.5 | 1.92 | 87 | 72 | 215670596
TEMPSTAR | T5H0V36*K*AAA* | ESH5X60M12A*+WALLCON | *96CTN1002122B* | 34600 | 34600 | 17 | 10 | 8.5 | 1.92 | 87 | 72 | 215670595
KENMORE | (C,H,T)5H0V36*K*AAA* | ESH5X60M12A*+WALLCON | *96CTN1002122B* | 34600 | 34600 | 17 | 10 | 8.5 | 1.92 | 87 | 72 | 215670594
KEEPRITE | C5H0V36*K*AAA* | ESH5X60M12A*+WALLCON | *96CTN1002122B* | 34600 | 34600 | 17 | 10 | 8.5 | 1.92 | 87 | 72 | 215670593
DAY & NIGHT | C5H0V36*K*AAA* | ESH5X60M12A*+WALLCON | *96CTN1002122B* | 34600 | 34600 | 17 | 10 | 8.5 | 1.92 | 87 | 72 | 215670592
COMFORTMAKER | C5H0V36*K*AAA* | ESH5X60M12A*+WALLCON | *96CTN1002122B* | 34600 | 34600 | 17 | 10 | 8.5 | 1.92 | 87 | 72 | 215670591
ARCOAIRE | H5H0V36*K*AAA* | ESH5X60M12A*+WALLCON | *96CTN1002122B* | 34600 | 34600 | 17 | 10 | 8.5 | 1.92 | 87 | 72 | 215670590
AIRQUEST | H5H0V36*K*AAA* | ESH5X60M12A*+WALLCON | *96CTN1002122B* | 34600 | 34600 | 17 | 10 | 8.5 | 1.92 | 87 | 72 | 215670589
HEIL | H5H0V36*K*AAA* | ESH5X60M12A*+WALLCON | *96CTN1002122B* | 34600 | 34600 | 17 | 10 | 8.5 | 1.92 | 87 | 72 | 215670588
BRYANT HEATING AND COOLING SYSTEMS | 290VAN036**AA* | CSAH*6012AM*+UI | 986TD66100C21*** | 34600 | 34600 | 17 | 10 | 8.5 | 1.92 | 87 | 72 | 215670587
CARRIER | 27VNA036A*030* | CSAH*6012AM*+UI | 59TN6C100C21**22 | 34600 | 34600 | 17 | 10 | 8.5 | 1.92 | 87 | 72 | 215670586
TEMPSTAR | T5H0V36*K*AAA* | ESH5X60M12A*+WALLCON | *97CMN1202422B* | 34600 | 34600 | 17 | 10 | 8.5 | 1.8 | 87 | 72 | 215670555
KENMORE | (C,H,T)5H0V36*K*AAA* | ESH5X60M12A*+WALLCON | *97CMN1202422B* | 34600 | 34600 | 17 | 10 | 8.5 | 1.8 | 87 | 72 | 215670554
KEEPRITE | C5H0V36*K*AAA* | ESH5X60M12A*+WALLCON | *97CMN1202422B* | 34600 | 34600 | 17 | 10 | 8.5 | 1.8 | 87 | 72 | 215670553
DAY & NIGHT | C5H0V36*K*AAA* | ESH5X60M12A*+WALLCON | *97CMN1202422B* | 34600 | 34600 | 17 | 10 | 8.5 | 1.8 | 87 | 72 | 215670552
COMFORTMAKER | C5H0V36*K*AAA* | ESH5X60M12A*+WALLCON | *97CMN1202422B* | 34600 | 34600 | 17 | 10 | 8.5 | 1.8 | 87 | 72 | 215670551
ARCOAIRE | H5H0V36*K*AAA* | ESH5X60M12A*+WALLCON | *97CMN1202422B* | 34600 | 34600 | 17 | 10 | 8.5 | 1.8 | 87 | 72 | 215670550
AIRQUEST | H5H0V36*K*AAA* | ESH5X60M12A*+WALLCON | *97CMN1202422B* | 34600 | 34600 | 17 | 10 | 8.5 | 1.8 | 87 | 72 | 215670549
HEIL | H5H0V36*K*AAA* | ESH5X60M12A*+WALLCON | *97CMN1202422B* | 34600 | 34600 | 17 | 10 | 8.5 | 1.8 | 87 | 72 | 215670548
BRYANT HEATING AND COOLING SYSTEMS | 290VAN036**AA* | CSAH*6012AM*+UI | 987MC66120C24*** | 34600 | 34600 | 17 | 10 | 8.5 | 1.8 | 87 | 72 | 215670547
CARRIER | 27VNA036A*030* | CSAH*6012AM*+UI | 59MN7C120C24**22 | 34600 | 34600 | 17 | 10 | 8.5 | 1.8 | 87 | 72 | 215670546
TEMPSTAR | T5H0V36*K*AAA* | ESH5X60M12A*+WALLCON | *97CMN1002122B* | 34600 | 34600 | 17 | 10 | 8.5 | 1.92 | 87 | 72 | 215670545
KENMORE | (C,H,T)5H0V36*K*AAA* | ESH5X60M12A*+WALLCON | *97CMN1002122B* | 34600 | 34600 | 17 | 10 | 8.5 | 1.92 | 87 | 72 | 215670544
KEEPRITE | C5H0V36*K*AAA* | ESH5X60M12A*+WALLCON | *97CMN1002122B* | 34600 | 34600 | 17 | 10 | 8.5 | 1.92 | 87 | 72 | 215670543
DAY & NIGHT | C5H0V36*K*AAA* | ESH5X60M12A*+WALLCON | *97CMN1002122B* | 34600 | 34600 | 17 | 10 | 8.5 | 1.92 | 87 | 72 | 215670542
BRYANT HEATING AND COOLING SYSTEMS | 290VAN048**AA* | CVAVA6121XMA*+UI | 935CB48060C17*** | 48000 | 50000 | 18.5 | 10 | 9 | 2 | 94 | 75 | 215676764
CARRIER | 27VNA048A*030* | CVAVA6121XMA*+UI | 59CU5B060C17**16 | 48000 | 50000 | 18.5 | 10 | 9 | 2 | 94 | 75 | 215676763
TEMPSTAR | T5H0V48*K*AAA* | EVD5X61M21A*+WALLCON | *80CTL1102120B* | 48500 | 50000 | 19.5 | 10.5 | 9.5 | 2.12 | 93 | 73 | 215676762
KENMORE | (C,H,T)5H0V48*K*AAA* | EVD5X61M21A*+WALLCON | *80CTL1102120B* | 48500 | 50000 | 19.5 | 10.5 | 9.5 | 2.12 | 93 | 73 | 215676761
KEEPRITE | C5H0V48*K*AAA* | EVD5X61M21A*+WALLCON | *80CTL1102120B* | 48500 | 50000 | 19.5 | 10.5 | 9.5 | 2.12 | 93 | 73 | 215676760
DAY & NIGHT | C5H0V48*K*AAA* | EVD5X61M21A*+WALLCON | *80CTL1102120B* | 48500 | 50000 | 19.5 | 10.5 | 9.5 | 2.12 | 93 | 73 | 215676759
COMFORTMAKER | C5H0V48*K*AAA* | EVD5X61M21A*+WALLCON | *80CTL1102120B* | 48500 | 50000 | 19.5 | 10.5 | 9.5 | 2.12 | 93 | 73 | 215676758
ARCOAIRE | H5H0V48*K*AAA* | EVD5X61M21A*+WALLCON | *80CTL1102120B* | 48500 | 50000 | 19.5 | 10.5 | 9.5 | 2.12 | 93 | 73 | 215676757
AIRQUEST | H5H0V48*K*AAA* | EVD5X61M21A*+WALLCON | *80CTL1102120B* | 48500 | 50000 | 19.5 | 10.5 | 9.5 | 2.12 | 93 | 73 | 215676756
HEIL | H5H0V48*K*AAA* | EVD5X61M21A*+WALLCON | *80CTL1102120B* | 48500 | 50000 | 19.5 | 10.5 | 9.5 | 2.12 | 93 | 73 | 215676755
BRYANT HEATING AND COOLING SYSTEMS | 290VAN048**AA* | CVAVA6121XMA*+UI | 88*TB60110C21*** | 48500 | 50000 | 19.5 | 10.5 | 9.5 | 2.12 | 93 | 73 | 215676754
CARRIER | 27VNA048A*030* | CVAVA6121XMA*+UI | 58TN*B110C21**20 | 48500 | 50000 | 19.5 | 10.5 | 9.5 | 2.12 | 93 | 73 | 215676753
TEMPSTAR | T5H0V48*K*AAA* | EVD5X61M21A*+WALLCON | *80CTL0902120B* | 48500 | 50000 | 19.5 | 10.5 | 9.5 | 2.12 | 93 | 73 | 215676752
KENMORE | (C,H,T)5H0V48*K*AAA* | EVD5X61M21A*+WALLCON | *80CTL0902120B* | 48500 | 50000 | 19.5 | 10.5 | 9.5 | 2.12 | 93 | 73 | 215676751
KEEPRITE | C5H0V48*K*AAA* | EVD5X61M21A*+WALLCON | *80CTL0902120B* | 48500 | 50000 | 19.5 | 10.5 | 9.5 | 2.12 | 93 | 73 | 215676750
DAY & NIGHT | C5H0V48*K*AAA* | EVD5X61M21A*+WALLCON | *80CTL0902120B* | 48500 | 50000 | 19.5 | 10.5 | 9.5 | 2.12 | 93 | 73 | 215676749
COMFORTMAKER | C5H0V48*K*AAA* | EVD5X61M21A*+WALLCON | *80CTL0902120B* | 48500 | 50000 | 19.5 | 10.5 | 9.5 | 2.12 | 93 | 73 | 215676748
ARCOAIRE | H5H0V48*K*AAA* | EVD5X61M21A*+WALLCON | *80CTL0902120B* | 48500 | 50000 | 19.5 | 10.5 | 9.5 | 2.12 | 93 | 73 | 215676747
AIRQUEST | H5H0V48*K*AAA* | EVD5X61M21A*+WALLCON | *80CTL0902120B* | 48500 | 50000 | 19.5 | 10.5 | 9.5 | 2.12 | 93 | 73 | 215676746
HEIL | H5H0V48*K*AAA* | EVD5X61M21A*+WALLCON | *80CTL0902120B* | 48500 | 50000 | 19.5 | 10.5 | 9.5 | 2.12 | 93 | 73 | 215676745
BRYANT HEATING AND COOLING SYSTEMS | 290VAN048**AA* | CVAVA6121XMA*+UI | 88*TB60090C21*** | 48500 | 50000 | 19.5 | 10.5 | 9.5 | 2.12 | 93 | 73 | 215676744
CARRIER | 27VNA048A*030* | CVAVA6121XMA*+UI | 58TN*B090C21**20 | 48500 | 50000 | 19.5 | 10.5 | 9.5 | 2.12 | 93 | 73 | 215676743
TEMPSTAR | T5H0V48*K*AAA* | EVD5X61M21A*+WALLCON | *80CTL0901716B* | 48500 | 50000 | 19 | 10 | 9 | 2 | 94 | 74 | 215676742
KENMORE | (C,H,T)5H0V48*K*AAA* | EVD5X61M21A*+WALLCON | *80CTL0901716B* | 48500 | 50000 | 19 | 10 | 9 | 2 | 94 | 74 | 215676741
KEEPRITE | C5H0V48*K*AAA* | EVD5X61M21A*+WALLCON | *80CTL0901716B* | 48500 | 50000 | 19 | 10 | 9 | 2 | 94 | 74 | 215676740
DAY & NIGHT | C5H0V48*K*AAA* | EVD5X61M21A*+WALLCON | *80CTL0901716B* | 48500 | 50000 | 19 | 10 | 9 | 2 | 94 | 74 | 215676739
COMFORTMAKER | C5H0V48*K*AAA* | EVD5X61M21A*+WALLCON | *80CTL0901716B* | 48500 | 50000 | 19 | 10 | 9 | 2 | 94 | 74 | 215676738
ARCOAIRE | H5H0V48*K*AAA* | EVD5X61M21A*+WALLCON | *80CTL0901716B* | 48500 | 50000 | 19 | 10 | 9 | 2 | 94 | 74 | 215676737
AIRQUEST | H5H0V48*K*AAA* | EVD5X61M21A*+WALLCON | *80CTL0901716B* | 48500 | 50000 | 19 | 10 | 9 | 2 | 94 | 74 | 215676736
HEIL | H5H0V48*K*AAA* | EVD5X61M21A*+WALLCON | *80CTL0901716B* | 48500 | 50000 | 19 | 10 | 9 | 2 | 94 | 74 | 215676735
BRYANT HEATING AND COOLING SYSTEMS | 290VAN048**AA* | CVAVA6124XMA*+UI | 986TD66100C21*** | 48500 | 50000 | 19.5 | 10.5 | 9.5 | 2.12 | 93 | 74 | 215676944
CARRIER | 27VNA048A*030* | CVAVA6124XMA*+UI | 59TN6C100C21**22 | 48500 | 50000 | 19.5 | 10.5 | 9.5 | 2.12 | 93 | 74 | 215676943
TEMPSTAR | T5H0V48*K*AAA* | EVD5X61M24A*+WALLCON | *97CMN1202422B* | 48500 | 50000 | 19.5 | 10.5 | 9.5 | 2.12 | 93 | 74 | 215676942
KENMORE | (C,H,T)5H0V48*K*AAA* | EVD5X61M24A*+WALLCON | *97CMN1202422B* | 48500 | 50000 | 19.5 | 10.5 | 9.5 | 2.12 | 93 | 74 | 215676941
KEEPRITE | C5H0V48*K*AAA* | EVD5X61M24A*+WALLCON | *97CMN1202422B* | 48500 | 50000 | 19.5 | 10.5 | 9.5 | 2.12 | 93 | 74 | 215676940
DAY & NIGHT | C5H0V48*K*AAA* | EVD5X61M24A*+WALLCON | *97CMN1202422B* | 48500 | 50000 | 19.5 | 10.5 | 9.5 | 2.12 | 93 | 74 | 215676939
COMFORTMAKER | C5H0V48*K*AAA* | EVD5X61M24A*+WALLCON | *97CMN1202422B* | 48500 | 50000 | 19.5 | 10.5 | 9.5 | 2.12 | 93 | 74 | 215676938
ARCOAIRE | H5H0V48*K*AAA* | EVD5X61M24A*+WALLCON | *97CMN1202422B* | 48500 | 50000 | 19.5 | 10.5 | 9.5 | 2.12 | 93 | 74 | 215676937
AIRQUEST | H5H0V48*K*AAA* | EVD5X61M24A*+WALLCON | *97CMN1202422B* | 48500 | 50000 | 19.5 | 10.5 | 9.5 | 2.12 | 93 | 74 | 215676936
HEIL | H5H0V48*K*AAA* | EVD5X61M24A*+WALLCON | *97CMN1202422B* | 48500 | 50000 | 19.5 | 10.5 | 9.5 | 2.12 | 93 | 74 | 215676935
BRYANT HEATING AND COOLING SYSTEMS | 290VAN048**AA* | CVAVA6124XMA*+UI | 987MC66120C24*** | 48500 | 50000 | 19.5 | 10.5 | 9.5 | 2.12 | 93 | 74 | 215676934
CARRIER | 27VNA048A*030* | CVAVA6124XMA*+UI | 59MN7C120C24**22 | 48500 | 50000 | 19.5 | 10.5 | 9.5 | 2.12 | 93 | 74 | 215676933
TEMPSTAR | T5H0V48*K*AAA* | EVD5X61M24A*+WALLCON | *97CMN1002122B* | 48500 | 50000 | 19.5 | 10.5 | 9.5 | 2.12 | 93 | 74 | 215676932
KENMORE | (C,H,T)5H0V48*K*AAA* | EVD5X61M24A*+WALLCON | *97CMN1002122B* | 48500 | 50000 | 19.5 | 10.5 | 9.5 | 2.12 | 93 | 74 | 215676931
KEEPRITE | C5H0V48*K*AAA* | EVD5X61M24A*+WALLCON | *97CMN1002122B* | 48500 | 50000 | 19.5 | 10.5 | 9.5 | 2.12 | 93 | 74 | 215676930
DAY & NIGHT | C5H0V48*K*AAA* | EVD5X61M24A*+WALLCON | *97CMN1002122B* | 48500 | 50000 | 19.5 | 10.5 | 9.5 | 2.12 | 93 | 74 | 215676929
COMFORTMAKER | C5H0V48*K*AAA* | EVD5X61M24A*+WALLCON | *97CMN1002122B* | 48500 | 50000 | 19.5 | 10.5 | 9.5 | 2.12 | 93 | 74 | 215676928
ARCOAIRE | H5H0V48*K*AAA* | EVD5X61M24A*+WALLCON | *97CMN1002122B* | 48500 | 50000 | 19.5 | 10.5 | 9.5 | 2.12 | 93 | 74 | 215676927
AIRQUEST | H5H0V48*K*AAA* | EVD5X61M24A*+WALLCON | *97CMN1002122B* | 48500 | 50000 | 19.5 | 10.5 | 9.5 | 2.12 | 93 | 74 | 215676926
HEIL | H5H0V48*K*AAA* | EVD5X61M24A*+WALLCON | *97CMN1002122B* | 48500 | 50000 | 19.5 | 10.5 | 9.5 | 2.12 | 93 | 74 | 215676925
BRYANT HEATING AND COOLING SYSTEMS | 290VAN048**AA* | CVAVA6124XMA*+UI | 987MC66100C21*** | 48500 | 50000 | 19.5 | 10.5 | 9.5 | 2.12 | 93 | 74 | 215676924
CARRIER | 27VNA048A*030* | CVAVA6124XMA*+UI | 59MN7C100C21**22 | 48500 | 50000 | 19.5 | 10.5 | 9.5 | 2.12 | 93 | 74 | 215676923
BRYANT HEATING AND COOLING SYSTEMS | 290VAN048**AA* | CVAVA6121XMA*+UI | 88*TB48090C17*** | 48500 | 50000 | 19 | 10 | 9 | 2 | 94 | 74 | 215676734
CARRIER | 27VNA048A*030* | CVAVA6121XMA*+UI | 58TN*B090C17**16 | 48500 | 50000 | 19 | 10 | 9 | 2 | 94 | 74 | 215676733
TEMPSTAR | T5H0V48*K*AAA* | EVD5X61M21A*+WALLCON | *80CTL0702120B* | 48500 | 50000 | 19 | 10.5 | 9 | 2 | 94 | 74 | 215676732
KENMORE | (C,H,T)5H0V48*K*AAA* | EVD5X61M21A*+WALLCON | *80CTL0702120B* | 48500 | 50000 | 19 | 10.5 | 9 | 2 | 94 | 74 | 215676731
COMFORTMAKER | C5H0V36*K*AAA* | ESH5X60M12A*+WALLCON | *97CMN1002122B* | 34600 | 34600 | 17 | 10 | 8.5 | 1.92 | 87 | 72 | 215670541
ARCOAIRE | H5H0V36*K*AAA* | ESH5X60M12A*+WALLCON | *97CMN1002122B* | 34600 | 34600 | 17 | 10 | 8.5 | 1.92 | 87 | 72 | 215670540
AIRQUEST | H5H0V36*K*AAA* | ESH5X60M12A*+WALLCON | *97CMN1002122B* | 34600 | 34600 | 17 | 10 | 8.5 | 1.92 | 87 | 72 | 215670539
HEIL | H5H0V36*K*AAA* | ESH5X60M12A*+WALLCON | *97CMN1002122B* | 34600 | 34600 | 17 | 10 | 8.5 | 1.92 | 87 | 72 | 215670538
BRYANT HEATING AND COOLING SYSTEMS | 290VAN036**AA* | CSAH*6012AM*+UI | 987MC60080C21*** | 34600 | 34600 | 17 | 10 | 8.5 | 1.8 | 87 | 72 | 215670527
CARRIER | 27VNA036A*030* | CSAH*6012AM*+UI | 59MN7C080C21**20 | 34600 | 34600 | 17 | 10 | 8.5 | 1.8 | 87 | 72 | 215670526
BRYANT HEATING AND COOLING SYSTEMS | 290VAN036**AA* | CSAH*6012AM*+UI | 987MC66100C21*** | 34600 | 34600 | 17 | 10 | 8.5 | 1.92 | 87 | 72 | 215670537
COMFORTMAKER | C5H0V36*K*AAA* | ESH5X60M12A*+WALLCON | *97CMN0802120B* | 34600 | 34600 | 17 | 10 | 8.5 | 1.8 | 87 | 72 | 215670531
ARCOAIRE | H5H0V36*K*AAA* | ESH5X60M12A*+WALLCON | *97CMN0802120B* | 34600 | 34600 | 17 | 10 | 8.5 | 1.8 | 87 | 72 | 215670530
CARRIER | 27VNA036A*030* | CSAH*6012AM*+UI | 59MN7C100C21**22 | 34600 | 34600 | 17 | 10 | 8.5 | 1.92 | 87 | 72 | 215670536
TEMPSTAR | T5H0V36*K*AAA* | ESH5X60M12A*+WALLCON | *97CMN0802120B* | 34600 | 34600 | 17 | 10 | 8.5 | 1.8 | 87 | 72 | 215670535
KENMORE | (C,H,T)5H0V36*K*AAA* | ESH5X60M12A*+WALLCON | *97CMN0802120B* | 34600 | 34600 | 17 | 10 | 8.5 | 1.8 | 87 | 72 | 215670534
KEEPRITE | C5H0V36*K*AAA* | ESH5X60M12A*+WALLCON | *97CMN0802120B* | 34600 | 34600 | 17 | 10 | 8.5 | 1.8 | 87 | 72 | 215670533
DAY & NIGHT | C5H0V36*K*AAA* | ESH5X60M12A*+WALLCON | *97CMN0802120B* | 34600 | 34600 | 17 | 10 | 8.5 | 1.8 | 87 | 72 | 215670532
AIRQUEST | H5H0V48*K*AAA* | EVD5X60M24A*+WALLCON | *95CSU1002122B* | 48000 | 50000 | 19 | 10 | 9 | 2.02 | 92 | 73 | 215676646
ARCOAIRE | H5H0V48*K*AAA* | EVD5X60M24A*+WALLCON | *95CSU1002122B* | 48000 | 50000 | 19 | 10 | 9 | 2.02 | 92 | 73 | 215676647
COMFORTMAKER | C5H0V48*K*AAA* | EVD5X60M24A*+WALLCON | *95CSU1002122B* | 48000 | 50000 | 19 | 10 | 9 | 2.02 | 92 | 73 | 215676648
DAY & NIGHT | C5H0V48*K*AAA* | EVD5X60M24A*+WALLCON | *95CSU1002122B* | 48000 | 50000 | 19 | 10 | 9 | 2.02 | 92 | 73 | 215676649
KEEPRITE | C5H0V48*K*AAA* | EVD5X60M24A*+WALLCON | *95CSU1002122B* | 48000 | 50000 | 19 | 10 | 9 | 2.02 | 92 | 73 | 215676650
KENMORE | (C,H,T)5H0V48*K*AAA* | EVD5X60M24A*+WALLCON | *95CSU1002122B* | 48000 | 50000 | 19 | 10 | 9 | 2.02 | 92 | 73 | 215676651
TEMPSTAR | T5H0V48*K*AAA* | EVD5X60M24A*+WALLCON | *95CSU1002122B* | 48000 | 50000 | 19 | 10 | 9 | 2.02 | 92 | 73 | 215676652
CARRIER | 27VNA048A*030* | CVAVA6024XMA*+UI | 59MN7C060C21**20 | 47500 | 50000 | 18.5 | 10 | 9 | 1.98 | 93 | 74 | 215676653
BRYANT HEATING AND COOLING SYSTEMS | 290VAN048**AA* | CVAVA6024XMA*+UI | 987MC60060C21*** | 47500 | 50000 | 18.5 | 10 | 9 | 1.98 | 93 | 74 | 215676654
HEIL | H5H0V48*K*AAA* | EVD5X60M24A*+WALLCON | *97CMN0602120B* | 47500 | 50000 | 18.5 | 10 | 9 | 1.98 | 93 | 74 | 215676655
AIRQUEST | H5H0V48*K*AAA* | EVD5X60M24A*+WALLCON | *97CMN0602120B* | 47500 | 50000 | 18.5 | 10 | 9 | 1.98 | 93 | 74 | 215676656
ARCOAIRE | H5H0V48*K*AAA* | EVD5X60M24A*+WALLCON | *97CMN0602120B* | 47500 | 50000 | 18.5 | 10 | 9 | 1.98 | 93 | 74 | 215676657
COMFORTMAKER | C5H0V48*K*AAA* | EVD5X60M24A*+WALLCON | *97CMN0602120B* | 47500 | 50000 | 18.5 | 10 | 9 | 1.98 | 93 | 74 | 215676658
DAY & NIGHT | C5H0V48*K*AAA* | EVD5X60M24A*+WALLCON | *97CMN0602120B* | 47500 | 50000 | 18.5 | 10 | 9 | 1.98 | 93 | 74 | 215676659
DAY & NIGHT | C5H0V48*K*AAA* | EVD5X61M21A*+WALLCON | *80CSU0601716A* | 48500 | 50000 | 19 | 10 | 9 | 2 | 93 | 74 | 215676689
KEEPRITE | C5H0V48*K*AAA* | EVD5X61M21A*+WALLCON | *80CSU0601716A* | 48500 | 50000 | 19 | 10 | 9 | 2 | 93 | 74 | 215676690
KENMORE | (C,H,T)5H0V48*K*AAA* | EVD5X61M21A*+WALLCON | *80CSU0601716A* | 48500 | 50000 | 19 | 10 | 9 | 2 | 93 | 74 | 215676691
TEMPSTAR | T5H0V48*K*AAA* | EVD5X61M21A*+WALLCON | *80CSU0601716A* | 48500 | 50000 | 19 | 10 | 9 | 2 | 93 | 74 | 215676692
CARRIER | 27VNA048A*030* | CVAVA6121XMA*+UI | 58CU*A100C21**20 | 48500 | 50000 | 19 | 10 | 9 | 2 | 94 | 74 | 215676693
BRYANT HEATING AND COOLING SYSTEMS | 290VAN048**AA* | CVAVA6121XMA*+UI | 83*CA60100C21*** | 48500 | 50000 | 19 | 10 | 9 | 2 | 94 | 74 | 215676694
HEIL | H5H0V48*K*AAA* | EVD5X61M21A*+WALLCON | *80CSU1002120A* | 48500 | 50000 | 19 | 10 | 9 | 2 | 94 | 74 | 215676695
AIRQUEST | H5H0V48*K*AAA* | EVD5X61M21A*+WALLCON | *80CSU1002120A* | 48500 | 50000 | 19 | 10 | 9 | 2 | 94 | 74 | 215676696
ARCOAIRE | H5H0V48*K*AAA* | EVD5X61M21A*+WALLCON | *80CSU1002120A* | 48500 | 50000 | 19 | 10 | 9 | 2 | 94 | 74 | 215676697
COMFORTMAKER | C5H0V48*K*AAA* | EVD5X61M21A*+WALLCON | *80CSU1002120A* | 48500 | 50000 | 19 | 10 | 9 | 2 | 94 | 74 | 215676698
DAY & NIGHT | C5H0V48*K*AAA* | EVD5X61M21A*+WALLCON | *80CSU1002120A* | 48500 | 50000 | 19 | 10 | 9 | 2 | 94 | 74 | 215676699
KEEPRITE | C5H0V48*K*AAA* | EVD5X61M21A*+WALLCON | *80CSU1002120A* | 48500 | 50000 | 19 | 10 | 9 | 2 | 94 | 74 | 215676700
KENMORE | (C,H,T)5H0V48*K*AAA* | EVD5X61M21A*+WALLCON | *80CSU1002120A* | 48500 | 50000 | 19 | 10 | 9 | 2 | 94 | 74 | 215676701
TEMPSTAR | T5H0V48*K*AAA* | EVD5X61M21A*+WALLCON | *80CSU1002120A* | 48500 | 50000 | 19 | 10 | 9 | 2 | 94 | 74 | 215676702
AIRQUEST | H5H0V48*K*AAA* | EVD5X48M21A*+WALLCON | *97CMN1002122B* | 47000 | 50000 | 18.5 | 10 | 9 | 2 | 91 | 73 | 215676146
HEIL | H5H0V48*K*AAA* | EVD5X48M21A*+WALLCON | *97CMN1002122B* | 47000 | 50000 | 18.5 | 10 | 9 | 2 | 91 | 73 | 215676145
BRYANT HEATING AND COOLING SYSTEMS | 290VAN048**AA* | CVAVA4821XMA*+UI | 987MC66100C21*** | 47000 | 50000 | 18.5 | 10 | 9 | 2 | 91 | 73 | 215676144
CARRIER | 27VNA048A*030* | CVAVA4821XMA*+UI | 59MN7C100C21**22 | 47000 | 50000 | 18.5 | 10 | 9 | 2 | 91 | 73 | 215676143
TEMPSTAR | T5H0V48*K*AAA* | EVD5X48M21A*+WALLCON | *80CTL1102120B* | 47000 | 50000 | 18.5 | 10 | 9 | 2 | 91 | 73 | 215676132
KENMORE | (C,H,T)5H0V48*K*AAA* | EVD5X48M21A*+WALLCON | *80CTL1102120B* | 47000 | 50000 | 18.5 | 10 | 9 | 2 | 91 | 73 | 215676131
KEEPRITE | C5H0V48*K*AAA* | EVD5X48M21A*+WALLCON | *80CTL1102120B* | 47000 | 50000 | 18.5 | 10 | 9 | 2 | 91 | 73 | 215676130
DAY & NIGHT | C5H0V48*K*AAA* | EVD5X48M21A*+WALLCON | *80CTL1102120B* | 47000 | 50000 | 18.5 | 10 | 9 | 2 | 91 | 73 | 215676129
COMFORTMAKER | C5H0V48*K*AAA* | EVD5X48M21A*+WALLCON | *80CTL1102120B* | 47000 | 50000 | 18.5 | 10 | 9 | 2 | 91 | 73 | 215676128
ARCOAIRE | H5H0V48*K*AAA* | EVD5X48M21A*+WALLCON | *80CTL1102120B* | 47000 | 50000 | 18.5 | 10 | 9 | 2 | 91 | 73 | 215676127
AIRQUEST | H5H0V48*K*AAA* | EVD5X48M21A*+WALLCON | *80CTL1102120B* | 47000 | 50000 | 18.5 | 10 | 9 | 2 | 91 | 73 | 215676126
HEIL | H5H0V48*K*AAA* | EVD5X48M21A*+WALLCON | *80CTL1102120B* | 47000 | 50000 | 18.5 | 10 | 9 | 2 | 91 | 73 | 215676125
BRYANT HEATING AND COOLING SYSTEMS | 290VAN048**AA* | CVAVA4821XMA*+UI | 88*TB60110C21*** | 47000 | 50000 | 18.5 | 10 | 9 | 2 | 91 | 73 | 215676124
CARRIER | 27VNA048A*030* | CVAVA4821XMA*+UI | 58TN*B110C21**20 | 47000 | 50000 | 18.5 | 10 | 9 | 2 | 91 | 73 | 215676123
ARCOAIRE | H5H0V48*K*AAA* | EVD5X61M21A*+WALLCON | *97CMN0602120B* | 48000 | 50000 | 18.5 | 10 | 9 | 2 | 94 | 75 | 215676797
AIRQUEST | H5H0V48*K*AAA* | EVD5X61M21A*+WALLCON | *97CMN0602120B* | 48000 | 50000 | 18.5 | 10 | 9 | 2 | 94 | 75 | 215676796
HEIL | H5H0V48*K*AAA* | EVD5X61M21A*+WALLCON | *97CMN0602120B* | 48000 | 50000 | 18.5 | 10 | 9 | 2 | 94 | 75 | 215676795
BRYANT HEATING AND COOLING SYSTEMS | 290VAN048**AA* | CVAVA6121XMA*+UI | 987MC60060C21*** | 48000 | 50000 | 18.5 | 10 | 9 | 2 | 94 | 75 | 215676794
CARRIER | 27VNA048A*030* | CVAVA6121XMA*+UI | 59MN7C060C21**20 | 48000 | 50000 | 18.5 | 10 | 9 | 2 | 94 | 75 | 215676793
TEMPSTAR | T5H0V48*K*AAA* | EVD5X61M21A*+WALLCON | *95CSU1002122B* | 48500 | 50000 | 19 | 10.5 | 9 | 2.12 | 93 | 73 | 215676792
KENMORE | (C,H,T)5H0V48*K*AAA* | EVD5X61M21A*+WALLCON | *95CSU1002122B* | 48500 | 50000 | 19 | 10.5 | 9 | 2.12 | 93 | 73 | 215676791
KEEPRITE | C5H0V48*K*AAA* | EVD5X61M21A*+WALLCON | *95CSU1002122B* | 48500 | 50000 | 19 | 10.5 | 9 | 2.12 | 93 | 73 | 215676790
DAY & NIGHT | C5H0V48*K*AAA* | EVD5X61M21A*+WALLCON | *95CSU1002122B* | 48500 | 50000 | 19 | 10.5 | 9 | 2.12 | 93 | 73 | 215676789
COMFORTMAKER | C5H0V48*K*AAA* | EVD5X61M21A*+WALLCON | *95CSU1002122B* | 48500 | 50000 | 19 | 10.5 | 9 | 2.12 | 93 | 73 | 215676788
ARCOAIRE | H5H0V48*K*AAA* | EVD5X61M21A*+WALLCON | *95CSU1002122B* | 48500 | 50000 | 19 | 10.5 | 9 | 2.12 | 93 | 73 | 215676787
AIRQUEST | H5H0V48*K*AAA* | EVD5X61M21A*+WALLCON | *95CSU1002122B* | 48500 | 50000 | 19 | 10.5 | 9 | 2.12 | 93 | 73 | 215676786
HEIL | H5H0V48*K*AAA* | EVD5X61M21A*+WALLCON | *95CSU1002122B* | 48500 | 50000 | 19 | 10.5 | 9 | 2.12 | 93 | 73 | 215676785
BRYANT HEATING AND COOLING SYSTEMS | 290VAN048**AA* | CVAVA6121XMA*+UI | 935CB66100C21*** | 48500 | 50000 | 19 | 10.5 | 9 | 2.12 | 93 | 73 | 215676784
CARRIER | 27VNA048A*030* | CVAVA6121XMA*+UI | 59CU5B100C21**22 | 48500 | 50000 | 19 | 10.5 | 9 | 2.12 | 93 | 73 | 215676783
TEMPSTAR | T5H0V48*K*AAA* | EVD5X61M21A*+WALLCON | *95CSU0802120B* | 48500 | 50000 | 18.5 | 10 | 9 | 2 | 94 | 74 | 215676782
KENMORE | (C,H,T)5H0V48*K*AAA* | EVD5X61M21A*+WALLCON | *95CSU0802120B* | 48500 | 50000 | 18.5 | 10 | 9 | 2 | 94 | 74 | 215676781
KEEPRITE | C5H0V48*K*AAA* | EVD5X61M21A*+WALLCON | *95CSU0802120B* | 48500 | 50000 | 18.5 | 10 | 9 | 2 | 94 | 74 | 215676780
DAY & NIGHT | C5H0V48*K*AAA* | EVD5X61M21A*+WALLCON | *95CSU0802120B* | 48500 | 50000 | 18.5 | 10 | 9 | 2 | 94 | 74 | 215676779
COMFORTMAKER | C5H0V48*K*AAA* | EVD5X61M21A*+WALLCON | *95CSU0802120B* | 48500 | 50000 | 18.5 | 10 | 9 | 2 | 94 | 74 | 215676778
ARCOAIRE | H5H0V48*K*AAA* | EVD5X61M21A*+WALLCON | *95CSU0802120B* | 48500 | 50000 | 18.5 | 10 | 9 | 2 | 94 | 74 | 215676777
AIRQUEST | H5H0V48*K*AAA* | EVD5X61M21A*+WALLCON | *95CSU0802120B* | 48500 | 50000 | 18.5 | 10 | 9 | 2 | 94 | 74 | 215676776
HEIL | H5H0V48*K*AAA* | EVD5X61M21A*+WALLCON | *95CSU0802120B* | 48500 | 50000 | 18.5 | 10 | 9 | 2 | 94 | 74 | 215676775
BRYANT HEATING AND COOLING SYSTEMS | 290VAN048**AA* | CVAVA6121XMA*+UI | 935CB60080C21*** | 48500 | 50000 | 18.5 | 10 | 9 | 2 | 94 | 74 | 215676774
TEMPSTAR | T5H0V48*K*AAA* | EVD5X61M24A*+WALLCON | *97CMN0802120B* | 48500 | 50000 | 19 | 10.5 | 9.5 | 2.1 | 93 | 74 | 215676922
KENMORE | (C,H,T)5H0V48*K*AAA* | EVD5X61M24A*+WALLCON | *97CMN0802120B* | 48500 | 50000 | 19 | 10.5 | 9.5 | 2.1 | 93 | 74 | 215676921
KEEPRITE | C5H0V48*K*AAA* | EVD5X61M24A*+WALLCON | *97CMN0802120B* | 48500 | 50000 | 19 | 10.5 | 9.5 | 2.1 | 93 | 74 | 215676920
DAY & NIGHT | C5H0V48*K*AAA* | EVD5X61M24A*+WALLCON | *97CMN0802120B* | 48500 | 50000 | 19 | 10.5 | 9.5 | 2.1 | 93 | 74 | 215676919
COMFORTMAKER | C5H0V48*K*AAA* | EVD5X61M24A*+WALLCON | *97CMN0802120B* | 48500 | 50000 | 19 | 10.5 | 9.5 | 2.1 | 93 | 74 | 215676918
ARCOAIRE | H5H0V48*K*AAA* | EVD5X61M24A*+WALLCON | *97CMN0802120B* | 48500 | 50000 | 19 | 10.5 | 9.5 | 2.1 | 93 | 74 | 215676917
AIRQUEST | H5H0V48*K*AAA* | EVD5X61M24A*+WALLCON | *97CMN0802120B* | 48500 | 50000 | 19 | 10.5 | 9.5 | 2.1 | 93 | 74 | 215676916
HEIL | H5H0V48*K*AAA* | EVD5X61M24A*+WALLCON | *97CMN0802120B* | 48500 | 50000 | 19 | 10.5 | 9.5 | 2.1 | 93 | 74 | 215676915
BRYANT HEATING AND COOLING SYSTEMS | 290VAN048**AA* | CVAVA6124XMA*+UI | 987MC60080C21*** | 48500 | 50000 | 19 | 10.5 | 9.5 | 2.1 | 93 | 74 | 215676914
CARRIER | 27VNA048A*030* | CVAVA6124XMA*+UI | 59MN7C080C21**20 | 48500 | 50000 | 19 | 10.5 | 9.5 | 2.1 | 93 | 74 | 215676913
TEMPSTAR | T5H0V48*K*AAA* | EVD5X61M24A*+WALLCON | *97CMN0602120B* | 48000 | 50000 | 19 | 10 | 9 | 1.98 | 94 | 74 | 215676912
KENMORE | (C,H,T)5H0V48*K*AAA* | EVD5X61M24A*+WALLCON | *97CMN0602120B* | 48000 | 50000 | 19 | 10 | 9 | 1.98 | 94 | 74 | 215676911
KEEPRITE | C5H0V48*K*AAA* | EVD5X61M24A*+WALLCON | *97CMN0602120B* | 48000 | 50000 | 19 | 10 | 9 | 1.98 | 94 | 74 | 215676910
DAY & NIGHT | C5H0V48*K*AAA* | EVD5X61M24A*+WALLCON | *97CMN0602120B* | 48000 | 50000 | 19 | 10 | 9 | 1.98 | 94 | 74 | 215676909
COMFORTMAKER | C5H0V48*K*AAA* | EVD5X61M24A*+WALLCON | *97CMN0602120B* | 48000 | 50000 | 19 | 10 | 9 | 1.98 | 94 | 74 | 215676908
ARCOAIRE | H5H0V48*K*AAA* | EVD5X61M24A*+WALLCON | *97CMN0602120B* | 48000 | 50000 | 19 | 10 | 9 | 1.98 | 94 | 74 | 215676907
AIRQUEST | H5H0V48*K*AAA* | EVD5X61M24A*+WALLCON | *97CMN0602120B* | 48000 | 50000 | 19 | 10 | 9 | 1.98 | 94 | 74 | 215676906
HEIL | H5H0V48*K*AAA* | EVD5X61M24A*+WALLCON | *97CMN0602120B* | 48000 | 50000 | 19 | 10 | 9 | 1.98 | 94 | 74 | 215676905
BRYANT HEATING AND COOLING SYSTEMS | 290VAN048**AA* | CVAVA6124XMA*+UI | 987MC60060C21*** | 48000 | 50000 | 19 | 10 | 9 | 1.98 | 94 | 74 | 215676904
CARRIER | 27VNA048A*030* | CVAVA6124XMA*+UI | 59MN7C060C21**20 | 48000 | 50000 | 19 | 10 | 9 | 1.98 | 94 | 74 | 215676903
TEMPSTAR | T5H0V48*K*AAA* | EVD5X61M24A*+WALLCON | *95CSU1002122B* | 48500 | 50000 | 19 | 10.5 | 9 | 2.1 | 93 | 73 | 215676902
KENMORE | (C,H,T)5H0V48*K*AAA* | EVD5X61M24A*+WALLCON | *95CSU1002122B* | 48500 | 50000 | 19 | 10.5 | 9 | 2.1 | 93 | 73 | 215676901
KEEPRITE | C5H0V48*K*AAA* | EVD5X61M24A*+WALLCON | *95CSU1002122B* | 48500 | 50000 | 19 | 10.5 | 9 | 2.1 | 93 | 73 | 215676900
CARRIER | 27VNA048A*030* | CVAVA6121XMA*+UI | 59CU5B080C21**20 | 48500 | 50000 | 18.5 | 10 | 9 | 2 | 94 | 74 | 215676773
TEMPSTAR | T5H0V48*K*AAA* | EVD5X61M21A*+WALLCON | *95CSU0601716B* | 48000 | 50000 | 18.5 | 10 | 9 | 2 | 94 | 75 | 215676772
KENMORE | (C,H,T)5H0V48*K*AAA* | EVD5X61M21A*+WALLCON | *95CSU0601716B* | 48000 | 50000 | 18.5 | 10 | 9 | 2 | 94 | 75 | 215676771
KEEPRITE | C5H0V48*K*AAA* | EVD5X61M21A*+WALLCON | *95CSU0601716B* | 48000 | 50000 | 18.5 | 10 | 9 | 2 | 94 | 75 | 215676770
DAY & NIGHT | C5H0V48*K*AAA* | EVD5X61M21A*+WALLCON | *95CSU0601716B* | 48000 | 50000 | 18.5 | 10 | 9 | 2 | 94 | 75 | 215676769
COMFORTMAKER | C5H0V48*K*AAA* | EVD5X61M21A*+WALLCON | *95CSU0601716B* | 48000 | 50000 | 18.5 | 10 | 9 | 2 | 94 | 75 | 215676768
ARCOAIRE | H5H0V48*K*AAA* | EVD5X61M21A*+WALLCON | *95CSU0601716B* | 48000 | 50000 | 18.5 | 10 | 9 | 2 | 94 | 75 | 215676767
AIRQUEST | H5H0V48*K*AAA* | EVD5X61M21A*+WALLCON | *95CSU0601716B* | 48000 | 50000 | 18.5 | 10 | 9 | 2 | 94 | 75 | 215676766
HEIL | H5H0V48*K*AAA* | EVD5X61M21A*+WALLCON | *95CSU0601716B* | 48000 | 50000 | 18.5 | 10 | 9 | 2 | 94 | 75 | 215676765
KEEPRITE | C5H0V36*K*AAA* | EA*5X60M24A*+WALLCON | *80CTL0702120B* | 34400 | 34200 | 18 | 10 | 9 | 1.9 | 87 | 73 | 215669309
DAY & NIGHT | C5H0V36*K*AAA* | EA*5X60M24A*+WALLCON | *80CTL0702120B* | 34400 | 34200 | 18 | 10 | 9 | 1.9 | 87 | 73 | 215669308
COMFORTMAKER | C5H0V36*K*AAA* | EA*5X60M24A*+WALLCON | *80CTL0702120B* | 34400 | 34200 | 18 | 10 | 9 | 1.9 | 87 | 73 | 215669307
ARCOAIRE | H5H0V36*K*AAA* | EA*5X60M24A*+WALLCON | *80CTL0702120B* | 34400 | 34200 | 18 | 10 | 9 | 1.9 | 87 | 73 | 215669306
AIRQUEST | H5H0V36*K*AAA* | EA*5X60M24A*+WALLCON | *80CTL0702120B* | 34400 | 34200 | 18 | 10 | 9 | 1.9 | 87 | 73 | 215669305
HEIL | H5H0V36*K*AAA* | EA*5X60M24A*+WALLCON | *80CTL0702120B* | 34400 | 34200 | 18 | 10 | 9 | 1.9 | 87 | 73 | 215669304
BRYANT HEATING AND COOLING SYSTEMS | 290VAN036**AA* | CAA**6024AM*+UI | 88*TB60070C21*** | 34400 | 34200 | 18 | 10 | 9 | 1.9 | 87 | 73 | 215669303
CARRIER | 27VNA036A*030* | CAA**6024AM*+UI | 58TN*B070C21**20 | 34400 | 34200 | 18 | 10 | 9 | 1.9 | 87 | 73 | 215669302
TEMPSTAR | T5H0V36*K*AAA* | EA*5X60M24A*+WALLCON | *80CSU1002120A* | 34400 | 34200 | 18 | 10 | 9 | 1.9 | 87 | 73 | 215669301
KENMORE | (C,H,T)5H0V36*K*AAA* | EA*5X60M24A*+WALLCON | *80CSU1002120A* | 34400 | 34200 | 18 | 10 | 9 | 1.9 | 87 | 73 | 215669300
KEEPRITE | C5H0V36*K*AAA* | EA*5X60M24A*+WALLCON | *80CSU1002120A* | 34400 | 34200 | 18 | 10 | 9 | 1.9 | 87 | 73 | 215669299
DAY & NIGHT | C5H0V36*K*AAA* | EA*5X60M24A*+WALLCON | *80CSU1002120A* | 34400 | 34200 | 18 | 10 | 9 | 1.9 | 87 | 73 | 215669298
COMFORTMAKER | C5H0V36*K*AAA* | EA*5X60M24A*+WALLCON | *80CSU1002120A* | 34400 | 34200 | 18 | 10 | 9 | 1.9 | 87 | 73 | 215669297
ARCOAIRE | H5H0V36*K*AAA* | EA*5X60M24A*+WALLCON | *80CSU1002120A* | 34400 | 34200 | 18 | 10 | 9 | 1.9 | 87 | 73 | 215669296
AIRQUEST | H5H0V36*K*AAA* | EA*5X60M24A*+WALLCON | *80CSU1002120A* | 34400 | 34200 | 18 | 10 | 9 | 1.9 | 87 | 73 | 215669295
HEIL | H5H0V36*K*AAA* | EA*5X60M24A*+WALLCON | *80CSU1002120A* | 34400 | 34200 | 18 | 10 | 9 | 1.9 | 87 | 73 | 215669294
BRYANT HEATING AND COOLING SYSTEMS | 290VAN036**AA* | CAA**6024AM*+UI | 83*CA60100C21*** | 34400 | 34200 | 18 | 10 | 9 | 1.9 | 87 | 73 | 215669293
CARRIER | 27VNA036A*030* | CAA**6024AM*+UI | 58CU*A100C21**20 | 34400 | 34200 | 18 | 10 | 9 | 1.9 | 87 | 73 | 215669292
TEMPSTAR | T5H0V36*K*AAA* | EA*5X48M21A*+WALLCON | *96CTN1002122B* | 33800 | 35000 | 18 | 10 | 9 | 1.9 | 86 | 71 | 215669291
KENMORE | (C,H,T)5H0V36*K*AAA* | EA*5X48M21A*+WALLCON | *96CTN1002122B* | 33800 | 35000 | 18 | 10 | 9 | 1.9 | 86 | 71 | 215669290
KEEPRITE | C5H0V36*K*AAA* | EA*5X48M21A*+WALLCON | *96CTN1002122B* | 33800 | 35000 | 18 | 10 | 9 | 1.9 | 86 | 71 | 215669289
DAY & NIGHT | C5H0V36*K*AAA* | EA*5X48M21A*+WALLCON | *96CTN1002122B* | 33800 | 35000 | 18 | 10 | 9 | 1.9 | 86 | 71 | 215669288
COMFORTMAKER | C5H0V36*K*AAA* | EA*5X48M21A*+WALLCON | *96CTN1002122B* | 33800 | 35000 | 18 | 10 | 9 | 1.9 | 86 | 71 | 215669287
ARCOAIRE | H5H0V36*K*AAA* | EA*5X48M21A*+WALLCON | *96CTN1002122B* | 33800 | 35000 | 18 | 10 | 9 | 1.9 | 86 | 71 | 215669286
AIRQUEST | H5H0V36*K*AAA* | EA*5X48M21A*+WALLCON | *96CTN1002122B* | 33800 | 35000 | 18 | 10 | 9 | 1.9 | 86 | 71 | 215669285
HEIL | H5H0V36*K*AAA* | EA*5X48M21A*+WALLCON | *96CTN1002122B* | 33800 | 35000 | 18 | 10 | 9 | 1.9 | 86 | 71 | 215669284
BRYANT HEATING AND COOLING SYSTEMS | 290VAN036**AA* | CAA**4821AM*+UI | 986TD66100C21*** | 33800 | 35000 | 18 | 10 | 9 | 1.9 | 86 | 71 | 215669283
CARRIER | 27VNA036A*030* | CAA**4821AM*+UI | 59TN6C100C21**22 | 33800 | 35000 | 18 | 10 | 9 | 1.9 | 86 | 71 | 215669282
TEMPSTAR | T5H0V36*K*AAA* | EA*5X48M21A*+WALLCON | *97CMN1002122B* | 33800 | 35000 | 18 | 10 | 9 | 1.9 | 86 | 71 | 215669261
KENMORE | (C,H,T)5H0V36*K*AAA* | EA*5X48M21A*+WALLCON | *97CMN1002122B* | 33800 | 35000 | 18 | 10 | 9 | 1.9 | 86 | 71 | 215669260
KEEPRITE | C5H0V36*K*AAA* | EA*5X48M21A*+WALLCON | *97CMN1002122B* | 33800 | 35000 | 18 | 10 | 9 | 1.9 | 86 | 71 | 215669259
DAY & NIGHT | C5H0V36*K*AAA* | EA*5X48M21A*+WALLCON | *97CMN1002122B* | 33800 | 35000 | 18 | 10 | 9 | 1.9 | 86 | 71 | 215669258
COMFORTMAKER | C5H0V36*K*AAA* | EA*5X48M21A*+WALLCON | *97CMN1002122B* | 33800 | 35000 | 18 | 10 | 9 | 1.9 | 86 | 71 | 215669257
ARCOAIRE | H5H0V36*K*AAA* | EA*5X48M21A*+WALLCON | *97CMN1002122B* | 33800 | 35000 | 18 | 10 | 9 | 1.9 | 86 | 71 | 215669256
AIRQUEST | H5H0V36*K*AAA* | EA*5X48M21A*+WALLCON | *97CMN1002122B* | 33800 | 35000 | 18 | 10 | 9 | 1.9 | 86 | 71 | 215669255
HEIL | H5H0V36*K*AAA* | EA*5X48M21A*+WALLCON | *97CMN1002122B* | 33800 | 35000 | 18 | 10 | 9 | 1.9 | 86 | 71 | 215669254
TEMPSTAR | T5H0V48*K*AAA* | EVD5X48M24A*+WALLCON | *80CSU1002120A* | 47000 | 50000 | 18.5 | 10 | 9 | 2.02 | 92 | 73 | 215676192
KENMORE | (C,H,T)5H0V48*K*AAA* | EVD5X48M24A*+WALLCON | *80CSU1002120A* | 47000 | 50000 | 18.5 | 10 | 9 | 2.02 | 92 | 73 | 215676191
KEEPRITE | C5H0V48*K*AAA* | EVD5X48M24A*+WALLCON | *80CSU1002120A* | 47000 | 50000 | 18.5 | 10 | 9 | 2.02 | 92 | 73 | 215676190
DAY & NIGHT | C5H0V48*K*AAA* | EVD5X48M24A*+WALLCON | *80CSU1002120A* | 47000 | 50000 | 18.5 | 10 | 9 | 2.02 | 92 | 73 | 215676189
COMFORTMAKER | C5H0V48*K*AAA* | EVD5X48M24A*+WALLCON | *80CSU1002120A* | 47000 | 50000 | 18.5 | 10 | 9 | 2.02 | 92 | 73 | 215676188
KEEPRITE | C5H0V48*K*AAA* | EVD5X49M24A*+WALLCON | *80CTL1352422B* | 48000 | 50000 | 19 | 10.5 | 9 | 2 | 92 | 73 | 215676330
DAY & NIGHT | C5H0V48*K*AAA* | EVD5X49M24A*+WALLCON | *80CTL1352422B* | 48000 | 50000 | 19 | 10.5 | 9 | 2 | 92 | 73 | 215676329
COMFORTMAKER | C5H0V48*K*AAA* | EVD5X49M24A*+WALLCON | *80CTL1352422B* | 48000 | 50000 | 19 | 10.5 | 9 | 2 | 92 | 73 | 215676328
ARCOAIRE | H5H0V48*K*AAA* | EVD5X49M24A*+WALLCON | *80CTL1352422B* | 48000 | 50000 | 19 | 10.5 | 9 | 2 | 92 | 73 | 215676327
AIRQUEST | H5H0V48*K*AAA* | EVD5X49M24A*+WALLCON | *80CTL1352422B* | 48000 | 50000 | 19 | 10.5 | 9 | 2 | 92 | 73 | 215676326
HEIL | H5H0V48*K*AAA* | EVD5X49M24A*+WALLCON | *80CTL1352422B* | 48000 | 50000 | 19 | 10.5 | 9 | 2 | 92 | 73 | 215676325
BRYANT HEATING AND COOLING SYSTEMS | 290VAN048**AA* | CVAVA4924XMA*+UI | 88*TB66135C24*** | 48000 | 50000 | 19 | 10.5 | 9 | 2 | 92 | 73 | 215676324
CARRIER | 27VNA048A*030* | CVAVA4924XMA*+UI | 58TN*B135C24**22 | 48000 | 50000 | 19 | 10.5 | 9 | 2 | 92 | 73 | 215676323
TEMPSTAR | T5H0V48*K*AAA* | EVD5X49M24A*+WALLCON | *80CTL1102120B* | 48000 | 50000 | 19 | 10.5 | 9 | 2 | 92 | 73 | 215676322
KENMORE | (C,H,T)5H0V48*K*AAA* | EVD5X49M24A*+WALLCON | *80CTL1102120B* | 48000 | 50000 | 19 | 10.5 | 9 | 2 | 92 | 73 | 215676321
KEEPRITE | C5H0V48*K*AAA* | EVD5X49M24A*+WALLCON | *80CTL1102120B* | 48000 | 50000 | 19 | 10.5 | 9 | 2 | 92 | 73 | 215676320
DAY & NIGHT | C5H0V48*K*AAA* | EVD5X49M24A*+WALLCON | *80CTL1102120B* | 48000 | 50000 | 19 | 10.5 | 9 | 2 | 92 | 73 | 215676319
COMFORTMAKER | C5H0V48*K*AAA* | EVD5X49M24A*+WALLCON | *80CTL1102120B* | 48000 | 50000 | 19 | 10.5 | 9 | 2 | 92 | 73 | 215676318
ARCOAIRE | H5H0V48*K*AAA* | EVD5X49M24A*+WALLCON | *80CTL1102120B* | 48000 | 50000 | 19 | 10.5 | 9 | 2 | 92 | 73 | 215676317
AIRQUEST | H5H0V48*K*AAA* | EVD5X49M24A*+WALLCON | *80CTL1102120B* | 48000 | 50000 | 19 | 10.5 | 9 | 2 | 92 | 73 | 215676316
HEIL | H5H0V48*K*AAA* | EVD5X49M24A*+WALLCON | *80CTL1102120B* | 48000 | 50000 | 19 | 10.5 | 9 | 2 | 92 | 73 | 215676315
BRYANT HEATING AND COOLING SYSTEMS | 290VAN048**AA* | CVAVA4924XMA*+UI | 88*TB60110C21*** | 48000 | 50000 | 19 | 10.5 | 9 | 2 | 92 | 73 | 215676314
CARRIER | 27VNA048A*030* | CVAVA4924XMA*+UI | 58TN*B110C21**20 | 48000 | 50000 | 19 | 10.5 | 9 | 2 | 92 | 73 | 215676313
TEMPSTAR | T5H0V48*K*AAA* | EVD5X49M24A*+WALLCON | *80CTL0902120B* | 48000 | 50000 | 19 | 10.5 | 9 | 2 | 92 | 73 | 215676312
KENMORE | (C,H,T)5H0V48*K*AAA* | EVD5X49M24A*+WALLCON | *80CTL0902120B* | 48000 | 50000 | 19 | 10.5 | 9 | 2 | 92 | 73 | 215676311
KEEPRITE | C5H0V48*K*AAA* | EVD5X49M24A*+WALLCON | *80CTL0902120B* | 48000 | 50000 | 19 | 10.5 | 9 | 2 | 92 | 73 | 215676310
DAY & NIGHT | C5H0V48*K*AAA* | EVD5X49M24A*+WALLCON | *80CTL0902120B* | 48000 | 50000 | 19 | 10.5 | 9 | 2 | 92 | 73 | 215676309
COMFORTMAKER | C5H0V48*K*AAA* | EVD5X49M24A*+WALLCON | *80CTL0902120B* | 48000 | 50000 | 19 | 10.5 | 9 | 2 | 92 | 73 | 215676308
ARCOAIRE | H5H0V48*K*AAA* | EVD5X49M24A*+WALLCON | *80CTL0902120B* | 48000 | 50000 | 19 | 10.5 | 9 | 2 | 92 | 73 | 215676307
AIRQUEST | H5H0V48*K*AAA* | EVD5X49M24A*+WALLCON | *80CTL0902120B* | 48000 | 50000 | 19 | 10.5 | 9 | 2 | 92 | 73 | 215676306
HEIL | H5H0V48*K*AAA* | EVD5X49M24A*+WALLCON | *80CTL0902120B* | 48000 | 50000 | 19 | 10.5 | 9 | 2 | 92 | 73 | 215676305
BRYANT HEATING AND COOLING SYSTEMS | 290VAN048**AA* | CVAVA4924XMA*+UI | 88*TB60090C21*** | 48000 | 50000 | 19 | 10.5 | 9 | 2 | 92 | 73 | 215676304
CARRIER | 27VNA048A*030* | CVAVA4924XMA*+UI | 58TN*B090C21**20 | 48000 | 50000 | 19 | 10.5 | 9 | 2 | 92 | 73 | 215676303
TEMPSTAR | T5H0V48*K*AAA* | EVD5X49M24A*+WALLCON | *80CTL0702120B* | 47500 | 50000 | 19 | 10 | 9 | 2 | 93 | 74 | 215676302
KENMORE | (C,H,T)5H0V48*K*AAA* | EVD5X49M24A*+WALLCON | *80CTL0702120B* | 47500 | 50000 | 19 | 10 | 9 | 2 | 93 | 74 | 215676301
KEEPRITE | C5H0V48*K*AAA* | EVD5X49M24A*+WALLCON | *80CTL0702120B* | 47500 | 50000 | 19 | 10 | 9 | 2 | 93 | 74 | 215676300
DAY & NIGHT | C5H0V48*K*AAA* | EVD5X49M24A*+WALLCON | *80CTL0702120B* | 47500 | 50000 | 19 | 10 | 9 | 2 | 93 | 74 | 215676299
COMFORTMAKER | C5H0V48*K*AAA* | EVD5X49M24A*+WALLCON | *80CTL0702120B* | 47500 | 50000 | 19 | 10 | 9 | 2 | 93 | 74 | 215676298
ARCOAIRE | H5H0V48*K*AAA* | EVD5X49M24A*+WALLCON | *80CTL0702120B* | 47500 | 50000 | 19 | 10 | 9 | 2 | 93 | 74 | 215676297
ARCOAIRE | H5H0V48*K*AAA* | EVD5X48M24A*+WALLCON | *80CSU1002120A* | 47000 | 50000 | 18.5 | 10 | 9 | 2.02 | 92 | 73 | 215676187
AIRQUEST | H5H0V48*K*AAA* | EVD5X48M24A*+WALLCON | *80CSU1002120A* | 47000 | 50000 | 18.5 | 10 | 9 | 2.02 | 92 | 73 | 215676186
HEIL | H5H0V48*K*AAA* | EVD5X48M24A*+WALLCON | *80CSU1002120A* | 47000 | 50000 | 18.5 | 10 | 9 | 2.02 | 92 | 73 | 215676185
BRYANT HEATING AND COOLING SYSTEMS | 290VAN048**AA* | CVAVA4824XMA*+UI | 83*CA60100C21*** | 47000 | 50000 | 18.5 | 10 | 9 | 2.02 | 92 | 73 | 215676184
CARRIER | 27VNA048A*030* | CVAVA4824XMA*+UI | 58CU*A100C21**20 | 47000 | 50000 | 18.5 | 10 | 9 | 2.02 | 92 | 73 | 215676183
TEMPSTAR | T5H0V48*K*AAA* | EVD5X48M24A*+WALLCON | *80CSU0802120A* | 47500 | 50000 | 19 | 10 | 9 | 2.02 | 91 | 72 | 215676182
KENMORE | (C,H,T)5H0V48*K*AAA* | EVD5X48M24A*+WALLCON | *80CSU0802120A* | 47500 | 50000 | 19 | 10 | 9 | 2.02 | 91 | 72 | 215676181
KEEPRITE | C5H0V48*K*AAA* | EVD5X48M24A*+WALLCON | *80CSU0802120A* | 47500 | 50000 | 19 | 10 | 9 | 2.02 | 91 | 72 | 215676180
DAY & NIGHT | C5H0V48*K*AAA* | EVD5X48M24A*+WALLCON | *80CSU0802120A* | 47500 | 50000 | 19 | 10 | 9 | 2.02 | 91 | 72 | 215676179
COMFORTMAKER | C5H0V48*K*AAA* | EVD5X48M24A*+WALLCON | *80CSU0802120A* | 47500 | 50000 | 19 | 10 | 9 | 2.02 | 91 | 72 | 215676178
ARCOAIRE | H5H0V48*K*AAA* | EVD5X48M24A*+WALLCON | *80CSU0802120A* | 47500 | 50000 | 19 | 10 | 9 | 2.02 | 91 | 72 | 215676177
AIRQUEST | H5H0V48*K*AAA* | EVD5X48M24A*+WALLCON | *80CSU0802120A* | 47500 | 50000 | 19 | 10 | 9 | 2.02 | 91 | 72 | 215676176
HEIL | H5H0V48*K*AAA* | EVD5X48M24A*+WALLCON | *80CSU0802120A* | 47500 | 50000 | 19 | 10 | 9 | 2.02 | 91 | 72 | 215676175
BRYANT HEATING AND COOLING SYSTEMS | 290VAN048**AA* | CVAVA4824XMA*+UI | 83*CA60080C21*** | 47500 | 50000 | 19 | 10 | 9 | 2.02 | 91 | 72 | 215676174
CARRIER | 27VNA048A*030* | CVAVA4824XMA*+UI | 58CU*A080C21**20 | 47500 | 50000 | 19 | 10 | 9 | 2.02 | 91 | 72 | 215676173
TEMPSTAR | T5H0V48*K*AAA* | EVD5X48M21A*+WALLCON | *96CTN1002122B* | 47000 | 50000 | 18.5 | 10 | 9 | 2 | 91 | 73 | 215676172
KENMORE | (C,H,T)5H0V48*K*AAA* | EVD5X48M21A*+WALLCON | *96CTN1002122B* | 47000 | 50000 | 18.5 | 10 | 9 | 2 | 91 | 73 | 215676171
BRYANT HEATING AND COOLING SYSTEMS | 290VAN036**AA* | CAA**4821AM*+UI | 987MC66100C21*** | 33800 | 35000 | 18 | 10 | 9 | 1.9 | 86 | 71 | 215669253
CARRIER | 27VNA036A*030* | CAA**4821AM*+UI | 59MN7C100C21**22 | 33800 | 35000 | 18 | 10 | 9 | 1.9 | 86 | 71 | 215669252
TEMPSTAR | T5H0V36*K*AAA* | EA*5X48M21A*+WALLCON | *97CMN0802120B* | 33800 | 35000 | 18 | 10 | 9 | 1.88 | 86 | 71 | 215669251
KENMORE | (C,H,T)5H0V36*K*AAA* | EA*5X48M21A*+WALLCON | *97CMN0802120B* | 33800 | 35000 | 18 | 10 | 9 | 1.88 | 86 | 71 | 215669250
TEMPSTAR | T5H0V36*K*AAA* | EA*5X48M21A*+WALLCON | *95CSU1002122B* | 33800 | 35000 | 18 | 10 | 9 | 1.9 | 86 | 71 | 215669211
KENMORE | (C,H,T)5H0V36*K*AAA* | EA*5X48M21A*+WALLCON | *95CSU1002122B* | 33800 | 35000 | 18 | 10 | 9 | 1.9 | 86 | 71 | 215669210
KEEPRITE | C5H0V36*K*AAA* | EA*5X48M21A*+WALLCON | *95CSU1002122B* | 33800 | 35000 | 18 | 10 | 9 | 1.9 | 86 | 71 | 215669209
DAY & NIGHT | C5H0V36*K*AAA* | EA*5X48M21A*+WALLCON | *95CSU1002122B* | 33800 | 35000 | 18 | 10 | 9 | 1.9 | 86 | 71 | 215669208
COMFORTMAKER | C5H0V36*K*AAA* | EA*5X48M21A*+WALLCON | *95CSU1002122B* | 33800 | 35000 | 18 | 10 | 9 | 1.9 | 86 | 71 | 215669207
ARCOAIRE | H5H0V36*K*AAA* | EA*5X48M21A*+WALLCON | *95CSU1002122B* | 33800 | 35000 | 18 | 10 | 9 | 1.9 | 86 | 71 | 215669206
AIRQUEST | H5H0V36*K*AAA* | EA*5X48M21A*+WALLCON | *95CSU1002122B* | 33800 | 35000 | 18 | 10 | 9 | 1.9 | 86 | 71 | 215669205
HEIL | H5H0V36*K*AAA* | EA*5X48M21A*+WALLCON | *95CSU1002122B* | 33800 | 35000 | 18 | 10 | 9 | 1.9 | 86 | 71 | 215669204
BRYANT HEATING AND COOLING SYSTEMS | 290VAN036**AA* | CAA**4821AM*+UI | 935CB66100C21*** | 33800 | 35000 | 18 | 10 | 9 | 1.9 | 86 | 71 | 215669203
CARRIER | 27VNA036A*030* | CAA**4821AM*+UI | 59CU5B100C21**22 | 33800 | 35000 | 18 | 10 | 9 | 1.9 | 86 | 71 | 215669202
KEEPRITE | C5H0V48*K*AAA* | EVD5X48M21A*+WALLCON | *96CTN1002122B* | 47000 | 50000 | 18.5 | 10 | 9 | 2 | 91 | 73 | 215676170
DAY & NIGHT | C5H0V48*K*AAA* | EVD5X48M21A*+WALLCON | *96CTN1002122B* | 47000 | 50000 | 18.5 | 10 | 9 | 2 | 91 | 73 | 215676169
COMFORTMAKER | C5H0V48*K*AAA* | EVD5X48M21A*+WALLCON | *96CTN1002122B* | 47000 | 50000 | 18.5 | 10 | 9 | 2 | 91 | 73 | 215676168
ARCOAIRE | H5H0V48*K*AAA* | EVD5X48M21A*+WALLCON | *96CTN1002122B* | 47000 | 50000 | 18.5 | 10 | 9 | 2 | 91 | 73 | 215676167
AIRQUEST | H5H0V48*K*AAA* | EVD5X48M21A*+WALLCON | *96CTN1002122B* | 47000 | 50000 | 18.5 | 10 | 9 | 2 | 91 | 73 | 215676166
HEIL | H5H0V48*K*AAA* | EVD5X48M21A*+WALLCON | *96CTN1002122B* | 47000 | 50000 | 18.5 | 10 | 9 | 2 | 91 | 73 | 215676165
BRYANT HEATING AND COOLING SYSTEMS | 290VAN048**AA* | CVAVA4821XMA*+UI | 986TD66100C21*** | 47000 | 50000 | 18.5 | 10 | 9 | 2 | 91 | 73 | 215676164
CARRIER | 27VNA048A*030* | CVAVA4821XMA*+UI | 59TN6C100C21**22 | 47000 | 50000 | 18.5 | 10 | 9 | 2 | 91 | 73 | 215676163
TEMPSTAR | T5H0V48*K*AAA* | EVD5X48M21A*+WALLCON | *97CMN1002122B* | 47000 | 50000 | 18.5 | 10 | 9 | 2 | 91 | 73 | 215676152
KENMORE | (C,H,T)5H0V48*K*AAA* | EVD5X48M21A*+WALLCON | *97CMN1002122B* | 47000 | 50000 | 18.5 | 10 | 9 | 2 | 91 | 73 | 215676151
KEEPRITE | C5H0V48*K*AAA* | EVD5X48M21A*+WALLCON | *97CMN1002122B* | 47000 | 50000 | 18.5 | 10 | 9 | 2 | 91 | 73 | 215676150
DAY & NIGHT | C5H0V48*K*AAA* | EVD5X48M21A*+WALLCON | *97CMN1002122B* | 47000 | 50000 | 18.5 | 10 | 9 | 2 | 91 | 73 | 215676149
COMFORTMAKER | C5H0V48*K*AAA* | EVD5X48M21A*+WALLCON | *97CMN1002122B* | 47000 | 50000 | 18.5 | 10 | 9 | 2 | 91 | 73 | 215676148
ARCOAIRE | H5H0V48*K*AAA* | EVD5X48M21A*+WALLCON | *97CMN1002122B* | 47000 | 50000 | 18.5 | 10 | 9 | 2 | 91 | 73 | 215676147
DAY & NIGHT | C5H0V36*K*AAA* | EA*5X48M21A*+WALLCON | *97CMN0802120B* | 33800 | 35000 | 18 | 10 | 9 | 1.88 | 86 | 71 | 215669248
KEEPRITE | C5H0V36*K*AAA* | EA*5X48M21A*+WALLCON | *97CMN0802120B* | 33800 | 35000 | 18 | 10 | 9 | 1.88 | 86 | 71 | 215669249
COMFORTMAKER | C5H0V36*K*AAA* | EA*5X48M21A*+WALLCON | *97CMN0802120B* | 33800 | 35000 | 18 | 10 | 9 | 1.88 | 86 | 71 | 215669247
ARCOAIRE | H5H0V36*K*AAA* | EA*5X48M21A*+WALLCON | *97CMN0802120B* | 33800 | 35000 | 18 | 10 | 9 | 1.88 | 86 | 71 | 215669246
AIRQUEST | H5H0V36*K*AAA* | EA*5X48M21A*+WALLCON | *97CMN0802120B* | 33800 | 35000 | 18 | 10 | 9 | 1.88 | 86 | 71 | 215669245
HEIL | H5H0V36*K*AAA* | EA*5X48M21A*+WALLCON | *97CMN0802120B* | 33800 | 35000 | 18 | 10 | 9 | 1.88 | 86 | 71 | 215669244
BRYANT HEATING AND COOLING SYSTEMS | 290VAN036**AA* | CAA**4821AM*+UI | 987MC60080C21*** | 33800 | 35000 | 18 | 10 | 9 | 1.88 | 86 | 71 | 215669243
CARRIER | 27VNA036A*030* | CAA**4821AM*+UI | 59MN7C080C21**20 | 33800 | 35000 | 18 | 10 | 9 | 1.88 | 86 | 71 | 215669242
BRYANT HEATING AND COOLING SYSTEMS | 290VAN036**AA* | CAA**6024AM*+UI | 88*TB66135C24*** | 34400 | 34200 | 18.5 | 10.5 | 9 | 1.92 | 87 | 72 | 215669333
CARRIER | 27VNA036A*030* | CAA**6024AM*+UI | 58TN*B135C24**22 | 34400 | 34200 | 18.5 | 10.5 | 9 | 1.92 | 87 | 72 | 215669332
TEMPSTAR | T5H0V36*K*AAA* | EA*5X60M24A*+WALLCON | *80CTL1102120B* | 34400 | 34200 | 18.5 | 10.5 | 9 | 1.92 | 87 | 72 | 215669331
KENMORE | (C,H,T)5H0V36*K*AAA* | EA*5X60M24A*+WALLCON | *80CTL1102120B* | 34400 | 34200 | 18.5 | 10.5 | 9 | 1.92 | 87 | 72 | 215669330
KEEPRITE | C5H0V36*K*AAA* | EA*5X60M24A*+WALLCON | *80CTL1102120B* | 34400 | 34200 | 18.5 | 10.5 | 9 | 1.92 | 87 | 72 | 215669329
DAY & NIGHT | C5H0V36*K*AAA* | EA*5X60M24A*+WALLCON | *80CTL1102120B* | 34400 | 34200 | 18.5 | 10.5 | 9 | 1.92 | 87 | 72 | 215669328
COMFORTMAKER | C5H0V36*K*AAA* | EA*5X60M24A*+WALLCON | *80CTL1102120B* | 34400 | 34200 | 18.5 | 10.5 | 9 | 1.92 | 87 | 72 | 215669327
ARCOAIRE | H5H0V36*K*AAA* | EA*5X60M24A*+WALLCON | *80CTL1102120B* | 34400 | 34200 | 18.5 | 10.5 | 9 | 1.92 | 87 | 72 | 215669326
AIRQUEST | H5H0V36*K*AAA* | EA*5X60M24A*+WALLCON | *80CTL1102120B* | 34400 | 34200 | 18.5 | 10.5 | 9 | 1.92 | 87 | 72 | 215669325
HEIL | H5H0V36*K*AAA* | EA*5X60M24A*+WALLCON | *80CTL1102120B* | 34400 | 34200 | 18.5 | 10.5 | 9 | 1.92 | 87 | 72 | 215669324
BRYANT HEATING AND COOLING SYSTEMS | 290VAN036**AA* | CAA**6024AM*+UI | 88*TB60110C21*** | 34400 | 34200 | 18.5 | 10.5 | 9 | 1.92 | 87 | 72 | 215669323
CARRIER | 27VNA036A*030* | CAA**6024AM*+UI | 58TN*B110C21**20 | 34400 | 34200 | 18.5 | 10.5 | 9 | 1.92 | 87 | 72 | 215669322
TEMPSTAR | T5H0V36*K*AAA* | EA*5X60M24A*+WALLCON | *80CTL0902120B* | 34400 | 34200 | 18.5 | 10.5 | 9 | 1.92 | 87 | 72 | 215669321
KENMORE | (C,H,T)5H0V36*K*AAA* | EA*5X60M24A*+WALLCON | *80CTL0902120B* | 34400 | 34200 | 18.5 | 10.5 | 9 | 1.92 | 87 | 72 | 215669320
KEEPRITE | C5H0V36*K*AAA* | EA*5X60M24A*+WALLCON | *80CTL0902120B* | 34400 | 34200 | 18.5 | 10.5 | 9 | 1.92 | 87 | 72 | 215669319
DAY & NIGHT | C5H0V36*K*AAA* | EA*5X60M24A*+WALLCON | *80CTL0902120B* | 34400 | 34200 | 18.5 | 10.5 | 9 | 1.92 | 87 | 72 | 215669318
COMFORTMAKER | C5H0V36*K*AAA* | EA*5X60M24A*+WALLCON | *80CTL0902120B* | 34400 | 34200 | 18.5 | 10.5 | 9 | 1.92 | 87 | 72 | 215669317
ARCOAIRE | H5H0V36*K*AAA* | EA*5X60M24A*+WALLCON | *80CTL0902120B* | 34400 | 34200 | 18.5 | 10.5 | 9 | 1.92 | 87 | 72 | 215669316
AIRQUEST | H5H0V36*K*AAA* | EA*5X60M24A*+WALLCON | *80CTL0902120B* | 34400 | 34200 | 18.5 | 10.5 | 9 | 1.92 | 87 | 72 | 215669315
HEIL | H5H0V36*K*AAA* | EA*5X60M24A*+WALLCON | *80CTL0902120B* | 34400 | 34200 | 18.5 | 10.5 | 9 | 1.92 | 87 | 72 | 215669314
BRYANT HEATING AND COOLING SYSTEMS | 290VAN036**AA* | CAA**6024AM*+UI | 88*TB60090C21*** | 34400 | 34200 | 18.5 | 10.5 | 9 | 1.92 | 87 | 72 | 215669313
CARRIER | 27VNA036A*030* | CAA**6024AM*+UI | 58TN*B090C21**20 | 34400 | 34200 | 18.5 | 10.5 | 9 | 1.92 | 87 | 72 | 215669312
TEMPSTAR | T5H0V36*K*AAA* | EA*5X60M24A*+WALLCON | *80CTL0702120B* | 34400 | 34200 | 18 | 10 | 9 | 1.9 | 87 | 73 | 215669311
KENMORE | (C,H,T)5H0V36*K*AAA* | EA*5X60M24A*+WALLCON | *80CTL0702120B* | 34400 | 34200 | 18 | 10 | 9 | 1.9 | 87 | 73 | 215669310
AIRQUEST | H5H0V36*K*AAA* | EA*5X37M21A*+WALLCON | *80CTL1102120B* | 34600 | 35200 | 18 | 10 | 9 | 1.9 | 86 | 71 | 215668693
HEIL | H5H0V36*K*AAA* | EA*5X37M21A*+WALLCON | *80CTL1102120B* | 34600 | 35200 | 18 | 10 | 9 | 1.9 | 86 | 71 | 215668692
TEMPSTAR | T5H0V36*K*AAA* | EA*5X37M21A*+WALLCON | *80CTL0902120B* | 34600 | 35200 | 18 | 10 | 9 | 1.9 | 86 | 71 | 215668691
KENMORE | (C,H,T)5H0V36*K*AAA* | EA*5X37M21A*+WALLCON | *80CTL0902120B* | 34600 | 35200 | 18 | 10 | 9 | 1.9 | 86 | 71 | 215668690
KEEPRITE | C5H0V36*K*AAA* | EA*5X37M21A*+WALLCON | *80CTL0902120B* | 34600 | 35200 | 18 | 10 | 9 | 1.9 | 86 | 71 | 215668689
DAY & NIGHT | C5H0V36*K*AAA* | EA*5X37M21A*+WALLCON | *80CTL0902120B* | 34600 | 35200 | 18 | 10 | 9 | 1.9 | 86 | 71 | 215668688
COMFORTMAKER | C5H0V36*K*AAA* | EA*5X37M21A*+WALLCON | *80CTL0902120B* | 34600 | 35200 | 18 | 10 | 9 | 1.9 | 86 | 71 | 215668687
ARCOAIRE | H5H0V36*K*AAA* | EA*5X37M21A*+WALLCON | *80CTL0902120B* | 34600 | 35200 | 18 | 10 | 9 | 1.9 | 86 | 71 | 215668686
AIRQUEST | H5H0V36*K*AAA* | EA*5X37M21A*+WALLCON | *80CTL0902120B* | 34600 | 35200 | 18 | 10 | 9 | 1.9 | 86 | 71 | 215668685
HEIL | H5H0V36*K*AAA* | EA*5X37M21A*+WALLCON | *80CTL0902120B* | 34600 | 35200 | 18 | 10 | 9 | 1.9 | 86 | 71 | 215668684
TEMPSTAR | T5H0V36*K*AAA* | EA*5X37M21A*+WALLCON | *80CTL0901716B* | 34400 | 35400 | 18 | 10 | 9 | 1.88 | 86 | 71 | 215668683
KENMORE | (C,H,T)5H0V36*K*AAA* | EA*5X37M21A*+WALLCON | *80CTL0901716B* | 34400 | 35400 | 18 | 10 | 9 | 1.88 | 86 | 71 | 215668682
KEEPRITE | C5H0V36*K*AAA* | EA*5X37M21A*+WALLCON | *80CTL0901716B* | 34400 | 35400 | 18 | 10 | 9 | 1.88 | 86 | 71 | 215668681
DAY & NIGHT | C5H0V36*K*AAA* | EA*5X37M21A*+WALLCON | *80CTL0901716B* | 34400 | 35400 | 18 | 10 | 9 | 1.88 | 86 | 71 | 215668680
COMFORTMAKER | C5H0V36*K*AAA* | EA*5X37M21A*+WALLCON | *80CTL0901716B* | 34400 | 35400 | 18 | 10 | 9 | 1.88 | 86 | 71 | 215668679
ARCOAIRE | H5H0V36*K*AAA* | EA*5X37M21A*+WALLCON | *80CTL0901716B* | 34400 | 35400 | 18 | 10 | 9 | 1.88 | 86 | 71 | 215668678
AIRQUEST | H5H0V36*K*AAA* | EA*5X37M21A*+WALLCON | *80CTL0901716B* | 34400 | 35400 | 18 | 10 | 9 | 1.88 | 86 | 71 | 215668677
HEIL | H5H0V36*K*AAA* | EA*5X37M21A*+WALLCON | *80CTL0901716B* | 34400 | 35400 | 18 | 10 | 9 | 1.88 | 86 | 71 | 215668676
TEMPSTAR | T5H0V36*K*AAA* | EA*5X37M21A*+WALLCON | *80CTL0702120B* | 34400 | 35400 | 18 | 10 | 9 | 1.88 | 86 | 71 | 215668675
KENMORE | (C,H,T)5H0V36*K*AAA* | EA*5X37M21A*+WALLCON | *80CTL0702120B* | 34400 | 35400 | 18 | 10 | 9 | 1.88 | 86 | 71 | 215668674
KEEPRITE | C5H0V36*K*AAA* | EA*5X37M21A*+WALLCON | *80CTL0702120B* | 34400 | 35400 | 18 | 10 | 9 | 1.88 | 86 | 71 | 215668673
DAY & NIGHT | C5H0V36*K*AAA* | EA*5X37M21A*+WALLCON | *80CTL0702120B* | 34400 | 35400 | 18 | 10 | 9 | 1.88 | 86 | 71 | 215668672
COMFORTMAKER | C5H0V36*K*AAA* | EA*5X37M21A*+WALLCON | *80CTL0702120B* | 34400 | 35400 | 18 | 10 | 9 | 1.88 | 86 | 71 | 215668671
ARCOAIRE | H5H0V36*K*AAA* | EA*5X37M21A*+WALLCON | *80CTL0702120B* | 34400 | 35400 | 18 | 10 | 9 | 1.88 | 86 | 71 | 215668670
AIRQUEST | H5H0V36*K*AAA* | EA*5X37M21A*+WALLCON | *80CTL0702120B* | 34400 | 35400 | 18 | 10 | 9 | 1.88 | 86 | 71 | 215668669
HEIL | H5H0V36*K*AAA* | EA*5X37M21A*+WALLCON | *80CTL0702120B* | 34400 | 35400 | 18 | 10 | 9 | 1.88 | 86 | 71 | 215668668
TEMPSTAR | T5H0V36*K*AAA* | EA*5X37M21A*+WALLCON | *80CTL0701716B* | 34400 | 35400 | 18 | 10 | 9 | 1.9 | 86 | 71 | 215668667
KENMORE | (C,H,T)5H0V36*K*AAA* | EA*5X37M21A*+WALLCON | *80CTL0701716B* | 34400 | 35400 | 18 | 10 | 9 | 1.9 | 86 | 71 | 215668666
KEEPRITE | C5H0V36*K*AAA* | EA*5X37M21A*+WALLCON | *80CTL0701716B* | 34400 | 35400 | 18 | 10 | 9 | 1.9 | 86 | 71 | 215668665
DAY & NIGHT | C5H0V36*K*AAA* | EA*5X37M21A*+WALLCON | *80CTL0701716B* | 34400 | 35400 | 18 | 10 | 9 | 1.9 | 86 | 71 | 215668664
COMFORTMAKER | C5H0V36*K*AAA* | EA*5X37M21A*+WALLCON | *80CTL0701716B* | 34400 | 35400 | 18 | 10 | 9 | 1.9 | 86 | 71 | 215668663
ARCOAIRE | H5H0V36*K*AAA* | EA*5X37M21A*+WALLCON | *80CTL0701716B* | 34400 | 35400 | 18 | 10 | 9 | 1.9 | 86 | 71 | 215668662
AIRQUEST | H5H0V36*K*AAA* | EA*5X37M21A*+WALLCON | *80CTL0701716B* | 34400 | 35400 | 18 | 10 | 9 | 1.9 | 86 | 71 | 215668661
HEIL | H5H0V36*K*AAA* | EA*5X37M21A*+WALLCON | *80CTL0701716B* | 34400 | 35400 | 18 | 10 | 9 | 1.9 | 86 | 71 | 215668660
TEMPSTAR | T5H0V48*K*AAA* | EVM5X49M21A*+WALLCON | *80CSU1002120A* | 48000 | 50000 | 18.5 | 10 | 9 | 2 | 93 | 74 | 215675522
KENMORE | (C,H,T)5H0V48*K*AAA* | EVM5X49M21A*+WALLCON | *80CSU1002120A* | 48000 | 50000 | 18.5 | 10 | 9 | 2 | 93 | 74 | 215675521
KEEPRITE | C5H0V48*K*AAA* | EVM5X49M21A*+WALLCON | *80CSU1002120A* | 48000 | 50000 | 18.5 | 10 | 9 | 2 | 93 | 74 | 215675520
DAY & NIGHT | C5H0V48*K*AAA* | EVM5X49M21A*+WALLCON | *80CSU1002120A* | 48000 | 50000 | 18.5 | 10 | 9 | 2 | 93 | 74 | 215675519
COMFORTMAKER | C5H0V48*K*AAA* | EVM5X49M21A*+WALLCON | *80CSU1002120A* | 48000 | 50000 | 18.5 | 10 | 9 | 2 | 93 | 74 | 215675518
ARCOAIRE | H5H0V48*K*AAA* | EVM5X49M21A*+WALLCON | *80CSU1002120A* | 48000 | 50000 | 18.5 | 10 | 9 | 2 | 93 | 74 | 215675517
AIRQUEST | H5H0V48*K*AAA* | EVM5X49M21A*+WALLCON | *80CSU1002120A* | 48000 | 50000 | 18.5 | 10 | 9 | 2 | 93 | 74 | 215675516
HEIL | H5H0V48*K*AAA* | EVM5X49M21A*+WALLCON | *80CSU1002120A* | 48000 | 50000 | 18.5 | 10 | 9 | 2 | 93 | 74 | 215675515
BRYANT HEATING AND COOLING SYSTEMS | 290VAN048**AA* | CVAMA4921XMA*+UI | 83*CA60100C21*** | 48000 | 50000 | 18.5 | 10 | 9 | 2 | 93 | 74 | 215675514
CARRIER | 27VNA048A*030* | CVAMA4921XMA*+UI | 58CU*A100C21**20 | 48000 | 50000 | 18.5 | 10 | 9 | 2 | 93 | 74 | 215675513
TEMPSTAR | T5H0V48*K*AAA* | EVM5X49M21A*+WALLCON | *80CSU0802120A* | 48000 | 50000 | 19 | 10 | 9 | 2.12 | 92 | 73 | 215675512
KENMORE | (C,H,T)5H0V48*K*AAA* | EVM5X49M21A*+WALLCON | *80CSU0802120A* | 48000 | 50000 | 19 | 10 | 9 | 2.12 | 92 | 73 | 215675511
KEEPRITE | C5H0V48*K*AAA* | EVM5X49M21A*+WALLCON | *80CSU0802120A* | 48000 | 50000 | 19 | 10 | 9 | 2.12 | 92 | 73 | 215675510
DAY & NIGHT | C5H0V48*K*AAA* | EVM5X49M21A*+WALLCON | *80CSU0802120A* | 48000 | 50000 | 19 | 10 | 9 | 2.12 | 92 | 73 | 215675509
COMFORTMAKER | C5H0V48*K*AAA* | EVM5X49M21A*+WALLCON | *80CSU0802120A* | 48000 | 50000 | 19 | 10 | 9 | 2.12 | 92 | 73 | 215675508
ARCOAIRE | H5H0V48*K*AAA* | EVM5X49M21A*+WALLCON | *80CSU0802120A* | 48000 | 50000 | 19 | 10 | 9 | 2.12 | 92 | 73 | 215675507
AIRQUEST | H5H0V48*K*AAA* | EVM5X49M21A*+WALLCON | *80CSU0802120A* | 48000 | 50000 | 19 | 10 | 9 | 2.12 | 92 | 73 | 215675506
HEIL | H5H0V48*K*AAA* | EVM5X49M21A*+WALLCON | *80CSU0802120A* | 48000 | 50000 | 19 | 10 | 9 | 2.12 | 92 | 73 | 215675505
HEIL | H5H0V48*K*AAA* | EVM5X60M21A*+WALLCON | *97CMN0801714B* | 47500 | 50000 | 18.5 | 10 | 9 | 1.98 | 94 | 75 | 215675795
BRYANT HEATING AND COOLING SYSTEMS | 290VAN048**AA* | CVAMA6021XMA*+UI | 987MC42080C17*** | 47500 | 50000 | 18.5 | 10 | 9 | 1.98 | 94 | 75 | 215675794
CARRIER | 27VNA048A*030* | CVAMA6021XMA*+UI | 59MN7C080C17**14 | 47500 | 50000 | 18.5 | 10 | 9 | 1.98 | 94 | 75 | 215675793
TEMPSTAR | T5H0V48*K*AAA* | EVM5X60M21A*+WALLCON | *97CMN0602120B* | 47500 | 50000 | 18.5 | 10 | 9 | 1.98 | 94 | 74 | 215675792
KENMORE | (C,H,T)5H0V48*K*AAA* | EVM5X60M21A*+WALLCON | *97CMN0602120B* | 47500 | 50000 | 18.5 | 10 | 9 | 1.98 | 94 | 74 | 215675791
KEEPRITE | C5H0V48*K*AAA* | EVM5X60M21A*+WALLCON | *97CMN0602120B* | 47500 | 50000 | 18.5 | 10 | 9 | 1.98 | 94 | 74 | 215675790
DAY & NIGHT | C5H0V48*K*AAA* | EVM5X60M21A*+WALLCON | *97CMN0602120B* | 47500 | 50000 | 18.5 | 10 | 9 | 1.98 | 94 | 74 | 215675789
COMFORTMAKER | C5H0V48*K*AAA* | EVM5X60M21A*+WALLCON | *97CMN0602120B* | 47500 | 50000 | 18.5 | 10 | 9 | 1.98 | 94 | 74 | 215675788
ARCOAIRE | H5H0V48*K*AAA* | EVM5X60M21A*+WALLCON | *97CMN0602120B* | 47500 | 50000 | 18.5 | 10 | 9 | 1.98 | 94 | 74 | 215675787
AIRQUEST | H5H0V48*K*AAA* | EVM5X60M21A*+WALLCON | *97CMN0602120B* | 47500 | 50000 | 18.5 | 10 | 9 | 1.98 | 94 | 74 | 215675786
HEIL | H5H0V48*K*AAA* | EVM5X60M21A*+WALLCON | *97CMN0602120B* | 47500 | 50000 | 18.5 | 10 | 9 | 1.98 | 94 | 74 | 215675785
BRYANT HEATING AND COOLING SYSTEMS | 290VAN048**AA* | CVAMA6021XMA*+UI | 987MC60060C21*** | 47500 | 50000 | 18.5 | 10 | 9 | 1.98 | 94 | 74 | 215675784
CARRIER | 27VNA048A*030* | CVAMA6021XMA*+UI | 59MN7C060C21**20 | 47500 | 50000 | 18.5 | 10 | 9 | 1.98 | 94 | 74 | 215675783
TEMPSTAR | T5H0V48*K*AAA* | EVM5X60M21A*+WALLCON | *95CSU1002122B* | 48000 | 50000 | 19 | 10 | 9 | 2.12 | 93 | 73 | 215675782
KENMORE | (C,H,T)5H0V48*K*AAA* | EVM5X60M21A*+WALLCON | *95CSU1002122B* | 48000 | 50000 | 19 | 10 | 9 | 2.12 | 93 | 73 | 215675781
KEEPRITE | C5H0V48*K*AAA* | EVM5X60M21A*+WALLCON | *95CSU1002122B* | 48000 | 50000 | 19 | 10 | 9 | 2.12 | 93 | 73 | 215675780
DAY & NIGHT | C5H0V48*K*AAA* | EVM5X60M21A*+WALLCON | *95CSU1002122B* | 48000 | 50000 | 19 | 10 | 9 | 2.12 | 93 | 73 | 215675779
COMFORTMAKER | C5H0V48*K*AAA* | EVM5X60M21A*+WALLCON | *95CSU1002122B* | 48000 | 50000 | 19 | 10 | 9 | 2.12 | 93 | 73 | 215675778
ARCOAIRE | H5H0V48*K*AAA* | EVM5X60M21A*+WALLCON | *95CSU1002122B* | 48000 | 50000 | 19 | 10 | 9 | 2.12 | 93 | 73 | 215675777
AIRQUEST | H5H0V48*K*AAA* | EVM5X60M21A*+WALLCON | *95CSU1002122B* | 48000 | 50000 | 19 | 10 | 9 | 2.12 | 93 | 73 | 215675776
HEIL | H5H0V48*K*AAA* | EVM5X60M21A*+WALLCON | *95CSU1002122B* | 48000 | 50000 | 19 | 10 | 9 | 2.12 | 93 | 73 | 215675775
BRYANT HEATING AND COOLING SYSTEMS | 290VAN048**AA* | CVAMA6021XMA*+UI | 935CB66100C21*** | 48000 | 50000 | 19 | 10 | 9 | 2.12 | 93 | 73 | 215675774
DAY & NIGHT | C5H0V48*K*AAA* | EVM5X48M21A*+WALLCON | *97CMN1002122B* | 47000 | 50000 | 18.5 | 10 | 9 | 2 | 91 | 73 | 215675459
COMFORTMAKER | C5H0V48*K*AAA* | EVM5X48M21A*+WALLCON | *97CMN1002122B* | 47000 | 50000 | 18.5 | 10 | 9 | 2 | 91 | 73 | 215675458
ARCOAIRE | H5H0V48*K*AAA* | EVM5X48M21A*+WALLCON | *97CMN1002122B* | 47000 | 50000 | 18.5 | 10 | 9 | 2 | 91 | 73 | 215675457
AIRQUEST | H5H0V48*K*AAA* | EVM5X48M21A*+WALLCON | *97CMN1002122B* | 47000 | 50000 | 18.5 | 10 | 9 | 2 | 91 | 73 | 215675456
HEIL | H5H0V48*K*AAA* | EVM5X48M21A*+WALLCON | *97CMN1002122B* | 47000 | 50000 | 18.5 | 10 | 9 | 2 | 91 | 73 | 215675455
BRYANT HEATING AND COOLING SYSTEMS | 290VAN048**AA* | CVAMA4821XMA*+UI | 987MC66100C21*** | 47000 | 50000 | 18.5 | 10 | 9 | 2 | 91 | 73 | 215675454
BRYANT HEATING AND COOLING SYSTEMS | 290VAN048**AA* | CAA**6124AM*+UI | 987MC60080C21*** | 46000 | 48000 | 18 | 10 | 9 | 2.08 | 88 | 70 | 215674578
CARRIER | 27VNA048A*030* | CAA**6124AM*+UI | 59MN7C080C21**20 | 46000 | 48000 | 18 | 10 | 9 | 2.08 | 88 | 70 | 215674576
TEMPSTAR | T5H0V48*K*AAA* | EA*5X61M24A*+WALLCON | *95CSU1002122B* | 46000 | 47500 | 18 | 10 | 9 | 2.08 | 88 | 71 | 215674551
KENMORE | (C,H,T)5H0V48*K*AAA* | EA*5X61M24A*+WALLCON | *95CSU1002122B* | 46000 | 47500 | 18 | 10 | 9 | 2.08 | 88 | 71 | 215674549
KEEPRITE | C5H0V48*K*AAA* | EA*5X61M24A*+WALLCON | *95CSU1002122B* | 46000 | 47500 | 18 | 10 | 9 | 2.08 | 88 | 71 | 215674546
DAY & NIGHT | C5H0V48*K*AAA* | EA*5X61M24A*+WALLCON | *95CSU1002122B* | 46000 | 47500 | 18 | 10 | 9 | 2.08 | 88 | 71 | 215674544
COMFORTMAKER | C5H0V48*K*AAA* | EA*5X61M24A*+WALLCON | *95CSU1002122B* | 46000 | 47500 | 18 | 10 | 9 | 2.08 | 88 | 71 | 215674542
ARCOAIRE | H5H0V48*K*AAA* | EA*5X61M24A*+WALLCON | *95CSU1002122B* | 46000 | 47500 | 18 | 10 | 9 | 2.08 | 88 | 71 | 215674540
AIRQUEST | H5H0V48*K*AAA* | EA*5X61M24A*+WALLCON | *95CSU1002122B* | 46000 | 47500 | 18 | 10 | 9 | 2.08 | 88 | 71 | 215674538
HEIL | H5H0V48*K*AAA* | EA*5X61M24A*+WALLCON | *95CSU1002122B* | 46000 | 47500 | 18 | 10 | 9 | 2.08 | 88 | 71 | 215674536
BRYANT HEATING AND COOLING SYSTEMS | 290VAN048**AA* | CAA**6124AM*+UI | 935CB66100C21*** | 46000 | 47500 | 18 | 10 | 9 | 2.08 | 88 | 71 | 215674533
CARRIER | 27VNA048A*030* | CAA**6124AM*+UI | 59CU5B100C21**22 | 46000 | 47500 | 18 | 10 | 9 | 2.08 | 88 | 71 | 215674531
TEMPSTAR | T5H0V48*K*AAA* | EA*5X61M24A*+WALLCON | *95CSU0802120B* | 46000 | 48000 | 17.5 | 10 | 9 | 2.08 | 88 | 70 | 215674529
KENMORE | (C,H,T)5H0V48*K*AAA* | EA*5X61M24A*+WALLCON | *95CSU0802120B* | 46000 | 48000 | 17.5 | 10 | 9 | 2.08 | 88 | 70 | 215674527
KEEPRITE | C5H0V48*K*AAA* | EA*5X61M24A*+WALLCON | *95CSU0802120B* | 46000 | 48000 | 17.5 | 10 | 9 | 2.08 | 88 | 70 | 215674525
DAY & NIGHT | C5H0V48*K*AAA* | EA*5X61M24A*+WALLCON | *95CSU0802120B* | 46000 | 48000 | 17.5 | 10 | 9 | 2.08 | 88 | 70 | 215674523
COMFORTMAKER | C5H0V48*K*AAA* | EA*5X61M24A*+WALLCON | *95CSU0802120B* | 46000 | 48000 | 17.5 | 10 | 9 | 2.08 | 88 | 70 | 215674521
ARCOAIRE | H5H0V48*K*AAA* | EA*5X61M24A*+WALLCON | *95CSU0802120B* | 46000 | 48000 | 17.5 | 10 | 9 | 2.08 | 88 | 70 | 215674519
AIRQUEST | H5H0V48*K*AAA* | EA*5X61M24A*+WALLCON | *95CSU0802120B* | 46000 | 48000 | 17.5 | 10 | 9 | 2.08 | 88 | 70 | 215674517
HEIL | H5H0V48*K*AAA* | EA*5X61M24A*+WALLCON | *95CSU0802120B* | 46000 | 48000 | 17.5 | 10 | 9 | 2.08 | 88 | 70 | 215674516
BRYANT HEATING AND COOLING SYSTEMS | 290VAN048**AA* | CAA**6124AM*+UI | 935CB60080C21*** | 46000 | 48000 | 17.5 | 10 | 9 | 2.08 | 88 | 70 | 215674515
TEMPSTAR | T5H0V36*K*AAA* | FCMA5B60L0D*+WALLCON |  | 35400 | 34000 | 19.5 | 11.5 | 9.5 | 2.04 | 86 | 72 | 215670625
KENMORE | (C,H,T)5H0V36*K*AAA* | FCMA5B60L0D*+WALLCON |  | 35400 | 34000 | 19.5 | 11.5 | 9.5 | 2.04 | 86 | 72 | 215670624
KEEPRITE | C5H0V36*K*AAA* | FCMA5B60L0D*+WALLCON |  | 35400 | 34000 | 19.5 | 11.5 | 9.5 | 2.04 | 86 | 72 | 215670623
DAY & NIGHT | C5H0V36*K*AAA* | FCMA5B60L0D*+WALLCON |  | 35400 | 34000 | 19.5 | 11.5 | 9.5 | 2.04 | 86 | 72 | 215670622
COMFORTMAKER | C5H0V36*K*AAA* | FCMA5B60L0D*+WALLCON |  | 35400 | 34000 | 19.5 | 11.5 | 9.5 | 2.04 | 86 | 72 | 215670621
ARCOAIRE | H5H0V36*K*AAA* | FCMA5B60L0D*+WALLCON |  | 35400 | 34000 | 19.5 | 11.5 | 9.5 | 2.04 | 86 | 72 | 215670620
AIRQUEST | H5H0V36*K*AAA* | FCMA5B60L0D*+WALLCON |  | 35400 | 34000 | 19.5 | 11.5 | 9.5 | 2.04 | 86 | 72 | 215670619
HEIL | H5H0V36*K*AAA* | FCMA5B60L0D*+WALLCON |  | 35400 | 34000 | 19.5 | 11.5 | 9.5 | 2.04 | 86 | 72 | 215670618
BRYANT HEATING AND COOLING SYSTEMS | 290VAN036**AA* | FE5BNBD60L*+UI |  | 35400 | 34000 | 19.5 | 11.5 | 9.5 | 2.04 | 86 | 72 | 215670617
CARRIER | 27VNA036A*030* | FE5BNBD60L*+UI |  | 35400 | 34000 | 19.5 | 11.5 | 9.5 | 2.04 | 86 | 72 | 215670616
TEMPSTAR | T5H0V36*K*AAA* | FCMA5B36L0C*+WALLCON |  | 33400 | 35800 | 18.5 | 10 | 9 | 1.86 | 87 | 72 | 215670615
KENMORE | (C,H,T)5H0V36*K*AAA* | FCMA5B36L0C*+WALLCON |  | 33400 | 35800 | 18.5 | 10 | 9 | 1.86 | 87 | 72 | 215670614
KEEPRITE | C5H0V36*K*AAA* | FCMA5B36L0C*+WALLCON |  | 33400 | 35800 | 18.5 | 10 | 9 | 1.86 | 87 | 72 | 215670613
DAY & NIGHT | C5H0V36*K*AAA* | FCMA5B36L0C*+WALLCON |  | 33400 | 35800 | 18.5 | 10 | 9 | 1.86 | 87 | 72 | 215670612
COMFORTMAKER | C5H0V36*K*AAA* | FCMA5B36L0C*+WALLCON |  | 33400 | 35800 | 18.5 | 10 | 9 | 1.86 | 87 | 72 | 215670611
ARCOAIRE | H5H0V36*K*AAA* | FCMA5B36L0C*+WALLCON |  | 33400 | 35800 | 18.5 | 10 | 9 | 1.86 | 87 | 72 | 215670610
AIRQUEST | H5H0V36*K*AAA* | FCMA5B36L0C*+WALLCON |  | 33400 | 35800 | 18.5 | 10 | 9 | 1.86 | 87 | 72 | 215670609
HEIL | H5H0V36*K*AAA* | FCMA5B36L0C*+WALLCON |  | 33400 | 35800 | 18.5 | 10 | 9 | 1.86 | 87 | 72 | 215670608
BRYANT HEATING AND COOLING SYSTEMS | 290VAN036**AA* | FE5BN(B,X)C36L*+UI |  | 33400 | 35800 | 18.5 | 10 | 9 | 1.86 | 87 | 72 | 215670607
CARRIER | 27VNA036A*030* | FE5BN(B,X)C36L*+UI |  | 33400 | 35800 | 18.5 | 10 | 9 | 1.86 | 87 | 72 | 215670606
TEMPSTAR | T5H0V36*K*AAA* | ESH5X60M12A*+WALLCON | *96CTN1202422B* | 34600 | 34600 | 17 | 10 | 8.5 | 1.92 | 87 | 72 | 215670605
KENMORE | (C,H,T)5H0V36*K*AAA* | ESH5X60M12A*+WALLCON | *96CTN1202422B* | 34600 | 34600 | 17 | 10 | 8.5 | 1.92 | 87 | 72 | 215670604
KEEPRITE | C5H0V36*K*AAA* | ESH5X60M12A*+WALLCON | *96CTN1202422B* | 34600 | 34600 | 17 | 10 | 8.5 | 1.92 | 87 | 72 | 215670603
DAY & NIGHT | C5H0V36*K*AAA* | ESH5X60M12A*+WALLCON | *96CTN1202422B* | 34600 | 34600 | 17 | 10 | 8.5 | 1.92 | 87 | 72 | 215670602
COMFORTMAKER | C5H0V36*K*AAA* | ESH5X60M12A*+WALLCON | *96CTN1202422B* | 34600 | 34600 | 17 | 10 | 8.5 | 1.92 | 87 | 72 | 215670601
ARCOAIRE | H5H0V36*K*AAA* | ESH5X60M12A*+WALLCON | *96CTN1202422B* | 34600 | 34600 | 17 | 10 | 8.5 | 1.92 | 87 | 72 | 215670600
AIRQUEST | H5H0V36*K*AAA* | ESH5X60M12A*+WALLCON | *96CTN1202422B* | 34600 | 34600 | 17 | 10 | 8.5 | 1.92 | 87 | 72 | 215670599
HEIL | H5H0V36*K*AAA* | ESH5X60M12A*+WALLCON | *96CTN1202422B* | 34600 | 34600 | 17 | 10 | 8.5 | 1.92 | 87 | 72 | 215670598
TEMPSTAR | T5H0V48*K*AAA* | EVD5X61M21A*+WALLCON | *97CMN0801714B* | 48000 | 50000 | 18.5 | 10 | 9 | 1.98 | 95 | 75 | 215676812
BRYANT HEATING AND COOLING SYSTEMS | 290VAN048**AA* | CVAVA6121XMA*+UI | 987MC66100C21*** | 48500 | 50000 | 19.5 | 10.5 | 9.5 | 2.12 | 93 | 74 | 215676814
HEIL | H5H0V48*K*AAA* | EVD5X61M21A*+WALLCON | *97CMN1002122B* | 48500 | 50000 | 19.5 | 10.5 | 9.5 | 2.12 | 93 | 74 | 215676815
CARRIER | 27VNA048A*030* | CVAVA6121XMA*+UI | 59MN7C100C21**22 | 48500 | 50000 | 19.5 | 10.5 | 9.5 | 2.12 | 93 | 74 | 215676813
CARRIER | 27VNA048A*030* | CVAVA6124XMA*+UI | 58CU*A100C21**20 | 48500 | 50000 | 19 | 10 | 9 | 2.1 | 93 | 74 | 215676853
TEMPSTAR | T5H0V48*K*AAA* | EVD5X61M24A*+WALLCON | *80CSU0802120A* | 49000 | 50000 | 19.5 | 10.5 | 9 | 2.1 | 93 | 73 | 215676852
KENMORE | (C,H,T)5H0V48*K*AAA* | EVD5X61M24A*+WALLCON | *80CSU0802120A* | 49000 | 50000 | 19.5 | 10.5 | 9 | 2.1 | 93 | 73 | 215676851
KEEPRITE | C5H0V48*K*AAA* | EVD5X61M24A*+WALLCON | *80CSU0802120A* | 49000 | 50000 | 19.5 | 10.5 | 9 | 2.1 | 93 | 73 | 215676850
DAY & NIGHT | C5H0V48*K*AAA* | EVD5X61M24A*+WALLCON | *80CSU0802120A* | 49000 | 50000 | 19.5 | 10.5 | 9 | 2.1 | 93 | 73 | 215676849
COMFORTMAKER | C5H0V48*K*AAA* | EVD5X61M24A*+WALLCON | *80CSU0802120A* | 49000 | 50000 | 19.5 | 10.5 | 9 | 2.1 | 93 | 73 | 215676848
ARCOAIRE | H5H0V48*K*AAA* | EVD5X61M24A*+WALLCON | *80CSU0802120A* | 49000 | 50000 | 19.5 | 10.5 | 9 | 2.1 | 93 | 73 | 215676847
AIRQUEST | H5H0V48*K*AAA* | EVD5X61M24A*+WALLCON | *80CSU0802120A* | 49000 | 50000 | 19.5 | 10.5 | 9 | 2.1 | 93 | 73 | 215676846
HEIL | H5H0V48*K*AAA* | EVD5X61M24A*+WALLCON | *80CSU0802120A* | 49000 | 50000 | 19.5 | 10.5 | 9 | 2.1 | 93 | 73 | 215676845
BRYANT HEATING AND COOLING SYSTEMS | 290VAN048**AA* | CVAVA6124XMA*+UI | 83*CA60080C21*** | 49000 | 50000 | 19.5 | 10.5 | 9 | 2.1 | 93 | 73 | 215676844
CARRIER | 27VNA048A*030* | CVAVA6124XMA*+UI | 58CU*A080C21**20 | 49000 | 50000 | 19.5 | 10.5 | 9 | 2.1 | 93 | 73 | 215676843
TEMPSTAR | T5H0V48*K*AAA* | EVD5X61M21A*+WALLCON | *96CTN1002122B* | 48500 | 50000 | 19.5 | 10.5 | 9.5 | 2.12 | 93 | 74 | 215676842
KENMORE | (C,H,T)5H0V48*K*AAA* | EVD5X61M21A*+WALLCON | *96CTN1002122B* | 48500 | 50000 | 19.5 | 10.5 | 9.5 | 2.12 | 93 | 74 | 215676841
KEEPRITE | C5H0V48*K*AAA* | EVD5X61M21A*+WALLCON | *96CTN1002122B* | 48500 | 50000 | 19.5 | 10.5 | 9.5 | 2.12 | 93 | 74 | 215676840
DAY & NIGHT | C5H0V48*K*AAA* | EVD5X61M21A*+WALLCON | *96CTN1002122B* | 48500 | 50000 | 19.5 | 10.5 | 9.5 | 2.12 | 93 | 74 | 215676839
COMFORTMAKER | C5H0V48*K*AAA* | EVD5X61M21A*+WALLCON | *96CTN1002122B* | 48500 | 50000 | 19.5 | 10.5 | 9.5 | 2.12 | 93 | 74 | 215676838
ARCOAIRE | H5H0V48*K*AAA* | EVD5X61M21A*+WALLCON | *96CTN1002122B* | 48500 | 50000 | 19.5 | 10.5 | 9.5 | 2.12 | 93 | 74 | 215676837
AIRQUEST | H5H0V48*K*AAA* | EVD5X61M21A*+WALLCON | *96CTN1002122B* | 48500 | 50000 | 19.5 | 10.5 | 9.5 | 2.12 | 93 | 74 | 215676836
HEIL | H5H0V48*K*AAA* | EVD5X61M21A*+WALLCON | *96CTN1002122B* | 48500 | 50000 | 19.5 | 10.5 | 9.5 | 2.12 | 93 | 74 | 215676835
BRYANT HEATING AND COOLING SYSTEMS | 290VAN048**AA* | CVAVA6121XMA*+UI | 986TD66100C21*** | 48500 | 50000 | 19.5 | 10.5 | 9.5 | 2.12 | 93 | 74 | 215676834
CARRIER | 27VNA048A*030* | CVAVA6121XMA*+UI | 59TN6C100C21**22 | 48500 | 50000 | 19.5 | 10.5 | 9.5 | 2.12 | 93 | 74 | 215676833
TEMPSTAR | T5H0V48*K*AAA* | EVD5X61M21A*+WALLCON | *96CTN0801714B* | 48000 | 50000 | 19 | 10 | 9 | 2.02 | 92 | 73 | 215676832
KENMORE | (C,H,T)5H0V48*K*AAA* | EVD5X61M21A*+WALLCON | *96CTN0801714B* | 48000 | 50000 | 19 | 10 | 9 | 2.02 | 92 | 73 | 215676831
KEEPRITE | C5H0V48*K*AAA* | EVD5X61M21A*+WALLCON | *96CTN0801714B* | 48000 | 50000 | 19 | 10 | 9 | 2.02 | 92 | 73 | 215676830
DAY & NIGHT | C5H0V48*K*AAA* | EVD5X61M21A*+WALLCON | *96CTN0801714B* | 48000 | 50000 | 19 | 10 | 9 | 2.02 | 92 | 73 | 215676829
COMFORTMAKER | C5H0V48*K*AAA* | EVD5X61M21A*+WALLCON | *96CTN0801714B* | 48000 | 50000 | 19 | 10 | 9 | 2.02 | 92 | 73 | 215676828
ARCOAIRE | H5H0V48*K*AAA* | EVD5X61M21A*+WALLCON | *96CTN0801714B* | 48000 | 50000 | 19 | 10 | 9 | 2.02 | 92 | 73 | 215676827
AIRQUEST | H5H0V48*K*AAA* | EVD5X61M21A*+WALLCON | *96CTN0801714B* | 48000 | 50000 | 19 | 10 | 9 | 2.02 | 92 | 73 | 215676826
HEIL | H5H0V48*K*AAA* | EVD5X61M21A*+WALLCON | *96CTN0801714B* | 48000 | 50000 | 19 | 10 | 9 | 2.02 | 92 | 73 | 215676825
BRYANT HEATING AND COOLING SYSTEMS | 290VAN048**AA* | CVAVA6121XMA*+UI | 986TD42080C17*** | 48000 | 50000 | 19 | 10 | 9 | 2.02 | 92 | 73 | 215676824
CARRIER | 27VNA048A*030* | CVAVA6121XMA*+UI | 59TN6C080C17**14 | 48000 | 50000 | 19 | 10 | 9 | 2.02 | 92 | 73 | 215676823
TEMPSTAR | T5H0V48*K*AAA* | EVD5X61M21A*+WALLCON | *97CMN1002122B* | 48500 | 50000 | 19.5 | 10.5 | 9.5 | 2.12 | 93 | 74 | 215676822
KENMORE | (C,H,T)5H0V48*K*AAA* | EVD5X61M21A*+WALLCON | *97CMN1002122B* | 48500 | 50000 | 19.5 | 10.5 | 9.5 | 2.12 | 93 | 74 | 215676821
KEEPRITE | C5H0V48*K*AAA* | EVD5X61M21A*+WALLCON | *97CMN1002122B* | 48500 | 50000 | 19.5 | 10.5 | 9.5 | 2.12 | 93 | 74 | 215676820
DAY & NIGHT | C5H0V48*K*AAA* | EVD5X61M21A*+WALLCON | *97CMN1002122B* | 48500 | 50000 | 19.5 | 10.5 | 9.5 | 2.12 | 93 | 74 | 215676819
COMFORTMAKER | C5H0V48*K*AAA* | EVD5X61M21A*+WALLCON | *97CMN1002122B* | 48500 | 50000 | 19.5 | 10.5 | 9.5 | 2.12 | 93 | 74 | 215676818
AIRQUEST | H5H0V36*K*AAA* | EA*5X37M21A*+WALLCON | *97CMN0802120B* | 34400 | 35400 | 18 | 10 | 8.1 | 1.88 | 86 | 71 | 215668749
HEIL | H5H0V36*K*AAA* | EA*5X37M21A*+WALLCON | *97CMN0802120B* | 34400 | 35400 | 18 | 10 | 8.1 | 1.88 | 86 | 71 | 215668748
TEMPSTAR | T5H0V36*K*AAA* | EA*5X37M21A*+WALLCON | *95CSU1002122B* | 34600 | 35200 | 18 | 10 | 9 | 1.9 | 86 | 71 | 215668723
KENMORE | (C,H,T)5H0V36*K*AAA* | EA*5X37M21A*+WALLCON | *95CSU1002122B* | 34600 | 35200 | 18 | 10 | 9 | 1.9 | 86 | 71 | 215668722
KEEPRITE | C5H0V36*K*AAA* | EA*5X37M21A*+WALLCON | *95CSU1002122B* | 34600 | 35200 | 18 | 10 | 9 | 1.9 | 86 | 71 | 215668721
DAY & NIGHT | C5H0V36*K*AAA* | EA*5X37M21A*+WALLCON | *95CSU1002122B* | 34600 | 35200 | 18 | 10 | 9 | 1.9 | 86 | 71 | 215668720
COMFORTMAKER | C5H0V36*K*AAA* | EA*5X37M21A*+WALLCON | *95CSU1002122B* | 34600 | 35200 | 18 | 10 | 9 | 1.9 | 86 | 71 | 215668719
ARCOAIRE | H5H0V36*K*AAA* | EA*5X37M21A*+WALLCON | *95CSU1002122B* | 34600 | 35200 | 18 | 10 | 9 | 1.9 | 86 | 71 | 215668718
AIRQUEST | H5H0V36*K*AAA* | EA*5X37M21A*+WALLCON | *95CSU1002122B* | 34600 | 35200 | 18 | 10 | 9 | 1.9 | 86 | 71 | 215668717
HEIL | H5H0V36*K*AAA* | EA*5X37M21A*+WALLCON | *95CSU1002122B* | 34600 | 35200 | 18 | 10 | 9 | 1.9 | 86 | 71 | 215668716
TEMPSTAR | T5H0V36*K*AAA* | EA*5X37M21A*+WALLCON | *95CSU0802120B* | 34400 | 35400 | 17.5 | 10 | 9 | 1.9 | 86 | 71 | 215668715
KENMORE | (C,H,T)5H0V36*K*AAA* | EA*5X37M21A*+WALLCON | *95CSU0802120B* | 34400 | 35400 | 17.5 | 10 | 9 | 1.9 | 86 | 71 | 215668714
KEEPRITE | C5H0V36*K*AAA* | EA*5X37M21A*+WALLCON | *95CSU0802120B* | 34400 | 35400 | 17.5 | 10 | 9 | 1.9 | 86 | 71 | 215668713
DAY & NIGHT | C5H0V36*K*AAA* | EA*5X37M21A*+WALLCON | *95CSU0802120B* | 34400 | 35400 | 17.5 | 10 | 9 | 1.9 | 86 | 71 | 215668712
COMFORTMAKER | C5H0V36*K*AAA* | EA*5X37M21A*+WALLCON | *95CSU0802120B* | 34400 | 35400 | 17.5 | 10 | 9 | 1.9 | 86 | 71 | 215668711
ARCOAIRE | H5H0V36*K*AAA* | EA*5X37M21A*+WALLCON | *95CSU0802120B* | 34400 | 35400 | 17.5 | 10 | 9 | 1.9 | 86 | 71 | 215668710
AIRQUEST | H5H0V36*K*AAA* | EA*5X37M21A*+WALLCON | *95CSU0802120B* | 34400 | 35400 | 17.5 | 10 | 9 | 1.9 | 86 | 71 | 215668709
HEIL | H5H0V36*K*AAA* | EA*5X37M21A*+WALLCON | *95CSU0802120B* | 34400 | 35400 | 17.5 | 10 | 9 | 1.9 | 86 | 71 | 215668708
TEMPSTAR | T5H0V36*K*AAA* | EA*5X37M21A*+WALLCON | *80CTL1102120B* | 34600 | 35200 | 18 | 10 | 9 | 1.9 | 86 | 71 | 215668699
KENMORE | (C,H,T)5H0V36*K*AAA* | EA*5X37M21A*+WALLCON | *80CTL1102120B* | 34600 | 35200 | 18 | 10 | 9 | 1.9 | 86 | 71 | 215668698
KEEPRITE | C5H0V36*K*AAA* | EA*5X37M21A*+WALLCON | *80CTL1102120B* | 34600 | 35200 | 18 | 10 | 9 | 1.9 | 86 | 71 | 215668697
DAY & NIGHT | C5H0V36*K*AAA* | EA*5X37M21A*+WALLCON | *80CTL1102120B* | 34600 | 35200 | 18 | 10 | 9 | 1.9 | 86 | 71 | 215668696
COMFORTMAKER | C5H0V36*K*AAA* | EA*5X37M21A*+WALLCON | *80CTL1102120B* | 34600 | 35200 | 18 | 10 | 9 | 1.9 | 86 | 71 | 215668695
ARCOAIRE | H5H0V36*K*AAA* | EA*5X37M21A*+WALLCON | *80CTL1102120B* | 34600 | 35200 | 18 | 10 | 9 | 1.9 | 86 | 71 | 215668694
COMFORTMAKER | C5H0V48*K*AAA* | EVM5X49M21A*+WALLCON | *95CSU0601716B* | 47500 | 50000 | 18 | 10 | 9 | 1.98 | 94 | 74 | 215675588
ARCOAIRE | H5H0V48*K*AAA* | EVM5X49M21A*+WALLCON | *95CSU0601716B* | 47500 | 50000 | 18 | 10 | 9 | 1.98 | 94 | 74 | 215675587
AIRQUEST | H5H0V48*K*AAA* | EVM5X49M21A*+WALLCON | *95CSU0601716B* | 47500 | 50000 | 18 | 10 | 9 | 1.98 | 94 | 74 | 215675586
HEIL | H5H0V48*K*AAA* | EVM5X49M21A*+WALLCON | *95CSU0601716B* | 47500 | 50000 | 18 | 10 | 9 | 1.98 | 94 | 74 | 215675585
BRYANT HEATING AND COOLING SYSTEMS | 290VAN048**AA* | CVAMA4921XMA*+UI | 935CB48060C17*** | 47500 | 50000 | 18 | 10 | 9 | 1.98 | 94 | 74 | 215675584
CARRIER | 27VNA048A*030* | CVAMA4921XMA*+UI | 59CU5B060C17**16 | 47500 | 50000 | 18 | 10 | 9 | 1.98 | 94 | 74 | 215675583
TEMPSTAR | T5H0V48*K*AAA* | EVM5X49M21A*+WALLCON | *80CTL1102120B* | 48000 | 50000 | 19 | 10.5 | 9 | 2 | 93 | 73 | 215675582
KENMORE | (C,H,T)5H0V48*K*AAA* | EVM5X49M21A*+WALLCON | *80CTL1102120B* | 48000 | 50000 | 19 | 10.5 | 9 | 2 | 93 | 73 | 215675581
KEEPRITE | C5H0V48*K*AAA* | EVM5X49M21A*+WALLCON | *80CTL1102120B* | 48000 | 50000 | 19 | 10.5 | 9 | 2 | 93 | 73 | 215675580
DAY & NIGHT | C5H0V48*K*AAA* | EVM5X49M21A*+WALLCON | *80CTL1102120B* | 48000 | 50000 | 19 | 10.5 | 9 | 2 | 93 | 73 | 215675579
COMFORTMAKER | C5H0V48*K*AAA* | EVM5X49M21A*+WALLCON | *80CTL1102120B* | 48000 | 50000 | 19 | 10.5 | 9 | 2 | 93 | 73 | 215675578
ARCOAIRE | H5H0V48*K*AAA* | EVM5X49M21A*+WALLCON | *80CTL1102120B* | 48000 | 50000 | 19 | 10.5 | 9 | 2 | 93 | 73 | 215675577
AIRQUEST | H5H0V48*K*AAA* | EVM5X49M21A*+WALLCON | *80CTL1102120B* | 48000 | 50000 | 19 | 10.5 | 9 | 2 | 93 | 73 | 215675576
HEIL | H5H0V48*K*AAA* | EVM5X49M21A*+WALLCON | *80CTL1102120B* | 48000 | 50000 | 19 | 10.5 | 9 | 2 | 93 | 73 | 215675575
BRYANT HEATING AND COOLING SYSTEMS | 290VAN048**AA* | CVAMA4921XMA*+UI | 88*TB60110C21*** | 48000 | 50000 | 19 | 10.5 | 9 | 2 | 93 | 73 | 215675574
CARRIER | 27VNA048A*030* | CVAMA4921XMA*+UI | 58TN*B110C21**20 | 48000 | 50000 | 19 | 10.5 | 9 | 2 | 93 | 73 | 215675573
TEMPSTAR | T5H0V48*K*AAA* | EVM5X49M21A*+WALLCON | *80CTL0902120B* | 48000 | 50000 | 19 | 10.5 | 9 | 2 | 93 | 73 | 215675572
KENMORE | (C,H,T)5H0V48*K*AAA* | EVM5X49M21A*+WALLCON | *80CTL0902120B* | 48000 | 50000 | 19 | 10.5 | 9 | 2 | 93 | 73 | 215675571
KEEPRITE | C5H0V48*K*AAA* | EVM5X49M21A*+WALLCON | *80CTL0902120B* | 48000 | 50000 | 19 | 10.5 | 9 | 2 | 93 | 73 | 215675570
DAY & NIGHT | C5H0V48*K*AAA* | EVM5X49M21A*+WALLCON | *80CTL0902120B* | 48000 | 50000 | 19 | 10.5 | 9 | 2 | 93 | 73 | 215675569
COMFORTMAKER | C5H0V48*K*AAA* | EVM5X49M21A*+WALLCON | *80CTL0902120B* | 48000 | 50000 | 19 | 10.5 | 9 | 2 | 93 | 73 | 215675568
ARCOAIRE | H5H0V48*K*AAA* | EVM5X49M21A*+WALLCON | *80CTL0902120B* | 48000 | 50000 | 19 | 10.5 | 9 | 2 | 93 | 73 | 215675567
AIRQUEST | H5H0V48*K*AAA* | EVM5X49M21A*+WALLCON | *80CTL0902120B* | 48000 | 50000 | 19 | 10.5 | 9 | 2 | 93 | 73 | 215675566
HEIL | H5H0V48*K*AAA* | EVM5X49M21A*+WALLCON | *80CTL0902120B* | 48000 | 50000 | 19 | 10.5 | 9 | 2 | 93 | 73 | 215675565
BRYANT HEATING AND COOLING SYSTEMS | 290VAN048**AA* | CVAMA4921XMA*+UI | 88*TB60090C21*** | 48000 | 50000 | 19 | 10.5 | 9 | 2 | 93 | 73 | 215675564
CARRIER | 27VNA048A*030* | CVAMA4921XMA*+UI | 58TN*B090C21**20 | 48000 | 50000 | 19 | 10.5 | 9 | 2 | 93 | 73 | 215675563
TEMPSTAR | T5H0V48*K*AAA* | EVM5X49M21A*+WALLCON | *80CTL0901716B* | 48000 | 50000 | 19 | 10 | 9 | 1.98 | 93 | 74 | 215675562
KENMORE | (C,H,T)5H0V48*K*AAA* | EVM5X49M21A*+WALLCON | *80CTL0901716B* | 48000 | 50000 | 19 | 10 | 9 | 1.98 | 93 | 74 | 215675561
KEEPRITE | C5H0V48*K*AAA* | EVM5X49M21A*+WALLCON | *80CTL0901716B* | 48000 | 50000 | 19 | 10 | 9 | 1.98 | 93 | 74 | 215675560
DAY & NIGHT | C5H0V48*K*AAA* | EVM5X49M21A*+WALLCON | *80CTL0901716B* | 48000 | 50000 | 19 | 10 | 9 | 1.98 | 93 | 74 | 215675559
COMFORTMAKER | C5H0V48*K*AAA* | EVM5X49M21A*+WALLCON | *80CTL0901716B* | 48000 | 50000 | 19 | 10 | 9 | 1.98 | 93 | 74 | 215675558
ARCOAIRE | H5H0V48*K*AAA* | EVM5X49M21A*+WALLCON | *80CTL0901716B* | 48000 | 50000 | 19 | 10 | 9 | 1.98 | 93 | 74 | 215675557
AIRQUEST | H5H0V48*K*AAA* | EVM5X49M21A*+WALLCON | *80CTL0901716B* | 48000 | 50000 | 19 | 10 | 9 | 1.98 | 93 | 74 | 215675556
HEIL | H5H0V48*K*AAA* | EVM5X49M21A*+WALLCON | *80CTL0901716B* | 48000 | 50000 | 19 | 10 | 9 | 1.98 | 93 | 74 | 215675555
BRYANT HEATING AND COOLING SYSTEMS | 290VAN048**AA* | CVAMA4921XMA*+UI | 88*TB48090C17*** | 48000 | 50000 | 19 | 10 | 9 | 1.98 | 93 | 74 | 215675554
CARRIER | 27VNA048A*030* | CVAMA4921XMA*+UI | 58TN*B090C17**16 | 48000 | 50000 | 19 | 10 | 9 | 1.98 | 93 | 74 | 215675553
TEMPSTAR | T5H0V48*K*AAA* | EVM5X49M21A*+WALLCON | *80CTL0702120B* | 48000 | 50000 | 19 | 10 | 9 | 2 | 93 | 74 | 215675552
KENMORE | (C,H,T)5H0V48*K*AAA* | EVM5X49M21A*+WALLCON | *80CTL0702120B* | 48000 | 50000 | 19 | 10 | 9 | 2 | 93 | 74 | 215675551
KEEPRITE | C5H0V48*K*AAA* | EVM5X49M21A*+WALLCON | *80CTL0702120B* | 48000 | 50000 | 19 | 10 | 9 | 2 | 93 | 74 | 215675550
DAY & NIGHT | C5H0V48*K*AAA* | EVM5X49M21A*+WALLCON | *80CTL0702120B* | 48000 | 50000 | 19 | 10 | 9 | 2 | 93 | 74 | 215675549
COMFORTMAKER | C5H0V48*K*AAA* | EVM5X49M21A*+WALLCON | *80CTL0702120B* | 48000 | 50000 | 19 | 10 | 9 | 2 | 93 | 74 | 215675548
ARCOAIRE | H5H0V48*K*AAA* | EVM5X49M21A*+WALLCON | *80CTL0702120B* | 48000 | 50000 | 19 | 10 | 9 | 2 | 93 | 74 | 215675547
AIRQUEST | H5H0V48*K*AAA* | EVM5X49M21A*+WALLCON | *80CTL0702120B* | 48000 | 50000 | 19 | 10 | 9 | 2 | 93 | 74 | 215675546
HEIL | H5H0V48*K*AAA* | EVM5X49M21A*+WALLCON | *80CTL0702120B* | 48000 | 50000 | 19 | 10 | 9 | 2 | 93 | 74 | 215675545
BRYANT HEATING AND COOLING SYSTEMS | 290VAN048**AA* | CVAMA4921XMA*+UI | 88*TB60070C21*** | 48000 | 50000 | 19 | 10 | 9 | 2 | 93 | 74 | 215675544
CARRIER | 27VNA048A*030* | CVAMA4921XMA*+UI | 58TN*B070C21**20 | 48000 | 50000 | 19 | 10 | 9 | 2 | 93 | 74 | 215675543
TEMPSTAR | T5H0V48*K*AAA* | EVM5X49M21A*+WALLCON | *80CTL0701716B* | 48000 | 50000 | 18.5 | 10 | 9 | 2 | 94 | 74 | 215675542
KENMORE | (C,H,T)5H0V48*K*AAA* | EVM5X49M21A*+WALLCON | *80CTL0701716B* | 48000 | 50000 | 18.5 | 10 | 9 | 2 | 94 | 74 | 215675541
KEEPRITE | C5H0V48*K*AAA* | EVM5X49M21A*+WALLCON | *80CTL0701716B* | 48000 | 50000 | 18.5 | 10 | 9 | 2 | 94 | 74 | 215675540
DAY & NIGHT | C5H0V48*K*AAA* | EVM5X49M21A*+WALLCON | *80CTL0701716B* | 48000 | 50000 | 18.5 | 10 | 9 | 2 | 94 | 74 | 215675539
COMFORTMAKER | C5H0V48*K*AAA* | EVM5X49M21A*+WALLCON | *80CTL0701716B* | 48000 | 50000 | 18.5 | 10 | 9 | 2 | 94 | 74 | 215675538
ARCOAIRE | H5H0V48*K*AAA* | EVM5X49M21A*+WALLCON | *80CTL0701716B* | 48000 | 50000 | 18.5 | 10 | 9 | 2 | 94 | 74 | 215675537
AIRQUEST | H5H0V48*K*AAA* | EVM5X49M21A*+WALLCON | *80CTL0701716B* | 48000 | 50000 | 18.5 | 10 | 9 | 2 | 94 | 74 | 215675536
HEIL | H5H0V48*K*AAA* | EVM5X49M21A*+WALLCON | *80CTL0701716B* | 48000 | 50000 | 18.5 | 10 | 9 | 2 | 94 | 74 | 215675535
BRYANT HEATING AND COOLING SYSTEMS | 290VAN048**AA* | CVAMA4921XMA*+UI | 88*TB48070C17*** | 48000 | 50000 | 18.5 | 10 | 9 | 2 | 94 | 74 | 215675534
CARRIER | 27VNA048A*030* | CVAMA4921XMA*+UI | 58TN*B070C17**16 | 48000 | 50000 | 18.5 | 10 | 9 | 2 | 94 | 74 | 215675533
TEMPSTAR | T5H0V48*K*AAA* | EA*5X61M24A*+WALLCON | *96CTN1202422B* | 46000 | 47500 | 18.5 | 10 | 9 | 2.06 | 88 | 71 | 215674677
KENMORE | (C,H,T)5H0V48*K*AAA* | EA*5X61M24A*+WALLCON | *96CTN1202422B* | 46000 | 47500 | 18.5 | 10 | 9 | 2.06 | 88 | 71 | 215674674
KEEPRITE | C5H0V48*K*AAA* | EA*5X61M24A*+WALLCON | *96CTN1202422B* | 46000 | 47500 | 18.5 | 10 | 9 | 2.06 | 88 | 71 | 215674672
DAY & NIGHT | C5H0V48*K*AAA* | EA*5X61M24A*+WALLCON | *96CTN1202422B* | 46000 | 47500 | 18.5 | 10 | 9 | 2.06 | 88 | 71 | 215674670
COMFORTMAKER | C5H0V48*K*AAA* | EA*5X61M24A*+WALLCON | *96CTN1202422B* | 46000 | 47500 | 18.5 | 10 | 9 | 2.06 | 88 | 71 | 215674668
ARCOAIRE | H5H0V48*K*AAA* | EA*5X61M24A*+WALLCON | *96CTN1202422B* | 46000 | 47500 | 18.5 | 10 | 9 | 2.06 | 88 | 71 | 215674667
AIRQUEST | H5H0V48*K*AAA* | EA*5X61M24A*+WALLCON | *96CTN1202422B* | 46000 | 47500 | 18.5 | 10 | 9 | 2.06 | 88 | 71 | 215674665
HEIL | H5H0V48*K*AAA* | EA*5X61M24A*+WALLCON | *96CTN1202422B* | 46000 | 47500 | 18.5 | 10 | 9 | 2.06 | 88 | 71 | 215674663
BRYANT HEATING AND COOLING SYSTEMS | 290VAN048**AA* | CAA**6124AM*+UI | 986TD66120C24*** | 46000 | 47500 | 18.5 | 10 | 9 | 2.06 | 88 | 71 | 215674661
CARRIER | 27VNA048A*030* | CAA**6124AM*+UI | 59TN6C120C24**22 | 46000 | 47500 | 18.5 | 10 | 9 | 2.06 | 88 | 71 | 215674658
TEMPSTAR | T5H0V48*K*AAA* | EA*5X61M24A*+WALLCON | *96CTN1002122B* | 46000 | 47500 | 18.5 | 10 | 9 | 2.06 | 88 | 71 | 215674656
KENMORE | (C,H,T)5H0V48*K*AAA* | EA*5X61M24A*+WALLCON | *96CTN1002122B* | 46000 | 47500 | 18.5 | 10 | 9 | 2.06 | 88 | 71 | 215674654
KEEPRITE | C5H0V48*K*AAA* | EA*5X61M24A*+WALLCON | *96CTN1002122B* | 46000 | 47500 | 18.5 | 10 | 9 | 2.06 | 88 | 71 | 215674652
DAY & NIGHT | C5H0V48*K*AAA* | EA*5X61M24A*+WALLCON | *96CTN1002122B* | 46000 | 47500 | 18.5 | 10 | 9 | 2.06 | 88 | 71 | 215674650
COMFORTMAKER | C5H0V48*K*AAA* | EA*5X61M24A*+WALLCON | *96CTN1002122B* | 46000 | 47500 | 18.5 | 10 | 9 | 2.06 | 88 | 71 | 215674647
ARCOAIRE | H5H0V48*K*AAA* | EA*5X61M24A*+WALLCON | *96CTN1002122B* | 46000 | 47500 | 18.5 | 10 | 9 | 2.06 | 88 | 71 | 215674644
AIRQUEST | H5H0V48*K*AAA* | EA*5X61M24A*+WALLCON | *96CTN1002122B* | 46000 | 47500 | 18.5 | 10 | 9 | 2.06 | 88 | 71 | 215674642
HEIL | H5H0V48*K*AAA* | EA*5X61M24A*+WALLCON | *96CTN1002122B* | 46000 | 47500 | 18.5 | 10 | 9 | 2.06 | 88 | 71 | 215674640
BRYANT HEATING AND COOLING SYSTEMS | 290VAN048**AA* | CAA**6124AM*+UI | 986TD66100C21*** | 46000 | 47500 | 18.5 | 10 | 9 | 2.06 | 88 | 71 | 215674639
CARRIER | 27VNA048A*030* | CAA**6124AM*+UI | 59TN6C100C21**22 | 46000 | 47500 | 18.5 | 10 | 9 | 2.06 | 88 | 71 | 215674637
TEMPSTAR | T5H0V48*K*AAA* | EA*5X61M24A*+WALLCON | *97CMN1202422B* | 46000 | 48000 | 18 | 10 | 9 | 2.08 | 88 | 70 | 215674636
KENMORE | (C,H,T)5H0V48*K*AAA* | EA*5X61M24A*+WALLCON | *97CMN1202422B* | 46000 | 48000 | 18 | 10 | 9 | 2.08 | 88 | 70 | 215674633
KEEPRITE | C5H0V48*K*AAA* | EA*5X61M24A*+WALLCON | *97CMN1202422B* | 46000 | 48000 | 18 | 10 | 9 | 2.08 | 88 | 70 | 215674631
DAY & NIGHT | C5H0V48*K*AAA* | EA*5X61M24A*+WALLCON | *97CMN1202422B* | 46000 | 48000 | 18 | 10 | 9 | 2.08 | 88 | 70 | 215674628
COMFORTMAKER | C5H0V48*K*AAA* | EA*5X61M24A*+WALLCON | *97CMN1202422B* | 46000 | 48000 | 18 | 10 | 9 | 2.08 | 88 | 70 | 215674626
ARCOAIRE | H5H0V48*K*AAA* | EA*5X61M24A*+WALLCON | *97CMN1202422B* | 46000 | 48000 | 18 | 10 | 9 | 2.08 | 88 | 70 | 215674624
AIRQUEST | H5H0V48*K*AAA* | EA*5X61M24A*+WALLCON | *97CMN1202422B* | 46000 | 48000 | 18 | 10 | 9 | 2.08 | 88 | 70 | 215674621
HEIL | H5H0V48*K*AAA* | EA*5X61M24A*+WALLCON | *97CMN1202422B* | 46000 | 48000 | 18 | 10 | 9 | 2.08 | 88 | 70 | 215674620
BRYANT HEATING AND COOLING SYSTEMS | 290VAN048**AA* | CAA**6124AM*+UI | 987MC66120C24*** | 46000 | 48000 | 18 | 10 | 9 | 2.08 | 88 | 70 | 215674617
CARRIER | 27VNA048A*030* | CAA**6124AM*+UI | 59MN7C120C24**22 | 46000 | 48000 | 18 | 10 | 9 | 2.08 | 88 | 70 | 215674615
TEMPSTAR | T5H0V48*K*AAA* | EA*5X61M24A*+WALLCON | *97CMN1002122B* | 46000 | 47500 | 18.5 | 10 | 9 | 2.06 | 88 | 71 | 215674613
KENMORE | (C,H,T)5H0V48*K*AAA* | EA*5X61M24A*+WALLCON | *97CMN1002122B* | 46000 | 47500 | 18.5 | 10 | 9 | 2.06 | 88 | 71 | 215674611
KEEPRITE | C5H0V48*K*AAA* | EA*5X61M24A*+WALLCON | *97CMN1002122B* | 46000 | 47500 | 18.5 | 10 | 9 | 2.06 | 88 | 71 | 215674608
DAY & NIGHT | C5H0V48*K*AAA* | EA*5X61M24A*+WALLCON | *97CMN1002122B* | 46000 | 47500 | 18.5 | 10 | 9 | 2.06 | 88 | 71 | 215674606
COMFORTMAKER | C5H0V48*K*AAA* | EA*5X61M24A*+WALLCON | *97CMN1002122B* | 46000 | 47500 | 18.5 | 10 | 9 | 2.06 | 88 | 71 | 215674603
ARCOAIRE | H5H0V48*K*AAA* | EA*5X61M24A*+WALLCON | *97CMN1002122B* | 46000 | 47500 | 18.5 | 10 | 9 | 2.06 | 88 | 71 | 215674602
AIRQUEST | H5H0V48*K*AAA* | EA*5X61M24A*+WALLCON | *97CMN1002122B* | 46000 | 47500 | 18.5 | 10 | 9 | 2.06 | 88 | 71 | 215674599
HEIL | H5H0V48*K*AAA* | EA*5X61M24A*+WALLCON | *97CMN1002122B* | 46000 | 47500 | 18.5 | 10 | 9 | 2.06 | 88 | 71 | 215674597
BRYANT HEATING AND COOLING SYSTEMS | 290VAN048**AA* | CAA**6124AM*+UI | 987MC66100C21*** | 46000 | 47500 | 18.5 | 10 | 9 | 2.06 | 88 | 71 | 215674596
CARRIER | 27VNA048A*030* | CAA**6124AM*+UI | 59MN7C100C21**22 | 46000 | 47500 | 18.5 | 10 | 9 | 2.06 | 88 | 71 | 215674594
TEMPSTAR | T5H0V48*K*AAA* | EA*5X61M24A*+WALLCON | *97CMN0802120B* | 46000 | 48000 | 18 | 10 | 9 | 2.08 | 88 | 70 | 215674592
KENMORE | (C,H,T)5H0V48*K*AAA* | EA*5X61M24A*+WALLCON | *97CMN0802120B* | 46000 | 48000 | 18 | 10 | 9 | 2.08 | 88 | 70 | 215674590
KEEPRITE | C5H0V48*K*AAA* | EA*5X61M24A*+WALLCON | *97CMN0802120B* | 46000 | 48000 | 18 | 10 | 9 | 2.08 | 88 | 70 | 215674588
DAY & NIGHT | C5H0V48*K*AAA* | EA*5X61M24A*+WALLCON | *97CMN0802120B* | 46000 | 48000 | 18 | 10 | 9 | 2.08 | 88 | 70 | 215674586
COMFORTMAKER | C5H0V48*K*AAA* | EA*5X61M24A*+WALLCON | *97CMN0802120B* | 46000 | 48000 | 18 | 10 | 9 | 2.08 | 88 | 70 | 215674585
ARCOAIRE | H5H0V48*K*AAA* | EA*5X61M24A*+WALLCON | *97CMN0802120B* | 46000 | 48000 | 18 | 10 | 9 | 2.08 | 88 | 70 | 215674583
AIRQUEST | H5H0V48*K*AAA* | EA*5X61M24A*+WALLCON | *97CMN0802120B* | 46000 | 48000 | 18 | 10 | 9 | 2.08 | 88 | 70 | 215674581
HEIL | H5H0V48*K*AAA* | EA*5X61M24A*+WALLCON | *97CMN0802120B* | 46000 | 48000 | 18 | 10 | 9 | 2.08 | 88 | 70 | 215674579
ARCOAIRE | H5H0V48*K*AAA* | EVD5X61M21A*+WALLCON | *97CMN1002122B* | 48500 | 50000 | 19.5 | 10.5 | 9.5 | 2.12 | 93 | 74 | 215676817
AIRQUEST | H5H0V48*K*AAA* | EVD5X61M21A*+WALLCON | *97CMN1002122B* | 48500 | 50000 | 19.5 | 10.5 | 9.5 | 2.12 | 93 | 74 | 215676816
BRYANT HEATING AND COOLING SYSTEMS | 290VAN048**AA* | CVAVA4824XMA*+UI | 987MC66120C24*** | 47000 | 50000 | 18.5 | 10 | 9 | 2 | 91 | 73 | 215676264
CARRIER | 27VNA048A*030* | CVAVA4824XMA*+UI | 59MN7C120C24**22 | 47000 | 50000 | 18.5 | 10 | 9 | 2 | 91 | 73 | 215676263
TEMPSTAR | T5H0V48*K*AAA* | EVD5X48M24A*+WALLCON | *97CMN0802120B* | 47000 | 50000 | 18.5 | 10 | 9 | 2 | 91 | 73 | 215676262
KENMORE | (C,H,T)5H0V48*K*AAA* | EVD5X48M24A*+WALLCON | *97CMN0802120B* | 47000 | 50000 | 18.5 | 10 | 9 | 2 | 91 | 73 | 215676261
KEEPRITE | C5H0V48*K*AAA* | EVD5X48M24A*+WALLCON | *97CMN0802120B* | 47000 | 50000 | 18.5 | 10 | 9 | 2 | 91 | 73 | 215676260
DAY & NIGHT | C5H0V48*K*AAA* | EVD5X48M24A*+WALLCON | *97CMN0802120B* | 47000 | 50000 | 18.5 | 10 | 9 | 2 | 91 | 73 | 215676259
COMFORTMAKER | C5H0V48*K*AAA* | EVD5X48M24A*+WALLCON | *97CMN0802120B* | 47000 | 50000 | 18.5 | 10 | 9 | 2 | 91 | 73 | 215676258
ARCOAIRE | H5H0V48*K*AAA* | EVD5X48M24A*+WALLCON | *97CMN0802120B* | 47000 | 50000 | 18.5 | 10 | 9 | 2 | 91 | 73 | 215676257
AIRQUEST | H5H0V48*K*AAA* | EVD5X48M24A*+WALLCON | *97CMN0802120B* | 47000 | 50000 | 18.5 | 10 | 9 | 2 | 91 | 73 | 215676256
HEIL | H5H0V48*K*AAA* | EVD5X48M24A*+WALLCON | *97CMN0802120B* | 47000 | 50000 | 18.5 | 10 | 9 | 2 | 91 | 73 | 215676255
BRYANT HEATING AND COOLING SYSTEMS | 290VAN048**AA* | CVAVA4824XMA*+UI | 987MC60080C21*** | 47000 | 50000 | 18.5 | 10 | 9 | 2 | 91 | 73 | 215676254
CARRIER | 27VNA048A*030* | CVAVA4824XMA*+UI | 59MN7C080C21**20 | 47000 | 50000 | 18.5 | 10 | 9 | 2 | 91 | 73 | 215676253
TEMPSTAR | T5H0V48*K*AAA* | EVD5X48M24A*+WALLCON | *95CSU1002122B* | 47000 | 50000 | 18.5 | 10 | 9 | 2.02 | 91 | 72 | 215676252
KENMORE | (C,H,T)5H0V48*K*AAA* | EVD5X48M24A*+WALLCON | *95CSU1002122B* | 47000 | 50000 | 18.5 | 10 | 9 | 2.02 | 91 | 72 | 215676251
KEEPRITE | C5H0V48*K*AAA* | EVD5X48M24A*+WALLCON | *95CSU1002122B* | 47000 | 50000 | 18.5 | 10 | 9 | 2.02 | 91 | 72 | 215676250
DAY & NIGHT | C5H0V48*K*AAA* | EVD5X48M24A*+WALLCON | *95CSU1002122B* | 47000 | 50000 | 18.5 | 10 | 9 | 2.02 | 91 | 72 | 215676249
TEMPSTAR | T5H0V36*K*AAA* | EA*5X37M21A*+WALLCON | *96CTN1002122B* | 34600 | 35200 | 18 | 10 | 9 | 1.9 | 86 | 71 | 215668787
KENMORE | (C,H,T)5H0V36*K*AAA* | EA*5X37M21A*+WALLCON | *96CTN1002122B* | 34600 | 35200 | 18 | 10 | 9 | 1.9 | 86 | 71 | 215668786
KEEPRITE | C5H0V36*K*AAA* | EA*5X37M21A*+WALLCON | *96CTN1002122B* | 34600 | 35200 | 18 | 10 | 9 | 1.9 | 86 | 71 | 215668785
DAY & NIGHT | C5H0V36*K*AAA* | EA*5X37M21A*+WALLCON | *96CTN1002122B* | 34600 | 35200 | 18 | 10 | 9 | 1.9 | 86 | 71 | 215668784
COMFORTMAKER | C5H0V36*K*AAA* | EA*5X37M21A*+WALLCON | *96CTN1002122B* | 34600 | 35200 | 18 | 10 | 9 | 1.9 | 86 | 71 | 215668783
ARCOAIRE | H5H0V36*K*AAA* | EA*5X37M21A*+WALLCON | *96CTN1002122B* | 34600 | 35200 | 18 | 10 | 9 | 1.9 | 86 | 71 | 215668782
AIRQUEST | H5H0V36*K*AAA* | EA*5X37M21A*+WALLCON | *96CTN1002122B* | 34600 | 35200 | 18 | 10 | 9 | 1.9 | 86 | 71 | 215668781
HEIL | H5H0V36*K*AAA* | EA*5X37M21A*+WALLCON | *96CTN1002122B* | 34600 | 35200 | 18 | 10 | 9 | 1.9 | 86 | 71 | 215668780
TEMPSTAR | T5H0V36*K*AAA* | EA*5X37M21A*+WALLCON | *96CTN0801714B* | 34400 | 35400 | 18 | 10 | 9 | 1.9 | 86 | 71 | 215668779
KENMORE | (C,H,T)5H0V36*K*AAA* | EA*5X37M21A*+WALLCON | *96CTN0801714B* | 34400 | 35400 | 18 | 10 | 9 | 1.9 | 86 | 71 | 215668778
KEEPRITE | C5H0V36*K*AAA* | EA*5X37M21A*+WALLCON | *96CTN0801714B* | 34400 | 35400 | 18 | 10 | 9 | 1.9 | 86 | 71 | 215668777
DAY & NIGHT | C5H0V36*K*AAA* | EA*5X37M21A*+WALLCON | *96CTN0801714B* | 34400 | 35400 | 18 | 10 | 9 | 1.9 | 86 | 71 | 215668776
COMFORTMAKER | C5H0V36*K*AAA* | EA*5X37M21A*+WALLCON | *96CTN0801714B* | 34400 | 35400 | 18 | 10 | 9 | 1.9 | 86 | 71 | 215668775
ARCOAIRE | H5H0V36*K*AAA* | EA*5X37M21A*+WALLCON | *96CTN0801714B* | 34400 | 35400 | 18 | 10 | 9 | 1.9 | 86 | 71 | 215668774
AIRQUEST | H5H0V36*K*AAA* | EA*5X37M21A*+WALLCON | *96CTN0801714B* | 34400 | 35400 | 18 | 10 | 9 | 1.9 | 86 | 71 | 215668773
HEIL | H5H0V36*K*AAA* | EA*5X37M21A*+WALLCON | *96CTN0801714B* | 34400 | 35400 | 18 | 10 | 9 | 1.9 | 86 | 71 | 215668772
TEMPSTAR | T5H0V36*K*AAA* | EA*5X37M21A*+WALLCON | *97CMN1002122B* | 34600 | 35200 | 18 | 10 | 9 | 1.9 | 86 | 71 | 215668763
KENMORE | (C,H,T)5H0V36*K*AAA* | EA*5X37M21A*+WALLCON | *97CMN1002122B* | 34600 | 35200 | 18 | 10 | 9 | 1.9 | 86 | 71 | 215668762
KEEPRITE | C5H0V36*K*AAA* | EA*5X37M21A*+WALLCON | *97CMN1002122B* | 34600 | 35200 | 18 | 10 | 9 | 1.9 | 86 | 71 | 215668761
DAY & NIGHT | C5H0V36*K*AAA* | EA*5X37M21A*+WALLCON | *97CMN1002122B* | 34600 | 35200 | 18 | 10 | 9 | 1.9 | 86 | 71 | 215668760
COMFORTMAKER | C5H0V36*K*AAA* | EA*5X37M21A*+WALLCON | *97CMN1002122B* | 34600 | 35200 | 18 | 10 | 9 | 1.9 | 86 | 71 | 215668759
ARCOAIRE | H5H0V36*K*AAA* | EA*5X37M21A*+WALLCON | *97CMN1002122B* | 34600 | 35200 | 18 | 10 | 9 | 1.9 | 86 | 71 | 215668758
AIRQUEST | H5H0V36*K*AAA* | EA*5X37M21A*+WALLCON | *97CMN1002122B* | 34600 | 35200 | 18 | 10 | 9 | 1.9 | 86 | 71 | 215668757
HEIL | H5H0V36*K*AAA* | EA*5X37M21A*+WALLCON | *97CMN1002122B* | 34600 | 35200 | 18 | 10 | 9 | 1.9 | 86 | 71 | 215668756
TEMPSTAR | T5H0V36*K*AAA* | EA*5X37M21A*+WALLCON | *97CMN0802120B* | 34400 | 35400 | 18 | 10 | 8.1 | 1.88 | 86 | 71 | 215668755
KENMORE | (C,H,T)5H0V36*K*AAA* | EA*5X37M21A*+WALLCON | *97CMN0802120B* | 34400 | 35400 | 18 | 10 | 8.1 | 1.88 | 86 | 71 | 215668754
KEEPRITE | C5H0V36*K*AAA* | EA*5X37M21A*+WALLCON | *97CMN0802120B* | 34400 | 35400 | 18 | 10 | 8.1 | 1.88 | 86 | 71 | 215668753
DAY & NIGHT | C5H0V36*K*AAA* | EA*5X37M21A*+WALLCON | *97CMN0802120B* | 34400 | 35400 | 18 | 10 | 8.1 | 1.88 | 86 | 71 | 215668752
COMFORTMAKER | C5H0V36*K*AAA* | EA*5X37M21A*+WALLCON | *97CMN0802120B* | 34400 | 35400 | 18 | 10 | 8.1 | 1.88 | 86 | 71 | 215668751
ARCOAIRE | H5H0V36*K*AAA* | EA*5X37M21A*+WALLCON | *97CMN0802120B* | 34400 | 35400 | 18 | 10 | 8.1 | 1.88 | 86 | 71 | 215668750
TEMPSTAR | T5H0V48*K*AAA* | EVM5X60M21A*+WALLCON | *80CSU1002120A* | 48000 | 50000 | 18.5 | 10 | 9 | 2 | 93 | 74 | 215675692
KENMORE | (C,H,T)5H0V48*K*AAA* | EVM5X60M21A*+WALLCON | *80CSU1002120A* | 48000 | 50000 | 18.5 | 10 | 9 | 2 | 93 | 74 | 215675691
KEEPRITE | C5H0V48*K*AAA* | EVM5X60M21A*+WALLCON | *80CSU1002120A* | 48000 | 50000 | 18.5 | 10 | 9 | 2 | 93 | 74 | 215675690
DAY & NIGHT | C5H0V48*K*AAA* | EVM5X60M21A*+WALLCON | *80CSU1002120A* | 48000 | 50000 | 18.5 | 10 | 9 | 2 | 93 | 74 | 215675689
COMFORTMAKER | C5H0V48*K*AAA* | EVM5X60M21A*+WALLCON | *80CSU1002120A* | 48000 | 50000 | 18.5 | 10 | 9 | 2 | 93 | 74 | 215675688
ARCOAIRE | H5H0V48*K*AAA* | EVM5X60M21A*+WALLCON | *80CSU1002120A* | 48000 | 50000 | 18.5 | 10 | 9 | 2 | 93 | 74 | 215675687
AIRQUEST | H5H0V48*K*AAA* | EVM5X60M21A*+WALLCON | *80CSU1002120A* | 48000 | 50000 | 18.5 | 10 | 9 | 2 | 93 | 74 | 215675686
HEIL | H5H0V48*K*AAA* | EVM5X60M21A*+WALLCON | *80CSU1002120A* | 48000 | 50000 | 18.5 | 10 | 9 | 2 | 93 | 74 | 215675685
BRYANT HEATING AND COOLING SYSTEMS | 290VAN048**AA* | CVAMA6021XMA*+UI | 83*CA60100C21*** | 48000 | 50000 | 18.5 | 10 | 9 | 2 | 93 | 74 | 215675684
CARRIER | 27VNA048A*030* | CVAMA6021XMA*+UI | 58CU*A100C21**20 | 48000 | 50000 | 18.5 | 10 | 9 | 2 | 93 | 74 | 215675683
TEMPSTAR | T5H0V48*K*AAA* | EVM5X60M21A*+WALLCON | *80CSU0802120A* | 48000 | 50000 | 19 | 10 | 9 | 2.12 | 92 | 73 | 215675682
KENMORE | (C,H,T)5H0V48*K*AAA* | EVM5X60M21A*+WALLCON | *80CSU0802120A* | 48000 | 50000 | 19 | 10 | 9 | 2.12 | 92 | 73 | 215675681
KEEPRITE | C5H0V48*K*AAA* | EVM5X60M21A*+WALLCON | *80CSU0802120A* | 48000 | 50000 | 19 | 10 | 9 | 2.12 | 92 | 73 | 215675680
DAY & NIGHT | C5H0V48*K*AAA* | EVM5X60M21A*+WALLCON | *80CSU0802120A* | 48000 | 50000 | 19 | 10 | 9 | 2.12 | 92 | 73 | 215675679
COMFORTMAKER | C5H0V48*K*AAA* | EVM5X60M21A*+WALLCON | *80CSU0802120A* | 48000 | 50000 | 19 | 10 | 9 | 2.12 | 92 | 73 | 215675678
ARCOAIRE | H5H0V48*K*AAA* | EVM5X60M21A*+WALLCON | *80CSU0802120A* | 48000 | 50000 | 19 | 10 | 9 | 2.12 | 92 | 73 | 215675677
AIRQUEST | H5H0V48*K*AAA* | EVM5X60M21A*+WALLCON | *80CSU0802120A* | 48000 | 50000 | 19 | 10 | 9 | 2.12 | 92 | 73 | 215675676
HEIL | H5H0V48*K*AAA* | EVM5X60M21A*+WALLCON | *80CSU0802120A* | 48000 | 50000 | 19 | 10 | 9 | 2.12 | 92 | 73 | 215675675
BRYANT HEATING AND COOLING SYSTEMS | 290VAN048**AA* | CVAMA6021XMA*+UI | 83*CA60080C21*** | 48000 | 50000 | 19 | 10 | 9 | 2.12 | 92 | 73 | 215675674
CARRIER | 27VNA048A*030* | CVAMA6021XMA*+UI | 58CU*A080C21**20 | 48000 | 50000 | 19 | 10 | 9 | 2.12 | 92 | 73 | 215675673
TEMPSTAR | T5H0V48*K*AAA* | EVM5X60M21A*+WALLCON | *80CSU0601716A* | 48000 | 50000 | 19 | 10 | 9 | 2 | 93 | 74 | 215675672
KENMORE | (C,H,T)5H0V48*K*AAA* | EVM5X60M21A*+WALLCON | *80CSU0601716A* | 48000 | 50000 | 19 | 10 | 9 | 2 | 93 | 74 | 215675671
KEEPRITE | C5H0V48*K*AAA* | EVM5X60M21A*+WALLCON | *80CSU0601716A* | 48000 | 50000 | 19 | 10 | 9 | 2 | 93 | 74 | 215675670
DAY & NIGHT | C5H0V48*K*AAA* | EVM5X60M21A*+WALLCON | *80CSU0601716A* | 48000 | 50000 | 19 | 10 | 9 | 2 | 93 | 74 | 215675669
COMFORTMAKER | C5H0V48*K*AAA* | EVM5X60M21A*+WALLCON | *80CSU0601716A* | 48000 | 50000 | 19 | 10 | 9 | 2 | 93 | 74 | 215675668
ARCOAIRE | H5H0V48*K*AAA* | EVM5X60M21A*+WALLCON | *80CSU0601716A* | 48000 | 50000 | 19 | 10 | 9 | 2 | 93 | 74 | 215675667
AIRQUEST | H5H0V48*K*AAA* | EVM5X60M21A*+WALLCON | *80CSU0601716A* | 48000 | 50000 | 19 | 10 | 9 | 2 | 93 | 74 | 215675666
HEIL | H5H0V48*K*AAA* | EVM5X60M21A*+WALLCON | *80CSU0601716A* | 48000 | 50000 | 19 | 10 | 9 | 2 | 93 | 74 | 215675665
BRYANT HEATING AND COOLING SYSTEMS | 290VAN048**AA* | CVAMA6021XMA*+UI | 83*CA48060C17*** | 48000 | 50000 | 19 | 10 | 9 | 2 | 93 | 74 | 215675664
CARRIER | 27VNA048A*030* | CVAMA6021XMA*+UI | 58CU*A060C17**16 | 48000 | 50000 | 19 | 10 | 9 | 2 | 93 | 74 | 215675663
TEMPSTAR | T5H0V48*K*AAA* | EVM5X49M21A*+WALLCON | *96CTN1002122B* | 48000 | 50000 | 19 | 10.5 | 9 | 2 | 93 | 74 | 215675662
KENMORE | (C,H,T)5H0V48*K*AAA* | EVM5X49M21A*+WALLCON | *96CTN1002122B* | 48000 | 50000 | 19 | 10.5 | 9 | 2 | 93 | 74 | 215675661
KEEPRITE | C5H0V48*K*AAA* | EVM5X49M21A*+WALLCON | *96CTN1002122B* | 48000 | 50000 | 19 | 10.5 | 9 | 2 | 93 | 74 | 215675660
DAY & NIGHT | C5H0V48*K*AAA* | EVM5X49M21A*+WALLCON | *96CTN1002122B* | 48000 | 50000 | 19 | 10.5 | 9 | 2 | 93 | 74 | 215675659
COMFORTMAKER | C5H0V48*K*AAA* | EVM5X49M21A*+WALLCON | *96CTN1002122B* | 48000 | 50000 | 19 | 10.5 | 9 | 2 | 93 | 74 | 215675658
ARCOAIRE | H5H0V48*K*AAA* | EVM5X49M21A*+WALLCON | *96CTN1002122B* | 48000 | 50000 | 19 | 10.5 | 9 | 2 | 93 | 74 | 215675657
AIRQUEST | H5H0V48*K*AAA* | EVM5X49M21A*+WALLCON | *96CTN1002122B* | 48000 | 50000 | 19 | 10.5 | 9 | 2 | 93 | 74 | 215675656
HEIL | H5H0V48*K*AAA* | EVM5X49M21A*+WALLCON | *96CTN1002122B* | 48000 | 50000 | 19 | 10.5 | 9 | 2 | 93 | 74 | 215675655
BRYANT HEATING AND COOLING SYSTEMS | 290VAN048**AA* | CVAMA4921XMA*+UI | 986TD66100C21*** | 48000 | 50000 | 19 | 10.5 | 9 | 2 | 93 | 74 | 215675654
CARRIER | 27VNA048A*030* | CVAMA4921XMA*+UI | 59TN6C100C21**22 | 48000 | 50000 | 19 | 10.5 | 9 | 2 | 93 | 74 | 215675653
TEMPSTAR | T5H0V48*K*AAA* | EVM5X49M21A*+WALLCON | *96CTN0801714B* | 48000 | 50000 | 18.5 | 10 | 9 | 2.02 | 91 | 72 | 215675652
KENMORE | (C,H,T)5H0V48*K*AAA* | EVM5X49M21A*+WALLCON | *96CTN0801714B* | 48000 | 50000 | 18.5 | 10 | 9 | 2.02 | 91 | 72 | 215675651
KEEPRITE | C5H0V48*K*AAA* | EVM5X49M21A*+WALLCON | *96CTN0801714B* | 48000 | 50000 | 18.5 | 10 | 9 | 2.02 | 91 | 72 | 215675650
DAY & NIGHT | C5H0V48*K*AAA* | EVM5X49M21A*+WALLCON | *96CTN0801714B* | 48000 | 50000 | 18.5 | 10 | 9 | 2.02 | 91 | 72 | 215675649
COMFORTMAKER | C5H0V48*K*AAA* | EVM5X49M21A*+WALLCON | *96CTN0801714B* | 48000 | 50000 | 18.5 | 10 | 9 | 2.02 | 91 | 72 | 215675648
ARCOAIRE | H5H0V48*K*AAA* | EVM5X49M21A*+WALLCON | *96CTN0801714B* | 48000 | 50000 | 18.5 | 10 | 9 | 2.02 | 91 | 72 | 215675647
AIRQUEST | H5H0V48*K*AAA* | EVM5X49M21A*+WALLCON | *96CTN0801714B* | 48000 | 50000 | 18.5 | 10 | 9 | 2.02 | 91 | 72 | 215675646
HEIL | H5H0V48*K*AAA* | EVM5X49M21A*+WALLCON | *96CTN0801714B* | 48000 | 50000 | 18.5 | 10 | 9 | 2.02 | 91 | 72 | 215675645
HEIL | H5H0V36*K*AAA* | EA*5X60M24A*+WALLCON | *80CTL1352422B* | 34400 | 34200 | 18.5 | 10.5 | 9 | 1.92 | 87 | 72 | 215669334
AIRQUEST | H5H0V36*K*AAA* | EA*5X60M24A*+WALLCON | *80CTL1352422B* | 34400 | 34200 | 18.5 | 10.5 | 9 | 1.92 | 87 | 72 | 215669335
ARCOAIRE | H5H0V36*K*AAA* | EA*5X60M24A*+WALLCON | *80CTL1352422B* | 34400 | 34200 | 18.5 | 10.5 | 9 | 1.92 | 87 | 72 | 215669336
COMFORTMAKER | C5H0V36*K*AAA* | EA*5X60M24A*+WALLCON | *80CTL1352422B* | 34400 | 34200 | 18.5 | 10.5 | 9 | 1.92 | 87 | 72 | 215669337
DAY & NIGHT | C5H0V36*K*AAA* | EA*5X60M24A*+WALLCON | *80CTL1352422B* | 34400 | 34200 | 18.5 | 10.5 | 9 | 1.92 | 87 | 72 | 215669338
KEEPRITE | C5H0V36*K*AAA* | EA*5X60M24A*+WALLCON | *80CTL1352422B* | 34400 | 34200 | 18.5 | 10.5 | 9 | 1.92 | 87 | 72 | 215669339
KENMORE | (C,H,T)5H0V36*K*AAA* | EA*5X60M24A*+WALLCON | *80CTL1352422B* | 34400 | 34200 | 18.5 | 10.5 | 9 | 1.92 | 87 | 72 | 215669340
TEMPSTAR | T5H0V36*K*AAA* | EA*5X60M24A*+WALLCON | *80CTL1352422B* | 34400 | 34200 | 18.5 | 10.5 | 9 | 1.92 | 87 | 72 | 215669341
CARRIER | 27VNA036A*030* | CAA**6024AM*+UI | 59CU5B080C21**20 | 34400 | 34200 | 18 | 10 | 9 | 1.9 | 87 | 73 | 215669342
BRYANT HEATING AND COOLING SYSTEMS | 290VAN036**AA* | CAA**6024AM*+UI | 935CB60080C21*** | 34400 | 34200 | 18 | 10 | 9 | 1.9 | 87 | 73 | 215669343
HEIL | H5H0V36*K*AAA* | EA*5X60M24A*+WALLCON | *95CSU0802120B* | 34400 | 34200 | 18 | 10 | 9 | 1.9 | 87 | 73 | 215669344
AIRQUEST | H5H0V36*K*AAA* | EA*5X60M24A*+WALLCON | *95CSU0802120B* | 34400 | 34200 | 18 | 10 | 9 | 1.9 | 87 | 73 | 215669345
ARCOAIRE | H5H0V36*K*AAA* | EA*5X60M24A*+WALLCON | *95CSU0802120B* | 34400 | 34200 | 18 | 10 | 9 | 1.9 | 87 | 73 | 215669346
COMFORTMAKER | C5H0V36*K*AAA* | EA*5X60M24A*+WALLCON | *95CSU0802120B* | 34400 | 34200 | 18 | 10 | 9 | 1.9 | 87 | 73 | 215669347
DAY & NIGHT | C5H0V36*K*AAA* | EA*5X60M24A*+WALLCON | *95CSU0802120B* | 34400 | 34200 | 18 | 10 | 9 | 1.9 | 87 | 73 | 215669348
KEEPRITE | C5H0V36*K*AAA* | EA*5X60M24A*+WALLCON | *95CSU0802120B* | 34400 | 34200 | 18 | 10 | 9 | 1.9 | 87 | 73 | 215669349
KENMORE | (C,H,T)5H0V36*K*AAA* | EA*5X60M24A*+WALLCON | *95CSU0802120B* | 34400 | 34200 | 18 | 10 | 9 | 1.9 | 87 | 73 | 215669350
TEMPSTAR | T5H0V36*K*AAA* | EA*5X60M24A*+WALLCON | *95CSU0802120B* | 34400 | 34200 | 18 | 10 | 9 | 1.9 | 87 | 73 | 215669351
CARRIER | 27VNA036A*030* | CAA**6024AM*+UI | 59CU5B100C21**22 | 34400 | 34200 | 18 | 10 | 9 | 1.92 | 87 | 72 | 215669352
BRYANT HEATING AND COOLING SYSTEMS | 290VAN036**AA* | CAA**6024AM*+UI | 935CB66100C21*** | 34400 | 34200 | 18 | 10 | 9 | 1.92 | 87 | 72 | 215669353
HEIL | H5H0V36*K*AAA* | EA*5X60M24A*+WALLCON | *95CSU1002122B* | 34400 | 34200 | 18 | 10 | 9 | 1.92 | 87 | 72 | 215669354
AIRQUEST | H5H0V36*K*AAA* | EA*5X60M24A*+WALLCON | *95CSU1002122B* | 34400 | 34200 | 18 | 10 | 9 | 1.92 | 87 | 72 | 215669355
ARCOAIRE | H5H0V36*K*AAA* | EA*5X60M24A*+WALLCON | *95CSU1002122B* | 34400 | 34200 | 18 | 10 | 9 | 1.92 | 87 | 72 | 215669356
COMFORTMAKER | C5H0V36*K*AAA* | EA*5X60M24A*+WALLCON | *95CSU1002122B* | 34400 | 34200 | 18 | 10 | 9 | 1.92 | 87 | 72 | 215669357
DAY & NIGHT | C5H0V36*K*AAA* | EA*5X60M24A*+WALLCON | *95CSU1002122B* | 34400 | 34200 | 18 | 10 | 9 | 1.92 | 87 | 72 | 215669358
KEEPRITE | C5H0V36*K*AAA* | EA*5X60M24A*+WALLCON | *95CSU1002122B* | 34400 | 34200 | 18 | 10 | 9 | 1.92 | 87 | 72 | 215669359
KENMORE | (C,H,T)5H0V36*K*AAA* | EA*5X60M24A*+WALLCON | *95CSU1002122B* | 34400 | 34200 | 18 | 10 | 9 | 1.92 | 87 | 72 | 215669360
TEMPSTAR | T5H0V36*K*AAA* | EA*5X60M24A*+WALLCON | *95CSU1002122B* | 34400 | 34200 | 18 | 10 | 9 | 1.92 | 87 | 72 | 215669361
CARRIER | 27VNA036A*030* | CAA**6024AM*+UI | 59MN7C060C21**20 | 34200 | 34400 | 18 | 10 | 9 | 1.9 | 87 | 73 | 215669362
BRYANT HEATING AND COOLING SYSTEMS | 290VAN036**AA* | CAA**6024AM*+UI | 987MC60060C21*** | 34200 | 34400 | 18 | 10 | 9 | 1.9 | 87 | 73 | 215669363
HEIL | H5H0V36*K*AAA* | EA*5X60M24A*+WALLCON | *97CMN0602120B* | 34200 | 34400 | 18 | 10 | 9 | 1.9 | 87 | 73 | 215669364
AIRQUEST | H5H0V36*K*AAA* | EA*5X60M24A*+WALLCON | *97CMN0602120B* | 34200 | 34400 | 18 | 10 | 9 | 1.9 | 87 | 73 | 215669365
COMFORTMAKER | C5H0V48*K*AAA* | EVD5X61M21A*+WALLCON | *97CMN0602120B* | 48000 | 50000 | 18.5 | 10 | 9 | 2 | 94 | 75 | 215676798
DAY & NIGHT | C5H0V48*K*AAA* | EVD5X61M21A*+WALLCON | *97CMN0602120B* | 48000 | 50000 | 18.5 | 10 | 9 | 2 | 94 | 75 | 215676799
KEEPRITE | C5H0V48*K*AAA* | EVD5X61M21A*+WALLCON | *97CMN0602120B* | 48000 | 50000 | 18.5 | 10 | 9 | 2 | 94 | 75 | 215676800
KENMORE | (C,H,T)5H0V48*K*AAA* | EVD5X61M21A*+WALLCON | *97CMN0602120B* | 48000 | 50000 | 18.5 | 10 | 9 | 2 | 94 | 75 | 215676801
TEMPSTAR | T5H0V48*K*AAA* | EVD5X61M21A*+WALLCON | *97CMN0602120B* | 48000 | 50000 | 18.5 | 10 | 9 | 2 | 94 | 75 | 215676802
CARRIER | 27VNA048A*030* | CVAVA6121XMA*+UI | 59MN7C080C17**14 | 48000 | 50000 | 18.5 | 10 | 9 | 1.98 | 95 | 75 | 215676803
BRYANT HEATING AND COOLING SYSTEMS | 290VAN048**AA* | CVAVA6121XMA*+UI | 987MC42080C17*** | 48000 | 50000 | 18.5 | 10 | 9 | 1.98 | 95 | 75 | 215676804
HEIL | H5H0V48*K*AAA* | EVD5X61M21A*+WALLCON | *97CMN0801714B* | 48000 | 50000 | 18.5 | 10 | 9 | 1.98 | 95 | 75 | 215676805
AIRQUEST | H5H0V48*K*AAA* | EVD5X61M21A*+WALLCON | *97CMN0801714B* | 48000 | 50000 | 18.5 | 10 | 9 | 1.98 | 95 | 75 | 215676806
ARCOAIRE | H5H0V48*K*AAA* | EVD5X61M21A*+WALLCON | *97CMN0801714B* | 48000 | 50000 | 18.5 | 10 | 9 | 1.98 | 95 | 75 | 215676807
COMFORTMAKER | C5H0V48*K*AAA* | EVD5X61M21A*+WALLCON | *97CMN0801714B* | 48000 | 50000 | 18.5 | 10 | 9 | 1.98 | 95 | 75 | 215676808
DAY & NIGHT | C5H0V48*K*AAA* | EVD5X61M21A*+WALLCON | *97CMN0801714B* | 48000 | 50000 | 18.5 | 10 | 9 | 1.98 | 95 | 75 | 215676809
KEEPRITE | C5H0V48*K*AAA* | EVD5X61M21A*+WALLCON | *97CMN0801714B* | 48000 | 50000 | 18.5 | 10 | 9 | 1.98 | 95 | 75 | 215676810
KENMORE | (C,H,T)5H0V48*K*AAA* | EVD5X61M21A*+WALLCON | *97CMN0801714B* | 48000 | 50000 | 18.5 | 10 | 9 | 1.98 | 95 | 75 | 215676811
TEMPSTAR | T5H0V36*K*AAA* | EA*5X42M21A*+WALLCON | *80CTL1102120B* | 33200 | 35800 | 18 | 10 | 9 | 1.84 | 86 | 72 | 215668859
KENMORE | (C,H,T)5H0V36*K*AAA* | EA*5X42M21A*+WALLCON | *80CTL1102120B* | 33200 | 35800 | 18 | 10 | 9 | 1.84 | 86 | 72 | 215668858
KEEPRITE | C5H0V36*K*AAA* | EA*5X42M21A*+WALLCON | *80CTL1102120B* | 33200 | 35800 | 18 | 10 | 9 | 1.84 | 86 | 72 | 215668857
DAY & NIGHT | C5H0V36*K*AAA* | EA*5X42M21A*+WALLCON | *80CTL1102120B* | 33200 | 35800 | 18 | 10 | 9 | 1.84 | 86 | 72 | 215668856
COMFORTMAKER | C5H0V36*K*AAA* | EA*5X42M21A*+WALLCON | *80CTL1102120B* | 33200 | 35800 | 18 | 10 | 9 | 1.84 | 86 | 72 | 215668855
ARCOAIRE | H5H0V36*K*AAA* | EA*5X42M21A*+WALLCON | *80CTL1102120B* | 33200 | 35800 | 18 | 10 | 9 | 1.84 | 86 | 72 | 215668854
AIRQUEST | H5H0V36*K*AAA* | EA*5X42M21A*+WALLCON | *80CTL1102120B* | 33200 | 35800 | 18 | 10 | 9 | 1.84 | 86 | 72 | 215668853
HEIL | H5H0V36*K*AAA* | EA*5X42M21A*+WALLCON | *80CTL1102120B* | 33200 | 35800 | 18 | 10 | 9 | 1.84 | 86 | 72 | 215668852
TEMPSTAR | T5H0V36*K*AAA* | EA*5X42M21A*+WALLCON | *80CTL0902120B* | 33200 | 35800 | 18 | 10 | 9 | 1.86 | 86 | 72 | 215668851
KENMORE | (C,H,T)5H0V36*K*AAA* | EA*5X42M21A*+WALLCON | *80CTL0902120B* | 33200 | 35800 | 18 | 10 | 9 | 1.86 | 86 | 72 | 215668850
KEEPRITE | C5H0V36*K*AAA* | EA*5X42M21A*+WALLCON | *80CTL0902120B* | 33200 | 35800 | 18 | 10 | 9 | 1.86 | 86 | 72 | 215668849
DAY & NIGHT | C5H0V36*K*AAA* | EA*5X42M21A*+WALLCON | *80CTL0902120B* | 33200 | 35800 | 18 | 10 | 9 | 1.86 | 86 | 72 | 215668848
COMFORTMAKER | C5H0V36*K*AAA* | EA*5X42M21A*+WALLCON | *80CTL0902120B* | 33200 | 35800 | 18 | 10 | 9 | 1.86 | 86 | 72 | 215668847
ARCOAIRE | H5H0V36*K*AAA* | EA*5X42M21A*+WALLCON | *80CTL0902120B* | 33200 | 35800 | 18 | 10 | 9 | 1.86 | 86 | 72 | 215668846
AIRQUEST | H5H0V36*K*AAA* | EA*5X42M21A*+WALLCON | *80CTL0902120B* | 33200 | 35800 | 18 | 10 | 9 | 1.86 | 86 | 72 | 215668845
HEIL | H5H0V36*K*AAA* | EA*5X42M21A*+WALLCON | *80CTL0902120B* | 33200 | 35800 | 18 | 10 | 9 | 1.86 | 86 | 72 | 215668844
TEMPSTAR | T5H0V36*K*AAA* | EA*5X42M21A*+WALLCON | *80CTL0901716B* | 33200 | 35800 | 18 | 10 | 9 | 1.86 | 87 | 72 | 215668843
KENMORE | (C,H,T)5H0V36*K*AAA* | EA*5X42M21A*+WALLCON | *80CTL0901716B* | 33200 | 35800 | 18 | 10 | 9 | 1.86 | 87 | 72 | 215668842
KEEPRITE | C5H0V36*K*AAA* | EA*5X42M21A*+WALLCON | *80CTL0901716B* | 33200 | 35800 | 18 | 10 | 9 | 1.86 | 87 | 72 | 215668841
DAY & NIGHT | C5H0V36*K*AAA* | EA*5X42M21A*+WALLCON | *80CTL0901716B* | 33200 | 35800 | 18 | 10 | 9 | 1.86 | 87 | 72 | 215668840
COMFORTMAKER | C5H0V36*K*AAA* | EA*5X42M21A*+WALLCON | *80CTL0901716B* | 33200 | 35800 | 18 | 10 | 9 | 1.86 | 87 | 72 | 215668839
ARCOAIRE | H5H0V36*K*AAA* | EA*5X42M21A*+WALLCON | *80CTL0901716B* | 33200 | 35800 | 18 | 10 | 9 | 1.86 | 87 | 72 | 215668838
AIRQUEST | H5H0V36*K*AAA* | EA*5X42M21A*+WALLCON | *80CTL0901716B* | 33200 | 35800 | 18 | 10 | 9 | 1.86 | 87 | 72 | 215668837
HEIL | H5H0V36*K*AAA* | EA*5X42M21A*+WALLCON | *80CTL0901716B* | 33200 | 35800 | 18 | 10 | 9 | 1.86 | 87 | 72 | 215668836
TEMPSTAR | T5H0V36*K*AAA* | EA*5X42M21A*+WALLCON | *80CTL0702120B* | 33000 | 35800 | 17.5 | 10 | 9 | 1.86 | 87 | 72 | 215668835
KENMORE | (C,H,T)5H0V36*K*AAA* | EA*5X42M21A*+WALLCON | *80CTL0702120B* | 33000 | 35800 | 17.5 | 10 | 9 | 1.86 | 87 | 72 | 215668834
KEEPRITE | C5H0V36*K*AAA* | EA*5X42M21A*+WALLCON | *80CTL0702120B* | 33000 | 35800 | 17.5 | 10 | 9 | 1.86 | 87 | 72 | 215668833
DAY & NIGHT | C5H0V36*K*AAA* | EA*5X42M21A*+WALLCON | *80CTL0702120B* | 33000 | 35800 | 17.5 | 10 | 9 | 1.86 | 87 | 72 | 215668832
COMFORTMAKER | C5H0V36*K*AAA* | EA*5X42M21A*+WALLCON | *80CTL0702120B* | 33000 | 35800 | 17.5 | 10 | 9 | 1.86 | 87 | 72 | 215668831
ARCOAIRE | H5H0V36*K*AAA* | EA*5X42M21A*+WALLCON | *80CTL0702120B* | 33000 | 35800 | 17.5 | 10 | 9 | 1.86 | 87 | 72 | 215668830
AIRQUEST | H5H0V36*K*AAA* | EA*5X42M21A*+WALLCON | *80CTL0702120B* | 33000 | 35800 | 17.5 | 10 | 9 | 1.86 | 87 | 72 | 215668829
HEIL | H5H0V36*K*AAA* | EA*5X42M21A*+WALLCON | *80CTL0702120B* | 33000 | 35800 | 17.5 | 10 | 9 | 1.86 | 87 | 72 | 215668828
TEMPSTAR | T5H0V48*K*AAA* | EVM5X60M21A*+WALLCON | *80CTL1102120B* | 48000 | 50000 | 19 | 10.5 | 9 | 2 | 93 | 73 | 215675752
KENMORE | (C,H,T)5H0V48*K*AAA* | EVM5X60M21A*+WALLCON | *80CTL1102120B* | 48000 | 50000 | 19 | 10.5 | 9 | 2 | 93 | 73 | 215675751
KEEPRITE | C5H0V48*K*AAA* | EVM5X60M21A*+WALLCON | *80CTL1102120B* | 48000 | 50000 | 19 | 10.5 | 9 | 2 | 93 | 73 | 215675750
DAY & NIGHT | C5H0V48*K*AAA* | EVM5X60M21A*+WALLCON | *80CTL1102120B* | 48000 | 50000 | 19 | 10.5 | 9 | 2 | 93 | 73 | 215675749
COMFORTMAKER | C5H0V48*K*AAA* | EVM5X60M21A*+WALLCON | *80CTL1102120B* | 48000 | 50000 | 19 | 10.5 | 9 | 2 | 93 | 73 | 215675748
ARCOAIRE | H5H0V48*K*AAA* | EVM5X60M21A*+WALLCON | *80CTL1102120B* | 48000 | 50000 | 19 | 10.5 | 9 | 2 | 93 | 73 | 215675747
AIRQUEST | H5H0V48*K*AAA* | EVM5X60M21A*+WALLCON | *80CTL1102120B* | 48000 | 50000 | 19 | 10.5 | 9 | 2 | 93 | 73 | 215675746
HEIL | H5H0V48*K*AAA* | EVM5X60M21A*+WALLCON | *80CTL1102120B* | 48000 | 50000 | 19 | 10.5 | 9 | 2 | 93 | 73 | 215675745
BRYANT HEATING AND COOLING SYSTEMS | 290VAN048**AA* | CVAMA6021XMA*+UI | 88*TB60110C21*** | 48000 | 50000 | 19 | 10.5 | 9 | 2 | 93 | 73 | 215675744
CARRIER | 27VNA048A*030* | CVAMA6021XMA*+UI | 58TN*B110C21**20 | 48000 | 50000 | 19 | 10.5 | 9 | 2 | 93 | 73 | 215675743
TEMPSTAR | T5H0V48*K*AAA* | EVM5X60M21A*+WALLCON | *80CTL0902120B* | 48000 | 50000 | 19 | 10.5 | 9.5 | 2.1 | 93 | 73 | 215675742
KENMORE | (C,H,T)5H0V48*K*AAA* | EVM5X60M21A*+WALLCON | *80CTL0902120B* | 48000 | 50000 | 19 | 10.5 | 9.5 | 2.1 | 93 | 73 | 215675741
KEEPRITE | C5H0V48*K*AAA* | EVM5X60M21A*+WALLCON | *80CTL0902120B* | 48000 | 50000 | 19 | 10.5 | 9.5 | 2.1 | 93 | 73 | 215675740
DAY & NIGHT | C5H0V48*K*AAA* | EVM5X60M21A*+WALLCON | *80CTL0902120B* | 48000 | 50000 | 19 | 10.5 | 9.5 | 2.1 | 93 | 73 | 215675739
COMFORTMAKER | C5H0V48*K*AAA* | EVM5X60M21A*+WALLCON | *80CTL0902120B* | 48000 | 50000 | 19 | 10.5 | 9.5 | 2.1 | 93 | 73 | 215675738
ARCOAIRE | H5H0V48*K*AAA* | EVM5X60M21A*+WALLCON | *80CTL0902120B* | 48000 | 50000 | 19 | 10.5 | 9.5 | 2.1 | 93 | 73 | 215675737
AIRQUEST | H5H0V48*K*AAA* | EVM5X60M21A*+WALLCON | *80CTL0902120B* | 48000 | 50000 | 19 | 10.5 | 9.5 | 2.1 | 93 | 73 | 215675736
HEIL | H5H0V48*K*AAA* | EVM5X60M21A*+WALLCON | *80CTL0902120B* | 48000 | 50000 | 19 | 10.5 | 9.5 | 2.1 | 93 | 73 | 215675735
BRYANT HEATING AND COOLING SYSTEMS | 290VAN048**AA* | CVAMA6021XMA*+UI | 88*TB60090C21*** | 48000 | 50000 | 19 | 10.5 | 9.5 | 2.1 | 93 | 73 | 215675734
CARRIER | 27VNA048A*030* | CVAMA6021XMA*+UI | 58TN*B090C21**20 | 48000 | 50000 | 19 | 10.5 | 9.5 | 2.1 | 93 | 73 | 215675733
TEMPSTAR | T5H0V48*K*AAA* | EVM5X60M21A*+WALLCON | *80CTL0901716B* | 48000 | 50000 | 19 | 10 | 9 | 1.98 | 93 | 74 | 215675732
KENMORE | (C,H,T)5H0V48*K*AAA* | EVM5X60M21A*+WALLCON | *80CTL0901716B* | 48000 | 50000 | 19 | 10 | 9 | 1.98 | 93 | 74 | 215675731
KEEPRITE | C5H0V48*K*AAA* | EVM5X60M21A*+WALLCON | *80CTL0901716B* | 48000 | 50000 | 19 | 10 | 9 | 1.98 | 93 | 74 | 215675730
DAY & NIGHT | C5H0V48*K*AAA* | EVM5X60M21A*+WALLCON | *80CTL0901716B* | 48000 | 50000 | 19 | 10 | 9 | 1.98 | 93 | 74 | 215675729
COMFORTMAKER | C5H0V48*K*AAA* | EVM5X60M21A*+WALLCON | *80CTL0901716B* | 48000 | 50000 | 19 | 10 | 9 | 1.98 | 93 | 74 | 215675728
ARCOAIRE | H5H0V48*K*AAA* | EVM5X60M21A*+WALLCON | *80CTL0901716B* | 48000 | 50000 | 19 | 10 | 9 | 1.98 | 93 | 74 | 215675727
AIRQUEST | H5H0V48*K*AAA* | EVM5X60M21A*+WALLCON | *80CTL0901716B* | 48000 | 50000 | 19 | 10 | 9 | 1.98 | 93 | 74 | 215675726
HEIL | H5H0V48*K*AAA* | EVM5X60M21A*+WALLCON | *80CTL0901716B* | 48000 | 50000 | 19 | 10 | 9 | 1.98 | 93 | 74 | 215675725
BRYANT HEATING AND COOLING SYSTEMS | 290VAN048**AA* | CVAMA6021XMA*+UI | 88*TB48090C17*** | 48000 | 50000 | 19 | 10 | 9 | 1.98 | 93 | 74 | 215675724
CARRIER | 27VNA048A*030* | CVAMA6021XMA*+UI | 58TN*B090C17**16 | 48000 | 50000 | 19 | 10 | 9 | 1.98 | 93 | 74 | 215675723
TEMPSTAR | T5H0V48*K*AAA* | EVM5X60M21A*+WALLCON | *80CTL0702120B* | 48000 | 50000 | 19 | 10 | 9 | 2 | 93 | 74 | 215675722
KENMORE | (C,H,T)5H0V48*K*AAA* | EVM5X60M21A*+WALLCON | *80CTL0702120B* | 48000 | 50000 | 19 | 10 | 9 | 2 | 93 | 74 | 215675721
KEEPRITE | C5H0V48*K*AAA* | EVM5X60M21A*+WALLCON | *80CTL0702120B* | 48000 | 50000 | 19 | 10 | 9 | 2 | 93 | 74 | 215675720
DAY & NIGHT | C5H0V48*K*AAA* | EVM5X60M21A*+WALLCON | *80CTL0702120B* | 48000 | 50000 | 19 | 10 | 9 | 2 | 93 | 74 | 215675719
COMFORTMAKER | C5H0V48*K*AAA* | EVM5X60M21A*+WALLCON | *80CTL0702120B* | 48000 | 50000 | 19 | 10 | 9 | 2 | 93 | 74 | 215675718
ARCOAIRE | H5H0V48*K*AAA* | EVM5X60M21A*+WALLCON | *80CTL0702120B* | 48000 | 50000 | 19 | 10 | 9 | 2 | 93 | 74 | 215675717
AIRQUEST | H5H0V48*K*AAA* | EVM5X60M21A*+WALLCON | *80CTL0702120B* | 48000 | 50000 | 19 | 10 | 9 | 2 | 93 | 74 | 215675716
HEIL | H5H0V48*K*AAA* | EVM5X60M21A*+WALLCON | *80CTL0702120B* | 48000 | 50000 | 19 | 10 | 9 | 2 | 93 | 74 | 215675715
BRYANT HEATING AND COOLING SYSTEMS | 290VAN048**AA* | CVAMA6021XMA*+UI | 88*TB60070C21*** | 48000 | 50000 | 19 | 10 | 9 | 2 | 93 | 74 | 215675714
CARRIER | 27VNA048A*030* | CVAMA6021XMA*+UI | 58TN*B070C21**20 | 48000 | 50000 | 19 | 10 | 9 | 2 | 93 | 74 | 215675713
TEMPSTAR | T5H0V48*K*AAA* | EVM5X60M21A*+WALLCON | *80CTL0701716B* | 48000 | 50000 | 18.5 | 10 | 9 | 2 | 94 | 74 | 215675712
KENMORE | (C,H,T)5H0V48*K*AAA* | EVM5X60M21A*+WALLCON | *80CTL0701716B* | 48000 | 50000 | 18.5 | 10 | 9 | 2 | 94 | 74 | 215675711
KEEPRITE | C5H0V48*K*AAA* | EVM5X60M21A*+WALLCON | *80CTL0701716B* | 48000 | 50000 | 18.5 | 10 | 9 | 2 | 94 | 74 | 215675710
DAY & NIGHT | C5H0V48*K*AAA* | EVM5X60M21A*+WALLCON | *80CTL0701716B* | 48000 | 50000 | 18.5 | 10 | 9 | 2 | 94 | 74 | 215675709
COMFORTMAKER | C5H0V48*K*AAA* | EVM5X60M21A*+WALLCON | *80CTL0701716B* | 48000 | 50000 | 18.5 | 10 | 9 | 2 | 94 | 74 | 215675708
ARCOAIRE | H5H0V48*K*AAA* | EVM5X60M21A*+WALLCON | *80CTL0701716B* | 48000 | 50000 | 18.5 | 10 | 9 | 2 | 94 | 74 | 215675707
AIRQUEST | H5H0V48*K*AAA* | EVM5X60M21A*+WALLCON | *80CTL0701716B* | 48000 | 50000 | 18.5 | 10 | 9 | 2 | 94 | 74 | 215675706
HEIL | H5H0V48*K*AAA* | EVM5X60M21A*+WALLCON | *80CTL0701716B* | 48000 | 50000 | 18.5 | 10 | 9 | 2 | 94 | 74 | 215675705
BRYANT HEATING AND COOLING SYSTEMS | 290VAN048**AA* | CVAMA6021XMA*+UI | 88*TB48070C17*** | 48000 | 50000 | 18.5 | 10 | 9 | 2 | 94 | 74 | 215675704
CARRIER | 27VNA048A*030* | CVAMA6021XMA*+UI | 58TN*B070C17**16 | 48000 | 50000 | 18.5 | 10 | 9 | 2 | 94 | 74 | 215675703
TEMPSTAR | T5H0V48*K*AAA* | EVD5X61M24A*+WALLCON | *96CTN1202422B* | 48500 | 50000 | 19.5 | 10.5 | 9.5 | 2.12 | 93 | 73 | 215676962
KENMORE | (C,H,T)5H0V48*K*AAA* | EVD5X61M24A*+WALLCON | *96CTN1202422B* | 48500 | 50000 | 19.5 | 10.5 | 9.5 | 2.12 | 93 | 73 | 215676961
KEEPRITE | C5H0V48*K*AAA* | EVD5X61M24A*+WALLCON | *96CTN1202422B* | 48500 | 50000 | 19.5 | 10.5 | 9.5 | 2.12 | 93 | 73 | 215676960
DAY & NIGHT | C5H0V48*K*AAA* | EVD5X61M24A*+WALLCON | *96CTN1202422B* | 48500 | 50000 | 19.5 | 10.5 | 9.5 | 2.12 | 93 | 73 | 215676959
COMFORTMAKER | C5H0V48*K*AAA* | EVD5X61M24A*+WALLCON | *96CTN1202422B* | 48500 | 50000 | 19.5 | 10.5 | 9.5 | 2.12 | 93 | 73 | 215676958
ARCOAIRE | H5H0V48*K*AAA* | EVD5X61M24A*+WALLCON | *96CTN1202422B* | 48500 | 50000 | 19.5 | 10.5 | 9.5 | 2.12 | 93 | 73 | 215676957
AIRQUEST | H5H0V48*K*AAA* | EVD5X61M24A*+WALLCON | *96CTN1202422B* | 48500 | 50000 | 19.5 | 10.5 | 9.5 | 2.12 | 93 | 73 | 215676956
HEIL | H5H0V48*K*AAA* | EVD5X61M24A*+WALLCON | *96CTN1202422B* | 48500 | 50000 | 19.5 | 10.5 | 9.5 | 2.12 | 93 | 73 | 215676955
COMFORTMAKER | C5H0V36*K*AAA* | EA*5X61M21A*+WALLCON | *80CTL0702120B* | 34800 | 34400 | 18.5 | 10 | 9 | 1.92 | 87 | 72 | 215669477
ARCOAIRE | H5H0V36*K*AAA* | EA*5X61M21A*+WALLCON | *80CTL0702120B* | 34800 | 34400 | 18.5 | 10 | 9 | 1.92 | 87 | 72 | 215669476
AIRQUEST | H5H0V36*K*AAA* | EA*5X61M21A*+WALLCON | *80CTL0702120B* | 34800 | 34400 | 18.5 | 10 | 9 | 1.92 | 87 | 72 | 215669475
HEIL | H5H0V36*K*AAA* | EA*5X61M21A*+WALLCON | *80CTL0702120B* | 34800 | 34400 | 18.5 | 10 | 9 | 1.92 | 87 | 72 | 215669474
BRYANT HEATING AND COOLING SYSTEMS | 290VAN036**AA* | CAA**6121AM*+UI | 88*TB60070C21*** | 34800 | 34400 | 18.5 | 10 | 9 | 1.92 | 87 | 72 | 215669473
CARRIER | 27VNA036A*030* | CAA**6121AM*+UI | 58TN*B070C21**20 | 34800 | 34400 | 18.5 | 10 | 9 | 1.92 | 87 | 72 | 215669472
TEMPSTAR | T5H0V36*K*AAA* | EA*5X61M21A*+WALLCON | *80CTL0701716B* | 34600 | 34600 | 18 | 10 | 9 | 1.9 | 87 | 72 | 215669471
KENMORE | (C,H,T)5H0V36*K*AAA* | EA*5X61M21A*+WALLCON | *80CTL0701716B* | 34600 | 34600 | 18 | 10 | 9 | 1.9 | 87 | 72 | 215669470
KEEPRITE | C5H0V36*K*AAA* | EA*5X61M21A*+WALLCON | *80CTL0701716B* | 34600 | 34600 | 18 | 10 | 9 | 1.9 | 87 | 72 | 215669469
DAY & NIGHT | C5H0V36*K*AAA* | EA*5X61M21A*+WALLCON | *80CTL0701716B* | 34600 | 34600 | 18 | 10 | 9 | 1.9 | 87 | 72 | 215669468
COMFORTMAKER | C5H0V36*K*AAA* | EA*5X61M21A*+WALLCON | *80CTL0701716B* | 34600 | 34600 | 18 | 10 | 9 | 1.9 | 87 | 72 | 215669467
ARCOAIRE | H5H0V36*K*AAA* | EA*5X61M21A*+WALLCON | *80CTL0701716B* | 34600 | 34600 | 18 | 10 | 9 | 1.9 | 87 | 72 | 215669466
AIRQUEST | H5H0V36*K*AAA* | EA*5X61M21A*+WALLCON | *80CTL0701716B* | 34600 | 34600 | 18 | 10 | 9 | 1.9 | 87 | 72 | 215669465
HEIL | H5H0V36*K*AAA* | EA*5X61M21A*+WALLCON | *80CTL0701716B* | 34600 | 34600 | 18 | 10 | 9 | 1.9 | 87 | 72 | 215669464
BRYANT HEATING AND COOLING SYSTEMS | 290VAN036**AA* | CAA**6121AM*+UI | 88*TB48070C17*** | 34600 | 34600 | 18 | 10 | 9 | 1.9 | 87 | 72 | 215669463
CARRIER | 27VNA036A*030* | CAA**6121AM*+UI | 58TN*B070C17**16 | 34600 | 34600 | 18 | 10 | 9 | 1.9 | 87 | 72 | 215669462
TEMPSTAR | T5H0V36*K*AAA* | EA*5X61M21A*+WALLCON | *80CSU1002120A* | 34800 | 34400 | 18 | 10 | 9 | 1.9 | 87 | 72 | 215669451
KENMORE | (C,H,T)5H0V36*K*AAA* | EA*5X61M21A*+WALLCON | *80CSU1002120A* | 34800 | 34400 | 18 | 10 | 9 | 1.9 | 87 | 72 | 215669450
KEEPRITE | C5H0V36*K*AAA* | EA*5X61M21A*+WALLCON | *80CSU1002120A* | 34800 | 34400 | 18 | 10 | 9 | 1.9 | 87 | 72 | 215669449
DAY & NIGHT | C5H0V36*K*AAA* | EA*5X61M21A*+WALLCON | *80CSU1002120A* | 34800 | 34400 | 18 | 10 | 9 | 1.9 | 87 | 72 | 215669448
COMFORTMAKER | C5H0V36*K*AAA* | EA*5X61M21A*+WALLCON | *80CSU1002120A* | 34800 | 34400 | 18 | 10 | 9 | 1.9 | 87 | 72 | 215669447
ARCOAIRE | H5H0V36*K*AAA* | EA*5X61M21A*+WALLCON | *80CSU1002120A* | 34800 | 34400 | 18 | 10 | 9 | 1.9 | 87 | 72 | 215669446
AIRQUEST | H5H0V36*K*AAA* | EA*5X61M21A*+WALLCON | *80CSU1002120A* | 34800 | 34400 | 18 | 10 | 9 | 1.9 | 87 | 72 | 215669445
HEIL | H5H0V36*K*AAA* | EA*5X61M21A*+WALLCON | *80CSU1002120A* | 34800 | 34400 | 18 | 10 | 9 | 1.9 | 87 | 72 | 215669444
BRYANT HEATING AND COOLING SYSTEMS | 290VAN036**AA* | CAA**6121AM*+UI | 83*CA60100C21*** | 34800 | 34400 | 18 | 10 | 9 | 1.9 | 87 | 72 | 215669443
CARRIER | 27VNA036A*030* | CAA**6121AM*+UI | 58CU*A100C21**20 | 34800 | 34400 | 18 | 10 | 9 | 1.9 | 87 | 72 | 215669442
TEMPSTAR | T5H0V36*K*AAA* | EA*5X61M21A*+WALLCON | *80CSU0601716A* | 34800 | 34400 | 18 | 10 | 9 | 1.9 | 87 | 72 | 215669441
KENMORE | (C,H,T)5H0V36*K*AAA* | EA*5X61M21A*+WALLCON | *80CSU0601716A* | 34800 | 34400 | 18 | 10 | 9 | 1.9 | 87 | 72 | 215669440
KEEPRITE | C5H0V36*K*AAA* | EA*5X61M21A*+WALLCON | *80CSU0601716A* | 34800 | 34400 | 18 | 10 | 9 | 1.9 | 87 | 72 | 215669439
DAY & NIGHT | C5H0V36*K*AAA* | EA*5X61M21A*+WALLCON | *80CSU0601716A* | 34800 | 34400 | 18 | 10 | 9 | 1.9 | 87 | 72 | 215669438
COMFORTMAKER | C5H0V36*K*AAA* | EA*5X61M21A*+WALLCON | *80CSU0601716A* | 34800 | 34400 | 18 | 10 | 9 | 1.9 | 87 | 72 | 215669437
ARCOAIRE | H5H0V36*K*AAA* | EA*5X61M21A*+WALLCON | *80CSU0601716A* | 34800 | 34400 | 18 | 10 | 9 | 1.9 | 87 | 72 | 215669436
AIRQUEST | H5H0V36*K*AAA* | EA*5X61M21A*+WALLCON | *80CSU0601716A* | 34800 | 34400 | 18 | 10 | 9 | 1.9 | 87 | 72 | 215669435
HEIL | H5H0V36*K*AAA* | EA*5X61M21A*+WALLCON | *80CSU0601716A* | 34800 | 34400 | 18 | 10 | 9 | 1.9 | 87 | 72 | 215669434
BRYANT HEATING AND COOLING SYSTEMS | 290VAN036**AA* | CAA**6121AM*+UI | 83*CA48060C17*** | 34800 | 34400 | 18 | 10 | 9 | 1.9 | 87 | 72 | 215669433
CARRIER | 27VNA036A*030* | CAA**6121AM*+UI | 58CU*A060C17**16 | 34800 | 34400 | 18 | 10 | 9 | 1.9 | 87 | 72 | 215669432
TEMPSTAR | T5H0V36*K*AAA* | EA*5X61M21A*+WALLCON | *80CSU0401712A* | 34800 | 34400 | 18.5 | 10 | 9 | 1.92 | 87 | 72 | 215669431
KENMORE | (C,H,T)5H0V36*K*AAA* | EA*5X61M21A*+WALLCON | *80CSU0401712A* | 34800 | 34400 | 18.5 | 10 | 9 | 1.92 | 87 | 72 | 215669430
KEEPRITE | C5H0V36*K*AAA* | EA*5X61M21A*+WALLCON | *80CSU0401712A* | 34800 | 34400 | 18.5 | 10 | 9 | 1.92 | 87 | 72 | 215669429
DAY & NIGHT | C5H0V36*K*AAA* | EA*5X61M21A*+WALLCON | *80CSU0401712A* | 34800 | 34400 | 18.5 | 10 | 9 | 1.92 | 87 | 72 | 215669428
COMFORTMAKER | C5H0V36*K*AAA* | EA*5X61M21A*+WALLCON | *80CSU0401712A* | 34800 | 34400 | 18.5 | 10 | 9 | 1.92 | 87 | 72 | 215669427
ARCOAIRE | H5H0V36*K*AAA* | EA*5X61M21A*+WALLCON | *80CSU0401712A* | 34800 | 34400 | 18.5 | 10 | 9 | 1.92 | 87 | 72 | 215669426
AIRQUEST | H5H0V36*K*AAA* | EA*5X61M21A*+WALLCON | *80CSU0401712A* | 34800 | 34400 | 18.5 | 10 | 9 | 1.92 | 87 | 72 | 215669425
HEIL | H5H0V36*K*AAA* | EA*5X61M21A*+WALLCON | *80CSU0401712A* | 34800 | 34400 | 18.5 | 10 | 9 | 1.92 | 87 | 72 | 215669424
BRYANT HEATING AND COOLING SYSTEMS | 290VAN036**AA* | CAA**6121AM*+UI | 83*CA36040C17*** | 34800 | 34400 | 18.5 | 10 | 9 | 1.92 | 87 | 72 | 215669423
CARRIER | 27VNA036A*030* | CAA**6121AM*+UI | 58CU*A040C17**12 | 34800 | 34400 | 18.5 | 10 | 9 | 1.92 | 87 | 72 | 215669422
COMFORTMAKER | C5H0V48*K*AAA* | EVD5X49M24A*+WALLCON | *95CSU1002122B* | 48000 | 50000 | 19 | 10 | 9 | 2.02 | 92 | 73 | 215676338
ARCOAIRE | H5H0V48*K*AAA* | EVD5X49M24A*+WALLCON | *95CSU1002122B* | 48000 | 50000 | 19 | 10 | 9 | 2.02 | 92 | 73 | 215676337
AIRQUEST | H5H0V48*K*AAA* | EVD5X49M24A*+WALLCON | *95CSU1002122B* | 48000 | 50000 | 19 | 10 | 9 | 2.02 | 92 | 73 | 215676336
HEIL | H5H0V48*K*AAA* | EVD5X49M24A*+WALLCON | *95CSU1002122B* | 48000 | 50000 | 19 | 10 | 9 | 2.02 | 92 | 73 | 215676335
BRYANT HEATING AND COOLING SYSTEMS | 290VAN048**AA* | CVAVA4924XMA*+UI | 935CB66100C21*** | 48000 | 50000 | 19 | 10 | 9 | 2.02 | 92 | 73 | 215676334
CARRIER | 27VNA048A*030* | CVAVA4924XMA*+UI | 59CU5B100C21**22 | 48000 | 50000 | 19 | 10 | 9 | 2.02 | 92 | 73 | 215676333
TEMPSTAR | T5H0V48*K*AAA* | EVD5X49M24A*+WALLCON | *80CTL1352422B* | 48000 | 50000 | 19 | 10.5 | 9 | 2 | 92 | 73 | 215676332
KENMORE | (C,H,T)5H0V48*K*AAA* | EVD5X49M24A*+WALLCON | *80CTL1352422B* | 48000 | 50000 | 19 | 10.5 | 9 | 2 | 92 | 73 | 215676331
AIRQUEST | H5H0V48*K*AAA* | EVD5X49M24A*+WALLCON | *80CTL0702120B* | 47500 | 50000 | 19 | 10 | 9 | 2 | 93 | 74 | 215676296
HEIL | H5H0V48*K*AAA* | EVD5X49M24A*+WALLCON | *80CTL0702120B* | 47500 | 50000 | 19 | 10 | 9 | 2 | 93 | 74 | 215676295
BRYANT HEATING AND COOLING SYSTEMS | 290VAN048**AA* | CVAVA4924XMA*+UI | 88*TB60070C21*** | 47500 | 50000 | 19 | 10 | 9 | 2 | 93 | 74 | 215676294
CARRIER | 27VNA048A*030* | CVAVA4924XMA*+UI | 58TN*B070C21**20 | 47500 | 50000 | 19 | 10 | 9 | 2 | 93 | 74 | 215676293
TEMPSTAR | T5H0V48*K*AAA* | EVD5X49M24A*+WALLCON | *80CSU0802120A* | 48000 | 50000 | 19 | 10 | 9 | 2.12 | 92 | 73 | 215676292
KENMORE | (C,H,T)5H0V48*K*AAA* | EVD5X49M24A*+WALLCON | *80CSU0802120A* | 48000 | 50000 | 19 | 10 | 9 | 2.12 | 92 | 73 | 215676291
KEEPRITE | C5H0V48*K*AAA* | EVD5X49M24A*+WALLCON | *80CSU0802120A* | 48000 | 50000 | 19 | 10 | 9 | 2.12 | 92 | 73 | 215676290
DAY & NIGHT | C5H0V48*K*AAA* | EVD5X49M24A*+WALLCON | *80CSU0802120A* | 48000 | 50000 | 19 | 10 | 9 | 2.12 | 92 | 73 | 215676289
COMFORTMAKER | C5H0V48*K*AAA* | EVD5X49M24A*+WALLCON | *80CSU0802120A* | 48000 | 50000 | 19 | 10 | 9 | 2.12 | 92 | 73 | 215676288
ARCOAIRE | H5H0V48*K*AAA* | EVD5X49M24A*+WALLCON | *80CSU0802120A* | 48000 | 50000 | 19 | 10 | 9 | 2.12 | 92 | 73 | 215676287
AIRQUEST | H5H0V48*K*AAA* | EVD5X49M24A*+WALLCON | *80CSU0802120A* | 48000 | 50000 | 19 | 10 | 9 | 2.12 | 92 | 73 | 215676286
HEIL | H5H0V48*K*AAA* | EVD5X49M24A*+WALLCON | *80CSU0802120A* | 48000 | 50000 | 19 | 10 | 9 | 2.12 | 92 | 73 | 215676285
BRYANT HEATING AND COOLING SYSTEMS | 290VAN048**AA* | CVAVA4924XMA*+UI | 83*CA60080C21*** | 48000 | 50000 | 19 | 10 | 9 | 2.12 | 92 | 73 | 215676284
CARRIER | 27VNA048A*030* | CVAVA4924XMA*+UI | 58CU*A080C21**20 | 48000 | 50000 | 19 | 10 | 9 | 2.12 | 92 | 73 | 215676283
TEMPSTAR | T5H0V48*K*AAA* | EVD5X48M24A*+WALLCON | *96CTN1202422B* | 47000 | 50000 | 18.5 | 10 | 9 | 2 | 91 | 73 | 215676282
KENMORE | (C,H,T)5H0V48*K*AAA* | EVD5X48M24A*+WALLCON | *96CTN1202422B* | 47000 | 50000 | 18.5 | 10 | 9 | 2 | 91 | 73 | 215676281
KEEPRITE | C5H0V48*K*AAA* | EVD5X48M24A*+WALLCON | *96CTN1202422B* | 47000 | 50000 | 18.5 | 10 | 9 | 2 | 91 | 73 | 215676280
DAY & NIGHT | C5H0V48*K*AAA* | EVD5X48M24A*+WALLCON | *96CTN1202422B* | 47000 | 50000 | 18.5 | 10 | 9 | 2 | 91 | 73 | 215676279
COMFORTMAKER | C5H0V48*K*AAA* | EVD5X48M24A*+WALLCON | *96CTN1202422B* | 47000 | 50000 | 18.5 | 10 | 9 | 2 | 91 | 73 | 215676278
ARCOAIRE | H5H0V48*K*AAA* | EVD5X48M24A*+WALLCON | *96CTN1202422B* | 47000 | 50000 | 18.5 | 10 | 9 | 2 | 91 | 73 | 215676277
AIRQUEST | H5H0V48*K*AAA* | EVD5X48M24A*+WALLCON | *96CTN1202422B* | 47000 | 50000 | 18.5 | 10 | 9 | 2 | 91 | 73 | 215676276
HEIL | H5H0V48*K*AAA* | EVD5X48M24A*+WALLCON | *96CTN1202422B* | 47000 | 50000 | 18.5 | 10 | 9 | 2 | 91 | 73 | 215676275
BRYANT HEATING AND COOLING SYSTEMS | 290VAN048**AA* | CVAVA4824XMA*+UI | 986TD66120C24*** | 47000 | 50000 | 18.5 | 10 | 9 | 2 | 91 | 73 | 215676274
CARRIER | 27VNA048A*030* | CVAVA4824XMA*+UI | 59TN6C120C24**22 | 47000 | 50000 | 18.5 | 10 | 9 | 2 | 91 | 73 | 215676273
TEMPSTAR | T5H0V48*K*AAA* | EVD5X48M24A*+WALLCON | *97CMN1202422B* | 47000 | 50000 | 18.5 | 10 | 9 | 2 | 91 | 73 | 215676272
KENMORE | (C,H,T)5H0V48*K*AAA* | EVD5X48M24A*+WALLCON | *97CMN1202422B* | 47000 | 50000 | 18.5 | 10 | 9 | 2 | 91 | 73 | 215676271
KEEPRITE | C5H0V48*K*AAA* | EVD5X48M24A*+WALLCON | *97CMN1202422B* | 47000 | 50000 | 18.5 | 10 | 9 | 2 | 91 | 73 | 215676270
DAY & NIGHT | C5H0V48*K*AAA* | EVD5X48M24A*+WALLCON | *97CMN1202422B* | 47000 | 50000 | 18.5 | 10 | 9 | 2 | 91 | 73 | 215676269
COMFORTMAKER | C5H0V48*K*AAA* | EVD5X48M24A*+WALLCON | *97CMN1202422B* | 47000 | 50000 | 18.5 | 10 | 9 | 2 | 91 | 73 | 215676268
ARCOAIRE | H5H0V48*K*AAA* | EVD5X48M24A*+WALLCON | *97CMN1202422B* | 47000 | 50000 | 18.5 | 10 | 9 | 2 | 91 | 73 | 215676267
AIRQUEST | H5H0V48*K*AAA* | EVD5X48M24A*+WALLCON | *97CMN1202422B* | 47000 | 50000 | 18.5 | 10 | 9 | 2 | 91 | 73 | 215676266
HEIL | H5H0V48*K*AAA* | EVD5X48M24A*+WALLCON | *97CMN1202422B* | 47000 | 50000 | 18.5 | 10 | 9 | 2 | 91 | 73 | 215676265
TEMPSTAR | T5H0V48*K*AAA* | EVD5X49M24A*+WALLCON | *97CMN0802120B* | 48000 | 50000 | 19 | 10 | 9 | 2 | 92 | 73 | 215676362
KENMORE | (C,H,T)5H0V48*K*AAA* | EVD5X49M24A*+WALLCON | *97CMN0802120B* | 48000 | 50000 | 19 | 10 | 9 | 2 | 92 | 73 | 215676361
KEEPRITE | C5H0V48*K*AAA* | EVD5X49M24A*+WALLCON | *97CMN0802120B* | 48000 | 50000 | 19 | 10 | 9 | 2 | 92 | 73 | 215676360
DAY & NIGHT | C5H0V48*K*AAA* | EVD5X49M24A*+WALLCON | *97CMN0802120B* | 48000 | 50000 | 19 | 10 | 9 | 2 | 92 | 73 | 215676359
COMFORTMAKER | C5H0V48*K*AAA* | EVD5X49M24A*+WALLCON | *97CMN0802120B* | 48000 | 50000 | 19 | 10 | 9 | 2 | 92 | 73 | 215676358
ARCOAIRE | H5H0V48*K*AAA* | EVD5X49M24A*+WALLCON | *97CMN0802120B* | 48000 | 50000 | 19 | 10 | 9 | 2 | 92 | 73 | 215676357
AIRQUEST | H5H0V48*K*AAA* | EVD5X49M24A*+WALLCON | *97CMN0802120B* | 48000 | 50000 | 19 | 10 | 9 | 2 | 92 | 73 | 215676356
HEIL | H5H0V48*K*AAA* | EVD5X49M24A*+WALLCON | *97CMN0802120B* | 48000 | 50000 | 19 | 10 | 9 | 2 | 92 | 73 | 215676355
BRYANT HEATING AND COOLING SYSTEMS | 290VAN048**AA* | CVAVA4924XMA*+UI | 987MC60080C21*** | 48000 | 50000 | 19 | 10 | 9 | 2 | 92 | 73 | 215676354
CARRIER | 27VNA048A*030* | CVAVA4924XMA*+UI | 59MN7C080C21**20 | 48000 | 50000 | 19 | 10 | 9 | 2 | 92 | 73 | 215676353
TEMPSTAR | T5H0V48*K*AAA* | EVD5X49M24A*+WALLCON | *97CMN0602120B* | 47500 | 50000 | 18.5 | 10 | 9 | 1.98 | 93 | 74 | 215676352
KENMORE | (C,H,T)5H0V48*K*AAA* | EVD5X49M24A*+WALLCON | *97CMN0602120B* | 47500 | 50000 | 18.5 | 10 | 9 | 1.98 | 93 | 74 | 215676351
KEEPRITE | C5H0V48*K*AAA* | EVD5X49M24A*+WALLCON | *97CMN0602120B* | 47500 | 50000 | 18.5 | 10 | 9 | 1.98 | 93 | 74 | 215676350
DAY & NIGHT | C5H0V48*K*AAA* | EVD5X49M24A*+WALLCON | *97CMN0602120B* | 47500 | 50000 | 18.5 | 10 | 9 | 1.98 | 93 | 74 | 215676349
COMFORTMAKER | C5H0V48*K*AAA* | EVD5X49M24A*+WALLCON | *97CMN0602120B* | 47500 | 50000 | 18.5 | 10 | 9 | 1.98 | 93 | 74 | 215676348
ARCOAIRE | H5H0V48*K*AAA* | EVD5X49M24A*+WALLCON | *97CMN0602120B* | 47500 | 50000 | 18.5 | 10 | 9 | 1.98 | 93 | 74 | 215676347
AIRQUEST | H5H0V48*K*AAA* | EVD5X49M24A*+WALLCON | *97CMN0602120B* | 47500 | 50000 | 18.5 | 10 | 9 | 1.98 | 93 | 74 | 215676346
HEIL | H5H0V48*K*AAA* | EVD5X49M24A*+WALLCON | *97CMN0602120B* | 47500 | 50000 | 18.5 | 10 | 9 | 1.98 | 93 | 74 | 215676345
BRYANT HEATING AND COOLING SYSTEMS | 290VAN048**AA* | CVAVA4924XMA*+UI | 987MC60060C21*** | 47500 | 50000 | 18.5 | 10 | 9 | 1.98 | 93 | 74 | 215676344
CARRIER | 27VNA048A*030* | CVAVA4924XMA*+UI | 59MN7C060C21**20 | 47500 | 50000 | 18.5 | 10 | 9 | 1.98 | 93 | 74 | 215676343
TEMPSTAR | T5H0V48*K*AAA* | EVD5X49M24A*+WALLCON | *95CSU1002122B* | 48000 | 50000 | 19 | 10 | 9 | 2.02 | 92 | 73 | 215676342
KENMORE | (C,H,T)5H0V48*K*AAA* | EVD5X49M24A*+WALLCON | *95CSU1002122B* | 48000 | 50000 | 19 | 10 | 9 | 2.02 | 92 | 73 | 215676341
KEEPRITE | C5H0V48*K*AAA* | EVD5X49M24A*+WALLCON | *95CSU1002122B* | 48000 | 50000 | 19 | 10 | 9 | 2.02 | 92 | 73 | 215676340
DAY & NIGHT | C5H0V48*K*AAA* | EVD5X49M24A*+WALLCON | *95CSU1002122B* | 48000 | 50000 | 19 | 10 | 9 | 2.02 | 92 | 73 | 215676339
HEIL | H5H0V48*K*AAA* | EA*5X60M24A*+WALLCON | *80CTL1352422B* | 45000 | 47500 | 18 | 10 | 9 | 2.08 | 87 | 70 | 215674206
CARRIER | 27VNA048A*030* | CAA**6024AM*+UI | 58TN*B135C24**22 | 45000 | 47500 | 18 | 10 | 9 | 2.08 | 87 | 70 | 215674204
TEMPSTAR | T5H0V48*K*AAA* | EA*5X60M24A*+WALLCON | *80CTL1102120B* | 45000 | 47500 | 18 | 10 | 9 | 2.08 | 87 | 70 | 215674203
BRYANT HEATING AND COOLING SYSTEMS | 290VAN048**AA* | CAA**6024AM*+UI | 88*TB66135C24*** | 45000 | 47500 | 18 | 10 | 9 | 2.08 | 87 | 70 | 215674205
BRYANT HEATING AND COOLING SYSTEMS | 290VAN048**AA* | CVAVA6021XMA*+UI | 83*CA60100C21*** | 48000 | 50000 | 18.5 | 10 | 9 | 2 | 93 | 74 | 215676424
CARRIER | 27VNA048A*030* | CVAVA6021XMA*+UI | 58CU*A100C21**20 | 48000 | 50000 | 18.5 | 10 | 9 | 2 | 93 | 74 | 215676423
TEMPSTAR | T5H0V48*K*AAA* | EVD5X60M21A*+WALLCON | *80CSU0802120A* | 48000 | 50000 | 19 | 10 | 9 | 2.12 | 92 | 73 | 215676422
KENMORE | (C,H,T)5H0V48*K*AAA* | EVD5X60M21A*+WALLCON | *80CSU0802120A* | 48000 | 50000 | 19 | 10 | 9 | 2.12 | 92 | 73 | 215676421
KEEPRITE | C5H0V48*K*AAA* | EVD5X60M21A*+WALLCON | *80CSU0802120A* | 48000 | 50000 | 19 | 10 | 9 | 2.12 | 92 | 73 | 215676420
DAY & NIGHT | C5H0V48*K*AAA* | EVD5X60M21A*+WALLCON | *80CSU0802120A* | 48000 | 50000 | 19 | 10 | 9 | 2.12 | 92 | 73 | 215676419
COMFORTMAKER | C5H0V48*K*AAA* | EVD5X60M21A*+WALLCON | *80CSU0802120A* | 48000 | 50000 | 19 | 10 | 9 | 2.12 | 92 | 73 | 215676418
ARCOAIRE | H5H0V48*K*AAA* | EVD5X60M21A*+WALLCON | *80CSU0802120A* | 48000 | 50000 | 19 | 10 | 9 | 2.12 | 92 | 73 | 215676417
AIRQUEST | H5H0V48*K*AAA* | EVD5X60M21A*+WALLCON | *80CSU0802120A* | 48000 | 50000 | 19 | 10 | 9 | 2.12 | 92 | 73 | 215676416
HEIL | H5H0V48*K*AAA* | EVD5X60M21A*+WALLCON | *80CSU0802120A* | 48000 | 50000 | 19 | 10 | 9 | 2.12 | 92 | 73 | 215676415
BRYANT HEATING AND COOLING SYSTEMS | 290VAN048**AA* | CVAVA6021XMA*+UI | 83*CA60080C21*** | 48000 | 50000 | 19 | 10 | 9 | 2.12 | 92 | 73 | 215676414
CARRIER | 27VNA048A*030* | CVAVA6021XMA*+UI | 58CU*A080C21**20 | 48000 | 50000 | 19 | 10 | 9 | 2.12 | 92 | 73 | 215676413
TEMPSTAR | T5H0V48*K*AAA* | EVD5X60M21A*+WALLCON | *80CSU0601716A* | 48000 | 50000 | 19 | 10 | 9 | 2 | 93 | 74 | 215676412
KENMORE | (C,H,T)5H0V48*K*AAA* | EVD5X60M21A*+WALLCON | *80CSU0601716A* | 48000 | 50000 | 19 | 10 | 9 | 2 | 93 | 74 | 215676411
KEEPRITE | C5H0V48*K*AAA* | EVD5X60M21A*+WALLCON | *80CSU0601716A* | 48000 | 50000 | 19 | 10 | 9 | 2 | 93 | 74 | 215676410
DAY & NIGHT | C5H0V48*K*AAA* | EVD5X60M21A*+WALLCON | *80CSU0601716A* | 48000 | 50000 | 19 | 10 | 9 | 2 | 93 | 74 | 215676409
COMFORTMAKER | C5H0V48*K*AAA* | EVD5X60M21A*+WALLCON | *80CSU0601716A* | 48000 | 50000 | 19 | 10 | 9 | 2 | 93 | 74 | 215676408
ARCOAIRE | H5H0V48*K*AAA* | EVD5X60M21A*+WALLCON | *80CSU0601716A* | 48000 | 50000 | 19 | 10 | 9 | 2 | 93 | 74 | 215676407
AIRQUEST | H5H0V48*K*AAA* | EVD5X60M21A*+WALLCON | *80CSU0601716A* | 48000 | 50000 | 19 | 10 | 9 | 2 | 93 | 74 | 215676406
HEIL | H5H0V48*K*AAA* | EVD5X60M21A*+WALLCON | *80CSU0601716A* | 48000 | 50000 | 19 | 10 | 9 | 2 | 93 | 74 | 215676405
BRYANT HEATING AND COOLING SYSTEMS | 290VAN048**AA* | CVAVA6021XMA*+UI | 83*CA48060C17*** | 48000 | 50000 | 19 | 10 | 9 | 2 | 93 | 74 | 215676404
CARRIER | 27VNA048A*030* | CVAVA6021XMA*+UI | 58CU*A060C17**16 | 48000 | 50000 | 19 | 10 | 9 | 2 | 93 | 74 | 215676403
TEMPSTAR | T5H0V48*K*AAA* | EVD5X49M24A*+WALLCON | *96CTN1202422B* | 48000 | 50000 | 19 | 10.5 | 9 | 2 | 92 | 73 | 215676402
KENMORE | (C,H,T)5H0V48*K*AAA* | EVD5X49M24A*+WALLCON | *96CTN1202422B* | 48000 | 50000 | 19 | 10.5 | 9 | 2 | 92 | 73 | 215676401
KEEPRITE | C5H0V48*K*AAA* | EVD5X49M24A*+WALLCON | *96CTN1202422B* | 48000 | 50000 | 19 | 10.5 | 9 | 2 | 92 | 73 | 215676400
DAY & NIGHT | C5H0V48*K*AAA* | EVD5X49M24A*+WALLCON | *96CTN1202422B* | 48000 | 50000 | 19 | 10.5 | 9 | 2 | 92 | 73 | 215676399
COMFORTMAKER | C5H0V48*K*AAA* | EVD5X49M24A*+WALLCON | *96CTN1202422B* | 48000 | 50000 | 19 | 10.5 | 9 | 2 | 92 | 73 | 215676398
ARCOAIRE | H5H0V48*K*AAA* | EVD5X49M24A*+WALLCON | *96CTN1202422B* | 48000 | 50000 | 19 | 10.5 | 9 | 2 | 92 | 73 | 215676397
AIRQUEST | H5H0V48*K*AAA* | EVD5X49M24A*+WALLCON | *96CTN1202422B* | 48000 | 50000 | 19 | 10.5 | 9 | 2 | 92 | 73 | 215676396
HEIL | H5H0V48*K*AAA* | EVD5X49M24A*+WALLCON | *96CTN1202422B* | 48000 | 50000 | 19 | 10.5 | 9 | 2 | 92 | 73 | 215676395
AIRQUEST | H5H0V36*K*AAA* | EA*5X42M21A*+WALLCON | *97CMN1002122B* | 33200 | 35800 | 17.5 | 10 | 9 | 1.84 | 87 | 72 | 215668917
HEIL | H5H0V36*K*AAA* | EA*5X42M21A*+WALLCON | *97CMN1002122B* | 33200 | 35800 | 17.5 | 10 | 9 | 1.84 | 87 | 72 | 215668916
TEMPSTAR | T5H0V36*K*AAA* | EA*5X42M21A*+WALLCON | *97CMN0802120B* | 33200 | 35800 | 17.5 | 10 | 9 | 1.86 | 87 | 72 | 215668915
KENMORE | (C,H,T)5H0V36*K*AAA* | EA*5X42M21A*+WALLCON | *97CMN0802120B* | 33200 | 35800 | 17.5 | 10 | 9 | 1.86 | 87 | 72 | 215668914
KEEPRITE | C5H0V36*K*AAA* | EA*5X42M21A*+WALLCON | *97CMN0802120B* | 33200 | 35800 | 17.5 | 10 | 9 | 1.86 | 87 | 72 | 215668913
DAY & NIGHT | C5H0V36*K*AAA* | EA*5X42M21A*+WALLCON | *97CMN0802120B* | 33200 | 35800 | 17.5 | 10 | 9 | 1.86 | 87 | 72 | 215668912
COMFORTMAKER | C5H0V36*K*AAA* | EA*5X42M21A*+WALLCON | *97CMN0802120B* | 33200 | 35800 | 17.5 | 10 | 9 | 1.86 | 87 | 72 | 215668911
ARCOAIRE | H5H0V36*K*AAA* | EA*5X42M21A*+WALLCON | *97CMN0802120B* | 33200 | 35800 | 17.5 | 10 | 9 | 1.86 | 87 | 72 | 215668910
AIRQUEST | H5H0V36*K*AAA* | EA*5X42M21A*+WALLCON | *97CMN0802120B* | 33200 | 35800 | 17.5 | 10 | 9 | 1.86 | 87 | 72 | 215668909
HEIL | H5H0V36*K*AAA* | EA*5X42M21A*+WALLCON | *97CMN0802120B* | 33200 | 35800 | 17.5 | 10 | 9 | 1.86 | 87 | 72 | 215668908
TEMPSTAR | T5H0V36*K*AAA* | EA*5X42M21A*+WALLCON | *95CSU1002122B* | 33200 | 35800 | 17.5 | 10 | 9 | 1.84 | 86 | 72 | 215668883
KENMORE | (C,H,T)5H0V36*K*AAA* | EA*5X42M21A*+WALLCON | *95CSU1002122B* | 33200 | 35800 | 17.5 | 10 | 9 | 1.84 | 86 | 72 | 215668882
KEEPRITE | C5H0V36*K*AAA* | EA*5X42M21A*+WALLCON | *95CSU1002122B* | 33200 | 35800 | 17.5 | 10 | 9 | 1.84 | 86 | 72 | 215668881
DAY & NIGHT | C5H0V36*K*AAA* | EA*5X42M21A*+WALLCON | *95CSU1002122B* | 33200 | 35800 | 17.5 | 10 | 9 | 1.84 | 86 | 72 | 215668880
COMFORTMAKER | C5H0V36*K*AAA* | EA*5X42M21A*+WALLCON | *95CSU1002122B* | 33200 | 35800 | 17.5 | 10 | 9 | 1.84 | 86 | 72 | 215668879
ARCOAIRE | H5H0V36*K*AAA* | EA*5X42M21A*+WALLCON | *95CSU1002122B* | 33200 | 35800 | 17.5 | 10 | 9 | 1.84 | 86 | 72 | 215668878
AIRQUEST | H5H0V36*K*AAA* | EA*5X42M21A*+WALLCON | *95CSU1002122B* | 33200 | 35800 | 17.5 | 10 | 9 | 1.84 | 86 | 72 | 215668877
HEIL | H5H0V36*K*AAA* | EA*5X42M21A*+WALLCON | *95CSU1002122B* | 33200 | 35800 | 17.5 | 10 | 9 | 1.84 | 86 | 72 | 215668876
BRYANT HEATING AND COOLING SYSTEMS | 290VAN048**AA* | CVAMA6021XMA*+UI | 986TD66100C21*** | 48000 | 50000 | 19 | 10 | 9 | 2 | 93 | 74 | 215675834
CARRIER | 27VNA048A*030* | CVAMA6021XMA*+UI | 59TN6C100C21**22 | 48000 | 50000 | 19 | 10 | 9 | 2 | 93 | 74 | 215675833
TEMPSTAR | T5H0V48*K*AAA* | EVM5X60M21A*+WALLCON | *96CTN0801714B* | 47500 | 50000 | 18.5 | 10 | 9 | 2.02 | 91 | 72 | 215675832
KENMORE | (C,H,T)5H0V48*K*AAA* | EVM5X60M21A*+WALLCON | *96CTN0801714B* | 47500 | 50000 | 18.5 | 10 | 9 | 2.02 | 91 | 72 | 215675831
KEEPRITE | C5H0V48*K*AAA* | EVM5X60M21A*+WALLCON | *96CTN0801714B* | 47500 | 50000 | 18.5 | 10 | 9 | 2.02 | 91 | 72 | 215675830
DAY & NIGHT | C5H0V48*K*AAA* | EVM5X60M21A*+WALLCON | *96CTN0801714B* | 47500 | 50000 | 18.5 | 10 | 9 | 2.02 | 91 | 72 | 215675829
COMFORTMAKER | C5H0V48*K*AAA* | EVM5X60M21A*+WALLCON | *96CTN0801714B* | 47500 | 50000 | 18.5 | 10 | 9 | 2.02 | 91 | 72 | 215675828
ARCOAIRE | H5H0V48*K*AAA* | EVM5X60M21A*+WALLCON | *96CTN0801714B* | 47500 | 50000 | 18.5 | 10 | 9 | 2.02 | 91 | 72 | 215675827
AIRQUEST | H5H0V48*K*AAA* | EVM5X60M21A*+WALLCON | *96CTN0801714B* | 47500 | 50000 | 18.5 | 10 | 9 | 2.02 | 91 | 72 | 215675826
HEIL | H5H0V48*K*AAA* | EVM5X60M21A*+WALLCON | *96CTN0801714B* | 47500 | 50000 | 18.5 | 10 | 9 | 2.02 | 91 | 72 | 215675825
BRYANT HEATING AND COOLING SYSTEMS | 290VAN048**AA* | CVAMA6021XMA*+UI | 986TD42080C17*** | 47500 | 50000 | 18.5 | 10 | 9 | 2.02 | 91 | 72 | 215675824
CARRIER | 27VNA048A*030* | CVAMA6021XMA*+UI | 59TN6C080C17**14 | 47500 | 50000 | 18.5 | 10 | 9 | 2.02 | 91 | 72 | 215675823
TEMPSTAR | T5H0V48*K*AAA* | EVM5X60M21A*+WALLCON | *97CMN1002122B* | 48000 | 50000 | 19 | 10 | 9 | 2 | 93 | 74 | 215675822
KENMORE | (C,H,T)5H0V48*K*AAA* | EVM5X60M21A*+WALLCON | *97CMN1002122B* | 48000 | 50000 | 19 | 10 | 9 | 2 | 93 | 74 | 215675821
KEEPRITE | C5H0V48*K*AAA* | EVM5X60M21A*+WALLCON | *97CMN1002122B* | 48000 | 50000 | 19 | 10 | 9 | 2 | 93 | 74 | 215675820
DAY & NIGHT | C5H0V48*K*AAA* | EVM5X60M21A*+WALLCON | *97CMN1002122B* | 48000 | 50000 | 19 | 10 | 9 | 2 | 93 | 74 | 215675819
COMFORTMAKER | C5H0V48*K*AAA* | EVM5X60M21A*+WALLCON | *97CMN1002122B* | 48000 | 50000 | 19 | 10 | 9 | 2 | 93 | 74 | 215675818
ARCOAIRE | H5H0V48*K*AAA* | EVM5X60M21A*+WALLCON | *97CMN1002122B* | 48000 | 50000 | 19 | 10 | 9 | 2 | 93 | 74 | 215675817
AIRQUEST | H5H0V48*K*AAA* | EVM5X60M21A*+WALLCON | *97CMN1002122B* | 48000 | 50000 | 19 | 10 | 9 | 2 | 93 | 74 | 215675816
HEIL | H5H0V48*K*AAA* | EVM5X60M21A*+WALLCON | *97CMN1002122B* | 48000 | 50000 | 19 | 10 | 9 | 2 | 93 | 74 | 215675815
BRYANT HEATING AND COOLING SYSTEMS | 290VAN048**AA* | CVAMA6021XMA*+UI | 987MC66100C21*** | 48000 | 50000 | 19 | 10 | 9 | 2 | 93 | 74 | 215675814
CARRIER | 27VNA048A*030* | CVAMA6021XMA*+UI | 59MN7C100C21**22 | 48000 | 50000 | 19 | 10 | 9 | 2 | 93 | 74 | 215675813
TEMPSTAR | T5H0V48*K*AAA* | EVM5X60M21A*+WALLCON | *97CMN0802120B* | 48000 | 50000 | 19 | 10 | 9 | 2 | 93 | 74 | 215675812
KENMORE | (C,H,T)5H0V48*K*AAA* | EVM5X60M21A*+WALLCON | *97CMN0802120B* | 48000 | 50000 | 19 | 10 | 9 | 2 | 93 | 74 | 215675811
KEEPRITE | C5H0V48*K*AAA* | EVM5X60M21A*+WALLCON | *97CMN0802120B* | 48000 | 50000 | 19 | 10 | 9 | 2 | 93 | 74 | 215675810
DAY & NIGHT | C5H0V48*K*AAA* | EVM5X60M21A*+WALLCON | *97CMN0802120B* | 48000 | 50000 | 19 | 10 | 9 | 2 | 93 | 74 | 215675809
COMFORTMAKER | C5H0V48*K*AAA* | EVM5X60M21A*+WALLCON | *97CMN0802120B* | 48000 | 50000 | 19 | 10 | 9 | 2 | 93 | 74 | 215675808
ARCOAIRE | H5H0V48*K*AAA* | EVM5X60M21A*+WALLCON | *97CMN0802120B* | 48000 | 50000 | 19 | 10 | 9 | 2 | 93 | 74 | 215675807
AIRQUEST | H5H0V48*K*AAA* | EVM5X60M21A*+WALLCON | *97CMN0802120B* | 48000 | 50000 | 19 | 10 | 9 | 2 | 93 | 74 | 215675806
HEIL | H5H0V48*K*AAA* | EVM5X60M21A*+WALLCON | *97CMN0802120B* | 48000 | 50000 | 19 | 10 | 9 | 2 | 93 | 74 | 215675805
BRYANT HEATING AND COOLING SYSTEMS | 290VAN048**AA* | CVAMA6021XMA*+UI | 987MC60080C21*** | 48000 | 50000 | 19 | 10 | 9 | 2 | 93 | 74 | 215675804
CARRIER | 27VNA048A*030* | CVAMA6021XMA*+UI | 59MN7C080C21**20 | 48000 | 50000 | 19 | 10 | 9 | 2 | 93 | 74 | 215675803
TEMPSTAR | T5H0V48*K*AAA* | EVM5X60M21A*+WALLCON | *97CMN0801714B* | 47500 | 50000 | 18.5 | 10 | 9 | 1.98 | 94 | 75 | 215675802
KENMORE | (C,H,T)5H0V48*K*AAA* | EVM5X60M21A*+WALLCON | *97CMN0801714B* | 47500 | 50000 | 18.5 | 10 | 9 | 1.98 | 94 | 75 | 215675801
KEEPRITE | C5H0V48*K*AAA* | EVM5X60M21A*+WALLCON | *97CMN0801714B* | 47500 | 50000 | 18.5 | 10 | 9 | 1.98 | 94 | 75 | 215675800
DAY & NIGHT | C5H0V48*K*AAA* | EVM5X60M21A*+WALLCON | *97CMN0801714B* | 47500 | 50000 | 18.5 | 10 | 9 | 1.98 | 94 | 75 | 215675799
COMFORTMAKER | C5H0V48*K*AAA* | EVM5X60M21A*+WALLCON | *97CMN0801714B* | 47500 | 50000 | 18.5 | 10 | 9 | 1.98 | 94 | 75 | 215675798
ARCOAIRE | H5H0V48*K*AAA* | EVM5X60M21A*+WALLCON | *97CMN0801714B* | 47500 | 50000 | 18.5 | 10 | 9 | 1.98 | 94 | 75 | 215675797
AIRQUEST | H5H0V48*K*AAA* | EVM5X60M21A*+WALLCON | *97CMN0801714B* | 47500 | 50000 | 18.5 | 10 | 9 | 1.98 | 94 | 75 | 215675796
CARRIER | 27VNA048A*030* | CVAMA6021XMA*+UI | 59CU5B100C21**22 | 48000 | 50000 | 19 | 10 | 9 | 2.12 | 93 | 73 | 215675773
TEMPSTAR | T5H0V48*K*AAA* | EVM5X60M21A*+WALLCON | *95CSU0802120B* | 48000 | 50000 | 18.5 | 10 | 9 | 2 | 93 | 74 | 215675772
KENMORE | (C,H,T)5H0V48*K*AAA* | EVM5X60M21A*+WALLCON | *95CSU0802120B* | 48000 | 50000 | 18.5 | 10 | 9 | 2 | 93 | 74 | 215675771
KEEPRITE | C5H0V48*K*AAA* | EVM5X60M21A*+WALLCON | *95CSU0802120B* | 48000 | 50000 | 18.5 | 10 | 9 | 2 | 93 | 74 | 215675770
DAY & NIGHT | C5H0V48*K*AAA* | EVM5X60M21A*+WALLCON | *95CSU0802120B* | 48000 | 50000 | 18.5 | 10 | 9 | 2 | 93 | 74 | 215675769
COMFORTMAKER | C5H0V48*K*AAA* | EVM5X60M21A*+WALLCON | *95CSU0802120B* | 48000 | 50000 | 18.5 | 10 | 9 | 2 | 93 | 74 | 215675768
ARCOAIRE | H5H0V48*K*AAA* | EVM5X60M21A*+WALLCON | *95CSU0802120B* | 48000 | 50000 | 18.5 | 10 | 9 | 2 | 93 | 74 | 215675767
AIRQUEST | H5H0V48*K*AAA* | EVM5X60M21A*+WALLCON | *95CSU0802120B* | 48000 | 50000 | 18.5 | 10 | 9 | 2 | 93 | 74 | 215675766
HEIL | H5H0V48*K*AAA* | EVM5X60M21A*+WALLCON | *95CSU0802120B* | 48000 | 50000 | 18.5 | 10 | 9 | 2 | 93 | 74 | 215675765
BRYANT HEATING AND COOLING SYSTEMS | 290VAN048**AA* | CVAMA6021XMA*+UI | 935CB60080C21*** | 48000 | 50000 | 18.5 | 10 | 9 | 2 | 93 | 74 | 215675764
CARRIER | 27VNA048A*030* | CVAMA6021XMA*+UI | 59CU5B080C21**20 | 48000 | 50000 | 18.5 | 10 | 9 | 2 | 93 | 74 | 215675763
KEEPRITE | C5H0V48*K*AAA* | EA*5X60M24A*+WALLCON | *80CSU1002120A* | 45000 | 47500 | 17.5 | 10 | 9 | 2.06 | 88 | 71 | 215674171
DAY & NIGHT | C5H0V48*K*AAA* | EA*5X60M24A*+WALLCON | *80CSU1002120A* | 45000 | 47500 | 17.5 | 10 | 9 | 2.06 | 88 | 71 | 215674170
COMFORTMAKER | C5H0V48*K*AAA* | EA*5X60M24A*+WALLCON | *80CSU1002120A* | 45000 | 47500 | 17.5 | 10 | 9 | 2.06 | 88 | 71 | 215674169
ARCOAIRE | H5H0V48*K*AAA* | EA*5X60M24A*+WALLCON | *80CSU1002120A* | 45000 | 47500 | 17.5 | 10 | 9 | 2.06 | 88 | 71 | 215674168
AIRQUEST | H5H0V48*K*AAA* | EA*5X60M24A*+WALLCON | *80CSU1002120A* | 45000 | 47500 | 17.5 | 10 | 9 | 2.06 | 88 | 71 | 215674167
HEIL | H5H0V48*K*AAA* | EA*5X60M24A*+WALLCON | *80CSU1002120A* | 45000 | 47500 | 17.5 | 10 | 9 | 2.06 | 88 | 71 | 215674166
BRYANT HEATING AND COOLING SYSTEMS | 290VAN048**AA* | CAA**6024AM*+UI | 83*CA60100C21*** | 45000 | 47500 | 17.5 | 10 | 9 | 2.06 | 88 | 71 | 215674165
CARRIER | 27VNA048A*030* | CAA**6024AM*+UI | 58CU*A100C21**20 | 45000 | 47500 | 17.5 | 10 | 9 | 2.06 | 88 | 71 | 215674164
TEMPSTAR | T5H0V48*K*AAA* | EA*5X60M24A*+WALLCON | *80CSU0802120A* | 45000 | 47000 | 18 | 10 | 9 | 2.08 | 88 | 71 | 215674163
KENMORE | (C,H,T)5H0V48*K*AAA* | EA*5X60M24A*+WALLCON | *80CSU0802120A* | 45000 | 47000 | 18 | 10 | 9 | 2.08 | 88 | 71 | 215674162
KEEPRITE | C5H0V48*K*AAA* | EA*5X60M24A*+WALLCON | *80CSU0802120A* | 45000 | 47000 | 18 | 10 | 9 | 2.08 | 88 | 71 | 215674161
DAY & NIGHT | C5H0V48*K*AAA* | EA*5X60M24A*+WALLCON | *80CSU0802120A* | 45000 | 47000 | 18 | 10 | 9 | 2.08 | 88 | 71 | 215674160
COMFORTMAKER | C5H0V48*K*AAA* | EA*5X60M24A*+WALLCON | *80CSU0802120A* | 45000 | 47000 | 18 | 10 | 9 | 2.08 | 88 | 71 | 215674159
ARCOAIRE | H5H0V48*K*AAA* | EA*5X60M24A*+WALLCON | *80CSU0802120A* | 45000 | 47000 | 18 | 10 | 9 | 2.08 | 88 | 71 | 215674158
AIRQUEST | H5H0V48*K*AAA* | EA*5X60M24A*+WALLCON | *80CSU0802120A* | 45000 | 47000 | 18 | 10 | 9 | 2.08 | 88 | 71 | 215674157
HEIL | H5H0V48*K*AAA* | EA*5X60M24A*+WALLCON | *80CSU0802120A* | 45000 | 47000 | 18 | 10 | 9 | 2.08 | 88 | 71 | 215674156
BRYANT HEATING AND COOLING SYSTEMS | 290VAN048**AA* | CAA**6024AM*+UI | 83*CA60080C21*** | 45000 | 47000 | 18 | 10 | 9 | 2.08 | 88 | 71 | 215674155
CARRIER | 27VNA048A*030* | CAA**6024AM*+UI | 58CU*A080C21**20 | 45000 | 47000 | 18 | 10 | 9 | 2.08 | 88 | 71 | 215674154
KENMORE | (C,H,T)5H0V48*K*AAA* | EA*5X60M24A*+WALLCON | *80CTL1352422B* | 45000 | 47500 | 18 | 10 | 9 | 2.08 | 87 | 70 | 215674212
KEEPRITE | C5H0V48*K*AAA* | EA*5X60M24A*+WALLCON | *80CTL1352422B* | 45000 | 47500 | 18 | 10 | 9 | 2.08 | 87 | 70 | 215674211
DAY & NIGHT | C5H0V48*K*AAA* | EA*5X60M24A*+WALLCON | *80CTL1352422B* | 45000 | 47500 | 18 | 10 | 9 | 2.08 | 87 | 70 | 215674210
COMFORTMAKER | C5H0V48*K*AAA* | EA*5X60M24A*+WALLCON | *80CTL1352422B* | 45000 | 47500 | 18 | 10 | 9 | 2.08 | 87 | 70 | 215674209
ARCOAIRE | H5H0V48*K*AAA* | EA*5X60M24A*+WALLCON | *80CTL1352422B* | 45000 | 47500 | 18 | 10 | 9 | 2.08 | 87 | 70 | 215674208
AIRQUEST | H5H0V48*K*AAA* | EA*5X60M24A*+WALLCON | *80CTL1352422B* | 45000 | 47500 | 18 | 10 | 9 | 2.08 | 87 | 70 | 215674207
CARRIER | 27VNA048A*030* | CVAVA4924XMA*+UI | 59MN7C100C21**22 | 48000 | 50000 | 19 | 10 | 9 | 2 | 92 | 73 | 215676363
BRYANT HEATING AND COOLING SYSTEMS | 290VAN048**AA* | CVAVA4924XMA*+UI | 987MC66100C21*** | 48000 | 50000 | 19 | 10 | 9 | 2 | 92 | 73 | 215676364
HEIL | H5H0V48*K*AAA* | EVD5X49M24A*+WALLCON | *97CMN1002122B* | 48000 | 50000 | 19 | 10 | 9 | 2 | 92 | 73 | 215676365
AIRQUEST | H5H0V48*K*AAA* | EVD5X49M24A*+WALLCON | *97CMN1002122B* | 48000 | 50000 | 19 | 10 | 9 | 2 | 92 | 73 | 215676366
ARCOAIRE | H5H0V48*K*AAA* | EVD5X49M24A*+WALLCON | *97CMN1002122B* | 48000 | 50000 | 19 | 10 | 9 | 2 | 92 | 73 | 215676367
COMFORTMAKER | C5H0V48*K*AAA* | EVD5X49M24A*+WALLCON | *97CMN1002122B* | 48000 | 50000 | 19 | 10 | 9 | 2 | 92 | 73 | 215676368
DAY & NIGHT | C5H0V48*K*AAA* | EVD5X49M24A*+WALLCON | *97CMN1002122B* | 48000 | 50000 | 19 | 10 | 9 | 2 | 92 | 73 | 215676369
KEEPRITE | C5H0V48*K*AAA* | EVD5X49M24A*+WALLCON | *97CMN1002122B* | 48000 | 50000 | 19 | 10 | 9 | 2 | 92 | 73 | 215676370
KENMORE | (C,H,T)5H0V48*K*AAA* | EVD5X49M24A*+WALLCON | *97CMN1002122B* | 48000 | 50000 | 19 | 10 | 9 | 2 | 92 | 73 | 215676371
TEMPSTAR | T5H0V48*K*AAA* | EVD5X49M24A*+WALLCON | *97CMN1002122B* | 48000 | 50000 | 19 | 10 | 9 | 2 | 92 | 73 | 215676372
CARRIER | 27VNA048A*030* | CVAVA4924XMA*+UI | 59MN7C120C24**22 | 48000 | 50000 | 19 | 10 | 9 | 2 | 92 | 73 | 215676373
BRYANT HEATING AND COOLING SYSTEMS | 290VAN048**AA* | CVAVA4924XMA*+UI | 987MC66120C24*** | 48000 | 50000 | 19 | 10 | 9 | 2 | 92 | 73 | 215676374
HEIL | H5H0V48*K*AAA* | EVD5X49M24A*+WALLCON | *97CMN1202422B* | 48000 | 50000 | 19 | 10 | 9 | 2 | 92 | 73 | 215676375
AIRQUEST | H5H0V48*K*AAA* | EVD5X49M24A*+WALLCON | *97CMN1202422B* | 48000 | 50000 | 19 | 10 | 9 | 2 | 92 | 73 | 215676376
ARCOAIRE | H5H0V48*K*AAA* | EVD5X49M24A*+WALLCON | *97CMN1202422B* | 48000 | 50000 | 19 | 10 | 9 | 2 | 92 | 73 | 215676377
COMFORTMAKER | C5H0V48*K*AAA* | EVD5X49M24A*+WALLCON | *97CMN1202422B* | 48000 | 50000 | 19 | 10 | 9 | 2 | 92 | 73 | 215676378
DAY & NIGHT | C5H0V48*K*AAA* | EVD5X49M24A*+WALLCON | *97CMN1202422B* | 48000 | 50000 | 19 | 10 | 9 | 2 | 92 | 73 | 215676379
KEEPRITE | C5H0V48*K*AAA* | EVD5X49M24A*+WALLCON | *97CMN1202422B* | 48000 | 50000 | 19 | 10 | 9 | 2 | 92 | 73 | 215676380
KENMORE | (C,H,T)5H0V48*K*AAA* | EVD5X49M24A*+WALLCON | *97CMN1202422B* | 48000 | 50000 | 19 | 10 | 9 | 2 | 92 | 73 | 215676381
TEMPSTAR | T5H0V48*K*AAA* | EVD5X49M24A*+WALLCON | *97CMN1202422B* | 48000 | 50000 | 19 | 10 | 9 | 2 | 92 | 73 | 215676382
CARRIER | 27VNA048A*030* | CVAVA4924XMA*+UI | 59TN6C100C21**22 | 48000 | 50000 | 19 | 10 | 9 | 2 | 92 | 73 | 215676383
BRYANT HEATING AND COOLING SYSTEMS | 290VAN048**AA* | CVAVA4924XMA*+UI | 986TD66100C21*** | 48000 | 50000 | 19 | 10 | 9 | 2 | 92 | 73 | 215676384
HEIL | H5H0V48*K*AAA* | EVD5X49M24A*+WALLCON | *96CTN1002122B* | 48000 | 50000 | 19 | 10 | 9 | 2 | 92 | 73 | 215676385
AIRQUEST | H5H0V48*K*AAA* | EVD5X49M24A*+WALLCON | *96CTN1002122B* | 48000 | 50000 | 19 | 10 | 9 | 2 | 92 | 73 | 215676386
ARCOAIRE | H5H0V48*K*AAA* | EVD5X49M24A*+WALLCON | *96CTN1002122B* | 48000 | 50000 | 19 | 10 | 9 | 2 | 92 | 73 | 215676387
COMFORTMAKER | C5H0V48*K*AAA* | EVD5X49M24A*+WALLCON | *96CTN1002122B* | 48000 | 50000 | 19 | 10 | 9 | 2 | 92 | 73 | 215676388
DAY & NIGHT | C5H0V48*K*AAA* | EVD5X49M24A*+WALLCON | *96CTN1002122B* | 48000 | 50000 | 19 | 10 | 9 | 2 | 92 | 73 | 215676389
KEEPRITE | C5H0V48*K*AAA* | EVD5X49M24A*+WALLCON | *96CTN1002122B* | 48000 | 50000 | 19 | 10 | 9 | 2 | 92 | 73 | 215676390
KENMORE | (C,H,T)5H0V48*K*AAA* | EVD5X49M24A*+WALLCON | *96CTN1002122B* | 48000 | 50000 | 19 | 10 | 9 | 2 | 92 | 73 | 215676391
TEMPSTAR | T5H0V48*K*AAA* | EVD5X49M24A*+WALLCON | *96CTN1002122B* | 48000 | 50000 | 19 | 10 | 9 | 2 | 92 | 73 | 215676392
CARRIER | 27VNA048A*030* | CVAVA4924XMA*+UI | 59TN6C120C24**22 | 48000 | 50000 | 19 | 10.5 | 9 | 2 | 92 | 73 | 215676393
BRYANT HEATING AND COOLING SYSTEMS | 290VAN048**AA* | CVAVA4924XMA*+UI | 986TD66120C24*** | 48000 | 50000 | 19 | 10.5 | 9 | 2 | 92 | 73 | 215676394
DAY & NIGHT | C5H0V36*K*AAA* | EA*5X61M21A*+WALLCON | *80CTL0702120B* | 34800 | 34400 | 18.5 | 10 | 9 | 1.92 | 87 | 72 | 215669478
KEEPRITE | C5H0V36*K*AAA* | EA*5X61M21A*+WALLCON | *80CTL0702120B* | 34800 | 34400 | 18.5 | 10 | 9 | 1.92 | 87 | 72 | 215669479
KENMORE | (C,H,T)5H0V36*K*AAA* | EA*5X61M21A*+WALLCON | *80CTL0702120B* | 34800 | 34400 | 18.5 | 10 | 9 | 1.92 | 87 | 72 | 215669480
TEMPSTAR | T5H0V36*K*AAA* | EA*5X61M21A*+WALLCON | *80CTL0702120B* | 34800 | 34400 | 18.5 | 10 | 9 | 1.92 | 87 | 72 | 215669481
CARRIER | 27VNA036A*030* | CAA**6121AM*+UI | 58TN*B090C17**16 | 34800 | 34400 | 18.5 | 10 | 9 | 1.92 | 87 | 72 | 215669482
BRYANT HEATING AND COOLING SYSTEMS | 290VAN036**AA* | CAA**6121AM*+UI | 88*TB48090C17*** | 34800 | 34400 | 18.5 | 10 | 9 | 1.92 | 87 | 72 | 215669483
HEIL | H5H0V36*K*AAA* | EA*5X61M21A*+WALLCON | *80CTL0901716B* | 34800 | 34400 | 18.5 | 10 | 9 | 1.92 | 87 | 72 | 215669484
AIRQUEST | H5H0V36*K*AAA* | EA*5X61M21A*+WALLCON | *80CTL0901716B* | 34800 | 34400 | 18.5 | 10 | 9 | 1.92 | 87 | 72 | 215669485
ARCOAIRE | H5H0V36*K*AAA* | EA*5X61M21A*+WALLCON | *80CTL0901716B* | 34800 | 34400 | 18.5 | 10 | 9 | 1.92 | 87 | 72 | 215669486
COMFORTMAKER | C5H0V36*K*AAA* | EA*5X61M21A*+WALLCON | *80CTL0901716B* | 34800 | 34400 | 18.5 | 10 | 9 | 1.92 | 87 | 72 | 215669487
DAY & NIGHT | C5H0V36*K*AAA* | EA*5X61M21A*+WALLCON | *80CTL0901716B* | 34800 | 34400 | 18.5 | 10 | 9 | 1.92 | 87 | 72 | 215669488
KEEPRITE | C5H0V36*K*AAA* | EA*5X61M21A*+WALLCON | *80CTL0901716B* | 34800 | 34400 | 18.5 | 10 | 9 | 1.92 | 87 | 72 | 215669489
KENMORE | (C,H,T)5H0V36*K*AAA* | EA*5X61M21A*+WALLCON | *80CTL0901716B* | 34800 | 34400 | 18.5 | 10 | 9 | 1.92 | 87 | 72 | 215669490
TEMPSTAR | T5H0V36*K*AAA* | EA*5X61M21A*+WALLCON | *80CTL0901716B* | 34800 | 34400 | 18.5 | 10 | 9 | 1.92 | 87 | 72 | 215669491
CARRIER | 27VNA036A*030* | CAA**6121AM*+UI | 58TN*B110C21**20 | 35000 | 34400 | 18.5 | 10.5 | 9 | 1.92 | 87 | 72 | 215669492
BRYANT HEATING AND COOLING SYSTEMS | 290VAN036**AA* | CAA**6121AM*+UI | 88*TB60110C21*** | 35000 | 34400 | 18.5 | 10.5 | 9 | 1.92 | 87 | 72 | 215669493
HEIL | H5H0V36*K*AAA* | EA*5X61M21A*+WALLCON | *80CTL1102120B* | 35000 | 34400 | 18.5 | 10.5 | 9 | 1.92 | 87 | 72 | 215669494
AIRQUEST | H5H0V36*K*AAA* | EA*5X61M21A*+WALLCON | *80CTL1102120B* | 35000 | 34400 | 18.5 | 10.5 | 9 | 1.92 | 87 | 72 | 215669495
ARCOAIRE | H5H0V36*K*AAA* | EA*5X61M21A*+WALLCON | *80CTL1102120B* | 35000 | 34400 | 18.5 | 10.5 | 9 | 1.92 | 87 | 72 | 215669496
COMFORTMAKER | C5H0V36*K*AAA* | EA*5X61M21A*+WALLCON | *80CTL1102120B* | 35000 | 34400 | 18.5 | 10.5 | 9 | 1.92 | 87 | 72 | 215669497
DAY & NIGHT | C5H0V36*K*AAA* | EA*5X61M21A*+WALLCON | *80CTL1102120B* | 35000 | 34400 | 18.5 | 10.5 | 9 | 1.92 | 87 | 72 | 215669498
KEEPRITE | C5H0V36*K*AAA* | EA*5X61M21A*+WALLCON | *80CTL1102120B* | 35000 | 34400 | 18.5 | 10.5 | 9 | 1.92 | 87 | 72 | 215669499
KENMORE | (C,H,T)5H0V36*K*AAA* | EA*5X61M21A*+WALLCON | *80CTL1102120B* | 35000 | 34400 | 18.5 | 10.5 | 9 | 1.92 | 87 | 72 | 215669500
TEMPSTAR | T5H0V36*K*AAA* | EA*5X61M21A*+WALLCON | *80CTL1102120B* | 35000 | 34400 | 18.5 | 10.5 | 9 | 1.92 | 87 | 72 | 215669501
CARRIER | 27VNA036A*030* | CAA**6121AM*+UI | 59CU5B060C17**16 | 34600 | 34600 | 17.5 | 10 | 9 | 1.9 | 87 | 72 | 215669502
BRYANT HEATING AND COOLING SYSTEMS | 290VAN036**AA* | CAA**6121AM*+UI | 935CB48060C17*** | 34600 | 34600 | 17.5 | 10 | 9 | 1.9 | 87 | 72 | 215669503
HEIL | H5H0V36*K*AAA* | EA*5X61M21A*+WALLCON | *95CSU0601716B* | 34600 | 34600 | 17.5 | 10 | 9 | 1.9 | 87 | 72 | 215669504
AIRQUEST | H5H0V36*K*AAA* | EA*5X61M21A*+WALLCON | *95CSU0601716B* | 34600 | 34600 | 17.5 | 10 | 9 | 1.9 | 87 | 72 | 215669505
ARCOAIRE | H5H0V36*K*AAA* | EA*5X61M21A*+WALLCON | *95CSU0601716B* | 34600 | 34600 | 17.5 | 10 | 9 | 1.9 | 87 | 72 | 215669506
COMFORTMAKER | C5H0V36*K*AAA* | EA*5X61M21A*+WALLCON | *95CSU0601716B* | 34600 | 34600 | 17.5 | 10 | 9 | 1.9 | 87 | 72 | 215669507
DAY & NIGHT | C5H0V36*K*AAA* | EA*5X61M21A*+WALLCON | *95CSU0601716B* | 34600 | 34600 | 17.5 | 10 | 9 | 1.9 | 87 | 72 | 215669508
KEEPRITE | C5H0V36*K*AAA* | EA*5X61M21A*+WALLCON | *95CSU0601716B* | 34600 | 34600 | 17.5 | 10 | 9 | 1.9 | 87 | 72 | 215669509
KENMORE | (C,H,T)5H0V36*K*AAA* | EA*5X61M21A*+WALLCON | *95CSU0601716B* | 34600 | 34600 | 17.5 | 10 | 9 | 1.9 | 87 | 72 | 215669510
TEMPSTAR | T5H0V36*K*AAA* | EA*5X61M21A*+WALLCON | *95CSU0601716B* | 34600 | 34600 | 17.5 | 10 | 9 | 1.9 | 87 | 72 | 215669511
CARRIER | 27VNA036A*030* | CAA**6121AM*+UI | 59CU5B080C21**20 | 34800 | 34400 | 18 | 10 | 9 | 1.92 | 87 | 72 | 215669512
BRYANT HEATING AND COOLING SYSTEMS | 290VAN036**AA* | CAA**6121AM*+UI | 935CB60080C21*** | 34800 | 34400 | 18 | 10 | 9 | 1.92 | 87 | 72 | 215669513
HEIL | H5H0V36*K*AAA* | EA*5X61M21A*+WALLCON | *95CSU0802120B* | 34800 | 34400 | 18 | 10 | 9 | 1.92 | 87 | 72 | 215669514
AIRQUEST | H5H0V36*K*AAA* | EA*5X61M21A*+WALLCON | *95CSU0802120B* | 34800 | 34400 | 18 | 10 | 9 | 1.92 | 87 | 72 | 215669515
ARCOAIRE | H5H0V36*K*AAA* | EA*5X61M21A*+WALLCON | *95CSU0802120B* | 34800 | 34400 | 18 | 10 | 9 | 1.92 | 87 | 72 | 215669516
COMFORTMAKER | C5H0V36*K*AAA* | EA*5X61M21A*+WALLCON | *95CSU0802120B* | 34800 | 34400 | 18 | 10 | 9 | 1.92 | 87 | 72 | 215669517
DAY & NIGHT | C5H0V36*K*AAA* | EA*5X61M21A*+WALLCON | *95CSU0802120B* | 34800 | 34400 | 18 | 10 | 9 | 1.92 | 87 | 72 | 215669518
KEEPRITE | C5H0V36*K*AAA* | EA*5X61M21A*+WALLCON | *95CSU0802120B* | 34800 | 34400 | 18 | 10 | 9 | 1.92 | 87 | 72 | 215669519
KENMORE | (C,H,T)5H0V36*K*AAA* | EA*5X61M21A*+WALLCON | *95CSU0802120B* | 34800 | 34400 | 18 | 10 | 9 | 1.92 | 87 | 72 | 215669520
TEMPSTAR | T5H0V36*K*AAA* | EA*5X61M21A*+WALLCON | *95CSU0802120B* | 34800 | 34400 | 18 | 10 | 9 | 1.92 | 87 | 72 | 215669521
CARRIER | 27VNA036A*030* | CAA**6121AM*+UI | 59CU5B100C21**22 | 35000 | 34400 | 18 | 10 | 9 | 1.92 | 87 | 72 | 215669522
BRYANT HEATING AND COOLING SYSTEMS | 290VAN036**AA* | CAA**6121AM*+UI | 935CB66100C21*** | 35000 | 34400 | 18 | 10 | 9 | 1.92 | 87 | 72 | 215669523
HEIL | H5H0V36*K*AAA* | EA*5X61M21A*+WALLCON | *95CSU1002122B* | 35000 | 34400 | 18 | 10 | 9 | 1.92 | 87 | 72 | 215669524
AIRQUEST | H5H0V36*K*AAA* | EA*5X61M21A*+WALLCON | *95CSU1002122B* | 35000 | 34400 | 18 | 10 | 9 | 1.92 | 87 | 72 | 215669525
ARCOAIRE | H5H0V36*K*AAA* | EA*5X61M21A*+WALLCON | *95CSU1002122B* | 35000 | 34400 | 18 | 10 | 9 | 1.92 | 87 | 72 | 215669526
COMFORTMAKER | C5H0V36*K*AAA* | EA*5X61M21A*+WALLCON | *95CSU1002122B* | 35000 | 34400 | 18 | 10 | 9 | 1.92 | 87 | 72 | 215669527
DAY & NIGHT | C5H0V36*K*AAA* | EA*5X61M21A*+WALLCON | *95CSU1002122B* | 35000 | 34400 | 18 | 10 | 9 | 1.92 | 87 | 72 | 215669528
KEEPRITE | C5H0V36*K*AAA* | EA*5X61M21A*+WALLCON | *95CSU1002122B* | 35000 | 34400 | 18 | 10 | 9 | 1.92 | 87 | 72 | 215669529
KENMORE | (C,H,T)5H0V36*K*AAA* | EA*5X61M21A*+WALLCON | *95CSU1002122B* | 35000 | 34400 | 18 | 10 | 9 | 1.92 | 87 | 72 | 215669530
TEMPSTAR | T5H0V36*K*AAA* | EA*5X61M21A*+WALLCON | *95CSU1002122B* | 35000 | 34400 | 18 | 10 | 9 | 1.92 | 87 | 72 | 215669531
CARRIER | 27VNA036A*030* | CAA**6121AM*+UI | 59MN7C060C17**14 | 34400 | 34600 | 18 | 10 | 9 | 1.9 | 87 | 73 | 215669532
BRYANT HEATING AND COOLING SYSTEMS | 290VAN036**AA* | CAA**6121AM*+UI | 987MC42060C17*** | 34400 | 34600 | 18 | 10 | 9 | 1.9 | 87 | 73 | 215669533
KEEPRITE | C5H0V36*K*AAA* | EA*5X61M21A*+WALLCON | *96CTN0601714B* | 34600 | 34600 | 18 | 10 | 9 | 1.9 | 87 | 72 | 215669589
DAY & NIGHT | C5H0V36*K*AAA* | EA*5X61M21A*+WALLCON | *96CTN0601714B* | 34600 | 34600 | 18 | 10 | 9 | 1.9 | 87 | 72 | 215669588
COMFORTMAKER | C5H0V36*K*AAA* | EA*5X61M21A*+WALLCON | *96CTN0601714B* | 34600 | 34600 | 18 | 10 | 9 | 1.9 | 87 | 72 | 215669587
ARCOAIRE | H5H0V36*K*AAA* | EA*5X61M21A*+WALLCON | *96CTN0601714B* | 34600 | 34600 | 18 | 10 | 9 | 1.9 | 87 | 72 | 215669586
AIRQUEST | H5H0V36*K*AAA* | EA*5X61M21A*+WALLCON | *96CTN0601714B* | 34600 | 34600 | 18 | 10 | 9 | 1.9 | 87 | 72 | 215669585
HEIL | H5H0V36*K*AAA* | EA*5X61M21A*+WALLCON | *96CTN0601714B* | 34600 | 34600 | 18 | 10 | 9 | 1.9 | 87 | 72 | 215669584
BRYANT HEATING AND COOLING SYSTEMS | 290VAN036**AA* | CAA**6121AM*+UI | 986TD42060C17*** | 34600 | 34600 | 18 | 10 | 9 | 1.9 | 87 | 72 | 215669583
CARRIER | 27VNA036A*030* | CAA**6121AM*+UI | 59TN6C060C17**14 | 34600 | 34600 | 18 | 10 | 9 | 1.9 | 87 | 72 | 215669582
TEMPSTAR | T5H0V36*K*AAA* | EA*5X61M21A*+WALLCON | *97CMN1002122B* | 34800 | 34400 | 18.5 | 10.5 | 9 | 1.92 | 87 | 72 | 215669581
KENMORE | (C,H,T)5H0V36*K*AAA* | EA*5X61M21A*+WALLCON | *97CMN1002122B* | 34800 | 34400 | 18.5 | 10.5 | 9 | 1.92 | 87 | 72 | 215669580
KEEPRITE | C5H0V36*K*AAA* | EA*5X61M21A*+WALLCON | *97CMN1002122B* | 34800 | 34400 | 18.5 | 10.5 | 9 | 1.92 | 87 | 72 | 215669579
DAY & NIGHT | C5H0V36*K*AAA* | EA*5X61M21A*+WALLCON | *97CMN1002122B* | 34800 | 34400 | 18.5 | 10.5 | 9 | 1.92 | 87 | 72 | 215669578
COMFORTMAKER | C5H0V36*K*AAA* | EA*5X61M21A*+WALLCON | *97CMN1002122B* | 34800 | 34400 | 18.5 | 10.5 | 9 | 1.92 | 87 | 72 | 215669577
ARCOAIRE | H5H0V36*K*AAA* | EA*5X61M21A*+WALLCON | *97CMN1002122B* | 34800 | 34400 | 18.5 | 10.5 | 9 | 1.92 | 87 | 72 | 215669576
AIRQUEST | H5H0V36*K*AAA* | EA*5X61M21A*+WALLCON | *97CMN1002122B* | 34800 | 34400 | 18.5 | 10.5 | 9 | 1.92 | 87 | 72 | 215669575
HEIL | H5H0V36*K*AAA* | EA*5X61M21A*+WALLCON | *97CMN1002122B* | 34800 | 34400 | 18.5 | 10.5 | 9 | 1.92 | 87 | 72 | 215669574
BRYANT HEATING AND COOLING SYSTEMS | 290VAN036**AA* | CAA**6121AM*+UI | 987MC66100C21*** | 34800 | 34400 | 18.5 | 10.5 | 9 | 1.92 | 87 | 72 | 215669573
CARRIER | 27VNA036A*030* | CAA**6121AM*+UI | 59MN7C100C21**22 | 34800 | 34400 | 18.5 | 10.5 | 9 | 1.92 | 87 | 72 | 215669572
TEMPSTAR | T5H0V36*K*AAA* | EA*5X61M21A*+WALLCON | *97CMN0802120B* | 34800 | 34400 | 18 | 10 | 9 | 1.92 | 87 | 72 | 215669571
KENMORE | (C,H,T)5H0V36*K*AAA* | EA*5X61M21A*+WALLCON | *97CMN0802120B* | 34800 | 34400 | 18 | 10 | 9 | 1.92 | 87 | 72 | 215669570
KEEPRITE | C5H0V36*K*AAA* | EA*5X61M21A*+WALLCON | *97CMN0802120B* | 34800 | 34400 | 18 | 10 | 9 | 1.92 | 87 | 72 | 215669569
DAY & NIGHT | C5H0V36*K*AAA* | EA*5X61M21A*+WALLCON | *97CMN0802120B* | 34800 | 34400 | 18 | 10 | 9 | 1.92 | 87 | 72 | 215669568
COMFORTMAKER | C5H0V36*K*AAA* | EA*5X61M21A*+WALLCON | *97CMN0802120B* | 34800 | 34400 | 18 | 10 | 9 | 1.92 | 87 | 72 | 215669567
ARCOAIRE | H5H0V36*K*AAA* | EA*5X61M21A*+WALLCON | *97CMN0802120B* | 34800 | 34400 | 18 | 10 | 9 | 1.92 | 87 | 72 | 215669566
AIRQUEST | H5H0V36*K*AAA* | EA*5X61M21A*+WALLCON | *97CMN0802120B* | 34800 | 34400 | 18 | 10 | 9 | 1.92 | 87 | 72 | 215669565
HEIL | H5H0V36*K*AAA* | EA*5X61M21A*+WALLCON | *97CMN0802120B* | 34800 | 34400 | 18 | 10 | 9 | 1.92 | 87 | 72 | 215669564
BRYANT HEATING AND COOLING SYSTEMS | 290VAN036**AA* | CAA**6121AM*+UI | 987MC60080C21*** | 34800 | 34400 | 18 | 10 | 9 | 1.92 | 87 | 72 | 215669563
CARRIER | 27VNA036A*030* | CAA**6121AM*+UI | 59MN7C080C21**20 | 34800 | 34400 | 18 | 10 | 9 | 1.92 | 87 | 72 | 215669562
TEMPSTAR | T5H0V36*K*AAA* | EA*5X61M21A*+WALLCON | *97CMN0801714B* | 34600 | 34600 | 18 | 10 | 9 | 1.9 | 87 | 72 | 215669561
KENMORE | (C,H,T)5H0V36*K*AAA* | EA*5X61M21A*+WALLCON | *97CMN0801714B* | 34600 | 34600 | 18 | 10 | 9 | 1.9 | 87 | 72 | 215669560
KEEPRITE | C5H0V36*K*AAA* | EA*5X61M21A*+WALLCON | *97CMN0801714B* | 34600 | 34600 | 18 | 10 | 9 | 1.9 | 87 | 72 | 215669559
DAY & NIGHT | C5H0V36*K*AAA* | EA*5X61M21A*+WALLCON | *97CMN0801714B* | 34600 | 34600 | 18 | 10 | 9 | 1.9 | 87 | 72 | 215669558
COMFORTMAKER | C5H0V36*K*AAA* | EA*5X61M21A*+WALLCON | *97CMN0801714B* | 34600 | 34600 | 18 | 10 | 9 | 1.9 | 87 | 72 | 215669557
ARCOAIRE | H5H0V36*K*AAA* | EA*5X61M21A*+WALLCON | *97CMN0801714B* | 34600 | 34600 | 18 | 10 | 9 | 1.9 | 87 | 72 | 215669556
AIRQUEST | H5H0V36*K*AAA* | EA*5X61M21A*+WALLCON | *97CMN0801714B* | 34600 | 34600 | 18 | 10 | 9 | 1.9 | 87 | 72 | 215669555
HEIL | H5H0V36*K*AAA* | EA*5X61M21A*+WALLCON | *97CMN0801714B* | 34600 | 34600 | 18 | 10 | 9 | 1.9 | 87 | 72 | 215669554
BRYANT HEATING AND COOLING SYSTEMS | 290VAN036**AA* | CAA**6121AM*+UI | 987MC42080C17*** | 34600 | 34600 | 18 | 10 | 9 | 1.9 | 87 | 72 | 215669553
CARRIER | 27VNA036A*030* | CAA**6121AM*+UI | 59MN7C080C17**14 | 34600 | 34600 | 18 | 10 | 9 | 1.9 | 87 | 72 | 215669552
TEMPSTAR | T5H0V36*K*AAA* | EA*5X61M21A*+WALLCON | *97CMN0602120B* | 34600 | 34600 | 18 | 10 | 9 | 1.9 | 87 | 72 | 215669551
KENMORE | (C,H,T)5H0V36*K*AAA* | EA*5X61M21A*+WALLCON | *97CMN0602120B* | 34600 | 34600 | 18 | 10 | 9 | 1.9 | 87 | 72 | 215669550
KEEPRITE | C5H0V36*K*AAA* | EA*5X61M21A*+WALLCON | *97CMN0602120B* | 34600 | 34600 | 18 | 10 | 9 | 1.9 | 87 | 72 | 215669549
DAY & NIGHT | C5H0V36*K*AAA* | EA*5X61M21A*+WALLCON | *97CMN0602120B* | 34600 | 34600 | 18 | 10 | 9 | 1.9 | 87 | 72 | 215669548
COMFORTMAKER | C5H0V36*K*AAA* | EA*5X61M21A*+WALLCON | *97CMN0602120B* | 34600 | 34600 | 18 | 10 | 9 | 1.9 | 87 | 72 | 215669547
ARCOAIRE | H5H0V36*K*AAA* | EA*5X61M21A*+WALLCON | *97CMN0602120B* | 34600 | 34600 | 18 | 10 | 9 | 1.9 | 87 | 72 | 215669546
AIRQUEST | H5H0V36*K*AAA* | EA*5X61M21A*+WALLCON | *97CMN0602120B* | 34600 | 34600 | 18 | 10 | 9 | 1.9 | 87 | 72 | 215669545
HEIL | H5H0V36*K*AAA* | EA*5X61M21A*+WALLCON | *97CMN0602120B* | 34600 | 34600 | 18 | 10 | 9 | 1.9 | 87 | 72 | 215669544
BRYANT HEATING AND COOLING SYSTEMS | 290VAN036**AA* | CAA**6121AM*+UI | 987MC60060C21*** | 34600 | 34600 | 18 | 10 | 9 | 1.9 | 87 | 72 | 215669543
CARRIER | 27VNA036A*030* | CAA**6121AM*+UI | 59MN7C060C21**20 | 34600 | 34600 | 18 | 10 | 9 | 1.9 | 87 | 72 | 215669542
TEMPSTAR | T5H0V36*K*AAA* | EA*5X61M21A*+WALLCON | *97CMN0601714B* | 34400 | 34600 | 18 | 10 | 9 | 1.9 | 87 | 73 | 215669541
KENMORE | (C,H,T)5H0V36*K*AAA* | EA*5X61M21A*+WALLCON | *97CMN0601714B* | 34400 | 34600 | 18 | 10 | 9 | 1.9 | 87 | 73 | 215669540
KEEPRITE | C5H0V36*K*AAA* | EA*5X61M21A*+WALLCON | *97CMN0601714B* | 34400 | 34600 | 18 | 10 | 9 | 1.9 | 87 | 73 | 215669539
DAY & NIGHT | C5H0V36*K*AAA* | EA*5X61M21A*+WALLCON | *97CMN0601714B* | 34400 | 34600 | 18 | 10 | 9 | 1.9 | 87 | 73 | 215669538
COMFORTMAKER | C5H0V36*K*AAA* | EA*5X61M21A*+WALLCON | *97CMN0601714B* | 34400 | 34600 | 18 | 10 | 9 | 1.9 | 87 | 73 | 215669537
ARCOAIRE | H5H0V36*K*AAA* | EA*5X61M21A*+WALLCON | *97CMN0601714B* | 34400 | 34600 | 18 | 10 | 9 | 1.9 | 87 | 73 | 215669536
AIRQUEST | H5H0V36*K*AAA* | EA*5X61M21A*+WALLCON | *97CMN0601714B* | 34400 | 34600 | 18 | 10 | 9 | 1.9 | 87 | 73 | 215669535
HEIL | H5H0V36*K*AAA* | EA*5X61M21A*+WALLCON | *97CMN0601714B* | 34400 | 34600 | 18 | 10 | 9 | 1.9 | 87 | 73 | 215669534
KEEPRITE | C5H0V48*K*AAA* | EVD5X60M21A*+WALLCON | *80CTL0701716B* | 48000 | 50000 | 18.5 | 10 | 9 | 2 | 94 | 74 | 215676450
DAY & NIGHT | C5H0V48*K*AAA* | EVD5X60M21A*+WALLCON | *80CTL0701716B* | 48000 | 50000 | 18.5 | 10 | 9 | 2 | 94 | 74 | 215676449
COMFORTMAKER | C5H0V48*K*AAA* | EVD5X60M21A*+WALLCON | *80CTL0701716B* | 48000 | 50000 | 18.5 | 10 | 9 | 2 | 94 | 74 | 215676448
ARCOAIRE | H5H0V48*K*AAA* | EVD5X60M21A*+WALLCON | *80CTL0701716B* | 48000 | 50000 | 18.5 | 10 | 9 | 2 | 94 | 74 | 215676447
AIRQUEST | H5H0V48*K*AAA* | EVD5X60M21A*+WALLCON | *80CTL0701716B* | 48000 | 50000 | 18.5 | 10 | 9 | 2 | 94 | 74 | 215676446
HEIL | H5H0V48*K*AAA* | EVD5X60M21A*+WALLCON | *80CTL0701716B* | 48000 | 50000 | 18.5 | 10 | 9 | 2 | 94 | 74 | 215676445
BRYANT HEATING AND COOLING SYSTEMS | 290VAN048**AA* | CVAVA6021XMA*+UI | 88*TB48070C17*** | 48000 | 50000 | 18.5 | 10 | 9 | 2 | 94 | 74 | 215676444
CARRIER | 27VNA048A*030* | CVAVA6021XMA*+UI | 58TN*B070C17**16 | 48000 | 50000 | 18.5 | 10 | 9 | 2 | 94 | 74 | 215676443
TEMPSTAR | T5H0V48*K*AAA* | EVD5X60M21A*+WALLCON | *80CSU1002120A* | 48000 | 50000 | 18.5 | 10 | 9 | 2 | 93 | 74 | 215676432
KENMORE | (C,H,T)5H0V48*K*AAA* | EVD5X60M21A*+WALLCON | *80CSU1002120A* | 48000 | 50000 | 18.5 | 10 | 9 | 2 | 93 | 74 | 215676431
KEEPRITE | C5H0V48*K*AAA* | EVD5X60M21A*+WALLCON | *80CSU1002120A* | 48000 | 50000 | 18.5 | 10 | 9 | 2 | 93 | 74 | 215676430
DAY & NIGHT | C5H0V48*K*AAA* | EVD5X60M21A*+WALLCON | *80CSU1002120A* | 48000 | 50000 | 18.5 | 10 | 9 | 2 | 93 | 74 | 215676429
COMFORTMAKER | C5H0V48*K*AAA* | EVD5X60M21A*+WALLCON | *80CSU1002120A* | 48000 | 50000 | 18.5 | 10 | 9 | 2 | 93 | 74 | 215676428
ARCOAIRE | H5H0V48*K*AAA* | EVD5X60M21A*+WALLCON | *80CSU1002120A* | 48000 | 50000 | 18.5 | 10 | 9 | 2 | 93 | 74 | 215676427
AIRQUEST | H5H0V48*K*AAA* | EVD5X60M21A*+WALLCON | *80CSU1002120A* | 48000 | 50000 | 18.5 | 10 | 9 | 2 | 93 | 74 | 215676426
HEIL | H5H0V48*K*AAA* | EVD5X60M21A*+WALLCON | *80CSU1002120A* | 48000 | 50000 | 18.5 | 10 | 9 | 2 | 93 | 74 | 215676425
KEEPRITE | C5H0V48*K*AAA* | EVD5X60M21A*+WALLCON | *96CTN0801714B* | 47500 | 50000 | 18.5 | 10 | 9 | 2.02 | 91 | 72 | 215676570
DAY & NIGHT | C5H0V48*K*AAA* | EVD5X60M21A*+WALLCON | *96CTN0801714B* | 47500 | 50000 | 18.5 | 10 | 9 | 2.02 | 91 | 72 | 215676569
COMFORTMAKER | C5H0V48*K*AAA* | EVD5X60M21A*+WALLCON | *96CTN0801714B* | 47500 | 50000 | 18.5 | 10 | 9 | 2.02 | 91 | 72 | 215676568
ARCOAIRE | H5H0V48*K*AAA* | EVD5X60M21A*+WALLCON | *96CTN0801714B* | 47500 | 50000 | 18.5 | 10 | 9 | 2.02 | 91 | 72 | 215676567
AIRQUEST | H5H0V48*K*AAA* | EVD5X60M21A*+WALLCON | *96CTN0801714B* | 47500 | 50000 | 18.5 | 10 | 9 | 2.02 | 91 | 72 | 215676566
HEIL | H5H0V48*K*AAA* | EVD5X60M21A*+WALLCON | *96CTN0801714B* | 47500 | 50000 | 18.5 | 10 | 9 | 2.02 | 91 | 72 | 215676565
BRYANT HEATING AND COOLING SYSTEMS | 290VAN048**AA* | CVAVA6021XMA*+UI | 986TD42080C17*** | 47500 | 50000 | 18.5 | 10 | 9 | 2.02 | 91 | 72 | 215676564
CARRIER | 27VNA048A*030* | CVAVA6021XMA*+UI | 59TN6C080C17**14 | 47500 | 50000 | 18.5 | 10 | 9 | 2.02 | 91 | 72 | 215676563
AIRQUEST | H5H0V36*K*AAA* | EA*5X43M21A*+WALLCON | *96CTN1002122B* | 34600 | 35200 | 18 | 10 | 9 | 1.9 | 86 | 71 | 215669085
HEIL | H5H0V36*K*AAA* | EA*5X43M21A*+WALLCON | *96CTN1002122B* | 34600 | 35200 | 18 | 10 | 9 | 1.9 | 86 | 71 | 215669084
TEMPSTAR | T5H0V36*K*AAA* | EA*5X43M21A*+WALLCON | *96CTN0801714B* | 34400 | 35400 | 18 | 10 | 8.1 | 1.9 | 86 | 71 | 215669083
KENMORE | (C,H,T)5H0V36*K*AAA* | EA*5X43M21A*+WALLCON | *96CTN0801714B* | 34400 | 35400 | 18 | 10 | 8.1 | 1.9 | 86 | 71 | 215669082
KEEPRITE | C5H0V36*K*AAA* | EA*5X43M21A*+WALLCON | *96CTN0801714B* | 34400 | 35400 | 18 | 10 | 8.1 | 1.9 | 86 | 71 | 215669081
DAY & NIGHT | C5H0V36*K*AAA* | EA*5X43M21A*+WALLCON | *96CTN0801714B* | 34400 | 35400 | 18 | 10 | 8.1 | 1.9 | 86 | 71 | 215669080
COMFORTMAKER | C5H0V36*K*AAA* | EA*5X43M21A*+WALLCON | *96CTN0801714B* | 34400 | 35400 | 18 | 10 | 8.1 | 1.9 | 86 | 71 | 215669079
ARCOAIRE | H5H0V36*K*AAA* | EA*5X43M21A*+WALLCON | *96CTN0801714B* | 34400 | 35400 | 18 | 10 | 8.1 | 1.9 | 86 | 71 | 215669078
AIRQUEST | H5H0V36*K*AAA* | EA*5X43M21A*+WALLCON | *96CTN0801714B* | 34400 | 35400 | 18 | 10 | 8.1 | 1.9 | 86 | 71 | 215669077
HEIL | H5H0V36*K*AAA* | EA*5X43M21A*+WALLCON | *96CTN0801714B* | 34400 | 35400 | 18 | 10 | 8.1 | 1.9 | 86 | 71 | 215669076
TEMPSTAR | T5H0V36*K*AAA* | EA*5X43M21A*+WALLCON | *97CMN1002122B* | 34600 | 35200 | 18 | 10 | 9 | 1.9 | 86 | 71 | 215669075
KENMORE | (C,H,T)5H0V36*K*AAA* | EA*5X43M21A*+WALLCON | *97CMN1002122B* | 34600 | 35200 | 18 | 10 | 9 | 1.9 | 86 | 71 | 215669074
KEEPRITE | C5H0V36*K*AAA* | EA*5X43M21A*+WALLCON | *97CMN1002122B* | 34600 | 35200 | 18 | 10 | 9 | 1.9 | 86 | 71 | 215669073
DAY & NIGHT | C5H0V36*K*AAA* | EA*5X43M21A*+WALLCON | *97CMN1002122B* | 34600 | 35200 | 18 | 10 | 9 | 1.9 | 86 | 71 | 215669072
COMFORTMAKER | C5H0V36*K*AAA* | EA*5X43M21A*+WALLCON | *97CMN1002122B* | 34600 | 35200 | 18 | 10 | 9 | 1.9 | 86 | 71 | 215669071
ARCOAIRE | H5H0V36*K*AAA* | EA*5X43M21A*+WALLCON | *97CMN1002122B* | 34600 | 35200 | 18 | 10 | 9 | 1.9 | 86 | 71 | 215669070
AIRQUEST | H5H0V36*K*AAA* | EA*5X43M21A*+WALLCON | *97CMN1002122B* | 34600 | 35200 | 18 | 10 | 9 | 1.9 | 86 | 71 | 215669069
HEIL | H5H0V36*K*AAA* | EA*5X43M21A*+WALLCON | *97CMN1002122B* | 34600 | 35200 | 18 | 10 | 9 | 1.9 | 86 | 71 | 215669068
TEMPSTAR | T5H0V36*K*AAA* | EA*5X43M21A*+WALLCON | *97CMN0802120B* | 34600 | 35200 | 18 | 10 | 9 | 1.88 | 86 | 71 | 215669067
KENMORE | (C,H,T)5H0V36*K*AAA* | EA*5X43M21A*+WALLCON | *97CMN0802120B* | 34600 | 35200 | 18 | 10 | 9 | 1.88 | 86 | 71 | 215669066
KEEPRITE | C5H0V36*K*AAA* | EA*5X43M21A*+WALLCON | *97CMN0802120B* | 34600 | 35200 | 18 | 10 | 9 | 1.88 | 86 | 71 | 215669065
DAY & NIGHT | C5H0V36*K*AAA* | EA*5X43M21A*+WALLCON | *97CMN0802120B* | 34600 | 35200 | 18 | 10 | 9 | 1.88 | 86 | 71 | 215669064
COMFORTMAKER | C5H0V36*K*AAA* | EA*5X43M21A*+WALLCON | *97CMN0802120B* | 34600 | 35200 | 18 | 10 | 9 | 1.88 | 86 | 71 | 215669063
ARCOAIRE | H5H0V36*K*AAA* | EA*5X43M21A*+WALLCON | *97CMN0802120B* | 34600 | 35200 | 18 | 10 | 9 | 1.88 | 86 | 71 | 215669062
AIRQUEST | H5H0V36*K*AAA* | EA*5X43M21A*+WALLCON | *97CMN0802120B* | 34600 | 35200 | 18 | 10 | 9 | 1.88 | 86 | 71 | 215669061
HEIL | H5H0V36*K*AAA* | EA*5X43M21A*+WALLCON | *97CMN0802120B* | 34600 | 35200 | 18 | 10 | 9 | 1.88 | 86 | 71 | 215669060
TEMPSTAR | T5H0V36*K*AAA* | EA*5X43M21A*+WALLCON | *95CSU1002122B* | 34600 | 35200 | 18 | 10 | 9 | 1.9 | 86 | 71 | 215669043
KENMORE | (C,H,T)5H0V36*K*AAA* | EA*5X43M21A*+WALLCON | *95CSU1002122B* | 34600 | 35200 | 18 | 10 | 9 | 1.9 | 86 | 71 | 215669042
KEEPRITE | C5H0V36*K*AAA* | EA*5X43M21A*+WALLCON | *95CSU1002122B* | 34600 | 35200 | 18 | 10 | 9 | 1.9 | 86 | 71 | 215669041
DAY & NIGHT | C5H0V36*K*AAA* | EA*5X43M21A*+WALLCON | *95CSU1002122B* | 34600 | 35200 | 18 | 10 | 9 | 1.9 | 86 | 71 | 215669040
COMFORTMAKER | C5H0V36*K*AAA* | EA*5X43M21A*+WALLCON | *95CSU1002122B* | 34600 | 35200 | 18 | 10 | 9 | 1.9 | 86 | 71 | 215669039
ARCOAIRE | H5H0V36*K*AAA* | EA*5X43M21A*+WALLCON | *95CSU1002122B* | 34600 | 35200 | 18 | 10 | 9 | 1.9 | 86 | 71 | 215669038
AIRQUEST | H5H0V36*K*AAA* | EA*5X43M21A*+WALLCON | *95CSU1002122B* | 34600 | 35200 | 18 | 10 | 9 | 1.9 | 86 | 71 | 215669037
HEIL | H5H0V36*K*AAA* | EA*5X43M21A*+WALLCON | *95CSU1002122B* | 34600 | 35200 | 18 | 10 | 9 | 1.9 | 86 | 71 | 215669036
CARRIER | 27VNA048A*030* | CVAMA6124XMA*+UI | 58CU*A080C21**20 | 49000 | 50000 | 19.5 | 10.5 | 9 | 2.1 | 93 | 73 | 215675953
TEMPSTAR | T5H0V48*K*AAA* | EVM5X60M24A*+WALLCON | *96CTN1002122B* | 48000 | 50000 | 19 | 10.5 | 9 | 2 | 92 | 73 | 215675952
KENMORE | (C,H,T)5H0V48*K*AAA* | EVM5X60M24A*+WALLCON | *96CTN1002122B* | 48000 | 50000 | 19 | 10.5 | 9 | 2 | 92 | 73 | 215675951
KEEPRITE | C5H0V48*K*AAA* | EVM5X60M24A*+WALLCON | *96CTN1002122B* | 48000 | 50000 | 19 | 10.5 | 9 | 2 | 92 | 73 | 215675950
DAY & NIGHT | C5H0V48*K*AAA* | EVM5X60M24A*+WALLCON | *96CTN1002122B* | 48000 | 50000 | 19 | 10.5 | 9 | 2 | 92 | 73 | 215675949
COMFORTMAKER | C5H0V48*K*AAA* | EVM5X60M24A*+WALLCON | *96CTN1002122B* | 48000 | 50000 | 19 | 10.5 | 9 | 2 | 92 | 73 | 215675948
ARCOAIRE | H5H0V48*K*AAA* | EVM5X60M24A*+WALLCON | *96CTN1002122B* | 48000 | 50000 | 19 | 10.5 | 9 | 2 | 92 | 73 | 215675947
AIRQUEST | H5H0V48*K*AAA* | EVM5X60M24A*+WALLCON | *96CTN1002122B* | 48000 | 50000 | 19 | 10.5 | 9 | 2 | 92 | 73 | 215675946
HEIL | H5H0V48*K*AAA* | EVM5X60M24A*+WALLCON | *96CTN1002122B* | 48000 | 50000 | 19 | 10.5 | 9 | 2 | 92 | 73 | 215675945
BRYANT HEATING AND COOLING SYSTEMS | 290VAN048**AA* | CVAMA6024XMA*+UI | 986TD66100C21*** | 48000 | 50000 | 19 | 10.5 | 9 | 2 | 92 | 73 | 215675944
CARRIER | 27VNA048A*030* | CVAMA6024XMA*+UI | 59TN6C100C21**22 | 48000 | 50000 | 19 | 10.5 | 9 | 2 | 92 | 73 | 215675943
TEMPSTAR | T5H0V48*K*AAA* | EVM5X60M24A*+WALLCON | *97CMN1202422B* | 48000 | 50000 | 19 | 10 | 9 | 2 | 92 | 73 | 215675942
KENMORE | (C,H,T)5H0V48*K*AAA* | EVM5X60M24A*+WALLCON | *97CMN1202422B* | 48000 | 50000 | 19 | 10 | 9 | 2 | 92 | 73 | 215675941
KEEPRITE | C5H0V48*K*AAA* | EVM5X60M24A*+WALLCON | *97CMN1202422B* | 48000 | 50000 | 19 | 10 | 9 | 2 | 92 | 73 | 215675940
DAY & NIGHT | C5H0V48*K*AAA* | EVM5X60M24A*+WALLCON | *97CMN1202422B* | 48000 | 50000 | 19 | 10 | 9 | 2 | 92 | 73 | 215675939
COMFORTMAKER | C5H0V48*K*AAA* | EVM5X60M24A*+WALLCON | *97CMN1202422B* | 48000 | 50000 | 19 | 10 | 9 | 2 | 92 | 73 | 215675938
ARCOAIRE | H5H0V48*K*AAA* | EVM5X60M24A*+WALLCON | *97CMN1202422B* | 48000 | 50000 | 19 | 10 | 9 | 2 | 92 | 73 | 215675937
AIRQUEST | H5H0V48*K*AAA* | EVM5X60M24A*+WALLCON | *97CMN1202422B* | 48000 | 50000 | 19 | 10 | 9 | 2 | 92 | 73 | 215675936
HEIL | H5H0V48*K*AAA* | EVM5X60M24A*+WALLCON | *97CMN1202422B* | 48000 | 50000 | 19 | 10 | 9 | 2 | 92 | 73 | 215675935
BRYANT HEATING AND COOLING SYSTEMS | 290VAN048**AA* | CVAMA6024XMA*+UI | 987MC66120C24*** | 48000 | 50000 | 19 | 10 | 9 | 2 | 92 | 73 | 215675934
CARRIER | 27VNA048A*030* | CVAMA6024XMA*+UI | 59MN7C120C24**22 | 48000 | 50000 | 19 | 10 | 9 | 2 | 92 | 73 | 215675933
TEMPSTAR | T5H0V48*K*AAA* | EVM5X60M24A*+WALLCON | *97CMN1002122B* | 48000 | 50000 | 19 | 10.5 | 9 | 2 | 92 | 73 | 215675932
KENMORE | (C,H,T)5H0V48*K*AAA* | EVM5X60M24A*+WALLCON | *97CMN1002122B* | 48000 | 50000 | 19 | 10.5 | 9 | 2 | 92 | 73 | 215675931
KEEPRITE | C5H0V48*K*AAA* | EVM5X60M24A*+WALLCON | *97CMN1002122B* | 48000 | 50000 | 19 | 10.5 | 9 | 2 | 92 | 73 | 215675930
DAY & NIGHT | C5H0V48*K*AAA* | EVM5X60M24A*+WALLCON | *97CMN1002122B* | 48000 | 50000 | 19 | 10.5 | 9 | 2 | 92 | 73 | 215675929
COMFORTMAKER | C5H0V48*K*AAA* | EVM5X60M24A*+WALLCON | *97CMN1002122B* | 48000 | 50000 | 19 | 10.5 | 9 | 2 | 92 | 73 | 215675928
ARCOAIRE | H5H0V48*K*AAA* | EVM5X60M24A*+WALLCON | *97CMN1002122B* | 48000 | 50000 | 19 | 10.5 | 9 | 2 | 92 | 73 | 215675927
AIRQUEST | H5H0V48*K*AAA* | EVM5X60M24A*+WALLCON | *97CMN1002122B* | 48000 | 50000 | 19 | 10.5 | 9 | 2 | 92 | 73 | 215675926
HEIL | H5H0V48*K*AAA* | EVM5X60M24A*+WALLCON | *97CMN1002122B* | 48000 | 50000 | 19 | 10.5 | 9 | 2 | 92 | 73 | 215675925
BRYANT HEATING AND COOLING SYSTEMS | 290VAN048**AA* | CVAMA6024XMA*+UI | 987MC66100C21*** | 48000 | 50000 | 19 | 10.5 | 9 | 2 | 92 | 73 | 215675924
CARRIER | 27VNA048A*030* | CVAMA6024XMA*+UI | 59MN7C100C21**22 | 48000 | 50000 | 19 | 10.5 | 9 | 2 | 92 | 73 | 215675923
TEMPSTAR | T5H0V48*K*AAA* | EVM5X60M24A*+WALLCON | *95CSU1002122B* | 48000 | 50000 | 19 | 10 | 9 | 2.02 | 92 | 73 | 215675922
KENMORE | (C,H,T)5H0V48*K*AAA* | EVM5X60M24A*+WALLCON | *95CSU1002122B* | 48000 | 50000 | 19 | 10 | 9 | 2.02 | 92 | 73 | 215675921
KEEPRITE | C5H0V48*K*AAA* | EVM5X60M24A*+WALLCON | *95CSU1002122B* | 48000 | 50000 | 19 | 10 | 9 | 2.02 | 92 | 73 | 215675920
AIRQUEST | H5H0V48*K*AAA* | EVM5X61M24A*+WALLCON | *97CMN1202422B* | 48500 | 50000 | 19.5 | 10.5 | 9.5 | 2.12 | 93 | 74 | 215676066
HEIL | H5H0V48*K*AAA* | EVM5X61M24A*+WALLCON | *97CMN1202422B* | 48500 | 50000 | 19.5 | 10.5 | 9.5 | 2.12 | 93 | 74 | 215676065
BRYANT HEATING AND COOLING SYSTEMS | 290VAN048**AA* | CVAMA6124XMA*+UI | 987MC66120C24*** | 48500 | 50000 | 19.5 | 10.5 | 9.5 | 2.12 | 93 | 74 | 215676064
CARRIER | 27VNA048A*030* | CVAMA6124XMA*+UI | 59MN7C120C24**22 | 48500 | 50000 | 19.5 | 10.5 | 9.5 | 2.12 | 93 | 74 | 215676063
TEMPSTAR | T5H0V48*K*AAA* | EVM5X61M24A*+WALLCON | *97CMN1002122B* | 48500 | 50000 | 19.5 | 10.5 | 9.5 | 2.12 | 93 | 73 | 215676062
KENMORE | (C,H,T)5H0V48*K*AAA* | EVM5X61M24A*+WALLCON | *97CMN1002122B* | 48500 | 50000 | 19.5 | 10.5 | 9.5 | 2.12 | 93 | 73 | 215676061
KEEPRITE | C5H0V48*K*AAA* | EVM5X61M24A*+WALLCON | *97CMN1002122B* | 48500 | 50000 | 19.5 | 10.5 | 9.5 | 2.12 | 93 | 73 | 215676060
DAY & NIGHT | C5H0V48*K*AAA* | EVM5X61M24A*+WALLCON | *97CMN1002122B* | 48500 | 50000 | 19.5 | 10.5 | 9.5 | 2.12 | 93 | 73 | 215676059
COMFORTMAKER | C5H0V48*K*AAA* | EVM5X61M24A*+WALLCON | *97CMN1002122B* | 48500 | 50000 | 19.5 | 10.5 | 9.5 | 2.12 | 93 | 73 | 215676058
ARCOAIRE | H5H0V48*K*AAA* | EVM5X61M24A*+WALLCON | *97CMN1002122B* | 48500 | 50000 | 19.5 | 10.5 | 9.5 | 2.12 | 93 | 73 | 215676057
AIRQUEST | H5H0V48*K*AAA* | EVM5X61M24A*+WALLCON | *97CMN1002122B* | 48500 | 50000 | 19.5 | 10.5 | 9.5 | 2.12 | 93 | 73 | 215676056
HEIL | H5H0V48*K*AAA* | EVM5X61M24A*+WALLCON | *97CMN1002122B* | 48500 | 50000 | 19.5 | 10.5 | 9.5 | 2.12 | 93 | 73 | 215676055
BRYANT HEATING AND COOLING SYSTEMS | 290VAN048**AA* | CVAMA6124XMA*+UI | 987MC66100C21*** | 48500 | 50000 | 19.5 | 10.5 | 9.5 | 2.12 | 93 | 73 | 215676054
CARRIER | 27VNA048A*030* | CVAMA6124XMA*+UI | 59MN7C100C21**22 | 48500 | 50000 | 19.5 | 10.5 | 9.5 | 2.12 | 93 | 73 | 215676053
TEMPSTAR | T5H0V48*K*AAA* | EVM5X61M24A*+WALLCON | *97CMN0802120B* | 48500 | 50000 | 19 | 10.5 | 9.5 | 2.12 | 93 | 74 | 215676052
KENMORE | (C,H,T)5H0V48*K*AAA* | EVM5X61M24A*+WALLCON | *97CMN0802120B* | 48500 | 50000 | 19 | 10.5 | 9.5 | 2.12 | 93 | 74 | 215676051
KEEPRITE | C5H0V48*K*AAA* | EVM5X61M24A*+WALLCON | *97CMN0802120B* | 48500 | 50000 | 19 | 10.5 | 9.5 | 2.12 | 93 | 74 | 215676050
DAY & NIGHT | C5H0V48*K*AAA* | EVM5X61M24A*+WALLCON | *97CMN0802120B* | 48500 | 50000 | 19 | 10.5 | 9.5 | 2.12 | 93 | 74 | 215676049
COMFORTMAKER | C5H0V48*K*AAA* | EVM5X61M24A*+WALLCON | *97CMN0802120B* | 48500 | 50000 | 19 | 10.5 | 9.5 | 2.12 | 93 | 74 | 215676048
ARCOAIRE | H5H0V48*K*AAA* | EVM5X61M24A*+WALLCON | *97CMN0802120B* | 48500 | 50000 | 19 | 10.5 | 9.5 | 2.12 | 93 | 74 | 215676047
AIRQUEST | H5H0V48*K*AAA* | EVM5X61M24A*+WALLCON | *97CMN0802120B* | 48500 | 50000 | 19 | 10.5 | 9.5 | 2.12 | 93 | 74 | 215676046
HEIL | H5H0V48*K*AAA* | EVM5X61M24A*+WALLCON | *97CMN0802120B* | 48500 | 50000 | 19 | 10.5 | 9.5 | 2.12 | 93 | 74 | 215676045
COMFORTMAKER | C5H0V48*K*AAA* | EA*5X61M21A*+WALLCON | *80CTL0702120B* | 46000 | 48000 | 18 | 10 | 9 | 2.06 | 88 | 70 | 215674349
TEMPSTAR | T5H0V48*K*AAA* | EA*5X61M21A*+WALLCON | *80CSU1002120A* | 46000 | 48000 | 17.5 | 10 | 9 | 2.06 | 88 | 70 | 215674323
KENMORE | (C,H,T)5H0V48*K*AAA* | EA*5X61M21A*+WALLCON | *80CSU1002120A* | 46000 | 48000 | 17.5 | 10 | 9 | 2.06 | 88 | 70 | 215674322
KEEPRITE | C5H0V48*K*AAA* | EA*5X61M21A*+WALLCON | *80CSU1002120A* | 46000 | 48000 | 17.5 | 10 | 9 | 2.06 | 88 | 70 | 215674321
DAY & NIGHT | C5H0V48*K*AAA* | EA*5X61M21A*+WALLCON | *80CSU1002120A* | 46000 | 48000 | 17.5 | 10 | 9 | 2.06 | 88 | 70 | 215674320
COMFORTMAKER | C5H0V48*K*AAA* | EA*5X61M21A*+WALLCON | *80CSU1002120A* | 46000 | 48000 | 17.5 | 10 | 9 | 2.06 | 88 | 70 | 215674319
ARCOAIRE | H5H0V48*K*AAA* | EA*5X61M21A*+WALLCON | *80CSU1002120A* | 46000 | 48000 | 17.5 | 10 | 9 | 2.06 | 88 | 70 | 215674318
AIRQUEST | H5H0V48*K*AAA* | EA*5X61M21A*+WALLCON | *80CSU1002120A* | 46000 | 48000 | 17.5 | 10 | 9 | 2.06 | 88 | 70 | 215674317
HEIL | H5H0V48*K*AAA* | EA*5X61M21A*+WALLCON | *80CSU1002120A* | 46000 | 48000 | 17.5 | 10 | 9 | 2.06 | 88 | 70 | 215674316
BRYANT HEATING AND COOLING SYSTEMS | 290VAN048**AA* | CAA**6121AM*+UI | 83*CA60100C21*** | 46000 | 48000 | 17.5 | 10 | 9 | 2.06 | 88 | 70 | 215674315
CARRIER | 27VNA048A*030* | CAA**6121AM*+UI | 58CU*A100C21**20 | 46000 | 48000 | 17.5 | 10 | 9 | 2.06 | 88 | 70 | 215674314
TEMPSTAR | T5H0V48*K*AAA* | EA*5X61M21A*+WALLCON | *80CSU0802120A* | 46000 | 47500 | 18 | 10 | 9 | 2.08 | 88 | 71 | 215674313
KENMORE | (C,H,T)5H0V48*K*AAA* | EA*5X61M21A*+WALLCON | *80CSU0802120A* | 46000 | 47500 | 18 | 10 | 9 | 2.08 | 88 | 71 | 215674312
KEEPRITE | C5H0V48*K*AAA* | EA*5X61M21A*+WALLCON | *80CSU0802120A* | 46000 | 47500 | 18 | 10 | 9 | 2.08 | 88 | 71 | 215674311
DAY & NIGHT | C5H0V48*K*AAA* | EA*5X61M21A*+WALLCON | *80CSU0802120A* | 46000 | 47500 | 18 | 10 | 9 | 2.08 | 88 | 71 | 215674310
COMFORTMAKER | C5H0V48*K*AAA* | EA*5X61M21A*+WALLCON | *80CSU0802120A* | 46000 | 47500 | 18 | 10 | 9 | 2.08 | 88 | 71 | 215674309
ARCOAIRE | H5H0V48*K*AAA* | EA*5X61M21A*+WALLCON | *80CSU0802120A* | 46000 | 47500 | 18 | 10 | 9 | 2.08 | 88 | 71 | 215674308
AIRQUEST | H5H0V48*K*AAA* | EA*5X61M21A*+WALLCON | *80CSU0802120A* | 46000 | 47500 | 18 | 10 | 9 | 2.08 | 88 | 71 | 215674307
HEIL | H5H0V48*K*AAA* | EA*5X61M21A*+WALLCON | *80CSU0802120A* | 46000 | 47500 | 18 | 10 | 9 | 2.08 | 88 | 71 | 215674306
BRYANT HEATING AND COOLING SYSTEMS | 290VAN048**AA* | CAA**6121AM*+UI | 83*CA60080C21*** | 46000 | 47500 | 18 | 10 | 9 | 2.08 | 88 | 71 | 215674305
KEEPRITE | C5H0V48*K*AAA* | EA*5X60M24A*+WALLCON | *96CTN1202422B* | 45000 | 47500 | 18 | 10 | 9 | 2.06 | 87 | 71 | 215674291
DAY & NIGHT | C5H0V48*K*AAA* | EA*5X60M24A*+WALLCON | *96CTN1202422B* | 45000 | 47500 | 18 | 10 | 9 | 2.06 | 87 | 71 | 215674290
COMFORTMAKER | C5H0V48*K*AAA* | EA*5X60M24A*+WALLCON | *96CTN1202422B* | 45000 | 47500 | 18 | 10 | 9 | 2.06 | 87 | 71 | 215674289
ARCOAIRE | H5H0V48*K*AAA* | EA*5X60M24A*+WALLCON | *96CTN1202422B* | 45000 | 47500 | 18 | 10 | 9 | 2.06 | 87 | 71 | 215674288
AIRQUEST | H5H0V48*K*AAA* | EA*5X60M24A*+WALLCON | *96CTN1202422B* | 45000 | 47500 | 18 | 10 | 9 | 2.06 | 87 | 71 | 215674287
HEIL | H5H0V48*K*AAA* | EA*5X60M24A*+WALLCON | *96CTN1202422B* | 45000 | 47500 | 18 | 10 | 9 | 2.06 | 87 | 71 | 215674286
BRYANT HEATING AND COOLING SYSTEMS | 290VAN048**AA* | CAA**6024AM*+UI | 986TD66120C24*** | 45000 | 47500 | 18 | 10 | 9 | 2.06 | 87 | 71 | 215674285
CARRIER | 27VNA048A*030* | CAA**6024AM*+UI | 59TN6C120C24**22 | 45000 | 47500 | 18 | 10 | 9 | 2.06 | 87 | 71 | 215674284
TEMPSTAR | T5H0V48*K*AAA* | EA*5X60M24A*+WALLCON | *96CTN1002122B* | 45000 | 47500 | 18 | 10 | 9 | 2.06 | 87 | 71 | 215674283
KENMORE | (C,H,T)5H0V48*K*AAA* | EA*5X60M24A*+WALLCON | *96CTN1002122B* | 45000 | 47500 | 18 | 10 | 9 | 2.06 | 87 | 71 | 215674282
KEEPRITE | C5H0V48*K*AAA* | EA*5X60M24A*+WALLCON | *96CTN1002122B* | 45000 | 47500 | 18 | 10 | 9 | 2.06 | 87 | 71 | 215674281
DAY & NIGHT | C5H0V48*K*AAA* | EA*5X60M24A*+WALLCON | *96CTN1002122B* | 45000 | 47500 | 18 | 10 | 9 | 2.06 | 87 | 71 | 215674280
COMFORTMAKER | C5H0V48*K*AAA* | EA*5X60M24A*+WALLCON | *96CTN1002122B* | 45000 | 47500 | 18 | 10 | 9 | 2.06 | 87 | 71 | 215674279
ARCOAIRE | H5H0V48*K*AAA* | EA*5X60M24A*+WALLCON | *96CTN1002122B* | 45000 | 47500 | 18 | 10 | 9 | 2.06 | 87 | 71 | 215674278
AIRQUEST | H5H0V48*K*AAA* | EA*5X60M24A*+WALLCON | *96CTN1002122B* | 45000 | 47500 | 18 | 10 | 9 | 2.06 | 87 | 71 | 215674277
HEIL | H5H0V48*K*AAA* | EA*5X60M24A*+WALLCON | *96CTN1002122B* | 45000 | 47500 | 18 | 10 | 9 | 2.06 | 87 | 71 | 215674276
BRYANT HEATING AND COOLING SYSTEMS | 290VAN048**AA* | CAA**6024AM*+UI | 986TD66100C21*** | 45000 | 47500 | 18 | 10 | 9 | 2.06 | 87 | 71 | 215674275
CARRIER | 27VNA048A*030* | CAA**6024AM*+UI | 59TN6C100C21**22 | 45000 | 47500 | 18 | 10 | 9 | 2.06 | 87 | 71 | 215674274
TEMPSTAR | T5H0V48*K*AAA* | EA*5X60M24A*+WALLCON | *97CMN1202422B* | 45000 | 47500 | 18 | 10 | 9 | 2.06 | 88 | 71 | 215674273
KENMORE | (C,H,T)5H0V48*K*AAA* | EA*5X60M24A*+WALLCON | *97CMN1202422B* | 45000 | 47500 | 18 | 10 | 9 | 2.06 | 88 | 71 | 215674272
KEEPRITE | C5H0V48*K*AAA* | EA*5X60M24A*+WALLCON | *97CMN1202422B* | 45000 | 47500 | 18 | 10 | 9 | 2.06 | 88 | 71 | 215674271
DAY & NIGHT | C5H0V48*K*AAA* | EA*5X60M24A*+WALLCON | *97CMN1202422B* | 45000 | 47500 | 18 | 10 | 9 | 2.06 | 88 | 71 | 215674270
COMFORTMAKER | C5H0V48*K*AAA* | EA*5X60M24A*+WALLCON | *97CMN1202422B* | 45000 | 47500 | 18 | 10 | 9 | 2.06 | 88 | 71 | 215674269
ARCOAIRE | H5H0V48*K*AAA* | EA*5X60M24A*+WALLCON | *97CMN1202422B* | 45000 | 47500 | 18 | 10 | 9 | 2.06 | 88 | 71 | 215674268
ARCOAIRE | H5H0V48*K*AAA* | EA*5X60M24A*+WALLCON | *80CTL0902120B* | 45000 | 47500 | 18 | 10 | 9 | 2.08 | 87 | 70 | 215674188
AIRQUEST | H5H0V48*K*AAA* | EA*5X60M24A*+WALLCON | *80CTL0902120B* | 45000 | 47500 | 18 | 10 | 9 | 2.08 | 87 | 70 | 215674187
HEIL | H5H0V48*K*AAA* | EA*5X60M24A*+WALLCON | *80CTL0902120B* | 45000 | 47500 | 18 | 10 | 9 | 2.08 | 87 | 70 | 215674186
BRYANT HEATING AND COOLING SYSTEMS | 290VAN048**AA* | CAA**6024AM*+UI | 88*TB60090C21*** | 45000 | 47500 | 18 | 10 | 9 | 2.08 | 87 | 70 | 215674185
CARRIER | 27VNA048A*030* | CAA**6024AM*+UI | 58TN*B090C21**20 | 45000 | 47500 | 18 | 10 | 9 | 2.08 | 87 | 70 | 215674184
TEMPSTAR | T5H0V48*K*AAA* | EA*5X60M24A*+WALLCON | *80CTL0702120B* | 45000 | 47500 | 18 | 10 | 9 | 2.08 | 88 | 71 | 215674183
KENMORE | (C,H,T)5H0V48*K*AAA* | EA*5X60M24A*+WALLCON | *80CTL0702120B* | 45000 | 47500 | 18 | 10 | 9 | 2.08 | 88 | 71 | 215674182
KEEPRITE | C5H0V48*K*AAA* | EA*5X60M24A*+WALLCON | *80CTL0702120B* | 45000 | 47500 | 18 | 10 | 9 | 2.08 | 88 | 71 | 215674181
DAY & NIGHT | C5H0V48*K*AAA* | EA*5X60M24A*+WALLCON | *80CTL0702120B* | 45000 | 47500 | 18 | 10 | 9 | 2.08 | 88 | 71 | 215674180
COMFORTMAKER | C5H0V48*K*AAA* | EA*5X60M24A*+WALLCON | *80CTL0702120B* | 45000 | 47500 | 18 | 10 | 9 | 2.08 | 88 | 71 | 215674179
ARCOAIRE | H5H0V48*K*AAA* | EA*5X60M24A*+WALLCON | *80CTL0702120B* | 45000 | 47500 | 18 | 10 | 9 | 2.08 | 88 | 71 | 215674178
AIRQUEST | H5H0V48*K*AAA* | EA*5X60M24A*+WALLCON | *80CTL0702120B* | 45000 | 47500 | 18 | 10 | 9 | 2.08 | 88 | 71 | 215674177
HEIL | H5H0V48*K*AAA* | EA*5X60M24A*+WALLCON | *80CTL0702120B* | 45000 | 47500 | 18 | 10 | 9 | 2.08 | 88 | 71 | 215674176
BRYANT HEATING AND COOLING SYSTEMS | 290VAN048**AA* | CAA**6024AM*+UI | 88*TB60070C21*** | 45000 | 47500 | 18 | 10 | 9 | 2.08 | 88 | 71 | 215674175
CARRIER | 27VNA048A*030* | CAA**6024AM*+UI | 58TN*B070C21**20 | 45000 | 47500 | 18 | 10 | 9 | 2.08 | 88 | 71 | 215674174
KENMORE | (C,H,T)5H0V48*K*AAA* | EA*5X60M24A*+WALLCON | *80CTL1102120B* | 45000 | 47500 | 18 | 10 | 9 | 2.08 | 87 | 70 | 215674202
KEEPRITE | C5H0V48*K*AAA* | EA*5X60M24A*+WALLCON | *80CTL1102120B* | 45000 | 47500 | 18 | 10 | 9 | 2.08 | 87 | 70 | 215674201
DAY & NIGHT | C5H0V48*K*AAA* | EA*5X60M24A*+WALLCON | *80CTL1102120B* | 45000 | 47500 | 18 | 10 | 9 | 2.08 | 87 | 70 | 215674200
COMFORTMAKER | C5H0V48*K*AAA* | EA*5X60M24A*+WALLCON | *80CTL1102120B* | 45000 | 47500 | 18 | 10 | 9 | 2.08 | 87 | 70 | 215674199
ARCOAIRE | H5H0V48*K*AAA* | EA*5X60M24A*+WALLCON | *80CTL1102120B* | 45000 | 47500 | 18 | 10 | 9 | 2.08 | 87 | 70 | 215674198
AIRQUEST | H5H0V48*K*AAA* | EA*5X60M24A*+WALLCON | *80CTL1102120B* | 45000 | 47500 | 18 | 10 | 9 | 2.08 | 87 | 70 | 215674197
HEIL | H5H0V48*K*AAA* | EA*5X60M24A*+WALLCON | *80CTL1102120B* | 45000 | 47500 | 18 | 10 | 9 | 2.08 | 87 | 70 | 215674196
BRYANT HEATING AND COOLING SYSTEMS | 290VAN048**AA* | CAA**6024AM*+UI | 88*TB60110C21*** | 45000 | 47500 | 18 | 10 | 9 | 2.08 | 87 | 70 | 215674195
CARRIER | 27VNA048A*030* | CAA**6024AM*+UI | 58TN*B110C21**20 | 45000 | 47500 | 18 | 10 | 9 | 2.08 | 87 | 70 | 215674194
TEMPSTAR | T5H0V48*K*AAA* | EA*5X60M24A*+WALLCON | *80CTL0902120B* | 45000 | 47500 | 18 | 10 | 9 | 2.08 | 87 | 70 | 215674193
KENMORE | (C,H,T)5H0V48*K*AAA* | EA*5X60M24A*+WALLCON | *80CTL0902120B* | 45000 | 47500 | 18 | 10 | 9 | 2.08 | 87 | 70 | 215674192
KEEPRITE | C5H0V48*K*AAA* | EA*5X60M24A*+WALLCON | *80CTL0902120B* | 45000 | 47500 | 18 | 10 | 9 | 2.08 | 87 | 70 | 215674191
DAY & NIGHT | C5H0V48*K*AAA* | EA*5X60M24A*+WALLCON | *80CTL0902120B* | 45000 | 47500 | 18 | 10 | 9 | 2.08 | 87 | 70 | 215674190
COMFORTMAKER | C5H0V48*K*AAA* | EA*5X60M24A*+WALLCON | *80CTL0902120B* | 45000 | 47500 | 18 | 10 | 9 | 2.08 | 87 | 70 | 215674189
TEMPSTAR | T5H0V48*K*AAA* | EA*5X60M24A*+WALLCON | *80CSU1002120A* | 45000 | 47500 | 17.5 | 10 | 9 | 2.06 | 88 | 71 | 215674173
KENMORE | (C,H,T)5H0V48*K*AAA* | EA*5X60M24A*+WALLCON | *80CSU1002120A* | 45000 | 47500 | 17.5 | 10 | 9 | 2.06 | 88 | 71 | 215674172
AIRQUEST | H5H0V36*K*AAA* | EA*5X61M24A*+WALLCON | *80CTL1102120B* | 35000 | 34400 | 18.5 | 10.5 | 9 | 1.92 | 87 | 72 | 215669645
HEIL | H5H0V36*K*AAA* | EA*5X61M24A*+WALLCON | *80CTL1102120B* | 35000 | 34400 | 18.5 | 10.5 | 9 | 1.92 | 87 | 72 | 215669644
BRYANT HEATING AND COOLING SYSTEMS | 290VAN036**AA* | CAA**6124AM*+UI | 88*TB60110C21*** | 35000 | 34400 | 18.5 | 10.5 | 9 | 1.92 | 87 | 72 | 215669643
CARRIER | 27VNA036A*030* | CAA**6124AM*+UI | 58TN*B110C21**20 | 35000 | 34400 | 18.5 | 10.5 | 9 | 1.92 | 87 | 72 | 215669642
TEMPSTAR | T5H0V36*K*AAA* | EA*5X61M24A*+WALLCON | *80CTL0902120B* | 35000 | 34400 | 18.5 | 10.5 | 9 | 1.92 | 87 | 72 | 215669641
KENMORE | (C,H,T)5H0V36*K*AAA* | EA*5X61M24A*+WALLCON | *80CTL0902120B* | 35000 | 34400 | 18.5 | 10.5 | 9 | 1.92 | 87 | 72 | 215669640
KEEPRITE | C5H0V36*K*AAA* | EA*5X61M24A*+WALLCON | *80CTL0902120B* | 35000 | 34400 | 18.5 | 10.5 | 9 | 1.92 | 87 | 72 | 215669639
DAY & NIGHT | C5H0V36*K*AAA* | EA*5X61M24A*+WALLCON | *80CTL0902120B* | 35000 | 34400 | 18.5 | 10.5 | 9 | 1.92 | 87 | 72 | 215669638
COMFORTMAKER | C5H0V36*K*AAA* | EA*5X61M24A*+WALLCON | *80CTL0902120B* | 35000 | 34400 | 18.5 | 10.5 | 9 | 1.92 | 87 | 72 | 215669637
ARCOAIRE | H5H0V36*K*AAA* | EA*5X61M24A*+WALLCON | *80CTL0902120B* | 35000 | 34400 | 18.5 | 10.5 | 9 | 1.92 | 87 | 72 | 215669636
AIRQUEST | H5H0V36*K*AAA* | EA*5X61M24A*+WALLCON | *80CTL0902120B* | 35000 | 34400 | 18.5 | 10.5 | 9 | 1.92 | 87 | 72 | 215669635
HEIL | H5H0V36*K*AAA* | EA*5X61M24A*+WALLCON | *80CTL0902120B* | 35000 | 34400 | 18.5 | 10.5 | 9 | 1.92 | 87 | 72 | 215669634
BRYANT HEATING AND COOLING SYSTEMS | 290VAN036**AA* | CAA**6124AM*+UI | 88*TB60090C21*** | 35000 | 34400 | 18.5 | 10.5 | 9 | 1.92 | 87 | 72 | 215669633
CARRIER | 27VNA036A*030* | CAA**6124AM*+UI | 58TN*B090C21**20 | 35000 | 34400 | 18.5 | 10.5 | 9 | 1.92 | 87 | 72 | 215669632
TEMPSTAR | T5H0V36*K*AAA* | EA*5X61M24A*+WALLCON | *80CTL0702120B* | 34800 | 34400 | 18.5 | 10 | 9 | 1.92 | 87 | 72 | 215669631
KENMORE | (C,H,T)5H0V36*K*AAA* | EA*5X61M24A*+WALLCON | *80CTL0702120B* | 34800 | 34400 | 18.5 | 10 | 9 | 1.92 | 87 | 72 | 215669630
KEEPRITE | C5H0V36*K*AAA* | EA*5X61M24A*+WALLCON | *80CTL0702120B* | 34800 | 34400 | 18.5 | 10 | 9 | 1.92 | 87 | 72 | 215669629
DAY & NIGHT | C5H0V36*K*AAA* | EA*5X61M24A*+WALLCON | *80CTL0702120B* | 34800 | 34400 | 18.5 | 10 | 9 | 1.92 | 87 | 72 | 215669628
COMFORTMAKER | C5H0V36*K*AAA* | EA*5X61M24A*+WALLCON | *80CTL0702120B* | 34800 | 34400 | 18.5 | 10 | 9 | 1.92 | 87 | 72 | 215669627
ARCOAIRE | H5H0V36*K*AAA* | EA*5X61M24A*+WALLCON | *80CTL0702120B* | 34800 | 34400 | 18.5 | 10 | 9 | 1.92 | 87 | 72 | 215669626
AIRQUEST | H5H0V36*K*AAA* | EA*5X61M24A*+WALLCON | *80CTL0702120B* | 34800 | 34400 | 18.5 | 10 | 9 | 1.92 | 87 | 72 | 215669625
HEIL | H5H0V36*K*AAA* | EA*5X61M24A*+WALLCON | *80CTL0702120B* | 34800 | 34400 | 18.5 | 10 | 9 | 1.92 | 87 | 72 | 215669624
BRYANT HEATING AND COOLING SYSTEMS | 290VAN036**AA* | CAA**6124AM*+UI | 88*TB60070C21*** | 34800 | 34400 | 18.5 | 10 | 9 | 1.92 | 87 | 72 | 215669623
CARRIER | 27VNA036A*030* | CAA**6124AM*+UI | 58TN*B070C21**20 | 34800 | 34400 | 18.5 | 10 | 9 | 1.92 | 87 | 72 | 215669622
TEMPSTAR | T5H0V36*K*AAA* | EA*5X61M24A*+WALLCON | *80CSU1002120A* | 34800 | 34400 | 18 | 10 | 9 | 1.92 | 87 | 72 | 215669621
KENMORE | (C,H,T)5H0V36*K*AAA* | EA*5X61M24A*+WALLCON | *80CSU1002120A* | 34800 | 34400 | 18 | 10 | 9 | 1.92 | 87 | 72 | 215669620
KEEPRITE | C5H0V36*K*AAA* | EA*5X61M24A*+WALLCON | *80CSU1002120A* | 34800 | 34400 | 18 | 10 | 9 | 1.92 | 87 | 72 | 215669619
DAY & NIGHT | C5H0V36*K*AAA* | EA*5X61M24A*+WALLCON | *80CSU1002120A* | 34800 | 34400 | 18 | 10 | 9 | 1.92 | 87 | 72 | 215669618
COMFORTMAKER | C5H0V36*K*AAA* | EA*5X61M24A*+WALLCON | *80CSU1002120A* | 34800 | 34400 | 18 | 10 | 9 | 1.92 | 87 | 72 | 215669617
ARCOAIRE | H5H0V36*K*AAA* | EA*5X61M24A*+WALLCON | *80CSU1002120A* | 34800 | 34400 | 18 | 10 | 9 | 1.92 | 87 | 72 | 215669616
AIRQUEST | H5H0V36*K*AAA* | EA*5X61M24A*+WALLCON | *80CSU1002120A* | 34800 | 34400 | 18 | 10 | 9 | 1.92 | 87 | 72 | 215669615
HEIL | H5H0V36*K*AAA* | EA*5X61M24A*+WALLCON | *80CSU1002120A* | 34800 | 34400 | 18 | 10 | 9 | 1.92 | 87 | 72 | 215669614
BRYANT HEATING AND COOLING SYSTEMS | 290VAN036**AA* | CAA**6124AM*+UI | 83*CA60100C21*** | 34800 | 34400 | 18 | 10 | 9 | 1.92 | 87 | 72 | 215669613
CARRIER | 27VNA036A*030* | CAA**6124AM*+UI | 58CU*A100C21**20 | 34800 | 34400 | 18 | 10 | 9 | 1.92 | 87 | 72 | 215669612
TEMPSTAR | T5H0V36*K*AAA* | EA*5X61M21A*+WALLCON | *96CTN1002122B* | 34800 | 34400 | 18.5 | 10.5 | 9 | 1.92 | 87 | 72 | 215669611
KENMORE | (C,H,T)5H0V36*K*AAA* | EA*5X61M21A*+WALLCON | *96CTN1002122B* | 34800 | 34400 | 18.5 | 10.5 | 9 | 1.92 | 87 | 72 | 215669610
KEEPRITE | C5H0V36*K*AAA* | EA*5X61M21A*+WALLCON | *96CTN1002122B* | 34800 | 34400 | 18.5 | 10.5 | 9 | 1.92 | 87 | 72 | 215669609
DAY & NIGHT | C5H0V36*K*AAA* | EA*5X61M21A*+WALLCON | *96CTN1002122B* | 34800 | 34400 | 18.5 | 10.5 | 9 | 1.92 | 87 | 72 | 215669608
COMFORTMAKER | C5H0V36*K*AAA* | EA*5X61M21A*+WALLCON | *96CTN1002122B* | 34800 | 34400 | 18.5 | 10.5 | 9 | 1.92 | 87 | 72 | 215669607
ARCOAIRE | H5H0V36*K*AAA* | EA*5X61M21A*+WALLCON | *96CTN1002122B* | 34800 | 34400 | 18.5 | 10.5 | 9 | 1.92 | 87 | 72 | 215669606
AIRQUEST | H5H0V36*K*AAA* | EA*5X61M21A*+WALLCON | *96CTN1002122B* | 34800 | 34400 | 18.5 | 10.5 | 9 | 1.92 | 87 | 72 | 215669605
HEIL | H5H0V36*K*AAA* | EA*5X61M21A*+WALLCON | *96CTN1002122B* | 34800 | 34400 | 18.5 | 10.5 | 9 | 1.92 | 87 | 72 | 215669604
BRYANT HEATING AND COOLING SYSTEMS | 290VAN036**AA* | CAA**6121AM*+UI | 986TD66100C21*** | 34800 | 34400 | 18.5 | 10.5 | 9 | 1.92 | 87 | 72 | 215669603
CARRIER | 27VNA036A*030* | CAA**6121AM*+UI | 59TN6C100C21**22 | 34800 | 34400 | 18.5 | 10.5 | 9 | 1.92 | 87 | 72 | 215669602
TEMPSTAR | T5H0V36*K*AAA* | EA*5X61M21A*+WALLCON | *96CTN0801714B* | 34600 | 34600 | 18 | 10 | 9 | 1.9 | 87 | 72 | 215669601
KENMORE | (C,H,T)5H0V36*K*AAA* | EA*5X61M21A*+WALLCON | *96CTN0801714B* | 34600 | 34600 | 18 | 10 | 9 | 1.9 | 87 | 72 | 215669600
KEEPRITE | C5H0V36*K*AAA* | EA*5X61M21A*+WALLCON | *96CTN0801714B* | 34600 | 34600 | 18 | 10 | 9 | 1.9 | 87 | 72 | 215669599
DAY & NIGHT | C5H0V36*K*AAA* | EA*5X61M21A*+WALLCON | *96CTN0801714B* | 34600 | 34600 | 18 | 10 | 9 | 1.9 | 87 | 72 | 215669598
COMFORTMAKER | C5H0V36*K*AAA* | EA*5X61M21A*+WALLCON | *96CTN0801714B* | 34600 | 34600 | 18 | 10 | 9 | 1.9 | 87 | 72 | 215669597
ARCOAIRE | H5H0V36*K*AAA* | EA*5X61M21A*+WALLCON | *96CTN0801714B* | 34600 | 34600 | 18 | 10 | 9 | 1.9 | 87 | 72 | 215669596
AIRQUEST | H5H0V36*K*AAA* | EA*5X61M21A*+WALLCON | *96CTN0801714B* | 34600 | 34600 | 18 | 10 | 9 | 1.9 | 87 | 72 | 215669595
HEIL | H5H0V36*K*AAA* | EA*5X61M21A*+WALLCON | *96CTN0801714B* | 34600 | 34600 | 18 | 10 | 9 | 1.9 | 87 | 72 | 215669594
BRYANT HEATING AND COOLING SYSTEMS | 290VAN036**AA* | CAA**6121AM*+UI | 986TD42080C17*** | 34600 | 34600 | 18 | 10 | 9 | 1.9 | 87 | 72 | 215669593
CARRIER | 27VNA036A*030* | CAA**6121AM*+UI | 59TN6C080C17**14 | 34600 | 34600 | 18 | 10 | 9 | 1.9 | 87 | 72 | 215669592
TEMPSTAR | T5H0V36*K*AAA* | EA*5X61M21A*+WALLCON | *96CTN0601714B* | 34600 | 34600 | 18 | 10 | 9 | 1.9 | 87 | 72 | 215669591
KENMORE | (C,H,T)5H0V36*K*AAA* | EA*5X61M21A*+WALLCON | *96CTN0601714B* | 34600 | 34600 | 18 | 10 | 9 | 1.9 | 87 | 72 | 215669590
AIRQUEST | H5H0V48*K*AAA* | EVD5X60M21A*+WALLCON | *95CSU0802120B* | 48000 | 50000 | 18.5 | 10 | 9 | 2 | 93 | 74 | 215676506
HEIL | H5H0V48*K*AAA* | EVD5X60M21A*+WALLCON | *95CSU0802120B* | 48000 | 50000 | 18.5 | 10 | 9 | 2 | 93 | 74 | 215676505
BRYANT HEATING AND COOLING SYSTEMS | 290VAN048**AA* | CVAVA6021XMA*+UI | 935CB60080C21*** | 48000 | 50000 | 18.5 | 10 | 9 | 2 | 93 | 74 | 215676504
CARRIER | 27VNA048A*030* | CVAVA6021XMA*+UI | 59CU5B080C21**20 | 48000 | 50000 | 18.5 | 10 | 9 | 2 | 93 | 74 | 215676503
TEMPSTAR | T5H0V48*K*AAA* | EVD5X60M21A*+WALLCON | *95CSU0601716B* | 47500 | 50000 | 18 | 10 | 9 | 1.98 | 94 | 74 | 215676502
KENMORE | (C,H,T)5H0V48*K*AAA* | EVD5X60M21A*+WALLCON | *95CSU0601716B* | 47500 | 50000 | 18 | 10 | 9 | 1.98 | 94 | 74 | 215676501
KEEPRITE | C5H0V48*K*AAA* | EVD5X60M21A*+WALLCON | *95CSU0601716B* | 47500 | 50000 | 18 | 10 | 9 | 1.98 | 94 | 74 | 215676500
DAY & NIGHT | C5H0V48*K*AAA* | EVD5X60M21A*+WALLCON | *95CSU0601716B* | 47500 | 50000 | 18 | 10 | 9 | 1.98 | 94 | 74 | 215676499
COMFORTMAKER | C5H0V48*K*AAA* | EVD5X60M21A*+WALLCON | *95CSU0601716B* | 47500 | 50000 | 18 | 10 | 9 | 1.98 | 94 | 74 | 215676498
ARCOAIRE | H5H0V48*K*AAA* | EVD5X60M21A*+WALLCON | *95CSU0601716B* | 47500 | 50000 | 18 | 10 | 9 | 1.98 | 94 | 74 | 215676497
AIRQUEST | H5H0V48*K*AAA* | EVD5X60M21A*+WALLCON | *95CSU0601716B* | 47500 | 50000 | 18 | 10 | 9 | 1.98 | 94 | 74 | 215676496
HEIL | H5H0V48*K*AAA* | EVD5X60M21A*+WALLCON | *95CSU0601716B* | 47500 | 50000 | 18 | 10 | 9 | 1.98 | 94 | 74 | 215676495
BRYANT HEATING AND COOLING SYSTEMS | 290VAN048**AA* | CVAVA6021XMA*+UI | 935CB48060C17*** | 47500 | 50000 | 18 | 10 | 9 | 1.98 | 94 | 74 | 215676494
CARRIER | 27VNA048A*030* | CVAVA6021XMA*+UI | 59CU5B060C17**16 | 47500 | 50000 | 18 | 10 | 9 | 1.98 | 94 | 74 | 215676493
TEMPSTAR | T5H0V48*K*AAA* | EVD5X60M21A*+WALLCON | *80CTL1102120B* | 48000 | 50000 | 19 | 10.5 | 9.5 | 2.1 | 93 | 73 | 215676492
KENMORE | (C,H,T)5H0V48*K*AAA* | EVD5X60M21A*+WALLCON | *80CTL1102120B* | 48000 | 50000 | 19 | 10.5 | 9.5 | 2.1 | 93 | 73 | 215676491
KEEPRITE | C5H0V48*K*AAA* | EVD5X60M21A*+WALLCON | *80CTL1102120B* | 48000 | 50000 | 19 | 10.5 | 9.5 | 2.1 | 93 | 73 | 215676490
DAY & NIGHT | C5H0V48*K*AAA* | EVD5X60M21A*+WALLCON | *80CTL1102120B* | 48000 | 50000 | 19 | 10.5 | 9.5 | 2.1 | 93 | 73 | 215676489
COMFORTMAKER | C5H0V48*K*AAA* | EVD5X60M21A*+WALLCON | *80CTL1102120B* | 48000 | 50000 | 19 | 10.5 | 9.5 | 2.1 | 93 | 73 | 215676488
ARCOAIRE | H5H0V48*K*AAA* | EVD5X60M21A*+WALLCON | *80CTL1102120B* | 48000 | 50000 | 19 | 10.5 | 9.5 | 2.1 | 93 | 73 | 215676487
AIRQUEST | H5H0V48*K*AAA* | EVD5X60M21A*+WALLCON | *80CTL1102120B* | 48000 | 50000 | 19 | 10.5 | 9.5 | 2.1 | 93 | 73 | 215676486
HEIL | H5H0V48*K*AAA* | EVD5X60M21A*+WALLCON | *80CTL1102120B* | 48000 | 50000 | 19 | 10.5 | 9.5 | 2.1 | 93 | 73 | 215676485
BRYANT HEATING AND COOLING SYSTEMS | 290VAN048**AA* | CVAVA6021XMA*+UI | 88*TB60110C21*** | 48000 | 50000 | 19 | 10.5 | 9.5 | 2.1 | 93 | 73 | 215676484
CARRIER | 27VNA048A*030* | CVAVA6021XMA*+UI | 58TN*B110C21**20 | 48000 | 50000 | 19 | 10.5 | 9.5 | 2.1 | 93 | 73 | 215676483
TEMPSTAR | T5H0V48*K*AAA* | EVD5X60M21A*+WALLCON | *80CTL0902120B* | 48000 | 50000 | 19 | 10.5 | 9.5 | 2.12 | 93 | 73 | 215676482
KENMORE | (C,H,T)5H0V48*K*AAA* | EVD5X60M21A*+WALLCON | *80CTL0902120B* | 48000 | 50000 | 19 | 10.5 | 9.5 | 2.12 | 93 | 73 | 215676481
KEEPRITE | C5H0V48*K*AAA* | EVD5X60M21A*+WALLCON | *80CTL0902120B* | 48000 | 50000 | 19 | 10.5 | 9.5 | 2.12 | 93 | 73 | 215676480
DAY & NIGHT | C5H0V48*K*AAA* | EVD5X60M21A*+WALLCON | *80CTL0902120B* | 48000 | 50000 | 19 | 10.5 | 9.5 | 2.12 | 93 | 73 | 215676479
COMFORTMAKER | C5H0V48*K*AAA* | EVD5X60M21A*+WALLCON | *80CTL0902120B* | 48000 | 50000 | 19 | 10.5 | 9.5 | 2.12 | 93 | 73 | 215676478
ARCOAIRE | H5H0V48*K*AAA* | EVD5X60M21A*+WALLCON | *80CTL0902120B* | 48000 | 50000 | 19 | 10.5 | 9.5 | 2.12 | 93 | 73 | 215676477
AIRQUEST | H5H0V48*K*AAA* | EVD5X60M21A*+WALLCON | *80CTL0902120B* | 48000 | 50000 | 19 | 10.5 | 9.5 | 2.12 | 93 | 73 | 215676476
HEIL | H5H0V48*K*AAA* | EVD5X60M21A*+WALLCON | *80CTL0902120B* | 48000 | 50000 | 19 | 10.5 | 9.5 | 2.12 | 93 | 73 | 215676475
BRYANT HEATING AND COOLING SYSTEMS | 290VAN048**AA* | CVAVA6021XMA*+UI | 88*TB60090C21*** | 48000 | 50000 | 19 | 10.5 | 9.5 | 2.12 | 93 | 73 | 215676474
CARRIER | 27VNA048A*030* | CVAVA6021XMA*+UI | 58TN*B090C21**20 | 48000 | 50000 | 19 | 10.5 | 9.5 | 2.12 | 93 | 73 | 215676473
TEMPSTAR | T5H0V48*K*AAA* | EVD5X60M21A*+WALLCON | *80CTL0901716B* | 48000 | 50000 | 19 | 10 | 9 | 1.98 | 93 | 74 | 215676472
KENMORE | (C,H,T)5H0V48*K*AAA* | EVD5X60M21A*+WALLCON | *80CTL0901716B* | 48000 | 50000 | 19 | 10 | 9 | 1.98 | 93 | 74 | 215676471
DAY & NIGHT | C5H0V48*K*AAA* | EVD5X60M21A*+WALLCON | *80CTL0901716B* | 48000 | 50000 | 19 | 10 | 9 | 1.98 | 93 | 74 | 215676469
KEEPRITE | C5H0V48*K*AAA* | EVD5X60M21A*+WALLCON | *80CTL0901716B* | 48000 | 50000 | 19 | 10 | 9 | 1.98 | 93 | 74 | 215676470
COMFORTMAKER | C5H0V48*K*AAA* | EVD5X60M21A*+WALLCON | *80CTL0901716B* | 48000 | 50000 | 19 | 10 | 9 | 1.98 | 93 | 74 | 215676468
ARCOAIRE | H5H0V48*K*AAA* | EVD5X60M21A*+WALLCON | *80CTL0901716B* | 48000 | 50000 | 19 | 10 | 9 | 1.98 | 93 | 74 | 215676467
AIRQUEST | H5H0V48*K*AAA* | EVD5X60M21A*+WALLCON | *80CTL0901716B* | 48000 | 50000 | 19 | 10 | 9 | 1.98 | 93 | 74 | 215676466
HEIL | H5H0V48*K*AAA* | EVD5X60M21A*+WALLCON | *80CTL0901716B* | 48000 | 50000 | 19 | 10 | 9 | 1.98 | 93 | 74 | 215676465
BRYANT HEATING AND COOLING SYSTEMS | 290VAN048**AA* | CVAVA6021XMA*+UI | 88*TB48090C17*** | 48000 | 50000 | 19 | 10 | 9 | 1.98 | 93 | 74 | 215676464
CARRIER | 27VNA048A*030* | CVAVA6021XMA*+UI | 58TN*B090C17**16 | 48000 | 50000 | 19 | 10 | 9 | 1.98 | 93 | 74 | 215676463
TEMPSTAR | T5H0V48*K*AAA* | EVD5X60M21A*+WALLCON | *80CTL0702120B* | 48000 | 50000 | 19 | 10 | 9 | 2 | 93 | 74 | 215676462
KENMORE | (C,H,T)5H0V48*K*AAA* | EVD5X60M21A*+WALLCON | *80CTL0702120B* | 48000 | 50000 | 19 | 10 | 9 | 2 | 93 | 74 | 215676461
KEEPRITE | C5H0V48*K*AAA* | EVD5X60M21A*+WALLCON | *80CTL0702120B* | 48000 | 50000 | 19 | 10 | 9 | 2 | 93 | 74 | 215676460
DAY & NIGHT | C5H0V48*K*AAA* | EVD5X60M21A*+WALLCON | *80CTL0702120B* | 48000 | 50000 | 19 | 10 | 9 | 2 | 93 | 74 | 215676459
COMFORTMAKER | C5H0V48*K*AAA* | EVD5X60M21A*+WALLCON | *80CTL0702120B* | 48000 | 50000 | 19 | 10 | 9 | 2 | 93 | 74 | 215676458
ARCOAIRE | H5H0V48*K*AAA* | EVD5X60M21A*+WALLCON | *80CTL0702120B* | 48000 | 50000 | 19 | 10 | 9 | 2 | 93 | 74 | 215676457
AIRQUEST | H5H0V48*K*AAA* | EVD5X60M21A*+WALLCON | *80CTL0702120B* | 48000 | 50000 | 19 | 10 | 9 | 2 | 93 | 74 | 215676456
HEIL | H5H0V48*K*AAA* | EVD5X60M21A*+WALLCON | *80CTL0702120B* | 48000 | 50000 | 19 | 10 | 9 | 2 | 93 | 74 | 215676455
BRYANT HEATING AND COOLING SYSTEMS | 290VAN048**AA* | CVAVA6021XMA*+UI | 88*TB60070C21*** | 48000 | 50000 | 19 | 10 | 9 | 2 | 93 | 74 | 215676454
CARRIER | 27VNA048A*030* | CVAVA6021XMA*+UI | 58TN*B070C21**20 | 48000 | 50000 | 19 | 10 | 9 | 2 | 93 | 74 | 215676453
TEMPSTAR | T5H0V48*K*AAA* | EVD5X60M21A*+WALLCON | *80CTL0701716B* | 48000 | 50000 | 18.5 | 10 | 9 | 2 | 94 | 74 | 215676452
KENMORE | (C,H,T)5H0V48*K*AAA* | EVD5X60M21A*+WALLCON | *80CTL0701716B* | 48000 | 50000 | 18.5 | 10 | 9 | 2 | 94 | 74 | 215676451
TEMPSTAR | T5H0V36*K*AAA* | EA*5X43M21A*+WALLCON | *80CSU1002120A* | 34400 | 35400 | 17.5 | 10 | 9 | 1.9 | 86 | 71 | 215668971
KENMORE | (C,H,T)5H0V36*K*AAA* | EA*5X43M21A*+WALLCON | *80CSU1002120A* | 34400 | 35400 | 17.5 | 10 | 9 | 1.9 | 86 | 71 | 215668970
KEEPRITE | C5H0V36*K*AAA* | EA*5X43M21A*+WALLCON | *80CSU1002120A* | 34400 | 35400 | 17.5 | 10 | 9 | 1.9 | 86 | 71 | 215668969
DAY & NIGHT | C5H0V36*K*AAA* | EA*5X43M21A*+WALLCON | *80CSU1002120A* | 34400 | 35400 | 17.5 | 10 | 9 | 1.9 | 86 | 71 | 215668968
COMFORTMAKER | C5H0V36*K*AAA* | EA*5X43M21A*+WALLCON | *80CSU1002120A* | 34400 | 35400 | 17.5 | 10 | 9 | 1.9 | 86 | 71 | 215668967
ARCOAIRE | H5H0V36*K*AAA* | EA*5X43M21A*+WALLCON | *80CSU1002120A* | 34400 | 35400 | 17.5 | 10 | 9 | 1.9 | 86 | 71 | 215668966
AIRQUEST | H5H0V36*K*AAA* | EA*5X43M21A*+WALLCON | *80CSU1002120A* | 34400 | 35400 | 17.5 | 10 | 9 | 1.9 | 86 | 71 | 215668965
HEIL | H5H0V36*K*AAA* | EA*5X43M21A*+WALLCON | *80CSU1002120A* | 34400 | 35400 | 17.5 | 10 | 9 | 1.9 | 86 | 71 | 215668964
TEMPSTAR | T5H0V36*K*AAA* | EA*5X43M21A*+WALLCON | *80CSU0401712A* | 34400 | 35200 | 18 | 10 | 9 | 1.88 | 86 | 72 | 215668955
KENMORE | (C,H,T)5H0V36*K*AAA* | EA*5X43M21A*+WALLCON | *80CSU0401712A* | 34400 | 35200 | 18 | 10 | 9 | 1.88 | 86 | 72 | 215668954
KEEPRITE | C5H0V36*K*AAA* | EA*5X43M21A*+WALLCON | *80CSU0401712A* | 34400 | 35200 | 18 | 10 | 9 | 1.88 | 86 | 72 | 215668953
DAY & NIGHT | C5H0V36*K*AAA* | EA*5X43M21A*+WALLCON | *80CSU0401712A* | 34400 | 35200 | 18 | 10 | 9 | 1.88 | 86 | 72 | 215668952
COMFORTMAKER | C5H0V36*K*AAA* | EA*5X43M21A*+WALLCON | *80CSU0401712A* | 34400 | 35200 | 18 | 10 | 9 | 1.88 | 86 | 72 | 215668951
ARCOAIRE | H5H0V36*K*AAA* | EA*5X43M21A*+WALLCON | *80CSU0401712A* | 34400 | 35200 | 18 | 10 | 9 | 1.88 | 86 | 72 | 215668950
AIRQUEST | H5H0V36*K*AAA* | EA*5X43M21A*+WALLCON | *80CSU0401712A* | 34400 | 35200 | 18 | 10 | 9 | 1.88 | 86 | 72 | 215668949
HEIL | H5H0V36*K*AAA* | EA*5X43M21A*+WALLCON | *80CSU0401712A* | 34400 | 35200 | 18 | 10 | 9 | 1.88 | 86 | 72 | 215668948
TEMPSTAR | T5H0V36*K*AAA* | EA*5X42M21A*+WALLCON | *96CTN1002122B* | 33200 | 35800 | 17.5 | 10 | 9 | 1.84 | 87 | 72 | 215668947
KENMORE | (C,H,T)5H0V36*K*AAA* | EA*5X42M21A*+WALLCON | *96CTN1002122B* | 33200 | 35800 | 17.5 | 10 | 9 | 1.84 | 87 | 72 | 215668946
KEEPRITE | C5H0V36*K*AAA* | EA*5X42M21A*+WALLCON | *96CTN1002122B* | 33200 | 35800 | 17.5 | 10 | 9 | 1.84 | 87 | 72 | 215668945
DAY & NIGHT | C5H0V36*K*AAA* | EA*5X42M21A*+WALLCON | *96CTN1002122B* | 33200 | 35800 | 17.5 | 10 | 9 | 1.84 | 87 | 72 | 215668944
COMFORTMAKER | C5H0V36*K*AAA* | EA*5X42M21A*+WALLCON | *96CTN1002122B* | 33200 | 35800 | 17.5 | 10 | 9 | 1.84 | 87 | 72 | 215668943
ARCOAIRE | H5H0V36*K*AAA* | EA*5X42M21A*+WALLCON | *96CTN1002122B* | 33200 | 35800 | 17.5 | 10 | 9 | 1.84 | 87 | 72 | 215668942
AIRQUEST | H5H0V36*K*AAA* | EA*5X42M21A*+WALLCON | *96CTN1002122B* | 33200 | 35800 | 17.5 | 10 | 9 | 1.84 | 87 | 72 | 215668941
HEIL | H5H0V36*K*AAA* | EA*5X42M21A*+WALLCON | *96CTN1002122B* | 33200 | 35800 | 17.5 | 10 | 9 | 1.84 | 87 | 72 | 215668940
TEMPSTAR | T5H0V36*K*AAA* | EA*5X42M21A*+WALLCON | *97CMN1002122B* | 33200 | 35800 | 17.5 | 10 | 9 | 1.84 | 87 | 72 | 215668923
KENMORE | (C,H,T)5H0V36*K*AAA* | EA*5X42M21A*+WALLCON | *97CMN1002122B* | 33200 | 35800 | 17.5 | 10 | 9 | 1.84 | 87 | 72 | 215668922
KEEPRITE | C5H0V36*K*AAA* | EA*5X42M21A*+WALLCON | *97CMN1002122B* | 33200 | 35800 | 17.5 | 10 | 9 | 1.84 | 87 | 72 | 215668921
DAY & NIGHT | C5H0V36*K*AAA* | EA*5X42M21A*+WALLCON | *97CMN1002122B* | 33200 | 35800 | 17.5 | 10 | 9 | 1.84 | 87 | 72 | 215668920
COMFORTMAKER | C5H0V36*K*AAA* | EA*5X42M21A*+WALLCON | *97CMN1002122B* | 33200 | 35800 | 17.5 | 10 | 9 | 1.84 | 87 | 72 | 215668919
ARCOAIRE | H5H0V36*K*AAA* | EA*5X42M21A*+WALLCON | *97CMN1002122B* | 33200 | 35800 | 17.5 | 10 | 9 | 1.84 | 87 | 72 | 215668918
KEEPRITE | C5H0V48*K*AAA* | EVM5X60M24A*+WALLCON | *80CTL1102120B* | 48000 | 50000 | 19 | 10.5 | 9 | 2 | 92 | 73 | 215675890
DAY & NIGHT | C5H0V48*K*AAA* | EVM5X60M24A*+WALLCON | *80CTL1102120B* | 48000 | 50000 | 19 | 10.5 | 9 | 2 | 92 | 73 | 215675889
COMFORTMAKER | C5H0V48*K*AAA* | EVM5X60M24A*+WALLCON | *80CTL1102120B* | 48000 | 50000 | 19 | 10.5 | 9 | 2 | 92 | 73 | 215675888
ARCOAIRE | H5H0V48*K*AAA* | EVM5X60M24A*+WALLCON | *80CTL1102120B* | 48000 | 50000 | 19 | 10.5 | 9 | 2 | 92 | 73 | 215675887
AIRQUEST | H5H0V48*K*AAA* | EVM5X60M24A*+WALLCON | *80CTL1102120B* | 48000 | 50000 | 19 | 10.5 | 9 | 2 | 92 | 73 | 215675886
HEIL | H5H0V48*K*AAA* | EVM5X60M24A*+WALLCON | *80CTL1102120B* | 48000 | 50000 | 19 | 10.5 | 9 | 2 | 92 | 73 | 215675885
BRYANT HEATING AND COOLING SYSTEMS | 290VAN048**AA* | CVAMA6024XMA*+UI | 88*TB60110C21*** | 48000 | 50000 | 19 | 10.5 | 9 | 2 | 92 | 73 | 215675884
CARRIER | 27VNA048A*030* | CVAMA6024XMA*+UI | 58TN*B110C21**20 | 48000 | 50000 | 19 | 10.5 | 9 | 2 | 92 | 73 | 215675883
TEMPSTAR | T5H0V48*K*AAA* | EVM5X60M24A*+WALLCON | *80CTL0902120B* | 48000 | 50000 | 19 | 10.5 | 9 | 2 | 92 | 73 | 215675882
KENMORE | (C,H,T)5H0V48*K*AAA* | EVM5X60M24A*+WALLCON | *80CTL0902120B* | 48000 | 50000 | 19 | 10.5 | 9 | 2 | 92 | 73 | 215675881
KEEPRITE | C5H0V48*K*AAA* | EVM5X60M24A*+WALLCON | *80CTL0902120B* | 48000 | 50000 | 19 | 10.5 | 9 | 2 | 92 | 73 | 215675880
DAY & NIGHT | C5H0V48*K*AAA* | EVM5X60M24A*+WALLCON | *80CTL0902120B* | 48000 | 50000 | 19 | 10.5 | 9 | 2 | 92 | 73 | 215675879
COMFORTMAKER | C5H0V48*K*AAA* | EVM5X60M24A*+WALLCON | *80CTL0902120B* | 48000 | 50000 | 19 | 10.5 | 9 | 2 | 92 | 73 | 215675878
ARCOAIRE | H5H0V48*K*AAA* | EVM5X60M24A*+WALLCON | *80CTL0902120B* | 48000 | 50000 | 19 | 10.5 | 9 | 2 | 92 | 73 | 215675877
AIRQUEST | H5H0V48*K*AAA* | EVM5X60M24A*+WALLCON | *80CTL0902120B* | 48000 | 50000 | 19 | 10.5 | 9 | 2 | 92 | 73 | 215675876
HEIL | H5H0V48*K*AAA* | EVM5X60M24A*+WALLCON | *80CTL0902120B* | 48000 | 50000 | 19 | 10.5 | 9 | 2 | 92 | 73 | 215675875
BRYANT HEATING AND COOLING SYSTEMS | 290VAN048**AA* | CVAMA6024XMA*+UI | 88*TB60090C21*** | 48000 | 50000 | 19 | 10.5 | 9 | 2 | 92 | 73 | 215675874
CARRIER | 27VNA048A*030* | CVAMA6024XMA*+UI | 58TN*B090C21**20 | 48000 | 50000 | 19 | 10.5 | 9 | 2 | 92 | 73 | 215675873
TEMPSTAR | T5H0V48*K*AAA* | EVM5X60M24A*+WALLCON | *80CTL0702120B* | 47500 | 50000 | 19 | 10 | 9 | 2 | 93 | 74 | 215675872
KENMORE | (C,H,T)5H0V48*K*AAA* | EVM5X60M24A*+WALLCON | *80CTL0702120B* | 47500 | 50000 | 19 | 10 | 9 | 2 | 93 | 74 | 215675871
KEEPRITE | C5H0V48*K*AAA* | EVM5X60M24A*+WALLCON | *80CTL0702120B* | 47500 | 50000 | 19 | 10 | 9 | 2 | 93 | 74 | 215675870
DAY & NIGHT | C5H0V48*K*AAA* | EVM5X60M24A*+WALLCON | *80CTL0702120B* | 47500 | 50000 | 19 | 10 | 9 | 2 | 93 | 74 | 215675869
COMFORTMAKER | C5H0V48*K*AAA* | EVM5X60M24A*+WALLCON | *80CTL0702120B* | 47500 | 50000 | 19 | 10 | 9 | 2 | 93 | 74 | 215675868
ARCOAIRE | H5H0V48*K*AAA* | EVM5X60M24A*+WALLCON | *80CTL0702120B* | 47500 | 50000 | 19 | 10 | 9 | 2 | 93 | 74 | 215675867
AIRQUEST | H5H0V48*K*AAA* | EVM5X60M24A*+WALLCON | *80CTL0702120B* | 47500 | 50000 | 19 | 10 | 9 | 2 | 93 | 74 | 215675866
HEIL | H5H0V48*K*AAA* | EVM5X60M24A*+WALLCON | *80CTL0702120B* | 47500 | 50000 | 19 | 10 | 9 | 2 | 93 | 74 | 215675865
BRYANT HEATING AND COOLING SYSTEMS | 290VAN048**AA* | CVAMA6024XMA*+UI | 88*TB60070C21*** | 47500 | 50000 | 19 | 10 | 9 | 2 | 93 | 74 | 215675864
CARRIER | 27VNA048A*030* | CVAMA6024XMA*+UI | 58TN*B070C21**20 | 47500 | 50000 | 19 | 10 | 9 | 2 | 93 | 74 | 215675863
TEMPSTAR | T5H0V48*K*AAA* | EVM5X60M24A*+WALLCON | *80CSU1002120A* | 48000 | 50000 | 18.5 | 10 | 9 | 2 | 93 | 73 | 215675862
KENMORE | (C,H,T)5H0V48*K*AAA* | EVM5X60M24A*+WALLCON | *80CSU1002120A* | 48000 | 50000 | 18.5 | 10 | 9 | 2 | 93 | 73 | 215675861
KEEPRITE | C5H0V48*K*AAA* | EVM5X60M24A*+WALLCON | *80CSU1002120A* | 48000 | 50000 | 18.5 | 10 | 9 | 2 | 93 | 73 | 215675860
DAY & NIGHT | C5H0V48*K*AAA* | EVM5X60M24A*+WALLCON | *80CSU1002120A* | 48000 | 50000 | 18.5 | 10 | 9 | 2 | 93 | 73 | 215675859
COMFORTMAKER | C5H0V48*K*AAA* | EVM5X60M24A*+WALLCON | *80CSU1002120A* | 48000 | 50000 | 18.5 | 10 | 9 | 2 | 93 | 73 | 215675858
ARCOAIRE | H5H0V48*K*AAA* | EVM5X60M24A*+WALLCON | *80CSU1002120A* | 48000 | 50000 | 18.5 | 10 | 9 | 2 | 93 | 73 | 215675857
AIRQUEST | H5H0V48*K*AAA* | EVM5X60M24A*+WALLCON | *80CSU1002120A* | 48000 | 50000 | 18.5 | 10 | 9 | 2 | 93 | 73 | 215675856
HEIL | H5H0V48*K*AAA* | EVM5X60M24A*+WALLCON | *80CSU1002120A* | 48000 | 50000 | 18.5 | 10 | 9 | 2 | 93 | 73 | 215675855
BRYANT HEATING AND COOLING SYSTEMS | 290VAN048**AA* | CVAMA6024XMA*+UI | 83*CA60100C21*** | 48000 | 50000 | 18.5 | 10 | 9 | 2 | 93 | 73 | 215675854
CARRIER | 27VNA048A*030* | CVAMA6024XMA*+UI | 58CU*A100C21**20 | 48000 | 50000 | 18.5 | 10 | 9 | 2 | 93 | 73 | 215675853
TEMPSTAR | T5H0V48*K*AAA* | EVM5X60M24A*+WALLCON | *80CSU0802120A* | 48000 | 50000 | 19 | 10 | 9 | 2.12 | 92 | 73 | 215675852
KENMORE | (C,H,T)5H0V48*K*AAA* | EVM5X60M24A*+WALLCON | *80CSU0802120A* | 48000 | 50000 | 19 | 10 | 9 | 2.12 | 92 | 73 | 215675851
KEEPRITE | C5H0V48*K*AAA* | EVM5X60M24A*+WALLCON | *80CSU0802120A* | 48000 | 50000 | 19 | 10 | 9 | 2.12 | 92 | 73 | 215675850
DAY & NIGHT | C5H0V48*K*AAA* | EVM5X60M24A*+WALLCON | *80CSU0802120A* | 48000 | 50000 | 19 | 10 | 9 | 2.12 | 92 | 73 | 215675849
COMFORTMAKER | C5H0V48*K*AAA* | EVM5X60M24A*+WALLCON | *80CSU0802120A* | 48000 | 50000 | 19 | 10 | 9 | 2.12 | 92 | 73 | 215675848
ARCOAIRE | H5H0V48*K*AAA* | EVM5X60M24A*+WALLCON | *80CSU0802120A* | 48000 | 50000 | 19 | 10 | 9 | 2.12 | 92 | 73 | 215675847
AIRQUEST | H5H0V48*K*AAA* | EVM5X60M24A*+WALLCON | *80CSU0802120A* | 48000 | 50000 | 19 | 10 | 9 | 2.12 | 92 | 73 | 215675846
HEIL | H5H0V48*K*AAA* | EVM5X60M24A*+WALLCON | *80CSU0802120A* | 48000 | 50000 | 19 | 10 | 9 | 2.12 | 92 | 73 | 215675845
BRYANT HEATING AND COOLING SYSTEMS | 290VAN048**AA* | CVAMA6024XMA*+UI | 83*CA60080C21*** | 48000 | 50000 | 19 | 10 | 9 | 2.12 | 92 | 73 | 215675844
CARRIER | 27VNA048A*030* | CVAMA6024XMA*+UI | 58CU*A080C21**20 | 48000 | 50000 | 19 | 10 | 9 | 2.12 | 92 | 73 | 215675843
TEMPSTAR | T5H0V48*K*AAA* | EVM5X60M21A*+WALLCON | *96CTN1002122B* | 48000 | 50000 | 19 | 10 | 9 | 2 | 93 | 74 | 215675842
KENMORE | (C,H,T)5H0V48*K*AAA* | EVM5X60M21A*+WALLCON | *96CTN1002122B* | 48000 | 50000 | 19 | 10 | 9 | 2 | 93 | 74 | 215675841
KEEPRITE | C5H0V48*K*AAA* | EVM5X60M21A*+WALLCON | *96CTN1002122B* | 48000 | 50000 | 19 | 10 | 9 | 2 | 93 | 74 | 215675840
DAY & NIGHT | C5H0V48*K*AAA* | EVM5X60M21A*+WALLCON | *96CTN1002122B* | 48000 | 50000 | 19 | 10 | 9 | 2 | 93 | 74 | 215675839
COMFORTMAKER | C5H0V48*K*AAA* | EVM5X60M21A*+WALLCON | *96CTN1002122B* | 48000 | 50000 | 19 | 10 | 9 | 2 | 93 | 74 | 215675838
ARCOAIRE | H5H0V48*K*AAA* | EVM5X60M21A*+WALLCON | *96CTN1002122B* | 48000 | 50000 | 19 | 10 | 9 | 2 | 93 | 74 | 215675837
AIRQUEST | H5H0V48*K*AAA* | EVM5X60M21A*+WALLCON | *96CTN1002122B* | 48000 | 50000 | 19 | 10 | 9 | 2 | 93 | 74 | 215675836
HEIL | H5H0V48*K*AAA* | EVM5X60M21A*+WALLCON | *96CTN1002122B* | 48000 | 50000 | 19 | 10 | 9 | 2 | 93 | 74 | 215675835
CARRIER | 27VNA048A*030* | CAA**6024AM*+UI | 59CU5B100C21**22 | 45000 | 47500 | 18 | 10 | 9 | 2.08 | 87 | 70 | 215674224
TEMPSTAR | T5H0V48*K*AAA* | EA*5X60M24A*+WALLCON | *80CTL1352422B* | 45000 | 47500 | 18 | 10 | 9 | 2.08 | 87 | 70 | 215674213
ARCOAIRE | H5H0V48*K*AAA* | EA*5X61M21A*+WALLCON | *80CTL0702120B* | 46000 | 48000 | 18 | 10 | 9 | 2.06 | 88 | 70 | 215674348
AIRQUEST | H5H0V48*K*AAA* | EA*5X61M21A*+WALLCON | *80CTL0702120B* | 46000 | 48000 | 18 | 10 | 9 | 2.06 | 88 | 70 | 215674347
HEIL | H5H0V48*K*AAA* | EA*5X61M21A*+WALLCON | *80CTL0702120B* | 46000 | 48000 | 18 | 10 | 9 | 2.06 | 88 | 70 | 215674346
BRYANT HEATING AND COOLING SYSTEMS | 290VAN048**AA* | CAA**6121AM*+UI | 88*TB60070C21*** | 46000 | 48000 | 18 | 10 | 9 | 2.06 | 88 | 70 | 215674345
CARRIER | 27VNA048A*030* | CAA**6121AM*+UI | 58TN*B070C21**20 | 46000 | 48000 | 18 | 10 | 9 | 2.06 | 88 | 70 | 215674344
BRYANT HEATING AND COOLING SYSTEMS | 290VAN048**AA* | CVAVA6124XMA*+UI | 986TD66120C24*** | 48500 | 50000 | 19.5 | 10.5 | 9.5 | 2.12 | 93 | 73 | 215676954
CARRIER | 27VNA048A*030* | CVAVA6124XMA*+UI | 59TN6C120C24**22 | 48500 | 50000 | 19.5 | 10.5 | 9.5 | 2.12 | 93 | 73 | 215676953
TEMPSTAR | T5H0V48*K*AAA* | EVD5X61M24A*+WALLCON | *96CTN1002122B* | 48500 | 50000 | 19.5 | 10.5 | 9.5 | 2.12 | 93 | 74 | 215676952
KENMORE | (C,H,T)5H0V48*K*AAA* | EVD5X61M24A*+WALLCON | *96CTN1002122B* | 48500 | 50000 | 19.5 | 10.5 | 9.5 | 2.12 | 93 | 74 | 215676951
KEEPRITE | C5H0V48*K*AAA* | EVD5X61M24A*+WALLCON | *96CTN1002122B* | 48500 | 50000 | 19.5 | 10.5 | 9.5 | 2.12 | 93 | 74 | 215676950
DAY & NIGHT | C5H0V48*K*AAA* | EVD5X61M24A*+WALLCON | *96CTN1002122B* | 48500 | 50000 | 19.5 | 10.5 | 9.5 | 2.12 | 93 | 74 | 215676949
COMFORTMAKER | C5H0V48*K*AAA* | EVD5X61M24A*+WALLCON | *96CTN1002122B* | 48500 | 50000 | 19.5 | 10.5 | 9.5 | 2.12 | 93 | 74 | 215676948
ARCOAIRE | H5H0V48*K*AAA* | EVD5X61M24A*+WALLCON | *96CTN1002122B* | 48500 | 50000 | 19.5 | 10.5 | 9.5 | 2.12 | 93 | 74 | 215676947
AIRQUEST | H5H0V48*K*AAA* | EVD5X61M24A*+WALLCON | *96CTN1002122B* | 48500 | 50000 | 19.5 | 10.5 | 9.5 | 2.12 | 93 | 74 | 215676946
HEIL | H5H0V48*K*AAA* | EVD5X61M24A*+WALLCON | *96CTN1002122B* | 48500 | 50000 | 19.5 | 10.5 | 9.5 | 2.12 | 93 | 74 | 215676945
DAY & NIGHT | C5H0V48*K*AAA* | EVD5X61M24A*+WALLCON | *95CSU1002122B* | 48500 | 50000 | 19 | 10.5 | 9 | 2.1 | 93 | 73 | 215676899
COMFORTMAKER | C5H0V48*K*AAA* | EVD5X61M24A*+WALLCON | *95CSU1002122B* | 48500 | 50000 | 19 | 10.5 | 9 | 2.1 | 93 | 73 | 215676898
ARCOAIRE | H5H0V48*K*AAA* | EVD5X61M24A*+WALLCON | *95CSU1002122B* | 48500 | 50000 | 19 | 10.5 | 9 | 2.1 | 93 | 73 | 215676897
AIRQUEST | H5H0V48*K*AAA* | EVD5X61M24A*+WALLCON | *95CSU1002122B* | 48500 | 50000 | 19 | 10.5 | 9 | 2.1 | 93 | 73 | 215676896
HEIL | H5H0V48*K*AAA* | EVD5X61M24A*+WALLCON | *95CSU1002122B* | 48500 | 50000 | 19 | 10.5 | 9 | 2.1 | 93 | 73 | 215676895
BRYANT HEATING AND COOLING SYSTEMS | 290VAN048**AA* | CVAVA6124XMA*+UI | 935CB66100C21*** | 48500 | 50000 | 19 | 10.5 | 9 | 2.1 | 93 | 73 | 215676894
CARRIER | 27VNA048A*030* | CVAVA6124XMA*+UI | 59CU5B100C21**22 | 48500 | 50000 | 19 | 10.5 | 9 | 2.1 | 93 | 73 | 215676893
TEMPSTAR | T5H0V48*K*AAA* | EVD5X61M24A*+WALLCON | *80CTL1352422B* | 48500 | 50000 | 19.5 | 10.5 | 9.5 | 2.1 | 93 | 73 | 215676892
KENMORE | (C,H,T)5H0V48*K*AAA* | EVD5X61M24A*+WALLCON | *80CTL1352422B* | 48500 | 50000 | 19.5 | 10.5 | 9.5 | 2.1 | 93 | 73 | 215676891
KEEPRITE | C5H0V48*K*AAA* | EVD5X61M24A*+WALLCON | *80CTL1352422B* | 48500 | 50000 | 19.5 | 10.5 | 9.5 | 2.1 | 93 | 73 | 215676890
DAY & NIGHT | C5H0V48*K*AAA* | EVD5X61M24A*+WALLCON | *80CTL1352422B* | 48500 | 50000 | 19.5 | 10.5 | 9.5 | 2.1 | 93 | 73 | 215676889
COMFORTMAKER | C5H0V48*K*AAA* | EVD5X61M24A*+WALLCON | *80CTL1352422B* | 48500 | 50000 | 19.5 | 10.5 | 9.5 | 2.1 | 93 | 73 | 215676888
ARCOAIRE | H5H0V48*K*AAA* | EVD5X61M24A*+WALLCON | *80CTL1352422B* | 48500 | 50000 | 19.5 | 10.5 | 9.5 | 2.1 | 93 | 73 | 215676887
AIRQUEST | H5H0V48*K*AAA* | EVD5X61M24A*+WALLCON | *80CTL1352422B* | 48500 | 50000 | 19.5 | 10.5 | 9.5 | 2.1 | 93 | 73 | 215676886
HEIL | H5H0V48*K*AAA* | EVD5X61M24A*+WALLCON | *80CTL1352422B* | 48500 | 50000 | 19.5 | 10.5 | 9.5 | 2.1 | 93 | 73 | 215676885
BRYANT HEATING AND COOLING SYSTEMS | 290VAN048**AA* | CVAVA6124XMA*+UI | 88*TB66135C24*** | 48500 | 50000 | 19.5 | 10.5 | 9.5 | 2.1 | 93 | 73 | 215676884
CARRIER | 27VNA048A*030* | CVAVA6124XMA*+UI | 58TN*B135C24**22 | 48500 | 50000 | 19.5 | 10.5 | 9.5 | 2.1 | 93 | 73 | 215676883
TEMPSTAR | T5H0V48*K*AAA* | EVD5X61M24A*+WALLCON | *80CTL0902120B* | 48500 | 50000 | 19.5 | 10.5 | 9.5 | 2.1 | 93 | 73 | 215676882
KENMORE | (C,H,T)5H0V48*K*AAA* | EVD5X61M24A*+WALLCON | *80CTL0902120B* | 48500 | 50000 | 19.5 | 10.5 | 9.5 | 2.1 | 93 | 73 | 215676881
KEEPRITE | C5H0V48*K*AAA* | EVD5X61M24A*+WALLCON | *80CTL0902120B* | 48500 | 50000 | 19.5 | 10.5 | 9.5 | 2.1 | 93 | 73 | 215676880
DAY & NIGHT | C5H0V48*K*AAA* | EVD5X61M24A*+WALLCON | *80CTL0902120B* | 48500 | 50000 | 19.5 | 10.5 | 9.5 | 2.1 | 93 | 73 | 215676879
COMFORTMAKER | C5H0V48*K*AAA* | EVD5X61M24A*+WALLCON | *80CTL0902120B* | 48500 | 50000 | 19.5 | 10.5 | 9.5 | 2.1 | 93 | 73 | 215676878
ARCOAIRE | H5H0V48*K*AAA* | EVD5X61M24A*+WALLCON | *80CTL0902120B* | 48500 | 50000 | 19.5 | 10.5 | 9.5 | 2.1 | 93 | 73 | 215676877
AIRQUEST | H5H0V48*K*AAA* | EVD5X61M24A*+WALLCON | *80CTL0902120B* | 48500 | 50000 | 19.5 | 10.5 | 9.5 | 2.1 | 93 | 73 | 215676876
HEIL | H5H0V48*K*AAA* | EVD5X61M24A*+WALLCON | *80CTL0902120B* | 48500 | 50000 | 19.5 | 10.5 | 9.5 | 2.1 | 93 | 73 | 215676875
BRYANT HEATING AND COOLING SYSTEMS | 290VAN048**AA* | CVAVA6124XMA*+UI | 88*TB60090C21*** | 48500 | 50000 | 19.5 | 10.5 | 9.5 | 2.1 | 93 | 73 | 215676874
CARRIER | 27VNA048A*030* | CVAVA6124XMA*+UI | 58TN*B090C21**20 | 48500 | 50000 | 19.5 | 10.5 | 9.5 | 2.1 | 93 | 73 | 215676873
TEMPSTAR | T5H0V48*K*AAA* | EVD5X61M24A*+WALLCON | *80CTL0702120B* | 48500 | 50000 | 19 | 10.5 | 9 | 2 | 93 | 74 | 215676872
KENMORE | (C,H,T)5H0V48*K*AAA* | EVD5X61M24A*+WALLCON | *80CTL0702120B* | 48500 | 50000 | 19 | 10.5 | 9 | 2 | 93 | 74 | 215676871
KEEPRITE | C5H0V48*K*AAA* | EVD5X61M24A*+WALLCON | *80CTL0702120B* | 48500 | 50000 | 19 | 10.5 | 9 | 2 | 93 | 74 | 215676870
DAY & NIGHT | C5H0V48*K*AAA* | EVD5X61M24A*+WALLCON | *80CTL0702120B* | 48500 | 50000 | 19 | 10.5 | 9 | 2 | 93 | 74 | 215676869
COMFORTMAKER | C5H0V48*K*AAA* | EVD5X61M24A*+WALLCON | *80CTL0702120B* | 48500 | 50000 | 19 | 10.5 | 9 | 2 | 93 | 74 | 215676868
ARCOAIRE | H5H0V48*K*AAA* | EVD5X61M24A*+WALLCON | *80CTL0702120B* | 48500 | 50000 | 19 | 10.5 | 9 | 2 | 93 | 74 | 215676867
AIRQUEST | H5H0V48*K*AAA* | EVD5X61M24A*+WALLCON | *80CTL0702120B* | 48500 | 50000 | 19 | 10.5 | 9 | 2 | 93 | 74 | 215676866
HEIL | H5H0V48*K*AAA* | EVD5X61M24A*+WALLCON | *80CTL0702120B* | 48500 | 50000 | 19 | 10.5 | 9 | 2 | 93 | 74 | 215676865
BRYANT HEATING AND COOLING SYSTEMS | 290VAN048**AA* | CVAVA6124XMA*+UI | 88*TB60070C21*** | 48500 | 50000 | 19 | 10.5 | 9 | 2 | 93 | 74 | 215676864
CARRIER | 27VNA048A*030* | CVAVA6124XMA*+UI | 58TN*B070C21**20 | 48500 | 50000 | 19 | 10.5 | 9 | 2 | 93 | 74 | 215676863
TEMPSTAR | T5H0V48*K*AAA* | EVD5X61M24A*+WALLCON | *80CSU1002120A* | 48500 | 50000 | 19 | 10 | 9 | 2.1 | 93 | 74 | 215676862
KENMORE | (C,H,T)5H0V48*K*AAA* | EVD5X61M24A*+WALLCON | *80CSU1002120A* | 48500 | 50000 | 19 | 10 | 9 | 2.1 | 93 | 74 | 215676861
KEEPRITE | C5H0V48*K*AAA* | EVD5X61M24A*+WALLCON | *80CSU1002120A* | 48500 | 50000 | 19 | 10 | 9 | 2.1 | 93 | 74 | 215676860
DAY & NIGHT | C5H0V48*K*AAA* | EVD5X61M24A*+WALLCON | *80CSU1002120A* | 48500 | 50000 | 19 | 10 | 9 | 2.1 | 93 | 74 | 215676859
COMFORTMAKER | C5H0V48*K*AAA* | EVD5X61M24A*+WALLCON | *80CSU1002120A* | 48500 | 50000 | 19 | 10 | 9 | 2.1 | 93 | 74 | 215676858
ARCOAIRE | H5H0V48*K*AAA* | EVD5X61M24A*+WALLCON | *80CSU1002120A* | 48500 | 50000 | 19 | 10 | 9 | 2.1 | 93 | 74 | 215676857
AIRQUEST | H5H0V48*K*AAA* | EVD5X61M24A*+WALLCON | *80CSU1002120A* | 48500 | 50000 | 19 | 10 | 9 | 2.1 | 93 | 74 | 215676856
HEIL | H5H0V48*K*AAA* | EVD5X61M24A*+WALLCON | *80CSU1002120A* | 48500 | 50000 | 19 | 10 | 9 | 2.1 | 93 | 74 | 215676855
BRYANT HEATING AND COOLING SYSTEMS | 290VAN048**AA* | CVAVA6124XMA*+UI | 83*CA60100C21*** | 48500 | 50000 | 19 | 10 | 9 | 2.1 | 93 | 74 | 215676854
TEMPSTAR | T5H0V36*K*AAA* | EA*5X61M24A*+WALLCON | *96CTN1202422B* | 35000 | 34400 | 18.5 | 10.5 | 9 | 1.92 | 87 | 72 | 215669741
KENMORE | (C,H,T)5H0V36*K*AAA* | EA*5X61M24A*+WALLCON | *96CTN1202422B* | 35000 | 34400 | 18.5 | 10.5 | 9 | 1.92 | 87 | 72 | 215669740
KEEPRITE | C5H0V36*K*AAA* | EA*5X61M24A*+WALLCON | *96CTN1202422B* | 35000 | 34400 | 18.5 | 10.5 | 9 | 1.92 | 87 | 72 | 215669739
DAY & NIGHT | C5H0V36*K*AAA* | EA*5X61M24A*+WALLCON | *96CTN1202422B* | 35000 | 34400 | 18.5 | 10.5 | 9 | 1.92 | 87 | 72 | 215669738
COMFORTMAKER | C5H0V36*K*AAA* | EA*5X61M24A*+WALLCON | *96CTN1202422B* | 35000 | 34400 | 18.5 | 10.5 | 9 | 1.92 | 87 | 72 | 215669737
ARCOAIRE | H5H0V36*K*AAA* | EA*5X61M24A*+WALLCON | *96CTN1202422B* | 35000 | 34400 | 18.5 | 10.5 | 9 | 1.92 | 87 | 72 | 215669736
AIRQUEST | H5H0V36*K*AAA* | EA*5X61M24A*+WALLCON | *96CTN1202422B* | 35000 | 34400 | 18.5 | 10.5 | 9 | 1.92 | 87 | 72 | 215669735
HEIL | H5H0V36*K*AAA* | EA*5X61M24A*+WALLCON | *96CTN1202422B* | 35000 | 34400 | 18.5 | 10.5 | 9 | 1.92 | 87 | 72 | 215669734
BRYANT HEATING AND COOLING SYSTEMS | 290VAN036**AA* | CAA**6124AM*+UI | 986TD66120C24*** | 35000 | 34400 | 18.5 | 10.5 | 9 | 1.92 | 87 | 72 | 215669733
CARRIER | 27VNA036A*030* | CAA**6124AM*+UI | 59TN6C120C24**22 | 35000 | 34400 | 18.5 | 10.5 | 9 | 1.92 | 87 | 72 | 215669732
TEMPSTAR | T5H0V36*K*AAA* | EA*5X61M24A*+WALLCON | *96CTN1002122B* | 35000 | 34400 | 18.5 | 10.5 | 9 | 1.92 | 87 | 72 | 215669731
KENMORE | (C,H,T)5H0V36*K*AAA* | EA*5X61M24A*+WALLCON | *96CTN1002122B* | 35000 | 34400 | 18.5 | 10.5 | 9 | 1.92 | 87 | 72 | 215669730
KEEPRITE | C5H0V36*K*AAA* | EA*5X61M24A*+WALLCON | *96CTN1002122B* | 35000 | 34400 | 18.5 | 10.5 | 9 | 1.92 | 87 | 72 | 215669729
DAY & NIGHT | C5H0V36*K*AAA* | EA*5X61M24A*+WALLCON | *96CTN1002122B* | 35000 | 34400 | 18.5 | 10.5 | 9 | 1.92 | 87 | 72 | 215669728
COMFORTMAKER | C5H0V36*K*AAA* | EA*5X61M24A*+WALLCON | *96CTN1002122B* | 35000 | 34400 | 18.5 | 10.5 | 9 | 1.92 | 87 | 72 | 215669727
ARCOAIRE | H5H0V36*K*AAA* | EA*5X61M24A*+WALLCON | *96CTN1002122B* | 35000 | 34400 | 18.5 | 10.5 | 9 | 1.92 | 87 | 72 | 215669726
AIRQUEST | H5H0V36*K*AAA* | EA*5X61M24A*+WALLCON | *96CTN1002122B* | 35000 | 34400 | 18.5 | 10.5 | 9 | 1.92 | 87 | 72 | 215669725
HEIL | H5H0V36*K*AAA* | EA*5X61M24A*+WALLCON | *96CTN1002122B* | 35000 | 34400 | 18.5 | 10.5 | 9 | 1.92 | 87 | 72 | 215669724
BRYANT HEATING AND COOLING SYSTEMS | 290VAN036**AA* | CAA**6124AM*+UI | 986TD66100C21*** | 35000 | 34400 | 18.5 | 10.5 | 9 | 1.92 | 87 | 72 | 215669723
CARRIER | 27VNA036A*030* | CAA**6124AM*+UI | 59TN6C100C21**22 | 35000 | 34400 | 18.5 | 10.5 | 9 | 1.92 | 87 | 72 | 215669722
TEMPSTAR | T5H0V36*K*AAA* | EA*5X61M24A*+WALLCON | *97CMN1202422B* | 34800 | 34400 | 18.5 | 10.5 | 9 | 1.92 | 87 | 72 | 215669721
KENMORE | (C,H,T)5H0V36*K*AAA* | EA*5X61M24A*+WALLCON | *97CMN1202422B* | 34800 | 34400 | 18.5 | 10.5 | 9 | 1.92 | 87 | 72 | 215669720
KEEPRITE | C5H0V36*K*AAA* | EA*5X61M24A*+WALLCON | *97CMN1202422B* | 34800 | 34400 | 18.5 | 10.5 | 9 | 1.92 | 87 | 72 | 215669719
DAY & NIGHT | C5H0V36*K*AAA* | EA*5X61M24A*+WALLCON | *97CMN1202422B* | 34800 | 34400 | 18.5 | 10.5 | 9 | 1.92 | 87 | 72 | 215669718
COMFORTMAKER | C5H0V36*K*AAA* | EA*5X61M24A*+WALLCON | *97CMN1202422B* | 34800 | 34400 | 18.5 | 10.5 | 9 | 1.92 | 87 | 72 | 215669717
ARCOAIRE | H5H0V36*K*AAA* | EA*5X61M24A*+WALLCON | *97CMN1202422B* | 34800 | 34400 | 18.5 | 10.5 | 9 | 1.92 | 87 | 72 | 215669716
AIRQUEST | H5H0V36*K*AAA* | EA*5X61M24A*+WALLCON | *97CMN1202422B* | 34800 | 34400 | 18.5 | 10.5 | 9 | 1.92 | 87 | 72 | 215669715
HEIL | H5H0V36*K*AAA* | EA*5X61M24A*+WALLCON | *97CMN1202422B* | 34800 | 34400 | 18.5 | 10.5 | 9 | 1.92 | 87 | 72 | 215669714
BRYANT HEATING AND COOLING SYSTEMS | 290VAN036**AA* | CAA**6124AM*+UI | 987MC66120C24*** | 34800 | 34400 | 18.5 | 10.5 | 9 | 1.92 | 87 | 72 | 215669713
CARRIER | 27VNA036A*030* | CAA**6124AM*+UI | 59MN7C120C24**22 | 34800 | 34400 | 18.5 | 10.5 | 9 | 1.92 | 87 | 72 | 215669712
TEMPSTAR | T5H0V36*K*AAA* | EA*5X61M24A*+WALLCON | *97CMN1002122B* | 35000 | 34400 | 18.5 | 10.5 | 9 | 1.92 | 87 | 72 | 215669711
KENMORE | (C,H,T)5H0V36*K*AAA* | EA*5X61M24A*+WALLCON | *97CMN1002122B* | 35000 | 34400 | 18.5 | 10.5 | 9 | 1.92 | 87 | 72 | 215669710
KEEPRITE | C5H0V36*K*AAA* | EA*5X61M24A*+WALLCON | *97CMN1002122B* | 35000 | 34400 | 18.5 | 10.5 | 9 | 1.92 | 87 | 72 | 215669709
DAY & NIGHT | C5H0V36*K*AAA* | EA*5X61M24A*+WALLCON | *97CMN1002122B* | 35000 | 34400 | 18.5 | 10.5 | 9 | 1.92 | 87 | 72 | 215669708
COMFORTMAKER | C5H0V36*K*AAA* | EA*5X61M24A*+WALLCON | *97CMN1002122B* | 35000 | 34400 | 18.5 | 10.5 | 9 | 1.92 | 87 | 72 | 215669707
ARCOAIRE | H5H0V36*K*AAA* | EA*5X61M24A*+WALLCON | *97CMN1002122B* | 35000 | 34400 | 18.5 | 10.5 | 9 | 1.92 | 87 | 72 | 215669706
AIRQUEST | H5H0V36*K*AAA* | EA*5X61M24A*+WALLCON | *97CMN1002122B* | 35000 | 34400 | 18.5 | 10.5 | 9 | 1.92 | 87 | 72 | 215669705
HEIL | H5H0V36*K*AAA* | EA*5X61M24A*+WALLCON | *97CMN1002122B* | 35000 | 34400 | 18.5 | 10.5 | 9 | 1.92 | 87 | 72 | 215669704
BRYANT HEATING AND COOLING SYSTEMS | 290VAN036**AA* | CAA**6124AM*+UI | 987MC66100C21*** | 35000 | 34400 | 18.5 | 10.5 | 9 | 1.92 | 87 | 72 | 215669703
KENMORE | (C,H,T)5H0V48*K*AAA* | EVD5X60M24A*+WALLCON | *96CTN1202422B* | 48000 | 50000 | 19 | 10.5 | 9 | 2 | 92 | 73 | 215676681
KEEPRITE | C5H0V48*K*AAA* | EVD5X60M24A*+WALLCON | *96CTN1202422B* | 48000 | 50000 | 19 | 10.5 | 9 | 2 | 92 | 73 | 215676680
KEEPRITE | C5H0V48*K*AAA* | EVD5X60M24A*+WALLCON | *97CMN1202422B* | 48000 | 50000 | 19 | 10 | 9 | 2 | 92 | 73 | 215676670
BRYANT HEATING AND COOLING SYSTEMS | 290VAN048**AA* | CVAVA6024XMA*+UI | 986TD66120C24*** | 48000 | 50000 | 19 | 10.5 | 9 | 2 | 92 | 73 | 215676674
COMFORTMAKER | C5H0V48*K*AAA* | EVD5X60M24A*+WALLCON | *96CTN1202422B* | 48000 | 50000 | 19 | 10.5 | 9 | 2 | 92 | 73 | 215676678
DAY & NIGHT | C5H0V48*K*AAA* | EVD5X60M24A*+WALLCON | *96CTN1202422B* | 48000 | 50000 | 19 | 10.5 | 9 | 2 | 92 | 73 | 215676679
ARCOAIRE | H5H0V48*K*AAA* | EVD5X60M24A*+WALLCON | *96CTN1202422B* | 48000 | 50000 | 19 | 10.5 | 9 | 2 | 92 | 73 | 215676677
TEMPSTAR | T5H0V48*K*AAA* | EVD5X60M24A*+WALLCON | *97CMN1202422B* | 48000 | 50000 | 19 | 10 | 9 | 2 | 92 | 73 | 215676672
KENMORE | (C,H,T)5H0V48*K*AAA* | EVD5X60M24A*+WALLCON | *97CMN1202422B* | 48000 | 50000 | 19 | 10 | 9 | 2 | 92 | 73 | 215676671
DAY & NIGHT | C5H0V48*K*AAA* | EVD5X60M24A*+WALLCON | *97CMN1202422B* | 48000 | 50000 | 19 | 10 | 9 | 2 | 92 | 73 | 215676669
COMFORTMAKER | C5H0V48*K*AAA* | EVD5X60M24A*+WALLCON | *97CMN1202422B* | 48000 | 50000 | 19 | 10 | 9 | 2 | 92 | 73 | 215676668
ARCOAIRE | H5H0V48*K*AAA* | EVD5X60M24A*+WALLCON | *97CMN1202422B* | 48000 | 50000 | 19 | 10 | 9 | 2 | 92 | 73 | 215676667
AIRQUEST | H5H0V48*K*AAA* | EVD5X60M24A*+WALLCON | *97CMN1202422B* | 48000 | 50000 | 19 | 10 | 9 | 2 | 92 | 73 | 215676666
HEIL | H5H0V48*K*AAA* | EVD5X60M24A*+WALLCON | *97CMN1202422B* | 48000 | 50000 | 19 | 10 | 9 | 2 | 92 | 73 | 215676665
BRYANT HEATING AND COOLING SYSTEMS | 290VAN048**AA* | CVAVA6024XMA*+UI | 987MC66120C24*** | 48000 | 50000 | 19 | 10 | 9 | 2 | 92 | 73 | 215676664
CARRIER | 27VNA048A*030* | CVAVA6024XMA*+UI | 59MN7C120C24**22 | 48000 | 50000 | 19 | 10 | 9 | 2 | 92 | 73 | 215676663
TEMPSTAR | T5H0V48*K*AAA* | EVD5X60M24A*+WALLCON | *97CMN0602120B* | 47500 | 50000 | 18.5 | 10 | 9 | 1.98 | 93 | 74 | 215676662
KENMORE | (C,H,T)5H0V48*K*AAA* | EVD5X60M24A*+WALLCON | *97CMN0602120B* | 47500 | 50000 | 18.5 | 10 | 9 | 1.98 | 93 | 74 | 215676661
KEEPRITE | C5H0V48*K*AAA* | EVD5X60M24A*+WALLCON | *97CMN0602120B* | 47500 | 50000 | 18.5 | 10 | 9 | 1.98 | 93 | 74 | 215676660
KENMORE | (C,H,T)5H0V48*K*AAA* | EVD5X60M21A*+WALLCON | *96CTN1002122B* | 48000 | 50000 | 19 | 10 | 9 | 2 | 93 | 73 | 215676581
KEEPRITE | C5H0V48*K*AAA* | EVD5X60M21A*+WALLCON | *96CTN1002122B* | 48000 | 50000 | 19 | 10 | 9 | 2 | 93 | 73 | 215676580
DAY & NIGHT | C5H0V48*K*AAA* | EVD5X60M21A*+WALLCON | *96CTN1002122B* | 48000 | 50000 | 19 | 10 | 9 | 2 | 93 | 73 | 215676579
COMFORTMAKER | C5H0V48*K*AAA* | EVD5X60M21A*+WALLCON | *96CTN1002122B* | 48000 | 50000 | 19 | 10 | 9 | 2 | 93 | 73 | 215676578
ARCOAIRE | H5H0V48*K*AAA* | EVD5X60M21A*+WALLCON | *96CTN1002122B* | 48000 | 50000 | 19 | 10 | 9 | 2 | 93 | 73 | 215676577
AIRQUEST | H5H0V48*K*AAA* | EVD5X60M21A*+WALLCON | *96CTN1002122B* | 48000 | 50000 | 19 | 10 | 9 | 2 | 93 | 73 | 215676576
HEIL | H5H0V48*K*AAA* | EVD5X60M21A*+WALLCON | *96CTN1002122B* | 48000 | 50000 | 19 | 10 | 9 | 2 | 93 | 73 | 215676575
BRYANT HEATING AND COOLING SYSTEMS | 290VAN048**AA* | CVAVA6021XMA*+UI | 986TD66100C21*** | 48000 | 50000 | 19 | 10 | 9 | 2 | 93 | 73 | 215676574
CARRIER | 27VNA048A*030* | CVAVA6021XMA*+UI | 59TN6C100C21**22 | 48000 | 50000 | 19 | 10 | 9 | 2 | 93 | 73 | 215676573
TEMPSTAR | T5H0V48*K*AAA* | EVD5X60M21A*+WALLCON | *96CTN0801714B* | 47500 | 50000 | 18.5 | 10 | 9 | 2.02 | 91 | 72 | 215676572
KENMORE | (C,H,T)5H0V48*K*AAA* | EVD5X60M21A*+WALLCON | *96CTN0801714B* | 47500 | 50000 | 18.5 | 10 | 9 | 2.02 | 91 | 72 | 215676571
TEMPSTAR | T5H0V36*K*AAA* | EA*5X60M24A*+WALLCON | *96CTN1202422B* | 34400 | 34200 | 18.5 | 10.5 | 9 | 1.9 | 87 | 73 | 215669421
KENMORE | (C,H,T)5H0V36*K*AAA* | EA*5X60M24A*+WALLCON | *96CTN1202422B* | 34400 | 34200 | 18.5 | 10.5 | 9 | 1.9 | 87 | 73 | 215669420
KEEPRITE | C5H0V36*K*AAA* | EA*5X60M24A*+WALLCON | *96CTN1202422B* | 34400 | 34200 | 18.5 | 10.5 | 9 | 1.9 | 87 | 73 | 215669419
DAY & NIGHT | C5H0V36*K*AAA* | EA*5X60M24A*+WALLCON | *96CTN1202422B* | 34400 | 34200 | 18.5 | 10.5 | 9 | 1.9 | 87 | 73 | 215669418
COMFORTMAKER | C5H0V36*K*AAA* | EA*5X60M24A*+WALLCON | *96CTN1202422B* | 34400 | 34200 | 18.5 | 10.5 | 9 | 1.9 | 87 | 73 | 215669417
ARCOAIRE | H5H0V36*K*AAA* | EA*5X60M24A*+WALLCON | *96CTN1202422B* | 34400 | 34200 | 18.5 | 10.5 | 9 | 1.9 | 87 | 73 | 215669416
AIRQUEST | H5H0V36*K*AAA* | EA*5X60M24A*+WALLCON | *96CTN1202422B* | 34400 | 34200 | 18.5 | 10.5 | 9 | 1.9 | 87 | 73 | 215669415
HEIL | H5H0V36*K*AAA* | EA*5X60M24A*+WALLCON | *96CTN1202422B* | 34400 | 34200 | 18.5 | 10.5 | 9 | 1.9 | 87 | 73 | 215669414
BRYANT HEATING AND COOLING SYSTEMS | 290VAN036**AA* | CAA**6024AM*+UI | 986TD66120C24*** | 34400 | 34200 | 18.5 | 10.5 | 9 | 1.9 | 87 | 73 | 215669413
CARRIER | 27VNA036A*030* | CAA**6024AM*+UI | 59TN6C120C24**22 | 34400 | 34200 | 18.5 | 10.5 | 9 | 1.9 | 87 | 73 | 215669412
TEMPSTAR | T5H0V36*K*AAA* | EA*5X60M24A*+WALLCON | *96CTN1002122B* | 34400 | 34200 | 18 | 10.5 | 9 | 1.9 | 87 | 73 | 215669411
KENMORE | (C,H,T)5H0V36*K*AAA* | EA*5X60M24A*+WALLCON | *96CTN1002122B* | 34400 | 34200 | 18 | 10.5 | 9 | 1.9 | 87 | 73 | 215669410
KEEPRITE | C5H0V36*K*AAA* | EA*5X60M24A*+WALLCON | *96CTN1002122B* | 34400 | 34200 | 18 | 10.5 | 9 | 1.9 | 87 | 73 | 215669409
DAY & NIGHT | C5H0V36*K*AAA* | EA*5X60M24A*+WALLCON | *96CTN1002122B* | 34400 | 34200 | 18 | 10.5 | 9 | 1.9 | 87 | 73 | 215669408
COMFORTMAKER | C5H0V36*K*AAA* | EA*5X60M24A*+WALLCON | *96CTN1002122B* | 34400 | 34200 | 18 | 10.5 | 9 | 1.9 | 87 | 73 | 215669407
ARCOAIRE | H5H0V36*K*AAA* | EA*5X60M24A*+WALLCON | *96CTN1002122B* | 34400 | 34200 | 18 | 10.5 | 9 | 1.9 | 87 | 73 | 215669406
AIRQUEST | H5H0V36*K*AAA* | EA*5X60M24A*+WALLCON | *96CTN1002122B* | 34400 | 34200 | 18 | 10.5 | 9 | 1.9 | 87 | 73 | 215669405
HEIL | H5H0V36*K*AAA* | EA*5X60M24A*+WALLCON | *96CTN1002122B* | 34400 | 34200 | 18 | 10.5 | 9 | 1.9 | 87 | 73 | 215669404
BRYANT HEATING AND COOLING SYSTEMS | 290VAN036**AA* | CAA**6024AM*+UI | 986TD66100C21*** | 34400 | 34200 | 18 | 10.5 | 9 | 1.9 | 87 | 73 | 215669403
CARRIER | 27VNA036A*030* | CAA**6024AM*+UI | 59TN6C100C21**22 | 34400 | 34200 | 18 | 10.5 | 9 | 1.9 | 87 | 73 | 215669402
TEMPSTAR | T5H0V36*K*AAA* | EA*5X60M24A*+WALLCON | *97CMN1202422B* | 34400 | 34200 | 18.5 | 10 | 9 | 1.9 | 87 | 73 | 215669401
KENMORE | (C,H,T)5H0V36*K*AAA* | EA*5X60M24A*+WALLCON | *97CMN1202422B* | 34400 | 34200 | 18.5 | 10 | 9 | 1.9 | 87 | 73 | 215669400
KEEPRITE | C5H0V36*K*AAA* | EA*5X60M24A*+WALLCON | *97CMN1202422B* | 34400 | 34200 | 18.5 | 10 | 9 | 1.9 | 87 | 73 | 215669399
DAY & NIGHT | C5H0V36*K*AAA* | EA*5X60M24A*+WALLCON | *97CMN1202422B* | 34400 | 34200 | 18.5 | 10 | 9 | 1.9 | 87 | 73 | 215669398
COMFORTMAKER | C5H0V36*K*AAA* | EA*5X60M24A*+WALLCON | *97CMN1202422B* | 34400 | 34200 | 18.5 | 10 | 9 | 1.9 | 87 | 73 | 215669397
ARCOAIRE | H5H0V36*K*AAA* | EA*5X60M24A*+WALLCON | *97CMN1202422B* | 34400 | 34200 | 18.5 | 10 | 9 | 1.9 | 87 | 73 | 215669396
AIRQUEST | H5H0V36*K*AAA* | EA*5X60M24A*+WALLCON | *97CMN1202422B* | 34400 | 34200 | 18.5 | 10 | 9 | 1.9 | 87 | 73 | 215669395
HEIL | H5H0V36*K*AAA* | EA*5X60M24A*+WALLCON | *97CMN1202422B* | 34400 | 34200 | 18.5 | 10 | 9 | 1.9 | 87 | 73 | 215669394
BRYANT HEATING AND COOLING SYSTEMS | 290VAN036**AA* | CAA**6024AM*+UI | 987MC66120C24*** | 34400 | 34200 | 18.5 | 10 | 9 | 1.9 | 87 | 73 | 215669393
CARRIER | 27VNA036A*030* | CAA**6024AM*+UI | 59MN7C120C24**22 | 34400 | 34200 | 18.5 | 10 | 9 | 1.9 | 87 | 73 | 215669392
TEMPSTAR | T5H0V36*K*AAA* | EA*5X60M24A*+WALLCON | *97CMN1002122B* | 34400 | 34200 | 18 | 10.5 | 9 | 1.9 | 87 | 73 | 215669391
KENMORE | (C,H,T)5H0V36*K*AAA* | EA*5X60M24A*+WALLCON | *97CMN1002122B* | 34400 | 34200 | 18 | 10.5 | 9 | 1.9 | 87 | 73 | 215669390
KEEPRITE | C5H0V36*K*AAA* | EA*5X60M24A*+WALLCON | *97CMN1002122B* | 34400 | 34200 | 18 | 10.5 | 9 | 1.9 | 87 | 73 | 215669389
DAY & NIGHT | C5H0V36*K*AAA* | EA*5X60M24A*+WALLCON | *97CMN1002122B* | 34400 | 34200 | 18 | 10.5 | 9 | 1.9 | 87 | 73 | 215669388
COMFORTMAKER | C5H0V36*K*AAA* | EA*5X60M24A*+WALLCON | *97CMN1002122B* | 34400 | 34200 | 18 | 10.5 | 9 | 1.9 | 87 | 73 | 215669387
ARCOAIRE | H5H0V36*K*AAA* | EA*5X60M24A*+WALLCON | *97CMN1002122B* | 34400 | 34200 | 18 | 10.5 | 9 | 1.9 | 87 | 73 | 215669386
AIRQUEST | H5H0V36*K*AAA* | EA*5X60M24A*+WALLCON | *97CMN1002122B* | 34400 | 34200 | 18 | 10.5 | 9 | 1.9 | 87 | 73 | 215669385
HEIL | H5H0V36*K*AAA* | EA*5X60M24A*+WALLCON | *97CMN1002122B* | 34400 | 34200 | 18 | 10.5 | 9 | 1.9 | 87 | 73 | 215669384
BRYANT HEATING AND COOLING SYSTEMS | 290VAN036**AA* | CAA**6024AM*+UI | 987MC66100C21*** | 34400 | 34200 | 18 | 10.5 | 9 | 1.9 | 87 | 73 | 215669383
CARRIER | 27VNA036A*030* | CAA**6024AM*+UI | 59MN7C100C21**22 | 34400 | 34200 | 18 | 10.5 | 9 | 1.9 | 87 | 73 | 215669382
TEMPSTAR | T5H0V36*K*AAA* | EA*5X60M24A*+WALLCON | *97CMN0802120B* | 34400 | 34200 | 18 | 10 | 9 | 1.9 | 87 | 73 | 215669381
KENMORE | (C,H,T)5H0V36*K*AAA* | EA*5X60M24A*+WALLCON | *97CMN0802120B* | 34400 | 34200 | 18 | 10 | 9 | 1.9 | 87 | 73 | 215669380
KEEPRITE | C5H0V36*K*AAA* | EA*5X60M24A*+WALLCON | *97CMN0802120B* | 34400 | 34200 | 18 | 10 | 9 | 1.9 | 87 | 73 | 215669379
DAY & NIGHT | C5H0V36*K*AAA* | EA*5X60M24A*+WALLCON | *97CMN0802120B* | 34400 | 34200 | 18 | 10 | 9 | 1.9 | 87 | 73 | 215669378
COMFORTMAKER | C5H0V36*K*AAA* | EA*5X60M24A*+WALLCON | *97CMN0802120B* | 34400 | 34200 | 18 | 10 | 9 | 1.9 | 87 | 73 | 215669377
ARCOAIRE | H5H0V36*K*AAA* | EA*5X60M24A*+WALLCON | *97CMN0802120B* | 34400 | 34200 | 18 | 10 | 9 | 1.9 | 87 | 73 | 215669376
AIRQUEST | H5H0V36*K*AAA* | EA*5X60M24A*+WALLCON | *97CMN0802120B* | 34400 | 34200 | 18 | 10 | 9 | 1.9 | 87 | 73 | 215669375
HEIL | H5H0V36*K*AAA* | EA*5X60M24A*+WALLCON | *97CMN0802120B* | 34400 | 34200 | 18 | 10 | 9 | 1.9 | 87 | 73 | 215669374
BRYANT HEATING AND COOLING SYSTEMS | 290VAN036**AA* | CAA**6024AM*+UI | 987MC60080C21*** | 34400 | 34200 | 18 | 10 | 9 | 1.9 | 87 | 73 | 215669373
CARRIER | 27VNA036A*030* | CAA**6024AM*+UI | 59MN7C080C21**20 | 34400 | 34200 | 18 | 10 | 9 | 1.9 | 87 | 73 | 215669372
TEMPSTAR | T5H0V36*K*AAA* | EA*5X60M24A*+WALLCON | *97CMN0602120B* | 34200 | 34400 | 18 | 10 | 9 | 1.9 | 87 | 73 | 215669371
KENMORE | (C,H,T)5H0V36*K*AAA* | EA*5X60M24A*+WALLCON | *97CMN0602120B* | 34200 | 34400 | 18 | 10 | 9 | 1.9 | 87 | 73 | 215669370
KEEPRITE | C5H0V36*K*AAA* | EA*5X60M24A*+WALLCON | *97CMN0602120B* | 34200 | 34400 | 18 | 10 | 9 | 1.9 | 87 | 73 | 215669369
DAY & NIGHT | C5H0V36*K*AAA* | EA*5X60M24A*+WALLCON | *97CMN0602120B* | 34200 | 34400 | 18 | 10 | 9 | 1.9 | 87 | 73 | 215669368
COMFORTMAKER | C5H0V36*K*AAA* | EA*5X60M24A*+WALLCON | *97CMN0602120B* | 34200 | 34400 | 18 | 10 | 9 | 1.9 | 87 | 73 | 215669367
ARCOAIRE | H5H0V36*K*AAA* | EA*5X60M24A*+WALLCON | *97CMN0602120B* | 34200 | 34400 | 18 | 10 | 9 | 1.9 | 87 | 73 | 215669366
COMFORTMAKER | C5H0V48*K*AAA* | EVD5X48M24A*+WALLCON | *95CSU1002122B* | 47000 | 50000 | 18.5 | 10 | 9 | 2.02 | 91 | 72 | 215676248
ARCOAIRE | H5H0V48*K*AAA* | EVD5X48M24A*+WALLCON | *95CSU1002122B* | 47000 | 50000 | 18.5 | 10 | 9 | 2.02 | 91 | 72 | 215676247
AIRQUEST | H5H0V48*K*AAA* | EVD5X48M24A*+WALLCON | *95CSU1002122B* | 47000 | 50000 | 18.5 | 10 | 9 | 2.02 | 91 | 72 | 215676246
HEIL | H5H0V48*K*AAA* | EVD5X48M24A*+WALLCON | *95CSU1002122B* | 47000 | 50000 | 18.5 | 10 | 9 | 2.02 | 91 | 72 | 215676245
BRYANT HEATING AND COOLING SYSTEMS | 290VAN048**AA* | CVAVA4824XMA*+UI | 935CB66100C21*** | 47000 | 50000 | 18.5 | 10 | 9 | 2.02 | 91 | 72 | 215676244
CARRIER | 27VNA048A*030* | CVAVA4824XMA*+UI | 59CU5B100C21**22 | 47000 | 50000 | 18.5 | 10 | 9 | 2.02 | 91 | 72 | 215676243
TEMPSTAR | T5H0V48*K*AAA* | EVD5X48M24A*+WALLCON | *95CSU0802120B* | 47000 | 50000 | 18 | 10 | 9 | 2.02 | 92 | 73 | 215676242
KENMORE | (C,H,T)5H0V48*K*AAA* | EVD5X48M24A*+WALLCON | *95CSU0802120B* | 47000 | 50000 | 18 | 10 | 9 | 2.02 | 92 | 73 | 215676241
KEEPRITE | C5H0V48*K*AAA* | EVD5X48M24A*+WALLCON | *95CSU0802120B* | 47000 | 50000 | 18 | 10 | 9 | 2.02 | 92 | 73 | 215676240
DAY & NIGHT | C5H0V48*K*AAA* | EVD5X48M24A*+WALLCON | *95CSU0802120B* | 47000 | 50000 | 18 | 10 | 9 | 2.02 | 92 | 73 | 215676239
COMFORTMAKER | C5H0V48*K*AAA* | EVD5X48M24A*+WALLCON | *95CSU0802120B* | 47000 | 50000 | 18 | 10 | 9 | 2.02 | 92 | 73 | 215676238
ARCOAIRE | H5H0V48*K*AAA* | EVD5X48M24A*+WALLCON | *95CSU0802120B* | 47000 | 50000 | 18 | 10 | 9 | 2.02 | 92 | 73 | 215676237
AIRQUEST | H5H0V48*K*AAA* | EVD5X48M24A*+WALLCON | *95CSU0802120B* | 47000 | 50000 | 18 | 10 | 9 | 2.02 | 92 | 73 | 215676236
HEIL | H5H0V48*K*AAA* | EVD5X48M24A*+WALLCON | *95CSU0802120B* | 47000 | 50000 | 18 | 10 | 9 | 2.02 | 92 | 73 | 215676235
BRYANT HEATING AND COOLING SYSTEMS | 290VAN048**AA* | CVAVA4824XMA*+UI | 935CB60080C21*** | 47000 | 50000 | 18 | 10 | 9 | 2.02 | 92 | 73 | 215676234
CARRIER | 27VNA048A*030* | CVAVA4824XMA*+UI | 59CU5B080C21**20 | 47000 | 50000 | 18 | 10 | 9 | 2.02 | 92 | 73 | 215676233
TEMPSTAR | T5H0V48*K*AAA* | EVD5X48M24A*+WALLCON | *80CTL1352422B* | 47000 | 50000 | 19 | 10 | 9 | 2 | 91 | 72 | 215676232
KENMORE | (C,H,T)5H0V48*K*AAA* | EVD5X48M24A*+WALLCON | *80CTL1352422B* | 47000 | 50000 | 19 | 10 | 9 | 2 | 91 | 72 | 215676231
KEEPRITE | C5H0V48*K*AAA* | EVD5X48M24A*+WALLCON | *80CTL1352422B* | 47000 | 50000 | 19 | 10 | 9 | 2 | 91 | 72 | 215676230
DAY & NIGHT | C5H0V48*K*AAA* | EVD5X48M24A*+WALLCON | *80CTL1352422B* | 47000 | 50000 | 19 | 10 | 9 | 2 | 91 | 72 | 215676229
COMFORTMAKER | C5H0V48*K*AAA* | EVD5X48M24A*+WALLCON | *80CTL1352422B* | 47000 | 50000 | 19 | 10 | 9 | 2 | 91 | 72 | 215676228
ARCOAIRE | H5H0V48*K*AAA* | EVD5X48M24A*+WALLCON | *80CTL1352422B* | 47000 | 50000 | 19 | 10 | 9 | 2 | 91 | 72 | 215676227
AIRQUEST | H5H0V48*K*AAA* | EVD5X48M24A*+WALLCON | *80CTL1352422B* | 47000 | 50000 | 19 | 10 | 9 | 2 | 91 | 72 | 215676226
HEIL | H5H0V48*K*AAA* | EVD5X48M24A*+WALLCON | *80CTL1352422B* | 47000 | 50000 | 19 | 10 | 9 | 2 | 91 | 72 | 215676225
BRYANT HEATING AND COOLING SYSTEMS | 290VAN048**AA* | CVAVA4824XMA*+UI | 88*TB66135C24*** | 47000 | 50000 | 19 | 10 | 9 | 2 | 91 | 72 | 215676224
CARRIER | 27VNA048A*030* | CVAVA4824XMA*+UI | 58TN*B135C24**22 | 47000 | 50000 | 19 | 10 | 9 | 2 | 91 | 72 | 215676223
TEMPSTAR | T5H0V48*K*AAA* | EVD5X48M24A*+WALLCON | *80CTL1102120B* | 47000 | 50000 | 19 | 10 | 9 | 2 | 91 | 72 | 215676222
KENMORE | (C,H,T)5H0V48*K*AAA* | EVD5X48M24A*+WALLCON | *80CTL1102120B* | 47000 | 50000 | 19 | 10 | 9 | 2 | 91 | 72 | 215676221
KEEPRITE | C5H0V48*K*AAA* | EVD5X48M24A*+WALLCON | *80CTL1102120B* | 47000 | 50000 | 19 | 10 | 9 | 2 | 91 | 72 | 215676220
DAY & NIGHT | C5H0V48*K*AAA* | EVD5X48M24A*+WALLCON | *80CTL1102120B* | 47000 | 50000 | 19 | 10 | 9 | 2 | 91 | 72 | 215676219
COMFORTMAKER | C5H0V48*K*AAA* | EVD5X48M24A*+WALLCON | *80CTL1102120B* | 47000 | 50000 | 19 | 10 | 9 | 2 | 91 | 72 | 215676218
ARCOAIRE | H5H0V48*K*AAA* | EVD5X48M24A*+WALLCON | *80CTL1102120B* | 47000 | 50000 | 19 | 10 | 9 | 2 | 91 | 72 | 215676217
AIRQUEST | H5H0V48*K*AAA* | EVD5X48M24A*+WALLCON | *80CTL1102120B* | 47000 | 50000 | 19 | 10 | 9 | 2 | 91 | 72 | 215676216
HEIL | H5H0V48*K*AAA* | EVD5X48M24A*+WALLCON | *80CTL1102120B* | 47000 | 50000 | 19 | 10 | 9 | 2 | 91 | 72 | 215676215
BRYANT HEATING AND COOLING SYSTEMS | 290VAN048**AA* | CVAVA4824XMA*+UI | 88*TB60110C21*** | 47000 | 50000 | 19 | 10 | 9 | 2 | 91 | 72 | 215676214
CARRIER | 27VNA048A*030* | CVAVA4824XMA*+UI | 58TN*B110C21**20 | 47000 | 50000 | 19 | 10 | 9 | 2 | 91 | 72 | 215676213
TEMPSTAR | T5H0V48*K*AAA* | EVD5X48M24A*+WALLCON | *80CTL0902120B* | 47000 | 50000 | 19 | 10 | 9 | 2 | 91 | 72 | 215676212
KENMORE | (C,H,T)5H0V48*K*AAA* | EVD5X48M24A*+WALLCON | *80CTL0902120B* | 47000 | 50000 | 19 | 10 | 9 | 2 | 91 | 72 | 215676211
KEEPRITE | C5H0V48*K*AAA* | EVD5X48M24A*+WALLCON | *80CTL0902120B* | 47000 | 50000 | 19 | 10 | 9 | 2 | 91 | 72 | 215676210
DAY & NIGHT | C5H0V48*K*AAA* | EVD5X48M24A*+WALLCON | *80CTL0902120B* | 47000 | 50000 | 19 | 10 | 9 | 2 | 91 | 72 | 215676209
COMFORTMAKER | C5H0V48*K*AAA* | EVD5X48M24A*+WALLCON | *80CTL0902120B* | 47000 | 50000 | 19 | 10 | 9 | 2 | 91 | 72 | 215676208
ARCOAIRE | H5H0V48*K*AAA* | EVD5X48M24A*+WALLCON | *80CTL0902120B* | 47000 | 50000 | 19 | 10 | 9 | 2 | 91 | 72 | 215676207
AIRQUEST | H5H0V48*K*AAA* | EVD5X48M24A*+WALLCON | *80CTL0902120B* | 47000 | 50000 | 19 | 10 | 9 | 2 | 91 | 72 | 215676206
HEIL | H5H0V48*K*AAA* | EVD5X48M24A*+WALLCON | *80CTL0902120B* | 47000 | 50000 | 19 | 10 | 9 | 2 | 91 | 72 | 215676205
BRYANT HEATING AND COOLING SYSTEMS | 290VAN048**AA* | CVAVA4824XMA*+UI | 88*TB60090C21*** | 47000 | 50000 | 19 | 10 | 9 | 2 | 91 | 72 | 215676204
CARRIER | 27VNA048A*030* | CVAVA4824XMA*+UI | 58TN*B090C21**20 | 47000 | 50000 | 19 | 10 | 9 | 2 | 91 | 72 | 215676203
TEMPSTAR | T5H0V48*K*AAA* | EVD5X48M24A*+WALLCON | *80CTL0702120B* | 47000 | 50000 | 18.5 | 10 | 9 | 2.02 | 92 | 73 | 215676202
KENMORE | (C,H,T)5H0V48*K*AAA* | EVD5X48M24A*+WALLCON | *80CTL0702120B* | 47000 | 50000 | 18.5 | 10 | 9 | 2.02 | 92 | 73 | 215676201
KEEPRITE | C5H0V48*K*AAA* | EVD5X48M24A*+WALLCON | *80CTL0702120B* | 47000 | 50000 | 18.5 | 10 | 9 | 2.02 | 92 | 73 | 215676200
DAY & NIGHT | C5H0V48*K*AAA* | EVD5X48M24A*+WALLCON | *80CTL0702120B* | 47000 | 50000 | 18.5 | 10 | 9 | 2.02 | 92 | 73 | 215676199
COMFORTMAKER | C5H0V48*K*AAA* | EVD5X48M24A*+WALLCON | *80CTL0702120B* | 47000 | 50000 | 18.5 | 10 | 9 | 2.02 | 92 | 73 | 215676198
ARCOAIRE | H5H0V48*K*AAA* | EVD5X48M24A*+WALLCON | *80CTL0702120B* | 47000 | 50000 | 18.5 | 10 | 9 | 2.02 | 92 | 73 | 215676197
AIRQUEST | H5H0V48*K*AAA* | EVD5X48M24A*+WALLCON | *80CTL0702120B* | 47000 | 50000 | 18.5 | 10 | 9 | 2.02 | 92 | 73 | 215676196
HEIL | H5H0V48*K*AAA* | EVD5X48M24A*+WALLCON | *80CTL0702120B* | 47000 | 50000 | 18.5 | 10 | 9 | 2.02 | 92 | 73 | 215676195
BRYANT HEATING AND COOLING SYSTEMS | 290VAN048**AA* | CVAVA4824XMA*+UI | 88*TB60070C21*** | 47000 | 50000 | 18.5 | 10 | 9 | 2.02 | 92 | 73 | 215676194
CARRIER | 27VNA048A*030* | CVAVA4824XMA*+UI | 58TN*B070C21**20 | 47000 | 50000 | 18.5 | 10 | 9 | 2.02 | 92 | 73 | 215676193
BRYANT HEATING AND COOLING SYSTEMS | 290VAN048**AA* | CVAMA4921XMA*+UI | 986TD42080C17*** | 48000 | 50000 | 18.5 | 10 | 9 | 2.02 | 91 | 72 | 215675644
CARRIER | 27VNA048A*030* | CVAMA4921XMA*+UI | 59TN6C080C17**14 | 48000 | 50000 | 18.5 | 10 | 9 | 2.02 | 91 | 72 | 215675643
TEMPSTAR | T5H0V48*K*AAA* | EVM5X49M21A*+WALLCON | *97CMN1002122B* | 48000 | 50000 | 19 | 10.5 | 9 | 2 | 93 | 74 | 215675642
KENMORE | (C,H,T)5H0V48*K*AAA* | EVM5X49M21A*+WALLCON | *97CMN1002122B* | 48000 | 50000 | 19 | 10.5 | 9 | 2 | 93 | 74 | 215675641
KEEPRITE | C5H0V48*K*AAA* | EVM5X49M21A*+WALLCON | *97CMN1002122B* | 48000 | 50000 | 19 | 10.5 | 9 | 2 | 93 | 74 | 215675640
DAY & NIGHT | C5H0V48*K*AAA* | EVM5X49M21A*+WALLCON | *97CMN1002122B* | 48000 | 50000 | 19 | 10.5 | 9 | 2 | 93 | 74 | 215675639
COMFORTMAKER | C5H0V48*K*AAA* | EVM5X49M21A*+WALLCON | *97CMN1002122B* | 48000 | 50000 | 19 | 10.5 | 9 | 2 | 93 | 74 | 215675638
ARCOAIRE | H5H0V48*K*AAA* | EVM5X49M21A*+WALLCON | *97CMN1002122B* | 48000 | 50000 | 19 | 10.5 | 9 | 2 | 93 | 74 | 215675637
AIRQUEST | H5H0V48*K*AAA* | EVM5X49M21A*+WALLCON | *97CMN1002122B* | 48000 | 50000 | 19 | 10.5 | 9 | 2 | 93 | 74 | 215675636
HEIL | H5H0V48*K*AAA* | EVM5X49M21A*+WALLCON | *97CMN1002122B* | 48000 | 50000 | 19 | 10.5 | 9 | 2 | 93 | 74 | 215675635
BRYANT HEATING AND COOLING SYSTEMS | 290VAN048**AA* | CVAMA4921XMA*+UI | 987MC66100C21*** | 48000 | 50000 | 19 | 10.5 | 9 | 2 | 93 | 74 | 215675634
CARRIER | 27VNA048A*030* | CVAMA4921XMA*+UI | 59MN7C100C21**22 | 48000 | 50000 | 19 | 10.5 | 9 | 2 | 93 | 74 | 215675633
TEMPSTAR | T5H0V48*K*AAA* | EVM5X49M21A*+WALLCON | *97CMN0802120B* | 48000 | 50000 | 19 | 10 | 9 | 2 | 93 | 74 | 215675632
KENMORE | (C,H,T)5H0V48*K*AAA* | EVM5X49M21A*+WALLCON | *97CMN0802120B* | 48000 | 50000 | 19 | 10 | 9 | 2 | 93 | 74 | 215675631
KEEPRITE | C5H0V48*K*AAA* | EVM5X49M21A*+WALLCON | *97CMN0802120B* | 48000 | 50000 | 19 | 10 | 9 | 2 | 93 | 74 | 215675630
DAY & NIGHT | C5H0V48*K*AAA* | EVM5X49M21A*+WALLCON | *97CMN0802120B* | 48000 | 50000 | 19 | 10 | 9 | 2 | 93 | 74 | 215675629
COMFORTMAKER | C5H0V48*K*AAA* | EVM5X49M21A*+WALLCON | *97CMN0802120B* | 48000 | 50000 | 19 | 10 | 9 | 2 | 93 | 74 | 215675628
ARCOAIRE | H5H0V48*K*AAA* | EVM5X49M21A*+WALLCON | *97CMN0802120B* | 48000 | 50000 | 19 | 10 | 9 | 2 | 93 | 74 | 215675627
AIRQUEST | H5H0V48*K*AAA* | EVM5X49M21A*+WALLCON | *97CMN0802120B* | 48000 | 50000 | 19 | 10 | 9 | 2 | 93 | 74 | 215675626
HEIL | H5H0V48*K*AAA* | EVM5X49M21A*+WALLCON | *97CMN0802120B* | 48000 | 50000 | 19 | 10 | 9 | 2 | 93 | 74 | 215675625
BRYANT HEATING AND COOLING SYSTEMS | 290VAN048**AA* | CVAMA4921XMA*+UI | 987MC60080C21*** | 48000 | 50000 | 19 | 10 | 9 | 2 | 93 | 74 | 215675624
CARRIER | 27VNA048A*030* | CVAMA4921XMA*+UI | 59MN7C080C21**20 | 48000 | 50000 | 19 | 10 | 9 | 2 | 93 | 74 | 215675623
TEMPSTAR | T5H0V48*K*AAA* | EVM5X49M21A*+WALLCON | *97CMN0801714B* | 47500 | 50000 | 18.5 | 10 | 9 | 1.98 | 94 | 75 | 215675622
KENMORE | (C,H,T)5H0V48*K*AAA* | EVM5X49M21A*+WALLCON | *97CMN0801714B* | 47500 | 50000 | 18.5 | 10 | 9 | 1.98 | 94 | 75 | 215675621
KEEPRITE | C5H0V48*K*AAA* | EVM5X49M21A*+WALLCON | *97CMN0801714B* | 47500 | 50000 | 18.5 | 10 | 9 | 1.98 | 94 | 75 | 215675620
DAY & NIGHT | C5H0V48*K*AAA* | EVM5X49M21A*+WALLCON | *97CMN0801714B* | 47500 | 50000 | 18.5 | 10 | 9 | 1.98 | 94 | 75 | 215675619
COMFORTMAKER | C5H0V48*K*AAA* | EVM5X49M21A*+WALLCON | *97CMN0801714B* | 47500 | 50000 | 18.5 | 10 | 9 | 1.98 | 94 | 75 | 215675618
ARCOAIRE | H5H0V48*K*AAA* | EVM5X49M21A*+WALLCON | *97CMN0801714B* | 47500 | 50000 | 18.5 | 10 | 9 | 1.98 | 94 | 75 | 215675617
AIRQUEST | H5H0V48*K*AAA* | EVM5X49M21A*+WALLCON | *97CMN0801714B* | 47500 | 50000 | 18.5 | 10 | 9 | 1.98 | 94 | 75 | 215675616
HEIL | H5H0V48*K*AAA* | EVM5X49M21A*+WALLCON | *97CMN0801714B* | 47500 | 50000 | 18.5 | 10 | 9 | 1.98 | 94 | 75 | 215675615
BRYANT HEATING AND COOLING SYSTEMS | 290VAN048**AA* | CVAMA4921XMA*+UI | 987MC42080C17*** | 47500 | 50000 | 18.5 | 10 | 9 | 1.98 | 94 | 75 | 215675614
CARRIER | 27VNA048A*030* | CVAMA4921XMA*+UI | 59MN7C080C17**14 | 47500 | 50000 | 18.5 | 10 | 9 | 1.98 | 94 | 75 | 215675613
TEMPSTAR | T5H0V48*K*AAA* | EVM5X49M21A*+WALLCON | *97CMN0602120B* | 47500 | 50000 | 18.5 | 10 | 9 | 1.98 | 94 | 74 | 215675612
KENMORE | (C,H,T)5H0V48*K*AAA* | EVM5X49M21A*+WALLCON | *97CMN0602120B* | 47500 | 50000 | 18.5 | 10 | 9 | 1.98 | 94 | 74 | 215675611
KEEPRITE | C5H0V48*K*AAA* | EVM5X49M21A*+WALLCON | *97CMN0602120B* | 47500 | 50000 | 18.5 | 10 | 9 | 1.98 | 94 | 74 | 215675610
DAY & NIGHT | C5H0V48*K*AAA* | EVM5X49M21A*+WALLCON | *97CMN0602120B* | 47500 | 50000 | 18.5 | 10 | 9 | 1.98 | 94 | 74 | 215675609
COMFORTMAKER | C5H0V48*K*AAA* | EVM5X49M21A*+WALLCON | *97CMN0602120B* | 47500 | 50000 | 18.5 | 10 | 9 | 1.98 | 94 | 74 | 215675608
ARCOAIRE | H5H0V48*K*AAA* | EVM5X49M21A*+WALLCON | *97CMN0602120B* | 47500 | 50000 | 18.5 | 10 | 9 | 1.98 | 94 | 74 | 215675607
AIRQUEST | H5H0V48*K*AAA* | EVM5X49M21A*+WALLCON | *97CMN0602120B* | 47500 | 50000 | 18.5 | 10 | 9 | 1.98 | 94 | 74 | 215675606
HEIL | H5H0V48*K*AAA* | EVM5X49M21A*+WALLCON | *97CMN0602120B* | 47500 | 50000 | 18.5 | 10 | 9 | 1.98 | 94 | 74 | 215675605
BRYANT HEATING AND COOLING SYSTEMS | 290VAN048**AA* | CVAMA4921XMA*+UI | 987MC60060C21*** | 47500 | 50000 | 18.5 | 10 | 9 | 1.98 | 94 | 74 | 215675604
CARRIER | 27VNA048A*030* | CVAMA4921XMA*+UI | 59MN7C060C21**20 | 47500 | 50000 | 18.5 | 10 | 9 | 1.98 | 94 | 74 | 215675603
TEMPSTAR | T5H0V48*K*AAA* | EVM5X49M21A*+WALLCON | *95CSU1002122B* | 48000 | 50000 | 19 | 10 | 9 | 2.02 | 93 | 73 | 215675602
KENMORE | (C,H,T)5H0V48*K*AAA* | EVM5X49M21A*+WALLCON | *95CSU1002122B* | 48000 | 50000 | 19 | 10 | 9 | 2.02 | 93 | 73 | 215675601
KEEPRITE | C5H0V48*K*AAA* | EVM5X49M21A*+WALLCON | *95CSU1002122B* | 48000 | 50000 | 19 | 10 | 9 | 2.02 | 93 | 73 | 215675600
DAY & NIGHT | C5H0V48*K*AAA* | EVM5X49M21A*+WALLCON | *95CSU1002122B* | 48000 | 50000 | 19 | 10 | 9 | 2.02 | 93 | 73 | 215675599
COMFORTMAKER | C5H0V48*K*AAA* | EVM5X49M21A*+WALLCON | *95CSU1002122B* | 48000 | 50000 | 19 | 10 | 9 | 2.02 | 93 | 73 | 215675598
ARCOAIRE | H5H0V48*K*AAA* | EVM5X49M21A*+WALLCON | *95CSU1002122B* | 48000 | 50000 | 19 | 10 | 9 | 2.02 | 93 | 73 | 215675597
AIRQUEST | H5H0V48*K*AAA* | EVM5X49M21A*+WALLCON | *95CSU1002122B* | 48000 | 50000 | 19 | 10 | 9 | 2.02 | 93 | 73 | 215675596
HEIL | H5H0V48*K*AAA* | EVM5X49M21A*+WALLCON | *95CSU1002122B* | 48000 | 50000 | 19 | 10 | 9 | 2.02 | 93 | 73 | 215675595
BRYANT HEATING AND COOLING SYSTEMS | 290VAN048**AA* | CVAMA4921XMA*+UI | 935CB66100C21*** | 48000 | 50000 | 19 | 10 | 9 | 2.02 | 93 | 73 | 215675594
CARRIER | 27VNA048A*030* | CVAMA4921XMA*+UI | 59CU5B100C21**22 | 48000 | 50000 | 19 | 10 | 9 | 2.02 | 93 | 73 | 215675593
TEMPSTAR | T5H0V48*K*AAA* | EVM5X49M21A*+WALLCON | *95CSU0601716B* | 47500 | 50000 | 18 | 10 | 9 | 1.98 | 94 | 74 | 215675592
KENMORE | (C,H,T)5H0V48*K*AAA* | EVM5X49M21A*+WALLCON | *95CSU0601716B* | 47500 | 50000 | 18 | 10 | 9 | 1.98 | 94 | 74 | 215675591
KEEPRITE | C5H0V48*K*AAA* | EVM5X49M21A*+WALLCON | *95CSU0601716B* | 47500 | 50000 | 18 | 10 | 9 | 1.98 | 94 | 74 | 215675590
DAY & NIGHT | C5H0V48*K*AAA* | EVM5X49M21A*+WALLCON | *95CSU0601716B* | 47500 | 50000 | 18 | 10 | 9 | 1.98 | 94 | 74 | 215675589
AIRQUEST | H5H0V48*K*AAA* | EVD5X60M24A*+WALLCON | *96CTN1202422B* | 48000 | 50000 | 19 | 10.5 | 9 | 2 | 92 | 73 | 215676676
HEIL | H5H0V48*K*AAA* | EVD5X60M24A*+WALLCON | *96CTN1202422B* | 48000 | 50000 | 19 | 10.5 | 9 | 2 | 92 | 73 | 215676675
CARRIER | 27VNA048A*030* | CVAVA6024XMA*+UI | 59TN6C120C24**22 | 48000 | 50000 | 19 | 10.5 | 9 | 2 | 92 | 73 | 215676673
CARRIER | 27VNA036A*030* | CAA**6124AM*+UI | 59MN7C100C21**22 | 35000 | 34400 | 18.5 | 10.5 | 9 | 1.92 | 87 | 72 | 215669702
DAY & NIGHT | C5H0V48*K*AAA* | EVD5X60M24A*+WALLCON | *80CSU0802120A* | 48000 | 50000 | 19 | 10 | 9 | 2.12 | 92 | 73 | 215676589
COMFORTMAKER | C5H0V48*K*AAA* | EVD5X60M24A*+WALLCON | *80CSU0802120A* | 48000 | 50000 | 19 | 10 | 9 | 2.12 | 92 | 73 | 215676588
ARCOAIRE | H5H0V48*K*AAA* | EVD5X60M24A*+WALLCON | *80CSU0802120A* | 48000 | 50000 | 19 | 10 | 9 | 2.12 | 92 | 73 | 215676587
AIRQUEST | H5H0V48*K*AAA* | EVD5X60M24A*+WALLCON | *80CSU0802120A* | 48000 | 50000 | 19 | 10 | 9 | 2.12 | 92 | 73 | 215676586
AIRQUEST | H5H0V48*K*AAA* | EVD5X61M21A*+WALLCON | *80CSU0601716A* | 48500 | 50000 | 19 | 10 | 9 | 2 | 93 | 74 | 215676686
HEIL | H5H0V48*K*AAA* | EVD5X61M21A*+WALLCON | *80CSU0601716A* | 48500 | 50000 | 19 | 10 | 9 | 2 | 93 | 74 | 215676685
BRYANT HEATING AND COOLING SYSTEMS | 290VAN048**AA* | CVAVA6121XMA*+UI | 83*CA48060C17*** | 48500 | 50000 | 19 | 10 | 9 | 2 | 93 | 74 | 215676684
CARRIER | 27VNA048A*030* | CVAVA6121XMA*+UI | 58CU*A060C17**16 | 48500 | 50000 | 19 | 10 | 9 | 2 | 93 | 74 | 215676683
TEMPSTAR | T5H0V48*K*AAA* | EVD5X60M24A*+WALLCON | *96CTN1202422B* | 48000 | 50000 | 19 | 10.5 | 9 | 2 | 92 | 73 | 215676682
BRYANT HEATING AND COOLING SYSTEMS | 290VAN048**AA* | CVAVA6024XMA*+UI | 83*CA60080C21*** | 48000 | 50000 | 19 | 10 | 9 | 2.12 | 92 | 73 | 215676584
CARRIER | 27VNA048A*030* | CVAVA6024XMA*+UI | 58CU*A080C21**20 | 48000 | 50000 | 19 | 10 | 9 | 2.12 | 92 | 73 | 215676583
TEMPSTAR | T5H0V48*K*AAA* | EVD5X60M21A*+WALLCON | *96CTN1002122B* | 48000 | 50000 | 19 | 10 | 9 | 2 | 93 | 73 | 215676582
COMFORTMAKER | C5H0V48*K*AAA* | EVD5X61M21A*+WALLCON | *80CSU0601716A* | 48500 | 50000 | 19 | 10 | 9 | 2 | 93 | 74 | 215676688
ARCOAIRE | H5H0V48*K*AAA* | EVD5X61M21A*+WALLCON | *80CSU0601716A* | 48500 | 50000 | 19 | 10 | 9 | 2 | 93 | 74 | 215676687
HEIL | H5H0V48*K*AAA* | EVD5X60M24A*+WALLCON | *80CSU0802120A* | 48000 | 50000 | 19 | 10 | 9 | 2.12 | 92 | 73 | 215676585
TEMPSTAR | T5H0V36*K*AAA* | EA*5X42M21A*+WALLCON | *96CTN0802120B* | 33200 | 35800 | 17.5 | 10 | 9 | 1.86 | 87 | 72 | 215679352
KENMORE | (C,H,T)5H0V36*K*AAA* | EA*5X42M21A*+WALLCON | *96CTN0802120B* | 33200 | 35800 | 17.5 | 10 | 9 | 1.86 | 87 | 72 | 215679351
KEEPRITE | C5H0V36*K*AAA* | EA*5X42M21A*+WALLCON | *96CTN0802120B* | 33200 | 35800 | 17.5 | 10 | 9 | 1.86 | 87 | 72 | 215679350
DAY & NIGHT | C5H0V36*K*AAA* | EA*5X42M21A*+WALLCON | *96CTN0802120B* | 33200 | 35800 | 17.5 | 10 | 9 | 1.86 | 87 | 72 | 215679349
COMFORTMAKER | C5H0V36*K*AAA* | EA*5X42M21A*+WALLCON | *96CTN0802120B* | 33200 | 35800 | 17.5 | 10 | 9 | 1.86 | 87 | 72 | 215679348
ARCOAIRE | H5H0V36*K*AAA* | EA*5X42M21A*+WALLCON | *96CTN0802120B* | 33200 | 35800 | 17.5 | 10 | 9 | 1.86 | 87 | 72 | 215679347
AIRQUEST | H5H0V36*K*AAA* | EA*5X42M21A*+WALLCON | *96CTN0802120B* | 33200 | 35800 | 17.5 | 10 | 9 | 1.86 | 87 | 72 | 215679346
HEIL | H5H0V36*K*AAA* | EA*5X42M21A*+WALLCON | *96CTN0802120B* | 33200 | 35800 | 17.5 | 10 | 9 | 1.86 | 87 | 72 | 215679345
BRYANT HEATING AND COOLING SYSTEMS | 290VAN036**AA* | CAA**4221AM*+UI | 986TD60080C21*** | 33200 | 35800 | 17.5 | 10 | 9 | 1.86 | 87 | 72 | 215679344
CARRIER | 27VNA036A*030* | CAA**4221AM*+UI | 59TN6C080C21**20 | 33200 | 35800 | 17.5 | 10 | 9 | 1.86 | 87 | 72 | 215679343
TEMPSTAR | T5H0V36*K*AAA* | EA*5X37M21A*+WALLCON | *97CTN1002122A* | 34600 | 35200 | 18 | 10 | 9 | 1.9 | 86 | 71 | 215679342
KENMORE | (C,H,T)5H0V36*K*AAA* | EA*5X37M21A*+WALLCON | *97CTN1002122A* | 34600 | 35200 | 18 | 10 | 9 | 1.9 | 86 | 71 | 215679341
KEEPRITE | C5H0V36*K*AAA* | EA*5X37M21A*+WALLCON | *97CTN1002122A* | 34600 | 35200 | 18 | 10 | 9 | 1.9 | 86 | 71 | 215679340
DAY & NIGHT | C5H0V36*K*AAA* | EA*5X37M21A*+WALLCON | *97CTN1002122A* | 34600 | 35200 | 18 | 10 | 9 | 1.9 | 86 | 71 | 215679339
COMFORTMAKER | C5H0V36*K*AAA* | EA*5X37M21A*+WALLCON | *97CTN1002122A* | 34600 | 35200 | 18 | 10 | 9 | 1.9 | 86 | 71 | 215679338
ARCOAIRE | H5H0V36*K*AAA* | EA*5X37M21A*+WALLCON | *97CTN1002122A* | 34600 | 35200 | 18 | 10 | 9 | 1.9 | 86 | 71 | 215679337
AIRQUEST | H5H0V36*K*AAA* | EA*5X37M21A*+WALLCON | *97CTN1002122A* | 34600 | 35200 | 18 | 10 | 9 | 1.9 | 86 | 71 | 215679336
HEIL | H5H0V36*K*AAA* | EA*5X37M21A*+WALLCON | *97CTN1002122A* | 34600 | 35200 | 18 | 10 | 9 | 1.9 | 86 | 71 | 215679335
BRYANT HEATING AND COOLING SYSTEMS | 290VAN036**AA* | CAA**3721AM*+UI | 987TA66100C21*** | 34600 | 35200 | 18 | 10 | 9 | 1.9 | 86 | 71 | 215679334
CARRIER | 27VNA036A*030* | CAA**3721AM*+UI | 59TN7A100C21**22 | 34600 | 35200 | 18 | 10 | 9 | 1.9 | 86 | 71 | 215679333
TEMPSTAR | T5H0V36*K*AAA* | EA*5X37M21A*+WALLCON | *97CTN0802120A* | 34400 | 35400 | 18 | 10 | 9 | 1.88 | 86 | 71 | 215679332
KENMORE | (C,H,T)5H0V36*K*AAA* | EA*5X37M21A*+WALLCON | *97CTN0802120A* | 34400 | 35400 | 18 | 10 | 9 | 1.88 | 86 | 71 | 215679331
KEEPRITE | C5H0V36*K*AAA* | EA*5X37M21A*+WALLCON | *97CTN0802120A* | 34400 | 35400 | 18 | 10 | 9 | 1.88 | 86 | 71 | 215679330
DAY & NIGHT | C5H0V36*K*AAA* | EA*5X37M21A*+WALLCON | *97CTN0802120A* | 34400 | 35400 | 18 | 10 | 9 | 1.88 | 86 | 71 | 215679329
COMFORTMAKER | C5H0V36*K*AAA* | EA*5X37M21A*+WALLCON | *97CTN0802120A* | 34400 | 35400 | 18 | 10 | 9 | 1.88 | 86 | 71 | 215679328
ARCOAIRE | H5H0V36*K*AAA* | EA*5X37M21A*+WALLCON | *97CTN0802120A* | 34400 | 35400 | 18 | 10 | 9 | 1.88 | 86 | 71 | 215679327
AIRQUEST | H5H0V36*K*AAA* | EA*5X37M21A*+WALLCON | *97CTN0802120A* | 34400 | 35400 | 18 | 10 | 9 | 1.88 | 86 | 71 | 215679326
HEIL | H5H0V36*K*AAA* | EA*5X37M21A*+WALLCON | *97CTN0802120A* | 34400 | 35400 | 18 | 10 | 9 | 1.88 | 86 | 71 | 215679325
BRYANT HEATING AND COOLING SYSTEMS | 290VAN036**AA* | CAA**3721AM*+UI | 987TA60080C21*** | 34400 | 35400 | 18 | 10 | 9 | 1.88 | 86 | 71 | 215679324
CARRIER | 27VNA036A*030* | CAA**3721AM*+UI | 59TN7A080C21**20 | 34400 | 35400 | 18 | 10 | 9 | 1.88 | 86 | 71 | 215679323
TEMPSTAR | T5H0V36*K*AAA* | EA*5X37M21A*+WALLCON | *80CSU0601716B* | 34600 | 35200 | 17.5 | 10 | 9 | 1.9 | 86 | 71 | 215679302
KENMORE | (C,H,T)5H0V36*K*AAA* | EA*5X37M21A*+WALLCON | *80CSU0601716B* | 34600 | 35200 | 17.5 | 10 | 9 | 1.9 | 86 | 71 | 215679301
KEEPRITE | C5H0V36*K*AAA* | EA*5X37M21A*+WALLCON | *80CSU0601716B* | 34600 | 35200 | 17.5 | 10 | 9 | 1.9 | 86 | 71 | 215679300
BRYANT HEATING AND COOLING SYSTEMS | 290VAN048**AA* | CVAMA6021XMA*+UI | 986TD60080C21*** | 48000 | 50000 | 19 | 10 | 9 | 2 | 93 | 74 | 215681894
CARRIER | 27VNA048A*030* | CVAMA6021XMA*+UI | 59TN6C080C21**20 | 48000 | 50000 | 19 | 10 | 9 | 2 | 93 | 74 | 215681893
TEMPSTAR | T5H0V48*K*AAA* | EVM5X49M21A*+WALLCON | *97CTN1002122A* | 48000 | 50000 | 19 | 10.5 | 9 | 2 | 93 | 74 | 215681892
KENMORE | (C,H,T)5H0V48*K*AAA* | EVM5X49M21A*+WALLCON | *97CTN1002122A* | 48000 | 50000 | 19 | 10.5 | 9 | 2 | 93 | 74 | 215681891
KEEPRITE | C5H0V48*K*AAA* | EVM5X49M21A*+WALLCON | *97CTN1002122A* | 48000 | 50000 | 19 | 10.5 | 9 | 2 | 93 | 74 | 215681890
DAY & NIGHT | C5H0V48*K*AAA* | EVM5X49M21A*+WALLCON | *97CTN1002122A* | 48000 | 50000 | 19 | 10.5 | 9 | 2 | 93 | 74 | 215681889
COMFORTMAKER | C5H0V48*K*AAA* | EVM5X49M21A*+WALLCON | *97CTN1002122A* | 48000 | 50000 | 19 | 10.5 | 9 | 2 | 93 | 74 | 215681888
ARCOAIRE | H5H0V48*K*AAA* | EVM5X49M21A*+WALLCON | *97CTN1002122A* | 48000 | 50000 | 19 | 10.5 | 9 | 2 | 93 | 74 | 215681887
AIRQUEST | H5H0V48*K*AAA* | EVM5X49M21A*+WALLCON | *97CTN1002122A* | 48000 | 50000 | 19 | 10.5 | 9 | 2 | 93 | 74 | 215681886
HEIL | H5H0V48*K*AAA* | EVM5X49M21A*+WALLCON | *97CTN1002122A* | 48000 | 50000 | 19 | 10.5 | 9 | 2 | 93 | 74 | 215681885
BRYANT HEATING AND COOLING SYSTEMS | 290VAN048**AA* | CVAMA4921XMA*+UI | 987TA66100C21*** | 48000 | 50000 | 19 | 10.5 | 9 | 2 | 93 | 74 | 215681884
CARRIER | 27VNA048A*030* | CVAMA4921XMA*+UI | 59TN7A100C21**22 | 48000 | 50000 | 19 | 10.5 | 9 | 2 | 93 | 74 | 215681883
TEMPSTAR | T5H0V48*K*AAA* | EVM5X49M21A*+WALLCON | *97CTN0802120A* | 48000 | 50000 | 19 | 10 | 9 | 2 | 93 | 74 | 215681882
KENMORE | (C,H,T)5H0V48*K*AAA* | EVM5X49M21A*+WALLCON | *97CTN0802120A* | 48000 | 50000 | 19 | 10 | 9 | 2 | 93 | 74 | 215681881
TEMPSTAR | T5H0V48*K*AAA* | EVM5X60M21A*+WALLCON | *80CSU0802120B* | 48500 | 50000 | 19 | 10 | 9 | 2.12 | 92 | 73 | 215681932
KENMORE | (C,H,T)5H0V48*K*AAA* | EVM5X60M21A*+WALLCON | *80CSU0802120B* | 48500 | 50000 | 19 | 10 | 9 | 2.12 | 92 | 73 | 215681931
KEEPRITE | C5H0V48*K*AAA* | EVM5X60M21A*+WALLCON | *80CSU0802120B* | 48500 | 50000 | 19 | 10 | 9 | 2.12 | 92 | 73 | 215681930
DAY & NIGHT | C5H0V48*K*AAA* | EVM5X60M21A*+WALLCON | *80CSU0802120B* | 48500 | 50000 | 19 | 10 | 9 | 2.12 | 92 | 73 | 215681929
COMFORTMAKER | C5H0V48*K*AAA* | EVM5X60M21A*+WALLCON | *80CSU0802120B* | 48500 | 50000 | 19 | 10 | 9 | 2.12 | 92 | 73 | 215681928
ARCOAIRE | H5H0V48*K*AAA* | EVM5X60M21A*+WALLCON | *80CSU0802120B* | 48500 | 50000 | 19 | 10 | 9 | 2.12 | 92 | 73 | 215681927
AIRQUEST | H5H0V48*K*AAA* | EVM5X60M21A*+WALLCON | *80CSU0802120B* | 48500 | 50000 | 19 | 10 | 9 | 2.12 | 92 | 73 | 215681926
HEIL | H5H0V48*K*AAA* | EVM5X60M21A*+WALLCON | *80CSU0802120B* | 48500 | 50000 | 19 | 10 | 9 | 2.12 | 92 | 73 | 215681925
BRYANT HEATING AND COOLING SYSTEMS | 290VAN048**AA* | CVAMA6021XMA*+UI | 83*CB60080C21*** | 48500 | 50000 | 19 | 10 | 9 | 2.12 | 92 | 73 | 215681924
CARRIER | 27VNA048A*030* | CVAMA6021XMA*+UI | 58CU*B080C21**20 | 48500 | 50000 | 19 | 10 | 9 | 2.12 | 92 | 73 | 215681923
TEMPSTAR | T5H0V48*K*AAA* | EVM5X60M21A*+WALLCON | *80CSU0601716B* | 48000 | 50000 | 18.5 | 10 | 9 | 2 | 93 | 74 | 215681922
KENMORE | (C,H,T)5H0V48*K*AAA* | EVM5X60M21A*+WALLCON | *80CSU0601716B* | 48000 | 50000 | 18.5 | 10 | 9 | 2 | 93 | 74 | 215681921
KEEPRITE | C5H0V48*K*AAA* | EVM5X60M21A*+WALLCON | *80CSU0601716B* | 48000 | 50000 | 18.5 | 10 | 9 | 2 | 93 | 74 | 215681920
DAY & NIGHT | C5H0V48*K*AAA* | EVM5X60M21A*+WALLCON | *80CSU0601716B* | 48000 | 50000 | 18.5 | 10 | 9 | 2 | 93 | 74 | 215681919
KEEPRITE | C5H0V48*K*AAA* | EVM5X49M21A*+WALLCON | *97CTN0802120A* | 48000 | 50000 | 19 | 10 | 9 | 2 | 93 | 74 | 215681880
DAY & NIGHT | C5H0V48*K*AAA* | EVM5X49M21A*+WALLCON | *97CTN0802120A* | 48000 | 50000 | 19 | 10 | 9 | 2 | 93 | 74 | 215681879
COMFORTMAKER | C5H0V48*K*AAA* | EVM5X49M21A*+WALLCON | *97CTN0802120A* | 48000 | 50000 | 19 | 10 | 9 | 2 | 93 | 74 | 215681878
ARCOAIRE | H5H0V48*K*AAA* | EVM5X49M21A*+WALLCON | *97CTN0802120A* | 48000 | 50000 | 19 | 10 | 9 | 2 | 93 | 74 | 215681877
AIRQUEST | H5H0V48*K*AAA* | EVM5X49M21A*+WALLCON | *97CTN0802120A* | 48000 | 50000 | 19 | 10 | 9 | 2 | 93 | 74 | 215681876
HEIL | H5H0V48*K*AAA* | EVM5X49M21A*+WALLCON | *97CTN0802120A* | 48000 | 50000 | 19 | 10 | 9 | 2 | 93 | 74 | 215681875
BRYANT HEATING AND COOLING SYSTEMS | 290VAN048**AA* | CVAMA4921XMA*+UI | 987TA60080C21*** | 48000 | 50000 | 19 | 10 | 9 | 2 | 93 | 74 | 215681874
CARRIER | 27VNA048A*030* | CVAMA4921XMA*+UI | 59TN7A080C21**20 | 48000 | 50000 | 19 | 10 | 9 | 2 | 93 | 74 | 215681873
TEMPSTAR | T5H0V48*K*AAA* | EVM5X49M21A*+WALLCON | *97CTN0801716A* | 47500 | 50000 | 18.5 | 10 | 9 | 1.98 | 94 | 74 | 215681872
KENMORE | (C,H,T)5H0V48*K*AAA* | EVM5X49M21A*+WALLCON | *97CTN0801716A* | 47500 | 50000 | 18.5 | 10 | 9 | 1.98 | 94 | 74 | 215681871
KEEPRITE | C5H0V48*K*AAA* | EVM5X49M21A*+WALLCON | *97CTN0801716A* | 47500 | 50000 | 18.5 | 10 | 9 | 1.98 | 94 | 74 | 215681870
DAY & NIGHT | C5H0V48*K*AAA* | EVM5X49M21A*+WALLCON | *97CTN0801716A* | 47500 | 50000 | 18.5 | 10 | 9 | 1.98 | 94 | 74 | 215681869
COMFORTMAKER | C5H0V48*K*AAA* | EVM5X49M21A*+WALLCON | *97CTN0801716A* | 47500 | 50000 | 18.5 | 10 | 9 | 1.98 | 94 | 74 | 215681868
AIRQUEST | H5H0V48*K*AAA* | EVM5X60M24A*+WALLCON | *80CSU0802120B* | 48000 | 50000 | 19 | 10 | 9 | 2.12 | 92 | 72 | 215681986
HEIL | H5H0V48*K*AAA* | EVM5X60M24A*+WALLCON | *80CSU0802120B* | 48000 | 50000 | 19 | 10 | 9 | 2.12 | 92 | 72 | 215681985
BRYANT HEATING AND COOLING SYSTEMS | 290VAN048**AA* | CVAMA6024XMA*+UI | 83*CB60080C21*** | 48000 | 50000 | 19 | 10 | 9 | 2.12 | 92 | 72 | 215681984
CARRIER | 27VNA048A*030* | CVAMA6024XMA*+UI | 58CU*B080C21**20 | 48000 | 50000 | 19 | 10 | 9 | 2.12 | 92 | 72 | 215681983
TEMPSTAR | T5H0V48*K*AAA* | EVM5X60M24A*+WALLCON | *96CTN0802120B* | 48000 | 50000 | 19 | 10 | 9 | 2 | 92 | 73 | 215681982
KENMORE | (C,H,T)5H0V48*K*AAA* | EVM5X60M24A*+WALLCON | *96CTN0802120B* | 48000 | 50000 | 19 | 10 | 9 | 2 | 92 | 73 | 215681981
KEEPRITE | C5H0V48*K*AAA* | EVM5X60M24A*+WALLCON | *96CTN0802120B* | 48000 | 50000 | 19 | 10 | 9 | 2 | 92 | 73 | 215681980
DAY & NIGHT | C5H0V48*K*AAA* | EVM5X60M24A*+WALLCON | *96CTN0802120B* | 48000 | 50000 | 19 | 10 | 9 | 2 | 92 | 73 | 215681979
COMFORTMAKER | C5H0V48*K*AAA* | EVM5X60M24A*+WALLCON | *96CTN0802120B* | 48000 | 50000 | 19 | 10 | 9 | 2 | 92 | 73 | 215681978
ARCOAIRE | H5H0V48*K*AAA* | EVM5X60M24A*+WALLCON | *96CTN0802120B* | 48000 | 50000 | 19 | 10 | 9 | 2 | 92 | 73 | 215681977
AIRQUEST | H5H0V48*K*AAA* | EVM5X60M24A*+WALLCON | *96CTN0802120B* | 48000 | 50000 | 19 | 10 | 9 | 2 | 92 | 73 | 215681976
HEIL | H5H0V48*K*AAA* | EVM5X60M24A*+WALLCON | *96CTN0802120B* | 48000 | 50000 | 19 | 10 | 9 | 2 | 92 | 73 | 215681975
BRYANT HEATING AND COOLING SYSTEMS | 290VAN048**AA* | CVAMA6024XMA*+UI | 986TD60080C21*** | 48000 | 50000 | 19 | 10 | 9 | 2 | 92 | 73 | 215681974
CARRIER | 27VNA048A*030* | CVAMA6024XMA*+UI | 59TN6C080C21**20 | 48000 | 50000 | 19 | 10 | 9 | 2 | 92 | 73 | 215681973
TEMPSTAR | T5H0V48*K*AAA* | EVM5X60M21A*+WALLCON | *97CTN1002122A* | 48000 | 50000 | 19 | 10.5 | 9 | 2 | 93 | 74 | 215681972
BRYANT HEATING AND COOLING SYSTEMS | 290VAN036**AA* | CAA**3721AM*+UI | 986TD66100C21*** | 34600 | 35200 | 18 | 10 | 9 | 1.9 | 86 | 71 | 215683930
CARRIER | 27VNA036A*030* | CAA**3721AM*+UI | 59TN6C100C21**22 | 34600 | 35200 | 18 | 10 | 9 | 1.9 | 86 | 71 | 215683929
BRYANT HEATING AND COOLING SYSTEMS | 290VAN036**AA* | CAA**3721AM*+UI | 986TD42080C17*** | 34400 | 35400 | 18 | 10 | 9 | 1.9 | 86 | 71 | 215683928
CARRIER | 27VNA036A*030* | CAA**3721AM*+UI | 59TN6C080C17**14 | 34400 | 35400 | 18 | 10 | 9 | 1.9 | 86 | 71 | 215683927
BRYANT HEATING AND COOLING SYSTEMS | 290VAN036**AA* | CAA**3721AM*+UI | 987MC66100C21*** | 34600 | 35200 | 18 | 10 | 9 | 1.9 | 86 | 71 | 215683924
CARRIER | 27VNA036A*030* | CAA**3721AM*+UI | 59MN7C100C21**22 | 34600 | 35200 | 18 | 10 | 9 | 1.9 | 86 | 71 | 215683923
BRYANT HEATING AND COOLING SYSTEMS | 290VAN036**AA* | CAA**3721AM*+UI | 987MC60080C21*** | 34400 | 35400 | 18 | 10 | 8.1 | 1.88 | 86 | 71 | 215683922
CARRIER | 27VNA036A*030* | CAA**3721AM*+UI | 59MN7C080C21**20 | 34400 | 35400 | 18 | 10 | 8.1 | 1.88 | 86 | 71 | 215683921
BRYANT HEATING AND COOLING SYSTEMS | 290VAN036**AA* | CAA**3721AM*+UI | 935CB66100C21*** | 34600 | 35200 | 18 | 10 | 9 | 1.9 | 86 | 71 | 215683914
CARRIER | 27VNA036A*030* | CAA**3721AM*+UI | 59CU5B100C21**22 | 34600 | 35200 | 18 | 10 | 9 | 1.9 | 86 | 71 | 215683913
BRYANT HEATING AND COOLING SYSTEMS | 290VAN036**AA* | CAA**3721AM*+UI | 935CB60080C21*** | 34400 | 35400 | 17.5 | 10 | 9 | 1.9 | 86 | 71 | 215683912
CARRIER | 27VNA036A*030* | CAA**3721AM*+UI | 59CU5B080C21**20 | 34400 | 35400 | 17.5 | 10 | 9 | 1.9 | 86 | 71 | 215683911
BRYANT HEATING AND COOLING SYSTEMS | 290VAN036**AA* | CAA**3721AM*+UI | 88*TB60110C21*** | 34600 | 35200 | 18 | 10 | 9 | 1.9 | 86 | 71 | 215683908
CARRIER | 27VNA036A*030* | CAA**3721AM*+UI | 58TN*B110C21**20 | 34600 | 35200 | 18 | 10 | 9 | 1.9 | 86 | 71 | 215683907
BRYANT HEATING AND COOLING SYSTEMS | 290VAN036**AA* | CAA**3721AM*+UI | 88*TB60090C21*** | 34600 | 35200 | 18 | 10 | 9 | 1.9 | 86 | 71 | 215683906
CARRIER | 27VNA036A*030* | CAA**3721AM*+UI | 58TN*B090C21**20 | 34600 | 35200 | 18 | 10 | 9 | 1.9 | 86 | 71 | 215683905
BRYANT HEATING AND COOLING SYSTEMS | 290VAN036**AA* | CAA**3721AM*+UI | 88*TB48090C17*** | 34400 | 35400 | 18 | 10 | 9 | 1.88 | 86 | 71 | 215683904
CARRIER | 27VNA036A*030* | CAA**3721AM*+UI | 58TN*B090C17**16 | 34400 | 35400 | 18 | 10 | 9 | 1.88 | 86 | 71 | 215683903
BRYANT HEATING AND COOLING SYSTEMS | 290VAN036**AA* | CAA**3721AM*+UI | 88*TB60070C21*** | 34400 | 35400 | 18 | 10 | 9 | 1.88 | 86 | 71 | 215683902
CARRIER | 27VNA036A*030* | CAA**3721AM*+UI | 58TN*B070C21**20 | 34400 | 35400 | 18 | 10 | 9 | 1.88 | 86 | 71 | 215683901
BRYANT HEATING AND COOLING SYSTEMS | 290VAN036**AA* | CAA**3721AM*+UI | 88*TB48070C17*** | 34400 | 35400 | 18 | 10 | 9 | 1.9 | 86 | 71 | 215683900
CARRIER | 27VNA036A*030* | CAA**3721AM*+UI | 58TN*B070C17**16 | 34400 | 35400 | 18 | 10 | 9 | 1.9 | 86 | 71 | 215683899
BRYANT HEATING AND COOLING SYSTEMS | 290VAN036**AA* | CAA**3721AM*+UI | 83*CA36040C17*** | 34400 | 35200 | 18 | 10 | 9 | 1.88 | 86 | 72 | 215683892
CARRIER | 27VNA036A*030* | CAA**3721AM*+UI | 58CU*A040C17**12 | 34400 | 35200 | 18 | 10 | 9 | 1.88 | 86 | 72 | 215683891
TEMPSTAR | T5H0V36*K*AAA* | ESH5X60M12A*+WALLCON | *97CTN1202422A* | 34600 | 34600 | 16.5 | 10 | 8.5 | 1.92 | 87 | 72 | 215680012
KENMORE | (C,H,T)5H0V36*K*AAA* | ESH5X60M12A*+WALLCON | *97CTN1202422A* | 34600 | 34600 | 16.5 | 10 | 8.5 | 1.92 | 87 | 72 | 215680011
KEEPRITE | C5H0V36*K*AAA* | ESH5X60M12A*+WALLCON | *97CTN1202422A* | 34600 | 34600 | 16.5 | 10 | 8.5 | 1.92 | 87 | 72 | 215680010
DAY & NIGHT | C5H0V36*K*AAA* | ESH5X60M12A*+WALLCON | *97CTN1202422A* | 34600 | 34600 | 16.5 | 10 | 8.5 | 1.92 | 87 | 72 | 215680009
COMFORTMAKER | C5H0V36*K*AAA* | ESH5X60M12A*+WALLCON | *97CTN1202422A* | 34600 | 34600 | 16.5 | 10 | 8.5 | 1.92 | 87 | 72 | 215680008
ARCOAIRE | H5H0V36*K*AAA* | ESH5X60M12A*+WALLCON | *97CTN1202422A* | 34600 | 34600 | 16.5 | 10 | 8.5 | 1.92 | 87 | 72 | 215680007
AIRQUEST | H5H0V36*K*AAA* | ESH5X60M12A*+WALLCON | *97CTN1202422A* | 34600 | 34600 | 16.5 | 10 | 8.5 | 1.92 | 87 | 72 | 215680006
HEIL | H5H0V36*K*AAA* | ESH5X60M12A*+WALLCON | *97CTN1202422A* | 34600 | 34600 | 16.5 | 10 | 8.5 | 1.92 | 87 | 72 | 215680005
BRYANT HEATING AND COOLING SYSTEMS | 290VAN036**AA* | CSAH*6012AM*+UI | 987TA66120C24*** | 34600 | 34600 | 16.5 | 10 | 8.5 | 1.92 | 87 | 72 | 215680004
CARRIER | 27VNA036A*030* | CSAH*6012AM*+UI | 59TN7A120C24**22 | 34600 | 34600 | 16.5 | 10 | 8.5 | 1.92 | 87 | 72 | 215680003
TEMPSTAR | T5H0V36*K*AAA* | ESH5X60M12A*+WALLCON | *97CTN1002122A* | 34600 | 34600 | 17 | 10 | 8.5 | 1.82 | 87 | 72 | 215680002
KENMORE | (C,H,T)5H0V36*K*AAA* | ESH5X60M12A*+WALLCON | *97CTN1002122A* | 34600 | 34600 | 17 | 10 | 8.5 | 1.82 | 87 | 72 | 215680001
KEEPRITE | C5H0V36*K*AAA* | ESH5X60M12A*+WALLCON | *97CTN1002122A* | 34600 | 34600 | 17 | 10 | 8.5 | 1.82 | 87 | 72 | 215680000
DAY & NIGHT | C5H0V36*K*AAA* | ESH5X60M12A*+WALLCON | *97CTN1002122A* | 34600 | 34600 | 17 | 10 | 8.5 | 1.82 | 87 | 72 | 215679999
COMFORTMAKER | C5H0V36*K*AAA* | ESH5X60M12A*+WALLCON | *97CTN1002122A* | 34600 | 34600 | 17 | 10 | 8.5 | 1.82 | 87 | 72 | 215679998
ARCOAIRE | H5H0V36*K*AAA* | ESH5X60M12A*+WALLCON | *97CTN1002122A* | 34600 | 34600 | 17 | 10 | 8.5 | 1.82 | 87 | 72 | 215679997
AIRQUEST | H5H0V36*K*AAA* | ESH5X60M12A*+WALLCON | *97CTN1002122A* | 34600 | 34600 | 17 | 10 | 8.5 | 1.82 | 87 | 72 | 215679996
HEIL | H5H0V36*K*AAA* | ESH5X60M12A*+WALLCON | *97CTN1002122A* | 34600 | 34600 | 17 | 10 | 8.5 | 1.82 | 87 | 72 | 215679995
BRYANT HEATING AND COOLING SYSTEMS | 290VAN036**AA* | CSAH*6012AM*+UI | 987TA66100C21*** | 34600 | 34600 | 17 | 10 | 8.5 | 1.82 | 87 | 72 | 215679994
CARRIER | 27VNA036A*030* | CSAH*6012AM*+UI | 59TN7A100C21**22 | 34600 | 34600 | 17 | 10 | 8.5 | 1.82 | 87 | 72 | 215679993
CARRIER | 27VNA036A*030* | CAA**4321AM*+UI | 58TN*B110C21**20 | 34600 | 35200 | 18 | 10 | 9 | 1.9 | 86 | 71 | 215683987
BRYANT HEATING AND COOLING SYSTEMS | 290VAN036**AA* | CAA**4321AM*+UI | 88*TB60090C21*** | 34600 | 35200 | 18 | 10 | 9 | 1.9 | 86 | 71 | 215683986
CARRIER | 27VNA036A*030* | CAA**4321AM*+UI | 58TN*B090C21**20 | 34600 | 35200 | 18 | 10 | 9 | 1.9 | 86 | 71 | 215683985
BRYANT HEATING AND COOLING SYSTEMS | 290VAN036**AA* | CAA**4321AM*+UI | 88*TB48090C17*** | 34400 | 35400 | 18 | 10 | 9 | 1.88 | 86 | 71 | 215683984
CARRIER | 27VNA036A*030* | CAA**4321AM*+UI | 58TN*B090C17**16 | 34400 | 35400 | 18 | 10 | 9 | 1.88 | 86 | 71 | 215683983
BRYANT HEATING AND COOLING SYSTEMS | 290VAN036**AA* | CAA**4321AM*+UI | 88*TB60070C21*** | 34400 | 35400 | 18 | 10 | 9 | 1.88 | 86 | 71 | 215683982
CARRIER | 27VNA036A*030* | CAA**4321AM*+UI | 58TN*B070C21**20 | 34400 | 35400 | 18 | 10 | 9 | 1.88 | 86 | 71 | 215683981
BRYANT HEATING AND COOLING SYSTEMS | 290VAN036**AA* | CAA**4321AM*+UI | 88*TB48070C17*** | 34400 | 35400 | 18 | 10 | 8.1 | 1.9 | 86 | 71 | 215683980
CARRIER | 27VNA036A*030* | CAA**4321AM*+UI | 58TN*B070C17**16 | 34400 | 35400 | 18 | 10 | 8.1 | 1.9 | 86 | 71 | 215683979
BRYANT HEATING AND COOLING SYSTEMS | 290VAN036**AA* | CAA**4321AM*+UI | 83*CA60100C21*** | 34400 | 35400 | 17.5 | 10 | 9 | 1.9 | 86 | 71 | 215683976
CARRIER | 27VNA036A*030* | CAA**4321AM*+UI | 58CU*A100C21**20 | 34400 | 35400 | 17.5 | 10 | 9 | 1.9 | 86 | 71 | 215683975
BRYANT HEATING AND COOLING SYSTEMS | 290VAN036**AA* | CAA**4321AM*+UI | 83*CA36040C17*** | 34400 | 35200 | 18 | 10 | 9 | 1.88 | 86 | 72 | 215683972
CARRIER | 27VNA036A*030* | CAA**4321AM*+UI | 58CU*A040C17**12 | 34400 | 35200 | 18 | 10 | 9 | 1.88 | 86 | 72 | 215683971
BRYANT HEATING AND COOLING SYSTEMS | 290VAN036**AA* | CAA**4221AM*+UI | 986TD66100C21*** | 33200 | 35800 | 17.5 | 10 | 9 | 1.84 | 87 | 72 | 215683970
CARRIER | 27VNA036A*030* | CAA**4221AM*+UI | 59TN6C100C21**22 | 33200 | 35800 | 17.5 | 10 | 9 | 1.84 | 87 | 72 | 215683969
BRYANT HEATING AND COOLING SYSTEMS | 290VAN036**AA* | CAA**4221AM*+UI | 987MC66100C21*** | 33200 | 35800 | 17.5 | 10 | 9 | 1.84 | 87 | 72 | 215683964
CARRIER | 27VNA036A*030* | CAA**4221AM*+UI | 59MN7C100C21**22 | 33200 | 35800 | 17.5 | 10 | 9 | 1.84 | 87 | 72 | 215683963
BRYANT HEATING AND COOLING SYSTEMS | 290VAN036**AA* | CAA**4221AM*+UI | 987MC60080C21*** | 33200 | 35800 | 17.5 | 10 | 9 | 1.86 | 87 | 72 | 215683962
CARRIER | 27VNA036A*030* | CAA**4221AM*+UI | 59MN7C080C21**20 | 33200 | 35800 | 17.5 | 10 | 9 | 1.86 | 87 | 72 | 215683961
BRYANT HEATING AND COOLING SYSTEMS | 290VAN036**AA* | CAA**4221AM*+UI | 935CB66100C21*** | 33200 | 35800 | 17.5 | 10 | 9 | 1.84 | 86 | 72 | 215683954
CARRIER | 27VNA036A*030* | CAA**4221AM*+UI | 59CU5B100C21**22 | 33200 | 35800 | 17.5 | 10 | 9 | 1.84 | 86 | 72 | 215683953
BRYANT HEATING AND COOLING SYSTEMS | 290VAN036**AA* | CAA**4221AM*+UI | 88*TB60110C21*** | 33200 | 35800 | 18 | 10 | 9 | 1.84 | 86 | 72 | 215683948
CARRIER | 27VNA036A*030* | CAA**4221AM*+UI | 58TN*B110C21**20 | 33200 | 35800 | 18 | 10 | 9 | 1.84 | 86 | 72 | 215683947
BRYANT HEATING AND COOLING SYSTEMS | 290VAN036**AA* | CAA**4221AM*+UI | 88*TB60090C21*** | 33200 | 35800 | 18 | 10 | 9 | 1.86 | 86 | 72 | 215683946
CARRIER | 27VNA036A*030* | CAA**4221AM*+UI | 58TN*B090C21**20 | 33200 | 35800 | 18 | 10 | 9 | 1.86 | 86 | 72 | 215683945
BRYANT HEATING AND COOLING SYSTEMS | 290VAN036**AA* | CAA**4221AM*+UI | 88*TB48090C17*** | 33200 | 35800 | 18 | 10 | 9 | 1.86 | 87 | 72 | 215683944
CARRIER | 27VNA036A*030* | CAA**4221AM*+UI | 58TN*B090C17**16 | 33200 | 35800 | 18 | 10 | 9 | 1.86 | 87 | 72 | 215683943
BRYANT HEATING AND COOLING SYSTEMS | 290VAN036**AA* | CAA**4221AM*+UI | 88*TB60070C21*** | 33000 | 35800 | 17.5 | 10 | 9 | 1.86 | 87 | 72 | 215683942
CARRIER | 27VNA036A*030* | CAA**4221AM*+UI | 58TN*B070C21**20 | 33000 | 35800 | 17.5 | 10 | 9 | 1.86 | 87 | 72 | 215683941
KENMORE | (C,H,T)5H0V36*K*AAA* | EA*5X42M21A*+WALLCON | *97CTN1002122A* | 33200 | 35800 | 17.5 | 10 | 9 | 1.84 | 87 | 72 | 215679411
KEEPRITE | C5H0V36*K*AAA* | EA*5X42M21A*+WALLCON | *97CTN1002122A* | 33200 | 35800 | 17.5 | 10 | 9 | 1.84 | 87 | 72 | 215679410
DAY & NIGHT | C5H0V36*K*AAA* | EA*5X42M21A*+WALLCON | *97CTN1002122A* | 33200 | 35800 | 17.5 | 10 | 9 | 1.84 | 87 | 72 | 215679409
COMFORTMAKER | C5H0V36*K*AAA* | EA*5X42M21A*+WALLCON | *97CTN1002122A* | 33200 | 35800 | 17.5 | 10 | 9 | 1.84 | 87 | 72 | 215679408
ARCOAIRE | H5H0V36*K*AAA* | EA*5X42M21A*+WALLCON | *97CTN1002122A* | 33200 | 35800 | 17.5 | 10 | 9 | 1.84 | 87 | 72 | 215679407
AIRQUEST | H5H0V36*K*AAA* | EA*5X42M21A*+WALLCON | *97CTN1002122A* | 33200 | 35800 | 17.5 | 10 | 9 | 1.84 | 87 | 72 | 215679406
HEIL | H5H0V36*K*AAA* | EA*5X42M21A*+WALLCON | *97CTN1002122A* | 33200 | 35800 | 17.5 | 10 | 9 | 1.84 | 87 | 72 | 215679405
BRYANT HEATING AND COOLING SYSTEMS | 290VAN036**AA* | CAA**4221AM*+UI | 987TA66100C21*** | 33200 | 35800 | 17.5 | 10 | 9 | 1.84 | 87 | 72 | 215679404
CARRIER | 27VNA036A*030* | CAA**4221AM*+UI | 59TN7A100C21**22 | 33200 | 35800 | 17.5 | 10 | 9 | 1.84 | 87 | 72 | 215679403
TEMPSTAR | T5H0V36*K*AAA* | EA*5X42M21A*+WALLCON | *97CTN0802120A* | 33200 | 35800 | 17.5 | 10 | 9 | 1.86 | 87 | 72 | 215679402
KENMORE | (C,H,T)5H0V36*K*AAA* | EA*5X42M21A*+WALLCON | *97CTN0802120A* | 33200 | 35800 | 17.5 | 10 | 9 | 1.86 | 87 | 72 | 215679401
KEEPRITE | C5H0V36*K*AAA* | EA*5X42M21A*+WALLCON | *97CTN0802120A* | 33200 | 35800 | 17.5 | 10 | 9 | 1.86 | 87 | 72 | 215679400
DAY & NIGHT | C5H0V36*K*AAA* | EA*5X42M21A*+WALLCON | *97CTN0802120A* | 33200 | 35800 | 17.5 | 10 | 9 | 1.86 | 87 | 72 | 215679399
COMFORTMAKER | C5H0V36*K*AAA* | EA*5X42M21A*+WALLCON | *97CTN0802120A* | 33200 | 35800 | 17.5 | 10 | 9 | 1.86 | 87 | 72 | 215679398
ARCOAIRE | H5H0V36*K*AAA* | EA*5X42M21A*+WALLCON | *97CTN0802120A* | 33200 | 35800 | 17.5 | 10 | 9 | 1.86 | 87 | 72 | 215679397
AIRQUEST | H5H0V36*K*AAA* | EA*5X42M21A*+WALLCON | *97CTN0802120A* | 33200 | 35800 | 17.5 | 10 | 9 | 1.86 | 87 | 72 | 215679396
HEIL | H5H0V36*K*AAA* | EA*5X42M21A*+WALLCON | *97CTN0802120A* | 33200 | 35800 | 17.5 | 10 | 9 | 1.86 | 87 | 72 | 215679395
BRYANT HEATING AND COOLING SYSTEMS | 290VAN036**AA* | CAA**4221AM*+UI | 987TA60080C21*** | 33200 | 35800 | 17.5 | 10 | 9 | 1.86 | 87 | 72 | 215679394
CARRIER | 27VNA036A*030* | CAA**4221AM*+UI | 59TN7A080C21**20 | 33200 | 35800 | 17.5 | 10 | 9 | 1.86 | 87 | 72 | 215679393
BRYANT HEATING AND COOLING SYSTEMS | 290VAN048**AA* | CVAMA6124XMA*+UI | 83*CB60100C21*** | 48500 | 50000 | 19 | 10 | 9 | 2.12 | 93 | 73 | 215682054
CARRIER | 27VNA048A*030* | CVAMA6124XMA*+UI | 58CU*B100C21**20 | 48500 | 50000 | 19 | 10 | 9 | 2.12 | 93 | 73 | 215682053
TEMPSTAR | T5H0V48*K*AAA* | EVM5X61M24A*+WALLCON | *80CSU0802120B* | 49000 | 50000 | 19 | 10.5 | 9 | 2.12 | 93 | 73 | 215682052
KENMORE | (C,H,T)5H0V48*K*AAA* | EVM5X61M24A*+WALLCON | *80CSU0802120B* | 49000 | 50000 | 19 | 10.5 | 9 | 2.12 | 93 | 73 | 215682051
KEEPRITE | C5H0V48*K*AAA* | EVM5X61M24A*+WALLCON | *80CSU0802120B* | 49000 | 50000 | 19 | 10.5 | 9 | 2.12 | 93 | 73 | 215682050
DAY & NIGHT | C5H0V48*K*AAA* | EVM5X61M24A*+WALLCON | *80CSU0802120B* | 49000 | 50000 | 19 | 10.5 | 9 | 2.12 | 93 | 73 | 215682049
COMFORTMAKER | C5H0V48*K*AAA* | EVM5X61M24A*+WALLCON | *80CSU0802120B* | 49000 | 50000 | 19 | 10.5 | 9 | 2.12 | 93 | 73 | 215682048
ARCOAIRE | H5H0V48*K*AAA* | EVM5X61M24A*+WALLCON | *80CSU0802120B* | 49000 | 50000 | 19 | 10.5 | 9 | 2.12 | 93 | 73 | 215682047
AIRQUEST | H5H0V48*K*AAA* | EVM5X61M24A*+WALLCON | *80CSU0802120B* | 49000 | 50000 | 19 | 10.5 | 9 | 2.12 | 93 | 73 | 215682046
HEIL | H5H0V48*K*AAA* | EVM5X61M24A*+WALLCON | *80CSU0802120B* | 49000 | 50000 | 19 | 10.5 | 9 | 2.12 | 93 | 73 | 215682045
BRYANT HEATING AND COOLING SYSTEMS | 290VAN048**AA* | CVAMA6124XMA*+UI | 83*CB60080C21*** | 49000 | 50000 | 19 | 10.5 | 9 | 2.12 | 93 | 73 | 215682044
CARRIER | 27VNA048A*030* | CVAMA6124XMA*+UI | 58CU*B080C21**20 | 49000 | 50000 | 19 | 10.5 | 9 | 2.12 | 93 | 73 | 215682043
TEMPSTAR | T5H0V48*K*AAA* | EVM5X61M24A*+WALLCON | *96CTN0802120B* | 48500 | 50000 | 19 | 10.5 | 9.5 | 2.1 | 93 | 74 | 215682042
KENMORE | (C,H,T)5H0V48*K*AAA* | EVM5X61M24A*+WALLCON | *96CTN0802120B* | 48500 | 50000 | 19 | 10.5 | 9.5 | 2.1 | 93 | 74 | 215682041
KEEPRITE | C5H0V48*K*AAA* | EVM5X61M24A*+WALLCON | *96CTN0802120B* | 48500 | 50000 | 19 | 10.5 | 9.5 | 2.1 | 93 | 74 | 215682040
DAY & NIGHT | C5H0V48*K*AAA* | EVM5X61M24A*+WALLCON | *96CTN0802120B* | 48500 | 50000 | 19 | 10.5 | 9.5 | 2.1 | 93 | 74 | 215682039
COMFORTMAKER | C5H0V48*K*AAA* | EVM5X61M24A*+WALLCON | *96CTN0802120B* | 48500 | 50000 | 19 | 10.5 | 9.5 | 2.1 | 93 | 74 | 215682038
ARCOAIRE | H5H0V48*K*AAA* | EVM5X61M24A*+WALLCON | *96CTN0802120B* | 48500 | 50000 | 19 | 10.5 | 9.5 | 2.1 | 93 | 74 | 215682037
AIRQUEST | H5H0V48*K*AAA* | EVM5X61M24A*+WALLCON | *96CTN0802120B* | 48500 | 50000 | 19 | 10.5 | 9.5 | 2.1 | 93 | 74 | 215682036
HEIL | H5H0V48*K*AAA* | EVM5X61M24A*+WALLCON | *96CTN0802120B* | 48500 | 50000 | 19 | 10.5 | 9.5 | 2.1 | 93 | 74 | 215682035
BRYANT HEATING AND COOLING SYSTEMS | 290VAN048**AA* | CVAMA6124XMA*+UI | 986TD60080C21*** | 48500 | 50000 | 19 | 10.5 | 9.5 | 2.1 | 93 | 74 | 215682034
CARRIER | 27VNA048A*030* | CVAMA6124XMA*+UI | 59TN6C080C21**20 | 48500 | 50000 | 19 | 10.5 | 9.5 | 2.1 | 93 | 74 | 215682033
TEMPSTAR | T5H0V48*K*AAA* | EVM5X60M24A*+WALLCON | *97CTN1202422A* | 48000 | 50000 | 19 | 10.5 | 9 | 2 | 92 | 73 | 215682032
KENMORE | (C,H,T)5H0V48*K*AAA* | EVM5X60M24A*+WALLCON | *97CTN1202422A* | 48000 | 50000 | 19 | 10.5 | 9 | 2 | 92 | 73 | 215682031
KEEPRITE | C5H0V48*K*AAA* | EVM5X60M24A*+WALLCON | *97CTN1202422A* | 48000 | 50000 | 19 | 10.5 | 9 | 2 | 92 | 73 | 215682030
DAY & NIGHT | C5H0V48*K*AAA* | EVM5X60M24A*+WALLCON | *97CTN1202422A* | 48000 | 50000 | 19 | 10.5 | 9 | 2 | 92 | 73 | 215682029
COMFORTMAKER | C5H0V48*K*AAA* | EVM5X60M24A*+WALLCON | *97CTN1202422A* | 48000 | 50000 | 19 | 10.5 | 9 | 2 | 92 | 73 | 215682028
ARCOAIRE | H5H0V48*K*AAA* | EVM5X60M24A*+WALLCON | *97CTN1202422A* | 48000 | 50000 | 19 | 10.5 | 9 | 2 | 92 | 73 | 215682027
KENMORE | (C,H,T)5H0V48*K*AAA* | EVD5X60M21A*+WALLCON | *80CSU0601716B* | 48000 | 50000 | 18.5 | 10 | 9 | 2 | 93 | 74 | 215682321
KEEPRITE | C5H0V48*K*AAA* | EVD5X60M21A*+WALLCON | *80CSU0601716B* | 48000 | 50000 | 18.5 | 10 | 9 | 2 | 93 | 74 | 215682320
DAY & NIGHT | C5H0V48*K*AAA* | EVD5X60M21A*+WALLCON | *80CSU0601716B* | 48000 | 50000 | 18.5 | 10 | 9 | 2 | 93 | 74 | 215682319
COMFORTMAKER | C5H0V48*K*AAA* | EVD5X60M21A*+WALLCON | *80CSU0601716B* | 48000 | 50000 | 18.5 | 10 | 9 | 2 | 93 | 74 | 215682318
ARCOAIRE | H5H0V48*K*AAA* | EVD5X60M21A*+WALLCON | *80CSU0601716B* | 48000 | 50000 | 18.5 | 10 | 9 | 2 | 93 | 74 | 215682317
AIRQUEST | H5H0V48*K*AAA* | EVD5X60M21A*+WALLCON | *80CSU0601716B* | 48000 | 50000 | 18.5 | 10 | 9 | 2 | 93 | 74 | 215682316
HEIL | H5H0V48*K*AAA* | EVD5X60M21A*+WALLCON | *80CSU0601716B* | 48000 | 50000 | 18.5 | 10 | 9 | 2 | 93 | 74 | 215682315
BRYANT HEATING AND COOLING SYSTEMS | 290VAN048**AA* | CVAVA6021XMA*+UI | 83*CB48060C17*** | 48000 | 50000 | 18.5 | 10 | 9 | 2 | 93 | 74 | 215682314
CARRIER | 27VNA048A*030* | CVAVA6021XMA*+UI | 58CU*B060C17**16 | 48000 | 50000 | 18.5 | 10 | 9 | 2 | 93 | 74 | 215682313
TEMPSTAR | T5H0V48*K*AAA* | EVD5X60M21A*+WALLCON | *80CSU0401712B* | 48000 | 50000 | 18.5 | 10 | 9 | 2 | 93 | 73 | 215682312
KENMORE | (C,H,T)5H0V48*K*AAA* | EVD5X60M21A*+WALLCON | *80CSU0401712B* | 48000 | 50000 | 18.5 | 10 | 9 | 2 | 93 | 73 | 215682311
KEEPRITE | C5H0V48*K*AAA* | EVD5X60M21A*+WALLCON | *80CSU0401712B* | 48000 | 50000 | 18.5 | 10 | 9 | 2 | 93 | 73 | 215682310
DAY & NIGHT | C5H0V48*K*AAA* | EVD5X60M21A*+WALLCON | *80CSU0401712B* | 48000 | 50000 | 18.5 | 10 | 9 | 2 | 93 | 73 | 215682309
COMFORTMAKER | C5H0V48*K*AAA* | EVD5X60M21A*+WALLCON | *80CSU0401712B* | 48000 | 50000 | 18.5 | 10 | 9 | 2 | 93 | 73 | 215682308
ARCOAIRE | H5H0V48*K*AAA* | EVD5X60M21A*+WALLCON | *80CSU0401712B* | 48000 | 50000 | 18.5 | 10 | 9 | 2 | 93 | 73 | 215682307
AIRQUEST | H5H0V48*K*AAA* | EVD5X60M21A*+WALLCON | *80CSU0401712B* | 48000 | 50000 | 18.5 | 10 | 9 | 2 | 93 | 73 | 215682306
HEIL | H5H0V48*K*AAA* | EVD5X60M21A*+WALLCON | *80CSU0401712B* | 48000 | 50000 | 18.5 | 10 | 9 | 2 | 93 | 73 | 215682305
BRYANT HEATING AND COOLING SYSTEMS | 290VAN048**AA* | CVAVA6021XMA*+UI | 83*CB36040C17*** | 48000 | 50000 | 18.5 | 10 | 9 | 2 | 93 | 73 | 215682304
CARRIER | 27VNA048A*030* | CVAVA6021XMA*+UI | 58CU*B040C17**12 | 48000 | 50000 | 18.5 | 10 | 9 | 2 | 93 | 73 | 215682303
TEMPSTAR | T5H0V48*K*AAA* | EVD5X60M21A*+WALLCON | *96CTN0802120B* | 48000 | 50000 | 19 | 10 | 9 | 2 | 93 | 74 | 215682302
KENMORE | (C,H,T)5H0V48*K*AAA* | EVD5X60M21A*+WALLCON | *96CTN0802120B* | 48000 | 50000 | 19 | 10 | 9 | 2 | 93 | 74 | 215682301
KEEPRITE | C5H0V48*K*AAA* | EVD5X60M21A*+WALLCON | *96CTN0802120B* | 48000 | 50000 | 19 | 10 | 9 | 2 | 93 | 74 | 215682300
DAY & NIGHT | C5H0V48*K*AAA* | EVD5X60M21A*+WALLCON | *96CTN0802120B* | 48000 | 50000 | 19 | 10 | 9 | 2 | 93 | 74 | 215682299
COMFORTMAKER | C5H0V48*K*AAA* | EVD5X60M21A*+WALLCON | *96CTN0802120B* | 48000 | 50000 | 19 | 10 | 9 | 2 | 93 | 74 | 215682298
ARCOAIRE | H5H0V48*K*AAA* | EVD5X60M21A*+WALLCON | *96CTN0802120B* | 48000 | 50000 | 19 | 10 | 9 | 2 | 93 | 74 | 215682297
AIRQUEST | H5H0V48*K*AAA* | EVD5X60M21A*+WALLCON | *96CTN0802120B* | 48000 | 50000 | 19 | 10 | 9 | 2 | 93 | 74 | 215682296
HEIL | H5H0V48*K*AAA* | EVD5X60M21A*+WALLCON | *96CTN0802120B* | 48000 | 50000 | 19 | 10 | 9 | 2 | 93 | 74 | 215682295
BRYANT HEATING AND COOLING SYSTEMS | 290VAN048**AA* | CVAVA6021XMA*+UI | 986TD60080C21*** | 48000 | 50000 | 19 | 10 | 9 | 2 | 93 | 74 | 215682294
CARRIER | 27VNA048A*030* | CVAVA6021XMA*+UI | 59TN6C080C21**20 | 48000 | 50000 | 19 | 10 | 9 | 2 | 93 | 74 | 215682293
TEMPSTAR | T5H0V48*K*AAA* | EVD5X49M24A*+WALLCON | *97CTN1202422A* | 48000 | 50000 | 19 | 10.5 | 9 | 2 | 92 | 73 | 215682292
KENMORE | (C,H,T)5H0V48*K*AAA* | EVD5X49M24A*+WALLCON | *97CTN1202422A* | 48000 | 50000 | 19 | 10.5 | 9 | 2 | 92 | 73 | 215682291
KEEPRITE | C5H0V48*K*AAA* | EVD5X49M24A*+WALLCON | *97CTN1202422A* | 48000 | 50000 | 19 | 10.5 | 9 | 2 | 92 | 73 | 215682290
DAY & NIGHT | C5H0V48*K*AAA* | EVD5X49M24A*+WALLCON | *97CTN1202422A* | 48000 | 50000 | 19 | 10.5 | 9 | 2 | 92 | 73 | 215682289
COMFORTMAKER | C5H0V48*K*AAA* | EVD5X49M24A*+WALLCON | *97CTN1202422A* | 48000 | 50000 | 19 | 10.5 | 9 | 2 | 92 | 73 | 215682288
ARCOAIRE | H5H0V48*K*AAA* | EVD5X49M24A*+WALLCON | *97CTN1202422A* | 48000 | 50000 | 19 | 10.5 | 9 | 2 | 92 | 73 | 215682287
AIRQUEST | H5H0V48*K*AAA* | EVD5X49M24A*+WALLCON | *97CTN1202422A* | 48000 | 50000 | 19 | 10.5 | 9 | 2 | 92 | 73 | 215682286
HEIL | H5H0V48*K*AAA* | EVD5X49M24A*+WALLCON | *97CTN1202422A* | 48000 | 50000 | 19 | 10.5 | 9 | 2 | 92 | 73 | 215682285
BRYANT HEATING AND COOLING SYSTEMS | 290VAN048**AA* | CVAVA4924XMA*+UI | 987TA66120C24*** | 48000 | 50000 | 19 | 10.5 | 9 | 2 | 92 | 73 | 215682284
CARRIER | 27VNA048A*030* | CVAVA4924XMA*+UI | 59TN7A120C24**22 | 48000 | 50000 | 19 | 10.5 | 9 | 2 | 92 | 73 | 215682283
TEMPSTAR | T5H0V48*K*AAA* | EVD5X49M24A*+WALLCON | *97CTN1002122A* | 48000 | 50000 | 19 | 10.5 | 9 | 2 | 92 | 73 | 215682282
KENMORE | (C,H,T)5H0V48*K*AAA* | EVD5X49M24A*+WALLCON | *97CTN1002122A* | 48000 | 50000 | 19 | 10.5 | 9 | 2 | 92 | 73 | 215682281
KEEPRITE | C5H0V48*K*AAA* | EVD5X49M24A*+WALLCON | *97CTN1002122A* | 48000 | 50000 | 19 | 10.5 | 9 | 2 | 92 | 73 | 215682280
DAY & NIGHT | C5H0V48*K*AAA* | EVD5X49M24A*+WALLCON | *97CTN1002122A* | 48000 | 50000 | 19 | 10.5 | 9 | 2 | 92 | 73 | 215682279
COMFORTMAKER | C5H0V48*K*AAA* | EVD5X49M24A*+WALLCON | *97CTN1002122A* | 48000 | 50000 | 19 | 10.5 | 9 | 2 | 92 | 73 | 215682278
ARCOAIRE | H5H0V48*K*AAA* | EVD5X49M24A*+WALLCON | *97CTN1002122A* | 48000 | 50000 | 19 | 10.5 | 9 | 2 | 92 | 73 | 215682277
COMFORTMAKER | C5H0V48*K*AAA* | EVM5X60M21A*+WALLCON | *80CSU0601716B* | 48000 | 50000 | 18.5 | 10 | 9 | 2 | 93 | 74 | 215681918
ARCOAIRE | H5H0V48*K*AAA* | EVM5X60M21A*+WALLCON | *80CSU0601716B* | 48000 | 50000 | 18.5 | 10 | 9 | 2 | 93 | 74 | 215681917
AIRQUEST | H5H0V48*K*AAA* | EVM5X60M21A*+WALLCON | *80CSU0601716B* | 48000 | 50000 | 18.5 | 10 | 9 | 2 | 93 | 74 | 215681916
HEIL | H5H0V48*K*AAA* | EVM5X60M21A*+WALLCON | *80CSU0601716B* | 48000 | 50000 | 18.5 | 10 | 9 | 2 | 93 | 74 | 215681915
BRYANT HEATING AND COOLING SYSTEMS | 290VAN048**AA* | CVAMA6021XMA*+UI | 83*CB48060C17*** | 48000 | 50000 | 18.5 | 10 | 9 | 2 | 93 | 74 | 215681914
CARRIER | 27VNA048A*030* | CVAMA6021XMA*+UI | 58CU*B060C17**16 | 48000 | 50000 | 18.5 | 10 | 9 | 2 | 93 | 74 | 215681913
TEMPSTAR | T5H0V48*K*AAA* | EVM5X60M21A*+WALLCON | *80CSU0401712B* | 48000 | 50000 | 18.5 | 10 | 9 | 2 | 93 | 73 | 215681912
KENMORE | (C,H,T)5H0V48*K*AAA* | EVM5X60M21A*+WALLCON | *80CSU0401712B* | 48000 | 50000 | 18.5 | 10 | 9 | 2 | 93 | 73 | 215681911
KEEPRITE | C5H0V48*K*AAA* | EVM5X60M21A*+WALLCON | *80CSU0401712B* | 48000 | 50000 | 18.5 | 10 | 9 | 2 | 93 | 73 | 215681910
DAY & NIGHT | C5H0V48*K*AAA* | EVM5X60M21A*+WALLCON | *80CSU0401712B* | 48000 | 50000 | 18.5 | 10 | 9 | 2 | 93 | 73 | 215681909
COMFORTMAKER | C5H0V48*K*AAA* | EVM5X60M21A*+WALLCON | *80CSU0401712B* | 48000 | 50000 | 18.5 | 10 | 9 | 2 | 93 | 73 | 215681908
ARCOAIRE | H5H0V48*K*AAA* | EVM5X60M21A*+WALLCON | *80CSU0401712B* | 48000 | 50000 | 18.5 | 10 | 9 | 2 | 93 | 73 | 215681907
AIRQUEST | H5H0V48*K*AAA* | EVM5X60M21A*+WALLCON | *80CSU0401712B* | 48000 | 50000 | 18.5 | 10 | 9 | 2 | 93 | 73 | 215681906
AIRQUEST | H5H0V48*K*AAA* | EVM5X60M24A*+WALLCON | *97CTN1202422A* | 48000 | 50000 | 19 | 10.5 | 9 | 2 | 92 | 73 | 215682026
HEIL | H5H0V48*K*AAA* | EVM5X60M24A*+WALLCON | *97CTN1202422A* | 48000 | 50000 | 19 | 10.5 | 9 | 2 | 92 | 73 | 215682025
BRYANT HEATING AND COOLING SYSTEMS | 290VAN048**AA* | CVAMA6024XMA*+UI | 987TA66120C24*** | 48000 | 50000 | 19 | 10.5 | 9 | 2 | 92 | 73 | 215682024
CARRIER | 27VNA048A*030* | CVAMA6024XMA*+UI | 59TN7A120C24**22 | 48000 | 50000 | 19 | 10.5 | 9 | 2 | 92 | 73 | 215682023
TEMPSTAR | T5H0V48*K*AAA* | EVM5X60M24A*+WALLCON | *97CTN1002122A* | 48000 | 50000 | 19 | 10 | 9 | 2 | 92 | 73 | 215682022
KENMORE | (C,H,T)5H0V48*K*AAA* | EVM5X60M24A*+WALLCON | *97CTN1002122A* | 48000 | 50000 | 19 | 10 | 9 | 2 | 92 | 73 | 215682021
KEEPRITE | C5H0V48*K*AAA* | EVM5X60M24A*+WALLCON | *97CTN1002122A* | 48000 | 50000 | 19 | 10 | 9 | 2 | 92 | 73 | 215682020
DAY & NIGHT | C5H0V48*K*AAA* | EVM5X60M24A*+WALLCON | *97CTN1002122A* | 48000 | 50000 | 19 | 10 | 9 | 2 | 92 | 73 | 215682019
COMFORTMAKER | C5H0V48*K*AAA* | EVM5X60M24A*+WALLCON | *97CTN1002122A* | 48000 | 50000 | 19 | 10 | 9 | 2 | 92 | 73 | 215682018
ARCOAIRE | H5H0V48*K*AAA* | EVM5X60M24A*+WALLCON | *97CTN1002122A* | 48000 | 50000 | 19 | 10 | 9 | 2 | 92 | 73 | 215682017
AIRQUEST | H5H0V48*K*AAA* | EVM5X60M24A*+WALLCON | *97CTN1002122A* | 48000 | 50000 | 19 | 10 | 9 | 2 | 92 | 73 | 215682016
HEIL | H5H0V48*K*AAA* | EVM5X60M24A*+WALLCON | *97CTN1002122A* | 48000 | 50000 | 19 | 10 | 9 | 2 | 92 | 73 | 215682015
BRYANT HEATING AND COOLING SYSTEMS | 290VAN048**AA* | CVAMA6024XMA*+UI | 987TA66100C21*** | 48000 | 50000 | 19 | 10 | 9 | 2 | 92 | 73 | 215682014
CARRIER | 27VNA048A*030* | CVAMA6024XMA*+UI | 59TN7A100C21**22 | 48000 | 50000 | 19 | 10 | 9 | 2 | 92 | 73 | 215682013
TEMPSTAR | T5H0V48*K*AAA* | EVM5X60M24A*+WALLCON | *97CTN0802120A* | 48000 | 50000 | 19 | 10 | 9 | 2 | 92 | 73 | 215682012
HEIL | H5H0V48*K*AAA* | EVM5X60M21A*+WALLCON | *80CSU0401712B* | 48000 | 50000 | 18.5 | 10 | 9 | 2 | 93 | 73 | 215681905
BRYANT HEATING AND COOLING SYSTEMS | 290VAN048**AA* | CVAMA6021XMA*+UI | 83*CB36040C17*** | 48000 | 50000 | 18.5 | 10 | 9 | 2 | 93 | 73 | 215681904
CARRIER | 27VNA048A*030* | CVAMA6021XMA*+UI | 58CU*B040C17**12 | 48000 | 50000 | 18.5 | 10 | 9 | 2 | 93 | 73 | 215681903
TEMPSTAR | T5H0V48*K*AAA* | EVM5X60M21A*+WALLCON | *96CTN0802120B* | 48000 | 50000 | 19 | 10 | 9 | 2 | 93 | 74 | 215681902
KENMORE | (C,H,T)5H0V48*K*AAA* | EVM5X60M21A*+WALLCON | *96CTN0802120B* | 48000 | 50000 | 19 | 10 | 9 | 2 | 93 | 74 | 215681901
KEEPRITE | C5H0V48*K*AAA* | EVM5X60M21A*+WALLCON | *96CTN0802120B* | 48000 | 50000 | 19 | 10 | 9 | 2 | 93 | 74 | 215681900
DAY & NIGHT | C5H0V48*K*AAA* | EVM5X60M21A*+WALLCON | *96CTN0802120B* | 48000 | 50000 | 19 | 10 | 9 | 2 | 93 | 74 | 215681899
COMFORTMAKER | C5H0V48*K*AAA* | EVM5X60M21A*+WALLCON | *96CTN0802120B* | 48000 | 50000 | 19 | 10 | 9 | 2 | 93 | 74 | 215681898
ARCOAIRE | H5H0V48*K*AAA* | EVM5X60M21A*+WALLCON | *96CTN0802120B* | 48000 | 50000 | 19 | 10 | 9 | 2 | 93 | 74 | 215681897
AIRQUEST | H5H0V48*K*AAA* | EVM5X60M21A*+WALLCON | *96CTN0802120B* | 48000 | 50000 | 19 | 10 | 9 | 2 | 93 | 74 | 215681896
HEIL | H5H0V48*K*AAA* | EVM5X60M21A*+WALLCON | *96CTN0802120B* | 48000 | 50000 | 19 | 10 | 9 | 2 | 93 | 74 | 215681895
KENMORE | (C,H,T)5H0V48*K*AAA* | EA*5X61M21A*+WALLCON | *96CTN0802120B* | 46000 | 48000 | 18 | 10 | 9 | 2.08 | 88 | 70 | 215681441
KEEPRITE | C5H0V48*K*AAA* | EA*5X61M21A*+WALLCON | *96CTN0802120B* | 46000 | 48000 | 18 | 10 | 9 | 2.08 | 88 | 70 | 215681440
DAY & NIGHT | C5H0V48*K*AAA* | EA*5X61M21A*+WALLCON | *96CTN0802120B* | 46000 | 48000 | 18 | 10 | 9 | 2.08 | 88 | 70 | 215681439
COMFORTMAKER | C5H0V48*K*AAA* | EA*5X61M21A*+WALLCON | *96CTN0802120B* | 46000 | 48000 | 18 | 10 | 9 | 2.08 | 88 | 70 | 215681438
ARCOAIRE | H5H0V48*K*AAA* | EA*5X61M21A*+WALLCON | *96CTN0802120B* | 46000 | 48000 | 18 | 10 | 9 | 2.08 | 88 | 70 | 215681437
AIRQUEST | H5H0V48*K*AAA* | EA*5X61M21A*+WALLCON | *96CTN0802120B* | 46000 | 48000 | 18 | 10 | 9 | 2.08 | 88 | 70 | 215681436
HEIL | H5H0V48*K*AAA* | EA*5X61M21A*+WALLCON | *96CTN0802120B* | 46000 | 48000 | 18 | 10 | 9 | 2.08 | 88 | 70 | 215681435
BRYANT HEATING AND COOLING SYSTEMS | 290VAN048**AA* | CAA**6121AM*+UI | 986TD60080C21*** | 46000 | 48000 | 18 | 10 | 9 | 2.08 | 88 | 70 | 215681434
CARRIER | 27VNA048A*030* | CAA**6121AM*+UI | 59TN6C080C21**20 | 46000 | 48000 | 18 | 10 | 9 | 2.08 | 88 | 70 | 215681433
BRYANT HEATING AND COOLING SYSTEMS | 290VAN036**AA* | CAA**4321AM*+UI | 986TD66100C21*** | 34600 | 35200 | 18 | 10 | 9 | 1.9 | 86 | 71 | 215684006
CARRIER | 27VNA036A*030* | CAA**4321AM*+UI | 59TN6C100C21**22 | 34600 | 35200 | 18 | 10 | 9 | 1.9 | 86 | 71 | 215684005
BRYANT HEATING AND COOLING SYSTEMS | 290VAN036**AA* | CAA**4321AM*+UI | 986TD42080C17*** | 34400 | 35400 | 18 | 10 | 8.1 | 1.9 | 86 | 71 | 215684004
CARRIER | 27VNA036A*030* | CAA**4321AM*+UI | 59TN6C080C17**14 | 34400 | 35400 | 18 | 10 | 8.1 | 1.9 | 86 | 71 | 215684003
BRYANT HEATING AND COOLING SYSTEMS | 290VAN036**AA* | CAA**4321AM*+UI | 987MC66100C21*** | 34600 | 35200 | 18 | 10 | 9 | 1.9 | 86 | 71 | 215684002
CARRIER | 27VNA036A*030* | CAA**4321AM*+UI | 59MN7C100C21**22 | 34600 | 35200 | 18 | 10 | 9 | 1.9 | 86 | 71 | 215684001
BRYANT HEATING AND COOLING SYSTEMS | 290VAN036**AA* | CAA**4321AM*+UI | 987MC60080C21*** | 34600 | 35200 | 18 | 10 | 9 | 1.88 | 86 | 71 | 215684000
CARRIER | 27VNA036A*030* | CAA**4321AM*+UI | 59MN7C080C21**20 | 34600 | 35200 | 18 | 10 | 9 | 1.88 | 86 | 71 | 215683999
BRYANT HEATING AND COOLING SYSTEMS | 290VAN036**AA* | CAA**4321AM*+UI | 935CB66100C21*** | 34600 | 35200 | 18 | 10 | 9 | 1.9 | 86 | 71 | 215683994
CARRIER | 27VNA036A*030* | CAA**4321AM*+UI | 59CU5B100C21**22 | 34600 | 35200 | 18 | 10 | 9 | 1.9 | 86 | 71 | 215683993
ARCOAIRE | H5H0V36*K*AAA* | EA*5X43M21A*+WALLCON | *97CTN0802120A* | 34400 | 35400 | 18 | 10 | 9 | 1.88 | 86 | 71 | 215679467
AIRQUEST | H5H0V36*K*AAA* | EA*5X43M21A*+WALLCON | *97CTN0802120A* | 34400 | 35400 | 18 | 10 | 9 | 1.88 | 86 | 71 | 215679466
HEIL | H5H0V36*K*AAA* | EA*5X43M21A*+WALLCON | *97CTN0802120A* | 34400 | 35400 | 18 | 10 | 9 | 1.88 | 86 | 71 | 215679465
BRYANT HEATING AND COOLING SYSTEMS | 290VAN036**AA* | CAA**4321AM*+UI | 987TA60080C21*** | 34400 | 35400 | 18 | 10 | 9 | 1.88 | 86 | 71 | 215679464
CARRIER | 27VNA036A*030* | CAA**4321AM*+UI | 59TN7A080C21**20 | 34400 | 35400 | 18 | 10 | 9 | 1.88 | 86 | 71 | 215679463
TEMPSTAR | T5H0V36*K*AAA* | EA*5X43M21A*+WALLCON | *80CSU0601716B* | 34600 | 35200 | 18 | 10 | 9 | 1.9 | 86 | 71 | 215679442
KENMORE | (C,H,T)5H0V36*K*AAA* | EA*5X43M21A*+WALLCON | *80CSU0601716B* | 34600 | 35200 | 18 | 10 | 9 | 1.9 | 86 | 71 | 215679441
KEEPRITE | C5H0V36*K*AAA* | EA*5X43M21A*+WALLCON | *80CSU0601716B* | 34600 | 35200 | 18 | 10 | 9 | 1.9 | 86 | 71 | 215679440
DAY & NIGHT | C5H0V36*K*AAA* | EA*5X43M21A*+WALLCON | *80CSU0601716B* | 34600 | 35200 | 18 | 10 | 9 | 1.9 | 86 | 71 | 215679439
COMFORTMAKER | C5H0V36*K*AAA* | EA*5X43M21A*+WALLCON | *80CSU0601716B* | 34600 | 35200 | 18 | 10 | 9 | 1.9 | 86 | 71 | 215679438
ARCOAIRE | H5H0V36*K*AAA* | EA*5X43M21A*+WALLCON | *80CSU0601716B* | 34600 | 35200 | 18 | 10 | 9 | 1.9 | 86 | 71 | 215679437
AIRQUEST | H5H0V36*K*AAA* | EA*5X43M21A*+WALLCON | *80CSU0601716B* | 34600 | 35200 | 18 | 10 | 9 | 1.9 | 86 | 71 | 215679436
HEIL | H5H0V36*K*AAA* | EA*5X43M21A*+WALLCON | *80CSU0601716B* | 34600 | 35200 | 18 | 10 | 9 | 1.9 | 86 | 71 | 215679435
BRYANT HEATING AND COOLING SYSTEMS | 290VAN036**AA* | CAA**4321AM*+UI | 83*CB48060C17*** | 34600 | 35200 | 18 | 10 | 9 | 1.9 | 86 | 71 | 215679434
CARRIER | 27VNA036A*030* | CAA**4321AM*+UI | 58CU*B060C17**16 | 34600 | 35200 | 18 | 10 | 9 | 1.9 | 86 | 71 | 215679433
TEMPSTAR | T5H0V36*K*AAA* | EA*5X43M21A*+WALLCON | *80CSU0401712B* | 34600 | 35200 | 18 | 10 | 9 | 1.9 | 86 | 71 | 215679432
KENMORE | (C,H,T)5H0V36*K*AAA* | EA*5X43M21A*+WALLCON | *80CSU0401712B* | 34600 | 35200 | 18 | 10 | 9 | 1.9 | 86 | 71 | 215679431
KEEPRITE | C5H0V36*K*AAA* | EA*5X43M21A*+WALLCON | *80CSU0401712B* | 34600 | 35200 | 18 | 10 | 9 | 1.9 | 86 | 71 | 215679430
DAY & NIGHT | C5H0V36*K*AAA* | EA*5X43M21A*+WALLCON | *80CSU0401712B* | 34600 | 35200 | 18 | 10 | 9 | 1.9 | 86 | 71 | 215679429
COMFORTMAKER | C5H0V36*K*AAA* | EA*5X43M21A*+WALLCON | *80CSU0401712B* | 34600 | 35200 | 18 | 10 | 9 | 1.9 | 86 | 71 | 215679428
ARCOAIRE | H5H0V36*K*AAA* | EA*5X43M21A*+WALLCON | *80CSU0401712B* | 34600 | 35200 | 18 | 10 | 9 | 1.9 | 86 | 71 | 215679427
AIRQUEST | H5H0V36*K*AAA* | EA*5X43M21A*+WALLCON | *80CSU0401712B* | 34600 | 35200 | 18 | 10 | 9 | 1.9 | 86 | 71 | 215679426
HEIL | H5H0V36*K*AAA* | EA*5X43M21A*+WALLCON | *80CSU0401712B* | 34600 | 35200 | 18 | 10 | 9 | 1.9 | 86 | 71 | 215679425
BRYANT HEATING AND COOLING SYSTEMS | 290VAN036**AA* | CAA**4321AM*+UI | 83*CB36040C17*** | 34600 | 35200 | 18 | 10 | 9 | 1.9 | 86 | 71 | 215679424
CARRIER | 27VNA036A*030* | CAA**4321AM*+UI | 58CU*B040C17**12 | 34600 | 35200 | 18 | 10 | 9 | 1.9 | 86 | 71 | 215679423
TEMPSTAR | T5H0V36*K*AAA* | EA*5X43M21A*+WALLCON | *96CTN0802120B* | 34400 | 35400 | 18 | 10 | 9 | 1.88 | 86 | 71 | 215679422
KENMORE | (C,H,T)5H0V36*K*AAA* | EA*5X43M21A*+WALLCON | *96CTN0802120B* | 34400 | 35400 | 18 | 10 | 9 | 1.88 | 86 | 71 | 215679421
KEEPRITE | C5H0V36*K*AAA* | EA*5X43M21A*+WALLCON | *96CTN0802120B* | 34400 | 35400 | 18 | 10 | 9 | 1.88 | 86 | 71 | 215679420
DAY & NIGHT | C5H0V36*K*AAA* | EA*5X43M21A*+WALLCON | *96CTN0802120B* | 34400 | 35400 | 18 | 10 | 9 | 1.88 | 86 | 71 | 215679419
COMFORTMAKER | C5H0V36*K*AAA* | EA*5X43M21A*+WALLCON | *96CTN0802120B* | 34400 | 35400 | 18 | 10 | 9 | 1.88 | 86 | 71 | 215679418
ARCOAIRE | H5H0V36*K*AAA* | EA*5X43M21A*+WALLCON | *96CTN0802120B* | 34400 | 35400 | 18 | 10 | 9 | 1.88 | 86 | 71 | 215679417
AIRQUEST | H5H0V36*K*AAA* | EA*5X43M21A*+WALLCON | *96CTN0802120B* | 34400 | 35400 | 18 | 10 | 9 | 1.88 | 86 | 71 | 215679416
HEIL | H5H0V36*K*AAA* | EA*5X43M21A*+WALLCON | *96CTN0802120B* | 34400 | 35400 | 18 | 10 | 9 | 1.88 | 86 | 71 | 215679415
BRYANT HEATING AND COOLING SYSTEMS | 290VAN036**AA* | CAA**4321AM*+UI | 986TD60080C21*** | 34400 | 35400 | 18 | 10 | 9 | 1.88 | 86 | 71 | 215679414
CARRIER | 27VNA036A*030* | CAA**4321AM*+UI | 59TN6C080C21**20 | 34400 | 35400 | 18 | 10 | 9 | 1.88 | 86 | 71 | 215679413
TEMPSTAR | T5H0V36*K*AAA* | EA*5X42M21A*+WALLCON | *97CTN1002122A* | 33200 | 35800 | 17.5 | 10 | 9 | 1.84 | 87 | 72 | 215679412
BRYANT HEATING AND COOLING SYSTEMS | 290VAN036**AA* | CAA**4321AM*+UI | 88*TB60110C21*** | 34600 | 35200 | 18 | 10 | 9 | 1.9 | 86 | 71 | 215683988
TEMPSTAR | T5H0V36*K*AAA* | EA*5X48M21A*+WALLCON | *80CSU0401712B* | 34000 | 35000 | 18 | 10 | 9 | 1.9 | 86 | 71 | 215679502
KENMORE | (C,H,T)5H0V36*K*AAA* | EA*5X48M21A*+WALLCON | *80CSU0401712B* | 34000 | 35000 | 18 | 10 | 9 | 1.9 | 86 | 71 | 215679501
KEEPRITE | C5H0V36*K*AAA* | EA*5X48M21A*+WALLCON | *80CSU0401712B* | 34000 | 35000 | 18 | 10 | 9 | 1.9 | 86 | 71 | 215679500
DAY & NIGHT | C5H0V36*K*AAA* | EA*5X48M21A*+WALLCON | *80CSU0401712B* | 34000 | 35000 | 18 | 10 | 9 | 1.9 | 86 | 71 | 215679499
COMFORTMAKER | C5H0V36*K*AAA* | EA*5X48M21A*+WALLCON | *80CSU0401712B* | 34000 | 35000 | 18 | 10 | 9 | 1.9 | 86 | 71 | 215679498
ARCOAIRE | H5H0V36*K*AAA* | EA*5X48M21A*+WALLCON | *80CSU0401712B* | 34000 | 35000 | 18 | 10 | 9 | 1.9 | 86 | 71 | 215679497
AIRQUEST | H5H0V36*K*AAA* | EA*5X48M21A*+WALLCON | *80CSU0401712B* | 34000 | 35000 | 18 | 10 | 9 | 1.9 | 86 | 71 | 215679496
HEIL | H5H0V36*K*AAA* | EA*5X48M21A*+WALLCON | *80CSU0401712B* | 34000 | 35000 | 18 | 10 | 9 | 1.9 | 86 | 71 | 215679495
BRYANT HEATING AND COOLING SYSTEMS | 290VAN036**AA* | CAA**4821AM*+UI | 83*CB36040C17*** | 34000 | 35000 | 18 | 10 | 9 | 1.9 | 86 | 71 | 215679494
CARRIER | 27VNA036A*030* | CAA**4821AM*+UI | 58CU*B040C17**12 | 34000 | 35000 | 18 | 10 | 9 | 1.9 | 86 | 71 | 215679493
TEMPSTAR | T5H0V36*K*AAA* | EA*5X48M21A*+WALLCON | *96CTN0802120B* | 33800 | 35000 | 18 | 10 | 9 | 1.88 | 86 | 71 | 215679492
KENMORE | (C,H,T)5H0V36*K*AAA* | EA*5X48M21A*+WALLCON | *96CTN0802120B* | 33800 | 35000 | 18 | 10 | 9 | 1.88 | 86 | 71 | 215679491
KEEPRITE | C5H0V36*K*AAA* | EA*5X48M21A*+WALLCON | *96CTN0802120B* | 33800 | 35000 | 18 | 10 | 9 | 1.88 | 86 | 71 | 215679490
DAY & NIGHT | C5H0V36*K*AAA* | EA*5X48M21A*+WALLCON | *96CTN0802120B* | 33800 | 35000 | 18 | 10 | 9 | 1.88 | 86 | 71 | 215679489
COMFORTMAKER | C5H0V36*K*AAA* | EA*5X48M21A*+WALLCON | *96CTN0802120B* | 33800 | 35000 | 18 | 10 | 9 | 1.88 | 86 | 71 | 215679488
ARCOAIRE | H5H0V36*K*AAA* | EA*5X48M21A*+WALLCON | *96CTN0802120B* | 33800 | 35000 | 18 | 10 | 9 | 1.88 | 86 | 71 | 215679487
AIRQUEST | H5H0V36*K*AAA* | EA*5X48M21A*+WALLCON | *96CTN0802120B* | 33800 | 35000 | 18 | 10 | 9 | 1.88 | 86 | 71 | 215679486
HEIL | H5H0V36*K*AAA* | EA*5X48M21A*+WALLCON | *96CTN0802120B* | 33800 | 35000 | 18 | 10 | 9 | 1.88 | 86 | 71 | 215679485
BRYANT HEATING AND COOLING SYSTEMS | 290VAN036**AA* | CAA**4821AM*+UI | 986TD60080C21*** | 33800 | 35000 | 18 | 10 | 9 | 1.88 | 86 | 71 | 215679484
CARRIER | 27VNA036A*030* | CAA**4821AM*+UI | 59TN6C080C21**20 | 33800 | 35000 | 18 | 10 | 9 | 1.88 | 86 | 71 | 215679483
TEMPSTAR | T5H0V36*K*AAA* | EA*5X43M21A*+WALLCON | *97CTN1002122A* | 34600 | 35200 | 18 | 10 | 9 | 1.9 | 86 | 71 | 215679482
KENMORE | (C,H,T)5H0V36*K*AAA* | EA*5X43M21A*+WALLCON | *97CTN1002122A* | 34600 | 35200 | 18 | 10 | 9 | 1.9 | 86 | 71 | 215679481
KEEPRITE | C5H0V36*K*AAA* | EA*5X43M21A*+WALLCON | *97CTN1002122A* | 34600 | 35200 | 18 | 10 | 9 | 1.9 | 86 | 71 | 215679480
DAY & NIGHT | C5H0V36*K*AAA* | EA*5X43M21A*+WALLCON | *97CTN1002122A* | 34600 | 35200 | 18 | 10 | 9 | 1.9 | 86 | 71 | 215679479
COMFORTMAKER | C5H0V36*K*AAA* | EA*5X43M21A*+WALLCON | *97CTN1002122A* | 34600 | 35200 | 18 | 10 | 9 | 1.9 | 86 | 71 | 215679478
ARCOAIRE | H5H0V36*K*AAA* | EA*5X43M21A*+WALLCON | *97CTN1002122A* | 34600 | 35200 | 18 | 10 | 9 | 1.9 | 86 | 71 | 215679477
AIRQUEST | H5H0V36*K*AAA* | EA*5X43M21A*+WALLCON | *97CTN1002122A* | 34600 | 35200 | 18 | 10 | 9 | 1.9 | 86 | 71 | 215679476
HEIL | H5H0V36*K*AAA* | EA*5X43M21A*+WALLCON | *97CTN1002122A* | 34600 | 35200 | 18 | 10 | 9 | 1.9 | 86 | 71 | 215679475
BRYANT HEATING AND COOLING SYSTEMS | 290VAN036**AA* | CAA**4321AM*+UI | 987TA66100C21*** | 34600 | 35200 | 18 | 10 | 9 | 1.9 | 86 | 71 | 215679474
CARRIER | 27VNA036A*030* | CAA**4321AM*+UI | 59TN7A100C21**22 | 34600 | 35200 | 18 | 10 | 9 | 1.9 | 86 | 71 | 215679473
TEMPSTAR | T5H0V36*K*AAA* | EA*5X43M21A*+WALLCON | *97CTN0802120A* | 34400 | 35400 | 18 | 10 | 9 | 1.88 | 86 | 71 | 215679472
KENMORE | (C,H,T)5H0V36*K*AAA* | EA*5X43M21A*+WALLCON | *97CTN0802120A* | 34400 | 35400 | 18 | 10 | 9 | 1.88 | 86 | 71 | 215679471
KEEPRITE | C5H0V36*K*AAA* | EA*5X43M21A*+WALLCON | *97CTN0802120A* | 34400 | 35400 | 18 | 10 | 9 | 1.88 | 86 | 71 | 215679470
DAY & NIGHT | C5H0V36*K*AAA* | EA*5X43M21A*+WALLCON | *97CTN0802120A* | 34400 | 35400 | 18 | 10 | 9 | 1.88 | 86 | 71 | 215679469
COMFORTMAKER | C5H0V36*K*AAA* | EA*5X43M21A*+WALLCON | *97CTN0802120A* | 34400 | 35400 | 18 | 10 | 9 | 1.88 | 86 | 71 | 215679468
CARRIER | 27VNA048A*030* | CVAMA6124XMA*+UI | 59TN7A120C24**22 | 48500 | 50000 | 19.5 | 10.5 | 9.5 | 2.12 | 93 | 73 | 215682083
TEMPSTAR | T5H0V48*K*AAA* | EVM5X61M24A*+WALLCON | *97CTN1002122A* | 48500 | 50000 | 19.5 | 10.5 | 9.5 | 2.12 | 93 | 73 | 215682082
KENMORE | (C,H,T)5H0V48*K*AAA* | EVM5X61M24A*+WALLCON | *97CTN1002122A* | 48500 | 50000 | 19.5 | 10.5 | 9.5 | 2.12 | 93 | 73 | 215682081
KEEPRITE | C5H0V48*K*AAA* | EVM5X61M24A*+WALLCON | *97CTN1002122A* | 48500 | 50000 | 19.5 | 10.5 | 9.5 | 2.12 | 93 | 73 | 215682080
DAY & NIGHT | C5H0V48*K*AAA* | EVM5X61M24A*+WALLCON | *97CTN1002122A* | 48500 | 50000 | 19.5 | 10.5 | 9.5 | 2.12 | 93 | 73 | 215682079
COMFORTMAKER | C5H0V48*K*AAA* | EVM5X61M24A*+WALLCON | *97CTN1002122A* | 48500 | 50000 | 19.5 | 10.5 | 9.5 | 2.12 | 93 | 73 | 215682078
ARCOAIRE | H5H0V48*K*AAA* | EVM5X61M24A*+WALLCON | *97CTN1002122A* | 48500 | 50000 | 19.5 | 10.5 | 9.5 | 2.12 | 93 | 73 | 215682077
AIRQUEST | H5H0V48*K*AAA* | EVM5X61M24A*+WALLCON | *97CTN1002122A* | 48500 | 50000 | 19.5 | 10.5 | 9.5 | 2.12 | 93 | 73 | 215682076
HEIL | H5H0V48*K*AAA* | EVM5X61M24A*+WALLCON | *97CTN1002122A* | 48500 | 50000 | 19.5 | 10.5 | 9.5 | 2.12 | 93 | 73 | 215682075
BRYANT HEATING AND COOLING SYSTEMS | 290VAN048**AA* | CVAMA6124XMA*+UI | 987TA66100C21*** | 48500 | 50000 | 19.5 | 10.5 | 9.5 | 2.12 | 93 | 73 | 215682074
CARRIER | 27VNA048A*030* | CVAMA6124XMA*+UI | 59TN7A100C21**22 | 48500 | 50000 | 19.5 | 10.5 | 9.5 | 2.12 | 93 | 73 | 215682073
TEMPSTAR | T5H0V48*K*AAA* | EVM5X61M24A*+WALLCON | *97CTN0802120A* | 48500 | 50000 | 19 | 10.5 | 9.5 | 2.1 | 93 | 74 | 215682072
KENMORE | (C,H,T)5H0V48*K*AAA* | EVM5X61M24A*+WALLCON | *97CTN0802120A* | 48500 | 50000 | 19 | 10.5 | 9.5 | 2.1 | 93 | 74 | 215682071
KEEPRITE | C5H0V48*K*AAA* | EVM5X61M24A*+WALLCON | *97CTN0802120A* | 48500 | 50000 | 19 | 10.5 | 9.5 | 2.1 | 93 | 74 | 215682070
DAY & NIGHT | C5H0V48*K*AAA* | EVM5X61M24A*+WALLCON | *97CTN0802120A* | 48500 | 50000 | 19 | 10.5 | 9.5 | 2.1 | 93 | 74 | 215682069
COMFORTMAKER | C5H0V48*K*AAA* | EVM5X61M24A*+WALLCON | *97CTN0802120A* | 48500 | 50000 | 19 | 10.5 | 9.5 | 2.1 | 93 | 74 | 215682068
ARCOAIRE | H5H0V48*K*AAA* | EVM5X61M24A*+WALLCON | *97CTN0802120A* | 48500 | 50000 | 19 | 10.5 | 9.5 | 2.1 | 93 | 74 | 215682067
AIRQUEST | H5H0V48*K*AAA* | EVM5X61M24A*+WALLCON | *97CTN0802120A* | 48500 | 50000 | 19 | 10.5 | 9.5 | 2.1 | 93 | 74 | 215682066
HEIL | H5H0V48*K*AAA* | EVM5X61M24A*+WALLCON | *97CTN0802120A* | 48500 | 50000 | 19 | 10.5 | 9.5 | 2.1 | 93 | 74 | 215682065
BRYANT HEATING AND COOLING SYSTEMS | 290VAN048**AA* | CVAMA6124XMA*+UI | 987TA60080C21*** | 48500 | 50000 | 19 | 10.5 | 9.5 | 2.1 | 93 | 74 | 215682064
CARRIER | 27VNA048A*030* | CVAMA6124XMA*+UI | 59TN7A080C21**20 | 48500 | 50000 | 19 | 10.5 | 9.5 | 2.1 | 93 | 74 | 215682063
TEMPSTAR | T5H0V48*K*AAA* | EVM5X61M24A*+WALLCON | *80CSU1002120B* | 48500 | 50000 | 19 | 10 | 9 | 2.12 | 93 | 73 | 215682062
KENMORE | (C,H,T)5H0V48*K*AAA* | EVM5X61M24A*+WALLCON | *80CSU1002120B* | 48500 | 50000 | 19 | 10 | 9 | 2.12 | 93 | 73 | 215682061
KEEPRITE | C5H0V48*K*AAA* | EVM5X61M24A*+WALLCON | *80CSU1002120B* | 48500 | 50000 | 19 | 10 | 9 | 2.12 | 93 | 73 | 215682060
DAY & NIGHT | C5H0V48*K*AAA* | EVM5X61M24A*+WALLCON | *80CSU1002120B* | 48500 | 50000 | 19 | 10 | 9 | 2.12 | 93 | 73 | 215682059
COMFORTMAKER | C5H0V48*K*AAA* | EVM5X61M24A*+WALLCON | *80CSU1002120B* | 48500 | 50000 | 19 | 10 | 9 | 2.12 | 93 | 73 | 215682058
AIRQUEST | H5H0V48*K*AAA* | EVD5X49M24A*+WALLCON | *97CTN1002122A* | 48000 | 50000 | 19 | 10.5 | 9 | 2 | 92 | 73 | 215682276
HEIL | H5H0V48*K*AAA* | EVD5X49M24A*+WALLCON | *97CTN1002122A* | 48000 | 50000 | 19 | 10.5 | 9 | 2 | 92 | 73 | 215682275
BRYANT HEATING AND COOLING SYSTEMS | 290VAN048**AA* | CVAVA4924XMA*+UI | 987TA66100C21*** | 48000 | 50000 | 19 | 10.5 | 9 | 2 | 92 | 73 | 215682274
CARRIER | 27VNA048A*030* | CVAVA4924XMA*+UI | 59TN7A100C21**22 | 48000 | 50000 | 19 | 10.5 | 9 | 2 | 92 | 73 | 215682273
TEMPSTAR | T5H0V48*K*AAA* | EVD5X49M24A*+WALLCON | *97CTN0802120A* | 48000 | 50000 | 19 | 10 | 9 | 2 | 92 | 73 | 215682272
KENMORE | (C,H,T)5H0V48*K*AAA* | EVD5X49M24A*+WALLCON | *97CTN0802120A* | 48000 | 50000 | 19 | 10 | 9 | 2 | 92 | 73 | 215682271
KEEPRITE | C5H0V48*K*AAA* | EVD5X49M24A*+WALLCON | *97CTN0802120A* | 48000 | 50000 | 19 | 10 | 9 | 2 | 92 | 73 | 215682270
DAY & NIGHT | C5H0V48*K*AAA* | EVD5X49M24A*+WALLCON | *97CTN0802120A* | 48000 | 50000 | 19 | 10 | 9 | 2 | 92 | 73 | 215682269
COMFORTMAKER | C5H0V48*K*AAA* | EVD5X49M24A*+WALLCON | *97CTN0802120A* | 48000 | 50000 | 19 | 10 | 9 | 2 | 92 | 73 | 215682268
ARCOAIRE | H5H0V48*K*AAA* | EVD5X49M24A*+WALLCON | *97CTN0802120A* | 48000 | 50000 | 19 | 10 | 9 | 2 | 92 | 73 | 215682267
AIRQUEST | H5H0V48*K*AAA* | EVD5X49M24A*+WALLCON | *97CTN0802120A* | 48000 | 50000 | 19 | 10 | 9 | 2 | 92 | 73 | 215682266
HEIL | H5H0V48*K*AAA* | EVD5X49M24A*+WALLCON | *97CTN0802120A* | 48000 | 50000 | 19 | 10 | 9 | 2 | 92 | 73 | 215682265
BRYANT HEATING AND COOLING SYSTEMS | 290VAN048**AA* | CVAVA4924XMA*+UI | 987TA60080C21*** | 48000 | 50000 | 19 | 10 | 9 | 2 | 92 | 73 | 215682264
CARRIER | 27VNA048A*030* | CVAVA4924XMA*+UI | 59TN7A080C21**20 | 48000 | 50000 | 19 | 10 | 9 | 2 | 92 | 73 | 215682263
TEMPSTAR | T5H0V48*K*AAA* | EVD5X49M24A*+WALLCON | *80CSU1002120B* | 48000 | 50000 | 18.5 | 10 | 9 | 2 | 92 | 73 | 215682262
KENMORE | (C,H,T)5H0V48*K*AAA* | EVD5X49M24A*+WALLCON | *80CSU1002120B* | 48000 | 50000 | 18.5 | 10 | 9 | 2 | 92 | 73 | 215682261
KEEPRITE | C5H0V48*K*AAA* | EVD5X49M24A*+WALLCON | *80CSU1002120B* | 48000 | 50000 | 18.5 | 10 | 9 | 2 | 92 | 73 | 215682260
DAY & NIGHT | C5H0V48*K*AAA* | EVD5X49M24A*+WALLCON | *80CSU1002120B* | 48000 | 50000 | 18.5 | 10 | 9 | 2 | 92 | 73 | 215682259
COMFORTMAKER | C5H0V48*K*AAA* | EVD5X49M24A*+WALLCON | *80CSU1002120B* | 48000 | 50000 | 18.5 | 10 | 9 | 2 | 92 | 73 | 215682258
ARCOAIRE | H5H0V48*K*AAA* | EVD5X49M24A*+WALLCON | *80CSU1002120B* | 48000 | 50000 | 18.5 | 10 | 9 | 2 | 92 | 73 | 215682257
AIRQUEST | H5H0V48*K*AAA* | EVD5X49M24A*+WALLCON | *80CSU1002120B* | 48000 | 50000 | 18.5 | 10 | 9 | 2 | 92 | 73 | 215682256
HEIL | H5H0V48*K*AAA* | EVD5X49M24A*+WALLCON | *80CSU1002120B* | 48000 | 50000 | 18.5 | 10 | 9 | 2 | 92 | 73 | 215682255
BRYANT HEATING AND COOLING SYSTEMS | 290VAN048**AA* | CVAVA4924XMA*+UI | 83*CB60100C21*** | 48000 | 50000 | 18.5 | 10 | 9 | 2 | 92 | 73 | 215682254
CARRIER | 27VNA048A*030* | CVAVA4924XMA*+UI | 58CU*B100C21**20 | 48000 | 50000 | 18.5 | 10 | 9 | 2 | 92 | 73 | 215682253
TEMPSTAR | T5H0V48*K*AAA* | EVD5X49M24A*+WALLCON | *80CSU0802120B* | 48000 | 50000 | 19 | 10 | 9 | 2.12 | 92 | 72 | 215682252
KENMORE | (C,H,T)5H0V48*K*AAA* | EVD5X49M24A*+WALLCON | *80CSU0802120B* | 48000 | 50000 | 19 | 10 | 9 | 2.12 | 92 | 72 | 215682251
KEEPRITE | C5H0V48*K*AAA* | EVD5X49M24A*+WALLCON | *80CSU0802120B* | 48000 | 50000 | 19 | 10 | 9 | 2.12 | 92 | 72 | 215682250
ARCOAIRE | H5H0V48*K*AAA* | EVM5X61M24A*+WALLCON | *80CSU1002120B* | 48500 | 50000 | 19 | 10 | 9 | 2.12 | 93 | 73 | 215682057
AIRQUEST | H5H0V48*K*AAA* | EVM5X61M24A*+WALLCON | *80CSU1002120B* | 48500 | 50000 | 19 | 10 | 9 | 2.12 | 93 | 73 | 215682056
HEIL | H5H0V48*K*AAA* | EVM5X61M24A*+WALLCON | *80CSU1002120B* | 48500 | 50000 | 19 | 10 | 9 | 2.12 | 93 | 73 | 215682055
KENMORE | (C,H,T)5H0V48*K*AAA* | EA*5X61M21A*+WALLCON | *80CSU0802120B* | 46000 | 47500 | 18 | 10 | 9 | 2.08 | 87 | 70 | 215681471
KEEPRITE | C5H0V48*K*AAA* | EA*5X61M21A*+WALLCON | *80CSU0802120B* | 46000 | 47500 | 18 | 10 | 9 | 2.08 | 87 | 70 | 215681470
DAY & NIGHT | C5H0V48*K*AAA* | EA*5X61M21A*+WALLCON | *80CSU0802120B* | 46000 | 47500 | 18 | 10 | 9 | 2.08 | 87 | 70 | 215681469
COMFORTMAKER | C5H0V48*K*AAA* | EA*5X61M21A*+WALLCON | *80CSU0802120B* | 46000 | 47500 | 18 | 10 | 9 | 2.08 | 87 | 70 | 215681468
ARCOAIRE | H5H0V48*K*AAA* | EA*5X61M21A*+WALLCON | *80CSU0802120B* | 46000 | 47500 | 18 | 10 | 9 | 2.08 | 87 | 70 | 215681467
AIRQUEST | H5H0V48*K*AAA* | EA*5X61M21A*+WALLCON | *80CSU0802120B* | 46000 | 47500 | 18 | 10 | 9 | 2.08 | 87 | 70 | 215681466
HEIL | H5H0V48*K*AAA* | EA*5X61M21A*+WALLCON | *80CSU0802120B* | 46000 | 47500 | 18 | 10 | 9 | 2.08 | 87 | 70 | 215681465
BRYANT HEATING AND COOLING SYSTEMS | 290VAN048**AA* | CAA**6121AM*+UI | 83*CB60080C21*** | 46000 | 47500 | 18 | 10 | 9 | 2.08 | 87 | 70 | 215681464
CARRIER | 27VNA048A*030* | CAA**6121AM*+UI | 58CU*B080C21**20 | 46000 | 47500 | 18 | 10 | 9 | 2.08 | 87 | 70 | 215681463
TEMPSTAR | T5H0V48*K*AAA* | EA*5X61M24A*+WALLCON | *97CTN1202422A* | 46000 | 47500 | 18.5 | 10 | 9 | 2.06 | 88 | 71 | 215681572
KENMORE | (C,H,T)5H0V48*K*AAA* | EA*5X61M24A*+WALLCON | *97CTN1202422A* | 46000 | 47500 | 18.5 | 10 | 9 | 2.06 | 88 | 71 | 215681571
KEEPRITE | C5H0V48*K*AAA* | EA*5X61M24A*+WALLCON | *97CTN1202422A* | 46000 | 47500 | 18.5 | 10 | 9 | 2.06 | 88 | 71 | 215681570
DAY & NIGHT | C5H0V48*K*AAA* | EA*5X61M24A*+WALLCON | *97CTN1202422A* | 46000 | 47500 | 18.5 | 10 | 9 | 2.06 | 88 | 71 | 215681569
COMFORTMAKER | C5H0V48*K*AAA* | EA*5X61M24A*+WALLCON | *97CTN1202422A* | 46000 | 47500 | 18.5 | 10 | 9 | 2.06 | 88 | 71 | 215681568
ARCOAIRE | H5H0V48*K*AAA* | EA*5X61M24A*+WALLCON | *97CTN1202422A* | 46000 | 47500 | 18.5 | 10 | 9 | 2.06 | 88 | 71 | 215681567
TEMPSTAR | T5H0V48*K*AAA* | EA*5X61M21A*+WALLCON | *96CTN0802120B* | 46000 | 48000 | 18 | 10 | 9 | 2.08 | 88 | 70 | 215681442
COMFORTMAKER | C5H0V48*K*AAA* | EA*5X60M24A*+WALLCON | *97CTN1002122A* | 45000 | 47500 | 18 | 10 | 9 | 2.06 | 87 | 71 | 215681418
ARCOAIRE | H5H0V48*K*AAA* | EA*5X60M24A*+WALLCON | *97CTN1002122A* | 45000 | 47500 | 18 | 10 | 9 | 2.06 | 87 | 71 | 215681417
AIRQUEST | H5H0V48*K*AAA* | EA*5X60M24A*+WALLCON | *97CTN1002122A* | 45000 | 47500 | 18 | 10 | 9 | 2.06 | 87 | 71 | 215681416
HEIL | H5H0V48*K*AAA* | EA*5X60M24A*+WALLCON | *97CTN1002122A* | 45000 | 47500 | 18 | 10 | 9 | 2.06 | 87 | 71 | 215681415
BRYANT HEATING AND COOLING SYSTEMS | 290VAN048**AA* | CAA**6024AM*+UI | 987TA66100C21*** | 45000 | 47500 | 18 | 10 | 9 | 2.06 | 87 | 71 | 215681414
CARRIER | 27VNA048A*030* | CAA**6024AM*+UI | 59TN7A100C21**22 | 45000 | 47500 | 18 | 10 | 9 | 2.06 | 87 | 71 | 215681413
TEMPSTAR | T5H0V48*K*AAA* | EA*5X60M24A*+WALLCON | *97CTN0802120A* | 45000 | 47500 | 18 | 10 | 9 | 2.06 | 88 | 71 | 215681412
KENMORE | (C,H,T)5H0V48*K*AAA* | EA*5X60M24A*+WALLCON | *97CTN0802120A* | 45000 | 47500 | 18 | 10 | 9 | 2.06 | 88 | 71 | 215681411
KEEPRITE | C5H0V48*K*AAA* | EA*5X60M24A*+WALLCON | *97CTN0802120A* | 45000 | 47500 | 18 | 10 | 9 | 2.06 | 88 | 71 | 215681410
DAY & NIGHT | C5H0V48*K*AAA* | EA*5X60M24A*+WALLCON | *97CTN0802120A* | 45000 | 47500 | 18 | 10 | 9 | 2.06 | 88 | 71 | 215681409
COMFORTMAKER | C5H0V48*K*AAA* | EA*5X60M24A*+WALLCON | *97CTN0802120A* | 45000 | 47500 | 18 | 10 | 9 | 2.06 | 88 | 71 | 215681408
TEMPSTAR | T5H0V48*K*AAA* | EA*5X60M24A*+WALLCON | *97CTN1202422A* | 45000 | 47500 | 18 | 10 | 9 | 2.06 | 87 | 71 | 215681432
KENMORE | (C,H,T)5H0V48*K*AAA* | EA*5X60M24A*+WALLCON | *97CTN1202422A* | 45000 | 47500 | 18 | 10 | 9 | 2.06 | 87 | 71 | 215681431
KEEPRITE | C5H0V48*K*AAA* | EA*5X60M24A*+WALLCON | *97CTN1202422A* | 45000 | 47500 | 18 | 10 | 9 | 2.06 | 87 | 71 | 215681430
DAY & NIGHT | C5H0V48*K*AAA* | EA*5X60M24A*+WALLCON | *97CTN1202422A* | 45000 | 47500 | 18 | 10 | 9 | 2.06 | 87 | 71 | 215681429
COMFORTMAKER | C5H0V48*K*AAA* | EA*5X60M24A*+WALLCON | *97CTN1202422A* | 45000 | 47500 | 18 | 10 | 9 | 2.06 | 87 | 71 | 215681428
ARCOAIRE | H5H0V48*K*AAA* | EA*5X60M24A*+WALLCON | *97CTN1202422A* | 45000 | 47500 | 18 | 10 | 9 | 2.06 | 87 | 71 | 215681427
AIRQUEST | H5H0V48*K*AAA* | EA*5X60M24A*+WALLCON | *97CTN1202422A* | 45000 | 47500 | 18 | 10 | 9 | 2.06 | 87 | 71 | 215681426
HEIL | H5H0V48*K*AAA* | EA*5X60M24A*+WALLCON | *97CTN1202422A* | 45000 | 47500 | 18 | 10 | 9 | 2.06 | 87 | 71 | 215681425
BRYANT HEATING AND COOLING SYSTEMS | 290VAN048**AA* | CAA**6024AM*+UI | 987TA66120C24*** | 45000 | 47500 | 18 | 10 | 9 | 2.06 | 87 | 71 | 215681424
CARRIER | 27VNA048A*030* | CAA**6024AM*+UI | 59TN7A120C24**22 | 45000 | 47500 | 18 | 10 | 9 | 2.06 | 87 | 71 | 215681423
TEMPSTAR | T5H0V48*K*AAA* | EA*5X60M24A*+WALLCON | *97CTN1002122A* | 45000 | 47500 | 18 | 10 | 9 | 2.06 | 87 | 71 | 215681422
KENMORE | (C,H,T)5H0V48*K*AAA* | EA*5X60M24A*+WALLCON | *97CTN1002122A* | 45000 | 47500 | 18 | 10 | 9 | 2.06 | 87 | 71 | 215681421
KEEPRITE | C5H0V48*K*AAA* | EA*5X60M24A*+WALLCON | *97CTN1002122A* | 45000 | 47500 | 18 | 10 | 9 | 2.06 | 87 | 71 | 215681420
DAY & NIGHT | C5H0V48*K*AAA* | EA*5X60M24A*+WALLCON | *97CTN1002122A* | 45000 | 47500 | 18 | 10 | 9 | 2.06 | 87 | 71 | 215681419
TEMPSTAR | T5H0V48*K*AAA* | EA*5X60M24A*+WALLCON | *96CTN0802120B* | 45000 | 47500 | 18 | 10 | 9 | 2.06 | 88 | 71 | 215681382
KENMORE | (C,H,T)5H0V48*K*AAA* | EA*5X60M24A*+WALLCON | *96CTN0802120B* | 45000 | 47500 | 18 | 10 | 9 | 2.06 | 88 | 71 | 215681381
KEEPRITE | C5H0V48*K*AAA* | EA*5X60M24A*+WALLCON | *96CTN0802120B* | 45000 | 47500 | 18 | 10 | 9 | 2.06 | 88 | 71 | 215681380
ARCOAIRE | H5H0V48*K*AAA* | EA*5X60M24A*+WALLCON | *97CTN0802120A* | 45000 | 47500 | 18 | 10 | 9 | 2.06 | 88 | 71 | 215681407
AIRQUEST | H5H0V48*K*AAA* | EA*5X60M24A*+WALLCON | *97CTN0802120A* | 45000 | 47500 | 18 | 10 | 9 | 2.06 | 88 | 71 | 215681406
HEIL | H5H0V48*K*AAA* | EA*5X60M24A*+WALLCON | *97CTN0802120A* | 45000 | 47500 | 18 | 10 | 9 | 2.06 | 88 | 71 | 215681405
BRYANT HEATING AND COOLING SYSTEMS | 290VAN048**AA* | CAA**6024AM*+UI | 987TA60080C21*** | 45000 | 47500 | 18 | 10 | 9 | 2.06 | 88 | 71 | 215681404
CARRIER | 27VNA048A*030* | CAA**6024AM*+UI | 59TN7A080C21**20 | 45000 | 47500 | 18 | 10 | 9 | 2.06 | 88 | 71 | 215681403
DAY & NIGHT | C5H0V48*K*AAA* | EA*5X60M24A*+WALLCON | *96CTN0802120B* | 45000 | 47500 | 18 | 10 | 9 | 2.06 | 88 | 71 | 215681379
COMFORTMAKER | C5H0V48*K*AAA* | EA*5X60M24A*+WALLCON | *96CTN0802120B* | 45000 | 47500 | 18 | 10 | 9 | 2.06 | 88 | 71 | 215681378
ARCOAIRE | H5H0V48*K*AAA* | EA*5X60M24A*+WALLCON | *96CTN0802120B* | 45000 | 47500 | 18 | 10 | 9 | 2.06 | 88 | 71 | 215681377
AIRQUEST | H5H0V48*K*AAA* | EA*5X60M24A*+WALLCON | *96CTN0802120B* | 45000 | 47500 | 18 | 10 | 9 | 2.06 | 88 | 71 | 215681376
HEIL | H5H0V48*K*AAA* | EA*5X60M24A*+WALLCON | *96CTN0802120B* | 45000 | 47500 | 18 | 10 | 9 | 2.06 | 88 | 71 | 215681375
BRYANT HEATING AND COOLING SYSTEMS | 290VAN048**AA* | CAA**6024AM*+UI | 986TD60080C21*** | 45000 | 47500 | 18 | 10 | 9 | 2.06 | 88 | 71 | 215681374
CARRIER | 27VNA048A*030* | CAA**6024AM*+UI | 59TN6C080C21**20 | 45000 | 47500 | 18 | 10 | 9 | 2.06 | 88 | 71 | 215681373
ARCOAIRE | H5H0V48*K*AAA* | EA*5X61M24A*+WALLCON | *80CSU0802120B* | 46000 | 48000 | 18 | 10 | 9 | 2.08 | 86 | 70 | 215681527
AIRQUEST | H5H0V48*K*AAA* | EA*5X61M24A*+WALLCON | *80CSU0802120B* | 46000 | 48000 | 18 | 10 | 9 | 2.08 | 86 | 70 | 215681526
HEIL | H5H0V48*K*AAA* | EA*5X61M24A*+WALLCON | *80CSU0802120B* | 46000 | 48000 | 18 | 10 | 9 | 2.08 | 86 | 70 | 215681525
BRYANT HEATING AND COOLING SYSTEMS | 290VAN048**AA* | CAA**6124AM*+UI | 83*CB60080C21*** | 46000 | 48000 | 18 | 10 | 9 | 2.08 | 86 | 70 | 215681524
CARRIER | 27VNA048A*030* | CAA**6124AM*+UI | 58CU*B080C21**20 | 46000 | 48000 | 18 | 10 | 9 | 2.08 | 86 | 70 | 215681523
TEMPSTAR | T5H0V48*K*AAA* | EA*5X61M24A*+WALLCON | *96CTN0802120B* | 46000 | 48000 | 18 | 10 | 9 | 2.08 | 88 | 70 | 215681522
KENMORE | (C,H,T)5H0V48*K*AAA* | EA*5X61M24A*+WALLCON | *96CTN0802120B* | 46000 | 48000 | 18 | 10 | 9 | 2.08 | 88 | 70 | 215681521
KEEPRITE | C5H0V48*K*AAA* | EA*5X61M24A*+WALLCON | *96CTN0802120B* | 46000 | 48000 | 18 | 10 | 9 | 2.08 | 88 | 70 | 215681520
DAY & NIGHT | C5H0V48*K*AAA* | EA*5X61M24A*+WALLCON | *96CTN0802120B* | 46000 | 48000 | 18 | 10 | 9 | 2.08 | 88 | 70 | 215681519
COMFORTMAKER | C5H0V48*K*AAA* | EA*5X61M24A*+WALLCON | *96CTN0802120B* | 46000 | 48000 | 18 | 10 | 9 | 2.08 | 88 | 70 | 215681518
ARCOAIRE | H5H0V48*K*AAA* | EA*5X61M24A*+WALLCON | *96CTN0802120B* | 46000 | 48000 | 18 | 10 | 9 | 2.08 | 88 | 70 | 215681517
AIRQUEST | H5H0V48*K*AAA* | EA*5X61M24A*+WALLCON | *96CTN0802120B* | 46000 | 48000 | 18 | 10 | 9 | 2.08 | 88 | 70 | 215681516
HEIL | H5H0V48*K*AAA* | EA*5X61M24A*+WALLCON | *96CTN0802120B* | 46000 | 48000 | 18 | 10 | 9 | 2.08 | 88 | 70 | 215681515
BRYANT HEATING AND COOLING SYSTEMS | 290VAN048**AA* | CAA**6124AM*+UI | 986TD60080C21*** | 46000 | 48000 | 18 | 10 | 9 | 2.08 | 88 | 70 | 215681514
CARRIER | 27VNA048A*030* | CAA**6124AM*+UI | 59TN6C080C21**20 | 46000 | 48000 | 18 | 10 | 9 | 2.08 | 88 | 70 | 215681513
TEMPSTAR | T5H0V48*K*AAA* | EA*5X61M21A*+WALLCON | *97CTN1002122A* | 46000 | 47500 | 18 | 10 | 9 | 2.08 | 88 | 71 | 215681512
KENMORE | (C,H,T)5H0V48*K*AAA* | EA*5X61M21A*+WALLCON | *97CTN1002122A* | 46000 | 47500 | 18 | 10 | 9 | 2.08 | 88 | 71 | 215681511
KEEPRITE | C5H0V48*K*AAA* | EA*5X61M21A*+WALLCON | *97CTN1002122A* | 46000 | 47500 | 18 | 10 | 9 | 2.08 | 88 | 71 | 215681510
DAY & NIGHT | C5H0V48*K*AAA* | EA*5X61M21A*+WALLCON | *97CTN1002122A* | 46000 | 47500 | 18 | 10 | 9 | 2.08 | 88 | 71 | 215681509
COMFORTMAKER | C5H0V48*K*AAA* | EA*5X61M21A*+WALLCON | *97CTN1002122A* | 46000 | 47500 | 18 | 10 | 9 | 2.08 | 88 | 71 | 215681508
ARCOAIRE | H5H0V48*K*AAA* | EA*5X61M21A*+WALLCON | *97CTN1002122A* | 46000 | 47500 | 18 | 10 | 9 | 2.08 | 88 | 71 | 215681507
AIRQUEST | H5H0V48*K*AAA* | EA*5X61M21A*+WALLCON | *97CTN1002122A* | 46000 | 47500 | 18 | 10 | 9 | 2.08 | 88 | 71 | 215681506
HEIL | H5H0V48*K*AAA* | EA*5X61M21A*+WALLCON | *97CTN1002122A* | 46000 | 47500 | 18 | 10 | 9 | 2.08 | 88 | 71 | 215681505
BRYANT HEATING AND COOLING SYSTEMS | 290VAN048**AA* | CAA**6121AM*+UI | 987TA66100C21*** | 46000 | 47500 | 18 | 10 | 9 | 2.08 | 88 | 71 | 215681504
CARRIER | 27VNA048A*030* | CAA**6121AM*+UI | 59TN7A100C21**22 | 46000 | 47500 | 18 | 10 | 9 | 2.08 | 88 | 71 | 215681503
TEMPSTAR | T5H0V48*K*AAA* | EA*5X61M21A*+WALLCON | *97CTN0802120A* | 46000 | 48000 | 18 | 10 | 9 | 2.08 | 88 | 70 | 215681502
KENMORE | (C,H,T)5H0V48*K*AAA* | EA*5X61M21A*+WALLCON | *97CTN0802120A* | 46000 | 48000 | 18 | 10 | 9 | 2.08 | 88 | 70 | 215681501
KEEPRITE | C5H0V48*K*AAA* | EA*5X61M21A*+WALLCON | *97CTN0802120A* | 46000 | 48000 | 18 | 10 | 9 | 2.08 | 88 | 70 | 215681500
DAY & NIGHT | C5H0V48*K*AAA* | EA*5X61M21A*+WALLCON | *97CTN0802120A* | 46000 | 48000 | 18 | 10 | 9 | 2.08 | 88 | 70 | 215681499
COMFORTMAKER | C5H0V48*K*AAA* | EA*5X61M21A*+WALLCON | *97CTN0802120A* | 46000 | 48000 | 18 | 10 | 9 | 2.08 | 88 | 70 | 215681498
ARCOAIRE | H5H0V48*K*AAA* | EA*5X61M21A*+WALLCON | *97CTN0802120A* | 46000 | 48000 | 18 | 10 | 9 | 2.08 | 88 | 70 | 215681497
AIRQUEST | H5H0V48*K*AAA* | EA*5X61M21A*+WALLCON | *97CTN0802120A* | 46000 | 48000 | 18 | 10 | 9 | 2.08 | 88 | 70 | 215681496
HEIL | H5H0V48*K*AAA* | EA*5X61M21A*+WALLCON | *97CTN0802120A* | 46000 | 48000 | 18 | 10 | 9 | 2.08 | 88 | 70 | 215681495
BRYANT HEATING AND COOLING SYSTEMS | 290VAN048**AA* | CAA**6121AM*+UI | 987TA60080C21*** | 46000 | 48000 | 18 | 10 | 9 | 2.08 | 88 | 70 | 215681494
CARRIER | 27VNA048A*030* | CAA**6121AM*+UI | 59TN7A080C21**20 | 46000 | 48000 | 18 | 10 | 9 | 2.08 | 88 | 70 | 215681493
TEMPSTAR | T5H0V48*K*AAA* | EA*5X61M21A*+WALLCON | *80CSU0802120B* | 46000 | 47500 | 18 | 10 | 9 | 2.08 | 87 | 70 | 215681472
AIRQUEST | H5H0V36*K*AAA* | EA*5X48M21A*+WALLCON | *97CTN1002122A* | 33800 | 35000 | 18 | 10 | 9 | 1.9 | 86 | 71 | 215679546
ARCOAIRE | H5H0V36*K*AAA* | EA*5X48M21A*+WALLCON | *97CTN1002122A* | 33800 | 35000 | 18 | 10 | 9 | 1.9 | 86 | 71 | 215679547
COMFORTMAKER | C5H0V36*K*AAA* | EA*5X48M21A*+WALLCON | *97CTN1002122A* | 33800 | 35000 | 18 | 10 | 9 | 1.9 | 86 | 71 | 215679548
DAY & NIGHT | C5H0V36*K*AAA* | EA*5X48M21A*+WALLCON | *97CTN1002122A* | 33800 | 35000 | 18 | 10 | 9 | 1.9 | 86 | 71 | 215679549
KEEPRITE | C5H0V36*K*AAA* | EA*5X48M21A*+WALLCON | *97CTN1002122A* | 33800 | 35000 | 18 | 10 | 9 | 1.9 | 86 | 71 | 215679550
KENMORE | (C,H,T)5H0V36*K*AAA* | EA*5X48M21A*+WALLCON | *97CTN1002122A* | 33800 | 35000 | 18 | 10 | 9 | 1.9 | 86 | 71 | 215679551
TEMPSTAR | T5H0V36*K*AAA* | EA*5X48M21A*+WALLCON | *97CTN1002122A* | 33800 | 35000 | 18 | 10 | 9 | 1.9 | 86 | 71 | 215679552
CARRIER | 27VNA036A*030* | CAA**6024AM*+UI | 59TN6C080C21**20 | 34400 | 34200 | 18 | 10 | 9 | 1.9 | 87 | 73 | 215679553
BRYANT HEATING AND COOLING SYSTEMS | 290VAN036**AA* | CAA**6024AM*+UI | 986TD60080C21*** | 34400 | 34200 | 18 | 10 | 9 | 1.9 | 87 | 73 | 215679554
HEIL | H5H0V36*K*AAA* | EA*5X60M24A*+WALLCON | *96CTN0802120B* | 34400 | 34200 | 18 | 10 | 9 | 1.9 | 87 | 73 | 215679555
AIRQUEST | H5H0V36*K*AAA* | EA*5X60M24A*+WALLCON | *96CTN0802120B* | 34400 | 34200 | 18 | 10 | 9 | 1.9 | 87 | 73 | 215679556
ARCOAIRE | H5H0V36*K*AAA* | EA*5X60M24A*+WALLCON | *96CTN0802120B* | 34400 | 34200 | 18 | 10 | 9 | 1.9 | 87 | 73 | 215679557
COMFORTMAKER | C5H0V36*K*AAA* | EA*5X60M24A*+WALLCON | *96CTN0802120B* | 34400 | 34200 | 18 | 10 | 9 | 1.9 | 87 | 73 | 215679558
DAY & NIGHT | C5H0V36*K*AAA* | EA*5X60M24A*+WALLCON | *96CTN0802120B* | 34400 | 34200 | 18 | 10 | 9 | 1.9 | 87 | 73 | 215679559
KEEPRITE | C5H0V36*K*AAA* | EA*5X60M24A*+WALLCON | *96CTN0802120B* | 34400 | 34200 | 18 | 10 | 9 | 1.9 | 87 | 73 | 215679560
KENMORE | (C,H,T)5H0V36*K*AAA* | EA*5X60M24A*+WALLCON | *96CTN0802120B* | 34400 | 34200 | 18 | 10 | 9 | 1.9 | 87 | 73 | 215679561
TEMPSTAR | T5H0V36*K*AAA* | EA*5X60M24A*+WALLCON | *96CTN0802120B* | 34400 | 34200 | 18 | 10 | 9 | 1.9 | 87 | 73 | 215679562
CARRIER | 27VNA036A*030* | CAA**6024AM*+UI | 59TN7A080C21**20 | 34400 | 34200 | 18 | 10 | 9 | 1.9 | 87 | 73 | 215679563
BRYANT HEATING AND COOLING SYSTEMS | 290VAN036**AA* | CAA**6024AM*+UI | 987TA60080C21*** | 34400 | 34200 | 18 | 10 | 9 | 1.9 | 87 | 73 | 215679564
HEIL | H5H0V36*K*AAA* | EA*5X60M24A*+WALLCON | *97CTN0802120A* | 34400 | 34200 | 18 | 10 | 9 | 1.9 | 87 | 73 | 215679565
AIRQUEST | H5H0V36*K*AAA* | EA*5X60M24A*+WALLCON | *97CTN0802120A* | 34400 | 34200 | 18 | 10 | 9 | 1.9 | 87 | 73 | 215679566
ARCOAIRE | H5H0V36*K*AAA* | EA*5X60M24A*+WALLCON | *97CTN0802120A* | 34400 | 34200 | 18 | 10 | 9 | 1.9 | 87 | 73 | 215679567
COMFORTMAKER | C5H0V36*K*AAA* | EA*5X60M24A*+WALLCON | *97CTN0802120A* | 34400 | 34200 | 18 | 10 | 9 | 1.9 | 87 | 73 | 215679568
DAY & NIGHT | C5H0V36*K*AAA* | EA*5X60M24A*+WALLCON | *97CTN0802120A* | 34400 | 34200 | 18 | 10 | 9 | 1.9 | 87 | 73 | 215679569
KEEPRITE | C5H0V36*K*AAA* | EA*5X60M24A*+WALLCON | *97CTN0802120A* | 34400 | 34200 | 18 | 10 | 9 | 1.9 | 87 | 73 | 215679570
KENMORE | (C,H,T)5H0V36*K*AAA* | EA*5X60M24A*+WALLCON | *97CTN0802120A* | 34400 | 34200 | 18 | 10 | 9 | 1.9 | 87 | 73 | 215679571
TEMPSTAR | T5H0V36*K*AAA* | EA*5X60M24A*+WALLCON | *97CTN0802120A* | 34400 | 34200 | 18 | 10 | 9 | 1.9 | 87 | 73 | 215679572
CARRIER | 27VNA036A*030* | CAA**6024AM*+UI | 59TN7A100C21**22 | 34400 | 34200 | 18.5 | 10.5 | 9 | 1.9 | 87 | 73 | 215679573
BRYANT HEATING AND COOLING SYSTEMS | 290VAN036**AA* | CAA**6024AM*+UI | 987TA66100C21*** | 34400 | 34200 | 18.5 | 10.5 | 9 | 1.9 | 87 | 73 | 215679574
HEIL | H5H0V36*K*AAA* | EA*5X60M24A*+WALLCON | *97CTN1002122A* | 34400 | 34200 | 18.5 | 10.5 | 9 | 1.9 | 87 | 73 | 215679575
AIRQUEST | H5H0V36*K*AAA* | EA*5X60M24A*+WALLCON | *97CTN1002122A* | 34400 | 34200 | 18.5 | 10.5 | 9 | 1.9 | 87 | 73 | 215679576
ARCOAIRE | H5H0V36*K*AAA* | EA*5X60M24A*+WALLCON | *97CTN1002122A* | 34400 | 34200 | 18.5 | 10.5 | 9 | 1.9 | 87 | 73 | 215679577
COMFORTMAKER | C5H0V36*K*AAA* | EA*5X60M24A*+WALLCON | *97CTN1002122A* | 34400 | 34200 | 18.5 | 10.5 | 9 | 1.9 | 87 | 73 | 215679578
DAY & NIGHT | C5H0V36*K*AAA* | EA*5X60M24A*+WALLCON | *97CTN1002122A* | 34400 | 34200 | 18.5 | 10.5 | 9 | 1.9 | 87 | 73 | 215679579
BRYANT HEATING AND COOLING SYSTEMS | 290VAN048**AA* | CVAMA6124XMA*+UI | 987TA66120C24*** | 48500 | 50000 | 19.5 | 10.5 | 9.5 | 2.12 | 93 | 73 | 215682084
HEIL | H5H0V48*K*AAA* | EVM5X61M24A*+WALLCON | *97CTN1202422A* | 48500 | 50000 | 19.5 | 10.5 | 9.5 | 2.12 | 93 | 73 | 215682085
AIRQUEST | H5H0V48*K*AAA* | EVM5X61M24A*+WALLCON | *97CTN1202422A* | 48500 | 50000 | 19.5 | 10.5 | 9.5 | 2.12 | 93 | 73 | 215682086
ARCOAIRE | H5H0V48*K*AAA* | EVM5X61M24A*+WALLCON | *97CTN1202422A* | 48500 | 50000 | 19.5 | 10.5 | 9.5 | 2.12 | 93 | 73 | 215682087
COMFORTMAKER | C5H0V48*K*AAA* | EVM5X61M24A*+WALLCON | *97CTN1202422A* | 48500 | 50000 | 19.5 | 10.5 | 9.5 | 2.12 | 93 | 73 | 215682088
DAY & NIGHT | C5H0V48*K*AAA* | EVM5X61M24A*+WALLCON | *97CTN1202422A* | 48500 | 50000 | 19.5 | 10.5 | 9.5 | 2.12 | 93 | 73 | 215682089
KEEPRITE | C5H0V48*K*AAA* | EVM5X61M24A*+WALLCON | *97CTN1202422A* | 48500 | 50000 | 19.5 | 10.5 | 9.5 | 2.12 | 93 | 73 | 215682090
KENMORE | (C,H,T)5H0V48*K*AAA* | EVM5X61M24A*+WALLCON | *97CTN1202422A* | 48500 | 50000 | 19.5 | 10.5 | 9.5 | 2.12 | 93 | 73 | 215682091
TEMPSTAR | T5H0V48*K*AAA* | EVM5X61M24A*+WALLCON | *97CTN1202422A* | 48500 | 50000 | 19.5 | 10.5 | 9.5 | 2.12 | 93 | 73 | 215682092
CARRIER | 27VNA048A*030* | CVAVA4821XMA*+UI | 59TN6C080C21**20 | 47000 | 50000 | 18.5 | 10 | 9 | 1.98 | 92 | 73 | 215682093
BRYANT HEATING AND COOLING SYSTEMS | 290VAN048**AA* | CVAVA4821XMA*+UI | 986TD60080C21*** | 47000 | 50000 | 18.5 | 10 | 9 | 1.98 | 92 | 73 | 215682094
HEIL | H5H0V48*K*AAA* | EVD5X48M21A*+WALLCON | *96CTN0802120B* | 47000 | 50000 | 18.5 | 10 | 9 | 1.98 | 92 | 73 | 215682095
AIRQUEST | H5H0V48*K*AAA* | EVD5X48M21A*+WALLCON | *96CTN0802120B* | 47000 | 50000 | 18.5 | 10 | 9 | 1.98 | 92 | 73 | 215682096
ARCOAIRE | H5H0V48*K*AAA* | EVD5X48M21A*+WALLCON | *96CTN0802120B* | 47000 | 50000 | 18.5 | 10 | 9 | 1.98 | 92 | 73 | 215682097
COMFORTMAKER | C5H0V48*K*AAA* | EVD5X48M21A*+WALLCON | *96CTN0802120B* | 47000 | 50000 | 18.5 | 10 | 9 | 1.98 | 92 | 73 | 215682098
DAY & NIGHT | C5H0V48*K*AAA* | EVD5X48M21A*+WALLCON | *96CTN0802120B* | 47000 | 50000 | 18.5 | 10 | 9 | 1.98 | 92 | 73 | 215682099
KEEPRITE | C5H0V48*K*AAA* | EVD5X48M21A*+WALLCON | *96CTN0802120B* | 47000 | 50000 | 18.5 | 10 | 9 | 1.98 | 92 | 73 | 215682100
KENMORE | (C,H,T)5H0V48*K*AAA* | EVD5X48M21A*+WALLCON | *96CTN0802120B* | 47000 | 50000 | 18.5 | 10 | 9 | 1.98 | 92 | 73 | 215682101
TEMPSTAR | T5H0V48*K*AAA* | EVD5X48M21A*+WALLCON | *96CTN0802120B* | 47000 | 50000 | 18.5 | 10 | 9 | 1.98 | 92 | 73 | 215682102
CARRIER | 27VNA048A*030* | CVAVA4821XMA*+UI | 58CU*B080C21**20 | 47000 | 50000 | 18.5 | 10 | 9 | 2.02 | 91 | 72 | 215682123
BRYANT HEATING AND COOLING SYSTEMS | 290VAN048**AA* | CVAVA4821XMA*+UI | 83*CB60080C21*** | 47000 | 50000 | 18.5 | 10 | 9 | 2.02 | 91 | 72 | 215682124
HEIL | H5H0V48*K*AAA* | EVD5X48M21A*+WALLCON | *80CSU0802120B* | 47000 | 50000 | 18.5 | 10 | 9 | 2.02 | 91 | 72 | 215682125
AIRQUEST | H5H0V48*K*AAA* | EVD5X48M21A*+WALLCON | *80CSU0802120B* | 47000 | 50000 | 18.5 | 10 | 9 | 2.02 | 91 | 72 | 215682126
ARCOAIRE | H5H0V48*K*AAA* | EVD5X48M21A*+WALLCON | *80CSU0802120B* | 47000 | 50000 | 18.5 | 10 | 9 | 2.02 | 91 | 72 | 215682127
COMFORTMAKER | C5H0V48*K*AAA* | EVD5X48M21A*+WALLCON | *80CSU0802120B* | 47000 | 50000 | 18.5 | 10 | 9 | 2.02 | 91 | 72 | 215682128
DAY & NIGHT | C5H0V48*K*AAA* | EVD5X48M21A*+WALLCON | *80CSU0802120B* | 47000 | 50000 | 18.5 | 10 | 9 | 2.02 | 91 | 72 | 215682129
KEEPRITE | C5H0V48*K*AAA* | EVD5X48M21A*+WALLCON | *80CSU0802120B* | 47000 | 50000 | 18.5 | 10 | 9 | 2.02 | 91 | 72 | 215682130
KENMORE | (C,H,T)5H0V48*K*AAA* | EVD5X48M21A*+WALLCON | *80CSU0802120B* | 47000 | 50000 | 18.5 | 10 | 9 | 2.02 | 91 | 72 | 215682131
TEMPSTAR | T5H0V48*K*AAA* | EVD5X48M21A*+WALLCON | *80CSU0802120B* | 47000 | 50000 | 18.5 | 10 | 9 | 2.02 | 91 | 72 | 215682132
CARRIER | 27VNA036A*030* | CAA**4821AM*+UI | 59TN7A080C21**20 | 33800 | 35000 | 18 | 10 | 9 | 1.88 | 86 | 71 | 215679533
BRYANT HEATING AND COOLING SYSTEMS | 290VAN036**AA* | CAA**4821AM*+UI | 987TA60080C21*** | 33800 | 35000 | 18 | 10 | 9 | 1.88 | 86 | 71 | 215679534
HEIL | H5H0V36*K*AAA* | EA*5X48M21A*+WALLCON | *97CTN0802120A* | 33800 | 35000 | 18 | 10 | 9 | 1.88 | 86 | 71 | 215679535
AIRQUEST | H5H0V36*K*AAA* | EA*5X48M21A*+WALLCON | *97CTN0802120A* | 33800 | 35000 | 18 | 10 | 9 | 1.88 | 86 | 71 | 215679536
ARCOAIRE | H5H0V36*K*AAA* | EA*5X48M21A*+WALLCON | *97CTN0802120A* | 33800 | 35000 | 18 | 10 | 9 | 1.88 | 86 | 71 | 215679537
COMFORTMAKER | C5H0V36*K*AAA* | EA*5X48M21A*+WALLCON | *97CTN0802120A* | 33800 | 35000 | 18 | 10 | 9 | 1.88 | 86 | 71 | 215679538
DAY & NIGHT | C5H0V36*K*AAA* | EA*5X48M21A*+WALLCON | *97CTN0802120A* | 33800 | 35000 | 18 | 10 | 9 | 1.88 | 86 | 71 | 215679539
KEEPRITE | C5H0V36*K*AAA* | EA*5X48M21A*+WALLCON | *97CTN0802120A* | 33800 | 35000 | 18 | 10 | 9 | 1.88 | 86 | 71 | 215679540
KENMORE | (C,H,T)5H0V36*K*AAA* | EA*5X48M21A*+WALLCON | *97CTN0802120A* | 33800 | 35000 | 18 | 10 | 9 | 1.88 | 86 | 71 | 215679541
TEMPSTAR | T5H0V36*K*AAA* | EA*5X48M21A*+WALLCON | *97CTN0802120A* | 33800 | 35000 | 18 | 10 | 9 | 1.88 | 86 | 71 | 215679542
CARRIER | 27VNA036A*030* | CAA**4821AM*+UI | 59TN7A100C21**22 | 33800 | 35000 | 18 | 10 | 9 | 1.9 | 86 | 71 | 215679543
BRYANT HEATING AND COOLING SYSTEMS | 290VAN036**AA* | CAA**4821AM*+UI | 987TA66100C21*** | 33800 | 35000 | 18 | 10 | 9 | 1.9 | 86 | 71 | 215679544
HEIL | H5H0V36*K*AAA* | EA*5X48M21A*+WALLCON | *97CTN1002122A* | 33800 | 35000 | 18 | 10 | 9 | 1.9 | 86 | 71 | 215679545
KENMORE | (C,H,T)5H0V48*K*AAA* | EA*5X61M24A*+WALLCON | *97CTN0802120A* | 46000 | 48000 | 18 | 10 | 9 | 2.08 | 88 | 70 | 215681551
KEEPRITE | C5H0V48*K*AAA* | EA*5X61M24A*+WALLCON | *97CTN0802120A* | 46000 | 48000 | 18 | 10 | 9 | 2.08 | 88 | 70 | 215681550
DAY & NIGHT | C5H0V48*K*AAA* | EA*5X61M24A*+WALLCON | *97CTN0802120A* | 46000 | 48000 | 18 | 10 | 9 | 2.08 | 88 | 70 | 215681549
COMFORTMAKER | C5H0V48*K*AAA* | EA*5X61M24A*+WALLCON | *97CTN0802120A* | 46000 | 48000 | 18 | 10 | 9 | 2.08 | 88 | 70 | 215681548
ARCOAIRE | H5H0V48*K*AAA* | EA*5X61M24A*+WALLCON | *97CTN0802120A* | 46000 | 48000 | 18 | 10 | 9 | 2.08 | 88 | 70 | 215681547
AIRQUEST | H5H0V48*K*AAA* | EA*5X61M24A*+WALLCON | *97CTN0802120A* | 46000 | 48000 | 18 | 10 | 9 | 2.08 | 88 | 70 | 215681546
HEIL | H5H0V48*K*AAA* | EA*5X61M24A*+WALLCON | *97CTN0802120A* | 46000 | 48000 | 18 | 10 | 9 | 2.08 | 88 | 70 | 215681545
BRYANT HEATING AND COOLING SYSTEMS | 290VAN048**AA* | CAA**6124AM*+UI | 987TA60080C21*** | 46000 | 48000 | 18 | 10 | 9 | 2.08 | 88 | 70 | 215681544
CARRIER | 27VNA048A*030* | CAA**6124AM*+UI | 59TN7A080C21**20 | 46000 | 48000 | 18 | 10 | 9 | 2.08 | 88 | 70 | 215681543
AIRQUEST | H5H0V48*K*AAA* | EA*5X61M24A*+WALLCON | *97CTN1202422A* | 46000 | 47500 | 18.5 | 10 | 9 | 2.06 | 88 | 71 | 215681566
HEIL | H5H0V48*K*AAA* | EA*5X61M24A*+WALLCON | *97CTN1202422A* | 46000 | 47500 | 18.5 | 10 | 9 | 2.06 | 88 | 71 | 215681565
BRYANT HEATING AND COOLING SYSTEMS | 290VAN048**AA* | CAA**6124AM*+UI | 987TA66120C24*** | 46000 | 47500 | 18.5 | 10 | 9 | 2.06 | 88 | 71 | 215681564
CARRIER | 27VNA048A*030* | CAA**6124AM*+UI | 59TN7A120C24**22 | 46000 | 47500 | 18.5 | 10 | 9 | 2.06 | 88 | 71 | 215681563
TEMPSTAR | T5H0V48*K*AAA* | EA*5X61M24A*+WALLCON | *97CTN1002122A* | 46000 | 47500 | 18.5 | 10 | 9 | 2.06 | 88 | 71 | 215681562
KENMORE | (C,H,T)5H0V48*K*AAA* | EA*5X61M24A*+WALLCON | *97CTN1002122A* | 46000 | 47500 | 18.5 | 10 | 9 | 2.06 | 88 | 71 | 215681561
KEEPRITE | C5H0V48*K*AAA* | EA*5X61M24A*+WALLCON | *97CTN1002122A* | 46000 | 47500 | 18.5 | 10 | 9 | 2.06 | 88 | 71 | 215681560
DAY & NIGHT | C5H0V48*K*AAA* | EA*5X61M24A*+WALLCON | *97CTN1002122A* | 46000 | 47500 | 18.5 | 10 | 9 | 2.06 | 88 | 71 | 215681559
COMFORTMAKER | C5H0V48*K*AAA* | EA*5X61M24A*+WALLCON | *97CTN1002122A* | 46000 | 47500 | 18.5 | 10 | 9 | 2.06 | 88 | 71 | 215681558
ARCOAIRE | H5H0V48*K*AAA* | EA*5X61M24A*+WALLCON | *97CTN1002122A* | 46000 | 47500 | 18.5 | 10 | 9 | 2.06 | 88 | 71 | 215681557
AIRQUEST | H5H0V48*K*AAA* | EA*5X61M24A*+WALLCON | *97CTN1002122A* | 46000 | 47500 | 18.5 | 10 | 9 | 2.06 | 88 | 71 | 215681556
HEIL | H5H0V48*K*AAA* | EA*5X61M24A*+WALLCON | *97CTN1002122A* | 46000 | 47500 | 18.5 | 10 | 9 | 2.06 | 88 | 71 | 215681555
BRYANT HEATING AND COOLING SYSTEMS | 290VAN048**AA* | CAA**6124AM*+UI | 987TA66100C21*** | 46000 | 47500 | 18.5 | 10 | 9 | 2.06 | 88 | 71 | 215681554
CARRIER | 27VNA048A*030* | CAA**6124AM*+UI | 59TN7A100C21**22 | 46000 | 47500 | 18.5 | 10 | 9 | 2.06 | 88 | 71 | 215681553
TEMPSTAR | T5H0V48*K*AAA* | EA*5X61M24A*+WALLCON | *97CTN0802120A* | 46000 | 48000 | 18 | 10 | 9 | 2.08 | 88 | 70 | 215681552
TEMPSTAR | T5H0V48*K*AAA* | EA*5X61M24A*+WALLCON | *80CSU0802120B* | 46000 | 48000 | 18 | 10 | 9 | 2.08 | 86 | 70 | 215681532
KENMORE | (C,H,T)5H0V48*K*AAA* | EA*5X61M24A*+WALLCON | *80CSU0802120B* | 46000 | 48000 | 18 | 10 | 9 | 2.08 | 86 | 70 | 215681531
KEEPRITE | C5H0V48*K*AAA* | EA*5X61M24A*+WALLCON | *80CSU0802120B* | 46000 | 48000 | 18 | 10 | 9 | 2.08 | 86 | 70 | 215681530
DAY & NIGHT | C5H0V48*K*AAA* | EA*5X61M24A*+WALLCON | *80CSU0802120B* | 46000 | 48000 | 18 | 10 | 9 | 2.08 | 86 | 70 | 215681529
COMFORTMAKER | C5H0V48*K*AAA* | EA*5X61M24A*+WALLCON | *80CSU0802120B* | 46000 | 48000 | 18 | 10 | 9 | 2.08 | 86 | 70 | 215681528
KENMORE | (C,H,T)5H0V36*K*AAA* | EA*5X61M24A*+WALLCON | *97CTN1002122A* | 35000 | 34400 | 18.5 | 10.5 | 9 | 1.92 | 87 | 72 | 215679691
KEEPRITE | C5H0V36*K*AAA* | EA*5X61M24A*+WALLCON | *97CTN1002122A* | 35000 | 34400 | 18.5 | 10.5 | 9 | 1.92 | 87 | 72 | 215679690
DAY & NIGHT | C5H0V36*K*AAA* | EA*5X61M24A*+WALLCON | *97CTN1002122A* | 35000 | 34400 | 18.5 | 10.5 | 9 | 1.92 | 87 | 72 | 215679689
COMFORTMAKER | C5H0V36*K*AAA* | EA*5X61M24A*+WALLCON | *97CTN1002122A* | 35000 | 34400 | 18.5 | 10.5 | 9 | 1.92 | 87 | 72 | 215679688
ARCOAIRE | H5H0V36*K*AAA* | EA*5X61M24A*+WALLCON | *97CTN1002122A* | 35000 | 34400 | 18.5 | 10.5 | 9 | 1.92 | 87 | 72 | 215679687
AIRQUEST | H5H0V36*K*AAA* | EA*5X61M24A*+WALLCON | *97CTN1002122A* | 35000 | 34400 | 18.5 | 10.5 | 9 | 1.92 | 87 | 72 | 215679686
HEIL | H5H0V36*K*AAA* | EA*5X61M24A*+WALLCON | *97CTN1002122A* | 35000 | 34400 | 18.5 | 10.5 | 9 | 1.92 | 87 | 72 | 215679685
BRYANT HEATING AND COOLING SYSTEMS | 290VAN036**AA* | CAA**6124AM*+UI | 987TA66100C21*** | 35000 | 34400 | 18.5 | 10.5 | 9 | 1.92 | 87 | 72 | 215679684
CARRIER | 27VNA036A*030* | CAA**6124AM*+UI | 59TN7A100C21**22 | 35000 | 34400 | 18.5 | 10.5 | 9 | 1.92 | 87 | 72 | 215679683
TEMPSTAR | T5H0V36*K*AAA* | EA*5X61M24A*+WALLCON | *97CTN0802120A* | 34800 | 34400 | 18 | 10.5 | 9 | 1.92 | 87 | 72 | 215679682
KENMORE | (C,H,T)5H0V36*K*AAA* | EA*5X61M24A*+WALLCON | *97CTN0802120A* | 34800 | 34400 | 18 | 10.5 | 9 | 1.92 | 87 | 72 | 215679681
KEEPRITE | C5H0V36*K*AAA* | EA*5X61M24A*+WALLCON | *97CTN0802120A* | 34800 | 34400 | 18 | 10.5 | 9 | 1.92 | 87 | 72 | 215679680
DAY & NIGHT | C5H0V36*K*AAA* | EA*5X61M24A*+WALLCON | *97CTN0802120A* | 34800 | 34400 | 18 | 10.5 | 9 | 1.92 | 87 | 72 | 215679679
COMFORTMAKER | C5H0V36*K*AAA* | EA*5X61M24A*+WALLCON | *97CTN0802120A* | 34800 | 34400 | 18 | 10.5 | 9 | 1.92 | 87 | 72 | 215679678
ARCOAIRE | H5H0V36*K*AAA* | EA*5X61M24A*+WALLCON | *97CTN0802120A* | 34800 | 34400 | 18 | 10.5 | 9 | 1.92 | 87 | 72 | 215679677
AIRQUEST | H5H0V36*K*AAA* | EA*5X61M24A*+WALLCON | *97CTN0802120A* | 34800 | 34400 | 18 | 10.5 | 9 | 1.92 | 87 | 72 | 215679676
HEIL | H5H0V36*K*AAA* | EA*5X61M24A*+WALLCON | *97CTN0802120A* | 34800 | 34400 | 18 | 10.5 | 9 | 1.92 | 87 | 72 | 215679675
BRYANT HEATING AND COOLING SYSTEMS | 290VAN036**AA* | CAA**6124AM*+UI | 987TA60080C21*** | 34800 | 34400 | 18 | 10.5 | 9 | 1.92 | 87 | 72 | 215679674
CARRIER | 27VNA036A*030* | CAA**6124AM*+UI | 59TN7A080C21**20 | 34800 | 34400 | 18 | 10.5 | 9 | 1.92 | 87 | 72 | 215679673
TEMPSTAR | T5H0V36*K*AAA* | EA*5X61M24A*+WALLCON | *96CTN0802120B* | 34800 | 34400 | 18 | 10.5 | 9 | 1.92 | 87 | 72 | 215679672
KENMORE | (C,H,T)5H0V36*K*AAA* | EA*5X61M24A*+WALLCON | *96CTN0802120B* | 34800 | 34400 | 18 | 10.5 | 9 | 1.92 | 87 | 72 | 215679671
KEEPRITE | C5H0V36*K*AAA* | EA*5X61M24A*+WALLCON | *96CTN0802120B* | 34800 | 34400 | 18 | 10.5 | 9 | 1.92 | 87 | 72 | 215679670
DAY & NIGHT | C5H0V36*K*AAA* | EA*5X61M24A*+WALLCON | *96CTN0802120B* | 34800 | 34400 | 18 | 10.5 | 9 | 1.92 | 87 | 72 | 215679669
COMFORTMAKER | C5H0V36*K*AAA* | EA*5X61M24A*+WALLCON | *96CTN0802120B* | 34800 | 34400 | 18 | 10.5 | 9 | 1.92 | 87 | 72 | 215679668
ARCOAIRE | H5H0V36*K*AAA* | EA*5X61M24A*+WALLCON | *96CTN0802120B* | 34800 | 34400 | 18 | 10.5 | 9 | 1.92 | 87 | 72 | 215679667
AIRQUEST | H5H0V36*K*AAA* | EA*5X61M24A*+WALLCON | *96CTN0802120B* | 34800 | 34400 | 18 | 10.5 | 9 | 1.92 | 87 | 72 | 215679666
HEIL | H5H0V36*K*AAA* | EA*5X61M24A*+WALLCON | *96CTN0802120B* | 34800 | 34400 | 18 | 10.5 | 9 | 1.92 | 87 | 72 | 215679665
BRYANT HEATING AND COOLING SYSTEMS | 290VAN036**AA* | CAA**6124AM*+UI | 986TD60080C21*** | 34800 | 34400 | 18 | 10.5 | 9 | 1.92 | 87 | 72 | 215679664
CARRIER | 27VNA036A*030* | CAA**6124AM*+UI | 59TN6C080C21**20 | 34800 | 34400 | 18 | 10.5 | 9 | 1.92 | 87 | 72 | 215679663
TEMPSTAR | T5H0V36*K*AAA* | EA*5X61M21A*+WALLCON | *97CTN1002122A* | 34800 | 34400 | 18.5 | 10.5 | 9 | 1.92 | 87 | 72 | 215679662
KENMORE | (C,H,T)5H0V36*K*AAA* | EA*5X61M21A*+WALLCON | *97CTN1002122A* | 34800 | 34400 | 18.5 | 10.5 | 9 | 1.92 | 87 | 72 | 215679661
KEEPRITE | C5H0V36*K*AAA* | EA*5X61M21A*+WALLCON | *97CTN1002122A* | 34800 | 34400 | 18.5 | 10.5 | 9 | 1.92 | 87 | 72 | 215679660
DAY & NIGHT | C5H0V36*K*AAA* | EA*5X61M21A*+WALLCON | *97CTN1002122A* | 34800 | 34400 | 18.5 | 10.5 | 9 | 1.92 | 87 | 72 | 215679659
COMFORTMAKER | C5H0V36*K*AAA* | EA*5X61M21A*+WALLCON | *97CTN1002122A* | 34800 | 34400 | 18.5 | 10.5 | 9 | 1.92 | 87 | 72 | 215679658
ARCOAIRE | H5H0V36*K*AAA* | EA*5X61M21A*+WALLCON | *97CTN1002122A* | 34800 | 34400 | 18.5 | 10.5 | 9 | 1.92 | 87 | 72 | 215679657
AIRQUEST | H5H0V36*K*AAA* | EA*5X61M21A*+WALLCON | *97CTN1002122A* | 34800 | 34400 | 18.5 | 10.5 | 9 | 1.92 | 87 | 72 | 215679656
HEIL | H5H0V36*K*AAA* | EA*5X61M21A*+WALLCON | *97CTN1002122A* | 34800 | 34400 | 18.5 | 10.5 | 9 | 1.92 | 87 | 72 | 215679655
BRYANT HEATING AND COOLING SYSTEMS | 290VAN036**AA* | CAA**6121AM*+UI | 987TA66100C21*** | 34800 | 34400 | 18.5 | 10.5 | 9 | 1.92 | 87 | 72 | 215679654
CARRIER | 27VNA036A*030* | CAA**6121AM*+UI | 59TN7A100C21**22 | 34800 | 34400 | 18.5 | 10.5 | 9 | 1.92 | 87 | 72 | 215679653
TEMPSTAR | T5H0V36*K*AAA* | EA*5X61M21A*+WALLCON | *97CTN0802120A* | 34800 | 34400 | 18 | 10.5 | 9 | 1.92 | 87 | 72 | 215679652
KENMORE | (C,H,T)5H0V36*K*AAA* | EA*5X61M21A*+WALLCON | *97CTN0802120A* | 34800 | 34400 | 18 | 10.5 | 9 | 1.92 | 87 | 72 | 215679651
KEEPRITE | C5H0V36*K*AAA* | EA*5X61M21A*+WALLCON | *97CTN0802120A* | 34800 | 34400 | 18 | 10.5 | 9 | 1.92 | 87 | 72 | 215679650
DAY & NIGHT | C5H0V36*K*AAA* | EA*5X61M21A*+WALLCON | *97CTN0802120A* | 34800 | 34400 | 18 | 10.5 | 9 | 1.92 | 87 | 72 | 215679649
COMFORTMAKER | C5H0V36*K*AAA* | EA*5X61M21A*+WALLCON | *97CTN0802120A* | 34800 | 34400 | 18 | 10.5 | 9 | 1.92 | 87 | 72 | 215679648
ARCOAIRE | H5H0V36*K*AAA* | EA*5X61M21A*+WALLCON | *97CTN0802120A* | 34800 | 34400 | 18 | 10.5 | 9 | 1.92 | 87 | 72 | 215679647
AIRQUEST | H5H0V36*K*AAA* | EA*5X61M21A*+WALLCON | *97CTN0802120A* | 34800 | 34400 | 18 | 10.5 | 9 | 1.92 | 87 | 72 | 215679646
HEIL | H5H0V36*K*AAA* | EA*5X61M21A*+WALLCON | *97CTN0802120A* | 34800 | 34400 | 18 | 10.5 | 9 | 1.92 | 87 | 72 | 215679645
BRYANT HEATING AND COOLING SYSTEMS | 290VAN036**AA* | CAA**6121AM*+UI | 987TA60080C21*** | 34800 | 34400 | 18 | 10.5 | 9 | 1.92 | 87 | 72 | 215679644
CARRIER | 27VNA036A*030* | CAA**6121AM*+UI | 59TN7A080C21**20 | 34800 | 34400 | 18 | 10.5 | 9 | 1.92 | 87 | 72 | 215679643
TEMPSTAR | T5H0V36*K*AAA* | EA*5X61M21A*+WALLCON | *97CTN0801716A* | 34600 | 34600 | 18 | 10 | 9 | 1.92 | 87 | 72 | 215679642
KENMORE | (C,H,T)5H0V36*K*AAA* | EA*5X61M21A*+WALLCON | *97CTN0801716A* | 34600 | 34600 | 18 | 10 | 9 | 1.92 | 87 | 72 | 215679641
KEEPRITE | C5H0V36*K*AAA* | EA*5X61M21A*+WALLCON | *97CTN0801716A* | 34600 | 34600 | 18 | 10 | 9 | 1.92 | 87 | 72 | 215679640
DAY & NIGHT | C5H0V36*K*AAA* | EA*5X61M21A*+WALLCON | *97CTN0801716A* | 34600 | 34600 | 18 | 10 | 9 | 1.92 | 87 | 72 | 215679639
COMFORTMAKER | C5H0V36*K*AAA* | EA*5X61M21A*+WALLCON | *97CTN0801716A* | 34600 | 34600 | 18 | 10 | 9 | 1.92 | 87 | 72 | 215679638
ARCOAIRE | H5H0V36*K*AAA* | EA*5X61M21A*+WALLCON | *97CTN0801716A* | 34600 | 34600 | 18 | 10 | 9 | 1.92 | 87 | 72 | 215679637
AIRQUEST | H5H0V36*K*AAA* | EA*5X61M21A*+WALLCON | *97CTN0801716A* | 34600 | 34600 | 18 | 10 | 9 | 1.92 | 87 | 72 | 215679636
HEIL | H5H0V36*K*AAA* | EA*5X61M21A*+WALLCON | *97CTN0801716A* | 34600 | 34600 | 18 | 10 | 9 | 1.92 | 87 | 72 | 215679635
BRYANT HEATING AND COOLING SYSTEMS | 290VAN036**AA* | CAA**6121AM*+UI | 987TA42080C17*** | 34600 | 34600 | 18 | 10 | 9 | 1.92 | 87 | 72 | 215679634
CARRIER | 27VNA036A*030* | CAA**6121AM*+UI | 59TN7A080C17**16 | 34600 | 34600 | 18 | 10 | 9 | 1.92 | 87 | 72 | 215679633
TEMPSTAR | T5H0V36*K*AAA* | EA*5X61M21A*+WALLCON | *80CSU0601716B* | 35000 | 34400 | 18 | 10 | 9 | 1.92 | 87 | 72 | 215679622
KENMORE | (C,H,T)5H0V36*K*AAA* | EA*5X61M21A*+WALLCON | *80CSU0601716B* | 35000 | 34400 | 18 | 10 | 9 | 1.92 | 87 | 72 | 215679621
KEEPRITE | C5H0V36*K*AAA* | EA*5X61M21A*+WALLCON | *80CSU0601716B* | 35000 | 34400 | 18 | 10 | 9 | 1.92 | 87 | 72 | 215679620
DAY & NIGHT | C5H0V36*K*AAA* | EA*5X61M21A*+WALLCON | *80CSU0601716B* | 35000 | 34400 | 18 | 10 | 9 | 1.92 | 87 | 72 | 215679619
COMFORTMAKER | C5H0V36*K*AAA* | EA*5X61M21A*+WALLCON | *80CSU0601716B* | 35000 | 34400 | 18 | 10 | 9 | 1.92 | 87 | 72 | 215679618
ARCOAIRE | H5H0V36*K*AAA* | EA*5X61M21A*+WALLCON | *80CSU0601716B* | 35000 | 34400 | 18 | 10 | 9 | 1.92 | 87 | 72 | 215679617
AIRQUEST | H5H0V36*K*AAA* | EA*5X61M21A*+WALLCON | *80CSU0601716B* | 35000 | 34400 | 18 | 10 | 9 | 1.92 | 87 | 72 | 215679616
HEIL | H5H0V36*K*AAA* | EA*5X61M21A*+WALLCON | *80CSU0601716B* | 35000 | 34400 | 18 | 10 | 9 | 1.92 | 87 | 72 | 215679615
BRYANT HEATING AND COOLING SYSTEMS | 290VAN036**AA* | CAA**6121AM*+UI | 83*CB48060C17*** | 35000 | 34400 | 18 | 10 | 9 | 1.92 | 87 | 72 | 215679614
CARRIER | 27VNA036A*030* | CAA**6121AM*+UI | 58CU*B060C17**16 | 35000 | 34400 | 18 | 10 | 9 | 1.92 | 87 | 72 | 215679613
TEMPSTAR | T5H0V36*K*AAA* | EA*5X61M21A*+WALLCON | *80CSU0401712B* | 35000 | 34400 | 18 | 10 | 9 | 1.92 | 87 | 72 | 215679612
KENMORE | (C,H,T)5H0V36*K*AAA* | EA*5X61M21A*+WALLCON | *80CSU0401712B* | 35000 | 34400 | 18 | 10 | 9 | 1.92 | 87 | 72 | 215679611
KEEPRITE | C5H0V36*K*AAA* | EA*5X61M21A*+WALLCON | *80CSU0401712B* | 35000 | 34400 | 18 | 10 | 9 | 1.92 | 87 | 72 | 215679610
DAY & NIGHT | C5H0V36*K*AAA* | EA*5X61M21A*+WALLCON | *80CSU0401712B* | 35000 | 34400 | 18 | 10 | 9 | 1.92 | 87 | 72 | 215679609
COMFORTMAKER | C5H0V36*K*AAA* | EA*5X61M21A*+WALLCON | *80CSU0401712B* | 35000 | 34400 | 18 | 10 | 9 | 1.92 | 87 | 72 | 215679608
ARCOAIRE | H5H0V36*K*AAA* | EA*5X61M21A*+WALLCON | *80CSU0401712B* | 35000 | 34400 | 18 | 10 | 9 | 1.92 | 87 | 72 | 215679607
AIRQUEST | H5H0V36*K*AAA* | EA*5X61M21A*+WALLCON | *80CSU0401712B* | 35000 | 34400 | 18 | 10 | 9 | 1.92 | 87 | 72 | 215679606
HEIL | H5H0V36*K*AAA* | EA*5X61M21A*+WALLCON | *80CSU0401712B* | 35000 | 34400 | 18 | 10 | 9 | 1.92 | 87 | 72 | 215679605
BRYANT HEATING AND COOLING SYSTEMS | 290VAN036**AA* | CAA**6121AM*+UI | 83*CB36040C17*** | 35000 | 34400 | 18 | 10 | 9 | 1.92 | 87 | 72 | 215679604
CARRIER | 27VNA036A*030* | CAA**6121AM*+UI | 58CU*B040C17**12 | 35000 | 34400 | 18 | 10 | 9 | 1.92 | 87 | 72 | 215679603
TEMPSTAR | T5H0V36*K*AAA* | EA*5X61M21A*+WALLCON | *96CTN0802120B* | 34800 | 34400 | 18 | 10.5 | 9 | 1.92 | 87 | 72 | 215679602
KENMORE | (C,H,T)5H0V36*K*AAA* | EA*5X61M21A*+WALLCON | *96CTN0802120B* | 34800 | 34400 | 18 | 10.5 | 9 | 1.92 | 87 | 72 | 215679601
KEEPRITE | C5H0V36*K*AAA* | EA*5X61M21A*+WALLCON | *96CTN0802120B* | 34800 | 34400 | 18 | 10.5 | 9 | 1.92 | 87 | 72 | 215679600
DAY & NIGHT | C5H0V36*K*AAA* | EA*5X61M21A*+WALLCON | *96CTN0802120B* | 34800 | 34400 | 18 | 10.5 | 9 | 1.92 | 87 | 72 | 215679599
COMFORTMAKER | C5H0V36*K*AAA* | EA*5X61M21A*+WALLCON | *96CTN0802120B* | 34800 | 34400 | 18 | 10.5 | 9 | 1.92 | 87 | 72 | 215679598
ARCOAIRE | H5H0V36*K*AAA* | EA*5X61M21A*+WALLCON | *96CTN0802120B* | 34800 | 34400 | 18 | 10.5 | 9 | 1.92 | 87 | 72 | 215679597
AIRQUEST | H5H0V36*K*AAA* | EA*5X61M21A*+WALLCON | *96CTN0802120B* | 34800 | 34400 | 18 | 10.5 | 9 | 1.92 | 87 | 72 | 215679596
HEIL | H5H0V36*K*AAA* | EA*5X61M21A*+WALLCON | *96CTN0802120B* | 34800 | 34400 | 18 | 10.5 | 9 | 1.92 | 87 | 72 | 215679595
BRYANT HEATING AND COOLING SYSTEMS | 290VAN036**AA* | CAA**6121AM*+UI | 986TD60080C21*** | 34800 | 34400 | 18 | 10.5 | 9 | 1.92 | 87 | 72 | 215679594
CARRIER | 27VNA036A*030* | CAA**6121AM*+UI | 59TN6C080C21**20 | 34800 | 34400 | 18 | 10.5 | 9 | 1.92 | 87 | 72 | 215679593
TEMPSTAR | T5H0V36*K*AAA* | EA*5X60M24A*+WALLCON | *97CTN1202422A* | 34400 | 34200 | 18.5 | 10.5 | 9 | 1.9 | 87 | 73 | 215679592
KENMORE | (C,H,T)5H0V36*K*AAA* | EA*5X60M24A*+WALLCON | *97CTN1202422A* | 34400 | 34200 | 18.5 | 10.5 | 9 | 1.9 | 87 | 73 | 215679591
KEEPRITE | C5H0V36*K*AAA* | EA*5X60M24A*+WALLCON | *97CTN1202422A* | 34400 | 34200 | 18.5 | 10.5 | 9 | 1.9 | 87 | 73 | 215679590
DAY & NIGHT | C5H0V36*K*AAA* | EA*5X60M24A*+WALLCON | *97CTN1202422A* | 34400 | 34200 | 18.5 | 10.5 | 9 | 1.9 | 87 | 73 | 215679589
COMFORTMAKER | C5H0V36*K*AAA* | EA*5X60M24A*+WALLCON | *97CTN1202422A* | 34400 | 34200 | 18.5 | 10.5 | 9 | 1.9 | 87 | 73 | 215679588
ARCOAIRE | H5H0V36*K*AAA* | EA*5X60M24A*+WALLCON | *97CTN1202422A* | 34400 | 34200 | 18.5 | 10.5 | 9 | 1.9 | 87 | 73 | 215679587
AIRQUEST | H5H0V36*K*AAA* | EA*5X60M24A*+WALLCON | *97CTN1202422A* | 34400 | 34200 | 18.5 | 10.5 | 9 | 1.9 | 87 | 73 | 215679586
HEIL | H5H0V36*K*AAA* | EA*5X60M24A*+WALLCON | *97CTN1202422A* | 34400 | 34200 | 18.5 | 10.5 | 9 | 1.9 | 87 | 73 | 215679585
BRYANT HEATING AND COOLING SYSTEMS | 290VAN036**AA* | CAA**6024AM*+UI | 987TA66120C24*** | 34400 | 34200 | 18.5 | 10.5 | 9 | 1.9 | 87 | 73 | 215679584
CARRIER | 27VNA036A*030* | CAA**6024AM*+UI | 59TN7A120C24**22 | 34400 | 34200 | 18.5 | 10.5 | 9 | 1.9 | 87 | 73 | 215679583
TEMPSTAR | T5H0V36*K*AAA* | EA*5X60M24A*+WALLCON | *97CTN1002122A* | 34400 | 34200 | 18.5 | 10.5 | 9 | 1.9 | 87 | 73 | 215679582
KENMORE | (C,H,T)5H0V36*K*AAA* | EA*5X60M24A*+WALLCON | *97CTN1002122A* | 34400 | 34200 | 18.5 | 10.5 | 9 | 1.9 | 87 | 73 | 215679581
KEEPRITE | C5H0V36*K*AAA* | EA*5X60M24A*+WALLCON | *97CTN1002122A* | 34400 | 34200 | 18.5 | 10.5 | 9 | 1.9 | 87 | 73 | 215679580
CARRIER | 27VNA048A*030* | CVAVA4821XMA*+UI | 59TN7A080C21**20 | 47000 | 50000 | 18.5 | 10 | 9 | 1.98 | 92 | 73 | 215682153
BRYANT HEATING AND COOLING SYSTEMS | 290VAN048**AA* | CVAVA4821XMA*+UI | 987TA60080C21*** | 47000 | 50000 | 18.5 | 10 | 9 | 1.98 | 92 | 73 | 215682154
HEIL | H5H0V48*K*AAA* | EVD5X48M21A*+WALLCON | *97CTN0802120A* | 47000 | 50000 | 18.5 | 10 | 9 | 1.98 | 92 | 73 | 215682155
AIRQUEST | H5H0V48*K*AAA* | EVD5X48M21A*+WALLCON | *97CTN0802120A* | 47000 | 50000 | 18.5 | 10 | 9 | 1.98 | 92 | 73 | 215682156
ARCOAIRE | H5H0V48*K*AAA* | EVD5X48M21A*+WALLCON | *97CTN0802120A* | 47000 | 50000 | 18.5 | 10 | 9 | 1.98 | 92 | 73 | 215682157
COMFORTMAKER | C5H0V48*K*AAA* | EVD5X48M21A*+WALLCON | *97CTN0802120A* | 47000 | 50000 | 18.5 | 10 | 9 | 1.98 | 92 | 73 | 215682158
DAY & NIGHT | C5H0V48*K*AAA* | EVD5X48M21A*+WALLCON | *97CTN0802120A* | 47000 | 50000 | 18.5 | 10 | 9 | 1.98 | 92 | 73 | 215682159
KEEPRITE | C5H0V48*K*AAA* | EVD5X48M21A*+WALLCON | *97CTN0802120A* | 47000 | 50000 | 18.5 | 10 | 9 | 1.98 | 92 | 73 | 215682160
KENMORE | (C,H,T)5H0V48*K*AAA* | EVD5X48M21A*+WALLCON | *97CTN0802120A* | 47000 | 50000 | 18.5 | 10 | 9 | 1.98 | 92 | 73 | 215682161
TEMPSTAR | T5H0V48*K*AAA* | EVD5X48M21A*+WALLCON | *97CTN0802120A* | 47000 | 50000 | 18.5 | 10 | 9 | 1.98 | 92 | 73 | 215682162
CARRIER | 27VNA048A*030* | CVAVA4821XMA*+UI | 59TN7A100C21**22 | 47000 | 50000 | 18.5 | 10 | 9 | 2 | 91 | 73 | 215682163
BRYANT HEATING AND COOLING SYSTEMS | 290VAN048**AA* | CVAVA4821XMA*+UI | 987TA66100C21*** | 47000 | 50000 | 18.5 | 10 | 9 | 2 | 91 | 73 | 215682164
HEIL | H5H0V48*K*AAA* | EVD5X48M21A*+WALLCON | *97CTN1002122A* | 47000 | 50000 | 18.5 | 10 | 9 | 2 | 91 | 73 | 215682165
AIRQUEST | H5H0V48*K*AAA* | EVD5X48M21A*+WALLCON | *97CTN1002122A* | 47000 | 50000 | 18.5 | 10 | 9 | 2 | 91 | 73 | 215682166
ARCOAIRE | H5H0V48*K*AAA* | EVD5X48M21A*+WALLCON | *97CTN1002122A* | 47000 | 50000 | 18.5 | 10 | 9 | 2 | 91 | 73 | 215682167
COMFORTMAKER | C5H0V48*K*AAA* | EVD5X48M21A*+WALLCON | *97CTN1002122A* | 47000 | 50000 | 18.5 | 10 | 9 | 2 | 91 | 73 | 215682168
DAY & NIGHT | C5H0V48*K*AAA* | EVD5X48M21A*+WALLCON | *97CTN1002122A* | 47000 | 50000 | 18.5 | 10 | 9 | 2 | 91 | 73 | 215682169
KEEPRITE | C5H0V48*K*AAA* | EVD5X48M21A*+WALLCON | *97CTN1002122A* | 47000 | 50000 | 18.5 | 10 | 9 | 2 | 91 | 73 | 215682170
KENMORE | (C,H,T)5H0V48*K*AAA* | EVD5X48M21A*+WALLCON | *97CTN1002122A* | 47000 | 50000 | 18.5 | 10 | 9 | 2 | 91 | 73 | 215682171
TEMPSTAR | T5H0V48*K*AAA* | EVD5X48M21A*+WALLCON | *97CTN1002122A* | 47000 | 50000 | 18.5 | 10 | 9 | 2 | 91 | 73 | 215682172
CARRIER | 27VNA048A*030* | CVAVA4824XMA*+UI | 59TN6C080C21**20 | 47000 | 50000 | 18.5 | 10 | 9 | 2 | 92 | 73 | 215682173
BRYANT HEATING AND COOLING SYSTEMS | 290VAN048**AA* | CVAVA4824XMA*+UI | 986TD60080C21*** | 47000 | 50000 | 18.5 | 10 | 9 | 2 | 92 | 73 | 215682174
HEIL | H5H0V48*K*AAA* | EVD5X48M24A*+WALLCON | *96CTN0802120B* | 47000 | 50000 | 18.5 | 10 | 9 | 2 | 92 | 73 | 215682175
AIRQUEST | H5H0V48*K*AAA* | EVD5X48M24A*+WALLCON | *96CTN0802120B* | 47000 | 50000 | 18.5 | 10 | 9 | 2 | 92 | 73 | 215682176
ARCOAIRE | H5H0V48*K*AAA* | EVD5X48M24A*+WALLCON | *96CTN0802120B* | 47000 | 50000 | 18.5 | 10 | 9 | 2 | 92 | 73 | 215682177
COMFORTMAKER | C5H0V48*K*AAA* | EVD5X48M24A*+WALLCON | *96CTN0802120B* | 47000 | 50000 | 18.5 | 10 | 9 | 2 | 92 | 73 | 215682178
DAY & NIGHT | C5H0V48*K*AAA* | EVD5X48M24A*+WALLCON | *96CTN0802120B* | 47000 | 50000 | 18.5 | 10 | 9 | 2 | 92 | 73 | 215682179
KEEPRITE | C5H0V48*K*AAA* | EVD5X48M24A*+WALLCON | *96CTN0802120B* | 47000 | 50000 | 18.5 | 10 | 9 | 2 | 92 | 73 | 215682180
KENMORE | (C,H,T)5H0V48*K*AAA* | EVD5X48M24A*+WALLCON | *96CTN0802120B* | 47000 | 50000 | 18.5 | 10 | 9 | 2 | 92 | 73 | 215682181
TEMPSTAR | T5H0V48*K*AAA* | EVD5X48M24A*+WALLCON | *96CTN0802120B* | 47000 | 50000 | 18.5 | 10 | 9 | 2 | 92 | 73 | 215682182
CARRIER | 27VNA048A*030* | CVAVA4824XMA*+UI | 58CU*B080C21**20 | 47500 | 50000 | 18.5 | 10 | 9 | 2.02 | 91 | 72 | 215682183
BRYANT HEATING AND COOLING SYSTEMS | 290VAN048**AA* | CVAVA4824XMA*+UI | 83*CB60080C21*** | 47500 | 50000 | 18.5 | 10 | 9 | 2.02 | 91 | 72 | 215682184
HEIL | H5H0V48*K*AAA* | EVD5X48M24A*+WALLCON | *80CSU0802120B* | 47500 | 50000 | 18.5 | 10 | 9 | 2.02 | 91 | 72 | 215682185
AIRQUEST | H5H0V48*K*AAA* | EVD5X48M24A*+WALLCON | *80CSU0802120B* | 47500 | 50000 | 18.5 | 10 | 9 | 2.02 | 91 | 72 | 215682186
ARCOAIRE | H5H0V48*K*AAA* | EVD5X48M24A*+WALLCON | *80CSU0802120B* | 47500 | 50000 | 18.5 | 10 | 9 | 2.02 | 91 | 72 | 215682187
COMFORTMAKER | C5H0V48*K*AAA* | EVD5X48M24A*+WALLCON | *80CSU0802120B* | 47500 | 50000 | 18.5 | 10 | 9 | 2.02 | 91 | 72 | 215682188
DAY & NIGHT | C5H0V48*K*AAA* | EVD5X48M24A*+WALLCON | *80CSU0802120B* | 47500 | 50000 | 18.5 | 10 | 9 | 2.02 | 91 | 72 | 215682189
KEEPRITE | C5H0V48*K*AAA* | EVD5X48M24A*+WALLCON | *80CSU0802120B* | 47500 | 50000 | 18.5 | 10 | 9 | 2.02 | 91 | 72 | 215682190
KENMORE | (C,H,T)5H0V48*K*AAA* | EVD5X48M24A*+WALLCON | *80CSU0802120B* | 47500 | 50000 | 18.5 | 10 | 9 | 2.02 | 91 | 72 | 215682191
TEMPSTAR | T5H0V48*K*AAA* | EVD5X48M24A*+WALLCON | *80CSU0802120B* | 47500 | 50000 | 18.5 | 10 | 9 | 2.02 | 91 | 72 | 215682192
CARRIER | 27VNA048A*030* | CVAVA6021XMA*+UI | 58CU*B080C21**20 | 48500 | 50000 | 19 | 10 | 9 | 2.12 | 92 | 73 | 215682323
TEMPSTAR | T5H0V48*K*AAA* | EVD5X60M21A*+WALLCON | *80CSU0601716B* | 48000 | 50000 | 18.5 | 10 | 9 | 2 | 93 | 74 | 215682322
COMFORTMAKER | C5H0V48*K*AAA* | EVD5X48M24A*+WALLCON | *97CTN1202422A* | 47000 | 50000 | 18.5 | 10 | 9 | 2 | 91 | 73 | 215682228
ARCOAIRE | H5H0V48*K*AAA* | EVD5X48M24A*+WALLCON | *97CTN1202422A* | 47000 | 50000 | 18.5 | 10 | 9 | 2 | 91 | 73 | 215682227
AIRQUEST | H5H0V48*K*AAA* | EVD5X48M24A*+WALLCON | *97CTN1202422A* | 47000 | 50000 | 18.5 | 10 | 9 | 2 | 91 | 73 | 215682226
HEIL | H5H0V48*K*AAA* | EVD5X48M24A*+WALLCON | *97CTN1202422A* | 47000 | 50000 | 18.5 | 10 | 9 | 2 | 91 | 73 | 215682225
BRYANT HEATING AND COOLING SYSTEMS | 290VAN048**AA* | CVAVA4824XMA*+UI | 987TA66120C24*** | 47000 | 50000 | 18.5 | 10 | 9 | 2 | 91 | 73 | 215682224
CARRIER | 27VNA048A*030* | CVAVA4824XMA*+UI | 59TN7A120C24**22 | 47000 | 50000 | 18.5 | 10 | 9 | 2 | 91 | 73 | 215682223
TEMPSTAR | T5H0V48*K*AAA* | EVD5X48M24A*+WALLCON | *97CTN1002122A* | 47000 | 50000 | 19 | 10 | 9 | 1.98 | 91 | 73 | 215682222
KENMORE | (C,H,T)5H0V48*K*AAA* | EVD5X48M24A*+WALLCON | *97CTN1002122A* | 47000 | 50000 | 19 | 10 | 9 | 1.98 | 91 | 73 | 215682221
KEEPRITE | C5H0V48*K*AAA* | EVD5X48M24A*+WALLCON | *97CTN1002122A* | 47000 | 50000 | 19 | 10 | 9 | 1.98 | 91 | 73 | 215682220
DAY & NIGHT | C5H0V48*K*AAA* | EVD5X48M24A*+WALLCON | *97CTN1002122A* | 47000 | 50000 | 19 | 10 | 9 | 1.98 | 91 | 73 | 215682219
COMFORTMAKER | C5H0V48*K*AAA* | EVD5X48M24A*+WALLCON | *97CTN1002122A* | 47000 | 50000 | 19 | 10 | 9 | 1.98 | 91 | 73 | 215682218
ARCOAIRE | H5H0V48*K*AAA* | EVD5X48M24A*+WALLCON | *97CTN1002122A* | 47000 | 50000 | 19 | 10 | 9 | 1.98 | 91 | 73 | 215682217
AIRQUEST | H5H0V48*K*AAA* | EVD5X48M24A*+WALLCON | *97CTN1002122A* | 47000 | 50000 | 19 | 10 | 9 | 1.98 | 91 | 73 | 215682216
HEIL | H5H0V48*K*AAA* | EVD5X48M24A*+WALLCON | *97CTN1002122A* | 47000 | 50000 | 19 | 10 | 9 | 1.98 | 91 | 73 | 215682215
BRYANT HEATING AND COOLING SYSTEMS | 290VAN048**AA* | CVAVA4824XMA*+UI | 987TA66100C21*** | 47000 | 50000 | 19 | 10 | 9 | 1.98 | 91 | 73 | 215682214
CARRIER | 27VNA048A*030* | CVAVA4824XMA*+UI | 59TN7A100C21**22 | 47000 | 50000 | 19 | 10 | 9 | 1.98 | 91 | 73 | 215682213
TEMPSTAR | T5H0V48*K*AAA* | EVD5X48M24A*+WALLCON | *97CTN0802120A* | 47000 | 50000 | 18.5 | 10 | 9 | 2 | 92 | 73 | 215682212
KENMORE | (C,H,T)5H0V48*K*AAA* | EVD5X48M24A*+WALLCON | *97CTN0802120A* | 47000 | 50000 | 18.5 | 10 | 9 | 2 | 92 | 73 | 215682211
KEEPRITE | C5H0V48*K*AAA* | EVD5X48M24A*+WALLCON | *97CTN0802120A* | 47000 | 50000 | 18.5 | 10 | 9 | 2 | 92 | 73 | 215682210
DAY & NIGHT | C5H0V48*K*AAA* | EVD5X48M24A*+WALLCON | *97CTN0802120A* | 47000 | 50000 | 18.5 | 10 | 9 | 2 | 92 | 73 | 215682209
COMFORTMAKER | C5H0V48*K*AAA* | EVD5X48M24A*+WALLCON | *97CTN0802120A* | 47000 | 50000 | 18.5 | 10 | 9 | 2 | 92 | 73 | 215682208
DAY & NIGHT | C5H0V48*K*AAA* | EVD5X49M24A*+WALLCON | *80CSU0802120B* | 48000 | 50000 | 19 | 10 | 9 | 2.12 | 92 | 72 | 215682249
COMFORTMAKER | C5H0V48*K*AAA* | EVD5X49M24A*+WALLCON | *80CSU0802120B* | 48000 | 50000 | 19 | 10 | 9 | 2.12 | 92 | 72 | 215682248
ARCOAIRE | H5H0V48*K*AAA* | EVD5X49M24A*+WALLCON | *80CSU0802120B* | 48000 | 50000 | 19 | 10 | 9 | 2.12 | 92 | 72 | 215682247
AIRQUEST | H5H0V48*K*AAA* | EVD5X49M24A*+WALLCON | *80CSU0802120B* | 48000 | 50000 | 19 | 10 | 9 | 2.12 | 92 | 72 | 215682246
HEIL | H5H0V48*K*AAA* | EVD5X49M24A*+WALLCON | *80CSU0802120B* | 48000 | 50000 | 19 | 10 | 9 | 2.12 | 92 | 72 | 215682245
BRYANT HEATING AND COOLING SYSTEMS | 290VAN048**AA* | CVAVA4924XMA*+UI | 83*CB60080C21*** | 48000 | 50000 | 19 | 10 | 9 | 2.12 | 92 | 72 | 215682244
CARRIER | 27VNA048A*030* | CVAVA4924XMA*+UI | 58CU*B080C21**20 | 48000 | 50000 | 19 | 10 | 9 | 2.12 | 92 | 72 | 215682243
TEMPSTAR | T5H0V48*K*AAA* | EVD5X49M24A*+WALLCON | *96CTN0802120B* | 48000 | 50000 | 19 | 10 | 9 | 2 | 92 | 73 | 215682242
KENMORE | (C,H,T)5H0V48*K*AAA* | EVD5X49M24A*+WALLCON | *96CTN0802120B* | 48000 | 50000 | 19 | 10 | 9 | 2 | 92 | 73 | 215682241
KEEPRITE | C5H0V48*K*AAA* | EVD5X49M24A*+WALLCON | *96CTN0802120B* | 48000 | 50000 | 19 | 10 | 9 | 2 | 92 | 73 | 215682240
DAY & NIGHT | C5H0V48*K*AAA* | EVD5X49M24A*+WALLCON | *96CTN0802120B* | 48000 | 50000 | 19 | 10 | 9 | 2 | 92 | 73 | 215682239
COMFORTMAKER | C5H0V48*K*AAA* | EVD5X49M24A*+WALLCON | *96CTN0802120B* | 48000 | 50000 | 19 | 10 | 9 | 2 | 92 | 73 | 215682238
ARCOAIRE | H5H0V48*K*AAA* | EVD5X49M24A*+WALLCON | *96CTN0802120B* | 48000 | 50000 | 19 | 10 | 9 | 2 | 92 | 73 | 215682237
AIRQUEST | H5H0V48*K*AAA* | EVD5X49M24A*+WALLCON | *96CTN0802120B* | 48000 | 50000 | 19 | 10 | 9 | 2 | 92 | 73 | 215682236
HEIL | H5H0V48*K*AAA* | EVD5X49M24A*+WALLCON | *96CTN0802120B* | 48000 | 50000 | 19 | 10 | 9 | 2 | 92 | 73 | 215682235
BRYANT HEATING AND COOLING SYSTEMS | 290VAN048**AA* | CVAVA4924XMA*+UI | 986TD60080C21*** | 48000 | 50000 | 19 | 10 | 9 | 2 | 92 | 73 | 215682234
CARRIER | 27VNA048A*030* | CVAVA4924XMA*+UI | 59TN6C080C21**20 | 48000 | 50000 | 19 | 10 | 9 | 2 | 92 | 73 | 215682233
TEMPSTAR | T5H0V48*K*AAA* | EVD5X48M24A*+WALLCON | *97CTN1202422A* | 47000 | 50000 | 18.5 | 10 | 9 | 2 | 91 | 73 | 215682232
KENMORE | (C,H,T)5H0V48*K*AAA* | EVD5X48M24A*+WALLCON | *97CTN1202422A* | 47000 | 50000 | 18.5 | 10 | 9 | 2 | 91 | 73 | 215682231
KEEPRITE | C5H0V48*K*AAA* | EVD5X48M24A*+WALLCON | *97CTN1202422A* | 47000 | 50000 | 18.5 | 10 | 9 | 2 | 91 | 73 | 215682230
DAY & NIGHT | C5H0V48*K*AAA* | EVD5X48M24A*+WALLCON | *97CTN1202422A* | 47000 | 50000 | 18.5 | 10 | 9 | 2 | 91 | 73 | 215682229
ARCOAIRE | H5H0V48*K*AAA* | EVD5X48M24A*+WALLCON | *97CTN0802120A* | 47000 | 50000 | 18.5 | 10 | 9 | 2 | 92 | 73 | 215682207
AIRQUEST | H5H0V48*K*AAA* | EVD5X48M24A*+WALLCON | *97CTN0802120A* | 47000 | 50000 | 18.5 | 10 | 9 | 2 | 92 | 73 | 215682206
HEIL | H5H0V48*K*AAA* | EVD5X48M24A*+WALLCON | *97CTN0802120A* | 47000 | 50000 | 18.5 | 10 | 9 | 2 | 92 | 73 | 215682205
BRYANT HEATING AND COOLING SYSTEMS | 290VAN048**AA* | CVAVA4824XMA*+UI | 987TA60080C21*** | 47000 | 50000 | 18.5 | 10 | 9 | 2 | 92 | 73 | 215682204
CARRIER | 27VNA048A*030* | CVAVA4824XMA*+UI | 59TN7A080C21**20 | 47000 | 50000 | 18.5 | 10 | 9 | 2 | 92 | 73 | 215682203
ARCOAIRE | H5H0V48*K*AAA* | EVD5X60M24A*+WALLCON | *97CTN1202422A* | 48000 | 50000 | 19 | 10.5 | 9 | 2 | 92 | 73 | 215682427
AIRQUEST | H5H0V48*K*AAA* | EVD5X60M24A*+WALLCON | *97CTN1202422A* | 48000 | 50000 | 19 | 10.5 | 9 | 2 | 92 | 73 | 215682426
HEIL | H5H0V48*K*AAA* | EVD5X60M24A*+WALLCON | *97CTN1202422A* | 48000 | 50000 | 19 | 10.5 | 9 | 2 | 92 | 73 | 215682425
BRYANT HEATING AND COOLING SYSTEMS | 290VAN048**AA* | CVAVA6024XMA*+UI | 987TA66120C24*** | 48000 | 50000 | 19 | 10.5 | 9 | 2 | 92 | 73 | 215682424
CARRIER | 27VNA048A*030* | CVAVA6024XMA*+UI | 59TN7A120C24**22 | 48000 | 50000 | 19 | 10.5 | 9 | 2 | 92 | 73 | 215682423
TEMPSTAR | T5H0V48*K*AAA* | EVD5X60M24A*+WALLCON | *97CTN1002122A* | 48000 | 50000 | 19 | 10 | 9 | 2 | 92 | 73 | 215682422
KENMORE | (C,H,T)5H0V48*K*AAA* | EVD5X60M24A*+WALLCON | *97CTN1002122A* | 48000 | 50000 | 19 | 10 | 9 | 2 | 92 | 73 | 215682421
KEEPRITE | C5H0V48*K*AAA* | EVD5X60M24A*+WALLCON | *97CTN1002122A* | 48000 | 50000 | 19 | 10 | 9 | 2 | 92 | 73 | 215682420
DAY & NIGHT | C5H0V48*K*AAA* | EVD5X60M24A*+WALLCON | *97CTN1002122A* | 48000 | 50000 | 19 | 10 | 9 | 2 | 92 | 73 | 215682419
COMFORTMAKER | C5H0V48*K*AAA* | EVD5X60M24A*+WALLCON | *97CTN1002122A* | 48000 | 50000 | 19 | 10 | 9 | 2 | 92 | 73 | 215682418
ARCOAIRE | H5H0V48*K*AAA* | EVD5X60M24A*+WALLCON | *97CTN1002122A* | 48000 | 50000 | 19 | 10 | 9 | 2 | 92 | 73 | 215682417
AIRQUEST | H5H0V48*K*AAA* | EVD5X60M24A*+WALLCON | *97CTN1002122A* | 48000 | 50000 | 19 | 10 | 9 | 2 | 92 | 73 | 215682416
HEIL | H5H0V48*K*AAA* | EVD5X60M24A*+WALLCON | *97CTN1002122A* | 48000 | 50000 | 19 | 10 | 9 | 2 | 92 | 73 | 215682415
BRYANT HEATING AND COOLING SYSTEMS | 290VAN048**AA* | CVAVA6024XMA*+UI | 987TA66100C21*** | 48000 | 50000 | 19 | 10 | 9 | 2 | 92 | 73 | 215682414
CARRIER | 27VNA048A*030* | CVAVA6024XMA*+UI | 59TN7A100C21**22 | 48000 | 50000 | 19 | 10 | 9 | 2 | 92 | 73 | 215682413
TEMPSTAR | T5H0V48*K*AAA* | EVD5X60M24A*+WALLCON | *97CTN0802120A* | 48000 | 50000 | 19 | 10 | 9 | 2 | 92 | 73 | 215682412
KENMORE | (C,H,T)5H0V48*K*AAA* | EVD5X60M24A*+WALLCON | *97CTN0802120A* | 48000 | 50000 | 19 | 10 | 9 | 2 | 92 | 73 | 215682411
KEEPRITE | C5H0V48*K*AAA* | EVD5X60M24A*+WALLCON | *97CTN0802120A* | 48000 | 50000 | 19 | 10 | 9 | 2 | 92 | 73 | 215682410
DAY & NIGHT | C5H0V48*K*AAA* | EVD5X60M24A*+WALLCON | *97CTN0802120A* | 48000 | 50000 | 19 | 10 | 9 | 2 | 92 | 73 | 215682409
COMFORTMAKER | C5H0V48*K*AAA* | EVD5X60M24A*+WALLCON | *97CTN0802120A* | 48000 | 50000 | 19 | 10 | 9 | 2 | 92 | 73 | 215682408
ARCOAIRE | H5H0V48*K*AAA* | EVD5X60M24A*+WALLCON | *97CTN0802120A* | 48000 | 50000 | 19 | 10 | 9 | 2 | 92 | 73 | 215682407
AIRQUEST | H5H0V48*K*AAA* | EVD5X60M24A*+WALLCON | *97CTN0802120A* | 48000 | 50000 | 19 | 10 | 9 | 2 | 92 | 73 | 215682406
HEIL | H5H0V48*K*AAA* | EVD5X60M24A*+WALLCON | *97CTN0802120A* | 48000 | 50000 | 19 | 10 | 9 | 2 | 92 | 73 | 215682405
BRYANT HEATING AND COOLING SYSTEMS | 290VAN048**AA* | CVAVA6024XMA*+UI | 987TA60080C21*** | 48000 | 50000 | 19 | 10 | 9 | 2 | 92 | 73 | 215682404
CARRIER | 27VNA048A*030* | CVAVA6024XMA*+UI | 59TN7A080C21**20 | 48000 | 50000 | 19 | 10 | 9 | 2 | 92 | 73 | 215682403
TEMPSTAR | T5H0V48*K*AAA* | EVD5X60M24A*+WALLCON | *80CSU1002120B* | 48000 | 50000 | 18.5 | 10 | 9 | 2 | 92 | 73 | 215682402
KENMORE | (C,H,T)5H0V48*K*AAA* | EVD5X60M24A*+WALLCON | *80CSU1002120B* | 48000 | 50000 | 18.5 | 10 | 9 | 2 | 92 | 73 | 215682401
KEEPRITE | C5H0V48*K*AAA* | EVD5X60M24A*+WALLCON | *80CSU1002120B* | 48000 | 50000 | 18.5 | 10 | 9 | 2 | 92 | 73 | 215682400
DAY & NIGHT | C5H0V48*K*AAA* | EVD5X60M24A*+WALLCON | *80CSU1002120B* | 48000 | 50000 | 18.5 | 10 | 9 | 2 | 92 | 73 | 215682399
COMFORTMAKER | C5H0V48*K*AAA* | EVD5X60M24A*+WALLCON | *80CSU1002120B* | 48000 | 50000 | 18.5 | 10 | 9 | 2 | 92 | 73 | 215682398
ARCOAIRE | H5H0V48*K*AAA* | EVD5X60M24A*+WALLCON | *80CSU1002120B* | 48000 | 50000 | 18.5 | 10 | 9 | 2 | 92 | 73 | 215682397
AIRQUEST | H5H0V48*K*AAA* | EVD5X60M24A*+WALLCON | *80CSU1002120B* | 48000 | 50000 | 18.5 | 10 | 9 | 2 | 92 | 73 | 215682396
KENMORE | (C,H,T)5H0V48*K*AAA* | EVD5X61M21A*+WALLCON | *97CTN0802120A* | 48500 | 50000 | 19 | 10.5 | 9 | 2 | 93 | 74 | 215682501
KEEPRITE | C5H0V48*K*AAA* | EVD5X61M21A*+WALLCON | *97CTN0802120A* | 48500 | 50000 | 19 | 10.5 | 9 | 2 | 93 | 74 | 215682500
DAY & NIGHT | C5H0V48*K*AAA* | EVD5X61M21A*+WALLCON | *97CTN0802120A* | 48500 | 50000 | 19 | 10.5 | 9 | 2 | 93 | 74 | 215682499
COMFORTMAKER | C5H0V48*K*AAA* | EVD5X61M21A*+WALLCON | *97CTN0802120A* | 48500 | 50000 | 19 | 10.5 | 9 | 2 | 93 | 74 | 215682498
ARCOAIRE | H5H0V48*K*AAA* | EVD5X61M21A*+WALLCON | *97CTN0802120A* | 48500 | 50000 | 19 | 10.5 | 9 | 2 | 93 | 74 | 215682497
AIRQUEST | H5H0V48*K*AAA* | EVD5X61M21A*+WALLCON | *97CTN0802120A* | 48500 | 50000 | 19 | 10.5 | 9 | 2 | 93 | 74 | 215682496
HEIL | H5H0V48*K*AAA* | EVD5X61M21A*+WALLCON | *97CTN0802120A* | 48500 | 50000 | 19 | 10.5 | 9 | 2 | 93 | 74 | 215682495
BRYANT HEATING AND COOLING SYSTEMS | 290VAN048**AA* | CVAVA6121XMA*+UI | 987TA60080C21*** | 48500 | 50000 | 19 | 10.5 | 9 | 2 | 93 | 74 | 215682494
HEIL | H5H0V48*K*AAA* | EVD5X60M24A*+WALLCON | *80CSU1002120B* | 48000 | 50000 | 18.5 | 10 | 9 | 2 | 92 | 73 | 215682395
BRYANT HEATING AND COOLING SYSTEMS | 290VAN048**AA* | CVAVA6024XMA*+UI | 83*CB60100C21*** | 48000 | 50000 | 18.5 | 10 | 9 | 2 | 92 | 73 | 215682394
CARRIER | 27VNA048A*030* | CVAVA6024XMA*+UI | 58CU*B100C21**20 | 48000 | 50000 | 18.5 | 10 | 9 | 2 | 92 | 73 | 215682393
TEMPSTAR | T5H0V48*K*AAA* | EVD5X60M24A*+WALLCON | *80CSU0802120B* | 48000 | 50000 | 19 | 10 | 9 | 2.12 | 92 | 72 | 215682392
KENMORE | (C,H,T)5H0V48*K*AAA* | EVD5X60M24A*+WALLCON | *80CSU0802120B* | 48000 | 50000 | 19 | 10 | 9 | 2.12 | 92 | 72 | 215682391
KEEPRITE | C5H0V48*K*AAA* | EVD5X60M24A*+WALLCON | *80CSU0802120B* | 48000 | 50000 | 19 | 10 | 9 | 2.12 | 92 | 72 | 215682390
DAY & NIGHT | C5H0V48*K*AAA* | EVD5X60M24A*+WALLCON | *80CSU0802120B* | 48000 | 50000 | 19 | 10 | 9 | 2.12 | 92 | 72 | 215682389
COMFORTMAKER | C5H0V48*K*AAA* | EVD5X60M24A*+WALLCON | *80CSU0802120B* | 48000 | 50000 | 19 | 10 | 9 | 2.12 | 92 | 72 | 215682388
ARCOAIRE | H5H0V48*K*AAA* | EVD5X60M24A*+WALLCON | *80CSU0802120B* | 48000 | 50000 | 19 | 10 | 9 | 2.12 | 92 | 72 | 215682387
AIRQUEST | H5H0V48*K*AAA* | EVD5X60M24A*+WALLCON | *80CSU0802120B* | 48000 | 50000 | 19 | 10 | 9 | 2.12 | 92 | 72 | 215682386
HEIL | H5H0V48*K*AAA* | EVD5X60M24A*+WALLCON | *80CSU0802120B* | 48000 | 50000 | 19 | 10 | 9 | 2.12 | 92 | 72 | 215682385
BRYANT HEATING AND COOLING SYSTEMS | 290VAN048**AA* | CVAVA6024XMA*+UI | 83*CB60080C21*** | 48000 | 50000 | 19 | 10 | 9 | 2.12 | 92 | 72 | 215682384
CARRIER | 27VNA048A*030* | CVAVA6024XMA*+UI | 58CU*B080C21**20 | 48000 | 50000 | 19 | 10 | 9 | 2.12 | 92 | 72 | 215682383
TEMPSTAR | T5H0V48*K*AAA* | EVD5X60M24A*+WALLCON | *96CTN0802120B* | 48000 | 50000 | 19 | 10 | 9 | 2 | 92 | 73 | 215682382
KENMORE | (C,H,T)5H0V48*K*AAA* | EVD5X60M24A*+WALLCON | *96CTN0802120B* | 48000 | 50000 | 19 | 10 | 9 | 2 | 92 | 73 | 215682381
KEEPRITE | C5H0V48*K*AAA* | EVD5X60M24A*+WALLCON | *96CTN0802120B* | 48000 | 50000 | 19 | 10 | 9 | 2 | 92 | 73 | 215682380
TEMPSTAR | T5H0V48*K*AAA* | EVM5X49M21A*+WALLCON | *80CSU0601716B* | 48000 | 50000 | 18.5 | 10 | 9 | 2 | 93 | 74 | 215681842
KENMORE | (C,H,T)5H0V48*K*AAA* | EVM5X49M21A*+WALLCON | *80CSU0601716B* | 48000 | 50000 | 18.5 | 10 | 9 | 2 | 93 | 74 | 215681841
KEEPRITE | C5H0V48*K*AAA* | EVM5X49M21A*+WALLCON | *80CSU0601716B* | 48000 | 50000 | 18.5 | 10 | 9 | 2 | 93 | 74 | 215681840
DAY & NIGHT | C5H0V48*K*AAA* | EVM5X49M21A*+WALLCON | *80CSU0601716B* | 48000 | 50000 | 18.5 | 10 | 9 | 2 | 93 | 74 | 215681839
COMFORTMAKER | C5H0V48*K*AAA* | EVM5X49M21A*+WALLCON | *80CSU0601716B* | 48000 | 50000 | 18.5 | 10 | 9 | 2 | 93 | 74 | 215681838
ARCOAIRE | H5H0V48*K*AAA* | EVM5X49M21A*+WALLCON | *80CSU0601716B* | 48000 | 50000 | 18.5 | 10 | 9 | 2 | 93 | 74 | 215681837
AIRQUEST | H5H0V48*K*AAA* | EVM5X49M21A*+WALLCON | *80CSU0601716B* | 48000 | 50000 | 18.5 | 10 | 9 | 2 | 93 | 74 | 215681836
HEIL | H5H0V48*K*AAA* | EVM5X49M21A*+WALLCON | *80CSU0601716B* | 48000 | 50000 | 18.5 | 10 | 9 | 2 | 93 | 74 | 215681835
BRYANT HEATING AND COOLING SYSTEMS | 290VAN048**AA* | CVAMA4921XMA*+UI | 83*CB48060C17*** | 48000 | 50000 | 18.5 | 10 | 9 | 2 | 93 | 74 | 215681834
CARRIER | 27VNA048A*030* | CVAMA4921XMA*+UI | 58CU*B060C17**16 | 48000 | 50000 | 18.5 | 10 | 9 | 2 | 93 | 74 | 215681833
TEMPSTAR | T5H0V48*K*AAA* | EVM5X49M21A*+WALLCON | *80CSU0401712B* | 48000 | 50000 | 18.5 | 10 | 9 | 2 | 93 | 73 | 215681832
KENMORE | (C,H,T)5H0V48*K*AAA* | EVM5X49M21A*+WALLCON | *80CSU0401712B* | 48000 | 50000 | 18.5 | 10 | 9 | 2 | 93 | 73 | 215681831
KEEPRITE | C5H0V48*K*AAA* | EVM5X49M21A*+WALLCON | *80CSU0401712B* | 48000 | 50000 | 18.5 | 10 | 9 | 2 | 93 | 73 | 215681830
DAY & NIGHT | C5H0V48*K*AAA* | EVM5X49M21A*+WALLCON | *80CSU0401712B* | 48000 | 50000 | 18.5 | 10 | 9 | 2 | 93 | 73 | 215681829
COMFORTMAKER | C5H0V48*K*AAA* | EVM5X49M21A*+WALLCON | *80CSU0401712B* | 48000 | 50000 | 18.5 | 10 | 9 | 2 | 93 | 73 | 215681828
ARCOAIRE | H5H0V48*K*AAA* | EVM5X49M21A*+WALLCON | *80CSU0401712B* | 48000 | 50000 | 18.5 | 10 | 9 | 2 | 93 | 73 | 215681827
AIRQUEST | H5H0V48*K*AAA* | EVM5X49M21A*+WALLCON | *80CSU0401712B* | 48000 | 50000 | 18.5 | 10 | 9 | 2 | 93 | 73 | 215681826
HEIL | H5H0V48*K*AAA* | EVM5X49M21A*+WALLCON | *80CSU0401712B* | 48000 | 50000 | 18.5 | 10 | 9 | 2 | 93 | 73 | 215681825
BRYANT HEATING AND COOLING SYSTEMS | 290VAN048**AA* | CVAMA4921XMA*+UI | 83*CB36040C17*** | 48000 | 50000 | 18.5 | 10 | 9 | 2 | 93 | 73 | 215681824
CARRIER | 27VNA048A*030* | CVAMA4921XMA*+UI | 58CU*B040C17**12 | 48000 | 50000 | 18.5 | 10 | 9 | 2 | 93 | 73 | 215681823
TEMPSTAR | T5H0V48*K*AAA* | EVM5X49M21A*+WALLCON | *96CTN0802120B* | 48000 | 50000 | 19 | 10 | 9 | 2 | 93 | 74 | 215681822
KENMORE | (C,H,T)5H0V48*K*AAA* | EVM5X49M21A*+WALLCON | *96CTN0802120B* | 48000 | 50000 | 19 | 10 | 9 | 2 | 93 | 74 | 215681821
KEEPRITE | C5H0V48*K*AAA* | EVM5X49M21A*+WALLCON | *96CTN0802120B* | 48000 | 50000 | 19 | 10 | 9 | 2 | 93 | 74 | 215681820
DAY & NIGHT | C5H0V48*K*AAA* | EVM5X49M21A*+WALLCON | *96CTN0802120B* | 48000 | 50000 | 19 | 10 | 9 | 2 | 93 | 74 | 215681819
COMFORTMAKER | C5H0V48*K*AAA* | EVM5X49M21A*+WALLCON | *96CTN0802120B* | 48000 | 50000 | 19 | 10 | 9 | 2 | 93 | 74 | 215681818
CARRIER | 27VNA048A*030* | CVAVA6121XMA*+UI | 59TN7A080C17**16 | 48000 | 50000 | 18.5 | 10 | 9 | 2 | 94 | 75 | 215682483
TEMPSTAR | T5H0V48*K*AAA* | EVD5X61M21A*+WALLCON | *80CSU1002120B* | 48500 | 50000 | 19 | 10 | 9 | 2.12 | 93 | 74 | 215682482
KENMORE | (C,H,T)5H0V48*K*AAA* | EVD5X61M21A*+WALLCON | *80CSU1002120B* | 48500 | 50000 | 19 | 10 | 9 | 2.12 | 93 | 74 | 215682481
KEEPRITE | C5H0V48*K*AAA* | EVD5X61M21A*+WALLCON | *80CSU1002120B* | 48500 | 50000 | 19 | 10 | 9 | 2.12 | 93 | 74 | 215682480
DAY & NIGHT | C5H0V48*K*AAA* | EVD5X61M21A*+WALLCON | *80CSU1002120B* | 48500 | 50000 | 19 | 10 | 9 | 2.12 | 93 | 74 | 215682479
COMFORTMAKER | C5H0V48*K*AAA* | EVD5X61M21A*+WALLCON | *80CSU1002120B* | 48500 | 50000 | 19 | 10 | 9 | 2.12 | 93 | 74 | 215682478
ARCOAIRE | H5H0V48*K*AAA* | EVD5X61M21A*+WALLCON | *80CSU1002120B* | 48500 | 50000 | 19 | 10 | 9 | 2.12 | 93 | 74 | 215682477
AIRQUEST | H5H0V48*K*AAA* | EVD5X61M21A*+WALLCON | *80CSU1002120B* | 48500 | 50000 | 19 | 10 | 9 | 2.12 | 93 | 74 | 215682476
HEIL | H5H0V48*K*AAA* | EVD5X61M21A*+WALLCON | *80CSU1002120B* | 48500 | 50000 | 19 | 10 | 9 | 2.12 | 93 | 74 | 215682475
BRYANT HEATING AND COOLING SYSTEMS | 290VAN048**AA* | CVAVA6121XMA*+UI | 83*CB60100C21*** | 48500 | 50000 | 19 | 10 | 9 | 2.12 | 93 | 74 | 215682474
CARRIER | 27VNA048A*030* | CVAVA6121XMA*+UI | 58CU*B100C21**20 | 48500 | 50000 | 19 | 10 | 9 | 2.12 | 93 | 74 | 215682473
TEMPSTAR | T5H0V48*K*AAA* | EVD5X61M21A*+WALLCON | *80CSU0802120B* | 49000 | 50000 | 19 | 10 | 9 | 2.12 | 93 | 73 | 215682472
KENMORE | (C,H,T)5H0V48*K*AAA* | EVD5X61M21A*+WALLCON | *80CSU0802120B* | 49000 | 50000 | 19 | 10 | 9 | 2.12 | 93 | 73 | 215682471
KEEPRITE | C5H0V48*K*AAA* | EVD5X61M21A*+WALLCON | *80CSU0802120B* | 49000 | 50000 | 19 | 10 | 9 | 2.12 | 93 | 73 | 215682470
DAY & NIGHT | C5H0V48*K*AAA* | EVD5X61M21A*+WALLCON | *80CSU0802120B* | 49000 | 50000 | 19 | 10 | 9 | 2.12 | 93 | 73 | 215682469
COMFORTMAKER | C5H0V48*K*AAA* | EVD5X61M21A*+WALLCON | *80CSU0802120B* | 49000 | 50000 | 19 | 10 | 9 | 2.12 | 93 | 73 | 215682468
ARCOAIRE | H5H0V48*K*AAA* | EVD5X61M21A*+WALLCON | *80CSU0802120B* | 49000 | 50000 | 19 | 10 | 9 | 2.12 | 93 | 73 | 215682467
AIRQUEST | H5H0V48*K*AAA* | EVD5X61M21A*+WALLCON | *80CSU0802120B* | 49000 | 50000 | 19 | 10 | 9 | 2.12 | 93 | 73 | 215682466
HEIL | H5H0V48*K*AAA* | EVD5X61M21A*+WALLCON | *80CSU0802120B* | 49000 | 50000 | 19 | 10 | 9 | 2.12 | 93 | 73 | 215682465
BRYANT HEATING AND COOLING SYSTEMS | 290VAN048**AA* | CVAVA6121XMA*+UI | 83*CB60080C21*** | 49000 | 50000 | 19 | 10 | 9 | 2.12 | 93 | 73 | 215682464
CARRIER | 27VNA048A*030* | CVAVA6121XMA*+UI | 58CU*B080C21**20 | 49000 | 50000 | 19 | 10 | 9 | 2.12 | 93 | 73 | 215682463
TEMPSTAR | T5H0V48*K*AAA* | EVD5X61M21A*+WALLCON | *80CSU0601716B* | 48500 | 50000 | 19 | 10 | 9 | 2.1 | 93 | 74 | 215682462
KENMORE | (C,H,T)5H0V48*K*AAA* | EVD5X61M21A*+WALLCON | *80CSU0601716B* | 48500 | 50000 | 19 | 10 | 9 | 2.1 | 93 | 74 | 215682461
KEEPRITE | C5H0V48*K*AAA* | EVD5X61M21A*+WALLCON | *80CSU0601716B* | 48500 | 50000 | 19 | 10 | 9 | 2.1 | 93 | 74 | 215682460
DAY & NIGHT | C5H0V48*K*AAA* | EVD5X61M21A*+WALLCON | *80CSU0601716B* | 48500 | 50000 | 19 | 10 | 9 | 2.1 | 93 | 74 | 215682459
COMFORTMAKER | C5H0V48*K*AAA* | EVD5X61M21A*+WALLCON | *80CSU0601716B* | 48500 | 50000 | 19 | 10 | 9 | 2.1 | 93 | 74 | 215682458
ARCOAIRE | H5H0V48*K*AAA* | EVD5X61M21A*+WALLCON | *80CSU0601716B* | 48500 | 50000 | 19 | 10 | 9 | 2.1 | 93 | 74 | 215682457
AIRQUEST | H5H0V48*K*AAA* | EVD5X61M21A*+WALLCON | *80CSU0601716B* | 48500 | 50000 | 19 | 10 | 9 | 2.1 | 93 | 74 | 215682456
HEIL | H5H0V48*K*AAA* | EVD5X61M21A*+WALLCON | *80CSU0601716B* | 48500 | 50000 | 19 | 10 | 9 | 2.1 | 93 | 74 | 215682455
BRYANT HEATING AND COOLING SYSTEMS | 290VAN048**AA* | CVAVA6121XMA*+UI | 83*CB48060C17*** | 48500 | 50000 | 19 | 10 | 9 | 2.1 | 93 | 74 | 215682454
CARRIER | 27VNA048A*030* | CVAVA6121XMA*+UI | 58CU*B060C17**16 | 48500 | 50000 | 19 | 10 | 9 | 2.1 | 93 | 74 | 215682453
TEMPSTAR | T5H0V48*K*AAA* | EVD5X61M21A*+WALLCON | *80CSU0401712B* | 48500 | 50000 | 19 | 10 | 9 | 2.12 | 93 | 74 | 215682452
KENMORE | (C,H,T)5H0V48*K*AAA* | EVD5X61M21A*+WALLCON | *80CSU0401712B* | 48500 | 50000 | 19 | 10 | 9 | 2.12 | 93 | 74 | 215682451
KEEPRITE | C5H0V48*K*AAA* | EVD5X61M21A*+WALLCON | *80CSU0401712B* | 48500 | 50000 | 19 | 10 | 9 | 2.12 | 93 | 74 | 215682450
DAY & NIGHT | C5H0V48*K*AAA* | EVD5X61M21A*+WALLCON | *80CSU0401712B* | 48500 | 50000 | 19 | 10 | 9 | 2.12 | 93 | 74 | 215682449
COMFORTMAKER | C5H0V48*K*AAA* | EVD5X61M21A*+WALLCON | *80CSU0401712B* | 48500 | 50000 | 19 | 10 | 9 | 2.12 | 93 | 74 | 215682448
ARCOAIRE | H5H0V48*K*AAA* | EVD5X61M21A*+WALLCON | *80CSU0401712B* | 48500 | 50000 | 19 | 10 | 9 | 2.12 | 93 | 74 | 215682447
AIRQUEST | H5H0V48*K*AAA* | EVD5X61M21A*+WALLCON | *80CSU0401712B* | 48500 | 50000 | 19 | 10 | 9 | 2.12 | 93 | 74 | 215682446
HEIL | H5H0V48*K*AAA* | EVD5X61M21A*+WALLCON | *80CSU0401712B* | 48500 | 50000 | 19 | 10 | 9 | 2.12 | 93 | 74 | 215682445
BRYANT HEATING AND COOLING SYSTEMS | 290VAN048**AA* | CVAVA6121XMA*+UI | 83*CB36040C17*** | 48500 | 50000 | 19 | 10 | 9 | 2.12 | 93 | 74 | 215682444
CARRIER | 27VNA048A*030* | CVAVA6121XMA*+UI | 58CU*B040C17**12 | 48500 | 50000 | 19 | 10 | 9 | 2.12 | 93 | 74 | 215682443
TEMPSTAR | T5H0V48*K*AAA* | EVD5X61M21A*+WALLCON | *96CTN0802120B* | 48500 | 50000 | 19 | 10.5 | 9 | 2 | 93 | 74 | 215682442
KENMORE | (C,H,T)5H0V48*K*AAA* | EVD5X61M21A*+WALLCON | *96CTN0802120B* | 48500 | 50000 | 19 | 10.5 | 9 | 2 | 93 | 74 | 215682441
KEEPRITE | C5H0V48*K*AAA* | EVD5X61M21A*+WALLCON | *96CTN0802120B* | 48500 | 50000 | 19 | 10.5 | 9 | 2 | 93 | 74 | 215682440
DAY & NIGHT | C5H0V48*K*AAA* | EVD5X61M21A*+WALLCON | *96CTN0802120B* | 48500 | 50000 | 19 | 10.5 | 9 | 2 | 93 | 74 | 215682439
COMFORTMAKER | C5H0V48*K*AAA* | EVD5X61M21A*+WALLCON | *96CTN0802120B* | 48500 | 50000 | 19 | 10.5 | 9 | 2 | 93 | 74 | 215682438
ARCOAIRE | H5H0V48*K*AAA* | EVD5X61M21A*+WALLCON | *96CTN0802120B* | 48500 | 50000 | 19 | 10.5 | 9 | 2 | 93 | 74 | 215682437
AIRQUEST | H5H0V48*K*AAA* | EVD5X61M21A*+WALLCON | *96CTN0802120B* | 48500 | 50000 | 19 | 10.5 | 9 | 2 | 93 | 74 | 215682436
HEIL | H5H0V48*K*AAA* | EVD5X61M21A*+WALLCON | *96CTN0802120B* | 48500 | 50000 | 19 | 10.5 | 9 | 2 | 93 | 74 | 215682435
BRYANT HEATING AND COOLING SYSTEMS | 290VAN048**AA* | CVAVA6121XMA*+UI | 986TD60080C21*** | 48500 | 50000 | 19 | 10.5 | 9 | 2 | 93 | 74 | 215682434
CARRIER | 27VNA048A*030* | CVAVA6121XMA*+UI | 59TN6C080C21**20 | 48500 | 50000 | 19 | 10.5 | 9 | 2 | 93 | 74 | 215682433
TEMPSTAR | T5H0V48*K*AAA* | EVD5X60M24A*+WALLCON | *97CTN1202422A* | 48000 | 50000 | 19 | 10.5 | 9 | 2 | 92 | 73 | 215682432
KENMORE | (C,H,T)5H0V48*K*AAA* | EVD5X60M24A*+WALLCON | *97CTN1202422A* | 48000 | 50000 | 19 | 10.5 | 9 | 2 | 92 | 73 | 215682431
KEEPRITE | C5H0V48*K*AAA* | EVD5X60M24A*+WALLCON | *97CTN1202422A* | 48000 | 50000 | 19 | 10.5 | 9 | 2 | 92 | 73 | 215682430
DAY & NIGHT | C5H0V48*K*AAA* | EVD5X60M24A*+WALLCON | *97CTN1202422A* | 48000 | 50000 | 19 | 10.5 | 9 | 2 | 92 | 73 | 215682429
COMFORTMAKER | C5H0V48*K*AAA* | EVD5X60M24A*+WALLCON | *97CTN1202422A* | 48000 | 50000 | 19 | 10.5 | 9 | 2 | 92 | 73 | 215682428
COMFORTMAKER | C5H0V48*K*AAA* | EVM5X48M21A*+WALLCON | *80CSU0802120B* | 47000 | 50000 | 18.5 | 10 | 9 | 2 | 91 | 72 | 215681778
ARCOAIRE | H5H0V48*K*AAA* | EVM5X48M21A*+WALLCON | *80CSU0802120B* | 47000 | 50000 | 18.5 | 10 | 9 | 2 | 91 | 72 | 215681777
AIRQUEST | H5H0V48*K*AAA* | EVM5X48M21A*+WALLCON | *80CSU0802120B* | 47000 | 50000 | 18.5 | 10 | 9 | 2 | 91 | 72 | 215681776
HEIL | H5H0V48*K*AAA* | EVM5X48M21A*+WALLCON | *80CSU0802120B* | 47000 | 50000 | 18.5 | 10 | 9 | 2 | 91 | 72 | 215681775
BRYANT HEATING AND COOLING SYSTEMS | 290VAN048**AA* | CVAMA4821XMA*+UI | 83*CB60080C21*** | 47000 | 50000 | 18.5 | 10 | 9 | 2 | 91 | 72 | 215681774
CARRIER | 27VNA048A*030* | CVAMA4821XMA*+UI | 58CU*B080C21**20 | 47000 | 50000 | 18.5 | 10 | 9 | 2 | 91 | 72 | 215681773
ARCOAIRE | H5H0V48*K*AAA* | EVM5X49M21A*+WALLCON | *96CTN0802120B* | 48000 | 50000 | 19 | 10 | 9 | 2 | 93 | 74 | 215681817
AIRQUEST | H5H0V48*K*AAA* | EVM5X49M21A*+WALLCON | *96CTN0802120B* | 48000 | 50000 | 19 | 10 | 9 | 2 | 93 | 74 | 215681816
HEIL | H5H0V48*K*AAA* | EVM5X49M21A*+WALLCON | *96CTN0802120B* | 48000 | 50000 | 19 | 10 | 9 | 2 | 93 | 74 | 215681815
BRYANT HEATING AND COOLING SYSTEMS | 290VAN048**AA* | CVAMA4921XMA*+UI | 986TD60080C21*** | 48000 | 50000 | 19 | 10 | 9 | 2 | 93 | 74 | 215681814
CARRIER | 27VNA048A*030* | CVAMA4921XMA*+UI | 59TN6C080C21**20 | 48000 | 50000 | 19 | 10 | 9 | 2 | 93 | 74 | 215681813
TEMPSTAR | T5H0V48*K*AAA* | EVM5X48M21A*+WALLCON | *97CTN1002122A* | 47000 | 50000 | 18.5 | 10 | 9 | 2 | 91 | 73 | 215681812
KENMORE | (C,H,T)5H0V48*K*AAA* | EVM5X48M21A*+WALLCON | *97CTN1002122A* | 47000 | 50000 | 18.5 | 10 | 9 | 2 | 91 | 73 | 215681811
KEEPRITE | C5H0V48*K*AAA* | EVM5X48M21A*+WALLCON | *97CTN1002122A* | 47000 | 50000 | 18.5 | 10 | 9 | 2 | 91 | 73 | 215681810
DAY & NIGHT | C5H0V48*K*AAA* | EVM5X48M21A*+WALLCON | *97CTN1002122A* | 47000 | 50000 | 18.5 | 10 | 9 | 2 | 91 | 73 | 215681809
COMFORTMAKER | C5H0V48*K*AAA* | EVM5X48M21A*+WALLCON | *97CTN1002122A* | 47000 | 50000 | 18.5 | 10 | 9 | 2 | 91 | 73 | 215681808
ARCOAIRE | H5H0V48*K*AAA* | EVM5X48M21A*+WALLCON | *97CTN1002122A* | 47000 | 50000 | 18.5 | 10 | 9 | 2 | 91 | 73 | 215681807
AIRQUEST | H5H0V48*K*AAA* | EVM5X48M21A*+WALLCON | *97CTN1002122A* | 47000 | 50000 | 18.5 | 10 | 9 | 2 | 91 | 73 | 215681806
HEIL | H5H0V48*K*AAA* | EVM5X48M21A*+WALLCON | *97CTN1002122A* | 47000 | 50000 | 18.5 | 10 | 9 | 2 | 91 | 73 | 215681805
TEMPSTAR | T5H0V48*K*AAA* | EVD5X61M24A*+WALLCON | *97CTN1202422A* | 48500 | 50000 | 19.5 | 10.5 | 9.5 | 2.12 | 93 | 73 | 215682572
KENMORE | (C,H,T)5H0V48*K*AAA* | EVD5X61M24A*+WALLCON | *97CTN1202422A* | 48500 | 50000 | 19.5 | 10.5 | 9.5 | 2.12 | 93 | 73 | 215682571
KEEPRITE | C5H0V48*K*AAA* | EVD5X61M24A*+WALLCON | *97CTN1202422A* | 48500 | 50000 | 19.5 | 10.5 | 9.5 | 2.12 | 93 | 73 | 215682570
DAY & NIGHT | C5H0V48*K*AAA* | EVD5X61M24A*+WALLCON | *97CTN1202422A* | 48500 | 50000 | 19.5 | 10.5 | 9.5 | 2.12 | 93 | 73 | 215682569
COMFORTMAKER | C5H0V48*K*AAA* | EVD5X61M24A*+WALLCON | *97CTN1202422A* | 48500 | 50000 | 19.5 | 10.5 | 9.5 | 2.12 | 93 | 73 | 215682568
ARCOAIRE | H5H0V48*K*AAA* | EVD5X61M24A*+WALLCON | *97CTN1202422A* | 48500 | 50000 | 19.5 | 10.5 | 9.5 | 2.12 | 93 | 73 | 215682567
AIRQUEST | H5H0V48*K*AAA* | EVD5X61M24A*+WALLCON | *97CTN1202422A* | 48500 | 50000 | 19.5 | 10.5 | 9.5 | 2.12 | 93 | 73 | 215682566
HEIL | H5H0V48*K*AAA* | EVD5X61M24A*+WALLCON | *97CTN1202422A* | 48500 | 50000 | 19.5 | 10.5 | 9.5 | 2.12 | 93 | 73 | 215682565
BRYANT HEATING AND COOLING SYSTEMS | 290VAN048**AA* | CVAVA6124XMA*+UI | 987TA66120C24*** | 48500 | 50000 | 19.5 | 10.5 | 9.5 | 2.12 | 93 | 73 | 215682564
CARRIER | 27VNA048A*030* | CVAVA6124XMA*+UI | 59TN7A120C24**22 | 48500 | 50000 | 19.5 | 10.5 | 9.5 | 2.12 | 93 | 73 | 215682563
TEMPSTAR | T5H0V48*K*AAA* | EVD5X61M24A*+WALLCON | *97CTN1002122A* | 48500 | 50000 | 19.5 | 10.5 | 9.5 | 2.12 | 93 | 73 | 215682562
KENMORE | (C,H,T)5H0V48*K*AAA* | EVD5X61M24A*+WALLCON | *97CTN1002122A* | 48500 | 50000 | 19.5 | 10.5 | 9.5 | 2.12 | 93 | 73 | 215682561
KEEPRITE | C5H0V48*K*AAA* | EVD5X61M24A*+WALLCON | *97CTN1002122A* | 48500 | 50000 | 19.5 | 10.5 | 9.5 | 2.12 | 93 | 73 | 215682560
DAY & NIGHT | C5H0V48*K*AAA* | EVD5X61M24A*+WALLCON | *97CTN1002122A* | 48500 | 50000 | 19.5 | 10.5 | 9.5 | 2.12 | 93 | 73 | 215682559
COMFORTMAKER | C5H0V48*K*AAA* | EVD5X61M24A*+WALLCON | *97CTN1002122A* | 48500 | 50000 | 19.5 | 10.5 | 9.5 | 2.12 | 93 | 73 | 215682558
ARCOAIRE | H5H0V48*K*AAA* | EVD5X61M24A*+WALLCON | *97CTN1002122A* | 48500 | 50000 | 19.5 | 10.5 | 9.5 | 2.12 | 93 | 73 | 215682557
AIRQUEST | H5H0V48*K*AAA* | EVD5X61M24A*+WALLCON | *97CTN1002122A* | 48500 | 50000 | 19.5 | 10.5 | 9.5 | 2.12 | 93 | 73 | 215682556
HEIL | H5H0V48*K*AAA* | EVD5X61M24A*+WALLCON | *97CTN1002122A* | 48500 | 50000 | 19.5 | 10.5 | 9.5 | 2.12 | 93 | 73 | 215682555
BRYANT HEATING AND COOLING SYSTEMS | 290VAN048**AA* | CVAVA6124XMA*+UI | 987TA66100C21*** | 48500 | 50000 | 19.5 | 10.5 | 9.5 | 2.12 | 93 | 73 | 215682554
CARRIER | 27VNA048A*030* | CVAVA6124XMA*+UI | 59TN7A100C21**22 | 48500 | 50000 | 19.5 | 10.5 | 9.5 | 2.12 | 93 | 73 | 215682553
TEMPSTAR | T5H0V48*K*AAA* | EVD5X61M24A*+WALLCON | *97CTN0802120A* | 48500 | 50000 | 19 | 10.5 | 9.5 | 2.1 | 93 | 74 | 215682552
KENMORE | (C,H,T)5H0V48*K*AAA* | EVD5X61M24A*+WALLCON | *97CTN0802120A* | 48500 | 50000 | 19 | 10.5 | 9.5 | 2.1 | 93 | 74 | 215682551
KEEPRITE | C5H0V48*K*AAA* | EVD5X61M24A*+WALLCON | *97CTN0802120A* | 48500 | 50000 | 19 | 10.5 | 9.5 | 2.1 | 93 | 74 | 215682550
DAY & NIGHT | C5H0V48*K*AAA* | EVD5X61M24A*+WALLCON | *97CTN0802120A* | 48500 | 50000 | 19 | 10.5 | 9.5 | 2.1 | 93 | 74 | 215682549
COMFORTMAKER | C5H0V48*K*AAA* | EVD5X61M24A*+WALLCON | *97CTN0802120A* | 48500 | 50000 | 19 | 10.5 | 9.5 | 2.1 | 93 | 74 | 215682548
KENMORE | (C,H,T)5H0V48*K*AAA* | EVM5X60M21A*+WALLCON | *97CTN1002122A* | 48000 | 50000 | 19 | 10.5 | 9 | 2 | 93 | 74 | 215681971
KEEPRITE | C5H0V48*K*AAA* | EVM5X60M21A*+WALLCON | *97CTN1002122A* | 48000 | 50000 | 19 | 10.5 | 9 | 2 | 93 | 74 | 215681970
DAY & NIGHT | C5H0V48*K*AAA* | EVM5X60M21A*+WALLCON | *97CTN1002122A* | 48000 | 50000 | 19 | 10.5 | 9 | 2 | 93 | 74 | 215681969
COMFORTMAKER | C5H0V48*K*AAA* | EVM5X60M21A*+WALLCON | *97CTN1002122A* | 48000 | 50000 | 19 | 10.5 | 9 | 2 | 93 | 74 | 215681968
ARCOAIRE | H5H0V48*K*AAA* | EVM5X60M21A*+WALLCON | *97CTN1002122A* | 48000 | 50000 | 19 | 10.5 | 9 | 2 | 93 | 74 | 215681967
AIRQUEST | H5H0V48*K*AAA* | EVM5X60M21A*+WALLCON | *97CTN1002122A* | 48000 | 50000 | 19 | 10.5 | 9 | 2 | 93 | 74 | 215681966
HEIL | H5H0V48*K*AAA* | EVM5X60M21A*+WALLCON | *97CTN1002122A* | 48000 | 50000 | 19 | 10.5 | 9 | 2 | 93 | 74 | 215681965
BRYANT HEATING AND COOLING SYSTEMS | 290VAN048**AA* | CVAMA6021XMA*+UI | 987TA66100C21*** | 48000 | 50000 | 19 | 10.5 | 9 | 2 | 93 | 74 | 215681964
CARRIER | 27VNA048A*030* | CVAMA6021XMA*+UI | 59TN7A100C21**22 | 48000 | 50000 | 19 | 10.5 | 9 | 2 | 93 | 74 | 215681963
TEMPSTAR | T5H0V48*K*AAA* | EVM5X60M21A*+WALLCON | *97CTN0802120A* | 48000 | 50000 | 19 | 10 | 9 | 2 | 93 | 74 | 215681962
KENMORE | (C,H,T)5H0V48*K*AAA* | EVM5X60M21A*+WALLCON | *97CTN0802120A* | 48000 | 50000 | 19 | 10 | 9 | 2 | 93 | 74 | 215681961
KEEPRITE | C5H0V48*K*AAA* | EVM5X60M21A*+WALLCON | *97CTN0802120A* | 48000 | 50000 | 19 | 10 | 9 | 2 | 93 | 74 | 215681960
DAY & NIGHT | C5H0V48*K*AAA* | EVM5X60M21A*+WALLCON | *97CTN0802120A* | 48000 | 50000 | 19 | 10 | 9 | 2 | 93 | 74 | 215681959
COMFORTMAKER | C5H0V48*K*AAA* | EVM5X60M21A*+WALLCON | *97CTN0802120A* | 48000 | 50000 | 19 | 10 | 9 | 2 | 93 | 74 | 215681958
ARCOAIRE | H5H0V48*K*AAA* | EVM5X60M21A*+WALLCON | *97CTN0802120A* | 48000 | 50000 | 19 | 10 | 9 | 2 | 93 | 74 | 215681957
AIRQUEST | H5H0V48*K*AAA* | EVM5X60M21A*+WALLCON | *97CTN0802120A* | 48000 | 50000 | 19 | 10 | 9 | 2 | 93 | 74 | 215681956
HEIL | H5H0V48*K*AAA* | EVM5X60M21A*+WALLCON | *97CTN0802120A* | 48000 | 50000 | 19 | 10 | 9 | 2 | 93 | 74 | 215681955
BRYANT HEATING AND COOLING SYSTEMS | 290VAN048**AA* | CVAMA6021XMA*+UI | 987TA60080C21*** | 48000 | 50000 | 19 | 10 | 9 | 2 | 93 | 74 | 215681954
CARRIER | 27VNA048A*030* | CVAMA6021XMA*+UI | 59TN7A080C21**20 | 48000 | 50000 | 19 | 10 | 9 | 2 | 93 | 74 | 215681953
TEMPSTAR | T5H0V48*K*AAA* | EVM5X60M21A*+WALLCON | *97CTN0801716A* | 47500 | 50000 | 18.5 | 10 | 9 | 1.98 | 94 | 74 | 215681952
KENMORE | (C,H,T)5H0V48*K*AAA* | EVM5X60M21A*+WALLCON | *97CTN0801716A* | 47500 | 50000 | 18.5 | 10 | 9 | 1.98 | 94 | 74 | 215681951
KEEPRITE | C5H0V48*K*AAA* | EVM5X60M21A*+WALLCON | *97CTN0801716A* | 47500 | 50000 | 18.5 | 10 | 9 | 1.98 | 94 | 74 | 215681950
DAY & NIGHT | C5H0V48*K*AAA* | EVM5X60M21A*+WALLCON | *97CTN0801716A* | 47500 | 50000 | 18.5 | 10 | 9 | 1.98 | 94 | 74 | 215681949
COMFORTMAKER | C5H0V48*K*AAA* | EVM5X60M21A*+WALLCON | *97CTN0801716A* | 47500 | 50000 | 18.5 | 10 | 9 | 1.98 | 94 | 74 | 215681948
ARCOAIRE | H5H0V48*K*AAA* | EVM5X60M21A*+WALLCON | *97CTN0801716A* | 47500 | 50000 | 18.5 | 10 | 9 | 1.98 | 94 | 74 | 215681947
AIRQUEST | H5H0V48*K*AAA* | EVM5X60M21A*+WALLCON | *97CTN0801716A* | 47500 | 50000 | 18.5 | 10 | 9 | 1.98 | 94 | 74 | 215681946
HEIL | H5H0V48*K*AAA* | EVM5X60M21A*+WALLCON | *97CTN0801716A* | 47500 | 50000 | 18.5 | 10 | 9 | 1.98 | 94 | 74 | 215681945
BRYANT HEATING AND COOLING SYSTEMS | 290VAN048**AA* | CVAMA6021XMA*+UI | 987TA42080C17*** | 47500 | 50000 | 18.5 | 10 | 9 | 1.98 | 94 | 74 | 215681944
CARRIER | 27VNA048A*030* | CVAMA6021XMA*+UI | 59TN7A080C17**16 | 47500 | 50000 | 18.5 | 10 | 9 | 1.98 | 94 | 74 | 215681943
TEMPSTAR | T5H0V48*K*AAA* | EVM5X60M21A*+WALLCON | *80CSU1002120B* | 48000 | 50000 | 18.5 | 10 | 9 | 2 | 93 | 73 | 215681942
KENMORE | (C,H,T)5H0V48*K*AAA* | EVM5X60M21A*+WALLCON | *80CSU1002120B* | 48000 | 50000 | 18.5 | 10 | 9 | 2 | 93 | 73 | 215681941
KEEPRITE | C5H0V48*K*AAA* | EVM5X60M21A*+WALLCON | *80CSU1002120B* | 48000 | 50000 | 18.5 | 10 | 9 | 2 | 93 | 73 | 215681940
DAY & NIGHT | C5H0V48*K*AAA* | EVM5X60M21A*+WALLCON | *80CSU1002120B* | 48000 | 50000 | 18.5 | 10 | 9 | 2 | 93 | 73 | 215681939
COMFORTMAKER | C5H0V48*K*AAA* | EVM5X60M21A*+WALLCON | *80CSU1002120B* | 48000 | 50000 | 18.5 | 10 | 9 | 2 | 93 | 73 | 215681938
ARCOAIRE | H5H0V48*K*AAA* | EVM5X60M21A*+WALLCON | *80CSU1002120B* | 48000 | 50000 | 18.5 | 10 | 9 | 2 | 93 | 73 | 215681937
AIRQUEST | H5H0V48*K*AAA* | EVM5X60M21A*+WALLCON | *80CSU1002120B* | 48000 | 50000 | 18.5 | 10 | 9 | 2 | 93 | 73 | 215681936
HEIL | H5H0V48*K*AAA* | EVM5X60M21A*+WALLCON | *80CSU1002120B* | 48000 | 50000 | 18.5 | 10 | 9 | 2 | 93 | 73 | 215681935
BRYANT HEATING AND COOLING SYSTEMS | 290VAN048**AA* | CVAMA6021XMA*+UI | 83*CB60100C21*** | 48000 | 50000 | 18.5 | 10 | 9 | 2 | 93 | 73 | 215681934
CARRIER | 27VNA048A*030* | CVAMA6021XMA*+UI | 58CU*B100C21**20 | 48000 | 50000 | 18.5 | 10 | 9 | 2 | 93 | 73 | 215681933
ARCOAIRE | H5H0V48*K*AAA* | EVM5X49M21A*+WALLCON | *97CTN0801716A* | 47500 | 50000 | 18.5 | 10 | 9 | 1.98 | 94 | 74 | 215681867
AIRQUEST | H5H0V48*K*AAA* | EVM5X49M21A*+WALLCON | *97CTN0801716A* | 47500 | 50000 | 18.5 | 10 | 9 | 1.98 | 94 | 74 | 215681866
HEIL | H5H0V48*K*AAA* | EVM5X49M21A*+WALLCON | *97CTN0801716A* | 47500 | 50000 | 18.5 | 10 | 9 | 1.98 | 94 | 74 | 215681865
BRYANT HEATING AND COOLING SYSTEMS | 290VAN048**AA* | CVAMA4921XMA*+UI | 987TA42080C17*** | 47500 | 50000 | 18.5 | 10 | 9 | 1.98 | 94 | 74 | 215681864
CARRIER | 27VNA048A*030* | CVAMA4921XMA*+UI | 59TN7A080C17**16 | 47500 | 50000 | 18.5 | 10 | 9 | 1.98 | 94 | 74 | 215681863
TEMPSTAR | T5H0V48*K*AAA* | EVM5X49M21A*+WALLCON | *80CSU1002120B* | 48000 | 50000 | 18.5 | 10 | 9 | 2 | 93 | 73 | 215681862
KENMORE | (C,H,T)5H0V48*K*AAA* | EVM5X49M21A*+WALLCON | *80CSU1002120B* | 48000 | 50000 | 18.5 | 10 | 9 | 2 | 93 | 73 | 215681861
KEEPRITE | C5H0V48*K*AAA* | EVM5X49M21A*+WALLCON | *80CSU1002120B* | 48000 | 50000 | 18.5 | 10 | 9 | 2 | 93 | 73 | 215681860
DAY & NIGHT | C5H0V48*K*AAA* | EVM5X49M21A*+WALLCON | *80CSU1002120B* | 48000 | 50000 | 18.5 | 10 | 9 | 2 | 93 | 73 | 215681859
COMFORTMAKER | C5H0V48*K*AAA* | EVM5X49M21A*+WALLCON | *80CSU1002120B* | 48000 | 50000 | 18.5 | 10 | 9 | 2 | 93 | 73 | 215681858
ARCOAIRE | H5H0V48*K*AAA* | EVM5X49M21A*+WALLCON | *80CSU1002120B* | 48000 | 50000 | 18.5 | 10 | 9 | 2 | 93 | 73 | 215681857
AIRQUEST | H5H0V48*K*AAA* | EVM5X49M21A*+WALLCON | *80CSU1002120B* | 48000 | 50000 | 18.5 | 10 | 9 | 2 | 93 | 73 | 215681856
HEIL | H5H0V48*K*AAA* | EVM5X49M21A*+WALLCON | *80CSU1002120B* | 48000 | 50000 | 18.5 | 10 | 9 | 2 | 93 | 73 | 215681855
BRYANT HEATING AND COOLING SYSTEMS | 290VAN048**AA* | CVAMA4921XMA*+UI | 83*CB60100C21*** | 48000 | 50000 | 18.5 | 10 | 9 | 2 | 93 | 73 | 215681854
CARRIER | 27VNA048A*030* | CVAMA4921XMA*+UI | 58CU*B100C21**20 | 48000 | 50000 | 18.5 | 10 | 9 | 2 | 93 | 73 | 215681853
TEMPSTAR | T5H0V48*K*AAA* | EVM5X49M21A*+WALLCON | *80CSU0802120B* | 48500 | 50000 | 19 | 10 | 9 | 2.12 | 92 | 73 | 215681852
KENMORE | (C,H,T)5H0V48*K*AAA* | EVM5X49M21A*+WALLCON | *80CSU0802120B* | 48500 | 50000 | 19 | 10 | 9 | 2.12 | 92 | 73 | 215681851
KEEPRITE | C5H0V48*K*AAA* | EVM5X49M21A*+WALLCON | *80CSU0802120B* | 48500 | 50000 | 19 | 10 | 9 | 2.12 | 92 | 73 | 215681850
DAY & NIGHT | C5H0V48*K*AAA* | EVM5X49M21A*+WALLCON | *80CSU0802120B* | 48500 | 50000 | 19 | 10 | 9 | 2.12 | 92 | 73 | 215681849
COMFORTMAKER | C5H0V48*K*AAA* | EVM5X49M21A*+WALLCON | *80CSU0802120B* | 48500 | 50000 | 19 | 10 | 9 | 2.12 | 92 | 73 | 215681848
ARCOAIRE | H5H0V48*K*AAA* | EVM5X49M21A*+WALLCON | *80CSU0802120B* | 48500 | 50000 | 19 | 10 | 9 | 2.12 | 92 | 73 | 215681847
AIRQUEST | H5H0V48*K*AAA* | EVM5X49M21A*+WALLCON | *80CSU0802120B* | 48500 | 50000 | 19 | 10 | 9 | 2.12 | 92 | 73 | 215681846
HEIL | H5H0V48*K*AAA* | EVM5X49M21A*+WALLCON | *80CSU0802120B* | 48500 | 50000 | 19 | 10 | 9 | 2.12 | 92 | 73 | 215681845
BRYANT HEATING AND COOLING SYSTEMS | 290VAN048**AA* | CVAMA4921XMA*+UI | 83*CB60080C21*** | 48500 | 50000 | 19 | 10 | 9 | 2.12 | 92 | 73 | 215681844
CARRIER | 27VNA048A*030* | CVAMA4921XMA*+UI | 58CU*B080C21**20 | 48500 | 50000 | 19 | 10 | 9 | 2.12 | 92 | 73 | 215681843
KENMORE | (C,H,T)5H0V48*K*AAA* | EVM5X60M24A*+WALLCON | *97CTN0802120A* | 48000 | 50000 | 19 | 10 | 9 | 2 | 92 | 73 | 215682011
KEEPRITE | C5H0V48*K*AAA* | EVM5X60M24A*+WALLCON | *97CTN0802120A* | 48000 | 50000 | 19 | 10 | 9 | 2 | 92 | 73 | 215682010
DAY & NIGHT | C5H0V48*K*AAA* | EVM5X60M24A*+WALLCON | *97CTN0802120A* | 48000 | 50000 | 19 | 10 | 9 | 2 | 92 | 73 | 215682009
COMFORTMAKER | C5H0V48*K*AAA* | EVM5X60M24A*+WALLCON | *97CTN0802120A* | 48000 | 50000 | 19 | 10 | 9 | 2 | 92 | 73 | 215682008
ARCOAIRE | H5H0V48*K*AAA* | EVM5X60M24A*+WALLCON | *97CTN0802120A* | 48000 | 50000 | 19 | 10 | 9 | 2 | 92 | 73 | 215682007
AIRQUEST | H5H0V48*K*AAA* | EVM5X60M24A*+WALLCON | *97CTN0802120A* | 48000 | 50000 | 19 | 10 | 9 | 2 | 92 | 73 | 215682006
HEIL | H5H0V48*K*AAA* | EVM5X60M24A*+WALLCON | *97CTN0802120A* | 48000 | 50000 | 19 | 10 | 9 | 2 | 92 | 73 | 215682005
BRYANT HEATING AND COOLING SYSTEMS | 290VAN048**AA* | CVAMA6024XMA*+UI | 987TA60080C21*** | 48000 | 50000 | 19 | 10 | 9 | 2 | 92 | 73 | 215682004
CARRIER | 27VNA048A*030* | CVAMA6024XMA*+UI | 59TN7A080C21**20 | 48000 | 50000 | 19 | 10 | 9 | 2 | 92 | 73 | 215682003
TEMPSTAR | T5H0V48*K*AAA* | EVM5X60M24A*+WALLCON | *80CSU1002120B* | 48000 | 50000 | 18.5 | 10 | 9 | 2 | 92 | 73 | 215682002
KENMORE | (C,H,T)5H0V48*K*AAA* | EVM5X60M24A*+WALLCON | *80CSU1002120B* | 48000 | 50000 | 18.5 | 10 | 9 | 2 | 92 | 73 | 215682001
KEEPRITE | C5H0V48*K*AAA* | EVM5X60M24A*+WALLCON | *80CSU1002120B* | 48000 | 50000 | 18.5 | 10 | 9 | 2 | 92 | 73 | 215682000
DAY & NIGHT | C5H0V48*K*AAA* | EVM5X60M24A*+WALLCON | *80CSU1002120B* | 48000 | 50000 | 18.5 | 10 | 9 | 2 | 92 | 73 | 215681999
COMFORTMAKER | C5H0V48*K*AAA* | EVM5X60M24A*+WALLCON | *80CSU1002120B* | 48000 | 50000 | 18.5 | 10 | 9 | 2 | 92 | 73 | 215681998
ARCOAIRE | H5H0V48*K*AAA* | EVM5X60M24A*+WALLCON | *80CSU1002120B* | 48000 | 50000 | 18.5 | 10 | 9 | 2 | 92 | 73 | 215681997
AIRQUEST | H5H0V48*K*AAA* | EVM5X60M24A*+WALLCON | *80CSU1002120B* | 48000 | 50000 | 18.5 | 10 | 9 | 2 | 92 | 73 | 215681996
HEIL | H5H0V48*K*AAA* | EVM5X60M24A*+WALLCON | *80CSU1002120B* | 48000 | 50000 | 18.5 | 10 | 9 | 2 | 92 | 73 | 215681995
BRYANT HEATING AND COOLING SYSTEMS | 290VAN048**AA* | CVAMA6024XMA*+UI | 83*CB60100C21*** | 48000 | 50000 | 18.5 | 10 | 9 | 2 | 92 | 73 | 215681994
CARRIER | 27VNA048A*030* | CVAMA6024XMA*+UI | 58CU*B100C21**20 | 48000 | 50000 | 18.5 | 10 | 9 | 2 | 92 | 73 | 215681993
TEMPSTAR | T5H0V48*K*AAA* | EVM5X60M24A*+WALLCON | *80CSU0802120B* | 48000 | 50000 | 19 | 10 | 9 | 2.12 | 92 | 72 | 215681992
KENMORE | (C,H,T)5H0V48*K*AAA* | EVM5X60M24A*+WALLCON | *80CSU0802120B* | 48000 | 50000 | 19 | 10 | 9 | 2.12 | 92 | 72 | 215681991
KEEPRITE | C5H0V48*K*AAA* | EVM5X60M24A*+WALLCON | *80CSU0802120B* | 48000 | 50000 | 19 | 10 | 9 | 2.12 | 92 | 72 | 215681990
DAY & NIGHT | C5H0V48*K*AAA* | EVM5X60M24A*+WALLCON | *80CSU0802120B* | 48000 | 50000 | 19 | 10 | 9 | 2.12 | 92 | 72 | 215681989
COMFORTMAKER | C5H0V48*K*AAA* | EVM5X60M24A*+WALLCON | *80CSU0802120B* | 48000 | 50000 | 19 | 10 | 9 | 2.12 | 92 | 72 | 215681988
ARCOAIRE | H5H0V48*K*AAA* | EVM5X60M24A*+WALLCON | *80CSU0802120B* | 48000 | 50000 | 19 | 10 | 9 | 2.12 | 92 | 72 | 215681987
TEMPSTAR | T5H0V48*K*AAA* | EVM5X48M21A*+WALLCON | *80CSU0802120B* | 47000 | 50000 | 18.5 | 10 | 9 | 2 | 91 | 72 | 215681782
KENMORE | (C,H,T)5H0V48*K*AAA* | EVM5X48M21A*+WALLCON | *80CSU0802120B* | 47000 | 50000 | 18.5 | 10 | 9 | 2 | 91 | 72 | 215681781
KEEPRITE | C5H0V48*K*AAA* | EVM5X48M21A*+WALLCON | *80CSU0802120B* | 47000 | 50000 | 18.5 | 10 | 9 | 2 | 91 | 72 | 215681780
DAY & NIGHT | C5H0V48*K*AAA* | EVM5X48M21A*+WALLCON | *80CSU0802120B* | 47000 | 50000 | 18.5 | 10 | 9 | 2 | 91 | 72 | 215681779
BRYANT HEATING AND COOLING SYSTEMS | 290VAN048**AA* | CVAMA4821XMA*+UI | 987TA66100C21*** | 47000 | 50000 | 18.5 | 10 | 9 | 2 | 91 | 73 | 215681804
CARRIER | 27VNA048A*030* | CVAMA4821XMA*+UI | 59TN7A100C21**22 | 47000 | 50000 | 18.5 | 10 | 9 | 2 | 91 | 73 | 215681803
BRYANT HEATING AND COOLING SYSTEMS | 290VAN048**AA* | CVAVA6121XMA*+UI | 987TA42080C17*** | 48000 | 50000 | 18.5 | 10 | 9 | 2 | 94 | 75 | 215682484
HEIL | H5H0V48*K*AAA* | EVD5X61M21A*+WALLCON | *97CTN0801716A* | 48000 | 50000 | 18.5 | 10 | 9 | 2 | 94 | 75 | 215682485
AIRQUEST | H5H0V48*K*AAA* | EVD5X61M21A*+WALLCON | *97CTN0801716A* | 48000 | 50000 | 18.5 | 10 | 9 | 2 | 94 | 75 | 215682486
ARCOAIRE | H5H0V48*K*AAA* | EVD5X61M21A*+WALLCON | *97CTN0801716A* | 48000 | 50000 | 18.5 | 10 | 9 | 2 | 94 | 75 | 215682487
COMFORTMAKER | C5H0V48*K*AAA* | EVD5X61M21A*+WALLCON | *97CTN0801716A* | 48000 | 50000 | 18.5 | 10 | 9 | 2 | 94 | 75 | 215682488
DAY & NIGHT | C5H0V48*K*AAA* | EVD5X61M21A*+WALLCON | *97CTN0801716A* | 48000 | 50000 | 18.5 | 10 | 9 | 2 | 94 | 75 | 215682489
KEEPRITE | C5H0V48*K*AAA* | EVD5X61M21A*+WALLCON | *97CTN0801716A* | 48000 | 50000 | 18.5 | 10 | 9 | 2 | 94 | 75 | 215682490
KENMORE | (C,H,T)5H0V48*K*AAA* | EVD5X61M21A*+WALLCON | *97CTN0801716A* | 48000 | 50000 | 18.5 | 10 | 9 | 2 | 94 | 75 | 215682491
TEMPSTAR | T5H0V48*K*AAA* | EVD5X61M21A*+WALLCON | *97CTN0801716A* | 48000 | 50000 | 18.5 | 10 | 9 | 2 | 94 | 75 | 215682492
CARRIER | 27VNA048A*030* | CVAVA6121XMA*+UI | 59TN7A080C21**20 | 48500 | 50000 | 19 | 10.5 | 9 | 2 | 93 | 74 | 215682493
TEMPSTAR | T5H0V48*K*AAA* | EVD5X61M21A*+WALLCON | *97CTN0802120A* | 48500 | 50000 | 19 | 10.5 | 9 | 2 | 93 | 74 | 215682502
CARRIER | 27VNA048A*030* | CVAVA6121XMA*+UI | 59TN7A100C21**22 | 48500 | 50000 | 19.5 | 10.5 | 9.5 | 2.12 | 93 | 74 | 215682503
BRYANT HEATING AND COOLING SYSTEMS | 290VAN048**AA* | CVAVA6121XMA*+UI | 987TA66100C21*** | 48500 | 50000 | 19.5 | 10.5 | 9.5 | 2.12 | 93 | 74 | 215682504
HEIL | H5H0V48*K*AAA* | EVD5X61M21A*+WALLCON | *97CTN1002122A* | 48500 | 50000 | 19.5 | 10.5 | 9.5 | 2.12 | 93 | 74 | 215682505
AIRQUEST | H5H0V48*K*AAA* | EVD5X61M21A*+WALLCON | *97CTN1002122A* | 48500 | 50000 | 19.5 | 10.5 | 9.5 | 2.12 | 93 | 74 | 215682506
ARCOAIRE | H5H0V48*K*AAA* | EVD5X61M21A*+WALLCON | *97CTN1002122A* | 48500 | 50000 | 19.5 | 10.5 | 9.5 | 2.12 | 93 | 74 | 215682507
COMFORTMAKER | C5H0V48*K*AAA* | EVD5X61M21A*+WALLCON | *97CTN1002122A* | 48500 | 50000 | 19.5 | 10.5 | 9.5 | 2.12 | 93 | 74 | 215682508
DAY & NIGHT | C5H0V48*K*AAA* | EVD5X61M21A*+WALLCON | *97CTN1002122A* | 48500 | 50000 | 19.5 | 10.5 | 9.5 | 2.12 | 93 | 74 | 215682509
KEEPRITE | C5H0V48*K*AAA* | EVD5X61M21A*+WALLCON | *97CTN1002122A* | 48500 | 50000 | 19.5 | 10.5 | 9.5 | 2.12 | 93 | 74 | 215682510
KENMORE | (C,H,T)5H0V48*K*AAA* | EVD5X61M21A*+WALLCON | *97CTN1002122A* | 48500 | 50000 | 19.5 | 10.5 | 9.5 | 2.12 | 93 | 74 | 215682511
TEMPSTAR | T5H0V48*K*AAA* | EVD5X61M21A*+WALLCON | *97CTN1002122A* | 48500 | 50000 | 19.5 | 10.5 | 9.5 | 2.12 | 93 | 74 | 215682512
CARRIER | 27VNA048A*030* | CVAVA6124XMA*+UI | 59TN6C080C21**20 | 48500 | 50000 | 19 | 10.5 | 9.5 | 2.1 | 93 | 74 | 215682513
BRYANT HEATING AND COOLING SYSTEMS | 290VAN048**AA* | CVAVA6124XMA*+UI | 986TD60080C21*** | 48500 | 50000 | 19 | 10.5 | 9.5 | 2.1 | 93 | 74 | 215682514
HEIL | H5H0V48*K*AAA* | EVD5X61M24A*+WALLCON | *96CTN0802120B* | 48500 | 50000 | 19 | 10.5 | 9.5 | 2.1 | 93 | 74 | 215682515
AIRQUEST | H5H0V48*K*AAA* | EVD5X61M24A*+WALLCON | *96CTN0802120B* | 48500 | 50000 | 19 | 10.5 | 9.5 | 2.1 | 93 | 74 | 215682516
COMFORTMAKER | C5H0V48*K*AAA* | EVD5X61M24A*+WALLCON | *96CTN0802120B* | 48500 | 50000 | 19 | 10.5 | 9.5 | 2.1 | 93 | 74 | 215682518
ARCOAIRE | H5H0V48*K*AAA* | EVD5X61M24A*+WALLCON | *96CTN0802120B* | 48500 | 50000 | 19 | 10.5 | 9.5 | 2.1 | 93 | 74 | 215682517
KEEPRITE | C5H0V48*K*AAA* | EVD5X61M24A*+WALLCON | *96CTN0802120B* | 48500 | 50000 | 19 | 10.5 | 9.5 | 2.1 | 93 | 74 | 215682520
DAY & NIGHT | C5H0V48*K*AAA* | EVD5X61M24A*+WALLCON | *96CTN0802120B* | 48500 | 50000 | 19 | 10.5 | 9.5 | 2.1 | 93 | 74 | 215682519
TEMPSTAR | T5H0V48*K*AAA* | EVD5X61M24A*+WALLCON | *96CTN0802120B* | 48500 | 50000 | 19 | 10.5 | 9.5 | 2.1 | 93 | 74 | 215682522
KENMORE | (C,H,T)5H0V48*K*AAA* | EVD5X61M24A*+WALLCON | *96CTN0802120B* | 48500 | 50000 | 19 | 10.5 | 9.5 | 2.1 | 93 | 74 | 215682521
CARRIER | 27VNA048A*030* | CVAVA6124XMA*+UI | 58CU*B080C21**20 | 49000 | 50000 | 19 | 10.5 | 9 | 2.12 | 93 | 73 | 215682523
BRYANT HEATING AND COOLING SYSTEMS | 290VAN048**AA* | CVAVA6124XMA*+UI | 83*CB60080C21*** | 49000 | 50000 | 19 | 10.5 | 9 | 2.12 | 93 | 73 | 215682524
HEIL | H5H0V48*K*AAA* | EVD5X61M24A*+WALLCON | *80CSU0802120B* | 49000 | 50000 | 19 | 10.5 | 9 | 2.12 | 93 | 73 | 215682525
AIRQUEST | H5H0V48*K*AAA* | EVD5X61M24A*+WALLCON | *80CSU0802120B* | 49000 | 50000 | 19 | 10.5 | 9 | 2.12 | 93 | 73 | 215682526
ARCOAIRE | H5H0V48*K*AAA* | EVD5X61M24A*+WALLCON | *80CSU0802120B* | 49000 | 50000 | 19 | 10.5 | 9 | 2.12 | 93 | 73 | 215682527
COMFORTMAKER | C5H0V48*K*AAA* | EVD5X61M24A*+WALLCON | *80CSU0802120B* | 49000 | 50000 | 19 | 10.5 | 9 | 2.12 | 93 | 73 | 215682528
DAY & NIGHT | C5H0V48*K*AAA* | EVD5X61M24A*+WALLCON | *80CSU0802120B* | 49000 | 50000 | 19 | 10.5 | 9 | 2.12 | 93 | 73 | 215682529
KEEPRITE | C5H0V48*K*AAA* | EVD5X61M24A*+WALLCON | *80CSU0802120B* | 49000 | 50000 | 19 | 10.5 | 9 | 2.12 | 93 | 73 | 215682530
KENMORE | (C,H,T)5H0V48*K*AAA* | EVD5X61M24A*+WALLCON | *80CSU0802120B* | 49000 | 50000 | 19 | 10.5 | 9 | 2.12 | 93 | 73 | 215682531
TEMPSTAR | T5H0V48*K*AAA* | EVD5X61M24A*+WALLCON | *80CSU0802120B* | 49000 | 50000 | 19 | 10.5 | 9 | 2.12 | 93 | 73 | 215682532
CARRIER | 27VNA048A*030* | CVAVA6124XMA*+UI | 58CU*B100C21**20 | 48500 | 50000 | 19 | 10 | 9 | 2.12 | 93 | 73 | 215682533
BRYANT HEATING AND COOLING SYSTEMS | 290VAN048**AA* | CVAVA6124XMA*+UI | 83*CB60100C21*** | 48500 | 50000 | 19 | 10 | 9 | 2.12 | 93 | 73 | 215682534
HEIL | H5H0V48*K*AAA* | EVD5X61M24A*+WALLCON | *80CSU1002120B* | 48500 | 50000 | 19 | 10 | 9 | 2.12 | 93 | 73 | 215682535
AIRQUEST | H5H0V48*K*AAA* | EVD5X61M24A*+WALLCON | *80CSU1002120B* | 48500 | 50000 | 19 | 10 | 9 | 2.12 | 93 | 73 | 215682536
ARCOAIRE | H5H0V48*K*AAA* | EVD5X61M24A*+WALLCON | *80CSU1002120B* | 48500 | 50000 | 19 | 10 | 9 | 2.12 | 93 | 73 | 215682537
COMFORTMAKER | C5H0V48*K*AAA* | EVD5X61M24A*+WALLCON | *80CSU1002120B* | 48500 | 50000 | 19 | 10 | 9 | 2.12 | 93 | 73 | 215682538
DAY & NIGHT | C5H0V48*K*AAA* | EVD5X61M24A*+WALLCON | *80CSU1002120B* | 48500 | 50000 | 19 | 10 | 9 | 2.12 | 93 | 73 | 215682539
KEEPRITE | C5H0V48*K*AAA* | EVD5X61M24A*+WALLCON | *80CSU1002120B* | 48500 | 50000 | 19 | 10 | 9 | 2.12 | 93 | 73 | 215682540
KENMORE | (C,H,T)5H0V48*K*AAA* | EVD5X61M24A*+WALLCON | *80CSU1002120B* | 48500 | 50000 | 19 | 10 | 9 | 2.12 | 93 | 73 | 215682541
TEMPSTAR | T5H0V48*K*AAA* | EVD5X61M24A*+WALLCON | *80CSU1002120B* | 48500 | 50000 | 19 | 10 | 9 | 2.12 | 93 | 73 | 215682542
CARRIER | 27VNA048A*030* | CVAVA6124XMA*+UI | 59TN7A080C21**20 | 48500 | 50000 | 19 | 10.5 | 9.5 | 2.1 | 93 | 74 | 215682543
BRYANT HEATING AND COOLING SYSTEMS | 290VAN048**AA* | CVAVA6124XMA*+UI | 987TA60080C21*** | 48500 | 50000 | 19 | 10.5 | 9.5 | 2.1 | 93 | 74 | 215682544
HEIL | H5H0V48*K*AAA* | EVD5X61M24A*+WALLCON | *97CTN0802120A* | 48500 | 50000 | 19 | 10.5 | 9.5 | 2.1 | 93 | 74 | 215682545
AIRQUEST | H5H0V48*K*AAA* | EVD5X61M24A*+WALLCON | *97CTN0802120A* | 48500 | 50000 | 19 | 10.5 | 9.5 | 2.1 | 93 | 74 | 215682546
ARCOAIRE | H5H0V48*K*AAA* | EVD5X61M24A*+WALLCON | *97CTN0802120A* | 48500 | 50000 | 19 | 10.5 | 9.5 | 2.1 | 93 | 74 | 215682547
DAY & NIGHT | C5H0V36*K*AAA* | EA*5X37M21A*+WALLCON | *80CSU0601716B* | 34600 | 35200 | 17.5 | 10 | 9 | 1.9 | 86 | 71 | 215679299
COMFORTMAKER | C5H0V36*K*AAA* | EA*5X37M21A*+WALLCON | *80CSU0601716B* | 34600 | 35200 | 17.5 | 10 | 9 | 1.9 | 86 | 71 | 215679298
ARCOAIRE | H5H0V36*K*AAA* | EA*5X37M21A*+WALLCON | *80CSU0601716B* | 34600 | 35200 | 17.5 | 10 | 9 | 1.9 | 86 | 71 | 215679297
AIRQUEST | H5H0V36*K*AAA* | EA*5X37M21A*+WALLCON | *80CSU0601716B* | 34600 | 35200 | 17.5 | 10 | 9 | 1.9 | 86 | 71 | 215679296
HEIL | H5H0V36*K*AAA* | EA*5X37M21A*+WALLCON | *80CSU0601716B* | 34600 | 35200 | 17.5 | 10 | 9 | 1.9 | 86 | 71 | 215679295
BRYANT HEATING AND COOLING SYSTEMS | 290VAN036**AA* | CAA**3721AM*+UI | 83*CB48060C17*** | 34600 | 35200 | 17.5 | 10 | 9 | 1.9 | 86 | 71 | 215679294
CARRIER | 27VNA036A*030* | CAA**3721AM*+UI | 58CU*B060C17**16 | 34600 | 35200 | 17.5 | 10 | 9 | 1.9 | 86 | 71 | 215679293
TEMPSTAR | T5H0V36*K*AAA* | EA*5X37M21A*+WALLCON | *80CSU0401712B* | 34600 | 35200 | 17.5 | 10 | 9 | 1.9 | 86 | 71 | 215679292
KENMORE | (C,H,T)5H0V36*K*AAA* | EA*5X37M21A*+WALLCON | *80CSU0401712B* | 34600 | 35200 | 17.5 | 10 | 9 | 1.9 | 86 | 71 | 215679291
KEEPRITE | C5H0V36*K*AAA* | EA*5X37M21A*+WALLCON | *80CSU0401712B* | 34600 | 35200 | 17.5 | 10 | 9 | 1.9 | 86 | 71 | 215679290
DAY & NIGHT | C5H0V36*K*AAA* | EA*5X37M21A*+WALLCON | *80CSU0401712B* | 34600 | 35200 | 17.5 | 10 | 9 | 1.9 | 86 | 71 | 215679289
COMFORTMAKER | C5H0V36*K*AAA* | EA*5X37M21A*+WALLCON | *80CSU0401712B* | 34600 | 35200 | 17.5 | 10 | 9 | 1.9 | 86 | 71 | 215679288
ARCOAIRE | H5H0V36*K*AAA* | EA*5X37M21A*+WALLCON | *80CSU0401712B* | 34600 | 35200 | 17.5 | 10 | 9 | 1.9 | 86 | 71 | 215679287
AIRQUEST | H5H0V36*K*AAA* | EA*5X37M21A*+WALLCON | *80CSU0401712B* | 34600 | 35200 | 17.5 | 10 | 9 | 1.9 | 86 | 71 | 215679286
HEIL | H5H0V36*K*AAA* | EA*5X37M21A*+WALLCON | *80CSU0401712B* | 34600 | 35200 | 17.5 | 10 | 9 | 1.9 | 86 | 71 | 215679285
BRYANT HEATING AND COOLING SYSTEMS | 290VAN036**AA* | CAA**3721AM*+UI | 83*CB36040C17*** | 34600 | 35200 | 17.5 | 10 | 9 | 1.9 | 86 | 71 | 215679284
CARRIER | 27VNA036A*030* | CAA**3721AM*+UI | 58CU*B040C17**12 | 34600 | 35200 | 17.5 | 10 | 9 | 1.9 | 86 | 71 | 215679283
TEMPSTAR | T5H0V36*K*AAA* | EA*5X37M21A*+WALLCON | *96CTN0802120B* | 34400 | 35400 | 18 | 10 | 9 | 1.88 | 86 | 71 | 215679282
KENMORE | (C,H,T)5H0V36*K*AAA* | EA*5X37M21A*+WALLCON | *96CTN0802120B* | 34400 | 35400 | 18 | 10 | 9 | 1.88 | 86 | 71 | 215679281
KEEPRITE | C5H0V36*K*AAA* | EA*5X37M21A*+WALLCON | *96CTN0802120B* | 34400 | 35400 | 18 | 10 | 9 | 1.88 | 86 | 71 | 215679280
DAY & NIGHT | C5H0V36*K*AAA* | EA*5X37M21A*+WALLCON | *96CTN0802120B* | 34400 | 35400 | 18 | 10 | 9 | 1.88 | 86 | 71 | 215679279
COMFORTMAKER | C5H0V36*K*AAA* | EA*5X37M21A*+WALLCON | *96CTN0802120B* | 34400 | 35400 | 18 | 10 | 9 | 1.88 | 86 | 71 | 215679278
ARCOAIRE | H5H0V36*K*AAA* | EA*5X37M21A*+WALLCON | *96CTN0802120B* | 34400 | 35400 | 18 | 10 | 9 | 1.88 | 86 | 71 | 215679277
AIRQUEST | H5H0V36*K*AAA* | EA*5X37M21A*+WALLCON | *96CTN0802120B* | 34400 | 35400 | 18 | 10 | 9 | 1.88 | 86 | 71 | 215679276
HEIL | H5H0V36*K*AAA* | EA*5X37M21A*+WALLCON | *96CTN0802120B* | 34400 | 35400 | 18 | 10 | 9 | 1.88 | 86 | 71 | 215679275
BRYANT HEATING AND COOLING SYSTEMS | 290VAN036**AA* | CAA**3721AM*+UI | 986TD60080C21*** | 34400 | 35400 | 18 | 10 | 9 | 1.88 | 86 | 71 | 215679274
CARRIER | 27VNA036A*030* | CAA**3721AM*+UI | 59TN6C080C21**20 | 34400 | 35400 | 18 | 10 | 9 | 1.88 | 86 | 71 | 215679273
TEMPSTAR | T5H0V36*K*AAA* | EA*5X61M24A*+WALLCON | *97CTN1202422A* | 35000 | 34400 | 18.5 | 10.5 | 9 | 1.92 | 87 | 72 | 215679702
KENMORE | (C,H,T)5H0V36*K*AAA* | EA*5X61M24A*+WALLCON | *97CTN1202422A* | 35000 | 34400 | 18.5 | 10.5 | 9 | 1.92 | 87 | 72 | 215679701
KEEPRITE | C5H0V36*K*AAA* | EA*5X61M24A*+WALLCON | *97CTN1202422A* | 35000 | 34400 | 18.5 | 10.5 | 9 | 1.92 | 87 | 72 | 215679700
DAY & NIGHT | C5H0V36*K*AAA* | EA*5X61M24A*+WALLCON | *97CTN1202422A* | 35000 | 34400 | 18.5 | 10.5 | 9 | 1.92 | 87 | 72 | 215679699
COMFORTMAKER | C5H0V36*K*AAA* | EA*5X61M24A*+WALLCON | *97CTN1202422A* | 35000 | 34400 | 18.5 | 10.5 | 9 | 1.92 | 87 | 72 | 215679698
ARCOAIRE | H5H0V36*K*AAA* | EA*5X61M24A*+WALLCON | *97CTN1202422A* | 35000 | 34400 | 18.5 | 10.5 | 9 | 1.92 | 87 | 72 | 215679697
AIRQUEST | H5H0V36*K*AAA* | EA*5X61M24A*+WALLCON | *97CTN1202422A* | 35000 | 34400 | 18.5 | 10.5 | 9 | 1.92 | 87 | 72 | 215679696
HEIL | H5H0V36*K*AAA* | EA*5X61M24A*+WALLCON | *97CTN1202422A* | 35000 | 34400 | 18.5 | 10.5 | 9 | 1.92 | 87 | 72 | 215679695
BRYANT HEATING AND COOLING SYSTEMS | 290VAN036**AA* | CAA**6124AM*+UI | 987TA66120C24*** | 35000 | 34400 | 18.5 | 10.5 | 9 | 1.92 | 87 | 72 | 215679694
CARRIER | 27VNA036A*030* | CAA**6124AM*+UI | 59TN7A120C24**22 | 35000 | 34400 | 18.5 | 10.5 | 9 | 1.92 | 87 | 72 | 215679693
TEMPSTAR | T5H0V36*K*AAA* | EA*5X61M24A*+WALLCON | *97CTN1002122A* | 35000 | 34400 | 18.5 | 10.5 | 9 | 1.92 | 87 | 72 | 215679692
DAY & NIGHT | C5H0V48*K*AAA* | EVD5X60M24A*+WALLCON | *96CTN0802120B* | 48000 | 50000 | 19 | 10 | 9 | 2 | 92 | 73 | 215682379
COMFORTMAKER | C5H0V48*K*AAA* | EVD5X60M24A*+WALLCON | *96CTN0802120B* | 48000 | 50000 | 19 | 10 | 9 | 2 | 92 | 73 | 215682378
ARCOAIRE | H5H0V48*K*AAA* | EVD5X60M24A*+WALLCON | *96CTN0802120B* | 48000 | 50000 | 19 | 10 | 9 | 2 | 92 | 73 | 215682377
AIRQUEST | H5H0V48*K*AAA* | EVD5X60M24A*+WALLCON | *96CTN0802120B* | 48000 | 50000 | 19 | 10 | 9 | 2 | 92 | 73 | 215682376
HEIL | H5H0V48*K*AAA* | EVD5X60M24A*+WALLCON | *96CTN0802120B* | 48000 | 50000 | 19 | 10 | 9 | 2 | 92 | 73 | 215682375
BRYANT HEATING AND COOLING SYSTEMS | 290VAN048**AA* | CVAVA6024XMA*+UI | 986TD60080C21*** | 48000 | 50000 | 19 | 10 | 9 | 2 | 92 | 73 | 215682374
CARRIER | 27VNA048A*030* | CVAVA6024XMA*+UI | 59TN6C080C21**20 | 48000 | 50000 | 19 | 10 | 9 | 2 | 92 | 73 | 215682373
TEMPSTAR | T5H0V48*K*AAA* | EVD5X60M21A*+WALLCON | *97CTN1002122A* | 48000 | 50000 | 19 | 10.5 | 9 | 2 | 93 | 73 | 215682372
KENMORE | (C,H,T)5H0V48*K*AAA* | EVD5X60M21A*+WALLCON | *97CTN1002122A* | 48000 | 50000 | 19 | 10.5 | 9 | 2 | 93 | 73 | 215682371
KEEPRITE | C5H0V48*K*AAA* | EVD5X60M21A*+WALLCON | *97CTN1002122A* | 48000 | 50000 | 19 | 10.5 | 9 | 2 | 93 | 73 | 215682370
DAY & NIGHT | C5H0V48*K*AAA* | EVD5X60M21A*+WALLCON | *97CTN1002122A* | 48000 | 50000 | 19 | 10.5 | 9 | 2 | 93 | 73 | 215682369
COMFORTMAKER | C5H0V48*K*AAA* | EVD5X60M21A*+WALLCON | *97CTN1002122A* | 48000 | 50000 | 19 | 10.5 | 9 | 2 | 93 | 73 | 215682368
ARCOAIRE | H5H0V48*K*AAA* | EVD5X60M21A*+WALLCON | *97CTN1002122A* | 48000 | 50000 | 19 | 10.5 | 9 | 2 | 93 | 73 | 215682367
AIRQUEST | H5H0V48*K*AAA* | EVD5X60M21A*+WALLCON | *97CTN1002122A* | 48000 | 50000 | 19 | 10.5 | 9 | 2 | 93 | 73 | 215682366
HEIL | H5H0V48*K*AAA* | EVD5X60M21A*+WALLCON | *97CTN1002122A* | 48000 | 50000 | 19 | 10.5 | 9 | 2 | 93 | 73 | 215682365
BRYANT HEATING AND COOLING SYSTEMS | 290VAN048**AA* | CVAVA6021XMA*+UI | 987TA66100C21*** | 48000 | 50000 | 19 | 10.5 | 9 | 2 | 93 | 73 | 215682364
CARRIER | 27VNA048A*030* | CVAVA6021XMA*+UI | 59TN7A100C21**22 | 48000 | 50000 | 19 | 10.5 | 9 | 2 | 93 | 73 | 215682363
TEMPSTAR | T5H0V48*K*AAA* | EVD5X60M21A*+WALLCON | *97CTN0802120A* | 48000 | 50000 | 19 | 10 | 9 | 2 | 93 | 74 | 215682362
KENMORE | (C,H,T)5H0V48*K*AAA* | EVD5X60M21A*+WALLCON | *97CTN0802120A* | 48000 | 50000 | 19 | 10 | 9 | 2 | 93 | 74 | 215682361
KEEPRITE | C5H0V48*K*AAA* | EVD5X60M21A*+WALLCON | *97CTN0802120A* | 48000 | 50000 | 19 | 10 | 9 | 2 | 93 | 74 | 215682360
DAY & NIGHT | C5H0V48*K*AAA* | EVD5X60M21A*+WALLCON | *97CTN0802120A* | 48000 | 50000 | 19 | 10 | 9 | 2 | 93 | 74 | 215682359
COMFORTMAKER | C5H0V48*K*AAA* | EVD5X60M21A*+WALLCON | *97CTN0802120A* | 48000 | 50000 | 19 | 10 | 9 | 2 | 93 | 74 | 215682358
ARCOAIRE | H5H0V48*K*AAA* | EVD5X60M21A*+WALLCON | *97CTN0802120A* | 48000 | 50000 | 19 | 10 | 9 | 2 | 93 | 74 | 215682357
AIRQUEST | H5H0V48*K*AAA* | EVD5X60M21A*+WALLCON | *97CTN0802120A* | 48000 | 50000 | 19 | 10 | 9 | 2 | 93 | 74 | 215682356
HEIL | H5H0V48*K*AAA* | EVD5X60M21A*+WALLCON | *97CTN0802120A* | 48000 | 50000 | 19 | 10 | 9 | 2 | 93 | 74 | 215682355
BRYANT HEATING AND COOLING SYSTEMS | 290VAN048**AA* | CVAVA6021XMA*+UI | 987TA60080C21*** | 48000 | 50000 | 19 | 10 | 9 | 2 | 93 | 74 | 215682354
CARRIER | 27VNA048A*030* | CVAVA6021XMA*+UI | 59TN7A080C21**20 | 48000 | 50000 | 19 | 10 | 9 | 2 | 93 | 74 | 215682353
TEMPSTAR | T5H0V48*K*AAA* | EVD5X60M21A*+WALLCON | *97CTN0801716A* | 47500 | 50000 | 18.5 | 10 | 9 | 1.98 | 94 | 74 | 215682352
KENMORE | (C,H,T)5H0V48*K*AAA* | EVD5X60M21A*+WALLCON | *97CTN0801716A* | 47500 | 50000 | 18.5 | 10 | 9 | 1.98 | 94 | 74 | 215682351
KEEPRITE | C5H0V48*K*AAA* | EVD5X60M21A*+WALLCON | *97CTN0801716A* | 47500 | 50000 | 18.5 | 10 | 9 | 1.98 | 94 | 74 | 215682350
DAY & NIGHT | C5H0V48*K*AAA* | EVD5X60M21A*+WALLCON | *97CTN0801716A* | 47500 | 50000 | 18.5 | 10 | 9 | 1.98 | 94 | 74 | 215682349
COMFORTMAKER | C5H0V48*K*AAA* | EVD5X60M21A*+WALLCON | *97CTN0801716A* | 47500 | 50000 | 18.5 | 10 | 9 | 1.98 | 94 | 74 | 215682348
ARCOAIRE | H5H0V48*K*AAA* | EVD5X60M21A*+WALLCON | *97CTN0801716A* | 47500 | 50000 | 18.5 | 10 | 9 | 1.98 | 94 | 74 | 215682347
AIRQUEST | H5H0V48*K*AAA* | EVD5X60M21A*+WALLCON | *97CTN0801716A* | 47500 | 50000 | 18.5 | 10 | 9 | 1.98 | 94 | 74 | 215682346
HEIL | H5H0V48*K*AAA* | EVD5X60M21A*+WALLCON | *97CTN0801716A* | 47500 | 50000 | 18.5 | 10 | 9 | 1.98 | 94 | 74 | 215682345
BRYANT HEATING AND COOLING SYSTEMS | 290VAN048**AA* | CVAVA6021XMA*+UI | 987TA42080C17*** | 47500 | 50000 | 18.5 | 10 | 9 | 1.98 | 94 | 74 | 215682344
CARRIER | 27VNA048A*030* | CVAVA6021XMA*+UI | 59TN7A080C17**16 | 47500 | 50000 | 18.5 | 10 | 9 | 1.98 | 94 | 74 | 215682343
TEMPSTAR | T5H0V48*K*AAA* | EVD5X60M21A*+WALLCON | *80CSU1002120B* | 48000 | 50000 | 18.5 | 10 | 9 | 2 | 93 | 73 | 215682342
KENMORE | (C,H,T)5H0V48*K*AAA* | EVD5X60M21A*+WALLCON | *80CSU1002120B* | 48000 | 50000 | 18.5 | 10 | 9 | 2 | 93 | 73 | 215682341
KEEPRITE | C5H0V48*K*AAA* | EVD5X60M21A*+WALLCON | *80CSU1002120B* | 48000 | 50000 | 18.5 | 10 | 9 | 2 | 93 | 73 | 215682340
DAY & NIGHT | C5H0V48*K*AAA* | EVD5X60M21A*+WALLCON | *80CSU1002120B* | 48000 | 50000 | 18.5 | 10 | 9 | 2 | 93 | 73 | 215682339
COMFORTMAKER | C5H0V48*K*AAA* | EVD5X60M21A*+WALLCON | *80CSU1002120B* | 48000 | 50000 | 18.5 | 10 | 9 | 2 | 93 | 73 | 215682338
ARCOAIRE | H5H0V48*K*AAA* | EVD5X60M21A*+WALLCON | *80CSU1002120B* | 48000 | 50000 | 18.5 | 10 | 9 | 2 | 93 | 73 | 215682337
AIRQUEST | H5H0V48*K*AAA* | EVD5X60M21A*+WALLCON | *80CSU1002120B* | 48000 | 50000 | 18.5 | 10 | 9 | 2 | 93 | 73 | 215682336
HEIL | H5H0V48*K*AAA* | EVD5X60M21A*+WALLCON | *80CSU1002120B* | 48000 | 50000 | 18.5 | 10 | 9 | 2 | 93 | 73 | 215682335
BRYANT HEATING AND COOLING SYSTEMS | 290VAN048**AA* | CVAVA6021XMA*+UI | 83*CB60100C21*** | 48000 | 50000 | 18.5 | 10 | 9 | 2 | 93 | 73 | 215682334
CARRIER | 27VNA048A*030* | CVAVA6021XMA*+UI | 58CU*B100C21**20 | 48000 | 50000 | 18.5 | 10 | 9 | 2 | 93 | 73 | 215682333
TEMPSTAR | T5H0V48*K*AAA* | EVD5X60M21A*+WALLCON | *80CSU0802120B* | 48500 | 50000 | 19 | 10 | 9 | 2.12 | 92 | 73 | 215682332
KENMORE | (C,H,T)5H0V48*K*AAA* | EVD5X60M21A*+WALLCON | *80CSU0802120B* | 48500 | 50000 | 19 | 10 | 9 | 2.12 | 92 | 73 | 215682331
KEEPRITE | C5H0V48*K*AAA* | EVD5X60M21A*+WALLCON | *80CSU0802120B* | 48500 | 50000 | 19 | 10 | 9 | 2.12 | 92 | 73 | 215682330
DAY & NIGHT | C5H0V48*K*AAA* | EVD5X60M21A*+WALLCON | *80CSU0802120B* | 48500 | 50000 | 19 | 10 | 9 | 2.12 | 92 | 73 | 215682329
COMFORTMAKER | C5H0V48*K*AAA* | EVD5X60M21A*+WALLCON | *80CSU0802120B* | 48500 | 50000 | 19 | 10 | 9 | 2.12 | 92 | 73 | 215682328
ARCOAIRE | H5H0V48*K*AAA* | EVD5X60M21A*+WALLCON | *80CSU0802120B* | 48500 | 50000 | 19 | 10 | 9 | 2.12 | 92 | 73 | 215682327
AIRQUEST | H5H0V48*K*AAA* | EVD5X60M21A*+WALLCON | *80CSU0802120B* | 48500 | 50000 | 19 | 10 | 9 | 2.12 | 92 | 73 | 215682326
HEIL | H5H0V48*K*AAA* | EVD5X60M21A*+WALLCON | *80CSU0802120B* | 48500 | 50000 | 19 | 10 | 9 | 2.12 | 92 | 73 | 215682325
BRYANT HEATING AND COOLING SYSTEMS | 290VAN048**AA* | CVAVA6021XMA*+UI | 83*CB60080C21*** | 48500 | 50000 | 19 | 10 | 9 | 2.12 | 92 | 73 | 215682324
TEMPSTAR | T5H0V36*K*AAA* | ESH5X60M12A*+WALLCON | *80CSU0601716B* | 34600 | 34600 | 17 | 10 | 8.5 | 1.92 | 87 | 72 | 215679962
KENMORE | (C,H,T)5H0V36*K*AAA* | ESH5X60M12A*+WALLCON | *80CSU0601716B* | 34600 | 34600 | 17 | 10 | 8.5 | 1.92 | 87 | 72 | 215679961
KEEPRITE | C5H0V36*K*AAA* | ESH5X60M12A*+WALLCON | *80CSU0601716B* | 34600 | 34600 | 17 | 10 | 8.5 | 1.92 | 87 | 72 | 215679960
DAY & NIGHT | C5H0V36*K*AAA* | ESH5X60M12A*+WALLCON | *80CSU0601716B* | 34600 | 34600 | 17 | 10 | 8.5 | 1.92 | 87 | 72 | 215679959
COMFORTMAKER | C5H0V36*K*AAA* | ESH5X60M12A*+WALLCON | *80CSU0601716B* | 34600 | 34600 | 17 | 10 | 8.5 | 1.92 | 87 | 72 | 215679958
ARCOAIRE | H5H0V36*K*AAA* | ESH5X60M12A*+WALLCON | *80CSU0601716B* | 34600 | 34600 | 17 | 10 | 8.5 | 1.92 | 87 | 72 | 215679957
AIRQUEST | H5H0V36*K*AAA* | ESH5X60M12A*+WALLCON | *80CSU0601716B* | 34600 | 34600 | 17 | 10 | 8.5 | 1.92 | 87 | 72 | 215679956
HEIL | H5H0V36*K*AAA* | ESH5X60M12A*+WALLCON | *80CSU0601716B* | 34600 | 34600 | 17 | 10 | 8.5 | 1.92 | 87 | 72 | 215679955
BRYANT HEATING AND COOLING SYSTEMS | 290VAN036**AA* | CSAH*6012AM*+UI | 83*CB48060C17*** | 34600 | 34600 | 17 | 10 | 8.5 | 1.92 | 87 | 72 | 215679954
CARRIER | 27VNA036A*030* | CSAH*6012AM*+UI | 58CU*B060C17**16 | 34600 | 34600 | 17 | 10 | 8.5 | 1.92 | 87 | 72 | 215679953
TEMPSTAR | T5H0V36*K*AAA* | ESH5X60M12A*+WALLCON | *80CSU0401712B* | 34600 | 34600 | 17 | 10 | 8.5 | 1.92 | 86 | 72 | 215679952
KENMORE | (C,H,T)5H0V36*K*AAA* | ESH5X60M12A*+WALLCON | *80CSU0401712B* | 34600 | 34600 | 17 | 10 | 8.5 | 1.92 | 86 | 72 | 215679951
KEEPRITE | C5H0V36*K*AAA* | ESH5X60M12A*+WALLCON | *80CSU0401712B* | 34600 | 34600 | 17 | 10 | 8.5 | 1.92 | 86 | 72 | 215679950
DAY & NIGHT | C5H0V36*K*AAA* | ESH5X60M12A*+WALLCON | *80CSU0401712B* | 34600 | 34600 | 17 | 10 | 8.5 | 1.92 | 86 | 72 | 215679949
COMFORTMAKER | C5H0V36*K*AAA* | ESH5X60M12A*+WALLCON | *80CSU0401712B* | 34600 | 34600 | 17 | 10 | 8.5 | 1.92 | 86 | 72 | 215679948
ARCOAIRE | H5H0V36*K*AAA* | ESH5X60M12A*+WALLCON | *80CSU0401712B* | 34600 | 34600 | 17 | 10 | 8.5 | 1.92 | 86 | 72 | 215679947
AIRQUEST | H5H0V36*K*AAA* | ESH5X60M12A*+WALLCON | *80CSU0401712B* | 34600 | 34600 | 17 | 10 | 8.5 | 1.92 | 86 | 72 | 215679946
HEIL | H5H0V36*K*AAA* | ESH5X60M12A*+WALLCON | *80CSU0401712B* | 34600 | 34600 | 17 | 10 | 8.5 | 1.92 | 86 | 72 | 215679945
BRYANT HEATING AND COOLING SYSTEMS | 290VAN036**AA* | CSAH*6012AM*+UI | 83*CB36040C17*** | 34600 | 34600 | 17 | 10 | 8.5 | 1.92 | 86 | 72 | 215679944
CARRIER | 27VNA036A*030* | CSAH*6012AM*+UI | 58CU*B040C17**12 | 34600 | 34600 | 17 | 10 | 8.5 | 1.92 | 86 | 72 | 215679943
CARRIER | 25TPB736A**30* | CAP**4824AL* | 59TN6C080C21**20 | 33400 | 34600 | 15.5 | 11.7 | 8.1 | 2.2 | 62 | 50 | 213743477
CARRIER | 25TPA736A**30* | CAP**4824AL* | 59TN6C080C21**20 | 33400 | 34600 | 15.5 | 11.7 | 8.1 | 2.2 | 62 | 50 | 213743475
BRYANT HEATING AND COOLING SYSTEMS | 227TAN036**AA* | CAP**4824AL* | 986TD60080C21*** | 33400 | 34600 | 15.5 | 11.7 | 8.1 | 2.2 | 62 | 50 | 213743476
CARRIER | 25TPB736A**30* | CAP**4824AL* | 59MN7C080C21**20 | 33400 | 34800 | 15.5 | 11.7 | 8.1 | 2.2 | 61 | 50 | 213743429
BRYANT HEATING AND COOLING SYSTEMS | 227TAN036**AA* | CAP**4824AL* | 987MC60080C21*** | 33400 | 34800 | 15.5 | 11.7 | 8.1 | 2.2 | 61 | 50 | 213743428
CARRIER | 25TPA736A**30* | CAP**4824AL* | 59MN7C080C21**20 | 33400 | 34800 | 15.5 | 11.7 | 8.1 | 2.2 | 61 | 50 | 213743427
CARRIER | 25TPB736A**30* | CAP**3721AL* | 59TN6C080C21**20 | 34200 | 35000 | 16 | 11.7 | 8.1 | 2.22 | 62 | 50 | 213742213
BRYANT HEATING AND COOLING SYSTEMS | 227TAN036**AA* | CAP**3721AL* | 986TD60080C21*** | 34200 | 35000 | 16 | 11.7 | 8.1 | 2.22 | 62 | 50 | 213742212
CARRIER | 25TPA736A**30* | CAP**3721AL* | 59TN6C080C21**20 | 34200 | 35000 | 16 | 11.7 | 8.1 | 2.22 | 62 | 50 | 213742211
CARRIER | 25TPB736A**30* | CAP**3721AL* | 59MN7C080C21**20 | 34200 | 35000 | 16 | 11.7 | 8.1 | 2.22 | 62 | 50 | 213742149
BRYANT HEATING AND COOLING SYSTEMS | 227TAN036**AA* | CAP**3721AL* | 987MC60080C21*** | 34200 | 35000 | 16 | 11.7 | 8.1 | 2.22 | 62 | 50 | 213742148
CARRIER | 25TPA736A**30* | CAP**3721AL* | 59MN7C080C21**20 | 34200 | 35000 | 16 | 11.7 | 8.1 | 2.22 | 62 | 50 | 213742147
CARRIER | 25TPB736A**30* | CAP**3721AL* | 59MN7C060C17**14 | 34200 | 35200 | 15.5 | 11.7 | 8.1 | 2.2 | 62 | 51 | 213742101
BRYANT HEATING AND COOLING SYSTEMS | 227TAN036**AA* | CAP**3721AL* | 987MC42060C17*** | 34200 | 35200 | 15.5 | 11.7 | 8.1 | 2.2 | 62 | 51 | 213742100
CARRIER | 25TPA736A**30* | CAP**3721AL* | 59MN7C060C17**14 | 34200 | 35200 | 15.5 | 11.7 | 8.1 | 2.2 | 62 | 51 | 213742099
CARRIER | 25TPB736A**30* | CAP**4321AL* | 58TN*B045C17**12 | 34200 | 35400 | 15.5 | 11.7 | 8.1 | 2.2 | 62 | 51 | 213742741
BRYANT HEATING AND COOLING SYSTEMS | 227TAN036**AA* | CAP**4321AL* | 88*TB36045C17*** | 34200 | 35400 | 15.5 | 11.7 | 8.1 | 2.2 | 62 | 51 | 213742740
CARRIER | 25TPA736A**30* | CAP**4321AL* | 58TN*B045C17**12 | 34200 | 35400 | 15.5 | 11.7 | 8.1 | 2.2 | 62 | 51 | 213742739
CARRIER | 25TPB736A**30* | CAP**4321AL* | 59TN6C080C21**20 | 34200 | 35000 | 16 | 11.7 | 8.1 | 2.22 | 62 | 50 | 213742997
CARRIER | 25TPA736A**30* | CAP**4321AL* | 59TN6C080C21**20 | 34200 | 35000 | 16 | 11.7 | 8.1 | 2.22 | 62 | 50 | 213742995
BRYANT HEATING AND COOLING SYSTEMS | 227TAN036**AA* | CAP**4321AL* | 986TD60080C21*** | 34200 | 35000 | 16 | 11.7 | 8.1 | 2.22 | 62 | 50 | 213742996
CARRIER | 25TPB736A**30* | CAP**4321AL* | 59MN7C080C21**20 | 34200 | 35000 | 16 | 11.7 | 8.1 | 2.22 | 62 | 50 | 213742933
BRYANT HEATING AND COOLING SYSTEMS | 227TAN036**AA* | CAP**4321AL* | 987MC60080C21*** | 34200 | 35000 | 16 | 11.7 | 8.1 | 2.22 | 62 | 50 | 213742932
CARRIER | 25TPA736A**30* | CAP**4321AL* | 59MN7C080C21**20 | 34200 | 35000 | 16 | 11.7 | 8.1 | 2.22 | 62 | 50 | 213742931
CARRIER | 25TPB736A**30* | CAP**4824AL* | 58TN*B110C21**20 | 33800 | 34800 | 15.5 | 11.7 | 8.1 | 2.22 | 62 | 50 | 213743349
BRYANT HEATING AND COOLING SYSTEMS | 227TAN036**AA* | CAP**4824AL* | 88*TB60110C21*** | 33800 | 34800 | 15.5 | 11.7 | 8.1 | 2.22 | 62 | 50 | 213743348
CARRIER | 25TPA736A**30* | CAP**4824AL* | 58TN*B110C21**20 | 33800 | 34800 | 15.5 | 11.7 | 8.1 | 2.22 | 62 | 50 | 213743347
CARRIER | 25TPB760A**30* | CAP**6121AL* | 59MN7C100C21**22 | 54500 | 58000 | 15.5 | 11.7 | 8.1 | 2.24 | 64 | 51 | 213749262
BRYANT HEATING AND COOLING SYSTEMS | 227TAN060**AA* | CAP**6121AL* | 987MC66100C21*** | 54500 | 58000 | 15.5 | 11.7 | 8.1 | 2.24 | 64 | 51 | 213749261
CARRIER | 25TPA760A**30* | CAP**6121AL* | 59MN7C100C21**22 | 54500 | 58000 | 15.5 | 11.7 | 8.1 | 2.24 | 64 | 51 | 213749260
CARRIER | 25TPA736A**30* | FG4ANXC48L* |  | 35400 | 35600 | 16.5 | 12.5 | 8.1 | 2.26 | 62 | 50 | 214295961
CARRIER | 25TPB736A**30* | FG4ANXC48L* |  | 35400 | 35600 | 16.5 | 12.5 | 8.1 | 2.26 | 62 | 50 | 214295962
CARRIER | 25TPB724A**30* | CAP**3617AL* | 58TN*B070C17**16 | 22400 | 23800 | 16 | 12 | 8.1 | 2.26 | 60 | 45 | 213753081
BRYANT HEATING AND COOLING SYSTEMS | 227TAN024**AA* | CAP**3617AL* | 88*TB48070C17*** | 22400 | 23800 | 16 | 12 | 8.1 | 2.26 | 60 | 45 | 213753079
CARRIER | 25TPA724A**30* | CAP**3617AL* | 58TN*B070C17**16 | 22400 | 23800 | 16 | 12 | 8.1 | 2.26 | 60 | 45 | 213753077
CARRIER | 25TPB724A**30* | CAP**2517AL* | 59TN6C080C17**14 | 23000 | 24000 | 16.5 | 12.5 | 8.1 | 2.32 | 60 | 45 | 213752690
BRYANT HEATING AND COOLING SYSTEMS | 227TAN024**AA* | CAP**2517AL* | 986TD42080C17*** | 23000 | 24000 | 16.5 | 12.5 | 8.1 | 2.32 | 60 | 45 | 213752689
CARRIER | 25TPA724A**30* | CAP**2517AL* | 59TN6C080C17**14 | 23000 | 24000 | 16.5 | 12.5 | 8.1 | 2.32 | 60 | 45 | 213752687
CARRIER | 25TPB724A**30* | CAP**2517AL* | 59TN6C060C17**14 | 23000 | 24000 | 16.5 | 12.5 | 8.1 | 2.32 | 60 | 45 | 213752664
BRYANT HEATING AND COOLING SYSTEMS | 227TAN024**AA* | CAP**2517AL* | 986TD42060C17*** | 23000 | 24000 | 16.5 | 12.5 | 8.1 | 2.32 | 60 | 45 | 213752662
CARRIER | 25TPA724A**30* | CAP**2517AL* | 59TN6C060C17**14 | 23000 | 24000 | 16.5 | 12.5 | 8.1 | 2.32 | 60 | 45 | 213752661
CARRIER | 25TPA724A**30* | CAP**2517AL* | 59TN6C040C14**10 | 22800 | 24200 | 16 | 12 | 8.1 | 2.3 | 60 | 45 | 213752634
CARRIER | 25TPB724A**30* | CAP**2517AL* | 59TN6C040C14**10 | 22800 | 24200 | 16 | 12 | 8.1 | 2.3 | 60 | 45 | 213752637
CARRIER | 25TPB724A**30* | CAP**2517AL* | 59MN7C080C17**14 | 22800 | 24000 | 16.5 | 12.5 | 8.1 | 2.32 | 60 | 44 | 213752611
BRYANT HEATING AND COOLING SYSTEMS | 227TAN024**AA* | CAP**2517AL* | 987MC42080C17*** | 22800 | 24000 | 16.5 | 12.5 | 8.1 | 2.32 | 60 | 44 | 213752610
CARRIER | 25TPA724A**30* | CAP**2517AL* | 59MN7C080C17**14 | 22800 | 24000 | 16.5 | 12.5 | 8.1 | 2.32 | 60 | 44 | 213752608
CARRIER | 25TPB724A**30* | CAP**2517AL* | 59MN7C060C17**14 | 22800 | 24000 | 16.5 | 12 | 8.1 | 2.3 | 60 | 45 | 213752585
BRYANT HEATING AND COOLING SYSTEMS | 227TAN024**AA* | CAP**2517AL* | 987MC42060C17*** | 22800 | 24000 | 16.5 | 12 | 8.1 | 2.3 | 60 | 45 | 213752584
CARRIER | 25TPA724A**30* | CAP**2517AL* | 59MN7C060C17**14 | 22800 | 24000 | 16.5 | 12 | 8.1 | 2.3 | 60 | 45 | 213752582
CARRIER | 25TPB724A**30* | CAP**2517AL* | 59CU5B060C17**16 | 23000 | 24000 | 16.5 | 12.5 | 8.1 | 2.32 | 60 | 45 | 213752558
BRYANT HEATING AND COOLING SYSTEMS | 227TAN024**AA* | CAP**2517AL* | 935CB48060C17*** | 23000 | 24000 | 16.5 | 12.5 | 8.1 | 2.32 | 60 | 45 | 213752557
CARRIER | 25TPA724A**30* | CAP**2517AL* | 59CU5B060C17**16 | 23000 | 24000 | 16.5 | 12.5 | 8.1 | 2.32 | 60 | 45 | 213752555
CARRIER | 25TPB724A**30* | CAP**2517AL* | 58TN*B090C17**16 | 22800 | 24000 | 16.5 | 12.5 | 8.1 | 2.3 | 60 | 45 | 213752532
BRYANT HEATING AND COOLING SYSTEMS | 227TAN024**AA* | CAP**2517AL* | 88*TB48090C17*** | 22800 | 24000 | 16.5 | 12.5 | 8.1 | 2.3 | 60 | 45 | 213752530
CARRIER | 25TPA724A**30* | CAP**2517AL* | 58TN*B090C17**16 | 22800 | 24000 | 16.5 | 12.5 | 8.1 | 2.3 | 60 | 45 | 213752529
CARRIER | 25TPB724A**30* | CAP**2517AL* | 58TN*B070C17**16 | 23200 | 24200 | 16.5 | 12.5 | 8.1 | 2.34 | 60 | 45 | 213752506
BRYANT HEATING AND COOLING SYSTEMS | 227TAN024**AA* | CAP**2517AL* | 88*TB48070C17*** | 23200 | 24200 | 16.5 | 12.5 | 8.1 | 2.34 | 60 | 45 | 213752504
CARRIER | 25TPA724A**30* | CAP**2517AL* | 58TN*B070C17**16 | 23200 | 24200 | 16.5 | 12.5 | 8.1 | 2.34 | 60 | 45 | 213752502
CARRIER | 25TPB724A**30* | CAP**2517AL* | 58TN*B070C14**12 | 22800 | 24000 | 16 | 13 | 8.1 | 2.32 | 60 | 44 | 213752480
BRYANT HEATING AND COOLING SYSTEMS | 227TAN024**AA* | CAP**2517AL* | 88*TB36070C14*** | 22800 | 24000 | 16 | 13 | 8.1 | 2.32 | 60 | 44 | 213752478
CARRIER | 25TPA724A**30* | CAP**2517AL* | 58TN*B070C14**12 | 22800 | 24000 | 16 | 13 | 8.1 | 2.32 | 60 | 44 | 213752476
CARRIER | 25TPA736A**30* | FG4ANBD60L* |  | 36000 | 35600 | 17 | 12.5 | 8.1 | 2.34 | 62 | 50 | 213925471
BRYANT HEATING AND COOLING SYSTEMS | 227TAN036**AA* | PF4TNBD60L* |  | 36000 | 35600 | 17 | 12.5 | 8.1 | 2.34 | 62 | 50 | 213925447
BRYANT HEATING AND COOLING SYSTEMS | 227TAN036**AA* | FG4ANBD60L* |  | 36000 | 35600 | 17 | 12.5 | 8.1 | 2.34 | 62 | 50 | 213925446
BRYANT HEATING AND COOLING SYSTEMS | 227TAN036**AA* | FT4BNBD60L* |  | 36000 | 35600 | 17 | 12.5 | 8.1 | 2.34 | 62 | 50 | 213925445
CARRIER | 25TPB736A**30* | FG4ANBD60L* |  | 36000 | 35600 | 17 | 12.5 | 8.1 | 2.34 | 62 | 50 | 213925442
CARRIER | 25TPA736A**30* | FT4BNBD60L* |  | 36000 | 35600 | 17 | 12.5 | 8.1 | 2.34 | 62 | 50 | 213925440
CARRIER | 25TPB736A**30* | FT4BNBD60L* |  | 36000 | 35600 | 17 | 12.5 | 8.1 | 2.34 | 62 | 50 | 213925441
BRYANT HEATING AND COOLING SYSTEMS | 227TAN024**AA* | CAP**2517AL* | 986TD30040C14*** | 22800 | 24200 | 16 | 12 | 8.1 | 2.3 | 60 | 45 | 213892524
BRYANT HEATING AND COOLING SYSTEMS | 227TAN024**AA* | CAP**3717AL* | 987MC42080C17*** | 22800 | 23800 | 16 | 12 | 8.1 | 2.3 | 60 | 45 | 213753652
CARRIER | 25TPA724A**30* | CAP**3717AL* | 59MN7C080C17**14 | 22800 | 23800 | 16 | 12 | 8.1 | 2.3 | 60 | 45 | 213753651
CARRIER | 25TPB724A**30* | CAP**3717AL* | 59MN7C060C17**14 | 22800 | 24000 | 16 | 12 | 8.1 | 2.28 | 60 | 45 | 213753628
BRYANT HEATING AND COOLING SYSTEMS | 227TAN024**AA* | CAP**3717AL* | 987MC42060C17*** | 22800 | 24000 | 16 | 12 | 8.1 | 2.28 | 60 | 45 | 213753626
CARRIER | 25TPA724A**30* | CAP**3717AL* | 59MN7C060C17**14 | 22800 | 24000 | 16 | 12 | 8.1 | 2.28 | 60 | 45 | 213753624
CARRIER | 25TPB724A**30* | CAP**3717AL* | 59CU5B060C17**16 | 22800 | 24000 | 16.5 | 12.5 | 8.1 | 2.3 | 60 | 45 | 213753601
BRYANT HEATING AND COOLING SYSTEMS | 227TAN024**AA* | CAP**3717AL* | 935CB48060C17*** | 22800 | 24000 | 16.5 | 12.5 | 8.1 | 2.3 | 60 | 45 | 213753599
CARRIER | 25TPA724A**30* | CAP**3717AL* | 59CU5B060C17**16 | 22800 | 24000 | 16.5 | 12.5 | 8.1 | 2.3 | 60 | 45 | 213753598
CARRIER | 25TPB724A**30* | CAP**3717AL* | 58TN*B090C17**16 | 22800 | 23800 | 16 | 12 | 8.1 | 2.3 | 60 | 45 | 213753574
BRYANT HEATING AND COOLING SYSTEMS | 227TAN024**AA* | CAP**3717AL* | 88*TB48090C17*** | 22800 | 23800 | 16 | 12 | 8.1 | 2.3 | 60 | 45 | 213753573
CARRIER | 25TPA724A**30* | CAP**3717AL* | 58TN*B090C17**16 | 22800 | 23800 | 16 | 12 | 8.1 | 2.3 | 60 | 45 | 213753571
CARRIER | 25TPB724A**30* | CAP**3717AL* | 58TN*B070C17**16 | 23000 | 24000 | 16.5 | 12.5 | 8.1 | 2.32 | 60 | 45 | 213753548
BRYANT HEATING AND COOLING SYSTEMS | 227TAN024**AA* | CAP**3717AL* | 88*TB48070C17*** | 23000 | 24000 | 16.5 | 12.5 | 8.1 | 2.32 | 60 | 45 | 213753547
CARRIER | 25TPA724A**30* | CAP**3717AL* | 58TN*B070C17**16 | 23000 | 24000 | 16.5 | 12.5 | 8.1 | 2.32 | 60 | 45 | 213753545
CARRIER | 25TPB724A**30* | CAP**3717AL* | 58TN*B070C14**12 | 22800 | 23800 | 16.5 | 12.5 | 8.1 | 2.3 | 60 | 45 | 213753522
BRYANT HEATING AND COOLING SYSTEMS | 227TAN024**AA* | CAP**3717AL* | 88*TB36070C14*** | 22800 | 23800 | 16.5 | 12.5 | 8.1 | 2.3 | 60 | 45 | 213753520
CARRIER | 25TPA724A**30* | CAP**3717AL* | 58TN*B070C14**12 | 22800 | 23800 | 16.5 | 12.5 | 8.1 | 2.3 | 60 | 45 | 213753518
CARRIER | 25TPB724A**30* | CAP**3717AL* | 58TN*B045C17**12 | 22800 | 24000 | 16 | 12 | 8.1 | 2.3 | 60 | 45 | 213753495
BRYANT HEATING AND COOLING SYSTEMS | 227TAN024**AA* | CAP**3717AL* | 88*TB36045C17*** | 22800 | 24000 | 16 | 12 | 8.1 | 2.3 | 60 | 45 | 213753494
CARRIER | 25TPA724A**30* | CAP**3717AL* | 58TN*B045C17**12 | 22800 | 24000 | 16 | 12 | 8.1 | 2.3 | 60 | 45 | 213753492
CARRIER | 25TPB724A**30* | CAP**3621AL* | 59CU5B060C17**16 | 22400 | 23600 | 16 | 12 | 8.1 | 2.26 | 60 | 44 | 213753364
BRYANT HEATING AND COOLING SYSTEMS | 227TAN024**AA* | CAP**3621AL* | 935CB48060C17*** | 22400 | 23600 | 16 | 12 | 8.1 | 2.26 | 60 | 44 | 213753362
CARRIER | 25TPA724A**30* | CAP**3621AL* | 59CU5B060C17**16 | 22400 | 23600 | 16 | 12 | 8.1 | 2.26 | 60 | 44 | 213753361
CARRIER | 25TPB724A**30* | CAP**3621AL* | 58TN*B070C17**16 | 22400 | 23800 | 16 | 12.5 | 8.1 | 2.26 | 60 | 44 | 213753312
BRYANT HEATING AND COOLING SYSTEMS | 227TAN024**AA* | CAP**3621AL* | 88*TB48070C17*** | 22400 | 23800 | 16 | 12.5 | 8.1 | 2.26 | 60 | 44 | 213753310
CARRIER | 25TPA724A**30* | CAP**3621AL* | 58TN*B070C17**16 | 22400 | 23800 | 16 | 12.5 | 8.1 | 2.26 | 60 | 44 | 213753309
BRYANT HEATING AND COOLING SYSTEMS | 227TAN024**AA* | CAP**2417AL* | 88*TB48070C17*** | 22200 | 23800 | 16 | 12 | 8.1 | 2.26 | 60 | 45 | 213752264
CARRIER | 25TPA724A**30* | CAP**2417AL* | 58TN*B070C17**16 | 22200 | 23800 | 16 | 12 | 8.1 | 2.26 | 60 | 45 | 213752262
BRYANT HEATING AND COOLING SYSTEMS | 227TBN060**AA* | FT4BNBD60L* |  | 56500 | 58000 | 16.5 | 12.5 | 8.1 | 2.3 | 63 | 50 | 213386197
CARRIER | 25TPB760A**30* | FT4BNBD60L* |  | 56500 | 58000 | 16.5 | 12.5 | 8.1 | 2.3 | 63 | 50 | 213386196
BRYANT HEATING AND COOLING SYSTEMS | 227TBN048**AA* | FT4BNBD60L* |  | 46500 | 47000 | 17.5 | 13 | 8.1 | 2.32 | 61 | 49 | 213386195
CARRIER | 25TPB748A**30* | FT4BNBD60L* |  | 46500 | 47000 | 17.5 | 13 | 8.1 | 2.32 | 61 | 49 | 213386194
CARRIER | 25TPB736A**30* | FT4BN(B,X)C36L* |  | 34200 | 34800 | 15.2 | 11.7 | 8.1 | 2.08 | 61 | 49 | 213386188
BRYANT HEATING AND COOLING SYSTEMS | 227TBN024**AA* | FT4BN(B,X)C36L* |  | 23600 | 23800 | 17 | 12.5 | 8.1 | 2.18 | 59 | 43 | 213386185
CARRIER | 25TPB724A**30* | FT4BN(B,X)C36L* |  | 23600 | 23800 | 17 | 12.5 | 8.1 | 2.18 | 59 | 43 | 213386184
BRYANT HEATING AND COOLING SYSTEMS | 227TAN060**AA* | FT4BNBD60L* |  | 56500 | 58000 | 16 | 12 | 8.1 | 2.3 | 63 | 50 | 213280681
CARRIER | 25TPA760A**30* | FT4BNBD60L* |  | 56500 | 58000 | 16 | 12 | 8.1 | 2.3 | 63 | 50 | 213280678
BRYANT HEATING AND COOLING SYSTEMS | 227TAN048**AA* | FT4BNBD60L* |  | 46500 | 47000 | 16 | 12 | 8.1 | 2.32 | 61 | 49 | 213280642
CARRIER | 25TPA748A**30* | FT4BNBD60L* |  | 46500 | 47000 | 16 | 12 | 8.1 | 2.32 | 61 | 49 | 213280639
BRYANT HEATING AND COOLING SYSTEMS | 227TAN024**AA* | FT4BN(B,X)C36L* |  | 23600 | 23800 | 16 | 12 | 8.1 | 2.18 | 59 | 43 | 213280527
CARRIER | 25TPA724A**30* | FT4BN(B,X)C36L* |  | 23600 | 23800 | 16 | 12 | 8.1 | 2.18 | 59 | 43 | 213280524
CARRIER | 25TPB760A**30* | FG4ANBD60L* |  | 56500 | 58000 | 16.5 | 12.5 | 8.1 | 2.3 | 63 | 50 | 214783516
CARRIER | 25TPB748A**30* | FG4ANBD60L* |  | 46500 | 47000 | 17.5 | 13 | 8.1 | 2.32 | 61 | 49 | 214783515
CARRIER | 25TPB736A**30* | FG4ANXC36L* |  | 34200 | 34800 | 15.2 | 11.7 | 8.1 | 2.08 | 61 | 49 | 214783514
CARRIER | 25TPB724A**30* | FG4ANXC36L* |  | 23600 | 23800 | 17 | 12.5 | 8.1 | 2.18 | 59 | 43 | 214783513
CARRIER | 25TPA760A**30* | FG4ANBD60L* |  | 56500 | 58000 | 16 | 12 | 8.1 | 2.3 | 63 | 50 | 214391324
CARRIER | 25TPA748A**30* | FG4ANXC48L* |  | 45500 | 47000 | 16.5 | 12.5 | 8.1 | 2.3 | 63 | 50 | 214391323
CARRIER | 25TPA748A**30* | FG4ANBD60L* |  | 46500 | 47000 | 16 | 12 | 8.1 | 2.32 | 61 | 49 | 214391322
CARRIER | 25TPA724A**30* | FG4ANXC36L* |  | 23600 | 23800 | 16 | 12 | 8.1 | 2.18 | 59 | 43 | 214391320
CARRIER | 25TPA724A**30* | FG4ANXB24L* |  | 23200 | 23400 | 16.5 | 12.5 | 8.1 | 2.36 | 63 | 47 | 214391319
CARRIER | 25TPB724A**30* | CAP**2517AL* | 58TN*B045C17**12 | 23000 | 24000 | 16.5 | 12 | 8.1 | 2.32 | 60 | 45 | 213752453
BRYANT HEATING AND COOLING SYSTEMS | 227TAN024**AA* | CAP**2517AL* | 88*TB36045C17*** | 23000 | 24000 | 16.5 | 12 | 8.1 | 2.32 | 60 | 45 | 213752452
CARRIER | 25TPA724A**30* | CAP**2517AL* | 58TN*B045C17**12 | 23000 | 24000 | 16.5 | 12 | 8.1 | 2.32 | 60 | 45 | 213752450
BRYANT HEATING AND COOLING SYSTEMS | 227TAN024**AA* | CAP**3717AL* | 986TD30040C14*** | 22800 | 24200 | 16 | 12 | 8.1 | 2.28 | 60 | 45 | 213892540
CARRIER | 25TPB724A**30* | CAP**2417AL* | 58TN*B070C17**16 | 22200 | 23800 | 16 | 12 | 8.1 | 2.26 | 60 | 45 | 213752265
CARRIER | 25TPB724A**30* | CAP**3717AL* | 59MN7C080C17**14 | 22800 | 23800 | 16 | 12 | 8.1 | 2.3 | 60 | 45 | 213753654
CARRIER | 25TPA724A**30* | CAP**3717AL* | 59TN6C040C14**10 | 22800 | 24200 | 16 | 12 | 8.1 | 2.28 | 60 | 45 | 213753677
CARRIER | 25TPB724A**30* | CAP**3717AL* | 59TN6C040C14**10 | 22800 | 24200 | 16 | 12 | 8.1 | 2.28 | 60 | 45 | 213753680
CARRIER | 25TPA724A**30* | CAP**3717AL* | 59TN6C060C17**14 | 23000 | 24000 | 16.5 | 12 | 8.1 | 2.3 | 60 | 45 | 213753703
BRYANT HEATING AND COOLING SYSTEMS | 227TAN024**AA* | CAP**3717AL* | 986TD42060C17*** | 23000 | 24000 | 16.5 | 12 | 8.1 | 2.3 | 60 | 45 | 213753705
CARRIER | 25TPB724A**30* | CAP**3717AL* | 59TN6C060C17**14 | 23000 | 24000 | 16.5 | 12 | 8.1 | 2.3 | 60 | 45 | 213753706
CARRIER | 25TPA724A**30* | CAP**3717AL* | 59TN6C080C17**14 | 22800 | 24000 | 16.5 | 12.5 | 8.1 | 2.3 | 60 | 45 | 213753729
BRYANT HEATING AND COOLING SYSTEMS | 227TAN024**AA* | CAP**3717AL* | 986TD42080C17*** | 22800 | 24000 | 16.5 | 12.5 | 8.1 | 2.3 | 60 | 45 | 213753731
CARRIER | 25TPB724A**30* | CAP**3717AL* | 59TN6C080C17**14 | 22800 | 24000 | 16.5 | 12.5 | 8.1 | 2.3 | 60 | 45 | 213753732
BRYANT HEATING AND COOLING SYSTEMS | 227TAN024**AA* | CAP**3721AL* | 88*TB36045C17*** | 23000 | 24200 | 16.5 | 12.5 | 8.1 | 2.32 | 60 | 45 | 213753757
CARRIER | 25TPA724A**30* | CAP**3721AL* | 58TN*B045C17**12 | 23000 | 24200 | 16.5 | 12.5 | 8.1 | 2.32 | 60 | 45 | 213753756
CARRIER | 25TPB724A**30* | CAP**3721AL* | 58TN*B045C17**12 | 23000 | 24200 | 16.5 | 12.5 | 8.1 | 2.32 | 60 | 45 | 213753759
CARRIER | 25TPA724A**30* | CAP**3721AL* | 58TN*B070C17**16 | 23200 | 24200 | 16 | 13 | 8.1 | 2.34 | 60 | 45 | 213753782
BRYANT HEATING AND COOLING SYSTEMS | 227TAN024**AA* | CAP**3721AL* | 88*TB48070C17*** | 23200 | 24200 | 16 | 13 | 8.1 | 2.34 | 60 | 45 | 213753784
CARRIER | 25TPB724A**30* | CAP**3721AL* | 58TN*B070C17**16 | 23200 | 24200 | 16 | 13 | 8.1 | 2.34 | 60 | 45 | 213753785
CARRIER | 25TPA724A**30* | CAP**3721AL* | 58TN*B090C17**16 | 22800 | 24000 | 16.5 | 12.5 | 8.1 | 2.32 | 60 | 45 | 213753808
BRYANT HEATING AND COOLING SYSTEMS | 227TAN024**AA* | CAP**3721AL* | 88*TB48090C17*** | 22800 | 24000 | 16.5 | 12.5 | 8.1 | 2.32 | 60 | 45 | 213753810
CARRIER | 25TPB724A**30* | CAP**3721AL* | 58TN*B090C17**16 | 22800 | 24000 | 16.5 | 12.5 | 8.1 | 2.32 | 60 | 45 | 213753812
CARRIER | 25TPA724A**30* | CAP**3721AL* | 59CU5B060C17**16 | 23000 | 24000 | 16.5 | 12.5 | 8.1 | 2.34 | 60 | 45 | 213753835
BRYANT HEATING AND COOLING SYSTEMS | 227TAN024**AA* | CAP**3721AL* | 935CB48060C17*** | 23000 | 24000 | 16.5 | 12.5 | 8.1 | 2.34 | 60 | 45 | 213753837
CARRIER | 25TPB724A**30* | CAP**3721AL* | 59CU5B060C17**16 | 23000 | 24000 | 16.5 | 12.5 | 8.1 | 2.34 | 60 | 45 | 213753838
CARRIER | 25TPA724A**30* | CAP**3721AL* | 59MN7C060C17**14 | 22800 | 24000 | 16.5 | 12.5 | 8.1 | 2.32 | 60 | 45 | 213753861
BRYANT HEATING AND COOLING SYSTEMS | 227TAN024**AA* | CAP**3721AL* | 987MC42060C17*** | 22800 | 24000 | 16.5 | 12.5 | 8.1 | 2.32 | 60 | 45 | 213753863
CARRIER | 25TPB724A**30* | CAP**3721AL* | 59MN7C060C17**14 | 22800 | 24000 | 16.5 | 12.5 | 8.1 | 2.32 | 60 | 45 | 213753865
CARRIER | 25TPA724A**30* | CAP**3721AL* | 59MN7C080C17**14 | 22800 | 24000 | 16.5 | 12.5 | 8.1 | 2.32 | 60 | 45 | 213753887
BRYANT HEATING AND COOLING SYSTEMS | 227TAN024**AA* | CAP**3721AL* | 987MC42080C17*** | 22800 | 24000 | 16.5 | 12.5 | 8.1 | 2.32 | 60 | 45 | 213753889
CARRIER | 25TPB724A**30* | CAP**3721AL* | 59MN7C080C17**14 | 22800 | 24000 | 16.5 | 12.5 | 8.1 | 2.32 | 60 | 45 | 213753890
CARRIER | 25TPA724A**30* | CAP**3721AL* | 59TN6C060C17**14 | 23000 | 24200 | 16.5 | 12.5 | 8.1 | 2.34 | 60 | 45 | 213753914
BRYANT HEATING AND COOLING SYSTEMS | 227TAN024**AA* | CAP**3721AL* | 986TD42060C17*** | 23000 | 24200 | 16.5 | 12.5 | 8.1 | 2.34 | 60 | 45 | 213753915
CARRIER | 25TPB724A**30* | CAP**3721AL* | 59TN6C060C17**14 | 23000 | 24200 | 16.5 | 12.5 | 8.1 | 2.34 | 60 | 45 | 213753917
CARRIER | 25TPA724A**30* | CAP**3721AL* | 59TN6C080C17**14 | 23000 | 24000 | 16 | 13 | 8.1 | 2.34 | 60 | 45 | 213753939
BRYANT HEATING AND COOLING SYSTEMS | 227TAN024**AA* | CAP**3721AL* | 986TD42080C17*** | 23000 | 24000 | 16 | 13 | 8.1 | 2.34 | 60 | 45 | 213753940
CARRIER | 25TPB724A**30* | CAP**3721AL* | 59TN6C080C17**14 | 23000 | 24000 | 16 | 13 | 8.1 | 2.34 | 60 | 45 | 213753942
ADP | HH860E2S11 | H,YE1K*48+TXV-BLEED | TM9Y100C16MP11 | 43500 | 42500 | 16 | 10.5 | 8.45 | 1.98 | 75 | 79 | 215735564
ADP | HH860E2S11 | H,YE1K*48+TXV-BLEED | TM9Y080C16MP11 | 43500 | 42500 | 16 | 10.5 | 8.45 | 1.98 | 75 | 79 | 215735563
ADP | HH860E2S11 | H,YE1K*48+TXV-BLEED | TM9V100C16MP12 | 43000 | 42000 | 17 | 11.5 | 8.45 | 1.98 | 74 | 78 | 215735562
ADP | HH860E2S11 | H,YE1K*48+TXV-BLEED | TM9V080C16MP12 | 43000 | 42000 | 17 | 10.5 | 8.45 | 1.98 | 75 | 79 | 215735561
ADP | HH860E2S11 | H,YE1K*48+TXV-BLEED | TM8V100C16MP12 | 43000 | 42000 | 17 | 11.5 | 8.45 | 1.98 | 74 | 78 | 215735560
ADP | HH860E2S11 | H,YE1K*48+TXV-BLEED | TM8V080C16MP12 | 43000 | 42000 | 17 | 11.5 | 8.45 | 1.98 | 74 | 78 | 215735559
LENNOX | EL16KP1-042-230A** | CBK47UHET-042-230-** |  | 41500 | 40500 | 15.5 | 12.8 | 8.2 | 2.14 | 62 | 49 | 215740156
LENNOX | EL16KP1-042-230A** | CBK47UHET-048-230-** |  | 41500 | 40500 | 15.5 | 12.8 | 8.2 | 2.14 | 64 | 50 | 215740157
LENNOX | EL16KP1-042-230A** | CBK48MVT-042-230-** |  | 41500 | 40500 | 15.2 | 12.6 | 8.1 | 2.14 | 62 | 50 | 215740158
LENNOX | EL16KP1-042-230A** | CBK48MVT-048-230-** |  | 41500 | 40500 | 15.2 | 12.6 | 8.2 | 2.14 | 64 | 50 | 215740159
LENNOX | ML14KP1-042-230A** | CBK48MVT-048-230-** |  | 41500 | 40500 | 15.2 | 12.6 | 8.2 | 2.14 | 64 | 50 | 215739999
LENNOX | ML14KP1-042-230A** | CBK48MVT-042-230-** |  | 41500 | 40500 | 15.2 | 12.6 | 8.1 | 2.14 | 62 | 50 | 215739998
LENNOX | ML14KP1-042-230A** | CBK47UHET-048-230-** |  | 41500 | 40500 | 15.5 | 12.8 | 8.2 | 2.14 | 64 | 50 | 215739997
LENNOX | ML14KP1-042-230A** | CBK47UHET-042-230-** |  | 41500 | 40500 | 15.5 | 12.8 | 8.2 | 2.14 | 62 | 49 | 215739996
RHEEM | RP19AY24AJVC | RHMVY3621MEACA |  | 22800 | 22800 | 19 | 12 | 8.5 | 1.9 | 93 | 86 | 215739589
SURE | SP19AY24AJVC | SHMVY3621MEACA |  | 22800 | 22800 | 19 | 12 | 8.5 | 1.9 | 93 | 86 | 215739590
RUSSELL | SP19AY24AJVC | SHMVY3621MEACA |  | 22800 | 22800 | 19 | 12 | 8.5 | 1.9 | 93 | 86 | 215739591
RUUD | UP19AY24AJVC | RHMVY3621MEACA |  | 22800 | 22800 | 19 | 12 | 8.5 | 1.9 | 93 | 86 | 215739592
FRIEDRICH | FRP19AY24AJVC | FRHMVY3621MEACA |  | 22800 | 22800 | 19 | 12 | 8.5 | 1.9 | 93 | 86 | 215739593
COMFORTMAKER | D5CSHAH18AAK | D5FSAAH18XBK |  | 18000 | 19500 | 18.2 | 12 | 10.1 | 2.2 | 72 | 92 | 215318932
DAY & NIGHT | D5CSHAH18AAK | D5FSAAH18XBK |  | 18000 | 19500 | 18.2 | 12 | 10.1 | 2.2 | 72 | 92 | 215318960
KEEPRITE | D5CSHAH18AAK | D5FSAAH18XBK |  | 18000 | 19500 | 18.2 | 12 | 10.1 | 2.2 | 72 | 92 | 215319016
KENMORE | D5CSHAH18AAK | D5FSAAH18XBK |  | 18000 | 19500 | 18.2 | 12 | 10.1 | 2.2 | 72 | 92 | 215319044
Panasonic | CU-Z18YAHK6 | CS-HZ18YAHK6 |  | 18000 | 18000 | 18.8 | 11 | 9.1 | 2 | 70 | 62 | 215711358
INNOVAIR | SOV18H2BA | SAV18BDA |  | 18000 | 18000 | 18.8 | 11 | 9.1 | 2 | 70 | 62 | 215408655
MIDEA | MO1BE-H18B-2A | MAUHE-H18B-2A |  | 18000 | 18000 | 18.8 | 11 | 9.1 | 2 | 70 | 62 | 215471325
MDV | MOX330-18HFN10-M3 | MVBC-18HWFN10-MB3E-D |  | 18000 | 18000 | 18.8 | 11 | 9.1 | 2 | 70 | 62 | 214861597
SENVILLE | SENDC-36HF-OG | SENDC-36HF-IG |  | 36000 | 37000 | 17.3 | 11.7 | 10.3 | 1.9 | 86 | 105 | 215735328
Panasonic | CU-HZ36YAHK6 | CS-HZ36YAHK6 |  | 36000 | 37000 | 17.3 | 11.7 | 10.3 | 1.9 | 86 | 105 | 215711367
MIDEA | MO1SE-H36B-2A | MAUHE-H36B-2A |  | 36000 | 37000 | 17.3 | 11.7 | 10.3 | 1.9 | 86 | 105 | 215471334
CanAir | 4CDH2036C21 | 4CDH2036F21 |  | 36000 | 37000 | 17.3 | 11.7 | 10.3 | 1.9 | 86 | 105 | 215449707
INNOVAIR | SHV36H2BB | SAV36BDA |  | 36000 | 37000 | 17.3 | 11.7 | 10.3 | 1.9 | 86 | 105 | 215408664
Durastar | DRU1H36S2A | DRUM3036S2A |  | 36000 | 37000 | 17.3 | 11.7 | 10.3 | 1.9 | 86 | 105 | 215374887
MDV | MOX630-36HFN10-M3X | MVBC-36HWFN10-MC3E-D |  | 36000 | 37000 | 17.3 | 11.7 | 10.3 | 1.9 | 86 | 105 | 214861592
MIDEA | MO1HE-H36B-2A | MAUSE-H36B-2A |  | 36000 | 36000 | 17.7 | 12 | 10 | 2.06 | 68 | 91 | 215471342
MDV | MOD30-36HFN10-M3X | MVBDM-36HWFN10-WB3-D |  | 36000 | 36000 | 17.7 | 12 | 10 | 2.06 | 68 | 91 | 214861591
MIDEA | MO1HE-H30B-2A | MAUSE-H30B-2A |  | 30000 | 33000 | 17.2 | 12 | 10.8 | 1.97 | 73 | 101 | 215471341
Breeze33 | BZ33-INV30OUT2-454-G3-J | BZ33-AHU30-454-G3-J |  | 30000 | 33000 | 17.2 | 12 | 10.8 | 1.97 | 73 | 101 | 215449746
MDV | MOD30-30HFN10-M3X | MVBDM-30HWFN10-WB3-D |  | 30000 | 33000 | 17.2 | 12 | 10.8 | 1.97 | 73 | 101 | 214861590
SENVILLE | SENDC-30HF-OG | SENDC-30HF-IG |  | 30000 | 34000 | 16.8 | 11.7 | 10 | 1.96 | 70 | 96 | 215735327
Panasonic | CU-HZ30YAHK6 | CS-HZ30YAHK6 |  | 30000 | 34000 | 16.8 | 11.7 | 10 | 1.96 | 70 | 96 | 215711366
MIDEA | MO1HE-H30B-2A | MAUHE-H30B-2A |  | 30000 | 34000 | 16.8 | 11.7 | 10 | 1.96 | 70 | 96 | 215471333
CanAir | 4CDH2030C21 | 4CDH2030F21 |  | 30000 | 34000 | 16.8 | 11.7 | 10 | 1.96 | 70 | 96 | 215449706
INNOVAIR | SHV30H2BA | SAV30BDA |  | 30000 | 34000 | 16.8 | 11.7 | 10 | 1.96 | 70 | 96 | 215408663
MDV | MOD30-30HFN10-M3X | MVBC-30HWFN10-MC3E-D |  | 30000 | 34000 | 16.8 | 11.7 | 10 | 1.96 | 70 | 96 | 214861589
Breeze33 | BZ33-INV24OUT2-454-G3-J | BZ33-AHU24-454-G3-J |  | 24000 | 24000 | 18.6 | 12 | 10 | 2.14 | 79 | 86 | 215449745
MIDEA | MO1HE-H24B-2A | MAUSE-H24B-2A |  | 24000 | 24000 | 18.6 | 12 | 10 | 2.14 | 79 | 86 | 215471340
MDV | MOX430-24HFN10-M3X | MVBDM-24HWFN10-WA3-D |  | 24000 | 24000 | 18.6 | 12 | 10 | 2.14 | 79 | 86 | 214861588
SENVILLE | SENDC-24HF-OG | SENDC-24HF-IG |  | 23000 | 24000 | 18.3 | 11.7 | 10 | 1.87 | 83 | 90 | 215735326
Panasonic | CU-HZ24YAHK6 | CS-HZ24YAHK6 |  | 23000 | 24000 | 18.3 | 11.7 | 10 | 1.87 | 83 | 90 | 215711365
MIDEA | MO1HE-H24B-2A | MAUHE-H24B-2A |  | 23000 | 24000 | 18.3 | 11.7 | 10 | 1.87 | 83 | 90 | 215471332
CanAir | 4CDH2024C21 | 4CDH2024F21 |  | 23000 | 24000 | 18.3 | 11.7 | 10 | 1.87 | 83 | 90 | 215449705
INNOVAIR | SHV24H2BA | SAV24BDA |  | 23000 | 24000 | 18.3 | 11.7 | 10 | 1.87 | 83 | 90 | 215408662
Durastar | DRU1H24S2A | DRUM1824S2A |  | 23000 | 24000 | 18.3 | 11.7 | 10 | 1.87 | 83 | 90 | 215374885
MDV | MOX430-24HFN10-M3X | MVBC-24HWFN10-MB3E-D |  | 23000 | 24000 | 18.3 | 11.7 | 10 | 1.87 | 83 | 90 | 214861587
MIDEA | MO1HE-H18B-2A | MAUSE-H18B-2A |  | 18000 | 18000 | 19 | 12.5 | 10.1 | 2.12 | 82 | 103 | 215471339
Breeze33 | BZ33-INV18OUT2-454-G3-J | BZ33-AHU18-454-G3-J |  | 18000 | 18000 | 19 | 12.5 | 10.1 | 2.12 | 82 | 103 | 215449744
MDV | MOX430-18HFN10-M3X | MVBDM-18HWFN10-WA3-D |  | 18000 | 18000 | 19 | 12.5 | 10.1 | 2.12 | 82 | 103 | 214861586
Panasonic | CU-HZ18YAHK6 | CS-HZ18YAHK6 |  | 18000 | 19000 | 19 | 12.5 | 9.7 | 2 | 79 | 95 | 215711364
CanAir | 4CDH2018C21 | 4CDH2018F21 |  | 18000 | 19000 | 19 | 12.5 | 9.7 | 2 | 79 | 95 | 215449704
MIDEA | MO1HE-H18B-2A | MAUHE-H18B-2A |  | 18000 | 19000 | 19 | 12.5 | 9.7 | 2 | 79 | 95 | 215471331
INNOVAIR | SHV18H2BA | SAV18BDA |  | 18000 | 19000 | 19 | 12.5 | 9.7 | 2 | 79 | 95 | 215408661
MDV | MOX430-18HFN10-M3X | MVBC-18HWFN10-MB3E-D |  | 18000 | 19000 | 19 | 12.5 | 9.7 | 2 | 79 | 95 | 214861585
MIDEA | MO1BS-H30B-2A | MACHU-H30B-2A |  | 30000 | 30000 | 17 | 11 | 8.7 | 2.1 | 65 | 68 | 215471357
MDV | MOD30-30HFN10-M1E | MVBC-30HWFN10-MC1-D |  | 30000 | 30000 | 17 | 11 | 8.7 | 2.1 | 65 | 68 | 214861583
MIDEA | MO1ES-H24B-2A | MACHU-H24B-2A |  | 24000 | 25000 | 19.7 | 11.7 | 9 | 2.2 | 70 | 72 | 215471347
Durastar | DRA1U24S2A | DRAM24F2A |  | 24000 | 25000 | 19.7 | 11.7 | 9 | 2.2 | 70 | 72 | 215374881
MDV | MOD30-24HFN10-M1 | MVBC-24HWFN10-MB1-D |  | 24000 | 25000 | 19.7 | 11.7 | 9 | 2.2 | 70 | 72 | 214861582
MIDEA | MO1ES-H18B-2A | MACHU-H18B-2A |  | 18000 | 18000 | 18.5 | 12.1 | 9.8 | 2.3 | 73 | 72 | 215471346
Durastar | DRA1U18S2A | DRAM18F2A |  | 18000 | 18000 | 18.5 | 12.1 | 9.8 | 2.3 | 73 | 72 | 215374880
MDV | MOX430-18HFN10-M1 | MVBC-18HWFN10-MB1-D |  | 18000 | 18000 | 18.5 | 12.1 | 9.8 | 2.3 | 73 | 72 | 214861581
MIDEA | MO1HU-H36B-2A | MASHS-H36B-2A |  | 36000 | 38000 | 17.2 | 11.7 | 9.5 | 2.06 | 74 | 100 | 215471354
Breeze33 | BZ33-HYP36OUT2-454-G3-P | BZ33-MSAHU36-454-G3-P |  | 36000 | 38000 | 17.2 | 11.7 | 9.5 | 2.06 | 74 | 100 | 215449752
MDV | MOX630-36HFN10-M2X | MVBC-36HWFN10-MC2-D |  | 36000 | 38000 | 17.2 | 11.7 | 9.5 | 2.06 | 74 | 100 | 214861575
MIDEA | MO1HS-H33B-2A | MACHU-H36B-2A |  | 33000 | 35000 | 16.5 | 11.7 | 10 | 2 | 95 | 97 | 215471353
MDV | MOD30-33HFN10-M1X | MVBC-36HWFN10-MC1-D |  | 33000 | 35000 | 16.5 | 11.7 | 10 | 2 | 95 | 97 | 214861574
MIDEA | MO1HS-H24B-2A | MACHU-H24B-2A |  | 23000 | 26000 | 18.7 | 12 | 10 | 2.16 | 65 | 91 | 215471352
Breeze33 | BZ33-HYP24OUT2-454-G3-P | BZ33-MSAHU24-454-G3-P |  | 23000 | 26000 | 18.7 | 12 | 10 | 2.16 | 65 | 91 | 215449751
Durastar | DRA1H24S2A | DRAM24F2A |  | 23000 | 26000 | 18.7 | 12 | 10 | 2.16 | 65 | 91 | 215374883
MDV | MOD30-24HFN10-M1X | MVBC-24HWFN10-MB1-D |  | 23000 | 26000 | 18.7 | 12 | 10 | 2.16 | 65 | 91 | 214861573
MIDEA | MO1HS-H18B-2A | MACHU-H18B-2A |  | 18000 | 19500 | 18 | 12 | 10 | 2.2 | 72 | 92 | 215471351
Breeze33 | BZ33-HYP18OUT2-454-G3-P | BZ33-MSAHU18-454-G3-P |  | 18000 | 19500 | 18 | 12 | 10 | 2.2 | 72 | 92 | 215449750
Durastar | DRA1H18S2A | DRAM18F2A |  | 18000 | 19500 | 18 | 12 | 10 | 2.2 | 72 | 92 | 215374882
MDV | MOX430-18HFN10-M1X | MVBC-18HWFN10-MB1-D |  | 18000 | 19500 | 18 | 12 | 10 | 2.2 | 72 | 92 | 214861572
Grandaire | D5CLHAH36AAK | D5FLAAH36XAK |  | 36000 | 38000 | 17.3 | 11.7 | 9.5 | 2.06 | 74 | 100 | 215319217
LPS Legacy | D5CLHAH36AAK | D5FLAAH36XAK |  | 36000 | 38000 | 17.3 | 11.7 | 9.5 | 2.06 | 74 | 100 | 215319189
AIRQUEST | D5CLHAH36AAK | D5FLAAH36XAK |  | 36000 | 38000 | 17.3 | 11.7 | 9.5 | 2.06 | 74 | 100 | 215319161
SMART COMFORT | D5CLHAH36AAK | D5FLAAH36XAK |  | 36000 | 38000 | 17.3 | 11.7 | 9.5 | 2.06 | 74 | 100 | 215319133
TEMPSTAR | D5CLHAH36AAK | D5FLAAH36XAK |  | 36000 | 38000 | 17.3 | 11.7 | 9.5 | 2.06 | 74 | 100 | 215319105
MIDEA | D5CLHAH36AAK | D5FLAAH36XAK |  | 36000 | 38000 | 17.3 | 11.7 | 9.5 | 2.06 | 74 | 100 | 215319077
KENMORE | D5CLHAH36AAK | D5FLAAH36XAK |  | 36000 | 38000 | 17.3 | 11.7 | 9.5 | 2.06 | 74 | 100 | 215319049
KEEPRITE | D5CLHAH36AAK | D5FLAAH36XAK |  | 36000 | 38000 | 17.3 | 11.7 | 9.5 | 2.06 | 74 | 100 | 215319021
DAY & NIGHT | D5CLHAH36AAK | D5FLAAH36XAK |  | 36000 | 38000 | 17.3 | 11.7 | 9.5 | 2.06 | 74 | 100 | 215318965
HEIL | D5CLHAH36AAK | D5FLAAH36XAK |  | 36000 | 38000 | 17.3 | 11.7 | 9.5 | 2.06 | 74 | 100 | 215318993
COMFORTMAKER | D5CLHAH36AAK | D5FLAAH36XAK |  | 36000 | 38000 | 17.3 | 11.7 | 9.5 | 2.06 | 74 | 100 | 215318937
ARCOAIRE | D5CLHAH36AAK | D5FLAAH36XAK |  | 36000 | 38000 | 17.3 | 11.7 | 9.5 | 2.06 | 74 | 100 | 215318909
Weathermaker | 37MBHAQ36AA3 | 45MBAAQ36XA3 |  | 36000 | 38000 | 17.3 | 11.7 | 9.5 | 2.06 | 74 | 100 | 215318853
MIDEA | 37MBHAQ36AA3 | 45MBAAQ36XA3 |  | 36000 | 38000 | 17.3 | 11.7 | 9.5 | 2.06 | 74 | 100 | 215318881
PAYNE | 37MBHAQ36AA3 | 45MBAAQ36XA3 |  | 36000 | 38000 | 17.3 | 11.7 | 9.5 | 2.06 | 74 | 100 | 215318825
BRYANT | 37MBHAQ36AA3 | 45MBAAQ36XA3 |  | 36000 | 38000 | 17.3 | 11.7 | 9.5 | 2.06 | 74 | 100 | 215318797
MIDEA | 37MURAQ18AA3 | 45MUAAQ18XX3 |  | 18000 | 18000 | 18.8 | 11 | 9.2 | 2 | 70 | 62 | 215318867
Weathermaker | 37MURAQ18AA3 | 45MUAAQ18XX3 |  | 18000 | 18000 | 18.8 | 11 | 9.2 | 2 | 70 | 62 | 215318839
PAYNE | 37MURAQ18AA3 | 45MUAAQ18XX3 |  | 18000 | 18000 | 18.8 | 11 | 9.2 | 2 | 70 | 62 | 215318811
BRYANT | 37MURAQ18AA3 | 45MUAAQ18XX3 |  | 18000 | 18000 | 18.8 | 11 | 9.2 | 2 | 70 | 62 | 215318783
CARRIER | 37MURAQ18AA3 | 45MUAAQ18XX3 |  | 18000 | 18000 | 18.8 | 11 | 9.2 | 2 | 70 | 62 | 215318755
MDV | MOX330-18HFN10-M3 | MVBC-18HWFN10-MB3E |  | 18000 | 18000 | 18.8 | 11 | 9.2 | 2 | 70 | 62 | 214861551
Grandaire | D5CUHAH36AAK | D5FUAAH36XAK |  | 36000 | 37000 | 17.4 | 11.7 | 10.3 | 1.9 | 86 | 105 | 215319199
LPS Legacy | D5CUHAH36AAK | D5FUAAH36XAK |  | 36000 | 37000 | 17.4 | 11.7 | 10.3 | 1.9 | 86 | 105 | 215319171
AIRQUEST | D5CUHAH36AAK | D5FUAAH36XAK |  | 36000 | 37000 | 17.4 | 11.7 | 10.3 | 1.9 | 86 | 105 | 215319143
SMART COMFORT | D5CUHAH36AAK | D5FUAAH36XAK |  | 36000 | 37000 | 17.4 | 11.7 | 10.3 | 1.9 | 86 | 105 | 215319115
TEMPSTAR | D5CUHAH36AAK | D5FUAAH36XAK |  | 36000 | 37000 | 17.4 | 11.7 | 10.3 | 1.9 | 86 | 105 | 215319087
MIDEA | D5CUHAH36AAK | D5FUAAH36XAK |  | 36000 | 37000 | 17.4 | 11.7 | 10.3 | 1.9 | 86 | 105 | 215319059
KENMORE | D5CUHAH36AAK | D5FUAAH36XAK |  | 36000 | 37000 | 17.4 | 11.7 | 10.3 | 1.9 | 86 | 105 | 215319031
KENMORE | D5CURAH30AAK | D5FUAAH30XAK |  | 30000 | 31000 | 17 | 10.8 | 8.5 | 2 | 60 | 62 | 215319037
KEEPRITE | D5CUHAH36AAK | D5FUAAH36XAK |  | 36000 | 37000 | 17.4 | 11.7 | 10.3 | 1.9 | 86 | 105 | 215319003
HEIL | D5CUHAH36AAK | D5FUAAH36XAK |  | 36000 | 37000 | 17.4 | 11.7 | 10.3 | 1.9 | 86 | 105 | 215318975
DAY & NIGHT | D5CUHAH36AAK | D5FUAAH36XAK |  | 36000 | 37000 | 17.4 | 11.7 | 10.3 | 1.9 | 86 | 105 | 215318947
COMFORTMAKER | D5CUHAH36AAK | D5FUAAH36XAK |  | 36000 | 37000 | 17.4 | 11.7 | 10.3 | 1.9 | 86 | 105 | 215318919
KEEPRITE | D5CURAH30AAK | D5FUAAH30XAK |  | 30000 | 31000 | 17 | 10.8 | 8.5 | 2 | 60 | 62 | 215319009
ARCOAIRE | D5CUHAH36AAK | D5FUAAH36XAK |  | 36000 | 37000 | 17.4 | 11.7 | 10.3 | 1.9 | 86 | 105 | 215318891
MIDEA | 37MUHAQ36AA3 | 45MUAAQ36XX3 |  | 36000 | 37000 | 17.4 | 11.7 | 10.3 | 1.9 | 86 | 105 | 215318863
HEIL | D5CURAH30AAK | D5FUAAH30XAK |  | 30000 | 31000 | 17 | 10.8 | 8.5 | 2 | 60 | 62 | 215318981
MIDEA | 37MUHAQ36AA3 | 45MUHAQ36XX3 |  | 36000 | 37000 | 18 | 12 | 10 | 1.9 | 84 | 101 | 215323724
DAY & NIGHT | D5CURAH30AAK | D5FUAAH30XAK |  | 30000 | 31000 | 17 | 10.8 | 8.5 | 2 | 60 | 62 | 215318953
Weathermaker | 37MUHAQ36AA3 | 45MUHAQ36XX3 |  | 36000 | 37000 | 18 | 12 | 10 | 1.9 | 84 | 101 | 215323723
PAYNE | 37MUHAQ36AA3 | 45MUHAQ36XX3 |  | 36000 | 37000 | 18 | 12 | 10 | 1.9 | 84 | 101 | 215323722
BRYANT | 37MUHAQ36AA3 | 45MUHAQ36XX3 |  | 36000 | 37000 | 18 | 12 | 10 | 1.9 | 84 | 101 | 215323721
COMFORTMAKER | D5CURAH30AAK | D5FUAAH30XAK |  | 30000 | 31000 | 17 | 10.8 | 8.5 | 2 | 60 | 62 | 215318925
CARRIER | 37MUHAQ36AA3 | 45MUHAQ36XX3 |  | 36000 | 37000 | 18 | 12 | 10 | 1.9 | 84 | 101 | 215323720
ARCOAIRE | D5CURAH30AAK | D5FUAAH30XAK |  | 30000 | 31000 | 17 | 10.8 | 8.5 | 2 | 60 | 62 | 215318897
MDV | MOX630-36HFN10-M3X | MVBDM-36HWFN10-WB3 |  | 36000 | 37000 | 18 | 12 | 10 | 1.9 | 84 | 101 | 215323719
MIDEA | 37MURAQ30AA3 | 45MUAAQ30XX3 |  | 30000 | 31000 | 17 | 10.8 | 8.5 | 2 | 60 | 62 | 215318869
Grandaire | D5CUHAH30AAK | D5FUHAH36XAK |  | 30000 | 33000 | 17.2 | 12.1 | 10.8 | 1.97 | 73 | 101 | 215319210
LPS Legacy | D5CUHAH30AAK | D5FUHAH36XAK |  | 30000 | 33000 | 17.2 | 12.1 | 10.8 | 1.97 | 73 | 101 | 215319182
AIRQUEST | D5CUHAH30AAK | D5FUHAH36XAK |  | 30000 | 33000 | 17.2 | 12.1 | 10.8 | 1.97 | 73 | 101 | 215319154
Weathermaker | 37MURAQ30AA3 | 45MUAAQ30XX3 |  | 30000 | 31000 | 17 | 10.8 | 8.5 | 2 | 60 | 62 | 215318841
SMART COMFORT | D5CUHAH30AAK | D5FUHAH36XAK |  | 30000 | 33000 | 17.2 | 12.1 | 10.8 | 1.97 | 73 | 101 | 215319126
TEMPSTAR | D5CUHAH30AAK | D5FUHAH36XAK |  | 30000 | 33000 | 17.2 | 12.1 | 10.8 | 1.97 | 73 | 101 | 215319098
KENMORE | D5CUHAH30AAK | D5FUHAH36XAK |  | 30000 | 33000 | 17.2 | 12.1 | 10.8 | 1.97 | 73 | 101 | 215319042
MIDEA | D5CUHAH30AAK | D5FUHAH36XAK |  | 30000 | 33000 | 17.2 | 12.1 | 10.8 | 1.97 | 73 | 101 | 215319070
PAYNE | 37MURAQ30AA3 | 45MUAAQ30XX3 |  | 30000 | 31000 | 17 | 10.8 | 8.5 | 2 | 60 | 62 | 215318813
KEEPRITE | D5CUHAH30AAK | D5FUHAH36XAK |  | 30000 | 33000 | 17.2 | 12.1 | 10.8 | 1.97 | 73 | 101 | 215319014
HEIL | D5CUHAH30AAK | D5FUHAH36XAK |  | 30000 | 33000 | 17.2 | 12.1 | 10.8 | 1.97 | 73 | 101 | 215318986
DAY & NIGHT | D5CUHAH30AAK | D5FUHAH36XAK |  | 30000 | 33000 | 17.2 | 12.1 | 10.8 | 1.97 | 73 | 101 | 215318958
COMFORTMAKER | D5CUHAH30AAK | D5FUHAH36XAK |  | 30000 | 33000 | 17.2 | 12.1 | 10.8 | 1.97 | 73 | 101 | 215318930
BRYANT | 37MURAQ30AA3 | 45MUAAQ30XX3 |  | 30000 | 31000 | 17 | 10.8 | 8.5 | 2 | 60 | 62 | 215318785
ARCOAIRE | D5CUHAH30AAK | D5FUHAH36XAK |  | 30000 | 33000 | 17.2 | 12.1 | 10.8 | 1.97 | 73 | 101 | 215318902
MIDEA | 37MUHAQ30AA3 | 45MUHAQ36XX3 |  | 30000 | 33000 | 17.2 | 12.1 | 10.8 | 1.97 | 73 | 101 | 215318874
CARRIER | 37MURAQ30AA3 | 45MUAAQ30XX3 |  | 30000 | 31000 | 17 | 10.8 | 8.5 | 2 | 60 | 62 | 215318757
Weathermaker | 37MUHAQ30AA3 | 45MUHAQ36XX3 |  | 30000 | 33000 | 17.2 | 12.1 | 10.8 | 1.97 | 73 | 101 | 215318846
PAYNE | 37MUHAQ30AA3 | 45MUHAQ36XX3 |  | 30000 | 33000 | 17.2 | 12.1 | 10.8 | 1.97 | 73 | 101 | 215318818
BRYANT | 37MUHAQ30AA3 | 45MUHAQ36XX3 |  | 30000 | 33000 | 17.2 | 12.1 | 10.8 | 1.97 | 73 | 101 | 215318790
CARRIER | 37MUHAQ30AA3 | 45MUHAQ36XX3 |  | 30000 | 33000 | 17.2 | 12.1 | 10.8 | 1.97 | 73 | 101 | 215318762
MDV | MOD30-30HFN10-M3X | MVBDM-36HWFN10-WB3 |  | 30000 | 33000 | 17.2 | 12.1 | 10.8 | 1.97 | 73 | 101 | 215318731
Grandaire | D5CUHAH18AAK | D5FUHAH24XAK |  | 18000 | 18000 | 19 | 12.5 | 10.2 | 2.12 | 82 | 103 | 215319209
LPS Legacy | D5CUHAH18AAK | D5FUHAH24XAK |  | 18000 | 18000 | 19 | 12.5 | 10.2 | 2.12 | 82 | 103 | 215319181
AIRQUEST | D5CUHAH18AAK | D5FUHAH24XAK |  | 18000 | 18000 | 19 | 12.5 | 10.2 | 2.12 | 82 | 103 | 215319153
SMART COMFORT | D5CUHAH18AAK | D5FUHAH24XAK |  | 18000 | 18000 | 19 | 12.5 | 10.2 | 2.12 | 82 | 103 | 215319125
TEMPSTAR | D5CUHAH18AAK | D5FUHAH24XAK |  | 18000 | 18000 | 19 | 12.5 | 10.2 | 2.12 | 82 | 103 | 215319097
MIDEA | D5CUHAH18AAK | D5FUHAH24XAK |  | 18000 | 18000 | 19 | 12.5 | 10.2 | 2.12 | 82 | 103 | 215319069
KENMORE | D5CUHAH18AAK | D5FUHAH24XAK |  | 18000 | 18000 | 19 | 12.5 | 10.2 | 2.12 | 82 | 103 | 215319041
KEEPRITE | D5CUHAH18AAK | D5FUHAH24XAK |  | 18000 | 18000 | 19 | 12.5 | 10.2 | 2.12 | 82 | 103 | 215319013
HEIL | D5CUHAH18AAK | D5FUHAH24XAK |  | 18000 | 18000 | 19 | 12.5 | 10.2 | 2.12 | 82 | 103 | 215318985
DAY & NIGHT | D5CUHAH18AAK | D5FUHAH24XAK |  | 18000 | 18000 | 19 | 12.5 | 10.2 | 2.12 | 82 | 103 | 215318957
COMFORTMAKER | D5CUHAH18AAK | D5FUHAH24XAK |  | 18000 | 18000 | 19 | 12.5 | 10.2 | 2.12 | 82 | 103 | 215318929
ARCOAIRE | D5CUHAH18AAK | D5FUHAH24XAK |  | 18000 | 18000 | 19 | 12.5 | 10.2 | 2.12 | 82 | 103 | 215318901
MIDEA | 37MUHAQ18AA3 | 45MUHAQ24XX3 |  | 18000 | 18000 | 19 | 12.5 | 10.2 | 2.12 | 82 | 103 | 215318873
Weathermaker | 37MUHAQ18AA3 | 45MUHAQ24XX3 |  | 18000 | 18000 | 19 | 12.5 | 10.2 | 2.12 | 82 | 103 | 215318845
PAYNE | 37MUHAQ18AA3 | 45MUHAQ24XX3 |  | 18000 | 18000 | 19 | 12.5 | 10.2 | 2.12 | 82 | 103 | 215318817
BRYANT | 37MUHAQ18AA3 | 45MUHAQ24XX3 |  | 18000 | 18000 | 19 | 12.5 | 10.2 | 2.12 | 82 | 103 | 215318789
CARRIER | 37MUHAQ18AA3 | 45MUHAQ24XX3 |  | 18000 | 18000 | 19 | 12.5 | 10.2 | 2.12 | 82 | 103 | 215318761
MDV | MOX430-18HFN10-M3X | MVBDM-24HWFN10-WA3 |  | 18000 | 18000 | 19 | 12.5 | 10.2 | 2.12 | 82 | 103 | 215318730
Panasonic | CU-Z36YAHK6 | CS-HZ36YAHK6 |  | 36000 | 36000 | 16.1 | 10 | 8.7 | 2 | 71 | 75 | 215711361
MIDEA | MO1BE-H36B-2A | MAUHE-H36B-2A |  | 36000 | 36000 | 16.1 | 10 | 8.7 | 2 | 71 | 75 | 215471328
INNOVAIR | SOV36H2BA | SAV36BDA |  | 36000 | 36000 | 16.1 | 10 | 8.7 | 2 | 71 | 75 | 215408658
Durastar | DRU1U36S2A | DRUM3036S2A |  | 36000 | 36000 | 16.1 | 10 | 8.7 | 2 | 71 | 75 | 215374895
MDV | MOD30-36HFN10-M3 | MVBC-36HWFN10-MC3E-D |  | 36000 | 36000 | 16.1 | 10 | 8.7 | 2 | 71 | 75 | 214861600
Panasonic | CU-Z30YAHK6 | CS-HZ30YAHK6 |  | 30000 | 31000 | 17 | 10.7 | 8.5 | 2 | 60 | 62 | 215711360
MIDEA | MO1BE-H30B-2A | MAUHE-H30B-2A |  | 30000 | 31000 | 17 | 10.7 | 8.5 | 2 | 60 | 62 | 215471327
Panasonic | CU-Z24YAHK6 | CS-HZ24YAHK6 |  | 24000 | 26000 | 18.1 | 11 | 9.7 | 1.87 | 77 | 83 | 215711359
INNOVAIR | SOV30H2BA | SAV30BDA |  | 30000 | 31000 | 17 | 10.7 | 8.5 | 2 | 60 | 62 | 215408657
INNOVAIR | SOV24H2BA | SAV24BDA |  | 24000 | 26000 | 18.1 | 11 | 9.7 | 1.87 | 77 | 83 | 215408656
MDV | MOD30-30HFN10-M3 | MVBC-30HWFN10-MC3E-D |  | 30000 | 31000 | 17 | 10.7 | 8.5 | 2 | 60 | 62 | 214861599
MIDEA | MO1BE-H24B-2A | MAUHE-H24B-2A |  | 24000 | 26000 | 18.1 | 11 | 9.7 | 1.87 | 77 | 83 | 215471326
Durastar | DRU1U24S2A | DRUM1824S2A |  | 24000 | 26000 | 18.1 | 11 | 9.7 | 1.87 | 77 | 83 | 215374893
MDV | MOX430-24HFN10-M3 | MVBC-24HWFN10-MB3E-D |  | 24000 | 26000 | 18.1 | 11 | 9.7 | 1.87 | 77 | 83 | 214861598
Weathermaker | 37MUHAQ24AA3 | 45MUAAQ24XX3 |  | 23000 | 24000 | 18.4 | 11.7 | 10 | 1.87 | 83 | 90 | 215318832
PAYNE | 37MUHAQ24AA3 | 45MUAAQ24XX3 |  | 23000 | 24000 | 18.4 | 11.7 | 10 | 1.87 | 83 | 90 | 215318804
BRYANT | 37MUHAQ24AA3 | 45MUAAQ24XX3 |  | 23000 | 24000 | 18.4 | 11.7 | 10 | 1.87 | 83 | 90 | 215318776
CARRIER | 37MUHAQ24AA3 | 45MUAAQ24XX3 |  | 23000 | 24000 | 18.4 | 11.7 | 10 | 1.87 | 83 | 90 | 215318748
MDV | MOX430-24HFN10-M3X | MVBC-24HWFN10-MB3E |  | 23000 | 24000 | 18.4 | 11.7 | 10 | 1.87 | 83 | 90 | 214861541
MDV | MOX430-18HFN10-M3X | MVBDM-18HWFN10-WA3 |  | 18000 | 18000 | 19 | 12.5 | 10.2 | 2.12 | 82 | 103 | 214861540
Grandaire | D5CUHAH18AAK | D5FUAAH18XAK |  | 18000 | 19000 | 19 | 12.5 | 9.8 | 2 | 79 | 95 | 215319195
LPS Legacy | D5CUHAH18AAK | D5FUAAH18XAK |  | 18000 | 19000 | 19 | 12.5 | 9.8 | 2 | 79 | 95 | 215319167
AIRQUEST | D5CUHAH18AAK | D5FUAAH18XAK |  | 18000 | 19000 | 19 | 12.5 | 9.8 | 2 | 79 | 95 | 215319139
SMART COMFORT | D5CUHAH18AAK | D5FUAAH18XAK |  | 18000 | 19000 | 19 | 12.5 | 9.8 | 2 | 79 | 95 | 215319111
TEMPSTAR | D5CUHAH18AAK | D5FUAAH18XAK |  | 18000 | 19000 | 19 | 12.5 | 9.8 | 2 | 79 | 95 | 215319083
MIDEA | D5CUHAH18AAK | D5FUAAH18XAK |  | 18000 | 19000 | 19 | 12.5 | 9.8 | 2 | 79 | 95 | 215319055
KENMORE | D5CUHAH18AAK | D5FUAAH18XAK |  | 18000 | 19000 | 19 | 12.5 | 9.8 | 2 | 79 | 95 | 215319027
KEEPRITE | D5CUHAH18AAK | D5FUAAH18XAK |  | 18000 | 19000 | 19 | 12.5 | 9.8 | 2 | 79 | 95 | 215318999
HEIL | D5CUHAH18AAK | D5FUAAH18XAK |  | 18000 | 19000 | 19 | 12.5 | 9.8 | 2 | 79 | 95 | 215318971
DAY & NIGHT | D5CUHAH18AAK | D5FUAAH18XAK |  | 18000 | 19000 | 19 | 12.5 | 9.8 | 2 | 79 | 95 | 215318943
COMFORTMAKER | D5CUHAH18AAK | D5FUAAH18XAK |  | 18000 | 19000 | 19 | 12.5 | 9.8 | 2 | 79 | 95 | 215318915
ARCOAIRE | D5CUHAH18AAK | D5FUAAH18XAK |  | 18000 | 19000 | 19 | 12.5 | 9.8 | 2 | 79 | 95 | 215318887
MIDEA | 37MUHAQ18AA3 | 45MUAAQ18XX3 |  | 18000 | 19000 | 19 | 12.5 | 9.8 | 2 | 79 | 95 | 215318859
Weathermaker | 37MUHAQ18AA3 | 45MUAAQ18XX3 |  | 18000 | 19000 | 19 | 12.5 | 9.8 | 2 | 79 | 95 | 215318831
PAYNE | 37MUHAQ18AA3 | 45MUAAQ18XX3 |  | 18000 | 19000 | 19 | 12.5 | 9.8 | 2 | 79 | 95 | 215318803
BRYANT | 37MUHAQ18AA3 | 45MUAAQ18XX3 |  | 18000 | 19000 | 19 | 12.5 | 9.8 | 2 | 79 | 95 | 215318775
CARRIER | 37MUHAQ18AA3 | 45MUAAQ18XX3 |  | 18000 | 19000 | 19 | 12.5 | 9.8 | 2 | 79 | 95 | 215318747
MDV | MOX430-18HFN10-M3X | MVBC-18HWFN10-MB3E |  | 18000 | 19000 | 19 | 12.5 | 9.8 | 2 | 79 | 95 | 214861539
MDV | MOD30-30HFN10-M3 | MVBC-30HWFN10-MC3E |  | 30000 | 31000 | 17 | 10.8 | 8.5 | 2 | 60 | 62 | 214861553
Grandaire | D5CSRAH30AAK | D5FSAAH30XBK |  | 30000 | 30000 | 17 | 11 | 8.8 | 2.1 | 65 | 68 | 215413054
LPS Legacy | D5CSRAH30AAK | D5FSAAH30XBK |  | 30000 | 30000 | 17 | 11 | 8.8 | 2.1 | 65 | 68 | 215413052
AIRQUEST | D5CSRAH30AAK | D5FSAAH30XBK |  | 30000 | 30000 | 17 | 11 | 8.8 | 2.1 | 65 | 68 | 215413050
SMART COMFORT | D5CSRAH30AAK | D5FSAAH30XBK |  | 30000 | 30000 | 17 | 11 | 8.8 | 2.1 | 65 | 68 | 215413048
TEMPSTAR | D5CSRAH30AAK | D5FSAAH30XBK |  | 30000 | 30000 | 17 | 11 | 8.8 | 2.1 | 65 | 68 | 215413046
MIDEA | D5CSRAH30AAK | D5FSAAH30XBK |  | 30000 | 30000 | 17 | 11 | 8.8 | 2.1 | 65 | 68 | 215413044
KENMORE | D5CSRAH30AAK | D5FSAAH30XBK |  | 30000 | 30000 | 17 | 11 | 8.8 | 2.1 | 65 | 68 | 215413042
KEEPRITE | D5CSRAH30AAK | D5FSAAH30XBK |  | 30000 | 30000 | 17 | 11 | 8.8 | 2.1 | 65 | 68 | 215413040
HEIL | D5CSRAH30AAK | D5FSAAH30XBK |  | 30000 | 30000 | 17 | 11 | 8.8 | 2.1 | 65 | 68 | 215413038
DAY & NIGHT | D5CSRAH30AAK | D5FSAAH30XBK |  | 30000 | 30000 | 17 | 11 | 8.8 | 2.1 | 65 | 68 | 215413036
COMFORTMAKER | D5CSRAH30AAK | D5FSAAH30XBK |  | 30000 | 30000 | 17 | 11 | 8.8 | 2.1 | 65 | 68 | 215413034
ARCOAIRE | D5CSRAH30AAK | D5FSAAH30XBK |  | 30000 | 30000 | 17 | 11 | 8.8 | 2.1 | 65 | 68 | 215413032
MIDEA | 37MARAQ30AA3 | 45MBAAQ30XB3 |  | 30000 | 30000 | 17 | 11 | 8.8 | 2.1 | 65 | 68 | 215413030
Weathermaker | 37MARAQ30AA3 | 45MBAAQ30XB3 |  | 30000 | 30000 | 17 | 11 | 8.8 | 2.1 | 65 | 68 | 215413028
PAYNE | 37MARAQ30AA3 | 45MBAAQ30XB3 |  | 30000 | 30000 | 17 | 11 | 8.8 | 2.1 | 65 | 68 | 215413026
BRYANT | 37MARAQ30AA3 | 45MBAAQ30XB3 |  | 30000 | 30000 | 17 | 11 | 8.8 | 2.1 | 65 | 68 | 215413024
CARRIER | 37MARAQ30AA3 | 45MBAAQ30XB3 |  | 30000 | 30000 | 17 | 11 | 8.8 | 2.1 | 65 | 68 | 215413022
MDV | MOD30-30HFN10-M1E | MVBC-30HWFN10-MC1 |  | 30000 | 30000 | 17 | 11 | 8.8 | 2.1 | 65 | 68 | 214861537
Grandaire | D5CSRAH24AAK | D5FSAAH24XBK |  | 24000 | 25000 | 19.8 | 11.7 | 9 | 2.2 | 70 | 72 | 215319216
LPS Legacy | D5CSRAH24AAK | D5FSAAH24XBK |  | 24000 | 25000 | 19.8 | 11.7 | 9 | 2.2 | 70 | 72 | 215319188
AIRQUEST | D5CSRAH24AAK | D5FSAAH24XBK |  | 24000 | 25000 | 19.8 | 11.7 | 9 | 2.2 | 70 | 72 | 215319160
SMART COMFORT | D5CSRAH24AAK | D5FSAAH24XBK |  | 24000 | 25000 | 19.8 | 11.7 | 9 | 2.2 | 70 | 72 | 215319132
TEMPSTAR | D5CSRAH24AAK | D5FSAAH24XBK |  | 24000 | 25000 | 19.8 | 11.7 | 9 | 2.2 | 70 | 72 | 215319104
MIDEA | D5CSRAH24AAK | D5FSAAH24XBK |  | 24000 | 25000 | 19.8 | 11.7 | 9 | 2.2 | 70 | 72 | 215319076
KENMORE | D5CSRAH24AAK | D5FSAAH24XBK |  | 24000 | 25000 | 19.8 | 11.7 | 9 | 2.2 | 70 | 72 | 215319048
KEEPRITE | D5CSRAH24AAK | D5FSAAH24XBK |  | 24000 | 25000 | 19.8 | 11.7 | 9 | 2.2 | 70 | 72 | 215319020
HEIL | D5CSRAH24AAK | D5FSAAH24XBK |  | 24000 | 25000 | 19.8 | 11.7 | 9 | 2.2 | 70 | 72 | 215318992
DAY & NIGHT | D5CSRAH24AAK | D5FSAAH24XBK |  | 24000 | 25000 | 19.8 | 11.7 | 9 | 2.2 | 70 | 72 | 215318964
COMFORTMAKER | D5CSRAH24AAK | D5FSAAH24XBK |  | 24000 | 25000 | 19.8 | 11.7 | 9 | 2.2 | 70 | 72 | 215318936
ARCOAIRE | D5CSRAH24AAK | D5FSAAH24XBK |  | 24000 | 25000 | 19.8 | 11.7 | 9 | 2.2 | 70 | 72 | 215318908
MIDEA | 37MARAQ24AA3 | 45MBAAQ24XB3 |  | 24000 | 25000 | 19.8 | 11.7 | 9 | 2.2 | 70 | 72 | 215318880
Weathermaker | 37MARAQ24AA3 | 45MBAAQ24XB3 |  | 24000 | 25000 | 19.8 | 11.7 | 9 | 2.2 | 70 | 72 | 215318852
PAYNE | 37MARAQ24AA3 | 45MBAAQ24XB3 |  | 24000 | 25000 | 19.8 | 11.7 | 9 | 2.2 | 70 | 72 | 215318824
BRYANT | 37MARAQ24AA3 | 45MBAAQ24XB3 |  | 24000 | 25000 | 19.8 | 11.7 | 9 | 2.2 | 70 | 72 | 215318796
CARRIER | 37MARAQ24AA3 | 45MBAAQ24XB3 |  | 24000 | 25000 | 19.8 | 11.7 | 9 | 2.2 | 70 | 72 | 215318768
MDV | MOD30-24HFN10-M1 | MVBC-24HWFN10-MB1 |  | 24000 | 25000 | 19.8 | 11.7 | 9 | 2.2 | 70 | 72 | 214861536
Grandaire | D5CSRAH18AAK | D5FSAAH18XBK |  | 18000 | 18000 | 18.5 | 12.2 | 9.8 | 2.3 | 73 | 72 | 215319215
LPS Legacy | D5CSRAH18AAK | D5FSAAH18XBK |  | 18000 | 18000 | 18.5 | 12.2 | 9.8 | 2.3 | 73 | 72 | 215319187
AIRQUEST | D5CSRAH18AAK | D5FSAAH18XBK |  | 18000 | 18000 | 18.5 | 12.2 | 9.8 | 2.3 | 73 | 72 | 215319159
SMART COMFORT | D5CSRAH18AAK | D5FSAAH18XBK |  | 18000 | 18000 | 18.5 | 12.2 | 9.8 | 2.3 | 73 | 72 | 215319131
TEMPSTAR | D5CSRAH18AAK | D5FSAAH18XBK |  | 18000 | 18000 | 18.5 | 12.2 | 9.8 | 2.3 | 73 | 72 | 215319103
MIDEA | D5CSRAH18AAK | D5FSAAH18XBK |  | 18000 | 18000 | 18.5 | 12.2 | 9.8 | 2.3 | 73 | 72 | 215319075
KENMORE | D5CSRAH18AAK | D5FSAAH18XBK |  | 18000 | 18000 | 18.5 | 12.2 | 9.8 | 2.3 | 73 | 72 | 215319047
KEEPRITE | D5CSRAH18AAK | D5FSAAH18XBK |  | 18000 | 18000 | 18.5 | 12.2 | 9.8 | 2.3 | 73 | 72 | 215319019
HEIL | D5CSRAH18AAK | D5FSAAH18XBK |  | 18000 | 18000 | 18.5 | 12.2 | 9.8 | 2.3 | 73 | 72 | 215318991
DAY & NIGHT | D5CSRAH18AAK | D5FSAAH18XBK |  | 18000 | 18000 | 18.5 | 12.2 | 9.8 | 2.3 | 73 | 72 | 215318963
COMFORTMAKER | D5CSRAH18AAK | D5FSAAH18XBK |  | 18000 | 18000 | 18.5 | 12.2 | 9.8 | 2.3 | 73 | 72 | 215318935
ARCOAIRE | D5CSRAH18AAK | D5FSAAH18XBK |  | 18000 | 18000 | 18.5 | 12.2 | 9.8 | 2.3 | 73 | 72 | 215318907
MIDEA | 37MARAQ18AA3 | 45MBAAQ18XB3 |  | 18000 | 18000 | 18.5 | 12.2 | 9.8 | 2.3 | 73 | 72 | 215318879
Weathermaker | 37MARAQ18AA3 | 45MBAAQ18XB3 |  | 18000 | 18000 | 18.5 | 12.2 | 9.8 | 2.3 | 73 | 72 | 215318851
PAYNE | 37MARAQ18AA3 | 45MBAAQ18XB3 |  | 18000 | 18000 | 18.5 | 12.2 | 9.8 | 2.3 | 73 | 72 | 215318823
BRYANT | 37MARAQ18AA3 | 45MBAAQ18XB3 |  | 18000 | 18000 | 18.5 | 12.2 | 9.8 | 2.3 | 73 | 72 | 215318795
CARRIER | 37MARAQ18AA3 | 45MBAAQ18XB3 |  | 18000 | 18000 | 18.5 | 12.2 | 9.8 | 2.3 | 73 | 72 | 215318767
MDV | MOX430-18HFN10-M1 | MVBC-18HWFN10-MB1 |  | 18000 | 18000 | 18.5 | 12.2 | 9.8 | 2.3 | 73 | 72 | 214861535
MIDEA | MO1SE-H36B-2A | MAUSE-H36B-2A |  | 36000 | 37000 | 18 | 12 | 10 | 1.9 | 84 | 101 | 215471343
Breeze33 | BZ33-INV36OUT2-454-G3-J | BZ33-AHU36-454-G3-J |  | 36000 | 37000 | 18 | 12 | 10 | 1.9 | 84 | 101 | 215449747
MDV | MOX630-36HFN10-M3X | MVBDM-36HWFN10-WB3-D |  | 36000 | 37000 | 18 | 12 | 10 | 1.9 | 84 | 101 | 215449739
Durastar | DRU1U30S2A | DRUM3036S2A |  | 30000 | 31000 | 17 | 10.7 | 8.5 | 2 | 60 | 62 | 215374894
MDV | MOD30-30HFN10-M3 | MVBC-36HWFN10-MC3E-D |  | 30000 | 31000 | 17 | 10.7 | 8.5 | 2 | 60 | 62 | 215359329
Durastar | DRU1U18S2A | DRUM1824S2A |  | 18000 | 18000 | 18.8 | 11 | 9.1 | 2 | 70 | 62 | 215374892
Durastar | DRU1H30S2A | DRUM3036S2A |  | 30000 | 34000 | 16.8 | 11.7 | 10 | 1.96 | 70 | 96 | 215415501
MDV | MOX330-18HFN10-M3 | MVBC-24HWFN10-MB3E-D |  | 18000 | 18000 | 18.8 | 11 | 9.1 | 2 | 70 | 62 | 215359328
MDV | MOD30-30HFN10-M3X | MVBDM-36HWFN10-WB3-D |  | 30000 | 33000 | 17.2 | 12 | 10.8 | 1.97 | 73 | 101 | 215359326
MDV | MOD30-30HFN10-M3X | MVBC-36HWFN10-MC3E-D |  | 30000 | 34000 | 16.8 | 11.7 | 10 | 1.96 | 70 | 96 | 215359325
MDV | MOX430-18HFN10-M3X | MVBDM-24HWFN10-WA3-D |  | 18000 | 18000 | 19 | 12.5 | 10.1 | 2.12 | 82 | 103 | 215359324
MDV | MOX430-18HFN10-M3X | MVBC-24HWFN10-MB3E-D |  | 18000 | 19000 | 19 | 12.5 | 9.7 | 2 | 79 | 95 | 215359323
Durastar | DRU1H18S2A | DRUM1824S2A |  | 18000 | 19000 | 19 | 12.5 | 9.7 | 2 | 79 | 95 | 215374884
Grandaire | D5CUHAH36AAK | D5FUHAH36XAK |  | 36000 | 37000 | 18 | 12 | 10 | 1.9 | 84 | 101 | 215323736
LPS Legacy | D5CUHAH36AAK | D5FUHAH36XAK |  | 36000 | 37000 | 18 | 12 | 10 | 1.9 | 84 | 101 | 215323735
AIRQUEST | D5CUHAH36AAK | D5FUHAH36XAK |  | 36000 | 37000 | 18 | 12 | 10 | 1.9 | 84 | 101 | 215323734
SMART COMFORT | D5CUHAH36AAK | D5FUHAH36XAK |  | 36000 | 37000 | 18 | 12 | 10 | 1.9 | 84 | 101 | 215323733
MIDEA | D5CUHAH36AAK | D5FUHAH36XAK |  | 36000 | 37000 | 18 | 12 | 10 | 1.9 | 84 | 101 | 215323731
TEMPSTAR | D5CUHAH36AAK | D5FUHAH36XAK |  | 36000 | 37000 | 18 | 12 | 10 | 1.9 | 84 | 101 | 215323732
KENMORE | D5CUHAH36AAK | D5FUHAH36XAK |  | 36000 | 37000 | 18 | 12 | 10 | 1.9 | 84 | 101 | 215323730
KEEPRITE | D5CUHAH36AAK | D5FUHAH36XAK |  | 36000 | 37000 | 18 | 12 | 10 | 1.9 | 84 | 101 | 215323729
HEIL | D5CUHAH36AAK | D5FUHAH36XAK |  | 36000 | 37000 | 18 | 12 | 10 | 1.9 | 84 | 101 | 215323728
DAY & NIGHT | D5CUHAH36AAK | D5FUHAH36XAK |  | 36000 | 37000 | 18 | 12 | 10 | 1.9 | 84 | 101 | 215323727
ARCOAIRE | D5CUHAH36AAK | D5FUHAH36XAK |  | 36000 | 37000 | 18 | 12 | 10 | 1.9 | 84 | 101 | 215323725
COMFORTMAKER | D5CUHAH36AAK | D5FUHAH36XAK |  | 36000 | 37000 | 18 | 12 | 10 | 1.9 | 84 | 101 | 215323726
LPS Legacy | D5CSHAH33AAK | D5FSAAH36XBK |  | 33000 | 35000 | 16.7 | 11.7 | 10 | 2 | 95 | 97 | 215319186
Grandaire | D5CSHAH33AAK | D5FSAAH36XBK |  | 33000 | 35000 | 16.7 | 11.7 | 10 | 2 | 95 | 97 | 215319214
AIRQUEST | D5CSHAH33AAK | D5FSAAH36XBK |  | 33000 | 35000 | 16.7 | 11.7 | 10 | 2 | 95 | 97 | 215319158
SMART COMFORT | D5CSHAH33AAK | D5FSAAH36XBK |  | 33000 | 35000 | 16.7 | 11.7 | 10 | 2 | 95 | 97 | 215319130
TEMPSTAR | D5CSHAH33AAK | D5FSAAH36XBK |  | 33000 | 35000 | 16.7 | 11.7 | 10 | 2 | 95 | 97 | 215319102
MIDEA | D5CSHAH33AAK | D5FSAAH36XBK |  | 33000 | 35000 | 16.7 | 11.7 | 10 | 2 | 95 | 97 | 215319074
KEEPRITE | D5CSHAH33AAK | D5FSAAH36XBK |  | 33000 | 35000 | 16.7 | 11.7 | 10 | 2 | 95 | 97 | 215319018
KENMORE | D5CSHAH33AAK | D5FSAAH36XBK |  | 33000 | 35000 | 16.7 | 11.7 | 10 | 2 | 95 | 97 | 215319046
HEIL | D5CSHAH33AAK | D5FSAAH36XBK |  | 33000 | 35000 | 16.7 | 11.7 | 10 | 2 | 95 | 97 | 215318990
DAY & NIGHT | D5CSHAH33AAK | D5FSAAH36XBK |  | 33000 | 35000 | 16.7 | 11.7 | 10 | 2 | 95 | 97 | 215318962
COMFORTMAKER | D5CSHAH33AAK | D5FSAAH36XBK |  | 33000 | 35000 | 16.7 | 11.7 | 10 | 2 | 95 | 97 | 215318934
ARCOAIRE | D5CSHAH33AAK | D5FSAAH36XBK |  | 33000 | 35000 | 16.7 | 11.7 | 10 | 2 | 95 | 97 | 215318906
MIDEA | 37MAHAQ33AA3 | 45MBAAQ36XB3 |  | 33000 | 35000 | 16.7 | 11.7 | 10 | 2 | 95 | 97 | 215318878
Weathermaker | 37MAHAQ33AA3 | 45MBAAQ36XB3 |  | 33000 | 35000 | 16.7 | 11.7 | 10 | 2 | 95 | 97 | 215318850
PAYNE | 37MAHAQ33AA3 | 45MBAAQ36XB3 |  | 33000 | 35000 | 16.7 | 11.7 | 10 | 2 | 95 | 97 | 215318822
BRYANT | 37MAHAQ33AA3 | 45MBAAQ36XB3 |  | 33000 | 35000 | 16.7 | 11.7 | 10 | 2 | 95 | 97 | 215318794
CARRIER | 37MAHAQ33AA3 | 45MBAAQ36XB3 |  | 33000 | 35000 | 16.7 | 11.7 | 10 | 2 | 95 | 97 | 215318766
MDV | MOD30-33HFN10-M1X | MVBC-36HWFN10-MC1 |  | 33000 | 35000 | 16.7 | 11.7 | 10 | 2 | 95 | 97 | 214861530
Grandaire | D5CSHAH24AAK | D5FSAAH24XBK |  | 23000 | 26000 | 18.8 | 12 | 10 | 2.16 | 65 | 91 | 215319213
LPS Legacy | D5CSHAH24AAK | D5FSAAH24XBK |  | 23000 | 26000 | 18.8 | 12 | 10 | 2.16 | 65 | 91 | 215319185
SMART COMFORT | D5CSHAH24AAK | D5FSAAH24XBK |  | 23000 | 26000 | 18.8 | 12 | 10 | 2.16 | 65 | 91 | 215319129
AIRQUEST | D5CSHAH24AAK | D5FSAAH24XBK |  | 23000 | 26000 | 18.8 | 12 | 10 | 2.16 | 65 | 91 | 215319157
TEMPSTAR | D5CSHAH24AAK | D5FSAAH24XBK |  | 23000 | 26000 | 18.8 | 12 | 10 | 2.16 | 65 | 91 | 215319101
MIDEA | D5CSHAH24AAK | D5FSAAH24XBK |  | 23000 | 26000 | 18.8 | 12 | 10 | 2.16 | 65 | 91 | 215319073
KENMORE | D5CSHAH24AAK | D5FSAAH24XBK |  | 23000 | 26000 | 18.8 | 12 | 10 | 2.16 | 65 | 91 | 215319045
KEEPRITE | D5CSHAH24AAK | D5FSAAH24XBK |  | 23000 | 26000 | 18.8 | 12 | 10 | 2.16 | 65 | 91 | 215319017
HEIL | D5CSHAH24AAK | D5FSAAH24XBK |  | 23000 | 26000 | 18.8 | 12 | 10 | 2.16 | 65 | 91 | 215318989
DAY & NIGHT | D5CSHAH24AAK | D5FSAAH24XBK |  | 23000 | 26000 | 18.8 | 12 | 10 | 2.16 | 65 | 91 | 215318961
COMFORTMAKER | D5CSHAH24AAK | D5FSAAH24XBK |  | 23000 | 26000 | 18.8 | 12 | 10 | 2.16 | 65 | 91 | 215318933
ARCOAIRE | D5CSHAH24AAK | D5FSAAH24XBK |  | 23000 | 26000 | 18.8 | 12 | 10 | 2.16 | 65 | 91 | 215318905
MIDEA | 37MAHAQ24AA3 | 45MBAAQ24XB3 |  | 23000 | 26000 | 18.8 | 12 | 10 | 2.16 | 65 | 91 | 215318877
Weathermaker | 37MAHAQ24AA3 | 45MBAAQ24XB3 |  | 23000 | 26000 | 18.8 | 12 | 10 | 2.16 | 65 | 91 | 215318849
PAYNE | 37MAHAQ24AA3 | 45MBAAQ24XB3 |  | 23000 | 26000 | 18.8 | 12 | 10 | 2.16 | 65 | 91 | 215318821
BRYANT | 37MAHAQ24AA3 | 45MBAAQ24XB3 |  | 23000 | 26000 | 18.8 | 12 | 10 | 2.16 | 65 | 91 | 215318793
CARRIER | 37MAHAQ24AA3 | 45MBAAQ24XB3 |  | 23000 | 26000 | 18.8 | 12 | 10 | 2.16 | 65 | 91 | 215318765
MDV | MOD30-24HFN10-M1X | MVBC-24HWFN10-MB1 |  | 23000 | 26000 | 18.8 | 12 | 10 | 2.16 | 65 | 91 | 214861529
Grandaire | D5CSHAH18AAK | D5FSAAH18XBK |  | 18000 | 19500 | 18.2 | 12 | 10.1 | 2.2 | 72 | 92 | 215319212
LPS Legacy | D5CSHAH18AAK | D5FSAAH18XBK |  | 18000 | 19500 | 18.2 | 12 | 10.1 | 2.2 | 72 | 92 | 215319184
SMART COMFORT | D5CSHAH18AAK | D5FSAAH18XBK |  | 18000 | 19500 | 18.2 | 12 | 10.1 | 2.2 | 72 | 92 | 215319128
AIRQUEST | D5CSHAH18AAK | D5FSAAH18XBK |  | 18000 | 19500 | 18.2 | 12 | 10.1 | 2.2 | 72 | 92 | 215319156
TEMPSTAR | D5CSHAH18AAK | D5FSAAH18XBK |  | 18000 | 19500 | 18.2 | 12 | 10.1 | 2.2 | 72 | 92 | 215319100
ARCOAIRE | D5CURAH18AAK | D5FUAAH18XAK |  | 18000 | 18000 | 18.8 | 11 | 9.2 | 2 | 70 | 62 | 215318895
COMFORTMAKER | D5CURAH18AAK | D5FUAAH18XAK |  | 18000 | 18000 | 18.8 | 11 | 9.2 | 2 | 70 | 62 | 215318923
DAY & NIGHT | D5CURAH18AAK | D5FUAAH18XAK |  | 18000 | 18000 | 18.8 | 11 | 9.2 | 2 | 70 | 62 | 215318951
HEIL | D5CURAH18AAK | D5FUAAH18XAK |  | 18000 | 18000 | 18.8 | 11 | 9.2 | 2 | 70 | 62 | 215318979
KEEPRITE | D5CURAH18AAK | D5FUAAH18XAK |  | 18000 | 18000 | 18.8 | 11 | 9.2 | 2 | 70 | 62 | 215319007
KENMORE | D5CURAH18AAK | D5FUAAH18XAK |  | 18000 | 18000 | 18.8 | 11 | 9.2 | 2 | 70 | 62 | 215319035
MIDEA | D5CURAH18AAK | D5FUAAH18XAK |  | 18000 | 18000 | 18.8 | 11 | 9.2 | 2 | 70 | 62 | 215319063
TEMPSTAR | D5CURAH18AAK | D5FUAAH18XAK |  | 18000 | 18000 | 18.8 | 11 | 9.2 | 2 | 70 | 62 | 215319091
MIDEA | D5CURAH30AAK | D5FUAAH30XAK |  | 30000 | 31000 | 17 | 10.8 | 8.5 | 2 | 60 | 62 | 215319065
SMART COMFORT | D5CURAH18AAK | D5FUAAH18XAK |  | 18000 | 18000 | 18.8 | 11 | 9.2 | 2 | 70 | 62 | 215319119
AIRQUEST | D5CURAH18AAK | D5FUAAH18XAK |  | 18000 | 18000 | 18.8 | 11 | 9.2 | 2 | 70 | 62 | 215319147
LPS Legacy | D5CURAH18AAK | D5FUAAH18XAK |  | 18000 | 18000 | 18.8 | 11 | 9.2 | 2 | 70 | 62 | 215319175
TEMPSTAR | D5CURAH30AAK | D5FUAAH30XAK |  | 30000 | 31000 | 17 | 10.8 | 8.5 | 2 | 60 | 62 | 215319093
Grandaire | D5CURAH18AAK | D5FUAAH18XAK |  | 18000 | 18000 | 18.8 | 11 | 9.2 | 2 | 70 | 62 | 215319203
MDV | MOX430-24HFN10-M3 | MVBC-24HWFN10-MB3E |  | 24000 | 26000 | 18.2 | 11 | 9.7 | 1.87 | 77 | 83 | 214861552
CARRIER | 37MURAQ24AA3 | 45MUAAQ24XX3 |  | 24000 | 26000 | 18.2 | 11 | 9.7 | 1.87 | 77 | 83 | 215318756
BRYANT | 37MURAQ24AA3 | 45MUAAQ24XX3 |  | 24000 | 26000 | 18.2 | 11 | 9.7 | 1.87 | 77 | 83 | 215318784
PAYNE | 37MURAQ24AA3 | 45MUAAQ24XX3 |  | 24000 | 26000 | 18.2 | 11 | 9.7 | 1.87 | 77 | 83 | 215318812
Weathermaker | 37MURAQ24AA3 | 45MUAAQ24XX3 |  | 24000 | 26000 | 18.2 | 11 | 9.7 | 1.87 | 77 | 83 | 215318840
MIDEA | 37MURAQ24AA3 | 45MUAAQ24XX3 |  | 24000 | 26000 | 18.2 | 11 | 9.7 | 1.87 | 77 | 83 | 215318868
ARCOAIRE | D5CURAH24AAK | D5FUAAH24XAK |  | 24000 | 26000 | 18.2 | 11 | 9.7 | 1.87 | 77 | 83 | 215318896
COMFORTMAKER | D5CURAH24AAK | D5FUAAH24XAK |  | 24000 | 26000 | 18.2 | 11 | 9.7 | 1.87 | 77 | 83 | 215318924
DAY & NIGHT | D5CURAH24AAK | D5FUAAH24XAK |  | 24000 | 26000 | 18.2 | 11 | 9.7 | 1.87 | 77 | 83 | 215318952
HEIL | D5CURAH24AAK | D5FUAAH24XAK |  | 24000 | 26000 | 18.2 | 11 | 9.7 | 1.87 | 77 | 83 | 215318980
KEEPRITE | D5CURAH24AAK | D5FUAAH24XAK |  | 24000 | 26000 | 18.2 | 11 | 9.7 | 1.87 | 77 | 83 | 215319008
KENMORE | D5CURAH24AAK | D5FUAAH24XAK |  | 24000 | 26000 | 18.2 | 11 | 9.7 | 1.87 | 77 | 83 | 215319036
MIDEA | D5CURAH24AAK | D5FUAAH24XAK |  | 24000 | 26000 | 18.2 | 11 | 9.7 | 1.87 | 77 | 83 | 215319064
SMART COMFORT | D5CURAH30AAK | D5FUAAH30XAK |  | 30000 | 31000 | 17 | 10.8 | 8.5 | 2 | 60 | 62 | 215319121
TEMPSTAR | D5CURAH24AAK | D5FUAAH24XAK |  | 24000 | 26000 | 18.2 | 11 | 9.7 | 1.87 | 77 | 83 | 215319092
SMART COMFORT | D5CURAH24AAK | D5FUAAH24XAK |  | 24000 | 26000 | 18.2 | 11 | 9.7 | 1.87 | 77 | 83 | 215319120
AIRQUEST | D5CURAH30AAK | D5FUAAH30XAK |  | 30000 | 31000 | 17 | 10.8 | 8.5 | 2 | 60 | 62 | 215319149
AIRQUEST | D5CURAH24AAK | D5FUAAH24XAK |  | 24000 | 26000 | 18.2 | 11 | 9.7 | 1.87 | 77 | 83 | 215319148
LPS Legacy | D5CURAH30AAK | D5FUAAH30XAK |  | 30000 | 31000 | 17 | 10.8 | 8.5 | 2 | 60 | 62 | 215319177
LPS Legacy | D5CURAH24AAK | D5FUAAH24XAK |  | 24000 | 26000 | 18.2 | 11 | 9.7 | 1.87 | 77 | 83 | 215319176
Grandaire | D5CURAH30AAK | D5FUAAH30XAK |  | 30000 | 31000 | 17 | 10.8 | 8.5 | 2 | 60 | 62 | 215319205
Grandaire | D5CURAH24AAK | D5FUAAH24XAK |  | 24000 | 26000 | 18.2 | 11 | 9.7 | 1.87 | 77 | 83 | 215319204
CARRIER | 37MURAQ36AA3 | 45MUAAQ36XX3 |  | 36000 | 36000 | 16.2 | 10 | 8.7 | 2 | 71 | 75 | 215318758
MDV | MOD30-36HFN10-M3 | MVBC-36HWFN10-MC3E |  | 36000 | 36000 | 16.2 | 10 | 8.7 | 2 | 71 | 75 | 214861554
BRYANT | 37MURAQ36AA3 | 45MUAAQ36XX3 |  | 36000 | 36000 | 16.2 | 10 | 8.7 | 2 | 71 | 75 | 215318786
PAYNE | 37MURAQ36AA3 | 45MUAAQ36XX3 |  | 36000 | 36000 | 16.2 | 10 | 8.7 | 2 | 71 | 75 | 215318814
Weathermaker | 37MURAQ36AA3 | 45MUAAQ36XX3 |  | 36000 | 36000 | 16.2 | 10 | 8.7 | 2 | 71 | 75 | 215318842
COMFORTMAKER | D5CURAH36AAK | D5FUAAH36XAK |  | 36000 | 36000 | 16.2 | 10 | 8.7 | 2 | 71 | 75 | 215318926
ARCOAIRE | D5CURAH36AAK | D5FUAAH36XAK |  | 36000 | 36000 | 16.2 | 10 | 8.7 | 2 | 71 | 75 | 215318898
MIDEA | 37MURAQ36AA3 | 45MUAAQ36XX3 |  | 36000 | 36000 | 16.2 | 10 | 8.7 | 2 | 71 | 75 | 215318870
HEIL | D5CURAH36AAK | D5FUAAH36XAK |  | 36000 | 36000 | 16.2 | 10 | 8.7 | 2 | 71 | 75 | 215318982
DAY & NIGHT | D5CURAH36AAK | D5FUAAH36XAK |  | 36000 | 36000 | 16.2 | 10 | 8.7 | 2 | 71 | 75 | 215318954
KEEPRITE | D5CURAH36AAK | D5FUAAH36XAK |  | 36000 | 36000 | 16.2 | 10 | 8.7 | 2 | 71 | 75 | 215319010
KENMORE | D5CURAH36AAK | D5FUAAH36XAK |  | 36000 | 36000 | 16.2 | 10 | 8.7 | 2 | 71 | 75 | 215319038
MIDEA | D5CURAH36AAK | D5FUAAH36XAK |  | 36000 | 36000 | 16.2 | 10 | 8.7 | 2 | 71 | 75 | 215319066
TEMPSTAR | D5CURAH36AAK | D5FUAAH36XAK |  | 36000 | 36000 | 16.2 | 10 | 8.7 | 2 | 71 | 75 | 215319094
LPS Legacy | D5CURAH36AAK | D5FUAAH36XAK |  | 36000 | 36000 | 16.2 | 10 | 8.7 | 2 | 71 | 75 | 215319178
AIRQUEST | D5CURAH36AAK | D5FUAAH36XAK |  | 36000 | 36000 | 16.2 | 10 | 8.7 | 2 | 71 | 75 | 215319150
SMART COMFORT | D5CURAH36AAK | D5FUAAH36XAK |  | 36000 | 36000 | 16.2 | 10 | 8.7 | 2 | 71 | 75 | 215319122
Grandaire | D5CURAH36AAK | D5FUAAH36XAK |  | 36000 | 36000 | 16.2 | 10 | 8.7 | 2 | 71 | 75 | 215319206
MDV | MOX630-36HFN10-M2X | MVBC-36HWFN10-MC2 |  | 36000 | 38000 | 17.3 | 11.7 | 9.5 | 2.06 | 74 | 100 | 214861566
CARRIER | 37MBHAQ36AA3 | 45MBAAQ36XA3 |  | 36000 | 38000 | 17.3 | 11.7 | 9.5 | 2.06 | 74 | 100 | 215318769
MIDEA | 37MUHAQ24AA3 | 45MUAAQ24XX3 |  | 23000 | 24000 | 18.4 | 11.7 | 10 | 1.87 | 83 | 90 | 215318860
ARCOAIRE | D5CUHAH24AAK | D5FUAAH24XAK |  | 23000 | 24000 | 18.4 | 11.7 | 10 | 1.87 | 83 | 90 | 215318888
COMFORTMAKER | D5CUHAH24AAK | D5FUAAH24XAK |  | 23000 | 24000 | 18.4 | 11.7 | 10 | 1.87 | 83 | 90 | 215318916
DAY & NIGHT | D5CUHAH24AAK | D5FUAAH24XAK |  | 23000 | 24000 | 18.4 | 11.7 | 10 | 1.87 | 83 | 90 | 215318944
HEIL | D5CUHAH24AAK | D5FUAAH24XAK |  | 23000 | 24000 | 18.4 | 11.7 | 10 | 1.87 | 83 | 90 | 215318972
KEEPRITE | D5CUHAH24AAK | D5FUAAH24XAK |  | 23000 | 24000 | 18.4 | 11.7 | 10 | 1.87 | 83 | 90 | 215319000
KENMORE | D5CUHAH24AAK | D5FUAAH24XAK |  | 23000 | 24000 | 18.4 | 11.7 | 10 | 1.87 | 83 | 90 | 215319028
MIDEA | D5CUHAH24AAK | D5FUAAH24XAK |  | 23000 | 24000 | 18.4 | 11.7 | 10 | 1.87 | 83 | 90 | 215319056
TEMPSTAR | D5CUHAH24AAK | D5FUAAH24XAK |  | 23000 | 24000 | 18.4 | 11.7 | 10 | 1.87 | 83 | 90 | 215319084
SMART COMFORT | D5CUHAH24AAK | D5FUAAH24XAK |  | 23000 | 24000 | 18.4 | 11.7 | 10 | 1.87 | 83 | 90 | 215319112
AIRQUEST | D5CUHAH24AAK | D5FUAAH24XAK |  | 23000 | 24000 | 18.4 | 11.7 | 10 | 1.87 | 83 | 90 | 215319140
LPS Legacy | D5CUHAH24AAK | D5FUAAH24XAK |  | 23000 | 24000 | 18.4 | 11.7 | 10 | 1.87 | 83 | 90 | 215319168
Grandaire | D5CUHAH24AAK | D5FUAAH24XAK |  | 23000 | 24000 | 18.4 | 11.7 | 10 | 1.87 | 83 | 90 | 215319196
MDV | MOX430-24HFN10-M3X | MVBDM-24HWFN10-WA3 |  | 24000 | 24000 | 18.7 | 12 | 10 | 2.14 | 79 | 86 | 214861542
CARRIER | 37MUHAQ24AA3 | 45MUHAQ24XX3 |  | 24000 | 24000 | 18.7 | 12 | 10 | 2.14 | 79 | 86 | 215318749
BRYANT | 37MUHAQ24AA3 | 45MUHAQ24XX3 |  | 24000 | 24000 | 18.7 | 12 | 10 | 2.14 | 79 | 86 | 215318777
PAYNE | 37MUHAQ24AA3 | 45MUHAQ24XX3 |  | 24000 | 24000 | 18.7 | 12 | 10 | 2.14 | 79 | 86 | 215318805
Weathermaker | 37MUHAQ24AA3 | 45MUHAQ24XX3 |  | 24000 | 24000 | 18.7 | 12 | 10 | 2.14 | 79 | 86 | 215318833
MIDEA | 37MUHAQ24AA3 | 45MUHAQ24XX3 |  | 24000 | 24000 | 18.7 | 12 | 10 | 2.14 | 79 | 86 | 215318861
COMFORTMAKER | D5CUHAH24AAK | D5FUHAH24XAK |  | 24000 | 24000 | 18.7 | 12 | 10 | 2.14 | 79 | 86 | 215318917
ARCOAIRE | D5CUHAH24AAK | D5FUHAH24XAK |  | 24000 | 24000 | 18.7 | 12 | 10 | 2.14 | 79 | 86 | 215318889
DAY & NIGHT | D5CUHAH24AAK | D5FUHAH24XAK |  | 24000 | 24000 | 18.7 | 12 | 10 | 2.14 | 79 | 86 | 215318945
HEIL | D5CUHAH24AAK | D5FUHAH24XAK |  | 24000 | 24000 | 18.7 | 12 | 10 | 2.14 | 79 | 86 | 215318973
KEEPRITE | D5CUHAH24AAK | D5FUHAH24XAK |  | 24000 | 24000 | 18.7 | 12 | 10 | 2.14 | 79 | 86 | 215319001
KENMORE | D5CUHAH24AAK | D5FUHAH24XAK |  | 24000 | 24000 | 18.7 | 12 | 10 | 2.14 | 79 | 86 | 215319029
MIDEA | D5CUHAH24AAK | D5FUHAH24XAK |  | 24000 | 24000 | 18.7 | 12 | 10 | 2.14 | 79 | 86 | 215319057
TEMPSTAR | D5CUHAH24AAK | D5FUHAH24XAK |  | 24000 | 24000 | 18.7 | 12 | 10 | 2.14 | 79 | 86 | 215319085
SMART COMFORT | D5CUHAH24AAK | D5FUHAH24XAK |  | 24000 | 24000 | 18.7 | 12 | 10 | 2.14 | 79 | 86 | 215319113
AIRQUEST | D5CUHAH24AAK | D5FUHAH24XAK |  | 24000 | 24000 | 18.7 | 12 | 10 | 2.14 | 79 | 86 | 215319141
LPS Legacy | D5CUHAH24AAK | D5FUHAH24XAK |  | 24000 | 24000 | 18.7 | 12 | 10 | 2.14 | 79 | 86 | 215319169
Grandaire | D5CUHAH24AAK | D5FUHAH24XAK |  | 24000 | 24000 | 18.7 | 12 | 10 | 2.14 | 79 | 86 | 215319197
MDV | MOD30-30HFN10-M3X | MVBC-30HWFN10-MC3E |  | 30000 | 34000 | 16.9 | 11.7 | 10 | 1.96 | 70 | 96 | 214861543
CARRIER | 37MUHAQ30AA3 | 45MUAAQ30XX3 |  | 30000 | 34000 | 16.9 | 11.7 | 10 | 1.96 | 70 | 96 | 215318750
BRYANT | 37MUHAQ30AA3 | 45MUAAQ30XX3 |  | 30000 | 34000 | 16.9 | 11.7 | 10 | 1.96 | 70 | 96 | 215318778
PAYNE | 37MUHAQ30AA3 | 45MUAAQ30XX3 |  | 30000 | 34000 | 16.9 | 11.7 | 10 | 1.96 | 70 | 96 | 215318806
Weathermaker | 37MUHAQ30AA3 | 45MUAAQ30XX3 |  | 30000 | 34000 | 16.9 | 11.7 | 10 | 1.96 | 70 | 96 | 215318834
MIDEA | 37MUHAQ30AA3 | 45MUAAQ30XX3 |  | 30000 | 34000 | 16.9 | 11.7 | 10 | 1.96 | 70 | 96 | 215318862
ARCOAIRE | D5CUHAH30AAK | D5FUAAH30XAK |  | 30000 | 34000 | 16.9 | 11.7 | 10 | 1.96 | 70 | 96 | 215318890
COMFORTMAKER | D5CUHAH30AAK | D5FUAAH30XAK |  | 30000 | 34000 | 16.9 | 11.7 | 10 | 1.96 | 70 | 96 | 215318918
DAY & NIGHT | D5CUHAH30AAK | D5FUAAH30XAK |  | 30000 | 34000 | 16.9 | 11.7 | 10 | 1.96 | 70 | 96 | 215318946
HEIL | D5CUHAH30AAK | D5FUAAH30XAK |  | 30000 | 34000 | 16.9 | 11.7 | 10 | 1.96 | 70 | 96 | 215318974
KEEPRITE | D5CUHAH30AAK | D5FUAAH30XAK |  | 30000 | 34000 | 16.9 | 11.7 | 10 | 1.96 | 70 | 96 | 215319002
KENMORE | D5CUHAH30AAK | D5FUAAH30XAK |  | 30000 | 34000 | 16.9 | 11.7 | 10 | 1.96 | 70 | 96 | 215319030
MIDEA | D5CUHAH30AAK | D5FUAAH30XAK |  | 30000 | 34000 | 16.9 | 11.7 | 10 | 1.96 | 70 | 96 | 215319058
TEMPSTAR | D5CUHAH30AAK | D5FUAAH30XAK |  | 30000 | 34000 | 16.9 | 11.7 | 10 | 1.96 | 70 | 96 | 215319086
SMART COMFORT | D5CUHAH30AAK | D5FUAAH30XAK |  | 30000 | 34000 | 16.9 | 11.7 | 10 | 1.96 | 70 | 96 | 215319114
AIRQUEST | D5CUHAH30AAK | D5FUAAH30XAK |  | 30000 | 34000 | 16.9 | 11.7 | 10 | 1.96 | 70 | 96 | 215319142
LPS Legacy | D5CUHAH30AAK | D5FUAAH30XAK |  | 30000 | 34000 | 16.9 | 11.7 | 10 | 1.96 | 70 | 96 | 215319170
MDV | MOD30-30HFN10-M3X | MVBDM-30HWFN10-WB3 |  | 30000 | 33000 | 17.2 | 12.1 | 10.8 | 1.97 | 73 | 101 | 214861544
Grandaire | D5CUHAH30AAK | D5FUAAH30XAK |  | 30000 | 34000 | 16.9 | 11.7 | 10 | 1.96 | 70 | 96 | 215319198
MDV | MOD30-36HFN10-M3X | MVBDM-36HWFN10-WB3 |  | 36000 | 36000 | 17.7 | 12 | 10 | 2.06 | 68 | 91 | 214861545
MDV | MOX630-36HFN10-M3X | MVBC-36HWFN10-MC3E |  | 36000 | 37000 | 17.4 | 11.7 | 10.3 | 1.9 | 86 | 105 | 214861546
CARRIER | 37MUHAQ36AA3 | 45MUAAQ36XX3 |  | 36000 | 37000 | 17.4 | 11.7 | 10.3 | 1.9 | 86 | 105 | 215318751
BRYANT | 37MUHAQ36AA3 | 45MUAAQ36XX3 |  | 36000 | 37000 | 17.4 | 11.7 | 10.3 | 1.9 | 86 | 105 | 215318779
PAYNE | 37MUHAQ36AA3 | 45MUAAQ36XX3 |  | 36000 | 37000 | 17.4 | 11.7 | 10.3 | 1.9 | 86 | 105 | 215318807
Weathermaker | 37MUHAQ36AA3 | 45MUAAQ36XX3 |  | 36000 | 37000 | 17.4 | 11.7 | 10.3 | 1.9 | 86 | 105 | 215318835
MDV | MOX430-18HFN10-M1X | MVBC-18HWFN10-MB1 |  | 18000 | 19500 | 18.2 | 12 | 10.1 | 2.2 | 72 | 92 | 214861528
CARRIER | 37MAHAQ18AA3 | 45MBAAQ18XB3 |  | 18000 | 19500 | 18.2 | 12 | 10.1 | 2.2 | 72 | 92 | 215318764
BRYANT | 37MAHAQ18AA3 | 45MBAAQ18XB3 |  | 18000 | 19500 | 18.2 | 12 | 10.1 | 2.2 | 72 | 92 | 215318792
PAYNE | 37MAHAQ18AA3 | 45MBAAQ18XB3 |  | 18000 | 19500 | 18.2 | 12 | 10.1 | 2.2 | 72 | 92 | 215318820
Weathermaker | 37MAHAQ18AA3 | 45MBAAQ18XB3 |  | 18000 | 19500 | 18.2 | 12 | 10.1 | 2.2 | 72 | 92 | 215318848
MIDEA | 37MAHAQ18AA3 | 45MBAAQ18XB3 |  | 18000 | 19500 | 18.2 | 12 | 10.1 | 2.2 | 72 | 92 | 215318876
ARCOAIRE | D5CSHAH18AAK | D5FSAAH18XBK |  | 18000 | 19500 | 18.2 | 12 | 10.1 | 2.2 | 72 | 92 | 215318904
HEIL | D5CSHAH18AAK | D5FSAAH18XBK |  | 18000 | 19500 | 18.2 | 12 | 10.1 | 2.2 | 72 | 92 | 215318988
MIDEA | D5CSHAH18AAK | D5FSAAH18XBK |  | 18000 | 19500 | 18.2 | 12 | 10.1 | 2.2 | 72 | 92 | 215319072
BRYANT HEATING AND COOLING SYSTEMS | 227TBN036**AA* | FT4BN(B,X)C36L* |  | 34200 | 34800 | 15.2 | 11.7 | 8.1 | 2.08 | 61 | 49 | 213386189
ALLIED | 7HP14F42P-**A | 7AH2AE48PX-** |  | 41500 | 40500 | 15.5 | 12.8 | 8.2 | 2.14 | 64 | 50 | 215743144
ARMSTRONG AIR | A7HP14F42P-**A | 7AH2AV48PXC** |  | 41500 | 40500 | 15.2 | 12.6 | 8.2 | 2.14 | 64 | 50 | 215743335
ARMSTRONG AIR | A7HP14F42P-**A | 7AH2AE48PX-** |  | 41500 | 40500 | 15.5 | 12.8 | 8.2 | 2.14 | 64 | 50 | 215743333
DUCANE | 7HP14F42P-**A | 7AH2AV48PXC** |  | 41500 | 40500 | 15.2 | 12.6 | 8.2 | 2.14 | 64 | 50 | 215743209
ALLIED | 7HP14F42P-**A | 7AH2AV48PXC** |  | 41500 | 40500 | 15.2 | 12.6 | 8.2 | 2.14 | 64 | 50 | 215743146
CONCORD | 7HP14F42P-**A | 7AH2AV48PXC** |  | 41500 | 40500 | 15.2 | 12.6 | 8.2 | 2.14 | 64 | 50 | 215743272
CONCORD | 7HP14F42P-**A | 7AH2AV42PXC** |  | 41500 | 40500 | 15.2 | 12.6 | 8.1 | 2.14 | 62 | 50 | 215743271
CONCORD | 7HP14F42P-**A | 7AH2AE48PX-** |  | 41500 | 40500 | 15.5 | 12.8 | 8.2 | 2.14 | 64 | 50 | 215743270
CONCORD | 7HP14F42P-**A | 7AH2AE42PX-** |  | 41500 | 40500 | 15.5 | 12.8 | 8.2 | 2.14 | 62 | 49 | 215743269
AIREASE | A7HP14F42P-**A | 7AH2AV48PXC** |  | 41500 | 40500 | 15.2 | 12.6 | 8.2 | 2.14 | 64 | 50 | 215743431
AIREASE | A7HP14F42P-**A | 7AH2AV42PXC** |  | 41500 | 40500 | 15.2 | 12.6 | 8.1 | 2.14 | 62 | 50 | 215743430
AIREASE | A7HP14F42P-**A | 7AH2AE48PX-** |  | 41500 | 40500 | 15.5 | 12.8 | 8.2 | 2.14 | 64 | 50 | 215743429
AIREASE | A7HP14F42P-**A | 7AH2AE42PX-** |  | 41500 | 40500 | 15.5 | 12.8 | 8.2 | 2.14 | 62 | 49 | 215743428
ALLIED | 7HP14F42P-**A | 7AH2AV42PXC** |  | 41500 | 40500 | 15.2 | 12.6 | 8.1 | 2.14 | 62 | 50 | 215743145
ALLIED | 7HP14F42P-**A | 7AH2AE42PX-** |  | 41500 | 40500 | 15.5 | 12.8 | 8.2 | 2.14 | 62 | 49 | 215743143
ARMSTRONG AIR | A7HP14F42P-**A | 7AH2AV42PXC** |  | 41500 | 40500 | 15.2 | 12.6 | 8.1 | 2.14 | 62 | 50 | 215743334
ARMSTRONG AIR | A7HP14F42P-**A | 7AH2AE42PX-** |  | 41500 | 40500 | 15.5 | 12.8 | 8.2 | 2.14 | 62 | 49 | 215743332
DUCANE | 7HP14F42P-**A | 7AH2AV42PXC** |  | 41500 | 40500 | 15.2 | 12.6 | 8.1 | 2.14 | 62 | 50 | 215743208
DUCANE | 7HP14F42P-**A | 7AH2AE48PX-** |  | 41500 | 40500 | 15.5 | 12.8 | 8.2 | 2.14 | 64 | 50 | 215743207
DUCANE | 7HP14F42P-**A | 7AH2AE42PX-** |  | 41500 | 40500 | 15.5 | 12.8 | 8.2 | 2.14 | 62 | 49 | 215743206
CONCORD | 7HP14F36P-**A | 7AH2AV48PXC** |  | 41500 | 40500 | 15.2 | 12.6 | 8.2 | 2.14 | 64 | 50 | 215742872
CONCORD | 7HP14F36P-**A | 7AH2AV42PXC** |  | 41500 | 40500 | 15.2 | 12.6 | 8.1 | 2.14 | 62 | 50 | 215742871
CONCORD | 7HP14F36P-**A | 7AH2AE48PX-** |  | 41500 | 40500 | 15.5 | 12.8 | 8.2 | 2.14 | 64 | 50 | 215742870
CONCORD | 7HP14F36P-**A | 7AH2AE42PX-** |  | 41500 | 40500 | 15.5 | 12.8 | 8.2 | 2.14 | 62 | 49 | 215742869
AIREASE | A7HP14F36P-**A | 7AH2AV48PXC** |  | 41500 | 40500 | 15.2 | 12.6 | 8.2 | 2.14 | 64 | 50 | 215742985
AIREASE | A7HP14F36P-**A | 7AH2AE48PX-** |  | 41500 | 40500 | 15.5 | 12.8 | 8.2 | 2.14 | 64 | 50 | 215742982
AIREASE | A7HP14F36P-**A | 7AH2AE42PX-** |  | 41500 | 40500 | 15.5 | 12.8 | 8.2 | 2.14 | 62 | 49 | 215742981
DUCANE | 7HP14F36P-**A | 7AH2AV48PXC** |  | 41500 | 40500 | 15.2 | 12.6 | 8.2 | 2.14 | 64 | 50 | 215742830
DUCANE | 7HP14F36P-**A | 7AH2AV42PXC** |  | 41500 | 40500 | 15.2 | 12.6 | 8.1 | 2.14 | 62 | 50 | 215742829
DUCANE | 7HP14F36P-**A | 7AH2AE48PX-** |  | 41500 | 40500 | 15.5 | 12.8 | 8.2 | 2.14 | 64 | 50 | 215742828
DUCANE | 7HP14F36P-**A | 7AH2AE42PX-** |  | 41500 | 40500 | 15.5 | 12.8 | 8.2 | 2.14 | 62 | 49 | 215742827
ARMSTRONG AIR | A7HP14F36P-**A | 7AH2AV48PXC** |  | 41500 | 40500 | 15.2 | 12.6 | 8.2 | 2.14 | 64 | 50 | 215742914
ARMSTRONG AIR | A7HP14F36P-**A | 7AH2AV42PXC** |  | 41500 | 40500 | 15.2 | 12.6 | 8.1 | 2.14 | 62 | 50 | 215742913
ARMSTRONG AIR | A7HP14F36P-**A | 7AH2AE48PX-** |  | 41500 | 40500 | 15.5 | 12.8 | 8.2 | 2.14 | 64 | 50 | 215742912
ARMSTRONG AIR | A7HP14F36P-**A | 7AH2AE42PX-** |  | 41500 | 40500 | 15.5 | 12.8 | 8.2 | 2.14 | 62 | 49 | 215742911
AIREASE | A7HP14F36P-**A | 7AH2AV42PXC** |  | 41500 | 40500 | 15.2 | 12.6 | 8.1 | 2.14 | 62 | 50 | 215742984
ALLIED | 7HP14F36P-**A | 7AH2AV48PXC** |  | 41500 | 40500 | 15.2 | 12.6 | 8.2 | 2.14 | 64 | 50 | 215742788
ALLIED | 7HP14F36P-**A | 7AH2AV42PXC** |  | 41500 | 40500 | 15.2 | 12.6 | 8.1 | 2.14 | 62 | 50 | 215742787
ALLIED | 7HP14F36P-**A | 7AH2AE48PX-** |  | 41500 | 40500 | 15.5 | 12.8 | 8.2 | 2.14 | 64 | 50 | 215742786
ALLIED | 7HP14F36P-**A | 7AH2AE42PX-** |  | 41500 | 40500 | 15.5 | 12.8 | 8.2 | 2.14 | 62 | 49 | 215742785
CHAMPION HEATING AND COOLING | XH536E2S11 | CTU48C5XFS1+TXV | Z8ET100C16LMPS1 | 34400 | 32200 | 15.2 | 11.7 | 8.1 | 2.38 | 67 | 56 | 215743049
COLEMAN | XH536E2S11 | CTF48C5CFS1 | Z8ET120C20LMPS1 | 34800 | 32400 | 15.2 | 11.7 | 8.1 | 2.38 | 67 | 56 | 215743053
LUXAIRE | XH536E2S11 | CTU48C5XFS1+TXV | Z8ET120C20LMPS1 | 34800 | 32400 | 15.2 | 11.7 | 8.1 | 2.38 | 67 | 56 | 215743055
YORK | YH536E2S11 | CTF48C5CFS1 | Y82E100C20LMPS1 | 34200 | 32000 | 15.2 | 11.7 | 8.1 | 2.4 | 67 | 56 | 215742769
YORK | YH536E2S11 | CTU48C5XFS1+TXV | Y82E100C20LMPS1 | 34200 | 32000 | 15.2 | 11.7 | 8.1 | 2.4 | 67 | 56 | 215742770
YORK | YH536E2S11 | CTF36C5CDS1 | Y82E100C16LMPS1 | 32800 | 32000 | 15.2 | 11 | 8.1 | 2.4 | 68 | 56 | 215742773
YORK | YH536E2S11 | CTF48C5CFS1 | Y82E100C16LMPS1 | 34400 | 32200 | 15.2 | 11.7 | 8.1 | 2.38 | 67 | 56 | 215742775
YORK | YH536E2S11 | CTU48C5XFS1+TXV | Y82E100C16LMPS1 | 34400 | 32200 | 15.2 | 11.7 | 8.1 | 2.38 | 67 | 56 | 215742776
YORK | YH536E2S11 | CTF48C5CFS1 | Y82E120C20LMPS1 | 34800 | 32400 | 15.2 | 11.7 | 8.1 | 2.38 | 67 | 56 | 215742779
YORK | YH536E2S11 | CTU48C5XFS1+TXV | Y82E120C20LMPS1 | 34800 | 32400 | 15.2 | 11.7 | 8.1 | 2.38 | 67 | 56 | 215742780
CHAMPION HEATING AND COOLING | XH536E2S11 | CTF48C5CFS1 | Z8ET100C16LMPS1 | 34400 | 32200 | 15.2 | 11.7 | 8.1 | 2.38 | 67 | 56 | 215742991
JOHNSON CONTROLS | XH536E2S11 | CTU48C5XFS1+TXV | Z8ET100C16LMPS1 | 34400 | 32200 | 15.2 | 11.7 | 8.1 | 2.38 | 67 | 56 | 215742994
LUXAIRE | XH536E2S11 | CTF48C5CFS1 | Z8ET120C20LMPS1 | 34800 | 32400 | 15.2 | 11.7 | 8.1 | 2.38 | 67 | 56 | 215743000
FRASER-JOHNSTON | XH536E2S11 | CTU48C5XFS1+TXV | Z8ET120C20LMPS1 | 34800 | 32400 | 15.2 | 11.7 | 8.1 | 2.38 | 67 | 56 | 215743003
FRASER-JOHNSTON | XH536E2S11 | CTF48C5CFS1 | Z8ET100C20LMPS1 | 34200 | 32000 | 15.2 | 11.7 | 8.1 | 2.4 | 67 | 56 | 215743029
CHAMPION HEATING AND COOLING | XH536E2S11 | CTU48C5XFS1+TXV | Z8ET100C20LMPS1 | 34200 | 32000 | 15.2 | 11.7 | 8.1 | 2.4 | 67 | 56 | 215743032
CHAMPION HEATING AND COOLING | XH536E2S11 | CTF48C5CFS1 | Z8ET100C20LMPS1 | 34200 | 32000 | 15.2 | 11.7 | 8.1 | 2.4 | 67 | 56 | 215742980
JOHNSON CONTROLS | XH536E2S11 | CTU48C5XFS1+TXV | Z8ET100C20LMPS1 | 34200 | 32000 | 15.2 | 11.7 | 8.1 | 2.4 | 67 | 56 | 215742983
LUXAIRE | XH536E2S11 | CTF36C5CDS1 | Z8ET100C16LMPS1 | 32800 | 32000 | 15.2 | 11 | 8.1 | 2.4 | 68 | 56 | 215742987
LUXAIRE | XH536E2S11 | CTF48C5CFS1 | Z8ET100C20LMPS1 | 34200 | 32000 | 15.2 | 11.7 | 8.1 | 2.4 | 67 | 56 | 215743071
FRASER-JOHNSTON | XH536E2S11 | CTU48C5XFS1+TXV | Z8ET100C20LMPS1 | 34200 | 32000 | 15.2 | 11.7 | 8.1 | 2.4 | 67 | 56 | 215743072
LUXAIRE | XH536E2S11 | CTF48C5CFS1 | Z8ET100C16LMPS1 | 34400 | 32200 | 15.2 | 11.7 | 8.1 | 2.38 | 67 | 56 | 215743076
FRASER-JOHNSTON | XH536E2S11 | CTU48C5XFS1+TXV | Z8ET100C16LMPS1 | 34400 | 32200 | 15.2 | 11.7 | 8.1 | 2.38 | 67 | 56 | 215743077
COLEMAN | XH536E2S11 | CTU48C5XFS1+TXV | Z8ET120C20LMPS1 | 34800 | 32400 | 15.2 | 11.7 | 8.1 | 2.38 | 67 | 56 | 215743080
COLEMAN | XH536E2S11 | CTF48C5CFS1 | Z8ET100C20LMPS1 | 34200 | 32000 | 15.2 | 11.7 | 8.1 | 2.4 | 67 | 56 | 215743088
LUXAIRE | XH536E2S11 | CTU48C5XFS1+TXV | Z8ET100C20LMPS1 | 34200 | 32000 | 15.2 | 11.7 | 8.1 | 2.4 | 67 | 56 | 215743089
JOHNSON CONTROLS | XH536E2S11 | CTF36C5CDS1 | Z8ET100C16LMPS1 | 32800 | 32000 | 15.2 | 11 | 8.1 | 2.4 | 68 | 56 | 215743092
COLEMAN | XH536E2S11 | CTF48C5CFS1 | Z8ET100C16LMPS1 | 34400 | 32200 | 15.2 | 11.7 | 8.1 | 2.38 | 67 | 56 | 215743093
LUXAIRE | XH536E2S11 | CTU48C5XFS1+TXV | Z8ET100C16LMPS1 | 34400 | 32200 | 15.2 | 11.7 | 8.1 | 2.38 | 67 | 56 | 215743094
JOHNSON CONTROLS | XH536E2S11 | CTF48C5CFS1 | Z8ET120C20LMPS1 | 34800 | 32400 | 15.2 | 11.7 | 8.1 | 2.38 | 67 | 56 | 215743097
COLEMAN | XH536E2S11 | CTU48C5XFS1+TXV | Z8ET100C20LMPS1 | 34200 | 32000 | 15.2 | 11.7 | 8.1 | 2.4 | 67 | 56 | 215743106
CHAMPION HEATING AND COOLING | XH536E2S11 | CTF36C5CDS1 | Z8ET100C16LMPS1 | 32800 | 32000 | 15.2 | 11 | 8.1 | 2.4 | 68 | 56 | 215743109
COLEMAN | XH536E2S11 | CTU48C5XFS1+TXV | Z8ET100C16LMPS1 | 34400 | 32200 | 15.2 | 11.7 | 8.1 | 2.38 | 67 | 56 | 215743111
CHAMPION HEATING AND COOLING | XH536E2S11 | CTF48C5CFS1 | Z8ET120C20LMPS1 | 34800 | 32400 | 15.2 | 11.7 | 8.1 | 2.38 | 67 | 56 | 215743114
JOHNSON CONTROLS | XH536E2S11 | CTU48C5XFS1+TXV | Z8ET120C20LMPS1 | 34800 | 32400 | 15.2 | 11.7 | 8.1 | 2.38 | 67 | 56 | 215743115
JOHNSON CONTROLS | XH536E2S11 | CTF48C5CFS1 | Z8ET100C20LMPS1 | 34200 | 32000 | 15.2 | 11.7 | 8.1 | 2.4 | 67 | 56 | 215743124
FRASER-JOHNSTON | XH536E2S11 | CTF36C5CDS1 | Z8ET100C16LMPS1 | 32800 | 32000 | 15.2 | 11 | 8.1 | 2.4 | 68 | 56 | 215743127
JOHNSON CONTROLS | XH536E2S11 | CTF48C5CFS1 | Z8ET100C16LMPS1 | 34400 | 32200 | 15.2 | 11.7 | 8.1 | 2.38 | 67 | 56 | 215743129
FRASER-JOHNSTON | XH536E2S11 | CTF48C5CFS1 | Z8ET120C20LMPS1 | 34800 | 32400 | 15.2 | 11.7 | 8.1 | 2.38 | 67 | 56 | 215743132
CHAMPION HEATING AND COOLING | XH536E2S11 | CTU48C5XFS1+TXV | Z8ET120C20LMPS1 | 34800 | 32400 | 15.2 | 11.7 | 8.1 | 2.38 | 67 | 56 | 215743133
COLEMAN | XH536E2S11 | CTF36C5CDS1 | Z8ET100C16LMPS1 | 32800 | 32000 | 15.2 | 11 | 8.1 | 2.4 | 68 | 56 | 215743039
FRASER-JOHNSTON | XH536E2S11 | CTF48C5CFS1 | Z8ET100C16LMPS1 | 34400 | 32200 | 15.2 | 11.7 | 8.1 | 2.38 | 67 | 56 | 215743046
Custom Comfort | CCOXHBSZ06HP | CCOXHBSD06 |  | 6500 | 8000 | 21.4 | 14.4 | 13.8 | 2.4 | 100 | 98 | 215745983
Custom Comfort | CCOXHBSZ09HP | CCOXHBSD09 |  | 9000 | 9900 | 20.5 | 14 | 13.8 | 1.85 | 103 | 120 | 215745984
Custom Comfort | CCOXHBSZ12HP | CCOXHBSD12 |  | 12000 | 12000 | 20 | 12 | 10.6 | 1.95 | 85 | 100 | 215745985
Custom Comfort | CCOXHBSZ48CHP | CCOXHBSD48 |  | 48000 | 52000 | 16.7 | 10.4 | 10.8 | 2 | 87 | 91 | 215746000
Custom Comfort | CCOXHBSZ60CHP | CCOXHBSD60 |  | 55000 | 60000 | 15.8 | 10.2 | 10.4 | 2.1 | 75 | 89 | 215746001
Custom Comfort | CCOXHBSZ17HP | CCOXHBSD18 |  | 17500 | 19500 | 18.4 | 12 | 11.1 | 2.1 | 77 | 92 | 215745986
Custom Comfort | CCOXHBSZ24HP | CCOXHBSD24 |  | 24000 | 26000 | 19 | 12 | 11.7 | 2.18 | 83 | 92 | 215745987
Custom Comfort | CCOXHBSZ36CHP | CCOXHBSD36 |  | 36000 | 42000 | 17.7 | 12 | 11.1 | 2.1 | 75 | 90 | 215745999
Custom Comfort | CCOXHB24V60HP | CCOXHBAH24V60 |  | 54000 | 56000 | 16 | 10 | 9 | 1.8 | 80 | 93 | 215746031
Custom Comfort | CCOXHB24V48HP | CCOXHBAH24V48 |  | 48000 | 50000 | 16.5 | 10.5 | 9.5 | 1.9 | 74 | 92 | 215746030
Custom Comfort | CCOXHB24V36HP | CCOXHBAH24V36 |  | 36000 | 37000 | 17.3 | 11.7 | 10.3 | 1.9 | 86 | 105 | 215746029
Custom Comfort | CCOXHB24V30HP | CCOXHBAH24V30 |  | 30000 | 34000 | 16.8 | 11.7 | 10 | 1.96 | 70 | 96 | 215746028
Custom Comfort | CCOXHB24V24HP | CCOXHBAH24V24 |  | 23000 | 24000 | 18.3 | 11.7 | 10 | 1.87 | 83 | 90 | 215746027
Custom Comfort | CCOXHB24V18HP | CCOXHBAH24V18 |  | 18000 | 19000 | 19 | 12.5 | 9.7 | 2 | 79 | 95 | 215746026
Custom Comfort | CCOXHBSZ60CHP | CCOXHBAHUC60 |  | 54000 | 59000 | 15.2 | 10 | 9.2 | 2 | 69 | 90 | 215746025
Custom Comfort | CCOXHBSZ48CHP | CCOXHBAHUC48 |  | 48000 | 50000 | 17 | 10 | 10.2 | 2 | 80 | 92 | 215746024
Custom Comfort | CCOXHBSZ36CHP | CCOXHBAHUC36 |  | 36000 | 38000 | 17.2 | 11.7 | 9.5 | 2.06 | 74 | 100 | 215746023
Custom Comfort | CCOXHBSZ33HP | CCOXHBAHU36 |  | 33000 | 35000 | 16.5 | 11.7 | 10 | 2 | 95 | 97 | 215746022
Custom Comfort | CCOXHBSZ24HP | CCOXHBAHU24 |  | 23000 | 26000 | 18.7 | 12 | 10 | 2.16 | 65 | 91 | 215746021
Custom Comfort | CCOXHBSZ17HP | CCOXHBAHU18 |  | 18000 | 19500 | 18 | 12 | 10 | 2.2 | 72 | 92 | 215746020
ADP | 4A6V8X48A1 | H,TG49960 | S8V2C100M5PDA | 47000 | 41500 | 18 | 11.7 | 8.5 | 1.78 | 87 | 68 | 215741931
ADP | 4A6V8X48A1 | H,TG49948 | S8V2C100M5PDA | 47000 | 41500 | 18 | 11.7 | 8.5 | 1.78 | 87 | 68 | 215741930
ADP | 4A6V8X48A1 | H,TG2K960 | S8V2C100M5PDA | 46000 | 42500 | 18 | 11.5 | 8.5 | 1.79 | 87 | 67 | 215741929
ADP | 4A6V8X48A1 | H,TG2K948 | S8V2C100M5PDA | 46000 | 42500 | 18 | 11.5 | 8.5 | 1.79 | 87 | 67 | 215741928
ADP | 4A6V8X48A1 | H,TG49960 | S8V2C100M5PCA | 47000 | 41500 | 18 | 11.7 | 8.5 | 1.78 | 87 | 68 | 215741923
ADP | 4A6V8X48A1 | H,TG49948 | S8V2C100M5PCA | 47000 | 41500 | 18 | 11.7 | 8.5 | 1.78 | 87 | 68 | 215741922
ADP | 4A6V8X48A1 | H,TG49960 | S8V2C080M5PDB | 46500 | 41000 | 18 | 11.7 | 8.5 | 1.8 | 88 | 68 | 215741921
ADP | 4A6V8X48A1 | H,TG49948 | S8V2C080M5PDB | 46500 | 41000 | 18 | 11.7 | 8.5 | 1.8 | 88 | 68 | 215741920
ADP | 4A6V8X48A1 | H,TG49960 | S8V2C080M5PDA | 46500 | 41000 | 18 | 11.7 | 8.5 | 1.84 | 88 | 68 | 215741917
ADP | 4A6V8X48A1 | H,TG49948 | S8V2C080M5PDA | 46500 | 41000 | 18 | 11.7 | 8.5 | 1.84 | 88 | 68 | 215741916
ADP | 4A6V8X48A1 | H,TG49960 | S8V2C080M5PCB | 46500 | 41000 | 18 | 11.7 | 8.5 | 1.8 | 88 | 68 | 215741913
ADP | 4A6V8X48A1 | H,TG49948 | S8V2C080M5PCB | 46500 | 41000 | 18 | 11.7 | 8.5 | 1.8 | 88 | 68 | 215741912
ADP | 4A6V8X48A1 | H,TG49960 | S8V2C080M5PCA | 46500 | 41000 | 18 | 11.7 | 8.5 | 1.79 | 88 | 68 | 215741909
ADP | 4A6V8X48A1 | H,TG49948 | S8V2C080M5PCA | 46500 | 41000 | 18 | 11.7 | 8.5 | 1.79 | 88 | 68 | 215741908
ADP | 4A6V8X24A1 | H,TG33936 | S9V2B080U3VSA+RP | 23200 | 18600 | 17 | 12 | 8.2 | 1.8 | 85 | 68 | 215741905
ADP | 4A6V8X24A1 | H,TG33930 | S9V2B080U3VSA+RP | 23200 | 18600 | 17 | 12 | 8.2 | 1.8 | 85 | 68 | 215741904
ADP | 4A6V8X24A1 | H,TG33936 | S9V2B060U3VSB+RP | 23200 | 18600 | 17 | 12 | 8.5 | 1.8 | 85 | 68 | 215741903
ADP | 4A6V8X24A1 | H,TG33930 | S9V2B060U3VSB+RP | 23200 | 18600 | 17 | 12 | 8.5 | 1.8 | 85 | 68 | 215741902
ADP | 4A6V8X24A1 | H,TG33936 | S9V2B060U3VSA+RP | 23000 | 18600 | 17 | 12 | 8.5 | 1.9 | 84 | 67 | 215741901
ADP | 4A6V8X24A1 | H,TG33930 | S9V2B060U3VSA+RP | 23000 | 18600 | 17 | 12 | 8.5 | 1.9 | 84 | 67 | 215741900
ADP | 4A6V0X48A1 | H,TG49960 | S9V2D120U5VSA+RP | 47000 | 40000 | 19 | 11.7 | 8.5 | 1.82 | 88 | 70 | 215741895
ADP | 4A6V0X48A1 | H,TG49948 | S9V2D120U5VSA+RP | 47000 | 40000 | 19 | 11.7 | 8.5 | 1.82 | 88 | 70 | 215741894
ADP | 4A6V0X48A1 | H,TG49960 | S9V2C100U4VSB+RP | 46500 | 40000 | 19 | 11.7 | 8.5 | 1.8 | 88 | 70 | 215741893
ADP | 4A6V0X48A1 | H,TG49948 | S9V2C100U4VSB+RP | 46500 | 40000 | 19 | 11.7 | 8.5 | 1.8 | 88 | 70 | 215741892
ADP | 4A6V0X48A1 | H,TG49960 | S9V2C100U4VSA+RP | 46500 | 40000 | 19 | 11.7 | 8.5 | 1.8 | 88 | 70 | 215741889
ADP | 4A6V0X48A1 | H,TG49948 | S9V2C100U4VSA+RP | 46500 | 40000 | 19 | 11.7 | 8.5 | 1.8 | 88 | 70 | 215741888
ADP | 4A6V0X48A1 | H,TG2K960 | S8V2C100M5PDB | 45000 | 40000 | 19 | 11 | 8.5 | 1.8 | 89 | 69 | 215741871
ADP | 4A6V0X48A1 | H,TG2K948 | S8V2C100M5PDB | 45000 | 40000 | 19 | 11 | 8.5 | 1.8 | 89 | 69 | 215741870
ADP | 4A6V0X48A1 | H,TG49960 | S8V2C100M5PDA | 45000 | 39000 | 19 | 11.7 | 8.2 | 1.75 | 88 | 68 | 215741869
ADP | 4A6V0X48A1 | H,TG49948 | S8V2C100M5PDA | 45000 | 39000 | 19 | 11.7 | 8.2 | 1.75 | 88 | 68 | 215741868
ADP | 4A6V0X48A1 | H,TG2K960 | S8V2C100M5PDA | 45000 | 40000 | 19 | 11 | 8.5 | 1.8 | 89 | 69 | 215741867
ADP | 4A6V0X48A1 | H,TG2K948 | S8V2C100M5PDA | 45000 | 40000 | 19 | 11 | 8.5 | 1.8 | 89 | 69 | 215741866
ADP | 4A6V0X48A1 | H,TG2K960 | S8V2C100M5PCB | 45000 | 40000 | 19 | 11 | 8.5 | 1.8 | 89 | 69 | 215741863
ADP | 4A6V0X48A1 | H,TG2K948 | S8V2C100M5PCB | 45000 | 40000 | 19 | 11 | 8.5 | 1.8 | 89 | 69 | 215741862
ADP | 4A6V0X48A1 | H,TG49960 | S8V2C100M5PCA | 45000 | 39000 | 19 | 11.7 | 8.2 | 1.75 | 88 | 68 | 215741861
ADP | 4A6V0X48A1 | H,TG49948 | S8V2C100M5PCA | 45000 | 39000 | 19 | 11.7 | 8.2 | 1.75 | 88 | 68 | 215741860
ADP | 4A6V0X48A1 | H,TG49960 | S8V2C080M5PDB | 46000 | 40000 | 19 | 11.7 | 8.5 | 1.8 | 88 | 69 | 215741859
ADP | 4A6V0X48A1 | H,TG49948 | S8V2C080M5PDB | 46000 | 40000 | 19 | 11.7 | 8.5 | 1.8 | 88 | 69 | 215741858
ADP | 4A6V8X48A1 | H,TG49960 | S9V2C100D4VSA+RP | 46500 | 41000 | 18 | 11.7 | 8.5 | 1.78 | 87 | 69 | 215741951
ADP | 4A6V8X48A1 | H,TG49948 | S9V2C100D4VSA+RP | 46500 | 41000 | 18 | 11.7 | 8.5 | 1.78 | 87 | 69 | 215741950
ADP | 4A6V8X48A1 | H,TG49960 | S9V2B080U4VSB+RP | 45500 | 42000 | 18 | 11 | 8.5 | 1.8 | 88 | 69 | 215741947
ADP | 4A6V8X48A1 | H,TG49948 | S9V2B080U4VSB+RP | 45500 | 42000 | 18 | 11 | 8.5 | 1.8 | 88 | 69 | 215741946
ADP | 4A6V8X48A1 | H,TG2K960 | S9V2B080U4VSB+RP | 45000 | 42000 | 18 | 11 | 8.5 | 1.8 | 88 | 69 | 215741945
ADP | 4A6V8X48A1 | H,TG2K948 | S9V2B080U4VSB+RP | 45000 | 42000 | 18 | 11 | 8.5 | 1.8 | 88 | 69 | 215741944
ADP | 4A6V8X48A1 | H,TG49960 | S9V2C100U4VSB+RP | 46500 | 41000 | 18 | 11.7 | 8.5 | 1.8 | 88 | 70 | 215741961
ADP | 4A6V8X48A1 | H,TG49948 | S9V2C100U4VSB+RP | 46500 | 41000 | 18 | 11.7 | 8.5 | 1.8 | 88 | 70 | 215741960
ADP | 4A6V8X48A1 | H,TG49960 | S9V2C100U4VSA+RP | 46500 | 41000 | 18 | 11.7 | 8.5 | 1.85 | 88 | 70 | 215741957
ADP | 4A6V8X48A1 | H,TG49948 | S9V2C100U4VSA+RP | 46500 | 41000 | 18 | 11.7 | 8.5 | 1.85 | 88 | 70 | 215741956
ADP | 4A6V7X48A1 | H,TG49960 | S9V2C100U4VSB+LRP | 46500 | 38500 | 17 | 11.7 | 8.5 | 1.8 | 94 | 73 | 215742035
ADP | 4A6V7X48A1 | H,TG49948 | S9V2C100U4VSB+LRP | 46500 | 38500 | 17 | 11.7 | 8.5 | 1.8 | 94 | 73 | 215742034
ADP | 4A6V7X48A1 | H,TG49960 | S9V2C100U4VSA+LRP | 46500 | 42500 | 17 | 11.7 | 8.5 | 1.8 | 85 | 66 | 215742031
ADP | 4A6V7X48A1 | H,TG49948 | S9V2C100U4VSA+LRP | 46500 | 42500 | 17 | 11.7 | 8.5 | 1.8 | 85 | 66 | 215742030
ADP | 4A6V7X48A1 | H,TG49960 | S9V2B080U4VSB+LRP | 45500 | 43000 | 17 | 11 | 8.5 | 1.8 | 85 | 67 | 215742019
ADP | 4A6V7X48A1 | H,TG49948 | S9V2B080U4VSB+LRP | 45500 | 43000 | 17 | 11 | 8.5 | 1.8 | 85 | 67 | 215742018
ADP | 4A6H6024N1 | H,TG33936 | S9V2B040U3VSA | 23000 | 21800 | 15.2 | 11.7 | 8.1 | 2.02 | 64 | 49 | 215742115
ADP | 4A6H6024N1 | H,TG33930 | S9V2B040U3VSA | 23000 | 21800 | 15.2 | 11.7 | 8.1 | 2.02 | 64 | 49 | 215742114
ADP | 4A6V7X48A1 | H,TG49948 | S8V2C080M5PCB | 45000 | 41000 | 17 | 12 | 8.2 | 1.8 | 85 | 66 | 215741978
ADP | 4A6V7X48A1 | H,TG49960 | S8V2C080M5PCB | 45000 | 41000 | 17 | 12 | 8.2 | 1.8 | 85 | 66 | 215741979
ADP | 4A6V7X48A1 | H,TG49948 | S8V2C080M5PDA | 46500 | 41000 | 17 | 11.7 | 8.2 | 1.8 | 88 | 68 | 215741982
ADP | 4A6V7X48A1 | H,TG49960 | S8V2C080M5PDA | 46500 | 41000 | 17 | 11.7 | 8.2 | 1.8 | 88 | 68 | 215741983
ADP | 4A6V7X48A1 | H,TG49948 | S8V2C080M5PDB | 45000 | 41000 | 17 | 12 | 8.2 | 1.8 | 85 | 66 | 215741986
ADP | 4A6V7X48A1 | H,TG49960 | S8V2C080M5PDB | 45000 | 41000 | 17 | 12 | 8.2 | 1.8 | 85 | 66 | 215741987
ADP | 4A6V7X48A1 | H,TG2K948 | S9V2B080U4VSA+LRP | 45000 | 43000 | 17 | 11 | 8.5 | 1.8 | 85 | 67 | 215742012
ADP | 4A6V7X48A1 | H,TG2K960 | S9V2B080U4VSA+LRP | 45000 | 43000 | 17 | 11 | 8.5 | 1.8 | 85 | 67 | 215742013
ADP | 4A6V7X48A1 | H,TG49948 | S9V2B080U4VSA+LRP | 45500 | 43000 | 17 | 11 | 8.5 | 1.8 | 85 | 67 | 215742014
ADP | 4A6V7X48A1 | H,TG49960 | S9V2B080U4VSA+LRP | 45500 | 43000 | 17 | 11 | 8.5 | 1.8 | 85 | 67 | 215742015
ADP | 4A6V7X48A1 | H,TG2K948 | S9V2B080U4VSB+LRP | 45000 | 43000 | 17 | 11 | 8.5 | 1.8 | 85 | 67 | 215742016
ADP | 4A6V7X48A1 | H,TG2K960 | S9V2B080U4VSB+LRP | 45000 | 43000 | 17 | 11 | 8.5 | 1.8 | 85 | 67 | 215742017
ADP | 4A6V8X60A1 | H,TG49960 | S8V2C100M5PDA | 54000 | 50000 | 18 | 11.7 | 8.2 | 1.78 | 98 | 79 | 215742328
ADP | 4A6V0X48A1 | H,TG49948 | S8V2C080M5PCA | 46000 | 40000 | 19 | 11.7 | 8.5 | 1.8 | 88 | 69 | 215741846
ADP | 4A6V0X48A1 | H,TG49960 | S8V2C080M5PCA | 46000 | 40000 | 19 | 11.7 | 8.5 | 1.8 | 88 | 69 | 215741847
ADP | 4A6V0X48A1 | H,TG49948 | S8V2C080M5PCB | 46000 | 40000 | 19 | 11.7 | 8.5 | 1.8 | 88 | 69 | 215741850
ADP | 4A6V0X48A1 | H,TG49960 | S8V2C080M5PCB | 46000 | 40000 | 19 | 11.7 | 8.5 | 1.8 | 88 | 69 | 215741851
ADP | 4A6V0X48A1 | H,TG49948 | S8V2C080M5PDA | 46000 | 40000 | 19 | 11.7 | 8.5 | 1.8 | 88 | 69 | 215741854
ADP | 4A6V0X48A1 | H,TG49960 | S8V2C080M5PDA | 46000 | 40000 | 19 | 11.7 | 8.5 | 1.8 | 88 | 69 | 215741855
ADP | 4A6V8X60A1 | H,TG49960 | S8V2C100M5PCA | 54000 | 50000 | 18 | 11.7 | 8.2 | 1.78 | 98 | 79 | 215742326
ADP | 4A6V0X60A1 | H,TG49960 | S8V2C100M5PDA | 54000 | 50000 | 19 | 11.7 | 8.2 | 1.78 | 98 | 79 | 215742317
ADP | 4A6V0X60A1 | H,TG49960 | S8V2C100M5PCA | 54000 | 50000 | 19 | 11.7 | 8.2 | 1.78 | 98 | 79 | 215742315
ADP | 4A6V0X24A1 | H,TG33936 | S9V2B080U3VSA+RP | 23200 | 18600 | 18 | 12 | 8.2 | 1.8 | 85 | 68 | 215742312
ADP | 4A6V0X24A1 | H,TG33930 | S9V2B080U3VSA+RP | 23200 | 18600 | 18 | 12 | 8.2 | 1.8 | 85 | 68 | 215742311
ADP | 4A6V0X24A1 | H,TG33936 | S9V2B060U3VSB+RP | 23000 | 18600 | 19 | 12 | 8.5 | 1.9 | 85 | 68 | 215742308
ADP | 4A6V0X24A1 | H,TG33930 | S9V2B060U3VSB+RP | 23000 | 18600 | 19 | 12 | 8.5 | 1.9 | 85 | 68 | 215742307
BRYANT HEATING AND COOLING SYSTEMS | 291VAN054**AA* | CVAVA6124XMA*+UI | 987TA66120C24*** | 53000 | 53500 | 19.5 | 12 | 8.1 | 1.84 | 90 | 87 | 215588560
CARRIER | 27VNA154A*030* | CVAVA6124XMA*+UI | 59TN7A120C24**22 | 53000 | 53500 | 19.5 | 12 | 8.1 | 1.84 | 90 | 87 | 215588559
BRYANT HEATING AND COOLING SYSTEMS | 291VAN054**AA* | CVAVA6124XMA*+UI | 987TA66100C21*** | 53000 | 53500 | 19.5 | 12 | 8.1 | 1.84 | 90 | 87 | 215588558
CARRIER | 27VNA154A*030* | CVAVA6124XMA*+UI | 59TN7A100C21**22 | 53000 | 53500 | 19.5 | 12 | 8.1 | 1.84 | 90 | 87 | 215588557
BRYANT HEATING AND COOLING SYSTEMS | 291VAN054**AA* | CVAVA6124XMA*+UI | 987TA60080C21*** | 52500 | 53500 | 19.5 | 12 | 8.1 | 1.82 | 90 | 87 | 215588556
CARRIER | 27VNA154A*030* | CVAVA6124XMA*+UI | 59TN7A080C21**20 | 52500 | 53500 | 19.5 | 12 | 8.1 | 1.82 | 90 | 87 | 215588555
BRYANT HEATING AND COOLING SYSTEMS | 291VAN054**AA* | CVAVA6124XMA*+UI | 986TD60080C21*** | 52500 | 53500 | 19.5 | 12 | 8.1 | 1.82 | 90 | 87 | 215588550
CARRIER | 27VNA154A*030* | CVAVA6124XMA*+UI | 59TN6C080C21**20 | 52500 | 53500 | 19.5 | 12 | 8.1 | 1.82 | 90 | 87 | 215588549
BRYANT HEATING AND COOLING SYSTEMS | 291VAN054**AA* | CVAVA6024XMA*+UI | 987TA66120C24*** | 52000 | 52500 | 19 | 12 | 8.1 | 1.86 | 91 | 89 | 215588542
CARRIER | 27VNA154A*030* | CVAVA6024XMA*+UI | 59TN7A120C24**22 | 52000 | 52500 | 19 | 12 | 8.1 | 1.86 | 91 | 89 | 215588541
BRYANT HEATING AND COOLING SYSTEMS | 291VAN054**AA* | CVAVA4924XMA*+UI | 987TA66120C24*** | 52000 | 52500 | 19 | 12 | 8.1 | 1.86 | 91 | 89 | 215588524
CARRIER | 27VNA154A*030* | CVAVA4924XMA*+UI | 59TN7A120C24**22 | 52000 | 52500 | 19 | 12 | 8.1 | 1.86 | 91 | 89 | 215588523
BRYANT HEATING AND COOLING SYSTEMS | 291VAN054**AA* | CVAMA6124XMA*+UI | 987TA66120C24*** | 53000 | 53500 | 19.5 | 12 | 8.1 | 1.84 | 90 | 87 | 215588506
CARRIER | 27VNA154A*030* | CVAMA6124XMA*+UI | 59TN7A120C24**22 | 53000 | 53500 | 19.5 | 12 | 8.1 | 1.84 | 90 | 87 | 215588505
BRYANT HEATING AND COOLING SYSTEMS | 291VAN054**AA* | CVAMA6124XMA*+UI | 987TA66100C21*** | 52500 | 53500 | 19.5 | 12 | 8.1 | 1.84 | 90 | 87 | 215588504
CARRIER | 27VNA154A*030* | CVAMA6124XMA*+UI | 59TN7A100C21**22 | 52500 | 53500 | 19.5 | 12 | 8.1 | 1.84 | 90 | 87 | 215588503
BRYANT HEATING AND COOLING SYSTEMS | 291VAN054**AA* | CVAMA6124XMA*+UI | 987TA60080C21*** | 52500 | 53500 | 19.5 | 12 | 8.1 | 1.82 | 90 | 87 | 215588502
CARRIER | 27VNA154A*030* | CVAMA6124XMA*+UI | 59TN7A080C21**20 | 52500 | 53500 | 19.5 | 12 | 8.1 | 1.82 | 90 | 87 | 215588501
BRYANT HEATING AND COOLING SYSTEMS | 291VAN054**AA* | CVAMA6124XMA*+UI | 986TD60080C21*** | 52500 | 53500 | 19.5 | 12 | 8.1 | 1.82 | 90 | 87 | 215588496
CARRIER | 27VNA154A*030* | CVAMA6124XMA*+UI | 59TN6C080C21**20 | 52500 | 53500 | 19.5 | 12 | 8.1 | 1.82 | 90 | 87 | 215588495
CARRIER | 27VNA154A*030* | CVAMA6024XMA*+UI | 59TN7A120C24**22 | 52000 | 52500 | 19 | 12 | 8.1 | 1.86 | 91 | 89 | 215588493
BRYANT HEATING AND COOLING SYSTEMS | 291VAN054**AA* | CVAMA6024XMA*+UI | 987TA66120C24*** | 52000 | 52500 | 19 | 12 | 8.1 | 1.86 | 91 | 89 | 215588494
BRYANT HEATING AND COOLING SYSTEMS | 291VAN054**AA* | CSAH*6012AM*+UI | 83*CB60080C21*** | 50000 | 52000 | 19 | 11.7 | 10 | 1.88 | 96 | 101 | 215588454
CARRIER | 27VNA154A*030* | CSAH*6012AM*+UI | 58CU*B080C21**20 | 50000 | 52000 | 19 | 11.7 | 10 | 1.88 | 96 | 101 | 215588453
BRYANT HEATING AND COOLING SYSTEMS | 291VAN054**AA* | CAA**6121AM*+UI | 83*CB48060C17*** | 49500 | 52000 | 19 | 12 | 10 | 2 | 96 | 99 | 215588438
CARRIER | 27VNA154A*030* | CAA**6121AM*+UI | 58CU*B060C17**16 | 49500 | 52000 | 19 | 12 | 10 | 2 | 96 | 99 | 215588437
BRYANT HEATING AND COOLING SYSTEMS | 291VAN054**AA* | CAA**6121AM*+UI | 83*CB36040C17*** | 50000 | 52000 | 19 | 12 | 10 | 1.96 | 96 | 99 | 215588436
CARRIER | 27VNA154A*030* | CAA**6121AM*+UI | 58CU*B040C17**12 | 50000 | 52000 | 19 | 12 | 10 | 1.96 | 96 | 99 | 215588435
BRYANT HEATING AND COOLING SYSTEMS | 291VAN054**AA* | CAA**6024AM*+UI | 83*CB60080C21*** | 49500 | 52000 | 19.5 | 12 | 10.5 | 1.98 | 96 | 101 | 215588426
CARRIER | 27VNA154A*030* | CAA**6024AM*+UI | 58CU*B080C21**20 | 49500 | 52000 | 19.5 | 12 | 10.5 | 1.98 | 96 | 101 | 215588425
BRYANT HEATING AND COOLING SYSTEMS | 291VAN054**AA* | CVAVA6124XMA*+UI | 986TD66120C24*** | 53000 | 53500 | 19.5 | 12 | 8.1 | 1.84 | 90 | 87 | 215588416
CARRIER | 27VNA154A*030* | CVAVA6124XMA*+UI | 59TN6C120C24**22 | 53000 | 53500 | 19.5 | 12 | 8.1 | 1.84 | 90 | 87 | 215588415
BRYANT HEATING AND COOLING SYSTEMS | 291VAN054**AA* | CVAVA6124XMA*+UI | 986TD66100C21*** | 53000 | 53500 | 19.5 | 12 | 8.1 | 1.84 | 90 | 87 | 215588414
CARRIER | 27VNA154A*030* | CVAVA6124XMA*+UI | 59TN6C100C21**22 | 53000 | 53500 | 19.5 | 12 | 8.1 | 1.84 | 90 | 87 | 215588413
BRYANT HEATING AND COOLING SYSTEMS | 291VAN054**AA* | CVAVA6124XMA*+UI | 987MC66120C24*** | 52500 | 53500 | 19.5 | 12 | 8.1 | 1.82 | 90 | 87 | 215588412
CARRIER | 27VNA154A*030* | CVAVA6124XMA*+UI | 59MN7C120C24**22 | 52500 | 53500 | 19.5 | 12 | 8.1 | 1.82 | 90 | 87 | 215588411
BRYANT HEATING AND COOLING SYSTEMS | 291VAN054**AA* | CVAVA6124XMA*+UI | 987MC66100C21*** | 53000 | 53500 | 19.5 | 12 | 8.1 | 1.84 | 90 | 87 | 215588410
CARRIER | 27VNA154A*030* | CVAVA6124XMA*+UI | 59MN7C100C21**22 | 53000 | 53500 | 19.5 | 12 | 8.1 | 1.84 | 90 | 87 | 215588409
BRYANT HEATING AND COOLING SYSTEMS | 291VAN054**AA* | CVAVA6124XMA*+UI | 987MC60080C21*** | 52500 | 53500 | 19.5 | 12 | 8.1 | 1.86 | 90 | 85 | 215588408
CARRIER | 27VNA154A*030* | CVAVA6124XMA*+UI | 59MN7C080C21**20 | 52500 | 53500 | 19.5 | 12 | 8.1 | 1.86 | 90 | 85 | 215588407
BRYANT HEATING AND COOLING SYSTEMS | 291VAN054**AA* | CVAVA6124XMA*+UI | 88*TB66135C24*** | 53000 | 53000 | 20 | 12.5 | 8.1 | 1.84 | 90 | 87 | 215588400
CARRIER | 27VNA154A*030* | CVAVA6124XMA*+UI | 58TN*B135C24**22 | 53000 | 53000 | 20 | 12.5 | 8.1 | 1.84 | 90 | 87 | 215588399
BRYANT HEATING AND COOLING SYSTEMS | 291VAN054**AA* | CVAVA6124XMA*+UI | 88*TB60110C21*** | 53000 | 53000 | 20 | 12.5 | 8.1 | 1.84 | 91 | 87 | 215588398
CARRIER | 27VNA154A*030* | CVAVA6124XMA*+UI | 58TN*B110C21**20 | 53000 | 53000 | 20 | 12.5 | 8.1 | 1.84 | 91 | 87 | 215588397
BRYANT HEATING AND COOLING SYSTEMS | 291VAN054**AA* | CVAVA6124XMA*+UI | 88*TB60090C21*** | 53000 | 53000 | 20 | 12.5 | 8.1 | 1.84 | 91 | 87 | 215588396
CARRIER | 27VNA154A*030* | CVAVA6124XMA*+UI | 58TN*B090C21**20 | 53000 | 53000 | 20 | 12.5 | 8.1 | 1.84 | 91 | 87 | 215588395
BRYANT HEATING AND COOLING SYSTEMS | 291VAN054**AA* | CVAVA6121XMA*+UI | 987MC60080C21*** | 52500 | 54000 | 19.5 | 11.7 | 8.1 | 1.86 | 90 | 84 | 215588388
CARRIER | 27VNA154A*030* | CVAVA6121XMA*+UI | 59MN7C080C21**20 | 52500 | 54000 | 19.5 | 11.7 | 8.1 | 1.86 | 90 | 84 | 215588387
BRYANT HEATING AND COOLING SYSTEMS | 291VAN054**AA* | CVAVA6024XMA*+UI | 986TD66120C24*** | 52000 | 52500 | 19 | 12 | 8.1 | 1.86 | 91 | 89 | 215588374
CARRIER | 27VNA154A*030* | CVAVA6024XMA*+UI | 59TN6C120C24**22 | 52000 | 52500 | 19 | 12 | 8.1 | 1.86 | 91 | 89 | 215588373
BRYANT HEATING AND COOLING SYSTEMS | 291VAN054**AA* | CVAVA6024XMA*+UI | 88*TB66135C24*** | 52000 | 52500 | 19.5 | 12 | 8.1 | 1.84 | 90 | 88 | 215588360
CARRIER | 27VNA154A*030* | CVAVA6024XMA*+UI | 58TN*B135C24**22 | 52000 | 52500 | 19.5 | 12 | 8.1 | 1.84 | 90 | 88 | 215588359
BRYANT HEATING AND COOLING SYSTEMS | 291VAN054**AA* | CVAVA6024XMA*+UI | 88*TB60110C21*** | 52000 | 52500 | 19.5 | 12 | 8.1 | 1.84 | 91 | 89 | 215588358
CARRIER | 27VNA154A*030* | CVAVA6024XMA*+UI | 58TN*B110C21**20 | 52000 | 52500 | 19.5 | 12 | 8.1 | 1.84 | 91 | 89 | 215588357
BRYANT HEATING AND COOLING SYSTEMS | 291VAN054**AA* | CVAVA6024XMA*+UI | 88*TB60090C21*** | 52000 | 52500 | 19.5 | 12 | 8.1 | 1.84 | 90 | 88 | 215588356
CARRIER | 27VNA154A*030* | CVAVA6024XMA*+UI | 58TN*B090C21**20 | 52000 | 52500 | 19.5 | 12 | 8.1 | 1.84 | 90 | 88 | 215588355
BRYANT HEATING AND COOLING SYSTEMS | 291VAN054**AA* | CVAVA4924XMA*+UI | 986TD66120C24*** | 52000 | 52500 | 19 | 12 | 8.1 | 1.86 | 91 | 89 | 215588334
CARRIER | 27VNA154A*030* | CVAVA4924XMA*+UI | 59TN6C120C24**22 | 52000 | 52500 | 19 | 12 | 8.1 | 1.86 | 91 | 89 | 215588333
BRYANT HEATING AND COOLING SYSTEMS | 291VAN054**AA* | CVAVA4924XMA*+UI | 88*TB66135C24*** | 52000 | 52500 | 19.5 | 12 | 8.1 | 1.84 | 90 | 88 | 215588320
CARRIER | 27VNA154A*030* | CVAVA4924XMA*+UI | 58TN*B135C24**22 | 52000 | 52500 | 19.5 | 12 | 8.1 | 1.84 | 90 | 88 | 215588319
BRYANT HEATING AND COOLING SYSTEMS | 291VAN054**AA* | CVAVA4924XMA*+UI | 88*TB60110C21*** | 52000 | 52500 | 19.5 | 12 | 8.1 | 1.84 | 91 | 89 | 215588318
CARRIER | 27VNA154A*030* | CVAVA4924XMA*+UI | 58TN*B110C21**20 | 52000 | 52500 | 19.5 | 12 | 8.1 | 1.84 | 91 | 89 | 215588317
BRYANT HEATING AND COOLING SYSTEMS | 291VAN054**AA* | CVAVA4924XMA*+UI | 88*TB60090C21*** | 52000 | 52500 | 19.5 | 12 | 8.1 | 1.84 | 90 | 88 | 215588316
CARRIER | 27VNA154A*030* | CVAVA4924XMA*+UI | 58TN*B090C21**20 | 52000 | 52500 | 19.5 | 12 | 8.1 | 1.84 | 90 | 88 | 215588315
BRYANT HEATING AND COOLING SYSTEMS | 291VAN054**AA* | CVAMA6124XMA*+UI | 986TD66120C24*** | 53000 | 53500 | 19.5 | 12 | 8.1 | 1.84 | 90 | 87 | 215588290
CARRIER | 27VNA154A*030* | CVAMA6124XMA*+UI | 59TN6C120C24**22 | 53000 | 53500 | 19.5 | 12 | 8.1 | 1.84 | 90 | 87 | 215588289
BRYANT HEATING AND COOLING SYSTEMS | 291VAN054**AA* | CVAMA6124XMA*+UI | 986TD66100C21*** | 52500 | 53500 | 19.5 | 12 | 8.1 | 1.84 | 90 | 87 | 215588288
CARRIER | 27VNA154A*030* | CVAMA6124XMA*+UI | 59TN6C100C21**22 | 52500 | 53500 | 19.5 | 12 | 8.1 | 1.84 | 90 | 87 | 215588287
BRYANT HEATING AND COOLING SYSTEMS | 291VAN054**AA* | CVAMA6124XMA*+UI | 987MC66120C24*** | 52500 | 53500 | 19.5 | 12 | 8.1 | 1.84 | 90 | 87 | 215588286
CARRIER | 27VNA154A*030* | CVAMA6124XMA*+UI | 59MN7C120C24**22 | 52500 | 53500 | 19.5 | 12 | 8.1 | 1.84 | 90 | 87 | 215588285
BRYANT HEATING AND COOLING SYSTEMS | 291VAN054**AA* | CVAMA6124XMA*+UI | 987MC66100C21*** | 52500 | 53500 | 19.5 | 12 | 8.1 | 1.84 | 90 | 87 | 215588284
CARRIER | 27VNA154A*030* | CVAMA6124XMA*+UI | 59MN7C100C21**22 | 52500 | 53500 | 19.5 | 12 | 8.1 | 1.84 | 90 | 87 | 215588283
BRYANT HEATING AND COOLING SYSTEMS | 291VAN054**AA* | CVAMA6124XMA*+UI | 987MC60080C21*** | 52500 | 53500 | 19.5 | 12 | 8.1 | 1.86 | 90 | 85 | 215588282
CARRIER | 27VNA154A*030* | CVAMA6124XMA*+UI | 59MN7C080C21**20 | 52500 | 53500 | 19.5 | 12 | 8.1 | 1.86 | 90 | 85 | 215588281
BRYANT HEATING AND COOLING SYSTEMS | 291VAN054**AA* | CVAMA6124XMA*+UI | 88*TB66135C24*** | 53000 | 53000 | 20 | 12.5 | 8.1 | 1.84 | 90 | 87 | 215588274
CARRIER | 27VNA154A*030* | CVAMA6124XMA*+UI | 58TN*B135C24**22 | 53000 | 53000 | 20 | 12.5 | 8.1 | 1.84 | 90 | 87 | 215588273
BRYANT HEATING AND COOLING SYSTEMS | 291VAN054**AA* | CVAMA6124XMA*+UI | 88*TB60110C21*** | 53000 | 53000 | 20 | 12.5 | 8.1 | 1.84 | 91 | 87 | 215588272
CARRIER | 27VNA154A*030* | CVAMA6124XMA*+UI | 58TN*B110C21**20 | 53000 | 53000 | 20 | 12.5 | 8.1 | 1.84 | 91 | 87 | 215588271
BRYANT HEATING AND COOLING SYSTEMS | 291VAN054**AA* | CVAMA6124XMA*+UI | 88*TB60090C21*** | 53000 | 53000 | 20 | 12.5 | 8.1 | 1.84 | 90 | 87 | 215588270
CARRIER | 27VNA154A*030* | CVAMA6124XMA*+UI | 58TN*B090C21**20 | 53000 | 53000 | 20 | 12.5 | 8.1 | 1.84 | 90 | 87 | 215588269
BRYANT HEATING AND COOLING SYSTEMS | 291VAN054**AA* | CVAMA6024XMA*+UI | 88*TB66135C24*** | 52000 | 52500 | 19.5 | 12 | 8.1 | 1.84 | 90 | 88 | 215588250
CARRIER | 27VNA154A*030* | CVAMA6024XMA*+UI | 58TN*B135C24**22 | 52000 | 52500 | 19.5 | 12 | 8.1 | 1.84 | 90 | 88 | 215588249
BRYANT HEATING AND COOLING SYSTEMS | 291VAN054**AA* | CVAMA6024XMA*+UI | 88*TB60110C21*** | 52000 | 52500 | 19.5 | 12 | 8.1 | 1.84 | 91 | 89 | 215588248
CARRIER | 27VNA154A*030* | CVAMA6024XMA*+UI | 58TN*B110C21**20 | 52000 | 52500 | 19.5 | 12 | 8.1 | 1.84 | 91 | 89 | 215588247
BRYANT HEATING AND COOLING SYSTEMS | 291VAN054**AA* | CVAMA6024XMA*+UI | 88*TB60090C21*** | 52000 | 52500 | 19.5 | 12 | 8.1 | 1.84 | 90 | 88 | 215588246
CARRIER | 27VNA154A*030* | CVAMA6024XMA*+UI | 58TN*B090C21**20 | 52000 | 52500 | 19.5 | 12 | 8.1 | 1.84 | 90 | 88 | 215588245
BRYANT HEATING AND COOLING SYSTEMS | 291VAN054**AA* | FE5BN(B,X)C48L*+UI |  | 50000 | 52000 | 20 | 12.5 | 11 | 1.96 | 96 | 100 | 215588192
CARRIER | 27VNA154A*030* | FE5BN(B,X)C48L*+UI |  | 50000 | 52000 | 20 | 12.5 | 11 | 1.96 | 96 | 100 | 215588191
BRYANT HEATING AND COOLING SYSTEMS | 291VAN054**AA* | CSAH*6012AM*+UI | 986TD42080C17*** | 48000 | 50500 | 18 | 12 | 9 | 1.96 | 97 | 99 | 215588186
CARRIER | 27VNA154A*030* | CSAH*6012AM*+UI | 59TN6C080C17**14 | 48000 | 50500 | 18 | 12 | 9 | 1.96 | 97 | 99 | 215588185
BRYANT HEATING AND COOLING SYSTEMS | 291VAN054**AA* | CSAH*6012AM*+UI | 88*TB48090C17*** | 48500 | 51000 | 18.5 | 12 | 9.5 | 1.98 | 96 | 98 | 215588164
CARRIER | 27VNA154A*030* | CSAH*6012AM*+UI | 58TN*B090C17**16 | 48500 | 51000 | 18.5 | 12 | 9.5 | 1.98 | 96 | 98 | 215588163
BRYANT HEATING AND COOLING SYSTEMS | 291VAN054**AA* | CSAH*6012AM*+UI | 88*TB36070C14*** | 48000 | 50500 | 17.5 | 11.7 | 9 | 1.96 | 97 | 99 | 215588158
CARRIER | 27VNA154A*030* | CSAH*6012AM*+UI | 58TN*B070C14**12 | 48000 | 50500 | 17.5 | 11.7 | 9 | 1.96 | 97 | 99 | 215588157
BRYANT HEATING AND COOLING SYSTEMS | 291VAN054**AA* | CAA**6121AM*+UI | 986TD42080C17*** | 48500 | 51000 | 18.5 | 12 | 9 | 1.98 | 97 | 99 | 215588126
CARRIER | 27VNA154A*030* | CAA**6121AM*+UI | 59TN6C080C17**14 | 48500 | 51000 | 18.5 | 12 | 9 | 1.98 | 97 | 99 | 215588125
BRYANT HEATING AND COOLING SYSTEMS | 291VAN054**AA* | CAA**6121AM*+UI | 88*TB48090C17*** | 49000 | 51500 | 19 | 12 | 9.5 | 2.02 | 96 | 98 | 215588118
CARRIER | 27VNA154A*030* | CAA**6121AM*+UI | 58TN*B090C17**16 | 49000 | 51500 | 19 | 12 | 9.5 | 2.02 | 96 | 98 | 215588117
BRYANT HEATING AND COOLING SYSTEMS | 291VAN054**AA* | FE5BNBD60L*+UI |  | 51500 | 51000 | 21 | 13 | 10.5 | 2.1 | 98 | 102 | 215587918
CARRIER | 27VNA154A*030* | FE5BNBD60L*+UI |  | 51500 | 51000 | 21 | 13 | 10.5 | 2.1 | 98 | 102 | 215587917
SAMSUNG | AC018DXADCG | AC018DNHDCG |  | 18000 | 20000 | 18 | 10.5 | 8.5 | 1.8 | 62 | 80 | 215490147
SAMSUNG | AC024DXADCG | AC024DNHDCG |  | 24000 | 27000 | 17.5 | 11 | 8.7 | 1.8 | 57 | 80 | 215490148
SAMSUNG | AC030DXADCG | AC030DNHDCG |  | 30000 | 34000 | 19 | 11 | 9 | 1.8 | 67 | 80 | 215490149
DUCANE | 7HP14F48P-**A | 7E[C,U]60CX-**+TDR | 80G2UH110CE20L* | 48000 | 47000 | 15.2 | 12.8 | 8.1 | 2.14 | 64 | 51 | 215747025
DUCANE | 7HP14F48P-**A | 7AH2AV48PXC** |  | 48000 | 47500 | 15.5 | 12.8 | 8.2 | 2.2 | 64 | 51 | 215746994
DUCANE | 7HP14F48P-**A | 7AH2AV60PXC** |  | 48000 | 47000 | 15.5 | 13 | 8.2 | 2.12 | 63 | 50 | 215746995
ARMSTRONG AIR | A7HP14F48P-**A | 7E[C,U]60CX-**+TDR | A80UH2E110C20* | 48000 | 47000 | 15.2 | 12.8 | 8.1 | 2.14 | 64 | 51 | 215747140
CONCORD | 7HP14F48P-**A | 7AH2AE48PX-** |  | 48000 | 48000 | 15.2 | 12.4 | 8.2 | 2.2 | 64 | 51 | 215747042
CONCORD | 7HP14F48P-**A | 7AH2AV48PXC** |  | 48000 | 47500 | 15.5 | 12.8 | 8.2 | 2.2 | 64 | 51 | 215747044
CONCORD | 7HP14F48P-**A | 7AH2AV60PXC** |  | 48000 | 47000 | 15.5 | 13 | 8.2 | 2.12 | 63 | 50 | 215747045
ALLIED | 7HP14F48P-**A | 7AH2AE48PX-** |  | 48000 | 48000 | 15.2 | 12.4 | 8.2 | 2.2 | 64 | 51 | 215746942
ALLIED | 7HP14F48P-**A | 7AH2AV48PXC** |  | 48000 | 47500 | 15.5 | 12.8 | 8.2 | 2.2 | 64 | 51 | 215746944
AIREASE | A7HP14F48P-**A | 7E[C,U]60CX-**+TDR | A80UH2E110C20* | 48000 | 47000 | 15.2 | 12.8 | 8.1 | 2.14 | 64 | 51 | 215747219
DUCANE | 7HP14F48P-**A | 7AH2AE48PX-** |  | 48000 | 48000 | 15.2 | 12.4 | 8.2 | 2.2 | 64 | 51 | 215746992
DUCANE | 7HP14F48P-**A | 7E[C,U]60CX-**+TDR | 80G2UH110CE20* | 48000 | 47000 | 15.2 | 12.8 | 8.1 | 2.14 | 64 | 51 | 215747024
AIREASE | A7HP14F48P-**A | 7AH2AE48PX-** |  | 48000 | 48000 | 15.2 | 12.4 | 8.2 | 2.2 | 64 | 51 | 215747171
AIREASE | A7HP14F48P-**A | 7AH2AV48PXC** |  | 48000 | 47500 | 15.5 | 12.8 | 8.2 | 2.2 | 64 | 51 | 215747173
AIREASE | A7HP14F48P-**A | 7AH2AV60PXC** |  | 48000 | 47000 | 15.5 | 13 | 8.2 | 2.12 | 63 | 50 | 215747174
LENNOX | ML14KP1-048-230A** | CBK47UHET-048-230-** |  | 48000 | 48000 | 15.2 | 12.4 | 8.2 | 2.2 | 64 | 51 | 215746605
LENNOX | ML14KP1-048-230A** | CBK48MVT-048-230-** |  | 48000 | 47500 | 15.5 | 12.8 | 8.2 | 2.2 | 64 | 51 | 215746607
LENNOX | ML14KP1-048-230A** | CBK48MVT-060-230-** |  | 48000 | 47000 | 15.5 | 13 | 8.2 | 2.12 | 63 | 50 | 215746608
LENNOX | ML14KP1-048-230A** | CK40[C,U]T-60C-**+TDR | EL280UH110E60C* | 48000 | 47000 | 15.2 | 12.8 | 8.1 | 2.14 | 64 | 51 | 215746677
LENNOX | ML14KP1-048-230A** | CK40[C,U]T-60C-**+TDR | EL280UH110XE60C* | 48000 | 47000 | 15.2 | 12.8 | 8.1 | 2.14 | 64 | 51 | 215746678
LENNOX | ML14KP1-048-230A** | CK40[C,U]T-60C-**+TDR | ML180UH110V60C* | 48000 | 46500 | 15.2 | 13 | 8.1 | 2.16 | 65 | 52 | 215746686
ARMSTRONG AIR | A7HP14F48P-**A | 7AH2AE48PX-** |  | 48000 | 48000 | 15.2 | 12.4 | 8.2 | 2.2 | 64 | 51 | 215747092
ARMSTRONG AIR | A7HP14F48P-**A | 7AH2AV48PXC** |  | 48000 | 47500 | 15.5 | 12.8 | 8.2 | 2.2 | 64 | 51 | 215747094
ARMSTRONG AIR | A7HP14F48P-**A | 7AH2AV60PXC** |  | 48000 | 47000 | 15.5 | 13 | 8.2 | 2.12 | 63 | 50 | 215747095
ALLIED | 7HP14F48P-**A | 7AH2AV60PXC** |  | 48000 | 47000 | 15.5 | 13 | 8.2 | 2.12 | 63 | 50 | 215746945
CONCORD | 7HP14F48P-**A | 7E[C,U]60CX-**+TDR | 80G2UH110CE20* | 48000 | 47000 | 15.2 | 12.8 | 8.1 | 2.14 | 64 | 51 | 215747074
CONCORD | 7HP14F48P-**A | 7E[C,U]60CX-**+TDR | 80G2UH110CE20L* | 48000 | 47000 | 15.2 | 12.8 | 8.1 | 2.14 | 64 | 51 | 215747075
ALLIED | 7HP14F48P-**A | 7E[C,U]60CX-**+TDR | 80G2UH110CE20* | 48000 | 47000 | 15.2 | 12.8 | 8.1 | 2.14 | 64 | 51 | 215746974
ALLIED | 7HP14F48P-**A | 7E[C,U]60CX-**+TDR | 80G2UH110CE20L* | 48000 | 47000 | 15.2 | 12.8 | 8.1 | 2.14 | 64 | 51 | 215746975
FUJITSU | FOP1924MJAYCA | FHRAVM3621M*YECA |  | 22800 | 22800 | 19 | 12 | 8.5 | 1.9 | 93 | 86 | 215747655
MAINLINE | MLP19AY24AJVC | MLHMVY3621MEACA |  | 22800 | 22800 | 19 | 12 | 8.5 | 1.9 | 93 | 86 | 215747656
1HVAC | ACIQ-24-HP32 | ACIQ-24-AH32 |  | 24000 | 24000 | 16 | 11.7 | 9.5 | 1.8 | 69 | 100 | 215387234
1HVAC | ACIQ-48-HP32 | ACIQ-48-AH32 |  | 48000 | 48000 | 17 | 11.7 | 9.5 | 1.8 | 69 | 94 | 215387236
1HVAC | ACIQ-36-HP32 | ACIQ-36-AH32 |  | 34000 | 34000 | 16.5 | 11.7 | 9.5 | 1.8 | 79 | 94 | 215387235
1HVAC | ACIQ-60-HP32 | ACIQ-60-AH32 |  | 54000 | 54000 | 16 | 11 | 9 | 1.8 | 70 | 83 | 215387237
ACIQ | ACIQ-24-HP32 | ACIQ-24-AH32 |  | 24000 | 24000 | 16 | 11.7 | 9.5 | 1.8 | 69 | 100 | 215387238
ACIQ | ACIQ-36-HP32 | ACIQ-36-AH32 |  | 34000 | 34000 | 16.5 | 11.7 | 9.5 | 1.8 | 79 | 94 | 215387239
ACIQ | ACIQ-48-HP32 | ACIQ-48-AH32 |  | 48000 | 48000 | 17 | 11.7 | 9.5 | 1.8 | 69 | 94 | 215387240
ACIQ | ACIQ-60-HP32 | ACIQ-60-AH32 |  | 54000 | 54000 | 16 | 11 | 9 | 1.8 | 70 | 83 | 215387241
DIYCOOL | ACIQ-24-HP32 | ACIQ-24-AH32 |  | 24000 | 24000 | 16 | 11.7 | 9.5 | 1.8 | 69 | 100 | 215387242
DIYCOOL | ACIQ-48-HP32 | ACIQ-48-AH32 |  | 48000 | 48000 | 17 | 11.7 | 9.5 | 1.8 | 69 | 94 | 215387244
DIYCOOL | ACIQ-36-HP32 | ACIQ-36-AH32 |  | 34000 | 34000 | 16.5 | 11.7 | 9.5 | 1.8 | 79 | 94 | 215387243
Stealth Comfort | ACIQ-24-HP32 | ACIQ-24-AH32 |  | 24000 | 24000 | 16 | 11.7 | 9.5 | 1.8 | 69 | 100 | 215387246
DIYCOOL | ACIQ-60-HP32 | ACIQ-60-AH32 |  | 54000 | 54000 | 16 | 11 | 9 | 1.8 | 70 | 83 | 215387245
Stealth Comfort | ACIQ-36-HP32 | ACIQ-36-AH32 |  | 34000 | 34000 | 16.5 | 11.7 | 9.5 | 1.8 | 79 | 94 | 215387247
Stealth Comfort | ACIQ-48-HP32 | ACIQ-48-AH32 |  | 48000 | 48000 | 17 | 11.7 | 9.5 | 1.8 | 69 | 94 | 215387248
Stealth Comfort | ACIQ-60-HP32 | ACIQ-60-AH32 |  | 54000 | 54000 | 16 | 11 | 9 | 1.8 | 70 | 83 | 215387249
Breeze33 | 7HP14F24P-**A | 7AH2AE30PX-** |  | 24000 | 22400 | 15.5 | 13.2 | 8.2 | 2.2 | 63 | 51 | 215792363
Breeze33 | 7HP14F24P-**A | 7AH1AV30PX-** |  | 24000 | 22000 | 15.5 | 13.6 | 8.1 | 2.08 | 65 | 53 | 215792361
Breeze33 | 7HP14F24P-**A | 7AH1AE30PX-** |  | 24000 | 22000 | 16 | 13.8 | 8.1 | 2.16 | 65 | 51 | 215792358
Breeze33 | 7HP14F24P-**A | 7EH30BX-**+TDR | 80G1UH090BE16* | 24000 | 22000 | 15.5 | 13.4 | 8.1 | 2.1 | 64 | 50 | 215792463
Breeze33 | 7HP14F24P-**A | 7E[C,U]30BX-**+TDR | 80G2UH090BE16* | 24000 | 22000 | 15.5 | 13.2 | 8.1 | 2.16 | 64 | 52 | 215792405
Breeze33 | 7HP14F30P-**A | 7AH1AV36PX-** |  | 29600 | 26800 | 15.2 | 12.8 | 8.2 | 2.12 | 67 | 53 | 215792487
Breeze33 | 7HP14F24P-**A | 7ED30/36CX-**+TDR | 96G1DF090CE16* | 23600 | 22800 | 15.2 | 13.2 | 8.2 | 2.12 | 64 | 50 | 215792482
Breeze33 | 7HP14F24P-**A | 7ED30/36CX-**+TDR | 92G1DF090CE16* | 23600 | 23000 | 15.2 | 13 | 8.2 | 2.12 | 64 | 50 | 215792481
Breeze33 | 7HP14F24P-**A | 7ED30/36CX-**+TDR | 97G2DF090CE16* | 23600 | 22800 | 15.2 | 13.2 | 8.2 | 2.1 | 64 | 50 | 215792480
Breeze33 | 7HP14F30P-**A | 7AH2AE30PX-** |  | 29000 | 27400 | 15.5 | 13 | 8.1 | 1.98 | 62 | 48 | 215792488
Breeze33 | 7HP14F24P-**A | 7E[C,U]30BX-**+TDR | 92G1UH070BE12* | 24000 | 22200 | 15.2 | 13 | 8.1 | 2.14 | 64 | 52 | 215792415
Breeze33 | 7HP14F24P-**A | 7E[C,U]30BX-**+TDR | 80G1UH090BE16* | 24000 | 22000 | 15.5 | 13.2 | 8.1 | 2.18 | 64 | 52 | 215792411
Breeze33 | 7HP14F48P-**A | 7E[C,U]60CX-**+TDR | 80G2UH110CE20L* | 48000 | 47000 | 15.2 | 12.8 | 8.1 | 2.14 | 64 | 51 | 215792790
Breeze33 | 7HP14F48P-**A | 7AH2AV60PXC** |  | 48000 | 47000 | 15.5 | 13 | 8.2 | 2.12 | 63 | 50 | 215792760
Breeze33 | 7HP14F48P-**A | 7AH2AV48PXC** |  | 48000 | 47500 | 15.5 | 12.8 | 8.2 | 2.2 | 64 | 51 | 215792759
Breeze33 | 7HP14F48P-**A | 7AH2AE48PX-** |  | 48000 | 48000 | 15.2 | 12.4 | 8.2 | 2.2 | 64 | 51 | 215792757
Breeze33 | 7HP14F24P-**A | 7EH24BX-**+TDR | 96G1UH070BE12* | 24000 | 22400 | 15.2 | 13 | 8.1 | 2 | 64 | 48 | 215792443
Breeze33 | 7HP14F24P-**A | 7EH24BX-**+TDR | 92G1UH070BE12* | 24000 | 22400 | 15.2 | 13 | 8.1 | 2 | 64 | 48 | 215792441
Breeze33 | 7HP14F24P-**A | 7E[C,U]30BX-**+TDR | 96G1UH070BE12* | 24000 | 22200 | 15.2 | 13 | 8.1 | 2.14 | 64 | 52 | 215792417
Breeze33 | 7HP14F24P-**A | 7ED30/36BX-**+TDR | 80G1DF090BE16* | 23600 | 22800 | 15.2 | 13.2 | 8.2 | 2.1 | 64 | 50 | 215792479
Breeze33 | 7HP14F24P-**A | 7ED30/36BX-**+TDR | 80G2DF090BE16* | 23600 | 23000 | 15.2 | 13 | 8.2 | 2.1 | 64 | 50 | 215792478
Breeze33 | 7HP14F42P-**A | 7AH2AE42PX-** |  | 41500 | 40500 | 15.5 | 12.8 | 8.2 | 2.14 | 62 | 49 | 215792695
Breeze33 | 7HP14F24P-**A | 7EH24BX-**+TDR | 80G2UH090BE16* | 24000 | 22200 | 15.5 | 13.2 | 8.1 | 2.02 | 65 | 49 | 215792431
Breeze33 | 7HP14F30P-**A | 7AH1AE36PX-** |  | 29600 | 27000 | 15.2 | 13 | 8.2 | 2.12 | 67 | 53 | 215792484
Breeze33 | 7HP14F24P-**A | 7AH2AV30PXC** |  | 24000 | 22200 | 15.5 | 13 | 8.2 | 2.2 | 64 | 51 | 215792365
Breeze33 | 7HP14F24P-**A | 7AH2AV24PXC** |  | 23800 | 22200 | 15.2 | 12.8 | 8.2 | 2.16 | 64 | 50 | 215792364
Breeze33 | 7HP14F24P-**A | 7AH2AE24PX-** |  | 23400 | 22000 | 15.2 | 12.8 | 8.2 | 2.16 | 64 | 51 | 215792362
Breeze33 | 7HP14F24P-**A | 7E[C,U]30BX-**+TDR | 80G1UH090BE16L* | 24000 | 22000 | 15.5 | 13.2 | 8.1 | 2.18 | 64 | 52 | 215792412
Breeze33 | 7HP14F24P-**A | 7EH30BX-**+TDR | 80G1UH090BE16L* | 24000 | 22000 | 15.5 | 13.4 | 8.1 | 2.1 | 64 | 50 | 215792464
Breeze33 | 7HP14F24P-**A | 7E[C,U]30BX-**+TDR | 80G2UH090BE16L* | 24000 | 22000 | 15.5 | 13.2 | 8.1 | 2.16 | 64 | 52 | 215792406
Breeze33 | 7HP14F30P-**A | 7AH2AV36PXC** |  | 29600 | 27600 | 15.5 | 13 | 8.2 | 2.08 | 63 | 51 | 215792491
Breeze33 | 7HP14F30P-**A | 7AH2AV30PXC** |  | 29200 | 27200 | 15.2 | 13 | 8.1 | 1.98 | 62 | 49 | 215792490
Breeze33 | 7HP14F30P-**A | 7AH2AE36PX-** |  | 29600 | 27800 | 15.5 | 13 | 8.2 | 2.08 | 63 | 51 | 215792489
LENNOX | EL16KP1-048-230A** | CK40[C,U]T-60C-**+TDR | ML180UH110V60C* | 48000 | 46500 | 15.2 | 13 | 8.1 | 2.16 | 65 | 52 | 215756732
LENNOX | EL16KP1-048-230A** | CK40[C,U]T-60C-**+TDR | EL280UH110XE60C* | 48000 | 47000 | 15.2 | 12.8 | 8.1 | 2.14 | 64 | 51 | 215756712
LENNOX | EL16KP1-048-230A** | CK40[C,U]T-60C-**+TDR | EL280UH110E60C* | 48000 | 47000 | 15.2 | 12.8 | 8.1 | 2.14 | 64 | 51 | 215756709
Breeze33 | 7HP14F24P-**A | 7EH24BX-**+TDR | 80G1UH090BE16L* | 24000 | 22200 | 15.5 | 13.4 | 8.1 | 2.02 | 64 | 48 | 215792438
Breeze33 | 7HP14F24P-**A | 7EH24BX-**+TDR | 80G1UH090BE16* | 24000 | 22200 | 15.5 | 13.4 | 8.1 | 2.02 | 64 | 48 | 215792437
Breeze33 | 7HP14F24P-**A | 7EH24BX-**+TDR | 80G1UH070BE12L* | 23800 | 22000 | 15.5 | 13.2 | 8.1 | 2 | 65 | 48 | 215792436
Breeze33 | 7HP14F24P-**A | 7EH24BX-**+TDR | 80G1UH070BE12* | 23800 | 22000 | 15.5 | 13.2 | 8.1 | 2 | 65 | 48 | 215792435
Breeze33 | 7HP14F24P-**A | 7EH24BX-**+TDR | 80G2UH090BE16L* | 24000 | 22200 | 15.5 | 13.2 | 8.1 | 2 | 65 | 48 | 215792432
Breeze33 | 7HP14F42P-**A | 7AH2AV48PXC** |  | 41500 | 40500 | 15.2 | 12.6 | 8.2 | 2.14 | 64 | 50 | 215792698
Breeze33 | 7HP14F42P-**A | 7AH2AV42PXC** |  | 41500 | 40500 | 15.2 | 12.6 | 8.1 | 2.14 | 62 | 50 | 215792697
Breeze33 | 7HP14F42P-**A | 7AH2AE48PX-** |  | 41500 | 40500 | 15.5 | 12.8 | 8.2 | 2.14 | 64 | 50 | 215792696
LENNOX | EL16KP1-048-230A** | CBK48MVT-060-230-** |  | 48000 | 47000 | 15.5 | 13 | 8.2 | 2.12 | 63 | 50 | 215756535
LENNOX | EL16KP1-048-230A** | CBK48MVT-048-230-** |  | 48000 | 47500 | 15.5 | 12.8 | 8.2 | 2.2 | 64 | 51 | 215756533
LENNOX | EL16KP1-048-230A** | CBK47UHET-048-230-** |  | 48000 | 48000 | 15.2 | 12.4 | 8.2 | 2.2 | 64 | 51 | 215756528
Breeze33 | 7HP14F48P-**A | 7E[C,U]60CX-**+TDR | 80G2UH110CE20* | 48000 | 47000 | 15.2 | 12.8 | 8.1 | 2.14 | 64 | 51 | 215792789
RUUD | RP15AZ30AJ2N | WH2TZ3617STANN |  | 45500 | 45000 | 15.2 | 11.7 | 8.1 | 2.2 | 67 | 54 | 215759191
RUUD | RP15AZ42AJ2N | WH2TZ4821STANN |  | 40000 | 39500 | 15.2 | 11.7 | 8.1 | 2.1 | 66 | 52 | 215759196
RUUD | RP15AZ48AJ2N | WH2TZ4821STANN |  | 57000 | 57000 | 16 | 11.7 | 8.1 | 2.3 | 68 | 54 | 215759199
ADP | YH2F36TB21 | CV481*9+TXV | Y81E080C16LMPS1 | 35000 | 32400 | 16 | 11.7 | 8.1 | 2.2 | 65 | 55 | 215749423
Mitsubishi Electric | PUZ-AK36NL*** | PEAD-AA36NL*** |  | 36000 | 40000 | 20.1 | 12.5 | 9.2 | 2.6 | 59 | 50 | 215712191
Mitsubishi Electric | PUZ-AK36NL*** | PVA-AA36NL*** |  | 36000 | 40000 | 19.5 | 12.1 | 9.2 | 2.5 | 59 | 50 | 215712192
Mitsubishi Electric | PUZ-AK36NL*** | PAA-BA36NL*** |  | 32000 | 42000 | 18.1 | 11.7 | 9.4 | 2.3 | 66 | 58 | 215712193
Mitsubishi Electric | PUZ-AK36NL*** | PAA-CA36NL*** |  | 32000 | 42000 | 18.1 | 11.7 | 9.4 | 2.3 | 66 | 58 | 215712194
Mitsubishi Electric | PUZ-AK24NLHZ*** | PEAD-AA24NL*** |  | 24000 | 28000 | 19.3 | 13.4 | 9 | 1.9 | 61 | 89 | 215712199
Mitsubishi Electric | PUZ-AK24NLHZ*** | PVA-AA24NL*** |  | 24000 | 28000 | 19.7 | 13.6 | 8.8 | 2.1 | 61 | 93 | 215712200
Mitsubishi Electric | PUZ-AK24NLHZ*** | PAA-AA18NL*** |  | 18000 | 22600 | 15.9 | 11.7 | 8.5 | 1.77 | 73 | 97 | 215712201
Mitsubishi Electric | PUZ-AK24NLHZ*** | PAA-BA18NL*** |  | 18000 | 22600 | 15.9 | 11.7 | 8.5 | 1.77 | 73 | 97 | 215712202
Mitsubishi Electric | PUZ-AK24NLHZ*** | PAA-AA24NL*** |  | 24000 | 27800 | 17 | 12.1 | 9.4 | 2.1 | 75 | 94 | 215712203
Mitsubishi Electric | PUZ-AK24NLHZ*** | PAA-BA24NL*** |  | 24000 | 27800 | 17 | 12.1 | 9.4 | 2.1 | 75 | 94 | 215712204
Mitsubishi Electric | PUZ-AK30NLHZ*** | PEAD-AA30NL*** |  | 30000 | 34000 | 21.7 | 12.5 | 9.3 | 1.9 | 64 | 94 | 215712208
Mitsubishi Electric | PUZ-AK30NLHZ*** | PVA-AA30NL*** |  | 30000 | 34000 | 21 | 13.5 | 9.3 | 2.3 | 64 | 94 | 215712209
Mitsubishi Electric | PUZ-AK30NLHZ*** | PAA-AA30NL*** |  | 30000 | 35800 | 17.6 | 11.7 | 9 | 2 | 74 | 89 | 215712210
Mitsubishi Electric | PUZ-AK30NLHZ*** | PAA-BA30NL*** |  | 30000 | 35800 | 17.6 | 11.7 | 9 | 2 | 74 | 89 | 215712211
Mitsubishi Electric | PUZ-AK36NLHZ*** | PEAD-AA36NL*** |  | 36000 | 40000 | 21.7 | 12.5 | 9.3 | 2 | 61 | 95 | 215712215
Mitsubishi Electric | PUZ-AK36NLHZ*** | PVA-AA36NL*** |  | 36000 | 40000 | 21.2 | 12.1 | 9.2 | 2.1 | 61 | 95 | 215712216
Mitsubishi Electric | PUZ-AK36NLHZ*** | PAA-BA36NL*** |  | 32000 | 42000 | 18.1 | 11.7 | 9.4 | 1.9 | 74 | 90 | 215712217
Mitsubishi Electric | PUZ-AK36NLHZ*** | PAA-CA36NL*** |  | 32000 | 42000 | 18.1 | 11.7 | 9.4 | 1.9 | 74 | 90 | 215712218
Mitsubishi Electric | PUZ-AK42NLHZ*** | PEAD-AA42NL*** |  | 42000 | 54000 | 18.3 | 11 | 8.5 | 1.75 | 61 | 89 | 215712220
Mitsubishi Electric | PUZ-AK42NLHZ*** | PVA-AA42NL*** |  | 42000 | 54000 | 18.7 | 11.4 | 8.7 | 1.8 | 60 | 89 | 215712221
Mitsubishi Electric | PUZ-AK42NLHZ*** | PAA-BA42NL*** |  | 42000 | 54000 | 17.1 | 10.8 | 8.7 | 1.75 | 71 | 89 | 215712222
Mitsubishi Electric | PUZ-AK42NLHZ*** | PAA-CA42NL*** |  | 42000 | 54000 | 17.1 | 10.8 | 8.7 | 1.75 | 71 | 89 | 215712223
Mitsubishi Electric | PUZ-AK42NL*** | PEAD-AA42NL*** |  | 42000 | 48000 | 18.7 | 11.1 | 9.3 | 2.5 | 62 | 53 | 215712231
Mitsubishi Electric | PUZ-AK42NL*** | PVA-AA42NL*** |  | 42000 | 48000 | 19.1 | 11.1 | 9.4 | 2.5 | 62 | 53 | 215712232
Mitsubishi Electric | PUZ-AK42NL*** | PAA-BA42NL*** |  | 42000 | 50000 | 17.1 | 10.3 | 9.3 | 2.3 | 65 | 53 | 215712233
Mitsubishi Electric | PUZ-AK42NL*** | PAA-CA42NL*** |  | 42000 | 50000 | 17.1 | 10.3 | 9.3 | 2.3 | 65 | 53 | 215712234
Mitsubishi Electric | SUZ-AK24NLHZ*** | PEAD-AA24NL*** |  | 24000 | 28000 | 17.3 | 12.3 | 8.5 | 1.8 | 61 | 89 | 215712237
Mitsubishi Electric | SUZ-AK30NLHZ*** | PEAD-AA30NL*** |  | 30000 | 34000 | 19.5 | 12.3 | 8.5 | 1.8 | 64 | 94 | 215712239
Mitsubishi Electric | SUZ-AK30NLHZ*** | SVZ-AP30NL*** |  | 28000 | 34000 | 17.1 | 13 | 9.2 | 1.78 | 69 | 94 | 215712240
Mitsubishi Electric | SUZ-AK36NLHZ*** | PEAD-AA36NL*** |  | 36000 | 40000 | 19.5 | 12.3 | 8.5 | 1.8 | 61 | 95 | 215712241
Mitsubishi Electric | SUZ-AK36NLHZ*** | SVZ-AP36NL*** |  | 36000 | 40000 | 15.2 | 10.5 | 9.1 | 1.8 | 65 | 93 | 215712242
FRASER-JOHNSTON | HL19B4821 | XAHD60HBCN1 | Z9ET120D20SMPS1 | 45500 | 47000 | 16 | 12.5 | 8.1 | 2.34 | 68 | 55 | 211771744
JOHNSON CONTROLS | HL19B4821 | XAHD60HBCN1 | Z9ET120D20SMPS1 | 45500 | 47000 | 16 | 12.5 | 8.1 | 2.34 | 68 | 55 | 211771606
LUXAIRE | HL19B4821 | XAHD60HBCN1 | Z9ET120D20SMPS1 | 45500 | 47000 | 16 | 12.5 | 8.1 | 2.34 | 68 | 55 | 211771482
COLEMAN | HC19B4821 | XAHD60HBCN1 | Z9ET120D20SMPS1 | 45500 | 47000 | 16 | 12.5 | 8.1 | 2.34 | 68 | 55 | 211771074
YORK | YZT48B21 | XAHD60HBCN1 | Y92E120D20SMPS1 | 45500 | 47000 | 16 | 12.5 | 8.1 | 2.34 | 68 | 55 | 211771065
LG | KUSXA421A | KNSJB421A |  | 42000 | 48000 | 18.8 | 12.6 | 9.4 | 2.08 | 64 | 89 | 214837932
LG | KUSXA481A | KNSJB481A |  | 48000 | 52000 | 17.8 | 12 | 9.3 | 2.08 | 64 | 85 | 214837931
LG | KUSXA361A | KNUJB361A |  | 36000 | 40000 | 19 | 12.3 | 9.5 | 1.9 | 66 | 90 | 214837929
LG | KUSXA301A | KNUJB301A |  | 30000 | 34000 | 18.8 | 13.5 | 9.5 | 1.86 | 63 | 100 | 214837928
LG | KUSXB361A | KNUJB361A |  | 36000 | 40000 | 18.5 | 12.1 | 9.3 | 1.9 | 66 | 87 | 214837926
LG | KUSXB481A | KNSJB481A |  | 46500 | 52000 | 17.5 | 11.7 | 9.1 | 1.86 | 62 | 77 | 214836843
LG | KUSXB121A | KNUJB121A |  | 12000 | 15000 | 16.4 | 12 | 10.5 | 2.3 | 68 | 73 | 214826534
LG | KUSXB091A | KNUJB091A |  | 9000 | 13500 | 16.4 | 12.2 | 10.4 | 2.3 | 70 | 78 | 214826531
LG | KUSXB421A | KNSJB421A |  | 42000 | 48000 | 18.3 | 12 | 9 | 1.86 | 60 | 81 | 214825958
INNOVAIR | SHV36H2BA | SAV36BDA |  | 36000 | 37000 | 16.5 | 10 | 8.2 | 1.85 | 63 | 86 | 215798837
MDV | MOD30-36HFN10-M3X | MVBC-36HWFN10-MC3E-D |  | 36000 | 37000 | 16.5 | 10 | 8.2 | 1.85 | 63 | 86 | 215797518
MDV | MOD30-36HFN10-M3X | MVBC-36HWFN10-MC3E |  | 36000 | 37000 | 16.5 | 10 | 8.2 | 1.85 | 63 | 86 | 215797517
ADP | HH860E2S11 | H,YE48(1,2)60+TXV-BLEED+TD |  | 44500 | 44000 | 15.2 | 11 | 8.5 | 2 | 77 | 77 | 215798902
ADP | HH836E2S11 | H,YE9J(1,2)36+TXV-BLEED+TD |  | 33600 | 30600 | 15.2 | 10 | 8.5 | 2 | 88 | 75 | 215798901
Mitsubishi Electric | PUZ-HA24NHA1*** | PEAD-A24AA* |  | 24000 | 28000 | 16.2 | 11.3 | 9.2 | 1.8 | 64 | 89 | 215560623
Trane / Mitsubishi Electric | PUZ-HA24NHA1*** | TPEADA0241AA*** |  | 24000 | 28000 | 16.2 | 11.3 | 9.2 | 1.8 | 64 | 89 | 215560624
Mitsubishi Electric | SUZ-KA24NAHZ*** | PEAD-A24AA* |  | 24000 | 28000 | 16.2 | 11.3 | 9.2 | 1.8 | 64 | 89 | 215560625
Trane / Mitsubishi Electric | SUZ-KA24NAHZ*** | TPEADA0241AA*** |  | 24000 | 28000 | 16.2 | 11.3 | 9.2 | 1.8 | 64 | 89 | 215560626
Mitsubishi Electric | SUZ-KA24NAHZ*** | PEAD-A24AA9 |  | 24000 | 28000 | 16.7 | 11.7 | 9.4 | 2.08 | 65 | 89 | 215560627
Trane / Mitsubishi Electric | PUZ-HA24NHA1*** | TPVA0A0241AA70A |  | 24000 | 28000 | 19 | 11.4 | 9.4 | 1.9 | 63 | 93 | 215560628
FUJITSU | AOUH42KUAS1 | ARUH42KUAS |  | 42000 | 47000 | 17.3 | 10.3 | 10.2 | 2.23 | 68 | 79 | 215812202
ADP | YH2F48TB21 | AD-64(P,U)*****9 | TM9V100C16MP12 | 45500 | 42000 | 16 | 11.7 | 8.1 | 2.46 | 70 | 58 | 215812205
ADP | YZT48B21 | AD-64(P,U)*****9 | TM9V100C16MP12 | 45500 | 46000 | 16 | 12.5 | 8.1 | 2.34 | 67 | 54 | 215812206
ASPEN | RD17AZ48AJ3N | C(A,C,D,E)60B44+TDR | R801V0755A21UHS | 45000 | 45500 | 15.2 | 10 | 8.1 | 2.4 | 71 | 56 | 215821289
ADP | WFPU18Z483C | H,RG54960+TD |  | 41000 | 40000 | 15.2 | 11 | 8.55 | 1.94 | 76 | 86 | 214931584
ADP | HH860E2S11 | BV**C6*60+TXV |  | 53000 | 52000 | 18 | 11 | 8.85 | 1.98 | 70 | 73 | 215818599
ADP | HH836E2S11 | BV**B9*37+TXV |  | 34000 | 30800 | 19 | 11.7 | 9 | 2.1 | 83 | 81 | 215818598
ADP | HH824E2S11 | BV**B2*25+TXV |  | 24000 | 22400 | 18 | 12 | 9.5 | 2.1 | 78 | 74 | 215818597
ADP | N4H7T48*K*AAA* | F,PE*TT1948 |  | 46000 | 45000 | 15.2 | 12.5 | 8.1 | 2.24 | 62 | 51 | 215821295
ADP | BOVA-24RXB-M15S | FE*E31*24+TXV |  | 22400 | 22200 | 16 | 11 | 8.1 | 1.78 | 81 | 76 | 215821297
ADP | BOVA-24RXB-M15S | FE*G32*25+TXV |  | 23000 | 22400 | 17 | 11 | 8.25 | 1.8 | 80 | 75 | 215821298
ADP | BOVA-24RXB-M15S | FE*G32*24+TXV |  | 22600 | 22400 | 16 | 11 | 8.25 | 1.8 | 80 | 75 | 215821299
ADP | BOVA-36RTB-M20S | FE*G32*24+TXV |  | 22600 | 22400 | 18 | 12 | 9.2 | 1.94 | 96 | 76 | 215821300
ADP | BOVA-36RXB-M15S | FE*E31*24+TXV |  | 22400 | 22200 | 16 | 11 | 8.1 | 1.8 | 90 | 77 | 215821301
ADP | BOVA-36RXB-M15S | FE*G32*25+TXV |  | 23000 | 22400 | 17 | 11 | 8.25 | 1.84 | 89 | 77 | 215821302
ADP | BOVA-36RXB-M15S | FE*G32*24+TXV |  | 22600 | 22400 | 16 | 11 | 8.25 | 1.84 | 89 | 77 | 215821303
ADP | BOVA-36RXB-M15S | FE*E32*30+TXV |  | 23000 | 22400 | 17 | 11 | 8.25 | 1.84 | 89 | 77 | 215821304
ADP | BOVA-36RXB-M15S | FE*G34*30+TXV |  | 23600 | 22400 | 17 | 11.7 | 8.45 | 1.88 | 89 | 77 | 215821305
ADP | BOVA-60RTB-M20S | FE*BB9*48+TXV |  | 44500 | 45500 | 17 | 11 | 9.05 | 1.92 | 86 | 73 | 215821306
ADP | BOVA-60RXB-M15S | FE*BB9*48+TXV |  | 43500 | 44500 | 16 | 11 | 8.1 | 1.8 | 83 | 75 | 215821307
ADP | BOVA-60MTB-M19E | FE*BB9*48+TXV |  | 46000 | 46000 | 17 | 11 | 9.5 | 2.02 | 103 | 104 | 215821308
ADP | 5TWR5042A1 | H,TG84*60+TXV+TD |  | 39500 | 38000 | 15.2 | 12.5 | 8.1 | 2.1 | 66 | 51 | 215821361
ADP | 5TWR5024A1 | H,TG83*36+TXV+TD |  | 24000 | 21000 | 15.2 | 12 | 8.1 | 2 | 68 | 55 | 215821365
ADP | 5A6H5024A1 | H,TG83*36+TXV+TD |  | 24000 | 21000 | 15.2 | 12 | 8.1 | 2 | 68 | 55 | 215821381
ADP | A5HP5036A1 | H,TG83*36+TXV+TD |  | 34000 | 30200 | 15.2 | 11.7 | 8.1 | 2.2 | 70 | 58 | 215821389
ADP | A5HP5042A1 | H,TG84*60+TXV+TD |  | 39500 | 38500 | 15.2 | 12 | 8.1 | 2.1 | 65 | 50 | 215821390
ADP | 4SHP17LE118P-**A | H,A,DG9J(1,2)36+TXV | A97US2V045B12S* | 18000 | 16400 | 16 | 13.5 | 8.1 | 2.06 | 62 | 49 | 215821402
ADP | 4SHP17LE118P-**A | H,A,DG9J(1,2)36+TXV | A97US2V070B12S* | 18000 | 16400 | 16 | 13.5 | 8.1 | 2.1 | 62 | 49 | 215821403
ADP | 4SHP17LE130P-**A | H,A,DG9J(1,2)36+TXV | A97US2V090C12S | 28800 | 26600 | 15.2 | 12.5 | 8.3 | 2.22 | 66 | 54 | 215821408
ADP | 4SHP17LE130P-**A | H,A,DG9J(1,2)36+TXV | A97US2V090C12S* | 28800 | 26600 | 15.2 | 12.5 | 8.3 | 2.22 | 66 | 54 | 215821409
ADP | 4SHP17LE130P-**A | H,A,DG9J(1,2)36+TXV | A97US2V090C16S* | 28600 | 26600 | 15.2 | 13 | 8.3 | 2.22 | 65 | 53 | 215821410
ADP | 4SHP17LE130P-**A | H,A,DG9J(1,2)36+TXV | A97US2V110C16S* | 29000 | 26800 | 15.2 | 12.5 | 8.3 | 2.22 | 66 | 53 | 215821411
ADP | 4SHP17LE136P-**A | H,A,DG47(1,2)36+TXV | A97US2V090C20S* | 36000 | 32200 | 16 | 13.5 | 8.1 | 2.18 | 68 | 56 | 215821416
ADP | 4SHP17LE136P-**A | H,A,DG47(1,2)36+TXV | A97US2V110C20S* | 36000 | 32000 | 16 | 14 | 8.1 | 2.2 | 68 | 56 | 215821418
ADP | 4SHP17LE148P-**A | H,A,DG49(1,2)60+TXV | A97US2V135D20S* | 48000 | 44000 | 15.2 | 12.5 | 8.1 | 2.18 | 68 | 55 | 215821441
ADP | 4SHP17LE148P-**A | H,A,DG51(1,2)60+TXV | A97US2V135D20S* | 48000 | 44000 | 15.2 | 12.5 | 8.1 | 2.18 | 68 | 55 | 215821442
ADP | 4SHP22LX124P-**A | H,A,DG9J(1,2)36+TXV | A97US2V045B12S* | 23800 | 22200 | 20 | 13.5 | 8.5 | 1.9 | 62 | 69 | 215821454
ADP | 4SHP22LX124P-**A | H,A,DG9J(1,2)36+TXV | A97US2V070B12S* | 23800 | 22000 | 21 | 13.5 | 8.5 | 1.92 | 62 | 70 | 215821455
ADP | 4SHP22LX136P-**A | H,A,DG9J(1,2)36+TXV | A97US2V045B12S* | 34400 | 33400 | 20 | 11.7 | 8.5 | 2.08 | 63 | 53 | 215821456
ADP | 4SHP22LX136P-**A | H,A,DG9J(1,2)36+TXV | A97US2V070B12S* | 34600 | 33200 | 20 | 12 | 8.5 | 2.1 | 63 | 53 | 215821457
ADP | 4SHP22LX136P-**A | H,A,DG9J(1,2)36+TXV | A97US2V090C12S* | 34400 | 33200 | 20 | 11.7 | 8.5 | 2.02 | 66 | 54 | 215821458
ADP | 4SHP22LX136P-**A | H,A,DG9J(1,2)36+TXV | A97US2V090C16S* | 34400 | 32200 | 19 | 11.7 | 8.9 | 2.22 | 66 | 57 | 215821459
ADP | 4SHP22LX136P-**A | H,A,DG9J(1,2)36+TXV | A97US2V090C20S* | 34400 | 32200 | 18 | 11.7 | 8.7 | 2.22 | 66 | 56 | 215821460
ADP | 4SHP22LX136P-**A | H,A,DG9J(1,2)36+TXV | A97US2V110C16S* | 34400 | 32200 | 19 | 11.7 | 8.9 | 2.22 | 66 | 57 | 215821461
ADP | 4SHP22LX136P-**A | H,A,DG9J(1,2)36+TXV | A97US2V110C20S* | 34600 | 32000 | 19 | 11.7 | 8.7 | 2.24 | 66 | 57 | 215821462
ADP | 4SHP22LX148P-**A | H,A,DG51(1,2)60+TXV | A97US2V090C16S* | 47500 | 44000 | 19 | 11.7 | 8.35 | 2 | 64 | 57 | 215821464
ADP | 4SHP22LX148P-**A | H,A,DG51(1,2)60+TXV | A97US2V090C20S* | 47500 | 43500 | 19 | 12 | 8.35 | 2 | 64 | 57 | 215821466
ADP | 4SHP22LX148P-**A | H,A,DG51(1,2)60+TXV | A97US2V110C16S* | 47500 | 43500 | 19 | 11.7 | 8.35 | 1.98 | 64 | 57 | 215821468
ADP | 4SHP22LX148P-**A | H,A,DG51(1,2)60+TXV | A97US2V110C20S* | 47500 | 43500 | 19 | 12 | 8.35 | 2 | 64 | 57 | 215821470
ADP | 4SHP22LX160P-**A | H,A,DG51(1,2)60+TXV | A97US2V090C16S* | 54000 | 53500 | 18 | 11 | 8.1 | 1.96 | 69 | 58 | 215821472
ADP | 4SHP22LX160P-**A | H,A,DG51(1,2)60+TXV | A97US2V110C16S* | 54000 | 53500 | 18 | 11 | 8.1 | 1.98 | 69 | 58 | 215821476
ADP | 4SHP22LX160P-**A | H,A,DG51(1,2)60+TXV | A97US2V135D20S* | 55000 | 53000 | 18 | 11.7 | 8.1 | 1.98 | 69 | 57 | 215821480
ADP | 4SHP22LX160P-**A | 62CP**+TXV | A97US2V110C16S | 54000 | 53500 | 18 | 11 | 8.1 | 1.98 | 69 | 58 | 215821490
ADP | 4SHP22LX160P-**A | 62CX** | A97US2V110C16S | 54000 | 53500 | 18 | 11 | 8.1 | 1.98 | 69 | 58 | 215821491
ADP | HH824E2S11 | A24VBA*+TXV+AEFE4B* |  | 24000 | 22400 | 19 | 12 | 9.45 | 2.1 | 78 | 74 | 215821494
ADP | HH824E2S11 | A24VBA*+TXV+AEFE3A* |  | 24000 | 22400 | 19 | 12 | 9.45 | 2.1 | 78 | 74 | 215821495
ADP | HH836E2S11 | A36VDA*+TXV+AEFE4B* |  | 33800 | 29400 | 19 | 11.7 | 8.5 | 2 | 89 | 84 | 215821497
ADP | HH860E2S11 | A48VGA*+TXV+AEFE5* |  | 46000 | 44000 | 19 | 12 | 9 | 2.1 | 79 | 76 | 215821498
ADP | HH836E2S11 | H,YE9J*36+TXV-BLEED+TD |  | 33600 | 30600 | 15.2 | 10 | 8.5 | 2 | 88 | 75 | 215425881
ADP | YH2F36TB21 | CH480C9+TXV | Y81E080C16LMPS1 | 35000 | 32400 | 16 | 11.7 | 8.1 | 2.2 | 65 | 55 | 215821517
ASPEN | DLCURAH18ABK | L(E,F)W30B4 |  | 17600 | 18400 | 15.2 | 10 | 8.5 | 2.6 | 66 | 66 | 215824866
ASPEN | DLCURAH18ABK | L(E,F)W30B4 |  | 17600 | 18400 | 15.2 | 10 | 8.5 | 2.6 | 66 | 66 | 215824865
ADP | 5TWR5042A1 | H,TG84*60+TXV | S8X1C080M5PSC | 40000 | 38000 | 16 | 12.5 | 8.1 | 2.1 | 65 | 50 | 215826658
ADP | 5TWR5042A1 | H,TG84*60+TXV | S8X1C100M5PSC | 40000 | 38000 | 16 | 12.5 | 8.1 | 2.1 | 65 | 50 | 215826659
ADP | 5TWR5060A1 | H,TG84*60+TXV | S8X1C100M5PSC | 53000 | 50500 | 15.2 | 11 | 8.1 | 2.3 | 68 | 54 | 215826668
ADP | 5TWR5042A1 | H,TG48*48+TXV+TD |  | 39500 | 38000 | 15.2 | 12 | 8.1 | 2.1 | 66 | 51 | 215826670
ADP | 5TWR5030A1 | H,TG48*36+TXV | S8X1A040M3PSC | 27000 | 22600 | 15.2 | 12 | 8.1 | 2 | 68 | 54 | 215826700
ADP | 5TWR5036A1 | H,TG48*36+TXV | S8V2B060M4PCA | 33000 | 30200 | 15.2 | 12 | 8.1 | 2.2 | 69 | 56 | 215826703
ADP | 5TWR5036A1 | H,TG48*36+TXV | S8X1B060M4PSC | 32800 | 29200 | 15.2 | 12.5 | 8.1 | 2.2 | 71 | 58 | 215826705
LG | KUSXB361A | KNSLB361A |  | 33000 | 40000 | 17.5 | 11.8 | 9.5 | 1.85 | 68 | 83 | 215812199
LG | KUSXA482A | KNSLB481A |  | 46000 | 50000 | 19 | 12.3 | 9.6 | 2 | 61 | 92 | 215735574
LG | KUSXA422A | KNSLB421A |  | 42000 | 46000 | 19 | 12.5 | 9.8 | 2 | 65 | 100 | 215735573
LG | KUSXB481A | KNSLB481A |  | 45500 | 50000 | 18 | 11.7 | 9.4 | 1.8 | 63 | 77 | 215588580
LG | KUSXB301A | KNSLB301A |  | 27000 | 34000 | 17 | 11.7 | 9.6 | 1.85 | 63 | 88 | 215588579
LG | KUSXB241A | KNSLB241A |  | 23200 | 27000 | 17.5 | 12 | 9.7 | 1.85 | 65 | 81 | 215588578
LG | KUSXA481A | KNSLB481A |  | 46000 | 50000 | 19 | 12.3 | 9.6 | 2 | 61 | 92 | 215588577
LG | KUSXA361A | KNSLA361A |  | 33000 | 40000 | 18.2 | 13 | 9.6 | 2 | 64 | 83 | 215588576
LG | KUSXA301A | KNSLA301A |  | 30000 | 34000 | 18.2 | 13.5 | 9.8 | 2 | 64 | 97 | 215588575
LG | KUSXB601A | KNSLB601A |  | 52500 | 56500 | 17.5 | 12 | 9.4 | 1.85 | 62 | 80 | 215588574
LG | KUSXB421A | KNSLB421A |  | 42000 | 46000 | 18 | 11.7 | 9.5 | 1.8 | 67 | 84 | 215588573
LG | KUSXB361A | KNSLB301A |  | 33000 | 40000 | 17.5 | 11.8 | 9.5 | 1.85 | 68 | 83 | 215588572
LG | KUSXB181A | KNSLB181A |  | 18000 | 20000 | 17.5 | 13.5 | 10 | 1.85 | 63 | 110 | 215588571
LG | KUSXB121A | KNSLB121A |  | 12000 | 15000 | 16.2 | 12.2 | 9.5 | 1.85 | 63 | 70 | 215588570
LG | KUSXA421A | KNSLB421A |  | 42000 | 46000 | 19 | 12.5 | 9.8 | 2 | 65 | 100 | 215588569
LG | KUSXA241A | KNSLA241A |  | 24000 | 27000 | 17.5 | 12.5 | 10 | 2 | 66 | 93 | 215588568
LG | KUSXA181A | KNSLA181A |  | 18000 | 20000 | 17.5 | 13.5 | 10 | 2 | 65 | 125 | 215588567
LG | KUSXA121A | KNSLB121A |  | 12500 | 15000 | 17 | 13.3 | 9.8 | 1.95 | 57 | 100 | 215588566
KINGHOME | KU36UHO | KCA24*I | GMVC960603BNB | 22400 | 24000 | 15.2 | 11 | 8.5 | 1.75 | 65 | 70 | 215828271
KINGHOME | KU36UHO | KCA24*I | EL297UH070XV36B | 23000 | 24000 | 15.5 | 11 | 8.5 | 1.75 | 67 | 70 | 215828270
KINGHOME | KU36UHO | KCA24*I | 926TC48080V17 | 23000 | 24000 | 15.2 | 11 | 8.5 | 1.75 | 67 | 70 | 215828268
TOSOT | TU36-24WADU | TCAT24F/NAA | GMVC960603BNB | 22400 | 24000 | 15.2 | 11 | 8.5 | 1.75 | 65 | 70 | 215828266
TOSOT | TU36-24WADU | TCAT24F/NAA | EL297UH070XV36B | 23000 | 24000 | 15.5 | 11 | 8.5 | 1.75 | 67 | 70 | 215828265
TOSOT | TU36-24WADU | TCAT24F/NAA | 926TC48080V17 | 23000 | 24000 | 15.2 | 11 | 8.5 | 1.75 | 67 | 70 | 215828263
GREE | GUD36W/A-D(U) | GCAT24*/NAA | GMVC960603BNB | 22400 | 24000 | 15.2 | 11 | 8.5 | 1.75 | 65 | 70 | 215828261
GREE | GUD36W/A-D(U) | GCAT24*/NAA | EL297UH070XV36B | 23000 | 24000 | 15.5 | 11 | 8.5 | 1.75 | 67 | 70 | 215828260
GREE | GUD36W/A-D(U) | GCAT24*/NAA | 926TC48080V17 | 23000 | 24000 | 15.2 | 11 | 8.5 | 1.75 | 67 | 70 | 215828258
ADP | 5TWR5042A1 | V,T60H245P18*+TXV+AEFE5* |  | 39500 | 38500 | 16 | 12 | 8.1 | 2.1 | 65 | 50 | 215827246
ADP | 5TWR5042A1 | V,T48H175P38*+TXV+AEFE4B* |  | 39500 | 38000 | 16 | 12 | 8.1 | 2.1 | 66 | 51 | 215827247
ADP | 5TWR5042A1 | PL48H175P46*+TXV+AEFE4B* |  | 39500 | 38000 | 16 | 12.5 | 8.1 | 2.1 | 66 | 51 | 215827248
ADP | 5TWR5042A1 | FE*TT1*48+TXV |  | 39500 | 38000 | 16 | 12.5 | 8.1 | 2.1 | 66 | 51 | 215827249
ADP | 5TWR5042A1 | PL60H210P19*+TXV+AEFE5* |  | 40000 | 38000 | 17 | 11.7 | 8.4 | 2.18 | 65 | 50 | 215827250
ADP | 5TWR5042A1 | V,T60H210P19*+TXV+AEFE5* |  | 40000 | 38000 | 17 | 11.7 | 8.4 | 2.18 | 65 | 50 | 215827251
ADP | 5TWR5042A1 | FG84*48+AEFE5* |  | 39500 | 38000 | 17 | 11.7 | 8.35 | 2.16 | 65 | 50 | 215827252
ADP | 5TWR5042A1 | FG84*48+AEFE4B* |  | 39500 | 38000 | 17 | 11.7 | 8.35 | 2.16 | 65 | 50 | 215827253
ADP | 5TWR5048A1 | V,T60H245P18*+TXV+AEFE5* |  | 43500 | 41500 | 16 | 11.7 | 8.5 | 2.2 | 68 | 53 | 215827254
ADP | 5TWR5048A1 | PL60H210P19*+TXV+AEFE5* |  | 45000 | 41500 | 16 | 12 | 8.5 | 2.2 | 68 | 53 | 215827258
ADP | 5TWR5048A1 | V,T60H210P19*+TXV+AEFE5* |  | 45000 | 41500 | 16 | 12 | 8.5 | 2.2 | 68 | 53 | 215827259
ADP | 5TWR5030A1 | PL36H175P15*+TXV+AEFE4B* |  | 26400 | 25200 | 16 | 11.5 | 8.1 | 2.1 | 67 | 53 | 215827281
ADP | 5TWR5030A1 | V,T36H175P15*+TXV+AEFE4B* |  | 26400 | 25200 | 16 | 11.5 | 8.1 | 2.1 | 67 | 53 | 215827282
ADP | 5TWR5030A1 | PL36H175P78*+TXV+AEFE4B* |  | 26800 | 25200 | 16 | 11.7 | 8.1 | 2.1 | 67 | 53 | 215827283
ADP | 5TWR5030A1 | FG36*48+AEFE4B* |  | 26600 | 25200 | 16 | 11.5 | 8.1 | 2.1 | 67 | 53 | 215827397
ADP | 5TWR5030A1 | FG80*36+AEFE4B* |  | 26800 | 25200 | 16 | 11.7 | 8.1 | 2.1 | 67 | 53 | 215827398
ADP | 5TWR5030A1 | FG80*36+AEFE3A* |  | 26800 | 25200 | 16 | 11.7 | 8.1 | 2.1 | 67 | 53 | 215827399
ADP | 5TWR5030A1 | FG82*36+AEFE4B* |  | 27000 | 25200 | 16 | 11.7 | 8.1 | 2.1 | 67 | 53 | 215827400
ADP | 5TWR5030A1 | FG82*36+AEFE3A* |  | 27000 | 25200 | 16 | 11.7 | 8.1 | 2.1 | 67 | 53 | 215827401
ADP | 5TWR5042A1 | FE*CC1*48+TXV |  | 39500 | 38000 | 16 | 12.5 | 8.1 | 2.1 | 66 | 51 | 215827418

## Multi-Split Ducted
Data current as of 10-10-2024
The data provided are the representations submitted to DOE by manufacturers and their third party representatives. DOE makes no representations or warranties regarding the accuracy of the data.
Outdoor Unit Brand | Outdoor Unit Model Number | Indoor Unit Brands | Indoor Unit Model Numbers | Air Mover Brands | Air Mover Model Numbers | Cooling Capacity in Btu per h | Heating Capacity in Btu per h | SEER2 in Btu per Wh | EER2 in Btu per Wh | HSPF2 in Btu per Wh | Coefficient of Performance COP at 5 Degrees F | Capacity Ratio Percent 17 F to 47 F | Capacity Ratio Percent 5 F to 47 F | AHRI Certified Reference Number (if Applicable)
HITACHI | PAS-36BUFASDQ1 | HITACHI | *** | *** | *** | 36000 | 38000 | 20 | 12.8 | 9.8 | 2 | 91 | 84 | 213685841
HITACHI | PAS-48BUFASDQ1 | HITACHI | *** | *** | *** | 43500 | 45500 | 21 | 12.7 | 10 | 2.1 | 90 | 79 | 213685842
HITACHI | PAS-30BUFASDQ1 | HITACHI | *** | *** | *** | 30000 | 32000 | 20 | 13 | 10 | 2 | 89 | 88 | 213685840
HITACHI | PAS-24BUFASDQ1 | HITACHI | *** | *** | *** | 22000 | 24000 | 20 | 12.7 | 9.6 | 2.2 | 91 | 78 | 213685839
HITACHI | PAS-18BUFASDQ1 | HITACHI | *** | *** | *** | 18000 | 20000 | 21 | 13 | 9.5 | 2.1 | 91 | 72 | 213685838
TOSHIBA CARRIER | MCY-MAP0487HS-UL* | TOSHIBA CARRIER ¦ TOSHIBA CARRIER | MMD-UP0121BHP-UL ¦ MMU-UP0121HP-UL |  |  | 48000 | 54000 | 20.25 | 12.45 | 10.15 | 2.55 | 78 | 71 | 213350257
TOSHIBA CARRIER | MCY-MAP0607HS-UL* | TOSHIBA CARRIER ¦ TOSHIBA CARRIER | MMD-UP0151BHP-UL ¦ MMU-UP0151HP-UL |  |  | 60000 | 66000 | 20.75 | 11.3 | 10.2 | 2.3 | 70 | 70 | 213350256
TOSHIBA CARRIER | MCY-MAP0367HS-UL* | TOSHIBA CARRIER ¦ TOSHIBA CARRIER | MMD-UP0091BHP-UL ¦ MMU-UP0091HP-UL |  |  | 36000 | 40000 | 21.45 | 13.2 | 10.45 | 2.7 | 83 | 71 | 213350255
TOSHIBA CARRIER | MCY-MAP0487HS-UL* | TOSHIBA CARRIER | *** | *** | *** | 48000 | 54000 | 17.9 | 11.7 | 10 | 2.5 | 80 | 72 | 213350254
TOSHIBA CARRIER | MCY-MAP0367HS-UL* | TOSHIBA CARRIER | *** | *** | *** | 36000 | 40000 | 20.1 | 12.1 | 10.9 | 2.7 | 83 | 71 | 213350253
TOSHIBA CARRIER | MCY-MAP0607HS-UL* | TOSHIBA CARRIER | *** | *** | *** | 60000 | 66000 | 18.4 | 10.3 | 9.8 | 2.2 | 69 | 70 | 213350251
TOSHIBA CARRIER | MCY-MAP0487HS-UL | TOSHIBA CARRIER | *** | *** | *** | 48000 | 54000 | 17.2 | 10.2 | 9.5 | 2.5 | 68 | 70 | 10052878
TOSHIBA CARRIER | MCY-MAP0367HS-UL | TOSHIBA CARRIER | *** | *** | *** | 36000 | 40000 | 20.1 | 12.1 | 10.9 | 3.05 | 71 | 69 | 10049878
LG | LMU480HHV | LG | *** | *** | *** | 48000 | 52500 | 18.5 | 12.6 | 10 | 2.02 | 67 | 90 | 206717009
LG | LMU421HHV | LG | *** | *** | *** | 42000 | 48000 | 19 | 13.1 | 10 | 1.92 | 66 | 90 | 206717008
LG | LMU361HHV | LG | *** | *** | *** | 36000 | 45000 | 19 | 13.5 | 10 | 1.93 | 66 | 90 | 206717006
LG | LMU601HV | LG | *** | *** | *** | 60000 | 64000 | 18.5 | 11 | 9.5 | 1.97 | 66 | 70 | 206717003
LG | ARUM036GSS5 | LG ¦ LG | ARNU073TAA4 ¦ ARNU073M2A4 |  |  | 36000 | 48500 | 20 | 14.5 | 10.35 | 1.83 | 63 | 99 | 205967240
LG | ARUM048GSS5 | LG ¦ LG | ARNU093TAA4 ¦ ARNU093M2A4 |  |  | 48000 | 58500 | 20.35 | 12.85 | 10.15 | 1.83 | 64 | 82 | 205967239
LG | ARUM036GSS5 | LG | *** | *** | *** | 36000 | 43500 | 17 | 13 | 10.1 | 1.83 | 64 | 110 | 205967238
LG | ARUM048GSS5 | LG | *** | *** | *** | 48000 | 56000 | 17 | 13 | 10 | 1.83 | 65 | 86 | 205967236
LG | ARUN060GSS4 | LG ¦ LG | ARNU153TNA4 ¦ ARNU153BGA4 |  |  | 60000 | 66500 | 19.6 | 11.5 | 9.55 | 1.83 | 64 | 75 | 10516995
LG | ARUN060GSS4 | LG | *** | *** | *** | 60000 | 67000 | 16.2 | 10 | 9.1 | 1.83 | 63 | 75 | 10514711
LG | LMU300HHV | LG | *** | *** | *** | 24600 | 27000 | 17.5 | 11.7 | 9.2 | 1.85 | 66 | 85 | 10445377
LG | LMU240HHV | LG | *** | *** | *** | 20000 | 24000 | 17 | 11.7 | 9.2 | 1.83 | 63 | 90 | 10445375
LG | LMU180HHV | LG | *** | *** | *** | 16500 | 22000 | 17.5 | 12 | 8.6 | 1.83 | 67 | 90 | 10445373
LG | ARUB060GSS4 | LG ¦ LG | ARNU153TNA4 ¦ ARNU153BGA4 |  |  | 60000 | 67000 | 19.6 | 11.5 | 9.55 | 1.83 | 63 | 75 | 10271659
LG | ARUN024GSS4 | LG ¦ LG | ARNU073SBL4 ¦ ARNU073BHA4 |  |  | 24000 | 31200 | 18.15 | 14.8 | 10.2 | 2.16 | 61 | 84 | 10271658
LG | ARUB060GSS4 | LG | *** | *** | *** | 60000 | 67000 | 16.2 | 10 | 9.1 | 1.83 | 63 | 75 | 10271657
LG | ARUN024GSS4 | LG | *** | *** | *** | 24000 | 31200 | 18.15 | 12.2 | 10.2 | 2.16 | 61 | 84 | 10070563
LG | ARUN048GSS4 | LG ¦ LG | ARNU123SBL4 ¦ ARNU123BHA2 |  |  | 48000 | 54500 | 20 | 13.2 | 10.2 | 2.16 | 66 | 72 | 8717934
LG | ARUN038GSS4 | LG ¦ LG | ARNU093SBL4 ¦ ARNU093BHA2 |  |  | 38000 | 51000 | 20.1 | 14 | 10.6 | 2.16 | 65 | 76 | 8717933
LG | ARUN038GSS4 | LG | *** | *** | *** | 38000 | 51000 | 20.1 | 11.5 | 10.6 | 2.16 | 65 | 76 | 8717932
LG | ARUN048GSS4 | LG | *** | *** | *** | 48000 | 54500 | 20 | 13.2 | 10.2 | 2.16 | 66 | 72 | 8717930
SAMSUNG | AJ030BXS4CH | SAMSUNG ¦ SAMSUNG | AR09CSDABWKN ¦ AC009BNLDCH |  |  | 28400 | 28600 | 18.75 | 11.5 | 8.65 | 1.77 | 60 | 100 | 207350096
SAMSUNG | AJ036BXS4CH | SAMSUNG ¦ SAMSUNG | AR09CSDABWKN ¦ AC009BNLDCH |  |  | 34000 | 35600 | 20 | 11.75 | 8.8 | 1.89 | 59 | 100 | 207350834
SAMSUNG | AJ020CXS3CH | SAMSUNG | *** | *** | *** | 21000 | 22000 | 20.5 | 13.45 | 9.5 | 1.83 | 60 | 100 | 213353371
SAMSUNG | AJ024CXS4CH | SAMSUNG | *** | *** | *** | 25000 | 25000 | 20 | 13.5 | 9.5 | 1.82 | 60 | 100 | 213353372
SAMSUNG | AJ030CXS4CH | SAMSUNG | *** | *** | *** | 28400 | 28600 | 20 | 13 | 9.5 | 1.81 | 60 | 100 | 213353373
SAMSUNG | AJ020CXS3CH | SAMSUNG ¦ SAMSUNG | AR07CSDAFWKN ¦ AC009BNLDCH |  |  | 21000 | 22000 | 21.75 | 14.2 | 10 | 1.89 | 60 | 100 | 213372417
SAMSUNG | AJ024CXS4CH | SAMSUNG ¦ SAMSUNG | AR07CSDAFWKN ¦ AC009BNLDCH |  |  | 25000 | 25000 | 21.5 | 14 | 9.9 | 1.83 | 60 | 100 | 213372418
SAMSUNG | AJ030CXS4CH | SAMSUNG ¦ SAMSUNG | AR09CSDABWKN ¦ AC009BNLDCH |  |  | 28400 | 28600 | 21.25 | 13.2 | 9.9 | 1.81 | 60 | 100 | 213372419
SAMSUNG | AJ036CXS4CH | SAMSUNG ¦ SAMSUNG | AR09CSDABWKN ¦ AC009BNLDCH |  |  | 34000 | 35600 | 20 | 11.7 | 9 | 1.78 | 61 | 100 | 213372420
SAMSUNG | AM036NXMDCR | SAMSUNG | *** | *** | *** | 38000 | 42000 | 16.5 | 11.2 | 8.2 | 1.9 | 60 | 74 | 202064264
SAMSUNG | AM048NXMDCR | SAMSUNG | *** | *** | *** | 48000 | 54000 | 17.2 | 10.2 | 8.8 | 1.9 | 54 | 70 | 202083773
SAMSUNG | AM036TXMDCH | SAMSUNG | *** | *** | *** | 38000 | 42000 | 16.5 | 11.2 | 8.2 | 1.9 | 60 | 74 | 205230038
SAMSUNG | AM048TXMDCH | SAMSUNG | *** | *** | *** | 48000 | 54000 | 17.2 | 10.2 | 8.8 | 1.9 | 54 | 70 | 205230039
SAMSUNG | AM036NXMDCR | SAMSUNG ¦ SAMSUNG | AM009BN4PCH ¦ AM007CNLDCH |  |  | 38000 | 42000 | 19.25 | 11.85 | 9.1 | 2 | 60 | 74 | 206918723
SAMSUNG | AM036TXMDCH | SAMSUNG ¦ SAMSUNG | AM009BN4PCH ¦ AM007CNLDCH |  |  | 38000 | 42000 | 19.25 | 11.85 | 9.1 | 2 | 60 | 74 | 206918724
SAMSUNG | AM048NXMDCR | SAMSUNG ¦ SAMSUNG | AM009BN4PCH ¦ AM009CNLDCH |  |  | 48000 | 54000 | 19 | 10.85 | 9.4 | 1.95 | 54 | 70 | 206918725
SAMSUNG | AM048TXMDCH | SAMSUNG ¦ SAMSUNG | AM009BN4PCH ¦ AM009CNLDCH |  |  | 48000 | 54000 | 19 | 10.85 | 9.4 | 1.95 | 54 | 70 | 206918726
SAMSUNG | AM053NXMDCR | SAMSUNG ¦ SAMSUNG | AM012BN4PCH ¦ AM012CNLDCH |  |  | 53000 | 61000 | 18.6 | 10.45 | 9.4 | 1.95 | 60 | 70 | 206918727
SAMSUNG | AM053TXMDCH | SAMSUNG ¦ SAMSUNG | AM012BN4PCH ¦ AM012CNLDCH |  |  | 53000 | 61000 | 18.6 | 10.45 | 9.4 | 1.95 | 60 | 70 | 206918728
SAMSUNG | AM060MXMDCH | SAMSUNG ¦ SAMSUNG | AM012BN4PCH ¦ AM012CNLDCH |  |  | 60000 | 66000 | 17.75 | 10.55 | 9.65 | 1.95 | 65 | 71 | 206918729
SAMSUNG | AM060NXMDCR | SAMSUNG ¦ SAMSUNG | AM012BN4PCH ¦ AM012CNLDCH |  |  | 60000 | 66000 | 17.75 | 10.55 | 9.65 | 1.95 | 65 | 71 | 206918730
SAMSUNG | AJ020BXJ2CH | SAMSUNG ¦ SAMSUNG | AR09CSDABWKN ¦ AC009BNLDCH |  |  | 18000 | 22000 | 18.75 | 11.9 | 8.4 | 1.75 | 58 | 70 | 207350087
SAMSUNG | AJ024BXJ3CH | SAMSUNG ¦ SAMSUNG | AR09CSDABWKN ¦ AC009BNLDCH |  |  | 22000 | 25000 | 18.5 | 11.4 | 8.5 | 1.76 | 58 | 66 | 207350089
SAMSUNG | AJ036BXJ4CH | SAMSUNG ¦ SAMSUNG | AR09CSDABWKN ¦ AC009BNLDCH |  |  | 33000 | 36000 | 19.25 | 10.9 | 8.65 | 1.77 | 59 | 73 | 207350090
SAMSUNG | AJ020BXS3CH | SAMSUNG ¦ SAMSUNG | AR07CSDAFWKN ¦ AC009BNLDCH |  |  | 21000 | 22000 | 18.25 | 12.45 | 8.65 | 1.85 | 59 | 100 | 207350092
SAMSUNG | AJ024BXS4CH | SAMSUNG ¦ SAMSUNG | AR07CSDAFWKN ¦ AC009BNLDCH |  |  | 25000 | 25000 | 18.75 | 11.8 | 8.65 | 1.78 | 59 | 100 | 207350094
SEA BREEZE+ | MZ18H424ZMO | SEA BREEZE+ | *** | *** | *** | 18000 | 19000 | 19 | 12 | 9.8 | 2 | 78 | 70 | 208128283
LENNOX | MLB036S4M-1P | LENNOX ¦ LENNOX | MMDB009S4-2P ¦ MWMA009S4-3P |  |  | 36000 | 37000 | 20.5 | 12.65 | 10.15 | 1.8 | 92 | 93 | 207699106
LENNOX | MPC030S4M-1P | LENNOX ¦ LENNOX | MMDB009S4-2P ¦ MWMA009S4-3P |  |  | 28000 | 28000 | 22.65 | 12.2 | 9.25 | 2 | 76 | 67 | 207699112
MDV | M3OJ-24HFN1-M-L | MDV ¦ MDV | CS11M-09HRFN1-MX0W(A) ¦ MTIU-09HWFN1-M |  |  | 24000 | 24400 | 20.3 | 12.55 | 9.3 | 1.92 | 76 | 75 | 207699115
C&H | CH-18MES-230VO | C&H | *** | *** | *** | 18000 | 19000 | 19 | 12 | 9.8 | 2 | 78 | 70 | 207742362
C&H | CH-28MES-230VO | C&H | *** | *** | *** | 28000 | 28000 | 21 | 11.7 | 9.2 | 2 | 79 | 67 | 207742365
C&H | CH-48MES-230VO | C&H ¦ C&H | CH-09DKT230VI ¦ CH-09LCDTU/I |  |  | 48000 | 49000 | 21.95 | 11.65 | 9.2 | 1.75 | 71 | 67 | 207742372
C&H | CH-HPR19M-230VO | C&H ¦ C&H | CH-09DKT230VI ¦ CH-09LCDTU/I |  |  | 19000 | 20000 | 20.5 | 12.25 | 9.55 | 1.88 | 78 | 97 | 207742375
C&H | CH-HPR28M-230VO | C&H ¦ C&H | CH-09DKT230VI ¦ CH-09LCDTU/I |  |  | 28000 | 28000 | 21.5 | 12.1 | 10.05 | 1.8 | 96 | 89 | 207742378
C&H | CH-HPR48M-230VO | C&H | *** | *** | *** | 47000 | 49000 | 20.9 | 11.7 | 8.9 | 2 | 73 | 87 | 207742382
ELIOS | DEA27HOM25230X3 | ELIOS | *** | *** | *** | 28000 | 28000 | 20 | 11.7 | 9.5 | 1.8 | 96 | 89 | 207742464
ELIOS | DEA27HOM25230X3 | ELIOS ¦ ELIOS | DE09HIW23230E3 ¦ DM09HIW23230E3 |  |  | 28000 | 28000 | 21.5 | 12.1 | 10.05 | 1.8 | 96 | 89 | 207742465
ELIOS | DEA36HOM25230X3 | ELIOS ¦ ELIOS | DE09HIW23230E3 ¦ DM09HIW23230E3 |  |  | 36000 | 37000 | 20.6 | 12.65 | 10.15 | 1.8 | 92 | 93 | 207742468
ELIOS | DEA48HOM25230X3 | ELIOS | *** | *** | *** | 47000 | 49000 | 20.9 | 11.7 | 8.9 | 2 | 73 | 87 | 207742470
ELIOS | DEA18HOM23230X2 | ELIOS ¦ ELIOS | DE09HIW23230E3 ¦ DM09HIW23230E3 |  |  | 18000 | 19000 | 20.95 | 12.95 | 10.15 | 2 | 76 | 68 | 207742474
ELIOS | DEA27HOM23230X2 | ELIOS | *** | *** | *** | 28000 | 28000 | 21 | 11.7 | 9.2 | 2 | 79 | 67 | 207742476
ELIOS | DEA48HOM23230X2 | ELIOS ¦ ELIOS | DE09HIW23230E3 ¦ DM09HIW23230E3 |  |  | 48000 | 49000 | 21.95 | 11.65 | 9.2 | 1.75 | 71 | 67 | 207742483
MOOVAIR | DMA18HOM23230X2 | MOOVAIR | *** | *** | *** | 18000 | 19000 | 19 | 12 | 9.8 | 2 | 78 | 70 | 207742530
MOOVAIR | DMA18HOM23230X2 | MOOVAIR ¦ MOOVAIR | DE09HIW23230E3 ¦ DM09HIW23230E3 |  |  | 18000 | 19000 | 20.95 | 12.95 | 10.15 | 2 | 76 | 68 | 207742531
MOOVAIR | DMA27HOM23230X2 | MOOVAIR | *** | *** | *** | 28000 | 28000 | 21 | 11.7 | 9.2 | 2 | 79 | 67 | 207742533
MOOVAIR | DMA48HOM23230X2 | MOOVAIR ¦ MOOVAIR | DE09HIW23230E3 ¦ DM09HIW23230E3 |  |  | 48000 | 49000 | 21.95 | 11.65 | 9.2 | 1.75 | 71 | 67 | 207742540
MOOVAIR | DMA18HOM25230X3 | MOOVAIR | *** | *** | *** | 19000 | 20000 | 19 | 12 | 9.3 | 1.85 | 80 | 95 | 207742542
MOOVAIR | DMA18HOM25230X3 | MOOVAIR ¦ MOOVAIR | DE09HIW23230E3 ¦ DM09HIW23230E3 |  |  | 19000 | 20000 | 20.5 | 12.25 | 9.55 | 1.88 | 78 | 97 | 207742543
MOOVAIR | DMA36HOM25230X3 | MOOVAIR ¦ MOOVAIR | DE09HIW23230E3 ¦ DM09HIW23230E3 |  |  | 36000 | 37000 | 20.6 | 12.65 | 10.15 | 1.8 | 92 | 93 | 207742549
AURORA | AU-MU27-2A-U | AURORA | *** | *** | *** | 28000 | 28000 | 21 | 11.7 | 9.2 | 2 | 79 | 67 | 207743711
AURORA | AU-MU27-2A-U | AURORA ¦ AURORA | AU-BS09HR-2A-I ¦ AU-LCF09-2A-I |  |  | 27400 | 28000 | 22.25 | 11.95 | 9.2 | 2 | 75 | 67 | 207743712
DIRECT AIR | DIRM-27DA25-3Z | DIRECT AIR | *** | *** | *** | 28000 | 28000 | 21 | 11.7 | 9.2 | 2 | 79 | 67 | 207743777
DIRECT AIR | DIRM-48DA25-5Z | DIRECT AIR ¦ DIRECT AIR | DIRM-09HP-WM ¦ DIRM-09HP-DUH |  |  | 48000 | 49000 | 21.95 | 11.65 | 9.2 | 1.75 | 71 | 67 | 207743784
DIRECT AIR | DIRM-18HXPRO28-2Z | DIRECT AIR | *** | *** | *** | 19000 | 20000 | 19 | 12 | 9.3 | 1.85 | 80 | 95 | 207743786
DIRECT AIR | DIRM-28HXPRO28-3Z | DIRECT AIR ¦ DIRECT AIR | DIRM-09HP-WM ¦ DIRM-09HP-DUH |  |  | 28000 | 28000 | 21.5 | 12.1 | 10.05 | 1.8 | 96 | 89 | 207743790
DIRECT AIR | DIRM-36HXPRO28-4Z | DIRECT AIR ¦ DIRECT AIR | DIRM-09HP-WM ¦ DIRM-09HP-DUH |  |  | 36000 | 37000 | 20.6 | 12.65 | 10.15 | 1.8 | 92 | 93 | 207743793
DIRECT AIR | DIRM-48HXPRO28-5Z | DIRECT AIR | *** | *** | *** | 47000 | 49000 | 20.9 | 11.7 | 8.9 | 2 | 73 | 87 | 207743795
BOSCH | BMS500-AAM018-1CSXRC | BOSCH | *** | *** | *** | 18000 | 19000 | 19 | 12 | 9.8 | 2 | 78 | 70 | 207760022
BOSCH | BMS500-AAM027-1CSXRC | BOSCH | *** | *** | *** | 28000 | 28000 | 21 | 11.7 | 9.2 | 2 | 79 | 67 | 207760025
BOSCH | BMS500-AAM027-1CSXRC | BOSCH ¦ BOSCH | BMS500-AAU009-1AHDXB ¦ BMS500-AAU009-1AHDXB |  |  | 28000 | 28000 | 22.8 | 12.2 | 9.35 | 2 | 76 | 67 | 207760026
BOSCH | BMS500-AAM027-1CSXHC | BOSCH ¦ BOSCH | BMS500-AAU009-1AHDXB ¦ BMS500-AAU009-1AHDXB |  |  | 28000 | 28000 | 21.5 | 12.1 | 10.05 | 1.8 | 96 | 89 | 207760038
BOSCH | BMS500-AAM036-1CSXHC | BOSCH ¦ BOSCH | BMS500-AAU009-1AHDXB ¦ BMS500-AAU009-1AHDXB |  |  | 36000 | 37000 | 20.6 | 12.65 | 10.15 | 1.8 | 92 | 93 | 207760041
BOSCH | BMS500-AAM048-1CSXHC | BOSCH | *** | *** | *** | 47000 | 49000 | 20.9 | 11.7 | 8.9 | 2 | 73 | 87 | 207760043
LENNOX | MPC018S4M-1P | LENNOX | *** | *** | *** | 18000 | 19000 | 19 | 12 | 9.8 | 2 | 78 | 70 | 207768722
LENNOX | MLB018S4M-1P | LENNOX | *** | *** | *** | 19000 | 20000 | 19 | 12 | 9.3 | 1.85 | 80 | 95 | 207768728
LENNOX | MLB018S4M-1P | LENNOX ¦ LENNOX | MMDB009S4-2P ¦ MWMA009S4-3P |  |  | 19000 | 20000 | 20.35 | 12.25 | 9.55 | 1.88 | 78 | 97 | 207768729
LENNOX | MLB030S4M-1P | LENNOX ¦ LENNOX | MMDB009S4-2P ¦ MWMA009S4-3P |  |  | 28000 | 28000 | 21.5 | 12.1 | 10.05 | 1.8 | 96 | 89 | 207768732
Durastar | DRA3U28M1B | Durastar ¦ Durastar | DRAW09F1A ¦ DRAD09F1A |  |  | 27400 | 28000 | 22.25 | 11.95 | 9.2 | 2 | 75 | 67 | 207787176
SUNCHILLERS | M48ODU-UL2P | SUNCHILLERS ¦ SUNCHILLERS | M9IDU-UL ¦ MTIU-09HWFN1-M |  |  | 48000 | 49000 | 21.95 | 11.65 | 9.2 | 1.75 | 71 | 67 | 207804197
1HVAC | ACIQ-18Z-HH-M2B | 1HVAC | *** | *** | *** | 19000 | 20000 | 19 | 12 | 9.3 | 1.85 | 80 | 95 | 207825565
1HVAC | ACIQ-27Z-HH-M3B | 1HVAC ¦ 1HVAC | ACIQ-09W-HH-MB ¦ ACIQ-09CD-HH-MB |  |  | 28000 | 28000 | 21.5 | 12.1 | 10.05 | 1.8 | 96 | 89 | 207825569
1HVAC | ACIQ-48Z-HH-M5B | 1HVAC ¦ 1HVAC | ACIQ-09W-HH-MB ¦ ACIQ-09CD-HH-MB |  |  | 47500 | 49000 | 21.35 | 11.7 | 9.35 | 2 | 73 | 89 | 207825575
DIYCOOL | ACIQ-18Z-HH-M2B | DIYCOOL | *** | *** | *** | 19000 | 20000 | 19 | 12 | 9.3 | 1.85 | 80 | 95 | 207825589
DIYCOOL | ACIQ-27Z-HH-M3B | DIYCOOL ¦ DIYCOOL | ACIQ-09W-HH-MB ¦ ACIQ-09CD-HH-MB |  |  | 28000 | 28000 | 21.5 | 12.1 | 10.05 | 1.8 | 96 | 89 | 207825593
DIYCOOL | ACIQ-48Z-HH-M5B | DIYCOOL | *** | *** | *** | 47000 | 49000 | 20.9 | 11.7 | 8.9 | 2 | 73 | 87 | 207825598
MIDEA | M5OG-48HFN1-M | MIDEA ¦ MIDEA | MSEPB-09HRFN1-MY5W(GA) ¦ MTIU-09HWFN1-M |  |  | 48000 | 49000 | 21.95 | 11.65 | 9.2 | 1.75 | 71 | 67 | 207826708
AC PRO.COM | A2OA-18HFN1-M | AC PRO.COM | *** | *** | *** | 18000 | 19000 | 19 | 12 | 9.8 | 2 | 78 | 70 | 207827125
AC PRO.COM | A3OJ-27HFN1-M | AC PRO.COM | *** | *** | *** | 28000 | 28000 | 21 | 11.7 | 9.2 | 2 | 79 | 67 | 207827126
ICONIC AIR SOLUTION | ICMZ48EK | ICONIC AIR SOLUTION ¦ ICONIC AIR SOLUTION | IFOD09IK ¦ IFOD09IK |  |  | 47500 | 49000 | 21.05 | 11.35 | 9.45 | 2 | 76 | 89 | 214389535
TKS | T2C-18MODU | TKS ¦ TKS | MSAG11B-09HRFN1-MX7W(GA) ¦ MTIU-09HWFN1-M |  |  | 18000 | 19000 | 20 | 12.25 | 10 | 2 | 77 | 68 | 214594925
Multi MFG | 19MPC2-HH-A | Multi MFG ¦ Multi MFG | 9HCHP0-C-M-A ¦ 9HWMS0-C-M-A |  |  | 19000 | 20000 | 20.5 | 12.25 | 9.55 | 1.88 | 78 | 97 | 214797738
TKS | T3C-27MODU | TKS | *** | *** | *** | 28000 | 28000 | 21 | 11.7 | 9.2 | 2 | 79 | 67 | 214594927
Multi MFG | 18MPC2-XX-A | Multi MFG ¦ Multi MFG | 9HCHP0-C-M-A ¦ 9HWMS0-C-M-A |  |  | 18000 | 19000 | 20.95 | 12.95 | 10.15 | 2 | 76 | 68 | 214797723
Multi MFG | 27MPC3-XX-A | Multi MFG ¦ Multi MFG | 9HCHP0-C-M-A ¦ 9HCHP0-C-M-A |  |  | 28000 | 28000 | 22.8 | 12.2 | 9.35 | 2 | 76 | 67 | 214797726
Multi MFG | 55MPC5-XX-A | Multi MFG ¦ Multi MFG | 9HCHP0-C-M-A ¦ 9HCHP0-C-M-A |  |  | 55000 | 55000 | 20.15 | 10.5 | 8.85 | 1.75 | 63 | 60 | 214797735
KANIONco | KWSMO-27R410AIHH | KANIONco ¦ KANIONco | KWSMI-09R410AIHH ¦ MTIU-09HWFN1-M |  |  | 27400 | 28000 | 22.25 | 11.95 | 9.2 | 2 | 75 | 67 | 212360149
Bladex | B20I-18SPHP1 | Bladex | *** | *** | *** | 19000 | 20000 | 19 | 12 | 9.3 | 1.85 | 80 | 95 | 212920649
Bladex | B30K-27SPHP1 | Bladex ¦ Bladex | BWM11B-09HWIU ¦ MTIU-09HWFN1-M |  |  | 27000 | 27000 | 19.75 | 11.8 | 9.8 | 1.8 | 84 | 100 | 212920663
MDV | M3OJ-27HFN1-M** | MDV ¦ MDV | MSAFB-09HRDN1-MP0W ¦ MTIU-09HWFN1-M |  |  | 27400 | 27400 | 20.5 | 11.6 | 8.85 | 1.88 | 74 | 64 | 213257505
Wells | WMCA-27HFMO | Wells | *** | *** | *** | 27000 | 27000 | 19 | 11.8 | 10 | 1.8 | 85 | 100 | 213286779
MDV | M4OX630-36HFN1-M1X* | MDV ¦ MDV | MSEPB-09HRFN1-MY5W(GA) ¦ MSEPB-09HRFN1-MY5W(GA) |  |  | 36000 | 36000 | 20.9 | 12.25 | 10.45 | 1.95 | 79 | 101 | 213301879
TEMP SHIFT | TSM2OI18HFN1M | TEMP SHIFT ¦ TEMP SHIFT | TSMSAG11B09HRFN1MX7W(GA) ¦ TSMTIU09HWFN1M |  |  | 19000 | 20000 | 19.75 | 12.25 | 9.15 | 1.83 | 74 | 93 | 213479391
SENVILLE | SENA-48HF-MOB | SENVILLE ¦ SENVILLE | SENA/09HF/ID ¦ SENA/09HF/IQ |  |  | 47500 | 49000 | 21.35 | 11.7 | 9.35 | 2 | 73 | 89 | 213732661
AI AIR CONDITIONING | A4MO22-36N1-M1H | AI AIR CONDITIONING ¦ AI AIR CONDITIONING | MSAG11B-09HRFN1-MX7W(GA) ¦ MTIU-09HWFN1-M |  |  | 36000 | 36000 | 20.2 | 12 | 10.45 | 1.93 | 79 | 100 | 213769960
1HVAC | ACIQ-55Z-HH-M5B | 1HVAC | *** | *** | *** | 55000 | 55000 | 18.8 | 10.5 | 9.3 | 1.9 | 64 | 84 | 210857363
1HVAC | ES-18Z-M2B | 1HVAC ¦ 1HVAC | ACIQ-09W-HH-MB ¦ ACIQ-09CD-HH-MB |  |  | 18000 | 19000 | 20.95 | 12.95 | 10.15 | 2 | 76 | 68 | 210857367
1HVAC | ES-27Z-M3B | 1HVAC ¦ 1HVAC | ACIQ-09W-HH-MB ¦ ACIQ-09CD-HH-MB |  |  | 28000 | 28000 | 22.8 | 12.2 | 9.35 | 2 | 76 | 67 | 210857370
ACIQ | ACIQ-55Z-HH-M5B | ACIQ ¦ ACIQ | ACIQ-09W-HH-MB ¦ ACIQ-09CD-HH-MB |  |  | 55000 | 55000 | 20.4 | 10.5 | 9.4 | 1.9 | 63 | 84 | 210857382
ACIQ | ES-27Z-M3B | ACIQ ¦ ACIQ | ACIQ-09W-HH-MB ¦ ACIQ-09CD-HH-MB |  |  | 28000 | 28000 | 22.8 | 12.2 | 9.35 | 2 | 76 | 67 | 210857388
DIYCOOL | ACIQ-55Z-HH-M5B | DIYCOOL ¦ DIYCOOL | ACIQ-09W-HH-MB ¦ ACIQ-09CD-HH-MB |  |  | 55000 | 55000 | 20.4 | 10.5 | 9.4 | 1.9 | 63 | 84 | 210857400
DIYCOOL | ES-27Z-M3B | DIYCOOL ¦ DIYCOOL | ACIQ-09W-HH-MB ¦ ACIQ-09CD-HH-MB |  |  | 28000 | 28000 | 22.8 | 12.2 | 9.35 | 2 | 76 | 67 | 210857406
PERFECTAIRE | 3PAMS55-HH-MZO5 | PERFECTAIRE | *** | *** | *** | 55000 | 55000 | 18.8 | 10.5 | 9.3 | 1.9 | 64 | 84 | 211253533
Mitsutomo | HO-MQ36-AB-Q | Mitsutomo ¦ Mitsutomo | HW-UZ09-AB-Q ¦ MTIU-09HWFN1-M |  |  | 36000 | 37000 | 19.5 | 12.1 | 9.85 | 1.8 | 95 | 93 | 211306409
Mitsutomo | HO-MP48-AB-Q | Mitsutomo | *** | *** | *** | 47000 | 49000 | 20.9 | 11.7 | 8.9 | 2 | 73 | 87 | 211306411
LPS Legacy | DLCMHBH30DAK | LPS Legacy | *** | *** | *** | 30000 | 30000 | 20 | 12 | 9.2 | 1.9 | 90 | 60 | 211756500
LPS Legacy | DLCMRBH18BAK | LPS Legacy | *** | *** | *** | 18000 | 19000 | 19 | 12 | 9.8 | 2 | 78 | 70 | 211756557
KADEN | KO-PS218HP-2AAMA | KADEN | *** | *** | *** | 18000 | 19000 | 19 | 12 | 9.8 | 2 | 78 | 70 | 211793561
DUOHOME | D5OA-55HFN1-M | DUOHOME ¦ DUOHOME | DSAG11B-09HRFN1-MX7W(GA) ¦ MTIU-09HWFN1-M |  |  | 55000 | 55000 | 19.6 | 10.5 | 9.1 | 1.75 | 65 | 60 | 211911402
PREMIUM LEVELLA | PIAWMZ188800B | PREMIUM LEVELLA | *** | *** | *** | 18000 | 19000 | 19 | 12 | 9.8 | 2 | 78 | 70 | 211991187
PolarWave | ES-55Z-M5B | PolarWave ¦ PolarWave | ACIQ-09CD-HH-MB ¦ ACIQ-09W-HH-MC |  |  | 55000 | 55000 | 20.15 | 10.5 | 8.85 | 1.75 | 63 | 60 | 212316134
MDV | M3OK-27HFN1-M* | MDV ¦ MDV | MSAG11B-09HRFN1-MX7W(GA) ¦ MTIU-09HWFN1-M |  |  | 27000 | 27000 | 19.75 | 11.8 | 9.8 | 1.8 | 84 | 100 | 212360177
TK'S | T3C-30HFN1* | TK'S ¦ TK'S | TWM-09HRFN1 ¦ MTIU-09HWFN1-M |  |  | 27400 | 28000 | 22.25 | 11.95 | 9.2 | 2 | 75 | 67 | 212528011
YONAN | YSMO-27HFN1 | YONAN | *** | *** | *** | 28000 | 28000 | 21 | 11.7 | 9.2 | 2 | 79 | 67 | 212615073
Bladex | B40I-36SPHP1 | Bladex ¦ Bladex | BWM11B-09HWIU ¦ MTIU-09HWFN1-M |  |  | 36000 | 37000 | 19.5 | 12.1 | 9.85 | 1.8 | 95 | 93 | 212920655
NOVAIR | LEA36MZ-4P-35SK-O* | NOVAIR ¦ NOVAIR | 2LEA09UUSK-I ¦ MTIU-09HWFN1-M |  |  | 36000 | 37000 | 20.6 | 12.65 | 10.15 | 1.8 | 92 | 93 | 212920684
CENTURY | A-VMH18DV-1 | CENTURY | *** | *** | *** | 19000 | 20000 | 19 | 12 | 9.3 | 1.85 | 80 | 95 | 212940820
Nutech | N2OA-18HFN1-M | Nutech | *** | *** | *** | 18000 | 19000 | 19 | 12 | 9.8 | 2 | 78 | 70 | 212941756
Nutech | N5OA-55HFN1-M | Nutech ¦ Nutech | NSAG11B-09HRFN1 ¦ NSAG11B-09HRFN1 |  |  | 55000 | 55000 | 19.6 | 10.5 | 9.1 | 1.75 | 65 | 60 | 212941769
Wells | WMMA-18HFMO | Wells | *** | *** | *** | 18000 | 19000 | 19 | 12 | 9.8 | 2 | 78 | 70 | 213286761
Wells | WMMA-55HFMO | Wells ¦ Wells | WMA-12HFMD ¦ WMA-12HFMD |  |  | 55000 | 55000 | 19.6 | 10.5 | 9.1 | 1.75 | 65 | 60 | 213286774
NG Trade | MOBMH270C | NG Trade | *** | *** | *** | 28000 | 28000 | 21 | 11.7 | 9.2 | 2 | 79 | 67 | 213307866
Alsetria | M4OX630-36HFN1-M1X | Alsetria | *** | *** | *** | 36000 | 36000 | 19.4 | 12 | 10 | 1.9 | 83 | 100 | 213307913
ECO-AIR | M4OX630-36HFN1-M1X | ECO-AIR | *** | *** | *** | 36000 | 36000 | 19.4 | 12 | 10 | 1.9 | 83 | 100 | 213307916
E·COLD | ECOLD-C27-MS-G0001 | E·COLD | *** | *** | *** | 28000 | 28000 | 21 | 11.7 | 9.2 | 2 | 79 | 67 | 213350752
Convectair | 8222-C18-O | Convectair ¦ Convectair | 8028-C09-I ¦ MTIU-09HWFN1-M |  |  | 19000 | 20000 | 20.5 | 12.25 | 9.55 | 1.88 | 78 | 97 | 207590848
MDV | M4OG-30HFN1-M* | MDV | *** | *** | *** | 30000 | 30000 | 20 | 12 | 9.2 | 1.9 | 90 | 60 | 207641244
MDV | M3OJ-27HFN1-M* | MDV ¦ MDV | CS11M-09HRFN1-MX0W(A) ¦ MTIU-09HWFN1-M |  |  | 27400 | 28000 | 22.25 | 11.95 | 9.2 | 2 | 75 | 67 | 207641254
MDV | M5OG-48HFN1-M* | MDV ¦ MDV | CS11M-09HRFN1-MX0W(A) ¦ MTIU-09HWFN1-M |  |  | 48000 | 49000 | 20.8 | 10.9 | 9.6 | 1.75 | 73 | 67 | 207641261
NOVAIR | LEA27MZ-3P-25SK-O | NOVAIR ¦ NOVAIR | 09EVONVI ¦ MTIU-09HWFN1-M |  |  | 27400 | 28000 | 22.25 | 11.95 | 9.2 | 2 | 75 | 67 | 207641275
BLUERIDGE | BMM36HHC | BLUERIDGE ¦ BLUERIDGE | BM09M22WM ¦ MTIU-09HWFN1-M |  |  | 36000 | 37000 | 19.5 | 12.1 | 9.85 | 1.8 | 95 | 93 | 207641299
BLUERIDGE | BMM48HHC | BLUERIDGE ¦ BLUERIDGE | BM09M22WM ¦ MTIU-09HWFN1-M |  |  | 47500 | 49000 | 21.05 | 11.35 | 9.45 | 2 | 76 | 89 | 207641302
LBG Products | LMHB18DO | LBG Products ¦ LBG Products | LBHB09DUI ¦ LMHB09DFI |  |  | 18000 | 19000 | 20 | 12.25 | 10 | 2 | 77 | 68 | 207641306
LBG Products | LMUHB48DO | LBG Products | *** | *** | *** | 47000 | 49000 | 20.9 | 11.7 | 8.9 | 2 | 73 | 87 | 207641326
CARRIER | 38MGHBQ48EA3 | CARRIER ¦ CARRIER | DHMSHAQ09XA3 ¦ 40MBDQ09---3 |  |  | 47500 | 49000 | 21.35 | 11.7 | 9.35 | 2 | 73 | 89 | 207642890
BRYANT | 38MGHBQ24CA3 | BRYANT | *** | *** | *** | 24000 | 24000 | 21.3 | 12.5 | 9.7 | 1.9 | 90 | 75 | 207642901
PAYNE | 38MGHBQ24CA3 | PAYNE | *** | *** | *** | 24000 | 24000 | 21.3 | 12.5 | 9.7 | 1.9 | 90 | 75 | 207642922
Weathermaker | 38MGRBQ18BA3 | Weathermaker ¦ Weathermaker | DHMSHAQ09XA3 ¦ 40MBDQ09---3 |  |  | 18000 | 19000 | 20.95 | 12.95 | 10.15 | 2 | 76 | 68 | 207642941
MIDEA | 38MGHBQ48EA3 | MIDEA | *** | *** | *** | 47000 | 49000 | 20.9 | 11.7 | 8.9 | 2 | 73 | 87 | 207642973
DAY & NIGHT | DLCMHBH48EAK | DAY & NIGHT ¦ DAY & NIGHT | DLFSHAH09XAK ¦ DLFSDAH09XAK |  |  | 47500 | 49000 | 21.05 | 11.35 | 9.45 | 2 | 76 | 89 | 207643043
DAY & NIGHT | DLCMHBH36DAK | DAY & NIGHT ¦ DAY & NIGHT | DLFSHAH09XAK ¦ DLFSDAH09XAK |  |  | 36000 | 37000 | 19.5 | 12.1 | 9.85 | 1.8 | 95 | 93 | 207643046
HEIL | DLCMRBH48EAK | HEIL ¦ HEIL | DLFSHAH09XAK ¦ DLFSDAH09XAK |  |  | 48000 | 49000 | 20.8 | 10.9 | 9.6 | 1.75 | 73 | 67 | 207643070
TEMPSTAR | DLCMRBH48EAK | TEMPSTAR ¦ TEMPSTAR | DLFSHAH09XAK ¦ DLFSDAH09XAK |  |  | 48000 | 49000 | 20.8 | 10.9 | 9.6 | 1.75 | 73 | 67 | 207643154
SMART COMFORT | DLCMHBH24CAK | SMART COMFORT | *** | *** | *** | 24000 | 24000 | 21.3 | 12.5 | 9.7 | 1.9 | 90 | 75 | 207643159
SMART COMFORT | DLCMHBH30DAK | SMART COMFORT | *** | *** | *** | 30000 | 30000 | 20 | 12 | 9.2 | 1.9 | 90 | 60 | 207643162
KERR | A-KMH48PV-1 | KERR ¦ KERR | B-KMH09SV-1 ¦ B-KMH09DU-1 |  |  | 47500 | 49000 | 21.35 | 11.7 | 9.35 | 2 | 73 | 89 | 207657608
COMFORT-AIRE | A-VMH48PV-1 | COMFORT-AIRE ¦ COMFORT-AIRE | B-VMH09SV-1 ¦ B-VMH09DU-1 |  |  | 47500 | 49000 | 21.35 | 11.7 | 9.35 | 2 | 73 | 89 | 207657619
MIDEA | DLCMRBH18BAK | MIDEA | *** | *** | *** | 18000 | 19000 | 19 | 12 | 9.8 | 2 | 78 | 70 | 207643114
TEMPSTAR | DLCMRBH18BAK | TEMPSTAR | *** | *** | *** | 18000 | 19000 | 19 | 12 | 9.8 | 2 | 78 | 70 | 207643135
SMART COMFORT | DLCMHBH48EAK | SMART COMFORT ¦ SMART COMFORT | DLFSHAH09XAK ¦ DLFSDAH09XAK |  |  | 47500 | 49000 | 21.05 | 11.35 | 9.45 | 2 | 76 | 89 | 207643169
AIRQUEST | DLCMHBH48EAK | AIRQUEST | *** | *** | *** | 47000 | 49000 | 20.9 | 11.7 | 8.9 | 2 | 73 | 87 | 207643189
KARDA | 3KARDA18MZ2 | KARDA ¦ KARDA | 1PAMSHH09-SZW-25 ¦ 2PAMSDH09 |  |  | 18000 | 19000 | 20 | 12.25 | 10 | 2 | 77 | 68 | 207657361
MDV | M3OJ-27HFN1-M-L | MDV ¦ MDV | CS11M-09HRFN1-MX0W(A) ¦ MTIU-09HWFN1-M |  |  | 28000 | 28000 | 22.65 | 12.2 | 9.25 | 2 | 76 | 67 | 207658620
MIDEA | MMCMRAQ18BA3 | MIDEA | *** | *** | *** | 18000 | 19000 | 19 | 12 | 9.8 | 2 | 78 | 70 | 207683472
LENNOX | MPC048S4M-1P | LENNOX ¦ LENNOX | MMDB009S4-2P ¦ MWMA009S4-3P |  |  | 48000 | 49000 | 21.9 | 11.55 | 9.2 | 1.75 | 71 | 67 | 207699103
LENNOX | MPC024S4M-1P | LENNOX | *** | *** | *** | 24000 | 24000 | 16 | 11.7 | 8.6 | 1.9 | 92 | 79 | 207699117
C&H | CH-18MES-230VO | C&H ¦ C&H | CH-09DKT230VI ¦ CH-09LCDTU/I |  |  | 18000 | 19000 | 20.95 | 12.95 | 10.15 | 2 | 76 | 68 | 207742363
C&H | CH-HPR19M-230VO | C&H | *** | *** | *** | 19000 | 20000 | 19 | 12 | 9.3 | 1.85 | 80 | 95 | 207742374
C&H | CH-HPR28M-230VO | C&H | *** | *** | *** | 28000 | 28000 | 20 | 11.7 | 9.5 | 1.8 | 96 | 89 | 207742377
ELIOS | DEA48HOM25230X3 | ELIOS ¦ ELIOS | DE09HIW23230E3 ¦ DM09HIW23230E3 |  |  | 47500 | 49000 | 21.35 | 11.7 | 9.35 | 2 | 73 | 89 | 207742471
CanAir | C28MC436H22 | CanAir ¦ CanAir | C28SEH09H21 ¦ MTIU-09HWFN1-M |  |  | 36000 | 37000 | 20.6 | 12.65 | 10.15 | 1.8 | 92 | 93 | 213479409
SENVILLE | SENA-18HF-MOB | SENVILLE ¦ SENVILLE | SENA/09HF/ID ¦ SENA/09HF/IQ |  |  | 19000 | 20000 | 20.5 | 12.25 | 9.55 | 1.88 | 78 | 97 | 213732652
ZERO | Z3SOV-27HDM-US | ZERO | *** | *** | *** | 28000 | 28000 | 21 | 11.7 | 9.2 | 2 | 79 | 67 | 213732663
TRUST AIR CONDITIONERS | M5H60H/O4S4P | TRUST AIR CONDITIONERS | *** | *** | *** | 55000 | 55000 | 18.8 | 10.5 | 9.3 | 1.9 | 64 | 84 | 213867404
SLIMAIR | SHC3Z27VE2AG | SLIMAIR ¦ SLIMAIR | SHM09VE2AG ¦ MTIU-09HWFN1-M |  |  | 28000 | 28000 | 21.3 | 11.75 | 9.65 | 1.8 | 94 | 89 | 213886043
SLIMAIR | SHC4Z36VE2AG | SLIMAIR ¦ SLIMAIR | SHM09VE2AG ¦ MTIU-09HWFN1-M |  |  | 36000 | 37000 | 19.5 | 12.1 | 9.85 | 1.8 | 95 | 93 | 213886046
SLIMAIR | SHC5Z48VE2AG | SLIMAIR ¦ SLIMAIR | SHM09VE2AG ¦ MTIU-09HWFN1-M |  |  | 47500 | 49000 | 21.05 | 11.35 | 9.45 | 2 | 76 | 89 | 213886049
QUEBEC VAIR | NE-T53-MULTI28E | QUEBEC VAIR ¦ QUEBEC VAIR | MTIU-09HWFN1-M ¦ MTIU-09HWFN1-M |  |  | 28000 | 28000 | 21.5 | 12.1 | 10.05 | 1.8 | 96 | 89 | 213927615
QUEBEC VAIR | NE-T53-MULTI36E | QUEBEC VAIR ¦ QUEBEC VAIR | MTIU-09HWFN1-M ¦ MTIU-09HWFN1-M |  |  | 36000 | 37000 | 20.6 | 12.65 | 10.15 | 1.8 | 92 | 93 | 213927618
Bladex | B30I-28SPHP1 | Bladex | *** | *** | *** | 28000 | 28000 | 20 | 11.7 | 9.5 | 1.8 | 96 | 89 | 214065609
Bladex | B40I-36SPHP1* | Bladex ¦ Bladex | MSEPB-09HRFN1-MY5W(GA) ¦ MTIU-09HWFN1-M |  |  | 36000 | 37000 | 20.6 | 12.65 | 10.15 | 1.8 | 92 | 93 | 214232422
KERR | A-KMH55PV-1 | KERR | *** | *** | *** | 55000 | 55000 | 18.8 | 10.5 | 9.3 | 1.9 | 64 | 84 | 214232459
COMFORT-AIRE | A-VMH36QV-1A | COMFORT-AIRE ¦ COMFORT-AIRE | B-VMH09DU-1 ¦ B-VMH09SV-1 |  |  | 36000 | 36000 | 20.9 | 12.25 | 10.45 | 1.95 | 79 | 101 | 214377758
Kepler | ODUM2OI-18HFN1-M | Kepler ¦ Kepler | IDUMSEPB-09HRFN1MY5W(GA) ¦ IDUMTIU-09HWFN1-M |  |  | 19000 | 20000 | 20.5 | 12.25 | 9.55 | 1.88 | 78 | 97 | 214377778
Kepler | ODUM3OK-27HFN1-M | Kepler ¦ Kepler | IDUMSEPB-09HRFN1MY5W(GA) ¦ IDUMTIU-09HWFN1-M |  |  | 27000 | 27000 | 20.4 | 12 | 10 | 1.8 | 85 | 100 | 214377781
FRANKLIN | MST483F25MHAA | FRANKLIN ¦ FRANKLIN | MSH093F25AXAA ¦ MTIU-09HWFN1-M |  |  | 47500 | 49000 | 21.35 | 11.7 | 9.35 | 2 | 73 | 89 | 214383450
ICONIC AIR SOLUTION | ICMZ27CK | ICONIC AIR SOLUTION | *** | *** | *** | 28000 | 28000 | 20 | 11.7 | 9.5 | 1.8 | 96 | 89 | 214389528
ICONIC AIR SOLUTION | ICMZ36DK | ICONIC AIR SOLUTION ¦ ICONIC AIR SOLUTION | IFOD09IK ¦ IFOD09IK |  |  | 36000 | 37000 | 19.5 | 12.1 | 9.85 | 1.8 | 95 | 93 | 214389532
CENTURY | A-VMH36QV-1A | CENTURY | *** | *** | *** | 36000 | 36000 | 19.4 | 12 | 10 | 1.9 | 83 | 100 | 214415109
COMFORTSTAR | CVH-60-5SH | COMFORTSTAR ¦ COMFORTSTAR | CPA-12B ¦ CPA-12B |  |  | 55000 | 55000 | 20.4 | 10.5 | 9.4 | 1.9 | 63 | 84 | 214594899
TKS | T3C-27MODU | TKS ¦ TKS | MSAG11B-09HRFN1-MX7W(GA) ¦ MTIU-09HWFN1-M |  |  | 27400 | 28000 | 22.25 | 11.95 | 9.2 | 2 | 75 | 67 | 214594928
ZERO | Z3SOV-18HDM-US | ZERO | *** | *** | *** | 18000 | 19000 | 19 | 12 | 9.8 | 2 | 78 | 70 | 214723150
Multi MFG | 18MPC2-XX-A | Multi MFG | *** | *** | *** | 18000 | 19000 | 19 | 12 | 9.8 | 2 | 78 | 70 | 214797722
Multi MFG | 27MPC3-XX-A | Multi MFG | *** | *** | *** | 28000 | 28000 | 21 | 11.7 | 9.2 | 2 | 79 | 67 | 214797725
Multi MFG | 19MPC2-HH-A | Multi MFG | *** | *** | *** | 19000 | 20000 | 19 | 12 | 9.3 | 1.85 | 80 | 95 | 214797737
MOOVAIR | DMA27HOM25230X3 | MOOVAIR ¦ MOOVAIR | DE09HIW23230E3 ¦ DM09HIW23230E3 |  |  | 28000 | 28000 | 21.5 | 12.1 | 10.05 | 1.8 | 96 | 89 | 207742546
DIRECT AIR | DIRM-18HXPRO28-2Z | DIRECT AIR ¦ DIRECT AIR | DIRM-09HP-WM ¦ DIRM-09HP-DUH |  |  | 19000 | 20000 | 20.5 | 12.25 | 9.55 | 1.88 | 78 | 97 | 207743787
BOSCH | BMS500-AAM048-1CSXRC | BOSCH ¦ BOSCH | BMS500-AAU009-1AHDXB ¦ BMS500-AAU009-1AHDXB |  |  | 48000 | 49000 | 21.95 | 11.65 | 9.2 | 1.75 | 71 | 67 | 207760032
BOSCH | BMS500-AAM027-1CSXHC | BOSCH | *** | *** | *** | 28000 | 28000 | 20 | 11.7 | 9.5 | 1.8 | 96 | 89 | 207760037
LENNOX | MPC018S4M-1P | LENNOX ¦ LENNOX | MMDB009S4-2P ¦ MWMA009S4-3P |  |  | 17900 | 19000 | 20.95 | 12.95 | 10.15 | 2 | 76 | 68 | 207768723
ECO AC | EMH-2O18BB | ECO AC ¦ ECO AC | MSAG11B-09HRFN1-MX7W(GA) ¦ EHH-D09BA |  |  | 18000 | 19000 | 20 | 12.25 | 10 | 2 | 77 | 68 | 207825500
1HVAC | ACIQ-48Z-HH-M5B | 1HVAC | *** | *** | *** | 47000 | 49000 | 20.9 | 11.7 | 8.9 | 2 | 73 | 87 | 207825574
ACIQ | ACIQ-27Z-HH-M3B | ACIQ ¦ ACIQ | ACIQ-09W-HH-MB ¦ ACIQ-09CD-HH-MB |  |  | 28000 | 28000 | 21.5 | 12.1 | 10.05 | 1.8 | 96 | 89 | 207825581
AC PRO.COM | A3OJ-27HFN1-M | AC PRO.COM ¦ AC PRO.COM | ASEPB-09HRFN1-MY5W(GA) ¦ ATIU-09HWFN1-M |  |  | 28000 | 28000 | 22.8 | 12.2 | 9.35 | 2 | 76 | 67 | 207827127
MIRAGE | OVMH181B | MIRAGE ¦ MIRAGE | IVMH091A ¦ DVMH091A |  |  | 18000 | 19000 | 20 | 12.25 | 10 | 2 | 77 | 68 | 207862053
MIRAGE | OVMH271B | MIRAGE | *** | *** | *** | 28000 | 28000 | 21 | 11.7 | 9.2 | 2 | 79 | 67 | 207862055
MIRAGE | OVMH481B | MIRAGE ¦ MIRAGE | IVMH091A ¦ DVMH091A |  |  | 48000 | 49000 | 20.8 | 10.9 | 9.6 | 1.75 | 73 | 67 | 207862062
Breeze33 | BZ33-HP273Z2-G2-P | Breeze33 | *** | *** | *** | 28000 | 28000 | 21 | 11.7 | 9.2 | 2 | 79 | 67 | 207862090
Breeze33 | BZ33-HP273Z2-G2-P | Breeze33 ¦ Breeze33 | BZ33-DIDU9 ¦ BZ33-HYP09WALL2 |  |  | 28000 | 28000 | 22.8 | 12.2 | 9.35 | 2 | 76 | 67 | 207862091
AirEase | 4DHP2S30M-1P | AirEase ¦ AirEase | DWM109S4-2P ¦ DMD209S4-1P |  |  | 28000 | 28000 | 22.65 | 12.2 | 9.25 | 2 | 76 | 67 | 208106805
CONCORD | 4DHP2S24M-1P | CONCORD | *** | *** | *** | 24000 | 24000 | 21.3 | 12.5 | 9.7 | 1.9 | 90 | 75 | 208106831
Airlux | AM2M18O/2022 | Airlux | *** | *** | *** | 18000 | 19000 | 19 | 12 | 9.8 | 2 | 78 | 70 | 208119673
ECO-AIR | M2OA-18HFN1-M | ECO-AIR | *** | *** | *** | 18000 | 19000 | 19 | 12 | 9.8 | 2 | 78 | 70 | 208121869
DIYCOOL | ES-27Z-M3B | DIYCOOL | *** | *** | *** | 28000 | 28000 | 21 | 11.7 | 9.2 | 2 | 79 | 67 | 210857405
DIYCOOL | ES-18Z-M2B | DIYCOOL | *** | *** | *** | 18000 | 19000 | 19 | 12 | 9.8 | 2 | 78 | 70 | 210857402
1HVAC | ES-55Z-M5B | 1HVAC ¦ 1HVAC | ACIQ-09W-HH-MB ¦ ACIQ-09CD-HH-MB |  |  | 55000 | 55000 | 20.15 | 10.5 | 8.85 | 1.75 | 63 | 60 | 210857379
1HVAC | ES-48Z-M5B | 1HVAC ¦ 1HVAC | ACIQ-09W-HH-MB ¦ ACIQ-09CD-HH-MB |  |  | 48000 | 49000 | 21.95 | 11.65 | 9.2 | 1.75 | 71 | 67 | 210857376
DIAMONDAIR | DF30M2Z3 | DIAMONDAIR | *** | *** | *** | 28000 | 28000 | 21 | 11.7 | 9.2 | 2 | 79 | 67 | 210857281
Cooper&Hunter | CH-HPR28M-230VO | Cooper&Hunter | *** | *** | *** | 28000 | 28000 | 20 | 11.7 | 9.5 | 1.8 | 96 | 89 | 210799632
Cooper&Hunter | CH-28MES-230VO | Cooper&Hunter ¦ Cooper&Hunter | CH-09DKT230VI ¦ CH-09LCDTU/I |  |  | 28000 | 28000 | 22.8 | 12.2 | 9.35 | 2 | 76 | 67 | 210799621
Cooper&Hunter | CH-28MES-230VO | Cooper&Hunter | *** | *** | *** | 28000 | 28000 | 21 | 11.7 | 9.2 | 2 | 79 | 67 | 210799620
MDV | M2OA-18HFN1-M-L | MDV ¦ MDV | CS11M-09HRFN1-MX0W(A) ¦ MTIU-09HWFN1-M |  |  | 17900 | 19000 | 20.95 | 12.95 | 10.15 | 2 | 76 | 68 | 210644064
MDV | M2OI-18HFN1-M-L | MDV | *** | *** | *** | 19000 | 20000 | 19 | 12 | 9.3 | 1.85 | 80 | 95 | 210644054
Conforto | MHMZ327DA | Conforto | *** | *** | *** | 28000 | 28000 | 20 | 11.7 | 9.5 | 1.8 | 96 | 89 | 210605814
ECO AC | EMH-4O36BBH | ECO AC ¦ ECO AC | MSAG11B-09HRFN1-MX7W(GA) ¦ EHH-D09BA |  |  | 36000 | 37000 | 19.5 | 12.1 | 9.85 | 1.8 | 95 | 93 | 210586159
CTMorley | MOU-5A48H-2 | CTMorley | *** | *** | *** | 47000 | 49000 | 20.9 | 11.7 | 8.9 | 2 | 73 | 87 | 210288150
TGM | MMRSHT27AS3 | TGM ¦ TGM | MSAG11B-09HRFN1-MX7W(GA) ¦ MTIU-09HWFN1-M |  |  | 27400 | 28000 | 22.25 | 11.95 | 9.2 | 2 | 75 | 67 | 209843050
CLASSIC | MMRSHC18AS2 | CLASSIC ¦ CLASSIC | MSAG11B-09HRFN1-MX7W(GA) ¦ MTIU-09HWFN1-M |  |  | 18000 | 19000 | 20 | 12.25 | 10 | 2 | 77 | 68 | 209843035
CLASSIC | MMRSHC18AS2 | CLASSIC | *** | *** | *** | 18000 | 19000 | 19 | 12 | 9.8 | 2 | 78 | 70 | 209843034
SEA BREEZE+ | HMZ48H424ZMO | SEA BREEZE+ ¦ SEA BREEZE+ | WM9H424ZMI ¦ D9H424ZMI |  |  | 55000 | 55000 | 19.4 | 10.5 | 9.4 | 1.85 | 64 | 83 | 208816900
MIDEA | M3OJ-24HFN1-M | MIDEA | *** | *** | *** | 24000 | 24000 | 21.3 | 12.5 | 9.7 | 1.9 | 90 | 75 | 208568364
SLIMAIR | SHC2Z18VC2AG | SLIMAIR | *** | *** | *** | 18000 | 19000 | 19 | 12 | 9.8 | 2 | 78 | 70 | 208447949
TRUST AIR CONDITIONERS | M5H48H/O4S4P | TRUST AIR CONDITIONERS ¦ TRUST AIR CONDITIONERS | IUMDL09H/I43P ¦ IS09H/I4S41P |  |  | 47500 | 49000 | 21.35 | 11.7 | 9.35 | 2 | 73 | 89 | 208284496
TRUST AIR CONDITIONERS | M3S27H/O4S4P | TRUST AIR CONDITIONERS | *** | *** | *** | 28000 | 28000 | 21 | 11.7 | 9.2 | 2 | 79 | 67 | 208284477
MOOVAIR | DMA55HOM25230X3 | MOOVAIR | *** | *** | *** | 55000 | 55000 | 18.8 | 10.5 | 9.3 | 1.9 | 64 | 84 | 208136320
AI AIR CONDITIONING | A5MO22-55N1-M1H | AI AIR CONDITIONING | *** | *** | *** | 55000 | 55000 | 18.8 | 10.5 | 9.3 | 1.9 | 64 | 84 | 213769965
AI AIR CONDITIONING | A3MO21-27N1-M1 | AI AIR CONDITIONING ¦ AI AIR CONDITIONING | AW25-09N1-M1 ¦ MTIU-09HWFN1-M |  |  | 27400 | 28000 | 22.25 | 11.95 | 9.2 | 2 | 75 | 67 | 214311549
Kepler | ODUM5OG-48HFN1-M-[X] | Kepler ¦ Kepler | IDUMSEPB-09HRFN1MY5W(GA) ¦ IDUMTIU-09HWFN1-M |  |  | 47500 | 49000 | 21.35 | 11.7 | 9.35 | 2 | 73 | 89 | 214377790
Relief Sciences | LANG36OD35-4 | Relief Sciences ¦ Relief Sciences | LANG09ID-25 ¦ MTIU-09HWFN1-M |  |  | 36000 | 37000 | 19.5 | 12.1 | 9.85 | 1.8 | 95 | 93 | 212615021
YONAN | YSMO-48HFN1 | YONAN ¦ YONAN | MSAG11B-09HRFN1-MX7W(GA) ¦ YTIU-09HWFN1 |  |  | 48000 | 49000 | 20.8 | 10.9 | 9.6 | 1.75 | 73 | 67 | 212615080
MDV | M2OI-18HFN1-M-L | MDV ¦ MDV | CS11M-09HRFN1-MX0W(A) ¦ MTIU-09HWFN1-M |  |  | 19000 | 20000 | 20.35 | 12.25 | 9.55 | 1.88 | 78 | 97 | 210644066
Cooper&Hunter | CH-HPR48M-230VO | Cooper&Hunter | *** | *** | *** | 47000 | 49000 | 20.9 | 11.7 | 8.9 | 2 | 73 | 87 | 210799637
Cooper&Hunter | CH-HPR36M-230VO | Cooper&Hunter ¦ Cooper&Hunter | CH-09DKT230VI ¦ CH-09LCDTU/I |  |  | 36000 | 37000 | 20.6 | 12.65 | 10.15 | 1.8 | 92 | 93 | 210799639
DIAMONDAIR | DF18M2Z2 | DIAMONDAIR ¦ DIAMONDAIR | DF2009HMSI ¦ MTIU-09HWFN1-M |  |  | 18000 | 19000 | 20 | 12.25 | 10 | 2 | 77 | 68 | 210857279
PAYNE | 38MGHBQ36DA3 | PAYNE ¦ PAYNE | DHMSHAQ09XA3 ¦ 40MBDQ09---3 |  |  | 36000 | 37000 | 20.6 | 12.65 | 10.15 | 1.8 | 92 | 93 | 207642935
Weathermaker | 38MGHBQ36DA3 | Weathermaker ¦ Weathermaker | DHMSHAQ09XA3 ¦ 40MBDQ09---3 |  |  | 36000 | 37000 | 20.6 | 12.65 | 10.15 | 1.8 | 92 | 93 | 207642956
MIDEA | 38MGRBQ18BA3 | MIDEA ¦ MIDEA | DHMSHAQ09XA3 ¦ 40MBDQ09---3 |  |  | 18000 | 19000 | 20.95 | 12.95 | 10.15 | 2 | 76 | 68 | 207642962
ARCOAIRE | DLCMHBH48EAK | ARCOAIRE ¦ ARCOAIRE | DLFSHAH09XAK ¦ DLFSDAH09XAK |  |  | 47500 | 49000 | 21.05 | 11.35 | 9.45 | 2 | 76 | 89 | 207643001
ARCOAIRE | DLCMHBH36DAK | ARCOAIRE ¦ ARCOAIRE | DLFSHAH09XAK ¦ DLFSDAH09XAK |  |  | 36000 | 37000 | 19.5 | 12.1 | 9.85 | 1.8 | 95 | 93 | 207643004
COMFORTMAKER | DLCMRBH18BAK | COMFORTMAKER | *** | *** | *** | 18000 | 19000 | 19 | 12 | 9.8 | 2 | 78 | 70 | 207643009
COMFORTMAKER | DLCMHBH30DAK | COMFORTMAKER | *** | *** | *** | 30000 | 30000 | 20 | 12 | 9.2 | 1.9 | 90 | 60 | 207643015
MDV | M5OF-48HFN1-MQ1(2) | MDV ¦ MDV | CS11M-09HRFN1-MX0W(A) ¦ MTIU-09HWFN1-M |  |  | 48500 | 48500 | 20.05 | 11.1 | 9.5 | 1.78 | 73 | 64 | 208132556
MDV | M5OA-55HFN1-M-[X]*(2) | MDV ¦ MDV | CS11M-09HRFN1-MX0W(A) ¦ MTIU-09HWFN1-M |  |  | 55000 | 55000 | 19.4 | 10.5 | 9.4 | 1.85 | 64 | 83 | 208132553
DAY & NIGHT | DLCMHBH24CAK | DAY & NIGHT | *** | *** | *** | 24000 | 24000 | 21.3 | 12.5 | 9.7 | 1.9 | 90 | 75 | 207643033
Breeze33 | BZ33-HP182Z2-G2-P | Breeze33 ¦ Breeze33 | BZ33-DIDU9 ¦ BZ33-HYP09WALL2 |  |  | 18000 | 19000 | 20.95 | 12.95 | 10.15 | 2 | 76 | 68 | 207862088
Breeze33 | BZ33-HYP273Z2-G2-P | Breeze33 | *** | *** | *** | 28000 | 28000 | 20 | 11.7 | 9.5 | 1.8 | 96 | 89 | 207862102
Breeze33 | BZ33-HYP364Z2-G2-P | Breeze33 ¦ Breeze33 | BZ33-DIDU9 ¦ BZ33-HYP09WALL2 |  |  | 36000 | 37000 | 20.6 | 12.65 | 10.15 | 1.8 | 92 | 93 | 207862106
Breeze33 | BZ33-HYP485Z2-G2-P | Breeze33 | *** | *** | *** | 47000 | 49000 | 20.9 | 11.7 | 8.9 | 2 | 73 | 87 | 207862108
Allied | 4DHP2S18M-1P | Allied | *** | *** | *** | 18000 | 19000 | 19 | 12 | 9.8 | 2 | 78 | 70 | 208106783
Allied | 4DHP2S24M-1P | Allied | *** | *** | *** | 24000 | 24000 | 21.3 | 12.5 | 9.7 | 1.9 | 90 | 75 | 208106786
Allied | 4DHP2S30M-1P | Allied | *** | *** | *** | 28000 | 28000 | 20.7 | 11.7 | 9.2 | 2 | 79 | 67 | 208106789
Allied | 4DHP2S48M-1P | Allied ¦ Allied | DWM109S4-2P ¦ DMD209S4-1P |  |  | 47500 | 49000 | 21.35 | 11.7 | 9.35 | 2 | 73 | 89 | 208106796
AirEase | 4DHP2S48M-1P | AirEase | *** | *** | *** | 47000 | 49000 | 20.9 | 11.7 | 8.9 | 2 | 73 | 87 | 208106810
AirEase | 4DHP2S48M-1P | AirEase ¦ AirEase | DWM109S4-2P ¦ DMD209S4-1P |  |  | 47500 | 49000 | 21.35 | 11.7 | 9.35 | 2 | 73 | 89 | 208106811
Armstrong Air | 4DHP2S18M-1P | Armstrong Air ¦ Armstrong Air | DWM109S4-2P ¦ DMD209S4-1P |  |  | 18000 | 19000 | 20.95 | 12.95 | 10.15 | 2 | 76 | 68 | 208106814
Armstrong Air | 4DHP2S24M-1P | Armstrong Air ¦ Armstrong Air | DWM109S4-2P ¦ DMD209S4-1P |  |  | 24000 | 24400 | 22.95 | 12.95 | 9.85 | 1.9 | 86 | 75 | 208106817
Armstrong Air | 4DHP2S30M-1P | Armstrong Air | *** | *** | *** | 28000 | 28000 | 20.7 | 11.7 | 9.2 | 2 | 79 | 67 | 208106819
Armstrong Air | 4DHP2S30M-1P | Armstrong Air ¦ Armstrong Air | DWM109S4-2P ¦ DMD209S4-1P |  |  | 28000 | 28000 | 22.65 | 12.2 | 9.25 | 2 | 76 | 67 | 208106820
CONCORD | 4DHP2S18M-1P | CONCORD ¦ CONCORD | DWM109S4-2P ¦ DMD209S4-1P |  |  | 18000 | 19000 | 20.95 | 12.95 | 10.15 | 2 | 76 | 68 | 208106829
CONCORD | 4DHP2S24M-1P | CONCORD ¦ CONCORD | DWM109S4-2P ¦ DMD209S4-1P |  |  | 24000 | 24400 | 22.95 | 12.95 | 9.85 | 1.9 | 86 | 75 | 208106832
CONCORD | 4DHP2S48M-1P | CONCORD | *** | *** | *** | 47000 | 49000 | 20.9 | 11.7 | 8.9 | 2 | 73 | 87 | 208106840
CONCORD | 4DHP2S48M-1P | CONCORD ¦ CONCORD | DWM109S4-2P ¦ DMD209S4-1P |  |  | 47500 | 49000 | 21.35 | 11.7 | 9.35 | 2 | 73 | 89 | 208106841
DUCANE | 4DHP2S18M-1P | DUCANE ¦ DUCANE | DWM109S4-2P ¦ DMD209S4-1P |  |  | 18000 | 19000 | 20.95 | 12.95 | 10.15 | 2 | 76 | 68 | 208106844
DUCANE | 4DHP2S24M-1P | DUCANE | *** | *** | *** | 24000 | 24000 | 21.3 | 12.5 | 9.7 | 1.9 | 90 | 75 | 208106846
Airlux | AM3M27O/2022 | Airlux | *** | *** | *** | 28000 | 28000 | 21 | 11.7 | 9.2 | 2 | 79 | 67 | 208119676
ECO-AIR | M2OA-18HFN1-M | ECO-AIR ¦ ECO-AIR | MSEPB-09HRFN1-MY5W(GA) ¦ MTIU-09HWFN1-M |  |  | 18000 | 19000 | 20.95 | 12.95 | 10.15 | 2 | 76 | 68 | 208121870
ECO-AIR | M3OJ-27HFN1-M | ECO-AIR | *** | *** | *** | 28000 | 28000 | 21 | 11.7 | 9.2 | 2 | 79 | 67 | 208121872
ECO-AIR | M3OJ-27HFN1-M | ECO-AIR ¦ ECO-AIR | MSEPB-09HRFN1-MY5W(GA) ¦ MTIU-09HWFN1-M |  |  | 28000 | 28000 | 22.8 | 12.2 | 9.35 | 2 | 76 | 67 | 208121873
Alsetria | M2OA-18HFN1-M | Alsetria | *** | *** | *** | 18000 | 19000 | 19 | 12 | 9.8 | 2 | 78 | 70 | 208121906
EMI | MHMZ218DA | EMI ¦ EMI | MHWAL09DA ¦ DHWAL09DA |  |  | 19000 | 20000 | 20.5 | 12.25 | 9.55 | 1.88 | 78 | 97 | 208121934
EMI | MHMZ436DA | EMI ¦ EMI | MHWAL09DA ¦ DHWAL09DA |  |  | 36000 | 37000 | 20.6 | 12.65 | 10.15 | 1.8 | 92 | 93 | 208121940
EMI | MHMZ548DA | EMI ¦ EMI | MHWAL09DA ¦ DHWAL09DA |  |  | 47500 | 49000 | 21.35 | 11.7 | 9.35 | 2 | 73 | 89 | 208121943
PIONEER | YN030GMFI22M3E | PIONEER | *** | *** | *** | 28000 | 28000 | 21 | 11.7 | 9.2 | 2 | 79 | 67 | 208121965
PIONEER | YN030GMFI22M3E | PIONEER ¦ PIONEER | MSAG11B-09HRFN1-MX7W(GA) ¦ MTIU-09HWFN1-M |  |  | 27400 | 28000 | 22.25 | 11.95 | 9.2 | 2 | 75 | 67 | 208121966
SEA BREEZE+ | MZ18H424ZMO | SEA BREEZE+ ¦ SEA BREEZE+ | WM9H424ZMI ¦ D9H424ZMI |  |  | 18000 | 19000 | 20 | 12.25 | 10 | 2 | 77 | 68 | 208128284
SEA BREEZE+ | HMZ28H424ZMO | SEA BREEZE+ | *** | *** | *** | 28000 | 28000 | 20 | 11.7 | 9.5 | 1.8 | 96 | 89 | 208128295
SEA BREEZE+ | HMZ28H424ZMO | SEA BREEZE+ ¦ SEA BREEZE+ | WM9H424ZMI ¦ D9H424ZMI |  |  | 28000 | 28000 | 21.3 | 11.75 | 9.65 | 1.8 | 94 | 89 | 208128296
KANIONco | KWSMO-18R410AIHH | KANIONco ¦ KANIONco | KWSMI-09R410AIHH ¦ MTIU-09HWFN1-M |  |  | 18000 | 19000 | 20 | 12.25 | 10 | 2 | 77 | 68 | 212360146
STEALTH | ACIQ-55Z-HH-M5B | STEALTH | *** | *** | *** | 55000 | 55000 | 18.8 | 10.5 | 9.3 | 1.9 | 64 | 84 | 212316204
PolarWave | ES-27Z-M3B | PolarWave ¦ PolarWave | ACIQ-09CD-HH-MB ¦ ACIQ-09W-HH-MC |  |  | 28000 | 28000 | 22.8 | 12.2 | 9.35 | 2 | 76 | 67 | 212316125
Daizuki | DXFM-4823-5Z | Daizuki ¦ Daizuki | DXFU09E426-20 ¦ DXMH09E426-25 |  |  | 48000 | 49000 | 21.95 | 11.65 | 9.2 | 1.75 | 71 | 67 | 211994922
Daizuki | DXFM-1823-2Z | Daizuki ¦ Daizuki | DXFU09E426-20 ¦ DXMH09E426-25 |  |  | 18000 | 19000 | 20.95 | 12.95 | 10.15 | 2 | 76 | 68 | 211994919
PREMIUM LEVELLA | PIAWMZ488800B | PREMIUM LEVELLA ¦ PREMIUM LEVELLA | MTIU-09HWFN1-M ¦ MSAG11B-09HRFN1-MX7W(GA) |  |  | 48000 | 49000 | 20.8 | 10.9 | 9.6 | 1.75 | 73 | 67 | 211991200
PREMIUM LEVELLA | PIAWMZ188800B | PREMIUM LEVELLA ¦ PREMIUM LEVELLA | MTIU-09HWFN1-M ¦ MSAG11B-09HRFN1-MX7W(GA) |  |  | 18000 | 19000 | 20 | 12.25 | 10 | 2 | 77 | 68 | 211991189
DUOHOME | D5OG-48HFN1-M | DUOHOME ¦ DUOHOME | DSAG11B-09HRFN1-MX7W(GA) ¦ MTIU-09HWFN1-M |  |  | 48000 | 49000 | 20.8 | 10.9 | 9.6 | 1.75 | 73 | 67 | 211911399
LPS Legacy | DLCMHBH24CAK | LPS Legacy | *** | *** | *** | 24000 | 24000 | 21.3 | 12.5 | 9.7 | 1.9 | 90 | 75 | 211756555
LPS Legacy | DLCMRBH18BAK | LPS Legacy ¦ LPS Legacy | DLFSHBH09XAK ¦ DLFSDAH09XAK |  |  | 18000 | 19000 | 20 | 12.25 | 10 | 2 | 77 | 68 | 211756521
Star Air Kontrol | SAK-48-21MUZ/220(OUT)* | Star Air Kontrol ¦ Star Air Kontrol | SAK-9-DTMS/220(IN) ¦ MSAG11B-09HRFN1-MX7W(GA) |  |  | 48000 | 49000 | 20.8 | 10.9 | 9.6 | 1.75 | 73 | 67 | 211726677
Star Air Kontrol | SAK-18-21MUZ/220(OUT)* | Star Air Kontrol ¦ Star Air Kontrol | SAK-9-DTMS/220(IN) ¦ MSAG11B-09HRFN1-MX7W(GA) |  |  | 18000 | 19000 | 20 | 12.25 | 10 | 2 | 77 | 68 | 211726667
Mitsutomo | HO-MD18-AB-Q | Mitsutomo | *** | *** | *** | 19000 | 20000 | 19 | 12 | 9.3 | 1.85 | 80 | 95 | 211306402
DIYCOOL | ES-55Z-M5B | DIYCOOL ¦ DIYCOOL | ACIQ-09W-HH-MB ¦ ACIQ-09CD-HH-MB |  |  | 55000 | 55000 | 20.15 | 10.5 | 8.85 | 1.75 | 63 | 60 | 210857415
ACIQ | ES-48Z-M5B | ACIQ ¦ ACIQ | ACIQ-09W-HH-MB ¦ ACIQ-09CD-HH-MB |  |  | 48000 | 49000 | 21.95 | 11.65 | 9.2 | 1.75 | 71 | 67 | 210857394
ACIQ | ES-18Z-M2B | ACIQ | *** | *** | *** | 18000 | 19000 | 19 | 12 | 9.8 | 2 | 78 | 70 | 210857384
1HVAC | ACIQ-55Z-HH-M5B | 1HVAC ¦ 1HVAC | ACIQ-09W-HH-MB ¦ ACIQ-09CD-HH-MB |  |  | 55000 | 55000 | 20.4 | 10.5 | 9.4 | 1.9 | 63 | 84 | 210857364
Cooper&Hunter | CH-HPR55M-230VO | Cooper&Hunter ¦ Cooper&Hunter | CH-09DKT230VI ¦ CH-09LCDTU/I |  |  | 55000 | 55000 | 20.4 | 10.5 | 9.4 | 1.9 | 63 | 84 | 210799646
Cooper&Hunter | CH-HPR55M-230VO | Cooper&Hunter | *** | *** | *** | 55000 | 55000 | 18.8 | 10.5 | 9.3 | 1.9 | 64 | 84 | 210799645
Cooper&Hunter | CH-55MES-230VO | Cooper&Hunter ¦ Cooper&Hunter | CH-09DKT230VI ¦ CH-09LCDTU/I |  |  | 55000 | 55000 | 20.15 | 10.5 | 8.85 | 1.75 | 63 | 60 | 210799643
Cooper&Hunter | CH-HPR28M-230VO | Cooper&Hunter ¦ Cooper&Hunter | CH-09DKT230VI ¦ CH-09LCDTU/I |  |  | 28000 | 28000 | 21.5 | 12.1 | 10.05 | 1.8 | 96 | 89 | 210799633
Conforto | MHMZ218DA | Conforto | *** | *** | *** | 19000 | 20000 | 19 | 12 | 9.3 | 1.85 | 80 | 95 | 210605811
Durastar | DRA5H48M1A | Durastar | *** | *** | *** | 47000 | 49000 | 20.9 | 11.7 | 8.9 | 2 | 73 | 87 | 210568221
Durastar | DRA3H28M1A | Durastar | *** | *** | *** | 28000 | 28000 | 20 | 11.7 | 9.5 | 1.8 | 96 | 89 | 210568215
CTMorley | MOU-2A18G-2 | CTMorley | *** | *** | *** | 18000 | 19000 | 19 | 12 | 9.8 | 2 | 78 | 70 | 210288129
CLASSIC | MMRSHC27AS3 | CLASSIC ¦ CLASSIC | MSAG11B-09HRFN1-MX7W(GA) ¦ MTIU-09HWFN1-M |  |  | 27400 | 28000 | 22.25 | 11.95 | 9.2 | 2 | 75 | 67 | 209843038
ECO AIR | M3OI-28HFN1-M | ECO AIR | *** | *** | *** | 28000 | 28000 | 20 | 11.7 | 9.5 | 1.8 | 96 | 89 | 209319642
ECO AIR | M2OI-18HFN1-M | ECO AIR | *** | *** | *** | 19000 | 20000 | 19 | 12 | 9.3 | 1.85 | 80 | 95 | 209319639
ApooDr | AM5OG-48HFN1 | ApooDr ¦ ApooDr | AGN24-09H220V1A ¦ MTIU-09HWFN1-M |  |  | 48000 | 49000 | 20.8 | 10.9 | 9.6 | 1.75 | 73 | 67 | 209157106
ApooDr | AM3OJ-27HFN1 | ApooDr | *** | *** | *** | 28000 | 28000 | 21 | 11.7 | 9.2 | 2 | 79 | 67 | 209157099
ApooDr | AM2OA-18HFN1 | ApooDr | *** | *** | *** | 18000 | 19000 | 19 | 12 | 9.8 | 2 | 78 | 70 | 209157096
SEA BREEZE+ | HMZ18H424ZMO | SEA BREEZE+ ¦ SEA BREEZE+ | WM9H424ZMI ¦ D9H424ZMI |  |  | 19000 | 20000 | 19.75 | 12.25 | 9.15 | 1.83 | 74 | 93 | 208816894
MRCOOL | MULTI5-48HP230B | MRCOOL ¦ MRCOOL | DUCT-09HP-230 ¦ O-09-HP-WMAH-230A |  |  | 48000 | 49000 | 21.95 | 11.65 | 9.2 | 1.75 | 71 | 67 | 208552967
MRCOOL | MULTI3-27HP230B | MRCOOL ¦ MRCOOL | DUCT-09HP-230 ¦ O-09-HP-WMAH-230A |  |  | 28000 | 28000 | 22.8 | 12.2 | 9.35 | 2 | 76 | 67 | 208552955
C&H | CH-55MES-230VO | C&H ¦ C&H | CH-09DKT230VI ¦ CH-09LCDTU/I |  |  | 55000 | 55000 | 20.15 | 10.5 | 8.85 | 1.75 | 63 | 60 | 208497427
TRUST AIR CONDITIONERS | M3H27H/O4S4P | TRUST AIR CONDITIONERS ¦ TRUST AIR CONDITIONERS | IUMDL09H/I43P ¦ IS09H/I4S41P |  |  | 28000 | 28000 | 21.5 | 12.1 | 10.05 | 1.8 | 96 | 89 | 208284490
TRUST AIR CONDITIONERS | M3H27H/O4S4P | TRUST AIR CONDITIONERS | *** | *** | *** | 28000 | 28000 | 20 | 11.7 | 9.5 | 1.8 | 96 | 89 | 208284489
MDV | M2OA-18HFN1-M-L | MDV | *** | *** | *** | 18000 | 19000 | 19 | 12 | 9.8 | 2 | 78 | 70 | 210644051
ECO AC | EMH-2O18BBH | ECO AC ¦ ECO AC | MSAG11B-09HRFN1-MX7W(GA) ¦ EHH-D09BA |  |  | 19000 | 20000 | 19.75 | 12.25 | 9.15 | 1.83 | 74 | 93 | 210586153
Conforto | MHMZ548DA | Conforto | *** | *** | *** | 47000 | 49000 | 20.9 | 11.7 | 8.9 | 2 | 73 | 87 | 210605820
Conforto | MHMZ327DA | Conforto ¦ Conforto | MHWAL09DA ¦ DHWAL09DA |  |  | 28000 | 28000 | 21.5 | 12.1 | 10.05 | 1.8 | 96 | 89 | 210605815
Conforto | MHMZ218DA | Conforto ¦ Conforto | MHWAL09DA ¦ DHWAL09DA |  |  | 19000 | 20000 | 20.5 | 12.25 | 9.55 | 1.88 | 78 | 97 | 210605812
MDV | M5OG-48HFN1-M-L | MDV ¦ MDV | CS11M-09HRFN1-MX0W(A) ¦ MTIU-09HWFN1-M |  |  | 48000 | 49000 | 21.9 | 11.55 | 9.2 | 1.75 | 71 | 67 | 210644065
ECO AC | EMH-3O27BBH | ECO AC | *** | *** | *** | 28000 | 28000 | 20 | 11.7 | 9.5 | 1.8 | 96 | 89 | 210586155
Relief Sciences | LANG27OD25-3 | Relief Sciences ¦ Relief Sciences | LANG09ID-25 ¦ MTIU-09HWFN1-M |  |  | 27400 | 28000 | 22.25 | 11.95 | 9.2 | 2 | 75 | 67 | 210655380
Relief Sciences | LANG24OD25-2 | Relief Sciences | *** | *** | *** | 18000 | 19000 | 19 | 12 | 9.8 | 2 | 78 | 70 | 210655376
AC PRO.COM | A5OA-55HFN1-M | AC PRO.COM ¦ AC PRO.COM | ASEPB-09HRFN1-MY5W(GA) ¦ ATIU-09HWFN1-M |  |  | 55000 | 55000 | 19.6 | 10.5 | 9.1 | 1.75 | 65 | 60 | 210343322
CTMorley | MOU-5A48H-2 | CTMorley ¦ CTMorley | MIU-A09D-2 ¦ MIU-A09W-2 |  |  | 47500 | 49000 | 21.05 | 11.35 | 9.45 | 2 | 76 | 89 | 210288151
Durastar | DRA2H18M1A | Durastar | *** | *** | *** | 19000 | 20000 | 19 | 12 | 9.3 | 1.85 | 80 | 95 | 210568212
AIRDACH | AMSH2700VM1-D | AIRDACH | *** | *** | *** | 28000 | 28000 | 21 | 11.7 | 9.2 | 2 | 79 | 67 | 210474675
Durastar | DRA4H36M1A | Durastar ¦ Durastar | DRAW09F1A ¦ DRAD09F1A |  |  | 36000 | 37000 | 19.5 | 12.1 | 9.85 | 1.8 | 95 | 93 | 210568219
Durastar | DRA3H28M1A | Durastar ¦ Durastar | DRAW09F1A ¦ DRAD09F1A |  |  | 28000 | 28000 | 21.3 | 11.75 | 9.65 | 1.8 | 94 | 89 | 210568216
CTMorley | MOU-3A27H-2 | CTMorley ¦ CTMorley | MIU-A09D-2 ¦ MIU-A09W-2 |  |  | 28000 | 28000 | 21.3 | 11.75 | 9.65 | 1.8 | 94 | 89 | 210288145
CTMorley | MOU-5A48G-2 | CTMorley ¦ CTMorley | MIU-A09D-2 ¦ MIU-A09W-2 |  |  | 48000 | 49000 | 20.8 | 10.9 | 9.6 | 1.75 | 73 | 67 | 210288139
CTMorley | MOU-3A27G-2 | CTMorley | *** | *** | *** | 28000 | 28000 | 21 | 11.7 | 9.2 | 2 | 79 | 67 | 210288132
MRCOOL | DIY-MULTI4-36HP230C | MRCOOL ¦ MRCOOL | DUCT-09HP-230 ¦ O-09-HP-WMAH-230A |  |  | 36000 | 36400 | 19.75 | 10.5 | 8.9 | 1.84 | 67 | 66 | 210265865
MRCOOL | DIY-MULTI3-27HP230C | MRCOOL ¦ MRCOOL | DUCT-09HP-230 ¦ O-09-HP-WMAH-230A |  |  | 27400 | 27400 | 20.75 | 11.5 | 9.3 | 1.85 | 74 | 68 | 210265864
CTMorley | MOU-5A55H-2 | CTMorley | *** | *** | *** | 55000 | 55000 | 18.8 | 10.5 | 9.3 | 1.9 | 64 | 84 | 209864940
CTMorley | MOU-5A55G-2 | CTMorley ¦ CTMorley | MIU-A09D-2 ¦ MIU-A09W-2 |  |  | 55000 | 55000 | 19.6 | 10.5 | 9.1 | 1.75 | 65 | 60 | 209864938
KLIMAIRE | KMIR545-H219-2 | KLIMAIRE ¦ KLIMAIRE | KSIH009-H225-IW-2 ¦ KDIP09-H2 |  |  | 48000 | 49000 | 20.8 | 10.9 | 9.6 | 1.75 | 73 | 67 | 209862198
KLIMAIRE | KMIR327-H217-2 | KLIMAIRE | *** | *** | *** | 28000 | 28000 | 21 | 11.7 | 9.2 | 2 | 79 | 67 | 209862188
KLIMAIRE | KMIR218-H221-2 | KLIMAIRE | *** | *** | *** | 18000 | 19000 | 19 | 12 | 9.8 | 2 | 78 | 70 | 209862182
TGM | MMRSHT48AS5 | TGM ¦ TGM | MSAG11B-09HRFN1-MX7W(GA) ¦ MTIU-09HWFN1-M |  |  | 48000 | 49000 | 20.8 | 10.9 | 9.6 | 1.75 | 73 | 67 | 209843056
TGM | MMRSHT27AS3 | TGM | *** | *** | *** | 28000 | 28000 | 21 | 11.7 | 9.2 | 2 | 79 | 67 | 209843049
TGM | MMRSHT18AS2 | TGM ¦ TGM | MSAG11B-09HRFN1-MX7W(GA) ¦ MTIU-09HWFN1-M |  |  | 18000 | 19000 | 20 | 12.25 | 10 | 2 | 77 | 68 | 209843047
THERMOCORE SYSTEMS | T425D-H248-C | THERMOCORE SYSTEMS ¦ THERMOCORE SYSTEMS | T3-OS209-EW ¦ MTIU-09HWFN1-M |  |  | 48000 | 49000 | 21.95 | 11.65 | 9.2 | 1.75 | 71 | 67 | 209549034
THERMOCORE SYSTEMS | T423D-H224-C | THERMOCORE SYSTEMS | *** | *** | *** | 24000 | 24000 | 21.3 | 12.5 | 9.7 | 1.9 | 90 | 75 | 209549027
NOVAIR | LEA20MZ-2P-35SK-O | NOVAIR ¦ NOVAIR | 09EVONVI ¦ MTIU-09HWFN1-M |  |  | 19000 | 20000 | 19.75 | 12.25 | 9.15 | 1.83 | 74 | 93 | 209416886
NOVAIR | LEA20MZ-2P-35SK-O | NOVAIR | *** | *** | *** | 19000 | 20000 | 19 | 12 | 9.3 | 1.85 | 80 | 95 | 209416885
NOVAIR | LEA28MZ-3P-35SK-O | NOVAIR | *** | *** | *** | 28000 | 28000 | 20 | 11.7 | 9.5 | 1.8 | 96 | 89 | 209416882
ECO AIR | M3OI-28HFN1-M | ECO AIR ¦ ECO AIR | MSEPB-09HRFN1-MY5W(GA) ¦ MTIU-09HWFN1-M |  |  | 28000 | 28000 | 21.5 | 12.1 | 10.05 | 1.8 | 96 | 89 | 209319643
ECO AIR | M5OA-55HFN1-M | ECO AIR ¦ ECO AIR | MSEPB-09HRFN1-MY5W(GA) ¦ MTIU-09HWFN1-M |  |  | 55000 | 55000 | 20.15 | 10.5 | 8.85 | 1.75 | 63 | 60 | 209319637
ApooDr | AM2OA-18HFN1 | ApooDr ¦ ApooDr | AGN24-09H220V1A ¦ MTIU-09HWFN1-M |  |  | 18000 | 19000 | 20 | 12.25 | 10 | 2 | 77 | 68 | 209157097
MRCOOL | DIY-MULTI3-27HP230C | MRCOOL | *** | *** | *** | 28000 | 28000 | 19.5 | 11 | 9.1 | 1.8 | 75 | 64 | 208959770
MRCOOL | DIY-MULTI5-48HP230C | MRCOOL | *** | *** | *** | 49000 | 49000 | 19.6 | 11.2 | 9.8 | 1.75 | 71 | 65 | 208959768
MDV | M4OH-36HFN1-MQ1 | MDV | *** | *** | *** | 36000 | 37000 | 18 | 10.5 | 9 | 2 | 62 | 65 | 208954547
SEA BREEZE+ | HMZ48H424ZMO | SEA BREEZE+ | *** | *** | *** | 55000 | 55000 | 18.8 | 10.5 | 9.3 | 1.9 | 64 | 84 | 208816899
SEA BREEZE+ | HMZ24H424ZMO | SEA BREEZE+ ¦ SEA BREEZE+ | WM9H424ZMI ¦ D9H424ZMI |  |  | 24000 | 24000 | 21.55 | 12.4 | 10.35 | 1.8 | 100 | 100 | 208816897
SEA BREEZE+ | HMZ24H424ZMO | SEA BREEZE+ | *** | *** | *** | 24000 | 24000 | 19.4 | 12 | 9.9 | 1.8 | 100 | 100 | 208816896
SEA BREEZE+ | HMZ18H424ZMO | SEA BREEZE+ | *** | *** | *** | 19000 | 20000 | 19 | 12 | 9.3 | 1.85 | 80 | 95 | 208816893
BLUERIDGE | BMM55HHC | BLUERIDGE ¦ BLUERIDGE | BM09M22WM ¦ MTIU-09HWFN1-M |  |  | 55000 | 55000 | 19.4 | 10.5 | 9.4 | 1.85 | 64 | 83 | 208650624
MRCOOL | MULTI3-27HP230B | MRCOOL | *** | *** | *** | 28000 | 28000 | 21 | 11.7 | 9.2 | 2 | 79 | 67 | 208552953
C&H | CH-HPR55M-230VO | C&H ¦ C&H | CH-09DKT230VI ¦ CH-09LCDTU/I |  |  | 55000 | 55000 | 20.4 | 10.5 | 9.4 | 1.9 | 63 | 84 | 208497430
C&H | CH-HPR55M-230VO | C&H | *** | *** | *** | 55000 | 55000 | 18.8 | 10.5 | 9.3 | 1.9 | 64 | 84 | 208497429
SLIMAIR | SHC3Z27VC2AG | SLIMAIR | *** | *** | *** | 28000 | 28000 | 21 | 11.7 | 9.2 | 2 | 79 | 67 | 208447952
SLIMAIR | SHC2Z18VC2AG | SLIMAIR ¦ SLIMAIR | SHMZ09VB-2A ¦ SHD09VC2AG |  |  | 18000 | 19000 | 20 | 12.25 | 10 | 2 | 77 | 68 | 208447950
TRUST AIR CONDITIONERS | M4H36H/O4S4P | TRUST AIR CONDITIONERS ¦ TRUST AIR CONDITIONERS | IUMDL09H/I43P ¦ IS09H/I4S41P |  |  | 36000 | 37000 | 20.6 | 12.65 | 10.15 | 1.8 | 92 | 93 | 208284493
TRUST AIR CONDITIONERS | M2H18H/O4S4P | TRUST AIR CONDITIONERS | *** | *** | *** | 19000 | 20000 | 19 | 12 | 9.3 | 1.85 | 80 | 95 | 208284486
TRUST AIR CONDITIONERS | M5S48H/O4S4P | TRUST AIR CONDITIONERS ¦ TRUST AIR CONDITIONERS | IUMDL09H/I43P ¦ IS09H/I4S41P |  |  | 48000 | 49000 | 21.95 | 11.65 | 9.2 | 1.75 | 71 | 67 | 208284484
TRUST AIR CONDITIONERS | M3S27H/O4S4P | TRUST AIR CONDITIONERS ¦ TRUST AIR CONDITIONERS | IUMDL09H/I43P ¦ IS09H/I4S41P |  |  | 28000 | 28000 | 22.8 | 12.2 | 9.35 | 2 | 76 | 67 | 208284478
TRUST AIR CONDITIONERS | M2S18H/O4S4P | TRUST AIR CONDITIONERS ¦ TRUST AIR CONDITIONERS | IUMDL09H/I43P ¦ IS09H/I4S41P |  |  | 18000 | 19000 | 20.95 | 12.95 | 10.15 | 2 | 76 | 68 | 208284475
DUCTLESSAIRE | DA27-3Z-0* | DUCTLESSAIRE | *** | *** | *** | 28000 | 28000 | 21 | 11.7 | 9.2 | 2 | 79 | 67 | 208136325
MOOVAIR | DMA55HOM25230X3 | MOOVAIR ¦ MOOVAIR | DE09HIW23230E3 ¦ DM09HIW23230E3 |  |  | 55000 | 55000 | 20.4 | 10.5 | 9.4 | 1.9 | 63 | 84 | 208136321
MOOVAIR | DMA55HOM23230X2 | MOOVAIR ¦ MOOVAIR | DE09HIW23230E3 ¦ DM09HIW23230E3 |  |  | 55000 | 55000 | 20.15 | 10.5 | 8.85 | 1.75 | 63 | 60 | 208136318
ELIOS | DEA55HOM25230X3 | ELIOS | *** | *** | *** | 55000 | 55000 | 18.8 | 10.5 | 9.3 | 1.9 | 64 | 84 | 208136314
ELIOS | DEA55HOM23230X2 | ELIOS ¦ ELIOS | DE09HIW23230E3 ¦ DM09HIW23230E3 |  |  | 55000 | 55000 | 20.15 | 10.5 | 8.85 | 1.75 | 63 | 60 | 208136312
PERFECTAIRE | 3PAMSH55-MZO5 | PERFECTAIRE ¦ PERFECTAIRE | 1PAMSHH09-SZW-25 ¦ 2PAMSDH09 |  |  | 55000 | 55000 | 19.6 | 10.5 | 9.1 | 1.75 | 65 | 60 | 211253531
MDV | M3OI-28HFN1-M-L | MDV | *** | *** | *** | 28000 | 28000 | 20 | 11.7 | 9.5 | 1.8 | 96 | 89 | 211289832
Mitsutomo | HO-MT28-AB-Q | Mitsutomo | *** | *** | *** | 28000 | 28000 | 20 | 11.7 | 9.5 | 1.8 | 96 | 89 | 211306405
Star Air Kontrol | SAK-18-21MUZ/220(OUT)* | Star Air Kontrol | *** | *** | *** | 18000 | 19000 | 19 | 12 | 9.8 | 2 | 78 | 70 | 211726666
Star Air Kontrol | SAK-27-22MUZ/220(OUT)* | Star Air Kontrol | *** | *** | *** | 28000 | 28000 | 21 | 11.7 | 9.2 | 2 | 79 | 67 | 211726669
LPS Legacy | DLCMHBH48EAK | LPS Legacy | *** | *** | *** | 47000 | 49000 | 20.9 | 11.7 | 8.9 | 2 | 73 | 87 | 211756576
KADEN | KO-PS218HP-2AAMA | KADEN ¦ KADEN | KI-PSX09WM-1AAMA ¦ MTIU-09HWFN1-M |  |  | 18000 | 19000 | 20.95 | 12.95 | 10.15 | 2 | 76 | 68 | 211793562
Convectair | 8322-C27-O | Convectair | *** | *** | *** | 28000 | 28000 | 20 | 11.7 | 9.5 | 1.8 | 96 | 89 | 207590850
MDV | M3OJ-27HFN1-M* | MDV | *** | *** | *** | 28000 | 28000 | 21 | 11.7 | 9.2 | 2 | 79 | 67 | 207641243
MDV | M2OI-18HFN1-M* | MDV ¦ MDV | CS11M-09HRFN1-MX0W(A) ¦ MTIU-09HWFN1-M |  |  | 19000 | 20000 | 19.75 | 12.25 | 9.15 | 1.83 | 74 | 93 | 207641257
MDV | M3OI-28HFN1-M* | MDV ¦ MDV | CS11M-09HRFN1-MX0W(A) ¦ MTIU-09HWFN1-M |  |  | 28000 | 28000 | 21.3 | 11.75 | 9.65 | 1.8 | 94 | 89 | 207641259
BLUERIDGE | BMM27HHC | BLUERIDGE | *** | *** | *** | 28000 | 28000 | 20 | 11.7 | 9.5 | 1.8 | 96 | 89 | 207641294
LBG Products | LMUHB27DO | LBG Products | *** | *** | *** | 28000 | 28000 | 20 | 11.7 | 9.5 | 1.8 | 96 | 89 | 207641319
BRYANT | 38MGHBQ36DA3 | BRYANT ¦ BRYANT | DHMSHAQ09XA3 ¦ 40MBDQ09---3 |  |  | 36000 | 37000 | 20.6 | 12.65 | 10.15 | 1.8 | 92 | 93 | 207642914
PAYNE | 38MGHBQ24CA3 | PAYNE ¦ PAYNE | DHMSHAQ09XA3 ¦ 40MBDQ09---3 |  |  | 24000 | 24400 | 22.95 | 12.95 | 9.85 | 1.9 | 86 | 75 | 207642923
PAYNE | 38MGHBQ48EA3 | PAYNE ¦ PAYNE | DHMSHAQ09XA3 ¦ 40MBDQ09---3 |  |  | 47500 | 49000 | 21.35 | 11.7 | 9.35 | 2 | 73 | 89 | 207642932
Weathermaker | 38MGHBQ24CA3 | Weathermaker ¦ Weathermaker | DHMSHAQ09XA3 ¦ 40MBDQ09---3 |  |  | 24000 | 24400 | 22.95 | 12.95 | 9.85 | 1.9 | 86 | 75 | 207642944
MIDEA | 38MGHBQ48EA3 | MIDEA ¦ MIDEA | DHMSHAQ09XA3 ¦ 40MBDQ09---3 |  |  | 47500 | 49000 | 21.35 | 11.7 | 9.35 | 2 | 73 | 89 | 207642974
MIDEA | 38MGHBQ36DA3 | MIDEA ¦ MIDEA | DHMSHAQ09XA3 ¦ 40MBDQ09---3 |  |  | 36000 | 37000 | 20.6 | 12.65 | 10.15 | 1.8 | 92 | 93 | 207642977
MIDEA | 38MGRBQ48EA3 | MIDEA ¦ MIDEA | DHMSHAQ09XA3 ¦ 40MBDQ09---3 |  |  | 48000 | 49000 | 21.95 | 11.65 | 9.2 | 1.75 | 71 | 67 | 207642980
HEIL | DLCMHBH24CAK | HEIL | *** | *** | *** | 24000 | 24000 | 21.3 | 12.5 | 9.7 | 1.9 | 90 | 75 | 207643054
HEIL | DLCMHBH30DAK | HEIL | *** | *** | *** | 30000 | 30000 | 20 | 12 | 9.2 | 1.9 | 90 | 60 | 207643057
HEIL | DLCMHBH48EAK | HEIL | *** | *** | *** | 47000 | 49000 | 20.9 | 11.7 | 8.9 | 2 | 73 | 87 | 207643063
TEMPSTAR | DLCMRBH18BAK | TEMPSTAR ¦ TEMPSTAR | DLFSHAH09XAK ¦ DLFSDAH09XAK |  |  | 18000 | 19000 | 20 | 12.25 | 10 | 2 | 77 | 68 | 207643136
TEMPSTAR | DLCMHBH24CAK | TEMPSTAR | *** | *** | *** | 24000 | 24000 | 21.3 | 12.5 | 9.7 | 1.9 | 90 | 75 | 207643138
TEMPSTAR | DLCMHBH30DAK | TEMPSTAR | *** | *** | *** | 30000 | 30000 | 20 | 12 | 9.2 | 1.9 | 90 | 60 | 207643141
SMART COMFORT | DLCMRBH18BAK | SMART COMFORT ¦ SMART COMFORT | DLFSHAH09XAK ¦ DLFSDAH09XAK |  |  | 18000 | 19000 | 20 | 12.25 | 10 | 2 | 77 | 68 | 207643157
PERFECTAIRE | 3PAMS36-HH-MZO4 | PERFECTAIRE ¦ PERFECTAIRE | 1PAMSHH09-SZW-25 ¦ 2PAMSDH09 |  |  | 36000 | 37000 | 19.5 | 12.1 | 9.85 | 1.8 | 95 | 93 | 207657343
MDV | M2OI-18HFN1-M | MDV | *** | *** | *** | 19000 | 20000 | 19 | 12 | 9.3 | 1.85 | 80 | 95 | 206714974
MDV | M3OJ-27HFN1-M | MDV | *** | *** | *** | 28000 | 28000 | 21 | 11.7 | 9.2 | 2 | 79 | 67 | 206714981
MDV | M3OI-28HFN1-M | MDV | *** | *** | *** | 28000 | 28000 | 20 | 11.7 | 9.5 | 1.8 | 96 | 89 | 206714982
MDV | M2OA-18HFN1-M | MDV ¦ MDV | CS11M-09HRFN1-MX0W(A) ¦ MTIU-09HWFN1-M |  |  | 18000 | 19000 | 20.95 | 12.95 | 10.15 | 2 | 76 | 68 | 206716987
MDV | M5OG-48HFN1-M-[X]-20 | MDV ¦ MDV | CS11M-09HRFN1-MX0W(A) ¦ MTIU-09HWFN1-M |  |  | 47500 | 49000 | 21.35 | 11.7 | 9.35 | 2 | 73 | 89 | 206716993
FRANKLIN | MST183E23MHAA | FRANKLIN | *** | *** | *** | 19000 | 20000 | 19 | 12 | 9.3 | 1.85 | 80 | 95 | 206764069
FRANKLIN | MST183E23MHAA | FRANKLIN ¦ FRANKLIN | MST093E21ADAA ¦ MSH093E23AXAA |  |  | 19000 | 20000 | 20.5 | 12.25 | 9.55 | 1.88 | 78 | 97 | 206764070
Convectair | 8522-C48-O | Convectair | *** | *** | *** | 47000 | 49000 | 20.9 | 11.7 | 8.9 | 2 | 73 | 87 | 207590853
MDV | M5OG-42HFN1-M-[X] | MDV | *** | *** | *** | 43000 | 43000 | 18.7 | 11.7 | 9.6 | 2 | 105 | 99 | 207617659
MDV | M2OA-18HFN1-M* | MDV | *** | *** | *** | 18000 | 19000 | 19 | 12 | 9.8 | 2 | 78 | 70 | 207641239
MDV | M2OA-18HFN1-M* | MDV ¦ MDV | CS11M-09HRFN1-MX0W(A) ¦ MTIU-09HWFN1-M |  |  | 18000 | 19000 | 20 | 12.25 | 10 | 2 | 77 | 68 | 207641240
MDV | M4OI-36HFN1-M* | MDV ¦ MDV | CS11M-09HRFN1-MX0W(A) ¦ MTIU-09HWFN1-M |  |  | 36000 | 37000 | 19.5 | 12.1 | 9.85 | 1.8 | 95 | 93 | 207641249
NOVAIR | LEA27MZ-3P-25SK-O | NOVAIR | *** | *** | *** | 28000 | 28000 | 21 | 11.7 | 9.2 | 2 | 79 | 67 | 207641273
NOVAIR | LEA18MZ-2P-25SK-O | NOVAIR | *** | *** | *** | 18000 | 19000 | 19 | 12 | 9.8 | 2 | 78 | 70 | 207641277
NOVAIR | LEA18MZ-2P-25SK-O | NOVAIR ¦ NOVAIR | 09EVONVI ¦ MTIU-09HWFN1-M |  |  | 18000 | 19000 | 20 | 12.25 | 10 | 2 | 77 | 68 | 207641278
BLUERIDGE | BMM27C | BLUERIDGE ¦ BLUERIDGE | BM09M22WM ¦ MTIU-09HWFN1-M |  |  | 27400 | 28000 | 22.25 | 11.95 | 9.2 | 2 | 75 | 67 | 207641284
BLUERIDGE | BMM18HHC | BLUERIDGE ¦ BLUERIDGE | BM09M22WM ¦ MTIU-09HWFN1-M |  |  | 19000 | 20000 | 19.75 | 12.25 | 9.15 | 1.83 | 74 | 93 | 207641293
PolarWave | ACIQ-27Z-HH-M3B | PolarWave ¦ PolarWave | ACIQ-09CD-HH-MB ¦ ACIQ-09W-HH-MB |  |  | 28000 | 28000 | 21.5 | 12.1 | 10.05 | 1.8 | 96 | 89 | 212316090
PolarWave | ACIQ-48Z-HH-M5B | PolarWave | *** | *** | *** | 47000 | 49000 | 20.9 | 11.7 | 8.9 | 2 | 73 | 87 | 212316095
PolarWave | ACIQ-55Z-HH-M5B | PolarWave | *** | *** | *** | 55000 | 55000 | 18.8 | 10.5 | 9.3 | 1.9 | 64 | 84 | 212316118
PolarWave | ES-48Z-M5B | PolarWave ¦ PolarWave | ACIQ-09CD-HH-MB ¦ ACIQ-09W-HH-MC |  |  | 48000 | 49000 | 21.95 | 11.65 | 9.2 | 1.75 | 71 | 67 | 212316131
STEALTH | ACIQ-48Z-HH-M5B | STEALTH | *** | *** | *** | 47000 | 49000 | 20.9 | 11.7 | 8.9 | 2 | 73 | 87 | 212316181
MDV | M3OK-27HFN1-M | MDV | *** | *** | *** | 27000 | 27000 | 19 | 11.8 | 10 | 1.8 | 85 | 100 | 212360174
Custom Comfort | CCOXHAMZ436HP | Custom Comfort ¦ Custom Comfort | CCOXHASD09 ¦ CCOXHAWM09 |  |  | 36000 | 37000 | 20.6 | 12.65 | 10.15 | 1.8 | 92 | 93 | 212365438
Custom Comfort | CCOXHAMZ548HP | Custom Comfort | *** | *** | *** | 47000 | 49000 | 20.9 | 11.7 | 8.9 | 2 | 73 | 87 | 212365440
Relief Sciences | LANG27OD35-3 | Relief Sciences | *** | *** | *** | 28000 | 28000 | 20 | 11.7 | 9.5 | 1.8 | 96 | 89 | 212615017
YONAN | YSMO-18HFN1 | YONAN | *** | *** | *** | 18000 | 19000 | 19 | 12 | 9.8 | 2 | 78 | 70 | 212615068
YONAN | YSMO-24HFN1 | YONAN | *** | *** | *** | 24000 | 24000 | 21.3 | 12.5 | 9.7 | 1.9 | 90 | 75 | 212615071
Custom Comfort | CCOXHAMZ327HP | Custom Comfort | *** | *** | *** | 27000 | 27000 | 19 | 11.8 | 10 | 1.8 | 85 | 100 | 212631691
Bladex | B50G-48SPHP1 | Bladex | *** | *** | *** | 47000 | 49000 | 20.9 | 11.7 | 8.9 | 2 | 73 | 87 | 212920657
Bladex | B50A-55SPHP1 | Bladex ¦ Bladex | BWM11B-09HWIU ¦ MTIU-09HWFN1-M |  |  | 55000 | 55000 | 19.4 | 10.5 | 9.4 | 1.85 | 64 | 83 | 212920661
Nutech | N3OJ-27HFN1-M | Nutech | *** | *** | *** | 28000 | 28000 | 21 | 11.7 | 9.2 | 2 | 79 | 67 | 212941759
MDV | M4OX630-36HFN1-M1X | MDV ¦ MDV | MSEPB-09HRFN1-MY5W(GA) ¦ MSEPB-09HRFN1-MY5W(GA) |  |  | 36000 | 36000 | 20.2 | 12 | 10.45 | 1.93 | 79 | 100 | 213301880
Wells | WMCA-36HFMO | Wells | *** | *** | *** | 36000 | 36000 | 19.4 | 12 | 10 | 1.9 | 83 | 100 | 213307897
Alsetria | M4OX630-36HFN1-M1X | Alsetria ¦ Alsetria | MSAG11B-09HRFN1-MX7W(GA) ¦ MTIU-09HWFN1-M |  |  | 36000 | 36000 | 20.2 | 12 | 10.45 | 1.93 | 79 | 100 | 213307914
TEMP SHIFT | TSM2OI18HFN1M | TEMP SHIFT | *** | *** | *** | 19000 | 20000 | 19 | 12 | 9.3 | 1.85 | 80 | 95 | 213479390
TEMP SHIFT | TSM5OG48HFN1M[X] | TEMP SHIFT | *** | *** | *** | 47000 | 49000 | 20.9 | 11.7 | 8.9 | 2 | 73 | 87 | 213479399
CanAir | C28MC328H21 | CanAir | *** | *** | *** | 28000 | 28000 | 20 | 11.7 | 9.5 | 1.8 | 96 | 89 | 213479405
AI AIR CONDITIONING | A2MO22-18N1-M1H | AI AIR CONDITIONING ¦ AI AIR CONDITIONING | MSAG11B-09HRFN1-MX7W(GA) ¦ MTIU-09HWFN1-M |  |  | 19000 | 20000 | 19.75 | 12.25 | 9.15 | 1.83 | 74 | 93 | 213769954
E COLD | ECOLD-C55-MS-G0001 | E COLD ¦ E COLD | MSAG11B-12HRFN1-MV0W(GA) ¦ MSAG11B-12HRFN1-MV0W(GA) |  |  | 55000 | 55000 | 19.6 | 10.5 | 9.1 | 1.75 | 65 | 60 | 213828450
SLIMAIR | SHC5Z55VC2AG | SLIMAIR ¦ SLIMAIR | SHM09VE2AG ¦ MTIU-09HWFN1-M |  |  | 55000 | 55000 | 19.6 | 10.5 | 9.1 | 1.75 | 65 | 60 | 213886037
SLIMAIR | SHC2Z18VE2AG | SLIMAIR ¦ SLIMAIR | SHM09VE2AG ¦ MTIU-09HWFN1-M |  |  | 19000 | 20000 | 19.75 | 12.25 | 9.15 | 1.83 | 74 | 93 | 213886040
Nutech | N2OA-48HFN1-M | Nutech ¦ Nutech | MSAG11B-09HRFN1-MX7W(GA) ¦ MTIU-09HWFN1-M |  |  | 48000 | 49000 | 20.8 | 10.9 | 9.6 | 1.75 | 73 | 67 | 213916274
Bladex | BME30J-27SPHP1 | Bladex | *** | *** | *** | 28000 | 28000 | 21 | 11.7 | 9.2 | 2 | 79 | 67 | 213927659
Bladex | B30I-28SPHP1* | Bladex | *** | *** | *** | 28000 | 28000 | 20 | 11.7 | 9.5 | 1.8 | 96 | 89 | 214232418
COMFORT-AIRE | A-VMH55PV-1 | COMFORT-AIRE ¦ COMFORT-AIRE | B-VMH09DU-1 ¦ B-VMH09DU-1 |  |  | 55000 | 55000 | 20.4 | 10.5 | 9.4 | 1.9 | 63 | 84 | 214232457
COMFORT-AIRE | A-VMH36QV-1A | COMFORT-AIRE | *** | *** | *** | 36000 | 36000 | 19.4 | 12 | 10 | 1.9 | 83 | 100 | 214377757
Kepler | ODUM5OA-55HFN1-M-[X] | Kepler ¦ Kepler | IDUMSEPB-09HRFN1MY5W(GA) ¦ IDUMTIU-09HWFN1-M |  |  | 55000 | 55000 | 20.4 | 10.5 | 9.4 | 1.9 | 63 | 84 | 214377793
Simply The Best Minisplits | SBM-48HFN1-M-[X] | Simply The Best Minisplits ¦ Simply The Best Minisplits | SBM-09HRFN1-MX7W(GA) ¦ MTIU-09HWFN1-M |  |  | 47500 | 49000 | 21.05 | 11.35 | 9.45 | 2 | 76 | 89 | 214383397
FRANKLIN | MST273F25MHAA | FRANKLIN | *** | *** | *** | 27000 | 27000 | 19 | 11.8 | 10 | 1.8 | 85 | 100 | 214383443
FRANKLIN | MST363F25MHAA | FRANKLIN | *** | *** | *** | 36000 | 36000 | 19.4 | 12 | 10 | 1.9 | 83 | 100 | 214383446
ICONIC AIR SOLUTION | ICMO24CK | ICONIC AIR SOLUTION | *** | *** | *** | 28000 | 28000 | 21 | 11.7 | 9.2 | 2 | 79 | 67 | 214389504
ICONIC AIR SOLUTION | ICM48EK | ICONIC AIR SOLUTION ¦ ICONIC AIR SOLUTION | IFOD09IK ¦ IFOD09IK |  |  | 48000 | 49000 | 20.8 | 10.9 | 9.6 | 1.75 | 73 | 67 | 214389517
BLUERIDGE | BMM48HHC | BLUERIDGE | *** | *** | *** | 47000 | 49000 | 20.9 | 11.7 | 8.9 | 2 | 73 | 87 | 207641301
LBG Products | LMHB18DO | LBG Products | *** | *** | *** | 18000 | 19000 | 19 | 12 | 9.8 | 2 | 78 | 70 | 207641305
LBG Products | LMHB27DO | LBG Products | *** | *** | *** | 28000 | 28000 | 21 | 11.7 | 9.2 | 2 | 79 | 67 | 207641307
LBG Products | LMHB27DO | LBG Products ¦ LBG Products | LBHB09DUI ¦ LMHB09DFI |  |  | 27400 | 28000 | 22.25 | 11.95 | 9.2 | 2 | 75 | 67 | 207641309
LBG Products | LMUHB18DO | LBG Products ¦ LBG Products | LBHB09DUI ¦ LMHB09DFI |  |  | 19000 | 20000 | 19.75 | 12.25 | 9.15 | 1.83 | 74 | 93 | 207641318
LBG Products | LMUHB27DO | LBG Products ¦ LBG Products | LBHB09DUI ¦ LMHB09DFI |  |  | 28000 | 28000 | 21.3 | 11.75 | 9.65 | 1.8 | 94 | 89 | 207641321
SENVILLE | SENA/18HF/MOQ | SENVILLE | *** | *** | *** | 18000 | 19000 | 19 | 12 | 9.8 | 2 | 78 | 70 | 207641330
SENVILLE | SENA/30HF/MOQ | SENVILLE | *** | *** | *** | 28000 | 28000 | 21 | 11.7 | 9.2 | 2 | 79 | 67 | 207641333
SENVILLE | SENA/48HF/MOQ | SENVILLE ¦ SENVILLE | SENA/09HF/ID ¦ SENA/09HF/IQ |  |  | 48000 | 49000 | 21.95 | 11.65 | 9.2 | 1.75 | 71 | 67 | 207641340
CARRIER | 38MGHBQ24CA3 | CARRIER | *** | *** | *** | 24000 | 24000 | 21.3 | 12.5 | 9.7 | 1.9 | 90 | 75 | 207642880
CARRIER | 38MGHBQ48EA3 | CARRIER | *** | *** | *** | 47000 | 49000 | 20.9 | 11.7 | 8.9 | 2 | 73 | 87 | 207642889
BRYANT | 38MGRBQ18BA3 | BRYANT | *** | *** | *** | 18000 | 19000 | 19 | 12 | 9.8 | 2 | 78 | 70 | 207642898
BRYANT | 38MGHBQ48EA3 | BRYANT | *** | *** | *** | 47000 | 49000 | 20.9 | 11.7 | 8.9 | 2 | 73 | 87 | 207642910
PAYNE | 38MGRBQ18BA3 | PAYNE | *** | *** | *** | 18000 | 19000 | 19 | 12 | 9.8 | 2 | 78 | 70 | 207642919
Weathermaker | 38MGHBQ48EA3 | Weathermaker | *** | *** | *** | 47000 | 49000 | 20.9 | 11.7 | 8.9 | 2 | 73 | 87 | 207642952
Weathermaker | 38MGHBQ48EA3 | Weathermaker ¦ Weathermaker | DHMSHAQ09XA3 ¦ 40MBDQ09---3 |  |  | 47500 | 49000 | 21.35 | 11.7 | 9.35 | 2 | 73 | 89 | 207642953
MIDEA | 38MGRBQ18BA3 | MIDEA | *** | *** | *** | 18000 | 19000 | 19 | 12 | 9.8 | 2 | 78 | 70 | 207642961
ARCOAIRE | DLCMRBH18BAK | ARCOAIRE | *** | *** | *** | 18000 | 19000 | 19 | 12 | 9.8 | 2 | 78 | 70 | 207642988
ARCOAIRE | DLCMRBH18BAK | ARCOAIRE ¦ ARCOAIRE | DLFSHAH09XAK ¦ DLFSDAH09XAK |  |  | 18000 | 19000 | 20 | 12.25 | 10 | 2 | 77 | 68 | 207642989
ARCOAIRE | DLCMHBH30DAK | ARCOAIRE | *** | *** | *** | 30000 | 30000 | 20 | 12 | 9.2 | 1.9 | 90 | 60 | 207642994
ARCOAIRE | DLCMHBH48EAK | ARCOAIRE | *** | *** | *** | 47000 | 49000 | 20.9 | 11.7 | 8.9 | 2 | 73 | 87 | 207643000
COMFORTMAKER | DLCMHBH24CAK | COMFORTMAKER | *** | *** | *** | 24000 | 24000 | 21.3 | 12.5 | 9.7 | 1.9 | 90 | 75 | 207643012
COMFORTMAKER | DLCMHBH48EAK | COMFORTMAKER | *** | *** | *** | 47000 | 49000 | 20.9 | 11.7 | 8.9 | 2 | 73 | 87 | 207643021
COMFORTMAKER | DLCMHBH48EAK | COMFORTMAKER ¦ COMFORTMAKER | DLFSHAH09XAK ¦ DLFSDAH09XAK |  |  | 47500 | 49000 | 21.05 | 11.35 | 9.45 | 2 | 76 | 89 | 207643022
COMFORTMAKER | DLCMHBH36DAK | COMFORTMAKER ¦ COMFORTMAKER | DLFSHAH09XAK ¦ DLFSDAH09XAK |  |  | 36000 | 37000 | 19.5 | 12.1 | 9.85 | 1.8 | 95 | 93 | 207643025
COMFORTMAKER | DLCMRBH48EAK | COMFORTMAKER ¦ COMFORTMAKER | DLFSHAH09XAK ¦ DLFSDAH09XAK |  |  | 48000 | 49000 | 20.8 | 10.9 | 9.6 | 1.75 | 73 | 67 | 207643028
DAY & NIGHT | DLCMRBH18BAK | DAY & NIGHT | *** | *** | *** | 18000 | 19000 | 19 | 12 | 9.8 | 2 | 78 | 70 | 207643030
DAY & NIGHT | DLCMHBH30DAK | DAY & NIGHT | *** | *** | *** | 30000 | 30000 | 20 | 12 | 9.2 | 1.9 | 90 | 60 | 207643036
DAY & NIGHT | DLCMHBH48EAK | DAY & NIGHT | *** | *** | *** | 47000 | 49000 | 20.9 | 11.7 | 8.9 | 2 | 73 | 87 | 207643042
DAY & NIGHT | DLCMRBH48EAK | DAY & NIGHT ¦ DAY & NIGHT | DLFSHAH09XAK ¦ DLFSDAH09XAK |  |  | 48000 | 49000 | 20.8 | 10.9 | 9.6 | 1.75 | 73 | 67 | 207643049
HEIL | DLCMRBH18BAK | HEIL ¦ HEIL | DLFSHAH09XAK ¦ DLFSDAH09XAK |  |  | 18000 | 19000 | 20 | 12.25 | 10 | 2 | 77 | 68 | 207643052
HEIL | DLCMHBH48EAK | HEIL ¦ HEIL | DLFSHAH09XAK ¦ DLFSDAH09XAK |  |  | 47500 | 49000 | 21.05 | 11.35 | 9.45 | 2 | 76 | 89 | 207643064
KEEPRITE | DLCMHBH24CAK | KEEPRITE | *** | *** | *** | 24000 | 24000 | 21.3 | 12.5 | 9.7 | 1.9 | 90 | 75 | 207643075
KEEPRITE | DLCMHBH30DAK | KEEPRITE | *** | *** | *** | 30000 | 30000 | 20 | 12 | 9.2 | 1.9 | 90 | 60 | 207643078
KEEPRITE | DLCMHBH48EAK | KEEPRITE | *** | *** | *** | 47000 | 49000 | 20.9 | 11.7 | 8.9 | 2 | 73 | 87 | 207643084
KEEPRITE | DLCMHBH48EAK | KEEPRITE ¦ KEEPRITE | DLFSHAH09XAK ¦ DLFSDAH09XAK |  |  | 47500 | 49000 | 21.05 | 11.35 | 9.45 | 2 | 76 | 89 | 207643085
KENMORE | DLCMRBH18BAK | KENMORE | *** | *** | *** | 18000 | 19000 | 19 | 12 | 9.8 | 2 | 78 | 70 | 207643093
KENMORE | DLCMRBH18BAK | KENMORE ¦ KENMORE | DLFSHAH09XAK ¦ DLFSDAH09XAK |  |  | 18000 | 19000 | 20 | 12.25 | 10 | 2 | 77 | 68 | 207643094
KENMORE | DLCMHBH48EAK | KENMORE | *** | *** | *** | 47000 | 49000 | 20.9 | 11.7 | 8.9 | 2 | 73 | 87 | 207643105
KENMORE | DLCMHBH36DAK | KENMORE ¦ KENMORE | DLFSHAH09XAK ¦ DLFSDAH09XAK |  |  | 36000 | 37000 | 19.5 | 12.1 | 9.85 | 1.8 | 95 | 93 | 207643109
KENMORE | DLCMRBH48EAK | KENMORE ¦ KENMORE | DLFSHAH09XAK ¦ DLFSDAH09XAK |  |  | 48000 | 49000 | 20.8 | 10.9 | 9.6 | 1.75 | 73 | 67 | 207643112
MIDEA | DLCMRBH18BAK | MIDEA ¦ MIDEA | DLFSHAH09XAK ¦ DLFSDAH09XAK |  |  | 18000 | 19000 | 20 | 12.25 | 10 | 2 | 77 | 68 | 207643115
MIDEA | DLCMHBH24CAK | MIDEA | *** | *** | *** | 24000 | 24000 | 21.3 | 12.5 | 9.7 | 1.9 | 90 | 75 | 207643117
MIDEA | DLCMHBH30DAK | MIDEA | *** | *** | *** | 30000 | 30000 | 20 | 12 | 9.2 | 1.9 | 90 | 60 | 207643120
MIDEA | DLCMHBH48EAK | MIDEA | *** | *** | *** | 47000 | 49000 | 20.9 | 11.7 | 8.9 | 2 | 73 | 87 | 207643126
MIDEA | DLCMHBH48EAK | MIDEA ¦ MIDEA | DLFSHAH09XAK ¦ DLFSDAH09XAK |  |  | 47500 | 49000 | 21.05 | 11.35 | 9.45 | 2 | 76 | 89 | 207643127
MIDEA | DLCMRBH48EAK | MIDEA ¦ MIDEA | DLFSHAH09XAK ¦ DLFSDAH09XAK |  |  | 48000 | 49000 | 20.8 | 10.9 | 9.6 | 1.75 | 73 | 67 | 207643133
TEMPSTAR | DLCMHBH48EAK | TEMPSTAR | *** | *** | *** | 47000 | 49000 | 20.9 | 11.7 | 8.9 | 2 | 73 | 87 | 207643147
TEMPSTAR | DLCMHBH48EAK | TEMPSTAR ¦ TEMPSTAR | DLFSHAH09XAK ¦ DLFSDAH09XAK |  |  | 47500 | 49000 | 21.05 | 11.35 | 9.45 | 2 | 76 | 89 | 207643148
TEMPSTAR | DLCMHBH36DAK | TEMPSTAR ¦ TEMPSTAR | DLFSHAH09XAK ¦ DLFSDAH09XAK |  |  | 36000 | 37000 | 19.5 | 12.1 | 9.85 | 1.8 | 95 | 93 | 207643151
SMART COMFORT | DLCMRBH18BAK | SMART COMFORT | *** | *** | *** | 18000 | 19000 | 19 | 12 | 9.8 | 2 | 78 | 70 | 207643156
SMART COMFORT | DLCMHBH36DAK | SMART COMFORT ¦ SMART COMFORT | DLFSHAH09XAK ¦ DLFSDAH09XAK |  |  | 36000 | 37000 | 19.5 | 12.1 | 9.85 | 1.8 | 95 | 93 | 207643172
SMART COMFORT | DLCMRBH48EAK | SMART COMFORT ¦ SMART COMFORT | DLFSHAH09XAK ¦ DLFSDAH09XAK |  |  | 48000 | 49000 | 20.8 | 10.9 | 9.6 | 1.75 | 73 | 67 | 207643175
AIRQUEST | DLCMRBH18BAK | AIRQUEST | *** | *** | *** | 18000 | 19000 | 19 | 12 | 9.8 | 2 | 78 | 70 | 207643177
AIRQUEST | DLCMHBH30DAK | AIRQUEST | *** | *** | *** | 30000 | 30000 | 20 | 12 | 9.2 | 1.9 | 90 | 60 | 207643183
AIRQUEST | DLCMHBH48EAK | AIRQUEST ¦ AIRQUEST | DLFSHAH09XAK ¦ DLFSDAH09XAK |  |  | 47500 | 49000 | 21.05 | 11.35 | 9.45 | 2 | 76 | 89 | 207643190
AIRQUEST | DLCMHBH36DAK | AIRQUEST ¦ AIRQUEST | DLFSHAH09XAK ¦ DLFSDAH09XAK |  |  | 36000 | 37000 | 19.5 | 12.1 | 9.85 | 1.8 | 95 | 93 | 207643193
PERFECTAIRE | 3PAMS18-HH-MZO2 | PERFECTAIRE | *** | *** | *** | 19000 | 20000 | 19 | 12 | 9.3 | 1.85 | 80 | 95 | 207657336
PERFECTAIRE | 3PAMS18-HH-MZO2 | PERFECTAIRE ¦ PERFECTAIRE | 1PAMSHH09-SZW-25 ¦ 2PAMSDH09 |  |  | 19000 | 20000 | 19.75 | 12.25 | 9.15 | 1.83 | 74 | 93 | 207657337
PERFECTAIRE | 3PAMS27-HH-MZO3 | PERFECTAIRE ¦ PERFECTAIRE | 1PAMSHH09-SZW-25 ¦ 2PAMSDH09 |  |  | 28000 | 28000 | 21.3 | 11.75 | 9.65 | 1.8 | 94 | 89 | 207657340
PERFECTAIRE | 3PAMS48-HH-MZO5 | PERFECTAIRE | *** | *** | *** | 47000 | 49000 | 20.9 | 11.7 | 8.9 | 2 | 73 | 87 | 207657345
PERFECTAIRE | 3PAMSH18-MZO2 | PERFECTAIRE ¦ PERFECTAIRE | 1PAMSHH09-SZW-25 ¦ 2PAMSDH09 |  |  | 18000 | 19000 | 20 | 12.25 | 10 | 2 | 77 | 68 | 207657349
KARDA | 3KARDA27MZ3 | KARDA ¦ KARDA | 1PAMSHH09-SZW-25 ¦ 2PAMSDH09 |  |  | 27400 | 28000 | 22.25 | 11.95 | 9.2 | 2 | 75 | 67 | 207657364
KERR | A-KMH18DV-1 | KERR | *** | *** | *** | 19000 | 20000 | 19 | 12 | 9.3 | 1.85 | 80 | 95 | 207657598
KERR | A-KMH28TV-1 | KERR | *** | *** | *** | 28000 | 28000 | 20 | 11.7 | 9.5 | 1.8 | 96 | 89 | 207657602
KERR | A-KMH48PV-1 | KERR | *** | *** | *** | 47000 | 49000 | 20.9 | 11.7 | 8.9 | 2 | 73 | 87 | 207657607
COMFORT-AIRE | A-VMH18DV-1 | COMFORT-AIRE | *** | *** | *** | 19000 | 20000 | 19 | 12 | 9.3 | 1.85 | 80 | 95 | 207657609
COMFORT-AIRE | A-VMH18DV-1 | COMFORT-AIRE ¦ COMFORT-AIRE | B-VMH09SV-1 ¦ B-VMH09DU-1 |  |  | 19000 | 20000 | 20.5 | 12.25 | 9.55 | 1.88 | 78 | 97 | 207657611
KERR | A-KMH36QV-1 | KERR ¦ KERR | B-KMH09SV-1 ¦ B-KMH09DU-1 |  |  | 36000 | 37000 | 20.6 | 12.65 | 10.15 | 1.8 | 92 | 93 | 207657621
MDV | M5OG-48HFN1-M-[X]-20-L | MDV ¦ MDV | CS11M-09HRFN1-MX0W(A) ¦ MTIU-09HWFN1-M |  |  | 47500 | 49000 | 21.35 | 11.7 | 9.35 | 2 | 73 | 89 | 207658621
COMFORTSTAR | CMZ-27-3Z | COMFORTSTAR | *** | *** | *** | 28000 | 28000 | 21 | 11.7 | 9.2 | 2 | 79 | 67 | 207658968
COMFORTSTAR | CMZ-54-5Z | COMFORTSTAR ¦ COMFORTSTAR | CPA-09B ¦ CXH009CD(I) |  |  | 48000 | 49000 | 21.95 | 11.65 | 9.2 | 1.75 | 71 | 67 | 207658975
COMFORTSTAR | CVH-18-2SH | COMFORTSTAR ¦ COMFORTSTAR | CPA-09B ¦ CXH009CD(I) |  |  | 19000 | 20000 | 20.5 | 12.25 | 9.55 | 1.88 | 78 | 97 | 207658978
COMFORTSTAR | CVH-48-5SH | COMFORTSTAR | *** | *** | *** | 47000 | 49000 | 20.9 | 11.7 | 8.9 | 2 | 73 | 87 | 207658985
COMFORTSTAR | CVH-36-4SH | COMFORTSTAR ¦ COMFORTSTAR | CPA-09B ¦ CXH009CD(I) |  |  | 36000 | 37000 | 20.6 | 12.65 | 10.15 | 1.8 | 92 | 93 | 207658987
MIDEA | M3OJ-27HFN1-M-CO | MIDEA | *** | *** | *** | 28000 | 28000 | 21 | 11.7 | 9.2 | 2 | 79 | 67 | 207659306
MIDEA | M3OJ-27HFN1-M-CO | MIDEA ¦ MIDEA | MSEPB-09HRFN1-MY5W(GA) ¦ MTIU-09HWFN1-M |  |  | 27400 | 28000 | 22.25 | 11.95 | 9.2 | 2 | 75 | 67 | 207659308
NAPOLEON | NDHAM-28-O | NAPOLEON ¦ NAPOLEON | NH25-09F-I ¦ NDHAS22-09-I |  |  | 28000 | 28000 | 21.3 | 11.75 | 9.65 | 1.8 | 94 | 89 | 207683240
NAPOLEON | NDHAM-36-O | NAPOLEON ¦ NAPOLEON | NH25-09F-I ¦ NDHAS22-09-I |  |  | 36000 | 37000 | 19.5 | 12.1 | 9.85 | 1.8 | 95 | 93 | 207683243
CanAir | C28MC218H21 | CanAir | *** | *** | *** | 18000 | 19000 | 19 | 12 | 9.8 | 2 | 78 | 70 | 207683263
CanAir | C28MC324H21 | CanAir ¦ CanAir | C23SEH09H21 ¦ MTIU-09HWFN1-M |  |  | 24000 | 24400 | 22.95 | 12.95 | 9.85 | 1.9 | 86 | 75 | 207683267
CanAir | C28MC548H21 | CanAir | *** | *** | *** | 47000 | 49000 | 20.9 | 11.7 | 8.9 | 2 | 73 | 87 | 207683272
CanAir | C28MC548H21 | CanAir ¦ CanAir | C23SEH09H21 ¦ MTIU-09HWFN1-M |  |  | 47500 | 49000 | 21.35 | 11.7 | 9.35 | 2 | 73 | 89 | 207683273
MIDEA | M3OJ-27HFN1-M | MIDEA ¦ MIDEA | MSEPB-09HRFN1-MY5W(GA) ¦ MTIU-09HWFN1-M |  |  | 27400 | 28000 | 22.25 | 11.95 | 9.2 | 2 | 75 | 67 | 207683284
MIDEA | MMCMHAQ24CA3 | MIDEA | *** | *** | *** | 24000 | 24000 | 21.3 | 12.5 | 9.7 | 1.9 | 90 | 75 | 207683475
MIDEA | MMCMHAQ24CA3 | MIDEA ¦ MIDEA | DHMSHAQ09XA3 ¦ 40MBDQ09---3 |  |  | 24000 | 24400 | 22.95 | 12.95 | 9.85 | 1.9 | 86 | 75 | 207683476
YONAN | YSMO-18HRN1 | YONAN | *** | *** | *** | 18000 | 19000 | 19 | 12 | 9.8 | 2 | 78 | 70 | 207691825
YONAN | YSMO-18HRN1 | YONAN ¦ YONAN | MSAG11B-09HRFN1-MX7W(GA) ¦ MTIU-09HWFN1-M |  |  | 18000 | 19000 | 20 | 12.25 | 10 | 2 | 77 | 68 | 207691826
YONAN | YSMO-30HRN1 | YONAN | *** | *** | *** | 28000 | 28000 | 21 | 11.7 | 9.2 | 2 | 79 | 67 | 207691834
YONAN | YSMO-30HRN1 | YONAN ¦ YONAN | MSAG11B-09HRFN1-MX7W(GA) ¦ MTIU-09HWFN1-M |  |  | 27400 | 28000 | 22.25 | 11.95 | 9.2 | 2 | 75 | 67 | 207691835
KANIONco | KWSMO-18R410AIHMV | KANIONco | *** | *** | *** | 18000 | 19000 | 19 | 12 | 9.8 | 2 | 78 | 70 | 207691848
Kepler | ODUM5OA-55HFN1-M-[X] | Kepler | *** | *** | *** | 55000 | 55000 | 18.8 | 10.5 | 9.3 | 1.9 | 64 | 84 | 214377792
Simply The Best Minisplits | SBM-48HFN1-M-[X] | Simply The Best Minisplits | *** | *** | *** | 47000 | 49000 | 20.9 | 11.7 | 8.9 | 2 | 73 | 87 | 214383396
FRANKLIN | MST273F25MHAA | FRANKLIN ¦ FRANKLIN | MSH093F25AXAA ¦ MTIU-09HWFN1-M |  |  | 27000 | 27000 | 20.4 | 12 | 10 | 1.8 | 85 | 100 | 214383444
ICONIC AIR SOLUTION | ICMO18BK | ICONIC AIR SOLUTION | *** | *** | *** | 18000 | 19000 | 19 | 12 | 9.8 | 2 | 78 | 70 | 214389501
ICONIC AIR SOLUTION | ICMZ24CK | ICONIC AIR SOLUTION | *** | *** | *** | 24000 | 24000 | 21.3 | 12.5 | 9.7 | 1.9 | 90 | 75 | 214389526
ICONIC AIR SOLUTION | ICMZ60EK | ICONIC AIR SOLUTION | *** | *** | *** | 55000 | 55000 | 18.8 | 10.5 | 9.3 | 1.9 | 64 | 84 | 214389537
Multi MFG | 55MPC5-HH-A | Multi MFG ¦ Multi MFG | 9HWMS0-C-M-A ¦ MTIU-09HWFN1-M |  |  | 55000 | 55000 | 20.4 | 10.5 | 9.4 | 1.9 | 63 | 84 | 214432065
GOODMAN | MST483G22MHAA | GOODMAN | *** | *** | *** | 47000 | 49000 | 20.9 | 11.7 | 8.9 | 2 | 73 | 87 | 214438135
Multi MFG | 48MPC5-XX-A | Multi MFG ¦ Multi MFG | 9HCHP0-C-M-A ¦ 9HCHP0-C-M-A |  |  | 48000 | 49000 | 21.95 | 11.65 | 9.2 | 1.75 | 71 | 67 | 214797732
SMART COMFORT | DLCMHBH48EAK | SMART COMFORT | *** | *** | *** | 47000 | 49000 | 20.9 | 11.7 | 8.9 | 2 | 73 | 87 | 207643168
PERFECTAIRE | 3PAMSH27-MZO3 | PERFECTAIRE ¦ PERFECTAIRE | 1PAMSHH09-SZW-25 ¦ 2PAMSDH09 |  |  | 27400 | 28000 | 22.25 | 11.95 | 9.2 | 2 | 75 | 67 | 207657352
PERFECTAIRE | 3PAMSH48-MZO5 | PERFECTAIRE ¦ PERFECTAIRE | 1PAMSHH09-SZW-25 ¦ 2PAMSDH09 |  |  | 48000 | 49000 | 20.8 | 10.9 | 9.6 | 1.75 | 73 | 67 | 207657358
COMFORT-AIRE | A-VMH48PV-1 | COMFORT-AIRE | *** | *** | *** | 47000 | 49000 | 20.9 | 11.7 | 8.9 | 2 | 73 | 87 | 207657618
COMFORTSTAR | CMZ-18-2Z | COMFORTSTAR ¦ COMFORTSTAR | CPA-09B ¦ CXH009CD(I) |  |  | 18000 | 19000 | 20.95 | 12.95 | 10.15 | 2 | 76 | 68 | 207658966
COMFORTSTAR | CMZ-27-3Z | COMFORTSTAR ¦ COMFORTSTAR | CPA-09B ¦ CXH009CD(I) |  |  | 28000 | 28000 | 22.8 | 12.2 | 9.35 | 2 | 76 | 67 | 207658969
COMFORTSTAR | CVH-18-2SH | COMFORTSTAR | *** | *** | *** | 19000 | 20000 | 19 | 12 | 9.3 | 1.85 | 80 | 95 | 207658977
COMFORTSTAR | CVH-27-3SH | COMFORTSTAR | *** | *** | *** | 28000 | 28000 | 20 | 11.7 | 9.5 | 1.8 | 96 | 89 | 207658980
COMFORTSTAR | CVH-48-5SH | COMFORTSTAR ¦ COMFORTSTAR | CPA-09B ¦ CXH009CD(I) |  |  | 47500 | 49000 | 21.35 | 11.7 | 9.35 | 2 | 73 | 89 | 207658986
CanAir | C28MC218H21 | CanAir ¦ CanAir | C23SEH09H21 ¦ MTIU-09HWFN1-M |  |  | 18000 | 19000 | 20.95 | 12.95 | 10.15 | 2 | 76 | 68 | 207683264
CanAir | C28MC324H21 | CanAir | *** | *** | *** | 24000 | 24000 | 21.3 | 12.5 | 9.7 | 1.9 | 90 | 75 | 207683266
MIDEA | M3OJ-27HFN1-M | MIDEA | *** | *** | *** | 28000 | 28000 | 21 | 11.7 | 9.2 | 2 | 79 | 67 | 207683282
MIDEA | MMCMHAQ36DA3 | MIDEA ¦ MIDEA | DHMSHAQ09XA3 ¦ 40MBDQ09---3 |  |  | 36000 | 37000 | 20.6 | 12.65 | 10.15 | 1.8 | 92 | 93 | 207683495
KANIONco | KWSMO-30R410AIHMV | KANIONco ¦ KANIONco | MSAG11B-09HRFN1-MX7W(GA) ¦ MTIU-09HWFN1-M |  |  | 27400 | 28000 | 22.25 | 11.95 | 9.2 | 2 | 75 | 67 | 207691851
KANIONco | KWSMO-48R410AIHMV | KANIONco ¦ KANIONco | MSAG11B-09HRFN1-MX7W(GA) ¦ MTIU-09HWFN1-M |  |  | 48000 | 49000 | 20.8 | 10.9 | 9.6 | 1.75 | 73 | 67 | 207691854
MDV | M3OJ-24HFN1-M-L | MDV | *** | *** | *** | 24000 | 24000 | 16 | 11.7 | 8.6 | 1.9 | 92 | 79 | 207699114
LENNOX | MPC024S4M-1P | LENNOX ¦ LENNOX | MMDB009S4-2P ¦ MWMA009S4-3P |  |  | 24000 | 24400 | 20.3 | 12.55 | 9.3 | 1.92 | 76 | 75 | 207699118
C&H | CH-HPR48M-230VO | C&H ¦ C&H | CH-09DKT230VI ¦ CH-09LCDTU/I |  |  | 47500 | 49000 | 21.35 | 11.7 | 9.35 | 2 | 73 | 89 | 207742383
TK'S | T2C-18HFN1 | TK'S ¦ TK'S | TWM-09HRFN1 ¦ TD-09HWFN1 |  |  | 18000 | 19000 | 20 | 12.25 | 10 | 2 | 77 | 68 | 207742407
ELIOS | DEA18HOM25230X3 | ELIOS ¦ ELIOS | DE09HIW23230E3 ¦ DM09HIW23230E3 |  |  | 19000 | 20000 | 20.5 | 12.25 | 9.55 | 1.88 | 78 | 97 | 207742462
MOOVAIR | DMA48HOM25230X3 | MOOVAIR | *** | *** | *** | 47000 | 49000 | 20.9 | 11.7 | 8.9 | 2 | 73 | 87 | 207742551
LENNOX | MLB030S4M-1P | LENNOX | *** | *** | *** | 28000 | 28000 | 20 | 11.7 | 9.5 | 1.8 | 96 | 89 | 207768731
Durastar | DRA2U18M1B | Durastar ¦ Durastar | DRAW09F1A ¦ DRAD09F1A |  |  | 18000 | 19000 | 20 | 12.25 | 10 | 2 | 77 | 68 | 207787173
SUNCHILLERS | M27ODU-UL2P | SUNCHILLERS | *** | *** | *** | 28000 | 28000 | 21 | 11.7 | 9.2 | 2 | 79 | 67 | 207804190
KANIONco | KWSMO-18R410AIHMV | KANIONco ¦ KANIONco | MSAG11B-09HRFN1-MX7W(GA) ¦ MTIU-09HWFN1-M |  |  | 18000 | 19000 | 20 | 12.25 | 10 | 2 | 77 | 68 | 207805780
1HVAC | ACIQ-18Z-HH-M2B | 1HVAC ¦ 1HVAC | ACIQ-09W-HH-MB ¦ ACIQ-09CD-HH-MB |  |  | 19000 | 20000 | 20.5 | 12.25 | 9.55 | 1.88 | 78 | 97 | 207825566
ACIQ | ACIQ-48Z-HH-M5B | ACIQ ¦ ACIQ | ACIQ-09W-HH-MB ¦ ACIQ-09CD-HH-MB |  |  | 47500 | 49000 | 21.35 | 11.7 | 9.35 | 2 | 73 | 89 | 207825587
DIYCOOL | ACIQ-48Z-HH-M5B | DIYCOOL ¦ DIYCOOL | ACIQ-09W-HH-MB ¦ ACIQ-09CD-HH-MB |  |  | 47500 | 49000 | 21.35 | 11.7 | 9.35 | 2 | 73 | 89 | 207825599
MIRAGE | OVMH271B | MIRAGE ¦ MIRAGE | IVMH091A ¦ DVMH091A |  |  | 27400 | 28000 | 22.25 | 11.95 | 9.2 | 2 | 75 | 67 | 207862056
Breeze33 | BZ33-HP182Z2-G2-P | Breeze33 | *** | *** | *** | 18000 | 19000 | 19 | 12 | 9.8 | 2 | 78 | 70 | 207862087
Breeze33 | BZ33-HYP182Z2-G2-P | Breeze33 | *** | *** | *** | 19000 | 20000 | 19 | 12 | 9.3 | 1.85 | 80 | 95 | 207862099
Breeze33 | BZ33-HYP182Z2-G2-P | Breeze33 ¦ Breeze33 | BZ33-DIDU9 ¦ BZ33-HYP09WALL2 |  |  | 19000 | 20000 | 20.5 | 12.25 | 9.55 | 1.88 | 78 | 97 | 207862100
Allied | 4DHP2S24M-1P | Allied ¦ Allied | DWM109S4-2P ¦ DMD209S4-1P |  |  | 24000 | 24400 | 22.95 | 12.95 | 9.85 | 1.9 | 86 | 75 | 208106787
AirEase | 4DHP2S18M-1P | AirEase ¦ AirEase | DWM109S4-2P ¦ DMD209S4-1P |  |  | 18000 | 19000 | 20.95 | 12.95 | 10.15 | 2 | 76 | 68 | 208106799
AirEase | 4DHP2S24M-1P | AirEase | *** | *** | *** | 24000 | 24000 | 21.3 | 12.5 | 9.7 | 1.9 | 90 | 75 | 208106801
Armstrong Air | 4DHP2S18M-1P | Armstrong Air | *** | *** | *** | 18000 | 19000 | 19 | 12 | 9.8 | 2 | 78 | 70 | 208106813
Armstrong Air | 4DHP2S24M-1P | Armstrong Air | *** | *** | *** | 24000 | 24000 | 21.3 | 12.5 | 9.7 | 1.9 | 90 | 75 | 208106816
CONCORD | 4DHP2S30M-1P | CONCORD | *** | *** | *** | 28000 | 28000 | 20.7 | 11.7 | 9.2 | 2 | 79 | 67 | 208106834
DUCANE | 4DHP2S48M-1P | DUCANE | *** | *** | *** | 47000 | 49000 | 20.9 | 11.7 | 8.9 | 2 | 73 | 87 | 208106855
DUCANE | 4DHP2S48M-1P | DUCANE ¦ DUCANE | DWM109S4-2P ¦ DMD209S4-1P |  |  | 47500 | 49000 | 21.35 | 11.7 | 9.35 | 2 | 73 | 89 | 208106856
Airlux | AM3M27O/2022 | Airlux ¦ Airlux | AMM09I ¦ AMD09I |  |  | 27400 | 28000 | 22.25 | 11.95 | 9.2 | 2 | 75 | 67 | 208119677
Alsetria | M2OA-18HFN1-M | Alsetria ¦ Alsetria | MSEPB-09HRFN1-MY5W(GA) ¦ MTIU-09HWFN1-M |  |  | 18000 | 19000 | 20.95 | 12.95 | 10.15 | 2 | 76 | 68 | 208121907
Alsetria | M3OJ-27HFN1-M | Alsetria | *** | *** | *** | 28000 | 28000 | 21 | 11.7 | 9.2 | 2 | 79 | 67 | 208121909
EMI | MHMZ327DA | EMI | *** | *** | *** | 28000 | 28000 | 20 | 11.7 | 9.5 | 1.8 | 96 | 89 | 208121936
SEA BREEZE+ | MZ27H424ZMO | SEA BREEZE+ | *** | *** | *** | 24000 | 24000 | 21.3 | 12.5 | 9.7 | 1.9 | 90 | 75 | 208128286
MDV | M5OA-55HFN1-M-[X](2) | MDV | *** | *** | *** | 55000 | 55000 | 18.8 | 10.5 | 9.3 | 1.9 | 64 | 84 | 208132542
MDV | M5OF-48HFN1-MQ1(2) | MDV | *** | *** | *** | 49000 | 49000 | 19.6 | 11.2 | 9.8 | 1.75 | 71 | 65 | 208132549
MDV | M5OA-55HFN1-M*(2) | MDV ¦ MDV | CS11M-09HRFN1-MX0W(A) ¦ MTIU-09HWFN1-M |  |  | 55000 | 55000 | 19.6 | 10.5 | 9.1 | 1.75 | 65 | 60 | 208132555
MDV | M2OA-18HFN1-M | MDV | *** | *** | *** | 18000 | 19000 | 19 | 12 | 9.8 | 2 | 78 | 70 | 206714980
Convectair | 8222-C18-O | Convectair | *** | *** | *** | 19000 | 20000 | 19 | 12 | 9.3 | 1.85 | 80 | 95 | 207590847
Convectair | 8322-C27-O | Convectair ¦ Convectair | 8028-C09-I ¦ MTIU-09HWFN1-M |  |  | 28000 | 28000 | 21.5 | 12.1 | 10.05 | 1.8 | 96 | 89 | 207590851
Convectair | 8522-C48-O | Convectair ¦ Convectair | 8028-C09-I ¦ MTIU-09HWFN1-M |  |  | 47500 | 49000 | 21.35 | 11.7 | 9.35 | 2 | 73 | 89 | 207590854
MDV | M3OJ-24HFN1-M | MDV | *** | *** | *** | 24000 | 24000 | 21.3 | 12.5 | 9.7 | 1.9 | 90 | 75 | 207617651
MDV | M3OI-24HFN1-M | MDV ¦ MDV | CS11M-09HRFN1-MX0W(A) ¦ MTIU-09HWFN1-M |  |  | 24000 | 24000 | 21.55 | 12.4 | 10.35 | 1.8 | 100 | 100 | 207618261
MDV | M5OG-48HFN1-M | MDV ¦ MDV | CS11M-09HRFN1-MX0W(A) ¦ MTIU-09HWFN1-M |  |  | 48000 | 49000 | 21.95 | 11.65 | 9.2 | 1.75 | 71 | 67 | 207641230
MDV | M3OJ-24HFN1-M* | MDV | *** | *** | *** | 24000 | 24000 | 21.3 | 12.5 | 9.7 | 1.9 | 90 | 75 | 207641241
MDV | M5OG-48HFN1-M-[X]-20* | MDV ¦ MDV | CS11M-09HRFN1-MX0W(A) ¦ MTIU-09HWFN1-M |  |  | 47500 | 49000 | 21.05 | 11.35 | 9.45 | 2 | 76 | 89 | 207641251
BLUERIDGE | BMM27C | BLUERIDGE | *** | *** | *** | 28000 | 28000 | 21 | 11.7 | 9.2 | 2 | 79 | 67 | 207641282
CARRIER | 38MGRBQ18BA3 | CARRIER | *** | *** | *** | 18000 | 19000 | 19 | 12 | 9.8 | 2 | 78 | 70 | 207642877
CARRIER | 38MGHBQ36DA3 | CARRIER ¦ CARRIER | DHMSHAQ09XA3 ¦ 40MBDQ09---3 |  |  | 36000 | 37000 | 20.6 | 12.65 | 10.15 | 1.8 | 92 | 93 | 207642893
BRYANT | 38MGRBQ18BA3 | BRYANT ¦ BRYANT | DHMSHAQ09XA3 ¦ 40MBDQ09---3 |  |  | 18000 | 19000 | 20.95 | 12.95 | 10.15 | 2 | 76 | 68 | 207642899
Breeze33 | BZ33-HP485Z2-G2-P | Breeze33 ¦ Breeze33 | BZ33-DIDU9 ¦ BZ33-HYP09WALL2 |  |  | 48000 | 49000 | 21.95 | 11.65 | 9.2 | 1.75 | 71 | 67 | 207862097
MDV | M5OG-48HFN1-M-[X]-20 | MDV | *** | *** | *** | 47000 | 49000 | 20.9 | 11.7 | 8.9 | 2 | 73 | 87 | 206714985
MDV | M3OJ-27HFN1-M | MDV ¦ MDV | CS11M-09HRFN1-MX0W(A) ¦ MTIU-09HWFN1-M |  |  | 28000 | 28000 | 22.8 | 12.2 | 9.35 | 2 | 76 | 67 | 206716989
MDV | M3OI-24HFN1-M | MDV | *** | *** | *** | 24000 | 24000 | 19.4 | 12 | 9.9 | 1.8 | 100 | 100 | 207617656
MDV | M2OI-18HFN1-M* | MDV | *** | *** | *** | 19000 | 20000 | 19 | 12 | 9.3 | 1.85 | 80 | 95 | 207641256
BLUERIDGE | BMM18C | BLUERIDGE ¦ BLUERIDGE | BM09M22WM ¦ MTIU-09HWFN1-M |  |  | 18000 | 19000 | 20 | 12.25 | 10 | 2 | 77 | 68 | 207641281
BLUERIDGE | BMM48C | BLUERIDGE ¦ BLUERIDGE | BM09M22WM ¦ MTIU-09HWFN1-M |  |  | 48000 | 49000 | 20.8 | 10.9 | 9.6 | 1.75 | 73 | 67 | 207641290
BLUERIDGE | BMM18HHC | BLUERIDGE | *** | *** | *** | 19000 | 20000 | 19 | 12 | 9.3 | 1.85 | 80 | 95 | 207641292
BLUERIDGE | BMM27HHC | BLUERIDGE ¦ BLUERIDGE | BM09M22WM ¦ MTIU-09HWFN1-M |  |  | 28000 | 28000 | 21.3 | 11.75 | 9.65 | 1.8 | 94 | 89 | 207641296
LBG Products | LMHB48DO | LBG Products ¦ LBG Products | LBHB09DUI ¦ LMHB09DFI |  |  | 48000 | 49000 | 20.8 | 10.9 | 9.6 | 1.75 | 73 | 67 | 207641315
LBG Products | LMUHB18DO | LBG Products | *** | *** | *** | 19000 | 20000 | 19 | 12 | 9.3 | 1.85 | 80 | 95 | 207641317
LBG Products | LMUHB36DO | LBG Products ¦ LBG Products | LBHB09DUI ¦ LMHB09DFI |  |  | 36000 | 37000 | 19.5 | 12.1 | 9.85 | 1.8 | 95 | 93 | 207641324
LBG Products | LMUHB48DO | LBG Products ¦ LBG Products | LBHB09DUI ¦ LMHB09DFI |  |  | 47500 | 49000 | 21.05 | 11.35 | 9.45 | 2 | 76 | 89 | 207641327
SENVILLE | SENA/18HF/MOQ | SENVILLE ¦ SENVILLE | SENA/09HF/ID ¦ SENA/09HF/IQ |  |  | 18000 | 19000 | 20.95 | 12.95 | 10.15 | 2 | 76 | 68 | 207641331
SENVILLE | SENA/30HF/MOQ | SENVILLE ¦ SENVILLE | SENA/09HF/ID ¦ SENA/09HF/IQ |  |  | 28000 | 28000 | 22.8 | 12.2 | 9.35 | 2 | 76 | 67 | 207641334
CARRIER | 38MGRBQ18BA3 | CARRIER ¦ CARRIER | DHMSHAQ09XA3 ¦ 40MBDQ09---3 |  |  | 18000 | 19000 | 20.95 | 12.95 | 10.15 | 2 | 76 | 68 | 207642878
BRYANT | 38MGHBQ48EA3 | BRYANT ¦ BRYANT | DHMSHAQ09XA3 ¦ 40MBDQ09---3 |  |  | 47500 | 49000 | 21.35 | 11.7 | 9.35 | 2 | 73 | 89 | 207642911
MIDEA | 38MGHBQ24CA3 | MIDEA | *** | *** | *** | 24000 | 24000 | 21.3 | 12.5 | 9.7 | 1.9 | 90 | 75 | 207642964
MIDEA | 38MGHBQ24CA3 | MIDEA ¦ MIDEA | DHMSHAQ09XA3 ¦ 40MBDQ09---3 |  |  | 24000 | 24400 | 22.95 | 12.95 | 9.85 | 1.9 | 86 | 75 | 207642965
HEIL | DLCMHBH36DAK | HEIL ¦ HEIL | DLFSHAH09XAK ¦ DLFSDAH09XAK |  |  | 36000 | 37000 | 19.5 | 12.1 | 9.85 | 1.8 | 95 | 93 | 207643067
KEEPRITE | DLCMRBH18BAK | KEEPRITE | *** | *** | *** | 18000 | 19000 | 19 | 12 | 9.8 | 2 | 78 | 70 | 207643072
KENMORE | DLCMHBH24CAK | KENMORE | *** | *** | *** | 24000 | 24000 | 21.3 | 12.5 | 9.7 | 1.9 | 90 | 75 | 207643096
MIDEA | DLCMHBH36DAK | MIDEA ¦ MIDEA | DLFSHAH09XAK ¦ DLFSDAH09XAK |  |  | 36000 | 37000 | 19.5 | 12.1 | 9.85 | 1.8 | 95 | 93 | 207643130
AIRQUEST | DLCMRBH18BAK | AIRQUEST ¦ AIRQUEST | DLFSHAH09XAK ¦ DLFSDAH09XAK |  |  | 18000 | 19000 | 20 | 12.25 | 10 | 2 | 77 | 68 | 207643178
AIRQUEST | DLCMHBH24CAK | AIRQUEST | *** | *** | *** | 24000 | 24000 | 21.3 | 12.5 | 9.7 | 1.9 | 90 | 75 | 207643180
AIRQUEST | DLCMRBH48EAK | AIRQUEST ¦ AIRQUEST | DLFSHAH09XAK ¦ DLFSDAH09XAK |  |  | 48000 | 49000 | 20.8 | 10.9 | 9.6 | 1.75 | 73 | 67 | 207643196
PERFECTAIRE | 3PAMS27-HH-MZO3 | PERFECTAIRE | *** | *** | *** | 28000 | 28000 | 20 | 11.7 | 9.5 | 1.8 | 96 | 89 | 207657338
PERFECTAIRE | 3PAMSH18-MZO2 | PERFECTAIRE | *** | *** | *** | 18000 | 19000 | 19 | 12 | 9.8 | 2 | 78 | 70 | 207657348
KARDA | 3KARDA18MZ2 | KARDA | *** | *** | *** | 18000 | 19000 | 19 | 12 | 9.8 | 2 | 78 | 70 | 207657360
KERR | A-KMH18DV-1 | KERR ¦ KERR | B-KMH09SV-1 ¦ B-KMH09DU-1 |  |  | 19000 | 20000 | 20.5 | 12.25 | 9.55 | 1.88 | 78 | 97 | 207657600
COMFORT-AIRE | A-VMH28TV-1 | COMFORT-AIRE | *** | *** | *** | 28000 | 28000 | 20 | 11.7 | 9.5 | 1.8 | 96 | 89 | 207657613
MDV | M3OJ-27HFN1-M-L | MDV | *** | *** | *** | 28000 | 28000 | 20.7 | 11.7 | 9.2 | 2 | 79 | 67 | 207658617
MIDEA | MMCMRAQ18BA3 | MIDEA ¦ MIDEA | DHMSHAQ09XA3 ¦ 40MBDQ09---3 |  |  | 18000 | 19000 | 20.95 | 12.95 | 10.15 | 2 | 76 | 68 | 207683473
MIDEA | MMCMRAQ48EA3 | MIDEA ¦ MIDEA | DHMSHAQ09XA3 ¦ 40MBDQ09---3 |  |  | 48000 | 49000 | 21.95 | 11.65 | 9.2 | 1.75 | 71 | 67 | 207683490
LENNOX | MLB048S4M-2P | LENNOX | *** | *** | *** | 47000 | 49000 | 20.9 | 11.7 | 8.9 | 2 | 73 | 87 | 207699108
LENNOX | MLB048S4M-2P | LENNOX ¦ LENNOX | MMDB009S4-2P ¦ MWMA009S4-3P |  |  | 47500 | 49000 | 21.35 | 11.7 | 9.35 | 2 | 73 | 89 | 207699109
ELIOS | DEA27HOM23230X2 | ELIOS ¦ ELIOS | DE09HIW23230E3 ¦ DM09HIW23230E3 |  |  | 28000 | 28000 | 22.8 | 12.2 | 9.35 | 2 | 76 | 67 | 207742477
MOOVAIR | DMA27HOM23230X2 | MOOVAIR ¦ MOOVAIR | DE09HIW23230E3 ¦ DM09HIW23230E3 |  |  | 28000 | 28000 | 22.8 | 12.2 | 9.35 | 2 | 76 | 67 | 207742534
MOOVAIR | DMA27HOM25230X3 | MOOVAIR | *** | *** | *** | 28000 | 28000 | 20 | 11.7 | 9.5 | 1.8 | 96 | 89 | 207742545
MOOVAIR | DMA48HOM25230X3 | MOOVAIR ¦ MOOVAIR | DE09HIW23230E3 ¦ DM09HIW23230E3 |  |  | 47500 | 49000 | 21.35 | 11.7 | 9.35 | 2 | 73 | 89 | 207742552
AURORA | AU-MU18-2A-U | AURORA | *** | *** | *** | 18000 | 19000 | 19 | 12 | 9.8 | 2 | 78 | 70 | 207743708
DIRECT AIR | DIRM-28HXPRO28-3Z | DIRECT AIR | *** | *** | *** | 28000 | 28000 | 20 | 11.7 | 9.5 | 1.8 | 96 | 89 | 207743789
DIRECT AIR | DIRM-48HXPRO28-5Z | DIRECT AIR ¦ DIRECT AIR | DIRM-09HP-WM ¦ DIRM-09HP-DUH |  |  | 47500 | 49000 | 21.35 | 11.7 | 9.35 | 2 | 73 | 89 | 207743796
BOSCH | BMS500-AAM048-1CSXHC | BOSCH ¦ BOSCH | BMS500-AAU009-1AHDXB ¦ BMS500-AAU009-1AHDXB |  |  | 47500 | 49000 | 21.35 | 11.7 | 9.35 | 2 | 73 | 89 | 207760044
Durastar | DRA3U28M1B | Durastar | *** | *** | *** | 28000 | 28000 | 21 | 11.7 | 9.2 | 2 | 79 | 67 | 207787175
Durastar | DRA5U48M1B | Durastar ¦ Durastar | DRAW09F1A ¦ DRAD09F1A |  |  | 48000 | 49000 | 20.8 | 10.9 | 9.6 | 1.75 | 73 | 67 | 207787182
SUNCHILLERS | M27ODU-UL2P | SUNCHILLERS ¦ SUNCHILLERS | M9IDU-UL ¦ MTIU-09HWFN1-M |  |  | 28000 | 28000 | 22.8 | 12.2 | 9.35 | 2 | 76 | 67 | 207804191
SUNCHILLERS | M18ODU-UL2P | SUNCHILLERS | *** | *** | *** | 18000 | 19000 | 19 | 12 | 9.8 | 2 | 78 | 70 | 207804199
ECO AC | EMH-2O18BB | ECO AC | *** | *** | *** | 18000 | 19000 | 19 | 12 | 9.8 | 2 | 78 | 70 | 207825499
ECO AC | EMH-3O27BB | ECO AC | *** | *** | *** | 28000 | 28000 | 21 | 11.7 | 9.2 | 2 | 79 | 67 | 207825502
ACIQ | ACIQ-48Z-HH-M5B | ACIQ | *** | *** | *** | 47000 | 49000 | 20.9 | 11.7 | 8.9 | 2 | 73 | 87 | 207825586
DIYCOOL | ACIQ-36Z-HH-M4B | DIYCOOL ¦ DIYCOOL | ACIQ-09W-HH-MB ¦ ACIQ-09CD-HH-MB |  |  | 36000 | 37000 | 20.6 | 12.65 | 10.15 | 1.8 | 92 | 93 | 207825596
AC PRO.COM | A2OA-18HFN1-M | AC PRO.COM ¦ AC PRO.COM | ASEPB-09HRFN1-MY5W(GA) ¦ ATIU-09HWFN1-M |  |  | 18000 | 19000 | 20.95 | 12.95 | 10.15 | 2 | 76 | 68 | 207827134
AirEase | 4DHP2S30M-1P | AirEase | *** | *** | *** | 28000 | 28000 | 20.7 | 11.7 | 9.2 | 2 | 79 | 67 | 208106804
Armstrong Air | 4DHP2S48M-1P | Armstrong Air | *** | *** | *** | 47000 | 49000 | 20.9 | 11.7 | 8.9 | 2 | 73 | 87 | 208106825
Armstrong Air | 4DHP2S48M-1P | Armstrong Air ¦ Armstrong Air | DWM109S4-2P ¦ DMD209S4-1P |  |  | 47500 | 49000 | 21.35 | 11.7 | 9.35 | 2 | 73 | 89 | 208106826
DUCANE | 4DHP2S30M-1P | DUCANE | *** | *** | *** | 28000 | 28000 | 20.7 | 11.7 | 9.2 | 2 | 79 | 67 | 208106849
ECO-AIR | M5OG-48HFN1-M | ECO-AIR ¦ ECO-AIR | MSEPB-09HRFN1-MY5W(GA) ¦ MTIU-09HWFN1-M |  |  | 48000 | 49000 | 21.95 | 11.65 | 9.2 | 1.75 | 71 | 67 | 208121879
Alsetria | M3OJ-27HFN1-M | Alsetria ¦ Alsetria | MSEPB-09HRFN1-MY5W(GA) ¦ MTIU-09HWFN1-M |  |  | 28000 | 28000 | 22.8 | 12.2 | 9.35 | 2 | 76 | 67 | 208121910
EMI | MHMZ327DA | EMI ¦ EMI | MHWAL09DA ¦ DHWAL09DA |  |  | 28000 | 28000 | 21.5 | 12.1 | 10.05 | 1.8 | 96 | 89 | 208121937
PIONEER | YN020GMFI22M2E | PIONEER ¦ PIONEER | MSAG11B-09HRFN1-MX7W(GA) ¦ MTIU-09HWFN1-M |  |  | 18000 | 19000 | 20 | 12.25 | 10 | 2 | 77 | 68 | 208121963
SEA BREEZE+ | HMZ36H424ZMO | SEA BREEZE+ ¦ SEA BREEZE+ | WM9H424ZMI ¦ D9H424ZMI |  |  | 36000 | 37000 | 19.5 | 12.1 | 9.85 | 1.8 | 95 | 93 | 208128299
MDV | M5OA-55HFN1-M(2) | MDV ¦ MDV | CS11M-09HRFN1-MX0W(A) ¦ MTIU-09HWFN1-M |  |  | 55000 | 55000 | 20.15 | 10.5 | 8.85 | 1.75 | 63 | 60 | 208132554
TRUST AIR CONDITIONERS | M2S18H/O4S4P | TRUST AIR CONDITIONERS | *** | *** | *** | 18000 | 19000 | 19 | 12 | 9.8 | 2 | 78 | 70 | 208284474
TRUST AIR CONDITIONERS | M5H48H/O4S4P | TRUST AIR CONDITIONERS | *** | *** | *** | 47000 | 49000 | 20.9 | 11.7 | 8.9 | 2 | 73 | 87 | 208284495
SLIMAIR | SHC5Z48VC2AG | SLIMAIR ¦ SLIMAIR | SHMZ09VB-2A ¦ SHD09VC2AG |  |  | 48000 | 49000 | 20.8 | 10.9 | 9.6 | 1.75 | 73 | 67 | 208447959
MRCOOL | MULTI2-18HP230B | MRCOOL ¦ MRCOOL | DUCT-09HP-230 ¦ O-09-HP-WMAH-230A |  |  | 18000 | 19000 | 20.95 | 12.95 | 10.15 | 2 | 76 | 68 | 208552832
BLUERIDGE | BMM55C | BLUERIDGE ¦ BLUERIDGE | BM09M22WM ¦ MTIU-09HWFN1-M |  |  | 55000 | 55000 | 19.6 | 10.5 | 9.1 | 1.75 | 65 | 60 | 208650621
Cooper&Hunter | CH-18MES-230VO | Cooper&Hunter ¦ Cooper&Hunter | CH-09DKT230VI ¦ CH-09LCDTU/I |  |  | 18000 | 19000 | 20.95 | 12.95 | 10.15 | 2 | 76 | 68 | 210799618
Cooper&Hunter | CH-HPR19M-230VO | Cooper&Hunter | *** | *** | *** | 19000 | 20000 | 19 | 12 | 9.3 | 1.85 | 80 | 95 | 210799629
Cooper&Hunter | CH-HPR19M-230VO | Cooper&Hunter ¦ Cooper&Hunter | CH-09DKT230VI ¦ CH-09LCDTU/I |  |  | 19000 | 20000 | 20.5 | 12.25 | 9.55 | 1.88 | 78 | 97 | 210799630
DIAMONDAIR | DF18M2Z2 | DIAMONDAIR | *** | *** | *** | 18000 | 19000 | 19 | 12 | 9.8 | 2 | 78 | 70 | 210857278
DIAMONDAIR | DF30M2Z3 | DIAMONDAIR ¦ DIAMONDAIR | DF2009HMSI ¦ MTIU-09HWFN1-M |  |  | 27400 | 28000 | 22.25 | 11.95 | 9.2 | 2 | 75 | 67 | 210857282
ACIQ | ACIQ-55Z-HH-M5B | ACIQ | *** | *** | *** | 55000 | 55000 | 18.8 | 10.5 | 9.3 | 1.9 | 64 | 84 | 210857381
ACIQ | ES-18Z-M2B | ACIQ ¦ ACIQ | ACIQ-09W-HH-MB ¦ ACIQ-09CD-HH-MB |  |  | 18000 | 19000 | 20.95 | 12.95 | 10.15 | 2 | 76 | 68 | 210857385
ACIQ | ES-27Z-M3B | ACIQ | *** | *** | *** | 28000 | 28000 | 21 | 11.7 | 9.2 | 2 | 79 | 67 | 210857387
ACIQ | ES-55Z-M5B | ACIQ ¦ ACIQ | ACIQ-09W-HH-MB ¦ ACIQ-09CD-HH-MB |  |  | 55000 | 55000 | 20.15 | 10.5 | 8.85 | 1.75 | 63 | 60 | 210857397
DIYCOOL | ACIQ-55Z-HH-M5B | DIYCOOL | *** | *** | *** | 55000 | 55000 | 18.8 | 10.5 | 9.3 | 1.9 | 64 | 84 | 210857399
DIYCOOL | ES-48Z-M5B | DIYCOOL ¦ DIYCOOL | ACIQ-09W-HH-MB ¦ ACIQ-09CD-HH-MB |  |  | 48000 | 49000 | 21.95 | 11.65 | 9.2 | 1.75 | 71 | 67 | 210857412
NOVAIR | LEA36MZ-4P-35SK-O | NOVAIR ¦ NOVAIR | 09EVONVI ¦ MTIU-09HWFN1-M |  |  | 36000 | 37000 | 19.5 | 12.1 | 9.85 | 1.8 | 95 | 93 | 211133301
MDV | M3OI-28HFN1-M-L | MDV ¦ MDV | MTIU-09HWFN1-M ¦ MTIU-09HWFN1-M |  |  | 28000 | 28000 | 21.5 | 12.1 | 10.05 | 1.8 | 96 | 89 | 211289837
Mitsutomo | HO-MT28-AB-Q | Mitsutomo ¦ Mitsutomo | HW-UZ09-AB-Q ¦ MTIU-09HWFN1-M |  |  | 28000 | 28000 | 21.3 | 11.75 | 9.65 | 1.8 | 94 | 89 | 211306406
Mitsutomo | HO-MP55-AB-Q | Mitsutomo ¦ Mitsutomo | HW-UZ09-AB-Q ¦ MTIU-09HWFN1-M |  |  | 55000 | 55000 | 19.4 | 10.5 | 9.4 | 1.85 | 64 | 83 | 211306415
Star Air Kontrol | SAK-27-22MUZ/220(OUT)* | Star Air Kontrol ¦ Star Air Kontrol | SAK-9-DTMS/220(IN) ¦ MSAG11B-09HRFN1-MX7W(GA) |  |  | 27400 | 28000 | 22.25 | 11.95 | 9.2 | 2 | 75 | 67 | 211726675
LPS Legacy | DLCMHBH36DAK | LPS Legacy ¦ LPS Legacy | DLFSHBH09XAK ¦ DLFSDAH09XAK |  |  | 36000 | 37000 | 19.5 | 12.1 | 9.85 | 1.8 | 95 | 93 | 211756610
LPS Legacy | DLCMRBH48EAK | LPS Legacy ¦ LPS Legacy | DLFSHBH09XAK ¦ DLFSDAH09XAK |  |  | 48000 | 49000 | 20.8 | 10.9 | 9.6 | 1.75 | 73 | 67 | 211756613
KADEN | KO-PS327HP-2AAMA | KADEN | *** | *** | *** | 28000 | 28000 | 21 | 11.7 | 9.2 | 2 | 79 | 67 | 211793564
DUOHOME | D2OA-18HFN1-M | DUOHOME ¦ DUOHOME | DSAG11B-09HRFN1-MX7W(GA) ¦ MTIU-09HWFN1-M |  |  | 18000 | 19000 | 20 | 12.25 | 10 | 2 | 77 | 68 | 211911390
DUOHOME | D3OJ-27HFN1-M | DUOHOME | *** | *** | *** | 28000 | 28000 | 21 | 11.7 | 9.2 | 2 | 79 | 67 | 211911392
PREMIUM LEVELLA | PIAWMZ278800B | PREMIUM LEVELLA ¦ PREMIUM LEVELLA | MTIU-09HWFN1-M ¦ MSAG11B-09HRFN1-MX7W(GA) |  |  | 27400 | 28000 | 22.25 | 11.95 | 9.2 | 2 | 75 | 67 | 211991193
Daizuki | DXFM-2723-3Z | Daizuki ¦ Daizuki | DXFU09E426-20 ¦ DXMH09E426-25 |  |  | 28000 | 28000 | 22.8 | 12.2 | 9.35 | 2 | 76 | 67 | 211994916
Daizuki | DXFM-1823-2Z | Daizuki | *** | *** | *** | 18000 | 19000 | 19 | 12 | 9.8 | 2 | 78 | 70 | 211994918
PolarWave | ACIQ-18Z-HH-M2B | PolarWave ¦ PolarWave | ACIQ-09CD-HH-MB ¦ ACIQ-09W-HH-MB |  |  | 19000 | 20000 | 20.5 | 12.25 | 9.55 | 1.88 | 78 | 97 | 212316087
PolarWave | ACIQ-36Z-HH-M4B | PolarWave ¦ PolarWave | ACIQ-09CD-HH-MB ¦ ACIQ-09W-HH-MB |  |  | 36000 | 37000 | 20.6 | 12.65 | 10.15 | 1.8 | 92 | 93 | 212316093
PolarWave | ES-18Z-M2B | PolarWave | *** | *** | *** | 18000 | 19000 | 19 | 12 | 9.8 | 2 | 78 | 70 | 212316121
PolarWave | ES-18Z-M2B | PolarWave ¦ PolarWave | ACIQ-09CD-HH-MB ¦ ACIQ-09W-HH-MC |  |  | 18000 | 19000 | 20.95 | 12.95 | 10.15 | 2 | 76 | 68 | 212316122
STEALTH | ACIQ-27Z-HH-M3B | STEALTH ¦ STEALTH | ACIQ-09CD-HH-MB ¦ ACIQ-09W-HH-MB |  |  | 28000 | 28000 | 21.5 | 12.1 | 10.05 | 1.8 | 96 | 89 | 212316176
STEALTH | ACIQ-36Z-HH-M4B | STEALTH ¦ STEALTH | ACIQ-09CD-HH-MB ¦ ACIQ-09W-HH-MB |  |  | 36000 | 37000 | 20.6 | 12.65 | 10.15 | 1.8 | 92 | 93 | 212316179
MDV | M2OI-18HFN1-M | MDV ¦ MDV | CS11M-09HRFN1-MX0W(A) ¦ MTIU-09HWFN1-M |  |  | 19000 | 20000 | 20.5 | 12.25 | 9.55 | 1.88 | 78 | 97 | 206716988
MDV | M3OI-28HFN1-M | MDV ¦ MDV | CS11M-09HRFN1-MX0W(A) ¦ MTIU-09HWFN1-M |  |  | 28000 | 28000 | 21.5 | 12.1 | 10.05 | 1.8 | 96 | 89 | 206716990
MDV | M3OJ-24HFN1-M | MDV ¦ MDV | CS11M-09HRFN1-MX0W(A) ¦ MTIU-09HWFN1-M |  |  | 24000 | 24400 | 22.95 | 12.95 | 9.85 | 1.9 | 86 | 75 | 207618258
MDV | M4OI-36HFN1-M | MDV ¦ MDV | CS11M-09HRFN1-MX0W(A) ¦ MTIU-09HWFN1-M |  |  | 36000 | 37000 | 20.6 | 12.65 | 10.15 | 1.8 | 92 | 93 | 207641231
MDV | M3OI-28HFN1-M* | MDV | *** | *** | *** | 28000 | 28000 | 20 | 11.7 | 9.5 | 1.8 | 96 | 89 | 207641247
MDV | M5OG-48HFN1-M-[X]-20* | MDV | *** | *** | *** | 47000 | 49000 | 20.9 | 11.7 | 8.9 | 2 | 73 | 87 | 207641250
BLUERIDGE | BMM18C | BLUERIDGE | *** | *** | *** | 18000 | 19000 | 19 | 12 | 9.8 | 2 | 78 | 70 | 207641280
STEALTH | ACIQ-48Z-HH-M5B | STEALTH ¦ STEALTH | ACIQ-09CD-HH-MB ¦ ACIQ-09W-HH-MB |  |  | 47500 | 49000 | 21.35 | 11.7 | 9.35 | 2 | 73 | 89 | 212316182
STEALTH | ACIQ-55Z-HH-M5B | STEALTH ¦ STEALTH | ACIQ-09CD-HH-MB ¦ ACIQ-09W-HH-MC |  |  | 55000 | 55000 | 20.4 | 10.5 | 9.4 | 1.9 | 63 | 84 | 212316205
STEALTH | ES-18Z-M2B | STEALTH | *** | *** | *** | 18000 | 19000 | 19 | 12 | 9.8 | 2 | 78 | 70 | 212316207
STEALTH | ES-55Z-M5B | STEALTH ¦ STEALTH | ACIQ-09CD-HH-MB ¦ ACIQ-09W-HH-MC |  |  | 55000 | 55000 | 20.15 | 10.5 | 8.85 | 1.75 | 63 | 60 | 212316220
KANIONco | KWSMO-18R410AIHH | KANIONco | *** | *** | *** | 18000 | 19000 | 19 | 12 | 9.8 | 2 | 78 | 70 | 212360145
KANIONco | KWSMO-27R410AIHH | KANIONco | *** | *** | *** | 28000 | 28000 | 21 | 11.7 | 9.2 | 2 | 79 | 67 | 212360148
KANIONco | KWSMO-48R410AIHH | KANIONco ¦ KANIONco | KWSMI-09R410AIHH ¦ MTIU-09HWFN1-M |  |  | 48000 | 49000 | 20.8 | 10.9 | 9.6 | 1.75 | 73 | 67 | 212360155
MDV | M3OK-27HFN1-M* | MDV | *** | *** | *** | 27000 | 27000 | 19 | 11.8 | 10 | 1.8 | 85 | 100 | 212360175
BLUERIDGE | BMM27HH2C | BLUERIDGE | *** | *** | *** | 27000 | 27000 | 19 | 11.8 | 10 | 1.8 | 85 | 100 | 212360179
Custom Comfort | CCOXHAMZ218HP | Custom Comfort | *** | *** | *** | 19000 | 20000 | 19 | 12 | 9.3 | 1.85 | 80 | 95 | 212365434
Custom Comfort | CCOXHAMZ218HP | Custom Comfort ¦ Custom Comfort | CCOXHASD09 ¦ CCOXHAWM09 |  |  | 19000 | 20000 | 20.5 | 12.25 | 9.55 | 1.88 | 78 | 97 | 212365435
Custom Comfort | CCOXHAMZ548HP | Custom Comfort ¦ Custom Comfort | CCOXHASD09 ¦ CCOXHAWM09 |  |  | 47500 | 49000 | 21.35 | 11.7 | 9.35 | 2 | 73 | 89 | 212365441
Custom Comfort | CCOXHAMZ555HP | Custom Comfort | *** | *** | *** | 55000 | 55000 | 18.8 | 10.5 | 9.3 | 1.9 | 64 | 84 | 212365443
TK'S | T2C-18HFN1* | TK'S | *** | *** | *** | 18000 | 19000 | 19 | 12 | 9.8 | 2 | 78 | 70 | 212528007
TK'S | T2C-18HFN1* | TK'S ¦ TK'S | TWM-09HRFN1 ¦ MTIU-09HWFN1-M |  |  | 18000 | 19000 | 20 | 12.25 | 10 | 2 | 77 | 68 | 212528008
Relief Sciences | LANG18OD35-2 | Relief Sciences | *** | *** | *** | 19000 | 20000 | 19 | 12 | 9.3 | 1.85 | 80 | 95 | 212615019
Relief Sciences | LANG18OD35-2 | Relief Sciences ¦ Relief Sciences | LANG09ID-25 ¦ MTIU-09HWFN1-M |  |  | 19000 | 20000 | 19.75 | 12.25 | 9.15 | 1.83 | 74 | 93 | 212615020
Relief Sciences | LANG27OD35-3 | Relief Sciences ¦ Relief Sciences | LANG09ID-25 ¦ MTIU-09HWFN1-M |  |  | 28000 | 28000 | 21.3 | 11.75 | 9.65 | 1.8 | 94 | 89 | 212615022
YONAN | YSMO-18HFN1 | YONAN ¦ YONAN | MSAG11B-09HRFN1-MX7W(GA) ¦ YTIU-09HWFN1 |  |  | 18000 | 19000 | 20 | 12.25 | 10 | 2 | 77 | 68 | 212615069
YONAN | YSMO-27HFN1 | YONAN ¦ YONAN | MSAG11B-09HRFN1-MX7W(GA) ¦ YTIU-09HWFN1 |  |  | 27400 | 28000 | 22.25 | 11.95 | 9.2 | 2 | 75 | 67 | 212615074
YONAN | YSMO-55HFN1 | YONAN ¦ YONAN | MSAG11B-09HRFN1-MX7W(GA) ¦ YTIU-09HWFN1 |  |  | 55000 | 55000 | 19.6 | 10.5 | 9.1 | 1.75 | 65 | 60 | 212615083
Custom Comfort | CCOXHAMZ327HP | Custom Comfort ¦ Custom Comfort | CCOXHASD09 ¦ CCOXHAWM09 |  |  | 27000 | 27000 | 20.4 | 12 | 10 | 1.8 | 85 | 100 | 212631692
Bladex | B20I-18SPHP1 | Bladex ¦ Bladex | BWM11B-09HWIU ¦ MTIU-09HWFN1-M |  |  | 19000 | 20000 | 19.75 | 12.25 | 9.15 | 1.83 | 74 | 93 | 212920650
Bladex | B30K-27SPHP1 | Bladex | *** | *** | *** | 27000 | 27000 | 19 | 11.8 | 10 | 1.8 | 85 | 100 | 212920652
Bladex | B50G-48SPHP1 | Bladex ¦ Bladex | BWM11B-09HWIU ¦ MTIU-09HWFN1-M |  |  | 47500 | 49000 | 21.05 | 11.35 | 9.45 | 2 | 76 | 89 | 212920658
NOVAIR | LEA20MZ-2P-35SK-O* | NOVAIR | *** | *** | *** | 19000 | 20000 | 19 | 12 | 9.3 | 1.85 | 80 | 95 | 212920680
CENTURY | A-VMH28TV-1 | CENTURY | *** | *** | *** | 28000 | 28000 | 20 | 11.7 | 9.5 | 1.8 | 96 | 89 | 212940824
CENTURY | A-VMH36QV-1 | CENTURY ¦ CENTURY | B-VMH09SV-1 ¦ B-VMH09DU-1 |  |  | 36000 | 37000 | 20.6 | 12.65 | 10.15 | 1.8 | 92 | 93 | 212940828
COVAC | M5OG-48HFN1-M | COVAC ¦ COVAC | MTIU-09HWFN1-M ¦ MSAG11B-09HRFN1-MX7W(GA) |  |  | 48000 | 49000 | 20.8 | 10.9 | 9.6 | 1.75 | 73 | 67 | 213081438
COVAC | M4OG-30HFN1-M | COVAC | *** | *** | *** | 30000 | 30000 | 20 | 12 | 9.2 | 1.9 | 90 | 60 | 213081440
Star Air Kontrol | SAK-60-20MUZ/220(OUT) | Star Air Kontrol ¦ Star Air Kontrol | MTIU-09HWFN1-M ¦ MSAG11B-09HRFN1-MX7W(GA) |  |  | 55000 | 55000 | 19.6 | 10.5 | 9.1 | 1.75 | 65 | 60 | 213081466
Airlux | AM5M48O/2022 | Airlux ¦ Airlux | MSAG11B-09HRFN1-MX7W(GA) ¦ AMD09I |  |  | 48000 | 49000 | 20.8 | 10.9 | 9.6 | 1.75 | 73 | 67 | 213199196
MDV | M3OJ-27HFN1-M** | MDV | *** | *** | *** | 28000 | 28000 | 21 | 11.7 | 9.2 | 2 | 79 | 67 | 213257499
MDV | M2OA-18HFN1-M** | MDV ¦ MDV | MSAFB-09HRDN1-MP0W ¦ MTIU-09HWFN1-M |  |  | 18000 | 18500 | 18.5 | 11.75 | 9.25 | 1.95 | 81 | 71 | 213257504
MDV | M5OG-48HFN1-M** | MDV ¦ MDV | MSAFB-09HRDN1-MP0W ¦ MTIU-09HWFN1-M |  |  | 48000 | 49000 | 19.6 | 10.4 | 9.25 | 1.75 | 69 | 68 | 213257507
Wells | WMMA-18HFMO | Wells ¦ Wells | WMA-09HFMD ¦ WSA-09HFMI |  |  | 18000 | 19000 | 20 | 12.25 | 10 | 2 | 77 | 68 | 213286762
Wells | WMMA-27HFMO | Wells | *** | *** | *** | 28000 | 28000 | 21 | 11.7 | 9.2 | 2 | 79 | 67 | 213286764
Wells | WMMA-27HFMO | Wells ¦ Wells | WMA-09HFMD ¦ WSA-09HFMI |  |  | 27400 | 28000 | 22.25 | 11.95 | 9.2 | 2 | 75 | 67 | 213286765
Wells | WMMA-48HFMO | Wells ¦ Wells | WMA-09HFMD ¦ WSA-09HFMI |  |  | 48000 | 49000 | 20.8 | 10.9 | 9.6 | 1.75 | 73 | 67 | 213286771
Wells | WMCA-27HFMO | Wells ¦ Wells | WMA-09HFMD ¦ WSA-09HFMI |  |  | 27000 | 27000 | 19.75 | 11.8 | 9.8 | 1.8 | 84 | 100 | 213286780
Wells | WMCA-48HFMO | Wells | *** | *** | *** | 47000 | 49000 | 20.9 | 11.7 | 8.9 | 2 | 73 | 87 | 213286782
Wells | WMCA-48HFMO | Wells ¦ Wells | WMA-09HFMD ¦ WSA-09HFMI |  |  | 47500 | 49000 | 21.05 | 11.35 | 9.45 | 2 | 76 | 89 | 213286783
Wells | WMCA-55HFMO | Wells | *** | *** | *** | 55000 | 55000 | 18.8 | 10.5 | 9.3 | 1.9 | 64 | 84 | 213286785
Wells | WMCA-55HFMO | Wells ¦ Wells | WMA-12HFMD ¦ WMA-12HFMD |  |  | 55000 | 55000 | 19.4 | 10.5 | 9.4 | 1.85 | 64 | 83 | 213286786
MDV | M4OX630-36HFN1-M1X | MDV | *** | *** | *** | 36000 | 36000 | 19.4 | 12 | 10 | 1.9 | 83 | 100 | 213301875
MDV | M4OX630-36HFN1-M1X* | MDV | *** | *** | *** | 36000 | 36000 | 19.4 | 12 | 10 | 1.9 | 83 | 100 | 213301878
NG Trade | MOBMH180C | NG Trade | *** | *** | *** | 18000 | 19000 | 19 | 12 | 9.8 | 2 | 78 | 70 | 213307863
Bladex | B40XS-36SPHP1 | Bladex | *** | *** | *** | 36000 | 36000 | 19.4 | 12 | 10 | 1.9 | 83 | 100 | 213307894
CARRIER | 38MGHBQ24CA3 | CARRIER ¦ CARRIER | DHMSHAQ09XA3 ¦ 40MBDQ09---3 |  |  | 24000 | 24400 | 22.95 | 12.95 | 9.85 | 1.9 | 86 | 75 | 207642881
CARRIER | 38MGRBQ48EA3 | CARRIER ¦ CARRIER | DHMSHAQ09XA3 ¦ 40MBDQ09---3 |  |  | 48000 | 49000 | 21.95 | 11.65 | 9.2 | 1.75 | 71 | 67 | 207642896
BRYANT | 38MGHBQ24CA3 | BRYANT ¦ BRYANT | DHMSHAQ09XA3 ¦ 40MBDQ09---3 |  |  | 24000 | 24400 | 22.95 | 12.95 | 9.85 | 1.9 | 86 | 75 | 207642902
BRYANT | 38MGRBQ48EA3 | BRYANT ¦ BRYANT | DHMSHAQ09XA3 ¦ 40MBDQ09---3 |  |  | 48000 | 49000 | 21.95 | 11.65 | 9.2 | 1.75 | 71 | 67 | 207642917
PAYNE | 38MGRBQ18BA3 | PAYNE ¦ PAYNE | DHMSHAQ09XA3 ¦ 40MBDQ09---3 |  |  | 18000 | 19000 | 20.95 | 12.95 | 10.15 | 2 | 76 | 68 | 207642920
PAYNE | 38MGHBQ48EA3 | PAYNE | *** | *** | *** | 47000 | 49000 | 20.9 | 11.7 | 8.9 | 2 | 73 | 87 | 207642931
PAYNE | 38MGRBQ48EA3 | PAYNE ¦ PAYNE | DHMSHAQ09XA3 ¦ 40MBDQ09---3 |  |  | 48000 | 49000 | 21.95 | 11.65 | 9.2 | 1.75 | 71 | 67 | 207642938
Weathermaker | 38MGRBQ18BA3 | Weathermaker | *** | *** | *** | 18000 | 19000 | 19 | 12 | 9.8 | 2 | 78 | 70 | 207642940
Weathermaker | 38MGHBQ24CA3 | Weathermaker | *** | *** | *** | 24000 | 24000 | 21.3 | 12.5 | 9.7 | 1.9 | 90 | 75 | 207642943
Weathermaker | 38MGRBQ48EA3 | Weathermaker ¦ Weathermaker | DHMSHAQ09XA3 ¦ 40MBDQ09---3 |  |  | 48000 | 49000 | 21.95 | 11.65 | 9.2 | 1.75 | 71 | 67 | 207642959
ARCOAIRE | DLCMHBH24CAK | ARCOAIRE | *** | *** | *** | 24000 | 24000 | 21.3 | 12.5 | 9.7 | 1.9 | 90 | 75 | 207642991
ARCOAIRE | DLCMRBH48EAK | ARCOAIRE ¦ ARCOAIRE | DLFSHAH09XAK ¦ DLFSDAH09XAK |  |  | 48000 | 49000 | 20.8 | 10.9 | 9.6 | 1.75 | 73 | 67 | 207643007
COMFORTMAKER | DLCMRBH18BAK | COMFORTMAKER ¦ COMFORTMAKER | DLFSHAH09XAK ¦ DLFSDAH09XAK |  |  | 18000 | 19000 | 20 | 12.25 | 10 | 2 | 77 | 68 | 207643010
DAY & NIGHT | DLCMRBH18BAK | DAY & NIGHT ¦ DAY & NIGHT | DLFSHAH09XAK ¦ DLFSDAH09XAK |  |  | 18000 | 19000 | 20 | 12.25 | 10 | 2 | 77 | 68 | 207643031
HEIL | DLCMRBH18BAK | HEIL | *** | *** | *** | 18000 | 19000 | 19 | 12 | 9.8 | 2 | 78 | 70 | 207643051
KEEPRITE | DLCMRBH18BAK | KEEPRITE ¦ KEEPRITE | DLFSHAH09XAK ¦ DLFSDAH09XAK |  |  | 18000 | 19000 | 20 | 12.25 | 10 | 2 | 77 | 68 | 207643073
KEEPRITE | DLCMHBH36DAK | KEEPRITE ¦ KEEPRITE | DLFSHAH09XAK ¦ DLFSDAH09XAK |  |  | 36000 | 37000 | 19.5 | 12.1 | 9.85 | 1.8 | 95 | 93 | 207643088
KEEPRITE | DLCMRBH48EAK | KEEPRITE ¦ KEEPRITE | DLFSHAH09XAK ¦ DLFSDAH09XAK |  |  | 48000 | 49000 | 20.8 | 10.9 | 9.6 | 1.75 | 73 | 67 | 207643091
KENMORE | DLCMHBH30DAK | KENMORE | *** | *** | *** | 30000 | 30000 | 20 | 12 | 9.2 | 1.9 | 90 | 60 | 207643099
KENMORE | DLCMHBH48EAK | KENMORE ¦ KENMORE | DLFSHAH09XAK ¦ DLFSDAH09XAK |  |  | 47500 | 49000 | 21.05 | 11.35 | 9.45 | 2 | 76 | 89 | 207643106
NOVAIR | LEA20MZ-2P-35SK-O* | NOVAIR ¦ NOVAIR | 2LEA09UUSK-I ¦ MTIU-09HWFN1-M |  |  | 19000 | 20000 | 20.5 | 12.25 | 9.55 | 1.88 | 78 | 97 | 212920681
CENTURY | A-VMH18DV-1 | CENTURY ¦ CENTURY | B-VMH09SV-1 ¦ B-VMH09DU-1 |  |  | 19000 | 20000 | 20.5 | 12.25 | 9.55 | 1.88 | 78 | 97 | 212940822
CENTURY | A-VMH28TV-1 | CENTURY ¦ CENTURY | B-VMH09SV-1 ¦ B-VMH09DU-1 |  |  | 28000 | 28000 | 21.5 | 12.1 | 10.05 | 1.8 | 96 | 89 | 212940827
Nutech | N2OA-18HFN1-M | Nutech ¦ Nutech | NSAG11B-09HRFN1 ¦ NSAG11B-09HRFN1 |  |  | 18000 | 19000 | 20 | 12.25 | 10 | 2 | 77 | 68 | 212941757
ECO AC | EMH-5O48BBH | ECO AC ¦ ECO AC | MSAG11B-09HRFN1-MX7W(GA) ¦ MTIU-09HWFN1-M |  |  | 47500 | 49000 | 21.05 | 11.35 | 9.45 | 2 | 76 | 89 | 213088008
Wells | WMCA-18HFMO | Wells | *** | *** | *** | 19000 | 20000 | 19 | 12 | 9.3 | 1.85 | 80 | 95 | 213286776
NG Trade | MOBMH180C | NG Trade ¦ NG Trade | MIBMHW90C ¦ MTIU-09HWFN1-M |  |  | 18000 | 19000 | 20 | 12.25 | 10 | 2 | 77 | 68 | 213307864
NG Trade | MOBMH270C | NG Trade ¦ NG Trade | MIBMHW90C ¦ MTIU-09HWFN1-M |  |  | 27400 | 28000 | 22.25 | 11.95 | 9.2 | 2 | 75 | 67 | 213307867
Wells | WMCA-36HFMO | Wells ¦ Wells | WSA-09HFMI ¦ WSA-09HFMI |  |  | 36000 | 36000 | 20.2 | 12 | 10.45 | 1.93 | 79 | 100 | 213307898
E·COLD | ECOLD-C27-MS-G0001 | E·COLD ¦ E·COLD | MSAG11B-09HRFN1-MX7W(GA) ¦ MSAG11B-09HRFN1-MX7W(GA) |  |  | 27400 | 28000 | 22.25 | 11.95 | 9.2 | 2 | 75 | 67 | 213350753
BLUERIDGE | BMM36HH2C | BLUERIDGE | *** | *** | *** | 36000 | 36000 | 19.4 | 12 | 10 | 1.9 | 83 | 100 | 213363377
SENVILLE | SENA-18HF-MOB | SENVILLE | *** | *** | *** | 19000 | 20000 | 19 | 12 | 9.3 | 1.85 | 80 | 95 | 213732651
SENVILLE | SENA-36HF-MOB | SENVILLE | *** | *** | *** | 36000 | 36000 | 19.4 | 12 | 10 | 1.9 | 83 | 100 | 213732657
ZERO | Z3SOV-27HDM-US | ZERO ¦ ZERO | ZWAVAG-09HDM-US ¦ ZWAVAG-09HDM-US |  |  | 27400 | 28000 | 22.25 | 11.95 | 9.2 | 2 | 75 | 67 | 213732664
AI AIR CONDITIONING | A5MO22-55N1-M1H | AI AIR CONDITIONING ¦ AI AIR CONDITIONING | MSAG11B-09HRFN1-MX7W(GA) ¦ MTIU-09HWFN1-M |  |  | 55000 | 55000 | 19.4 | 10.5 | 9.4 | 1.85 | 64 | 83 | 213769966
Mitsutomo | HO-MT28-AC-Q | Mitsutomo ¦ Mitsutomo | MSAG11B-09HRFN1-MX7W(GA) ¦ MSAG11B-09HRFN1-MX7W(GA) |  |  | 27000 | 27000 | 19.75 | 11.8 | 9.8 | 1.8 | 84 | 100 | 213785767
ApooDr | AM3OJ-27HFN1 | ApooDr ¦ ApooDr | AGN24-09H220V1A ¦ MTIU-09HWFN1-M |  |  | 27400 | 28000 | 22.25 | 11.95 | 9.2 | 2 | 75 | 67 | 209157100
NOVAIR | LEA28MZ-3P-35SK-O | NOVAIR ¦ NOVAIR | 09EVONVI ¦ MTIU-09HWFN1-M |  |  | 28000 | 28000 | 21.3 | 11.75 | 9.65 | 1.8 | 94 | 89 | 209416883
THERMOCORE SYSTEMS | T423Q-H260-C | THERMOCORE SYSTEMS ¦ THERMOCORE SYSTEMS | T3-OS209-EW ¦ MTIU-09HWFN1-M |  |  | 55000 | 55000 | 20.15 | 10.5 | 8.85 | 1.75 | 63 | 60 | 209549037
KLIMAIRE | KMIR324-H217-2 | KLIMAIRE | *** | *** | *** | 24000 | 24000 | 21.3 | 12.5 | 9.7 | 1.9 | 90 | 75 | 209862185
CTMorley | MOU-5A55H-2 | CTMorley ¦ CTMorley | MIU-A09D-2 ¦ MIU-A09W-2 |  |  | 55000 | 55000 | 19.4 | 10.5 | 9.4 | 1.85 | 64 | 83 | 209864941
MDV | M4OH-36HFN1-MQ1 | MDV ¦ MDV | CS11M-09HRFN1-MX0W(A) ¦ MTIU-09HWFN1-M |  |  | 36000 | 36400 | 19.75 | 10.5 | 8.9 | 1.84 | 67 | 66 | 209948224
MDV | M3OH-27HFN1-MQ1 | MDV ¦ MDV | CS11M-09HRFN1-MX0W(A) ¦ MTIU-09HWFN1-M |  |  | 27400 | 27400 | 20.75 | 11.5 | 9.3 | 1.85 | 74 | 68 | 209948225
CTMorley | MOU-2A18H-2 | CTMorley | *** | *** | *** | 19000 | 20000 | 19 | 12 | 9.3 | 1.85 | 80 | 95 | 210288141
CTMorley | MOU-2A18H-2 | CTMorley ¦ CTMorley | MIU-A09D-2 ¦ MIU-A09W-2 |  |  | 19000 | 20000 | 19.75 | 12.25 | 9.15 | 1.83 | 74 | 93 | 210288142
CTMorley | MOU-3A27H-2 | CTMorley | *** | *** | *** | 28000 | 28000 | 20 | 11.7 | 9.5 | 1.8 | 96 | 89 | 210288144
Durastar | DRA2H18M1A | Durastar ¦ Durastar | DRAW09F1A ¦ DRAD09F1A |  |  | 19000 | 20000 | 19.75 | 12.25 | 9.15 | 1.83 | 74 | 93 | 210568213
ECO AC | EMH-2O18BBH | ECO AC | *** | *** | *** | 19000 | 20000 | 19 | 12 | 9.3 | 1.85 | 80 | 95 | 210586152
ECO AC | EMH-3O27BBH | ECO AC ¦ ECO AC | MSAG11B-09HRFN1-MX7W(GA) ¦ EHH-D09BA |  |  | 28000 | 28000 | 21.3 | 11.75 | 9.65 | 1.8 | 94 | 89 | 210586156
Relief Sciences | LANG24OD25-2 | Relief Sciences ¦ Relief Sciences | LANG09ID-25 ¦ MTIU-09HWFN1-M |  |  | 18000 | 19000 | 20 | 12.25 | 10 | 2 | 77 | 68 | 210655377
Relief Sciences | LANG27OD25-3 | Relief Sciences | *** | *** | *** | 28000 | 28000 | 21 | 11.7 | 9.2 | 2 | 79 | 67 | 210655379
Cooper&Hunter | CH-18MES-230VO | Cooper&Hunter | *** | *** | *** | 18000 | 19000 | 19 | 12 | 9.8 | 2 | 78 | 70 | 210799617
DIAMONDAIR | DF55M2Z5 | DIAMONDAIR ¦ DIAMONDAIR | DF2009HMSI ¦ MTIU-09HWFN1-M |  |  | 55000 | 55000 | 19.6 | 10.5 | 9.1 | 1.75 | 65 | 60 | 210857288
1HVAC | ES-27Z-M3B | 1HVAC | *** | *** | *** | 28000 | 28000 | 21 | 11.7 | 9.2 | 2 | 79 | 67 | 210857369
Mitsutomo | HO-MD18-AB-Q | Mitsutomo ¦ Mitsutomo | HW-UZ09-AB-Q ¦ MTIU-09HWFN1-M |  |  | 19000 | 20000 | 19.75 | 12.25 | 9.15 | 1.83 | 74 | 93 | 211306403
DUOHOME | D3OJ-27HFN1-M | DUOHOME ¦ DUOHOME | DSAG11B-09HRFN1-MX7W(GA) ¦ MTIU-09HWFN1-M |  |  | 27400 | 28000 | 22.25 | 11.95 | 9.2 | 2 | 75 | 67 | 211911393
PREMIUM LEVELLA | PIAWMZ278800B | PREMIUM LEVELLA | *** | *** | *** | 28000 | 28000 | 21 | 11.7 | 9.2 | 2 | 79 | 67 | 211991191
PolarWave | ACIQ-18Z-HH-M2B | PolarWave | *** | *** | *** | 19000 | 20000 | 19 | 12 | 9.3 | 1.85 | 80 | 95 | 212316086
PolarWave | ACIQ-27Z-HH-M3B | PolarWave | *** | *** | *** | 28000 | 28000 | 20 | 11.7 | 9.5 | 1.8 | 96 | 89 | 212316089
PolarWave | ES-27Z-M3B | PolarWave | *** | *** | *** | 28000 | 28000 | 21 | 11.7 | 9.2 | 2 | 79 | 67 | 212316124
STEALTH | ACIQ-18Z-HH-M2B | STEALTH | *** | *** | *** | 19000 | 20000 | 19 | 12 | 9.3 | 1.85 | 80 | 95 | 212316172
STEALTH | ACIQ-18Z-HH-M2B | STEALTH ¦ STEALTH | ACIQ-09CD-HH-MB ¦ ACIQ-09W-HH-MB |  |  | 19000 | 20000 | 20.5 | 12.25 | 9.55 | 1.88 | 78 | 97 | 212316173
STEALTH | ES-27Z-M3B | STEALTH ¦ STEALTH | ACIQ-09CD-HH-MB ¦ ACIQ-09W-HH-MC |  |  | 28000 | 28000 | 22.8 | 12.2 | 9.35 | 2 | 76 | 67 | 212316211
STEALTH | ES-48Z-M5B | STEALTH ¦ STEALTH | ACIQ-09CD-HH-MB ¦ ACIQ-09W-HH-MC |  |  | 48000 | 49000 | 21.95 | 11.65 | 9.2 | 1.75 | 71 | 67 | 212316217
BLUERIDGE | BMM27HH2C | BLUERIDGE ¦ BLUERIDGE | BMY9HH28WM ¦ MTIU-09HWFN1-M |  |  | 27000 | 27000 | 20.4 | 12 | 10 | 1.8 | 85 | 100 | 212360180
TK'S | T3C-30HFN1* | TK'S | *** | *** | *** | 28000 | 28000 | 21 | 11.7 | 9.2 | 2 | 79 | 67 | 212528010
Bladex | B50A-55SPHP1 | Bladex | *** | *** | *** | 55000 | 55000 | 18.8 | 10.5 | 9.3 | 1.9 | 64 | 84 | 212920660
Nutech | N3OJ-27HFN1-M | Nutech ¦ Nutech | NSAG11B-09HRFN1 ¦ NSAG11B-09HRFN1 |  |  | 27400 | 28000 | 22.25 | 11.95 | 9.2 | 2 | 75 | 67 | 212941760
Nutech | N5OG-48HFN1-M | Nutech ¦ Nutech | NSAG11B-09HRFN1 ¦ NSAG11B-09HRFN1 |  |  | 48000 | 49000 | 20.8 | 10.9 | 9.6 | 1.75 | 73 | 67 | 212941766
ECO AC | EMH-5O48BBH | ECO AC | *** | *** | *** | 47000 | 49000 | 20.9 | 11.7 | 8.9 | 2 | 73 | 87 | 213088007
MDV | M2OA-18HFN1-M** | MDV | *** | *** | *** | 18000 | 19000 | 19 | 12 | 9.8 | 2 | 78 | 70 | 213257497
Wells | WMCA-18HFMO | Wells ¦ Wells | WMA-09HFMD ¦ WSA-09HFMI |  |  | 19000 | 20000 | 19.75 | 12.25 | 9.15 | 1.83 | 74 | 93 | 213286777
Bladex | B40XS-36SPHP1 | Bladex ¦ Bladex | BWM11B-09HWIU ¦ MTIU-09HWFN1-M |  |  | 36000 | 36000 | 20.2 | 12 | 10.45 | 1.93 | 79 | 100 | 213307895
ECO-AIR | M4OX630-36HFN1-M1X | ECO-AIR ¦ ECO-AIR | MSAG11B-09HRFN1-MX7W(GA) ¦ MTIU-09HWFN1-M |  |  | 36000 | 36000 | 20.2 | 12 | 10.45 | 1.93 | 79 | 100 | 213307917
E·COLD | ECOLD-C48-MS-G0001 | E·COLD ¦ E·COLD | MSAG11B-09HRFN1-MX7W(GA) ¦ MSAG11B-09HRFN1-MX7W(GA) |  |  | 48000 | 49000 | 20.8 | 10.9 | 9.6 | 1.75 | 73 | 67 | 213350759
E·COLD | ECOLD-C55-MS-G0001 | E·COLD ¦ E·COLD | MSAG11B-12HRFN1-MV0W(GA) ¦ MSAG11B-12HRFN1-MV0W(GA) |  |  | 55000 | 55000 | 19.6 | 10.5 | 9.1 | 1.75 | 65 | 60 | 213350762
BLUERIDGE | BMM36HH2C | BLUERIDGE ¦ BLUERIDGE | MSAG11B-09HRFN1-MX7W(GA) ¦ MTIU-09HWFN1-M |  |  | 36000 | 36000 | 20.2 | 12 | 10.45 | 1.93 | 79 | 100 | 213363378
TEMP SHIFT | TSM3OK27HFN1M | TEMP SHIFT | *** | *** | *** | 27000 | 27000 | 19 | 11.8 | 10 | 1.8 | 85 | 100 | 213479393
TEMP SHIFT | TSM3OK27HFN1M | TEMP SHIFT ¦ TEMP SHIFT | TSMSAG11B09HRFN1MX7W(GA) ¦ TSMTIU09HWFN1M |  |  | 27000 | 27000 | 19.75 | 11.8 | 9.8 | 1.8 | 84 | 100 | 213479394
TEMP SHIFT | TSM4OX63036HFN1M1X | TEMP SHIFT | *** | *** | *** | 36000 | 36000 | 19.4 | 12 | 10 | 1.9 | 83 | 100 | 213479396
TEMP SHIFT | TSM4OX63036HFN1M1X | TEMP SHIFT ¦ TEMP SHIFT | TSMSAG11B09HRFN1MX7W(GA) ¦ TSMTIU09HWFN1M |  |  | 36000 | 36000 | 20.2 | 12 | 10.45 | 1.93 | 79 | 100 | 213479397
TEMP SHIFT | TSM5OG48HFN1M[X] | TEMP SHIFT ¦ TEMP SHIFT | TSMSAG11B09HRFN1MX7W(GA) ¦ TSMTIU09HWFN1M |  |  | 47500 | 49000 | 21.05 | 11.35 | 9.45 | 2 | 76 | 89 | 213479400
TEMP SHIFT | TSM5OA55HFN1M[X] | TEMP SHIFT | *** | *** | *** | 55000 | 55000 | 18.8 | 10.5 | 9.3 | 1.9 | 64 | 84 | 213479402
CanAir | C28MC328H21 | CanAir ¦ CanAir | C28SEH09H21 ¦ MTIU-09HWFN1-M |  |  | 28000 | 28000 | 21.5 | 12.1 | 10.05 | 1.8 | 96 | 89 | 213479406
CanAir | C28MC218H22 | CanAir ¦ CanAir | C28SEH09H21 ¦ C28SEH09H21 |  |  | 19000 | 20000 | 20.5 | 12.25 | 9.55 | 1.88 | 78 | 97 | 213479412
SENVILLE | SENA-28HF-MOB | SENVILLE | *** | *** | *** | 28000 | 28000 | 20 | 11.7 | 9.5 | 1.8 | 96 | 89 | 213732654
SENVILLE | SENA-36HF-MOB | SENVILLE ¦ SENVILLE | SENA/09HF/ID ¦ SENA/09HF/IQ |  |  | 36000 | 36000 | 20.9 | 12.25 | 10.45 | 1.95 | 79 | 101 | 213732658
SENVILLE | SENA-48HF-MOB | SENVILLE | *** | *** | *** | 47000 | 49000 | 20.9 | 11.7 | 8.9 | 2 | 73 | 87 | 213732660
ZERO | Z5SOV-48HDM-US | ZERO ¦ ZERO | ZWAVAG-09HDM-US ¦ ZWAVAG-09HDM-US |  |  | 47500 | 49000 | 21.05 | 11.35 | 9.45 | 2 | 76 | 89 | 213732670
MAXI AIR | NE-T53-MULTI28E | MAXI AIR ¦ MAXI AIR | MTIU-09HWFN1-M ¦ MTIU-09HWFN1-M |  |  | 28000 | 28000 | 21.5 | 12.1 | 10.05 | 1.8 | 96 | 89 | 213927621
Bladex | B40X-36SPHP1S* | Bladex | *** | *** | *** | 36000 | 36000 | 19.4 | 12 | 10 | 1.9 | 83 | 100 | 214232424
Multi MFG | 48MPC5-HH-A | Multi MFG | *** | *** | *** | 47000 | 49000 | 20.9 | 11.7 | 8.9 | 2 | 73 | 87 | 214232442
Kepler | ODUM4OI-36HFN1-M | Kepler ¦ Kepler | IDUMSEPB-09HRFN1MY5W(GA) ¦ IDUMTIU-09HWFN1-M |  |  | 36000 | 37000 | 20.6 | 12.65 | 10.15 | 1.8 | 92 | 93 | 214377784
FRANKLIN | MST183F25MHAA | FRANKLIN | *** | *** | *** | 19000 | 20000 | 19 | 12 | 9.3 | 1.85 | 80 | 95 | 214383440
ICONIC AIR SOLUTION | ICMO27CK | ICONIC AIR SOLUTION | *** | *** | *** | 28000 | 28000 | 21 | 11.7 | 9.2 | 2 | 79 | 67 | 214389507
ICONIC AIR SOLUTION | ICMZ27CK | ICONIC AIR SOLUTION ¦ ICONIC AIR SOLUTION | IFOD09IK ¦ IFOD09IK |  |  | 28000 | 28000 | 21.3 | 11.75 | 9.65 | 1.8 | 94 | 89 | 214389529
ICONIC AIR SOLUTION | ICMZ60EK | ICONIC AIR SOLUTION ¦ ICONIC AIR SOLUTION | IFOD09IK ¦ IFOD09IK |  |  | 55000 | 55000 | 19.4 | 10.5 | 9.4 | 1.85 | 64 | 83 | 214389538
Multi MFG | 28MPC3-HH-A | Multi MFG ¦ Multi MFG | MSEPB-09HRFN1-MY5W(GA) ¦ MTIU-09HWFN1-M |  |  | 28000 | 28000 | 21.5 | 12.1 | 10.05 | 1.8 | 96 | 89 | 214432062
GOODMAN | MST183G22MHAA | GOODMAN | *** | *** | *** | 19000 | 20000 | 19 | 12 | 9.3 | 1.85 | 80 | 95 | 214438126
GOODMAN | MST273G22MHAA | GOODMAN | *** | *** | *** | 27000 | 27000 | 19 | 11.8 | 10 | 1.8 | 85 | 100 | 214438129
GOODMAN | MST363G22MHAA | GOODMAN | *** | *** | *** | 36000 | 36000 | 19.4 | 12 | 10 | 1.9 | 83 | 100 | 214438132
ZERO | Z3SOV-18HDM-US | ZERO ¦ ZERO | MTIU-09HWFN1-M ¦ MSAG11B-09HRFN1-MX7W(GA) |  |  | 18000 | 19000 | 20 | 12.25 | 10 | 2 | 77 | 68 | 214723151
Convectair | 8422-C36-O | Convectair ¦ Convectair | 8028-C09-I ¦ MTIU-09HWFN1-M |  |  | 36000 | 37000 | 20.6 | 12.65 | 10.15 | 1.8 | 92 | 93 | 207657624
COMFORTSTAR | CVH-27-3SH | COMFORTSTAR ¦ COMFORTSTAR | CPA-09B ¦ CXH009CD(I) |  |  | 28000 | 28000 | 21.5 | 12.1 | 10.05 | 1.8 | 96 | 89 | 207658981
MIDEA | MMCMHAQ48EA3 | MIDEA | *** | *** | *** | 47000 | 49000 | 20.9 | 11.7 | 8.9 | 2 | 73 | 87 | 207683484
MIDEA | MMCMHAQ48EA3 | MIDEA ¦ MIDEA | DHMSHAQ09XA3 ¦ 40MBDQ09---3 |  |  | 47500 | 49000 | 21.35 | 11.7 | 9.35 | 2 | 73 | 89 | 207683485
KANIONco | KWSMO-30R410AIHMV | KANIONco | *** | *** | *** | 28000 | 28000 | 21 | 11.7 | 9.2 | 2 | 79 | 67 | 207691850
LENNOX | MPC030S4M-1P | LENNOX | *** | *** | *** | 28000 | 28000 | 20.7 | 11.7 | 9.2 | 2 | 79 | 67 | 207699111
TK'S | T2C-18HFN1 | TK'S | *** | *** | *** | 18000 | 19000 | 19 | 12 | 9.8 | 2 | 78 | 70 | 207742406
AURORA | AU-MU18-2A-U | AURORA ¦ AURORA | AU-BS09HR-2A-I ¦ AU-LCF09-2A-I |  |  | 18000 | 19000 | 20 | 12.25 | 10 | 2 | 77 | 68 | 207743709
DIRECT AIR | DIRM-18DA25-2Z | DIRECT AIR ¦ DIRECT AIR | DIRM-09HP-WM ¦ DIRM-09HP-DUH |  |  | 18000 | 19000 | 20.95 | 12.95 | 10.15 | 2 | 76 | 68 | 207743775
BOSCH | BMS500-AAM018-1CSXRC | BOSCH ¦ BOSCH | BMS500-AAU009-1AHDXB ¦ BMS500-AAU009-1AHDXB |  |  | 18000 | 19000 | 20.95 | 12.95 | 10.15 | 2 | 76 | 68 | 207760023
BOSCH | BMS500-AAM018-1CSXHC | BOSCH | *** | *** | *** | 19000 | 20000 | 19 | 12 | 9.3 | 1.85 | 80 | 95 | 207760034
ECO AC | EMH-3O27BB | ECO AC ¦ ECO AC | MSAG11B-09HRFN1-MX7W(GA) ¦ EHH-D09BA |  |  | 27400 | 28000 | 22.25 | 11.95 | 9.2 | 2 | 75 | 67 | 207825503
1HVAC | ACIQ-27Z-HH-M3B | 1HVAC | *** | *** | *** | 28000 | 28000 | 20 | 11.7 | 9.5 | 1.8 | 96 | 89 | 207825568
ACIQ | ACIQ-27Z-HH-M3B | ACIQ | *** | *** | *** | 28000 | 28000 | 20 | 11.7 | 9.5 | 1.8 | 96 | 89 | 207825580
DIYCOOL | ACIQ-18Z-HH-M2B | DIYCOOL ¦ DIYCOOL | ACIQ-09W-HH-MB ¦ ACIQ-09CD-HH-MB |  |  | 19000 | 20000 | 20.5 | 12.25 | 9.55 | 1.88 | 78 | 97 | 207825590
DIYCOOL | ACIQ-27Z-HH-M3B | DIYCOOL | *** | *** | *** | 28000 | 28000 | 20 | 11.7 | 9.5 | 1.8 | 96 | 89 | 207825592
Nutech | N2OA-55HFN1-M | Nutech ¦ Nutech | MSAG11B-09HRFN1-MX7W(GA) ¦ MTIU-09HWFN1-M |  |  | 55000 | 55000 | 19.6 | 10.5 | 9.1 | 1.75 | 65 | 60 | 213916277
Nutech | N2OA-27HFN1-M | Nutech ¦ Nutech | MSAG11B-09HRFN1-MX7W(GA) ¦ MTIU-09HWFN1-M |  |  | 27400 | 28000 | 22.25 | 11.95 | 9.2 | 2 | 75 | 67 | 213916268
SLIMAIR | SHC5Z55VE2AG | SLIMAIR | *** | *** | *** | 55000 | 55000 | 18.8 | 10.5 | 9.3 | 1.9 | 64 | 84 | 213886051
SLIMAIR | SHC5Z48VE2AG | SLIMAIR | *** | *** | *** | 47000 | 49000 | 20.9 | 11.7 | 8.9 | 2 | 73 | 87 | 213886048
SLIMAIR | SHC3Z27VE2AG | SLIMAIR | *** | *** | *** | 28000 | 28000 | 20 | 11.7 | 9.5 | 1.8 | 96 | 89 | 213886042
SLIMAIR | SHC2Z18VE2AG | SLIMAIR | *** | *** | *** | 19000 | 20000 | 19 | 12 | 9.3 | 1.85 | 80 | 95 | 213886039
TRUST AIR CONDITIONERS | M5H60H/O4S4P | TRUST AIR CONDITIONERS ¦ TRUST AIR CONDITIONERS | MSEPB-12HRFN1-MW5W(GA) ¦ MTIU-12HWFN1-M |  |  | 55000 | 55000 | 20.4 | 10.5 | 9.4 | 1.9 | 63 | 84 | 213867405
NG Trade | MOBMH480C | NG Trade ¦ NG Trade | MIBMHW90C ¦ MTIU-09HWFN1-M |  |  | 48000 | 49000 | 20.8 | 10.9 | 9.6 | 1.75 | 73 | 67 | 213867402
E COLD | ECOLD-C48-MS-G0001 | E COLD ¦ E COLD | MSAG11B-09HRFN1-MX7W(GA) ¦ MSAG11B-09HRFN1-MX7W(GA) |  |  | 48000 | 49000 | 20.8 | 10.9 | 9.6 | 1.75 | 73 | 67 | 213828447
E COLD | ECOLD-C27-MS-G0001 | E COLD | *** | *** | *** | 28000 | 28000 | 21 | 11.7 | 9.2 | 2 | 79 | 67 | 213828440
Mitsutomo | HO-MQ36-AC-Q | Mitsutomo ¦ Mitsutomo | MSAG11B-09HRFN1-MX7W(GA) ¦ MSAG11B-09HRFN1-MX7W(GA) |  |  | 36000 | 36000 | 20.2 | 12 | 10.45 | 1.93 | 79 | 100 | 213785770
Mitsutomo | HO-MT28-AC-Q | Mitsutomo | *** | *** | *** | 27000 | 27000 | 19 | 11.8 | 10 | 1.8 | 85 | 100 | 213785766
AI AIR CONDITIONING | A5MO22-48N1-M1H | AI AIR CONDITIONING ¦ AI AIR CONDITIONING | MSAG11B-09HRFN1-MX7W(GA) ¦ MTIU-09HWFN1-M |  |  | 47500 | 49000 | 21.05 | 11.35 | 9.45 | 2 | 76 | 89 | 213769963
AI AIR CONDITIONING | A5MO22-48N1-M1H | AI AIR CONDITIONING | *** | *** | *** | 47000 | 49000 | 20.9 | 11.7 | 8.9 | 2 | 73 | 87 | 213769962
AI AIR CONDITIONING | A4MO22-36N1-M1H | AI AIR CONDITIONING | *** | *** | *** | 36000 | 36000 | 19.4 | 12 | 10 | 1.9 | 83 | 100 | 213769959
AI AIR CONDITIONING | A3MO22-27N1-M1H | AI AIR CONDITIONING ¦ AI AIR CONDITIONING | MSAG11B-09HRFN1-MX7W(GA) ¦ MTIU-09HWFN1-M |  |  | 27000 | 27000 | 19.75 | 11.8 | 9.8 | 1.8 | 84 | 100 | 213769957
AI AIR CONDITIONING | A3MO22-27N1-M1H | AI AIR CONDITIONING | *** | *** | *** | 27000 | 27000 | 19 | 11.8 | 10 | 1.8 | 85 | 100 | 213769956
AI AIR CONDITIONING | A2MO22-18N1-M1H | AI AIR CONDITIONING | *** | *** | *** | 19000 | 20000 | 19 | 12 | 9.3 | 1.85 | 80 | 95 | 213769953
YONAN | YSMO-48HRN1 | YONAN ¦ YONAN | MSAG11B-09HRFN1-MX7W(GA) ¦ MTIU-09HWFN1-M |  |  | 48000 | 49000 | 20.8 | 10.9 | 9.6 | 1.75 | 73 | 67 | 207691832
COMFORTSTAR | CMZ-18-2Z | COMFORTSTAR | *** | *** | *** | 18000 | 19000 | 19 | 12 | 9.8 | 2 | 78 | 70 | 207658965
MDV | M5OG-48HFN1-M-[X]-20-L | MDV | *** | *** | *** | 47000 | 49000 | 20.9 | 11.7 | 8.9 | 2 | 73 | 87 | 207658619
COMFORT-AIRE | A-VMH36QV-1 | COMFORT-AIRE ¦ COMFORT-AIRE | B-VMH09SV-1 ¦ B-VMH09DU-1 |  |  | 36000 | 37000 | 20.6 | 12.65 | 10.15 | 1.8 | 92 | 93 | 207657620
COMFORT-AIRE | A-VMH28TV-1 | COMFORT-AIRE ¦ COMFORT-AIRE | B-VMH09SV-1 ¦ B-VMH09DU-1 |  |  | 28000 | 28000 | 21.5 | 12.1 | 10.05 | 1.8 | 96 | 89 | 207657614
KERR | A-KMH28TV-1 | KERR ¦ KERR | B-KMH09SV-1 ¦ B-KMH09DU-1 |  |  | 28000 | 28000 | 21.5 | 12.1 | 10.05 | 1.8 | 96 | 89 | 207657603
KARDA | 3KARDA48MZ5 | KARDA ¦ KARDA | 1PAMSHH09-SZW-25 ¦ 2PAMSDH09 |  |  | 48000 | 49000 | 20.8 | 10.9 | 9.6 | 1.75 | 73 | 67 | 207657370
KARDA | 3KARDA27MZ3 | KARDA | *** | *** | *** | 28000 | 28000 | 21 | 11.7 | 9.2 | 2 | 79 | 67 | 207657362
PERFECTAIRE | 3PAMSH27-MZO3 | PERFECTAIRE | *** | *** | *** | 28000 | 28000 | 21 | 11.7 | 9.2 | 2 | 79 | 67 | 207657350
PERFECTAIRE | 3PAMS48-HH-MZO5 | PERFECTAIRE ¦ PERFECTAIRE | 1PAMSHH09-SZW-25 ¦ 2PAMSDH09 |  |  | 47500 | 49000 | 21.05 | 11.35 | 9.45 | 2 | 76 | 89 | 207657346
TKS | T5C-48MODU | TKS ¦ TKS | MSAG11B-09HRFN1-MX7W(GA) ¦ MSAG11B-09HRFN1-MX7W(GA) |  |  | 48000 | 49000 | 20.8 | 10.9 | 9.6 | 1.75 | 73 | 67 | 214594934
CENTURY | A-VMH48PV-1 | CENTURY | *** | *** | *** | 47000 | 49000 | 20.9 | 11.7 | 8.9 | 2 | 73 | 87 | 214442638
CENTURY | A-VMH55PV-1 | CENTURY | *** | *** | *** | 55000 | 55000 | 18.8 | 10.5 | 9.3 | 1.9 | 64 | 84 | 214442635
GOODMAN | MST483G22MHAA | GOODMAN ¦ GOODMAN | MSAG11B-09HRFN1-MX7W(GA) ¦ MTIU-09HWFN1-M |  |  | 47500 | 49000 | 21.05 | 11.35 | 9.45 | 2 | 76 | 89 | 214438136
GOODMAN | MST273G22MHAA | GOODMAN ¦ GOODMAN | MSAG11B-09HRFN1-MX7W(GA) ¦ MTIU-09HWFN1-M |  |  | 27000 | 27000 | 19.75 | 11.8 | 9.8 | 1.8 | 84 | 100 | 214438130
ICONIC AIR SOLUTION | ICMZ18BK | ICONIC AIR SOLUTION ¦ ICONIC AIR SOLUTION | IFOD09IK ¦ IFOD09IK |  |  | 19000 | 20000 | 19.75 | 12.25 | 9.15 | 1.83 | 74 | 93 | 214389523
ICONIC AIR SOLUTION | ICMO24CK | ICONIC AIR SOLUTION ¦ ICONIC AIR SOLUTION | IFOD09IK ¦ IFOD09IK |  |  | 27400 | 28000 | 22.25 | 11.95 | 9.2 | 2 | 75 | 67 | 214389505
Kepler | ODUM4OX630-36HFN1-M1X | Kepler | *** | *** | *** | 36000 | 36000 | 19.4 | 12 | 10 | 1.9 | 83 | 100 | 214377786
AI AIR CONDITIONING | A3MO21-27N1-M1 | AI AIR CONDITIONING | *** | *** | *** | 28000 | 28000 | 21 | 11.7 | 9.2 | 2 | 79 | 67 | 214311548
AI AIR CONDITIONING | A2MO21-18N1-M1 | AI AIR CONDITIONING | *** | *** | *** | 18000 | 19000 | 19 | 12 | 9.8 | 2 | 78 | 70 | 214311545
Bladex | B50A-55SPHP1* | Bladex ¦ Bladex | MSEPB-09HRFN1-MY5W(GA) ¦ MTIU-09HWFN1-M |  |  | 55000 | 55000 | 20.4 | 10.5 | 9.4 | 1.9 | 63 | 84 | 214232431
Bladex | B30K-27SPHP1* | Bladex | *** | *** | *** | 27000 | 27000 | 19 | 11.8 | 10 | 1.8 | 85 | 100 | 214232415
ApooDr | AM5OG-55HFN1 | ApooDr ¦ ApooDr | AGN24-09H220V1A ¦ MTIU-09HWFN1-M |  |  | 55000 | 55000 | 19.6 | 10.5 | 9.1 | 1.75 | 65 | 60 | 213927672
MAXI AIR | NE-T53-MULTI36E | MAXI AIR ¦ MAXI AIR | MTIU-09HWFN1-M ¦ MTIU-09HWFN1-M |  |  | 36000 | 37000 | 20.6 | 12.65 | 10.15 | 1.8 | 92 | 93 | 213927624
Nutech | N2OA-27HFN1-M | Nutech | *** | *** | *** | 28000 | 28000 | 21 | 11.7 | 9.2 | 2 | 79 | 67 | 213916267
SLIMAIR | SHC5Z55VE2AG | SLIMAIR ¦ SLIMAIR | SHM09VE2AG ¦ MTIU-09HWFN1-M |  |  | 55000 | 55000 | 19.4 | 10.5 | 9.4 | 1.85 | 64 | 83 | 213886052
E COLD | ECOLD-C27-MS-G0001 | E COLD ¦ E COLD | MSAG11B-09HRFN1-MX7W(GA) ¦ MSAG11B-09HRFN1-MX7W(GA) |  |  | 27400 | 28000 | 22.25 | 11.95 | 9.2 | 2 | 75 | 67 | 213828441
Mitsutomo | HO-MQ36-AC-Q | Mitsutomo | *** | *** | *** | 36000 | 36000 | 19.4 | 12 | 10 | 1.9 | 83 | 100 | 213785769
ZERO | Z5SOV-48HDM-US | ZERO | *** | *** | *** | 47000 | 49000 | 20.9 | 11.7 | 8.9 | 2 | 73 | 87 | 213732669
SENVILLE | SENA-28HF-MOB | SENVILLE ¦ SENVILLE | SENA/09HF/ID ¦ SENA/09HF/IQ |  |  | 28000 | 28000 | 21.5 | 12.1 | 10.05 | 1.8 | 96 | 89 | 213732655
CanAir | C28MC218H22 | CanAir | *** | *** | *** | 19000 | 20000 | 19 | 12 | 9.3 | 1.85 | 80 | 95 | 213479411
TEMP SHIFT | TSM5OA55HFN1M[X] | TEMP SHIFT ¦ TEMP SHIFT | TSMSAG11B12HRFN1MV0W(GA) ¦ TSMTIU12HWFN1M |  |  | 55000 | 55000 | 19.4 | 10.5 | 9.4 | 1.85 | 64 | 83 | 213479403
CONCORD | 4DHP2S18M-1P | CONCORD | *** | *** | *** | 18000 | 19000 | 19 | 12 | 9.8 | 2 | 78 | 70 | 208106828
AirEase | 4DHP2S18M-1P | AirEase | *** | *** | *** | 18000 | 19000 | 19 | 12 | 9.8 | 2 | 78 | 70 | 208106798
Allied | 4DHP2S48M-1P | Allied | *** | *** | *** | 47000 | 49000 | 20.9 | 11.7 | 8.9 | 2 | 73 | 87 | 208106795
Allied | 4DHP2S18M-1P | Allied ¦ Allied | DWM109S4-2P ¦ DMD209S4-1P |  |  | 18000 | 19000 | 20.95 | 12.95 | 10.15 | 2 | 76 | 68 | 208106784
Breeze33 | BZ33-HYP485Z2-G2-P | Breeze33 ¦ Breeze33 | BZ33-DIDU9 ¦ BZ33-HYP09WALL2 |  |  | 47500 | 49000 | 21.35 | 11.7 | 9.35 | 2 | 73 | 89 | 207862109
Breeze33 | BZ33-HYP273Z2-G2-P | Breeze33 ¦ Breeze33 | BZ33-DIDU9 ¦ BZ33-HYP09WALL2 |  |  | 28000 | 28000 | 21.5 | 12.1 | 10.05 | 1.8 | 96 | 89 | 207862103
Conforto | MHMZ548DA | Conforto ¦ Conforto | MHWAL09DA ¦ DHWAL09DA |  |  | 47500 | 49000 | 21.35 | 11.7 | 9.35 | 2 | 73 | 89 | 210605821
Durastar | DRA5H55M1A | Durastar | *** | *** | *** | 55000 | 55000 | 18.8 | 10.5 | 9.3 | 1.9 | 64 | 84 | 210568224
Durastar | DRA5H48M1A | Durastar ¦ Durastar | DRAW09F1A ¦ DRAD09F1A |  |  | 47500 | 49000 | 21.05 | 11.35 | 9.45 | 2 | 76 | 89 | 210568222
AIRDACH | AMSH4800VM1-D | AIRDACH ¦ AIRDACH | MSAG11B-09HRFN1-MX7W(GA) ¦ MTIU-09HWFN1-M |  |  | 48000 | 49000 | 20.8 | 10.9 | 9.6 | 1.75 | 73 | 67 | 210474682
AIRDACH | AMSH1800VM1-D | AIRDACH ¦ AIRDACH | MSAG11B-09HRFN1-MX7W(GA) ¦ MTIU-09HWFN1-M |  |  | 18000 | 19000 | 20 | 12.25 | 10 | 2 | 77 | 68 | 210474673
AIRDACH | AMSH1800VM1-D | AIRDACH | *** | *** | *** | 18000 | 19000 | 19 | 12 | 9.8 | 2 | 78 | 70 | 210474672
CTMorley | MOU-3A27G-2 | CTMorley ¦ CTMorley | MIU-A09D-2 ¦ MIU-A09W-2 |  |  | 27400 | 28000 | 22.25 | 11.95 | 9.2 | 2 | 75 | 67 | 210288133
CTMorley | MOU-2A18G-2 | CTMorley ¦ CTMorley | MIU-A09D-2 ¦ MIU-A09W-2 |  |  | 18000 | 19000 | 20 | 12.25 | 10 | 2 | 77 | 68 | 210288130
KLIMAIRE | KMIR327-H217-2 | KLIMAIRE ¦ KLIMAIRE | KSIH009-H225-IW-2 ¦ KDIP09-H2 |  |  | 27400 | 28000 | 22.25 | 11.95 | 9.2 | 2 | 75 | 67 | 209862189
CLASSIC | MMRSHC27AS3 | CLASSIC | *** | *** | *** | 28000 | 28000 | 21 | 11.7 | 9.2 | 2 | 79 | 67 | 209843037
ECO AIR | M5OA-55HFN1-M-[X] | ECO AIR | *** | *** | *** | 55000 | 55000 | 18.8 | 10.5 | 9.3 | 1.9 | 64 | 84 | 209319651
ECO AIR | M5OG-48HFN1-M-[X] | ECO AIR ¦ ECO AIR | MSEPB-09HRFN1-MY5W(GA) ¦ MTIU-09HWFN1-M |  |  | 47500 | 49000 | 21.35 | 11.7 | 9.35 | 2 | 73 | 89 | 209319649
ECO AIR | M5OG-48HFN1-M-[X] | ECO AIR | *** | *** | *** | 47000 | 49000 | 20.9 | 11.7 | 8.9 | 2 | 73 | 87 | 209319648
MDV | M3OH-27HFN1-MQ1 | MDV | *** | *** | *** | 28000 | 28000 | 19.5 | 11 | 9.1 | 1.8 | 75 | 64 | 208954549
BLUERIDGE | BMM55HHC | BLUERIDGE | *** | *** | *** | 55000 | 55000 | 18.8 | 10.5 | 9.3 | 1.9 | 64 | 84 | 208650623
SLIMAIR | SHC3Z27VC2AG | SLIMAIR ¦ SLIMAIR | SHMZ09VB-2A ¦ SHD09VC2AG |  |  | 27400 | 28000 | 22.25 | 11.95 | 9.2 | 2 | 75 | 67 | 208447953
MDV | M5OA-55HFN1-M-[X](2) | MDV ¦ MDV | CS11M-09HRFN1-MX0W(A) ¦ MTIU-09HWFN1-M |  |  | 55000 | 55000 | 20.4 | 10.5 | 9.4 | 1.9 | 63 | 84 | 208132552
EMI | MHMZ548DA | EMI | *** | *** | *** | 47000 | 49000 | 20.9 | 11.7 | 8.9 | 2 | 73 | 87 | 208121942
Alsetria | M5OG-48HFN1-M | Alsetria ¦ Alsetria | MSEPB-09HRFN1-MY5W(GA) ¦ MTIU-09HWFN1-M |  |  | 48000 | 49000 | 21.95 | 11.65 | 9.2 | 1.75 | 71 | 67 | 208121916
Airlux | AM2M18O/2022 | Airlux ¦ Airlux | AMM09I ¦ AMD09I |  |  | 18000 | 19000 | 20 | 12.25 | 10 | 2 | 77 | 68 | 208119674
DUCANE | 4DHP2S24M-1P | DUCANE ¦ DUCANE | DWM109S4-2P ¦ DMD209S4-1P |  |  | 24000 | 24400 | 22.95 | 12.95 | 9.85 | 1.9 | 86 | 75 | 208106847
CONCORD | 4DHP2S30M-1P | CONCORD ¦ CONCORD | DWM109S4-2P ¦ DMD209S4-1P |  |  | 28000 | 28000 | 22.65 | 12.2 | 9.25 | 2 | 76 | 67 | 208106835
AirEase | 4DHP2S24M-1P | AirEase ¦ AirEase | DWM109S4-2P ¦ DMD209S4-1P |  |  | 24000 | 24400 | 22.95 | 12.95 | 9.85 | 1.9 | 86 | 75 | 208106802
Allied | 4DHP2S30M-1P | Allied ¦ Allied | DWM109S4-2P ¦ DMD209S4-1P |  |  | 28000 | 28000 | 22.65 | 12.2 | 9.25 | 2 | 76 | 67 | 208106790
MIRAGE | OVMH181B | MIRAGE | *** | *** | *** | 18000 | 19000 | 19 | 12 | 9.8 | 2 | 78 | 70 | 207862052
AC PRO.COM | A5OG-48HFN1-M | AC PRO.COM ¦ AC PRO.COM | ASEPB-09HRFN1-MY5W(GA) ¦ ATIU-09HWFN1-M |  |  | 48000 | 49000 | 21.95 | 11.65 | 9.2 | 1.75 | 71 | 67 | 207827132
ACIQ | ACIQ-36Z-HH-M4B | ACIQ ¦ ACIQ | ACIQ-09W-HH-MB ¦ ACIQ-09CD-HH-MB |  |  | 36000 | 37000 | 20.6 | 12.65 | 10.15 | 1.8 | 92 | 93 | 207825584
ACIQ | ACIQ-18Z-HH-M2B | ACIQ ¦ ACIQ | ACIQ-09W-HH-MB ¦ ACIQ-09CD-HH-MB |  |  | 19000 | 20000 | 20.5 | 12.25 | 9.55 | 1.88 | 78 | 97 | 207825578
ACIQ | ACIQ-18Z-HH-M2B | ACIQ | *** | *** | *** | 19000 | 20000 | 19 | 12 | 9.3 | 1.85 | 80 | 95 | 207825577
1HVAC | ACIQ-36Z-HH-M4B | 1HVAC ¦ 1HVAC | ACIQ-09W-HH-MB ¦ ACIQ-09CD-HH-MB |  |  | 36000 | 37000 | 20.6 | 12.65 | 10.15 | 1.8 | 92 | 93 | 207825572
SUNCHILLERS | M18ODU-UL2P | SUNCHILLERS ¦ SUNCHILLERS | M9IDU-UL ¦ MTIU-09HWFN1-M |  |  | 18000 | 19000 | 20.95 | 12.95 | 10.15 | 2 | 76 | 68 | 207804200
Durastar | DRA2U18M1B | Durastar | *** | *** | *** | 18000 | 19000 | 19 | 12 | 9.8 | 2 | 78 | 70 | 207787172
BOSCH | BMS500-AAM018-1CSXHC | BOSCH ¦ BOSCH | BMS500-AAU009-1AHDXB ¦ BMS500-AAU009-1AHDXB |  |  | 19000 | 20000 | 20.5 | 12.25 | 9.55 | 1.88 | 78 | 97 | 207760035
DIRECT AIR | DIRM-27DA25-3Z | DIRECT AIR ¦ DIRECT AIR | DIRM-09HP-WM ¦ DIRM-09HP-DUH |  |  | 28000 | 28000 | 22.8 | 12.2 | 9.35 | 2 | 76 | 67 | 207743778
DIRECT AIR | DIRM-18DA25-2Z | DIRECT AIR | *** | *** | *** | 18000 | 19000 | 19 | 12 | 9.8 | 2 | 78 | 70 | 207743774
AURORA | AU-MU48-2A-U | AURORA ¦ AURORA | AU-BS09HR-2A-I ¦ AU-LCF09-2A-I |  |  | 48000 | 49000 | 20.8 | 10.9 | 9.6 | 1.75 | 73 | 67 | 207743718
ELIOS | DEA18HOM23230X2 | ELIOS | *** | *** | *** | 18000 | 19000 | 19 | 12 | 9.8 | 2 | 78 | 70 | 207742473
ELIOS | DEA18HOM25230X3 | ELIOS | *** | *** | *** | 19000 | 20000 | 19 | 12 | 9.3 | 1.85 | 80 | 95 | 207742461
TK'S | T5C-48HFN1 | TK'S ¦ TK'S | TWM-09HRFN1 ¦ TD-09HWFN1 |  |  | 48000 | 49000 | 20.8 | 10.9 | 9.6 | 1.75 | 73 | 67 | 207742413
C&H | CH-HPR36M-230VO | C&H ¦ C&H | CH-09DKT230VI ¦ CH-09LCDTU/I |  |  | 36000 | 37000 | 20.6 | 12.65 | 10.15 | 1.8 | 92 | 93 | 207742384
C&H | CH-28MES-230VO | C&H ¦ C&H | CH-09DKT230VI ¦ CH-09LCDTU/I |  |  | 28000 | 28000 | 22.8 | 12.2 | 9.35 | 2 | 76 | 67 | 207742366
TK'S | T5C-48HFN1* | TK'S ¦ TK'S | TWM-09HRFN1 ¦ MTIU-09HWFN1-M |  |  | 48000 | 49000 | 20.8 | 10.9 | 9.6 | 1.75 | 73 | 67 | 212528017
Custom Comfort | CCOXHAMZ555HP | Custom Comfort ¦ Custom Comfort | CCOXHASD09 ¦ CCOXHAWM09 |  |  | 55000 | 55000 | 20.4 | 10.5 | 9.4 | 1.9 | 63 | 84 | 212365444
MDV | M3OK-27HFN1-M | MDV ¦ MDV | MSEPB-09HRFN1-MY5W(GA) ¦ MTIU-09HWFN1-M |  |  | 27000 | 27000 | 20.4 | 12 | 10 | 1.8 | 85 | 100 | 212360176
STEALTH | ES-27Z-M3B | STEALTH | *** | *** | *** | 28000 | 28000 | 21 | 11.7 | 9.2 | 2 | 79 | 67 | 212316210
STEALTH | ES-18Z-M2B | STEALTH ¦ STEALTH | ACIQ-09CD-HH-MB ¦ ACIQ-09W-HH-MC |  |  | 18000 | 19000 | 20.95 | 12.95 | 10.15 | 2 | 76 | 68 | 212316208
STEALTH | ACIQ-27Z-HH-M3B | STEALTH | *** | *** | *** | 28000 | 28000 | 20 | 11.7 | 9.5 | 1.8 | 96 | 89 | 212316175
PolarWave | ACIQ-55Z-HH-M5B | PolarWave ¦ PolarWave | ACIQ-09CD-HH-MB ¦ ACIQ-09W-HH-MC |  |  | 55000 | 55000 | 20.4 | 10.5 | 9.4 | 1.9 | 63 | 84 | 212316119
PolarWave | ACIQ-48Z-HH-M5B | PolarWave ¦ PolarWave | ACIQ-09CD-HH-MB ¦ ACIQ-09W-HH-MB |  |  | 47500 | 49000 | 21.35 | 11.7 | 9.35 | 2 | 73 | 89 | 212316096
Daizuki | DXFM-2723-3Z | Daizuki | *** | *** | *** | 28000 | 28000 | 21 | 11.7 | 9.2 | 2 | 79 | 67 | 211994915
DUOHOME | D2OA-18HFN1-M | DUOHOME | *** | *** | *** | 18000 | 19000 | 19 | 12 | 9.8 | 2 | 78 | 70 | 211911389
LPS Legacy | DLCMHBH48EAK | LPS Legacy ¦ LPS Legacy | DLFSHBH09XAK ¦ DLFSDAH09XAK |  |  | 47500 | 49000 | 21.05 | 11.35 | 9.45 | 2 | 76 | 89 | 211756611
Mitsutomo | HO-MP55-AB-Q | Mitsutomo | *** | *** | *** | 55000 | 55000 | 18.8 | 10.5 | 9.3 | 1.9 | 64 | 84 | 211306414
Mitsutomo | HO-MP48-AB-Q | Mitsutomo ¦ Mitsutomo | HW-UZ09-AB-Q ¦ MTIU-09HWFN1-M |  |  | 47500 | 49000 | 21.05 | 11.35 | 9.45 | 2 | 76 | 89 | 211306412
PERFECTAIRE | 3PAMS55-HH-MZO5 | PERFECTAIRE ¦ PERFECTAIRE | 1PAMSHH09-SZW-25 ¦ 2PAMSDH09 |  |  | 55000 | 55000 | 19.4 | 10.5 | 9.4 | 1.85 | 64 | 83 | 211253534
DIYCOOL | ES-18Z-M2B | DIYCOOL ¦ DIYCOOL | ACIQ-09W-HH-MB ¦ ACIQ-09CD-HH-MB |  |  | 18000 | 19000 | 20.95 | 12.95 | 10.15 | 2 | 76 | 68 | 210857403
1HVAC | ES-18Z-M2B | 1HVAC | *** | *** | *** | 18000 | 19000 | 19 | 12 | 9.8 | 2 | 78 | 70 | 210857366
Cooper&Hunter | CH-HPR48M-230VO | Cooper&Hunter ¦ Cooper&Hunter | CH-09DKT230VI ¦ CH-09LCDTU/I |  |  | 47500 | 49000 | 21.35 | 11.7 | 9.35 | 2 | 73 | 89 | 210799638
Cooper&Hunter | CH-48MES-230VO | Cooper&Hunter ¦ Cooper&Hunter | CH-09DKT230VI ¦ CH-09LCDTU/I |  |  | 48000 | 49000 | 21.95 | 11.65 | 9.2 | 1.75 | 71 | 67 | 210799627
MDV | M4OI-36HFN1-M-L | MDV ¦ MDV | CS11M-09HRFN1-MX0W(A) ¦ MTIU-09HWFN1-M |  |  | 36000 | 37000 | 20.5 | 12.65 | 10.15 | 1.8 | 92 | 93 | 210644067
Conforto | MHMZ436DA | Conforto ¦ Conforto | MHWAL09DA ¦ DHWAL09DA |  |  | 36000 | 37000 | 20.6 | 12.65 | 10.15 | 1.8 | 92 | 93 | 210605818
Durastar | DRA5H55M1A | Durastar ¦ Durastar | DRAW09F1A ¦ DRAD09F1A |  |  | 55000 | 55000 | 19.4 | 10.5 | 9.4 | 1.85 | 64 | 83 | 210568225
Durastar | DRA5U55M1B | Durastar ¦ Durastar | DRAW09F1A ¦ DRAD09F1A |  |  | 55000 | 55000 | 19.6 | 10.5 | 9.1 | 1.75 | 65 | 60 | 210568210
AIRDACH | AMSH2700VM1-D | AIRDACH ¦ AIRDACH | MSAG11B-09HRFN1-MX7W(GA) ¦ MTIU-09HWFN1-M |  |  | 27400 | 28000 | 22.25 | 11.95 | 9.2 | 2 | 75 | 67 | 210474676
MRCOOL | DIY-MULTI5-48HP230C | MRCOOL ¦ MRCOOL | DUCT-09HP-230 ¦ O-09-HP-WMAH-230A |  |  | 48500 | 48500 | 20.05 | 11.1 | 9.5 | 1.78 | 73 | 64 | 210410110
CTMorley | MOU-4A36H-2 | CTMorley ¦ CTMorley | MIU-A09D-2 ¦ MIU-A09W-2 |  |  | 36000 | 37000 | 19.5 | 12.1 | 9.85 | 1.8 | 95 | 93 | 210288148
DUCTLESSAIRE | DA48-5Z-O | DUCTLESSAIRE ¦ DUCTLESSAIRE | MSAG11B-09HRFN1-MX7W(GA) ¦ MTIU-09HWFN1-M |  |  | 48000 | 49000 | 20.8 | 10.9 | 9.6 | 1.75 | 73 | 67 | 209862299
KLIMAIRE | KMIR430-H217-2 | KLIMAIRE | *** | *** | *** | 30000 | 30000 | 20 | 12 | 9.2 | 1.9 | 90 | 60 | 209862191
KLIMAIRE | KMIR218-H221-2 | KLIMAIRE ¦ KLIMAIRE | KSIH009-H225-IW-2 ¦ KDIP09-H2 |  |  | 18000 | 19000 | 20 | 12.25 | 10 | 2 | 77 | 68 | 209862183
TGM | MMRSHT18AS2 | TGM | *** | *** | *** | 18000 | 19000 | 19 | 12 | 9.8 | 2 | 78 | 70 | 209843046
CLASSIC | MMRSHC48AS5 | CLASSIC ¦ CLASSIC | MSAG11B-09HRFN1-MX7W(GA) ¦ MTIU-09HWFN1-M |  |  | 48000 | 49000 | 20.8 | 10.9 | 9.6 | 1.75 | 73 | 67 | 209843044
THERMOCORE SYSTEMS | T423D-H224-C | THERMOCORE SYSTEMS ¦ THERMOCORE SYSTEMS | T3-OS209-EW ¦ MTIU-09HWFN1-M |  |  | 24000 | 24400 | 22.95 | 12.95 | 9.85 | 1.9 | 86 | 75 | 209549028
ECO AIR | M5OA-55HFN1-M-[X] | ECO AIR ¦ ECO AIR | MSEPB-09HRFN1-MY5W(GA) ¦ MTIU-09HWFN1-M |  |  | 55000 | 55000 | 20.4 | 10.5 | 9.4 | 1.9 | 63 | 84 | 209319652
ECO AIR | M4OI-36HFN1-M | ECO AIR ¦ ECO AIR | MSEPB-09HRFN1-MY5W(GA) ¦ MTIU-09HWFN1-M |  |  | 36000 | 37000 | 20.6 | 12.65 | 10.15 | 1.8 | 92 | 93 | 209319646
ECO AIR | M2OI-18HFN1-M | ECO AIR ¦ ECO AIR | MSEPB-09HRFN1-MY5W(GA) ¦ MTIU-09HWFN1-M |  |  | 19000 | 20000 | 20.5 | 12.25 | 9.55 | 1.88 | 78 | 97 | 209319640
MRCOOL | DIY-MULTI4-36HP230C | MRCOOL | *** | *** | *** | 36000 | 37000 | 18 | 10.5 | 9 | 2 | 62 | 65 | 208959771
MRCOOL | MULTI2-18HP230B | MRCOOL | *** | *** | *** | 18000 | 19000 | 19 | 12 | 9.8 | 2 | 78 | 70 | 208552830
TRUST AIR CONDITIONERS | M2H18H/O4S4P | TRUST AIR CONDITIONERS ¦ TRUST AIR CONDITIONERS | IUMDL09H/I43P ¦ IS09H/I4S41P |  |  | 19000 | 20000 | 20.5 | 12.25 | 9.55 | 1.88 | 78 | 97 | 208284487
DUCTLESSAIRE | DA27-3Z-0* | DUCTLESSAIRE ¦ DUCTLESSAIRE | MSAG11B-09HRFN1-MX7W(GA) ¦ MTIU-09HWFN1-M |  |  | 27400 | 28000 | 22.25 | 11.95 | 9.2 | 2 | 75 | 67 | 208136326
ELIOS | DEA55HOM25230X3 | ELIOS ¦ ELIOS | DE09HIW23230E3 ¦ DM09HIW23230E3 |  |  | 55000 | 55000 | 20.4 | 10.5 | 9.4 | 1.9 | 63 | 84 | 208136315
MDV | M5OA-55HFN1-M-[X]*(2) | MDV | *** | *** | *** | 55000 | 55000 | 18.8 | 10.5 | 9.3 | 1.9 | 64 | 84 | 208132544
SEA BREEZE+ | MZ48H424ZMO | SEA BREEZE+ ¦ SEA BREEZE+ | WM9H424ZMI ¦ D9H424ZMI |  |  | 48000 | 49000 | 20.8 | 10.9 | 9.6 | 1.75 | 73 | 67 | 208128293
PIONEER | YN050GMFI22M5E | PIONEER ¦ PIONEER | MSAG11B-09HRFN1-MX7W(GA) ¦ MTIU-09HWFN1-M |  |  | 48000 | 49000 | 20.8 | 10.9 | 9.6 | 1.75 | 73 | 67 | 208121972
PIONEER | YN020GMFI22M2E | PIONEER | *** | *** | *** | 18000 | 19000 | 19 | 12 | 9.8 | 2 | 78 | 70 | 208121962
EMI | MHMZ218DA | EMI | *** | *** | *** | 19000 | 20000 | 19 | 12 | 9.3 | 1.85 | 80 | 95 | 208121933
DUCANE | 4DHP2S30M-1P | DUCANE ¦ DUCANE | DWM109S4-2P ¦ DMD209S4-1P |  |  | 28000 | 28000 | 22.65 | 12.2 | 9.25 | 2 | 76 | 67 | 208106850
DUCANE | 4DHP2S18M-1P | DUCANE | *** | *** | *** | 18000 | 19000 | 19 | 12 | 9.8 | 2 | 78 | 70 | 208106843
TKS | T2C-18MODU | TKS | *** | *** | *** | 18000 | 19000 | 19 | 12 | 9.8 | 2 | 78 | 70 | 214594924
COMFORTSTAR | CVH-60-5SH | COMFORTSTAR | *** | *** | *** | 55000 | 55000 | 18.8 | 10.5 | 9.3 | 1.9 | 64 | 84 | 214594898
CENTURY | A-VMH48PV-1 | CENTURY ¦ CENTURY | B-VMH06SV-1 ¦ B-VMH09DU-1 |  |  | 47500 | 49000 | 21.35 | 11.7 | 9.35 | 2 | 73 | 89 | 214442639
CENTURY | A-VMH55PV-1 | CENTURY ¦ CENTURY | B-VMH06SV-1 ¦ B-VMH09DU-1 |  |  | 55000 | 55000 | 20.4 | 10.5 | 9.4 | 1.9 | 63 | 84 | 214442636
GOODMAN | MST363G22MHAA | GOODMAN ¦ GOODMAN | MSAG11B-09HRFN1-MX7W(GA) ¦ MTIU-09HWFN1-M |  |  | 36000 | 36000 | 20.2 | 12 | 10.45 | 1.93 | 79 | 100 | 214438133
GOODMAN | MST183G22MHAA | GOODMAN ¦ GOODMAN | MSAG11B-09HRFN1-MX7W(GA) ¦ MTIU-09HWFN1-M |  |  | 19000 | 20000 | 19.75 | 12.25 | 9.15 | 1.83 | 74 | 93 | 214438127
Multi MFG | 55MPC5-HH-A | Multi MFG | *** | *** | *** | 55000 | 55000 | 18.8 | 10.5 | 9.3 | 1.9 | 64 | 84 | 214432064
Multi MFG | 28MPC3-HH-A | Multi MFG | *** | *** | *** | 28000 | 28000 | 20 | 11.7 | 9.5 | 1.8 | 96 | 89 | 214432061
CENTURY | A-VMH36QV-1A | CENTURY ¦ CENTURY | B-VMH06SV-1 ¦ B-VMH09DU-1 |  |  | 36000 | 36000 | 20.9 | 12.25 | 10.45 | 1.95 | 79 | 101 | 214415110
ICONIC AIR SOLUTION | ICMZ48EK | ICONIC AIR SOLUTION | *** | *** | *** | 47000 | 49000 | 20.9 | 11.7 | 8.9 | 2 | 73 | 87 | 214389534
ICONIC AIR SOLUTION | ICMZ18BK | ICONIC AIR SOLUTION | *** | *** | *** | 19000 | 20000 | 19 | 12 | 9.3 | 1.85 | 80 | 95 | 214389522
ICONIC AIR SOLUTION | ICM60EK | ICONIC AIR SOLUTION ¦ ICONIC AIR SOLUTION | IFOD09IK ¦ IFOD09IK |  |  | 55000 | 55000 | 19.6 | 10.5 | 9.1 | 1.75 | 65 | 60 | 214389520
ICONIC AIR SOLUTION | ICM30DK | ICONIC AIR SOLUTION | *** | *** | *** | 30000 | 30000 | 20 | 12 | 9.2 | 1.9 | 90 | 60 | 214389511
ICONIC AIR SOLUTION | ICMO27CK | ICONIC AIR SOLUTION ¦ ICONIC AIR SOLUTION | IFOD09IK ¦ IFOD09IK |  |  | 27400 | 28000 | 22.25 | 11.95 | 9.2 | 2 | 75 | 67 | 214389508
ICONIC AIR SOLUTION | ICMO18BK | ICONIC AIR SOLUTION ¦ ICONIC AIR SOLUTION | IFOD09IK ¦ IFOD09IK |  |  | 18000 | 19000 | 20 | 12.25 | 10 | 2 | 77 | 68 | 214389502
FRANKLIN | MST483F25MHAA | FRANKLIN | *** | *** | *** | 47000 | 49000 | 20.9 | 11.7 | 8.9 | 2 | 73 | 87 | 214383449
FRANKLIN | MST363F25MHAA | FRANKLIN ¦ FRANKLIN | MSH093F25AXAA ¦ MTIU-09HWFN1-M |  |  | 36000 | 36000 | 20.9 | 12.25 | 10.45 | 1.95 | 79 | 101 | 214383447
FRANKLIN | MST183F25MHAA | FRANKLIN ¦ FRANKLIN | MSH093F25AXAA ¦ MTIU-09HWFN1-M |  |  | 19000 | 20000 | 20.5 | 12.25 | 9.55 | 1.88 | 78 | 97 | 214383441
Kepler | ODUM5OG-48HFN1-M-[X] | Kepler | *** | *** | *** | 47000 | 49000 | 20.9 | 11.7 | 8.9 | 2 | 73 | 87 | 214377789
Kepler | ODUM4OX630-36HFN1-M1X | Kepler ¦ Kepler | IDUMSEPB-09HRFN1MY5W(GA) ¦ IDUMTIU-09HWFN1-M |  |  | 36000 | 36000 | 20.9 | 12.25 | 10.45 | 1.95 | 79 | 101 | 214377787
Kepler | ODUM3OK-27HFN1-M | Kepler | *** | *** | *** | 27000 | 27000 | 19 | 11.8 | 10 | 1.8 | 85 | 100 | 214377780
Kepler | ODUM2OI-18HFN1-M | Kepler | *** | *** | *** | 19000 | 20000 | 19 | 12 | 9.3 | 1.85 | 80 | 95 | 214377777
AI AIR CONDITIONING | A5MO21-55N1-M1 | AI AIR CONDITIONING ¦ AI AIR CONDITIONING | AW25-09N1-M1 ¦ MTIU-09HWFN1-M |  |  | 55000 | 55000 | 19.6 | 10.5 | 9.1 | 1.75 | 65 | 60 | 214311558
AI AIR CONDITIONING | A5MO21-48N1-M1 | AI AIR CONDITIONING ¦ AI AIR CONDITIONING | AW25-09N1-M1 ¦ MTIU-09HWFN1-M |  |  | 48000 | 49000 | 20.8 | 10.9 | 9.6 | 1.75 | 73 | 67 | 214311555
AI AIR CONDITIONING | A2MO21-18N1-M1 | AI AIR CONDITIONING ¦ AI AIR CONDITIONING | AW25-09N1-M1 ¦ MTIU-09HWFN1-M |  |  | 18000 | 19000 | 20 | 12.25 | 10 | 2 | 77 | 68 | 214311546
KERR | A-KMH55PV-1 | KERR ¦ KERR | B-KMH09DU-1 ¦ B-KMH09DU-1 |  |  | 55000 | 55000 | 20.4 | 10.5 | 9.4 | 1.9 | 63 | 84 | 214232460
COMFORT-AIRE | A-VMH55PV-1 | COMFORT-AIRE | *** | *** | *** | 55000 | 55000 | 18.8 | 10.5 | 9.3 | 1.9 | 64 | 84 | 214232456
Multi MFG | 48MPC5-HH-A | Multi MFG ¦ Multi MFG | MSEPB-09HRFN1-MY5W(GA) ¦ MTIU-09HWFN1-M |  |  | 47500 | 49000 | 21.35 | 11.7 | 9.35 | 2 | 73 | 89 | 214232443
Multi MFG | 36MPC4-HH-A | Multi MFG ¦ Multi MFG | MSEPB-09HRFN1-MY5W(GA) ¦ MTIU-09HWFN1-M |  |  | 36000 | 37000 | 20.6 | 12.65 | 10.15 | 1.8 | 92 | 93 | 214232440
Bladex | B50A-55SPHP1* | Bladex | *** | *** | *** | 55000 | 55000 | 18.8 | 10.5 | 9.3 | 1.9 | 64 | 84 | 214232430
Bladex | B50G-48SPHP1* | Bladex ¦ Bladex | MSEPB-09HRFN1-MY5W(GA) ¦ MTIU-09HWFN1-M |  |  | 47500 | 49000 | 21.35 | 11.7 | 9.35 | 2 | 73 | 89 | 214232428
Bladex | B50G-48SPHP1* | Bladex | *** | *** | *** | 47000 | 49000 | 20.9 | 11.7 | 8.9 | 2 | 73 | 87 | 214232427
Bladex | B40X-36SPHP1S* | Bladex ¦ Bladex | MSEPB-09HRFN1-MY5W(GA) ¦ MTIU-09HWFN1-M |  |  | 36000 | 36000 | 20.9 | 12.25 | 10.45 | 1.95 | 79 | 101 | 214232425
Bladex | B30I-28SPHP1* | Bladex ¦ Bladex | MSEPB-09HRFN1-MY5W(GA) ¦ MTIU-09HWFN1-M |  |  | 28000 | 28000 | 21.5 | 12.1 | 10.05 | 1.8 | 96 | 89 | 214232419
Bladex | B30K-27SPHP1* | Bladex ¦ Bladex | MSEPB-09HRFN1-MY5W(GA) ¦ MTIU-09HWFN1-M |  |  | 27000 | 27000 | 20.4 | 12 | 10 | 1.8 | 85 | 100 | 214232416
Bladex | B20I-18SPHP1* | Bladex ¦ Bladex | MSEPB-09HRFN1-MY5W(GA) ¦ MTIU-09HWFN1-M |  |  | 19000 | 20000 | 20.5 | 12.25 | 9.55 | 1.88 | 78 | 97 | 214232413
Bladex | B20I-18SPHP1* | Bladex | *** | *** | *** | 19000 | 20000 | 19 | 12 | 9.3 | 1.85 | 80 | 95 | 214232412
Bladex | B30I-28SPHP1 | Bladex ¦ Bladex | BWM11B-09HWIU ¦ MTIU-09HWFN1-M |  |  | 28000 | 28000 | 21.3 | 11.75 | 9.65 | 1.8 | 94 | 89 | 214065610
Bladex | BME50A-55SPHP1 | Bladex ¦ Bladex | BWM11B-09HWIU ¦ BWM11B-09HWIU |  |  | 55000 | 55000 | 19.6 | 10.5 | 9.1 | 1.75 | 65 | 60 | 213927669
Bladex | BME50G-48SPHP1 | Bladex ¦ Bladex | BWM11B-09HWIU ¦ MTIU-09HWFN1-M |  |  | 48000 | 49000 | 20.8 | 10.9 | 9.6 | 1.75 | 73 | 67 | 213927666
Bladex | BME30J-27SPHP1 | Bladex ¦ Bladex | BWM11B-09HWIU ¦ MTIU-09HWFN1-M |  |  | 27400 | 28000 | 22.25 | 11.95 | 9.2 | 2 | 75 | 67 | 213927660
Bladex | BME20A-18SPHP1 | Bladex ¦ Bladex | BWM11B-09HWIU ¦ MTIU-09HWFN1-M |  |  | 18000 | 19000 | 20 | 12.25 | 10 | 2 | 77 | 68 | 213927657
Bladex | BME20A-18SPHP1 | Bladex | *** | *** | *** | 18000 | 19000 | 19 | 12 | 9.8 | 2 | 78 | 70 | 213927656
MAXI AIR | NE-T53-MULTI28E | MAXI AIR | *** | *** | *** | 28000 | 28000 | 20 | 11.7 | 9.5 | 1.8 | 96 | 89 | 213927620
QUEBEC VAIR | NE-T53-MULTI28E | QUEBEC VAIR | *** | *** | *** | 28000 | 28000 | 20 | 11.7 | 9.5 | 1.8 | 96 | 89 | 213927614
DAIKIN | 3MXLH24WVJU* | DAIKIN ¦ DAIKIN | FTXS09WVJU* ¦ FDMQ09WVJU* |  |  | 24000 | 24000 | 16.5 | 10.1 | 8.4 | 1.8 | 63 | 83 | 212604430
DAIKIN | 4MXLH36WVJU* | DAIKIN ¦ DAIKIN | FTXS09WVJU* ¦ FDMQ09WVJU* |  |  | 34400 | 35600 | 18 | 10.5 | 8.3 | 1.8 | 62 | 99 | 212604432
DAIKIN | 2MXS18WMVJU* | DAIKIN ¦ DAIKIN | FTXS09WVJU* ¦ FDMQ09WVJU* |  |  | 17500 | 18500 | 15.2 | 10.3 | 8.2 | 1.8 | 65 | 68 | 210800984
DAIKIN | 3MXS24WMVJU* | DAIKIN ¦ DAIKIN | FTXS09WVJU* ¦ FDMQ09WVJU* |  |  | 24000 | 24000 | 16.5 | 10.1 | 8.8 | 1.8 | 63 | 79 | 210800985
DAIKIN | 2MXL18WMVJU* | DAIKIN ¦ DAIKIN | FTXS09WVJU* ¦ FDMQ09WVJU* |  |  | 17800 | 18500 | 15.2 | 10.5 | 8.2 | 1.8 | 64 | 86 | 210800988
DAIKIN | 3MXL24WMVJU* | DAIKIN ¦ DAIKIN | FTXS09WVJU* ¦ FDMQ09WVJU* |  |  | 24000 | 24000 | 16.5 | 10.1 | 8.8 | 1.8 | 63 | 83 | 210800989
DAIKIN | 4MXL36WVJU* | DAIKIN ¦ DAIKIN | FTXS09WVJU* ¦ FDMQ09WVJU* |  |  | 34400 | 35600 | 18 | 10.5 | 8.6 | 1.8 | 62 | 99 | 210800990
GE Appliances | ASH324NCDD** | GE Appliances ¦ GE Appliances | USYM07UCDD** ¦ USYM07UCDD** |  |  | 21600 | 26000 | 18.25 | 11.5 | 9.85 | 1.87 | 66 | 77 | 210474663
GE Appliances | ASH220NCDD** | GE Appliances ¦ GE Appliances | USYM09UCDSA* ¦ USYM09UCDSA* |  |  | 17600 | 22000 | 17 | 11.5 | 10 | 1.92 | 65 | 83 | 210474662
HAIER | 3U24EH2HD** | HAIER ¦ HAIER | USYM07UCDD** ¦ USYM07UCDD** |  |  | 21600 | 26000 | 18.25 | 11.5 | 9.85 | 1.87 | 66 | 77 | 210474660
HAIER | 2U20EH2HD** | HAIER ¦ HAIER | USYM09UCDSA* ¦ USYM09UCDSA* |  |  | 17600 | 22000 | 17 | 11.5 | 10 | 1.92 | 65 | 83 | 210474659
GE Appliances | ASH324NCDD** | GE Appliances | *** | *** | *** | 21400 | 26000 | 17 | 11 | 9.5 | 1.85 | 67 | 81 | 210154194
GE Appliances | ASH220NCDD** | GE Appliances | *** | *** | *** | 17200 | 22000 | 16 | 11 | 9.8 | 1.85 | 67 | 82 | 210154190
HAIER | 2U20EH2HD** | HAIER | *** | *** | *** | 17200 | 22000 | 16 | 11 | 9.8 | 1.85 | 67 | 82 | 210151026
HAIER | 3U24EH2HD** | HAIER | *** | *** | *** | 21400 | 26000 | 17 | 11 | 9.5 | 1.85 | 67 | 81 | 210082199
GE Appliances | ASH324JCDD** | GE Appliances ¦ GE Appliances | USYM07UCDD** ¦ USYM07UCDD** |  |  | 22600 | 25000 | 19 | 11.9 | 9.5 | 1.8 | 63 | 45 | 207722668
HAIER | 3U24MS2HD** | HAIER ¦ HAIER | USYM07UCDD** ¦ USYM07UCDD** |  |  | 22600 | 25000 | 19 | 11.9 | 9.5 | 1.8 | 63 | 45 | 207722664
HAIER | MVHP036MV2AA | HAIER | *** | *** | *** | 36000 | 40000 | 15.5 | 10.5 | 8.4 | 1.8 | 59 | 50 | 10316370
HISENSE | AMW3-24U3SAA | HISENSE | *** | *** | *** | 24000 | 24600 | 21 | 12.1 | 8.6 | 1.84 | 59 | 98 | 203446790
HISENSE | AMW4-36U3STA | HISENSE | *** | *** | *** | 32000 | 37600 | 19.5 | 12 | 8.9 | 1.84 | 61 | 96 | 203459336
HISENSE | AMW3-24U3SAA | HISENSE ¦ HISENSE | AST-09UW3SVG**01 ¦ ADT-09UX3SBL |  |  | 24000 | 24200 | 21.5 | 12.3 | 8.825 | 1.84 | 61 | 99 | 203978167
HISENSE | AMW4-36U3STA | HISENSE ¦ HISENSE | AST-09UW3SVG**01 ¦ ADT-09UX3SBL |  |  | 32000 | 37000 | 20.25 | 12.25 | 8.95 | 1.84 | 61 | 97 | 203978168
FRIEDRICH | FPHMR36A3A | FRIEDRICH | *** | *** | *** | 32000 | 37600 | 19.5 | 12 | 8.9 | 1.84 | 61 | 96 | 203996910
FRIEDRICH | FPHMR24A3A | FRIEDRICH ¦ FRIEDRICH | FPHFW09A3B ¦ FPHFD09A3A |  |  | 24000 | 24200 | 21.5 | 12.3 | 8.825 | 1.84 | 61 | 99 | 203999079
FRIEDRICH | FPHMR36A3A | FRIEDRICH ¦ FRIEDRICH | FPHFW09A3B ¦ FPHFD09A3A |  |  | 32000 | 37000 | 20.25 | 12.25 | 8.95 | 1.84 | 61 | 97 | 203999080
FRIEDRICH | FPHMR24A3A | FRIEDRICH | *** | *** | *** | 24000 | 24600 | 21 | 12.1 | 8.6 | 1.84 | 59 | 98 | 204005731
HAXXAIR | HVHM-24T2D | HAXXAIR | *** | *** | *** | 24000 | 24600 | 21 | 12.1 | 8.6 | 1.84 | 59 | 98 | 204032224
HAXXAIR | HVHM-36T2D | HAXXAIR | *** | *** | *** | 32000 | 37600 | 19.5 | 12 | 8.9 | 1.84 | 61 | 96 | 204032225
HAXXAIR | HVHM-24T2D | HAXXAIR ¦ HAXXAIR | HAH-09T2D ¦ HAHS-09T2D |  |  | 24000 | 24200 | 21.5 | 12.3 | 8.825 | 1.84 | 61 | 99 | 204032226
HAXXAIR | HVHM-36T2D | HAXXAIR ¦ HAXXAIR | HAH-09T2D ¦ HAHS-09T2D |  |  | 32000 | 37000 | 20.25 | 12.25 | 8.95 | 1.84 | 61 | 97 | 204032227
AIR-CON | AMSCI4H4S24 | AIR-CON ¦ AIR-CON | ABXEM4H4S09 ¦ ASLEK4H4S09 |  |  | 24000 | 24200 | 21.5 | 12.3 | 8.825 | 1.84 | 61 | 99 | 204462796
AIR-CON | AMSCI4H4S36 | AIR-CON ¦ AIR-CON | ABXEM4H4S09 ¦ ASLEK4H4S09 |  |  | 32000 | 37000 | 20.25 | 12.25 | 8.95 | 1.84 | 61 | 97 | 204462797
AIR-CON | AMSCI4H4S24 | AIR-CON | *** | *** | *** | 24000 | 24600 | 21 | 12.1 | 8.6 | 1.84 | 59 | 98 | 204462798
AIR-CON | AMSCI4H4S36 | AIR-CON | *** | *** | *** | 32000 | 37600 | 19.5 | 12 | 8.9 | 1.84 | 61 | 96 | 204462799
DIAL | 24000Z-03-O | DIAL | *** | *** | *** | 24000 | 24600 | 21 | 12.1 | 8.6 | 1.84 | 59 | 98 | 204793304
DIAL | 36000Z-04-O | DIAL | *** | *** | *** | 32000 | 37600 | 19.5 | 12 | 8.9 | 1.84 | 61 | 96 | 204793305
HISENSE | AMW2-18U3SFA | HISENSE | *** | *** | *** | 18000 | 20200 | 19 | 11.5 | 9.4 | 1.84 | 63 | 89 | 204816625
HISENSE | AMW2-18U3SFA | HISENSE ¦ HISENSE | AST-09UW3SVG**01 ¦ ADT-09UX3SBL |  |  | 18000 | 20000 | 20 | 12.25 | 9.45 | 1.84 | 64 | 90 | 204816954
HISENSE | AMW5-42U3STA | HISENSE | *** | *** | *** | 41000 | 45000 | 18 | 10 | 8.8 | 1.84 | 63 | 80 | 205123811
HISENSE | AMW5-42U3STA | HISENSE ¦ HISENSE | AST-09UW3SVG**01 ¦ ADT-09UX3SBL |  |  | 41500 | 43000 | 19 | 10.25 | 8.875 | 1.84 | 64 | 84 | 205123813
FRIEDRICH | FPHMR42A3A | FRIEDRICH | *** | *** | *** | 41000 | 45000 | 18 | 10 | 8.8 | 1.84 | 63 | 80 | 205141511
FRIEDRICH | FPHMR42A3A | FRIEDRICH ¦ FRIEDRICH | FPHFW09A3B ¦ FPHFD09A3A |  |  | 41500 | 43000 | 19 | 10.25 | 8.875 | 1.84 | 64 | 84 | 205141513
AIR-CON | AMSCI4H4S42 | AIR-CON | *** | *** | *** | 41000 | 45000 | 18 | 10 | 8.8 | 1.84 | 63 | 80 | 205150425
AIR-CON | AMSCI4H4S42 | AIR-CON ¦ AIR-CON | ABXEM4H4S09 ¦ ASLEK4H4S09 |  |  | 41500 | 43000 | 19 | 10.25 | 8.875 | 1.84 | 64 | 84 | 205150427
FRIEDRICH | FPHMR18A3A | FRIEDRICH | *** | *** | *** | 18000 | 20200 | 19 | 11.5 | 9.4 | 1.84 | 63 | 89 | 205150428
FRIEDRICH | FPHMR18A3A | FRIEDRICH ¦ FRIEDRICH | FPHFW09A3B ¦ FPHFD09A3A |  |  | 18000 | 20000 | 20 | 12.25 | 9.45 | 1.84 | 64 | 90 | 205150430
AIR-CON | AMSCI4H4S18 | AIR-CON | *** | *** | *** | 18000 | 20200 | 19 | 11.5 | 9.4 | 1.84 | 63 | 89 | 205150431
AIR-CON | AMSCI4H4S18 | AIR-CON ¦ AIR-CON | ABXEM4H4S09 ¦ ASLEK4H4S09 |  |  | 18000 | 20000 | 20 | 12.25 | 9.45 | 1.84 | 64 | 90 | 205150433
ZEPHYR | ZE-18M222SCO | ZEPHYR ¦ ZEPHYR | ZE-09CA22INT ¦ ZE-09CA22DUC |  |  | 18000 | 20000 | 20 | 12.25 | 9.45 | 1.84 | 64 | 90 | 206346129
ZEPHYR | ZE-24M322SCO | ZEPHYR ¦ ZEPHYR | ZE-09CA22INT ¦ ZE-09CA22DUC |  |  | 24000 | 24200 | 21.5 | 12.3 | 8.825 | 1.84 | 61 | 99 | 206346131
ZEPHYR | ZE-42M522SCO | ZEPHYR ¦ ZEPHYR | ZE-09CA22INT ¦ ZE-09CA22DUC |  |  | 41500 | 43000 | 19 | 10.25 | 8.875 | 1.84 | 64 | 84 | 206346135
AZUR | AZ-24M322SCO | AZUR ¦ AZUR | AZ-09CA22INT ¦ AZ-09CA22DUC |  |  | 24000 | 24200 | 21.5 | 12.3 | 8.825 | 1.84 | 61 | 99 | 206346137
AZUR | AZ-42M522SCO | AZUR ¦ AZUR | AZ-09CA22INT ¦ AZ-09CA22DUC |  |  | 41500 | 43000 | 19 | 10.25 | 8.875 | 1.84 | 64 | 84 | 206346141
AZUR | AZ-36M422SCO | AZUR ¦ AZUR | AZ-09CA22INT ¦ AZ-09CA22DUC |  |  | 32000 | 37000 | 20.25 | 12.25 | 8.95 | 1.84 | 61 | 97 | 206347269
ZEPHYR | ZE-36M422SCO | ZEPHYR ¦ ZEPHYR | ZE-09CA22INT ¦ ZE-09CA22DUC |  |  | 32000 | 37000 | 20.25 | 12.25 | 8.95 | 1.84 | 61 | 97 | 206347271
Innovair | VOM18H7R2P7 | Innovair | *** | *** | *** | 18000 | 20200 | 19 | 11.5 | 9.4 | 1.84 | 63 | 89 | 207821947
Innovair | VOM18H7R2P7 | Innovair ¦ Innovair | VWM10H7F7 ¦ VTM10H7C7 |  |  | 18000 | 20000 | 20 | 12.25 | 9.45 | 1.84 | 64 | 90 | 207821949
Innovair | VOM24H7R3P7 | Innovair | *** | *** | *** | 24000 | 24600 | 21 | 12.1 | 8.6 | 1.84 | 59 | 98 | 207821950
Innovair | VOM24H7R3P7 | Innovair ¦ Innovair | VWM10H7F7 ¦ VTM10H7C7 |  |  | 24000 | 24200 | 21.5 | 12.3 | 8.825 | 1.84 | 61 | 99 | 207821952
Innovair | VOM36H7R4P7 | Innovair | *** | *** | *** | 32000 | 37600 | 19.5 | 12 | 8.9 | 1.84 | 61 | 96 | 207821953
Innovair | VOM36H7R4P7 | Innovair ¦ Innovair | VWM10H7F7 ¦ VTM10H7C7 |  |  | 32000 | 37000 | 20.25 | 12.25 | 8.95 | 1.84 | 61 | 97 | 207821955
Innovair | VOM42H7R5P7 | Innovair | *** | *** | *** | 41000 | 45000 | 18 | 10 | 8.8 | 1.84 | 63 | 80 | 207821956
Innovair | VOM42H7R5P7 | Innovair ¦ Innovair | VWM10H7F7 ¦ VTM10H7C7 |  |  | 41500 | 43000 | 19 | 10.25 | 8.875 | 1.84 | 64 | 84 | 207821958
WESTINGHOUSE | WHP18M2A21S | WESTINGHOUSE | *** | *** | *** | 18000 | 20200 | 19 | 11.5 | 9.4 | 1.84 | 63 | 89 | 208404154
WESTINGHOUSE | WHP24M3A21S | WESTINGHOUSE | *** | *** | *** | 24000 | 24600 | 21 | 12.1 | 8.6 | 1.84 | 59 | 98 | 208404156
WESTINGHOUSE | WHP36M4A21S | WESTINGHOUSE | *** | *** | *** | 32000 | 37600 | 19.5 | 12 | 8.9 | 1.84 | 61 | 96 | 208404158
WESTINGHOUSE | WHP42M5A21S | WESTINGHOUSE | *** | *** | *** | 41000 | 45000 | 18 | 10 | 8.8 | 1.84 | 63 | 80 | 208404160
HAXXAIR | HVHM-18T2D | HAXXAIR | *** | *** | *** | 18000 | 20200 | 19 | 11.5 | 9.4 | 1.84 | 63 | 89 | 208650723
HAXXAIR | HVHM-18T2D | HAXXAIR ¦ HAXXAIR | HAH-09T2D ¦ HAHS-09T2D |  |  | 18000 | 20000 | 20 | 12.25 | 9.45 | 1.84 | 64 | 90 | 208650725
HAXXAIR | HVHM-42T2D | HAXXAIR ¦ HAXXAIR | HAH-09T2D ¦ HAHS-09T2D |  |  | 41500 | 43000 | 19 | 10.25 | 8.875 | 1.84 | 64 | 84 | 212396481
HAXXAIR | HVHM-42T2D | HAXXAIR | *** | *** | *** | 41000 | 45000 | 18 | 10 | 8.8 | 1.84 | 63 | 80 | 212510995
DIAL | MZME18WW2P230BAJ | DIAL | *** | *** | *** | 18000 | 20200 | 19 | 11.5 | 9.4 | 1.84 | 63 | 89 | 213082088
DIAL | MZME24WW3P230BBJ | DIAL | *** | *** | *** | 24000 | 24600 | 21 | 12.1 | 8.6 | 1.84 | 59 | 98 | 213350263
DIAL | MZME36WW4P230BAJ | DIAL | *** | *** | *** | 32000 | 37600 | 19.5 | 12 | 8.9 | 1.84 | 61 | 96 | 213350264
ICP COMMERCIAL | 38VMB036HDS3-1* | ICP COMMERCIAL ¦ ICP COMMERCIAL | 40VMM009A--3 ¦ 40VMF009A--3 |  |  | 36000 | 40000 | 18.25 | 11.9 | 9.15 | 1.8 | 70 | 65 | 213160426
ICP COMMERCIAL | 38VMB036HDS3-1* | ICP COMMERCIAL | *** | *** | *** | 36000 | 40000 | 17.3 | 11.7 | 9.1 | 1.8 | 70 | 65 | 213160425
MIDEA | MDV-H36DVN1-(D)*** | MIDEA ¦ MIDEA | MDV-D09T2/DVN1-EA5 ¦ MDV-D09Q4/DVN1-E2 |  |  | 36000 | 40000 | 18.25 | 11.9 | 9.15 | 1.8 | 70 | 65 | 213088309
MIDEA | MDV-H36DVN1-(D)*** | MIDEA | *** | *** | *** | 36000 | 40000 | 17.3 | 11.7 | 9.1 | 1.8 | 70 | 65 | 213088308
LENNOX | VPC048H4M-3P* | LENNOX ¦ LENNOX | VVCB012H4-3P ¦ V33B012H4-3P |  |  | 48000 | 50000 | 18.15 | 10.2 | 9.15 | 1.8 | 75 | 70 | 212608418
LENNOX | VPC036H4M-3PD* | LENNOX ¦ LENNOX | VVCB012H4-3P ¦ V33B009H4-3P |  |  | 36000 | 40000 | 18.45 | 11.9 | 9.35 | 1.8 | 72 | 70 | 212608415
LENNOX | VPC036H4M-3PS* | LENNOX ¦ LENNOX | VVCB012H4-3P ¦ V33B009H4-3P |  |  | 36000 | 40000 | 17.9 | 10.575 | 8.9 | 1.8 | 64 | 53 | 212608414
LENNOX | VPC036H4M-3PD* | LENNOX | *** | *** | *** | 36000 | 40000 | 17.7 | 11.7 | 9.2 | 1.8 | 74 | 70 | 212608409
MIDEA | MDV-V36WMN1T* | MIDEA ¦ MIDEA | MDV-D12V/DMN1-B1 ¦ MDV-D09Q4/DMN1-E3 |  |  | 36000 | 40000 | 17.9 | 10.575 | 8.9 | 1.8 | 64 | 53 | 212604268
MIDEA | MDV-V48WMN1T* | MIDEA ¦ MIDEA | MDV-D12V/DMN1-B1 ¦ MDV-D12Q4/DMN1-E3 |  |  | 48000 | 50000 | 18.15 | 10.2 | 9.15 | 1.8 | 75 | 70 | 212604261
LENNOX | VPC036H4M-3PD | LENNOX ¦ LENNOX | VVCB012H4-3P ¦ V33B009H4-3P |  |  | 36000 | 40000 | 18.45 | 11.9 | 9.35 | 1.8 | 72 | 70 | 212578848
MIDEA | MDV-V36WMN1TE* | MIDEA ¦ MIDEA | MDV-D12V/DMN1-B1 ¦ MDV-D09Q4/DMN1-E3 |  |  | 36000 | 40000 | 18.45 | 11.9 | 9.35 | 1.8 | 72 | 70 | 212524536
LENNOX | VPC036H4M-3PD | LENNOX | *** | *** | *** | 36000 | 40000 | 17.7 | 11.7 | 9.2 | 1.8 | 74 | 70 | 212406546
MIDEA | MDV-V36WMN1TE* | MIDEA | *** | *** | *** | 36000 | 40000 | 17.7 | 11.7 | 9.2 | 1.8 | 74 | 70 | 212406545
LENNOX | VPB036H4M-3P | LENNOX ¦ LENNOX | VMDB009H4-3P ¦ VMDB009H4-3P |  |  | 36000 | 37000 | 18.1 | 11.9 | 9.35 | 2 | 76 | 70 | 204631575
LENNOX | VPB036H4M-3P | LENNOX | *** | *** | *** | 36000 | 37000 | 17 | 11.7 | 9.2 | 1.9 | 76 | 70 | 204631569
MIDEA | MV1-36DMN1-(C) | MIDEA ¦ MIDEA | MDV-D09T2/DMN1-A5E ¦ MDV-D09T2/DMN1-A5E |  |  | 36000 | 37000 | 18.1 | 11.9 | 9.35 | 2 | 76 | 70 | 204631565
MIDEA | MV1-36DMN1-(C) | MIDEA | *** | *** | *** | 36000 | 37000 | 17 | 11.7 | 9.2 | 1.9 | 76 | 70 | 204631559
CARRIER | 38VMB036HDS3-1* | CARRIER ¦ CARRIER | 40VMM009A--3 ¦ 40VMF009A--3 |  |  | 36000 | 40000 | 18.25 | 11.9 | 9.15 | 1.8 | 70 | 65 | 213160420
CARRIER | 38VMB036HDS3-1* | CARRIER | *** | *** | *** | 36000 | 40000 | 17.3 | 11.7 | 9.1 | 1.8 | 70 | 65 | 213160419
BRYANT | 38VMB036HDS3-1* | BRYANT ¦ BRYANT | 40VMM009A--3 ¦ 40VMF009A--3 |  |  | 36000 | 40000 | 18.25 | 11.9 | 9.15 | 1.8 | 70 | 65 | 213160423
BRYANT | 38VMB036HDS3-1* | BRYANT | *** | *** | *** | 36000 | 40000 | 17.3 | 11.7 | 9.1 | 1.8 | 70 | 65 | 213160422
Cooper & Hunter | CHV6-28URBM | Cooper & Hunter ¦ Cooper & Hunter | CHV-07SDHSP9 ¦ CHV-07SDHSP9 |  |  | 27200 | 32400 | 17.3 | 11.3 | 8.2 | 2.15 | 55 | 77 | 214314847
Hisense | AVW-28H3FH2 | Hisense ¦ Hisense | AVD-07HJFH ¦ AVD-07HJFH |  |  | 27200 | 32400 | 17.3 | 11.3 | 8.2 | 2.15 | 55 | 77 | 213369558
Cooper & Hunter | CHV6-48URBM | Cooper & Hunter ¦ Cooper & Hunter | CHV-12SDFLSP ¦ CHV-12MCCF4W |  |  | 48000 | 54000 | 17.5 | 11.4 | 9.275 | 2.1 | 59 | 70 | 208119925
Cooper & Hunter | CHV6-36URBM | Cooper & Hunter ¦ Cooper & Hunter | CHV-09SDFLSP ¦ CHV-09MCCF4W |  |  | 36000 | 42000 | 18 | 13.4 | 10.2 | 2.15 | 62 | 74 | 208119924
Cooper & Hunter | CHV6-48URBM | Cooper & Hunter | *** | *** | *** | 48000 | 54000 | 16.5 | 10.2 | 8.55 | 2 | 59 | 70 | 208119919
Cooper & Hunter | CHV6-36URBM | Cooper & Hunter | *** | *** | *** | 36000 | 42000 | 16.5 | 12.6 | 10 | 2.1 | 62 | 74 | 208119918
Hisense | AVW-48H3FH | Hisense ¦ Hisense | AVD-12HCFCH1 ¦ AVC-12HJFA1 |  |  | 48000 | 54000 | 17.5 | 11.4 | 9.275 | 2.1 | 59 | 70 | 205013599
Hisense | AVW-36H3FH | Hisense ¦ Hisense | AVD-09HCFCH1 ¦ AVC-09HJFA1 |  |  | 36000 | 42000 | 18 | 13.4 | 10.2 | 2.15 | 62 | 74 | 205013598
Hisense | AVW-48H3FH | Hisense | *** | *** | *** | 48000 | 54000 | 16.5 | 10.2 | 8.55 | 2 | 59 | 70 | 204344213
Hisense | AVW-36H3FH | Hisense | *** | *** | *** | 36000 | 42000 | 16.5 | 12.6 | 10 | 2.1 | 62 | 74 | 204344212
Trane / Mitsubishi Electric | NTXMSM60A182B** | Trane / Mitsubishi Electric ¦ Trane / Mitsubishi Electric | TPLFYP015EM14** ¦ TPVFYP012AM14** |  |  | 60000 | 66000 | 17.75 | 11.85 | 9.55 | 1.9 | 62 | 70 | 213249011
Trane / Mitsubishi Electric | NTXMSM60A182A** | Trane / Mitsubishi Electric ¦ Trane / Mitsubishi Electric | TPLFYP015EM14** ¦ TPVFYP012AM14** |  |  | 60000 | 66000 | 17.75 | 11.85 | 9.55 | 2.07 | 62 | 67 | 213249010
Trane / Mitsubishi Electric | NTXMSH48A182B** | Trane / Mitsubishi Electric ¦ Trane / Mitsubishi Electric | TPLFYP012EM14** ¦ TPVFYP012AM14** |  |  | 48000 | 54000 | 18.85 | 11.75 | 10.15 | 1.9 | 74 | 87 | 213249009
Trane / Mitsubishi Electric | NTXMSH48A182A** | Trane / Mitsubishi Electric ¦ Trane / Mitsubishi Electric | TPLFYP012EM14** ¦ TPVFYP012AM14** |  |  | 48000 | 54000 | 18.85 | 11.75 | 10.15 | 2.02 | 74 | 81 | 213249008
Trane / Mitsubishi Electric | NTXMSM48A182B** | Trane / Mitsubishi Electric ¦ Trane / Mitsubishi Electric | TPLFYP012EM14** ¦ TPVFYP012AM14** |  |  | 48000 | 50000 | 18.85 | 11.75 | 9.35 | 2.02 | 65 | 71 | 213249007
Trane / Mitsubishi Electric | NTXMSM48A182A** | Trane / Mitsubishi Electric ¦ Trane / Mitsubishi Electric | TPLFYP012EM14** ¦ TPVFYP012AM14** |  |  | 48000 | 54000 | 18.85 | 11.75 | 9.35 | 2.01 | 60 | 55 | 213249006
Trane / Mitsubishi Electric | NTXMSH42A152B** | Trane / Mitsubishi Electric ¦ Trane / Mitsubishi Electric | TPLFYP012EM14** ¦ TPVFYP012AM14** |  |  | 42000 | 48000 | 18.85 | 12 | 10.1 | 1.88 | 67 | 92 | 213249005
Trane / Mitsubishi Electric | NTXMSH42A152A** | Trane / Mitsubishi Electric ¦ Trane / Mitsubishi Electric | TPLFYP012EM14** ¦ TPVFYP012AM14** |  |  | 42000 | 48000 | 18.85 | 12 | 10.1 | 2.01 | 67 | 77 | 213249004
Trane / Mitsubishi Electric | NTXMSH36A142B** | Trane / Mitsubishi Electric ¦ Trane / Mitsubishi Electric | TPLFYP012EM14** ¦ TPVFYP012AM14** |  |  | 36000 | 42000 | 19.3 | 13.15 | 10.95 | 1.9 | 70 | 92 | 213249003
Trane / Mitsubishi Electric | NTXMSH36A142A** | Trane / Mitsubishi Electric ¦ Trane / Mitsubishi Electric | TPLFYP012EM14** ¦ TPVFYP012AM14** |  |  | 36000 | 42000 | 19.3 | 13.15 | 10.95 | 2.09 | 70 | 84 | 213249002
Trane / Mitsubishi Electric | NTXMSM36A142B** | Trane / Mitsubishi Electric ¦ Trane / Mitsubishi Electric | TPLFYP012EM14** ¦ TPVFYP012AM14** |  |  | 36000 | 41000 | 19.3 | 13.15 | 9.8 | 2.1 | 64 | 71 | 213249001
Trane / Mitsubishi Electric | NTXMSM36A142A** | Trane / Mitsubishi Electric ¦ Trane / Mitsubishi Electric | TPLFYP012EM14** ¦ TPVFYP012AM14** |  |  | 36000 | 42000 | 19.3 | 13.15 | 9.8 | 2.12 | 63 | 59 | 213249000
Mitsubishi Electric | MXZ-SM60NAM2*** | Mitsubishi Electric ¦ Mitsubishi Electric | PLFY-EP12NEMU** ¦ PVFY-P12NAMU** |  |  | 60000 | 66000 | 17.75 | 11.85 | 9.55 | 1.9 | 62 | 70 | 213248999
Mitsubishi Electric | MXZ-SM60NAM*** | Mitsubishi Electric ¦ Mitsubishi Electric | PLFY-EP12NEMU** ¦ PVFY-P12NAMU** |  |  | 60000 | 66000 | 17.75 | 11.85 | 9.55 | 2.07 | 62 | 67 | 213248998
Mitsubishi Electric | MXZ-SM48NAMHZ2*** | Mitsubishi Electric ¦ Mitsubishi Electric | PLFY-EP12NEMU** ¦ PVFY-P12NAMU** |  |  | 48000 | 54000 | 18.85 | 11.75 | 10.15 | 1.9 | 74 | 87 | 213248997
Mitsubishi Electric | MXZ-SM48NAMHZ*** | Mitsubishi Electric ¦ Mitsubishi Electric | PLFY-EP12NEMU** ¦ PVFY-P12NAMU** |  |  | 48000 | 54000 | 18.85 | 11.75 | 10.15 | 2.02 | 74 | 81 | 213248996
Mitsubishi Electric | MXZ-SM48NAM2*** | Mitsubishi Electric ¦ Mitsubishi Electric | PLFY-EP12NEMU** ¦ PVFY-P12NAMU** |  |  | 48000 | 50000 | 18.85 | 11.75 | 9.35 | 2.02 | 65 | 71 | 213248995
Mitsubishi Electric | MXZ-SM48NAM*** | Mitsubishi Electric ¦ Mitsubishi Electric | PLFY-EP12NEMU** ¦ PVFY-P12NAMU** |  |  | 48000 | 54000 | 18.85 | 11.75 | 9.35 | 2.01 | 60 | 54 | 213248994
Mitsubishi Electric | MXZ-SM42NAMHZ2*** | Mitsubishi Electric ¦ Mitsubishi Electric | PLFY-EP12NEMU** ¦ PVFY-P12NAMU** |  |  | 42000 | 48000 | 18.85 | 12 | 10.1 | 1.88 | 67 | 92 | 213248993
Mitsubishi Electric | MXZ-SM42NAMHZ*** | Mitsubishi Electric ¦ Mitsubishi Electric | PLFY-EP12NEMU** ¦ PVFY-P12NAMU** |  |  | 42000 | 48000 | 18.85 | 12 | 10.1 | 2.01 | 67 | 77 | 213248992
Mitsubishi Electric | MXZ-SM36NAMHZ2*** | Mitsubishi Electric ¦ Mitsubishi Electric | PLFY-EP12NEMU** ¦ PVFY-P12NAMU** |  |  | 36000 | 42000 | 19.3 | 13.15 | 10.95 | 1.9 | 70 | 92 | 213248991
Mitsubishi Electric | MXZ-SM36NAMHZ*** | Mitsubishi Electric ¦ Mitsubishi Electric | PLFY-EP12NEMU** ¦ PVFY-P12NAMU** |  |  | 36000 | 42000 | 19.3 | 13.15 | 10.95 | 2.09 | 70 | 84 | 213248990
Mitsubishi Electric | MXZ-SM36NAM2*** | Mitsubishi Electric ¦ Mitsubishi Electric | PLFY-EP12NEMU** ¦ PVFY-P12NAMU** |  |  | 36000 | 41000 | 19.3 | 13.15 | 9.8 | 2.1 | 64 | 71 | 213248989
Mitsubishi Electric | MXZ-SM36NAM*** | Mitsubishi Electric ¦ Mitsubishi Electric | PLFY-EP12NEMU** ¦ PVFY-P12NAMU** |  |  | 36000 | 42000 | 19.3 | 13.15 | 9.8 | 2.12 | 63 | 58 | 213248988
Trane / Mitsubishi Electric | NTXMSM60A182B** | Trane / Mitsubishi Electric | *** | *** | *** | 60000 | 66000 | 15.5 | 10.4 | 8.6 | 1.8 | 61 | 70 | 213248982
Trane / Mitsubishi Electric | NTXMSH42A152B** | Trane / Mitsubishi Electric | *** | *** | *** | 42000 | 48000 | 16.2 | 10.6 | 9.1 | 1.76 | 67 | 92 | 213248981
Trane / Mitsubishi Electric | NTXMSH36A142B** | Trane / Mitsubishi Electric | *** | *** | *** | 36000 | 42000 | 15.6 | 11.3 | 9.9 | 1.8 | 63 | 92 | 213248980
Trane / Mitsubishi Electric | NTXMSM36A142B** | Trane / Mitsubishi Electric | *** | *** | *** | 36000 | 41000 | 15.6 | 11.3 | 8.6 | 2 | 65 | 71 | 213248979
Trane / Mitsubishi Electric | NTXMSM60A182A** | Trane / Mitsubishi Electric | *** | *** | *** | 60000 | 66000 | 15.5 | 10.4 | 8.6 | 1.8 | 61 | 86 | 213248959
Trane / Mitsubishi Electric | NTXMSH42A152A** | Trane / Mitsubishi Electric | *** | *** | *** | 42000 | 48000 | 16.2 | 10.6 | 9.1 | 1.76 | 67 | 100 | 213248948
Trane / Mitsubishi Electric | NTXMSH36A142A** | Trane / Mitsubishi Electric | *** | *** | *** | 36000 | 42000 | 15.6 | 11.3 | 9.9 | 1.8 | 63 | 100 | 213248945
Trane / Mitsubishi Electric | NTXMSM36A142A** | Trane / Mitsubishi Electric | *** | *** | *** | 36000 | 42000 | 15.6 | 11.3 | 8.6 | 2 | 63 | 69 | 213248942
Mitsubishi Electric | MXZ-SM60NAM2*** | Mitsubishi Electric | *** | *** | *** | 60000 | 66000 | 15.5 | 10.4 | 8.6 | 1.8 | 61 | 70 | 213248941
Mitsubishi Electric | MXZ-SM42NAMHZ2*** | Mitsubishi Electric | *** | *** | *** | 42000 | 48000 | 16.2 | 10.6 | 9.1 | 1.76 | 67 | 92 | 213248940
Mitsubishi Electric | MXZ-SM36NAMHZ2*** | Mitsubishi Electric | *** | *** | *** | 36000 | 42000 | 15.6 | 11.3 | 9.9 | 1.8 | 63 | 92 | 213248939
Mitsubishi Electric | MXZ-SM36NAM2*** | Mitsubishi Electric | *** | *** | *** | 36000 | 41000 | 15.6 | 11.3 | 8.6 | 2 | 65 | 71 | 213248938
Mitsubishi Electric | MXZ-SM60NAM*** | Mitsubishi Electric | *** | *** | *** | 60000 | 66000 | 15.5 | 10.4 | 8.6 | 1.8 | 61 | 86 | 213248843
Mitsubishi Electric | MXZ-SM42NAMHZ*** | Mitsubishi Electric | *** | *** | *** | 42000 | 48000 | 16.2 | 10.6 | 9.1 | 1.76 | 67 | 100 | 213248832
Mitsubishi Electric | MXZ-SM36NAMHZ*** | Mitsubishi Electric | *** | *** | *** | 36000 | 42000 | 15.6 | 11.3 | 9.9 | 1.8 | 63 | 100 | 213248829
Mitsubishi Electric | MXZ-SM36NAM*** | Mitsubishi Electric | *** | *** | *** | 36000 | 42000 | 15.6 | 11.3 | 8.6 | 2 | 63 | 69 | 213248826
Mitsubishi Electric | MXZ-2C20NA4-** | Mitsubishi Electric ¦ Mitsubishi Electric | PEAD-A09AA* ¦ MSZ-GL09NA*** |  |  | 19000 | 22000 | 18 | 11.35 | 9.4 | 1.96 | 59 | 43 | 212927579
Mitsubishi Electric | MXZ-3C24NA4-** | Mitsubishi Electric ¦ Mitsubishi Electric | SVZ-KP12NA* ¦ MSZ-GL09NA*** |  |  | 22800 | 24400 | 18 | 12.4 | 9.3 | 2.24 | 59 | 43 | 212925883
Mitsubishi Electric | MXZ-3C30NAHZ4-** | Mitsubishi Electric ¦ Mitsubishi Electric | SVZ-KP18NA*** ¦ MSZ-GL09NA*** |  |  | 27800 | 28000 | 17 | 11.4 | 9.25 | 1.91 | 66 | 72 | 212925882
Mitsubishi Electric | MXZ-2C20NAHZ4-** | Mitsubishi Electric ¦ Mitsubishi Electric | SVZ-KP12NA*** ¦ MSZ-GL09NA*** |  |  | 19000 | 22000 | 15.65 | 12.25 | 8.95 | 1.97 | 62 | 73 | 212925881
Trane / Mitsubishi Electric | NTXMPH30A132C** | Trane / Mitsubishi Electric ¦ Trane / Mitsubishi Electric | NTXAMT18A112** ¦ NTXWST12A112** |  |  | 27800 | 28000 | 17 | 11.4 | 9.25 | 1.91 | 66 | 72 | 212925539
Mitsubishi Electric | MXZ-3C24NAHZ4-** | Mitsubishi Electric ¦ Mitsubishi Electric | SVZ-KP12NA*** ¦ MSZ-GS09NA*** |  |  | 22800 | 24800 | 16.7 | 11.75 | 8.95 | 1.78 | 59 | 70 | 212925538
Trane / Mitsubishi Electric | NTXMPH24A132C** | Trane / Mitsubishi Electric ¦ Trane / Mitsubishi Electric | NTXAMT12A112** ¦ NTXWST09B112** |  |  | 22800 | 24800 | 16.7 | 11.75 | 8.95 | 1.78 | 59 | 70 | 212925536
Mitsubishi Electric | MXZ-3C24NA3**** | Mitsubishi Electric ¦ Mitsubishi Electric | PEAD-A12AA* ¦ MSZ-GL09NA*** |  |  | 22800 | 24400 | 17.5 | 12.175 | 8.7 | 2.17 | 60 | 44 | 212925535
Mitsubishi Electric | MXZ-3C30NA4-** | Mitsubishi Electric ¦ Mitsubishi Electric | SVZ-KP18NA* ¦ MSZ-GL12NA*** |  |  | 27800 | 28000 | 17.6 | 10.1 | 9.4 | 2.32 | 65 | 51 | 212925524
Mitsubishi Electric | MXZ-3C30NA3**** | Mitsubishi Electric ¦ Mitsubishi Electric | PEAD-A15AA* ¦ MSZ-GL09NA*** |  |  | 27800 | 28000 | 17.2 | 10.125 | 9.05 | 2.37 | 64 | 49 | 212925523
Trane / Mitsubishi Electric | NTXMPH20A122C** | Trane / Mitsubishi Electric ¦ Trane / Mitsubishi Electric | NTXAMT12A112** ¦ NTXWST09A112** |  |  | 19000 | 22000 | 15.65 | 12.25 | 8.95 | 1.97 | 62 | 73 | 212925520
American Standard / Mitsubishi Electric | NTXMPH30A132C** | American Standard / Mitsubishi Electric ¦ American Standard / Mitsubishi Electric | NAXAMT18A112** ¦ NAXWST09A112** |  |  | 27800 | 28000 | 17 | 11.4 | 9.25 | 1.91 | 66 | 72 | 212925519
American Standard / Mitsubishi Electric | NTXMPH24A132C** | American Standard / Mitsubishi Electric ¦ American Standard / Mitsubishi Electric | NAXAMT12A112** ¦ NAXWST09A112** |  |  | 22800 | 24800 | 16.7 | 11.75 | 8.95 | 1.78 | 59 | 70 | 212925518
American Standard / Mitsubishi Electric | NTXMPH20A122C** | American Standard / Mitsubishi Electric ¦ American Standard / Mitsubishi Electric | NAXAMT12A112** ¦ NAXWST09A112** |  |  | 19000 | 22000 | 15.65 | 12.25 | 8.95 | 1.97 | 62 | 73 | 212925517
Trane / Mitsubishi Electric | NTXMMX30A132C** | Trane / Mitsubishi Electric ¦ Trane / Mitsubishi Electric | NTXAMT18A112** ¦ NTXWST09A112** |  |  | 27800 | 28000 | 17.6 | 10.1 | 9.4 | 2.32 | 65 | 51 | 212925507
Trane / Mitsubishi Electric | NTXMMX30A132B** | Trane / Mitsubishi Electric ¦ Trane / Mitsubishi Electric | TPEADA0151AA*** ¦ NTXWST09A112** |  |  | 27800 | 28000 | 17.2 | 10.125 | 9.05 | 2.37 | 64 | 49 | 212925506
Trane / Mitsubishi Electric | NTXMMX24A132C** | Trane / Mitsubishi Electric ¦ Trane / Mitsubishi Electric | NTXAMT12A112** ¦ NTXWST09A112** |  |  | 22800 | 24400 | 18 | 12.4 | 9.3 | 2.24 | 59 | 43 | 212925505
Trane / Mitsubishi Electric | NTXMMX24A132B** | Trane / Mitsubishi Electric ¦ Trane / Mitsubishi Electric | TPEADA0121AA*** ¦ NTXWST06A112** |  |  | 22800 | 24400 | 17.5 | 12.175 | 8.7 | 2.17 | 60 | 44 | 212925504
Trane / Mitsubishi Electric | NTXMMX20A122C** | Trane / Mitsubishi Electric ¦ Trane / Mitsubishi Electric | TPEADA0091AA*** ¦ NTXWST09A112** |  |  | 19000 | 22000 | 18 | 11.35 | 9.4 | 1.96 | 59 | 43 | 212925503
American Standard / Mitsubishi Electric | NTXMMX30A132C** | American Standard / Mitsubishi Electric ¦ American Standard / Mitsubishi Electric | NAXAMT18A112** ¦ NAXWST12A112** |  |  | 27800 | 28000 | 17.6 | 10.1 | 9.4 | 2.32 | 65 | 51 | 212925501
American Standard / Mitsubishi Electric | NTXMMX24A132C** | American Standard / Mitsubishi Electric ¦ American Standard / Mitsubishi Electric | NAXAMT12A112** ¦ NAXWST09A112** |  |  | 22800 | 24400 | 18 | 12.4 | 9.3 | 2.24 | 59 | 43 | 212925500
Trane / Mitsubishi Electric | NTXMPH30A132C** | Trane / Mitsubishi Electric | *** | *** | *** | 27400 | 27600 | 16 | 10.3 | 8.5 | 1.75 | 69 | 97 | 212925485
American Standard / Mitsubishi Electric | NTXMPH30A132C** | American Standard / Mitsubishi Electric | *** | *** | *** | 27400 | 27600 | 16 | 10.3 | 8.5 | 1.75 | 69 | 97 | 212925481
Mitsubishi Electric | MXZ-3C30NAHZ4-** | Mitsubishi Electric | *** | *** | *** | 27400 | 27600 | 16 | 10.3 | 8.5 | 1.75 | 69 | 97 | 212925475
Trane / Mitsubishi Electric | NTXMMX24A132C** | Trane / Mitsubishi Electric | *** | *** | *** | 23600 | 24000 | 16 | 11.2 | 8.6 | 2.14 | 61 | 45 | 212925468
Mitsubishi Electric | MXZ-3C24NA4-** | Mitsubishi Electric | *** | *** | *** | 23600 | 24000 | 16 | 11.2 | 8.6 | 2.14 | 61 | 45 | 212925460
American Standard / Mitsubishi Electric | NTXMMX24A132C** | American Standard / Mitsubishi Electric | *** | *** | *** | 23600 | 24000 | 16 | 11.2 | 8.6 | 2.14 | 61 | 45 | 212925456
Trane / Mitsubishi Electric | NTXMSM48A182B* | Trane / Mitsubishi Electric ¦ Trane / Mitsubishi Electric | TPEFYP006MA14** ¦ TPEFYP012MA14** |  |  | 48000 | 50000 | 19.5 | 11.8 | 9.65 | 2.02 | 66 | 71 | 211016627
Mitsubishi Electric | MXZ-SM36NAM2 | Mitsubishi Electric ¦ Mitsubishi Electric | PEFY-P06NMAU** ¦ PEFY-P06NMAU** |  |  | 36000 | 41000 | 20.75 | 13.5 | 10.5 | 2.1 | 64 | 71 | 211016480
Trane / Mitsubishi Electric | NTXMSM60A182B* | Trane / Mitsubishi Electric ¦ Trane / Mitsubishi Electric | TPEFYP006MA14** ¦ TPEFYP006MA14** |  |  | 60000 | 66000 | 18.5 | 11.95 | 9.75 | 1.9 | 62 | 70 | 211016479
Trane / Mitsubishi Electric | NTXMSM60A182B* | Trane / Mitsubishi Electric | *** | *** | *** | 60000 | 66000 | 17 | 10.6 | 9 | 1.8 | 61 | 70 | 211016478
Trane / Mitsubishi Electric | NTXMSH48A182B* | Trane / Mitsubishi Electric ¦ Trane / Mitsubishi Electric | TPEFYP006MA14** ¦ TPLFYP012EM14** |  |  | 48000 | 54000 | 19.5 | 11.8 | 10.5 | 1.9 | 74 | 87 | 211016476
Trane / Mitsubishi Electric | NTXMSH48A182B* | Trane / Mitsubishi Electric | *** | *** | *** | 48000 | 54000 | 16 | 10.5 | 9.5 | 1.8 | 76 | 87 | 211016475
Trane / Mitsubishi Electric | NTXMSM48A182B* | Trane / Mitsubishi Electric | *** | *** | *** | 48000 | 50000 | 16 | 10.5 | 8.9 | 1.96 | 70 | 71 | 211016473
Trane / Mitsubishi Electric | NTXMSH42A152B* | Trane / Mitsubishi Electric ¦ Trane / Mitsubishi Electric | TPEFYP006MA14** ¦ TPLFYP012EM14** |  |  | 42000 | 48000 | 19.75 | 12 | 10.55 | 1.92 | 67 | 92 | 211016472
Trane / Mitsubishi Electric | NTXMSH42A152B* | Trane / Mitsubishi Electric | *** | *** | *** | 42000 | 48000 | 18 | 10.6 | 10 | 1.86 | 67 | 92 | 211016471
Trane / Mitsubishi Electric | NTXMSH36A142B* | Trane / Mitsubishi Electric ¦ Trane / Mitsubishi Electric | TPEFYP006MA14** ¦ TPLFYP012EM14** |  |  | 36000 | 42000 | 20.75 | 13.5 | 11.5 | 1.92 | 70 | 92 | 211016469
Trane / Mitsubishi Electric | NTXMSH36A142B* | Trane / Mitsubishi Electric | *** | *** | *** | 36000 | 42000 | 18.5 | 12 | 11 | 1.86 | 63 | 92 | 211016468
Trane / Mitsubishi Electric | NTXMSM36A142B* | Trane / Mitsubishi Electric ¦ Trane / Mitsubishi Electric | TPEFYP006MA14** ¦ TPEFYP006MA14** |  |  | 36000 | 41000 | 20.75 | 13.5 | 10.5 | 2.1 | 64 | 71 | 211016466
Trane / Mitsubishi Electric | NTXMSM36A142B* | Trane / Mitsubishi Electric | *** | *** | *** | 36000 | 41000 | 18.5 | 12 | 10 | 2 | 65 | 71 | 211016465
Mitsubishi Electric | MXZ-SM60NAM2 | Mitsubishi Electric ¦ Mitsubishi Electric | PEFY-P06NMAU** ¦ PLFY-EP15NEMU** |  |  | 60000 | 66000 | 18.5 | 11.95 | 9.75 | 1.9 | 62 | 70 | 211016463
Mitsubishi Electric | MXZ-SM60NAM2 | Mitsubishi Electric | *** | *** | *** | 60000 | 66000 | 17 | 10.6 | 9 | 1.8 | 61 | 70 | 211016462
Mitsubishi Electric | MXZ-SM48NAMHZ2 | Mitsubishi Electric ¦ Mitsubishi Electric | PEFY-P06NMAU** ¦ PLFY-EP12NEMU** |  |  | 48000 | 54000 | 19.5 | 11.8 | 10.5 | 1.9 | 74 | 87 | 211016460
Mitsubishi Electric | MXZ-SM48NAMHZ2 | Mitsubishi Electric | *** | *** | *** | 48000 | 54000 | 16 | 10.5 | 9.5 | 1.8 | 76 | 87 | 211016459
Mitsubishi Electric | MXZ-SM48NAM2 | Mitsubishi Electric ¦ Mitsubishi Electric | PEFY-P06NMAU** ¦ PLFY-EP12NEMU** |  |  | 48000 | 50000 | 19.5 | 11.8 | 9.65 | 2.02 | 66 | 71 | 211016457
Mitsubishi Electric | MXZ-SM48NAM2 | Mitsubishi Electric | *** | *** | *** | 48000 | 50000 | 16 | 10.5 | 8.9 | 1.96 | 70 | 71 | 211016456
Mitsubishi Electric | MXZ-SM42NAMHZ2 | Mitsubishi Electric ¦ Mitsubishi Electric | PEFY-P06NMAU** ¦ PLFY-EP12NEMU** |  |  | 42000 | 48000 | 19.75 | 12 | 10.55 | 1.92 | 67 | 92 | 211016454
Mitsubishi Electric | MXZ-SM42NAMHZ2 | Mitsubishi Electric | *** | *** | *** | 42000 | 48000 | 18 | 10.6 | 10 | 1.86 | 67 | 92 | 211016453
Mitsubishi Electric | MXZ-SM36NAMHZ2 | Mitsubishi Electric ¦ Mitsubishi Electric | PEFY-P06NMAU** ¦ PEFY-P06NMAU** |  |  | 36000 | 42000 | 20.75 | 13.5 | 11.5 | 1.92 | 70 | 92 | 211016451
Mitsubishi Electric | MXZ-SM36NAMHZ2 | Mitsubishi Electric | *** | *** | *** | 36000 | 42000 | 18.5 | 12 | 11 | 1.86 | 63 | 92 | 211016450
Mitsubishi Electric | MXZ-SM36NAM2 | Mitsubishi Electric | *** | *** | *** | 36000 | 41000 | 18.5 | 12 | 10 | 2 | 65 | 71 | 210540182
Mitsubishi Electric | MXZ-3C30NA3*** | Mitsubishi Electric ¦ Mitsubishi Electric | MSZ-GL09NA*** ¦ SEZ-KD09NA*** |  |  | 27900 | 28200 | 17.6 | 10.1 | 9.05 | 2.37 | 63 | 49 | 209949001
Mitsubishi Electric | MXZ-3C24NA3*** | Mitsubishi Electric ¦ Mitsubishi Electric | MSZ-GL06NA*** ¦ SEZ-KD09NA*** |  |  | 22800 | 24800 | 18 | 12.4 | 9.05 | 2.24 | 59 | 42 | 209949000
Mitsubishi Electric | MXZ-3C30NAHZ4*** | Mitsubishi Electric ¦ Mitsubishi Electric | MSZ-GL09NA*** ¦ SEZ-KD09NA*** |  |  | 27800 | 24800 | 17 | 11.4 | 9.3 | 1.99 | 69 | 52 | 209847185
Mitsubishi Electric | MXZ-2C20NAHZ4*** | Mitsubishi Electric ¦ Mitsubishi Electric | MSZ-GL09NA*** ¦ SEZ-KD09NA*** |  |  | 19000 | 22000 | 16.5 | 12.25 | 9.35 | 2.09 | 62 | 47 | 209847183
Mitsubishi Electric | MXZ-3C30NA4*** | Mitsubishi Electric ¦ Mitsubishi Electric | MSZ-GL12NA*** ¦ SEZ-KD12NA*** |  |  | 27800 | 28000 | 17.6 | 10.1 | 9.4 | 2.34 | 65 | 51 | 209847180
Mitsubishi Electric | MXZ-3C24NA4*** | Mitsubishi Electric ¦ Mitsubishi Electric | MSZ-GL09NA*** ¦ SEZ-KD09NA*** |  |  | 22800 | 24800 | 18 | 12.4 | 9.3 | 2.23 | 58 | 41 | 209847179
Mitsubishi Electric | MXZ-2C20NA4*** | Mitsubishi Electric ¦ Mitsubishi Electric | MSZ-GL09NA*** ¦ SEZ-KD09NA*** |  |  | 19000 | 22000 | 18 | 11.35 | 10.55 | 1.95 | 59 | 43 | 209847178
Trane / Mitsubishi Electric | NTXMMX24A132B* | Trane / Mitsubishi Electric | *** | *** | *** | 23600 | 24600 | 16 | 11.2 | 8.6 | 2.13 | 59 | 43 | 209836206
Mitsubishi Electric | MXZ-3C24NA3*** | Mitsubishi Electric | *** | *** | *** | 23600 | 24600 | 16 | 11.2 | 8.6 | 2.13 | 59 | 43 | 209836182
Trane / Mitsubishi Electric | NTXMPH20A122C* | Trane / Mitsubishi Electric | *** | *** | *** | 20000 | 22000 | 16 | 11 | 8.7 | 1.99 | 62 | 47 | 209424907
Mitsubishi Electric | MXZ-3C30NAHZ4*** | Mitsubishi Electric | *** | *** | *** | 27400 | 27600 | 16 | 10.3 | 8.5 | 1.93 | 60 | 44 | 209424904
Mitsubishi Electric | MXZ-2C20NAHZ4*** | Mitsubishi Electric | *** | *** | *** | 20000 | 22000 | 16 | 11 | 8.7 | 1.99 | 62 | 47 | 209424901
Trane / Mitsubishi Electric | NTXMMX24A132C* | Trane / Mitsubishi Electric | *** | *** | *** | 23600 | 24600 | 16 | 11.2 | 8.6 | 2.13 | 59 | 43 | 209310459
Mitsubishi Electric | MXZ-3C24NA4*** | Mitsubishi Electric | *** | *** | *** | 23600 | 24600 | 16 | 11.2 | 8.6 | 2.13 | 59 | 43 | 209310454
Trane / Mitsubishi Electric | NTXMSM60A182A* | Trane / Mitsubishi Electric ¦ Trane / Mitsubishi Electric | TPEFYP006MA14** ¦ TPLFYP015EM14** |  |  | 60000 | 66000 | 18.5 | 11.95 | 9.75 | 2.18 | 62 | 47 | 207525865
Trane / Mitsubishi Electric | NTXMSH48A182A* | Trane / Mitsubishi Electric ¦ Trane / Mitsubishi Electric | TPEFYP006MA14** ¦ TPLFYP012EM14** |  |  | 48000 | 54000 | 19.5 | 11.8 | 10.5 | 2.03 | 74 | 64 | 207525864
Trane / Mitsubishi Electric | NTXMSM48A182A* | Trane / Mitsubishi Electric ¦ Trane / Mitsubishi Electric | TPEFYP006MA14** ¦ TPLFYP012EM14** |  |  | 48000 | 54000 | 19.5 | 11.8 | 9.65 | 2.02 | 61 | 46 | 207525863
Trane / Mitsubishi Electric | NTXMSH42A152A* | Trane / Mitsubishi Electric ¦ Trane / Mitsubishi Electric | TPEFYP006MA14** ¦ TPLFYP012EM14** |  |  | 42000 | 48000 | 19.75 | 12 | 10.55 | 2.17 | 67 | 53 | 207525862
Trane / Mitsubishi Electric | NTXMSH36A142A* | Trane / Mitsubishi Electric ¦ Trane / Mitsubishi Electric | TPEFYP006MA14** ¦ TPLFYP012EM14** |  |  | 36000 | 42000 | 20.75 | 13.5 | 11.5 | 2.32 | 70 | 59 | 207525861
Trane / Mitsubishi Electric | NTXMSM36A142A* | Trane / Mitsubishi Electric ¦ Trane / Mitsubishi Electric | TPEFYP006MA14** ¦ TPLFYP012EM14** |  |  | 36000 | 42000 | 20.75 | 13.5 | 10.5 | 2.24 | 63 | 48 | 207525860
Mitsubishi Electric | MXZ-SM60NAM | Mitsubishi Electric ¦ Mitsubishi Electric | PEFY-P06NMAU** ¦ PLFY-EP15NEMU** |  |  | 60000 | 66000 | 18.5 | 11.95 | 9.75 | 2.18 | 62 | 47 | 207525859
Mitsubishi Electric | MXZ-SM48NAMHZ | Mitsubishi Electric ¦ Mitsubishi Electric | PEFY-P06NMAU** ¦ PLFY-EP12NEMU** |  |  | 48000 | 54000 | 19.5 | 11.8 | 10.5 | 2.03 | 74 | 64 | 207525858
Mitsubishi Electric | MXZ-SM42NAMHZ | Mitsubishi Electric ¦ Mitsubishi Electric | PEFY-P06NMAU** ¦ PLFY-EP12NEMU** |  |  | 42000 | 48000 | 19.75 | 12 | 10.55 | 2.17 | 67 | 53 | 207525856
Trane / Mitsubishi Electric | NTXMSH36A142A* | Trane / Mitsubishi Electric | *** | *** | *** | 36000 | 42000 | 18.5 | 12 | 11 | 2.27 | 63 | 49 | 207518837
Trane / Mitsubishi Electric | NTXMSM36A142A* | Trane / Mitsubishi Electric | *** | *** | *** | 36000 | 42000 | 18.5 | 12 | 10 | 2.27 | 63 | 49 | 207518835
Trane / Mitsubishi Electric | NTXMSM60A182A* | Trane / Mitsubishi Electric | *** | *** | *** | 60000 | 66000 | 17 | 10.6 | 9 | 2.03 | 61 | 46 | 207517170
Trane / Mitsubishi Electric | NTXMSH48A182A* | Trane / Mitsubishi Electric | *** | *** | *** | 48000 | 54000 | 16 | 10.5 | 9.5 | 1.85 | 76 | 66 | 207517168
Trane / Mitsubishi Electric | NTXMSM48A182A* | Trane / Mitsubishi Electric | *** | *** | *** | 48000 | 54000 | 16 | 10.5 | 8.9 | 2 | 65 | 51 | 207517166
Trane / Mitsubishi Electric | NTXMSH42A152A* | Trane / Mitsubishi Electric | *** | *** | *** | 42000 | 48000 | 18 | 10.6 | 10 | 2.12 | 67 | 53 | 207517165
Mitsubishi Electric | MXZ-SM60NAM | Mitsubishi Electric | *** | *** | *** | 60000 | 66000 | 17 | 10.6 | 9 | 2.03 | 61 | 46 | 207517161
Mitsubishi Electric | MXZ-SM48NAMHZ | Mitsubishi Electric | *** | *** | *** | 48000 | 54000 | 16 | 10.5 | 9.5 | 1.85 | 76 | 66 | 207517159
Mitsubishi Electric | MXZ-SM48NAM | Mitsubishi Electric | *** | *** | *** | 48000 | 54000 | 16 | 10.5 | 8.9 | 2 | 65 | 51 | 207517157
Mitsubishi Electric | MXZ-SM42NAMHZ | Mitsubishi Electric | *** | *** | *** | 42000 | 48000 | 18 | 10.6 | 10 | 2.12 | 67 | 53 | 207517155
Mitsubishi Electric | MXZ-SM36NAMHZ | Mitsubishi Electric | *** | *** | *** | 36000 | 42000 | 18.5 | 12 | 11 | 2.27 | 63 | 49 | 207517153
Mitsubishi Electric | MXZ-SM36NAM | Mitsubishi Electric | *** | *** | *** | 36000 | 42000 | 18.5 | 12 | 10 | 2.27 | 63 | 49 | 207517151
FUJITSU | AOU24RLXFZ | FUJITSU ¦ FUJITSU | ASU9RLF ¦ ASU7RLF |  |  | 22000 | 24000 | 17.25 | 11.55 | 8.6 | 1.87 | 59 | 53 | 4397407
FUJITSU | AOU18RLXFZH | FUJITSU ¦ FUJITSU | ASU9RLF1 ¦ ASU9RLF1 |  |  | 18000 | 22000 | 20.25 | 12.95 | 9.3 | 1.84 | 65 | 100 | 8063924
FUJITSU | AOU24RLXFZH | FUJITSU ¦ FUJITSU | ASU9RLF1 ¦ ASU7RLF1 |  |  | 22000 | 25000 | 18.9 | 12.7 | 9.6 | 2.06 | 62 | 102 | 8063925
FUJITSU | AOU36RLXFZH | FUJITSU | *** | *** | *** | 35200 | 36400 | 18 | 12 | 8.7 | 2.02 | 59 | 100 | 8908616
FUJITSU | AOU36RLXFZH | FUJITSU ¦ FUJITSU | ASU9RLF1 ¦ ASU9RLF1 |  |  | 35200 | 36400 | 19.25 | 12.5 | 9.1 | 2.02 | 59 | 100 | 8912450
FUJITSU | AOU45RLXFZ | FUJITSU ¦ FUJITSU | ASU9RLF1 ¦ ASU9RLF1 |  |  | 45000 | 47000 | 19.1 | 10.15 | 8.75 | 1.88 | 60 | 67 | 8912451
FUJITSU | AOU24RLXFZH | FUJITSU | *** | *** | *** | 22000 | 25000 | 17.8 | 12.1 | 9.2 | 2.06 | 62 | 102 | 8033742
FUJITSU | AOU18RLXFZH | FUJITSU | *** | *** | *** | 18000 | 22000 | 19 | 12.4 | 9 | 1.84 | 65 | 100 | 8033585
FUJITSU | AOU18RLXFZ | FUJITSU | *** | *** | *** | 18000 | 22000 | 16.3 | 12.1 | 8.7 | 1.86 | 63 | 52 | 4397409
FUJITSU | AOU24RLXFZ | FUJITSU | *** | *** | *** | 22000 | 24000 | 16 | 10.6 | 8.5 | 1.88 | 59 | 55 | 4397406
RHEEM | ROMH18FXZHJ | RHEEM | *** | *** | *** | 18000 | 22000 | 19 | 12.4 | 9 | 1.84 | 65 | 100 | 10595420
RUUD | UOMH18FXZHJ | RUUD | *** | *** | *** | 18000 | 22000 | 19 | 12.4 | 9 | 1.84 | 65 | 100 | 10595421
RHEEM | ROMH24FXZHJ | RHEEM | *** | *** | *** | 22000 | 25000 | 17.8 | 12.1 | 9.2 | 2.06 | 62 | 102 | 10595426
RUUD | UOMH24FXZHJ | RUUD | *** | *** | *** | 22000 | 25000 | 17.8 | 12.1 | 9.2 | 2.06 | 62 | 102 | 10595427
RHEEM | ROMH18AFXZJ | RHEEM | *** | *** | *** | 18000 | 22000 | 16.3 | 12.1 | 8.7 | 1.86 | 63 | 52 | 10595436
RUUD | UOMH18AFXZJ | RUUD | *** | *** | *** | 18000 | 22000 | 16.3 | 12.1 | 8.7 | 1.86 | 63 | 52 | 10595437
RHEEM | ROMH24AFXZJ | RHEEM | *** | *** | *** | 22000 | 24000 | 16 | 10.6 | 8.5 | 1.88 | 59 | 55 | 10595440
RUUD | ROMH18FXZHJ | RUUD | *** | *** | *** | 18000 | 22000 | 19 | 12.4 | 9 | 1.84 | 65 | 100 | 206221521
RUUD | ROMH24FXZHJ | RUUD | *** | *** | *** | 22000 | 25000 | 17.8 | 12.1 | 9.2 | 2.06 | 62 | 102 | 206221524
RUUD | ROMH18AFXZJ | RUUD | *** | *** | *** | 18000 | 22000 | 16.3 | 12.1 | 8.7 | 1.86 | 63 | 52 | 206221529
RUUD | ROMH24AFXZJ | RUUD | *** | *** | *** | 22000 | 24000 | 16 | 10.6 | 8.5 | 1.88 | 59 | 55 | 206221531
RHEEM | RO2HFZ18AJ2S | RHEEM | *** | *** | *** | 18000 | 22000 | 16.3 | 12.1 | 8.7 | 1.86 | 63 | 52 | 211044449
RUUD | RO2HFZ18AJ2S | RUUD | *** | *** | *** | 18000 | 22000 | 16.3 | 12.1 | 8.7 | 1.86 | 63 | 52 | 211044450
RHEEM | RO3HFZ24AJ2S | RHEEM | *** | *** | *** | 22000 | 24000 | 16 | 10.6 | 8.5 | 1.88 | 59 | 55 | 211044453
RUUD | RO3HFZ24AJ2S | RUUD | *** | *** | *** | 22000 | 24000 | 16 | 10.6 | 8.5 | 1.88 | 59 | 55 | 211044454
RHEEM | RO2HFZ18AJ1H | RHEEM | *** | *** | *** | 18000 | 22000 | 19 | 12.4 | 9 | 1.84 | 65 | 100 | 211044461
RUUD | RO2HFZ18AJ1H | RUUD | *** | *** | *** | 18000 | 22000 | 19 | 12.4 | 9 | 1.84 | 65 | 100 | 211044462
RHEEM | RO3HFZ24AJ1H | RHEEM | *** | *** | *** | 22000 | 25000 | 17.8 | 12.1 | 9.2 | 2.06 | 62 | 102 | 211044465
RUUD | RO3HFZ24AJ1H | RUUD | *** | *** | *** | 22000 | 25000 | 17.8 | 12.1 | 9.2 | 2.06 | 62 | 102 | 211044466
RHEEM | RO4HFZ36AJ1H | RHEEM | *** | *** | *** | 35200 | 36400 | 18 | 12 | 8.7 | 2.02 | 59 | 100 | 211044469
RUUD | RO4HFZ36AJ1H | RUUD | *** | *** | *** | 35200 | 36400 | 18 | 12 | 8.7 | 2.02 | 59 | 100 | 211044470
TOSOT | TMVRF-OD36KHP | TOSOT | *** | *** | *** | 37600 | 42000 | 18 | 11 | 8.2 | 2 | 60 | 48 | 212117655
GREE | GWHD(18)ND3PO | GREE ¦ GREE | GWH09AGCXD-D3DN***/I ¦ GFH(09)DA-D3DN***/I |  |  | 18000 | 19000 | 21 | 12 | 9 | 1.92 | 73 | 71 | 211752945
GREE | GMV-V36WL/C-T(U) | GREE | *** | *** | *** | 36000 | 36000 | 18.5 | 11.5 | 8.7 | 2.2 | 67 | 70 | 211698446
GREE | GMV-V48WL/C-T(U) | GREE | *** | *** | *** | 48000 | 48000 | 17.1 | 10.5 | 8.55 | 2 | 67 | 70 | 211698445
KINGHOME | KW36HVRO | KINGHOME | *** | *** | *** | 37600 | 42000 | 18 | 11 | 8.2 | 2 | 60 | 48 | 211644116
LENNOX VRF | VEP036C432P2 | LENNOX VRF | *** | *** | *** | 37600 | 42000 | 18 | 11 | 8.2 | 2 | 60 | 48 | 206764038
GREE | GMV-36WL/C-T(U) | GREE | *** | *** | *** | 37600 | 42000 | 18 | 11 | 8.2 | 2 | 60 | 48 | 206335356
TOSOT | MZ-M18/O | TOSOT ¦ TOSOT | TWH09AG25A2DI ¦ TM09HSFDI |  |  | 17000 | 18000 | 18.5 | 11.5 | 9 | 1.8 | 79 | 77 | 214771566
TOSOT | MZ-M24/O | TOSOT ¦ TOSOT | TWH09AG25A2DI ¦ TWH09AG25A2DI |  |  | 23200 | 24000 | 18.5 | 11.75 | 9 | 1.8 | 97 | 93 | 214771565
TOSOT | MZ-M30/O | TOSOT ¦ TOSOT | TWH09AG25A2DI ¦ TWH09AG25A2DI |  |  | 28400 | 30000 | 18.5 | 11.75 | 9 | 1.8 | 90 | 83 | 214771564
TOSOT | MZ-M36/O | TOSOT ¦ TOSOT | TWH09AG25A2DI ¦ TWH09AG25A2DI |  |  | 34000 | 36000 | 18.5 | 11.5 | 9 | 1.8 | 84 | 83 | 214771563
LENNOX | GMV-36WL/C-T(U) | LENNOX | *** | *** | *** | 37600 | 42000 | 18 | 11 | 8.2 | 2 | 60 | 48 | 214728289
TOSOT | TVRF-V60WL/C | TOSOT ¦ TOSOT | GMV-ND12PHS/B-T(U) ¦ GMV-ND12T/D-T(U) |  |  | 60000 | 60000 | 19 | 10 | 8.75 | 2 | 67 | 70 | 214717102
TOSOT | TVRF-V36WL/C | TOSOT ¦ TOSOT | GMV-ND07PHS/B-T(U) ¦ GMV-ND07T/D-T(U) |  |  | 36000 | 36000 | 20.75 | 12.25 | 8.85 | 2.3 | 64 | 70 | 214717100
TOSOT | TVRF-V48WL/C | TOSOT ¦ TOSOT | GMV-ND07PHS/B-T(U) ¦ GMV-ND07T/D-T(U) |  |  | 48000 | 48000 | 19.55 | 11 | 8.875 | 2.1 | 65 | 70 | 214717099
TOSOT | TVRF-V36WL/C | TOSOT | *** | *** | *** | 36000 | 36000 | 18.5 | 11.5 | 8.7 | 2.2 | 67 | 70 | 214717096
TOSOT | TVRF-V48WL/C | TOSOT | *** | *** | *** | 48000 | 48000 | 17.1 | 10.5 | 8.55 | 2 | 67 | 70 | 214717095
KINGHOME | KM18H5O3 | KINGHOME ¦ KINGHOME | KW09HQ25SDI ¦ KM09HF1DI |  |  | 18000 | 19000 | 21 | 12 | 9 | 1.92 | 73 | 71 | 214655287
TOSOT | TM18HPO | TOSOT ¦ TOSOT | TW09HXP2A1DI ¦ TM09HSFDI |  |  | 18000 | 19000 | 21 | 12 | 9 | 1.92 | 73 | 71 | 214389464
AIR TECH | ATVO36NGUG2 | AIR TECH ¦ AIR TECH | ATVD07HGBG2 ¦ ATVC07NGDG2 |  |  | 36000 | 36000 | 20.75 | 12.25 | 8.85 | 2.3 | 64 | 70 | 214056554
AIR TECH | ATVO36NGUG2 | AIR TECH | *** | *** | *** | 36000 | 36000 | 18.5 | 11.5 | 8.7 | 2.2 | 67 | 70 | 214056552
AIR TECH | ATVO48NGUG2 | AIR TECH ¦ AIR TECH | ATVD07HGBG2 ¦ ATVC07NGDG2 |  |  | 48000 | 48000 | 19.55 | 11 | 8.875 | 2.1 | 65 | 70 | 214056551
AIR TECH | ATVO48NGUG2 | AIR TECH | *** | *** | *** | 48000 | 48000 | 17.1 | 10.5 | 8.55 | 2 | 67 | 70 | 214056549
AIR TECH | ATVO60NGUG2 | AIR TECH ¦ AIR TECH | ATVD12HGBG2 ¦ ATVC12NGDG2 |  |  | 60000 | 60000 | 19 | 10 | 8.75 | 2 | 67 | 70 | 214056548
GREE | GMV-V36WL/C-T(U) | GREE ¦ GREE | GMV-ND07PHS/B-T(U) ¦ GMV-ND07T/D-T(U) |  |  | 36000 | 36000 | 20.75 | 12.25 | 8.85 | 2.3 | 64 | 70 | 213927641
GREE | GMV-V60WL/C-T(U) | GREE ¦ GREE | GMV-ND12PHS/B-T(U) ¦ GMV-ND12T/D-T(U) |  |  | 60000 | 60000 | 19 | 10 | 8.75 | 2 | 67 | 70 | 213927640
GREE | GMV-V48WL/C-T(U) | GREE ¦ GREE | GMV-ND07PHS/B-T(U) ¦ GMV-ND07T/D-T(U) |  |  | 48000 | 48000 | 19.55 | 11 | 8.875 | 2.1 | 65 | 70 | 213927639
LG | LMU601HV | LG ¦ LG | LSN120HSV5 ¦ LDN127HV4 |  |  | 60000 | 64000 | 19.5 | 11.15 | 9.75 | 1.99 | 66 | 71 | 206717016
LG | LMU300HHV | LG ¦ LG | LSN090HSV5 ¦ LDN127HV4 |  |  | 26400 | 27800 | 18.75 | 12.1 | 9.5 | 1.85 | 66 | 85 | 10525928
LG | LMU240HHV | LG ¦ LG | LSN090HSV5 ¦ LDN097HV4 |  |  | 22000 | 25000 | 19 | 12.6 | 9.5 | 1.83 | 65 | 87 | 10516997
LG | LMU180HHV | LG ¦ LG | LSN090HSV5 ¦ LDN097HV4 |  |  | 17200 | 22000 | 19.25 | 12.75 | 8.9 | 1.83 | 67 | 90 | 10516996
LG | KUMXA181A | LG ¦ LG | KNUAB091A ¦ KNMKB091A |  |  | 17600 | 22000 | 18.5 | 12.75 | 9.4 | 1.85 | 62 | 90 | 214848479
LG | KUMXA241A | LG ¦ LG | KNUAB091A ¦ KNMKB121A |  |  | 23000 | 25000 | 19.75 | 13 | 9.65 | 1.85 | 66 | 87 | 214848480
LG | KUMXB181A | LG ¦ LG | KNUAB091A ¦ KNMKB091A |  |  | 17600 | 21000 | 20.5 | 13 | 9.4 | 2.1 | 68 | 75 | 214848485
LG | KUMXB241A | LG ¦ LG | KNUAB091A ¦ KNMKB121A |  |  | 23000 | 23800 | 20.5 | 12.5 | 9.4 | 2.2 | 63 | 71 | 214848486
LG | KUMXA301A | LG ¦ LG | KNMKB091A ¦ KNUAB091A |  |  | 26400 | 30000 | 19.25 | 12.1 | 9.65 | 1.85 | 66 | 77 | 214848487
LG | KUMXB241A | LG | *** | *** | *** | 22000 | 23000 | 18.5 | 12.5 | 9 | 2.1 | 65 | 73 | 214848484
LG | KUMXB181A | LG | *** | *** | *** | 17200 | 20000 | 18.5 | 12.5 | 9 | 2 | 69 | 78 | 214848482
LG | KUMXA301A | LG | *** | *** | *** | 24600 | 30000 | 18.5 | 11.7 | 9.5 | 1.85 | 66 | 77 | 214848478
LG | KUMXA241A | LG | *** | *** | *** | 22000 | 24000 | 18.5 | 12.5 | 9.5 | 1.85 | 63 | 90 | 214848476
LG | KUMXA181A | LG | *** | *** | *** | 17200 | 22000 | 17 | 12 | 9 | 1.85 | 61 | 90 | 214848474
MDV | MOE30-48HFN10-M2 | MDV | *** | *** | *** | 48000 | 50000 | 17.2 | 10 | 9.8 | 2 | 78 | 76 | 214855480
MDV | MOE30-60HFN10-M2X | MDV | *** | *** | *** | 55000 | 60000 | 15.9 | 10.2 | 10.4 | 2.1 | 75 | 89 | 214855477
MDV | MOE30-48HFN10-M2X | MDV | *** | *** | *** | 48000 | 52000 | 16.8 | 10.4 | 10.8 | 2 | 87 | 91 | 214855476
MDV | MOX630-36HFN10-M2X | MDV | *** | *** | *** | 36000 | 42000 | 17.8 | 12 | 11.1 | 2.1 | 75 | 90 | 214855475
MDV | MOD30-24HFN10-M1 | MDV | *** | *** | *** | 24000 | 25000 | 19 | 12.5 | 11 | 2.3 | 85 | 76 | 214855455
MDV | MOX430-18HFN10-M1 | MDV | *** | *** | *** | 17000 | 20000 | 20 | 12.5 | 10.6 | 2.2 | 70 | 70 | 214855451
MDV | MOX230-12HFN10-M1 | MDV | *** | *** | *** | 11500 | 12000 | 19 | 11.7 | 10.3 | 2.25 | 79 | 73 | 214855444
MDV | MOX230-09HFN10-M1 | MDV | *** | *** | *** | 9000 | 10000 | 19.6 | 12.8 | 11 | 2.25 | 89 | 86 | 214855437
MDV | MOD30-24HFN10-M1X | MDV | *** | *** | *** | 24000 | 26000 | 19.2 | 12 | 11.7 | 2.18 | 83 | 92 | 214855420
MDV | MOX430-18HFN10-M1X | MDV | *** | *** | *** | 17000 | 19000 | 18 | 12 | 10.8 | 2 | 79 | 95 | 214855417
MDV | MOX330-12HFN10-M1X | MDV | *** | *** | *** | 12000 | 12500 | 20 | 12 | 10.2 | 1.9 | 77 | 94 | 214855413
MDV | MOX330-09HFN10-M1X | MDV | *** | *** | *** | 9000 | 10000 | 21.5 | 13.5 | 12.5 | 1.89 | 96 | 112 | 214855409
MDV | MOX230-06HFN10-M1X | MDV | *** | *** | *** | 6500 | 8000 | 21.5 | 14.5 | 13.8 | 2.4 | 100 | 98 | 214855402
MDV | M6OE30-60HFN10-M1-D* | MDV | *** | *** | *** | 60000 | 60000 | 18 | 10 | 9.2 | 2.1 | 65 | 67 | 214861921
MDV | M6OE30-60HFN10-M1-D | MDV | *** | *** | *** | 60000 | 60000 | 18 | 10 | 9.2 | 2.1 | 65 | 67 | 214861909
MDV | M6OE30-60HFN10-M1D-D* | MDV | *** | *** | *** | 60000 | 60000 | 18 | 10 | 9.2 | 2.1 | 65 | 67 | 214861867
MDV | M6OE30-60HFN10-M1D-D | MDV | *** | *** | *** | 60000 | 60000 | 18 | 10 | 9.2 | 2.1 | 65 | 67 | 214861852
MDV | M6OE30-60HFN10-M1* | MDV | *** | *** | *** | 60000 | 60000 | 18 | 10 | 9.3 | 2.1 | 65 | 67 | 214861807
MDV | M6OE30-60HFN10-M1D* | MDV | *** | *** | *** | 60000 | 60000 | 18 | 10 | 9.3 | 2.1 | 65 | 67 | 214861777
MDV | M6OE30-60HFN10-M1 | MDV | *** | *** | *** | 60000 | 60000 | 18 | 10 | 9.3 | 2.1 | 65 | 67 | 214861747
MDV | M6OE30-60HFN10-M1D | MDV | *** | *** | *** | 60000 | 60000 | 18 | 10 | 9.3 | 2.1 | 65 | 67 | 214861744
MDV | M6OE30-48HFN10-M1 | MDV | *** | *** | *** | 45000 | 47000 | 20.5 | 12 | 10.6 | 2.1 | 79 | 81 | 214861741
MDV | M5OD30-36HFN10-M1 | MDV | *** | *** | *** | 35000 | 37000 | 20 | 11.7 | 9.2 | 2 | 71 | 70 | 214861738
MDV | M4OD30-27HFN10-M1 | MDV | *** | *** | *** | 26600 | 26600 | 21 | 12 | 9.2 | 2 | 69 | 71 | 214861735
MDV | M6OE31-53HFN10-M1X | MDV | *** | *** | *** | 53000 | 55000 | 20.2 | 11.7 | 10.7 | 2.1 | 82 | 87 | 214861730
MDV | M6OE31-48HFN10-M1X | MDV | *** | *** | *** | 47000 | 48000 | 20.5 | 11.7 | 11 | 2 | 93 | 100 | 214861727
MDV | M4OD31-27HFN10-M1X | MDV | *** | *** | *** | 28000 | 28000 | 19 | 12 | 9.5 | 2 | 82 | 96 | 214861723
MDV | M3OD31-18HFN10-M1X | MDV | *** | *** | *** | 19000 | 20000 | 20 | 13 | 10 | 2 | 85 | 90 | 214861720
MDV | M6OE30-48HFN10-M1D | MDV | *** | *** | *** | 45000 | 47000 | 20.5 | 12 | 10.6 | 2.1 | 79 | 81 | 214861717
MDV | M5OD30-36HFN10-M1D | MDV | *** | *** | *** | 35000 | 37000 | 20 | 11.7 | 9.2 | 2 | 71 | 70 | 214861714
MDV | M4OD30-27HFN10-M1D | MDV | *** | *** | *** | 26600 | 26600 | 21 | 12 | 9.2 | 2 | 69 | 71 | 214861711
MDV | M6OE31-53HFN10-M1XD | MDV | *** | *** | *** | 53000 | 55000 | 20.2 | 11.7 | 10.7 | 2.1 | 82 | 87 | 214861705
MDV | M6OE31-48HFN10-M1XD | MDV | *** | *** | *** | 47000 | 48000 | 20.5 | 11.7 | 11 | 2 | 93 | 100 | 214861702
MDV | M5OX631-36HFN10-M1XD | MDV | *** | *** | *** | 36000 | 36000 | 19.5 | 12 | 10.5 | 2 | 92 | 106 | 214861699
MDV | M4OD31-27HFN10-M1XD | MDV | *** | *** | *** | 28000 | 28000 | 19 | 12 | 9.5 | 2 | 82 | 96 | 214861696
MDV | M3OD31-18HFN10-M1XD | MDV | *** | *** | *** | 19000 | 20000 | 20 | 13 | 10 | 2 | 85 | 90 | 214861693
MDV | M3OX430-18HFN10-M1 | MDV | *** | *** | *** | 18000 | 19000 | 20 | 12 | 10 | 2.3 | 77 | 77 | 214861708
MDV | M3OX430-18HFN10-M1* | MDV | *** | *** | *** | 18000 | 19000 | 20 | 12 | 10 | 2.3 | 77 | 77 | 214861765
MDV | M3OX430-18HFN10-M1-D | MDV | *** | *** | *** | 18000 | 19000 | 20 | 12 | 10 | 2.3 | 77 | 77 | 214861840
MDV | M3OX430-18HFN10-M1-D* | MDV | *** | *** | *** | 18000 | 19000 | 20 | 12 | 10 | 2.3 | 77 | 77 | 214861855
MDV | M3OD31-18HFN10-M1XD* | MDV | *** | *** | *** | 19000 | 20000 | 20 | 13 | 10 | 2 | 85 | 90 | 214861750
MDV | M4OD31-27HFN10-M1XD* | MDV | *** | *** | *** | 28000 | 28000 | 19 | 12 | 9.5 | 2 | 82 | 96 | 214861753
MDV | M5OX631-36HFN10-M1XD* | MDV | *** | *** | *** | 36000 | 36000 | 19.5 | 12 | 10.5 | 2 | 92 | 106 | 214861756
MDV | M6OE31-48HFN10-M1XD* | MDV | *** | *** | *** | 47000 | 48000 | 20.5 | 11.7 | 11 | 2 | 93 | 100 | 214861759
MDV | M6OE31-53HFN10-M1XD* | MDV | *** | *** | *** | 53000 | 55000 | 20.2 | 11.7 | 10.7 | 2.1 | 82 | 87 | 214861762
MDV | M4OD30-27HFN10-M1D* | MDV | *** | *** | *** | 26600 | 26600 | 21 | 12 | 9.2 | 2 | 69 | 71 | 214861768
MDV | M5OD30-36HFN10-M1D* | MDV | *** | *** | *** | 35000 | 37000 | 20 | 11.7 | 9.2 | 2 | 71 | 70 | 214861771
MDV | M6OE30-48HFN10-M1D* | MDV | *** | *** | *** | 45000 | 47000 | 20.5 | 12 | 10.6 | 2.1 | 79 | 81 | 214861774
MDV | M3OD31-18HFN10-M1X* | MDV | *** | *** | *** | 19000 | 20000 | 20 | 13 | 10 | 2 | 85 | 90 | 214861780
MDV | M4OD31-27HFN10-M1X* | MDV | *** | *** | *** | 28000 | 28000 | 19 | 12 | 9.5 | 2 | 82 | 96 | 214861783
MDV | M5OX631-36HFN10-M1X* | MDV | *** | *** | *** | 36000 | 36000 | 19.5 | 12 | 10.5 | 2 | 92 | 106 | 214861786
MDV | M5OX631-36HFN10-M1X** | MDV | *** | *** | *** | 36000 | 36000 | 19.5 | 12 | 10.5 | 2 | 92 | 106 | 214861789
MDV | M6OE31-48HFN10-M1X* | MDV | *** | *** | *** | 47000 | 48000 | 20.5 | 11.7 | 11 | 2 | 93 | 100 | 214861792
MDV | M6OE31-53HFN10-M1X* | MDV | *** | *** | *** | 53000 | 55000 | 20.2 | 11.7 | 10.7 | 2.1 | 82 | 87 | 214861795
MDV | M4OD30-27HFN10-M1* | MDV | *** | *** | *** | 26600 | 26600 | 21 | 12 | 9.2 | 2 | 69 | 71 | 214861798
MDV | M5OD30-36HFN10-M1* | MDV | *** | *** | *** | 35000 | 37000 | 20 | 11.7 | 9.2 | 2 | 71 | 70 | 214861801
MDV | M6OE30-48HFN10-M1* | MDV | *** | *** | *** | 45000 | 47000 | 20.5 | 12 | 10.6 | 2.1 | 79 | 81 | 214861804
MDV | M3OD31-18HFN10-M1XD-D | MDV | *** | *** | *** | 19000 | 20000 | 20 | 13 | 10 | 2 | 85 | 90 | 214861810
MDV | M4OD31-27HFN10-M1XD-D | MDV | *** | *** | *** | 28000 | 28000 | 19 | 12 | 9.5 | 2 | 82 | 96 | 214861813
MDV | M5OX631-36HFN10-M1XD-D | MDV | *** | *** | *** | 36000 | 36000 | 19.4 | 12 | 10.4 | 2 | 92 | 106 | 214861816
MDV | M6OE31-48HFN10-M1XD-D | MDV | *** | *** | *** | 47000 | 48000 | 20.4 | 11.7 | 11 | 2 | 93 | 100 | 214861819
MDV | M6OE31-53HFN10-M1XD-D | MDV | *** | *** | *** | 53000 | 55000 | 20 | 11.7 | 10.7 | 2.1 | 82 | 87 | 214861822
MDV | M3OD31-18HFN10-M1XD-D* | MDV | *** | *** | *** | 19000 | 20000 | 20 | 13 | 10 | 2 | 85 | 90 | 214861825
MDV | M4OD31-27HFN10-M1XD-D* | MDV | *** | *** | *** | 28000 | 28000 | 19 | 12 | 9.5 | 2 | 82 | 96 | 214861828
MDV | M5OX631-36HFN10-M1XD-D* | MDV | *** | *** | *** | 36000 | 36000 | 19.4 | 12 | 10.4 | 2 | 92 | 106 | 214861831
MDV | M6OE31-48HFN10-M1XD-D* | MDV | *** | *** | *** | 47000 | 48000 | 20.4 | 11.7 | 11 | 2 | 93 | 100 | 214861834
MDV | M6OE31-53HFN10-M1XD-D* | MDV | *** | *** | *** | 53000 | 55000 | 20 | 11.7 | 10.7 | 2.1 | 82 | 87 | 214861837
MDV | M4OD30-27HFN10-M1D-D | MDV | *** | *** | *** | 26600 | 26600 | 21 | 12 | 9 | 2 | 69 | 71 | 214861843
MDV | M5OD30-36HFN10-M1D-D | MDV | *** | *** | *** | 35000 | 37000 | 20 | 11.7 | 9.2 | 2 | 71 | 70 | 214861846
MDV | M6OE30-48HFN10-M1D-D | MDV | *** | *** | *** | 45000 | 47000 | 20.4 | 12 | 10.6 | 2.1 | 79 | 81 | 214861849
MDV | M4OD30-27HFN10-M1D-D* | MDV | *** | *** | *** | 26600 | 26600 | 21 | 12 | 9 | 2 | 69 | 71 | 214861858
MDV | M5OD30-36HFN10-M1D-D* | MDV | *** | *** | *** | 35000 | 37000 | 20 | 11.7 | 9.2 | 2 | 71 | 70 | 214861861
MDV | M6OE30-48HFN10-M1D-D* | MDV | *** | *** | *** | 45000 | 47000 | 20.4 | 12 | 10.6 | 2.1 | 79 | 81 | 214861864
MDV | M3OD31-18HFN10-M1X-D | MDV | *** | *** | *** | 19000 | 20000 | 20 | 13 | 10 | 2 | 85 | 90 | 214861870
MDV | M4OD31-27HFN10-M1X-D | MDV | *** | *** | *** | 28000 | 28000 | 19 | 12 | 9.5 | 2 | 82 | 96 | 214861873
MDV | M5OX631-36HFN10-M1X-D | MDV | *** | *** | *** | 36000 | 36000 | 19.4 | 12 | 10.4 | 2 | 92 | 106 | 214861876
MDV | M6OE31-48HFN10-M1X-D | MDV | *** | *** | *** | 47000 | 48000 | 20.4 | 11.7 | 11 | 2 | 93 | 100 | 214861879
MDV | M6OE31-53HFN10-M1X-D | MDV | *** | *** | *** | 53000 | 55000 | 20 | 11.7 | 10.7 | 2.1 | 82 | 87 | 214861882
MDV | M3OD31-18HFN10-M1X-D* | MDV | *** | *** | *** | 19000 | 20000 | 20 | 13 | 10 | 2 | 85 | 90 | 214861885
MDV | M4OD31-27HFN10-M1X-D* | MDV | *** | *** | *** | 28000 | 28000 | 19 | 12 | 9.5 | 2 | 82 | 96 | 214861888
MDV | M5OX631-36HFN10-M1X-D* | MDV | *** | *** | *** | 36000 | 36000 | 19.4 | 12 | 10.4 | 2 | 92 | 106 | 214861891
MDV | M6OE31-48HFN10-M1X-D* | MDV | *** | *** | *** | 47000 | 48000 | 20.4 | 11.7 | 11 | 2 | 93 | 100 | 214861894
MDV | M6OE31-53HFN10-M1X-D* | MDV | *** | *** | *** | 53000 | 55000 | 20 | 11.7 | 10.7 | 2.1 | 82 | 87 | 214861897
MDV | M4OD30-27HFN10-M1-D | MDV | *** | *** | *** | 26600 | 26600 | 21 | 12 | 9 | 2 | 69 | 71 | 214861900
MDV | M5OD30-36HFN10-M1-D | MDV | *** | *** | *** | 35000 | 37000 | 20 | 11.7 | 9.2 | 2 | 71 | 70 | 214861903
MDV | M6OE30-48HFN10-M1-D | MDV | *** | *** | *** | 45000 | 47000 | 20.4 | 12 | 10.6 | 2.1 | 79 | 81 | 214861906
MDV | M4OD30-27HFN10-M1-D* | MDV | *** | *** | *** | 26600 | 26600 | 21 | 12 | 9 | 2 | 69 | 71 | 214861912
MDV | M5OD30-36HFN10-M1-D* | MDV | *** | *** | *** | 35000 | 37000 | 20 | 11.7 | 9.2 | 2 | 71 | 70 | 214861915
MDV | M6OE30-48HFN10-M1-D* | MDV | *** | *** | *** | 45000 | 47000 | 20.4 | 12 | 10.6 | 2.1 | 79 | 81 | 214861918
MDV | MOD30-36HFN10-M2 | MDV | *** | *** | *** | 36000 | 40000 | 18.8 | 10.2 | 10.2 | 2.1 | 69 | 64 | 214855479
MDV | MOE30-60HFN10-M2 | MDV | *** | *** | *** | 58000 | 60000 | 17 | 10 | 9.8 | 2.2 | 67 | 67 | 214855482
MDV | M4OD31-27HFN10-M1XD-D* | MDV ¦ MDV | MTI-06HWFN10-M1 ¦ MTI-06HWFN10-M1 |  |  | 27400 | 27400 | 20 | 12 | 9.75 | 1.95 | 85 | 99 | 214861829
MDV | M3OD31-18HFN10-M1XD-D* | MDV ¦ MDV | MTI-06HWFN10-M1 ¦ MTI-06HWFN10-M1 |  |  | 19000 | 20000 | 20.5 | 13 | 10 | 2 | 84 | 90 | 214861826
MDV | M6OE31-53HFN10-M1XD-D | MDV ¦ MDV | MTI-06HWFN10-M1 ¦ MSEPB-06HRFN10-M1 |  |  | 52000 | 55000 | 21.1 | 11.85 | 10.6 | 2.05 | 81 | 86 | 214861823
MDV | M5OX631-36HFN10-M1XD-D* | MDV ¦ MDV | MTI-06HWFN10-M1 ¦ MTI-06HWFN10-M1 |  |  | 36000 | 36000 | 20.45 | 12.1 | 10.85 | 1.95 | 97 | 104 | 214861832
MDV | M6OE31-48HFN10-M1XD-D* | MDV ¦ MDV | MTI-09HWFN10-M1 ¦ MTI-09HWFN10-M1 |  |  | 46000 | 48500 | 20.8 | 11.85 | 10.6 | 2 | 88 | 99 | 214861835
MDV | M6OE31-53HFN10-M1XD-D* | MDV ¦ MDV | MTI-06HWFN10-M1 ¦ MTI-06HWFN10-M1 |  |  | 52000 | 55000 | 20.7 | 11.85 | 10.65 | 2.05 | 82 | 87 | 214861838
MDV | M6OE30-60HFN10-M1-D* | MDV ¦ MDV | MTI-09HWFN10-M1 ¦ MTI-09HWFN10-M1 |  |  | 60000 | 60000 | 18.6 | 10 | 9.4 | 2.05 | 65 | 63 | 214861922
MDV | M6OE30-48HFN10-M1-D* | MDV ¦ MDV | MTI-09HWFN10-M1 ¦ MTI-09HWFN10-M1 |  |  | 45000 | 47500 | 20.85 | 11.85 | 10.3 | 2.1 | 75 | 78 | 214861919
MDV | M5OD30-36HFN10-M1-D* | MDV ¦ MDV | MTI-06HWFN10-M1 ¦ MTI-06HWFN10-M1 |  |  | 35000 | 37000 | 21.55 | 11.85 | 9.6 | 2 | 72 | 70 | 214861916
MDV | M4OD30-27HFN10-M1-D* | MDV ¦ MDV | MTI-06HWFN10-M1 ¦ MTI-06HWFN10-M1 |  |  | 26200 | 26800 | 22 | 12.1 | 9.25 | 2 | 68 | 71 | 214861913
MDV | M6OE30-60HFN10-M1-D | MDV ¦ MDV | MTI-09HWFN10-M1 ¦ MTI-09HWFN10-M1 |  |  | 60000 | 60000 | 20 | 10 | 9.35 | 2.15 | 65 | 66 | 214861910
MDV | M5OD30-36HFN10-M1D | MDV ¦ MDV | MTI-06HWFN10-M1 ¦ MTI-06HWFN10-M1 |  |  | 35400 | 37000 | 22 | 11.85 | 9.35 | 2 | 71 | 70 | 214861715
MDV | M4OD30-27HFN10-M1D | MDV ¦ MDV | MTI-06HWFN10-M1 ¦ MTI-06HWFN10-M1 |  |  | 26800 | 26800 | 23 | 12.5 | 9.35 | 2 | 69 | 71 | 214861712
MDV | M3OX430-18HFN10-M1 | MDV ¦ MDV | MTI-06HWFN10-M1 ¦ MTI-06HWFN10-M1 |  |  | 18000 | 19000 | 22.6 | 13 | 9.9 | 2.3 | 74 | 74 | 214861709
MDV | M6OE31-53HFN10-M1XD | MDV ¦ MDV | MTI-06HWFN10-M1 ¦ MSEPB-06HRFN10-M1 |  |  | 52000 | 55000 | 21.25 | 11.85 | 10.6 | 2.05 | 81 | 86 | 214861706
MDV | M6OE31-48HFN10-M1XD | MDV ¦ MDV | MTI-09HWFN10-M1 ¦ MTI-09HWFN10-M1 |  |  | 47000 | 48500 | 21.75 | 11.85 | 11.15 | 2 | 91 | 98 | 214861703
MDV | M5OX631-36HFN10-M1XD | MDV ¦ MDV | MTI-06HWFN10-M1 ¦ MTI-06HWFN10-M1 |  |  | 36000 | 36000 | 21.3 | 12.55 | 10.6 | 2 | 87 | 103 | 214861700
MDV | M4OD31-27HFN10-M1XD | MDV ¦ MDV | MTI-06HWFN10-M1 ¦ MTI-06HWFN10-M1 |  |  | 27400 | 27400 | 21.05 | 12.35 | 10 | 2 | 88 | 99 | 214861697
MDV | M6OE30-48HFN10-M1-D | MDV ¦ MDV | MTI-09HWFN10-M1 ¦ MTI-09HWFN10-M1 |  |  | 46000 | 47500 | 22.2 | 12.25 | 10.45 | 2.05 | 79 | 78 | 214861907
MDV | M5OD30-36HFN10-M1-D | MDV ¦ MDV | MTI-06HWFN10-M1 ¦ MTI-06HWFN10-M1 |  |  | 35400 | 37000 | 22 | 11.85 | 9.35 | 2 | 71 | 70 | 214861904
MDV | M4OD30-27HFN10-M1-D | MDV ¦ MDV | MTI-06HWFN10-M1 ¦ MTI-06HWFN10-M1 |  |  | 26800 | 26800 | 23 | 12.5 | 9.25 | 2 | 69 | 71 | 214861901
MDV | M6OE31-53HFN10-M1X-D* | MDV ¦ MDV | MTI-06HWFN10-M1 ¦ MTI-06HWFN10-M1 |  |  | 52000 | 55000 | 20.7 | 11.85 | 10.65 | 2.05 | 82 | 87 | 214861898
MDV | M6OE31-48HFN10-M1X-D* | MDV ¦ MDV | MTI-09HWFN10-M1 ¦ MTI-09HWFN10-M1 |  |  | 46000 | 48500 | 20.8 | 11.85 | 10.6 | 2 | 88 | 99 | 214861895
MDV | M5OX631-36HFN10-M1X-D* | MDV ¦ MDV | MTI-06HWFN10-M1 ¦ MTI-06HWFN10-M1 |  |  | 36000 | 36000 | 20.45 | 12.1 | 10.85 | 1.95 | 97 | 104 | 214861892
MDV | M4OD31-27HFN10-M1X-D* | MDV ¦ MDV | MTI-06HWFN10-M1 ¦ MTI-06HWFN10-M1 |  |  | 27400 | 27400 | 20 | 12 | 9.75 | 1.95 | 85 | 99 | 214861889
MDV | M3OD31-18HFN10-M1X-D* | MDV ¦ MDV | MTI-06HWFN10-M1 ¦ MTI-06HWFN10-M1 |  |  | 19000 | 20000 | 20.5 | 13 | 10 | 2 | 84 | 90 | 214861886
MDV | M6OE31-53HFN10-M1X-D | MDV ¦ MDV | MTI-06HWFN10-M1 ¦ MSEPB-06HRFN10-M1 |  |  | 52000 | 55000 | 21.1 | 11.85 | 10.6 | 2.05 | 81 | 86 | 214861883
MDV | M6OE31-48HFN10-M1X-D | MDV ¦ MDV | MTI-09HWFN10-M1 ¦ MTI-09HWFN10-M1 |  |  | 47000 | 48500 | 21.7 | 11.85 | 11 | 2 | 91 | 98 | 214861880
MDV | M5OX631-36HFN10-M1X-D | MDV ¦ MDV | MTI-06HWFN10-M1 ¦ MTI-06HWFN10-M1 |  |  | 36000 | 36000 | 21.2 | 12.5 | 10.55 | 2 | 87 | 103 | 214861877
MDV | M4OD31-27HFN10-M1X-D | MDV ¦ MDV | MTI-06HWFN10-M1 ¦ MTI-06HWFN10-M1 |  |  | 27400 | 27400 | 21 | 12.25 | 10 | 2 | 88 | 99 | 214861874
MDV | M3OD31-18HFN10-M1X-D | MDV ¦ MDV | MTI-06HWFN10-M1 ¦ MTI-06HWFN10-M1 |  |  | 19000 | 20000 | 22.5 | 14 | 10.2 | 2 | 87 | 93 | 214861871
MDV | M6OE30-60HFN10-M1D-D* | MDV ¦ MDV | MTI-09HWFN10-M1 ¦ MTI-09HWFN10-M1 |  |  | 60000 | 60000 | 18.6 | 10 | 9.4 | 2.05 | 65 | 63 | 214861868
MDV | M6OE30-48HFN10-M1D-D* | MDV ¦ MDV | MTI-09HWFN10-M1 ¦ MTI-09HWFN10-M1 |  |  | 45000 | 47500 | 20.85 | 11.85 | 10.3 | 2.1 | 75 | 78 | 214861865
MDV | M5OD30-36HFN10-M1D-D* | MDV ¦ MDV | MTI-06HWFN10-M1 ¦ MTI-06HWFN10-M1 |  |  | 35000 | 37000 | 21.55 | 11.85 | 9.6 | 2 | 72 | 70 | 214861862
MDV | M4OD30-27HFN10-M1D-D* | MDV ¦ MDV | MTI-06HWFN10-M1 ¦ MTI-06HWFN10-M1 |  |  | 26200 | 26800 | 22 | 12.1 | 9.25 | 2 | 68 | 71 | 214861859
MDV | M3OX430-18HFN10-M1-D* | MDV ¦ MDV | MTI-06HWFN10-M1 ¦ MTI-06HWFN10-M1 |  |  | 18000 | 19000 | 21.5 | 12.25 | 10 | 2.25 | 74 | 74 | 214861856
MDV | M6OE30-60HFN10-M1D-D | MDV ¦ MDV | MTI-09HWFN10-M1 ¦ MTI-09HWFN10-M1 |  |  | 60000 | 60000 | 20 | 10 | 9.35 | 2.15 | 65 | 66 | 214861853
MDV | M6OE30-48HFN10-M1D-D | MDV ¦ MDV | MTI-09HWFN10-M1 ¦ MTI-09HWFN10-M1 |  |  | 46000 | 47500 | 22.2 | 12.25 | 10.45 | 2.05 | 79 | 78 | 214861850
MDV | M5OD30-36HFN10-M1D-D | MDV ¦ MDV | MTI-06HWFN10-M1 ¦ MTI-06HWFN10-M1 |  |  | 35400 | 37000 | 22 | 11.85 | 9.35 | 2 | 71 | 70 | 214861847
MDV | M4OD30-27HFN10-M1D-D | MDV ¦ MDV | MTI-06HWFN10-M1 ¦ MTI-06HWFN10-M1 |  |  | 26800 | 26800 | 23 | 12.5 | 9.25 | 2 | 69 | 71 | 214861844
MDV | M3OX430-18HFN10-M1-D | MDV ¦ MDV | MTI-06HWFN10-M1 ¦ MTI-06HWFN10-M1 |  |  | 18000 | 19000 | 22.55 | 13 | 9.9 | 2.3 | 74 | 74 | 214861841
MDV | M6OE31-48HFN10-M1XD-D | MDV ¦ MDV | MTI-09HWFN10-M1 ¦ MTI-09HWFN10-M1 |  |  | 47000 | 48500 | 21.7 | 11.85 | 11 | 2 | 91 | 98 | 214861820
MDV | M5OX631-36HFN10-M1XD-D | MDV ¦ MDV | MTI-06HWFN10-M1 ¦ MTI-06HWFN10-M1 |  |  | 36000 | 36000 | 21.2 | 12.5 | 10.55 | 2 | 87 | 103 | 214861817
MDV | M4OD31-27HFN10-M1XD-D | MDV ¦ MDV | MTI-06HWFN10-M1 ¦ MTI-06HWFN10-M1 |  |  | 27400 | 27400 | 21 | 12.25 | 10 | 2 | 88 | 99 | 214861814
MDV | M3OD31-18HFN10-M1XD-D | MDV ¦ MDV | MTI-06HWFN10-M1 ¦ MTI-06HWFN10-M1 |  |  | 19000 | 20000 | 22.5 | 14 | 10.2 | 2 | 87 | 93 | 214861811
MDV | M6OE30-60HFN10-M1* | MDV ¦ MDV | MTI-09HWFN10-M1 ¦ MTI-09HWFN10-M1 |  |  | 60000 | 60000 | 18.6 | 10 | 9.45 | 2.05 | 65 | 63 | 214861808
MDV | M6OE30-48HFN10-M1* | MDV ¦ MDV | MTI-09HWFN10-M1 ¦ MTI-09HWFN10-M1 |  |  | 45000 | 47500 | 20.9 | 11.85 | 10.3 | 2.1 | 75 | 78 | 214861805
MDV | M5OD30-36HFN10-M1* | MDV ¦ MDV | MTI-06HWFN10-M1 ¦ MTI-06HWFN10-M1 |  |  | 35000 | 37000 | 21.55 | 11.85 | 9.6 | 2 | 72 | 70 | 214861802
MDV | M4OD30-27HFN10-M1* | MDV ¦ MDV | MTI-06HWFN10-M1 ¦ MTI-06HWFN10-M1 |  |  | 26200 | 26800 | 22 | 12.1 | 9.35 | 2 | 68 | 71 | 214861799
MDV | M6OE31-53HFN10-M1X* | MDV ¦ MDV | MTI-06HWFN10-M1 ¦ MTI-06HWFN10-M1 |  |  | 52000 | 55000 | 20.8 | 11.85 | 10.65 | 2.05 | 82 | 87 | 214861796
MDV | M6OE31-48HFN10-M1X* | MDV ¦ MDV | MTI-09HWFN10-M1 ¦ MTI-09HWFN10-M1 |  |  | 46000 | 48500 | 20.85 | 11.85 | 10.6 | 2 | 88 | 99 | 214861793
MDV | M5OX631-36HFN10-M1X** | MDV ¦ MDV | MTI-06HWFN10-M1 ¦ MTI-06HWFN10-M1 |  |  | 36000 | 36000 | 20.5 | 12.1 | 10.9 | 1.95 | 97 | 104 | 214861790
MDV | M5OX631-36HFN10-M1X* | MDV ¦ MDV | MTI-06HWFN10-M1 ¦ MTI-06HWFN10-M1 |  |  | 36000 | 36000 | 21.3 | 12.55 | 10.6 | 2 | 87 | 103 | 214861787
MDV | M4OD31-27HFN10-M1X* | MDV ¦ MDV | MTI-06HWFN10-M1 ¦ MTI-06HWFN10-M1 |  |  | 27400 | 27400 | 20 | 12 | 9.75 | 1.95 | 85 | 99 | 214861784
MDV | M3OD31-18HFN10-M1X* | MDV ¦ MDV | MTI-06HWFN10-M1 ¦ MTI-06HWFN10-M1 |  |  | 19000 | 20000 | 20.5 | 13 | 10 | 2 | 84 | 90 | 214861781
MDV | M6OE30-60HFN10-M1D* | MDV ¦ MDV | MTI-09HWFN10-M1 ¦ MTI-09HWFN10-M1 |  |  | 60000 | 60000 | 18.6 | 10 | 9.45 | 2.05 | 65 | 63 | 214861778
MDV | M6OE30-48HFN10-M1D* | MDV ¦ MDV | MTI-09HWFN10-M1 ¦ MTI-09HWFN10-M1 |  |  | 45000 | 47500 | 20.9 | 11.85 | 10.3 | 2.1 | 75 | 78 | 214861775
MDV | M5OD30-36HFN10-M1D* | MDV ¦ MDV | MTI-06HWFN10-M1 ¦ MTI-06HWFN10-M1 |  |  | 35000 | 37000 | 21.55 | 11.85 | 9.6 | 2 | 72 | 70 | 214861772
MDV | M4OD30-27HFN10-M1D* | MDV ¦ MDV | MTI-06HWFN10-M1 ¦ MTI-06HWFN10-M1 |  |  | 26200 | 26800 | 22 | 12.1 | 9.35 | 2 | 68 | 71 | 214861769
MDV | M3OX430-18HFN10-M1* | MDV ¦ MDV | MTI-06HWFN10-M1 ¦ MTI-06HWFN10-M1 |  |  | 18000 | 19000 | 21.5 | 12.25 | 10 | 2.25 | 74 | 74 | 214861766
MDV | M6OE31-53HFN10-M1XD* | MDV ¦ MDV | MTI-06HWFN10-M1 ¦ MTI-06HWFN10-M1 |  |  | 52000 | 55000 | 20.8 | 11.85 | 10.65 | 2.05 | 82 | 87 | 214861763
MDV | M6OE31-48HFN10-M1XD* | MDV ¦ MDV | MTI-09HWFN10-M1 ¦ MTI-09HWFN10-M1 |  |  | 46000 | 48500 | 20.85 | 11.85 | 10.6 | 2 | 88 | 99 | 214861760
MDV | M5OX631-36HFN10-M1XD* | MDV ¦ MDV | MTI-06HWFN10-M1 ¦ MTI-06HWFN10-M1 |  |  | 36000 | 36000 | 20.5 | 12.1 | 10.9 | 1.95 | 97 | 104 | 214861757
MDV | M4OD31-27HFN10-M1XD* | MDV ¦ MDV | MTI-06HWFN10-M1 ¦ MTI-06HWFN10-M1 |  |  | 27400 | 27400 | 20 | 12 | 9.75 | 1.95 | 85 | 99 | 214861754
MDV | M3OD31-18HFN10-M1XD* | MDV ¦ MDV | MTI-06HWFN10-M1 ¦ MTI-06HWFN10-M1 |  |  | 19000 | 20000 | 20.5 | 13 | 10 | 2 | 84 | 90 | 214861751
MDV | M6OE30-60HFN10-M1 | MDV ¦ MDV | MTI-09HWFN10-M1 ¦ MTI-09HWFN10-M1 |  |  | 60000 | 60000 | 20 | 10 | 9.45 | 2.15 | 65 | 66 | 214861748
MDV | M6OE30-60HFN10-M1D | MDV ¦ MDV | MTI-09HWFN10-M1 ¦ MTI-09HWFN10-M1 |  |  | 60000 | 60000 | 20 | 10 | 9.45 | 2.15 | 65 | 66 | 214861745
MDV | M6OE30-48HFN10-M1 | MDV ¦ MDV | MTI-09HWFN10-M1 ¦ MTI-09HWFN10-M1 |  |  | 46000 | 47500 | 22.25 | 12.25 | 10.5 | 2.05 | 79 | 78 | 214861742
MDV | M5OD30-36HFN10-M1 | MDV ¦ MDV | MTI-06HWFN10-M1 ¦ MTI-06HWFN10-M1 |  |  | 35400 | 37000 | 22 | 11.85 | 9.35 | 2 | 71 | 70 | 214861739
MDV | M4OD30-27HFN10-M1 | MDV ¦ MDV | MTI-06HWFN10-M1 ¦ MTI-06HWFN10-M1 |  |  | 26800 | 26800 | 23 | 12.5 | 9.35 | 2 | 69 | 71 | 214861736
MDV | M6OE31-53HFN10-M1X | MDV ¦ MDV | MTI-06HWFN10-M1 ¦ MSEPB-06HRFN10-M1 |  |  | 52000 | 55000 | 21.25 | 11.85 | 10.6 | 2.05 | 81 | 86 | 214861731
MDV | M6OE31-48HFN10-M1X | MDV ¦ MDV | MTI-09HWFN10-M1 ¦ MTI-09HWFN10-M1 |  |  | 47000 | 48500 | 21.75 | 11.85 | 11.15 | 2 | 91 | 98 | 214861728
MDV | M4OD31-27HFN10-M1X | MDV ¦ MDV | MTI-06HWFN10-M1 ¦ MTI-06HWFN10-M1 |  |  | 27400 | 27400 | 21.05 | 12.35 | 10 | 2 | 88 | 99 | 214861724
MDV | M3OD31-18HFN10-M1X | MDV ¦ MDV | MTI-06HWFN10-M1 ¦ MTI-06HWFN10-M1 |  |  | 19000 | 20000 | 22.5 | 14 | 10.25 | 2 | 87 | 93 | 214861721
MDV | M3OD31-18HFN10-M1XD | MDV ¦ MDV | MTI-06HWFN10-M1 ¦ MTI-06HWFN10-M1 |  |  | 19000 | 20000 | 22.5 | 14 | 10.25 | 2 | 87 | 93 | 214861694
CONTINENTAL | NDHAMB-36-O | CONTINENTAL ¦ CONTINENTAL | MTI-06HWFN10-M1 ¦ MTI-06HWFN10-M1 |  |  | 36000 | 36000 | 21.2 | 12.5 | 10.55 | 2 | 87 | 103 | 215213730
NAPOLEON | NDHAMB-36-O | NAPOLEON | *** | *** | *** | 36000 | 36000 | 19.4 | 12 | 10.4 | 2 | 92 | 106 | 215213726
NAPOLEON | NDHAMB-27-O | NAPOLEON | *** | *** | *** | 28000 | 28000 | 19 | 12 | 9.5 | 2 | 82 | 96 | 215213720
NAPOLEON | NDHAMB-27-O | NAPOLEON ¦ NAPOLEON | MTI-06HWFN10-M1 ¦ MTI-06HWFN10-M1 |  |  | 27400 | 27400 | 21 | 12.25 | 10 | 2 | 88 | 99 | 215213721
CONTINENTAL | NDHAMB-36-O | CONTINENTAL | *** | *** | *** | 36000 | 36000 | 19.4 | 12 | 10.4 | 2 | 92 | 106 | 215213729
NAPOLEON | NDHAMB-36-O | NAPOLEON ¦ NAPOLEON | MTI-06HWFN10-M1 ¦ MTI-06HWFN10-M1 |  |  | 36000 | 36000 | 21.2 | 12.5 | 10.55 | 2 | 87 | 103 | 215213727
CONTINENTAL | CDHAMB-27-O | CONTINENTAL ¦ CONTINENTAL | MTI-06HWFN10-M1 ¦ MTI-06HWFN10-M1 |  |  | 27400 | 27400 | 21 | 12.25 | 10 | 2 | 88 | 99 | 215213724
CONTINENTAL | CDHAMB-27-O | CONTINENTAL | *** | *** | *** | 28000 | 28000 | 19 | 12 | 9.5 | 2 | 82 | 96 | 215213723
DIRECT AIR | DIRM4-48HXPRO28-5Z | DIRECT AIR | *** | *** | *** | 47000 | 48000 | 20.4 | 11.7 | 11 | 2 | 93 | 100 | 215213809
DIRECT AIR | DIRM4-36HXPRO28-4Z | DIRECT AIR ¦ DIRECT AIR | MTI-06HWFN10-M1 ¦ MTI-06HWFN10-M1 |  |  | 36000 | 36000 | 21.2 | 12.5 | 10.55 | 2 | 87 | 103 | 215213807
DIRECT AIR | DIRM4-36HXPRO28-4Z | DIRECT AIR | *** | *** | *** | 36000 | 36000 | 19.4 | 12 | 10.4 | 2 | 92 | 106 | 215213806
DIRECT AIR | DIRM4-28HXPRO28-3Z | DIRECT AIR ¦ DIRECT AIR | MTI-06HWFN10-M1 ¦ MTI-06HWFN10-M1 |  |  | 27400 | 27400 | 21 | 12.25 | 10 | 2 | 88 | 99 | 215213804
DIRECT AIR | DIRM4-28HXPRO28-3Z | DIRECT AIR | *** | *** | *** | 28000 | 28000 | 19 | 12 | 9.5 | 2 | 82 | 96 | 215213803
DIRECT AIR | DIRM4-48HXPRO28-5Z | DIRECT AIR ¦ DIRECT AIR | MTI-09HWFN10-M1 ¦ MTI-09HWFN10-M1 |  |  | 47000 | 48500 | 21.7 | 11.85 | 11 | 2 | 91 | 98 | 215213810
DIRECT AIR | DIRM4-18HXPRO28-2Z | DIRECT AIR ¦ DIRECT AIR | MTI-06HWFN10-M1 ¦ MTI-06HWFN10-M1 |  |  | 19000 | 20000 | 22.5 | 14 | 10.2 | 2 | 87 | 93 | 215213801
DIRECT AIR | DIRM4-18HXPRO28-2Z | DIRECT AIR | *** | *** | *** | 19000 | 20000 | 20 | 13 | 10 | 2 | 85 | 90 | 215213800
DIRECT AIR | DIRM4-48DA25-5Z | DIRECT AIR ¦ DIRECT AIR | MTI-09HWFN10-M1 ¦ MTI-09HWFN10-M1 |  |  | 46000 | 47500 | 22.2 | 12.25 | 10.45 | 2.05 | 79 | 78 | 215213798
DIRECT AIR | DIRM4-48DA25-5Z | DIRECT AIR | *** | *** | *** | 45000 | 47000 | 20.4 | 12 | 10.6 | 2.1 | 79 | 81 | 215213797
DIRECT AIR | DIRM4-36DA25-4Z | DIRECT AIR ¦ DIRECT AIR | MTI-06HWFN10-M1 ¦ MTI-06HWFN10-M1 |  |  | 35400 | 37000 | 22 | 11.85 | 9.35 | 2 | 71 | 70 | 215213795
DIRECT AIR | DIRM4-36DA25-4Z | DIRECT AIR | *** | *** | *** | 35000 | 37000 | 20 | 11.7 | 9.2 | 2 | 71 | 70 | 215213794
DIRECT AIR | DIRM4-27DA25-3Z | DIRECT AIR ¦ DIRECT AIR | MTI-06HWFN10-M1 ¦ MTI-06HWFN10-M1 |  |  | 27400 | 27400 | 21 | 12.25 | 10 | 2 | 88 | 99 | 215213792
DIRECT AIR | DIRM4-27DA25-3Z | DIRECT AIR | *** | *** | *** | 28000 | 28000 | 19 | 12 | 9.5 | 2 | 82 | 96 | 215213791
DIRECT AIR | DIRM4-18DA25-2Z | DIRECT AIR ¦ DIRECT AIR | MTI-06HWFN10-M1 ¦ MTI-06HWFN10-M1 |  |  | 18000 | 19000 | 22.55 | 13 | 9.9 | 2.3 | 74 | 74 | 215213789
DIRECT AIR | DIRM4-18DA25-2Z | DIRECT AIR | *** | *** | *** | 18000 | 19000 | 20 | 12 | 10 | 2.3 | 77 | 77 | 215213788
BOSCH | BMS500-AAM027-1CSXHD | BOSCH ¦ BOSCH | MTI-06HWFN10-M1 ¦ MTI-06HWFN10-M1 |  |  | 27400 | 27400 | 21 | 12.25 | 10 | 2 | 88 | 99 | 215223321
BOSCH | BMS500-AAM036-1CSXHD | BOSCH | *** | *** | *** | 36000 | 36000 | 19.4 | 12 | 10.4 | 2 | 92 | 106 | 215223323
BOSCH | BMS500-AAM036-1CSXHD | BOSCH ¦ BOSCH | MTI-06HWFN10-M1 ¦ MTI-06HWFN10-M1 |  |  | 36000 | 36000 | 21.2 | 12.5 | 10.55 | 2 | 87 | 103 | 215223324
BOSCH | BMS500-AAM048-1CSXHD | BOSCH ¦ BOSCH | BMS500-AAU009-1AHDXD ¦ BMS500-AAU009-1AHDXD |  |  | 47000 | 48500 | 21.7 | 11.85 | 11 | 2 | 91 | 98 | 215223327
BOSCH | BMS500-AAM018-1CSXRD | BOSCH | *** | *** | *** | 18000 | 19000 | 20 | 12 | 10 | 2.3 | 77 | 77 | 215223329
BOSCH | BMS500-AAM036-1CSXRD | BOSCH | *** | *** | *** | 35000 | 37000 | 20 | 11.7 | 9.2 | 2 | 71 | 70 | 215223335
BOSCH | BMS500-AAM036-1CSXRD | BOSCH ¦ BOSCH | MTI-06HWFN10-M1 ¦ MTI-06HWFN10-M1 |  |  | 35400 | 37000 | 22 | 11.85 | 9.35 | 2 | 71 | 70 | 215223336
BOSCH | BMS500-AAM048-1CSXRD | BOSCH ¦ BOSCH | BMS500-AAU009-1AHDXD ¦ BMS500-AAU009-1AHDXD |  |  | 46000 | 47500 | 22.2 | 12.25 | 10.45 | 2.05 | 79 | 78 | 215223339
BOSCH | BMS500-AAM018-1CSXHD | BOSCH | *** | *** | *** | 19000 | 20000 | 20 | 13 | 10 | 2 | 85 | 90 | 215223317
BOSCH | BMS500-AAM018-1CSXHD | BOSCH ¦ BOSCH | MTI-06HWFN10-M1 ¦ MTI-06HWFN10-M1 |  |  | 19000 | 20000 | 22.5 | 14 | 10.2 | 2 | 87 | 93 | 215223318
BOSCH | BMS500-AAM027-1CSXHD | BOSCH | *** | *** | *** | 28000 | 28000 | 19 | 12 | 9.5 | 2 | 82 | 96 | 215223320
BOSCH | BMS500-AAM048-1CSXHD | BOSCH | *** | *** | *** | 47000 | 48000 | 20.4 | 11.7 | 11 | 2 | 93 | 100 | 215223326
BOSCH | BMS500-AAM018-1CSXRD | BOSCH ¦ BOSCH | MTI-06HWFN10-M1 ¦ MTI-06HWFN10-M1 |  |  | 18000 | 19000 | 22.55 | 13 | 9.9 | 2.3 | 74 | 74 | 215223330
BOSCH | BMS500-AAM027-1CSXRD | BOSCH ¦ BOSCH | MTI-06HWFN10-M1 ¦ MTI-06HWFN10-M1 |  |  | 26800 | 26800 | 23 | 12.5 | 9.25 | 2 | 69 | 71 | 215223333
BOSCH | BMS500-AAM027-1CSXRD | BOSCH | *** | *** | *** | 26600 | 26600 | 21 | 12 | 9 | 2 | 69 | 71 | 215223332
BOSCH | BMS500-AAM048-1CSXRD | BOSCH | *** | *** | *** | 45000 | 47000 | 20.4 | 12 | 10.6 | 2.1 | 79 | 81 | 215223338
Mitsubishi Electric | MXZ-2D20NL* | Mitsubishi Electric | *** | *** | *** | 20000 | 22000 | 16 | 10 | 9.1 | 1.88 | 61 | 54 | 215285735
WESTINGHOUSE | WHP42M5A21S | WESTINGHOUSE ¦ WESTINGHOUSE | WHP09WMA21S ¦ WHU09DHA21S |  |  | 41500 | 43000 | 19 | 10.25 | 8.875 | 1.84 | 64 | 84 | 208404161
WESTINGHOUSE | WHP36M4A21S | WESTINGHOUSE ¦ WESTINGHOUSE | WHP09WMA21S ¦ WHU09DHA21S |  |  | 32000 | 37000 | 20.25 | 12.25 | 8.95 | 1.84 | 61 | 97 | 208404159
WESTINGHOUSE | WHP24M3A21S | WESTINGHOUSE ¦ WESTINGHOUSE | WHP09WMA21S ¦ WHU09DHA21S |  |  | 24000 | 24200 | 21.5 | 12.3 | 8.825 | 1.84 | 61 | 99 | 208404157
WESTINGHOUSE | WHP18M2A21S | WESTINGHOUSE ¦ WESTINGHOUSE | WHP09WMA21S ¦ WHU09DHA21S |  |  | 18000 | 20000 | 20 | 12.25 | 9.45 | 1.84 | 64 | 90 | 208404155
MDV | M4OH-36HFN1-M | MDV ¦ MDV | CS11M-09HRFN1-MX0W(A) ¦ MTIU-09HWFN1-M |  |  | 36000 | 36000 | 20.25 | 12.6 | 9.5 | 1.75 | 61 | 60 | 9857537
MDV | M4OG-30HFN1-M* | MDV ¦ MDV | MSAG11A-06HRFN1-MU0W ¦ MTIU-09HWFN1-M |  |  | 30000 | 30000 | 21.2 | 12 | 9.35 | 1.78 | 90 | 68 | 207641245
MDV | M3OJ-24HFN1-M* | MDV ¦ MDV | MSAG11B-09HRFN1-MX7W(GA) ¦ MTIU-09HWFN1-M |  |  | 24000 | 24000 | 21.8 | 12.5 | 9.65 | 1.87 | 83 | 73 | 207641242
MDV | M4OD30-24HFN10-M1D | MDV | *** | *** | *** | 24000 | 25000 | 21 | 12.5 | 9.5 | 2 | 73 | 72 | 215351182
MDV | M4OD31-24HFN10-M1XD | MDV | *** | *** | *** | 24000 | 25000 | 20 | 13 | 9.5 | 1.9 | 92 | 100 | 215351184
MDV | M5OD30-30HFN10-M1D | MDV | *** | *** | *** | 30000 | 31000 | 21 | 12 | 9.5 | 2 | 84 | 81 | 215351186
MDV | M5OX631-30HFN10-M1XD | MDV | *** | *** | *** | 30000 | 31000 | 19.5 | 12.5 | 10.5 | 1.95 | 106 | 116 | 215351188
BRYANT | 37MGHAQ18CA3 | BRYANT | *** | *** | *** | 19000 | 20000 | 20 | 13 | 10 | 2 | 85 | 90 | 215357107
BRYANT | 37MGHAQ18CA3 | BRYANT ¦ BRYANT | 45MBDAQ06XA3 ¦ 45MBDAQ06XA3 |  |  | 19000 | 20000 | 22.5 | 14 | 10.25 | 2 | 87 | 93 | 215357108
BRYANT | 37MGHAQ24DA3 | BRYANT | *** | *** | *** | 24000 | 25000 | 20 | 13 | 9.5 | 1.9 | 92 | 100 | 215357110
BRYANT | 37MGHAQ27DA3 | BRYANT | *** | *** | *** | 28000 | 28000 | 19 | 12 | 9.5 | 2 | 82 | 96 | 215357113
BRYANT | 37MGHAQ27DA3 | BRYANT ¦ BRYANT | 45MBDAQ06XA3 ¦ 45MBDAQ06XA3 |  |  | 27400 | 27400 | 21.05 | 12.35 | 10 | 2 | 88 | 99 | 215357114
BRYANT | 37MGHAQ30EA3 | BRYANT | *** | *** | *** | 30000 | 31000 | 19.5 | 12.5 | 10.5 | 1.95 | 106 | 116 | 215357116
BRYANT | 37MGHAQ36EA3 | BRYANT | *** | *** | *** | 36000 | 36000 | 19.5 | 12 | 10.5 | 2 | 92 | 106 | 215357119
BRYANT | 37MGHAQ36EA3 | BRYANT ¦ BRYANT | 45MBDAQ06XA3 ¦ 45MBDAQ06XA3 |  |  | 36000 | 36000 | 21.3 | 12.55 | 10.6 | 2 | 87 | 103 | 215357120
BRYANT | 37MGHAQ48FA3 | BRYANT | *** | *** | *** | 47000 | 48000 | 20.5 | 11.7 | 11 | 2 | 93 | 100 | 215357122
BRYANT | 37MGHAQ48FA3 | BRYANT ¦ BRYANT | 45MBDAQ09XA3 ¦ 45MBDAQ09XA3 |  |  | 47000 | 48500 | 21.75 | 11.85 | 11.15 | 2 | 91 | 98 | 215357123
BRYANT | 37MGHAQ55FA3 | BRYANT | *** | *** | *** | 53000 | 55000 | 20.2 | 11.7 | 10.7 | 2.1 | 82 | 87 | 215357126
ARCOAIRE | D5CMHAH18CAK | ARCOAIRE | *** | *** | *** | 19000 | 20000 | 20 | 13 | 10 | 2 | 85 | 90 | 215357127
KEEPRITE | D5CMHAH27DAK | KEEPRITE ¦ KEEPRITE | D5FSDAH06XAK ¦ D5FSDAH06XAK |  |  | 27400 | 27400 | 21.05 | 12.35 | 10 | 2 | 88 | 99 | 215357324
HEIL | D5CMRAH18CAK | HEIL ¦ HEIL | D5FSDAH06XAK ¦ D5FSDAH06XAK |  |  | 18000 | 19000 | 22.6 | 13 | 9.9 | 2.3 | 74 | 74 | 215357297
HEIL | D5CMRAH27DAK | HEIL | *** | *** | *** | 26600 | 26600 | 21 | 12 | 9.2 | 2 | 69 | 71 | 215357302
COMFORTMAKER | D5CMHAH55FAK | COMFORTMAKER | *** | *** | *** | 53000 | 55000 | 20.2 | 11.7 | 10.7 | 2.1 | 82 | 87 | 215357209
COMFORTMAKER | D5CMHAH55FAK | COMFORTMAKER ¦ COMFORTMAKER | D5FSDAH06XAK ¦ D5FSDAH06XAK |  |  | 52000 | 55000 | 21.25 | 11.85 | 10.6 | 2.05 | 81 | 86 | 215357210
COMFORTMAKER | D5CMRAH18CAK | COMFORTMAKER | *** | *** | *** | 18000 | 19000 | 20 | 12 | 10 | 2.3 | 77 | 77 | 215357212
COMFORTMAKER | D5CMRAH18CAK | COMFORTMAKER ¦ COMFORTMAKER | D5FSDAH06XAK ¦ D5FSDAH06XAK |  |  | 18000 | 19000 | 22.6 | 13 | 9.9 | 2.3 | 74 | 74 | 215357213
COMFORTMAKER | D5CMRAH24DAK | COMFORTMAKER | *** | *** | *** | 24000 | 25000 | 21 | 12.5 | 9.5 | 2 | 73 | 72 | 215357215
COMFORTMAKER | D5CMRAH27DAK | COMFORTMAKER | *** | *** | *** | 26600 | 26600 | 21 | 12 | 9.2 | 2 | 69 | 71 | 215357218
COMFORTMAKER | D5CMRAH27DAK | COMFORTMAKER ¦ COMFORTMAKER | D5FSDAH06XAK ¦ D5FSDAH06XAK |  |  | 26800 | 26800 | 23 | 12.5 | 9.35 | 2 | 69 | 71 | 215357219
COMFORTMAKER | D5CMRAH30EAK | COMFORTMAKER | *** | *** | *** | 30000 | 31000 | 21 | 12 | 9.5 | 2 | 84 | 81 | 215357221
COMFORTMAKER | D5CMRAH36EAK | COMFORTMAKER | *** | *** | *** | 35000 | 37000 | 20 | 11.7 | 9.2 | 2 | 71 | 70 | 215357224
COMFORTMAKER | D5CMRAH36EAK | COMFORTMAKER ¦ COMFORTMAKER | D5FSDAH06XAK ¦ D5FSDAH06XAK |  |  | 35400 | 37000 | 22 | 11.85 | 9.35 | 2 | 71 | 70 | 215357225
COMFORTMAKER | D5CMRAH48FAK | COMFORTMAKER | *** | *** | *** | 45000 | 47000 | 20.5 | 12 | 10.6 | 2.1 | 79 | 81 | 215357227
COMFORTMAKER | D5CMRAH55FAK | COMFORTMAKER | *** | *** | *** | 60000 | 60000 | 18 | 10 | 9.3 | 2.1 | 65 | 67 | 215357230
COMFORTMAKER | D5CMRAH55FAK | COMFORTMAKER ¦ COMFORTMAKER | D5FSDAH09XAK ¦ D5FSDAH09XAK |  |  | 60000 | 60000 | 20 | 10 | 9.45 | 2.15 | 65 | 66 | 215357231
DAY & NIGHT | D5CMHAH18CAK | DAY & NIGHT | *** | *** | *** | 19000 | 20000 | 20 | 13 | 10 | 2 | 85 | 90 | 215357233
DAY & NIGHT | D5CMHAH18CAK | DAY & NIGHT ¦ DAY & NIGHT | D5FSDAH06XAK ¦ D5FSDAH06XAK |  |  | 19000 | 20000 | 22.5 | 14 | 10.25 | 2 | 87 | 93 | 215357234
DAY & NIGHT | D5CMHAH24DAK | DAY & NIGHT | *** | *** | *** | 24000 | 25000 | 20 | 13 | 9.5 | 1.9 | 92 | 100 | 215357236
HEIL | D5CMRAH27DAK | HEIL ¦ HEIL | D5FSDAH06XAK ¦ D5FSDAH06XAK |  |  | 26800 | 26800 | 23 | 12.5 | 9.35 | 2 | 69 | 71 | 215357303
DAY & NIGHT | D5CMHAH27DAK | DAY & NIGHT | *** | *** | *** | 28000 | 28000 | 19 | 12 | 9.5 | 2 | 82 | 96 | 215357239
DAY & NIGHT | D5CMHAH27DAK | DAY & NIGHT ¦ DAY & NIGHT | D5FSDAH06XAK ¦ D5FSDAH06XAK |  |  | 27400 | 27400 | 21.05 | 12.35 | 10 | 2 | 88 | 99 | 215357240
DAY & NIGHT | D5CMHAH30EAK | DAY & NIGHT | *** | *** | *** | 30000 | 31000 | 19.5 | 12.5 | 10.5 | 1.95 | 106 | 116 | 215357242
DAY & NIGHT | D5CMHAH36EAK | DAY & NIGHT | *** | *** | *** | 36000 | 36000 | 19.5 | 12 | 10.5 | 2 | 92 | 106 | 215357245
DAY & NIGHT | D5CMHAH36EAK | DAY & NIGHT ¦ DAY & NIGHT | D5FSDAH06XAK ¦ D5FSDAH06XAK |  |  | 36000 | 36000 | 21.3 | 12.55 | 10.6 | 2 | 87 | 103 | 215357246
HEIL | D5CMRAH24DAK | HEIL | *** | *** | *** | 24000 | 25000 | 21 | 12.5 | 9.5 | 2 | 73 | 72 | 215357299
DAY & NIGHT | D5CMHAH48FAK | DAY & NIGHT | *** | *** | *** | 47000 | 48000 | 20.5 | 11.7 | 11 | 2 | 93 | 100 | 215357248
DAY & NIGHT | D5CMHAH48FAK | DAY & NIGHT ¦ DAY & NIGHT | D5FSDAH09XAK ¦ D5FSDAH09XAK |  |  | 47000 | 48500 | 21.75 | 11.85 | 11.15 | 2 | 91 | 98 | 215357249
DAY & NIGHT | D5CMHAH55FAK | DAY & NIGHT | *** | *** | *** | 53000 | 55000 | 20.2 | 11.7 | 10.7 | 2.1 | 82 | 87 | 215357251
DAY & NIGHT | D5CMHAH55FAK | DAY & NIGHT ¦ DAY & NIGHT | D5FSDAH06XAK ¦ D5FSDAH06XAK |  |  | 52000 | 55000 | 21.25 | 11.85 | 10.6 | 2.05 | 81 | 86 | 215357252
DAY & NIGHT | D5CMRAH18CAK | DAY & NIGHT | *** | *** | *** | 18000 | 19000 | 20 | 12 | 10 | 2.3 | 77 | 77 | 215357254
KEEPRITE | D5CMRAH18CAK | KEEPRITE ¦ KEEPRITE | D5FSDAH06XAK ¦ D5FSDAH06XAK |  |  | 18000 | 19000 | 22.6 | 13 | 9.9 | 2.3 | 74 | 74 | 215357339
HEIL | D5CMRAH30EAK | HEIL | *** | *** | *** | 30000 | 31000 | 21 | 12 | 9.5 | 2 | 84 | 81 | 215357305
DAY & NIGHT | D5CMRAH18CAK | DAY & NIGHT ¦ DAY & NIGHT | D5FSDAH06XAK ¦ D5FSDAH06XAK |  |  | 18000 | 19000 | 22.6 | 13 | 9.9 | 2.3 | 74 | 74 | 215357255
DAY & NIGHT | D5CMRAH24DAK | DAY & NIGHT | *** | *** | *** | 24000 | 25000 | 21 | 12.5 | 9.5 | 2 | 73 | 72 | 215357257
DAY & NIGHT | D5CMRAH27DAK | DAY & NIGHT | *** | *** | *** | 26600 | 26600 | 21 | 12 | 9.2 | 2 | 69 | 71 | 215357260
DAY & NIGHT | D5CMRAH27DAK | DAY & NIGHT ¦ DAY & NIGHT | D5FSDAH06XAK ¦ D5FSDAH06XAK |  |  | 26800 | 26800 | 23 | 12.5 | 9.35 | 2 | 69 | 71 | 215357261
DAY & NIGHT | D5CMRAH30EAK | DAY & NIGHT | *** | *** | *** | 30000 | 31000 | 21 | 12 | 9.5 | 2 | 84 | 81 | 215357263
DAY & NIGHT | D5CMRAH36EAK | DAY & NIGHT | *** | *** | *** | 35000 | 37000 | 20 | 11.7 | 9.2 | 2 | 71 | 70 | 215357266
DAY & NIGHT | D5CMRAH36EAK | DAY & NIGHT ¦ DAY & NIGHT | D5FSDAH06XAK ¦ D5FSDAH06XAK |  |  | 35400 | 37000 | 22 | 11.85 | 9.35 | 2 | 71 | 70 | 215357267
DAY & NIGHT | D5CMRAH48FAK | DAY & NIGHT | *** | *** | *** | 45000 | 47000 | 20.5 | 12 | 10.6 | 2.1 | 79 | 81 | 215357269
DAY & NIGHT | D5CMRAH55FAK | DAY & NIGHT | *** | *** | *** | 60000 | 60000 | 18 | 10 | 9.3 | 2.1 | 65 | 67 | 215357272
DAY & NIGHT | D5CMRAH55FAK | DAY & NIGHT ¦ DAY & NIGHT | D5FSDAH09XAK ¦ D5FSDAH09XAK |  |  | 60000 | 60000 | 20 | 10 | 9.45 | 2.15 | 65 | 66 | 215357273
HEIL | D5CMHAH18CAK | HEIL | *** | *** | *** | 19000 | 20000 | 20 | 13 | 10 | 2 | 85 | 90 | 215357275
HEIL | D5CMRAH36EAK | HEIL | *** | *** | *** | 35000 | 37000 | 20 | 11.7 | 9.2 | 2 | 71 | 70 | 215357308
HEIL | D5CMHAH18CAK | HEIL ¦ HEIL | D5FSDAH06XAK ¦ D5FSDAH06XAK |  |  | 19000 | 20000 | 22.5 | 14 | 10.25 | 2 | 87 | 93 | 215357276
HEIL | D5CMHAH24DAK | HEIL | *** | *** | *** | 24000 | 25000 | 20 | 13 | 9.5 | 1.9 | 92 | 100 | 215357278
HEIL | D5CMRAH36EAK | HEIL ¦ HEIL | D5FSDAH06XAK ¦ D5FSDAH06XAK |  |  | 35400 | 37000 | 22 | 11.85 | 9.35 | 2 | 71 | 70 | 215357309
HEIL | D5CMHAH27DAK | HEIL | *** | *** | *** | 28000 | 28000 | 19 | 12 | 9.5 | 2 | 82 | 96 | 215357281
HEIL | D5CMHAH27DAK | HEIL ¦ HEIL | D5FSDAH06XAK ¦ D5FSDAH06XAK |  |  | 27400 | 27400 | 21.05 | 12.35 | 10 | 2 | 88 | 99 | 215357282
HEIL | D5CMHAH30EAK | HEIL | *** | *** | *** | 30000 | 31000 | 19.5 | 12.5 | 10.5 | 1.95 | 106 | 116 | 215357284
HEIL | D5CMRAH48FAK | HEIL | *** | *** | *** | 45000 | 47000 | 20.5 | 12 | 10.6 | 2.1 | 79 | 81 | 215357311
HEIL | D5CMHAH36EAK | HEIL | *** | *** | *** | 36000 | 36000 | 19.5 | 12 | 10.5 | 2 | 92 | 106 | 215357287
HEIL | D5CMHAH36EAK | HEIL ¦ HEIL | D5FSDAH06XAK ¦ D5FSDAH06XAK |  |  | 36000 | 36000 | 21.3 | 12.55 | 10.6 | 2 | 87 | 103 | 215357288
HEIL | D5CMHAH48FAK | HEIL | *** | *** | *** | 47000 | 48000 | 20.5 | 11.7 | 11 | 2 | 93 | 100 | 215357290
HEIL | D5CMHAH48FAK | HEIL ¦ HEIL | D5FSDAH09XAK ¦ D5FSDAH09XAK |  |  | 47000 | 48500 | 21.75 | 11.85 | 11.15 | 2 | 91 | 98 | 215357291
HEIL | D5CMHAH55FAK | HEIL | *** | *** | *** | 53000 | 55000 | 20.2 | 11.7 | 10.7 | 2.1 | 82 | 87 | 215357293
HEIL | D5CMHAH55FAK | HEIL ¦ HEIL | D5FSDAH06XAK ¦ D5FSDAH06XAK |  |  | 52000 | 55000 | 21.25 | 11.85 | 10.6 | 2.05 | 81 | 86 | 215357294
HEIL | D5CMRAH55FAK | HEIL | *** | *** | *** | 60000 | 60000 | 18 | 10 | 9.3 | 2.1 | 65 | 67 | 215357314
HEIL | D5CMRAH55FAK | HEIL ¦ HEIL | D5FSDAH09XAK ¦ D5FSDAH09XAK |  |  | 60000 | 60000 | 20 | 10 | 9.45 | 2.15 | 65 | 66 | 215357315
KEEPRITE | D5CMHAH18CAK | KEEPRITE | *** | *** | *** | 19000 | 20000 | 20 | 13 | 10 | 2 | 85 | 90 | 215357317
KEEPRITE | D5CMHAH18CAK | KEEPRITE ¦ KEEPRITE | D5FSDAH06XAK ¦ D5FSDAH06XAK |  |  | 19000 | 20000 | 22.5 | 14 | 10.25 | 2 | 87 | 93 | 215357318
LPS Legacy | D5CMHAH27DAK | LPS Legacy ¦ LPS Legacy | D5FSDAH06XAK ¦ D5FSDAH06XAK |  |  | 27400 | 27400 | 21.05 | 12.35 | 10 | 2 | 88 | 99 | 215357618
KEEPRITE | D5CMHAH24DAK | KEEPRITE | *** | *** | *** | 24000 | 25000 | 20 | 13 | 9.5 | 1.9 | 92 | 100 | 215357320
KEEPRITE | D5CMHAH27DAK | KEEPRITE | *** | *** | *** | 28000 | 28000 | 19 | 12 | 9.5 | 2 | 82 | 96 | 215357323
LPS Legacy | D5CMHAH36EAK | LPS Legacy | *** | *** | *** | 36000 | 36000 | 19.5 | 12 | 10.5 | 2 | 92 | 106 | 215357623
KEEPRITE | D5CMHAH30EAK | KEEPRITE | *** | *** | *** | 30000 | 31000 | 19.5 | 12.5 | 10.5 | 1.95 | 106 | 116 | 215357326
KEEPRITE | D5CMHAH36EAK | KEEPRITE | *** | *** | *** | 36000 | 36000 | 19.5 | 12 | 10.5 | 2 | 92 | 106 | 215357329
KEEPRITE | D5CMHAH36EAK | KEEPRITE ¦ KEEPRITE | D5FSDAH06XAK ¦ D5FSDAH06XAK |  |  | 36000 | 36000 | 21.3 | 12.55 | 10.6 | 2 | 87 | 103 | 215357330
KEEPRITE | D5CMHAH48FAK | KEEPRITE | *** | *** | *** | 47000 | 48000 | 20.5 | 11.7 | 11 | 2 | 93 | 100 | 215357332
KEEPRITE | D5CMHAH48FAK | KEEPRITE ¦ KEEPRITE | D5FSDAH09XAK ¦ D5FSDAH09XAK |  |  | 47000 | 48500 | 21.75 | 11.85 | 11.15 | 2 | 91 | 98 | 215357333
LPS Legacy | D5CMHAH36EAK | LPS Legacy ¦ LPS Legacy | D5FSDAH06XAK ¦ D5FSDAH06XAK |  |  | 36000 | 36000 | 21.3 | 12.55 | 10.6 | 2 | 87 | 103 | 215357624
KEEPRITE | D5CMHAH55FAK | KEEPRITE | *** | *** | *** | 53000 | 55000 | 20.2 | 11.7 | 10.7 | 2.1 | 82 | 87 | 215357335
KEEPRITE | D5CMHAH55FAK | KEEPRITE ¦ KEEPRITE | D5FSDAH06XAK ¦ D5FSDAH06XAK |  |  | 52000 | 55000 | 21.25 | 11.85 | 10.6 | 2.05 | 81 | 86 | 215357336
LPS Legacy | D5CMHAH30EAK | LPS Legacy | *** | *** | *** | 30000 | 31000 | 19.5 | 12.5 | 10.5 | 1.95 | 106 | 116 | 215357620
KEEPRITE | D5CMRAH18CAK | KEEPRITE | *** | *** | *** | 18000 | 19000 | 20 | 12 | 10 | 2.3 | 77 | 77 | 215357338
KEEPRITE | D5CMRAH24DAK | KEEPRITE | *** | *** | *** | 24000 | 25000 | 21 | 12.5 | 9.5 | 2 | 73 | 72 | 215357341
KEEPRITE | D5CMRAH27DAK | KEEPRITE | *** | *** | *** | 26600 | 26600 | 21 | 12 | 9.2 | 2 | 69 | 71 | 215357344
KEEPRITE | D5CMRAH27DAK | KEEPRITE ¦ KEEPRITE | D5FSDAH06XAK ¦ D5FSDAH06XAK |  |  | 26800 | 26800 | 23 | 12.5 | 9.35 | 2 | 69 | 71 | 215357345
KEEPRITE | D5CMRAH30EAK | KEEPRITE | *** | *** | *** | 30000 | 31000 | 21 | 12 | 9.5 | 2 | 84 | 81 | 215357347
KEEPRITE | D5CMRAH36EAK | KEEPRITE | *** | *** | *** | 35000 | 37000 | 20 | 11.7 | 9.2 | 2 | 71 | 70 | 215357350
KEEPRITE | D5CMRAH36EAK | KEEPRITE ¦ KEEPRITE | D5FSDAH06XAK ¦ D5FSDAH06XAK |  |  | 35400 | 37000 | 22 | 11.85 | 9.35 | 2 | 71 | 70 | 215357351
KEEPRITE | D5CMRAH48FAK | KEEPRITE | *** | *** | *** | 45000 | 47000 | 20.5 | 12 | 10.6 | 2.1 | 79 | 81 | 215357353
KEEPRITE | D5CMRAH55FAK | KEEPRITE | *** | *** | *** | 60000 | 60000 | 18 | 10 | 9.3 | 2.1 | 65 | 67 | 215357356
KEEPRITE | D5CMRAH55FAK | KEEPRITE ¦ KEEPRITE | D5FSDAH09XAK ¦ D5FSDAH09XAK |  |  | 60000 | 60000 | 20 | 10 | 9.45 | 2.15 | 65 | 66 | 215357357
LPS Legacy | D5CMHAH48FAK | LPS Legacy | *** | *** | *** | 47000 | 48000 | 20.5 | 11.7 | 11 | 2 | 93 | 100 | 215357626
KENMORE | D5CMHAH18CAK | KENMORE | *** | *** | *** | 19000 | 20000 | 20 | 13 | 10 | 2 | 85 | 90 | 215357359
KENMORE | D5CMHAH18CAK | KENMORE ¦ KENMORE | D5FSDAH06XAK ¦ D5FSDAH06XAK |  |  | 19000 | 20000 | 22.5 | 14 | 10.25 | 2 | 87 | 93 | 215357360
KENMORE | D5CMHAH24DAK | KENMORE | *** | *** | *** | 24000 | 25000 | 20 | 13 | 9.5 | 1.9 | 92 | 100 | 215357362
KENMORE | D5CMHAH27DAK | KENMORE | *** | *** | *** | 28000 | 28000 | 19 | 12 | 9.5 | 2 | 82 | 96 | 215357365
KENMORE | D5CMHAH27DAK | KENMORE ¦ KENMORE | D5FSDAH06XAK ¦ D5FSDAH06XAK |  |  | 27400 | 27400 | 21.05 | 12.35 | 10 | 2 | 88 | 99 | 215357366
KENMORE | D5CMHAH30EAK | KENMORE | *** | *** | *** | 30000 | 31000 | 19.5 | 12.5 | 10.5 | 1.95 | 106 | 116 | 215357368
KENMORE | D5CMHAH36EAK | KENMORE | *** | *** | *** | 36000 | 36000 | 19.5 | 12 | 10.5 | 2 | 92 | 106 | 215357371
KENMORE | D5CMHAH36EAK | KENMORE ¦ KENMORE | D5FSDAH06XAK ¦ D5FSDAH06XAK |  |  | 36000 | 36000 | 21.3 | 12.55 | 10.6 | 2 | 87 | 103 | 215357372
KENMORE | D5CMHAH48FAK | KENMORE | *** | *** | *** | 47000 | 48000 | 20.5 | 11.7 | 11 | 2 | 93 | 100 | 215357374
KENMORE | D5CMHAH48FAK | KENMORE ¦ KENMORE | D5FSDAH09XAK ¦ D5FSDAH09XAK |  |  | 47000 | 48500 | 21.75 | 11.85 | 11.15 | 2 | 91 | 98 | 215357375
KENMORE | D5CMHAH55FAK | KENMORE | *** | *** | *** | 53000 | 55000 | 20.2 | 11.7 | 10.7 | 2.1 | 82 | 87 | 215357377
KENMORE | D5CMHAH55FAK | KENMORE ¦ KENMORE | D5FSDAH06XAK ¦ D5FSDAH06XAK |  |  | 52000 | 55000 | 21.25 | 11.85 | 10.6 | 2.05 | 81 | 86 | 215357378
KENMORE | D5CMRAH18CAK | KENMORE | *** | *** | *** | 18000 | 19000 | 20 | 12 | 10 | 2.3 | 77 | 77 | 215357380
KENMORE | D5CMRAH18CAK | KENMORE ¦ KENMORE | D5FSDAH06XAK ¦ D5FSDAH06XAK |  |  | 18000 | 19000 | 22.6 | 13 | 9.9 | 2.3 | 74 | 74 | 215357381
KENMORE | D5CMRAH24DAK | KENMORE | *** | *** | *** | 24000 | 25000 | 21 | 12.5 | 9.5 | 2 | 73 | 72 | 215357383
LPS Legacy | D5CMHAH48FAK | LPS Legacy ¦ LPS Legacy | D5FSDAH09XAK ¦ D5FSDAH09XAK |  |  | 47000 | 48500 | 21.75 | 11.85 | 11.15 | 2 | 91 | 98 | 215357627
KENMORE | D5CMRAH27DAK | KENMORE | *** | *** | *** | 26600 | 26600 | 21 | 12 | 9.2 | 2 | 69 | 71 | 215357386
KENMORE | D5CMRAH27DAK | KENMORE ¦ KENMORE | D5FSDAH06XAK ¦ D5FSDAH06XAK |  |  | 26800 | 26800 | 23 | 12.5 | 9.35 | 2 | 69 | 71 | 215357387
KENMORE | D5CMRAH30EAK | KENMORE | *** | *** | *** | 30000 | 31000 | 21 | 12 | 9.5 | 2 | 84 | 81 | 215357389
KENMORE | D5CMRAH36EAK | KENMORE | *** | *** | *** | 35000 | 37000 | 20 | 11.7 | 9.2 | 2 | 71 | 70 | 215357392
KENMORE | D5CMRAH36EAK | KENMORE ¦ KENMORE | D5FSDAH06XAK ¦ D5FSDAH06XAK |  |  | 35400 | 37000 | 22 | 11.85 | 9.35 | 2 | 71 | 70 | 215357393
KENMORE | D5CMRAH48FAK | KENMORE | *** | *** | *** | 45000 | 47000 | 20.5 | 12 | 10.6 | 2.1 | 79 | 81 | 215357395
KENMORE | D5CMRAH55FAK | KENMORE | *** | *** | *** | 60000 | 60000 | 18 | 10 | 9.3 | 2.1 | 65 | 67 | 215357398
KENMORE | D5CMRAH55FAK | KENMORE ¦ KENMORE | D5FSDAH09XAK ¦ D5FSDAH09XAK |  |  | 60000 | 60000 | 20 | 10 | 9.45 | 2.15 | 65 | 66 | 215357399
MIDEA | D5CMHAH18CAK | MIDEA | *** | *** | *** | 19000 | 20000 | 20 | 13 | 10 | 2 | 85 | 90 | 215357401
LPS Legacy | D5CMHAH55FAK | LPS Legacy | *** | *** | *** | 53000 | 55000 | 20.2 | 11.7 | 10.7 | 2.1 | 82 | 87 | 215357629
MIDEA | D5CMHAH18CAK | MIDEA ¦ MIDEA | D5FSDAH06XAK ¦ D5FSDAH06XAK |  |  | 19000 | 20000 | 22.5 | 14 | 10.25 | 2 | 87 | 93 | 215357402
MIDEA | D5CMHAH24DAK | MIDEA | *** | *** | *** | 24000 | 25000 | 20 | 13 | 9.5 | 1.9 | 92 | 100 | 215357404
MIDEA | D5CMHAH27DAK | MIDEA | *** | *** | *** | 28000 | 28000 | 19 | 12 | 9.5 | 2 | 82 | 96 | 215357407
MIDEA | D5CMHAH27DAK | MIDEA ¦ MIDEA | D5FSDAH06XAK ¦ D5FSDAH06XAK |  |  | 27400 | 27400 | 21.05 | 12.35 | 10 | 2 | 88 | 99 | 215357408
MIDEA | D5CMHAH30EAK | MIDEA | *** | *** | *** | 30000 | 31000 | 19.5 | 12.5 | 10.5 | 1.95 | 106 | 116 | 215357410
MIDEA | D5CMHAH36EAK | MIDEA | *** | *** | *** | 36000 | 36000 | 19.5 | 12 | 10.5 | 2 | 92 | 106 | 215357413
MIDEA | D5CMHAH36EAK | MIDEA ¦ MIDEA | D5FSDAH06XAK ¦ D5FSDAH06XAK |  |  | 36000 | 36000 | 21.3 | 12.55 | 10.6 | 2 | 87 | 103 | 215357414
MIDEA | D5CMHAH48FAK | MIDEA | *** | *** | *** | 47000 | 48000 | 20.5 | 11.7 | 11 | 2 | 93 | 100 | 215357416
MIDEA | D5CMHAH48FAK | MIDEA ¦ MIDEA | D5FSDAH09XAK ¦ D5FSDAH09XAK |  |  | 47000 | 48500 | 21.75 | 11.85 | 11.15 | 2 | 91 | 98 | 215357417
MIDEA | D5CMHAH55FAK | MIDEA | *** | *** | *** | 53000 | 55000 | 20.2 | 11.7 | 10.7 | 2.1 | 82 | 87 | 215357419
MIDEA | D5CMHAH55FAK | MIDEA ¦ MIDEA | D5FSDAH06XAK ¦ D5FSDAH06XAK |  |  | 52000 | 55000 | 21.25 | 11.85 | 10.6 | 2.05 | 81 | 86 | 215357420
MIDEA | D5CMRAH18CAK | MIDEA | *** | *** | *** | 18000 | 19000 | 20 | 12 | 10 | 2.3 | 77 | 77 | 215357422
MIDEA | D5CMRAH18CAK | MIDEA ¦ MIDEA | D5FSDAH06XAK ¦ D5FSDAH06XAK |  |  | 18000 | 19000 | 22.6 | 13 | 9.9 | 2.3 | 74 | 74 | 215357423
LPS Legacy | D5CMHAH55FAK | LPS Legacy ¦ LPS Legacy | D5FSDAH06XAK ¦ D5FSDAH06XAK |  |  | 52000 | 55000 | 21.25 | 11.85 | 10.6 | 2.05 | 81 | 86 | 215357630
MIDEA | D5CMRAH24DAK | MIDEA | *** | *** | *** | 24000 | 25000 | 21 | 12.5 | 9.5 | 2 | 73 | 72 | 215357425
MIDEA | D5CMRAH27DAK | MIDEA | *** | *** | *** | 26600 | 26600 | 21 | 12 | 9.2 | 2 | 69 | 71 | 215357428
MIDEA | D5CMRAH27DAK | MIDEA ¦ MIDEA | D5FSDAH06XAK ¦ D5FSDAH06XAK |  |  | 26800 | 26800 | 23 | 12.5 | 9.35 | 2 | 69 | 71 | 215357429
MIDEA | D5CMRAH30EAK | MIDEA | *** | *** | *** | 30000 | 31000 | 21 | 12 | 9.5 | 2 | 84 | 81 | 215357431
LPS Legacy | D5CMRAH18CAK | LPS Legacy | *** | *** | *** | 18000 | 19000 | 20 | 12 | 10 | 2.3 | 77 | 77 | 215357632
CARRIER | 37MGHAQ18CA3 | CARRIER | *** | *** | *** | 19000 | 20000 | 20 | 13 | 10 | 2 | 85 | 90 | 215357435
MIDEA | D5CMRAH36EAK | MIDEA | *** | *** | *** | 35000 | 37000 | 20 | 11.7 | 9.2 | 2 | 71 | 70 | 215357436
CARRIER | 37MGHAQ18CA3 | CARRIER ¦ CARRIER | 45MBDAQ06XA3 ¦ 45MBDAQ06XA3 |  |  | 19000 | 20000 | 22.5 | 14 | 10.25 | 2 | 87 | 93 | 215357437
MIDEA | D5CMRAH36EAK | MIDEA ¦ MIDEA | D5FSDAH06XAK ¦ D5FSDAH06XAK |  |  | 35400 | 37000 | 22 | 11.85 | 9.35 | 2 | 71 | 70 | 215357439
CARRIER | 37MGHAQ24DA3 | CARRIER | *** | *** | *** | 24000 | 25000 | 20 | 13 | 9.5 | 1.9 | 92 | 100 | 215357440
CARRIER | 37MGHAQ27DA3 | CARRIER | *** | *** | *** | 28000 | 28000 | 19 | 12 | 9.5 | 2 | 82 | 96 | 215357444
MIDEA | D5CMRAH48FAK | MIDEA | *** | *** | *** | 45000 | 47000 | 20.5 | 12 | 10.6 | 2.1 | 79 | 81 | 215357445
LPS Legacy | D5CMRAH18CAK | LPS Legacy ¦ LPS Legacy | D5FSDAH06XAK ¦ D5FSDAH06XAK |  |  | 18000 | 19000 | 22.6 | 13 | 9.9 | 2.3 | 74 | 74 | 215357633
CARRIER | 37MGHAQ27DA3 | CARRIER ¦ CARRIER | 45MBDAQ06XA3 ¦ 45MBDAQ06XA3 |  |  | 27400 | 27400 | 21.05 | 12.35 | 10 | 2 | 88 | 99 | 215357446
CARRIER | 37MGHAQ30EA3 | CARRIER | *** | *** | *** | 30000 | 31000 | 19.5 | 12.5 | 10.5 | 1.95 | 106 | 116 | 215357449
MIDEA | D5CMRAH55FAK | MIDEA | *** | *** | *** | 60000 | 60000 | 18 | 10 | 9.3 | 2.1 | 65 | 67 | 215357452
CARRIER | 37MGHAQ36EA3 | CARRIER | *** | *** | *** | 36000 | 36000 | 19.5 | 12 | 10.5 | 2 | 92 | 106 | 215357454
MIDEA | D5CMRAH55FAK | MIDEA ¦ MIDEA | D5FSDAH09XAK ¦ D5FSDAH09XAK |  |  | 60000 | 60000 | 20 | 10 | 9.45 | 2.15 | 65 | 66 | 215357455
LPS Legacy | D5CMRAH24DAK | LPS Legacy | *** | *** | *** | 24000 | 25000 | 21 | 12.5 | 9.5 | 2 | 73 | 72 | 215357635
CARRIER | 37MGHAQ36EA3 | CARRIER ¦ CARRIER | 45MBDAQ06XA3 ¦ 45MBDAQ06XA3 |  |  | 36000 | 36000 | 21.3 | 12.55 | 10.6 | 2 | 87 | 103 | 215357456
TEMPSTAR | D5CMHAH18CAK | TEMPSTAR | *** | *** | *** | 19000 | 20000 | 20 | 13 | 10 | 2 | 85 | 90 | 215357459
CARRIER | 37MGHAQ48FA3 | CARRIER | *** | *** | *** | 47000 | 48000 | 20.5 | 11.7 | 11 | 2 | 93 | 100 | 215357460
TEMPSTAR | D5CMHAH18CAK | TEMPSTAR ¦ TEMPSTAR | D5FSDAH06XAK ¦ D5FSDAH06XAK |  |  | 19000 | 20000 | 22.5 | 14 | 10.25 | 2 | 87 | 93 | 215357461
CARRIER | 37MGHAQ48FA3 | CARRIER ¦ CARRIER | 45MBDAQ09XA3 ¦ 45MBDAQ09XA3 |  |  | 47000 | 48500 | 21.75 | 11.85 | 11.15 | 2 | 91 | 98 | 215357462
TEMPSTAR | D5CMHAH24DAK | TEMPSTAR | *** | *** | *** | 24000 | 25000 | 20 | 13 | 9.5 | 1.9 | 92 | 100 | 215357465
CARRIER | 37MGHAQ55FA3 | CARRIER | *** | *** | *** | 53000 | 55000 | 20.2 | 11.7 | 10.7 | 2.1 | 82 | 87 | 215357466
CARRIER | 37MGHAQ55FA3 | CARRIER ¦ CARRIER | 45MBDAQ06XA3 ¦ 45MBDAQ06XA3 |  |  | 52000 | 55000 | 21.25 | 11.85 | 10.6 | 2.05 | 81 | 86 | 215357468
TEMPSTAR | D5CMHAH27DAK | TEMPSTAR | *** | *** | *** | 28000 | 28000 | 19 | 12 | 9.5 | 2 | 82 | 96 | 215357471
TEMPSTAR | D5CMHAH27DAK | TEMPSTAR ¦ TEMPSTAR | D5FSDAH06XAK ¦ D5FSDAH06XAK |  |  | 27400 | 27400 | 21.05 | 12.35 | 10 | 2 | 88 | 99 | 215357472
CARRIER | 37MGRAQ18CA3 | CARRIER | *** | *** | *** | 18000 | 19000 | 20 | 12 | 10 | 2.3 | 77 | 77 | 215357473
CARRIER | 37MGRAQ18CA3 | CARRIER ¦ CARRIER | 45MBDAQ06XA3 ¦ 45MBDAQ06XA3 |  |  | 18000 | 19000 | 22.6 | 13 | 9.9 | 2.3 | 74 | 74 | 215357475
TEMPSTAR | D5CMHAH30EAK | TEMPSTAR | *** | *** | *** | 30000 | 31000 | 19.5 | 12.5 | 10.5 | 1.95 | 106 | 116 | 215357476
CARRIER | 37MGRAQ24DA3 | CARRIER | *** | *** | *** | 24000 | 25000 | 21 | 12.5 | 9.5 | 2 | 73 | 72 | 215357479
TEMPSTAR | D5CMHAH36EAK | TEMPSTAR | *** | *** | *** | 36000 | 36000 | 19.5 | 12 | 10.5 | 2 | 92 | 106 | 215357482
TEMPSTAR | D5CMHAH36EAK | TEMPSTAR ¦ TEMPSTAR | D5FSDAH06XAK ¦ D5FSDAH06XAK |  |  | 36000 | 36000 | 21.3 | 12.55 | 10.6 | 2 | 87 | 103 | 215357484
CARRIER | 37MGRAQ27DA3 | CARRIER | *** | *** | *** | 26600 | 26600 | 21 | 12 | 9.2 | 2 | 69 | 71 | 215357486
TEMPSTAR | D5CMHAH48FAK | TEMPSTAR | *** | *** | *** | 47000 | 48000 | 20.5 | 11.7 | 11 | 2 | 93 | 100 | 215357487
CARRIER | 37MGRAQ27DA3 | CARRIER ¦ CARRIER | 45MBDAQ06XA3 ¦ 45MBDAQ06XA3 |  |  | 26800 | 26800 | 23 | 12.5 | 9.35 | 2 | 69 | 71 | 215357488
TEMPSTAR | D5CMHAH48FAK | TEMPSTAR ¦ TEMPSTAR | D5FSDAH09XAK ¦ D5FSDAH09XAK |  |  | 47000 | 48500 | 21.75 | 11.85 | 11.15 | 2 | 91 | 98 | 215357489
CARRIER | 37MGRAQ30EA3 | CARRIER | *** | *** | *** | 30000 | 31000 | 21 | 12 | 9.5 | 2 | 84 | 81 | 215357492
TEMPSTAR | D5CMHAH55FAK | TEMPSTAR | *** | *** | *** | 53000 | 55000 | 20.2 | 11.7 | 10.7 | 2.1 | 82 | 87 | 215357493
TEMPSTAR | D5CMHAH55FAK | TEMPSTAR ¦ TEMPSTAR | D5FSDAH06XAK ¦ D5FSDAH06XAK |  |  | 52000 | 55000 | 21.25 | 11.85 | 10.6 | 2.05 | 81 | 86 | 215357495
CARRIER | 37MGRAQ36EA3 | CARRIER | *** | *** | *** | 35000 | 37000 | 20 | 11.7 | 9.2 | 2 | 71 | 70 | 215357498
TEMPSTAR | D5CMRAH18CAK | TEMPSTAR | *** | *** | *** | 18000 | 19000 | 20 | 12 | 10 | 2.3 | 77 | 77 | 215357499
CARRIER | 37MGRAQ36EA3 | CARRIER ¦ CARRIER | 45MBDAQ06XA3 ¦ 45MBDAQ06XA3 |  |  | 35400 | 37000 | 22 | 11.85 | 9.35 | 2 | 71 | 70 | 215357500
TEMPSTAR | D5CMRAH18CAK | TEMPSTAR ¦ TEMPSTAR | D5FSDAH06XAK ¦ D5FSDAH06XAK |  |  | 18000 | 19000 | 22.6 | 13 | 9.9 | 2.3 | 74 | 74 | 215357501
LPS Legacy | D5CMRAH27DAK | LPS Legacy | *** | *** | *** | 26600 | 26600 | 21 | 12 | 9.2 | 2 | 69 | 71 | 215357638
TEMPSTAR | D5CMRAH24DAK | TEMPSTAR | *** | *** | *** | 24000 | 25000 | 21 | 12.5 | 9.5 | 2 | 73 | 72 | 215357504
CARRIER | 37MGRAQ48FA3 | CARRIER | *** | *** | *** | 45000 | 47000 | 20.5 | 12 | 10.6 | 2.1 | 79 | 81 | 215357505
TEMPSTAR | D5CMRAH27DAK | TEMPSTAR | *** | *** | *** | 26600 | 26600 | 21 | 12 | 9.2 | 2 | 69 | 71 | 215357510
CARRIER | 37MGRAQ55FA3 | CARRIER | *** | *** | *** | 60000 | 60000 | 18 | 10 | 9.3 | 2.1 | 65 | 67 | 215357511
TEMPSTAR | D5CMRAH27DAK | TEMPSTAR ¦ TEMPSTAR | D5FSDAH06XAK ¦ D5FSDAH06XAK |  |  | 26800 | 26800 | 23 | 12.5 | 9.35 | 2 | 69 | 71 | 215357512
LPS Legacy | D5CMRAH27DAK | LPS Legacy ¦ LPS Legacy | D5FSDAH06XAK ¦ D5FSDAH06XAK |  |  | 26800 | 26800 | 23 | 12.5 | 9.35 | 2 | 69 | 71 | 215357639
CARRIER | 37MGRAQ55FA3 | CARRIER ¦ CARRIER | 45MBDAQ09XA3 ¦ 45MBDAQ09XA3 |  |  | 60000 | 60000 | 20 | 10 | 9.45 | 2.15 | 65 | 66 | 215357513
TEMPSTAR | D5CMRAH30EAK | TEMPSTAR | *** | *** | *** | 30000 | 31000 | 21 | 12 | 9.5 | 2 | 84 | 81 | 215357515
TEMPSTAR | D5CMRAH36EAK | TEMPSTAR | *** | *** | *** | 35000 | 37000 | 20 | 11.7 | 9.2 | 2 | 71 | 70 | 215357518
TEMPSTAR | D5CMRAH36EAK | TEMPSTAR ¦ TEMPSTAR | D5FSDAH06XAK ¦ D5FSDAH06XAK |  |  | 35400 | 37000 | 22 | 11.85 | 9.35 | 2 | 71 | 70 | 215357519
TEMPSTAR | D5CMRAH48FAK | TEMPSTAR | *** | *** | *** | 45000 | 47000 | 20.5 | 12 | 10.6 | 2.1 | 79 | 81 | 215357521
TEMPSTAR | D5CMRAH55FAK | TEMPSTAR | *** | *** | *** | 60000 | 60000 | 18 | 10 | 9.3 | 2.1 | 65 | 67 | 215357524
TEMPSTAR | D5CMRAH55FAK | TEMPSTAR ¦ TEMPSTAR | D5FSDAH09XAK ¦ D5FSDAH09XAK |  |  | 60000 | 60000 | 20 | 10 | 9.45 | 2.15 | 65 | 66 | 215357525
SMART COMFORT | D5CMHAH18CAK | SMART COMFORT | *** | *** | *** | 19000 | 20000 | 20 | 13 | 10 | 2 | 85 | 90 | 215357527
SMART COMFORT | D5CMHAH18CAK | SMART COMFORT ¦ SMART COMFORT | D5FSDAH06XAK ¦ D5FSDAH06XAK |  |  | 19000 | 20000 | 22.5 | 14 | 10.25 | 2 | 87 | 93 | 215357528
SMART COMFORT | D5CMHAH24DAK | SMART COMFORT | *** | *** | *** | 24000 | 25000 | 20 | 13 | 9.5 | 1.9 | 92 | 100 | 215357530
SMART COMFORT | D5CMHAH27DAK | SMART COMFORT | *** | *** | *** | 28000 | 28000 | 19 | 12 | 9.5 | 2 | 82 | 96 | 215357533
SMART COMFORT | D5CMHAH27DAK | SMART COMFORT ¦ SMART COMFORT | D5FSDAH06XAK ¦ D5FSDAH06XAK |  |  | 27400 | 27400 | 21.05 | 12.35 | 10 | 2 | 88 | 99 | 215357534
SMART COMFORT | D5CMHAH30EAK | SMART COMFORT | *** | *** | *** | 30000 | 31000 | 19.5 | 12.5 | 10.5 | 1.95 | 106 | 116 | 215357536
SMART COMFORT | D5CMHAH36EAK | SMART COMFORT | *** | *** | *** | 36000 | 36000 | 19.5 | 12 | 10.5 | 2 | 92 | 106 | 215357539
SMART COMFORT | D5CMHAH36EAK | SMART COMFORT ¦ SMART COMFORT | D5FSDAH06XAK ¦ D5FSDAH06XAK |  |  | 36000 | 36000 | 21.3 | 12.55 | 10.6 | 2 | 87 | 103 | 215357540
SMART COMFORT | D5CMHAH48FAK | SMART COMFORT | *** | *** | *** | 47000 | 48000 | 20.5 | 11.7 | 11 | 2 | 93 | 100 | 215357542
SMART COMFORT | D5CMHAH48FAK | SMART COMFORT ¦ SMART COMFORT | D5FSDAH09XAK ¦ D5FSDAH09XAK |  |  | 47000 | 48500 | 21.75 | 11.85 | 11.15 | 2 | 91 | 98 | 215357543
SMART COMFORT | D5CMHAH55FAK | SMART COMFORT | *** | *** | *** | 53000 | 55000 | 20.2 | 11.7 | 10.7 | 2.1 | 82 | 87 | 215357545
SMART COMFORT | D5CMHAH55FAK | SMART COMFORT ¦ SMART COMFORT | D5FSDAH06XAK ¦ D5FSDAH06XAK |  |  | 52000 | 55000 | 21.25 | 11.85 | 10.6 | 2.05 | 81 | 86 | 215357546
SMART COMFORT | D5CMRAH18CAK | SMART COMFORT | *** | *** | *** | 18000 | 19000 | 20 | 12 | 10 | 2.3 | 77 | 77 | 215357548
SMART COMFORT | D5CMRAH18CAK | SMART COMFORT ¦ SMART COMFORT | D5FSDAH06XAK ¦ D5FSDAH06XAK |  |  | 18000 | 19000 | 22.6 | 13 | 9.9 | 2.3 | 74 | 74 | 215357549
SMART COMFORT | D5CMRAH24DAK | SMART COMFORT | *** | *** | *** | 24000 | 25000 | 21 | 12.5 | 9.5 | 2 | 73 | 72 | 215357551
LPS Legacy | D5CMRAH30EAK | LPS Legacy | *** | *** | *** | 30000 | 31000 | 21 | 12 | 9.5 | 2 | 84 | 81 | 215357641
SMART COMFORT | D5CMRAH27DAK | SMART COMFORT | *** | *** | *** | 26600 | 26600 | 21 | 12 | 9.2 | 2 | 69 | 71 | 215357554
SMART COMFORT | D5CMRAH27DAK | SMART COMFORT ¦ SMART COMFORT | D5FSDAH06XAK ¦ D5FSDAH06XAK |  |  | 26800 | 26800 | 23 | 12.5 | 9.35 | 2 | 69 | 71 | 215357555
SMART COMFORT | D5CMRAH30EAK | SMART COMFORT | *** | *** | *** | 30000 | 31000 | 21 | 12 | 9.5 | 2 | 84 | 81 | 215357557
MIDEA | 37MGHAQ18CA3 | MIDEA ¦ MIDEA | 45MBDAQ06XA3 ¦ 45MBDAQ06XA3 |  |  | 19000 | 20000 | 22.5 | 14 | 10.25 | 2 | 87 | 93 | 215357780
SMART COMFORT | D5CMRAH36EAK | SMART COMFORT | *** | *** | *** | 35000 | 37000 | 20 | 11.7 | 9.2 | 2 | 71 | 70 | 215357560
SMART COMFORT | D5CMRAH36EAK | SMART COMFORT ¦ SMART COMFORT | D5FSDAH06XAK ¦ D5FSDAH06XAK |  |  | 35400 | 37000 | 22 | 11.85 | 9.35 | 2 | 71 | 70 | 215357561
SMART COMFORT | D5CMRAH48FAK | SMART COMFORT | *** | *** | *** | 45000 | 47000 | 20.5 | 12 | 10.6 | 2.1 | 79 | 81 | 215357563
SMART COMFORT | D5CMRAH55FAK | SMART COMFORT | *** | *** | *** | 60000 | 60000 | 18 | 10 | 9.3 | 2.1 | 65 | 67 | 215357566
SMART COMFORT | D5CMRAH55FAK | SMART COMFORT ¦ SMART COMFORT | D5FSDAH09XAK ¦ D5FSDAH09XAK |  |  | 60000 | 60000 | 20 | 10 | 9.45 | 2.15 | 65 | 66 | 215357567
AIRQUEST | D5CMHAH18CAK | AIRQUEST | *** | *** | *** | 19000 | 20000 | 20 | 13 | 10 | 2 | 85 | 90 | 215357569
LPS Legacy | D5CMRAH36EAK | LPS Legacy | *** | *** | *** | 35000 | 37000 | 20 | 11.7 | 9.2 | 2 | 71 | 70 | 215357644
AIRQUEST | D5CMHAH18CAK | AIRQUEST ¦ AIRQUEST | D5FSDAH06XAK ¦ D5FSDAH06XAK |  |  | 19000 | 20000 | 22.5 | 14 | 10.25 | 2 | 87 | 93 | 215357570
AIRQUEST | D5CMHAH24DAK | AIRQUEST | *** | *** | *** | 24000 | 25000 | 20 | 13 | 9.5 | 1.9 | 92 | 100 | 215357572
AIRQUEST | D5CMHAH27DAK | AIRQUEST | *** | *** | *** | 28000 | 28000 | 19 | 12 | 9.5 | 2 | 82 | 96 | 215357575
LPS Legacy | D5CMRAH36EAK | LPS Legacy ¦ LPS Legacy | D5FSDAH06XAK ¦ D5FSDAH06XAK |  |  | 35400 | 37000 | 22 | 11.85 | 9.35 | 2 | 71 | 70 | 215357645
AIRQUEST | D5CMHAH27DAK | AIRQUEST ¦ AIRQUEST | D5FSDAH06XAK ¦ D5FSDAH06XAK |  |  | 27400 | 27400 | 21.05 | 12.35 | 10 | 2 | 88 | 99 | 215357576
AIRQUEST | D5CMHAH30EAK | AIRQUEST | *** | *** | *** | 30000 | 31000 | 19.5 | 12.5 | 10.5 | 1.95 | 106 | 116 | 215357578
AIRQUEST | D5CMHAH36EAK | AIRQUEST | *** | *** | *** | 36000 | 36000 | 19.5 | 12 | 10.5 | 2 | 92 | 106 | 215357581
AIRQUEST | D5CMHAH36EAK | AIRQUEST ¦ AIRQUEST | D5FSDAH06XAK ¦ D5FSDAH06XAK |  |  | 36000 | 36000 | 21.3 | 12.55 | 10.6 | 2 | 87 | 103 | 215357582
AIRQUEST | D5CMHAH48FAK | AIRQUEST | *** | *** | *** | 47000 | 48000 | 20.5 | 11.7 | 11 | 2 | 93 | 100 | 215357584
AIRQUEST | D5CMHAH48FAK | AIRQUEST ¦ AIRQUEST | D5FSDAH09XAK ¦ D5FSDAH09XAK |  |  | 47000 | 48500 | 21.75 | 11.85 | 11.15 | 2 | 91 | 98 | 215357585
AIRQUEST | D5CMHAH55FAK | AIRQUEST | *** | *** | *** | 53000 | 55000 | 20.2 | 11.7 | 10.7 | 2.1 | 82 | 87 | 215357587
AIRQUEST | D5CMHAH55FAK | AIRQUEST ¦ AIRQUEST | D5FSDAH06XAK ¦ D5FSDAH06XAK |  |  | 52000 | 55000 | 21.25 | 11.85 | 10.6 | 2.05 | 81 | 86 | 215357588
AIRQUEST | D5CMRAH18CAK | AIRQUEST | *** | *** | *** | 18000 | 19000 | 20 | 12 | 10 | 2.3 | 77 | 77 | 215357590
AIRQUEST | D5CMRAH18CAK | AIRQUEST ¦ AIRQUEST | D5FSDAH06XAK ¦ D5FSDAH06XAK |  |  | 18000 | 19000 | 22.6 | 13 | 9.9 | 2.3 | 74 | 74 | 215357591
AIRQUEST | D5CMRAH24DAK | AIRQUEST | *** | *** | *** | 24000 | 25000 | 21 | 12.5 | 9.5 | 2 | 73 | 72 | 215357593
AIRQUEST | D5CMRAH27DAK | AIRQUEST | *** | *** | *** | 26600 | 26600 | 21 | 12 | 9.2 | 2 | 69 | 71 | 215357596
AIRQUEST | D5CMRAH27DAK | AIRQUEST ¦ AIRQUEST | D5FSDAH06XAK ¦ D5FSDAH06XAK |  |  | 26800 | 26800 | 23 | 12.5 | 9.35 | 2 | 69 | 71 | 215357597
AIRQUEST | D5CMRAH30EAK | AIRQUEST | *** | *** | *** | 30000 | 31000 | 21 | 12 | 9.5 | 2 | 84 | 81 | 215357599
AIRQUEST | D5CMRAH36EAK | AIRQUEST | *** | *** | *** | 35000 | 37000 | 20 | 11.7 | 9.2 | 2 | 71 | 70 | 215357602
AIRQUEST | D5CMRAH36EAK | AIRQUEST ¦ AIRQUEST | D5FSDAH06XAK ¦ D5FSDAH06XAK |  |  | 35400 | 37000 | 22 | 11.85 | 9.35 | 2 | 71 | 70 | 215357603
LPS Legacy | D5CMRAH48FAK | LPS Legacy | *** | *** | *** | 45000 | 47000 | 20.5 | 12 | 10.6 | 2.1 | 79 | 81 | 215357647
AIRQUEST | D5CMRAH48FAK | AIRQUEST | *** | *** | *** | 45000 | 47000 | 20.5 | 12 | 10.6 | 2.1 | 79 | 81 | 215357605
AIRQUEST | D5CMRAH55FAK | AIRQUEST | *** | *** | *** | 60000 | 60000 | 18 | 10 | 9.3 | 2.1 | 65 | 67 | 215357608
AIRQUEST | D5CMRAH55FAK | AIRQUEST ¦ AIRQUEST | D5FSDAH09XAK ¦ D5FSDAH09XAK |  |  | 60000 | 60000 | 20 | 10 | 9.45 | 2.15 | 65 | 66 | 215357609
LPS Legacy | D5CMHAH18CAK | LPS Legacy | *** | *** | *** | 19000 | 20000 | 20 | 13 | 10 | 2 | 85 | 90 | 215357611
LPS Legacy | D5CMHAH18CAK | LPS Legacy ¦ LPS Legacy | D5FSDAH06XAK ¦ D5FSDAH06XAK |  |  | 19000 | 20000 | 22.5 | 14 | 10.25 | 2 | 87 | 93 | 215357612
LPS Legacy | D5CMHAH24DAK | LPS Legacy | *** | *** | *** | 24000 | 25000 | 20 | 13 | 9.5 | 1.9 | 92 | 100 | 215357614
LPS Legacy | D5CMHAH27DAK | LPS Legacy | *** | *** | *** | 28000 | 28000 | 19 | 12 | 9.5 | 2 | 82 | 96 | 215357617
LPS Legacy | D5CMRAH55FAK | LPS Legacy | *** | *** | *** | 60000 | 60000 | 18 | 10 | 9.3 | 2.1 | 65 | 67 | 215357650
LPS Legacy | D5CMRAH55FAK | LPS Legacy ¦ LPS Legacy | D5FSDAH09XAK ¦ D5FSDAH09XAK |  |  | 60000 | 60000 | 20 | 10 | 9.45 | 2.15 | 65 | 66 | 215357651
Grandaire | D5CMHAH18CAK | Grandaire | *** | *** | *** | 19000 | 20000 | 20 | 13 | 10 | 2 | 85 | 90 | 215357653
Grandaire | D5CMHAH18CAK | Grandaire ¦ Grandaire | D5FSDAH06XAK ¦ D5FSDAH06XAK |  |  | 19000 | 20000 | 22.5 | 14 | 10.25 | 2 | 87 | 93 | 215357654
Grandaire | D5CMHAH24DAK | Grandaire | *** | *** | *** | 24000 | 25000 | 20 | 13 | 9.5 | 1.9 | 92 | 100 | 215357656
Grandaire | D5CMHAH27DAK | Grandaire | *** | *** | *** | 28000 | 28000 | 19 | 12 | 9.5 | 2 | 82 | 96 | 215357659
Grandaire | D5CMHAH27DAK | Grandaire ¦ Grandaire | D5FSDAH06XAK ¦ D5FSDAH06XAK |  |  | 27400 | 27400 | 21.05 | 12.35 | 10 | 2 | 88 | 99 | 215357660
Grandaire | D5CMHAH30EAK | Grandaire | *** | *** | *** | 30000 | 31000 | 19.5 | 12.5 | 10.5 | 1.95 | 106 | 116 | 215357662
Grandaire | D5CMHAH36EAK | Grandaire | *** | *** | *** | 36000 | 36000 | 19.5 | 12 | 10.5 | 2 | 92 | 106 | 215357665
Grandaire | D5CMHAH36EAK | Grandaire ¦ Grandaire | D5FSDAH06XAK ¦ D5FSDAH06XAK |  |  | 36000 | 36000 | 21.3 | 12.55 | 10.6 | 2 | 87 | 103 | 215357666
Grandaire | D5CMHAH48FAK | Grandaire | *** | *** | *** | 47000 | 48000 | 20.5 | 11.7 | 11 | 2 | 93 | 100 | 215357668
Grandaire | D5CMHAH48FAK | Grandaire ¦ Grandaire | D5FSDAH09XAK ¦ D5FSDAH09XAK |  |  | 47000 | 48500 | 21.75 | 11.85 | 11.15 | 2 | 91 | 98 | 215357669
Grandaire | D5CMHAH55FAK | Grandaire | *** | *** | *** | 53000 | 55000 | 20.2 | 11.7 | 10.7 | 2.1 | 82 | 87 | 215357671
Grandaire | D5CMHAH55FAK | Grandaire ¦ Grandaire | D5FSDAH06XAK ¦ D5FSDAH06XAK |  |  | 52000 | 55000 | 21.25 | 11.85 | 10.6 | 2.05 | 81 | 86 | 215357672
Grandaire | D5CMRAH18CAK | Grandaire | *** | *** | *** | 18000 | 19000 | 20 | 12 | 10 | 2.3 | 77 | 77 | 215357674
Grandaire | D5CMRAH18CAK | Grandaire ¦ Grandaire | D5FSDAH06XAK ¦ D5FSDAH06XAK |  |  | 18000 | 19000 | 22.6 | 13 | 9.9 | 2.3 | 74 | 74 | 215357675
Grandaire | D5CMRAH24DAK | Grandaire | *** | *** | *** | 24000 | 25000 | 21 | 12.5 | 9.5 | 2 | 73 | 72 | 215357677
Grandaire | D5CMRAH27DAK | Grandaire | *** | *** | *** | 26600 | 26600 | 21 | 12 | 9.2 | 2 | 69 | 71 | 215357680
Grandaire | D5CMRAH27DAK | Grandaire ¦ Grandaire | D5FSDAH06XAK ¦ D5FSDAH06XAK |  |  | 26800 | 26800 | 23 | 12.5 | 9.35 | 2 | 69 | 71 | 215357681
Grandaire | D5CMRAH30EAK | Grandaire | *** | *** | *** | 30000 | 31000 | 21 | 12 | 9.5 | 2 | 84 | 81 | 215357683
Grandaire | D5CMRAH36EAK | Grandaire | *** | *** | *** | 35000 | 37000 | 20 | 11.7 | 9.2 | 2 | 71 | 70 | 215357686
Grandaire | D5CMRAH36EAK | Grandaire ¦ Grandaire | D5FSDAH06XAK ¦ D5FSDAH06XAK |  |  | 35400 | 37000 | 22 | 11.85 | 9.35 | 2 | 71 | 70 | 215357687
Grandaire | D5CMRAH48FAK | Grandaire | *** | *** | *** | 45000 | 47000 | 20.5 | 12 | 10.6 | 2.1 | 79 | 81 | 215357689
Grandaire | D5CMRAH55FAK | Grandaire | *** | *** | *** | 60000 | 60000 | 18 | 10 | 9.3 | 2.1 | 65 | 67 | 215357692
Grandaire | D5CMRAH55FAK | Grandaire ¦ Grandaire | D5FSDAH09XAK ¦ D5FSDAH09XAK |  |  | 60000 | 60000 | 20 | 10 | 9.45 | 2.15 | 65 | 66 | 215357693
PAYNE | 37MGHAQ18CA3 | PAYNE | *** | *** | *** | 19000 | 20000 | 20 | 13 | 10 | 2 | 85 | 90 | 215357695
PAYNE | 37MGHAQ18CA3 | PAYNE ¦ PAYNE | 45MBDAQ06XA3 ¦ 45MBDAQ06XA3 |  |  | 19000 | 20000 | 22.5 | 14 | 10.25 | 2 | 87 | 93 | 215357696
PAYNE | 37MGHAQ24DA3 | PAYNE | *** | *** | *** | 24000 | 25000 | 20 | 13 | 9.5 | 1.9 | 92 | 100 | 215357698
PAYNE | 37MGHAQ27DA3 | PAYNE | *** | *** | *** | 28000 | 28000 | 19 | 12 | 9.5 | 2 | 82 | 96 | 215357701
PAYNE | 37MGHAQ27DA3 | PAYNE ¦ PAYNE | 45MBDAQ06XA3 ¦ 45MBDAQ06XA3 |  |  | 27400 | 27400 | 21.05 | 12.35 | 10 | 2 | 88 | 99 | 215357702
PAYNE | 37MGHAQ30EA3 | PAYNE | *** | *** | *** | 30000 | 31000 | 19.5 | 12.5 | 10.5 | 1.95 | 106 | 116 | 215357704
PAYNE | 37MGHAQ36EA3 | PAYNE | *** | *** | *** | 36000 | 36000 | 19.5 | 12 | 10.5 | 2 | 92 | 106 | 215357707
PAYNE | 37MGHAQ36EA3 | PAYNE ¦ PAYNE | 45MBDAQ06XA3 ¦ 45MBDAQ06XA3 |  |  | 36000 | 36000 | 21.3 | 12.55 | 10.6 | 2 | 87 | 103 | 215357708
PAYNE | 37MGHAQ48FA3 | PAYNE | *** | *** | *** | 47000 | 48000 | 20.5 | 11.7 | 11 | 2 | 93 | 100 | 215357710
PAYNE | 37MGHAQ48FA3 | PAYNE ¦ PAYNE | 45MBDAQ09XA3 ¦ 45MBDAQ09XA3 |  |  | 47000 | 48500 | 21.75 | 11.85 | 11.15 | 2 | 91 | 98 | 215357711
PAYNE | 37MGHAQ55FA3 | PAYNE | *** | *** | *** | 53000 | 55000 | 20.2 | 11.7 | 10.7 | 2.1 | 82 | 87 | 215357713
PAYNE | 37MGHAQ55FA3 | PAYNE ¦ PAYNE | 45MBDAQ06XA3 ¦ 45MBDAQ06XA3 |  |  | 52000 | 55000 | 21.25 | 11.85 | 10.6 | 2.05 | 81 | 86 | 215357714
PAYNE | 37MGRAQ18CA3 | PAYNE | *** | *** | *** | 18000 | 19000 | 20 | 12 | 10 | 2.3 | 77 | 77 | 215357716
PAYNE | 37MGRAQ18CA3 | PAYNE ¦ PAYNE | 45MBDAQ06XA3 ¦ 45MBDAQ06XA3 |  |  | 18000 | 19000 | 22.6 | 13 | 9.9 | 2.3 | 74 | 74 | 215357717
PAYNE | 37MGRAQ24DA3 | PAYNE | *** | *** | *** | 24000 | 25000 | 21 | 12.5 | 9.5 | 2 | 73 | 72 | 215357719
PAYNE | 37MGRAQ27DA3 | PAYNE | *** | *** | *** | 26600 | 26600 | 21 | 12 | 9.2 | 2 | 69 | 71 | 215357722
PAYNE | 37MGRAQ27DA3 | PAYNE ¦ PAYNE | 45MBDAQ06XA3 ¦ 45MBDAQ06XA3 |  |  | 26800 | 26800 | 23 | 12.5 | 9.35 | 2 | 69 | 71 | 215357723
PAYNE | 37MGRAQ30EA3 | PAYNE | *** | *** | *** | 30000 | 31000 | 21 | 12 | 9.5 | 2 | 84 | 81 | 215357725
PAYNE | 37MGRAQ36EA3 | PAYNE | *** | *** | *** | 35000 | 37000 | 20 | 11.7 | 9.2 | 2 | 71 | 70 | 215357728
PAYNE | 37MGRAQ36EA3 | PAYNE ¦ PAYNE | 45MBDAQ06XA3 ¦ 45MBDAQ06XA3 |  |  | 35400 | 37000 | 22 | 11.85 | 9.35 | 2 | 71 | 70 | 215357729
PAYNE | 37MGRAQ48FA3 | PAYNE | *** | *** | *** | 45000 | 47000 | 20.5 | 12 | 10.6 | 2.1 | 79 | 81 | 215357731
PAYNE | 37MGRAQ55FA3 | PAYNE | *** | *** | *** | 60000 | 60000 | 18 | 10 | 9.3 | 2.1 | 65 | 67 | 215357734
PAYNE | 37MGRAQ55FA3 | PAYNE ¦ PAYNE | 45MBDAQ09XA3 ¦ 45MBDAQ09XA3 |  |  | 60000 | 60000 | 20 | 10 | 9.45 | 2.15 | 65 | 66 | 215357735
Weathermaker | 37MGHAQ18CA3 | Weathermaker | *** | *** | *** | 19000 | 20000 | 20 | 13 | 10 | 2 | 85 | 90 | 215357737
Weathermaker | 37MGHAQ18CA3 | Weathermaker ¦ Weathermaker | 45MBDAQ06XA3 ¦ 45MBDAQ06XA3 |  |  | 19000 | 20000 | 22.5 | 14 | 10.25 | 2 | 87 | 93 | 215357738
Weathermaker | 37MGHAQ24DA3 | Weathermaker | *** | *** | *** | 24000 | 25000 | 20 | 13 | 9.5 | 1.9 | 92 | 100 | 215357740
Weathermaker | 37MGHAQ27DA3 | Weathermaker | *** | *** | *** | 28000 | 28000 | 19 | 12 | 9.5 | 2 | 82 | 96 | 215357743
Weathermaker | 37MGHAQ27DA3 | Weathermaker ¦ Weathermaker | 45MBDAQ06XA3 ¦ 45MBDAQ06XA3 |  |  | 27400 | 27400 | 21.05 | 12.35 | 10 | 2 | 88 | 99 | 215357744
Weathermaker | 37MGHAQ30EA3 | Weathermaker | *** | *** | *** | 30000 | 31000 | 19.5 | 12.5 | 10.5 | 1.95 | 106 | 116 | 215357746
Weathermaker | 37MGHAQ36EA3 | Weathermaker | *** | *** | *** | 36000 | 36000 | 19.5 | 12 | 10.5 | 2 | 92 | 106 | 215357749
Weathermaker | 37MGHAQ36EA3 | Weathermaker ¦ Weathermaker | 45MBDAQ06XA3 ¦ 45MBDAQ06XA3 |  |  | 36000 | 36000 | 21.3 | 12.55 | 10.6 | 2 | 87 | 103 | 215357750
Weathermaker | 37MGHAQ48FA3 | Weathermaker | *** | *** | *** | 47000 | 48000 | 20.5 | 11.7 | 11 | 2 | 93 | 100 | 215357752
Weathermaker | 37MGHAQ48FA3 | Weathermaker ¦ Weathermaker | 45MBDAQ09XA3 ¦ 45MBDAQ09XA3 |  |  | 47000 | 48500 | 21.75 | 11.85 | 11.15 | 2 | 91 | 98 | 215357753
Weathermaker | 37MGHAQ55FA3 | Weathermaker | *** | *** | *** | 53000 | 55000 | 20.2 | 11.7 | 10.7 | 2.1 | 82 | 87 | 215357755
Weathermaker | 37MGHAQ55FA3 | Weathermaker ¦ Weathermaker | 45MBDAQ06XA3 ¦ 45MBDAQ06XA3 |  |  | 52000 | 55000 | 21.25 | 11.85 | 10.6 | 2.05 | 81 | 86 | 215357756
Weathermaker | 37MGRAQ18CA3 | Weathermaker | *** | *** | *** | 18000 | 19000 | 20 | 12 | 10 | 2.3 | 77 | 77 | 215357758
Weathermaker | 37MGRAQ18CA3 | Weathermaker ¦ Weathermaker | 45MBDAQ06XA3 ¦ 45MBDAQ06XA3 |  |  | 18000 | 19000 | 22.6 | 13 | 9.9 | 2.3 | 74 | 74 | 215357759
Weathermaker | 37MGRAQ24DA3 | Weathermaker | *** | *** | *** | 24000 | 25000 | 21 | 12.5 | 9.5 | 2 | 73 | 72 | 215357761
Weathermaker | 37MGRAQ27DA3 | Weathermaker | *** | *** | *** | 26600 | 26600 | 21 | 12 | 9.2 | 2 | 69 | 71 | 215357764
Weathermaker | 37MGRAQ27DA3 | Weathermaker ¦ Weathermaker | 45MBDAQ06XA3 ¦ 45MBDAQ06XA3 |  |  | 26800 | 26800 | 23 | 12.5 | 9.35 | 2 | 69 | 71 | 215357765
Weathermaker | 37MGRAQ30EA3 | Weathermaker | *** | *** | *** | 30000 | 31000 | 21 | 12 | 9.5 | 2 | 84 | 81 | 215357767
Weathermaker | 37MGRAQ36EA3 | Weathermaker | *** | *** | *** | 35000 | 37000 | 20 | 11.7 | 9.2 | 2 | 71 | 70 | 215357770
Weathermaker | 37MGRAQ36EA3 | Weathermaker ¦ Weathermaker | 45MBDAQ06XA3 ¦ 45MBDAQ06XA3 |  |  | 35400 | 37000 | 22 | 11.85 | 9.35 | 2 | 71 | 70 | 215357771
Weathermaker | 37MGRAQ48FA3 | Weathermaker | *** | *** | *** | 45000 | 47000 | 20.5 | 12 | 10.6 | 2.1 | 79 | 81 | 215357773
Weathermaker | 37MGRAQ55FA3 | Weathermaker | *** | *** | *** | 60000 | 60000 | 18 | 10 | 9.3 | 2.1 | 65 | 67 | 215357776
Weathermaker | 37MGRAQ55FA3 | Weathermaker ¦ Weathermaker | 45MBDAQ09XA3 ¦ 45MBDAQ09XA3 |  |  | 60000 | 60000 | 20 | 10 | 9.45 | 2.15 | 65 | 66 | 215357777
MIDEA | 37MGHAQ18CA3 | MIDEA | *** | *** | *** | 19000 | 20000 | 20 | 13 | 10 | 2 | 85 | 90 | 215357779
MIDEA | 37MGHAQ24DA3 | MIDEA | *** | *** | *** | 24000 | 25000 | 20 | 13 | 9.5 | 1.9 | 92 | 100 | 215357782
MIDEA | 37MGHAQ27DA3 | MIDEA | *** | *** | *** | 28000 | 28000 | 19 | 12 | 9.5 | 2 | 82 | 96 | 215357785
MIDEA | 37MGHAQ27DA3 | MIDEA ¦ MIDEA | 45MBDAQ06XA3 ¦ 45MBDAQ06XA3 |  |  | 27400 | 27400 | 21.05 | 12.35 | 10 | 2 | 88 | 99 | 215357786
MIDEA | 37MGHAQ30EA3 | MIDEA | *** | *** | *** | 30000 | 31000 | 19.5 | 12.5 | 10.5 | 1.95 | 106 | 116 | 215357788
MIDEA | 37MGHAQ36EA3 | MIDEA | *** | *** | *** | 36000 | 36000 | 19.5 | 12 | 10.5 | 2 | 92 | 106 | 215357791
MIDEA | 37MGHAQ36EA3 | MIDEA ¦ MIDEA | 45MBDAQ06XA3 ¦ 45MBDAQ06XA3 |  |  | 36000 | 36000 | 21.3 | 12.55 | 10.6 | 2 | 87 | 103 | 215357792
MIDEA | 37MGHAQ48FA3 | MIDEA | *** | *** | *** | 47000 | 48000 | 20.5 | 11.7 | 11 | 2 | 93 | 100 | 215357794
MIDEA | 37MGHAQ48FA3 | MIDEA ¦ MIDEA | 45MBDAQ09XA3 ¦ 45MBDAQ09XA3 |  |  | 47000 | 48500 | 21.75 | 11.85 | 11.15 | 2 | 91 | 98 | 215357795
MIDEA | 37MGHAQ55FA3 | MIDEA | *** | *** | *** | 53000 | 55000 | 20.2 | 11.7 | 10.7 | 2.1 | 82 | 87 | 215357797
MIDEA | 37MGHAQ55FA3 | MIDEA ¦ MIDEA | 45MBDAQ06XA3 ¦ 45MBDAQ06XA3 |  |  | 52000 | 55000 | 21.25 | 11.85 | 10.6 | 2.05 | 81 | 86 | 215357798
MIDEA | 37MGRAQ18CA3 | MIDEA | *** | *** | *** | 18000 | 19000 | 20 | 12 | 10 | 2.3 | 77 | 77 | 215357800
MIDEA | 37MGRAQ18CA3 | MIDEA ¦ MIDEA | 45MBDAQ06XA3 ¦ 45MBDAQ06XA3 |  |  | 18000 | 19000 | 22.6 | 13 | 9.9 | 2.3 | 74 | 74 | 215357801
MIDEA | 37MGRAQ24DA3 | MIDEA | *** | *** | *** | 24000 | 25000 | 21 | 12.5 | 9.5 | 2 | 73 | 72 | 215357803
MIDEA | 37MGRAQ27DA3 | MIDEA | *** | *** | *** | 26600 | 26600 | 21 | 12 | 9.2 | 2 | 69 | 71 | 215357806
MIDEA | 37MGRAQ27DA3 | MIDEA ¦ MIDEA | 45MBDAQ06XA3 ¦ 45MBDAQ06XA3 |  |  | 26800 | 26800 | 23 | 12.5 | 9.35 | 2 | 69 | 71 | 215357807
MIDEA | 37MGRAQ30EA3 | MIDEA | *** | *** | *** | 30000 | 31000 | 21 | 12 | 9.5 | 2 | 84 | 81 | 215357809
MIDEA | 37MGRAQ36EA3 | MIDEA | *** | *** | *** | 35000 | 37000 | 20 | 11.7 | 9.2 | 2 | 71 | 70 | 215357812
MIDEA | 37MGRAQ36EA3 | MIDEA ¦ MIDEA | 45MBDAQ06XA3 ¦ 45MBDAQ06XA3 |  |  | 35400 | 37000 | 22 | 11.85 | 9.35 | 2 | 71 | 70 | 215357813
MIDEA | 37MGRAQ48FA3 | MIDEA | *** | *** | *** | 45000 | 47000 | 20.5 | 12 | 10.6 | 2.1 | 79 | 81 | 215357815
MIDEA | 37MGRAQ55FA3 | MIDEA | *** | *** | *** | 60000 | 60000 | 18 | 10 | 9.3 | 2.1 | 65 | 67 | 215357818
MIDEA | 37MGRAQ55FA3 | MIDEA ¦ MIDEA | 45MBDAQ09XA3 ¦ 45MBDAQ09XA3 |  |  | 60000 | 60000 | 20 | 10 | 9.45 | 2.15 | 65 | 66 | 215357819
BRYANT | 37MGHAQ55FA3 | BRYANT ¦ BRYANT | 45MBDAQ06XA3 ¦ 45MBDAQ06XA3 |  |  | 52000 | 55000 | 21.25 | 11.85 | 10.6 | 2.05 | 81 | 86 | 215357128
ARCOAIRE | D5CMHAH18CAK | ARCOAIRE ¦ ARCOAIRE | D5FSDAH06XAK ¦ D5FSDAH06XAK |  |  | 19000 | 20000 | 22.5 | 14 | 10.25 | 2 | 87 | 93 | 215357129
ARCOAIRE | D5CMHAH24DAK | ARCOAIRE | *** | *** | *** | 24000 | 25000 | 20 | 13 | 9.5 | 1.9 | 92 | 100 | 215357132
BRYANT | 37MGRAQ18CA3 | BRYANT | *** | *** | *** | 18000 | 19000 | 20 | 12 | 10 | 2.3 | 77 | 77 | 215357133
BRYANT | 37MGRAQ18CA3 | BRYANT ¦ BRYANT | 45MBDAQ06XA3 ¦ 45MBDAQ06XA3 |  |  | 18000 | 19000 | 22.6 | 13 | 9.9 | 2.3 | 74 | 74 | 215357135
ARCOAIRE | D5CMHAH27DAK | ARCOAIRE | *** | *** | *** | 28000 | 28000 | 19 | 12 | 9.5 | 2 | 82 | 96 | 215357138
ARCOAIRE | D5CMHAH27DAK | ARCOAIRE ¦ ARCOAIRE | D5FSDAH06XAK ¦ D5FSDAH06XAK |  |  | 27400 | 27400 | 21.05 | 12.35 | 10 | 2 | 88 | 99 | 215357139
BRYANT | 37MGRAQ24DA3 | BRYANT | *** | *** | *** | 24000 | 25000 | 21 | 12.5 | 9.5 | 2 | 73 | 72 | 215357140
ARCOAIRE | D5CMHAH30EAK | ARCOAIRE | *** | *** | *** | 30000 | 31000 | 19.5 | 12.5 | 10.5 | 1.95 | 106 | 116 | 215357143
BRYANT | 37MGRAQ27DA3 | BRYANT | *** | *** | *** | 26600 | 26600 | 21 | 12 | 9.2 | 2 | 69 | 71 | 215357146
BRYANT | 37MGRAQ27DA3 | BRYANT ¦ BRYANT | 45MBDAQ06XA3 ¦ 45MBDAQ06XA3 |  |  | 26800 | 26800 | 23 | 12.5 | 9.35 | 2 | 69 | 71 | 215357148
ARCOAIRE | D5CMHAH36EAK | ARCOAIRE | *** | *** | *** | 36000 | 36000 | 19.5 | 12 | 10.5 | 2 | 92 | 106 | 215357149
ARCOAIRE | D5CMHAH36EAK | ARCOAIRE ¦ ARCOAIRE | D5FSDAH06XAK ¦ D5FSDAH06XAK |  |  | 36000 | 36000 | 21.3 | 12.55 | 10.6 | 2 | 87 | 103 | 215357150
BRYANT | 37MGRAQ30EA3 | BRYANT | *** | *** | *** | 30000 | 31000 | 21 | 12 | 9.5 | 2 | 84 | 81 | 215357153
ARCOAIRE | D5CMHAH48FAK | ARCOAIRE | *** | *** | *** | 47000 | 48000 | 20.5 | 11.7 | 11 | 2 | 93 | 100 | 215357154
ARCOAIRE | D5CMHAH48FAK | ARCOAIRE ¦ ARCOAIRE | D5FSDAH09XAK ¦ D5FSDAH09XAK |  |  | 47000 | 48500 | 21.75 | 11.85 | 11.15 | 2 | 91 | 98 | 215357156
BRYANT | 37MGRAQ36EA3 | BRYANT | *** | *** | *** | 35000 | 37000 | 20 | 11.7 | 9.2 | 2 | 71 | 70 | 215357159
ARCOAIRE | D5CMHAH55FAK | ARCOAIRE | *** | *** | *** | 53000 | 55000 | 20.2 | 11.7 | 10.7 | 2.1 | 82 | 87 | 215357160
BRYANT | 37MGRAQ36EA3 | BRYANT ¦ BRYANT | 45MBDAQ06XA3 ¦ 45MBDAQ06XA3 |  |  | 35400 | 37000 | 22 | 11.85 | 9.35 | 2 | 71 | 70 | 215357161
ARCOAIRE | D5CMHAH55FAK | ARCOAIRE ¦ ARCOAIRE | D5FSDAH06XAK ¦ D5FSDAH06XAK |  |  | 52000 | 55000 | 21.25 | 11.85 | 10.6 | 2.05 | 81 | 86 | 215357162
ARCOAIRE | D5CMRAH18CAK | ARCOAIRE | *** | *** | *** | 18000 | 19000 | 20 | 12 | 10 | 2.3 | 77 | 77 | 215357165
BRYANT | 37MGRAQ48FA3 | BRYANT | *** | *** | *** | 45000 | 47000 | 20.5 | 12 | 10.6 | 2.1 | 79 | 81 | 215357166
ARCOAIRE | D5CMRAH18CAK | ARCOAIRE ¦ ARCOAIRE | D5FSDAH06XAK ¦ D5FSDAH06XAK |  |  | 18000 | 19000 | 22.6 | 13 | 9.9 | 2.3 | 74 | 74 | 215357167
ARCOAIRE | D5CMRAH24DAK | ARCOAIRE | *** | *** | *** | 24000 | 25000 | 21 | 12.5 | 9.5 | 2 | 73 | 72 | 215357171
BRYANT | 37MGRAQ55FA3 | BRYANT ¦ BRYANT | 45MBDAQ09XA3 ¦ 45MBDAQ09XA3 |  |  | 60000 | 60000 | 20 | 10 | 9.45 | 2.15 | 65 | 66 | 215357175
BRYANT | 37MGRAQ55FA3 | BRYANT | *** | *** | *** | 60000 | 60000 | 18 | 10 | 9.3 | 2.1 | 65 | 67 | 215357173
ARCOAIRE | D5CMRAH27DAK | ARCOAIRE | *** | *** | *** | 26600 | 26600 | 21 | 12 | 9.2 | 2 | 69 | 71 | 215357176
ARCOAIRE | D5CMRAH27DAK | ARCOAIRE ¦ ARCOAIRE | D5FSDAH06XAK ¦ D5FSDAH06XAK |  |  | 26800 | 26800 | 23 | 12.5 | 9.35 | 2 | 69 | 71 | 215357177
ARCOAIRE | D5CMRAH30EAK | ARCOAIRE | *** | *** | *** | 30000 | 31000 | 21 | 12 | 9.5 | 2 | 84 | 81 | 215357179
ARCOAIRE | D5CMRAH36EAK | ARCOAIRE | *** | *** | *** | 35000 | 37000 | 20 | 11.7 | 9.2 | 2 | 71 | 70 | 215357182
ARCOAIRE | D5CMRAH36EAK | ARCOAIRE ¦ ARCOAIRE | D5FSDAH06XAK ¦ D5FSDAH06XAK |  |  | 35400 | 37000 | 22 | 11.85 | 9.35 | 2 | 71 | 70 | 215357183
ARCOAIRE | D5CMRAH48FAK | ARCOAIRE | *** | *** | *** | 45000 | 47000 | 20.5 | 12 | 10.6 | 2.1 | 79 | 81 | 215357185
ARCOAIRE | D5CMRAH55FAK | ARCOAIRE | *** | *** | *** | 60000 | 60000 | 18 | 10 | 9.3 | 2.1 | 65 | 67 | 215357188
ARCOAIRE | D5CMRAH55FAK | ARCOAIRE ¦ ARCOAIRE | D5FSDAH09XAK ¦ D5FSDAH09XAK |  |  | 60000 | 60000 | 20 | 10 | 9.45 | 2.15 | 65 | 66 | 215357189
COMFORTMAKER | D5CMHAH18CAK | COMFORTMAKER | *** | *** | *** | 19000 | 20000 | 20 | 13 | 10 | 2 | 85 | 90 | 215357191
COMFORTMAKER | D5CMHAH18CAK | COMFORTMAKER ¦ COMFORTMAKER | D5FSDAH06XAK ¦ D5FSDAH06XAK |  |  | 19000 | 20000 | 22.5 | 14 | 10.25 | 2 | 87 | 93 | 215357192
COMFORTMAKER | D5CMHAH24DAK | COMFORTMAKER | *** | *** | *** | 24000 | 25000 | 20 | 13 | 9.5 | 1.9 | 92 | 100 | 215357194
COMFORTMAKER | D5CMHAH27DAK | COMFORTMAKER | *** | *** | *** | 28000 | 28000 | 19 | 12 | 9.5 | 2 | 82 | 96 | 215357197
COMFORTMAKER | D5CMHAH27DAK | COMFORTMAKER ¦ COMFORTMAKER | D5FSDAH06XAK ¦ D5FSDAH06XAK |  |  | 27400 | 27400 | 21.05 | 12.35 | 10 | 2 | 88 | 99 | 215357198
COMFORTMAKER | D5CMHAH30EAK | COMFORTMAKER | *** | *** | *** | 30000 | 31000 | 19.5 | 12.5 | 10.5 | 1.95 | 106 | 116 | 215357200
COMFORTMAKER | D5CMHAH36EAK | COMFORTMAKER | *** | *** | *** | 36000 | 36000 | 19.5 | 12 | 10.5 | 2 | 92 | 106 | 215357203
COMFORTMAKER | D5CMHAH36EAK | COMFORTMAKER ¦ COMFORTMAKER | D5FSDAH06XAK ¦ D5FSDAH06XAK |  |  | 36000 | 36000 | 21.3 | 12.55 | 10.6 | 2 | 87 | 103 | 215357204
COMFORTMAKER | D5CMHAH48FAK | COMFORTMAKER | *** | *** | *** | 47000 | 48000 | 20.5 | 11.7 | 11 | 2 | 93 | 100 | 215357206
COMFORTMAKER | D5CMHAH48FAK | COMFORTMAKER ¦ COMFORTMAKER | D5FSDAH09XAK ¦ D5FSDAH09XAK |  |  | 47000 | 48500 | 21.75 | 11.85 | 11.15 | 2 | 91 | 98 | 215357207
HEIL | D5CMRAH18CAK | HEIL | *** | *** | *** | 18000 | 19000 | 20 | 12 | 10 | 2.3 | 77 | 77 | 215357296
Durastar | DRA6U60M2A | Durastar | *** | *** | *** | 60000 | 60000 | 18 | 10 | 9.2 | 2.1 | 65 | 67 | 215359213
Durastar | DRA6U60M2A | Durastar ¦ Durastar | DRAW09F2A ¦ MTI-09HWFN10-M1 |  |  | 60000 | 60000 | 18.6 | 10 | 9.4 | 2.05 | 65 | 63 | 215359214
Durastar | DRA3H18M2A | Durastar | *** | *** | *** | 19000 | 20000 | 20 | 13 | 10 | 2 | 85 | 90 | 215359216
Durastar | DRA3H18M2A | Durastar ¦ Durastar | MTI-06HWFN10-M1 ¦ MTI-06HWFN10-M1 |  |  | 19000 | 20000 | 20.5 | 13 | 10 | 2 | 84 | 90 | 215359217
Durastar | DRA4H28M2A | Durastar | *** | *** | *** | 28000 | 28000 | 19 | 12 | 9.5 | 2 | 82 | 96 | 215359219
Durastar | DRA4H28M2A | Durastar ¦ Durastar | MTI-06HWFN10-M1 ¦ MTI-06HWFN10-M1 |  |  | 27400 | 27400 | 20 | 12 | 9.75 | 1.95 | 85 | 99 | 215359220
Durastar | DRA5H36M2A | Durastar | *** | *** | *** | 36000 | 36000 | 19.4 | 12 | 10.4 | 2 | 92 | 106 | 215359222
Durastar | DRA5H36M2A | Durastar ¦ Durastar | DRAW06F2A ¦ MTI-06HWFN10-M1 |  |  | 36000 | 36000 | 20.45 | 12.1 | 10.85 | 1.95 | 97 | 104 | 215359223
Durastar | DRA3U18M2A | Durastar | *** | *** | *** | 18000 | 19000 | 20 | 12 | 10 | 2.3 | 77 | 77 | 215359231
Durastar | DRA3U18M2A | Durastar ¦ Durastar | MTI-06HWFN10-M1 ¦ MTI-06HWFN10-M1 |  |  | 18000 | 19000 | 21.5 | 12.25 | 10 | 2.25 | 74 | 74 | 215359232
Durastar | DRA4U28M2A | Durastar | *** | *** | *** | 26600 | 26600 | 21 | 12 | 9 | 2 | 69 | 71 | 215359234
Durastar | DRA4U28M2A | Durastar ¦ Durastar | MTI-06HWFN10-M1 ¦ MTI-06HWFN10-M1 |  |  | 26200 | 26800 | 22 | 12.1 | 9.25 | 2 | 68 | 71 | 215359235
Durastar | DRA5U36M2A | Durastar | *** | *** | *** | 35000 | 37000 | 20 | 11.7 | 9.2 | 2 | 71 | 70 | 215359237
Durastar | DRA5U36M2A | Durastar ¦ Durastar | DRAW06F2A ¦ MTI-06HWFN10-M1 |  |  | 35000 | 37000 | 21.55 | 11.85 | 9.6 | 2 | 72 | 70 | 215359238
MDV | M4OD30-24HFN10-M1D | MDV ¦ MDV | MSEPB-06HRFN10-M1 ¦ MTI-06HWFN10-M1 |  |  | 24000 | 25000 | 23 | 13 | 9.5 | 2 | 72 | 72 | 215351189
MDV | M4OD31-24HFN10-M1XD | MDV ¦ MDV | MSEPB-06HRFN10-M1 ¦ MTI-06HWFN10-M1 |  |  | 24000 | 25000 | 22 | 13 | 9.75 | 1.95 | 93 | 100 | 215351190
MDV | M5OX631-30HFN10-M1XD | MDV ¦ MDV | MSEPB-06HRFN10-M1 ¦ MTI-06HWFN10-M1 |  |  | 30000 | 31000 | 21.75 | 12.85 | 10.6 | 1.98 | 101 | 116 | 215351191
MDV | M5OD30-30HFN10-M1D | MDV ¦ MDV | MSEPB-06HRFN10-M1 ¦ MTI-06HWFN10-M1 |  |  | 30000 | 31000 | 23 | 12.5 | 9.75 | 2 | 85 | 82 | 215351192
BRYANT | 37MGHAQ24DA3 | BRYANT ¦ BRYANT | 45MBDAQ06XA3 ¦ 45MBDAQ06XA3 |  |  | 24000 | 25000 | 22 | 13 | 9.75 | 1.95 | 93 | 100 | 215357111
BRYANT | 37MGHAQ30EA3 | BRYANT ¦ BRYANT | 45MBDAQ06XA3 ¦ 45MBDAQ06XA3 |  |  | 30000 | 31000 | 21.75 | 12.85 | 10.6 | 1.98 | 101 | 116 | 215357117
ARCOAIRE | D5CMHAH24DAK | ARCOAIRE ¦ ARCOAIRE | D5FSDAH06XAK ¦ D5FSDAH06XAK |  |  | 24000 | 25000 | 22 | 13 | 9.75 | 1.95 | 93 | 100 | 215357134
BRYANT | 37MGRAQ24DA3 | BRYANT ¦ BRYANT | 45MBDAQ06XA3 ¦ 45MBDAQ06XA3 |  |  | 24000 | 25000 | 23 | 13 | 9.5 | 2 | 72 | 72 | 215357142
ARCOAIRE | D5CMHAH30EAK | ARCOAIRE ¦ ARCOAIRE | D5FSDAH06XAK ¦ D5FSDAH06XAK |  |  | 30000 | 31000 | 21.75 | 12.85 | 10.6 | 1.98 | 101 | 116 | 215357145
BRYANT | 37MGRAQ30EA3 | BRYANT ¦ BRYANT | 45MBDAQ06XA3 ¦ 45MBDAQ06XA3 |  |  | 30000 | 31000 | 23 | 12.5 | 9.75 | 2 | 85 | 82 | 215357155
ARCOAIRE | D5CMRAH24DAK | ARCOAIRE ¦ ARCOAIRE | D5FSDAH06XAK ¦ D5FSDAH06XAK |  |  | 24000 | 25000 | 23 | 13 | 9.5 | 2 | 72 | 72 | 215357172
ARCOAIRE | D5CMRAH30EAK | ARCOAIRE ¦ ARCOAIRE | D5FSDAH06XAK ¦ D5FSDAH06XAK |  |  | 30000 | 31000 | 23 | 12.5 | 9.75 | 2 | 85 | 82 | 215357180
COMFORTMAKER | D5CMHAH24DAK | COMFORTMAKER ¦ COMFORTMAKER | D5FSDAH06XAK ¦ D5FSDAH06XAK |  |  | 24000 | 25000 | 22 | 13 | 9.75 | 1.95 | 93 | 100 | 215357195
COMFORTMAKER | D5CMHAH30EAK | COMFORTMAKER ¦ COMFORTMAKER | D5FSDAH06XAK ¦ D5FSDAH06XAK |  |  | 30000 | 31000 | 21.75 | 12.85 | 10.6 | 1.98 | 101 | 116 | 215357201
HEIL | D5CMRAH24DAK | HEIL ¦ HEIL | D5FSDAH06XAK ¦ D5FSDAH06XAK |  |  | 24000 | 25000 | 23 | 13 | 9.5 | 2 | 72 | 72 | 215357300
COMFORTMAKER | D5CMRAH24DAK | COMFORTMAKER ¦ COMFORTMAKER | D5FSDAH06XAK ¦ D5FSDAH06XAK |  |  | 24000 | 25000 | 23 | 13 | 9.5 | 2 | 72 | 72 | 215357216
COMFORTMAKER | D5CMRAH30EAK | COMFORTMAKER ¦ COMFORTMAKER | D5FSDAH06XAK ¦ D5FSDAH06XAK |  |  | 30000 | 31000 | 23 | 12.5 | 9.75 | 2 | 85 | 82 | 215357222
DAY & NIGHT | D5CMHAH24DAK | DAY & NIGHT ¦ DAY & NIGHT | D5FSDAH06XAK ¦ D5FSDAH06XAK |  |  | 24000 | 25000 | 22 | 13 | 9.75 | 1.95 | 93 | 100 | 215357237
DAY & NIGHT | D5CMHAH30EAK | DAY & NIGHT ¦ DAY & NIGHT | D5FSDAH06XAK ¦ D5FSDAH06XAK |  |  | 30000 | 31000 | 21.75 | 12.85 | 10.6 | 1.98 | 101 | 116 | 215357243
HEIL | D5CMRAH30EAK | HEIL ¦ HEIL | D5FSDAH06XAK ¦ D5FSDAH06XAK |  |  | 30000 | 31000 | 23 | 12.5 | 9.75 | 2 | 85 | 82 | 215357306
DAY & NIGHT | D5CMRAH24DAK | DAY & NIGHT ¦ DAY & NIGHT | D5FSDAH06XAK ¦ D5FSDAH06XAK |  |  | 24000 | 25000 | 23 | 13 | 9.5 | 2 | 72 | 72 | 215357258
DAY & NIGHT | D5CMRAH30EAK | DAY & NIGHT ¦ DAY & NIGHT | D5FSDAH06XAK ¦ D5FSDAH06XAK |  |  | 30000 | 31000 | 23 | 12.5 | 9.75 | 2 | 85 | 82 | 215357264
HEIL | D5CMHAH24DAK | HEIL ¦ HEIL | D5FSDAH06XAK ¦ D5FSDAH06XAK |  |  | 24000 | 25000 | 22 | 13 | 9.75 | 1.95 | 93 | 100 | 215357279
HEIL | D5CMHAH30EAK | HEIL ¦ HEIL | D5FSDAH06XAK ¦ D5FSDAH06XAK |  |  | 30000 | 31000 | 21.75 | 12.85 | 10.6 | 1.98 | 101 | 116 | 215357285
KEEPRITE | D5CMHAH24DAK | KEEPRITE ¦ KEEPRITE | D5FSDAH06XAK ¦ D5FSDAH06XAK |  |  | 24000 | 25000 | 22 | 13 | 9.75 | 1.95 | 93 | 100 | 215357321
KEEPRITE | D5CMHAH30EAK | KEEPRITE ¦ KEEPRITE | D5FSDAH06XAK ¦ D5FSDAH06XAK |  |  | 30000 | 31000 | 21.75 | 12.85 | 10.6 | 1.98 | 101 | 116 | 215357327
KEEPRITE | D5CMRAH24DAK | KEEPRITE ¦ KEEPRITE | D5FSDAH06XAK ¦ D5FSDAH06XAK |  |  | 24000 | 25000 | 23 | 13 | 9.5 | 2 | 72 | 72 | 215357342
LPS Legacy | D5CMHAH30EAK | LPS Legacy ¦ LPS Legacy | D5FSDAH06XAK ¦ D5FSDAH06XAK |  |  | 30000 | 31000 | 21.75 | 12.85 | 10.6 | 1.98 | 101 | 116 | 215357621
KEEPRITE | D5CMRAH30EAK | KEEPRITE ¦ KEEPRITE | D5FSDAH06XAK ¦ D5FSDAH06XAK |  |  | 30000 | 31000 | 23 | 12.5 | 9.75 | 2 | 85 | 82 | 215357348
KENMORE | D5CMHAH24DAK | KENMORE ¦ KENMORE | D5FSDAH06XAK ¦ D5FSDAH06XAK |  |  | 24000 | 25000 | 22 | 13 | 9.75 | 1.95 | 93 | 100 | 215357363
KENMORE | D5CMHAH30EAK | KENMORE ¦ KENMORE | D5FSDAH06XAK ¦ D5FSDAH06XAK |  |  | 30000 | 31000 | 21.75 | 12.85 | 10.6 | 1.98 | 101 | 116 | 215357369
KENMORE | D5CMRAH24DAK | KENMORE ¦ KENMORE | D5FSDAH06XAK ¦ D5FSDAH06XAK |  |  | 24000 | 25000 | 23 | 13 | 9.5 | 2 | 72 | 72 | 215357384
KENMORE | D5CMRAH30EAK | KENMORE ¦ KENMORE | D5FSDAH06XAK ¦ D5FSDAH06XAK |  |  | 30000 | 31000 | 23 | 12.5 | 9.75 | 2 | 85 | 82 | 215357390
MIDEA | D5CMHAH24DAK | MIDEA ¦ MIDEA | D5FSDAH06XAK ¦ D5FSDAH06XAK |  |  | 24000 | 25000 | 22 | 13 | 9.75 | 1.95 | 93 | 100 | 215357405
MIDEA | D5CMHAH30EAK | MIDEA ¦ MIDEA | D5FSDAH06XAK ¦ D5FSDAH06XAK |  |  | 30000 | 31000 | 21.75 | 12.85 | 10.6 | 1.98 | 101 | 116 | 215357411
MIDEA | D5CMRAH24DAK | MIDEA ¦ MIDEA | D5FSDAH06XAK ¦ D5FSDAH06XAK |  |  | 24000 | 25000 | 23 | 13 | 9.5 | 2 | 72 | 72 | 215357426
MIDEA | D5CMRAH30EAK | MIDEA ¦ MIDEA | D5FSDAH06XAK ¦ D5FSDAH06XAK |  |  | 30000 | 31000 | 23 | 12.5 | 9.75 | 2 | 85 | 82 | 215357432
CARRIER | 37MGHAQ24DA3 | CARRIER ¦ CARRIER | 45MBDAQ06XA3 ¦ 45MBDAQ06XA3 |  |  | 24000 | 25000 | 22 | 13 | 9.75 | 1.95 | 93 | 100 | 215357441
CARRIER | 37MGHAQ30EA3 | CARRIER ¦ CARRIER | 45MBDAQ06XA3 ¦ 45MBDAQ06XA3 |  |  | 30000 | 31000 | 21.75 | 12.85 | 10.6 | 1.98 | 101 | 116 | 215357451
TEMPSTAR | D5CMHAH24DAK | TEMPSTAR ¦ TEMPSTAR | D5FSDAH06XAK ¦ D5FSDAH06XAK |  |  | 24000 | 25000 | 22 | 13 | 9.75 | 1.95 | 93 | 100 | 215357467
LPS Legacy | D5CMRAH24DAK | LPS Legacy ¦ LPS Legacy | D5FSDAH06XAK ¦ D5FSDAH06XAK |  |  | 24000 | 25000 | 23 | 13 | 9.5 | 2 | 72 | 72 | 215357636
TEMPSTAR | D5CMHAH30EAK | TEMPSTAR ¦ TEMPSTAR | D5FSDAH06XAK ¦ D5FSDAH06XAK |  |  | 30000 | 31000 | 21.75 | 12.85 | 10.6 | 1.98 | 101 | 116 | 215357478
CARRIER | 37MGRAQ24DA3 | CARRIER ¦ CARRIER | 45MBDAQ06XA3 ¦ 45MBDAQ06XA3 |  |  | 24000 | 25000 | 23 | 13 | 9.5 | 2 | 72 | 72 | 215357481
CARRIER | 37MGRAQ30EA3 | CARRIER ¦ CARRIER | 45MBDAQ06XA3 ¦ 45MBDAQ06XA3 |  |  | 30000 | 31000 | 23 | 12.5 | 9.75 | 2 | 85 | 82 | 215357494
TEMPSTAR | D5CMRAH24DAK | TEMPSTAR ¦ TEMPSTAR | D5FSDAH06XAK ¦ D5FSDAH06XAK |  |  | 24000 | 25000 | 23 | 13 | 9.5 | 2 | 72 | 72 | 215357506
TEMPSTAR | D5CMRAH30EAK | TEMPSTAR ¦ TEMPSTAR | D5FSDAH06XAK ¦ D5FSDAH06XAK |  |  | 30000 | 31000 | 23 | 12.5 | 9.75 | 2 | 85 | 82 | 215357516
SMART COMFORT | D5CMHAH24DAK | SMART COMFORT ¦ SMART COMFORT | D5FSDAH06XAK ¦ D5FSDAH06XAK |  |  | 24000 | 25000 | 22 | 13 | 9.75 | 1.95 | 93 | 100 | 215357531
SMART COMFORT | D5CMHAH30EAK | SMART COMFORT ¦ SMART COMFORT | D5FSDAH06XAK ¦ D5FSDAH06XAK |  |  | 30000 | 31000 | 21.75 | 12.85 | 10.6 | 1.98 | 101 | 116 | 215357537
SMART COMFORT | D5CMRAH24DAK | SMART COMFORT ¦ SMART COMFORT | D5FSDAH06XAK ¦ D5FSDAH06XAK |  |  | 24000 | 25000 | 23 | 13 | 9.5 | 2 | 72 | 72 | 215357552
LPS Legacy | D5CMRAH30EAK | LPS Legacy ¦ LPS Legacy | D5FSDAH06XAK ¦ D5FSDAH06XAK |  |  | 30000 | 31000 | 23 | 12.5 | 9.75 | 2 | 85 | 82 | 215357642
SMART COMFORT | D5CMRAH30EAK | SMART COMFORT ¦ SMART COMFORT | D5FSDAH06XAK ¦ D5FSDAH06XAK |  |  | 30000 | 31000 | 23 | 12.5 | 9.75 | 2 | 85 | 82 | 215357558
AIRQUEST | D5CMHAH24DAK | AIRQUEST ¦ AIRQUEST | D5FSDAH06XAK ¦ D5FSDAH06XAK |  |  | 24000 | 25000 | 22 | 13 | 9.75 | 1.95 | 93 | 100 | 215357573
AIRQUEST | D5CMHAH30EAK | AIRQUEST ¦ AIRQUEST | D5FSDAH06XAK ¦ D5FSDAH06XAK |  |  | 30000 | 31000 | 21.75 | 12.85 | 10.6 | 1.98 | 101 | 116 | 215357579
AIRQUEST | D5CMRAH24DAK | AIRQUEST ¦ AIRQUEST | D5FSDAH06XAK ¦ D5FSDAH06XAK |  |  | 24000 | 25000 | 23 | 13 | 9.5 | 2 | 72 | 72 | 215357594
AIRQUEST | D5CMRAH30EAK | AIRQUEST ¦ AIRQUEST | D5FSDAH06XAK ¦ D5FSDAH06XAK |  |  | 30000 | 31000 | 23 | 12.5 | 9.75 | 2 | 85 | 82 | 215357600
LPS Legacy | D5CMHAH24DAK | LPS Legacy ¦ LPS Legacy | D5FSDAH06XAK ¦ D5FSDAH06XAK |  |  | 24000 | 25000 | 22 | 13 | 9.75 | 1.95 | 93 | 100 | 215357615
Grandaire | D5CMHAH24DAK | Grandaire ¦ Grandaire | D5FSDAH06XAK ¦ D5FSDAH06XAK |  |  | 24000 | 25000 | 22 | 13 | 9.75 | 1.95 | 93 | 100 | 215357657
Grandaire | D5CMHAH30EAK | Grandaire ¦ Grandaire | D5FSDAH06XAK ¦ D5FSDAH06XAK |  |  | 30000 | 31000 | 21.75 | 12.85 | 10.6 | 1.98 | 101 | 116 | 215357663
Grandaire | D5CMRAH24DAK | Grandaire ¦ Grandaire | D5FSDAH06XAK ¦ D5FSDAH06XAK |  |  | 24000 | 25000 | 23 | 13 | 9.5 | 2 | 72 | 72 | 215357678
Grandaire | D5CMRAH30EAK | Grandaire ¦ Grandaire | D5FSDAH06XAK ¦ D5FSDAH06XAK |  |  | 30000 | 31000 | 23 | 12.5 | 9.75 | 2 | 85 | 82 | 215357684
PAYNE | 37MGHAQ24DA3 | PAYNE ¦ PAYNE | 45MBDAQ06XA3 ¦ 45MBDAQ06XA3 |  |  | 24000 | 25000 | 22 | 13 | 9.75 | 1.95 | 93 | 100 | 215357699
PAYNE | 37MGHAQ30EA3 | PAYNE ¦ PAYNE | 45MBDAQ06XA3 ¦ 45MBDAQ06XA3 |  |  | 30000 | 31000 | 21.75 | 12.85 | 10.6 | 1.98 | 101 | 116 | 215357705
PAYNE | 37MGRAQ24DA3 | PAYNE ¦ PAYNE | 45MBDAQ06XA3 ¦ 45MBDAQ06XA3 |  |  | 24000 | 25000 | 23 | 13 | 9.5 | 2 | 72 | 72 | 215357720
PAYNE | 37MGRAQ30EA3 | PAYNE ¦ PAYNE | 45MBDAQ06XA3 ¦ 45MBDAQ06XA3 |  |  | 30000 | 31000 | 23 | 12.5 | 9.75 | 2 | 85 | 82 | 215357726
Weathermaker | 37MGHAQ24DA3 | Weathermaker ¦ Weathermaker | 45MBDAQ06XA3 ¦ 45MBDAQ06XA3 |  |  | 24000 | 25000 | 22 | 13 | 9.75 | 1.95 | 93 | 100 | 215357741
Weathermaker | 37MGHAQ30EA3 | Weathermaker ¦ Weathermaker | 45MBDAQ06XA3 ¦ 45MBDAQ06XA3 |  |  | 30000 | 31000 | 21.75 | 12.85 | 10.6 | 1.98 | 101 | 116 | 215357747
Weathermaker | 37MGRAQ24DA3 | Weathermaker ¦ Weathermaker | 45MBDAQ06XA3 ¦ 45MBDAQ06XA3 |  |  | 24000 | 25000 | 23 | 13 | 9.5 | 2 | 72 | 72 | 215357762
Weathermaker | 37MGRAQ30EA3 | Weathermaker ¦ Weathermaker | 45MBDAQ06XA3 ¦ 45MBDAQ06XA3 |  |  | 30000 | 31000 | 23 | 12.5 | 9.75 | 2 | 85 | 82 | 215357768
MIDEA | 37MGHAQ24DA3 | MIDEA ¦ MIDEA | 45MBDAQ06XA3 ¦ 45MBDAQ06XA3 |  |  | 24000 | 25000 | 22 | 13 | 9.75 | 1.95 | 93 | 100 | 215357783
MIDEA | 37MGHAQ30EA3 | MIDEA ¦ MIDEA | 45MBDAQ06XA3 ¦ 45MBDAQ06XA3 |  |  | 30000 | 31000 | 21.75 | 12.85 | 10.6 | 1.98 | 101 | 116 | 215357789
MIDEA | 37MGRAQ24DA3 | MIDEA ¦ MIDEA | 45MBDAQ06XA3 ¦ 45MBDAQ06XA3 |  |  | 24000 | 25000 | 23 | 13 | 9.5 | 2 | 72 | 72 | 215357804
MIDEA | 37MGRAQ30EA3 | MIDEA ¦ MIDEA | 45MBDAQ06XA3 ¦ 45MBDAQ06XA3 |  |  | 30000 | 31000 | 23 | 12.5 | 9.75 | 2 | 85 | 82 | 215357810
LG | KUMXB301A | LG | *** | *** | *** | 27400 | 30000 | 18.5 | 12 | 8.8 | 2.09 | 60 | 61 | 215402336
LG | KUMXB481A | LG | *** | *** | *** | 48000 | 54000 | 19 | 12.6 | 9.5 | 2.17 | 63 | 70 | 215402340
LG | KUMXB541A | LG | *** | *** | *** | 50500 | 58000 | 18.5 | 12.5 | 9.3 | 2.16 | 64 | 71 | 215402342
LG | KUMXB601A | LG | *** | *** | *** | 60000 | 64000 | 18.5 | 11.7 | 9.5 | 1.97 | 63 | 70 | 215402344
PANASONIC | CU-2E18SBU-5 | PANASONIC | *** | *** | *** | 16700 | 20200 | 19 | 12.55 | 8.8 | 2 | 59 | 88 | 10221208
PANASONIC | CU-3E19RBU-5 | PANASONIC | *** | *** | *** | 19000 | 26000 | 18.5 | 12.55 | 8.8 | 1.85 | 62 | 72 | 10221209
LG | KUMXB601A | LG ¦ LG | KNUAB121A ¦ KNUAB121A |  |  | 58000 | 64000 | 19.5 | 11.85 | 9.75 | 1.99 | 64 | 71 | 215408633
LG | KUMXB541A | LG ¦ LG | KNUAB121A ¦ KNUAB121A |  |  | 50500 | 58000 | 19.55 | 12.55 | 9.4 | 2.17 | 64 | 69 | 215408632
LG | KUMXB481A | LG ¦ LG | KNMKB121A ¦ KNMKB121A |  |  | 48000 | 54000 | 19.75 | 12.7 | 9.5 | 2.17 | 63 | 70 | 215408631
GREE | GWH09AUCXD-D6DNA1C/O | GREE | *** | *** | *** | 9100 | 10500 | 22 | 14.2 | 9.2 | 2.15 | 63 | 90 | 215406442
TCL | H42FMH20XPC | TCL | *** | *** | *** | 41000 | 42000 | 20 | 11.7 | 8.5 | 1.9 | 70 | 72 | 215387270
TCL | H36FMH21XPC | TCL | *** | *** | *** | 34000 | 36000 | 20 | 11.7 | 8.5 | 1.9 | 62 | 70 | 215387269
TCL | H27FMH22XPC | TCL | *** | *** | *** | 27000 | 27000 | 22 | 12 | 9 | 1.9 | 71 | 70 | 215387268
TCL | H18FMH22XPC | TCL | *** | *** | *** | 17000 | 19000 | 21 | 12 | 9.5 | 1.9 | 88 | 84 | 215387267
TCL | TMH42HEI2NAM0U24 | TCL | *** | *** | *** | 41000 | 42000 | 20 | 11.7 | 8.5 | 1.9 | 70 | 72 | 215351200
TCL | TMH36HEI2NAM5U24 | TCL | *** | *** | *** | 34000 | 36000 | 20 | 11.7 | 8.5 | 1.9 | 62 | 70 | 215351199
TCL | TMH27HEI2NAO0U24 | TCL | *** | *** | *** | 27000 | 27000 | 22 | 12 | 9 | 1.9 | 71 | 70 | 215351198
TCL | TMH18HEI2NAO0U24 | TCL | *** | *** | *** | 17000 | 19000 | 21 | 12 | 9.5 | 1.9 | 88 | 84 | 215351197
Durastar | DRA6U48M2A | Durastar | *** | *** | *** | 45000 | 47000 | 20.4 | 12 | 10.6 | 2.1 | 79 | 81 | 215415539
Durastar | DRA6U48M2A | Durastar ¦ Durastar | DRAW09F2A ¦ MTI-09HWFN10-M1 |  |  | 45000 | 47500 | 20.85 | 11.85 | 10.3 | 2.1 | 75 | 78 | 215415540
Durastar | DRA6H55M2A | Durastar ¦ Durastar | DRAW06F2A ¦ MTI-06HWFN10-M1 |  |  | 52000 | 55000 | 20.7 | 11.85 | 10.65 | 2.05 | 82 | 87 | 215415537
Durastar | DRA6H55M2A | Durastar | *** | *** | *** | 53000 | 55000 | 20 | 11.7 | 10.7 | 2.1 | 82 | 87 | 215415536
Durastar | DRA6H48M2A | Durastar ¦ Durastar | DRAW09F2A ¦ MTI-09HWFN10-M1 |  |  | 46000 | 48500 | 20.8 | 11.85 | 10.6 | 2 | 88 | 99 | 215415534
Durastar | DRA6H48M2A | Durastar | *** | *** | *** | 47000 | 48000 | 20.4 | 11.7 | 11 | 2 | 93 | 100 | 215415533
LG | ZRUM036GSS0 | LG ¦ LG | ZRNU073M2AA ¦ ZRNU073M2AA |  |  | 36000 | 42000 | 20 | 14 | 10.35 | 2.25 | 63 | 100 | 215223216
LG | ZRUM048GSS0 | LG ¦ LG | ZRNU093M2AA ¦ ZRNU093M2AA |  |  | 48000 | 54000 | 20.1 | 12.85 | 10.15 | 2.05 | 64 | 100 | 215223215
LG | ZRUN024GSS0 | LG ¦ LG | ZRNU093M2AA ¦ ZRNU073M2AA |  |  | 24000 | 27000 | 19.1 | 14.8 | 10.2 | 2.18 | 65 | 100 | 215223214
LG | ZRUM060GSS0 | LG ¦ LG | ZRNU123M2AA ¦ ZRNU123M2AA |  |  | 60000 | 67000 | 19.6 | 12.35 | 9.55 | 2 | 60 | 81 | 215223213
LG | ZRUN024GSS0 | LG | *** | *** | *** | 24000 | 27000 | 18.15 | 14.8 | 10.2 | 2 | 67 | 100 | 214914956
LG | ZRUM036GSS0 | LG | *** | *** | *** | 36000 | 42000 | 17 | 13.5 | 10.1 | 2.2 | 64 | 100 | 214914952
LG | ZRUM048GSS0 | LG | *** | *** | *** | 48000 | 54000 | 17 | 12.2 | 10 | 2 | 67 | 100 | 214914949
LG | ZRUM060GSS0 | LG | *** | *** | *** | 60000 | 67000 | 16.2 | 11.7 | 9.1 | 2 | 64 | 81 | 214914945
Coleman | CVAHP060B21S* | Coleman ¦ Coleman | CIDM030B21S ¦ CIDM030B21S |  |  | 57500 | 64000 | 18.9 | 11.55 | 9.8 | 1.77 | 66 | 43 | 203995175
Coleman | CVAHP048B21S* | Coleman | *** | *** | *** | 48000 | 54000 | 18.1 | 12.5 | 10 | 1.95 | 59 | 59 | 203994980
Coleman | CVAHP048B21S* | Coleman ¦ Coleman | CIDM024B21S ¦ CIDM024B21S |  |  | 48000 | 54000 | 20.6 | 14.6 | 9.9 | 1.9 | 59 | 54 | 203995174
Coleman | CVAHP036B21S* | Coleman ¦ Coleman | CIDM018B21S ¦ CIDM018B21S |  |  | 36000 | 40000 | 20.35 | 14.95 | 10.4 | 1.79 | 60 | 76 | 203995173
HITACHI | HVAHP060B21S* | HITACHI ¦ HITACHI | HIDM030B21S ¦ HIDM030B21S |  |  | 57500 | 64000 | 18.9 | 11.55 | 9.8 | 1.77 | 66 | 43 | 203995172
YORK | YVAHP060B21S* | YORK ¦ YORK | YIDM030B21S ¦ YIDM030B21S |  |  | 57500 | 64000 | 18.9 | 11.55 | 9.8 | 1.77 | 66 | 43 | 203995171
HITACHI | HVAHP048B21S* | HITACHI ¦ HITACHI | HIDM024B21S ¦ HIDM024B21S |  |  | 48000 | 54000 | 20.6 | 14.6 | 9.9 | 1.9 | 59 | 54 | 203995170
HITACHI | HVAHP036B21S* | HITACHI ¦ HITACHI | HIDM018B21S ¦ HIDM018B21S |  |  | 36000 | 40000 | 20.35 | 14.95 | 10.4 | 1.79 | 60 | 76 | 203995169
YORK | YVAHP048B21S* | YORK ¦ YORK | YIDM024B21S ¦ YIDM024B21S |  |  | 48000 | 54000 | 20.6 | 14.6 | 9.9 | 1.9 | 59 | 54 | 203995168
YORK | YVAHP036B21S* | YORK ¦ YORK | YIDM018B21S ¦ YIDM018B21S |  |  | 36000 | 40000 | 20.35 | 14.95 | 10.4 | 1.79 | 60 | 76 | 203995167
Coleman | CVAHP060B21S* | Coleman | *** | *** | *** | 55000 | 64000 | 17.5 | 10.3 | 9.1 | 1.92 | 66 | 50 | 203994981
Coleman | CVAHP036B21S* | Coleman | *** | *** | *** | 36000 | 40000 | 18.5 | 13.2 | 9.5 | 1.77 | 60 | 79 | 203994979
HITACHI | HVAHP060B21S* | HITACHI | *** | *** | *** | 55000 | 64000 | 17.5 | 10.3 | 9.1 | 1.92 | 66 | 50 | 203994978
YORK | YVAHP060B21S* | YORK | *** | *** | *** | 55000 | 64000 | 17.5 | 10.3 | 9.1 | 1.92 | 66 | 50 | 203994977
HITACHI | HVAHP048B21S* | HITACHI | *** | *** | *** | 48000 | 54000 | 18.1 | 12.5 | 10 | 1.95 | 59 | 59 | 203994976
HITACHI | HVAHP036B21S* | HITACHI | *** | *** | *** | 36000 | 40000 | 18.5 | 13.2 | 9.5 | 1.77 | 60 | 79 | 203994975
YORK | YVAHP048B21S* | YORK | *** | *** | *** | 48000 | 54000 | 18.1 | 12.5 | 10 | 1.95 | 59 | 59 | 203994974
YORK | YVAHP036B21S* | YORK | *** | *** | *** | 36000 | 40000 | 18.5 | 13.2 | 9.5 | 1.77 | 60 | 79 | 203994973
Mitsubishi Electric | MXZ-3D24NL* | Mitsubishi Electric | *** | *** | *** | 23600 | 25400 | 16 | 11.7 | 8.6 | 2 | 63 | 78 | 215387135
TUTTOKOOL | TDV-V36WMN1T | TUTTOKOOL ¦ TUTTOKOOL | TDV-D12V/DMN1-B1 ¦ TDV-D12V/DMN1-B1 |  |  | 36000 | 40000 | 17.9 | 10.575 | 8.9 | 1.8 | 64 | 53 | 215427961
TUTTOKOOL | TDV-V48WMN1T | TUTTOKOOL ¦ TUTTOKOOL | TDV-D12V/DMN1-B1 ¦ TDV-D12V/DMN1-B1 |  |  | 48000 | 50000 | 18.15 | 10.2 | 9.15 | 1.8 | 75 | 70 | 215427958
TUTTOKOOL | TDV-V36WMN1TE | TUTTOKOOL ¦ TUTTOKOOL | TDV-D12V/DMN1-B1 ¦ TDV-D12V/DMN1-B1 |  |  | 36000 | 40000 | 18.45 | 11.9 | 9.35 | 1.8 | 72 | 70 | 215427956
TUTTOKOOL | TDV-V36WMN1TE | TUTTOKOOL | *** | *** | *** | 36000 | 40000 | 17.7 | 11.7 | 9.2 | 1.8 | 74 | 70 | 215427955
Hisense | AVW-24H3DH2H1 | Hisense | *** | *** | *** | 24000 | 27000 | 18.15 | 11.5 | 8.5 | 2.1 | 74 | 74 | 215428284
Hisense | AVW-36H3DH2H1 | Hisense | *** | *** | *** | 36000 | 42000 | 17 | 11.3 | 9 | 2.1 | 70 | 70 | 215428285
Hisense | AVW-24H3DH2H1 | Hisense ¦ Hisense | AVD-06H3DHB1 ¦ AVBC-06H3DBB1 |  |  | 24000 | 27000 | 18.15 | 11.75 | 8.75 | 2.14 | 74 | 74 | 215428298
Hisense | AVW-36H3DH2H1 | Hisense ¦ Hisense | AVD-09H3DHB1 ¦ AVBC-09H3DBB1 |  |  | 36000 | 42000 | 17 | 11.95 | 9.2 | 2.1 | 70 | 70 | 215428299
Hisense | AVW-48H3DH2H1 | Hisense ¦ Hisense | AVD-12H3DHB1 ¦ AVBC-12H3DBB1 |  |  | 48000 | 54000 | 17 | 10.65 | 8.75 | 2.12 | 67 | 66 | 215428300
EMI | EMXMZ218DA | EMI | *** | *** | *** | 19000 | 20000 | 20 | 13 | 10 | 2 | 85 | 90 | 215444941
EMI | EMXMZ548DA | EMI ¦ EMI | MTI-09HWFN10-M1 ¦ MTI-09HWFN10-M1 |  |  | 47000 | 48500 | 21.7 | 11.85 | 11 | 2 | 91 | 98 | 215444951
EMI | EMXMZ548DA | EMI | *** | *** | *** | 47000 | 48000 | 20.4 | 11.7 | 11 | 2 | 93 | 100 | 215444950
EMI | EMXMZ436DA | EMI ¦ EMI | MTI-06HWFN10-M1 ¦ MTI-06HWFN10-M1 |  |  | 36000 | 36000 | 21.2 | 12.5 | 10.55 | 2 | 87 | 103 | 215444948
EMI | EMXMZ436DA | EMI | *** | *** | *** | 36000 | 36000 | 19.4 | 12 | 10.4 | 2 | 92 | 106 | 215444947
EMI | EMXMZ327DA | EMI ¦ EMI | MTI-06HWFN10-M1 ¦ MTI-06HWFN10-M1 |  |  | 27400 | 27400 | 21 | 12.25 | 10 | 2 | 88 | 99 | 215444945
EMI | EMXMZ327DA | EMI | *** | *** | *** | 28000 | 28000 | 19 | 12 | 9.5 | 2 | 82 | 96 | 215444944
EMI | EMXMZ218DA | EMI ¦ EMI | MTI-06HWFN10-M1 ¦ MTI-06HWFN10-M1 |  |  | 19000 | 20000 | 22.5 | 14 | 10.2 | 2 | 87 | 93 | 215444942
LG | KUMXB361A | LG ¦ LG | KNMKB121A ¦ KNUAB091A |  |  | 31800 | 35000 | 19.75 | 12.1 | 9.05 | 2.18 | 58 | 55 | 215408630
LG | KUMXB301A | LG ¦ LG | KNMKB121A ¦ KNUAB091A |  |  | 28600 | 31000 | 20.25 | 12.5 | 9.15 | 2.11 | 61 | 59 | 215408629
LG | KUMXB361A | LG | *** | *** | *** | 30800 | 34000 | 18 | 11.7 | 8.6 | 2.13 | 59 | 56 | 215402338
Breeze33 | BZ33-HYP556Z2-454-G3-P | Breeze33 ¦ Breeze33 | BZ33-DIDU6-454-G3-P ¦ BZ33-HYP06WALL2-454-G3-P |  |  | 52000 | 55000 | 21.1 | 11.85 | 10.6 | 2.05 | 81 | 86 | 215449813
Breeze33 | BZ33-HYP556Z2-454-G3-P | Breeze33 | *** | *** | *** | 53000 | 55000 | 20 | 11.7 | 10.7 | 2.1 | 82 | 87 | 215449812
Breeze33 | BZ33-HYP486Z2-454-G3-P | Breeze33 ¦ Breeze33 | BZ33-DIDU9-454-G3-P ¦ BZ33-DIDU9-454-G3-P |  |  | 47000 | 48500 | 21.7 | 11.85 | 11 | 2 | 91 | 98 | 215449810
Breeze33 | BZ33-HYP486Z2-454-G3-P | Breeze33 | *** | *** | *** | 47000 | 48000 | 20.4 | 11.7 | 11 | 2 | 93 | 100 | 215449809
Breeze33 | BZ33-HYP365Z2-454-G3-P | Breeze33 ¦ Breeze33 | BZ33-DIDU6-454-G3-P ¦ BZ33-DIDU6-454-G3-P |  |  | 36000 | 36000 | 21.2 | 12.5 | 10.55 | 2 | 87 | 103 | 215449807
Breeze33 | BZ33-HYP365Z2-454-G3-P | Breeze33 | *** | *** | *** | 36000 | 36000 | 19.4 | 12 | 10.4 | 2 | 92 | 106 | 215449806
Breeze33 | BZ33-HYP274Z2-454-G3-P | Breeze33 ¦ Breeze33 | BZ33-DIDU6-454-G3-P ¦ BZ33-DIDU6-454-G3-P |  |  | 27400 | 27400 | 21 | 12.25 | 10 | 2 | 88 | 99 | 215449804
Breeze33 | BZ33-HYP274Z2-454-G3-P | Breeze33 | *** | *** | *** | 28000 | 28000 | 19 | 12 | 9.5 | 2 | 82 | 96 | 215449803
Breeze33 | BZ33-HYP183Z2-454-G3-P | Breeze33 ¦ Breeze33 | BZ33-DIDU6-454-G3-P ¦ BZ33-DIDU6-454-G3-P |  |  | 19000 | 20000 | 22.5 | 14 | 10.2 | 2 | 87 | 93 | 215449801
Breeze33 | BZ33-HYP183Z2-454-G3-P | Breeze33 | *** | *** | *** | 19000 | 20000 | 20 | 13 | 10 | 2 | 85 | 90 | 215449800
Breeze33 | BZ33-HP486Z2-454-G3-P | Breeze33 ¦ Breeze33 | BZ33-DIDU9-454-G3-P ¦ BZ33-DIDU9-454-G3-P |  |  | 46000 | 47500 | 22.2 | 12.25 | 10.45 | 2.05 | 79 | 78 | 215449798
Breeze33 | BZ33-HP486Z2-454-G3-P | Breeze33 | *** | *** | *** | 45000 | 47000 | 20.4 | 12 | 10.6 | 2.1 | 79 | 81 | 215449797
Breeze33 | BZ33-HP365Z2-454-G3-P | Breeze33 ¦ Breeze33 | BZ33-DIDU6-454-G3-P ¦ BZ33-DIDU6-454-G3-P |  |  | 35400 | 37000 | 22 | 11.85 | 9.35 | 2 | 71 | 70 | 215449795
Breeze33 | BZ33-HP365Z2-454-G3-P | Breeze33 | *** | *** | *** | 35000 | 37000 | 20 | 11.7 | 9.2 | 2 | 71 | 70 | 215449794
Breeze33 | BZ33-HP274Z2-454-G3-P | Breeze33 ¦ Breeze33 | BZ33-DIDU6-454-G3-P ¦ BZ33-DIDU6-454-G3-P |  |  | 26800 | 26800 | 23 | 12.5 | 9.25 | 2 | 69 | 71 | 215449792
Breeze33 | BZ33-HP274Z2-454-G3-P | Breeze33 | *** | *** | *** | 26600 | 26600 | 21 | 12 | 9 | 2 | 69 | 71 | 215449791
Breeze33 | BZ33-HP183Z2-454-G3-P | Breeze33 ¦ Breeze33 | BZ33-DIDU6-454-G3-P ¦ BZ33-DIDU6-454-G3-P |  |  | 18000 | 19000 | 22.55 | 13 | 9.9 | 2.3 | 74 | 74 | 215449789
Breeze33 | BZ33-HP183Z2-454-G3-P | Breeze33 | *** | *** | *** | 18000 | 19000 | 20 | 12 | 10 | 2.3 | 77 | 77 | 215449788
CanAir | 4C28MC655H21 | CanAir | *** | *** | *** | 53000 | 55000 | 20 | 11.7 | 10.7 | 2.1 | 82 | 87 | 215449737
CanAir | 4C28MC655H21 | CanAir ¦ CanAir | MTI-06HWFN10-M1 ¦ 4C28SEH06H21 |  |  | 52000 | 55000 | 21.1 | 11.85 | 10.6 | 2.05 | 81 | 86 | 215449738
CanAir | 4C28MC648H21 | CanAir ¦ CanAir | MTI-09HWFN10-M1 ¦ MTI-09HWFN10-M1 |  |  | 47000 | 48500 | 21.7 | 11.85 | 11 | 2 | 91 | 98 | 215449735
CanAir | 4C28MC648H21 | CanAir | *** | *** | *** | 47000 | 48000 | 20.4 | 11.7 | 11 | 2 | 93 | 100 | 215449734
CanAir | 4C28MC536H21 | CanAir ¦ CanAir | MTI-06HWFN10-M1 ¦ MTI-06HWFN10-M1 |  |  | 36000 | 36000 | 21.2 | 12.5 | 10.55 | 2 | 87 | 103 | 215449732
CanAir | 4C28MC536H21 | CanAir | *** | *** | *** | 36000 | 36000 | 19.4 | 12 | 10.4 | 2 | 92 | 106 | 215449731
CanAir | 4C28MC428H21 | CanAir ¦ CanAir | MTI-06HWFN10-M1 ¦ MTI-06HWFN10-M1 |  |  | 27400 | 27400 | 21 | 12.25 | 10 | 2 | 88 | 99 | 215449729
CanAir | 4C28MC428H21 | CanAir | *** | *** | *** | 28000 | 28000 | 19 | 12 | 9.5 | 2 | 82 | 96 | 215449728
CanAir | 4C28MC318H21 | CanAir ¦ CanAir | MTI-06HWFN10-M1 ¦ MTI-06HWFN10-M1 |  |  | 19000 | 20000 | 22.5 | 14 | 10.2 | 2 | 87 | 93 | 215449726
CanAir | 4C28MC318H21 | CanAir | *** | *** | *** | 19000 | 20000 | 20 | 13 | 10 | 2 | 85 | 90 | 215449725
TOSOT | MZ-M18/O | TOSOT ¦ TOSOT | TWH09AG25A2DI ¦ TM09HSFDI |  |  | 17000 | 18000 | 18.5 | 11.5 | 9 | 1.8 | 79 | 77 | 214771566
TOSOT | MZ-M24/O | TOSOT ¦ TOSOT | TWH09AG25A2DI ¦ TWH09AG25A2DI |  |  | 23200 | 24000 | 18.5 | 11.75 | 9 | 1.8 | 97 | 93 | 214771565
TOSOT | MZ-M30/O | TOSOT ¦ TOSOT | TWH09AG25A2DI ¦ TWH09AG25A2DI |  |  | 28400 | 30000 | 18.5 | 11.75 | 9 | 1.8 | 90 | 83 | 214771564
TOSOT | MZ-M36/O | TOSOT ¦ TOSOT | TWH09AG25A2DI ¦ TWH09AG25A2DI |  |  | 34000 | 36000 | 18.5 | 11.5 | 9 | 1.8 | 84 | 83 | 214771563
KINGHOME | KM18H5O3 | KINGHOME ¦ KINGHOME | KW09HQ25SDI ¦ KM09HF1DI |  |  | 18000 | 19000 | 21 | 12 | 9 | 1.92 | 73 | 71 | 214655287
TOSOT | TM18HPO | TOSOT ¦ TOSOT | TW09HXP2A1DI ¦ TM09HSFDI |  |  | 18000 | 19000 | 21 | 12 | 9 | 1.92 | 73 | 71 | 214389464
GREE | GWHD(18)ND3PO | GREE ¦ GREE | GWH09AGCXD-D3DN***/I ¦ GFH(09)DA-D3DN***/I |  |  | 18000 | 19000 | 21 | 12 | 9 | 1.92 | 73 | 71 | 211752945
FUJITSU | AOUH18KWAS2 | FUJITSU | *** | *** | *** | 18000 | 22000 | 19 | 12.7 | 9.5 | 2.28 | 69 | 77 | 215447686
FUJITSU | AOUH24KWAS3 | FUJITSU | *** | *** | *** | 22000 | 24000 | 19.5 | 12 | 9.5 | 2.04 | 65 | 80 | 215447688
FUJITSU | AOUH36KWAS4 | FUJITSU | *** | *** | *** | 34400 | 36400 | 19 | 11.7 | 9 | 2.08 | 67 | 63 | 215447690
FUJITSU | AOUH18KWAH2 | FUJITSU | *** | *** | *** | 18000 | 22000 | 19 | 13 | 10 | 2 | 67 | 100 | 215447692
FUJITSU | AOUH24KWAH3 | FUJITSU | *** | *** | *** | 22000 | 25000 | 20.5 | 12.5 | 10.5 | 2.08 | 65 | 101 | 215447694
FUJITSU | AOUH18KWAS2 | FUJITSU ¦ FUJITSU | ASUH09KPAS ¦ ASUH09KPAS |  |  | 18000 | 22000 | 20.5 | 12.9 | 10 | 2.28 | 67 | 77 | 215447695
FUJITSU | AOUH24KWAS3 | FUJITSU ¦ FUJITSU | ASUH09KPAS ¦ ASUH07KPAS |  |  | 22000 | 24000 | 21 | 12.5 | 10 | 2.04 | 65 | 80 | 215447696
FUJITSU | AOUH36KWAS4 | FUJITSU ¦ FUJITSU | ASUH09KPAS ¦ ASUH09KPAS |  |  | 34400 | 36400 | 20.5 | 11.8 | 9.5 | 2.14 | 66 | 64 | 215447697
FUJITSU | AOUH18KWAH2 | FUJITSU ¦ FUJITSU | ASUH09KPAS ¦ ASUH09KPAS |  |  | 18000 | 22000 | 20.5 | 13.2 | 10.5 | 2.08 | 67 | 100 | 215447698
FUJITSU | AOUH24KWAH3 | FUJITSU ¦ FUJITSU | ASUH09KPAS ¦ ASUH07KPAS |  |  | 22000 | 25000 | 22 | 13 | 11 | 2.08 | 65 | 101 | 215447699
MIDEA | MO3EX-H18B-2A | MIDEA ¦ MIDEA | MDLHU-H06B-2A ¦ MDLHU-H06B-2A |  |  | 18000 | 19000 | 22.55 | 13 | 9.9 | 2.3 | 74 | 74 | 215471474
MIDEA | MO3EX-H18B-2A | MIDEA | *** | *** | *** | 18000 | 19000 | 20 | 12 | 10 | 2.3 | 77 | 77 | 215471473
MIDEA | MO6HX-H60B-2A | MIDEA ¦ MIDEA | MDLHU-H06B-2A ¦ MSEHU-H06B-2A |  |  | 52000 | 55000 | 21.1 | 11.85 | 10.6 | 2.05 | 81 | 86 | 215471471
MIDEA | MO6HX-H60B-2A | MIDEA | *** | *** | *** | 53000 | 55000 | 20 | 11.7 | 10.7 | 2.1 | 82 | 87 | 215471470
MIDEA | MO6HX-H48B-2A | MIDEA ¦ MIDEA | MDLHU-H09B-2A ¦ MDLHU-H09B-2A |  |  | 47000 | 48500 | 21.7 | 11.85 | 11 | 2 | 91 | 98 | 215471468
MIDEA | MO6HX-H48B-2A | MIDEA | *** | *** | *** | 47000 | 48000 | 20.4 | 11.7 | 11 | 2 | 93 | 100 | 215471467
MIDEA | MO5HX-H36B-2A | MIDEA ¦ MIDEA | MDLHU-H06B-2A ¦ MDLHU-H06B-2A |  |  | 36000 | 36000 | 21.2 | 12.5 | 10.55 | 2 | 87 | 103 | 215471465
MIDEA | MO5HX-H36B-2A | MIDEA | *** | *** | *** | 36000 | 36000 | 19.4 | 12 | 10.4 | 2 | 92 | 106 | 215471464
MIDEA | MO4HX-H27B-2A | MIDEA ¦ MIDEA | MDLHU-H06B-2A ¦ MDLHU-H06B-2A |  |  | 27400 | 27400 | 21 | 12.25 | 10 | 2 | 88 | 99 | 215471462
MIDEA | MO4HX-H27B-2A | MIDEA | *** | *** | *** | 28000 | 28000 | 19 | 12 | 9.5 | 2 | 82 | 96 | 215471461
MIDEA | MO3HX-H18B-2A | MIDEA ¦ MIDEA | MDLHU-H06B-2A ¦ MDLHU-H06B-2A |  |  | 19000 | 20000 | 22.5 | 14 | 10.2 | 2 | 87 | 93 | 215471459
MIDEA | MO3HX-H18B-2A | MIDEA | *** | *** | *** | 19000 | 20000 | 20 | 13 | 10 | 2 | 85 | 90 | 215471458
MIDEA | MO6EX-H60B-2A | MIDEA ¦ MIDEA | MDLHU-H09B-2A ¦ MDLHU-H09B-2A |  |  | 60000 | 60000 | 20 | 10 | 9.35 | 2.15 | 65 | 66 | 215471456
MIDEA | MO6EX-H60B-2A | MIDEA | *** | *** | *** | 60000 | 60000 | 18 | 10 | 9.2 | 2.1 | 65 | 67 | 215471455
MIDEA | MO6EX-H48B-2A | MIDEA ¦ MIDEA | MDLHU-H09B-2A ¦ MDLHU-H09B-2A |  |  | 46000 | 47500 | 22.2 | 12.25 | 10.45 | 2.05 | 79 | 78 | 215471453
MIDEA | MO6EX-H48B-2A | MIDEA | *** | *** | *** | 45000 | 47000 | 20.4 | 12 | 10.6 | 2.1 | 79 | 81 | 215471452
MIDEA | MO5EX-H36B-2A | MIDEA ¦ MIDEA | MDLHU-H06B-2A ¦ MDLHU-H06B-2A |  |  | 35400 | 37000 | 22 | 11.85 | 9.35 | 2 | 71 | 70 | 215471450
MIDEA | MO5EX-H36B-2A | MIDEA | *** | *** | *** | 35000 | 37000 | 20 | 11.7 | 9.2 | 2 | 71 | 70 | 215471449
MIDEA | MO4EX-H27B-2A | MIDEA ¦ MIDEA | MDLHU-H06B-2A ¦ MDLHU-H06B-2A |  |  | 26800 | 26800 | 23 | 12.5 | 9.25 | 2 | 69 | 71 | 215471447
MIDEA | MO4EX-H27B-2A | MIDEA | *** | *** | *** | 26600 | 26600 | 21 | 12 | 9 | 2 | 69 | 71 | 215471446
Viessmann | DLCMHBH48EAK | Viessmann ¦ Viessmann | DLFSHAH09XAK ¦ DLFSDAH09XAK |  |  | 47500 | 49000 | 21.05 | 11.35 | 9.45 | 2 | 76 | 89 | 215569882
Viessmann | DLCMRBH48EAK | Viessmann ¦ Viessmann | DLFSHAH09XAK ¦ DLFSDAH09XAK |  |  | 48000 | 49000 | 20.8 | 10.9 | 9.6 | 1.75 | 73 | 67 | 215569884
Viessmann | DLCMHBH36DAK | Viessmann ¦ Viessmann | DLFSHAH09XAK ¦ DLFSDAH09XAK |  |  | 36000 | 37000 | 19.5 | 12.1 | 9.85 | 1.8 | 95 | 93 | 215569883
Viessmann | DLCMHBH24CAK | Viessmann | *** | *** | *** | 24000 | 24000 | 21.3 | 12.5 | 9.7 | 1.9 | 90 | 75 | 215569815
Viessmann | DLCMRBH18BAK | Viessmann ¦ Viessmann | DLFSHAH09XAK ¦ DLFSDAH09XAK |  |  | 18000 | 19000 | 20 | 12.25 | 10 | 2 | 77 | 68 | 215569813
Viessmann | DLCMHBH48EAK | Viessmann | *** | *** | *** | 47000 | 49000 | 20.9 | 11.7 | 8.9 | 2 | 73 | 87 | 215569823
Viessmann | DLCMHBH30DAK | Viessmann ¦ Viessmann | DLFSHAH09XAK ¦ DLFSDAH09XAK |  |  | 30000 | 30000 | 21.2 | 12 | 9.35 | 1.78 | 90 | 68 | 215569819
Viessmann | DLCMHBH30DAK | Viessmann | *** | *** | *** | 30000 | 30000 | 20 | 12 | 9.2 | 1.9 | 90 | 60 | 215569818
Viessmann | DLCMHBH24CAK | Viessmann ¦ Viessmann | DLFSHAH09XAK ¦ DLFSDAH09XAK |  |  | 24000 | 24000 | 21.8 | 12.5 | 9.65 | 1.87 | 83 | 73 | 215569816
Viessmann | DLCMRBH18BAK | Viessmann | *** | *** | *** | 18000 | 19000 | 19 | 12 | 9.8 | 2 | 78 | 70 | 215569812
TEMP SHIFT | TSM3OI28HFN1M | TEMP SHIFT | *** | *** | *** | 28000 | 28000 | 20 | 11.7 | 9.5 | 1.8 | 96 | 89 | 215588620
TEMP SHIFT | TSM3OI28HFN1M | TEMP SHIFT ¦ TEMP SHIFT | TSMTIU09HWFN1M ¦ TSMTIU09HWFN1M |  |  | 28000 | 28000 | 21.3 | 11.75 | 9.65 | 1.8 | 94 | 89 | 215588621
TOSOT | MZ-COSMO18/O | TOSOT ¦ TOSOT | GWH09AUCXD-D6DN***/I ¦ GFH(09)DA-D6DN***/I |  |  | 18000 | 18000 | 19 | 11.8 | 9 | 1.8 | 81 | 76 | 215708464
TOSOT | MZ-COSMO24/O | TOSOT ¦ TOSOT | GWH09AUCXD-D6DN***/I ¦ GWH09AUCXD-D6DN***/I |  |  | 24000 | 24000 | 19 | 12.2 | 9 | 1.8 | 96 | 90 | 215708465
TOSOT | MZ-COSMO30/O | TOSOT ¦ TOSOT | GWH09AUCXD-D6DN***/I ¦ GWH09AUCXD-D6DN***/I |  |  | 28400 | 30000 | 19 | 12.2 | 9 | 1.81 | 92 | 88 | 215708466
TOSOT | MZ-COSMO36/O | TOSOT ¦ TOSOT | GWH09AUCXD-D6DN***/I ¦ GWH09AUCXD-D6DN***/I |  |  | 36000 | 36000 | 19 | 11.8 | 9 | 1.84 | 100 | 94 | 215708467
KINGHOME | KM18X6O | KINGHOME ¦ KINGHOME | GWH09AUCXD-D6DN***/I ¦ GFH(09)DA-D6DN***/I |  |  | 18000 | 18000 | 19 | 11.8 | 9 | 1.8 | 81 | 76 | 215708451
KINGHOME | KM24X6O | KINGHOME ¦ KINGHOME | GWH09AUCXD-D6DN***/I ¦ GWH09AUCXD-D6DN***/I |  |  | 24000 | 24000 | 19 | 12.2 | 9 | 1.8 | 96 | 90 | 215708452
KINGHOME | KM30X6O | KINGHOME ¦ KINGHOME | GWH09AUCXD-D6DN***/I ¦ GWH09AUCXD-D6DN***/I |  |  | 28400 | 30000 | 19 | 12.2 | 9 | 1.81 | 92 | 88 | 215708453
KINGHOME | KM36X6O | KINGHOME ¦ KINGHOME | GWH09AUCXD-D6DN***/I ¦ GWH09AUCXD-D6DN***/I |  |  | 36000 | 36000 | 19 | 11.8 | 9 | 1.84 | 100 | 94 | 215708454
KINGHOME | KM42X6O | KINGHOME ¦ KINGHOME | GWH09AUCXD-D6DN***/I ¦ GWH09AUCXD-D6DN***/I |  |  | 42000 | 42000 | 19 | 12.2 | 9 | 1.84 | 95 | 88 | 215708455
HISENSE | AMW3-27U3TQA | HISENSE ¦ HISENSE | AST-09UW3TXE**00 ¦ ADT-09UX3TBL1 |  |  | 27000 | 27000 | 20.5 | 12.2 | 9.4 | 1.82 | 67 | 96 | 215735551
HISENSE | AMW3-27U3TQA | HISENSE | *** | *** | *** | 27000 | 27000 | 18 | 11.5 | 8.8 | 1.82 | 67 | 90 | 215735550
HISENSE | AMW2-18U3TJA | HISENSE ¦ HISENSE | AST-09UW3TXE**00 ¦ ADT-09UX3TBL1 |  |  | 18000 | 18000 | 19.75 | 12.65 | 9.7 | 1.96 | 65 | 97 | 215735549
HISENSE | AMW4-36U3TQA | HISENSE ¦ HISENSE | AST-09UW3TXE**00 ¦ ADT-09UX3TBL1 |  |  | 36000 | 36000 | 20.5 | 12.95 | 9.5 | 1.87 | 61 | 95 | 215735346
HISENSE | AMW4-36U3TQA | HISENSE | *** | *** | *** | 36000 | 36000 | 19 | 12.85 | 9 | 1.83 | 58 | 90 | 215735344
HISENSE | AMW5-42U3TQA | HISENSE ¦ HISENSE | AST-09UW3TXE**00 ¦ ADT-09UX3TBL1 |  |  | 42000 | 48000 | 20 | 11.8 | 9.15 | 1.87 | 58 | 73 | 215735343
HISENSE | AMW2-18U3TJA | HISENSE | *** | *** | *** | 18000 | 18000 | 17.5 | 12 | 9.4 | 1.96 | 66 | 94 | 215731791
HISENSE | AMW5-42U3TQA | HISENSE | *** | *** | *** | 42000 | 48000 | 18 | 11.35 | 8.8 | 1.83 | 57 | 71 | 215735341
INNOVAIR | MOM18H2BM3A | INNOVAIR | *** | *** | *** | 18000 | 19000 | 20 | 12 | 10 | 2.3 | 77 | 77 | 215725490
INNOVAIR | MOM18H2BM3A | INNOVAIR ¦ INNOVAIR | MTI-06HWFN10-M1 ¦ MTI-06HWFN10-M1 |  |  | 18000 | 19000 | 22.55 | 13 | 9.9 | 2.3 | 74 | 74 | 215725491
INNOVAIR | MOM27H2BM4A | INNOVAIR | *** | *** | *** | 26600 | 26600 | 21 | 12 | 9 | 2 | 69 | 71 | 215725493
INNOVAIR | MOM27H2BM4A | INNOVAIR ¦ INNOVAIR | MTI-06HWFN10-M1 ¦ MTI-06HWFN10-M1 |  |  | 26800 | 26800 | 23 | 12.5 | 9.25 | 2 | 69 | 71 | 215725494
INNOVAIR | MOM48H2BM6A | INNOVAIR | *** | *** | *** | 45000 | 47000 | 20.4 | 12 | 10.6 | 2.1 | 79 | 81 | 215725499
INNOVAIR | MOM36H2BM5A | INNOVAIR | *** | *** | *** | 35000 | 37000 | 20 | 11.7 | 9.2 | 2 | 71 | 70 | 215725496
INNOVAIR | MOM48H2BM6A | INNOVAIR ¦ INNOVAIR | MTI-09HWFN10-M1 ¦ MTI-09HWFN10-M1 |  |  | 46000 | 47500 | 22.2 | 12.25 | 10.45 | 2.05 | 79 | 78 | 215725500
INNOVAIR | MOM60H2BM7A | INNOVAIR | *** | *** | *** | 60000 | 60000 | 18 | 10 | 9.2 | 2.1 | 65 | 67 | 215725502
INNOVAIR | MOM27H2BM4B | INNOVAIR | *** | *** | *** | 26600 | 26600 | 21 | 12 | 9 | 2 | 69 | 71 | 215725505
INNOVAIR | MOM27H2BM4B | INNOVAIR ¦ INNOVAIR | MTI-06HWFN10-M1 ¦ MTI-06HWFN10-M1 |  |  | 26800 | 26800 | 23 | 12.5 | 9.25 | 2 | 69 | 71 | 215725506
INNOVAIR | MOM36H2BM5B | INNOVAIR | *** | *** | *** | 35000 | 37000 | 20 | 11.7 | 9.2 | 2 | 71 | 70 | 215725508
INNOVAIR | MOM36H2BM5B | INNOVAIR ¦ INNOVAIR | MTI-06HWFN10-M1 ¦ MTI-06HWFN10-M1 |  |  | 35400 | 37000 | 22 | 11.85 | 9.35 | 2 | 71 | 70 | 215725509
INNOVAIR | MOM48H2BM6B | INNOVAIR ¦ INNOVAIR | MTI-09HWFN10-M1 ¦ MTI-09HWFN10-M1 |  |  | 46000 | 47500 | 22.2 | 12.25 | 10.45 | 2.05 | 79 | 78 | 215725512
INNOVAIR | MOM60H2BM7A | INNOVAIR ¦ INNOVAIR | MTI-09HWFN10-M1 ¦ MTI-09HWFN10-M1 |  |  | 60000 | 60000 | 20 | 10 | 9.35 | 2.15 | 65 | 66 | 215725503
INNOVAIR | MOM60H2BM7B | INNOVAIR | *** | *** | *** | 60000 | 60000 | 18 | 10 | 9.2 | 2.1 | 65 | 67 | 215725514
INNOVAIR | MOM18H2BH3A | INNOVAIR ¦ INNOVAIR | MTI-06HWFN10-M1 ¦ MTI-06HWFN10-M1 |  |  | 19000 | 20000 | 22.5 | 14 | 10.2 | 2 | 87 | 93 | 215725518
INNOVAIR | MOM48H2BM6B | INNOVAIR | *** | *** | *** | 45000 | 47000 | 20.4 | 12 | 10.6 | 2.1 | 79 | 81 | 215725511
INNOVAIR | MOM27H2BH4A | INNOVAIR | *** | *** | *** | 28000 | 28000 | 19 | 12 | 9.5 | 2 | 82 | 96 | 215725520
INNOVAIR | MOM60H2BM7B | INNOVAIR ¦ INNOVAIR | MTI-09HWFN10-M1 ¦ MTI-09HWFN10-M1 |  |  | 60000 | 60000 | 20 | 10 | 9.35 | 2.15 | 65 | 66 | 215725515
INNOVAIR | MOM18H2BH3A | INNOVAIR | *** | *** | *** | 19000 | 20000 | 20 | 13 | 10 | 2 | 85 | 90 | 215725517
INNOVAIR | MOM36H2BH5A | INNOVAIR | *** | *** | *** | 36000 | 36000 | 19.4 | 12 | 10.4 | 2 | 92 | 106 | 215725523
INNOVAIR | MOM36H2BH5A | INNOVAIR ¦ INNOVAIR | MTI-06HWFN10-M1 ¦ MTI-06HWFN10-M1 |  |  | 36000 | 36000 | 21.2 | 12.5 | 10.55 | 2 | 87 | 103 | 215725524
INNOVAIR | MOM27H2BH4A | INNOVAIR ¦ INNOVAIR | MTI-06HWFN10-M1 ¦ MTI-06HWFN10-M1 |  |  | 27400 | 27400 | 21 | 12.25 | 10 | 2 | 88 | 99 | 215725521
INNOVAIR | MOM48H2BH6A | INNOVAIR | *** | *** | *** | 47000 | 48000 | 20.4 | 11.7 | 11 | 2 | 93 | 100 | 215725526
INNOVAIR | MOM48H2BH6A | INNOVAIR ¦ INNOVAIR | MTI-09HWFN10-M1 ¦ MTI-09HWFN10-M1 |  |  | 47000 | 48500 | 21.7 | 11.85 | 11 | 2 | 91 | 98 | 215725527
INNOVAIR | MOM60H2BH7A | INNOVAIR | *** | *** | *** | 53000 | 55000 | 20 | 11.7 | 10.7 | 2.1 | 82 | 87 | 215725529
INNOVAIR | MOM60H2BH7A | INNOVAIR ¦ INNOVAIR | MTI-06HWFN10-M1 ¦ MHW06H2BHRB |  |  | 52000 | 55000 | 21.1 | 11.85 | 10.6 | 2.05 | 81 | 86 | 215725530
INNOVAIR | MOM18H2BH3B | INNOVAIR | *** | *** | *** | 19000 | 20000 | 20 | 13 | 10 | 2 | 85 | 90 | 215725532
INNOVAIR | MOM18H2BH3B | INNOVAIR ¦ INNOVAIR | MTI-06HWFN10-M1 ¦ MTI-06HWFN10-M1 |  |  | 19000 | 20000 | 22.5 | 14 | 10.2 | 2 | 87 | 93 | 215725533
INNOVAIR | MOM27H2BH4B | INNOVAIR | *** | *** | *** | 28000 | 28000 | 19 | 12 | 9.5 | 2 | 82 | 96 | 215725535
INNOVAIR | MOM27H2BH4B | INNOVAIR ¦ INNOVAIR | MTI-06HWFN10-M1 ¦ MTI-06HWFN10-M1 |  |  | 27400 | 27400 | 21 | 12.25 | 10 | 2 | 88 | 99 | 215725536
INNOVAIR | MOM36H2BH5B | INNOVAIR | *** | *** | *** | 36000 | 36000 | 19.4 | 12 | 10.4 | 2 | 92 | 106 | 215725538
INNOVAIR | MOM36H2BH5B | INNOVAIR ¦ INNOVAIR | MTI-06HWFN10-M1 ¦ MTI-06HWFN10-M1 |  |  | 36000 | 36000 | 21.2 | 12.5 | 10.55 | 2 | 87 | 103 | 215725539
INNOVAIR | MOM48H2BH6B | INNOVAIR | *** | *** | *** | 47000 | 48000 | 20.4 | 11.7 | 11 | 2 | 93 | 100 | 215725541
INNOVAIR | MOM48H2BH6B | INNOVAIR ¦ INNOVAIR | MTI-09HWFN10-M1 ¦ MTI-09HWFN10-M1 |  |  | 47000 | 48500 | 21.7 | 11.85 | 11 | 2 | 91 | 98 | 215725542
INNOVAIR | MOM60H2BH7B | INNOVAIR | *** | *** | *** | 53000 | 55000 | 20 | 11.7 | 10.7 | 2.1 | 82 | 87 | 215725544
INNOVAIR | MOM60H2BH7B | INNOVAIR ¦ INNOVAIR | MTI-06HWFN10-M1 ¦ MHW06H2BHRB |  |  | 52000 | 55000 | 21.1 | 11.85 | 10.6 | 2.05 | 81 | 86 | 215725545
INNOVAIR | MOM36H2BM5A | INNOVAIR ¦ INNOVAIR | MTI-06HWFN10-M1 ¦ MTI-06HWFN10-M1 |  |  | 35400 | 37000 | 22 | 11.85 | 9.35 | 2 | 71 | 70 | 215725497
SENVILLE | SENA-18HF-MOA | SENVILLE | *** | *** | *** | 19000 | 20000 | 20 | 13 | 10 | 2 | 85 | 90 | 215735312
SENVILLE | SENA-28HF-MOA | SENVILLE ¦ SENVILLE | SENA-06HF-IDG ¦ SENA-06HF-IDG |  |  | 27400 | 27400 | 21 | 12.25 | 10 | 2 | 88 | 99 | 215735316
SENVILLE | SENA-28HF-MOA | SENVILLE | *** | *** | *** | 28000 | 28000 | 19 | 12 | 9.5 | 2 | 82 | 96 | 215735315
SENVILLE | SENA-36HF-MOA | SENVILLE ¦ SENVILLE | SENA-06HF-IDG ¦ SENA-06HF-IDG |  |  | 36000 | 36000 | 21.2 | 12.5 | 10.55 | 2 | 87 | 103 | 215735319
SENVILLE | SENA-48HF-MOA | SENVILLE | *** | *** | *** | 47000 | 48000 | 20.4 | 11.7 | 11 | 2 | 93 | 100 | 215735321
SENVILLE | SENA-48HF-MOA | SENVILLE ¦ SENVILLE | SENA-09HF-IDG ¦ SENA-09HF-IDG |  |  | 47000 | 48500 | 21.7 | 11.85 | 11 | 2 | 91 | 98 | 215735322
SENVILLE | SENA-55HF-MOA | SENVILLE | *** | *** | *** | 53000 | 55000 | 20 | 11.7 | 10.7 | 2.1 | 82 | 87 | 215735324
SENVILLE | SENA-55HF-MOA | SENVILLE ¦ SENVILLE | SENA-06HF-IDG ¦ SENA-06HF-IGG |  |  | 52000 | 55000 | 21.1 | 11.85 | 10.6 | 2.05 | 81 | 86 | 215735325
SENVILLE | SENA-18HF-MOA | SENVILLE ¦ SENVILLE | SENA-06HF-IDG ¦ SENA-06HF-IDG |  |  | 19000 | 20000 | 22.5 | 14 | 10.2 | 2 | 87 | 93 | 215735313
SENVILLE | SENA-36HF-MOA | SENVILLE | *** | *** | *** | 36000 | 36000 | 19.4 | 12 | 10.4 | 2 | 92 | 106 | 215735318
FUJITSU | AOUH36KWAH4 | FUJITSU | *** | *** | *** | 35200 | 36400 | 19 | 12.5 | 9 | 1.9 | 64 | 100 | 215735283
FUJITSU | AOUH45KWAS5 | FUJITSU ¦ FUJITSU | ASUH09KPAS ¦ ASUH09KPAS |  |  | 43000 | 47000 | 20.5 | 11.8 | 9.5 | 2.14 | 66 | 76 | 215735284
FUJITSU | AOUH36KWAH4 | FUJITSU ¦ FUJITSU | ASUH09KPAS ¦ ASUH09KPAS |  |  | 35200 | 36400 | 20.5 | 12.7 | 9.5 | 1.9 | 65 | 100 | 215735285
FUJITSU | AOUH45KWAS5 | FUJITSU | *** | *** | *** | 43000 | 46000 | 19 | 11.7 | 9 | 2.14 | 67 | 77 | 215735281
Custom Comfort | CCOXHBMZ318HP | Custom Comfort ¦ Custom Comfort | CCOXHBSD06 ¦ CCOXHBSD06 |  |  | 19000 | 20000 | 22.5 | 14 | 10.2 | 2 | 87 | 93 | 215746007
Custom Comfort | CCOXHBMZ427HP | Custom Comfort | *** | *** | *** | 28000 | 28000 | 19 | 12 | 9.5 | 2 | 82 | 96 | 215746009
Custom Comfort | CCOXHBMZ536HP | Custom Comfort | *** | *** | *** | 36000 | 36000 | 19.4 | 12 | 10.4 | 2 | 92 | 106 | 215746012
Custom Comfort | CCOXHBMZ648HP | Custom Comfort ¦ Custom Comfort | CCOXHBSD09 ¦ CCOXHBSD09 |  |  | 47000 | 48500 | 21.7 | 11.85 | 11 | 2 | 91 | 98 | 215746016
Custom Comfort | CCOXHBMZ655HP | Custom Comfort | *** | *** | *** | 53000 | 55000 | 20 | 11.7 | 10.7 | 2.1 | 82 | 87 | 215746018
Custom Comfort | CCOXHBMZ318HP | Custom Comfort | *** | *** | *** | 19000 | 20000 | 20 | 13 | 10 | 2 | 85 | 90 | 215746006
Custom Comfort | CCOXHBMZ427HP | Custom Comfort ¦ Custom Comfort | CCOXHBSD06 ¦ CCOXHBSD06 |  |  | 27400 | 27400 | 21 | 12.25 | 10 | 2 | 88 | 99 | 215746010
Custom Comfort | CCOXHBMZ536HP | Custom Comfort ¦ Custom Comfort | CCOXHBSD06 ¦ CCOXHBSD06 |  |  | 36000 | 36000 | 21.2 | 12.5 | 10.55 | 2 | 87 | 103 | 215746013
Custom Comfort | CCOXHBMZ648HP | Custom Comfort | *** | *** | *** | 47000 | 48000 | 20.4 | 11.7 | 11 | 2 | 93 | 100 | 215746015
Custom Comfort | CCOXHBMZ655HP | Custom Comfort ¦ Custom Comfort | CCOXHBSD06 ¦ CCOXHBWM06 |  |  | 52000 | 55000 | 21.1 | 11.85 | 10.6 | 2.05 | 81 | 86 | 215746019
GUARDIAN | UMC48CN23STG1 | GUARDIAN ¦ GUARDIAN | UNI09HW23STG1 ¦ UNI09DT23STG1 |  |  | 42000 | 48000 | 20 | 11.8 | 9.15 | 1.87 | 58 | 73 | 215747720
GUARDIAN | UMC36CN23STG1 | GUARDIAN ¦ GUARDIAN | UNI09HW23STG1 ¦ UNI09DT23STG1 |  |  | 36000 | 36000 | 20.5 | 12.95 | 9.5 | 1.87 | 61 | 95 | 215747723
GUARDIAN | UMC24CN23STG1 | GUARDIAN | *** | *** | *** | 27000 | 27000 | 18 | 11.5 | 8.8 | 1.82 | 67 | 90 | 215747716
GUARDIAN | UMC36CN23STG1 | GUARDIAN | *** | *** | *** | 36000 | 36000 | 19 | 12.85 | 9 | 1.83 | 58 | 90 | 215747721
GUARDIAN | UMC48CN23STG1 | GUARDIAN | *** | *** | *** | 42000 | 48000 | 18 | 11.35 | 8.8 | 1.83 | 57 | 71 | 215747718
GUARDIAN | UMC24CN23STG1 | GUARDIAN ¦ GUARDIAN | UNI09HW23STG1 ¦ UNI09DT23STG1 |  |  | 27000 | 27000 | 20.5 | 12.2 | 9.4 | 1.82 | 67 | 96 | 215747717
GUARDIAN | UMC18CN23STG1 | GUARDIAN ¦ GUARDIAN | UNI09HW23STG1 ¦ UNI09DT23STG1 |  |  | 18000 | 18000 | 19.75 | 12.65 | 9.7 | 1.96 | 65 | 97 | 215747715
GUARDIAN | UMC18CN23STG1 | GUARDIAN | *** | *** | *** | 18000 | 18000 | 17.5 | 12 | 9.4 | 1.96 | 66 | 94 | 215747714
Intertherm | DXH42FMK3IH | Intertherm ¦ Intertherm | DHH09PUK3IH ¦ DHH09PUK3IH |  |  | 42000 | 42000 | 19 | 12.2 | 9 | 1.84 | 95 | 88 | 215746339
Intertherm | DXH36FMK3IH | Intertherm ¦ Intertherm | DHH09PUK3IH ¦ DHH09PUK3IH |  |  | 36000 | 36000 | 19 | 11.8 | 9 | 1.84 | 100 | 94 | 215746338
GIBSON | DXH30FMK3IH | GIBSON ¦ GIBSON | DHH09PUK3IH ¦ DHH09PUK3IH |  |  | 28400 | 30000 | 19 | 12.2 | 9 | 1.81 | 92 | 88 | 215746322
GIBSON | DXH18FMK3IH | GIBSON ¦ GIBSON | DHH09PUK3IH ¦ GFH(09)DA-D6DN***/I |  |  | 18000 | 18000 | 19 | 11.8 | 9 | 1.8 | 81 | 76 | 215746316
Intertherm | DXH30FMK3IH | Intertherm ¦ Intertherm | DHH09PUK3IH ¦ DHH09PUK3IH |  |  | 28400 | 30000 | 19 | 12.2 | 9 | 1.81 | 92 | 88 | 215746337
Intertherm | DXH24FMK3IH | Intertherm ¦ Intertherm | DHH09PUK3IH ¦ DHH09PUK3IH |  |  | 24000 | 24000 | 19 | 12.2 | 9 | 1.8 | 96 | 90 | 215746336
Intertherm | DXH18FMK3IH | Intertherm ¦ Intertherm | DHH09PUK3IH ¦ GFH(09)DA-D6DN***/I |  |  | 18000 | 18000 | 19 | 11.8 | 9 | 1.8 | 81 | 76 | 215746331
GIBSON | DXH42FMK3IH | GIBSON ¦ GIBSON | DHH09PUK3IH ¦ DHH09PUK3IH |  |  | 42000 | 42000 | 19 | 12.2 | 9 | 1.84 | 95 | 88 | 215746324
GIBSON | DXH36FMK3IH | GIBSON ¦ GIBSON | DHH09PUK3IH ¦ DHH09PUK3IH |  |  | 36000 | 36000 | 19 | 11.8 | 9 | 1.84 | 100 | 94 | 215746323
GIBSON | DXH24FMK3IH | GIBSON ¦ GIBSON | DHH09PUK3IH ¦ DHH09PUK3IH |  |  | 24000 | 24000 | 19 | 12.2 | 9 | 1.8 | 96 | 90 | 215746321
AireForce | DXH30FMK3IH | AireForce ¦ AireForce | DHH09PUK3IH ¦ DHH09PUK3IH |  |  | 28400 | 30000 | 19 | 12.2 | 9 | 1.81 | 92 | 88 | 215746292
AIRTEMP | DXH42FMK3IH | AIRTEMP ¦ AIRTEMP | DHH09PUK3IH ¦ DHH09PUK3IH |  |  | 42000 | 42000 | 19 | 12.2 | 9 | 1.84 | 95 | 88 | 215746309
AireForce | DXH24FMK3IH | AireForce ¦ AireForce | DHH09PUK3IH ¦ DHH09PUK3IH |  |  | 24000 | 24000 | 19 | 12.2 | 9 | 1.8 | 96 | 90 | 215746291
AIRTEMP | DXH36FMK3IH | AIRTEMP ¦ AIRTEMP | DHH09PUK3IH ¦ DHH09PUK3IH |  |  | 36000 | 36000 | 19 | 11.8 | 9 | 1.84 | 100 | 94 | 215746308
AIRTEMP | DXH30FMK3IH | AIRTEMP ¦ AIRTEMP | DHH09PUK3IH ¦ DHH09PUK3IH |  |  | 28400 | 30000 | 19 | 12.2 | 9 | 1.81 | 92 | 88 | 215746307
AIRTEMP | DXH24FMK3IH | AIRTEMP ¦ AIRTEMP | DHH09PUK3IH ¦ DHH09PUK3IH |  |  | 24000 | 24000 | 19 | 12.2 | 9 | 1.8 | 96 | 90 | 215746306
AireForce | DXH18FMK3IH | AireForce ¦ AireForce | DHH09PUK3IH ¦ GFH(09)DA-D6DN***/I |  |  | 18000 | 18000 | 19 | 11.8 | 9 | 1.8 | 81 | 76 | 215746286
AIRTEMP | DXH18FMK3IH | AIRTEMP ¦ AIRTEMP | DHH09PUK3IH ¦ GFH(09)DA-D6DN***/I |  |  | 18000 | 18000 | 19 | 11.8 | 9 | 1.8 | 81 | 76 | 215746301
AireForce | DXH42FMK3IH | AireForce ¦ AireForce | DHH09PUK3IH ¦ DHH09PUK3IH |  |  | 42000 | 42000 | 19 | 12.2 | 9 | 1.84 | 95 | 88 | 215746294
AireForce | DXH36FMK3IH | AireForce ¦ AireForce | DHH09PUK3IH ¦ DHH09PUK3IH |  |  | 36000 | 36000 | 19 | 11.8 | 9 | 1.84 | 100 | 94 | 215746293
TOSOT | TM42H32MO | TOSOT ¦ TOSOT | TW09HCL32A5DI ¦ TW09HCL32A5DI |  |  | 42000 | 42000 | 19 | 12.2 | 9 | 1.84 | 95 | 88 | 215399261
TOSOT | TM36H32MO | TOSOT ¦ TOSOT | TW09HCL32A5DI ¦ TW09HCL32A5DI |  |  | 36000 | 36000 | 19 | 11.8 | 9 | 1.84 | 100 | 94 | 215399260
TOSOT | TM30H32MO | TOSOT ¦ TOSOT | TW09HCL32A5DI ¦ TW09HCL32A5DI |  |  | 28400 | 30000 | 19 | 12.2 | 9 | 1.81 | 92 | 88 | 215399259
TOSOT | TM24H32MO | TOSOT ¦ TOSOT | TW09HCL32A5DI ¦ TW09HCL32A5DI |  |  | 24000 | 24000 | 19 | 12.2 | 9 | 1.8 | 96 | 90 | 215399258
TOSOT | TM18H32MO | TOSOT ¦ TOSOT | TW09HCL32A5DI ¦ TM09HS32FDI |  |  | 18000 | 18000 | 19 | 11.8 | 9 | 1.8 | 81 | 76 | 215399253
BOREAL | MUL42HPJ132OA | BOREAL ¦ BOREAL | KUL09HPJ132IA ¦ KUL09HPJ132IA |  |  | 42000 | 42000 | 19 | 12.2 | 9 | 1.84 | 95 | 88 | 215424782
BOREAL | MUL36HPJ132OA | BOREAL ¦ BOREAL | KUL09HPJ132IA ¦ KUL09HPJ132IA |  |  | 36000 | 36000 | 19 | 11.8 | 9 | 1.84 | 100 | 94 | 215424781
BOREAL | MUL30HPJ132OA | BOREAL ¦ BOREAL | KUL09HPJ132IA ¦ KUL09HPJ132IA |  |  | 28400 | 30000 | 19 | 12.2 | 9 | 1.81 | 92 | 88 | 215424780
BOREAL | MUL24HPJ132OA | BOREAL ¦ BOREAL | KUL09HPJ132IA ¦ KUL09HPJ132IA |  |  | 24000 | 24000 | 19 | 12.2 | 9 | 1.8 | 96 | 90 | 215424779
BOREAL | MUL18HPJ132OA | BOREAL ¦ BOREAL | KUL09HPJ132IA ¦ DUC09HPJ132IA |  |  | 18000 | 18000 | 19 | 11.8 | 9 | 1.8 | 81 | 76 | 215424778
GREE | MUL42HP230V1R32AO | GREE ¦ GREE | ENV09HP230V1R32AH ¦ ENV09HP230V1R32AH |  |  | 42000 | 42000 | 19 | 12.2 | 9 | 1.84 | 95 | 88 | 215218927
GREE | MUL36HP230V1R32AO | GREE ¦ GREE | ENV09HP230V1R32AH ¦ ENV09HP230V1R32AH |  |  | 36000 | 36000 | 19 | 11.8 | 9 | 1.84 | 100 | 94 | 215218926
GREE | MUL30HP230V1R32AO | GREE ¦ GREE | ENV09HP230V1R32AH ¦ ENV09HP230V1R32AH |  |  | 28400 | 30000 | 19 | 12.2 | 9 | 1.81 | 92 | 88 | 215218925
GREE | MUL24HP230V1R32AO | GREE ¦ GREE | ENV09HP230V1R32AH ¦ ENV09HP230V1R32AH |  |  | 24000 | 24000 | 19 | 12.2 | 9 | 1.8 | 96 | 90 | 215218924
GREE | MUL18HP230V1R32AO | GREE ¦ GREE | ENV09HP230V1R32AH ¦ DUC09HP230V1R32AH |  |  | 18000 | 18000 | 19 | 11.8 | 9 | 1.8 | 81 | 76 | 215218923
GREE | GWHD(42)ND6MO | GREE ¦ GREE | GWH09AUCXD-D6DN***/I ¦ GWH09AUCXD-D6DN***/I |  |  | 42000 | 42000 | 19 | 12.2 | 9 | 1.84 | 95 | 88 | 214931600
GREE | GWHD(36)ND6MO | GREE ¦ GREE | GWH09AUCXD-D6DN***/I ¦ GWH09AUCXD-D6DN***/I |  |  | 36000 | 36000 | 19 | 11.8 | 9 | 1.84 | 100 | 94 | 214931599
GREE | GWHD(30)ND6MO | GREE ¦ GREE | GWH09AUCXD-D6DN***/I ¦ GWH09AUCXD-D6DN***/I |  |  | 28400 | 30000 | 19 | 12.2 | 9 | 1.81 | 92 | 88 | 214931598
GREE | GWHD(24)ND6MO | GREE ¦ GREE | GWH09AUCXD-D6DN***/I ¦ GWH09AUCXD-D6DN***/I |  |  | 24000 | 24000 | 19 | 12.2 | 9 | 1.8 | 96 | 90 | 214931597
GREE | GWHD(18)ND6MO | GREE ¦ GREE | GWH09AUCXD-D6DN***/I ¦ GFH(09)DA-D6DN***/I |  |  | 18000 | 18000 | 19 | 11.8 | 9 | 1.8 | 81 | 76 | 214931592
Innovair | QOM42H2BM5A | Innovair | *** | *** | *** | 42000 | 48000 | 18 | 11.35 | 8.8 | 1.83 | 57 | 71 | 215747781
Innovair | QOM18H2BM2A | Innovair ¦ Innovair | QHW09H2UZRA ¦ QDL09H2BHWA |  |  | 18000 | 18000 | 19.75 | 12.65 | 9.7 | 1.96 | 65 | 97 | 215747777
Innovair | QOM36H2BM4A | Innovair ¦ Innovair | QHW09H2UZRA ¦ QDL09H2BHWA |  |  | 36000 | 36000 | 20.5 | 12.95 | 9.5 | 1.87 | 61 | 95 | 215747786
Innovair | QOM36H2BM4A | Innovair | *** | *** | *** | 36000 | 36000 | 19 | 12.85 | 9 | 1.83 | 58 | 90 | 215747784
Innovair | QOM42H2BM5A | Innovair ¦ Innovair | QHW09H2UZRA ¦ QDL09H2BHWA |  |  | 42000 | 48000 | 20 | 11.8 | 9.15 | 1.87 | 58 | 73 | 215747783
Innovair | QOM27H2BM3A | Innovair ¦ Innovair | QHW09H2UZRA ¦ QDL09H2BHWA |  |  | 27000 | 27000 | 20.5 | 12.2 | 9.4 | 1.82 | 67 | 96 | 215747780
Innovair | QOM27H2BM3A | Innovair | *** | *** | *** | 27000 | 27000 | 18 | 11.5 | 8.8 | 1.82 | 67 | 90 | 215747779
Innovair | QOM18H2BM2A | Innovair | *** | *** | *** | 18000 | 18000 | 17.5 | 12 | 9.4 | 1.96 | 66 | 94 | 215747776
Mitsubishi Electric | MXZ-SM36NL*** | Mitsubishi Electric | *** | *** | *** | 36000 | 41000 | 18.2 | 10 | 10 | 1.98 | 65 | 71 | 215712159
Mitsubishi Electric | MXZ-SM36NL*** | Mitsubishi Electric ¦ Mitsubishi Electric | SVZ-AP12NL*** ¦ SVZ-AP12NL*** |  |  | 36000 | 41000 | 20.6 | 12.05 | 10.5 | 2.08 | 64 | 71 | 215712160
Mitsubishi Electric | MXZ-SM36NLHZ*** | Mitsubishi Electric | *** | *** | *** | 36000 | 42000 | 17.7 | 10.9 | 10.5 | 1.86 | 63 | 100 | 215712161
Mitsubishi Electric | MXZ-SM36NLHZ*** | Mitsubishi Electric ¦ Mitsubishi Electric | SVZ-AP12NL*** ¦ SVZ-AP12NL*** |  |  | 36000 | 42000 | 20.35 | 12.7 | 11.25 | 1.92 | 70 | 100 | 215712162
Mitsubishi Electric | MXZ-SM42NLHZ*** | Mitsubishi Electric | *** | *** | *** | 42000 | 48000 | 17.5 | 10.4 | 10 | 1.86 | 67 | 100 | 215712163
Mitsubishi Electric | MXZ-SM42NLHZ*** | Mitsubishi Electric ¦ Mitsubishi Electric | SVZ-AP12NL*** ¦ SVZ-AP12NL*** |  |  | 42000 | 48000 | 19.5 | 11.9 | 10.55 | 1.92 | 69 | 100 | 215712164
Mitsubishi Electric | MXZ-SM48NL*** | Mitsubishi Electric ¦ Mitsubishi Electric | SVZ-AP12NL*** ¦ SVZ-AP12NL*** |  |  | 48000 | 50000 | 20 | 10.2 | 9.95 | 2.02 | 65 | 71 | 215712166
Mitsubishi Electric | MXZ-SM48NLHZ*** | Mitsubishi Electric | *** | *** | *** | 48000 | 54000 | 18 | 10 | 10 | 1.8 | 70 | 100 | 215712167
Mitsubishi Electric | MXZ-SM48NLHZ*** | Mitsubishi Electric ¦ Mitsubishi Electric | SVZ-AP12NL*** ¦ SVZ-AP12NL*** |  |  | 48000 | 54000 | 20.5 | 11.55 | 10.75 | 1.9 | 70 | 100 | 215712168
Mitsubishi Electric | MXZ-SM60NL*** | Mitsubishi Electric ¦ Mitsubishi Electric | SVZ-AP12NL*** ¦ SVZ-AP12NL*** |  |  | 60000 | 66000 | 18.2 | 10.7 | 10 | 1.9 | 62 | 70 | 215712170
TOSOT | TMVRF-OD36KHP | TOSOT | *** | *** | *** | 37600 | 42000 | 18 | 10.6 | 8.2 | 1.9 | 60 | 48 | 212117655
LENNOX | GMV-36WL/C-T(U) | LENNOX | *** | *** | *** | 37600 | 42000 | 18 | 10.6 | 8.2 | 1.9 | 60 | 48 | 214728289
LENNOX VRF | VEP036C432P2 | LENNOX VRF | *** | *** | *** | 37600 | 42000 | 18 | 10.6 | 8.2 | 1.9 | 60 | 48 | 206764038
GREE | GMV-36WL/C-T(U) | GREE | *** | *** | *** | 37600 | 42000 | 18 | 10.6 | 8.2 | 1.9 | 60 | 48 | 206335356
LG | KUMXA481A | LG ¦ LG | KNUAB091A ¦ KNUAB091A |  |  | 48000 | 52500 | 19.5 | 12.85 | 10.25 | 2.1 | 66 | 90 | 215408638
LG | KUMXA481A | LG | *** | *** | *** | 48000 | 52500 | 18.5 | 12.6 | 10 | 2.11 | 65 | 90 | 215408637
LG | KUMXA421A | LG ¦ LG | KNUAB091A ¦ KNUAB091A |  |  | 42000 | 48000 | 20.25 | 13.45 | 10.5 | 1.96 | 66 | 91 | 215408635
LG | KUMXA421A | LG | *** | *** | *** | 42000 | 48000 | 19 | 13.1 | 10 | 1.92 | 66 | 90 | 215402348
LG | KUMXA361A | LG ¦ LG | KNMAB071A ¦ KNMAB071A |  |  | 36000 | 45000 | 20.5 | 14 | 10.5 | 1.88 | 60 | 91 | 215408634
LG | KUMXA361A | LG | *** | *** | *** | 36000 | 45000 | 19 | 13.5 | 10 | 1.88 | 56 | 90 | 215402346
SMART COMFORT | D5CMRAH48FAK | SMART COMFORT ¦ SMART COMFORT | D5FSDAH09XAK ¦ D5FSDAH09XAK |  |  | 46000 | 47500 | 22.5 | 12.25 | 10.5 | 2.05 | 79 | 78 | 215357564
AIRQUEST | D5CMRAH48FAK | AIRQUEST ¦ AIRQUEST | D5FSDAH09XAK ¦ D5FSDAH09XAK |  |  | 46000 | 47500 | 22.5 | 12.25 | 10.5 | 2.05 | 79 | 78 | 215357606
COMFORTMAKER | D5CMRAH48FAK | COMFORTMAKER ¦ COMFORTMAKER | D5FSDAH09XAK ¦ D5FSDAH09XAK |  |  | 46000 | 47500 | 22.5 | 12.25 | 10.5 | 2.05 | 79 | 78 | 215357228
MIDEA | 37MGRAQ48FA3 | MIDEA ¦ MIDEA | 45MBDAQ09XA3 ¦ 45MBDAQ09XA3 |  |  | 46000 | 47500 | 22.5 | 12.25 | 10.5 | 2.05 | 79 | 78 | 215357816
HEIL | D5CMRAH48FAK | HEIL ¦ HEIL | D5FSDAH09XAK ¦ D5FSDAH09XAK |  |  | 46000 | 47500 | 22.5 | 12.25 | 10.5 | 2.05 | 79 | 78 | 215357312
KEEPRITE | D5CMRAH48FAK | KEEPRITE ¦ KEEPRITE | D5FSDAH09XAK ¦ D5FSDAH09XAK |  |  | 46000 | 47500 | 22.5 | 12.25 | 10.5 | 2.05 | 79 | 78 | 215357354
Grandaire | D5CMRAH48FAK | Grandaire ¦ Grandaire | D5FSDAH09XAK ¦ D5FSDAH09XAK |  |  | 46000 | 47500 | 22.5 | 12.25 | 10.5 | 2.05 | 79 | 78 | 215357690
TEMPSTAR | D5CMRAH48FAK | TEMPSTAR ¦ TEMPSTAR | D5FSDAH09XAK ¦ D5FSDAH09XAK |  |  | 46000 | 47500 | 22.5 | 12.25 | 10.5 | 2.05 | 79 | 78 | 215357522
Weathermaker | 37MGRAQ48FA3 | Weathermaker ¦ Weathermaker | 45MBDAQ09XA3 ¦ 45MBDAQ09XA3 |  |  | 46000 | 47500 | 22.5 | 12.25 | 10.5 | 2.05 | 79 | 78 | 215357774
DAY & NIGHT | D5CMRAH48FAK | DAY & NIGHT ¦ DAY & NIGHT | D5FSDAH09XAK ¦ D5FSDAH09XAK |  |  | 46000 | 47500 | 22.5 | 12.25 | 10.5 | 2.05 | 79 | 78 | 215357270
ARCOAIRE | D5CMRAH48FAK | ARCOAIRE ¦ ARCOAIRE | D5FSDAH09XAK ¦ D5FSDAH09XAK |  |  | 46000 | 47500 | 22.5 | 12.25 | 10.5 | 2.05 | 79 | 78 | 215357186
KENMORE | D5CMRAH48FAK | KENMORE ¦ KENMORE | D5FSDAH09XAK ¦ D5FSDAH09XAK |  |  | 46000 | 47500 | 22.5 | 12.25 | 10.5 | 2.05 | 79 | 78 | 215357396
MIDEA | D5CMRAH48FAK | MIDEA ¦ MIDEA | D5FSDAH09XAK ¦ D5FSDAH09XAK |  |  | 46000 | 47500 | 22.5 | 12.25 | 10.5 | 2.05 | 79 | 78 | 215357447
BRYANT | 37MGRAQ48FA3 | BRYANT ¦ BRYANT | 45MBDAQ09XA3 ¦ 45MBDAQ09XA3 |  |  | 46000 | 47500 | 22.5 | 12.25 | 10.5 | 2.05 | 79 | 78 | 215357168
CARRIER | 37MGRAQ48FA3 | CARRIER ¦ CARRIER | 45MBDAQ09XA3 ¦ 45MBDAQ09XA3 |  |  | 46000 | 47500 | 22.5 | 12.25 | 10.5 | 2.05 | 79 | 78 | 215357507
PAYNE | 37MGRAQ48FA3 | PAYNE ¦ PAYNE | 45MBDAQ09XA3 ¦ 45MBDAQ09XA3 |  |  | 46000 | 47500 | 22.5 | 12.25 | 10.5 | 2.05 | 79 | 78 | 215357732
LPS Legacy | D5CMRAH48FAK | LPS Legacy ¦ LPS Legacy | D5FSDAH09XAK ¦ D5FSDAH09XAK |  |  | 46000 | 47500 | 22.5 | 12.25 | 10.5 | 2.05 | 79 | 78 | 215357648
MDV | M6OE30-48HFN10-M1D | MDV ¦ MDV | MTI-09HWFN10-M1 ¦ MTI-09HWFN10-M1 |  |  | 46000 | 47500 | 22.5 | 12.25 | 10.5 | 2.05 | 79 | 78 | 214861718

## Split Non-Ducted
Data current as of 10-10-2024
The data provided are the representations submitted to DOE by manufacturers and their third party representatives. DOE makes no representations or warranties regarding the accuracy of the data.
Brand | Outdoor Unit Model Number | Indoor Unit Model Number | Air Mover Model Number | Cooling Capacity (Btu/hr) | Heating Capacity (Btu/hr) | SEER2 | EER2 | HSPF2 | COP at 5 Degrees F | Capacity Ratio Percent 17 F to 47 F | Capacity Ratio Percent 5 F to 47 F | AHRI Certified Reference Number (if Applicable)
Hitachi | RAC-SH24WHLAE | RAS-SH24RHLAE |  | 22000 | 25000 | 20.5 | 12.5 | 9.7 | 2.25 | 85 | 73 | 206143042
Hitachi | RAC-SH12WHLAE | RAS-SH12RHLAE |  | 12000 | 14000 | 20 | 12.5 | 10.2 | 2.25 | 87 | 71 | 206907173
Hitachi | RAC-SH09WHLAE | RAS-SH09RHLAE |  | 9000 | 11000 | 20.5 | 14 | 10.3 | 2.25 | 87 | 73 | 206907172
Hitachi | RAC-PH09WHLAE | RAS-PH09PHLAE |  | 9000 | 12000 | 20 | 13.2 | 11.2 | 1.9 | 122 | 100 | 207200481
Hitachi | RAC-PH12WHLAE | RAS-PH12PHLAE |  | 12000 | 14500 | 20.5 | 13 | 10.9 | 1.9 | 121 | 100 | 207200482
Hitachi | RAC-PH18WHLAE | RAS-PH18PHLAE |  | 18000 | 21600 | 20.5 | 13.5 | 10.5 | 1.9 | 116 | 106 | 207200484
Hitachi | RAC-PH24WHLAE | RAS-PH24PHLAE |  | 22000 | 25000 | 20 | 13.2 | 10.5 | 1.9 | 103 | 86 | 207200483
GE Appliances | ASH109CRAW** | ASYW09CRAW** |  | 9000 | 10000 | 17.5 | 10.5 | 9.5 | 2 | 65 | 50 | 204722821
HAIER | 1U24TL2HF** | AW24TL2HF** |  | 23000 | 26000 | 20 | 11 | 9.5 | 1.75 | 65 | 84 | 207769097
GE Appliances | ASH124TRDF** | ASYW24TRDF** |  | 23000 | 26000 | 20 | 11 | 9.5 | 1.75 | 65 | 84 | 207769100
HAIER | 1U12AP2VHA | AW12ES2VHB |  | 12000 | 13000 | 23 | 12.5 | 10.2 | 1.8 | 82 | 66 | 202583711
HAIER | 1U24AP2VHA | AW24ES2VHB |  | 22000 | 27600 | 20 | 12.5 | 9.5 | 1.8 | 69 | 55 | 202583713
GE Appliances | ASH112PRDWA | ASYW12PRDWB |  | 12000 | 13000 | 23 | 12.5 | 10.2 | 1.8 | 82 | 66 | 202588311
GE Appliances | ASH124PRDWA | ASYW24PRDWB |  | 22000 | 27600 | 20 | 12.5 | 9.5 | 1.8 | 69 | 55 | 202588314
HAIER | 1U09AP2HD** | AW09AP2HD** |  | 9000 | 10000 | 23.5 | 14.5 | 9.6 | 1.8 | 58 | 85 | 211709317
HAIER | 1U12AP2HD** | AW12AP2HD** |  | 12000 | 13000 | 23 | 12.5 | 10.5 | 1.8 | 77 | 80 | 211709318
HAIER | 1U15AP2HD** | AW15AP2HD** |  | 15000 | 16000 | 21.5 | 12.5 | 9.6 | 1.8 | 73 | 89 | 211709319
HAIER | 1U18AP2HD** | AW18AP2HD** |  | 17000 | 21000 | 21 | 12.5 | 9.6 | 1.8 | 65 | 73 | 211709320
HAIER | 1U24AP2HD** | AW24AP2HD** |  | 22000 | 27600 | 20 | 12.5 | 9.6 | 1.8 | 69 | 72 | 211709321
GE Appliances | ASH109PRDB** | ASYW09PRDB** |  | 9000 | 10000 | 23.5 | 14.5 | 9.6 | 1.8 | 58 | 85 | 211709322
GE Appliances | ASH112PRDB** | ASYW12PRDB** |  | 12000 | 13000 | 23 | 12.5 | 10.5 | 1.8 | 77 | 80 | 211709323
GE Appliances | ASH115PRDB** | ASYW15PRDB** |  | 15000 | 16000 | 21.5 | 12.5 | 9.6 | 1.8 | 73 | 89 | 211709324
GE Appliances | ASH118PRDB** | ASYW18PRDB** |  | 17000 | 21000 | 21 | 12.5 | 9.6 | 1.8 | 65 | 73 | 211709325
GE Appliances | ASH124PRDB** | ASYW24PRDB** |  | 22000 | 27600 | 20 | 12.5 | 9.6 | 1.8 | 69 | 72 | 211709326
HAIER | 1U18AP2VHA | AW18ES2VHB |  | 17000 | 22000 | 21 | 12.5 | 9.5 | 1.8 | 64 | 50 | 202583710
HAIER | 1U15AP2VHA | AW15ES2VHB |  | 15000 | 16000 | 21.5 | 12.5 | 9.6 | 1.8 | 75 | 69 | 202583712
GE Appliances | ASH115PRDWA | ASYW15PRDWB |  | 15000 | 16000 | 21.5 | 12.5 | 9.6 | 1.8 | 75 | 69 | 202588312
GE Appliances | ASH118PRDWA | ASYW18PRDWB |  | 17000 | 22000 | 21 | 12.5 | 9.5 | 1.8 | 64 | 50 | 202588313
HAIER | 1U24LP2HD** | AW24TL2HF** |  | 24000 | 26000 | 21 | 11 | 10 | 1.8 | 65 | 85 | 211744601
GE Appliances | ASH124UCDD** | ASYW24TRDF** |  | 24000 | 26000 | 21 | 11 | 10 | 1.8 | 65 | 85 | 211744609
HAIER | 1U09AP2VHA | AW09ES2VHB |  | 9000 | 10000 | 23.5 | 14.5 | 9.5 | 1.8 | 62 | 46 | 202583709
GE Appliances | ASH109PRDWA | ASYW09PRDWB |  | 9000 | 10000 | 23.5 | 14.5 | 9.5 | 1.8 | 62 | 46 | 202588310
HAIER | 1U09EH2VHE* | AW09EH2VHD* |  | 9000 | 10000 | 30 | 16 | 14 | 1.8 | 65 | 59 | 206445819
HAIER | 1U12EH2VHE* | AW12EH2VHD* |  | 12000 | 14500 | 27 | 15 | 12 | 1.8 | 64 | 65 | 206389351
HAIER | 1U18EH2VHE* | AW18EH2VHD* |  | 18000 | 20000 | 23 | 13 | 11 | 1.8 | 77 | 64 | 206445820
GE Appliances | ASH109URDSE* | ASYW09URDWD* |  | 9000 | 10000 | 30 | 16 | 14 | 1.8 | 65 | 59 | 206842132
GE Appliances | ASH112URDSE* | ASYW12URDWD* |  | 12000 | 14500 | 27 | 15 | 12 | 1.8 | 64 | 65 | 206842133
GE Appliances | ASH118URDSE* | ASYW18URDWD* |  | 18000 | 20000 | 23 | 13 | 11 | 1.8 | 77 | 64 | 206842134
HAIER | 1U09EH2HE** | AW09EH2HE** |  | 9000 | 10000 | 30 | 16 | 14 | 1.9 | 78 | 106 | 212409447
HAIER | 1U12EH2HE** | AW12EH2HE** |  | 12000 | 14500 | 27.5 | 15 | 12.5 | 1.9 | 74 | 103 | 212409448
HAIER | 1U18EH2HE** | AW18EH2HE** |  | 17800 | 20000 | 23 | 13 | 12 | 1.9 | 77 | 90 | 212409449
GE Appliances | ASH109URDE** | ASYW09URDE** |  | 9000 | 10000 | 30 | 16 | 14 | 1.9 | 78 | 106 | 212409456
GE Appliances | ASH112URDE** | ASYW12URDE** |  | 12000 | 14500 | 27.5 | 15 | 12.5 | 1.9 | 74 | 103 | 212409457
GE Appliances | ASH118URDE** | ASYW18URDE** |  | 17800 | 20000 | 23 | 13 | 12 | 1.9 | 77 | 90 | 212409458
Hotpoint | 1H09HN2DA** | HW09HN2DA** |  | 9000 | 10000 | 18 | 12 | 9.5 | 1.8 | 64 | 70 | 213879379
Hotpoint | 1H12HN2DA** | HW12HN2DA** |  | 12000 | 13000 | 18 | 12 | 9.5 | 1.8 | 65 | 70 | 213879380
Hotpoint | 1H18HN2DA** | HW18HN2DA** |  | 18000 | 19000 | 18 | 12 | 9.5 | 1.8 | 67 | 70 | 213879381
Hotpoint | 1H24HN2DA** | HW24HN2DA** |  | 24000 | 25000 | 18 | 10.6 | 9.5 | 1.8 | 62 | 70 | 213879382
EG4 | DWB3-ACDC-24K | DGA2-ACDC-24K |  | 22600 | 25000 | 21 | 11.3 | 9.6 | 1.8 | 80 | 70 | 213255576
Deye | DWB3-ACDC-24K | DGA2-ACDC-24K |  | 22600 | 25000 | 21 | 11.3 | 9.6 | 1.8 | 80 | 70 | 211765303
LG | KUSXB301A | KNSCB301A |  | 30000 | 33000 | 21 | 12.1 | 10 | 2.16 | 64 | 97 | 214825956
LG | LUU127HV | LQN120HV4 |  | 10200 | 13000 | 20.8 | 12.6 | 10.2 | 2.09 | 71 | 83 | 205049407
LG | LUU097HV | LQN090HV4 |  | 9000 | 10100 | 21 | 12.6 | 10.4 | 1.94 | 67 | 101 | 205049408
LG | LUU240HHV | LCN249HV |  | 24000 | 27000 | 21 | 12.6 | 10.2 | 1.81 | 64 | 102 | 205788764
LG | LUU420HHV | LCN429HV |  | 42000 | 48000 | 19.5 | 12.8 | 10.75 | 2.2 | 61 | 83 | 205788765
LG | LUU360HHV | LCN369HV |  | 36000 | 40000 | 21.5 | 12.6 | 10.55 | 2.1 | 64 | 93 | 205788768
LG | LUU480HHV | LCN489HV |  | 48000 | 52000 | 17.5 | 12.5 | 10.65 | 2.2 | 63 | 78 | 205788771
LG | LAU090HYV3 | LAN090HYV3 |  | 9000 | 11000 | 27 | 15.8 | 13.5 | 1.85 | 61 | 70 | 204825177
LG | LAU120HYV3 | LAN120HYV3 |  | 12000 | 13600 | 25.5 | 13.8 | 11.2 | 1.85 | 61 | 71 | 204825178
LG | LAU150HYV3 | LAN150HYV3 |  | 15000 | 18000 | 25 | 15 | 11 | 1.8 | 61 | 70 | 204825179
LG | LAU180HYV3 | LAN180HYV3 |  | 18000 | 21600 | 24 | 14.4 | 10.8 | 1.8 | 61 | 70 | 204825180
LG | LAU240HYV3 | LAN240HYV3 |  | 22000 | 26000 | 23 | 13 | 10 | 1.8 | 61 | 70 | 204825181
LG | LAU120HYV | LAN120HYV |  | 12000 | 13600 | 25.5 | 14.1 | 10.2 | 5.97 | 62 | 70 | 6233140
LG | LAU090HYV | LAN090HYV |  | 9000 | 11000 | 27.5 | 16 | 10.3 | 5.97 | 65 | 70 | 6468419
LG | LAU120HYV1 | LAN120HYV1 |  | 11000 | 12000 | 25.5 | 13.8 | 10.3 | 5.97 | 59 | 70 | 7849625
LG | LAU090HYV1 | LAN090HYV1 |  | 9000 | 11000 | 27.5 | 15.65 | 10.4 | 5.97 | 59 | 70 | 7947563
LG | LSU180HSV5 | LAN180HSV5 |  | 18000 | 21600 | 22 | 12.55 | 9.5 | 1.8 | 60 | 70 | 10567390
LG | LSU180HSV5 | LSN180HSV5 |  | 18000 | 21600 | 22 | 12.55 | 9.5 | 1.8 | 60 | 70 | 10567391
LG | LGU181HSV3 | LGN181HSV3 |  | 18000 | 21600 | 22 | 12.55 | 9.5 | 1.8 | 60 | 70 | 10567392
LG | LSU090HSV5 | LAN090HSV5 |  | 9000 | 10900 | 23.2 | 14.5 | 10.2 | 1.8 | 61 | 71 | 10567393
LG | LSU090HSV5 | LSN090HSV5 |  | 9000 | 10900 | 23.2 | 14.5 | 10.2 | 1.8 | 61 | 71 | 10567394
LG | LSU120HSV5 | LAN120HSV5 |  | 12000 | 13600 | 22 | 12.5 | 10 | 1.8 | 60 | 71 | 10570122
LG | LSU120HSV5 | LSN120HSV5 |  | 12000 | 13600 | 22 | 12.5 | 10 | 1.8 | 60 | 71 | 10570123
LG | LUU189HV | LCN188HV4 |  | 18000 | 18500 | 20.5 | 12.5 | 9.7 | 1.85 | 69 | 88 | 202177384
LG | LUU127HV | LCN128HV4 |  | 11100 | 14000 | 19.4 | 12.6 | 10.35 | 2.13 | 65 | 76 | 203381517
LG | LUU097HV | LCN098HV4 |  | 9000 | 11000 | 20.2 | 13.65 | 10.55 | 2.11 | 64 | 92 | 203381526
LG | LAU090HSV5 | LAN090HSV5 |  | 9000 | 10900 | 23.2 | 14.5 | 10.2 | 1.8 | 61 | 71 | 207348499
LG | LGU121HSV5 | LGN121HSV5 |  | 12000 | 13600 | 22 | 12.5 | 10 | 1.8 | 60 | 71 | 207348501
LG | LSU181HSV5 | LSN181HSV5 |  | 18000 | 21600 | 22 | 12.55 | 9.5 | 1.8 | 60 | 70 | 207348503
LG | LGU181HSV5 | LGN181HSV5 |  | 18000 | 21600 | 22 | 12.55 | 9.5 | 1.8 | 60 | 70 | 207348504
LG | LSU181HSV5 | LAN181HSV5 |  | 18000 | 21600 | 22 | 12.55 | 9.5 | 1.8 | 60 | 70 | 207462345
LG | LAU090HSV5 | LSN090HSV5 |  | 9000 | 10900 | 23.2 | 14.5 | 10.2 | 1.8 | 61 | 71 | 209937038
LG | LUU090HV | LCN098HV4 |  | 9000 | 11000 | 20.2 | 13.65 | 10.55 | 2.11 | 64 | 92 | 211234500
LG | LUU090HV | LQN090HV4 |  | 9000 | 10100 | 21 | 12.6 | 10.4 | 1.94 | 67 | 101 | 211234501
LG | LUU120HV | LCN128HV4 |  | 11100 | 14000 | 19.4 | 12.6 | 10.35 | 2.13 | 65 | 76 | 211234502
LG | LUU120HV | LQN120HV4 |  | 10200 | 13000 | 20.8 | 12.6 | 10.2 | 2.09 | 71 | 83 | 211234503
LG | LUU180HV | LCN188HV4 |  | 18000 | 18500 | 20.5 | 12.5 | 9.7 | 1.85 | 69 | 88 | 211234504
LG | LUU360HV | LCN369HV |  | 36000 | 40000 | 21 | 12.5 | 10 | 2.1 | 60 | 88 | 211234508
LG | LUU240HV | LCN249HV |  | 23000 | 27000 | 20 | 11.7 | 10.2 | 2.07 | 64 | 79 | 211234513
LG | LUU420HV | LCN429HV |  | 42000 | 47000 | 19.3 | 10.45 | 10.05 | 1.96 | 60 | 83 | 211234514
DAIKIN | RXS09LVJU | FTXS09LVJU |  | 9000 | 12000 | 24.5 | 15.3 | 11 | 1.8 | 64 | 63 | 5265753
DAIKIN | RXS12LVJU | FTXS12LVJU |  | 12000 | 14400 | 22.5 | 12.8 | 10.5 | 1.8 | 64 | 56 | 5265755
DAIKIN | RXS15LVJU | FTXS15LVJU |  | 15000 | 18000 | 20 | 14.4 | 10.5 | 1.8 | 66 | 56 | 5265756
DAIKIN | RXL15QMVJU* | FTX15NMVJU |  | 15000 | 18300 | 19.5 | 13 | 10 | 1.8 | 63 |  | 205663349
DAIKIN | RZQ30TBVJU* | FCQ30AAVJU |  | 30000 | 34000 | 21 | 13 | 10.1 | 1.9 | 67 | 112 | 211635164
DAIKIN | RZQ36TBVJU* | FCQ36AAVJU |  | 36000 | 40000 | 20 | 12.1 | 10 | 2.3 | 66 | 100 | 211635165
DAIKIN | RZQ42TBVJU* | FCQ42AAVJU |  | 42000 | 47000 | 18.9 | 10.3 | 10.2 | 2.1 | 66 | 86 | 211635166
DAIKIN | RX12AXVJU | FTX12AXVJU |  | 10700 | 13500 | 19 | 12.5 | 10 | 1.8 | 64 |  | 205782846
DAIKIN | RX18AXVJU | FTX18AXVJU |  | 18000 | 21600 | 18.5 | 12.5 | 9.5 | 1.8 | 59 |  | 205782847
DAIKIN | RX24AXVJU | FTX24AXVJU |  | 21000 | 23200 | 19 | 12 | 9.5 | 1.8 | 66 |  | 205782848
DAIKIN | RXM09VVJU | FTXM09VVJU |  | 9000 | 11000 | 27.4 | 16.3 | 11.2 | 1.8 | 60 |  | 207158009
DAIKIN | RXM12VVJU | FTXM12VVJU |  | 12000 | 13600 | 25.2 | 13.2 | 10.7 | 1.8 | 63 |  | 207158010
DAIKIN | RXM18VVJU | FTXM18VVJU |  | 18000 | 21600 | 22.7 | 12.5 | 10 | 1.8 | 71 |  | 207158011
DAIKIN | RXM24VVJU | FTXM24VVJU |  | 21600 | 24000 | 22 | 12.5 | 10 | 1.8 | 67 |  | 207158012
DAIKIN | RXL09QMVJU* | FTX09NMVJU* |  | 9000 | 10900 | 19.5 | 12.5 | 10 | 1.8 | 61 | 92 | 207776277
DAIKIN | RXL12QMVJU9* | FTX12NMVJU* |  | 10600 | 13400 | 19.5 | 12.5 | 10 | 1.8 | 66 |  | 207776278
DAIKIN | RXL09QMVJU* | FVXS09NVJU |  | 9000 | 10100 | 19.5 | 12.5 | 9.7 | 1.8 | 61 | 99 | 207776280
DAIKIN | RX09RMVJU9* | FFQ09Q2VJU |  | 9100 | 10000 | 22 | 13 | 9.5 | 1.8 | 60 |  | 207776283
DAIKIN | RXL15QMVJU* | FTX15NMVJU* |  | 15000 | 18300 | 19.5 | 13 | 10 | 1.8 | 63 |  | 208136394
DAIKIN | RX09BXVJU | FTX09BXVJU |  | 8900 | 10000 | 20 | 12.5 | 10 | 1.8 | 62 | 58 | 211291633
DAIKIN | RX12BXVJU | FTX12BXVJU |  | 10900 | 13500 | 20 | 12.5 | 10 | 1.8 | 64 | 55 | 211291634
DAIKIN | RXM09WVJU* | FTXM09WVJU* |  | 9000 | 11000 | 27.4 | 16.3 | 11.2 | 1.8 | 60 | 100 | 212494257
DAIKIN | RXM12WVJU* | FTXM12WVJU* |  | 12000 | 13600 | 25.2 | 13.2 | 10.7 | 1.8 | 63 | 100 | 212494258
DAIKIN | RXM18WVJU* | FTXM18WVJU* |  | 18000 | 21600 | 22.7 | 12.5 | 10 | 1.75 | 71 | 100 | 212494259
DAIKIN | RXM24WVJU* | FTXM24WVJU* |  | 21600 | 24000 | 22 | 12 | 10 | 1.8 | 67 | 98 | 212494260
DAIKIN | RXL12WMVJU* | FTX12WMVJU* |  | 10600 | 13400 | 19.5 | 11.5 | 10 | 1.8 | 66 | 81 | 212506076
DAIKIN | RXL15WMVJU* | FTX15WMVJU* |  | 15000 | 18300 | 19.5 | 12 | 10 | 1.8 | 63 | 80 | 212506077
DAIKIN | RXL09WMVJU* | FTX09WMVJU* |  | 9000 | 10900 | 19.5 | 11.5 | 10 | 1.8 | 61 | 88 | 212521705
DAIKIN | RXL09WMVJU* | FVXS09WVJU* |  | 9000 | 10100 | 19.5 | 11.5 | 9.7 | 1.8 | 61 | 97 | 212521709
DAIKIN | RXL09WMVJU* | FTX09NMVJU* |  | 9000 | 10900 | 19.5 | 11.5 | 10 | 1.8 | 61 | 88 | 213797267
DAIKIN | RXL09WMVJU* | FVXS09NVJU |  | 9000 | 10100 | 19.5 | 11.5 | 9.7 | 1.8 | 61 | 97 | 213797268
DAIKIN | RXL12WMVJU* | FTX12NMVJU* |  | 10600 | 13400 | 19.5 | 11.5 | 10 | 1.8 | 66 | 81 | 213797269
DAIKIN | RXL15WMVJU* | FTX15NMVJU* |  | 15000 | 18300 | 19.5 | 12 | 10 | 1.8 | 63 | 80 | 213797271
DAIKIN | RXM09WVJU* | FTXM09VVJU |  | 9000 | 11000 | 27.4 | 16.3 | 11.2 | 1.8 | 60 | 100 | 213797275
DAIKIN | RXM12WVJU* | FTXM12VVJU |  | 12000 | 13600 | 25.2 | 13.2 | 10.7 | 1.8 | 63 | 100 | 213797276
DAIKIN | RXM18WVJU* | FTXM18VVJU |  | 18000 | 21600 | 22.7 | 12.5 | 10 | 1.75 | 71 | 100 | 213797277
DAIKIN | RXM24WVJU* | FTXM24VVJU |  | 21600 | 24000 | 22 | 12 | 10 | 1.8 | 67 | 98 | 213797278
DAIKIN | RXS09LVJU | FTXS09WVJU* |  | 9000 | 12000 | 24.5 | 15.3 | 11 | 1.8 | 64 |  | 213804895
DAIKIN | RXS12LVJU | FTXS12WVJU* |  | 12000 | 14400 | 22.5 | 12.8 | 10.5 | 1.8 | 64 |  | 213804896
DAIKIN | RXS15LVJU | FTXS15WVJU* |  | 15000 | 18000 | 20 | 14.4 | 10.5 | 1.8 | 66 |  | 213804897
DAIKIN | RXF12AXVJU | FTXF12AXVJU |  | 12000 | 13500 | 21 | 12.5 | 10.2 | 2.32 | 63 | 49 | 213895720
DAIKIN | RXF18AXVJU | FTXF18AXVJU |  | 18100 | 21600 | 21 | 12 | 9.6 | 2.1 | 59 | 50 | 213895721
DAIKIN | RXF09AXVJU | FTXF09AXVJU |  | 9000 | 10000 | 21 | 12.5 | 10.2 | 2.2 | 63 | 49 | 213895726
TOSHIBA CARRIER | RAV-SP182AT2P-UL | RAV-SM182KRTP-UL |  | 18000 | 20000 | 23.8 | 12 | 10.3 | 2.27 | 65 | 73 | 208429504
TOSHIBA CARRIER | RAV-SP242AT2P-UL | RAV-SM242UTP-UL |  | 24000 | 27000 | 23.7 | 13 | 10.7 | 2.22 | 68 | 71 | 208429505
TOSHIBA CARRIER | RAV-SP122AT2P-UL | RAV-SM122KRTP-UL |  | 12000 | 14000 | 25.2 | 15.7 | 11.1 | 2.5 | 61 | 71 | 208429503
TOSHIBA CARRIER | RAV-SP242AT2P-UL | RAV-SM242KRTP-UL |  | 24000 | 27000 | 22.7 | 11.8 | 10.3 | 2.05 | 68 | 72 | 208459002
TOSHIBA CARRIER | RAV-SP482AT2P-UL | RAV-SM482CTP-UL |  | 48000 | 54000 | 19.4 | 9.2 | 10.3 | 1.96 | 66 | 70 | 208447332
TOSHIBA CARRIER | RAV-SP422AT2P-UL | RAV-SM422CTP-UL |  | 42000 | 47000 | 19.6 | 9.9 | 10.7 | 2.16 | 66 | 71 | 208447330
TOSHIBA CARRIER | RAV-SP362AT2P-UL | RAV-SM362CTP-UL |  | 36000 | 40000 | 22.4 | 12.1 | 11.1 | 2.39 | 65 | 74 | 208447328
TOSHIBA CARRIER | RAV-SP362AT2P-UL | RAV-SM362UTP-UL |  | 36000 | 40000 | 24.3 | 13.4 | 11.1 | 2.47 | 64 | 75 | 208447327
TOSHIBA CARRIER | RAV-SP302AT2P-UL | RAV-SM302CTP-UL |  | 30000 | 34000 | 22 | 13 | 10.4 | 2.28 | 62 | 71 | 208447325
TOSHIBA CARRIER | RAV-SP302AT2P-UL | RAV-SM302UTP-UL |  | 30000 | 34000 | 23.7 | 14 | 11.2 | 2.51 | 61 | 71 | 208447324
TOSHIBA CARRIER | RAV-SP242AT2P-UL | RAV-SM242CTP-UL |  | 24000 | 27000 | 23.2 | 12.7 | 10.4 | 2.3 | 63 | 71 | 208447322
TOSHIBA CARRIER | RAV-SP182AT2P-UL | RAV-SM182CTP-UL |  | 18000 | 20000 | 23.6 | 11.5 | 10.7 | 2.36 | 65 | 73 | 208447320
TOSHIBA CARRIER | RAV-SP182AT2P-UL | RAV-SM182UTP-UL |  | 18000 | 20000 | 25.5 | 13.5 | 11.3 | 2.45 | 63 | 71 | 208447319
TOSHIBA CARRIER | RAV-SP482AT2P-UL | RAV-SM482UTP-UL |  | 48000 | 54000 | 22.4 | 10.6 | 9.8 | 2.02 | 60 | 70 | 208429509
TOSHIBA CARRIER | RAV-SP422AT2P-UL | RAV-SM422UTP-UL |  | 42000 | 47000 | 22.6 | 12 | 10.2 | 2.1 | 66 | 71 | 208429508
TOSHIBA CARRIER | RAV-SP302AT2P-UL | RAV-SM302KRTP-UL |  | 30000 | 34000 | 23.6 | 13.1 | 9.5 | 2.16 | 57 | 75 | 208429506
HISENSE | AST-12UW3SXEDH01 | AST-12UW3SXEDH01 |  | 12000 | 12000 | 21 | 13 | 9.5 | 1.75 | 63 | 70 | 213803159
HISENSE | AS-12UW3SXATG00 | AS-12UW3SXATG00 |  | 12000 | 12000 | 23.5 | 15.4 | 9.8 | 1.75 | 58 | 70 | 213803157
HISENSE | AS-09UW3SXETG00 | AS-09UW3SXETG00 |  | 9000 | 10000 | 27.5 | 15.5 | 10.5 | 2.1 | 60 | 70 | 213803156
HISENSE | AS-24UW3SKKVT00 | AS-24UW3SKKVT00 |  | 24000 | 26000 | 21 | 12.5 | 10 | 1.75 | 60 | 70 | 213803155
HISENSE | AST-18UW3SBBDH01 | AST-18UW3SBBDH01 |  | 18000 | 19000 | 20.5 | 13.2 | 9.5 | 1.8 | 55 | 70 | 213803154
HISENSE | AST-12UW3SXEDH02 | AST-12UW3SXEDH02 |  | 12000 | 12000 | 23.5 | 12.7 | 9.5 | 2.05 | 57 | 70 | 213803153
HISENSE | AST-09UW3SXEDH01 | AST-09UW3SXEDH01 |  | 9000 | 10000 | 25.5 | 14.5 | 10.5 | 2.05 | 55 | 70 | 213803152
HISENSE | AST-12UW3SXEDH01U | AST-12UW3SXEDH01 |  | 12000 | 12000 | 21 | 13 | 9.5 | 1.75 | 63 | 70 | 213741362
HISENSE | AST-12UW3SXEDH01G | AST-12UW3SXEDH01 |  | 12000 | 12000 | 21 | 13 | 9.5 | 1.75 | 63 | 70 | 213741361
HISENSE | AS-12UW3SXATG00P | AS-12UW3SXATG00 |  | 12000 | 12000 | 23.5 | 15.4 | 9.8 | 1.75 | 58 | 70 | 213741356
HISENSE | AS-12UW3SXATG00G | AS-12UW3SXATG00 |  | 12000 | 12000 | 23.5 | 15.4 | 9.8 | 1.75 | 58 | 70 | 213741355
HISENSE | AS-09UW3SXETG00P | AS-09UW3SXETG00 |  | 9000 | 10000 | 27.5 | 15.5 | 10.5 | 2.1 | 60 | 70 | 213741354
HISENSE | AS-09UW3SXETG00G | AS-09UW3SXETG00 |  | 9000 | 10000 | 27.5 | 15.5 | 10.5 | 2.1 | 60 | 70 | 213741353
HISENSE | AS-24UW3SKKVT00X | AS-24UW3SKKVT00 |  | 24000 | 26000 | 21 | 12.5 | 10 | 1.75 | 60 | 70 | 213741338
HISENSE | AS-24UW3SKKVT00G | AS-24UW3SKKVT00 |  | 24000 | 26000 | 21 | 12.5 | 10 | 1.75 | 60 | 70 | 213741337
HISENSE | AST-18UW3SBBDH01X | AST-18UW3SBBDH01 |  | 18000 | 19000 | 20.5 | 13.2 | 9.5 | 1.8 | 55 | 70 | 213741336
HISENSE | AST-18UW3SBBDH01G | AST-18UW3SBBDH01 |  | 18000 | 19000 | 20.5 | 13.2 | 9.5 | 1.8 | 55 | 70 | 213741335
HISENSE | AST-12UW3SXETD02 | AST-12UW3SXEDH02 |  | 12000 | 12000 | 23.5 | 12.7 | 9.5 | 2.05 | 57 | 70 | 213741334
HISENSE | AST-12UW3SXEDH02X | AST-12UW3SXEDH02 |  | 12000 | 12000 | 23.5 | 12.7 | 9.5 | 2.05 | 57 | 70 | 213741333
HISENSE | AST-12UW3SXEDH02G | AST-12UW3SXEDH02 |  | 12000 | 12000 | 23.5 | 12.7 | 9.5 | 2.05 | 57 | 70 | 213741332
HISENSE | AST-09UW3SXETD01 | AST-09UW3SXEDH01 |  | 9000 | 10000 | 25.5 | 14.5 | 10.5 | 2.05 | 55 | 70 | 213741331
HISENSE | AST-09UW3SXEDH01X | AST-09UW3SXEDH01 |  | 9000 | 10000 | 25.5 | 14.5 | 10.5 | 2.05 | 55 | 70 | 213741330
HISENSE | AST-09UW3SXEDH01G | AST-09UW3SXEDH01 |  | 9000 | 10000 | 25.5 | 14.5 | 10.5 | 2.05 | 55 | 70 | 213741329
GENERALLUX STAR | GNS-18HCH21TO2 | GNS-18HCH21TI2 |  | 18000 | 19000 | 20.5 | 13.2 | 9.5 | 1.8 | 55 | 70 | 213617769
GENERALLUX STAR | GNS-12HCH23TO2 | GNS-12HCH23TI2 |  | 12000 | 12000 | 23.5 | 12.7 | 9.5 | 2.05 | 57 | 70 | 213617768
GENERALLUX STAR | GNS-12HCH22TO1 | GNS-12HCH22TI1 |  | 12000 | 12000 | 21 | 13 | 9.5 | 1.75 | 63 | 70 | 213617766
DIAL | SZHW12WW115BAG | SZHW12NN115BAG |  | 12000 | 12000 | 21.7 | 12.5 | 9.5 | 1.75 | 63 | 70 | 213361984
DIAL | SZUN36WW230 | EMCA36CRE230 |  | 36000 | 36000 | 18 | 10.65 | 9.8 | 2.28 | 78 | 74 | 213350262
DIAL | SZUN18WW230 | EMCA18CRE230 |  | 18000 | 18800 | 20.5 | 12.5 | 10 | 2.36 | 64 | 70 | 213350261
DIAL | SZUN12WW230 | EMCA12CRE230 |  | 12000 | 12000 | 20.5 | 12.5 | 9.5 | 2.3 | 63 | 71 | 213350260
DIAL | SZUN24WW230 | EMCA24CRE230 |  | 24000 | 26000 | 18.5 | 12.5 | 10 | 2.2 | 73 | 73 | 213350259
Gridless | O-AYD12SD-1 | I-AYD12W-1 |  | 12000 | 12000 | 23.5 | 12.7 | 9.5 | 2.05 | 57 | 70 | 213265553
Gridless | O-AYD09SD-1 | I-AYD09W-1 |  | 9000 | 10000 | 25.5 | 14.5 | 10.5 | 2.05 | 55 | 70 | 213265552
Gridless | O-AYD24SD-1 | I-AYD24W-1 |  | 24000 | 26000 | 21 | 12.5 | 10 | 1.75 | 60 | 70 | 213265555
Gridless | O-AYD18SD-1 | I-AYD18W-1 |  | 18000 | 19000 | 20.5 | 13.2 | 9.5 | 1.8 | 55 | 70 | 213265554
J-KU | JKS-12H2HP-ES(O) | JKS-12H2HP-ES(I) |  | 12000 | 12000 | 21 | 13 | 9.5 | 1.75 | 63 | 70 | 213265623
DIAL | 12000-22S-115-O | 12000-22S-115-I |  | 12000 | 12000 | 21.7 | 12.5 | 9.5 | 1.75 | 63 | 70 | 213088031
DIAL | 12000Z-22S-230-O | 12000Z-22S-230-I |  | 12000 | 12000 | 21 | 13 | 9.5 | 1.75 | 63 | 70 | 213088025
DIAL | SZHW12WW230BAJ | SZHW12NW230BAJ |  | 12000 | 12000 | 21 | 13 | 9.5 | 1.75 | 63 | 70 | 213088023
HISENSE | AUW-18U3SF | AST-18UW3SBB**00 |  | 18000 | 19000 | 22 | 13.1 | 9.6 | 2.3 | 63 | 70 | 212621377
DIRECT AIR | DIR-12HP28-TQO | DIR-12HP28-TQI |  | 12000 | 12000 | 23.5 | 15.4 | 9.8 | 1.75 | 58 | 70 | 10306427
MANUFLOW | AS-12UR3SXADJ(O) | AS-12UR3SXADJ(I) |  | 12000 | 12000 | 23.5 | 15.4 | 9.8 | 1.75 | 58 | 70 | 10277957
AIR-CON | ABZCI4H4S12 | ABZEM4H4S12 |  | 12000 | 12000 | 23.5 | 15.4 | 9.8 | 1.75 | 58 | 70 | 10272501
HISENSE | AS-12UR3SXA00 | AS-12UR3SXA**00 |  | 12000 | 12000 | 23.5 | 15.4 | 9.8 | 1.75 | 58 | 70 | 10102525
HISENSE | AST-12UW3SXE**01 | AST-12UW3SXE**01 |  | 12000 | 12000 | 21 | 13 | 9.5 | 1.75 | 63 | 70 | 211717256
HISENSE | AS-12UW3SXA** | AS-12UW3SXA**00 |  | 12000 | 12000 | 23.5 | 15.4 | 9.8 | 1.75 | 58 | 70 | 211717254
HISENSE | AS-12UW3SXA**00 | AS-12UW3SXA**00 |  | 12000 | 12000 | 23.5 | 15.4 | 9.8 | 1.75 | 58 | 70 | 211717253
J-KU | JKS12HP230V1XC | JKS12HP230V1XE |  | 12000 | 12000 | 23.5 | 15.4 | 9.8 | 1.75 | 58 | 70 | 211583740
J-KU | JKS09HP230V1XC | JKS09HP230V1XE |  | 9000 | 10000 | 27.5 | 15.5 | 10.5 | 2.1 | 60 | 70 | 211583739
Multi MFG | 9HHC0-HP-A | 9HHW0-HP-A |  | 9000 | 10000 | 25.5 | 14.5 | 10.5 | 2.05 | 55 | 70 | 211583738
PIONEER | YN024GHFI25RPH | WF024GHFI25HLH |  | 24000 | 26000 | 21 | 12.5 | 10 | 1.75 | 60 | 70 | 211583737
PIONEER | YN018GHFI25RPH | WF018GHFI25HLH |  | 18000 | 19000 | 20.5 | 13.2 | 9.5 | 1.8 | 55 | 70 | 211583736
PIONEER | YN012GHFI25RPH | WF012GHFI25HLH |  | 12000 | 12000 | 23.5 | 12.7 | 9.5 | 2.05 | 57 | 70 | 211583712
PIONEER | YN009GHFI25RPH | WF009GHFI25HLH |  | 9000 | 10000 | 25.5 | 14.5 | 10.5 | 2.05 | 55 | 70 | 211583711
AIR-CON | ABHCI4H4S12 | ABHEM4H4S12 |  | 12000 | 12000 | 23.5 | 12.7 | 9.5 | 2.05 | 57 | 70 | 211583438
AIR-CON | ABHCI4H4S09 | ABHEM4H4S09 |  | 9000 | 10000 | 25.5 | 14.5 | 10.5 | 2.05 | 55 | 70 | 211583437
AIR-CON | ABHCI4H4S24 | ABHEM4H4S24 |  | 24000 | 26000 | 21 | 12.5 | 10 | 1.75 | 60 | 70 | 211583436
AIR-CON | ABHCI4H4S18 | ABHEM4H4S18 |  | 18000 | 19000 | 20.5 | 13.2 | 9.5 | 1.8 | 55 | 70 | 211583435
HISENSE | AST-12UW3SXEDC01 | AST-12UW3SXEDC01 |  | 12000 | 12000 | 21 | 13 | 9.5 | 1.75 | 63 | 70 | 211455296
HISENSE | AST-12UW3SXEDL01 | AST-12UW3SXEDL01 |  | 12000 | 12000 | 21 | 13 | 9.5 | 1.75 | 63 | 70 | 206347237
HISENSE | AUW-18U3SF | AST-18UW3SBBDL00 |  | 18000 | 19000 | 22 | 13.1 | 9.6 | 2.3 | 63 | 70 | 211302340
WESTINGHOUSE | WHU24SZA21S | WHU24CTA21S |  | 24000 | 26000 | 18.5 | 12.5 | 10 | 2.2 | 73 | 73 | 207237538
WESTINGHOUSE | WHU18SZA21S | WHU18CTA21S |  | 18000 | 18800 | 20.5 | 12.5 | 10 | 2.36 | 64 | 70 | 207237537
WESTINGHOUSE | WHU36SZA21S | WHU36CTA21S |  | 36000 | 36000 | 18 | 10.65 | 9.8 | 2.28 | 78 | 74 | 207237539
WESTINGHOUSE | WHU12SZA21S | WHU12CTA21S |  | 12000 | 12000 | 20.5 | 12.5 | 9.5 | 2.3 | 63 | 71 | 207237536
WESTINGHOUSE | WHU09SZA21S | WHU09CTA21S |  | 9000 | 10000 | 20.5 | 12.85 | 10 | 2.26 | 72 | 83 | 207237535
DIRECT AIR | DIRH-12HP23-DKO-115 | DIRH-12HP23-DKI-115 |  | 12000 | 12000 | 21.7 | 12.5 | 9.5 | 1.75 | 63 | 70 | 207583105
DIRECT AIR | DIRH-12HP23-DKO | DIRH-12HP23-DKI |  | 12000 | 12000 | 21 | 13 | 9.5 | 1.75 | 63 | 70 | 207583107
HISENSE | AS-24UW3SKK00 | AS-24UW3SKK**00 |  | 24000 | 26000 | 21 | 12.5 | 10 | 1.75 | 60 | 70 | 208193235
HISENSE | AST-18UW3SBB01 | AST-18UW3SBB**01 |  | 18000 | 19000 | 20.5 | 13.2 | 9.5 | 1.8 | 55 | 70 | 208193234
HISENSE | AST-09UW3SXE01 | AST-09UW3SXE**01 |  | 9000 | 10000 | 25.5 | 14.5 | 10.5 | 2.05 | 55 | 70 | 208193232
HISENSE | AST-12UW3SXE02 | AST-12UW3SXE**02 |  | 12000 | 12000 | 23.5 | 12.7 | 9.5 | 2.05 | 57 | 70 | 208193233
Multi MFG | 12HHW0-HP-AO | 12HHW0-HP-A |  | 12000 | 12000 | 21 | 13 | 9.5 | 1.75 | 63 | 70 | 208812667
DIAL | 12000-UNI-O | 12000Z-CAS-I |  | 12000 | 12000 | 20.5 | 12.5 | 9.5 | 2.3 | 63 | 71 | 206838615
DIAL | 24000-UNI-O | 24000Z-CAS-I |  | 24000 | 26000 | 18.5 | 12.5 | 10 | 2.2 | 73 | 73 | 206838617
DIAL | 36000-UNI-O | 36000U-CAS-I |  | 36000 | 36000 | 18 | 10.65 | 9.8 | 2.28 | 78 | 74 | 206838618
DIAL | 9000-UNI-O | 9000Z-CAS-I |  | 9000 | 10000 | 20.5 | 12.85 | 10 | 2.26 | 72 | 83 | 206838614
DIAL | 18000-UNI-O | 18000Z-CAS-I |  | 18000 | 18800 | 20.5 | 12.5 | 10 | 2.36 | 64 | 70 | 206838616
HITACHI | RAS-4.0PNNBDH1 | RCI-4.0PNN1DH |  | 36000 | 36000 | 18 | 10.65 | 9.8 | 2.28 | 78 | 74 | 206750859
WESTINGHOUSE | WHZ12SZA21S | WHZ12WMA21S |  | 12000 | 12000 | 23.5 | 15.4 | 9.8 | 1.75 | 58 | 70 | 207337195
HITACHI | RAS-1.5PNNBDH1 | RCIM-1.5PNN1DH |  | 12000 | 12000 | 20.5 | 12.5 | 9.5 | 2.3 | 63 | 71 | 206750853
HITACHI | RAS-1.0PNNBDH1 | RCIM-1.0PNN1DH |  | 9000 | 10000 | 20.5 | 12.85 | 10 | 2.26 | 72 | 83 | 206750851
WESTINGHOUSE | WHZ09SZA21S | WHZ09WMA21S |  | 9000 | 10000 | 27.5 | 15.5 | 10.5 | 2.1 | 60 | 70 | 207337194
HITACHI | RAS-2.0PNNBDH1 | RCI-2.0PNN1DH |  | 18000 | 18800 | 20.5 | 12.5 | 10 | 2.36 | 64 | 70 | 206750855
HITACHI | RAS-3.0PNNBDH1 | RCI-3.0PNN1DH |  | 24000 | 26000 | 18.5 | 12.5 | 10 | 2.2 | 73 | 73 | 206750857
DIAL | 12000Z-20S-230-O | 12000Z-20S-230-I |  | 12000 | 12000 | 21 | 13 | 9.5 | 1.75 | 63 | 70 | 204400704
HITACHI | RAS-2.0PNNBDH1 | RPK-2.0PNN1DH |  | 18000 | 19000 | 22 | 13.1 | 9.6 | 2.3 | 63 | 70 | 207656962
ProAire | UB1MSHQCO12 | UB1MSHQCW12 |  | 12000 | 12000 | 21.7 | 12.5 | 9.5 | 1.75 | 63 | 70 | 208287591
Perfect Aire | UB1MSHQCO12 | UB1MSHQCW12 |  | 12000 | 12000 | 21.7 | 12.5 | 9.5 | 1.75 | 63 | 70 | 208287581
ACiQ | UB1MSHQCO12 | UB1MSHQCW12 |  | 12000 | 12000 | 21.7 | 12.5 | 9.5 | 1.75 | 63 | 70 | 208287565
Buck Cool | UB1MSHQCO12 | UB1MSHQCW12 |  | 12000 | 12000 | 21.7 | 12.5 | 9.5 | 1.75 | 63 | 70 | 208287572
Innovair | WIN18H7H51(O) | WIN18H7H51(I) |  | 18000 | 19000 | 20.5 | 13.2 | 9.5 | 1.8 | 55 | 70 | 208286575
Innovair | WIN12H7H51(O) | WIN12H7H51(I) |  | 12000 | 12000 | 23.5 | 12.7 | 9.5 | 2.05 | 57 | 70 | 208286574
ZEPHYR | ZE-24UH24SCO | ZE-24UH24SCI |  | 24000 | 26000 | 21 | 12.5 | 10 | 1.75 | 60 | 70 | 208287545
Innovair | WIN09H7H51(O) | WIN09H7H51(I) |  | 9000 | 10000 | 25.5 | 14.5 | 10.5 | 2.05 | 55 | 70 | 208286573
ZEPHYR | ZE-12UH24SCO | ZE-12UH24SCI |  | 12000 | 12000 | 23.5 | 12.7 | 9.5 | 2.05 | 57 | 70 | 208287541
Innovair | WIN24H7H51(O) | WIN24H7H51(I) |  | 24000 | 26000 | 21 | 12.5 | 10 | 1.75 | 60 | 70 | 208286577
ZEPHYR | ZE-09UH24SCO | ZE-09UH24SCI |  | 9000 | 10000 | 25.5 | 14.5 | 10.5 | 2.05 | 55 | 70 | 208287539
ZEPHYR | ZE-18UH24SCO | ZE-18UH24SCI |  | 18000 | 19000 | 20.5 | 13.2 | 9.5 | 1.8 | 55 | 70 | 208287543
HISENSE | AUW-18U3SF | AST-18UW3SBBTV00 |  | 18000 | 19000 | 22 | 13.1 | 9.6 | 2.3 | 63 | 70 | 207641266
DENALI AIRE | DNMSHQCO12A | DNMSHQCW12A |  | 12000 | 12000 | 21.7 | 12.5 | 9.5 | 1.75 | 63 | 70 | 205300162
CLASSIC | HRHDBC12SA | HWHDBC12SA |  | 12000 | 12000 | 21.7 | 12.5 | 9.5 | 1.75 | 63 | 70 | 205287354
CLASSIC | HRHDBC12AS2 | HWHDBC12S2 |  | 12000 | 12000 | 21 | 13 | 9.5 | 1.75 | 63 | 70 | 205287348
AZUR | AZ-12CA22EXT | AZ-12CA22INT |  | 12000 | 12000 | 21 | 13 | 9.5 | 1.75 | 63 | 70 | 205417845
WESTINGHOUSE | WHP12SZA21S | WHP12WMA21S |  | 12000 | 12000 | 21 | 13 | 9.5 | 1.75 | 63 | 70 | 205417834
Hessaire | H12E1 | H12E1 |  | 12000 | 12000 | 21.7 | 12.5 | 9.5 | 1.75 | 63 | 70 | 206913622
AIR-CON | ABXCI4H4S12 | ABXEM4H4S12 |  | 12000 | 12000 | 21 | 13 | 9.5 | 1.75 | 63 | 70 | 203446795
MANUFLOW | AST-12UW3SXEDJ01(O) | AST-12UW3SXEDJ01(I) |  | 12000 | 12000 | 21 | 13 | 9.5 | 1.75 | 63 | 70 | 203446805
ZEPHYR | ZE-12CA22SEXT | ZE-12CA22SINT |  | 12000 | 12000 | 21 | 13 | 9.5 | 1.75 | 63 | 70 | 203446793
MANUFLOW | AST-09UW3SVGDJ01(O) | AST-09UW3SVGDJ01(I) |  | 12000 | 12000 | 21 | 13 | 9.5 | 1.75 | 63 | 70 | 203446796
ZEPHYR | MA-12CA22SEXT | MA-12CA22SINT |  | 12000 | 12000 | 21 | 13 | 9.5 | 1.75 | 63 | 70 | 203446792
FRIEDRICH | FPHSR12A1A | FPHSW12A1A |  | 12000 | 12000 | 21.7 | 12.5 | 9.5 | 1.75 | 63 | 70 | 203383868
FRIEDRICH | FRHSR09A3A | FRHSW09A3A |  | 9000 | 10000 | 27.5 | 15.5 | 10.5 | 2.1 | 65 | 70 | 203383863
FRIEDRICH | FRHSR12A3A | FRHSW12A3A |  | 12000 | 12000 | 23.5 | 15.4 | 9.8 | 1.75 | 58 | 70 | 203383864
MANUFLOW | AS-12UR3SXEDJ(O) | AS-12UR3SXEDJ(I) |  | 12000 | 12000 | 21 | 13 | 9.5 | 1.75 | 63 | 70 | 10277943
MAESTRO | MA-12CA22EXT | MA-12CA22INT |  | 12000 | 12000 | 21 | 13 | 9.5 | 1.75 | 63 | 70 | 10277944
AIR-CON | ABZCI4H4S09 | ABZEM4H4S09 |  | 9000 | 10000 | 27.5 | 15.5 | 10.5 | 2.1 | 60 | 70 | 10272500
HISENSE | AUW-24U3SA | ACT-24UR3SGB |  | 24000 | 26000 | 18.5 | 12.5 | 10 | 2.2 | 73 | 73 | 203167189
MULTIZONE | MIT12H2G31(O) | MIT12H2G31(I) |  | 12000 | 12000 | 21 | 13 | 9.5 | 1.75 | 63 | 70 | 9850218
HAXXAIR | HVHSC-18T2D | HAHC-18T2D |  | 18000 | 18800 | 20.5 | 12.5 | 10 | 2.36 | 64 | 70 | 205921367
HAXXAIR | HVHSC-12T2D | HAHC-12T2D |  | 12000 | 12000 | 20.5 | 12.5 | 9.5 | 2.3 | 63 | 71 | 205921365
HAXXAIR | HVH-12T2D | HAH-12T2D |  | 12000 | 12000 | 21 | 13 | 9.5 | 1.75 | 63 | 70 | 204628475
ZEPHYR | ZE-12CA22EXT | ZE-12CA22INT |  | 12000 | 12000 | 21 | 13 | 9.5 | 1.75 | 63 | 70 | 204580064
FRIEDRICH | FPHFR09A3A | FPHFC09A3B |  | 9000 | 10000 | 20.5 | 12.85 | 10 | 2.26 | 72 | 83 | 205048197
HISENSE | AUW-18U3SF | ACT-18UR3SGB |  | 18000 | 18800 | 20.5 | 12.5 | 10 | 2.36 | 64 | 70 | 205013613
HISENSE | AUW-12U3SS | ACT-12UR3SCA |  | 12000 | 12000 | 20.5 | 12.5 | 9.5 | 2.3 | 63 | 71 | 204976793
HISENSE | AUW-09U3SS | ACT-09UR3SCA |  | 9000 | 10000 | 20.5 | 12.85 | 10 | 2.26 | 72 | 83 | 204835478
CLASSIC | HRHDBC12AS | HWHDBC12S |  | 12000 | 12000 | 21 | 13 | 9.5 | 1.75 | 63 | 70 | 201810392
TGM | HRHDBT12AS | HWHDBT12S |  | 12000 | 12000 | 21 | 13 | 9.5 | 1.75 | 63 | 70 | 201810385
Perfect Aire | 3PAMSHQCO12 | 3PAMSHQCW12 |  | 12000 | 12000 | 21.7 | 12.5 | 9.5 | 1.75 | 63 | 70 | 205653642
HISENSE | AS-09UR3SXE00 | AS-09UR3SXE**00 |  | 9000 | 10000 | 27.5 | 15.5 | 10.5 | 2.1 | 60 | 70 | 10102524
SLIMAIR TECHNOLOGIES | SHC12VB-2H | SHM12VB-2DC |  | 12000 | 12000 | 21 | 13 | 9.5 | 1.75 | 63 | 70 | 9060039
HISENSE | AST-12UW3SXE01 | AST-12UW3SXE**01 |  | 12000 | 12000 | 21 | 13 | 9.5 | 1.75 | 63 | 70 | 203845999
DIRECT AIR | DIR-12HP21DKO-ES | DIR-12HP21DKI-ES |  | 12000 | 12000 | 21 | 13 | 9.5 | 1.75 | 63 | 70 | 203490397
DIRECT AIR | DIR-12HP22DKO-ES | DIR-12HP22DKI-ES |  | 12000 | 12000 | 21.7 | 12.5 | 9.5 | 1.75 | 63 | 70 | 203490393
AIR-CON | ABSCI4H4S12 | ABSEM4H4S12 |  | 12000 | 12000 | 21 | 13 | 9.5 | 1.75 | 63 | 70 | 10272491
WABBAN | BB12UW3SXATE00/O | BB12UW3SXATE00/I |  | 12000 | 12000 | 23.5 | 15.4 | 9.8 | 1.75 | 58 | 70 | 202021966
WABBAN | BB09UW3SXETE00/O | BB09UW3SXETE00/I |  | 9000 | 10000 | 27.5 | 15.5 | 10.5 | 2.1 | 60 | 70 | 202021965
HISENSE | AS-09UR3SXE00 | AS-09UR3SXETG00 |  | 9000 | 10000 | 27.5 | 15.5 | 10 | 2.1 | 60 | 70 | 10268751
WINDAIR | DWH12UW3SXATE00/O | DWH12UW3SXATE00/I |  | 12000 | 12000 | 23.5 | 15.4 | 9.8 | 1.75 | 58 | 70 | 202021942
WINDAIR | DWH09UW3SXETE00/O | DWH09UW3SXETE00/I |  | 9000 | 10000 | 27.5 | 15.5 | 10.5 | 2.1 | 60 | 70 | 202021941
MANUFLOW | AS-09UW3SXEDJ(O) | AS-09UW3SXEDJ(I) |  | 9000 | 10000 | 27.5 | 15.5 | 10.5 | 2.1 | 60 | 70 | 202021915
MANUFLOW | AS-12UW3SXADJ(O) | AS-12UW3SXADJ(I) |  | 12000 | 12000 | 23.5 | 15.4 | 9.8 | 1.75 | 58 | 70 | 202021916
FRIEDRICH | FPHFR36A3A | FPHSC36A3B |  | 36000 | 36000 | 18 | 10.65 | 9.8 | 2.28 | 78 | 74 | 205150421
AIR-CON | ASLCI4H4S18 | ASLEC4H4S18 |  | 18000 | 18800 | 20.5 | 12.5 | 10 | 2.36 | 64 | 70 | 205129519
AIR-CON | ASLCI4H4S36 | ASLEC4H4S36 |  | 36000 | 36000 | 18 | 10.65 | 9.8 | 2.28 | 78 | 74 | 205150423
HISENSE | AUW-36U3ST1 | AUC-36UR3SHB1 |  | 36000 | 36000 | 18 | 10.65 | 9.8 | 2.28 | 78 | 74 | 205141567
FRIEDRICH | FPHSR12A1A-A | FPHSW12A1B |  | 12000 | 12000 | 21.7 | 12.5 | 9.5 | 1.75 | 63 | 70 | 205142782
FRIEDRICH | FRHSR12A3A-A | FRHSW12A3B |  | 12000 | 12000 | 23.5 | 15.4 | 9.8 | 1.75 | 58 | 70 | 205142789
FRIEDRICH | FRHSR09A3A-A | FRHSW09A3B |  | 9000 | 10000 | 27.5 | 15.5 | 10.5 | 2.1 | 60 | 70 | 205142788
AIR-CON | ASLCI4H4S12 | ASLEC4H4S12 |  | 12000 | 12000 | 20.5 | 12.5 | 9.5 | 2.3 | 63 | 71 | 205129518
AIR-CON | ASLCI4H4S24 | ASLEC4H4S24 |  | 24000 | 26000 | 18.5 | 12.5 | 10 | 2.2 | 73 | 73 | 205129521
MAESTRO | MA-12CA22SEXT | MA-12CA22SINT |  | 12000 | 12000 | 21 | 13 | 9.5 | 1.75 | 63 | 70 | 205138202
AIR-CON | ASLCI4H4S09 | ASLEC4H4S09 |  | 9000 | 10000 | 20.5 | 12.85 | 10 | 2.26 | 72 | 83 | 205129515
FRIEDRICH | FPHFR24A3A | FPHFC24A3B |  | 24000 | 26000 | 18.5 | 12.5 | 10 | 2.2 | 73 | 73 | 205123805
HISENSE | AS-12UW3SXA00 | AS-12UW3SXA**00 |  | 12000 | 12000 | 23.5 | 15.4 | 9.8 | 1.75 | 58 | 70 | 201981254
HISENSE | AS-09UW3SXE00 | AS-09UW3SXE**00 |  | 9000 | 10000 | 27.5 | 15.5 | 10.5 | 2.1 | 60 | 70 | 201981253
DIRECT AIR | DIR-09HP28-TQO | DIR-09HP28-TQI |  | 9000 | 10000 | 27.5 | 15.5 | 10.5 | 2.1 | 60 | 70 | 10306426
MANUFLOW | AS-09UR3SXEDJ(O) | AS-09UR3SXEDJ(I) |  | 9000 | 10000 | 27.5 | 15.5 | 10.5 | 2.1 | 60 | 70 | 10277956
FRIEDRICH | FPHFR12A3A | FPHFC12A3B |  | 12000 | 12000 | 20.5 | 12.5 | 9.5 | 2.3 | 63 | 71 | 205104716
FRIEDRICH | FPHFR18A3A | FPHFC18A3B |  | 18000 | 18800 | 20.5 | 12.5 | 10 | 2.36 | 64 | 70 | 205104719
HISENSE | AS-12UW1SXG00A | AS-12UW1SXG**00A |  | 12000 | 12000 | 21.7 | 12.5 | 9.5 | 1.75 | 63 | 70 | 205092757
HISENSE | AS-12UW3SXL00A | AS-12UW3SXL**00A |  | 12000 | 12000 | 23.5 | 15.4 | 9.8 | 1.75 | 58 | 70 | 205092768
HISENSE | AS-09UW3SXG00A | AS-09UW3SXG**00A |  | 9000 | 10000 | 27.5 | 15.5 | 10.5 | 2.1 | 60 | 70 | 205092767
HISENSE | AST-12UW3SXE01 | AST-12UR3SXE**01 |  | 12000 | 12000 | 21 | 13 | 9.5 | 1.75 | 63 | 70 | 203378193
HISENSE | AS-12UW1SXG00 | AS-12UW1SXG**00 |  | 12000 | 12000 | 21.7 | 12.5 | 9.5 | 1.75 | 63 | 70 | 203377565
HISENSE | AS-12UW1SXE00 | AS-12UW1SXE**00 |  | 12000 | 12000 | 21.7 | 12.5 | 9.5 | 1.75 | 63 | 70 | 203377564
HISENSE | AS-12UW3SXL00 | AS-12UW3SXL**00 |  | 12000 | 12000 | 23.5 | 15.4 | 9.8 | 1.75 | 58 | 70 | 203376852
HISENSE | AS-09UW3SXG00 | AS-09UW3SXG**00 |  | 9000 | 10000 | 27.5 | 15.5 | 10.5 | 2.1 | 65 | 70 | 203376841
HISENSE | AS-12UR3SXE | AS-12UR3SXETG |  | 12000 | 12000 | 21 | 13 | 9.5 | 1.75 | 63 | 70 | 8819819
HISENSE | AS-12UR3SXA00 | AS-12UR3SXATG00 |  | 12000 | 12000 | 23.5 | 15.4 | 9.8 | 1.75 | 58 | 70 | 10268756
HISENSE | AS-12UR3SXE | AS-12UR3SXEDK |  | 12000 | 12000 | 21 | 13 | 9.5 | 1.75 | 63 | 70 | 10271378
HISENSE | AS-12UR3SXE | AS-12UR3SXEDJ |  | 12000 | 12000 | 21 | 13 | 9.5 | 1.75 | 63 | 70 | 10271377
HISENSE | AS-12UR3SXE | AS-12UR3SXETE |  | 12000 | 12000 | 21 | 13 | 9.5 | 1.75 | 63 | 70 | 10268717
HISENSE | AS-12UR3SXE | AS-12UR3SXETD |  | 12000 | 12000 | 21 | 13 | 9.5 | 1.75 | 63 | 70 | 10268716
HISENSE | AS-12UR3SXE | AS-12UR3SXEDC |  | 12000 | 12000 | 21 | 13 | 9.5 | 1.75 | 63 | 70 | 10268715
HISENSE | AS-12UR3SXE | AS-12UR3SXEDB |  | 12000 | 12000 | 21 | 13 | 9.5 | 1.75 | 63 | 70 | 10268714
Perfect Aire | 3PAMSHQCO12-U230 | 3PAMSHQCW12-U230 |  | 12000 | 12000 | 21 | 13 | 9.5 | 1.75 | 63 | 70 | 206453601
HISENSE | AST-12UW3SXE01A | AST-12UW3SXE**01A |  | 12000 | 12000 | 21 | 13 | 9.5 | 1.75 | 63 | 70 | 205092782
HISENSE | AS-12UW1SXE00A | AS-12UW1SXE**00A |  | 12000 | 12000 | 21.7 | 12.5 | 9.5 | 1.75 | 63 | 70 | 205092756
HISENSE | AS-12UR3SXA00 | AS-12UR3SXADJ00 |  | 12000 | 12000 | 23.5 | 15.4 | 9.8 | 1.75 | 58 | 70 | 10268760
HISENSE | AS-12UR3SXA00 | AS-12UR3SXATE00 |  | 12000 | 12000 | 23.5 | 15.4 | 9.8 | 1.75 | 58 | 70 | 10268759
HISENSE | AS-12UR3SXA00 | AS-12UR3SXATQ00 |  | 12000 | 12000 | 23.5 | 15.4 | 9.8 | 1.75 | 58 | 70 | 10268758
FRIEDRICH | MRH12Y3JA | MWH12Y3JA |  | 12000 | 12000 | 23.5 | 15.4 | 9.8 | 1.75 | 58 | 70 | 201763898
HISENSE | AS-12UR3SXA00 | AS-12UR3SXADK00 |  | 12000 | 12000 | 23.5 | 15.4 | 9.8 | 1.75 | 58 | 70 | 10268757
HISENSE | AS-09UW3SXE00B | AS-09UW3SXE**00B |  | 9000 | 10000 | 27.5 | 15.5 | 10.5 | 2.1 | 60 | 70 | 205092769
HISENSE | AS-09UR3SXE00 | AS-09UR3SXETE00 |  | 9000 | 10000 | 27.5 | 15.5 | 10.5 | 2.1 | 60 | 70 | 10268755
FRIEDRICH | MRH09Y3JA | MWH09Y3JA |  | 9000 | 10000 | 27.5 | 15.5 | 10.5 | 2.1 | 60 | 70 | 201763897
HISENSE | AS-09UR3SXE00 | AS-09UR3SXEDK00 |  | 9000 | 10000 | 27.5 | 15.5 | 10.5 | 2.1 | 60 | 70 | 10268754
HISENSE | AS-09UR3SXE00 | AS-09UR3SXEDJ00 |  | 9000 | 10000 | 27.5 | 15.5 | 10.5 | 2.1 | 60 | 70 | 10268753
HISENSE | AS-09UR3SXE00 | AS-09UR3SXETQ00 |  | 9000 | 10000 | 27.5 | 15.5 | 10.5 | 2.1 | 60 | 70 | 10268752
SHARP | AE-X18ZU1 | AY-XPC18BU |  | 18000 | 21600 | 24 | 13 | 11 | 2.2 | 102 | 83 | 214795917
SHARP | AE-X12ZU1 | AY-XPC12BU |  | 12000 | 14000 | 22 | 12.5 | 11 | 2.1 | 104 | 86 | 214795916
SHARP | AE-X12TU | AY-XPC12TU |  | 11500 | 14000 | 23 | 12.5 | 10.4 | 2.31 | 60 | 66 | 8740799
SHARP | AE-X18ZU1 | AY-XP18ZU1 |  | 18000 | 21600 | 24 | 13 | 11 | 2.2 | 102 | 83 | 213246053
SHARP | AE-X18ZHU1 | AY-XP18ZHU1 |  | 18000 | 21600 | 25 | 13 | 11.5 | 2.2 | 105 | 90 | 213246052
SHARP | AE-X15ZU1 | AY-XP15ZU1 |  | 15000 | 18000 | 24 | 13.4 | 11 | 2.1 | 101 | 85 | 213239134
SHARP | AE-X12ZHU1 | AY-XP12ZHU1 |  | 12000 | 16000 | 25 | 16 | 11 | 2.1 | 118 | 100 | 213238803
SHARP | AE-X12THU | AY-XP12THU |  | 11500 | 14000 | 25 | 15 | 12.5 | 2.56 | 61 | 100 | 8796398
SHARP | AE-X12ZU1 | AY-XP12ZU1 |  | 12000 | 14000 | 22 | 12.5 | 11 | 2.1 | 104 | 86 | 213194987
ACD | UHD18KCH25S-O | UHD18KCH25SB-I |  | 18000 | 18000 | 22 | 13.5 | 10 | 1.8 | 79 | 111 | 211749867
ACD | PUD09KCH25S-O | PUD09KCH25S-I |  | 9100 | 10500 | 25.5 | 14.7 | 10.2 | 1.86 | 67 | 87 | 210534142
AC PRO.COM | AWH09AGCXD-D3DNA1A/O | AWH09QCXD-D3DNB8A/I |  | 9100 | 10500 | 25.5 | 14.7 | 10.2 | 1.86 | 67 | 87 | 210838007
AC PRO.COM | AWH18YE-D3DNA1A/O | AWH18QE-D3DN***/I |  | 18000 | 18000 | 22 | 13.5 | 10 | 1.8 | 79 | 111 | 10569075
KINGHOME | KW18HQ3D6DO | KW18HQ3D6DI |  | 18000 | 18000 | 22 | 13.5 | 10 | 1.8 | 79 | 111 | 203493071
GREE | GWH18YE-D3DNA1A/O | GWH18ACE-D3DN***/I |  | 18000 | 18000 | 22 | 13.5 | 10 | 1.8 | 79 | 111 | 10318079
GREE | SAP18HP230V1AO | SAP18HP230V1AH |  | 18000 | 18000 | 22 | 13.5 | 10 | 1.8 | 79 | 111 | 10157570
TOSOT | TW18HQ3D6DO | TW18HQ3D6DI |  | 18000 | 18000 | 22 | 13.5 | 10 | 1.8 | 79 | 111 | 10062020
TOSOT | TW09HQ3D6DO | TW09HQ3D6DI |  | 9000 | 9000 | 27 | 16.6 | 11 | 1.91 | 89 | 144 | 10062018
GREE | GWH18YE-D3DNA1A/O | GWH18AAE-D3DN***/I |  | 18000 | 18000 | 22 | 13.5 | 10 | 1.8 | 79 | 111 | 9114294
GREE | GWH18YE-D3DNA1A/O | GWH18QE-D3DN***/I |  | 18000 | 18000 | 22 | 13.5 | 10 | 1.8 | 79 | 111 | 9102074
GREE | GWH18YE-D3DNA1A/O | GWH18YE-D3DN***/I |  | 18000 | 18000 | 22 | 13.5 | 10 | 1.8 | 79 | 111 | 9102073
WABBAN | BB09HXP2A1DO | BB09HXP2A1DI |  | 9100 | 10500 | 25.5 | 14.7 | 10.2 | 1.86 | 67 | 87 | 210627716
WABBAN | BB09HXP2A1DO | BBM09HBTDI |  | 9100 | 10500 | 19 | 13 | 9.5 | 1.85 | 58 | 95 | 213319273
WABBAN | BB18HQ3D6DO | BB18HQ3D6DI |  | 18000 | 18000 | 22 | 13.5 | 10 | 1.8 | 79 | 111 | 201903174
GREE | GWH24QE-D3DNC6T/O | GWH24QE-D3DN***/I |  | 22000 | 24000 | 23 | 13 | 9.5 | 1.8 | 65 | 83 | 207861999
GREE | GWH09AGCXD-D3DNA1A/O | GWH09AGCXD-D3DN***/I |  | 9100 | 10500 | 25.5 | 14.7 | 10.2 | 1.86 | 67 | 87 | 207708810
GREE | GWH09AGC-A3DNA1A/O | GWH09AGC-A3DN***/I |  | 9100 | 10000 | 26.5 | 14 | 10 | 1.88 | 70 | 90 | 206717629
GREE | GWH09AGC-A3DNA1A/O | GWH09AFC-A3DN**A/I |  | 9100 | 10000 | 26.5 | 14 | 10 | 1.88 | 70 | 90 | 207318105
GREE | GWH09AGC-D3DNA1B/O | GWH09QC-D3DN***/I |  | 9100 | 11000 | 25 | 14.7 | 9.5 | 1.8 | 66 | 82 | 207318103
GREE | 3VIR09HP115V1AO | 3VIR09HP115V1AH |  | 9100 | 10000 | 26.5 | 14 | 10 | 1.88 | 70 | 90 | 206839102
GREE | 3VIR09HP230V1AO | 3VIR09HP230V1AH |  | 9100 | 11000 | 25 | 14.7 | 9.5 | 1.8 | 66 | 82 | 206839101
GREE | 3VIR24HP230V1AO | 3VIR24HP230V1AH |  | 22000 | 24000 | 24 | 13 | 9.5 | 1.8 | 65 | 83 | 206839098
GREE | GWH09QC-D3DNC4B/O | GWH09QC-D3DN***/I |  | 9100 | 11000 | 23 | 14.3 | 9.5 | 1.93 | 66 | 82 | 206791547
GREE | GWH24AGE-D3DNA1A/O | GWH24QE-D3DN***/I |  | 22000 | 24000 | 24 | 13 | 9.5 | 1.8 | 65 | 83 | 207169058
GREE | GWH09AGC-D3DNA1B/O | GTH(09)CA-D3DN***/I |  | 9100 | 11000 | 19.5 | 13.3 | 9.8 | 1.8 | 63 | 82 | 207168480
GREE | GWH18YE-D3DNA1A/O | GWH18AFE-D3DN***/I |  | 18000 | 18000 | 22 | 13.5 | 10 | 1.8 | 79 | 111 | 207096511
GREE | GWH24AGE-D3DNA1A/O | GKH(24)BC-D3DN***/I |  | 22000 | 24000 | 20 | 12 | 9.5 | 1.8 | 65 | 67 | 206913033
GREE | GWH09AGC-A3DNA1A/O | GWH09QC-A3DN***/I |  | 9100 | 10000 | 26.5 | 14 | 10 | 1.88 | 70 | 90 | 206724946
GREE | GWH09AGC-D3DNA1B/O | GWH09AGC-D3DN***/I |  | 9100 | 11000 | 25 | 14.7 | 9.5 | 1.8 | 66 | 82 | 206395963
GREE | GWH24AGE-D3DNA1A/O | GWH24AGE-D3DN***/I |  | 22000 | 24000 | 24 | 13 | 9.5 | 1.8 | 65 | 83 | 206335352
INNOVAIR | EIN18H2V32(O) | EIN18H2V32(I) |  | 18000 | 18000 | 22 | 13.5 | 10 | 1.8 | 79 | 111 | 206330209
BLUERIDGE | BMKH1824/O | BMKH1824/I |  | 18000 | 18000 | 22 | 13.5 | 10 | 1.8 | 79 | 111 | 205968029
COMFORMATIC | AWGRXC24-H2 | AWGRXE24-H2 |  | 22000 | 24000 | 22 | 13.65 | 9.5 | 1.95 | 64 | 64 | 214771918
AIR MAX | AWGRXC24-H2 | AWGRXE24-H2 |  | 22000 | 24000 | 22 | 13.65 | 9.5 | 1.95 | 64 | 64 | 214771913
WILLIS | PUHW09KCH26S2-O | PUHW09KCH26S2-I |  | 9100 | 10500 | 25.5 | 14.7 | 10.2 | 1.86 | 67 | 87 | 214609739
FOREST AIR | FGH-18ES/E-38-O | FGH-18ES/E-38-I |  | 18000 | 18000 | 22 | 13.5 | 10 | 1.8 | 79 | 111 | 206720377
AMERICAN STANDARD | 4TXK3818A10NU** | 4MXW3818A10NU** |  | 18000 | 18000 | 22 | 13.5 | 10 | 1.8 | 79 | 111 | 9150126
AMERICAN STANDARD | 4TXK2524A10N0** | 4MXW2524A10N0** |  | 22000 | 24000 | 24 | 13 | 9.5 | 1.8 | 65 | 83 | 207629152
AMERICAN STANDARD | 4TXK2509A10N0** | 4MXW2509A10N0** |  | 9100 | 11000 | 25 | 14.7 | 9.5 | 1.8 | 66 | 82 | 207629144
TRANE | 4TXK2509A10N0** | 4MXW2509A10N0** |  | 9100 | 11000 | 25 | 14.7 | 9.5 | 1.8 | 66 | 82 | 207629143
TRANE | 4TXK2524A10N0** | 4MXW2524A10N0** |  | 22000 | 24000 | 24 | 13 | 9.5 | 1.8 | 65 | 83 | 207629151
TRANE | 4TXK3818A10NU** | 4MXW3818A10NU** |  | 18000 | 18000 | 22 | 13.5 | 10 | 1.8 | 79 | 111 | 9150125
LENNOX | LI018HO-380P432 | LI018HI-380P432 |  | 18000 | 18000 | 22 | 13.5 | 10 | 1.8 | 79 | 111 | 208917517
AIR TECH | ATSO09NAMG2 | ATSW09NAMG2 |  | 9100 | 10500 | 25.5 | 14.7 | 10.2 | 1.86 | 67 | 87 | 214010065
GREE | ENV09HP230V1R32AO | ENV09HP230V1R32AH |  | 9100 | 10500 | 26 | 15 | 10.4 | 1.96 | 61 | 89 | 214779342
GREE | ENV09HP115V1R32AO | ENV09HP115V1R32AH |  | 9100 | 10000 | 27 | 15 | 10.5 | 1.9 | 63 | 92 | 214779341
GREE | GWH09AUCXD-D6DNA1C/O | GWH09AGCXD-D6DN***/I |  | 9100 | 10500 | 26 | 15 | 10.4 | 1.88 | 61 | 90 | 214728207
GREE | GWH09AUCXD-A6DNA1C/O | GWH09AGCXD-A6DN***/I |  | 9100 | 10000 | 27 | 15 | 10.5 | 1.83 | 63 | 95 | 214728206
GREE | GWH09AGCXD-D3DNA1A/O | GWH09ACCXD-D3DN***/I |  | 9100 | 10500 | 25.5 | 14.7 | 10.2 | 1.86 | 67 | 87 | 214723196
GREE | GWH24ATEXF-D6DNA1G/O | GWH24AWEXF-D6DN***/I |  | 22000 | 24000 | 22 | 13.65 | 9.5 | 1.95 | 64 | 64 | 214640555
GREE | GWH24ATEXF-D6DNA1G/O | GWH24ATEXF-D6DN***/I |  | 22000 | 24000 | 22 | 13.65 | 9.5 | 1.95 | 64 | 64 | 214640554
TRANE | 4TXK2524A10N0** | 4MXC8524B10N0** |  | 22000 | 24000 | 20 | 12 | 9.5 | 1.8 | 65 | 67 | 211727043
AMERICAN STANDARD | 4TXK2524A10N0** | 4MXC8524B10N0** |  | 22000 | 24000 | 20 | 12 | 9.5 | 1.8 | 65 | 67 | 211727036
AMERICAN STANDARD | 4TXK2509A10N0** | 4MXX8509B10N0** |  | 9100 | 11000 | 19.5 | 13.3 | 9.8 | 1.8 | 63 | 82 | 212292417
TRANE | 4TXK2509A10N0** | 4MXX8509B10N0** |  | 9100 | 11000 | 19.5 | 13.3 | 9.8 | 1.8 | 63 | 82 | 212292416
ForestAir | FGH-24ES/E25-O | FGH-24ES/E25-I |  | 22000 | 24000 | 24 | 13 | 9.5 | 1.8 | 65 | 83 | 211624984
ForestAir | FGH-09ES/E25-O | FGH-09ES/E25-I |  | 9100 | 11000 | 25 | 14.7 | 9.5 | 1.8 | 66 | 82 | 211624983
Stealth Comfort | SC-09ZGLD-HP230 | SC-09WGLD-HP230 |  | 9100 | 10500 | 25.5 | 14.7 | 10.2 | 1.86 | 67 | 87 | 208650759
Stealth Comfort | SC-18ZPL-HP230 | SC-18WPL-HP230 |  | 18000 | 18000 | 22 | 13.5 | 10 | 1.8 | 79 | 111 | 208650755
DIYCOOL | SC-09ZGLD-HP230 | SC-09WGLD-HP230 |  | 9100 | 10500 | 25.5 | 14.7 | 10.2 | 1.86 | 67 | 87 | 208650750
DIYCOOL | SC-18ZPL-HP230 | SC-18WPL-HP230 |  | 18000 | 18000 | 22 | 13.5 | 10 | 1.8 | 79 | 111 | 208650746
ACIQ | SC-09ZGLD-HP230 | SC-09WGLD-HP230 |  | 9100 | 10500 | 25.5 | 14.7 | 10.2 | 1.86 | 67 | 87 | 208650741
GREE | GWH09AUCXD-D6DNA1C/O | GWH09AUCXD-D6DN***/I |  | 9100 | 10500 | 26 | 15 | 10.4 | 1.88 | 61 | 90 | 213925482
GREE | GWH09AUCXD-A6DNA1C/O | GWH09AUCXD-A6DN***/I |  | 9100 | 10000 | 27 | 15 | 10.5 | 1.83 | 63 | 95 | 213925481
GREE | GWH24AWEXF-D6DNA1E/O | GWH24AWEXF-D6DN***/I |  | 23000 | 24000 | 26 | 13.3 | 10 | 1.8 | 65 | 79 | 213802701
GREE | 3VIR09HP230V1BO | 3VIR09HP230V1BH |  | 9100 | 10500 | 25.5 | 14.7 | 10.2 | 1.86 | 67 | 87 | 211755705
GREE | GWH24ATEXF-D3DNA1F/O | GWH24AWEXF-D3DN***/I |  | 22000 | 24000 | 24.5 | 12.25 | 10 | 1.8 | 65 | 79 | 212600486
GREE | GWH24ATEXF-D3DNA1F/O | GWH24ATEXF-D3DN***/I |  | 22000 | 24000 | 24.5 | 12.25 | 10 | 1.8 | 65 | 79 | 212596834
KINGHOME | KW09HQ25SDO | KM09HT1DI |  | 9100 | 10500 | 19 | 13 | 9.5 | 1.85 | 58 | 95 | 212437226
TOSOT | TW09HXP2A1DO | TM09HBTDI |  | 9100 | 10500 | 19 | 13 | 9.5 | 1.85 | 58 | 95 | 212365393
KINGHOME | KAM24HO | KM24HK1DI |  | 22000 | 24000 | 20 | 12 | 9.5 | 1.8 | 65 | 67 | 211749845
ACIQ | SC-18ZPL-HP230 | SC-18WPL-HP230 |  | 18000 | 18000 | 22 | 13.5 | 10 | 1.8 | 79 | 111 | 208650737
1HVAC | SC-09ZGLD-HP230 | SC-09WGLD-HP230 |  | 9100 | 10500 | 25.5 | 14.7 | 10.2 | 1.86 | 67 | 87 | 208650732
1HVAC | SC-18ZPL-HP230 | SC-18WPL-HP230 |  | 18000 | 18000 | 22 | 13.5 | 10 | 1.8 | 79 | 111 | 208650728
RUNTRU | M4THS2324A11NAA | M4MHW2324A1N0AA |  | 22000 | 24000 | 23 | 13 | 9.5 | 1.8 | 65 | 83 | 208185842
RUNTRU | M4THS2309A11N** | M4MHW2309A1N0** |  | 9100 | 11000 | 23 | 14.3 | 9.5 | 1.93 | 66 | 82 | 207642984
Impecca | ISAS-0921 | ISAS-IW90 |  | 9100 | 10000 | 26.5 | 14 | 10 | 1.88 | 70 | 90 | 207615701
LBG Products | LBH09DWO | LBH09DWI |  | 9100 | 11000 | 23 | 14.3 | 9.5 | 1.93 | 66 | 82 | 206853245
LBG Products | LBH09AWO | LBH09AWI |  | 9100 | 10000 | 26.5 | 14 | 10 | 1.88 | 70 | 90 | 206726728
KINGHOME | KAM09HO | KM09HT1DI |  | 9100 | 11000 | 19.5 | 13.3 | 9.8 | 1.8 | 63 | 82 | 211749837
GREE | 3VIR09HP230V1BO | FLR09HP230V1BF |  | 9100 | 10500 | 19 | 13 | 9.5 | 1.85 | 58 | 95 | 211726651
TOSOT | TW09HXP2A1DO | TW09HXP2A1DI |  | 9100 | 10500 | 25.5 | 14.7 | 10.2 | 1.86 | 67 | 87 | 211177520
TOSOT | TWH09AG25A2DO | TWH09AG25A2DI |  | 9100 | 10500 | 25.5 | 14.7 | 10.2 | 1.86 | 67 | 87 | 210485384
GREE | 3VIR09HP230V1BO | 3VIR09HP230V1AH |  | 9100 | 10500 | 25.5 | 14.7 | 10.2 | 1.86 | 67 | 87 | 210278967
KINGHOME | KW09HQ25SDO | KW09HQ25SDI |  | 9100 | 10500 | 25.5 | 14.7 | 10.2 | 1.86 | 67 | 87 | 209847249
GREE | GWH09AGCXD-D3DNA1A/O | GTH(09)CA-D3DN***/I |  | 9100 | 10500 | 19 | 13 | 9.5 | 1.85 | 58 | 95 | 209550322
GREE | GWH09AGCXD-D3DNA1A/O | GWH09AFCXD-D3DN***/I |  | 9100 | 10500 | 25.5 | 14.7 | 10.2 | 1.86 | 67 | 87 | 209248930
GREE | GWH09AGCXD-D3DNA1A/O | GWH09QCXD-D3DN***/I |  | 9100 | 10500 | 25.5 | 14.7 | 10.2 | 1.86 | 67 | 87 | 209248929
Ameristar | M4THS2309A11N** | M4MHW2309A1N0** |  | 9100 | 11000 | 23 | 14.3 | 9.5 | 1.93 | 66 | 82 | 207642983
Ameristar | M4THS2324A11NAA | M4MHW2324A1N0AA |  | 22000 | 24000 | 23 | 13 | 9.5 | 1.8 | 65 | 83 | 208185841
ACD | UHD18KCH25S-O | UHD18KCH25S-I |  | 18000 | 18000 | 22 | 13.5 | 10 | 1.8 | 79 | 111 | 202110485
BOREAL | KULA09HPJ1OB | KULA09HPJ1IB |  | 9100 | 10500 | 25.5 | 14.7 | 10.2 | 1.86 | 67 | 87 | 213829842
AireForce | GXH09(2.6)LSK4DH2 | GHH09(2.6)LUK4DH2 |  | 9100 | 10500 | 25.5 | 14.7 | 10.2 | 1.86 | 67 | 87 | 211635186
GIBSON | GXH09(2.6)LSK4DH2 | GHH09(2.6)LUK4DH2 |  | 9100 | 10500 | 25.5 | 14.7 | 10.2 | 1.86 | 67 | 87 | 210534170
AIRTEMP | GXH09(2.6)LSK4DH2 | GHH09(2.6)LUK4DH2 |  | 9100 | 10500 | 25.5 | 14.7 | 10.2 | 1.86 | 67 | 87 | 210534161
SAMSUNG | AC009BXADCH | AC009BNNDCH |  | 9100 | 10000 | 22 | 13 | 9.5 | 1.89 | 100 | 110 | 207462387
SAMSUNG | AC012BXADCH | AC012BNNDCH |  | 10800 | 13500 | 21.5 | 12.5 | 9.5 | 1.92 | 85 | 82 | 207465444
SAMSUNG | AR12CSDACWKX | AR12CSDABWKN |  | 12000 | 12000 | 23 | 13.5 | 10.5 | 2.2 | 95 | 91 | 210436264
SAMSUNG | AR15CSDACWKX | AR15CSDABWKN |  | 15000 | 15000 | 21.5 | 14 | 10.8 | 2 | 136 | 109 | 210436265
SAMSUNG | AR09CSDABWKX | AR09CSDABWKN |  | 9000 | 11000 | 24.5 | 15.5 | 10.5 | 2.3 | 91 | 78 | 210445757
SAMSUNG | AR09CSDACWKX | AR09CSDABWKN |  | 9000 | 11000 | 24.5 | 15.5 | 10.5 | 2.3 | 91 | 78 | 210445758
SAMSUNG | AR12CSDABWKX | AR12CSDABWKN |  | 12000 | 12000 | 23 | 13.5 | 10.5 | 2.2 | 95 | 91 | 210445759
SAMSUNG | AR15CSDABWKX | AR15CSDABWKN |  | 15000 | 15000 | 21.5 | 14 | 10.8 | 2 | 136 | 109 | 210445761
SAMSUNG | AR24CSDAEWKX | AR24CSDADWKN |  | 21000 | 24400 | 20 | 12.5 | 9.5 | 2 | 115 | 100 | 213288941
SAMSUNG | AR24CSDADWKX | AR24CSDADWKN |  | 21000 | 24400 | 20 | 12.5 | 9.5 | 2 | 115 | 100 | 213288942
SAMSUNG | AR18CSDAEWKX | AR18CSDABWKN |  | 18000 | 20000 | 21 | 13.15 | 9.7 | 2 | 112 | 95 | 213288943
SAMSUNG | AR18CSDADWKX | AR18CSDABWKN |  | 18000 | 20000 | 21 | 13.15 | 9.7 | 2 | 112 | 95 | 213288945
FUJITSU | AOUG12LZAH1 | ASUG12LZAS |  | 12000 | 16000 | 29.4 | 15.2 | 12.7 | 2.16 | 63 | 104 | 204740069
FUJITSU | AOUG15LZAS1 | ASUG15LZAS |  | 14500 | 18000 | 25.3 | 13.9 | 12.8 | 2.52 | 62 | 97 | 204740070
FUJITSU | AOUG15LZAH1 | ASUG15LZAS |  | 14500 | 18000 | 25.3 | 13.9 | 12.7 | 2.34 | 62 | 97 | 204740071
FUJITSU | AOU9RLFF | AGU9RLF |  | 9000 | 12000 | 26 | 16 | 11.8 | 1.9 | 63 | 112 | 6936995
FUJITSU | AOU12RLFF | AGU12RLF |  | 12000 | 16000 | 22.7 | 13.1 | 11.2 | 1.9 | 66 | 84 | 6936996
FUJITSU | AOU15RLFF | AGU15RLF |  | 14200 | 18000 | 20.3 | 12.5 | 10.7 | 1.84 | 64 | 101 | 6936997
FUJITSU | AOU9RLFFH | AGU9RLF |  | 9000 | 12000 | 26 | 16 | 11.6 | 1.9 | 63 | 112 | 6937309
FUJITSU | AOU12RLFFH | AGU12RLF |  | 12000 | 16000 | 22.7 | 13.1 | 11 | 1.9 | 66 | 84 | 6937310
FUJITSU | AOU15RLFFH | AGU15RLF |  | 14200 | 18000 | 20.3 | 12.5 | 10.5 | 1.84 | 64 | 101 | 6937311
FUJITSU | AOU18RLXFWH | ASU18RLF |  | 18000 | 21600 | 20 | 13.3 | 10 | 2.18 | 68 | 88 | 8779045
FUJITSU | AOU24RLXFWH | ASU24RLF |  | 22000 | 25200 | 19.5 | 12.5 | 10.5 | 2.04 | 71 | 92 | 8779046
FUJITSU | AOU30RLXEH | ASU30RLE |  | 30000 | 32000 | 18.7 | 12.5 | 10 | 2.02 | 59 | 95 | 8912454
FUJITSU | AOUH09LUAS1 | ACUH09LUAS1 |  | 9000 | 12000 | 23.5 | 13.6 | 11.8 | 2.22 | 65 | 84 | 206579743
FUJITSU | AOUH12LUAS1 | ACUH12LUAS1 |  | 12000 | 16000 | 23 | 12.8 | 11.3 | 2.02 | 67 | 97 | 206579744
FUJITSU | AOUH18LUAS1 | ACUH18LUAS1 |  | 17100 | 21600 | 21.5 | 12.5 | 11.2 | 2.2 | 68 | 79 | 206579745
FUJITSU | AOUG09LZAS1 | ASUG09LZBS |  | 9000 | 12000 | 33.1 | 18 | 13.4 | 2.14 | 62 | 128 | 206597208
FUJITSU | AOUG09LZAH1 | ASUG09LZBS |  | 9000 | 12000 | 33.1 | 18 | 13.3 | 2 | 62 | 128 | 206597209
FUJITSU | AOUG12LZAS1 | ASUG12LZBS |  | 12000 | 16000 | 29.4 | 15.2 | 12.9 | 2.32 | 63 | 104 | 206597210
FUJITSU | AOUG12LZAH1 | ASUG12LZBS |  | 12000 | 16000 | 29.4 | 15.2 | 12.7 | 2.16 | 63 | 104 | 206597211
FUJITSU | AOUG15LZAS1 | ASUG15LZBS |  | 14500 | 18000 | 25.3 | 13.9 | 12.8 | 2.52 | 62 | 97 | 206597212
FUJITSU | AOUG15LZAH1 | ASUG15LZBS |  | 14500 | 18000 | 25.3 | 13.9 | 12.7 | 2.34 | 62 | 97 | 206597213
FUJITSU | AOUH12LPAS1 | ASUH12LPAS |  | 12000 | 14000 | 20 | 11 | 10.5 | 2.3 | 63 | 73 | 206909901
FUJITSU | AOUH18LMAS1 | ASUH18LMAS |  | 18000 | 21600 | 21.1 | 13 | 11.5 | 2 | 63 | 100 | 206913027
FUJITSU | AOUH24LMAS1 | ASUH24LMAS |  | 22000 | 25200 | 22.5 | 12.5 | 11.4 | 2.04 | 62 | 99 | 206913028
FUJITSU | AOUH18LPAS1 | ASUH18LPAS |  | 18000 | 18000 | 20 | 12 | 10.5 | 2.14 | 62 | 101 | 207131734
FUJITSU | AOUH24LPAS1 | ASUH24LPAS |  | 24000 | 24000 | 19 | 9.2 | 9.8 | 2 | 64 | 81 | 207131735
FUJITSU | AOUH30LPAS1 | ASUH30LPAS |  | 30000 | 30000 | 18 | 9.8 | 9.8 | 1.8 | 65 | 80 | 207590836
FUJITSU | AOUH09LMAS1 | ASUH09LMAS |  | 9000 | 12000 | 26.5 | 14.3 | 12.6 | 2.36 | 62 | 84 | 207615688
FUJITSU | AOUH12LMAS1 | ASUH12LMAS |  | 12000 | 14500 | 23 | 12.5 | 11.1 | 2.36 | 61 | 71 | 207615689
FUJITSU | AOUH30LUAH1 | AUUH30LUAS |  | 28600 | 32000 | 22 | 13.5 | 11 | 1.76 | 61 | 103 | 207657379
FUJITSU | AOUH12LMBH1 | ASUH12LMAS |  | 12000 | 14000 | 23 | 12.5 | 11 | 2.18 | 61 | 74 | 210191037
FUJITSU | AOUH12LMBS1 | ASUH12LMAS |  | 12000 | 14000 | 23 | 12.5 | 11.1 | 2.36 | 61 | 74 | 210191038
FUJITSU | AOUH24LUAS1 | AUUH24LUAS |  | 24000 | 27000 | 23 | 12.6 | 11 | 2.12 | 67 | 87 | 211078831
FUJITSU | AOUH30LUAS1 | AUUH30LUAS |  | 30000 | 32000 | 21.5 | 11.7 | 10.6 | 2.12 | 65 | 88 | 211078832
FUJITSU | AOUH36LUAS1 | AUUH36LUAS |  | 36000 | 38000 | 20.5 | 10 | 10.2 | 2.12 | 65 | 82 | 211078833
FUJITSU | AOUH24LUAS1 | ABUH24LUAS |  | 24000 | 27000 | 21.5 | 12.3 | 10.5 | 2.08 | 65 | 87 | 211078836
FUJITSU | AOUH30LUAS1 | ABUH30LUAS |  | 30000 | 32000 | 20 | 10.8 | 10.5 | 2.08 | 66 | 88 | 211078839
FUJITSU | AOUH36LUAS1 | ABUH36LUAS |  | 36000 | 38000 | 19.5 | 9.6 | 10 | 2.1 | 64 | 82 | 211078841
FUJITSU | AOUH18LUAS1 | ABUH18LUAS |  | 18000 | 21600 | 22.5 | 12.5 | 10.6 | 2.22 | 73 | 78 | 211078843
FUJITSU | AOUH18LUAS1 | AUUH18LUAS |  | 18000 | 21600 | 23.5 | 13 | 11.2 | 2.24 | 70 | 78 | 211078844
FUJITSU | AOU18RGLX | AUU18RGLX |  | 18000 | 21000 | 22 | 13.4 | 10.5 | 2.32 | 59 | 86 | 202195106
FUJITSU | AOU30RGLX | AUU30RGLX |  | 30000 | 32000 | 18.7 | 11.7 | 10.4 | 2.3 | 63 | 81 | 202195636
FUJITSU | AOU24RGLX | AUU24RGLX |  | 24000 | 27000 | 20.8 | 12.8 | 10.1 | 2.04 | 61 | 86 | 202208444
FUJITSU | AOUH09LEAS1 | ASUH09LMAS |  | 9000 | 10900 | 21.3 | 12.5 | 10 | 1.96 | 61 | 74 | 207454671
FUJITSU | AOUH09LMAH1 | ASUH09LMAS |  | 9000 | 12000 | 26.5 | 15.4 | 12.3 | 2 | 62 | 78 | 206263449
FUJITSU | AOUH12LMAH1 | ASUH12LMAS |  | 12000 | 16000 | 23 | 12.5 | 11.2 | 2.18 | 64 | 64 | 206263450
FUJITSU | AOUH09KMAS1 | ASUH09KMAS |  | 9000 | 12000 | 30 | 16.4 | 12.6 | 2.32 | 62 | 86 | 214390707
FUJITSU | AOUH12KMAS1 | ASUH12KMAS |  | 12000 | 14000 | 27.5 | 13.5 | 11.2 | 2.38 | 62 | 76 | 214390708
RHEEM | ROSH18VGSN | RICH18AXCJ |  | 18000 | 21000 | 22 | 13.4 | 10.5 | 2.32 | 59 | 86 | 202244046
RHEEM | ROSH24VGSN | RICH24AXCJ |  | 24000 | 27000 | 20.8 | 12.8 | 10.1 | 2.04 | 61 | 86 | 202244731
RHEEM | ROSH30VGSN | RICH30AXCJ |  | 30000 | 32000 | 18.7 | 11.7 | 10.4 | 2.3 | 63 | 81 | 202245032
RHEEM | RO1HHZ18AJ8S | RIGHHZ18AJ8S |  | 18000 | 21600 | 23.5 | 13 | 11.2 | 2.24 | 70 | 78 | 211781743
RHEEM | RO1HHZ24AJ8S | RIGHHZ24AJ8S |  | 24000 | 27000 | 23 | 12.6 | 11 | 2.12 | 67 | 87 | 211781744
RHEEM | RO1HHZ30AJ8S | RIGHHZ30AJ8S |  | 30000 | 32000 | 21.5 | 11.7 | 10.6 | 2.12 | 65 | 88 | 211781745
RHEEM | RO1HHZ36AJ8S | RIGHHZ36AJ8S |  | 36000 | 38000 | 20.5 | 10 | 10.2 | 2.12 | 65 | 82 | 211781746
RHEEM | RO1HHZ18AJ8S | RISHHZ18AJ8S |  | 18000 | 21600 | 22.5 | 12.5 | 10.6 | 2.22 | 73 | 78 | 211781747
RHEEM | RO1HHZ24AJ8S | RISHHZ24AJ8S |  | 24000 | 27000 | 21.5 | 12.3 | 10.5 | 2.08 | 65 | 87 | 211781748
RHEEM | RO1HHZ30AJ8S | RISHHZ30AJ8S |  | 30000 | 32000 | 20 | 10.8 | 10.5 | 2.08 | 66 | 88 | 211781749
RHEEM | RO1HHZ36AJ8S | RISHHZ36AJ8S |  | 36000 | 38000 | 19.5 | 9.6 | 10 | 2.1 | 64 | 82 | 211781750
RUUD | RO1HHZ18AJ8S | RIGHHZ18AJ8S |  | 18000 | 21600 | 23.5 | 13 | 11.2 | 2.24 | 70 | 78 | 211781760
RUUD | RO1HHZ24AJ8S | RIGHHZ24AJ8S |  | 24000 | 27000 | 23 | 12.6 | 11 | 2.12 | 67 | 87 | 211781761
RUUD | RO1HHZ30AJ8S | RIGHHZ30AJ8S |  | 30000 | 32000 | 21.5 | 11.7 | 10.6 | 2.12 | 65 | 88 | 211781762
RUUD | RO1HHZ36AJ8S | RIGHHZ36AJ8S |  | 36000 | 38000 | 20.5 | 10 | 10.2 | 2.12 | 65 | 82 | 211781763
RUUD | RO1HHZ18AJ8S | RISHHZ18AJ8S |  | 18000 | 21600 | 22.5 | 12.5 | 10.6 | 2.22 | 73 | 78 | 211781764
RUUD | RO1HHZ24AJ8S | RISHHZ24AJ8S |  | 24000 | 27000 | 21.5 | 12.3 | 10.5 | 2.08 | 65 | 87 | 211781765
RUUD | RO1HHZ30AJ8S | RISHHZ30AJ8S |  | 30000 | 32000 | 20 | 10.8 | 10.5 | 2.08 | 66 | 88 | 211781766
RUUD | RO1HHZ36AJ8S | RISHHZ36AJ8S |  | 36000 | 38000 | 19.5 | 9.6 | 10 | 2.1 | 64 | 82 | 211781767
RHEEM | RO1HFZ09AJ2S | RIFHFZ09AJ2S |  | 9000 | 12000 | 26 | 16 | 11.8 | 1.9 | 63 | 112 | 210368076
RUUD | RO1HFZ09AJ2S | RIFHFZ09AJ2S |  | 9000 | 12000 | 26 | 16 | 11.8 | 1.9 | 63 | 112 | 210368077
RHEEM | RO1HFZ12AJ2S | RIFHFZ12AJ2S |  | 12000 | 16000 | 22.7 | 13.1 | 11.2 | 1.9 | 66 | 84 | 210368078
RUUD | RO1HFZ12AJ2S | RIFHFZ12AJ2S |  | 12000 | 16000 | 22.7 | 13.1 | 11.2 | 1.9 | 66 | 84 | 210368079
RHEEM | RO1HFZ15AJ2S | RIFHFZ15AJ2S |  | 14200 | 18000 | 20.3 | 12.5 | 10.7 | 1.84 | 64 | 101 | 210368080
RUUD | RO1HFZ15AJ2S | RIFHFZ15AJ2S |  | 14200 | 18000 | 20.3 | 12.5 | 10.7 | 1.84 | 64 | 101 | 210368081
RHEEM | RO1HFZ09AJ2H | RIFHFZ09AJ2S |  | 9000 | 12000 | 26 | 16 | 11.6 | 1.9 | 63 | 112 | 210368082
RUUD | RO1HFZ09AJ2H | RIFHFZ09AJ2S |  | 9000 | 12000 | 26 | 16 | 11.6 | 1.9 | 63 | 112 | 210368083
RHEEM | RO1HFZ12AJ2H | RIFHFZ12AJ2S |  | 12000 | 16000 | 22.7 | 13.1 | 11 | 1.9 | 66 | 84 | 210368084
RUUD | RO1HFZ12AJ2H | RIFHFZ12AJ2S |  | 12000 | 16000 | 22.7 | 13.1 | 11 | 1.9 | 66 | 84 | 210368085
RHEEM | RO1HFZ15AJ2H | RIFHFZ15AJ2S |  | 14200 | 18000 | 20.3 | 12.5 | 10.5 | 1.84 | 64 | 101 | 210368086
RUUD | RO1HFZ15AJ2H | RIFHFZ15AJ2S |  | 14200 | 18000 | 20.3 | 12.5 | 10.5 | 1.84 | 64 | 101 | 210368087
RHEEM | RO1HFZ18AJ2H | RIWHFZ18AJ2S |  | 18000 | 21600 | 20 | 13.3 | 10 | 2.18 | 68 | 88 | 210368088
RUUD | RO1HFZ18AJ2H | UIWHFZ18AJ2S |  | 18000 | 21600 | 20 | 13.3 | 10 | 2.18 | 68 | 88 | 210368089
RHEEM | RO1HFZ24AJ2H | RIWHFZ24AJ2S |  | 22000 | 25200 | 19.5 | 12.5 | 10.5 | 2.04 | 71 | 92 | 210368090
RUUD | RO1HFZ24AJ2H | UIWHFZ24AJ2S |  | 22000 | 25200 | 19.5 | 12.5 | 10.5 | 2.04 | 71 | 92 | 210368091
RHEEM | RO1HFZ30AJ2H | RIWHFZ30AJ2S |  | 30000 | 32000 | 18.7 | 12.5 | 10 | 2.02 | 59 | 95 | 210368092
RUUD | RO1HFZ30AJ2H | UIWHFZ30AJ2S |  | 30000 | 32000 | 18.7 | 12.5 | 10 | 2.02 | 59 | 95 | 210368093
RHEEM | RO1HHZ09AJ2H | RIWHHZ09AJ2S |  | 9000 | 12000 | 26.5 | 15.4 | 12.3 | 2 | 62 | 78 | 210368094
RUUD | RO1HHZ09AJ2H | UIWHHZ09AJ2S |  | 9000 | 12000 | 26.5 | 15.4 | 12.3 | 2 | 62 | 78 | 210368095
RHEEM | RO1HHZ12AJ2H | RIWHHZ12AJ2S |  | 12000 | 16000 | 23 | 12.5 | 11.2 | 2.18 | 64 | 64 | 210368096
RUUD | RO1HHZ12AJ2H | UIWHHZ12AJ2S |  | 12000 | 16000 | 23 | 12.5 | 11.2 | 2.18 | 64 | 64 | 210368097
RHEEM | RO1HGZ09AJ1S | RIWHGZ09AJ1S |  | 9000 | 12000 | 33.1 | 18 | 13.4 | 2.14 | 62 | 128 | 210368098
RUUD | RO1HGZ09AJ1S | UIWHGZ09AJ1S |  | 9000 | 12000 | 33.1 | 18 | 13.4 | 2.14 | 62 | 128 | 210368099
RHEEM | RO1HGZ09AJ1H | RIWHGZ09AJ1S |  | 9000 | 12000 | 33.1 | 18 | 13.3 | 2 | 62 | 128 | 210368100
RUUD | RO1HGZ09AJ1H | UIWHGZ09AJ1S |  | 9000 | 12000 | 33.1 | 18 | 13.3 | 2 | 62 | 128 | 210368101
RHEEM | RO1HGZ12AJ1S | RIWHGZ12AJ1S |  | 12000 | 16000 | 29.4 | 15.2 | 12.9 | 2.32 | 63 | 104 | 210368102
RUUD | RO1HGZ12AJ1S | UIWHGZ12AJ1S |  | 12000 | 16000 | 29.4 | 15.2 | 12.9 | 2.32 | 63 | 104 | 210368103
RHEEM | RO1HGZ12AJ1H | RIWHGZ12AJ1S |  | 12000 | 16000 | 29.4 | 15.2 | 12.7 | 2.16 | 63 | 104 | 210368104
RUUD | RO1HGZ12AJ1H | UIWHGZ12AJ1S |  | 12000 | 16000 | 29.4 | 15.2 | 12.7 | 2.16 | 63 | 104 | 210368105
RHEEM | RO1HGZ15AJ1S | RIWHGZ15AJ1S |  | 14500 | 18000 | 25.3 | 13.9 | 12.8 | 2.52 | 62 | 97 | 210368106
RUUD | RO1HGZ15AJ1S | UIWHGZ15AJ1S |  | 14500 | 18000 | 25.3 | 13.9 | 12.8 | 2.52 | 62 | 97 | 210368107
RHEEM | RO1HGZ15AJ1H | RIWHGZ15AJ1S |  | 14500 | 18000 | 25.3 | 13.9 | 12.7 | 2.34 | 62 | 97 | 210368108
RUUD | RO1HGZ15AJ1H | UIWHGZ15AJ1S |  | 14500 | 18000 | 25.3 | 13.9 | 12.7 | 2.34 | 62 | 97 | 210368109
RHEEM | RO1HHZ12AJ3S | RIWHHZ12AJ3S |  | 12000 | 14000 | 20 | 11 | 10.5 | 2.3 | 63 | 73 | 210368110
RUUD | RO1HHZ12AJ3S | UIWHHZ12AJ3S |  | 12000 | 14000 | 20 | 11 | 10.5 | 2.3 | 63 | 73 | 210368111
RHEEM | RO1HHZ18AJ2S | RIWHHZ18AJ2S |  | 18000 | 21600 | 21.1 | 13 | 11.5 | 2 | 63 | 100 | 210368114
RUUD | RO1HHZ18AJ2S | UIWHHZ18AJ2S |  | 18000 | 21600 | 21.1 | 13 | 11.5 | 2 | 63 | 100 | 210368115
RHEEM | RO1HHZ24AJ2S | RIWHHZ24AJ2S |  | 22000 | 25200 | 22.5 | 12.5 | 11.4 | 2.04 | 62 | 99 | 210368116
RUUD | RO1HHZ24AJ2S | UIWHHZ24AJ2S |  | 22000 | 25200 | 22.5 | 12.5 | 11.4 | 2.04 | 62 | 99 | 210368117
RHEEM | RO1HHZ18AJ3S | RIWHHZ18AJ3S |  | 18000 | 18000 | 20 | 12 | 10.5 | 2.14 | 62 | 101 | 210368118
RUUD | RO1HHZ18AJ3S | UIWHHZ18AJ3S |  | 18000 | 18000 | 20 | 12 | 10.5 | 2.14 | 62 | 101 | 210368119
RHEEM | RO1HHZ24AJ3S | RIWHHZ24AJ3S |  | 24000 | 24000 | 19 | 9.2 | 9.8 | 2 | 64 | 81 | 210368120
RUUD | RO1HHZ24AJ3S | UIWHHZ24AJ3S |  | 24000 | 24000 | 19 | 9.2 | 9.8 | 2 | 64 | 81 | 210368121
RHEEM | RO1HHZ30AJ3S | RIWHHZ30AJ3S |  | 30000 | 30000 | 18 | 9.8 | 9.8 | 1.8 | 65 | 80 | 210368122
RUUD | RO1HHZ30AJ3S | UIWHHZ30AJ3S |  | 30000 | 30000 | 18 | 9.8 | 9.8 | 1.8 | 65 | 80 | 210368123
RHEEM | RO1HHZ09AJ2S | RIWHHZ09AJ2S |  | 9000 | 12000 | 26.5 | 14.3 | 12.6 | 2.36 | 62 | 84 | 210368126
RUUD | RO1HHZ09AJ2S | UIWHHZ09AJ2S |  | 9000 | 12000 | 26.5 | 14.3 | 12.6 | 2.36 | 62 | 84 | 210368127
RHEEM | RO1HHZ12AJ2S | RIWHHZ12AJ2S |  | 12000 | 14500 | 23 | 12.5 | 11.1 | 2.36 | 61 | 71 | 210368128
RUUD | RO1HHZ12AJ2S | UIWHHZ12AJ2S |  | 12000 | 14500 | 23 | 12.5 | 11.1 | 2.36 | 61 | 71 | 210368129
RHEEM | RO1HHZ09AJ8S | RICHHZ09AJ8S |  | 9000 | 12000 | 23.5 | 13.6 | 11.8 | 2.22 | 65 | 84 | 210824705
RUUD | RO1HHZ09AJ8S | RICHHZ09AJ8S |  | 9000 | 12000 | 23.5 | 13.6 | 11.8 | 2.22 | 65 | 84 | 210824709
RHEEM | RO1HHZ12AJ8S | RICHHZ12AJ8S |  | 12000 | 16000 | 23 | 12.8 | 11.3 | 2.02 | 67 | 97 | 210824712
RUUD | RO1HHZ12AJ8S | RICHHZ12AJ8S |  | 12000 | 16000 | 23 | 12.8 | 11.3 | 2.02 | 67 | 97 | 210824714
RHEEM | RO1HHZ18AJ8S | RICHHZ18AJ8S |  | 17100 | 21600 | 21.5 | 12.5 | 11.2 | 2.2 | 68 | 79 | 210824718
RUUD | RO1HHZ18AJ8S | RICHHZ18AJ8S |  | 17100 | 21600 | 21.5 | 12.5 | 11.2 | 2.2 | 68 | 79 | 210824720
RHEEM | RP1724HJVXA | RICH24AXCJ |  | 24000 | 27000 | 20.8 | 12.8 | 10.1 | 2.04 | 61 | 86 | 210839352
RUUD | RP1724HJVXA | RICH24AXCJ |  | 24000 | 27000 | 20.8 | 12.8 | 10.1 | 2.04 | 61 | 86 | 210839354
RHEEM | ROSH18AHXHJ | RIWH18AVFJ |  | 18000 | 21600 | 20 | 13.3 | 10 | 2.18 | 68 | 88 | 10595377
RHEEM | ROSH24AHXHJ | RIWH24AVFJ |  | 22000 | 25200 | 19.5 | 12.5 | 10.5 | 2.04 | 71 | 92 | 10595379
RHEEM | ROSH30AHXHJ | RIWH30AVFJ |  | 30000 | 32000 | 18.7 | 12.5 | 10 | 2.02 | 59 | 95 | 10595381
RUUD | UOSH30AHXHJ | UIWH30AVFJ |  | 30000 | 32000 | 18.7 | 12.5 | 10 | 2.02 | 59 | 95 | 10595382
RHEEM | ROSH09AFFHJ | RIFH09AVFJ |  | 9000 | 12000 | 26 | 16 | 11.6 | 1.9 | 63 | 112 | 10595383
RHEEM | ROSH12AFFHJ | RIFH12AVFJ |  | 12000 | 16000 | 22.7 | 13.1 | 11 | 1.9 | 66 | 84 | 10595386
RUUD | UOSH12AFFHJ | RIFH12AVFJ |  | 12000 | 16000 | 22.7 | 13.1 | 11 | 1.9 | 66 | 84 | 10595387
RHEEM | ROSH15AFFHJ | RIFH15AVFJ |  | 14200 | 18000 | 20.3 | 12.5 | 10.5 | 1.84 | 64 | 101 | 10595389
RUUD | UOSH15AFFHJ | RIFH15AVFJ |  | 14200 | 18000 | 20.3 | 12.5 | 10.5 | 1.84 | 64 | 101 | 10595390
RHEEM | ROSH09AFFJ | RIFH09AVFJ |  | 9000 | 12000 | 26 | 16 | 11.8 | 1.9 | 63 | 112 | 10595392
RHEEM | ROSH12AFFJ | RIFH12AVFJ |  | 12000 | 16000 | 22.7 | 13.1 | 11.2 | 1.9 | 66 | 84 | 10595394
RUUD | UOSH12AFFJ | RIFH12AVFJ |  | 12000 | 16000 | 22.7 | 13.1 | 11.2 | 1.9 | 66 | 84 | 10595395
RHEEM | ROSH15AFFJ | RIFH15AVFJ |  | 14200 | 18000 | 20.3 | 12.5 | 10.7 | 1.84 | 64 | 101 | 10595396
RUUD | UOSH15AFFJ | RIFH15AVFJ |  | 14200 | 18000 | 20.3 | 12.5 | 10.7 | 1.84 | 64 | 101 | 10595397
RUUD | ROSH18AHXHJ | UIWH18AVFJ |  | 18000 | 21600 | 20 | 13.3 | 10 | 2.18 | 68 | 88 | 206221505
RUUD | ROSH24AHXHJ | UIWH24AVFJ |  | 22000 | 25200 | 19.5 | 12.5 | 10.5 | 2.04 | 71 | 92 | 206221506
RUUD | ROSH30AHXHJ | UIWH30AVFJ |  | 30000 | 32000 | 18.7 | 12.5 | 10 | 2.02 | 59 | 95 | 206221507
RUUD | ROSH09AFFHJ | RIFH09AVFJ |  | 9000 | 12000 | 26 | 16 | 11.6 | 1.9 | 63 | 112 | 206221508
RUUD | ROSH12AFFHJ | RIFH12AVFJ |  | 12000 | 16000 | 22.7 | 13.1 | 11 | 1.9 | 66 | 84 | 206221509
RUUD | ROSH15AFFHJ | RIFH15AVFJ |  | 14200 | 18000 | 20.3 | 12.5 | 10.5 | 1.84 | 64 | 101 | 206221510
RUUD | ROSH09AFFJ | RIFH09AVFJ |  | 9000 | 12000 | 26 | 16 | 11.8 | 1.9 | 63 | 112 | 206221511
RUUD | ROSH12AFFJ | RIFH12AVFJ |  | 12000 | 16000 | 22.7 | 13.1 | 11.2 | 1.9 | 66 | 84 | 206221512
RUUD | ROSH15AFFJ | RIFH15AVFJ |  | 14200 | 18000 | 20.3 | 12.5 | 10.7 | 1.84 | 64 | 101 | 206221513
RUUD | ROSH18VGSN | RICH18AXCJ |  | 18000 | 21000 | 22 | 13.4 | 10.5 | 2.32 | 59 | 86 | 206221538
RUUD | ROSH24VGSN | RICH24AXCJ |  | 24000 | 27000 | 20.8 | 12.8 | 10.1 | 2.04 | 61 | 86 | 206221539
RUUD | ROSH30VGSN | RICH30AXCJ |  | 30000 | 32000 | 18.7 | 11.7 | 10.4 | 2.3 | 63 | 81 | 206221540
FUJITSU | AOUG09LZAS1 | ASUG09LZAS |  | 9000 | 12000 | 33.1 | 18 | 13.4 | 2.14 | 62 | 128 | 204740066
FUJITSU | AOUG09LZAH1 | ASUG09LZAS |  | 9000 | 12000 | 33.1 | 18 | 13.3 | 2 | 62 | 128 | 204740067
FUJITSU | AOUG12LZAS1 | ASUG12LZAS |  | 12000 | 16000 | 29.4 | 15.2 | 12.9 | 2.32 | 63 | 104 | 204740068
LENNOX | MLB024S4S-1P | MCFA024S4-2P |  | 24000 | 25000 | 20.5 | 11.7 | 11 | 2.1 | 76 | 100 | 207683530
LENNOX | MLB012S4S-1P | MFMA012S4-1P |  | 12000 | 12000 | 23.6 | 13 | 10 | 1.89 | 80 | 100 | 207683528
LENNOX | MPC048S4S-1P | MCFA048S4-2P |  | 48000 | 50000 | 18.9 | 9.1 | 9.7 | 1.85 | 58 | 70 | 207683513
LENNOX | MPC009S4S-1P | MWMC009S4-1P |  | 9000 | 10000 | 25.5 | 15 | 12.3 | 2.17 | 85 | 75 | 207683497
TEMPSTAR | DLCLRCH48AAK | DLFLFAH48XAK |  | 48000 | 50000 | 18.9 | 9.3 | 10 | 1.85 | 58 | 70 | 207683375
MIDEA | DLCLRCH48AAK | DLFLCBH48XAK |  | 48000 | 50000 | 18.5 | 9.5 | 9.8 | 1.98 | 60 | 69 | 207683366
KEEPRITE | DLCSRBH24AAK | DLFSCBH24XAK |  | 24000 | 25000 | 20.5 | 11 | 11.5 | 2 | 84 | 103 | 207683355
KEEPRITE | DLCLRCH48AAK | DLFLCBH48XAK |  | 48000 | 50000 | 18.5 | 9.5 | 9.8 | 1.98 | 60 | 69 | 207683352
DAY & NIGHT | DLCSRBH24AAK | DLFSCBH24XAK |  | 24000 | 25000 | 20.5 | 11 | 11.5 | 2 | 84 | 103 | 207683341
DAY & NIGHT | DLCLRCH48AAK | DLFLFAH48XAK |  | 48000 | 50000 | 18.9 | 9.3 | 10 | 1.85 | 58 | 70 | 207683340
COMFORTMAKER | DLCLRCH48AAK | DLFLFAH48XAK |  | 48000 | 50000 | 18.9 | 9.3 | 10 | 1.85 | 58 | 70 | 207683333
ARCOAIRE | DLCLRCH48AAK | DLFLCBH48XAK |  | 48000 | 50000 | 18.5 | 9.5 | 9.8 | 1.98 | 60 | 69 | 207683324
Weathermaker | 38MBRCQ48AA3 | 40MBCAQ48XA3 |  | 48000 | 50000 | 18.5 | 9.5 | 9.8 | 1.98 | 60 | 69 | 207683310
BRYANT | 38MARBQ24AA3 | 40MBCAQ24XA3 |  | 24000 | 25000 | 20.5 | 11 | 11.5 | 2 | 84 | 103 | 207683299
BRYANT | 38MBRCQ48AA3 | 40MBCAQ48XA3 |  | 48000 | 50000 | 18.5 | 9.5 | 9.8 | 1.98 | 60 | 69 | 207683296
CARRIER | 38MARBQ24AA3 | 40MBCAQ24XA3 |  | 24000 | 25000 | 20.5 | 11 | 11.5 | 2 | 84 | 103 | 207683292
CARRIER | 38MBRCQ48AA3 | 40MBCAQ48XA3 |  | 48000 | 50000 | 18.5 | 9.5 | 9.8 | 1.98 | 60 | 69 | 207683289
NAPOLEON | NDHAS26-12-O | NDHAS26-12-I |  | 12000 | 12000 | 25.5 | 14 | 10.4 | 1.8 | 83 | 100 | 207683234
NAPOLEON | NDHAS22-18-O | NDHAS22-18-I |  | 18000 | 18000 | 24 | 13.5 | 10.5 | 2.44 | 78 | 71 | 207683231
YONAN | YSA25-18HRN1 | YSA25-18HRN1 |  | 18000 | 19000 | 23.5 | 12.5 | 10.8 | 2.02 | 78 | 59 | 207671410
YONAN | YSA25-12HRN1 | YSA25-12HRN1 |  | 12000 | 12000 | 24.6 | 13.7 | 10.7 | 2.39 | 75 | 67 | 207671409
MAXI AIR | YS21F-18HRDN1 | YS21F-18HRDN1 |  | 18000 | 18000 | 23.7 | 13.5 | 10.3 | 2.39 | 78 | 70 | 203238010
MIDEA | DLCPRAH18AAK | DLFPHAH18XAK |  | 18000 | 18000 | 26.2 | 14.5 | 12 | 1.95 | 68 | 91 | 202463654
KENMORE | DLCPRAH24AAK | DLFPHAH24XAK |  | 22000 | 24000 | 23.5 | 13.7 | 10.5 | 1.94 | 64 | 98 | 202463653
DAY & NIGHT | DLCPRAH24AAK | DLFPHAH24XAK |  | 22000 | 24000 | 23.5 | 13.7 | 10.5 | 1.94 | 64 | 98 | 202463647
MIDEA | 38MPRAQ18AA3 | DHMPHAQ18XA3 |  | 18000 | 18000 | 26.2 | 14.5 | 12 | 1.95 | 68 | 91 | 202463640
CARRIER | 38MPRAQ18AA3 | 40MPHAQ18XA3 |  | 18000 | 18000 | 26.2 | 14.5 | 12 | 1.95 | 68 | 91 | 202463634
MIDEA | MOD30-18HFN1-MZ22W | MSAB2F-18HRFN1-MZ22W |  | 18000 | 18000 | 26.2 | 14.5 | 12 | 1.95 | 68 | 91 | 202415593
MIDEA | MOD30-22HFN1-MW5W | MSAB2F-22HRFN1-MW5W |  | 22000 | 24000 | 23.5 | 13.7 | 10.5 | 1.94 | 64 | 98 | 202415592
MDV | MOD30-18HFN1-MZ22W | MSAB2F-18HRFN1-MZ22W |  | 18000 | 18000 | 26.2 | 14.5 | 12 | 1.95 | 68 | 91 | 202415591
Cooper&Hunter | CH-HPR24-230VO | CH-24MCT-W |  | 24000 | 25000 | 20.5 | 11 | 11.5 | 2 | 84 | 103 | 213265567
Cooper&Hunter | CH-HPR12-230VO | CH-12MCT-W |  | 12000 | 12000 | 22.3 | 12.7 | 10.2 | 1.89 | 83 | 94 | 213265563
KADEN | KO-PSX06HP-2AAMA | KI-PSX06WM-2AAMA |  | 6000 | 7000 | 26.5 | 15.8 | 13.6 | 2.1 | 121 | 107 | 213265556
SMART COMFORT | DLCPRBH18AAK | DLFPHAH18XAK |  | 18000 | 20000 | 23.5 | 13.5 | 13.5 | 1.8 | 101 | 105 | 213214868
TEMPSTAR | DLCPRBH18AAK | DLFPHAH18XAK |  | 18000 | 20000 | 23.5 | 13.5 | 13.5 | 1.8 | 101 | 105 | 213214865
MIDEA | DLCPRBH18AAK | DLFPHAH18XAK |  | 18000 | 20000 | 23.5 | 13.5 | 13.5 | 1.8 | 101 | 105 | 213214862
KENMORE | DLCPRBH18AAK | DLFPHAH18XAK |  | 18000 | 20000 | 23.5 | 13.5 | 13.5 | 1.8 | 101 | 105 | 213214859
KEEPRITE | DLCPRBH18AAK | DLFPHAH18XAK |  | 18000 | 20000 | 23.5 | 13.5 | 13.5 | 1.8 | 101 | 105 | 213214856
DAY & NIGHT | DLCPRBH18AAK | DLFPHAH18XAK |  | 18000 | 20000 | 23.5 | 13.5 | 13.5 | 1.8 | 101 | 105 | 213214850
COMFORTMAKER | DLCPRBH09AAK | DLFPHAH09XAK |  | 9000 | 12000 | 25.5 | 14.4 | 15 | 1.8 | 87 | 100 | 213214845
MIDEA | 38MPRBQ18AA3 | DHMPHAQ18XA3 |  | 18000 | 20000 | 23.5 | 13.5 | 13.5 | 1.8 | 101 | 105 | 213214841
MIDEA | 38MPRBQ12AA3 | DHMPHAQ12XA3 |  | 12000 | 12000 | 24 | 12.5 | 10.5 | 1.8 | 87 | 100 | 213214840
Weathermaker | 38MPRBQ18AA3 | DHMPHAQ18XA3 |  | 18000 | 20000 | 23.5 | 13.5 | 13.5 | 1.8 | 101 | 105 | 213214838
CARRIER | 38MPRBQ18AA3 | 40MPHAQ18XA3 |  | 18000 | 20000 | 23.5 | 13.5 | 13.5 | 1.8 | 101 | 105 | 213214829
MDV | MOX430-09HFN1-MZG5W | MSOP1B-09HRFN1-MZA5W |  | 9000 | 12000 | 25.5 | 14.4 | 15 | 1.8 | 87 | 100 | 213214824
LENNOX | MPC009S4S-1P | MWMC006S4-2P |  | 6000 | 7000 | 26.5 | 15.8 | 13.6 | 2.1 | 121 | 107 | 213199199
KANIONco | KWSM-18IR410AHS21.5ODU | KWSM-18IR410AHS21.5IDU |  | 18000 | 18000 | 21.5 | 12.5 | 11.3 | 1.8 | 83 | 100 | 213160463
MOOVAIR | DMB09HOS42230E8 | DMB09HIW42230E8 |  | 9000 | 12000 | 29 | 16.5 | 22 | 1.86 | 95 | 113 | 213088009
Relief Sciences | LANG18OD35-1 | LANG18ID-25 |  | 18000 | 18000 | 22 | 13 | 10.6 | 1.89 | 62 | 96 | 212615013
MIDEA | MOE30U-42HFN1-MP0(GA) | MUE-42HRFN1-M(C) |  | 48000 | 50000 | 18.9 | 9.3 | 10 | 1.85 | 58 | 70 | 212528019
Cooper&Hunter | CH-HPR35-230VO | CH-35HASTWM-230VI |  | 33000 | 35000 | 19.5 | 12 | 10 | 1.8 | 82 | 99 | 212528018
HEIL | DLCPRAH18AAK | DLFPHBH18XAK |  | 18000 | 18000 | 24.1 | 12.4 | 12 | 1.92 | 68 | 89 | 212521287
Weathermaker | 38MPRAQ18AA3 | DHMPHBQ18XA3 |  | 18000 | 18000 | 24.1 | 12.4 | 12 | 1.92 | 68 | 89 | 212521282
LPS Legacy | DLCPRAH12AAK | DLFPHBH12XAK |  | 12000 | 12000 | 18.2 | 11 | 10 | 1.82 | 57 | 103 | 212521278
Mitsutomo | HO-SZ18-AB-Q | HC-UZ18-AB-Q |  | 16000 | 17000 | 20 | 12.5 | 9.5 | 1.75 | 92 | 94 | 214056564
CIAC | CM43BX048-H3N2H | CF43BX048-M3N1H |  | 48000 | 50000 | 18.9 | 9.3 | 10 | 1.85 | 58 | 70 | 213927682
CIAC | CM43BX018-H3N2H | CK43BX018-C3N1H |  | 16000 | 19000 | 20.5 | 12.5 | 10.5 | 2.16 | 63 | 67 | 213927675
QUEBEC VAIR | NE-T53-AEG12EXT | NE-T53-AEG12INT |  | 12000 | 12000 | 25.5 | 14 | 10.4 | 1.8 | 83 | 100 | 213927609
ZERO | ZMSB-12HV-USHH | ZMSB-12HV-USHH |  | 12000 | 12000 | 23.1 | 13 | 10.8 | 2.41 | 83 | 70 | 213917749
CONCORD | 4DHPS209S-1P | DWM206S4-1P |  | 6000 | 7000 | 26.5 | 15.8 | 13.6 | 2.1 | 121 | 107 | 208106776
Armstrong Air | 4DHP2S48S-1P | D33C248S4-1P |  | 47000 | 50000 | 18.5 | 9.5 | 9.8 | 1.98 | 60 | 69 | 208106768
AirEase | 4DHP2S48S-1P | D33C248S4-1P |  | 47000 | 50000 | 18.5 | 9.5 | 9.8 | 1.98 | 60 | 69 | 208106763
CONCORD | 4DHPS209S-1P | DWM209S4-1P |  | 9000 | 10000 | 25.5 | 15 | 12.3 | 2.17 | 85 | 75 | 208106747
DUCANE | 4DHPS209S-1P | D22C109S4-1P |  | 9000 | 10000 | 20 | 13 | 10 | 1.9 | 75 | 74 | 208106716
DUCANE | 4DHP2S12S-1L | DWM212S4-1L |  | 12000 | 12000 | 23.5 | 13 | 10 | 2.16 | 70 | 57 | 208106713
CONCORD | 4DHP2S24S-1P | D33C224S4-1P |  | 23600 | 26000 | 21.5 | 12.3 | 9.6 | 2.2 | 73 | 71 | 208106695
CONCORD | 4DHP2S24S-1P | DWM224S4-1P |  | 24000 | 25000 | 22 | 14 | 9.9 | 1.8 | 65 | 62 | 208106692
AirEase | 4DHP2S12S-1P | D22C112S4-1P |  | 11800 | 12000 | 22.7 | 13.9 | 9.9 | 2.27 | 74 | 67 | 208106684
AirEase | 4DHP2S24S-1P | DWM224S4-1P |  | 24000 | 25000 | 22 | 14 | 9.9 | 1.8 | 65 | 62 | 208106683
AirEase | 4DHP2S12S-1P | DWM212S4-1P |  | 12000 | 12000 | 24.6 | 13.7 | 10.7 | 2.39 | 75 | 67 | 208106681
Armstrong Air | 4DHP2S24S-1P | D33C224S4-1P |  | 23600 | 26000 | 21.5 | 12.3 | 9.6 | 2.2 | 73 | 71 | 208106677
DUCANE | 4DHP2S24S-1P | DWM224S4-1P |  | 24000 | 25000 | 22 | 14 | 9.9 | 1.8 | 65 | 62 | 208106665
DUCANE | 4DHP2S12S-1P | DWM212S4-1P |  | 12000 | 12000 | 24.6 | 13.7 | 10.7 | 2.39 | 75 | 67 | 208106663
TEMPSTAR | DLCSRBH12AAJ | DLFSHCH12XAJ |  | 12000 | 12000 | 23.5 | 13 | 10 | 2.16 | 70 | 57 | 208447676
TEMPSTAR | DLCSRBH18AAK | DLFSHCH18XAK |  | 18000 | 18000 | 21.5 | 12.5 | 11.3 | 1.8 | 83 | 100 | 208447675
MIDEA | DLCSRBH12AAJ | DLFSHCH12XAJ |  | 12000 | 12000 | 23.5 | 13 | 10 | 2.16 | 70 | 57 | 208447668
MIDEA | DLCSRBH12AAK | DLFSHCH12XAK |  | 12000 | 12000 | 25.5 | 14 | 10.4 | 1.8 | 83 | 100 | 208447662
KENMORE | DLCSRBH18AAK | DLFSHCH18XAK |  | 18000 | 18000 | 21.5 | 12.5 | 11.3 | 1.8 | 83 | 100 | 208447659
KEEPRITE | DLCSRBH06AAK | DLFSHCH06XAK |  | 6000 | 7000 | 26.5 | 15.8 | 13.6 | 2.1 | 121 | 107 | 208447653
KEEPRITE | DLCSRBH18AAK | DLFSHCH18XAK |  | 18000 | 18000 | 21.5 | 12.5 | 11.3 | 1.8 | 83 | 100 | 208447651
HEIL | DLCSRBH18AAK | DLFSHCH18XAK |  | 18000 | 18000 | 21.5 | 12.5 | 11.3 | 1.8 | 83 | 100 | 208447643
HEIL | DLCSRBH24AAK | DLFSHCH24XAK |  | 24000 | 29000 | 21.5 | 13 | 11.4 | 2.21 | 73 | 86 | 208447639
DAY & NIGHT | DLCSRBH12AAK | DLFSHCH12XAK |  | 12000 | 12000 | 25.5 | 14 | 10.4 | 1.8 | 83 | 100 | 208447630
COMFORTMAKER | DLCSRBH06AAK | DLFSHCH06XAK |  | 6000 | 7000 | 26.5 | 15.8 | 13.6 | 2.1 | 121 | 107 | 208447629
COMFORTMAKER | DLCSRBH24AAK | DLFSHCH24XAK |  | 24000 | 29000 | 21.5 | 13 | 11.4 | 2.21 | 73 | 86 | 208447623
COMFORTMAKER | DLCSRBH12AAK | DLFSHCH12XAK |  | 12000 | 12000 | 25.5 | 14 | 10.4 | 1.8 | 83 | 100 | 208447622
ARCOAIRE | DLCSRBH24AAK | DLFSHCH24XAK |  | 24000 | 29000 | 21.5 | 13 | 11.4 | 2.21 | 73 | 86 | 208447615
TRUST AIR CONDITIONERS | OUS48H/O4S41P | IUMC448H/I41P |  | 48000 | 50000 | 18.5 | 9.5 | 9.8 | 1.98 | 60 | 69 | 208280082
PIONEER | YN024GMFI22RPE | UB024GMFILCFHD |  | 24000 | 24000 | 21.2 | 12.5 | 10.3 | 2.2 | 67 | 76 | 208141957
KERR | A-KMH12SV-1 | B-KMH12SU-1 |  | 12000 | 12000 | 23.6 | 13.5 | 9.5 | 1.8 | 63 | 83 | 208141194
COMFORT-AIRE | A-KMH18SU-1 | B-KMH18SV-1 |  | 18000 | 18000 | 21.5 | 12.5 | 11.3 | 1.8 | 83 | 100 | 208141188
COMFORT-AIRE | A-VMH18SU-1A | B-VMH18SV-1 |  | 18000 | 18000 | 21.5 | 12.5 | 11.3 | 1.8 | 83 | 100 | 208141177
LBG Products | LBHB18DVWO | LMHB18DZDI |  | 17000 | 18000 | 20.5 | 12.5 | 9.8 | 1.86 | 67 | 93 | 208130844
TRUST AIR CONDITIONERS | OAH18H/O4S4P | IUMC418H/I41P |  | 16000 | 17000 | 20 | 12.5 | 9.5 | 1.75 | 92 | 94 | 208816924
TRUST AIR CONDITIONERS | OAH12H/O4S4P | IUMW112H/I41P |  | 12000 | 12000 | 25.5 | 14 | 10.4 | 1.8 | 83 | 100 | 208816915
TRUST AIR CONDITIONERS | OUS24H/O4S4P | IUMW124H/I41P |  | 24000 | 25000 | 22 | 14 | 10 | 1.8 | 65 | 62 | 208816912
TRUST AIR CONDITIONERS | OUS09H/O4S4P | IUMW109H/I41P |  | 9000 | 10000 | 25.5 | 15 | 12.3 | 2.17 | 85 | 75 | 208816909
SEA BREEZE+ | HSZ18H424ZMO | WM18H424ZMI |  | 18000 | 18000 | 22 | 13 | 10.6 | 1.89 | 62 | 96 | 208816890
MIDEA | MOX430-18HFN1-MU0W | MUEU-18HRFN1-M(C) |  | 18000 | 20000 | 23 | 12.5 | 10 | 2.08 | 64 | 65 | 208568359
MIDEA | MOX230-12HFN1-MV5W | MSEPB-12HRFN1-MW5W(GA) |  | 12000 | 12000 | 24.6 | 13.7 | 10.7 | 2.39 | 75 | 67 | 208568348
MRCOOL | O-ES-24-HP-C-230B | O-24-HP-WMAH-230B |  | 24000 | 25000 | 22 | 14 | 10 | 1.8 | 65 | 62 | 208552817
MRCOOL | O-ES-12-HP-C-230B | O-12-HP-WMAH-230B |  | 12000 | 12000 | 24.6 | 13.7 | 10.7 | 2.39 | 75 | 67 | 208552813
LENNOX | MLB024S4S-1P | MWMA024S4-2P |  | 21600 | 23400 | 18.9 | 11.7 | 10.4 | 1.89 | 83 | 100 | 208546034
SLIMAIR | SHCD09VC2AG | SHMZ09VC2AG |  | 9000 | 12000 | 26.4 | 15.8 | 11.6 | 1.85 | 78 | 92 | 208447940
SLIMAIR | SHC09VE2AG | SHM09VE2AG |  | 9000 | 10000 | 24 | 14.7 | 11.6 | 2.25 | 81 | 75 | 208447936
MOOVAIR | SHC24VH2AG | SHC24VH2AG |  | 12000 | 12000 | 27.5 | 14.3 | 14.5 | 1.86 | 95 | 113 | 214731128
SLIMAIR | SHC24VH2AG | SHLZ24VC2AG |  | 24000 | 25000 | 20.5 | 11 | 11.5 | 2 | 84 | 103 | 214728303
ICONIC AIR SOLUTION | ICOO12AK | IFOF12IK |  | 12000 | 12000 | 22.7 | 13 | 10.2 | 2.26 | 75 | 70 | 214640130
Kepler | ODUMOX230-12HFN1-MV5W | IDUMFA2U-12HRFN1-MW5W |  | 12000 | 12000 | 25 | 13 | 11 | 2.38 | 77 | 70 | 214610372
Kepler | ODUMOX230-12HFN1-MV5W | IDUCCA3U-12HRFN1-M(C) |  | 12000 | 12000 | 22.7 | 14 | 10 | 2.27 | 74 | 67 | 214610369
Kepler | ODUMOD33-24HFN1-MT0W | IDUMSEPD-24HRFN1-MU0W |  | 24000 | 25000 | 22 | 14 | 10 | 1.8 | 65 | 62 | 214610363
FRANKLIN | MSH123E23MCAA | MSH123F25AXAA |  | 12000 | 12000 | 25.5 | 14 | 10.4 | 1.8 | 83 | 100 | 214595281
COMFORTSTAR | CZP12CD(O) | T1W12P |  | 12000 | 12500 | 22 | 12.6 | 9.8 | 2.21 | 62 | 62 | 214594914
COMFORTSTAR | CHF12CD(O) | T1W12P |  | 12000 | 12500 | 23 | 13 | 10 | 1.8 | 76 | 88 | 214594911
FRANKLIN | MSH123F25MCAA | MST123E20ACAA |  | 12000 | 12000 | 22.3 | 12.7 | 10.2 | 1.89 | 83 | 94 | 214594905
NG Trade | OMEGA181E | IMEGA181E* |  | 18000 | 18000 | 24 | 13.5 | 10.5 | 2.44 | 78 | 71 | 214442655
ZERO | ZMSB-12HV-USHHC-O | ZMSB-12HV-USHHC-I |  | 12000 | 12000 | 23.1 | 13 | 10.5 | 1.88 | 86 | 92 | 214421475
Wells | WSA-33HFMO | WSA-33HFMI |  | 33000 | 35000 | 20 | 11.7 | 10 | 1.8 | 79 | 99 | 214421473
Wells | WSA-09HFMO | WSA-09HFMI |  | 9000 | 12000 | 26.4 | 15.8 | 11.6 | 1.85 | 78 | 92 | 214421469
Wells | WSA-06HFMO | WSA-06HFMI |  | 6000 | 7000 | 23.5 | 15 | 12 | 1.84 | 107 | 101 | 214421468
ICONIC AIR SOLUTION | ICOO12AK | IFOC12IK |  | 12000 | 12000 | 22.7 | 14 | 10 | 2.27 | 74 | 67 | 214389545
ICONIC AIR SOLUTION | ICOO09AK | IFOC09IK |  | 9000 | 10000 | 20 | 13 | 10 | 1.9 | 75 | 74 | 214389544
ICONIC AIR SOLUTION | ICOO12AJ | IFOH12IJ |  | 12000 | 12000 | 22.7 | 12.5 | 10.4 | 2.06 | 74 | 56 | 214389495
HEIL | DLCPRBH18AAK | DHMPHAQ18XA3 |  | 18000 | 20000 | 23.5 | 13.5 | 13.5 | 1.8 | 101 | 105 | 214389475
ARCOAIRE | DLCPRBH18AAK | DHMPHAQ18XA3 |  | 18000 | 20000 | 23.5 | 13.5 | 13.5 | 1.8 | 101 | 105 | 214389472
KEEPRITE | DLCPRAH18AAK | DHMPHAQ18XA3 |  | 18000 | 18000 | 26.2 | 14.5 | 12 | 1.95 | 68 | 91 | 214389456
HEIL | DLCPRAH12AAK | DHMPHAQ12XA3 |  | 12000 | 12000 | 24 | 13.5 | 9.5 | 1.75 | 57 | 100 | 214389453
COMFORTMAKER | DLCPRAH18AAK | DHMPHAQ18XA3 |  | 18000 | 18000 | 26.2 | 14.5 | 12 | 1.95 | 68 | 91 | 214389450
MDV | MOD30-24HFN1-MU0W | CS11M-23HRFN1-MT0W |  | 21600 | 23400 | 18.9 | 11.7 | 10.4 | 1.89 | 83 | 100 | 205746255
KARDA | 3KARDA12SZO | 3KARDA12UVW |  | 12000 | 12000 | 23.1 | 13 | 10.5 | 1.88 | 86 | 92 | 207430432
KARDA | 3KARDA09SZO | 3KARDA09UVW |  | 9000 | 12000 | 26.4 | 15.8 | 11.6 | 1.85 | 78 | 92 | 207430429
NAPOLEON | NH25-18H-O | NH25-24F-I |  | 21600 | 23400 | 18.9 | 11.7 | 10.4 | 1.89 | 83 | 100 | 206597272
Convectair | 8240-O | 8240-I |  | 21600 | 23400 | 18.9 | 11.7 | 10.4 | 1.89 | 83 | 100 | 206422439
ELIOS | DE18HOS25230E3A | DM18HICU230X5 |  | 16000 | 17000 | 20 | 12.5 | 9.5 | 1.75 | 92 | 94 | 206401447
MOOVAIR | DM24HOS25230E3A | DM24HIW23230E3 |  | 21600 | 23400 | 18.9 | 11.7 | 10.4 | 1.89 | 83 | 100 | 206401442
CARRIER | 38MARBQ24AA3 | 40MAQB24B--3 |  | 21600 | 23400 | 18.9 | 11.7 | 10.4 | 1.89 | 83 | 100 | 206400645
CARRIER | 38MARBQ12AA3 | 40MAQB12B--3 |  | 12000 | 12000 | 23.6 | 13.5 | 9.5 | 1.8 | 63 | 83 | 206400643
DIRECT AIR | MOX430-17HFN1-MT0W | MUEU-18HRFN1-M(C) |  | 17000 | 18000 | 20.5 | 12.5 | 9.8 | 1.86 | 67 | 93 | 206377758
ELIOS | DE12HOS42230E4 | DE12HIW42230E4 |  | 12000 | 12000 | 24 | 13.5 | 9.5 | 1.75 | 57 | 100 | 206377757
MOOVAIR | DM09HOS42230E4 | DM09HIW42230E4 |  | 9000 | 10000 | 26 | 15 | 12.5 | 1.75 | 72 | 120 | 206377754
MDV | MOD33-24HFN1-MT0W | MSEPD-24HRFN1-MU0W |  | 24000 | 25000 | 22 | 14 | 10 | 1.8 | 65 | 62 | 206369561
AIRQUEST | DLCSRBH12AAJ | DLFSHBH12XAJ |  | 12000 | 12000 | 22.7 | 12.5 | 10.4 | 2.06 | 74 | 56 | 206361913
TEMPSTAR | DLCSRBH12AAJ | DLFSHBH12XAJ |  | 12000 | 12000 | 22.7 | 12.5 | 10.4 | 2.06 | 74 | 56 | 206361903
KENMORE | DLCSRBH12AAJ | DLFSHBH12XAJ |  | 12000 | 12000 | 22.7 | 12.5 | 10.4 | 2.06 | 74 | 56 | 206361893
KEEPRITE | DLCSRBH24AAK | DLFSHBH24XAK |  | 23000 | 26000 | 22.3 | 12.5 | 10.3 | 1.8 | 73 | 88 | 206361892
KEEPRITE | DLCSRBH09AAK | DLFSHBH09XAK |  | 9000 | 12000 | 26.4 | 15.8 | 11.6 | 1.85 | 78 | 92 | 206361889
HEIL | DLCSRBH18AAK | DLFSHBH18XAK |  | 18000 | 18000 | 22 | 13 | 10.6 | 1.89 | 62 | 96 | 206361886
HEIL | DLCSRBH12AAJ | DLFSHBH12XAJ |  | 12000 | 12000 | 22.7 | 12.5 | 10.4 | 2.06 | 74 | 56 | 206361883
DAY & NIGHT | DLCSRBH09AAK | DLFSHBH09XAK |  | 9000 | 12000 | 26.4 | 15.8 | 11.6 | 1.85 | 78 | 92 | 206361879
COMFORTMAKER | DLCSRBH24AAK | DLFSHBH24XAK |  | 23000 | 26000 | 22.3 | 12.5 | 10.3 | 1.8 | 73 | 88 | 206361877
Convectair | 8120-O | 8120-I |  | 12000 | 12000 | 23.6 | 13.5 | 9.5 | 1.8 | 63 | 83 | 206422437
ELIOS | DE24HOS25230E3A | DE24HIW23230E3 |  | 21600 | 23400 | 18.9 | 11.7 | 10.4 | 1.89 | 83 | 100 | 206401448
MOOVAIR | DM18HOS25230E3A | DM18HICU230X5 |  | 16000 | 17000 | 20 | 12.5 | 9.5 | 1.75 | 92 | 94 | 206401441
Weathermaker | 38MARBQ24AA3 | DHMSHAQ24XA3 |  | 21600 | 23400 | 18.9 | 11.7 | 10.4 | 1.89 | 83 | 100 | 206400669
MIDEA | 38MARBQ24AA3 | DHMSHAQ24XA3 |  | 21600 | 23400 | 18.9 | 11.7 | 10.4 | 1.89 | 83 | 100 | 206400663
COMFORT-AIRE | A-VMH06SV-1 | B-VMH06SV-1 |  | 6000 | 7000 | 26.5 | 15.8 | 13.6 | 2.1 | 121 | 107 | 207657385
SENVILLE | SENA/18HF/OQ | SENA/18HF/ICZ |  | 16000 | 17000 | 20 | 12.5 | 9.5 | 1.75 | 92 | 94 | 207641343
LBG Products | LBHB18DYWO | LBHB18DYWI |  | 24000 | 29000 | 21.5 | 13 | 11.4 | 2.21 | 73 | 86 | 207629155
LBG Products | LBHB12DYWO | LBHB12DYWI |  | 12000 | 12000 | 27.5 | 14.3 | 14.5 | 1.86 | 95 | 113 | 207629154
SMART COMFORT | DLCPRBH09AAK | DLFPHBH09XAK |  | 9000 | 12000 | 27 | 16 | 17.5 | 1.85 | 87 | 114 | 207614975
KENMORE | DLCPRBH09AAK | DLFPHBH09XAK |  | 9000 | 12000 | 27 | 16 | 17.5 | 1.85 | 87 | 114 | 207614969
KEEPRITE | DLCPRBH09AAK | DLFPHBH09XAK |  | 9000 | 12000 | 27 | 16 | 17.5 | 1.85 | 87 | 114 | 207614967
HEIL | DLCPRBH12AAK | DLFPHBH12XAK |  | 12000 | 12000 | 25.3 | 14 | 11.7 | 1.85 | 87 | 114 | 207614966
ARCOAIRE | DLCPRBH09AAK | DLFPHBH09XAK |  | 9000 | 12000 | 27 | 16 | 17.5 | 1.85 | 87 | 114 | 207614959
Weathermaker | 38MPRBQ12AA3 | DHMPHBQ12XA3 |  | 12000 | 12000 | 27 | 14 | 12 | 1.85 | 87 | 114 | 207614956
MDV | MOX430-18HFN1-MU0W | MCA3U-18HRFN1-M(C) |  | 16000 | 19000 | 20.5 | 12.5 | 10.5 | 2.16 | 63 | 67 | 207614047
MDV | MOX430-18HFN1-MU0W | MUEU-18HRFN1-M(C) |  | 18000 | 20000 | 23 | 12.5 | 10 | 2.08 | 64 | 65 | 207614046
MDV | MOX430-18HFN1-MU0W | MSAG11D-18HRFN1-MT8W |  | 18000 | 18000 | 24 | 13.5 | 10.5 | 2.44 | 78 | 71 | 207613861
MDV | MOX430-09HFN1-MZG5W | MSOP1B-09HRFN1-MZG5W |  | 9000 | 12000 | 28.5 | 16 | 18 | 1.85 | 87 | 114 | 207591141
MDV | MOX430-18HFN1-MU0W | MSABE-18HRFN1-MW5W |  | 18000 | 18000 | 23.7 | 13.5 | 10.3 | 2.39 | 78 | 70 | 207591137
MDV | MOD33-24HFN1-MT0W-L | MSEPD-24HRFN1-MU0W |  | 24000 | 25000 | 22 | 14 | 9.9 | 1.8 | 65 | 62 | 207658591
SENVILLE | SENA/18HF/OQ | SENA/18HF/IQ |  | 18000 | 18000 | 21.5 | 12.5 | 11.3 | 1.8 | 83 | 100 | 207657629
KERR | A-KMH24SV-1 | C-VMH24CV-1 |  | 24000 | 25000 | 20.5 | 11 | 11.5 | 2 | 84 | 103 | 207657400
KERR | A-KMH18SV-1 | B-KMH18SV-1 |  | 18000 | 18000 | 21.5 | 12.5 | 11.3 | 1.8 | 83 | 100 | 207657396
SENVILLE | SENA/24HF/OQ | SENA/24HF/IF |  | 24000 | 25000 | 20.5 | 11.7 | 11 | 2.1 | 76 | 100 | 207641351
SENVILLE | SENA/12HF/OQ | SENA/12HF/IFQ |  | 12000 | 12000 | 23.6 | 13 | 10 | 1.89 | 80 | 100 | 207641349
SENVILLE | SENA/12HF/OQ | SENA/12HF/ICZ |  | 12000 | 12000 | 22.3 | 12.7 | 10.2 | 1.89 | 83 | 94 | 207641342
AIRQUEST | DLCPRBH12AAK | DLFPHBH12XAK |  | 12000 | 12000 | 25.3 | 14 | 11.7 | 1.85 | 87 | 114 | 207614978
AIRQUEST | DLCPRBH09AAK | DLFPHBH09XAK |  | 9000 | 12000 | 27 | 16 | 17.5 | 1.85 | 87 | 114 | 207614977
KEEPRITE | DLCPRBH12AAK | DLFPHBH12XAK |  | 12000 | 12000 | 25.3 | 14 | 11.7 | 1.85 | 87 | 114 | 207614968
HEIL | DLCPRBH09AAK | DLFPHBH09XAK |  | 9000 | 12000 | 27 | 16 | 17.5 | 1.85 | 87 | 114 | 207614965
DAY & NIGHT | DLCPRBH12AAK | DLFPHBH12XAK |  | 12000 | 12000 | 25.3 | 14 | 11.7 | 1.85 | 87 | 114 | 207614964
COMFORTMAKER | DLCPRBH12AAK | DLFPHBH12XAK |  | 12000 | 12000 | 25.3 | 14 | 11.7 | 1.85 | 87 | 114 | 207614962
PAYNE | 38MPRBQ12AA3 | DHMPHBQ12XA3 |  | 12000 | 12000 | 27 | 14 | 12 | 1.85 | 87 | 114 | 207614954
PERFECTAIRE | 3PAMSHH12-SZO | 3PAMSHH12-UVW |  | 12000 | 12000 | 23.1 | 13 | 10.5 | 1.88 | 86 | 92 | 207614055
PERFECTAIRE | 3PAMSHH09-SZO | 3PAMSHH09-UVW |  | 9000 | 12000 | 26.4 | 15.8 | 11.6 | 1.85 | 78 | 92 | 207614054
MDV | MOX430-18HFN1-MU0W | MSEPC-18HRFN1-MU0W |  | 18000 | 19000 | 23.5 | 12.5 | 10.8 | 2.02 | 78 | 59 | 207613862
MDV | MOX230-09HFN1-MW5W | MSABB-09HRFN1-MX0W |  | 9000 | 10000 | 24 | 14 | 11.4 | 2.18 | 83 | 78 | 207591144
MDV | MOX230-09HFN1-BW0W | MSABB-09HRFN1-BW0W |  | 9000 | 10000 | 24 | 14 | 9.6 | 2 | 60 | 65 | 207591139
MDV | MOX230-12HFN1-BW0W | MSABB-12HRFN1-BU5W |  | 12000 | 12000 | 22.7 | 12.5 | 10 | 2 | 70 | 54 | 207591136
NOVAIR | LEA12SZ35SK-O | LEA12UUSK-I |  | 12000 | 12000 | 23.1 | 13 | 10.5 | 1.88 | 86 | 92 | 207539337
NOVAIR | LEA09SZ25SK-O | LEA09UUSK-I |  | 9000 | 10000 | 24 | 14.7 | 11.6 | 2.25 | 81 | 75 | 207526946
NOVAIR | LEA12SZ25SK-O | LEA12UUSK-I |  | 12000 | 12000 | 23.1 | 13 | 10.8 | 2.41 | 83 | 70 | 207526945
ELIOS | DEA09HOS25230E8 | DEA06HIW25230E8 |  | 6000 | 7000 | 26.5 | 15.8 | 13.6 | 2.1 | 121 | 107 | 208075830
Breeze33 | BZ33-HYP18OUT2-G2-P | BZ33-CASS18-P |  | 16000 | 17000 | 20 | 12.5 | 9.5 | 1.75 | 92 | 94 | 207862085
Breeze33 | BZ33-HYP12OUT2-G2-P | BZ33-ICM12-G2-P |  | 12000 | 12000 | 23.6 | 13 | 10 | 1.89 | 80 | 100 | 207862082
Breeze33 | BZ33-HYP09OUT2-G2-P | BZ33-CASS09-P |  | 9000 | 9800 | 20.5 | 13 | 10.3 | 1.8 | 92 | 102 | 207862076
Breeze33 | BZ33-HYP12OUT2-G2-P | BZ33-HYP12WALL2-G2-P |  | 12000 | 12000 | 25.5 | 14 | 10.4 | 1.8 | 83 | 100 | 207862071
MIDEA | MOX330-12HFN1-MW5W | MSEPB-12HRFN1-MW5W(GA) |  | 12000 | 12000 | 25.5 | 14 | 10.4 | 1.8 | 83 | 100 | 207826694
Weathermaker | 38MPRBQ18AA3 | DHMPHBQ18XA3 |  | 18000 | 20000 | 26.3 | 15.3 | 15.5 | 2.89 | 101 | 120 | 207826655
AIRQUEST | DLCPRBH18AAK | DLFPHBH18XAK |  | 18000 | 20000 | 26.3 | 15.3 | 15.5 | 2.89 | 101 | 120 | 207826653
MIDEA | DLCPRBH18AAK | DLFPHBH18XAK |  | 18000 | 20000 | 26.3 | 15.3 | 15.5 | 2.89 | 101 | 120 | 207826650
KEEPRITE | DLCPRBH18AAK | DLFPHBH18XAK |  | 18000 | 20000 | 26.3 | 15.3 | 15.5 | 2.89 | 101 | 120 | 207826648
COMFORTMAKER | DLCPRBH18AAK | DLFPHBH18XAK |  | 18000 | 20000 | 26.3 | 15.3 | 15.5 | 2.89 | 101 | 120 | 207826645
ECO AC | EHH-O09BB | EHH-W09BB |  | 9000 | 10000 | 24 | 14 | 11.4 | 2.18 | 83 | 78 | 207826045
DIYCOOL | ACIQ-24ZPL-HP230B | ACIQ-24W-HH-MB |  | 24000 | 29000 | 21.5 | 13 | 11.4 | 2.21 | 73 | 86 | 207825553
ACIQ | ACIQ-12ZPL-HP230B | ACIQ-12CC-HH-MB |  | 12000 | 12000 | 22.3 | 12.7 | 10.2 | 1.89 | 83 | 94 | 207825536
ACIQ | ACIQ-18ZPL-HP230B | ACIQ-18W-HH-MB |  | 18000 | 18000 | 21.5 | 12.5 | 11.3 | 1.8 | 83 | 100 | 207825533
ACIQ | ACIQ-12ZPL-HP230B | ACIQ-12W-HH-MB |  | 12000 | 12000 | 25.5 | 14 | 10.4 | 1.8 | 83 | 100 | 207825532
1HVAC | ACIQ-12ZPL-HP230B | ACIQ-12FM-HH-MB |  | 12000 | 12000 | 23.6 | 13 | 10 | 1.89 | 80 | 100 | 207825523
1HVAC | ACIQ-18ZPL-HP230B | ACIQ-18CC-HH-MB |  | 16000 | 17000 | 20 | 12.5 | 9.5 | 1.75 | 92 | 94 | 207825518
1HVAC | ACIQ-24ZPL-HP230B | ACIQ-24W-HH-MB |  | 24000 | 29000 | 21.5 | 13 | 11.4 | 2.21 | 73 | 86 | 207825515
1HVAC | ACIQ-09ZPL-HP230B | ACIQ-09W-HH-MB |  | 9000 | 12000 | 28.1 | 16.2 | 11.5 | 2 | 79 | 88 | 207825512
MIDEA | MOE30U-48HFN1-MP0(GA) | MCD1-48HRFN1-M(GA) |  | 48000 | 50000 | 18.5 | 9.5 | 9.8 | 1.98 | 60 | 69 | 207821941
MIDEA | MOD33-24HFN1-MT0W | MCD1-24HRFN1-MT0W(GA) |  | 24000 | 25000 | 21.5 | 12.5 | 9.7 | 2.2 | 76 | 74 | 207821939
ARCOAIRE | DLCSRBH24AAK | DLFSCBH24XAK |  | 24000 | 25000 | 20.5 | 11 | 11.5 | 2 | 84 | 103 | 207683327
MIDEA | 38MBRCQ48AA3 | 40MBFQ48---3 |  | 48000 | 50000 | 18.9 | 9.3 | 10 | 1.85 | 58 | 70 | 207683319
Weathermaker | 38MARBQ24AA3 | 40MBCAQ24XA3 |  | 24000 | 25000 | 20.5 | 11 | 11.5 | 2 | 84 | 103 | 207683313
BRYANT | 38MBRCQ48AA3 | 40MBFQ48---3 |  | 48000 | 50000 | 18.9 | 9.3 | 10 | 1.85 | 58 | 70 | 207683298
ECO-AIR | MOE30U-36HFN1-M(GA) | MCD1-36HRFN1-M(GA) |  | 36000 | 40000 | 19.4 | 9.5 | 10.5 | 1.85 | 83 | 100 | 211644072
ECO-AIR | MOX330-12HFN1-MW5W | CCA3U-12HRFN1-M(C) |  | 12000 | 12000 | 22.3 | 12.7 | 10.2 | 1.89 | 83 | 94 | 211644069
Alsetria | MOX430-17HFN1-MT0W | CCA3U-18HRFN1-M(C) |  | 16000 | 17000 | 20 | 12.5 | 9.5 | 1.75 | 92 | 94 | 211644045
Alsetria | MOX330-09HFN1-MY5W | CCA3U-09HRFN1-M(C) |  | 9000 | 9800 | 20.5 | 13 | 10.3 | 1.8 | 92 | 102 | 211644043
Alsetria | MOX430-18HFN1-MU0W | CCA3U-18HRFN1-M(C) |  | 16000 | 19000 | 20.5 | 12.5 | 10.5 | 2.16 | 63 | 67 | 211644033
Alsetria | MOX230-12HFN1-MV5W | CCA3U-12HRFN1-M(C) |  | 12000 | 12000 | 22.7 | 14 | 10 | 2.27 | 74 | 67 | 211644032
Mitsutomo | HO-SZ06-AB-Q | HJ-UZ06-AB-Q |  | 6500 | 7100 | 22 | 14.5 | 10.8 | 2 | 80 | 113 | 211306397
Mitsutomo | HO-SZ12-AB-Q | HW-SZ12-AB-Q |  | 12000 | 12000 | 23.1 | 13 | 10.5 | 1.88 | 86 | 92 | 211306394
Breeze33 | HSZ18H424ZMO | CA18H424ZMI |  | 16000 | 17000 | 20 | 12.5 | 9.5 | 1.75 | 92 | 94 | 211277588
Breeze33 | HSZ12H424ZMO | SCA12H424ZMI |  | 12000 | 12500 | 23 | 13 | 10 | 1.8 | 76 | 88 | 211277585
PERFECTAIRE | 3PAMSHH06-SZO | 3PAMSHH06-UVW |  | 6000 | 7000 | 23.5 | 15 | 12 | 1.84 | 107 | 101 | 211253535
CanAir | C25SCH09H21 | C28SEH09H21 |  | 9000 | 10000 | 25.5 | 15 | 12.3 | 2.17 | 85 | 75 | 211253522
Cooper&Hunter | CH-NHPR60LCU-230VO | CH-60LCFC/I |  | 55000 | 60000 | 17.3 | 9 | 10.2 | 1.97 | 67 | 94 | 211246027
Custom Comfort | CCOXHASZ12HP | CCOXHAFM12 |  | 12000 | 12000 | 24.2 | 13.3 | 10.7 | 1.99 | 85 | 99 | 212365422
Custom Comfort | CCOXHASZ36CHP | CCOXHA4C36 |  | 36000 | 40000 | 19.4 | 9.5 | 10.5 | 1.85 | 83 | 100 | 212365413
Custom Comfort | CCOXHASZ09HP | CCOXHA4C09 |  | 9000 | 9800 | 20.5 | 13 | 10.3 | 1.8 | 92 | 102 | 212365409
Custom Comfort | CCOXHASZ33HP | CCOXHAWM33 |  | 33000 | 35000 | 19.5 | 12 | 10 | 1.8 | 82 | 99 | 212365408
MAXI AIR | NE-T52-PLA18INT | NE-T52-PLA18EXT |  | 18000 | 18000 | 23.7 | 13.5 | 10.3 | 2.39 | 78 | 70 | 212348364
STEALTH | ACIQ-18ZPL-HP230B | SCC-1218-HH-M |  | 16700 | 20000 | 19.8 | 12.5 | 11.2 | 1.93 | 73 | 84 | 212316200
STEALTH | ACIQ-06ZPL-HP230B | SCC-0609-HH-M |  | 6500 | 7100 | 22 | 14.5 | 10.8 | 2 | 80 | 113 | 212316197
STEALTH | ACIQ-12ZPL-HP230B | ACIQ-12W-HH-MC |  | 12000 | 12000 | 25.5 | 14 | 10.4 | 1.8 | 83 | 100 | 212316186
STEALTH | ACIQ-18ZPL-HP230B | ACIQ-18CC-HH-MB |  | 16000 | 17000 | 20 | 12.5 | 9.5 | 1.75 | 92 | 94 | 212316163
STEALTH | ACIQ-18ZPL-HP230B | ACIQ-18W-HH-MB |  | 18000 | 18000 | 21.5 | 12.5 | 11.3 | 1.8 | 83 | 100 | 212316159
STEALTH | ACIQ-12ZPL-HP230B | ACIQ-12W-HH-MB |  | 12000 | 12000 | 25.5 | 14 | 10.4 | 1.8 | 83 | 100 | 212316158
STEALTH | ACIQ-09ZPL-HP230B | ACIQ-09W-HH-MB |  | 9000 | 12000 | 28.1 | 16.2 | 11.5 | 2 | 79 | 88 | 212316157
MIDEA | DLCSRBH24AAK | DLFSCBH24XAK |  | 24000 | 25000 | 20.5 | 11 | 11.5 | 2 | 84 | 103 | 207683369
KENMORE | DLCSRBH24AAK | DLFSCBH24XAK |  | 24000 | 25000 | 20.5 | 11 | 11.5 | 2 | 84 | 103 | 207683362
HEIL | DLCLRCH48AAK | DLFLFAH48XAK |  | 48000 | 50000 | 18.9 | 9.3 | 10 | 1.85 | 58 | 70 | 207683347
DAY & NIGHT | DLCLRCH48AAK | DLFLCBH48XAK |  | 48000 | 50000 | 18.5 | 9.5 | 9.8 | 1.98 | 60 | 69 | 207683338
MIDEA | 38MARBQ24AA3 | 40MBCAQ24XA3 |  | 24000 | 25000 | 20.5 | 11 | 11.5 | 2 | 84 | 103 | 207683320
MIDEA | 38MBRCQ48AA3 | 40MBCAQ48XA3 |  | 48000 | 50000 | 18.5 | 9.5 | 9.8 | 1.98 | 60 | 69 | 207683317
PAYNE | 38MARBQ24AA3 | 40MBCAQ24XA3 |  | 24000 | 25000 | 20.5 | 11 | 11.5 | 2 | 84 | 103 | 207683306
PAYNE | 38MBRCQ48AA3 | 40MBCAQ48XA3 |  | 48000 | 50000 | 18.5 | 9.5 | 9.8 | 1.98 | 60 | 69 | 207683303
CanAir | C28SCH18H21 | C28SEH18H21 |  | 18000 | 18000 | 21.5 | 12.5 | 11.3 | 1.8 | 83 | 100 | 207683258
NAPOLEON | NDHAS26-18-O | NDHAS26-18-I |  | 18000 | 18000 | 21.5 | 12.5 | 11.3 | 1.8 | 83 | 100 | 207683235
NAPOLEON | NDHAS26-09-O | NDHAS26-09-I |  | 9000 | 12000 | 28.1 | 16.2 | 11.5 | 2 | 79 | 88 | 207683233
NAPOLEON | NDHAS22-12-O | NDHAS22-12-I |  | 12000 | 12000 | 23.1 | 13 | 10.8 | 2.41 | 83 | 70 | 207683230
YONAN | YSA25-09HRN1 | YSA25-09HRN1 |  | 9000 | 10000 | 25.5 | 15 | 12.3 | 2.17 | 85 | 75 | 207671408
YONAN | YSA21-09HRN1B | YSA21-09HRN1B |  | 9000 | 10000 | 24 | 14 | 9.6 | 2 | 60 | 65 | 207671402
COMFORTSTAR | CZP48CD(O) | FPA-48DU |  | 48000 | 50000 | 18.9 | 9.3 | 10 | 1.85 | 58 | 70 | 207658958
COMFORTSTAR | CHF18CD(O) | TPA-18 |  | 16000 | 17000 | 20 | 12.5 | 9.5 | 1.75 | 92 | 94 | 207658951
COMFORTSTAR | CHF09CD(O) | TPA-09 |  | 9000 | 9800 | 20.5 | 13 | 10.3 | 1.8 | 92 | 102 | 207658949
COMFORTSTAR | CHF12CD(O) | CHF12CD(I) |  | 12000 | 12000 | 25.5 | 14 | 10.4 | 1.8 | 83 | 100 | 207658927
COMFORTSTAR | CZP12CD(O) | CHF12CD(I) |  | 12000 | 12000 | 24.6 | 13.7 | 10.7 | 2.39 | 75 | 67 | 207658923
DIRECT AIR | DIRM-09HXPRO28-1Z | DIRM-09HP-WM |  | 9000 | 12000 | 28.1 | 16.2 | 11.5 | 2 | 79 | 88 | 207743724
DIRECT AIR | DIRM-18DA25-1Z | DIRM-18HP-WM |  | 18000 | 19000 | 23.5 | 12.5 | 10.8 | 2.02 | 78 | 59 | 207743721
MOOVAIR | DMA12HOS28230E8 | DUA12HIFU230E5 |  | 12000 | 12000 | 23.6 | 13 | 10 | 1.89 | 80 | 100 | 207742527
BOSCH | BMS500-AAS009-1CSXHC | BMS500-AAU009-1AHCXB |  | 9000 | 9800 | 20.5 | 13 | 10.3 | 1.8 | 92 | 102 | 207760013
BOSCH | BMS500-AAS018-1CSXHC | BMS500-AAU018-1AHWXC |  | 18000 | 18000 | 21.5 | 12.5 | 11.3 | 1.8 | 83 | 100 | 207759996
DIRECT AIR | DIRM-12HXPRO28-1Z | DIRM-12HP-CO |  | 12000 | 12000 | 23.6 | 13 | 10 | 1.89 | 80 | 100 | 207743765
DIRECT AIR | DIRM-48LCDA25-1Z | DIRM-48HP-CF |  | 48000 | 50000 | 18.9 | 9.3 | 10 | 1.85 | 58 | 70 | 207743735
DIRECT AIR | DIRM-12HXPRO28-1Z | DIRM-12HP-WM |  | 12000 | 12000 | 25.5 | 14 | 10.4 | 1.8 | 83 | 100 | 207743725
DIRECT AIR | DIRM-06HXPRO28-1Z | DIRM-06HP-WM |  | 6000 | 7000 | 26.5 | 15.8 | 13.6 | 2.1 | 121 | 107 | 207743723
DIRECT AIR | DIRM-12DA25-1Z | DIRM-12HP-WM |  | 12000 | 12000 | 24.6 | 13.7 | 10.7 | 2.39 | 75 | 67 | 207743720
MOOVAIR | DMA12HOS25230E8 | DUA12HIFU230E5 |  | 12000 | 12000 | 22.7 | 13 | 10.2 | 2.26 | 75 | 70 | 207742528
MOOVAIR | DMA18HOS28230E8 | DUA18HICU230X5 |  | 16000 | 17000 | 20 | 12.5 | 9.5 | 1.75 | 92 | 94 | 207742510
MOOVAIR | DMA48HOS18230S5 | DUA48HICU230X5 |  | 48000 | 50000 | 18.5 | 9.5 | 9.8 | 1.98 | 60 | 69 | 207742507
MOOVAIR | DMA12HOS25230E8 | DUA12HICU230X5 |  | 12000 | 12000 | 22.7 | 14 | 10 | 2.27 | 74 | 67 | 207742503
MOOVAIR | DMA09HOS28230E8 | DMA09HIW25230E8 |  | 9000 | 12000 | 28.1 | 16.2 | 11.5 | 2 | 79 | 88 | 207742495
MOOVAIR | DMA18HOS25230E8 | DMA18HIW25230E8 |  | 18000 | 19000 | 23.5 | 12.5 | 10.8 | 2.02 | 78 | 59 | 207742492
ELIOS | DEA12HOS25230E8 | DUA12HIFU230E5 |  | 12000 | 12000 | 22.7 | 13 | 10.2 | 2.26 | 75 | 70 | 207742459
Allied | 4DHP2S12S-1P | D22C112S4-1P |  | 11800 | 12000 | 22.7 | 13.9 | 9.9 | 2.27 | 74 | 67 | 208106657
PIONEER | YN018GMFI22RPE | WS018GMFI22HLE |  | 18000 | 18000 | 23.7 | 13.5 | 10.3 | 2.39 | 78 | 70 | 208101240
PIONEER | YN012AMFI22RPE | WS012AMFI22HLE |  | 12000 | 12000 | 22.7 | 12.5 | 10 | 2 | 70 | 54 | 208101237
PIONEER | YN009AMFI22RPE | WS009AMFI22HLE |  | 12000 | 12000 | 22.7 | 12.5 | 10 | 2 | 70 | 54 | 208101236
MOOVAIR | DMA09HOS25230E8 | DMA06HIW25230E8 |  | 6000 | 7000 | 26.5 | 15.8 | 13.6 | 2.1 | 121 | 107 | 208075829
Breeze33 | BZ33-HYP24OUT2-G2-P | BZ33-IFMU24-G2-P |  | 24000 | 25000 | 20.5 | 11.7 | 11 | 2.1 | 76 | 100 | 207862084
Breeze33 | BZ33-HYP24OUT2-G2-P | BZ33-CASS24-G2-P |  | 24000 | 25000 | 20.5 | 11 | 11.5 | 2 | 84 | 103 | 207862078
TEMPSTAR | DLCSRBH09AAK | DLFSHBH09XAK |  | 9000 | 12000 | 26.4 | 15.8 | 11.6 | 1.85 | 78 | 92 | 206361904
MIDEA | DLCSRBH24AAK | DLFSHBH24XAK |  | 23000 | 26000 | 22.3 | 12.5 | 10.3 | 1.8 | 73 | 88 | 206361902
MIDEA | DLCSRBH09AAK | DLFSHBH09XAK |  | 9000 | 12000 | 26.4 | 15.8 | 11.6 | 1.85 | 78 | 92 | 206361899
MIDEA | DLCSRBH12AAJ | DLFSHBH12XAJ |  | 12000 | 12000 | 22.7 | 12.5 | 10.4 | 2.06 | 74 | 56 | 206361898
KENMORE | DLCSRBH18AAK | DLFSHBH18XAK |  | 18000 | 18000 | 22 | 13 | 10.6 | 1.89 | 62 | 96 | 206361896
KEEPRITE | DLCSRBH12AAK | DLFSHBH12XAK |  | 12000 | 12000 | 23.1 | 13 | 10.5 | 1.88 | 86 | 92 | 206361890
HEIL | DLCSRBH09AAK | DLFSHBH09XAK |  | 9000 | 12000 | 26.4 | 15.8 | 11.6 | 1.85 | 78 | 92 | 206361884
DAY & NIGHT | DLCSRBH12AAK | DLFSHBH12XAK |  | 12000 | 12000 | 23.1 | 13 | 10.5 | 1.88 | 86 | 92 | 206361880
ARCOAIRE | DLCSRBH24AAK | DLFSHBH24XAK |  | 23000 | 26000 | 22.3 | 12.5 | 10.3 | 1.8 | 73 | 88 | 206361872
ARCOAIRE | DLCSRBH09AAK | DLFSHBH09XAK |  | 9000 | 12000 | 26.4 | 15.8 | 11.6 | 1.85 | 78 | 92 | 206361869
MDV | MOX330-12HFN1-MW5W | MSAG11B-12HRFN1-MV0W(GA) |  | 12000 | 12000 | 23.1 | 13 | 10.5 | 1.88 | 86 | 92 | 206361861
AIRQUEST | DLCSRBH24AAK | DLFSFAH24XAK |  | 24000 | 25000 | 20.5 | 11.7 | 11 | 2.1 | 76 | 100 | 206350491
AIRQUEST | DLCSRBH18AAK | DLFSCAH18XAK |  | 16000 | 17000 | 20 | 12.5 | 9.5 | 1.75 | 92 | 94 | 206350486
AIRQUEST | DLCSRBH12AAK | DLFSFAH12XAK |  | 12000 | 12000 | 23.6 | 13 | 10 | 1.89 | 80 | 100 | 206350485
SMART COMFORT | DLCSRBH09AAK | DLFSCAH09XAK |  | 9000 | 9800 | 20.5 | 13 | 10.3 | 1.8 | 92 | 102 | 206350470
TEMPSTAR | DLCSRBH12AAK | DLFSFAH12XAK |  | 12000 | 12000 | 23.6 | 13 | 10 | 1.89 | 80 | 100 | 206350463
MIDEA | DLCSRBH18AAK | DLFSCAH18XAK |  | 16000 | 17000 | 20 | 12.5 | 9.5 | 1.75 | 92 | 94 | 206350453
KENMORE | DLCSRBH18AAK | DLFSFAH18XAK |  | 17000 | 18000 | 20.5 | 12.5 | 9.8 | 1.86 | 67 | 93 | 206350444
KENMORE | DLCSRBH18AAK | DLFSCAH18XAK |  | 16000 | 17000 | 20 | 12.5 | 9.5 | 1.75 | 92 | 94 | 206350442
KEEPRITE | DLCSRBH24AAK | DLFSFAH24XAK |  | 24000 | 25000 | 20.5 | 11.7 | 11 | 2.1 | 76 | 100 | 206350436
HEIL | DLCSRBH12AAK | DLFSFAH12XAK |  | 12000 | 12000 | 23.6 | 13 | 10 | 1.89 | 80 | 100 | 206350419
DAY & NIGHT | DLCSRBH18AAK | DLFSCAH18XAK |  | 16000 | 17000 | 20 | 12.5 | 9.5 | 1.75 | 92 | 94 | 206350409
COMFORTMAKER | DLCSRBH12AAK | DLFSFAH12XAK |  | 12000 | 12000 | 23.6 | 13 | 10 | 1.89 | 80 | 100 | 206350397
MIDEA | 38MARBQ24AA3 | 40MBFQ24---3 |  | 24000 | 25000 | 20.5 | 11.7 | 11 | 2.1 | 76 | 100 | 206350381
MIDEA | 38MARBQ18AA3 | 40MBFQ18---3 |  | 17000 | 18000 | 20.5 | 12.5 | 9.8 | 1.86 | 67 | 93 | 206350378
Weathermaker | 38MARBQ18AA3 | 40MBCQ18---3 |  | 16000 | 17000 | 20 | 12.5 | 9.5 | 1.75 | 92 | 94 | 206350365
PAYNE | 38MARBQ24AA3 | 40MBFQ24---3 |  | 24000 | 25000 | 20.5 | 11.7 | 11 | 2.1 | 76 | 100 | 206350359
PAYNE | 38MARBQ18AA3 | 40MBFQ18---3 |  | 17000 | 18000 | 20.5 | 12.5 | 9.8 | 1.86 | 67 | 93 | 206350356
PAYNE | 38MARBQ12AA3 | 40MBCQ12---3 |  | 12000 | 12000 | 22.3 | 12.7 | 10.2 | 1.89 | 83 | 94 | 206350351
BRYANT | 38MARBQ24AA3 | 40MBFQ24---3 |  | 24000 | 25000 | 20.5 | 11.7 | 11 | 2.1 | 76 | 100 | 206350348
BRYANT | 38MARBQ18AA3 | 40MBCQ18---3 |  | 16000 | 17000 | 20 | 12.5 | 9.5 | 1.75 | 92 | 94 | 206350343
BRYANT | 38MARBQ12AA3 | 40MBCQ12---3 |  | 12000 | 12000 | 22.3 | 12.7 | 10.2 | 1.89 | 83 | 94 | 206350340
Weathermaker | 38MARBQ12AA3 | DHMAHBQ12XA3 |  | 12000 | 12000 | 25.5 | 14 | 10.4 | 1.8 | 83 | 100 | 206350324
Weathermaker | 38MARBQ09AA3 | DHMAHBQ09XA3 |  | 9000 | 12000 | 28.1 | 16.2 | 11.5 | 2 | 79 | 88 | 206350323
MIDEA | 38MARBQ24AA3 | DHMAHBQ24XA3 |  | 24000 | 29000 | 21.5 | 13 | 11.4 | 2.21 | 73 | 86 | 206350321
MIDEA | 38MARBQ18AA3 | DHMAHBQ18XA3 |  | 18000 | 18000 | 21.5 | 12.5 | 11.3 | 1.8 | 83 | 100 | 206350320
MIDEA | 38MARBQ09AA3 | DHMAHBQ09XA3 |  | 9000 | 12000 | 28.1 | 16.2 | 11.5 | 2 | 79 | 88 | 206350318
Multi MFG | MSH-12HD-A | 12CCHP0-C-M-A |  | 12000 | 12000 | 22.3 | 12.7 | 10.2 | 1.89 | 83 | 94 | 214232444
ECO AC | EHP-O24BB | EHP-W24BB |  | 23000 | 26000 | 22.3 | 12.5 | 10.3 | 1.8 | 73 | 88 | 214232435
Bladex | BS25-18HFN1-ODU | BWM11D-18HWIU |  | 18000 | 18000 | 22 | 13 | 10.6 | 1.89 | 62 | 96 | 214056588
Bladex | BS25-12HFN1-ODU | BWM11B-12HWIU |  | 12000 | 12000 | 23.1 | 13 | 10.5 | 1.88 | 86 | 92 | 214056587
Mitsutomo | HW-SZ60-BB-Q | HF-UZ60-BB-Q |  | 55000 | 60000 | 17.3 | 9 | 10.2 | 1.97 | 67 | 94 | 214056581
Mitsutomo | HO-SZ24-AB-Q | HF-UZ24-AB-Q |  | 24000 | 25000 | 20.5 | 11.7 | 11 | 2.1 | 76 | 100 | 214056573
Mitsutomo | HO-SZ18-AB-Q | HF-UZ18-AB-Q |  | 17000 | 18000 | 20.5 | 12.5 | 9.8 | 1.86 | 67 | 93 | 214056572
Cooper&Hunter | CH-HPR06F9-230VO | CH-06MOLVWM-230VI |  | 6000 | 7000 | 23.5 | 15 | 12 | 1.84 | 107 | 101 | 210799565
Cooper&Hunter | CH-ES18-230VO | CH-18MOLVWM-230VI |  | 18000 | 18000 | 24 | 13.5 | 10.5 | 2.44 | 78 | 71 | 210799561
Cooper&Hunter | CH-HPR24-230VO | CH-24MASTWM-230VI |  | 24000 | 29000 | 21.5 | 13 | 11.4 | 2.21 | 73 | 86 | 210799551
Cooper&Hunter | CH-HPR18-230VO | CH-18MASTWM-230VI |  | 18000 | 18000 | 21.5 | 12.5 | 11.3 | 1.8 | 83 | 100 | 210799550
PolarWave | EZ-18ZPL-HP230 | EZ-18W-M |  | 18000 | 18000 | 22.7 | 12.6 | 9.8 | 2.05 | 77 | 65 | 214810606
Multi MFG | MSH-12HD-A | 12HWMS0-C-M-A |  | 12000 | 12000 | 25.5 | 14 | 10.4 | 1.8 | 83 | 100 | 214797690
SLIMAIR | SHC12VH2AG | SHLZ12VC2AG |  | 12000 | 12000 | 22.3 | 12.7 | 10.2 | 1.89 | 83 | 94 | 214728301
SLIMAIR | SHC09VH2AG | SHLZ09VC2AG |  | 9000 | 9800 | 20.5 | 13 | 10.3 | 1.8 | 92 | 102 | 214728300
PREMIUM LEVELLA | PIACWMZ1282280B | PIACWMZ1282279A |  | 12000 | 12500 | 22 | 12.6 | 9.8 | 2.21 | 62 | 62 | 214717544
Kepler | ODUMOX430-18HFN1-MU0W | IDUMSEPC-18HRFN1-MU0W |  | 18000 | 19000 | 23.5 | 12.5 | 10.8 | 2.02 | 78 | 59 | 214610362
Kepler | ODUMOX230-09HFN1-MW5W | IDUMSEPB-09HRFN1-MY5W(GA) |  | 9000 | 10000 | 25.5 | 15 | 12.3 | 2.17 | 85 | 75 | 214610360
THERMOCORE SYSTEMS | T5HH27S-H206-C | T5HH27S-H206-E |  | 6000 | 7000 | 26.5 | 15.8 | 13.6 | 2.1 | 121 | 107 | 209549006
MIDEA | 38MARBQ18AA3 | 40MCCAQ18XA3 |  | 16700 | 20000 | 19.8 | 12.5 | 11.2 | 1.93 | 73 | 84 | 209270306
SMART COMFORT | DLCSRBH18AAK | DLFCCAH18XAK |  | 16700 | 20000 | 19.8 | 12.5 | 11.2 | 1.93 | 73 | 84 | 209270280
TEMPSTAR | DLCSRBH09AAK | DLFCCAH09XAK |  | 9000 | 10900 | 24 | 13 | 12.4 | 1.8 | 90 | 96 | 209270275
MIDEA | DLCSRBH18AAK | DLFCCAH18XAK |  | 16700 | 20000 | 19.8 | 12.5 | 11.2 | 1.93 | 73 | 84 | 209270272
KENMORE | DLCSRBH09AAK | DLFCCAH09XAK |  | 9000 | 10900 | 24 | 13 | 12.4 | 1.8 | 90 | 96 | 209270267
ARCOAIRE | DLCSRBH09AAK | DLFCCAH09XAK |  | 9000 | 10900 | 24 | 13 | 12.4 | 1.8 | 90 | 96 | 209270247
MDV | MOX330-09HFN1-MY5W | MCBU-09HRFN1-MW0W |  | 9000 | 10900 | 24 | 13 | 12.4 | 1.8 | 90 | 96 | 209270210
MDV | MOX230-09HFN1-MW5W | MCBU-09HRFN1-MW0W |  | 9000 | 11000 | 22.5 | 13 | 11.5 | 2.34 | 73 | 70 | 209270209
ApooDr | AGN24-18H1B | AGN24-18H1A |  | 18000 | 18000 | 24 | 13.5 | 10.5 | 2.44 | 78 | 71 | 209157093
C&H | CH-HPR24-230VO | CH-D24MSPHWM-230VI |  | 21600 | 23400 | 18.9 | 11.7 | 10.4 | 1.89 | 83 | 100 | 208816951
TRUST AIR CONDITIONERS | OAH12H/O4S4P | IUMCO12H/I41P |  | 12000 | 12000 | 23.6 | 13 | 10 | 1.89 | 80 | 100 | 208816935
TRUST AIR CONDITIONERS | OUS12H/O4S4P | IUMC412H/I41P |  | 12000 | 12000 | 22.7 | 14 | 10 | 2.27 | 74 | 67 | 208816919
TRUST AIR CONDITIONERS | OAH24H/O4S4P | IUMW124H/I41P |  | 24000 | 29000 | 21.5 | 13 | 11.4 | 2.21 | 73 | 86 | 208816917
TRUST AIR CONDITIONERS | OAH09H/O4S4P | IUMW109H/I41P |  | 9000 | 12000 | 28.1 | 16.2 | 11.5 | 2 | 79 | 88 | 208816914
TRUST AIR CONDITIONERS | OUS18H/O4S4P | IUMW118H/I41P |  | 18000 | 19000 | 23.5 | 12.5 | 10.8 | 2.02 | 78 | 59 | 208816911
SEA BREEZE+ | HSZ9H424ZMO | WM9H424ZMI |  | 9000 | 12000 | 26.4 | 15.8 | 11.6 | 1.85 | 78 | 92 | 208816889
Durastar | DRA1H18S1A | DRAW18F1B |  | 18000 | 18000 | 22 | 13 | 10.6 | 1.89 | 62 | 96 | 210568100
Durastar | DRA1H12S1A | DRAW12F1B |  | 12000 | 12000 | 23.1 | 13 | 10.5 | 1.88 | 86 | 92 | 210568099
AIRDACH | ACSH1222VM2-D | AICH1200VM1-D |  | 12000 | 12000 | 22.7 | 14 | 10 | 2.27 | 74 | 67 | 210476736
SEA BREEZE+ | SZ12H424ZMO | SCA12H424ZMI |  | 12000 | 12500 | 22 | 12.6 | 9.8 | 2.21 | 62 | 62 | 210410113
BLUERIDGE | BMY60HHUC | BM60MFCC |  | 55000 | 60000 | 17.3 | 9 | 10.2 | 1.97 | 67 | 94 | 210191032
MDV | MOE30U-55HFN1-M-[X](GA) | MUE-60HRFN1-MW |  | 55000 | 60000 | 17.3 | 9 | 10.2 | 1.97 | 67 | 94 | 210135400
MIDEA | DLCSRBH12AAK | DLFSFBH12XAK |  | 12000 | 12000 | 24.2 | 13.3 | 10.7 | 1.99 | 85 | 99 | 209948197
KEEPRITE | DLCSRBH12AAK | DLFSFBH12XAK |  | 12000 | 12000 | 24.2 | 13.3 | 10.7 | 1.99 | 85 | 99 | 209948195
DAY & NIGHT | DLCSRBH12AAK | DLFSFBH12XAK |  | 12000 | 12000 | 24.2 | 13.3 | 10.7 | 1.99 | 85 | 99 | 209948193
Weathermaker | 38MARBQ12AA3 | 40MBFAQ12XA3 |  | 12000 | 12000 | 24.2 | 13.3 | 10.7 | 1.99 | 85 | 99 | 209948189
CARRIER | 38MARBQ12AA3 | 40MBFAQ12XA3 |  | 12000 | 12000 | 24.2 | 13.3 | 10.7 | 1.99 | 85 | 99 | 209948186
ECO AC | EHH-O09BB | EHH-C09BA |  | 9000 | 10000 | 20 | 13 | 10 | 1.9 | 75 | 74 | 210586146
KERR | A-KMH18SV-1 | B-KMH18CU-1 |  | 16000 | 17000 | 20 | 12.5 | 9.5 | 1.75 | 92 | 94 | 210568254
KERR | A-KMH09SV-1 | B-KMH09CU-1 |  | 9000 | 9800 | 20.5 | 13 | 10.3 | 1.8 | 92 | 102 | 210568249
KERR | A-KMH24SV-1 | B-KMH24CV-1 |  | 24000 | 25000 | 20.5 | 11 | 11.5 | 2 | 84 | 103 | 210568248
COMFORT-AIRE | A-VMH12SV-1 | B-VMH12FU-1 |  | 12000 | 12000 | 23.6 | 13 | 10 | 1.89 | 80 | 100 | 210568242
COMFORT-AIRE | A-VMH09SV-1 | B-VMH09CU-1 |  | 9000 | 9800 | 20.5 | 13 | 10.3 | 1.8 | 92 | 102 | 210568241
COMFORT-AIRE | A-VMH18SV-1 | B-VMH18UU-1 |  | 17000 | 18000 | 20.5 | 12.5 | 9.8 | 1.86 | 67 | 93 | 210568237
Durastar | DRA1H18S1A | DRAC18F1A |  | 16000 | 17000 | 20 | 12.5 | 9.5 | 1.75 | 92 | 94 | 210568113
Durastar | DRA1U12S1B | DRAS12F1C |  | 12000 | 12000 | 25 | 13 | 11 | 2.38 | 77 | 70 | 210568110
Durastar | DRA1H09S1A | DRAL09F1A |  | 9000 | 10900 | 24 | 13 | 12.4 | 1.8 | 90 | 96 | 210568103
Durastar | DRA1H09S1A | DRAW09F1B |  | 9000 | 12000 | 26.4 | 15.8 | 11.6 | 1.85 | 78 | 92 | 210568098
SEA BREEZE+ | SZ12H424ZMO | C12H424ZMI |  | 12000 | 12000 | 25 | 13 | 11 | 2.38 | 77 | 70 | 210410115
KARDA | 3KARDA12SZO | 3KARDA12CON-2 |  | 12000 | 12000 | 24.2 | 13.3 | 10.7 | 1.99 | 85 | 99 | 210410112
Armstrong Air | 4DHP2S12S-1P | D22C112S4-*P |  | 11800 | 12000 | 22.7 | 13.9 | 9.9 | 2.27 | 74 | 67 | 211034534
SEA BREEZE+ | SZ9H424ZMO | SCA9H424ZMI |  | 9000 | 11000 | 22.5 | 13 | 11.5 | 2.34 | 73 | 70 | 210404149
CONCORD | 4DHP2S12S-1L | DWM212S4-*L |  | 12000 | 12000 | 23.5 | 12.8 | 10 | 2.16 | 70 | 57 | 211034545
Armstrong Air | 4DHP2S24S-1P | DWM224S4-*P |  | 24000 | 25000 | 22 | 14 | 9.9 | 1.8 | 65 | 62 | 211034523
Armstrong Air | 4DHP2S18S-1P | DWM218S4-*P |  | 18000 | 19000 | 23.5 | 12.4 | 10.7 | 2.02 | 78 | 59 | 211034522
SEA BREEZE+ | SZ18H424ZMO | C18H424ZMI |  | 16000 | 17000 | 22.4 | 12.5 | 10.4 | 2.32 | 79 | 75 | 210410116
Allied | 4DHP2S18S-1P | D22C118S4-*P |  | 16000 | 19000 | 20.5 | 12.5 | 10.4 | 2.16 | 63 | 67 | 211034509
Allied | 4DHP2S12S-1P | DWM212S4-*P |  | 12000 | 12000 | 24.6 | 13.7 | 10.7 | 2.39 | 75 | 67 | 211034495
AirEase | 4DHP2S48S-1P | D33C248S4-*P |  | 47000 | 50000 | 18.5 | 9.5 | 9.8 | 1.98 | 60 | 69 | 211034486
AirEase | 4DHP2S12S-1P | D22C112S4-*P |  | 11800 | 12000 | 22.7 | 13.9 | 9.9 | 2.27 | 74 | 67 | 211034482
AirEase | 4DHP2S18S-1P | DWM218S4-*P |  | 18000 | 19000 | 23.5 | 12.4 | 10.7 | 2.02 | 78 | 59 | 211034470
AirEase | 4DHPS209S-1P | DWM209S4-*P |  | 9000 | 10000 | 25.5 | 15 | 11.9 | 2.17 | 85 | 75 | 211034468
LENNOX | MLB036S4S-2P | M33C036S4-*P |  | 36000 | 40000 | 19.4 | 9.5 | 10.5 | 1.85 | 83 | 100 | 211034459
LENNOX | MLB024S4S-1P | M33C024S4-*P |  | 24000 | 25000 | 20.5 | 11 | 11.5 | 2 | 84 | 103 | 211034458
LENNOX | MLB012S4S-1P | MWMC012S4-*P |  | 12000 | 12000 | 25.5 | 13.5 | 10.4 | 1.8 | 83 | 100 | 211034441
LENNOX | MPC018S4S-1P | M22A018S4-*P |  | 16000 | 19000 | 20.5 | 12.5 | 10.4 | 2.16 | 63 | 67 | 211034436
LENNOX | MPC012S4S-1L | MWMC012S4-*L |  | 12000 | 12000 | 23.5 | 12.8 | 10 | 2.16 | 70 | 57 | 211034415
AC PRO.COM | AOX230-09HFN1-MW5W | ACBU-09HRFN1-MW0W |  | 9000 | 11000 | 22.5 | 13 | 11.5 | 2.34 | 73 | 70 | 211001948
Weathermaker | 38MARBQ06AA3 | 40MCCAQ09XA3 |  | 6500 | 7100 | 22 | 14.5 | 10.8 | 2 | 80 | 113 | 210857471
LENNOX | MPC009S4S-1P | M22A009S4-2P |  | 9000 | 10000 | 20 | 13 | 10 | 1.9 | 75 | 74 | 207683514
LENNOX | MPC018S4S-1P | MCFB018S4-2P |  | 18000 | 20000 | 23 | 12.5 | 9.9 | 2.08 | 64 | 65 | 207683510
LENNOX | MPC012S4S-1P | MFMA012S4-1P |  | 12000 | 12000 | 22.7 | 13 | 10.2 | 2.26 | 75 | 70 | 207683509
AIRQUEST | DLCSRBH24AAK | DLFSCBH24XAK |  | 24000 | 25000 | 20.5 | 11 | 11.5 | 2 | 84 | 103 | 207683390
AIRQUEST | DLCLRCH48AAK | DLFLFAH48XAK |  | 48000 | 50000 | 18.9 | 9.3 | 10 | 1.85 | 58 | 70 | 207683389
SMART COMFORT | DLCLRCH48AAK | DLFLFAH48XAK |  | 48000 | 50000 | 18.9 | 9.3 | 10 | 1.85 | 58 | 70 | 207683382
BLUERIDGE | BMY12HH26C | BM12MCC |  | 12000 | 12000 | 22.3 | 12.7 | 10.2 | 1.89 | 83 | 94 | 207571388
BLUERIDGE | BMY48UC | BM48MFCC |  | 48000 | 50000 | 18.9 | 9.3 | 10 | 1.85 | 58 | 70 | 207571385
Convectair | 8028-C09-O | 8028-C09-I |  | 9000 | 12000 | 28.1 | 16.2 | 11.5 | 2 | 79 | 88 | 207709204
C&H | CH-HPR18-230VO | CH-18MOLVWM-230VI |  | 18000 | 18000 | 22 | 13 | 10.6 | 1.89 | 62 | 96 | 207740521
C&H | CH-HPR12-230VO | CH-12MOLVWM-230VI |  | 12000 | 12000 | 23.1 | 13 | 10.5 | 1.88 | 86 | 92 | 207740520
C&H | CH-ES18-230VO | CH-18MOLVWM-230VI |  | 18000 | 18000 | 24 | 13.5 | 10.5 | 2.44 | 78 | 71 | 207740514
C&H | CH-HPR24-230VO | CH-24MASTWM-230VI |  | 24000 | 29000 | 21.5 | 13 | 11.4 | 2.21 | 73 | 86 | 207740504
C&H | CH-HPR06F9-230VO | CH-06MASTWM-230VI |  | 6000 | 7000 | 26.5 | 15.8 | 13.6 | 2.1 | 121 | 107 | 207740500
KANIONco | KWSM-12IR410AHS21.5MVL | KWSM-12IR410AHS21.5MVL |  | 12000 | 12000 | 22.7 | 12.5 | 10 | 2 | 70 | 54 | 207699078
LENNOX | MLB018S4S-1P | M22A018S4-2P |  | 15700 | 17000 | 20 | 12.5 | 9.5 | 1.75 | 92 | 94 | 207683533
LENNOX | MLB018S4S-1P | MCFB018S4-2P |  | 17000 | 18000 | 20.5 | 12.5 | 9.8 | 1.86 | 67 | 93 | 207683529
LENNOX | MPC024S4S-1P | M33C024S4-1P |  | 23600 | 26000 | 21.5 | 12.3 | 9.6 | 2.2 | 73 | 71 | 207683517
LENNOX | MPC018S4S-1P | M22A018S4-2P |  | 16000 | 19000 | 20.5 | 12.5 | 10.4 | 2.16 | 63 | 67 | 207683516
LENNOX | MPC018S4S-1P | MWMC018S4-1P |  | 18000 | 19000 | 23.5 | 12.4 | 10.7 | 2.02 | 78 | 59 | 207683499
LENNOX | MPC012S4S-1L | MWMC012S4-1L |  | 12000 | 12000 | 23.5 | 13 | 10 | 2.16 | 70 | 57 | 207683496
AIRQUEST | DLCLRCH48AAK | DLFLCBH48XAK |  | 48000 | 50000 | 18.5 | 9.5 | 9.8 | 1.98 | 60 | 69 | 207683387
SMART COMFORT | DLCLRCH48AAK | DLFLCBH48XAK |  | 48000 | 50000 | 18.5 | 9.5 | 9.8 | 1.98 | 60 | 69 | 207683380
MIDEA | DLCLRCH48AAK | DLFLFAH48XAK |  | 48000 | 50000 | 18.9 | 9.3 | 10 | 1.85 | 58 | 70 | 207683368
KENMORE | DLCLRCH48AAK | DLFLCBH48XAK |  | 48000 | 50000 | 18.5 | 9.5 | 9.8 | 1.98 | 60 | 69 | 207683359
HEIL | DLCLRCH48AAK | DLFLCBH48XAK |  | 48000 | 50000 | 18.5 | 9.5 | 9.8 | 1.98 | 60 | 69 | 207683345
COMFORTMAKER | DLCSRBH24AAK | DLFSCBH24XAK |  | 24000 | 25000 | 20.5 | 11 | 11.5 | 2 | 84 | 103 | 207683334
MIDEA | MOX230-12HFN1-MV5W | MSAG11B-12HRFN1-MV0W(GA) |  | 12000 | 12000 | 23.1 | 13 | 10.8 | 2.41 | 83 | 70 | 207821932
PolarWave | ACIQ-06ZPL-HP230B | SCC-0609-HH-M |  | 6500 | 7100 | 22 | 14.5 | 10.8 | 2 | 80 | 113 | 212316111
PolarWave | ACIQ-18ZPL-HP230B | ACIQ-18W-HH-MC |  | 18000 | 18000 | 21.5 | 12.5 | 11.3 | 1.8 | 83 | 100 | 212316101
PolarWave | ACIQ-06ZPL-HP230B | ACIQ-06W-HH-MC |  | 6000 | 7000 | 26.5 | 15.8 | 13.6 | 2.1 | 121 | 107 | 212316098
PolarWave | ACIQ-09ZPL-HP230B | ACIQ-09CC-HH-MB |  | 9000 | 9800 | 20.5 | 13 | 10.3 | 1.8 | 92 | 102 | 212316075
PolarWave | ACIQ-09ZPL-HP230B | ACIQ-09W-HH-MB |  | 9000 | 12000 | 28.1 | 16.2 | 11.5 | 2 | 79 | 88 | 212316071
KLIMAIRE | KSIR048-H218-2 | KTIS48-H2 |  | 48000 | 50000 | 18.5 | 9.5 | 9.8 | 1.98 | 60 | 69 | 212316047
BLUERIDGE | BMY33HH20C | BMY33HH20WM |  | 33000 | 35000 | 19.5 | 12 | 10 | 1.8 | 82 | 99 | 211911408
KADEN | KO-PSX18HP-2AAMA | KI-PSX18WM-2AAMA |  | 18000 | 19000 | 23.5 | 12.5 | 10.8 | 2.02 | 78 | 59 | 211793558
KADEN | KO-PSX09HP-2AAMA | KI-PSX09WM-2AAMA |  | 9000 | 10000 | 25.5 | 15 | 12.3 | 2.17 | 85 | 75 | 211793556
KADEN | KO-PSX09HP-1AAMA | KI-PSX09WM-1AAMA |  | 12000 | 12000 | 23.5 | 13 | 10 | 2.16 | 70 | 57 | 211793554
LPS Legacy | DLCSRBH18AAK | DLFSHCH18XAK |  | 18000 | 18000 | 21.5 | 12.5 | 11.3 | 1.8 | 83 | 100 | 211756603
LPS Legacy | DLCSRBH06AAK | DLFSHCH06XAK |  | 6000 | 7000 | 26.5 | 15.8 | 13.6 | 2.1 | 121 | 107 | 211756600
LPS Legacy | DLCSRBH18AAK | DLFSOAH18XAK |  | 16700 | 20000 | 19.8 | 12.5 | 11.2 | 1.93 | 73 | 84 | 211756594
LPS Legacy | DLCSRBH09AAK | DLFSOAH09XAK |  | 9000 | 10900 | 24 | 13 | 12.4 | 1.8 | 90 | 96 | 211756592
LPS Legacy | DLCSRBH18AAK | DLFSCAH18XAK |  | 16000 | 17000 | 20 | 12.5 | 9.5 | 1.75 | 92 | 94 | 211756572
LPS Legacy | DLCSRBH12AAK | DLFSFAH12XAK |  | 12000 | 12000 | 23.6 | 13 | 10 | 1.89 | 80 | 100 | 211756571
LPS Legacy | DLCSRBH12AAK | DLFSCAH12XAK |  | 12000 | 12000 | 22.3 | 12.7 | 10.2 | 1.89 | 83 | 94 | 211756569
LPS Legacy | DLCSRBH09AAK | DLFSHBH09XAK |  | 9000 | 12000 | 26.4 | 15.8 | 11.6 | 1.85 | 78 | 92 | 211756563
LPS Legacy | DLCSRBH24AAK | DLFSCBH24XAK |  | 24000 | 25000 | 20.5 | 11 | 11.5 | 2 | 84 | 103 | 211756560
LPS Legacy | DLCPRBH09AAK | DLFPHAH09XAK |  | 9000 | 12000 | 25.5 | 14.4 | 15 | 1.8 | 87 | 100 | 213214872
AIRQUEST | DLCPRBH09AAK | DLFPHAH09XAK |  | 9000 | 12000 | 25.5 | 14.4 | 15 | 1.8 | 87 | 100 | 213214869
SMART COMFORT | DLCPRBH09AAK | DLFPHAH09XAK |  | 9000 | 12000 | 25.5 | 14.4 | 15 | 1.8 | 87 | 100 | 213214866
KENMORE | DLCPRBH12AAK | DLFPHAH12XAK |  | 12000 | 12000 | 24 | 12.5 | 10.5 | 1.8 | 87 | 100 | 213214858
KEEPRITE | DLCPRBH12AAK | DLFPHAH12XAK |  | 12000 | 12000 | 24 | 12.5 | 10.5 | 1.8 | 87 | 100 | 213214855
HEIL | DLCPRBH12AAK | DLFPHAH12XAK |  | 12000 | 12000 | 24 | 12.5 | 10.5 | 1.8 | 87 | 100 | 213214852
DAY & NIGHT | DLCPRBH12AAK | DLFPHAH12XAK |  | 12000 | 12000 | 24 | 12.5 | 10.5 | 1.8 | 87 | 100 | 213214849
COMFORTMAKER | DLCPRBH12AAK | DLFPHAH12XAK |  | 12000 | 12000 | 24 | 12.5 | 10.5 | 1.8 | 87 | 100 | 213214846
ARCOAIRE | DLCPRBH12AAK | DLFPHAH12XAK |  | 12000 | 12000 | 24 | 12.5 | 10.5 | 1.8 | 87 | 100 | 213214843
PAYNE | 38MPRBQ18AA3 | DHMPHAQ18XA3 |  | 18000 | 20000 | 23.5 | 13.5 | 13.5 | 1.8 | 101 | 105 | 213214835
BRYANT | 38MPRBQ18AA3 | 619PHAQ18XA3 |  | 18000 | 20000 | 23.5 | 13.5 | 13.5 | 1.8 | 101 | 105 | 213214832
BRYANT | 38MPRBQ12AA3 | 619PHAQ12XA3 |  | 12000 | 12000 | 24 | 12.5 | 10.5 | 1.8 | 87 | 100 | 213214831
BRYANT | 38MPRBQ09AA3 | 619PHAQ09XA3 |  | 9000 | 12000 | 25.5 | 14.4 | 15 | 1.8 | 87 | 100 | 213214830
MDV | MOD30-18HFN1-MZ20W | MSAB2F-18HRFN1-MZ22W |  | 18000 | 20000 | 23.5 | 13.5 | 13.5 | 1.8 | 101 | 105 | 213214826
MDV | MOX230-09HFN1-MW5W-L | MSEPB-06HRFN1-MY5W |  | 6000 | 7000 | 26.5 | 15.8 | 13.6 | 2.1 | 121 | 107 | 213199198
KANIONco | KWSM-12IR410AHS25.5ODU | KWSM-12IR410AHS25.5IDU |  | 12000 | 12000 | 25.5 | 14 | 10.4 | 1.8 | 83 | 100 | 213160462
KANIONco | KWSM-06IR410AHS26.5ODU | KWSM-06IR410AHS26.5IDU |  | 6000 | 7000 | 26.5 | 15.8 | 13.6 | 2.1 | 121 | 107 | 213160460
C&H | CH-HPR09-230VO | CH-09MASTWM-230VI |  | 9000 | 12000 | 28.1 | 16.2 | 11.5 | 2 | 79 | 88 | 207740501
Convectair | 8028-C24-O | 8028-C24-I |  | 24000 | 29000 | 21.5 | 13 | 11.4 | 2.21 | 73 | 86 | 207709207
KENMORE | DLCPRBH18AAK | DLFPHBH18XAK |  | 18000 | 20000 | 26.3 | 15.3 | 15.5 | 2.89 | 101 | 120 | 207826649
HEIL | DLCPRBH18AAK | DLFPHBH18XAK |  | 18000 | 20000 | 26.3 | 15.3 | 15.5 | 2.89 | 101 | 120 | 207826647
LENNOX | LISH024000P431-D | LICH4024180P431-D |  | 24000 | 25000 | 21.5 | 12.5 | 9.7 | 2.2 | 76 | 74 | 207825606
LENNOX | LISH018000P431-D | LICH4018180P431-C |  | 16000 | 19000 | 20.5 | 12.5 | 10.5 | 2.16 | 63 | 67 | 207825605
LENNOX | LISH048000P431-D | LIUH048180P431-C |  | 48000 | 50000 | 18.9 | 9.3 | 10 | 1.85 | 58 | 70 | 207825603
DIYCOOL | ACIQ-18ZPL-HP230B | ACIQ-18CC-HH-MB |  | 16000 | 17000 | 20 | 12.5 | 9.5 | 1.75 | 92 | 94 | 207825556
DIYCOOL | ACIQ-12ZPL-HP230B | ACIQ-12W-HH-MB |  | 12000 | 12000 | 25.5 | 14 | 10.4 | 1.8 | 83 | 100 | 207825551
DIYCOOL | ACIQ-09ZPL-HP230B | ACIQ-09W-HH-MB |  | 9000 | 12000 | 28.1 | 16.2 | 11.5 | 2 | 79 | 88 | 207825550
ACIQ | ACIQ-12ZPL-HP230B | ACIQ-12FM-HH-MB |  | 12000 | 12000 | 23.6 | 13 | 10 | 1.89 | 80 | 100 | 207825542
ACIQ | ACIQ-09ZPL-HP230B | ACIQ-09CC-HH-MB |  | 9000 | 9800 | 20.5 | 13 | 10.3 | 1.8 | 92 | 102 | 207825535
ACIQ | ACIQ-24ZPL-HP230B | ACIQ-24W-HH-MB |  | 24000 | 29000 | 21.5 | 13 | 11.4 | 2.21 | 73 | 86 | 207825534
ACIQ | ACIQ-09ZPL-HP230B | ACIQ-09W-HH-MB |  | 9000 | 12000 | 28.1 | 16.2 | 11.5 | 2 | 79 | 88 | 207825531
1HVAC | ACIQ-24ZPL-HP230B | ACIQ-24FM-HH-MB |  | 24000 | 25000 | 20.5 | 11.7 | 11 | 2.1 | 76 | 100 | 207825525
MIDEA | MOX430-12HFN1-MZ60W | MSOP1B-12HRFN1-MZ60W |  | 12000 | 12000 | 27 | 14 | 12 | 1.85 | 87 | 114 | 207821938
MIDEA | MOX230-12HFN1-BW0W | MSAG11B-12HRFN1-BU5W |  | 12000 | 12000 | 22.7 | 12.5 | 10.4 | 2.06 | 74 | 56 | 207821931
PERFECTAIRE | 3PAMSHH18-SZO | 3PAMSFCH18 |  | 17000 | 18000 | 20.5 | 12.5 | 9.8 | 1.86 | 67 | 93 | 207796634
PERFECTAIRE | 3PAMSHH18-SZO | 3PAMSCH18 |  | 16000 | 17000 | 20 | 12.5 | 9.5 | 1.75 | 92 | 94 | 207796632
Durastar | DRA1U24S1B | DRAF24F1A |  | 24000 | 24000 | 21.2 | 12.5 | 10.3 | 2.2 | 67 | 76 | 207787146
Durastar | DRA1U18S1B | DRAF18F1A |  | 18000 | 20000 | 23 | 12.5 | 10 | 2.08 | 64 | 65 | 207787142
Durastar | DRA1U12S1B | DRAS12F1B |  | 12000 | 12000 | 22.7 | 13 | 10.2 | 2.26 | 75 | 70 | 207787139
Durastar | DRA1U18S1B | DRAW18F1B |  | 18000 | 18000 | 24 | 13.5 | 10.5 | 2.44 | 78 | 71 | 207787132
COMFORTSTAR | CZP09CD(O) | TPA-09 |  | 9000 | 10000 | 20 | 13 | 10 | 1.9 | 75 | 74 | 207765973
BOSCH | BMS500-AAS024-1CSXHC | BMS500-AAU024-1AHCXC |  | 24000 | 25000 | 20.5 | 11 | 11.5 | 2 | 84 | 103 | 207760018
BOSCH | BMS500-AAS018-1CSXRC | BMS500-AAU018-1AHCXB |  | 16000 | 19000 | 20.5 | 12.5 | 10.5 | 2.16 | 63 | 67 | 207760015
LPS Legacy | DLCSRBH18AAK | DLFCCAH18XAK |  | 16700 | 20000 | 19.8 | 12.5 | 11.2 | 1.93 | 73 | 84 | 211756597
LPS Legacy | DLCSRBH24AAK | DLFSHBH24XAK |  | 23000 | 26000 | 22.3 | 12.5 | 10.3 | 1.8 | 73 | 88 | 211756566
LPS Legacy | DLCSRBH18AAK | DLFSHBH18XAK |  | 18000 | 18000 | 22 | 13 | 10.6 | 1.89 | 62 | 96 | 211756565
LPS Legacy | DLCSRBH12AAK | DLFSHBH12XAK |  | 12000 | 12000 | 23.1 | 13 | 10.5 | 1.88 | 86 | 92 | 211756564
LPS Legacy | DLCLRCH48AAK | DLFLFAH48XAK |  | 48000 | 50000 | 18.9 | 9.3 | 10 | 1.85 | 58 | 70 | 211756559
LPS Legacy | DLCSRBH06AAK | DLFSHBH06XAK |  | 6000 | 7000 | 23.5 | 15 | 12 | 1.84 | 107 | 101 | 211756558
LPS Legacy | DLCLRCH48AAK | DLFLCBH48XAK |  | 48000 | 50000 | 18.5 | 9.5 | 9.8 | 1.98 | 60 | 69 | 211756556
LPS Legacy | DLCPRAH12AAK | DLFPHAH12XAK |  | 12000 | 12000 | 24 | 13.5 | 9.5 | 1.75 | 57 | 100 | 211756537
NOVAIR | LEA12SZ35SK-O | 2LEA12UUSK-I |  | 12000 | 12000 | 25.5 | 14 | 10.4 | 1.8 | 83 | 100 | 211709683
NOVAIR | LEA09SZ35SK-O | 2LEA09UUSK-I |  | 9000 | 12000 | 28.1 | 16.2 | 11.5 | 2 | 79 | 88 | 211709682
NOVAIR | LEA18SZ25SK-O | 2LEA18UUSK-I |  | 18000 | 19000 | 23.5 | 12.5 | 10.8 | 2.02 | 78 | 59 | 211709679
Alsetria | MOX330-12HFN1-MW5W | MCBU-12HRFN1-MV0W |  | 12000 | 12500 | 23 | 13 | 10 | 1.8 | 76 | 88 | 211644100
Alsetria | MOX430-18HFN1-MU0W | MFA2U-16HRFN1-MV0W |  | 16000 | 17000 | 22.4 | 12.5 | 10.4 | 2.32 | 79 | 75 | 211644097
ECO-AIR | MOX330-12HFN1-MW5W | MCBU-12HRFN1-MV0W |  | 12000 | 12500 | 23 | 13 | 10 | 1.8 | 76 | 88 | 211644094
ECO-AIR | MOX430-18HFN1-MU0W | MFA2U-16HRFN1-MV0W |  | 16000 | 17000 | 22.4 | 12.5 | 10.4 | 2.32 | 79 | 75 | 211644091
ECO-AIR | MOD30-24HFN1-MU0W | MCD1-24HRFN1-MT0W(GA) |  | 24000 | 25000 | 20.5 | 11 | 11.5 | 2 | 84 | 103 | 211644071
ECO-AIR | MOX330-09HFN1-MY5W | CCA3U-09HRFN1-M(C) |  | 9000 | 9800 | 20.5 | 13 | 10.3 | 1.8 | 92 | 102 | 211644068
ECO-AIR | MOX230-09HFN1-MW5W | CCA3U-09HRFN1-M(C) |  | 9000 | 10000 | 20 | 13 | 10 | 1.9 | 75 | 74 | 211644056
Alsetria | MOE30U-36HFN1-M(GA) | MCD1-36HRFN1-M(GA) |  | 36000 | 40000 | 19.4 | 9.5 | 10.5 | 1.85 | 83 | 100 | 211644047
KEEPRITE | DLCPRAH12AAK | DLFPHBH12XAK |  | 12000 | 12000 | 18.2 | 11 | 10 | 1.82 | 57 | 103 | 212521266
MIDEA | 38MPRAQ12AA3 | DHMPHBQ12XA3 |  | 12000 | 12000 | 18.2 | 11 | 10 | 1.82 | 57 | 103 | 212521256
GOODMAN | MSH123E23MCAA | MSH123E23AXAA |  | 12000 | 12000 | 23.6 | 13.5 | 9.5 | 1.8 | 63 | 83 | 203991091
YONAN | YOD-24HFN1 | YUE-24HRFN1 |  | 24000 | 24000 | 21.2 | 12.5 | 10.3 | 2.2 | 67 | 76 | 208106981
Allied | 4DHPS209S-1P | DWM206S4-1P |  | 6000 | 7000 | 26.5 | 15.8 | 13.6 | 2.1 | 121 | 107 | 208106761
CONCORD | 4DHPS209S-1P | D22C109S4-1P |  | 9000 | 10000 | 20 | 13 | 10 | 1.9 | 75 | 74 | 208106749
CONCORD | 4DHP2S12S-1L | DWM212S4-1L |  | 12000 | 12000 | 23.5 | 13 | 10 | 2.16 | 70 | 57 | 208106746
Armstrong Air | 4DHP2S12S-1L | DWM212S4-1L |  | 12000 | 12000 | 23.5 | 13 | 10 | 2.16 | 70 | 57 | 208106735
AirEase | 4DHPS209S-1P | DWM209S4-1P |  | 9000 | 10000 | 25.5 | 15 | 12.3 | 2.17 | 85 | 75 | 208106725
CONCORD | 4DHP2S12S-1P | D22C112S4-1P |  | 11800 | 12000 | 22.7 | 13.9 | 9.9 | 2.27 | 74 | 67 | 208106693
Armstrong Air | 4DHP2S18S-1P | D22C118S4-1P |  | 16000 | 19000 | 20.5 | 12.5 | 10.4 | 2.16 | 63 | 67 | 208106676
Armstrong Air | 4DHP2S18S-1P | DWM218S4-1P |  | 18000 | 19000 | 23.5 | 12.4 | 10.7 | 2.02 | 78 | 59 | 208106673
Allied | 4DHP2S24S-1P | DWM224S4-1P |  | 24000 | 25000 | 22 | 14 | 9.9 | 1.8 | 65 | 62 | 208106655
Allied | 4DHP2S18S-1P | DWM218S4-1P |  | 18000 | 19000 | 23.5 | 12.4 | 10.7 | 2.02 | 78 | 59 | 208106654
MDV | MOX430-09HFN1-MZG5W | MSOP1B-09HRFN1-MZG5W-CA |  | 9000 | 12000 | 27 | 16 | 17.5 | 1.85 | 87 | 114 | 208497422
SLIMAIR | SHC12VE2AG | SHMZ12VC2AG |  | 12000 | 12000 | 23.1 | 13 | 10.8 | 2.41 | 83 | 70 | 208447945
SLIMAIR | SHCD12VC2AG | SHMZ12VC2AG |  | 12000 | 12000 | 23.1 | 13 | 10.5 | 1.88 | 86 | 92 | 208447941
MDV | MOX430-17HFN1-MT0W | MSEPC-18HRFN1-MU0W |  | 18000 | 18000 | 21.5 | 12.5 | 11.3 | 1.8 | 83 | 100 | 205993854
MDV | MOX230-12HFN1-BW0W | MSEPB-12HRFN1-BW0W |  | 12000 | 12000 | 23.5 | 13 | 10 | 2.16 | 70 | 57 | 205993844
Kepler | ODUMOX230-09HFN1MW5W | IDUMSEPB-06HRFN1MY5W |  | 6000 | 7000 | 26.5 | 15.8 | 13.6 | 2.1 | 121 | 107 | 213608172
TEMP SHIFT | TSMOX33012HFN1MW5W | TSCCA3U12HRFN1M(C) |  | 12000 | 12000 | 22.3 | 12.7 | 10.2 | 1.89 | 83 | 94 | 213479380
CONTINENTAL | CDHAS22-12-O | CDHAS22-12-I |  | 12000 | 12000 | 23.1 | 13 | 10.8 | 2.41 | 83 | 70 | 213386538
CONTINENTAL | CDHAS26-18-O | CDHAS26-18-I |  | 18000 | 18000 | 21.5 | 12.5 | 11.3 | 1.8 | 83 | 100 | 213386536
MOOVAIR | DMB18HOS42230E8B | DMB18HIW42230E8 |  | 18000 | 20000 | 26.3 | 15.3 | 15.5 | 2.89 | 101 | 120 | 213369384
AIRDACH | ACSH0924VM2-D | AICH0900VM1-D |  | 9000 | 10000 | 20 | 13 | 10 | 1.9 | 75 | 74 | 213363365
PIONEER | YN018GMFI22RPE | FB018GMFILDFHE |  | 16000 | 17000 | 22.4 | 12.5 | 10.4 | 2.32 | 79 | 75 | 213349747
FRANKLIN | MSH183E23MCAA | MSH183F25AXAA |  | 18000 | 18000 | 21.5 | 12.5 | 11.3 | 1.8 | 83 | 100 | 214595282
COMFORTSTAR | CZP18CD(O) | T1W18P |  | 18000 | 19000 | 21.8 | 12.5 | 10.7 | 2.3 | 64 | 69 | 214594915
COMFORTSTAR | CHF18CD(O) | T1W18P |  | 16700 | 20000 | 19.8 | 12.5 | 11.2 | 1.93 | 73 | 84 | 214594912
GOODMAN | MSH183G22MCAA | MST183E20ACAA |  | 16000 | 17000 | 20 | 12.5 | 9.5 | 1.75 | 92 | 94 | 214594901
GOODMAN | MSH243G22MCAA | MSH243G22AXAA |  | 23000 | 26000 | 22.3 | 12.5 | 10.3 | 1.8 | 73 | 88 | 214438123
GOODMAN | MSH123G26MCAA | MSH123G26AXAA |  | 12000 | 12000 | 27.5 | 14.3 | 14.5 | 1.86 | 95 | 113 | 214438120
GOODMAN | MSH183G22MCAA | MSH183G22AXAA |  | 18000 | 18000 | 22 | 13 | 10.6 | 1.89 | 62 | 96 | 214438118
Multi MFG | MSH-24HD-A | 24CCHP0-C-M-A |  | 24000 | 25000 | 20.5 | 11 | 11.5 | 2 | 84 | 103 | 214432056
ZERO | ZMSB-09HV-USHHC-O | ZMSB-09HV-USHHC-I |  | 9000 | 12000 | 26.4 | 15.8 | 11.6 | 1.85 | 78 | 92 | 214421474
AIRQUEST | DLCPRBH18AAK | DHMPHAQ18XA3 |  | 18000 | 20000 | 23.5 | 13.5 | 13.5 | 1.8 | 101 | 105 | 214389478
KEEPRITE | DLCPRBH18AAK | DHMPHAQ18XA3 |  | 18000 | 20000 | 23.5 | 13.5 | 13.5 | 1.8 | 101 | 105 | 214389476
COMFORTMAKER | DLCPRBH18AAK | DHMPHAQ18XA3 |  | 18000 | 20000 | 23.5 | 13.5 | 13.5 | 1.8 | 101 | 105 | 214389473
AIRQUEST | DLCPRAH12AAK | DHMPHAQ12XA3 |  | 12000 | 12000 | 24 | 13.5 | 9.5 | 1.75 | 57 | 100 | 214389459
DAY & NIGHT | DLCPRAH12AAK | DHMPHAQ12XA3 |  | 12000 | 12000 | 24 | 13.5 | 9.5 | 1.75 | 57 | 100 | 214389451
ARCOAIRE | DLCPRAH18AAK | DHMPHAQ18XA3 |  | 18000 | 18000 | 26.2 | 14.5 | 12 | 1.95 | 68 | 91 | 214389448
FRANKLIN | MSH243F25MCAA | MSH243F25AXAA |  | 24000 | 29000 | 21.5 | 13 | 11.4 | 2.21 | 73 | 86 | 214383436
FRANKLIN | MSH093F25MCAA | MSH093F25AXAA |  | 9000 | 12000 | 28.1 | 16.2 | 11.5 | 2 | 79 | 88 | 214383433
ARCOAIRE | DLCSRBH12AAK | DLFSHCH12XAK |  | 12000 | 12000 | 25.5 | 14 | 10.4 | 1.8 | 83 | 100 | 208447614
TRUST AIR CONDITIONERS | IS12H/O4S41R | IS12H/I4S41R |  | 12000 | 12000 | 23.5 | 13 | 10 | 2.16 | 70 | 57 | 208280044
PIONEER | YN009GMFI22RPE | CB009GMFILCFHD |  | 9000 | 10000 | 20 | 13 | 10 | 1.9 | 75 | 74 | 208191857
BOSCH | BMS500-AAS012-1CSXHC | BMS500-AAU012-1AHWXB |  | 12000 | 12000 | 23.6 | 13.5 | 9.5 | 1.8 | 63 | 83 | 208157117
KERR | A-KMH24SV-1 | B-KMH24SU-1 |  | 21600 | 23400 | 18.9 | 11.7 | 10.4 | 1.89 | 83 | 100 | 208141196
COMFORT-AIRE | A-VMH12SV-1 | B-VMH12SU-1C |  | 12000 | 12000 | 23.6 | 13.5 | 9.5 | 1.8 | 63 | 83 | 208141174
COMFORT-AIRE | A-VMH12SV-1 | B-VMH12SU-1 |  | 12000 | 12000 | 23.6 | 13.5 | 9.5 | 1.8 | 63 | 83 | 208141168
LBG Products | LBHB24DVWO | LMHB24DZDI |  | 24000 | 25000 | 20.5 | 11.7 | 11 | 2.1 | 76 | 100 | 208130845
LBG Products | LBHB09DVWO | LMHB09DSI |  | 9000 | 9800 | 20.5 | 13 | 10.3 | 1.8 | 92 | 102 | 208130831
LBG Products | LBHB06DVWO | LBHB06DVWI |  | 6000 | 7000 | 23.5 | 15 | 12 | 1.84 | 107 | 101 | 208130826
LBG Products | LBHB24DUWO | LMHB24DZDI |  | 24000 | 24000 | 21.2 | 12.5 | 10.3 | 2.2 | 67 | 76 | 208130822
LBG Products | LBHB09DUWO | LMHB09DSI |  | 9000 | 10000 | 20 | 13 | 10 | 1.9 | 75 | 74 | 208130807
LBG Products | LBHB09DUWO | LBHB09DUWI |  | 9000 | 10000 | 24 | 14.7 | 11.6 | 2.25 | 81 | 75 | 208130803
SEA BREEZE+ | CSZ36H424ZMO | CA36H424ZMI |  | 36000 | 40000 | 19.4 | 9.5 | 10.5 | 1.85 | 83 | 100 | 208128274
SEA BREEZE+ | SZ9H424ZMO | CA9H424ZMI |  | 9000 | 10000 | 20 | 13 | 10 | 1.9 | 75 | 74 | 208128270
DUCANE | 4DHP2S09S-1P | D22C109S4-1P |  | 9000 | 10000 | 20 | 13 | 10 | 1.9 | 75 | 74 | 208128195
CONCORD | 4DHP2S09S-1P | DWM209S4-1P |  | 9000 | 10000 | 25.5 | 15 | 12.3 | 2.17 | 85 | 75 | 208128191
AirEase | 4DHP2S09S-1P | D22C109S4-1P |  | 9000 | 10000 | 20 | 13 | 10 | 1.9 | 75 | 74 | 208128186
Allied | 4DHP2S12S-1L | DWM212S4-1L |  | 12000 | 12000 | 23.5 | 13 | 10 | 2.16 | 70 | 57 | 208127266
PIONEER | YN048GMFI18RUE | UB048GMFILCFHD |  | 48000 | 50000 | 18.9 | 9.3 | 10 | 1.85 | 58 | 70 | 208121960
PIONEER | YN024GMFI20RPD | CB024GMFILDFHE |  | 24000 | 25000 | 21.5 | 12.5 | 9.7 | 2.2 | 76 | 74 | 208121947
EMI | MHSZ118DA | MHCAS18DA |  | 16000 | 17000 | 20 | 12.5 | 9.5 | 1.75 | 92 | 94 | 208121930
EMI | MHSZ112DA | MHWAL12DA |  | 12000 | 12000 | 25.5 | 14 | 10.4 | 1.8 | 83 | 100 | 208121925
EMI | MHSZ106DA | MHWAL06DA |  | 6000 | 7000 | 26.5 | 15.8 | 13.6 | 2.1 | 121 | 107 | 208121923
Alsetria | MOD30-24HFN1-MU0W | MSEPD-24HRFN1-MU0W |  | 24000 | 29000 | 21.5 | 13 | 11.4 | 2.21 | 73 | 86 | 208121904
MIDEA | MOX230-09HFN1-MW5W | CCA3U-09HRFN1-M(C) |  | 9000 | 10000 | 20 | 13 | 10 | 1.9 | 75 | 74 | 208568353
MIDEA | MOX430-09HFN1-MZG5W | MSOP1B-09HRFN1-MZG5W |  | 9000 | 12000 | 28.5 | 16 | 18 | 1.85 | 87 | 114 | 208568345
MRCOOL | O-HH-18-HP-C-230B | O-18-HP-WMAH-230B |  | 18000 | 18000 | 21.5 | 12.5 | 11.3 | 1.8 | 83 | 100 | 208552823
MRCOOL | O-HH-09-HP-C-230B | O-09-HP-WMAH-230B |  | 9000 | 12000 | 28.1 | 16.2 | 11.5 | 2 | 79 | 88 | 208552819
FRANKLIN | MSH123E23MCAA | MST123E20ACAA |  | 12000 | 12000 | 22.3 | 12.7 | 10.2 | 1.89 | 83 | 94 | 206900433
GOODMAN | MSH183E23MCAA | MST183E20ACAA |  | 16000 | 17000 | 20 | 12.5 | 9.5 | 1.75 | 92 | 94 | 206900426
Weathermaker | 38MARBQ12AA3 | DHMSHAQ12XA3 |  | 12000 | 12000 | 23.6 | 13.5 | 9.5 | 1.8 | 63 | 83 | 206400667
MIDEA | 38MARBQ12AA3 | DHMSHAQ12XA3 |  | 12000 | 12000 | 23.6 | 13.5 | 9.5 | 1.8 | 63 | 83 | 206400661
MOOVAIR | DM12HOS42230E4 | DM12HIW42230E4 |  | 12000 | 12000 | 24 | 13.5 | 9.5 | 1.75 | 57 | 100 | 206377756
MDV | MOX230-12HFN1-MV5W | MSEPB-12HRFN1-MW5W(GA) |  | 12000 | 12000 | 24.6 | 13.7 | 10.7 | 2.39 | 75 | 67 | 206369559
AIRQUEST | DLCSRBH18AAK | DLFSHBH18XAK |  | 18000 | 18000 | 22 | 13 | 10.6 | 1.89 | 62 | 96 | 206361916
AIRQUEST | DLCSRBH12AAK | DLFSHBH12XAK |  | 12000 | 12000 | 23.1 | 13 | 10.5 | 1.88 | 86 | 92 | 206361915
SMART COMFORT | DLCSRBH18AAK | DLFSHBH18XAK |  | 18000 | 18000 | 22 | 13 | 10.6 | 1.89 | 62 | 96 | 206361911
SMART COMFORT | DLCSRBH12AAK | DLFSHBH12XAK |  | 12000 | 12000 | 23.1 | 13 | 10.5 | 1.88 | 86 | 92 | 206361910
TEMPSTAR | DLCSRBH12AAK | DLFSHBH12XAK |  | 12000 | 12000 | 23.1 | 13 | 10.5 | 1.88 | 86 | 92 | 206361905
MDV | MOX330-12HFN1-MW5W | MCA3U-12HRFN1-M(C) |  | 12000 | 12000 | 22.3 | 12.7 | 10.2 | 1.89 | 83 | 94 | 206330126
MDV | MOX330-12HFN1-MW5W | CS11M-12HRFN1-MU5W |  | 12000 | 12000 | 23.6 | 13.5 | 9.5 | 1.8 | 63 | 83 | 205993853
MDV | MOX330-12HFN1-MW5W | MSEPB-12HRFN1-MW5W(GA) |  | 12000 | 12000 | 25.5 | 14 | 10.4 | 1.8 | 83 | 100 | 205993846
FRANKLIN | MSH123F25MCAA | MSH123F25AXAA |  | 12000 | 12000 | 25.5 | 14 | 10.4 | 1.8 | 83 | 100 | 214383434
NG Trade | OMEGA120E | IMEGA120E |  | 12000 | 12000 | 22.7 | 12.5 | 10.4 | 2.06 | 74 | 56 | 214377797
Kepler | ODUMOX430-17HFN1MT0W | IDUCCA3U-18HRFN1-M(C) |  | 16000 | 17000 | 20 | 12.5 | 9.5 | 1.75 | 92 | 94 | 214377773
Bladex | BS25-06HFN1-ODU | BWM-EPB-06HWIU |  | 6000 | 7000 | 26.5 | 15.8 | 13.6 | 2.1 | 121 | 107 | 214312550
PULAIR | MOSH-1092AC | MISH-1092AC |  | 9000 | 10000 | 24 | 14.7 | 11.6 | 2.25 | 81 | 75 | 214312533
Coast Air | A-CAD09-0A | B-CAD09-0A* |  | 9000 | 9900 | 25 | 14.5 | 10.8 | 1.96 | 81 | 65 | 214312526
PULAIR | MOSH- 1092AC | MISH- 1092AC |  | 9000 | 10000 | 24 | 14.7 | 11.6 | 2.25 | 81 | 75 | 214311521
ZERO | ZMSB-18HV-USHHC | ZMSB-18HV-USHHC |  | 18000 | 18000 | 22 | 13 | 10.6 | 1.89 | 62 | 96 | 214232449
AURORA | AU-CX24HR-2A-O | AU-BS24HR-2A-I |  | 23000 | 26000 | 22.3 | 12.5 | 10.3 | 1.8 | 73 | 88 | 208101259
Breeze33 | BZ33-HYP12OUT2-G2-P | BZ33-CASS12-P |  | 12000 | 12000 | 22.3 | 12.7 | 10.2 | 1.89 | 83 | 94 | 207862077
Breeze33 | BZ33-HYP18OUT2-G2-P | BZ33-HYP18WALL2-G2-P |  | 18000 | 18000 | 21.5 | 12.5 | 11.3 | 1.8 | 83 | 100 | 207862072
Breeze33 | BZ33-HYP06OUT2-G2-P | BZ33-HYP06WALL2-G2-P |  | 6000 | 7000 | 26.5 | 15.8 | 13.6 | 2.1 | 121 | 107 | 207862069
AC PRO.COM | AOD32-24HFN1-MT0W | ASEPD-24HRFN1-MU0W |  | 24000 | 25000 | 22 | 14 | 10 | 1.8 | 65 | 62 | 207827148
MIDEA | MOD33-24HFN1-MT0W | MUEU-24HRFN1-M(C) |  | 24000 | 24000 | 21.2 | 12.5 | 10.3 | 2.2 | 67 | 76 | 207826697
MIDEA | MOX230-09HFN1-MW5W | MSEPB-09HRFN1-MY5W(GA) |  | 9000 | 10000 | 25.5 | 15 | 12.3 | 2.17 | 85 | 75 | 207826693
BRYANT | 38MPRBQ18AA3 | 619PHBQ18XA3 |  | 18000 | 20000 | 26.3 | 15.3 | 15.5 | 2.89 | 101 | 120 | 207826657
MIDEA | 38MPRBQ18AA3 | DHMPHBQ18XA3 |  | 18000 | 20000 | 26.3 | 15.3 | 15.5 | 2.89 | 101 | 120 | 207826656
DAY & NIGHT | DLCPRBH18AAK | DLFPHBH18XAK |  | 18000 | 20000 | 26.3 | 15.3 | 15.5 | 2.89 | 101 | 120 | 207826646
ARCOAIRE | DLCPRBH18AAK | DLFPHBH18XAK |  | 18000 | 20000 | 26.3 | 15.3 | 15.5 | 2.89 | 101 | 120 | 207826644
LENNOX | LISH048000P431-D | LICH4048180P431-D |  | 48000 | 50000 | 18.5 | 9.5 | 9.8 | 1.98 | 60 | 69 | 207825608
LENNOX | LISH012000P431-D | LICH4012180P431-C |  | 12000 | 12000 | 22.7 | 14 | 10 | 2.27 | 74 | 67 | 207825604
DIYCOOL | ACIQ-18ZPL-HP230B | ACIQ-18FM-HH-MB |  | 17000 | 18000 | 20.5 | 12.5 | 9.8 | 1.86 | 67 | 93 | 207825562
DIYCOOL | ACIQ-12ZPL-HP230B | ACIQ-12FM-HH-MB |  | 12000 | 12000 | 23.6 | 13 | 10 | 1.89 | 80 | 100 | 207825561
DIYCOOL | ACIQ-12ZPL-HP230B | ACIQ-12CC-HH-MB |  | 12000 | 12000 | 22.3 | 12.7 | 10.2 | 1.89 | 83 | 94 | 207825555
DIYCOOL | ACIQ-09ZPL-HP230B | ACIQ-09CC-HH-MB |  | 9000 | 9800 | 20.5 | 13 | 10.3 | 1.8 | 92 | 102 | 207825554
DAY & NIGHT | DLCSRBH24AAK | DLFSHCH24XAK |  | 24000 | 29000 | 21.5 | 13 | 11.4 | 2.21 | 73 | 86 | 208447631
COMFORTMAKER | DLCSRBH12AAJ | DLFSHCH12XAJ |  | 12000 | 12000 | 23.5 | 13 | 10 | 2.16 | 70 | 57 | 208447628
ARCOAIRE | DLCSRBH12AAJ | DLFSHCH12XAJ |  | 12000 | 12000 | 23.5 | 13 | 10 | 2.16 | 70 | 57 | 208447620
ARCOAIRE | DLCSRBH18AAK | DLFSHCH18XAK |  | 18000 | 18000 | 21.5 | 12.5 | 11.3 | 1.8 | 83 | 100 | 208447619
SEA BREEZE+ | HSZ18H424ZMO | SCA18H424ZMI |  | 16700 | 20000 | 19.8 | 12.5 | 11.2 | 1.93 | 73 | 84 | 212595650
SEA BREEZE+ | HSZ12H424ZMO | SCA12H424ZMI |  | 12000 | 12500 | 23 | 13 | 10 | 1.8 | 76 | 88 | 212595647
SUPREME | NE-T52-SUPAE18E | NE-T52-SUPAE18I |  | 18000 | 18000 | 21.5 | 12.5 | 11.3 | 1.8 | 83 | 100 | 212579411
SUPREME | NE-T52-SUPAE12E | NE-T52-SUPAE12I |  | 12000 | 12000 | 25.5 | 14 | 10.4 | 1.8 | 83 | 100 | 212579410
AIRQUEST | DLCPRAH18AAK | DLFPHBH18XAK |  | 18000 | 18000 | 24.1 | 12.4 | 12 | 1.92 | 68 | 89 | 212521293
MIDEA | DLCPRAH18AAK | DLFPHBH18XAK |  | 18000 | 18000 | 24.1 | 12.4 | 12 | 1.92 | 68 | 89 | 212521290
KEEPRITE | DLCPRAH18AAK | DLFPHBH18XAK |  | 18000 | 18000 | 24.1 | 12.4 | 12 | 1.92 | 68 | 89 | 212521288
DAY & NIGHT | DLCPRAH18AAK | DLFPHBH18XAK |  | 18000 | 18000 | 24.1 | 12.4 | 12 | 1.92 | 68 | 89 | 212521286
BRYANT | 38MPRAQ18AA3 | 619PHBQ18XA3 |  | 18000 | 18000 | 24.1 | 12.4 | 12 | 1.92 | 68 | 89 | 212521280
TEMPSTAR | DLCPRAH12AAK | DLFPHBH12XAK |  | 12000 | 12000 | 18.2 | 11 | 10 | 1.82 | 57 | 103 | 212521272
MIDEA | DLCPRAH12AAK | DLFPHBH12XAK |  | 12000 | 12000 | 18.2 | 11 | 10 | 1.82 | 57 | 103 | 212521270
DAY & NIGHT | DLCPRAH12AAK | DLFPHBH12XAK |  | 12000 | 12000 | 18.2 | 11 | 10 | 1.82 | 57 | 103 | 212521262
Weathermaker | 38MPRAQ12AA3 | DHMPHBQ12XA3 |  | 12000 | 12000 | 18.2 | 11 | 10 | 1.82 | 57 | 103 | 212521254
CARRIER | 38MPRAQ12AA3 | 40MPHBQ12XA3 |  | 12000 | 12000 | 18.2 | 11 | 10 | 1.82 | 57 | 103 | 212521248
Custom Comfort | CCOXHASZ06HP | CCOXHA1C06 |  | 6500 | 7100 | 22 | 14.5 | 10.8 | 2 | 80 | 113 | 212365429
Custom Comfort | CCOXHASZ60CHP | CCOXHAFC60 |  | 55000 | 60000 | 17.3 | 9 | 10.2 | 1.97 | 67 | 94 | 212365428
Custom Comfort | CCOXHASZ17HP | CCOXHAFC18 |  | 17000 | 18000 | 20.5 | 12.5 | 9.8 | 1.86 | 67 | 93 | 212365424
Custom Comfort | CCOXHASZ17HP | CCOXHAWM18 |  | 18000 | 18000 | 21.5 | 12.5 | 11.3 | 1.8 | 83 | 100 | 212365406
Breeze33 | BZ33-HYP33OUT2-G2-P | BZ33-HYP33OUT2-G2-P |  | 33000 | 35000 | 19.5 | 12 | 10 | 1.8 | 82 | 99 | 212361762
MAXI AIR | NE-T52-SUPAE12E | NE-T52-SUPAE12I |  | 12000 | 12000 | 25.5 | 14 | 10.4 | 1.8 | 83 | 100 | 212348360
STEALTH | ACIQ-12ZPL-HP230B | ACIQ-12FM-HH-MC |  | 12000 | 12000 | 24.2 | 13.3 | 10.7 | 1.99 | 85 | 99 | 212316201
STEALTH | ACIQ-09ZPL-HP230B | SCC-0609-HH-M |  | 9000 | 10900 | 24 | 13 | 12.4 | 1.8 | 90 | 96 | 212316198
STEALTH | ACIQ-24ZPL-HP230B | ACIQ-24W-HH-MC |  | 24000 | 29000 | 21.5 | 13 | 11.4 | 2.21 | 73 | 86 | 212316188
STEALTH | ACIQ-12ZPL-HP230B | ACIQ-12FM-HH-MB |  | 12000 | 12000 | 23.6 | 13 | 10 | 1.89 | 80 | 100 | 212316168
STEALTH | ACIQ-09ZPL-HP230B | ACIQ-09CC-HH-MB |  | 9000 | 9800 | 20.5 | 13 | 10.3 | 1.8 | 92 | 102 | 212316161
Kepler | ODUMOD30-33HFN1MSR0W | IDUMSEPD-33HRFN1MSR0W |  | 33000 | 35000 | 19.5 | 12 | 10 | 1.8 | 82 | 99 | 213608177
Kepler | ODUMOD30-24HFN1MU0W | IDUMSEPD-24HRFN1MU0W |  | 24000 | 29000 | 21.5 | 13 | 11.4 | 2.21 | 73 | 86 | 213608176
TEMP SHIFT | TSMOX43017HFN1MT0W | TSCCA3U18HRFN1M(C) |  | 16000 | 17000 | 20 | 12.5 | 9.5 | 1.75 | 92 | 94 | 213479381
CONTINENTAL | CDHAS26-12-O | CDHAS26-12-I |  | 12000 | 12000 | 25.5 | 14 | 10.4 | 1.8 | 83 | 100 | 213386539
PIONEER | YN012GMFI22RPE | CK012GMFILCFHD |  | 12000 | 12500 | 22 | 12.6 | 9.8 | 2.21 | 62 | 62 | 213349745
AIRQUEST | DLCSRBH12AAJ | DLFSHCH12XAJ |  | 12000 | 12000 | 23.5 | 13 | 10 | 2.16 | 70 | 57 | 208447692
SMART COMFORT | DLCSRBH12AAJ | DLFSHCH12XAJ |  | 12000 | 12000 | 23.5 | 13 | 10 | 2.16 | 70 | 57 | 208447684
TEMPSTAR | DLCSRBH06AAK | DLFSHCH06XAK |  | 6000 | 7000 | 26.5 | 15.8 | 13.6 | 2.1 | 121 | 107 | 208447677
Weathermaker | 38MARBQ18AA3 | 40MCCAQ18XA3 |  | 16700 | 20000 | 19.8 | 12.5 | 11.2 | 1.93 | 73 | 84 | 209270302
PAYNE | 38MARBQ09AA3 | 40MCCAQ09XA3 |  | 9000 | 10900 | 24 | 13 | 12.4 | 1.8 | 90 | 96 | 209270297
SMART COMFORT | DLCSRBH09AAK | DLFCCAH09XAK |  | 9000 | 10900 | 24 | 13 | 12.4 | 1.8 | 90 | 96 | 209270279
MIDEA | DLCSRBH09AAK | DLFCCAH09XAK |  | 9000 | 10900 | 24 | 13 | 12.4 | 1.8 | 90 | 96 | 209270271
KEEPRITE | DLCSRBH18AAK | DLFCCAH18XAK |  | 16700 | 20000 | 19.8 | 12.5 | 11.2 | 1.93 | 73 | 84 | 209270264
KEEPRITE | DLCSRBH09AAK | DLFCCAH09XAK |  | 9000 | 10900 | 24 | 13 | 12.4 | 1.8 | 90 | 96 | 209270263
DAY & NIGHT | DLCSRBH09AAK | DLFCCAH09XAK |  | 9000 | 10900 | 24 | 13 | 12.4 | 1.8 | 90 | 96 | 209270255
COMFORTMAKER | DLCSRBH18AAK | DLFCCAH18XAK |  | 16700 | 20000 | 19.8 | 12.5 | 11.2 | 1.93 | 73 | 84 | 209270252
COMFORTMAKER | DLCSRBH09AAK | DLFCCAH09XAK |  | 9000 | 10900 | 24 | 13 | 12.4 | 1.8 | 90 | 96 | 209270251
ARCOAIRE | DLCSRBH18AAK | DLFCCAH18XAK |  | 16700 | 20000 | 19.8 | 12.5 | 11.2 | 1.93 | 73 | 84 | 209270248
MDV | MOX430-17HFN1-MT0W | MCBU-18HRFN1-MU2W |  | 16700 | 20000 | 19.8 | 12.5 | 11.2 | 1.93 | 73 | 84 | 209270214
MDV | MOX430-18HFN1-MU0W | MFA2U-16HRFN1-MV0W |  | 16000 | 17000 | 22.4 | 12.5 | 10.4 | 2.32 | 79 | 75 | 209248927
MDV | MOX330-09HFN1-MY6W | MFA2U-09HRFN1-MY6W |  | 9000 | 9000 | 26.3 | 15.7 | 11.4 | 1.99 | 118 | 132 | 209248923
ApooDr | AGN24-12H220V1B | AGN24-12H220V1A |  | 12000 | 12000 | 23.1 | 13 | 10.8 | 2.41 | 83 | 70 | 209157092
Kanartic | KEOS-09UHE-NA | KEOS-09UHE-NA |  | 9000 | 12000 | 26.4 | 15.8 | 11.6 | 1.85 | 78 | 92 | 208836320
Kanartic | KEOS-12UHE-NA | KEOS-12UHE-NA |  | 12000 | 12000 | 23.1 | 13 | 10.5 | 1.88 | 86 | 92 | 208836319
ECO-AIR | MOX330-12HFN1-MW5W | MFA2U-12HRFN1-MW5W |  | 12000 | 12000 | 24.2 | 13.3 | 10.7 | 1.99 | 85 | 99 | 214655290
DUCANE | 4DHP2S24S-1P | DWM224S4-*P |  | 24000 | 25000 | 22 | 14 | 9.9 | 1.8 | 65 | 62 | 211034575
DUCANE | 4DHPS209S-1P | DWM209S4-*P |  | 9000 | 10000 | 25.5 | 15 | 11.9 | 2.17 | 85 | 75 | 211034572
CONCORD | 4DHP2S12S-1P | D22C112S4-*P |  | 11800 | 12000 | 22.7 | 13.9 | 9.9 | 2.27 | 74 | 67 | 211034560
CONCORD | 4DHP2S12S-1P | DWM212S4-*P |  | 12000 | 12000 | 24.6 | 13.7 | 10.7 | 2.39 | 75 | 67 | 211034547
Armstrong Air | 4DHP2S24S-1P | D33C224S4-*P |  | 23600 | 26000 | 21.5 | 12.3 | 9.6 | 2.2 | 73 | 71 | 211034536
Allied | 4DHP2S24S-1P | D33C224S4-*P |  | 23600 | 26000 | 21.5 | 12.3 | 9.6 | 2.2 | 73 | 71 | 211034510
Allied | 4DHP2S12S-1P | D22C112S4-*P |  | 11800 | 12000 | 22.7 | 13.9 | 9.9 | 2.27 | 74 | 67 | 211034508
Allied | 4DHP2S12S-1L | DWM212S4-*L |  | 12000 | 12000 | 23.5 | 12.8 | 10 | 2.16 | 70 | 57 | 211034493
AirEase | 4DHP2S24S-1P | D33C224S4-*P |  | 23600 | 26000 | 21.5 | 12.3 | 9.6 | 2.2 | 73 | 71 | 211034484
LENNOX | MLB012S4S-1P | M22A012S4-*P |  | 12000 | 12000 | 22.3 | 12.7 | 10.2 | 1.89 | 83 | 94 | 211034456
LENNOX | MLB024S4S-1P | MWMC024S4-*P |  | 24000 | 29000 | 21.5 | 13 | 11.4 | 2.21 | 73 | 86 | 211034443
LENNOX | MPC012S4S-1P | M22A012S4-*P |  | 11800 | 12000 | 22.7 | 13.9 | 9.9 | 2.27 | 74 | 67 | 211034435
LENNOX | MPC009S4S-1P | M22A009S4-*P |  | 8900 | 10000 | 20 | 13 | 10 | 1.9 | 75 | 74 | 211034434
LENNOX | MPC024S4S-1P | MCFA024S4-*P |  | 24000 | 24000 | 21.2 | 12.5 | 10.2 | 2.2 | 67 | 76 | 211034431
LENNOX | MPC012S4S-1P | MFMA012S4-*P |  | 12000 | 12000 | 22.7 | 13 | 10.2 | 2.26 | 75 | 70 | 211034429
LENNOX | MPC009S4S-1P | MWMC009S4-*P |  | 9000 | 10000 | 25.5 | 15 | 11.9 | 2.17 | 85 | 75 | 211034416
AC PRO.COM | AOX230-12HFN1-MV5W | ACBU-12HRFN1-MV0W |  | 12000 | 12500 | 22 | 12.6 | 9.8 | 2.21 | 62 | 62 | 211001949
SLIMAIR | SHC18VE2AG | SHLZ18VC2AG |  | 16000 | 19000 | 20.5 | 12.5 | 10.5 | 2.16 | 63 | 67 | 210857477
PAYNE | 38MARBQ06AA3 | 40MCCAQ09XA3 |  | 6500 | 7100 | 22 | 14.5 | 10.8 | 2 | 80 | 113 | 210857469
BRYANT | 38MARBQ06AA3 | 40MCCAQ09XA3 |  | 6500 | 7100 | 22 | 14.5 | 10.8 | 2 | 80 | 113 | 210857467
AIRQUEST | DLCSRBH06AAK | DLFSOAH09XAK |  | 6500 | 7100 | 22 | 14.5 | 10.8 | 2 | 80 | 113 | 210857462
SMART COMFORT | DLCSRBH12AAK | DLFSOAH18XAK |  | 12000 | 12500 | 23 | 13 | 10 | 1.8 | 76 | 88 | 210857460
SMART COMFORT | DLCSRBH18AAK | DLFSOAH18XAK |  | 16700 | 20000 | 19.8 | 12.5 | 11.2 | 1.93 | 73 | 84 | 210857459
TEMPSTAR | DLCSRBH12AAK | DLFSOAH18XAK |  | 12000 | 12500 | 23 | 13 | 10 | 1.8 | 76 | 88 | 210857456
MIDEA | DLCSRBH18AAK | DLFSOAH18XAK |  | 16700 | 20000 | 19.8 | 12.5 | 11.2 | 1.93 | 73 | 84 | 210857451
MIDEA | DLCSRBH09AAK | DLFSOAH09XAK |  | 9000 | 10900 | 24 | 13 | 12.4 | 1.8 | 90 | 96 | 210857449
KEEPRITE | DLCSRBH09AAK | DLFSOAH09XAK |  | 9000 | 10900 | 24 | 13 | 12.4 | 1.8 | 90 | 96 | 210857441
DAY & NIGHT | DLCSRBH12AAK | DLFSOAH18XAK |  | 12000 | 12500 | 23 | 13 | 10 | 1.8 | 76 | 88 | 210857436
DAY & NIGHT | DLCSRBH09AAK | DLFSOAH09XAK |  | 9000 | 10900 | 24 | 13 | 12.4 | 1.8 | 90 | 96 | 210857433
COMFORTMAKER | DLCSRBH18AAK | DLFSOAH18XAK |  | 16700 | 20000 | 19.8 | 12.5 | 11.2 | 1.93 | 73 | 84 | 210857431
ARCOAIRE | DLCSRBH09AAK | DLFSOAH09XAK |  | 9000 | 10900 | 24 | 13 | 12.4 | 1.8 | 90 | 96 | 210857425
Cooper&Hunter | CH-HPR18-230VO | CH-18MCT1W-230VI |  | 16700 | 20000 | 19.8 | 12.5 | 11.2 | 1.93 | 73 | 84 | 210857423
AC PRO.COM | AOX330-12HFN1-MW5W | AFAU-12HRFN1-M(C) |  | 12000 | 12000 | 23.6 | 13 | 10 | 1.89 | 80 | 100 | 207827158
AC PRO.COM | AOX430-18HFN1-MU0W | ASEPC-18HRFN1-MU0W |  | 18000 | 19000 | 23.5 | 12.5 | 10.8 | 2.02 | 78 | 59 | 207827147
AC PRO.COM | AOX230-09HFN1-MW5W | ASEPB-09HRFN1-MY5W(GA) |  | 9000 | 10000 | 25.5 | 15 | 12.3 | 2.17 | 85 | 75 | 207827145
CARRIER | 38MPRBQ18AA3 | 40MPHBQ18XA3 |  | 18000 | 20000 | 26.3 | 15.3 | 15.5 | 2.89 | 101 | 120 | 207826658
PAYNE | 38MPRBQ18AA3 | DHMPHBQ18XA3 |  | 18000 | 20000 | 26.3 | 15.3 | 15.5 | 2.89 | 101 | 120 | 207826654
SMART COMFORT | DLCPRBH18AAK | DLFPHBH18XAK |  | 18000 | 20000 | 26.3 | 15.3 | 15.5 | 2.89 | 101 | 120 | 207826652
TEMPSTAR | DLCPRBH18AAK | DLFPHBH18XAK |  | 18000 | 20000 | 26.3 | 15.3 | 15.5 | 2.89 | 101 | 120 | 207826651
LENNOX | LISH024000P431-D | LIUH024180P431-C |  | 24000 | 24000 | 21.2 | 12.5 | 10.3 | 2.2 | 67 | 76 | 207825601
LENNOX | LISH018000P431-D | LIUH018180P431-C |  | 18000 | 20000 | 23 | 12.5 | 10 | 2.08 | 64 | 65 | 207825600
DIYCOOL | ACIQ-24ZPL-HP230B | ACIQ-24FM-HH-MB |  | 24000 | 25000 | 20.5 | 11.7 | 11 | 2.1 | 76 | 100 | 207825563
DIYCOOL | ACIQ-18ZPL-HP230B | ACIQ-18W-HH-MB |  | 18000 | 18000 | 21.5 | 12.5 | 11.3 | 1.8 | 83 | 100 | 207825552
ACIQ | ACIQ-24ZPL-HP230B | ACIQ-24FM-HH-MB |  | 24000 | 25000 | 20.5 | 11.7 | 11 | 2.1 | 76 | 100 | 207825544
ACIQ | ACIQ-18ZPL-HP230B | ACIQ-18FM-HH-MB |  | 17000 | 18000 | 20.5 | 12.5 | 9.8 | 1.86 | 67 | 93 | 207825543
EMI | MHSZ124DA | MHWAL24DA |  | 24000 | 29000 | 21.5 | 13 | 11.4 | 2.21 | 73 | 86 | 208121927
EMI | MHSZ118DA | MHWAL18DA |  | 18000 | 18000 | 21.5 | 12.5 | 11.3 | 1.8 | 83 | 100 | 208121926
Alsetria | MOX430-17HFN1-MT0W | MSEPC-18HRFN1-MU0W |  | 18000 | 18000 | 21.5 | 12.5 | 11.3 | 1.8 | 83 | 100 | 208121903
Alsetria | MOX230-09HFN1-MW5W | MSEPB-06HRFN1-MY5W |  | 6000 | 7000 | 26.5 | 15.8 | 13.6 | 2.1 | 121 | 107 | 208121900
Alsetria | MOD33-24HFN1-MT0W | MSEPD-24HRFN1-MU0W |  | 24000 | 25000 | 22 | 14 | 10 | 1.8 | 65 | 62 | 208121899
Alsetria | MOX230-09HFN1-MW5W | MSEPB-09HRFN1-MY5W(GA) |  | 9000 | 10000 | 25.5 | 15 | 12.3 | 2.17 | 85 | 75 | 208121896
Alsetria | MOX430-18HFN1-MT2Q1W | MSABE-18HRFN1-MT2Q1W |  | 18000 | 18000 | 22.7 | 12.6 | 9.8 | 2.05 | 77 | 65 | 208121893
ECO-AIR | MOX430-17HFN1-MT0W | MSEPC-18HRFN1-MU0W |  | 18000 | 18000 | 21.5 | 12.5 | 11.3 | 1.8 | 83 | 100 | 208121866
ECO-AIR | MOX230-09HFN1-MW5W | MSEPB-06HRFN1-MY5W |  | 6000 | 7000 | 26.5 | 15.8 | 13.6 | 2.1 | 121 | 107 | 208121863
ECO-AIR | MOD33-24HFN1-MT0W | MSEPD-24HRFN1-MU0W |  | 24000 | 25000 | 22 | 14 | 10 | 1.8 | 65 | 62 | 208121862
ELIOS | DEA12HOS28230E8 | DE12HIW23230E3 |  | 12000 | 12000 | 23.6 | 13.5 | 9.5 | 1.8 | 63 | 83 | 208119829
MOOVAIR | DMA24HOS28230E8 | DM24HIW23230E3 |  | 21600 | 23400 | 18.9 | 11.7 | 10.4 | 1.89 | 83 | 100 | 208119827
YONAN | YOD-24HFN1 | YCD-24HRFN1 |  | 24000 | 25000 | 21.5 | 12.5 | 9.7 | 2.2 | 76 | 74 | 208106979
AIRQUEST | DLCSRBH18AAK | DLFSHCH18XAK |  | 18000 | 18000 | 21.5 | 12.5 | 11.3 | 1.8 | 83 | 100 | 208447691
AIRQUEST | DLCSRBH12AAK | DLFSHCH12XAK |  | 12000 | 12000 | 25.5 | 14 | 10.4 | 1.8 | 83 | 100 | 208447686
SMART COMFORT | DLCSRBH06AAK | DLFSHCH06XAK |  | 6000 | 7000 | 26.5 | 15.8 | 13.6 | 2.1 | 121 | 107 | 208447685
SMART COMFORT | DLCSRBH18AAK | DLFSHCH18XAK |  | 18000 | 18000 | 21.5 | 12.5 | 11.3 | 1.8 | 83 | 100 | 208447683
SMART COMFORT | DLCSRBH24AAK | DLFSHCH24XAK |  | 24000 | 29000 | 21.5 | 13 | 11.4 | 2.21 | 73 | 86 | 208447679
TEMPSTAR | DLCSRBH24AAK | DLFSHCH24XAK |  | 24000 | 29000 | 21.5 | 13 | 11.4 | 2.21 | 73 | 86 | 208447671
MIDEA | DLCSRBH06AAK | DLFSHCH06XAK |  | 6000 | 7000 | 26.5 | 15.8 | 13.6 | 2.1 | 121 | 107 | 208447669
KENMORE | DLCSRBH24AAK | DLFSHCH24XAK |  | 24000 | 29000 | 21.5 | 13 | 11.4 | 2.21 | 73 | 86 | 208447655
KEEPRITE | DLCSRBH12AAJ | DLFSHCH12XAJ |  | 12000 | 12000 | 23.5 | 13 | 10 | 2.16 | 70 | 57 | 208447652
KEEPRITE | DLCSRBH09AAK | DLFSHCH09XAK |  | 9000 | 12000 | 28.1 | 16.2 | 11.5 | 2 | 79 | 88 | 208447649
KEEPRITE | DLCSRBH24AAK | DLFSHCH24XAK |  | 24000 | 29000 | 21.5 | 13 | 11.4 | 2.21 | 73 | 86 | 208447647
HEIL | DLCSRBH12AAK | DLFSHCH12XAK |  | 12000 | 12000 | 25.5 | 14 | 10.4 | 1.8 | 83 | 100 | 208447638
DAY & NIGHT | DLCSRBH06AAK | DLFSHCH06XAK |  | 6000 | 7000 | 26.5 | 15.8 | 13.6 | 2.1 | 121 | 107 | 208447637
DAY & NIGHT | DLCSRBH12AAJ | DLFSHCH12XAJ |  | 12000 | 12000 | 23.5 | 13 | 10 | 2.16 | 70 | 57 | 208447636
PAYNE | 38MARBQ18AA3 | 40MCCAQ18XA3 |  | 16700 | 20000 | 19.8 | 12.5 | 11.2 | 1.93 | 73 | 84 | 209270298
BRYANT | 38MARBQ09AA3 | 40MCCAQ09XA3 |  | 9000 | 10900 | 24 | 13 | 12.4 | 1.8 | 90 | 96 | 209270293
CARRIER | 38MARBQ09AA3 | 40MCCAQ09XA3 |  | 9000 | 10900 | 24 | 13 | 12.4 | 1.8 | 90 | 96 | 209270289
AIRQUEST | DLCSRBH09AAK | DLFCCAH09XAK |  | 9000 | 10900 | 24 | 13 | 12.4 | 1.8 | 90 | 96 | 209270283
KENMORE | DLCSRBH18AAK | DLFCCAH18XAK |  | 16700 | 20000 | 19.8 | 12.5 | 11.2 | 1.93 | 73 | 84 | 209270268
HEIL | DLCSRBH09AAK | DLFCCAH09XAK |  | 9000 | 10900 | 24 | 13 | 12.4 | 1.8 | 90 | 96 | 209270259
MDV | MOX330-12HFN1-MW5W | MCBU-12HRFN1-MV0W |  | 12000 | 12500 | 23 | 13 | 10 | 1.8 | 76 | 88 | 209270211
MDV | MOX330-12HFN1-MW5W | MFA2U-12HRFN1-MW5W |  | 12000 | 12000 | 24.2 | 13.3 | 10.7 | 1.99 | 85 | 99 | 209248924
KADEN | KO-PSX09HP-2AAMA | KI-PSX09CW-2AAMA |  | 9000 | 11000 | 22.5 | 13 | 11.5 | 2.34 | 73 | 70 | 211793572
KADEN | KO-PSX09HP-2AAMA | KI-PSX09CT-2AAMA |  | 9000 | 10000 | 20 | 13 | 10 | 1.9 | 75 | 74 | 211793571
LPS Legacy | DLCSRBH12AAK | DLFCCAH12XAK |  | 12000 | 12500 | 23 | 13 | 10 | 1.8 | 76 | 88 | 211756599
LPS Legacy | DLCSRBH09AAK | DLFCCAH09XAK |  | 9000 | 10900 | 24 | 13 | 12.4 | 1.8 | 90 | 96 | 211756596
LPS Legacy | DLCSRBH06AAK | DLFSOAH09XAK |  | 6500 | 7100 | 22 | 14.5 | 10.8 | 2 | 80 | 113 | 211756593
LPS Legacy | DLCSRBH12AAK | DLFSFBH12XAK |  | 12000 | 12000 | 24.2 | 13.3 | 10.7 | 1.99 | 85 | 99 | 211756591
LPS Legacy | DLCSRBH12AAK | DLFSHCH12XAK |  | 12000 | 12000 | 25.5 | 14 | 10.4 | 1.8 | 83 | 100 | 211756583
LPS Legacy | DLCPRBH18AAK | DLFPHBH18XAK |  | 18000 | 20000 | 26.3 | 15.3 | 15.5 | 2.89 | 101 | 120 | 211756581
LPS Legacy | DLCSRBH24AAK | DLFSFAH24XAK |  | 24000 | 25000 | 20.5 | 11.7 | 11 | 2.1 | 76 | 100 | 211756580
LPS Legacy | DLCSRBH09AAK | DLFSCAH09XAK |  | 9000 | 9800 | 20.5 | 13 | 10.3 | 1.8 | 92 | 102 | 211756567
LPS Legacy | DLCPRAH24AAK | DLFPHAH24XAK |  | 22000 | 24000 | 23.5 | 13.7 | 10.5 | 1.94 | 64 | 98 | 211756553
MDV | MOD30-33HFN1-MSR0W | MSEPD-33HRFN1-MSR0W |  | 33000 | 35000 | 19.5 | 12 | 10 | 1.8 | 82 | 99 | 211749870
Star Air Kontrol | SAK-12-CC(OD)/220VOLT | SAK-12-20CC/220(IN) |  | 12000 | 12000 | 22.7 | 14 | 10 | 2.27 | 74 | 67 | 211726523
NOVAIR | LEA24SZ35SK-O | 2LEA24UUSK-I |  | 24000 | 29000 | 21.5 | 13 | 11.4 | 2.21 | 73 | 86 | 211709685
NOVAIR | LEA09SZ25SK-O | 2LEA06UUSK-I |  | 6000 | 7000 | 26.5 | 15.8 | 13.6 | 2.1 | 121 | 107 | 211709681
NOVAIR | LEA09SZ25SK-O | 2LEA09UUSK-I |  | 9000 | 10000 | 25.5 | 15 | 12.3 | 2.17 | 85 | 75 | 211709677
Alsetria | MOX330-09HFN1-MY5W | MCBU-09HRFN1-MW0W |  | 9000 | 10900 | 24 | 13 | 12.4 | 1.8 | 90 | 96 | 211644099
Alsetria | MOX230-12HFN1-MV5W | MFA2U-12HRFN1-MW5W |  | 12000 | 12000 | 25 | 13 | 11 | 2.38 | 77 | 70 | 211644096
ECO-AIR | MOX430-17HFN1-MT0W | CCA3U-18HRFN1-M(C) |  | 16000 | 17000 | 20 | 12.5 | 9.5 | 1.75 | 92 | 94 | 211644070
ECO-AIR | MOE30U-48HFN1-MP0(GA) | MCD1-48HRFN1-M(GA) |  | 48000 | 50000 | 18.5 | 9.5 | 9.8 | 1.98 | 60 | 69 | 211644061
ECO-AIR | MOD33-24HFN1-MT0W | MCD1-24HRFN1-MT0W(GA) |  | 24000 | 25000 | 21.5 | 12.5 | 9.7 | 2.2 | 76 | 74 | 211644059
ZERO | ZSOV-48HDM-US | ZEV-48HDM-US |  | 48000 | 50000 | 18.9 | 9.3 | 10 | 1.85 | 58 | 70 | 212928566
YONAN | YS-12HRFN1-E0OU | YS-12HRFN1-E0 |  | 12000 | 12000 | 27 | 14 | 12 | 1.85 | 87 | 114 | 212615066
MDV | MOE30U-48HFN1-M[X] | MUE-48HRFN1-MW |  | 44000 | 58000 | 18.7 | 11.7 | 11 | 1.95 | 69 | 97 | 212615011
MOOVAIR | DMA12HOS25230E8 | DUB12HIFU230X5A |  | 12000 | 12000 | 25 | 13 | 11 | 2.38 | 77 | 70 | 212596839
BRYANT | 38MARBQ12AA3 | 619AHBQ12XA3 |  | 12000 | 12000 | 25.5 | 14 | 10.4 | 1.8 | 83 | 100 | 206348143
CARRIER | 38MARBQ24AA3 | 40MAHBQ24XA3 |  | 24000 | 29000 | 21.5 | 13 | 11.4 | 2.21 | 73 | 86 | 206348138
CARRIER | 38MARBQ09AA3 | 40MAHBQ09XA3 |  | 9000 | 12000 | 28.1 | 16.2 | 11.5 | 2 | 79 | 88 | 206348135
KERR | A-KMH18SU-1A | B-KMH18UU-1 |  | 17000 | 18000 | 20.5 | 12.5 | 9.8 | 1.86 | 67 | 93 | 206347322
MDV | MOD30-24HFN1-MU0W | MUEU-24HRFN1-M(C) |  | 24000 | 25000 | 20.5 | 11.7 | 11 | 2.1 | 76 | 100 | 206330134
MDV | MOX430-17HFN1-MT0W | MUEU-18HRFN1-M(C) |  | 17000 | 18000 | 20.5 | 12.5 | 9.8 | 1.86 | 67 | 93 | 206330130
MDV | MOX330-09HFN1-MY5W | MCA3U-09HRFN1-M(C) |  | 9000 | 9800 | 20.5 | 13 | 10.3 | 1.8 | 92 | 102 | 206330122
MDV | MOX230-09HFN1-MW5W | MCA3U-09HRFN1-M(C) |  | 9000 | 10000 | 20 | 13 | 10 | 1.9 | 75 | 74 | 206330118
Star Air Kontrol | SAK-24CONS/220V | SAK-24CONS/220V |  | 24000 | 24000 | 21.2 | 12.5 | 10.3 | 2.2 | 67 | 76 | 213279887
Armstrong Air | 4DHPS209S-1P | DWM206S4-*P |  | 6000 | 7000 | 26.5 | 15.8 | 13.6 | 2.1 | 121 | 107 | 213279884
Cooper&Hunter | CH-HPR09-230VO | CH-09MCT1W-W |  | 9000 | 10900 | 24 | 13 | 12.4 | 1.8 | 90 | 96 | 213265598
Cooper&Hunter | CH-N48LCU-230VO | CH-48LCFC-W |  | 48000 | 50000 | 18.9 | 9.3 | 10 | 1.85 | 58 | 70 | 213265592
Cooper&Hunter | CH-HPR18-230VO | CH-18MFC-W |  | 17000 | 18000 | 20.5 | 12.5 | 9.8 | 1.86 | 67 | 93 | 213265587
Cooper&Hunter | CH-ES18-230VO | CH-18MFC-W |  | 18000 | 20000 | 23 | 12.5 | 10 | 2.08 | 64 | 65 | 213265586
Bladex | BS25-09HFN1-ODU | BWM-EPB-09HWIU |  | 9000 | 12000 | 28.1 | 16.2 | 11.5 | 2 | 79 | 88 | 214312551
Durastar | DRA1H33S1A | DRAW33F1B |  | 33000 | 35000 | 20 | 11.7 | 10 | 1.8 | 79 | 99 | 213160486
MOOVAIR | DMB12HOS42230E8 | DMB12HIW42230E8 |  | 12000 | 12000 | 27.5 | 14.3 | 14.5 | 1.86 | 95 | 113 | 213088010
Cooper&Hunter | CH-N48LCU-230VO | CH-48LCCT-W |  | 48000 | 50000 | 18.5 | 9.5 | 9.8 | 1.98 | 60 | 69 | 213265570
Cooper&Hunter | CH-ES09-230VO | CH-09MCT-W |  | 9000 | 10000 | 20 | 13 | 10 | 1.9 | 75 | 74 | 213265560
LPS Legacy | DLCPRBH12AAK | DLFPHAH12XAK |  | 12000 | 12000 | 24 | 12.5 | 10.5 | 1.8 | 87 | 100 | 213214873
AIRQUEST | DLCPRBH12AAK | DLFPHAH12XAK |  | 12000 | 12000 | 24 | 12.5 | 10.5 | 1.8 | 87 | 100 | 213214870
SMART COMFORT | DLCPRBH12AAK | DLFPHAH12XAK |  | 12000 | 12000 | 24 | 12.5 | 10.5 | 1.8 | 87 | 100 | 213214867
TEMPSTAR | DLCPRBH12AAK | DLFPHAH12XAK |  | 12000 | 12000 | 24 | 12.5 | 10.5 | 1.8 | 87 | 100 | 213214864
MIDEA | DLCPRBH09AAK | DLFPHAH09XAK |  | 9000 | 12000 | 25.5 | 14.4 | 15 | 1.8 | 87 | 100 | 213214860
HEIL | DLCPRBH18AAK | DLFPHAH18XAK |  | 18000 | 20000 | 23.5 | 13.5 | 13.5 | 1.8 | 101 | 105 | 213214853
ARCOAIRE | DLCPRBH09AAK | DLFPHAH09XAK |  | 9000 | 12000 | 25.5 | 14.4 | 15 | 1.8 | 87 | 100 | 213214842
HEIL | DLCPRBH09AAK | DLFPHAH09XAK |  | 9000 | 12000 | 25.5 | 14.4 | 15 | 1.8 | 87 | 100 | 213214851
PAYNE | 38MPRBQ12AA3 | DHMPHAQ12XA3 |  | 12000 | 12000 | 24 | 12.5 | 10.5 | 1.8 | 87 | 100 | 213214834
CARRIER | 38MPRBQ12AA3 | 40MPHAQ12XA3 |  | 12000 | 12000 | 24 | 12.5 | 10.5 | 1.8 | 87 | 100 | 213214828
CARRIER | 38MPRBQ09AA3 | 40MPHAQ09XA3 |  | 9000 | 12000 | 25.5 | 14.4 | 15 | 1.8 | 87 | 100 | 213214827
CENTURY | A-VMH09SV-1 | B-VMH09SV-1 |  | 9000 | 12000 | 28.1 | 16.2 | 11.5 | 2 | 79 | 88 | 212940814
COMFORT-AIRE | A-VMH33SV-1 | B-VMH33SV-1 |  | 33000 | 35000 | 19.5 | 12 | 10 | 1.8 | 82 | 99 | 214377755
SLIMAIR | SHC09VE2AG | SHO06VE2AG |  | 6500 | 7100 | 22 | 14.5 | 10.8 | 2 | 80 | 113 | 214314792
AI AIR CONDITIONING | AFO19-36N1-M1 | AG-36N1-M1 |  | 36000 | 36000 | 19.2 | 9.5 | 10 | 2 | 70 | 63 | 214311543
CENTURY | A-VMH24SV-1 | B-VMH24SV-1 |  | 24000 | 29000 | 21.5 | 13 | 11.4 | 2.21 | 73 | 86 | 212940817
CENTURY | A-VMH12SV-1 | B-VMH12SV-1 |  | 12000 | 12000 | 25.5 | 14 | 10.4 | 1.8 | 83 | 100 | 212940815
PULAIR | MOSH-1182AC | MISH-1182AC |  | 18000 | 18000 | 24 | 13.5 | 10.5 | 2.44 | 78 | 71 | 214312534
PULAIR | MOSH-1121AC | MISH-1121AC |  | 12000 | 12000 | 22.7 | 12.5 | 10.4 | 2.06 | 74 | 56 | 214312532
PULAIR | MOSH-1182AC | MISH- 1182AC |  | 18000 | 18000 | 24 | 13.5 | 10.5 | 2.44 | 78 | 71 | 214311522
TRUST AIR CONDITIONERS | OAH18H/O4S4P | IUMFC18H/I41P |  | 17000 | 18000 | 20.5 | 12.5 | 9.8 | 1.86 | 67 | 93 | 208816938
TRUST AIR CONDITIONERS | OUS18H/O4S4P | IUMFC18H/I41P |  | 18000 | 20000 | 23 | 12.5 | 10 | 2.08 | 64 | 65 | 208816936
TRUST AIR CONDITIONERS | OAH24H/O4S4P | IUMC424H/I41P |  | 24000 | 25000 | 20.5 | 11 | 11.5 | 2 | 84 | 103 | 208816925
TRUST AIR CONDITIONERS | OAH09H/O4S4P | IUMC409H/I41P |  | 9000 | 9800 | 20.5 | 13 | 10.3 | 1.8 | 92 | 102 | 208816922
TRUST AIR CONDITIONERS | OUS18H/O4S4P | IUMC418H/I41P |  | 16000 | 19000 | 20.5 | 12.5 | 10.5 | 2.16 | 63 | 67 | 208816920
TRUST AIR CONDITIONERS | OUS09H/O4S4P | IUMW106H/I41P |  | 6000 | 7000 | 26.5 | 15.8 | 13.6 | 2.1 | 121 | 107 | 208816913
TRUST AIR CONDITIONERS | OUS12H/O4S4P | IUMW112H/I41P |  | 12000 | 12000 | 24.6 | 13.7 | 10.7 | 2.39 | 75 | 67 | 208816910
SEA BREEZE+ | HSZ24H424ZMO | WM24H424ZMI |  | 23000 | 26000 | 22.3 | 12.5 | 10.3 | 1.8 | 73 | 88 | 208816891
PERFECTAIRE | 3PAMSHH18-SZO | 3PAMSHH18-UVW |  | 18000 | 18000 | 22 | 13 | 10.6 | 1.89 | 62 | 96 | 208815368
Clearity | MOD30-24HFN1-MU0W | MSEPD-24HRFN1-MU0W |  | 24000 | 29000 | 21.5 | 13 | 11.4 | 2.21 | 73 | 86 | 210278958
AIRQUEST | DLCSRBH12AAK | DLFSFBH12XAK |  | 12000 | 12000 | 24.2 | 13.3 | 10.7 | 1.99 | 85 | 99 | 209948200
KENMORE | DLCSRBH12AAK | DLFSFBH12XAK |  | 12000 | 12000 | 24.2 | 13.3 | 10.7 | 1.99 | 85 | 99 | 209948196
HEIL | DLCSRBH12AAK | DLFSFBH12XAK |  | 12000 | 12000 | 24.2 | 13.3 | 10.7 | 1.99 | 85 | 99 | 209948194
ARCOAIRE | DLCSRBH12AAK | DLFSFBH12XAK |  | 12000 | 12000 | 24.2 | 13.3 | 10.7 | 1.99 | 85 | 99 | 209948191
BRYANT | 38MARBQ12AA3 | 40MBFAQ12XA3 |  | 12000 | 12000 | 24.2 | 13.3 | 10.7 | 1.99 | 85 | 99 | 209948187
C&H | CH-HPR12-230VO | CH-12MMC-230VI |  | 12000 | 12000 | 24.2 | 13.3 | 10.7 | 1.99 | 85 | 99 | 209937052
C&H | CH-ES18-230VO | CH-18MASTWM-230VI |  | 18000 | 19000 | 23.5 | 12.5 | 10.8 | 2.02 | 78 | 59 | 209937049
KLIMAIRE | KSIE024-H220-O-2 | KUIR24-H2 |  | 24000 | 24000 | 21.2 | 12.5 | 10.3 | 2.2 | 67 | 76 | 209862165
KLIMAIRE | KSIE018-H220-O-2 | KUIR18-H2 |  | 18000 | 20000 | 23 | 12.5 | 10 | 2.08 | 64 | 65 | 209862164
KLIMAIRE | KSIE012-H220-O-2 | KTIR12-H2 |  | 12000 | 12000 | 22.7 | 14 | 10 | 2.27 | 74 | 67 | 209862158
KLIMAIRE | KSIH024-H220-O-2 | KSIH024-H220-IW-2 |  | 23000 | 26000 | 22.3 | 12.5 | 10.3 | 1.8 | 73 | 88 | 209862156
KLIMAIRE | KSIE009-H121-O-2 | KSIE009-H121-IW-2 |  | 9000 | 10000 | 24 | 14 | 9.6 | 2 | 60 | 65 | 209862147
CTMorley | MOU-A09H-2 | MIU-A09C-2 |  | 9000 | 9800 | 20.5 | 13 | 10.3 | 1.8 | 92 | 102 | 209843081
GOODMAN | MSH093E23MCAA | MST093E20ACAA |  | 9000 | 9800 | 20.5 | 13 | 10.3 | 1.8 | 92 | 102 | 206900424
FRANKLIN | MSH123E23MCAA | MSH123E23AXAA |  | 12000 | 12000 | 23.6 | 13.5 | 9.5 | 1.8 | 63 | 83 | 206764063
PAYNE | 38MARBQ24AA3 | DHMSHAQ24XA3 |  | 21600 | 23400 | 18.9 | 11.7 | 10.4 | 1.89 | 83 | 100 | 206400657
BRYANT | 38MARBQ24AA3 | 619PEQ024BBMA |  | 21600 | 23400 | 18.9 | 11.7 | 10.4 | 1.89 | 83 | 100 | 206400651
ELIOS | DE09HOS42230E4 | DE09HIW42230E4 |  | 9000 | 10000 | 26 | 15 | 12.5 | 1.75 | 72 | 120 | 206377755
SMART COMFORT | DLCSRBH09AAK | DLFSHBH09XAK |  | 9000 | 12000 | 26.4 | 15.8 | 11.6 | 1.85 | 78 | 92 | 206361909
TEMPSTAR | DLCSRBH18AAK | DLFSHBH18XAK |  | 18000 | 18000 | 22 | 13 | 10.6 | 1.89 | 62 | 96 | 206361906
MIDEA | DLCSRBH12AAK | DLFSHBH12XAK |  | 12000 | 12000 | 23.1 | 13 | 10.5 | 1.88 | 86 | 92 | 206361900
KENMORE | DLCSRBH24AAK | DLFSHBH24XAK |  | 23000 | 26000 | 22.3 | 12.5 | 10.3 | 1.8 | 73 | 88 | 206361897
KENMORE | DLCSRBH12AAK | DLFSHBH12XAK |  | 12000 | 12000 | 23.1 | 13 | 10.5 | 1.88 | 86 | 92 | 206361895
KEEPRITE | DLCSRBH18AAK | DLFSHBH18XAK |  | 18000 | 18000 | 22 | 13 | 10.6 | 1.89 | 62 | 96 | 206361891
KEEPRITE | DLCSRBH12AAJ | DLFSHBH12XAJ |  | 12000 | 12000 | 22.7 | 12.5 | 10.4 | 2.06 | 74 | 56 | 206361888
DAY & NIGHT | DLCPRBH09AAK | DLFPHBH09XAK |  | 9000 | 12000 | 27 | 16 | 17.5 | 1.85 | 87 | 114 | 207614963
MIDEA | 38MPRBQ12AA3 | DHMPHBQ12XA3 |  | 12000 | 12000 | 27 | 14 | 12 | 1.85 | 87 | 114 | 207614958
BRYANT | 38MPRBQ09AA3 | 619PHBQ09XA3 |  | 9000 | 12000 | 28.5 | 16 | 18 | 1.85 | 87 | 114 | 207614951
PERFECTAIRE | 3PAMSHH24-SZO | 3PAMSHH24-UVW |  | 23000 | 26000 | 22.3 | 12.5 | 10.3 | 1.8 | 73 | 88 | 207614056
KARDA | 3KARDA12SZO | 1KARDA12UVW |  | 12000 | 12000 | 23.6 | 13.5 | 9.5 | 1.8 | 63 | 83 | 207614052
MDV | MOX430-09HFN1-MZG5W | MSEPC-09HRFN1-MZB5W |  | 9000 | 12000 | 29 | 16.5 | 22 | 1.86 | 95 | 113 | 207591143
C&H | CH-HPR18-230VO | CH-18MSPHFC-230VI |  | 17000 | 18000 | 20.5 | 12.5 | 9.8 | 1.86 | 67 | 93 | 207742334
C&H | CH-ES12-230VO | CH-12MSPHMC-230VI |  | 12000 | 12000 | 22.7 | 13 | 10.2 | 2.26 | 75 | 70 | 207742320
C&H | CH-ES12-230VO | CH-12MSPHCT-230VI |  | 12000 | 12000 | 22.7 | 14 | 10 | 2.27 | 74 | 67 | 207742318
C&H | CH-ES12-115VO | CH-12OLVWM-115VI |  | 12000 | 12000 | 22.7 | 12.5 | 10.4 | 2.06 | 74 | 56 | 207740531
MDV | MOX330-12HFN1-MW5W-L | MCA3U-12HRFN1-M(C) |  | 12000 | 12000 | 22.3 | 12.7 | 10.2 | 1.89 | 83 | 94 | 207658614
MDV | MOX430-17HFN1-MT0W-L | MUEU-18HRFN1-M(C) |  | 17000 | 18000 | 20.5 | 12.5 | 9.8 | 1.86 | 67 | 93 | 207658612
MDV | MOX430-17HFN1-MT0W-L | MSEPC-18HRFN1-MU0W |  | 18000 | 18000 | 21.5 | 12.5 | 11.2 | 1.8 | 83 | 100 | 207658607
MDV | MOX330-12HFN1-MW5W-L | MSEPB-12HRFN1-MW5W(GA) |  | 12000 | 12000 | 25.5 | 13.5 | 10.4 | 1.8 | 83 | 100 | 207658606
MDV | MOE30U-48HFN1-MP0(GA)-L | MCD1-48HRFN1-M(GA) |  | 47000 | 50000 | 18.5 | 9.5 | 9.8 | 1.98 | 60 | 69 | 207658604
MDV | MOX430-18HFN1-MU0W-L | MSEPC-18HRFN1-MU0W |  | 18000 | 19000 | 23.5 | 12.4 | 10.7 | 2.02 | 78 | 59 | 207658590
KERR | A-KMH12SV-1 | B-KMH12SV-1 |  | 12000 | 12000 | 25.5 | 14 | 10.4 | 1.8 | 83 | 100 | 207657395
COMFORT-AIRE | A-VMH24SV-1 | B-VMH24CV-1 |  | 24000 | 25000 | 20.5 | 11 | 11.5 | 2 | 84 | 103 | 207657392
COMFORT-AIRE | A-VMH18SV-1 | B-VMH18SV-1 |  | 18000 | 18000 | 21.5 | 12.5 | 11.3 | 1.8 | 83 | 100 | 207657388
COMFORT-AIRE | A-VMH12SV-1 | B-VMH12SV-1 |  | 12000 | 12000 | 25.5 | 14 | 10.4 | 1.8 | 83 | 100 | 207657387
SENVILLE | SENA/18HF/OQ | SENA/18HF/IF |  | 17000 | 18000 | 20.5 | 12.5 | 9.8 | 1.86 | 67 | 93 | 207641350
LBG Products | LBHB09DYWO | LBHB09DYWI |  | 9000 | 12000 | 29 | 16.5 | 22 | 1.86 | 95 | 113 | 207629153
TEMPSTAR | DLCPRBH12AAK | DLFPHBH12XAK |  | 12000 | 12000 | 25.3 | 14 | 11.7 | 1.85 | 87 | 114 | 207614974
TEMPSTAR | DLCPRBH09AAK | DLFPHBH09XAK |  | 9000 | 12000 | 27 | 16 | 17.5 | 1.85 | 87 | 114 | 207614973
MIDEA | DLCPRBH12AAK | DLFPHBH12XAK |  | 12000 | 12000 | 25.3 | 14 | 11.7 | 1.85 | 87 | 114 | 207614972
COMFORTMAKER | DLCPRBH09AAK | DLFPHBH09XAK |  | 9000 | 12000 | 27 | 16 | 17.5 | 1.85 | 87 | 114 | 207614961
ARCOAIRE | DLCPRBH12AAK | DLFPHBH12XAK |  | 12000 | 12000 | 25.3 | 14 | 11.7 | 1.85 | 87 | 114 | 207614960
MIDEA | 38MPRBQ09AA3 | DHMPHBQ09XA3 |  | 9000 | 12000 | 28.5 | 16 | 18 | 1.85 | 87 | 114 | 207614957
Weathermaker | 38MPRBQ09AA3 | DHMPHBQ09XA3 |  | 9000 | 12000 | 28.5 | 16 | 18 | 1.85 | 87 | 114 | 207614955
PAYNE | 38MPRBQ09AA3 | DHMPHBQ09XA3 |  | 9000 | 12000 | 28.5 | 16 | 18 | 1.85 | 87 | 114 | 207614953
BRYANT | 38MPRBQ12AA3 | 619PHBQ12XA3 |  | 12000 | 12000 | 27 | 14 | 12 | 1.85 | 87 | 114 | 207614952
CARRIER | 38MPRBQ12AA3 | 40MPHBQ12XA3 |  | 12000 | 12000 | 27 | 14 | 12 | 1.85 | 87 | 114 | 207614950
CARRIER | 38MPRBQ09AA3 | 40MPHBQ09XA3 |  | 9000 | 12000 | 28.5 | 16 | 18 | 1.85 | 87 | 114 | 207614949
MDV | MOD30-18HFN1-MZ20W | MSEPD-18HRFN1-MZ22W |  | 18000 | 20000 | 26.3 | 15.3 | 15.5 | 2.89 | 101 | 120 | 207613860
MDV | MOX430-12HFN1-MZ60W | MSEPC-12HRFN1-MZ40W |  | 12000 | 12000 | 27.5 | 14.3 | 14.5 | 1.86 | 95 | 113 | 207591142
BLUERIDGE | BMY24HH22C | BM24MFCC |  | 24000 | 25000 | 20.5 | 11.7 | 11 | 2.1 | 76 | 100 | 207571394
BLUERIDGE | BMY18HH22C | BM18MCC |  | 16000 | 17000 | 20 | 12.5 | 9.5 | 1.75 | 92 | 94 | 207571391
DIYCOOL | ACIQ-36ZPL-HP230B | ACIQ-36CC-HH-MB |  | 36000 | 40000 | 19.4 | 9.5 | 10.5 | 1.85 | 83 | 100 | 210857339
DIYCOOL | ACIQ-09ZPL-HP230B | ACIQ-09W-HH-MC |  | 9000 | 12000 | 28.1 | 16.2 | 11.5 | 2 | 79 | 88 | 210857335
DIYCOOL | ACIQ-06ZPL-HP230B | ACIQ-06W-HH-MC |  | 6000 | 7000 | 26.5 | 15.8 | 13.6 | 2.1 | 121 | 107 | 210857334
ACIQ | ACIQ-60ZPL-HP230B | ACIQ-60FM-HH-MB |  | 55000 | 60000 | 17.3 | 9 | 10.2 | 1.97 | 67 | 94 | 210857326
ACIQ | ACIQ-12ZPL-HP230B | ACIQ-12W-HH-MC |  | 12000 | 12000 | 25.5 | 14 | 10.4 | 1.8 | 83 | 100 | 210857316
ACIQ | ACIQ-09ZPL-HP230B | ACIQ-09W-HH-MC |  | 9000 | 12000 | 28.1 | 16.2 | 11.5 | 2 | 79 | 88 | 210857315
ACIQ | ACIQ-06ZPL-HP230B | ACIQ-06W-HH-MC |  | 6000 | 7000 | 26.5 | 15.8 | 13.6 | 2.1 | 121 | 107 | 210857314
1HVAC | ACIQ-36ZPL-HP230B | ACIQ-36CC-HH-MB |  | 36000 | 40000 | 19.4 | 9.5 | 10.5 | 1.85 | 83 | 100 | 210857299
1HVAC | ACIQ-18ZPL-HP230B | ACIQ-18W-HH-MC |  | 18000 | 18000 | 21.5 | 12.5 | 11.3 | 1.8 | 83 | 100 | 210857297
1HVAC | ACIQ-09ZPL-HP230B | ACIQ-09W-HH-MC |  | 9000 | 12000 | 28.1 | 16.2 | 11.5 | 2 | 79 | 88 | 210857295
MDV | MOX230-09HFN1-MW5W | MCBU-09HRFN1-MU0-CA |  | 6500 | 7100 | 22 | 14.5 | 10.8 | 2 | 80 | 113 | 210857291
MDV | MOX330-09HFN1-MY5W | MCBU-09HRFN1-MU0-CA |  | 9000 | 10900 | 24 | 13 | 12.4 | 1.8 | 90 | 96 | 210857289
DIAMONDAIR | D2012SHO2 | DF2012CI |  | 12000 | 12000 | 22.3 | 12.7 | 10.2 | 1.89 | 83 | 94 | 210857270
DIAMONDAIR | D2009SHO2 | DF2009CI |  | 9000 | 9800 | 20.5 | 13 | 10.3 | 1.8 | 92 | 102 | 210857269
DIAMONDAIR | D2018SHO2 | DF2018HMSI2 |  | 18000 | 18000 | 22 | 13 | 10.6 | 1.89 | 62 | 96 | 210857267
Cooper&Hunter | CH-HPR09-230VO | CH-B09MOLVWM-230VI |  | 9000 | 12000 | 26.4 | 15.8 | 11.6 | 1.85 | 78 | 92 | 210799691
Cooper&Hunter | CH-HPR06F9-230VO | CH-B06MOLVWM-230VI |  | 6000 | 7000 | 23.5 | 15 | 12 | 1.84 | 107 | 101 | 210799686
Cooper&Hunter | CH-ES09-115VO | CH-B09OLVWM-115VI |  | 9000 | 10000 | 23 | 13.8 | 9.8 | 2.06 | 59 | 67 | 210799684
Cooper&Hunter | CH-HPR12-230VO | CH-12MMC-230VI |  | 12000 | 12000 | 24.2 | 13.3 | 10.7 | 1.99 | 85 | 99 | 210799675
Cooper&Hunter | CH-ES12-230VO | CH-12MMC-230VI |  | 12000 | 12000 | 25 | 13 | 11 | 2.38 | 77 | 70 | 210799674
Cooper&Hunter | CH-HPR12-230VO | CH-D12MSPHWM-230VI |  | 12000 | 12000 | 23.6 | 13.5 | 9.5 | 1.8 | 63 | 83 | 210799656
Cooper&Hunter | CH-HPR24-230VO | CH-24MSPHFC-230VI |  | 24000 | 25000 | 20.5 | 11.7 | 11 | 2.1 | 76 | 100 | 210799601
Cooper&Hunter | CH-HPR18-230VO | CH-18MSPHFC-230VI |  | 17000 | 18000 | 20.5 | 12.5 | 9.8 | 1.86 | 67 | 93 | 210799598
Cooper&Hunter | CH-HPR18-230VO | CH-18MSPHCT-230VI |  | 16000 | 17000 | 20 | 12.5 | 9.5 | 1.75 | 92 | 94 | 210799596
Cooper&Hunter | CH-HPR12-230VO | CH-12MSPHMC-230VI |  | 12000 | 12000 | 23.6 | 13 | 10 | 1.89 | 80 | 100 | 210799595
Cooper&Hunter | CH-ES24-230VO | CH-N24MSPHCT-230VI |  | 24000 | 25000 | 21.5 | 12.5 | 9.7 | 2.2 | 76 | 74 | 210799588
Cooper&Hunter | CH-HPR18-230VO | CH-18MOLVWM-230VI |  | 18000 | 18000 | 22 | 13 | 10.6 | 1.89 | 62 | 96 | 210799568
Cooper&Hunter | CH-HPR12-230VO | CH-12MOLVWM-230VI |  | 12000 | 12000 | 23.1 | 13 | 10.5 | 1.88 | 86 | 92 | 210799567
Cooper&Hunter | CH-HPR09-230VO | CH-09MOLVWM-230VI |  | 9000 | 12000 | 26.4 | 15.8 | 11.6 | 1.85 | 78 | 92 | 210799566
Cooper&Hunter | CH-HPR12-230VO | CH-12MASTWM-230VI |  | 12000 | 12000 | 25.5 | 14 | 10.4 | 1.8 | 83 | 100 | 210799549
DUCANE | 4DHP2S18S-1P | D22C118S4-*P |  | 16000 | 19000 | 20.5 | 12.5 | 10.4 | 2.16 | 63 | 67 | 211034587
DUCANE | 4DHPS209S-1P | D22C109S4-*P |  | 8900 | 10000 | 20 | 13 | 10 | 1.9 | 75 | 74 | 211034585
DUCANE | 4DHP2S18S-1P | DWM218S4-*P |  | 18000 | 19000 | 23.5 | 12.4 | 10.7 | 2.02 | 78 | 59 | 211034574
KARDA | 3KARDA24SZO | 3KARDA24UVC |  | 24000 | 25000 | 20.5 | 11 | 11.5 | 2 | 84 | 103 | 207796643
KARDA | 3KARDA12SZO | 3KARDA12UVC |  | 12000 | 12000 | 22.3 | 12.7 | 10.2 | 1.89 | 83 | 94 | 207796638
PERFECTAIRE | 3PAMSHH24-SZO | 3PAMSCH24 |  | 24000 | 25000 | 20.5 | 11 | 11.5 | 2 | 84 | 103 | 207796635
Durastar | DRA1U18S1B | DRAC18F1A |  | 16000 | 19000 | 20.5 | 12.5 | 10.5 | 2.16 | 63 | 67 | 207787140
Durastar | DRA1U09S1B | DRAW09F1B |  | 9000 | 10000 | 24 | 14.7 | 11.6 | 2.25 | 81 | 75 | 207787130
COMFORTSTAR | CZP12CD(O) | TPA-12 |  | 12000 | 12000 | 22.7 | 14 | 10 | 2.27 | 74 | 67 | 207765974
BOSCH | BMS500-AAS024-1CSXHC | BMS500-AAU024-1AHWXC |  | 24000 | 29000 | 21.5 | 13 | 11.4 | 2.21 | 73 | 86 | 207759997
BOSCH | BMS500-AAS024-1CSXRC | BMS500-AAU024-1AHWXC |  | 24000 | 25000 | 22 | 14 | 10 | 1.8 | 65 | 62 | 207759992
BOSCH | BMS500-AAS009-1CSXRC | BMS500-AAU009-1AHWXC |  | 9000 | 10000 | 25.5 | 15 | 12.3 | 2.17 | 85 | 75 | 207759989
BOSCH | BMS500-AAS012-0CSXRC | BMS500-AAS012-0AHWXC |  | 12000 | 12000 | 23.5 | 13 | 10 | 2.16 | 70 | 57 | 207759988
DIRECT AIR | DIRM-12DA25-1Z | DIRM-12HP-CO |  | 12000 | 12000 | 22.7 | 13 | 10.2 | 2.26 | 75 | 70 | 207743764
DIRECT AIR | DIRM-48LCDA25-1Z | DIRM-48HP-CA |  | 48000 | 50000 | 18.5 | 9.5 | 9.8 | 1.98 | 60 | 69 | 207743746
DIRECT AIR | DIRM-24HXPRO28-1Z | DIRM-24HP-CA |  | 24000 | 25000 | 20.5 | 11 | 11.5 | 2 | 84 | 103 | 207743744
DIRECT AIR | DIRM-24DA25-1Z | DIRM-24HP-CA |  | 24000 | 25000 | 21.5 | 12.5 | 9.7 | 2.2 | 76 | 74 | 207743743
DIRECT AIR | DIRM-12DA25-1Z | DIRM-12HP-CA |  | 12000 | 12000 | 22.7 | 14 | 10 | 2.27 | 74 | 67 | 207743739
DIRECT AIR | DIRM-09HXPRO28-1Z | DIRM-09HP-CA |  | 9000 | 9800 | 20.5 | 13 | 10.3 | 1.8 | 92 | 102 | 207743738
DIRECT AIR | DIRM-18DA25-1Z | DIRM-18HP-CF |  | 18000 | 20000 | 23 | 12.5 | 10 | 2.08 | 64 | 65 | 207743730
DIRECT AIR | DIRM-18HXPRO28-1Z | DIRM-18HP-WM |  | 18000 | 18000 | 21.5 | 12.5 | 11.3 | 1.8 | 83 | 100 | 207743726
DIRECT AIR | DIRM-24DA25-1Z | DIRM-24HP-WM |  | 24000 | 25000 | 22 | 14 | 10 | 1.8 | 65 | 62 | 207743722
MOOVAIR | DMA24HOS28230E8 | DUA24HICU230X5 |  | 24000 | 25000 | 20.5 | 11 | 11.5 | 2 | 84 | 103 | 207742511
MOOVAIR | DMA09HOS28230E8 | DUA09HICU230X5 |  | 9000 | 9800 | 20.5 | 13 | 10.3 | 1.8 | 92 | 102 | 207742508
MOOVAIR | DMA18HOS25230E8 | DUA18HICU230X5 |  | 16000 | 19000 | 20.5 | 12.5 | 10.5 | 2.16 | 63 | 67 | 207742504
MOOVAIR | DMA18HOS42230E4 | DMA18HIW42230E4 |  | 18000 | 20000 | 26.3 | 15.3 | 15.5 | 2.89 | 101 | 120 | 207742501
MOOVAIR | DMA24HOS28230E8 | DMA24HIW25230E8 |  | 24000 | 29000 | 21.5 | 13 | 11.4 | 2.21 | 73 | 86 | 207742498
MOOVAIR | DMA09HOS25230E8 | DMA09HIW25230E8 |  | 9000 | 10000 | 25.5 | 15 | 12.3 | 2.17 | 85 | 75 | 207742490
ELIOS | DEA12HOS28230E8 | DUA12HIFU230E5 |  | 12000 | 12000 | 23.6 | 13 | 10 | 1.89 | 80 | 100 | 207742458
ELIOS | DEA36HOS28230E8 | DUA36HICU230X5 |  | 36000 | 40000 | 19.4 | 9.5 | 10.5 | 1.85 | 83 | 100 | 207742443
ELIOS | DEA12HOS28230E8 | DUA12HICU230X5 |  | 12000 | 12000 | 22.3 | 12.7 | 10.2 | 1.89 | 83 | 94 | 207742440
ELIOS | DEA18HOS25230E8 | DUA18HICU230X5 |  | 16000 | 19000 | 20.5 | 12.5 | 10.5 | 2.16 | 63 | 67 | 207742435
AURORA | AU-CX18HR-2A-O | AU-BS18HR-2A-I |  | 18000 | 18000 | 22 | 13 | 10.6 | 1.89 | 62 | 96 | 208101258
AURORA | AU-CX12HR-2A-O | AU-BS12HR-2A-I |  | 12000 | 12000 | 23.1 | 13 | 10.5 | 1.88 | 86 | 92 | 208101257
AURORA | AU-CX06HR-2A-O | AU-CX06HR-2A-I |  | 6000 | 7000 | 23.5 | 15 | 12 | 1.84 | 107 | 101 | 208101255
PIONEER | YN009GMFI22RPE | WS009GMFI22HLE |  | 9000 | 10000 | 24 | 14 | 11.4 | 2.18 | 83 | 78 | 208101238
Star Air Kontrol | SAK-18-24MS/220 | SAK-18-24MS/220 |  | 18000 | 18000 | 23.7 | 13.5 | 10.3 | 2.39 | 78 | 70 | 211504107
Durastar | DRA1H12S1A | DRAS12F1B |  | 12000 | 12000 | 23.6 | 13 | 10 | 1.89 | 80 | 100 | 211497017
Mitsutomo | HO-SZ12-AB-Q | HJ-UZ12-AB-Q |  | 12000 | 12500 | 23 | 13 | 10 | 1.8 | 76 | 88 | 211306399
Mitsutomo | HO-SZ24-AB-Q | HW-SZ24-AB-Q |  | 23000 | 26000 | 22.3 | 12.5 | 10.3 | 1.8 | 73 | 88 | 211306396
CTMorley | MOU-A12H-2 | MIU-B12F-2 |  | 12000 | 12000 | 24.2 | 13.3 | 10.7 | 1.99 | 85 | 99 | 211290024
Breeze33 | HSZ24H424ZMO | FC24H424ZMI |  | 24000 | 25000 | 20.5 | 11.7 | 11 | 2.1 | 76 | 100 | 211277595
Breeze33 | HSZ12H424ZMO | C12H424ZMI |  | 12000 | 12000 | 24.2 | 13.3 | 10.7 | 1.99 | 85 | 99 | 211277587
Breeze33 | HSZ12H424ZMO | CA12H424ZMI |  | 12000 | 12000 | 22.3 | 12.7 | 10.2 | 1.89 | 83 | 94 | 211277584
Breeze33 | HSZ9H424ZMO | SCA9H424ZMI |  | 9000 | 10900 | 24 | 13 | 12.4 | 1.8 | 90 | 96 | 211277582
Breeze33 | BZ33-HYP12OUT2-G2-P | BZ33-OWCASS12-G2-P |  | 12000 | 12500 | 23 | 13 | 10 | 1.8 | 76 | 88 | 211273235
Breeze33 | BZ33-HYP09OUT2-G2-P | BZ33-OWCASS09-G2-P |  | 9000 | 10900 | 24 | 13 | 12.4 | 1.8 | 90 | 96 | 211257122
DUCANE | 4DHP2S48S-1P | D33C248S4-*P |  | 47000 | 50000 | 18.5 | 9.5 | 9.8 | 1.98 | 60 | 69 | 211034590
KADEN | KO-PSX24HP-2AAMA | KI-PSX24CT-2AAMA |  | 24000 | 25000 | 21.5 | 12.5 | 9.7 | 2.2 | 76 | 74 | 211793577
KADEN | KO-PSX24HP-2AAMA | KI-PSX24WM-2AAMA |  | 24000 | 25000 | 22 | 14 | 10 | 1.8 | 65 | 62 | 211793559
KADEN | KO-PSX12HP-2AAMA | KI-PSX12WM-2AAMA |  | 12000 | 12000 | 24.6 | 13.7 | 10.7 | 2.39 | 75 | 67 | 211793557
KADEN | KO-PSX12HP-1AAMA | KI-PSX12WM-1AAMA |  | 12000 | 12000 | 23.5 | 13 | 10 | 2.16 | 70 | 57 | 211793555
LPS Legacy | DLCSRBH09AAK | DLFSHCH09XAK |  | 9000 | 12000 | 28.1 | 16.2 | 11.5 | 2 | 79 | 88 | 211756602
KANIONco | KWSM-09IR410AHS28.1ODU | KWSM-09IR410AHS28.1IDU |  | 9000 | 12000 | 28.1 | 16.2 | 11.5 | 2 | 79 | 88 | 213160461
ECO AC | EHH-O48BB | EHH-C48BC |  | 48000 | 50000 | 18.5 | 9.5 | 9.8 | 1.98 | 60 | 69 | 213082103
CENTURY | A-VMH18SV-1 | B-VMH18SV-1 |  | 18000 | 18000 | 21.5 | 12.5 | 11.3 | 1.8 | 83 | 100 | 212940816
ZERO | ZSOV-24HDM-US | ZEV-24HDM-US |  | 24000 | 24000 | 21.2 | 12.5 | 10.3 | 2.2 | 67 | 76 | 212928564
YONAN | YS-24HRFN1-C5OU | YS-24HRFN1-C5 |  | 24000 | 25000 | 22 | 14 | 10 | 1.8 | 65 | 62 | 212615064
YONAN | YS-18HRFN1-C5OU | YS-18HRFN1-C5 |  | 18000 | 19000 | 23.5 | 12.5 | 10.8 | 2.02 | 78 | 59 | 212615063
ZERO | ZMSB-24HV-USHHC | ZMSB-24HV-USHHC |  | 23000 | 26000 | 22.3 | 12.5 | 10.3 | 1.8 | 73 | 88 | 214232450
ZERO | ZMSB-12HV-USHHC | ZMSB-12HV-USHHC |  | 12000 | 12000 | 23.1 | 13 | 10.5 | 1.88 | 86 | 92 | 214232448
Multi MFG | MSH-24HD-A | 24HWMS0-C-M-A |  | 24000 | 29000 | 21.5 | 13 | 11.4 | 2.21 | 73 | 86 | 214232437
ECO AC | EHP-O18BB | EHP-W18BB |  | 18000 | 18000 | 22 | 13 | 10.6 | 1.89 | 62 | 96 | 214232434
ECO AC | EHP-O12BB | EHP-W12BB |  | 12000 | 12000 | 23.1 | 13 | 10.5 | 1.88 | 86 | 92 | 214232433
Bladex | BS25-09HFN1-ODU | BWM11B-09HWIU |  | 9000 | 12000 | 26.4 | 15.8 | 11.6 | 1.85 | 78 | 92 | 214056586
Mitsutomo | HO-SZ12-AB-Q | HC-UZ12-AB-Q |  | 12000 | 12000 | 22.3 | 12.7 | 10.2 | 1.89 | 83 | 94 | 214056563
CIAC | CM43BX024-H3N2H | CF43BX024-M3N1H |  | 24000 | 24000 | 21.2 | 12.5 | 10.3 | 2.2 | 67 | 76 | 213927680
AI AIR CONDITIONING | AO25-12N1-B1H | AW25-12N1-B1 |  | 12000 | 12000 | 22.7 | 12.5 | 10.4 | 2.06 | 74 | 56 | 213927638
MAXI AIR | NE-T53-AEG12EXT | NE-T53-AEG12INT |  | 12000 | 12000 | 25.5 | 14 | 10.4 | 1.8 | 83 | 100 | 213927611
ZERO | ZMSB-18HV-USHH | ZMSB-18HV-USHH |  | 18000 | 18000 | 24 | 13.5 | 10.5 | 2.44 | 78 | 71 | 213917750
COMFORT-AIRE | A-VMH12SV-1 | B-VMH12FV-1 |  | 12000 | 12000 | 24.2 | 13.3 | 10.7 | 1.99 | 85 | 99 | 213916260
SLIMAIR | SHC09VH2AG | SHM09VE2AG |  | 9000 | 12000 | 26.4 | 15.8 | 11.6 | 1.85 | 78 | 92 | 213886031
AC PRO.COM | AOE30U-48HFN1-MP0(GA) | ACD1-48HRFN1-M(GA) |  | 48000 | 50000 | 18.5 | 9.5 | 9.8 | 1.98 | 60 | 69 | 213867386
KARDA | 3KARDA12SZO | 2KARDA12UVC |  | 12000 | 12000 | 22.3 | 12.7 | 10.2 | 1.89 | 83 | 94 | 213785827
MIDEA | MOD-24HFN1AA | MSEP-24HFN1AA |  | 24000 | 25000 | 22 | 14 | 10 | 1.8 | 65 | 62 | 213785813
AI AIR CONDITIONING | AO29-24N1-M1H | AW29-24N1-M1 |  | 24000 | 29000 | 21.5 | 13 | 11.4 | 2.21 | 73 | 86 | 213769950
AI AIR CONDITIONING | AO25-06N1-M1H | AW25-06N1-M1 |  | 6000 | 7000 | 23.5 | 15 | 12 | 1.84 | 107 | 101 | 213769942
AI AIR CONDITIONING | AO24-18N1-M1H | AW25-18N1-M1 |  | 18000 | 18000 | 24 | 13.5 | 10.5 | 2.44 | 78 | 71 | 213769940
AI AIR CONDITIONING | AO24-12N1-M1H | AW25-12N1-M1 |  | 12000 | 12000 | 23.1 | 13 | 10.8 | 2.41 | 83 | 70 | 213769939
Bluefin | BFMS12PR-01O | BFMS12PL-01I |  | 12000 | 12000 | 23.1 | 13 | 10.5 | 1.88 | 86 | 92 | 213769907
AIRQUEST | DLCPRAH12AAK | DLFPHAH12XAK |  | 12000 | 12000 | 24 | 13.5 | 9.5 | 1.75 | 57 | 100 | 203966569
AIRQUEST | DLCPRAH09AAK | DLFPHAH09XAK |  | 9000 | 10000 | 26 | 15 | 12.5 | 1.75 | 72 | 120 | 203966568
COMFORTSTAR | CHF24CD(O) | TIP-24 |  | 24000 | 25000 | 20.5 | 11 | 11.5 | 2 | 84 | 103 | 207658952
COMFORTSTAR | CZP12CD(O) | TPA-12C |  | 12000 | 12000 | 22.7 | 14 | 10 | 2.27 | 74 | 67 | 207658944
COMFORTSTAR | CHF18CD(O) | CHF18CD(I) |  | 18000 | 18000 | 21.5 | 12.5 | 11.3 | 1.8 | 83 | 100 | 207658928
COMFORTSTAR | CZP24CD(O) | CHF24CD(I) |  | 24000 | 25000 | 22 | 14 | 10 | 1.8 | 65 | 62 | 207658925
COMFORTSTAR | CZP12CA(O) | CHF12CA(I) |  | 12000 | 12000 | 23.5 | 13 | 10 | 2.16 | 70 | 57 | 207658921
AIRQUEST | DLCSRBH06AAK | DLFSHCH06XAK |  | 6000 | 7000 | 26.5 | 15.8 | 13.6 | 2.1 | 121 | 107 | 208447693
AIRQUEST | DLCSRBH09AAK | DLFSHCH09XAK |  | 9000 | 12000 | 28.1 | 16.2 | 11.5 | 2 | 79 | 88 | 208447689
AIRQUEST | DLCSRBH24AAK | DLFSHCH24XAK |  | 24000 | 29000 | 21.5 | 13 | 11.4 | 2.21 | 73 | 86 | 208447687
TEMPSTAR | DLCSRBH12AAK | DLFSHCH12XAK |  | 12000 | 12000 | 25.5 | 14 | 10.4 | 1.8 | 83 | 100 | 208447670
MIDEA | DLCSRBH18AAK | DLFSHCH18XAK |  | 18000 | 18000 | 21.5 | 12.5 | 11.3 | 1.8 | 83 | 100 | 208447667
KENMORE | DLCSRBH12AAJ | DLFSHCH12XAJ |  | 12000 | 12000 | 23.5 | 13 | 10 | 2.16 | 70 | 57 | 208447660
KEEPRITE | DLCSRBH12AAK | DLFSHCH12XAK |  | 12000 | 12000 | 25.5 | 14 | 10.4 | 1.8 | 83 | 100 | 208447646
HEIL | DLCSRBH12AAJ | DLFSHCH12XAJ |  | 12000 | 12000 | 23.5 | 13 | 10 | 2.16 | 70 | 57 | 208447644
HEIL | DLCSRBH09AAK | DLFSHCH09XAK |  | 9000 | 12000 | 28.1 | 16.2 | 11.5 | 2 | 79 | 88 | 208447641
BLUERIDGE | BMY6HH27C | BMM6CC2 |  | 6500 | 7100 | 22 | 14.5 | 10.8 | 2 | 80 | 113 | 209550307
THERMOCORE SYSTEMS | T4C18S-H248-C | T3C18S-H248-ED |  | 48000 | 50000 | 18.9 | 9.3 | 10 | 1.85 | 58 | 70 | 209549023
THERMOCORE SYSTEMS | T5HH28S-H209-C | T3-OS209-EC |  | 9000 | 9800 | 20.5 | 13 | 10.3 | 1.8 | 92 | 102 | 209549015
THERMOCORE SYSTEMS | T5HH22S-H224-C | T3-OS224-EC |  | 24000 | 25000 | 21.5 | 12.5 | 9.7 | 2.2 | 76 | 74 | 209549014
THERMOCORE SYSTEMS | T5HH26S-H212-C | T5HH26S-H212-E |  | 12000 | 12000 | 25.5 | 14 | 10.4 | 1.8 | 83 | 100 | 209549008
Durastar | DRA1H18S1A | DRAF18F1A |  | 17000 | 18000 | 20.5 | 12.5 | 9.8 | 1.86 | 67 | 93 | 210568119
Durastar | DRA1H24S1A | DRAC24F1B |  | 24000 | 25000 | 20.5 | 11 | 11.5 | 2 | 84 | 103 | 210568114
Durastar | DRA1U18S1B | DRAL18F1A |  | 18000 | 19000 | 21.8 | 12.5 | 10.7 | 2.3 | 64 | 69 | 210568108
Durastar | DRA1H18S1A | DRAL18F1A |  | 16700 | 20000 | 19.8 | 12.5 | 11.2 | 1.93 | 73 | 84 | 210568105
Durastar | DRA1U09S1B | DRAW06F1B |  | 6000 | 7000 | 23.5 | 15 | 12 | 1.84 | 107 | 101 | 210568097
Clearity | MOX330-12HFN1-MW5W | MSEPB-12HRFN1-MW5W(GA) |  | 12000 | 12000 | 25.5 | 14 | 10.4 | 1.8 | 83 | 100 | 210568095
SENVILLE | SENA/12HF/OQ | SENA-12HF-IFU |  | 12000 | 12000 | 24.2 | 13.3 | 10.7 | 1.99 | 85 | 99 | 210372990
CTMorley | MOU-A55LH-2 | MIU-A60LF-2 |  | 55000 | 60000 | 17.3 | 9 | 10.2 | 1.97 | 67 | 94 | 210191034
AIRDACH | ACSH1823VM2-D | AIWH1800VM2-D |  | 18000 | 18000 | 23.7 | 13.5 | 10.3 | 2.39 | 78 | 70 | 209948207
AIRDACH | ACSH0924VM2-D | AIWH0900VM2-D |  | 9000 | 10000 | 24 | 14 | 11.4 | 2.18 | 83 | 78 | 209948205
SMART COMFORT | DLCSRBH12AAK | DLFSFBH12XAK |  | 12000 | 12000 | 24.2 | 13.3 | 10.7 | 1.99 | 85 | 99 | 209948199
PAYNE | 38MARBQ12AA3 | 40MBFAQ12XA3 |  | 12000 | 12000 | 24.2 | 13.3 | 10.7 | 1.99 | 85 | 99 | 209948188
C&H | CH-ES18-230VO | CH-16MMC-230VI |  | 16000 | 17000 | 22.4 | 12.5 | 10.4 | 2.32 | 79 | 75 | 209937053
C&H | CH-ES12-230VO | CH-12MMC-230VI |  | 12000 | 12000 | 25 | 13 | 11 | 2.38 | 77 | 70 | 209937051
C&H | CH-ES09-230VO | CH-09MASTWM-230VI |  | 9000 | 10000 | 25.5 | 15 | 12.3 | 2.17 | 85 | 75 | 209937047
KLIMAIRE | KSIH018-H220-O-2 | KUIR18-H2 |  | 17000 | 18000 | 20.5 | 12.5 | 9.8 | 1.86 | 67 | 93 | 209862173
KLIMAIRE | KSIH018-H220-O-2 | KTIR18-H2 |  | 16000 | 17000 | 20 | 12.5 | 9.5 | 1.75 | 92 | 94 | 209862168
KLIMAIRE | KSIE009-H221-O-2 | KTIR09-H2 |  | 9000 | 10000 | 20 | 13 | 10 | 1.9 | 75 | 74 | 209862157
KLIMAIRE | KSIH018-H220-O-2 | KSIH018-H220-IW-2 |  | 18000 | 18000 | 22 | 13 | 10.6 | 1.89 | 62 | 96 | 209862155
COMFORT-AIRE | A-KMH24SV-1 | B-KMH24SU-1 |  | 21600 | 23400 | 18.9 | 11.7 | 10.4 | 1.89 | 83 | 100 | 208141184
COMFORT-AIRE | A-KMH12SV-1 | B-KMH12SU-1 |  | 12000 | 12000 | 23.6 | 13.5 | 9.5 | 1.8 | 63 | 83 | 208141182
COMFORT-AIRE | A-VMH24SU-1 | B-VMH24SV-1 |  | 24000 | 29000 | 21.5 | 13 | 11.4 | 2.21 | 73 | 86 | 208141178
MDV | MOD30U-36HFN1-M(GA)(2) | MFGD-36HRFN1-MQ6W |  | 36000 | 36000 | 19.2 | 9.5 | 10 | 2 | 70 | 63 | 208132550
LBG Products | LBHB12DVWO | LMHB12DZGI |  | 12000 | 12000 | 23.6 | 13 | 10 | 1.89 | 80 | 100 | 208130843
LBG Products | LUUHB36DO | LUHB36DSI |  | 36000 | 40000 | 19.4 | 9.5 | 10.5 | 1.85 | 83 | 100 | 208130835
LBG Products | LBHB24DVWO | LMHB24DSI |  | 24000 | 25000 | 20.5 | 11 | 11.5 | 2 | 84 | 103 | 208130834
LBG Products | LBHB09DVWO | LBHB09DUWI |  | 9000 | 12000 | 26.4 | 15.8 | 11.6 | 1.85 | 78 | 92 | 208130827
LBG Products | LBHB18DUWO | LMHB18DZDI |  | 18000 | 20000 | 23 | 12.5 | 10 | 2.08 | 64 | 65 | 208130821
LBG Products | LBHB12DUWO | LBHB12DUWI |  | 12000 | 12000 | 23.1 | 13 | 10.8 | 2.41 | 83 | 70 | 208130804
SEA BREEZE+ | SZ18H424ZMO | FC18H424ZMI |  | 18000 | 20000 | 23 | 12.5 | 10 | 2.08 | 64 | 65 | 208128280
SEA BREEZE+ | SZ24H424ZMO | CA24H424ZMI |  | 24000 | 25000 | 21.5 | 12.5 | 9.7 | 2.2 | 76 | 74 | 208128273
SEA BREEZE+ | SZ18H424ZMO | CA18H424ZMI |  | 16000 | 19000 | 20.5 | 12.5 | 10.5 | 2.16 | 63 | 67 | 208128272
SEA BREEZE+ | SZ12H424ZMO | CA12H424ZMI |  | 12000 | 12000 | 22.7 | 14 | 10 | 2.27 | 74 | 67 | 208128271
SEA BREEZE+ | SZ18H424ZMO | WM18H424ZMI |  | 18000 | 18000 | 24 | 13.5 | 10.5 | 2.44 | 78 | 71 | 208128264
Armstrong Air | 4DHP2S09S-1P | DWM209S4-1P |  | 9000 | 10000 | 25.5 | 15 | 12.3 | 2.17 | 85 | 75 | 208128188
Allied | 4DHP2S09S-1P | DWM209S4-1P |  | 9000 | 10000 | 25.5 | 15 | 12.3 | 2.17 | 85 | 75 | 208128182
PIONEER | YN009GMFI20RPD | CB009GMFILCFHD |  | 9000 | 10000 | 20 | 13 | 10 | 1.9 | 75 | 74 | 208121944
EMI | MHSZ109DA | MHCAS09DA |  | 9000 | 9800 | 20.5 | 13 | 10.3 | 1.8 | 92 | 102 | 208121928
EMI | MHSZ109DA | MHWAL09DA |  | 9000 | 12000 | 28.1 | 16.2 | 11.5 | 2 | 79 | 88 | 208121924
Alsetria | MOX330-09HFN1-MY5W | MSEPB-09HRFN1-MY5W(GA) |  | 9000 | 12000 | 28.1 | 16.2 | 11.5 | 2 | 79 | 88 | 208121901
Cooper&Hunter | CH-ES18-230VO | CH-16MMC-230VI |  | 16000 | 17000 | 22.4 | 12.5 | 10.4 | 2.32 | 79 | 75 | 210799676
Cooper&Hunter | CH-ES18-230VO | CH-18MASTWM-230VI |  | 18000 | 19000 | 23.5 | 12.5 | 10.8 | 2.02 | 78 | 59 | 210799672
Cooper&Hunter | CH-HPR24-230VO | CH-D24MSPHWM-230VI |  | 21600 | 23400 | 18.9 | 11.7 | 10.4 | 1.89 | 83 | 100 | 210799658
Cooper&Hunter | CH-HPR09-230VO | CH-09MSPHCT-230VI |  | 9000 | 9800 | 20.5 | 13 | 10.3 | 1.8 | 92 | 102 | 210799591
Cooper&Hunter | CH-ES24-230VO | CH-24MSPHFC-230VI |  | 24000 | 24000 | 21.2 | 12.5 | 10.3 | 2.2 | 67 | 76 | 210799590
Cooper&Hunter | CH-HPR24-230VO | CH-24MOLVWM-230VI |  | 23000 | 26000 | 22.3 | 12.5 | 10.3 | 1.8 | 73 | 88 | 210799569
KEEPRITE | DLCPRAH09AAK | DLFPHAH09XAK |  | 9000 | 10000 | 26 | 15 | 12.5 | 1.75 | 72 | 120 | 201835652
ARCOAIRE | DLCPRAH12AAK | DLFPHAH12XAK |  | 12000 | 12000 | 24 | 13.5 | 9.5 | 1.75 | 57 | 100 | 201835507
PAYNE | 38MPRAQ12AA3 | DHMPHAQ12XA3 |  | 12000 | 12000 | 24 | 13.5 | 9.5 | 1.75 | 57 | 100 | 201753413
CARRIER | 38MPRAQ09AA3 | 40MPHAQ09XA3 |  | 9000 | 10000 | 26 | 15 | 12.5 | 1.75 | 72 | 120 | 201753408
MDV | MOCA30-09HFN1-MZA5W | MSOP1B-09HRFN1-MZA5W |  | 9000 | 10000 | 26 | 15 | 12.5 | 1.75 | 72 | 120 | 200059281
AIR MAX | AWAOC12-C2 | AWAOE12-C2 |  | 12000 | 12000 | 24 | 13.5 | 9.5 | 1.75 | 57 | 100 | 204520287
NOVAIR | LEA24SZ25SK-O | 2LEA24UUSK-I |  | 24000 | 25000 | 22 | 14 | 10 | 1.8 | 65 | 62 | 211709680
NOVAIR | LEA12SZ25SK-O | 2LEA12UUSK-I |  | 12000 | 12000 | 24.6 | 13.7 | 10.7 | 2.39 | 75 | 67 | 211709678
Alsetria | MOX230-09HFN1-MW5W | MCBU-06HRFN1-MV0W |  | 6500 | 7100 | 22 | 14.5 | 10.8 | 2 | 80 | 113 | 211644098
ECO-AIR | MOX430-17HFN1-MT0W | MCBU-18HRFN1-MU2W |  | 16700 | 20000 | 19.8 | 12.5 | 11.2 | 1.93 | 73 | 84 | 211644095
ECO-AIR | MOX230-09HFN1-MW5W | MCBU-06HRFN1-MV0W |  | 6500 | 7100 | 22 | 14.5 | 10.8 | 2 | 80 | 113 | 211644092
ECO-AIR | MOX430-18HFN1-MU0W | CCA3U-18HRFN1-M(C) |  | 16000 | 19000 | 20.5 | 12.5 | 10.5 | 2.16 | 63 | 67 | 211644058
ECO-AIR | MOX230-12HFN1-MV5W | CCA3U-12HRFN1-M(C) |  | 12000 | 12000 | 22.7 | 14 | 10 | 2.27 | 74 | 67 | 211644057
YONAN | YS-12HRFN1-C5OU | YS-12HRFN1-C5 |  | 12000 | 12000 | 24.6 | 13.7 | 10.7 | 2.39 | 75 | 67 | 212615062
Relief Sciences | LANG12OD35-1 | LANG12ID-25 |  | 12000 | 12000 | 23.1 | 13 | 10.5 | 1.88 | 86 | 92 | 212615012
MOOVAIR | DMA12HOS28230E8 | DUB12HIFU230X5A |  | 12000 | 12000 | 24.2 | 13.3 | 10.7 | 1.99 | 85 | 99 | 212596840
SEA BREEZE+ | HSZ24H424ZMO | FC24H424ZMI |  | 24000 | 25000 | 20.5 | 11.7 | 11 | 2.1 | 76 | 100 | 212595656
SEA BREEZE+ | HSZ18H424ZMO | FC18H424ZMI |  | 17000 | 18000 | 20.5 | 12.5 | 9.8 | 1.86 | 67 | 93 | 212595653
SEA BREEZE+ | HSZ12H424ZMO | C12H424ZMI |  | 12000 | 12000 | 24.2 | 13.3 | 10.7 | 1.99 | 85 | 99 | 212595648
SEA BREEZE+ | HSZ9H424ZMO | SCA9H424ZMI |  | 9000 | 10900 | 24 | 13 | 12.4 | 1.8 | 90 | 96 | 212595645
QUEBEC VAIR | NE-T52-PLA18EXT | NE-T52-PLA18INT |  | 18000 | 18000 | 23.7 | 13.5 | 10.3 | 2.39 | 78 | 70 | 212579412
LPS Legacy | DLCPRAH18AAK | DLFPHBH18XAK |  | 18000 | 18000 | 24.1 | 12.4 | 12 | 1.92 | 68 | 89 | 212521294
KENMORE | DLCPRAH18AAK | DLFPHBH18XAK |  | 18000 | 18000 | 24.1 | 12.4 | 12 | 1.92 | 68 | 89 | 212521289
ARCOAIRE | DLCPRAH18AAK | DLFPHBH18XAK |  | 18000 | 18000 | 24.1 | 12.4 | 12 | 1.92 | 68 | 89 | 212521284
MIDEA | 38MPRAQ18AA3 | DHMPHBQ18XA3 |  | 18000 | 18000 | 24.1 | 12.4 | 12 | 1.92 | 68 | 89 | 212521283
PAYNE | 38MPRAQ18AA3 | DHMPHBQ18XA3 |  | 18000 | 18000 | 24.1 | 12.4 | 12 | 1.92 | 68 | 89 | 212521281
SMART COMFORT | DLCPRAH12AAK | DLFPHBH12XAK |  | 12000 | 12000 | 18.2 | 11 | 10 | 1.82 | 57 | 103 | 212521274
HEIL | DLCPRAH12AAK | DLFPHBH12XAK |  | 12000 | 12000 | 18.2 | 11 | 10 | 1.82 | 57 | 103 | 212521264
COMFORTMAKER | DLCPRAH12AAK | DLFPHBH12XAK |  | 12000 | 12000 | 18.2 | 11 | 10 | 1.82 | 57 | 103 | 212521260
PAYNE | 38MPRAQ12AA3 | DHMPHBQ12XA3 |  | 12000 | 12000 | 18.2 | 11 | 10 | 1.82 | 57 | 103 | 212521252
BRYANT | 38MPRAQ12AA3 | 619PHBQ12XA3 |  | 12000 | 12000 | 18.2 | 11 | 10 | 1.82 | 57 | 103 | 212521250
Weathermaker | 38MPRAQ12AA3 | DHMPHAQ12XA3 |  | 12000 | 12000 | 24 | 13.5 | 9.5 | 1.75 | 57 | 100 | 212436234
Weathermaker | 38MPRAQ09AA3 | DHMPHAQ09XA3 |  | 9000 | 10000 | 26 | 15 | 12.5 | 1.75 | 72 | 120 | 212436233
Custom Comfort | CCOXHASZ17HP | CCOXHA1C18 |  | 16700 | 20000 | 19.8 | 12.5 | 11.2 | 1.93 | 73 | 84 | 212365432
Custom Comfort | CCOXHASZ12HP | CCOXHA1C12 |  | 12000 | 12500 | 23 | 13 | 10 | 1.8 | 76 | 88 | 212365431
Custom Comfort | CCOXHASZ24HP | CCOXHAFC24 |  | 24000 | 25000 | 20.5 | 11.7 | 11 | 2.1 | 76 | 100 | 212365425
Custom Comfort | CCOXHASZ12HP | CCOXHA4C12 |  | 12000 | 12000 | 22.3 | 12.7 | 10.2 | 1.89 | 83 | 94 | 212365410
CanAir | C28SCH12H21 | C28SEH12H21 |  | 12000 | 12000 | 25.5 | 14 | 10.4 | 1.8 | 83 | 100 | 207683257
CanAir | C28SCH09H21 | C28SEH09H21 |  | 9000 | 12000 | 28.1 | 16.2 | 11.5 | 2 | 79 | 88 | 207683256
CanAir | C28SCH06H21 | C28SEH06H21 |  | 6000 | 7000 | 26.5 | 15.8 | 13.6 | 2.1 | 121 | 107 | 207683255
NAPOLEON | NDHAS26-24-O | NDHAS26-24-I |  | 24000 | 29000 | 21.5 | 13 | 11.4 | 2.21 | 73 | 86 | 207683236
COMFORTSTAR | CHF18CD(O) | FPA-18 |  | 17000 | 18000 | 20.5 | 12.5 | 9.8 | 1.86 | 67 | 93 | 207658960
COMFORTSTAR | CZP18CD(O) | FPA-18 |  | 18000 | 20000 | 23 | 12.5 | 10 | 2.08 | 64 | 65 | 207658955
COMFORTSTAR | CHF36CD(O) | TIP-36 |  | 36000 | 40000 | 19.4 | 9.5 | 10.5 | 1.85 | 83 | 100 | 207658953
COMFORTSTAR | CZP24CD(O) | TPA-24C |  | 24000 | 25000 | 21.5 | 12.5 | 9.7 | 2.2 | 76 | 74 | 207658946
COMFORTSTAR | CZP09CD(O) | TPA-09C |  | 9000 | 10000 | 20 | 13 | 10 | 1.9 | 75 | 74 | 207658943
COMFORTSTAR | CHF24CD(O) | CHF24CD(I) |  | 24000 | 29000 | 21.5 | 13 | 11.4 | 2.21 | 73 | 86 | 207658929
MDV | MOX330-09HFN1-MY5W-L | MCA3U-09HRFN1-M(C) |  | 9000 | 9800 | 20.5 | 13 | 10.2 | 1.8 | 92 | 102 | 207658613
MDV | MOX330-09HFN1-MY5W-L | MSEPB-09HRFN1-MY5W(GA) |  | 9000 | 12000 | 28.1 | 16.2 | 11.5 | 2 | 79 | 88 | 207658605
MDV | MOX430-18HFN1-MU0W-L | MCA3U-18HRFN1-M(C) |  | 16000 | 19000 | 20.5 | 12.5 | 10.4 | 2.16 | 63 | 67 | 207658602
SENVILLE | SENA/09HF/OQ | SENA/09HF/IQ |  | 9000 | 12000 | 28.1 | 16.2 | 11.5 | 2 | 79 | 88 | 207657627
KERR | A-KMH24SV-1 | B-KMH24SV-1 |  | 24000 | 29000 | 21.5 | 13 | 11.4 | 2.21 | 73 | 86 | 207657397
KERR | A-KMH06SV-1 | B-KMH06SV-1 |  | 6000 | 7000 | 26.5 | 15.8 | 13.6 | 2.1 | 121 | 107 | 207657393
COMFORT-AIRE | A-VMH24SV-1 | B-VMH24SV-1 |  | 24000 | 29000 | 21.5 | 13 | 11.4 | 2.21 | 73 | 86 | 207657389
COMFORT-AIRE | A-VMH09SV-1 | B-VMH09SV-1 |  | 9000 | 12000 | 28.1 | 16.2 | 11.5 | 2 | 79 | 88 | 207657386
SENVILLE | SENA/24HF/OQ | SENA/24HF/ICQ |  | 24000 | 25000 | 20.5 | 11 | 11.5 | 2 | 84 | 103 | 207641344
SENVILLE | SENA/09HF/OQ | SENA/09HF/ICZ |  | 9000 | 9800 | 20.5 | 13 | 10.3 | 1.8 | 92 | 102 | 207641341
SMART COMFORT | DLCPRBH12AAK | DLFPHBH12XAK |  | 12000 | 12000 | 25.3 | 14 | 11.7 | 1.85 | 87 | 114 | 207614976
MIDEA | DLCPRBH09AAK | DLFPHBH09XAK |  | 9000 | 12000 | 27 | 16 | 17.5 | 1.85 | 87 | 114 | 207614971
KENMORE | DLCPRBH12AAK | DLFPHBH12XAK |  | 12000 | 12000 | 25.3 | 14 | 11.7 | 1.85 | 87 | 114 | 207614970
ECO-AIR | MOX330-12HFN1-MW5W | MSEPB-12HRFN1-MW5W(GA) |  | 12000 | 12000 | 25.5 | 14 | 10.4 | 1.8 | 83 | 100 | 208121865
ECO-AIR | MOX330-09HFN1-MY5W | MSEPB-09HRFN1-MY5W(GA) |  | 9000 | 12000 | 28.1 | 16.2 | 11.5 | 2 | 79 | 88 | 208121864
Airlux | ASZ12O115/2022 | ASZ12I115/2022 |  | 12000 | 12000 | 22.7 | 12.5 | 10 | 2 | 70 | 54 | 208119671
Airlux | ASZ09O115/2022 | ASZ09I115/2022 |  | 9000 | 10000 | 24 | 14 | 9.6 | 2 | 60 | 65 | 208119670
PIONEER | YN024GMFI22RPE | CB024GMFILCFHE |  | 24000 | 25000 | 21.5 | 12.5 | 9.7 | 2.2 | 76 | 74 | 213088012
CENTURY | A-VMH06SV-1 | B-VMH06SV-1 |  | 6000 | 7000 | 26.5 | 15.8 | 13.6 | 2.1 | 121 | 107 | 212940813
YONAN | YS-09HRFN1-E0OU | YS-09HRFN1-E0 |  | 9000 | 12000 | 28.5 | 16 | 18 | 1.85 | 87 | 114 | 212615065
YONAN | YS-09HRFN1-C5OU | YS-09HRFN1-C5 |  | 9000 | 10000 | 25.5 | 15 | 12.3 | 2.17 | 85 | 75 | 212615061
SEA BREEZE+ | HSZ24H424ZMO | CA24H424ZMI |  | 24000 | 25000 | 20.5 | 11 | 11.5 | 2 | 84 | 103 | 212595654
SEA BREEZE+ | HSZ18H424ZMO | CA18H424ZMI |  | 16000 | 17000 | 20 | 12.5 | 9.5 | 1.75 | 92 | 94 | 212595649
SMART COMFORT | DLCPRAH18AAK | DLFPHBH18XAK |  | 18000 | 18000 | 24.1 | 12.4 | 12 | 1.92 | 68 | 89 | 212521292
TEMPSTAR | DLCPRAH18AAK | DLFPHBH18XAK |  | 18000 | 18000 | 24.1 | 12.4 | 12 | 1.92 | 68 | 89 | 212521291
COMFORTMAKER | DLCPRAH18AAK | DLFPHBH18XAK |  | 18000 | 18000 | 24.1 | 12.4 | 12 | 1.92 | 68 | 89 | 212521285
CARRIER | 38MPRAQ18AA3 | 40MPHBQ18XA3 |  | 18000 | 18000 | 24.1 | 12.4 | 12 | 1.92 | 68 | 89 | 212521279
AIRQUEST | DLCPRAH12AAK | DLFPHBH12XAK |  | 12000 | 12000 | 18.2 | 11 | 10 | 1.82 | 57 | 103 | 212521276
KENMORE | DLCPRAH12AAK | DLFPHBH12XAK |  | 12000 | 12000 | 18.2 | 11 | 10 | 1.82 | 57 | 103 | 212521268
ARCOAIRE | DLCPRAH12AAK | DLFPHBH12XAK |  | 12000 | 12000 | 18.2 | 11 | 10 | 1.82 | 57 | 103 | 212521258
MDV | MOD30-18HFN1-MZ22W | MSEPD-18HRFN1-MZ22W |  | 18000 | 18000 | 24.1 | 12.4 | 12 | 1.92 | 68 | 89 | 212519803
Weathermaker | 38MPRAQ18AA3 | DHMPHAQ18XA3 |  | 18000 | 18000 | 26.2 | 14.5 | 12 | 1.95 | 68 | 91 | 212436235
Custom Comfort | CCOXHASZ09HP | CCOXHA1C09 |  | 9000 | 10900 | 24 | 13 | 12.4 | 1.8 | 90 | 96 | 212365430
SLIMAIR | SHC18VH2AG | SHM18VE2AG |  | 18000 | 18000 | 22 | 13 | 10.6 | 1.89 | 62 | 96 | 213886033
MIDEA | MOX4-18HFN1AA | MSEP-18HFN1AA |  | 18000 | 19000 | 23.5 | 12.5 | 10.8 | 2.02 | 78 | 59 | 213785812
MDV | MVD-24HFN1AA | MVEP-24HFN1AA |  | 24000 | 25000 | 22 | 14 | 10 | 1.8 | 65 | 62 | 213785809
MDV | MVX4-18HFN1AA | MVEP-18HFN1AA |  | 18000 | 19000 | 23.5 | 12.5 | 10.8 | 2.02 | 78 | 59 | 213785808
AI AIR CONDITIONING | AO29-18N1-M1H | AW29-18N1-M1 |  | 18000 | 18000 | 24.1 | 12.4 | 12 | 1.92 | 68 | 89 | 213769949
AI AIR CONDITIONING | AO29-09N1-M1H | AW29-09N1-M1 |  | 9000 | 12000 | 29 | 16.5 | 22 | 1.86 | 95 | 113 | 213769947
AI AIR CONDITIONING | AO25-24N1-M1H | AW25-24N1-M1 |  | 23000 | 26000 | 22.3 | 12.5 | 10.3 | 1.8 | 73 | 88 | 213769946
AI AIR CONDITIONING | AO25-12N1-M1H | AW25-12N1-M1 |  | 12000 | 12000 | 23.1 | 13 | 10.5 | 1.88 | 86 | 92 | 213769944
AI AIR CONDITIONING | AO25-09N1-M1H | AW25-09N1-M1 |  | 9000 | 12000 | 26.4 | 15.8 | 11.6 | 1.85 | 78 | 92 | 213769943
Bluefin | BFMS12PL-01O | BFMS12PL-01I |  | 12000 | 12000 | 23.1 | 13 | 10.8 | 2.41 | 83 | 70 | 213769909
ECO AC | EHH-O9BB | EHH-W09BB |  | 9000 | 10000 | 24 | 14 | 11.4 | 2.18 | 83 | 78 | 207825490
MIDEA | MOX430-18HFN1-MT8W | MSAG11D-18HRFN1-MT8W |  | 18000 | 18000 | 24 | 13.5 | 10.5 | 2.44 | 78 | 71 | 207821934
MIDEA | MOX230-09HFN1-MW5W | MSAG11B-09HRFN1-MX7W(GA) |  | 9000 | 10000 | 24 | 14.7 | 11.6 | 2.25 | 81 | 75 | 207821930
MIDEA | MOX230-09HFN1-BW0W | MSAG11B-09HRFN1-BU5W |  | 9000 | 10000 | 23 | 13.8 | 9.8 | 2.06 | 59 | 67 | 207821929
CanAir | C23SCH18H22 | C28SEH18H21 |  | 18000 | 18000 | 21.5 | 12.5 | 11.3 | 1.8 | 83 | 100 | 207796645
KARDA | 3KARDA18SZO | 3KARDA18UVC |  | 16000 | 17000 | 20 | 12.5 | 9.5 | 1.75 | 92 | 94 | 207796641
Durastar | DRA1U24S1B | DRAC24F1B |  | 24000 | 25000 | 21.5 | 12.5 | 9.7 | 2.2 | 76 | 74 | 207787144
Durastar | DRA1U12S1B | DRAC12F1A |  | 12000 | 12000 | 22.7 | 14 | 10 | 2.27 | 74 | 67 | 207787136
C&H | CH-ES09-115VO | CH-09OLVWM-115VI |  | 9000 | 10000 | 23 | 13.8 | 9.8 | 2.06 | 59 | 67 | 207765977
COMFORTSTAR | CZP18CD(O) | TPA-18 |  | 16000 | 19000 | 20.5 | 12.5 | 10.5 | 2.16 | 63 | 67 | 207765975
BOSCH | BMS500-AAS012-1CSXRC | BMS500-AAU012-1AHCXB |  | 12000 | 12000 | 22.7 | 14 | 10 | 2.27 | 74 | 67 | 207760045
BOSCH | BMS500-AAS024-1CSXRC | BMS500-AAU024-1AHCXC |  | 24000 | 25000 | 21.5 | 12.5 | 9.7 | 2.2 | 76 | 74 | 207760017
BOSCH | BMS500-AAS012-1CSXHC | BMS500-AAU012-1AHCXB |  | 12000 | 12000 | 22.3 | 12.7 | 10.2 | 1.89 | 83 | 94 | 207760014
BOSCH | BMS500-AAS009-1CSXRC | BMS500-AAU009-1AHCXB |  | 9000 | 10000 | 20 | 13 | 10 | 1.9 | 75 | 74 | 207760012
BOSCH | BMS500-AAS012-1CSXHC | BMS500-AAU012-1AHWXC |  | 12000 | 12000 | 25.5 | 14 | 10.4 | 1.8 | 83 | 100 | 207759995
BOSCH | BMS500-AAS009-1CSXHC | BMS500-AAU009-1AHWXC |  | 9000 | 12000 | 28.1 | 16.2 | 11.5 | 2 | 79 | 88 | 207759994
BOSCH | BMS500-AAS012-1CSXRC | BMS500-AAU012-1AHWXC |  | 12000 | 12000 | 24.6 | 13.7 | 10.7 | 2.39 | 75 | 67 | 207759990
DIRECT AIR | DIRM-09DA25-1Z | DIRM-09HP-CA |  | 9000 | 10000 | 20 | 13 | 10 | 1.9 | 75 | 74 | 207743737
DIRECT AIR | DIRM-24DA25-1Z | DIRM-24HP-CF |  | 24000 | 24000 | 21.2 | 12.5 | 10.3 | 2.2 | 67 | 76 | 207743732
ECO-AIR | MOX230-12HFN1-MV5W | MSEPB-12HRFN1-MW5W(GA) |  | 12000 | 12000 | 24.6 | 13.7 | 10.7 | 2.39 | 75 | 67 | 208121860
Bluefin | BFMS09PL-01O | BFMS09PL-01I |  | 9000 | 10000 | 24 | 14.7 | 11.6 | 2.25 | 81 | 75 | 213769908
Bluefin | BFMS18PL-01O | BFMS18PL-01I |  | 18000 | 18000 | 24 | 13.5 | 10.5 | 2.44 | 78 | 71 | 213769906
Kepler | ODUMOX430-17HFN1MT0W | IDUMSEPC-18HRFN1MU0W |  | 18000 | 18000 | 21.5 | 12.5 | 11.3 | 1.8 | 83 | 100 | 213608175
Kepler | ODUMOX330-12HFN1MW5W | IDUMSEPB-12HRFN1MW5W(GA) |  | 12000 | 12000 | 25.5 | 14 | 10.4 | 1.8 | 83 | 100 | 213608174
TEMP SHIFT | TSMOX33009HFN1MY5W | TSCCA3U09HRFN1M(C) |  | 9000 | 9800 | 20.5 | 13 | 10.3 | 1.8 | 92 | 102 | 213479379
Star Air Kontrol | SAK-24-CC/220V | SAK-24-CC/220V |  | 24000 | 25000 | 21.5 | 12.5 | 9.7 | 2.2 | 76 | 74 | 213279894
Star Air Kontrol | SAK-09-CC/220V | SAK-09-CC/220V |  | 9000 | 10000 | 20 | 13 | 10 | 1.9 | 75 | 74 | 213279891
DUCANE | 4DHPS209S-1P | DWM206S4-*P |  | 6000 | 7000 | 26.5 | 15.8 | 13.6 | 2.1 | 121 | 107 | 213279886
Cooper&Hunter | CH-HPR12-230VO | CH-12MCT1W-W |  | 12000 | 12500 | 23 | 13 | 10 | 1.8 | 76 | 88 | 213265600
Cooper&Hunter | CH-HPR06F9-230VO | CH-06MCT1W-W |  | 6500 | 7100 | 22 | 14.5 | 10.8 | 2 | 80 | 113 | 213265596
Cooper&Hunter | CH-NHPR36LCU-230VO | CH-36LCCT-W |  | 36000 | 40000 | 19.4 | 9.5 | 10.5 | 1.85 | 83 | 100 | 213265569
Cooper&Hunter | CH-ES18-230VO | CH-18MCT-W |  | 16000 | 19000 | 20.5 | 12.5 | 10.5 | 2.16 | 63 | 67 | 213265564
Cooper&Hunter | CH-HPR09-230VO | CH-09MCT-W |  | 9000 | 9800 | 20.5 | 13 | 10.3 | 1.8 | 92 | 102 | 213265561
ICONIC AIR SOLUTION | ICOO18AK | IFOH18IK |  | 18000 | 18000 | 24 | 13.5 | 10.5 | 2.44 | 78 | 71 | 214389498
ICONIC AIR SOLUTION | ICOO12AK | IFOH12IK |  | 12000 | 12000 | 23.1 | 13 | 10.8 | 2.41 | 83 | 70 | 214389497
ICONIC AIR SOLUTION | ICOO09AK | IFOH06IK |  | 6000 | 7000 | 23.5 | 15 | 12 | 1.84 | 107 | 101 | 214389493
DAY & NIGHT | DLCPRBH18AAK | DHMPHAQ18XA3 |  | 18000 | 20000 | 23.5 | 13.5 | 13.5 | 1.8 | 101 | 105 | 214389474
AIRQUEST | DLCPRAH18AAK | DHMPHAQ18XA3 |  | 18000 | 18000 | 26.2 | 14.5 | 12 | 1.95 | 68 | 91 | 214389460
TEMPSTAR | DLCPRAH12AAK | DHMPHAQ12XA3 |  | 12000 | 12000 | 24 | 13.5 | 9.5 | 1.75 | 57 | 100 | 214389457
HEIL | DLCPRAH18AAK | DHMPHAQ18XA3 |  | 18000 | 18000 | 26.2 | 14.5 | 12 | 1.95 | 68 | 91 | 214389454
FRANKLIN | MSH183F25MCAA | MSH183F25AXAA |  | 18000 | 18000 | 21.5 | 12.5 | 11.3 | 1.8 | 83 | 100 | 214383435
NG Trade | OMEGA121E | IMEGA121E |  | 12000 | 12000 | 23.1 | 13 | 10.5 | 1.88 | 86 | 92 | 214377799
Kepler | ODUMOX330-12HFN1MW5W | IDUMFA2U-12HRFN1-MW5W |  | 12000 | 12000 | 24.2 | 13.3 | 10.7 | 1.99 | 85 | 99 | 214377775
COMFORTSTAR | CZP09CD(O) | T1W9P |  | 9000 | 11000 | 22.5 | 13 | 11.5 | 2.34 | 73 | 70 | 214594913
COMFORTSTAR | CHF09CD(O) | T1W9P |  | 9000 | 10900 | 24 | 13 | 12.4 | 1.8 | 90 | 96 | 214594910
GOODMAN | MSH123G22MCAA | MST123E20ACAA |  | 12000 | 12000 | 22.3 | 12.7 | 10.2 | 1.89 | 83 | 94 | 214594900
GOODMAN | MSH183G26MCAA | MSH183G26AXAA |  | 18000 | 20000 | 26.3 | 15.3 | 15.5 | 2.89 | 101 | 120 | 214438121
GOODMAN | MSH093G26MCAA | MSH093G26AXAA |  | 9000 | 12000 | 29 | 16.5 | 22 | 1.86 | 95 | 113 | 214438119
GOODMAN | MSH123G22MCAA | MSH123G22AXAA |  | 12000 | 12000 | 23.1 | 13 | 10.5 | 1.88 | 86 | 92 | 214438117
Multi MFG | MSH-09HD-A | 9HWMS0-C-M-A |  | 9000 | 12000 | 28.1 | 16.2 | 11.5 | 2 | 79 | 88 | 214432059
Multi MFG | MSH-18HD-A | 18MMNC0-HP-A |  | 16700 | 20000 | 19.8 | 12.5 | 11.2 | 1.93 | 73 | 84 | 214432055
ZERO | ZMSB-24HV-USHHC-O | ZMSB-24HV-USHHC-I |  | 23000 | 26000 | 22.3 | 12.5 | 10.3 | 1.8 | 73 | 88 | 214421477
Wells | WSA-24HFMO | WSA-24HFMI |  | 23000 | 26000 | 22.3 | 12.5 | 10.3 | 1.8 | 73 | 88 | 214421472
Wells | WSA-12HFMO | WSA-12HFMI |  | 12000 | 12000 | 23.1 | 13 | 10.5 | 1.88 | 86 | 92 | 214421470
CENTURY | A-VMH33SV-1 | B-VMH33SV-1 |  | 33000 | 35000 | 19.5 | 12 | 10 | 1.8 | 82 | 99 | 214415105
PERFECTAIRE | 3PAMSHH24-SZO-21 | 3PAMSHH24-UVW |  | 23000 | 26000 | 22.3 | 12.5 | 10.3 | 1.8 | 73 | 88 | 214389986
PERFECTAIRE | 3PAMSHH18-SZO-20.5 | 3PAMSHH18-UVW |  | 18000 | 18000 | 22 | 13 | 10.6 | 1.89 | 62 | 96 | 214389985
ICONIC AIR SOLUTION | ICOO48AK | IFOC48IK |  | 48000 | 50000 | 18.5 | 9.5 | 9.8 | 1.98 | 60 | 69 | 214389549
ICONIC AIR SOLUTION | ICOO18AK | IFOC18IK |  | 16000 | 19000 | 20.5 | 12.5 | 10.5 | 2.16 | 63 | 67 | 214389546
DIYCOOL | EZ-18ZPL-HP230 | EZ-18W-M |  | 18000 | 18000 | 22.7 | 12.6 | 9.8 | 2.05 | 77 | 65 | 214810600
InfinityLiving | EZ-18ZPL-HP230 | EZ-18W-M |  | 18000 | 18000 | 22.7 | 12.6 | 9.8 | 2.05 | 77 | 65 | 214810594
AIRQUEST | DLCPRAH24AAK | DLFPHAH24XAK |  | 22000 | 24000 | 23.5 | 13.7 | 10.5 | 1.94 | 64 | 98 | 203966571
MDV | MOX430-12HFN1-MZ60W | MSOP1B-12HRFN1-MZ60W |  | 12000 | 12000 | 27 | 14 | 12 | 1.85 | 87 | 114 | 207591140
NOVAIR | LEA09SZ35SK-O | LEA09UUSK-I |  | 9000 | 12000 | 26.4 | 15.8 | 11.6 | 1.85 | 78 | 92 | 207526947
Olimpia Splendid | OS-CENIH18EI | OS-SENIH18EI |  | 18000 | 18000 | 24 | 13.5 | 10.5 | 2.44 | 78 | 71 | 207506894
Olimpia Splendid | OS-CENIH12EI | OS-SENIH12EI |  | 12000 | 12000 | 22.7 | 12.5 | 10.4 | 2.06 | 74 | 56 | 207506893
KARDA | 3KARDA24SZO | 3KARDA24UVW |  | 23000 | 26000 | 22.3 | 12.5 | 10.3 | 1.8 | 73 | 88 | 207430431
BLUERIDGE | BMY24HH22C | BMY24HH22WM |  | 24000 | 29000 | 21.5 | 13 | 11.4 | 2.21 | 73 | 86 | 207339186
BLUERIDGE | BMY9HH28C | BMY9HH28WM |  | 9000 | 12000 | 28.1 | 16.2 | 11.5 | 2 | 79 | 88 | 207339183
MRCOOL | O-HH-12-HP-C-230A | O-12-HP-WMAH-230B |  | 12000 | 12000 | 25.5 | 14 | 10.4 | 1.8 | 83 | 100 | 207339162
MDV | MOE30U-48HFN1-MP0(GA) | MUE-48HRFN1-M(C) |  | 48000 | 50000 | 18.9 | 9.3 | 10 | 1.85 | 58 | 70 | 207338209
Weathermaker | 38MARBQ06AA3 | DHMAHBQ06XA3 |  | 6000 | 7000 | 26.5 | 15.8 | 13.6 | 2.1 | 121 | 107 | 207188937
MIDEA | 38MARBQ06AA3 | DHMAHBQ06XA3 |  | 6000 | 7000 | 26.5 | 15.8 | 13.6 | 2.1 | 121 | 107 | 207188936
AIRQUEST | DLCSRBH06AAK | DLFSHBH06XAK |  | 6000 | 7000 | 23.5 | 15 | 12 | 1.84 | 107 | 101 | 207188932
KERR | A-KMH24SU-1 | B-KMH24SU-1A |  | 21600 | 23400 | 18.9 | 11.7 | 10.4 | 1.89 | 83 | 100 | 206913573
ELIOS | DEA24HOS28230E8 | DEA24HIW25230E8 |  | 24000 | 29000 | 21.5 | 13 | 11.4 | 2.21 | 73 | 86 | 207742432
ELIOS | DEA09HOS28230E8 | DEA09HIW25230E8 |  | 9000 | 12000 | 28.1 | 16.2 | 11.5 | 2 | 79 | 88 | 207742429
C&H | CH-N48LCU-230VO | CH-N48LCCT-230VI |  | 48000 | 50000 | 18.5 | 9.5 | 9.8 | 1.98 | 60 | 69 | 207742341
Cooper&Hunter | CH-HPR09-230VO | CH-09MASTWM-230VI |  | 9000 | 12000 | 28.1 | 16.2 | 11.5 | 2 | 79 | 88 | 210799548
C&H | CH-HPR12-230VO | CH-B12MOLVWM-230VI |  | 12000 | 12000 | 23.1 | 13 | 10.5 | 1.88 | 86 | 92 | 210665993
C&H | CH-HPR06F9-230VO | CH-B06MOLVWM-230VI |  | 6000 | 7000 | 23.5 | 15 | 12 | 1.84 | 107 | 101 | 210665987
C&H | CH-ES09-115VO | CH-B09OLVWM-115VI |  | 9000 | 10000 | 23 | 13.8 | 9.8 | 2.06 | 59 | 67 | 210665985
LENNOX | MLB036S4S-2P | M33C036S4* |  | 36000 | 40000 | 19.4 | 9.5 | 10.5 | 1.85 | 83 | 100 | 210665646
LENNOX | MLB012S4S-1P | M22A012S4* |  | 12000 | 12000 | 22.3 | 12.7 | 10.2 | 1.89 | 83 | 94 | 210665643
LENNOX | MLB012S4S-1P | MFMA012S4* |  | 12000 | 12000 | 23.6 | 13 | 10 | 1.89 | 80 | 100 | 210665637
LENNOX | MLB009S4S-1P | M22A009S4-*P |  | 9000 | 9800 | 20.5 | 13 | 10.2 | 1.8 | 92 | 102 | 211034455
LENNOX | MLB024S4S-1P | MCFA024S4-*P |  | 24000 | 25000 | 20.5 | 11.7 | 11 | 2.1 | 76 | 100 | 211034452
LENNOX | MLB012S4S-1P | MFMA012S4-*P |  | 12000 | 12000 | 23.6 | 13 | 10 | 1.89 | 80 | 100 | 211034450
LENNOX | MLB018S4S-1P | MWMC018S4-*P |  | 18000 | 18000 | 21.5 | 12.5 | 11.2 | 1.8 | 83 | 100 | 211034442
LENNOX | MPC024S4S-1P | M33C024S4-*P |  | 23600 | 26000 | 21.5 | 12.3 | 9.6 | 2.2 | 73 | 71 | 211034437
LENNOX | MPC018S4S-1P | MCFB018S4-*P |  | 18000 | 20000 | 23 | 12.5 | 9.9 | 2.08 | 64 | 65 | 211034430
LENNOX | MPC024S4S-1P | MWMC024S4-*P |  | 24000 | 25000 | 22 | 14 | 9.9 | 1.8 | 65 | 62 | 211034419
LENNOX | MPC018S4S-1P | MWMC018S4-*P |  | 18000 | 19000 | 23.5 | 12.4 | 10.7 | 2.02 | 78 | 59 | 211034418
AC PRO.COM | AOX430-18HFN1-MT8W | ACBU-18HRFN1-MU2W |  | 18000 | 19000 | 21.8 | 12.5 | 10.7 | 2.3 | 64 | 69 | 211001950
SLIMAIR | SHC12VE2AG | SHLZ12VC2AG |  | 12000 | 12000 | 22.7 | 14 | 10 | 2.27 | 74 | 67 | 210857476
KENMORE | DLCPRAH12AAK | DLFPHAH12XAK |  | 12000 | 12000 | 24 | 13.5 | 9.5 | 1.75 | 57 | 100 | 201835751
TEMPSTAR | DLCPRAH12AAK | DLFPHAH12XAK |  | 12000 | 12000 | 24 | 13.5 | 9.5 | 1.75 | 57 | 100 | 201835750
HEIL | DLCPRAH09AAK | DLFPHAH09XAK |  | 9000 | 10000 | 26 | 15 | 12.5 | 1.75 | 72 | 120 | 201835653
MIDEA | 38MPRAQ09AA3 | DHMPHAQ09XA3 |  | 9000 | 10000 | 26 | 15 | 12.5 | 1.75 | 72 | 120 | 201753970
BRYANT | 38MPRAQ12AA3 | 619PHAQ12XA3 |  | 12000 | 12000 | 24 | 13.5 | 9.5 | 1.75 | 57 | 100 | 201753412
BRYANT | 38MPRAQ09AA3 | 619PHAQ09XA3 |  | 9000 | 10000 | 26 | 15 | 12.5 | 1.75 | 72 | 120 | 201753409
MDV | MOCA30-12HFN1-MZ50W | CMSOP1B-12HRFN1-MZ50W |  | 12000 | 12000 | 24 | 13.5 | 9.5 | 1.75 | 57 | 100 | 200059331
CONCORD | 4DHP2S48S-1P | D33C248S4-*P |  | 47000 | 50000 | 18.5 | 9.5 | 9.8 | 1.98 | 60 | 69 | 211034564
CONCORD | 4DHPS209S-1P | DWM209S4-*P |  | 9000 | 10000 | 25.5 | 15 | 11.9 | 2.17 | 85 | 75 | 211034546
Armstrong Air | 4DHP2S48S-1P | D33C248S4-*P |  | 47000 | 50000 | 18.5 | 9.5 | 9.8 | 1.98 | 60 | 69 | 211034538
Armstrong Air | 4DHPS209S-1P | D22C109S4-*P |  | 8900 | 10000 | 20 | 13 | 10 | 1.9 | 75 | 74 | 211034533
Armstrong Air | 4DHP2S12S-1P | DWM212S4-*P |  | 12000 | 12000 | 24.6 | 13.7 | 10.7 | 2.39 | 75 | 67 | 211034521
Allied | 4DHP2S48S-1P | D33C248S4-*P |  | 47000 | 50000 | 18.5 | 9.5 | 9.8 | 1.98 | 60 | 69 | 211034512
Allied | 4DHP2S24S-1P | DWM224S4-*P |  | 24000 | 25000 | 22 | 14 | 9.9 | 1.8 | 65 | 62 | 211034497
AirEase | 4DHP2S12S-1P | DWM212S4-*P |  | 12000 | 12000 | 24.6 | 13.7 | 10.7 | 2.39 | 75 | 67 | 211034469
AirEase | 4DHP2S12S-1L | DWM212S4-*L |  | 12000 | 12000 | 23.5 | 12.8 | 10 | 2.16 | 70 | 57 | 211034467
LENNOX | MLB018S4S-1P | M22A018S4-*P |  | 15700 | 17000 | 20 | 12.5 | 9.5 | 1.75 | 92 | 94 | 211034457
LENNOX | MLB018S4S-1P | MCFB018S4-*P |  | 17000 | 18000 | 20.5 | 12.5 | 9.8 | 1.86 | 67 | 93 | 211034451
LENNOX | MLB009S4S-1P | MWMC009S4-*P |  | 9000 | 12000 | 28.1 | 16.2 | 11.5 | 2 | 79 | 88 | 211034440
LENNOX | MPC048S4S-1P | M33C048S4-*P |  | 47000 | 50000 | 18.5 | 9.5 | 9.8 | 1.98 | 60 | 69 | 211034439
LENNOX | MPC048S4S-1P | MCFA048S4-*P |  | 48000 | 50000 | 18.9 | 9.1 | 9.7 | 1.85 | 58 | 70 | 211034433
LENNOX | MPC012S4S-1P | MWMC012S4-*P |  | 12000 | 12000 | 24.6 | 13.7 | 10.7 | 2.39 | 75 | 67 | 211034417
SLIMAIR | SHC24VE2AG | SHLZ24VC2AG |  | 24000 | 25000 | 21.5 | 12.5 | 9.7 | 2.2 | 76 | 74 | 210857478
SLIMAIR | SHC09VE2AG | SHLZ09VC2AG |  | 9000 | 10000 | 20 | 13 | 10 | 1.9 | 75 | 74 | 210857475
MIDEA | 38MARBQ06AA3 | 40MCCAQ09XA3 |  | 6500 | 7100 | 22 | 14.5 | 10.8 | 2 | 80 | 113 | 210857473
Weathermaker | 38MARBQ12AA3 | 40MCCAQ18XA3 |  | 12000 | 12500 | 23 | 13 | 10 | 1.8 | 76 | 88 | 210857472
PAYNE | 38MARBQ12AA3 | 40MCCAQ18XA3 |  | 12000 | 12500 | 23 | 13 | 10 | 1.8 | 76 | 88 | 210857470
BRYANT | 38MARBQ12AA3 | 40MCCAQ18XA3 |  | 12000 | 12500 | 23 | 13 | 10 | 1.8 | 76 | 88 | 210857468
AIRQUEST | DLCSRBH18AAK | DLFSOAH18XAK |  | 16700 | 20000 | 19.8 | 12.5 | 11.2 | 1.93 | 73 | 84 | 210857463
TEMPSTAR | DLCSRBH06AAK | DLFSOAH09XAK |  | 6500 | 7100 | 22 | 14.5 | 10.8 | 2 | 80 | 113 | 210857454
TEMPSTAR | DLCSRBH09AAK | DLFSOAH09XAK |  | 9000 | 10900 | 24 | 13 | 12.4 | 1.8 | 90 | 96 | 210857453
MIDEA | DLCSRBH06AAK | DLFSOAH09XAK |  | 6500 | 7100 | 22 | 14.5 | 10.8 | 2 | 80 | 113 | 210857450
KENMORE | DLCSRBH06AAK | DLFSOAH09XAK |  | 6500 | 7100 | 22 | 14.5 | 10.8 | 2 | 80 | 113 | 210857446
KEEPRITE | DLCSRBH18AAK | DLFSOAH18XAK |  | 16700 | 20000 | 19.8 | 12.5 | 11.2 | 1.93 | 73 | 84 | 210857443
KEEPRITE | DLCSRBH06AAK | DLFSOAH09XAK |  | 6500 | 7100 | 22 | 14.5 | 10.8 | 2 | 80 | 113 | 210857442
Alsetria | MOX330-12HFN1-MW5W | CCA3U-12HRFN1-M(C) |  | 12000 | 12000 | 22.3 | 12.7 | 10.2 | 1.89 | 83 | 94 | 211644044
Alsetria | MOE30U-48HFN1-MP0(GA) | MCD1-48HRFN1-M(GA) |  | 48000 | 50000 | 18.5 | 9.5 | 9.8 | 1.98 | 60 | 69 | 211644036
Alsetria | MOD33-24HFN1-MT0W | MCD1-24HRFN1-MT0W(GA) |  | 24000 | 25000 | 21.5 | 12.5 | 9.7 | 2.2 | 76 | 74 | 211644034
DIRECT AIR | MOX430-17HFN1-MT0W | CCA3U-18HRFN1-M(C) |  | 16000 | 17000 | 20 | 12.5 | 9.5 | 1.75 | 92 | 94 | 206377759
MDV | MOX230-09HFN1-MW5W | MSEPB-09HRFN1-MY5W(GA) |  | 9000 | 10000 | 25.5 | 15 | 12.3 | 2.17 | 85 | 75 | 206369558
AIRQUEST | DLCSRBH24AAK | DLFSHBH24XAK |  | 23000 | 26000 | 22.3 | 12.5 | 10.3 | 1.8 | 73 | 88 | 206361917
AIRQUEST | DLCSRBH09AAK | DLFSHBH09XAK |  | 9000 | 12000 | 26.4 | 15.8 | 11.6 | 1.85 | 78 | 92 | 206361914
SMART COMFORT | DLCSRBH24AAK | DLFSHBH24XAK |  | 23000 | 26000 | 22.3 | 12.5 | 10.3 | 1.8 | 73 | 88 | 206361912
SMART COMFORT | DLCSRBH12AAJ | DLFSHBH12XAJ |  | 12000 | 12000 | 22.7 | 12.5 | 10.4 | 2.06 | 74 | 56 | 206361908
TEMPSTAR | DLCSRBH24AAK | DLFSHBH24XAK |  | 23000 | 26000 | 22.3 | 12.5 | 10.3 | 1.8 | 73 | 88 | 206361907
MIDEA | DLCSRBH18AAK | DLFSHBH18XAK |  | 18000 | 18000 | 22 | 13 | 10.6 | 1.89 | 62 | 96 | 206361901
KENMORE | DLCSRBH09AAK | DLFSHBH09XAK |  | 9000 | 12000 | 26.4 | 15.8 | 11.6 | 1.85 | 78 | 92 | 206361894
DAY & NIGHT | DLCSRBH24AAK | DLFSHBH24XAK |  | 23000 | 26000 | 22.3 | 12.5 | 10.3 | 1.8 | 73 | 88 | 206361882
DAY & NIGHT | DLCSRBH18AAK | DLFSHBH18XAK |  | 18000 | 18000 | 22 | 13 | 10.6 | 1.89 | 62 | 96 | 206361881
DAY & NIGHT | DLCSRBH12AAJ | DLFSHBH12XAJ |  | 12000 | 12000 | 22.7 | 12.5 | 10.4 | 2.06 | 74 | 56 | 206361878
COMFORTMAKER | DLCSRBH12AAK | DLFSHBH12XAK |  | 12000 | 12000 | 23.1 | 13 | 10.5 | 1.88 | 86 | 92 | 206361875
PREMIUM LEVELLA | PIAW932580B | PIAW932579A |  | 9000 | 12000 | 26.4 | 15.8 | 11.6 | 1.85 | 78 | 92 | 214232463
Multi MFG | MSH-36HD-A | 36CCHP0-C-M-A |  | 36000 | 40000 | 19.4 | 9.5 | 10.5 | 1.85 | 83 | 100 | 214232446
Bladex | BS25-33HFN1-ODU | BWMF-33HWIU |  | 33000 | 35000 | 20 | 11.7 | 10 | 1.8 | 79 | 99 | 214056590
Mitsutomo | HO-SZ36-BB-Q | HC-UZ36-BB-Q |  | 36000 | 40000 | 19.4 | 9.5 | 10.5 | 1.85 | 83 | 100 | 214056574
Mitsutomo | HO-SZ24-AB-Q | HC-UZ24-AB-Q |  | 24000 | 25000 | 20.5 | 11 | 11.5 | 2 | 84 | 103 | 214056565
CIAC | CM43BX018-H3N2H | CF43BX018-M3N1H |  | 18000 | 20000 | 23 | 12.5 | 10 | 2.08 | 64 | 65 | 213927679
CIAC | CM43BX024-H3N2H | CK43BX024-C3N2H |  | 24000 | 25000 | 21.5 | 12.5 | 9.7 | 2.2 | 76 | 74 | 213927676
CIAC | CM43BX009-H3N2H | CK43BX009-C3N1H |  | 9000 | 10000 | 20 | 13 | 10 | 1.9 | 75 | 74 | 213927673
QUEBEC VAIR | NE-T53-AEG18EXT | NE-T53-AEG18INT |  | 18000 | 18000 | 21.5 | 12.5 | 11.3 | 1.8 | 83 | 100 | 213927610
ZERO | ZMSB-09HV-USHH | ZMSB-09HV-USHH |  | 9000 | 10000 | 24 | 14.7 | 11.6 | 2.25 | 81 | 75 | 213917748
SLIMAIR | SHC24VH2AG | SHM24VE2AG |  | 23000 | 26000 | 22.3 | 12.5 | 10.3 | 1.8 | 73 | 88 | 213886034
AC PRO.COM | AOE30U-48HFN1-MP0(GA) | AUE-48HRFN1-M(C) |  | 48000 | 50000 | 18.9 | 9.3 | 10 | 1.85 | 58 | 70 | 213867387
KARDA | 3KARDA18SZO | 2KARDA18UVC |  | 16000 | 17000 | 20 | 12.5 | 9.5 | 1.75 | 92 | 94 | 213785828
Mitsutomo | HO-SZ36-AB-Q | HW-SZ36-AB-Q |  | 33000 | 35000 | 20 | 11.7 | 10 | 1.8 | 79 | 99 | 213785764
AI AIR CONDITIONING | AO29-33N1-M1H | AW29-33N1-M1 |  | 33000 | 35000 | 19.5 | 12 | 10 | 1.8 | 82 | 99 | 213769951
AI AIR CONDITIONING | AO24-09N1-B1H | AW24-09N1-B1 |  | 9000 | 10000 | 23 | 13.8 | 9.8 | 2.06 | 59 | 67 | 213769936
Bluefin | BFMS24PR-01O | BFMS24PL-01I |  | 23000 | 26000 | 22.3 | 12.5 | 10.3 | 1.8 | 73 | 88 | 213769902
ICONIC AIR SOLUTION | ICOO09AK | IFOB06-09IK |  | 9000 | 11000 | 22.5 | 13 | 11.5 | 2.34 | 73 | 70 | 214640133
ICONIC AIR SOLUTION | ICOO18AK | IFOF18IK |  | 18000 | 20000 | 23 | 12.5 | 10 | 2.08 | 64 | 65 | 214640131
Kepler | ODUMOD33-24HFN1-MT0W | IDUMCD1-24HRFN1-MT0W(GA) |  | 24000 | 25000 | 21.5 | 12.5 | 9.7 | 2.2 | 76 | 74 | 214610371
Kepler | ODUMOX230-09HFN1-MW5W | IDUCCA3U-09HRFN1-M(C) |  | 9000 | 10000 | 20 | 13 | 10 | 1.9 | 75 | 74 | 214610368
Kepler | ODUMOX230-12HFN1-BW0W | IDUMSEPB-12HRFN1-BW0W |  | 12000 | 12000 | 23.5 | 13 | 10 | 2.16 | 70 | 57 | 214610359
CTMorley | MOU-A24H-2 | MIU-A24C-2 |  | 24000 | 25000 | 20.5 | 11 | 11.5 | 2 | 84 | 103 | 209843064
TGM | MRSVHT48AS | MC4VHT48S |  | 48000 | 50000 | 18.5 | 9.5 | 9.8 | 1.98 | 60 | 69 | 209843016
TGM | MRSVHT12AS | MC4VHT12S |  | 12000 | 12000 | 22.7 | 14 | 10 | 2.27 | 74 | 67 | 209843012
CLASSIC | MRSVHC48AS | MC4VHC48S |  | 48000 | 50000 | 18.5 | 9.5 | 9.8 | 1.98 | 60 | 69 | 209843000
AC PRO.COM | AOX230-12HFN1-MV5W | AFAU-12HRFN1-M(C) |  | 12000 | 12000 | 22.7 | 13 | 10.2 | 2.26 | 75 | 70 | 209748106
AC PRO.COM | AOX230-09HFN1-MW5W | ACCA3U-09HRFN1-M |  | 9000 | 10000 | 20 | 13 | 10 | 1.9 | 75 | 74 | 209748099
BLUERIDGE | BMY12HH26C | BMM12LW |  | 12000 | 12000 | 24.2 | 13.3 | 10.7 | 1.99 | 85 | 99 | 209550311
BLUERIDGE | BMY9HH28C | BMM9CC2 |  | 9000 | 10900 | 24 | 13 | 12.4 | 1.8 | 90 | 96 | 209550308
THERMOCORE SYSTEMS | T5HH27S-H209-C | T3-OS209-EC |  | 9000 | 10000 | 20 | 13 | 10 | 1.9 | 75 | 74 | 209549011
C&H | CH-HPR24-230VO | CH-B24MOLVWM-230VI |  | 23000 | 26000 | 22.3 | 12.5 | 10.3 | 1.8 | 73 | 88 | 210665995
LENNOX | MLB009S4S-1P | M22A009S4* |  | 9000 | 9800 | 20.5 | 13 | 10.2 | 1.8 | 92 | 102 | 210665642
LENNOX | MLB018S4S-1P | MCFB018S4* |  | 17000 | 18000 | 20.5 | 12.5 | 9.8 | 1.86 | 67 | 93 | 210665638
LENNOX | MPC018S4S-1P | M22A018S4* |  | 16000 | 19000 | 20.5 | 12.5 | 10.4 | 2.16 | 63 | 67 | 210665623
LENNOX | MPC018S4S-1P | MWMC018S4* |  | 18000 | 19000 | 23.5 | 12.4 | 10.7 | 2.02 | 78 | 59 | 210665605
LENNOX | MPC012S4S-1P | MWMC012S4* |  | 12000 | 12000 | 24.6 | 13.7 | 10.7 | 2.39 | 75 | 67 | 210665604
Conforto | MHSZ124DA | MHWAL24DA |  | 24000 | 29000 | 21.5 | 13 | 11.4 | 2.21 | 73 | 86 | 210605805
Conforto | MHSZ109DA | MHWAL09DA |  | 9000 | 12000 | 28.1 | 16.2 | 11.5 | 2 | 79 | 88 | 210605802
Conforto | MHSZ106DA | MHWAL06DA |  | 6000 | 7000 | 26.5 | 15.8 | 13.6 | 2.1 | 121 | 107 | 210605801
AIR MAX | AWAOC09-C2 | AWAOE09-C2 |  | 9000 | 10000 | 26 | 15 | 12.5 | 1.75 | 72 | 120 | 204520286
CARRIER | 38MARBQ12AA3 | 40MCCAQ18XA3 |  | 12000 | 12500 | 23 | 13 | 10 | 1.8 | 76 | 88 | 210857466
CARRIER | 38MARBQ06AA3 | 40MCCAQ09XA3 |  | 6500 | 7100 | 22 | 14.5 | 10.8 | 2 | 80 | 113 | 210857465
SMART COMFORT | DLCSRBH06AAK | DLFSOAH09XAK |  | 6500 | 7100 | 22 | 14.5 | 10.8 | 2 | 80 | 113 | 210857458
MIDEA | DLCSRBH12AAK | DLFSOAH18XAK |  | 12000 | 12500 | 23 | 13 | 10 | 1.8 | 76 | 88 | 210857452
KENMORE | DLCSRBH18AAK | DLFSOAH18XAK |  | 16700 | 20000 | 19.8 | 12.5 | 11.2 | 1.93 | 73 | 84 | 210857447
KEEPRITE | DLCSRBH12AAK | DLFSOAH18XAK |  | 12000 | 12500 | 23 | 13 | 10 | 1.8 | 76 | 88 | 210857444
HEIL | DLCSRBH12AAK | DLFSOAH18XAK |  | 12000 | 12500 | 23 | 13 | 10 | 1.8 | 76 | 88 | 210857440
HEIL | DLCSRBH06AAK | DLFSOAH09XAK |  | 6500 | 7100 | 22 | 14.5 | 10.8 | 2 | 80 | 113 | 210857438
HEIL | DLCSRBH09AAK | DLFSOAH09XAK |  | 9000 | 10900 | 24 | 13 | 12.4 | 1.8 | 90 | 96 | 210857437
COMFORTMAKER | DLCSRBH06AAK | DLFSOAH09XAK |  | 6500 | 7100 | 22 | 14.5 | 10.8 | 2 | 80 | 113 | 210857430
ARCOAIRE | DLCSRBH06AAK | DLFSOAH09XAK |  | 6500 | 7100 | 22 | 14.5 | 10.8 | 2 | 80 | 113 | 210857426
Cooper&Hunter | CH-HPR12-230VO | CH-12MCT1W-230VI |  | 12000 | 12500 | 23 | 13 | 10 | 1.8 | 76 | 88 | 210857422
DIYCOOL | ACIQ-18ZPL-HP230B | SCC-1218-HH-M |  | 16700 | 20000 | 19.8 | 12.5 | 11.2 | 1.93 | 73 | 84 | 210857350
DIYCOOL | ACIQ-09ZPL-HP230B | SCC-0609-HH-M |  | 9000 | 10900 | 24 | 13 | 12.4 | 1.8 | 90 | 96 | 210857348
DIYCOOL | ACIQ-18ZPL-HP230B | ACIQ-18W-HH-MC |  | 18000 | 18000 | 21.5 | 12.5 | 11.3 | 1.8 | 83 | 100 | 210857337
ACIQ | ACIQ-12ZPL-HP230B | ACIQ-12FM-HH-MC |  | 12000 | 12000 | 24.2 | 13.3 | 10.7 | 1.99 | 85 | 99 | 210857331
Star Air Kontrol | SAK-12-22MS/110 | SAK-12-22MS/110 |  | 12000 | 12000 | 22.7 | 12.5 | 10 | 2 | 70 | 54 | 211504104
Mitsutomo | HO-SZ09-AB-Q | HJ-UZ09-AB-Q |  | 9000 | 10900 | 24 | 13 | 12.4 | 1.8 | 90 | 96 | 211306398
Mitsutomo | HO-SZ18-AB-Q | HW-SZ18-AB-Q |  | 18000 | 18000 | 22 | 13 | 10.6 | 1.89 | 62 | 96 | 211306395
Mitsutomo | HO-SZ06-AB-Q | HW-SZ06-AB-Q |  | 6000 | 7000 | 23.5 | 15 | 12 | 1.84 | 107 | 101 | 211306392
Breeze33 | HSZ24H424ZMO | CA24H424ZMI |  | 24000 | 25000 | 20.5 | 11 | 11.5 | 2 | 84 | 103 | 211277593
Breeze33 | BZ33-HYP18OUT2-G2-P | BZ33-OWCASS18-G2-P |  | 16700 | 20000 | 19.8 | 12.5 | 11.2 | 1.93 | 73 | 84 | 211273236
FRANKLIN | MSH183F25MCAA | MST183E20ACAA |  | 16000 | 17000 | 20 | 12.5 | 9.5 | 1.75 | 92 | 94 | 214594906
GOODMAN | MSH093G22MCAA | MSH093G22AXAA |  | 9000 | 12000 | 26.4 | 15.8 | 11.6 | 1.85 | 78 | 92 | 214438122
Multi MFG | MSH-09HD-A | 9MMNC0-HP-A |  | 9000 | 10900 | 24 | 13 | 12.4 | 1.8 | 90 | 96 | 214432054
ZERO | ZMSB-18HV-USHHC-O | ZMSB-18HV-USHHC-I |  | 18000 | 18000 | 22 | 13 | 10.6 | 1.89 | 62 | 96 | 214421476
Wells | WSA-18HFMO | WSA-18HFMI |  | 18000 | 18000 | 22 | 13 | 10.6 | 1.89 | 62 | 96 | 214421471
ICONIC AIR SOLUTION | ICOO24AK | IFOC24IK |  | 24000 | 25000 | 21.5 | 12.5 | 9.7 | 2.2 | 76 | 74 | 214389547
ICONIC AIR SOLUTION | ICOO09AK | IFOH09IK |  | 9000 | 10000 | 24 | 14.7 | 11.6 | 2.25 | 81 | 75 | 214389496
ICONIC AIR SOLUTION | ICOO09AJ | IFOH09IJ |  | 9000 | 10000 | 23 | 13.8 | 9.8 | 2.06 | 59 | 67 | 214389494
TEMPSTAR | DLCPRBH18AAK | DHMPHAQ18XA3 |  | 18000 | 20000 | 23.5 | 13.5 | 13.5 | 1.8 | 101 | 105 | 214389477
TEMPSTAR | DLCPRAH18AAK | DHMPHAQ18XA3 |  | 18000 | 18000 | 26.2 | 14.5 | 12 | 1.95 | 68 | 91 | 214389458
KEEPRITE | DLCPRAH12AAK | DHMPHAQ12XA3 |  | 12000 | 12000 | 24 | 13.5 | 9.5 | 1.75 | 57 | 100 | 214389455
DAY & NIGHT | DLCPRAH18AAK | DHMPHAQ18XA3 |  | 18000 | 18000 | 26.2 | 14.5 | 12 | 1.95 | 68 | 91 | 214389452
COMFORTMAKER | DLCPRAH12AAK | DHMPHAQ12XA3 |  | 12000 | 12000 | 24 | 13.5 | 9.5 | 1.75 | 57 | 100 | 214389449
ARCOAIRE | DLCPRAH12AAK | DHMPHAQ12XA3 |  | 12000 | 12000 | 24 | 13.5 | 9.5 | 1.75 | 57 | 100 | 214389447
NG Trade | OMEGA091E | IMEGA091E |  | 9000 | 12000 | 26.4 | 15.8 | 11.6 | 1.85 | 78 | 92 | 214377798
Kepler | ODUMOD30-24HFN1MU0W | IDUMCD1-24HRFN1-MT0W(GA) |  | 24000 | 25000 | 20.5 | 11 | 11.5 | 2 | 84 | 103 | 214377774
Kepler | ODUMOX330-09HFN1MY5W | IDUCCA3U-09HRFN1-M(C) |  | 9000 | 9800 | 20.5 | 13 | 10.3 | 1.8 | 92 | 102 | 214377771
1HVAC | EZ-18ZPL-HP230 | EZ-18W-M |  | 18000 | 18000 | 22.7 | 12.6 | 9.8 | 2.05 | 77 | 65 | 214810588
Multi MFG | MSH-06HD-A | 06HWMS0-C-M-A |  | 6000 | 7000 | 26.5 | 15.8 | 13.6 | 2.1 | 121 | 107 | 214797689
MOOVAIR | DMA12HOS42230E4 | DMB12HIW42230E8 |  | 12000 | 12000 | 27.5 | 14.3 | 14.5 | 1.86 | 95 | 113 | 214731129
SLIMAIR | SHC24VH2AG | SHS24VC2AG |  | 24000 | 25000 | 20.5 | 11.7 | 11 | 2.1 | 76 | 100 | 214728305
SLIMAIR | SHC18VH2AG | SHLZ18VC2AG |  | 16000 | 17000 | 20 | 12.5 | 9.5 | 1.75 | 92 | 94 | 214728302
TEMPSTAR | DLCPRAH09AAK | DLFPHAH09XAK |  | 9000 | 10000 | 26 | 15 | 12.5 | 1.75 | 72 | 120 | 201835748
HEIL | DLCPRAH12AAK | DLFPHAH12XAK |  | 12000 | 12000 | 24 | 13.5 | 9.5 | 1.75 | 57 | 100 | 201835654
Cooper&Hunter | CH-HPR09-230VO | CH-09MCT1W-230VI |  | 9000 | 10900 | 24 | 13 | 12.4 | 1.8 | 90 | 96 | 210857421
SMART COMFORT | DLCPRAH18AAK | DLFPHAH18XAK |  | 18000 | 18000 | 26.2 | 14.5 | 12 | 1.95 | 68 | 91 | 202463658
MIDEA | DLCPRAH24AAK | DLFPHAH24XAK |  | 22000 | 24000 | 23.5 | 13.7 | 10.5 | 1.94 | 64 | 98 | 202463655
KENMORE | DLCPRAH18AAK | DLFPHAH18XAK |  | 18000 | 18000 | 26.2 | 14.5 | 12 | 1.95 | 68 | 91 | 202463652
DAY & NIGHT | DLCPRAH18AAK | DLFPHAH18XAK |  | 18000 | 18000 | 26.2 | 14.5 | 12 | 1.95 | 68 | 91 | 202463646
COMFORTMAKER | DLCPRAH24AAK | DLFPHAH24XAK |  | 22000 | 24000 | 23.5 | 13.7 | 10.5 | 1.94 | 64 | 98 | 202463645
COMFORTMAKER | DLCPRAH18AAK | DLFPHAH18XAK |  | 18000 | 18000 | 26.2 | 14.5 | 12 | 1.95 | 68 | 91 | 202463644
PAYNE | 38MPRAQ24AA3 | DHMPHAQ24XA3 |  | 22000 | 24000 | 23.5 | 13.7 | 10.5 | 1.94 | 64 | 98 | 202463639
SMART COMFORT | DLCPRAH12AAK | DLFPHAH12XAK |  | 12000 | 12000 | 24 | 13.5 | 9.5 | 1.75 | 57 | 100 | 202119254
TEMPSTAR | DLCPRAH24AAK | DLFPHAH24XAK |  | 22000 | 24000 | 23.5 | 13.7 | 10.5 | 1.94 | 64 | 98 | 202463657
TEMPSTAR | DLCPRAH18AAK | DLFPHAH18XAK |  | 18000 | 18000 | 26.2 | 14.5 | 12 | 1.95 | 68 | 91 | 202463656
KEEPRITE | DLCPRAH24AAK | DLFPHAH24XAK |  | 22000 | 24000 | 23.5 | 13.7 | 10.5 | 1.94 | 64 | 98 | 202463651
KEEPRITE | DLCPRAH18AAK | DLFPHAH18XAK |  | 18000 | 18000 | 26.2 | 14.5 | 12 | 1.95 | 68 | 91 | 202463650
ARCOAIRE | DLCPRAH18AAK | DLFPHAH18XAK |  | 18000 | 18000 | 26.2 | 14.5 | 12 | 1.95 | 68 | 91 | 202463642
MIDEA | 38MPRAQ24AA3 | DHMPHAQ24XA3 |  | 22000 | 24000 | 23.5 | 13.7 | 10.5 | 1.94 | 64 | 98 | 202463641
DIAMONDAIR | D2024SHO2 | DF2024HMSI2 |  | 23000 | 26000 | 22.3 | 12.5 | 10.3 | 1.8 | 73 | 88 | 210857268
DIAMONDAIR | D2012SHO2 | DF2012HMSI2 |  | 12000 | 12000 | 23.1 | 13 | 10.5 | 1.88 | 86 | 92 | 210857266
DIAMONDAIR | D2009SHO2 | DF2009HMSI2 |  | 9000 | 12000 | 26.4 | 15.8 | 11.6 | 1.85 | 78 | 92 | 210857265
Cooper&Hunter | CH-HPR12-230VO | CH-12DKT230VI |  | 12000 | 12000 | 23.6 | 13.5 | 9.5 | 1.8 | 63 | 83 | 210857259
Cooper&Hunter | CH-HPR18-230VO | CH-B18MOLVWM-230VI |  | 18000 | 18000 | 22 | 13 | 10.6 | 1.89 | 62 | 96 | 210799693
Cooper&Hunter | CH-ES18-230VO | CH-B18MOLVWM-230VI |  | 18000 | 18000 | 24 | 13.5 | 10.5 | 2.44 | 78 | 71 | 210799689
Cooper&Hunter | CH-ES09-230VO | CH-B09MOLVWM-230VI |  | 9000 | 10000 | 24 | 14.7 | 11.6 | 2.25 | 81 | 75 | 210799687
Cooper&Hunter | CH-ES12-115VO | CH-B12OLVWM-115VI |  | 12000 | 12000 | 22.7 | 12.5 | 10.4 | 2.06 | 74 | 56 | 210799685
Cooper&Hunter | CH-ES24-230VO | CH-24MASTWM-230VI |  | 24000 | 25000 | 22 | 14 | 10 | 1.8 | 65 | 62 | 210799671
Cooper&Hunter | CH-ES09-115VO | CH-09OLVWM-115VI |  | 9000 | 10000 | 23 | 13.8 | 9.8 | 2.06 | 59 | 67 | 210799640
Cooper&Hunter | CH-N48LCU-230VO | CH-48LCFC/I |  | 48000 | 50000 | 18.9 | 9.3 | 10 | 1.85 | 58 | 70 | 210799607
Cooper&Hunter | CH-N48LCU-230VO | CH-N48LCCT-230VI |  | 48000 | 50000 | 18.5 | 9.5 | 9.8 | 1.98 | 60 | 69 | 210799605
Cooper&Hunter | CH-HPR24-230VO | CH-N24MSPHCT-230VI |  | 24000 | 25000 | 20.5 | 11 | 11.5 | 2 | 84 | 103 | 210799599
Cooper&Hunter | CH-ES12-230VO | CH-12MSPHMC-230VI |  | 12000 | 12000 | 22.7 | 13 | 10.2 | 2.26 | 75 | 70 | 210799584
Cooper&Hunter | CH-ES12-230VO | CH-12MSPHCT-230VI |  | 12000 | 12000 | 22.7 | 14 | 10 | 2.27 | 74 | 67 | 210799582
Cooper&Hunter | CH-ES09-230VO | CH-09MSPHCT-230VI |  | 9000 | 10000 | 20 | 13 | 10 | 1.9 | 75 | 74 | 210799580
Cooper&Hunter | CH-ES12-115VO | CH-12OLVWM-115VI |  | 12000 | 12000 | 22.7 | 12.5 | 10.4 | 2.06 | 74 | 56 | 210799578
Cooper&Hunter | CH-ES12-230VO | CH-12MOLVWM-230VI |  | 12000 | 12000 | 23.1 | 13 | 10.8 | 2.41 | 83 | 70 | 210799560
Cooper&Hunter | CH-ES09-230VO | CH-09MOLVWM-230VI |  | 9000 | 10000 | 24 | 14.7 | 11.6 | 2.25 | 81 | 75 | 210799559
Cooper&Hunter | CH-HPR06F9-230VO | CH-06MASTWM-230VI |  | 6000 | 7000 | 26.5 | 15.8 | 13.6 | 2.1 | 121 | 107 | 210799547
Alsetria | MOD30-24HFN1-MU0W | MCD1-24HRFN1-MT0W(GA) |  | 24000 | 25000 | 20.5 | 11 | 11.5 | 2 | 84 | 103 | 211644046
Alsetria | MOX230-09HFN1-MW5W | CCA3U-09HRFN1-M(C) |  | 9000 | 10000 | 20 | 13 | 10 | 1.9 | 75 | 74 | 211644031
Mitsutomo | HO-SZ18-AB-Q | HJ-UZ18-AB-Q |  | 16700 | 20000 | 19.8 | 12.5 | 11.2 | 1.93 | 73 | 84 | 211306400
Mitsutomo | HO-SZ09-AB-Q | HW-SZ09-AB-Q |  | 9000 | 12000 | 26.4 | 15.8 | 11.6 | 1.85 | 78 | 92 | 211306393
STEALTH | ACIQ-12ZPL-HP230B | SCC-1218-HH-M |  | 12000 | 12500 | 23 | 13 | 10 | 1.8 | 76 | 88 | 212316199
STEALTH | ACIQ-36ZPL-HP230B | ACIQ-36CC-HH-MB |  | 36000 | 40000 | 19.4 | 9.5 | 10.5 | 1.85 | 83 | 100 | 212316189
STEALTH | ACIQ-09ZPL-HP230B | ACIQ-09W-HH-MC |  | 9000 | 12000 | 28.1 | 16.2 | 11.5 | 2 | 79 | 88 | 212316185
STEALTH | ACIQ-12ZPL-HP230B | ACIQ-12CC-HH-MB |  | 12000 | 12000 | 22.3 | 12.7 | 10.2 | 1.89 | 83 | 94 | 212316162
STEALTH | ACIQ-24ZPL-HP230B | ACIQ-24W-HH-MB |  | 24000 | 29000 | 21.5 | 13 | 11.4 | 2.21 | 73 | 86 | 212316160
PolarWave | ACIQ-18ZPL-HP230B | SCC-1218-HH-M |  | 16700 | 20000 | 19.8 | 12.5 | 11.2 | 1.93 | 73 | 84 | 212316114
PolarWave | ACIQ-12ZPL-HP230B | SCC-1218-HH-M |  | 12000 | 12500 | 23 | 13 | 10 | 1.8 | 76 | 88 | 212316113
PolarWave | ACIQ-36ZPL-HP230B | ACIQ-36CC-HH-MB |  | 36000 | 40000 | 19.4 | 9.5 | 10.5 | 1.85 | 83 | 100 | 212316103
PolarWave | ACIQ-24ZPL-HP230B | ACIQ-24FM-HH-MB |  | 24000 | 25000 | 20.5 | 11.7 | 11 | 2.1 | 76 | 100 | 212316084
Star Air Kontrol | SAK-09-OC/220V | SAK-09-OC/220V |  | 9000 | 11000 | 22.5 | 13 | 11.5 | 2.34 | 73 | 70 | 213279897
Star Air Kontrol | SAK-48-CC/220V | SAK-48-CC/220V |  | 48000 | 50000 | 18.5 | 9.5 | 9.8 | 1.98 | 60 | 69 | 213279896
Star Air Kontrol | SAK-18-CC/220V | SAK-18-CC/220V |  | 16000 | 19000 | 20.5 | 12.5 | 10.5 | 2.16 | 63 | 67 | 213279893
Allied | 4DHPS209S-1P | DWM206S4-*P |  | 6000 | 7000 | 26.5 | 15.8 | 13.6 | 2.1 | 121 | 107 | 213279883
AirEase | 4DHPS209S-1P | DWM206S4-*P |  | 6000 | 7000 | 26.5 | 15.8 | 13.6 | 2.1 | 121 | 107 | 213279882
Cooper&Hunter | CH-HPR18-230VO | CH-18MCT1W-W |  | 16700 | 20000 | 19.8 | 12.5 | 11.2 | 1.93 | 73 | 84 | 213265602
Cooper&Hunter | CH-ES18-230VO | CH-18MCT1W-W |  | 18000 | 19000 | 21.8 | 12.5 | 10.7 | 2.3 | 64 | 69 | 213265601
Cooper&Hunter | CH-ES12-230VO | CH-12MCT1W-W |  | 12000 | 12500 | 22 | 12.6 | 9.8 | 2.21 | 62 | 62 | 213265599
Cooper&Hunter | CH-ES09-230VO | CH-09MCT1W-W |  | 9000 | 11000 | 22.5 | 13 | 11.5 | 2.34 | 73 | 70 | 213265597
Cooper&Hunter | CH-HPR24-230VO | CH-24MFC-W |  | 24000 | 25000 | 20.5 | 11.7 | 11 | 2.1 | 76 | 100 | 213265589
Cooper&Hunter | CH-ES24-230VO | CH-24MFC-W |  | 24000 | 24000 | 21.2 | 12.5 | 10.3 | 2.2 | 67 | 76 | 213265588
Cooper&Hunter | CH-ES24-230VO | CH-24MCT-W |  | 24000 | 25000 | 21.5 | 12.5 | 9.7 | 2.2 | 76 | 74 | 213265566
Cooper&Hunter | CH-HPR18-230VO | CH-18MCT-W |  | 16000 | 17000 | 20 | 12.5 | 9.5 | 1.75 | 92 | 94 | 213265565
Cooper&Hunter | CH-ES12-230VO | CH-12MCT-W |  | 12000 | 12000 | 22.7 | 14 | 10 | 2.27 | 74 | 67 | 213265562
LENNOX | MPC009S4S-1P | MWMC006S4-*P |  | 6000 | 7000 | 26.5 | 15.8 | 13.6 | 2.1 | 121 | 107 | 213257710
QUEBEC VAIR | NE-T52-QVAIR18E | NE-T52-QVAIR18I |  | 18000 | 18000 | 23.7 | 13.5 | 10.3 | 2.39 | 78 | 70 | 213215916
LPS Legacy | DLCPRBH18AAK | DLFPHAH18XAK |  | 18000 | 20000 | 23.5 | 13.5 | 13.5 | 1.8 | 101 | 105 | 213214874
AIRQUEST | DLCPRBH18AAK | DLFPHAH18XAK |  | 18000 | 20000 | 23.5 | 13.5 | 13.5 | 1.8 | 101 | 105 | 213214871
TEMPSTAR | DLCPRBH09AAK | DLFPHAH09XAK |  | 9000 | 12000 | 25.5 | 14.4 | 15 | 1.8 | 87 | 100 | 213214863
MIDEA | DLCPRBH12AAK | DLFPHAH12XAK |  | 12000 | 12000 | 24 | 12.5 | 10.5 | 1.8 | 87 | 100 | 213214861
KENMORE | DLCPRBH09AAK | DLFPHAH09XAK |  | 9000 | 12000 | 25.5 | 14.4 | 15 | 1.8 | 87 | 100 | 213214857
KEEPRITE | DLCPRBH09AAK | DLFPHAH09XAK |  | 9000 | 12000 | 25.5 | 14.4 | 15 | 1.8 | 87 | 100 | 213214854
DAY & NIGHT | DLCPRBH09AAK | DLFPHAH09XAK |  | 9000 | 12000 | 25.5 | 14.4 | 15 | 1.8 | 87 | 100 | 213214848
COMFORTMAKER | DLCPRBH18AAK | DLFPHAH18XAK |  | 18000 | 20000 | 23.5 | 13.5 | 13.5 | 1.8 | 101 | 105 | 213214847
ARCOAIRE | DLCPRBH18AAK | DLFPHAH18XAK |  | 18000 | 20000 | 23.5 | 13.5 | 13.5 | 1.8 | 101 | 105 | 213214844
MIDEA | 38MPRBQ09AA3 | DHMPHAQ09XA3 |  | 9000 | 12000 | 25.5 | 14.4 | 15 | 1.8 | 87 | 100 | 213214839
Weathermaker | 38MPRBQ12AA3 | DHMPHAQ12XA3 |  | 12000 | 12000 | 24 | 12.5 | 10.5 | 1.8 | 87 | 100 | 213214837
Weathermaker | 38MPRBQ09AA3 | DHMPHAQ09XA3 |  | 9000 | 12000 | 25.5 | 14.4 | 15 | 1.8 | 87 | 100 | 213214836
PAYNE | 38MPRBQ09AA3 | DHMPHAQ09XA3 |  | 9000 | 12000 | 25.5 | 14.4 | 15 | 1.8 | 87 | 100 | 213214833
MDV | MOX430-12HFN1-MZ60W | MSOP1B-12HRFN1-MZ50W |  | 12000 | 12000 | 24 | 12.5 | 10.5 | 1.8 | 87 | 100 | 213214825
KANIONco | KWSM-24IR410AHS21.5ODU | KWSM-24IR410AHS21.5IDU |  | 24000 | 29000 | 21.5 | 13 | 11.4 | 2.21 | 73 | 86 | 213160464
C&H | CH-HPR12-230VO | CH-D12MSPHWM-230VI |  | 12000 | 12000 | 23.6 | 13.5 | 9.5 | 1.8 | 63 | 83 | 208816949
TRUST AIR CONDITIONERS | OAH24H/O4S4P | IUMFC24H/I41P |  | 24000 | 25000 | 20.5 | 11.7 | 11 | 2.1 | 76 | 100 | 208816939
TRUST AIR CONDITIONERS | OUS24H/O4S4P | IUMFC24H/I41P |  | 24000 | 24000 | 21.2 | 12.5 | 10.3 | 2.2 | 67 | 76 | 208816937
TRUST AIR CONDITIONERS | OUS12H/O4S4P | IUMCO12H/I41P |  | 12000 | 12000 | 22.7 | 13 | 10.2 | 2.26 | 75 | 70 | 208816934
TRUST AIR CONDITIONERS | OAH12H/O4S4P | IUMC412H/I41P |  | 12000 | 12000 | 22.3 | 12.7 | 10.2 | 1.89 | 83 | 94 | 208816923
TRUST AIR CONDITIONERS | OUS24H/O4S4P | IUMC424H/I41P |  | 24000 | 25000 | 21.5 | 12.5 | 9.7 | 2.2 | 76 | 74 | 208816921
TRUST AIR CONDITIONERS | OUS09H/O4S4P | IUMC409H/I41P |  | 9000 | 10000 | 20 | 13 | 10 | 1.9 | 75 | 74 | 208816918
TRUST AIR CONDITIONERS | OAH18H/O4S4P | IUMW118H/I41P |  | 18000 | 18000 | 21.5 | 12.5 | 11.3 | 1.8 | 83 | 100 | 208816916
SEA BREEZE+ | SZ9H424ZMO | WM9H424ZMI |  | 9000 | 10000 | 24 | 14.7 | 11.6 | 2.25 | 81 | 75 | 208674954
MIDEA | MOX230-12HFN1-MV5W | CCA3U-12HRFN1-M(C) |  | 12000 | 12000 | 22.7 | 14 | 10 | 2.27 | 74 | 67 | 208568355
MRCOOL | O-HH-24-HP-C-230B | O-24-HP-WMAH-230B |  | 24000 | 29000 | 21.5 | 13 | 11.4 | 2.21 | 73 | 86 | 208552825
CTMorley | MOU-A18H-2 | MIU-A18CO-2 |  | 16700 | 20000 | 19.8 | 12.5 | 11.2 | 1.93 | 73 | 84 | 209864935
CTMorley | MOU-A12H-2 | MIU-A12CO-2 |  | 12000 | 12500 | 23 | 13 | 10 | 1.8 | 76 | 88 | 209864934
KLIMAIRE | KSIR048-H218-2 | KFUF048-H2G1 |  | 48000 | 50000 | 18.9 | 9.3 | 10 | 1.85 | 58 | 70 | 209862179
KLIMAIRE | KSIH024-H220-O-2 | KUIR24-H2 |  | 24000 | 25000 | 20.5 | 11.7 | 11 | 2.1 | 76 | 100 | 209862174
KLIMAIRE | KSIH009-H225-O-2 | KTIR09-H2 |  | 9000 | 9800 | 20.5 | 13 | 10.3 | 1.8 | 92 | 102 | 209862166
KLIMAIRE | KSIH009-H225-O-2 | KSIH009-H225-IW-2 |  | 9000 | 12000 | 26.4 | 15.8 | 11.6 | 1.85 | 78 | 92 | 209862153
KLIMAIRE | KSIE012-H120-O-2 | KSIE012-H120-IW-2 |  | 12000 | 12000 | 22.7 | 12.5 | 10 | 2 | 70 | 54 | 209862148
PIONEER | YN012GMFI32RPD | WP012GMFI32HLD |  | 12000 | 12000 | 24 | 13.5 | 9.5 | 1.75 | 57 | 100 | 203160563
CARRIER | 38MARBQ12AA3 | 40MAHBQ12XA3 |  | 12000 | 12000 | 25.5 | 14 | 10.4 | 1.8 | 83 | 100 | 206348136
KERR | A-KMH18SU-1A | B-KMH18CU-1 |  | 16000 | 17000 | 20 | 12.5 | 9.5 | 1.75 | 92 | 94 | 206347317
MDV | MOX430-17HFN1-MT0W | MCA3U-18HRFN1-M(C) |  | 16000 | 17000 | 20 | 12.5 | 9.5 | 1.75 | 92 | 94 | 206330131
MDV | MOD33-24HFN1-MT0W | MUEU-24HRFN1-M(C) |  | 24000 | 24000 | 21.2 | 12.5 | 10.3 | 2.2 | 67 | 76 | 206330120
MDV | MOX230-12HFN1-MV5W | MCA3U-12HRFN1-M(C) |  | 12000 | 12000 | 22.7 | 14 | 10 | 2.27 | 74 | 67 | 206330119
Kepler | ODUMOX330-12HFN1MW5W | IDUCCA3U-12HRFN1-M(C) |  | 12000 | 12000 | 22.3 | 12.7 | 10.2 | 1.89 | 83 | 94 | 214377772
SLIMAIR | SHC09VE2AG | SHO09VE2AG |  | 9000 | 11000 | 22.5 | 13 | 11.5 | 2.34 | 73 | 70 | 214314793
Bladex | BS25-33HFN1-ODU | BWM-EPB-33HWIU |  | 33000 | 35000 | 19.5 | 12 | 10 | 1.8 | 82 | 99 | 214312555
Bladex | BS25-12HFN1-ODU | BWM-EPB-12HWIU |  | 12000 | 12000 | 25.5 | 14 | 10.4 | 1.8 | 83 | 100 | 214312552
PULAIR | MOSH- 1121AC | MISH- 1121AC |  | 12000 | 12000 | 22.7 | 12.5 | 10.4 | 2.06 | 74 | 56 | 214311520
PREMIUM LEVELLA | PIAW1232580B | PIAW1232579A |  | 12000 | 12000 | 23.1 | 13 | 10.5 | 1.88 | 86 | 92 | 214232461
ZERO | ZMSB-09HV-USHHC | ZMSB-09HV-USHHC |  | 9000 | 12000 | 26.4 | 15.8 | 11.6 | 1.85 | 78 | 92 | 214232447
Multi MFG | MSH-18HD-A | 18CCHP0-C-M-A |  | 16000 | 17000 | 20 | 12.5 | 9.5 | 1.75 | 92 | 94 | 214232445
Multi MFG | MSH-18HD-A | 18HWMS0-C-M-A |  | 18000 | 18000 | 21.5 | 12.5 | 11.3 | 1.8 | 83 | 100 | 214232436
ECO AC | EHP-O09BB | EHP-W09BB |  | 9000 | 12000 | 26.4 | 15.8 | 11.6 | 1.85 | 78 | 92 | 214232432
Bladex | BS25-24HFN1-ODU | BWM11D-23HWIU |  | 23000 | 26000 | 22.3 | 12.5 | 10.3 | 1.8 | 73 | 88 | 214056589
Bladex | BS25-06HFN1-ODU | BWM11A-06HWIU |  | 6000 | 7000 | 23.5 | 15 | 12 | 1.84 | 107 | 101 | 214056585
Mitsutomo | HO-SZ12-AB-Q | HL-UZ12-AB-Q |  | 12000 | 12000 | 24.2 | 13.3 | 10.7 | 1.99 | 85 | 99 | 214056570
Mitsutomo | HO-SZ09-AB-Q | HC-UZ09-AB-Q |  | 9000 | 9800 | 20.5 | 13 | 10.3 | 1.8 | 92 | 102 | 214056562
SLIMAIR | SHC30VH2AG | SHM30VE2AG |  | 33000 | 35000 | 20 | 11.7 | 10 | 1.8 | 79 | 99 | 213927691
CIAC | CM43BX048-H3N2H | CK43BX048-C3N2H |  | 48000 | 50000 | 18.5 | 9.5 | 9.8 | 1.98 | 60 | 69 | 213927678
CIAC | CM43BX012-H3N2H | CK43BX012-C3N1H |  | 12000 | 12000 | 22.7 | 14 | 10 | 2.27 | 74 | 67 | 213927674
AI AIR CONDITIONING | AO25-09N1-B1H | AW25-09N1-B1 |  | 9000 | 10000 | 23 | 13.8 | 9.8 | 2.06 | 59 | 67 | 213927637
MAXI AIR | NE-T53-AEG18EXT | NE-T53-AEG18INT |  | 18000 | 18000 | 21.5 | 12.5 | 11.3 | 1.8 | 83 | 100 | 213927612
KERR | A-KMH12SV-1 | B-KMH12FV-1 |  | 12000 | 12000 | 24.2 | 13.3 | 10.7 | 1.99 | 85 | 99 | 213916259
SLIMAIR | SHC18VH2AG | SHS18VC2AG |  | 17000 | 18000 | 20.5 | 12.5 | 9.8 | 1.86 | 67 | 93 | 214728304
PREMIUM LEVELLA | PIACWMZ9082280B | PIACWMZ9082279A |  | 9000 | 11000 | 22.5 | 13 | 11.5 | 2.34 | 73 | 70 | 214717543
ICONIC AIR SOLUTION | ICOO18AK | IFOB12-18IK |  | 18000 | 19000 | 21.8 | 12.5 | 10.7 | 2.3 | 64 | 69 | 214640134
Kepler | ODUMOX430-18HFN1-MU0W | IDUCCA3U-18HRFN1-M(C) |  | 16000 | 19000 | 20.5 | 12.5 | 10.5 | 2.16 | 63 | 67 | 214610370
Kepler | ODUMOX230-12HFN1-MV5W | IDUMSEPB-12HRFN1-MW5W(GA) |  | 12000 | 12000 | 24.6 | 13.7 | 10.7 | 2.39 | 75 | 67 | 214610361
Kepler | ODUMOX230-09HFN1-BW0W | IDUMSEPB-09HRFN1-BW0W |  | 9000 | 10000 | 25 | 14.5 | 9.9 | 2.16 | 62 | 68 | 214610358
MDV | MOX230-09HFN1-BW0Q1W | MSABB-09HRFN1-BW0Q1W |  | 9000 | 9900 | 25 | 14.5 | 10.8 | 1.96 | 81 | 65 | 209847238
MDV | MOX230-09HFN1-BW0W | MSEPB-09HRFN1-BW0W |  | 9000 | 10000 | 25 | 14.5 | 9.9 | 2.16 | 62 | 68 | 209847237
CTMorley | MOU-A18H-2 | MIU-A18C-2 |  | 16000 | 17000 | 20 | 12.5 | 9.5 | 1.75 | 92 | 94 | 209843061
AC PRO.COM | AOX430-18HFN1-MT8W | ASEPC-18HRFN1-MU0W |  | 18000 | 19000 | 23.5 | 12.5 | 10.8 | 2.02 | 78 | 59 | 209843057
CLASSIC | MRSVHC24AS | MUVHC24S |  | 24000 | 24000 | 21.2 | 12.5 | 10.3 | 2.2 | 67 | 76 | 209843008
CLASSIC | MRSVHC24AS | MC4VHC24S |  | 24000 | 25000 | 21.5 | 12.5 | 9.7 | 2.2 | 76 | 74 | 209842998
CLASSIC | MRSVHC12AS | MC4VHC12S |  | 12000 | 12000 | 22.7 | 14 | 10 | 2.27 | 74 | 67 | 209842996
AC PRO.COM | AOX430-18HFN1-MT8W | AUEU-18HRFN1-M(C) |  | 18000 | 20000 | 23 | 12.5 | 10 | 2.08 | 64 | 65 | 209748107
AC PRO.COM | AOX230-12HFN1-MV5W | ACCA3U-12HRFN1-M(C) |  | 12000 | 12000 | 22.7 | 14 | 10 | 2.27 | 74 | 67 | 209748100
CTMorley | MOU-A12H-2 | MIU-A12W-2 |  | 12000 | 12000 | 23.1 | 13 | 10.5 | 1.88 | 86 | 92 | 209694746
BLUERIDGE | BMY12HH26C | BMM12CC2 |  | 12000 | 12500 | 23 | 13 | 10 | 1.8 | 76 | 88 | 209550309
THERMOCORE SYSTEMS | T5HH22S-H224-C | T3-OS224-ESC |  | 24000 | 24000 | 21.2 | 12.5 | 10.3 | 2.2 | 67 | 76 | 209549021
THERMOCORE SYSTEMS | T5HH22S-H218-C | T3-OS218-ESC |  | 18000 | 20000 | 23 | 12.5 | 10 | 2.08 | 64 | 65 | 209549020
THERMOCORE SYSTEMS | T5HH22S-H218-C | T3-OS218-EC |  | 16000 | 19000 | 20.5 | 12.5 | 10.5 | 2.16 | 63 | 67 | 209549013
THERMOCORE SYSTEMS | T5HH26S-H212-C | T3-OS212-EC |  | 12000 | 12000 | 22.7 | 14 | 10 | 2.27 | 74 | 67 | 209549012
THERMOCORE SYSTEMS | T5HH22S-H224-C | T5HH22S-H224-E |  | 24000 | 29000 | 21.5 | 13 | 11.4 | 2.21 | 73 | 86 | 209549010
THERMOCORE SYSTEMS | T5HH22S-H218-C | T5HH22S-H218-E |  | 18000 | 18000 | 21.5 | 12.5 | 11.3 | 1.8 | 83 | 100 | 209549009
THERMOCORE SYSTEMS | T5HH28S-H209-C | T5HH28S-H209-E |  | 9000 | 12000 | 28.1 | 16.2 | 11.5 | 2 | 79 | 88 | 209549007
MIDEA | 38MARBQ09AA3 | 40MCCAQ09XA3 |  | 9000 | 10900 | 24 | 13 | 12.4 | 1.8 | 90 | 96 | 209270305
Weathermaker | 38MARBQ09AA3 | 40MCCAQ09XA3 |  | 9000 | 10900 | 24 | 13 | 12.4 | 1.8 | 90 | 96 | 209270301
LENNOX | MLB024S4S-1P | MWMC024S4* |  | 24000 | 29000 | 21.5 | 13 | 11.4 | 2.21 | 73 | 86 | 210665630
LENNOX | MLB012S4S-1P | MWMC012S4* |  | 12000 | 12000 | 25.5 | 13.5 | 10.4 | 1.8 | 83 | 100 | 210665628
LENNOX | MPC048S4S-1P | MCFA048S4* |  | 48000 | 50000 | 18.9 | 9.1 | 9.7 | 1.85 | 58 | 70 | 210665620
LENNOX | MPC024S4S-1P | MCFA024S4* |  | 24000 | 24000 | 21.2 | 12.5 | 10.2 | 2.2 | 67 | 76 | 210665618
LENNOX | MPC012S4S-1P | MFMA012S4* |  | 12000 | 12000 | 22.7 | 13 | 10.2 | 2.26 | 75 | 70 | 210665616
LENNOX | MPC009S4S-1P | MWMC009S4* |  | 9000 | 10000 | 25.5 | 15 | 11.9 | 2.17 | 85 | 75 | 210665603
MDV | MOX230-09HFN1-MW5W-L | MSEPB-09HRFN1-MY5W(GA) |  | 9000 | 10000 | 25.5 | 15 | 11.9 | 2.17 | 85 | 75 | 210644031
MDV | MOX230-12HFN1-BW0W-L | MSEPB-12HRFN1-BW0W |  | 12000 | 12000 | 23.5 | 12.8 | 10 | 2.16 | 70 | 57 | 210644030
Conforto | MHSZ124DA | MHCAS24DA |  | 24000 | 25000 | 20.5 | 11 | 11.5 | 2 | 84 | 103 | 210605809
Conforto | MHSZ118DA | MHCAS18DA |  | 16000 | 17000 | 20 | 12.5 | 9.5 | 1.75 | 92 | 94 | 210605808
MRCOOL | DIY-18-HP-C-230C25 | DIY-18-HP-WMAH-230C25 |  | 18000 | 18000 | 22.7 | 12.6 | 9.8 | 2.05 | 77 | 65 | 208552788
SLIMAIR | SHC18VE2AG | SHMZ18VC2AG |  | 18000 | 18000 | 24 | 13.5 | 10.5 | 2.44 | 78 | 71 | 208447946
SLIMAIR | SHC09VE2AG | SHMZ09VC2AG |  | 9000 | 10000 | 24 | 14.7 | 11.6 | 2.25 | 81 | 75 | 208447944
SLIMAIR | SHCD18VC2AG | SHMZ18VC2AG |  | 18000 | 18000 | 22 | 13 | 10.6 | 1.89 | 62 | 96 | 208447942
SLIMAIR | SHC12VE2AG | SHM12VE2AG |  | 12000 | 12000 | 23.1 | 13 | 10.8 | 2.41 | 83 | 70 | 208447937
Allied | 4DHP2S09S-1P | D22C109S4-1P |  | 9000 | 10000 | 20 | 13 | 10 | 1.9 | 75 | 74 | 208128183
Armstrong Air | 4DHP2S09S-1P | D22C109S4-1P |  | 9000 | 10000 | 20 | 13 | 10 | 1.9 | 75 | 74 | 208128189
CONCORD | 4DHP2S09S-1P | D22C109S4-1P |  | 9000 | 10000 | 20 | 13 | 10 | 1.9 | 75 | 74 | 208128192
SEA BREEZE+ | SZ9H424ZMO | WM6H424ZMI |  | 6000 | 7000 | 23.5 | 15 | 12 | 1.84 | 107 | 101 | 208128266
SEA BREEZE+ | HSZ12H424ZMO | CA12H424ZMI |  | 12000 | 12000 | 22.3 | 12.7 | 10.2 | 1.89 | 83 | 94 | 208128268
LBG Products | LBHB12DUWO | LMHB12DSI |  | 12000 | 12000 | 22.7 | 14 | 10 | 2.27 | 74 | 67 | 208130808
LBG Products | LBHB18DUWO | LMHB18DSI |  | 16000 | 19000 | 20.5 | 12.5 | 10.5 | 2.16 | 63 | 67 | 208130809
LBG Products | LBHB24DUWO | LMHB24DSI |  | 24000 | 25000 | 21.5 | 12.5 | 9.7 | 2.2 | 76 | 74 | 208130810
LBG Products | LUHB48DO | LUHB48DZDI |  | 48000 | 50000 | 18.9 | 9.3 | 10 | 1.85 | 58 | 70 | 208130824
LBG Products | LBHB18DVWO | LBHB18DUWI |  | 18000 | 18000 | 22 | 13 | 10.6 | 1.89 | 62 | 96 | 208130829
KLIMAIRE | KSIE024-H220-O-2 | KTIS24-H2 |  | 24000 | 25000 | 21.5 | 12.5 | 9.7 | 2.2 | 76 | 74 | 212316045
PolarWave | ACIQ-12ZPL-HP230B | ACIQ-12W-HH-MB |  | 12000 | 12000 | 25.5 | 14 | 10.4 | 1.8 | 83 | 100 | 212316072
PolarWave | ACIQ-24ZPL-HP230B | ACIQ-24W-HH-MB |  | 24000 | 29000 | 21.5 | 13 | 11.4 | 2.21 | 73 | 86 | 212316074
PolarWave | ACIQ-18ZPL-HP230B | ACIQ-18FM-HH-MB |  | 17000 | 18000 | 20.5 | 12.5 | 9.8 | 1.86 | 67 | 93 | 212316083
PolarWave | ACIQ-12ZPL-HP230B | ACIQ-12W-HH-MC |  | 12000 | 12000 | 25.5 | 14 | 10.4 | 1.8 | 83 | 100 | 212316100
PolarWave | ACIQ-60ZPL-HP230B | ACIQ-60FM-HH-MB |  | 55000 | 60000 | 17.3 | 9 | 10.2 | 1.97 | 67 | 94 | 212316110
PolarWave | ACIQ-09ZPL-HP230B | SCC-0609-HH-M |  | 9000 | 10900 | 24 | 13 | 12.4 | 1.8 | 90 | 96 | 212316112
PolarWave | ACIQ-12ZPL-HP230B | ACIQ-12FM-HH-MC |  | 12000 | 12000 | 24.2 | 13.3 | 10.7 | 1.99 | 85 | 99 | 212316115
DUCANE | 4DHP2S12S-1P | D22C112S4-*P |  | 11800 | 12000 | 22.7 | 13.9 | 9.9 | 2.27 | 74 | 67 | 211034586
CanAir | C25SCH12H21 | C28SEH12H21 |  | 12000 | 12000 | 24.6 | 13.7 | 10.7 | 2.39 | 75 | 67 | 211253521
Breeze33 | HSZ18H424ZMO | SCA18H424ZMI |  | 16700 | 20000 | 19.8 | 12.5 | 11.2 | 1.93 | 73 | 84 | 211277589
Breeze33 | HSZ18H424ZMO | FC18H424ZMI |  | 17000 | 18000 | 20.5 | 12.5 | 9.8 | 1.86 | 67 | 93 | 211277592
C&H | CH-ES18-230VO | CH-B18MOLVWM-230VI |  | 18000 | 18000 | 24 | 13.5 | 10.5 | 2.44 | 78 | 71 | 210665990
C&H | CH-HPR18-230VO | CH-B18MOLVWM-230VI |  | 18000 | 18000 | 22 | 13 | 10.6 | 1.89 | 62 | 96 | 210665994
TGM | MRAPT12AS | MWAPT12S |  | 12000 | 12000 | 25.5 | 14 | 10.4 | 1.8 | 83 | 100 | 209550324
TGM | MRAPT24AS | MWAPT24S |  | 24000 | 25000 | 22 | 14 | 10 | 1.8 | 65 | 62 | 209550325
CTMorley | MOU-A09H-2 | MIU-A09W-2 |  | 9000 | 12000 | 26.4 | 15.8 | 11.6 | 1.85 | 78 | 92 | 209694745
CTMorley | MOU-A18H-2 | MIU-A18W-2 |  | 18000 | 18000 | 22 | 13 | 10.6 | 1.89 | 62 | 96 | 209694747
AC PRO.COM | AOX430-18HFN1-MT8W | ACCA3U-18HRFN1-M(C) |  | 16000 | 19000 | 20.5 | 12.5 | 10.5 | 2.16 | 63 | 67 | 209748101
AC PRO.COM | AOD32-24HFN1-MT0W | AUEU-24HRFN1-M(C) |  | 24000 | 24000 | 21.2 | 12.5 | 10.3 | 2.2 | 67 | 76 | 209748108
CLASSIC | MC4VHC18S | MUVHC18S |  | 18000 | 20000 | 23 | 12.5 | 10 | 2.08 | 64 | 65 | 209843007
CLASSIC | MRSVHC48AS | MUVHC48S |  | 48000 | 50000 | 18.9 | 9.3 | 10 | 1.85 | 58 | 70 | 209843010
TGM | MRSVHT48AS | MUVHT48S |  | 48000 | 50000 | 18.9 | 9.3 | 10 | 1.85 | 58 | 70 | 209843026
CTMorley | MOU-A12H-2 | MIU-A12C-2 |  | 12000 | 12000 | 22.3 | 12.7 | 10.2 | 1.89 | 83 | 94 | 209843058
CTMorley | MOU-A24H-2 | MIU-A24F-2 |  | 24000 | 25000 | 20.5 | 11.7 | 11 | 2.1 | 76 | 100 | 209843066
CTMorley | MOU-A48L-2 | MIU-A48LC-2 |  | 48000 | 50000 | 18.5 | 9.5 | 9.8 | 1.98 | 60 | 69 | 209843070
CTMorley | MOU-A36LH-2 | MIU-A36LC-2 |  | 36000 | 40000 | 19.4 | 9.5 | 10.5 | 1.85 | 83 | 100 | 209843075
KLIMAIRE | KSIE009-H221-O-2 | KSIE009-H221-IW-2 |  | 9000 | 10000 | 24 | 14 | 11.4 | 2.18 | 83 | 78 | 209862149
KLIMAIRE | KSIE018-H220-O-2 | KSIE018-H220-IW-2 |  | 18000 | 18000 | 23.7 | 13.5 | 10.3 | 2.39 | 78 | 70 | 209862151
KLIMAIRE | KSIH012-H222-O-2 | KSIH012-H222-IW-2 |  | 12000 | 12000 | 23.1 | 13 | 10.5 | 1.88 | 86 | 92 | 209862154
KLIMAIRE | KSIE018-H220-O-2 | KTIR18-H2 |  | 16000 | 19000 | 20.5 | 12.5 | 10.5 | 2.16 | 63 | 67 | 209862159
KLIMAIRE | KSIH012-H222-O-2 | KTIR12-H2 |  | 12000 | 12000 | 22.3 | 12.7 | 10.2 | 1.89 | 83 | 94 | 209862167
CTMorley | MOU-A09H-2 | MIU-A09CO-2 |  | 9000 | 10900 | 24 | 13 | 12.4 | 1.8 | 90 | 96 | 209864933
AirEase | 4DHP2S24S-1P | DWM224S4-*P |  | 24000 | 25000 | 22 | 14 | 9.9 | 1.8 | 65 | 62 | 211034471
AirEase | 4DHPS209S-1P | D22C109S4-*P |  | 8900 | 10000 | 20 | 13 | 10 | 1.9 | 75 | 74 | 211034481
AirEase | 4DHP2S18S-1P | D22C118S4-*P |  | 16000 | 19000 | 20.5 | 12.5 | 10.4 | 2.16 | 63 | 67 | 211034483
Allied | 4DHPS209S-1P | DWM209S4-*P |  | 9000 | 10000 | 25.5 | 15 | 11.9 | 2.17 | 85 | 75 | 211034494
Allied | 4DHP2S18S-1P | DWM218S4-*P |  | 18000 | 19000 | 23.5 | 12.4 | 10.7 | 2.02 | 78 | 59 | 211034496
Allied | 4DHPS209S-1P | D22C109S4-*P |  | 8900 | 10000 | 20 | 13 | 10 | 1.9 | 75 | 74 | 211034507
Armstrong Air | 4DHP2S12S-1L | DWM212S4-*L |  | 12000 | 12000 | 23.5 | 12.8 | 10 | 2.16 | 70 | 57 | 211034519
Armstrong Air | 4DHPS209S-1P | DWM209S4-*P |  | 9000 | 10000 | 25.5 | 15 | 11.9 | 2.17 | 85 | 75 | 211034520
Armstrong Air | 4DHP2S18S-1P | D22C118S4-*P |  | 16000 | 19000 | 20.5 | 12.5 | 10.4 | 2.16 | 63 | 67 | 211034535
CONCORD | 4DHP2S24S-1P | DWM224S4-*P |  | 24000 | 25000 | 22 | 14 | 9.9 | 1.8 | 65 | 62 | 211034549
CONCORD | 4DHPS209S-1P | D22C109S4-*P |  | 8900 | 10000 | 20 | 13 | 10 | 1.9 | 75 | 74 | 211034559
CONCORD | 4DHP2S24S-1P | D33C224S4-*P |  | 23600 | 26000 | 21.5 | 12.3 | 9.6 | 2.2 | 73 | 71 | 211034562
DUCANE | 4DHP2S12S-1P | DWM212S4-*P |  | 12000 | 12000 | 24.6 | 13.7 | 10.7 | 2.39 | 75 | 67 | 211034573
DUCANE | 4DHP2S24S-1P | D33C224S4-*P |  | 23600 | 26000 | 21.5 | 12.3 | 9.6 | 2.2 | 73 | 71 | 211034588
CARRIER | 38MARBQ18AA3 | 40MAHBQ18XA3 |  | 18000 | 18000 | 21.5 | 12.5 | 11.3 | 1.8 | 83 | 100 | 206348137
BRYANT | 38MARBQ12AA1 | 619AHBQ12XA1 |  | 12000 | 12000 | 23.5 | 13 | 10 | 2.16 | 70 | 57 | 206348141
Weathermaker | 38MARBQ12AA1 | DHMAHBQ12XA1 |  | 12000 | 12000 | 23.5 | 13 | 10 | 2.16 | 70 | 57 | 206350322
Weathermaker | 38MARBQ18AA3 | DHMAHBQ18XA3 |  | 18000 | 18000 | 21.5 | 12.5 | 11.3 | 1.8 | 83 | 100 | 206350325
CARRIER | 38MARBQ09AA3 | 40MBCQ09---3 |  | 9000 | 9800 | 20.5 | 13 | 10.3 | 1.8 | 92 | 102 | 206350327
CARRIER | 38MARBQ12AA3 | 40MBFQ12---3 |  | 12000 | 12000 | 23.6 | 13 | 10 | 1.89 | 80 | 100 | 206350331
PAYNE | 38MARBQ18AA3 | 40MBCQ18---3 |  | 16000 | 17000 | 20 | 12.5 | 9.5 | 1.75 | 92 | 94 | 206350354
Weathermaker | 38MARBQ09AA3 | 40MBCQ09---3 |  | 9000 | 9800 | 20.5 | 13 | 10.3 | 1.8 | 92 | 102 | 206350360
MIDEA | 38MARBQ12AA3 | 40MBFQ12---3 |  | 12000 | 12000 | 23.6 | 13 | 10 | 1.89 | 80 | 100 | 206350375
MIDEA | 38MARBQ18AA3 | 40MBCQ18---3 |  | 16000 | 17000 | 20 | 12.5 | 9.5 | 1.75 | 92 | 94 | 206350376
ARCOAIRE | DLCSRBH18AAK | DLFSCAH18XAK |  | 16000 | 17000 | 20 | 12.5 | 9.5 | 1.75 | 92 | 94 | 206350387
ARCOAIRE | DLCSRBH18AAK | DLFSFAH18XAK |  | 17000 | 18000 | 20.5 | 12.5 | 9.8 | 1.86 | 67 | 93 | 206350389
COMFORTMAKER | DLCSRBH09AAK | DLFSCAH09XAK |  | 9000 | 9800 | 20.5 | 13 | 10.3 | 1.8 | 92 | 102 | 206350393
COMFORTMAKER | DLCSRBH12AAK | DLFSCAH12XAK |  | 12000 | 12000 | 22.3 | 12.7 | 10.2 | 1.89 | 83 | 94 | 206350395
COMFORTMAKER | DLCSRBH18AAK | DLFSCAH18XAK |  | 16000 | 17000 | 20 | 12.5 | 9.5 | 1.75 | 92 | 94 | 206350398
DAY & NIGHT | DLCSRBH12AAK | DLFSCAH12XAK |  | 12000 | 12000 | 22.3 | 12.7 | 10.2 | 1.89 | 83 | 94 | 206350406
HEIL | DLCSRBH18AAK | DLFSCAH18XAK |  | 16000 | 17000 | 20 | 12.5 | 9.5 | 1.75 | 92 | 94 | 206350420
KEEPRITE | DLCSRBH18AAK | DLFSCAH18XAK |  | 16000 | 17000 | 20 | 12.5 | 9.5 | 1.75 | 92 | 94 | 206350431
KEEPRITE | DLCSRBH18AAK | DLFSFAH18XAK |  | 17000 | 18000 | 20.5 | 12.5 | 9.8 | 1.86 | 67 | 93 | 206350433
KENMORE | DLCSRBH12AAK | DLFSFAH12XAK |  | 12000 | 12000 | 23.6 | 13 | 10 | 1.89 | 80 | 100 | 206350441
MIDEA | DLCSRBH09AAK | DLFSCAH09XAK |  | 9000 | 9800 | 20.5 | 13 | 10.3 | 1.8 | 92 | 102 | 206350448
MIDEA | DLCSRBH12AAK | DLFSCAH12XAK |  | 12000 | 12000 | 22.3 | 12.7 | 10.2 | 1.89 | 83 | 94 | 206350450
TEMPSTAR | DLCSRBH12AAK | DLFSCAH12XAK |  | 12000 | 12000 | 22.3 | 12.7 | 10.2 | 1.89 | 83 | 94 | 206350461
SMART COMFORT | DLCSRBH18AAK | DLFSFAH18XAK |  | 17000 | 18000 | 20.5 | 12.5 | 9.8 | 1.86 | 67 | 93 | 206350477
AIRQUEST | DLCSRBH09AAK | DLFSCAH09XAK |  | 9000 | 9800 | 20.5 | 13 | 10.3 | 1.8 | 92 | 102 | 206350481
AIRQUEST | DLCSRBH12AAK | DLFSCAH12XAK |  | 12000 | 12000 | 22.3 | 12.7 | 10.2 | 1.89 | 83 | 94 | 206350483
AIRQUEST | DLCSRBH18AAK | DLFSFAH18XAK |  | 17000 | 18000 | 20.5 | 12.5 | 9.8 | 1.86 | 67 | 93 | 206350488
Cooper&Hunter | CH-ES18-230VO | CH-18MSPHCT-230VI |  | 16000 | 19000 | 20.5 | 12.5 | 10.5 | 2.16 | 63 | 67 | 210799585
Cooper&Hunter | CH-ES18-230VO | CH-18MSPHFC-230VI |  | 18000 | 20000 | 23 | 12.5 | 10 | 2.08 | 64 | 65 | 210799587
Cooper&Hunter | CH-HPR12-230VO | CH-12MSPHCT-230VI |  | 12000 | 12000 | 22.3 | 12.7 | 10.2 | 1.89 | 83 | 94 | 210799593
Cooper&Hunter | CH-NHPR36LCU-230VO | CH-N36LCCT-230VI |  | 36000 | 40000 | 19.4 | 9.5 | 10.5 | 1.85 | 83 | 100 | 210799610
Cooper&Hunter | CH-ES09-230VO | CH-09MASTWM-230VI |  | 9000 | 10000 | 25.5 | 15 | 12.3 | 2.17 | 85 | 75 | 210799670
Cooper&Hunter | CH-ES12-230VO | CH-12MASTWM-230VI |  | 12000 | 12000 | 24.6 | 13.7 | 10.7 | 2.39 | 75 | 67 | 210799673
Cooper&Hunter | CH-HPR12-230VO | CH-B12MOLVWM-230VI |  | 12000 | 12000 | 23.1 | 13 | 10.5 | 1.88 | 86 | 92 | 210799692
Cooper&Hunter | CH-HPR24-230VO | CH-B24MOLVWM-230VI |  | 23000 | 26000 | 22.3 | 12.5 | 10.3 | 1.8 | 73 | 88 | 210799694
Weathermaker | 38MARBQ12AA3 | 40MBCQ12---3 |  | 12000 | 12000 | 22.3 | 12.7 | 10.2 | 1.89 | 83 | 94 | 206350362
Weathermaker | 38MARBQ24AA3 | 40MBFQ24---3 |  | 24000 | 25000 | 20.5 | 11.7 | 11 | 2.1 | 76 | 100 | 206350370
MIDEA | 38MARBQ09AA3 | 40MBCQ09---3 |  | 9000 | 9800 | 20.5 | 13 | 10.3 | 1.8 | 92 | 102 | 206350371
MIDEA | 38MARBQ12AA3 | 40MBCQ12---3 |  | 12000 | 12000 | 22.3 | 12.7 | 10.2 | 1.89 | 83 | 94 | 206350373
DIRECT AIR | MOD30-24HFN1-MU0W | CS11M-23HRFN1-MT0W |  | 21600 | 23400 | 18.9 | 11.7 | 10.4 | 1.89 | 83 | 100 | 205816492
CanAir | C23SCH24H22 | C23SEH24H21 |  | 21600 | 23400 | 18.9 | 11.7 | 10.4 | 1.89 | 83 | 100 | 205816494
KLIMAIRE | KSIH024-H220-O-2 | KTIS24-H2 |  | 24000 | 25000 | 20.5 | 11 | 11.5 | 2 | 84 | 103 | 212316044
Cooper&Hunter | CH-HPR24-230VO | CH-24DKT230VI |  | 21600 | 23400 | 18.9 | 11.7 | 10.4 | 1.89 | 83 | 100 | 210857261
DIAMONDAIR | D2012SHO2 | DF2012HMSI |  | 12000 | 12000 | 23.6 | 13.5 | 9.5 | 1.8 | 63 | 83 | 210857274
1HVAC | ACIQ-24ZPL-HP230B | ACIQ-24W-HH-MC |  | 24000 | 29000 | 21.5 | 13 | 11.4 | 2.21 | 73 | 86 | 210857298
ACIQ | ACIQ-36ZPL-HP230B | ACIQ-36CC-HH-MB |  | 36000 | 40000 | 19.4 | 9.5 | 10.5 | 1.85 | 83 | 100 | 210857319
AURORA | AU-CX12HR-2A-O | AU-LCS12-2A-I |  | 12000 | 12000 | 24.2 | 13.3 | 10.7 | 1.99 | 85 | 99 | 214232454
PREMIUM LEVELLA | PIAW2432580B | PIAW2432579A |  | 23000 | 26000 | 22.3 | 12.5 | 10.3 | 1.8 | 73 | 88 | 214232462
PREMIUM LEVELLA | PIAW1832580B | PIAW1832579A |  | 18000 | 18000 | 22 | 13 | 10.6 | 1.89 | 62 | 96 | 214232464
Bladex | BS25-18HFN1-ODU | BWM-EPB-18HWIU |  | 18000 | 18000 | 21.5 | 12.5 | 11.3 | 1.8 | 83 | 100 | 214312553
Bladex | BS25-24HFN1-ODU | BWM-EPB-24HWIU |  | 24000 | 29000 | 21.5 | 13 | 11.4 | 2.21 | 73 | 86 | 214312554
SLIMAIR | SHC12VE2AG | SHO12VE2AG |  | 12000 | 12500 | 22 | 12.6 | 9.8 | 2.21 | 62 | 62 | 214314794
SLIMAIR | SHC18VE2AG | SHO18VE2AG |  | 18000 | 19000 | 21.8 | 12.5 | 10.7 | 2.3 | 64 | 69 | 214314795
KERR | A-KMH24SU-1A | B-KMH24UU-1 |  | 24000 | 25000 | 20.5 | 11.7 | 11 | 2.1 | 76 | 100 | 206347323
BRYANT | 38MARBQ09AA3 | 619AHBQ09XA3 |  | 9000 | 12000 | 28.1 | 16.2 | 11.5 | 2 | 79 | 88 | 206348142
PAYNE | 38MARBQ12AA3 | DHMAHBQ12XA3 |  | 12000 | 12000 | 25.5 | 14 | 10.4 | 1.8 | 83 | 100 | 206350314
PAYNE | 38MARBQ18AA3 | DHMAHBQ18XA3 |  | 18000 | 18000 | 21.5 | 12.5 | 11.3 | 1.8 | 83 | 100 | 206350315
Weathermaker | 38MARBQ24AA3 | DHMAHBQ24XA3 |  | 24000 | 29000 | 21.5 | 13 | 11.4 | 2.21 | 73 | 86 | 206350326
CARRIER | 38MARBQ12AA3 | 40MBCQ12---3 |  | 12000 | 12000 | 22.3 | 12.7 | 10.2 | 1.89 | 83 | 94 | 206350329
CARRIER | 38MARBQ18AA3 | 40MBFQ18---3 |  | 17000 | 18000 | 20.5 | 12.5 | 9.8 | 1.86 | 67 | 93 | 206350334
BRYANT | 38MARBQ09AA3 | 40MBCQ09---3 |  | 9000 | 9800 | 20.5 | 13 | 10.3 | 1.8 | 92 | 102 | 206350338
BRYANT | 38MARBQ18AA3 | 40MBFQ18---3 |  | 17000 | 18000 | 20.5 | 12.5 | 9.8 | 1.86 | 67 | 93 | 206350345
PAYNE | 38MARBQ12AA3 | 40MBFQ12---3 |  | 12000 | 12000 | 23.6 | 13 | 10 | 1.89 | 80 | 100 | 206350353
AirEase | 4DHPS209S-1P | DWM206S4-1P |  | 6000 | 7000 | 26.5 | 15.8 | 13.6 | 2.1 | 121 | 107 | 208106766
Armstrong Air | 4DHPS209S-1P | DWM206S4-1P |  | 6000 | 7000 | 26.5 | 15.8 | 13.6 | 2.1 | 121 | 107 | 208106771
DUCANE | 4DHPS209S-1P | DWM206S4-1P |  | 6000 | 7000 | 26.5 | 15.8 | 13.6 | 2.1 | 121 | 107 | 208106781
YONAN | YOX-12HFN1 | YCA-12HRFN1 |  | 12000 | 12000 | 22.7 | 14 | 10 | 2.27 | 74 | 67 | 208106974
YONAN | YOX-18HFN1 | YCA-18HRFN1 |  | 16000 | 19000 | 20.5 | 12.5 | 10.5 | 2.16 | 63 | 67 | 208106976
YONAN | YOX-18HFN1 | YUE-18HRFN1 |  | 18000 | 20000 | 23 | 12.5 | 10 | 2.08 | 64 | 65 | 208106978
Airlux | ASZ18O/2022 | AMM18I/2022 |  | 18000 | 18000 | 23.7 | 13.5 | 10.3 | 2.39 | 78 | 70 | 208119663
ELIOS | DEA24HOS28230E8 | DE24HIW23230E3 |  | 21600 | 23400 | 18.9 | 11.7 | 10.4 | 1.89 | 83 | 100 | 208119831
ECO-AIR | MOX230-09HFN1-MW5W | MSEPB-09HRFN1-MY5W(GA) |  | 9000 | 10000 | 25.5 | 15 | 12.3 | 2.17 | 85 | 75 | 208121859
ECO-AIR | MOD30-24HFN1-MU0W | MSEPD-24HRFN1-MU0W |  | 24000 | 29000 | 21.5 | 13 | 11.4 | 2.21 | 73 | 86 | 208121867
Alsetria | MOX230-12HFN1-MV5W | MSEPB-12HRFN1-MW5W(GA) |  | 12000 | 12000 | 24.6 | 13.7 | 10.7 | 2.39 | 75 | 67 | 208121897
Alsetria | MOX330-12HFN1-MW5W | MSEPB-12HRFN1-MW5W(GA) |  | 12000 | 12000 | 25.5 | 14 | 10.4 | 1.8 | 83 | 100 | 208121902
EMI | MHSZ112DA | MHCAS12DA |  | 12000 | 12000 | 22.3 | 12.7 | 10.2 | 1.89 | 83 | 94 | 208121929
EMI | MHSZ124DA | MHCAS24DA |  | 24000 | 25000 | 20.5 | 11 | 11.5 | 2 | 84 | 103 | 208121931
PIONEER | YN012GMFI20RPD | CB012GMFILCFHD |  | 12000 | 12000 | 22.7 | 14 | 10 | 2.27 | 74 | 67 | 208121945
BRYANT | 38MARBQ12AA3 | 619PEQ012BBMA |  | 12000 | 12000 | 23.6 | 13.5 | 9.5 | 1.8 | 63 | 83 | 206400649
PAYNE | 38MARBQ12AA3 | DHMSHAQ12XA3 |  | 12000 | 12000 | 23.6 | 13.5 | 9.5 | 1.8 | 63 | 83 | 206400655
KERR | A-KMH24SU-1A | B-KMH24SU-1A |  | 21600 | 23400 | 18.9 | 11.7 | 10.4 | 1.89 | 83 | 100 | 206221393
MDV | MOX230-12HFN1-MV5W | MFAU-12HRFN1-M(C) |  | 12000 | 12000 | 22.7 | 13 | 10.2 | 2.26 | 75 | 70 | 206330125
MDV | MOX330-12HFN1-MW5W | MFAU-12HRFN1-M(C) |  | 12000 | 12000 | 23.6 | 13 | 10 | 1.89 | 80 | 100 | 206330128
MDV | MOCA30-09HFN1-MZA5W | CMSOP1B-09HRFN1-MZA5W |  | 9000 | 10000 | 26 | 15 | 12.5 | 1.75 | 72 | 120 | 200059329
CARRIER | 38MPRAQ12AA3 | 40MPHAQ12XA3 |  | 12000 | 12000 | 24 | 13.5 | 9.5 | 1.75 | 57 | 100 | 201753411
MIDEA | 38MPRAQ12AA3 | DHMPHAQ12XA3 |  | 12000 | 12000 | 24 | 13.5 | 9.5 | 1.75 | 57 | 100 | 201753971
MIDEA | DLCPRAH09AAK | DLFPHAH09XAK |  | 9000 | 10000 | 26 | 15 | 12.5 | 1.75 | 72 | 120 | 201753972
MIDEA | DLCPRAH12AAK | DLFPHAH12XAK |  | 12000 | 12000 | 24 | 13.5 | 9.5 | 1.75 | 57 | 100 | 201755033
DAY & NIGHT | DLCPRAH09AAK | DLFPHAH09XAK |  | 9000 | 10000 | 26 | 15 | 12.5 | 1.75 | 72 | 120 | 201835602
DAY & NIGHT | DLCPRAH12AAK | DLFPHAH12XAK |  | 12000 | 12000 | 24 | 13.5 | 9.5 | 1.75 | 57 | 100 | 201835603
KENMORE | DLCPRAH09AAK | DLFPHAH09XAK |  | 9000 | 10000 | 26 | 15 | 12.5 | 1.75 | 72 | 120 | 201835749
DIAMONDAIR | D2024SHO2 | DF2024HMSI |  | 21600 | 23400 | 18.9 | 11.7 | 10.4 | 1.89 | 83 | 100 | 210857276
MDV | MOX430-17HFN1-MT0W | MCBU-18HRFN1-MW-CA |  | 16700 | 20000 | 19.8 | 12.5 | 11.2 | 1.93 | 73 | 84 | 210857292
1HVAC | ACIQ-12ZPL-HP230B | ACIQ-12W-HH-MC |  | 12000 | 12000 | 25.5 | 14 | 10.4 | 1.8 | 83 | 100 | 210857296
1HVAC | ACIQ-06ZPL-HP230B | SCC-0609-HH-M |  | 6500 | 7100 | 22 | 14.5 | 10.8 | 2 | 80 | 113 | 210857307
1HVAC | ACIQ-09ZPL-HP230B | SCC-0609-HH-M |  | 9000 | 10900 | 24 | 13 | 12.4 | 1.8 | 90 | 96 | 210857308
1HVAC | ACIQ-18ZPL-HP230B | SCC-1218-HH-M |  | 16700 | 20000 | 19.8 | 12.5 | 11.2 | 1.93 | 73 | 84 | 210857310
ACIQ | ACIQ-18ZPL-HP230B | ACIQ-18W-HH-MC |  | 18000 | 18000 | 21.5 | 12.5 | 11.3 | 1.8 | 83 | 100 | 210857317
ACIQ | ACIQ-24ZPL-HP230B | ACIQ-24W-HH-MC |  | 24000 | 29000 | 21.5 | 13 | 11.4 | 2.21 | 73 | 86 | 210857318
ACIQ | ACIQ-09ZPL-HP230B | SCC-0609-HH-M |  | 9000 | 10900 | 24 | 13 | 12.4 | 1.8 | 90 | 96 | 210857328
ACIQ | ACIQ-12ZPL-HP230B | SCC-1218-HH-M |  | 12000 | 12500 | 23 | 13 | 10 | 1.8 | 76 | 88 | 210857329
DIYCOOL | ACIQ-12ZPL-HP230B | ACIQ-12W-HH-MC |  | 12000 | 12000 | 25.5 | 14 | 10.4 | 1.8 | 83 | 100 | 210857336
DIYCOOL | ACIQ-12ZPL-HP230B | ACIQ-12FM-HH-MC |  | 12000 | 12000 | 24.2 | 13.3 | 10.7 | 1.99 | 85 | 99 | 210857351
PAYNE | 38MPRAQ09AA3 | DHMPHAQ09XA3 |  | 9000 | 10000 | 26 | 15 | 12.5 | 1.75 | 72 | 120 | 201753410
ARCOAIRE | DLCPRAH09AAK | DLFPHAH09XAK |  | 9000 | 10000 | 26 | 15 | 12.5 | 1.75 | 72 | 120 | 201835506
COMFORTMAKER | DLCPRAH09AAK | DLFPHAH09XAK |  | 9000 | 10000 | 26 | 15 | 12.5 | 1.75 | 72 | 120 | 201835554
COMFORTMAKER | DLCPRAH12AAK | DLFPHAH12XAK |  | 12000 | 12000 | 24 | 13.5 | 9.5 | 1.75 | 57 | 100 | 201835555
KEEPRITE | DLCPRAH12AAK | DLFPHAH12XAK |  | 12000 | 12000 | 24 | 13.5 | 9.5 | 1.75 | 57 | 100 | 201835655
Convectair | 8028-C12-O | 8028-C12-I |  | 12000 | 12000 | 25.5 | 14 | 10.4 | 1.8 | 83 | 100 | 207709205
C&H | CH-HPR12-230VO | CH-12MASTWM-230VI |  | 12000 | 12000 | 25.5 | 14 | 10.4 | 1.8 | 83 | 100 | 207740502
C&H | CH-ES18-230VO | CH-18MSPHCT-230VI |  | 16000 | 19000 | 20.5 | 12.5 | 10.5 | 2.16 | 63 | 67 | 207742321
C&H | CH-HPR09-230VO | CH-09MSPHCT-230VI |  | 9000 | 9800 | 20.5 | 13 | 10.3 | 1.8 | 92 | 102 | 207742327
C&H | CH-HPR12-230VO | CH-12MSPHMC-230VI |  | 12000 | 12000 | 23.6 | 13 | 10 | 1.89 | 80 | 100 | 207742331
C&H | CH-N48LCU-230VO | CH-48LCFC/I |  | 48000 | 50000 | 18.9 | 9.3 | 10 | 1.85 | 58 | 70 | 207742343
SUPREME | YS25E-12HRDN1 | YS25E-12HRDN1 |  | 12000 | 12000 | 24.6 | 13.7 | 10.7 | 2.39 | 75 | 67 | 207742403
ELIOS | DEA09HOS25230E8 | DEA09HIW25230E8 |  | 9000 | 10000 | 25.5 | 15 | 12.3 | 2.17 | 85 | 75 | 207742424
ELIOS | DEA24HOS25230E8 | DEA24HIW25230E8 |  | 24000 | 25000 | 22 | 14 | 10 | 1.8 | 65 | 62 | 207742427
ELIOS | DEA09HOS25230E8 | DUA09HICU230X5 |  | 9000 | 10000 | 20 | 13 | 10 | 1.9 | 75 | 74 | 207742433
ELIOS | DEA24HOS25230E8 | DUA24HICU230X5 |  | 24000 | 25000 | 21.5 | 12.5 | 9.7 | 2.2 | 76 | 74 | 207742436
KERR | A-KMH09SV-1 | B-KMH09SV-1 |  | 9000 | 12000 | 28.1 | 16.2 | 11.5 | 2 | 79 | 88 | 207657394
SENVILLE | SENA/12HF/OQ | SENA/12HF/IQ |  | 12000 | 12000 | 25.5 | 14 | 10.4 | 1.8 | 83 | 100 | 207657628
SENVILLE | SENA/24HF/OQ | SENA/24HF/IQ |  | 24000 | 29000 | 21.5 | 13 | 11.4 | 2.21 | 73 | 86 | 207657630
MDV | MOX230-12HFN1-MV5W-L | MSEPB-12HRFN1-MW5W(GA) |  | 12000 | 12000 | 24.6 | 13.7 | 10.7 | 2.39 | 75 | 67 | 207658589
MDV | MOX230-12HFN1-MV5W-L | MFAU-12HRFN1-M(C) |  | 12000 | 12000 | 22.7 | 13 | 10.2 | 2.26 | 75 | 70 | 207658597
MDV | MOD33-24HFN1-MT0W-L | MUEU-24HRFN1-M(C) |  | 24000 | 24000 | 21.2 | 12.5 | 10.2 | 2.2 | 67 | 76 | 207658599
MDV | MOE30U-48HFN1-MP0(GA)-L | MUE-48HRFN1-M(C) |  | 48000 | 50000 | 18.9 | 9.1 | 9.7 | 1.85 | 58 | 70 | 207658600
MDV | MOX230-12HFN1-MV5W-L | MCA3U-12HRFN1-M(C) |  | 11800 | 12000 | 22.7 | 13.9 | 9.9 | 2.27 | 74 | 67 | 207658601
MDV | MOX330-12HFN1-MW5W-L | MFAU-12HRFN1-M(C) |  | 12000 | 12000 | 23.6 | 13 | 10 | 1.89 | 80 | 100 | 207658611
COMFORTSTAR | CZP09CD(O) | CHF09CD(I) |  | 9000 | 10000 | 25.5 | 15 | 12.3 | 2.17 | 85 | 75 | 207658922
COMFORTSTAR | CHF09CD(O) | CHF09CD(I) |  | 9000 | 12000 | 28.1 | 16.2 | 11.5 | 2 | 79 | 88 | 207658926
COMFORTSTAR | CZP18CD(O) | TPA-18C |  | 16000 | 19000 | 20.5 | 12.5 | 10.5 | 2.16 | 63 | 67 | 207658945
COMFORTSTAR | CZP48CD(O) | TPA-48C |  | 48000 | 50000 | 18.5 | 9.5 | 9.8 | 1.98 | 60 | 69 | 207658948
COMFORTSTAR | CHF12CD(O) | TPA-12 |  | 12000 | 12000 | 22.3 | 12.7 | 10.2 | 1.89 | 83 | 94 | 207658950
COMFORTSTAR | CZP24CD(O) | FPA-24 |  | 24000 | 24000 | 21.2 | 12.5 | 10.3 | 2.2 | 67 | 76 | 207658956
COMFORTSTAR | CHF24CD(O) | FPA-24 |  | 24000 | 25000 | 20.5 | 11.7 | 11 | 2.1 | 76 | 100 | 207658961
Durastar | DRA1H12S1A | DRAL12F1A |  | 12000 | 12500 | 23 | 13 | 10 | 1.8 | 76 | 88 | 210568104
Durastar | DRA1U12S1B | DRAL12F1A |  | 12000 | 12500 | 22 | 12.6 | 9.8 | 2.21 | 62 | 62 | 210568107
Durastar | DRA1H12S1A | DRAC12F1A |  | 12000 | 12000 | 22.3 | 12.7 | 10.2 | 1.89 | 83 | 94 | 210568112
COMFORT-AIRE | A-VMH18SV-1 | B-VMH18CU-1 |  | 16000 | 17000 | 20 | 12.5 | 9.5 | 1.75 | 92 | 94 | 210568238
KERR | A-KMH24SV-1 | B-KMH24UU-1 |  | 24000 | 25000 | 20.5 | 11.7 | 11 | 2.1 | 76 | 100 | 210568252
KERR | A-KMH12SV-1 | B-KMH12CU-1 |  | 12000 | 12000 | 22.3 | 12.7 | 10.2 | 1.89 | 83 | 94 | 210568256
Conforto | MHSZ112DA | MHCAS12DA |  | 12000 | 12000 | 22.3 | 12.7 | 10.2 | 1.89 | 83 | 94 | 210605807
MDV | MOD30-24HFN1-MU0W-L | MSEPD-24HRFN1-MU0W |  | 24000 | 29000 | 21.5 | 13 | 11.4 | 2.21 | 73 | 86 | 210644038
Relief Sciences | LANG12OD25-1 | LANG12ID-25 |  | 12000 | 12000 | 23.1 | 13 | 10.8 | 2.41 | 83 | 70 | 210655374
FUJIECO | FEFS-36H2MD01(O) | FEFS-36H2MD01(I) |  | 36000 | 36000 | 19.2 | 9.5 | 10 | 2 | 70 | 63 | 210655534
LENNOX | MPC018S4S-1P | MCFB018S4* |  | 18000 | 20000 | 23 | 12.5 | 9.9 | 2.08 | 64 | 65 | 210665617
LENNOX | MPC009S4S-1P | M22A009S4* |  | 8900 | 10000 | 20 | 13 | 10 | 1.9 | 75 | 74 | 210665621
LENNOX | MPC024S4S-1P | M33C024S4* |  | 23600 | 26000 | 21.5 | 12.3 | 9.6 | 2.2 | 73 | 71 | 210665624
LENNOX | MPC048S4S-1P | M33C048S4* |  | 47000 | 50000 | 18.5 | 9.5 | 9.8 | 1.98 | 60 | 69 | 210665626
LENNOX | MLB009S4S-1P | MWMC009S4* |  | 9000 | 12000 | 28.1 | 16.2 | 11.5 | 2 | 79 | 88 | 210665627
LENNOX | MLB018S4S-1P | MWMC018S4* |  | 18000 | 18000 | 21.5 | 12.5 | 11.2 | 1.8 | 83 | 100 | 210665629
LENNOX | MLB018S4S-1P | M22A018S4* |  | 15700 | 17000 | 20 | 12.5 | 9.5 | 1.75 | 92 | 94 | 210665644
C&H | CH-ES12-115VO | CH-B12OLVWM-115VI |  | 12000 | 12000 | 22.7 | 12.5 | 10.4 | 2.06 | 74 | 56 | 210665986
C&H | CH-ES12-230VO | CH-B12MOLVWM-230VI |  | 12000 | 12000 | 23.1 | 13 | 10.8 | 2.41 | 83 | 70 | 210665989
FRANKLIN | MSH093E23MCAA | MST093E20ACAA |  | 9000 | 9800 | 20.5 | 13 | 10.3 | 1.8 | 92 | 102 | 206900432
COMFORT-AIRE | A-VMH24SU-1A | B-VMH24SU-1 |  | 21600 | 23400 | 18.9 | 11.7 | 10.4 | 1.89 | 83 | 100 | 206913036
COMFORT-AIRE | A-VMH24SU-1 | B-VMH24SU-1A |  | 21600 | 23400 | 18.9 | 11.7 | 10.4 | 1.89 | 83 | 100 | 206913571
MDV | MOX230-09HFN1-MW5W | MSEPB-06HRFN1-MY5W |  | 6000 | 7000 | 26.5 | 15.8 | 13.6 | 2.1 | 121 | 107 | 207178564
DAY & NIGHT | DLCSRBH06AAK | DLFSHBH06XAK |  | 6000 | 7000 | 23.5 | 15 | 12 | 1.84 | 107 | 101 | 207188911
KENMORE | DLCSRBH06AAK | DLFSHBH06XAK |  | 6000 | 7000 | 23.5 | 15 | 12 | 1.84 | 107 | 101 | 207188920
MIDEA | DLCSRBH06AAK | DLFSHBH06XAK |  | 6000 | 7000 | 23.5 | 15 | 12 | 1.84 | 107 | 101 | 207188923
TEMPSTAR | DLCSRBH06AAK | DLFSHBH06XAK |  | 6000 | 7000 | 23.5 | 15 | 12 | 1.84 | 107 | 101 | 207188926
MDV | MOD33-24HFN1-MT0W | MCD1-24HRFN1-MT0W(GA) |  | 24000 | 25000 | 21.5 | 12.5 | 9.7 | 2.2 | 76 | 74 | 207338218
MDV | MOD30-24HFN1-MU0W | MCD1-24HRFN1-MT0W(GA) |  | 24000 | 25000 | 20.5 | 11 | 11.5 | 2 | 84 | 103 | 207338219
MRCOOL | O-HH-24-HP-C-230A | O-24-HP-WMAH-230B |  | 24000 | 29000 | 21.5 | 13 | 11.4 | 2.21 | 73 | 86 | 207339164
BLUERIDGE | BMY12HH26C | BMY12HH26WM |  | 12000 | 12000 | 25.5 | 14 | 10.4 | 1.8 | 83 | 100 | 207339184
NOVAIR | LEA18SZ25SK-O | LEA18UUSK-I |  | 18000 | 18000 | 24 | 13.5 | 10.5 | 2.44 | 78 | 71 | 207526951
MDV | MOD30-24HFN1-MU0W | MSAG11D-23HRFN1-MU0W |  | 23000 | 26000 | 22.3 | 12.5 | 10.3 | 1.8 | 73 | 88 | 206361863
MDV | MOX230-12HFN1-MV5W | MSAG11B-12HRFN1-MV0W(GA) |  | 12000 | 12000 | 23.1 | 13 | 10.8 | 2.41 | 83 | 70 | 206361866
ARCOAIRE | DLCSRBH18AAK | DLFSHBH18XAK |  | 18000 | 18000 | 22 | 13 | 10.6 | 1.89 | 62 | 96 | 206361871
KERR | A-KMH18SU-1 | B-KMH18SV-1 |  | 18000 | 18000 | 21.5 | 12.5 | 11.3 | 1.8 | 83 | 100 | 208141200
PIONEER | YN012GMFI22RPE | FB012GMFILDFHE |  | 12000 | 12000 | 22.7 | 13 | 10.2 | 2.26 | 75 | 70 | 208141955
PIONEER | YN018GMFI22RPE | UB018GMFILCFHD |  | 18000 | 20000 | 23 | 12.5 | 10 | 2.08 | 64 | 65 | 208141956
PIONEER | YN024GMFI22RPE | CB024GMFILDFHE |  | 24000 | 25000 | 21.5 | 12.5 | 9.7 | 2.2 | 76 | 74 | 208191864
TRUST AIR CONDITIONERS | OAH36H/O4S41P | IUMC436H/I41P |  | 36000 | 40000 | 19.4 | 9.5 | 10.5 | 1.85 | 83 | 100 | 208280093
SUNCHILLERS | 24WODU-UL | 24WIDU-UL |  | 24000 | 25000 | 22 | 14 | 10 | 1.8 | 65 | 62 | 208447611
ARCOAIRE | DLCSRBH09AAK | DLFSHCH09XAK |  | 9000 | 12000 | 28.1 | 16.2 | 11.5 | 2 | 79 | 88 | 208447617
ARCOAIRE | DLCSRBH06AAK | DLFSHCH06XAK |  | 6000 | 7000 | 26.5 | 15.8 | 13.6 | 2.1 | 121 | 107 | 208447621
COMFORTMAKER | DLCSRBH18AAK | DLFSHCH18XAK |  | 18000 | 18000 | 21.5 | 12.5 | 11.3 | 1.8 | 83 | 100 | 208447627
DAY & NIGHT | DLCSRBH18AAK | DLFSHCH18XAK |  | 18000 | 18000 | 21.5 | 12.5 | 11.3 | 1.8 | 83 | 100 | 208447635
C&H | CH-ES24-230VO | CH-24MASTWM-230VI |  | 24000 | 25000 | 22 | 14 | 10 | 1.8 | 65 | 62 | 209937048
C&H | CH-ES12-230VO | CH-12MASTWM-230VI |  | 12000 | 12000 | 24.6 | 13.7 | 10.7 | 2.39 | 75 | 67 | 209937050
MIDEA | 38MARBQ12AA3 | 40MBFAQ12XA3 |  | 12000 | 12000 | 24.2 | 13.3 | 10.7 | 1.99 | 85 | 99 | 209948190
COMFORTMAKER | DLCSRBH12AAK | DLFSFBH12XAK |  | 12000 | 12000 | 24.2 | 13.3 | 10.7 | 1.99 | 85 | 99 | 209948192
TEMPSTAR | DLCSRBH12AAK | DLFSFBH12XAK |  | 12000 | 12000 | 24.2 | 13.3 | 10.7 | 1.99 | 85 | 99 | 209948198
PERFECTAIRE | 3PAMSHH12-SZO | 3PAMSCONH12-2 |  | 12000 | 12000 | 24.2 | 13.3 | 10.7 | 1.99 | 85 | 99 | 210410111
SEA BREEZE+ | SZ18H424ZMO | SCA18H424ZMI |  | 18000 | 19000 | 21.8 | 12.5 | 10.7 | 2.3 | 64 | 69 | 210410114
AIRDACH | ACSH1823VM2-D | AICH1800VM1-D |  | 16000 | 19000 | 20.5 | 12.5 | 10.5 | 2.16 | 63 | 67 | 210476737
Durastar | DRA1H24S1A | DRAW24F1B |  | 23000 | 26000 | 22.3 | 12.5 | 10.3 | 1.8 | 73 | 88 | 210568101
Durastar | DRA1U09S1B | DRAL06F1A |  | 6500 | 7100 | 22 | 14.5 | 10.8 | 2 | 80 | 113 | 210568102
Durastar | DRA1U09S1B | DRAL09F1A |  | 9000 | 11000 | 22.5 | 13 | 11.5 | 2.34 | 73 | 70 | 210568106
Durastar | DRA1H12S1A | DRAS12F1C |  | 12000 | 12000 | 24.2 | 13.3 | 10.7 | 1.99 | 85 | 99 | 210568109
Durastar | DRA1H09S1A | DRAC09F1A |  | 9000 | 9800 | 20.5 | 13 | 10.3 | 1.8 | 92 | 102 | 210568111
Durastar | DRA1H24S1A | DRAF24F1A |  | 24000 | 25000 | 20.5 | 11.7 | 11 | 2.1 | 76 | 100 | 210568120
COMFORT-AIRE | A-VMH12SV-1 | B-VMH12CU-1 |  | 12000 | 12000 | 22.3 | 12.7 | 10.2 | 1.89 | 83 | 94 | 210568240
COMFORT-AIRE | A-VMH24SV-1 | B-VMH24UU-1 |  | 24000 | 25000 | 20.5 | 11.7 | 11 | 2.1 | 76 | 100 | 210568244
ECO AC | EHH-O12BB | EHH-C12BA |  | 12000 | 12000 | 22.7 | 14 | 10 | 2.27 | 74 | 67 | 210586147
Conforto | MHSZ109DA | MHCAS09DA |  | 9000 | 9800 | 20.5 | 13 | 10.3 | 1.8 | 92 | 102 | 210605806
MDV | MOX430-18HFN1-MT8W | MSAG11D-18HRFN1-MT8W |  | 18000 | 18000 | 24 | 13.5 | 10.5 | 2.44 | 78 | 71 | 206361859
MDV | MOX330-09HFN1-MY5W | MSAG11B-09HRFN1-MX7W(GA) |  | 9000 | 12000 | 26.4 | 15.8 | 11.6 | 1.85 | 78 | 92 | 206361860
ARCOAIRE | DLCSRBH12AAJ | DLFSHBH12XAJ |  | 12000 | 12000 | 22.7 | 12.5 | 10.4 | 2.06 | 74 | 56 | 206361868
ARCOAIRE | DLCSRBH12AAK | DLFSHBH12XAK |  | 12000 | 12000 | 23.1 | 13 | 10.5 | 1.88 | 86 | 92 | 206361870
COMFORTMAKER | DLCSRBH12AAJ | DLFSHBH12XAJ |  | 12000 | 12000 | 22.7 | 12.5 | 10.4 | 2.06 | 74 | 56 | 206361873
COMFORTMAKER | DLCSRBH09AAK | DLFSHBH09XAK |  | 9000 | 12000 | 26.4 | 15.8 | 11.6 | 1.85 | 78 | 92 | 206361874
COMFORTMAKER | DLCSRBH18AAK | DLFSHBH18XAK |  | 18000 | 18000 | 22 | 13 | 10.6 | 1.89 | 62 | 96 | 206361876
HEIL | DLCSRBH12AAK | DLFSHBH12XAK |  | 12000 | 12000 | 23.1 | 13 | 10.5 | 1.88 | 86 | 92 | 206361885
HEIL | DLCSRBH24AAK | DLFSHBH24XAK |  | 23000 | 26000 | 22.3 | 12.5 | 10.3 | 1.8 | 73 | 88 | 206361887
MDV | MOX330-09HFN1-MY5W | MSEPB-09HRFN1-MY5W(GA) |  | 9000 | 12000 | 28.1 | 16.2 | 11.5 | 2 | 79 | 88 | 205993845
MDV | MOD30-24HFN1-MU0W | MSEPD-24HRFN1-MU0W |  | 24000 | 29000 | 21.5 | 13 | 11.4 | 2.21 | 73 | 86 | 205993855
COMFORT-AIRE | A-VMH24SU-1A | B-VMH24SU-1A |  | 21600 | 23400 | 18.9 | 11.7 | 10.4 | 1.89 | 83 | 100 | 206221394
KENMORE | DLCSRBH09AAK | DLFSHCH09XAK |  | 9000 | 12000 | 28.1 | 16.2 | 11.5 | 2 | 79 | 88 | 208447657
KENMORE | DLCSRBH12AAK | DLFSHCH12XAK |  | 12000 | 12000 | 25.5 | 14 | 10.4 | 1.8 | 83 | 100 | 208447654
HEIL | DLCSRBH06AAK | DLFSHCH06XAK |  | 6000 | 7000 | 26.5 | 15.8 | 13.6 | 2.1 | 121 | 107 | 208447645
DAY & NIGHT | DLCSRBH09AAK | DLFSHCH09XAK |  | 9000 | 12000 | 28.1 | 16.2 | 11.5 | 2 | 79 | 88 | 208447633
COMFORTMAKER | DLCSRBH09AAK | DLFSHCH09XAK |  | 9000 | 12000 | 28.1 | 16.2 | 11.5 | 2 | 79 | 88 | 208447625
SUNCHILLERS | 12WODU-UL | 12WIDU-UL |  | 12000 | 12000 | 24.6 | 13.7 | 10.7 | 2.39 | 75 | 67 | 208447610
SUNCHILLERS | 9WODU-UL | 9WIDU-UL |  | 9000 | 10000 | 25.5 | 15 | 12.3 | 2.17 | 85 | 75 | 208447609
TRUST AIR CONDITIONERS | OUS48H/O4S41P | IUMFC48H/I41P |  | 48000 | 50000 | 18.9 | 9.3 | 10 | 1.85 | 58 | 70 | 208280163
PIONEER | YN018GMFI22RPE | CB018GMFILCFHD |  | 16000 | 19000 | 20.5 | 12.5 | 10.5 | 2.16 | 63 | 67 | 208191863
PIONEER | YN012GMFI22RPE | CB012GMFILCFHD |  | 12000 | 12000 | 22.7 | 14 | 10 | 2.27 | 74 | 67 | 208191861
BOSCH | BMS500-AAS024-1CSXHC | BMS500-AAU024-1AHWXB |  | 21600 | 23400 | 18.9 | 11.7 | 10.4 | 1.89 | 83 | 100 | 208157119
Clearity | MOX430-17HFN1-MT0W | MSEPC-18HRFN1-MU0W |  | 18000 | 18000 | 21.5 | 12.5 | 11.3 | 1.8 | 83 | 100 | 208141286
KERR | A-KMH24SU-1 | B-KMH24SV-1 |  | 24000 | 29000 | 21.5 | 13 | 11.4 | 2.21 | 73 | 86 | 208141201
COMFORT-AIRE | A-KMH24SU-1 | B-KMH24SV-1 |  | 24000 | 29000 | 21.5 | 13 | 11.4 | 2.21 | 73 | 86 | 208141189
COMFORT-AIRE | A-VMH24SV-1 | B-VMH24SU-1 |  | 21600 | 23400 | 18.9 | 11.7 | 10.4 | 1.89 | 83 | 100 | 208141170
DUCTLESSAIRE | DA1821-H2-O* | DA1821-H2-I* |  | 18000 | 18000 | 23.7 | 13.5 | 10.3 | 2.39 | 78 | 70 | 208136308
DUCTLESSAIRE | DA0921-H2-O* | DA0921-H2-I* |  | 9000 | 10000 | 24 | 14 | 11.4 | 2.18 | 83 | 78 | 208136306
CTMorley | MOU-A48L-2 | MIU-A48LF-2 |  | 48000 | 50000 | 18.9 | 9.3 | 10 | 1.85 | 58 | 70 | 209843072
CTMorley | MOU-A18H-2 | MIU-A18F-2 |  | 17000 | 18000 | 20.5 | 12.5 | 9.8 | 1.86 | 67 | 93 | 209843063
CTMorley | MOU-A12H-2 | MIU-A12F-2 |  | 12000 | 12000 | 23.6 | 13 | 10 | 1.89 | 80 | 100 | 209843060
TGM | MRSVHT24AS | MUVHT24S |  | 24000 | 24000 | 21.2 | 12.5 | 10.3 | 2.2 | 67 | 76 | 209843024
TGM | MC4VHT18S | MUVHT18S |  | 18000 | 20000 | 23 | 12.5 | 10 | 2.08 | 64 | 65 | 209843023
TGM | MRSVHT24AS | MC4VHT24S |  | 24000 | 25000 | 21.5 | 12.5 | 9.7 | 2.2 | 76 | 74 | 209843014
TGM | MRSVHT18AS | MC4VHT18S |  | 16000 | 19000 | 20.5 | 12.5 | 10.5 | 2.16 | 63 | 67 | 209843013
CLASSIC | MRSVHC18AS | MC4VHC18S |  | 16000 | 19000 | 20.5 | 12.5 | 10.5 | 2.16 | 63 | 67 | 209842997
AC PRO.COM | AOD32-24HFN1-MT0W | ACD1-24HRFN1-MT0W |  | 24000 | 25000 | 21.5 | 12.5 | 9.7 | 2.2 | 76 | 74 | 209748102
CTMorley | MOU-A24H-2 | MIU-A24W-2 |  | 23000 | 26000 | 22.3 | 12.5 | 10.3 | 1.8 | 73 | 88 | 209694748
BLUERIDGE | BMY18HH22C | BMM18CC2 |  | 16700 | 20000 | 19.8 | 12.5 | 11.2 | 1.93 | 73 | 84 | 209550310
THERMOCORE SYSTEMS | T4C18S-H248-C | T4C17S-H248-EC |  | 48000 | 50000 | 18.5 | 9.5 | 9.8 | 1.98 | 60 | 69 | 209549017
THERMOCORE SYSTEMS | T424S-H218-C | T424S-H218-E |  | 18000 | 18000 | 23.7 | 13.5 | 10.3 | 2.39 | 78 | 70 | 209549004
THERMOCORE SYSTEMS | T424S-H209-C | T424S-H209-E |  | 9000 | 10000 | 24 | 14 | 11.4 | 2.18 | 83 | 78 | 209549002
NOVAIR | LEA24SZ35SK-O | LEA24UUSK-I |  | 23000 | 26000 | 22.3 | 12.5 | 10.3 | 1.8 | 73 | 88 | 209416880
BRYANT | 38MARBQ18AA3 | 40MCCAQ18XA3 |  | 16700 | 20000 | 19.8 | 12.5 | 11.2 | 1.93 | 73 | 84 | 209270294
CARRIER | 38MARBQ18AA3 | 40MCCAQ18XA3 |  | 16700 | 20000 | 19.8 | 12.5 | 11.2 | 1.93 | 73 | 84 | 209270290
AIRQUEST | DLCSRBH18AAK | DLFCCAH18XAK |  | 16700 | 20000 | 19.8 | 12.5 | 11.2 | 1.93 | 73 | 84 | 209270284
TEMPSTAR | DLCSRBH18AAK | DLFCCAH18XAK |  | 16700 | 20000 | 19.8 | 12.5 | 11.2 | 1.93 | 73 | 84 | 209270276
HEIL | DLCSRBH18AAK | DLFCCAH18XAK |  | 16700 | 20000 | 19.8 | 12.5 | 11.2 | 1.93 | 73 | 84 | 209270260
DAY & NIGHT | DLCSRBH18AAK | DLFCCAH18XAK |  | 16700 | 20000 | 19.8 | 12.5 | 11.2 | 1.93 | 73 | 84 | 209270256
MDV | MOX230-09HFN1-MW5W | MCBU-06HRFN1-MV0W |  | 6500 | 7100 | 22 | 14.5 | 10.8 | 2 | 80 | 113 | 209270213
MDV | MOX230-12HFN1-MV5W | MCBU-12HRFN1-MV0W |  | 12000 | 12500 | 22 | 12.6 | 9.8 | 2.21 | 62 | 62 | 209270212
MDV | MOX430-18HFN1-MU0W | MCBU-18HRFN1-MU2W |  | 18000 | 19000 | 21.8 | 12.5 | 10.7 | 2.3 | 64 | 69 | 209270208
MDV | MOX230-12HFN1-MV5W | MFA2U-12HRFN1-MW5W |  | 12000 | 12000 | 25 | 13 | 11 | 2.38 | 77 | 70 | 209248926
MDV | MOX230-09HFN1-MY2W | MFA2U-09HRFN1-MY6W |  | 9000 | 9000 | 25.6 | 14.7 | 12.5 | 2.38 | 104 | 92 | 209248925
ApooDr | AGN24-12H1B | AGN24-12H1A |  | 12000 | 12000 | 22.7 | 12.5 | 10.4 | 2.06 | 74 | 56 | 209157091
ApooDr | AGN24-09H220V1B | AGN24-09H220V1A |  | 9000 | 10000 | 24 | 14.7 | 11.6 | 2.25 | 81 | 75 | 209157090
ApooDr | AGN24-09H1B | AGN24-09H1A |  | 9000 | 10000 | 23 | 13.8 | 9.8 | 2.06 | 59 | 67 | 209157089
Kanartic | KEOS-18UHE-NA | KEOS-18UHE-NA |  | 18000 | 18000 | 22 | 13 | 10.6 | 1.89 | 62 | 96 | 208836317
ECO AC | EHH-O18BB | EHH-C18BA |  | 16000 | 19000 | 20.5 | 12.5 | 10.5 | 2.16 | 63 | 67 | 210586148
KERR | A-KMH12SV-1 | B-KMH12FU-1 |  | 12000 | 12000 | 23.6 | 13 | 10 | 1.89 | 80 | 100 | 210568251
KERR | A-KMH18SV-1 | B-KMH18UU-1 |  | 17000 | 18000 | 20.5 | 12.5 | 9.8 | 1.86 | 67 | 93 | 210568250
C&H | CH-HPR09-230VO | CH-B09MOLVWM-230VI |  | 9000 | 12000 | 26.4 | 15.8 | 11.6 | 1.85 | 78 | 92 | 210665992
C&H | CH-ES09-230VO | CH-B09MOLVWM-230VI |  | 9000 | 10000 | 24 | 14.7 | 11.6 | 2.25 | 81 | 75 | 210665988
LENNOX | MLB024S4S-1P | M33C024S4* |  | 24000 | 25000 | 20.5 | 11 | 11.5 | 2 | 84 | 103 | 210665645
LENNOX | MLB024S4S-1P | MCFA024S4* |  | 24000 | 25000 | 20.5 | 11.7 | 11 | 2.1 | 76 | 100 | 210665639
LENNOX | MPC012S4S-1P | M22A012S4* |  | 11800 | 12000 | 22.7 | 13.9 | 9.9 | 2.27 | 74 | 67 | 210665622
LENNOX | MPC024S4S-1P | MWMC024S4* |  | 24000 | 25000 | 22 | 14 | 9.9 | 1.8 | 65 | 62 | 210665606
LENNOX | MPC012S4S-1L | MWMC012S4* |  | 12000 | 12000 | 23.5 | 12.8 | 10 | 2.16 | 70 | 57 | 210665602
Relief Sciences | LANG09OD25-1 | LANG09ID-25 |  | 9000 | 10000 | 24 | 14.7 | 11.6 | 2.25 | 81 | 75 | 210655373
MDV | MOE30U-36HFN1-M(GA)-L | MCD1-36HRFN1-M(GA) |  | 36000 | 40000 | 19.4 | 9.5 | 10.5 | 1.85 | 83 | 100 | 210644046
MDV | MOD30-24HFN1-MU0W-L | MCD1-24HRFN1-MT0W(GA) |  | 24000 | 25000 | 20.5 | 11 | 11.5 | 2 | 84 | 103 | 210644045
MDV | MOD30-24HFN1-MU0W-L | MUEU-24HRFN1-M(C) |  | 24000 | 25000 | 20.5 | 11.7 | 11 | 2.1 | 76 | 100 | 210644042
MDV | MOX230-09HFN1-MW5W-L | MCA3U-09HRFN1-M(C) |  | 8900 | 10000 | 20 | 13 | 10 | 1.9 | 75 | 74 | 210644036
Conforto | MHSZ118DA | MHWAL18DA |  | 18000 | 18000 | 21.5 | 12.5 | 11.3 | 1.8 | 83 | 100 | 210605804
Conforto | MHSZ112DA | MHWAL12DA |  | 12000 | 12000 | 25.5 | 14 | 10.4 | 1.8 | 83 | 100 | 210605803
DAY & NIGHT | DLCSRBH06AAK | DLFSOAH09XAK |  | 6500 | 7100 | 22 | 14.5 | 10.8 | 2 | 80 | 113 | 210857434
COMFORTMAKER | DLCSRBH12AAK | DLFSOAH18XAK |  | 12000 | 12500 | 23 | 13 | 10 | 1.8 | 76 | 88 | 210857432
ARCOAIRE | DLCSRBH12AAK | DLFSOAH18XAK |  | 12000 | 12500 | 23 | 13 | 10 | 1.8 | 76 | 88 | 210857428
Cooper&Hunter | CH-HPR06F9-230VO | CH-06MCT1W-230VI |  | 6500 | 7100 | 22 | 14.5 | 10.8 | 2 | 80 | 113 | 210857420
Cooper&Hunter | CH-ES12-230VO | CH-12MCT1W-230VI |  | 12000 | 12500 | 22 | 12.6 | 9.8 | 2.21 | 62 | 62 | 210857418
Cooper&Hunter | CH-ES09-230VO | CH-06MCT1W-230VI |  | 6500 | 7100 | 22 | 14.5 | 10.8 | 2 | 80 | 113 | 210857416
DIYCOOL | ACIQ-60ZPL-HP230B | ACIQ-60FM-HH-MB |  | 55000 | 60000 | 17.3 | 9 | 10.2 | 1.97 | 67 | 94 | 210857346
BLUERIDGE | BMY18HH22C | BM18MFCC |  | 17000 | 18000 | 20.5 | 12.5 | 9.8 | 1.86 | 67 | 93 | 207571392
BLUERIDGE | BMY12HH26C | BM12M22CNS |  | 12000 | 12000 | 23.6 | 13 | 10 | 1.89 | 80 | 100 | 207571389
BLUERIDGE | BMY9HH28C | BM09MCC |  | 9000 | 9800 | 20.5 | 13 | 10.3 | 1.8 | 92 | 102 | 207571386
NOVAIR | LEA18SZ35SK-O | LEA18UUSK-I |  | 18000 | 18000 | 22 | 13 | 10.6 | 1.89 | 62 | 96 | 207526948
KARDA | 3KARDA18SZO | 3KARDA18UVW |  | 18000 | 18000 | 22 | 13 | 10.6 | 1.89 | 62 | 96 | 207430430
MRCOOL | DIY-18-HP-C-230C | DIY-18-HP-WMAH-230C25 |  | 18000 | 18000 | 22.7 | 12.6 | 9.8 | 2.05 | 77 | 65 | 207339188
BLUERIDGE | BMY18HH22C | BMY18HH22WM |  | 18000 | 18000 | 21.5 | 12.5 | 11.3 | 1.8 | 83 | 100 | 207339185
MRCOOL | O-HH-18-HP-C-230A | O-18-HP-WMAH-230B |  | 18000 | 18000 | 21.5 | 12.5 | 11.3 | 1.8 | 83 | 100 | 207339163
MDV | MOX430-18HFN1-MT2Q1W | MSABE-18HRFN1-MT2Q1W |  | 18000 | 18000 | 22.7 | 12.6 | 9.8 | 2.05 | 77 | 65 | 207338221
MDV | MOE30U-36HFN1-M(GA) | MCD1-36HRFN1-M(GA) |  | 36000 | 40000 | 19.4 | 9.5 | 10.5 | 1.85 | 83 | 100 | 207338213
COMFORTMAKER | DLCLRCH48AAK | DLFLCBH48XAK |  | 48000 | 50000 | 18.5 | 9.5 | 9.8 | 1.98 | 60 | 69 | 207683331
ARCOAIRE | DLCLRCH48AAK | DLFLFAH48XAK |  | 48000 | 50000 | 18.9 | 9.3 | 10 | 1.85 | 58 | 70 | 207683326
Weathermaker | 38MBRCQ48AA3 | 40MBFQ48---3 |  | 48000 | 50000 | 18.9 | 9.3 | 10 | 1.85 | 58 | 70 | 207683312
PAYNE | 38MBRCQ48AA3 | 40MBFQ48---3 |  | 48000 | 50000 | 18.9 | 9.3 | 10 | 1.85 | 58 | 70 | 207683305
CARRIER | 38MBRCQ48AA3 | 40MBFQ48---3 |  | 48000 | 50000 | 18.9 | 9.3 | 10 | 1.85 | 58 | 70 | 207683291
CanAir | C28SCH24H21 | C28SEH24H21 |  | 24000 | 29000 | 21.5 | 13 | 11.4 | 2.21 | 73 | 86 | 207683259
YONAN | YSA25-24HRN1 | YSA25-24HRN1 |  | 24000 | 25000 | 22 | 14 | 10 | 1.8 | 65 | 62 | 207671411
YONAN | YSA21-18HRN1 | YSA21-18HRN1 |  | 18000 | 18000 | 23.7 | 13.5 | 10.3 | 2.39 | 78 | 70 | 207671406
YONAN | YSA21-09HRN1 | YSA21-09HRN1 |  | 9000 | 10000 | 24 | 14 | 11.4 | 2.18 | 83 | 78 | 207671404
YONAN | YSA21-12HRN1B | YSA21-12HRN1B |  | 12000 | 12000 | 22.7 | 12.5 | 10 | 2 | 70 | 54 | 207671403
Coast Air | A-CAD18-1A | B-CAD18-1A |  | 18000 | 18000 | 22.7 | 12.6 | 9.8 | 2.05 | 77 | 65 | 211126491
DUCANE | 4DHP2S12S-1L | DWM212S4-*L |  | 12000 | 12000 | 23.5 | 12.8 | 10 | 2.16 | 70 | 57 | 211034571
CONCORD | 4DHP2S18S-1P | D22C118S4-*P |  | 16000 | 19000 | 20.5 | 12.5 | 10.4 | 2.16 | 63 | 67 | 211034561
CONCORD | 4DHP2S18S-1P | DWM218S4-*P |  | 18000 | 19000 | 23.5 | 12.4 | 10.7 | 2.02 | 78 | 59 | 211034548
PolarWave | ACIQ-12ZPL-HP230B | ACIQ-12CC-HH-MB |  | 12000 | 12000 | 22.3 | 12.7 | 10.2 | 1.89 | 83 | 94 | 212316076
PolarWave | ACIQ-18ZPL-HP230B | ACIQ-18W-HH-MB |  | 18000 | 18000 | 21.5 | 12.5 | 11.3 | 1.8 | 83 | 100 | 212316073
KADEN | KO-PSX18HP-2AAMA | KI-PSX18CW-2AAMA |  | 18000 | 19000 | 21.8 | 12.5 | 10.7 | 2.3 | 64 | 69 | 211793576
KADEN | KO-PSX18HP-2AAMA | KI-PSX18CT-2AAMA |  | 16000 | 19000 | 20.5 | 12.5 | 10.5 | 2.16 | 63 | 67 | 211793575
KADEN | KO-PSX12HP-2AAMA | KI-PSX12CW-2AAMA |  | 12000 | 12500 | 22 | 12.6 | 9.8 | 2.21 | 62 | 62 | 211793574
KADEN | KO-PSX12HP-2AAMA | KI-PSX12CT-2AAMA |  | 12000 | 12000 | 22.7 | 14 | 10 | 2.27 | 74 | 67 | 211793573
LPS Legacy | DLCSRBH06AAK | DLFCCAH06XAK |  | 6500 | 7100 | 22 | 14.5 | 10.8 | 2 | 80 | 113 | 211756598
LPS Legacy | DLCSRBH12AAK | DLFSOAH18XAK |  | 12000 | 12500 | 23 | 13 | 10 | 1.8 | 76 | 88 | 211756595
LPS Legacy | DLCSRBH24AAK | DLFSHCH24XAK |  | 24000 | 29000 | 21.5 | 13 | 11.4 | 2.21 | 73 | 86 | 211756584
LPS Legacy | DLCSRBH18AAK | DLFSFAH18XAK |  | 17000 | 18000 | 20.5 | 12.5 | 9.8 | 1.86 | 67 | 93 | 211756574
LPS Legacy | DLCPRBH12AAK | DLFPHBH12XAK |  | 12000 | 12000 | 25.3 | 14 | 11.7 | 1.85 | 87 | 114 | 211756562
LPS Legacy | DLCPRBH09AAK | DLFPHBH09XAK |  | 9000 | 12000 | 27 | 16 | 17.5 | 1.85 | 87 | 114 | 211756561
LPS Legacy | DLCPRAH18AAK | DLFPHAH18XAK |  | 18000 | 18000 | 26.2 | 14.5 | 12 | 1.95 | 68 | 91 | 211756552
LPS Legacy | DLCPRAH09AAK | DLFPHAH09XAK |  | 9000 | 10000 | 26 | 15 | 12.5 | 1.75 | 72 | 120 | 211756536
LPS Legacy | DLCSRBH12AAJ | DLFSHBH12XAJ |  | 12000 | 12000 | 22.7 | 12.5 | 10.4 | 2.06 | 74 | 56 | 211756518
LPS Legacy | DLCSRBH12AAJ | DLFSHCH12XAJ |  | 12000 | 12000 | 23.5 | 13 | 10 | 2.16 | 70 | 57 | 211756514
MDV | MOD30-33HFN1-MSR0W | MSAGF-33HRFN1-MSR0W |  | 33000 | 35000 | 20 | 11.7 | 10 | 1.8 | 79 | 99 | 211749869
Star Air Kontrol | SAK-24-CC(OD)/220VOLT | SAK-24-20CC/220(IN) |  | 24000 | 25000 | 21.5 | 12.5 | 9.7 | 2.2 | 76 | 74 | 211726525
MOOVAIR | DMA24HOS25230E8 | DUA24HICU230X5 |  | 24000 | 25000 | 21.5 | 12.5 | 9.7 | 2.2 | 76 | 74 | 207742505
MOOVAIR | DMA09HOS25230E8 | DUA09HICU230X5 |  | 9000 | 10000 | 20 | 13 | 10 | 1.9 | 75 | 74 | 207742502
MOOVAIR | DMA09HOS42230E4 | DMA09HIW42230E4 |  | 9000 | 12000 | 28.5 | 16 | 18 | 1.85 | 87 | 114 | 207742499
MOOVAIR | DMA12HOS28230E8 | DMA12HIW25230E8 |  | 12000 | 12000 | 25.5 | 14 | 10.4 | 1.8 | 83 | 100 | 207742496
MOOVAIR | DMA24HOS25230E8 | DMA24HIW25230E8 |  | 24000 | 25000 | 22 | 14 | 10 | 1.8 | 65 | 62 | 207742493
ELIOS | DEA24HOS28230E8 | DUA24HICU230X5 |  | 24000 | 25000 | 20.5 | 11 | 11.5 | 2 | 84 | 103 | 207742442
ELIOS | DEA09HOS28230E8 | DUA09HICU230X5 |  | 9000 | 9800 | 20.5 | 13 | 10.3 | 1.8 | 92 | 102 | 207742439
ELIOS | DEA18HOS28230E8 | DEA18HIW25230E8 |  | 18000 | 18000 | 21.5 | 12.5 | 11.3 | 1.8 | 83 | 100 | 207742431
ELIOS | DEA18HOS25230E8 | DEA18HIW25230E8 |  | 18000 | 19000 | 23.5 | 12.5 | 10.8 | 2.02 | 78 | 59 | 207742426
C&H | CH-ES18-230VO | CH-18MSPHFC-230VI |  | 18000 | 20000 | 23 | 12.5 | 10 | 2.08 | 64 | 65 | 207742323
C&H | CH-ES09-230VO | CH-09MOLVWM-230VI |  | 9000 | 10000 | 24 | 14.7 | 11.6 | 2.25 | 81 | 75 | 207740512
C&H | CH-HPR18-230VO | CH-18MASTWM-230VI |  | 18000 | 18000 | 21.5 | 12.5 | 11.3 | 1.8 | 83 | 100 | 207740503
Convectair | 8028-C18-O | 8028-C18-I |  | 18000 | 18000 | 21.5 | 12.5 | 11.3 | 1.8 | 83 | 100 | 207709206
KANIONco | KWSM-18IR410AHS23.5MV | KWSM-18IR410AHS23.5MV |  | 18000 | 18000 | 23.7 | 13.5 | 10.3 | 2.39 | 78 | 70 | 207699081
KANIONco | KWSM-09IR410AHS24MVL | KWSM-09IR410AHS24MVL |  | 9000 | 10000 | 24 | 14 | 9.6 | 2 | 60 | 65 | 207699077
LENNOX | MLB009S4S-1P | M22A009S4-2P |  | 9000 | 9800 | 20.5 | 13 | 10.2 | 1.8 | 92 | 102 | 207683531
LENNOX | MLB024S4S-1P | MWMC024S4-1P |  | 24000 | 29000 | 21.5 | 13 | 11.4 | 2.21 | 73 | 86 | 207683523
LENNOX | MLB012S4S-1P | MWMC012S4-1P |  | 12000 | 12000 | 25.5 | 13.5 | 10.4 | 1.8 | 83 | 100 | 207683521
LENNOX | MPC048S4S-1P | M33C048S4-1P |  | 47000 | 50000 | 18.5 | 9.5 | 9.8 | 1.98 | 60 | 69 | 207683519
ACIQ | ACIQ-18ZPL-HP230B | ACIQ-18CC-HH-MB |  | 16000 | 17000 | 20 | 12.5 | 9.5 | 1.75 | 92 | 94 | 207825537
1HVAC | ACIQ-18ZPL-HP230B | ACIQ-18FM-HH-MB |  | 17000 | 18000 | 20.5 | 12.5 | 9.8 | 1.86 | 67 | 93 | 207825524
1HVAC | ACIQ-12ZPL-HP230B | ACIQ-12CC-HH-MB |  | 12000 | 12000 | 22.3 | 12.7 | 10.2 | 1.89 | 83 | 94 | 207825517
1HVAC | ACIQ-09ZPL-HP230B | ACIQ-09CC-HH-MB |  | 9000 | 9800 | 20.5 | 13 | 10.3 | 1.8 | 92 | 102 | 207825516
1HVAC | ACIQ-18ZPL-HP230B | ACIQ-18W-HH-MB |  | 18000 | 18000 | 21.5 | 12.5 | 11.3 | 1.8 | 83 | 100 | 207825514
ECO-AIR | MOX430-18HFN1-MT2Q1W | MSABE-18HRFN1-MT2Q1W |  | 18000 | 18000 | 22.7 | 12.6 | 9.8 | 2.05 | 77 | 65 | 208121856
MOOVAIR | DMA12HOS28230E8 | DM12HIW23230E3 |  | 12000 | 12000 | 23.6 | 13.5 | 9.5 | 1.8 | 63 | 83 | 208119825
Airlux | ASZ09O/2022 | AMM09I/2022 |  | 9000 | 10000 | 24 | 14 | 11.4 | 2.18 | 83 | 78 | 208119661
YONAN | YOE-48HFN1 | YUE-48HRFN1 |  | 48000 | 50000 | 18.9 | 9.3 | 10 | 1.85 | 58 | 70 | 208106987
YONAN | YOE-48HFN1 | YCD-48HRFN1 |  | 48000 | 50000 | 18.5 | 9.5 | 9.8 | 1.98 | 60 | 69 | 208106985
YONAN | YOX-09HFN1 | YCA-09HRFN1 |  | 9000 | 10000 | 20 | 13 | 10 | 1.9 | 75 | 74 | 208106972
DUCANE | 4DHP2S48S-1P | D33C248S4-1P |  | 47000 | 50000 | 18.5 | 9.5 | 9.8 | 1.98 | 60 | 69 | 208106778
CONCORD | 4DHP2S48S-1P | D33C248S4-1P |  | 47000 | 50000 | 18.5 | 9.5 | 9.8 | 1.98 | 60 | 69 | 208106773
Allied | 4DHP2S48S-1P | D33C248S4-1P |  | 47000 | 50000 | 18.5 | 9.5 | 9.8 | 1.98 | 60 | 69 | 208106758
Armstrong Air | 4DHPS209S-1P | DWM209S4-1P |  | 9000 | 10000 | 25.5 | 15 | 12.3 | 2.17 | 85 | 75 | 208106736
Allied | 4DHPS209S-1P | D22C109S4-1P |  | 9000 | 10000 | 20 | 13 | 10 | 1.9 | 75 | 74 | 208106705
CONCORD | 4DHP2S18S-1P | D22C118S4-1P |  | 16000 | 19000 | 20.5 | 12.5 | 10.4 | 2.16 | 63 | 67 | 208106694
CONCORD | 4DHP2S18S-1P | DWM218S4-1P |  | 18000 | 19000 | 23.5 | 12.4 | 10.7 | 2.02 | 78 | 59 | 208106691
CONCORD | 4DHP2S12S-1P | DWM212S4-1P |  | 12000 | 12000 | 24.6 | 13.7 | 10.7 | 2.39 | 75 | 67 | 208106690
AirEase | 4DHP2S24S-1P | D33C224S4-1P |  | 23600 | 26000 | 21.5 | 12.3 | 9.6 | 2.2 | 73 | 71 | 208106686
Armstrong Air | 4DHP2S12S-1P | D22C112S4-1P |  | 11800 | 12000 | 22.7 | 13.9 | 9.9 | 2.27 | 74 | 67 | 208106675
Armstrong Air | 4DHP2S24S-1P | DWM224S4-1P |  | 24000 | 25000 | 22 | 14 | 9.9 | 1.8 | 65 | 62 | 208106674
DUCANE | 4DHP2S18S-1P | D22C118S4-1P |  | 16000 | 19000 | 20.5 | 12.5 | 10.4 | 2.16 | 63 | 67 | 208106667
DUCANE | 4DHP2S12S-1P | D22C112S4-1P |  | 11800 | 12000 | 22.7 | 13.9 | 9.9 | 2.27 | 74 | 67 | 208106666
Allied | 4DHP2S24S-1P | D33C224S4-1P |  | 23600 | 26000 | 21.5 | 12.3 | 9.6 | 2.2 | 73 | 71 | 208106659
Allied | 4DHP2S18S-1P | D22C118S4-1P |  | 16000 | 19000 | 20.5 | 12.5 | 10.4 | 2.16 | 63 | 67 | 208106658
Allied | 4DHP2S12S-1P | DWM212S4-1P |  | 12000 | 12000 | 24.6 | 13.7 | 10.7 | 2.39 | 75 | 67 | 208106653
Armstrong Air | 4DHPS209S-1P | D22C109S4-1P |  | 9000 | 10000 | 20 | 13 | 10 | 1.9 | 75 | 74 | 208106738
AirEase | 4DHPS209S-1P | D22C109S4-1P |  | 9000 | 10000 | 20 | 13 | 10 | 1.9 | 75 | 74 | 208106727
AirEase | 4DHP2S12S-1L | DWM212S4-1L |  | 12000 | 12000 | 23.5 | 13 | 10 | 2.16 | 70 | 57 | 208106724
DUCANE | 4DHPS209S-1P | DWM209S4-1P |  | 9000 | 10000 | 25.5 | 15 | 12.3 | 2.17 | 85 | 75 | 208106714
Allied | 4DHPS209S-1P | DWM209S4-1P |  | 9000 | 10000 | 25.5 | 15 | 12.3 | 2.17 | 85 | 75 | 208106703
AirEase | 4DHP2S18S-1P | D22C118S4-1P |  | 16000 | 19000 | 20.5 | 12.5 | 10.4 | 2.16 | 63 | 67 | 208106685
AirEase | 4DHP2S18S-1P | DWM218S4-1P |  | 18000 | 19000 | 23.5 | 12.4 | 10.7 | 2.02 | 78 | 59 | 208106682
Armstrong Air | 4DHP2S12S-1P | DWM212S4-1P |  | 12000 | 12000 | 24.6 | 13.7 | 10.7 | 2.39 | 75 | 67 | 208106672
DUCANE | 4DHP2S24S-1P | D33C224S4-1P |  | 23600 | 26000 | 21.5 | 12.3 | 9.6 | 2.2 | 73 | 71 | 208106668
DUCANE | 4DHP2S18S-1P | DWM218S4-1P |  | 18000 | 19000 | 23.5 | 12.4 | 10.7 | 2.02 | 78 | 59 | 208106664
AURORA | AU-CX09HR-2A-O | AU-BS09HR-2A-I |  | 9000 | 12000 | 26.4 | 15.8 | 11.6 | 1.85 | 78 | 92 | 208101256
Breeze33 | BZ33-HYP18OUT2-G2-P | BZ33-IFMU18-P |  | 17000 | 18000 | 20.5 | 12.5 | 9.8 | 1.86 | 67 | 93 | 207862083
Breeze33 | BZ33-HYP24OUT2-G2-P | BZ33-HYP24WALL2-G2-P |  | 24000 | 29000 | 21.5 | 13 | 11.4 | 2.21 | 73 | 86 | 207862073
Breeze33 | BZ33-HYP09OUT2-G2-P | BZ33-HYP09WALL2-G2-P |  | 9000 | 12000 | 28.1 | 16.2 | 11.5 | 2 | 79 | 88 | 207862070
AC PRO.COM | AOX430-17HFN1-MT0W | ACCA3U-18HRFN1-M |  | 16000 | 19000 | 20.5 | 12.5 | 10.5 | 2.16 | 63 | 67 | 207827153
AC PRO.COM | AOX330-12HFN1-MW5W | ACCA3U-12HRFN1-M |  | 12000 | 12000 | 22.3 | 12.7 | 10.2 | 1.89 | 83 | 94 | 207827152
AC PRO.COM | AOX330-09HFN1-MY5W | ACCA3U-09HRFN1-M |  | 9000 | 9800 | 20.5 | 13 | 10.3 | 1.8 | 92 | 102 | 207827151
AC PRO.COM | AOX230-12HFN1-MV5W | ASEPB-12HRFN1-MW5W(GA) |  | 12000 | 12000 | 24.6 | 13.7 | 10.7 | 2.39 | 75 | 67 | 207827146
MIDEA | MOD33-24HFN1-MT0W | MSEPD-24HRFN1-MU0W |  | 24000 | 25000 | 22 | 14 | 10 | 1.8 | 65 | 62 | 207826696
BLUERIDGE | BMY6HH27C | BMY6HH27WM |  | 6000 | 7000 | 26.5 | 15.8 | 13.6 | 2.1 | 121 | 107 | 207826692
MDV | MOCA30-12HFN1-MZ50W | MSOP1B-12HRFN1-MZ60W |  | 12000 | 12000 | 18.2 | 11 | 10 | 1.82 | 57 | 103 | 212519802
Weathermaker | 38MPRAQ24AA3 | DHMPHAQ24XA3 |  | 22000 | 24000 | 23.5 | 13.7 | 10.5 | 1.94 | 64 | 98 | 212436236
Custom Comfort | CCOXHASZ24HP | CCOXHA4C24 |  | 24000 | 25000 | 20.5 | 11 | 11.5 | 2 | 84 | 103 | 212365412
Custom Comfort | CCOXHASZ17HP | CCOXHA4C18 |  | 16000 | 17000 | 20 | 12.5 | 9.5 | 1.75 | 92 | 94 | 212365411
Custom Comfort | CCOXHASZ24HP | CCOXHAWM24 |  | 24000 | 29000 | 21.5 | 13 | 11.4 | 2.21 | 73 | 86 | 212365407
Custom Comfort | CCOXHASZ12HP | CCOXHAWM12 |  | 12000 | 12000 | 25.5 | 14 | 10.4 | 1.8 | 83 | 100 | 212365405
Custom Comfort | CCOXHASZ09HP | CCOXHAWM09 |  | 9000 | 12000 | 28.1 | 16.2 | 11.5 | 2 | 79 | 88 | 212365404
Custom Comfort | CCOXHASZ06HP | CCOXHAWM06 |  | 6000 | 7000 | 26.5 | 15.8 | 13.6 | 2.1 | 121 | 107 | 212365403
MAXI AIR | NE-T52-SUPAE18E | NE-T52-SUPAE18I |  | 18000 | 18000 | 21.5 | 12.5 | 11.3 | 1.8 | 83 | 100 | 212348362
STEALTH | ACIQ-60ZPL-HP230B | ACIQ-60FM-HH-MB |  | 55000 | 60000 | 17.3 | 9 | 10.2 | 1.97 | 67 | 94 | 212316196
STEALTH | ACIQ-18ZPL-HP230B | ACIQ-18W-HH-MC |  | 18000 | 18000 | 21.5 | 12.5 | 11.3 | 1.8 | 83 | 100 | 212316187
STEALTH | ACIQ-06ZPL-HP230B | ACIQ-06W-HH-MC |  | 6000 | 7000 | 26.5 | 15.8 | 13.6 | 2.1 | 121 | 107 | 212316184
STEALTH | ACIQ-24ZPL-HP230B | ACIQ-24FM-HH-MB |  | 24000 | 25000 | 20.5 | 11.7 | 11 | 2.1 | 76 | 100 | 212316170
STEALTH | ACIQ-18ZPL-HP230B | ACIQ-18FM-HH-MB |  | 17000 | 18000 | 20.5 | 12.5 | 9.8 | 1.86 | 67 | 93 | 212316169
PolarWave | ACIQ-18ZPL-HP230B | ACIQ-18CC-HH-MB |  | 16000 | 17000 | 20 | 12.5 | 9.5 | 1.75 | 92 | 94 | 212316077
PolarWave | ACIQ-24ZPL-HP230B | ACIQ-24W-HH-MC |  | 24000 | 29000 | 21.5 | 13 | 11.4 | 2.21 | 73 | 86 | 212316102
PolarWave | ACIQ-09ZPL-HP230B | ACIQ-09W-HH-MC |  | 9000 | 12000 | 28.1 | 16.2 | 11.5 | 2 | 79 | 88 | 212316099
PolarWave | ACIQ-12ZPL-HP230B | ACIQ-12FM-HH-MB |  | 12000 | 12000 | 23.6 | 13 | 10 | 1.89 | 80 | 100 | 212316082
BOSCH | BMS500-AAS009-1CSXRC | BMS500-AAU006-1AHWXC |  | 6000 | 7000 | 26.5 | 15.8 | 13.6 | 2.1 | 121 | 107 | 207759993
BOSCH | BMS500-AAS018-1CSXRC | BMS500-AAU018-1AHWXC |  | 18000 | 19000 | 23.5 | 12.5 | 10.8 | 2.02 | 78 | 59 | 207759991
DIRECT AIR | DIRM-18HXPRO28-1Z | DIRM-18HP-CA |  | 16000 | 17000 | 20 | 12.5 | 9.5 | 1.75 | 92 | 94 | 207743742
DIRECT AIR | DIRM-18DA25-1Z | DIRM-18HP-CA |  | 16000 | 19000 | 20.5 | 12.5 | 10.5 | 2.16 | 63 | 67 | 207743741
DIRECT AIR | DIRM-12HXPRO28-1Z | DIRM-12HP-CA |  | 12000 | 12000 | 22.3 | 12.7 | 10.2 | 1.89 | 83 | 94 | 207743740
DIRECT AIR | DIRM-24HXPRO28-1Z | DIRM-24HP-CF |  | 24000 | 25000 | 20.5 | 11.7 | 11 | 2.1 | 76 | 100 | 207743733
DIRECT AIR | DIRM-18HXPRO28-1Z | DIRM-18HP-CF |  | 17000 | 18000 | 20.5 | 12.5 | 9.8 | 1.86 | 67 | 93 | 207743731
DIRECT AIR | DIRM-24HXPRO28-1Z | DIRM-24HP-WM |  | 24000 | 29000 | 21.5 | 13 | 11.4 | 2.21 | 73 | 86 | 207743727
DIRECT AIR | DIRM-09DA25-1Z | DIRM-09HP-WM |  | 9000 | 10000 | 25.5 | 15 | 12.3 | 2.17 | 85 | 75 | 207743719
MOOVAIR | DMA36HOS28230E8 | DUA36HICU230X5 |  | 36000 | 40000 | 19.4 | 9.5 | 10.5 | 1.85 | 83 | 100 | 207742512
MOOVAIR | DMA12HOS28230E8 | DUA12HICU230X5 |  | 12000 | 12000 | 22.3 | 12.7 | 10.2 | 1.89 | 83 | 94 | 207742509
MOOVAIR | DMA12HOS42230E4 | DMA12HIW42230E4 |  | 12000 | 12000 | 27 | 14 | 12 | 1.85 | 87 | 114 | 207742500
MOOVAIR | DMA18HOS28230E8 | DMA18HIW25230E8 |  | 18000 | 18000 | 21.5 | 12.5 | 11.3 | 1.8 | 83 | 100 | 207742497
MOOVAIR | DMA06HOS28230E8 | DMA06HIW25230E8 |  | 6000 | 7000 | 26.5 | 15.8 | 13.6 | 2.1 | 121 | 107 | 207742494
MOOVAIR | DMA12HOS25230E8 | DMA12HIW25230E8 |  | 12000 | 12000 | 24.6 | 13.7 | 10.7 | 2.39 | 75 | 67 | 207742491
ELIOS | DEA18HOS28230E8 | DUA18HICU230X5 |  | 16000 | 17000 | 20 | 12.5 | 9.5 | 1.75 | 92 | 94 | 207742441
ELIOS | DEA48HOS18230S5 | DUA48HICU230X5 |  | 48000 | 50000 | 18.5 | 9.5 | 9.8 | 1.98 | 60 | 69 | 207742438
ELIOS | DEA12HOS25230E8 | DUA12HICU230X5 |  | 12000 | 12000 | 22.7 | 14 | 10 | 2.27 | 74 | 67 | 207742434
ELIOS | DEA12HOS28230E8 | DEA12HIW25230E8 |  | 12000 | 12000 | 25.5 | 14 | 10.4 | 1.8 | 83 | 100 | 207742430
ELIOS | DEA06HOS28230E8 | DEA06HIW25230E8 |  | 6000 | 7000 | 26.5 | 15.8 | 13.6 | 2.1 | 121 | 107 | 207742428
ELIOS | DEA12HOS25230E8 | DEA12HIW25230E8 |  | 12000 | 12000 | 24.6 | 13.7 | 10.7 | 2.39 | 75 | 67 | 207742425
SUPREME | YS25E-18HRDN1 | YS25E-18HRDN1 |  | 18000 | 19000 | 23.5 | 12.5 | 10.8 | 2.02 | 78 | 59 | 207742404
C&H | CH-NHPR36LCU-230VO | CH-N36LCCT-230VI |  | 36000 | 40000 | 19.4 | 9.5 | 10.5 | 1.85 | 83 | 100 | 207742346
C&H | CH-HPR24-230VO | CH-24MSPHFC-230VI |  | 24000 | 25000 | 20.5 | 11.7 | 11 | 2.1 | 76 | 100 | 207742337
C&H | CH-HPR24-230VO | CH-N24MSPHCT-230VI |  | 24000 | 25000 | 20.5 | 11 | 11.5 | 2 | 84 | 103 | 207742335
C&H | CH-HPR18-230VO | CH-18MSPHCT-230VI |  | 16000 | 17000 | 20 | 12.5 | 9.5 | 1.75 | 92 | 94 | 207742332
C&H | CH-HPR12-230VO | CH-12MSPHCT-230VI |  | 12000 | 12000 | 22.3 | 12.7 | 10.2 | 1.89 | 83 | 94 | 207742329
C&H | CH-ES24-230VO | CH-24MSPHFC-230VI |  | 24000 | 24000 | 21.2 | 12.5 | 10.3 | 2.2 | 67 | 76 | 207742326
C&H | CH-ES24-230VO | CH-N24MSPHCT-230VI |  | 24000 | 25000 | 21.5 | 12.5 | 9.7 | 2.2 | 76 | 74 | 207742324
C&H | CH-ES09-230VO | CH-09MSPHCT-230VI |  | 9000 | 10000 | 20 | 13 | 10 | 1.9 | 75 | 74 | 207742316
C&H | CH-HPR24-230VO | CH-24MOLVWM-230VI |  | 23000 | 26000 | 22.3 | 12.5 | 10.3 | 1.8 | 73 | 88 | 207740522
C&H | CH-HPR09-230VO | CH-09MOLVWM-230VI |  | 9000 | 12000 | 26.4 | 15.8 | 11.6 | 1.85 | 78 | 92 | 207740519
C&H | CH-HPR06F9-230VO | CH-06MOLVWM-230VI |  | 6000 | 7000 | 23.5 | 15 | 12 | 1.84 | 107 | 101 | 207740518
C&H | CH-ES12-230VO | CH-12MOLVWM-230VI |  | 12000 | 12000 | 23.1 | 13 | 10.8 | 2.41 | 83 | 70 | 207740513
KANIONco | KWSM-09IR410AHS24MV | KWSM-09IR410AHS24MV |  | 9000 | 10000 | 24 | 14 | 11.4 | 2.18 | 83 | 78 | 207699079
LENNOX | MLB024S4S-1P | M33C024S4-1P |  | 24000 | 25000 | 20.5 | 11 | 11.5 | 2 | 84 | 103 | 207683534
LENNOX | MLB012S4S-1P | M22A012S4-2P |  | 12000 | 12000 | 22.3 | 12.7 | 10.2 | 1.89 | 83 | 94 | 207683532
LENNOX | MLB018S4S-1P | MWMC018S4-1P |  | 18000 | 18000 | 21.5 | 12.5 | 11.2 | 1.8 | 83 | 100 | 207683522
LENNOX | MLB009S4S-1P | MWMC009S4-1P |  | 9000 | 12000 | 28.1 | 16.2 | 11.5 | 2 | 79 | 88 | 207683520
LENNOX | MPC012S4S-1P | M22A012S4-2P |  | 11800 | 12000 | 22.7 | 13.9 | 9.9 | 2.27 | 74 | 67 | 207683515
LENNOX | MPC024S4S-1P | MCFA024S4-2P |  | 24000 | 24000 | 21.2 | 12.5 | 10.2 | 2.2 | 67 | 76 | 207683511
LENNOX | MPC024S4S-1P | MWMC024S4-1P |  | 24000 | 25000 | 22 | 14 | 9.9 | 1.8 | 65 | 62 | 207683500
LENNOX | MPC012S4S-1P | MWMC012S4-1P |  | 12000 | 12000 | 24.6 | 13.7 | 10.7 | 2.39 | 75 | 67 | 207683498
SMART COMFORT | DLCSRBH24AAK | DLFSCBH24XAK |  | 24000 | 25000 | 20.5 | 11 | 11.5 | 2 | 84 | 103 | 207683383
TEMPSTAR | DLCSRBH24AAK | DLFSCBH24XAK |  | 24000 | 25000 | 20.5 | 11 | 11.5 | 2 | 84 | 103 | 207683376
TEMPSTAR | DLCLRCH48AAK | DLFLCBH48XAK |  | 48000 | 50000 | 18.5 | 9.5 | 9.8 | 1.98 | 60 | 69 | 207683373
KENMORE | DLCLRCH48AAK | DLFLFAH48XAK |  | 48000 | 50000 | 18.9 | 9.3 | 10 | 1.85 | 58 | 70 | 207683361
KEEPRITE | DLCLRCH48AAK | DLFLFAH48XAK |  | 48000 | 50000 | 18.9 | 9.3 | 10 | 1.85 | 58 | 70 | 207683354
HEIL | DLCSRBH24AAK | DLFSCBH24XAK |  | 24000 | 25000 | 20.5 | 11 | 11.5 | 2 | 84 | 103 | 207683348
1HVAC | ACIQ-12ZPL-HP230B | ACIQ-12W-HH-MB |  | 12000 | 12000 | 25.5 | 14 | 10.4 | 1.8 | 83 | 100 | 207825513
ECO AC | EHH-O18BB | EHH-W18BB |  | 18000 | 18000 | 23.7 | 13.5 | 10.3 | 2.39 | 78 | 70 | 207825492
MIDEA | MOE30U-48HFN1-MP0(GA) | MUE-48HRFN1-M(C) |  | 48000 | 50000 | 18.9 | 9.3 | 10 | 1.85 | 58 | 70 | 207821943
MIDEA | MOX430-18HFN1-MU0W | MSAG11D-18HRFN1-MT8W |  | 18000 | 18000 | 24 | 13.5 | 10.5 | 2.44 | 78 | 71 | 207821933
KARDA | 3KARDA12SZO | 3KARDA12CON |  | 12000 | 12000 | 23.6 | 13 | 10 | 1.89 | 80 | 100 | 207796640
PERFECTAIRE | 3PAMSHH12-SZO | 3PAMSCONH12 |  | 12000 | 12000 | 23.6 | 13 | 10 | 1.89 | 80 | 100 | 207796631
PERFECTAIRE | 3PAMSHH12-SZO | 3PAMSCH12 |  | 12000 | 12000 | 22.3 | 12.7 | 10.2 | 1.89 | 83 | 94 | 207796629
Durastar | DRA1U12S1B | DRAS12F1A |  | 12000 | 12000 | 22.7 | 13 | 10.2 | 2.26 | 75 | 70 | 207787138
Durastar | DRA1U09S1B | DRAC09F1A |  | 9000 | 10000 | 20 | 13 | 10 | 1.9 | 75 | 74 | 207787134
Durastar | DRA1U12S1B | DRAW12F1B |  | 12000 | 12000 | 23.1 | 13 | 10.8 | 2.41 | 83 | 70 | 207787131
COMFORTSTAR | CZP24CD(O) | TIP24 |  | 24000 | 25000 | 21.5 | 12.5 | 9.7 | 2.2 | 76 | 74 | 207765976
COMFORTSTAR | CZP48CD(O) | TIP48 |  | 48000 | 50000 | 18.5 | 9.5 | 9.8 | 1.98 | 60 | 69 | 207765968
BOSCH | BMS500-AAS048-1CSXLC | BMS500-AAU048-1AHCXC |  | 48000 | 50000 | 18.5 | 9.5 | 9.8 | 1.98 | 60 | 69 | 207760020
BOSCH | BMS500-AAS018-1CSXHC | BMS500-AAU018-1AHCXB |  | 16000 | 17000 | 20 | 12.5 | 9.5 | 1.75 | 92 | 94 | 207760016
GOODMAN | MSH243E23MCAA | MSH243E23AXAA |  | 21600 | 23400 | 18.9 | 11.7 | 10.4 | 1.89 | 83 | 100 | 203991093
AIRQUEST | DLCPRAH18AAK | DLFPHAH18XAK |  | 18000 | 18000 | 26.2 | 14.5 | 12 | 1.95 | 68 | 91 | 203966570
SLIMAIR | SHC12VH2AG | SHM12VE2AG |  | 12000 | 12000 | 23.1 | 13 | 10.5 | 1.88 | 86 | 92 | 213886032
KARDA | 3KARDA12SZO | 2KARDA12UVCS |  | 12000 | 12000 | 23.6 | 13 | 10 | 1.89 | 80 | 100 | 213785826
AI AIR CONDITIONING | AO29-12N1-M1H | AW29-12N1-M1 |  | 12000 | 12000 | 27.5 | 14.3 | 14.5 | 1.86 | 95 | 113 | 213769948
AI AIR CONDITIONING | AO25-18N1-M1H | AW25-18N1-M1 |  | 18000 | 18000 | 22 | 13 | 10.6 | 1.89 | 62 | 96 | 213769945
AI AIR CONDITIONING | AO24-09N1-M1H | AW25-09N1-M1 |  | 9000 | 10000 | 24 | 14.7 | 11.6 | 2.25 | 81 | 75 | 213769938
AI AIR CONDITIONING | AO24-12N1-B1H | AW24-12N1-B1 |  | 12000 | 12000 | 22.7 | 12.5 | 10.4 | 2.06 | 74 | 56 | 213769937
Bluefin | BFMS09PR-01O | BFMS09PL-01I |  | 9000 | 12000 | 26.4 | 15.8 | 11.6 | 1.85 | 78 | 92 | 213769915
Bluefin | BFMS18PR-01O | BFMS18PL-01I |  | 18000 | 18000 | 22 | 13 | 10.6 | 1.89 | 62 | 96 | 213769911
Kepler | ODUMOX330-09HFN1MY5W | IDUMSEPB-09HRFN1MY5W(GA) |  | 9000 | 12000 | 28.1 | 16.2 | 11.5 | 2 | 79 | 88 | 213608173
TEMP SHIFT | TSMOE30U36HFN1M(GA) | TSMCD136HRFN1M(GA) |  | 36000 | 40000 | 19.4 | 9.5 | 10.5 | 1.85 | 83 | 100 | 213479383
TEMP SHIFT | TSMOD3024HFN1MU0W | TSMCD124HRFN1MT0W(GA) |  | 24000 | 25000 | 20.5 | 11 | 11.5 | 2 | 84 | 103 | 213479382
CONTINENTAL | CDHAS22-18-O | CDHAS22-18-I |  | 18000 | 18000 | 24 | 13.5 | 10.5 | 2.44 | 78 | 71 | 213386540
CONTINENTAL | CDHAS26-24-O | CDHAS26-24-I |  | 24000 | 29000 | 21.5 | 13 | 11.4 | 2.21 | 73 | 86 | 213386537
PIONEER | YN009GMFI22RPE | CK009GMFILCFHD |  | 9000 | 11000 | 22.5 | 13 | 11.5 | 2.34 | 73 | 70 | 213349746
PIONEER | YN018GMFI22RPE | CK018GMFILCFHD |  | 18000 | 19000 | 21.8 | 12.5 | 10.7 | 2.3 | 64 | 69 | 213349744
Star Air Kontrol | SAK-18-OC/220V | SAK-18-OC/220V |  | 18000 | 19000 | 21.8 | 12.5 | 10.7 | 2.3 | 64 | 69 | 213279899
Star Air Kontrol | SAK-12-OC/220V | SAK-12-OC/220V |  | 12000 | 12500 | 22 | 12.6 | 9.8 | 2.21 | 62 | 62 | 213279898
Star Air Kontrol | SAK-12-CC/220V | SAK-12-CC/220V |  | 12000 | 12000 | 22.7 | 14 | 10 | 2.27 | 74 | 67 | 213279892
Star Air Kontrol | SAK-48CONS/220V | SAK-48CONS/220V |  | 48000 | 50000 | 18.9 | 9.3 | 10 | 1.85 | 58 | 70 | 213279889
CONCORD | 4DHPS209S-1P | DWM206S4-*P |  | 6000 | 7000 | 26.5 | 15.8 | 13.6 | 2.1 | 121 | 107 | 213279885
Cooper&Hunter | CH-NHPR60LCU-230VO | CH-60LCFC-W |  | 55000 | 60000 | 17.3 | 9 | 10.2 | 1.97 | 67 | 94 | 213265595
LBG Products | LBHB18DVWO | LMHB18DSI |  | 16000 | 17000 | 20 | 12.5 | 9.5 | 1.75 | 92 | 94 | 208130833
LBG Products | LBHB12DVWO | LMHB12DSI |  | 12000 | 12000 | 22.3 | 12.7 | 10.2 | 1.89 | 83 | 94 | 208130832
LBG Products | LBHB24DVWO | LBHB24DUWI |  | 23000 | 26000 | 22.3 | 12.5 | 10.3 | 1.8 | 73 | 88 | 208130830
LBG Products | LBHB12DVWO | LBHB12DUWI |  | 12000 | 12000 | 23.1 | 13 | 10.5 | 1.88 | 86 | 92 | 208130828
LBG Products | LBHB12DUWO | LMHB12DZGI |  | 12000 | 12000 | 22.7 | 13 | 10.2 | 2.26 | 75 | 70 | 208130820
LBG Products | LUHB48DO | LUHB48DSI |  | 48000 | 50000 | 18.5 | 9.5 | 9.8 | 1.98 | 60 | 69 | 208130812
LBG Products | LBHB18DUWO | LBHB18DUWI |  | 18000 | 18000 | 24 | 13.5 | 10.5 | 2.44 | 78 | 71 | 208130805
SEA BREEZE+ | SZ24H424ZMO | FC24H424ZMI |  | 24000 | 24000 | 21.2 | 12.5 | 10.3 | 2.2 | 67 | 76 | 208128281
SEA BREEZE+ | HSZ12H424ZMO | WM12H424ZMI |  | 12000 | 12000 | 23.1 | 13 | 10.5 | 1.88 | 86 | 92 | 208128267
SEA BREEZE+ | SZ12H424ZMO | WM12H424ZMI |  | 12000 | 12000 | 23.1 | 13 | 10.8 | 2.41 | 83 | 70 | 208128263
DUCANE | 4DHP2S09S-1P | DWM209S4-1P |  | 9000 | 10000 | 25.5 | 15 | 12.3 | 2.17 | 85 | 75 | 208128194
AirEase | 4DHP2S09S-1P | DWM209S4-1P |  | 9000 | 10000 | 25.5 | 15 | 12.3 | 2.17 | 85 | 75 | 208128185
PIONEER | YN048GMFI18RUE | CB048GMFILDFHE |  | 48000 | 50000 | 18.5 | 9.5 | 9.8 | 1.98 | 60 | 69 | 208121949
PIONEER | WS018GMFI20HLD | CB018GMFILCFHD |  | 16000 | 19000 | 20.5 | 12.5 | 10.5 | 2.16 | 63 | 67 | 208121946
MIDEA | MOX430-18HFN1-MU0W | CCA3U-18HRFN1-M(C) |  | 16000 | 19000 | 20.5 | 12.5 | 10.5 | 2.16 | 63 | 67 | 208568357
MIDEA | MOD32-24HFN1-MT0W | MSEPD-24HRFN1-MU0W |  | 24000 | 25000 | 22 | 14 | 10 | 1.8 | 65 | 62 | 208568351
MIDEA | MOX430-18HFN1-MU0W | MSEPC-18HRFN1-MU0W |  | 18000 | 19000 | 23.5 | 12.5 | 10.8 | 2.02 | 78 | 59 | 208568350
MIDEA | MOX230-09HFN1-BW0W-9K | MSAG11B-09HRFN1-BU5W-9K |  | 9000 | 10000 | 23 | 13.8 | 9.8 | 2.06 | 59 | 67 | 208568339
MRCOOL | O-HH-12-HP-C-230B | O-12-HP-WMAH-230B |  | 12000 | 12000 | 25.5 | 14 | 10.4 | 1.8 | 83 | 100 | 208552821
MRCOOL | O-ES-18-HP-C-230B | O-18-HP-WMAH-230B |  | 18000 | 19000 | 23.5 | 12.5 | 10.8 | 2.02 | 78 | 59 | 208552815
MRCOOL | O-ES-09-HP-C-230B | O-09-HP-WMAH-230B |  | 9000 | 10000 | 25.5 | 15 | 12.3 | 2.17 | 85 | 75 | 208552810
MDV | MOX430-12HFN1-MZ60W | MSOP1B-12HRFN1-MZ60W-CA |  | 12000 | 12000 | 25.3 | 14 | 11.7 | 1.85 | 87 | 114 | 208497421
SLIMAIR | SHCD24VC2AG | SHMZ24VC2AG |  | 23000 | 26000 | 22.3 | 12.5 | 10.3 | 1.8 | 73 | 88 | 208447943
SLIMAIR | SHC18VE2AG | SHM18VE2AG |  | 18000 | 18000 | 24 | 13.5 | 10.5 | 2.44 | 78 | 71 | 208447938
SLIMAIR | SHC12VE1AG | SHM12VE1AG |  | 12000 | 12000 | 22.7 | 12.5 | 10.4 | 2.06 | 74 | 56 | 208447935
SLIMAIR | SHC09VE1AG | SHM09VE1AG |  | 9000 | 10000 | 23 | 13.8 | 9.8 | 2.06 | 59 | 67 | 208447934
SMART COMFORT | DLCSRBH12AAK | DLFSFAH12XAK |  | 12000 | 12000 | 23.6 | 13 | 10 | 1.89 | 80 | 100 | 206350474
SMART COMFORT | DLCSRBH12AAK | DLFSCAH12XAK |  | 12000 | 12000 | 22.3 | 12.7 | 10.2 | 1.89 | 83 | 94 | 206350472
TEMPSTAR | DLCSRBH18AAK | DLFSCAH18XAK |  | 16000 | 17000 | 20 | 12.5 | 9.5 | 1.75 | 92 | 94 | 206350464
TEMPSTAR | DLCSRBH09AAK | DLFSCAH09XAK |  | 9000 | 9800 | 20.5 | 13 | 10.3 | 1.8 | 92 | 102 | 206350459
MIDEA | DLCSRBH18AAK | DLFSFAH18XAK |  | 17000 | 18000 | 20.5 | 12.5 | 9.8 | 1.86 | 67 | 93 | 206350455
MIDEA | DLCSRBH12AAK | DLFSFAH12XAK |  | 12000 | 12000 | 23.6 | 13 | 10 | 1.89 | 80 | 100 | 206350452
KENMORE | DLCSRBH09AAK | DLFSCAH09XAK |  | 9000 | 9800 | 20.5 | 13 | 10.3 | 1.8 | 92 | 102 | 206350437
KEEPRITE | DLCSRBH12AAK | DLFSFAH12XAK |  | 12000 | 12000 | 23.6 | 13 | 10 | 1.89 | 80 | 100 | 206350430
HEIL | DLCSRBH12AAK | DLFSCAH12XAK |  | 12000 | 12000 | 22.3 | 12.7 | 10.2 | 1.89 | 83 | 94 | 206350417
DAY & NIGHT | DLCSRBH24AAK | DLFSFAH24XAK |  | 24000 | 25000 | 20.5 | 11.7 | 11 | 2.1 | 76 | 100 | 206350414
DAY & NIGHT | DLCSRBH18AAK | DLFSFAH18XAK |  | 17000 | 18000 | 20.5 | 12.5 | 9.8 | 1.86 | 67 | 93 | 206350411
DAY & NIGHT | DLCSRBH12AAK | DLFSFAH12XAK |  | 12000 | 12000 | 23.6 | 13 | 10 | 1.89 | 80 | 100 | 206350408
DAY & NIGHT | DLCSRBH09AAK | DLFSCAH09XAK |  | 9000 | 9800 | 20.5 | 13 | 10.3 | 1.8 | 92 | 102 | 206350404
COMFORTMAKER | DLCSRBH18AAK | DLFSFAH18XAK |  | 17000 | 18000 | 20.5 | 12.5 | 9.8 | 1.86 | 67 | 93 | 206350400
ARCOAIRE | DLCSRBH24AAK | DLFSFAH24XAK |  | 24000 | 25000 | 20.5 | 11.7 | 11 | 2.1 | 76 | 100 | 206350392
ARCOAIRE | DLCSRBH09AAK | DLFSCAH09XAK |  | 9000 | 9800 | 20.5 | 13 | 10.3 | 1.8 | 92 | 102 | 206350382
Weathermaker | 38MARBQ18AA3 | 40MBFQ18---3 |  | 17000 | 18000 | 20.5 | 12.5 | 9.8 | 1.86 | 67 | 93 | 206350367
Weathermaker | 38MARBQ12AA3 | 40MBFQ12---3 |  | 12000 | 12000 | 23.6 | 13 | 10 | 1.89 | 80 | 100 | 206350364
PAYNE | 38MARBQ09AA3 | 40MBCQ09---3 |  | 9000 | 9800 | 20.5 | 13 | 10.3 | 1.8 | 92 | 102 | 206350349
BRYANT | 38MARBQ12AA3 | 40MBFQ12---3 |  | 12000 | 12000 | 23.6 | 13 | 10 | 1.89 | 80 | 100 | 206350342
CARRIER | 38MARBQ24AA3 | 40MBFQ24---3 |  | 24000 | 25000 | 20.5 | 11.7 | 11 | 2.1 | 76 | 100 | 206350337
CARRIER | 38MARBQ18AA3 | 40MBCQ18---3 |  | 16000 | 17000 | 20 | 12.5 | 9.5 | 1.75 | 92 | 94 | 206350332
MIDEA | 38MARBQ12AA3 | DHMAHBQ12XA3 |  | 12000 | 12000 | 25.5 | 14 | 10.4 | 1.8 | 83 | 100 | 206350319
MIDEA | 38MARBQ12AA1 | DHMAHBQ12XA1 |  | 12000 | 12000 | 23.5 | 13 | 10 | 2.16 | 70 | 57 | 206350317
PAYNE | 38MARBQ24AA3 | DHMAHBQ24XA3 |  | 24000 | 29000 | 21.5 | 13 | 11.4 | 2.21 | 73 | 86 | 206350316
PAYNE | 38MARBQ09AA3 | DHMAHBQ09XA3 |  | 9000 | 12000 | 28.1 | 16.2 | 11.5 | 2 | 79 | 88 | 206350313
PAYNE | 38MARBQ12AA1 | DHMAHBQ12XA1 |  | 12000 | 12000 | 23.5 | 13 | 10 | 2.16 | 70 | 57 | 206350312
BRYANT | 38MARBQ24AA3 | 619AHBQ24XA3 |  | 24000 | 29000 | 21.5 | 13 | 11.4 | 2.21 | 73 | 86 | 206348145
BRYANT | 38MARBQ18AA3 | 619AHBQ18XA3 |  | 18000 | 18000 | 21.5 | 12.5 | 11.3 | 1.8 | 83 | 100 | 206348144
CARRIER | 38MARBQ12AA1 | 40MAHBQ12XA1 |  | 12000 | 12000 | 23.5 | 13 | 10 | 2.16 | 70 | 57 | 206348134
MDV | MOX230-12HFN1-BW0W | MSAG11B-12HRFN1-BU5W |  | 12000 | 12000 | 22.7 | 12.5 | 10.4 | 2.06 | 74 | 56 | 206361864
MDV | MOX430-17HFN1-MT0W | MSAG11D-18HRFN1-MT8W |  | 18000 | 18000 | 22 | 13 | 10.6 | 1.89 | 62 | 96 | 206361862
SMART COMFORT | DLCSRBH24AAK | DLFSFAH24XAK |  | 24000 | 25000 | 20.5 | 11.7 | 11 | 2.1 | 76 | 100 | 206350480
SMART COMFORT | DLCSRBH18AAK | DLFSCAH18XAK |  | 16000 | 17000 | 20 | 12.5 | 9.5 | 1.75 | 92 | 94 | 206350475
TEMPSTAR | DLCSRBH24AAK | DLFSFAH24XAK |  | 24000 | 25000 | 20.5 | 11.7 | 11 | 2.1 | 76 | 100 | 206350469
TEMPSTAR | DLCSRBH18AAK | DLFSFAH18XAK |  | 17000 | 18000 | 20.5 | 12.5 | 9.8 | 1.86 | 67 | 93 | 206350466
MIDEA | DLCSRBH24AAK | DLFSFAH24XAK |  | 24000 | 25000 | 20.5 | 11.7 | 11 | 2.1 | 76 | 100 | 206350458
KENMORE | DLCSRBH24AAK | DLFSFAH24XAK |  | 24000 | 25000 | 20.5 | 11.7 | 11 | 2.1 | 76 | 100 | 206350447
KENMORE | DLCSRBH12AAK | DLFSCAH12XAK |  | 12000 | 12000 | 22.3 | 12.7 | 10.2 | 1.89 | 83 | 94 | 206350439
KEEPRITE | DLCSRBH12AAK | DLFSCAH12XAK |  | 12000 | 12000 | 22.3 | 12.7 | 10.2 | 1.89 | 83 | 94 | 206350428
KEEPRITE | DLCSRBH09AAK | DLFSCAH09XAK |  | 9000 | 9800 | 20.5 | 13 | 10.3 | 1.8 | 92 | 102 | 206350426
HEIL | DLCSRBH24AAK | DLFSFAH24XAK |  | 24000 | 25000 | 20.5 | 11.7 | 11 | 2.1 | 76 | 100 | 206350425
HEIL | DLCSRBH18AAK | DLFSFAH18XAK |  | 17000 | 18000 | 20.5 | 12.5 | 9.8 | 1.86 | 67 | 93 | 206350422
HEIL | DLCSRBH09AAK | DLFSCAH09XAK |  | 9000 | 9800 | 20.5 | 13 | 10.3 | 1.8 | 92 | 102 | 206350415
COMFORTMAKER | DLCSRBH24AAK | DLFSFAH24XAK |  | 24000 | 25000 | 20.5 | 11.7 | 11 | 2.1 | 76 | 100 | 206350403
ARCOAIRE | DLCSRBH12AAK | DLFSFAH12XAK |  | 12000 | 12000 | 23.6 | 13 | 10 | 1.89 | 80 | 100 | 206350386
ARCOAIRE | DLCSRBH12AAK | DLFSCAH12XAK |  | 12000 | 12000 | 22.3 | 12.7 | 10.2 | 1.89 | 83 | 94 | 206350384
CARRIER | 38MARBQ06AA3 | 40MAHBQ06XA3 |  | 6000 | 7000 | 26.5 | 15.8 | 13.6 | 2.1 | 121 | 107 | 207188939
SMART COMFORT | DLCSRBH06AAK | DLFSHBH06XAK |  | 6000 | 7000 | 23.5 | 15 | 12 | 1.84 | 107 | 101 | 207188929
COMFORTMAKER | DLCSRBH06AAK | DLFSHBH06XAK |  | 6000 | 7000 | 23.5 | 15 | 12 | 1.84 | 107 | 101 | 207188908
ARCOAIRE | DLCSRBH06AAK | DLFSHBH06XAK |  | 6000 | 7000 | 23.5 | 15 | 12 | 1.84 | 107 | 101 | 207188905
Olimpia Splendid | OS-CENIH09EI | OS-SENIH09EI |  | 9000 | 10000 | 23 | 13.8 | 9.8 | 2.06 | 59 | 67 | 206909906
GOODMAN | MSH123E23MCAA | MST123E20ACAA |  | 12000 | 12000 | 22.3 | 12.7 | 10.2 | 1.89 | 83 | 94 | 206900425
FRANKLIN | MSH243E23MCAA | MSH243E23AXAA |  | 21600 | 23400 | 18.9 | 11.7 | 10.4 | 1.89 | 83 | 100 | 206764065
NAPOLEON | NH25-24H-O | NH25-24F-I |  | 21600 | 23400 | 18.9 | 11.7 | 10.4 | 1.89 | 83 | 100 | 206598613
BLUERIDGE | BMY18DIY22C | BMY18DIY22WM |  | 18000 | 18000 | 22.7 | 12.6 | 9.8 | 2.05 | 77 | 65 | 207339180
MRCOOL | O-HH-09-HP-C-230A | O-09-HP-WMAH-230B |  | 9000 | 12000 | 28.1 | 16.2 | 11.5 | 2 | 79 | 88 | 207339161
MDV | MOE30U-48HFN1-MP0(GA) | MCD1-48HRFN1-M(GA) |  | 48000 | 50000 | 18.5 | 9.5 | 9.8 | 1.98 | 60 | 69 | 207338210
MDV | MOX230-09HFN1-MW5W | MSAG11B-09HRFN1-MX7W(GA) |  | 9000 | 10000 | 24 | 14.7 | 11.6 | 2.25 | 81 | 75 | 207215956
BRYANT | 38MARBQ06AA3 | 619AHBQ06XA3 |  | 6000 | 7000 | 26.5 | 15.8 | 13.6 | 2.1 | 121 | 107 | 207188938
PAYNE | 38MARBQ06AA3 | DHMAHBQ06XA3 |  | 6000 | 7000 | 26.5 | 15.8 | 13.6 | 2.1 | 121 | 107 | 207188935
KEEPRITE | DLCSRBH06AAK | DLFSHBH06XAK |  | 6000 | 7000 | 23.5 | 15 | 12 | 1.84 | 107 | 101 | 207188917
HEIL | DLCSRBH06AAK | DLFSHBH06XAK |  | 6000 | 7000 | 23.5 | 15 | 12 | 1.84 | 107 | 101 | 207188914
MDV | MOX230-09HFN1-MW5W | MSAG11A-06HRFN1-MU0W |  | 6000 | 7000 | 23.5 | 15 | 12 | 1.84 | 107 | 101 | 207178565
KERR | A-KMH24SU-1A | B-KMH24SU-1 |  | 21600 | 23400 | 18.9 | 11.7 | 10.4 | 1.89 | 83 | 100 | 206913038
MDV | MOX230-12HFN1-BW0W-9K | MSAG11B-12HRFN1-BU5W-9K |  | 9000 | 10000 | 23 | 13.8 | 9.8 | 2.06 | 59 | 67 | 206909896
FRANKLIN | MSH183E23MCAA | MST183E20ACAA |  | 16000 | 17000 | 20 | 12.5 | 9.5 | 1.75 | 92 | 94 | 206900434
MDV | MOX430-17HFN1-MT0W-L | MCA3U-18HRFN1-M(C) |  | 15700 | 17000 | 20 | 12.5 | 9.5 | 1.75 | 92 | 94 | 207658615
MDV | MOD33-24HFN1-MT0W-L | MCD1-24HRFN1-MT0W(GA) |  | 23600 | 26000 | 21.5 | 12.3 | 9.6 | 2.2 | 73 | 71 | 207658603
MDV | MOX430-18HFN1-MU0W-L | MUEU-18HRFN1-M(C) |  | 18000 | 20000 | 23 | 12.5 | 9.9 | 2.08 | 64 | 65 | 207658598
SMART COMFORT | DLCSRBH09AAK | DLFSHCH09XAK |  | 9000 | 12000 | 28.1 | 16.2 | 11.5 | 2 | 79 | 88 | 208447681
SMART COMFORT | DLCSRBH12AAK | DLFSHCH12XAK |  | 12000 | 12000 | 25.5 | 14 | 10.4 | 1.8 | 83 | 100 | 208447678
TEMPSTAR | DLCSRBH09AAK | DLFSHCH09XAK |  | 9000 | 12000 | 28.1 | 16.2 | 11.5 | 2 | 79 | 88 | 208447673
MIDEA | DLCSRBH09AAK | DLFSHCH09XAK |  | 9000 | 12000 | 28.1 | 16.2 | 11.5 | 2 | 79 | 88 | 208447665
MIDEA | DLCSRBH24AAK | DLFSHCH24XAK |  | 24000 | 29000 | 21.5 | 13 | 11.4 | 2.21 | 73 | 86 | 208447663
KENMORE | DLCSRBH06AAK | DLFSHCH06XAK |  | 6000 | 7000 | 26.5 | 15.8 | 13.6 | 2.1 | 121 | 107 | 208447661
MIDEA | 38MARBQ12AA3 | 40MCCAQ18XA3 |  | 12000 | 12500 | 23 | 13 | 10 | 1.8 | 76 | 88 | 210857474
AIRQUEST | DLCSRBH12AAK | DLFSOAH18XAK |  | 12000 | 12500 | 23 | 13 | 10 | 1.8 | 76 | 88 | 210857464
AIRQUEST | DLCSRBH09AAK | DLFSOAH09XAK |  | 9000 | 10900 | 24 | 13 | 12.4 | 1.8 | 90 | 96 | 210857461
SMART COMFORT | DLCSRBH09AAK | DLFSOAH09XAK |  | 9000 | 10900 | 24 | 13 | 12.4 | 1.8 | 90 | 96 | 210857457
TEMPSTAR | DLCSRBH18AAK | DLFSOAH18XAK |  | 16700 | 20000 | 19.8 | 12.5 | 11.2 | 1.93 | 73 | 84 | 210857455
KENMORE | DLCSRBH12AAK | DLFSOAH18XAK |  | 12000 | 12500 | 23 | 13 | 10 | 1.8 | 76 | 88 | 210857448
KENMORE | DLCSRBH09AAK | DLFSOAH09XAK |  | 9000 | 10900 | 24 | 13 | 12.4 | 1.8 | 90 | 96 | 210857445
HEIL | DLCSRBH18AAK | DLFSOAH18XAK |  | 16700 | 20000 | 19.8 | 12.5 | 11.2 | 1.93 | 73 | 84 | 210857439
DAY & NIGHT | DLCSRBH18AAK | DLFSOAH18XAK |  | 16700 | 20000 | 19.8 | 12.5 | 11.2 | 1.93 | 73 | 84 | 210857435
COMFORTMAKER | DLCSRBH09AAK | DLFSOAH09XAK |  | 9000 | 10900 | 24 | 13 | 12.4 | 1.8 | 90 | 96 | 210857429
ARCOAIRE | DLCSRBH18AAK | DLFSOAH18XAK |  | 16700 | 20000 | 19.8 | 12.5 | 11.2 | 1.93 | 73 | 84 | 210857427
Cooper&Hunter | CH-ES18-230VO | CH-18MCT1W-230VI |  | 18000 | 19000 | 21.8 | 12.5 | 10.7 | 2.3 | 64 | 69 | 210857419
Cooper&Hunter | CH-ES09-230VO | CH-09MCT1W-230VI |  | 9000 | 11000 | 22.5 | 13 | 11.5 | 2.34 | 73 | 70 | 210857417
DIYCOOL | ACIQ-12ZPL-HP230B | SCC-1218-HH-M |  | 12000 | 12500 | 23 | 13 | 10 | 1.8 | 76 | 88 | 210857349
DIYCOOL | ACIQ-06ZPL-HP230B | SCC-0609-HH-M |  | 6500 | 7100 | 22 | 14.5 | 10.8 | 2 | 80 | 113 | 210857347
DIYCOOL | ACIQ-24ZPL-HP230B | ACIQ-24W-HH-MC |  | 24000 | 29000 | 21.5 | 13 | 11.4 | 2.21 | 73 | 86 | 210857338
ACIQ | ACIQ-18ZPL-HP230B | SCC-1218-HH-M |  | 16700 | 20000 | 19.8 | 12.5 | 11.2 | 1.93 | 73 | 84 | 210857330
ACIQ | ACIQ-06ZPL-HP230B | SCC-0609-HH-M |  | 6500 | 7100 | 22 | 14.5 | 10.8 | 2 | 80 | 113 | 210857327
1HVAC | ACIQ-12ZPL-HP230B | ACIQ-12FM-HH-MC |  | 12000 | 12000 | 24.2 | 13.3 | 10.7 | 1.99 | 85 | 99 | 210857311
1HVAC | ACIQ-12ZPL-HP230B | SCC-1218-HH-M |  | 12000 | 12500 | 23 | 13 | 10 | 1.8 | 76 | 88 | 210857309
1HVAC | ACIQ-60ZPL-HP230B | ACIQ-60FM-HH-MB |  | 55000 | 60000 | 17.3 | 9 | 10.2 | 1.97 | 67 | 94 | 210857306
1HVAC | ACIQ-06ZPL-HP230B | ACIQ-06W-HH-MC |  | 6000 | 7000 | 26.5 | 15.8 | 13.6 | 2.1 | 121 | 107 | 210857294
MDV | MOX330-12HFN1-MW5W | MCBU-18HRFN1-MW-CA |  | 12000 | 12500 | 23 | 13 | 10 | 1.8 | 76 | 88 | 210857290
DIAMONDAIR | D2024SHO2 | DF2024CI2 |  | 24000 | 25000 | 20.5 | 11 | 11.5 | 2 | 84 | 103 | 210857272
DIAMONDAIR | D2018SHO2 | DF2018CI |  | 16000 | 17000 | 20 | 12.5 | 9.5 | 1.75 | 92 | 94 | 210857271
Cooper&Hunter | CH-ES12-230VO | CH-B12MOLVWM-230VI |  | 12000 | 12000 | 23.1 | 13 | 10.8 | 2.41 | 83 | 70 | 210799688
CTMorley | MOU-A33H-2 | MIU-A33HW-2 |  | 33000 | 35000 | 20 | 11.7 | 10 | 1.8 | 79 | 99 | 211749882
SENVILLE | SENA-33HF-OQ | SENA-33HF-IQ |  | 33000 | 35000 | 19.5 | 12 | 10 | 1.8 | 82 | 99 | 211749871
Star Air Kontrol | SAK-48-CC(OD)/220VOLT | SAK-48-20CC/220(IN) |  | 48000 | 50000 | 18.5 | 9.5 | 9.8 | 1.98 | 60 | 69 | 211726527
Star Air Kontrol | SAK-18-CC(OD)/220VOLT | SAK-18-20CC/220(IN) |  | 16000 | 19000 | 20.5 | 12.5 | 10.5 | 2.16 | 63 | 67 | 211726524
NOVAIR | LEA18SZ35SK-O | 2LEA18UUSK-I |  | 18000 | 18000 | 21.5 | 12.5 | 11.3 | 1.8 | 83 | 100 | 211709684
Alsetria | MOX430-17HFN1-MT0W | MCBU-18HRFN1-MU2W |  | 16700 | 20000 | 19.8 | 12.5 | 11.2 | 1.93 | 73 | 84 | 211644101
ECO-AIR | MOX330-09HFN1-MY5W | MCBU-09HRFN1-MW0W |  | 9000 | 10900 | 24 | 13 | 12.4 | 1.8 | 90 | 96 | 211644093
ECO-AIR | MOX230-12HFN1-MV5W | MFA2U-12HRFN1-MW5W |  | 12000 | 12000 | 25 | 13 | 11 | 2.38 | 77 | 70 | 211644090
MDV | MOCA30-12HFN1-MZ50W | MSOP1B-12HRFN1-MZ50W |  | 12000 | 12000 | 24 | 13.5 | 9.5 | 1.75 | 57 | 100 | 200059283
SMART COMFORT | DLCPRAH24AAK | DLFPHAH24XAK |  | 22000 | 24000 | 23.5 | 13.7 | 10.5 | 1.94 | 64 | 98 | 202463659
HEIL | DLCPRAH24AAK | DLFPHAH24XAK |  | 22000 | 24000 | 23.5 | 13.7 | 10.5 | 1.94 | 64 | 98 | 202463649
HEIL | DLCPRAH18AAK | DLFPHAH18XAK |  | 18000 | 18000 | 26.2 | 14.5 | 12 | 1.95 | 68 | 91 | 202463648
ARCOAIRE | DLCPRAH24AAK | DLFPHAH24XAK |  | 22000 | 24000 | 23.5 | 13.7 | 10.5 | 1.94 | 64 | 98 | 202463643
PAYNE | 38MPRAQ18AA3 | DHMPHAQ18XA3 |  | 18000 | 18000 | 26.2 | 14.5 | 12 | 1.95 | 68 | 91 | 202463638
BRYANT | 38MPRAQ24AA3 | 619PHAQ24XA3 |  | 22000 | 24000 | 23.5 | 13.7 | 10.5 | 1.94 | 64 | 98 | 202463637
BRYANT | 38MPRAQ18AA3 | 619PHAQ18XA3 |  | 18000 | 18000 | 26.2 | 14.5 | 12 | 1.95 | 68 | 91 | 202463636
CARRIER | 38MPRAQ24AA3 | 40MPHAQ24XA3 |  | 22000 | 24000 | 23.5 | 13.7 | 10.5 | 1.94 | 64 | 98 | 202463635
MDV | MOD30-22HFN1-MW5W | MSAB2F-22HRFN1-MW5W |  | 22000 | 24000 | 23.5 | 13.7 | 10.5 | 1.94 | 64 | 98 | 202415590
SMART COMFORT | DLCPRAH09AAK | DLFPHAH09XAK |  | 9000 | 10000 | 26 | 15 | 12.5 | 1.75 | 72 | 120 | 202119253
American Standard / Mitsubishi Electric | MUZ-HM15NA*** | NAXWMT15A112A* |  | 14000 | 18000 | 20 | 12 | 10 | 2.15 | 64 | 49 | 209832192
American Standard / Mitsubishi Electric | MUZ-HM18NA*** | NAXWMT18A112A* |  | 17200 | 18000 | 19 | 10.5 | 9.5 | 2.2 | 64 | 49 | 209832193
American Standard / Mitsubishi Electric | MUZ-JP09WA*** | NAXWMT09A111A* |  | 9000 | 10900 | 20 | 12 | 10 | 2.37 | 61 | 46 | 209832195
Mitsubishi Electric | MUZ-FS06NA*** | MSZ-FS06NA*** |  | 6000 | 8700 | 32.2 | 19.05 | 11.9 | 2.46 | 68 | 121 | 209832199
Mitsubishi Electric | MUZ-FS06NAH*** | MSZ-FS06NA*** |  | 6000 | 8700 | 32.2 | 19.05 | 10.9 | 2.46 | 68 | 121 | 209832200
Mitsubishi Electric | MUZ-FS09NA*** | MSZ-FS09NA*** |  | 9000 | 9600 | 29.8 | 16.05 | 10.9 | 2.4 | 61 | 118 | 209832201
Mitsubishi Electric | MUZ-FS09NAH*** | MSZ-FS09NA*** |  | 9000 | 9600 | 29.8 | 16.05 | 10 | 2.4 | 61 | 118 | 209832202
Mitsubishi Electric | MUZ-FS12NA*** | MSZ-FS12NA*** |  | 12000 | 12300 | 26.3 | 13.8 | 11.1 | 2.3 | 68 | 120 | 209832203
Mitsubishi Electric | MUZ-FS12NAH*** | MSZ-FS12NA*** |  | 12000 | 12300 | 26.3 | 13.8 | 10.4 | 2.3 | 68 | 120 | 209832204
Mitsubishi Electric | MUZ-FS15NA*** | MSZ-FS15NA*** |  | 14000 | 16000 | 22.3 | 14 | 10.4 | 2 | 63 | 121 | 209832205
Mitsubishi Electric | MUZ-FS15NAH*** | MSZ-FS15NA*** |  | 14000 | 16000 | 22.3 | 14 | 9.9 | 2 | 63 | 121 | 209832206
Mitsubishi Electric | MUZ-FS18NA*** | MSZ-FS18NA*** |  | 17200 | 19000 | 21 | 12.5 | 10.7 | 2 | 67 | 118 | 209832207
Mitsubishi Electric | MUZ-FS18NAH*** | MSZ-FS18NA*** |  | 17200 | 19000 | 21 | 12.5 | 10.3 | 2 | 67 | 118 | 209832208
Mitsubishi Electric | MUZ-JP09WA*** | MSZ-JP09WA*** |  | 9000 | 10900 | 20 | 12 | 10 | 2.37 | 61 | 46 | 209832210
Trane / Mitsubishi Electric | MUZ-GL09NA*** | NTXWST09A112A* |  | 9000 | 10900 | 24.3 | 15.4 | 10.9 | 2.45 | 61 | 46 | 209832214
Trane / Mitsubishi Electric | MUZ-GL12NA*** | NTXWST12A112A* |  | 12000 | 14400 | 23.1 | 13 | 10.7 | 2.71 | 64 | 49 | 209832215
Trane / Mitsubishi Electric | MUZ-GL15NA*** | NTXWST15A112A* |  | 14000 | 18000 | 21 | 13 | 11 | 2.79 | 67 | 54 | 209832216
Trane / Mitsubishi Electric | MUZ-GS09NA*** | NTXWST09B112A* |  | 9000 | 10900 | 28.4 | 15.4 | 10.9 | 3.32 | 60 | 43 | 209832218
Trane / Mitsubishi Electric | MUZ-GS12NA*** | NTXWST12B112A* |  | 12000 | 14400 | 25.6 | 13.05 | 10.7 | 2.55 | 63 | 47 | 209832219
Trane / Mitsubishi Electric | MUZ-HM09NA*** | NTXWMT09A112A* |  | 9000 | 10900 | 20 | 12 | 10 | 2.37 | 61 | 46 | 209832223
Trane / Mitsubishi Electric | MUZ-HM12NA*** | NTXWMT12A112A* |  | 12000 | 12200 | 20 | 9.9 | 10 | 2.33 | 62 | 48 | 209832224
Trane / Mitsubishi Electric | MUZ-HM15NA*** | NTXWMT15A112A* |  | 14000 | 18000 | 20 | 12 | 10 | 2.15 | 64 | 49 | 209832225
Trane / Mitsubishi Electric | MUZ-HM18NA*** | NTXWMT18A112A* |  | 17200 | 18000 | 19 | 10.5 | 9.5 | 2.2 | 64 | 49 | 209832226
Trane / Mitsubishi Electric | MUZ-JP09WA*** | NTXWMT09A111A* |  | 9000 | 10900 | 20 | 12 | 10 | 2.37 | 61 | 46 | 209832228
Trane / Mitsubishi Electric | NTXSMT09A111A* | MSZ-JP09WA*** |  | 9000 | 10900 | 20 | 12 | 10 | 2.37 | 100 | 46 | 209832236
Trane / Mitsubishi Electric | NTXSMT09A111A* | NAXWMT09A111A* |  | 9000 | 10900 | 20 | 12 | 10 | 2.37 | 61 | 46 | 209832237
Trane / Mitsubishi Electric | NTXSMT09A112A* | MSZ-HM09NA*** |  | 9000 | 10900 | 20 | 12 | 10 | 2.37 | 61 | 46 | 209832238
Trane / Mitsubishi Electric | NTXSMT09A112A* | NAXWMT09A112A* |  | 9000 | 10900 | 20 | 12 | 10 | 2.33 | 70 | 53 | 209832239
Trane / Mitsubishi Electric | NTXSMT12A112A* | MSZ-HM12NA*** |  | 12000 | 12200 | 20 | 9.9 | 10 | 2.33 | 62 | 48 | 209832242
Trane / Mitsubishi Electric | NTXSMT12A112A* | NAXWMT12A112A* |  | 12000 | 12200 | 20 | 9.9 | 10 | 2.33 | 62 | 48 | 209832243
Trane / Mitsubishi Electric | NTXSMT15A112A* | MSZ-HM15NA*** |  | 14000 | 18000 | 20 | 12 | 10 | 2.15 | 64 | 49 | 209832244
Trane / Mitsubishi Electric | NTXSMT15A112A* | NAXWMT15A112A* |  | 14000 | 18000 | 20 | 12 | 10 | 2.15 | 64 | 49 | 209832245
Trane / Mitsubishi Electric | NTXSMT18A112A* | MSZ-HM18NA*** |  | 17200 | 18000 | 19 | 10.5 | 9.5 | 2.2 | 64 | 49 | 209832246
Trane / Mitsubishi Electric | NTXSMT18A112A* | NAXWMT18A112A* |  | 17200 | 18000 | 19 | 10.5 | 9.5 | 2.2 | 64 | 49 | 209832247
Trane / Mitsubishi Electric | NTXSPF09A112A* | NTXFKS09A112A* |  | 9000 | 11000 | 28.7 | 15.8 | 11.3 | 2.14 | 68 | 55 | 202373716
Trane / Mitsubishi Electric | NTXSPF12A112A* | NTXFKS12A112A* |  | 12000 | 13000 | 26.7 | 13.6 | 10.6 | 2.22 | 68 | 55 | 202373717
Trane / Mitsubishi Electric | NTXSPF15A112A* | NTXFKS15A112A* |  | 15000 | 18000 | 22.2 | 13.5 | 10.7 | 2.26 | 67 | 53 | 202373718
Trane / Mitsubishi Electric | NTXSPF18A112A* | NTXFKS18A112A* |  | 17000 | 21000 | 22 | 12.6 | 10.3 | 2.14 | 61 | 45 | 202373719
Trane / Mitsubishi Electric | NTXSST09A112A* | NTXWST09A112A* |  | 9000 | 10900 | 24.3 | 15.4 | 10.9 | 2.45 | 61 | 46 | 202373732
Trane / Mitsubishi Electric | NTXSST12A112A* | NTXWST12A112A* |  | 12000 | 14400 | 23.1 | 13 | 10.7 | 2.71 | 64 | 49 | 202373733
Trane / Mitsubishi Electric | NTXSST15A112A* | NTXWST15A112A* |  | 14000 | 18000 | 21 | 13 | 11 | 2.79 | 67 | 54 | 202373734
Trane / Mitsubishi Electric | NTXSST18A112A* | NTXWST18A112A* |  | 18000 | 21600 | 20.5 | 13.4 | 10.3 | 2.23 | 64 | 50 | 202373735
Trane / Mitsubishi Electric | NTXSMT09A112A* | NTXWMT09A112A* |  | 9000 | 10900 | 20 | 12 | 10 | 2.37 | 61 | 46 | 202373737
Trane / Mitsubishi Electric | NTXSMT12A112A* | NTXWMT12A112A* |  | 12000 | 12200 | 20 | 9.9 | 10 | 2.33 | 62 | 48 | 202373738
Trane / Mitsubishi Electric | NTXSMT15A112A* | NTXWMT15A112A* |  | 14000 | 18000 | 20 | 12 | 10 | 2.15 | 64 | 49 | 202373739
Trane / Mitsubishi Electric | NTXSMT18A112A* | NTXWMT18A112A* |  | 17200 | 18000 | 19 | 10.5 | 9.5 | 2.2 | 64 | 49 | 202373740
Trane / Mitsubishi Electric | NTXSMT09A111AA | NTXWMT09A111AA |  | 9000 | 10900 | 20 | 12 | 10 | 2.37 | 61 | 46 | 202397887
Mitsubishi Electric | MUZ-GL09NA*** | MSZ-GL09NA*** |  | 9000 | 10900 | 24.3 | 15.4 | 10.9 | 2.45 | 61 | 46 | 202680594
Mitsubishi Electric | MUZ-GL12NA*** | MSZ-GL12NA*** |  | 12000 | 14400 | 23.1 | 13 | 10.7 | 2.71 | 64 | 49 | 202680595
Mitsubishi Electric | SUZ-KA18NA2 | SLZ-KF18NA* |  | 17700 | 19700 | 21 | 12.5 | 10 | 2.31 | 65 | 51 | 211289254
Trane / Mitsubishi Electric | TRUZH0241HA10NA | TPKA0A0241KA*** |  | 24000 | 28000 | 19.5 | 12.6 | 9.5 | 1.9 | 61 | 93 | 211497052
Trane / Mitsubishi Electric | TRUZH0241HA10NA | TPCA0A0241KA*** |  | 23000 | 28000 | 18.7 | 12.5 | 9.5 | 1.8 | 63 | 93 | 211497053
Trane / Mitsubishi Electric | TRUZH0241HA10NA | TPLA0A0241EA*** |  | 24000 | 28000 | 21.6 | 14 | 10 | 1.9 | 62 | 93 | 211497074
Trane / Mitsubishi Electric | NTXSKS18A112AA | NTXCKS18A112** |  | 17700 | 19700 | 21 | 12.5 | 10 | 2.31 | 65 | 51 | 211497094
Trane / Mitsubishi Electric | NTXSKS15A112AA | NTXCKS15A112** |  | 14100 | 18000 | 20.7 | 12.2 | 10.7 | 2.5 | 66 | 52 | 211497095
Trane / Mitsubishi Electric | NTXSKS12A112AA | NTXCKS12A112** |  | 12000 | 13000 | 22 | 13.3 | 9.7 | 2 | 68 | 55 | 211497096
Trane / Mitsubishi Electric | NTXSKS09A112AA | NTXCKS09A112** |  | 9000 | 11000 | 24 | 13.4 | 10 | 1.81 | 63 | 47 | 211497097
Mitsubishi Electric | MUZ-GL15NA*** | MSZ-GL15NA*** |  | 14000 | 18000 | 21 | 13 | 11 | 2.79 | 67 | 54 | 202680596
Mitsubishi Electric | MUZ-HM09NA*** | MSZ-HM09NA*** |  | 9000 | 10900 | 20 | 12 | 10 | 2.37 | 61 | 46 | 202680600
Mitsubishi Electric | MUZ-HM12NA*** | MSZ-HM12NA*** |  | 12000 | 12200 | 20 | 9.9 | 10 | 2.33 | 62 | 48 | 202680601
Mitsubishi Electric | MUZ-HM15NA*** | MSZ-HM15NA*** |  | 14000 | 18000 | 20 | 12 | 10 | 2.15 | 64 | 49 | 202680602
Mitsubishi Electric | MUZ-HM18NA*** | MSZ-HM18NA*** |  | 17200 | 18000 | 19 | 10.5 | 9.5 | 2.2 | 64 | 49 | 202680603
Mitsubishi Electric | MUFZ-KJ09NAHZ*** | NTXFKS09A112A* |  | 9000 | 11000 | 28.7 | 15.8 | 11.3 | 2.14 | 68 | 55 | 204629177
Mitsubishi Electric | MUFZ-KJ12NAHZ*** | NTXFKS12A112A* |  | 12000 | 13000 | 26.7 | 13.6 | 10.6 | 2.22 | 68 | 55 | 204629178
Mitsubishi Electric | MUFZ-KJ15NAHZ*** | NTXFKS15A112A* |  | 15000 | 18000 | 22.2 | 13.5 | 10.7 | 2.26 | 67 | 53 | 204629179
Mitsubishi Electric | MUFZ-KJ18NAHZ*** | NTXFKS18A112A* |  | 17000 | 21000 | 22 | 12.6 | 10.3 | 2.14 | 61 | 45 | 204629180
Mitsubishi Electric | SUZ-KA09NA2 | NTXCKS09A112A* |  | 9000 | 11000 | 24 | 13.4 | 10 | 1.81 | 63 | 47 | 204629199
Mitsubishi Electric | SUZ-KA12NA2 | NTXCKS12A112A* |  | 12000 | 13000 | 22 | 13.3 | 9.7 | 2 | 68 | 55 | 204629200
Mitsubishi Electric | SUZ-KA15NA2 | NTXCKS15A112A* |  | 14100 | 18000 | 20.7 | 12.2 | 10.7 | 2.5 | 66 | 52 | 204629201
Mitsubishi Electric | SUZ-KA18NA2 | NTXCKS18A112A* |  | 17700 | 19700 | 21 | 12.5 | 10 | 2.31 | 65 | 51 | 204629202
Mitsubishi Electric | NTXSKS12A112A* | SLZ-KF12NA.TH |  | 12000 | 13000 | 22 | 13.3 | 9.7 | 2 | 68 | 55 | 204629287
Mitsubishi Electric | NTXSKS15A112A* | SLZ-KF15NA.TH |  | 14100 | 18000 | 20.7 | 12.2 | 10.7 | 2.5 | 66 | 52 | 204629288
Mitsubishi Electric | NTXSKS18A112A* | SLZ-KF18NA.TH |  | 17700 | 19700 | 21 | 12.5 | 10 | 2.31 | 65 | 51 | 204629289
Trane / Mitsubishi Electric | TRUZA0121KA70** | TPKA0A0121LA*** |  | 12000 | 18000 | 21.3 | 13.3 | 10.2 | 2.07 | 59 | 42 | 211497117
Mitsubishi Electric | PUZ-A12NKA7*** | PKA-A12LA* |  | 12000 | 18000 | 21.3 | 13.3 | 10.2 | 2.07 | 59 | 42 | 211546903
Mitsubishi Electric | MUZ-FW06NAZ*** | MSZ-FW06NA*** |  | 6000 | 9000 | 35 | 21.4 | 13.3 | 2.42 | 68 | 134 | 211626451
Mitsubishi Electric | MUZ-FW09NAZ*** | MSZ-FW09NA*** |  | 9000 | 12000 | 33 | 18.4 | 13.3 | 2.59 | 63 | 96 | 211626452
Mitsubishi Electric | MUZ-FW12NAZ*** | MSZ-FW12NA*** |  | 12000 | 13200 | 29.5 | 15.3 | 12.575 | 2.59 | 69 | 87 | 211626453
Mitsubishi Electric | MUZ-FW06NAHZ*** | MSZ-FW06NA*** |  | 6000 | 9000 | 35 | 21.45 | 13 | 2.37 | 68 | 141 | 211626454
Mitsubishi Electric | MUZ-FW09NAHZ*** | MSZ-FW09NA*** |  | 9000 | 12000 | 33 | 18.35 | 13 | 2.26 | 63 | 135 | 211626455
Mitsubishi Electric | MUZ-FW12NAHZ*** | MSZ-FW12NA*** |  | 12000 | 13200 | 29.5 | 15.3 | 12.575 | 2.59 | 69 | 87 | 211626456
Mitsubishi Electric | MUFZ-KJ09NAHZ*** | NAXFKS09A112A* |  | 9000 | 11000 | 28.7 | 15.8 | 11.3 | 2.14 | 68 | 55 | 204629572
Mitsubishi Electric | MUFZ-KJ12NAHZ*** | NAXFKS12A112A* |  | 12000 | 13000 | 26.7 | 13.6 | 10.6 | 2.22 | 68 | 55 | 204629573
Mitsubishi Electric | MUFZ-KJ15NAHZ*** | NAXFKS15A112A* |  | 15000 | 18000 | 22.2 | 13.5 | 10.7 | 2.26 | 67 | 53 | 204629574
Mitsubishi Electric | MUFZ-KJ18NAHZ*** | NAXFKS18A112A* |  | 17000 | 21000 | 22 | 12.6 | 10.3 | 2.14 | 61 | 45 | 204629575
Mitsubishi Electric | PUZ-A12NKA8*** | PKA-A12LA* |  | 12000 | 18000 | 21.3 | 13.3 | 10.2 | 2.07 | 59 | 42 | 213249015
Trane / Mitsubishi Electric | NTXSPF09A112A* | NAXFKS09A112A* |  | 9000 | 11000 | 28.7 | 15.8 | 11.3 | 2.14 | 68 | 55 | 206709467
Trane / Mitsubishi Electric | NTXSPF12A112A* | NAXFKS12A112A* |  | 12000 | 13000 | 26.7 | 13.6 | 10.6 | 2.22 | 68 | 55 | 206709468
Trane / Mitsubishi Electric | NTXSPF15A112A* | NAXFKS15A112A* |  | 15000 | 18000 | 22.2 | 13.5 | 10.7 | 2.26 | 67 | 53 | 206709469
Trane / Mitsubishi Electric | NTXSPF18A112A* | NAXFKS18A112A* |  | 17000 | 21000 | 22 | 12.6 | 10.3 | 2.14 | 61 | 45 | 206709470
Trane / Mitsubishi Electric | NTXSPF09A112A* | MFZ-KJ09NA*** |  | 9000 | 11000 | 28.7 | 15.8 | 11.3 | 2.14 | 68 | 55 | 206709488
Trane / Mitsubishi Electric | NTXSPF12A112A* | MFZ-KJ12NA*** |  | 12000 | 13000 | 26.7 | 13.6 | 10.6 | 2.22 | 68 | 55 | 206709489
Trane / Mitsubishi Electric | NTXSPF15A112A* | MFZ-KJ15NA*** |  | 15000 | 18000 | 22.2 | 13.5 | 10.7 | 2.26 | 67 | 53 | 206709490
Trane / Mitsubishi Electric | NTXSPF18A112A* | MFZ-KJ18NA*** |  | 17000 | 21000 | 22 | 12.6 | 10.3 | 2.14 | 61 | 45 | 206709491
Trane / Mitsubishi Electric | PUZ-HA24NHA1 | TPCA0A0241KA70A |  | 23000 | 28000 | 18.7 | 12.5 | 9.5 | 1.8 | 63 | 93 | 206717833
Trane / Mitsubishi Electric | PUZ-HA24NHA1 | TPKA0A0241KA70A |  | 24000 | 28000 | 19.5 | 12.6 | 9.5 | 1.9 | 61 | 93 | 206717835
Trane / Mitsubishi Electric | NTXSPB06B112A* | NTXWPH06B112A* |  | 6000 | 8700 | 32.2 | 19.05 | 10.9 | 2.46 | 68 | 121 | 213361514
Trane / Mitsubishi Electric | NTXSPB06B112A* | NAXWPH06B112A* |  | 6000 | 8700 | 32.2 | 19.05 | 10.9 | 2.46 | 68 | 121 | 213361515
Trane / Mitsubishi Electric | NTXSPB09B112A* | NTXWPH09B112A* |  | 9000 | 9600 | 29.8 | 16.05 | 10 | 2.4 | 61 | 118 | 213361516
Trane / Mitsubishi Electric | NTXSPB09B112A* | NAXWPH09B112A* |  | 9000 | 9600 | 29.8 | 16.05 | 10 | 2.4 | 61 | 118 | 213361517
Trane / Mitsubishi Electric | NTXSPB12B112A* | NTXWPH12B112A* |  | 12000 | 12300 | 26.3 | 13.8 | 10.4 | 2.3 | 68 | 120 | 213361518
Trane / Mitsubishi Electric | NTXSPB12B112A* | NAXWPH12B112A* |  | 12000 | 12300 | 26.3 | 13.8 | 10.4 | 2.3 | 68 | 120 | 213361519
Trane / Mitsubishi Electric | NTXSPB15B112A* | NTXWPH15B112A* |  | 14000 | 16000 | 22.3 | 14 | 9.9 | 2 | 63 | 121 | 213361520
Trane / Mitsubishi Electric | NTXSPB15B112A* | NAXWPH15B112A* |  | 14000 | 16000 | 22.3 | 14 | 9.9 | 2 | 63 | 121 | 213361521
Trane / Mitsubishi Electric | NTXSPB18B112A* | NTXWPH18B112A* |  | 17200 | 19000 | 21 | 12.5 | 10.3 | 2 | 67 | 118 | 213361522
Trane / Mitsubishi Electric | NTXSPB18B112A* | NAXWPH18B112A* |  | 17200 | 19000 | 21 | 12.5 | 10.3 | 2 | 67 | 118 | 213361523
Trane / Mitsubishi Electric | PUZ-HA24NHA1 | TPLA0A0241EA70A |  | 24000 | 28000 | 21.6 | 14 | 10 | 1.9 | 62 | 93 | 206717836
Trane / Mitsubishi Electric | NTXSSH18A112** | NAXWST18B112** |  | 18000 | 19000 | 21.5 | 13.45 | 9.6 | 1.8 | 62 | 100 | 207705540
Trane / Mitsubishi Electric | NTXSSH12A112** | NAXWST12B112** |  | 12000 | 12300 | 21.7 | 13.05 | 9.6 | 1.84 | 62 | 100 | 207705537
Trane / Mitsubishi Electric | NTXSSH09A112** | NAXWST09B112** |  | 9000 | 9600 | 28.4 | 15.4 | 9.6 | 2.01 | 59 | 100 | 207705536
Trane / Mitsubishi Electric | NTXSSH18A112** | NTXWST18B112** |  | 18000 | 19000 | 21.5 | 13.45 | 9.6 | 1.8 | 62 | 100 | 207705533
Trane / Mitsubishi Electric | NTXSSH12A112** | NTXWST12B112** |  | 12000 | 12300 | 21.7 | 13.05 | 9.6 | 1.84 | 62 | 100 | 207705531
Trane / Mitsubishi Electric | NTXSSH09A112** | NTXWST09B112** |  | 9000 | 9600 | 28.4 | 15.4 | 9.6 | 2.01 | 59 | 100 | 207705529
Trane / Mitsubishi Electric | NTXSSH18A112** | MSZ-GS18NA*** |  | 18000 | 19000 | 21.5 | 13.45 | 9.6 | 1.8 | 62 | 100 | 207705527
Trane / Mitsubishi Electric | NTXSSH12A112** | MSZ-GS12NA*** |  | 12000 | 12300 | 21.7 | 13.05 | 9.6 | 1.84 | 62 | 100 | 207705525
Trane / Mitsubishi Electric | NTXSSH09A112** | MSZ-GS09NA*** |  | 9000 | 9600 | 28.4 | 15.4 | 9.6 | 2.01 | 59 | 100 | 207705524
Trane / Mitsubishi Electric | NTXSST24B112** | NAXWST24B112** |  | 22400 | 27600 | 21.5 | 12.6 | 10.3 | 2.1 | 64 | 71 | 207705522
Trane / Mitsubishi Electric | NTXSST18B112** | NAXWST18B112** |  | 18000 | 21600 | 21.5 | 13.45 | 10.3 | 2.41 | 62 | 46 | 207705521
Trane / Mitsubishi Electric | NTXSST15B112** | NAXWST15B112** |  | 14000 | 18000 | 21 | 12.75 | 11 | 2.03 | 67 | 78 | 207705520
Trane / Mitsubishi Electric | NTXSST12B112** | NAXWST12B112** |  | 12000 | 14400 | 25.6 | 13.05 | 10.7 | 2 | 63 | 70 | 207705519
Trane / Mitsubishi Electric | NTXSST09B112** | NAXWST09B112** |  | 9000 | 10900 | 28.4 | 15.4 | 10.9 | 2.12 | 60 | 72 | 207705517
Trane / Mitsubishi Electric | NTXSST24B112** | NTXWST24B112** |  | 22400 | 27600 | 21.5 | 12.6 | 10.3 | 2.1 | 64 | 71 | 207705516
Trane / Mitsubishi Electric | NTXSST18B112** | NTXWST18B112** |  | 18000 | 21600 | 21.5 | 13.45 | 10.3 | 2.41 | 62 | 46 | 207705515
Trane / Mitsubishi Electric | NTXSST15B112** | NTXWST15B112** |  | 14000 | 18000 | 21 | 12.75 | 11 | 2.03 | 67 | 78 | 207705513
Trane / Mitsubishi Electric | NTXSST12B112** | NTXWST12B112** |  | 12000 | 14400 | 25.6 | 13.05 | 10.7 | 2 | 63 | 70 | 207705512
Trane / Mitsubishi Electric | NTXSST09B112** | NTXWST09B112** |  | 9000 | 10900 | 28.4 | 15.4 | 10.9 | 2.12 | 60 | 72 | 207705511
Trane / Mitsubishi Electric | NTXSST24B112** | MSZ-GS24NA*** |  | 22400 | 27600 | 21.5 | 12.6 | 10.3 | 2.1 | 64 | 71 | 207705510
Trane / Mitsubishi Electric | NTXSST18B112** | MSZ-GS18NA*** |  | 18000 | 21600 | 21.5 | 13.45 | 10.3 | 2.41 | 62 | 46 | 207705509
Trane / Mitsubishi Electric | NTXSST15B112** | MSZ-GS15NA*** |  | 14000 | 18000 | 21 | 12.75 | 11 | 2.03 | 67 | 78 | 207705508
Trane / Mitsubishi Electric | NTXSST12B112** | MSZ-GS12NA*** |  | 12000 | 14400 | 25.6 | 13.05 | 10.7 | 2 | 63 | 70 | 207705506
Trane / Mitsubishi Electric | TRUZA0121KA70** | PKA-A12LA* |  | 12000 | 18000 | 21.3 | 13.3 | 10.2 | 2.07 | 59 | 42 | 214442687
Trane / Mitsubishi Electric | PUZ-A12NKA7*** | TPKA0A0121LA*** |  | 12000 | 18000 | 21.3 | 13.3 | 10.2 | 2.07 | 59 | 42 | 214442686
Trane / Mitsubishi Electric | NTXSKS09A112AA | SLZ-KF09NA* |  | 9000 | 11000 | 24 | 13.4 | 10 | 1.81 | 63 | 47 | 214236392
Trane / Mitsubishi Electric | MUZ-FS18NAH*** | NTXWPH18B112A* |  | 17200 | 19000 | 21 | 12.5 | 10.3 | 2 | 67 | 118 | 213879429
Trane / Mitsubishi Electric | MUZ-FS15NAH*** | NTXWPH15B112A* |  | 14000 | 16000 | 22.3 | 14 | 9.9 | 2 | 63 | 121 | 213879428
Trane / Mitsubishi Electric | MUZ-FS12NAH*** | NTXWPH12B112A* |  | 12000 | 12300 | 26.3 | 13.8 | 10.4 | 2.3 | 68 | 120 | 213879427
Trane / Mitsubishi Electric | MUZ-FS09NAH*** | NTXWPH09B112A* |  | 9000 | 9600 | 29.8 | 16.05 | 10 | 2.4 | 61 | 118 | 213879426
Trane / Mitsubishi Electric | MUZ-FS06NAH*** | NTXWPH06B112A* |  | 6000 | 8700 | 32.2 | 19.05 | 10.9 | 2.46 | 68 | 121 | 213879425
American Standard / Mitsubishi Electric | MUZ-FS18NAH*** | NAXWPH18B112A* |  | 17200 | 19000 | 21 | 12.5 | 10.3 | 2 | 67 | 118 | 213879424
American Standard / Mitsubishi Electric | MUZ-FS15NAH*** | NAXWPH15B112A* |  | 14000 | 16000 | 22.3 | 14 | 9.9 | 2 | 63 | 121 | 213879423
American Standard / Mitsubishi Electric | MUZ-FS12NAH*** | NAXWPH12B112A* |  | 12000 | 12300 | 26.3 | 13.8 | 10.4 | 2.3 | 68 | 120 | 213879422
American Standard / Mitsubishi Electric | MUZ-FS09NAH*** | NAXWPH09B112A* |  | 9000 | 9600 | 29.8 | 16.05 | 10 | 2.4 | 61 | 118 | 213879421
American Standard / Mitsubishi Electric | MUZ-FS06NAH*** | NAXWPH06B112A* |  | 6000 | 8700 | 32.2 | 19.05 | 10.9 | 2.46 | 68 | 121 | 213879420
Trane / Mitsubishi Electric | NTXSST09B112** | MSZ-GS09NA*** |  | 9000 | 10900 | 28.4 | 15.4 | 10.9 | 2.12 | 60 | 72 | 207705505
American Standard / Mitsubishi Electric | MUZ-GS18NAHZ*** | NAXWST18B112** |  | 18000 | 19000 | 21.5 | 13.45 | 9.6 | 1.8 | 62 | 100 | 207705502
American Standard / Mitsubishi Electric | MUZ-GS12NAHZ*** | NAXWST12B112** |  | 12000 | 12300 | 21.7 | 13.05 | 9.6 | 1.84 | 62 | 100 | 207705500
American Standard / Mitsubishi Electric | MUZ-GS09NAHZ*** | NAXWST09B112** |  | 9000 | 9600 | 28.4 | 15.4 | 9.6 | 2.01 | 59 | 100 | 207705499
Trane / Mitsubishi Electric | MUZ-GS18NAHZ*** | NTXWST18B112** |  | 18000 | 19000 | 21.5 | 13.45 | 9.6 | 1.8 | 62 | 100 | 207705496
Trane / Mitsubishi Electric | MUZ-GS12NAHZ*** | NTXWST12B112** |  | 12000 | 12300 | 21.7 | 13.05 | 9.6 | 1.84 | 62 | 100 | 207705494
Trane / Mitsubishi Electric | MUZ-GS09NAHZ*** | NTXWST09B112** |  | 9000 | 9600 | 28.4 | 15.4 | 9.6 | 2.01 | 59 | 100 | 207705492
American Standard / Mitsubishi Electric | MUZ-GS24NA*** | NAXWST24B112** |  | 22400 | 27600 | 21.5 | 12.6 | 10.3 | 2.1 | 64 | 71 | 207705491
American Standard / Mitsubishi Electric | MUZ-GS18NA*** | NAXWST18B112** |  | 18000 | 21600 | 21.5 | 13.45 | 10.3 | 2.41 | 62 | 46 | 207705490
American Standard / Mitsubishi Electric | MUZ-GS15NA*** | NAXWST15B112** |  | 14000 | 18000 | 21 | 12.75 | 11 | 2.03 | 67 | 78 | 207705488
American Standard / Mitsubishi Electric | MUZ-GS12NA*** | NAXWST12B112** |  | 12000 | 14400 | 25.6 | 13.05 | 10.7 | 2 | 63 | 70 | 207705487
American Standard / Mitsubishi Electric | MUZ-GS09NA*** | NAXWST09B112** |  | 9000 | 10900 | 28.4 | 15.4 | 10.9 | 2.12 | 60 | 72 | 207705485
Trane / Mitsubishi Electric | MUZ-GS24NA*** | NTXWST24B112** |  | 22400 | 27600 | 21.5 | 12.6 | 10.3 | 2.1 | 64 | 71 | 207705484
Trane / Mitsubishi Electric | MUZ-GS18NA*** | NTXWST18B112** |  | 18000 | 21600 | 21.5 | 13.45 | 10.3 | 2.41 | 62 | 46 | 207705483
Trane / Mitsubishi Electric | MUZ-GS15NA*** | NTXWST15B112** |  | 14000 | 18000 | 21 | 12.75 | 11 | 2.03 | 67 | 78 | 207705482
Trane / Mitsubishi Electric | MUZ-GS12NA*** | NTXWST12B112** |  | 12000 | 14400 | 25.6 | 13.05 | 10.7 | 2 | 63 | 70 | 207705480
Trane / Mitsubishi Electric | MUZ-GS09NA*** | NTXWST09B112** |  | 9000 | 10900 | 28.4 | 15.4 | 10.9 | 2.12 | 60 | 72 | 207705479
Trane / Mitsubishi Electric | NTXSKS09A112** | NTXUKS09A112** |  | 9000 | 12000 | 20.2 | 12.6 | 11.9 | 2.75 | 64 | 49 | 207699145
Trane / Mitsubishi Electric | SUZ-KA09NA2 | NTXUKS09A112** |  | 9000 | 12000 | 20.2 | 12.6 | 11.9 | 2.75 | 64 | 49 | 207699144
Trane / Mitsubishi Electric | NTXSKS18A112** | MLZ-KP18NA* |  | 18000 | 20000 | 22.9 | 12.5 | 10.5 | 2.5 | 66 | 52 | 207699142
Trane / Mitsubishi Electric | NTXSKS12A112** | NTXUKS12A112** |  | 12000 | 15400 | 21.7 | 12.2 | 10.9 | 2.45 | 64 | 50 | 207699141
Trane / Mitsubishi Electric | NTXSKS12A112** | MLZ-KP12NA* |  | 12000 | 15400 | 21.7 | 12.2 | 10.9 | 2.45 | 64 | 50 | 207699140
Trane / Mitsubishi Electric | NTXSKS09A112** | MLZ-KP09NA* |  | 9000 | 12000 | 20.2 | 12.6 | 11.9 | 2.75 | 64 | 49 | 207699139
Trane / Mitsubishi Electric | SUZ-KA18NA2 | NTXUKS18A112** |  | 18000 | 20000 | 22.9 | 12.5 | 10.5 | 2.5 | 66 | 52 | 207699131
Trane / Mitsubishi Electric | SUZ-KA12NA2 | NTXUKS12A112** |  | 12000 | 13000 | 22 | 13.3 | 9.7 | 2 | 68 | 55 | 207699129
Mitsubishi Electric | SUZ-KA12NA2 | MLZ-KP12NA* |  | 12000 | 15400 | 21.7 | 12.2 | 10.9 | 2.45 | 64 | 50 | 207699122
Mitsubishi Electric | SUZ-KA09NA2 | MLZ-KP09NA* |  | 9000 | 12000 | 20.2 | 12.6 | 11.9 | 2.75 | 64 | 49 | 207699119
Mitsubishi Electric | MUZ-GS18NAHZ*** | MSZ-GS18NA*** |  | 18000 | 19000 | 21.5 | 13.45 | 9.6 | 1.8 | 62 | 100 | 207679255
Mitsubishi Electric | MUZ-GS12NAHZ*** | MSZ-GS12NA*** |  | 12000 | 12300 | 21.7 | 13.05 | 9.6 | 1.84 | 62 | 100 | 207679253
Mitsubishi Electric | MUZ-GS09NAHZ*** | MSZ-GS09NA*** |  | 9000 | 9600 | 28.4 | 15.4 | 9.6 | 2.01 | 59 | 100 | 207679252
Mitsubishi Electric | MUZ-GS24NAH*** | MSZ-GS24NA*** |  | 22400 | 27600 | 21.5 | 12.6 | 10.1 | 2.1 | 64 | 71 | 207679251
Mitsubishi Electric | MUZ-GS15NAH*** | MSZ-GS15NA*** |  | 14000 | 18000 | 21 | 12.75 | 10.4 | 2.03 | 67 | 78 | 207679249
Mitsubishi Electric | MUZ-GS12NAH*** | MSZ-GS12NA*** |  | 12000 | 14400 | 25.6 | 13.05 | 10 | 2 | 63 | 70 | 207679248
Mitsubishi Electric | MUZ-GS09NAH*** | MSZ-GS09NA*** |  | 9000 | 10900 | 28.4 | 15.4 | 10.2 | 2.12 | 60 | 72 | 207679247
Mitsubishi Electric | MUZ-GS24NA*** | MSZ-GS24NA*** |  | 22400 | 27600 | 21.5 | 12.6 | 10.3 | 2.1 | 64 | 71 | 207679246
Mitsubishi Electric | MUZ-GS18NA*** | MSZ-GS18NA*** |  | 18000 | 21600 | 21.5 | 13.45 | 10.3 | 2.41 | 62 | 46 | 207679245
Mitsubishi Electric | MUZ-GS15NA*** | MSZ-GS15NA*** |  | 14000 | 18000 | 21 | 12.75 | 11 | 2.03 | 67 | 78 | 207679244
Mitsubishi Electric | MUZ-GS12NA*** | MSZ-GS12NA*** |  | 12000 | 14400 | 25.6 | 13.05 | 10.7 | 2 | 63 | 70 | 207679243
Mitsubishi Electric | MUZ-GS09NA*** | MSZ-GS09NA*** |  | 9000 | 10900 | 28.4 | 15.4 | 10.9 | 2.12 | 60 | 72 | 207679242
Trane / Mitsubishi Electric | TRUZH0241HA10** | PLA-A24EA**** |  | 24000 | 28000 | 21.6 | 14 | 10 | 1.9 | 62 | 93 | 206720350
Trane / Mitsubishi Electric | TRUZH0241HA10** | PKA-A24KA**** |  | 24000 | 28000 | 19.5 | 12.6 | 9.5 | 1.9 | 61 | 93 | 206720349
Trane / Mitsubishi Electric | TRUZH0241HA10** | PCA-A24KA**** |  | 23000 | 28000 | 18.7 | 12.5 | 9.5 | 1.8 | 63 | 93 | 206720348
Mitsubishi Electric | SUZ-KA15NA2 | SLZ-KF15NA* |  | 14100 | 18000 | 20.7 | 12.2 | 10.7 | 2.5 | 66 | 52 | 211289251
Mitsubishi Electric | SUZ-KA12NA2 | SLZ-KF12NA* |  | 12000 | 13000 | 22 | 13.3 | 9.7 | 2 | 68 | 55 | 211289247
Mitsubishi Electric | SUZ-KA09NA2 | SLZ-KF09NA* |  | 9000 | 11000 | 24 | 13.4 | 10 | 1.81 | 63 | 47 | 211289244
Mitsubishi Electric | MUFZ-KJ12NAHZ*** | MFZ-KJ12NA*** |  | 12000 | 13000 | 26.7 | 13.6 | 10.6 | 2.22 | 68 | 55 | 210819460
Mitsubishi Electric | MUFZ-KJ09NAHZ*** | MFZ-KJ09NA*** |  | 9000 | 11000 | 28.7 | 15.8 | 11.3 | 2.14 | 68 | 55 | 210819459
Mitsubishi Electric | MUFZ-KJ18NAHZ*** | MFZ-KJ18NA*** |  | 17000 | 21000 | 22 | 12.6 | 10.3 | 2.14 | 61 | 45 | 210819448
Mitsubishi Electric | MUFZ-KJ15NAHZ*** | MFZ-KJ15NA*** |  | 15000 | 18000 | 22.2 | 13.5 | 10.7 | 2.26 | 67 | 53 | 210819447
Trane / Mitsubishi Electric | NTXSPB18B112A* | MSZ-FS18NA*** |  | 17200 | 19000 | 21 | 12.5 | 10.3 | 2 | 67 | 118 | 209833003
Trane / Mitsubishi Electric | NTXSPH18B112A* | NAXWPH18B112A* |  | 17200 | 19000 | 21 | 12.5 | 10.7 | 2 | 67 | 118 | 209833002
Trane / Mitsubishi Electric | NTXSPH18B112A* | MSZ-FS18NA*** |  | 17200 | 19000 | 21 | 12.5 | 10.7 | 2 | 67 | 118 | 209833001
Trane / Mitsubishi Electric | MUZ-FS18NA*** | NTXWPH18B112A* |  | 17200 | 19000 | 21 | 12.5 | 10.7 | 2 | 67 | 118 | 209833000
American Standard / Mitsubishi Electric | MUZ-FS18NA*** | NAXWPH18B112A* |  | 17200 | 19000 | 21 | 12.5 | 10.7 | 2 | 67 | 118 | 209832999
Trane / Mitsubishi Electric | NTXSPB15B112A* | MSZ-FS15NA*** |  | 14000 | 16000 | 22.3 | 14 | 9.9 | 2 | 63 | 121 | 209832998
Trane / Mitsubishi Electric | NTXSPH15B112A* | NAXWPH15B112A* |  | 14000 | 16000 | 22.3 | 14 | 10.4 | 2 | 63 | 121 | 209832997
Trane / Mitsubishi Electric | NTXSPH15B112A* | MSZ-FS15NA*** |  | 14000 | 16000 | 22.3 | 14 | 10.4 | 2 | 63 | 121 | 209832996
Trane / Mitsubishi Electric | MUZ-FS15NA*** | NTXWPH15B112A* |  | 14000 | 16000 | 22.3 | 14 | 10.4 | 2 | 63 | 121 | 209832995
American Standard / Mitsubishi Electric | MUZ-FS15NA*** | NAXWPH15B112A* |  | 14000 | 16000 | 22.3 | 14 | 10.4 | 2 | 63 | 121 | 209832994
Trane / Mitsubishi Electric | NTXSPB12B112A* | MSZ-FS12NA*** |  | 12000 | 12300 | 26.3 | 13.8 | 10.4 | 2.3 | 68 | 120 | 209832993
Trane / Mitsubishi Electric | NTXSPH12B112A* | NAXWPH12B112A* |  | 12000 | 12300 | 26.3 | 13.8 | 11.1 | 2.3 | 68 | 120 | 209832992
Trane / Mitsubishi Electric | NTXSPH12B112A* | MSZ-FS12NA*** |  | 12000 | 12300 | 26.3 | 13.8 | 11.1 | 2.3 | 68 | 120 | 209832991
Trane / Mitsubishi Electric | MUZ-FS12NA*** | NTXWPH12B112A* |  | 12000 | 12300 | 26.3 | 13.8 | 11.1 | 2.3 | 68 | 120 | 209832990
American Standard / Mitsubishi Electric | MUZ-FS12NA*** | NAXWPH12B112A* |  | 12000 | 12300 | 26.3 | 13.8 | 11.1 | 2.3 | 68 | 120 | 209832989
Trane / Mitsubishi Electric | NTXSPB09B112A* | MSZ-FS09NA*** |  | 9000 | 9600 | 29.8 | 16.05 | 10 | 2.4 | 61 | 118 | 209832988
Trane / Mitsubishi Electric | NTXSPH09B112A* | NAXWPH09B112A* |  | 9000 | 9600 | 29.8 | 16.05 | 10.9 | 2.4 | 61 | 118 | 209832987
Trane / Mitsubishi Electric | NTXSPH09B112A* | MSZ-FS09NA*** |  | 9000 | 9600 | 29.8 | 16.05 | 10.9 | 2.4 | 61 | 118 | 209832986
Trane / Mitsubishi Electric | MUZ-FS09NA*** | NTXWPH09B112A* |  | 9000 | 9600 | 29.8 | 16.05 | 10.9 | 2.4 | 61 | 118 | 209832985
American Standard / Mitsubishi Electric | MUZ-FS09NA*** | NAXWPH09B112A* |  | 9000 | 9600 | 29.8 | 16.05 | 10.9 | 2.4 | 61 | 118 | 209832984
Trane / Mitsubishi Electric | NTXSPB06B112A* | MSZ-FS06NA*** |  | 6000 | 8700 | 32.2 | 19.05 | 10.9 | 2.46 | 68 | 121 | 209832983
Trane / Mitsubishi Electric | NTXSPH06B112A* | NAXWPH06B112A* |  | 6000 | 8700 | 32.2 | 19.05 | 11.9 | 2.46 | 68 | 121 | 209832982
Trane / Mitsubishi Electric | NTXSPH06B112A* | MSZ-FS06NA*** |  | 6000 | 8700 | 32.2 | 19.05 | 11.9 | 2.46 | 68 | 121 | 209832981
Trane / Mitsubishi Electric | MUZ-FS06NA*** | NTXWPH06B112A* |  | 6000 | 8700 | 32.2 | 19.05 | 11.9 | 2.46 | 68 | 121 | 209832980
American Standard / Mitsubishi Electric | MUZ-FS06NA*** | NAXWPH06B112A* |  | 6000 | 8700 | 32.2 | 19.05 | 11.9 | 2.46 | 68 | 121 | 209832979
Trane / Mitsubishi Electric | NTXSST18A112A* | NAXWST18A112A* |  | 18000 | 21600 | 20.5 | 13.4 | 10.3 | 2.23 | 64 | 50 | 209832346
Trane / Mitsubishi Electric | NTXSST18A112A* | MSZ-GL18NA*** |  | 18000 | 21600 | 20.5 | 13.4 | 10.3 | 2.23 | 64 | 50 | 209832345
Trane / Mitsubishi Electric | MUZ-GL18NA*** | NTXWST18A112A* |  | 18000 | 21600 | 20.5 | 13.4 | 10.3 | 2.23 | 64 | 50 | 209832343
American Standard / Mitsubishi Electric | MUZ-GL18NA*** | NAXWST18A112A* |  | 18000 | 21600 | 20.5 | 13.4 | 10.3 | 2.23 | 64 | 50 | 209832342
Mitsubishi Electric | MUZ-GL18NA*** | MSZ-GL18NA*** |  | 18000 | 21600 | 20.5 | 13.4 | 10.3 | 2.23 | 64 | 50 | 209832268
Trane / Mitsubishi Electric | NTXSPH18B112A* | NTXWPH18B112A* |  | 17200 | 19000 | 21 | 12.5 | 10.7 | 2 | 67 | 118 | 209832262
Trane / Mitsubishi Electric | NTXSPH15B112A* | NTXWPH15B112A* |  | 14000 | 16000 | 22.3 | 14 | 10.4 | 2 | 63 | 121 | 209832261
Trane / Mitsubishi Electric | NTXSPH12B112A* | NTXWPH12B112A* |  | 12000 | 12300 | 26.3 | 13.8 | 11.1 | 2.3 | 68 | 120 | 209832260
Trane / Mitsubishi Electric | NTXSPH09B112A* | NTXWPH09B112A* |  | 9000 | 9600 | 29.8 | 16.05 | 10.9 | 2.4 | 61 | 118 | 209832259
Trane / Mitsubishi Electric | NTXSPH06B112A* | NTXWPH06B112A* |  | 6000 | 8700 | 32.2 | 19.05 | 11.9 | 2.46 | 68 | 121 | 209832258
Trane / Mitsubishi Electric | NTXSST15A112A* | NAXWST15A112A* |  | 14000 | 18000 | 21 | 13 | 11 | 2.79 | 67 | 54 | 209832255
Trane / Mitsubishi Electric | NTXSST15A112A* | MSZ-GL15NA*** |  | 14000 | 18000 | 21 | 13 | 11 | 2.79 | 67 | 54 | 209832254
Trane / Mitsubishi Electric | NTXSST12A112A* | NAXWST12A112A* |  | 12000 | 14400 | 23.1 | 13 | 10.7 | 2.71 | 64 | 49 | 209832253
Trane / Mitsubishi Electric | NTXSST12A112A* | MSZ-GL12NA*** |  | 12000 | 14400 | 23.1 | 13 | 10.7 | 2.71 | 64 | 49 | 209832252
Trane / Mitsubishi Electric | NTXSST09A112A* | NAXWST09A112A* |  | 9000 | 10900 | 24.3 | 15.4 | 10.9 | 2.45 | 61 | 46 | 209832251
Trane / Mitsubishi Electric | NTXSST09A112A* | MSZ-GL09NA*** |  | 9000 | 10900 | 24.3 | 15.4 | 10.9 | 2.45 | 61 | 46 | 209832250
American Standard / Mitsubishi Electric | MUZ-HM12NA*** | NAXWMT12A112A* |  | 12000 | 12200 | 20 | 9.9 | 10 | 2.33 | 62 | 48 | 209832191
American Standard / Mitsubishi Electric | MUZ-HM09NA*** | NAXWMT09A112A* |  | 9000 | 10900 | 20 | 12 | 10 | 2.37 | 61 | 46 | 209832190
American Standard / Mitsubishi Electric | MUZ-GL15NA*** | NAXWST15A112A* |  | 14000 | 18000 | 21 | 13 | 11 | 2.79 | 67 | 54 | 209832188
American Standard / Mitsubishi Electric | MUZ-GL12NA*** | NAXWST12A112A* |  | 12000 | 14400 | 23.1 | 13 | 10.7 | 2.71 | 64 | 49 | 209832187
American Standard / Mitsubishi Electric | MUZ-GL09NA*** | NAXWST09A112A* |  | 9000 | 10900 | 24.3 | 15.4 | 10.9 | 2.45 | 61 | 46 | 209832186
ELIOS | DEA12HOS28230E8 | DUB12HIFU230X5A |  | 12000 | 12000 | 24.2 | 13.3 | 10.7 | 1.99 | 85 | 99 | 214844432
ELIOS | DEA12HOS25230E8 | DUB12HIFU230X5A |  | 12000 | 12000 | 25 | 13 | 11 | 2.38 | 77 | 70 | 214844431
HAXXAIR | HVHSC-24T2D | HAH-24T2D |  | 24000 | 26000 | 18.5 | 12.5 | 10 | 2.2 | 73 | 73 | 214855369
HAXXAIR | HVHSC-36T2D | HAH-36T2D |  | 36000 | 36000 | 18 | 10.65 | 9.8 | 2.28 | 78 | 74 | 214855370
HAXXAIR | HVHSC-18T2D | HAH-18T2D |  | 18000 | 19000 | 22 | 13.1 | 9.6 | 2.3 | 63 | 70 | 214855372
MDV | MOE30-48HFN10-M2 | MCD-48HRFN10-M2-D |  | 48000 | 50000 | 19 | 9.5 | 9.9 | 2.11 | 73 | 81 | 214855548
MDV | MOD30-36HFN10-M2 | MCD-36HRFN10-M2-D |  | 36000 | 38000 | 20 | 9.6 | 10.3 | 2.2 | 71 | 70 | 214855546
MDV | MOE30-48HFN10-M2X | MCD-48HRFN10-M2-D |  | 48000 | 53000 | 18 | 10 | 11 | 1.96 | 83 | 90 | 214855543
MDV | MOX630-36HFN10-M2X | MCD-36HRFN10-M2-D |  | 36600 | 37000 | 21.2 | 12 | 10.6 | 1.95 | 83 | 100 | 214855541
MDV | MOD30-30HFN10-M1E | MSEPD-30HRFN10-M1E-D |  | 30000 | 30000 | 20.5 | 12 | 9.5 | 2.03 | 68 | 67 | 214855538
MDV | MOD30-24HFN10-M1 | MUE-24HRFN10-M1-D |  | 24000 | 24400 | 21.1 | 12.2 | 11.1 | 2.27 | 82 | 76 | 214855531
MDV | MOD30-24HFN10-M1 | MCD-24HRFN10-M1-D |  | 24000 | 25000 | 22 | 12 | 10.5 | 2.3 | 82 | 74 | 214855530
MDV | MOD30-24HFN10-M1 | MSEPD-24HRFN10-M1-D |  | 24000 | 25000 | 23 | 14 | 11.7 | 2.54 | 75 | 78 | 214855529
MDV | MOE30-48HFN10-M2 | MCD-48HRFN10-M2 |  | 48000 | 50000 | 19.1 | 9.5 | 9.9 | 2.11 | 73 | 81 | 214855495
MDV | MOD30-36HFN10-M2 | MCD-36HRFN10-M2 |  | 36000 | 38000 | 20 | 9.7 | 10.4 | 2.2 | 71 | 70 | 214855494
MDV | MOE30-48HFN10-M2X | MCD-48HRFN10-M2 |  | 48000 | 53000 | 18.2 | 10 | 11 | 1.96 | 83 | 90 | 214855491
MDV | MOX630-36HFN10-M2X | MCD-36HRFN10-M2 |  | 36600 | 37000 | 21.3 | 12 | 10.6 | 1.95 | 83 | 100 | 214855489
MDV | MOD30-24HFN10-M1 | MUE-24HRFN10-M1 |  | 24000 | 24400 | 21.2 | 12.2 | 11.1 | 2.27 | 82 | 76 | 214855488
MDV | MOD30-24HFN10-M1 | MCD-24HRFN10-M1 |  | 24000 | 25000 | 22.1 | 12 | 10.5 | 2.3 | 82 | 74 | 214855487
MDV | MOX430-18HFN10-M1 | MUE-18HRFN10-M1 |  | 18000 | 18000 | 22.4 | 12.5 | 10.4 | 2.05 | 76 | 71 | 214855486
MDV | MOD30-24HFN10-M1X | MUE-24HRFN10-M1 |  | 22000 | 26000 | 20.5 | 12 | 12.1 | 2.16 | 78 | 93 | 214855485
MDV | MOD30-24HFN10-M1X | MCD-24HRFN10-M1 |  | 23400 | 25000 | 20.8 | 12 | 11.6 | 2.23 | 82 | 95 | 214855484
MDV | MOX430-18HFN10-M1X | MUE-18HRFN10-M1 |  | 17000 | 19000 | 20.5 | 12.6 | 10.3 | 1.86 | 76 | 89 | 214855483
MDV | MOD30-30HFN10-M1E | MSEPD-30HRFN10-M1E |  | 30000 | 30000 | 20.5 | 12 | 9.5 | 2.03 | 68 | 67 | 214855469
MDV | MOX330-18HFN10-M1E | MSAB3D-18HRFN10-M1E |  | 18000 | 18800 | 19.2 | 10.8 | 9.6 | 2.14 | 65 | 61 | 214855464
MDV | MOD30-24HFN10-M1 | MSEPD-24HRFN10-M1 |  | 24000 | 25000 | 23.1 | 14 | 11.7 | 2.54 | 75 | 78 | 214855454
MDV | MOD30-24HFN10-M1 | MSAG11D-23HRFN10-M1 |  | 24000 | 25000 | 23.5 | 13 | 10 | 2.15 | 78 | 71 | 214855453
MDV | MOD30-24HFN10-M1 | MSAB3E-24HRFN10-M1 |  | 24000 | 24000 | 21 | 12 | 9.5 | 2.13 | 70 | 71 | 214855452
MDV | MOX430-18HFN10-M1 | MCA4-18HRFN10-M1 |  | 16800 | 18000 | 20.8 | 12.5 | 11.4 | 2.2 | 77 | 71 | 214855449
MDV | MOX430-18HFN10-M1 | MCB-18HRFN10-M1 |  | 18000 | 18000 | 22.3 | 12.5 | 12.2 | 2.24 | 78 | 73 | 214855448
MDV | MOX430-18HFN10-M1 | MSEPC-18HRFN10-M1 |  | 18000 | 18000 | 23.5 | 12.8 | 10.8 | 2.1 | 76 | 71 | 214855447
MDV | MOX430-18HFN10-M1 | MSAG11D-18HRFN10-M1 |  | 18000 | 18000 | 24 | 13.5 | 11.1 | 2.35 | 72 | 72 | 214855446
MDV | MOX430-18HFN10-M1 | MSAB3E-18HRFN10-M1 |  | 18000 | 18000 | 23.7 | 13.5 | 11.9 | 2.4 | 78 | 74 | 214855445
MDV | MOX230-12HFN10-M1 | MCA4M-12HRFN10-M1 |  | 12000 | 12000 | 21.2 | 12.5 | 10.4 | 2.4 | 71 | 70 | 214855442
MDV | MOX230-12HFN10-M1 | MCBM-12HRFN10-M1 |  | 12000 | 12000 | 22.2 | 12.3 | 10.1 | 2.48 | 72 | 72 | 214855441
MDV | MOX230-12HFN10-M1 | MSEPBM-12HRFN10-M1 |  | 12000 | 12000 | 25.5 | 13.1 | 10.7 | 2.3 | 78 | 70 | 214855440
MDV | MOX230-12HFN10-M1 | MSAG11BM-12HRFN10-M1 |  | 12000 | 12000 | 23.1 | 12.2 | 11.5 | 2.35 | 80 | 72 | 214855439
MDV | MOX230-12HFN10-M1 | MSAB3BM-12HRFN10-M1 |  | 12000 | 12000 | 23.1 | 12.2 | 10.2 | 2.2 | 76 | 70 | 214855438
MDV | MOX230-09HFN10-M1 | MCA4M-12HRFN10-M1 |  | 9000 | 10000 | 21.7 | 14.3 | 11.3 | 2.17 | 85 | 83 | 214855434
MDV | MOX230-09HFN10-M1 | MCA4-09HRFN10-M1 |  | 9000 | 10000 | 21.7 | 14.3 | 11.3 | 2.17 | 85 | 83 | 214855433
MDV | MOX230-09HFN10-M1 | MCBM-12HRFN10-M1 |  | 9000 | 11000 | 22.2 | 14.4 | 11.8 | 2.18 | 72 | 73 | 214855432
MDV | MOX230-09HFN10-M1 | MCB-09HRFN10-M1 |  | 9000 | 11000 | 22.2 | 14.4 | 11.8 | 2.18 | 72 | 73 | 214855431
MDV | MOX230-09HFN10-M1 | MSEPB-09HRFN10-M1 |  | 9000 | 10000 | 26 | 14.9 | 12.5 | 2.36 | 81 | 80 | 214855430
MDV | MOX230-09HFN10-M1 | MSAG11B-09HRFN10-M1 |  | 9000 | 10000 | 24.6 | 14.7 | 13 | 2.33 | 86 | 82 | 214855429
MDV | MOX230-09HFN10-M1 | MSAB3B-09HRFN10-M1 |  | 9000 | 10000 | 24.6 | 14.4 | 13 | 2.26 | 86 | 81 | 214855428
MDV | MOX230-12HFN10-B1 | MSEPB-12HRFN10-B1 |  | 12000 | 12000 | 23.5 | 13 | 9.5 | 2.33 | 73 | 64 | 214855427
MDV | MOX230-12HFN10-B1 | MSAG11B-12HRFN10-B1 |  | 12000 | 12000 | 23.2 | 12.5 | 10.4 | 2.2 | 73 | 61 | 214855426
MDV | MOX230-12HFN10-B1 | MSAB3B-12HRFN10-B1 |  | 12000 | 12000 | 23.5 | 12.5 | 10.1 | 2.24 | 76 | 65 | 214855425
MDV | MOD30-33HFN10-M1X | MSEPD-33HRFN10-M1 |  | 33000 | 36000 | 19.6 | 12 | 10.5 | 1.98 | 83 | 97 | 214855421
MDV | MOD30-24HFN10-M1X | MSAG11D-23HRFN10-M1 |  | 23000 | 26000 | 22.3 | 12.5 | 13.3 | 2 | 83 | 92 | 214855419
MDV | MOD30-24HFN10-M1X | MSEPD-24HRFN10-M1 |  | 24000 | 29000 | 21.2 | 13 | 13.5 | 2.34 | 72 | 83 | 214855418
MDV | MOX430-18HFN10-M1X | MCA4-18HRFN10-M1 |  | 16000 | 19000 | 20 | 12.5 | 12.4 | 1.9 | 78 | 89 | 214855415
MDV | MOX430-18HFN10-M1X | MCB-18HRFN10-M1 |  | 16700 | 20000 | 20.7 | 12.5 | 12.2 | 1.89 | 73 | 88 | 214855414
MDV | MOX330-12HFN10-M1X | MCA4M-12HRFN10-M1 |  | 12000 | 12000 | 22.3 | 12.7 | 11.6 | 2 | 83 | 96 | 214855411
MDV | MOX330-12HFN10-M1X | MCBM-12HRFN10-M1 |  | 12000 | 12500 | 23 | 13 | 10.2 | 2 | 77 | 92 | 214855410
MDV | MOX330-09HFN10-M1X | MCA4M-12HRFN10-M1 |  | 9000 | 10000 | 22.7 | 14 | 12.2 | 1.84 | 97 | 110 | 214855406
MDV | MOX330-09HFN10-M1X | MCA4-09HRFN10-M1 |  | 9000 | 10000 | 22.7 | 14 | 12.2 | 1.84 | 97 | 110 | 214855405
MDV | MOX330-09HFN10-M1X | MCBM-12HRFN10-M1 |  | 9000 | 10900 | 24 | 14.7 | 12.2 | 1.83 | 83 | 97 | 214855404
MDV | MOX330-09HFN10-M1X | MCB-09HRFN10-M1 |  | 9000 | 10900 | 24 | 14.7 | 12.2 | 1.83 | 83 | 97 | 214855403
MDV | MOX230-06HFN10-M1X | MCBM-12HRFN10-M1 |  | 6500 | 7400 | 22 | 15.2 | 12 | 2.4 | 95 | 109 | 214855401
MDV | MOX230-06HFN10-M1X | MCB-06HRFN10-M1 |  | 6500 | 7400 | 22 | 15.2 | 12 | 2.4 | 95 | 109 | 214855400
MDV | MOX430-12HFN10-M1H | MSEPC-12HRFN10-M1H |  | 12000 | 12000 | 29.5 | 14.3 | 14.5 | 2 | 92 | 113 | 214855398
MDV | MOX430-18HFN10-M1X | MSEPC-18HRFN10-M1 |  | 18000 | 18000 | 21.5 | 12.5 | 11 | 1.92 | 83 | 100 | 214311116
MDV | MOX230-06HFN10-M1X | MSEPB-06HRFN10-M1 |  | 6000 | 7000 | 25.7 | 18 | 14.8 | 2.39 | 113 | 110 | 214311115
MDV | MOX230-06HFN10-M1X | MSAG11A-06HRFN10-M1 |  | 6000 | 7000 | 25.3 | 16 | 14.6 | 2.3 | 109 | 107 | 214311113
MDV | MOX330-12HFN10-M1X | MSEPBM-12HRFN10-M1 |  | 12000 | 12000 | 25.5 | 13.5 | 10.5 | 1.8 | 82 | 96 | 214311112
MDV | MOX330-12HFN10-M1X | MSAG11BM-12HRFN10-M1 |  | 12000 | 12000 | 24 | 13.2 | 10.5 | 1.8 | 83 | 96 | 214311109
MDV | MOX330-09HFN10-M1X | MSAG11B-09HRFN10-M1 |  | 9000 | 12000 | 26 | 15 | 12.5 | 1.8 | 83 | 96 | 214311107
MDV | MOX130-09HFN10-M1L | MSAFB-09HRDN10-M1L |  | 9000 | 10000 | 19 | 10.9 | 9.7 | 2.15 | 80 | 70 | 214861339
MDV | MOD30-33HFN10-M1X | MSAG11F-33HRFN10-M1 |  | 33000 | 36000 | 20 | 11.7 | 10.5 | 1.91 | 82 | 96 | 214861336
LG | KUSXB481A. | KNSCB481A |  | 48000 | 51000 | 21.2 | 12.1 | 10.4 | 1.96 | 63 | 78 | 214825959
HISENSE | AST-1224TUO | AST-1224DLSI |  | 12000 | 12000 | 23 | 12.25 | 10 | 2 | 90 | 92 | 214232473
FRIEDRICH | FPHSR12A3B | FAHFW12A3A |  | 12000 | 12000 | 23 | 12.25 | 10 | 2 | 90 | 92 | 214237688
HISENSE | AST-12UW3TXG00 | AST-12UW3TXG**00 |  | 12000 | 12000 | 23 | 12.25 | 10 | 2 | 90 | 92 | 214232472
HISENSE | AST-12UW3TXE00 | AST-12UW3TXE**00 |  | 12000 | 12000 | 23 | 12.25 | 10 | 2 | 90 | 92 | 214232471
FRIEDRICH | FPHSR09A3B | FAHFW09A3A |  | 9000 | 9000 | 25 | 13.65 | 11 | 2.1 | 100 | 100 | 214232408
HISENSE | AST-09UW3TXG00 | AST-09UW3TXG**00 |  | 9000 | 9000 | 25 | 13.65 | 11 | 2.1 | 100 | 100 | 214229584
HISENSE | AST-09UW3TXE00 | AST-09UW3TXE**00 |  | 9000 | 9000 | 25 | 13.65 | 11 | 2.1 | 100 | 100 | 214215188
FRIEDRICH | FPHSR18A3B | FAHFW18A3A |  | 18000 | 18000 | 21 | 12.95 | 10 | 1.9 | 100 | 100 | 214142519
HISENSE | AST-18UW3TBN00 | AST-18UW3TBN**00 |  | 18000 | 18000 | 21 | 12.95 | 10 | 1.9 | 100 | 100 | 214097914
HISENSE | AST-18UW3TBB00 | AST-18UW3TBB**00 |  | 18000 | 18000 | 21 | 12.95 | 10 | 1.9 | 100 | 100 | 214097913
HISENSE | AST-2424TUO | AST-2424DLSI |  | 24000 | 24000 | 22.5 | 12.25 | 9.5 | 1.8 | 92 | 83 | 214091821
FRIEDRICH | FPHSR24A3B | FAHFW24A3A |  | 24000 | 24000 | 22.5 | 12.25 | 9.5 | 1.8 | 92 | 83 | 214091820
HISENSE | AST-24UW3TKN00 | AST-24UW3TKN**00 |  | 24000 | 24000 | 22.5 | 12.25 | 9.5 | 1.8 | 92 | 83 | 214081399
HISENSE | AST-24UW3TKB00 | AST-24UW3TKB**00 |  | 24000 | 24000 | 22.5 | 12.25 | 9.5 | 1.8 | 92 | 83 | 214081398
MDV | MOD30-24HFN10-M1X | MUE-24HRFN10-M1-D |  | 22000 | 26000 | 20.4 | 12 | 12.1 | 2.16 | 78 | 93 | 214855573
MDV | MOD30-24HFN10-M1X | MCD-24HRFN10-M1-D |  | 23400 | 25000 | 20.7 | 12 | 11.6 | 2.23 | 82 | 95 | 214855572
MDV | MOX430-18HFN10-M1X | MUE-18HRFN10-M1-D |  | 17000 | 19000 | 20.4 | 12.5 | 10.3 | 1.86 | 76 | 89 | 214855571
MDV | MOX430-18HFN10-M1X | MCA4-18HRFN10-M1-D |  | 16000 | 19000 | 20 | 12.5 | 12.3 | 1.9 | 78 | 89 | 214855569
MDV | MOX430-18HFN10-M1X | MCB-18HRFN10-M1-D |  | 16700 | 20000 | 20.6 | 12.5 | 12.2 | 1.89 | 73 | 88 | 214855568
MDV | MOX430-18HFN10-M1X | MSEPC-18HRFN10-M1-D |  | 18000 | 18000 | 21.4 | 12.5 | 11 | 1.92 | 83 | 100 | 214855567
MDV | MOX330-12HFN10-M1X | MCA4M-12HRFN10-M1-D |  | 12000 | 12000 | 22.2 | 12.5 | 11.6 | 2 | 83 | 96 | 214855565
MDV | MOX330-12HFN10-M1X | MCBM-12HRFN10-M1-D |  | 12000 | 12500 | 23 | 13 | 10 | 2 | 77 | 92 | 214855564
MDV | MOX330-12HFN10-M1X | MSEPBM-12HRFN10-M1-D |  | 12000 | 12000 | 25.4 | 13.4 | 10.5 | 1.8 | 82 | 96 | 214855563
MDV | MOX330-09HFN10-M1X | MCA4M-12HRFN10-M1-D |  | 9000 | 10000 | 22.6 | 14 | 12.1 | 1.84 | 97 | 110 | 214855561
MDV | MOX330-09HFN10-M1X | MCBM-12HRFN10-M1-D |  | 9000 | 10900 | 24 | 14.6 | 12.1 | 1.83 | 83 | 97 | 214855560
MDV | MOX330-09HFN10-M1X | MSEPB-09HRFN10-M1-D |  | 9000 | 12000 | 27.4 | 15.4 | 12.5 | 1.8 | 82 | 96 | 214855559
MDV | MOX230-06HFN10-M1X | MCB-06HRFN10-M1-D |  | 6500 | 7400 | 22 | 15 | 12 | 2.4 | 95 | 109 | 214855558
MDV | MOX230-06HFN10-M1X | MSEPB-06HRFN10-M1-D |  | 6000 | 7000 | 25.5 | 18 | 14.8 | 2.39 | 113 | 110 | 214855557
MDV | MOX430-18HFN10-M1 | MUE-18HRFN10-M1-D |  | 18000 | 18000 | 22.3 | 12.5 | 10.4 | 2.05 | 76 | 71 | 214855528
MDV | MOX430-18HFN10-M1 | MCA4-18HRFN10-M1-D |  | 16800 | 18000 | 20.7 | 12.5 | 11.4 | 2.2 | 77 | 71 | 214855526
MDV | MOX430-18HFN10-M1 | MCB-18HRFN10-M1-D |  | 18000 | 18000 | 22.2 | 12.5 | 12.2 | 2.24 | 78 | 73 | 214855525
MDV | MOX430-18HFN10-M1 | MSEPC-18HRFN10-M1-D |  | 18000 | 18000 | 23.5 | 12.7 | 10.8 | 2.1 | 76 | 71 | 214855524
MDV | MOX230-12HFN10-M1 | MCA4M-12HRFN10-M1-D |  | 12000 | 12000 | 21.1 | 12.5 | 10.4 | 2.4 | 71 | 70 | 214855522
MDV | MOX230-12HFN10-M1 | MCBM-12HRFN10-M1-D |  | 12000 | 12000 | 22.1 | 12.3 | 10 | 2.48 | 72 | 72 | 214855521
MDV | MOX230-12HFN10-M1 | MSEPBM-12HRFN10-M1-D |  | 12000 | 12000 | 25.5 | 13 | 10.6 | 2.3 | 78 | 70 | 214855520
MDV | MOX230-09HFN10-M1 | MCA4M-12HRFN10-M1-D |  | 9000 | 10000 | 21.6 | 14.3 | 11.3 | 2.17 | 85 | 83 | 214855517
MDV | MOX230-09HFN10-M1 | MCA4-09HRFN10-M1-D |  | 9000 | 10000 | 21.6 | 14.3 | 11.3 | 2.17 | 85 | 83 | 214855516
MDV | MOX230-09HFN10-M1 | MCBM-12HRFN10-M1-D |  | 9000 | 11000 | 22.1 | 14.4 | 11.8 | 2.18 | 72 | 73 | 214855515
MDV | MOX230-09HFN10-M1 | MCB-09HRFN10-M1-D |  | 9000 | 11000 | 22.1 | 14.4 | 11.8 | 2.18 | 72 | 73 | 214855514
MDV | MOX230-09HFN10-M1 | MSEPB-09HRFN10-M1-D |  | 9000 | 10000 | 25.8 | 14.9 | 12.5 | 2.36 | 81 | 80 | 214855513
MDV | MOX230-12HFN10-B1 | MSEPB-12HRFN10-B1-D |  | 12000 | 12000 | 23.4 | 13 | 9.5 | 2.33 | 73 | 64 | 214855512
MDV | MOX230-09HFN10-B1 | MSEPB-09HRFN10-B1-D |  | 9000 | 10000 | 25.4 | 14.5 | 10 | 2.23 | 85 | 72 | 214855511
MDV | MOD30-33HFN10-M1X | MSEPD-33HRFN10-M1-D |  | 33000 | 36000 | 19.5 | 12 | 10.5 | 1.98 | 83 | 97 | 214855510
MDV | MOD30-24HFN10-M1X | MSEPD-24HRFN10-M1-D |  | 24000 | 29000 | 21 | 13 | 13.5 | 2.34 | 72 | 83 | 214855509
MDV | MOX330-09HFN10-M1X | MCA4-09HRFN10-M1-D |  | 9000 | 10000 | 22.6 | 14 | 12.1 | 1.84 | 97 | 110 | 214855507
MDV | MOX330-09HFN10-M1X | MCB-09HRFN10-M1-D |  | 9000 | 10900 | 24 | 14.6 | 12.1 | 1.83 | 83 | 97 | 214855506
MDV | MOX230-06HFN10-M1X | MCBM-12HRFN10-M1-D |  | 6500 | 7400 | 22 | 15 | 12 | 2.4 | 95 | 109 | 214855505
MDV | MOD30-18HFN10-M1H | MSEPD-18HRFN10-M1H-D |  | 18000 | 20000 | 25.6 | 15 | 16.2 | 2.34 | 97 | 113 | 214855504
MDV | MOX430-12HFN10-M1H | MSEPC-12HRFN10-M1H-D |  | 12000 | 12000 | 29.4 | 14.2 | 14.5 | 2 | 92 | 113 | 214855503
MDV | MOX430-09HFN10-M1H | MSEPC-09HRFN10-M1H-D |  | 9000 | 12000 | 33.3 | 17 | 22 | 2 | 92 | 113 | 214855502
MDV | MOX430-06HFN10-M1H | MSEPC-06HRFN10-M1H-D |  | 6000 | 9000 | 35 | 17.4 | 30 | 2 | 122 | 150 | 214855501
MDV | MOX430-09HFN10-M1H | MSEPC-09HRFN10-M1H-C |  | 9000 | 12000 | 31.5 | 16 | 21 | 2 | 92 | 113 | 214855498
MDV | MOX430-06HFN10-M1H | MSEPC-06HRFN10-M1H-C |  | 6000 | 9000 | 33.1 | 16.5 | 29 | 2 | 122 | 150 | 214855497
MDV | MOX230-09HFN10-B1 | MSEPB-09HRFN10-B1 |  | 9000 | 10000 | 25.5 | 14.5 | 10 | 2.23 | 85 | 72 | 214855424
MDV | MOX230-09HFN10-B1 | MSAG11B-09HRFN10-B1 |  | 9000 | 10000 | 24.5 | 15 | 10.7 | 2.2 | 88 | 73 | 214855423
MDV | MOX230-09HFN10-B1 | MSAB3B-09HRFN10-B1 |  | 9000 | 10000 | 25 | 14 | 10 | 2.09 | 85 | 70 | 214855422
MDV | MOD30-18HFN10-M1H | MSEPD-18HRFN10-M1H |  | 18000 | 20000 | 25.8 | 15 | 16.2 | 2.34 | 97 | 113 | 214855399
MDV | MOX430-09HFN10-M1H | MSEPC-09HRFN10-M1H |  | 9000 | 12000 | 33.5 | 17 | 22 | 2 | 92 | 113 | 214855397
MDV | MOX430-06HFN10-M1H | MSEPC-06HRFN10-M1H |  | 6000 | 9000 | 35.1 | 17.5 | 30 | 2 | 122 | 150 | 214855396
MDV | MOX330-09HFN10-M1X | MFA2-09HRFN10-M1 |  | 9000 | 9000 | 27.3 | 15.2 | 10.9 | 1.84 | 109 | 126 | 214855407
MDV | MOX330-09HFN10-M1X | MFA2M-12HRFN10-M1 |  | 9000 | 9000 | 27.3 | 15.2 | 10.9 | 1.84 | 109 | 126 | 214855408
MDV | MOX330-12HFN10-M1X | MFA2M-12HRFN10-M1 |  | 12000 | 12000 | 25 | 12.7 | 10.6 | 1.88 | 82 | 94 | 214855412
MDV | MOX430-18HFN10-M1X | MFA2-16HRFN10-M1 |  | 16000 | 17000 | 20.2 | 12.5 | 10.3 | 1.95 | 84 | 103 | 214855416
MDV | MOX230-09HFN10-M1 | MFA2-09HRFN10-M1 |  | 9000 | 9000 | 26 | 16.3 | 13.9 | 2.27 | 100 | 96 | 214855435
MDV | MOX230-09HFN10-M1 | MFA2M-12HRFN10-M1 |  | 9000 | 9000 | 26 | 16.3 | 13.9 | 2.27 | 100 | 96 | 214855436
MDV | MOX230-12HFN10-M1 | MFA2M-12HRFN10-M1 |  | 12000 | 12000 | 24.7 | 12.7 | 11 | 2.5 | 75 | 74 | 214855443
MDV | MOX430-18HFN10-M1 | MFA2-16HRFN10-M1 |  | 16000 | 17000 | 23.9 | 12.5 | 13.5 | 2.16 | 83 | 77 | 214855450
MDV | MOD30-36HFN10-M2 | MUE-36HRFN10-M2 |  | 36000 | 38000 | 20 | 10.2 | 10 | 2.17 | 69 | 68 | 214855478
MDV | MOE30-60HFN10-M2 | MUE-60HRFN10-M2 |  | 54000 | 60000 | 19.5 | 9.6 | 9.5 | 2.01 | 62 | 58 | 214855481
MDV | MOX630-36HFN10-M2X | MUE-36HRFN10-M2 |  | 36400 | 38000 | 20.2 | 12 | 10.8 | 2.02 | 79 | 104 | 214855490
MDV | MOE30-48HFN10-M2X | MUE-48HRFN10-M2 |  | 48000 | 52000 | 18.7 | 9.4 | 10.1 | 1.83 | 74 | 90 | 214855492
MDV | MOE30-60HFN10-M2X | MUE-60HRFN10-M2 |  | 54000 | 60000 | 18.1 | 9 | 10.7 | 1.91 | 68 | 90 | 214855493
MDV | MOE30-48HFN10-M2 | MUE-48HRFN10-M2 |  | 48000 | 50000 | 19.9 | 9.5 | 10.2 | 1.95 | 79 | 77 | 214855496
MDV | MOX330-09HFN10-M1X | MFA2M-12HRFN10-M1-D |  | 9000 | 9000 | 27.2 | 15.1 | 10.9 | 1.84 | 109 | 126 | 214855508
MDV | MOX230-09HFN10-M1 | MFA2-09HRFN10-M1-D |  | 9000 | 9000 | 26 | 16.2 | 13.9 | 2.27 | 100 | 96 | 214855518
MDV | MOX230-09HFN10-M1 | MFA2M-12HRFN10-M1-D |  | 9000 | 9000 | 26 | 16.2 | 13.9 | 2.27 | 100 | 96 | 214855519
MDV | MOX230-12HFN10-M1 | MFA2M-12HRFN10-M1-D |  | 12000 | 12000 | 24.6 | 12.7 | 11 | 2.5 | 75 | 74 | 214855523
MDV | MOX430-18HFN10-M1 | MFA2-16HRFN10-M1-D |  | 16000 | 17000 | 23.8 | 12.5 | 13.5 | 2.16 | 83 | 77 | 214855527
MDV | MOX630-36HFN10-M2X | MUE-36HRFN10-M2-D |  | 36400 | 38000 | 20 | 12 | 10.8 | 2.02 | 79 | 104 | 214855542
MDV | MOE30-48HFN10-M2X | MUE-48HRFN10-M2-D |  | 48000 | 52000 | 18.5 | 9.4 | 10.1 | 1.83 | 74 | 90 | 214855544
MDV | MOE30-60HFN10-M2X | MUE-60HRFN10-M2-D |  | 54000 | 60000 | 18 | 9 | 10.7 | 1.91 | 68 | 90 | 214855545
MDV | MOD30-36HFN10-M2 | MUE-36HRFN10-M2-D |  | 36000 | 38000 | 20 | 10.1 | 10 | 2.17 | 69 | 68 | 214855547
MDV | MOE30-48HFN10-M2 | MUE-48HRFN10-M2-D |  | 48000 | 50000 | 19.8 | 9.5 | 10.2 | 1.95 | 79 | 77 | 214855549
MDV | MOE30-60HFN10-M2 | MUE-60HRFN10-M2-D |  | 54000 | 60000 | 19.5 | 9.5 | 9.5 | 2.01 | 62 | 58 | 214855550
MDV | MOX330-09HFN10-M1X | MFA2-09HRFN10-M1-D |  | 9000 | 9000 | 27.2 | 15.1 | 10.9 | 1.84 | 109 | 126 | 214855562
MDV | MOX330-12HFN10-M1X | MFA2M-12HRFN10-M1-D |  | 12000 | 12000 | 25 | 12.5 | 10.5 | 1.88 | 82 | 94 | 214855566
MDV | MOX430-18HFN10-M1X | MFA2-16HRFN10-M1-D |  | 16000 | 17000 | 20 | 12.5 | 10.3 | 1.95 | 84 | 103 | 214855570
FUJITSU | AOUH15KZAH1 | ASUH15KZAS |  | 14500 | 18000 | 27.5 | 14.8 | 12.7 | 2.1 | 63 | 117 | 214888804
FUJITSU | AOUH12KZAH1 | ASUH12KZAS |  | 12000 | 16000 | 30.5 | 16 | 12.7 | 2.16 | 63 | 104 | 214888802
FUJITSU | AOUH09KZAH1 | ASUH09KZAS |  | 9000 | 12000 | 33.1 | 18.8 | 13.3 | 2.26 | 63 | 128 | 214888800
DUOHOME | DOE30U-48HFN1-MP0(GA) | DCD1-48HRFN1-M(GA) |  | 48000 | 50000 | 18.5 | 9.5 | 9.8 | 1.98 | 60 | 69 | 214875727
DUOHOME | DOX230-12HFN1-MV5W | DCA3U-12HRFN1-M(C) |  | 12000 | 12000 | 22.7 | 14 | 10 | 2.27 | 74 | 67 | 214875728
DUOHOME | DOX430-18HFN1-MU0W | DCA3U-18HRFN1-M(C) |  | 16000 | 19000 | 20.5 | 12.5 | 10.5 | 2.16 | 63 | 67 | 214875725
DUOHOME | DOD33-24HFN1-MT0W | DCD1-24HRFN1-MT0W(GA) |  | 24000 | 25000 | 21.5 | 12.5 | 9.7 | 2.2 | 76 | 74 | 214875724
DUOHOME | DOX230-09HFN1-MW5W | DCA3U-09HRFN1-M(C) |  | 9000 | 10000 | 20 | 13 | 10 | 1.9 | 75 | 74 | 214875723
MDV | MOX430-18HFN10-M1X | MSAG11D-18HRFN10-M1 |  | 18000 | 18000 | 21.7 | 13 | 10.8 | 2 | 80 | 100 | 214311117
CONTINENTAL | CDHAS26B-09-O | CDHAS26B-09-I |  | 9000 | 12000 | 27.4 | 15.4 | 12.5 | 1.8 | 82 | 96 | 215213714
CONTINENTAL | CDHAS22B-24-O | CDHAS22B-24-I |  | 24000 | 25000 | 23.5 | 13 | 10 | 2.15 | 78 | 71 | 215213713
CONTINENTAL | CDHAS26B-24-O | CDHAS26B-24-I |  | 18000 | 20000 | 25.6 | 15 | 16.2 | 2.34 | 97 | 113 | 215213717
CONTINENTAL | CDHAS26B-18-O | CDHAS26B-18-I |  | 18000 | 18000 | 21.4 | 12.5 | 11 | 1.92 | 83 | 100 | 215213716
CONTINENTAL | CDHAS26B-12-O | CDHAS26B-12-I |  | 12000 | 12000 | 25.4 | 13.4 | 10.5 | 1.8 | 82 | 96 | 215213715
CONTINENTAL | CDHAS22B-18-O | CDHAS22B-18-I |  | 18000 | 18000 | 24 | 13.5 | 11.1 | 2.35 | 72 | 72 | 215213712
CONTINENTAL | CDHAS22B-12-O | CDHAS22B-12-I |  | 12000 | 12000 | 23.1 | 12.2 | 11.5 | 2.35 | 80 | 72 | 215213711
NAPOLEON | NDHAS26B-24-O | NDHAS26B-24-I |  | 18000 | 20000 | 25.6 | 15 | 16.2 | 2.34 | 97 | 113 | 215213709
NAPOLEON | NDHAS26B-18-O | NDHAS26B-18-I |  | 18000 | 18000 | 21.4 | 12.5 | 11 | 1.92 | 83 | 100 | 215213708
NAPOLEON | NDHAS26B-12-O | NDHAS26B-12-I |  | 12000 | 12000 | 25.4 | 13.4 | 10.5 | 1.8 | 82 | 96 | 215213707
NAPOLEON | NDHAS26B-09-O | NDHAS26B-09-I |  | 9000 | 12000 | 27.4 | 15.4 | 12.5 | 1.8 | 82 | 96 | 215213706
NAPOLEON | NDHAS22B-24-O | NDHAS22B-24-I |  | 24000 | 25000 | 23.5 | 13 | 10 | 2.15 | 78 | 71 | 215213705
NAPOLEON | NDHAS22B-18-O | NDHAS22B-18-I |  | 18000 | 18000 | 24 | 13.5 | 11.1 | 2.35 | 72 | 72 | 215213704
NAPOLEON | NDHAS22B-12-O | NDHAS22B-12-I |  | 12000 | 12000 | 23.1 | 12.2 | 11.5 | 2.35 | 80 | 72 | 215213703
FUJITSU | AOUH12KPAS1 | ASUH12KPAS |  | 12000 | 14000 | 24 | 11.7 | 10.5 | 2.28 | 62 | 61 | 215212610
FUJITSU | AOUH09KPAS1 | ASUH09KPAS |  | 9000 | 10000 | 26 | 12.5 | 10.8 | 2.28 | 64 | 71 | 215212609
HITACHI | PAS-12BUFASDQ1 | PCIM-B12UFA1DQ |  | 12000 | 14000 | 23.5 | 14 | 10 | 2.23 | 90 | 77 | 215218877
HITACHI | PAS-12BUFASDQ1 | PPFC-B12UFA1DQ |  | 12000 | 14000 | 22 | 13.5 | 9.8 | 2.22 | 91 | 79 | 215218876
HITACHI | PAS-09BUFASDQ1 | PCIM-B09UFA1DQ |  | 9000 | 11000 | 23.5 | 15 | 11 | 2.18 | 95 | 91 | 215218874
HITACHI | PAS-09BUFASDQ1 | PPFC-B09UFA1DQ |  | 9000 | 11000 | 23 | 15 | 9.5 | 2.17 | 90 | 90 | 215218873
PANASONIC | CU-XE18WKUA | CS-XE18WKUAW |  | 17200 | 20400 | 22 | 13.2 | 10.9 | 2.05 | 69 | 86 | 205047854
PANASONIC | CU-XZ9AKUAC | CS-XZ9AKUAW |  | 8700 | 10900 | 27.5 | 16.4 | 12 | 2.31 | 133 | 107 | 214837752
PANASONIC | CU-XZ12AKUAC | CS-XZ12AKUAW |  | 11500 | 12000 | 25 | 14.35 | 11.7 | 2.11 | 138 | 114 | 214837753
PANASONIC | CU-XZ15AKUAC | CS-XZ15AKUAW |  | 14700 | 17200 | 22.4 | 13.35 | 12 | 2.14 | 102 | 89 | 214837754
PANASONIC | CU-XZ18AKUAC | CS-XZ18AKUAW |  | 17200 | 20400 | 22 | 13.65 | 11.7 | 2.22 | 103 | 87 | 214837755
PANASONIC | CU-XZ24AKUAC | CS-XZ24AKUAW |  | 24000 | 28800 | 20.5 | 11.75 | 11 | 2.25 | 88 | 71 | 214837756
HITACHI | PAS-36BLFASDQ1 | PCI-B36UFA1DQ |  | 36000 | 38000 | 23.6 | 15 | 10.9 | 2.1 | 90 | 96 | 215222842
HITACHI | PAS-30BLFASDQ1 | PCI-B30UFA1DQ |  | 30000 | 32000 | 20.3 | 13.9 | 11.2 | 2.3 | 89 | 91 | 215222826
HITACHI | PAS-24BLFASDQ1 | PCI-B24UFA1DQ |  | 24000 | 26000 | 19.5 | 14 | 10.8 | 2.3 | 83 | 98 | 215222825
HITACHI | PAS-18BLFASDQ1 | PCI-B18UFA1DQ |  | 18000 | 20000 | 24.1 | 14.7 | 11.5 | 2.2 | 90 | 113 | 215222824
GREE | VIR24HP230V1R32AO | VIR24HP230V1R32AH |  | 22000 | 24000 | 26 | 13.65 | 10 | 1.8 | 83 | 67 | 215218912
TCL | TSH09HEI1NAO0T24* | TSH09IEI1NAO0T24 |  | 9000 | 10000 | 24 | 13 | 10 | 2.1 | 62 | 75 | 215222834
TCL | TSH09HEI2NAO0T24* | TSH09IEI2NAO0T24 |  | 9000 | 10000 | 24 | 13 | 10 | 2.1 | 58 | 71 | 215222836
BOSCH | BMS500-AAS009-1CSXHD | BMS500-AAU009-1AHWXD |  | 9000 | 12000 | 27.4 | 15.4 | 12.5 | 1.8 | 82 | 96 | 215223278
BOSCH | BMS500-AAS009-1CSXHD | BMS500-AAU009-1AHZXD |  | 9000 | 10900 | 24 | 14.6 | 12.1 | 1.83 | 83 | 97 | 215223279
BOSCH | BMS500-AAS009-1CSXHD | BMS500-AAU009-1AHCXD |  | 9000 | 10000 | 22.6 | 14 | 12.1 | 1.84 | 97 | 110 | 215223280
BOSCH | BMS500-AAS012-1CSXHD | BMS500-AAU012-1AHWXD |  | 12000 | 12000 | 25.4 | 13.4 | 10.5 | 1.8 | 82 | 96 | 215223282
BOSCH | BMS500-AAS012-1CSXHD | BMS500-AAU012-1AHZXD |  | 12000 | 12500 | 23 | 13 | 10 | 2 | 77 | 92 | 215223283
BOSCH | BMS500-AAS012-1CSXHD | BMS500-AAU012-1AHCXD |  | 12000 | 12000 | 22.2 | 12.5 | 11.6 | 2 | 83 | 96 | 215223284
BOSCH | BMS500-AAS018-1CSXHD | BMS500-AAU018-1AHZXD |  | 16700 | 20000 | 20.6 | 12.5 | 12.2 | 1.89 | 73 | 88 | 215223287
BOSCH | BMS500-AAS018-1CSXHD | BMS500-AAU018-1AHCXD |  | 16000 | 19000 | 20 | 12.5 | 12.3 | 1.9 | 78 | 89 | 215223288
BOSCH | BMS500-AAS024-1CSXHD | BMS500-AAU024-1AHWXD |  | 24000 | 29000 | 21 | 13 | 13.5 | 2.34 | 72 | 83 | 215223290
BOSCH | BMS500-AAS024-1CSXHD | BMS500-AAU024-1AHCXD |  | 23400 | 25000 | 20.7 | 12 | 11.6 | 2.23 | 82 | 95 | 215223292
BOSCH | BMS500-AAS009-1CSXRD | BMS500-AAU009-1AHWXD |  | 9000 | 10000 | 25.8 | 14.9 | 12.5 | 2.36 | 81 | 80 | 215223294
BOSCH | BMS500-AAS009-1CSXRD | BMS500-AAU009-1AHZXD |  | 9000 | 11000 | 22.1 | 14.4 | 11.8 | 2.18 | 72 | 73 | 215223295
BOSCH | BMS500-AAS009-1CSXRD | BMS500-AAU009-1AHCXD |  | 9000 | 10000 | 21.6 | 14.3 | 11.3 | 2.17 | 85 | 83 | 215223296
BOSCH | BMS500-AAS012-1CSXRD | BMS500-AAU012-1AHWXD |  | 12000 | 12000 | 25.5 | 13 | 10.6 | 2.3 | 78 | 70 | 215223298
BOSCH | BMS500-AAS012-1CSXRD | BMS500-AAU012-1AHZXD |  | 12000 | 12000 | 22.1 | 12.3 | 10 | 2.48 | 72 | 72 | 215223299
BOSCH | BMS500-AAS012-1CSXRD | BMS500-AAU012-1AHCXD |  | 12000 | 12000 | 21.1 | 12.5 | 10.4 | 2.4 | 71 | 70 | 215223300
BOSCH | BMS500-AAS018-1CSXRD | BMS500-AAU018-1AHWXD |  | 18000 | 18000 | 23.5 | 12.7 | 10.8 | 2.1 | 76 | 71 | 215223302
BOSCH | BMS500-AAS018-1CSXRD | BMS500-AAU018-1AHZXD |  | 18000 | 18000 | 22.2 | 12.5 | 12.2 | 2.24 | 78 | 73 | 215223303
BOSCH | BMS500-AAS018-1CSXRD | BMS500-AAU018-1AHCXD |  | 16800 | 18000 | 20.7 | 12.5 | 11.4 | 2.2 | 77 | 71 | 215223304
BOSCH | BMS500-AAS024-1CSXRD | BMS500-AAU024-1AHWXD |  | 24000 | 25000 | 23 | 14 | 11.7 | 2.54 | 75 | 78 | 215223306
BOSCH | BMS500-AAS024-1CSXRD | BMS500-AAU024-1AHCXD |  | 24000 | 25000 | 22 | 12 | 10.5 | 2.3 | 82 | 74 | 215223307
BOSCH | BMS500-AAS030-1CSXRD | BMS500-AAU030-1AHWXD |  | 30000 | 30000 | 20.5 | 12 | 9.5 | 2.03 | 68 | 67 | 215223309
BOSCH | BMS500-AAS036-1CSXLD | BMS500-AAU036-1AHCXD |  | 36000 | 38000 | 20 | 9.6 | 10.3 | 2.2 | 71 | 70 | 215223311
BOSCH | BMS500-AAS048-1CSXLD | BMS500-AAU048-1AHCXD |  | 48000 | 50000 | 19 | 9.5 | 9.9 | 2.11 | 73 | 81 | 215223313
BOSCH | BMS500-AAS018-1CSXHD | BMS500-AAU018-1AHWXD |  | 18000 | 18000 | 21.4 | 12.5 | 11 | 1.92 | 83 | 100 | 215223286
MDV | MOX230-06HFN10-M1X | MSEPBM-12HRFN10-M1 |  | 6000 | 7000 | 25.7 | 18 | 14.8 | 2.39 | 113 | 110 | 214311114
MDV | MOX330-09HFN10-M1X | MSEPBM-12HRFN10-M1 |  | 9000 | 12000 | 27.5 | 15.5 | 12.5 | 1.8 | 82 | 96 | 214311111
MDV | MOX330-09HFN10-M1X | MSEPB-09HRFN10-M1 |  | 9000 | 12000 | 27.5 | 15.5 | 12.5 | 1.8 | 82 | 96 | 214311110
MDV | MOX330-09HFN10-M1X | MSAG11BM-12HRFN10-M1 |  | 9000 | 12000 | 26 | 15 | 12.5 | 1.8 | 83 | 96 | 214311108
TCL | TSH09HEI1NAJ0T24 | TSH09IEI1NAJ0T24 |  | 9000 | 10000 | 19 | 13 | 10 | 2.1 | 62 | 75 | 215224776
TCL | TSH09HEI2NAJ0T24 | TSH09IEI2NAJ0T24 |  | 9000 | 10000 | 19 | 13 | 10 | 2.1 | 58 | 71 | 215224778
HISENSE | AS-09UW1TXE00 | AS-09UW1TXE**00 |  | 9000 | 9500 | 23 | 14.05 | 10 | 1.9 | 100 | 92 | 214826536
HISENSE | AS-12UW1TXE00 | AS-12UW1TXE**00 |  | 12000 | 12000 | 22 | 12.25 | 9.5 | 1.9 | 78 | 77 | 214826537
HISENSE | AST-18UW3RXB00 | AST-18UW3RXB**00 |  | 18000 | 18000 | 21 | 11.95 | 9.8 | 2.4 | 83 | 76 | 214604193
GREE | SAP24HP230V1R32AO | SAP24HP230V1R32AH |  | 22000 | 24000 | 27 | 13.95 | 10 | 1.8 | 63 | 100 | 215283088
GREE | GWH18AVEXF-D6DNA1A/O | GWH18AVEXF-D6DN***/I |  | 18000 | 18600 | 27.5 | 14.3 | 10 | 1.8 | 63 | 97 | 215294863
GREE | SAP18HP230V1R32AO | SAP18HP230V1R32AH |  | 18000 | 18600 | 27.5 | 14.3 | 10 | 1.8 | 63 | 97 | 215295786
Kwiik | KKCA-12EX2-SCU | KKCA-12WA2-SCU |  | 12000 | 12000 | 23 | 12.25 | 10 | 2 | 90 | 92 | 214779546
Kwiik | KKCA-18EX2-SCU | KKCA-18WA2-SCU |  | 18000 | 18000 | 21 | 12.95 | 10 | 1.9 | 100 | 100 | 214779547
KENMORE | D5CSRAH09AAK | D5FSHAH09XAK |  | 9000 | 10000 | 26 | 14.9 | 12.5 | 2.36 | 81 | 80 | 215324495
KENMORE | D5CSRAH09AAK | D5FSOAH12XAK |  | 9000 | 11000 | 22.2 | 14.4 | 11.8 | 2.18 | 72 | 73 | 215324496
KENMORE | D5CSHAH24AAK | D5FCFAH24XAK |  | 22000 | 26000 | 20.5 | 12 | 12.1 | 2.16 | 78 | 93 | 215324491
KENMORE | D5CSHAH33AAK | D5FSHAH33XAK |  | 33000 | 36000 | 19.6 | 12 | 10.5 | 1.98 | 83 | 97 | 215324493
KENMORE | D5CSHAH24AAK | D5FSCAH24XAK |  | 23400 | 25000 | 20.8 | 12 | 11.6 | 2.23 | 82 | 95 | 215324490
MIDEA | 37MAHAQ09AA3 | 45MBFAQ09XA3 |  | 9000 | 9000 | 27.3 | 15.2 | 10.9 | 1.84 | 109 | 126 | 215324045
MIDEA | 37MAHAQ09AA3 | 45MBCAQ12XA3 |  | 9000 | 10000 | 22.7 | 14 | 12.2 | 1.84 | 97 | 110 | 215324044
Weathermaker | 37MBRAQ36AA3 | 45MCFAQ36XA3 |  | 36000 | 38000 | 20 | 10.2 | 10 | 2.17 | 69 | 68 | 215324034
Weathermaker | 37MBHAQ48AA3 | 45MCFAQ48XA3 |  | 48000 | 52000 | 18.7 | 9.4 | 10.1 | 1.83 | 74 | 90 | 215324029
Weathermaker | 37MBHAQ48AA3 | 45MBCAQ48XA3 |  | 48000 | 53000 | 18.2 | 10 | 11 | 1.96 | 83 | 90 | 215324028
Weathermaker | 37MBHAQ36AA3 | 45MCFAQ36XA3 |  | 36400 | 38000 | 20.2 | 12 | 10.8 | 2.02 | 79 | 104 | 215324026
Weathermaker | 37MBHAQ36AA3 | 45MBCAQ36XA3 |  | 36600 | 37000 | 21.3 | 12 | 10.6 | 1.95 | 83 | 100 | 215324025
Weathermaker | 37MVRAQ09AA3 | D5MVHAQ09XA3 |  | 9000 | 10000 | 19 | 10.9 | 9.7 | 2.15 | 80 | 70 | 215324021
Weathermaker | 37MARAQ24AA3 | 45MCFAQ24XA3 |  | 24000 | 24400 | 21.2 | 12.2 | 11.1 | 2.27 | 82 | 76 | 215324017
Weathermaker | 37MARAQ24AA3 | 45MBCAQ24XA3 |  | 24000 | 25000 | 22.1 | 12 | 10.5 | 2.3 | 82 | 74 | 215324016
Weathermaker | 37MARAQ18AA3 | 45MCFAQ18XA3 |  | 18000 | 18000 | 22.4 | 12.5 | 10.4 | 2.05 | 76 | 71 | 215324013
Weathermaker | 37MARAQ18AA3 | 45MBFAQ16XA3 |  | 16000 | 17000 | 23.9 | 12.5 | 13.5 | 2.16 | 83 | 77 | 215324012
Weathermaker | 37MARAQ18AA3 | 45MBCAQ18XA3 |  | 16800 | 18000 | 20.8 | 12.5 | 11.4 | 2.2 | 77 | 71 | 215324011
Weathermaker | 37MARAQ18AA3 | 45MCCAQ18XA3 |  | 18000 | 18000 | 22.3 | 12.5 | 12.2 | 2.24 | 78 | 73 | 215324010
Weathermaker | 37MARAQ12AA3 | 45MBFAQ12XA3 |  | 12000 | 12000 | 24.7 | 12.7 | 11 | 2.5 | 75 | 74 | 215324007
Weathermaker | 37MARAQ12AA3 | 45MBCAQ12XA3 |  | 12000 | 12000 | 21.2 | 12.5 | 10.4 | 2.4 | 71 | 70 | 215324006
Weathermaker | 37MARAQ12AA3 | 45MCCAQ12XA3 |  | 12000 | 12000 | 22.2 | 12.3 | 10.1 | 2.48 | 72 | 72 | 215324005
Weathermaker | 37MARAQ09AA3 | 45MBFAQ09XA3 |  | 9000 | 9000 | 26 | 16.3 | 13.9 | 2.27 | 100 | 96 | 215324002
Weathermaker | 37MARAQ09AA3 | 45MBCAQ12XA3 |  | 9000 | 10000 | 21.7 | 14.3 | 11.3 | 2.17 | 85 | 83 | 215324001
TEMPSTAR | D5CSHAH24AAK | D5FCFAH24XAK |  | 22000 | 26000 | 20.5 | 12 | 12.1 | 2.16 | 78 | 93 | 215324637
TEMPSTAR | D5CSHAH24AAK | D5FSCAH24XAK |  | 23400 | 25000 | 20.8 | 12 | 11.6 | 2.23 | 82 | 95 | 215324636
DAY & NIGHT | D5CSHAH06AAK | D5FSHAH06XAK |  | 6000 | 7000 | 25.7 | 18 | 14.8 | 2.39 | 113 | 110 | 215324248
TEMPSTAR | D5CSHAH24AAK | D5FSHAH24XAK |  | 24000 | 29000 | 21.2 | 13 | 13.5 | 2.34 | 72 | 83 | 215324635
TEMPSTAR | D5CSHAH18AAK | D5FSFAH16XAK |  | 16000 | 17000 | 20.2 | 12.5 | 10.3 | 1.95 | 84 | 103 | 215324631
TEMPSTAR | D5CSHAH18AAK | D5FCFAH18XAK |  | 17000 | 19000 | 20.5 | 12.6 | 10.3 | 1.86 | 76 | 89 | 215324632
COMFORTMAKER | D5CLRAH36AAK | D5FLCAH36XAK |  | 36000 | 38000 | 20 | 9.7 | 10.4 | 2.2 | 71 | 70 | 215324240
TEMPSTAR | D5CSHAH18AAK | D5FSCAH18XAK |  | 16000 | 19000 | 20 | 12.5 | 12.4 | 1.9 | 78 | 89 | 215324630
TEMPSTAR | D5CSHAH18AAK | D5FSOAH18XAK |  | 16700 | 20000 | 20.7 | 12.5 | 12.2 | 1.89 | 73 | 88 | 215324629
TEMPSTAR | D5CSHAH18AAK | D5FSHAH18XAK |  | 18000 | 18000 | 21.5 | 12.5 | 11 | 1.92 | 83 | 100 | 215324628
TEMPSTAR | D5CSHAH12AAK | D5FSCAH12XAK |  | 12000 | 12000 | 22.3 | 12.7 | 11.6 | 2 | 83 | 96 | 215324624
TEMPSTAR | D5CSHAH12AAK | D5FSHAH12XAK |  | 12000 | 12000 | 25.5 | 13.5 | 10.5 | 1.8 | 82 | 96 | 215324622
TEMPSTAR | D5CSHAH09AAK | D5FSFAH09XAK |  | 9000 | 9000 | 27.3 | 15.2 | 10.9 | 1.84 | 109 | 126 | 215324619
TEMPSTAR | D5CSHAH09AAK | D5FSCAH12XAK |  | 9000 | 10000 | 22.7 | 14 | 12.2 | 1.84 | 97 | 110 | 215324618
TEMPSTAR | D5CSHAH09AAK | D5FSOAH12XAK |  | 9000 | 10900 | 24 | 14.7 | 12.2 | 1.83 | 83 | 97 | 215324617
TEMPSTAR | D5CSHAH09AAK | D5FSHAH09XAK |  | 9000 | 12000 | 27.5 | 15.5 | 12.5 | 1.8 | 82 | 96 | 215324616
TEMPSTAR | D5CSHAH06AAK | D5FSOAH06XAK |  | 6500 | 7400 | 22 | 15.2 | 12 | 2.4 | 95 | 109 | 215324614
TEMPSTAR | D5CSHAH06AAK | D5FSHAH06XAK |  | 6000 | 7000 | 25.7 | 18 | 14.8 | 2.39 | 113 | 110 | 215324613
MIDEA | D5CLRAH58AAK | D5FCFAH58XAK |  | 54000 | 60000 | 19.5 | 9.6 | 9.5 | 2.01 | 62 | 58 | 215324611
MIDEA | D5CLRAH48AAK | D5FCFAH48XAK |  | 48000 | 50000 | 19.9 | 9.5 | 10.2 | 1.95 | 79 | 77 | 215324609
MIDEA | D5CLRAH48AAK | D5FLCAH48XAK |  | 48000 | 50000 | 19.1 | 9.5 | 9.9 | 2.11 | 73 | 81 | 215324608
MIDEA | D5CLRAH36AAK | D5FCFAH36XAK |  | 36000 | 38000 | 20 | 10.2 | 10 | 2.17 | 69 | 68 | 215324606
MIDEA | D5CLRAH36AAK | D5FLCAH36XAK |  | 36000 | 38000 | 20 | 9.7 | 10.4 | 2.2 | 71 | 70 | 215324605
MIDEA | D5CLHAH58AAK | D5FCFAH58XAK |  | 54000 | 60000 | 18.1 | 9 | 10.7 | 1.91 | 68 | 90 | 215324603
MIDEA | D5CLHAH48AAK | D5FCFAH48XAK |  | 48000 | 52000 | 18.7 | 9.4 | 10.1 | 1.83 | 74 | 90 | 215324601
MIDEA | D5CLHAH48AAK | D5FLCAH48XAK |  | 48000 | 53000 | 18.2 | 10 | 11 | 1.96 | 83 | 90 | 215324600
MIDEA | D5CLHAH36AAK | D5FCFAH36XAK |  | 36400 | 38000 | 20.2 | 12 | 10.8 | 2.02 | 79 | 104 | 215324598
MIDEA | D5CLHAH36AAK | D5FLCAH36XAK |  | 36600 | 37000 | 21.3 | 12 | 10.6 | 1.95 | 83 | 100 | 215324597
MIDEA | D5CVRAH09AAK | D5FVHAH09XAK |  | 9000 | 10000 | 19 | 10.9 | 9.7 | 2.15 | 80 | 70 | 215324593
MIDEA | D5CSRAH24AAK | D5FCFAH24XAK |  | 24000 | 24400 | 21.2 | 12.2 | 11.1 | 2.27 | 82 | 76 | 215324589
MIDEA | D5CSRAH24AAK | D5FSCAH24XAK |  | 24000 | 25000 | 22.1 | 12 | 10.5 | 2.3 | 82 | 74 | 215324588
MIDEA | D5CSRAH24AAK | D5FPHAH18XAK |  | 24000 | 25000 | 23.1 | 14 | 11.7 | 2.54 | 75 | 78 | 215324587
MIDEA | D5CSRAH18AAK | D5FCFAH18XAK |  | 18000 | 18000 | 22.4 | 12.5 | 10.4 | 2.05 | 76 | 71 | 215324584
MIDEA | D5CSRAH18AAK | D5FSFAH16XAK |  | 16000 | 17000 | 23.9 | 12.5 | 13.5 | 2.16 | 83 | 77 | 215324583
MIDEA | D5CSRAH18AAK | D5FSCAH18XAK |  | 16800 | 18000 | 20.8 | 12.5 | 11.4 | 2.2 | 77 | 71 | 215324582
MIDEA | D5CSRAH18AAK | D5FSOAH18XAK |  | 18000 | 18000 | 22.3 | 12.5 | 12.2 | 2.24 | 78 | 73 | 215324581
Weathermaker | 37MAHAQ24AA3 | 45MCFAQ24XA3 |  | 22000 | 26000 | 20.5 | 12 | 12.1 | 2.16 | 78 | 93 | 215323999
Weathermaker | 37MAHAQ24AA3 | 45MBCAQ24XA3 |  | 23400 | 25000 | 20.8 | 12 | 11.6 | 2.23 | 82 | 95 | 215323998
Weathermaker | 37MAHAQ18AA3 | 45MCFAQ18XA3 |  | 17000 | 19000 | 20.5 | 12.6 | 10.3 | 1.86 | 76 | 89 | 215323995
Weathermaker | 37MAHAQ18AA3 | 45MBCAQ18XA3 |  | 16000 | 19000 | 20 | 12.5 | 12.4 | 1.9 | 78 | 89 | 215323993
Weathermaker | 37MAHAQ18AA3 | 45MCCAQ18XA3 |  | 16700 | 20000 | 20.7 | 12.5 | 12.2 | 1.89 | 73 | 88 | 215323992
Weathermaker | 37MAHAQ12AA3 | 45MBFAQ12XA3 |  | 12000 | 12000 | 25 | 12.7 | 10.6 | 1.88 | 82 | 94 | 215323989
Weathermaker | 37MAHAQ12AA3 | 45MBCAQ12XA3 |  | 12000 | 12000 | 22.3 | 12.7 | 11.6 | 2 | 83 | 96 | 215323988
Weathermaker | 37MAHAQ09AA3 | 45MBCAQ12XA3 |  | 9000 | 10000 | 22.7 | 14 | 12.2 | 1.84 | 97 | 110 | 215323983
Weathermaker | 37MAHAQ09AA3 | 45MCCAQ12XA3 |  | 9000 | 10900 | 24 | 14.7 | 12.2 | 1.83 | 83 | 97 | 215323982
Weathermaker | 37MAHAQ06AA3 | 45MCCAQ06XA3 |  | 6500 | 7400 | 22 | 15.2 | 12 | 2.4 | 95 | 109 | 215323980
PAYNE | 37MBRAQ58AA3 | 45MCFAQ58XA3 |  | 54000 | 60000 | 19.5 | 9.6 | 9.5 | 2.01 | 62 | 58 | 215323978
PAYNE | 37MBRAQ48AA3 | 45MBCAQ48XA3 |  | 48000 | 50000 | 19.1 | 9.5 | 9.9 | 2.11 | 73 | 81 | 215323975
PAYNE | 37MBRAQ36AA3 | 45MCFAQ36XA3 |  | 36000 | 38000 | 20 | 10.2 | 10 | 2.17 | 69 | 68 | 215323973
PAYNE | 37MBRAQ36AA3 | 45MBCAQ36XA3 |  | 36000 | 38000 | 20 | 9.7 | 10.4 | 2.2 | 71 | 70 | 215323972
PAYNE | 37MBHAQ58AA3 | 45MCFAQ58XA3 |  | 54000 | 60000 | 18.1 | 9 | 10.7 | 1.91 | 68 | 90 | 215323970
PAYNE | 37MBHAQ48AA3 | 45MCFAQ48XA3 |  | 48000 | 52000 | 18.7 | 9.4 | 10.1 | 1.83 | 74 | 90 | 215323968
PAYNE | 37MBHAQ48AA3 | 45MBCAQ48XA3 |  | 48000 | 53000 | 18.2 | 10 | 11 | 1.96 | 83 | 90 | 215323967
PAYNE | 37MBHAQ36AA3 | 45MCFAQ36XA3 |  | 36400 | 38000 | 20.2 | 12 | 10.8 | 2.02 | 79 | 104 | 215323965
PAYNE | 37MBHAQ36AA3 | 45MBCAQ36XA3 |  | 36600 | 37000 | 21.3 | 12 | 10.6 | 1.95 | 83 | 100 | 215323964
PAYNE | 37MARAQ24AA3 | 45MCFAQ24XA3 |  | 24000 | 24400 | 21.2 | 12.2 | 11.1 | 2.27 | 82 | 76 | 215323956
PAYNE | 37MARAQ24AA3 | 45MBCAQ24XA3 |  | 24000 | 25000 | 22.1 | 12 | 10.5 | 2.3 | 82 | 74 | 215323955
PAYNE | 37MARAQ18AA3 | 45MCFAQ18XA3 |  | 18000 | 18000 | 22.4 | 12.5 | 10.4 | 2.05 | 76 | 71 | 215323952
PAYNE | 37MARAQ18AA3 | 45MBFAQ16XA3 |  | 16000 | 17000 | 23.9 | 12.5 | 13.5 | 2.16 | 83 | 77 | 215323951
PAYNE | 37MARAQ18AA3 | 45MBCAQ18XA3 |  | 16800 | 18000 | 20.8 | 12.5 | 11.4 | 2.2 | 77 | 71 | 215323950
PAYNE | 37MARAQ18AA3 | 45MCCAQ18XA3 |  | 18000 | 18000 | 22.3 | 12.5 | 12.2 | 2.24 | 78 | 73 | 215323949
MIDEA | 37MARAQ09AA3 | D5MAHAQ09XA3 |  | 9000 | 10000 | 26 | 14.9 | 12.5 | 2.36 | 81 | 80 | 215323793
PAYNE | 37MARAQ12AA3 | 45MBCAQ12XA3 |  | 12000 | 12000 | 21.2 | 12.5 | 10.4 | 2.4 | 71 | 70 | 215323945
PAYNE | 37MARAQ12AA3 | 45MCCAQ12XA3 |  | 12000 | 12000 | 22.2 | 12.3 | 10.1 | 2.48 | 72 | 72 | 215323944
PAYNE | 37MARAQ09AA3 | 45MBFAQ09XA3 |  | 9000 | 9000 | 26 | 16.3 | 13.9 | 2.27 | 100 | 96 | 215323941
PAYNE | 37MARAQ09AA3 | 45MBCAQ12XA3 |  | 9000 | 10000 | 21.7 | 14.3 | 11.3 | 2.17 | 85 | 83 | 215323940
PAYNE | 37MAHAQ24AA3 | 45MBCAQ24XA3 |  | 23400 | 25000 | 20.8 | 12 | 11.6 | 2.23 | 82 | 95 | 215323937
PAYNE | 37MAHAQ18AA3 | 45MCFAQ18XA3 |  | 17000 | 19000 | 20.5 | 12.6 | 10.3 | 1.86 | 76 | 89 | 215323934
MIDEA | D5CSRAH12AAK | D5FSFAH12XAK |  | 12000 | 12000 | 24.7 | 12.7 | 11 | 2.5 | 75 | 74 | 215324577
MIDEA | D5CSRAH12AAK | D5FSCAH12XAK |  | 12000 | 12000 | 21.2 | 12.5 | 10.4 | 2.4 | 71 | 70 | 215324576
MIDEA | D5CSRAH12AAK | D5FSOAH12XAK |  | 12000 | 12000 | 22.2 | 12.3 | 10.1 | 2.48 | 72 | 72 | 215324575
MIDEA | D5CSRAH12AAK | D5FSHAH12XAK |  | 12000 | 12000 | 25.5 | 13.1 | 10.7 | 2.3 | 78 | 70 | 215324574
MIDEA | D5CSRAH09AAK | D5FSFAH09XAK |  | 9000 | 9000 | 26 | 16.3 | 13.9 | 2.27 | 100 | 96 | 215324571
MIDEA | D5CSRAH09AAK | D5FSCAH12XAK |  | 9000 | 10000 | 21.7 | 14.3 | 11.3 | 2.17 | 85 | 83 | 215324570
MIDEA | D5CSRAH09AAK | D5FSOAH12XAK |  | 9000 | 11000 | 22.2 | 14.4 | 11.8 | 2.18 | 72 | 73 | 215324569
MIDEA | D5CSRAH09AAK | D5FSHAH09XAK |  | 9000 | 10000 | 26 | 14.9 | 12.5 | 2.36 | 81 | 80 | 215324568
MIDEA | D5CSHAH24AAK | D5FCFAH24XAK |  | 22000 | 26000 | 20.5 | 12 | 12.1 | 2.16 | 78 | 93 | 215324564
MIDEA | D5CSHAH24AAK | D5FSCAH24XAK |  | 23400 | 25000 | 20.8 | 12 | 11.6 | 2.23 | 82 | 95 | 215324563
MIDEA | D5CSHAH18AAK | D5FCFAH18XAK |  | 17000 | 19000 | 20.5 | 12.6 | 10.3 | 1.86 | 76 | 89 | 215324559
COMFORTMAKER | D5CSRAH18AAK | D5FSOAH18XAK |  | 18000 | 18000 | 22.3 | 12.5 | 12.2 | 2.24 | 78 | 73 | 215324216
MIDEA | D5CSHAH18AAK | D5FSFAH16XAK |  | 16000 | 17000 | 20.2 | 12.5 | 10.3 | 1.95 | 84 | 103 | 215324558
MIDEA | D5CSHAH18AAK | D5FSCAH18XAK |  | 16000 | 19000 | 20 | 12.5 | 12.4 | 1.9 | 78 | 89 | 215324557
MIDEA | D5CSHAH18AAK | D5FSOAH18XAK |  | 16700 | 20000 | 20.7 | 12.5 | 12.2 | 1.89 | 73 | 88 | 215324556
MIDEA | D5CSHAH18AAK | D5FSHAH18XAK |  | 18000 | 18000 | 21.5 | 12.5 | 11 | 1.92 | 83 | 100 | 215324555
MIDEA | D5CSHAH12AAK | D5FSFAH12XAK |  | 12000 | 12000 | 25 | 12.7 | 10.6 | 1.88 | 82 | 94 | 215324552
MIDEA | D5CSHAH12AAK | D5FSCAH12XAK |  | 12000 | 12000 | 22.3 | 12.7 | 11.6 | 2 | 83 | 96 | 215324551
MIDEA | D5CSHAH12AAK | D5FSOAH12XAK |  | 12000 | 12500 | 23 | 13 | 10.2 | 2 | 77 | 92 | 215324550
COMFORTMAKER | D5CSRAH18AAK | D5FSHAH18XAK |  | 18000 | 18000 | 23.5 | 12.8 | 10.8 | 2.1 | 76 | 71 | 215324215
MIDEA | D5CSHAH09AAK | D5FSFAH09XAK |  | 9000 | 9000 | 27.3 | 15.2 | 10.9 | 1.84 | 109 | 126 | 215324546
MIDEA | D5CSHAH09AAK | D5FSCAH12XAK |  | 9000 | 10000 | 22.7 | 14 | 12.2 | 1.84 | 97 | 110 | 215324545
MIDEA | D5CSHAH09AAK | D5FSHAH09XAK |  | 9000 | 12000 | 27.5 | 15.5 | 12.5 | 1.8 | 82 | 96 | 215324543
MIDEA | D5CSHAH06AAK | D5FSOAH06XAK |  | 6500 | 7400 | 22 | 15.2 | 12 | 2.4 | 95 | 109 | 215324541
COMFORTMAKER | D5CSRAH12AAK | D5FSHAH12XAK |  | 12000 | 12000 | 25.5 | 13.1 | 10.7 | 2.3 | 78 | 70 | 215324209
MIDEA | D5CSHAH06AAK | D5FSHAH06XAK |  | 6000 | 7000 | 25.7 | 18 | 14.8 | 2.39 | 113 | 110 | 215324540
KENMORE | D5CLRAH58AAK | D5FCFAH58XAK |  | 54000 | 60000 | 19.5 | 9.6 | 9.5 | 2.01 | 62 | 58 | 215324538
KENMORE | D5CLRAH48AAK | D5FCFAH48XAK |  | 48000 | 50000 | 19.9 | 9.5 | 10.2 | 1.95 | 79 | 77 | 215324536
KENMORE | D5CLRAH48AAK | D5FLCAH48XAK |  | 48000 | 50000 | 19.1 | 9.5 | 9.9 | 2.11 | 73 | 81 | 215324535
KENMORE | D5CLRAH36AAK | D5FCFAH36XAK |  | 36000 | 38000 | 20 | 10.2 | 10 | 2.17 | 69 | 68 | 215324533
KENMORE | D5CLRAH36AAK | D5FLCAH36XAK |  | 36000 | 38000 | 20 | 9.7 | 10.4 | 2.2 | 71 | 70 | 215324532
KENMORE | D5CLHAH58AAK | D5FCFAH58XAK |  | 54000 | 60000 | 18.1 | 9 | 10.7 | 1.91 | 68 | 90 | 215324530
KENMORE | D5CLHAH48AAK | D5FCFAH48XAK |  | 48000 | 52000 | 18.7 | 9.4 | 10.1 | 1.83 | 74 | 90 | 215324528
KENMORE | D5CLHAH48AAK | D5FLCAH48XAK |  | 48000 | 53000 | 18.2 | 10 | 11 | 1.96 | 83 | 90 | 215324527
KENMORE | D5CLHAH36AAK | D5FCFAH36XAK |  | 36400 | 38000 | 20.2 | 12 | 10.8 | 2.02 | 79 | 104 | 215324525
KENMORE | D5CLHAH36AAK | D5FLCAH36XAK |  | 36600 | 37000 | 21.3 | 12 | 10.6 | 1.95 | 83 | 100 | 215324524
KENMORE | D5CVRAH09AAK | D5FVHAH09XAK |  | 9000 | 10000 | 19 | 10.9 | 9.7 | 2.15 | 80 | 70 | 215324520
PAYNE | 37MAHAQ18AA3 | 45MBCAQ18XA3 |  | 16000 | 19000 | 20 | 12.5 | 12.4 | 1.9 | 78 | 89 | 215323932
PAYNE | 37MAHAQ18AA3 | 45MCCAQ18XA3 |  | 16700 | 20000 | 20.7 | 12.5 | 12.2 | 1.89 | 73 | 88 | 215323931
PAYNE | 37MAHAQ12AA3 | 45MBFAQ12XA3 |  | 12000 | 12000 | 25 | 12.7 | 10.6 | 1.88 | 82 | 94 | 215323928
PAYNE | 37MAHAQ09AA3 | 45MBFAQ09XA3 |  | 9000 | 9000 | 27.3 | 15.2 | 10.9 | 1.84 | 109 | 126 | 215323923
PAYNE | 37MAHAQ09AA3 | 45MBCAQ12XA3 |  | 9000 | 10000 | 22.7 | 14 | 12.2 | 1.84 | 97 | 110 | 215323922
PAYNE | 37MAHAQ09AA3 | 45MCCAQ12XA3 |  | 9000 | 10900 | 24 | 14.7 | 12.2 | 1.83 | 83 | 97 | 215323921
PAYNE | 37MAHAQ06AA3 | 45MCCAQ06XA3 |  | 6500 | 7400 | 22 | 15.2 | 12 | 2.4 | 95 | 109 | 215323919
BRYANT | 37MBRAQ58AA3 | 45MCFAQ58XA3 |  | 54000 | 60000 | 19.5 | 9.6 | 9.5 | 2.01 | 62 | 58 | 215323917
BRYANT | 37MBRAQ48AA3 | 45MCFAQ48XA3 |  | 48000 | 50000 | 19.9 | 9.5 | 10.2 | 1.95 | 79 | 77 | 215323915
BRYANT | 37MBRAQ48AA3 | 45MBCAQ48XA3 |  | 48000 | 50000 | 19.1 | 9.5 | 9.9 | 2.11 | 73 | 81 | 215323914
BRYANT | 37MBRAQ36AA3 | 45MCFAQ36XA3 |  | 36000 | 38000 | 20 | 10.2 | 10 | 2.17 | 69 | 68 | 215323912
BRYANT | 37MBRAQ36AA3 | 45MBCAQ36XA3 |  | 36000 | 38000 | 20 | 9.7 | 10.4 | 2.2 | 71 | 70 | 215323911
BRYANT | 37MBHAQ58AA3 | 45MCFAQ58XA3 |  | 54000 | 60000 | 18.1 | 9 | 10.7 | 1.91 | 68 | 90 | 215323909
BRYANT | 37MBHAQ48AA3 | 45MBCAQ48XA3 |  | 48000 | 53000 | 18.2 | 10 | 11 | 1.96 | 83 | 90 | 215323906
BRYANT | 37MBHAQ48AA3 | 45MCFAQ48XA3 |  | 48000 | 52000 | 18.7 | 9.4 | 10.1 | 1.83 | 74 | 90 | 215323907
BRYANT | 37MBHAQ36AA3 | 45MBCAQ36XA3 |  | 36600 | 37000 | 21.3 | 12 | 10.6 | 1.95 | 83 | 100 | 215323903
BRYANT | 37MVRAQ09AA3 | D5MVHAQ09XA3 |  | 9000 | 10000 | 19 | 10.9 | 9.7 | 2.15 | 80 | 70 | 215323899
BRYANT | 37MARAQ24AA3 | 45MCFAQ24XA3 |  | 24000 | 24400 | 21.2 | 12.2 | 11.1 | 2.27 | 82 | 76 | 215323895
BRYANT | 37MARAQ24AA3 | 45MBCAQ24XA3 |  | 24000 | 25000 | 22.1 | 12 | 10.5 | 2.3 | 82 | 74 | 215323894
BRYANT | 37MARAQ18AA3 | 45MBFAQ16XA3 |  | 16000 | 17000 | 23.9 | 12.5 | 13.5 | 2.16 | 83 | 77 | 215323890
BRYANT | 37MARAQ18AA3 | 45MBCAQ18XA3 |  | 16800 | 18000 | 20.8 | 12.5 | 11.4 | 2.2 | 77 | 71 | 215323889
BRYANT | 37MARAQ18AA3 | 45MCCAQ18XA3 |  | 18000 | 18000 | 22.3 | 12.5 | 12.2 | 2.24 | 78 | 73 | 215323888
BRYANT | 37MARAQ12AA3 | 45MBFAQ12XA3 |  | 12000 | 12000 | 24.7 | 12.7 | 11 | 2.5 | 75 | 74 | 215323885
BRYANT | 37MARAQ12AA3 | 45MBCAQ12XA3 |  | 12000 | 12000 | 21.2 | 12.5 | 10.4 | 2.4 | 71 | 70 | 215323884
Weathermaker | 37MAHAQ12AA3 | D5MAHAQ12XA3 |  | 12000 | 12000 | 25.5 | 13.5 | 10.5 | 1.8 | 82 | 96 | 215323777
BRYANT | 37MARAQ12AA3 | 45MCCAQ12XA3 |  | 12000 | 12000 | 22.2 | 12.3 | 10.1 | 2.48 | 72 | 72 | 215323883
BRYANT | 37MARAQ09AA3 | 45MBCAQ12XA3 |  | 9000 | 10000 | 21.7 | 14.3 | 11.3 | 2.17 | 85 | 83 | 215323879
Weathermaker | 37MAHAQ06AA3 | D5MAHAQ06XA3 |  | 6000 | 7000 | 25.7 | 18 | 14.8 | 2.39 | 113 | 110 | 215323775
BRYANT | 37MAHAQ24AA3 | 45MBCAQ24XA3 |  | 23400 | 25000 | 20.8 | 12 | 11.6 | 2.23 | 82 | 95 | 215323876
BRYANT | 37MAHAQ18AA3 | 45MCFAQ18XA3 |  | 17000 | 19000 | 20.5 | 12.6 | 10.3 | 1.86 | 76 | 89 | 215323873
BRYANT | 37MAHAQ18AA3 | 45MBFAQ16XA3 |  | 16000 | 17000 | 20.2 | 12.5 | 10.3 | 1.95 | 84 | 103 | 215323872
BRYANT | 37MAHAQ18AA3 | 45MBCAQ18XA3 |  | 16000 | 19000 | 20 | 12.5 | 12.4 | 1.9 | 78 | 89 | 215323871
BRYANT | 37MAHAQ18AA3 | 45MCCAQ18XA3 |  | 16700 | 20000 | 20.7 | 12.5 | 12.2 | 1.89 | 73 | 88 | 215323870
KENMORE | D5CSRAH24AAK | D5FCFAH24XAK |  | 24000 | 24400 | 21.2 | 12.2 | 11.1 | 2.27 | 82 | 76 | 215324516
KENMORE | D5CSRAH24AAK | D5FSCAH24XAK |  | 24000 | 25000 | 22.1 | 12 | 10.5 | 2.3 | 82 | 74 | 215324515
KENMORE | D5CSRAH24AAK | D5FPHAH18XAK |  | 24000 | 25000 | 23.1 | 14 | 11.7 | 2.54 | 75 | 78 | 215324514
KENMORE | D5CSRAH18AAK | D5FCFAH18XAK |  | 18000 | 18000 | 22.4 | 12.5 | 10.4 | 2.05 | 76 | 71 | 215324511
KENMORE | D5CSRAH18AAK | D5FSFAH16XAK |  | 16000 | 17000 | 23.9 | 12.5 | 13.5 | 2.16 | 83 | 77 | 215324510
KENMORE | D5CSRAH18AAK | D5FSOAH18XAK |  | 18000 | 18000 | 22.3 | 12.5 | 12.2 | 2.24 | 78 | 73 | 215324508
KENMORE | D5CSRAH12AAK | D5FSFAH12XAK |  | 12000 | 12000 | 24.7 | 12.7 | 11 | 2.5 | 75 | 74 | 215324504
KENMORE | D5CSRAH12AAK | D5FSCAH12XAK |  | 12000 | 12000 | 21.2 | 12.5 | 10.4 | 2.4 | 71 | 70 | 215324503
KENMORE | D5CSRAH12AAK | D5FSOAH12XAK |  | 12000 | 12000 | 22.2 | 12.3 | 10.1 | 2.48 | 72 | 72 | 215324502
COMFORTMAKER | D5CSHAH24AAK | D5FCFAH24XAK |  | 22000 | 26000 | 20.5 | 12 | 12.1 | 2.16 | 78 | 93 | 215324199
KENMORE | D5CSRAH12AAK | D5FSHAH12XAK |  | 12000 | 12000 | 25.5 | 13.1 | 10.7 | 2.3 | 78 | 70 | 215324501
KENMORE | D5CSRAH09AAK | D5FSFAH09XAK |  | 9000 | 9000 | 26 | 16.3 | 13.9 | 2.27 | 100 | 96 | 215324498
KENMORE | D5CSRAH09AAK | D5FSCAH12XAK |  | 9000 | 10000 | 21.7 | 14.3 | 11.3 | 2.17 | 85 | 83 | 215324497
COMFORTMAKER | D5CSHAH24AAK | D5FSHAH24XAK |  | 24000 | 29000 | 21.2 | 13 | 13.5 | 2.34 | 72 | 83 | 215324197
HEIL | D5CSHAH06AAK | D5FSHAH06XAK |  | 6000 | 7000 | 25.7 | 18 | 14.8 | 2.39 | 113 | 110 | 215324321
ARCOAIRE | D5CVRAH09AAK | D5FVHAH09XAK |  | 9000 | 10000 | 19 | 10.9 | 9.7 | 2.15 | 80 | 70 | 215324155
DAY & NIGHT | D5CLRAH58AAK | D5FCFAH58XAK |  | 54000 | 60000 | 19.5 | 9.6 | 9.5 | 2.01 | 62 | 58 | 215324319
DAY & NIGHT | D5CLRAH48AAK | D5FCFAH48XAK |  | 48000 | 50000 | 19.9 | 9.5 | 10.2 | 1.95 | 79 | 77 | 215324317
DAY & NIGHT | D5CLRAH48AAK | D5FLCAH48XAK |  | 48000 | 50000 | 19.1 | 9.5 | 9.9 | 2.11 | 73 | 81 | 215324316
DAY & NIGHT | D5CLRAH36AAK | D5FCFAH36XAK |  | 36000 | 38000 | 20 | 10.2 | 10 | 2.17 | 69 | 68 | 215324314
DAY & NIGHT | D5CLRAH36AAK | D5FLCAH36XAK |  | 36000 | 38000 | 20 | 9.7 | 10.4 | 2.2 | 71 | 70 | 215324313
DAY & NIGHT | D5CLHAH58AAK | D5FCFAH58XAK |  | 54000 | 60000 | 18.1 | 9 | 10.7 | 1.91 | 68 | 90 | 215324311
DAY & NIGHT | D5CLHAH48AAK | D5FCFAH48XAK |  | 48000 | 52000 | 18.7 | 9.4 | 10.1 | 1.83 | 74 | 90 | 215324309
DAY & NIGHT | D5CLHAH48AAK | D5FLCAH48XAK |  | 48000 | 53000 | 18.2 | 10 | 11 | 1.96 | 83 | 90 | 215324308
DAY & NIGHT | D5CLHAH36AAK | D5FCFAH36XAK |  | 36400 | 38000 | 20.2 | 12 | 10.8 | 2.02 | 79 | 104 | 215324306
DAY & NIGHT | D5CLHAH36AAK | D5FLCAH36XAK |  | 36600 | 37000 | 21.3 | 12 | 10.6 | 1.95 | 83 | 100 | 215324305
DAY & NIGHT | D5CVRAH09AAK | D5FVHAH09XAK |  | 9000 | 10000 | 19 | 10.9 | 9.7 | 2.15 | 80 | 70 | 215324301
DAY & NIGHT | D5CSRAH24AAK | D5FCFAH24XAK |  | 24000 | 24400 | 21.2 | 12.2 | 11.1 | 2.27 | 82 | 76 | 215324297
DAY & NIGHT | D5CSRAH24AAK | D5FSCAH24XAK |  | 24000 | 25000 | 22.1 | 12 | 10.5 | 2.3 | 82 | 74 | 215324296
DAY & NIGHT | D5CSRAH24AAK | D5FPHAH18XAK |  | 24000 | 25000 | 23.1 | 14 | 11.7 | 2.54 | 75 | 78 | 215324295
DAY & NIGHT | D5CSRAH18AAK | D5FCFAH18XAK |  | 18000 | 18000 | 22.4 | 12.5 | 10.4 | 2.05 | 76 | 71 | 215324292
DAY & NIGHT | D5CSRAH18AAK | D5FSFAH16XAK |  | 16000 | 17000 | 23.9 | 12.5 | 13.5 | 2.16 | 83 | 77 | 215324291
DAY & NIGHT | D5CSRAH18AAK | D5FSCAH18XAK |  | 16800 | 18000 | 20.8 | 12.5 | 11.4 | 2.2 | 77 | 71 | 215324290
DAY & NIGHT | D5CSRAH18AAK | D5FSOAH18XAK |  | 18000 | 18000 | 22.3 | 12.5 | 12.2 | 2.24 | 78 | 73 | 215324289
DAY & NIGHT | D5CSRAH18AAK | D5FSHAH18XAK |  | 18000 | 18000 | 23.5 | 12.8 | 10.8 | 2.1 | 76 | 71 | 215324288
DAY & NIGHT | D5CSRAH12AAK | D5FSFAH12XAK |  | 12000 | 12000 | 24.7 | 12.7 | 11 | 2.5 | 75 | 74 | 215324285
DAY & NIGHT | D5CSRAH12AAK | D5FSOAH12XAK |  | 12000 | 12000 | 22.2 | 12.3 | 10.1 | 2.48 | 72 | 72 | 215324283
DAY & NIGHT | D5CSRAH12AAK | D5FSHAH12XAK |  | 12000 | 12000 | 25.5 | 13.1 | 10.7 | 2.3 | 78 | 70 | 215324282
DAY & NIGHT | D5CSRAH09AAK | D5FSFAH09XAK |  | 9000 | 9000 | 26 | 16.3 | 13.9 | 2.27 | 100 | 96 | 215324279
DAY & NIGHT | D5CSRAH09AAK | D5FSCAH12XAK |  | 9000 | 10000 | 21.7 | 14.3 | 11.3 | 2.17 | 85 | 83 | 215324278
ARCOAIRE | D5CSRAH18AAK | D5FSCAH18XAK |  | 16800 | 18000 | 20.8 | 12.5 | 11.4 | 2.2 | 77 | 71 | 215324144
DAY & NIGHT | D5CSRAH09AAK | D5FSOAH12XAK |  | 9000 | 11000 | 22.2 | 14.4 | 11.8 | 2.18 | 72 | 73 | 215324277
DAY & NIGHT | D5CSRAH09AAK | D5FSHAH09XAK |  | 9000 | 10000 | 26 | 14.9 | 12.5 | 2.36 | 81 | 80 | 215324276
DAY & NIGHT | D5CSRAH12AAJ | D5FSHAH12XAJ |  | 12000 | 12000 | 23.5 | 13 | 9.5 | 2.33 | 73 | 64 | 215324275
DAY & NIGHT | D5CSHAH33AAK | D5FSHAH33XAK |  | 33000 | 36000 | 19.6 | 12 | 10.5 | 1.98 | 83 | 97 | 215324274
Grandaire | D5CLHAH58AAK | D5FCFAH58XAK |  | 54000 | 60000 | 18.1 | 9 | 10.7 | 1.91 | 68 | 90 | 215324968
Grandaire | D5CLHAH48AAK | D5FCFAH48XAK |  | 48000 | 52000 | 18.7 | 9.4 | 10.1 | 1.83 | 74 | 90 | 215324966
Grandaire | D5CLHAH48AAK | D5FLCAH48XAK |  | 48000 | 53000 | 18.2 | 10 | 11 | 1.96 | 83 | 90 | 215324965
Grandaire | D5CLHAH36AAK | D5FLCAH36XAK |  | 36600 | 37000 | 21.3 | 12 | 10.6 | 1.95 | 83 | 100 | 215324962
Grandaire | D5CVRAH09AAK | D5FVHAH09XAK |  | 9000 | 10000 | 19 | 10.9 | 9.7 | 2.15 | 80 | 70 | 215324958
Grandaire | D5CSRAH24AAK | D5FSCAH24XAK |  | 24000 | 25000 | 22.1 | 12 | 10.5 | 2.3 | 82 | 74 | 215324953
Grandaire | D5CSRAH24AAK | D5FPHAH18XAK |  | 24000 | 25000 | 23.1 | 14 | 11.7 | 2.54 | 75 | 78 | 215324952
Grandaire | D5CSRAH18AAK | D5FCFAH18XAK |  | 18000 | 18000 | 22.4 | 12.5 | 10.4 | 2.05 | 76 | 71 | 215324949
Grandaire | D5CSRAH18AAK | D5FSCAH18XAK |  | 16800 | 18000 | 20.8 | 12.5 | 11.4 | 2.2 | 77 | 71 | 215324947
Grandaire | D5CSRAH18AAK | D5FSOAH18XAK |  | 18000 | 18000 | 22.3 | 12.5 | 12.2 | 2.24 | 78 | 73 | 215324946
Grandaire | D5CSRAH18AAK | D5FSHAH18XAK |  | 18000 | 18000 | 23.5 | 12.8 | 10.8 | 2.1 | 76 | 71 | 215324945
Grandaire | D5CSRAH12AAK | D5FSCAH12XAK |  | 12000 | 12000 | 21.2 | 12.5 | 10.4 | 2.4 | 71 | 70 | 215324941
Grandaire | D5CSRAH12AAK | D5FSOAH12XAK |  | 12000 | 12000 | 22.2 | 12.3 | 10.1 | 2.48 | 72 | 72 | 215324940
Grandaire | D5CSRAH12AAK | D5FSHAH12XAK |  | 12000 | 12000 | 25.5 | 13.1 | 10.7 | 2.3 | 78 | 70 | 215324939
Grandaire | D5CSRAH09AAK | D5FSFAH09XAK |  | 9000 | 9000 | 26 | 16.3 | 13.9 | 2.27 | 100 | 96 | 215324936
Grandaire | D5CSRAH09AAK | D5FSCAH12XAK |  | 9000 | 10000 | 21.7 | 14.3 | 11.3 | 2.17 | 85 | 83 | 215324935
Grandaire | D5CSRAH09AAK | D5FSHAH09XAK |  | 9000 | 10000 | 26 | 14.9 | 12.5 | 2.36 | 81 | 80 | 215324933
Grandaire | D5CSRAH12AAJ | D5FSHAH12XAJ |  | 12000 | 12000 | 23.5 | 13 | 9.5 | 2.33 | 73 | 64 | 215324932
Grandaire | D5CSHAH33AAK | D5FSHAH33XAK |  | 33000 | 36000 | 19.6 | 12 | 10.5 | 1.98 | 83 | 97 | 215324931
Grandaire | D5CSHAH24AAK | D5FCFAH24XAK |  | 22000 | 26000 | 20.5 | 12 | 12.1 | 2.16 | 78 | 93 | 215324929
Grandaire | D5CSHAH24AAK | D5FSCAH24XAK |  | 23400 | 25000 | 20.8 | 12 | 11.6 | 2.23 | 82 | 95 | 215324928
Grandaire | D5CSHAH24AAK | D5FSHAH24XAK |  | 24000 | 29000 | 21.2 | 13 | 13.5 | 2.34 | 72 | 83 | 215324927
Grandaire | D5CSHAH18AAK | D5FCFAH18XAK |  | 17000 | 19000 | 20.5 | 12.6 | 10.3 | 1.86 | 76 | 89 | 215324924
Grandaire | D5CSHAH18AAK | D5FSFAH16XAK |  | 16000 | 17000 | 20.2 | 12.5 | 10.3 | 1.95 | 84 | 103 | 215324923
Grandaire | D5CSHAH18AAK | D5FSCAH18XAK |  | 16000 | 19000 | 20 | 12.5 | 12.4 | 1.9 | 78 | 89 | 215324922
Grandaire | D5CSHAH18AAK | D5FSOAH18XAK |  | 16700 | 20000 | 20.7 | 12.5 | 12.2 | 1.89 | 73 | 88 | 215324921
Grandaire | D5CSHAH18AAK | D5FSHAH18XAK |  | 18000 | 18000 | 21.5 | 12.5 | 11 | 1.92 | 83 | 100 | 215324920
Grandaire | D5CSHAH12AAK | D5FSFAH12XAK |  | 12000 | 12000 | 25 | 12.7 | 10.6 | 1.88 | 82 | 94 | 215324917
Grandaire | D5CSHAH12AAK | D5FSCAH12XAK |  | 12000 | 12000 | 22.3 | 12.7 | 11.6 | 2 | 83 | 96 | 215324916
Grandaire | D5CSHAH09AAK | D5FSFAH09XAK |  | 9000 | 9000 | 27.3 | 15.2 | 10.9 | 1.84 | 109 | 126 | 215324911
Grandaire | D5CSHAH09AAK | D5FSCAH12XAK |  | 9000 | 10000 | 22.7 | 14 | 12.2 | 1.84 | 97 | 110 | 215324910
Grandaire | D5CSHAH09AAK | D5FSOAH12XAK |  | 9000 | 10900 | 24 | 14.7 | 12.2 | 1.83 | 83 | 97 | 215324909
Grandaire | D5CSHAH09AAK | D5FSHAH09XAK |  | 9000 | 12000 | 27.5 | 15.5 | 12.5 | 1.8 | 82 | 96 | 215324908
Grandaire | D5CSHAH06AAK | D5FSOAH06XAK |  | 6500 | 7400 | 22 | 15.2 | 12 | 2.4 | 95 | 109 | 215324906
LPS Legacy | D5CLRAH58AAK | D5FCFAH58XAK |  | 54000 | 60000 | 19.5 | 9.6 | 9.5 | 2.01 | 62 | 58 | 215324903
LPS Legacy | D5CLRAH48AAK | D5FCFAH48XAK |  | 48000 | 50000 | 19.9 | 9.5 | 10.2 | 1.95 | 79 | 77 | 215324901
COMFORTMAKER | D5CSRAH09AAK | D5FSOAH12XAK |  | 9000 | 11000 | 22.2 | 14.4 | 11.8 | 2.18 | 72 | 73 | 215324204
COMFORTMAKER | D5CSRAH09AAK | D5FSHAH09XAK |  | 9000 | 10000 | 26 | 14.9 | 12.5 | 2.36 | 81 | 80 | 215324203
COMFORTMAKER | D5CSRAH12AAJ | D5FSHAH12XAJ |  | 12000 | 12000 | 23.5 | 13 | 9.5 | 2.33 | 73 | 64 | 215324202
COMFORTMAKER | D5CSHAH33AAK | D5FSHAH33XAK |  | 33000 | 36000 | 19.6 | 12 | 10.5 | 1.98 | 83 | 97 | 215324201
COMFORTMAKER | D5CSHAH24AAK | D5FSCAH24XAK |  | 23400 | 25000 | 20.8 | 12 | 11.6 | 2.23 | 82 | 95 | 215324198
COMFORTMAKER | D5CSHAH18AAK | D5FCFAH18XAK |  | 17000 | 19000 | 20.5 | 12.6 | 10.3 | 1.86 | 76 | 89 | 215324194
COMFORTMAKER | D5CSHAH18AAK | D5FSFAH16XAK |  | 16000 | 17000 | 20.2 | 12.5 | 10.3 | 1.95 | 84 | 103 | 215324193
COMFORTMAKER | D5CSHAH18AAK | D5FSCAH18XAK |  | 16000 | 19000 | 20 | 12.5 | 12.4 | 1.9 | 78 | 89 | 215324192
COMFORTMAKER | D5CSHAH18AAK | D5FSOAH18XAK |  | 16700 | 20000 | 20.7 | 12.5 | 12.2 | 1.89 | 73 | 88 | 215324191
COMFORTMAKER | D5CSHAH18AAK | D5FSHAH18XAK |  | 18000 | 18000 | 21.5 | 12.5 | 11 | 1.92 | 83 | 100 | 215324190
COMFORTMAKER | D5CSHAH12AAK | D5FSFAH12XAK |  | 12000 | 12000 | 25 | 12.7 | 10.6 | 1.88 | 82 | 94 | 215324187
COMFORTMAKER | D5CSHAH12AAK | D5FSCAH12XAK |  | 12000 | 12000 | 22.3 | 12.7 | 11.6 | 2 | 83 | 96 | 215324186
COMFORTMAKER | D5CSHAH12AAK | D5FSOAH12XAK |  | 12000 | 12500 | 23 | 13 | 10.2 | 2 | 77 | 92 | 215324185
COMFORTMAKER | D5CSHAH12AAK | D5FSHAH12XAK |  | 12000 | 12000 | 25.5 | 13.5 | 10.5 | 1.8 | 82 | 96 | 215324184
COMFORTMAKER | D5CSHAH09AAK | D5FSCAH12XAK |  | 9000 | 10000 | 22.7 | 14 | 12.2 | 1.84 | 97 | 110 | 215324180
COMFORTMAKER | D5CSHAH09AAK | D5FSFAH09XAK |  | 9000 | 9000 | 27.3 | 15.2 | 10.9 | 1.84 | 109 | 126 | 215324181
COMFORTMAKER | D5CSHAH09AAK | D5FSOAH12XAK |  | 9000 | 10900 | 24 | 14.7 | 12.2 | 1.83 | 83 | 97 | 215324179
COMFORTMAKER | D5CSHAH09AAK | D5FSHAH09XAK |  | 9000 | 12000 | 27.5 | 15.5 | 12.5 | 1.8 | 82 | 96 | 215324178
COMFORTMAKER | D5CSHAH06AAK | D5FSOAH06XAK |  | 6500 | 7400 | 22 | 15.2 | 12 | 2.4 | 95 | 109 | 215324176
ARCOAIRE | D5CLRAH48AAK | D5FCFAH48XAK |  | 48000 | 50000 | 19.9 | 9.5 | 10.2 | 1.95 | 79 | 77 | 215324171
ARCOAIRE | D5CLRAH48AAK | D5FLCAH48XAK |  | 48000 | 50000 | 19.1 | 9.5 | 9.9 | 2.11 | 73 | 81 | 215324170
ARCOAIRE | D5CLRAH36AAK | D5FCFAH36XAK |  | 36000 | 38000 | 20 | 10.2 | 10 | 2.17 | 69 | 68 | 215324168
ARCOAIRE | D5CLRAH36AAK | D5FLCAH36XAK |  | 36000 | 38000 | 20 | 9.7 | 10.4 | 2.2 | 71 | 70 | 215324167
ARCOAIRE | D5CLHAH58AAK | D5FCFAH58XAK |  | 54000 | 60000 | 18.1 | 9 | 10.7 | 1.91 | 68 | 90 | 215324165
ARCOAIRE | D5CLHAH48AAK | D5FLCAH48XAK |  | 48000 | 53000 | 18.2 | 10 | 11 | 1.96 | 83 | 90 | 215324162
ARCOAIRE | D5CSRAH24AAK | D5FCFAH24XAK |  | 24000 | 24400 | 21.2 | 12.2 | 11.1 | 2.27 | 82 | 76 | 215324151
ARCOAIRE | D5CSRAH24AAK | D5FSCAH24XAK |  | 24000 | 25000 | 22.1 | 12 | 10.5 | 2.3 | 82 | 74 | 215324150
ARCOAIRE | D5CSRAH24AAK | D5FPHAH18XAK |  | 24000 | 25000 | 23.1 | 14 | 11.7 | 2.54 | 75 | 78 | 215324149
ARCOAIRE | D5CSRAH18AAK | D5FCFAH18XAK |  | 18000 | 18000 | 22.4 | 12.5 | 10.4 | 2.05 | 76 | 71 | 215324146
ARCOAIRE | D5CSRAH18AAK | D5FSFAH16XAK |  | 16000 | 17000 | 23.9 | 12.5 | 13.5 | 2.16 | 83 | 77 | 215324145
ARCOAIRE | D5CSRAH18AAK | D5FSOAH18XAK |  | 18000 | 18000 | 22.3 | 12.5 | 12.2 | 2.24 | 78 | 73 | 215324143
ARCOAIRE | D5CSRAH18AAK | D5FSHAH18XAK |  | 18000 | 18000 | 23.5 | 12.8 | 10.8 | 2.1 | 76 | 71 | 215324142
ARCOAIRE | D5CSRAH12AAK | D5FSFAH12XAK |  | 12000 | 12000 | 24.7 | 12.7 | 11 | 2.5 | 75 | 74 | 215324139
ARCOAIRE | D5CSRAH12AAK | D5FSCAH12XAK |  | 12000 | 12000 | 21.2 | 12.5 | 10.4 | 2.4 | 71 | 70 | 215324138
ARCOAIRE | D5CSRAH12AAK | D5FSOAH12XAK |  | 12000 | 12000 | 22.2 | 12.3 | 10.1 | 2.48 | 72 | 72 | 215324137
ARCOAIRE | D5CSRAH12AAK | D5FSHAH12XAK |  | 12000 | 12000 | 25.5 | 13.1 | 10.7 | 2.3 | 78 | 70 | 215324136
LPS Legacy | D5CLRAH48AAK | D5FLCAH48XAK |  | 48000 | 50000 | 19.1 | 9.5 | 9.9 | 2.11 | 73 | 81 | 215324900
LPS Legacy | D5CLRAH36AAK | D5FCFAH36XAK |  | 36000 | 38000 | 20 | 10.2 | 10 | 2.17 | 69 | 68 | 215324898
LPS Legacy | D5CLRAH36AAK | D5FLCAH36XAK |  | 36000 | 38000 | 20 | 9.7 | 10.4 | 2.2 | 71 | 70 | 215324897
LPS Legacy | D5CLHAH48AAK | D5FCFAH48XAK |  | 48000 | 52000 | 18.7 | 9.4 | 10.1 | 1.83 | 74 | 90 | 215324893
LPS Legacy | D5CLHAH48AAK | D5FLCAH48XAK |  | 48000 | 53000 | 18.2 | 10 | 11 | 1.96 | 83 | 90 | 215324892
LPS Legacy | D5CLHAH36AAK | D5FCFAH36XAK |  | 36400 | 38000 | 20.2 | 12 | 10.8 | 2.02 | 79 | 104 | 215324890
LPS Legacy | D5CLHAH36AAK | D5FLCAH36XAK |  | 36600 | 37000 | 21.3 | 12 | 10.6 | 1.95 | 83 | 100 | 215324889
LPS Legacy | D5CVRAH09AAK | D5FVHAH09XAK |  | 9000 | 10000 | 19 | 10.9 | 9.7 | 2.15 | 80 | 70 | 215324885
LPS Legacy | D5CSRAH24AAK | D5FCFAH24XAK |  | 24000 | 24400 | 21.2 | 12.2 | 11.1 | 2.27 | 82 | 76 | 215324881
LPS Legacy | D5CSRAH24AAK | D5FSCAH24XAK |  | 24000 | 25000 | 22.1 | 12 | 10.5 | 2.3 | 82 | 74 | 215324880
LPS Legacy | D5CSRAH24AAK | D5FPHAH18XAK |  | 24000 | 25000 | 23.1 | 14 | 11.7 | 2.54 | 75 | 78 | 215324879
LPS Legacy | D5CSRAH18AAK | D5FCFAH18XAK |  | 18000 | 18000 | 22.4 | 12.5 | 10.4 | 2.05 | 76 | 71 | 215324876
LPS Legacy | D5CSRAH18AAK | D5FSFAH16XAK |  | 16000 | 17000 | 23.9 | 12.5 | 13.5 | 2.16 | 83 | 77 | 215324875
LPS Legacy | D5CSRAH18AAK | D5FSHAH18XAK |  | 18000 | 18000 | 23.5 | 12.8 | 10.8 | 2.1 | 76 | 71 | 215324872
LPS Legacy | D5CSRAH18AAK | D5FSOAH18XAK |  | 18000 | 18000 | 22.3 | 12.5 | 12.2 | 2.24 | 78 | 73 | 215324873
LPS Legacy | D5CSRAH12AAK | D5FSCAH12XAK |  | 12000 | 12000 | 21.2 | 12.5 | 10.4 | 2.4 | 71 | 70 | 215324868
LPS Legacy | D5CSRAH12AAK | D5FSOAH12XAK |  | 12000 | 12000 | 22.2 | 12.3 | 10.1 | 2.48 | 72 | 72 | 215324867
LPS Legacy | D5CSRAH09AAK | D5FSFAH09XAK |  | 9000 | 9000 | 26 | 16.3 | 13.9 | 2.27 | 100 | 96 | 215324863
LPS Legacy | D5CSRAH09AAK | D5FSOAH12XAK |  | 9000 | 11000 | 22.2 | 14.4 | 11.8 | 2.18 | 72 | 73 | 215324861
LPS Legacy | D5CSRAH09AAK | D5FSCAH12XAK |  | 9000 | 10000 | 21.7 | 14.3 | 11.3 | 2.17 | 85 | 83 | 215324862
LPS Legacy | D5CSRAH12AAJ | D5FSHAH12XAJ |  | 12000 | 12000 | 23.5 | 13 | 9.5 | 2.33 | 73 | 64 | 215324859
LPS Legacy | D5CSHAH24AAK | D5FCFAH24XAK |  | 22000 | 26000 | 20.5 | 12 | 12.1 | 2.16 | 78 | 93 | 215324856
LPS Legacy | D5CSHAH24AAK | D5FSCAH24XAK |  | 23400 | 25000 | 20.8 | 12 | 11.6 | 2.23 | 82 | 95 | 215324855
LPS Legacy | D5CSHAH24AAK | D5FSHAH24XAK |  | 24000 | 29000 | 21.2 | 13 | 13.5 | 2.34 | 72 | 83 | 215324854
LPS Legacy | D5CSHAH18AAK | D5FCFAH18XAK |  | 17000 | 19000 | 20.5 | 12.6 | 10.3 | 1.86 | 76 | 89 | 215324851
LPS Legacy | D5CSHAH18AAK | D5FSCAH18XAK |  | 16000 | 19000 | 20 | 12.5 | 12.4 | 1.9 | 78 | 89 | 215324849
LPS Legacy | D5CSHAH18AAK | D5FSOAH18XAK |  | 16700 | 20000 | 20.7 | 12.5 | 12.2 | 1.89 | 73 | 88 | 215324848
LPS Legacy | D5CSHAH12AAK | D5FSCAH12XAK |  | 12000 | 12000 | 22.3 | 12.7 | 11.6 | 2 | 83 | 96 | 215324843
LPS Legacy | D5CSHAH12AAK | D5FSOAH12XAK |  | 12000 | 12500 | 23 | 13 | 10.2 | 2 | 77 | 92 | 215324842
LPS Legacy | D5CSHAH12AAK | D5FSHAH12XAK |  | 12000 | 12000 | 25.5 | 13.5 | 10.5 | 1.8 | 82 | 96 | 215324841
LPS Legacy | D5CSHAH09AAK | D5FSFAH09XAK |  | 9000 | 9000 | 27.3 | 15.2 | 10.9 | 1.84 | 109 | 126 | 215324838
LPS Legacy | D5CSHAH09AAK | D5FSOAH12XAK |  | 9000 | 10900 | 24 | 14.7 | 12.2 | 1.83 | 83 | 97 | 215324836
LPS Legacy | D5CSHAH09AAK | D5FSHAH09XAK |  | 9000 | 12000 | 27.5 | 15.5 | 12.5 | 1.8 | 82 | 96 | 215324835
LPS Legacy | D5CSHAH06AAK | D5FSOAH06XAK |  | 6500 | 7400 | 22 | 15.2 | 12 | 2.4 | 95 | 109 | 215324833
LPS Legacy | D5CSHAH06AAK | D5FSHAH06XAK |  | 6000 | 7000 | 25.7 | 18 | 14.8 | 2.39 | 113 | 110 | 215324832
ARCOAIRE | D5CSRAH09AAK | D5FSFAH09XAK |  | 9000 | 9000 | 26 | 16.3 | 13.9 | 2.27 | 100 | 96 | 215324133
ARCOAIRE | D5CSRAH09AAK | D5FSCAH12XAK |  | 9000 | 10000 | 21.7 | 14.3 | 11.3 | 2.17 | 85 | 83 | 215324132
ARCOAIRE | D5CSRAH09AAK | D5FSOAH12XAK |  | 9000 | 11000 | 22.2 | 14.4 | 11.8 | 2.18 | 72 | 73 | 215324131
ARCOAIRE | D5CSRAH09AAK | D5FSHAH09XAK |  | 9000 | 10000 | 26 | 14.9 | 12.5 | 2.36 | 81 | 80 | 215324130
ARCOAIRE | D5CSRAH12AAJ | D5FSHAH12XAJ |  | 12000 | 12000 | 23.5 | 13 | 9.5 | 2.33 | 73 | 64 | 215324129
ARCOAIRE | D5CSHAH33AAK | D5FSHAH33XAK |  | 33000 | 36000 | 19.6 | 12 | 10.5 | 1.98 | 83 | 97 | 215324128
ARCOAIRE | D5CSHAH24AAK | D5FCFAH24XAK |  | 22000 | 26000 | 20.5 | 12 | 12.1 | 2.16 | 78 | 93 | 215324126
ARCOAIRE | D5CSHAH24AAK | D5FSCAH24XAK |  | 23400 | 25000 | 20.8 | 12 | 11.6 | 2.23 | 82 | 95 | 215324125
ARCOAIRE | D5CSHAH24AAK | D5FSHAH24XAK |  | 24000 | 29000 | 21.2 | 13 | 13.5 | 2.34 | 72 | 83 | 215324124
ARCOAIRE | D5CSHAH18AAK | D5FCFAH18XAK |  | 17000 | 19000 | 20.5 | 12.6 | 10.3 | 1.86 | 76 | 89 | 215324121
ARCOAIRE | D5CSHAH18AAK | D5FSFAH16XAK |  | 16000 | 17000 | 20.2 | 12.5 | 10.3 | 1.95 | 84 | 103 | 215324120
ARCOAIRE | D5CSHAH18AAK | D5FSCAH18XAK |  | 16000 | 19000 | 20 | 12.5 | 12.4 | 1.9 | 78 | 89 | 215324119
ARCOAIRE | D5CSHAH18AAK | D5FSOAH18XAK |  | 16700 | 20000 | 20.7 | 12.5 | 12.2 | 1.89 | 73 | 88 | 215324118
ARCOAIRE | D5CSHAH18AAK | D5FSHAH18XAK |  | 18000 | 18000 | 21.5 | 12.5 | 11 | 1.92 | 83 | 100 | 215324117
ARCOAIRE | D5CSHAH12AAK | D5FSFAH12XAK |  | 12000 | 12000 | 25 | 12.7 | 10.6 | 1.88 | 82 | 94 | 215324114
ARCOAIRE | D5CSHAH12AAK | D5FSCAH12XAK |  | 12000 | 12000 | 22.3 | 12.7 | 11.6 | 2 | 83 | 96 | 215324113
ARCOAIRE | D5CSHAH12AAK | D5FSOAH12XAK |  | 12000 | 12500 | 23 | 13 | 10.2 | 2 | 77 | 92 | 215324112
ARCOAIRE | D5CSHAH12AAK | D5FSHAH12XAK |  | 12000 | 12000 | 25.5 | 13.5 | 10.5 | 1.8 | 82 | 96 | 215324111
ARCOAIRE | D5CSHAH09AAK | D5FSFAH09XAK |  | 9000 | 9000 | 27.3 | 15.2 | 10.9 | 1.84 | 109 | 126 | 215324108
ARCOAIRE | D5CSHAH09AAK | D5FSCAH12XAK |  | 9000 | 10000 | 22.7 | 14 | 12.2 | 1.84 | 97 | 110 | 215324107
ARCOAIRE | D5CSHAH09AAK | D5FSOAH12XAK |  | 9000 | 10900 | 24 | 14.7 | 12.2 | 1.83 | 83 | 97 | 215324106
ARCOAIRE | D5CSHAH09AAK | D5FSHAH09XAK |  | 9000 | 12000 | 27.5 | 15.5 | 12.5 | 1.8 | 82 | 96 | 215324105
ARCOAIRE | D5CSHAH06AAK | D5FSOAH06XAK |  | 6500 | 7400 | 22 | 15.2 | 12 | 2.4 | 95 | 109 | 215324103
ARCOAIRE | D5CSHAH06AAK | D5FSHAH06XAK |  | 6000 | 7000 | 25.7 | 18 | 14.8 | 2.39 | 113 | 110 | 215324102
MIDEA | 37MARAQ12AA3 | 45MBCAQ12XA3 |  | 12000 | 12000 | 21.2 | 12.5 | 10.4 | 2.4 | 71 | 70 | 215324067
MIDEA | 37MAHAQ09AA3 | 45MCCAQ12XA3 |  | 9000 | 10900 | 24 | 14.7 | 12.2 | 1.83 | 83 | 97 | 215324043
Weathermaker | 37MBRAQ36AA3 | 45MBCAQ36XA3 |  | 36000 | 38000 | 20 | 9.7 | 10.4 | 2.2 | 71 | 70 | 215324033
Weathermaker | 37MBHAQ58AA3 | 45MCFAQ58XA3 |  | 54000 | 60000 | 18.1 | 9 | 10.7 | 1.91 | 68 | 90 | 215324031
Weathermaker | 37MAHAQ18AA3 | 45MBFAQ16XA3 |  | 16000 | 17000 | 20.2 | 12.5 | 10.3 | 1.95 | 84 | 103 | 215323994
Weathermaker | 37MAHAQ12AA3 | 45MCCAQ12XA3 |  | 12000 | 12500 | 23 | 13 | 10.2 | 2 | 77 | 92 | 215323987
Weathermaker | 37MAHAQ09AA3 | 45MBFAQ09XA3 |  | 9000 | 9000 | 27.3 | 15.2 | 10.9 | 1.84 | 109 | 126 | 215323984
PAYNE | 37MBRAQ48AA3 | 45MCFAQ48XA3 |  | 48000 | 50000 | 19.9 | 9.5 | 10.2 | 1.95 | 79 | 77 | 215323976
PAYNE | 37MVRAQ09AA3 | D5MVHAQ09XA3 |  | 9000 | 10000 | 19 | 10.9 | 9.7 | 2.15 | 80 | 70 | 215323960
PAYNE | 37MARAQ12AA3 | 45MBFAQ12XA3 |  | 12000 | 12000 | 24.7 | 12.7 | 11 | 2.5 | 75 | 74 | 215323946
PAYNE | 37MAHAQ24AA3 | 45MCFAQ24XA3 |  | 22000 | 26000 | 20.5 | 12 | 12.1 | 2.16 | 78 | 93 | 215323938
PAYNE | 37MAHAQ18AA3 | 45MBFAQ16XA3 |  | 16000 | 17000 | 20.2 | 12.5 | 10.3 | 1.95 | 84 | 103 | 215323933
PAYNE | 37MAHAQ12AA3 | 45MBCAQ12XA3 |  | 12000 | 12000 | 22.3 | 12.7 | 11.6 | 2 | 83 | 96 | 215323927
PAYNE | 37MAHAQ12AA3 | 45MCCAQ12XA3 |  | 12000 | 12500 | 23 | 13 | 10.2 | 2 | 77 | 92 | 215323926
BRYANT | 37MBHAQ36AA3 | 45MCFAQ36XA3 |  | 36400 | 38000 | 20.2 | 12 | 10.8 | 2.02 | 79 | 104 | 215323904
BRYANT | 37MARAQ18AA3 | 45MCFAQ18XA3 |  | 18000 | 18000 | 22.4 | 12.5 | 10.4 | 2.05 | 76 | 71 | 215323891
BRYANT | 37MARAQ09AA3 | 45MBFAQ09XA3 |  | 9000 | 9000 | 26 | 16.3 | 13.9 | 2.27 | 100 | 96 | 215323880
BRYANT | 37MAHAQ24AA3 | 45MCFAQ24XA3 |  | 22000 | 26000 | 20.5 | 12 | 12.1 | 2.16 | 78 | 93 | 215323877
BRYANT | 37MAHAQ12AA3 | 45MCCAQ12XA3 |  | 12000 | 12500 | 23 | 13 | 10.2 | 2 | 77 | 92 | 215323865
BRYANT | 37MAHAQ09AA3 | 45MBFAQ09XA3 |  | 9000 | 9000 | 27.3 | 15.2 | 10.9 | 1.84 | 109 | 126 | 215323862
CARRIER | 37MBRAQ48AA3 | 45MBCAQ48XA3 |  | 48000 | 50000 | 19.1 | 9.5 | 9.9 | 2.11 | 73 | 81 | 215323853
CARRIER | 37MBHAQ48AA3 | 45MCFAQ48XA3 |  | 48000 | 52000 | 18.7 | 9.4 | 10.1 | 1.83 | 74 | 90 | 215323846
CARRIER | 37MBHAQ36AA3 | 45MBCAQ36XA3 |  | 36600 | 37000 | 21.3 | 12 | 10.6 | 1.95 | 83 | 100 | 215323842
CARRIER | 37MVRAQ09AA3 | D5MVHAQ09XA3 |  | 9000 | 10000 | 19 | 10.9 | 9.7 | 2.15 | 80 | 70 | 215323838
MIDEA | 37MBRAQ58AA3 | 45MCFAQ58XA3 |  | 54000 | 60000 | 19.5 | 9.6 | 9.5 | 2.01 | 62 | 58 | 215324100
MIDEA | 37MBRAQ48AA3 | 45MCFAQ48XA3 |  | 48000 | 50000 | 19.9 | 9.5 | 10.2 | 1.95 | 79 | 77 | 215324098
MIDEA | 37MBRAQ48AA3 | 45MBCAQ48XA3 |  | 48000 | 50000 | 19.1 | 9.5 | 9.9 | 2.11 | 73 | 81 | 215324097
MIDEA | 37MBRAQ36AA3 | 45MCFAQ36XA3 |  | 36000 | 38000 | 20 | 10.2 | 10 | 2.17 | 69 | 68 | 215324095
MIDEA | 37MBRAQ36AA3 | 45MBCAQ36XA3 |  | 36000 | 38000 | 20 | 9.7 | 10.4 | 2.2 | 71 | 70 | 215324094
MIDEA | 37MBHAQ58AA3 | 45MCFAQ58XA3 |  | 54000 | 60000 | 18.1 | 9 | 10.7 | 1.91 | 68 | 90 | 215324092
MIDEA | 37MBHAQ48AA3 | 45MCFAQ48XA3 |  | 48000 | 52000 | 18.7 | 9.4 | 10.1 | 1.83 | 74 | 90 | 215324090
MIDEA | 37MBHAQ48AA3 | 45MBCAQ48XA3 |  | 48000 | 53000 | 18.2 | 10 | 11 | 1.96 | 83 | 90 | 215324089
MIDEA | 37MBHAQ36AA3 | 45MCFAQ36XA3 |  | 36400 | 38000 | 20.2 | 12 | 10.8 | 2.02 | 79 | 104 | 215324087
MIDEA | 37MBHAQ36AA3 | 45MBCAQ36XA3 |  | 36600 | 37000 | 21.3 | 12 | 10.6 | 1.95 | 83 | 100 | 215324086
CARRIER | 37MARAQ18AA3 | 45MCFAQ18XA3 |  | 18000 | 18000 | 22.4 | 12.5 | 10.4 | 2.05 | 76 | 71 | 215323830
MIDEA | 37MVRAQ09AA3 | D5MVHAQ09XA3 |  | 9000 | 10000 | 19 | 10.9 | 9.7 | 2.15 | 80 | 70 | 215324082
MIDEA | 37MARAQ24AA3 | 45MCFAQ24XA3 |  | 24000 | 24400 | 21.2 | 12.2 | 11.1 | 2.27 | 82 | 76 | 215324078
MIDEA | 37MARAQ24AA3 | 45MBCAQ24XA3 |  | 24000 | 25000 | 22.1 | 12 | 10.5 | 2.3 | 82 | 74 | 215324077
MIDEA | 37MARAQ18AA3 | 45MCFAQ18XA3 |  | 18000 | 18000 | 22.4 | 12.5 | 10.4 | 2.05 | 76 | 71 | 215324074
CARRIER | 37MARAQ18AA3 | 45MCCAQ18XA3 |  | 18000 | 18000 | 22.3 | 12.5 | 12.2 | 2.24 | 78 | 73 | 215323827
MIDEA | 37MARAQ18AA3 | 45MBFAQ16XA3 |  | 16000 | 17000 | 23.9 | 12.5 | 13.5 | 2.16 | 83 | 77 | 215324073
MIDEA | 37MARAQ18AA3 | 45MBCAQ18XA3 |  | 16800 | 18000 | 20.8 | 12.5 | 11.4 | 2.2 | 77 | 71 | 215324072
MIDEA | 37MARAQ18AA3 | 45MCCAQ18XA3 |  | 18000 | 18000 | 22.3 | 12.5 | 12.2 | 2.24 | 78 | 73 | 215324071
MIDEA | 37MARAQ12AA3 | 45MBFAQ12XA3 |  | 12000 | 12000 | 24.7 | 12.7 | 11 | 2.5 | 75 | 74 | 215324068
MIDEA | 37MARAQ12AA3 | 45MCCAQ12XA3 |  | 12000 | 12000 | 22.2 | 12.3 | 10.1 | 2.48 | 72 | 72 | 215324066
MIDEA | 37MARAQ09AA3 | 45MBFAQ09XA3 |  | 9000 | 9000 | 26 | 16.3 | 13.9 | 2.27 | 100 | 96 | 215324063
MIDEA | 37MARAQ09AA3 | 45MBCAQ12XA3 |  | 9000 | 10000 | 21.7 | 14.3 | 11.3 | 2.17 | 85 | 83 | 215324062
AIRQUEST | D5CSHAH09AAK | D5FSOAH12XAK |  | 9000 | 10900 | 24 | 14.7 | 12.2 | 1.83 | 83 | 97 | 215324763
AIRQUEST | D5CSHAH09AAK | D5FSHAH09XAK |  | 9000 | 12000 | 27.5 | 15.5 | 12.5 | 1.8 | 82 | 96 | 215324762
AIRQUEST | D5CSHAH06AAK | D5FSOAH06XAK |  | 6500 | 7400 | 22 | 15.2 | 12 | 2.4 | 95 | 109 | 215324760
AIRQUEST | D5CSHAH06AAK | D5FSHAH06XAK |  | 6000 | 7000 | 25.7 | 18 | 14.8 | 2.39 | 113 | 110 | 215324759
DAY & NIGHT | D5CSHAH24AAK | D5FCFAH24XAK |  | 22000 | 26000 | 20.5 | 12 | 12.1 | 2.16 | 78 | 93 | 215324272
SMART COMFORT | D5CLRAH48AAK | D5FCFAH48XAK |  | 48000 | 50000 | 19.9 | 9.5 | 10.2 | 1.95 | 79 | 77 | 215324755
SMART COMFORT | D5CLRAH48AAK | D5FLCAH48XAK |  | 48000 | 50000 | 19.1 | 9.5 | 9.9 | 2.11 | 73 | 81 | 215324754
SMART COMFORT | D5CLRAH36AAK | D5FLCAH36XAK |  | 36000 | 38000 | 20 | 9.7 | 10.4 | 2.2 | 71 | 70 | 215324751
SMART COMFORT | D5CLHAH58AAK | D5FCFAH58XAK |  | 54000 | 60000 | 18.1 | 9 | 10.7 | 1.91 | 68 | 90 | 215324749
DAY & NIGHT | D5CSHAH24AAK | D5FSHAH24XAK |  | 24000 | 29000 | 21.2 | 13 | 13.5 | 2.34 | 72 | 83 | 215324270
SMART COMFORT | D5CLHAH36AAK | D5FCFAH36XAK |  | 36400 | 38000 | 20.2 | 12 | 10.8 | 2.02 | 79 | 104 | 215324744
SMART COMFORT | D5CLHAH36AAK | D5FLCAH36XAK |  | 36600 | 37000 | 21.3 | 12 | 10.6 | 1.95 | 83 | 100 | 215324743
SMART COMFORT | D5CVRAH09AAK | D5FVHAH09XAK |  | 9000 | 10000 | 19 | 10.9 | 9.7 | 2.15 | 80 | 70 | 215324739
SMART COMFORT | D5CSRAH24AAK | D5FCFAH24XAK |  | 24000 | 24400 | 21.2 | 12.2 | 11.1 | 2.27 | 82 | 76 | 215324735
SMART COMFORT | D5CSRAH24AAK | D5FPHAH18XAK |  | 24000 | 25000 | 23.1 | 14 | 11.7 | 2.54 | 75 | 78 | 215324733
SMART COMFORT | D5CSRAH24AAK | D5FSCAH24XAK |  | 24000 | 25000 | 22.1 | 12 | 10.5 | 2.3 | 82 | 74 | 215324734
SMART COMFORT | D5CSRAH18AAK | D5FCFAH18XAK |  | 18000 | 18000 | 22.4 | 12.5 | 10.4 | 2.05 | 76 | 71 | 215324730
SMART COMFORT | D5CSRAH18AAK | D5FSFAH16XAK |  | 16000 | 17000 | 23.9 | 12.5 | 13.5 | 2.16 | 83 | 77 | 215324729
SMART COMFORT | D5CSRAH18AAK | D5FSCAH18XAK |  | 16800 | 18000 | 20.8 | 12.5 | 11.4 | 2.2 | 77 | 71 | 215324728
SMART COMFORT | D5CSRAH18AAK | D5FSOAH18XAK |  | 18000 | 18000 | 22.3 | 12.5 | 12.2 | 2.24 | 78 | 73 | 215324727
SMART COMFORT | D5CSRAH18AAK | D5FSHAH18XAK |  | 18000 | 18000 | 23.5 | 12.8 | 10.8 | 2.1 | 76 | 71 | 215324726
SMART COMFORT | D5CSRAH12AAK | D5FSFAH12XAK |  | 12000 | 12000 | 24.7 | 12.7 | 11 | 2.5 | 75 | 74 | 215324723
DAY & NIGHT | D5CSHAH18AAK | D5FSHAH18XAK |  | 18000 | 18000 | 21.5 | 12.5 | 11 | 1.92 | 83 | 100 | 215324263
SMART COMFORT | D5CSRAH12AAK | D5FSCAH12XAK |  | 12000 | 12000 | 21.2 | 12.5 | 10.4 | 2.4 | 71 | 70 | 215324722
SMART COMFORT | D5CSRAH09AAK | D5FSFAH09XAK |  | 9000 | 9000 | 26 | 16.3 | 13.9 | 2.27 | 100 | 96 | 215324717
SMART COMFORT | D5CSRAH09AAK | D5FSCAH12XAK |  | 9000 | 10000 | 21.7 | 14.3 | 11.3 | 2.17 | 85 | 83 | 215324716
SMART COMFORT | D5CSRAH09AAK | D5FSOAH12XAK |  | 9000 | 11000 | 22.2 | 14.4 | 11.8 | 2.18 | 72 | 73 | 215324715
SMART COMFORT | D5CSRAH09AAK | D5FSHAH09XAK |  | 9000 | 10000 | 26 | 14.9 | 12.5 | 2.36 | 81 | 80 | 215324714
SMART COMFORT | D5CSHAH33AAK | D5FSHAH33XAK |  | 33000 | 36000 | 19.6 | 12 | 10.5 | 1.98 | 83 | 97 | 215324712
SMART COMFORT | D5CSRAH12AAJ | D5FSHAH12XAJ |  | 12000 | 12000 | 23.5 | 13 | 9.5 | 2.33 | 73 | 64 | 215324713
SMART COMFORT | D5CSHAH24AAK | D5FCFAH24XAK |  | 22000 | 26000 | 20.5 | 12 | 12.1 | 2.16 | 78 | 93 | 215324710
SMART COMFORT | D5CSHAH24AAK | D5FSCAH24XAK |  | 23400 | 25000 | 20.8 | 12 | 11.6 | 2.23 | 82 | 95 | 215324709
SMART COMFORT | D5CSHAH24AAK | D5FSHAH24XAK |  | 24000 | 29000 | 21.2 | 13 | 13.5 | 2.34 | 72 | 83 | 215324708
SMART COMFORT | D5CSHAH18AAK | D5FCFAH18XAK |  | 17000 | 19000 | 20.5 | 12.6 | 10.3 | 1.86 | 76 | 89 | 215324705
SMART COMFORT | D5CSHAH18AAK | D5FSFAH16XAK |  | 16000 | 17000 | 20.2 | 12.5 | 10.3 | 1.95 | 84 | 103 | 215324704
SMART COMFORT | D5CSHAH18AAK | D5FSCAH18XAK |  | 16000 | 19000 | 20 | 12.5 | 12.4 | 1.9 | 78 | 89 | 215324703
SMART COMFORT | D5CSHAH18AAK | D5FSHAH18XAK |  | 18000 | 18000 | 21.5 | 12.5 | 11 | 1.92 | 83 | 100 | 215324701
SMART COMFORT | D5CSHAH12AAK | D5FSCAH12XAK |  | 12000 | 12000 | 22.3 | 12.7 | 11.6 | 2 | 83 | 96 | 215324697
SMART COMFORT | D5CSHAH12AAK | D5FSOAH12XAK |  | 12000 | 12500 | 23 | 13 | 10.2 | 2 | 77 | 92 | 215324696
SMART COMFORT | D5CSHAH12AAK | D5FSHAH12XAK |  | 12000 | 12000 | 25.5 | 13.5 | 10.5 | 1.8 | 82 | 96 | 215324695
SMART COMFORT | D5CSHAH09AAK | D5FSFAH09XAK |  | 9000 | 9000 | 27.3 | 15.2 | 10.9 | 1.84 | 109 | 126 | 215324692
SMART COMFORT | D5CSHAH09AAK | D5FSOAH12XAK |  | 9000 | 10900 | 24 | 14.7 | 12.2 | 1.83 | 83 | 97 | 215324690
SMART COMFORT | D5CSHAH09AAK | D5FSHAH09XAK |  | 9000 | 12000 | 27.5 | 15.5 | 12.5 | 1.8 | 82 | 96 | 215324689
SMART COMFORT | D5CSHAH06AAK | D5FSOAH06XAK |  | 6500 | 7400 | 22 | 15.2 | 12 | 2.4 | 95 | 109 | 215324687
SMART COMFORT | D5CSHAH06AAK | D5FSHAH06XAK |  | 6000 | 7000 | 25.7 | 18 | 14.8 | 2.39 | 113 | 110 | 215324686
TEMPSTAR | D5CLRAH58AAK | D5FCFAH58XAK |  | 54000 | 60000 | 19.5 | 9.6 | 9.5 | 2.01 | 62 | 58 | 215324684
TEMPSTAR | D5CLRAH48AAK | D5FCFAH48XAK |  | 48000 | 50000 | 19.9 | 9.5 | 10.2 | 1.95 | 79 | 77 | 215324682
TEMPSTAR | D5CLRAH48AAK | D5FLCAH48XAK |  | 48000 | 50000 | 19.1 | 9.5 | 9.9 | 2.11 | 73 | 81 | 215324681
DAY & NIGHT | D5CSHAH09AAK | D5FSOAH12XAK |  | 9000 | 10900 | 24 | 14.7 | 12.2 | 1.83 | 83 | 97 | 215324252
TEMPSTAR | D5CLRAH36AAK | D5FLCAH36XAK |  | 36000 | 38000 | 20 | 9.7 | 10.4 | 2.2 | 71 | 70 | 215324678
TEMPSTAR | D5CLRAH36AAK | D5FCFAH36XAK |  | 36000 | 38000 | 20 | 10.2 | 10 | 2.17 | 69 | 68 | 215324679
TEMPSTAR | D5CLHAH58AAK | D5FCFAH58XAK |  | 54000 | 60000 | 18.1 | 9 | 10.7 | 1.91 | 68 | 90 | 215324676
TEMPSTAR | D5CLHAH48AAK | D5FCFAH48XAK |  | 48000 | 52000 | 18.7 | 9.4 | 10.1 | 1.83 | 74 | 90 | 215324674
TEMPSTAR | D5CLHAH48AAK | D5FLCAH48XAK |  | 48000 | 53000 | 18.2 | 10 | 11 | 1.96 | 83 | 90 | 215324673
TEMPSTAR | D5CLHAH36AAK | D5FCFAH36XAK |  | 36400 | 38000 | 20.2 | 12 | 10.8 | 2.02 | 79 | 104 | 215324671
TEMPSTAR | D5CLHAH36AAK | D5FLCAH36XAK |  | 36600 | 37000 | 21.3 | 12 | 10.6 | 1.95 | 83 | 100 | 215324670
TEMPSTAR | D5CVRAH09AAK | D5FVHAH09XAK |  | 9000 | 10000 | 19 | 10.9 | 9.7 | 2.15 | 80 | 70 | 215324666
TEMPSTAR | D5CSRAH24AAK | D5FCFAH24XAK |  | 24000 | 24400 | 21.2 | 12.2 | 11.1 | 2.27 | 82 | 76 | 215324662
TEMPSTAR | D5CSRAH24AAK | D5FSCAH24XAK |  | 24000 | 25000 | 22.1 | 12 | 10.5 | 2.3 | 82 | 74 | 215324661
TEMPSTAR | D5CSRAH24AAK | D5FPHAH18XAK |  | 24000 | 25000 | 23.1 | 14 | 11.7 | 2.54 | 75 | 78 | 215324660
TEMPSTAR | D5CSRAH18AAK | D5FCFAH18XAK |  | 18000 | 18000 | 22.4 | 12.5 | 10.4 | 2.05 | 76 | 71 | 215324657
TEMPSTAR | D5CSRAH18AAK | D5FSFAH16XAK |  | 16000 | 17000 | 23.9 | 12.5 | 13.5 | 2.16 | 83 | 77 | 215324656
TEMPSTAR | D5CSRAH18AAK | D5FSOAH18XAK |  | 18000 | 18000 | 22.3 | 12.5 | 12.2 | 2.24 | 78 | 73 | 215324654
TEMPSTAR | D5CSRAH18AAK | D5FSHAH18XAK |  | 18000 | 18000 | 23.5 | 12.8 | 10.8 | 2.1 | 76 | 71 | 215324653
TEMPSTAR | D5CSRAH12AAK | D5FSCAH12XAK |  | 12000 | 12000 | 21.2 | 12.5 | 10.4 | 2.4 | 71 | 70 | 215324649
TEMPSTAR | D5CSRAH12AAK | D5FSOAH12XAK |  | 12000 | 12000 | 22.2 | 12.3 | 10.1 | 2.48 | 72 | 72 | 215324648
TEMPSTAR | D5CSRAH12AAK | D5FSHAH12XAK |  | 12000 | 12000 | 25.5 | 13.1 | 10.7 | 2.3 | 78 | 70 | 215324647
TEMPSTAR | D5CSRAH09AAK | D5FSFAH09XAK |  | 9000 | 9000 | 26 | 16.3 | 13.9 | 2.27 | 100 | 96 | 215324644
TEMPSTAR | D5CSRAH09AAK | D5FSCAH12XAK |  | 9000 | 10000 | 21.7 | 14.3 | 11.3 | 2.17 | 85 | 83 | 215324643
TEMPSTAR | D5CSRAH09AAK | D5FSOAH12XAK |  | 9000 | 11000 | 22.2 | 14.4 | 11.8 | 2.18 | 72 | 73 | 215324642
TEMPSTAR | D5CSRAH12AAJ | D5FSHAH12XAJ |  | 12000 | 12000 | 23.5 | 13 | 9.5 | 2.33 | 73 | 64 | 215324640
TEMPSTAR | D5CSHAH33AAK | D5FSHAH33XAK |  | 33000 | 36000 | 19.6 | 12 | 10.5 | 1.98 | 83 | 97 | 215324639
MIDEA | 37MAHAQ24AA3 | 45MBCAQ24XA3 |  | 23400 | 25000 | 20.8 | 12 | 11.6 | 2.23 | 82 | 95 | 215324059
Weathermaker | 37MBRAQ58AA3 | 45MCFAQ58XA3 |  | 54000 | 60000 | 19.5 | 9.6 | 9.5 | 2.01 | 62 | 58 | 215324039
Weathermaker | 37MBRAQ48AA3 | 45MCFAQ48XA3 |  | 48000 | 50000 | 19.9 | 9.5 | 10.2 | 1.95 | 79 | 77 | 215324037
MIDEA | 37MAHAQ06AA3 | 45MCCAQ06XA3 |  | 6500 | 7400 | 22 | 15.2 | 12 | 2.4 | 95 | 109 | 215324041
MIDEA | 37MAHAQ12AA3 | 45MCCAQ12XA3 |  | 12000 | 12500 | 23 | 13 | 10.2 | 2 | 77 | 92 | 215324048
MIDEA | 37MAHAQ24AA3 | 45MCFAQ24XA3 |  | 22000 | 26000 | 20.5 | 12 | 12.1 | 2.16 | 78 | 93 | 215324060
Weathermaker | 37MBRAQ48AA3 | 45MBCAQ48XA3 |  | 48000 | 50000 | 19.1 | 9.5 | 9.9 | 2.11 | 73 | 81 | 215324036
MIDEA | 37MAHAQ18AA3 | 45MCFAQ18XA3 |  | 17000 | 19000 | 20.5 | 12.6 | 10.3 | 1.86 | 76 | 89 | 215324056
MIDEA | 37MAHAQ18AA3 | 45MBFAQ16XA3 |  | 16000 | 17000 | 20.2 | 12.5 | 10.3 | 1.95 | 84 | 103 | 215324055
MIDEA | 37MAHAQ18AA3 | 45MCCAQ18XA3 |  | 16700 | 20000 | 20.7 | 12.5 | 12.2 | 1.89 | 73 | 88 | 215324053
MIDEA | 37MAHAQ18AA3 | 45MBCAQ18XA3 |  | 16000 | 19000 | 20 | 12.5 | 12.4 | 1.9 | 78 | 89 | 215324054
MIDEA | 37MAHAQ12AA3 | 45MBFAQ12XA3 |  | 12000 | 12000 | 25 | 12.7 | 10.6 | 1.88 | 82 | 94 | 215324050
MIDEA | 37MAHAQ12AA3 | 45MBCAQ12XA3 |  | 12000 | 12000 | 22.3 | 12.7 | 11.6 | 2 | 83 | 96 | 215324049
CARRIER | 37MAHAQ06AA3 | 45MAHAQ06XA3 |  | 6000 | 7000 | 25.7 | 18 | 14.8 | 2.39 | 113 | 110 | 215323742
CARRIER | 37MAHAQ09AA3 | 45MAHAQ09XA3 |  | 9000 | 12000 | 27.5 | 15.5 | 12.5 | 1.8 | 82 | 96 | 215323743
CARRIER | 37MAHAQ12AA3 | 45MAHAQ12XA3 |  | 12000 | 12000 | 25.5 | 13.5 | 10.5 | 1.8 | 82 | 96 | 215323744
CARRIER | 37MAHAQ18AA3 | 45MAHAQ18XA3 |  | 18000 | 18000 | 21.5 | 12.5 | 11 | 1.92 | 83 | 100 | 215323745
CARRIER | 37MAHAQ24AA3 | 45MAHAQ24XA3 |  | 24000 | 29000 | 21.2 | 13 | 13.5 | 2.34 | 72 | 83 | 215323746
CARRIER | 37MARAQ12AA1 | 45MAHAQ12XA1 |  | 12000 | 12000 | 23.5 | 13 | 9.5 | 2.33 | 73 | 64 | 215323748
CARRIER | 37MARAQ09AA3 | 45MAHAQ09XA3 |  | 9000 | 10000 | 26 | 14.9 | 12.5 | 2.36 | 81 | 80 | 215323749
CARRIER | 37MARAQ12AA3 | 45MAHAQ12XA3 |  | 12000 | 12000 | 25.5 | 13.1 | 10.7 | 2.3 | 78 | 70 | 215323750
CARRIER | 37MARAQ18AA3 | 45MAHAQ18XA3 |  | 18000 | 18000 | 23.5 | 12.8 | 10.8 | 2.1 | 76 | 71 | 215323751
BRYANT | 37MAHAQ09AA3 | 615AHAQ09XA3 |  | 9000 | 12000 | 27.5 | 15.5 | 12.5 | 1.8 | 82 | 96 | 215323754
BRYANT | 37MAHAQ12AA3 | 615AHAQ12XA3 |  | 12000 | 12000 | 25.5 | 13.5 | 10.5 | 1.8 | 82 | 96 | 215323755
BRYANT | 37MAHAQ18AA3 | 615AHAQ18XA3 |  | 18000 | 18000 | 21.5 | 12.5 | 11 | 1.92 | 83 | 100 | 215323756
BRYANT | 37MAHAQ24AA3 | 615AHAQ24XA3 |  | 24000 | 29000 | 21.2 | 13 | 13.5 | 2.34 | 72 | 83 | 215323757
BRYANT | 37MARAQ12AA1 | 615AHAQ12XA1 |  | 12000 | 12000 | 23.5 | 13 | 9.5 | 2.33 | 73 | 64 | 215323759
BRYANT | 37MARAQ09AA3 | 615AHAQ09XA3 |  | 9000 | 10000 | 26 | 14.9 | 12.5 | 2.36 | 81 | 80 | 215323760
BRYANT | 37MARAQ12AA3 | 615AHAQ12XA3 |  | 12000 | 12000 | 25.5 | 13.1 | 10.7 | 2.3 | 78 | 70 | 215323761
BRYANT | 37MARAQ18AA3 | 615AHAQ18XA3 |  | 18000 | 18000 | 23.5 | 12.8 | 10.8 | 2.1 | 76 | 71 | 215323762
BRYANT | 37MARAQ24AA3 | 615AHAQ24XA3 |  | 24000 | 25000 | 23.1 | 14 | 11.7 | 2.54 | 75 | 78 | 215323763
PAYNE | 37MAHAQ06AA3 | D5MAHAQ06XA3 |  | 6000 | 7000 | 25.7 | 18 | 14.8 | 2.39 | 113 | 110 | 215323764
PAYNE | 37MAHAQ09AA3 | D5MAHAQ09XA3 |  | 9000 | 12000 | 27.5 | 15.5 | 12.5 | 1.8 | 82 | 96 | 215323765
PAYNE | 37MAHAQ18AA3 | D5MAHAQ18XA3 |  | 18000 | 18000 | 21.5 | 12.5 | 11 | 1.92 | 83 | 100 | 215323767
PAYNE | 37MAHAQ24AA3 | D5MAHAQ24XA3 |  | 24000 | 29000 | 21.2 | 13 | 13.5 | 2.34 | 72 | 83 | 215323768
PAYNE | 37MAHAQ33AA3 | D5MAHAQ33XA3 |  | 33000 | 36000 | 19.6 | 12 | 10.5 | 1.98 | 83 | 97 | 215323769
PAYNE | 37MARAQ12AA1 | D5MAHAQ12XA1 |  | 12000 | 12000 | 23.5 | 13 | 9.5 | 2.33 | 73 | 64 | 215323770
PAYNE | 37MARAQ09AA3 | D5MAHAQ09XA3 |  | 9000 | 10000 | 26 | 14.9 | 12.5 | 2.36 | 81 | 80 | 215323771
PAYNE | 37MARAQ12AA3 | D5MAHAQ12XA3 |  | 12000 | 12000 | 25.5 | 13.1 | 10.7 | 2.3 | 78 | 70 | 215323772
PAYNE | 37MARAQ18AA3 | D5MAHAQ18XA3 |  | 18000 | 18000 | 23.5 | 12.8 | 10.8 | 2.1 | 76 | 71 | 215323773
PAYNE | 37MARAQ24AA3 | D5MAHAQ24XA3 |  | 24000 | 25000 | 23.1 | 14 | 11.7 | 2.54 | 75 | 78 | 215323774
Weathermaker | 37MAHAQ09AA3 | D5MAHAQ09XA3 |  | 9000 | 12000 | 27.5 | 15.5 | 12.5 | 1.8 | 82 | 96 | 215323776
Weathermaker | 37MAHAQ18AA3 | D5MAHAQ18XA3 |  | 18000 | 18000 | 21.5 | 12.5 | 11 | 1.92 | 83 | 100 | 215323778
Weathermaker | 37MAHAQ24AA3 | D5MAHAQ24XA3 |  | 24000 | 29000 | 21.2 | 13 | 13.5 | 2.34 | 72 | 83 | 215323779
Weathermaker | 37MAHAQ33AA3 | D5MAHAQ33XA3 |  | 33000 | 36000 | 19.6 | 12 | 10.5 | 1.98 | 83 | 97 | 215323780
Weathermaker | 37MARAQ12AA1 | D5MAHAQ12XA1 |  | 12000 | 12000 | 23.5 | 13 | 9.5 | 2.33 | 73 | 64 | 215323781
Weathermaker | 37MARAQ09AA3 | D5MAHAQ09XA3 |  | 9000 | 10000 | 26 | 14.9 | 12.5 | 2.36 | 81 | 80 | 215323782
Weathermaker | 37MARAQ12AA3 | D5MAHAQ12XA3 |  | 12000 | 12000 | 25.5 | 13.1 | 10.7 | 2.3 | 78 | 70 | 215323783
Weathermaker | 37MARAQ18AA3 | D5MAHAQ18XA3 |  | 18000 | 18000 | 23.5 | 12.8 | 10.8 | 2.1 | 76 | 71 | 215323784
Weathermaker | 37MARAQ24AA3 | D5MAHAQ24XA3 |  | 24000 | 25000 | 23.1 | 14 | 11.7 | 2.54 | 75 | 78 | 215323785
MIDEA | 37MAHAQ06AA3 | D5MAHAQ06XA3 |  | 6000 | 7000 | 25.7 | 18 | 14.8 | 2.39 | 113 | 110 | 215323786
MIDEA | 37MAHAQ09AA3 | D5MAHAQ09XA3 |  | 9000 | 12000 | 27.5 | 15.5 | 12.5 | 1.8 | 82 | 96 | 215323787
MIDEA | 37MAHAQ12AA3 | D5MAHAQ12XA3 |  | 12000 | 12000 | 25.5 | 13.5 | 10.5 | 1.8 | 82 | 96 | 215323788
MIDEA | 37MAHAQ18AA3 | D5MAHAQ18XA3 |  | 18000 | 18000 | 21.5 | 12.5 | 11 | 1.92 | 83 | 100 | 215323789
MIDEA | 37MAHAQ24AA3 | D5MAHAQ24XA3 |  | 24000 | 29000 | 21.2 | 13 | 13.5 | 2.34 | 72 | 83 | 215323790
MIDEA | 37MAHAQ33AA3 | D5MAHAQ33XA3 |  | 33000 | 36000 | 19.6 | 12 | 10.5 | 1.98 | 83 | 97 | 215323791
CARRIER | 37MAHAQ33AA3 | 45MAHAQ33XA3 |  | 33000 | 36000 | 19.6 | 12 | 10.5 | 1.98 | 83 | 97 | 215323747
MIDEA | 37MARAQ12AA1 | D5MAHAQ12XA1 |  | 12000 | 12000 | 23.5 | 13 | 9.5 | 2.33 | 73 | 64 | 215323792
MIDEA | 37MARAQ12AA3 | D5MAHAQ12XA3 |  | 12000 | 12000 | 25.5 | 13.1 | 10.7 | 2.3 | 78 | 70 | 215323794
MIDEA | 37MARAQ18AA3 | D5MAHAQ18XA3 |  | 18000 | 18000 | 23.5 | 12.8 | 10.8 | 2.1 | 76 | 71 | 215323795
MIDEA | 37MARAQ24AA3 | D5MAHAQ24XA3 |  | 24000 | 25000 | 23.1 | 14 | 11.7 | 2.54 | 75 | 78 | 215323796
CARRIER | 37MAHAQ06AA3 | 45MCCAQ06XA3 |  | 6500 | 7400 | 22 | 15.2 | 12 | 2.4 | 95 | 109 | 215323797
CARRIER | 37MAHAQ09AA3 | 45MCCAQ12XA3 |  | 9000 | 10900 | 24 | 14.7 | 12.2 | 1.83 | 83 | 97 | 215323799
CARRIER | 37MARAQ24AA3 | 45MAHAQ24XA3 |  | 24000 | 25000 | 23.1 | 14 | 11.7 | 2.54 | 75 | 78 | 215323752
CARRIER | 37MAHAQ09AA3 | 45MBCAQ12XA3 |  | 9000 | 10000 | 22.7 | 14 | 12.2 | 1.84 | 97 | 110 | 215323800
CARRIER | 37MAHAQ09AA3 | 45MBFAQ09XA3 |  | 9000 | 9000 | 27.3 | 15.2 | 10.9 | 1.84 | 109 | 126 | 215323801
COMFORTMAKER | D5CSRAH09AAK | D5FSCAH12XAK |  | 9000 | 10000 | 21.7 | 14.3 | 11.3 | 2.17 | 85 | 83 | 215324205
COMFORTMAKER | D5CSRAH09AAK | D5FSFAH09XAK |  | 9000 | 9000 | 26 | 16.3 | 13.9 | 2.27 | 100 | 96 | 215324206
COMFORTMAKER | D5CSRAH12AAK | D5FSOAH12XAK |  | 12000 | 12000 | 22.2 | 12.3 | 10.1 | 2.48 | 72 | 72 | 215324210
COMFORTMAKER | D5CSRAH12AAK | D5FSCAH12XAK |  | 12000 | 12000 | 21.2 | 12.5 | 10.4 | 2.4 | 71 | 70 | 215324211
COMFORTMAKER | D5CSRAH12AAK | D5FSFAH12XAK |  | 12000 | 12000 | 24.7 | 12.7 | 11 | 2.5 | 75 | 74 | 215324212
COMFORTMAKER | D5CSRAH18AAK | D5FSCAH18XAK |  | 16800 | 18000 | 20.8 | 12.5 | 11.4 | 2.2 | 77 | 71 | 215324217
COMFORTMAKER | D5CSRAH18AAK | D5FSFAH16XAK |  | 16000 | 17000 | 23.9 | 12.5 | 13.5 | 2.16 | 83 | 77 | 215324218
COMFORTMAKER | D5CSRAH18AAK | D5FCFAH18XAK |  | 18000 | 18000 | 22.4 | 12.5 | 10.4 | 2.05 | 76 | 71 | 215324219
COMFORTMAKER | D5CSRAH24AAK | D5FPHAH18XAK |  | 24000 | 25000 | 23.1 | 14 | 11.7 | 2.54 | 75 | 78 | 215324222
COMFORTMAKER | D5CSRAH24AAK | D5FSCAH24XAK |  | 24000 | 25000 | 22.1 | 12 | 10.5 | 2.3 | 82 | 74 | 215324223
COMFORTMAKER | D5CSRAH24AAK | D5FCFAH24XAK |  | 24000 | 24400 | 21.2 | 12.2 | 11.1 | 2.27 | 82 | 76 | 215324224
COMFORTMAKER | D5CVRAH09AAK | D5FVHAH09XAK |  | 9000 | 10000 | 19 | 10.9 | 9.7 | 2.15 | 80 | 70 | 215324228
COMFORTMAKER | D5CLHAH36AAK | D5FLCAH36XAK |  | 36600 | 37000 | 21.3 | 12 | 10.6 | 1.95 | 83 | 100 | 215324232
COMFORTMAKER | D5CLHAH36AAK | D5FCFAH36XAK |  | 36400 | 38000 | 20.2 | 12 | 10.8 | 2.02 | 79 | 104 | 215324233
COMFORTMAKER | D5CLHAH48AAK | D5FLCAH48XAK |  | 48000 | 53000 | 18.2 | 10 | 11 | 1.96 | 83 | 90 | 215324235
COMFORTMAKER | D5CLHAH48AAK | D5FCFAH48XAK |  | 48000 | 52000 | 18.7 | 9.4 | 10.1 | 1.83 | 74 | 90 | 215324236
COMFORTMAKER | D5CLHAH58AAK | D5FCFAH58XAK |  | 54000 | 60000 | 18.1 | 9 | 10.7 | 1.91 | 68 | 90 | 215324238
COMFORTMAKER | D5CLRAH36AAK | D5FCFAH36XAK |  | 36000 | 38000 | 20 | 10.2 | 10 | 2.17 | 69 | 68 | 215324241
COMFORTMAKER | D5CLRAH48AAK | D5FLCAH48XAK |  | 48000 | 50000 | 19.1 | 9.5 | 9.9 | 2.11 | 73 | 81 | 215324243
COMFORTMAKER | D5CLRAH48AAK | D5FCFAH48XAK |  | 48000 | 50000 | 19.9 | 9.5 | 10.2 | 1.95 | 79 | 77 | 215324244
COMFORTMAKER | D5CLRAH58AAK | D5FCFAH58XAK |  | 54000 | 60000 | 19.5 | 9.6 | 9.5 | 2.01 | 62 | 58 | 215324246
DAY & NIGHT | D5CSHAH06AAK | D5FSOAH06XAK |  | 6500 | 7400 | 22 | 15.2 | 12 | 2.4 | 95 | 109 | 215324249
DAY & NIGHT | D5CSHAH09AAK | D5FSHAH09XAK |  | 9000 | 12000 | 27.5 | 15.5 | 12.5 | 1.8 | 82 | 96 | 215324251
DAY & NIGHT | D5CSHAH09AAK | D5FSCAH12XAK |  | 9000 | 10000 | 22.7 | 14 | 12.2 | 1.84 | 97 | 110 | 215324253
DAY & NIGHT | D5CSHAH09AAK | D5FSFAH09XAK |  | 9000 | 9000 | 27.3 | 15.2 | 10.9 | 1.84 | 109 | 126 | 215324254
DAY & NIGHT | D5CSHAH12AAK | D5FSHAH12XAK |  | 12000 | 12000 | 25.5 | 13.5 | 10.5 | 1.8 | 82 | 96 | 215324257
DAY & NIGHT | D5CSHAH12AAK | D5FSOAH12XAK |  | 12000 | 12500 | 23 | 13 | 10.2 | 2 | 77 | 92 | 215324258
DAY & NIGHT | D5CSHAH12AAK | D5FSCAH12XAK |  | 12000 | 12000 | 22.3 | 12.7 | 11.6 | 2 | 83 | 96 | 215324259
DAY & NIGHT | D5CSHAH12AAK | D5FSFAH12XAK |  | 12000 | 12000 | 25 | 12.7 | 10.6 | 1.88 | 82 | 94 | 215324260
DAY & NIGHT | D5CSHAH18AAK | D5FSOAH18XAK |  | 16700 | 20000 | 20.7 | 12.5 | 12.2 | 1.89 | 73 | 88 | 215324264
DAY & NIGHT | D5CSHAH18AAK | D5FSCAH18XAK |  | 16000 | 19000 | 20 | 12.5 | 12.4 | 1.9 | 78 | 89 | 215324265
DAY & NIGHT | D5CSHAH18AAK | D5FSFAH16XAK |  | 16000 | 17000 | 20.2 | 12.5 | 10.3 | 1.95 | 84 | 103 | 215324266
DAY & NIGHT | D5CSHAH18AAK | D5FCFAH18XAK |  | 17000 | 19000 | 20.5 | 12.6 | 10.3 | 1.86 | 76 | 89 | 215324267
DAY & NIGHT | D5CSHAH24AAK | D5FSCAH24XAK |  | 23400 | 25000 | 20.8 | 12 | 11.6 | 2.23 | 82 | 95 | 215324271
Grandaire | D5CLRAH36AAK | D5FCFAH36XAK |  | 36000 | 38000 | 20 | 10.2 | 10 | 2.17 | 69 | 68 | 215324971
Grandaire | D5CLRAH36AAK | D5FLCAH36XAK |  | 36000 | 38000 | 20 | 9.7 | 10.4 | 2.2 | 71 | 70 | 215324970
Grandaire | D5CLRAH48AAK | D5FCFAH48XAK |  | 48000 | 50000 | 19.9 | 9.5 | 10.2 | 1.95 | 79 | 77 | 215324974
Grandaire | D5CLRAH58AAK | D5FCFAH58XAK |  | 54000 | 60000 | 19.5 | 9.6 | 9.5 | 2.01 | 62 | 58 | 215324976
MIDEA | M5CVRAQ09AA3 | M5FVHAQ09XA3 |  | 9000 | 10000 | 19 | 10.9 | 9.7 | 2.15 | 80 | 70 | 215324980
HEIL | D5CSHAH12AAK | D5FSFAH12XAK |  | 12000 | 12000 | 25 | 12.7 | 10.6 | 1.88 | 82 | 94 | 215324333
HEIL | D5CSHAH18AAK | D5FSOAH18XAK |  | 16700 | 20000 | 20.7 | 12.5 | 12.2 | 1.89 | 73 | 88 | 215324337
SMART COMFORT | D5CSHAH18AAK | D5FSOAH18XAK |  | 16700 | 20000 | 20.7 | 12.5 | 12.2 | 1.89 | 73 | 88 | 215324702
HEIL | D5CSRAH09AAK | D5FSHAH09XAK |  | 9000 | 10000 | 26 | 14.9 | 12.5 | 2.36 | 81 | 80 | 215324349
HEIL | D5CSRAH09AAK | D5FSFAH09XAK |  | 9000 | 9000 | 26 | 16.3 | 13.9 | 2.27 | 100 | 96 | 215324352
HEIL | D5CVRAH09AAK | D5FVHAH09XAK |  | 9000 | 10000 | 19 | 10.9 | 9.7 | 2.15 | 80 | 70 | 215324374
HEIL | D5CLHAH48AAK | D5FLCAH48XAK |  | 48000 | 53000 | 18.2 | 10 | 11 | 1.96 | 83 | 90 | 215324381
HEIL | D5CLHAH48AAK | D5FCFAH48XAK |  | 48000 | 52000 | 18.7 | 9.4 | 10.1 | 1.83 | 74 | 90 | 215324382
HEIL | D5CLRAH58AAK | D5FCFAH58XAK |  | 54000 | 60000 | 19.5 | 9.6 | 9.5 | 2.01 | 62 | 58 | 215324392
KEEPRITE | D5CSHAH06AAK | D5FSHAH06XAK |  | 6000 | 7000 | 25.7 | 18 | 14.8 | 2.39 | 113 | 110 | 215324394
KEEPRITE | D5CSHAH06AAK | D5FSOAH06XAK |  | 6500 | 7400 | 22 | 15.2 | 12 | 2.4 | 95 | 109 | 215324395
KEEPRITE | D5CSHAH09AAK | D5FSHAH09XAK |  | 9000 | 12000 | 27.5 | 15.5 | 12.5 | 1.8 | 82 | 96 | 215324397
KEEPRITE | D5CSHAH12AAK | D5FSHAH12XAK |  | 12000 | 12000 | 25.5 | 13.5 | 10.5 | 1.8 | 82 | 96 | 215324403
KEEPRITE | D5CSHAH12AAK | D5FSFAH12XAK |  | 12000 | 12000 | 25 | 12.7 | 10.6 | 1.88 | 82 | 94 | 215324406
KEEPRITE | D5CSHAH18AAK | D5FSOAH18XAK |  | 16700 | 20000 | 20.7 | 12.5 | 12.2 | 1.89 | 73 | 88 | 215324410
KEEPRITE | D5CSRAH12AAK | D5FSOAH12XAK |  | 12000 | 12000 | 22.2 | 12.3 | 10.1 | 2.48 | 72 | 72 | 215324429
KEEPRITE | D5CSRAH12AAK | D5FSCAH12XAK |  | 12000 | 12000 | 21.2 | 12.5 | 10.4 | 2.4 | 71 | 70 | 215324430
KEEPRITE | D5CSRAH12AAK | D5FSFAH12XAK |  | 12000 | 12000 | 24.7 | 12.7 | 11 | 2.5 | 75 | 74 | 215324431
KEEPRITE | D5CSRAH18AAK | D5FSFAH16XAK |  | 16000 | 17000 | 23.9 | 12.5 | 13.5 | 2.16 | 83 | 77 | 215324437
KEEPRITE | D5CSRAH18AAK | D5FCFAH18XAK |  | 18000 | 18000 | 22.4 | 12.5 | 10.4 | 2.05 | 76 | 71 | 215324438
KEEPRITE | D5CSRAH24AAK | D5FPHAH18XAK |  | 24000 | 25000 | 23.1 | 14 | 11.7 | 2.54 | 75 | 78 | 215324441
KEEPRITE | D5CLHAH36AAK | D5FCFAH36XAK |  | 36400 | 38000 | 20.2 | 12 | 10.8 | 2.02 | 79 | 104 | 215324452
KENMORE | D5CSHAH09AAK | D5FSCAH12XAK |  | 9000 | 10000 | 22.7 | 14 | 12.2 | 1.84 | 97 | 110 | 215324472
KENMORE | D5CSRAH12AAJ | D5FSHAH12XAJ |  | 12000 | 12000 | 23.5 | 13 | 9.5 | 2.33 | 73 | 64 | 215324494
KENMORE | D5CSRAH18AAK | D5FSHAH18XAK |  | 18000 | 18000 | 23.5 | 12.8 | 10.8 | 2.1 | 76 | 71 | 215324507
KENMORE | D5CSRAH18AAK | D5FSCAH18XAK |  | 16800 | 18000 | 20.8 | 12.5 | 11.4 | 2.2 | 77 | 71 | 215324509
MIDEA | D5CSHAH09AAK | D5FSOAH12XAK |  | 9000 | 10900 | 24 | 14.7 | 12.2 | 1.83 | 83 | 97 | 215324544
MIDEA | D5CSHAH12AAK | D5FSHAH12XAK |  | 12000 | 12000 | 25.5 | 13.5 | 10.5 | 1.8 | 82 | 96 | 215324549
MIDEA | D5CSHAH24AAK | D5FSHAH24XAK |  | 24000 | 29000 | 21.2 | 13 | 13.5 | 2.34 | 72 | 83 | 215324562
MIDEA | D5CSHAH33AAK | D5FSHAH33XAK |  | 33000 | 36000 | 19.6 | 12 | 10.5 | 1.98 | 83 | 97 | 215324566
MIDEA | D5CSRAH12AAJ | D5FSHAH12XAJ |  | 12000 | 12000 | 23.5 | 13 | 9.5 | 2.33 | 73 | 64 | 215324567
MIDEA | D5CSRAH18AAK | D5FSHAH18XAK |  | 18000 | 18000 | 23.5 | 12.8 | 10.8 | 2.1 | 76 | 71 | 215324580
BRYANT | 37MAHAQ06AA3 | 615AHAQ06XA3 |  | 6000 | 7000 | 25.7 | 18 | 14.8 | 2.39 | 113 | 110 | 215323753
CARRIER | 37MAHAQ12AA3 | 45MCCAQ12XA3 |  | 12000 | 12500 | 23 | 13 | 10.2 | 2 | 77 | 92 | 215323804
CARRIER | 37MAHAQ12AA3 | 45MBCAQ12XA3 |  | 12000 | 12000 | 22.3 | 12.7 | 11.6 | 2 | 83 | 96 | 215323805
CARRIER | 37MAHAQ12AA3 | 45MBFAQ12XA3 |  | 12000 | 12000 | 25 | 12.7 | 10.6 | 1.88 | 82 | 94 | 215323806
CARRIER | 37MAHAQ18AA3 | 45MCCAQ18XA3 |  | 16700 | 20000 | 20.7 | 12.5 | 12.2 | 1.89 | 73 | 88 | 215323809
CARRIER | 37MAHAQ18AA3 | 45MBCAQ18XA3 |  | 16000 | 19000 | 20 | 12.5 | 12.4 | 1.9 | 78 | 89 | 215323810
CARRIER | 37MAHAQ18AA3 | 45MBFAQ16XA3 |  | 16000 | 17000 | 20.2 | 12.5 | 10.3 | 1.95 | 84 | 103 | 215323811
CARRIER | 37MAHAQ18AA3 | 45MCFAQ18XA3 |  | 17000 | 19000 | 20.5 | 12.6 | 10.3 | 1.86 | 76 | 89 | 215323812
CARRIER | 37MAHAQ24AA3 | 45MBCAQ24XA3 |  | 23400 | 25000 | 20.8 | 12 | 11.6 | 2.23 | 82 | 95 | 215323815
CARRIER | 37MAHAQ24AA3 | 45MCFAQ24XA3 |  | 22000 | 26000 | 20.5 | 12 | 12.1 | 2.16 | 78 | 93 | 215323816
CARRIER | 37MARAQ09AA3 | 45MBCAQ12XA3 |  | 9000 | 10000 | 21.7 | 14.3 | 11.3 | 2.17 | 85 | 83 | 215323818
BRYANT | 37MAHAQ33AA3 | 615AHAQ33XA3 |  | 33000 | 36000 | 19.6 | 12 | 10.5 | 1.98 | 83 | 97 | 215323758
CARRIER | 37MARAQ09AA3 | 45MBFAQ09XA3 |  | 9000 | 9000 | 26 | 16.3 | 13.9 | 2.27 | 100 | 96 | 215323819
CARRIER | 37MARAQ12AA3 | 45MCCAQ12XA3 |  | 12000 | 12000 | 22.2 | 12.3 | 10.1 | 2.48 | 72 | 72 | 215323822
CARRIER | 37MARAQ12AA3 | 45MBCAQ12XA3 |  | 12000 | 12000 | 21.2 | 12.5 | 10.4 | 2.4 | 71 | 70 | 215323823
CARRIER | 37MARAQ12AA3 | 45MBFAQ12XA3 |  | 12000 | 12000 | 24.7 | 12.7 | 11 | 2.5 | 75 | 74 | 215323824
CARRIER | 37MARAQ18AA3 | 45MBCAQ18XA3 |  | 16800 | 18000 | 20.8 | 12.5 | 11.4 | 2.2 | 77 | 71 | 215323828
CARRIER | 37MARAQ18AA3 | 45MBFAQ16XA3 |  | 16000 | 17000 | 23.9 | 12.5 | 13.5 | 2.16 | 83 | 77 | 215323829
CARRIER | 37MARAQ24AA3 | 45MBCAQ24XA3 |  | 24000 | 25000 | 22.1 | 12 | 10.5 | 2.3 | 82 | 74 | 215323833
CARRIER | 37MARAQ24AA3 | 45MCFAQ24XA3 |  | 24000 | 24400 | 21.2 | 12.2 | 11.1 | 2.27 | 82 | 76 | 215323834
CARRIER | 37MBHAQ36AA3 | 45MCFAQ36XA3 |  | 36400 | 38000 | 20.2 | 12 | 10.8 | 2.02 | 79 | 104 | 215323843
PAYNE | 37MAHAQ12AA3 | D5MAHAQ12XA3 |  | 12000 | 12000 | 25.5 | 13.5 | 10.5 | 1.8 | 82 | 96 | 215323766
CARRIER | 37MBHAQ48AA3 | 45MBCAQ48XA3 |  | 48000 | 53000 | 18.2 | 10 | 11 | 1.96 | 83 | 90 | 215323845
CARRIER | 37MBHAQ58AA3 | 45MCFAQ58XA3 |  | 54000 | 60000 | 18.1 | 9 | 10.7 | 1.91 | 68 | 90 | 215323848
CARRIER | 37MBRAQ36AA3 | 45MBCAQ36XA3 |  | 36000 | 38000 | 20 | 9.7 | 10.4 | 2.2 | 71 | 70 | 215323850
CARRIER | 37MBRAQ36AA3 | 45MCFAQ36XA3 |  | 36000 | 38000 | 20 | 10.2 | 10 | 2.17 | 69 | 68 | 215323851
CARRIER | 37MBRAQ48AA3 | 45MCFAQ48XA3 |  | 48000 | 50000 | 19.9 | 9.5 | 10.2 | 1.95 | 79 | 77 | 215323854
CARRIER | 37MBRAQ58AA3 | 45MCFAQ58XA3 |  | 54000 | 60000 | 19.5 | 9.6 | 9.5 | 2.01 | 62 | 58 | 215323856
BRYANT | 37MAHAQ06AA3 | 45MCCAQ06XA3 |  | 6500 | 7400 | 22 | 15.2 | 12 | 2.4 | 95 | 109 | 215323858
BRYANT | 37MAHAQ09AA3 | 45MCCAQ12XA3 |  | 9000 | 10900 | 24 | 14.7 | 12.2 | 1.83 | 83 | 97 | 215323860
BRYANT | 37MAHAQ09AA3 | 45MBCAQ12XA3 |  | 9000 | 10000 | 22.7 | 14 | 12.2 | 1.84 | 97 | 110 | 215323861
BRYANT | 37MAHAQ12AA3 | 45MBCAQ12XA3 |  | 12000 | 12000 | 22.3 | 12.7 | 11.6 | 2 | 83 | 96 | 215323866
BRYANT | 37MAHAQ12AA3 | 45MBFAQ12XA3 |  | 12000 | 12000 | 25 | 12.7 | 10.6 | 1.88 | 82 | 94 | 215323867
KEEPRITE | D5CLRAH36AAK | D5FCFAH36XAK |  | 36000 | 38000 | 20 | 10.2 | 10 | 2.17 | 69 | 68 | 215324460
KEEPRITE | D5CLRAH48AAK | D5FLCAH48XAK |  | 48000 | 50000 | 19.1 | 9.5 | 9.9 | 2.11 | 73 | 81 | 215324462
KEEPRITE | D5CLRAH48AAK | D5FCFAH48XAK |  | 48000 | 50000 | 19.9 | 9.5 | 10.2 | 1.95 | 79 | 77 | 215324463
KEEPRITE | D5CLRAH58AAK | D5FCFAH58XAK |  | 54000 | 60000 | 19.5 | 9.6 | 9.5 | 2.01 | 62 | 58 | 215324465
KENMORE | D5CSHAH06AAK | D5FSHAH06XAK |  | 6000 | 7000 | 25.7 | 18 | 14.8 | 2.39 | 113 | 110 | 215324467
KENMORE | D5CSHAH06AAK | D5FSOAH06XAK |  | 6500 | 7400 | 22 | 15.2 | 12 | 2.4 | 95 | 109 | 215324468
KENMORE | D5CSHAH09AAK | D5FSHAH09XAK |  | 9000 | 12000 | 27.5 | 15.5 | 12.5 | 1.8 | 82 | 96 | 215324470
KENMORE | D5CSHAH09AAK | D5FSOAH12XAK |  | 9000 | 10900 | 24 | 14.7 | 12.2 | 1.83 | 83 | 97 | 215324471
KENMORE | D5CSHAH09AAK | D5FSFAH09XAK |  | 9000 | 9000 | 27.3 | 15.2 | 10.9 | 1.84 | 109 | 126 | 215324473
KENMORE | D5CSHAH12AAK | D5FSHAH12XAK |  | 12000 | 12000 | 25.5 | 13.5 | 10.5 | 1.8 | 82 | 96 | 215324476
KENMORE | D5CSHAH12AAK | D5FSOAH12XAK |  | 12000 | 12500 | 23 | 13 | 10.2 | 2 | 77 | 92 | 215324477
KENMORE | D5CSHAH12AAK | D5FSCAH12XAK |  | 12000 | 12000 | 22.3 | 12.7 | 11.6 | 2 | 83 | 96 | 215324478
KENMORE | D5CSHAH12AAK | D5FSFAH12XAK |  | 12000 | 12000 | 25 | 12.7 | 10.6 | 1.88 | 82 | 94 | 215324479
KENMORE | D5CSHAH18AAK | D5FSHAH18XAK |  | 18000 | 18000 | 21.5 | 12.5 | 11 | 1.92 | 83 | 100 | 215324482
KENMORE | D5CSHAH18AAK | D5FSOAH18XAK |  | 16700 | 20000 | 20.7 | 12.5 | 12.2 | 1.89 | 73 | 88 | 215324483
KENMORE | D5CSHAH18AAK | D5FSFAH16XAK |  | 16000 | 17000 | 20.2 | 12.5 | 10.3 | 1.95 | 84 | 103 | 215324485
KENMORE | D5CSHAH18AAK | D5FSCAH18XAK |  | 16000 | 19000 | 20 | 12.5 | 12.4 | 1.9 | 78 | 89 | 215324484
KENMORE | D5CSHAH18AAK | D5FCFAH18XAK |  | 17000 | 19000 | 20.5 | 12.6 | 10.3 | 1.86 | 76 | 89 | 215324486
KENMORE | D5CSHAH24AAK | D5FSHAH24XAK |  | 24000 | 29000 | 21.2 | 13 | 13.5 | 2.34 | 72 | 83 | 215324489
HEIL | D5CSHAH06AAK | D5FSOAH06XAK |  | 6500 | 7400 | 22 | 15.2 | 12 | 2.4 | 95 | 109 | 215324322
HEIL | D5CSHAH09AAK | D5FSHAH09XAK |  | 9000 | 12000 | 27.5 | 15.5 | 12.5 | 1.8 | 82 | 96 | 215324324
HEIL | D5CSHAH09AAK | D5FSOAH12XAK |  | 9000 | 10900 | 24 | 14.7 | 12.2 | 1.83 | 83 | 97 | 215324325
HEIL | D5CSHAH09AAK | D5FSCAH12XAK |  | 9000 | 10000 | 22.7 | 14 | 12.2 | 1.84 | 97 | 110 | 215324326
HEIL | D5CSHAH09AAK | D5FSFAH09XAK |  | 9000 | 9000 | 27.3 | 15.2 | 10.9 | 1.84 | 109 | 126 | 215324327
TEMPSTAR | D5CSHAH12AAK | D5FSOAH12XAK |  | 12000 | 12500 | 23 | 13 | 10.2 | 2 | 77 | 92 | 215324623
TEMPSTAR | D5CSHAH12AAK | D5FSFAH12XAK |  | 12000 | 12000 | 25 | 12.7 | 10.6 | 1.88 | 82 | 94 | 215324625
TEMPSTAR | D5CSRAH09AAK | D5FSHAH09XAK |  | 9000 | 10000 | 26 | 14.9 | 12.5 | 2.36 | 81 | 80 | 215324641
TEMPSTAR | D5CSRAH12AAK | D5FSFAH12XAK |  | 12000 | 12000 | 24.7 | 12.7 | 11 | 2.5 | 75 | 74 | 215324650
TEMPSTAR | D5CSRAH18AAK | D5FSCAH18XAK |  | 16800 | 18000 | 20.8 | 12.5 | 11.4 | 2.2 | 77 | 71 | 215324655
SMART COMFORT | D5CSHAH09AAK | D5FSCAH12XAK |  | 9000 | 10000 | 22.7 | 14 | 12.2 | 1.84 | 97 | 110 | 215324691
SMART COMFORT | D5CSHAH12AAK | D5FSFAH12XAK |  | 12000 | 12000 | 25 | 12.7 | 10.6 | 1.88 | 82 | 94 | 215324698
SMART COMFORT | D5CSRAH12AAK | D5FSHAH12XAK |  | 12000 | 12000 | 25.5 | 13.1 | 10.7 | 2.3 | 78 | 70 | 215324720
SMART COMFORT | D5CSRAH12AAK | D5FSOAH12XAK |  | 12000 | 12000 | 22.2 | 12.3 | 10.1 | 2.48 | 72 | 72 | 215324721
SMART COMFORT | D5CLHAH48AAK | D5FLCAH48XAK |  | 48000 | 53000 | 18.2 | 10 | 11 | 1.96 | 83 | 90 | 215324746
SMART COMFORT | D5CLHAH48AAK | D5FCFAH48XAK |  | 48000 | 52000 | 18.7 | 9.4 | 10.1 | 1.83 | 74 | 90 | 215324747
SMART COMFORT | D5CLRAH36AAK | D5FCFAH36XAK |  | 36000 | 38000 | 20 | 10.2 | 10 | 2.17 | 69 | 68 | 215324752
SMART COMFORT | D5CLRAH58AAK | D5FCFAH58XAK |  | 54000 | 60000 | 19.5 | 9.6 | 9.5 | 2.01 | 62 | 58 | 215324757
AIRQUEST | D5CSHAH12AAK | D5FSOAH12XAK |  | 12000 | 12500 | 23 | 13 | 10.2 | 2 | 77 | 92 | 215324769
AIRQUEST | D5CSHAH12AAK | D5FSFAH12XAK |  | 12000 | 12000 | 25 | 12.7 | 10.6 | 1.88 | 82 | 94 | 215324771
AIRQUEST | D5CSHAH18AAK | D5FSOAH18XAK |  | 16700 | 20000 | 20.7 | 12.5 | 12.2 | 1.89 | 73 | 88 | 215324775
AIRQUEST | D5CSHAH18AAK | D5FCFAH18XAK |  | 17000 | 19000 | 20.5 | 12.6 | 10.3 | 1.86 | 76 | 89 | 215324778
AIRQUEST | D5CSHAH24AAK | D5FCFAH24XAK |  | 22000 | 26000 | 20.5 | 12 | 12.1 | 2.16 | 78 | 93 | 215324783
AIRQUEST | D5CSRAH12AAK | D5FSCAH12XAK |  | 12000 | 12000 | 21.2 | 12.5 | 10.4 | 2.4 | 71 | 70 | 215324795
AIRQUEST | D5CLHAH58AAK | D5FCFAH58XAK |  | 54000 | 60000 | 18.1 | 9 | 10.7 | 1.91 | 68 | 90 | 215324822
LPS Legacy | D5CSHAH09AAK | D5FSCAH12XAK |  | 9000 | 10000 | 22.7 | 14 | 12.2 | 1.84 | 97 | 110 | 215324837
LPS Legacy | D5CSHAH12AAK | D5FSFAH12XAK |  | 12000 | 12000 | 25 | 12.7 | 10.6 | 1.88 | 82 | 94 | 215324844
LPS Legacy | D5CSHAH18AAK | D5FSHAH18XAK |  | 18000 | 18000 | 21.5 | 12.5 | 11 | 1.92 | 83 | 100 | 215324847
LPS Legacy | D5CSHAH18AAK | D5FSFAH16XAK |  | 16000 | 17000 | 20.2 | 12.5 | 10.3 | 1.95 | 84 | 103 | 215324850
LPS Legacy | D5CSHAH33AAK | D5FSHAH33XAK |  | 33000 | 36000 | 19.6 | 12 | 10.5 | 1.98 | 83 | 97 | 215324858
LPS Legacy | D5CSRAH09AAK | D5FSHAH09XAK |  | 9000 | 10000 | 26 | 14.9 | 12.5 | 2.36 | 81 | 80 | 215324860
LPS Legacy | D5CSRAH12AAK | D5FSHAH12XAK |  | 12000 | 12000 | 25.5 | 13.1 | 10.7 | 2.3 | 78 | 70 | 215324866
LPS Legacy | D5CSRAH12AAK | D5FSFAH12XAK |  | 12000 | 12000 | 24.7 | 12.7 | 11 | 2.5 | 75 | 74 | 215324869
LPS Legacy | D5CSRAH18AAK | D5FSCAH18XAK |  | 16800 | 18000 | 20.8 | 12.5 | 11.4 | 2.2 | 77 | 71 | 215324874
LPS Legacy | D5CLHAH58AAK | D5FCFAH58XAK |  | 54000 | 60000 | 18.1 | 9 | 10.7 | 1.91 | 68 | 90 | 215324895
Grandaire | D5CSHAH06AAK | D5FSHAH06XAK |  | 6000 | 7000 | 25.7 | 18 | 14.8 | 2.39 | 113 | 110 | 215324905
Grandaire | D5CSHAH12AAK | D5FSHAH12XAK |  | 12000 | 12000 | 25.5 | 13.5 | 10.5 | 1.8 | 82 | 96 | 215324914
Grandaire | D5CSHAH12AAK | D5FSOAH12XAK |  | 12000 | 12500 | 23 | 13 | 10.2 | 2 | 77 | 92 | 215324915
HEIL | D5CSHAH12AAK | D5FSHAH12XAK |  | 12000 | 12000 | 25.5 | 13.5 | 10.5 | 1.8 | 82 | 96 | 215324330
HEIL | D5CSHAH12AAK | D5FSOAH12XAK |  | 12000 | 12500 | 23 | 13 | 10.2 | 2 | 77 | 92 | 215324331
HEIL | D5CSHAH12AAK | D5FSCAH12XAK |  | 12000 | 12000 | 22.3 | 12.7 | 11.6 | 2 | 83 | 96 | 215324332
HEIL | D5CSHAH18AAK | D5FSHAH18XAK |  | 18000 | 18000 | 21.5 | 12.5 | 11 | 1.92 | 83 | 100 | 215324336
HEIL | D5CSHAH18AAK | D5FSCAH18XAK |  | 16000 | 19000 | 20 | 12.5 | 12.4 | 1.9 | 78 | 89 | 215324338
HEIL | D5CSHAH18AAK | D5FSFAH16XAK |  | 16000 | 17000 | 20.2 | 12.5 | 10.3 | 1.95 | 84 | 103 | 215324339
HEIL | D5CSHAH18AAK | D5FCFAH18XAK |  | 17000 | 19000 | 20.5 | 12.6 | 10.3 | 1.86 | 76 | 89 | 215324340
ARCOAIRE | D5CLHAH36AAK | D5FLCAH36XAK |  | 36600 | 37000 | 21.3 | 12 | 10.6 | 1.95 | 83 | 100 | 215324159
HEIL | D5CSHAH24AAK | D5FSHAH24XAK |  | 24000 | 29000 | 21.2 | 13 | 13.5 | 2.34 | 72 | 83 | 215324343
AIRQUEST | D5CLRAH58AAK | D5FCFAH58XAK |  | 54000 | 60000 | 19.5 | 9.6 | 9.5 | 2.01 | 62 | 58 | 215324830
AIRQUEST | D5CLRAH48AAK | D5FCFAH48XAK |  | 48000 | 50000 | 19.9 | 9.5 | 10.2 | 1.95 | 79 | 77 | 215324828
AIRQUEST | D5CLRAH48AAK | D5FLCAH48XAK |  | 48000 | 50000 | 19.1 | 9.5 | 9.9 | 2.11 | 73 | 81 | 215324827
AIRQUEST | D5CLRAH36AAK | D5FCFAH36XAK |  | 36000 | 38000 | 20 | 10.2 | 10 | 2.17 | 69 | 68 | 215324825
AIRQUEST | D5CLRAH36AAK | D5FLCAH36XAK |  | 36000 | 38000 | 20 | 9.7 | 10.4 | 2.2 | 71 | 70 | 215324824
AIRQUEST | D5CLHAH48AAK | D5FCFAH48XAK |  | 48000 | 52000 | 18.7 | 9.4 | 10.1 | 1.83 | 74 | 90 | 215324820
AIRQUEST | D5CLHAH48AAK | D5FLCAH48XAK |  | 48000 | 53000 | 18.2 | 10 | 11 | 1.96 | 83 | 90 | 215324819
AIRQUEST | D5CLHAH36AAK | D5FCFAH36XAK |  | 36400 | 38000 | 20.2 | 12 | 10.8 | 2.02 | 79 | 104 | 215324817
AIRQUEST | D5CLHAH36AAK | D5FLCAH36XAK |  | 36600 | 37000 | 21.3 | 12 | 10.6 | 1.95 | 83 | 100 | 215324816
AIRQUEST | D5CVRAH09AAK | D5FVHAH09XAK |  | 9000 | 10000 | 19 | 10.9 | 9.7 | 2.15 | 80 | 70 | 215324812
AIRQUEST | D5CSRAH24AAK | D5FCFAH24XAK |  | 24000 | 24400 | 21.2 | 12.2 | 11.1 | 2.27 | 82 | 76 | 215324808
AIRQUEST | D5CSRAH24AAK | D5FSCAH24XAK |  | 24000 | 25000 | 22.1 | 12 | 10.5 | 2.3 | 82 | 74 | 215324807
AIRQUEST | D5CSRAH24AAK | D5FPHAH18XAK |  | 24000 | 25000 | 23.1 | 14 | 11.7 | 2.54 | 75 | 78 | 215324806
AIRQUEST | D5CSRAH18AAK | D5FCFAH18XAK |  | 18000 | 18000 | 22.4 | 12.5 | 10.4 | 2.05 | 76 | 71 | 215324803
AIRQUEST | D5CSRAH18AAK | D5FSFAH16XAK |  | 16000 | 17000 | 23.9 | 12.5 | 13.5 | 2.16 | 83 | 77 | 215324802
DAY & NIGHT | D5CSRAH12AAK | D5FSCAH12XAK |  | 12000 | 12000 | 21.2 | 12.5 | 10.4 | 2.4 | 71 | 70 | 215324284
AIRQUEST | D5CSRAH18AAK | D5FSCAH18XAK |  | 16800 | 18000 | 20.8 | 12.5 | 11.4 | 2.2 | 77 | 71 | 215324801
AIRQUEST | D5CSRAH18AAK | D5FSOAH18XAK |  | 18000 | 18000 | 22.3 | 12.5 | 12.2 | 2.24 | 78 | 73 | 215324800
AIRQUEST | D5CSRAH18AAK | D5FSHAH18XAK |  | 18000 | 18000 | 23.5 | 12.8 | 10.8 | 2.1 | 76 | 71 | 215324799
AIRQUEST | D5CSRAH12AAK | D5FSFAH12XAK |  | 12000 | 12000 | 24.7 | 12.7 | 11 | 2.5 | 75 | 74 | 215324796
AIRQUEST | D5CSRAH12AAK | D5FSOAH12XAK |  | 12000 | 12000 | 22.2 | 12.3 | 10.1 | 2.48 | 72 | 72 | 215324794
AIRQUEST | D5CSRAH12AAK | D5FSHAH12XAK |  | 12000 | 12000 | 25.5 | 13.1 | 10.7 | 2.3 | 78 | 70 | 215324793
AIRQUEST | D5CSRAH09AAK | D5FSFAH09XAK |  | 9000 | 9000 | 26 | 16.3 | 13.9 | 2.27 | 100 | 96 | 215324790
AIRQUEST | D5CSRAH09AAK | D5FSCAH12XAK |  | 9000 | 10000 | 21.7 | 14.3 | 11.3 | 2.17 | 85 | 83 | 215324789
AIRQUEST | D5CSRAH09AAK | D5FSOAH12XAK |  | 9000 | 11000 | 22.2 | 14.4 | 11.8 | 2.18 | 72 | 73 | 215324788
AIRQUEST | D5CSRAH09AAK | D5FSHAH09XAK |  | 9000 | 10000 | 26 | 14.9 | 12.5 | 2.36 | 81 | 80 | 215324787
AIRQUEST | D5CSRAH12AAJ | D5FSHAH12XAJ |  | 12000 | 12000 | 23.5 | 13 | 9.5 | 2.33 | 73 | 64 | 215324786
AIRQUEST | D5CSHAH33AAK | D5FSHAH33XAK |  | 33000 | 36000 | 19.6 | 12 | 10.5 | 1.98 | 83 | 97 | 215324785
AIRQUEST | D5CSHAH24AAK | D5FSCAH24XAK |  | 23400 | 25000 | 20.8 | 12 | 11.6 | 2.23 | 82 | 95 | 215324782
AIRQUEST | D5CSHAH24AAK | D5FSHAH24XAK |  | 24000 | 29000 | 21.2 | 13 | 13.5 | 2.34 | 72 | 83 | 215324781
AIRQUEST | D5CSHAH18AAK | D5FSFAH16XAK |  | 16000 | 17000 | 20.2 | 12.5 | 10.3 | 1.95 | 84 | 103 | 215324777
AIRQUEST | D5CSHAH18AAK | D5FSCAH18XAK |  | 16000 | 19000 | 20 | 12.5 | 12.4 | 1.9 | 78 | 89 | 215324776
AIRQUEST | D5CSHAH18AAK | D5FSHAH18XAK |  | 18000 | 18000 | 21.5 | 12.5 | 11 | 1.92 | 83 | 100 | 215324774
AIRQUEST | D5CSHAH12AAK | D5FSCAH12XAK |  | 12000 | 12000 | 22.3 | 12.7 | 11.6 | 2 | 83 | 96 | 215324770
AIRQUEST | D5CSHAH12AAK | D5FSHAH12XAK |  | 12000 | 12000 | 25.5 | 13.5 | 10.5 | 1.8 | 82 | 96 | 215324768
AIRQUEST | D5CSHAH09AAK | D5FSFAH09XAK |  | 9000 | 9000 | 27.3 | 15.2 | 10.9 | 1.84 | 109 | 126 | 215324765
AIRQUEST | D5CSHAH09AAK | D5FSCAH12XAK |  | 9000 | 10000 | 22.7 | 14 | 12.2 | 1.84 | 97 | 110 | 215324764
KEEPRITE | D5CLRAH36AAK | D5FLCAH36XAK |  | 36000 | 38000 | 20 | 9.7 | 10.4 | 2.2 | 71 | 70 | 215324459
KEEPRITE | D5CLHAH58AAK | D5FCFAH58XAK |  | 54000 | 60000 | 18.1 | 9 | 10.7 | 1.91 | 68 | 90 | 215324457
KEEPRITE | D5CLHAH48AAK | D5FCFAH48XAK |  | 48000 | 52000 | 18.7 | 9.4 | 10.1 | 1.83 | 74 | 90 | 215324455
KEEPRITE | D5CLHAH48AAK | D5FLCAH48XAK |  | 48000 | 53000 | 18.2 | 10 | 11 | 1.96 | 83 | 90 | 215324454
KEEPRITE | D5CLHAH36AAK | D5FLCAH36XAK |  | 36600 | 37000 | 21.3 | 12 | 10.6 | 1.95 | 83 | 100 | 215324451
KEEPRITE | D5CVRAH09AAK | D5FVHAH09XAK |  | 9000 | 10000 | 19 | 10.9 | 9.7 | 2.15 | 80 | 70 | 215324447
KEEPRITE | D5CSRAH24AAK | D5FCFAH24XAK |  | 24000 | 24400 | 21.2 | 12.2 | 11.1 | 2.27 | 82 | 76 | 215324443
KEEPRITE | D5CSRAH24AAK | D5FSCAH24XAK |  | 24000 | 25000 | 22.1 | 12 | 10.5 | 2.3 | 82 | 74 | 215324442
KEEPRITE | D5CSRAH18AAK | D5FSCAH18XAK |  | 16800 | 18000 | 20.8 | 12.5 | 11.4 | 2.2 | 77 | 71 | 215324436
KEEPRITE | D5CSRAH18AAK | D5FSOAH18XAK |  | 18000 | 18000 | 22.3 | 12.5 | 12.2 | 2.24 | 78 | 73 | 215324435
KEEPRITE | D5CSRAH18AAK | D5FSHAH18XAK |  | 18000 | 18000 | 23.5 | 12.8 | 10.8 | 2.1 | 76 | 71 | 215324434
KEEPRITE | D5CSRAH12AAK | D5FSHAH12XAK |  | 12000 | 12000 | 25.5 | 13.1 | 10.7 | 2.3 | 78 | 70 | 215324428
KEEPRITE | D5CSRAH09AAK | D5FSFAH09XAK |  | 9000 | 9000 | 26 | 16.3 | 13.9 | 2.27 | 100 | 96 | 215324425
KEEPRITE | D5CSRAH09AAK | D5FSCAH12XAK |  | 9000 | 10000 | 21.7 | 14.3 | 11.3 | 2.17 | 85 | 83 | 215324424
KEEPRITE | D5CSRAH09AAK | D5FSOAH12XAK |  | 9000 | 11000 | 22.2 | 14.4 | 11.8 | 2.18 | 72 | 73 | 215324423
KEEPRITE | D5CSRAH09AAK | D5FSHAH09XAK |  | 9000 | 10000 | 26 | 14.9 | 12.5 | 2.36 | 81 | 80 | 215324422
KEEPRITE | D5CSRAH12AAJ | D5FSHAH12XAJ |  | 12000 | 12000 | 23.5 | 13 | 9.5 | 2.33 | 73 | 64 | 215324421
KEEPRITE | D5CSHAH33AAK | D5FSHAH33XAK |  | 33000 | 36000 | 19.6 | 12 | 10.5 | 1.98 | 83 | 97 | 215324420
KEEPRITE | D5CSHAH24AAK | D5FCFAH24XAK |  | 22000 | 26000 | 20.5 | 12 | 12.1 | 2.16 | 78 | 93 | 215324418
KEEPRITE | D5CSHAH24AAK | D5FSCAH24XAK |  | 23400 | 25000 | 20.8 | 12 | 11.6 | 2.23 | 82 | 95 | 215324417
KEEPRITE | D5CSHAH24AAK | D5FSHAH24XAK |  | 24000 | 29000 | 21.2 | 13 | 13.5 | 2.34 | 72 | 83 | 215324416
KEEPRITE | D5CSHAH18AAK | D5FCFAH18XAK |  | 17000 | 19000 | 20.5 | 12.6 | 10.3 | 1.86 | 76 | 89 | 215324413
KEEPRITE | D5CSHAH18AAK | D5FSFAH16XAK |  | 16000 | 17000 | 20.2 | 12.5 | 10.3 | 1.95 | 84 | 103 | 215324412
KEEPRITE | D5CSHAH18AAK | D5FSCAH18XAK |  | 16000 | 19000 | 20 | 12.5 | 12.4 | 1.9 | 78 | 89 | 215324411
KEEPRITE | D5CSHAH18AAK | D5FSHAH18XAK |  | 18000 | 18000 | 21.5 | 12.5 | 11 | 1.92 | 83 | 100 | 215324409
KEEPRITE | D5CSHAH12AAK | D5FSCAH12XAK |  | 12000 | 12000 | 22.3 | 12.7 | 11.6 | 2 | 83 | 96 | 215324405
KEEPRITE | D5CSHAH12AAK | D5FSOAH12XAK |  | 12000 | 12500 | 23 | 13 | 10.2 | 2 | 77 | 92 | 215324404
COMFORTMAKER | D5CSHAH06AAK | D5FSHAH06XAK |  | 6000 | 7000 | 25.7 | 18 | 14.8 | 2.39 | 113 | 110 | 215324175
KEEPRITE | D5CSHAH09AAK | D5FSFAH09XAK |  | 9000 | 9000 | 27.3 | 15.2 | 10.9 | 1.84 | 109 | 126 | 215324400
KEEPRITE | D5CSHAH09AAK | D5FSCAH12XAK |  | 9000 | 10000 | 22.7 | 14 | 12.2 | 1.84 | 97 | 110 | 215324399
KEEPRITE | D5CSHAH09AAK | D5FSOAH12XAK |  | 9000 | 10900 | 24 | 14.7 | 12.2 | 1.83 | 83 | 97 | 215324398
ARCOAIRE | D5CLRAH58AAK | D5FCFAH58XAK |  | 54000 | 60000 | 19.5 | 9.6 | 9.5 | 2.01 | 62 | 58 | 215324173
Grandaire | D5CLRAH48AAK | D5FLCAH48XAK |  | 48000 | 50000 | 19.1 | 9.5 | 9.9 | 2.11 | 73 | 81 | 215324973
Grandaire | D5CLHAH36AAK | D5FCFAH36XAK |  | 36400 | 38000 | 20.2 | 12 | 10.8 | 2.02 | 79 | 104 | 215324963
Grandaire | D5CSRAH24AAK | D5FCFAH24XAK |  | 24000 | 24400 | 21.2 | 12.2 | 11.1 | 2.27 | 82 | 76 | 215324954
Grandaire | D5CSRAH18AAK | D5FSFAH16XAK |  | 16000 | 17000 | 23.9 | 12.5 | 13.5 | 2.16 | 83 | 77 | 215324948
Grandaire | D5CSRAH12AAK | D5FSFAH12XAK |  | 12000 | 12000 | 24.7 | 12.7 | 11 | 2.5 | 75 | 74 | 215324942
Grandaire | D5CSRAH09AAK | D5FSOAH12XAK |  | 9000 | 11000 | 22.2 | 14.4 | 11.8 | 2.18 | 72 | 73 | 215324934
HEIL | D5CLRAH48AAK | D5FCFAH48XAK |  | 48000 | 50000 | 19.9 | 9.5 | 10.2 | 1.95 | 79 | 77 | 215324390
HEIL | D5CLRAH48AAK | D5FLCAH48XAK |  | 48000 | 50000 | 19.1 | 9.5 | 9.9 | 2.11 | 73 | 81 | 215324389
HEIL | D5CLRAH36AAK | D5FCFAH36XAK |  | 36000 | 38000 | 20 | 10.2 | 10 | 2.17 | 69 | 68 | 215324387
HEIL | D5CLRAH36AAK | D5FLCAH36XAK |  | 36000 | 38000 | 20 | 9.7 | 10.4 | 2.2 | 71 | 70 | 215324386
HEIL | D5CLHAH58AAK | D5FCFAH58XAK |  | 54000 | 60000 | 18.1 | 9 | 10.7 | 1.91 | 68 | 90 | 215324384
HEIL | D5CLHAH36AAK | D5FCFAH36XAK |  | 36400 | 38000 | 20.2 | 12 | 10.8 | 2.02 | 79 | 104 | 215324379
HEIL | D5CLHAH36AAK | D5FLCAH36XAK |  | 36600 | 37000 | 21.3 | 12 | 10.6 | 1.95 | 83 | 100 | 215324378
HEIL | D5CSRAH24AAK | D5FCFAH24XAK |  | 24000 | 24400 | 21.2 | 12.2 | 11.1 | 2.27 | 82 | 76 | 215324370
HEIL | D5CSRAH24AAK | D5FSCAH24XAK |  | 24000 | 25000 | 22.1 | 12 | 10.5 | 2.3 | 82 | 74 | 215324369
HEIL | D5CSRAH24AAK | D5FPHAH18XAK |  | 24000 | 25000 | 23.1 | 14 | 11.7 | 2.54 | 75 | 78 | 215324368
HEIL | D5CSRAH18AAK | D5FCFAH18XAK |  | 18000 | 18000 | 22.4 | 12.5 | 10.4 | 2.05 | 76 | 71 | 215324365
HEIL | D5CSRAH18AAK | D5FSFAH16XAK |  | 16000 | 17000 | 23.9 | 12.5 | 13.5 | 2.16 | 83 | 77 | 215324364
HEIL | D5CSRAH18AAK | D5FSCAH18XAK |  | 16800 | 18000 | 20.8 | 12.5 | 11.4 | 2.2 | 77 | 71 | 215324363
HEIL | D5CSRAH18AAK | D5FSOAH18XAK |  | 18000 | 18000 | 22.3 | 12.5 | 12.2 | 2.24 | 78 | 73 | 215324362
HEIL | D5CSRAH18AAK | D5FSHAH18XAK |  | 18000 | 18000 | 23.5 | 12.8 | 10.8 | 2.1 | 76 | 71 | 215324361
HEIL | D5CSRAH12AAK | D5FSFAH12XAK |  | 12000 | 12000 | 24.7 | 12.7 | 11 | 2.5 | 75 | 74 | 215324358
HEIL | D5CSRAH12AAK | D5FSCAH12XAK |  | 12000 | 12000 | 21.2 | 12.5 | 10.4 | 2.4 | 71 | 70 | 215324357
ARCOAIRE | D5CLHAH48AAK | D5FCFAH48XAK |  | 48000 | 52000 | 18.7 | 9.4 | 10.1 | 1.83 | 74 | 90 | 215324163
HEIL | D5CSRAH12AAK | D5FSOAH12XAK |  | 12000 | 12000 | 22.2 | 12.3 | 10.1 | 2.48 | 72 | 72 | 215324356
HEIL | D5CSRAH12AAK | D5FSHAH12XAK |  | 12000 | 12000 | 25.5 | 13.1 | 10.7 | 2.3 | 78 | 70 | 215324355
HEIL | D5CSRAH09AAK | D5FSCAH12XAK |  | 9000 | 10000 | 21.7 | 14.3 | 11.3 | 2.17 | 85 | 83 | 215324351
HEIL | D5CSRAH09AAK | D5FSOAH12XAK |  | 9000 | 11000 | 22.2 | 14.4 | 11.8 | 2.18 | 72 | 73 | 215324350
HEIL | D5CSRAH12AAJ | D5FSHAH12XAJ |  | 12000 | 12000 | 23.5 | 13 | 9.5 | 2.33 | 73 | 64 | 215324348
HEIL | D5CSHAH33AAK | D5FSHAH33XAK |  | 33000 | 36000 | 19.6 | 12 | 10.5 | 1.98 | 83 | 97 | 215324347
HEIL | D5CSHAH24AAK | D5FCFAH24XAK |  | 22000 | 26000 | 20.5 | 12 | 12.1 | 2.16 | 78 | 93 | 215324345
ARCOAIRE | D5CLHAH36AAK | D5FCFAH36XAK |  | 36400 | 38000 | 20.2 | 12 | 10.8 | 2.02 | 79 | 104 | 215324160
HEIL | D5CSHAH24AAK | D5FSCAH24XAK |  | 23400 | 25000 | 20.8 | 12 | 11.6 | 2.23 | 82 | 95 | 215324344
SMART COMFORT | D5CVRAH09AAK | D5FVHAH09XCK |  | 9000 | 10000 | 19 | 10.9 | 9.7 | 2.15 | 80 | 70 | 215333817
MIDEA | M5CVRAQ09AA3 | M5FVHAQ09XC3 |  | 9000 | 10000 | 19 | 10.9 | 9.7 | 2.15 | 80 | 70 | 215333841
Grandaire | D5CVRAH09AAK | D5FVHAH09XCK |  | 9000 | 10000 | 19 | 10.9 | 9.7 | 2.15 | 80 | 70 | 215333835
LPS Legacy | D5CVRAH09AAK | D5FVHAH09XCK |  | 9000 | 10000 | 19 | 10.9 | 9.7 | 2.15 | 80 | 70 | 215333829
AIRQUEST | D5CVRAH09AAK | D5FVHAH09XCK |  | 9000 | 10000 | 19 | 10.9 | 9.7 | 2.15 | 80 | 70 | 215333823
TEMPSTAR | D5CVRAH09AAK | D5FVHAH09XCK |  | 9000 | 10000 | 19 | 10.9 | 9.7 | 2.15 | 80 | 70 | 215333811
MIDEA | D5CVRAH09AAK | D5FVHAH09XCK |  | 9000 | 10000 | 19 | 10.9 | 9.7 | 2.15 | 80 | 70 | 215333805
KENMORE | D5CVRAH09AAK | D5FVHAH09XCK |  | 9000 | 10000 | 19 | 10.9 | 9.7 | 2.15 | 80 | 70 | 215333799
KEEPRITE | D5CVRAH09AAK | D5FVHAH09XCK |  | 9000 | 10000 | 19 | 10.9 | 9.7 | 2.15 | 80 | 70 | 215333793
HEIL | D5CVRAH09AAK | D5FVHAH09XCK |  | 9000 | 10000 | 19 | 10.9 | 9.7 | 2.15 | 80 | 70 | 215333787
DAY & NIGHT | D5CVRAH09AAK | D5FVHAH09XCK |  | 9000 | 10000 | 19 | 10.9 | 9.7 | 2.15 | 80 | 70 | 215333781
COMFORTMAKER | D5CVRAH09AAK | D5FVHAH09XCK |  | 9000 | 10000 | 19 | 10.9 | 9.7 | 2.15 | 80 | 70 | 215333775
ARCOAIRE | D5CVRAH09AAK | D5FVHAH09XCK |  | 9000 | 10000 | 19 | 10.9 | 9.7 | 2.15 | 80 | 70 | 215333769
MIDEA | 37MVRAQ09AA3 | D5MVHAQ09XC3 |  | 9000 | 10000 | 19 | 10.9 | 9.7 | 2.15 | 80 | 70 | 215333763
Weathermaker | 37MVRAQ09AA3 | D5MVHAQ09XC3 |  | 9000 | 10000 | 19 | 10.9 | 9.7 | 2.15 | 80 | 70 | 215333757
PAYNE | 37MVRAQ09AA3 | D5MVHAQ09XC3 |  | 9000 | 10000 | 19 | 10.9 | 9.7 | 2.15 | 80 | 70 | 215333751
BRYANT | 37MVRAQ09AA3 | D5MVHAQ09XC3 |  | 9000 | 10000 | 19 | 10.9 | 9.7 | 2.15 | 80 | 70 | 215333745
CARRIER | 37MVRAQ09AA3 | D5MVHAQ09XC3 |  | 9000 | 10000 | 19 | 10.9 | 9.7 | 2.15 | 80 | 70 | 215333739
Breeze33 | BZ33-HYP36OUT2-G2-P | BZ33-CASS36-G2-P |  | 36000 | 40000 | 19.4 | 9.5 | 10.5 | 1.85 | 83 | 100 | 215338142
MDV | MOD30-18HFN10-M1H | MSEPD-18HRFN10-M1H-C |  | 18000 | 20000 | 24.5 | 14 | 15.2 | 2.34 | 97 | 113 | 214855500
SAMSUNG | AR15DXFAMWKX | AR15DXKAPWKN |  | 15000 | 15000 | 21.5 | 12.95 | 10 | 2.38 | 87 | 70 | 215351564
SAMSUNG | AR15DXFAMWKX | AR15DXFAMWKN |  | 15000 | 15000 | 21.5 | 12.95 | 10 | 2.38 | 87 | 70 | 215351563
BLUERIDGE | BMY36HHUC | BM36MCC |  | 36000 | 40000 | 19.4 | 9.5 | 10.5 | 1.85 | 83 | 100 | 215359208
MDV | MOX430-12HFN10-M1H | MSEPC-12HRFN10-M1H-C |  | 12000 | 12000 | 28 | 13.5 | 13.5 | 2 | 92 | 113 | 214855499
Durastar | DRA1U24S2A | DRAF24F2A |  | 24000 | 24400 | 21.1 | 12.2 | 11.1 | 2.27 | 82 | 76 | 215359292
Durastar | DRA1U24S2A | DRAC24F2A |  | 24000 | 25000 | 22 | 12 | 10.5 | 2.3 | 82 | 74 | 215359291
Durastar | DRA1U24S2A | DRAW24F2A |  | 24000 | 25000 | 23.5 | 13 | 10 | 2.15 | 78 | 71 | 215359290
Durastar | DRA1U18S2A | DRAF18F2A |  | 18000 | 18000 | 22.3 | 12.5 | 10.4 | 2.05 | 76 | 71 | 215359287
Durastar | DRA1U18S2A | DRAS16F2A |  | 16000 | 17000 | 23.8 | 12.5 | 13.5 | 2.16 | 83 | 77 | 215359286
Durastar | DRA1U18S2A | DRAC18F2A |  | 16800 | 18000 | 20.7 | 12.5 | 11.4 | 2.2 | 77 | 71 | 215359285
Durastar | DRA1U18S2A | DRAL18F2A |  | 18000 | 18000 | 22.2 | 12.5 | 12.2 | 2.24 | 78 | 73 | 215359284
Durastar | DRA1U18S2A | DRAW18F2A |  | 18000 | 18000 | 24 | 13.5 | 11.1 | 2.35 | 72 | 72 | 215359283
Durastar | DRA1U12S2A | DRAS12F2A |  | 12000 | 12000 | 24.6 | 12.7 | 11 | 2.5 | 75 | 74 | 215359280
Durastar | DRA1U12S2A | DRAC0912F2A |  | 12000 | 12000 | 21.1 | 12.5 | 10.4 | 2.4 | 71 | 70 | 215359279
Durastar | DRA1U12S2A | DRAL0612F2A |  | 12000 | 12000 | 22.1 | 12.3 | 10 | 2.48 | 72 | 72 | 215359278
Durastar | DRA1U12S2A | DRAW12F2A |  | 12000 | 12000 | 23.1 | 12.2 | 11.5 | 2.35 | 80 | 72 | 215359277
Durastar | DRA1U09S2A | DRAS12F2A |  | 9000 | 9000 | 26 | 16.2 | 13.9 | 2.27 | 100 | 96 | 215359274
Durastar | DRA1U09S2A | DRAS09F2A |  | 9000 | 9000 | 26 | 16.2 | 13.9 | 2.27 | 100 | 96 | 215359273
Durastar | DRA1U09S2A | DRAC0912F2A |  | 9000 | 10000 | 21.6 | 14.3 | 11.3 | 2.17 | 85 | 83 | 215359272
Durastar | DRA1U09S2A | DRAL0612F2A |  | 9000 | 11000 | 22.1 | 14.4 | 11.8 | 2.18 | 72 | 73 | 215359271
Durastar | DRA1U09S2A | DRAW09F2A |  | 9000 | 10000 | 24.6 | 14.7 | 13 | 2.33 | 86 | 82 | 215359270
Durastar | DRA1H33S2A | DRAW33F2A |  | 33000 | 36000 | 20 | 11.7 | 10.5 | 1.91 | 82 | 96 | 215359269
Durastar | DRA1H24S2A | DRAF24F2A |  | 22000 | 26000 | 20.4 | 12 | 12.1 | 2.16 | 78 | 93 | 215359267
Durastar | DRA1H24S2A | DRAC24F2A |  | 23400 | 25000 | 20.7 | 12 | 11.6 | 2.23 | 82 | 95 | 215359266
Durastar | DRA1H24S2A | DRAW24F2A |  | 23000 | 26000 | 22.3 | 12.5 | 13.3 | 2 | 83 | 92 | 215359265
Durastar | DRA1H18S2A | DRAF18F2A |  | 17000 | 19000 | 20.4 | 12.5 | 10.3 | 1.86 | 76 | 89 | 215359262
Durastar | DRA1H18S2A | DRAS16F2A |  | 16000 | 17000 | 20 | 12.5 | 10.3 | 1.95 | 84 | 103 | 215359261
Durastar | DRA1H18S2A | DRAC18F2A |  | 16000 | 19000 | 20 | 12.5 | 12.3 | 1.9 | 78 | 89 | 215359260
Durastar | DRA1H18S2A | DRAL18F2A |  | 16700 | 20000 | 20.6 | 12.5 | 12.2 | 1.89 | 73 | 88 | 215359259
Durastar | DRA1H18S2A | DRAW18F2A |  | 18000 | 18000 | 21.7 | 13 | 10.8 | 2 | 80 | 100 | 215359258
Durastar | DRA1H12S2A | DRAS12F2A |  | 12000 | 12000 | 25 | 12.5 | 10.5 | 1.88 | 82 | 94 | 215359255
Durastar | DRA1H12S2A | DRAC0912F2A |  | 12000 | 12000 | 22.2 | 12.5 | 11.6 | 2 | 83 | 96 | 215359254
Durastar | DRA1H12S2A | DRAL0612F2A |  | 12000 | 12500 | 23 | 13 | 10 | 2 | 77 | 92 | 215359253
Durastar | DRA1H12S2A | DRAW12F2A |  | 12000 | 12000 | 24 | 13.2 | 10.5 | 1.8 | 83 | 96 | 215359252
Durastar | DRA1H09S2A | DRAS12F2A |  | 9000 | 9000 | 27.2 | 15.1 | 10.9 | 1.84 | 109 | 126 | 215359249
Durastar | DRA1H09S2A | DRAS09F2A |  | 9000 | 9000 | 27.2 | 15.1 | 10.9 | 1.84 | 109 | 126 | 215359248
Durastar | DRA1H09S2A | DRAC0912F2A |  | 9000 | 10000 | 22.6 | 14 | 12.1 | 1.84 | 97 | 110 | 215359247
Durastar | DRA1H09S2A | DRAL0612F2A |  | 9000 | 10900 | 24 | 14.6 | 12.1 | 1.83 | 83 | 97 | 215359246
Durastar | DRA1H09S2A | DRAW09F2A |  | 9000 | 12000 | 26 | 15 | 12.5 | 1.8 | 83 | 96 | 215359245
Durastar | DRA1H06S2A | DRAL0612F2A |  | 6500 | 7400 | 22 | 15 | 12 | 2.4 | 95 | 109 | 215359243
Durastar | DRA1H06S2A | DRAW06F2A |  | 6000 | 7000 | 25.3 | 16 | 14.6 | 2.3 | 109 | 107 | 215359242
HITACHI | PAS-12BLFASDQ1 | PCIM-B12UFA1DQ |  | 12000 | 14000 | 24.9 | 16.5 | 11.3 | 2.3 | 89 | 93 | 215359322
BOSCH | BMS500-AAS012-0CSXRD | BMS500-AAS012-0AHWXD* |  | 12000 | 12000 | 23.4 | 13 | 9.5 | 2.33 | 73 | 64 | 215374898
HISENSE | AST-09UW3RGG00 | AST-09UW3RGG**00 |  | 9000 | 9000 | 23 | 12.95 | 9.5 | 2.1 | 72 | 63 | 215297772
HISENSE | AST-09UW3RGE00 | AST-09UW3RGE**00 |  | 9000 | 9000 | 23 | 12.95 | 9.5 | 2.1 | 72 | 63 | 215297768
Ameristar | M5THS1909A11NAA | M5MHWUN09A1N0AA |  | 9000 | 10000 | 19 | 13 | 10 | 2.1 | 58 | 71 | 215385447
RunTru | M5THS1909A11NAA | M5MHWUN09A1N0AA |  | 9000 | 10000 | 19 | 13 | 10 | 2.1 | 58 | 71 | 215385442
Ameristar | M5THS2309A11NAA | M5MHWUN09A1N0AA |  | 9000 | 10000 | 24 | 13 | 10 | 2.1 | 58 | 71 | 215385438
RunTru | M5THS2309A11NAA | M5MHWUN09A1N0AA |  | 9000 | 10000 | 24 | 13 | 10 | 2.1 | 58 | 71 | 215385434
HITACHI | PAS-48BUFASDQ1 | PPFC-B48UFA1DQ |  | 42000 | 44000 | 20.5 | 12 | 9.5 | 2.2 | 91 | 73 | 214779302
HITACHI | PAS-36BUFASDQ1 | PPFC-B36UFA1DQ |  | 36000 | 38000 | 19.4 | 12 | 10 | 2.4 | 87 | 71 | 214779301
HITACHI | PAS-30BUFASDQ1 | PPFC-B30UFA1DQ |  | 30000 | 32000 | 19.6 | 12 | 10 | 2.5 | 88 | 81 | 214779300
HITACHI | PAS-24BUFASDQ1 | PPFC-B24UFA1DQ |  | 22000 | 24000 | 21 | 13 | 10 | 2.5 | 83 | 79 | 214779299
HITACHI | PAS-18BUFASDQ1 | PPFC-B18UFA1DQ |  | 18000 | 20000 | 23 | 13 | 10 | 2.4 | 90 | 73 | 214779298
HITACHI | PAS-48BUFASDQ1 | PCI-B48UFA1DQ |  | 45000 | 47000 | 22.5 | 13 | 10 | 2.2 | 83 | 72 | 214723262
HITACHI | PAS-36BUFASDQ1 | PCI-B36UFA1DQ |  | 36000 | 38000 | 21 | 13 | 10 | 2.4 | 89 | 79 | 214723261
HITACHI | PAS-30BUFASDQ1 | PCI-B30UFA1DQ |  | 30000 | 32000 | 21 | 14 | 10 | 2.4 | 88 | 75 | 214723260
HITACHI | PAS-24BUFASDQ1 | PCI-B24UFA1DQ |  | 22000 | 24000 | 24 | 13 | 10 | 2.5 | 83 | 79 | 214723259
HITACHI | PAS-18BUFASDQ1 | PCI-B18UFA1DQ |  | 18000 | 20000 | 27 | 15 | 11 | 2.6 | 85 | 75 | 214723258
GREE | GWH18AVEXF-D6DNA1B/O | GWH18**EXF-D6DN***/I |  | 18000 | 18600 | 27.5 | 14.3 | 10 | 1.8 | 63 | 97 | 215386340
GREE | GWH24AVEXH-D6DNA1B/O | GWH24***XH-D6DN***/I |  | 22000 | 24000 | 27 | 13.95 | 10 | 1.8 | 63 | 100 | 215386339
TCL | H09SBH23XPC | H09SBH23XPE |  | 9000 | 10000 | 24 | 13 | 10 | 2.1 | 58 | 71 | 215387259
TCL | H09SBH23BPC | H09SBH23BPE |  | 9000 | 10000 | 24 | 13 | 10 | 2.1 | 62 | 75 | 215387257
DAIKIN | RXT24AVJU* | FTXV24AVJU* |  | 22400 | 24000 | 21 | 12 | 9.5 | 1.8 | 70 | 100 | 215389736
DAIKIN | RXT18AVJU* | FTXV18AVJU* |  | 18000 | 21600 | 21 | 12 | 9.6 | 1.8 | 70 | 100 | 215389735
Mitsubishi Electric | PUZ-HA24NHA1 | PLA-A24EA* |  | 24000 | 28000 | 21.6 | 14 | 10 | 1.9 | 62 | 93 | 211273264
Mitsubishi Electric | PUZ-HA24NHA1 | PKA-A24KA* |  | 24000 | 28000 | 19.5 | 12.6 | 9.5 | 1.9 | 61 | 93 | 211259269
Mitsubishi Electric | PUZ-HA24NHA1 | PCA-A24KA* |  | 23000 | 28000 | 18.7 | 12.5 | 9.5 | 1.8 | 63 | 93 | 211259270
FUJITSU | AOUH36KPAS1 | ASUH36KPAS |  | 33000 | 34000 | 21 | 9.75 | 10 | 2.2 | 66 | 76 | 215390441
FUJITSU | AOUH30KPAS1 | ASUH30KPAS |  | 30000 | 30000 | 22 | 11.7 | 10.2 | 2.2 | 65 | 86 | 215390440
GREE | GWH09AGCXD-D6DNA4D/O | GWH09AGCXD-D6DN***/I |  | 9100 | 10500 | 26 | 15 | 10.4 | 1.88 | 61 | 90 | 215392073
Quilt | QO1-M2Z18-NC-NA | QI1-M09-N-NA |  | 16000 | 18000 | 25 | 14.5 | 12 | 2 | 67 | 100 | 214609234
SAMSUNG | AR15DXDACWKX | AR15DXDABWKN |  | 15000 | 15000 | 23 | 14.55 | 11 | 2.5 | 93 | 104 | 215222778
SAMSUNG | AR15DXDABWKX | AR15DXDABWKN |  | 15000 | 15000 | 23 | 14.55 | 11 | 2.5 | 93 | 104 | 215222779
SAMSUNG | AR24DXDACWKX | AR24DXDABWKN |  | 22000 | 25000 | 20 | 12.8 | 9.5 | 2.04 | 112 | 92 | 215222782
SAMSUNG | AR24DXDABWKX | AR24DXDABWKN |  | 22000 | 25000 | 20 | 12.8 | 9.5 | 2.04 | 112 | 92 | 215222783
SAMSUNG | AR18DXDACWKX | AR18DXDABWKN |  | 18500 | 20000 | 21 | 13.2 | 9.7 | 2.05 | 88 | 72 | 215222786
SAMSUNG | AR18DXDABWKX | AR18DXDABWKN |  | 18500 | 20000 | 21 | 13.2 | 9.7 | 2.05 | 88 | 72 | 215222787
SAMSUNG | AR12DXDACWKX | AR12DXDABWKN |  | 12000 | 12000 | 24 | 14.1 | 10.5 | 2.09 | 88 | 75 | 215399291
SAMSUNG | AR09DXDACWKX | AR09DXDABWKN |  | 9000 | 11000 | 25 | 16.35 | 10.5 | 2.19 | 90 | 77 | 215399292
SAMSUNG | AR12DXDABWKX | AR12DXDABWKN |  | 12000 | 12000 | 24 | 14.1 | 10.5 | 2.09 | 88 | 75 | 215399293
SAMSUNG | AR09DXDABWKX | AR09DXDABWKN |  | 9000 | 11000 | 25 | 16.35 | 10.5 | 2.19 | 90 | 77 | 215399294
TOSOT | TW09HP32A2AO | TW09HCL32A5AI |  | 9100 | 10000 | 27 | 15 | 10.5 | 1.83 | 63 | 95 | 215399269
TOSOT | TW09HP32A2DO | TW09HCL32A5DI |  | 9100 | 10500 | 26 | 15 | 10.4 | 1.88 | 61 | 90 | 215399270
GREE | VIR09HP230V1R32AO | VIR09HP230V1R32AH |  | 9100 | 10500 | 26 | 15 | 10.4 | 1.88 | 61 | 90 | 214779340
GREE | VIR09HP115V1R32AO | VIR09HP115V1R32AH |  | 9100 | 10000 | 27 | 15 | 10.5 | 1.83 | 63 | 95 | 214779339
GREE | GWH24AGEXF-D6DNA4J/O | GWH24***XF-D6DN***/I |  | 22000 | 24000 | 26 | 13.65 | 10 | 1.81 | 91 | 67 | 215387337
MAPLE HEAT | NE-T52-MHEAT3012E | NE-T52-MHEAT3012I |  | 12000 | 12000 | 25.5 | 14 | 10.4 | 1.8 | 83 | 100 | 215402352
MAPLE HEAT | NE-T52-MHEAT3018E | NE-T52-MHEAT3018I |  | 18000 | 18000 | 21.5 | 12.5 | 11.3 | 1.8 | 83 | 100 | 215402351
QUEBEC VAIR | NE-T52-QVAIR3012E | NE-T52-QVAIR3012I |  | 12000 | 12000 | 25.5 | 14 | 10.4 | 1.8 | 83 | 100 | 215402349
QUEBEC VAIR | NE-T52-QVAIR3018E | NE-T52-QVAIR3018I |  | 18000 | 18000 | 21.5 | 12.5 | 11.3 | 1.8 | 83 | 100 | 215402350
PANASONIC | CU-XE24WKUA | CS-XE24WKUAW |  | 24000 | 28000 | 20 | 10.9 | 10.3 | 1.84 | 66 | 70 | 205047855
PANASONIC | CU-XE15WKUA | CS-XE15WKUAW |  | 14700 | 17200 | 22 | 12.55 | 11 | 1.87 | 64 | 89 | 205047853
PANASONIC | CU-XE12WKUA | CS-XE12WKUAW |  | 11500 | 12000 | 24.6 | 14.15 | 11 | 2.13 | 83 | 85 | 205047852
PANASONIC | CU-XE9WKUA | CS-XE9WKUAW |  | 8700 | 10900 | 27.3 | 16.1 | 12 | 2.06 | 73 | 89 | 205047851
PANASONIC | CU-E18RKUA | CS-E18RKUAW |  | 17200 | 18000 | 19.5 | 13.2 | 9.5 | 2 | 83 | 71 | 7958200
PANASONIC | CU-E12RKUA | CS-E12RKUAW |  | 11500 | 12000 | 22.5 | 12.5 | 9.6 | 1.77 | 88 | 72 | 7958199
TOSOT | TW24HAY32A1DO | TW24HAY32A1DI |  | 22000 | 24000 | 27 | 13.95 | 10 | 1.8 | 63 | 100 | 215405584
TOSOT | TW18HAY32A1DO | TW18HAY32A1DI |  | 18000 | 18600 | 27.5 | 14.3 | 10 | 1.8 | 63 | 97 | 215405585
TOSOT | TW09HP32A2AO | TW09HP32A2AI |  | 9100 | 10000 | 27 | 15 | 10.5 | 1.83 | 63 | 95 | 215405709
TOSOT | TW09HP32A2DO | TW09HP32A2DI |  | 9100 | 10500 | 26 | 15 | 10.4 | 1.88 | 61 | 90 | 215405711
TOSOT | TW24HP32A2DO | TW24HP32A2DI |  | 22000 | 24000 | 26 | 13.65 | 10 | 1.8 | 83 | 67 | 215405714
GREE | GWH09AUCXD-D6DNA1C/O | GKH(09)DA-D6DN***/I |  | 9100 | 10500 | 22 | 13.1 | 9.5 | 1.97 | 69 | 90 | 215406439
GREE | GWH09AUCXD-D6DNA1C/O | GTH(09)CA-D6DN***/I |  | 9100 | 10500 | 25 | 14.2 | 9.6 | 1.95 | 64 | 95 | 215406440
Hitachi | RAC-GJ24WHAA | RAK-GJ24PHAA |  | 22000 | 25200 | 21 | 13 | 11 | 2.17 | 66 | 70 | 215413021
Hitachi | RAC-GJ18WHAA | RAK-GJ18PHAA |  | 18000 | 21600 | 20 | 12.5 | 11.5 | 2.06 | 69 | 70 | 215413020
Hitachi | RAC-GJ12WHAA | RAK-GJ12PHAA |  | 12000 | 14500 | 20 | 13 | 11.1 | 2.49 | 65 | 76 | 215413019
Hitachi | RAC-GJ09WHAA | RAK-GJ09PHAA |  | 9000 | 11000 | 23 | 15 | 11.4 | 2.57 | 68 | 76 | 215413018
CARRIER | 37MPRAQ09AA3 | 45MPHAQ09XA3 |  | 9000 | 12000 | 33.5 | 17 | 22 | 2 | 92 | 113 | 215413142
CARRIER | 37MPRAQ12AA3 | 45MPHAQ12XA3 |  | 12000 | 12000 | 29.5 | 14.3 | 14.5 | 2 | 92 | 113 | 215413143
CARRIER | 37MPRAQ06AA3 | 45MPHAQ06XA3 |  | 6000 | 9000 | 35.1 | 17.5 | 30 | 2 | 122 | 150 | 215413141
CARRIER | 37MPRAQ18AA3 | 45MPHAQ18XA3 |  | 18000 | 20000 | 25.8 | 15 | 16.2 | 2.34 | 97 | 113 | 215413144
CARRIER | 37MARAQ30AA3 | 45MAHAQ30XA3 |  | 30000 | 30000 | 20.5 | 12 | 9.5 | 2.03 | 68 | 67 | 215413145
BRYANT | 37MPRAQ06AA3 | 615PHAQ06XA3 |  | 6000 | 9000 | 35.1 | 17.5 | 30 | 2 | 122 | 150 | 215413147
BRYANT | 37MPRAQ09AA3 | 615PHAQ09XA3 |  | 9000 | 12000 | 33.5 | 17 | 22 | 2 | 92 | 113 | 215413148
BRYANT | 37MPRAQ12AA3 | 615PHAQ12XA3 |  | 12000 | 12000 | 29.5 | 14.3 | 14.5 | 2 | 92 | 113 | 215413149
BRYANT | 37MPRAQ18AA3 | 615PHAQ18XA3 |  | 18000 | 20000 | 25.8 | 15 | 16.2 | 2.34 | 97 | 113 | 215413150
BRYANT | 37MARAQ30AA3 | 615AHAQ30XA3 |  | 30000 | 30000 | 20.5 | 12 | 9.5 | 2.03 | 68 | 67 | 215413151
PAYNE | 37MPRAQ06AA3 | D5MPHAQ06XA3 |  | 6000 | 9000 | 35.1 | 17.5 | 30 | 2 | 122 | 150 | 215413153
PAYNE | 37MPRAQ09AA3 | D5MPHAQ09XA3 |  | 9000 | 12000 | 33.5 | 17 | 22 | 2 | 92 | 113 | 215413154
PAYNE | 37MPRAQ12AA3 | D5MPHAQ12XA3 |  | 12000 | 12000 | 29.5 | 14.3 | 14.5 | 2 | 92 | 113 | 215413155
PAYNE | 37MPRAQ18AA3 | D5MPHAQ18XA3 |  | 18000 | 20000 | 25.8 | 15 | 16.2 | 2.34 | 97 | 113 | 215413156
PAYNE | 37MARAQ30AA3 | D5MAHAQ30XA3 |  | 30000 | 30000 | 20.5 | 12 | 9.5 | 2.03 | 68 | 67 | 215413157
Weathermaker | 37MPRAQ06AA3 | D5MPHAQ06XA3 |  | 6000 | 9000 | 35.1 | 17.5 | 30 | 2 | 122 | 150 | 215413159
Weathermaker | 37MPRAQ09AA3 | D5MPHAQ09XA3 |  | 9000 | 12000 | 33.5 | 17 | 22 | 2 | 92 | 113 | 215413160
Weathermaker | 37MPRAQ12AA3 | D5MPHAQ12XA3 |  | 12000 | 12000 | 29.5 | 14.3 | 14.5 | 2 | 92 | 113 | 215413161
Weathermaker | 37MPRAQ18AA3 | D5MPHAQ18XA3 |  | 18000 | 20000 | 25.8 | 15 | 16.2 | 2.34 | 97 | 113 | 215413162
Weathermaker | 37MARAQ30AA3 | D5MAHAQ30XA3 |  | 30000 | 30000 | 20.5 | 12 | 9.5 | 2.03 | 68 | 67 | 215413163
MIDEA | 37MPRAQ06AA3 | D5MPHAQ06XA3 |  | 6000 | 9000 | 35.1 | 17.5 | 30 | 2 | 122 | 150 | 215413165
MIDEA | 37MPRAQ09AA3 | D5MPHAQ09XA3 |  | 9000 | 12000 | 33.5 | 17 | 22 | 2 | 92 | 113 | 215413166
MIDEA | 37MPRAQ12AA3 | D5MPHAQ12XA3 |  | 12000 | 12000 | 29.5 | 14.3 | 14.5 | 2 | 92 | 113 | 215413167
MIDEA | 37MPRAQ18AA3 | D5MPHAQ18XA3 |  | 18000 | 20000 | 25.8 | 15 | 16.2 | 2.34 | 97 | 113 | 215413168
MIDEA | 37MARAQ30AA3 | D5MAHAQ30XA3 |  | 30000 | 30000 | 20.5 | 12 | 9.5 | 2.03 | 68 | 67 | 215413169
KENMORE | D5CPRAH18AA | D5FPHAH18XAK |  | 18000 | 20000 | 24.5 | 14 | 15.2 | 2.34 | 97 | 113 | 215413284
SMART COMFORT | D5CPRAH09AAK | D5FPHAH09XAK |  | 9000 | 12000 | 31.5 | 16 | 21 | 2 | 92 | 113 | 215413324
ARCOAIRE | D5CPRAH06AAK | D5FPHAH06XAK |  | 6000 | 9000 | 33.1 | 16.5 | 29 | 2 | 122 | 150 | 215413211
ARCOAIRE | D5CPRAH09AAK | D5FPHAH09XAK |  | 9000 | 12000 | 31.5 | 16 | 21 | 2 | 92 | 113 | 215413212
ARCOAIRE | D5CPRAH12AAK | D5FPHAH12XAK |  | 12000 | 12000 | 28 | 13.5 | 13.5 | 2 | 92 | 113 | 215413213
ARCOAIRE | D5CPRAH18AA | D5FPHAH18XAK |  | 18000 | 20000 | 24.5 | 14 | 15.2 | 2.34 | 97 | 113 | 215413214
ARCOAIRE | D5CSRAH30AAK | D5FSHAH30XAK |  | 30000 | 30000 | 20.5 | 12 | 9.5 | 2.03 | 68 | 67 | 215413215
COMFORTMAKER | D5CPRAH06AAK | D5FPHAH06XAK |  | 6000 | 9000 | 33.1 | 16.5 | 29 | 2 | 122 | 150 | 215413225
COMFORTMAKER | D5CPRAH09AAK | D5FPHAH09XAK |  | 9000 | 12000 | 31.5 | 16 | 21 | 2 | 92 | 113 | 215413226
COMFORTMAKER | D5CPRAH12AAK | D5FPHAH12XAK |  | 12000 | 12000 | 28 | 13.5 | 13.5 | 2 | 92 | 113 | 215413227
COMFORTMAKER | D5CPRAH18AA | D5FPHAH18XAK |  | 18000 | 20000 | 24.5 | 14 | 15.2 | 2.34 | 97 | 113 | 215413228
COMFORTMAKER | D5CSRAH30AAK | D5FSHAH30XAK |  | 30000 | 30000 | 20.5 | 12 | 9.5 | 2.03 | 68 | 67 | 215413229
DAY & NIGHT | D5CPRAH06AAK | D5FPHAH06XAK |  | 6000 | 9000 | 33.1 | 16.5 | 29 | 2 | 122 | 150 | 215413239
DAY & NIGHT | D5CPRAH09AAK | D5FPHAH09XAK |  | 9000 | 12000 | 31.5 | 16 | 21 | 2 | 92 | 113 | 215413240
DAY & NIGHT | D5CPRAH12AAK | D5FPHAH12XAK |  | 12000 | 12000 | 28 | 13.5 | 13.5 | 2 | 92 | 113 | 215413241
DAY & NIGHT | D5CPRAH18AA | D5FPHAH18XAK |  | 18000 | 20000 | 24.5 | 14 | 15.2 | 2.34 | 97 | 113 | 215413242
DAY & NIGHT | D5CSRAH30AAK | D5FSHAH30XAK |  | 30000 | 30000 | 20.5 | 12 | 9.5 | 2.03 | 68 | 67 | 215413243
HEIL | D5CPRAH06AAK | D5FPHAH06XAK |  | 6000 | 9000 | 33.1 | 16.5 | 29 | 2 | 122 | 150 | 215413253
HEIL | D5CPRAH09AAK | D5FPHAH09XAK |  | 9000 | 12000 | 31.5 | 16 | 21 | 2 | 92 | 113 | 215413254
HEIL | D5CPRAH12AAK | D5FPHAH12XAK |  | 12000 | 12000 | 28 | 13.5 | 13.5 | 2 | 92 | 113 | 215413255
HEIL | D5CPRAH18AA | D5FPHAH18XAK |  | 18000 | 20000 | 24.5 | 14 | 15.2 | 2.34 | 97 | 113 | 215413256
HEIL | D5CSRAH30AAK | D5FSHAH30XAK |  | 30000 | 30000 | 20.5 | 12 | 9.5 | 2.03 | 68 | 67 | 215413257
KEEPRITE | D5CPRAH06AAK | D5FPHAH06XAK |  | 6000 | 9000 | 33.1 | 16.5 | 29 | 2 | 122 | 150 | 215413267
KEEPRITE | D5CPRAH09AAK | D5FPHAH09XAK |  | 9000 | 12000 | 31.5 | 16 | 21 | 2 | 92 | 113 | 215413268
KEEPRITE | D5CPRAH12AAK | D5FPHAH12XAK |  | 12000 | 12000 | 28 | 13.5 | 13.5 | 2 | 92 | 113 | 215413269
KEEPRITE | D5CPRAH18AA | D5FPHAH18XAK |  | 18000 | 20000 | 24.5 | 14 | 15.2 | 2.34 | 97 | 113 | 215413270
KEEPRITE | D5CSRAH30AAK | D5FSHAH30XAK |  | 30000 | 30000 | 20.5 | 12 | 9.5 | 2.03 | 68 | 67 | 215413271
KENMORE | D5CPRAH06AAK | D5FPHAH06XAK |  | 6000 | 9000 | 33.1 | 16.5 | 29 | 2 | 122 | 150 | 215413281
KENMORE | D5CPRAH09AAK | D5FPHAH09XAK |  | 9000 | 12000 | 31.5 | 16 | 21 | 2 | 92 | 113 | 215413282
KENMORE | D5CPRAH12AAK | D5FPHAH12XAK |  | 12000 | 12000 | 28 | 13.5 | 13.5 | 2 | 92 | 113 | 215413283
KENMORE | D5CSRAH30AAK | D5FSHAH30XAK |  | 30000 | 30000 | 20.5 | 12 | 9.5 | 2.03 | 68 | 67 | 215413285
MIDEA | D5CPRAH06AAK | D5FPHAH06XAK |  | 6000 | 9000 | 33.1 | 16.5 | 29 | 2 | 122 | 150 | 215413295
MIDEA | D5CPRAH09AAK | D5FPHAH09XAK |  | 9000 | 12000 | 31.5 | 16 | 21 | 2 | 92 | 113 | 215413296
MIDEA | D5CPRAH12AAK | D5FPHAH12XAK |  | 12000 | 12000 | 28 | 13.5 | 13.5 | 2 | 92 | 113 | 215413297
MIDEA | D5CPRAH18AA | D5FPHAH18XAK |  | 18000 | 20000 | 24.5 | 14 | 15.2 | 2.34 | 97 | 113 | 215413298
MIDEA | D5CSRAH30AAK | D5FSHAH30XAK |  | 30000 | 30000 | 20.5 | 12 | 9.5 | 2.03 | 68 | 67 | 215413299
TEMPSTAR | D5CPRAH06AAK | D5FPHAH06XAK |  | 6000 | 9000 | 33.1 | 16.5 | 29 | 2 | 122 | 150 | 215413309
TEMPSTAR | D5CPRAH09AAK | D5FPHAH09XAK |  | 9000 | 12000 | 31.5 | 16 | 21 | 2 | 92 | 113 | 215413310
TEMPSTAR | D5CPRAH12AAK | D5FPHAH12XAK |  | 12000 | 12000 | 28 | 13.5 | 13.5 | 2 | 92 | 113 | 215413311
TEMPSTAR | D5CPRAH18AA | D5FPHAH18XAK |  | 18000 | 20000 | 24.5 | 14 | 15.2 | 2.34 | 97 | 113 | 215413312
TEMPSTAR | D5CSRAH30AAK | D5FSHAH30XAK |  | 30000 | 30000 | 20.5 | 12 | 9.5 | 2.03 | 68 | 67 | 215413313
SMART COMFORT | D5CPRAH06AAK | D5FPHAH06XAK |  | 6000 | 9000 | 33.1 | 16.5 | 29 | 2 | 122 | 150 | 215413323
SMART COMFORT | D5CPRAH12AAK | D5FPHAH12XAK |  | 12000 | 12000 | 28 | 13.5 | 13.5 | 2 | 92 | 113 | 215413325
SMART COMFORT | D5CPRAH18AA | D5FPHAH18XAK |  | 18000 | 20000 | 24.5 | 14 | 15.2 | 2.34 | 97 | 113 | 215413326
SMART COMFORT | D5CSRAH30AAK | D5FSHAH30XAK |  | 30000 | 30000 | 20.5 | 12 | 9.5 | 2.03 | 68 | 67 | 215413327
AIRQUEST | D5CPRAH06AAK | D5FPHAH06XAK |  | 6000 | 9000 | 33.1 | 16.5 | 29 | 2 | 122 | 150 | 215413337
AIRQUEST | D5CPRAH09AAK | D5FPHAH09XAK |  | 9000 | 12000 | 31.5 | 16 | 21 | 2 | 92 | 113 | 215413338
AIRQUEST | D5CPRAH12AAK | D5FPHAH12XAK |  | 12000 | 12000 | 28 | 13.5 | 13.5 | 2 | 92 | 113 | 215413339
AIRQUEST | D5CPRAH18AA | D5FPHAH18XAK |  | 18000 | 20000 | 24.5 | 14 | 15.2 | 2.34 | 97 | 113 | 215413340
AIRQUEST | D5CSRAH30AAK | D5FSHAH30XAK |  | 30000 | 30000 | 20.5 | 12 | 9.5 | 2.03 | 68 | 67 | 215413341
LPS Legacy | D5CPRAH06AAK | D5FPHAH06XAK |  | 6000 | 9000 | 33.1 | 16.5 | 29 | 2 | 122 | 150 | 215413351
LPS Legacy | D5CPRAH09AAK | D5FPHAH09XAK |  | 9000 | 12000 | 31.5 | 16 | 21 | 2 | 92 | 113 | 215413352
LPS Legacy | D5CPRAH12AAK | D5FPHAH12XAK |  | 12000 | 12000 | 28 | 13.5 | 13.5 | 2 | 92 | 113 | 215413353
LPS Legacy | D5CPRAH18AA | D5FPHAH18XAK |  | 18000 | 20000 | 24.5 | 14 | 15.2 | 2.34 | 97 | 113 | 215413354
LPS Legacy | D5CSRAH30AAK | D5FSHAH30XAK |  | 30000 | 30000 | 20.5 | 12 | 9.5 | 2.03 | 68 | 67 | 215413355
Grandaire | D5CPRAH06AAK | D5FPHAH06XAK |  | 6000 | 9000 | 33.1 | 16.5 | 29 | 2 | 122 | 150 | 215413365
Grandaire | D5CPRAH09AAK | D5FPHAH09XAK |  | 9000 | 12000 | 31.5 | 16 | 21 | 2 | 92 | 113 | 215413366
Grandaire | D5CPRAH12AAK | D5FPHAH12XAK |  | 12000 | 12000 | 28 | 13.5 | 13.5 | 2 | 92 | 113 | 215413367
Grandaire | D5CPRAH18AA | D5FPHAH18XAK |  | 18000 | 20000 | 24.5 | 14 | 15.2 | 2.34 | 97 | 113 | 215413368
Grandaire | D5CSRAH30AAK | D5FSHAH30XAK |  | 30000 | 30000 | 20.5 | 12 | 9.5 | 2.03 | 68 | 67 | 215413369
Hitachi | RAC-DJ24WHAA | RAK-DJ24PHAA |  | 24000 | 25000 | 18.3 | 12 | 10 | 2.1 | 70 | 74 | 215224722
Hitachi | RAC-DJ18WHAA | RAK-DJ18PHAA |  | 18000 | 19000 | 19.5 | 12 | 10.5 | 1.9 | 70 | 75 | 215224721
ForestAir | FA-H12-D23TL/O-ES | FA-H12-D23TL/I-ES |  | 12000 | 12000 | 23 | 13 | 9.5 | 1.8 | 63 | 76 | 207797362
TCL | TSC-12HA2/I3TI23 | TSC-12HA2/I3TI23-I |  | 12000 | 12000 | 23 | 13 | 9.5 | 1.8 | 63 | 76 | 207688890
ApooDr | ATPRO23-12H220V1B | ATPRO23-12H220V1A |  | 12000 | 12000 | 23 | 13 | 9.5 | 1.8 | 63 | 76 | 212390861
Pasapair | AMZSAC-OU11V-12TC | AMZSAC-IN11V-12TC |  | 12000 | 12000 | 23 | 13 | 9.5 | 1.8 | 63 | 76 | 213928554
Rovsun | TSC-12HA2/I3XI23-O | TSC-12HA2/I3XI23-I |  | 12000 | 12000 | 23 | 13 | 9.5 | 1.8 | 63 | 76 | 213927362
AIR-CON | ASXCI4H4E12 | ASXEM4H4E12 |  | 12000 | 12000 | 23 | 13 | 9.5 | 1.8 | 63 | 76 | 214866724
ZERO | ZMSB-12HVT-USHH | ZMSB-12HVT-USHH |  | 12000 | 12000 | 23 | 13 | 9.5 | 1.8 | 63 | 76 | 212349507
EVO AIR | TSC-12HA2/I3TI23 | TSC-12HA2/I3TI23 |  | 12000 | 12000 | 23 | 13 | 9.5 | 1.8 | 63 | 76 | 214584773
DELLA | 048-TP-12K2V-23S-OUT | 048-TP-12K2V-23S-IN |  | 12000 | 12000 | 23 | 13 | 9.5 | 1.8 | 63 | 76 | 213927343
SKM AIR CONDITIONING EQUIPMENT | MSKM-12 | MSKM-12 |  | 12000 | 12000 | 23 | 13 | 9.5 | 1.8 | 63 | 76 | 208842429
KANIONco | KWSM-12IR410AHS23 | KWSM-12IR410AHS23 |  | 12000 | 12000 | 23 | 13 | 9.5 | 1.8 | 63 | 76 | 209248937
cool-living | CL-12HA2-OUT | CL-12HA2-IN |  | 12000 | 12000 | 23 | 13 | 9.5 | 1.8 | 63 | 76 | 213968905
FUJIECO | FES-12H2TK-ES(O) | FES-12H2TK-ES(I) |  | 12000 | 12000 | 23 | 13 | 9.5 | 1.8 | 63 | 76 | 211306452
BOSTON AC | BA12HCT23X2O | BA12HCT23X2I |  | 12000 | 12000 | 23 | 13 | 9.5 | 1.8 | 63 | 76 | 214720280
Clima Smart | MCH12-CS-S23-230V-O | MCH12-CS-S23-230V-I |  | 12000 | 12000 | 23 | 13 | 9.5 | 1.8 | 63 | 76 | 213148996
AIR-CON | ALPCI4H4E12 | ALPEM4H4E12 |  | 12000 | 12000 | 23 | 13 | 9.5 | 1.8 | 63 | 76 | 211694652
Pioneer | YN012GLFI22RPD | WT012GLFI22HLD |  | 12000 | 12000 | 23 | 13 | 9.5 | 1.8 | 63 | 76 | 207743769
COMFORTSTAR | CHT12CD-23(O) | CHT12CD-23(I) |  | 12000 | 12000 | 23 | 13 | 9.5 | 1.8 | 63 | 76 | 213803145
ZOKOP | TSC-12HA2/I3XI23-O | TSC-12HA2/I3XI23-I |  | 12000 | 12000 | 23 | 13 | 9.5 | 1.8 | 63 | 76 | 213927374
TURBRO | GL12K230-O | GL12K230-I |  | 12000 | 12000 | 23 | 13 | 9.5 | 1.8 | 63 | 76 | 212386867
VY BUILD | VY-GREEN-1200 | VY-GREEN-1200 |  | 12000 | 12000 | 23 | 13 | 9.5 | 1.8 | 63 | 76 | 214061907
DAIZUKI | DXTH12C426A-23 | DXTH12E426A-23 |  | 12000 | 12000 | 23 | 13 | 9.5 | 1.8 | 63 | 76 | 211158693
Klimaire | KOIU12H2-1 | KIWU12H2-1A |  | 12000 | 12000 | 23 | 13 | 9.5 | 1.8 | 63 | 76 | 213244568
TCL | TSH09HEI1NAJ0X24* | TSH09IEI1NAJ0X24 |  | 9000 | 10000 | 19 | 11.7 | 9.5 | 2 | 58 | 73 | 215222827
TCL | TSH12HEI1NAL0X24* | TSH12IEI1NAL0X24 |  | 12000 | 12600 | 21 | 11 | 9.5 | 2.1 | 60 | 71 | 215222828
TCL | TSH09HEI2NAK0X24* | TSH09IEI2NAK0X24 |  | 9000 | 10000 | 20 | 12 | 10 | 2.1 | 58 | 74 | 215222829
TCL | TSH12HEI2NAL0X24* | TSH12IEI2NAL0X24 |  | 12000 | 12600 | 21 | 11.7 | 9.5 | 2.1 | 60 | 72 | 215222830
TCL | TSH24HEI2NAL0X24* | TSH24IEI2NAL0X24 |  | 24000 | 24600 | 21 | 11 | 9.5 | 2.1 | 63 | 67 | 215222832
TCL | TSH12HEI1NAN0T24* | TSH12IEI1NAN0T24 |  | 12000 | 12400 | 23 | 13 | 10 | 2.1 | 63 | 72 | 215222835
TCL | TSH12HEI2NAO0T24* | TSH12IEI2NAO0T24 |  | 12000 | 12600 | 24 | 13 | 10 | 2.1 | 64 | 72 | 215222837
RunTru | M5THS2312A11NAA | M5MHWUN12A1N0AA |  | 12000 | 12600 | 24 | 13 | 10 | 2.1 | 64 | 72 | 215385435
TCL | TSH24HEI2NAN0T24* | TSH24IEI2NAN0T24 |  | 23000 | 25000 | 23 | 12 | 9.5 | 1.8 | 56 | 76 | 215222839
Ameristar | M5THS2312A11NAA | M5MHWUN12A1N0AA |  | 12000 | 12600 | 24 | 13 | 10 | 2.1 | 64 | 72 | 215385439
TCL | TSH12HEI1NAJ0T24 | TSH12IEI1NAJ0T24 |  | 12000 | 12400 | 19 | 13 | 10 | 2.1 | 63 | 72 | 215224777
RunTru | M5THS2324A11NAA | M5MHWUN24A1N0AA |  | 23000 | 25000 | 23 | 12 | 9.5 | 1.8 | 56 | 76 | 215385437
TCL | TSH12HEI2NAJ0T24 | TSH12IEI2NAJ0T24 |  | 12000 | 12600 | 19 | 13 | 10 | 2.1 | 64 | 72 | 215224779
Ameristar | M5THS2324A11NAA | M5MHWUN24A1N0AA |  | 23000 | 25000 | 23 | 12 | 9.5 | 1.8 | 56 | 76 | 215385441
TCL | TSH24HEI2NAJ0T24 | TSH24IEI2NAJ0T24 |  | 23000 | 25000 | 19 | 12 | 9.5 | 1.8 | 56 | 76 | 215224781
RunTru | M5THS1912A11NAA | M5MHWUN12A1N0AA |  | 12000 | 12600 | 19 | 13 | 10 | 2.1 | 64 | 72 | 215385443
Ameristar | M5THS1912A11NAA | M5MHWUN12A1N0AA |  | 12000 | 12600 | 19 | 13 | 10 | 2.1 | 64 | 72 | 215385448
RunTru | M5THS1924A11NAA | M5MHWUN24A1N0AA |  | 23000 | 25000 | 19 | 12 | 9.5 | 1.8 | 56 | 76 | 215385445
Ameristar | M5THS1924A11NAA | M5MHWUN24A1N0AA |  | 23000 | 25000 | 19 | 12 | 9.5 | 1.8 | 56 | 76 | 215385450
TCL | H09SEH19BAC | H09SEH19BAE |  | 9000 | 10000 | 19 | 11.7 | 9.5 | 2 | 58 | 73 | 215387250
TCL | H12SEH19BAC | H12SEH19BAE |  | 12000 | 12600 | 21 | 11 | 9.5 | 2.1 | 60 | 71 | 215387251
TCL | H09SEH19XAC | H09SEH19XAE |  | 9000 | 10000 | 20 | 12 | 10 | 2.1 | 58 | 74 | 215387252
TCL | H12SEH19XAC | H12SEH19XAE |  | 12000 | 12600 | 21 | 11.7 | 9.5 | 2.1 | 60 | 72 | 215387253
TCL | H24SEH19XAC | H24SEH19XAE |  | 24000 | 24600 | 21 | 11 | 9.5 | 2.1 | 63 | 67 | 215387255
TCL | H12SBH22BPC | H12SBH22BPE |  | 12000 | 12400 | 23 | 13 | 10 | 2.1 | 63 | 72 | 215387258
TCL | H12SBH23XPC | H12SBH23XPE |  | 12000 | 12600 | 24 | 13 | 10 | 2.1 | 64 | 72 | 215387260
TCL | H24SBH20XPC | H24SBH20XPE |  | 23000 | 25000 | 23 | 12 | 9.5 | 1.8 | 56 | 76 | 215387262
ZEPHYR | ZE-12DB25O | ZE-12DB25I |  | 12000 | 12000 | 22 | 12.25 | 9.5 | 1.9 | 78 | 77 | 215414834
ZEPHYR | ZE-09DB25O | ZE-09DB25I |  | 9000 | 9500 | 23 | 14.05 | 10 | 1.9 | 100 | 92 | 215414833
ZEPHYR | ZE-24CB25O | ZE-24CB25I |  | 24000 | 24000 | 22.5 | 12.25 | 9.5 | 1.8 | 92 | 83 | 215414832
ZEPHYR | ZE-18CB25O | ZE-18CB25I |  | 18000 | 18000 | 21 | 12.95 | 10 | 1.9 | 100 | 100 | 215414831
ZEPHYR | ZE-12CB25O | ZE-12CB25I |  | 12000 | 12000 | 23 | 12.25 | 10 | 2 | 90 | 92 | 215414830
ZEPHYR | ZE-09CB25O | ZE-09CB25I |  | 9000 | 9000 | 25 | 13.65 | 11 | 2.1 | 100 | 100 | 215414829
ZEPHYR | ZE-18CB22O | ZE-18CB22I |  | 18000 | 18000 | 21 | 11.95 | 9.8 | 2.4 | 83 | 76 | 215414825
ZEPHYR | ZE-09CB22O | ZE-09CB22I |  | 9000 | 9000 | 23 | 12.95 | 9.5 | 2.1 | 72 | 63 | 215414823
GREE | VIR09HP230V1R32AO | FLR09HP230V1R32AH |  | 9100 | 10500 | 25 | 14.2 | 9.6 | 1.95 | 64 | 95 | 215413815
GREE | VIR09HP230V1R32AO | OWC09HP230V1R32AH |  | 9100 | 10500 | 22 | 13.1 | 9.5 | 1.97 | 69 | 90 | 215413814
GREE | ENV09HP230V1R32AO | FLR09HP230V1R32AH |  | 9100 | 10500 | 25 | 14.2 | 9.6 | 1.95 | 64 | 95 | 215413810
GREE | ENV09HP230V1R32AO | OWC09HP230V1R32AH |  | 9100 | 10500 | 22 | 13.1 | 9.5 | 1.97 | 69 | 90 | 215413809
FRIEDRICH | FPHSR12A1B | FAHSW12A1A |  | 12000 | 12000 | 22 | 12.25 | 9.5 | 1.9 | 78 | 77 | 214826548
SUM X | SM-12HFO2-CU | SM-12HFO2-WU |  | 12000 | 12000 | 23.5 | 12.7 | 9.5 | 2.05 | 57 | 70 | 214855107
SUM X | SM-18HFO2-CU | SM-18HFO2-WU |  | 18000 | 19000 | 20.5 | 13.2 | 9.5 | 1.8 | 55 | 70 | 214855108
HISENSE | AS-12UW1TXG00 | AS-12UW1TXG**00 |  | 12000 | 12000 | 22 | 12.25 | 9.5 | 1.9 | 78 | 77 | 214826539
FRIEDRICH | FPHSR09A1B | FAHSW09A1A |  | 9000 | 9500 | 23 | 14.05 | 10 | 1.9 | 100 | 92 | 214826547
HISENSE | AS-09UW1TXG00 | AS-09UW1TXG**00 |  | 9000 | 9500 | 23 | 14.05 | 10 | 1.9 | 100 | 92 | 214826538
GREE | SAP09HP230V1R32AO | OWC09HP230V1R32AH |  | 9100 | 10500 | 22.5 | 13.65 | 9.5 | 1.75 | 62 | 86 | 215415551
GREE | SAP09HP230V1R32AO | CON09HP230V1R32AH |  | 9100 | 10500 | 23.3 | 15.3 | 9.5 | 1.75 | 61 | 95 | 215415550
GREE | SAP09HP230V1R32AO | FLR09HP230V1R32AH |  | 9100 | 10500 | 25.5 | 14.3 | 9.8 | 1.9 | 59 | 100 | 215415549
GREE | SAP09HP230V1R32AO | CAS09HP230V1R32AH |  | 9100 | 10500 | 24.5 | 15.5 | 9.5 | 1.84 | 63 | 81 | 215415548
GREE | GWH09AVDXE-D6DNA1A/O | GEH(09)AA-D6DN***/I |  | 9100 | 10500 | 23.3 | 15.3 | 9.5 | 1.75 | 61 | 95 | 215415546
GREE | GWH09AVDXE-D6DNA1A/O | GKH(09)DA-D6DN***/I |  | 9100 | 10500 | 22.5 | 13.65 | 9.5 | 1.75 | 62 | 86 | 215415545
GREE | GWH09AVDXE-D6DNA1A/O | GTH(09)CA-D6DN***/I |  | 9100 | 10500 | 25.5 | 14.3 | 9.8 | 1.9 | 59 | 100 | 215415544
GREE | GWH09AVDXE-D6DNA1A/O | GKH(09)EB-D6DN***/I |  | 9100 | 10500 | 24.5 | 15.5 | 9.5 | 1.84 | 63 | 81 | 215415543
GREE | ENV24HP230V1R32AO | FLR24HP230V1R32AH |  | 22000 | 24000 | 22.5 | 12.6 | 9.5 | 1.8 | 67 | 83 | 215415520
GREE | VIR24HP230V1R32AO | FLR24HP230V1R32AH |  | 22000 | 24000 | 22.5 | 12.6 | 9.5 | 1.8 | 67 | 83 | 215415517
GREE | GWH24AWEXF-D6DNA1I/O | GTH(24)CB-D6DN***/I |  | 22000 | 24000 | 22.5 | 12.6 | 9.5 | 1.8 | 67 | 83 | 215415514
PANASONIC | CU-XZ24AKUAC | CS-Z24AKUAW |  | 24000 | 28800 | 20.5 | 11.75 | 11 | 2.25 | 88 | 71 | 215387075
PANASONIC | CU-XZ18AKUAC | CS-Z18AKUAW |  | 17200 | 20400 | 22 | 13.65 | 11.7 | 2.22 | 103 | 87 | 215387074
PANASONIC | CU-XZ15AKUAC | CS-Z15AKUAW |  | 14700 | 17200 | 22.4 | 13.35 | 12 | 2.14 | 102 | 89 | 215387073
PANASONIC | CU-XZ12AKUAC | CS-Z12AKUAW |  | 11500 | 12000 | 25 | 14.35 | 11.7 | 2.11 | 138 | 114 | 215387072
PANASONIC | CU-XZ9AKUAC | CS-Z9AKUAW |  | 8700 | 10900 | 27.5 | 16.4 | 12 | 2.31 | 133 | 107 | 215387071
TCL | H18SBH22XPC | H18SBH22XPE |  | 18000 | 19000 | 23 | 12.5 | 9.5 | 1.8 | 79 | 72 | 215387261
Ameristar | M5THS1918A11NAA | M5MHWUN18A1N0AA |  | 18000 | 19000 | 19 | 12.5 | 9.5 | 1.8 | 79 | 72 | 215385449
RunTru | M5THS1918A11NAA | M5MHWUN18A1N0AA |  | 18000 | 19000 | 19 | 12.5 | 9.5 | 1.8 | 79 | 72 | 215385444
TCL | TSH18HEI2NAJ0T24 | TSH18IEI2NAJ0T24 |  | 18000 | 19000 | 19 | 12.5 | 9.5 | 1.8 | 79 | 72 | 215224780
Ameristar | M5THS2318A11NAA | M5MHWUN18A1N0AA |  | 18000 | 19000 | 23 | 12.5 | 9.5 | 1.8 | 79 | 72 | 215385440
RunTru | M5THS2318A11NAA | M5MHWUN18A1N0AA |  | 18000 | 19000 | 23 | 12.5 | 9.5 | 1.8 | 79 | 72 | 215385436
TCL | TSH18HEI2NAN0T24* | TSH18IEI2NAN0T24 |  | 18000 | 19000 | 23 | 12.5 | 9.5 | 1.8 | 79 | 72 | 215222838
GREE | SAP24HP230V1R32AO | FLR24HP230V1R32AH |  | 22000 | 24000 | 23 | 13 | 9.5 | 1.8 | 67 | 88 | 215415447
GREE | GWH24AVEXH-D6DNA1A/O | GTH(24)CB-D6DN***/I |  | 22000 | 24000 | 23 | 13 | 9.5 | 1.8 | 67 | 88 | 215414356
BOREAL | KUL24HPJ132OA | KUL24HPJ132IA |  | 22000 | 24000 | 26 | 13.65 | 10 | 1.8 | 83 | 67 | 215424817
GREE | GWH24AWEXF-D6DNA1I/O | GWH24AGEXF-D6DN***/I |  | 22000 | 24000 | 26 | 13.65 | 10 | 1.8 | 83 | 67 | 214813329
GREE | GWH24AWEXF-D6DNA1I/O | GWH24AWEXF-D6DN***/I |  | 22000 | 24000 | 26 | 13.65 | 10 | 1.8 | 83 | 67 | 214728568
BOREAL | KUL09HPL132OA | KUL09HPL132IA |  | 9100 | 10000 | 27 | 15 | 10.5 | 1.83 | 63 | 95 | 215424783
BOREAL | KUL09HPJ132OA | KUL09HPJ132IA |  | 9100 | 10500 | 26 | 15 | 10.4 | 1.88 | 61 | 90 | 215424784
FUJITSU | AOUH36KUAS1 | AUUH36KUAS |  | 36000 | 38000 | 21.3 | 11.2 | 10.5 | 2.12 | 67 | 82 | 215434555
FUJITSU | AOUH30KUAS1 | AUUH30KUAS |  | 30000 | 32000 | 22.4 | 12.5 | 10.6 | 2.12 | 66 | 88 | 215434554
FUJITSU | AOUH24KUAS1 | AUUH24KUAS |  | 24000 | 27000 | 23.2 | 13.1 | 11 | 2.12 | 66 | 87 | 215434553
FUJITSU | AOUH18KUAS1 | AUUH18KUAS |  | 18000 | 21600 | 26.3 | 13.6 | 11.4 | 2.28 | 67 | 79 | 215434552
FUJITSU | AOUH36KUAS1 | ABUH36KUAS |  | 36000 | 38000 | 21.3 | 11.2 | 10.4 | 2.1 | 67 | 82 | 215434551
FUJITSU | AOUH30KUAS1 | ABUH30KUAS |  | 30000 | 32000 | 20.8 | 12 | 10.5 | 2.08 | 66 | 88 | 215434550
FUJITSU | AOUH24KUAS1 | ABUH24KUAS |  | 24000 | 27000 | 21.7 | 12.8 | 10.8 | 2.08 | 66 | 87 | 215434549
FUJITSU | AOUH18KUAS1 | ABUH18KUAS |  | 18000 | 21600 | 23.4 | 12.9 | 11.2 | 2.26 | 67 | 79 | 215434548
FUJITSU | AOUH18KUAS1 | ACUH18KUAS |  | 18000 | 21600 | 21.9 | 12.6 | 11.3 | 2.2 | 67 | 79 | 215434547
FUJITSU | AOUH12KUAS1 | ACUH12KUAS |  | 12000 | 16000 | 23.7 | 14.1 | 11.5 | 2.02 | 67 | 97 | 215434546
FUJITSU | AOUH09KUAS1 | ACUH09KUAS |  | 9000 | 12000 | 24.4 | 14.5 | 11.8 | 2.22 | 66 | 84 | 215434545
FUJITSU | AOUH24KPAS1 | ASUH24KPAS |  | 22000 | 24000 | 21.5 | 11.7 | 10 | 2.16 | 62 | 83 | 215441047
FUJITSU | AOUH18KPAS1 | ASUH18KPAS |  | 18000 | 18000 | 22 | 12.5 | 10.5 | 2.24 | 63 | 103 | 215441046
GUARDIAN | UPC12CN23STG1 | UNI12HW23STG1 |  | 12000 | 12000 | 22 | 12 | 10.5 | 1.8 | 74 | 100 | 215439627
GUARDIAN | UPC09CN23STG1 | UNI09HW23STG1 |  | 9000 | 9000 | 22 | 12 | 10.5 | 1.8 | 99 | 111 | 215439626
HISENSE | AUW-12U3TS1 | AST-12UW3TXEDN00A |  | 12000 | 12000 | 22 | 12 | 10.5 | 1.8 | 74 | 100 | 215439625
HISENSE | AUW-09U3TS1 | AST-12UW3TXEDN00A |  | 9000 | 9000 | 22 | 12 | 10.5 | 1.8 | 99 | 111 | 215439624
LG | KUSAB181A | KNUAK181A |  | 18000 | 21600 | 23 | 13 | 10 | 1.8 | 62 | 70 | 215413010
LG | KUSAB181A | KNUAB181A |  | 18000 | 21600 | 23 | 13 | 10 | 1.8 | 62 | 70 | 215413009
LG | KUSAB121A | KNUAB121A |  | 12000 | 13600 | 22.5 | 12.8 | 10.5 | 2 | 63 | 74 | 215413007
LG | KUSAB091A | KNUAK091A |  | 9000 | 10900 | 23.8 | 14.95 | 10.9 | 2 | 63 | 87 | 215413006
LG | KUSAB091A | KNUAB091A |  | 9000 | 10900 | 23.8 | 14.95 | 10.9 | 2 | 63 | 87 | 215413005
LG | KUSAB121A | KNUAK121A |  | 12000 | 13600 | 22.5 | 12.8 | 10.5 | 2 | 63 | 74 | 215413008
AUX | ASW-H12C5B3/*R3DI-C6 | ASW-H12C5B3/*R3DI-C6 |  | 12000 | 12300 | 24 | 12 | 10 | 2.1 | 77 | 76 | 215218930
AUX | ASW-H12C5B2/*R3DI-C9 | ASW-H12C5B2/*R3DI-C9 |  | 12000 | 12300 | 24 | 12 | 10 | 2.1 | 73 | 72 | 215218929
AUX | ASW-H18E3B2/*R3DI-D2 | ASW-H18E3B2/*R3DI-D2 |  | 18000 | 18200 | 25 | 14 | 10.5 | 2.25 | 90 | 82 | 215218928
AUX | ASW-H12C5C2/*R3DI-C5 | ASW-H12C5C2/*R3DI-C5 |  | 12000 | 12300 | 23 | 12 | 10.125 | 2.32 | 76 | 78 | 214841717
AUX | ASW-H12C5B3/*R3DI-C5 | ASW-H12C5B3/*R3DI-C5 |  | 12000 | 12300 | 23 | 10 | 10.2 | 2.09 | 64 | 73 | 214841715
AUX | AFEB18HP230V2CO | AFEB18HP230V2CH |  | 18000 | 18000 | 21.5 | 11.5 | 9.5 | 2.1 | 78 | 81 | 214311531
AUX | AMAR24HP230V1CO | AMAR24HP230V1CH |  | 22400 | 24000 | 25 | 14 | 10.5 | 2.1 | 82 | 89 | 214290024
AUX | AFEB24HP230V1CO | AFEB24HP230V1CH |  | 23000 | 24000 | 22 | 12 | 10 | 2.2 | 93 | 87 | 214290023
AUX | AMAR18HP230V1CO | AMAR18HP230V1CH |  | 18000 | 18200 | 25 | 14 | 10.5 | 2.2 | 88 | 85 | 214290022
AUX | AMAR12HP230V1CO | AMAR12HP230V1CH |  | 12000 | 12300 | 25 | 12.1 | 10.5 | 2.2 | 72 | 79 | 214290021
AUX | AFEB12HP230V1CO | AFEB12HP230V1CH |  | 12000 | 12300 | 22 | 11.8 | 9.5 | 2.1 | 69 | 76 | 214290020
AUX | AFEB12HP115V1CO | AFEB12HP115V1CH |  | 12000 | 12300 | 22 | 11.4 | 9.5 | 2.32 | 78 | 75 | 214290019
AUX | AMAR12HP115V1CO | AMAR12HP115V1CH |  | 12000 | 12300 | 25 | 12 | 10.5 | 1.83 | 70 | 78 | 214290018
AUX | AFEB09HP115V1CO | AFEB09HP115V1CH |  | 9100 | 9700 | 22 | 13 | 9.5 | 2.52 | 91 | 95 | 214290017
AUX | AMAR09HP115V1CO | AMAR09HP115V1CH |  | 9200 | 10000 | 25 | 14 | 10.5 | 2 | 94 | 94 | 214290016
AUX | AMAR09HP230V1CO | AMAR09HP230V1CH |  | 9200 | 10000 | 25 | 13.6 | 10.5 | 1.9 | 94 | 95 | 214290015
AUX | AFEB09HP230V1CO | AFEB09HP230V1CH |  | 9100 | 10000 | 23 | 13 | 9.5 | 2.05 | 76 | 93 | 214290014
YITAHOME | IMHCAC-0014 | IMHCAC-0013 |  | 24000 | 24000 | 21 | 12 | 9.5 | 2 | 83 | 64 | 213350769
YORK | YHKF24YJMEXCO-X | YHKF24XJMEXC-RX |  | 24000 | 24000 | 21 | 12 | 9.5 | 2 | 83 | 64 | 214745536
OZONE SPIRIT | COPXIH242A | EOPXIH242A |  | 24000 | 24000 | 21 | 12 | 9.5 | 2 | 83 | 64 | 214660280
COSTWAY | FP10793US-12HS | FP10793US-22HS |  | 24000 | 24000 | 21 | 12 | 9.5 | 2 | 83 | 64 | 214826430
COSTWAY | FP10790US-12BK | FP10790US-22BK |  | 24000 | 24000 | 21 | 12 | 9.5 | 2 | 83 | 64 | 214826427
COSTWAY | FP10790US-12WH | FP10790US-22WH |  | 24000 | 24000 | 21 | 12 | 9.5 | 2 | 83 | 64 | 214826432
ANTIFIR | YH07-042-24K-B | YH07-042-24K-A |  | 24000 | 24000 | 21 | 12 | 9.5 | 2 | 83 | 64 | 214844345
AUX | ASW-H24G1D2/*R3DI-C6 | ASW-H24G1D2/*R3DI-C6 |  | 24000 | 24000 | 21 | 12 | 9.5 | 2 | 83 | 64 | 213255582
YONAN | YSA-24HRDN1-21 | YSA-24HRDN1-21 |  | 22000 | 23000 | 21 | 13 | 9.5 | 2.27 | 87 | 83 | 213265559
COSTWAY | FP10524US-12WH | FP10524US-22WH |  | 22000 | 23000 | 21 | 13 | 9.5 | 2.27 | 87 | 83 | 212528057
DELLA | 048-MS-24K2VR-21S-OUT | 048-MS-24K2VR-21S-QC-IN |  | 22000 | 23000 | 21 | 13 | 9.5 | 2.27 | 87 | 83 | 211001967
AUX | ASW-H24F4D2/ *R3DI-C6 | ASW-H24F4D2/ *R3DI-C6 |  | 22000 | 23000 | 21 | 13 | 9.5 | 2.27 | 87 | 83 | 210324762
HISENSE | AST-0924TXO | AST-0924DLSI |  | 9000 | 9500 | 25 | 13.65 | 11 | 2.1 | 95 | 95 | 214229585
HISENSE | AST-1824TXO | AST-1824DLSI |  | 18000 | 18500 | 21 | 12.95 | 10 | 1.9 | 97 | 97 | 214097915
HISENSE | AUW-48U3TH1(JCH) | AUC-48UR3TKA1(JCH) |  | 44000 | 44000 | 20 | 12 | 9.5 | 2 | 65 | 100 | 215441419
AUFIT | ASW-H24F4D2/ *R3DI-C6 | ASW-H24F4D2/ *R3DI-C6 |  | 22000 | 23000 | 21 | 13 | 9.5 | 2.27 | 87 | 83 | 210721453
GUARDIAN | URC09CN23STG1 | UNI09HW23STG1 |  | 9000 | 9000 | 25 | 13.65 | 11 | 2.1 | 100 | 100 | 214803264
GUARDIAN | URC12CN23STG1 | UNI12HW23STG1 |  | 12000 | 12000 | 23 | 12.25 | 10 | 2 | 90 | 92 | 214803265
GUARDIAN | URC18CN23STG1 | UNI18HW23STG1 |  | 18000 | 18000 | 21 | 12.95 | 10 | 1.9 | 100 | 100 | 214803266
GUARDIAN | URC09CN15STG1 | URD09HW15STG1 |  | 9000 | 9500 | 23 | 14.05 | 10 | 1.9 | 100 | 92 | 215270360
GUARDIAN | URC12CN15STG1 | URD12HW15STG1 |  | 12000 | 12000 | 22 | 12.25 | 9.5 | 1.9 | 78 | 77 | 215270361
GUARDIAN | URC24CN23STG1 | UNI24HW23STG1 |  | 24000 | 24000 | 22.5 | 12.25 | 9.5 | 1.8 | 92 | 83 | 214803267
EMI | EMXSZ124DA | EMXWAL24DA |  | 24000 | 29000 | 21 | 13 | 13.5 | 2.34 | 72 | 83 | 215444939
EMI | EMXSZ118DA | EMXWAL18DA |  | 18000 | 18000 | 21.4 | 12.5 | 11 | 1.92 | 83 | 100 | 215444938
EMI | EMXSZ112DA | EMXWAL12DA |  | 12000 | 12000 | 25.4 | 13.4 | 10.5 | 1.8 | 82 | 96 | 215444937
EMI | EMXSZ109DA | EMXWAL09DA |  | 9000 | 12000 | 27.4 | 15.4 | 12.5 | 1.8 | 82 | 96 | 215444936
EMI | EMXSZ106DA | EMXWAL06DA |  | 6000 | 7000 | 25.5 | 18 | 14.8 | 2.39 | 113 | 110 | 215444935
EMI | ECOSZ109DA | ECOWAL09DA |  | 9000 | 10000 | 19 | 10.9 | 9.7 | 2.15 | 80 | 70 | 215444929
AUX | ASW-H24F8A2/*R3DI-C7 | ASW-H24F8A2/*R3DI-C7 |  | 23000 | 24000 | 22 | 12 | 10 | 2.2 | 93 | 87 | 215405091
AUX | ASW-H12C5C3/*R3DI-C5 | ASW-H12C5C3/*R3DI-C5 |  | 12000 | 12300 | 22 | 12 | 9.5 | 2.1 | 77 | 75 | 215405090
AUX | ASW-H12C5D2/*R3DI-C5 | ASW-H12C5D2/*R3DI-C5 |  | 12000 | 12300 | 22 | 11.3 | 9.5 | 2 | 76 | 74 | 215405089
AUX | ASW-H18E3C2/*R3DI-C3 | ASW-H18E3C2/*R3DI-C3 |  | 18000 | 18000 | 22 | 12 | 9.5 | 2.2 | 83 | 75 | 215405088
AUX | ASUM24HPMULO | AFEB07HP220V1CH |  | 24000 | 26000 | 24 | 13 | 10.5 | 2.1 | 106 | 98 | 214291431
AUX | ASUM42HPMULO | AFEB09HP230V1CH |  | 42000 | 42000 | 24 | 12.5 | 10.5 | 2 | 79 | 80 | 214291430
AUX | ASUM36HPMULO | AFEB09HP230V1CH |  | 36000 | 36000 | 24 | 12.5 | 11 | 2 | 83 | 90 | 214291429
AUX | ASUM18HPMULO | AFEB09HP230V1CH |  | 18000 | 21000 | 23.3 | 12.5 | 11 | 2 | 86 | 104 | 214291428
AUX | ASPR42HPMULO | AFEB09HP230V1CH |  | 37000 | 40000 | 22 | 12 | 10 | 2 | 68 | 75 | 214291427
AUX | ASPR36HPMULO | AFEB09HP230V1CH |  | 36000 | 36000 | 23 | 12.3 | 10 | 2 | 76 | 70 | 214291426
AUX | ASPR30HPMULO | AFEB09HP230V1CH |  | 30000 | 30000 | 23 | 12.5 | 10 | 2 | 90 | 81 | 214291425
AUX | ASPR24HPMULO | AFEB07HP220V1CH |  | 24000 | 24000 | 23 | 12.5 | 10 | 2 | 98 | 85 | 214291424
AUX | ASPR18HPMULO | AFEB09HP230V1CH |  | 17700 | 18000 | 22 | 12.3 | 10 | 2 | 67 | 78 | 214291423
AUX | AM3-H24/2DR3B | ASW-H07B0A2/*R3DI-C9 |  | 24000 | 26000 | 24 | 13 | 10.5 | 2.1 | 106 | 98 | 214097943
AUX | AM5-H42/2DR3B | ASW-H09B6A2/*R3DI-C9 |  | 42000 | 42000 | 24 | 12.5 | 10.5 | 2 | 79 | 80 | 214097942
AUX | AM4-H36/2DR3B | ASW-H09B6A2/*R3DI-C9 |  | 36000 | 36000 | 24 | 12.5 | 11 | 2 | 83 | 90 | 214097941
AUX | AM2-H18/2DR3B | ASW-H09B6A2/*R3DI-C9 |  | 18000 | 21000 | 23.3 | 12.5 | 11 | 2 | 86 | 104 | 214097940
AUX | AM5-H42/2DR3A | ASW-H09B6A2/*R3DI-C9 |  | 37000 | 40000 | 22 | 12 | 10 | 2 | 68 | 75 | 214097939
AUX | AM4-H36/2DR3A | ASW-H09B6A2/*R3DI-C9 |  | 36000 | 36000 | 23 | 12.3 | 10 | 2 | 76 | 70 | 214097938
AUX | AM4-H30/2DR3A | ASW-H09B6A2/*R3DI-C9 |  | 30000 | 30000 | 23 | 12.5 | 10 | 2 | 90 | 81 | 214097937
AUX | AM3-H24/2DR3A | ASW-H07B0A2/*R3DI-C9 |  | 24000 | 24000 | 23 | 12.5 | 10 | 2 | 98 | 85 | 214097936
YITAHOME | IMHCAC-0032 | IMHCAC-0031 |  | 17700 | 18000 | 22 | 12.3 | 10 | 2 | 67 | 78 | 215400251
AUX | AM2-H18/2DR3A | ASW-H09B6A2/*R3DI-C9 |  | 17700 | 18000 | 22 | 12.3 | 10 | 2 | 67 | 78 | 214097935
GUARDIAN | UPC48CN23STG1 | UNI48CS23STG1 |  | 44000 | 44000 | 20 | 12 | 9.5 | 2 | 65 | 100 | 215449563
HISENSE | AUW-09U3TS1 | ACT-09UR3TCA1 |  | 9000 | 9000 | 20 | 12 | 9.5 | 1.8 | 99 | 133 | 215449564
HISENSE | AUW-12U3TS1 | ACT-12UR3TCA1 |  | 12000 | 12000 | 20 | 12 | 9.5 | 1.8 | 74 | 100 | 215449565
GUARDIAN | UPC09CN23STG1 | UNI09CS23STG1 |  | 9000 | 9000 | 20 | 12 | 9.5 | 1.8 | 99 | 133 | 215449566
GUARDIAN | UPC12CN23STG1 | UNI12CS23STG1 |  | 12000 | 12000 | 20 | 12 | 9.5 | 1.8 | 74 | 100 | 215449567
SHARP | AE-X24ZU1 | AY-XP24ZU1 |  | 22000 | 24000 | 22 | 10 | 11 | 2.2 | 93 | 79 | 213246054
Mitsubishi Electric | MUZ-GL15NAH*** | MSZ-GL15NA*** |  | 14000 | 18000 | 21 | 13 | 9.7 | 2.37 | 67 | 54 | 202680599
Trane / Mitsubishi Electric | NTXSKS18A112** | NTXUKS18A112** |  | 18000 | 20000 | 22.9 | 12.5 | 10.5 | 2.5 | 66 | 52 | 207699143
Mitsubishi Electric | SUZ-KA18NA2 | MLZ-KP18NA* |  | 18000 | 20000 | 22.9 | 12.5 | 10.5 | 2.5 | 66 | 52 | 207699125
TOSOT | TW09HXP2A1DO | TW09HXP2A1DI |  | 9100 | 10500 | 25.5 | 14.7 | 10.2 | 1.86 | 67 | 87 | 211177520
TOSOT | TW24HQ3D6DO | TW24HQ3D6DI |  | 22000 | 24000 | 21.5 | 13 | 9.5 | 1.9 | 65 | 100 | 10062021
INNOVAIR | EIN24H2V32(O) | EIN24H2V32(I) |  | 22000 | 24000 | 21.5 | 13 | 9.5 | 1.9 | 65 | 100 | 206330210
BLUERIDGE | BMKH2422/O | BMKH2422/I |  | 22000 | 24000 | 21.5 | 13 | 9.5 | 1.9 | 65 | 100 | 205968031
GREE | GWH24YE-D3DNA1A/O | GWH24AAE-D3DN***/I |  | 22000 | 24000 | 21.5 | 13 | 9.5 | 1.9 | 65 | 100 | 9123256
ACD | UHD24KCH22S-O | UHD24KCH22SB-I |  | 22000 | 24000 | 21.5 | 13 | 9.5 | 1.9 | 65 | 100 | 211749868
ACD | UHD24KCH22S-O | UHD24KCH22S-I |  | 22000 | 24000 | 21.5 | 13 | 9.5 | 1.9 | 65 | 100 | 202132789
TOSOT | TWH09AG25A2DO | TWH09AG25A2DI |  | 9100 | 10500 | 25.5 | 14.7 | 10.2 | 1.86 | 67 | 87 | 210485384
GREE | 3VIR09HP230V1BO | 3VIR09HP230V1AH |  | 9100 | 10500 | 25.5 | 14.7 | 10.2 | 1.86 | 67 | 87 | 210278967
KINGHOME | KW09HQ25SDO | KW09HQ25SDI |  | 9100 | 10500 | 25.5 | 14.7 | 10.2 | 1.86 | 67 | 87 | 209847249
WABBAN | BB09HXP2A1DO | BBM09HBTDI |  | 9100 | 10500 | 19 | 13 | 9.5 | 1.85 | 58 | 95 | 213319273
GREE | GWH09AGCXD-D3DNA1A/O | GTH(09)CA-D3DN***/I |  | 9100 | 10500 | 19 | 13 | 9.5 | 1.85 | 58 | 95 | 209550322
WILLIS | PUHW09KCH26S2-O | PUHW09KCH26S2-I |  | 9100 | 10500 | 25.5 | 14.7 | 10.2 | 1.86 | 67 | 87 | 214609739
AIR TECH | ATSO09NAMG2 | ATSW09NAMG2 |  | 9100 | 10500 | 25.5 | 14.7 | 10.2 | 1.86 | 67 | 87 | 214010065
ACD | PUD09KCH25S-O | PUD09KCH25S-I |  | 9100 | 10500 | 25.5 | 14.7 | 10.2 | 1.86 | 67 | 87 | 210534142
AireForce | GXH09(2.6)LSK4DH2 | GHH09(2.6)LUK4DH2 |  | 9100 | 10500 | 25.5 | 14.7 | 10.2 | 1.86 | 67 | 87 | 211635186
GREE | GWH09AGCXD-D3DNA1A/O | GWH09AFCXD-D3DN***/I |  | 9100 | 10500 | 25.5 | 14.7 | 10.2 | 1.86 | 67 | 87 | 209248930
AC PRO.COM | AWH09AGCXD-D3DNA1A/O | AWH09QCXD-D3DNB8A/I |  | 9100 | 10500 | 25.5 | 14.7 | 10.2 | 1.86 | 67 | 87 | 210838007
GIBSON | GXH09(2.6)LSK4DH2 | GHH09(2.6)LUK4DH2 |  | 9100 | 10500 | 25.5 | 14.7 | 10.2 | 1.86 | 67 | 87 | 210534170
AIRTEMP | GXH09(2.6)LSK4DH2 | GHH09(2.6)LUK4DH2 |  | 9100 | 10500 | 25.5 | 14.7 | 10.2 | 1.86 | 67 | 87 | 210534161
GREE | GWH09AGCXD-D3DNA1A/O | GWH09QCXD-D3DN***/I |  | 9100 | 10500 | 25.5 | 14.7 | 10.2 | 1.86 | 67 | 87 | 209248929
WABBAN | BB24HQ3D6DO | BB24HQ3D6DI |  | 22000 | 24000 | 21.5 | 13 | 9.5 | 1.9 | 65 | 100 | 201903175
AC PRO.COM | AWH24YE-D3DNA1A/O | AWH24QE-D3DN***/I |  | 22000 | 24000 | 21.5 | 13 | 9.5 | 1.9 | 65 | 100 | 10569076
GREE | GWH24YE-D3DNA1A/O | GWH24QE-D3DN***/I |  | 22000 | 24000 | 21.5 | 13 | 9.5 | 1.9 | 65 | 100 | 9102794
AMERICAN STANDARD | 4TXK3824A10NU** | 4MXW3824A10NU** |  | 22000 | 24000 | 21.5 | 13 | 9.5 | 1.9 | 65 | 100 | 9150128
TRANE | 4TXK3824A10NU** | 4MXW3824A10NU** |  | 22000 | 24000 | 21.5 | 13 | 9.5 | 1.9 | 65 | 100 | 9150127
AMERICAN STANDARD | 4TXK2509A10N0** | 4MXX8509B10N0** |  | 9100 | 11000 | 19.5 | 13.3 | 9.8 | 1.8 | 63 | 82 | 212292417
TRANE | 4TXK2524A10N0** | 4MXW2524A10N0** |  | 22000 | 24000 | 24 | 13 | 9.5 | 1.8 | 65 | 83 | 207629151
AMERICAN STANDARD | 4TXK2524A10N0** | 4MXW2524A10N0** |  | 22000 | 24000 | 24 | 13 | 9.5 | 1.8 | 65 | 83 | 207629152
GREE | GWH09AGC-D3DNA1B/O | GWH09QC-D3DN***/I |  | 9100 | 11000 | 25 | 14.7 | 9.5 | 1.8 | 66 | 82 | 207318103
TRANE | 4TXK2509A10N0** | 4MXW2509A10N0** |  | 9100 | 11000 | 25 | 14.7 | 9.5 | 1.8 | 66 | 82 | 207629143
AMERICAN STANDARD | 4TXK2509A10N0** | 4MXW2509A10N0** |  | 9100 | 11000 | 25 | 14.7 | 9.5 | 1.8 | 66 | 82 | 207629144
GREE | GWH09AGC-A3DNA1A/O | GWH09AFC-A3DN**A/I |  | 9100 | 10000 | 26.5 | 14 | 10 | 1.88 | 70 | 90 | 207318105
Impecca | ISAS-0921 | ISAS-IW90 |  | 9100 | 10000 | 26.5 | 14 | 10 | 1.88 | 70 | 90 | 207615701
GREE | GWH24YE-D3DNA1A/O | GWH24YE-D3DN***/I |  | 22000 | 24000 | 21.5 | 13 | 9.5 | 1.9 | 65 | 100 | 9102793
AMERICAN STANDARD | 4TXK3818A10NU** | 4MXW3818A10NU** |  | 18000 | 18000 | 22 | 13.5 | 10 | 1.8 | 79 | 111 | 9150126
TRANE | 4TXK3818A10NU** | 4MXW3818A10NU** |  | 18000 | 18000 | 22 | 13.5 | 10 | 1.8 | 79 | 111 | 9150125
GREE | GWH18YE-D3DNA1A/O | GWH18YE-D3DN***/I |  | 18000 | 18000 | 22 | 13.5 | 10 | 1.8 | 79 | 111 | 9102073
GREE | GWH24AGE-D3DNA1A/O | GWH24QE-D3DN***/I |  | 22000 | 24000 | 24 | 13 | 9.5 | 1.8 | 65 | 83 | 207169058
RUNTRU | M4THS2324A11NAA | M4MHW2324A1N0AA |  | 22000 | 24000 | 23 | 13 | 9.5 | 1.8 | 65 | 83 | 208185842
Ameristar | M4THS2324A11NAA | M4MHW2324A1N0AA |  | 22000 | 24000 | 23 | 13 | 9.5 | 1.8 | 65 | 83 | 208185841
GREE | GWH24QE-D3DNC6T/O | GWH24QE-D3DN***/I |  | 22000 | 24000 | 23 | 13 | 9.5 | 1.8 | 65 | 83 | 207861999
DIYCOOL | SC-09ZGLD-HP230 | SC-09WGLD-HP230 |  | 9100 | 10500 | 25.5 | 14.7 | 10.2 | 1.86 | 67 | 87 | 208650750
Stealth Comfort | SC-09ZGLD-HP230 | SC-09WGLD-HP230 |  | 9100 | 10500 | 25.5 | 14.7 | 10.2 | 1.86 | 67 | 87 | 208650759
BOREAL | KULA09HPJ1OB | KULA09HPJ1IB |  | 9100 | 10500 | 25.5 | 14.7 | 10.2 | 1.86 | 67 | 87 | 213829842
BOREAL | KULA24HPJ1OB | KULA24HPJ1IB |  | 22000 | 24000 | 24.5 | 13.1 | 9.5 | 1.75 | 63 | 67 | 213829840
ACIQ | SC-24ZGLD-HP230 | SC-24WGLD-HP230 |  | 22000 | 24000 | 24.5 | 13.1 | 9.5 | 1.75 | 63 | 67 | 208650740
ECO AC | EHP-O24KBA | EHP-W24KBA |  | 22000 | 24000 | 21.5 | 13 | 9.5 | 1.9 | 65 | 100 | 215416011
ECO AC | EHP-O18KBA | EHP-W18KBA |  | 18000 | 18000 | 22 | 13.5 | 10 | 1.8 | 79 | 111 | 215416010
ECO AC | EHP-O09KBA | EHP-W09KBA |  | 9000 | 9000 | 27 | 16.6 | 11 | 1.91 | 89 | 144 | 215416013
ECO AC | EHH-O09KBA | EHH-W09KBA |  | 9100 | 10500 | 25.5 | 14.7 | 10.2 | 1.86 | 67 | 87 | 215416027
ECO AC | EHH-O24KBA | EHH-W24KBA |  | 22000 | 24000 | 24.5 | 13.1 | 9.5 | 1.75 | 63 | 67 | 215416028
GREE | GWH09AVDXE-D6DNA1A/O | GWH09AVDXE-D6DN***/I |  | 9100 | 10600 | 30 | 16.8 | 11.2 | 2.11 | 63 | 108 | 214802442
GREE | GWH12AVDXE-D6DNA1A/O | GWH12AVDXE-D6DN***/I |  | 12000 | 12200 | 28 | 15.2 | 10 | 2 | 57 | 100 | 214810379
GREE | GWH24AVEXH-D6DNA1A/O | GWH24AVEXH-D6DN***/I |  | 22000 | 24000 | 27 | 13.95 | 10 | 1.8 | 63 | 100 | 215278609
GREE | SAP24HP230V1R32AO | SAP24HP230V1R32AH |  | 22000 | 24000 | 27 | 13.95 | 10 | 1.8 | 63 | 100 | 215283088
GREE | GWH18AVEXF-D6DNA1A/O | GWH18AVEXF-D6DN***/I |  | 18000 | 18600 | 27.5 | 14.3 | 10 | 1.8 | 63 | 97 | 215294863
TOSOT | TW24HAY32A1DO | TW24HAY32A1DI |  | 22000 | 24000 | 27 | 13.95 | 10 | 1.8 | 63 | 100 | 215405584
GREE | GWH24AVEXH-D6DNA1A/O | GTH(24)CB-D6DN***/I |  | 22000 | 24000 | 23 | 13 | 9.5 | 1.8 | 67 | 88 | 215414356
GREE | SAP24HP230V1R32AO | FLR24HP230V1R32AH |  | 22000 | 24000 | 23 | 13 | 9.5 | 1.8 | 67 | 88 | 215415447
GREE | GWH09AGCXD-A3DNA1A/O | GWH09ACCXD-A3DN***/I |  | 9100 | 10000 | 27 | 14.55 | 10 | 1.87 | 70 | 99 | 215417441
GREE | GWH18YE-D3DNA1A/O | GWH18QE-D3DN***/I |  | 18000 | 18000 | 22 | 13.5 | 10 | 1.8 | 79 | 111 | 9102074
AC PRO.COM | AWH18YE-D3DNA1A/O | AWH18QE-D3DN***/I |  | 18000 | 18000 | 22 | 13.5 | 10 | 1.8 | 79 | 111 | 10569075
WABBAN | BB18HQ3D6DO | BB18HQ3D6DI |  | 18000 | 18000 | 22 | 13.5 | 10 | 1.8 | 79 | 111 | 201903174
ACD | UHD18KCH25S-O | UHD18KCH25SB-I |  | 18000 | 18000 | 22 | 13.5 | 10 | 1.8 | 79 | 111 | 211749867
ACD | UHD18KCH25S-O | UHD18KCH25S-I |  | 18000 | 18000 | 22 | 13.5 | 10 | 1.8 | 79 | 111 | 202110485
GREE | GWH18YE-D3DNA1A/O | GWH18AAE-D3DN***/I |  | 18000 | 18000 | 22 | 13.5 | 10 | 1.8 | 79 | 111 | 9114294
BLUERIDGE | BMKH1824/O | BMKH1824/I |  | 18000 | 18000 | 22 | 13.5 | 10 | 1.8 | 79 | 111 | 205968029
INNOVAIR | EIN18H2V32(O) | EIN18H2V32(I) |  | 18000 | 18000 | 22 | 13.5 | 10 | 1.8 | 79 | 111 | 206330209
FOREST AIR | FGH-18ES/E-38-O | FGH-18ES/E-38-I |  | 18000 | 18000 | 22 | 13.5 | 10 | 1.8 | 79 | 111 | 206720377
TOSOT | TW18HQ3D6DO | TW18HQ3D6DI |  | 18000 | 18000 | 22 | 13.5 | 10 | 1.8 | 79 | 111 | 10062020
GREE | SAP18HP230V1AO | SAP18HP230V1AH |  | 18000 | 18000 | 22 | 13.5 | 10 | 1.8 | 79 | 111 | 10157570
GREE | GWH18YE-D3DNA1A/O | GWH18ACE-D3DN***/I |  | 18000 | 18000 | 22 | 13.5 | 10 | 1.8 | 79 | 111 | 10318079
1HVAC | SC-18ZPL-HP230 | SC-18WPL-HP230 |  | 18000 | 18000 | 22 | 13.5 | 10 | 1.8 | 79 | 111 | 208650728
ACIQ | SC-18ZPL-HP230 | SC-18WPL-HP230 |  | 18000 | 18000 | 22 | 13.5 | 10 | 1.8 | 79 | 111 | 208650737
DIYCOOL | SC-18ZPL-HP230 | SC-18WPL-HP230 |  | 18000 | 18000 | 22 | 13.5 | 10 | 1.8 | 79 | 111 | 208650746
Stealth Comfort | SC-18ZPL-HP230 | SC-18WPL-HP230 |  | 18000 | 18000 | 22 | 13.5 | 10 | 1.8 | 79 | 111 | 208650755
LENNOX | LI018HO-380P432 | LI018HI-380P432 |  | 18000 | 18000 | 22 | 13.5 | 10 | 1.8 | 79 | 111 | 208917517
KINGHOME | KW18HQ3D6DO | KW18HQ3D6DI |  | 18000 | 18000 | 22 | 13.5 | 10 | 1.8 | 79 | 111 | 203493071
GREE | GWH09AGC-A3DNA1A/O | GWH09QC-A3DN***/I |  | 9100 | 10000 | 26.5 | 14 | 10 | 1.88 | 70 | 90 | 206724946
LBG Products | LBH09AWO | LBH09AWI |  | 9100 | 10000 | 26.5 | 14 | 10 | 1.88 | 70 | 90 | 206726728
GREE | 3VIR24HP230V1AO | 3VIR24HP230V1AH |  | 22000 | 24000 | 24 | 13 | 9.5 | 1.8 | 65 | 83 | 206839098
GREE | 3VIR09HP230V1AO | 3VIR09HP230V1AH |  | 9100 | 11000 | 25 | 14.7 | 9.5 | 1.8 | 66 | 82 | 206839101
GREE | 3VIR09HP115V1AO | 3VIR09HP115V1AH |  | 9100 | 10000 | 26.5 | 14 | 10 | 1.88 | 70 | 90 | 206839102
GREE | GWH24AGE-D3DNA1A/O | GKH(24)BC-D3DN***/I |  | 22000 | 24000 | 20 | 12 | 9.5 | 1.8 | 65 | 67 | 206913033
AMERICAN STANDARD | 4TXK2524A10N0** | 4MXC8524B10N0** |  | 22000 | 24000 | 20 | 12 | 9.5 | 1.8 | 65 | 67 | 211727036
TRANE | 4TXK2524A10N0** | 4MXC8524B10N0** |  | 22000 | 24000 | 20 | 12 | 9.5 | 1.8 | 65 | 67 | 211727043
GREE | GWH18YE-D3DNA1A/O | GWH18AFE-D3DN***/I |  | 18000 | 18000 | 22 | 13.5 | 10 | 1.8 | 79 | 111 | 207096511
GREE | GWH09AGC-D3DNA1B/O | GTH(09)CA-D3DN***/I |  | 9100 | 11000 | 19.5 | 13.3 | 9.8 | 1.8 | 63 | 82 | 207168480
TRANE | 4TXK2509A10N0** | 4MXX8509B10N0** |  | 9100 | 11000 | 19.5 | 13.3 | 9.8 | 1.8 | 63 | 82 | 212292416
GREE | GWH09AUCXD-D6DNA1C/O | GWH09AUCXD-D6DN***/I |  | 9100 | 10500 | 26 | 15 | 10.4 | 1.88 | 61 | 90 | 213925482
GREE | GWH09AUCXD-A6DNA1C/O | GWH09AUCXD-A6DN***/I |  | 9100 | 10000 | 27 | 15 | 10.5 | 1.83 | 63 | 95 | 213925481
GREE | GWH24AWEXF-D6DNA1E/O | GWH24AWEXF-D6DN***/I |  | 23000 | 24000 | 26 | 13.3 | 10 | 1.8 | 65 | 79 | 213802701
GREE | GWH24ATEXF-D3DNA1F/O | GWH24ATEXF-D3DN***/I |  | 22000 | 24000 | 24.5 | 12.25 | 10 | 1.8 | 65 | 79 | 212596834
KINGHOME | KW24HQ25SDO | KM24HBKDI |  | 22000 | 24000 | 21 | 11.9 | 9.5 | 1.8 | 63 | 67 | 212437234
TOSOT | TW24HXP2A1DO | TM24HBKDI |  | 22000 | 24000 | 21 | 11.9 | 9.5 | 1.8 | 63 | 67 | 212365401
GREE | 3VIR24HP230V1BO | 3VIR24HP230V1BH |  | 22000 | 24000 | 24.5 | 13.1 | 9.5 | 1.8 | 63 | 83 | 211755708
GREE | 3VIR09HP115V1BO | 3VIR09HP115V1BH |  | 9100 | 10000 | 27 | 14.55 | 10 | 1.87 | 70 | 99 | 211755703
GREE | 3VIR24HP230V1BO | CAS24HP230V1BC |  | 22000 | 24000 | 21 | 11.9 | 9.5 | 1.8 | 63 | 67 | 211726659
TOSOT | TW24HXP2A1DO | TW24HXP2A1DI |  | 22000 | 24000 | 24.5 | 13.1 | 9.5 | 1.75 | 63 | 67 | 211177523
TOSOT | TW09HXP2A1AO | TW09HXP2A1AI |  | 9100 | 10000 | 27 | 14.55 | 10 | 1.87 | 70 | 99 | 211177518
TOSOT | TWH24AG25A2DO | TWH24AG25A2DI |  | 22000 | 24000 | 24.5 | 13.1 | 9.5 | 1.75 | 63 | 67 | 210485387
TOSOT | TWH09AG25A2AO | TWH09AG25A2AI |  | 9100 | 10000 | 27 | 14.55 | 10 | 1.87 | 70 | 99 | 210485383
GREE | 3VIR24HP230V1BO | 3VIR24HP230V1AH |  | 22000 | 24000 | 24.5 | 13.1 | 9.5 | 1.75 | 63 | 67 | 210278968
GREE | 3VIR09HP115V1BO | 3VIR09HP115V1AH |  | 9100 | 10000 | 27 | 14.55 | 10 | 1.87 | 70 | 99 | 210278966
KINGHOME | KW24HQ25SDO | KW24HQ25SDI |  | 22000 | 24000 | 24.5 | 13.1 | 9.5 | 1.75 | 63 | 67 | 209847251
KINGHOME | KW09HQ25SAO | KW09HQ25SAI |  | 9100 | 10000 | 27 | 14.55 | 10 | 1.87 | 70 | 99 | 209847250
AIRTEMP | GXH24(7.0)LSK4DH2 | GHH24(7.0)LUK4DH2 |  | 22000 | 24000 | 24.5 | 13.1 | 9.5 | 1.75 | 63 | 67 | 210534163
LENNOX | LI024HO-250P432 | LI024HI-250P432 |  | 22000 | 24000 | 24.5 | 13.1 | 9.5 | 1.75 | 63 | 67 | 209399480
AireForce | GXH24(7.0)LSK4DH2 | GHH24(7.0)LUK4DH2 |  | 22000 | 24000 | 24.5 | 13.1 | 9.5 | 1.75 | 63 | 67 | 211635189
AC PRO.COM | AWH24AGEXH-D3DNA1A/O | AWH24QEXH-D3DNB8A/I |  | 22000 | 24000 | 24.5 | 13.1 | 9.5 | 1.75 | 63 | 67 | 210838010
GIBSON | GXH24(7.0)LSK4DH2 | GHH24(7.0)LUK4DH2 |  | 22000 | 24000 | 24.5 | 13.1 | 9.5 | 1.75 | 63 | 67 | 210534172
GREE | GWH24AGEXH-D3DNA1A/O | GWH24QEXH-D3DN***/I |  | 22000 | 24000 | 24.5 | 13.1 | 9.5 | 1.75 | 63 | 67 | 209397902
GREE | GWH09AGCXD-A3DNA1A/O | GWH09QCXD-A3DN***/I |  | 9100 | 10000 | 27 | 14.55 | 10 | 1.87 | 70 | 99 | 209248931
AC PRO.COM | AWH09AGCXD-A3DNA1A/O | AWH09QCXD-A3DNB8A/I |  | 9100 | 10000 | 27 | 14.55 | 10 | 1.87 | 70 | 99 | 210838006
WABBAN | BB24HXP2A1DO | BBM24HBKDI |  | 22000 | 24000 | 21 | 11.9 | 9.5 | 1.8 | 63 | 67 | 213319281
AIRTEMP | GXH24(7.0)LSK4DH2 | GKH24(7.0)FMK4DH1 |  | 22000 | 24000 | 21 | 11.9 | 9.5 | 1.8 | 63 | 67 | 212925560
GIBSON | GXH24(7.0)LSK4DH2 | GKH24(7.0)FMK4DH1 |  | 22000 | 24000 | 21 | 11.9 | 9.5 | 1.8 | 63 | 67 | 212925559
AireForce | GXH24(7.0)LSK4DH2 | GKH24(7.0)FMK4DH1 |  | 22000 | 24000 | 21 | 11.9 | 9.5 | 1.8 | 63 | 67 | 212925558
GREE | GWH24AGEXH-D3DNA1A/O | GKH(24)BC-D3DN***/I |  | 22000 | 24000 | 21 | 11.9 | 9.5 | 1.8 | 63 | 67 | 208158335
1HVAC | SC-09ZGLD-HP230 | SC-09WGLD-HP230 |  | 9100 | 10500 | 25.5 | 14.7 | 10.2 | 1.86 | 67 | 87 | 208650732
WILLIS | PUHW24KCH25S2-O | PUHW24KCH25S2-I |  | 22000 | 24000 | 24.5 | 13.1 | 9.5 | 1.75 | 63 | 67 | 214609737
1HVAC | SC-24ZGLD-HP230 | SC-24WGLD-HP230 |  | 22000 | 24000 | 24.5 | 13.1 | 9.5 | 1.75 | 63 | 67 | 208650731
WABBAN | BB09HXP2A1DO | BB09HXP2A1DI |  | 9100 | 10500 | 25.5 | 14.7 | 10.2 | 1.86 | 67 | 87 | 210627716
WABBAN | BB24HXP2A1DO | BB24HXP2A1DI |  | 22000 | 24000 | 24.5 | 13.1 | 9.5 | 1.75 | 63 | 67 | 210627718
DIYCOOL | SC-24ZGLD-HP230 | SC-24WGLD-HP230 |  | 22000 | 24000 | 24.5 | 13.1 | 9.5 | 1.75 | 63 | 67 | 208650749
ACIQ | SC-09ZGLD-HP230 | SC-09WGLD-HP230 |  | 9100 | 10500 | 25.5 | 14.7 | 10.2 | 1.86 | 67 | 87 | 208650741
Stealth Comfort | SC-24ZGLD-HP230 | SC-24WGLD-HP230 |  | 22000 | 24000 | 24.5 | 13.1 | 9.5 | 1.75 | 63 | 67 | 208650758
ACD | PUD24KCH24S-O | PUD24KCH24S-I |  | 22000 | 24000 | 24.5 | 13.1 | 9.5 | 1.75 | 63 | 67 | 210534144
GREE | GWH09AGCXD-D3DNA1A/O | GWH09AGCXD-D3DN***/I |  | 9100 | 10500 | 25.5 | 14.7 | 10.2 | 1.86 | 67 | 87 | 207708810
BOREAL | KULA09HPL1OB | KULA09HPL1IB |  | 9100 | 10000 | 27 | 14.55 | 10 | 1.87 | 70 | 99 | 213829841
GREE | GWH09AGCXD-A3DNA1A/O | GWH09AGCXD-A3DN***/I |  | 9100 | 10000 | 27 | 14.55 | 10 | 1.87 | 70 | 99 | 207708809
GREE | GWH24AGEXH-D3DNA1A/O | GWH24*****-D3DN***/I |  | 22000 | 24000 | 24.5 | 13.1 | 9.5 | 1.75 | 63 | 67 | 207690460
Impecca | ISAS-2421 | ISAS-IW244 |  | 22000 | 24000 | 21.5 | 13 | 9.5 | 1.9 | 65 | 100 | 207615702
GREE | GWH24YE-D3DNA1A/O | GWH24AFE-D3DN***/I |  | 22000 | 24000 | 21.5 | 13 | 9.5 | 1.9 | 65 | 100 | 207094533
GREE | GWH09ACD-D3DNA1A/O | GWH09AFD-D3DN***/I |  | 9000 | 9000 | 27 | 16.6 | 11 | 1.91 | 89 | 144 | 206839104
RUNTRU | M4THS2309A11N** | M4MHW2309A1N0** |  | 9100 | 11000 | 23 | 14.3 | 9.5 | 1.93 | 66 | 82 | 207642984
Ameristar | M4THS2309A11N** | M4MHW2309A1N0** |  | 9100 | 11000 | 23 | 14.3 | 9.5 | 1.93 | 66 | 82 | 207642983
LBG Products | LBH09DWO | LBH09DWI |  | 9100 | 11000 | 23 | 14.3 | 9.5 | 1.93 | 66 | 82 | 206853245
GREE | GWH09QC-D3DNC4B/O | GWH09QC-D3DN***/I |  | 9100 | 11000 | 23 | 14.3 | 9.5 | 1.93 | 66 | 82 | 206791547
GREE | GWH09AGC-A3DNA1A/O | GWH09AGC-A3DN***/I |  | 9100 | 10000 | 26.5 | 14 | 10 | 1.88 | 70 | 90 | 206717629
ForestAir | FGH-09ES/E25-O | FGH-09ES/E25-I |  | 9100 | 11000 | 25 | 14.7 | 9.5 | 1.8 | 66 | 82 | 211624983
GREE | GWH09AGC-D3DNA1B/O | GWH09AGC-D3DN***/I |  | 9100 | 11000 | 25 | 14.7 | 9.5 | 1.8 | 66 | 82 | 206395963
GREE | GWH24AGE-D3DNA1A/O | GWH24AGE-D3DN***/I |  | 22000 | 24000 | 24 | 13 | 9.5 | 1.8 | 65 | 83 | 206335352
ForestAir | FGH-24ES/E25-O | FGH-24ES/E25-I |  | 22000 | 24000 | 24 | 13 | 9.5 | 1.8 | 65 | 83 | 211624984
INNOVAIR | EIN10H2V32(O) | EIN10H2V32(I) |  | 9000 | 9000 | 27 | 16.6 | 11 | 1.91 | 89 | 144 | 206330207
BLUERIDGE | BMKH0938/O | BMKH0938/I |  | 9000 | 9000 | 27 | 16.6 | 11 | 1.91 | 89 | 144 | 205968027
GREE | GWH09ACD-D3DNA1A/O | GWH09AAD-D3DN***/I |  | 9000 | 9000 | 27 | 16.6 | 11 | 1.91 | 89 | 144 | 204325176
KINGHOME | KW24HQ3D6DO | KW24HQ3D6DI |  | 22000 | 24000 | 21.5 | 13 | 9.5 | 1.9 | 65 | 100 | 203498481
KINGHOME | KW09HQ3D6DO | KW09HQ3D6DI |  | 9000 | 9000 | 27 | 16.6 | 11 | 1.91 | 89 | 144 | 203493069
GREE | VIR09HP230V1R32AO | OWC09HP230V1R32AH |  | 9100 | 10500 | 22 | 13.1 | 9.5 | 1.97 | 69 | 90 | 215413814
GREE | ENV09HP230V1R32AO | OWC09HP230V1R32AH |  | 9100 | 10500 | 22 | 13.1 | 9.5 | 1.97 | 69 | 90 | 215413809
GREE | GWH09AUCXD-D6DNA1C/O | GKH(09)DA-D6DN***/I |  | 9100 | 10500 | 22 | 13.1 | 9.5 | 1.97 | 69 | 90 | 215406439
TOSOT | TW09HP32A2DO | TW09HP32A2DI |  | 9100 | 10500 | 26 | 15 | 10.4 | 1.88 | 61 | 90 | 215405711
TOSOT | TW09HP32A2AO | TW09HP32A2AI |  | 9100 | 10000 | 27 | 15 | 10.5 | 1.83 | 63 | 95 | 215405709
GREE | GWH09AGCXD-D6DNA4D/O | GWH09AGCXD-D6DN***/I |  | 9100 | 10500 | 26 | 15 | 10.4 | 1.88 | 61 | 90 | 215392073
GREE | VIR09HP230V1R32AO | VIR09HP230V1R32AH |  | 9100 | 10500 | 26 | 15 | 10.4 | 1.88 | 61 | 90 | 214779340
GREE | VIR09HP115V1R32AO | VIR09HP115V1R32AH |  | 9100 | 10000 | 27 | 15 | 10.5 | 1.83 | 63 | 95 | 214779339
BOREAL | KUL09HPJ132OA | KUL09HPJ132IA |  | 9100 | 10500 | 26 | 15 | 10.4 | 1.88 | 61 | 90 | 215424784
GREE | GWH09AUCXD-D6DNA1C/O | GWH09AGCXD-D6DN***/I |  | 9100 | 10500 | 26 | 15 | 10.4 | 1.88 | 61 | 90 | 214728207
BOREAL | KUL09HPL132OA | KUL09HPL132IA |  | 9100 | 10000 | 27 | 15 | 10.5 | 1.83 | 63 | 95 | 215424783
GREE | GWH09AUCXD-A6DNA1C/O | GWH09AGCXD-A6DN***/I |  | 9100 | 10000 | 27 | 15 | 10.5 | 1.83 | 63 | 95 | 214728206
GREE | GWH09AGCXD-D3DNA1A/O | GWH09ACCXD-D3DN***/I |  | 9100 | 10500 | 25.5 | 14.7 | 10.2 | 1.86 | 67 | 87 | 214723196
COMFORMATIC | AWGRXC24-H2 | AWGRXE24-H2 |  | 22000 | 24000 | 22 | 13.65 | 9.5 | 1.95 | 64 | 64 | 214771918
AIR MAX | AWGRXC24-H2 | AWGRXE24-H2 |  | 22000 | 24000 | 22 | 13.65 | 9.5 | 1.95 | 64 | 64 | 214771913
GREE | GWH24ATEXF-D6DNA1G/O | GWH24AWEXF-D6DN***/I |  | 22000 | 24000 | 22 | 13.65 | 9.5 | 1.95 | 64 | 64 | 214640555
GREE | GWH24ATEXF-D3DNA1F/O | GWH24AWEXF-D3DN***/I |  | 22000 | 24000 | 24.5 | 12.25 | 10 | 1.8 | 65 | 79 | 212600486
KINGHOME | KW09HQ25SDO | KM09HT1DI |  | 9100 | 10500 | 19 | 13 | 9.5 | 1.85 | 58 | 95 | 212437226
ACD | UHD09KCH38SB-O | UHD09KCH38SC-I |  | 9000 | 9000 | 27 | 16.6 | 11 | 1.91 | 89 | 144 | 211749865
AMERICAN STANDARD | 4TXK3809B10NU** | 4MXW3809B10NU** |  | 9000 | 9000 | 27 | 16.6 | 11 | 1.91 | 89 | 144 | 204340355
AC PRO.COM | AWH09ACD-D3DNA1A/O | AWH09QD-D3DND6B/I |  | 9000 | 9000 | 27 | 16.6 | 11 | 1.91 | 89 | 144 | 202409833
TRANE | 4TXK3809B10NU** | 4MXW3809B10NU** |  | 9000 | 9000 | 27 | 16.6 | 11 | 1.91 | 89 | 144 | 204340354
ACD | UHD09KCH38SB-O | UHD09KCH38SB-I |  | 9000 | 9000 | 27 | 16.6 | 11 | 1.91 | 89 | 144 | 202409832
GREE | GWH09ACD-D3DNA1A/O | GWH09YD-D3DN***/I |  | 9000 | 9000 | 27 | 16.6 | 11 | 1.91 | 89 | 144 | 202373830
WABBAN | BB09HQ4D6DO | BB09HQ4D6DI |  | 9000 | 9000 | 27 | 16.6 | 11 | 1.91 | 89 | 144 | 202409831
GREE | GWH09ACD-D3DNA1A/O | GWH09QD-D3DN***/I |  | 9000 | 9000 | 27 | 16.6 | 11 | 1.91 | 89 | 144 | 202360989
LENNOX | LI009HO-380P432 | LI009HI-380P432 |  | 9000 | 9000 | 27 | 16.6 | 11 | 1.91 | 89 | 144 | 208917513
Stealth Comfort | SC-09ZPL-HP230 | SC-09WPL-HP230 |  | 9000 | 9000 | 27 | 16.6 | 11 | 1.91 | 89 | 144 | 208650753
DIYCOOL | SC-09ZPL-HP230 | SC-09WPL-HP230 |  | 9000 | 9000 | 27 | 16.6 | 11 | 1.91 | 89 | 144 | 208650744
LENNOX | LI024HO-380P432 | LI024HI-380P432 |  | 22000 | 24000 | 21.5 | 13 | 9.5 | 1.9 | 65 | 100 | 208917519
ACIQ | SC-09ZPL-HP230 | SC-09WPL-HP230 |  | 9000 | 9000 | 27 | 16.6 | 11 | 1.91 | 89 | 144 | 208650735
Stealth Comfort | SC-24ZPL-HP230 | SC-24WPL-HP230 |  | 22000 | 24000 | 21.5 | 13 | 9.5 | 1.9 | 65 | 100 | 208650756
1HVAC | SC-09ZPL-HP230 | SC-09WPL-HP230 |  | 9000 | 9000 | 27 | 16.6 | 11 | 1.91 | 89 | 144 | 208650726
DIYCOOL | SC-24ZPL-HP230 | SC-24WPL-HP230 |  | 22000 | 24000 | 21.5 | 13 | 9.5 | 1.9 | 65 | 100 | 208650747
ACIQ | SC-24ZPL-HP230 | SC-24WPL-HP230 |  | 22000 | 24000 | 21.5 | 13 | 9.5 | 1.9 | 65 | 100 | 208650738
1HVAC | SC-24ZPL-HP230 | SC-24WPL-HP230 |  | 22000 | 24000 | 21.5 | 13 | 9.5 | 1.9 | 65 | 100 | 208650729
GREE | GWH09ACD-D3DNA1A/O | GWH09ACD-D3DN***/I |  | 9000 | 9000 | 27 | 16.6 | 11 | 1.91 | 89 | 144 | 10318077
GREE | GWH24YE-D3DNA1A/O | GWH24ACE-D3DN***/I |  | 22000 | 24000 | 21.5 | 13 | 9.5 | 1.9 | 65 | 100 | 10203163
GREE | SAP24HP230V1AO | SAP24HP230V1AH |  | 22000 | 24000 | 21.5 | 13 | 9.5 | 1.9 | 65 | 100 | 10157571
GREE | SAP09HP230V1AO | SAP09HP230V1AH |  | 9000 | 9000 | 27 | 16.6 | 11 | 1.91 | 89 | 144 | 10149900
TOSOT | TW09HXP2A1DO | TM09HBTDI |  | 9100 | 10500 | 19 | 13 | 9.5 | 1.85 | 58 | 95 | 212365393
GREE | 3VIR09HP230V1BO | 3VIR09HP230V1BH |  | 9100 | 10500 | 25.5 | 14.7 | 10.2 | 1.86 | 67 | 87 | 211755705
KINGHOME | KAM24HO | KM24HK1DI |  | 22000 | 24000 | 20 | 12 | 9.5 | 1.8 | 65 | 67 | 211749845
KINGHOME | KAM09HO | KM09HT1DI |  | 9100 | 11000 | 19.5 | 13.3 | 9.8 | 1.8 | 63 | 82 | 211749837
GREE | 3VIR09HP230V1BO | FLR09HP230V1BF |  | 9100 | 10500 | 19 | 13 | 9.5 | 1.85 | 58 | 95 | 211726651
GREE | GWH12AUCXD-D6DNA1B/O | GWH12AUCXD-D6DN***/I |  | 12000 | 12000 | 24.5 | 13 | 9.5 | 1.95 | 64 | 92 | 213927625
GREE | GWH12AUCXD-A6DNA1B/O | GWH12AUCXD-A6DN***/I |  | 12000 | 12000 | 24.5 | 13 | 9.5 | 1.95 | 64 | 79 | 213927626
GREE | GWH24ATEXF-D6DNA1G/O | GWH24ATEXF-D6DN***/I |  | 22000 | 24000 | 22 | 13.65 | 9.5 | 1.95 | 64 | 64 | 214640554
GREE | GWH24AWEXF-D6DNA1I/O | GWH24AWEXF-D6DN***/I |  | 22000 | 24000 | 26 | 13.65 | 10 | 1.8 | 83 | 67 | 214728568
CanAir | 4C22SCH18H21 | 4C22SEH18H21 |  | 18000 | 18800 | 19.2 | 10.8 | 9.6 | 2.14 | 65 | 61 | 215449714
CanAir | 4C28SCH06H21 | 4C28SEH06H21 |  | 6000 | 7000 | 25.5 | 18 | 14.8 | 2.39 | 113 | 110 | 215449716
CanAir | 4C28SCH09H21 | 4C28SEH09H21 |  | 9000 | 12000 | 27.4 | 15.4 | 12.5 | 1.8 | 82 | 96 | 215449717
CanAir | 4C28SCH12H21 | 4C28SEH12H21 |  | 12000 | 12000 | 25.4 | 13.4 | 10.5 | 1.8 | 82 | 96 | 215449718
CanAir | 4C28SCH18H21 | 4C28SEH18H21 |  | 18000 | 18000 | 21.4 | 12.5 | 11 | 1.92 | 83 | 100 | 215449719
CanAir | 4C28SCH24H21 | 4C28SEH24H21 |  | 24000 | 29000 | 21 | 13 | 13.5 | 2.34 | 72 | 83 | 215449720
CanAir | 4C28SCH30H21 | 4C28SEH30H21 |  | 30000 | 30000 | 20.5 | 12 | 9.5 | 2.03 | 68 | 67 | 215449721
CanAir | 4C28SCH33H21 | 4C28SEH33H21 |  | 33000 | 36000 | 19.5 | 12 | 10.5 | 1.98 | 83 | 97 | 215449723
Breeze33 | BZ33-HP18OUT2-454-G3-C | BZ33-HP18WALL2-454-G3-C |  | 18000 | 18800 | 19.2 | 10.8 | 9.6 | 2.14 | 65 | 61 | 215449741
Breeze33 | BZ33-HYP06OUT2-454-G3-P | BZ33-HYP06WALL2-454-G3-P |  | 6000 | 7000 | 25.5 | 18 | 14.8 | 2.39 | 113 | 110 | 215449757
Breeze33 | BZ33-HYP09OUT2-454-G3-P | BZ33-HYP09WALL2-454-G3-P |  | 9000 | 12000 | 27.4 | 15.4 | 12.5 | 1.8 | 82 | 96 | 215449758
Breeze33 | BZ33-HYP12OUT2-454-G3-P | BZ33-HYP12WALL2-454-G3-P |  | 12000 | 12000 | 25.4 | 13.4 | 10.5 | 1.8 | 82 | 96 | 215449759
Breeze33 | BZ33-HYP18OUT2-454-G3-P | BZ33-HYP18WALL2-454-G3-P |  | 18000 | 18000 | 21.4 | 12.5 | 11 | 1.92 | 83 | 100 | 215449760
Breeze33 | BZ33-HYP24OUT2-454-G3-P | BZ33-HYP24WALL2-454-G3-P |  | 24000 | 29000 | 21 | 13 | 13.5 | 2.34 | 72 | 83 | 215449761
Breeze33 | BZ33-HYP33OUT2-454-G3-P | BZ33-HYP33WALL2-454-G3-P |  | 33000 | 36000 | 19.5 | 12 | 10.5 | 1.98 | 83 | 97 | 215449762
Breeze33 | BZ33-HYP09OUT2-454-G3-P | BZ33-CASS09-454-G3-P |  | 9000 | 10000 | 22.6 | 14 | 12.1 | 1.84 | 97 | 110 | 215449763
Breeze33 | BZ33-HYP12OUT2-454-G3-P | BZ33-CASS12-454-G3-P |  | 12000 | 12000 | 22.2 | 12.5 | 11.6 | 2 | 83 | 96 | 215449764
Breeze33 | BZ33-HYP18OUT2-454-G3-P | BZ33-CASS18-454-G3-P |  | 16000 | 19000 | 20 | 12.5 | 12.3 | 1.9 | 78 | 89 | 215449765
Breeze33 | BZ33-HYP24OUT2-454-G3-P | BZ33-CASS24-454-G3-P |  | 23400 | 25000 | 20.7 | 12 | 11.6 | 2.23 | 82 | 95 | 215449766
Breeze33 | BZ33-HYP36OUT2-454-G3-P | BZ33-CASS36-454-G3-P |  | 36600 | 37000 | 21.2 | 12 | 10.6 | 1.95 | 83 | 100 | 215449767
Breeze33 | BZ33-HYP48OUT2-454-G3-P | BZ33-CASS48-454-G3-P |  | 48000 | 53000 | 18.2 | 10 | 11 | 1.96 | 83 | 90 | 215449768
Breeze33 | BZ33-HYP06OUT2-454-G3-P | BZ33-OWCASS06-454-G3-P |  | 6500 | 7400 | 22 | 15 | 12 | 2.4 | 95 | 109 | 215449769
Breeze33 | BZ33-HYP09OUT2-454-G3-P | BZ33-OWCASS09-454-G3-P |  | 9000 | 10900 | 24 | 14.6 | 12.1 | 1.83 | 83 | 97 | 215449770
Breeze33 | BZ33-HYP12OUT2-454-G3-P | BZ33-OWCASS12-454-G3-P |  | 12000 | 12500 | 23 | 13 | 10 | 2 | 77 | 92 | 215449771
Breeze33 | BZ33-HYP09OUT2-454-G3-P | BZ33-ICM09-454-G3-P |  | 9000 | 9000 | 27.2 | 15.1 | 10.9 | 1.84 | 109 | 126 | 215449779
Breeze33 | BZ33-HYP12OUT2-454-G3-P | BZ33-ICM12-454-G3-P |  | 12000 | 12000 | 25 | 12.5 | 10.5 | 1.88 | 82 | 94 | 215449780
Breeze33 | BZ33-HYP18OUT2-454-G3-P | BZ33-ICM16-454-G3-P |  | 16000 | 17000 | 20 | 12.5 | 10.3 | 1.95 | 84 | 103 | 215449781
Breeze33 | BZ33-HYP24OUT2-454-G3-P | BZ33-IFCM24-454-G3-P |  | 22000 | 26000 | 20.4 | 12 | 12.1 | 2.16 | 78 | 93 | 215449783
Breeze33 | BZ33-HYP36OUT2-454-G3-P | BZ33-IFCM36-454-G3-P |  | 36400 | 38000 | 20 | 12 | 10.8 | 2.02 | 79 | 104 | 215449784
Breeze33 | BZ33-HYP55OUT2-454-G3-P | BZ33-IFCM60-454-G3-P |  | 54000 | 60000 | 18 | 9 | 10.7 | 1.91 | 68 | 90 | 215449786
Breeze33 | BZ33-HYP18OUT2-454-G3-P | BZ33-IFCM18-454-G3-P |  | 17000 | 19000 | 20.4 | 12.5 | 10.3 | 1.86 | 76 | 89 | 215449782
Breeze33 | BZ33-HYP48OUT2-454-G3-P | BZ33-IFCM48-454-G3-P |  | 48000 | 52000 | 18.5 | 9.4 | 10.1 | 1.83 | 74 | 90 | 215449785
CONTINENTAL | NDHAS26B-33-O | NDHAS26B-33-I |  | 33000 | 36000 | 19.5 | 12 | 10.5 | 1.98 | 83 | 97 | 215463871
NAPOLEON | CDHAS26B-33-O | CDHAS26B-33-I |  | 33000 | 36000 | 19.5 | 12 | 10.5 | 1.98 | 83 | 97 | 215463872
GREE | VIR18HP230V1R32AO | FLR18HP230V1R32AH |  | 18000 | 18000 | 21.5 | 12.8 | 9.5 | 1.9 | 57 | 88 | 215417460
GREE | ENV18HP230V1R32AO | FLR18HP230V1R32AH |  | 18000 | 18000 | 21.5 | 12.8 | 9.5 | 1.9 | 57 | 88 | 215417453
GREE | ENV12HP230V1R32AO | FLR12HP230V1R32AH |  | 12000 | 12000 | 23 | 13 | 9.5 | 1.9 | 63 | 83 | 215415570
GREE | ENV12HP230V1R32AO | OWC12HP230V1R32AH |  | 12000 | 12000 | 21.5 | 12.3 | 9.5 | 1.9 | 63 | 83 | 215415569
GREE | VIR12HP230V1R32AO | FLR12HP230V1R32AH |  | 12000 | 12000 | 23 | 13 | 9.5 | 1.9 | 63 | 83 | 215415565
GREE | VIR12HP230V1R32AO | OWC12HP230V1R32AH |  | 12000 | 12000 | 21.5 | 12.3 | 9.5 | 1.9 | 63 | 83 | 215415564
GREE | GWH18AUDXF-D6DNA1A/O | GTH(18)CA-D6DN***/I |  | 18000 | 18000 | 21.5 | 12.8 | 9.5 | 1.9 | 57 | 88 | 215415554
GREE | SAP09HP230V1R32AO | OWC09HP230V1R32AH |  | 9100 | 10500 | 22.5 | 13.65 | 9.5 | 1.75 | 62 | 86 | 215415551
GREE | SAP09HP230V1R32AO | CON09HP230V1R32AH |  | 9100 | 10500 | 23.3 | 15.3 | 9.5 | 1.75 | 61 | 95 | 215415550
GREE | SAP09HP230V1R32AO | FLR09HP230V1R32AH |  | 9100 | 10500 | 25.5 | 14.3 | 9.8 | 1.9 | 59 | 100 | 215415549
GREE | SAP09HP230V1R32AO | CAS09HP230V1R32AH |  | 9100 | 10500 | 24.5 | 15.5 | 9.5 | 1.84 | 63 | 81 | 215415548
GREE | GWH09AVDXE-D6DNA1A/O | GEH(09)AA-D6DN***/I |  | 9100 | 10500 | 23.3 | 15.3 | 9.5 | 1.75 | 61 | 95 | 215415546
GREE | GWH09AVDXE-D6DNA1A/O | GKH(09)DA-D6DN***/I |  | 9100 | 10500 | 22.5 | 13.65 | 9.5 | 1.75 | 62 | 86 | 215415545
GREE | GWH09AVDXE-D6DNA1A/O | GTH(09)CA-D6DN***/I |  | 9100 | 10500 | 25.5 | 14.3 | 9.8 | 1.9 | 59 | 100 | 215415544
GREE | GWH09AVDXE-D6DNA1A/O | GKH(09)EB-D6DN***/I |  | 9100 | 10500 | 24.5 | 15.5 | 9.5 | 1.84 | 63 | 81 | 215415543
GREE | SAP12HP230V1R32AO | OWC12HP230V1R32AH |  | 12000 | 12000 | 21.5 | 12.3 | 9.5 | 1.9 | 63 | 83 | 215415531
GREE | SAP12HP230V1R32AO | FLR12HP230V1R32AH |  | 12000 | 12000 | 23 | 13 | 9.5 | 1.9 | 63 | 85 | 215415529
GREE | GWH12AVDXE-D6DNA1A/O | GTH(12)CA-D6DN***/I |  | 12000 | 12000 | 23 | 13 | 9.5 | 1.9 | 63 | 85 | 215415526
GREE | GWH12AVDXE-D6DNA1A/O | GKH(12)DA-D6DN***/I |  | 12000 | 12000 | 21.5 | 12.3 | 9.5 | 1.9 | 63 | 83 | 215415525
GREE | ENV24HP230V1R32AO | FLR24HP230V1R32AH |  | 22000 | 24000 | 22.5 | 12.6 | 9.5 | 1.8 | 67 | 83 | 215415520
GREE | VIR24HP230V1R32AO | FLR24HP230V1R32AH |  | 22000 | 24000 | 22.5 | 12.6 | 9.5 | 1.8 | 67 | 83 | 215415517
GREE | GWH24AWEXF-D6DNA1I/O | GTH(24)CB-D6DN***/I |  | 22000 | 24000 | 22.5 | 12.6 | 9.5 | 1.8 | 67 | 83 | 215415514
GREE | GWH12AUCXD-D6DNA1B/O | GTH(12)CA-D6DN***/I |  | 12000 | 12000 | 23 | 13 | 9.5 | 1.9 | 63 | 83 | 215414350
GREE | GWH12AUCXD-D6DNA1B/O | GKH(12)DA-D6DN***/I |  | 12000 | 12000 | 21.5 | 12.3 | 9.5 | 1.9 | 63 | 83 | 215414349
BOREAL | KUL24HPJ132OA | KUL24HPJ132IA |  | 22000 | 24000 | 26 | 13.65 | 10 | 1.8 | 83 | 67 | 215424817
BOREAL | KUL12HPL132OA | KUL12HPL132IA |  | 12000 | 12000 | 24.5 | 13 | 9.5 | 1.95 | 64 | 79 | 215424786
BOREAL | KUL12HPJ132OA | KUL12HPJ132IA |  | 12000 | 12000 | 24.5 | 13 | 9.5 | 1.95 | 64 | 92 | 215424785
GREE | VIR09HP230V1R32AO | FLR09HP230V1R32AH |  | 9100 | 10500 | 25 | 14.2 | 9.6 | 1.95 | 64 | 95 | 215413815
GREE | ENV09HP230V1R32AO | FLR09HP230V1R32AH |  | 9100 | 10500 | 25 | 14.2 | 9.6 | 1.95 | 64 | 95 | 215413810
GREE | GWH09AUCXD-D6DNA1C/O | GTH(09)CA-D6DN***/I |  | 9100 | 10500 | 25 | 14.2 | 9.6 | 1.95 | 64 | 95 | 215406440
TOSOT | TW24HP32A2DO | TW24HP32A2DI |  | 22000 | 24000 | 26 | 13.65 | 10 | 1.8 | 83 | 67 | 215405714
TOSOT | TW12HP32A2DO | TW12HP32A2DI |  | 12000 | 12000 | 24.5 | 13 | 9.5 | 1.95 | 64 | 92 | 215405712
TOSOT | TW12HP32A2AO | TW12HP32A2AI |  | 12000 | 12000 | 24.5 | 13 | 9.5 | 1.95 | 64 | 79 | 215405710
TOSOT | TW18HAY32A1DO | TW18HAY32A1DI |  | 18000 | 18600 | 27.5 | 14.3 | 10 | 1.8 | 63 | 97 | 215405585
TOSOT | TW12HAY32A1DO | TW12HAY32A1DI |  | 12000 | 12200 | 28 | 15.2 | 10 | 2 | 57 | 100 | 215405583
TOSOT | TW09HAY32A1DO | TW09HAY32A1DI |  | 9100 | 10600 | 30 | 16.8 | 11.2 | 2.11 | 63 | 108 | 215405582
GREE | GWH12AGCXD-D6DNA4D/O | GWH12AGCXD-D6DN***/I |  | 12000 | 12000 | 24.5 | 13 | 9.5 | 1.95 | 64 | 92 | 215402266
TOSOT | TW12HP32A2AO | TW12HCL32A5AI |  | 12000 | 12000 | 24.5 | 13 | 9.5 | 1.95 | 64 | 79 | 215399272
TOSOT | TW12HP32A2DO | TW12HCL32A5DI |  | 12000 | 12000 | 24.5 | 13 | 9.5 | 1.95 | 64 | 92 | 215399271
TOSOT | TW09HP32A2DO | TW09HCL32A5DI |  | 9100 | 10500 | 26 | 15 | 10.4 | 1.88 | 61 | 90 | 215399270
TOSOT | TW09HP32A2AO | TW09HCL32A5AI |  | 9100 | 10000 | 27 | 15 | 10.5 | 1.83 | 63 | 95 | 215399269
GREE | GWH24AGEXF-D6DNA4J/O | GWH24***XF-D6DN***/I |  | 22000 | 24000 | 26 | 13.65 | 10 | 1.81 | 91 | 67 | 215387337
GREE | GWH18AVEXF-D6DNA1B/O | GWH18**EXF-D6DN***/I |  | 18000 | 18600 | 27.5 | 14.3 | 10 | 1.8 | 63 | 97 | 215386340
GREE | GWH24AVEXH-D6DNA1B/O | GWH24***XH-D6DN***/I |  | 22000 | 24000 | 27 | 13.95 | 10 | 1.8 | 63 | 100 | 215386339
GREE | GWH12AVDXE-D6DNA1B/O | GWH12AVDXE-D6DN***/I |  | 12000 | 12200 | 28 | 15.2 | 10 | 2 | 57 | 100 | 215386290
GREE | GWH09AVDXE-D6DNA1B/O | GWH09AVDXE-D6DN***/I |  | 9100 | 10600 | 30 | 16.8 | 11.2 | 2.11 | 63 | 108 | 215385452
GREE | SAP18HP230V1R32AO | SAP18HP230V1R32AH |  | 18000 | 18600 | 27.5 | 14.3 | 10 | 1.8 | 63 | 97 | 215295786
GREE | VIR24HP230V1R32AO | VIR24HP230V1R32AH |  | 22000 | 24000 | 26 | 13.65 | 10 | 1.8 | 83 | 67 | 215218912
GREE | GWH24AWEXF-D6DNA1I/O | GWH24AGEXF-D6DN***/I |  | 22000 | 24000 | 26 | 13.65 | 10 | 1.8 | 83 | 67 | 214813329
GREE | VIR12HP115V1R32AO | VIR12HP115V1R32AH |  | 12000 | 12000 | 24.5 | 13 | 9.5 | 1.95 | 64 | 79 | 214813258
GREE | VIR12HP230V1R32AO | VIR12HP230V1R32AH |  | 12000 | 12000 | 24.5 | 13 | 9.5 | 1.95 | 64 | 92 | 214813257
GREE | SAP12HP230V1R32AO | SAP12HP230V1R32AH |  | 12000 | 12200 | 28 | 15.2 | 10 | 2 | 57 | 100 | 214810380
GREE | SAP09HP230V1R32AO | SAP09HP230V1R32AH |  | 9100 | 10600 | 30 | 16.8 | 11.2 | 2.11 | 63 | 108 | 214802444
GREE | GWH12AUCXD-A6DNA1B/O | GWH12AGCXD-A6DN***/I |  | 12000 | 12000 | 24.5 | 13 | 9.5 | 1.95 | 64 | 79 | 214796625
GREE | GWH12AUCXD-D6DNA1B/O | GWH12AGCXD-D6DN***/I |  | 12000 | 12000 | 24.5 | 13 | 9.5 | 1.95 | 64 | 92 | 214796624
GREE | ENV12HP230V1R32AO | ENV12HP230V1R32AH |  | 12000 | 12000 | 24.5 | 13 | 9.5 | 1.95 | 64 | 92 | 214779344
GREE | ENV12HP115V1R32AO | ENV12HP115V1R32AH |  | 12000 | 12000 | 24.5 | 13 | 9.5 | 1.95 | 64 | 79 | 214779343
GREE | ENV09HP230V1R32AO | ENV09HP230V1R32AH |  | 9100 | 10500 | 26 | 15 | 10.4 | 1.96 | 61 | 89 | 214779342
GREE | ENV09HP115V1R32AO | ENV09HP115V1R32AH |  | 9100 | 10000 | 27 | 15 | 10.5 | 1.9 | 63 | 92 | 214779341
MIDEA | MO1AS-H09B-2A | MSFNS-H09B-2A |  | 9000 | 10000 | 19 | 10.9 | 9.7 | 2.15 | 80 | 70 | 215471361
MIDEA | MO1ES-H09B-1A | MSEEU-H09B-1A |  | 9000 | 10000 | 25.4 | 14.5 | 10 | 2.23 | 85 | 72 | 215471373
MIDEA | MO1ES-H12B-1A | MSEEU-H12B-1A |  | 12000 | 12000 | 23.4 | 13 | 9.5 | 2.33 | 73 | 64 | 215471374
MIDEA | MO1ES-H09B-2A | MSEHU-H09B-2A |  | 9000 | 10000 | 25.8 | 14.9 | 12.5 | 2.36 | 81 | 80 | 215471375
MIDEA | MO1ES-H12B-2A | MSEHU-H12B-2A |  | 12000 | 12000 | 25.5 | 13 | 10.6 | 2.3 | 78 | 70 | 215471376
MIDEA | MO1ES-H18B-2A | MSEHU-H18B-2A |  | 18000 | 18000 | 23.5 | 12.7 | 10.8 | 2.1 | 76 | 71 | 215471377
MIDEA | MO1ES-H24B-2A | MSEHU-H24B-2A |  | 24000 | 25000 | 23 | 14 | 11.7 | 2.54 | 75 | 78 | 215471378
MIDEA | MO1HS-H06B-2A | MSEHU-H06B-2A |  | 6000 | 7000 | 25.5 | 18 | 14.8 | 2.39 | 113 | 110 | 215471379
MIDEA | MO1HS-H09B-2A | MSEHU-H09B-2A |  | 9000 | 12000 | 27.4 | 15.4 | 12.5 | 1.8 | 82 | 96 | 215471380
MIDEA | MO1HS-H12B-2A | MSEHU-H12B-2A |  | 12000 | 12000 | 25.4 | 13.4 | 10.5 | 1.8 | 82 | 96 | 215471381
MIDEA | MO1HS-H18B-2A | MSEHU-H18B-2A |  | 18000 | 18000 | 21.4 | 12.5 | 11 | 1.92 | 83 | 100 | 215471382
MIDEA | MO1HS-H24B-2A | MSEHU-H24B-2A |  | 24000 | 29000 | 21 | 13 | 13.5 | 2.34 | 72 | 83 | 215471383
MIDEA | MO1HS-H33B-2A | MSEHU-H33B-2A |  | 33000 | 36000 | 19.5 | 12 | 10.5 | 1.98 | 83 | 97 | 215471384
MIDEA | MO1SS-H06B-2A | MSESU-H06B-2A |  | 6000 | 9000 | 35 | 17.4 | 30 | 2 | 122 | 150 | 215471385
MIDEA | MO1SS-H09B-2A | MSESU-H09B-2A |  | 9000 | 12000 | 33.3 | 17 | 22 | 2 | 92 | 113 | 215471386
MIDEA | MO1SS-H12B-2A | MSESU-H12B-2A |  | 12000 | 12000 | 29.4 | 14.2 | 14.5 | 2 | 92 | 113 | 215471387
MIDEA | MO1SS-H18B-2A | MSESU-H18B-2A |  | 18000 | 20000 | 25.6 | 15 | 16.2 | 2.34 | 97 | 113 | 215471388
MIDEA | MO1ES-H09B-2A | MCDHU-H09B-2A |  | 9000 | 10000 | 21.6 | 14.3 | 11.3 | 2.17 | 85 | 83 | 215471389
MIDEA | MO1ES-H12B-2A | MCDHU-H12B-2A |  | 12000 | 12000 | 21.1 | 12.5 | 10.4 | 2.4 | 71 | 70 | 215471390
MIDEA | MO1ES-H18B-2A | MCDHU-H18B-2A |  | 16800 | 18000 | 20.7 | 12.5 | 11.4 | 2.2 | 77 | 71 | 215471391
MIDEA | MO1ES-H24B-2A | MCDHU-H24B-2A |  | 24000 | 25000 | 22 | 12 | 10.5 | 2.3 | 82 | 74 | 215471392
MIDEA | MO1BU-H36B-2A | MCDHS-H36B-2A |  | 36000 | 38000 | 20 | 9.6 | 10.3 | 2.2 | 71 | 70 | 215471393
MIDEA | MO1BU-H48B-2A | MCDHS-H48B-2A |  | 48000 | 50000 | 19 | 9.5 | 9.9 | 2.11 | 73 | 81 | 215471394
MIDEA | MO1HS-H09B-2A | MCDHU-H09B-2A |  | 9000 | 10000 | 22.6 | 14 | 12.1 | 1.84 | 97 | 110 | 215471395
MIDEA | MO1HS-H12B-2A | MCDHU-H12B-2A |  | 12000 | 12000 | 22.2 | 12.5 | 11.6 | 2 | 83 | 96 | 215471396
MIDEA | MO1HS-H18B-2A | MCDHU-H18B-2A |  | 16000 | 19000 | 20 | 12.5 | 12.3 | 1.9 | 78 | 89 | 215471397
MIDEA | MO1HS-H24B-2A | MCDHU-H24B-2A |  | 23400 | 25000 | 20.7 | 12 | 11.6 | 2.23 | 82 | 95 | 215471398
MIDEA | MO1HU-H36B-2A | MCDHS-H36B-2A |  | 36600 | 37000 | 21.2 | 12 | 10.6 | 1.95 | 83 | 100 | 215471399
MIDEA | MO1HU-H48B-2A | MCDHS-H48B-2A |  | 48000 | 53000 | 18 | 10 | 11 | 1.96 | 83 | 90 | 215471400
MIDEA | MO1ES-H09B-2A | MCAHU-H09B-2A |  | 9000 | 11000 | 22.1 | 14.4 | 11.8 | 2.18 | 72 | 73 | 215471401
MIDEA | MO1ES-H12B-2A | MCAHU-H12B-2A |  | 12000 | 12000 | 22.1 | 12.3 | 10 | 2.48 | 72 | 72 | 215471402
MIDEA | MO1ES-H18B-2A | MCAHU-H18B-2A |  | 18000 | 18000 | 22.2 | 12.5 | 12.2 | 2.24 | 78 | 73 | 215471403
MIDEA | MO1HS-H06B-2A | MCAHU-H06B-2A |  | 6500 | 7400 | 22 | 15 | 12 | 2.4 | 95 | 109 | 215471404
MIDEA | MO1HS-H09B-2A | MCAHU-H09B-2A |  | 9000 | 10900 | 24 | 14.6 | 12.1 | 1.83 | 83 | 97 | 215471405
MIDEA | MO1HS-H12B-2A | MCAHU-H12B-2A |  | 12000 | 12500 | 23 | 13 | 10 | 2 | 77 | 92 | 215471406
MIDEA | MO1HS-H18B-2A | MCAHU-H18B-2A |  | 16700 | 20000 | 20.6 | 12.5 | 12.2 | 1.89 | 73 | 88 | 215471407
MIDEA | MO1HU-H60B-2A | MFBHS-H60B-2A |  | 54000 | 60000 | 18 | 9 | 10.7 | 1.91 | 68 | 90 | 215471444
MIDEA | MO1HU-H48B-2A | MFBHS-H48B-2A |  | 48000 | 52000 | 18.5 | 9.4 | 10.1 | 1.83 | 74 | 90 | 215471443
MIDEA | MO1HU-H36B-2A | MFBHS-H36B-2A |  | 36400 | 38000 | 20 | 12 | 10.8 | 2.02 | 79 | 104 | 215471442
MIDEA | MO1HS-H24B-2A | MFBHU-H24B-2A |  | 22000 | 26000 | 20.4 | 12 | 12.1 | 2.16 | 78 | 93 | 215471441
MIDEA | MO1HS-H18B-2A | MFBHU-H18B-2A |  | 17000 | 19000 | 20.4 | 12.5 | 10.3 | 1.86 | 76 | 89 | 215471440
MIDEA | MO1BU-H60B-2A | MFBHS-H60B-2A |  | 54000 | 60000 | 19.5 | 9.5 | 9.5 | 2.01 | 62 | 58 | 215471439
MIDEA | MO1BU-H48B-2A | MFBHS-H48B-2A |  | 48000 | 50000 | 19.8 | 9.5 | 10.2 | 1.95 | 79 | 77 | 215471438
MIDEA | MO1BU-H36B-2A | MFBHS-H36B-2A |  | 36000 | 38000 | 20 | 10.1 | 10 | 2.17 | 69 | 68 | 215471437
MIDEA | MO1ES-H24B-2A | MFBHU-H24B-2A |  | 24000 | 24400 | 21.1 | 12.2 | 11.1 | 2.27 | 82 | 76 | 215471436
MIDEA | MO1ES-H18B-2A | MFBHU-H18B-2A |  | 18000 | 18000 | 22.3 | 12.5 | 10.4 | 2.05 | 76 | 71 | 215471435
MIDEA | MO1HS-H18B-2A | MFAHU-H16B-2A |  | 16000 | 17000 | 20 | 12.5 | 10.3 | 1.95 | 84 | 103 | 215471434
MIDEA | MO1HS-H12B-2A | MFAHU-H12B-2A |  | 12000 | 12000 | 25 | 12.5 | 10.5 | 1.88 | 82 | 94 | 215471433
MIDEA | MO1HS-H09B-2A | MFAHU-H09B-2A |  | 9000 | 9000 | 27.2 | 15.1 | 10.9 | 1.84 | 109 | 126 | 215471432
MIDEA | MO1ES-H18B-2A | MFAHU-H16B-2A |  | 16000 | 17000 | 23.8 | 12.5 | 13.5 | 2.16 | 83 | 77 | 215471431
MIDEA | MO1ES-H12B-2A | MFAHU-H12B-2A |  | 12000 | 12000 | 24.6 | 12.7 | 11 | 2.5 | 75 | 74 | 215471430
MIDEA | MO1ES-H09B-2A | MFAHU-H09B-2A |  | 9000 | 9000 | 26 | 16.2 | 13.9 | 2.27 | 100 | 96 | 215471429
Innovair | QOS24H2BM5A | QHW24H2UZRA |  | 24000 | 24000 | 22.5 | 12.25 | 9.5 | 1.8 | 92 | 83 | 215493763
Innovair | QOS18H2BM5A | QHW18H2UZRA |  | 18000 | 18000 | 21 | 12.95 | 10 | 1.9 | 100 | 100 | 215493762
Innovair | QOS12H2BM5A | QHW12H2UZRA |  | 12000 | 12000 | 23 | 12.25 | 10 | 2 | 90 | 92 | 215493761
Innovair | QOS09H2BM5A | QHW09H2UZRA |  | 9000 | 9000 | 25 | 13.65 | 11 | 2.1 | 100 | 100 | 215493760
Innovair | QOS12H1BM5A | QHW12H1UZRA |  | 12000 | 12000 | 22 | 12.25 | 9.5 | 1.9 | 78 | 77 | 215493759
Innovair | QOS09H1BM5A | QHW09H1UZRA |  | 9000 | 9500 | 23 | 14.05 | 10 | 1.9 | 100 | 92 | 215493758
Innovair | QOS18H2XE5A | QHW18H2UZRA |  | 18000 | 18000 | 21 | 11.95 | 9.8 | 2.4 | 83 | 76 | 215493755
Innovair | QOS09H2XE5A | QHW09H2UZRA |  | 9000 | 9000 | 23 | 12.95 | 9.5 | 2.1 | 72 | 63 | 215493753
MIDEA | MO1ES-H12B-1A | MSEES-H12B-1A |  | 12000 | 12000 | 23.4 | 13 | 9.5 | 2.33 | 73 | 64 | 215540512
MIDEA | MO1ES-H09B-1A | MSEES-H09B-1A |  | 9000 | 10000 | 25.4 | 14.5 | 10 | 2.23 | 85 | 72 | 215540511
GUARDIAN | UPC36CN23STG1 | UNI36HW23STG1 |  | 36000 | 36000 | 20 | 12 | 10 | 1.8 | 72 | 100 | 215540518
HISENSE | AUW-36U3TW1 | AS-36UW3TWHTU00 |  | 36000 | 36000 | 20 | 12 | 10 | 1.8 | 72 | 100 | 215540517
BOREAL | KUL24HPJ132OA | FLR24HPJ132IA |  | 22000 | 24000 | 22.5 | 12.6 | 9.5 | 1.8 | 67 | 83 | 215560282
BOREAL | KUL18HPJ132OA | FLR18HPJ132IA |  | 18000 | 18000 | 21.5 | 12.8 | 9.5 | 1.9 | 57 | 88 | 215560277
BOREAL | KUL12HPJ132OA | FLR12HPJ132IA |  | 12000 | 12000 | 23 | 13 | 9.5 | 1.9 | 63 | 83 | 215560271
BOREAL | KUL12HPJ132OA | CAS12HPJ132IA |  | 12000 | 12000 | 21.5 | 12.3 | 9.5 | 1.9 | 63 | 83 | 215560270
BOREAL | KUL09HPJ132OA | FLR09HPJ132IA |  | 9100 | 10500 | 25 | 14.2 | 9.6 | 1.95 | 64 | 95 | 215560265
BOREAL | KUL09HPJ132OA | OWC09HPJ132IA |  | 9100 | 10500 | 22 | 13.1 | 9.5 | 1.97 | 69 | 90 | 215560264
HAIER | 1Q09TE1BE** | QS09WB1BE** |  | 9000 | 10000 | 20 | 12 | 9.5 | 1.8 | 64 | 70 | 215564827
HAIER | 1Q12TE1BE** | QS12WB1BE** |  | 11500 | 13000 | 20 | 12 | 9.5 | 1.8 | 60 | 70 | 215564828
GE Appliances | 1G09CB1BE** | GS09WB1BE** |  | 9000 | 10000 | 20 | 12 | 9.5 | 1.8 | 64 | 70 | 215565288
GE Appliances | 1G12CB1BE** | GS12WB1BE** |  | 11500 | 13000 | 20 | 12 | 9.5 | 1.8 | 60 | 70 | 215565289
Viessmann | DLCSRBH12AAK | DLFSCAH12XAK |  | 12000 | 12000 | 22.3 | 12.7 | 10.2 | 1.89 | 83 | 94 | 215569787
Viessmann | DLCSRBH12AAK | DLFSFAH12XAK |  | 12000 | 12000 | 23.6 | 13 | 10 | 1.89 | 80 | 100 | 215569789
Viessmann | DLCSRBH18AAK | DLFSCAH18XAK |  | 16000 | 17000 | 20 | 12.5 | 9.5 | 1.75 | 92 | 94 | 215569790
Viessmann | DLCSRBH18AAK | DLFSFAH18XAK |  | 17000 | 18000 | 20.5 | 12.5 | 9.8 | 1.86 | 67 | 93 | 215569792
Viessmann | DLCSRBH24AAK | DLFSFAH24XAK |  | 24000 | 25000 | 20.5 | 11.7 | 11 | 2.1 | 76 | 100 | 215569795
Viessmann | DLCSRBH12AAJ | DLFSHBH12XAJ |  | 12000 | 12000 | 22.7 | 12.5 | 10.4 | 2.06 | 74 | 56 | 215569796
Viessmann | DLCSRBH12AAK | DLFSHBH12XAK |  | 12000 | 12000 | 23.1 | 13 | 10.5 | 1.88 | 86 | 92 | 215569798
Viessmann | DLCSRBH18AAK | DLFSHBH18XAK |  | 18000 | 18000 | 22 | 13 | 10.6 | 1.89 | 62 | 96 | 215569799
Viessmann | DLCSRBH24AAK | DLFSHBH24XAK |  | 23000 | 26000 | 22.3 | 12.5 | 10.3 | 1.8 | 73 | 88 | 215569800
Viessmann | DLCSRBH06AAK | DLFSHBH06XAK |  | 6000 | 7000 | 23.5 | 15 | 12 | 1.84 | 107 | 101 | 215569806
Viessmann | DLCPRBH09AAK | DLFPHBH09XAK |  | 9000 | 12000 | 27 | 16 | 17.5 | 1.85 | 87 | 114 | 215569809
Viessmann | DLCPRBH12AAK | DLFPHBH12XAK |  | 12000 | 12000 | 25.3 | 14 | 11.7 | 1.85 | 87 | 114 | 215569810
Viessmann | DLCSRBH09AAK | DLFSCAH09XAK |  | 9000 | 9800 | 20.5 | 13 | 10.3 | 1.8 | 92 | 102 | 215569785
Viessmann | DLCSRBH24AAK | DLFSHCH24XAK |  | 24000 | 29000 | 21.5 | 13 | 11.4 | 2.21 | 73 | 86 | 215569840
Viessmann | DLCSRBH09AAK | DLFSHCH09XAK |  | 9000 | 12000 | 28.1 | 16.2 | 11.5 | 2 | 79 | 88 | 215569842
Viessmann | DLCSRBH09AAK | DLFSHBH09XAK |  | 9000 | 12000 | 26.4 | 15.8 | 11.6 | 1.85 | 78 | 92 | 215569797
Viessmann | DLCSRBH18AAK | DLFSHCH18XAK |  | 18000 | 18000 | 21.5 | 12.5 | 11.3 | 1.8 | 83 | 100 | 215569844
Viessmann | DLCSRBH12AAJ | DLFSHCH12XAJ |  | 12000 | 12000 | 23.5 | 13 | 10 | 2.16 | 70 | 57 | 215569845
Viessmann | DLCSRBH06AAK | DLFSHCH06XAK |  | 6000 | 7000 | 26.5 | 15.8 | 13.6 | 2.1 | 121 | 107 | 215569846
Viessmann | DLCSRBH09AAK | DLFCCAH09XAK |  | 9000 | 10900 | 24 | 13 | 12.4 | 1.8 | 90 | 96 | 215569855
Viessmann | DLCSRBH18AAK | DLFCCAH18XAK |  | 16700 | 20000 | 19.8 | 12.5 | 11.2 | 1.93 | 73 | 84 | 215569856
Viessmann | DLCSRBH12AAK | DLFSFBH12XAK |  | 12000 | 12000 | 24.2 | 13.3 | 10.7 | 1.99 | 85 | 99 | 215569857
Viessmann | DLCSRBH09AAK | DLFSOAH09XAK |  | 9000 | 10900 | 24 | 13 | 12.4 | 1.8 | 90 | 96 | 215569858
Viessmann | DLCSRBH06AAK | DLFSOAH09XAK |  | 6500 | 7100 | 22 | 14.5 | 10.8 | 2 | 80 | 113 | 215569859
Viessmann | DLCSRBH18AAK | DLFSOAH18XAK |  | 16700 | 20000 | 19.8 | 12.5 | 11.2 | 1.93 | 73 | 84 | 215569860
Viessmann | DLCSRBH12AAK | DLFSOAH18XAK |  | 12000 | 12500 | 23 | 13 | 10 | 1.8 | 76 | 88 | 215569861
Viessmann | DLCPRBH12AAK | DLFPHAH12XAK |  | 12000 | 12000 | 24 | 12.5 | 10.5 | 1.8 | 87 | 100 | 215569871
Viessmann | DLCLRCH48AAK | DLFLFAH48XAK |  | 48000 | 50000 | 18.9 | 9.3 | 10 | 1.85 | 58 | 70 | 215569832
Viessmann | DLCSRBH24AAK | DLFSCBH24XAK |  | 24000 | 25000 | 20.5 | 11 | 11.5 | 2 | 84 | 103 | 215569833
Viessmann | DLCPRBH18AAK | DLFPHBH18XAK |  | 18000 | 20000 | 26.3 | 15.3 | 15.5 | 2.89 | 101 | 120 | 215569835
Viessmann | DLCSRBH12AAK | DLFSHCH12XAK |  | 12000 | 12000 | 25.5 | 14 | 10.4 | 1.8 | 83 | 100 | 215569839
Viessmann | DLCPRBH09AAK | DLFPHAH09XAK |  | 9000 | 12000 | 25.5 | 14.4 | 15 | 1.8 | 87 | 100 | 215569870
Viessmann | DLCPRBH18AAK | DLFPHAH18XAK |  | 18000 | 20000 | 23.5 | 13.5 | 13.5 | 1.8 | 101 | 105 | 215569872
Viessmann | DLCLRCH48AAK | DLFLCBH48XAK |  | 48000 | 50000 | 18.5 | 9.5 | 9.8 | 1.98 | 60 | 69 | 215569885
TCL | H12SBH23XPC | H12CSHU1XAE |  | 12000 | 12000 | 21 | 11.7 | 10 | 1.9 | 65 | 77 | 215570372
TCL | H09SBH23XPC | H09CSHU1XAE |  | 9500 | 10000 | 22 | 12 | 10 | 1.95 | 63 | 78 | 215570370
TCL | H24SBH20XPC | H24CSHU1XAE |  | 23000 | 25000 | 22 | 11.7 | 10 | 2 | 61 | 77 | 215570376
Mitsubishi Electric | PUZ-HA24NHA1*** | PLA-A24EA* |  | 24000 | 28000 | 21.6 | 14 | 10 | 1.9 | 62 | 93 | 210446100
GUARDIAN | UPC36CN23STG1 | UNI36CS23STG1 |  | 36000 | 36000 | 20 | 12 | 9.5 | 2 | 71 | 100 | 215449562
HISENSE | AUW-36U3TW1(JCH) | AUC-36UR3TKA1(JCH) |  | 36000 | 36000 | 20 | 12 | 9.5 | 2 | 71 | 100 | 215441420
SAMSUNG | AC048DXSCCG | AC048DN6DCG |  | 46000 | 54000 | 18.5 | 12 | 10 | 1.8 | 75 | 100 | 215385461
SAMSUNG | AC048DXSCCG | AC048DN4DCG |  | 48000 | 54000 | 20 | 12.2 | 10.4 | 1.8 | 78 | 100 | 215385460
SAMSUNG | AC036DXSCCG | AC036DN6DCG |  | 36000 | 40000 | 21.7 | 12.8 | 10.3 | 1.8 | 71 | 100 | 215385458
SAMSUNG | AC036DXSCCG | AC036DN4DCG |  | 36000 | 40000 | 22 | 13.5 | 10.6 | 1.8 | 71 | 100 | 215385457
SAMSUNG | AC030DXSCCG | AC030DN6DCG |  | 30000 | 34000 | 22 | 13 | 10.4 | 1.8 | 70 | 100 | 215385455
SAMSUNG | AC030DXSCCG | AC030DN4DCG |  | 30000 | 34000 | 22.8 | 14.4 | 10.7 | 1.8 | 79 | 100 | 215385454
SAMSUNG | AC024DXSCCG | AC024DN6DCG |  | 24000 | 27000 | 23 | 13.5 | 9.8 | 1.8 | 62 | 100 | 215220730
SAMSUNG | AC018DXSCCG | AC018DNNDCG |  | 17000 | 20000 | 20.5 | 12.5 | 9.5 | 1.8 | 78 | 100 | 215220729
SAMSUNG | AC018DXSCCG | AC018DN6DCG |  | 18000 | 20000 | 22.5 | 13.5 | 9.5 | 1.8 | 67 | 100 | 215220727
SAMSUNG | AC018DXSCCG | AC018DN1DCG |  | 17500 | 20000 | 20 | 12 | 9.5 | 1.8 | 80 | 100 | 215220726
SAMSUNG | AC024DXSCCG | AC024DN4DCG |  | 24000 | 27000 | 22 | 13 | 10.2 | 1.8 | 69 | 100 | 215220725
SAMSUNG | AC018DXSCCG | AC018DN4DCG |  | 18000 | 20000 | 23.8 | 14.5 | 9.6 | 1.8 | 62 | 100 | 215220724
Mitsubishi Electric | MUZ-FX18NLHZ*** | MSZ-FX18NL*** |  | 17200 | 17000 | 25.5 | 13.05 | 11.1 | 2.06 | 75 | 139 | 215611128
Mitsubishi Electric | MUZ-FX15NLHZ*** | MSZ-FX15NL*** |  | 15000 | 16500 | 25.9 | 14.7 | 11 | 2.06 | 64 | 135 | 215611127
Mitsubishi Electric | MUZ-FX12NLHZ*** | MSZ-FX12NL*** |  | 12000 | 13200 | 29.9 | 15.4 | 12.4 | 2.2 | 70 | 123 | 215611126
Mitsubishi Electric | MUZ-FX09NLHZ*** | MSZ-FX09NL*** |  | 9000 | 12000 | 33.1 | 18.35 | 13.3 | 2.2 | 64 | 123 | 215611125
Mitsubishi Electric | MUZ-FX06NLHZ*** | MSZ-FX06NL*** |  | 6000 | 9000 | 35 | 21.45 | 13 | 2.38 | 67 | 140 | 215611124
HISENSE | AST-12UW3SXG01A | AST-12UW3SXG**01A |  | 12000 | 12000 | 21 | 13 | 9.5 | 1.75 | 63 | 70 | 205092762
HISENSE | AST-12UW3SXG01 | AST-12UW3SXG**01 |  | 12000 | 12000 | 21 | 13 | 9.5 | 1.75 | 63 | 70 | 203378232
FRIEDRICH | FPHSR12A3A | FPHFW12A3A |  | 12000 | 12000 | 21 | 13 | 9.5 | 1.75 | 63 | 70 | 203383866
FRIEDRICH | FPHSR12A3A-A | FPHFW12A3B |  | 12000 | 12000 | 21 | 13 | 9.5 | 1.75 | 63 | 70 | 205142785
ComfiAire | CA-18UXEO | CA-18UWXI |  | 18000 | 19000 | 20.5 | 13.2 | 9.5 | 1.8 | 55 | 70 | 215427969
ComfiAire | CA-24UXEO | CA-24UWXI |  | 24000 | 26000 | 21 | 12.5 | 10 | 1.75 | 60 | 70 | 215427970
ComfiAire | CA-09UXEO | CA-09UWXI |  | 9000 | 10000 | 25.5 | 14.5 | 10.5 | 2.05 | 55 | 70 | 215427967
ComfiAire | CA-12UXEO | CA-12UWXI |  | 12000 | 12000 | 23.5 | 12.7 | 9.5 | 2.05 | 57 | 70 | 215427968
FUJITSU | AOUH24KZAH1 | ASUH24KZAS |  | 22000 | 25200 | 24 | 12.5 | 11.9 | 2.14 | 63 | 100 | 215647924
FUJITSU | AOUH18KZAH1 | ASUH18KZAS |  | 18000 | 21600 | 25.5 | 14 | 12.5 | 2.08 | 63 | 115 | 215647921
DAIKIN | RXT09AVJU* | FTXV09AVJU* |  | 9000 | 10900 | 21 | 12.2 | 10.2 | 1.8 | 73 | 100 | 215441727
DAIKIN | RXT12AVJU* | FTXV12AVJU* |  | 10600 | 13500 | 20 | 12 | 10.2 | 1.8 | 70 | 100 | 215710688
SENVILLE | SENA-09HF-OG | SENA-09HF-ICG |  | 9000 | 10000 | 22.6 | 14 | 12.1 | 1.84 | 97 | 110 | 215735304
SENVILLE | SENA-18HF-OG | SENA-18HF-IGG |  | 18000 | 18000 | 21.4 | 12.5 | 11 | 1.92 | 83 | 100 | 215735297
SENVILLE | SENA-12HF-OG | SENA-12HF-IGG |  | 12000 | 12000 | 25.4 | 13.4 | 10.5 | 1.8 | 82 | 96 | 215735296
SENVILLE | SENA-24HF-OG | SENA-24HF-IFG |  | 22000 | 26000 | 20.4 | 12 | 12.1 | 2.16 | 78 | 93 | 215735310
SENVILLE | SENA-18HF-OG | SENA-18HF-IFG |  | 17000 | 19000 | 20.4 | 12.5 | 10.3 | 1.86 | 76 | 89 | 215735309
SENVILLE | SENA-12HF-OG | SENA-12HF-IFG |  | 12000 | 12000 | 25 | 12.5 | 10.5 | 1.88 | 82 | 94 | 215735308
SENVILLE | SENA-24HF-OG | SENA-24HF-ICG |  | 23400 | 25000 | 20.7 | 12 | 11.6 | 2.23 | 82 | 95 | 215735307
SENVILLE | SENA-18HF-OG | SENA-18HF-ICG |  | 16000 | 19000 | 20 | 12.5 | 12.3 | 1.9 | 78 | 89 | 215735306
SENVILLE | SENA-12HF-OG | SENA-12HF-ICG |  | 12000 | 12000 | 22.2 | 12.5 | 11.6 | 2 | 83 | 96 | 215735305
SENVILLE | SENA-33HF-OG | SENA-33HF-IGG |  | 33000 | 36000 | 19.5 | 12 | 10.5 | 1.98 | 83 | 97 | 215735299
SENVILLE | SENA-24HF-OG | SENA-24HF-IGG |  | 24000 | 29000 | 21 | 13 | 13.5 | 2.34 | 72 | 83 | 215735298
SENVILLE | SENA-09HF-OG | SENA-09HF-IGG |  | 9000 | 12000 | 27.4 | 15.4 | 12.5 | 1.8 | 82 | 96 | 215735295
SENVILLE | SENA-06HF-OG | SENA-06HF-IGG |  | 6000 | 7000 | 25.5 | 18 | 14.8 | 2.39 | 113 | 110 | 215735294
SENVILLE | SENL-18CD-OL | SENL-18CD-ILL |  | 18000 | 18800 | 19.2 | 10.8 | 9.6 | 2.14 | 65 | 61 | 215735290
INNOVAIR | MOS18H2BM0A | MCO18H2BHRB |  | 18000 | 18000 | 22.2 | 12.5 | 12.2 | 2.24 | 78 | 73 | 215725486
INNOVAIR | MOS18H2BM0A | MFC18H2BHRB |  | 18000 | 18000 | 22.3 | 12.5 | 10.4 | 2.05 | 76 | 71 | 215725478
INNOVAIR | MOS12H2BH0A | MCW12H2BHRB |  | 12000 | 12000 | 25 | 12.5 | 10.5 | 1.88 | 82 | 94 | 215725476
INNOVAIR | MOS24H2BH0A | MCS24H2BHRB |  | 23400 | 25000 | 20.7 | 12 | 11.6 | 2.23 | 82 | 95 | 215725456
INNOVAIR | MOS18H2BM0A | MHW18H2BHRB |  | 18000 | 18000 | 23.5 | 12.7 | 10.8 | 2.1 | 76 | 71 | 215725440
INNOVAIR | MOS18H2BH0A | MCO18H2BHRB |  | 16700 | 20000 | 20.6 | 12.5 | 12.2 | 1.89 | 73 | 88 | 215725488
INNOVAIR | MOS09H2BH0A | MCO09H2BHRB |  | 9000 | 10900 | 24 | 14.6 | 12.1 | 1.83 | 83 | 97 | 215725487
INNOVAIR | MOS09H2BM0A | MCO09H2BHRB |  | 9000 | 11000 | 22.1 | 14.4 | 11.8 | 2.18 | 72 | 73 | 215725485
INNOVAIR | MOS24H2BH0A | MFC24H2BHRB |  | 22000 | 26000 | 20.4 | 12 | 12.1 | 2.16 | 78 | 93 | 215725484
INNOVAIR | MOS18H2BH0A | MFC18H2BHRB |  | 17000 | 19000 | 20.4 | 12.5 | 10.3 | 1.86 | 76 | 89 | 215725483
INNOVAIR | MOS60H2BM0A | MFC60H2BHRB |  | 54000 | 60000 | 19.5 | 9.5 | 9.5 | 2.01 | 62 | 58 | 215725482
INNOVAIR | MOS48H2BM0A | MFC48H2BHRB |  | 48000 | 50000 | 19.8 | 9.5 | 10.2 | 1.95 | 79 | 77 | 215725481
INNOVAIR | MOS36H2BM0A | MFC36H2BHRB |  | 36000 | 38000 | 20 | 10.1 | 10 | 2.17 | 69 | 68 | 215725480
INNOVAIR | MOS24H2BM0A | MFC24H2BHRB |  | 24000 | 24400 | 21.1 | 12.2 | 11.1 | 2.27 | 82 | 76 | 215725479
INNOVAIR | MOS18H2BH0A | MCW16H2BHRB |  | 16000 | 17000 | 20 | 12.5 | 10.3 | 1.95 | 84 | 103 | 215725477
INNOVAIR | MOS18H2BM0A | MCW16H2BHRB |  | 16000 | 17000 | 23.8 | 12.5 | 13.5 | 2.16 | 83 | 77 | 215725475
INNOVAIR | MOS12H2BM0A | MCW12H2BHRB |  | 12000 | 12000 | 24.6 | 12.7 | 11 | 2.5 | 75 | 74 | 215725474
INNOVAIR | MOS18H2BH0A | MCS18H2BHRB |  | 16000 | 19000 | 20 | 12.5 | 12.3 | 1.9 | 78 | 89 | 215725455
INNOVAIR | MOS12H2BH0A | MCS12H2BHRB |  | 12000 | 12000 | 22.2 | 12.5 | 11.6 | 2 | 83 | 96 | 215725454
INNOVAIR | MOS09H2BH0A | MCS09H2BHRB |  | 9000 | 10000 | 22.6 | 14 | 12.1 | 1.84 | 97 | 110 | 215725453
INNOVAIR | MOS36H2BM0A | MCS36H2BHRB |  | 36000 | 38000 | 20 | 9.6 | 10.3 | 2.2 | 71 | 70 | 215725451
INNOVAIR | MOS24H2BM0A | MCS24H2BHRB |  | 24000 | 25000 | 22 | 12 | 10.5 | 2.3 | 82 | 74 | 215725450
INNOVAIR | MOS18H2BM0A | MCS18H2BHRB |  | 16800 | 18000 | 20.7 | 12.5 | 11.4 | 2.2 | 77 | 71 | 215725449
INNOVAIR | MOS12H2BM0A | MCS12H2BHRB |  | 12000 | 12000 | 21.1 | 12.5 | 10.4 | 2.4 | 71 | 70 | 215725448
INNOVAIR | MOS09H2BM0A | MCS09H2BHRB |  | 9000 | 10000 | 21.6 | 14.3 | 11.3 | 2.17 | 85 | 83 | 215725447
INNOVAIR | MOS24H2BH0A | MHW24H2BHRB |  | 24000 | 29000 | 21 | 13 | 13.5 | 2.34 | 72 | 83 | 215725446
INNOVAIR | MOS18H2BH0A | MHW18H2BHRB |  | 18000 | 18000 | 21.4 | 12.5 | 11 | 1.92 | 83 | 100 | 215725445
INNOVAIR | MOS12H2BH0A | MHW12H2BHRB |  | 12000 | 12000 | 25.4 | 13.4 | 10.5 | 1.8 | 82 | 96 | 215725444
INNOVAIR | MOS09H2BH0A | MHW09H2BHRB |  | 9000 | 12000 | 27.4 | 15.4 | 12.5 | 1.8 | 82 | 96 | 215725443
INNOVAIR | MOS06H2BH0A | MHW06H2BHRB |  | 6000 | 7000 | 25.5 | 18 | 14.8 | 2.39 | 113 | 110 | 215725442
INNOVAIR | MOS24H2BM0A | MHW24H2BHRB |  | 24000 | 25000 | 23 | 14 | 11.7 | 2.54 | 75 | 78 | 215725441
INNOVAIR | MOS12H2BM0A | MHW12H2BHRB |  | 12000 | 12000 | 25.5 | 13 | 10.6 | 2.3 | 78 | 70 | 215725439
INNOVAIR | MOS09H2BM0A | MHW09H2BHRB |  | 9000 | 10000 | 25.8 | 14.9 | 12.5 | 2.36 | 81 | 80 | 215725438
INNOVAIR | MOS12H1BM0A | MHW12H1BMRB |  | 12000 | 12000 | 23.4 | 13 | 9.5 | 2.33 | 73 | 64 | 215725437
INNOVAIR | MOS09H1BM0A | MHW09H1BMRB |  | 9000 | 10000 | 25.4 | 14.5 | 10 | 2.23 | 85 | 72 | 215725436
INNOVAIR | MOS09H2BE5A | MHW09H2BERA |  | 9000 | 10000 | 19 | 10.9 | 9.7 | 2.15 | 80 | 70 | 215725430
INNOVAIR | MOS60H2BH0A | MFC60H2BHRB |  | 54000 | 60000 | 18 | 9 | 10.7 | 1.91 | 68 | 90 | 215735340
INNOVAIR | MOS48H2BH0A | MFC48H2BHRB |  | 48000 | 52000 | 18.5 | 9.4 | 10.1 | 1.83 | 74 | 90 | 215735339
INNOVAIR | MOS36H2BH0A | MFC36H2BHRB |  | 36400 | 38000 | 20 | 12 | 10.8 | 2.02 | 79 | 104 | 215735338
INNOVAIR | MOS48H2BH0A | MCS48H2BHRB |  | 48000 | 53000 | 18 | 10 | 11 | 1.96 | 83 | 90 | 215735334
INNOVAIR | MOS36H2BH0A | MCS36H2BHRB |  | 36600 | 37000 | 21.2 | 12 | 10.6 | 1.95 | 83 | 100 | 215735333
INNOVAIR | MOS48H2BM0A | MCS48H2BHRB* |  | 48000 | 50000 | 19 | 9.5 | 9.9 | 2.11 | 73 | 81 | 215740461
GUARDIAN | UPC18CN23STG1 | UNI18HW23STG1 |  | 18000 | 18000 | 21 | 12 | 10 | 1.8 | 74 | 100 | 215743600
HISENSE | AUW-18U3TJ1 | AST-18UW3TBBDN00A |  | 18000 | 18000 | 21 | 12 | 10 | 1.8 | 74 | 100 | 215743599
Custom Comfort | CCOXHBSZ06HP | CCOXHBWM06 |  | 6000 | 7000 | 25.5 | 18 | 14.8 | 2.39 | 113 | 110 | 215745973
Custom Comfort | CCOXHBSZ09HP | CCOXHBWM09 |  | 9000 | 12000 | 27.4 | 15.4 | 12.5 | 1.8 | 82 | 96 | 215745974
Custom Comfort | CCOXHBSZ12HP | CCOXHBWM12 |  | 12000 | 12000 | 25.4 | 13.4 | 10.5 | 1.8 | 82 | 96 | 215745975
Custom Comfort | CCOXHBSZ17HP | CCOXHBWM18 |  | 18000 | 18000 | 21.4 | 12.5 | 11 | 1.92 | 83 | 100 | 215745976
Custom Comfort | CCOXHBSZ24HP | CCOXHBWM24 |  | 24000 | 29000 | 21 | 13 | 13.5 | 2.34 | 72 | 83 | 215745977
Custom Comfort | CCOXHBSZ33HP | CCOXHBWM33 |  | 33000 | 36000 | 19.5 | 12 | 10.5 | 1.98 | 83 | 97 | 215745978
Custom Comfort | CCOXHBSZ09HP | CCOXHB4C09 |  | 9000 | 10000 | 22.6 | 14 | 12.1 | 1.84 | 97 | 110 | 215745979
Custom Comfort | CCOXHBSZ17HP | CCOXHB4C18 |  | 16000 | 19000 | 20 | 12.5 | 12.3 | 1.9 | 78 | 89 | 215745981
Custom Comfort | CCOXHBSZ24HP | CCOXHB4C24 |  | 23400 | 25000 | 20.7 | 12 | 11.6 | 2.23 | 82 | 95 | 215745982
Custom Comfort | CCOXHBSZ09HP | CCOXHBFM09 |  | 9000 | 9000 | 27.2 | 15.1 | 10.9 | 1.84 | 109 | 126 | 215745988
Custom Comfort | CCOXHBSZ12HP | CCOXHBFM12 |  | 12000 | 12000 | 25 | 12.5 | 10.5 | 1.88 | 82 | 94 | 215745989
Custom Comfort | CCOXHBSZ17HP | CCOXHBFM18 |  | 16000 | 17000 | 20 | 12.5 | 10.3 | 1.95 | 84 | 103 | 215745990
Custom Comfort | CCOXHBSZ17HP | CCOXHBFC18 |  | 17000 | 19000 | 20.4 | 12.5 | 10.3 | 1.86 | 76 | 89 | 215745991
Custom Comfort | CCOXHBSZ24HP | CCOXHBFC24 |  | 22000 | 26000 | 20.4 | 12 | 12.1 | 2.16 | 78 | 93 | 215745992
Custom Comfort | CCOXHBSZ06HP | CCOXHB1C06 |  | 6500 | 7400 | 22 | 15 | 12 | 2.4 | 95 | 109 | 215745993
Custom Comfort | CCOXHBSZ12HP | CCOXHB1C12 |  | 12000 | 12500 | 23 | 13 | 10 | 2 | 77 | 92 | 215745995
Custom Comfort | CCOXHBSZ17HP | CCOXHB1C18 |  | 16700 | 20000 | 20.6 | 12.5 | 12.2 | 1.89 | 73 | 88 | 215745996
Custom Comfort | CCOXHBSZ36CHP | CCOXHB4C36 |  | 36600 | 37000 | 21.2 | 12 | 10.6 | 1.95 | 83 | 100 | 215745997
Custom Comfort | CCOXHBSZ12HP | CCOXHB4C12 |  | 12000 | 12000 | 22.2 | 12.5 | 11.6 | 2 | 83 | 96 | 215745980
Custom Comfort | CCOXHBSZ48CHP | CCOXHB4C48 |  | 48000 | 53000 | 18 | 10 | 11 | 1.96 | 83 | 90 | 215745998
Custom Comfort | CCOXHBSZ36CHP | CCOXHBFC36 |  | 36400 | 38000 | 20 | 12 | 10.8 | 2.02 | 79 | 104 | 215746002
Custom Comfort | CCOXHBSZ48CHP | CCOXHBFC48 |  | 48000 | 52000 | 18.5 | 9.4 | 10.1 | 1.83 | 74 | 90 | 215746003
Custom Comfort | CCOXHBSZ60CHP | CCOXHBFC60 |  | 54000 | 60000 | 18 | 9 | 10.7 | 1.91 | 68 | 90 | 215746004
Custom Comfort | CCOXHBSZ09HP | CCOXHB1C09 |  | 9000 | 10900 | 24 | 14.6 | 12.1 | 1.83 | 83 | 97 | 215745994
SAMSUNG | AC024DXADCG | AC024DN4DCG |  | 24000 | 27000 | 21.6 | 12 | 9.6 | 1.8 | 62 | 80 | 215490143
SAMSUNG | AC030DXADCG | AC030DN4DCG |  | 30000 | 34000 | 21.7 | 12 | 9.5 | 1.8 | 66 | 80 | 215490144
KANIONco | KWSM-12IR454BHS23LR | KWSM-12IR454BHS23LR |  | 12000 | 12400 | 23 | 13 | 10 | 2.1 | 63 | 72 | 215747787
KANIONco | KWSM-09IR454BHS24R | KWSM-09IR454BHS24R |  | 9000 | 10000 | 24 | 13 | 10 | 2.1 | 58 | 71 | 215747788
KANIONco | KWSM-12IR454BHS24R | KWSM-12IR454BHS24R |  | 12000 | 12600 | 24 | 13 | 10 | 2.1 | 64 | 72 | 215747789
KANIONco | KWSM-18IR454BHS23R | KWSM-18IR454BHS23R |  | 18000 | 19000 | 23 | 12.5 | 9.5 | 1.8 | 79 | 72 | 215747790
KANIONco | KWSM-24IR454BHS23R | KWSM-24IR454BHS23R |  | 23000 | 25000 | 23 | 12 | 9.5 | 1.8 | 56 | 76 | 215747791
KANIONco | KWSM-09IR454BHS19LP | KWSM-09IR454BHS19LP |  | 9000 | 10000 | 19 | 11.7 | 9.5 | 2 | 58 | 73 | 215747792
KANIONco | KWSM-09IR454BHS20P | KWSM-09IR454BHS20P |  | 9000 | 10000 | 20 | 12 | 10 | 2.1 | 58 | 74 | 215747794
KANIONco | KWSM-24IR454BHS21P | KWSM-24IR454BHS21P |  | 24000 | 24600 | 21 | 11 | 9.5 | 2.1 | 63 | 67 | 215747797
KANIONco | KWSM-09IR454BHS24LR | KWSM-09IR454BHS24LR |  | 9000 | 10000 | 24 | 13 | 10 | 2.1 | 62 | 75 | 215747799
KANIONco | KWSM-12IR454BHS21LP | KWSM-12IR454BHS21LP |  | 12000 | 12600 | 21 | 11 | 9.5 | 2.1 | 60 | 71 | 215747793
KANIONco | KWSM-12IR454BHS21P | KWSM-12IR454BHS21P |  | 12000 | 12600 | 21 | 11.7 | 9.5 | 2.1 | 60 | 72 | 215747795
SMITHCOMFORT | 10004819OU | 10004814IU |  | 18000 | 18800 | 19.2 | 10.8 | 9.6 | 2.14 | 65 | 61 | 215747803
Mitsubishi Electric | PUZ-AK36NL*** | PLA-AE36NL*** |  | 36000 | 40000 | 23.3 | 13.7 | 9.8 | 2.7 | 59 | 50 | 215712188
Mitsubishi Electric | PUZ-AK42NL*** | PLA-AE42NL*** |  | 42000 | 48000 | 21 | 12 | 10.1 | 2.7 | 61 | 53 | 215712195
Mitsubishi Electric | PUZ-AK24NLHZ*** | PLA-AE24NL*** |  | 24000 | 28000 | 22.8 | 16.1 | 9.8 | 2.2 | 59 | 93 | 215712196
Mitsubishi Electric | PUZ-AK30NLHZ*** | PLA-AE30NL*** |  | 30000 | 34000 | 23.8 | 14 | 10.1 | 2.3 | 64 | 94 | 215712205
Mitsubishi Electric | PUZ-AK30NLHZ*** | PKA-AK30NL*** |  | 30000 | 34000 | 23.2 | 12.7 | 9.9 | 1.9 | 65 | 94 | 215712206
Mitsubishi Electric | PUZ-AK36NLHZ*** | PLA-AE36NL*** |  | 36000 | 40000 | 23.3 | 13.7 | 9.7 | 2.1 | 60 | 95 | 215712212
Mitsubishi Electric | PUZ-AK36NLHZ*** | PKA-AK36NL*** |  | 33600 | 40000 | 22.1 | 11.9 | 9.6 | 1.8 | 61 | 95 | 215712213
Mitsubishi Electric | PUZ-AK36NLHZ*** | PCA-AK36NL*** |  | 36000 | 40000 | 22.2 | 12.2 | 9.5 | 1.8 | 61 | 95 | 215712214
Mitsubishi Electric | PUZ-AK42NL*** | PCA-AK42NL*** |  | 42000 | 48000 | 20.4 | 10.9 | 9.9 | 2.6 | 62 | 53 | 215712230
LG | KUSXA481A | KNSCB481A |  | 48000 | 52000 | 20.8 | 12.7 | 10.6 | 2.2 | 61 | 86 | 214837933
LG | KUSXA421A | KNSCB421A |  | 42000 | 48000 | 21.5 | 13.5 | 10.8 | 2.2 | 60 | 91 | 214837930
LG | KUSXB421A | KNSCB421A |  | 42000 | 48000 | 21 | 13.2 | 10.8 | 1.96 | 63 | 83 | 214837927
LG | KUSXB361A | KNSCB361A |  | 36000 | 40000 | 22 | 13 | 10.3 | 2.1 | 62 | 88 | 214837925
LG | KUSXB481A | KNSCB481A |  | 48000 | 51000 | 21.2 | 12.1 | 10.4 | 1.96 | 63 | 78 | 214836842
LG | KUSXA301A | KNSCB301A |  | 30000 | 34000 | 25 | 15.2 | 10.4 | 2.1 | 60 | 100 | 214826535
LG | KUSXB121A | KNUDB121A |  | 11100 | 14000 | 21.5 | 13 | 10.1 | 2.16 | 62 | 76 | 214826533
LG | KUSXB091A | KNUQB091A |  | 9000 | 10100 | 20 | 13.2 | 10.6 | 2.16 | 66 | 100 | 214826532
LG | KUSXB091A | KNUDB091A |  | 9000 | 11000 | 22.2 | 13.9 | 10 | 2.1 | 58 | 95 | 214826530
LG | KUSXA361A | KNSCB361A |  | 36000 | 40000 | 23.5 | 13.7 | 10.5 | 2.16 | 62 | 90 | 214825957
LG | KUSXB241A | KNSCB241A |  | 23000 | 27000 | 21 | 13 | 10.2 | 2.1 | 63 | 85 | 214825955
LG | KUSXA241A | KNSCB241A |  | 24000 | 27000 | 22 | 13 | 10.5 | 1.9 | 63 | 104 | 214825954
LG | KUSXB181A | KNUDB181A |  | 18000 | 20000 | 20.5 | 13 | 9.5 | 1.88 | 65 | 95 | 214825953
LG | KUSXA181A | KNUDB181A |  | 18000 | 20000 | 20.5 | 13.2 | 9.5 | 1.8 | 68 | 100 | 214825952
LG | KUSXB121A | KNUQB121A |  | 10200 | 13000 | 19.7 | 13 | 10.5 | 2.24 | 68 | 88 | 214825951
Trane / Mitsubishi Electric | PUZ-HA24NHA1*** | TPLA0A0241EA70A |  | 24000 | 28000 | 21.6 | 14 | 10 | 1.9 | 62 | 93 | 215560618
Mitsubishi Electric | PUZ-HA24NHA1*** | PKA-A24KA* |  | 24000 | 28000 | 19.5 | 12.6 | 9.5 | 1.9 | 61 | 93 | 215560619
Trane / Mitsubishi Electric | PUZ-HA24NHA1*** | TPKA0A0241KA70A |  | 24000 | 28000 | 19.5 | 12.6 | 9.5 | 1.9 | 61 | 93 | 215560620
Mitsubishi Electric | PUZ-HA24NHA1*** | PCA-A24KA* |  | 23000 | 28000 | 18.7 | 12.5 | 9.5 | 1.8 | 63 | 93 | 215560621
Trane / Mitsubishi Electric | PUZ-HA24NHA1*** | TPCA0A0241KA70A |  | 23000 | 28000 | 18.7 | 12.5 | 9.5 | 1.8 | 63 | 93 | 215560622
FUJITSU | AOUH42KUAS1 | AUUH42KUAS |  | 42000 | 47000 | 19 | 10.8 | 10.4 | 2.36 | 68 | 79 | 215812200
FUJITSU | AOUH48KUAS1 | AUUH48KUAS |  | 46000 | 51000 | 18.2 | 10.1 | 10.2 | 2.34 | 71 | 75 | 215812201
HISENSE | AST-24UW3TKW00 | AST-24UW3TKW**00 |  | 24000 | 24000 | 22.5 | 12.25 | 9.5 | 2 | 92 | 80 | 215818502

## Multi-Split Non-Ducted
Data current as of 10-10-2024
The data provided are the representations submitted to DOE by manufacturers and their third party representatives. DOE makes no representations or warranties regarding the accuracy of the data.
Outdoor Unit Brand | Outdoor Unit Model Number | Indoor Unit Brands | Indoor Unit Model Numbers | Air Mover Brands | Air Mover Model Numbers | Cooling Capacity in Btu per h | Heating Capacity in Btu per h | SEER2 in Btu per Wh | EER2 in Btu per Wh | HSPF2 in Btu per Wh | Coefficient of Performance COP at 5 Degrees F | Capacity Ratio Percent 17 F to 47 F | Capacity Ratio Percent 5 F to 47 F | AHRI Certified Reference Number (if Applicable)
Trane / Mitsubishi Electric | NTXMMX24A132B** | Trane / Mitsubishi Electric | *** | *** | *** | 22000 | 25000 | 20 | 13.6 | 9.5 | 2.2 | 58 |  | 212925489
HITACHI | PAS-18BUFASDQ1 | HITACHI | *** | *** | *** | 18000 | 20000 | 27 | 15 | 11 | 2.6 | 85 |  | 214723258
HITACHI | PAS-24BUFASDQ1 | HITACHI | *** | *** | *** | 22000 | 24000 | 24 | 13 | 10 | 2.5 | 83 |  | 214723259
HITACHI | PAS-30BUFASDQ1 | HITACHI | *** | *** | *** | 30000 | 32000 | 21 | 14 | 10 | 2.4 | 88 |  | 214723260
HITACHI | PAS-36BUFASDQ1 | HITACHI | *** | *** | *** | 36000 | 38000 | 21 | 13 | 10 | 2.4 | 89 |  | 214723261
HITACHI | PAS-48BUFASDQ1 | HITACHI | *** | *** | *** | 45000 | 47000 | 22.5 | 13 | 10 | 2.2 | 83 |  | 214723262
TOSHIBA CARRIER | MCY-MAP0607HS-UL* | TOSHIBA CARRIER | *** | *** | *** | 60000 | 66000 | 23.1 | 12.3 | 10.6 | 2.4 | 70 |  | 213350252
TOSHIBA CARRIER | MCY-MAP0487HS-UL* | TOSHIBA CARRIER | *** | *** | *** | 48000 | 54000 | 22.6 | 13.2 | 10.3 | 2.6 | 77 |  | 213350250
TOSHIBA CARRIER | MCY-MAP0367HS-UL* | TOSHIBA CARRIER | *** | *** | *** | 36000 | 40000 | 22.8 | 14.3 | 10 | 2.7 | 84 |  | 213350249
LG | LMU601HV | LG | *** | *** | *** | 60000 | 64000 | 20.5 | 11.3 | 10 | 2.01 | 66 |  | 206717015
LG | LMU361HHV | LG | *** | *** | *** | 36000 | 45000 | 22 | 14.5 | 11 | 2.01 | 66 |  | 206717007
LG | LMU480HHV | LG | *** | *** | *** | 48000 | 52500 | 20.5 | 13.1 | 10.5 | 2.1 | 67 |  | 206717002
LG | LMU421HHV | LG | *** | *** | *** | 42000 | 48000 | 21.5 | 13.8 | 11 | 2 | 66 |  | 206717001
LG | ARUM036GSS5 | LG | *** | *** | *** | 36000 | 53000 | 23 | 15.5 | 10.6 | 1.83 | 63 |  | 205967237
LG | ARUM048GSS5 | LG | *** | *** | *** | 48000 | 61000 | 23.3 | 13.5 | 10.3 | 1.83 | 63 |  | 205967235
LG | ARUN060GSS4 | LG | *** | *** | *** | 60000 | 66000 | 23 | 10 | 10 | 1.83 | 64 |  | 10514710
LG | LMU300HHV | LG | *** | *** | *** | 28400 | 28600 | 20 | 12.5 | 9.8 | 1.85 | 66 |  | 10445376
LG | LMU240HHV | LG | *** | *** | *** | 24000 | 26000 | 21 | 13.5 | 9.8 | 1.83 | 67 |  | 10445374
LG | ARUN024GSS4 | LG | *** | *** | *** | 24000 | 31200 | 18.15 | 10.7 | 10.2 | 2.16 | 61 |  | 10070562
LG | ARUB060GSS4 | LG | *** | *** | *** | 60000 | 67000 | 23 | 10 | 10 | 1.83 | 63 |  | 10070561
LG | ARUN038GSS4 | LG | *** | *** | *** | 38000 | 51000 | 20.1 | 11.5 | 10.6 | 2.16 | 65 |  | 8717931
LG | ARUN048GSS4 | LG | *** | *** | *** | 48000 | 54500 | 20 | 13.2 | 10.2 | 2.16 | 66 |  | 8717929
SAMSUNG | AJ020CXS3CH | SAMSUNG | *** | *** | *** | 21000 | 22000 | 23 | 15 | 10.5 | 1.95 | 61 |  | 213353367
SAMSUNG | AJ024CXS4CH | SAMSUNG | *** | *** | *** | 25000 | 25000 | 23 | 14.55 | 10.4 | 1.85 | 61 |  | 213353368
SAMSUNG | AJ030CXS4CH | SAMSUNG | *** | *** | *** | 28400 | 28600 | 22.5 | 13.5 | 10.4 | 1.81 | 61 |  | 213353369
SAMSUNG | AJ036CXS4CH | SAMSUNG | *** | *** | *** | 34000 | 36600 | 21.5 | 12.5 | 9.5 | 2.04 | 63 |  | 213353370
SAMSUNG | AM060MXMDCH | SAMSUNG | *** | *** | *** | 60000 | 66000 | 19 | 11.2 | 9.8 | 2 | 65 |  | 10147097
SAMSUNG | AM048NXMDCR | SAMSUNG | *** | *** | *** | 48000 | 54000 | 20.5 | 11.5 | 10 | 2 | 59 |  | 202057118
SAMSUNG | AM053NXMDCR | SAMSUNG | *** | *** | *** | 53000 | 61000 | 20 | 11.5 | 10 | 2 | 60 |  | 202083810
SAMSUNG | AM060NXMDCR | SAMSUNG | *** | *** | *** | 60000 | 66000 | 19 | 11.2 | 9.8 | 2 | 65 |  | 202083996
SAMSUNG | AM036NXMDCR | SAMSUNG | *** | *** | *** | 38000 | 42000 | 22 | 12.5 | 10 | 2.1 | 60 |  | 202098116
SAMSUNG | AM036TXMDCH | SAMSUNG | *** | *** | *** | 38000 | 42000 | 22 | 12.5 | 10 | 2.1 | 60 |  | 205142809
SAMSUNG | AM048TXMDCH | SAMSUNG | *** | *** | *** | 48000 | 54000 | 20.5 | 11.5 | 10 | 2 | 59 |  | 205142810
SAMSUNG | AM053TXMDCH | SAMSUNG | *** | *** | *** | 53000 | 61000 | 20 | 11.5 | 10 | 2 | 60 |  | 205230040
SEA BREEZE+ | MZ18H424ZMO | SEA BREEZE+ | *** | *** | *** | 18000 | 19000 | 21 | 12.5 | 10.2 | 2 | 76 |  | 208128282
SEA BREEZE+ | MZ27H424ZMO | SEA BREEZE+ | *** | *** | *** | 24000 | 24000 | 22.3 | 12.5 | 9.6 | 1.83 | 75 |  | 208128285
LENNOX | MLB048S4M-2P | LENNOX | *** | *** | *** | 48000 | 49000 | 21.8 | 11.7 | 9.8 | 2 | 73 |  | 207699107
LENNOX | MPC024S4M-1P | LENNOX | *** | *** | *** | 24000 | 24800 | 24.6 | 13.4 | 10 | 1.93 | 60 |  | 207699116
C&H | CH-28MES-230VO | C&H | *** | *** | *** | 28000 | 28000 | 24.6 | 12.7 | 9.5 | 2 | 75 |  | 207742364
C&H | CH-HPR36M-230VO | C&H | *** | *** | *** | 36000 | 37000 | 22.2 | 13.6 | 10.3 | 1.9 | 89 |  | 207742379
TK'S | T4C-36HFN1 | TK'S | *** | *** | *** | 36000 | 37000 | 23.1 | 10.6 | 9.6 | 1.8 | 71 |  | 207742408
MOOVAIR | DMA27HOM23230X2 | MOOVAIR | *** | *** | *** | 28000 | 28000 | 24.6 | 12.7 | 9.5 | 2 | 75 |  | 207742532
MOOVAIR | DMA27HOM25230X3 | MOOVAIR | *** | *** | *** | 28000 | 28000 | 23 | 12.5 | 10.6 | 1.8 | 95 |  | 207742544
AURORA | AU-MU18-2A-U | AURORA | *** | *** | *** | 18000 | 19000 | 21 | 12.5 | 10.2 | 2 | 76 |  | 207743707
AURORA | AU-MU36-2A-U | AURORA | *** | *** | *** | 36000 | 37000 | 23.1 | 10.6 | 9.6 | 1.8 | 71 |  | 207743713
DIRECT AIR | DIRM-18DA25-2Z | DIRECT AIR | *** | *** | *** | 18000 | 19000 | 22.9 | 13.9 | 10.5 | 2 | 75 |  | 207743773
DIRECT AIR | DIRM-28HXPRO28-3Z | DIRECT AIR | *** | *** | *** | 28000 | 28000 | 23 | 12.5 | 10.6 | 1.8 | 95 |  | 207743788
DIRECT AIR | DIRM-48HXPRO28-5Z | DIRECT AIR | *** | *** | *** | 48000 | 49000 | 21.8 | 11.7 | 9.8 | 2 | 73 |  | 207743794
BOSCH | BMS500-AAM018-1CSXRC | BOSCH | *** | *** | *** | 18000 | 19000 | 22.9 | 13.9 | 10.5 | 2 | 75 |  | 207760021
BOSCH | BMS500-AAM036-1CSXRC | BOSCH | *** | *** | *** | 36000 | 37000 | 23.9 | 11.7 | 9.5 | 1.8 | 72 |  | 207760027
BOSCH | BMS500-AAM027-1CSXHC | BOSCH | *** | *** | *** | 28000 | 28000 | 23 | 12.5 | 10.6 | 1.8 | 95 |  | 207760036
LENNOX | MLB030S4M-1P | LENNOX | *** | *** | *** | 28000 | 28000 | 23 | 12.5 | 10.6 | 1.8 | 95 |  | 207768730
Durastar | DRA4U36M1B | Durastar | *** | *** | *** | 36000 | 37000 | 23.1 | 10.6 | 9.6 | 1.8 | 71 |  | 207787177
KANIONco | KWSMO-18R410AIHMV | KANIONco | *** | *** | *** | 18000 | 19000 | 21 | 12.5 | 10.2 | 2 | 76 |  | 207805781
ECO AC | EMH-2O18BB | ECO AC | *** | *** | *** | 18000 | 19000 | 21 | 12.5 | 10.2 | 2 | 76 |  | 207825498
ACIQ | ACIQ-18Z-HH-M2B | ACIQ | *** | *** | *** | 19000 | 20000 | 22 | 12.5 | 9.8 | 1.9 | 75 |  | 207825576
ACIQ | ACIQ-27Z-HH-M3B | ACIQ | *** | *** | *** | 28000 | 28000 | 23 | 12.5 | 10.6 | 1.8 | 95 |  | 207825579
ACIQ | ACIQ-48Z-HH-M5B | ACIQ | *** | *** | *** | 48000 | 49000 | 21.8 | 11.7 | 9.8 | 2 | 73 |  | 207825585
DIYCOOL | ACIQ-18Z-HH-M2B | DIYCOOL | *** | *** | *** | 19000 | 20000 | 22 | 12.5 | 9.8 | 1.9 | 75 |  | 207825588
AC PRO.COM | A4OG-36HFN1-M | AC PRO.COM | *** | *** | *** | 36000 | 37000 | 23.9 | 11.7 | 9.5 | 1.8 | 72 |  | 207827128
COMFORTSTAR | CVH-60-5SH | COMFORTSTAR | *** | *** | *** | 55000 | 55000 | 22 | 10.5 | 9.5 | 1.9 | 63 |  | 214594897
TKS | T2C-18MODU | TKS | *** | *** | *** | 18000 | 19000 | 21 | 12.5 | 10.2 | 2 | 76 |  | 214594923
Multi MFG | 19MPC2-HH-A | Multi MFG | *** | *** | *** | 19000 | 20000 | 22 | 12.5 | 9.8 | 1.9 | 75 |  | 214797736
1HVAC | EZ-18Z-M2 | 1HVAC | *** | *** | *** | 18000 | 19000 | 21.2 | 12.5 | 9.6 | 2 | 71 |  | 214810590
InfinityLiving | EZ-18Z-M2 | InfinityLiving | *** | *** | *** | 18000 | 19000 | 21.2 | 12.5 | 9.6 | 2 | 71 |  | 214810596
HEIL | DLCMRAH27CAK | HEIL | *** | *** | *** | 27000 | 27000 | 22 | 11.5 | 9.6 | 2.06 | 66 |  | 201835690
ZERO | Z3SOV-18HDM-US | ZERO | *** | *** | *** | 18000 | 19000 | 21 | 12.5 | 10.2 | 2 | 76 |  | 214723149
Multi MFG | 18MPC2-XX-A | Multi MFG | *** | *** | *** | 18000 | 19000 | 22.9 | 13.9 | 10.5 | 2 | 75 |  | 214797721
Multi MFG | 36MPC4-XX-A | Multi MFG | *** | *** | *** | 36000 | 37000 | 23.9 | 11.7 | 9.5 | 1.8 | 72 |  | 214797727
DIYCOOL | EZ-27Z-M3 | DIYCOOL | *** | *** | *** | 27000 | 27000 | 22 | 12 | 9.5 | 1.9 | 74 |  | 214810603
PolarWave | EZ-18Z-M2 | PolarWave | *** | *** | *** | 18000 | 19000 | 21.2 | 12.5 | 9.6 | 2 | 71 |  | 214810608
KANIONco | KWSMO-48R410AIHH | KANIONco | *** | *** | *** | 48000 | 48000 | 21.1 | 11 | 9.5 | 1.8 | 75 |  | 212360153
YONAN | YSMO-24HFN1 | YONAN | *** | *** | *** | 24000 | 24000 | 22.3 | 12.5 | 9.6 | 1.83 | 75 |  | 212615070
YONAN | YSMO-55HFN1 | YONAN | *** | *** | *** | 55000 | 55000 | 20.2 | 10.5 | 9.6 | 1.8 | 66 |  | 212615081
Bladex | B40I-36SPHP1 | Bladex | *** | *** | *** | 36000 | 37000 | 20 | 12.5 | 9.7 | 1.9 | 95 |  | 212920653
NOVAIR | LEA20MZ-2P-35SK-O* | NOVAIR | *** | *** | *** | 19000 | 20000 | 22 | 12.5 | 9.8 | 1.9 | 75 |  | 212920679
MDV | M4OX630-36HFN1-M1X | MDV | *** | *** | *** | 36000 | 36000 | 21 | 12 | 10.9 | 1.95 | 76 |  | 213301876
TEMP SHIFT | TSM4OX63036HFN1M1X | TEMP SHIFT | *** | *** | *** | 36000 | 36000 | 21 | 12 | 10.9 | 1.95 | 76 |  | 213479395
SENVILLE | SENA-36HF-MOB | SENVILLE | *** | *** | *** | 36000 | 36000 | 22.4 | 12.5 | 10.9 | 2 | 76 |  | 213732656
ZERO | Z5SOV-48HDM-US | ZERO | *** | *** | *** | 48000 | 49000 | 21.2 | 11 | 10 | 2 | 80 |  | 213732668
DIAMONDAIR | DF36M2Z4 | DIAMONDAIR | *** | *** | *** | 36000 | 37000 | 23.1 | 10.6 | 9.6 | 1.8 | 71 |  | 210857283
1HVAC | ES-18Z-M2B | 1HVAC | *** | *** | *** | 18000 | 19000 | 22.9 | 13.9 | 10.5 | 2 | 75 |  | 210857365
LPS Legacy | DLCMHBH48EAK | LPS Legacy | *** | *** | *** | 48000 | 49000 | 21.2 | 11 | 10 | 2 | 80 |  | 211756575
KADEN | KO-PS218HP-2AAMA | KADEN | *** | *** | *** | 18000 | 19000 | 22.9 | 13.9 | 10.5 | 2 | 75 |  | 211793560
DUOHOME | D2OA-18HFN1-M | DUOHOME | *** | *** | *** | 18000 | 19000 | 21 | 12.5 | 10.2 | 2 | 76 |  | 211911388
Daizuki | DXFM-3623-4Z | Daizuki | *** | *** | *** | 36000 | 37000 | 23.9 | 11.7 | 9.5 | 1.8 | 72 |  | 211994923
PolarWave | ACIQ-55Z-HH-M5B | PolarWave | *** | *** | *** | 55000 | 55000 | 22 | 10.5 | 9.5 | 1.9 | 63 |  | 212316117
PolarWave | ES-27Z-M3B | PolarWave | *** | *** | *** | 28000 | 28000 | 24.6 | 12.7 | 9.5 | 2 | 75 |  | 212316123
STEALTH | ES-27Z-M3B | STEALTH | *** | *** | *** | 28000 | 28000 | 24.6 | 12.7 | 9.5 | 2 | 75 |  | 212316209
STEALTH | ES-36Z-M4B | STEALTH | *** | *** | *** | 36000 | 37000 | 23.9 | 11.7 | 9.5 | 1.8 | 72 |  | 212316212
MDV | M3OK-27HFN1-M* | MDV | *** | *** | *** | 27000 | 27000 | 20.5 | 11.8 | 9.6 | 1.8 | 83 |  | 212360173
Custom Comfort | CCOXHAMZ436HP | Custom Comfort | *** | *** | *** | 36000 | 37000 | 22.2 | 13.6 | 10.3 | 1.9 | 89 |  | 212365436
Relief Sciences | LANG36OD35-4 | Relief Sciences | *** | *** | *** | 36000 | 37000 | 20 | 12.5 | 9.7 | 1.9 | 95 |  | 212615014
YONAN | YSMO-18HFN1 | YONAN | *** | *** | *** | 18000 | 19000 | 21 | 12.5 | 10.2 | 2 | 76 |  | 212615067
CENTURY | A-VMH28TV-1 | CENTURY | *** | *** | *** | 28000 | 28000 | 23 | 12.5 | 10.6 | 1.8 | 95 |  | 212940823
CENTURY | A-VMH36QV-1 | CENTURY | *** | *** | *** | 36000 | 37000 | 22.2 | 13.6 | 10.3 | 1.9 | 89 |  | 212940825
Nutech | N2OA-18HFN1-M | Nutech | *** | *** | *** | 18000 | 19000 | 21 | 12.5 | 10.2 | 2 | 76 |  | 212941755
Wells | WMMA-55HFMO | Wells | *** | *** | *** | 55000 | 55000 | 20.2 | 10.5 | 9.6 | 1.8 | 66 |  | 213286772
E·COLD | ECOLD-C36-MS-G0001 | E·COLD | *** | *** | *** | 36000 | 37000 | 23.1 | 10.6 | 9.6 | 1.8 | 71 |  | 213350754
BLUERIDGE | BMM36HH2C | BLUERIDGE | *** | *** | *** | 36000 | 36000 | 21 | 12 | 10.9 | 1.95 | 76 |  | 213363376
MDV | M4OH-30HFN1-M | MDV | *** | *** | *** | 30000 | 28000 | 22.5 | 12 | 9.5 | 1.85 | 88 |  | 9854619
MIDEA | DLCMRAH27CAK | MIDEA | *** | *** | *** | 27000 | 27000 | 22 | 11.5 | 9.6 | 2.06 | 66 |  | 201771973
KEEPRITE | DLCMRAH27CAK | KEEPRITE | *** | *** | *** | 27000 | 27000 | 22 | 11.5 | 9.6 | 2.06 | 66 |  | 201835691
TEMPSTAR | DLCMRAH27CAK | TEMPSTAR | *** | *** | *** | 27000 | 27000 | 22 | 11.5 | 9.6 | 2.06 | 66 |  | 201835786
SMART COMFORT | DLCMRAH27CAK | SMART COMFORT | *** | *** | *** | 27000 | 27000 | 22 | 11.5 | 9.6 | 2.06 | 66 |  | 202119270
AIRQUEST | DLCMRAH27CAK | AIRQUEST | *** | *** | *** | 27000 | 27000 | 22 | 11.5 | 9.6 | 2.06 | 66 |  | 203966617
MDV | M4OG-36HFN1-M* | MDV | *** | *** | *** | 36000 | 37000 | 23.1 | 10.6 | 9.6 | 1.8 | 71 |  | 207641253
MDV | M3OI-28HFN1-M* | MDV | *** | *** | *** | 28000 | 28000 | 22.6 | 11.8 | 9.8 | 1.8 | 91 |  | 207641258
BLUERIDGE | BMM48C | BLUERIDGE | *** | *** | *** | 48000 | 48000 | 21.1 | 11 | 9.5 | 1.8 | 75 |  | 207641288
BLUERIDGE | BMM27HHC | BLUERIDGE | *** | *** | *** | 28000 | 28000 | 22.6 | 11.8 | 9.8 | 1.8 | 91 |  | 207641295
LBG Products | LMHB18DO | LBG Products | *** | *** | *** | 18000 | 19000 | 21 | 12.5 | 10.2 | 2 | 76 |  | 207641304
SENVILLE | SENA/30HF/MOQ | SENVILLE | *** | *** | *** | 28000 | 28000 | 24.6 | 12.7 | 9.5 | 2 | 75 |  | 207641332
CARRIER | 38MGRBQ18BA3 | CARRIER | *** | *** | *** | 18000 | 19000 | 22.9 | 13.9 | 10.5 | 2 | 75 |  | 207642876
CARRIER | 38MGHBQ36DA3 | CARRIER | *** | *** | *** | 36000 | 37000 | 22.2 | 13.6 | 10.3 | 1.9 | 89 |  | 207642891
PAYNE | 38MGRBQ36DA3 | PAYNE | *** | *** | *** | 36000 | 37000 | 23.9 | 11.7 | 9.5 | 1.8 | 72 |  | 207642927
Weathermaker | 38MGHBQ24CA3 | Weathermaker | *** | *** | *** | 24000 | 25000 | 24.6 | 13.4 | 10 | 1.9 | 82 |  | 207642942
Weathermaker | 38MGHBQ30DA3 | Weathermaker | *** | *** | *** | 30000 | 30000 | 26 | 13 | 9.8 | 1.8 | 97 |  | 207642945
MIDEA | 38MGHBQ30DA3 | MIDEA | *** | *** | *** | 30000 | 30000 | 26 | 13 | 9.8 | 1.8 | 97 |  | 207642966
MIDEA | 38MGRBQ36DA3 | MIDEA | *** | *** | *** | 36000 | 37000 | 23.9 | 11.7 | 9.5 | 1.8 | 72 |  | 207642969
MIDEA | 38MGHBQ36DA3 | MIDEA | *** | *** | *** | 36000 | 37000 | 22.2 | 13.6 | 10.3 | 1.9 | 89 |  | 207642975
COMFORTMAKER | DLCMHBH36DAK | COMFORTMAKER | *** | *** | *** | 36000 | 37000 | 20 | 12.5 | 9.7 | 1.9 | 95 |  | 207643023
KENMORE | DLCMHBH48EAK | KENMORE | *** | *** | *** | 48000 | 49000 | 21.2 | 11 | 10 | 2 | 80 |  | 207643104
SMART COMFORT | DLCMRBH18BAK | SMART COMFORT | *** | *** | *** | 18000 | 19000 | 21 | 12.5 | 10.2 | 2 | 76 |  | 207643155
SMART COMFORT | DLCMHBH48EAK | SMART COMFORT | *** | *** | *** | 48000 | 49000 | 21.2 | 11 | 10 | 2 | 80 |  | 207643167
AIRQUEST | DLCMRBH18BAK | AIRQUEST | *** | *** | *** | 18000 | 19000 | 21 | 12.5 | 10.2 | 2 | 76 |  | 207643176
AIRQUEST | DLCMHBH48EAK | AIRQUEST | *** | *** | *** | 48000 | 49000 | 21.2 | 11 | 10 | 2 | 80 |  | 207643188
KARDA | 3KARDA36MZ4 | KARDA | *** | *** | *** | 36000 | 37000 | 23.1 | 10.6 | 9.6 | 1.8 | 71 |  | 207657366
KERR | A-KMH36QV-1 | KERR | *** | *** | *** | 36000 | 37000 | 22.2 | 13.6 | 10.3 | 1.9 | 89 |  | 207657604
MIDEA | DLCMHBH36DAK | MIDEA | *** | *** | *** | 36000 | 37000 | 20 | 12.5 | 9.7 | 1.9 | 95 |  | 207643128
MIDEA | DLCMRBH48EAK | MIDEA | *** | *** | *** | 48000 | 48000 | 21.1 | 11 | 9.5 | 1.8 | 75 |  | 207643131
TEMPSTAR | DLCMHBH24CAK | TEMPSTAR | *** | *** | *** | 24000 | 24000 | 22.3 | 12.5 | 9.6 | 1.83 | 75 |  | 207643137
TEMPSTAR | DLCMRBH36DAK | TEMPSTAR | *** | *** | *** | 36000 | 37000 | 23.1 | 10.6 | 9.6 | 1.8 | 71 |  | 207643144
AIRQUEST | DLCMHBH36DAK | AIRQUEST | *** | *** | *** | 36000 | 37000 | 20 | 12.5 | 9.7 | 1.9 | 95 |  | 207643191
PERFECTAIRE | 3PAMSH36-MZO4 | PERFECTAIRE | *** | *** | *** | 36000 | 37000 | 23.1 | 10.6 | 9.6 | 1.8 | 71 |  | 207657354
KARDA | 3KARDA48MZ5 | KARDA | *** | *** | *** | 48000 | 48000 | 21.1 | 11 | 9.5 | 1.8 | 75 |  | 207657368
KERR | A-KMH18DV-1 | KERR | *** | *** | *** | 19000 | 20000 | 22 | 12.5 | 9.8 | 1.9 | 75 |  | 207657599
COMFORT-AIRE | A-VMH28TV-1 | COMFORT-AIRE | *** | *** | *** | 28000 | 28000 | 23 | 12.5 | 10.6 | 1.8 | 95 |  | 207657612
MDV | M5OG-48HFN1-M-[X]-20-L | MDV | *** | *** | *** | 48000 | 49000 | 21.8 | 11.7 | 9.8 | 2 | 73 |  | 207658618
CanAir | C28MC436H21 | CanAir | *** | *** | *** | 36000 | 37000 | 23.9 | 11.7 | 9.5 | 1.8 | 72 |  | 207683268
LENNOX | MLB036S4M-1P | LENNOX | *** | *** | *** | 36000 | 37000 | 22.2 | 13.6 | 10.3 | 1.9 | 89 |  | 207699104
C&H | CH-18MES-230VO | C&H | *** | *** | *** | 18000 | 19000 | 22.9 | 13.9 | 10.5 | 2 | 75 |  | 207742361
TK'S | T5C-48HFN1 | TK'S | *** | *** | *** | 48000 | 48000 | 21.1 | 11 | 9.5 | 1.8 | 75 |  | 207742411
ELIOS | DEA18HOM25230X3 | ELIOS | *** | *** | *** | 19000 | 20000 | 22 | 12.5 | 9.8 | 1.9 | 75 |  | 207742460
ELIOS | DEA27HOM25230X3 | ELIOS | *** | *** | *** | 28000 | 28000 | 23 | 12.5 | 10.6 | 1.8 | 95 |  | 207742463
ELIOS | DEA48HOM25230X3 | ELIOS | *** | *** | *** | 48000 | 49000 | 21.8 | 11.7 | 9.8 | 2 | 73 |  | 207742469
CanAir | C28MC328H21 | CanAir | *** | *** | *** | 28000 | 28000 | 23 | 12.5 | 10.6 | 1.8 | 95 |  | 213479404
Mitsutomo | HO-MQ36-AC-Q | Mitsutomo | *** | *** | *** | 36000 | 36000 | 21 | 12 | 10.9 | 1.95 | 76 |  | 213785768
QUEBEC VAIR | NE-T53-MULTI28E | QUEBEC VAIR | *** | *** | *** | 28000 | 28000 | 23 | 12.5 | 10.6 | 1.8 | 95 |  | 213927613
Bladex | BME50A-55SPHP1 | Bladex | *** | *** | *** | 55000 | 55000 | 20.2 | 10.5 | 9.6 | 1.8 | 66 |  | 213927667
Multi MFG | 36MPC4-HH-A | Multi MFG | *** | *** | *** | 36000 | 37000 | 22.2 | 13.6 | 10.3 | 1.9 | 89 |  | 214232438
AI AIR CONDITIONING | A5MO21-55N1-M1 | AI AIR CONDITIONING | *** | *** | *** | 55000 | 55000 | 20.2 | 10.5 | 9.6 | 1.8 | 66 |  | 214311556
Kepler | ODUM5OG-48HFN1-M-[X] | Kepler | *** | *** | *** | 48000 | 49000 | 21.8 | 11.7 | 9.8 | 2 | 73 |  | 214377788
ICONIC AIR SOLUTION | ICM60EK | ICONIC AIR SOLUTION | *** | *** | *** | 55000 | 55000 | 20.2 | 10.5 | 9.6 | 1.8 | 66 |  | 214389518
CENTURY | A-VMH36QV-1A | CENTURY | *** | *** | *** | 36000 | 36000 | 22.4 | 12.5 | 10.9 | 2 | 76 |  | 214415107
GOODMAN | MST273G22MHAA | GOODMAN | *** | *** | *** | 27000 | 27000 | 20.5 | 11.8 | 9.6 | 1.8 | 83 |  | 214438128
1HVAC | EZ-27Z-M3 | 1HVAC | *** | *** | *** | 27000 | 27000 | 22 | 12 | 9.5 | 1.9 | 74 |  | 214810591
DIYCOOL | EZ-18Z-M2 | DIYCOOL | *** | *** | *** | 18000 | 19000 | 21.2 | 12.5 | 9.6 | 2 | 71 |  | 214810602
COMFORTMAKER | DLCMRAH27CAK | COMFORTMAKER | *** | *** | *** | 27000 | 27000 | 22 | 11.5 | 9.6 | 2.06 | 66 |  | 201835573
ELIOS | DEA18HOM23230X2 | ELIOS | *** | *** | *** | 18000 | 19000 | 22.9 | 13.9 | 10.5 | 2 | 75 |  | 207742472
MOOVAIR | DMA36HOM25230X3 | MOOVAIR | *** | *** | *** | 36000 | 37000 | 22.2 | 13.6 | 10.3 | 1.9 | 89 |  | 207742547
DIRECT AIR | DIRM-27DA25-3Z | DIRECT AIR | *** | *** | *** | 28000 | 28000 | 24.6 | 12.7 | 9.5 | 2 | 75 |  | 207743776
LENNOX | MPC036S4M-1P | LENNOX | *** | *** | *** | 36000 | 37000 | 23.9 | 11.7 | 9.5 | 1.8 | 72 |  | 207768724
MIRAGE | OVMH181B | MIRAGE | *** | *** | *** | 18000 | 19000 | 21 | 12.5 | 10.2 | 2 | 76 |  | 207862051
DUCANE | 4DHP2S24M-1P | DUCANE | *** | *** | *** | 24000 | 25000 | 24.6 | 13.4 | 10 | 1.9 | 82 |  | 208106845
EMI | MHMZ548DA | EMI | *** | *** | *** | 48000 | 49000 | 21.8 | 11.7 | 9.8 | 2 | 73 |  | 208121941
ACIQ | ES-27Z-M3B | ACIQ | *** | *** | *** | 28000 | 28000 | 24.6 | 12.7 | 9.5 | 2 | 75 |  | 210857386
DIAMONDAIR | DF18M2Z2 | DIAMONDAIR | *** | *** | *** | 18000 | 19000 | 21 | 12.5 | 10.2 | 2 | 76 |  | 210857277
Cooper&Hunter | CH-HPR48M-230VO | Cooper&Hunter | *** | *** | *** | 48000 | 49000 | 21.8 | 11.7 | 9.8 | 2 | 73 |  | 210799636
Cooper&Hunter | CH-HPR36M-230VO | Cooper&Hunter | *** | *** | *** | 36000 | 37000 | 22.2 | 13.6 | 10.3 | 1.9 | 89 |  | 210799634
Relief Sciences | LANG36OD25-3 | Relief Sciences | *** | *** | *** | 36000 | 37000 | 23.1 | 10.6 | 9.6 | 1.8 | 71 |  | 210655381
MDV | M2OA-18HFN1-M-L | MDV | *** | *** | *** | 17800 | 19000 | 22.9 | 13.9 | 10.5 | 2 | 75 |  | 210644050
Conforto | MHMZ218DA | Conforto | *** | *** | *** | 19000 | 20000 | 22 | 12.5 | 9.8 | 1.9 | 75 |  | 210605810
CLASSIC | MMRSHC18AS2 | CLASSIC | *** | *** | *** | 18000 | 19000 | 21 | 12.5 | 10.2 | 2 | 76 |  | 209843033
THERMOCORE SYSTEMS | T424D-H236-C | THERMOCORE SYSTEMS | *** | *** | *** | 36000 | 37000 | 23.9 | 11.7 | 9.5 | 1.8 | 72 |  | 209549029
NOVAIR | LEA28MZ-3P-35SK-O | NOVAIR | *** | *** | *** | 28000 | 28000 | 22.6 | 11.8 | 9.8 | 1.8 | 91 |  | 209416881
BLUERIDGE | BMM55HHC | BLUERIDGE | *** | *** | *** | 55000 | 55000 | 20 | 10.5 | 9.5 | 1.8 | 63 |  | 208650622
TRUST AIR CONDITIONERS | M5H48H/O4S4P | TRUST AIR CONDITIONERS | *** | *** | *** | 48000 | 49000 | 21.8 | 11.7 | 9.8 | 2 | 73 |  | 208284494
MDV | M5OA-55HFN1-M-[X](2) | MDV | *** | *** | *** | 55000 | 55000 | 22 | 10.5 | 9.5 | 1.9 | 63 |  | 208132541
SLIMAIR | SHC3Z27VE2AG | SLIMAIR | *** | *** | *** | 28000 | 28000 | 22.6 | 11.8 | 9.8 | 1.8 | 91 |  | 213886041
Nutech | N2OA-48HFN1-M | Nutech | *** | *** | *** | 48000 | 48000 | 21.1 | 11 | 9.5 | 1.8 | 75 |  | 213916272
Bladex | BME20A-18SPHP1 | Bladex | *** | *** | *** | 18000 | 19000 | 21 | 12.5 | 10.2 | 2 | 76 |  | 213927655
Bladex | BME40G-36SPHP1 | Bladex | *** | *** | *** | 36000 | 37000 | 23.1 | 10.6 | 9.6 | 1.8 | 71 |  | 213927661
Bladex | B30K-27SPHP1* | Bladex | *** | *** | *** | 27000 | 27000 | 21.8 | 12.2 | 10 | 1.8 | 85 |  | 214232414
Bladex | B30I-28SPHP1* | Bladex | *** | *** | *** | 28000 | 28000 | 23 | 12.5 | 10.6 | 1.8 | 95 |  | 214232417
Bladex | B40I-36SPHP1* | Bladex | *** | *** | *** | 36000 | 37000 | 22.2 | 13.6 | 10.3 | 1.9 | 89 |  | 214232420
COMFORT-AIRE | A-VMH55PV-1 | COMFORT-AIRE | *** | *** | *** | 55000 | 55000 | 22 | 10.5 | 9.5 | 1.9 | 63 |  | 214232455
YONAN | YSMO-36HFN1 | YONAN | *** | *** | *** | 36000 | 37000 | 23.1 | 10.6 | 9.6 | 1.8 | 71 |  | 212615075
MDV | M3OF-27HFN1-M** | MDV | *** | *** | *** | 27000 | 27000 | 22 | 11.5 | 9.6 | 2.06 | 66 |  | 8858349
KENMORE | DLCMRAH27CAK | KENMORE | *** | *** | *** | 27000 | 27000 | 22 | 11.5 | 9.6 | 2.06 | 66 |  | 201835787
MDV | M4OG-36HFN1-M | MDV | *** | *** | *** | 36000 | 37000 | 23.9 | 11.7 | 9.5 | 1.8 | 72 |  | 206714977
MRCOOL | DIY-MULTI3-27HP230C | MRCOOL | *** | *** | *** | 27000 | 27000 | 22 | 12 | 9.5 | 1.9 | 74 |  | 207339195
PAYNE | 38MGHBQ30DA3 | PAYNE | *** | *** | *** | 30000 | 30000 | 26 | 13 | 9.8 | 1.8 | 97 |  | 207642924
PAYNE | 38MGHBQ48EA3 | PAYNE | *** | *** | *** | 48000 | 49000 | 21.8 | 11.7 | 9.8 | 2 | 73 |  | 207642930
MIDEA | 38MGRBQ18BA3 | MIDEA | *** | *** | *** | 18000 | 19000 | 22.9 | 13.9 | 10.5 | 2 | 75 |  | 207642960
ARCOAIRE | DLCMRBH36DAK | ARCOAIRE | *** | *** | *** | 36000 | 37000 | 23.1 | 10.6 | 9.6 | 1.8 | 71 |  | 207642997
HEIL | DLCMHBH36DAK | HEIL | *** | *** | *** | 36000 | 37000 | 20 | 12.5 | 9.7 | 1.9 | 95 |  | 207643065
KENMORE | DLCMRBH36DAK | KENMORE | *** | *** | *** | 36000 | 37000 | 23.1 | 10.6 | 9.6 | 1.8 | 71 |  | 207643102
CARRIER | 38MGRQ30D--3 | CARRIER | *** | *** | *** | 30000 | 28000 | 22.5 | 12 | 9.5 | 1.85 | 88 |  | 9854626
ARCOAIRE | DLCMRAH27CAK | ARCOAIRE | *** | *** | *** | 27000 | 27000 | 22 | 11.5 | 9.6 | 2.06 | 66 |  | 201835525
AC PRO.COM | A3OJ-27HFN1-M | AC PRO.COM | *** | *** | *** | 28000 | 28000 | 24.6 | 12.7 | 9.5 | 2 | 75 |  | 207827135
Breeze33 | BZ33-HP273Z2-G2-P | Breeze33 | *** | *** | *** | 28000 | 28000 | 24.6 | 12.7 | 9.5 | 2 | 75 |  | 207862089
Breeze33 | BZ33-HYP364Z2-G2-P | Breeze33 | *** | *** | *** | 36000 | 37000 | 22.2 | 13.6 | 10.3 | 1.9 | 89 |  | 207862104
Breeze33 | BZ33-HYP485Z2-G2-P | Breeze33 | *** | *** | *** | 48000 | 49000 | 21.8 | 11.7 | 9.8 | 2 | 73 |  | 207862107
Allied | 4DHP2S18M-1P | Allied | *** | *** | *** | 18000 | 19000 | 22.9 | 13.9 | 10.5 | 2 | 75 |  | 208106782
Allied | 4DHP2S36M-1P | Allied | *** | *** | *** | 36000 | 37000 | 23.9 | 11.7 | 9.5 | 1.8 | 72 |  | 208106791
AirEase | 4DHP2S36M-1P | AirEase | *** | *** | *** | 36000 | 37000 | 23.9 | 11.7 | 9.5 | 1.8 | 72 |  | 208106806
Armstrong Air | 4DHP2S18M-1P | Armstrong Air | *** | *** | *** | 18000 | 19000 | 22.9 | 13.9 | 10.5 | 2 | 75 |  | 208106812
Armstrong Air | 4DHP2S48M-1P | Armstrong Air | *** | *** | *** | 48000 | 49000 | 21.8 | 11.7 | 9.8 | 2 | 73 |  | 208106824
CONCORD | 4DHP2S24M-1P | CONCORD | *** | *** | *** | 24000 | 25000 | 24.6 | 13.4 | 10 | 1.9 | 82 |  | 208106830
DUCANE | 4DHP2S48M-1P | DUCANE | *** | *** | *** | 48000 | 49000 | 21.8 | 11.7 | 9.8 | 2 | 73 |  | 208106854
ECO-AIR | M2OA-18HFN1-M | ECO-AIR | *** | *** | *** | 18000 | 19000 | 22.9 | 13.9 | 10.5 | 2 | 75 |  | 208121868
EMI | MHMZ327DA | EMI | *** | *** | *** | 28000 | 28000 | 23 | 12.5 | 10.6 | 1.8 | 95 |  | 208121935
PIONEER | YN020GMFI22M2E | PIONEER | *** | *** | *** | 18000 | 19000 | 21 | 12.5 | 10.2 | 2 | 76 |  | 208121961
SEA BREEZE+ | HMZ36H424ZMO | SEA BREEZE+ | *** | *** | *** | 36000 | 37000 | 20 | 12.5 | 9.7 | 1.9 | 95 |  | 208128297
MDV | M5OA-55HFN1-M-[X]*(2) | MDV | *** | *** | *** | 55000 | 55000 | 20 | 10.5 | 9.5 | 1.8 | 63 |  | 208132543
AIRDACH | AMSH4800VM1-D | AIRDACH | *** | *** | *** | 48000 | 48000 | 21.1 | 11 | 9.5 | 1.8 | 75 |  | 210474680
BRYANT | 38MGRQ30D--3 | BRYANT | *** | *** | *** | 30000 | 28000 | 22.5 | 12 | 9.5 | 1.85 | 88 |  | 9854627
STEALTH | ACIQ-48Z-HH-M5B | STEALTH | *** | *** | *** | 48000 | 49000 | 21.8 | 11.7 | 9.8 | 2 | 73 |  | 212316180
PolarWave | ACIQ-48Z-HH-M5B | PolarWave | *** | *** | *** | 48000 | 49000 | 21.8 | 11.7 | 9.8 | 2 | 73 |  | 212316094
PolarWave | ACIQ-36Z-HH-M4B | PolarWave | *** | *** | *** | 36000 | 37000 | 22.2 | 13.6 | 10.3 | 1.9 | 89 |  | 212316091
KADEN | KO-PS327HP-2AAMA | KADEN | *** | *** | *** | 28000 | 28000 | 24.6 | 12.7 | 9.5 | 2 | 75 |  | 211793563
Star Air Kontrol | SAK-18-21MUZ/220(OUT)* | Star Air Kontrol | *** | *** | *** | 18000 | 19000 | 21 | 12.5 | 10.2 | 2 | 76 |  | 211726665
Mitsutomo | HO-MT28-AB-Q | Mitsutomo | *** | *** | *** | 28000 | 28000 | 22.6 | 11.8 | 9.8 | 1.8 | 91 |  | 211306404
MDV | M3OI-28HFN1-M-L | MDV | *** | *** | *** | 28000 | 28000 | 23 | 12.5 | 10.6 | 1.8 | 95 |  | 211289831
PERFECTAIRE | 3PAMSH55-MZO5 | PERFECTAIRE | *** | *** | *** | 55000 | 55000 | 20.2 | 10.5 | 9.6 | 1.8 | 66 |  | 211253529
DIYCOOL | ES-27Z-M3B | DIYCOOL | *** | *** | *** | 28000 | 28000 | 24.6 | 12.7 | 9.5 | 2 | 75 |  | 210857404
ACIQ | ES-18Z-M2B | ACIQ | *** | *** | *** | 18000 | 19000 | 22.9 | 13.9 | 10.5 | 2 | 75 |  | 210857383
Cooper&Hunter | CH-28MES-230VO | Cooper&Hunter | *** | *** | *** | 28000 | 28000 | 24.6 | 12.7 | 9.5 | 2 | 75 |  | 210799619
MDV | M2OI-18HFN1-M-L | MDV | *** | *** | *** | 19000 | 20000 | 21.7 | 12.5 | 9.8 | 1.9 | 75 |  | 210644055
ECO AC | EMH-3O27BBH | ECO AC | *** | *** | *** | 28000 | 28000 | 22.6 | 11.8 | 9.8 | 1.8 | 91 |  | 210586154
Durastar | DRA4H36M1A | Durastar | *** | *** | *** | 36000 | 37000 | 20 | 12.5 | 9.7 | 1.9 | 95 |  | 210568217
CTMorley | MOU-5A48H-2 | CTMorley | *** | *** | *** | 48000 | 49000 | 21.2 | 11 | 10 | 2 | 80 |  | 210288149
CTMorley | MOU-4A36H-2 | CTMorley | *** | *** | *** | 36000 | 37000 | 20 | 12.5 | 9.7 | 1.9 | 95 |  | 210288146
TGM | MMRSHT36AS4 | TGM | *** | *** | *** | 36000 | 37000 | 23.1 | 10.6 | 9.6 | 1.8 | 71 |  | 209843051
THERMOCORE SYSTEMS | T423D-H224-C | THERMOCORE SYSTEMS | *** | *** | *** | 24000 | 25000 | 24.6 | 13.4 | 10 | 1.9 | 82 |  | 209549026
SEA BREEZE+ | HMZ48H424ZMO | SEA BREEZE+ | *** | *** | *** | 55000 | 55000 | 20 | 10.5 | 9.5 | 1.8 | 63 |  | 208816898
C&H | CH-HPR55M-230VO | C&H | *** | *** | *** | 55000 | 55000 | 22 | 10.5 | 9.5 | 1.9 | 63 |  | 208497428
SLIMAIR | SHC5Z48VC2AG | SLIMAIR | *** | *** | *** | 48000 | 48000 | 21.1 | 11 | 9.5 | 1.8 | 75 |  | 208447957
SLIMAIR | SHC2Z18VC2AG | SLIMAIR | *** | *** | *** | 18000 | 19000 | 21 | 12.5 | 10.2 | 2 | 76 |  | 208447948
TRUST AIR CONDITIONERS | M4H36H/O4S4P | TRUST AIR CONDITIONERS | *** | *** | *** | 36000 | 37000 | 22.2 | 13.6 | 10.3 | 1.9 | 89 |  | 208284491
MDV | M4OI-36HFN1-M-L | MDV | *** | *** | *** | 36000 | 37000 | 22.2 | 13.6 | 10.3 | 1.9 | 89 |  | 210644056
Durastar | DRA3H28M1A | Durastar | *** | *** | *** | 28000 | 28000 | 22.6 | 11.8 | 9.8 | 1.8 | 91 |  | 210568214
ECO AC | EMH-4O36BBH | ECO AC | *** | *** | *** | 36000 | 37000 | 20 | 12.5 | 9.7 | 1.9 | 95 |  | 210586157
TRUST AIR CONDITIONERS | M2S18H/O4S4P | TRUST AIR CONDITIONERS | *** | *** | *** | 18000 | 19000 | 22.9 | 13.9 | 10.5 | 2 | 75 |  | 208284473
TRUST AIR CONDITIONERS | M4S36H/O4S4P | TRUST AIR CONDITIONERS | *** | *** | *** | 36000 | 37000 | 23.9 | 11.7 | 9.5 | 1.8 | 72 |  | 208284479
Durastar | DRA5H55M1A | Durastar | *** | *** | *** | 55000 | 55000 | 20 | 10.5 | 9.5 | 1.8 | 63 |  | 210568223
AC PRO.COM | A5OA-55HFN1-M | AC PRO.COM | *** | *** | *** | 55000 | 55000 | 20.2 | 10.5 | 9.6 | 1.8 | 66 |  | 210343320
Durastar | DRA5H48M1A | Durastar | *** | *** | *** | 48000 | 49000 | 21.2 | 11 | 10 | 2 | 80 |  | 210568220
CTMorley | MOU-3A27H-2 | CTMorley | *** | *** | *** | 28000 | 28000 | 22.6 | 11.8 | 9.8 | 1.8 | 91 |  | 210288143
CTMorley | MOU-5A48G-2 | CTMorley | *** | *** | *** | 48000 | 48000 | 21.1 | 11 | 9.5 | 1.8 | 75 |  | 210288137
CTMorley | MOU-4A36G-2 | CTMorley | *** | *** | *** | 36000 | 37000 | 23.1 | 10.6 | 9.6 | 1.8 | 71 |  | 210288134
CTMorley | MOU-2A18G-2 | CTMorley | *** | *** | *** | 18000 | 19000 | 21 | 12.5 | 10.2 | 2 | 76 |  | 210288128
CTMorley | MOU-5A55G-2 | CTMorley | *** | *** | *** | 55000 | 55000 | 20.2 | 10.5 | 9.6 | 1.8 | 66 |  | 209864936
DUCTLESSAIRE | DA48-5Z-O | DUCTLESSAIRE | *** | *** | *** | 48000 | 48000 | 21.1 | 11 | 9.5 | 1.8 | 75 |  | 209862297
KLIMAIRE | KMIR324-H217-2 | KLIMAIRE | *** | *** | *** | 24000 | 24000 | 22.3 | 12.5 | 9.6 | 1.83 | 75 |  | 209862184
TGM | MMRSHT48AS5 | TGM | *** | *** | *** | 48000 | 48000 | 21.1 | 11 | 9.5 | 1.8 | 75 |  | 209843054
TGM | MMRSHT18AS2 | TGM | *** | *** | *** | 18000 | 19000 | 21 | 12.5 | 10.2 | 2 | 76 |  | 209843045
ECO AIR | M5OA-55HFN1-M-[X] | ECO AIR | *** | *** | *** | 55000 | 55000 | 22 | 10.5 | 9.5 | 1.9 | 63 |  | 209319650
ECO AIR | M5OG-48HFN1-M-[X] | ECO AIR | *** | *** | *** | 48000 | 49000 | 21.8 | 11.7 | 9.8 | 2 | 73 |  | 209319647
ECO AIR | M4OI-36HFN1-M | ECO AIR | *** | *** | *** | 36000 | 37000 | 22.2 | 13.6 | 10.3 | 1.9 | 89 |  | 209319644
ECO AIR | M3OI-28HFN1-M | ECO AIR | *** | *** | *** | 28000 | 28000 | 23 | 12.5 | 10.6 | 1.8 | 95 |  | 209319641
ECO AIR | M2OI-18HFN1-M | ECO AIR | *** | *** | *** | 19000 | 20000 | 22 | 12.5 | 9.8 | 1.9 | 75 |  | 209319638
ApooDr | AM5OG-48HFN1 | ApooDr | *** | *** | *** | 48000 | 48000 | 21.1 | 11 | 9.5 | 1.8 | 75 |  | 209157104
ApooDr | AM4OG-36HFN1 | ApooDr | *** | *** | *** | 36000 | 37000 | 23.1 | 10.6 | 9.6 | 1.8 | 71 |  | 209157101
ApooDr | AM2OA-18HFN1 | ApooDr | *** | *** | *** | 18000 | 19000 | 21 | 12.5 | 10.2 | 2 | 76 |  | 209157095
MRCOOL | MULTI2-18HP230B | MRCOOL | *** | *** | *** | 18000 | 19000 | 22.9 | 13.9 | 10.5 | 2 | 75 |  | 208552828
SLIMAIR | SHC4Z36VC2AG | SLIMAIR | *** | *** | *** | 36000 | 37000 | 23.1 | 10.6 | 9.6 | 1.8 | 71 |  | 208447954
TRUST AIR CONDITIONERS | M3H27H/O4S4P | TRUST AIR CONDITIONERS | *** | *** | *** | 28000 | 28000 | 23 | 12.5 | 10.6 | 1.8 | 95 |  | 208284488
TRUST AIR CONDITIONERS | M3S27H/O4S4P | TRUST AIR CONDITIONERS | *** | *** | *** | 28000 | 28000 | 24.6 | 12.7 | 9.5 | 2 | 75 |  | 208284476
DIYCOOL | ES-36Z-M4B | DIYCOOL | *** | *** | *** | 36000 | 37000 | 23.9 | 11.7 | 9.5 | 1.8 | 72 |  | 210857407
Mitsutomo | HO-MQ36-AB-Q | Mitsutomo | *** | *** | *** | 36000 | 37000 | 20 | 12.5 | 9.7 | 1.9 | 95 |  | 211306407
LPS Legacy | DLCMRBH48EAK | LPS Legacy | *** | *** | *** | 48000 | 48000 | 21.1 | 11 | 9.5 | 1.8 | 75 |  | 211756503
MDV | M2OA-18HFN1-M | MDV | *** | *** | *** | 18000 | 19000 | 22.9 | 13.9 | 10.5 | 2 | 75 |  | 206714973
MDV | M5OG-48HFN1-M-[X]-20 | MDV | *** | *** | *** | 48000 | 49000 | 21.8 | 11.7 | 9.8 | 2 | 73 |  | 206714984
MDV | M3OH-27HFN1-MQ1 | MDV | *** | *** | *** | 27000 | 27000 | 22 | 12 | 9.5 | 1.9 | 74 |  | 207339192
LBG Products | LMUHB48DO | LBG Products | *** | *** | *** | 48000 | 49000 | 21.2 | 11 | 10 | 2 | 80 |  | 207641325
BRYANT | 38MGRBQ36DA3 | BRYANT | *** | *** | *** | 36000 | 37000 | 23.9 | 11.7 | 9.5 | 1.8 | 72 |  | 207642906
BRYANT | 38MGHBQ48EA3 | BRYANT | *** | *** | *** | 48000 | 49000 | 21.8 | 11.7 | 9.8 | 2 | 73 |  | 207642909
Weathermaker | 38MGHBQ48EA3 | Weathermaker | *** | *** | *** | 48000 | 49000 | 21.8 | 11.7 | 9.8 | 2 | 73 |  | 207642951
COMFORTMAKER | DLCMHBH24CAK | COMFORTMAKER | *** | *** | *** | 24000 | 24000 | 22.3 | 12.5 | 9.6 | 1.83 | 75 |  | 207643011
COMFORTMAKER | DLCMRBH36DAK | COMFORTMAKER | *** | *** | *** | 36000 | 37000 | 23.1 | 10.6 | 9.6 | 1.8 | 71 |  | 207643018
COMFORTMAKER | DLCMHBH48EAK | COMFORTMAKER | *** | *** | *** | 48000 | 49000 | 21.2 | 11 | 10 | 2 | 80 |  | 207643020
DAY & NIGHT | DLCMRBH48EAK | DAY & NIGHT | *** | *** | *** | 48000 | 48000 | 21.1 | 11 | 9.5 | 1.8 | 75 |  | 207643047
HEIL | DLCMRBH18BAK | HEIL | *** | *** | *** | 18000 | 19000 | 21 | 12.5 | 10.2 | 2 | 76 |  | 207643050
KEEPRITE | DLCMHBH48EAK | KEEPRITE | *** | *** | *** | 48000 | 49000 | 21.2 | 11 | 10 | 2 | 80 |  | 207643083
SMART COMFORT | DLCMHBH24CAK | SMART COMFORT | *** | *** | *** | 24000 | 24000 | 22.3 | 12.5 | 9.6 | 1.83 | 75 |  | 207643158
SMART COMFORT | DLCMRBH36DAK | SMART COMFORT | *** | *** | *** | 36000 | 37000 | 23.1 | 10.6 | 9.6 | 1.8 | 71 |  | 207643165
PAYNE | 38MGRQ30D--3 | PAYNE | *** | *** | *** | 30000 | 28000 | 22.5 | 12 | 9.5 | 1.85 | 88 |  | 204722816
Weathermaker | 38MGRQ30D--3 | Weathermaker | *** | *** | *** | 30000 | 28000 | 22.5 | 12 | 9.5 | 1.85 | 88 |  | 205772851
MDV | M4OH-36HFN1-M-20 | MDV | *** | *** | *** | 36000 | 36400 | 21.8 | 13.6 | 9.5 | 1.75 | 60 |  | 206714978
MDV | M2OI-18HFN1-M | MDV | *** | *** | *** | 19000 | 20000 | 22 | 12.5 | 9.8 | 1.9 | 75 |  | 206716986
FRANKLIN | MST183E23MHAA | FRANKLIN | *** | *** | *** | 19000 | 20000 | 22 | 12.5 | 9.8 | 1.9 | 75 |  | 206764068
MRCOOL | DIY-MULTI2-18HP230C | MRCOOL | *** | *** | *** | 18000 | 19000 | 21.2 | 12.5 | 9.6 | 2 | 71 |  | 207339196
Convectair | 8322-C27-O | Convectair | *** | *** | *** | 28000 | 28000 | 23 | 12.5 | 10.6 | 1.8 | 95 |  | 207590849
Convectair | 8522-C48-O | Convectair | *** | *** | *** | 48000 | 49000 | 21.8 | 11.7 | 9.8 | 2 | 73 |  | 207590852
MDV | M3OJ-24HFN1-M | MDV | *** | *** | *** | 24000 | 25000 | 24.6 | 13.4 | 10 | 1.9 | 82 |  | 207617649
MDV | M4OG-30HFN1-M | MDV | *** | *** | *** | 30000 | 30000 | 26 | 13 | 9.8 | 1.8 | 97 |  | 207617652
MDV | M4OI-36HFN1-M | MDV | *** | *** | *** | 36000 | 37000 | 22.2 | 13.6 | 10.3 | 1.9 | 89 |  | 207641228
MDV | M2OA-18HFN1-M* | MDV | *** | *** | *** | 18000 | 19000 | 21 | 12.5 | 10.2 | 2 | 76 |  | 207641232
MDV | M3OJ-24HFN1-M* | MDV | *** | *** | *** | 24000 | 24000 | 22.3 | 12.5 | 9.6 | 1.83 | 75 |  | 207641233
MDV | M5OG-48HFN1-M* | MDV | *** | *** | *** | 48000 | 48000 | 21.1 | 11 | 9.5 | 1.8 | 75 |  | 207641235
MDV | M5OG-48HFN1-M-[X]-20* | MDV | *** | *** | *** | 48000 | 49000 | 21.2 | 11 | 10 | 2 | 80 |  | 207641238
NOVAIR | LEA36MZ-4P-25SK-O | NOVAIR | *** | *** | *** | 36000 | 37000 | 23.1 | 10.6 | 9.6 | 1.8 | 71 |  | 207641271
NOVAIR | LEA18MZ-2P-25SK-O | NOVAIR | *** | *** | *** | 18000 | 19000 | 21 | 12.5 | 10.2 | 2 | 76 |  | 207641276
BLUERIDGE | BMM18C | BLUERIDGE | *** | *** | *** | 18000 | 19000 | 21 | 12.5 | 10.2 | 2 | 76 |  | 207641279
BLUERIDGE | BMM36C | BLUERIDGE | *** | *** | *** | 36000 | 37000 | 23.1 | 10.6 | 9.6 | 1.8 | 71 |  | 207641286
DUOHOME | D5OG-48HFN1-M | DUOHOME | *** | *** | *** | 48000 | 48000 | 21.1 | 11 | 9.5 | 1.8 | 75 |  | 211911397
STEALTH | ES-18Z-M2B | STEALTH | *** | *** | *** | 18000 | 19000 | 22.9 | 13.9 | 10.5 | 2 | 75 |  | 212316206
TK'S | T4C-36HFN1* | TK'S | *** | *** | *** | 36000 | 37000 | 23.1 | 10.6 | 9.6 | 1.8 | 71 |  | 212528012
Nutech | N4OG-36HFN1-M | Nutech | *** | *** | *** | 36000 | 37000 | 23.1 | 10.6 | 9.6 | 1.8 | 71 |  | 212941761
Wells | WMMA-36HFMO | Wells | *** | *** | *** | 36000 | 37000 | 23.1 | 10.6 | 9.6 | 1.8 | 71 |  | 213286766
Wells | WMMA-48HFMO | Wells | *** | *** | *** | 48000 | 48000 | 21.1 | 11 | 9.5 | 1.8 | 75 |  | 213286769
NG Trade | MOBMH360C | NG Trade | *** | *** | *** | 36000 | 37000 | 23.1 | 10.6 | 9.6 | 1.8 | 71 |  | 213307868
TEMP SHIFT | TSM3OK27HFN1M | TEMP SHIFT | *** | *** | *** | 27000 | 27000 | 20.5 | 11.8 | 9.6 | 1.8 | 83 |  | 213479392
SENVILLE | SENA-18HF-MOB | SENVILLE | *** | *** | *** | 19000 | 20000 | 22 | 12.5 | 9.8 | 1.9 | 75 |  | 213732650
SENVILLE | SENA-48HF-MOB | SENVILLE | *** | *** | *** | 48000 | 49000 | 21.8 | 11.7 | 9.8 | 2 | 73 |  | 213732659
AI AIR CONDITIONING | A5MO22-55N1-M1H | AI AIR CONDITIONING | *** | *** | *** | 55000 | 55000 | 20 | 10.5 | 9.5 | 1.8 | 63 |  | 213769964
Mitsutomo | HO-MT28-AC-Q | Mitsutomo | *** | *** | *** | 27000 | 27000 | 20.5 | 11.8 | 9.6 | 1.8 | 83 |  | 213785765
E COLD | ECOLD-C55-MS-G0001 | E COLD | *** | *** | *** | 55000 | 55000 | 20.2 | 10.5 | 9.6 | 1.8 | 66 |  | 213828448
TRUST AIR CONDITIONERS | M5H60H/O4S4P | TRUST AIR CONDITIONERS | *** | *** | *** | 55000 | 55000 | 22 | 10.5 | 9.5 | 1.9 | 63 |  | 213867403
SLIMAIR | SHC4Z36VE2AG | SLIMAIR | *** | *** | *** | 36000 | 37000 | 20 | 12.5 | 9.7 | 1.9 | 95 |  | 213886044
COMFORT-AIRE | A-VMH36QV-1A | COMFORT-AIRE | *** | *** | *** | 36000 | 36000 | 22.4 | 12.5 | 10.9 | 2 | 76 |  | 214377756
Kepler | ODUM2OI-18HFN1-M | Kepler | *** | *** | *** | 19000 | 20000 | 22 | 12.5 | 9.8 | 1.9 | 75 |  | 214377776
FRANKLIN | MST483F25MHAA | FRANKLIN | *** | *** | *** | 48000 | 49000 | 21.8 | 11.7 | 9.8 | 2 | 73 |  | 214383448
ICONIC AIR SOLUTION | ICMZ48EK | ICONIC AIR SOLUTION | *** | *** | *** | 48000 | 49000 | 21.2 | 11 | 10 | 2 | 80 |  | 214389533
BLUERIDGE | BMM48HHC | BLUERIDGE | *** | *** | *** | 48000 | 49000 | 21.2 | 11 | 10 | 2 | 80 |  | 207641300
LBG Products | LMUHB27DO | LBG Products | *** | *** | *** | 28000 | 28000 | 22.6 | 11.8 | 9.8 | 1.8 | 91 |  | 207641320
CARRIER | 38MGHBQ24CA3 | CARRIER | *** | *** | *** | 24000 | 25000 | 24.6 | 13.4 | 10 | 1.9 | 82 |  | 207642879
CARRIER | 38MGHBQ30DA3 | CARRIER | *** | *** | *** | 30000 | 30000 | 26 | 13 | 9.8 | 1.8 | 97 |  | 207642882
CARRIER | 38MGHBQ48EA3 | CARRIER | *** | *** | *** | 48000 | 49000 | 21.8 | 11.7 | 9.8 | 2 | 73 |  | 207642888
BRYANT | 38MGRBQ18BA3 | BRYANT | *** | *** | *** | 18000 | 19000 | 22.9 | 13.9 | 10.5 | 2 | 75 |  | 207642897
BRYANT | 38MGHBQ24CA3 | BRYANT | *** | *** | *** | 24000 | 25000 | 24.6 | 13.4 | 10 | 1.9 | 82 |  | 207642900
PAYNE | 38MGRBQ18BA3 | PAYNE | *** | *** | *** | 18000 | 19000 | 22.9 | 13.9 | 10.5 | 2 | 75 |  | 207642918
PAYNE | 38MGHBQ24CA3 | PAYNE | *** | *** | *** | 24000 | 25000 | 24.6 | 13.4 | 10 | 1.9 | 82 |  | 207642921
PAYNE | 38MGHBQ36DA3 | PAYNE | *** | *** | *** | 36000 | 37000 | 22.2 | 13.6 | 10.3 | 1.9 | 89 |  | 207642933
Weathermaker | 38MGRBQ18BA3 | Weathermaker | *** | *** | *** | 18000 | 19000 | 22.9 | 13.9 | 10.5 | 2 | 75 |  | 207642939
MIDEA | 38MGHBQ24CA3 | MIDEA | *** | *** | *** | 24000 | 25000 | 24.6 | 13.4 | 10 | 1.9 | 82 |  | 207642963
MIDEA | 38MGHBQ48EA3 | MIDEA | *** | *** | *** | 48000 | 49000 | 21.8 | 11.7 | 9.8 | 2 | 73 |  | 207642972
ARCOAIRE | DLCMHBH24CAK | ARCOAIRE | *** | *** | *** | 24000 | 24000 | 22.3 | 12.5 | 9.6 | 1.83 | 75 |  | 207642990
ARCOAIRE | DLCMHBH48EAK | ARCOAIRE | *** | *** | *** | 48000 | 49000 | 21.2 | 11 | 10 | 2 | 80 |  | 207642999
ARCOAIRE | DLCMHBH36DAK | ARCOAIRE | *** | *** | *** | 36000 | 37000 | 20 | 12.5 | 9.7 | 1.9 | 95 |  | 207643002
COMFORTMAKER | DLCMRBH48EAK | COMFORTMAKER | *** | *** | *** | 48000 | 48000 | 21.1 | 11 | 9.5 | 1.8 | 75 |  | 207643026
DAY & NIGHT | DLCMRBH18BAK | DAY & NIGHT | *** | *** | *** | 18000 | 19000 | 21 | 12.5 | 10.2 | 2 | 76 |  | 207643029
DAY & NIGHT | DLCMHBH24CAK | DAY & NIGHT | *** | *** | *** | 24000 | 24000 | 22.3 | 12.5 | 9.6 | 1.83 | 75 |  | 207643032
DAY & NIGHT | DLCMRBH36DAK | DAY & NIGHT | *** | *** | *** | 36000 | 37000 | 23.1 | 10.6 | 9.6 | 1.8 | 71 |  | 207643039
DAY & NIGHT | DLCMHBH48EAK | DAY & NIGHT | *** | *** | *** | 48000 | 49000 | 21.2 | 11 | 10 | 2 | 80 |  | 207643041
DAY & NIGHT | DLCMHBH36DAK | DAY & NIGHT | *** | *** | *** | 36000 | 37000 | 20 | 12.5 | 9.7 | 1.9 | 95 |  | 207643044
HEIL | DLCMRBH36DAK | HEIL | *** | *** | *** | 36000 | 37000 | 23.1 | 10.6 | 9.6 | 1.8 | 71 |  | 207643060
HEIL | DLCMRBH48EAK | HEIL | *** | *** | *** | 48000 | 48000 | 21.1 | 11 | 9.5 | 1.8 | 75 |  | 207643068
KEEPRITE | DLCMRBH18BAK | KEEPRITE | *** | *** | *** | 18000 | 19000 | 21 | 12.5 | 10.2 | 2 | 76 |  | 207643071
KEEPRITE | DLCMHBH24CAK | KEEPRITE | *** | *** | *** | 24000 | 24000 | 22.3 | 12.5 | 9.6 | 1.83 | 75 |  | 207643074
KEEPRITE | DLCMRBH36DAK | KEEPRITE | *** | *** | *** | 36000 | 37000 | 23.1 | 10.6 | 9.6 | 1.8 | 71 |  | 207643081
KEEPRITE | DLCMHBH36DAK | KEEPRITE | *** | *** | *** | 36000 | 37000 | 20 | 12.5 | 9.7 | 1.9 | 95 |  | 207643086
KENMORE | DLCMRBH18BAK | KENMORE | *** | *** | *** | 18000 | 19000 | 21 | 12.5 | 10.2 | 2 | 76 |  | 207643092
KENMORE | DLCMHBH24CAK | KENMORE | *** | *** | *** | 24000 | 24000 | 22.3 | 12.5 | 9.6 | 1.83 | 75 |  | 207643095
MIDEA | DLCMRBH36DAK | MIDEA | *** | *** | *** | 36000 | 37000 | 23.1 | 10.6 | 9.6 | 1.8 | 71 |  | 207643123
MIDEA | DLCMHBH48EAK | MIDEA | *** | *** | *** | 48000 | 49000 | 21.2 | 11 | 10 | 2 | 80 |  | 207643125
TEMPSTAR | DLCMRBH18BAK | TEMPSTAR | *** | *** | *** | 18000 | 19000 | 21 | 12.5 | 10.2 | 2 | 76 |  | 207643134
TEMPSTAR | DLCMRBH48EAK | TEMPSTAR | *** | *** | *** | 48000 | 48000 | 21.1 | 11 | 9.5 | 1.8 | 75 |  | 207643152
SMART COMFORT | DLCMRBH48EAK | SMART COMFORT | *** | *** | *** | 48000 | 48000 | 21.1 | 11 | 9.5 | 1.8 | 75 |  | 207643173
AIRQUEST | DLCMHBH24CAK | AIRQUEST | *** | *** | *** | 24000 | 24000 | 22.3 | 12.5 | 9.6 | 1.83 | 75 |  | 207643179
PERFECTAIRE | 3PAMS36-HH-MZO4 | PERFECTAIRE | *** | *** | *** | 36000 | 37000 | 20 | 12.5 | 9.7 | 1.9 | 95 |  | 207657341
PERFECTAIRE | 3PAMS48-HH-MZO5 | PERFECTAIRE | *** | *** | *** | 48000 | 49000 | 21.2 | 11 | 10 | 2 | 80 |  | 207657344
PERFECTAIRE | 3PAMSH48-MZO5 | PERFECTAIRE | *** | *** | *** | 48000 | 48000 | 21.1 | 11 | 9.5 | 1.8 | 75 |  | 207657356
KARDA | 3KARDA18MZ2 | KARDA | *** | *** | *** | 18000 | 19000 | 21 | 12.5 | 10.2 | 2 | 76 |  | 207657359
KERR | A-KMH28TV-1 | KERR | *** | *** | *** | 28000 | 28000 | 23 | 12.5 | 10.6 | 1.8 | 95 |  | 207657601
COMFORT-AIRE | A-VMH36QV-1 | COMFORT-AIRE | *** | *** | *** | 36000 | 37000 | 22.2 | 13.6 | 10.3 | 1.9 | 89 |  | 207657615
COMFORT-AIRE | A-VMH48PV-1 | COMFORT-AIRE | *** | *** | *** | 48000 | 49000 | 21.8 | 11.7 | 9.8 | 2 | 73 |  | 207657617
Convectair | 8422-C36-O | Convectair | *** | *** | *** | 36000 | 37000 | 22.2 | 13.6 | 10.3 | 1.9 | 89 |  | 207657622
COMFORTSTAR | CVH-18-2SH | COMFORTSTAR | *** | *** | *** | 19000 | 20000 | 22 | 12.5 | 9.8 | 1.9 | 75 |  | 207658976
COMFORTSTAR | CVH-48-5SH | COMFORTSTAR | *** | *** | *** | 48000 | 49000 | 21.8 | 11.7 | 9.8 | 2 | 73 |  | 207658984
CanAir | C28MC548H21 | CanAir | *** | *** | *** | 48000 | 49000 | 21.8 | 11.7 | 9.8 | 2 | 73 |  | 207683271
MIDEA | MMCMHAQ24CA3 | MIDEA | *** | *** | *** | 24000 | 25000 | 24.6 | 13.4 | 10 | 1.9 | 82 |  | 207683474
MIDEA | MMCMHAQ30DA3 | MIDEA | *** | *** | *** | 30000 | 30000 | 26 | 13 | 9.8 | 1.8 | 97 |  | 207683477
YONAN | YSMO-36HRN1 | YONAN | *** | *** | *** | 36000 | 37000 | 23.1 | 10.6 | 9.6 | 1.8 | 71 |  | 207691827
YONAN | YSMO-48HRN1 | YONAN | *** | *** | *** | 48000 | 48000 | 21.1 | 11 | 9.5 | 1.8 | 75 |  | 207691830
KANIONco | KWSMO-48R410AIHMV | KANIONco | *** | *** | *** | 48000 | 48000 | 21.1 | 11 | 9.5 | 1.8 | 75 |  | 207691852
FRANKLIN | MST273F25MHAA | FRANKLIN | *** | *** | *** | 27000 | 27000 | 21.8 | 12.2 | 10 | 1.8 | 85 |  | 214383442
ICONIC AIR SOLUTION | ICMZ36DK | ICONIC AIR SOLUTION | *** | *** | *** | 36000 | 37000 | 20 | 12.5 | 9.7 | 1.9 | 95 |  | 214389530
CENTURY | A-VMH48PV-1 | CENTURY | *** | *** | *** | 48000 | 49000 | 21.8 | 11.7 | 9.8 | 2 | 73 |  | 214442637
InfinityLiving | EZ-27Z-M3 | InfinityLiving | *** | *** | *** | 27000 | 27000 | 22 | 12 | 9.5 | 1.9 | 74 |  | 214810597
SMART COMFORT | DLCMHBH36DAK | SMART COMFORT | *** | *** | *** | 36000 | 37000 | 20 | 12.5 | 9.7 | 1.9 | 95 |  | 207643170
NAPOLEON | NDHAM-28-O | NAPOLEON | *** | *** | *** | 28000 | 28000 | 22.6 | 11.8 | 9.8 | 1.8 | 91 |  | 207683238
MIDEA | MMCMRAQ18BA3 | MIDEA | *** | *** | *** | 18000 | 19000 | 22.9 | 13.9 | 10.5 | 2 | 75 |  | 207683471
C&H | CH-HPR19M-230VO | C&H | *** | *** | *** | 19000 | 20000 | 22 | 12.5 | 9.8 | 1.9 | 75 |  | 207742373
MOOVAIR | DMA18HOM23230X2 | MOOVAIR | *** | *** | *** | 18000 | 19000 | 22.9 | 13.9 | 10.5 | 2 | 75 |  | 207742529
MOOVAIR | DMA48HOM25230X3 | MOOVAIR | *** | *** | *** | 48000 | 49000 | 21.8 | 11.7 | 9.8 | 2 | 73 |  | 207742550
BOSCH | BMS500-AAM018-1CSXHC | BOSCH | *** | *** | *** | 19000 | 20000 | 22 | 12.5 | 9.8 | 1.9 | 75 |  | 207760033
LENNOX | MPC018S4M-1P | LENNOX | *** | *** | *** | 17800 | 19000 | 22.9 | 13.9 | 10.5 | 2 | 75 |  | 207768721
LENNOX | MLB018S4M-1P | LENNOX | *** | *** | *** | 19000 | 20000 | 21.7 | 12.5 | 9.8 | 1.9 | 75 |  | 207768727
Durastar | DRA2U18M1B | Durastar | *** | *** | *** | 18000 | 19000 | 21 | 12.5 | 10.2 | 2 | 76 |  | 207787171
SUNCHILLERS | M18ODU-UL2P | SUNCHILLERS | *** | *** | *** | 18000 | 19000 | 22.9 | 13.9 | 10.5 | 2 | 75 |  | 207804198
1HVAC | ACIQ-36Z-HH-M4B | 1HVAC | *** | *** | *** | 36000 | 37000 | 22.2 | 13.6 | 10.3 | 1.9 | 89 |  | 207825570
ACIQ | ACIQ-36Z-HH-M4B | ACIQ | *** | *** | *** | 36000 | 37000 | 22.2 | 13.6 | 10.3 | 1.9 | 89 |  | 207825582
DIYCOOL | ACIQ-27Z-HH-M3B | DIYCOOL | *** | *** | *** | 28000 | 28000 | 23 | 12.5 | 10.6 | 1.8 | 95 |  | 207825591
AC PRO.COM | A2OA-18HFN1-M | AC PRO.COM | *** | *** | *** | 18000 | 19000 | 22.9 | 13.9 | 10.5 | 2 | 75 |  | 207827133
Armstrong Air | 4DHP2S36M-1P | Armstrong Air | *** | *** | *** | 36000 | 37000 | 23.9 | 11.7 | 9.5 | 1.8 | 72 |  | 208106821
CONCORD | 4DHP2S36M-1P | CONCORD | *** | *** | *** | 36000 | 37000 | 23.9 | 11.7 | 9.5 | 1.8 | 72 |  | 208106836
Alsetria | M3OJ-27HFN1-M | Alsetria | *** | *** | *** | 28000 | 28000 | 24.6 | 12.7 | 9.5 | 2 | 75 |  | 208121908
PIONEER | YN040GMFI22M4E | PIONEER | *** | *** | *** | 36000 | 37000 | 23.1 | 10.6 | 9.6 | 1.8 | 71 |  | 208121967
SEA BREEZE+ | HMZ28H424ZMO | SEA BREEZE+ | *** | *** | *** | 28000 | 28000 | 22.6 | 11.8 | 9.8 | 1.8 | 91 |  | 208128294
MDV | M3OJ-27HFN1-M | MDV | *** | *** | *** | 28000 | 28000 | 24.6 | 12.7 | 9.5 | 2 | 75 |  | 206714975
MDV | M2OA-18HFN1-MQ1 | MDV | *** | *** | *** | 18000 | 19000 | 21.2 | 12.5 | 9.6 | 2 | 71 |  | 207339191
MDV | M3OI-24HFN1-M | MDV | *** | *** | *** | 24000 | 24000 | 23.7 | 12.8 | 10.8 | 1.8 | 100 |  | 207617655
MDV | M4OI-36HFN1-M* | MDV | *** | *** | *** | 36000 | 37000 | 20 | 12.5 | 9.7 | 1.9 | 95 |  | 207641237
LBG Products | LMHB48DO | LBG Products | *** | *** | *** | 48000 | 48000 | 21.1 | 11 | 9.5 | 1.8 | 75 |  | 207641313
BRYANT | 38MGHBQ30DA3 | BRYANT | *** | *** | *** | 30000 | 30000 | 26 | 13 | 9.8 | 1.8 | 97 |  | 207642903
BRYANT | 38MGHBQ36DA3 | BRYANT | *** | *** | *** | 36000 | 37000 | 22.2 | 13.6 | 10.3 | 1.9 | 89 |  | 207642912
Breeze33 | BZ33-HP182Z2-G2-P | Breeze33 | *** | *** | *** | 18000 | 19000 | 22.9 | 13.9 | 10.5 | 2 | 75 |  | 207862086
MIRAGE | OVMH361B | MIRAGE | *** | *** | *** | 36000 | 37000 | 23.1 | 10.6 | 9.6 | 1.8 | 71 |  | 207862057
Breeze33 | BZ33-HP364Z2-G2-P | Breeze33 | *** | *** | *** | 36000 | 37000 | 23.9 | 11.7 | 9.5 | 1.8 | 72 |  | 207862092
MIDEA | 38MGRQ30D--3 | MIDEA | *** | *** | *** | 30000 | 28000 | 22.5 | 12 | 9.5 | 1.85 | 88 |  | 204722815
MDV | M5OG-42HFN1-M-[X] | MDV | *** | *** | *** | 42000 | 43000 | 22.3 | 11.7 | 10.5 | 2 | 105 |  | 207617657
BLUERIDGE | BMM36HHC | BLUERIDGE | *** | *** | *** | 36000 | 37000 | 20 | 12.5 | 9.7 | 1.9 | 95 |  | 207641297
SENVILLE | SENA/18HF/MOQ | SENVILLE | *** | *** | *** | 18000 | 19000 | 22.9 | 13.9 | 10.5 | 2 | 75 |  | 207641329
CARRIER | 38MGRBQ36DA3 | CARRIER | *** | *** | *** | 36000 | 37000 | 23.9 | 11.7 | 9.5 | 1.8 | 72 |  | 207642885
Weathermaker | 38MGRBQ36DA3 | Weathermaker | *** | *** | *** | 36000 | 37000 | 23.9 | 11.7 | 9.5 | 1.8 | 72 |  | 207642948
ARCOAIRE | DLCMRBH18BAK | ARCOAIRE | *** | *** | *** | 18000 | 19000 | 21 | 12.5 | 10.2 | 2 | 76 |  | 207642987
COMFORTMAKER | DLCMRBH18BAK | COMFORTMAKER | *** | *** | *** | 18000 | 19000 | 21 | 12.5 | 10.2 | 2 | 76 |  | 207643008
KENMORE | DLCMRBH48EAK | KENMORE | *** | *** | *** | 48000 | 48000 | 21.1 | 11 | 9.5 | 1.8 | 75 |  | 207643110
MIDEA | DLCMHBH24CAK | MIDEA | *** | *** | *** | 24000 | 24000 | 22.3 | 12.5 | 9.6 | 1.83 | 75 |  | 207643116
TEMPSTAR | DLCMHBH36DAK | TEMPSTAR | *** | *** | *** | 36000 | 37000 | 20 | 12.5 | 9.7 | 1.9 | 95 |  | 207643149
AIRQUEST | DLCMRBH36DAK | AIRQUEST | *** | *** | *** | 36000 | 37000 | 23.1 | 10.6 | 9.6 | 1.8 | 71 |  | 207643186
AIRQUEST | DLCMRBH48EAK | AIRQUEST | *** | *** | *** | 48000 | 48000 | 21.1 | 11 | 9.5 | 1.8 | 75 |  | 207643194
PERFECTAIRE | 3PAMS27-HH-MZO3 | PERFECTAIRE | *** | *** | *** | 28000 | 28000 | 22.6 | 11.8 | 9.8 | 1.8 | 91 |  | 207657339
COMFORTSTAR | CMZ-18-2Z | COMFORTSTAR | *** | *** | *** | 18000 | 19000 | 22.9 | 13.9 | 10.5 | 2 | 75 |  | 207658964
COMFORTSTAR | CMZ-48-4Z | COMFORTSTAR | *** | *** | *** | 36000 | 37000 | 23.9 | 11.7 | 9.5 | 1.8 | 72 |  | 207658970
COMFORTSTAR | CVH-27-3SH | COMFORTSTAR | *** | *** | *** | 28000 | 28000 | 23 | 12.5 | 10.6 | 1.8 | 95 |  | 207658979
COMFORTSTAR | CVH-36-4SH | COMFORTSTAR | *** | *** | *** | 36000 | 37000 | 22.2 | 13.6 | 10.3 | 1.9 | 89 |  | 207658982
CanAir | C28MC324H21 | CanAir | *** | *** | *** | 24000 | 25000 | 24.6 | 13.4 | 10 | 1.9 | 82 |  | 207683265
MDV | M3OJ-24HFN1-M-L | MDV | *** | *** | *** | 24000 | 24800 | 24.6 | 13.4 | 10 | 1.93 | 60 |  | 207699113
C&H | CH-HPR28M-230VO | C&H | *** | *** | *** | 28000 | 28000 | 23 | 12.5 | 10.6 | 1.8 | 95 |  | 207742376
C&H | CH-HPR48M-230VO | C&H | *** | *** | *** | 48000 | 49000 | 21.8 | 11.7 | 9.8 | 2 | 73 |  | 207742381
AURORA | AU-MU48-2A-U | AURORA | *** | *** | *** | 48000 | 48000 | 21.1 | 11 | 9.5 | 1.8 | 75 |  | 207743716
DIRECT AIR | DIRM-18HXPRO28-2Z | DIRECT AIR | *** | *** | *** | 19000 | 20000 | 22 | 12.5 | 9.8 | 1.9 | 75 |  | 207743785
SUNCHILLERS | M27ODU-UL2P | SUNCHILLERS | *** | *** | *** | 28000 | 28000 | 24.6 | 12.7 | 9.5 | 2 | 75 |  | 207804189
SUNCHILLERS | M36ODU-UL2P | SUNCHILLERS | *** | *** | *** | 36000 | 37000 | 23.9 | 11.7 | 9.5 | 1.8 | 72 |  | 207804192
ECO AC | EMH-4O36BB | ECO AC | *** | *** | *** | 36000 | 37000 | 23.1 | 10.6 | 9.6 | 1.8 | 71 |  | 207825504
DIYCOOL | ACIQ-48Z-HH-M5B | DIYCOOL | *** | *** | *** | 48000 | 49000 | 21.8 | 11.7 | 9.8 | 2 | 73 |  | 207825597
MIRAGE | OVMH481B | MIRAGE | *** | *** | *** | 48000 | 48000 | 21.1 | 11 | 9.5 | 1.8 | 75 |  | 207862060
Armstrong Air | 4DHP2S24M-1P | Armstrong Air | *** | *** | *** | 24000 | 25000 | 24.6 | 13.4 | 10 | 1.9 | 82 |  | 208106815
CONCORD | 4DHP2S18M-1P | CONCORD | *** | *** | *** | 18000 | 19000 | 22.9 | 13.9 | 10.5 | 2 | 75 |  | 208106827
Airlux | AM2M18O/2022 | Airlux | *** | *** | *** | 18000 | 19000 | 21 | 12.5 | 10.2 | 2 | 76 |  | 208119672
ECO-AIR | M4OG-36HFN1-M | ECO-AIR | *** | *** | *** | 36000 | 37000 | 23.9 | 11.7 | 9.5 | 1.8 | 72 |  | 208121874
Alsetria | M2OA-18HFN1-M | Alsetria | *** | *** | *** | 18000 | 19000 | 22.9 | 13.9 | 10.5 | 2 | 75 |  | 208121905
EMI | MHMZ218DA | EMI | *** | *** | *** | 19000 | 20000 | 22 | 12.5 | 9.8 | 1.9 | 75 |  | 208121932
SEA BREEZE+ | MZ36H424ZMO | SEA BREEZE+ | *** | *** | *** | 36000 | 37000 | 23.1 | 10.6 | 9.6 | 1.8 | 71 |  | 208128288
MDV | M5OA-55HFN1-M*(2) | MDV | *** | *** | *** | 55000 | 55000 | 20.2 | 10.5 | 9.6 | 1.8 | 66 |  | 208132547
MOOVAIR | DMA55HOM25230X3 | MOOVAIR | *** | *** | *** | 55000 | 55000 | 22 | 10.5 | 9.5 | 1.9 | 63 |  | 208136319
TRUST AIR CONDITIONERS | M2H18H/O4S4P | TRUST AIR CONDITIONERS | *** | *** | *** | 19000 | 20000 | 22 | 12.5 | 9.8 | 1.9 | 75 |  | 208284485
MRCOOL | MULTI4-36HP230B | MRCOOL | *** | *** | *** | 36000 | 37000 | 23.9 | 11.7 | 9.5 | 1.8 | 72 |  | 208552957
BLUERIDGE | BMM55C | BLUERIDGE | *** | *** | *** | 55000 | 55000 | 20.2 | 10.5 | 9.6 | 1.8 | 66 |  | 208650619
Cooper&Hunter | CH-18MES-230VO | Cooper&Hunter | *** | *** | *** | 18000 | 19000 | 22.9 | 13.9 | 10.5 | 2 | 75 |  | 210799616
Cooper&Hunter | CH-36MES-230VO | Cooper&Hunter | *** | *** | *** | 36000 | 37000 | 23.9 | 11.7 | 9.5 | 1.8 | 72 |  | 210799622
Cooper&Hunter | CH-HPR28M-230VO | Cooper&Hunter | *** | *** | *** | 28000 | 28000 | 23 | 12.5 | 10.6 | 1.8 | 95 |  | 210799631
DIAMONDAIR | DF55M2Z5 | DIAMONDAIR | *** | *** | *** | 55000 | 55000 | 20.2 | 10.5 | 9.6 | 1.8 | 66 |  | 210857286
1HVAC | ACIQ-55Z-HH-M5B | 1HVAC | *** | *** | *** | 55000 | 55000 | 22 | 10.5 | 9.5 | 1.9 | 63 |  | 210857362
1HVAC | ES-27Z-M3B | 1HVAC | *** | *** | *** | 28000 | 28000 | 24.6 | 12.7 | 9.5 | 2 | 75 |  | 210857368
1HVAC | ES-36Z-M4B | 1HVAC | *** | *** | *** | 36000 | 37000 | 23.9 | 11.7 | 9.5 | 1.8 | 72 |  | 210857371
ACIQ | ACIQ-55Z-HH-M5B | ACIQ | *** | *** | *** | 55000 | 55000 | 22 | 10.5 | 9.5 | 1.9 | 63 |  | 210857380
DIYCOOL | ES-18Z-M2B | DIYCOOL | *** | *** | *** | 18000 | 19000 | 22.9 | 13.9 | 10.5 | 2 | 75 |  | 210857401
PERFECTAIRE | 3PAMS55-HH-MZO5 | PERFECTAIRE | *** | *** | *** | 55000 | 55000 | 20 | 10.5 | 9.5 | 1.8 | 63 |  | 211253532
Mitsutomo | HO-MP48-AB-Q | Mitsutomo | *** | *** | *** | 48000 | 49000 | 21.2 | 11 | 10 | 2 | 80 |  | 211306410
Star Air Kontrol | SAK-36-22MUZ/220(OUT)* | Star Air Kontrol | *** | *** | *** | 36000 | 37000 | 23.1 | 10.6 | 9.6 | 1.8 | 71 |  | 211726670
LPS Legacy | DLCMRBH18BAK | LPS Legacy | *** | *** | *** | 18000 | 19000 | 21 | 12.5 | 10.2 | 2 | 76 |  | 211756520
LPS Legacy | DLCMHBH36DAK | LPS Legacy | *** | *** | *** | 36000 | 37000 | 20 | 12.5 | 9.7 | 1.9 | 95 |  | 211756577
KADEN | KO-PS436HP-2AAMA | KADEN | *** | *** | *** | 36000 | 37000 | 23.9 | 11.7 | 9.5 | 1.8 | 72 |  | 211793565
DUOHOME | D4OG-36HFN1-M | DUOHOME | *** | *** | *** | 36000 | 37000 | 23.1 | 10.6 | 9.6 | 1.8 | 71 |  | 211911394
PREMIUM LEVELLA | PIAWMZ368800B | PREMIUM LEVELLA | *** | *** | *** | 36000 | 37000 | 23.1 | 10.6 | 9.6 | 1.8 | 71 |  | 211991194
PREMIUM LEVELLA | PIAWMZ488800B | PREMIUM LEVELLA | *** | *** | *** | 48000 | 48000 | 21.1 | 11 | 9.5 | 1.8 | 75 |  | 211991197
Daizuki | DXFM-2723-3Z | Daizuki | *** | *** | *** | 28000 | 28000 | 24.6 | 12.7 | 9.5 | 2 | 75 |  | 211994914
PolarWave | ACIQ-18Z-HH-M2B | PolarWave | *** | *** | *** | 19000 | 20000 | 22 | 12.5 | 9.8 | 1.9 | 75 |  | 212316085
PolarWave | ACIQ-27Z-HH-M3B | PolarWave | *** | *** | *** | 28000 | 28000 | 23 | 12.5 | 10.6 | 1.8 | 95 |  | 212316088
STEALTH | ACIQ-18Z-HH-M2B | STEALTH | *** | *** | *** | 19000 | 20000 | 22 | 12.5 | 9.8 | 1.9 | 75 |  | 212316171
STEALTH | ACIQ-27Z-HH-M3B | STEALTH | *** | *** | *** | 28000 | 28000 | 23 | 12.5 | 10.6 | 1.8 | 95 |  | 212316174
STEALTH | ACIQ-36Z-HH-M4B | STEALTH | *** | *** | *** | 36000 | 37000 | 22.2 | 13.6 | 10.3 | 1.9 | 89 |  | 212316177
DAY & NIGHT | DLCMRAH27CAK | DAY & NIGHT | *** | *** | *** | 27000 | 27000 | 22 | 11.5 | 9.6 | 2.06 | 66 |  | 201835621
MDV | M3OI-28HFN1-M | MDV | *** | *** | *** | 28000 | 28000 | 23 | 12.5 | 10.6 | 1.8 | 95 |  | 206714976
Convectair | 8222-C18-O | Convectair | *** | *** | *** | 19000 | 20000 | 22 | 12.5 | 9.8 | 1.9 | 75 |  | 207590846
LBG Products | LMHB36DO | LBG Products | *** | *** | *** | 36000 | 37000 | 23.1 | 10.6 | 9.6 | 1.8 | 71 |  | 207641311
LBG Products | LMUHB36DO | LBG Products | *** | *** | *** | 36000 | 37000 | 20 | 12.5 | 9.7 | 1.9 | 95 |  | 207641322
STEALTH | ACIQ-55Z-HH-M5B | STEALTH | *** | *** | *** | 55000 | 55000 | 22 | 10.5 | 9.5 | 1.9 | 63 |  | 212316203
MDV | M3OK-27HFN1-M | MDV | *** | *** | *** | 27000 | 27000 | 21.8 | 12.2 | 10 | 1.8 | 85 |  | 212360172
YONAN | YSMO-48HFN1 | YONAN | *** | *** | *** | 48000 | 48000 | 21.1 | 11 | 9.5 | 1.8 | 75 |  | 212615078
Custom Comfort | CCOXHAMZ327HP | Custom Comfort | *** | *** | *** | 27000 | 27000 | 21.8 | 12.2 | 10 | 1.8 | 85 |  | 212631690
Bladex | B50G-48SPHP1 | Bladex | *** | *** | *** | 48000 | 49000 | 21.2 | 11 | 10 | 2 | 80 |  | 212920656
Bladex | B50A-55SPHP1 | Bladex | *** | *** | *** | 55000 | 55000 | 20 | 10.5 | 9.5 | 1.8 | 63 |  | 212920659
NOVAIR | LEA36MZ-4P-35SK-O* | NOVAIR | *** | *** | *** | 36000 | 37000 | 22.2 | 13.6 | 10.3 | 1.9 | 89 |  | 212920682
CENTURY | A-VMH18DV-1 | CENTURY | *** | *** | *** | 19000 | 20000 | 22 | 12.5 | 9.8 | 1.9 | 75 |  | 212940821
Nutech | N5OA-55HFN1-M | Nutech | *** | *** | *** | 55000 | 55000 | 20.2 | 10.5 | 9.6 | 1.8 | 66 |  | 212941767
COVAC | M5OG-48HFN1-M | COVAC | *** | *** | *** | 48000 | 48000 | 21.1 | 11 | 9.5 | 1.8 | 75 |  | 213081436
ECO AC | EMH-5O48BBH | ECO AC | *** | *** | *** | 48000 | 49000 | 21.2 | 11 | 10 | 2 | 80 |  | 213088006
Wells | WMMA-18HFMO | Wells | *** | *** | *** | 18000 | 19000 | 21 | 12.5 | 10.2 | 2 | 76 |  | 213286760
NG Trade | MOBMH180C | NG Trade | *** | *** | *** | 18000 | 19000 | 21 | 12.5 | 10.2 | 2 | 76 |  | 213307862
Bladex | B40XS-36SPHP1 | Bladex | *** | *** | *** | 36000 | 36000 | 21 | 12 | 10.9 | 1.95 | 76 |  | 213307893
Wells | WMCA-36HFMO | Wells | *** | *** | *** | 36000 | 36000 | 21 | 12 | 10.9 | 1.95 | 76 |  | 213307896
SENVILLE | SENA/36HF/MOQ | SENVILLE | *** | *** | *** | 36000 | 37000 | 23.9 | 11.7 | 9.5 | 1.8 | 72 |  | 207641335
Weathermaker | 38MGHBQ36DA3 | Weathermaker | *** | *** | *** | 36000 | 37000 | 22.2 | 13.6 | 10.3 | 1.9 | 89 |  | 207642954
ARCOAIRE | DLCMRBH48EAK | ARCOAIRE | *** | *** | *** | 48000 | 48000 | 21.1 | 11 | 9.5 | 1.8 | 75 |  | 207643005
HEIL | DLCMHBH24CAK | HEIL | *** | *** | *** | 24000 | 24000 | 22.3 | 12.5 | 9.6 | 1.83 | 75 |  | 207643053
HEIL | DLCMHBH48EAK | HEIL | *** | *** | *** | 48000 | 49000 | 21.2 | 11 | 10 | 2 | 80 |  | 207643062
KEEPRITE | DLCMRBH48EAK | KEEPRITE | *** | *** | *** | 48000 | 48000 | 21.1 | 11 | 9.5 | 1.8 | 75 |  | 207643089
KENMORE | DLCMHBH36DAK | KENMORE | *** | *** | *** | 36000 | 37000 | 20 | 12.5 | 9.7 | 1.9 | 95 |  | 207643107
MIDEA | DLCMRBH18BAK | MIDEA | *** | *** | *** | 18000 | 19000 | 21 | 12.5 | 10.2 | 2 | 76 |  | 207643113
TEMPSTAR | DLCMHBH48EAK | TEMPSTAR | *** | *** | *** | 48000 | 49000 | 21.2 | 11 | 10 | 2 | 80 |  | 207643146
Bladex | B30K-27SPHP1 | Bladex | *** | *** | *** | 27000 | 27000 | 20.5 | 11.8 | 9.6 | 1.8 | 83 |  | 212920651
Nutech | N5OG-48HFN1-M | Nutech | *** | *** | *** | 48000 | 48000 | 21.1 | 11 | 9.5 | 1.8 | 75 |  | 212941764
Star Air Kontrol | SAK-60-20MUZ/220(OUT) | Star Air Kontrol | *** | *** | *** | 55000 | 55000 | 20.2 | 10.5 | 9.6 | 1.8 | 66 |  | 213081464
Airlux | AM5M48O/2022 | Airlux | *** | *** | *** | 48000 | 48000 | 21.1 | 11 | 9.5 | 1.8 | 75 |  | 213199194
Wells | WMCA-55HFMO | Wells | *** | *** | *** | 55000 | 55000 | 20 | 10.5 | 9.5 | 1.8 | 63 |  | 213286784
CONTINENTAL | CDHAM-28-O | CONTINENTAL | *** | *** | *** | 28000 | 28000 | 22.6 | 11.8 | 9.8 | 1.8 | 91 |  | 213386541
CanAir | C28MC436H22 | CanAir | *** | *** | *** | 36000 | 37000 | 22.2 | 13.6 | 10.3 | 1.9 | 89 |  | 213479407
SENVILLE | SENA-28HF-MOB | SENVILLE | *** | *** | *** | 28000 | 28000 | 23 | 12.5 | 10.6 | 1.8 | 95 |  | 213732653
AI AIR CONDITIONING | A5MO22-48N1-M1H | AI AIR CONDITIONING | *** | *** | *** | 48000 | 49000 | 21.2 | 11 | 10 | 2 | 80 |  | 213769961
CTMorley | MOU-5A55H-2 | CTMorley | *** | *** | *** | 55000 | 55000 | 20 | 10.5 | 9.5 | 1.8 | 63 |  | 209864939
AIRDACH | AMSH1800VM1-D | AIRDACH | *** | *** | *** | 18000 | 19000 | 21 | 12.5 | 10.2 | 2 | 76 |  | 210474671
AIRDACH | AMSH3600VM1-D | AIRDACH | *** | *** | *** | 36000 | 37000 | 23.1 | 10.6 | 9.6 | 1.8 | 71 |  | 210474677
Cooper&Hunter | CH-HPR55M-230VO | Cooper&Hunter | *** | *** | *** | 55000 | 55000 | 22 | 10.5 | 9.5 | 1.9 | 63 |  | 210799644
DIYCOOL | ACIQ-55Z-HH-M5B | DIYCOOL | *** | *** | *** | 55000 | 55000 | 22 | 10.5 | 9.5 | 1.9 | 63 |  | 210857398
Mitsutomo | HO-MP55-AB-Q | Mitsutomo | *** | *** | *** | 55000 | 55000 | 20 | 10.5 | 9.5 | 1.8 | 63 |  | 211306413
LPS Legacy | DLCMRBH36DAK | LPS Legacy | *** | *** | *** | 36000 | 37000 | 23.1 | 10.6 | 9.6 | 1.8 | 71 |  | 211756502
LPS Legacy | DLCMRAH27CAK | LPS Legacy | *** | *** | *** | 27000 | 27000 | 22 | 11.5 | 9.6 | 2.06 | 66 |  | 211756528
LPS Legacy | DLCMHBH24CAK | LPS Legacy | *** | *** | *** | 24000 | 24000 | 22.3 | 12.5 | 9.6 | 1.83 | 75 |  | 211756554
Daizuki | DXFM-1823-2Z | Daizuki | *** | *** | *** | 18000 | 19000 | 22.9 | 13.9 | 10.5 | 2 | 75 |  | 211994917
KANIONco | KWSMO-36R410AIHH | KANIONco | *** | *** | *** | 36000 | 37000 | 23.1 | 10.6 | 9.6 | 1.8 | 71 |  | 212360150
BLUERIDGE | BMM27HH2C | BLUERIDGE | *** | *** | *** | 27000 | 27000 | 21.8 | 12.2 | 10 | 1.8 | 85 |  | 212360178
Custom Comfort | CCOXHAMZ218HP | Custom Comfort | *** | *** | *** | 19000 | 20000 | 22 | 12.5 | 9.8 | 1.9 | 75 |  | 212365433
Wells | WMCA-27HFMO | Wells | *** | *** | *** | 27000 | 27000 | 20.5 | 11.8 | 9.6 | 1.8 | 83 |  | 213286778
Wells | WMCA-48HFMO | Wells | *** | *** | *** | 48000 | 49000 | 21.2 | 11 | 10 | 2 | 80 |  | 213286781
MDV | M4OX630-36HFN1-M1X* | MDV | *** | *** | *** | 36000 | 36000 | 22.4 | 12.5 | 10.9 | 2 | 76 |  | 213301877
E·COLD | ECOLD-C48-MS-G0001 | E·COLD | *** | *** | *** | 48000 | 48000 | 21.1 | 11 | 9.5 | 1.8 | 75 |  | 213350757
Alsetria | M4OX630-36HFN1-M1X | Alsetria | *** | *** | *** | 36000 | 36000 | 21 | 12 | 10.9 | 1.95 | 76 |  | 213307912
ECO-AIR | M4OX630-36HFN1-M1X | ECO-AIR | *** | *** | *** | 36000 | 36000 | 21 | 12 | 10.9 | 1.95 | 76 |  | 213307915
E·COLD | ECOLD-C55-MS-G0001 | E·COLD | *** | *** | *** | 55000 | 55000 | 20.2 | 10.5 | 9.6 | 1.8 | 66 |  | 213350760
CONTINENTAL | CDHAM-36-O | CONTINENTAL | *** | *** | *** | 36000 | 37000 | 20 | 12.5 | 9.7 | 1.9 | 95 |  | 213386544
TEMP SHIFT | TSM5OA55HFN1M[X] | TEMP SHIFT | *** | *** | *** | 55000 | 55000 | 20 | 10.5 | 9.5 | 1.8 | 63 |  | 213479401
CanAir | C28MC218H22 | CanAir | *** | *** | *** | 19000 | 20000 | 22 | 12.5 | 9.8 | 1.9 | 75 |  | 213479410
SLIMAIR | SHC5Z48VE2AG | SLIMAIR | *** | *** | *** | 48000 | 49000 | 21.2 | 11 | 10 | 2 | 80 |  | 213886047
SLIMAIR | SHC5Z55VE2AG | SLIMAIR | *** | *** | *** | 55000 | 55000 | 20 | 10.5 | 9.5 | 1.8 | 63 |  | 213886050
Nutech | N2OA-55HFN1-M | Nutech | *** | *** | *** | 55000 | 55000 | 20.2 | 10.5 | 9.6 | 1.8 | 66 |  | 213916275
QUEBEC VAIR | NE-T53-MULTI36E | QUEBEC VAIR | *** | *** | *** | 36000 | 37000 | 22.2 | 13.6 | 10.3 | 1.9 | 89 |  | 213927616
MAXI AIR | NE-T53-MULTI28E | MAXI AIR | *** | *** | *** | 28000 | 28000 | 23 | 12.5 | 10.6 | 1.8 | 95 |  | 213927619
Bladex | B30I-28SPHP1 | Bladex | *** | *** | *** | 28000 | 28000 | 22.6 | 11.8 | 9.8 | 1.8 | 91 |  | 214065608
Bladex | B20I-18SPHP1* | Bladex | *** | *** | *** | 19000 | 20000 | 22 | 12.5 | 9.8 | 1.9 | 75 |  | 214232411
Bladex | B50G-48SPHP1* | Bladex | *** | *** | *** | 48000 | 49000 | 21.8 | 11.7 | 9.8 | 2 | 73 |  | 214232426
Bladex | B50A-55SPHP1* | Bladex | *** | *** | *** | 55000 | 55000 | 22 | 10.5 | 9.5 | 1.9 | 63 |  | 214232429
Kepler | ODUM3OK-27HFN1-M | Kepler | *** | *** | *** | 27000 | 27000 | 21.8 | 12.2 | 10 | 1.8 | 85 |  | 214377779
ICONIC AIR SOLUTION | ICMZ60EK | ICONIC AIR SOLUTION | *** | *** | *** | 55000 | 55000 | 20 | 10.5 | 9.5 | 1.8 | 63 |  | 214389536
Multi MFG | 28MPC3-HH-A | Multi MFG | *** | *** | *** | 28000 | 28000 | 23 | 12.5 | 10.6 | 1.8 | 95 |  | 214432060
TKS | T4C-36MODU | TKS | *** | *** | *** | 36000 | 37000 | 23.1 | 10.6 | 9.6 | 1.8 | 71 |  | 214594929
TKS | T5C-48MODU | TKS | *** | *** | *** | 48000 | 48000 | 21.1 | 11 | 9.5 | 1.8 | 75 |  | 214594932
Multi MFG | 27MPC3-XX-A | Multi MFG | *** | *** | *** | 28000 | 28000 | 24.6 | 12.7 | 9.5 | 2 | 75 |  | 214797724
PolarWave | EZ-27Z-M3 | PolarWave | *** | *** | *** | 27000 | 27000 | 22 | 12 | 9.5 | 1.9 | 74 |  | 214810609
COMFORTSTAR | CMZ-27-3Z | COMFORTSTAR | *** | *** | *** | 28000 | 28000 | 24.6 | 12.7 | 9.5 | 2 | 75 |  | 207658967
NAPOLEON | NDHAM-36-O | NAPOLEON | *** | *** | *** | 36000 | 37000 | 20 | 12.5 | 9.7 | 1.9 | 95 |  | 207683241
MIDEA | MMCMRAQ36DA3 | MIDEA | *** | *** | *** | 36000 | 37000 | 23.9 | 11.7 | 9.5 | 1.8 | 72 |  | 207683480
MIDEA | MMCMHAQ48EA3 | MIDEA | *** | *** | *** | 48000 | 49000 | 21.8 | 11.7 | 9.8 | 2 | 73 |  | 207683483
MIDEA | MMCMHAQ36DA3 | MIDEA | *** | *** | *** | 36000 | 37000 | 22.2 | 13.6 | 10.3 | 1.9 | 89 |  | 207683486
KANIONco | KWSMO-36R410AIHMV | KANIONco | *** | *** | *** | 36000 | 37000 | 23.1 | 10.6 | 9.6 | 1.8 | 71 |  | 207691855
TK'S | T2C-18HFN1 | TK'S | *** | *** | *** | 18000 | 19000 | 21 | 12.5 | 10.2 | 2 | 76 |  | 207742405
ELIOS | DEA27HOM23230X2 | ELIOS | *** | *** | *** | 28000 | 28000 | 24.6 | 12.7 | 9.5 | 2 | 75 |  | 207742475
ELIOS | DEA36HOM23230X2 | ELIOS | *** | *** | *** | 36000 | 37000 | 23.9 | 11.7 | 9.5 | 1.8 | 72 |  | 207742478
DIRECT AIR | DIRM-36DA25-4Z | DIRECT AIR | *** | *** | *** | 36000 | 37000 | 23.9 | 11.7 | 9.5 | 1.8 | 72 |  | 207743779
DIRECT AIR | DIRM-36HXPRO28-4Z | DIRECT AIR | *** | *** | *** | 36000 | 37000 | 22.2 | 13.6 | 10.3 | 1.9 | 89 |  | 207743791
BOSCH | BMS500-AAM036-1CSXHC | BOSCH | *** | *** | *** | 36000 | 37000 | 22.2 | 13.6 | 10.3 | 1.9 | 89 |  | 207760039
Durastar | DRA5U48M1B | Durastar | *** | *** | *** | 48000 | 48000 | 21.1 | 11 | 9.5 | 1.8 | 75 |  | 207787180
1HVAC | ACIQ-48Z-HH-M5B | 1HVAC | *** | *** | *** | 48000 | 49000 | 21.8 | 11.7 | 9.8 | 2 | 73 |  | 207825573
DIYCOOL | ACIQ-36Z-HH-M4B | DIYCOOL | *** | *** | *** | 36000 | 37000 | 22.2 | 13.6 | 10.3 | 1.9 | 89 |  | 207825594
MIDEA | M4OG-36HFN1-M | MIDEA | *** | *** | *** | 36000 | 37000 | 23.9 | 11.7 | 9.5 | 1.8 | 72 |  | 207826703
SLIMAIR | SHC5Z55VC2AG | SLIMAIR | *** | *** | *** | 55000 | 55000 | 20.2 | 10.5 | 9.6 | 1.8 | 66 |  | 213886035
NG Trade | MOBMH480C | NG Trade | *** | *** | *** | 48000 | 48000 | 21.1 | 11 | 9.5 | 1.8 | 75 |  | 213867400
E COLD | ECOLD-C36-MS-G0001 | E COLD | *** | *** | *** | 36000 | 37000 | 23.1 | 10.6 | 9.6 | 1.8 | 71 |  | 213828442
AI AIR CONDITIONING | A4MO22-36N1-M1H | AI AIR CONDITIONING | *** | *** | *** | 36000 | 36000 | 21 | 12 | 10.9 | 1.95 | 76 |  | 213769958
AI AIR CONDITIONING | A3MO22-27N1-M1H | AI AIR CONDITIONING | *** | *** | *** | 27000 | 27000 | 20.5 | 11.8 | 9.6 | 1.8 | 83 |  | 213769955
YONAN | YSMO-18HRN1 | YONAN | *** | *** | *** | 18000 | 19000 | 21 | 12.5 | 10.2 | 2 | 76 |  | 207691824
CanAir | C28MC218H21 | CanAir | *** | *** | *** | 18000 | 19000 | 22.9 | 13.9 | 10.5 | 2 | 75 |  | 207683262
COMFORT-AIRE | A-VMH18DV-1 | COMFORT-AIRE | *** | *** | *** | 19000 | 20000 | 22 | 12.5 | 9.8 | 1.9 | 75 |  | 207657610
KERR | A-KMH48PV-1 | KERR | *** | *** | *** | 48000 | 49000 | 21.8 | 11.7 | 9.8 | 2 | 73 |  | 207657606
PERFECTAIRE | 3PAMSH18-MZO2 | PERFECTAIRE | *** | *** | *** | 18000 | 19000 | 21 | 12.5 | 10.2 | 2 | 76 |  | 207657347
CENTURY | A-VMH55PV-1 | CENTURY | *** | *** | *** | 55000 | 55000 | 22 | 10.5 | 9.5 | 1.9 | 63 |  | 214442634
GOODMAN | MST483G22MHAA | GOODMAN | *** | *** | *** | 48000 | 49000 | 21.2 | 11 | 10 | 2 | 80 |  | 214438134
Multi MFG | 55MPC5-HH-A | Multi MFG | *** | *** | *** | 55000 | 55000 | 22 | 10.5 | 9.5 | 1.9 | 63 |  | 214432063
ICONIC AIR SOLUTION | ICM36DK | ICONIC AIR SOLUTION | *** | *** | *** | 36000 | 37000 | 23.1 | 10.6 | 9.6 | 1.8 | 71 |  | 214389512
AI AIR CONDITIONING | A2MO21-18N1-M1 | AI AIR CONDITIONING | *** | *** | *** | 18000 | 19000 | 21 | 12.5 | 10.2 | 2 | 76 |  | 214311544
Multi MFG | 48MPC5-HH-A | Multi MFG | *** | *** | *** | 48000 | 49000 | 21.8 | 11.7 | 9.8 | 2 | 73 |  | 214232441
ApooDr | AM5OG-55HFN1 | ApooDr | *** | *** | *** | 55000 | 55000 | 20.2 | 10.5 | 9.6 | 1.8 | 66 |  | 213927670
MAXI AIR | NE-T53-MULTI36E | MAXI AIR | *** | *** | *** | 36000 | 37000 | 22.2 | 13.6 | 10.3 | 1.9 | 89 |  | 213927622
Nutech | N2OA-36HFN1-M | Nutech | *** | *** | *** | 36000 | 37000 | 23.1 | 10.6 | 9.6 | 1.8 | 71 |  | 213916269
E COLD | ECOLD-C48-MS-G0001 | E COLD | *** | *** | *** | 48000 | 48000 | 21.1 | 11 | 9.5 | 1.8 | 75 |  | 213828445
ZERO | Z4SOV-36HDM-US | ZERO | *** | *** | *** | 36000 | 37000 | 23.1 | 10.6 | 9.6 | 1.8 | 71 |  | 213732665
TEMP SHIFT | TSM5OG48HFN1M[X] | TEMP SHIFT | *** | *** | *** | 48000 | 49000 | 21.2 | 11 | 10 | 2 | 80 |  | 213479398
AirEase | 4DHP2S48M-1P | AirEase | *** | *** | *** | 48000 | 49000 | 21.8 | 11.7 | 9.8 | 2 | 73 |  | 208106809
AirEase | 4DHP2S24M-1P | AirEase | *** | *** | *** | 24000 | 25000 | 24.6 | 13.4 | 10 | 1.9 | 82 |  | 208106800
Breeze33 | BZ33-HYP182Z2-G2-P | Breeze33 | *** | *** | *** | 19000 | 20000 | 22 | 12.5 | 9.8 | 1.9 | 75 |  | 207862098
Conforto | MHMZ436DA | Conforto | *** | *** | *** | 36000 | 37000 | 22.2 | 13.6 | 10.3 | 1.9 | 89 |  | 210605816
Conforto | MHMZ327DA | Conforto | *** | *** | *** | 28000 | 28000 | 23 | 12.5 | 10.6 | 1.8 | 95 |  | 210605813
KLIMAIRE | KMIR545-H219-2 | KLIMAIRE | *** | *** | *** | 48000 | 48000 | 21.1 | 11 | 9.5 | 1.8 | 75 |  | 209862196
KLIMAIRE | KMIR436-H217-2 | KLIMAIRE | *** | *** | *** | 36000 | 37000 | 23.1 | 10.6 | 9.6 | 1.8 | 71 |  | 209862193
CLASSIC | MMRSHC48AS5 | CLASSIC | *** | *** | *** | 48000 | 48000 | 21.1 | 11 | 9.5 | 1.8 | 75 |  | 209843042
SEA BREEZE+ | MZ48H424ZMO | SEA BREEZE+ | *** | *** | *** | 48000 | 48000 | 21.1 | 11 | 9.5 | 1.8 | 75 |  | 208128291
PIONEER | YN050GMFI22M5E | PIONEER | *** | *** | *** | 48000 | 48000 | 21.1 | 11 | 9.5 | 1.8 | 75 |  | 208121970
EMI | MHMZ436DA | EMI | *** | *** | *** | 36000 | 37000 | 22.2 | 13.6 | 10.3 | 1.9 | 89 |  | 208121938
Alsetria | M4OG-36HFN1-M | Alsetria | *** | *** | *** | 36000 | 37000 | 23.9 | 11.7 | 9.5 | 1.8 | 72 |  | 208121911
ECO-AIR | M3OJ-27HFN1-M | ECO-AIR | *** | *** | *** | 28000 | 28000 | 24.6 | 12.7 | 9.5 | 2 | 75 |  | 208121871
DUCANE | 4DHP2S36M-1P | DUCANE | *** | *** | *** | 36000 | 37000 | 23.9 | 11.7 | 9.5 | 1.8 | 72 |  | 208106851
AirEase | 4DHP2S18M-1P | AirEase | *** | *** | *** | 18000 | 19000 | 22.9 | 13.9 | 10.5 | 2 | 75 |  | 208106797
Allied | 4DHP2S48M-1P | Allied | *** | *** | *** | 48000 | 49000 | 21.8 | 11.7 | 9.8 | 2 | 73 |  | 208106794
Allied | 4DHP2S24M-1P | Allied | *** | *** | *** | 24000 | 25000 | 24.6 | 13.4 | 10 | 1.9 | 82 |  | 208106785
Breeze33 | BZ33-HYP273Z2-G2-P | Breeze33 | *** | *** | *** | 28000 | 28000 | 23 | 12.5 | 10.6 | 1.8 | 95 |  | 207862101
1HVAC | ACIQ-27Z-HH-M3B | 1HVAC | *** | *** | *** | 28000 | 28000 | 23 | 12.5 | 10.6 | 1.8 | 95 |  | 207825567
1HVAC | ACIQ-18Z-HH-M2B | 1HVAC | *** | *** | *** | 19000 | 20000 | 22 | 12.5 | 9.8 | 1.9 | 75 |  | 207825564
BOSCH | BMS500-AAM048-1CSXHC | BOSCH | *** | *** | *** | 48000 | 49000 | 21.8 | 11.7 | 9.8 | 2 | 73 |  | 207760042
BOSCH | BMS500-AAM027-1CSXRC | BOSCH | *** | *** | *** | 28000 | 28000 | 24.6 | 12.7 | 9.5 | 2 | 75 |  | 207760024
MOOVAIR | DMA18HOM25230X3 | MOOVAIR | *** | *** | *** | 19000 | 20000 | 22 | 12.5 | 9.8 | 1.9 | 75 |  | 207742541
MOOVAIR | DMA36HOM23230X2 | MOOVAIR | *** | *** | *** | 36000 | 37000 | 23.9 | 11.7 | 9.5 | 1.8 | 72 |  | 207742535
ELIOS | DEA36HOM25230X3 | ELIOS | *** | *** | *** | 36000 | 37000 | 22.2 | 13.6 | 10.3 | 1.9 | 89 |  | 207742466
C&H | CH-36MES-230VO | C&H | *** | *** | *** | 36000 | 37000 | 23.9 | 11.7 | 9.5 | 1.8 | 72 |  | 207742367
Relief Sciences | LANG27OD35-3 | Relief Sciences | *** | *** | *** | 28000 | 28000 | 22.6 | 11.8 | 9.8 | 1.8 | 91 |  | 212615016
TK'S | T5C-48HFN1* | TK'S | *** | *** | *** | 48000 | 48000 | 21.1 | 11 | 9.5 | 1.8 | 75 |  | 212528015
TK'S | T2C-18HFN1* | TK'S | *** | *** | *** | 18000 | 19000 | 21 | 12.5 | 10.2 | 2 | 76 |  | 212528006
Custom Comfort | CCOXHAMZ555HP | Custom Comfort | *** | *** | *** | 55000 | 55000 | 22 | 10.5 | 9.5 | 1.9 | 63 |  | 212365442
Custom Comfort | CCOXHAMZ548HP | Custom Comfort | *** | *** | *** | 48000 | 49000 | 21.8 | 11.7 | 9.8 | 2 | 73 |  | 212365439
KANIONco | KWSMO-18R410AIHH | KANIONco | *** | *** | *** | 18000 | 19000 | 21 | 12.5 | 10.2 | 2 | 76 |  | 212360144
PolarWave | ES-36Z-M4B | PolarWave | *** | *** | *** | 36000 | 37000 | 23.9 | 11.7 | 9.5 | 1.8 | 72 |  | 212316126
PolarWave | ES-18Z-M2B | PolarWave | *** | *** | *** | 18000 | 19000 | 22.9 | 13.9 | 10.5 | 2 | 75 |  | 212316120
PREMIUM LEVELLA | PIAWMZ188800B | PREMIUM LEVELLA | *** | *** | *** | 18000 | 19000 | 21 | 12.5 | 10.2 | 2 | 76 |  | 211991186
DUOHOME | D5OA-55HFN1-M | DUOHOME | *** | *** | *** | 55000 | 55000 | 20.2 | 10.5 | 9.6 | 1.8 | 66 |  | 211911400
Star Air Kontrol | SAK-48-21MUZ/220(OUT)* | Star Air Kontrol | *** | *** | *** | 48000 | 48000 | 21.1 | 11 | 9.5 | 1.8 | 75 |  | 211726672
NOVAIR | LEA36MZ-4P-35SK-O | NOVAIR | *** | *** | *** | 36000 | 37000 | 20 | 12.5 | 9.7 | 1.9 | 95 |  | 211133300
ACIQ | ES-36Z-M4B | ACIQ | *** | *** | *** | 36000 | 37000 | 23.9 | 11.7 | 9.5 | 1.8 | 72 |  | 210857389
Cooper&Hunter | CH-HPR19M-230VO | Cooper&Hunter | *** | *** | *** | 19000 | 20000 | 22 | 12.5 | 9.8 | 1.9 | 75 |  | 210799628
Relief Sciences | LANG24OD25-2 | Relief Sciences | *** | *** | *** | 18000 | 19000 | 21 | 12.5 | 10.2 | 2 | 76 |  | 210655375
Conforto | MHMZ548DA | Conforto | *** | *** | *** | 48000 | 49000 | 21.8 | 11.7 | 9.8 | 2 | 73 |  | 210605819
Durastar | DRA5U55M1B | Durastar | *** | *** | *** | 55000 | 55000 | 20.2 | 10.5 | 9.6 | 1.8 | 66 |  | 210568208
SUNCHILLERS | M36ODU-ULTP | SUNCHILLERS | *** | *** | *** | 36000 | 37000 | 23.1 | 10.6 | 9.6 | 1.8 | 71 |  | 209948158
KLIMAIRE | KMIR218-H221-2 | KLIMAIRE | *** | *** | *** | 18000 | 19000 | 21 | 12.5 | 10.2 | 2 | 76 |  | 209862181
CLASSIC | MMRSHC36AS4 | CLASSIC | *** | *** | *** | 36000 | 37000 | 23.1 | 10.6 | 9.6 | 1.8 | 71 |  | 209843039
SEA BREEZE+ | HMZ24H424ZMO | SEA BREEZE+ | *** | *** | *** | 24000 | 24000 | 23.7 | 12.8 | 10.8 | 1.8 | 100 |  | 208816895
MIDEA | M3OJ-24HFN1-M | MIDEA | *** | *** | *** | 24000 | 24000 | 22.3 | 12.5 | 9.6 | 1.83 | 75 |  | 208568362
MRCOOL | MULTI3-27HP230B | MRCOOL | *** | *** | *** | 28000 | 28000 | 24.6 | 12.7 | 9.5 | 2 | 75 |  | 208552834
ELIOS | DEA55HOM25230X3 | ELIOS | *** | *** | *** | 55000 | 55000 | 22 | 10.5 | 9.5 | 1.9 | 63 |  | 208136313
Airlux | AM4M36O/2022 | Airlux | *** | *** | *** | 36000 | 37000 | 23.1 | 10.6 | 9.6 | 1.8 | 71 |  | 208119678
DUCANE | 4DHP2S18M-1P | DUCANE | *** | *** | *** | 18000 | 19000 | 22.9 | 13.9 | 10.5 | 2 | 75 |  | 208106842
CONCORD | 4DHP2S48M-1P | CONCORD | *** | *** | *** | 48000 | 49000 | 21.8 | 11.7 | 9.8 | 2 | 73 |  | 208106839
GOODMAN | MST363G22MHAA | GOODMAN | *** | *** | *** | 36000 | 36000 | 21 | 12 | 10.9 | 1.95 | 76 |  | 214438131
ICONIC AIR SOLUTION | ICMZ27CK | ICONIC AIR SOLUTION | *** | *** | *** | 28000 | 28000 | 22.6 | 11.8 | 9.8 | 1.8 | 91 |  | 214389527
ICONIC AIR SOLUTION | ICMZ24CK | ICONIC AIR SOLUTION | *** | *** | *** | 24000 | 24000 | 22.3 | 12.5 | 9.6 | 1.83 | 75 |  | 214389524
ICONIC AIR SOLUTION | ICM48EK | ICONIC AIR SOLUTION | *** | *** | *** | 48000 | 48000 | 21.1 | 11 | 9.5 | 1.8 | 75 |  | 214389515
ICONIC AIR SOLUTION | ICMO18BK | ICONIC AIR SOLUTION | *** | *** | *** | 18000 | 19000 | 21 | 12.5 | 10.2 | 2 | 76 |  | 214389500
FRANKLIN | MST363F25MHAA | FRANKLIN | *** | *** | *** | 36000 | 36000 | 22.4 | 12.5 | 10.9 | 2 | 76 |  | 214383445
FRANKLIN | MST183F25MHAA | FRANKLIN | *** | *** | *** | 19000 | 20000 | 22 | 12.5 | 9.8 | 1.9 | 75 |  | 214383439
Simply The Best Minisplits | SBM-48HFN1-M-[X] | Simply The Best Minisplits | *** | *** | *** | 48000 | 49000 | 21.2 | 11 | 10 | 2 | 80 |  | 214383395
Kepler | ODUM5OA-55HFN1-M-[X] | Kepler | *** | *** | *** | 55000 | 55000 | 22 | 10.5 | 9.5 | 1.9 | 63 |  | 214377791
Kepler | ODUM4OX630-36HFN1-M1X | Kepler | *** | *** | *** | 36000 | 36000 | 22.4 | 12.5 | 10.9 | 2 | 76 |  | 214377785
Kepler | ODUM4OI-36HFN1-M | Kepler | *** | *** | *** | 36000 | 37000 | 22.2 | 13.6 | 10.3 | 1.9 | 89 |  | 214377782
AI AIR CONDITIONING | A5MO21-48N1-M1 | AI AIR CONDITIONING | *** | *** | *** | 48000 | 48000 | 21.1 | 11 | 9.5 | 1.8 | 75 |  | 214311553
AI AIR CONDITIONING | A4MO21-36N1-M1 | AI AIR CONDITIONING | *** | *** | *** | 36000 | 37000 | 23.1 | 10.6 | 9.6 | 1.8 | 71 |  | 214311550
KERR | A-KMH55PV-1 | KERR | *** | *** | *** | 55000 | 55000 | 22 | 10.5 | 9.5 | 1.9 | 63 |  | 214232458
Bladex | B40X-36SPHP1S* | Bladex | *** | *** | *** | 36000 | 36000 | 22.4 | 12.5 | 10.9 | 2 | 76 |  | 214232423
Bladex | BME50G-48SPHP1 | Bladex | *** | *** | *** | 48000 | 48000 | 21.1 | 11 | 9.5 | 1.8 | 75 |  | 213927664
DAIKIN | RXTQ48TBVJU* | DAIKIN | *** | *** | *** | 45500 | 47500 | 20 | 10.3 | 9.5 | 2.3 | 65 |  | 211641660
DAIKIN | RXTQ60TBVJU* | DAIKIN | *** | *** | *** | 57500 | 57000 | 20.5 | 9.8 | 9.5 | 2.35 | 65 |  | 211641661
DAIKIN | RXSQ24TBVJU* | DAIKIN | *** | *** | *** | 23000 | 25800 | 23 | 14.5 | 9.6 | 2.45 | 58 |  | 211641662
DAIKIN | RXSQ36TBVJU* | DAIKIN | *** | *** | *** | 34200 | 37000 | 23 | 12 | 9.6 | 2.5 | 64 |  | 211641703
DAIKIN | RXSQ48TBVJU* | DAIKIN | *** | *** | *** | 45500 | 47500 | 20 | 10.3 | 9.5 | 2.3 | 65 |  | 211641704
DAIKIN | RXSQ60TBVJU* | DAIKIN | *** | *** | *** | 57500 | 57000 | 20.5 | 9.8 | 9.5 | 2.35 | 65 |  | 211641705
DAIKIN | RXTQ36TBVJU* | DAIKIN | *** | *** | *** | 34200 | 37000 | 23 | 12 | 9.6 | 2.5 | 64 |  | 211641659
SHARP | AE-X2M20TU | SHARP | *** | *** | *** | 20000 | 22000 | 20 | 12.5 | 10 | 2.27 | 64 |  | 8950554
SHARP | AE-X3M24BU | SHARP | *** | *** | *** | 24000 | 26000 | 24 | 14 | 11.5 | 2.3 | 96 |  | 213927543
GE Appliances | ASH436NCDD** | GE Appliances | *** | *** | *** | 33400 | 36000 | 19 | 9.3 | 9.5 | 2 | 66 |  | 210154196
GE Appliances | ASH324NCDD** | GE Appliances | *** | *** | *** | 22000 | 26000 | 19.5 | 12 | 10.2 | 1.9 | 65 |  | 210154192
GE Appliances | ASH220NCDD** | GE Appliances | *** | *** | *** | 18000 | 22000 | 18 | 12 | 10.2 | 2 | 64 |  | 210154187
HAIER | 4U36EH2HD** | HAIER | *** | *** | *** | 33400 | 36000 | 19 | 9.3 | 9.5 | 2 | 66 |  | 210082201
HAIER | 3U24EH2HD** | HAIER | *** | *** | *** | 22000 | 26000 | 19.5 | 12 | 10.2 | 1.9 | 65 |  | 210082198
HAIER | 2U20EH2HD** | HAIER | *** | *** | *** | 18000 | 22000 | 18 | 12 | 10.2 | 2 | 64 |  | 210082195
GE Appliances | ASH324JCDD** | GE Appliances | *** | *** | *** | 22600 | 25000 | 22 | 12.8 | 10 | 1.8 | 64 |  | 207698999
HAIER | 3U24MS2HD** | HAIER | *** | *** | *** | 22600 | 25000 | 22 | 12.8 | 10 | 1.8 | 64 |  | 207698998
Hitachi | RAM-S36U4HLAE | Hitachi | *** | *** | *** | 36000 | 40000 | 19 | 12.5 | 9.7 | 2.06 | 63 |  | 206186276
HISENSE | AMW2-18U3SFA | HISENSE | *** | *** | *** | 18000 | 18000 | 21 | 12.5 | 9.5 | 1.84 | 71 |  | 204816953
FRIEDRICH | FPHMR18A3A | FRIEDRICH | *** | *** | *** | 18000 | 18000 | 21 | 12.5 | 9.5 | 1.84 | 71 |  | 205150429
OLMO | OS-MSR18-230VO | OLMO | *** | *** | *** | 18000 | 18000 | 21 | 12.5 | 9.5 | 1.84 | 71 |  | 214584777
HISENSE | AMW3-27U3TQA | HISENSE | *** | *** | *** | 27000 | 27000 | 23 | 12.85 | 10 | 1.82 | 65 |  | 214728293
Hessaire | HM27 | Hessaire | *** | *** | *** | 27000 | 27000 | 23 | 12.85 | 10 | 1.82 | 65 |  | 214728844
AIR-CON | AMSCI4H4S18 | AIR-CON | *** | *** | *** | 18000 | 18000 | 21 | 12.5 | 9.5 | 1.84 | 71 |  | 205150432
WESTINGHOUSE | WHP18M2A21S | WESTINGHOUSE | *** | *** | *** | 18000 | 18000 | 21 | 12.5 | 9.5 | 1.84 | 71 |  | 205470408
ZEPHYR | ZE-18M222SCO | ZEPHYR | *** | *** | *** | 18000 | 18000 | 21 | 12.5 | 9.5 | 1.84 | 71 |  | 206346128
Perfect Aire | 3PAMSHHQC18-MZO2 | Perfect Aire | *** | *** | *** | 18000 | 18000 | 21 | 12.5 | 9.5 | 1.84 | 71 |  | 206428591
Innovair | VOM18H7R2P7 | Innovair | *** | *** | *** | 18000 | 18000 | 21 | 12.5 | 9.5 | 1.84 | 71 |  | 207821948
HAXXAIR | HVHM-18T2D | HAXXAIR | *** | *** | *** | 18000 | 18000 | 21 | 12.5 | 9.5 | 1.84 | 71 |  | 208650724
Multi MFG | 18HPC2-HH-A | Multi MFG | *** | *** | *** | 18000 | 18000 | 21 | 12.5 | 9.5 | 1.84 | 71 |  | 211120891
Perfect Aire | UB1MSHHQC18-MZO2 | Perfect Aire | *** | *** | *** | 18000 | 18000 | 21 | 12.5 | 9.5 | 1.84 | 71 |  | 212508371
DIAL | MZME18WW2P230BAJ | DIAL | *** | *** | *** | 18000 | 18000 | 21 | 12.5 | 9.5 | 1.84 | 71 |  | 213082089
Gridless | O-AYD18SD-2 | Gridless | *** | *** | *** | 18000 | 18000 | 21 | 12.5 | 9.5 | 1.84 | 71 |  | 213255583
J-KU | JKS-18H2HP-M2O | J-KU | *** | *** | *** | 18000 | 18000 | 21 | 12.5 | 9.5 | 1.84 | 71 |  | 213286753
LENNOX | VPC036H4M-3PD* | LENNOX | *** | *** | *** | 36000 | 40000 | 19.2 | 12.1 | 9.5 | 1.8 | 70 |  | 212608408
LENNOX | VPB036H4M-3P | LENNOX | *** | *** | *** | 36000 | 37000 | 19.2 | 12.1 | 9.5 | 2.1 | 76 |  | 204631570
MIDEA | MV1-36DMN1-(C) | MIDEA | *** | *** | *** | 36000 | 37000 | 19.2 | 12.1 | 9.5 | 2.1 | 76 |  | 204631560
Cooper & Hunter | CHV6-48URBM | Cooper & Hunter | *** | *** | *** | 48000 | 54000 | 18.5 | 12.6 | 10 | 2.2 | 59 |  | 208119922
Cooper & Hunter | CHV6-36URBM | Cooper & Hunter | *** | *** | *** | 36000 | 42000 | 19.5 | 14.2 | 10.4 | 2.2 | 62 |  | 208119921
Hisense | AVW-48H3FH | Hisense | *** | *** | *** | 48000 | 54000 | 18.5 | 12.6 | 10 | 2.2 | 59 |  | 204344216
Hisense | AVW-36H3FH | Hisense | *** | *** | *** | 36000 | 42000 | 19.5 | 14.2 | 10.4 | 2.2 | 62 |  | 204344215
American Standard / Mitsubishi Electric | NTXMMX20A122C** | American Standard / Mitsubishi Electric | *** | *** | *** | 18000 | 22000 | 20 | 12.7 | 9.7 | 2.36 | 61 |  | 213499807
Trane / Mitsubishi Electric | NTXMSM60A182B** | Trane / Mitsubishi Electric | *** | *** | *** | 60000 | 66000 | 20 | 13.3 | 10.5 | 2 | 63 |  | 213248961
Trane / Mitsubishi Electric | NTXMSM60A182A** | Trane / Mitsubishi Electric | *** | *** | *** | 60000 | 66000 | 20 | 13.3 | 10.5 | 2 | 63 |  | 213248960
Trane / Mitsubishi Electric | NTXMSH48A182B** | Trane / Mitsubishi Electric | *** | *** | *** | 48000 | 54000 | 23 | 13.1 | 11.5 | 2 | 72 |  | 213248958
Trane / Mitsubishi Electric | NTXMSH48A182A** | Trane / Mitsubishi Electric | *** | *** | *** | 48000 | 54000 | 23 | 13.1 | 11.5 | 2 | 72 |  | 213248956
Trane / Mitsubishi Electric | NTXMSM48A182B** | Trane / Mitsubishi Electric | *** | *** | *** | 48000 | 50000 | 23 | 13.1 | 10.4 | 2.1 | 63 |  | 213248954
Trane / Mitsubishi Electric | NTXMSM48A182A** | Trane / Mitsubishi Electric | *** | *** | *** | 48000 | 54000 | 23 | 13.1 | 10.4 | 2.05 | 58 |  | 213248952
Trane / Mitsubishi Electric | NTXMSH42A152B** | Trane / Mitsubishi Electric | *** | *** | *** | 42000 | 48000 | 21.5 | 13.4 | 11.1 | 2 | 67 |  | 213248950
Trane / Mitsubishi Electric | NTXMSH42A152A** | Trane / Mitsubishi Electric | *** | *** | *** | 42000 | 48000 | 21.5 | 13.4 | 11.1 | 2 | 67 |  | 213248949
Trane / Mitsubishi Electric | NTXMSH36A142B** | Trane / Mitsubishi Electric | *** | *** | *** | 36000 | 42000 | 23 | 15 | 12 | 2 | 78 |  | 213248947
Trane / Mitsubishi Electric | NTXMSH36A142A** | Trane / Mitsubishi Electric | *** | *** | *** | 36000 | 42000 | 23 | 15 | 12 | 2 | 78 |  | 213248946
Trane / Mitsubishi Electric | NTXMSM36A142B** | Trane / Mitsubishi Electric | *** | *** | *** | 36000 | 41000 | 23 | 15 | 11 | 2.2 | 64 |  | 213248944
Trane / Mitsubishi Electric | NTXMSM36A142A** | Trane / Mitsubishi Electric | *** | *** | *** | 36000 | 42000 | 23 | 15 | 11 | 2.24 | 63 |  | 213248943
Mitsubishi Electric | MXZ-SM60NAM2*** | Mitsubishi Electric | *** | *** | *** | 60000 | 66000 | 20 | 13.3 | 10.5 | 2 | 63 |  | 213248845
Mitsubishi Electric | MXZ-SM60NAM*** | Mitsubishi Electric | *** | *** | *** | 60000 | 66000 | 20 | 13.3 | 10.5 | 2 | 63 |  | 213248844
Mitsubishi Electric | MXZ-SM48NAMHZ2*** | Mitsubishi Electric | *** | *** | *** | 48000 | 54000 | 23 | 13.1 | 11.5 | 2 | 72 |  | 213248842
Mitsubishi Electric | MXZ-SM48NAMHZ*** | Mitsubishi Electric | *** | *** | *** | 48000 | 54000 | 23 | 13.1 | 11.5 | 2 | 72 |  | 213248840
Mitsubishi Electric | MXZ-SM48NAM2*** | Mitsubishi Electric | *** | *** | *** | 48000 | 50000 | 23 | 13.1 | 10.4 | 2.1 | 63 |  | 213248838
Mitsubishi Electric | MXZ-SM48NAM*** | Mitsubishi Electric | *** | *** | *** | 48000 | 54000 | 23 | 13.1 | 10.4 | 2.05 | 58 |  | 213248836
Mitsubishi Electric | MXZ-SM42NAMHZ2*** | Mitsubishi Electric | *** | *** | *** | 42000 | 48000 | 21.5 | 13.4 | 11.1 | 2 | 67 |  | 213248834
Mitsubishi Electric | MXZ-SM42NAMHZ*** | Mitsubishi Electric | *** | *** | *** | 42000 | 48000 | 21.5 | 13.4 | 11.1 | 2 | 67 |  | 213248833
Mitsubishi Electric | MXZ-SM36NAMHZ2*** | Mitsubishi Electric | *** | *** | *** | 36000 | 42000 | 23 | 15 | 12 | 2 | 78 |  | 213248831
Mitsubishi Electric | MXZ-SM36NAMHZ*** | Mitsubishi Electric | *** | *** | *** | 36000 | 42000 | 23 | 15 | 12 | 2 | 78 |  | 213248830
Mitsubishi Electric | MXZ-SM36NAM2*** | Mitsubishi Electric | *** | *** | *** | 36000 | 41000 | 23 | 15 | 11 | 2.2 | 64 |  | 213248828
Mitsubishi Electric | MXZ-SM36NAM*** | Mitsubishi Electric | *** | *** | *** | 36000 | 42000 | 23 | 15 | 11 | 2.24 | 63 |  | 213248827
Mitsubishi Electric | MXZ-2C20NA4-** | Mitsubishi Electric | *** | *** | *** | 18000 | 22000 | 20 | 12.7 | 9.7 | 2.36 | 61 |  | 212927578
Mitsubishi Electric | MXZ-3C30NAHZ4-** | Mitsubishi Electric | *** | *** | *** | 28400 | 28600 | 18 | 12.5 | 10 | 1.8 | 63 |  | 212925868
Mitsubishi Electric | MXZ-2C20NAHZ4-** | Mitsubishi Electric | *** | *** | *** | 18000 | 22000 | 17 | 13.5 | 10 | 1.89 | 62 |  | 212925867
Mitsubishi Electric | MXZ-3C24NAHZ4-** | Mitsubishi Electric | *** | *** | *** | 22000 | 25000 | 19 | 13.5 | 10 | 1.95 | 58 |  | 212925537
Mitsubishi Electric | MXZ-3C24NA3**** | Mitsubishi Electric | *** | *** | *** | 22000 | 25000 | 20 | 13.6 | 9.5 | 2.2 | 58 |  | 212925534
Trane / Mitsubishi Electric | NTXMPH24A132C** | Trane / Mitsubishi Electric | *** | *** | *** | 22000 | 25000 | 19 | 13.5 | 10 | 1.95 | 58 |  | 212925533
Mitsubishi Electric | MXZ-3C30NA4-** | Mitsubishi Electric | *** | *** | *** | 28400 | 28600 | 19 | 10.6 | 10 | 2.41 | 65 |  | 212925522
Trane / Mitsubishi Electric | NTXMPH30A132C** | Trane / Mitsubishi Electric | *** | *** | *** | 28400 | 28600 | 18 | 12.5 | 10 | 1.8 | 63 |  | 212925516
American Standard / Mitsubishi Electric | NTXMPH30A132C** | American Standard / Mitsubishi Electric | *** | *** | *** | 28400 | 28600 | 18 | 12.5 | 10 | 1.8 | 63 |  | 212925515
American Standard / Mitsubishi Electric | NTXMPH24A132C** | American Standard / Mitsubishi Electric | *** | *** | *** | 22000 | 25000 | 19 | 13.5 | 10 | 1.95 | 58 |  | 212925514
Trane / Mitsubishi Electric | NTXMPH20A122C** | Trane / Mitsubishi Electric | *** | *** | *** | 18000 | 22000 | 17 | 13.5 | 10 | 1.89 | 62 |  | 212925513
American Standard / Mitsubishi Electric | NTXMPH20A122C** | American Standard / Mitsubishi Electric | *** | *** | *** | 18000 | 22000 | 17 | 13.5 | 10 | 1.89 | 62 |  | 212925512
Trane / Mitsubishi Electric | NTXMMX36A142C** | Trane / Mitsubishi Electric | *** | *** | *** | 35400 | 36000 | 19.2 | 9.4 | 9.8 | 2.39 | 62 |  | 212925497
American Standard / Mitsubishi Electric | NTXMMX36A142C** | American Standard / Mitsubishi Electric | *** | *** | *** | 35400 | 36000 | 19.2 | 9.4 | 9.8 | 2.39 | 62 |  | 212925496
Trane / Mitsubishi Electric | NTXMMX36A142B** | Trane / Mitsubishi Electric | *** | *** | *** | 35400 | 36000 | 19.2 | 9.4 | 9.8 | 2.53 | 62 |  | 212925495
Trane / Mitsubishi Electric | NTXMMX30A132C** | Trane / Mitsubishi Electric | *** | *** | *** | 28400 | 28600 | 19 | 10.6 | 10 | 2.41 | 65 |  | 212925494
American Standard / Mitsubishi Electric | NTXMMX30A132C** | American Standard / Mitsubishi Electric | *** | *** | *** | 28400 | 28600 | 19 | 10.6 | 10 | 2.41 | 65 |  | 212925493
Trane / Mitsubishi Electric | NTXMMX24A132B** | Trane / Mitsubishi Electric | *** | *** | *** | 22000 | 25000 | 20 | 13.6 | 9.5 | 2.2 | 58 |  | 212925489
Trane / Mitsubishi Electric | NTXMMX20A122C** | Trane / Mitsubishi Electric | *** | *** | *** | 18000 | 22000 | 20 | 12.7 | 9.7 | 2.36 | 61 |  | 212925488
Mitsubishi Electric | MXZ-4C36NA4-** | Mitsubishi Electric | *** | *** | *** | 35400 | 36000 | 19.2 | 9.4 | 9.8 | 2.39 | 62 |  | 212925464
Mitsubishi Electric | MXZ-4C36NA3**** | Mitsubishi Electric | *** | *** | *** | 35400 | 36000 | 19.2 | 9.4 | 9.8 | 2.53 | 62 |  | 212925463
Trane / Mitsubishi Electric | NTXMSM48A182B* | Trane / Mitsubishi Electric | *** | *** | *** | 48000 | 50000 | 23 | 13.1 | 10.4 | 2.12 | 63 |  | 211016626
Trane / Mitsubishi Electric | NTXMSM60A182B* | Trane / Mitsubishi Electric | *** | *** | *** | 60000 | 66000 | 20 | 13.3 | 10.5 | 2.33 | 63 |  | 211016477
Trane / Mitsubishi Electric | NTXMSH48A182B* | Trane / Mitsubishi Electric | *** | *** | *** | 48000 | 54000 | 23 | 13.1 | 11.5 | 2.23 | 72 |  | 211016474
Trane / Mitsubishi Electric | NTXMSH42A152B* | Trane / Mitsubishi Electric | *** | *** | *** | 42000 | 48000 | 21.5 | 13.4 | 11.1 | 2.26 | 67 |  | 211016470
Trane / Mitsubishi Electric | NTXMSH36A142B* | Trane / Mitsubishi Electric | *** | *** | *** | 36000 | 42000 | 23 | 15 | 12 | 2.38 | 78 |  | 211016467
Trane / Mitsubishi Electric | NTXMSM36A142B* | Trane / Mitsubishi Electric | *** | *** | *** | 36000 | 41000 | 23 | 15 | 11 | 2.26 | 64 |  | 211016464
Mitsubishi Electric | MXZ-SM60NAM2 | Mitsubishi Electric | *** | *** | *** | 60000 | 66000 | 20 | 13.3 | 10.5 | 2.33 | 63 |  | 211016461
Mitsubishi Electric | MXZ-SM48NAMHZ2 | Mitsubishi Electric | *** | *** | *** | 48000 | 54000 | 23 | 13.1 | 11.5 | 2.23 | 72 |  | 211016458
Mitsubishi Electric | MXZ-SM48NAM2 | Mitsubishi Electric | *** | *** | *** | 48000 | 50000 | 23 | 13.1 | 10.4 | 2.12 | 63 |  | 211016455
Mitsubishi Electric | MXZ-SM42NAMHZ2 | Mitsubishi Electric | *** | *** | *** | 42000 | 48000 | 21.5 | 13.4 | 11.1 | 2.26 | 67 |  | 211016452
Mitsubishi Electric | MXZ-SM36NAMHZ2 | Mitsubishi Electric | *** | *** | *** | 36000 | 42000 | 23 | 15 | 12 | 2.38 | 78 |  | 211016449
Mitsubishi Electric | MXZ-SM36NAM2 | Mitsubishi Electric | *** | *** | *** | 36000 | 41000 | 23 | 15 | 11 | 2.26 | 64 |  | 210540181
American Standard / Mitsubishi Electric | NTXMPH30A132B* | American Standard / Mitsubishi Electric | *** | *** | *** | 28400 | 28600 | 18 | 12.5 | 9.7 | 1.8 | 63 |  | 209843684
American Standard / Mitsubishi Electric | NTXMMX24A132B* | American Standard / Mitsubishi Electric | *** | *** | *** | 22000 | 25000 | 20 | 13.6 | 9.5 | 2.2 | 58 |  | 209843673
Mitsubishi Electric | MXZ-3C30NAHZ3*** | Mitsubishi Electric | *** | *** | *** | 28400 | 28600 | 18 | 12.5 | 9.7 | 1.8 | 63 |  | 209836204
Mitsubishi Electric | MXZ-4C36NA3*** | Mitsubishi Electric | *** | *** | *** | 35400 | 36000 | 19.2 | 9.4 | 9.8 | 2.53 | 62 |  | 209836200
Mitsubishi Electric | MXZ-3C24NA3*** | Mitsubishi Electric | *** | *** | *** | 22000 | 25000 | 20 | 13.6 | 9.5 | 2.36 | 58 |  | 209836198
Trane / Mitsubishi Electric | NTXMPH30A132B* | Trane / Mitsubishi Electric | *** | *** | *** | 28400 | 28600 | 18 | 12.5 | 9.7 | 1.8 | 63 |  | 209836196
Trane / Mitsubishi Electric | NTXMMX36A142B* | Trane / Mitsubishi Electric | *** | *** | *** | 35400 | 36000 | 19.2 | 9.4 | 9.8 | 2.53 | 62 |  | 209836192
Trane / Mitsubishi Electric | NTXMMX24A132B* | Trane / Mitsubishi Electric | *** | *** | *** | 22000 | 25000 | 20 | 13.6 | 9.5 | 2.36 | 58 |  | 209836190
American Standard / Mitsubishi Electric | NTXMPH24A132C* | American Standard / Mitsubishi Electric | *** | *** | *** | 22000 | 25000 | 19 | 13.5 | 10 | 1.81 | 58 |  | 209424912
Trane / Mitsubishi Electric | NTXMPH24A132C* | Trane / Mitsubishi Electric | *** | *** | *** | 22000 | 25000 | 19 | 13.5 | 10 | 1.81 | 58 |  | 209424910
American Standard / Mitsubishi Electric | NTXMMX36A142C* | American Standard / Mitsubishi Electric | *** | *** | *** | 35400 | 36000 | 19.2 | 9.4 | 9.8 | 2.39 | 62 |  | 209319660
American Standard / Mitsubishi Electric | NTXMMX30A132C* | American Standard / Mitsubishi Electric | *** | *** | *** | 28400 | 28600 | 19 | 10.6 | 10 | 2.41 | 65 |  | 209319657
Trane / Mitsubishi Electric | NTXMMX36A142C* | Trane / Mitsubishi Electric | *** | *** | *** | 35400 | 36000 | 19.2 | 9.4 | 9.8 | 2.39 | 62 |  | 209310462
Trane / Mitsubishi Electric | NTXMMX30A132C* | Trane / Mitsubishi Electric | *** | *** | *** | 28400 | 28600 | 19 | 10.6 | 10 | 2.41 | 65 |  | 209310460
Mitsubishi Electric | MXZ-4C36NA4*** | Mitsubishi Electric | *** | *** | *** | 35400 | 36000 | 19.2 | 9.4 | 9.8 | 2.39 | 62 |  | 209310457
Mitsubishi Electric | MXZ-3C30NA4*** | Mitsubishi Electric | *** | *** | *** | 28400 | 28600 | 19 | 10.6 | 10 | 2.41 | 65 |  | 209310455
Trane / Mitsubishi Electric | NTXMSM48A182A* | Trane / Mitsubishi Electric | *** | *** | *** | 48000 | 54000 | 23 | 13.1 | 10.4 | 2.05 | 58 |  | 207518839
Trane / Mitsubishi Electric | NTXMSM60A182A* | Trane / Mitsubishi Electric | *** | *** | *** | 60000 | 66000 | 20 | 13.3 | 10.5 | 2.33 | 63 |  | 207517169
Trane / Mitsubishi Electric | NTXMSH48A182A* | Trane / Mitsubishi Electric | *** | *** | *** | 48000 | 54000 | 23 | 13.1 | 11.5 | 2.23 | 72 |  | 207517167
Trane / Mitsubishi Electric | NTXMSH42A152A* | Trane / Mitsubishi Electric | *** | *** | *** | 42000 | 48000 | 21.5 | 13.4 | 11.1 | 2.26 | 67 |  | 207517164
Trane / Mitsubishi Electric | NTXMSH36A142A* | Trane / Mitsubishi Electric | *** | *** | *** | 36000 | 42000 | 23 | 15 | 12 | 2.38 | 78 |  | 207517163
Trane / Mitsubishi Electric | NTXMSM36A142A* | Trane / Mitsubishi Electric | *** | *** | *** | 36000 | 42000 | 23 | 15 | 11 | 2.24 | 63 |  | 207517162
Mitsubishi Electric | MXZ-SM60NAM | Mitsubishi Electric | *** | *** | *** | 60000 | 66000 | 20 | 13.3 | 10.5 | 2.33 | 63 |  | 207517160
Mitsubishi Electric | MXZ-SM48NAMHZ | Mitsubishi Electric | *** | *** | *** | 48000 | 54000 | 23 | 13.1 | 11.5 | 2.23 | 72 |  | 207517158
Mitsubishi Electric | MXZ-SM48NAM | Mitsubishi Electric | *** | *** | *** | 48000 | 54000 | 23 | 13.1 | 10.4 | 2.05 | 58 |  | 207517156
Mitsubishi Electric | MXZ-SM42NAMHZ | Mitsubishi Electric | *** | *** | *** | 42000 | 48000 | 21.5 | 13.4 | 11.1 | 2.26 | 67 |  | 207517154
Mitsubishi Electric | MXZ-SM36NAMHZ | Mitsubishi Electric | *** | *** | *** | 36000 | 42000 | 23 | 15 | 12 | 2.38 | 78 |  | 207517152
Mitsubishi Electric | MXZ-SM36NAM | Mitsubishi Electric | *** | *** | *** | 36000 | 42000 | 23 | 15 | 11 | 2.24 | 63 |  | 207517150
FUJITSU | AOU36RLXFZH | FUJITSU | *** | *** | *** | 35200 | 36400 | 20.5 | 13 | 9.5 | 2.02 | 59 |  | 8908615
FUJITSU | AOU24RLXFZH | FUJITSU | *** | *** | *** | 22000 | 25000 | 20 | 13.3 | 10 | 2.06 | 62 |  | 8033586
FUJITSU | AOU18RLXFZH | FUJITSU | *** | *** | *** | 18000 | 22000 | 21.5 | 13.5 | 9.6 | 1.84 | 65 |  | 8033584
RHEEM | ROMH18FXZHJ | RHEEM | *** | *** | *** | 18000 | 22000 | 21.5 | 13.5 | 9.6 | 1.84 | 65 |  | 10595418
RUUD | UOMH18FXZHJ | RUUD | *** | *** | *** | 18000 | 22000 | 21.5 | 13.5 | 9.6 | 1.84 | 65 |  | 10595419
RHEEM | ROMH24FXZHJ | RHEEM | *** | *** | *** | 22000 | 25000 | 20 | 13.3 | 10 | 2.06 | 62 |  | 10595424
RUUD | UOMH24FXZHJ | RUUD | *** | *** | *** | 22000 | 25000 | 20 | 13.3 | 10 | 2.06 | 62 |  | 10595425
RHEEM | ROMH36FXZHJ | RHEEM | *** | *** | *** | 35200 | 36400 | 20.5 | 13 | 9.5 | 2.02 | 59 |  | 10595430
RUUD | UOMH36FXZHJ | RUUD | *** | *** | *** | 35200 | 36400 | 20.5 | 13 | 9.5 | 2.02 | 59 |  | 10595431
RUUD | UOMH18AFXZJ | RUUD | *** | *** | *** | 18000 | 22000 | 21.5 | 13.5 | 9.6 | 1.84 | 65 |  | 205049559
RHEEM | ROMH18AFXZJ | RHEEM | *** | *** | *** | 18000 | 22000 | 21.5 | 13.5 | 9.6 | 1.84 | 65 |  | 205049560
RUUD | ROMH18FXZHJ | RUUD | *** | *** | *** | 18000 | 22000 | 21.5 | 13.5 | 9.6 | 1.84 | 65 |  | 206221520
RUUD | ROMH24FXZHJ | RUUD | *** | *** | *** | 22000 | 25000 | 20 | 13.3 | 10 | 2.06 | 62 |  | 206221523
RUUD | ROMH36FXZHJ | RUUD | *** | *** | *** | 35200 | 36400 | 20.5 | 13 | 9.5 | 2.02 | 59 |  | 206221526
RHEEM | RO4HFZ36AJ1H | RHEEM | *** | *** | *** | 35200 | 36400 | 20.5 | 13 | 9.5 | 2.02 | 59 |  | 210824765
RUUD | RO4HFZ36AJ1H | RUUD | *** | *** | *** | 35200 | 36400 | 20.5 | 13 | 9.5 | 2.02 | 59 |  | 210824767
RHEEM | RO2HFZ18AJ1H | RHEEM | *** | *** | *** | 18000 | 22000 | 21.5 | 13.5 | 9.6 | 1.84 | 65 |  | 211044459
RUUD | RO2HFZ18AJ1H | RUUD | *** | *** | *** | 18000 | 22000 | 21.5 | 13.5 | 9.6 | 1.84 | 65 |  | 211044460
RHEEM | RO3HFZ24AJ1H | RHEEM | *** | *** | *** | 22000 | 25000 | 20 | 13.3 | 10 | 2.06 | 62 |  | 211044463
RUUD | RO3HFZ24AJ1H | RUUD | *** | *** | *** | 22000 | 25000 | 20 | 13.3 | 10 | 2.06 | 62 |  | 211044464
TOSOT | TMVRF-OD60KHP | TOSOT | *** | *** | *** | 60000 | 64000 | 20 | 10.5 | 9.8 | 2.3 | 64 |  | 212117658
TOSOT | TMVRF-OD48KHP | TOSOT | *** | *** | *** | 48000 | 54000 | 22 | 10.5 | 9.8 | 2.3 | 59 |  | 212117656
TOSOT | TMVRF-OD36KHP | TOSOT | *** | *** | *** | 37600 | 42000 | 22 | 11.5 | 9.8 | 2.3 | 60 |  | 212117654
GREE | GWHD(18)ND3PO | GREE | *** | *** | *** | 18000 | 19000 | 21 | 12 | 10 | 2.2 | 74 |  | 211752944
TOSOT | TM36HMO | TOSOT | *** | *** | *** | 34000 | 36000 | 21 | 12 | 10 | 1.82 | 86 |  | 211727024
TOSOT | TM30HMO | TOSOT | *** | *** | *** | 28400 | 30000 | 21 | 12.5 | 10 | 1.84 | 91 |  | 211727023
TOSOT | TM24HMO | TOSOT | *** | *** | *** | 23200 | 24000 | 21 | 12.5 | 10 | 2.1 | 98 |  | 211727022
TOSOT | TM18HMO | TOSOT | *** | *** | *** | 17000 | 18000 | 21 | 12 | 10 | 2.22 | 82 |  | 211727021
KINGHOME | KW48HVRO | KINGHOME | *** | *** | *** | 48000 | 54000 | 22 | 10.5 | 9.8 | 2.3 | 59 |  | 211644115
KINGHOME | KW36HVRO | KINGHOME | *** | *** | *** | 37600 | 42000 | 22 | 11.5 | 9.8 | 2.3 | 60 |  | 211644114
KINGHOME | KM36H5O | KINGHOME | *** | *** | *** | 34000 | 36000 | 21 | 12 | 10 | 1.82 | 86 |  | 211497155
KINGHOME | KM30H5O | KINGHOME | *** | *** | *** | 28400 | 30000 | 21 | 12.5 | 10 | 1.84 | 91 |  | 211497154
KINGHOME | KM24H5O | KINGHOME | *** | *** | *** | 23200 | 24000 | 21 | 12.5 | 10 | 2.1 | 98 |  | 211497153
KINGHOME | KM18H5O | KINGHOME | *** | *** | *** | 17000 | 18000 | 21 | 12 | 10 | 2.22 | 82 |  | 211497152
TOSOT | TM36HX4O | TOSOT | *** | *** | *** | 34000 | 36000 | 21 | 12 | 10 | 1.82 | 86 |  | 211164242
TOSOT | TM30HX4O | TOSOT | *** | *** | *** | 28400 | 30000 | 21 | 12.5 | 10 | 1.84 | 91 |  | 211164241
TOSOT | TM24HX4O | TOSOT | *** | *** | *** | 23200 | 24000 | 21 | 12.5 | 10 | 2.1 | 98 |  | 211164240
TOSOT | TM18HX4O | TOSOT | *** | *** | *** | 17000 | 18000 | 21 | 12 | 10 | 2.22 | 82 |  | 211164239
RUNTRU | M4THM1936A14N** | RUNTRU | *** | *** | *** | 34000 | 36000 | 19 | 12 | 10 | 1.82 | 86 |  | 210488277
RUNTRU | M4THM1930A14N** | RUNTRU | *** | *** | *** | 28400 | 30000 | 19 | 12.5 | 10 | 1.84 | 91 |  | 210488276
RUNTRU | M4THM1924A13N** | RUNTRU | *** | *** | *** | 23200 | 24000 | 19 | 12.5 | 10 | 2.1 | 98 |  | 210488275
RUNTRU | M4THM1918A12N** | RUNTRU | *** | *** | *** | 17000 | 18000 | 19 | 12 | 10 | 2.22 | 82 |  | 210488274
Ameristar | M4THM1936A14N** | Ameristar | *** | *** | *** | 34000 | 36000 | 19 | 12 | 10 | 1.82 | 86 |  | 210488262
Ameristar | M4THM1930A14N** | Ameristar | *** | *** | *** | 28400 | 30000 | 19 | 12.5 | 10 | 1.84 | 91 |  | 210488261
Ameristar | M4THM1924A13N** | Ameristar | *** | *** | *** | 23200 | 24000 | 19 | 12.5 | 10 | 2.1 | 98 |  | 210488260
Ameristar | M4THM1918A12N** | Ameristar | *** | *** | *** | 17000 | 18000 | 19 | 12 | 10 | 2.22 | 82 |  | 210488259
GREE | GWHD(36)ND3NO | GREE | *** | *** | *** | 34000 | 36000 | 19 | 12 | 10 | 1.82 | 86 |  | 210485365
GREE | GWHD(30)ND3NO | GREE | *** | *** | *** | 28400 | 30000 | 19 | 12.5 | 10 | 1.84 | 91 |  | 210485364
GREE | GWHD(24)ND3NO | GREE | *** | *** | *** | 23200 | 24000 | 19 | 12.5 | 10 | 2.1 | 98 |  | 210485363
GREE | GWHD(18)ND3NO | GREE | *** | *** | *** | 17000 | 18000 | 19 | 12 | 10 | 2.22 | 82 |  | 210485362
GREE | MULTI36HP230V1EO | GREE | *** | *** | *** | 34000 | 36000 | 21 | 12 | 10 | 1.82 | 86 |  | 210278979
GREE | MULTI30HP230V1EO | GREE | *** | *** | *** | 28400 | 30000 | 21 | 12.5 | 10 | 1.84 | 91 |  | 210278977
GREE | MULTI24HP230V1EO | GREE | *** | *** | *** | 23200 | 24000 | 21 | 12.5 | 10 | 2.1 | 98 |  | 210278975
GREE | MULTI18HP230V1EO | GREE | *** | *** | *** | 17000 | 18000 | 21 | 12 | 10 | 2.22 | 82 |  | 210278973
Stealth Comfort | SC-18Z-HH-M2 | Stealth Comfort | *** | *** | *** | 18000 | 21000 | 20 | 12 | 10 | 1.81 | 81 |  | 208674942
DIYCOOL | SC-18Z-HH-M2 | DIYCOOL | *** | *** | *** | 18000 | 21000 | 20 | 12 | 10 | 1.81 | 81 |  | 208674930
ACIQ | SC-18Z-HH-M2 | ACIQ | *** | *** | *** | 18000 | 21000 | 20 | 12 | 10 | 1.81 | 81 |  | 208674918
1HVAC | SC-18Z-HH-M2 | 1HVAC | *** | *** | *** | 18000 | 21000 | 20 | 12 | 10 | 1.81 | 81 |  | 208674906
SMARTFLEX | DHS18CMB22S | SMARTFLEX | *** | *** | *** | 18000 | 21000 | 20 | 12 | 10 | 1.81 | 81 |  | 207616612
Coleman | DHS18CMB22S | Coleman | *** | *** | *** | 18000 | 21000 | 20 | 12 | 10 | 1.81 | 81 |  | 207616592
CHAMPION | DHS18CMB22S | CHAMPION | *** | *** | *** | 18000 | 21000 | 20 | 12 | 10 | 1.81 | 81 |  | 207616572
Luxaire | DHS18CMB22S | Luxaire | *** | *** | *** | 18000 | 21000 | 20 | 12 | 10 | 1.81 | 81 |  | 207616552
York | DHS18CMB22S | York | *** | *** | *** | 18000 | 21000 | 20 | 12 | 10 | 1.81 | 81 |  | 207616532
LENNOX VRF | VEP060C432P2 | LENNOX VRF | *** | *** | *** | 60000 | 64000 | 20 | 10.5 | 9.8 | 2.3 | 64 |  | 206764041
LENNOX VRF | VEP048C432P2 | LENNOX VRF | *** | *** | *** | 48000 | 54000 | 22 | 10.5 | 9.8 | 2.3 | 59 |  | 206764039
LENNOX VRF | VEP036C432P2 | LENNOX VRF | *** | *** | *** | 37600 | 42000 | 22 | 11.5 | 9.8 | 2.3 | 60 |  | 206764037
LBG Products | LMUH18DWO | LBG Products | *** | *** | *** | 18000 | 21000 | 20 | 12 | 10 | 1.81 | 81 |  | 206726754
ACD | MUD18KCH23S-O | ACD | *** | *** | *** | 18000 | 21000 | 20 | 12 | 10 | 1.81 | 81 |  | 206428584
GREE | GMV-60WL/C-T(U) | GREE | *** | *** | *** | 60000 | 64000 | 20 | 10.5 | 9.8 | 2.3 | 64 |  | 206335355
GREE | GMV-48WL/C-T(U) | GREE | *** | *** | *** | 48000 | 54000 | 22 | 10.5 | 9.8 | 2.3 | 59 |  | 206335354
GREE | GMV-36WL/C-T(U) | GREE | *** | *** | *** | 37600 | 42000 | 22 | 11.5 | 9.8 | 2.3 | 60 |  | 206335353
BLUERIDGE | BMKH18M23UH | BLUERIDGE | *** | *** | *** | 18000 | 21000 | 20 | 12 | 10 | 1.81 | 81 |  | 206221553
KINGHOME | KM18UH5O | KINGHOME | *** | *** | *** | 18000 | 21000 | 20 | 12 | 10 | 1.81 | 81 |  | 204462622
TOSOT | TM18H5O | TOSOT | *** | *** | *** | 18000 | 21000 | 20 | 12 | 10 | 1.81 | 81 |  | 204344218
AMERICAN STANDARD | 4TXM2318A12NU** | AMERICAN STANDARD | *** | *** | *** | 18000 | 21000 | 20 | 12 | 10 | 1.81 | 81 |  | 204340535
TRANE | 4TXM2318A12NU** | TRANE | *** | *** | *** | 18000 | 21000 | 20 | 12 | 10 | 1.81 | 81 |  | 204340534
GREE | MULTIU18HP230V1DO | GREE | *** | *** | *** | 18000 | 21000 | 20 | 12 | 10 | 1.81 | 81 |  | 203989085
GREE | GWHD(18)ND3JO | GREE | *** | *** | *** | 18000 | 21000 | 20 | 12 | 10 | 1.81 | 81 |  | 202557960
LENNOX | GMV-60WL/C-T(U) | LENNOX | *** | *** | *** | 60000 | 64000 | 20 | 10.5 | 9.8 | 2.3 | 64 |  | 214728288
LENNOX | GMV-48WL/C-T(U) | LENNOX | *** | *** | *** | 48000 | 54000 | 22 | 10.5 | 9.8 | 2.3 | 59 |  | 214728287
LENNOX | GMV-36WL/C-T(U) | LENNOX | *** | *** | *** | 37600 | 42000 | 22 | 11.5 | 9.8 | 2.3 | 60 |  | 214728286
TOSOT | MZ-M18/O | TOSOT | *** | *** | *** | 17000 | 18000 | 21 | 12 | 10 | 2.22 | 82 |  | 214720259
TOSOT | MZ-M24/O | TOSOT | *** | *** | *** | 23200 | 24000 | 21 | 12.5 | 10 | 2.1 | 98 |  | 214720257
TOSOT | MZ-M30/O | TOSOT | *** | *** | *** | 28400 | 30000 | 21 | 12.5 | 10 | 1.84 | 91 |  | 214720255
TOSOT | MZ-M36/O | TOSOT | *** | *** | *** | 34000 | 36000 | 21 | 12 | 10 | 1.82 | 86 |  | 214720253
KINGHOME | KM18H5O3 | KINGHOME | *** | *** | *** | 18000 | 19000 | 21 | 12 | 10 | 2.2 | 74 |  | 214655286
TOSOT | TM18HPO | TOSOT | *** | *** | *** | 18000 | 19000 | 21 | 12 | 10 | 2.2 | 74 |  | 214389463
Hessaire | HM18 | Hessaire | *** | *** | *** | 18000 | 18000 | 22 | 13.3 | 10 | 1.99 | 64 |  | 214728843
HISENSE | AMW2-18U3TJA | HISENSE | *** | *** | *** | 18000 | 18000 | 22 | 13.3 | 10 | 1.99 | 64 |  | 214728292
LG | KUMXB181A | LG | *** | *** | *** | 18000 | 22000 | 22.5 | 13.5 | 9.8 | 2.2 | 67 |  | 214848481
LG | KUMXA301A | LG | *** | *** | *** | 28400 | 30000 | 20 | 12.5 | 9.8 | 1.85 | 66 |  | 214848477
LG | KUMXA241A | LG | *** | *** | *** | 24000 | 26000 | 21 | 13.5 | 9.8 | 1.85 | 68 |  | 214848475
LG | KUMXA181A | LG | *** | *** | *** | 18000 | 22000 | 20 | 13.5 | 9.8 | 1.85 | 63 |  | 214848473
MDV | M6OE30-60HFN10-M1-D* | MDV | *** | *** | *** | 60000 | 60000 | 19.2 | 10 | 9.6 | 2 | 65 |  | 214861920
MDV | M6OE30-60HFN10-M1-D | MDV | *** | *** | *** | 60000 | 60000 | 22 | 10 | 9.5 | 2.2 | 65 |  | 214861908
MDV | M6OE30-60HFN10-M1D-D* | MDV | *** | *** | *** | 60000 | 60000 | 19.2 | 10 | 9.6 | 2 | 65 |  | 214861866
MDV | M6OE30-60HFN10-M1D-D | MDV | *** | *** | *** | 60000 | 60000 | 22 | 10 | 9.5 | 2.2 | 65 |  | 214861851
MDV | M6OE30-60HFN10-M1* | MDV | *** | *** | *** | 60000 | 60000 | 19.2 | 10 | 9.6 | 2 | 65 |  | 214861806
MDV | M6OE30-60HFN10-M1D* | MDV | *** | *** | *** | 60000 | 60000 | 19.2 | 10 | 9.6 | 2 | 65 |  | 214861776
MDV | M6OE30-60HFN10-M1 | MDV | *** | *** | *** | 60000 | 60000 | 22 | 10 | 9.6 | 2.2 | 65 |  | 214861746
MDV | M6OE30-60HFN10-M1D | MDV | *** | *** | *** | 60000 | 60000 | 22 | 10 | 9.6 | 2.2 | 65 |  | 214861743
MDV | M6OE30-48HFN10-M1 | MDV | *** | *** | *** | 47000 | 48000 | 24 | 12.5 | 10.4 | 2 | 79 |  | 214861740
MDV | M5OD30-36HFN10-M1 | MDV | *** | *** | *** | 36000 | 37000 | 24 | 12 | 9.5 | 2 | 72 |  | 214861737
MDV | M4OD30-27HFN10-M1 | MDV | *** | *** | *** | 27000 | 27000 | 25 | 13 | 9.5 | 2 | 68 |  | 214861734
MDV | M6OE31-53HFN10-M1X | MDV | *** | *** | *** | 51000 | 55000 | 22.3 | 12 | 10.5 | 2 | 80 |  | 214861729
MDV | M6OE31-48HFN10-M1X | MDV | *** | *** | *** | 47000 | 49000 | 23 | 12 | 11.3 | 2 | 90 |  | 214861726
MDV | M4OD31-27HFN10-M1X | MDV | *** | *** | *** | 27000 | 27000 | 23.1 | 12.7 | 10.5 | 2 | 93 |  | 214861722
MDV | M3OD31-18HFN10-M1X | MDV | *** | *** | *** | 19000 | 20000 | 25 | 15 | 10.5 | 2 | 88 |  | 214861719
MDV | M6OE30-48HFN10-M1D | MDV | *** | *** | *** | 47000 | 48000 | 24 | 12.5 | 10.4 | 2 | 79 |  | 214861716
MDV | M5OD30-36HFN10-M1D | MDV | *** | *** | *** | 36000 | 37000 | 24 | 12 | 9.5 | 2 | 72 |  | 214861713
MDV | M4OD30-27HFN10-M1D | MDV | *** | *** | *** | 27000 | 27000 | 25 | 13 | 9.5 | 2 | 68 |  | 214861710
MDV | M3OX430-18HFN10-M1 | MDV | *** | *** | *** | 18000 | 19000 | 25.2 | 14 | 9.8 | 2.3 | 72 |  | 214861707
MDV | M6OE31-53HFN10-M1XD | MDV | *** | *** | *** | 51000 | 55000 | 22.3 | 12 | 10.5 | 2 | 80 |  | 214861704
MDV | M6OE31-48HFN10-M1XD | MDV | *** | *** | *** | 47000 | 49000 | 23 | 12 | 11.3 | 2 | 90 |  | 214861701
MDV | M5OX631-36HFN10-M1XD | MDV | *** | *** | *** | 36000 | 36000 | 23.1 | 13.1 | 10.7 | 2 | 83 |  | 214861698
MDV | M4OD31-27HFN10-M1XD | MDV | *** | *** | *** | 27000 | 27000 | 23.1 | 12.7 | 10.5 | 2 | 93 |  | 214861695
MDV | M3OD31-18HFN10-M1XD | MDV | *** | *** | *** | 19000 | 20000 | 25 | 15 | 10.5 | 2 | 88 |  | 214861692
1HVAC | SC-30Z-HH-M4B | 1HVAC | *** | *** | *** | 28400 | 30000 | 21 | 12.5 | 10 | 1.84 | 91 |  | 214784527
ACD | MPD30KCH21SB-O | ACD | *** | *** | *** | 28400 | 30000 | 21 | 12.5 | 10 | 1.84 | 91 |  | 210534129
AC PRO.COM | AWHD(30)ND3MO | AC PRO.COM | *** | *** | *** | 28400 | 30000 | 21 | 12.5 | 10 | 1.84 | 91 |  | 210838019
BOREAL | MBRS30HPJ1OE | BOREAL | *** | *** | *** | 28400 | 30000 | 21 | 12.5 | 10 | 1.84 | 91 |  | 211174348
AMERICAN STANDARD | 4TXM2130A14N0** | AMERICAN STANDARD | *** | *** | *** | 28400 | 30000 | 21 | 12.5 | 10 | 1.84 | 91 |  | 210435422
BLUERIDGE | BMKH30MC | BLUERIDGE | *** | *** | *** | 28400 | 30000 | 21 | 12.5 | 10 | 1.84 | 91 |  | 210534147
AireForce | GXH30(8.8)FMK4DH-1 | AireForce | *** | *** | *** | 28400 | 30000 | 21 | 12.5 | 10 | 1.84 | 91 |  | 211635194
AIRTEMP | GXH30(8.8)FMK4DH-1 | AIRTEMP | *** | *** | *** | 28400 | 30000 | 21 | 12.5 | 10 | 1.84 | 91 |  | 210276807
GIBSON | GXH30(8.8)FMK4DH-1 | GIBSON | *** | *** | *** | 28400 | 30000 | 21 | 12.5 | 10 | 1.84 | 91 |  | 210276802
TRANE | 4TXM2130A14N0** | TRANE | *** | *** | *** | 28400 | 30000 | 21 | 12.5 | 10 | 1.84 | 91 |  | 210435407
LENNOX | LIZ030HO-210P432-1 | LENNOX | *** | *** | *** | 28400 | 30000 | 21 | 12.5 | 10 | 1.84 | 91 |  | 209179147
WABBAN | BBM30HX4O | WABBAN | *** | *** | *** | 28400 | 30000 | 21 | 12.5 | 10 | 1.84 | 91 |  | 211174353
WILLIS | MZUHW30KCH21S2-O | WILLIS | *** | *** | *** | 28400 | 30000 | 21 | 12.5 | 10 | 1.84 | 91 |  | 214810333
GREE | GWHD(30)ND3MO | GREE | *** | *** | *** | 28400 | 30000 | 21 | 12.5 | 10 | 1.84 | 91 |  | 208786091
AC PRO.COM | AWHD(24)ND3MO | AC PRO.COM | *** | *** | *** | 23200 | 24000 | 21 | 12.5 | 10 | 2.1 | 98 |  | 210838016
AIRTEMP | GXH24(7.0)FMK4DH-1 | AIRTEMP | *** | *** | *** | 23200 | 24000 | 21 | 12.5 | 10 | 2.1 | 98 |  | 210276806
AireForce | GXH24(7.0)FMK4DH-1 | AireForce | *** | *** | *** | 23200 | 24000 | 21 | 12.5 | 10 | 2.1 | 98 |  | 211635193
COMFORMATIC | GFMCX24-H2 | COMFORMATIC | *** | *** | *** | 23200 | 24000 | 21 | 12.5 | 10 | 2.1 | 98 |  | 212925602
GIBSON | GXH24(7.0)FMK4DH-1 | GIBSON | *** | *** | *** | 23200 | 24000 | 21 | 12.5 | 10 | 2.1 | 98 |  | 210276801
BLUERIDGE | BMKH24MC | BLUERIDGE | *** | *** | *** | 23200 | 24000 | 21 | 12.5 | 10 | 2.1 | 98 |  | 210534146
COMFORT-AIRE | A-VFH24TC-1 | COMFORT-AIRE | *** | *** | *** | 23200 | 24000 | 21 | 12.5 | 10 | 2.1 | 98 |  | 212524533
WABBAN | BBM24HX4O | WABBAN | *** | *** | *** | 23200 | 24000 | 21 | 12.5 | 10 | 2.1 | 98 |  | 211174352
ACD | MPD24KCH21SB-O | ACD | *** | *** | *** | 23200 | 24000 | 21 | 12.5 | 10 | 2.1 | 98 |  | 210534128
BOREAL | MBRS24HPJ1OE | BOREAL | *** | *** | *** | 23200 | 24000 | 21 | 12.5 | 10 | 2.1 | 98 |  | 211174347
TRANE | 4TXM2124A13N0** | TRANE | *** | *** | *** | 23200 | 24000 | 21 | 12.5 | 10 | 2.1 | 98 |  | 210435406
AMERICAN STANDARD | 4TXM2124A13N0** | AMERICAN STANDARD | *** | *** | *** | 23200 | 24000 | 21 | 12.5 | 10 | 2.1 | 98 |  | 210435421
LENNOX | LIZ024HO-210P432-1 | LENNOX | *** | *** | *** | 23200 | 24000 | 21 | 12.5 | 10 | 2.1 | 98 |  | 209179144
WILLIS | MZUHW24KCH21S2-O | WILLIS | *** | *** | *** | 23200 | 24000 | 21 | 12.5 | 10 | 2.1 | 98 |  | 214810332
GREE | GWHD(24)ND3MO | GREE | *** | *** | *** | 23200 | 24000 | 21 | 12.5 | 10 | 2.1 | 98 |  | 208786090
ACD | MPD18KCH21SB-O | ACD | *** | *** | *** | 17000 | 18000 | 21 | 12 | 10 | 2.22 | 82 |  | 210534127
AC PRO.COM | AWHD(18)ND3MO | AC PRO.COM | *** | *** | *** | 17000 | 18000 | 21 | 12 | 10 | 2.22 | 82 |  | 210838013
TRANE | 4TXM2118A12N0** | TRANE | *** | *** | *** | 17000 | 18000 | 21 | 12 | 10 | 2.22 | 82 |  | 210435405
AIRTEMP | GXH18(5.3)FMK4DH-1 | AIRTEMP | *** | *** | *** | 17000 | 18000 | 21 | 12 | 10 | 2.22 | 82 |  | 210276805
LENNOX | LIZ018HO-210P432-1 | LENNOX | *** | *** | *** | 17000 | 18000 | 21 | 12 | 10 | 2.22 | 82 |  | 209179141
WILLIS | MZUHW18KCH21S2-O | WILLIS | *** | *** | *** | 17000 | 18000 | 21 | 12 | 10 | 2.22 | 82 |  | 214810331
BOREAL | MBRS18HPJ1OE | BOREAL | *** | *** | *** | 17000 | 18000 | 21 | 12 | 10 | 2.22 | 82 |  | 211174346
COMFORMATIC | GFMCX18-H2 | COMFORMATIC | *** | *** | *** | 17000 | 18000 | 21 | 12 | 10 | 2.22 | 82 |  | 212925599
WABBAN | BBM18HX4O | WABBAN | *** | *** | *** | 17000 | 18000 | 21 | 12 | 10 | 2.22 | 82 |  | 211174351
COMFORT-AIRE | A-VFH18DC-1 | COMFORT-AIRE | *** | *** | *** | 17000 | 18000 | 21 | 12 | 10 | 2.22 | 82 |  | 212508372
AireForce | GXH18(5.3)FMK4DH-1 | AireForce | *** | *** | *** | 17000 | 18000 | 21 | 12 | 10 | 2.22 | 82 |  | 211635192
GIBSON | GXH18(5.3)FMK4DH-1 | GIBSON | *** | *** | *** | 17000 | 18000 | 21 | 12 | 10 | 2.22 | 82 |  | 210276800
BLUERIDGE | BMKH18MC | BLUERIDGE | *** | *** | *** | 17000 | 18000 | 21 | 12 | 10 | 2.22 | 82 |  | 210534145
AMERICAN STANDARD | 4TXM2118A12N0** | AMERICAN STANDARD | *** | *** | *** | 17000 | 18000 | 21 | 12 | 10 | 2.22 | 82 |  | 210435420
GREE | GWHD(18)ND3MO | GREE | *** | *** | *** | 17000 | 18000 | 21 | 12 | 10 | 2.22 | 82 |  | 208786089
BOREAL | MBRS36HPJ1OE | BOREAL | *** | *** | *** | 34000 | 36000 | 21 | 12 | 10 | 1.82 | 86 |  | 211174349
LENNOX | LIZ036HO-210P432-1 | LENNOX | *** | *** | *** | 34000 | 36000 | 21 | 12 | 10 | 1.82 | 86 |  | 209179150
GIBSON | GXH36(10.6)FMK4DH-1 | GIBSON | *** | *** | *** | 34000 | 36000 | 21 | 12 | 10 | 1.82 | 86 |  | 210276798
TRANE | 4TXM2136A14N0** | TRANE | *** | *** | *** | 34000 | 36000 | 21 | 12 | 10 | 1.82 | 86 |  | 210435408
AC PRO.COM | AWHD(36)ND3MO | AC PRO.COM | *** | *** | *** | 34000 | 36000 | 21 | 12 | 10 | 1.82 | 86 |  | 210838022
WILLIS | MZUHW36KCH21S2-O | WILLIS | *** | *** | *** | 34000 | 36000 | 21 | 12 | 10 | 1.82 | 86 |  | 214810329
AIRTEMP | GXH36(10.6)FMK4DH-1 | AIRTEMP | *** | *** | *** | 34000 | 36000 | 21 | 12 | 10 | 1.82 | 86 |  | 210276803
AMERICAN STANDARD | 4TXM2136A14N0** | AMERICAN STANDARD | *** | *** | *** | 34000 | 36000 | 21 | 12 | 10 | 1.82 | 86 |  | 210435423
ACD | MPD36KCH21SB-O | ACD | *** | *** | *** | 34000 | 36000 | 21 | 12 | 10 | 1.82 | 86 |  | 210534130
AireForce | GXH36(10.6)FMK4DH-1 | AireForce | *** | *** | *** | 34000 | 36000 | 21 | 12 | 10 | 1.82 | 86 |  | 211635195
WABBAN | BBM36HX4O | WABBAN | *** | *** | *** | 34000 | 36000 | 21 | 12 | 10 | 1.82 | 86 |  | 211174354
GREE | GWHD(36)ND3MO | GREE | *** | *** | *** | 34000 | 36000 | 21 | 12 | 10 | 1.82 | 86 |  | 208786087
MDV | M3OD31-18HFN10-M1XD* | MDV | *** | *** | *** | 19000 | 20000 | 21 | 13 | 10 | 2 | 82 |  | 214861749
MDV | M4OD31-27HFN10-M1XD* | MDV | *** | *** | *** | 27000 | 27000 | 21 | 12 | 10 | 1.9 | 87 |  | 214861752
MDV | M5OX631-36HFN10-M1XD* | MDV | *** | *** | *** | 36000 | 36000 | 21.5 | 12.2 | 11.3 | 1.9 | 102 |  | 214861755
MDV | M6OE31-48HFN10-M1XD* | MDV | *** | *** | *** | 45000 | 49000 | 21.2 | 12 | 10.2 | 2 | 83 |  | 214861758
MDV | M6OE31-53HFN10-M1XD* | MDV | *** | *** | *** | 51000 | 55000 | 21.4 | 12 | 10.6 | 2 | 82 |  | 214861761
MDV | M3OX430-18HFN10-M1* | MDV | *** | *** | *** | 18000 | 19000 | 23 | 12.5 | 10 | 2.2 | 71 |  | 214861764
MDV | M4OD30-27HFN10-M1D* | MDV | *** | *** | *** | 26000 | 27000 | 23 | 12.2 | 9.5 | 2 | 67 |  | 214861767
MDV | M5OD30-36HFN10-M1D* | MDV | *** | *** | *** | 35000 | 37000 | 23.1 | 12 | 10 | 2 | 73 |  | 214861770
MDV | M6OE30-48HFN10-M1D* | MDV | *** | *** | *** | 45000 | 48000 | 21.3 | 11.7 | 10 | 2.1 | 71 |  | 214861773
MDV | M3OD31-18HFN10-M1X* | MDV | *** | *** | *** | 19000 | 20000 | 21 | 13 | 10 | 2 | 82 |  | 214861779
MDV | M4OD31-27HFN10-M1X* | MDV | *** | *** | *** | 27000 | 27000 | 21 | 12 | 10 | 1.9 | 87 |  | 214861782
MDV | M5OX631-36HFN10-M1X* | MDV | *** | *** | *** | 36000 | 36000 | 23.1 | 13.1 | 10.7 | 2 | 83 |  | 214861785
MDV | M5OX631-36HFN10-M1X** | MDV | *** | *** | *** | 36000 | 36000 | 21.5 | 12.2 | 11.3 | 1.9 | 102 |  | 214861788
MDV | M6OE31-48HFN10-M1X* | MDV | *** | *** | *** | 45000 | 49000 | 21.2 | 12 | 10.2 | 2 | 83 |  | 214861791
MDV | M6OE31-53HFN10-M1X* | MDV | *** | *** | *** | 51000 | 55000 | 21.4 | 12 | 10.6 | 2 | 82 |  | 214861794
MDV | M4OD30-27HFN10-M1* | MDV | *** | *** | *** | 26000 | 27000 | 23 | 12.2 | 9.5 | 2 | 67 |  | 214861797
MDV | M5OD30-36HFN10-M1* | MDV | *** | *** | *** | 35000 | 37000 | 23.1 | 12 | 10 | 2 | 73 |  | 214861800
MDV | M6OE30-48HFN10-M1* | MDV | *** | *** | *** | 45000 | 48000 | 21.3 | 11.7 | 10 | 2.1 | 71 |  | 214861803
MDV | M3OD31-18HFN10-M1XD-D | MDV | *** | *** | *** | 19000 | 20000 | 25 | 15 | 10.4 | 2 | 88 |  | 214861809
MDV | M4OD31-27HFN10-M1XD-D | MDV | *** | *** | *** | 27000 | 27000 | 23 | 12.5 | 10.5 | 2 | 93 |  | 214861812
MDV | M5OX631-36HFN10-M1XD-D | MDV | *** | *** | *** | 36000 | 36000 | 23 | 13 | 10.7 | 2 | 83 |  | 214861815
MDV | M6OE31-48HFN10-M1XD-D | MDV | *** | *** | *** | 47000 | 49000 | 23 | 12 | 11 | 2 | 90 |  | 214861818
MDV | M6OE31-53HFN10-M1XD-D | MDV | *** | *** | *** | 51000 | 55000 | 22.2 | 12 | 10.5 | 2 | 80 |  | 214861821
MDV | M3OD31-18HFN10-M1XD-D* | MDV | *** | *** | *** | 19000 | 20000 | 21 | 13 | 10 | 2 | 82 |  | 214861824
MDV | M4OD31-27HFN10-M1XD-D* | MDV | *** | *** | *** | 27000 | 27000 | 21 | 12 | 10 | 1.9 | 87 |  | 214861827
MDV | M5OX631-36HFN10-M1XD-D* | MDV | *** | *** | *** | 36000 | 36000 | 21.5 | 12.2 | 11.3 | 1.9 | 102 |  | 214861830
MDV | M6OE31-48HFN10-M1XD-D* | MDV | *** | *** | *** | 45000 | 49000 | 21.2 | 12 | 10.2 | 2 | 83 |  | 214861833
MDV | M6OE31-53HFN10-M1XD-D* | MDV | *** | *** | *** | 51000 | 55000 | 21.4 | 12 | 10.6 | 2 | 82 |  | 214861836
MDV | M3OX430-18HFN10-M1-D | MDV | *** | *** | *** | 18000 | 19000 | 25.1 | 14 | 9.8 | 2.3 | 72 |  | 214861839
MDV | M4OD30-27HFN10-M1D-D | MDV | *** | *** | *** | 27000 | 27000 | 25 | 13 | 9.5 | 2 | 68 |  | 214861842
MDV | M5OD30-36HFN10-M1D-D | MDV | *** | *** | *** | 36000 | 37000 | 24 | 12 | 9.5 | 2 | 72 |  | 214861845
MDV | M6OE30-48HFN10-M1D-D | MDV | *** | *** | *** | 47000 | 48000 | 24 | 12.5 | 10.3 | 2 | 79 |  | 214861848
MDV | M3OX430-18HFN10-M1-D* | MDV | *** | *** | *** | 18000 | 19000 | 23 | 12.5 | 10 | 2.2 | 71 |  | 214861854
MDV | M4OD30-27HFN10-M1D-D* | MDV | *** | *** | *** | 26000 | 27000 | 23 | 12.2 | 9.5 | 2 | 67 |  | 214861857
MDV | M5OD30-36HFN10-M1D-D* | MDV | *** | *** | *** | 35000 | 37000 | 23.1 | 12 | 10 | 2 | 73 |  | 214861860
MDV | M6OE30-48HFN10-M1D-D* | MDV | *** | *** | *** | 45000 | 48000 | 21.3 | 11.7 | 10 | 2.1 | 71 |  | 214861863
MDV | M3OD31-18HFN10-M1X-D | MDV | *** | *** | *** | 19000 | 20000 | 25 | 15 | 10.4 | 2 | 88 |  | 214861869
MDV | M4OD31-27HFN10-M1X-D | MDV | *** | *** | *** | 27000 | 27000 | 23 | 12.5 | 10.5 | 2 | 93 |  | 214861872
MDV | M5OX631-36HFN10-M1X-D | MDV | *** | *** | *** | 36000 | 36000 | 23 | 13 | 10.7 | 2 | 83 |  | 214861875
MDV | M6OE31-48HFN10-M1X-D | MDV | *** | *** | *** | 47000 | 49000 | 23 | 12 | 11 | 2 | 90 |  | 214861878
MDV | M6OE31-53HFN10-M1X-D | MDV | *** | *** | *** | 51000 | 55000 | 22.2 | 12 | 10.5 | 2 | 80 |  | 214861881
MDV | M3OD31-18HFN10-M1X-D* | MDV | *** | *** | *** | 19000 | 20000 | 21 | 13 | 10 | 2 | 82 |  | 214861884
MDV | M4OD31-27HFN10-M1X-D* | MDV | *** | *** | *** | 27000 | 27000 | 21 | 12 | 10 | 1.9 | 87 |  | 214861887
MDV | M5OX631-36HFN10-M1X-D* | MDV | *** | *** | *** | 36000 | 36000 | 21.5 | 12.2 | 11.3 | 1.9 | 102 |  | 214861890
MDV | M6OE31-48HFN10-M1X-D* | MDV | *** | *** | *** | 45000 | 49000 | 21.2 | 12 | 10.2 | 2 | 83 |  | 214861893
MDV | M6OE31-53HFN10-M1X-D* | MDV | *** | *** | *** | 51000 | 55000 | 21.4 | 12 | 10.6 | 2 | 82 |  | 214861896
MDV | M4OD30-27HFN10-M1-D | MDV | *** | *** | *** | 27000 | 27000 | 25 | 13 | 9.5 | 2 | 68 |  | 214861899
MDV | M5OD30-36HFN10-M1-D | MDV | *** | *** | *** | 36000 | 37000 | 24 | 12 | 9.5 | 2 | 72 |  | 214861902
MDV | M6OE30-48HFN10-M1-D | MDV | *** | *** | *** | 47000 | 48000 | 24 | 12.5 | 10.3 | 2 | 79 |  | 214861905
MDV | M4OD30-27HFN10-M1-D* | MDV | *** | *** | *** | 26000 | 27000 | 23 | 12.2 | 9.5 | 2 | 67 |  | 214861911
MDV | M5OD30-36HFN10-M1-D* | MDV | *** | *** | *** | 35000 | 37000 | 23.1 | 12 | 10 | 2 | 73 |  | 214861914
MDV | M6OE30-48HFN10-M1-D* | MDV | *** | *** | *** | 45000 | 48000 | 21.3 | 11.7 | 10 | 2.1 | 71 |  | 214861917
DAIKIN | 2MXTH18AVJU* | DAIKIN | *** | *** | *** | 17200 | 18000 | 21 | 12 | 10 | 1.8 | 67 |  | 214837761
DAIKIN | 2MXT18AVJU* | DAIKIN | *** | *** | *** | 17200 | 18000 | 21 | 12 | 10 | 1.8 | 67 |  | 214837760
DAIKIN | 4MXM36AVJU* | DAIKIN | *** | *** | *** | 34200 | 34600 | 20 | 10 | 9.5 | 1.8 | 62 |  | 214837759
DAIKIN | 3MXM24AVJU* | DAIKIN | *** | *** | *** | 23000 | 24000 | 21 | 12 | 10 | 1.8 | 65 |  | 214837758
DAIKIN | 2MXM18AVJU* | DAIKIN | *** | *** | *** | 17200 | 18500 | 21 | 12 | 10 | 1.8 | 65 |  | 214837757
LG | KUMXB241A | LG | *** | *** | *** | 24000 | 24600 | 22.5 | 12.5 | 9.8 | 2.3 | 62 |  | 214848483
CONTINENTAL | CDHAMB-27-O | CONTINENTAL | *** | *** | *** | 27000 | 27000 | 23 | 12.5 | 10.5 | 2 | 93 |  | 215213722
NAPOLEON | NDHAMB-27-O | NAPOLEON | *** | *** | *** | 27000 | 27000 | 23 | 12.5 | 10.5 | 2 | 93 |  | 215213719
CONTINENTAL | CDHAMB-36-O | CONTINENTAL | *** | *** | *** | 36000 | 36000 | 23 | 13 | 10.7 | 2 | 83 |  | 215213728
NAPOLEON | NDHAMB-36-O | NAPOLEON | *** | *** | *** | 36000 | 36000 | 23 | 13 | 10.7 | 2 | 83 |  | 215213725
DIRECT AIR | DIRM4-48DA25-5Z | DIRECT AIR | *** | *** | *** | 47000 | 48000 | 24 | 12.5 | 10.3 | 2 | 79 |  | 215213796
DIRECT AIR | DIRM4-48HXPRO28-5Z | DIRECT AIR | *** | *** | *** | 47000 | 49000 | 23 | 12 | 11 | 2 | 90 |  | 215213808
DIRECT AIR | DIRM4-36HXPRO28-4Z | DIRECT AIR | *** | *** | *** | 36000 | 36000 | 23 | 13 | 10.7 | 2 | 83 |  | 215213805
DIRECT AIR | DIRM4-28HXPRO28-3Z | DIRECT AIR | *** | *** | *** | 27000 | 27000 | 23 | 12.5 | 10.5 | 2 | 93 |  | 215213802
DIRECT AIR | DIRM4-18HXPRO28-2Z | DIRECT AIR | *** | *** | *** | 19000 | 20000 | 25 | 15 | 10.4 | 2 | 88 |  | 215213799
DIRECT AIR | DIRM4-36DA25-4Z | DIRECT AIR | *** | *** | *** | 36000 | 37000 | 24 | 12 | 9.5 | 2 | 72 |  | 215213793
DIRECT AIR | DIRM4-27DA25-3Z | DIRECT AIR | *** | *** | *** | 27000 | 27000 | 23 | 12.5 | 10.5 | 2 | 93 |  | 215213790
DIRECT AIR | DIRM4-18DA25-2Z | DIRECT AIR | *** | *** | *** | 18000 | 19000 | 25.1 | 14 | 9.8 | 2.3 | 72 |  | 215213787
BOSCH | BMS500-AAM018-1CSXHD | BOSCH | *** | *** | *** | 19000 | 20000 | 25 | 15 | 10.4 | 2 | 88 |  | 215223316
BOSCH | BMS500-AAM027-1CSXHD | BOSCH | *** | *** | *** | 27000 | 27000 | 23 | 12.5 | 10.5 | 2 | 93 |  | 215223319
BOSCH | BMS500-AAM036-1CSXHD | BOSCH | *** | *** | *** | 36000 | 36000 | 23 | 13 | 10.7 | 2 | 83 |  | 215223322
BOSCH | BMS500-AAM048-1CSXHD | BOSCH | *** | *** | *** | 47000 | 49000 | 23 | 12 | 11 | 2 | 90 |  | 215223325
BOSCH | BMS500-AAM018-1CSXRD | BOSCH | *** | *** | *** | 18000 | 19000 | 25.1 | 14 | 9.8 | 2.3 | 72 |  | 215223328
BOSCH | BMS500-AAM027-1CSXRD | BOSCH | *** | *** | *** | 27000 | 27000 | 25 | 13 | 9.5 | 2 | 68 |  | 215223331
BOSCH | BMS500-AAM036-1CSXRD | BOSCH | *** | *** | *** | 36000 | 37000 | 24 | 12 | 9.5 | 2 | 72 |  | 215223334
BOSCH | BMS500-AAM048-1CSXRD | BOSCH | *** | *** | *** | 47000 | 48000 | 24 | 12.5 | 10.3 | 2 | 79 |  | 215223337
PANASONIC | CU-3Z22ABUC | PANASONIC | *** | *** | *** | 22000 | 26000 | 24.5 | 12.75 | 10.7 | 2.28 | 98 |  | 214837935
PANASONIC | CU-2Z18ABUC | PANASONIC | *** | *** | *** | 18000 | 22000 | 22.5 | 15 | 12.5 | 2.15 | 112 |  | 214837934
DAIKIN | 3MXS24WMVJU* | DAIKIN | *** | *** | *** | 24000 | 24000 | 18 | 11.7 | 9.7 | 1.8 | 65 |  | 210722661
Mitsubishi Electric | MXZ-2D20NL* | Mitsubishi Electric | *** | *** | *** | 18000 | 24000 | 20 | 13 | 10 | 2.23 | 69 |  | 215288692
MDV | M4OD30-24HFN10-M1D | MDV | *** | *** | *** | 24000 | 25000 | 25 | 13.5 | 9.5 | 2 | 71 |  | 215351181
MDV | M4OD31-24HFN10-M1XD | MDV | *** | *** | *** | 24000 | 25000 | 24 | 13 | 10 | 2 | 94 |  | 215351183
MDV | M5OD30-30HFN10-M1D | MDV | *** | *** | *** | 30000 | 31000 | 25 | 13 | 10 | 2 | 86 |  | 215351185
MDV | M5OX631-30HFN10-M1XD | MDV | *** | *** | *** | 30000 | 31000 | 24 | 13.2 | 10.7 | 2 | 97 |  | 215351187
BRYANT | 37MGHAQ18CA3 | BRYANT | *** | *** | *** | 19000 | 20000 | 25 | 15 | 10.5 | 2 | 88 |  | 215357106
BRYANT | 37MGHAQ24DA3 | BRYANT | *** | *** | *** | 24000 | 25000 | 24 | 13 | 10 | 2 | 94 |  | 215357109
BRYANT | 37MGHAQ27DA3 | BRYANT | *** | *** | *** | 27000 | 27000 | 23.1 | 12.7 | 10.5 | 2 | 93 |  | 215357112
BRYANT | 37MGHAQ30EA3 | BRYANT | *** | *** | *** | 30000 | 31000 | 24 | 13.2 | 10.7 | 2 | 97 |  | 215357115
BRYANT | 37MGHAQ36EA3 | BRYANT | *** | *** | *** | 36000 | 36000 | 23.1 | 13.1 | 10.7 | 2 | 83 |  | 215357118
BRYANT | 37MGHAQ48FA3 | BRYANT | *** | *** | *** | 47000 | 49000 | 23 | 12 | 11.3 | 2 | 90 |  | 215357121
BRYANT | 37MGHAQ55FA3 | BRYANT | *** | *** | *** | 51000 | 55000 | 22.3 | 12 | 10.5 | 2 | 80 |  | 215357124
ARCOAIRE | D5CMHAH18CAK | ARCOAIRE | *** | *** | *** | 19000 | 20000 | 25 | 15 | 10.5 | 2 | 88 |  | 215357125
COMFORTMAKER | D5CMRAH18CAK | COMFORTMAKER | *** | *** | *** | 18000 | 19000 | 25.2 | 14 | 9.8 | 2.3 | 72 |  | 215357211
COMFORTMAKER | D5CMRAH24DAK | COMFORTMAKER | *** | *** | *** | 24000 | 25000 | 25 | 13.5 | 9.5 | 2 | 71 |  | 215357214
COMFORTMAKER | D5CMRAH27DAK | COMFORTMAKER | *** | *** | *** | 27000 | 27000 | 25 | 13 | 9.5 | 2 | 68 |  | 215357217
COMFORTMAKER | D5CMRAH30EAK | COMFORTMAKER | *** | *** | *** | 30000 | 31000 | 25 | 13 | 10 | 2 | 86 |  | 215357220
HEIL | D5CMRAH24DAK | HEIL | *** | *** | *** | 24000 | 25000 | 25 | 13.5 | 9.5 | 2 | 71 |  | 215357298
COMFORTMAKER | D5CMRAH36EAK | COMFORTMAKER | *** | *** | *** | 36000 | 37000 | 24 | 12 | 9.5 | 2 | 72 |  | 215357223
COMFORTMAKER | D5CMRAH48FAK | COMFORTMAKER | *** | *** | *** | 47000 | 48000 | 24 | 12.5 | 10.4 | 2 | 79 |  | 215357226
COMFORTMAKER | D5CMRAH55FAK | COMFORTMAKER | *** | *** | *** | 60000 | 60000 | 22 | 10 | 9.6 | 2.2 | 65 |  | 215357229
DAY & NIGHT | D5CMHAH18CAK | DAY & NIGHT | *** | *** | *** | 19000 | 20000 | 25 | 15 | 10.5 | 2 | 88 |  | 215357232
DAY & NIGHT | D5CMHAH24DAK | DAY & NIGHT | *** | *** | *** | 24000 | 25000 | 24 | 13 | 10 | 2 | 94 |  | 215357235
DAY & NIGHT | D5CMHAH27DAK | DAY & NIGHT | *** | *** | *** | 27000 | 27000 | 23.1 | 12.7 | 10.5 | 2 | 93 |  | 215357238
DAY & NIGHT | D5CMHAH30EAK | DAY & NIGHT | *** | *** | *** | 30000 | 31000 | 24 | 13.2 | 10.7 | 2 | 97 |  | 215357241
DAY & NIGHT | D5CMHAH36EAK | DAY & NIGHT | *** | *** | *** | 36000 | 36000 | 23.1 | 13.1 | 10.7 | 2 | 83 |  | 215357244
HEIL | D5CMRAH30EAK | HEIL | *** | *** | *** | 30000 | 31000 | 25 | 13 | 10 | 2 | 86 |  | 215357304
DAY & NIGHT | D5CMHAH48FAK | DAY & NIGHT | *** | *** | *** | 47000 | 49000 | 23 | 12 | 11.3 | 2 | 90 |  | 215357247
DAY & NIGHT | D5CMHAH55FAK | DAY & NIGHT | *** | *** | *** | 51000 | 55000 | 22.3 | 12 | 10.5 | 2 | 80 |  | 215357250
DAY & NIGHT | D5CMRAH18CAK | DAY & NIGHT | *** | *** | *** | 18000 | 19000 | 25.2 | 14 | 9.8 | 2.3 | 72 |  | 215357253
DAY & NIGHT | D5CMRAH24DAK | DAY & NIGHT | *** | *** | *** | 24000 | 25000 | 25 | 13.5 | 9.5 | 2 | 71 |  | 215357256
DAY & NIGHT | D5CMRAH27DAK | DAY & NIGHT | *** | *** | *** | 27000 | 27000 | 25 | 13 | 9.5 | 2 | 68 |  | 215357259
DAY & NIGHT | D5CMRAH30EAK | DAY & NIGHT | *** | *** | *** | 30000 | 31000 | 25 | 13 | 10 | 2 | 86 |  | 215357262
DAY & NIGHT | D5CMRAH36EAK | DAY & NIGHT | *** | *** | *** | 36000 | 37000 | 24 | 12 | 9.5 | 2 | 72 |  | 215357265
HEIL | D5CMRAH36EAK | HEIL | *** | *** | *** | 36000 | 37000 | 24 | 12 | 9.5 | 2 | 72 |  | 215357307
DAY & NIGHT | D5CMRAH48FAK | DAY & NIGHT | *** | *** | *** | 47000 | 48000 | 24 | 12.5 | 10.4 | 2 | 79 |  | 215357268
DAY & NIGHT | D5CMRAH55FAK | DAY & NIGHT | *** | *** | *** | 60000 | 60000 | 22 | 10 | 9.6 | 2.2 | 65 |  | 215357271
HEIL | D5CMHAH18CAK | HEIL | *** | *** | *** | 19000 | 20000 | 25 | 15 | 10.5 | 2 | 88 |  | 215357274
HEIL | D5CMHAH24DAK | HEIL | *** | *** | *** | 24000 | 25000 | 24 | 13 | 10 | 2 | 94 |  | 215357277
HEIL | D5CMHAH27DAK | HEIL | *** | *** | *** | 27000 | 27000 | 23.1 | 12.7 | 10.5 | 2 | 93 |  | 215357280
HEIL | D5CMRAH48FAK | HEIL | *** | *** | *** | 47000 | 48000 | 24 | 12.5 | 10.4 | 2 | 79 |  | 215357310
HEIL | D5CMHAH30EAK | HEIL | *** | *** | *** | 30000 | 31000 | 24 | 13.2 | 10.7 | 2 | 97 |  | 215357283
HEIL | D5CMHAH36EAK | HEIL | *** | *** | *** | 36000 | 36000 | 23.1 | 13.1 | 10.7 | 2 | 83 |  | 215357286
HEIL | D5CMHAH48FAK | HEIL | *** | *** | *** | 47000 | 49000 | 23 | 12 | 11.3 | 2 | 90 |  | 215357289
HEIL | D5CMHAH55FAK | HEIL | *** | *** | *** | 51000 | 55000 | 22.3 | 12 | 10.5 | 2 | 80 |  | 215357292
HEIL | D5CMRAH18CAK | HEIL | *** | *** | *** | 18000 | 19000 | 25.2 | 14 | 9.8 | 2.3 | 72 |  | 215357295
HEIL | D5CMRAH55FAK | HEIL | *** | *** | *** | 60000 | 60000 | 22 | 10 | 9.6 | 2.2 | 65 |  | 215357313
LPS Legacy | D5CMHAH36EAK | LPS Legacy | *** | *** | *** | 36000 | 36000 | 23.1 | 13.1 | 10.7 | 2 | 83 |  | 215357622
KEEPRITE | D5CMHAH18CAK | KEEPRITE | *** | *** | *** | 19000 | 20000 | 25 | 15 | 10.5 | 2 | 88 |  | 215357316
KEEPRITE | D5CMHAH24DAK | KEEPRITE | *** | *** | *** | 24000 | 25000 | 24 | 13 | 10 | 2 | 94 |  | 215357319
KEEPRITE | D5CMHAH27DAK | KEEPRITE | *** | *** | *** | 27000 | 27000 | 23.1 | 12.7 | 10.5 | 2 | 93 |  | 215357322
KEEPRITE | D5CMHAH30EAK | KEEPRITE | *** | *** | *** | 30000 | 31000 | 24 | 13.2 | 10.7 | 2 | 97 |  | 215357325
KEEPRITE | D5CMHAH36EAK | KEEPRITE | *** | *** | *** | 36000 | 36000 | 23.1 | 13.1 | 10.7 | 2 | 83 |  | 215357328
KEEPRITE | D5CMHAH48FAK | KEEPRITE | *** | *** | *** | 47000 | 49000 | 23 | 12 | 11.3 | 2 | 90 |  | 215357331
LPS Legacy | D5CMHAH30EAK | LPS Legacy | *** | *** | *** | 30000 | 31000 | 24 | 13.2 | 10.7 | 2 | 97 |  | 215357619
KEEPRITE | D5CMRAH48FAK | KEEPRITE | *** | *** | *** | 47000 | 48000 | 24 | 12.5 | 10.4 | 2 | 79 |  | 215357352
KEEPRITE | D5CMHAH55FAK | KEEPRITE | *** | *** | *** | 51000 | 55000 | 22.3 | 12 | 10.5 | 2 | 80 |  | 215357334
KEEPRITE | D5CMRAH18CAK | KEEPRITE | *** | *** | *** | 18000 | 19000 | 25.2 | 14 | 9.8 | 2.3 | 72 |  | 215357337
KEEPRITE | D5CMRAH24DAK | KEEPRITE | *** | *** | *** | 24000 | 25000 | 25 | 13.5 | 9.5 | 2 | 71 |  | 215357340
KEEPRITE | D5CMRAH27DAK | KEEPRITE | *** | *** | *** | 27000 | 27000 | 25 | 13 | 9.5 | 2 | 68 |  | 215357343
LPS Legacy | D5CMHAH48FAK | LPS Legacy | *** | *** | *** | 47000 | 49000 | 23 | 12 | 11.3 | 2 | 90 |  | 215357625
KEEPRITE | D5CMRAH30EAK | KEEPRITE | *** | *** | *** | 30000 | 31000 | 25 | 13 | 10 | 2 | 86 |  | 215357346
KEEPRITE | D5CMRAH36EAK | KEEPRITE | *** | *** | *** | 36000 | 37000 | 24 | 12 | 9.5 | 2 | 72 |  | 215357349
KEEPRITE | D5CMRAH55FAK | KEEPRITE | *** | *** | *** | 60000 | 60000 | 22 | 10 | 9.6 | 2.2 | 65 |  | 215357355
KENMORE | D5CMHAH18CAK | KENMORE | *** | *** | *** | 19000 | 20000 | 25 | 15 | 10.5 | 2 | 88 |  | 215357358
KENMORE | D5CMHAH24DAK | KENMORE | *** | *** | *** | 24000 | 25000 | 24 | 13 | 10 | 2 | 94 |  | 215357361
KENMORE | D5CMHAH27DAK | KENMORE | *** | *** | *** | 27000 | 27000 | 23.1 | 12.7 | 10.5 | 2 | 93 |  | 215357364
KENMORE | D5CMHAH30EAK | KENMORE | *** | *** | *** | 30000 | 31000 | 24 | 13.2 | 10.7 | 2 | 97 |  | 215357367
KENMORE | D5CMHAH36EAK | KENMORE | *** | *** | *** | 36000 | 36000 | 23.1 | 13.1 | 10.7 | 2 | 83 |  | 215357370
KENMORE | D5CMHAH48FAK | KENMORE | *** | *** | *** | 47000 | 49000 | 23 | 12 | 11.3 | 2 | 90 |  | 215357373
KENMORE | D5CMHAH55FAK | KENMORE | *** | *** | *** | 51000 | 55000 | 22.3 | 12 | 10.5 | 2 | 80 |  | 215357376
KENMORE | D5CMRAH18CAK | KENMORE | *** | *** | *** | 18000 | 19000 | 25.2 | 14 | 9.8 | 2.3 | 72 |  | 215357379
KENMORE | D5CMRAH24DAK | KENMORE | *** | *** | *** | 24000 | 25000 | 25 | 13.5 | 9.5 | 2 | 71 |  | 215357382
KENMORE | D5CMRAH27DAK | KENMORE | *** | *** | *** | 27000 | 27000 | 25 | 13 | 9.5 | 2 | 68 |  | 215357385
KENMORE | D5CMRAH30EAK | KENMORE | *** | *** | *** | 30000 | 31000 | 25 | 13 | 10 | 2 | 86 |  | 215357388
KENMORE | D5CMRAH36EAK | KENMORE | *** | *** | *** | 36000 | 37000 | 24 | 12 | 9.5 | 2 | 72 |  | 215357391
KENMORE | D5CMRAH48FAK | KENMORE | *** | *** | *** | 47000 | 48000 | 24 | 12.5 | 10.4 | 2 | 79 |  | 215357394
LPS Legacy | D5CMHAH55FAK | LPS Legacy | *** | *** | *** | 51000 | 55000 | 22.3 | 12 | 10.5 | 2 | 80 |  | 215357628
KENMORE | D5CMRAH55FAK | KENMORE | *** | *** | *** | 60000 | 60000 | 22 | 10 | 9.6 | 2.2 | 65 |  | 215357397
MIDEA | D5CMHAH18CAK | MIDEA | *** | *** | *** | 19000 | 20000 | 25 | 15 | 10.5 | 2 | 88 |  | 215357400
MIDEA | D5CMHAH24DAK | MIDEA | *** | *** | *** | 24000 | 25000 | 24 | 13 | 10 | 2 | 94 |  | 215357403
MIDEA | D5CMHAH27DAK | MIDEA | *** | *** | *** | 27000 | 27000 | 23.1 | 12.7 | 10.5 | 2 | 93 |  | 215357406
MIDEA | D5CMHAH30EAK | MIDEA | *** | *** | *** | 30000 | 31000 | 24 | 13.2 | 10.7 | 2 | 97 |  | 215357409
MIDEA | D5CMHAH36EAK | MIDEA | *** | *** | *** | 36000 | 36000 | 23.1 | 13.1 | 10.7 | 2 | 83 |  | 215357412
MIDEA | D5CMHAH48FAK | MIDEA | *** | *** | *** | 47000 | 49000 | 23 | 12 | 11.3 | 2 | 90 |  | 215357415
MIDEA | D5CMHAH55FAK | MIDEA | *** | *** | *** | 51000 | 55000 | 22.3 | 12 | 10.5 | 2 | 80 |  | 215357418
MIDEA | D5CMRAH18CAK | MIDEA | *** | *** | *** | 18000 | 19000 | 25.2 | 14 | 9.8 | 2.3 | 72 |  | 215357421
MIDEA | D5CMRAH24DAK | MIDEA | *** | *** | *** | 24000 | 25000 | 25 | 13.5 | 9.5 | 2 | 71 |  | 215357424
MIDEA | D5CMRAH27DAK | MIDEA | *** | *** | *** | 27000 | 27000 | 25 | 13 | 9.5 | 2 | 68 |  | 215357427
LPS Legacy | D5CMRAH18CAK | LPS Legacy | *** | *** | *** | 18000 | 19000 | 25.2 | 14 | 9.8 | 2.3 | 72 |  | 215357631
MIDEA | D5CMRAH30EAK | MIDEA | *** | *** | *** | 30000 | 31000 | 25 | 13 | 10 | 2 | 86 |  | 215357430
CARRIER | 37MGHAQ18CA3 | CARRIER | *** | *** | *** | 19000 | 20000 | 25 | 15 | 10.5 | 2 | 88 |  | 215357433
MIDEA | D5CMRAH36EAK | MIDEA | *** | *** | *** | 36000 | 37000 | 24 | 12 | 9.5 | 2 | 72 |  | 215357434
CARRIER | 37MGHAQ24DA3 | CARRIER | *** | *** | *** | 24000 | 25000 | 24 | 13 | 10 | 2 | 94 |  | 215357438
MIDEA | D5CMRAH48FAK | MIDEA | *** | *** | *** | 47000 | 48000 | 24 | 12.5 | 10.4 | 2 | 79 |  | 215357442
CARRIER | 37MGHAQ27DA3 | CARRIER | *** | *** | *** | 27000 | 27000 | 23.1 | 12.7 | 10.5 | 2 | 93 |  | 215357443
CARRIER | 37MGHAQ30EA3 | CARRIER | *** | *** | *** | 30000 | 31000 | 24 | 13.2 | 10.7 | 2 | 97 |  | 215357448
LPS Legacy | D5CMRAH24DAK | LPS Legacy | *** | *** | *** | 24000 | 25000 | 25 | 13.5 | 9.5 | 2 | 71 |  | 215357634
MIDEA | D5CMRAH55FAK | MIDEA | *** | *** | *** | 60000 | 60000 | 22 | 10 | 9.6 | 2.2 | 65 |  | 215357450
CARRIER | 37MGHAQ36EA3 | CARRIER | *** | *** | *** | 36000 | 36000 | 23.1 | 13.1 | 10.7 | 2 | 83 |  | 215357453
TEMPSTAR | D5CMHAH18CAK | TEMPSTAR | *** | *** | *** | 19000 | 20000 | 25 | 15 | 10.5 | 2 | 88 |  | 215357457
CARRIER | 37MGHAQ48FA3 | CARRIER | *** | *** | *** | 47000 | 49000 | 23 | 12 | 11.3 | 2 | 90 |  | 215357458
TEMPSTAR | D5CMHAH24DAK | TEMPSTAR | *** | *** | *** | 24000 | 25000 | 24 | 13 | 10 | 2 | 94 |  | 215357463
CARRIER | 37MGHAQ55FA3 | CARRIER | *** | *** | *** | 51000 | 55000 | 22.3 | 12 | 10.5 | 2 | 80 |  | 215357464
TEMPSTAR | D5CMHAH27DAK | TEMPSTAR | *** | *** | *** | 27000 | 27000 | 23.1 | 12.7 | 10.5 | 2 | 93 |  | 215357469
CARRIER | 37MGRAQ18CA3 | CARRIER | *** | *** | *** | 18000 | 19000 | 25.2 | 14 | 9.8 | 2.3 | 72 |  | 215357470
TEMPSTAR | D5CMHAH30EAK | TEMPSTAR | *** | *** | *** | 30000 | 31000 | 24 | 13.2 | 10.7 | 2 | 97 |  | 215357474
CARRIER | 37MGRAQ24DA3 | CARRIER | *** | *** | *** | 24000 | 25000 | 25 | 13.5 | 9.5 | 2 | 71 |  | 215357477
TEMPSTAR | D5CMHAH36EAK | TEMPSTAR | *** | *** | *** | 36000 | 36000 | 23.1 | 13.1 | 10.7 | 2 | 83 |  | 215357480
CARRIER | 37MGRAQ27DA3 | CARRIER | *** | *** | *** | 27000 | 27000 | 25 | 13 | 9.5 | 2 | 68 |  | 215357483
TEMPSTAR | D5CMHAH48FAK | TEMPSTAR | *** | *** | *** | 47000 | 49000 | 23 | 12 | 11.3 | 2 | 90 |  | 215357485
CARRIER | 37MGRAQ30EA3 | CARRIER | *** | *** | *** | 30000 | 31000 | 25 | 13 | 10 | 2 | 86 |  | 215357490
TEMPSTAR | D5CMHAH55FAK | TEMPSTAR | *** | *** | *** | 51000 | 55000 | 22.3 | 12 | 10.5 | 2 | 80 |  | 215357491
LPS Legacy | D5CMRAH27DAK | LPS Legacy | *** | *** | *** | 27000 | 27000 | 25 | 13 | 9.5 | 2 | 68 |  | 215357637
CARRIER | 37MGRAQ36EA3 | CARRIER | *** | *** | *** | 36000 | 37000 | 24 | 12 | 9.5 | 2 | 72 |  | 215357496
TEMPSTAR | D5CMRAH18CAK | TEMPSTAR | *** | *** | *** | 18000 | 19000 | 25.2 | 14 | 9.8 | 2.3 | 72 |  | 215357497
CARRIER | 37MGRAQ48FA3 | CARRIER | *** | *** | *** | 47000 | 48000 | 24 | 12.5 | 10.4 | 2 | 79 |  | 215357502
TEMPSTAR | D5CMRAH24DAK | TEMPSTAR | *** | *** | *** | 24000 | 25000 | 25 | 13.5 | 9.5 | 2 | 71 |  | 215357503
TEMPSTAR | D5CMRAH27DAK | TEMPSTAR | *** | *** | *** | 27000 | 27000 | 25 | 13 | 9.5 | 2 | 68 |  | 215357508
CARRIER | 37MGRAQ55FA3 | CARRIER | *** | *** | *** | 60000 | 60000 | 22 | 10 | 9.6 | 2.2 | 65 |  | 215357509
TEMPSTAR | D5CMRAH30EAK | TEMPSTAR | *** | *** | *** | 30000 | 31000 | 25 | 13 | 10 | 2 | 86 |  | 215357514
TEMPSTAR | D5CMRAH36EAK | TEMPSTAR | *** | *** | *** | 36000 | 37000 | 24 | 12 | 9.5 | 2 | 72 |  | 215357517
TEMPSTAR | D5CMRAH48FAK | TEMPSTAR | *** | *** | *** | 47000 | 48000 | 24 | 12.5 | 10.4 | 2 | 79 |  | 215357520
LPS Legacy | D5CMRAH30EAK | LPS Legacy | *** | *** | *** | 30000 | 31000 | 25 | 13 | 10 | 2 | 86 |  | 215357640
TEMPSTAR | D5CMRAH55FAK | TEMPSTAR | *** | *** | *** | 60000 | 60000 | 22 | 10 | 9.6 | 2.2 | 65 |  | 215357523
SMART COMFORT | D5CMHAH18CAK | SMART COMFORT | *** | *** | *** | 19000 | 20000 | 25 | 15 | 10.5 | 2 | 88 |  | 215357526
SMART COMFORT | D5CMHAH24DAK | SMART COMFORT | *** | *** | *** | 24000 | 25000 | 24 | 13 | 10 | 2 | 94 |  | 215357529
SMART COMFORT | D5CMHAH27DAK | SMART COMFORT | *** | *** | *** | 27000 | 27000 | 23.1 | 12.7 | 10.5 | 2 | 93 |  | 215357532
SMART COMFORT | D5CMHAH30EAK | SMART COMFORT | *** | *** | *** | 30000 | 31000 | 24 | 13.2 | 10.7 | 2 | 97 |  | 215357535
SMART COMFORT | D5CMHAH36EAK | SMART COMFORT | *** | *** | *** | 36000 | 36000 | 23.1 | 13.1 | 10.7 | 2 | 83 |  | 215357538
SMART COMFORT | D5CMHAH48FAK | SMART COMFORT | *** | *** | *** | 47000 | 49000 | 23 | 12 | 11.3 | 2 | 90 |  | 215357541
SMART COMFORT | D5CMHAH55FAK | SMART COMFORT | *** | *** | *** | 51000 | 55000 | 22.3 | 12 | 10.5 | 2 | 80 |  | 215357544
SMART COMFORT | D5CMRAH18CAK | SMART COMFORT | *** | *** | *** | 18000 | 19000 | 25.2 | 14 | 9.8 | 2.3 | 72 |  | 215357547
SMART COMFORT | D5CMRAH24DAK | SMART COMFORT | *** | *** | *** | 24000 | 25000 | 25 | 13.5 | 9.5 | 2 | 71 |  | 215357550
SMART COMFORT | D5CMRAH27DAK | SMART COMFORT | *** | *** | *** | 27000 | 27000 | 25 | 13 | 9.5 | 2 | 68 |  | 215357553
SMART COMFORT | D5CMRAH30EAK | SMART COMFORT | *** | *** | *** | 30000 | 31000 | 25 | 13 | 10 | 2 | 86 |  | 215357556
Grandaire | D5CMHAH55FAK | Grandaire | *** | *** | *** | 51000 | 55000 | 22.3 | 12 | 10.5 | 2 | 80 |  | 215357670
SMART COMFORT | D5CMRAH36EAK | SMART COMFORT | *** | *** | *** | 36000 | 37000 | 24 | 12 | 9.5 | 2 | 72 |  | 215357559
SMART COMFORT | D5CMRAH48FAK | SMART COMFORT | *** | *** | *** | 47000 | 48000 | 24 | 12.5 | 10.4 | 2 | 79 |  | 215357562
LPS Legacy | D5CMRAH36EAK | LPS Legacy | *** | *** | *** | 36000 | 37000 | 24 | 12 | 9.5 | 2 | 72 |  | 215357643
SMART COMFORT | D5CMRAH55FAK | SMART COMFORT | *** | *** | *** | 60000 | 60000 | 22 | 10 | 9.6 | 2.2 | 65 |  | 215357565
AIRQUEST | D5CMHAH18CAK | AIRQUEST | *** | *** | *** | 19000 | 20000 | 25 | 15 | 10.5 | 2 | 88 |  | 215357568
AIRQUEST | D5CMHAH24DAK | AIRQUEST | *** | *** | *** | 24000 | 25000 | 24 | 13 | 10 | 2 | 94 |  | 215357571
AIRQUEST | D5CMHAH27DAK | AIRQUEST | *** | *** | *** | 27000 | 27000 | 23.1 | 12.7 | 10.5 | 2 | 93 |  | 215357574
AIRQUEST | D5CMHAH30EAK | AIRQUEST | *** | *** | *** | 30000 | 31000 | 24 | 13.2 | 10.7 | 2 | 97 |  | 215357577
AIRQUEST | D5CMHAH36EAK | AIRQUEST | *** | *** | *** | 36000 | 36000 | 23.1 | 13.1 | 10.7 | 2 | 83 |  | 215357580
AIRQUEST | D5CMHAH48FAK | AIRQUEST | *** | *** | *** | 47000 | 49000 | 23 | 12 | 11.3 | 2 | 90 |  | 215357583
AIRQUEST | D5CMHAH55FAK | AIRQUEST | *** | *** | *** | 51000 | 55000 | 22.3 | 12 | 10.5 | 2 | 80 |  | 215357586
AIRQUEST | D5CMRAH18CAK | AIRQUEST | *** | *** | *** | 18000 | 19000 | 25.2 | 14 | 9.8 | 2.3 | 72 |  | 215357589
AIRQUEST | D5CMRAH24DAK | AIRQUEST | *** | *** | *** | 24000 | 25000 | 25 | 13.5 | 9.5 | 2 | 71 |  | 215357592
LPS Legacy | D5CMRAH48FAK | LPS Legacy | *** | *** | *** | 47000 | 48000 | 24 | 12.5 | 10.4 | 2 | 79 |  | 215357646
AIRQUEST | D5CMRAH27DAK | AIRQUEST | *** | *** | *** | 27000 | 27000 | 25 | 13 | 9.5 | 2 | 68 |  | 215357595
AIRQUEST | D5CMRAH30EAK | AIRQUEST | *** | *** | *** | 30000 | 31000 | 25 | 13 | 10 | 2 | 86 |  | 215357598
AIRQUEST | D5CMRAH36EAK | AIRQUEST | *** | *** | *** | 36000 | 37000 | 24 | 12 | 9.5 | 2 | 72 |  | 215357601
AIRQUEST | D5CMRAH48FAK | AIRQUEST | *** | *** | *** | 47000 | 48000 | 24 | 12.5 | 10.4 | 2 | 79 |  | 215357604
AIRQUEST | D5CMRAH55FAK | AIRQUEST | *** | *** | *** | 60000 | 60000 | 22 | 10 | 9.6 | 2.2 | 65 |  | 215357607
LPS Legacy | D5CMHAH18CAK | LPS Legacy | *** | *** | *** | 19000 | 20000 | 25 | 15 | 10.5 | 2 | 88 |  | 215357610
LPS Legacy | D5CMHAH24DAK | LPS Legacy | *** | *** | *** | 24000 | 25000 | 24 | 13 | 10 | 2 | 94 |  | 215357613
LPS Legacy | D5CMRAH55FAK | LPS Legacy | *** | *** | *** | 60000 | 60000 | 22 | 10 | 9.6 | 2.2 | 65 |  | 215357649
LPS Legacy | D5CMHAH27DAK | LPS Legacy | *** | *** | *** | 27000 | 27000 | 23.1 | 12.7 | 10.5 | 2 | 93 |  | 215357616
Grandaire | D5CMHAH18CAK | Grandaire | *** | *** | *** | 19000 | 20000 | 25 | 15 | 10.5 | 2 | 88 |  | 215357652
Grandaire | D5CMHAH24DAK | Grandaire | *** | *** | *** | 24000 | 25000 | 24 | 13 | 10 | 2 | 94 |  | 215357655
Grandaire | D5CMHAH27DAK | Grandaire | *** | *** | *** | 27000 | 27000 | 23.1 | 12.7 | 10.5 | 2 | 93 |  | 215357658
Grandaire | D5CMHAH30EAK | Grandaire | *** | *** | *** | 30000 | 31000 | 24 | 13.2 | 10.7 | 2 | 97 |  | 215357661
Grandaire | D5CMHAH36EAK | Grandaire | *** | *** | *** | 36000 | 36000 | 23.1 | 13.1 | 10.7 | 2 | 83 |  | 215357664
Grandaire | D5CMHAH48FAK | Grandaire | *** | *** | *** | 47000 | 49000 | 23 | 12 | 11.3 | 2 | 90 |  | 215357667
Grandaire | D5CMRAH18CAK | Grandaire | *** | *** | *** | 18000 | 19000 | 25.2 | 14 | 9.8 | 2.3 | 72 |  | 215357673
Grandaire | D5CMRAH24DAK | Grandaire | *** | *** | *** | 24000 | 25000 | 25 | 13.5 | 9.5 | 2 | 71 |  | 215357676
Grandaire | D5CMRAH27DAK | Grandaire | *** | *** | *** | 27000 | 27000 | 25 | 13 | 9.5 | 2 | 68 |  | 215357679
Grandaire | D5CMRAH30EAK | Grandaire | *** | *** | *** | 30000 | 31000 | 25 | 13 | 10 | 2 | 86 |  | 215357682
Grandaire | D5CMRAH36EAK | Grandaire | *** | *** | *** | 36000 | 37000 | 24 | 12 | 9.5 | 2 | 72 |  | 215357685
Grandaire | D5CMRAH48FAK | Grandaire | *** | *** | *** | 47000 | 48000 | 24 | 12.5 | 10.4 | 2 | 79 |  | 215357688
Grandaire | D5CMRAH55FAK | Grandaire | *** | *** | *** | 60000 | 60000 | 22 | 10 | 9.6 | 2.2 | 65 |  | 215357691
PAYNE | 37MGHAQ18CA3 | PAYNE | *** | *** | *** | 19000 | 20000 | 25 | 15 | 10.5 | 2 | 88 |  | 215357694
PAYNE | 37MGHAQ24DA3 | PAYNE | *** | *** | *** | 24000 | 25000 | 24 | 13 | 10 | 2 | 94 |  | 215357697
PAYNE | 37MGHAQ27DA3 | PAYNE | *** | *** | *** | 27000 | 27000 | 23.1 | 12.7 | 10.5 | 2 | 93 |  | 215357700
PAYNE | 37MGHAQ30EA3 | PAYNE | *** | *** | *** | 30000 | 31000 | 24 | 13.2 | 10.7 | 2 | 97 |  | 215357703
PAYNE | 37MGHAQ36EA3 | PAYNE | *** | *** | *** | 36000 | 36000 | 23.1 | 13.1 | 10.7 | 2 | 83 |  | 215357706
PAYNE | 37MGHAQ48FA3 | PAYNE | *** | *** | *** | 47000 | 49000 | 23 | 12 | 11.3 | 2 | 90 |  | 215357709
PAYNE | 37MGHAQ55FA3 | PAYNE | *** | *** | *** | 51000 | 55000 | 22.3 | 12 | 10.5 | 2 | 80 |  | 215357712
PAYNE | 37MGRAQ18CA3 | PAYNE | *** | *** | *** | 18000 | 19000 | 25.2 | 14 | 9.8 | 2.3 | 72 |  | 215357715
PAYNE | 37MGRAQ24DA3 | PAYNE | *** | *** | *** | 24000 | 25000 | 25 | 13.5 | 9.5 | 2 | 71 |  | 215357718
PAYNE | 37MGRAQ27DA3 | PAYNE | *** | *** | *** | 27000 | 27000 | 25 | 13 | 9.5 | 2 | 68 |  | 215357721
PAYNE | 37MGRAQ30EA3 | PAYNE | *** | *** | *** | 30000 | 31000 | 25 | 13 | 10 | 2 | 86 |  | 215357724
PAYNE | 37MGRAQ36EA3 | PAYNE | *** | *** | *** | 36000 | 37000 | 24 | 12 | 9.5 | 2 | 72 |  | 215357727
PAYNE | 37MGRAQ48FA3 | PAYNE | *** | *** | *** | 47000 | 48000 | 24 | 12.5 | 10.4 | 2 | 79 |  | 215357730
PAYNE | 37MGRAQ55FA3 | PAYNE | *** | *** | *** | 60000 | 60000 | 22 | 10 | 9.6 | 2.2 | 65 |  | 215357733
Weathermaker | 37MGHAQ18CA3 | Weathermaker | *** | *** | *** | 19000 | 20000 | 25 | 15 | 10.5 | 2 | 88 |  | 215357736
Weathermaker | 37MGHAQ24DA3 | Weathermaker | *** | *** | *** | 24000 | 25000 | 24 | 13 | 10 | 2 | 94 |  | 215357739
Weathermaker | 37MGHAQ27DA3 | Weathermaker | *** | *** | *** | 27000 | 27000 | 23.1 | 12.7 | 10.5 | 2 | 93 |  | 215357742
Weathermaker | 37MGHAQ30EA3 | Weathermaker | *** | *** | *** | 30000 | 31000 | 24 | 13.2 | 10.7 | 2 | 97 |  | 215357745
Weathermaker | 37MGHAQ36EA3 | Weathermaker | *** | *** | *** | 36000 | 36000 | 23.1 | 13.1 | 10.7 | 2 | 83 |  | 215357748
Weathermaker | 37MGHAQ48FA3 | Weathermaker | *** | *** | *** | 47000 | 49000 | 23 | 12 | 11.3 | 2 | 90 |  | 215357751
Weathermaker | 37MGHAQ55FA3 | Weathermaker | *** | *** | *** | 51000 | 55000 | 22.3 | 12 | 10.5 | 2 | 80 |  | 215357754
Weathermaker | 37MGRAQ18CA3 | Weathermaker | *** | *** | *** | 18000 | 19000 | 25.2 | 14 | 9.8 | 2.3 | 72 |  | 215357757
Weathermaker | 37MGRAQ24DA3 | Weathermaker | *** | *** | *** | 24000 | 25000 | 25 | 13.5 | 9.5 | 2 | 71 |  | 215357760
Weathermaker | 37MGRAQ27DA3 | Weathermaker | *** | *** | *** | 27000 | 27000 | 25 | 13 | 9.5 | 2 | 68 |  | 215357763
Weathermaker | 37MGRAQ30EA3 | Weathermaker | *** | *** | *** | 30000 | 31000 | 25 | 13 | 10 | 2 | 86 |  | 215357766
Weathermaker | 37MGRAQ36EA3 | Weathermaker | *** | *** | *** | 36000 | 37000 | 24 | 12 | 9.5 | 2 | 72 |  | 215357769
Weathermaker | 37MGRAQ48FA3 | Weathermaker | *** | *** | *** | 47000 | 48000 | 24 | 12.5 | 10.4 | 2 | 79 |  | 215357772
Weathermaker | 37MGRAQ55FA3 | Weathermaker | *** | *** | *** | 60000 | 60000 | 22 | 10 | 9.6 | 2.2 | 65 |  | 215357775
MIDEA | 37MGHAQ18CA3 | MIDEA | *** | *** | *** | 19000 | 20000 | 25 | 15 | 10.5 | 2 | 88 |  | 215357778
MIDEA | 37MGHAQ24DA3 | MIDEA | *** | *** | *** | 24000 | 25000 | 24 | 13 | 10 | 2 | 94 |  | 215357781
MIDEA | 37MGHAQ27DA3 | MIDEA | *** | *** | *** | 27000 | 27000 | 23.1 | 12.7 | 10.5 | 2 | 93 |  | 215357784
MIDEA | 37MGHAQ30EA3 | MIDEA | *** | *** | *** | 30000 | 31000 | 24 | 13.2 | 10.7 | 2 | 97 |  | 215357787
MIDEA | 37MGHAQ36EA3 | MIDEA | *** | *** | *** | 36000 | 36000 | 23.1 | 13.1 | 10.7 | 2 | 83 |  | 215357790
MIDEA | 37MGHAQ48FA3 | MIDEA | *** | *** | *** | 47000 | 49000 | 23 | 12 | 11.3 | 2 | 90 |  | 215357793
MIDEA | 37MGHAQ55FA3 | MIDEA | *** | *** | *** | 51000 | 55000 | 22.3 | 12 | 10.5 | 2 | 80 |  | 215357796
MIDEA | 37MGRAQ18CA3 | MIDEA | *** | *** | *** | 18000 | 19000 | 25.2 | 14 | 9.8 | 2.3 | 72 |  | 215357799
MIDEA | 37MGRAQ24DA3 | MIDEA | *** | *** | *** | 24000 | 25000 | 25 | 13.5 | 9.5 | 2 | 71 |  | 215357802
MIDEA | 37MGRAQ27DA3 | MIDEA | *** | *** | *** | 27000 | 27000 | 25 | 13 | 9.5 | 2 | 68 |  | 215357805
MIDEA | 37MGRAQ30EA3 | MIDEA | *** | *** | *** | 30000 | 31000 | 25 | 13 | 10 | 2 | 86 |  | 215357808
MIDEA | 37MGRAQ36EA3 | MIDEA | *** | *** | *** | 36000 | 37000 | 24 | 12 | 9.5 | 2 | 72 |  | 215357811
MIDEA | 37MGRAQ48FA3 | MIDEA | *** | *** | *** | 47000 | 48000 | 24 | 12.5 | 10.4 | 2 | 79 |  | 215357814
MIDEA | 37MGRAQ55FA3 | MIDEA | *** | *** | *** | 60000 | 60000 | 22 | 10 | 9.6 | 2.2 | 65 |  | 215357817
BRYANT | 37MGRAQ18CA3 | BRYANT | *** | *** | *** | 18000 | 19000 | 25.2 | 14 | 9.8 | 2.3 | 72 |  | 215357130
ARCOAIRE | D5CMHAH24DAK | ARCOAIRE | *** | *** | *** | 24000 | 25000 | 24 | 13 | 10 | 2 | 94 |  | 215357131
ARCOAIRE | D5CMHAH27DAK | ARCOAIRE | *** | *** | *** | 27000 | 27000 | 23.1 | 12.7 | 10.5 | 2 | 93 |  | 215357136
BRYANT | 37MGRAQ24DA3 | BRYANT | *** | *** | *** | 24000 | 25000 | 25 | 13.5 | 9.5 | 2 | 71 |  | 215357137
ARCOAIRE | D5CMHAH30EAK | ARCOAIRE | *** | *** | *** | 30000 | 31000 | 24 | 13.2 | 10.7 | 2 | 97 |  | 215357141
BRYANT | 37MGRAQ27DA3 | BRYANT | *** | *** | *** | 27000 | 27000 | 25 | 13 | 9.5 | 2 | 68 |  | 215357144
ARCOAIRE | D5CMHAH36EAK | ARCOAIRE | *** | *** | *** | 36000 | 36000 | 23.1 | 13.1 | 10.7 | 2 | 83 |  | 215357147
BRYANT | 37MGRAQ30EA3 | BRYANT | *** | *** | *** | 30000 | 31000 | 25 | 13 | 10 | 2 | 86 |  | 215357151
ARCOAIRE | D5CMHAH48FAK | ARCOAIRE | *** | *** | *** | 47000 | 49000 | 23 | 12 | 11.3 | 2 | 90 |  | 215357152
BRYANT | 37MGRAQ36EA3 | BRYANT | *** | *** | *** | 36000 | 37000 | 24 | 12 | 9.5 | 2 | 72 |  | 215357157
ARCOAIRE | D5CMHAH55FAK | ARCOAIRE | *** | *** | *** | 51000 | 55000 | 22.3 | 12 | 10.5 | 2 | 80 |  | 215357158
ARCOAIRE | D5CMRAH18CAK | ARCOAIRE | *** | *** | *** | 18000 | 19000 | 25.2 | 14 | 9.8 | 2.3 | 72 |  | 215357163
BRYANT | 37MGRAQ48FA3 | BRYANT | *** | *** | *** | 47000 | 48000 | 24 | 12.5 | 10.4 | 2 | 79 |  | 215357164
ARCOAIRE | D5CMRAH24DAK | ARCOAIRE | *** | *** | *** | 24000 | 25000 | 25 | 13.5 | 9.5 | 2 | 71 |  | 215357169
BRYANT | 37MGRAQ55FA3 | BRYANT | *** | *** | *** | 60000 | 60000 | 22 | 10 | 9.6 | 2.2 | 65 |  | 215357170
ARCOAIRE | D5CMRAH27DAK | ARCOAIRE | *** | *** | *** | 27000 | 27000 | 25 | 13 | 9.5 | 2 | 68 |  | 215357174
ARCOAIRE | D5CMRAH30EAK | ARCOAIRE | *** | *** | *** | 30000 | 31000 | 25 | 13 | 10 | 2 | 86 |  | 215357178
ARCOAIRE | D5CMRAH36EAK | ARCOAIRE | *** | *** | *** | 36000 | 37000 | 24 | 12 | 9.5 | 2 | 72 |  | 215357181
ARCOAIRE | D5CMRAH48FAK | ARCOAIRE | *** | *** | *** | 47000 | 48000 | 24 | 12.5 | 10.4 | 2 | 79 |  | 215357184
ARCOAIRE | D5CMRAH55FAK | ARCOAIRE | *** | *** | *** | 60000 | 60000 | 22 | 10 | 9.6 | 2.2 | 65 |  | 215357187
COMFORTMAKER | D5CMHAH18CAK | COMFORTMAKER | *** | *** | *** | 19000 | 20000 | 25 | 15 | 10.5 | 2 | 88 |  | 215357190
COMFORTMAKER | D5CMHAH24DAK | COMFORTMAKER | *** | *** | *** | 24000 | 25000 | 24 | 13 | 10 | 2 | 94 |  | 215357193
COMFORTMAKER | D5CMHAH27DAK | COMFORTMAKER | *** | *** | *** | 27000 | 27000 | 23.1 | 12.7 | 10.5 | 2 | 93 |  | 215357196
COMFORTMAKER | D5CMHAH30EAK | COMFORTMAKER | *** | *** | *** | 30000 | 31000 | 24 | 13.2 | 10.7 | 2 | 97 |  | 215357199
COMFORTMAKER | D5CMHAH36EAK | COMFORTMAKER | *** | *** | *** | 36000 | 36000 | 23.1 | 13.1 | 10.7 | 2 | 83 |  | 215357202
COMFORTMAKER | D5CMHAH48FAK | COMFORTMAKER | *** | *** | *** | 47000 | 49000 | 23 | 12 | 11.3 | 2 | 90 |  | 215357205
COMFORTMAKER | D5CMHAH55FAK | COMFORTMAKER | *** | *** | *** | 51000 | 55000 | 22.3 | 12 | 10.5 | 2 | 80 |  | 215357208
HEIL | D5CMRAH27DAK | HEIL | *** | *** | *** | 27000 | 27000 | 25 | 13 | 9.5 | 2 | 68 |  | 215357301
Durastar | DRA6U60M2A | Durastar | *** | *** | *** | 60000 | 60000 | 19.2 | 10 | 9.6 | 2 | 65 |  | 215359212
Durastar | DRA3H18M2A | Durastar | *** | *** | *** | 19000 | 20000 | 21 | 13 | 10 | 2 | 82 |  | 215359215
Durastar | DRA4H28M2A | Durastar | *** | *** | *** | 27000 | 27000 | 21 | 12 | 10 | 1.9 | 87 |  | 215359218
Durastar | DRA5H36M2A | Durastar | *** | *** | *** | 36000 | 36000 | 21.5 | 12.2 | 11.3 | 1.9 | 102 |  | 215359221
Durastar | DRA3U18M2A | Durastar | *** | *** | *** | 18000 | 19000 | 23 | 12.5 | 10 | 2.2 | 71 |  | 215359230
Durastar | DRA4U28M2A | Durastar | *** | *** | *** | 26000 | 27000 | 23 | 12.2 | 9.5 | 2 | 67 |  | 215359233
Durastar | DRA5U36M2A | Durastar | *** | *** | *** | 35000 | 37000 | 23.1 | 12 | 10 | 2 | 73 |  | 215359236
GUARDIAN | UMC18CN23STG1 | GUARDIAN | *** | *** | *** | 18000 | 18000 | 22 | 13.3 | 10 | 1.99 | 64 |  | 215225062
GUARDIAN | UMC24CN23STG1 | GUARDIAN | *** | *** | *** | 27000 | 27000 | 23 | 12.85 | 10 | 1.82 | 65 |  | 215225063
LG | KUMXB301A | LG | *** | *** | *** | 30000 | 32000 | 22 | 13 | 9.5 | 2.14 | 63 |  | 215402335
LG | KUMXB481A | LG | *** | *** | *** | 48000 | 54000 | 20.5 | 12.8 | 9.5 | 2.17 | 63 |  | 215402339
LG | KUMXB541A | LG | *** | *** | *** | 50500 | 58000 | 20.6 | 12.6 | 9.5 | 2.19 | 64 |  | 215402341
LG | KUMXB601A | LG | *** | *** | *** | 56000 | 64000 | 20.5 | 12 | 10 | 2.01 | 66 |  | 215402343
MIDEA | MDV-V36WMN1TE* | MIDEA | *** | *** | *** | 36000 | 40000 | 19.2 | 12.1 | 9.5 | 1.8 | 70 |  | 212406544
PANASONIC | CU-2E18SBU-5 | PANASONIC | *** | *** | *** | 16700 | 20200 | 19 | 12.55 | 9.5 | 1.82 | 86 |  | 10208229
PANASONIC | CU-3E19RBU-5 | PANASONIC | *** | *** | *** | 19000 | 26000 | 22 | 12.55 | 10.1 | 1.88 | 80 |  | 10221199
PANASONIC | CU-4E24RBU-5 | PANASONIC | *** | *** | *** | 24000 | 29800 | 22 | 12.55 | 9.5 | 1.95 | 94 |  | 10221204
Impecca | ISAM-2422 | Impecca | *** | *** | *** | 23200 | 24000 | 21 | 12.5 | 10 | 2.1 | 98 |  | 215412926
Impecca | ISAM-1822 | Impecca | *** | *** | *** | 17000 | 18000 | 21 | 12 | 10 | 2.22 | 82 |  | 215412925
Impecca | ISAM-3622 | Impecca | *** | *** | *** | 34000 | 36000 | 21 | 12 | 10 | 1.82 | 86 |  | 215412923
TOSOT | TM42H32MO | TOSOT | *** | *** | *** | 42000 | 42000 | 21 | 13 | 10 | 2.1 | 95 |  | 215399251
TOSOT | TM36H32MO | TOSOT | *** | *** | *** | 36000 | 36000 | 21 | 12 | 10 | 2.1 | 100 |  | 215399250
TOSOT | TM30H32MO | TOSOT | *** | *** | *** | 28400 | 30000 | 21 | 13.6 | 10 | 2.07 | 93 |  | 215399249
TOSOT | TM24H32MO | TOSOT | *** | *** | *** | 24000 | 24000 | 21 | 13.3 | 10 | 2 | 98 |  | 215399248
TOSOT | TM18H32MO | TOSOT | *** | *** | *** | 18000 | 18000 | 21 | 12 | 10 | 2 | 83 |  | 215399247
TCL | H42FMH20XPC | TCL | *** | *** | *** | 42000 | 42000 | 22 | 12 | 9.5 | 2 | 70 |  | 215387266
TCL | H36FMH21XPC | TCL | *** | *** | *** | 35000 | 36000 | 22.5 | 12 | 9.5 | 2 | 62 |  | 215387265
TCL | H27FMH22XPC | TCL | *** | *** | *** | 27000 | 28000 | 24 | 12 | 10 | 2 | 68 |  | 215387264
TCL | H18FMH22XPC | TCL | *** | *** | *** | 18000 | 20000 | 24 | 13 | 10 | 2 | 84 |  | 215387263
TCL | TMH42HEI2NAM0U24 | TCL | *** | *** | *** | 42000 | 42000 | 22 | 12 | 9.5 | 2 | 70 |  | 215351196
TCL | TMH36HEI2NAM5U24 | TCL | *** | *** | *** | 35000 | 36000 | 22.5 | 12 | 9.5 | 2 | 62 |  | 215351195
TCL | TMH27HEI2NAO0U24 | TCL | *** | *** | *** | 27000 | 28000 | 24 | 12 | 10 | 2 | 68 |  | 215351194
TCL | TMH18HEI2NAO0U24 | TCL | *** | *** | *** | 18000 | 20000 | 24 | 13 | 10 | 2 | 84 |  | 215351193
Durastar | DRA6U48M2A | Durastar | *** | *** | *** | 45000 | 48000 | 21.3 | 11.7 | 10 | 2.1 | 71 |  | 215415538
Durastar | DRA6H55M2A | Durastar | *** | *** | *** | 51000 | 55000 | 21.4 | 12 | 10.6 | 2 | 82 |  | 215415535
Durastar | DRA6H48M2A | Durastar | *** | *** | *** | 45000 | 49000 | 21.2 | 12 | 10.2 | 2 | 83 |  | 215415532
LG | ZRUN024GSS0 | LG | *** | *** | *** | 24000 | 27000 | 20.05 | 14.8 | 10.2 | 2.16 | 63 |  | 214914954
LG | ZRUM036GSS0 | LG | *** | *** | *** | 36000 | 42000 | 23 | 15.5 | 10.6 | 2.3 | 62 |  | 214914950
LG | ZRUM048GSS0 | LG | *** | *** | *** | 48000 | 54000 | 23.3 | 13.5 | 10.3 | 2.1 | 61 |  | 214914947
Coleman | CVAHP048B21S* | Coleman | *** | *** | *** | 48000 | 54000 | 23.1 | 16.7 | 9.8 | 1.85 | 59 |  | 203994972
Coleman | CVAHP036B21S* | Coleman | *** | *** | *** | 36000 | 40000 | 22.2 | 16.7 | 10.8 | 1.81 | 60 |  | 203994971
HITACHI | HVAHP048B21S* | HITACHI | *** | *** | *** | 48000 | 54000 | 23.1 | 16.7 | 9.8 | 1.85 | 59 |  | 203994970
HITACHI | HVAHP036B21S* | HITACHI | *** | *** | *** | 36000 | 40000 | 22.2 | 16.7 | 10.8 | 1.81 | 60 |  | 203994969
YORK | YVAHP048B21S* | YORK | *** | *** | *** | 48000 | 54000 | 23.1 | 16.7 | 9.8 | 1.85 | 59 |  | 203994968
YORK | YVAHP036B21S* | YORK | *** | *** | *** | 36000 | 40000 | 22.2 | 16.7 | 10.8 | 1.81 | 60 |  | 203994967
EMI | EMXMZ548DA | EMI | *** | *** | *** | 47000 | 49000 | 23 | 12 | 11 | 2 | 90 |  | 215444949
EMI | EMXMZ436DA | EMI | *** | *** | *** | 36000 | 36000 | 23 | 13 | 10.7 | 2 | 83 |  | 215444946
EMI | EMXMZ327DA | EMI | *** | *** | *** | 27000 | 27000 | 23 | 12.5 | 10.5 | 2 | 93 |  | 215444943
EMI | EMXMZ218DA | EMI | *** | *** | *** | 19000 | 20000 | 25 | 15 | 10.4 | 2 | 88 |  | 215444940
LG | KUMXB361A | LG | *** | *** | *** | 32800 | 36000 | 21.5 | 12.5 | 9.5 | 2.24 | 58 |  | 215402337
Breeze33 | BZ33-HYP486Z2-454-G3-P | Breeze33 | *** | *** | *** | 47000 | 49000 | 23 | 12 | 11 | 2 | 90 |  | 215449808
Breeze33 | BZ33-HYP274Z2-454-G3-P | Breeze33 | *** | *** | *** | 27000 | 27000 | 23 | 12.5 | 10.5 | 2 | 93 |  | 215449802
Breeze33 | BZ33-HYP556Z2-454-G3-P | Breeze33 | *** | *** | *** | 51000 | 55000 | 22.2 | 12 | 10.5 | 2 | 80 |  | 215449811
Breeze33 | BZ33-HYP365Z2-454-G3-P | Breeze33 | *** | *** | *** | 36000 | 36000 | 23 | 13 | 10.7 | 2 | 83 |  | 215449805
Breeze33 | BZ33-HYP183Z2-454-G3-P | Breeze33 | *** | *** | *** | 19000 | 20000 | 25 | 15 | 10.4 | 2 | 88 |  | 215449799
Breeze33 | BZ33-HP486Z2-454-G3-P | Breeze33 | *** | *** | *** | 47000 | 48000 | 24 | 12.5 | 10.3 | 2 | 79 |  | 215449796
Breeze33 | BZ33-HP365Z2-454-G3-P | Breeze33 | *** | *** | *** | 36000 | 37000 | 24 | 12 | 9.5 | 2 | 72 |  | 215449793
Breeze33 | BZ33-HP274Z2-454-G3-P | Breeze33 | *** | *** | *** | 27000 | 27000 | 25 | 13 | 9.5 | 2 | 68 |  | 215449790
Breeze33 | BZ33-HP183Z2-454-G3-P | Breeze33 | *** | *** | *** | 18000 | 19000 | 25.1 | 14 | 9.8 | 2.3 | 72 |  | 215449787
CanAir | 4C28MC655H21 | CanAir | *** | *** | *** | 51000 | 55000 | 22.2 | 12 | 10.5 | 2 | 80 |  | 215449736
CanAir | 4C28MC318H21 | CanAir | *** | *** | *** | 19000 | 20000 | 25 | 15 | 10.4 | 2 | 88 |  | 215449724
CanAir | 4C28MC648H21 | CanAir | *** | *** | *** | 47000 | 49000 | 23 | 12 | 11 | 2 | 90 |  | 215449733
CanAir | 4C28MC536H21 | CanAir | *** | *** | *** | 36000 | 36000 | 23 | 13 | 10.7 | 2 | 83 |  | 215449730
CanAir | 4C28MC428H21 | CanAir | *** | *** | *** | 27000 | 27000 | 23 | 12.5 | 10.5 | 2 | 93 |  | 215449727
TOSOT | MZ-M18/O | TOSOT | *** | *** | *** | 17000 | 18000 | 21 | 12 | 10 | 2.22 | 82 |  | 214720259
TOSOT | MZ-M24/O | TOSOT | *** | *** | *** | 23200 | 24000 | 21 | 12.5 | 10 | 2.1 | 98 |  | 214720257
TOSOT | MZ-M30/O | TOSOT | *** | *** | *** | 28400 | 30000 | 21 | 12.5 | 10 | 1.84 | 91 |  | 214720255
TOSOT | MZ-M36/O | TOSOT | *** | *** | *** | 34000 | 36000 | 21 | 12 | 10 | 1.82 | 86 |  | 214720253
KINGHOME | KM18H5O3 | KINGHOME | *** | *** | *** | 18000 | 19000 | 21 | 12 | 10 | 2.2 | 74 |  | 214655286
TOSOT | TM18HPO | TOSOT | *** | *** | *** | 18000 | 19000 | 21 | 12 | 10 | 2.2 | 74 |  | 214389463
GREE | GWHD(18)ND3PO | GREE | *** | *** | *** | 18000 | 19000 | 21 | 12 | 10 | 2.2 | 74 |  | 211752944
TOSOT | TM36HMO | TOSOT | *** | *** | *** | 34000 | 36000 | 21 | 12 | 10 | 1.82 | 86 |  | 211727024
TOSOT | TM30HMO | TOSOT | *** | *** | *** | 28400 | 30000 | 21 | 12.5 | 10 | 1.84 | 91 |  | 211727023
TOSOT | TM24HMO | TOSOT | *** | *** | *** | 23200 | 24000 | 21 | 12.5 | 10 | 2.1 | 98 |  | 211727022
TOSOT | TM18HMO | TOSOT | *** | *** | *** | 17000 | 18000 | 21 | 12 | 10 | 2.22 | 82 |  | 211727021
KINGHOME | KM36H5O | KINGHOME | *** | *** | *** | 34000 | 36000 | 21 | 12 | 10 | 1.82 | 86 |  | 211497155
KINGHOME | KM30H5O | KINGHOME | *** | *** | *** | 28400 | 30000 | 21 | 12.5 | 10 | 1.84 | 91 |  | 211497154
KINGHOME | KM24H5O | KINGHOME | *** | *** | *** | 23200 | 24000 | 21 | 12.5 | 10 | 2.1 | 98 |  | 211497153
KINGHOME | KM18H5O | KINGHOME | *** | *** | *** | 17000 | 18000 | 21 | 12 | 10 | 2.22 | 82 |  | 211497152
TOSOT | TM36HX4O | TOSOT | *** | *** | *** | 34000 | 36000 | 21 | 12 | 10 | 1.82 | 86 |  | 211164242
TOSOT | TM30HX4O | TOSOT | *** | *** | *** | 28400 | 30000 | 21 | 12.5 | 10 | 1.84 | 91 |  | 211164241
TOSOT | TM24HX4O | TOSOT | *** | *** | *** | 23200 | 24000 | 21 | 12.5 | 10 | 2.1 | 98 |  | 211164240
TOSOT | TM18HX4O | TOSOT | *** | *** | *** | 17000 | 18000 | 21 | 12 | 10 | 2.22 | 82 |  | 211164239
RUNTRU | M4THM1936A14N** | RUNTRU | *** | *** | *** | 34000 | 36000 | 19 | 12 | 10 | 1.82 | 86 |  | 210488277
Ameristar | M4THM1936A14N** | Ameristar | *** | *** | *** | 34000 | 36000 | 19 | 12 | 10 | 1.82 | 86 |  | 210488262
GREE | GWHD(36)ND3NO | GREE | *** | *** | *** | 34000 | 36000 | 19 | 12 | 10 | 1.82 | 86 |  | 210485365
RUNTRU | M4THM1930A14N** | RUNTRU | *** | *** | *** | 28400 | 30000 | 19 | 12.5 | 10 | 1.84 | 91 |  | 210488276
Ameristar | M4THM1930A14N** | Ameristar | *** | *** | *** | 28400 | 30000 | 19 | 12.5 | 10 | 1.84 | 91 |  | 210488261
GREE | GWHD(30)ND3NO | GREE | *** | *** | *** | 28400 | 30000 | 19 | 12.5 | 10 | 1.84 | 91 |  | 210485364
RUNTRU | M4THM1924A13N** | RUNTRU | *** | *** | *** | 23200 | 24000 | 19 | 12.5 | 10 | 2.1 | 98 |  | 210488275
Ameristar | M4THM1924A13N** | Ameristar | *** | *** | *** | 23200 | 24000 | 19 | 12.5 | 10 | 2.1 | 98 |  | 210488260
GREE | GWHD(24)ND3NO | GREE | *** | *** | *** | 23200 | 24000 | 19 | 12.5 | 10 | 2.1 | 98 |  | 210485363
RUNTRU | M4THM1918A12N** | RUNTRU | *** | *** | *** | 17000 | 18000 | 19 | 12 | 10 | 2.22 | 82 |  | 210488274
Ameristar | M4THM1918A12N** | Ameristar | *** | *** | *** | 17000 | 18000 | 19 | 12 | 10 | 2.22 | 82 |  | 210488259
GREE | GWHD(18)ND3NO | GREE | *** | *** | *** | 17000 | 18000 | 19 | 12 | 10 | 2.22 | 82 |  | 210485362
GREE | MULTI36HP230V1EO | GREE | *** | *** | *** | 34000 | 36000 | 21 | 12 | 10 | 1.82 | 86 |  | 210278979
GREE | MULTI30HP230V1EO | GREE | *** | *** | *** | 28400 | 30000 | 21 | 12.5 | 10 | 1.84 | 91 |  | 210278977
GREE | MULTI24HP230V1EO | GREE | *** | *** | *** | 23200 | 24000 | 21 | 12.5 | 10 | 2.1 | 98 |  | 210278975
GREE | MULTI18HP230V1EO | GREE | *** | *** | *** | 17000 | 18000 | 21 | 12 | 10 | 2.22 | 82 |  | 210278973
KINGHOME | KM18UH5O | KINGHOME | *** | *** | *** | 18000 | 21000 | 20 | 12 | 10 | 1.81 | 81 |  | 204462622
TOSOT | TM18H5O | TOSOT | *** | *** | *** | 18000 | 21000 | 20 | 12 | 10 | 1.81 | 81 |  | 204344218
Stealth Comfort | SC-18Z-HH-M2 | Stealth Comfort | *** | *** | *** | 18000 | 21000 | 20 | 12 | 10 | 1.81 | 81 |  | 208674942
DIYCOOL | SC-18Z-HH-M2 | DIYCOOL | *** | *** | *** | 18000 | 21000 | 20 | 12 | 10 | 1.81 | 81 |  | 208674930
ACIQ | SC-18Z-HH-M2 | ACIQ | *** | *** | *** | 18000 | 21000 | 20 | 12 | 10 | 1.81 | 81 |  | 208674918
1HVAC | SC-18Z-HH-M2 | 1HVAC | *** | *** | *** | 18000 | 21000 | 20 | 12 | 10 | 1.81 | 81 |  | 208674906
BLUERIDGE | BMKH18M23UH | BLUERIDGE | *** | *** | *** | 18000 | 21000 | 20 | 12 | 10 | 1.81 | 81 |  | 206221553
GREE | MULTIU18HP230V1DO | GREE | *** | *** | *** | 18000 | 21000 | 20 | 12 | 10 | 1.81 | 81 |  | 203989085
TOSOT | TM42HMO | TOSOT | *** | *** | *** | 36000 | 40000 | 21 | 12 | 10 | 1.92 | 89 |  | 211727025
KINGHOME | KM42H5O | KINGHOME | *** | *** | *** | 36000 | 40000 | 21 | 12 | 10 | 1.92 | 89 |  | 211497156
TOSOT | TM42HX4O | TOSOT | *** | *** | *** | 36000 | 40000 | 21 | 12 | 10 | 1.92 | 89 |  | 211164243
RUNTRU | M4THM1942A15N** | RUNTRU | *** | *** | *** | 36000 | 40000 | 19 | 12 | 10 | 1.92 | 89 |  | 210488278
Ameristar | M4THM1942A15N** | Ameristar | *** | *** | *** | 36000 | 40000 | 19 | 12 | 10 | 1.92 | 89 |  | 210488263
GREE | GWHD(42)ND3NO | GREE | *** | *** | *** | 36000 | 40000 | 19 | 12 | 10 | 1.92 | 89 |  | 210485366
GREE | MULTI42HP230V1EO | GREE | *** | *** | *** | 36000 | 40000 | 21 | 12 | 10 | 1.92 | 89 |  | 210278981
AC PRO.COM | AWHD(24)ND3MO | AC PRO.COM | *** | *** | *** | 23200 | 24000 | 21 | 12.5 | 10 | 2.1 | 98 |  | 210838016
ACD | MPD30KCH21SB-O | ACD | *** | *** | *** | 28400 | 30000 | 21 | 12.5 | 10 | 1.84 | 91 |  | 210534129
AIRTEMP | GXH24(7.0)FMK4DH-1 | AIRTEMP | *** | *** | *** | 23200 | 24000 | 21 | 12.5 | 10 | 2.1 | 98 |  | 210276806
1HVAC | SC-30Z-HH-M4B | 1HVAC | *** | *** | *** | 28400 | 30000 | 21 | 12.5 | 10 | 1.84 | 91 |  | 214784527
AireForce | GXH24(7.0)FMK4DH-1 | AireForce | *** | *** | *** | 23200 | 24000 | 21 | 12.5 | 10 | 2.1 | 98 |  | 211635193
AC PRO.COM | AWHD(30)ND3MO | AC PRO.COM | *** | *** | *** | 28400 | 30000 | 21 | 12.5 | 10 | 1.84 | 91 |  | 210838019
ACD | MPD18KCH21SB-O | ACD | *** | *** | *** | 17000 | 18000 | 21 | 12 | 10 | 2.22 | 82 |  | 210534127
COMFORMATIC | GFMCX24-H2 | COMFORMATIC | *** | *** | *** | 23200 | 24000 | 21 | 12.5 | 10 | 2.1 | 98 |  | 212925602
BOREAL | MBRS30HPJ1OE | BOREAL | *** | *** | *** | 28400 | 30000 | 21 | 12.5 | 10 | 1.84 | 91 |  | 211174348
AC PRO.COM | AWHD(18)ND3MO | AC PRO.COM | *** | *** | *** | 17000 | 18000 | 21 | 12 | 10 | 2.22 | 82 |  | 210838013
AMERICAN STANDARD | 4TXM2130A14N0** | AMERICAN STANDARD | *** | *** | *** | 28400 | 30000 | 21 | 12.5 | 10 | 1.84 | 91 |  | 210435422
GIBSON | GXH24(7.0)FMK4DH-1 | GIBSON | *** | *** | *** | 23200 | 24000 | 21 | 12.5 | 10 | 2.1 | 98 |  | 210276801
TRANE | 4TXM2118A12N0** | TRANE | *** | *** | *** | 17000 | 18000 | 21 | 12 | 10 | 2.22 | 82 |  | 210435405
BLUERIDGE | BMKH30MC | BLUERIDGE | *** | *** | *** | 28400 | 30000 | 21 | 12.5 | 10 | 1.84 | 91 |  | 210534147
BLUERIDGE | BMKH24MC | BLUERIDGE | *** | *** | *** | 23200 | 24000 | 21 | 12.5 | 10 | 2.1 | 98 |  | 210534146
AIRTEMP | GXH18(5.3)FMK4DH-1 | AIRTEMP | *** | *** | *** | 17000 | 18000 | 21 | 12 | 10 | 2.22 | 82 |  | 210276805
AireForce | GXH30(8.8)FMK4DH-1 | AireForce | *** | *** | *** | 28400 | 30000 | 21 | 12.5 | 10 | 1.84 | 91 |  | 211635194
COMFORT-AIRE | A-VFH24TC-1 | COMFORT-AIRE | *** | *** | *** | 23200 | 24000 | 21 | 12.5 | 10 | 2.1 | 98 |  | 212524533
LENNOX | LIZ018HO-210P432-1 | LENNOX | *** | *** | *** | 17000 | 18000 | 21 | 12 | 10 | 2.22 | 82 |  | 209179141
AIRTEMP | GXH30(8.8)FMK4DH-1 | AIRTEMP | *** | *** | *** | 28400 | 30000 | 21 | 12.5 | 10 | 1.84 | 91 |  | 210276807
WABBAN | BBM24HX4O | WABBAN | *** | *** | *** | 23200 | 24000 | 21 | 12.5 | 10 | 2.1 | 98 |  | 211174352
GIBSON | GXH30(8.8)FMK4DH-1 | GIBSON | *** | *** | *** | 28400 | 30000 | 21 | 12.5 | 10 | 1.84 | 91 |  | 210276802
BOREAL | MBRS36HPJ1OE | BOREAL | *** | *** | *** | 34000 | 36000 | 21 | 12 | 10 | 1.82 | 86 |  | 211174349
ACD | MPD24KCH21SB-O | ACD | *** | *** | *** | 23200 | 24000 | 21 | 12.5 | 10 | 2.1 | 98 |  | 210534128
TRANE | 4TXM2130A14N0** | TRANE | *** | *** | *** | 28400 | 30000 | 21 | 12.5 | 10 | 1.84 | 91 |  | 210435407
WILLIS | MZUHW18KCH21S2-O | WILLIS | *** | *** | *** | 17000 | 18000 | 21 | 12 | 10 | 2.22 | 82 |  | 214810331
LENNOX | LIZ036HO-210P432-1 | LENNOX | *** | *** | *** | 34000 | 36000 | 21 | 12 | 10 | 1.82 | 86 |  | 209179150
BOREAL | MBRS24HPJ1OE | BOREAL | *** | *** | *** | 23200 | 24000 | 21 | 12.5 | 10 | 2.1 | 98 |  | 211174347
BOREAL | MBRS18HPJ1OE | BOREAL | *** | *** | *** | 17000 | 18000 | 21 | 12 | 10 | 2.22 | 82 |  | 211174346
GIBSON | GXH36(10.6)FMK4DH-1 | GIBSON | *** | *** | *** | 34000 | 36000 | 21 | 12 | 10 | 1.82 | 86 |  | 210276798
LENNOX | LIZ030HO-210P432-1 | LENNOX | *** | *** | *** | 28400 | 30000 | 21 | 12.5 | 10 | 1.84 | 91 |  | 209179147
TRANE | 4TXM2124A13N0** | TRANE | *** | *** | *** | 23200 | 24000 | 21 | 12.5 | 10 | 2.1 | 98 |  | 210435406
WABBAN | BBM42HX4O | WABBAN | *** | *** | *** | 36000 | 40000 | 21 | 12 | 10 | 1.92 | 89 |  | 211174355
TRANE | 4TXM2136A14N0** | TRANE | *** | *** | *** | 34000 | 36000 | 21 | 12 | 10 | 1.82 | 86 |  | 210435408
WABBAN | BBM30HX4O | WABBAN | *** | *** | *** | 28400 | 30000 | 21 | 12.5 | 10 | 1.84 | 91 |  | 211174353
COMFORMATIC | GFMCX18-H2 | COMFORMATIC | *** | *** | *** | 17000 | 18000 | 21 | 12 | 10 | 2.22 | 82 |  | 212925599
BOREAL | MBRS42HPJ1OE | BOREAL | *** | *** | *** | 36000 | 40000 | 21 | 12 | 10 | 1.92 | 89 |  | 211174350
AMERICAN STANDARD | 4TXM2124A13N0** | AMERICAN STANDARD | *** | *** | *** | 23200 | 24000 | 21 | 12.5 | 10 | 2.1 | 98 |  | 210435421
AC PRO.COM | AWHD(36)ND3MO | AC PRO.COM | *** | *** | *** | 34000 | 36000 | 21 | 12 | 10 | 1.82 | 86 |  | 210838022
WABBAN | BBM18HX4O | WABBAN | *** | *** | *** | 17000 | 18000 | 21 | 12 | 10 | 2.22 | 82 |  | 211174351
AC PRO.COM | AWHD(42)ND3MO | AC PRO.COM | *** | *** | *** | 36000 | 40000 | 21 | 12 | 10 | 1.92 | 89 |  | 210838025
LENNOX | LIZ024HO-210P432-1 | LENNOX | *** | *** | *** | 23200 | 24000 | 21 | 12.5 | 10 | 2.1 | 98 |  | 209179144
WILLIS | MZUHW30KCH21S2-O | WILLIS | *** | *** | *** | 28400 | 30000 | 21 | 12.5 | 10 | 1.84 | 91 |  | 214810333
COMFORT-AIRE | A-VFH18DC-1 | COMFORT-AIRE | *** | *** | *** | 17000 | 18000 | 21 | 12 | 10 | 2.22 | 82 |  | 212508372
Impecca | ISAM-3622 | Impecca | *** | *** | *** | 34000 | 36000 | 21 | 12 | 10 | 1.82 | 86 |  | 215412923
LENNOX | LIZ042HO-210P432-1 | LENNOX | *** | *** | *** | 36000 | 40000 | 21 | 12 | 10 | 1.92 | 89 |  | 209179153
Impecca | ISAM-2422 | Impecca | *** | *** | *** | 23200 | 24000 | 21 | 12.5 | 10 | 2.1 | 98 |  | 215412926
Impecca | ISAM-4222 | Impecca | *** | *** | *** | 36000 | 40000 | 21 | 12 | 10 | 1.92 | 89 |  | 215412924
Impecca | ISAM-1822 | Impecca | *** | *** | *** | 17000 | 18000 | 21 | 12 | 10 | 2.22 | 82 |  | 215412925
TRANE | 4TXM2142A15N0** | TRANE | *** | *** | *** | 36000 | 40000 | 21 | 12 | 10 | 1.92 | 89 |  | 210435409
WILLIS | MZUHW36KCH21S2-O | WILLIS | *** | *** | *** | 34000 | 36000 | 21 | 12 | 10 | 1.82 | 86 |  | 214810329
AireForce | GXH18(5.3)FMK4DH-1 | AireForce | *** | *** | *** | 17000 | 18000 | 21 | 12 | 10 | 2.22 | 82 |  | 211635192
AireForce | GXH42(12.3)FMK4DH-1 | AireForce | *** | *** | *** | 36000 | 40000 | 21 | 12 | 10 | 1.92 | 89 |  | 211635196
WILLIS | MZUHW24KCH21S2-O | WILLIS | *** | *** | *** | 23200 | 24000 | 21 | 12.5 | 10 | 2.1 | 98 |  | 214810332
ACD | MPD42KCH21SB-O | ACD | *** | *** | *** | 36000 | 40000 | 21 | 12 | 10 | 1.92 | 89 |  | 210534131
AIRTEMP | GXH36(10.6)FMK4DH-1 | AIRTEMP | *** | *** | *** | 34000 | 36000 | 21 | 12 | 10 | 1.82 | 86 |  | 210276803
GIBSON | GXH18(5.3)FMK4DH-1 | GIBSON | *** | *** | *** | 17000 | 18000 | 21 | 12 | 10 | 2.22 | 82 |  | 210276800
WILLIS | MZUHW42KCH21S2-O | WILLIS | *** | *** | *** | 36000 | 40000 | 21 | 12 | 10 | 1.92 | 89 |  | 214810330
GREE | GWHD(30)ND3MO | GREE | *** | *** | *** | 28400 | 30000 | 21 | 12.5 | 10 | 1.84 | 91 |  | 208786091
AMERICAN STANDARD | 4TXM2142A15N0** | AMERICAN STANDARD | *** | *** | *** | 36000 | 40000 | 21 | 12 | 10 | 1.92 | 89 |  | 210435424
AMERICAN STANDARD | 4TXM2136A14N0** | AMERICAN STANDARD | *** | *** | *** | 34000 | 36000 | 21 | 12 | 10 | 1.82 | 86 |  | 210435423
BLUERIDGE | BMKH18MC | BLUERIDGE | *** | *** | *** | 17000 | 18000 | 21 | 12 | 10 | 2.22 | 82 |  | 210534145
1HVAC | SC-42Z-HH-M5B | 1HVAC | *** | *** | *** | 36000 | 40000 | 21 | 12 | 10 | 1.92 | 89 |  | 214784530
ACD | MPD36KCH21SB-O | ACD | *** | *** | *** | 34000 | 36000 | 21 | 12 | 10 | 1.82 | 86 |  | 210534130
AMERICAN STANDARD | 4TXM2118A12N0** | AMERICAN STANDARD | *** | *** | *** | 17000 | 18000 | 21 | 12 | 10 | 2.22 | 82 |  | 210435420
GIBSON | GXH42(12.3)FMK4DH-1 | GIBSON | *** | *** | *** | 36000 | 40000 | 21 | 12 | 10 | 1.92 | 89 |  | 210276799
AIRTEMP | GXH42(12.3)FMK4DH-1 | AIRTEMP | *** | *** | *** | 36000 | 40000 | 21 | 12 | 10 | 1.92 | 89 |  | 210276804
AireForce | GXH36(10.6)FMK4DH-1 | AireForce | *** | *** | *** | 34000 | 36000 | 21 | 12 | 10 | 1.82 | 86 |  | 211635195
BLUERIDGE | BMKH42MC | BLUERIDGE | *** | *** | *** | 36000 | 40000 | 21 | 12 | 10 | 1.92 | 89 |  | 210534148
GREE | GWHD(24)ND3MO | GREE | *** | *** | *** | 23200 | 24000 | 21 | 12.5 | 10 | 2.1 | 98 |  | 208786090
WABBAN | BBM36HX4O | WABBAN | *** | *** | *** | 34000 | 36000 | 21 | 12 | 10 | 1.82 | 86 |  | 211174354
GREE | GWHD(18)ND3MO | GREE | *** | *** | *** | 17000 | 18000 | 21 | 12 | 10 | 2.22 | 82 |  | 208786089
GREE | GWHD(42)ND3MO | GREE | *** | *** | *** | 36000 | 40000 | 21 | 12 | 10 | 1.92 | 89 |  | 208786088
GREE | GWHD(36)ND3MO | GREE | *** | *** | *** | 34000 | 36000 | 21 | 12 | 10 | 1.82 | 86 |  | 208786087
KINGHOME | KM24UH5O | KINGHOME | *** | *** | *** | 22000 | 26000 | 20 | 12 | 10 | 1.8 | 69 |  | 204462623
TOSOT | TM24H5O | TOSOT | *** | *** | *** | 22000 | 26000 | 20 | 12 | 10 | 1.8 | 69 |  | 204344219
GREE | MULTIU24HP230V1DO | GREE | *** | *** | *** | 22000 | 26000 | 20 | 12 | 10 | 1.8 | 69 |  | 203989086
LBG Products | LMUH24DWO | LBG Products | *** | *** | *** | 22000 | 26000 | 20 | 12 | 10 | 1.8 | 69 |  | 206726756
DIYCOOL | SC-27Z-HH-M3 | DIYCOOL | *** | *** | *** | 22000 | 26000 | 20 | 12 | 10 | 1.8 | 69 |  | 208674933
Stealth Comfort | SC-27Z-HH-M3 | Stealth Comfort | *** | *** | *** | 22000 | 26000 | 20 | 12 | 10 | 1.8 | 69 |  | 208674945
Coleman | DHS24CMB22S | Coleman | *** | *** | *** | 22000 | 26000 | 20 | 12 | 10 | 1.8 | 69 |  | 207616594
AMERICAN STANDARD | 4TXM2324A13NU** | AMERICAN STANDARD | *** | *** | *** | 22000 | 26000 | 20 | 12 | 10 | 1.8 | 69 |  | 204340537
ACD | MUD24KCH23S-O | ACD | *** | *** | *** | 22000 | 26000 | 20 | 12 | 10 | 1.8 | 69 |  | 206428585
CHAMPION | DHS24CMB22S | CHAMPION | *** | *** | *** | 22000 | 26000 | 20 | 12 | 10 | 1.8 | 69 |  | 207616574
BLUERIDGE | BMKH24M23UH | BLUERIDGE | *** | *** | *** | 22000 | 26000 | 20 | 12 | 10 | 1.8 | 69 |  | 206221554
CHAMPION | DHS18CMB22S | CHAMPION | *** | *** | *** | 18000 | 21000 | 20 | 12 | 10 | 1.81 | 81 |  | 207616572
TRANE | 4TXM2324A13NU** | TRANE | *** | *** | *** | 22000 | 26000 | 20 | 12 | 10 | 1.8 | 69 |  | 204340536
Luxaire | DHS18CMB22S | Luxaire | *** | *** | *** | 18000 | 21000 | 20 | 12 | 10 | 1.81 | 81 |  | 207616552
ACIQ | SC-27Z-HH-M3 | ACIQ | *** | *** | *** | 22000 | 26000 | 20 | 12 | 10 | 1.8 | 69 |  | 208674921
TRANE | 4TXM2318A12NU** | TRANE | *** | *** | *** | 18000 | 21000 | 20 | 12 | 10 | 1.81 | 81 |  | 204340534
SMARTFLEX | DHS24CMB22S | SMARTFLEX | *** | *** | *** | 22000 | 26000 | 20 | 12 | 10 | 1.8 | 69 |  | 207616614
SMARTFLEX | DHS18CMB22S | SMARTFLEX | *** | *** | *** | 18000 | 21000 | 20 | 12 | 10 | 1.81 | 81 |  | 207616612
1HVAC | SC-27Z-HH-M3 | 1HVAC | *** | *** | *** | 22000 | 26000 | 20 | 12 | 10 | 1.8 | 69 |  | 208674909
LBG Products | LMUH18DWO | LBG Products | *** | *** | *** | 18000 | 21000 | 20 | 12 | 10 | 1.81 | 81 |  | 206726754
Luxaire | DHS24CMB22S | Luxaire | *** | *** | *** | 22000 | 26000 | 20 | 12 | 10 | 1.8 | 69 |  | 207616554
York | DHS18CMB22S | York | *** | *** | *** | 18000 | 21000 | 20 | 12 | 10 | 1.81 | 81 |  | 207616532
York | DHS24CMB22S | York | *** | *** | *** | 22000 | 26000 | 20 | 12 | 10 | 1.8 | 69 |  | 207616534
AMERICAN STANDARD | 4TXM2318A12NU** | AMERICAN STANDARD | *** | *** | *** | 18000 | 21000 | 20 | 12 | 10 | 1.81 | 81 |  | 204340535
Coleman | DHS18CMB22S | Coleman | *** | *** | *** | 18000 | 21000 | 20 | 12 | 10 | 1.81 | 81 |  | 207616592
ACD | MUD18KCH23S-O | ACD | *** | *** | *** | 18000 | 21000 | 20 | 12 | 10 | 1.81 | 81 |  | 206428584
GREE | GWHD(24)ND3JO | GREE | *** | *** | *** | 22000 | 26000 | 20 | 12 | 10 | 1.8 | 69 |  | 202557961
GREE | GWHD(18)ND3JO | GREE | *** | *** | *** | 18000 | 21000 | 20 | 12 | 10 | 1.81 | 81 |  | 202557960
ECO AC | EMH-5O42KBA | ECO AC | *** | *** | *** | 36000 | 40000 | 21 | 12 | 10 | 1.92 | 89 |  | 215420703
ECO AC | EMH-2O18KBA | ECO AC | *** | *** | *** | 17000 | 18000 | 21 | 12 | 10 | 2.22 | 82 |  | 215420704
ECO AC | EMH-4O36KBA | ECO AC | *** | *** | *** | 34000 | 36000 | 21 | 12 | 10 | 1.82 | 86 |  | 215420702
ECO AC | EMH-4O30KBA | ECO AC | *** | *** | *** | 28400 | 30000 | 21 | 12.5 | 10 | 1.84 | 91 |  | 215420706
ECO AC | EMH-3O24KBA | ECO AC | *** | *** | *** | 23200 | 24000 | 21 | 12.5 | 10 | 2.1 | 98 |  | 215420705
FUJITSU | AOUH18KWAS2 | FUJITSU | *** | *** | *** | 18000 | 22000 | 22 | 13.2 | 10.5 | 2.28 | 65 |  | 215447685
FUJITSU | AOUH24KWAS3 | FUJITSU | *** | *** | *** | 22000 | 24000 | 23 | 13 | 10.5 | 2.04 | 65 |  | 215447687
FUJITSU | AOUH36KWAS4 | FUJITSU | *** | *** | *** | 34400 | 36400 | 22 | 12 | 10 | 2.2 | 65 |  | 215447689
FUJITSU | AOUH18KWAH2 | FUJITSU | *** | *** | *** | 18000 | 22000 | 22 | 13.5 | 11 | 2.18 | 67 |  | 215447691
FUJITSU | AOUH24KWAH3 | FUJITSU | *** | *** | *** | 22000 | 25000 | 23.5 | 13.5 | 11.5 | 2.1 | 65 |  | 215447693
DAIKIN | 3MXL24WMVJU* | DAIKIN | *** | *** | *** | 24000 | 24000 | 18 | 11.7 | 9.7 | 1.8 | 65 |  | 210722665
MIDEA | MO3EX-H18B-2A | MIDEA | *** | *** | *** | 18000 | 19000 | 25.1 | 14 | 9.8 | 2.3 | 72 |  | 215471472
MIDEA | MO6HX-H60B-2A | MIDEA | *** | *** | *** | 51000 | 55000 | 22.2 | 12 | 10.5 | 2 | 80 |  | 215471469
MIDEA | MO6HX-H48B-2A | MIDEA | *** | *** | *** | 47000 | 49000 | 23 | 12 | 11 | 2 | 90 |  | 215471466
MIDEA | MO5HX-H36B-2A | MIDEA | *** | *** | *** | 36000 | 36000 | 23 | 13 | 10.7 | 2 | 83 |  | 215471463
MIDEA | MO4HX-H27B-2A | MIDEA | *** | *** | *** | 27000 | 27000 | 23 | 12.5 | 10.5 | 2 | 93 |  | 215471460
MIDEA | MO3HX-H18B-2A | MIDEA | *** | *** | *** | 19000 | 20000 | 25 | 15 | 10.4 | 2 | 88 |  | 215471457
MIDEA | MO6EX-H60B-2A | MIDEA | *** | *** | *** | 60000 | 60000 | 22 | 10 | 9.5 | 2.2 | 65 |  | 215471454
MIDEA | MO6EX-H48B-2A | MIDEA | *** | *** | *** | 47000 | 48000 | 24 | 12.5 | 10.3 | 2 | 79 |  | 215471451
MIDEA | MO5EX-H36B-2A | MIDEA | *** | *** | *** | 36000 | 37000 | 24 | 12 | 9.5 | 2 | 72 |  | 215471448
MIDEA | MO4EX-H27B-2A | MIDEA | *** | *** | *** | 27000 | 27000 | 25 | 13 | 9.5 | 2 | 68 |  | 215471445
DAIKIN | 3MXL24WMVJU* | DAIKIN | *** | *** | *** | 24000 | 24000 | 18 | 11.7 | 9.7 | 1.8 | 65 |  | 210722665
AUX | AM2-H18/2DR3A | AUX | *** | *** | *** | 17700 | 18000 | 22 | 12.3 | 10 | 2 | 67 |  | 214097935
AUX | AM3-H24/2DR3A | AUX | *** | *** | *** | 24000 | 24000 | 23 | 12.5 | 10 | 2 | 98 |  | 214097936
AUX | AM4-H30/2DR3A | AUX | *** | *** | *** | 30000 | 30000 | 23 | 12.5 | 10 | 2 | 90 |  | 214097937
AUX | AM4-H36/2DR3A | AUX | *** | *** | *** | 36000 | 36000 | 23 | 12.3 | 10 | 2 | 76 |  | 214097938
AUX | AM5-H42/2DR3A | AUX | *** | *** | *** | 37000 | 40000 | 22 | 12 | 10 | 2 | 68 |  | 214097939
AUX | AM2-H18/2DR3B | AUX | *** | *** | *** | 18000 | 21000 | 23.3 | 12.5 | 11 | 2 | 86 |  | 214097940
AUX | AM4-H36/2DR3B | AUX | *** | *** | *** | 36000 | 36000 | 24 | 12.5 | 11 | 2 | 83 |  | 214097941
AUX | AM3-H24/2DR3B | AUX | *** | *** | *** | 24000 | 26000 | 24 | 13 | 10.5 | 2.1 | 106 |  | 214097943
AUX | AM5-H42/2DR3B | AUX | *** | *** | *** | 42000 | 42000 | 24 | 12.5 | 10.5 | 2 | 79 |  | 214097942
AUX | ASPR24HPMULO | AUX | *** | *** | *** | 24000 | 24000 | 23 | 12.5 | 10 | 2 | 98 |  | 214291424
AUX | ASPR18HPMULO | AUX | *** | *** | *** | 17700 | 18000 | 22 | 12.3 | 10 | 2 | 67 |  | 214291423
AUX | ASPR30HPMULO | AUX | *** | *** | *** | 30000 | 30000 | 23 | 12.5 | 10 | 2 | 90 |  | 214291425
AUX | ASPR42HPMULO | AUX | *** | *** | *** | 37000 | 40000 | 22 | 12 | 10 | 2 | 68 |  | 214291427
AUX | ASPR36HPMULO | AUX | *** | *** | *** | 36000 | 36000 | 23 | 12.3 | 10 | 2 | 76 |  | 214291426
AUX | ASUM36HPMULO | AUX | *** | *** | *** | 36000 | 36000 | 24 | 12.5 | 11 | 2 | 83 |  | 214291429
AUX | ASUM18HPMULO | AUX | *** | *** | *** | 18000 | 21000 | 23.3 | 12.5 | 11 | 2 | 86 |  | 214291428
AUX | ASUM42HPMULO | AUX | *** | *** | *** | 42000 | 42000 | 24 | 12.5 | 10.5 | 2 | 79 |  | 214291430
AUX | ASUM24HPMULO | AUX | *** | *** | *** | 24000 | 26000 | 24 | 13 | 10.5 | 2.1 | 106 |  | 214291431
Viessmann | DLCMHBH36DAK | Viessmann | *** | *** | *** | 36000 | 37000 | 20 | 12.5 | 9.7 | 1.9 | 95 |  | 215569824
Viessmann | DLCMRBH48EAK | Viessmann | *** | *** | *** | 48000 | 48000 | 21.1 | 11 | 9.5 | 1.8 | 75 |  | 215569826
Viessmann | DLCMHBH48EAK | Viessmann | *** | *** | *** | 48000 | 49000 | 21.2 | 11 | 10 | 2 | 80 |  | 215569822
Viessmann | DLCMRBH36DAK | Viessmann | *** | *** | *** | 36000 | 37000 | 23.1 | 10.6 | 9.6 | 1.8 | 71 |  | 215569821
Viessmann | DLCMHBH24CAK | Viessmann | *** | *** | *** | 24000 | 24000 | 22.3 | 12.5 | 9.6 | 1.83 | 75 |  | 215569814
Viessmann | DLCMRBH18BAK | Viessmann | *** | *** | *** | 18000 | 19000 | 21 | 12.5 | 10.2 | 2 | 76 |  | 215569811
TEMP SHIFT | TSM3OI28HFN1M | TEMP SHIFT | *** | *** | *** | 28000 | 28000 | 22.6 | 11.8 | 9.8 | 1.8 | 91 |  | 215588619
ComfiAire | CA2-18UMTO | ComfiAire | *** | *** | *** | 18000 | 18000 | 21 | 12.5 | 9.5 | 1.84 | 71 |  | 215438065
TOSOT | MZ-COSMO30/O | TOSOT | *** | *** | *** | 28400 | 30000 | 21 | 13.6 | 10 | 2.07 | 93 |  | 215708458
TOSOT | MZ-COSMO36/O | TOSOT | *** | *** | *** | 36000 | 36000 | 21 | 12 | 10 | 2.1 | 100 |  | 215708459
KINGHOME | KM18X6O | KINGHOME | *** | *** | *** | 18000 | 18000 | 21 | 12 | 10 | 2 | 83 |  | 215708441
KINGHOME | KM24X6O | KINGHOME | *** | *** | *** | 24000 | 24000 | 21 | 13.3 | 10 | 2 | 98 |  | 215708442
KINGHOME | KM30X6O | KINGHOME | *** | *** | *** | 28400 | 30000 | 21 | 13.6 | 10 | 2.07 | 93 |  | 215708443
KINGHOME | KM36X6O | KINGHOME | *** | *** | *** | 36000 | 36000 | 21 | 12 | 10 | 2.1 | 100 |  | 215708444
KINGHOME | KM42X6O | KINGHOME | *** | *** | *** | 42000 | 42000 | 21 | 13 | 10 | 2.1 | 95 |  | 215708445
TOSOT | MZ-COSMO18/O | TOSOT | *** | *** | *** | 18000 | 18000 | 21 | 12 | 10 | 2 | 83 |  | 215708456
TOSOT | MZ-COSMO24/O | TOSOT | *** | *** | *** | 24000 | 24000 | 21 | 13.3 | 10 | 2 | 98 |  | 215708457
HISENSE | AMW4-36U3TQA | HISENSE | *** | *** | *** | 36000 | 36000 | 22 | 13.1 | 10 | 1.92 | 63 |  | 215735345
HISENSE | AMW5-42U3TQA | HISENSE | *** | *** | *** | 42000 | 48000 | 22 | 12.3 | 9.5 | 1.92 | 59 |  | 215735342
INNOVAIR | MOM18H2BM3A | INNOVAIR | *** | *** | *** | 18000 | 19000 | 25.1 | 14 | 9.8 | 2.3 | 72 |  | 215725489
INNOVAIR | MOM27H2BM4A | INNOVAIR | *** | *** | *** | 27000 | 27000 | 25 | 13 | 9.5 | 2 | 68 |  | 215725492
INNOVAIR | MOM36H2BM5A | INNOVAIR | *** | *** | *** | 36000 | 37000 | 24 | 12 | 9.5 | 2 | 72 |  | 215725495
INNOVAIR | MOM48H2BM6A | INNOVAIR | *** | *** | *** | 47000 | 48000 | 24 | 12.5 | 10.3 | 2 | 79 |  | 215725498
INNOVAIR | MOM60H2BM7A | INNOVAIR | *** | *** | *** | 60000 | 60000 | 22 | 10 | 9.5 | 2.2 | 65 |  | 215725501
INNOVAIR | MOM27H2BM4B | INNOVAIR | *** | *** | *** | 27000 | 27000 | 25 | 13 | 9.5 | 2 | 68 |  | 215725504
INNOVAIR | MOM36H2BM5B | INNOVAIR | *** | *** | *** | 36000 | 37000 | 24 | 12 | 9.5 | 2 | 72 |  | 215725507
INNOVAIR | MOM48H2BM6B | INNOVAIR | *** | *** | *** | 47000 | 48000 | 24 | 12.5 | 10.3 | 2 | 79 |  | 215725510
INNOVAIR | MOM60H2BM7B | INNOVAIR | *** | *** | *** | 60000 | 60000 | 22 | 10 | 9.5 | 2.2 | 65 |  | 215725513
INNOVAIR | MOM18H2BH3A | INNOVAIR | *** | *** | *** | 19000 | 20000 | 25 | 15 | 10.4 | 2 | 88 |  | 215725516
INNOVAIR | MOM27H2BH4A | INNOVAIR | *** | *** | *** | 27000 | 27000 | 23 | 12.5 | 10.5 | 2 | 93 |  | 215725519
INNOVAIR | MOM48H2BH6A | INNOVAIR | *** | *** | *** | 47000 | 49000 | 23 | 12 | 11 | 2 | 90 |  | 215725525
INNOVAIR | MOM60H2BH7A | INNOVAIR | *** | *** | *** | 51000 | 55000 | 22.2 | 12 | 10.5 | 2 | 80 |  | 215725528
INNOVAIR | MOM18H2BH3B | INNOVAIR | *** | *** | *** | 19000 | 20000 | 25 | 15 | 10.4 | 2 | 88 |  | 215725531
INNOVAIR | MOM36H2BH5B | INNOVAIR | *** | *** | *** | 36000 | 36000 | 23 | 13 | 10.7 | 2 | 83 |  | 215725537
INNOVAIR | MOM48H2BH6B | INNOVAIR | *** | *** | *** | 47000 | 49000 | 23 | 12 | 11 | 2 | 90 |  | 215725540
INNOVAIR | MOM60H2BH7B | INNOVAIR | *** | *** | *** | 51000 | 55000 | 22.2 | 12 | 10.5 | 2 | 80 |  | 215725543
INNOVAIR | MOM36H2BH5A | INNOVAIR | *** | *** | *** | 36000 | 36000 | 23 | 13 | 10.7 | 2 | 83 |  | 215725522
INNOVAIR | MOM27H2BH4B | INNOVAIR | *** | *** | *** | 27000 | 27000 | 23 | 12.5 | 10.5 | 2 | 93 |  | 215725534
SENVILLE | SENA-18HF-MOA | SENVILLE | *** | *** | *** | 19000 | 20000 | 25 | 15 | 10.4 | 2 | 88 |  | 215735311
SENVILLE | SENA-36HF-MOA | SENVILLE | *** | *** | *** | 36000 | 36000 | 23 | 13 | 10.7 | 2 | 83 |  | 215735317
SENVILLE | SENA-28HF-MOA | SENVILLE | *** | *** | *** | 27000 | 27000 | 23 | 12.5 | 10.5 | 2 | 93 |  | 215735314
SENVILLE | SENA-48HF-MOA | SENVILLE | *** | *** | *** | 47000 | 49000 | 23 | 12 | 11 | 2 | 90 |  | 215735320
SENVILLE | SENA-55HF-MOA | SENVILLE | *** | *** | *** | 51000 | 55000 | 22.2 | 12 | 10.5 | 2 | 80 |  | 215735323
FUJITSU | AOUH36KWAH4 | FUJITSU | *** | *** | *** | 35200 | 36400 | 22 | 13 | 10 | 1.9 | 67 |  | 215735282
FUJITSU | AOUH45KWAS5 | FUJITSU | *** | *** | *** | 43000 | 48000 | 22 | 12 | 10 | 2.14 | 65 |  | 215735280
Stealth Comfort | SC-27Z-HH-M4B | Stealth Comfort | *** | *** | *** | 23200 | 24000 | 21 | 12.5 | 10 | 2.1 | 98 |  | 215742360
DIYCOOL | SC-27Z-HH-M4B | DIYCOOL | *** | *** | *** | 23200 | 24000 | 21 | 12.5 | 10 | 2.1 | 98 |  | 215742359
ACIQ | SC-27Z-HH-M4B | ACIQ | *** | *** | *** | 23200 | 24000 | 21 | 12.5 | 10 | 2.1 | 98 |  | 215742358
1HVAC | SC-27Z-HH-M4B | 1HVAC | *** | *** | *** | 23200 | 24000 | 21 | 12.5 | 10 | 2.1 | 98 |  | 215742357
Custom Comfort | CCOXHBMZ318HP | Custom Comfort | *** | *** | *** | 19000 | 20000 | 25 | 15 | 10.4 | 2 | 88 |  | 215746005
Custom Comfort | CCOXHBMZ427HP | Custom Comfort | *** | *** | *** | 27000 | 27000 | 23 | 12.5 | 10.5 | 2 | 93 |  | 215746008
Custom Comfort | CCOXHBMZ648HP | Custom Comfort | *** | *** | *** | 47000 | 49000 | 23 | 12 | 11 | 2 | 90 |  | 215746014
Custom Comfort | CCOXHBMZ655HP | Custom Comfort | *** | *** | *** | 51000 | 55000 | 22.2 | 12 | 10.5 | 2 | 80 |  | 215746017
Custom Comfort | CCOXHBMZ536HP | Custom Comfort | *** | *** | *** | 36000 | 36000 | 23 | 13 | 10.7 | 2 | 83 |  | 215746011
GUARDIAN | UMC36CN23STG1 | GUARDIAN | *** | *** | *** | 36000 | 36000 | 22 | 13.1 | 10 | 1.92 | 63 |  | 215747722
GUARDIAN | UMC48CN23STG1 | GUARDIAN | *** | *** | *** | 42000 | 48000 | 22 | 12.3 | 9.5 | 1.92 | 59 |  | 215747719
Intertherm | DXH24FMK3IH | Intertherm | *** | *** | *** | 24000 | 24000 | 21 | 13.3 | 10 | 2 | 98 |  | 215746326
GIBSON | DXH36FMK3IH | GIBSON | *** | *** | *** | 36000 | 36000 | 21 | 12 | 10 | 2.1 | 100 |  | 215746313
Intertherm | DXH42FMK3IH | Intertherm | *** | *** | *** | 42000 | 42000 | 21 | 13 | 10 | 2.1 | 95 |  | 215746329
Intertherm | DXH36FMK3IH | Intertherm | *** | *** | *** | 36000 | 36000 | 21 | 12 | 10 | 2.1 | 100 |  | 215746328
Intertherm | DXH30FMK3IH | Intertherm | *** | *** | *** | 28400 | 30000 | 21 | 13.6 | 10 | 2.07 | 93 |  | 215746327
Intertherm | DXH18FMK3IH | Intertherm | *** | *** | *** | 18000 | 18000 | 21 | 12 | 10 | 2 | 83 |  | 215746325
AIRTEMP | DXH42FMK3IH | AIRTEMP | *** | *** | *** | 42000 | 42000 | 21 | 13 | 10 | 2.1 | 95 |  | 215746299
AIRTEMP | DXH36FMK3IH | AIRTEMP | *** | *** | *** | 36000 | 36000 | 21 | 12 | 10 | 2.1 | 100 |  | 215746298
GIBSON | DXH42FMK3IH | GIBSON | *** | *** | *** | 42000 | 42000 | 21 | 13 | 10 | 2.1 | 95 |  | 215746314
GIBSON | DXH30FMK3IH | GIBSON | *** | *** | *** | 28400 | 30000 | 21 | 13.6 | 10 | 2.07 | 93 |  | 215746312
GIBSON | DXH24FMK3IH | GIBSON | *** | *** | *** | 24000 | 24000 | 21 | 13.3 | 10 | 2 | 98 |  | 215746311
GIBSON | DXH18FMK3IH | GIBSON | *** | *** | *** | 18000 | 18000 | 21 | 12 | 10 | 2 | 83 |  | 215746310
AIRTEMP | DXH30FMK3IH | AIRTEMP | *** | *** | *** | 28400 | 30000 | 21 | 13.6 | 10 | 2.07 | 93 |  | 215746297
AIRTEMP | DXH24FMK3IH | AIRTEMP | *** | *** | *** | 24000 | 24000 | 21 | 13.3 | 10 | 2 | 98 |  | 215746296
AIRTEMP | DXH18FMK3IH | AIRTEMP | *** | *** | *** | 18000 | 18000 | 21 | 12 | 10 | 2 | 83 |  | 215746295
AireForce | DXH42FMK3IH | AireForce | *** | *** | *** | 42000 | 42000 | 21 | 13 | 10 | 2.1 | 95 |  | 215746284
AireForce | DXH36FMK3IH | AireForce | *** | *** | *** | 36000 | 36000 | 21 | 12 | 10 | 2.1 | 100 |  | 215746283
AireForce | DXH30FMK3IH | AireForce | *** | *** | *** | 28400 | 30000 | 21 | 13.6 | 10 | 2.07 | 93 |  | 215746282
TOSOT | TM42H32MO | TOSOT | *** | *** | *** | 42000 | 42000 | 21 | 13 | 10 | 2.1 | 95 |  | 215399251
TOSOT | TM36H32MO | TOSOT | *** | *** | *** | 36000 | 36000 | 21 | 12 | 10 | 2.1 | 100 |  | 215399250
TOSOT | TM30H32MO | TOSOT | *** | *** | *** | 28400 | 30000 | 21 | 13.6 | 10 | 2.07 | 93 |  | 215399249
TOSOT | TM24H32MO | TOSOT | *** | *** | *** | 24000 | 24000 | 21 | 13.3 | 10 | 2 | 98 |  | 215399248
TOSOT | TM18H32MO | TOSOT | *** | *** | *** | 18000 | 18000 | 21 | 12 | 10 | 2 | 83 |  | 215399247
BOREAL | MUL42HPJ132OA | BOREAL | *** | *** | *** | 42000 | 42000 | 21 | 13 | 10 | 2.1 | 95 |  | 215424772
BOREAL | MUL36HPJ132OA | BOREAL | *** | *** | *** | 36000 | 36000 | 21 | 12 | 10 | 2.1 | 100 |  | 215424771
BOREAL | MUL30HPJ132OA | BOREAL | *** | *** | *** | 28400 | 30000 | 21 | 13.6 | 10 | 2.07 | 93 |  | 215424770
BOREAL | MUL24HPJ132OA | BOREAL | *** | *** | *** | 24000 | 24000 | 21 | 13.3 | 10 | 2 | 98 |  | 215424769
BOREAL | MUL18HPJ132OA | BOREAL | *** | *** | *** | 18000 | 18000 | 21 | 12 | 10 | 2 | 83 |  | 215424768
AireForce | DXH24FMK3IH | AireForce | *** | *** | *** | 24000 | 24000 | 21 | 13.3 | 10 | 2 | 98 |  | 215746281
AireForce | DXH18FMK3IH | AireForce | *** | *** | *** | 18000 | 18000 | 21 | 12 | 10 | 2 | 83 |  | 215746280
GREE | MUL42HP230V1R32AO | GREE | *** | *** | *** | 42000 | 42000 | 21 | 13 | 10 | 2.1 | 95 |  | 215218917
GREE | MUL36HP230V1R32AO | GREE | *** | *** | *** | 36000 | 36000 | 21 | 12 | 10 | 2.1 | 100 |  | 215218916
GREE | MUL30HP230V1R32AO | GREE | *** | *** | *** | 28400 | 30000 | 21 | 13.6 | 10 | 2.07 | 93 |  | 215218915
GREE | MUL24HP230V1R32AO | GREE | *** | *** | *** | 24000 | 24000 | 21 | 13.3 | 10 | 2 | 98 |  | 215218914
GREE | MUL18HP230V1R32AO | GREE | *** | *** | *** | 18000 | 18000 | 21 | 12 | 10 | 2 | 83 |  | 215218913
GREE | GWHD(42)ND6MO | GREE | *** | *** | *** | 42000 | 42000 | 21 | 13 | 10 | 2.1 | 95 |  | 214931590
GREE | GWHD(36)ND6MO | GREE | *** | *** | *** | 36000 | 36000 | 21 | 12 | 10 | 2.1 | 100 |  | 214931589
GREE | GWHD(30)ND6MO | GREE | *** | *** | *** | 28400 | 30000 | 21 | 13.6 | 10 | 2.07 | 93 |  | 214931588
GREE | GWHD(24)ND6MO | GREE | *** | *** | *** | 24000 | 24000 | 21 | 13.3 | 10 | 2 | 98 |  | 214931587
GREE | GWHD(18)ND6MO | GREE | *** | *** | *** | 18000 | 18000 | 21 | 12 | 10 | 2 | 83 |  | 214931586
Innovair | QOM42H2BM5A | Innovair | *** | *** | *** | 42000 | 48000 | 22 | 12.3 | 9.5 | 1.92 | 59 |  | 215747782
Innovair | QOM27H2BM3A | Innovair | *** | *** | *** | 27000 | 27000 | 23 | 12.85 | 10 | 1.82 | 65 |  | 215747778
Innovair | QOM36H2BM4A | Innovair | *** | *** | *** | 36000 | 36000 | 22 | 13.1 | 10 | 1.92 | 63 |  | 215747785
Innovair | QOM18H2BM2A | Innovair | *** | *** | *** | 18000 | 18000 | 22 | 13.3 | 10 | 1.99 | 64 |  | 215747775
YITAHOME | IMHCAC-0034 | YITAHOME | *** | *** | *** | 24000 | 24000 | 23 | 12.5 | 10 | 2 | 98 |  | 215792835
Mitsubishi Electric | MXZ-SM36NL*** | Mitsubishi Electric | *** | *** | *** | 36000 | 41000 | 23 | 14.1 | 11 | 2.2 | 64 |  | 215685463
Mitsubishi Electric | MXZ-SM36NLHZ*** | Mitsubishi Electric | *** | *** | *** | 36000 | 42000 | 23 | 14.5 | 12 | 2 | 78 |  | 215685464
Mitsubishi Electric | MXZ-SM42NLHZ*** | Mitsubishi Electric | *** | *** | *** | 42000 | 48000 | 21.5 | 13.4 | 11.1 | 2 | 71 |  | 215685465
Mitsubishi Electric | MXZ-SM48NL*** | Mitsubishi Electric | *** | *** | *** | 48000 | 50000 | 23 | 12 | 10.4 | 2.1 | 63 |  | 215685466
Mitsubishi Electric | MXZ-SM48NLHZ*** | Mitsubishi Electric | *** | *** | *** | 48000 | 54000 | 23 | 13.1 | 11.5 | 2 | 70 |  | 215685467
Mitsubishi Electric | MXZ-SM60NL*** | Mitsubishi Electric | *** | *** | *** | 60000 | 66000 | 20 | 12 | 10.5 | 2 | 63 |  | 215685468
HAVELLS | GSSHAX7643 | HAVELLS | *** | *** | *** | 36000 | 36000 | 23 | 12.3 | 10 | 2 | 76 |  | 215588563
HAVELLS | GSSHAX7642 | HAVELLS | *** | *** | *** | 24000 | 24000 | 23 | 12.5 | 10 | 2 | 98 |  | 215588562
HAVELLS | GSSHAX7641 | HAVELLS | *** | *** | *** | 17700 | 18000 | 22 | 12.3 | 10 | 2 | 67 |  | 215588561
TOSOT | TMVRF-OD60KHP | TOSOT | *** | *** | *** | 60000 | 64000 | 20 | 10.5 | 9.8 | 2.3 | 64 |  | 212117658
TOSOT | TMVRF-OD48KHP | TOSOT | *** | *** | *** | 48000 | 54000 | 22 | 10.5 | 9.8 | 2.2 | 59 |  | 212117656
TOSOT | TMVRF-OD36KHP | TOSOT | *** | *** | *** | 37600 | 42000 | 22 | 11.5 | 9.8 | 2.3 | 60 |  | 212117654
LENNOX | GMV-60WL/C-T(U) | LENNOX | *** | *** | *** | 60000 | 64000 | 20 | 10.5 | 9.8 | 2.3 | 64 |  | 214728288
LENNOX VRF | VEP060C432P2 | LENNOX VRF | *** | *** | *** | 60000 | 64000 | 20 | 10.5 | 9.8 | 2.3 | 64 |  | 206764041
GREE | GMV-60WL/C-T(U) | GREE | *** | *** | *** | 60000 | 64000 | 20 | 10.5 | 9.8 | 2.3 | 64 |  | 206335355
LENNOX | GMV-48WL/C-T(U) | LENNOX | *** | *** | *** | 48000 | 54000 | 22 | 10.5 | 9.8 | 2.2 | 59 |  | 214728287
LENNOX VRF | VEP048C432P2 | LENNOX VRF | *** | *** | *** | 48000 | 54000 | 22 | 10.5 | 9.8 | 2.2 | 59 |  | 206764039
GREE | GMV-48WL/C-T(U) | GREE | *** | *** | *** | 48000 | 54000 | 22 | 10.5 | 9.8 | 2.2 | 59 |  | 206335354
LENNOX | GMV-36WL/C-T(U) | LENNOX | *** | *** | *** | 37600 | 42000 | 22 | 11.5 | 9.8 | 2.3 | 60 |  | 214728286
LENNOX VRF | VEP036C432P2 | LENNOX VRF | *** | *** | *** | 37600 | 42000 | 22 | 11.5 | 9.8 | 2.3 | 60 |  | 206764037
GREE | GMV-36WL/C-T(U) | GREE | *** | *** | *** | 37600 | 42000 | 22 | 11.5 | 9.8 | 2.3 | 60 |  | 206335353
LG | KUMXA481A | LG | *** | *** | *** | 48000 | 52500 | 20.5 | 13.1 | 10.5 | 2.09 | 67 |  | 215408636
LG | KUMXA421A | LG | *** | *** | *** | 42000 | 48000 | 21.5 | 13.8 | 11 | 2 | 66 |  | 215402347
LG | KUMXA361A | LG | *** | *** | *** | 36000 | 45000 | 22 | 14.5 | 11 | 1.89 | 66 |  | 215402345

## Packaged
Data current as of 10-10-2024
The data provided are the representations submitted to DOE by manufacturers and their third party representatives. DOE makes no representations or warranties regarding the accuracy of the data.
Brand | Model Number | Cooling Capacity (BTU/hr) | Heating Capacity (Btu/hr) | SEER2 | EER2 | HSPF2 | COP at 5 Degrees F | Capacity Ratio Percent 17 F to 47 F | Capacity Ratio Percent 5 F to 47 F | AHRI Certified Reference Number (if Applicable)
AC PRO.com | AK-H03TC/NAA-T(U) | 34400 | 36000 | 17.8 | 11 | 8.8 | 1.75 | 65 | 72 | 213613205
MRCOOL | MDPH180604 | 56000 | 57000 | 17 | 10.6 | 8.3 | 1.8 | 65 | 79 | 214097891
MRCOOL | MDPH180364 | 34400 | 36000 | 17.8 | 11 | 8.8 | 1.75 | 65 | 72 | 214097893
Willis | PRT60KUH | 56000 | 57000 | 17 | 10.6 | 8.3 | 1.8 | 65 | 79 | 214137764
Willis | PRT60KUH | 56000 | 57000 | 17 | 10.6 | 8.3 | 1.8 | 65 | 79 | 214137764
GREE | GK-H02TC/NAA1-D(U) | 24000 | 24000 | 18 | 11 | 8.8 | 1.75 | 98 | 100 | 213379971
GREE | GK-H03TC/NAA1-D(U) | 34400 | 36000 | 18 | 11 | 8.8 | 1.75 | 65 | 72 | 213379970
GREE | GK-H04TC/NAA1-D(U) | 47000 | 47000 | 18 | 11 | 8.5 | 1.8 | 77 | 98 | 213379969
GREE | GK-H05TC/NAA1-D(U) | 56000 | 57000 | 17.2 | 10.6 | 8.3 | 1.8 | 65 | 79 | 213379968
GREE | GK-H02TC/NAA-T(U) | 24000 | 24000 | 17.8 | 11 | 8.8 | 1.75 | 98 | 100 | 213368002
AC PRO.com | AK-H04TC/NAA-T(U) | 47000 | 47000 | 17.8 | 11 | 8.5 | 1.8 | 77 | 98 | 213350731
AC PRO.com | AK-H05TC/NAA-T(U) | 56000 | 57000 | 17 | 10.6 | 8.3 | 1.8 | 65 | 79 | 212674082
MRCOOL | MDPH180244 | 24000 | 24000 | 17.8 | 11 | 8.8 | 1.75 | 98 | 100 | 214097894
MRCOOL | MDPH180364 | 34400 | 36000 | 17.8 | 11 | 8.8 | 1.75 | 65 | 72 | 214097893
MRCOOL | MDPH180484 | 47000 | 47000 | 17.8 | 11 | 8.5 | 1.8 | 77 | 98 | 214097892
MRCOOL | MDPH180604 | 56000 | 57000 | 17 | 10.6 | 8.3 | 1.8 | 65 | 79 | 214097891
KINGHOME | KRH02TCU | 24000 | 24000 | 17.8 | 11 | 8.8 | 1.75 | 98 | 100 | 213685846
KINGHOME | KRH03TCU | 34400 | 36000 | 17.8 | 11 | 8.8 | 1.75 | 65 | 72 | 213685845
KINGHOME | KRH04TCU | 47000 | 47000 | 17.8 | 11 | 8.5 | 1.8 | 77 | 98 | 213685844
KINGHOME | KRH05TCU | 56000 | 57000 | 17 | 10.6 | 8.3 | 1.8 | 65 | 79 | 213685843
GREE | GK-H05TC/NAA-T(U) | 56000 | 57000 | 17 | 10.6 | 8.3 | 1.8 | 65 | 79 | 212527996
WELLS | WRPA-36HDM/TC | 34400 | 36000 | 17.8 | 11 | 8.8 | 1.75 | 65 | 72 | 214432067
WELLS | WRPA-60HDM/TC | 56000 | 57000 | 17 | 10.6 | 8.3 | 1.8 | 65 | 79 | 214432066
GREE | GK-H04TC/NAA-T(U) | 47000 | 47000 | 17.8 | 11 | 8.5 | 1.8 | 77 | 98 | 213088005
AC PRO.com | AK-H03TC/NAA-T(U) | 34400 | 36000 | 17.8 | 11 | 8.8 | 1.75 | 65 | 72 | 213613205
AC PRO.com | AK-H02TC/NAA-T(U) | 24000 | 24000 | 17.8 | 11 | 8.8 | 1.75 | 98 | 100 | 213613204
TOSOT | TK-H02TCNAA-TU | 24000 | 24000 | 17.8 | 11 | 8.8 | 1.75 | 98 | 100 | 213386671
TOSOT | TK-H03TCNAA-TU | 34400 | 36000 | 17.8 | 11 | 8.8 | 1.75 | 65 | 72 | 213386670
TOSOT | TK-H04TCNAA-TU | 47000 | 47000 | 17.8 | 11 | 8.5 | 1.8 | 77 | 98 | 213386669
GREE | GK-H03TC/NAA-T(U) | 34400 | 36000 | 17.8 | 11 | 8.8 | 1.75 | 65 | 72 | 213316029
TOSOT | TK-H05TCNAA-TU | 56000 | 57000 | 17 | 10.6 | 8.3 | 1.8 | 65 | 79 | 213307926
YISO | YRHA1-60AA | 55000 | 55000 | 18.5 | 11.2 | 9.2 | 1.9 | 81 | 70 | 214728307
ECOER | ERDA19H-60AA* | 55000 | 55000 | 18.5 | 11.2 | 9.2 | 1.9 | 81 | 70 | 214728308
HISENSE | AR-36U3RAHM | 36000 | 36000 | 18.5 | 10.6 | 8.5 | 2 | 69 | 100 | 215742621
1HVAC | ACIQ-PHH1824000K000V | 24000 | 24000 | 17.8 | 11 | 8.8 | 1.75 | 98 | 100 | 215387218
1HVAC | ACIQ-PHH1836000K000V | 34400 | 36000 | 17.8 | 11 | 8.8 | 1.75 | 65 | 72 | 215387219
1HVAC | ACIQ-PHH1748000K000V | 47000 | 47000 | 17.8 | 11 | 8.5 | 1.8 | 77 | 98 | 215387220
ACIQ | ACIQ-PHH1836000K000V | 34400 | 36000 | 17.8 | 11 | 8.8 | 1.75 | 65 | 72 | 215387223
1HVAC | ACIQ-PHH1760000K000V | 56000 | 57000 | 17 | 10.6 | 8.3 | 1.8 | 65 | 79 | 215387221
ACIQ | ACIQ-PHH1824000K000V | 24000 | 24000 | 17.8 | 11 | 8.8 | 1.75 | 98 | 100 | 215387222
ACIQ | ACIQ-PHH1748000K000V | 47000 | 47000 | 17.8 | 11 | 8.5 | 1.8 | 77 | 98 | 215387224
ACIQ | ACIQ-PHH1760000K000V | 56000 | 57000 | 17 | 10.6 | 8.3 | 1.8 | 65 | 79 | 215387225
DIYCOOL | ACIQ-PHH1824000K000V | 24000 | 24000 | 17.8 | 11 | 8.8 | 1.75 | 98 | 100 | 215387226
DIYCOOL | ACIQ-PHH1836000K000V | 34400 | 36000 | 17.8 | 11 | 8.8 | 1.75 | 65 | 72 | 215387227
DIYCOOL | ACIQ-PHH1748000K000V | 47000 | 47000 | 17.8 | 11 | 8.5 | 1.8 | 77 | 98 | 215387228
DIYCOOL | ACIQ-PHH1760000K000V | 56000 | 57000 | 17 | 10.6 | 8.3 | 1.8 | 65 | 79 | 215387229
Stealth Comfort | ACIQ-PHH1836000K000V | 34400 | 36000 | 17.8 | 11 | 8.8 | 1.75 | 65 | 72 | 215387231
Stealth Comfort | ACIQ-PHH1748000K000V | 47000 | 47000 | 17.8 | 11 | 8.5 | 1.8 | 77 | 98 | 215387232
Stealth Comfort | ACIQ-PHH1824000K000V | 24000 | 24000 | 17.8 | 11 | 8.8 | 1.75 | 98 | 100 | 215387230
Stealth Comfort | ACIQ-PHH1760000K000V | 56000 | 57000 | 17 | 10.6 | 8.3 | 1.8 | 65 | 79 | 215387233