## Split Ducted
Data current as of 10-10-2024
The data provided are the representations submitted to DOE by manufacturers and their third party representatives. DOE makes no representations or warranties regarding the accuracy of the data.
Brand | Outdoor Unit Model Number | Indoor Unit Model Number | Air Mover Model Number | Cooling Capacity (Btu/hr) | Heating Capacity (Btu/hr) | SEER2 | EER2 | HSPF2 | COP at 5 Degrees F | Capacity Ratio Percent 17 F to 47 F | Capacity Ratio Percent 5 F to 47 F | AHRI Certified Reference Number (if Applicable)
Custom Comfort | CCOXHA24V30HP | CCOEHACC3036B |  | 29000 | 31000 | 15.2 | 10 | 8.5 | 1.8 | 63 | 81 | 213307871
Custom Comfort | CCOXHA24V36HP | CCOEHACC3036B |  | 35000 | 38000 | 15.5 | 10 | 8.6 | 1.85 | 72 | 83 | 213307872
Bladex | BX30U-30HPHYHA(X) | BLCB-36B18AC |  | 29000 | 31000 | 15.2 | 10 | 8.5 | 1.8 | 63 | 81 | 213307890
Bladex | BX30U-30HPHYHA(X) | BLCB-36B18AC-UNC |  | 29000 | 31000 | 15.2 | 10 | 8.5 | 1.8 | 63 | 81 | 213307891
Bladex | BX31U-36HPHYHA | BLCB-36B18AC-UNC |  | 35000 | 38000 | 15.5 | 10 | 8.6 | 1.85 | 72 | 83 | 213307892
LBG Products | LCUHB30DO | LCHB30DHNI |  | 30000 | 33000 | 16.2 | 10 | 8.9 | 1.8 | 64 | 73 | 213307920
LBG Products | LCUHB36DO | LCHB36DHNI |  | 36000 | 40000 | 16 | 10 | 9.5 | 1.97 | 76 | 86 | 213307921
Breeze33 | 4HP17L48P-**A | EAC4X49C+TDR | 80G1UH090CE20 | 48000 | 45000 | 15.6 | 13 | 8.1 | 2.26 | 68 | 56 | 213315925
Breeze33 | 4HP17L48P-**A | EAC4X48C+TDR | 96G2UH110CE20 | 46500 | 45000 | 15.2 | 12.5 | 8.1 | 2.18 | 67 | 54 | 213315923
Breeze33 | 4HP17L30P-**A | EA(C;U)1P36A+TDR+TXV | 80G1UH045AE12 | 29400 | 27600 | 16 | 13 | 8.1 | 2.28 | 66 | 52 | 213315474
Breeze33 | 4HP17L18P-**A | EA(C;U)1P24B+TDR+TXV | 92G1UH070BE12 | 18000 | 17200 | 16.2 | 13.5 | 8.1 | 2.06 | 63 | 49 | 213315211
Breeze33 | 4HP17L30P-**A | EA(C;U)1P36B+TDR+TXV | 96G2UH045BV12 | 29800 | 28000 | 15.6 | 13 | 8.1 | 2.26 | 66 | 52 | 213315489
Breeze33 | 4HP17L36P-**A | EAD4X-48C+TDR | 96G2DF090CV20 | 35600 | 35800 | 15.8 | 12.5 | 8.6 | 2.08 | 66 | 53 | 213315666
Breeze33 | 4HP17L30P-**A | EAD4X-42B+TDR | 96G2DF045BE12 | 29400 | 29800 | 15.6 | 13 | 8.5 | 1.92 | 65 | 51 | 213315537
Breeze33 | 4HP17L30P-**A | EA(C;U)1P36B+TDR+TXV | 96G1UH045BE12 | 29400 | 27800 | 15.6 | 12.5 | 8.1 | 2.26 | 66 | 53 | 213315486
Breeze33 | 4HP17L18P-**A | BCE5V24M*4X |  | 18000 | 18000 | 15.6 | 13 | 8.1 | 2.12 | 62 | 47 | 213315200
Breeze33 | 4HP17L18P-**A | BCE5V18M*4X |  | 18000 | 17800 | 16 | 13.5 | 8.1 | 2.04 | 62 | 48 | 213315199
Breeze33 | 4HP17L24P-**A | EAD4X-30/36C+TDR | 96G1DF090CE16 | 23600 | 22400 | 16.4 | 13.5 | 8.2 | 2 | 64 | 50 | 213315420
Breeze33 | 4HP17L18P-**A | EAD4X-30/36B+TDR | 96G1DF070BE16 | 18000 | 18000 | 16.2 | 13.5 | 8.4 | 1.98 | 64 | 50 | 213315281
Breeze33 | 4HP17L18P-**A | EAD4X-30/36B+TDR | 92G1DF070BE12 | 18000 | 18000 | 16.6 | 14 | 8.5 | 2.02 | 64 | 50 | 213315279
Breeze33 | 4HP17L18P-**A | EAD4X-30/36B+TDR | 92G1DF045BE12 | 18000 | 18000 | 16.6 | 14 | 8.4 | 2.02 | 64 | 50 | 213315278
Breeze33 | 4HP17L18P-**A | EAD4X-30/36B+TDR | 80G1DF070BE12 | 18000 | 18000 | 16 | 13.5 | 8.3 | 1.92 | 63 | 49 | 213315277
Breeze33 | 4HP17L30P-**A | EA(C;U)1P36B+TDR+TXV | 80G1UH090BE16 | 29200 | 27600 | 16.2 | 13 | 8.1 | 2.28 | 65 | 51 | 213315481
Breeze33 | 4HP17L30P-**A | EA(C;U)1P36B+TDR+TXV | 80G1UH080BE16X | 30000 | 28400 | 15.6 | 12.5 | 8.1 | 2.24 | 65 | 52 | 213315480
Breeze33 | 4HP17L30P-**A | EA(C;U)1P36B+TDR+TXV | 80G1UH070BE12 | 29600 | 27800 | 16 | 13 | 8.1 | 2.26 | 65 | 52 | 213315479
Breeze33 | 4HP17L30P-**A | EA(C;U)1P36A+TDR+TXV | 80G1UH070AE12L | 29400 | 27600 | 16 | 13 | 8.1 | 2.28 | 66 | 52 | 213315477
Breeze33 | 4HP17L24P-**A | EAD4X-30/36B+TDR | 96G2DF070BV16 | 23400 | 22600 | 15.4 | 12.5 | 8.1 | 1.98 | 65 | 51 | 213315417
Breeze33 | 4HP17L24P-**A | EAD4X-30/36B+TDR | 96G2DF070BE16 | 23400 | 22600 | 15.4 | 13 | 8.1 | 1.96 | 65 | 50 | 213315416
Breeze33 | 4HP17L24P-**A | EAD4X-30/36B+TDR | 96G1DF070BE16 | 23600 | 22600 | 15.4 | 13 | 8.1 | 1.98 | 65 | 51 | 213315414
Breeze33 | 4HP17L18P-**A | EAD4X-30/36C+TDR | 92G1DF090CE16 | 18000 | 18000 | 16 | 13.5 | 8.4 | 2.06 | 66 | 52 | 213315287
Breeze33 | 4HP17L18P-**A | EAD4X-30/36B+TDR | 96G2DF045BE12 | 18000 | 18000 | 16 | 13.5 | 8.3 | 1.96 | 64 | 50 | 213315282
Breeze33 | 4HP17L24P-**A | EAD4X-30/36B+TDR | 80G1DF070BE12 | 23200 | 22200 | 16 | 13 | 8.1 | 1.96 | 65 | 50 | 213315409
Breeze33 | 4HP17L24P-**A | EAD4X-30/36B+TDR | 80G1DF090BE16 | 23600 | 22400 | 16.2 | 13.5 | 8.2 | 2 | 64 | 50 | 213315410
ROYALTON | 4HP17L24P-**A | ED1P30/36B+TDR+TXV | 92G1DF045BE12 | 22200 | 22800 | 15.8 | 12.5 | 8.1 | 2.06 | 62 | 47 | 213308366
ROYALTON | 4HP17L24P-**A | ED1P30/36B+TDR+TXV | 80G1DF090BE16 | 23400 | 23400 | 16.2 | 13 | 8.1 | 2.04 | 62 | 47 | 213308365
ROYALTON | 4HP17L24P-**A | ED1P30/36B+TDR+TXV | 80G1DF070BE12 | 23000 | 23400 | 15.8 | 13 | 8.1 | 2.04 | 62 | 47 | 213308364
ROYALTON | 4HP17L24P-**A | ED1P30/36B+TDR+TXV | 96G2DF070BV16 | 23200 | 23600 | 15.2 | 12.5 | 8.1 | 1.96 | 63 | 48 | 213308363
ROYALTON | 4HP17L24P-**A | ED1P30/36B+TDR+TXV | 80G2DF090BE16 | 23200 | 23400 | 16 | 13 | 8.1 | 2.02 | 62 | 47 | 213308360
CONCORD | 4HP17L24P-**A | ED1P30/36C+TDR+TXV | 80G1DF110CE20 | 23400 | 23600 | 15.6 | 12.5 | 8.1 | 2 | 63 | 48 | 213308191
CONCORD | 4HP17L24P-**A | ED1P30/36B+TDR+TXV | 96G1DF045BE12 | 22200 | 22800 | 15.6 | 12.5 | 8.1 | 2.04 | 62 | 47 | 213308188
CONCORD | 4HP17L24P-**A | ED1P30/36B+TDR+TXV | 92G1DF070BE12 | 22200 | 22800 | 15.8 | 12.5 | 8.1 | 2.06 | 62 | 47 | 213308187
ALLIED | 4HP17L24P-**A | ED1P30/36C+TDR+TXV | 96G1DF090CE16 | 23400 | 23200 | 16 | 13 | 8.1 | 2.04 | 63 | 48 | 213308013
ALLIED | 4HP17L24P-**A | ED1P30/36C+TDR+TXV | 92G1DF090CE16 | 23200 | 23200 | 16 | 13 | 8.1 | 2.06 | 63 | 48 | 213308012
ALLIED | 4HP17L24P-**A | ED1P30/36C+TDR+TXV | 96G2DF090CE16 | 23400 | 23400 | 15.8 | 13 | 8.1 | 2.02 | 62 | 47 | 213308010
Breeze33 | 4HP17L48P-**A | EAC4X49C+TDR | 80G1UH110CE20 | 48000 | 45500 | 15.2 | 12.5 | 8.1 | 2.26 | 69 | 57 | 213315927
Breeze33 | 4HP17L48P-**A | EA(C;U)1P60C+TDR+TXV | 80G1UH090CE20 | 48000 | 46000 | 15.6 | 13 | 8.1 | 2.4 | 68 | 55 | 213315895
Breeze33 | 4HP17L48P-**A | EA(C;U)1P49C+TDR+TXV | 96G1UH110CE20 | 48000 | 45000 | 15.2 | 12.5 | 8.1 | 2.26 | 69 | 56 | 213315878
Breeze33 | 4HP17L48P-**A | EA(C;U)1P49C+TDR+TXV | 92G1UH110CE16 | 48000 | 45000 | 15.2 | 12.5 | 8.1 | 2.22 | 69 | 56 | 213315875
Breeze33 | 4HP17L48P-**A | EA(C;U)1P49C+TDR+TXV | 80G1UH110CE20 | 48000 | 45500 | 15.2 | 12.5 | 8.1 | 2.26 | 69 | 57 | 213315873
Breeze33 | 4HP17L48P-**A | EAC4X60C+TDR | 92G1UH090CE16 | 48000 | 46500 | 15.2 | 12.5 | 8.1 | 2.34 | 68 | 55 | 213315952
Breeze33 | 4HP17L48P-**A | EAC4X60C+TDR | 80G1UH090CE20 | 48000 | 46000 | 15.6 | 13 | 8.1 | 2.4 | 68 | 55 | 213315949
Breeze33 | 4HP17L48P-**A | EA(C;U)1P48B+TDR+TXV | 80G1UH090BE16 | 46500 | 45000 | 15.2 | 12.5 | 8.1 | 2.18 | 67 | 54 | 213315855
DUCANE | 4HP17L30P-**A | ED1P30/36A+TDR+TXV | 80G1DF070AE12 | 27400 | 28600 | 15.2 | 12.5 | 8.3 | 2.2 | 64 | 50 | 213308086
DUCANE | 4HP17L30P-**A | ED1P30/36A+TDR+TXV | 80G1DF045AE12 | 27400 | 28600 | 15.2 | 12.5 | 8.3 | 2.22 | 64 | 50 | 213308085
AC PRO | 4HP17L24P-**A | ED1P30/36B+TDR+TXV | 92G1DF045BE12 | 22200 | 22800 | 15.8 | 12.5 | 8.1 | 2.06 | 62 | 47 | 213308276
AC PRO | 4HP17L24P-**A | ED1P30/36B+TDR+TXV | 96G2DF070BV16 | 23200 | 23600 | 15.2 | 12.5 | 8.1 | 1.96 | 63 | 48 | 213308273
AC PRO | 4HP17L24P-**A | ED1P30/36B+TDR+TXV | 96G2DF070BE16 | 23400 | 23600 | 15.4 | 12.5 | 8.1 | 1.98 | 63 | 48 | 213308272
CONCORD | 4HP17L24P-**A | ED1P30/36B+TDR+TXV | 80G2DF090BE16 | 23200 | 23400 | 16 | 13 | 8.1 | 2.02 | 62 | 47 | 213308180
CONCORD | 4HP17L24P-**A | ED1P30/36A+TDR+TXV | 80G1DF070AE12 | 22600 | 23000 | 15.8 | 13 | 8.1 | 2.06 | 63 | 48 | 213308179
CONCORD | 4HP17L30P-**A | ED1P30/36A+TDR+TXV | 80G1DF070AE12 | 27400 | 28600 | 15.2 | 12.5 | 8.3 | 2.2 | 64 | 50 | 213308176
ALLIED | 4HP17L24P-**A | ED1P30/36B+TDR+TXV | 80G1DF070BE12 | 23000 | 23400 | 15.8 | 13 | 8.1 | 2.04 | 62 | 47 | 213308004
ALLIED | 4HP17L24P-**A | ED1P30/36C+TDR+TXV | 80G1DF110CE20 | 23400 | 23600 | 15.6 | 12.5 | 8.1 | 2 | 63 | 48 | 213308011
Breeze33 | 4HP17L48P-**A | EA(C;U)1P60C+TDR+TXV | 96G2UH090CV12 | 48000 | 46000 | 15.2 | 12.5 | 8.1 | 2.36 | 68 | 55 | 213315904
Breeze33 | 4HP17L48P-**A | EA(C;U)1P60C+TDR+TXV | 96G2UH090CE16 | 48000 | 46000 | 15.4 | 12.5 | 8.1 | 2.34 | 68 | 55 | 213315903
Breeze33 | 4HP17L48P-**A | EA(C;U)1P60C+TDR+TXV | 96G1UH090CE16 | 48000 | 46000 | 15.4 | 12.5 | 8.1 | 2.38 | 68 | 56 | 213315901
Breeze33 | 4HP17L48P-**A | EA(C;U)1P60C+TDR+TXV | 92G1UH110CE20 | 48000 | 47000 | 15.4 | 12.5 | 8.3 | 2.34 | 67 | 54 | 213315900
Breeze33 | 4HP17L48P-**A | EA(C;U)1P60C+TDR+TXV | 92G1UH090CE16 | 48000 | 46500 | 15.2 | 12.5 | 8.1 | 2.34 | 68 | 55 | 213315898
Breeze33 | 4HP17L48P-**A | EAC4X48C+TDR | 92G1UH110CE20 | 46500 | 44500 | 15.4 | 12.5 | 8.1 | 2.2 | 68 | 55 | 213315917
Breeze33 | 4HP17L42P-**A | BCE5V42M*4X |  | 41000 | 39000 | 15.4 | 13 | 8.1 | 2.14 | 66 | 52 | 213315729
Breeze33 | 4HP17L36P-**AA | EAH1P42C*+TDR+TXV | 96G2UH110CV20 | 36000 | 33600 | 16.2 | 13.5 | 8.1 | 2.2 | 67 | 54 | 213315724
Breeze33 | 4HP17L48P-**A | EAC4X49C+TDR | 92G1UH110CE20 | 47500 | 45000 | 15.4 | 12.5 | 8.1 | 2.24 | 68 | 56 | 213315930
Breeze33 | 4HP17L48P-**A | EAC4X49C+TDR | 96G2UH110CE20 | 47500 | 45000 | 15.2 | 12.5 | 8.1 | 2.24 | 69 | 56 | 213315936
Breeze33 | 4HP17L48P-**A | EAC4X49C+TDR | 96G2UH090CV12 | 47500 | 45000 | 15.2 | 12.5 | 8.1 | 2.22 | 68 | 56 | 213315934
Breeze33 | 4HP17L48P-**A | EAC4X49C+TDR | 96G2UH090CE16 | 47500 | 45000 | 15.2 | 12.5 | 8.1 | 2.24 | 69 | 56 | 213315933
Breeze33 | 4HP17L42P-**A | EAD4X-48C+TDR | 96G1DF110CE20 | 40000 | 41500 | 15.2 | 13 | 8.2 | 1.96 | 67 | 53 | 213315762
ALLIED | 4HP17L24P-**A | ED1P30/36B+TDR+TXV | 80G2DF090BE16 | 23200 | 23400 | 16 | 13 | 8.1 | 2.02 | 62 | 47 | 213308000
ALLIED | 4HP17L24P-**A | ED1P30/36A+TDR+TXV | 80G1DF045AE12 | 22400 | 23000 | 15.8 | 12.5 | 8.1 | 2.04 | 63 | 48 | 213307998
ALLIED | 4HP17L24P-**A | ED1P30/36A+TDR+TXV | 80G1DF070AE12 | 22600 | 23000 | 15.8 | 13 | 8.1 | 2.06 | 63 | 48 | 213307999
ALLIED | 4HP17L24P-**A | ED1P30/36A+TDR+TXV | 80G2DF070AE12 | 22600 | 22800 | 16 | 13 | 8.1 | 2.06 | 62 | 47 | 213307997
ALLIED | 4HP17L36P-**A | EAH1P42C*+TDR+TXV | 80G2UH110CE20L | 36000 | 33000 | 16.6 | 13.5 | 8.1 | 2.24 | 68 | 55 | 213308818
CONCORD | 4HP17L36P-**A | EAH1P42C*+TDR+TXV | 80G2UH110CE20 | 36000 | 33000 | 16.6 | 13.5 | 8.1 | 2.24 | 68 | 55 | 213308815
DUCANE | 4HP17L36P-**A | EAH1P42C*+TDR+TXV | 80G2UH110CE20 | 36000 | 33000 | 16.6 | 13.5 | 8.1 | 2.24 | 68 | 55 | 213308814
Breeze33 | 4HP17L36P-**A | EAD4X-48C+TDR | 96G2DF110CV20 | 35600 | 35800 | 15.8 | 12.5 | 8.6 | 2.08 | 66 | 53 | 213315668
Breeze33 | 4HP17L36P-**A | EAD4X-48C+TDR | 96G2DF110CE20 | 36000 | 35800 | 16 | 13 | 8.6 | 2.08 | 66 | 53 | 213315667
Breeze33 | 4HP17L30P-**A | EA(C;U)1P36B+TDR+TXV | 96G2UH045BE12 | 29400 | 27800 | 15.8 | 13 | 8.1 | 2.26 | 65 | 52 | 213315488
Breeze33 | 4HP17L30P-**A | EA(C;U)1P36B+TDR+TXV | 92G1UH030BE12 | 29600 | 28000 | 15.8 | 13 | 8.1 | 2.26 | 65 | 51 | 213315482
Breeze33 | 4HP17L30P-**A | BCE5V30M*4X |  | 29000 | 27400 | 15.4 | 12.5 | 8.1 | 2.16 | 65 | 51 | 213315453
Breeze33 | 4HP17L24P-**A | EAD4X-30/36C+TDR | 96G2DF090CE16 | 23600 | 22600 | 16 | 13.5 | 8.2 | 1.98 | 64 | 50 | 213315422
Breeze33 | 4HP17L24P-**A | EAD4X-30/36C+TDR | 92G1DF090CE16 | 23400 | 22400 | 16.2 | 13.5 | 8.2 | 1.96 | 64 | 49 | 213315419
Breeze33 | 4HP17L24P-**A | EAD4X-30/36C+TDR | 80G1DF110CE20 | 23600 | 22600 | 15.6 | 13 | 8.2 | 1.98 | 65 | 50 | 213315418
Breeze33 | 4HP17L18P-**A | EAC4X24B+TDR | 92G1UH070BE12 | 18000 | 17200 | 16.2 | 13.5 | 8.1 | 2.06 | 63 | 49 | 213315249
Breeze33 | 4HP17L18P-**A | EAC4X24B+TDR | 92G1UH030BE12 | 18000 | 17400 | 16 | 13.5 | 8.1 | 2.04 | 63 | 49 | 213315247
DUCANE | 4HP17L36P-**A | EAH1P42B*+TDR+TXV | 96G2UH070BV12 | 36000 | 33800 | 15.6 | 13 | 8.1 | 2.26 | 69 | 56 | 213308749
CONCORD | 4HP17L36P-**A | EAH1P42C*+TDR+TXV | 96G2UH110CV20 | 36000 | 33600 | 16.2 | 13.5 | 8.1 | 2.2 | 67 | 54 | 213308845
AC PRO | 4HP17L36P-**A | EAH1P42B*+TDR+TXV | 80G2UH090BE16L | 36000 | 33200 | 16.2 | 13 | 8.1 | 2.26 | 68 | 55 | 213308731
CONCORD | 4HP17L36P-**A | EAH1P42B*+TDR+TXV | 80G2UH090BE16L | 36000 | 33200 | 16.2 | 13 | 8.1 | 2.26 | 68 | 55 | 213308730
DUCANE | 4HP17L36P-**A | EAH1P42B*+TDR+TXV | 80G2UH090BE16L | 36000 | 33200 | 16.2 | 13 | 8.1 | 2.26 | 68 | 55 | 213308729
AC PRO | 4HP17L36P-**A | EAH1P42B*+TDR+TXV | 80G2UH090BE16 | 36000 | 33200 | 16.2 | 13 | 8.1 | 2.26 | 68 | 55 | 213308726
CONCORD | 4HP17L36P-**A | EAH1P42B*+TDR+TXV | 80G2UH090BE16 | 36000 | 33200 | 16.2 | 13 | 8.1 | 2.26 | 68 | 55 | 213308725
ROYALTON | 4HP17L36P-**A | EAH1P42C*+TDR+TXV | 96G2UH090CV20 | 36000 | 33800 | 16 | 13 | 8.1 | 2.18 | 67 | 54 | 213308837
DUCANE | 4HP17L36P-**A | EAH1P42B*+TDR+TXV | 80G2UH090BV16 | 36000 | 33800 | 16 | 13 | 8.1 | 2.28 | 68 | 55 | 213308789
ROYALTON | 4HP17L24P-**A | ED1P30/36C+TDR+TXV | 80G1DF110CE20 | 23400 | 23600 | 15.6 | 12.5 | 8.1 | 2 | 63 | 48 | 213308371
ROYALTON | 4HP17L24P-**A | ED1P30/36B+TDR+TXV | 96G1DF045BE12 | 22200 | 22800 | 15.6 | 12.5 | 8.1 | 2.04 | 62 | 47 | 213308368
AC PRO | 4HP17L24P-**A | ED1P30/36B+TDR+TXV | 96G2DF045BE12 | 22400 | 23000 | 15.6 | 12.5 | 8.1 | 2.02 | 63 | 48 | 213308271
AC PRO | 4HP17L24P-**A | ED1P30/36A+TDR+TXV | 80G2DF070AE12 | 22600 | 22800 | 16 | 13 | 8.1 | 2.06 | 62 | 47 | 213308267
AC PRO | 4HP17L30P-**A | ED1P30/36A+TDR+TXV | 80G1DF045AE12 | 27400 | 28600 | 15.2 | 12.5 | 8.3 | 2.22 | 64 | 50 | 213308265
AC PRO | 4HP17L30P-**A | ED1P30/36A+TDR+TXV | 80G2DF070AE12 | 27000 | 28400 | 15.2 | 12.5 | 8.3 | 2.22 | 64 | 50 | 213308264
ALLIED | 4HP17L30P-**A | ED1P30/36A+TDR+TXV | 80G1DF070AE12 | 27400 | 28600 | 15.2 | 12.5 | 8.3 | 2.2 | 64 | 50 | 213307996
ALLIED | 4HP17L30P-**A | ED1P30/36A+TDR+TXV | 80G1DF045AE12 | 27400 | 28600 | 15.2 | 12.5 | 8.3 | 2.22 | 64 | 50 | 213307995
ALLIED | 4HP17L30P-**A | ED1P30/36A+TDR+TXV | 80G2DF070AE12 | 27000 | 28400 | 15.2 | 12.5 | 8.3 | 2.22 | 64 | 50 | 213307994
Breeze33 | 4HP17L48P-**A | EAC4X60C+TDR | 80G1UH110CE20 | 48000 | 47000 | 15.4 | 12.5 | 8.3 | 2.34 | 67 | 54 | 213315951
Breeze33 | 4HP17L48P-**A | EAC4X60C+TDR | 92G1UH110CE16 | 48000 | 46500 | 15.4 | 12.5 | 8.1 | 2.36 | 68 | 55 | 213315953
Breeze33 | 4HP17L36P-**AA | EAH1P42C*+TDR+TXV | 96G2UH090CV20 | 36000 | 33800 | 16 | 13 | 8.1 | 2.18 | 67 | 54 | 213315722
Breeze33 | 4HP17L42P-**A | EAD4X-48C+TDR | 80G1DF110CE20 | 41000 | 42000 | 15.6 | 13 | 8.3 | 1.98 | 66 | 52 | 213315759
Breeze33 | 4HP17L48P-**A | EAC4X49C+TDR | 96G1UH110CE20 | 48000 | 45000 | 15.2 | 12.5 | 8.1 | 2.26 | 69 | 56 | 213315932
Breeze33 | 4HP17L48P-**A | EAC4X49C+TDR | 96G1UH090CE16 | 47500 | 45000 | 15.2 | 12.5 | 8.1 | 2.24 | 69 | 56 | 213315931
Breeze33 | 4HP17L42P-**A | EAD4X-48C+TDR | 96G2DF090CE16 | 40000 | 41500 | 15.2 | 13 | 8.2 | 1.94 | 67 | 53 | 213315763
Breeze33 | 4HP17L48P-**A | EA(C;U)1P48C+TDR+TXV | 96G1UH110CE20 | 46500 | 45000 | 15.2 | 12.5 | 8.1 | 2.18 | 67 | 54 | 213315865
Breeze33 | 4HP17L48P-**A | EA(C;U)1P48C+TDR+TXV | 92G1UH110CE16 | 46500 | 45000 | 15.2 | 12.5 | 8.1 | 2.18 | 68 | 55 | 213315862
Breeze33 | 4HP17L18P-**A | EAC4X24B+TDR | 96G2UH045BV12 | 18000 | 17400 | 16 | 13.5 | 8.1 | 2.03 | 63 | 49 | 213315254
Breeze33 | 4HP17L36P-**A | EAD4X-30/36C+TDR | 96G1DF110CE20 | 36000 | 36000 | 15.8 | 13 | 8.1 | 1.94 | 66 | 53 | 213315655
Breeze33 | 4HP17L36P-**A | EAD4X-30/36C+TDR | 80G1DF110CE20 | 36000 | 35800 | 16.2 | 13.5 | 8.1 | 1.92 | 65 | 51 | 213315652
Breeze33 | 4HP17L18P-**A | BCE5C24M*4X |  | 18000 | 17800 | 15.4 | 13 | 8.1 | 2.12 | 63 | 48 | 213315197
Breeze33 | 4HP17L18P-**A | BCE5C24M*1P+TXV |  | 18000 | 17800 | 15.4 | 13 | 8.1 | 2.12 | 63 | 48 | 213315196
Breeze33 | 4HP17L36P-**A | BCE5V36M*4X |  | 36000 | 34000 | 15.8 | 13 | 8.1 | 2.2 | 65 | 51 | 213315577
Breeze33 | 4HP17L36P-**A | BCE5C42M*4X |  | 35600 | 34200 | 15.6 | 12.2 | 8.1 | 2.18 | 65 | 52 | 213315575
Breeze33 | 4HP17L30P-**A | EA(C;U)1P36A+TDR+TXV | 80G1UH070AE12 | 29400 | 27600 | 16 | 13 | 8.1 | 2.28 | 66 | 52 | 213315476
Breeze33 | 4HP17L24P-**A | EAD4X-30/36B+TDR | 96G2DF045BE12 | 23600 | 22600 | 15.4 | 13 | 8.1 | 1.96 | 65 | 50 | 213315415
Breeze33 | 4HP17L24P-**A | EAD4X-30/36B+TDR | 96G1DF045BE12 | 23600 | 22600 | 15.6 | 13 | 8.2 | 1.98 | 65 | 50 | 213315413
Breeze33 | 4HP17L24P-**A | EAD4X-30/36B+TDR | 92G1DF070BE12 | 23600 | 22600 | 15.8 | 13 | 8.2 | 1.96 | 64 | 50 | 213315412
Breeze33 | 4HP17L24P-**A | EAD4X-30/36B+TDR | 92G1DF045BE12 | 23600 | 22600 | 15.8 | 13 | 8.2 | 1.96 | 64 | 50 | 213315411
Breeze33 | 4HP17L18P-**A | EAD4X-30/36C+TDR | 96G2DF090CE16 | 18000 | 18000 | 15.4 | 13 | 8.3 | 1.98 | 66 | 52 | 213315289
Breeze33 | 4HP17L18P-**A | EAD4X-30/36C+TDR | 96G1DF090CE16 | 18000 | 18000 | 16 | 13.5 | 8.4 | 2.06 | 66 | 52 | 213315288
Breeze33 | 4HP17L18P-**A | EAD4X-30/36B+TDR | 96G2DF070BV16 | 18000 | 18000 | 15.4 | 13 | 8.4 | 2.08 | 67 | 54 | 213315284
Breeze33 | 4HP17L18P-**A | EAD4X-30/36B+TDR | 96G2DF070BE16 | 18000 | 18000 | 16 | 13.5 | 8.3 | 1.96 | 64 | 50 | 213315283
Breeze33 | 4HP17L30P-**A | EAC4X36B+TDR | 96G2UH070BV12 | 30000 | 28000 | 16 | 13 | 8.1 | 2.28 | 66 | 52 | 213315529
Breeze33 | 4HP17L30P-**A | EAC4X36B+TDR | 96G2UH045BV12 | 29800 | 28000 | 15.6 | 13 | 8.1 | 2.26 | 66 | 52 | 213315527
Breeze33 | 4HP17L30P-**A | EAC4X36B+TDR | 96G2UH045BE12 | 29400 | 27800 | 15.8 | 13 | 8.1 | 2.26 | 65 | 52 | 213315526
Breeze33 | 4HP17L30P-**A | EAC4X36B+TDR | 96G1UH070BE12 | 29400 | 27800 | 15.6 | 13 | 8.1 | 2.26 | 65 | 52 | 213315525
Breeze33 | 4HP17L30P-**A | EAC4X36B+TDR | 96G1UH045BE12 | 29400 | 27800 | 15.6 | 12.5 | 8.1 | 2.26 | 66 | 53 | 213315524
ROYALTON | 4HP17L24P-**A | ED1P30/36B+TDR+TXV | 92G1DF070BE12 | 22200 | 22800 | 15.8 | 12.5 | 8.1 | 2.06 | 62 | 47 | 213308367
ROYALTON | 4HP17L24P-**A | ED1P30/36B+TDR+TXV | 96G2DF070BE16 | 23400 | 23600 | 15.4 | 12.5 | 8.1 | 1.98 | 63 | 48 | 213308362
ROYALTON | 4HP17L24P-**A | ED1P30/36B+TDR+TXV | 96G2DF045BE12 | 22400 | 23000 | 15.6 | 12.5 | 8.1 | 2.02 | 63 | 48 | 213308361
CONCORD | 4HP17L24P-**A | ED1P30/36C+TDR+TXV | 96G2DF090CE16 | 23400 | 23400 | 15.8 | 13 | 8.1 | 2.02 | 62 | 47 | 213308190
CONCORD | 4HP17L24P-**A | ED1P30/36B+TDR+TXV | 92G1DF045BE12 | 22200 | 22800 | 15.8 | 12.5 | 8.1 | 2.06 | 62 | 47 | 213308186
CONCORD | 4HP17L24P-**A | ED1P30/36B+TDR+TXV | 80G1DF090BE16 | 23400 | 23400 | 16.2 | 13 | 8.1 | 2.04 | 62 | 47 | 213308185
CONCORD | 4HP17L24P-**A | ED1P30/36B+TDR+TXV | 80G1DF070BE12 | 23000 | 23400 | 15.8 | 13 | 8.1 | 2.04 | 62 | 47 | 213308184
CONCORD | 4HP17L24P-**A | ED1P30/36B+TDR+TXV | 96G2DF070BV16 | 23200 | 23600 | 15.2 | 12.5 | 8.1 | 1.96 | 63 | 48 | 213308183
CONCORD | 4HP17L24P-**A | ED1P30/36B+TDR+TXV | 96G2DF045BE12 | 22400 | 23000 | 15.6 | 12.5 | 8.1 | 2.02 | 63 | 48 | 213308181
CONCORD | 4HP17L24P-**A | ED1P30/36B+TDR+TXV | 96G2DF070BE16 | 23400 | 23600 | 15.4 | 12.5 | 8.1 | 1.98 | 63 | 48 | 213308182
CONCORD | 4HP17L24P-**A | ED1P30/36A+TDR+TXV | 80G1DF045AE12 | 22400 | 23000 | 15.8 | 12.5 | 8.1 | 2.04 | 63 | 48 | 213308178
CONCORD | 4HP17L24P-**A | ED1P30/36A+TDR+TXV | 80G2DF070AE12 | 22600 | 22800 | 16 | 13 | 8.1 | 2.06 | 62 | 47 | 213308177
AC PRO | 4HP17L24P-**A | ED1P30/36C+TDR+TXV | 96G1DF090CE16 | 23400 | 23200 | 16 | 13 | 8.1 | 2.04 | 63 | 48 | 213308283
AC PRO | 4HP17L24P-**A | ED1P30/36C+TDR+TXV | 92G1DF090CE16 | 23200 | 23200 | 16 | 13 | 8.1 | 2.06 | 63 | 48 | 213308282
AC PRO | 4HP17L24P-**A | ED1P30/36C+TDR+TXV | 80G1DF110CE20 | 23400 | 23600 | 15.6 | 12.5 | 8.1 | 2 | 63 | 48 | 213308281
AC PRO | 4HP17L24P-**A | ED1P30/36C+TDR+TXV | 96G2DF090CE16 | 23400 | 23400 | 15.8 | 13 | 8.1 | 2.02 | 62 | 47 | 213308280
DUCANE | 4HP17L24P-**A | ED1P30/36A+TDR+TXV | 80G2DF070AE12 | 22600 | 22800 | 16 | 13 | 8.1 | 2.06 | 62 | 47 | 213308087
DUCANE | 4HP17L30P-**A | ED1P30/36A+TDR+TXV | 80G2DF070AE12 | 27000 | 28400 | 15.2 | 12.5 | 8.3 | 2.22 | 64 | 50 | 213308084
Breeze33 | 4HP17L48P-**A | EAC4X48B+TDR | 80G1UH090BE16 | 46500 | 45000 | 15.2 | 12.5 | 8.1 | 2.18 | 67 | 54 | 213315909
Breeze33 | 4HP17L48P-**A | EA(C;U)1P60C+TDR+TXV | 96G2UH110CE20 | 48000 | 46000 | 15.4 | 12.5 | 8.1 | 2.38 | 68 | 56 | 213315906
Breeze33 | 4HP17L48P-**A | EA(C;U)1P48C+TDR+TXV | 96G2UH110CE20 | 46500 | 45000 | 15.2 | 12.5 | 8.1 | 2.18 | 67 | 54 | 213315869
Breeze33 | 4HP17L48P-**A | EA(C;U)1P49C+TDR+TXV | 80G1UH090CE20 | 48000 | 45000 | 15.6 | 13 | 8.1 | 2.26 | 68 | 56 | 213315871
Breeze33 | 4HP17L48P-**A | EAH1P51C*+TDR+TXV | 92G1UH090CE16 | 47000 | 45000 | 15.2 | 12.5 | 8.3 | 2.3 | 69 | 57 | 213315985
Breeze33 | 4HP17L48P-**A | EAH1P51C*+TDR+TXV | 80G1UH090CE20 | 47000 | 44500 | 15.6 | 12.5 | 8.3 | 2.3 | 69 | 57 | 213315982
Breeze33 | 4HP17L48P-**A | EAH1P51C*+TDR+TXV | 96G2UH110CE20 | 47000 | 45000 | 15.2 | 12.5 | 8.1 | 2.28 | 69 | 56 | 213315991
Breeze33 | 4HP17L48P-**A | EAH1P51C*+TDR+TXV | 96G2UH090CV12 | 47000 | 45000 | 15.2 | 12.5 | 8.1 | 2.28 | 69 | 56 | 213315989
Breeze33 | 4HP17L36P-**AA | EAH1P42B*+TDR+TXV | 96G2UH070BV12 | 36000 | 33800 | 15.6 | 13 | 8.1 | 2.26 | 69 | 56 | 213315709
Breeze33 | 4HP17L48P-**A | EAC4X48C+TDR | 80G1UH090CE20 | 46500 | 44500 | 15.4 | 12.5 | 8.1 | 2.24 | 68 | 55 | 213315912
Breeze33 | 4HP17L48P-**A | EA(C;U)1P49C+TDR+TXV | 96G2UH110CE20 | 47500 | 45000 | 15.2 | 12.5 | 8.1 | 2.24 | 69 | 56 | 213315882
Breeze33 | 4HP17L48P-**A | EAC4X60C+TDR | 96G2UH090CE16 | 48000 | 46000 | 15.4 | 12.5 | 8.1 | 2.34 | 68 | 55 | 213315957
Breeze33 | 4HP17L48P-**A | EAC4X60C+TDR | 96G1UH090CE16 | 48000 | 46000 | 15.4 | 12.5 | 8.1 | 2.38 | 68 | 56 | 213315955
Breeze33 | 4HP17L48P-**A | EAC4X60C+TDR | 92G1UH110CE20 | 48000 | 47000 | 15.4 | 12.5 | 8.3 | 2.34 | 67 | 54 | 213315954
Breeze33 | 4HP17L30P-**A | EAC4X36A+TDR | 80G1UH045AE12 | 29400 | 27600 | 16 | 13 | 8.1 | 2.28 | 66 | 52 | 213315512
Breeze33 | 4HP17L30P-**A | EAH1P36C*+TDR+TXV | 96G1UH110CE20 | 29400 | 28800 | 15.6 | 12.5 | 8.5 | 2.26 | 65 | 51 | 213315554
DUCANE | 4HP17L36P-**A | EAH1P42C*+TDR+TXV | 80G2UH110CE20L | 36000 | 33000 | 16.6 | 13.5 | 8.1 | 2.24 | 68 | 55 | 213308819
ROYALTON | 4HP17L36P-**A | EAH1P42C*+TDR+TXV | 80G2UH110CE20 | 36000 | 33000 | 16.6 | 13.5 | 8.1 | 2.24 | 68 | 55 | 213308817
AC PRO | 4HP17L36P-**A | EAH1P42C*+TDR+TXV | 80G2UH110CE20 | 36000 | 33000 | 16.6 | 13.5 | 8.1 | 2.24 | 68 | 55 | 213308816
ALLIED | 4HP17L36P-**A | EAH1P42C*+TDR+TXV | 80G2UH110CE20 | 36000 | 33000 | 16.6 | 13.5 | 8.1 | 2.24 | 68 | 55 | 213308813
CONCORD | 4HP17L36P-**A | EAH1P42B*+TDR+TXV | 80G2UH090BE12 | 36000 | 33400 | 16.2 | 13 | 8.1 | 2.26 | 68 | 56 | 213308720
DUCANE | 4HP17L36P-**A | EAH1P42B*+TDR+TXV | 80G2UH090BE12 | 36000 | 33400 | 16.2 | 13 | 8.1 | 2.26 | 68 | 56 | 213308719
ROYALTON | 4HP17L36P-**A | EAH1P42B*+TDR+TXV | 96G2UH070BE12 | 36000 | 33400 | 15.6 | 12.5 | 8.1 | 2.24 | 69 | 56 | 213308747
AC PRO | 4HP17L36P-**A | EAH1P42B*+TDR+TXV | 96G2UH070BE12 | 36000 | 33400 | 15.6 | 12.5 | 8.1 | 2.24 | 69 | 56 | 213308746
DUCANE | 4HP17L36P-**A | EAH1P42B*+TDR+TXV | 96G2UH070BE12 | 36000 | 33400 | 15.6 | 12.5 | 8.1 | 2.24 | 69 | 56 | 213308744
ALLIED | 4HP17L24P-**A | ED1P30/36B+TDR+TXV | 96G1DF045BE12 | 22200 | 22800 | 15.6 | 12.5 | 8.1 | 2.04 | 62 | 47 | 213308008
ALLIED | 4HP17L24P-**A | ED1P30/36B+TDR+TXV | 92G1DF070BE12 | 22200 | 22800 | 15.8 | 12.5 | 8.1 | 2.06 | 62 | 47 | 213308007
ALLIED | 4HP17L24P-**A | ED1P30/36B+TDR+TXV | 92G1DF045BE12 | 22200 | 22800 | 15.8 | 12.5 | 8.1 | 2.06 | 62 | 47 | 213308006
ALLIED | 4HP17L24P-**A | ED1P30/36B+TDR+TXV | 80G1DF090BE16 | 23400 | 23400 | 16.2 | 13 | 8.1 | 2.04 | 62 | 47 | 213308005
ALLIED | 4HP17L24P-**A | ED1P30/36B+TDR+TXV | 96G2DF070BV16 | 23200 | 23600 | 15.2 | 12.5 | 8.1 | 1.96 | 63 | 48 | 213308003
ALLIED | 4HP17L24P-**A | ED1P30/36B+TDR+TXV | 96G2DF070BE16 | 23400 | 23600 | 15.4 | 12.5 | 8.1 | 1.98 | 63 | 48 | 213308002
ALLIED | 4HP17L24P-**A | ED1P30/36B+TDR+TXV | 96G2DF045BE12 | 22400 | 23000 | 15.6 | 12.5 | 8.1 | 2.02 | 63 | 48 | 213308001
ROYALTON | 4HP17L36P-**A | EAH1P42B*+TDR+TXV | 80G2UH090BV16 | 36000 | 33800 | 16 | 13 | 8.1 | 2.28 | 68 | 55 | 213308792
AC PRO | 4HP17L36P-**A | EAH1P42B*+TDR+TXV | 80G2UH090BV16 | 36000 | 33800 | 16 | 13 | 8.1 | 2.28 | 68 | 55 | 213308791
CONCORD | 4HP17L36P-**A | EAH1P42B*+TDR+TXV | 80G2UH090BV16 | 36000 | 33800 | 16 | 13 | 8.1 | 2.28 | 68 | 55 | 213308790
ALLIED | 4HP17L36P-**A | EAH1P42B*+TDR+TXV | 80G2UH090BV16 | 36000 | 33800 | 16 | 13 | 8.1 | 2.28 | 68 | 55 | 213308788
ROYALTON | 4HP17L24P-**A | ED1P30/36C+TDR+TXV | 96G1DF090CE16 | 23400 | 23200 | 16 | 13 | 8.1 | 2.04 | 63 | 48 | 213308373
ROYALTON | 4HP17L24P-**A | ED1P30/36C+TDR+TXV | 92G1DF090CE16 | 23200 | 23200 | 16 | 13 | 8.1 | 2.06 | 63 | 48 | 213308372
ROYALTON | 4HP17L24P-**A | ED1P30/36C+TDR+TXV | 96G2DF090CE16 | 23400 | 23400 | 15.8 | 13 | 8.1 | 2.02 | 62 | 47 | 213308370
CONCORD | 4HP17L30P-**A | ED1P30/36A+TDR+TXV | 80G1DF045AE12 | 27400 | 28600 | 15.2 | 12.5 | 8.3 | 2.22 | 64 | 50 | 213308175
CONCORD | 4HP17L30P-**A | ED1P30/36A+TDR+TXV | 80G2DF070AE12 | 27000 | 28400 | 15.2 | 12.5 | 8.3 | 2.22 | 64 | 50 | 213308174
AC PRO | 4HP17L36P-**A | EAH1P42B*+TDR+TXV | 80G1UH090BE16 | 36000 | 33200 | 16.4 | 13 | 8.1 | 2.28 | 68 | 55 | 213308761
CONCORD | 4HP17L36P-**A | EAH1P42B*+TDR+TXV | 80G1UH090BE16 | 36000 | 33200 | 16.4 | 13 | 8.1 | 2.28 | 68 | 55 | 213308760
ALLIED | 4HP17L36P-**A | EAH1P42B*+TDR+TXV | 80G1UH090BE16 | 36000 | 33200 | 16.4 | 13 | 8.1 | 2.28 | 68 | 55 | 213308758
ROYALTON | 4HP17L36P-**A | EAH1P42B*+TDR+TXV | 80G1UH070BE12 | 36000 | 33600 | 16 | 13 | 8.1 | 2.24 | 68 | 55 | 213308757
ROYALTON | 4HP17L36P-**A | EAH1P42B*+TDR+TXV | 92G1UH070BE12 | 36000 | 33200 | 16 | 13 | 8.1 | 2.22 | 68 | 55 | 213308777
CONCORD | 4HP17L36P-**A | EAH1P42B*+TDR+TXV | 92G1UH070BE12 | 36000 | 33200 | 16 | 13 | 8.1 | 2.22 | 68 | 55 | 213308775
DUCANE | 4HP17L36P-**A | EAH1P42B*+TDR+TXV | 92G1UH070BE12 | 36000 | 33200 | 16 | 13 | 8.1 | 2.22 | 68 | 55 | 213308774
CONCORD | 4HP17L36P-**A | EAH1P42C*+TDR+TXV | 80G2UH110CE20L | 36000 | 33000 | 16.6 | 13.5 | 8.1 | 2.24 | 68 | 55 | 213308820
CONCORD | 4HP17L24P-**A | ED1P30/36C+TDR+TXV | 96G1DF090CE16 | 23400 | 23200 | 16 | 13 | 8.1 | 2.04 | 63 | 48 | 213308193
ROYALTON | 4HP17L24P-**A | ED1P30/36A+TDR+TXV | 80G1DF070AE12 | 22600 | 23000 | 15.8 | 13 | 8.1 | 2.06 | 63 | 48 | 213308359
DUCANE | 4HP17L24P-**A | ED1P30/36B+TDR+TXV | 80G1DF090BE16 | 23400 | 23400 | 16.2 | 13 | 8.1 | 2.04 | 62 | 47 | 213308095
DUCANE | 4HP17L24P-**A | ED1P30/36B+TDR+TXV | 80G1DF070BE12 | 23000 | 23400 | 15.8 | 13 | 8.1 | 2.04 | 62 | 47 | 213308094
DUCANE | 4HP17L24P-**A | ED1P30/36B+TDR+TXV | 96G2DF070BV16 | 23200 | 23600 | 15.2 | 12.5 | 8.1 | 1.96 | 63 | 48 | 213308093
DUCANE | 4HP17L24P-**A | ED1P30/36B+TDR+TXV | 80G2DF090BE16 | 23200 | 23400 | 16 | 13 | 8.1 | 2.02 | 62 | 47 | 213308090
DUCANE | 4HP17L24P-**A | ED1P30/36B+TDR+TXV | 92G1DF045BE12 | 22200 | 22800 | 15.8 | 12.5 | 8.1 | 2.06 | 62 | 47 | 213308096
AC PRO | 4HP17L24P-**A | ED1P30/36B+TDR+TXV | 80G2DF090BE16 | 23200 | 23400 | 16 | 13 | 8.1 | 2.02 | 62 | 47 | 213308270
AC PRO | 4HP17L24P-**A | ED1P30/36A+TDR+TXV | 80G1DF070AE12 | 22600 | 23000 | 15.8 | 13 | 8.1 | 2.06 | 63 | 48 | 213308269
AC PRO | 4HP17L24P-**A | ED1P30/36A+TDR+TXV | 80G1DF045AE12 | 22400 | 23000 | 15.8 | 12.5 | 8.1 | 2.04 | 63 | 48 | 213308268
AC PRO | 4HP17L30P-**A | ED1P30/36A+TDR+TXV | 80G1DF070AE12 | 27400 | 28600 | 15.2 | 12.5 | 8.3 | 2.2 | 64 | 50 | 213308266
Breeze33 | 4HP17L48P-**A | EAH1P60D*+TDR+TXV | 96G2UH135DV20 | 48000 | 46000 | 15.2 | 12.5 | 8.1 | 2.18 | 67 | 54 | 213315995
Breeze33 | 4HP17L36P-**A | EAH1P51C*+TDR+TXV | 96G2UH110CV20 | 36000 | 33600 | 16.2 | 13 | 8.1 | 2.18 | 66 | 52 | 213315696
Breeze33 | 4HP17L48P-**A | EAH1P60D*+TDR+TXV | 96G1UH135DE20 | 48000 | 45500 | 15.2 | 12.5 | 8.1 | 2.2 | 67 | 54 | 213315994
Breeze33 | 4HP17L18P-**A | EAH1P24B*+TDR+TXV | 96G1UH045BE12 | 18000 | 17800 | 16 | 13.5 | 8.1 | 2.02 | 62 | 48 | 213315304
Breeze33 | 4HP17L18P-**A | EAH1P24B*+TDR+TXV | 96G2UH045BE12 | 18000 | 17800 | 16.4 | 13.5 | 8.1 | 2.04 | 62 | 48 | 213315306
Breeze33 | 4HP17L18P-**A | EAH1P24B*+TDR+TXV | 92G1UH070BE12 | 18000 | 17800 | 16.4 | 13.5 | 8.1 | 2.05 | 62 | 48 | 213315302
Breeze33 | 4HP17L18P-**A | EAH1P24B*+TDR+TXV | 96G1UH030BE08 | 18000 | 18000 | 15.6 | 13 | 8.1 | 2.03 | 62 | 49 | 213315303
Breeze33 | 4HP17L30P-**A | EA(C;U)1P36B+TDR+TXV | 96G1UH070BE12 | 29400 | 27800 | 15.6 | 13 | 8.1 | 2.26 | 65 | 52 | 213315487
Breeze33 | 4HP17L30P-**A | EA(C;U)1P36B+TDR+TXV | 92G1UH070BE12 | 29400 | 27600 | 16 | 13 | 8.1 | 2.28 | 66 | 52 | 213315484
Breeze33 | 4HP17L30P-**A | EA(C;U)1P36B+TDR+TXV | 92G1UH045BE12 | 29400 | 27800 | 15.8 | 13 | 8.1 | 2.28 | 65 | 52 | 213315483
Breeze33 | 4HP17L30P-**A | BCE5V36M*4X |  | 29000 | 27200 | 15.8 | 12.5 | 8.1 | 2.16 | 64 | 50 | 213315454
Breeze33 | 4HP17L30P-**A | BCE5C36M*4X |  | 29000 | 27400 | 15.4 | 12.2 | 8.1 | 2.14 | 64 | 50 | 213315451
DUCANE | 4HP17L24P-**A | ED1P30/36B+TDR+TXV | 92G1DF070BE12 | 22200 | 22800 | 15.8 | 12.5 | 8.1 | 2.06 | 62 | 47 | 213308097
DUCANE | 4HP17L24P-**A | ED1P30/36B+TDR+TXV | 96G1DF045BE12 | 22200 | 22800 | 15.6 | 12.5 | 8.1 | 2.04 | 62 | 47 | 213308098
DUCANE | 4HP17L24P-**A | ED1P30/36C+TDR+TXV | 96G2DF090CE16 | 23400 | 23400 | 15.8 | 13 | 8.1 | 2.02 | 62 | 47 | 213308100
DUCANE | 4HP17L24P-**A | ED1P30/36C+TDR+TXV | 80G1DF110CE20 | 23400 | 23600 | 15.6 | 12.5 | 8.1 | 2 | 63 | 48 | 213308101
DUCANE | 4HP17L24P-**A | ED1P30/36C+TDR+TXV | 92G1DF090CE16 | 23200 | 23200 | 16 | 13 | 8.1 | 2.06 | 63 | 48 | 213308102
DUCANE | 4HP17L24P-**A | ED1P30/36C+TDR+TXV | 96G1DF090CE16 | 23400 | 23200 | 16 | 13 | 8.1 | 2.04 | 63 | 48 | 213308103
DUCANE | 4HP17L24P-**A | ED1P30/36A+TDR+TXV | 80G1DF045AE12 | 22400 | 23000 | 15.8 | 12.5 | 8.1 | 2.04 | 63 | 48 | 213308088
Breeze33 | 4HP17L30P-**A | EAH1P36C*+TDR+TXV | 92G1UH090CE16 | 28800 | 28400 | 15.6 | 12.5 | 8.3 | 2.24 | 65 | 52 | 213315550
Breeze33 | 4HP17L30P-**A | EAH1P36C*+TDR+TXV | 92G1UH090CE12 | 28800 | 28200 | 15.6 | 13 | 8.3 | 2.24 | 66 | 52 | 213315549
Breeze33 | 4HP17L30P-**A | EAC4X36B+TDR | 92G1UH070BE12 | 29400 | 27600 | 16 | 13 | 8.1 | 2.28 | 66 | 52 | 213315522
Breeze33 | 4HP17L30P-**A | EAC4X36B+TDR | 92G1UH045BE12 | 29400 | 27800 | 15.8 | 13 | 8.1 | 2.28 | 65 | 52 | 213315521
Breeze33 | 4HP17L30P-**A | EAC4X36B+TDR | 80G1UH090BE16 | 29200 | 27600 | 16.2 | 13 | 8.1 | 2.28 | 65 | 51 | 213315519
Breeze33 | 4HP17L30P-**A | EAC4X36B+TDR | 80G1UH080BE16X | 30000 | 28400 | 15.6 | 12.5 | 8.1 | 2.24 | 65 | 52 | 213315518
Breeze33 | 4HP17L30P-**A | EAH1P36C*+TDR+TXV | 80G1UH090CE20 | 29400 | 28600 | 15.8 | 13 | 8.5 | 2.26 | 66 | 52 | 213315546
Breeze33 | 4HP17L24P-**A | BCE5V30M*4X |  | 23400 | 21600 | 16 | 13 | 8.1 | 2.06 | 63 | 48 | 213315328
Breeze33 | 4HP17L36P-**A | EAD4X-48C+TDR | 80G1DF110CE20 | 36000 | 35600 | 16.6 | 13 | 8.7 | 2.14 | 66 | 53 | 213315661
Breeze33 | 4HP17L30P-**A | EAH1P36C*+TDR+TXV | 96G2UH110CE20 | 29400 | 28800 | 15.6 | 12.5 | 8.5 | 2.24 | 65 | 51 | 213315558
Breeze33 | 4HP17L48P-**A | EAH1P51C*+TDR+TXV | 96G1UH110CE20 | 47500 | 45000 | 15.4 | 12.5 | 8.3 | 2.28 | 69 | 56 | 213315988
Breeze33 | 4HP17L48P-**A | EAH1P51C*+TDR+TXV | 92G1UH110CE16 | 47500 | 45000 | 15.4 | 12.5 | 8.3 | 2.32 | 69 | 57 | 213315986
Breeze33 | 4HP17L36P-**AA | EAH1P42B*+TDR+TXV | 80G1UH090BE16 | 36000 | 33200 | 16.4 | 13 | 8.1 | 2.28 | 68 | 55 | 213315700
ROYALTON | 4HP17L36P-**A | EAH1P42B*+TDR+TXV | 96G2UH045BE12 | 36000 | 33400 | 15.8 | 13 | 8.1 | 2.24 | 68 | 56 | 213308737
AC PRO | 4HP17L36P-**A | EAH1P42B*+TDR+TXV | 96G2UH045BE12 | 36000 | 33400 | 15.8 | 13 | 8.1 | 2.24 | 68 | 56 | 213308736
CONCORD | 4HP17L36P-**A | EAH1P42B*+TDR+TXV | 96G2UH045BE12 | 36000 | 33400 | 15.8 | 13 | 8.1 | 2.24 | 68 | 56 | 213308735
DUCANE | 4HP17L36P-**A | EAH1P42B*+TDR+TXV | 96G2UH045BE12 | 36000 | 33400 | 15.8 | 13 | 8.1 | 2.24 | 68 | 56 | 213308734
ALLIED | 4HP17L36P-**A | EAH1P42B*+TDR+TXV | 96G2UH045BE12 | 36000 | 33400 | 15.8 | 13 | 8.1 | 2.24 | 68 | 56 | 213308733
CONCORD | 4HP17L36P-**A | EAH1P42C*+TDR+TXV | 96G2UH090CV20 | 36000 | 33800 | 16 | 13 | 8.1 | 2.18 | 67 | 54 | 213308835
DUCANE | 4HP17L36P-**A | EAH1P42C*+TDR+TXV | 96G2UH090CV20 | 36000 | 33800 | 16 | 13 | 8.1 | 2.18 | 67 | 54 | 213308834
ALLIED | 4HP17L36P-**A | EAH1P42C*+TDR+TXV | 96G2UH090CV20 | 36000 | 33800 | 16 | 13 | 8.1 | 2.18 | 67 | 54 | 213308833
CONCORD | 4HP17L36P-**A | EAH1P42B*+TDR+TXV | 80G1UH070BE12 | 36000 | 33600 | 16 | 13 | 8.1 | 2.24 | 68 | 55 | 213308755
DUCANE | 4HP17L36P-**A | EAH1P42B*+TDR+TXV | 80G1UH070BE12 | 36000 | 33600 | 16 | 13 | 8.1 | 2.24 | 68 | 55 | 213308754
ALLIED | 4HP17L36P-**A | EAH1P42B*+TDR+TXV | 80G1UH070BE12 | 36000 | 33600 | 16 | 13 | 8.1 | 2.24 | 68 | 55 | 213308753
CONCORD | 4HP17L36P-**A | EAH1P42B*+TDR+TXV | 96G2UH070BV12 | 36000 | 33800 | 15.6 | 13 | 8.1 | 2.26 | 69 | 56 | 213308750
ALLIED | 4HP17L36P-**A | EAH1P42B*+TDR+TXV | 96G2UH070BV12 | 36000 | 33800 | 15.6 | 13 | 8.1 | 2.26 | 69 | 56 | 213308748
AC PRO | 4HP17L36P-**A | EAH1P42C*+TDR+TXV | 96G2UH110CV20 | 36000 | 33600 | 16.2 | 13.5 | 8.1 | 2.2 | 67 | 54 | 213308846
ALLIED | 4HP17L36P-**A | EAH1P42B*+TDR+TXV | 80G2UH090BE16L | 36000 | 33200 | 16.2 | 13 | 8.1 | 2.26 | 68 | 55 | 213308728
ROYALTON | 4HP17L36P-**A | EAH1P42B*+TDR+TXV | 80G2UH090BE16 | 36000 | 33200 | 16.2 | 13 | 8.1 | 2.26 | 68 | 55 | 213308727
DUCANE | 4HP17L36P-**A | EAH1P42B*+TDR+TXV | 80G2UH090BE16 | 36000 | 33200 | 16.2 | 13 | 8.1 | 2.26 | 68 | 55 | 213308724
ALLIED | 4HP17L36P-**A | EAH1P42C*+TDR+TXV | 96G2UH110CV20 | 36000 | 33600 | 16.2 | 13.5 | 8.1 | 2.2 | 67 | 54 | 213308843
AC PRO | 4HP17L36P-**A | EAH1P42C*+TDR+TXV | 96G2UH090CV20 | 36000 | 33800 | 16 | 13 | 8.1 | 2.18 | 67 | 54 | 213308836
DUCANE | 4HP17L36P-**A | EAH1P42C*+TDR+TXV | 96G2UH110CV20 | 36000 | 33600 | 16.2 | 13.5 | 8.1 | 2.2 | 67 | 54 | 213308844
AC PRO | 4HP17L24P-**A | ED1P30/36B+TDR+TXV | 96G1DF045BE12 | 22200 | 22800 | 15.6 | 12.5 | 8.1 | 2.04 | 62 | 47 | 213308278
AC PRO | 4HP17L24P-**A | ED1P30/36B+TDR+TXV | 92G1DF070BE12 | 22200 | 22800 | 15.8 | 12.5 | 8.1 | 2.06 | 62 | 47 | 213308277
AC PRO | 4HP17L24P-**A | ED1P30/36B+TDR+TXV | 80G1DF090BE16 | 23400 | 23400 | 16.2 | 13 | 8.1 | 2.04 | 62 | 47 | 213308275
AC PRO | 4HP17L24P-**A | ED1P30/36B+TDR+TXV | 80G1DF070BE12 | 23000 | 23400 | 15.8 | 13 | 8.1 | 2.04 | 62 | 47 | 213308274
Breeze33 | 4HP17L48P-**A | EA(C;U)1P48C+TDR+TXV | 92G1UH110CE20 | 46500 | 44500 | 15.4 | 12.5 | 8.1 | 2.2 | 68 | 55 | 213315863
Breeze33 | 4HP17L48P-**A | EA(C;U)1P48C+TDR+TXV | 80G1UH090CE20 | 46500 | 44500 | 15.4 | 12.5 | 8.1 | 2.22 | 68 | 55 | 213315858
Breeze33 | 4HP17L36P-**AA | EAH1P42C*+TDR+TXV | 80G1UH110CE20 | 36000 | 33200 | 16.4 | 13.5 | 8.1 | 2.2 | 67 | 55 | 213315713
Breeze33 | 4HP17L36P-**AA | EAH1P42B*+TDR+TXV | 96G2UH045BV12 | 36000 | 34000 | 15.4 | 12.5 | 8.1 | 2.22 | 68 | 56 | 213315707
Breeze33 | 4HP17L36P-**AA | EAH1P42B*+TDR+TXV | 96G2UH070BE12 | 36000 | 33400 | 15.6 | 12.5 | 8.1 | 2.24 | 69 | 56 | 213315708
Breeze33 | 4HP17L36P-**AA | EAH1P42B*+TDR+TXV | 96G2UH045BE12 | 36000 | 33400 | 15.8 | 13 | 8.1 | 2.24 | 68 | 56 | 213315706
Breeze33 | 4HP17L48P-**A | EAH1P51C*+TDR+TXV | 80G1UH110CE20 | 48000 | 45500 | 15.2 | 12.5 | 8.3 | 2.3 | 69 | 57 | 213315984
Breeze33 | 4HP17L48P-**A | EAH1P51C*+TDR+TXV | 92G1UH110CE20 | 47500 | 45500 | 15.2 | 12.5 | 8.3 | 2.28 | 69 | 57 | 213315987
Breeze33 | 4HP17L36P-**AA | EAH1P42B*+TDR+TXV | 80G1UH070BE12 | 36000 | 33600 | 16 | 13 | 8.1 | 2.24 | 68 | 55 | 213315698
Breeze33 | 4HP17L36P-**AA | EAH1P42B*+TDR+TXV | 92G1UH070BE12 | 36000 | 33200 | 16 | 13 | 8.1 | 2.22 | 68 | 55 | 213315703
Breeze33 | 4HP17L36P-**A | EAH1P51C*+TDR+TXV | 96G2UH090CV20 | 36000 | 33800 | 16 | 13 | 8.1 | 2.16 | 66 | 53 | 213315694
Breeze33 | 4HP17L48P-**A | EAC4X60C+TDR | 96G2UH110CE20 | 48000 | 46000 | 15.4 | 12.5 | 8.1 | 2.38 | 68 | 56 | 213315960
Breeze33 | 4HP17L48P-**A | EAC4X60C+TDR | 96G2UH090CV12 | 48000 | 46000 | 15.2 | 12.5 | 8.1 | 2.36 | 68 | 55 | 213315958
Breeze33 | 4HP17L48P-**A | EAC4X60C+TDR | 96G1UH110CE20 | 48000 | 46500 | 15.4 | 12.5 | 8.1 | 2.34 | 68 | 55 | 213315956
Breeze33 | 4HP17L30P-**A | EAC4X36A+TDR | 80G1UH070AE12L | 29400 | 27600 | 16 | 13 | 8.1 | 2.28 | 66 | 52 | 213315515
Breeze33 | 4HP17L30P-**A | EAC4X36B+TDR | 92G1UH030BE12 | 29600 | 28000 | 15.8 | 13 | 8.1 | 2.26 | 65 | 51 | 213315520
Breeze33 | 4HP17L30P-**A | EAC4X36B+TDR | 80G1UH070BE12 | 29600 | 27800 | 16 | 13 | 8.1 | 2.26 | 65 | 52 | 213315517
Breeze33 | 4HP17L30P-**A | EAC4X36A+TDR | 80G1UH070AE12 | 29400 | 27600 | 16 | 13 | 8.1 | 2.28 | 66 | 52 | 213315514
ROYALTON | 4HP17L36P-**A | EAH1P42B*+TDR+TXV | 80G1UH090BE16 | 36000 | 33200 | 16.4 | 13 | 8.1 | 2.28 | 68 | 55 | 213308762
DUCANE | 4HP17L36P-**A | EAH1P42B*+TDR+TXV | 80G1UH090BE16 | 36000 | 33200 | 16.4 | 13 | 8.1 | 2.28 | 68 | 55 | 213308759
AC PRO | 4HP17L36P-**A | EAH1P42B*+TDR+TXV | 80G1UH070BE12 | 36000 | 33600 | 16 | 13 | 8.1 | 2.24 | 68 | 55 | 213308756
AC PRO | 4HP17L36P-**A | EAH1P42B*+TDR+TXV | 92G1UH070BE12 | 36000 | 33200 | 16 | 13 | 8.1 | 2.22 | 68 | 55 | 213308776
ALLIED | 4HP17L36P-**A | EAH1P42B*+TDR+TXV | 92G1UH070BE12 | 36000 | 33200 | 16 | 13 | 8.1 | 2.22 | 68 | 55 | 213308773
ROYALTON | 4HP17L36P-**A | EAH1P42C*+TDR+TXV | 80G2UH110CE20L | 36000 | 33000 | 16.6 | 13.5 | 8.1 | 2.24 | 68 | 55 | 213308822
AC PRO | 4HP17L36P-**A | EAH1P42C*+TDR+TXV | 80G2UH110CE20L | 36000 | 33000 | 16.6 | 13.5 | 8.1 | 2.24 | 68 | 55 | 213308821
ALLIED | 4HP17L36P-**A | EAH1P42B*+TDR+TXV | 80G2UH090BE16 | 36000 | 33200 | 16.2 | 13 | 8.1 | 2.26 | 68 | 55 | 213308723
ROYALTON | 4HP17L36P-**A | EAH1P42B*+TDR+TXV | 80G2UH090BE12 | 36000 | 33400 | 16.2 | 13 | 8.1 | 2.26 | 68 | 56 | 213308722
AC PRO | 4HP17L36P-**A | EAH1P42B*+TDR+TXV | 80G2UH090BE12 | 36000 | 33400 | 16.2 | 13 | 8.1 | 2.26 | 68 | 56 | 213308721
ALLIED | 4HP17L36P-**A | EAH1P42B*+TDR+TXV | 80G2UH090BE12 | 36000 | 33400 | 16.2 | 13 | 8.1 | 2.26 | 68 | 56 | 213308718
AC PRO | 4HP17L36P-**A | EAH1P42C*+TDR+TXV | 80G1UH110CE20 | 36000 | 33200 | 16.4 | 13.5 | 8.1 | 2.2 | 67 | 55 | 213308856
ROYALTON | 4HP17L36P-**A | EAH1P42C*+TDR+TXV | 80G1UH110CE20 | 36000 | 33200 | 16.4 | 13.5 | 8.1 | 2.2 | 67 | 55 | 213308857
CONCORD | 4HP17L36P-**A | EAH1P42C*+TDR+TXV | 80G1UH110CE20 | 36000 | 33200 | 16.4 | 13.5 | 8.1 | 2.2 | 67 | 55 | 213308855
DUCANE | 4HP17L36P-**A | EAH1P42C*+TDR+TXV | 80G1UH110CE20 | 36000 | 33200 | 16.4 | 13.5 | 8.1 | 2.2 | 67 | 55 | 213308854
ALLIED | 4HP17L36P-**A | EAH1P42C*+TDR+TXV | 80G1UH110CE20 | 36000 | 33200 | 16.4 | 13.5 | 8.1 | 2.2 | 67 | 55 | 213308853
CONCORD | 4HP17L36P-**A | EAH1P42B*+TDR+TXV | 96G2UH070BE12 | 36000 | 33400 | 15.6 | 12.5 | 8.1 | 2.24 | 69 | 56 | 213308745
ROYALTON | 4HP17L36P-**A | EAH1P42B*+TDR+TXV | 96G2UH045BV12 | 36000 | 34000 | 15.4 | 12.5 | 8.1 | 2.22 | 68 | 56 | 213308742
ALLIED | 4HP17L36P-**A | EAH1P42B*+TDR+TXV | 96G2UH070BE12 | 36000 | 33400 | 15.6 | 12.5 | 8.1 | 2.24 | 69 | 56 | 213308743
AC PRO | 4HP17L36P-**A | EAH1P42B*+TDR+TXV | 96G2UH045BV12 | 36000 | 34000 | 15.4 | 12.5 | 8.1 | 2.22 | 68 | 56 | 213308741
CONCORD | 4HP17L36P-**A | EAH1P42B*+TDR+TXV | 96G2UH045BV12 | 36000 | 34000 | 15.4 | 12.5 | 8.1 | 2.22 | 68 | 56 | 213308740
DUCANE | 4HP17L36P-**A | EAH1P42B*+TDR+TXV | 96G2UH045BV12 | 36000 | 34000 | 15.4 | 12.5 | 8.1 | 2.22 | 68 | 56 | 213308739
ALLIED | 4HP17L36P-**A | EAH1P42B*+TDR+TXV | 96G2UH045BV12 | 36000 | 34000 | 15.4 | 12.5 | 8.1 | 2.22 | 68 | 56 | 213308738
ROYALTON | 4HP17L36P-**A | EAH1P42B*+TDR+TXV | 80G2UH090BE16L | 36000 | 33200 | 16.2 | 13 | 8.1 | 2.26 | 68 | 55 | 213308732
ROYALTON | 4HP17L36P-**A | EAH1P42C*+TDR+TXV | 96G2UH110CV20 | 36000 | 33600 | 16.2 | 13.5 | 8.1 | 2.2 | 67 | 54 | 213308847
ROYALTON | 4HP17L36P-**A | EAH1P42B*+TDR+TXV | 96G2UH070BV12 | 36000 | 33800 | 15.6 | 13 | 8.1 | 2.26 | 69 | 56 | 213308752
AC PRO | 4HP17L36P-**A | EAH1P42B*+TDR+TXV | 96G2UH070BV12 | 36000 | 33800 | 15.6 | 13 | 8.1 | 2.26 | 69 | 56 | 213308751
Breeze33 | 4HP17L30P-**A | EAD4X-42B+TDR | 96G2DF070BE16 | 29600 | 30000 | 15.6 | 13 | 8.5 | 1.94 | 65 | 51 | 213315538
Breeze33 | 4HP17L36P-**A | BCE5V42M*4X |  | 36000 | 34000 | 16.2 | 13 | 8.1 | 2.22 | 65 | 51 | 213315578
Breeze33 | 4HP17L30P-**A | EAH1P36C*+TDR+TXV | 96G1UH090CE16 | 28200 | 28000 | 15.6 | 12.5 | 8.3 | 2.22 | 66 | 52 | 213315553
Breeze33 | 4HP17L30P-**A | EAH1P36C*+TDR+TXV | 92G1UH110CE20 | 29200 | 28600 | 15.6 | 12.5 | 8.5 | 2.24 | 66 | 52 | 213315552
Breeze33 | 4HP17L30P-**A | EAH1P36C*+TDR+TXV | 92G1UH110CE16 | 28800 | 28200 | 15.8 | 13 | 8.3 | 2.24 | 66 | 52 | 213315551
Breeze33 | 4HP17L30P-**A | EAH1P36C*+TDR+TXV | 80G1UH110CE20 | 29000 | 28400 | 15.6 | 13 | 8.3 | 2.22 | 65 | 52 | 213315548
Breeze33 | 4HP17L36P-**A | EAD4X-48C+TDR | 96G1DF090CE16 | 35800 | 35400 | 16.2 | 13 | 8.7 | 2.14 | 67 | 54 | 213315663
Breeze33 | 4HP17L36P-**A | EAD4X-48C+TDR | 96G2DF090CE16 | 35400 | 35200 | 16 | 13 | 8.6 | 2.12 | 68 | 55 | 213315665
Breeze33 | 4HP17L36P-**A | EAD4X-48C+TDR | 96G1DF110CE20 | 35000 | 35200 | 16.2 | 13 | 8.7 | 2.12 | 67 | 54 | 213315664
Breeze33 | 4HP17L36P-**A | EAD4X-48C+TDR | 92G1DF090CE16 | 35600 | 35400 | 16.2 | 13 | 8.7 | 2.14 | 67 | 54 | 213315662
Breeze33 | 4HP17L30P-**A | EAH1P36C*+TDR+TXV | 96G2UH110CV20 | 30000 | 29200 | 15.2 | 12.5 | 8.5 | 2.22 | 66 | 52 | 213315559
Breeze33 | 4HP17L30P-**A | EAH1P36C*+TDR+TXV | 96G2UH090CV12 | 28800 | 28200 | 15.6 | 12.5 | 8.3 | 2.22 | 66 | 52 | 213315556
Breeze33 | 4HP17L30P-**A | EAH1P36C*+TDR+TXV | 96G2UH090CE16 | 28600 | 28000 | 15.8 | 13 | 8.3 | 2.26 | 66 | 52 | 213315555
Breeze33 | 4HP17L18P-**A | EAH1P24B*+TDR+TXV | 96G1UH070BE12 | 18000 | 17800 | 16 | 13.5 | 8.1 | 2.02 | 62 | 48 | 213315305
Breeze33 | 4HP17L18P-**A | EAH1P24B*+TDR+TXV | 92G1UH045BE12 | 18000 | 18000 | 16.4 | 13.5 | 8.1 | 2.04 | 61 | 47 | 213315301
Breeze33 | 4HP17L18P-**A | EAH1P24B*+TDR+TXV | 92G1UH030BE12 | 18000 | 18000 | 16 | 13.5 | 8.1 | 2.04 | 62 | 48 | 213315300
Breeze33 | 4HP17L30P-**A | EA(C;U)1P36B+TDR+TXV | 96G2UH070BV12 | 30000 | 28000 | 16 | 13 | 8.1 | 2.28 | 66 | 52 | 213315491
Breeze33 | 4HP17L48P-**A | EAC4X49C+TDR | 92G1UH110CE16 | 48000 | 45000 | 15.2 | 12.5 | 8.1 | 2.22 | 69 | 56 | 213315929
Breeze33 | 4HP17L48P-**A | EA(C;U)1P60C+TDR+TXV | 80G1UH110CE20 | 48000 | 47000 | 15.4 | 12.5 | 8.3 | 2.34 | 67 | 54 | 213315897
Breeze33 | 4HP17L48P-**A | EA(C;U)1P49C+TDR+TXV | 96G2UH090CV12 | 47500 | 45000 | 15.2 | 12.5 | 8.1 | 2.22 | 68 | 56 | 213315880
Breeze33 | 4HP17L48P-**A | EA(C;U)1P49C+TDR+TXV | 96G2UH090CE16 | 47500 | 45000 | 15.2 | 12.5 | 8.1 | 2.24 | 69 | 56 | 213315879
Breeze33 | 4HP17L48P-**A | EA(C;U)1P49C+TDR+TXV | 96G1UH090CE16 | 47500 | 45000 | 15.2 | 12.5 | 8.1 | 2.24 | 69 | 56 | 213315877
Breeze33 | 4HP17L48P-**A | EA(C;U)1P49C+TDR+TXV | 92G1UH110CE20 | 47500 | 45000 | 15.4 | 12.5 | 8.1 | 2.24 | 68 | 56 | 213315876
Breeze33 | 4HP17L48P-**A | EA(C;U)1P60C+TDR+TXV | 96G1UH110CE20 | 48000 | 46500 | 15.4 | 12.5 | 8.1 | 2.34 | 68 | 55 | 213315902
Breeze33 | 4HP17L48P-**A | EA(C;U)1P60C+TDR+TXV | 92G1UH110CE16 | 48000 | 46500 | 15.4 | 12.5 | 8.1 | 2.36 | 68 | 55 | 213315899
Breeze33 | 4HP17L48P-**A | EAC4X48C+TDR | 96G1UH110CE20 | 46500 | 45000 | 15.2 | 12.5 | 8.1 | 2.18 | 67 | 54 | 213315919
Breeze33 | 4HP17L48P-**A | EAC4X48C+TDR | 92G1UH110CE16 | 46500 | 45000 | 15.2 | 12.5 | 8.1 | 2.18 | 68 | 55 | 213315916
Breeze33 | 4HP17L18P-**A | EAD4X-30/36B+TDR | 96G1DF045BE12 | 18000 | 18000 | 16.4 | 13.5 | 8.3 | 1.94 | 63 | 49 | 213315280
Breeze33 | 4HP17L18P-**A | EA(C;U)1P24B+TDR+TXV | 96G2UH070BV12 | 18000 | 17400 | 16.4 | 13.5 | 8.1 | 2.06 | 63 | 49 | 213315218
Breeze33 | 4HP17L30P-**A | EAD4X-42B+TDR | 96G1DF070BE16 | 29600 | 30000 | 15.6 | 13 | 8.6 | 1.94 | 65 | 51 | 213315536
Breeze33 | 4HP17L30P-**A | EAD4X-42B+TDR | 96G1DF045BE12 | 29800 | 30000 | 15.4 | 13 | 8.6 | 1.92 | 65 | 51 | 213315535
Breeze33 | 4HP17L30P-**A | EAD4X-42B+TDR | 92G1DF070BE12 | 29800 | 30000 | 15.8 | 13 | 8.6 | 1.96 | 65 | 51 | 213315534
Breeze33 | 4HP17L30P-**A | EAD4X-42B+TDR | 92G1DF045BE12 | 29800 | 30000 | 15.8 | 13 | 8.6 | 1.94 | 65 | 51 | 213315533
Breeze33 | 4HP17L30P-**A | EAD4X-42B+TDR | 80G1DF090BE16 | 29800 | 30000 | 16.2 | 13.5 | 8.6 | 1.9 | 64 | 49 | 213315532
Breeze33 | 4HP17L30P-**A | EAD4X-42B+TDR | 80G1DF070BE12 | 30000 | 30000 | 15.8 | 13 | 8.6 | 1.94 | 65 | 51 | 213315531
Breeze33 | 4HP17L18P-**A | EAH1P24B*+TDR+TXV | 96G2UH070BV12 | 18000 | 18000 | 16.4 | 13.5 | 8.1 | 2.07 | 62 | 48 | 213315309
Breeze33 | 4HP17L18P-**A | EAH1P24B*+TDR+TXV | 96G2UH070BE12 | 18000 | 17600 | 16 | 13.5 | 8.1 | 2.04 | 63 | 48 | 213315308
Breeze33 | 4HP17L18P-**A | EAH1P24B*+TDR+TXV | 96G2UH045BV12 | 18000 | 18000 | 16.4 | 13.5 | 8.1 | 2.03 | 62 | 48 | 213315307
Breeze33 | 4HP17L18P-**A | EA(C;U)1P24B+TDR+TXV | 96G2UH045BV12 | 18000 | 17400 | 16 | 13.5 | 8.1 | 2.03 | 63 | 49 | 213315216
Breeze33 | 4HP17L36P-**A | EAH1P51C*+TDR+TXV | 80G1UH110CE20 | 36000 | 33400 | 16.4 | 13 | 8.1 | 2.18 | 66 | 52 | 213315685
Breeze33 | 4HP17L18P-**A | EA(C;U)1P24B+TDR+TXV | 92G1UH030BE12 | 18000 | 17400 | 16 | 13.5 | 8.1 | 2.04 | 63 | 49 | 213315209
Breeze33 | 4HP17L18P-**A | EAC4X24B+TDR | 96G2UH070BV12 | 18000 | 17400 | 16.4 | 13.5 | 8.1 | 2.06 | 63 | 49 | 213315256
CONCORD | 4HP17L24P-**A | ED1P30/36C+TDR+TXV | 92G1DF090CE16 | 23200 | 23200 | 16 | 13 | 8.1 | 2.06 | 63 | 48 | 213308192
ROYALTON | 4HP17L24P-**A | ED1P30/36A+TDR+TXV | 80G1DF045AE12 | 22400 | 23000 | 15.8 | 12.5 | 8.1 | 2.04 | 63 | 48 | 213308358
ROYALTON | 4HP17L24P-**A | ED1P30/36A+TDR+TXV | 80G2DF070AE12 | 22600 | 22800 | 16 | 13 | 8.1 | 2.06 | 62 | 47 | 213308357
ROYALTON | 4HP17L30P-**A | ED1P30/36A+TDR+TXV | 80G1DF070AE12 | 27400 | 28600 | 15.2 | 12.5 | 8.3 | 2.2 | 64 | 50 | 213308356
ROYALTON | 4HP17L30P-**A | ED1P30/36A+TDR+TXV | 80G1DF045AE12 | 27400 | 28600 | 15.2 | 12.5 | 8.3 | 2.22 | 64 | 50 | 213308355
ROYALTON | 4HP17L30P-**A | ED1P30/36A+TDR+TXV | 80G2DF070AE12 | 27000 | 28400 | 15.2 | 12.5 | 8.3 | 2.22 | 64 | 50 | 213308354
DUCANE | 4HP17L24P-**A | ED1P30/36B+TDR+TXV | 96G2DF070BE16 | 23400 | 23600 | 15.4 | 12.5 | 8.1 | 1.98 | 63 | 48 | 213308092
DUCANE | 4HP17L24P-**A | ED1P30/36B+TDR+TXV | 96G2DF045BE12 | 22400 | 23000 | 15.6 | 12.5 | 8.1 | 2.02 | 63 | 48 | 213308091
DUCANE | 4HP17L24P-**A | ED1P30/36A+TDR+TXV | 80G1DF070AE12 | 22600 | 23000 | 15.8 | 13 | 8.1 | 2.06 | 63 | 48 | 213308089
KERR | A-KCD36SA-1 | B-VCD36SA-1 |  | 36000 | 40000 | 16 | 10 | 9.5 | 1.97 | 76 | 86 | 213348325
KERR | A-KCD30SA-1 | B-VCD30SA-1 |  | 30000 | 33000 | 16.2 | 10 | 8.9 | 1.8 | 64 | 73 | 213348324
COMFORT-AIRE | A-VCD36SA-1 | B-KCD36SA-1 |  | 36000 | 40000 | 16 | 10 | 9.5 | 1.97 | 76 | 86 | 213348295
COMFORT-AIRE | A-VCD30SA-1 | B-KCD30SA-1 |  | 30000 | 33000 | 16.2 | 10 | 8.9 | 1.8 | 64 | 73 | 213348294
KERR | A-KCD36SA-1 | B-KCD36SA-1 |  | 36000 | 40000 | 16 | 10 | 9.5 | 1.97 | 76 | 86 | 213349772
KERR | A-KCD30SA-1 | B-KCD30SA-1 |  | 30000 | 33000 | 16.2 | 10 | 8.9 | 1.8 | 64 | 73 | 213349771
ECOER | EODA18H-4860B | EAHATN-48 |  | 45000 | 47000 | 17 | 11.7 | 8.8 | 2.1 | 83 | 71 | 213352687
ECOER | EODA18H-4860B | EAHATN-36 |  | 35200 | 36000 | 18 | 12 | 8.8 | 2 | 89 | 81 | 213352686
ECOER | EODA18H-2436B | EAHATN-24 |  | 24000 | 24000 | 19 | 13 | 8.8 | 2.1 | 93 | 82 | 213352684
ECOER | EODA18H-2436B | EAHATN-36 |  | 34200 | 36000 | 17 | 11.2 | 8.8 | 1.9 | 77 | 70 | 213352685
ECOER | EODA18H-4860B | EAHATN-60 |  | 54000 | 55000 | 16 | 10 | 8.8 | 1.9 | 76 | 70 | 213352688
GE | NS22H24MA4-**A | NCDC42BT4+TDR | NF96D070S4B-* | 24000 | 24000 | 19 | 13.3 | 9.1 | 1.86 | 64 | 65 | 213355800
GE | NS22H24MA4-**A | NCDC42BT4+TDR | NF80D070S3B-* | 24000 | 24000 | 20 | 13.5 | 9.2 | 1.9 | 63 | 64 | 213355797
GE | NS22H24MA4-**A | NCDC42BT4+TDR | NF80D090T4B-* | 24000 | 24000 | 18.4 | 13.3 | 9 | 1.86 | 64 | 65 | 213355795
GE | NS17H24SA4-**A | NCDC3036CT4+TDR | NF80D110S5C-* | 23600 | 22600 | 15.6 | 13 | 8.2 | 1.98 | 65 | 50 | 213355822
GE | NS17H24SA4-**A | NCDC3036BT4+TDR | NF97D070M3B-* | 23000 | 22200 | 16 | 13 | 8.1 | 1.96 | 64 | 50 | 213355821
GE | NS17H24SA4-**A | NCDC3036BT4+TDR | NF96D070S4B-* | 23600 | 22600 | 15.4 | 13 | 8.1 | 1.98 | 65 | 51 | 213355820
GE | NS17H24SA4-**A | NCDC3036BT4+TDR | NF96D045S3B-* | 23600 | 22600 | 15.6 | 13 | 8.2 | 1.98 | 65 | 50 | 213355819
GE | NS17H24SA4-**A | NCDC3036BT4+TDR | NF80D090S4B-* | 23600 | 22400 | 16.2 | 13.5 | 8.2 | 2 | 64 | 50 | 213355818
GE | NS17H24SA4-**A | NCDC3036BT4+TDR | NF80D070S3B-* | 23200 | 22200 | 16 | 13 | 8.1 | 1.96 | 65 | 50 | 213355817
GE | NS17H24SA4-**A | NCDC3036BT4+TDR | NF96D070V4B-* | 23400 | 22600 | 15.4 | 12.5 | 8.1 | 1.98 | 65 | 51 | 213355816
GE | NS17H24SA4-**A | NCDC3036BT4+TDR | NF80D090T4B-* | 23400 | 22400 | 16 | 13.5 | 8.2 | 1.96 | 64 | 50 | 213355815
GE | NS17H18SA4-**A | NCDC3036BT4+TDR | NF96D070S4B-* | 18000 | 18000 | 16.2 | 13.5 | 8.4 | 1.98 | 64 | 50 | 213355812
GE | NS17H18SA4-**A | NCDC3036BT4+TDR | NF96D070V4B-* | 18000 | 18000 | 15.4 | 13 | 8.4 | 2.08 | 67 | 54 | 213355809
GE | NS17H42SA4-**A | NCDC48CT4+TDR | NF80D110S5C-* | 41000 | 42000 | 15.6 | 13 | 8.3 | 1.98 | 66 | 52 | 213355845
GE | NS17H36SA4-**A | NCDC48CT4+TDR | NF97D110M5C-* | 35600 | 35800 | 15.6 | 12.5 | 8.6 | 2.08 | 66 | 53 | 213355844
GE | NS17H18SA4-**A | NCDC3036BT4+TDR | NF96D045S3B-* | 18000 | 18000 | 16.4 | 13.5 | 8.3 | 1.94 | 63 | 49 | 213355811
GE | NS22H24MA4-**A | NCDC42BT4+TDR | NF97D070M3B-* | 24000 | 24000 | 20 | 13.5 | 9.3 | 1.88 | 63 | 65 | 213355801
GE | NS22H24MA4-**A | NCDC42BT4+TDR | NF96D045S3B-* | 24000 | 24000 | 20 | 13.5 | 9.1 | 1.88 | 63 | 65 | 213355799
GE | NS22H24MA4-**A | NCDC42BT4+TDR | NF80D090S4B-* | 24000 | 24000 | 18.4 | 13 | 9 | 1.86 | 64 | 65 | 213355798
GE | NS22H24MA4-**A | NCDC42BT4+TDR | NF96D070V4B-* | 24000 | 24000 | 19 | 13 | 9.2 | 1.86 | 64 | 65 | 213355796
GE | NS17H18SA4-**A | NCDC3036BT4+TDR | NF80D070S3B-* | 18000 | 18000 | 16 | 13.5 | 8.3 | 1.92 | 63 | 49 | 213355810
GE | NS17H36SA4-**A | NCDC48CT4+TDR | NF96D110V5C-* | 35600 | 35800 | 15.8 | 12.5 | 8.6 | 2.08 | 66 | 53 | 213355840
GE | NS17H36SA4-**A | NCDC48CT4+TDR | NF96D090V5C-* | 35600 | 35800 | 15.8 | 12.5 | 8.6 | 2.08 | 66 | 53 | 213355839
GE | NS17H36SA4-**A | NCDC3036CT4+TDR | NF80D110S5C-* | 36000 | 35800 | 16.2 | 13.5 | 8.1 | 1.92 | 65 | 51 | 213355835
GE | NS17H30SA4-**A | NCDC42BT4+TDR | NF97D070M3B-* | 29800 | 30000 | 15.6 | 13 | 8.6 | 1.92 | 65 | 51 | 213355829
GE | NS17H30SA4-**A | NCDC42BT4+TDR | NF96D070S4B-* | 29600 | 30000 | 15.6 | 13 | 8.6 | 1.94 | 65 | 51 | 213355828
GE | NS17H30SA4-**A | NCDC42BT4+TDR | NF96D045S3B-* | 29800 | 30000 | 15.4 | 13 | 8.6 | 1.92 | 65 | 51 | 213355827
GE | NS17H30SA4-**A | NCDC42BT4+TDR | NF80D090S4B-* | 29800 | 30000 | 16.2 | 13.5 | 8.6 | 1.9 | 64 | 49 | 213355826
GE | NS17H30SA4-**A | NCDC42BT4+TDR | NF80D070S3B-* | 30000 | 30000 | 15.8 | 13 | 8.6 | 1.94 | 65 | 51 | 213355825
GE | NS17H30SA4-**A | NCDC42BT4+TDR | NF80D090T4B-* | 30000 | 30000 | 15.8 | 13 | 8.6 | 1.92 | 65 | 51 | 213355824
GE | NS17H24SA4-**A | NCDC3036CT4+TDR | NF96D090S4C-* | 23600 | 22400 | 16.4 | 13.5 | 8.2 | 2 | 64 | 50 | 213355823
GE | NS17H18SA4-**A | NCDC3036CT4+TDR | NF96D090S4C-* | 18000 | 18000 | 16 | 13.5 | 8.4 | 2.06 | 66 | 52 | 213355814
GE | NS17H18SA4-**A | NCDC3036BT4+TDR | NF97D070M3B-* | 18000 | 18000 | 16.2 | 13.5 | 8.5 | 2.04 | 65 | 51 | 213355813
GE | NS17H36SA4-**A | NCDC48CT4+TDR | NF97D090M4C-* | 35600 | 35600 | 15.8 | 12.5 | 8.6 | 2.1 | 67 | 54 | 213355843
GE | NS17H36SA4-**A | NCDC48CT4+TDR | NF96D090S4C-* | 35800 | 35400 | 16.2 | 13 | 8.7 | 2.14 | 67 | 54 | 213355842
GE | NS17H36SA4-**A | NCDC48CT4+TDR | NF80D110S5C-* | 36000 | 35600 | 16.6 | 13 | 8.7 | 2.14 | 66 | 53 | 213355841
Century | HRG1530S1R-**A | EAC4X36B+TDR | GUH80X080B4M | 30000 | 28400 | 15.6 | 12.5 | 8.1 | 2.24 | 65 | 52 | 213364047
Century | HRG1530S1R-**A | EAH1P36C+TDR+TXV | GUH80X100C5M | 28800 | 28400 | 15.4 | 12.5 | 8.3 | 2.22 | 66 | 53 | 213364055
Century | HRG1530S1R-**A | EA(C;U)1P36B+TDR+TXV | GUH80X080B4M | 30000 | 28400 | 15.6 | 12.5 | 8.1 | 2.24 | 65 | 52 | 213364034
MOOVAIR | DMA30HOS20230E7 | CUB36HAC20BWT7A |  | 29000 | 31000 | 15.2 | 10 | 8.5 | 1.8 | 63 | 81 | 213369385
DNAIR | DNHP0036H-C | DNCL0036H-E |  | 35000 | 39000 | 15.2 | 10 | 10 | 2 | 85 | 82 | 213350749
DNAIR | DNHP0030H-C | DNCL0030H-E |  | 30000 | 33000 | 15.5 | 10.5 | 9.7 | 1.85 | 68 | 82 | 213350748
DNAIR | DNHP0036H-C | DNHU0036H-E |  | 36000 | 40000 | 16 | 10 | 9.5 | 1.97 | 76 | 86 | 213350745
DNAIR | DNHP0030H-C | DNHU0030H-E |  | 30000 | 33000 | 16.2 | 10 | 8.9 | 1.8 | 64 | 73 | 213350744
Wells | WUCA-36HFMO | WUA-36HFMAH |  | 36000 | 40000 | 16 | 10 | 9.5 | 1.97 | 76 | 86 | 213307901
Wells | WUCA-30HFMO | WUA-30HFMAH |  | 30000 | 33000 | 16.2 | 10 | 8.9 | 1.8 | 64 | 73 | 213307900
LPS Legacy | DLCURAH36ABK | DLFULAH36XBX + CI |  | 36000 | 38000 | 15.5 | 10 | 8.6 | 1.85 | 72 | 83 | 213372200
AIRQUEST | DLCURAH30ABK | DLFULAH36XCX + CI |  | 30000 | 33000 | 15.5 | 10.5 | 9.7 | 1.85 | 68 | 82 | 213372191
AIRQUEST | DLCURAH24ABK | DLFULAH24XAX + CI |  | 24000 | 25000 | 16.1 | 10.7 | 9.8 | 2 | 90 | 80 | 213372189
TEMPSTAR | DLCURAH24ABK | DLFULAH24XBX + CI |  | 24000 | 25000 | 16.5 | 10.7 | 9.5 | 1.95 | 84 | 80 | 213372174
TEMPSTAR | DLCURAH24ABK | DLFULAH24XAX + CI |  | 24000 | 25000 | 16.1 | 10.7 | 9.8 | 2 | 90 | 80 | 213372173
HEIL | DLCURAH36ABK | DLFULAH36XCX + CI |  | 35000 | 39000 | 15.2 | 10 | 10 | 2 | 85 | 82 | 213372145
HEIL | DLCURAH36ABK | DLFULAH36XBX + CI |  | 36000 | 38000 | 15.5 | 10 | 8.6 | 1.85 | 72 | 83 | 213372144
HEIL | DLCURAH30ABK | DLFULAH36XCX + CI |  | 30000 | 33000 | 15.5 | 10.5 | 9.7 | 1.85 | 68 | 82 | 213372143
HEIL | DLCURAH24ABK | DLFULAH24XBX + CI |  | 24000 | 25000 | 16.5 | 10.7 | 9.5 | 1.95 | 84 | 80 | 213372142
HEIL | DLCURAH24ABK | DLFULAH24XAX + CI |  | 24000 | 25000 | 16.1 | 10.7 | 9.8 | 2 | 90 | 80 | 213372141
Weathermaker | 38MURAQ48AB3 | 40MULAQ36XCX + CI |  | 35000 | 39000 | 15.2 | 10 | 10 | 2 | 85 | 82 | 213372233
Weathermaker | 38MURAQ36AB3 | 40MULAQ36XBX + CI |  | 36000 | 38000 | 15.5 | 10 | 8.6 | 1.85 | 72 | 83 | 213372232
Weathermaker | 38MURAQ30AB3 | 40MULAQ36XCX + CI |  | 30000 | 33000 | 15.5 | 10.5 | 9.7 | 1.85 | 68 | 82 | 213372231
Weathermaker | 38MURAQ24AB3 | 40MULAQ24XBX + CI |  | 24000 | 25000 | 16.5 | 10.7 | 9.5 | 1.95 | 84 | 80 | 213372230
PAYNE | 38MURAQ48AB3 | 40MULAQ36XCX + CI |  | 35000 | 39000 | 15.2 | 10 | 10 | 2 | 85 | 82 | 213372225
CARRIER | 38MURAQ48AB3 | 40MULAQ36XCX + CI |  | 35000 | 39000 | 15.2 | 10 | 10 | 2 | 85 | 82 | 213372209
PAYNE | 38MURAQ36AB3 | 40MULAQ36XBX + CI |  | 36000 | 38000 | 15.5 | 10 | 8.6 | 1.85 | 72 | 83 | 213372224
PAYNE | 38MURAQ30AB3 | 40MULAQ36XCX + CI |  | 30000 | 33000 | 15.5 | 10.5 | 9.7 | 1.85 | 68 | 82 | 213372223
PAYNE | 38MURAQ24AB3 | 40MULAQ24XBX + CI |  | 24000 | 25000 | 16.5 | 10.7 | 9.5 | 1.95 | 84 | 80 | 213372222
MIDEA | DLCURAH36ABK | DLFULAH36XCX + CI |  | 35000 | 39000 | 15.2 | 10 | 10 | 2 | 85 | 82 | 213372169
MIDEA | DLCURAH36ABK | DLFULAH36XBX + CI |  | 36000 | 38000 | 15.5 | 10 | 8.6 | 1.85 | 72 | 83 | 213372168
MIDEA | DLCURAH30ABK | DLFULAH36XCX + CI |  | 30000 | 33000 | 15.5 | 10.5 | 9.7 | 1.85 | 68 | 82 | 213372167
MIDEA | DLCURAH24ABK | DLFULAH24XBX + CI |  | 24000 | 25000 | 16.5 | 10.7 | 9.5 | 1.95 | 84 | 80 | 213372166
MIDEA | DLCURAH24ABK | DLFULAH24XAX + CI |  | 24000 | 25000 | 16.1 | 10.7 | 9.8 | 2 | 90 | 80 | 213372165
MIDEA | 38MURAQ48AB3 | 40MULAQ36XCX + CI |  | 35000 | 39000 | 15.2 | 10 | 10 | 2 | 85 | 82 | 213372241
MIDEA | 38MURAQ36AB3 | 40MULAQ36XBX + CI |  | 36000 | 38000 | 15.5 | 10 | 8.6 | 1.85 | 72 | 83 | 213372240
DAY & NIGHT | DLCURAH36ABK | DLFULAH36XCX + CI |  | 35000 | 39000 | 15.2 | 10 | 10 | 2 | 85 | 82 | 213372137
DAY & NIGHT | DLCURAH36ABK | DLFULAH36XBX + CI |  | 36000 | 38000 | 15.5 | 10 | 8.6 | 1.85 | 72 | 83 | 213372136
DAY & NIGHT | DLCURAH30ABK | DLFULAH36XCX + CI |  | 30000 | 33000 | 15.5 | 10.5 | 9.7 | 1.85 | 68 | 82 | 213372135
DAY & NIGHT | DLCURAH24ABK | DLFULAH24XBX + CI |  | 24000 | 25000 | 16.5 | 10.7 | 9.5 | 1.95 | 84 | 80 | 213372134
COMFORTMAKER | DLCURAH36ABK | DLFULAH36XCX + CI |  | 35000 | 39000 | 15.2 | 10 | 10 | 2 | 85 | 82 | 213372129
COMFORTMAKER | DLCURAH36ABK | DLFULAH36XBX + CI |  | 36000 | 38000 | 15.5 | 10 | 8.6 | 1.85 | 72 | 83 | 213372128
COMFORTMAKER | DLCURAH30ABK | DLFULAH36XCX + CI |  | 30000 | 33000 | 15.5 | 10.5 | 9.7 | 1.85 | 68 | 82 | 213372127
COMFORTMAKER | DLCURAH24ABK | DLFULAH24XBX + CI |  | 24000 | 25000 | 16.5 | 10.7 | 9.5 | 1.95 | 84 | 80 | 213372126
COMFORTMAKER | DLCURAH24ABK | DLFULAH24XAX + CI |  | 24000 | 25000 | 16.1 | 10.7 | 9.8 | 2 | 90 | 80 | 213372125
ARCOAIRE | DLCURAH36ABK | DLFULAH36XCX + CI |  | 35000 | 39000 | 15.2 | 10 | 10 | 2 | 85 | 82 | 213372121
ARCOAIRE | DLCURAH36ABK | DLFULAH36XBX + CI |  | 36000 | 38000 | 15.5 | 10 | 8.6 | 1.85 | 72 | 83 | 213372120
ARCOAIRE | DLCURAH30ABK | DLFULAH36XCX + CI |  | 30000 | 33000 | 15.5 | 10.5 | 9.7 | 1.85 | 68 | 82 | 213372119
ARCOAIRE | DLCURAH24ABK | DLFULAH24XBX + CI |  | 24000 | 25000 | 16.5 | 10.7 | 9.5 | 1.95 | 84 | 80 | 213372118
ARCOAIRE | DLCURAH24ABK | DLFULAH24XAX + CI |  | 24000 | 25000 | 16.1 | 10.7 | 9.8 | 2 | 90 | 80 | 213372117
BRYANT | 38MURAQ48AB3 | 40MULAQ36XCX + CI |  | 35000 | 39000 | 15.2 | 10 | 10 | 2 | 85 | 82 | 213372217
BRYANT | 38MURAQ36AB3 | 40MULAQ36XBX + CI |  | 36000 | 38000 | 15.5 | 10 | 8.6 | 1.85 | 72 | 83 | 213372216
BRYANT | 38MURAQ30AB3 | 40MULAQ36XCX + CI |  | 30000 | 33000 | 15.5 | 10.5 | 9.7 | 1.85 | 68 | 82 | 213372215
BRYANT | 38MURAQ24AB3 | 40MULAQ24XBX + CI |  | 24000 | 25000 | 16.5 | 10.7 | 9.5 | 1.95 | 84 | 80 | 213372214
BRYANT | 38MURAQ24AB3 | 40MULAQ24XAX + CI |  | 24000 | 25000 | 16.1 | 10.7 | 9.8 | 2 | 90 | 80 | 213372213
CARRIER | 38MURAQ36AB3 | 40MULAQ36XBX + CI |  | 36000 | 38000 | 15.5 | 10 | 8.6 | 1.85 | 72 | 83 | 213372208
CARRIER | 38MURAQ30AB3 | 40MULAQ36XCX + CI |  | 30000 | 33000 | 15.5 | 10.5 | 9.7 | 1.85 | 68 | 82 | 213372207
CARRIER | 38MURAQ24AB3 | 40MULAQ24XBX + CI |  | 24000 | 25000 | 16.5 | 10.7 | 9.5 | 1.95 | 84 | 80 | 213372206
CARRIER | 38MURAQ24AB3 | 40MULAQ24XAX + CI |  | 24000 | 25000 | 16.1 | 10.7 | 9.8 | 2 | 90 | 80 | 213372205
LPS Legacy | DLCURAH36ABK | DLFULAH36XCX + CI |  | 35000 | 39000 | 15.2 | 10 | 10 | 2 | 85 | 82 | 213372201
LPS Legacy | DLCURAH30ABK | DLFULAH36XCX + CI |  | 30000 | 33000 | 15.5 | 10.5 | 9.7 | 1.85 | 68 | 82 | 213372199
LPS Legacy | DLCURAH24ABK | DLFULAH24XBX + CI |  | 24000 | 25000 | 16.5 | 10.7 | 9.5 | 1.95 | 84 | 80 | 213372198
LPS Legacy | DLCURAH24ABK | DLFULAH24XAX + CI |  | 24000 | 25000 | 16.1 | 10.7 | 9.8 | 2 | 90 | 80 | 213372197
AIRQUEST | DLCURAH36ABK | DLFULAH36XCX + CI |  | 35000 | 39000 | 15.2 | 10 | 10 | 2 | 85 | 82 | 213372193
AIRQUEST | DLCURAH36ABK | DLFULAH36XBX + CI |  | 36000 | 38000 | 15.5 | 10 | 8.6 | 1.85 | 72 | 83 | 213372192
AIRQUEST | DLCURAH24ABK | DLFULAH24XBX + CI |  | 24000 | 25000 | 16.5 | 10.7 | 9.5 | 1.95 | 84 | 80 | 213372190
SMART COMFORT | DLCURAH36ABK | DLFULAH36XCX + CI |  | 35000 | 39000 | 15.2 | 10 | 10 | 2 | 85 | 82 | 213372185
SMART COMFORT | DLCURAH36ABK | DLFULAH36XBX + CI |  | 36000 | 38000 | 15.5 | 10 | 8.6 | 1.85 | 72 | 83 | 213372184
SMART COMFORT | DLCURAH30ABK | DLFULAH36XCX + CI |  | 30000 | 33000 | 15.5 | 10.5 | 9.7 | 1.85 | 68 | 82 | 213372183
SMART COMFORT | DLCURAH24ABK | DLFULAH24XBX + CI |  | 24000 | 25000 | 16.5 | 10.7 | 9.5 | 1.95 | 84 | 80 | 213372182
SMART COMFORT | DLCURAH24ABK | DLFULAH24XAX + CI |  | 24000 | 25000 | 16.1 | 10.7 | 9.8 | 2 | 90 | 80 | 213372181
KENMORE | DLCURAH36ABK | DLFULAH36XCX + CI |  | 35000 | 39000 | 15.2 | 10 | 10 | 2 | 85 | 82 | 213372161
KENMORE | DLCURAH36ABK | DLFULAH36XBX + CI |  | 36000 | 38000 | 15.5 | 10 | 8.6 | 1.85 | 72 | 83 | 213372160
KENMORE | DLCURAH30ABK | DLFULAH36XCX + CI |  | 30000 | 33000 | 15.5 | 10.5 | 9.7 | 1.85 | 68 | 82 | 213372159
KENMORE | DLCURAH24ABK | DLFULAH24XBX + CI |  | 24000 | 25000 | 16.5 | 10.7 | 9.5 | 1.95 | 84 | 80 | 213372158
KENMORE | DLCURAH24ABK | DLFULAH24XAX + CI |  | 24000 | 25000 | 16.1 | 10.7 | 9.8 | 2 | 90 | 80 | 213372157
Weathermaker | 38MURAQ24AB3 | 40MULAQ24XAX + CI |  | 24000 | 25000 | 16.1 | 10.7 | 9.8 | 2 | 90 | 80 | 213372229
TEMPSTAR | DLCURAH36ABK | DLFULAH36XCX + CI |  | 35000 | 39000 | 15.2 | 10 | 10 | 2 | 85 | 82 | 213372177
TEMPSTAR | DLCURAH36ABK | DLFULAH36XBX + CI |  | 36000 | 38000 | 15.5 | 10 | 8.6 | 1.85 | 72 | 83 | 213372176
TEMPSTAR | DLCURAH30ABK | DLFULAH36XCX + CI |  | 30000 | 33000 | 15.5 | 10.5 | 9.7 | 1.85 | 68 | 82 | 213372175
DAY & NIGHT | DLCURAH24ABK | DLFULAH24XAX + CI |  | 24000 | 25000 | 16.1 | 10.7 | 9.8 | 2 | 90 | 80 | 213372133
PAYNE | 38MURAQ24AB3 | 40MULAQ24XAX + CI |  | 24000 | 25000 | 16.1 | 10.7 | 9.8 | 2 | 90 | 80 | 213372221
MIDEA | 38MURAQ30AB3 | 40MULAQ36XCX + CI |  | 30000 | 33000 | 15.5 | 10.5 | 9.7 | 1.85 | 68 | 82 | 213372239
MIDEA | 38MURAQ24AB3 | 40MULAQ24XBX + CI |  | 24000 | 25000 | 16.5 | 10.7 | 9.5 | 1.95 | 84 | 80 | 213372238
MIDEA | 38MURAQ24AB3 | 40MULAQ24XAX + CI |  | 24000 | 25000 | 16.1 | 10.7 | 9.8 | 2 | 90 | 80 | 213372237
KEEPRITE | DLCURAH36ABK | DLFULAH36XCX + CI |  | 35000 | 39000 | 15.2 | 10 | 10 | 2 | 85 | 82 | 213372153
KEEPRITE | DLCURAH36ABK | DLFULAH36XBX + CI |  | 36000 | 38000 | 15.5 | 10 | 8.6 | 1.85 | 72 | 83 | 213372152
KEEPRITE | DLCURAH30ABK | DLFULAH36XCX + CI |  | 30000 | 33000 | 15.5 | 10.5 | 9.7 | 1.85 | 68 | 82 | 213372151
KEEPRITE | DLCURAH24ABK | DLFULAH24XBX + CI |  | 24000 | 25000 | 16.5 | 10.7 | 9.5 | 1.95 | 84 | 80 | 213372150
KEEPRITE | DLCURAH24ABK | DLFULAH24XAX + CI |  | 24000 | 25000 | 16.1 | 10.7 | 9.8 | 2 | 90 | 80 | 213372149
Wells | WUCA-30HFMO | WUA-36BHFM |  | 29000 | 31000 | 15.2 | 10 | 8.5 | 1.8 | 63 | 81 | 213307907
Ecoer | ESCA16H-36 | SNC36CPT |  | 35000 | 39000 | 15.2 | 10 | 10 | 2 | 85 | 82 | 213386490
AC PRO.COM | AOE31U-36HFN1-M | AVBL-36HWFN1-MK3 |  | 36000 | 36000 | 17 | 10 | 9.9 | 1.9 | 91 | 100 | 213386505
COMFORTSTAR | CPR24CD(O) | ACP-24B |  | 24000 | 25600 | 15.7 | 10 | 9.8 | 2.2 | 86 | 72 | 213386512
COMFORTSTAR | CPH24CD(O) | ACP-24B |  | 24000 | 25000 | 16.5 | 10.7 | 9.5 | 1.95 | 84 | 80 | 213386518
COMFORTSTAR | CPH30CD(O) | ACP-36C |  | 30000 | 33000 | 15.5 | 10.5 | 9.7 | 1.85 | 68 | 82 | 213386519
COMFORTSTAR | CPH30CD(O) | UACP-36C |  | 30000 | 33000 | 15.5 | 10.5 | 9.7 | 1.85 | 68 | 82 | 213386531
COMFORTSTAR | CPH36CD(O) | UACP-36C |  | 35000 | 39000 | 15.2 | 10 | 10 | 2 | 85 | 82 | 213386532
COMFORTSTAR | CPH36CD(O) | ACP-36C |  | 35000 | 39000 | 15.2 | 10 | 10 | 2 | 85 | 82 | 213386520
COMFORTSTAR | CPR24CD(O) | UACP-24B |  | 24000 | 25600 | 15.7 | 10 | 9.8 | 2.2 | 86 | 72 | 213386524
COMFORTSTAR | CPH24CD(O) | UACP-24B |  | 24000 | 25000 | 16.5 | 10.7 | 9.5 | 1.95 | 84 | 80 | 213386530
INNOVAIR | SHV36H2R20 | FEV36H2R19 |  | 36000 | 36000 | 17 | 10 | 9.9 | 1.9 | 91 | 100 | 213386548
Multi MFG | HHS-36HD-A | 36HSHP-C-M-A |  | 36000 | 36000 | 17 | 10 | 9.9 | 1.9 | 91 | 100 | 213386555
Dettson | EVD-36-O-S | MAC36H1724E |  | 35000 | 36000 | 15.2 | 10 | 8.5 | 1.8 | 75 | 83 | 213386696
Dettson | EVD-36-O-S | MAC36H2124E |  | 35000 | 36000 | 15.2 | 10 | 8.5 | 1.8 | 75 | 83 | 213386697
Dettson | EVD-24-O | MAC24H1418E |  | 24000 | 25000 | 16.1 | 10.7 | 9.8 | 2 | 90 | 80 | 213386699
INNOVAIR | SHV30H2R20 | DEV30H2R19 |  | 30000 | 33000 | 16.2 | 10 | 8.9 | 1.8 | 64 | 73 | 213386878
INNOVAIR | SHV36H2R20-S | MAC36H1724E |  | 35000 | 36000 | 15.2 | 10 | 8.5 | 1.8 | 75 | 83 | 213386879
INNOVAIR | SHV36H2R20-S | MAC36H2124E |  | 35000 | 36000 | 15.2 | 10 | 8.5 | 1.8 | 75 | 83 | 213386880
INNOVAIR | SHV24H2R20 | MAC24H1418E |  | 24000 | 25000 | 16.1 | 10.7 | 9.8 | 2 | 90 | 80 | 213386887
Bladex | BX30S-36HPHYHA | BLC-36HWAC1 |  | 35000 | 36000 | 15.2 | 10 | 8.5 | 1.8 | 75 | 83 | 213419195
Bladex | BX30S-36HPHYHA | BLCB-36B18AC-UNC |  | 35000 | 36000 | 15.2 | 10 | 8.5 | 1.8 | 75 | 83 | 213419196
Bladex | BX30S-36HPHYHA | BLC-36HWAC1-UNC |  | 35000 | 36000 | 15.2 | 10 | 8.5 | 1.8 | 75 | 83 | 213419198
Bladex | BX30S-36HPHYHA | BLCB-36B18AC |  | 35000 | 36000 | 15.2 | 10 | 8.5 | 1.8 | 75 | 83 | 213419193
DIRECT AIR | DIRM-36MAGICPRO20-OU1F | DIRM-36MAGICPRO20-COIL |  | 35000 | 36000 | 15.2 | 10 | 8.5 | 1.8 | 75 | 83 | 213425838
DIRECT AIR | DIRM-24MAGICPRO20-OU | DIRM-24MAGICPRO20-145-COIL |  | 24000 | 25000 | 16.1 | 10.7 | 9.8 | 2 | 90 | 80 | 213425840
DIRECT AIR | DIRM-36MAGICPRO20-OU1F | DIRM-36MAGICPRO20-175-COIL |  | 35000 | 36000 | 15.2 | 10 | 8.5 | 1.8 | 75 | 83 | 213425841
COMFORTSTAR | CPH36CD(O)-B | UACP-36C |  | 35000 | 36000 | 15.2 | 10 | 8.5 | 1.8 | 75 | 83 | 213427546
COMFORTSTAR | CPH36CD(O)-B | UACP-36B |  | 35000 | 36000 | 15.2 | 10 | 8.5 | 1.8 | 75 | 83 | 213427548
COMFORTSTAR | CPH36CD(O)-B | ACP-36B |  | 35000 | 36000 | 15.2 | 10 | 8.5 | 1.8 | 75 | 83 | 213427550
COMFORTSTAR | CPH36CD(O)-B | ACP-36C |  | 35000 | 36000 | 15.2 | 10 | 8.5 | 1.8 | 75 | 83 | 213427551
STEALTH | ACIQ-36-HPB | ACIQ-36W-P |  | 36000 | 36000 | 17 | 10 | 9.9 | 1.9 | 91 | 100 | 213433312
ATK | ACI-SDAUO24SHP | ACI-AUI24VHE |  | 24000 | 26000 | 17 | 10.5 | 9.2 | 2.1 | 81 | 75 | 213430655
Kepler | AZPN/24WD* | AZPN/A24WACUID |  | 24000 | 25000 | 16.1 | 10.7 | 9.8 | 2 | 90 | 80 | 213433212
Kepler | AZPN/30WD | AZPN/B36WACUID |  | 29000 | 31000 | 15.2 | 10 | 8.5 | 1.8 | 63 | 73 | 213433213
Kepler | AZPN/C36WDUID | AZPN/C36WAC |  | 35000 | 36000 | 15.2 | 10 | 8.5 | 1.8 | 75 | 83 | 213433215
1HVAC | ACIQ-24-EHPB | ACIQ-24-AHB |  | 24000 | 26000 | 17 | 10.5 | 9.2 | 2.1 | 81 | 75 | 213433219
DIYCOOL | ACIQ-24-EHPB | ACIQ-24-AHB |  | 24000 | 26000 | 17 | 10.5 | 9.2 | 2.1 | 81 | 75 | 213433257
PolarWave | ACIQ-24-EHPB | ACIQ-24-AHB |  | 24000 | 26000 | 17 | 10.5 | 9.2 | 2.1 | 81 | 75 | 213433276
STEALTH | ACIQ-24-EHPB | ACIQ-24-AHB |  | 24000 | 26000 | 17 | 10.5 | 9.2 | 2.1 | 81 | 75 | 213433295
1HVAC | ACIQ-36-HPB | ACIQ-36W-P |  | 36000 | 36000 | 17 | 10 | 9.9 | 1.9 | 91 | 100 | 213433236
ACIQ | ACIQ-24-EHPB | ACIQ-24-AHB |  | 24000 | 26000 | 17 | 10.5 | 9.2 | 2.1 | 81 | 75 | 213433238
ACIQ | ACIQ-36-HPB | ACIQ-36W-P |  | 36000 | 36000 | 17 | 10 | 9.9 | 1.9 | 91 | 100 | 213433255
DIYCOOL | ACIQ-36-HPB | ACIQ-36W-P |  | 36000 | 36000 | 17 | 10 | 9.9 | 1.9 | 91 | 100 | 213433274
Kepler | AZPN/B36WDUID | AZPN/B36WACUID |  | 35000 | 36000 | 15.2 | 10 | 8.5 | 1.8 | 75 | 83 | 213433214
PolarWave | ACIQ-36-HPB | ACIQ-36W-P |  | 36000 | 36000 | 17 | 10 | 9.9 | 1.9 | 91 | 100 | 213433293
TEMP SHIFT | TSMOD30U30HFN1MR0(X) | TSMVB36B24T4N1 |  | 29000 | 31000 | 15.2 | 10 | 8.5 | 1.8 | 63 | 73 | 213479376
TEMP SHIFT | TSMOX63036HFN1M3X | TSMVB36B24T4N1 |  | 35000 | 36000 | 15.2 | 10 | 8.5 | 1.8 | 75 | 83 | 213479377
TEMP SHIFT | TSMOX63036HFN1M3X | TSMAC36HWDN1MN0 |  | 35000 | 36000 | 15.2 | 10 | 8.5 | 1.8 | 75 | 83 | 213479378
CanAir | CDH2036C22 | MVB-36B23T4N1 |  | 35000 | 36000 | 15.2 | 10 | 8.5 | 1.8 | 75 | 83 | 213479414
CanAir | CDH2036C22 | MAC-36HWDN1-MN0 |  | 35000 | 36000 | 15.2 | 10 | 8.5 | 1.8 | 75 | 83 | 213479416
CanAir | CDH2024C21 | MVBM-24A18T3N1 |  | 24000 | 25000 | 16.1 | 10.7 | 9.8 | 2 | 90 | 80 | 213479418
MOOVAIR | DMA24HOS20230E7 | CUB24HAC20AWT7A |  | 24000 | 25000 | 16.1 | 10.7 | 9.8 | 2 | 90 | 80 | 213487207
1HVAC | ACIQ-36-HPC | ACIQ-36-ACL-17 |  | 35000 | 36000 | 15.2 | 10 | 8.5 | 1.8 | 75 | 83 | 213492118
1HVAC | ACIQ-36-HPC | ACIQ-36-ACL |  | 35000 | 36000 | 15.2 | 10 | 8.5 | 1.8 | 75 | 83 | 213492120
1HVAC | ACIQ-24-HPB | ACIQ-24-ACL-14 |  | 24000 | 25000 | 16.1 | 10.7 | 9.8 | 2 | 90 | 80 | 213492123
1HVAC | ACIQ-30-HPB | ACIQ-36-ACL |  | 30000 | 33000 | 15.5 | 10.5 | 9.7 | 1.85 | 68 | 82 | 213492124
1HVAC | ACIQ-30-HPB | ACIQ-36-ACL-17 |  | 29000 | 31000 | 15.2 | 10 | 8.5 | 1.8 | 63 | 73 | 213492126
1HVAC | ACIQ-36-HPB | ACIQ-36-ACL-17 |  | 36000 | 38000 | 15.5 | 10 | 8.6 | 1.85 | 72 | 83 | 213492127
ACIQ | ACIQ-30-HPB | ACIQ-36-ACL |  | 30000 | 33000 | 15.5 | 10.5 | 9.7 | 1.85 | 68 | 82 | 213492136
DIYCOOL | ACIQ-36-HPC | ACIQ-36-ACL |  | 35000 | 36000 | 15.2 | 10 | 8.5 | 1.8 | 75 | 83 | 213492143
DIYCOOL | ACIQ-24-HPB | ACIQ-24-ACL-14 |  | 24000 | 25000 | 16.1 | 10.7 | 9.8 | 2 | 90 | 80 | 213492147
DIYCOOL | ACIQ-30-HPB | ACIQ-36-ACL |  | 30000 | 33000 | 15.5 | 10.5 | 9.7 | 1.85 | 68 | 82 | 213492148
DIYCOOL | ACIQ-30-HPB | ACIQ-36-ACL-17 |  | 29000 | 31000 | 15.2 | 10 | 8.5 | 1.8 | 63 | 73 | 213492149
DIYCOOL | ACIQ-36-HPB | ACIQ-36-ACL-17 |  | 36000 | 38000 | 15.5 | 10 | 8.6 | 1.85 | 72 | 83 | 213492151
STEALTH | ACIQ-24-HPB | ACIQ-24-ACL-14 |  | 24000 | 25000 | 16.1 | 10.7 | 9.8 | 2 | 90 | 80 | 213492168
STEALTH | ACIQ-30-HPB | ACIQ-36-ACL-17 |  | 29000 | 31000 | 15.2 | 10 | 8.5 | 1.8 | 63 | 73 | 213492171
ACIQ | ACIQ-36-HPC | ACIQ-36-ACL-17 |  | 35000 | 36000 | 15.2 | 10 | 8.5 | 1.8 | 75 | 83 | 213492131
ACIQ | ACIQ-36-HPC | ACIQ-36-ACL |  | 35000 | 36000 | 15.2 | 10 | 8.5 | 1.8 | 75 | 83 | 213492132
ACIQ | ACIQ-24-HPB | ACIQ-24-ACL-14 |  | 24000 | 25000 | 16.1 | 10.7 | 9.8 | 2 | 90 | 80 | 213492135
ACIQ | ACIQ-30-HPB | ACIQ-36-ACL-17 |  | 29000 | 31000 | 15.2 | 10 | 8.5 | 1.8 | 63 | 73 | 213492138
ACIQ | ACIQ-36-HPB | ACIQ-36-ACL-17 |  | 36000 | 38000 | 15.5 | 10 | 8.6 | 1.85 | 72 | 83 | 213492139
DIYCOOL | ACIQ-36-HPC | ACIQ-36-ACL-17 |  | 35000 | 36000 | 15.2 | 10 | 8.5 | 1.8 | 75 | 83 | 213492142
PolarWave | ACIQ-36-HPC | ACIQ-36-ACL-17 |  | 35000 | 36000 | 15.2 | 10 | 8.5 | 1.8 | 75 | 83 | 213492154
PolarWave | ACIQ-36-HPC | ACIQ-36-ACL |  | 35000 | 36000 | 15.2 | 10 | 8.5 | 1.8 | 75 | 83 | 213492155
PolarWave | ACIQ-24-HPB | ACIQ-24-ACL-14 |  | 24000 | 25000 | 16.1 | 10.7 | 9.8 | 2 | 90 | 80 | 213492157
PolarWave | ACIQ-30-HPB | ACIQ-36-ACL |  | 30000 | 33000 | 15.5 | 10.5 | 9.7 | 1.85 | 68 | 82 | 213492158
PolarWave | ACIQ-30-HPB | ACIQ-36-ACL-17 |  | 29000 | 31000 | 15.2 | 10 | 8.5 | 1.8 | 63 | 73 | 213492159
PolarWave | ACIQ-36-HPB | ACIQ-36-ACL-17 |  | 36000 | 38000 | 15.5 | 10 | 8.6 | 1.85 | 72 | 83 | 213492161
STEALTH | ACIQ-36-HPC | ACIQ-36-ACL-17 |  | 35000 | 36000 | 15.2 | 10 | 8.5 | 1.8 | 75 | 83 | 213492163
STEALTH | ACIQ-36-HPC | ACIQ-36-ACL |  | 35000 | 36000 | 15.2 | 10 | 8.5 | 1.8 | 75 | 83 | 213492165
STEALTH | ACIQ-30-HPB | ACIQ-36-ACL |  | 30000 | 33000 | 15.5 | 10.5 | 9.7 | 1.85 | 68 | 82 | 213492170
STEALTH | ACIQ-36-HPB | ACIQ-36-ACL-17 |  | 36000 | 38000 | 15.5 | 10 | 8.6 | 1.85 | 72 | 83 | 213492173
CARRIER | 38MURAQ36AB3 | 40MULAQ36XCX + CI |  | 35000 | 39000 | 15.2 | 10 | 10 | 2 | 85 | 82 | 213603964
BRYANT | 38MURAQ36AB3 | 40MULAQ36XCX + CI |  | 35000 | 39000 | 15.2 | 10 | 10 | 2 | 85 | 82 | 213603965
PAYNE | 38MURAQ36AB3 | 40MULAQ36XCX + CI |  | 35000 | 39000 | 15.2 | 10 | 10 | 2 | 85 | 82 | 213603966
Weathermaker | 38MURAQ36AB3 | 40MULAQ36XCX + CI |  | 35000 | 39000 | 15.2 | 10 | 10 | 2 | 85 | 82 | 213603967
MIDEA | 38MURAQ36AB3 | 40MULAQ36XCX + CI |  | 35000 | 39000 | 15.2 | 10 | 10 | 2 | 85 | 82 | 213603968
COMFORT-AIRE | A-VCD30SA-1 | MCD30/36B1A |  | 29000 | 31000 | 15.2 | 10 | 8.5 | 1.8 | 63 | 73 | 213614244
Breeze33 | BZ33-INV36OUT2-J | BZ33-MSC36C-J |  | 35000 | 39000 | 15.2 | 10 | 10 | 2 | 85 | 82 | 213732642
Breeze33 | BZ33-INV36OUT2-J | BZ33-MSC36B-J |  | 36000 | 38000 | 15.5 | 10 | 8.6 | 1.85 | 72 | 83 | 213732641
Breeze33 | BZ33-INV24OUT2-J | BZ33-MSC24B-J |  | 24000 | 25000 | 16.5 | 10.7 | 9.5 | 1.95 | 84 | 80 | 213732640
Breeze33 | BZ33-INV24OUT2-J | BZ33-MSC24A-J |  | 24000 | 25000 | 16.1 | 10.7 | 9.8 | 2 | 90 | 80 | 213732639
CTMorley | MOU-A30VH-4 | MAC-A3617 |  | 29000 | 31000 | 15.2 | 10 | 8.5 | 1.8 | 63 | 73 | 213732674
CTMorley | MOU-A36VH-4 | MAC-A3617 |  | 36000 | 38000 | 15.5 | 10 | 8.6 | 1.85 | 72 | 83 | 213732673
CTMorley | MOU-A24VH-4 | MAC-A2414 |  | 24000 | 25000 | 16.1 | 10.7 | 9.8 | 2 | 90 | 80 | 213732672
COMFORT-AIRE | HRG1530S1R-**A | EAH1P36C+TDR+TXV | GUH80X100C5M | 28800 | 28400 | 15.4 | 12.5 | 8.3 | 2.22 | 66 | 53 | 213736769
COMFORT-AIRE | HRG1530S1R-**A | EAC4X36B+TDR | GUH80X080B4M | 30000 | 28400 | 15.6 | 12.5 | 8.1 | 2.24 | 65 | 52 | 213736765
COMFORT-AIRE | HRG1530S1R-**A | EA(C;U)1P36B+TDR+TXV | GUH80X080B4M | 30000 | 28400 | 15.6 | 12.5 | 8.1 | 2.24 | 65 | 52 | 213736759
BRYANT HEATING AND COOLING SYSTEMS | 227TAN036**AA* | CAP**4321AL* | 987MC60080C21*** | 34200 | 35000 | 16 | 11.7 | 8.1 | 2.22 | 62 | 50 | 213742932
BRYANT HEATING AND COOLING SYSTEMS | 227TBN036**AA* | CAP**4321AL* | 987MC60080C21*** | 34200 | 35000 | 16 | 11.7 | 8.1 | 2.22 | 62 | 50 | 213742935
CARRIER | 25TPB736A**30* | CAP**4321AL* | 59MN7C080C21**20 | 34200 | 35000 | 16 | 11.7 | 8.1 | 2.22 | 62 | 50 | 213742933
CARRIER | GH7TAN436**AA* | CAP**4321AL* | 59MN7C080C21**20 | 34200 | 35000 | 16 | 11.7 | 8.1 | 2.22 | 62 | 50 | 213742934
BRYANT HEATING AND COOLING SYSTEMS | GH7TAN436**AA* | CAP**4321AL* | 987MC60080C21*** | 34200 | 35000 | 16 | 11.7 | 8.1 | 2.22 | 62 | 50 | 213742936
BRYANT HEATING AND COOLING SYSTEMS | PH7TAN436**AA* | CAP**4321AL* | 987MC60080C21*** | 34200 | 35000 | 16 | 11.7 | 8.1 | 2.22 | 62 | 50 | 213742937
ARCOAIRE | N4H7T36*K*AAA* | EA*4X43L21A* | *97CMN0802120B* | 34200 | 35000 | 16 | 11.7 | 8.1 | 2.22 | 62 | 50 | 213742940
HEIL | N4H7T36*K*AAA* | EA*4X43L21A* | *97CMN0802120B* | 34200 | 35000 | 16 | 11.7 | 8.1 | 2.22 | 62 | 50 | 213742938
AIRQUEST | N4H7T36*K*AAA* | EA*4X43L21A* | *97CMN0802120B* | 34200 | 35000 | 16 | 11.7 | 8.1 | 2.22 | 62 | 50 | 213742939
DAY & NIGHT | N4H7T36*K*AAA* | EA*4X43L21A* | *97CMN0802120B* | 34200 | 35000 | 16 | 11.7 | 8.1 | 2.22 | 62 | 50 | 213742942
COMFORTMAKER | N4H7T36*K*AAA* | EA*4X43L21A* | *97CMN0802120B* | 34200 | 35000 | 16 | 11.7 | 8.1 | 2.22 | 62 | 50 | 213742941
KEEPRITE | N4H7T36*K*AAA* | EA*4X43L21A* | *97CMN0802120B* | 34200 | 35000 | 16 | 11.7 | 8.1 | 2.22 | 62 | 50 | 213742943
MARATHERM | N4H7T36*K*AAA* | EA*4X43L21A* | *97CMN0802120B* | 34200 | 35000 | 16 | 11.7 | 8.1 | 2.22 | 62 | 50 | 213742945
KENMORE | N4H7T36*K*AAA* | EA*4X43L21A* | *97CMN0802120B* | 34200 | 35000 | 16 | 11.7 | 8.1 | 2.22 | 62 | 50 | 213742944
TEMPSTAR | N4H7T36*K*AAA* | EA*4X43L21A* | *97CMN0802120B* | 34200 | 35000 | 16 | 11.7 | 8.1 | 2.22 | 62 | 50 | 213742946
TEMPSTAR | N4H7T36*K*AAA* | EA*4X43L21A* | *80CTL0451712B* | 34200 | 35400 | 15.5 | 11.7 | 8.1 | 2.2 | 62 | 51 | 213742754
MARATHERM | N4H7T36*K*AAA* | EA*4X43L21A* | *80CTL0451712B* | 34200 | 35400 | 15.5 | 11.7 | 8.1 | 2.2 | 62 | 51 | 213742753
KENMORE | N4H7T36*K*AAA* | EA*4X43L21A* | *80CTL0451712B* | 34200 | 35400 | 15.5 | 11.7 | 8.1 | 2.2 | 62 | 51 | 213742752
KEEPRITE | N4H7T36*K*AAA* | EA*4X43L21A* | *80CTL0451712B* | 34200 | 35400 | 15.5 | 11.7 | 8.1 | 2.2 | 62 | 51 | 213742751
COMFORTMAKER | N4H7T36*K*AAA* | EA*4X43L21A* | *80CTL0451712B* | 34200 | 35400 | 15.5 | 11.7 | 8.1 | 2.2 | 62 | 51 | 213742749
DAY & NIGHT | N4H7T36*K*AAA* | EA*4X43L21A* | *80CTL0451712B* | 34200 | 35400 | 15.5 | 11.7 | 8.1 | 2.2 | 62 | 51 | 213742750
ARCOAIRE | N4H7T36*K*AAA* | EA*4X43L21A* | *80CTL0451712B* | 34200 | 35400 | 15.5 | 11.7 | 8.1 | 2.2 | 62 | 51 | 213742748
AIRQUEST | N4H7T36*K*AAA* | EA*4X43L21A* | *80CTL0451712B* | 34200 | 35400 | 15.5 | 11.7 | 8.1 | 2.2 | 62 | 51 | 213742747
BRYANT HEATING AND COOLING SYSTEMS | PH7TAN436**AA* | CAP**4321AL* | 88*TB36045C17*** | 34200 | 35400 | 15.5 | 11.7 | 8.1 | 2.2 | 62 | 51 | 213742745
HEIL | N4H7T36*K*AAA* | EA*4X43L21A* | *80CTL0451712B* | 34200 | 35400 | 15.5 | 11.7 | 8.1 | 2.2 | 62 | 51 | 213742746
BRYANT HEATING AND COOLING SYSTEMS | GH7TAN436**AA* | CAP**4321AL* | 88*TB36045C17*** | 34200 | 35400 | 15.5 | 11.7 | 8.1 | 2.2 | 62 | 51 | 213742744
BRYANT HEATING AND COOLING SYSTEMS | 227TBN036**AA* | CAP**4321AL* | 88*TB36045C17*** | 34200 | 35400 | 15.5 | 11.7 | 8.1 | 2.2 | 62 | 51 | 213742743
CARRIER | GH7TAN436**AA* | CAP**4321AL* | 58TN*B045C17**12 | 34200 | 35400 | 15.5 | 11.7 | 8.1 | 2.2 | 62 | 51 | 213742742
CARRIER | 25TPB736A**30* | CAP**4321AL* | 58TN*B045C17**12 | 34200 | 35400 | 15.5 | 11.7 | 8.1 | 2.2 | 62 | 51 | 213742741
BRYANT HEATING AND COOLING SYSTEMS | 227TAN036**AA* | CAP**4321AL* | 88*TB36045C17*** | 34200 | 35400 | 15.5 | 11.7 | 8.1 | 2.2 | 62 | 51 | 213742740
MARATHERM | N4H7T36*K*AAA* | EA*4X48L24A* | *80CTL1102120B* | 33800 | 34800 | 15.5 | 11.7 | 8.1 | 2.22 | 62 | 50 | 213743361
ARCOAIRE | N4H7T36*K*AAA* | EA*4X48L24A* | *80CTL1102120B* | 33800 | 34800 | 15.5 | 11.7 | 8.1 | 2.22 | 62 | 50 | 213743356
TEMPSTAR | N4H7T36*K*AAA* | EA*4X48L24A* | *80CTL1102120B* | 33800 | 34800 | 15.5 | 11.7 | 8.1 | 2.22 | 62 | 50 | 213743362
KENMORE | N4H7T36*K*AAA* | EA*4X48L24A* | *80CTL1102120B* | 33800 | 34800 | 15.5 | 11.7 | 8.1 | 2.22 | 62 | 50 | 213743360
KEEPRITE | N4H7T36*K*AAA* | EA*4X48L24A* | *80CTL1102120B* | 33800 | 34800 | 15.5 | 11.7 | 8.1 | 2.22 | 62 | 50 | 213743359
DAY & NIGHT | N4H7T36*K*AAA* | EA*4X48L24A* | *80CTL1102120B* | 33800 | 34800 | 15.5 | 11.7 | 8.1 | 2.22 | 62 | 50 | 213743358
AIRQUEST | N4H7T36*K*AAA* | EA*4X48L24A* | *80CTL1102120B* | 33800 | 34800 | 15.5 | 11.7 | 8.1 | 2.22 | 62 | 50 | 213743355
COMFORTMAKER | N4H7T36*K*AAA* | EA*4X48L24A* | *80CTL1102120B* | 33800 | 34800 | 15.5 | 11.7 | 8.1 | 2.22 | 62 | 50 | 213743357
HEIL | N4H7T36*K*AAA* | EA*4X48L24A* | *80CTL1102120B* | 33800 | 34800 | 15.5 | 11.7 | 8.1 | 2.22 | 62 | 50 | 213743354
BRYANT HEATING AND COOLING SYSTEMS | GH7TAN436**AA* | CAP**4824AL* | 88*TB60110C21*** | 33800 | 34800 | 15.5 | 11.7 | 8.1 | 2.22 | 62 | 50 | 213743352
BRYANT HEATING AND COOLING SYSTEMS | PH7TAN436**AA* | CAP**4824AL* | 88*TB60110C21*** | 33800 | 34800 | 15.5 | 11.7 | 8.1 | 2.22 | 62 | 50 | 213743353
BRYANT HEATING AND COOLING SYSTEMS | 227TBN036**AA* | CAP**4824AL* | 88*TB60110C21*** | 33800 | 34800 | 15.5 | 11.7 | 8.1 | 2.22 | 62 | 50 | 213743351
CARRIER | GH7TAN436**AA* | CAP**4824AL* | 58TN*B110C21**20 | 33800 | 34800 | 15.5 | 11.7 | 8.1 | 2.22 | 62 | 50 | 213743350
BRYANT HEATING AND COOLING SYSTEMS | 227TAN036**AA* | CAP**4824AL* | 88*TB60110C21*** | 33800 | 34800 | 15.5 | 11.7 | 8.1 | 2.22 | 62 | 50 | 213743348
CARRIER | 25TPB736A**30* | CAP**4824AL* | 58TN*B110C21**20 | 33800 | 34800 | 15.5 | 11.7 | 8.1 | 2.22 | 62 | 50 | 213743349
KEEPRITE | N4H7T36*K*AAA* | EA*4X37L21A* | *97CMN0601714B* | 34200 | 35200 | 15.5 | 11.7 | 8.1 | 2.2 | 62 | 51 | 213742111
MARATHERM | N4H7T36*K*AAA* | EA*4X37L21A* | *97CMN0601714B* | 34200 | 35200 | 15.5 | 11.7 | 8.1 | 2.2 | 62 | 51 | 213742113
TEMPSTAR | N4H7T36*K*AAA* | EA*4X37L21A* | *97CMN0601714B* | 34200 | 35200 | 15.5 | 11.7 | 8.1 | 2.2 | 62 | 51 | 213742114
KENMORE | N4H7T36*K*AAA* | EA*4X37L21A* | *97CMN0601714B* | 34200 | 35200 | 15.5 | 11.7 | 8.1 | 2.2 | 62 | 51 | 213742112
DAY & NIGHT | N4H7T36*K*AAA* | EA*4X37L21A* | *97CMN0601714B* | 34200 | 35200 | 15.5 | 11.7 | 8.1 | 2.2 | 62 | 51 | 213742110
COMFORTMAKER | N4H7T36*K*AAA* | EA*4X37L21A* | *97CMN0601714B* | 34200 | 35200 | 15.5 | 11.7 | 8.1 | 2.2 | 62 | 51 | 213742109
ARCOAIRE | N4H7T36*K*AAA* | EA*4X37L21A* | *97CMN0601714B* | 34200 | 35200 | 15.5 | 11.7 | 8.1 | 2.2 | 62 | 51 | 213742108
BRYANT HEATING AND COOLING SYSTEMS | 227TBN036**AA* | CAP**3721AL* | 987MC42060C17*** | 34200 | 35200 | 15.5 | 11.7 | 8.1 | 2.2 | 62 | 51 | 213742103
BRYANT HEATING AND COOLING SYSTEMS | GH7TAN436**AA* | CAP**3721AL* | 987MC42060C17*** | 34200 | 35200 | 15.5 | 11.7 | 8.1 | 2.2 | 62 | 51 | 213742104
AIRQUEST | N4H7T36*K*AAA* | EA*4X37L21A* | *97CMN0601714B* | 34200 | 35200 | 15.5 | 11.7 | 8.1 | 2.2 | 62 | 51 | 213742107
HEIL | N4H7T36*K*AAA* | EA*4X37L21A* | *97CMN0601714B* | 34200 | 35200 | 15.5 | 11.7 | 8.1 | 2.2 | 62 | 51 | 213742106
BRYANT HEATING AND COOLING SYSTEMS | PH7TAN436**AA* | CAP**3721AL* | 987MC42060C17*** | 34200 | 35200 | 15.5 | 11.7 | 8.1 | 2.2 | 62 | 51 | 213742105
CARRIER | GH7TAN436**AA* | CAP**3721AL* | 59MN7C060C17**14 | 34200 | 35200 | 15.5 | 11.7 | 8.1 | 2.2 | 62 | 51 | 213742102
CARRIER | 25TPB736A**30* | CAP**3721AL* | 59MN7C060C17**14 | 34200 | 35200 | 15.5 | 11.7 | 8.1 | 2.2 | 62 | 51 | 213742101
BRYANT HEATING AND COOLING SYSTEMS | 227TAN036**AA* | CAP**3721AL* | 987MC42060C17*** | 34200 | 35200 | 15.5 | 11.7 | 8.1 | 2.2 | 62 | 51 | 213742100
KENMORE | N4H7T36*K*AAA* | EA*4X48L24A* | *97CMN0802120B* | 33400 | 34800 | 15.5 | 11.7 | 8.1 | 2.2 | 61 | 50 | 213743440
KEEPRITE | N4H7T36*K*AAA* | EA*4X48L24A* | *97CMN0802120B* | 33400 | 34800 | 15.5 | 11.7 | 8.1 | 2.2 | 61 | 50 | 213743439
DAY & NIGHT | N4H7T36*K*AAA* | EA*4X48L24A* | *97CMN0802120B* | 33400 | 34800 | 15.5 | 11.7 | 8.1 | 2.2 | 61 | 50 | 213743438
MARATHERM | N4H7T36*K*AAA* | EA*4X48L24A* | *97CMN0802120B* | 33400 | 34800 | 15.5 | 11.7 | 8.1 | 2.2 | 61 | 50 | 213743441
TEMPSTAR | N4H7T36*K*AAA* | EA*4X48L24A* | *97CMN0802120B* | 33400 | 34800 | 15.5 | 11.7 | 8.1 | 2.2 | 61 | 50 | 213743442
ARCOAIRE | N4H7T36*K*AAA* | EA*4X48L24A* | *97CMN0802120B* | 33400 | 34800 | 15.5 | 11.7 | 8.1 | 2.2 | 61 | 50 | 213743436
COMFORTMAKER | N4H7T36*K*AAA* | EA*4X48L24A* | *97CMN0802120B* | 33400 | 34800 | 15.5 | 11.7 | 8.1 | 2.2 | 61 | 50 | 213743437
AIRQUEST | N4H7T36*K*AAA* | EA*4X48L24A* | *97CMN0802120B* | 33400 | 34800 | 15.5 | 11.7 | 8.1 | 2.2 | 61 | 50 | 213743435
BRYANT HEATING AND COOLING SYSTEMS | PH7TAN436**AA* | CAP**4824AL* | 987MC60080C21*** | 33400 | 34800 | 15.5 | 11.7 | 8.1 | 2.2 | 61 | 50 | 213743433
CARRIER | GH7TAN436**AA* | CAP**4824AL* | 59MN7C080C21**20 | 33400 | 34800 | 15.5 | 11.7 | 8.1 | 2.2 | 61 | 50 | 213743430
HEIL | N4H7T36*K*AAA* | EA*4X48L24A* | *97CMN0802120B* | 33400 | 34800 | 15.5 | 11.7 | 8.1 | 2.2 | 61 | 50 | 213743434
BRYANT HEATING AND COOLING SYSTEMS | 227TAN036**AA* | CAP**4824AL* | 987MC60080C21*** | 33400 | 34800 | 15.5 | 11.7 | 8.1 | 2.2 | 61 | 50 | 213743428
BRYANT HEATING AND COOLING SYSTEMS | 227TBN036**AA* | CAP**4824AL* | 987MC60080C21*** | 33400 | 34800 | 15.5 | 11.7 | 8.1 | 2.2 | 61 | 50 | 213743431
BRYANT HEATING AND COOLING SYSTEMS | GH7TAN436**AA* | CAP**4824AL* | 987MC60080C21*** | 33400 | 34800 | 15.5 | 11.7 | 8.1 | 2.2 | 61 | 50 | 213743432
CARRIER | 25TPB736A**30* | CAP**4824AL* | 59MN7C080C21**20 | 33400 | 34800 | 15.5 | 11.7 | 8.1 | 2.2 | 61 | 50 | 213743429
MARATHERM | N4H7T36*K*AAA* | EA*4X43L21A* | *96CTN0802120B* | 34200 | 35000 | 16 | 11.7 | 8.1 | 2.22 | 62 | 50 | 213743009
TEMPSTAR | N4H7T36*K*AAA* | EA*4X43L21A* | *96CTN0802120B* | 34200 | 35000 | 16 | 11.7 | 8.1 | 2.22 | 62 | 50 | 213743010
COMFORTMAKER | N4H7T36*K*AAA* | EA*4X43L21A* | *96CTN0802120B* | 34200 | 35000 | 16 | 11.7 | 8.1 | 2.22 | 62 | 50 | 213743005
KENMORE | N4H7T36*K*AAA* | EA*4X43L21A* | *96CTN0802120B* | 34200 | 35000 | 16 | 11.7 | 8.1 | 2.22 | 62 | 50 | 213743008
DAY & NIGHT | N4H7T36*K*AAA* | EA*4X43L21A* | *96CTN0802120B* | 34200 | 35000 | 16 | 11.7 | 8.1 | 2.22 | 62 | 50 | 213743006
ARCOAIRE | N4H7T36*K*AAA* | EA*4X43L21A* | *96CTN0802120B* | 34200 | 35000 | 16 | 11.7 | 8.1 | 2.22 | 62 | 50 | 213743004
HEIL | N4H7T36*K*AAA* | EA*4X43L21A* | *96CTN0802120B* | 34200 | 35000 | 16 | 11.7 | 8.1 | 2.22 | 62 | 50 | 213743002
AIRQUEST | N4H7T36*K*AAA* | EA*4X43L21A* | *96CTN0802120B* | 34200 | 35000 | 16 | 11.7 | 8.1 | 2.22 | 62 | 50 | 213743003
KEEPRITE | N4H7T36*K*AAA* | EA*4X43L21A* | *96CTN0802120B* | 34200 | 35000 | 16 | 11.7 | 8.1 | 2.22 | 62 | 50 | 213743007
BRYANT HEATING AND COOLING SYSTEMS | 227TBN036**AA* | CAP**4321AL* | 986TD60080C21*** | 34200 | 35000 | 16 | 11.7 | 8.1 | 2.22 | 62 | 50 | 213742999
BRYANT HEATING AND COOLING SYSTEMS | 227TAN036**AA* | CAP**4321AL* | 986TD60080C21*** | 34200 | 35000 | 16 | 11.7 | 8.1 | 2.22 | 62 | 50 | 213742996
CARRIER | 25TPB736A**30* | CAP**4321AL* | 59TN6C080C21**20 | 34200 | 35000 | 16 | 11.7 | 8.1 | 2.22 | 62 | 50 | 213742997
CARRIER | GH7TAN436**AA* | CAP**4321AL* | 59TN6C080C21**20 | 34200 | 35000 | 16 | 11.7 | 8.1 | 2.22 | 62 | 50 | 213742998
BRYANT HEATING AND COOLING SYSTEMS | PH7TAN436**AA* | CAP**4321AL* | 986TD60080C21*** | 34200 | 35000 | 16 | 11.7 | 8.1 | 2.22 | 62 | 50 | 213743001
BRYANT HEATING AND COOLING SYSTEMS | GH7TAN436**AA* | CAP**4321AL* | 986TD60080C21*** | 34200 | 35000 | 16 | 11.7 | 8.1 | 2.22 | 62 | 50 | 213743000
TEMPSTAR | N4H7T36*K*AAA* | EA*4X37L21A* | *97CMN0802120B* | 34200 | 35000 | 16 | 11.7 | 8.1 | 2.22 | 62 | 50 | 213742162
KENMORE | N4H7T36*K*AAA* | EA*4X37L21A* | *97CMN0802120B* | 34200 | 35000 | 16 | 11.7 | 8.1 | 2.22 | 62 | 50 | 213742160
MARATHERM | N4H7T36*K*AAA* | EA*4X37L21A* | *97CMN0802120B* | 34200 | 35000 | 16 | 11.7 | 8.1 | 2.22 | 62 | 50 | 213742161
DAY & NIGHT | N4H7T36*K*AAA* | EA*4X37L21A* | *97CMN0802120B* | 34200 | 35000 | 16 | 11.7 | 8.1 | 2.22 | 62 | 50 | 213742158
KEEPRITE | N4H7T36*K*AAA* | EA*4X37L21A* | *97CMN0802120B* | 34200 | 35000 | 16 | 11.7 | 8.1 | 2.22 | 62 | 50 | 213742159
COMFORTMAKER | N4H7T36*K*AAA* | EA*4X37L21A* | *97CMN0802120B* | 34200 | 35000 | 16 | 11.7 | 8.1 | 2.22 | 62 | 50 | 213742157
HEIL | N4H7T36*K*AAA* | EA*4X37L21A* | *97CMN0802120B* | 34200 | 35000 | 16 | 11.7 | 8.1 | 2.22 | 62 | 50 | 213742154
ARCOAIRE | N4H7T36*K*AAA* | EA*4X37L21A* | *97CMN0802120B* | 34200 | 35000 | 16 | 11.7 | 8.1 | 2.22 | 62 | 50 | 213742156
AIRQUEST | N4H7T36*K*AAA* | EA*4X37L21A* | *97CMN0802120B* | 34200 | 35000 | 16 | 11.7 | 8.1 | 2.22 | 62 | 50 | 213742155
BRYANT HEATING AND COOLING SYSTEMS | PH7TAN436**AA* | CAP**3721AL* | 987MC60080C21*** | 34200 | 35000 | 16 | 11.7 | 8.1 | 2.22 | 62 | 50 | 213742153
BRYANT HEATING AND COOLING SYSTEMS | GH7TAN436**AA* | CAP**3721AL* | 987MC60080C21*** | 34200 | 35000 | 16 | 11.7 | 8.1 | 2.22 | 62 | 50 | 213742152
BRYANT HEATING AND COOLING SYSTEMS | 227TBN036**AA* | CAP**3721AL* | 987MC60080C21*** | 34200 | 35000 | 16 | 11.7 | 8.1 | 2.22 | 62 | 50 | 213742151
CARRIER | 25TPB736A**30* | CAP**3721AL* | 59MN7C080C21**20 | 34200 | 35000 | 16 | 11.7 | 8.1 | 2.22 | 62 | 50 | 213742149
CARRIER | GH7TAN436**AA* | CAP**3721AL* | 59MN7C080C21**20 | 34200 | 35000 | 16 | 11.7 | 8.1 | 2.22 | 62 | 50 | 213742150
BRYANT HEATING AND COOLING SYSTEMS | 227TAN036**AA* | CAP**3721AL* | 987MC60080C21*** | 34200 | 35000 | 16 | 11.7 | 8.1 | 2.22 | 62 | 50 | 213742148
MARATHERM | N4H7T36*K*AAA* | EA*4X37L21A* | *96CTN0802120B* | 34200 | 35000 | 16 | 11.7 | 8.1 | 2.22 | 62 | 50 | 213742225
KENMORE | N4H7T36*K*AAA* | EA*4X37L21A* | *96CTN0802120B* | 34200 | 35000 | 16 | 11.7 | 8.1 | 2.22 | 62 | 50 | 213742224
TEMPSTAR | N4H7T36*K*AAA* | EA*4X37L21A* | *96CTN0802120B* | 34200 | 35000 | 16 | 11.7 | 8.1 | 2.22 | 62 | 50 | 213742226
DAY & NIGHT | N4H7T36*K*AAA* | EA*4X37L21A* | *96CTN0802120B* | 34200 | 35000 | 16 | 11.7 | 8.1 | 2.22 | 62 | 50 | 213742222
KEEPRITE | N4H7T36*K*AAA* | EA*4X37L21A* | *96CTN0802120B* | 34200 | 35000 | 16 | 11.7 | 8.1 | 2.22 | 62 | 50 | 213742223
COMFORTMAKER | N4H7T36*K*AAA* | EA*4X37L21A* | *96CTN0802120B* | 34200 | 35000 | 16 | 11.7 | 8.1 | 2.22 | 62 | 50 | 213742221
BRYANT HEATING AND COOLING SYSTEMS | GH7TAN436**AA* | CAP**3721AL* | 986TD60080C21*** | 34200 | 35000 | 16 | 11.7 | 8.1 | 2.22 | 62 | 50 | 213742216
AIRQUEST | N4H7T36*K*AAA* | EA*4X37L21A* | *96CTN0802120B* | 34200 | 35000 | 16 | 11.7 | 8.1 | 2.22 | 62 | 50 | 213742219
ARCOAIRE | N4H7T36*K*AAA* | EA*4X37L21A* | *96CTN0802120B* | 34200 | 35000 | 16 | 11.7 | 8.1 | 2.22 | 62 | 50 | 213742220
HEIL | N4H7T36*K*AAA* | EA*4X37L21A* | *96CTN0802120B* | 34200 | 35000 | 16 | 11.7 | 8.1 | 2.22 | 62 | 50 | 213742218
BRYANT HEATING AND COOLING SYSTEMS | PH7TAN436**AA* | CAP**3721AL* | 986TD60080C21*** | 34200 | 35000 | 16 | 11.7 | 8.1 | 2.22 | 62 | 50 | 213742217
BRYANT HEATING AND COOLING SYSTEMS | 227TBN036**AA* | CAP**3721AL* | 986TD60080C21*** | 34200 | 35000 | 16 | 11.7 | 8.1 | 2.22 | 62 | 50 | 213742215
BRYANT HEATING AND COOLING SYSTEMS | 227TAN036**AA* | CAP**3721AL* | 986TD60080C21*** | 34200 | 35000 | 16 | 11.7 | 8.1 | 2.22 | 62 | 50 | 213742212
CARRIER | 25TPB736A**30* | CAP**3721AL* | 59TN6C080C21**20 | 34200 | 35000 | 16 | 11.7 | 8.1 | 2.22 | 62 | 50 | 213742213
CARRIER | GH7TAN436**AA* | CAP**3721AL* | 59TN6C080C21**20 | 34200 | 35000 | 16 | 11.7 | 8.1 | 2.22 | 62 | 50 | 213742214
MARATHERM | N4H7T60*K*AAA* | EA*4X61L21A* | *97CMN1002122B* | 54500 | 58000 | 15.5 | 11.7 | 8.1 | 2.24 | 64 | 51 | 213749274
TEMPSTAR | N4H7T60*K*AAA* | EA*4X61L21A* | *97CMN1002122B* | 54500 | 58000 | 15.5 | 11.7 | 8.1 | 2.24 | 64 | 51 | 213749275
KENMORE | N4H7T60*K*AAA* | EA*4X61L21A* | *97CMN1002122B* | 54500 | 58000 | 15.5 | 11.7 | 8.1 | 2.24 | 64 | 51 | 213749273
DAY & NIGHT | N4H7T60*K*AAA* | EA*4X61L21A* | *97CMN1002122B* | 54500 | 58000 | 15.5 | 11.7 | 8.1 | 2.24 | 64 | 51 | 213749271
COMFORTMAKER | N4H7T60*K*AAA* | EA*4X61L21A* | *97CMN1002122B* | 54500 | 58000 | 15.5 | 11.7 | 8.1 | 2.24 | 64 | 51 | 213749270
KEEPRITE | N4H7T60*K*AAA* | EA*4X61L21A* | *97CMN1002122B* | 54500 | 58000 | 15.5 | 11.7 | 8.1 | 2.24 | 64 | 51 | 213749272
ARCOAIRE | N4H7T60*K*AAA* | EA*4X61L21A* | *97CMN1002122B* | 54500 | 58000 | 15.5 | 11.7 | 8.1 | 2.24 | 64 | 51 | 213749269
HEIL | N4H7T60*K*AAA* | EA*4X61L21A* | *97CMN1002122B* | 54500 | 58000 | 15.5 | 11.7 | 8.1 | 2.24 | 64 | 51 | 213749267
AIRQUEST | N4H7T60*K*AAA* | EA*4X61L21A* | *97CMN1002122B* | 54500 | 58000 | 15.5 | 11.7 | 8.1 | 2.24 | 64 | 51 | 213749268
BRYANT HEATING AND COOLING SYSTEMS | GH7TAN460**AA* | CAP**6121AL* | 987MC66100C21*** | 54500 | 58000 | 15.5 | 11.7 | 8.1 | 2.24 | 64 | 51 | 213749265
BRYANT HEATING AND COOLING SYSTEMS | PH7TAN460**AA* | CAP**6121AL* | 987MC66100C21*** | 54500 | 58000 | 15.5 | 11.7 | 8.1 | 2.24 | 64 | 51 | 213749266
CARRIER | GH7TAN460**AA* | CAP**6121AL* | 59MN7C100C21**22 | 54500 | 58000 | 15.5 | 11.7 | 8.1 | 2.24 | 64 | 51 | 213749263
CARRIER | 25TPB760A**30* | CAP**6121AL* | 59MN7C100C21**22 | 54500 | 58000 | 15.5 | 11.7 | 8.1 | 2.24 | 64 | 51 | 213749262
BRYANT HEATING AND COOLING SYSTEMS | 227TBN060**AA* | CAP**6121AL* | 987MC66100C21*** | 54500 | 58000 | 15.5 | 11.7 | 8.1 | 2.24 | 64 | 51 | 213749264
BRYANT HEATING AND COOLING SYSTEMS | 227TAN060**AA* | CAP**6121AL* | 987MC66100C21*** | 54500 | 58000 | 15.5 | 11.7 | 8.1 | 2.24 | 64 | 51 | 213749261
TEMPSTAR | N4H7T36*K*AAA* | EA*4X48L24A* | *96CTN0802120B* | 33400 | 34600 | 15.5 | 11.7 | 8.1 | 2.2 | 62 | 50 | 213743490
KENMORE | N4H7T36*K*AAA* | EA*4X48L24A* | *96CTN0802120B* | 33400 | 34600 | 15.5 | 11.7 | 8.1 | 2.2 | 62 | 50 | 213743488
KEEPRITE | N4H7T36*K*AAA* | EA*4X48L24A* | *96CTN0802120B* | 33400 | 34600 | 15.5 | 11.7 | 8.1 | 2.2 | 62 | 50 | 213743487
ARCOAIRE | N4H7T36*K*AAA* | EA*4X48L24A* | *96CTN0802120B* | 33400 | 34600 | 15.5 | 11.7 | 8.1 | 2.2 | 62 | 50 | 213743484
MARATHERM | N4H7T36*K*AAA* | EA*4X48L24A* | *96CTN0802120B* | 33400 | 34600 | 15.5 | 11.7 | 8.1 | 2.2 | 62 | 50 | 213743489
DAY & NIGHT | N4H7T36*K*AAA* | EA*4X48L24A* | *96CTN0802120B* | 33400 | 34600 | 15.5 | 11.7 | 8.1 | 2.2 | 62 | 50 | 213743486
COMFORTMAKER | N4H7T36*K*AAA* | EA*4X48L24A* | *96CTN0802120B* | 33400 | 34600 | 15.5 | 11.7 | 8.1 | 2.2 | 62 | 50 | 213743485
BRYANT HEATING AND COOLING SYSTEMS | GH7TAN436**AA* | CAP**4824AL* | 986TD60080C21*** | 33400 | 34600 | 15.5 | 11.7 | 8.1 | 2.2 | 62 | 50 | 213743480
HEIL | N4H7T36*K*AAA* | EA*4X48L24A* | *96CTN0802120B* | 33400 | 34600 | 15.5 | 11.7 | 8.1 | 2.2 | 62 | 50 | 213743482
BRYANT HEATING AND COOLING SYSTEMS | 227TBN036**AA* | CAP**4824AL* | 986TD60080C21*** | 33400 | 34600 | 15.5 | 11.7 | 8.1 | 2.2 | 62 | 50 | 213743479
AIRQUEST | N4H7T36*K*AAA* | EA*4X48L24A* | *96CTN0802120B* | 33400 | 34600 | 15.5 | 11.7 | 8.1 | 2.2 | 62 | 50 | 213743483
BRYANT HEATING AND COOLING SYSTEMS | PH7TAN436**AA* | CAP**4824AL* | 986TD60080C21*** | 33400 | 34600 | 15.5 | 11.7 | 8.1 | 2.2 | 62 | 50 | 213743481
CARRIER | GH7TAN436**AA* | CAP**4824AL* | 59TN6C080C21**20 | 33400 | 34600 | 15.5 | 11.7 | 8.1 | 2.2 | 62 | 50 | 213743478
CARRIER | 25TPB736A**30* | CAP**4824AL* | 59TN6C080C21**20 | 33400 | 34600 | 15.5 | 11.7 | 8.1 | 2.2 | 62 | 50 | 213743477
BRYANT HEATING AND COOLING SYSTEMS | 227TAN036**AA* | CAP**4824AL* | 986TD60080C21*** | 33400 | 34600 | 15.5 | 11.7 | 8.1 | 2.2 | 62 | 50 | 213743476
MARATHERM | N4H7T24*K*AAA* | EA*4X37L21A* | *96CTN0601714B* | 23000 | 24200 | 16.5 | 12.5 | 8.1 | 2.34 | 60 | 45 | 213753936
KENMORE | N4H7T24*K*AAA* | EA*4X37L21A* | *96CTN0601714B* | 23000 | 24200 | 16.5 | 12.5 | 8.1 | 2.34 | 60 | 45 | 213753934
DAY & NIGHT | N4H7T24*K*AAA* | EA*4X37L21A* | *96CTN0601714B* | 23000 | 24200 | 16.5 | 12.5 | 8.1 | 2.34 | 60 | 45 | 213753931
KEEPRITE | N4H7T24*K*AAA* | EA*4X37L21A* | *96CTN0601714B* | 23000 | 24200 | 16.5 | 12.5 | 8.1 | 2.34 | 60 | 45 | 213753933
ARCOAIRE | N4H7T24*K*AAA* | EA*4X37L21A* | *96CTN0601714B* | 23000 | 24200 | 16.5 | 12.5 | 8.1 | 2.34 | 60 | 45 | 213753928
COMFORTMAKER | N4H7T24*K*AAA* | EA*4X37L21A* | *96CTN0601714B* | 23000 | 24200 | 16.5 | 12.5 | 8.1 | 2.34 | 60 | 45 | 213753929
AIRQUEST | N4H7T24*K*AAA* | EA*4X37L21A* | *96CTN0601714B* | 23000 | 24200 | 16.5 | 12.5 | 8.1 | 2.34 | 60 | 45 | 213753926
HEIL | N4H7T24*K*AAA* | EA*4X37L21A* | *96CTN0601714B* | 23000 | 24200 | 16.5 | 12.5 | 8.1 | 2.34 | 60 | 45 | 213753925
BRYANT HEATING AND COOLING SYSTEMS | PH7TAN424**AA* | CAP**3721AL* | 986TD42060C17*** | 23000 | 24200 | 16.5 | 12.5 | 8.1 | 2.34 | 60 | 45 | 213753923
BRYANT HEATING AND COOLING SYSTEMS | GH7TAN424**AA* | CAP**3721AL* | 986TD42060C17*** | 23000 | 24200 | 16.5 | 12.5 | 8.1 | 2.34 | 60 | 45 | 213753922
CARRIER | 25TPB724A**30* | CAP**3721AL* | 59TN6C060C17**14 | 23000 | 24200 | 16.5 | 12.5 | 8.1 | 2.34 | 60 | 45 | 213753917
BRYANT HEATING AND COOLING SYSTEMS | 227TBN024**AA* | CAP**3721AL* | 986TD42060C17*** | 23000 | 24200 | 16.5 | 12.5 | 8.1 | 2.34 | 60 | 45 | 213753920
CARRIER | GH7TAN424**AA* | CAP**3721AL* | 59TN6C060C17**14 | 23000 | 24200 | 16.5 | 12.5 | 8.1 | 2.34 | 60 | 45 | 213753918
BRYANT HEATING AND COOLING SYSTEMS | 227TAN024**AA* | CAP**3721AL* | 986TD42060C17*** | 23000 | 24200 | 16.5 | 12.5 | 8.1 | 2.34 | 60 | 45 | 213753915
TEMPSTAR | N4H7T24*K*AAA* | EA*4X37L21A* | *97CMN0801714B* | 22800 | 24000 | 16.5 | 12.5 | 8.1 | 2.32 | 60 | 45 | 213753912
MARATHERM | N4H7T24*K*AAA* | EA*4X37L21A* | *97CMN0801714B* | 22800 | 24000 | 16.5 | 12.5 | 8.1 | 2.32 | 60 | 45 | 213753910
KENMORE | N4H7T24*K*AAA* | EA*4X37L21A* | *97CMN0801714B* | 22800 | 24000 | 16.5 | 12.5 | 8.1 | 2.32 | 60 | 45 | 213753909
KEEPRITE | N4H7T24*K*AAA* | EA*4X37L21A* | *97CMN0801714B* | 22800 | 24000 | 16.5 | 12.5 | 8.1 | 2.32 | 60 | 45 | 213753907
DAY & NIGHT | N4H7T24*K*AAA* | EA*4X37L21A* | *97CMN0801714B* | 22800 | 24000 | 16.5 | 12.5 | 8.1 | 2.32 | 60 | 45 | 213753905
COMFORTMAKER | N4H7T24*K*AAA* | EA*4X37L21A* | *97CMN0801714B* | 22800 | 24000 | 16.5 | 12.5 | 8.1 | 2.32 | 60 | 45 | 213753904
ARCOAIRE | N4H7T24*K*AAA* | EA*4X37L21A* | *97CMN0801714B* | 22800 | 24000 | 16.5 | 12.5 | 8.1 | 2.32 | 60 | 45 | 213753902
HEIL | N4H7T24*K*AAA* | EA*4X37L21A* | *97CMN0801714B* | 22800 | 24000 | 16.5 | 12.5 | 8.1 | 2.32 | 60 | 45 | 213753899
AIRQUEST | N4H7T24*K*AAA* | EA*4X37L21A* | *97CMN0801714B* | 22800 | 24000 | 16.5 | 12.5 | 8.1 | 2.32 | 60 | 45 | 213753900
BRYANT HEATING AND COOLING SYSTEMS | PH7TAN424**AA* | CAP**3721AL* | 987MC42080C17*** | 22800 | 24000 | 16.5 | 12.5 | 8.1 | 2.32 | 60 | 45 | 213753897
BRYANT HEATING AND COOLING SYSTEMS | GH7TAN424**AA* | CAP**3721AL* | 987MC42080C17*** | 22800 | 24000 | 16.5 | 12.5 | 8.1 | 2.32 | 60 | 45 | 213753895
BRYANT HEATING AND COOLING SYSTEMS | 227TBN024**AA* | CAP**3721AL* | 987MC42080C17*** | 22800 | 24000 | 16.5 | 12.5 | 8.1 | 2.32 | 60 | 45 | 213753894
CARRIER | GH7TAN424**AA* | CAP**3721AL* | 59MN7C080C17**14 | 22800 | 24000 | 16.5 | 12.5 | 8.1 | 2.32 | 60 | 45 | 213753892
CARRIER | 25TPB724A**30* | CAP**3721AL* | 59MN7C080C17**14 | 22800 | 24000 | 16.5 | 12.5 | 8.1 | 2.32 | 60 | 45 | 213753890
BRYANT HEATING AND COOLING SYSTEMS | 227TAN024**AA* | CAP**3721AL* | 987MC42080C17*** | 22800 | 24000 | 16.5 | 12.5 | 8.1 | 2.32 | 60 | 45 | 213753889
TEMPSTAR | N4H7T24*K*AAA* | EA*4X37L21A* | *97CMN0601714B* | 22800 | 24000 | 16.5 | 12.5 | 8.1 | 2.32 | 60 | 45 | 213753886
MARATHERM | N4H7T24*K*AAA* | EA*4X37L21A* | *97CMN0601714B* | 22800 | 24000 | 16.5 | 12.5 | 8.1 | 2.32 | 60 | 45 | 213753884
KENMORE | N4H7T24*K*AAA* | EA*4X37L21A* | *97CMN0601714B* | 22800 | 24000 | 16.5 | 12.5 | 8.1 | 2.32 | 60 | 45 | 213753882
KEEPRITE | N4H7T24*K*AAA* | EA*4X37L21A* | *97CMN0601714B* | 22800 | 24000 | 16.5 | 12.5 | 8.1 | 2.32 | 60 | 45 | 213753881
DAY & NIGHT | N4H7T24*K*AAA* | EA*4X37L21A* | *97CMN0601714B* | 22800 | 24000 | 16.5 | 12.5 | 8.1 | 2.32 | 60 | 45 | 213753879
ARCOAIRE | N4H7T24*K*AAA* | EA*4X37L21A* | *97CMN0601714B* | 22800 | 24000 | 16.5 | 12.5 | 8.1 | 2.32 | 60 | 45 | 213753876
COMFORTMAKER | N4H7T24*K*AAA* | EA*4X37L21A* | *97CMN0601714B* | 22800 | 24000 | 16.5 | 12.5 | 8.1 | 2.32 | 60 | 45 | 213753877
AIRQUEST | N4H7T24*K*AAA* | EA*4X37L21A* | *97CMN0601714B* | 22800 | 24000 | 16.5 | 12.5 | 8.1 | 2.32 | 60 | 45 | 213753874
HEIL | N4H7T24*K*AAA* | EA*4X37L21A* | *97CMN0601714B* | 22800 | 24000 | 16.5 | 12.5 | 8.1 | 2.32 | 60 | 45 | 213753873
BRYANT HEATING AND COOLING SYSTEMS | PH7TAN424**AA* | CAP**3721AL* | 987MC42060C17*** | 22800 | 24000 | 16.5 | 12.5 | 8.1 | 2.32 | 60 | 45 | 213753871
BRYANT HEATING AND COOLING SYSTEMS | GH7TAN424**AA* | CAP**3721AL* | 987MC42060C17*** | 22800 | 24000 | 16.5 | 12.5 | 8.1 | 2.32 | 60 | 45 | 213753870
BRYANT HEATING AND COOLING SYSTEMS | 227TBN024**AA* | CAP**3721AL* | 987MC42060C17*** | 22800 | 24000 | 16.5 | 12.5 | 8.1 | 2.32 | 60 | 45 | 213753868
CARRIER | GH7TAN424**AA* | CAP**3721AL* | 59MN7C060C17**14 | 22800 | 24000 | 16.5 | 12.5 | 8.1 | 2.32 | 60 | 45 | 213753866
CARRIER | 25TPB724A**30* | CAP**3721AL* | 59MN7C060C17**14 | 22800 | 24000 | 16.5 | 12.5 | 8.1 | 2.32 | 60 | 45 | 213753865
BRYANT HEATING AND COOLING SYSTEMS | 227TAN024**AA* | CAP**3721AL* | 987MC42060C17*** | 22800 | 24000 | 16.5 | 12.5 | 8.1 | 2.32 | 60 | 45 | 213753863
MARATHERM | N4H7T24*K*AAA* | EA*4X37L21A* | *95CSU0601716B* | 23000 | 24000 | 16.5 | 12.5 | 8.1 | 2.34 | 60 | 45 | 213753858
TEMPSTAR | N4H7T24*K*AAA* | EA*4X37L21A* | *95CSU0601716B* | 23000 | 24000 | 16.5 | 12.5 | 8.1 | 2.34 | 60 | 45 | 213753860
KENMORE | N4H7T24*K*AAA* | EA*4X37L21A* | *95CSU0601716B* | 23000 | 24000 | 16.5 | 12.5 | 8.1 | 2.34 | 60 | 45 | 213753856
KEEPRITE | N4H7T24*K*AAA* | EA*4X37L21A* | *95CSU0601716B* | 23000 | 24000 | 16.5 | 12.5 | 8.1 | 2.34 | 60 | 45 | 213753855
DAY & NIGHT | N4H7T24*K*AAA* | EA*4X37L21A* | *95CSU0601716B* | 23000 | 24000 | 16.5 | 12.5 | 8.1 | 2.34 | 60 | 45 | 213753853
COMFORTMAKER | N4H7T24*K*AAA* | EA*4X37L21A* | *95CSU0601716B* | 23000 | 24000 | 16.5 | 12.5 | 8.1 | 2.34 | 60 | 45 | 213753851
ARCOAIRE | N4H7T24*K*AAA* | EA*4X37L21A* | *95CSU0601716B* | 23000 | 24000 | 16.5 | 12.5 | 8.1 | 2.34 | 60 | 45 | 213753850
AIRQUEST | N4H7T24*K*AAA* | EA*4X37L21A* | *95CSU0601716B* | 23000 | 24000 | 16.5 | 12.5 | 8.1 | 2.34 | 60 | 45 | 213753848
HEIL | N4H7T24*K*AAA* | EA*4X37L21A* | *95CSU0601716B* | 23000 | 24000 | 16.5 | 12.5 | 8.1 | 2.34 | 60 | 45 | 213753846
BRYANT HEATING AND COOLING SYSTEMS | PH7TAN424**AA* | CAP**3721AL* | 935CB48060C17*** | 23000 | 24000 | 16.5 | 12.5 | 8.1 | 2.34 | 60 | 45 | 213753845
BRYANT HEATING AND COOLING SYSTEMS | GH7TAN424**AA* | CAP**3721AL* | 935CB48060C17*** | 23000 | 24000 | 16.5 | 12.5 | 8.1 | 2.34 | 60 | 45 | 213753843
BRYANT HEATING AND COOLING SYSTEMS | 227TBN024**AA* | CAP**3721AL* | 935CB48060C17*** | 23000 | 24000 | 16.5 | 12.5 | 8.1 | 2.34 | 60 | 45 | 213753841
CARRIER | GH7TAN424**AA* | CAP**3721AL* | 59CU5B060C17**16 | 23000 | 24000 | 16.5 | 12.5 | 8.1 | 2.34 | 60 | 45 | 213753840
BRYANT HEATING AND COOLING SYSTEMS | 227TAN024**AA* | CAP**3721AL* | 935CB48060C17*** | 23000 | 24000 | 16.5 | 12.5 | 8.1 | 2.34 | 60 | 45 | 213753837
CARRIER | 25TPB724A**30* | CAP**3721AL* | 59CU5B060C17**16 | 23000 | 24000 | 16.5 | 12.5 | 8.1 | 2.34 | 60 | 45 | 213753838
CARRIER | GH7TAN424**AA* | CAP**3721AL* | 58TN*B070C17**16 | 23200 | 24200 | 16 | 13 | 8.1 | 2.34 | 60 | 45 | 213753787
CARRIER | 25TPB724A**30* | CAP**3721AL* | 58TN*B070C17**16 | 23200 | 24200 | 16 | 13 | 8.1 | 2.34 | 60 | 45 | 213753785
BRYANT HEATING AND COOLING SYSTEMS | 227TAN024**AA* | CAP**3721AL* | 88*TB48070C17*** | 23200 | 24200 | 16 | 13 | 8.1 | 2.34 | 60 | 45 | 213753784
TEMPSTAR | N4H7T24*K*AAA* | EA*4X37L21A* | *80CTL0451712B* | 23000 | 24200 | 16.5 | 12.5 | 8.1 | 2.32 | 60 | 45 | 213753780
MARATHERM | N4H7T24*K*AAA* | EA*4X37L21A* | *80CTL0451712B* | 23000 | 24200 | 16.5 | 12.5 | 8.1 | 2.32 | 60 | 45 | 213753779
DAY & NIGHT | N4H7T24*K*AAA* | EA*4X37L21A* | *80CTL0451712B* | 23000 | 24200 | 16.5 | 12.5 | 8.1 | 2.32 | 60 | 45 | 213753774
KENMORE | N4H7T24*K*AAA* | EA*4X37L21A* | *80CTL0451712B* | 23000 | 24200 | 16.5 | 12.5 | 8.1 | 2.32 | 60 | 45 | 213753777
KEEPRITE | N4H7T24*K*AAA* | EA*4X37L21A* | *80CTL0451712B* | 23000 | 24200 | 16.5 | 12.5 | 8.1 | 2.32 | 60 | 45 | 213753775
COMFORTMAKER | N4H7T24*K*AAA* | EA*4X37L21A* | *80CTL0451712B* | 23000 | 24200 | 16.5 | 12.5 | 8.1 | 2.32 | 60 | 45 | 213753772
ARCOAIRE | N4H7T24*K*AAA* | EA*4X37L21A* | *80CTL0451712B* | 23000 | 24200 | 16.5 | 12.5 | 8.1 | 2.32 | 60 | 45 | 213753770
AIRQUEST | N4H7T24*K*AAA* | EA*4X37L21A* | *80CTL0451712B* | 23000 | 24200 | 16.5 | 12.5 | 8.1 | 2.32 | 60 | 45 | 213753769
HEIL | N4H7T24*K*AAA* | EA*4X37L21A* | *80CTL0451712B* | 23000 | 24200 | 16.5 | 12.5 | 8.1 | 2.32 | 60 | 45 | 213753767
BRYANT HEATING AND COOLING SYSTEMS | PH7TAN424**AA* | CAP**3721AL* | 88*TB36045C17*** | 23000 | 24200 | 16.5 | 12.5 | 8.1 | 2.32 | 60 | 45 | 213753765
BRYANT HEATING AND COOLING SYSTEMS | GH7TAN424**AA* | CAP**3721AL* | 88*TB36045C17*** | 23000 | 24200 | 16.5 | 12.5 | 8.1 | 2.32 | 60 | 45 | 213753764
BRYANT HEATING AND COOLING SYSTEMS | 227TBN024**AA* | CAP**3721AL* | 88*TB36045C17*** | 23000 | 24200 | 16.5 | 12.5 | 8.1 | 2.32 | 60 | 45 | 213753762
BRYANT HEATING AND COOLING SYSTEMS | 227TAN024**AA* | CAP**3721AL* | 88*TB36045C17*** | 23000 | 24200 | 16.5 | 12.5 | 8.1 | 2.32 | 60 | 45 | 213753757
CARRIER | GH7TAN424**AA* | CAP**3721AL* | 58TN*B045C17**12 | 23000 | 24200 | 16.5 | 12.5 | 8.1 | 2.32 | 60 | 45 | 213753761
CARRIER | 25TPB724A**30* | CAP**3721AL* | 58TN*B045C17**12 | 23000 | 24200 | 16.5 | 12.5 | 8.1 | 2.32 | 60 | 45 | 213753759
TEMPSTAR | N4H7T24*K*AAA* | EA*4X37L17A* | *96CTN0801714B* | 22800 | 24000 | 16.5 | 12.5 | 8.1 | 2.3 | 60 | 45 | 213753754
MARATHERM | N4H7T24*K*AAA* | EA*4X37L17A* | *96CTN0801714B* | 22800 | 24000 | 16.5 | 12.5 | 8.1 | 2.3 | 60 | 45 | 213753752
KENMORE | N4H7T24*K*AAA* | EA*4X37L17A* | *96CTN0801714B* | 22800 | 24000 | 16.5 | 12.5 | 8.1 | 2.3 | 60 | 45 | 213753751
KEEPRITE | N4H7T24*K*AAA* | EA*4X37L17A* | *96CTN0801714B* | 22800 | 24000 | 16.5 | 12.5 | 8.1 | 2.3 | 60 | 45 | 213753749
DAY & NIGHT | N4H7T24*K*AAA* | EA*4X37L17A* | *96CTN0801714B* | 22800 | 24000 | 16.5 | 12.5 | 8.1 | 2.3 | 60 | 45 | 213753747
COMFORTMAKER | N4H7T24*K*AAA* | EA*4X37L17A* | *96CTN0801714B* | 22800 | 24000 | 16.5 | 12.5 | 8.1 | 2.3 | 60 | 45 | 213753746
ARCOAIRE | N4H7T24*K*AAA* | EA*4X37L17A* | *96CTN0801714B* | 22800 | 24000 | 16.5 | 12.5 | 8.1 | 2.3 | 60 | 45 | 213753744
AIRQUEST | N4H7T24*K*AAA* | EA*4X37L17A* | *96CTN0801714B* | 22800 | 24000 | 16.5 | 12.5 | 8.1 | 2.3 | 60 | 45 | 213753742
HEIL | N4H7T24*K*AAA* | EA*4X37L17A* | *96CTN0801714B* | 22800 | 24000 | 16.5 | 12.5 | 8.1 | 2.3 | 60 | 45 | 213753741
BRYANT HEATING AND COOLING SYSTEMS | PH7TAN424**AA* | CAP**3717AL* | 986TD42080C17*** | 22800 | 24000 | 16.5 | 12.5 | 8.1 | 2.3 | 60 | 45 | 213753739
BRYANT HEATING AND COOLING SYSTEMS | 227TBN024**AA* | CAP**3717AL* | 986TD42080C17*** | 22800 | 24000 | 16.5 | 12.5 | 8.1 | 2.3 | 60 | 45 | 213753736
BRYANT HEATING AND COOLING SYSTEMS | GH7TAN424**AA* | CAP**3717AL* | 986TD42080C17*** | 22800 | 24000 | 16.5 | 12.5 | 8.1 | 2.3 | 60 | 45 | 213753737
TEMPSTAR | N4H7T24*K*AAA* | EA*4X36L21A* | *95CSU0601716B* | 22400 | 23600 | 16 | 12 | 8.1 | 2.26 | 60 | 44 | 213753385
MARATHERM | N4H7T24*K*AAA* | EA*4X36L21A* | *95CSU0601716B* | 22400 | 23600 | 16 | 12 | 8.1 | 2.26 | 60 | 44 | 213753383
KENMORE | N4H7T24*K*AAA* | EA*4X36L21A* | *95CSU0601716B* | 22400 | 23600 | 16 | 12 | 8.1 | 2.26 | 60 | 44 | 213753382
KEEPRITE | N4H7T24*K*AAA* | EA*4X36L21A* | *95CSU0601716B* | 22400 | 23600 | 16 | 12 | 8.1 | 2.26 | 60 | 44 | 213753380
DAY & NIGHT | N4H7T24*K*AAA* | EA*4X36L21A* | *95CSU0601716B* | 22400 | 23600 | 16 | 12 | 8.1 | 2.26 | 60 | 44 | 213753378
COMFORTMAKER | N4H7T24*K*AAA* | EA*4X36L21A* | *95CSU0601716B* | 22400 | 23600 | 16 | 12 | 8.1 | 2.26 | 60 | 44 | 213753377
ARCOAIRE | N4H7T24*K*AAA* | EA*4X36L21A* | *95CSU0601716B* | 22400 | 23600 | 16 | 12 | 8.1 | 2.26 | 60 | 44 | 213753375
HEIL | N4H7T24*K*AAA* | EA*4X36L21A* | *95CSU0601716B* | 22400 | 23600 | 16 | 12 | 8.1 | 2.26 | 60 | 44 | 213753372
BRYANT HEATING AND COOLING SYSTEMS | PH7TAN424**AA* | CAP**3621AL* | 935CB48060C17*** | 22400 | 23600 | 16 | 12 | 8.1 | 2.26 | 60 | 44 | 213753370
AIRQUEST | N4H7T24*K*AAA* | EA*4X36L21A* | *95CSU0601716B* | 22400 | 23600 | 16 | 12 | 8.1 | 2.26 | 60 | 44 | 213753373
BRYANT HEATING AND COOLING SYSTEMS | GH7TAN424**AA* | CAP**3621AL* | 935CB48060C17*** | 22400 | 23600 | 16 | 12 | 8.1 | 2.26 | 60 | 44 | 213753369
BRYANT HEATING AND COOLING SYSTEMS | 227TBN024**AA* | CAP**3621AL* | 935CB48060C17*** | 22400 | 23600 | 16 | 12 | 8.1 | 2.26 | 60 | 44 | 213753367
CARRIER | GH7TAN424**AA* | CAP**3621AL* | 59CU5B060C17**16 | 22400 | 23600 | 16 | 12 | 8.1 | 2.26 | 60 | 44 | 213753365
BRYANT HEATING AND COOLING SYSTEMS | 227TAN024**AA* | CAP**3621AL* | 935CB48060C17*** | 22400 | 23600 | 16 | 12 | 8.1 | 2.26 | 60 | 44 | 213753362
CARRIER | 25TPB724A**30* | CAP**3621AL* | 59CU5B060C17**16 | 22400 | 23600 | 16 | 12 | 8.1 | 2.26 | 60 | 44 | 213753364
BRYANT HEATING AND COOLING SYSTEMS | GH7TAN424**AA* | CAP**2517AL* | 987MC42080C17*** | 22800 | 24000 | 16.5 | 12.5 | 8.1 | 2.32 | 60 | 44 | 213752616
BRYANT HEATING AND COOLING SYSTEMS | 227TBN024**AA* | CAP**2517AL* | 987MC42080C17*** | 22800 | 24000 | 16.5 | 12.5 | 8.1 | 2.32 | 60 | 44 | 213752615
CARRIER | GH7TAN424**AA* | CAP**2517AL* | 59MN7C080C17**14 | 22800 | 24000 | 16.5 | 12.5 | 8.1 | 2.32 | 60 | 44 | 213752613
CARRIER | 25TPB724A**30* | CAP**2517AL* | 59MN7C080C17**14 | 22800 | 24000 | 16.5 | 12.5 | 8.1 | 2.32 | 60 | 44 | 213752611
BRYANT HEATING AND COOLING SYSTEMS | 227TAN024**AA* | CAP**2517AL* | 987MC42080C17*** | 22800 | 24000 | 16.5 | 12.5 | 8.1 | 2.32 | 60 | 44 | 213752610
TEMPSTAR | N4H7T24*K*AAA* | EA*4X25L17A* | *97CMN0601714B* | 22800 | 24000 | 16.5 | 12 | 8.1 | 2.3 | 60 | 45 | 213752607
MARATHERM | N4H7T24*K*AAA* | EA*4X25L17A* | *97CMN0601714B* | 22800 | 24000 | 16.5 | 12 | 8.1 | 2.3 | 60 | 45 | 213752605
KENMORE | N4H7T24*K*AAA* | EA*4X25L17A* | *97CMN0601714B* | 22800 | 24000 | 16.5 | 12 | 8.1 | 2.3 | 60 | 45 | 213752604
KEEPRITE | N4H7T24*K*AAA* | EA*4X25L17A* | *97CMN0601714B* | 22800 | 24000 | 16.5 | 12 | 8.1 | 2.3 | 60 | 45 | 213752602
COMFORTMAKER | N4H7T24*K*AAA* | EA*4X25L17A* | *97CMN0601714B* | 22800 | 24000 | 16.5 | 12 | 8.1 | 2.3 | 60 | 45 | 213752599
DAY & NIGHT | N4H7T24*K*AAA* | EA*4X25L17A* | *97CMN0601714B* | 22800 | 24000 | 16.5 | 12 | 8.1 | 2.3 | 60 | 45 | 213752600
AIRQUEST | N4H7T24*K*AAA* | EA*4X25L17A* | *97CMN0601714B* | 22800 | 24000 | 16.5 | 12 | 8.1 | 2.3 | 60 | 45 | 213752595
ARCOAIRE | N4H7T24*K*AAA* | EA*4X25L17A* | *97CMN0601714B* | 22800 | 24000 | 16.5 | 12 | 8.1 | 2.3 | 60 | 45 | 213752597
HEIL | N4H7T24*K*AAA* | EA*4X25L17A* | *97CMN0601714B* | 22800 | 24000 | 16.5 | 12 | 8.1 | 2.3 | 60 | 45 | 213752594
BRYANT HEATING AND COOLING SYSTEMS | PH7TAN424**AA* | CAP**2517AL* | 987MC42060C17*** | 22800 | 24000 | 16.5 | 12 | 8.1 | 2.3 | 60 | 45 | 213752592
BRYANT HEATING AND COOLING SYSTEMS | GH7TAN424**AA* | CAP**2517AL* | 987MC42060C17*** | 22800 | 24000 | 16.5 | 12 | 8.1 | 2.3 | 60 | 45 | 213752590
BRYANT HEATING AND COOLING SYSTEMS | 227TBN024**AA* | CAP**2517AL* | 987MC42060C17*** | 22800 | 24000 | 16.5 | 12 | 8.1 | 2.3 | 60 | 45 | 213752589
CARRIER | GH7TAN424**AA* | CAP**2517AL* | 59MN7C060C17**14 | 22800 | 24000 | 16.5 | 12 | 8.1 | 2.3 | 60 | 45 | 213752587
CARRIER | 25TPB724A**30* | CAP**2517AL* | 59MN7C060C17**14 | 22800 | 24000 | 16.5 | 12 | 8.1 | 2.3 | 60 | 45 | 213752585
BRYANT HEATING AND COOLING SYSTEMS | 227TAN024**AA* | CAP**2517AL* | 987MC42060C17*** | 22800 | 24000 | 16.5 | 12 | 8.1 | 2.3 | 60 | 45 | 213752584
TEMPSTAR | N4H7T24*K*AAA* | EA*4X25L17A* | *95CSU0601716B* | 23000 | 24000 | 16.5 | 12.5 | 8.1 | 2.32 | 60 | 45 | 213752580
MARATHERM | N4H7T24*K*AAA* | EA*4X25L17A* | *95CSU0601716B* | 23000 | 24000 | 16.5 | 12.5 | 8.1 | 2.32 | 60 | 45 | 213752579
KENMORE | N4H7T24*K*AAA* | EA*4X25L17A* | *95CSU0601716B* | 23000 | 24000 | 16.5 | 12.5 | 8.1 | 2.32 | 60 | 45 | 213752577
KEEPRITE | N4H7T24*K*AAA* | EA*4X25L17A* | *95CSU0601716B* | 23000 | 24000 | 16.5 | 12.5 | 8.1 | 2.32 | 60 | 45 | 213752576
DAY & NIGHT | N4H7T24*K*AAA* | EA*4X25L17A* | *95CSU0601716B* | 23000 | 24000 | 16.5 | 12.5 | 8.1 | 2.32 | 60 | 45 | 213752573
ARCOAIRE | N4H7T24*K*AAA* | EA*4X25L17A* | *95CSU0601716B* | 23000 | 24000 | 16.5 | 12.5 | 8.1 | 2.32 | 60 | 45 | 213752570
COMFORTMAKER | N4H7T24*K*AAA* | EA*4X25L17A* | *95CSU0601716B* | 23000 | 24000 | 16.5 | 12.5 | 8.1 | 2.32 | 60 | 45 | 213752572
AIRQUEST | N4H7T24*K*AAA* | EA*4X25L17A* | *95CSU0601716B* | 23000 | 24000 | 16.5 | 12.5 | 8.1 | 2.32 | 60 | 45 | 213752568
HEIL | N4H7T24*K*AAA* | EA*4X25L17A* | *95CSU0601716B* | 23000 | 24000 | 16.5 | 12.5 | 8.1 | 2.32 | 60 | 45 | 213752567
BRYANT HEATING AND COOLING SYSTEMS | PH7TAN424**AA* | CAP**2517AL* | 935CB48060C17*** | 23000 | 24000 | 16.5 | 12.5 | 8.1 | 2.32 | 60 | 45 | 213752565
BRYANT HEATING AND COOLING SYSTEMS | GH7TAN424**AA* | CAP**2517AL* | 935CB48060C17*** | 23000 | 24000 | 16.5 | 12.5 | 8.1 | 2.32 | 60 | 45 | 213752563
BRYANT HEATING AND COOLING SYSTEMS | 227TBN024**AA* | CAP**2517AL* | 935CB48060C17*** | 23000 | 24000 | 16.5 | 12.5 | 8.1 | 2.32 | 60 | 45 | 213752562
CARRIER | GH7TAN424**AA* | CAP**2517AL* | 59CU5B060C17**16 | 23000 | 24000 | 16.5 | 12.5 | 8.1 | 2.32 | 60 | 45 | 213752560
CARRIER | 25TPB724A**30* | CAP**2517AL* | 59CU5B060C17**16 | 23000 | 24000 | 16.5 | 12.5 | 8.1 | 2.32 | 60 | 45 | 213752558
BRYANT HEATING AND COOLING SYSTEMS | 227TAN024**AA* | CAP**2517AL* | 935CB48060C17*** | 23000 | 24000 | 16.5 | 12.5 | 8.1 | 2.32 | 60 | 45 | 213752557
TEMPSTAR | N4H7T24*K*AAA* | EA*4X25L17A* | *80CTL0901716B* | 22800 | 24000 | 16.5 | 12.5 | 8.1 | 2.3 | 60 | 45 | 213752553
MARATHERM | N4H7T24*K*AAA* | EA*4X25L17A* | *80CTL0901716B* | 22800 | 24000 | 16.5 | 12.5 | 8.1 | 2.3 | 60 | 45 | 213752552
KENMORE | N4H7T24*K*AAA* | EA*4X25L17A* | *80CTL0901716B* | 22800 | 24000 | 16.5 | 12.5 | 8.1 | 2.3 | 60 | 45 | 213752550
DAY & NIGHT | N4H7T24*K*AAA* | EA*4X25L17A* | *80CTL0901716B* | 22800 | 24000 | 16.5 | 12.5 | 8.1 | 2.3 | 60 | 45 | 213752547
KEEPRITE | N4H7T24*K*AAA* | EA*4X25L17A* | *80CTL0901716B* | 22800 | 24000 | 16.5 | 12.5 | 8.1 | 2.3 | 60 | 45 | 213752548
ARCOAIRE | N4H7T24*K*AAA* | EA*4X25L17A* | *80CTL0901716B* | 22800 | 24000 | 16.5 | 12.5 | 8.1 | 2.3 | 60 | 45 | 213752543
COMFORTMAKER | N4H7T24*K*AAA* | EA*4X25L17A* | *80CTL0901716B* | 22800 | 24000 | 16.5 | 12.5 | 8.1 | 2.3 | 60 | 45 | 213752545
AIRQUEST | N4H7T24*K*AAA* | EA*4X25L17A* | *80CTL0901716B* | 22800 | 24000 | 16.5 | 12.5 | 8.1 | 2.3 | 60 | 45 | 213752542
HEIL | N4H7T24*K*AAA* | EA*4X25L17A* | *80CTL0901716B* | 22800 | 24000 | 16.5 | 12.5 | 8.1 | 2.3 | 60 | 45 | 213752540
BRYANT HEATING AND COOLING SYSTEMS | PH7TAN424**AA* | CAP**2517AL* | 88*TB48090C17*** | 22800 | 24000 | 16.5 | 12.5 | 8.1 | 2.3 | 60 | 45 | 213752538
BRYANT HEATING AND COOLING SYSTEMS | GH7TAN424**AA* | CAP**2517AL* | 88*TB48090C17*** | 22800 | 24000 | 16.5 | 12.5 | 8.1 | 2.3 | 60 | 45 | 213752537
BRYANT HEATING AND COOLING SYSTEMS | 227TBN024**AA* | CAP**2517AL* | 88*TB48090C17*** | 22800 | 24000 | 16.5 | 12.5 | 8.1 | 2.3 | 60 | 45 | 213752535
CARRIER | GH7TAN424**AA* | CAP**2517AL* | 58TN*B090C17**16 | 22800 | 24000 | 16.5 | 12.5 | 8.1 | 2.3 | 60 | 45 | 213752533
CARRIER | 25TPB724A**30* | CAP**2517AL* | 58TN*B090C17**16 | 22800 | 24000 | 16.5 | 12.5 | 8.1 | 2.3 | 60 | 45 | 213752532
BRYANT HEATING AND COOLING SYSTEMS | 227TAN024**AA* | CAP**2517AL* | 88*TB48090C17*** | 22800 | 24000 | 16.5 | 12.5 | 8.1 | 2.3 | 60 | 45 | 213752530
MARATHERM | N4H7T24*K*AAA* | EA*4X25L17A* | *80CTL0701716B* | 23200 | 24200 | 16.5 | 12.5 | 8.1 | 2.34 | 60 | 45 | 213752525
TEMPSTAR | N4H7T24*K*AAA* | EA*4X25L17A* | *80CTL0701716B* | 23200 | 24200 | 16.5 | 12.5 | 8.1 | 2.34 | 60 | 45 | 213752527
KENMORE | N4H7T24*K*AAA* | EA*4X25L17A* | *80CTL0701716B* | 23200 | 24200 | 16.5 | 12.5 | 8.1 | 2.34 | 60 | 45 | 213752524
KEEPRITE | N4H7T24*K*AAA* | EA*4X25L17A* | *80CTL0701716B* | 23200 | 24200 | 16.5 | 12.5 | 8.1 | 2.34 | 60 | 45 | 213752522
DAY & NIGHT | N4H7T24*K*AAA* | EA*4X25L17A* | *80CTL0701716B* | 23200 | 24200 | 16.5 | 12.5 | 8.1 | 2.34 | 60 | 45 | 213752520
COMFORTMAKER | N4H7T24*K*AAA* | EA*4X25L17A* | *80CTL0701716B* | 23200 | 24200 | 16.5 | 12.5 | 8.1 | 2.34 | 60 | 45 | 213752519
ARCOAIRE | N4H7T24*K*AAA* | EA*4X25L17A* | *80CTL0701716B* | 23200 | 24200 | 16.5 | 12.5 | 8.1 | 2.34 | 60 | 45 | 213752517
AIRQUEST | N4H7T24*K*AAA* | EA*4X25L17A* | *80CTL0701716B* | 23200 | 24200 | 16.5 | 12.5 | 8.1 | 2.34 | 60 | 45 | 213752515
HEIL | N4H7T24*K*AAA* | EA*4X25L17A* | *80CTL0701716B* | 23200 | 24200 | 16.5 | 12.5 | 8.1 | 2.34 | 60 | 45 | 213752514
TEMPSTAR | N4H7T24*K*AAA* | EA*4X24L17A* | *80CTL0701716B* | 22200 | 23800 | 16 | 12 | 8.1 | 2.26 | 60 | 45 | 213752284
MARATHERM | N4H7T24*K*AAA* | EA*4X24L17A* | *80CTL0701716B* | 22200 | 23800 | 16 | 12 | 8.1 | 2.26 | 60 | 45 | 213752282
KENMORE | N4H7T24*K*AAA* | EA*4X24L17A* | *80CTL0701716B* | 22200 | 23800 | 16 | 12 | 8.1 | 2.26 | 60 | 45 | 213752281
KEEPRITE | N4H7T24*K*AAA* | EA*4X24L17A* | *80CTL0701716B* | 22200 | 23800 | 16 | 12 | 8.1 | 2.26 | 60 | 45 | 213752279
DAY & NIGHT | N4H7T24*K*AAA* | EA*4X24L17A* | *80CTL0701716B* | 22200 | 23800 | 16 | 12 | 8.1 | 2.26 | 60 | 45 | 213752278
COMFORTMAKER | N4H7T24*K*AAA* | EA*4X24L17A* | *80CTL0701716B* | 22200 | 23800 | 16 | 12 | 8.1 | 2.26 | 60 | 45 | 213752277
ARCOAIRE | N4H7T24*K*AAA* | EA*4X24L17A* | *80CTL0701716B* | 22200 | 23800 | 16 | 12 | 8.1 | 2.26 | 60 | 45 | 213752275
AIRQUEST | N4H7T24*K*AAA* | EA*4X24L17A* | *80CTL0701716B* | 22200 | 23800 | 16 | 12 | 8.1 | 2.26 | 60 | 45 | 213752274
HEIL | N4H7T24*K*AAA* | EA*4X24L17A* | *80CTL0701716B* | 22200 | 23800 | 16 | 12 | 8.1 | 2.26 | 60 | 45 | 213752272
BRYANT HEATING AND COOLING SYSTEMS | PH7TAN424**AA* | CAP**2417AL* | 88*TB48070C17*** | 22200 | 23800 | 16 | 12 | 8.1 | 2.26 | 60 | 45 | 213752271
BRYANT HEATING AND COOLING SYSTEMS | GH7TAN424**AA* | CAP**2417AL* | 88*TB48070C17*** | 22200 | 23800 | 16 | 12 | 8.1 | 2.26 | 60 | 45 | 213752269
BRYANT HEATING AND COOLING SYSTEMS | 227TBN024**AA* | CAP**2417AL* | 88*TB48070C17*** | 22200 | 23800 | 16 | 12 | 8.1 | 2.26 | 60 | 45 | 213752268
CARRIER | GH7TAN424**AA* | CAP**2417AL* | 58TN*B070C17**16 | 22200 | 23800 | 16 | 12 | 8.1 | 2.26 | 60 | 45 | 213752267
BRYANT HEATING AND COOLING SYSTEMS | 227TAN024**AA* | CAP**2417AL* | 88*TB48070C17*** | 22200 | 23800 | 16 | 12 | 8.1 | 2.26 | 60 | 45 | 213752264
CARRIER | 25TPB724A**30* | CAP**2417AL* | 58TN*B070C17**16 | 22200 | 23800 | 16 | 12 | 8.1 | 2.26 | 60 | 45 | 213752265
TEMPSTAR | N4H7T24*K*AAA* | EA*4X37L21A* | *80CTL0901716B* | 22800 | 24000 | 16.5 | 12.5 | 8.1 | 2.32 | 60 | 45 | 213753833
MARATHERM | N4H7T24*K*AAA* | EA*4X37L21A* | *80CTL0901716B* | 22800 | 24000 | 16.5 | 12.5 | 8.1 | 2.32 | 60 | 45 | 213753832
KEEPRITE | N4H7T24*K*AAA* | EA*4X37L21A* | *80CTL0901716B* | 22800 | 24000 | 16.5 | 12.5 | 8.1 | 2.32 | 60 | 45 | 213753828
KENMORE | N4H7T24*K*AAA* | EA*4X37L21A* | *80CTL0901716B* | 22800 | 24000 | 16.5 | 12.5 | 8.1 | 2.32 | 60 | 45 | 213753830
DAY & NIGHT | N4H7T24*K*AAA* | EA*4X37L21A* | *80CTL0901716B* | 22800 | 24000 | 16.5 | 12.5 | 8.1 | 2.32 | 60 | 45 | 213753827
COMFORTMAKER | N4H7T24*K*AAA* | EA*4X37L21A* | *80CTL0901716B* | 22800 | 24000 | 16.5 | 12.5 | 8.1 | 2.32 | 60 | 45 | 213753825
ARCOAIRE | N4H7T24*K*AAA* | EA*4X37L21A* | *80CTL0901716B* | 22800 | 24000 | 16.5 | 12.5 | 8.1 | 2.32 | 60 | 45 | 213753823
AIRQUEST | N4H7T24*K*AAA* | EA*4X37L21A* | *80CTL0901716B* | 22800 | 24000 | 16.5 | 12.5 | 8.1 | 2.32 | 60 | 45 | 213753822
HEIL | N4H7T24*K*AAA* | EA*4X37L21A* | *80CTL0901716B* | 22800 | 24000 | 16.5 | 12.5 | 8.1 | 2.32 | 60 | 45 | 213753820
BRYANT HEATING AND COOLING SYSTEMS | PH7TAN424**AA* | CAP**3721AL* | 88*TB48090C17*** | 22800 | 24000 | 16.5 | 12.5 | 8.1 | 2.32 | 60 | 45 | 213753818
BRYANT HEATING AND COOLING SYSTEMS | 227TBN024**AA* | CAP**3721AL* | 88*TB48090C17*** | 22800 | 24000 | 16.5 | 12.5 | 8.1 | 2.32 | 60 | 45 | 213753815
BRYANT HEATING AND COOLING SYSTEMS | GH7TAN424**AA* | CAP**3721AL* | 88*TB48090C17*** | 22800 | 24000 | 16.5 | 12.5 | 8.1 | 2.32 | 60 | 45 | 213753817
CARRIER | GH7TAN424**AA* | CAP**3721AL* | 58TN*B090C17**16 | 22800 | 24000 | 16.5 | 12.5 | 8.1 | 2.32 | 60 | 45 | 213753813
CARRIER | 25TPB724A**30* | CAP**3721AL* | 58TN*B090C17**16 | 22800 | 24000 | 16.5 | 12.5 | 8.1 | 2.32 | 60 | 45 | 213753812
BRYANT HEATING AND COOLING SYSTEMS | 227TAN024**AA* | CAP**3721AL* | 88*TB48090C17*** | 22800 | 24000 | 16.5 | 12.5 | 8.1 | 2.32 | 60 | 45 | 213753810
TEMPSTAR | N4H7T24*K*AAA* | EA*4X37L21A* | *80CTL0701716B* | 23200 | 24200 | 16 | 13 | 8.1 | 2.34 | 60 | 45 | 213753807
MARATHERM | N4H7T24*K*AAA* | EA*4X37L21A* | *80CTL0701716B* | 23200 | 24200 | 16 | 13 | 8.1 | 2.34 | 60 | 45 | 213753805
KENMORE | N4H7T24*K*AAA* | EA*4X37L21A* | *80CTL0701716B* | 23200 | 24200 | 16 | 13 | 8.1 | 2.34 | 60 | 45 | 213753803
KEEPRITE | N4H7T24*K*AAA* | EA*4X37L21A* | *80CTL0701716B* | 23200 | 24200 | 16 | 13 | 8.1 | 2.34 | 60 | 45 | 213753802
ARCOAIRE | N4H7T24*K*AAA* | EA*4X37L21A* | *80CTL0701716B* | 23200 | 24200 | 16 | 13 | 8.1 | 2.34 | 60 | 45 | 213753797
DAY & NIGHT | N4H7T24*K*AAA* | EA*4X37L21A* | *80CTL0701716B* | 23200 | 24200 | 16 | 13 | 8.1 | 2.34 | 60 | 45 | 213753800
COMFORTMAKER | N4H7T24*K*AAA* | EA*4X37L21A* | *80CTL0701716B* | 23200 | 24200 | 16 | 13 | 8.1 | 2.34 | 60 | 45 | 213753798
AIRQUEST | N4H7T24*K*AAA* | EA*4X37L21A* | *80CTL0701716B* | 23200 | 24200 | 16 | 13 | 8.1 | 2.34 | 60 | 45 | 213753795
HEIL | N4H7T24*K*AAA* | EA*4X37L21A* | *80CTL0701716B* | 23200 | 24200 | 16 | 13 | 8.1 | 2.34 | 60 | 45 | 213753793
BRYANT HEATING AND COOLING SYSTEMS | PH7TAN424**AA* | CAP**3721AL* | 88*TB48070C17*** | 23200 | 24200 | 16 | 13 | 8.1 | 2.34 | 60 | 45 | 213753792
BRYANT HEATING AND COOLING SYSTEMS | GH7TAN424**AA* | CAP**3721AL* | 88*TB48070C17*** | 23200 | 24200 | 16 | 13 | 8.1 | 2.34 | 60 | 45 | 213753790
BRYANT HEATING AND COOLING SYSTEMS | 227TBN024**AA* | CAP**3721AL* | 88*TB48070C17*** | 23200 | 24200 | 16 | 13 | 8.1 | 2.34 | 60 | 45 | 213753788
KENMORE | N4H7T24*K*AAA* | EA*4X37L17A* | *80CTL0701412B* | 22800 | 23800 | 16.5 | 12.5 | 8.1 | 2.3 | 60 | 45 | 213753540
DAY & NIGHT | N4H7T24*K*AAA* | EA*4X37L17A* | *80CTL0701412B* | 22800 | 23800 | 16.5 | 12.5 | 8.1 | 2.3 | 60 | 45 | 213753537
KEEPRITE | N4H7T24*K*AAA* | EA*4X37L17A* | *80CTL0701412B* | 22800 | 23800 | 16.5 | 12.5 | 8.1 | 2.3 | 60 | 45 | 213753538
COMFORTMAKER | N4H7T24*K*AAA* | EA*4X37L17A* | *80CTL0701412B* | 22800 | 23800 | 16.5 | 12.5 | 8.1 | 2.3 | 60 | 45 | 213753535
ARCOAIRE | N4H7T24*K*AAA* | EA*4X37L17A* | *80CTL0701412B* | 22800 | 23800 | 16.5 | 12.5 | 8.1 | 2.3 | 60 | 45 | 213753533
AIRQUEST | N4H7T24*K*AAA* | EA*4X37L17A* | *80CTL0701412B* | 22800 | 23800 | 16.5 | 12.5 | 8.1 | 2.3 | 60 | 45 | 213753532
HEIL | N4H7T24*K*AAA* | EA*4X37L17A* | *80CTL0701412B* | 22800 | 23800 | 16.5 | 12.5 | 8.1 | 2.3 | 60 | 45 | 213753530
BRYANT HEATING AND COOLING SYSTEMS | PH7TAN424**AA* | CAP**3717AL* | 88*TB36070C14*** | 22800 | 23800 | 16.5 | 12.5 | 8.1 | 2.3 | 60 | 45 | 213753528
BRYANT HEATING AND COOLING SYSTEMS | GH7TAN424**AA* | CAP**3717AL* | 88*TB36070C14*** | 22800 | 23800 | 16.5 | 12.5 | 8.1 | 2.3 | 60 | 45 | 213753527
BRYANT HEATING AND COOLING SYSTEMS | 227TBN024**AA* | CAP**3717AL* | 88*TB36070C14*** | 22800 | 23800 | 16.5 | 12.5 | 8.1 | 2.3 | 60 | 45 | 213753525
CARRIER | GH7TAN424**AA* | CAP**3717AL* | 58TN*B070C14**12 | 22800 | 23800 | 16.5 | 12.5 | 8.1 | 2.3 | 60 | 45 | 213753523
CARRIER | 25TPB724A**30* | CAP**3717AL* | 58TN*B070C14**12 | 22800 | 23800 | 16.5 | 12.5 | 8.1 | 2.3 | 60 | 45 | 213753522
BRYANT HEATING AND COOLING SYSTEMS | 227TAN024**AA* | CAP**3717AL* | 88*TB36070C14*** | 22800 | 23800 | 16.5 | 12.5 | 8.1 | 2.3 | 60 | 45 | 213753520
TEMPSTAR | N4H7T24*K*AAA* | EA*4X37L17A* | *80CTL0451712B* | 22800 | 24000 | 16 | 12 | 8.1 | 2.3 | 60 | 45 | 213753517
MARATHERM | N4H7T24*K*AAA* | EA*4X37L17A* | *80CTL0451712B* | 22800 | 24000 | 16 | 12 | 8.1 | 2.3 | 60 | 45 | 213753515
KENMORE | N4H7T24*K*AAA* | EA*4X37L17A* | *80CTL0451712B* | 22800 | 24000 | 16 | 12 | 8.1 | 2.3 | 60 | 45 | 213753513
KEEPRITE | N4H7T24*K*AAA* | EA*4X37L17A* | *80CTL0451712B* | 22800 | 24000 | 16 | 12 | 8.1 | 2.3 | 60 | 45 | 213753512
DAY & NIGHT | N4H7T24*K*AAA* | EA*4X37L17A* | *80CTL0451712B* | 22800 | 24000 | 16 | 12 | 8.1 | 2.3 | 60 | 45 | 213753510
COMFORTMAKER | N4H7T24*K*AAA* | EA*4X37L17A* | *80CTL0451712B* | 22800 | 24000 | 16 | 12 | 8.1 | 2.3 | 60 | 45 | 213753508
AIRQUEST | N4H7T24*K*AAA* | EA*4X37L17A* | *80CTL0451712B* | 22800 | 24000 | 16 | 12 | 8.1 | 2.3 | 60 | 45 | 213753505
ARCOAIRE | N4H7T24*K*AAA* | EA*4X37L17A* | *80CTL0451712B* | 22800 | 24000 | 16 | 12 | 8.1 | 2.3 | 60 | 45 | 213753507
HEIL | N4H7T24*K*AAA* | EA*4X37L17A* | *80CTL0451712B* | 22800 | 24000 | 16 | 12 | 8.1 | 2.3 | 60 | 45 | 213753503
BRYANT HEATING AND COOLING SYSTEMS | GH7TAN424**AA* | CAP**3717AL* | 88*TB36045C17*** | 22800 | 24000 | 16 | 12 | 8.1 | 2.3 | 60 | 45 | 213753500
BRYANT HEATING AND COOLING SYSTEMS | PH7TAN424**AA* | CAP**3717AL* | 88*TB36045C17*** | 22800 | 24000 | 16 | 12 | 8.1 | 2.3 | 60 | 45 | 213753502
BRYANT HEATING AND COOLING SYSTEMS | 227TBN024**AA* | CAP**3717AL* | 88*TB36045C17*** | 22800 | 24000 | 16 | 12 | 8.1 | 2.3 | 60 | 45 | 213753498
CARRIER | GH7TAN424**AA* | CAP**3717AL* | 58TN*B045C17**12 | 22800 | 24000 | 16 | 12 | 8.1 | 2.3 | 60 | 45 | 213753497
BRYANT HEATING AND COOLING SYSTEMS | 227TAN024**AA* | CAP**3717AL* | 88*TB36045C17*** | 22800 | 24000 | 16 | 12 | 8.1 | 2.3 | 60 | 45 | 213753494
CARRIER | 25TPB724A**30* | CAP**3717AL* | 58TN*B045C17**12 | 22800 | 24000 | 16 | 12 | 8.1 | 2.3 | 60 | 45 | 213753495
TEMPSTAR | N4H7T24*K*AAA* | EA*4X36L17A* | *80CTL0701716B* | 22400 | 23800 | 16 | 12 | 8.1 | 2.26 | 60 | 45 | 213753102
KENMORE | N4H7T24*K*AAA* | EA*4X36L17A* | *80CTL0701716B* | 22400 | 23800 | 16 | 12 | 8.1 | 2.26 | 60 | 45 | 213753099
MARATHERM | N4H7T24*K*AAA* | EA*4X36L17A* | *80CTL0701716B* | 22400 | 23800 | 16 | 12 | 8.1 | 2.26 | 60 | 45 | 213753100
KEEPRITE | N4H7T24*K*AAA* | EA*4X36L17A* | *80CTL0701716B* | 22400 | 23800 | 16 | 12 | 8.1 | 2.26 | 60 | 45 | 213753097
COMFORTMAKER | N4H7T24*K*AAA* | EA*4X36L17A* | *80CTL0701716B* | 22400 | 23800 | 16 | 12 | 8.1 | 2.26 | 60 | 45 | 213753094
DAY & NIGHT | N4H7T24*K*AAA* | EA*4X36L17A* | *80CTL0701716B* | 22400 | 23800 | 16 | 12 | 8.1 | 2.26 | 60 | 45 | 213753095
ARCOAIRE | N4H7T24*K*AAA* | EA*4X36L17A* | *80CTL0701716B* | 22400 | 23800 | 16 | 12 | 8.1 | 2.26 | 60 | 45 | 213753092
AIRQUEST | N4H7T24*K*AAA* | EA*4X36L17A* | *80CTL0701716B* | 22400 | 23800 | 16 | 12 | 8.1 | 2.26 | 60 | 45 | 213753090
HEIL | N4H7T24*K*AAA* | EA*4X36L17A* | *80CTL0701716B* | 22400 | 23800 | 16 | 12 | 8.1 | 2.26 | 60 | 45 | 213753089
BRYANT HEATING AND COOLING SYSTEMS | PH7TAN424**AA* | CAP**3617AL* | 88*TB48070C17*** | 22400 | 23800 | 16 | 12 | 8.1 | 2.26 | 60 | 45 | 213753087
BRYANT HEATING AND COOLING SYSTEMS | 227TBN024**AA* | CAP**3617AL* | 88*TB48070C17*** | 22400 | 23800 | 16 | 12 | 8.1 | 2.26 | 60 | 45 | 213753084
BRYANT HEATING AND COOLING SYSTEMS | GH7TAN424**AA* | CAP**3617AL* | 88*TB48070C17*** | 22400 | 23800 | 16 | 12 | 8.1 | 2.26 | 60 | 45 | 213753086
CARRIER | GH7TAN424**AA* | CAP**3617AL* | 58TN*B070C17**16 | 22400 | 23800 | 16 | 12 | 8.1 | 2.26 | 60 | 45 | 213753082
CARRIER | 25TPB724A**30* | CAP**3617AL* | 58TN*B070C17**16 | 22400 | 23800 | 16 | 12 | 8.1 | 2.26 | 60 | 45 | 213753081
BRYANT HEATING AND COOLING SYSTEMS | 227TAN024**AA* | CAP**3617AL* | 88*TB48070C17*** | 22400 | 23800 | 16 | 12 | 8.1 | 2.26 | 60 | 45 | 213753079
KEEPRITE | N4H7T24*K*AAA* | EA*4X37L17A* | *80CTL0901716B* | 22800 | 23800 | 16 | 12 | 8.1 | 2.3 | 60 | 45 | 213753591
DAY & NIGHT | N4H7T24*K*AAA* | EA*4X37L17A* | *80CTL0901716B* | 22800 | 23800 | 16 | 12 | 8.1 | 2.3 | 60 | 45 | 213753589
COMFORTMAKER | N4H7T24*K*AAA* | EA*4X37L17A* | *80CTL0901716B* | 22800 | 23800 | 16 | 12 | 8.1 | 2.3 | 60 | 45 | 213753588
ARCOAIRE | N4H7T24*K*AAA* | EA*4X37L17A* | *80CTL0901716B* | 22800 | 23800 | 16 | 12 | 8.1 | 2.3 | 60 | 45 | 213753586
AIRQUEST | N4H7T24*K*AAA* | EA*4X37L17A* | *80CTL0901716B* | 22800 | 23800 | 16 | 12 | 8.1 | 2.3 | 60 | 45 | 213753584
HEIL | N4H7T24*K*AAA* | EA*4X37L17A* | *80CTL0901716B* | 22800 | 23800 | 16 | 12 | 8.1 | 2.3 | 60 | 45 | 213753583
BRYANT HEATING AND COOLING SYSTEMS | GH7TAN424**AA* | CAP**3717AL* | 88*TB48090C17*** | 22800 | 23800 | 16 | 12 | 8.1 | 2.3 | 60 | 45 | 213753579
BRYANT HEATING AND COOLING SYSTEMS | 227TBN024**AA* | CAP**3717AL* | 88*TB48090C17*** | 22800 | 23800 | 16 | 12 | 8.1 | 2.3 | 60 | 45 | 213753578
BRYANT HEATING AND COOLING SYSTEMS | PH7TAN424**AA* | CAP**3717AL* | 88*TB48090C17*** | 22800 | 23800 | 16 | 12 | 8.1 | 2.3 | 60 | 45 | 213753581
CARRIER | GH7TAN424**AA* | CAP**3717AL* | 58TN*B090C17**16 | 22800 | 23800 | 16 | 12 | 8.1 | 2.3 | 60 | 45 | 213753576
BRYANT HEATING AND COOLING SYSTEMS | 227TAN024**AA* | CAP**3717AL* | 88*TB48090C17*** | 22800 | 23800 | 16 | 12 | 8.1 | 2.3 | 60 | 45 | 213753573
CARRIER | 25TPB724A**30* | CAP**3717AL* | 58TN*B090C17**16 | 22800 | 23800 | 16 | 12 | 8.1 | 2.3 | 60 | 45 | 213753574
TEMPSTAR | N4H7T24*K*AAA* | EA*4X37L17A* | *80CTL0701716B* | 23000 | 24000 | 16.5 | 12.5 | 8.1 | 2.32 | 60 | 45 | 213753569
MARATHERM | N4H7T24*K*AAA* | EA*4X37L17A* | *80CTL0701716B* | 23000 | 24000 | 16.5 | 12.5 | 8.1 | 2.32 | 60 | 45 | 213753568
KENMORE | N4H7T24*K*AAA* | EA*4X37L17A* | *80CTL0701716B* | 23000 | 24000 | 16.5 | 12.5 | 8.1 | 2.32 | 60 | 45 | 213753566
DAY & NIGHT | N4H7T24*K*AAA* | EA*4X37L17A* | *80CTL0701716B* | 23000 | 24000 | 16.5 | 12.5 | 8.1 | 2.32 | 60 | 45 | 213753563
KEEPRITE | N4H7T24*K*AAA* | EA*4X37L17A* | *80CTL0701716B* | 23000 | 24000 | 16.5 | 12.5 | 8.1 | 2.32 | 60 | 45 | 213753564
COMFORTMAKER | N4H7T24*K*AAA* | EA*4X37L17A* | *80CTL0701716B* | 23000 | 24000 | 16.5 | 12.5 | 8.1 | 2.32 | 60 | 45 | 213753561
ARCOAIRE | N4H7T24*K*AAA* | EA*4X37L17A* | *80CTL0701716B* | 23000 | 24000 | 16.5 | 12.5 | 8.1 | 2.32 | 60 | 45 | 213753560
AIRQUEST | N4H7T24*K*AAA* | EA*4X37L17A* | *80CTL0701716B* | 23000 | 24000 | 16.5 | 12.5 | 8.1 | 2.32 | 60 | 45 | 213753558
BRYANT HEATING AND COOLING SYSTEMS | PH7TAN424**AA* | CAP**3717AL* | 88*TB48070C17*** | 23000 | 24000 | 16.5 | 12.5 | 8.1 | 2.32 | 60 | 45 | 213753555
HEIL | N4H7T24*K*AAA* | EA*4X37L17A* | *80CTL0701716B* | 23000 | 24000 | 16.5 | 12.5 | 8.1 | 2.32 | 60 | 45 | 213753556
BRYANT HEATING AND COOLING SYSTEMS | GH7TAN424**AA* | CAP**3717AL* | 88*TB48070C17*** | 23000 | 24000 | 16.5 | 12.5 | 8.1 | 2.32 | 60 | 45 | 213753553
CARRIER | GH7TAN424**AA* | CAP**3717AL* | 58TN*B070C17**16 | 23000 | 24000 | 16.5 | 12.5 | 8.1 | 2.32 | 60 | 45 | 213753550
BRYANT HEATING AND COOLING SYSTEMS | 227TBN024**AA* | CAP**3717AL* | 88*TB48070C17*** | 23000 | 24000 | 16.5 | 12.5 | 8.1 | 2.32 | 60 | 45 | 213753551
CARRIER | 25TPB724A**30* | CAP**3717AL* | 58TN*B070C17**16 | 23000 | 24000 | 16.5 | 12.5 | 8.1 | 2.32 | 60 | 45 | 213753548
BRYANT HEATING AND COOLING SYSTEMS | 227TAN024**AA* | CAP**3717AL* | 88*TB48070C17*** | 23000 | 24000 | 16.5 | 12.5 | 8.1 | 2.32 | 60 | 45 | 213753547
TEMPSTAR | N4H7T24*K*AAA* | EA*4X37L17A* | *80CTL0701412B* | 22800 | 23800 | 16.5 | 12.5 | 8.1 | 2.3 | 60 | 45 | 213753543
MARATHERM | N4H7T24*K*AAA* | EA*4X37L17A* | *80CTL0701412B* | 22800 | 23800 | 16.5 | 12.5 | 8.1 | 2.3 | 60 | 45 | 213753542
TEMPSTAR | N4H7T24*K*AAA* | EA*4X36L21A* | *80CTL0701716B* | 22400 | 23800 | 16 | 12.5 | 8.1 | 2.26 | 60 | 44 | 213753333
KENMORE | N4H7T24*K*AAA* | EA*4X36L21A* | *80CTL0701716B* | 22400 | 23800 | 16 | 12.5 | 8.1 | 2.26 | 60 | 44 | 213753330
MARATHERM | N4H7T24*K*AAA* | EA*4X36L21A* | *80CTL0701716B* | 22400 | 23800 | 16 | 12.5 | 8.1 | 2.26 | 60 | 44 | 213753331
KEEPRITE | N4H7T24*K*AAA* | EA*4X36L21A* | *80CTL0701716B* | 22400 | 23800 | 16 | 12.5 | 8.1 | 2.26 | 60 | 44 | 213753328
COMFORTMAKER | N4H7T24*K*AAA* | EA*4X36L21A* | *80CTL0701716B* | 22400 | 23800 | 16 | 12.5 | 8.1 | 2.26 | 60 | 44 | 213753325
DAY & NIGHT | N4H7T24*K*AAA* | EA*4X36L21A* | *80CTL0701716B* | 22400 | 23800 | 16 | 12.5 | 8.1 | 2.26 | 60 | 44 | 213753326
ARCOAIRE | N4H7T24*K*AAA* | EA*4X36L21A* | *80CTL0701716B* | 22400 | 23800 | 16 | 12.5 | 8.1 | 2.26 | 60 | 44 | 213753323
AIRQUEST | N4H7T24*K*AAA* | EA*4X36L21A* | *80CTL0701716B* | 22400 | 23800 | 16 | 12.5 | 8.1 | 2.26 | 60 | 44 | 213753321
HEIL | N4H7T24*K*AAA* | EA*4X36L21A* | *80CTL0701716B* | 22400 | 23800 | 16 | 12.5 | 8.1 | 2.26 | 60 | 44 | 213753320
BRYANT HEATING AND COOLING SYSTEMS | PH7TAN424**AA* | CAP**3621AL* | 88*TB48070C17*** | 22400 | 23800 | 16 | 12.5 | 8.1 | 2.26 | 60 | 44 | 213753318
BRYANT HEATING AND COOLING SYSTEMS | 227TBN024**AA* | CAP**3621AL* | 88*TB48070C17*** | 22400 | 23800 | 16 | 12.5 | 8.1 | 2.26 | 60 | 44 | 213753315
BRYANT HEATING AND COOLING SYSTEMS | GH7TAN424**AA* | CAP**3621AL* | 88*TB48070C17*** | 22400 | 23800 | 16 | 12.5 | 8.1 | 2.26 | 60 | 44 | 213753317
CARRIER | GH7TAN424**AA* | CAP**3621AL* | 58TN*B070C17**16 | 22400 | 23800 | 16 | 12.5 | 8.1 | 2.26 | 60 | 44 | 213753313
CARRIER | 25TPB724A**30* | CAP**3621AL* | 58TN*B070C17**16 | 22400 | 23800 | 16 | 12.5 | 8.1 | 2.26 | 60 | 44 | 213753312
BRYANT HEATING AND COOLING SYSTEMS | 227TAN024**AA* | CAP**3621AL* | 88*TB48070C17*** | 22400 | 23800 | 16 | 12.5 | 8.1 | 2.26 | 60 | 44 | 213753310
CARRIER | GH7TAN424**AA* | CAP**3717AL* | 59TN6C080C17**14 | 22800 | 24000 | 16.5 | 12.5 | 8.1 | 2.3 | 60 | 45 | 213753734
CARRIER | 25TPB724A**30* | CAP**3717AL* | 59TN6C080C17**14 | 22800 | 24000 | 16.5 | 12.5 | 8.1 | 2.3 | 60 | 45 | 213753732
BRYANT HEATING AND COOLING SYSTEMS | 227TAN024**AA* | CAP**3717AL* | 986TD42080C17*** | 22800 | 24000 | 16.5 | 12.5 | 8.1 | 2.3 | 60 | 45 | 213753731
MARATHERM | N4H7T24*K*AAA* | EA*4X37L17A* | *96CTN0601714B* | 23000 | 24000 | 16.5 | 12 | 8.1 | 2.3 | 60 | 45 | 213753726
TEMPSTAR | N4H7T24*K*AAA* | EA*4X37L17A* | *96CTN0601714B* | 23000 | 24000 | 16.5 | 12 | 8.1 | 2.3 | 60 | 45 | 213753727
KEEPRITE | N4H7T24*K*AAA* | EA*4X37L17A* | *96CTN0601714B* | 23000 | 24000 | 16.5 | 12 | 8.1 | 2.3 | 60 | 45 | 213753723
KENMORE | N4H7T24*K*AAA* | EA*4X37L17A* | *96CTN0601714B* | 23000 | 24000 | 16.5 | 12 | 8.1 | 2.3 | 60 | 45 | 213753724
DAY & NIGHT | N4H7T24*K*AAA* | EA*4X37L17A* | *96CTN0601714B* | 23000 | 24000 | 16.5 | 12 | 8.1 | 2.3 | 60 | 45 | 213753721
ARCOAIRE | N4H7T24*K*AAA* | EA*4X37L17A* | *96CTN0601714B* | 23000 | 24000 | 16.5 | 12 | 8.1 | 2.3 | 60 | 45 | 213753718
COMFORTMAKER | N4H7T24*K*AAA* | EA*4X37L17A* | *96CTN0601714B* | 23000 | 24000 | 16.5 | 12 | 8.1 | 2.3 | 60 | 45 | 213753719
AIRQUEST | N4H7T24*K*AAA* | EA*4X37L17A* | *96CTN0601714B* | 23000 | 24000 | 16.5 | 12 | 8.1 | 2.3 | 60 | 45 | 213753716
HEIL | N4H7T24*K*AAA* | EA*4X37L17A* | *96CTN0601714B* | 23000 | 24000 | 16.5 | 12 | 8.1 | 2.3 | 60 | 45 | 213753714
BRYANT HEATING AND COOLING SYSTEMS | GH7TAN424**AA* | CAP**3717AL* | 986TD42060C17*** | 23000 | 24000 | 16.5 | 12 | 8.1 | 2.3 | 60 | 45 | 213753711
CARRIER | GH7TAN424**AA* | CAP**3717AL* | 59TN6C060C17**14 | 23000 | 24000 | 16.5 | 12 | 8.1 | 2.3 | 60 | 45 | 213753708
BRYANT HEATING AND COOLING SYSTEMS | 227TBN024**AA* | CAP**3717AL* | 986TD42060C17*** | 23000 | 24000 | 16.5 | 12 | 8.1 | 2.3 | 60 | 45 | 213753709
BRYANT HEATING AND COOLING SYSTEMS | PH7TAN424**AA* | CAP**3717AL* | 986TD42060C17*** | 23000 | 24000 | 16.5 | 12 | 8.1 | 2.3 | 60 | 45 | 213753713
CARRIER | 25TPB724A**30* | CAP**3717AL* | 59TN6C060C17**14 | 23000 | 24000 | 16.5 | 12 | 8.1 | 2.3 | 60 | 45 | 213753706
BRYANT HEATING AND COOLING SYSTEMS | 227TAN024**AA* | CAP**3717AL* | 986TD42060C17*** | 23000 | 24000 | 16.5 | 12 | 8.1 | 2.3 | 60 | 45 | 213753705
CARRIER | GH7TAN424**AA* | CAP**3717AL* | 59TN6C040C14**10 | 22800 | 24200 | 16 | 12 | 8.1 | 2.28 | 60 | 45 | 213753682
CARRIER | 25TPB724A**30* | CAP**3717AL* | 59TN6C040C14**10 | 22800 | 24200 | 16 | 12 | 8.1 | 2.28 | 60 | 45 | 213753680
TEMPSTAR | N4H7T24*K*AAA* | EA*4X37L17A* | *97CMN0801714B* | 22800 | 23800 | 16 | 12 | 8.1 | 2.3 | 60 | 45 | 213753675
MARATHERM | N4H7T24*K*AAA* | EA*4X37L17A* | *97CMN0801714B* | 22800 | 23800 | 16 | 12 | 8.1 | 2.3 | 60 | 45 | 213753674
KENMORE | N4H7T24*K*AAA* | EA*4X37L17A* | *97CMN0801714B* | 22800 | 23800 | 16 | 12 | 8.1 | 2.3 | 60 | 45 | 213753672
KEEPRITE | N4H7T24*K*AAA* | EA*4X37L17A* | *97CMN0801714B* | 22800 | 23800 | 16 | 12 | 8.1 | 2.3 | 60 | 45 | 213753670
DAY & NIGHT | N4H7T24*K*AAA* | EA*4X37L17A* | *97CMN0801714B* | 22800 | 23800 | 16 | 12 | 8.1 | 2.3 | 60 | 45 | 213753669
COMFORTMAKER | N4H7T24*K*AAA* | EA*4X37L17A* | *97CMN0801714B* | 22800 | 23800 | 16 | 12 | 8.1 | 2.3 | 60 | 45 | 213753667
ARCOAIRE | N4H7T24*K*AAA* | EA*4X37L17A* | *97CMN0801714B* | 22800 | 23800 | 16 | 12 | 8.1 | 2.3 | 60 | 45 | 213753665
AIRQUEST | N4H7T24*K*AAA* | EA*4X37L17A* | *97CMN0801714B* | 22800 | 23800 | 16 | 12 | 8.1 | 2.3 | 60 | 45 | 213753664
HEIL | N4H7T24*K*AAA* | EA*4X37L17A* | *97CMN0801714B* | 22800 | 23800 | 16 | 12 | 8.1 | 2.3 | 60 | 45 | 213753662
BRYANT HEATING AND COOLING SYSTEMS | GH7TAN424**AA* | CAP**3717AL* | 987MC42080C17*** | 22800 | 23800 | 16 | 12 | 8.1 | 2.3 | 60 | 45 | 213753659
BRYANT HEATING AND COOLING SYSTEMS | PH7TAN424**AA* | CAP**3717AL* | 987MC42080C17*** | 22800 | 23800 | 16 | 12 | 8.1 | 2.3 | 60 | 45 | 213753660
BRYANT HEATING AND COOLING SYSTEMS | 227TBN024**AA* | CAP**3717AL* | 987MC42080C17*** | 22800 | 23800 | 16 | 12 | 8.1 | 2.3 | 60 | 45 | 213753657
CARRIER | GH7TAN424**AA* | CAP**3717AL* | 59MN7C080C17**14 | 22800 | 23800 | 16 | 12 | 8.1 | 2.3 | 60 | 45 | 213753655
CARRIER | 25TPB724A**30* | CAP**3717AL* | 59MN7C080C17**14 | 22800 | 23800 | 16 | 12 | 8.1 | 2.3 | 60 | 45 | 213753654
BRYANT HEATING AND COOLING SYSTEMS | 227TAN024**AA* | CAP**3717AL* | 987MC42080C17*** | 22800 | 23800 | 16 | 12 | 8.1 | 2.3 | 60 | 45 | 213753652
TEMPSTAR | N4H7T24*K*AAA* | EA*4X37L17A* | *97CMN0601714B* | 22800 | 24000 | 16 | 12 | 8.1 | 2.28 | 60 | 45 | 213753649
MARATHERM | N4H7T24*K*AAA* | EA*4X37L17A* | *97CMN0601714B* | 22800 | 24000 | 16 | 12 | 8.1 | 2.28 | 60 | 45 | 213753647
KENMORE | N4H7T24*K*AAA* | EA*4X37L17A* | *97CMN0601714B* | 22800 | 24000 | 16 | 12 | 8.1 | 2.28 | 60 | 45 | 213753646
DAY & NIGHT | N4H7T24*K*AAA* | EA*4X37L17A* | *97CMN0601714B* | 22800 | 24000 | 16 | 12 | 8.1 | 2.28 | 60 | 45 | 213753642
KEEPRITE | N4H7T24*K*AAA* | EA*4X37L17A* | *97CMN0601714B* | 22800 | 24000 | 16 | 12 | 8.1 | 2.28 | 60 | 45 | 213753644
COMFORTMAKER | N4H7T24*K*AAA* | EA*4X37L17A* | *97CMN0601714B* | 22800 | 24000 | 16 | 12 | 8.1 | 2.28 | 60 | 45 | 213753641
ARCOAIRE | N4H7T24*K*AAA* | EA*4X37L17A* | *97CMN0601714B* | 22800 | 24000 | 16 | 12 | 8.1 | 2.28 | 60 | 45 | 213753639
AIRQUEST | N4H7T24*K*AAA* | EA*4X37L17A* | *97CMN0601714B* | 22800 | 24000 | 16 | 12 | 8.1 | 2.28 | 60 | 45 | 213753637
HEIL | N4H7T24*K*AAA* | EA*4X37L17A* | *97CMN0601714B* | 22800 | 24000 | 16 | 12 | 8.1 | 2.28 | 60 | 45 | 213753636
BRYANT HEATING AND COOLING SYSTEMS | PH7TAN424**AA* | CAP**3717AL* | 987MC42060C17*** | 22800 | 24000 | 16 | 12 | 8.1 | 2.28 | 60 | 45 | 213753634
BRYANT HEATING AND COOLING SYSTEMS | GH7TAN424**AA* | CAP**3717AL* | 987MC42060C17*** | 22800 | 24000 | 16 | 12 | 8.1 | 2.28 | 60 | 45 | 213753633
BRYANT HEATING AND COOLING SYSTEMS | 227TBN024**AA* | CAP**3717AL* | 987MC42060C17*** | 22800 | 24000 | 16 | 12 | 8.1 | 2.28 | 60 | 45 | 213753631
CARRIER | GH7TAN424**AA* | CAP**3717AL* | 59MN7C060C17**14 | 22800 | 24000 | 16 | 12 | 8.1 | 2.28 | 60 | 45 | 213753629
CARRIER | 25TPB724A**30* | CAP**3717AL* | 59MN7C060C17**14 | 22800 | 24000 | 16 | 12 | 8.1 | 2.28 | 60 | 45 | 213753628
BRYANT HEATING AND COOLING SYSTEMS | 227TAN024**AA* | CAP**3717AL* | 987MC42060C17*** | 22800 | 24000 | 16 | 12 | 8.1 | 2.28 | 60 | 45 | 213753626
TEMPSTAR | N4H7T24*K*AAA* | EA*4X37L17A* | *95CSU0601716B* | 22800 | 24000 | 16.5 | 12.5 | 8.1 | 2.3 | 60 | 45 | 213753623
MARATHERM | N4H7T24*K*AAA* | EA*4X37L17A* | *95CSU0601716B* | 22800 | 24000 | 16.5 | 12.5 | 8.1 | 2.3 | 60 | 45 | 213753621
KEEPRITE | N4H7T24*K*AAA* | EA*4X37L17A* | *95CSU0601716B* | 22800 | 24000 | 16.5 | 12.5 | 8.1 | 2.3 | 60 | 45 | 213753618
KENMORE | N4H7T24*K*AAA* | EA*4X37L17A* | *95CSU0601716B* | 22800 | 24000 | 16.5 | 12.5 | 8.1 | 2.3 | 60 | 45 | 213753619
DAY & NIGHT | N4H7T24*K*AAA* | EA*4X37L17A* | *95CSU0601716B* | 22800 | 24000 | 16.5 | 12.5 | 8.1 | 2.3 | 60 | 45 | 213753616
COMFORTMAKER | N4H7T24*K*AAA* | EA*4X37L17A* | *95CSU0601716B* | 22800 | 24000 | 16.5 | 12.5 | 8.1 | 2.3 | 60 | 45 | 213753614
ARCOAIRE | N4H7T24*K*AAA* | EA*4X37L17A* | *95CSU0601716B* | 22800 | 24000 | 16.5 | 12.5 | 8.1 | 2.3 | 60 | 45 | 213753613
AIRQUEST | N4H7T24*K*AAA* | EA*4X37L17A* | *95CSU0601716B* | 22800 | 24000 | 16.5 | 12.5 | 8.1 | 2.3 | 60 | 45 | 213753611
HEIL | N4H7T24*K*AAA* | EA*4X37L17A* | *95CSU0601716B* | 22800 | 24000 | 16.5 | 12.5 | 8.1 | 2.3 | 60 | 45 | 213753609
BRYANT HEATING AND COOLING SYSTEMS | PH7TAN424**AA* | CAP**3717AL* | 935CB48060C17*** | 22800 | 24000 | 16.5 | 12.5 | 8.1 | 2.3 | 60 | 45 | 213753608
BRYANT HEATING AND COOLING SYSTEMS | GH7TAN424**AA* | CAP**3717AL* | 935CB48060C17*** | 22800 | 24000 | 16.5 | 12.5 | 8.1 | 2.3 | 60 | 45 | 213753606
BRYANT HEATING AND COOLING SYSTEMS | 227TBN024**AA* | CAP**3717AL* | 935CB48060C17*** | 22800 | 24000 | 16.5 | 12.5 | 8.1 | 2.3 | 60 | 45 | 213753604
CARRIER | GH7TAN424**AA* | CAP**3717AL* | 59CU5B060C17**16 | 22800 | 24000 | 16.5 | 12.5 | 8.1 | 2.3 | 60 | 45 | 213753603
BRYANT HEATING AND COOLING SYSTEMS | 227TAN024**AA* | CAP**3717AL* | 935CB48060C17*** | 22800 | 24000 | 16.5 | 12.5 | 8.1 | 2.3 | 60 | 45 | 213753599
CARRIER | 25TPB724A**30* | CAP**3717AL* | 59CU5B060C17**16 | 22800 | 24000 | 16.5 | 12.5 | 8.1 | 2.3 | 60 | 45 | 213753601
TEMPSTAR | N4H7T24*K*AAA* | EA*4X37L17A* | *80CTL0901716B* | 22800 | 23800 | 16 | 12 | 8.1 | 2.3 | 60 | 45 | 213753596
MARATHERM | N4H7T24*K*AAA* | EA*4X37L17A* | *80CTL0901716B* | 22800 | 23800 | 16 | 12 | 8.1 | 2.3 | 60 | 45 | 213753594
KENMORE | N4H7T24*K*AAA* | EA*4X37L17A* | *80CTL0901716B* | 22800 | 23800 | 16 | 12 | 8.1 | 2.3 | 60 | 45 | 213753593
MARATHERM | N4H7T24*K*AAA* | EA*4X25L17A* | *96CTN0801714B* | 23000 | 24000 | 16.5 | 12.5 | 8.1 | 2.32 | 60 | 45 | 213752710
KEEPRITE | N4H7T24*K*AAA* | EA*4X25L17A* | *96CTN0801714B* | 23000 | 24000 | 16.5 | 12.5 | 8.1 | 2.32 | 60 | 45 | 213752707
TEMPSTAR | N4H7T24*K*AAA* | EA*4X25L17A* | *96CTN0801714B* | 23000 | 24000 | 16.5 | 12.5 | 8.1 | 2.32 | 60 | 45 | 213752711
KENMORE | N4H7T24*K*AAA* | EA*4X25L17A* | *96CTN0801714B* | 23000 | 24000 | 16.5 | 12.5 | 8.1 | 2.32 | 60 | 45 | 213752708
DAY & NIGHT | N4H7T24*K*AAA* | EA*4X25L17A* | *96CTN0801714B* | 23000 | 24000 | 16.5 | 12.5 | 8.1 | 2.32 | 60 | 45 | 213752705
COMFORTMAKER | N4H7T24*K*AAA* | EA*4X25L17A* | *96CTN0801714B* | 23000 | 24000 | 16.5 | 12.5 | 8.1 | 2.32 | 60 | 45 | 213752703
ARCOAIRE | N4H7T24*K*AAA* | EA*4X25L17A* | *96CTN0801714B* | 23000 | 24000 | 16.5 | 12.5 | 8.1 | 2.32 | 60 | 45 | 213752702
AIRQUEST | N4H7T24*K*AAA* | EA*4X25L17A* | *96CTN0801714B* | 23000 | 24000 | 16.5 | 12.5 | 8.1 | 2.32 | 60 | 45 | 213752700
BRYANT HEATING AND COOLING SYSTEMS | PH7TAN424**AA* | CAP**2517AL* | 986TD42080C17*** | 23000 | 24000 | 16.5 | 12.5 | 8.1 | 2.32 | 60 | 45 | 213752697
BRYANT HEATING AND COOLING SYSTEMS | GH7TAN424**AA* | CAP**2517AL* | 986TD42080C17*** | 23000 | 24000 | 16.5 | 12.5 | 8.1 | 2.32 | 60 | 45 | 213752695
HEIL | N4H7T24*K*AAA* | EA*4X25L17A* | *96CTN0801714B* | 23000 | 24000 | 16.5 | 12.5 | 8.1 | 2.32 | 60 | 45 | 213752698
BRYANT HEATING AND COOLING SYSTEMS | 227TBN024**AA* | CAP**2517AL* | 986TD42080C17*** | 23000 | 24000 | 16.5 | 12.5 | 8.1 | 2.32 | 60 | 45 | 213752693
CARRIER | 25TPB724A**30* | CAP**2517AL* | 59TN6C080C17**14 | 23000 | 24000 | 16.5 | 12.5 | 8.1 | 2.32 | 60 | 45 | 213752690
CARRIER | GH7TAN424**AA* | CAP**2517AL* | 59TN6C080C17**14 | 23000 | 24000 | 16.5 | 12.5 | 8.1 | 2.32 | 60 | 45 | 213752692
BRYANT HEATING AND COOLING SYSTEMS | 227TAN024**AA* | CAP**2517AL* | 986TD42080C17*** | 23000 | 24000 | 16.5 | 12.5 | 8.1 | 2.32 | 60 | 45 | 213752689
TEMPSTAR | N4H7T24*K*AAA* | EA*4X25L17A* | *96CTN0601714B* | 23000 | 24000 | 16.5 | 12.5 | 8.1 | 2.32 | 60 | 45 | 213752685
MARATHERM | N4H7T24*K*AAA* | EA*4X25L17A* | *96CTN0601714B* | 23000 | 24000 | 16.5 | 12.5 | 8.1 | 2.32 | 60 | 45 | 213752684
KENMORE | N4H7T24*K*AAA* | EA*4X25L17A* | *96CTN0601714B* | 23000 | 24000 | 16.5 | 12.5 | 8.1 | 2.32 | 60 | 45 | 213752682
KEEPRITE | N4H7T24*K*AAA* | EA*4X25L17A* | *96CTN0601714B* | 23000 | 24000 | 16.5 | 12.5 | 8.1 | 2.32 | 60 | 45 | 213752680
DAY & NIGHT | N4H7T24*K*AAA* | EA*4X25L17A* | *96CTN0601714B* | 23000 | 24000 | 16.5 | 12.5 | 8.1 | 2.32 | 60 | 45 | 213752679
COMFORTMAKER | N4H7T24*K*AAA* | EA*4X25L17A* | *96CTN0601714B* | 23000 | 24000 | 16.5 | 12.5 | 8.1 | 2.32 | 60 | 45 | 213752677
ARCOAIRE | N4H7T24*K*AAA* | EA*4X25L17A* | *96CTN0601714B* | 23000 | 24000 | 16.5 | 12.5 | 8.1 | 2.32 | 60 | 45 | 213752675
AIRQUEST | N4H7T24*K*AAA* | EA*4X25L17A* | *96CTN0601714B* | 23000 | 24000 | 16.5 | 12.5 | 8.1 | 2.32 | 60 | 45 | 213752674
HEIL | N4H7T24*K*AAA* | EA*4X25L17A* | *96CTN0601714B* | 23000 | 24000 | 16.5 | 12.5 | 8.1 | 2.32 | 60 | 45 | 213752672
BRYANT HEATING AND COOLING SYSTEMS | GH7TAN424**AA* | CAP**2517AL* | 986TD42060C17*** | 23000 | 24000 | 16.5 | 12.5 | 8.1 | 2.32 | 60 | 45 | 213752669
BRYANT HEATING AND COOLING SYSTEMS | PH7TAN424**AA* | CAP**2517AL* | 986TD42060C17*** | 23000 | 24000 | 16.5 | 12.5 | 8.1 | 2.32 | 60 | 45 | 213752670
CARRIER | GH7TAN424**AA* | CAP**2517AL* | 59TN6C060C17**14 | 23000 | 24000 | 16.5 | 12.5 | 8.1 | 2.32 | 60 | 45 | 213752665
BRYANT HEATING AND COOLING SYSTEMS | 227TBN024**AA* | CAP**2517AL* | 986TD42060C17*** | 23000 | 24000 | 16.5 | 12.5 | 8.1 | 2.32 | 60 | 45 | 213752667
CARRIER | 25TPB724A**30* | CAP**2517AL* | 59TN6C060C17**14 | 23000 | 24000 | 16.5 | 12.5 | 8.1 | 2.32 | 60 | 45 | 213752664
BRYANT HEATING AND COOLING SYSTEMS | 227TAN024**AA* | CAP**2517AL* | 986TD42060C17*** | 23000 | 24000 | 16.5 | 12.5 | 8.1 | 2.32 | 60 | 45 | 213752662
CARRIER | GH7TAN424**AA* | CAP**2517AL* | 59TN6C040C14**10 | 22800 | 24200 | 16 | 12 | 8.1 | 2.3 | 60 | 45 | 213752639
CARRIER | 25TPB724A**30* | CAP**2517AL* | 59TN6C040C14**10 | 22800 | 24200 | 16 | 12 | 8.1 | 2.3 | 60 | 45 | 213752637
TEMPSTAR | N4H7T24*K*AAA* | EA*4X25L17A* | *97CMN0801714B* | 22800 | 24000 | 16.5 | 12.5 | 8.1 | 2.32 | 60 | 44 | 213752632
MARATHERM | N4H7T24*K*AAA* | EA*4X25L17A* | *97CMN0801714B* | 22800 | 24000 | 16.5 | 12.5 | 8.1 | 2.32 | 60 | 44 | 213752631
KENMORE | N4H7T24*K*AAA* | EA*4X25L17A* | *97CMN0801714B* | 22800 | 24000 | 16.5 | 12.5 | 8.1 | 2.32 | 60 | 44 | 213752629
KEEPRITE | N4H7T24*K*AAA* | EA*4X25L17A* | *97CMN0801714B* | 22800 | 24000 | 16.5 | 12.5 | 8.1 | 2.32 | 60 | 44 | 213752627
DAY & NIGHT | N4H7T24*K*AAA* | EA*4X25L17A* | *97CMN0801714B* | 22800 | 24000 | 16.5 | 12.5 | 8.1 | 2.32 | 60 | 44 | 213752626
ARCOAIRE | N4H7T24*K*AAA* | EA*4X25L17A* | *97CMN0801714B* | 22800 | 24000 | 16.5 | 12.5 | 8.1 | 2.32 | 60 | 44 | 213752623
COMFORTMAKER | N4H7T24*K*AAA* | EA*4X25L17A* | *97CMN0801714B* | 22800 | 24000 | 16.5 | 12.5 | 8.1 | 2.32 | 60 | 44 | 213752624
AIRQUEST | N4H7T24*K*AAA* | EA*4X25L17A* | *97CMN0801714B* | 22800 | 24000 | 16.5 | 12.5 | 8.1 | 2.32 | 60 | 44 | 213752621
BRYANT HEATING AND COOLING SYSTEMS | PH7TAN424**AA* | CAP**2517AL* | 987MC42080C17*** | 22800 | 24000 | 16.5 | 12.5 | 8.1 | 2.32 | 60 | 44 | 213752618
HEIL | N4H7T24*K*AAA* | EA*4X25L17A* | *97CMN0801714B* | 22800 | 24000 | 16.5 | 12.5 | 8.1 | 2.32 | 60 | 44 | 213752619
BRYANT HEATING AND COOLING SYSTEMS | PH7TAN424**AA* | CAP**2517AL* | 88*TB48070C17*** | 23200 | 24200 | 16.5 | 12.5 | 8.1 | 2.34 | 60 | 45 | 213752512
BRYANT HEATING AND COOLING SYSTEMS | GH7TAN424**AA* | CAP**2517AL* | 88*TB48070C17*** | 23200 | 24200 | 16.5 | 12.5 | 8.1 | 2.34 | 60 | 45 | 213752511
BRYANT HEATING AND COOLING SYSTEMS | 227TBN024**AA* | CAP**2517AL* | 88*TB48070C17*** | 23200 | 24200 | 16.5 | 12.5 | 8.1 | 2.34 | 60 | 45 | 213752509
CARRIER | GH7TAN424**AA* | CAP**2517AL* | 58TN*B070C17**16 | 23200 | 24200 | 16.5 | 12.5 | 8.1 | 2.34 | 60 | 45 | 213752507
CARRIER | 25TPB724A**30* | CAP**2517AL* | 58TN*B070C17**16 | 23200 | 24200 | 16.5 | 12.5 | 8.1 | 2.34 | 60 | 45 | 213752506
BRYANT HEATING AND COOLING SYSTEMS | 227TAN024**AA* | CAP**2517AL* | 88*TB48070C17*** | 23200 | 24200 | 16.5 | 12.5 | 8.1 | 2.34 | 60 | 45 | 213752504
TEMPSTAR | N4H7T24*K*AAA* | EA*4X25L17A* | *80CTL0701412B* | 22800 | 24000 | 16 | 13 | 8.1 | 2.32 | 60 | 44 | 213752501
MARATHERM | N4H7T24*K*AAA* | EA*4X25L17A* | *80CTL0701412B* | 22800 | 24000 | 16 | 13 | 8.1 | 2.32 | 60 | 44 | 213752499
KENMORE | N4H7T24*K*AAA* | EA*4X25L17A* | *80CTL0701412B* | 22800 | 24000 | 16 | 13 | 8.1 | 2.32 | 60 | 44 | 213752498
KEEPRITE | N4H7T24*K*AAA* | EA*4X25L17A* | *80CTL0701412B* | 22800 | 24000 | 16 | 13 | 8.1 | 2.32 | 60 | 44 | 213752496
DAY & NIGHT | N4H7T24*K*AAA* | EA*4X25L17A* | *80CTL0701412B* | 22800 | 24000 | 16 | 13 | 8.1 | 2.32 | 60 | 44 | 213752494
COMFORTMAKER | N4H7T24*K*AAA* | EA*4X25L17A* | *80CTL0701412B* | 22800 | 24000 | 16 | 13 | 8.1 | 2.32 | 60 | 44 | 213752493
ARCOAIRE | N4H7T24*K*AAA* | EA*4X25L17A* | *80CTL0701412B* | 22800 | 24000 | 16 | 13 | 8.1 | 2.32 | 60 | 44 | 213752491
BRYANT HEATING AND COOLING SYSTEMS | PH7TAN424**AA* | CAP**2517AL* | 88*TB36070C14*** | 22800 | 24000 | 16 | 13 | 8.1 | 2.32 | 60 | 44 | 213752486
AIRQUEST | N4H7T24*K*AAA* | EA*4X25L17A* | *80CTL0701412B* | 22800 | 24000 | 16 | 13 | 8.1 | 2.32 | 60 | 44 | 213752489
HEIL | N4H7T24*K*AAA* | EA*4X25L17A* | *80CTL0701412B* | 22800 | 24000 | 16 | 13 | 8.1 | 2.32 | 60 | 44 | 213752488
BRYANT HEATING AND COOLING SYSTEMS | GH7TAN424**AA* | CAP**2517AL* | 88*TB36070C14*** | 22800 | 24000 | 16 | 13 | 8.1 | 2.32 | 60 | 44 | 213752484
BRYANT HEATING AND COOLING SYSTEMS | 227TBN024**AA* | CAP**2517AL* | 88*TB36070C14*** | 22800 | 24000 | 16 | 13 | 8.1 | 2.32 | 60 | 44 | 213752483
CARRIER | 25TPB724A**30* | CAP**2517AL* | 58TN*B070C14**12 | 22800 | 24000 | 16 | 13 | 8.1 | 2.32 | 60 | 44 | 213752480
CARRIER | GH7TAN424**AA* | CAP**2517AL* | 58TN*B070C14**12 | 22800 | 24000 | 16 | 13 | 8.1 | 2.32 | 60 | 44 | 213752481
BRYANT HEATING AND COOLING SYSTEMS | 227TAN024**AA* | CAP**2517AL* | 88*TB36070C14*** | 22800 | 24000 | 16 | 13 | 8.1 | 2.32 | 60 | 44 | 213752478
TEMPSTAR | N4H7T24*K*AAA* | EA*4X25L17A* | *80CTL0451712B* | 23000 | 24000 | 16.5 | 12 | 8.1 | 2.32 | 60 | 45 | 213752475
MARATHERM | N4H7T24*K*AAA* | EA*4X25L17A* | *80CTL0451712B* | 23000 | 24000 | 16.5 | 12 | 8.1 | 2.32 | 60 | 45 | 213752473
KEEPRITE | N4H7T24*K*AAA* | EA*4X25L17A* | *80CTL0451712B* | 23000 | 24000 | 16.5 | 12 | 8.1 | 2.32 | 60 | 45 | 213752470
KENMORE | N4H7T24*K*AAA* | EA*4X25L17A* | *80CTL0451712B* | 23000 | 24000 | 16.5 | 12 | 8.1 | 2.32 | 60 | 45 | 213752471
DAY & NIGHT | N4H7T24*K*AAA* | EA*4X25L17A* | *80CTL0451712B* | 23000 | 24000 | 16.5 | 12 | 8.1 | 2.32 | 60 | 45 | 213752468
COMFORTMAKER | N4H7T24*K*AAA* | EA*4X25L17A* | *80CTL0451712B* | 23000 | 24000 | 16.5 | 12 | 8.1 | 2.32 | 60 | 45 | 213752466
ARCOAIRE | N4H7T24*K*AAA* | EA*4X25L17A* | *80CTL0451712B* | 23000 | 24000 | 16.5 | 12 | 8.1 | 2.32 | 60 | 45 | 213752465
AIRQUEST | N4H7T24*K*AAA* | EA*4X25L17A* | *80CTL0451712B* | 23000 | 24000 | 16.5 | 12 | 8.1 | 2.32 | 60 | 45 | 213752463
HEIL | N4H7T24*K*AAA* | EA*4X25L17A* | *80CTL0451712B* | 23000 | 24000 | 16.5 | 12 | 8.1 | 2.32 | 60 | 45 | 213752461
BRYANT HEATING AND COOLING SYSTEMS | PH7TAN424**AA* | CAP**2517AL* | 88*TB36045C17*** | 23000 | 24000 | 16.5 | 12 | 8.1 | 2.32 | 60 | 45 | 213752460
BRYANT HEATING AND COOLING SYSTEMS | GH7TAN424**AA* | CAP**2517AL* | 88*TB36045C17*** | 23000 | 24000 | 16.5 | 12 | 8.1 | 2.32 | 60 | 45 | 213752458
BRYANT HEATING AND COOLING SYSTEMS | 227TBN024**AA* | CAP**2517AL* | 88*TB36045C17*** | 23000 | 24000 | 16.5 | 12 | 8.1 | 2.32 | 60 | 45 | 213752456
BRYANT HEATING AND COOLING SYSTEMS | 227TAN024**AA* | CAP**2517AL* | 88*TB36045C17*** | 23000 | 24000 | 16.5 | 12 | 8.1 | 2.32 | 60 | 45 | 213752452
CARRIER | GH7TAN424**AA* | CAP**2517AL* | 58TN*B045C17**12 | 23000 | 24000 | 16.5 | 12 | 8.1 | 2.32 | 60 | 45 | 213752455
CARRIER | 25TPB724A**30* | CAP**2517AL* | 58TN*B045C17**12 | 23000 | 24000 | 16.5 | 12 | 8.1 | 2.32 | 60 | 45 | 213752453
TEMPSTAR | N4H7T24*K*AAA* | EA*4X37L21A* | *96CTN0801714B* | 23000 | 24000 | 16 | 13 | 8.1 | 2.34 | 60 | 45 | 213753963
MARATHERM | N4H7T24*K*AAA* | EA*4X37L21A* | *96CTN0801714B* | 23000 | 24000 | 16 | 13 | 8.1 | 2.34 | 60 | 45 | 213753962
KENMORE | N4H7T24*K*AAA* | EA*4X37L21A* | *96CTN0801714B* | 23000 | 24000 | 16 | 13 | 8.1 | 2.34 | 60 | 45 | 213753960
KEEPRITE | N4H7T24*K*AAA* | EA*4X37L21A* | *96CTN0801714B* | 23000 | 24000 | 16 | 13 | 8.1 | 2.34 | 60 | 45 | 213753958
DAY & NIGHT | N4H7T24*K*AAA* | EA*4X37L21A* | *96CTN0801714B* | 23000 | 24000 | 16 | 13 | 8.1 | 2.34 | 60 | 45 | 213753957
COMFORTMAKER | N4H7T24*K*AAA* | EA*4X37L21A* | *96CTN0801714B* | 23000 | 24000 | 16 | 13 | 8.1 | 2.34 | 60 | 45 | 213753955
ARCOAIRE | N4H7T24*K*AAA* | EA*4X37L21A* | *96CTN0801714B* | 23000 | 24000 | 16 | 13 | 8.1 | 2.34 | 60 | 45 | 213753953
HEIL | N4H7T24*K*AAA* | EA*4X37L21A* | *96CTN0801714B* | 23000 | 24000 | 16 | 13 | 8.1 | 2.34 | 60 | 45 | 213753950
AIRQUEST | N4H7T24*K*AAA* | EA*4X37L21A* | *96CTN0801714B* | 23000 | 24000 | 16 | 13 | 8.1 | 2.34 | 60 | 45 | 213753952
BRYANT HEATING AND COOLING SYSTEMS | GH7TAN424**AA* | CAP**3721AL* | 986TD42080C17*** | 23000 | 24000 | 16 | 13 | 8.1 | 2.34 | 60 | 45 | 213753947
CARRIER | GH7TAN424**AA* | CAP**3721AL* | 59TN6C080C17**14 | 23000 | 24000 | 16 | 13 | 8.1 | 2.34 | 60 | 45 | 213753944
CARRIER | 25TPB724A**30* | CAP**3721AL* | 59TN6C080C17**14 | 23000 | 24000 | 16 | 13 | 8.1 | 2.34 | 60 | 45 | 213753942
BRYANT HEATING AND COOLING SYSTEMS | 227TBN024**AA* | CAP**3721AL* | 986TD42080C17*** | 23000 | 24000 | 16 | 13 | 8.1 | 2.34 | 60 | 45 | 213753945
BRYANT HEATING AND COOLING SYSTEMS | PH7TAN424**AA* | CAP**3721AL* | 986TD42080C17*** | 23000 | 24000 | 16 | 13 | 8.1 | 2.34 | 60 | 45 | 213753948
BRYANT HEATING AND COOLING SYSTEMS | 227TAN024**AA* | CAP**3721AL* | 986TD42080C17*** | 23000 | 24000 | 16 | 13 | 8.1 | 2.34 | 60 | 45 | 213753940
TEMPSTAR | N4H7T24*K*AAA* | EA*4X37L21A* | *96CTN0601714B* | 23000 | 24200 | 16.5 | 12.5 | 8.1 | 2.34 | 60 | 45 | 213753937
ACIQ | N4H7T60*K*AAA* | EA*4X61L24A* | *80VTL0902120A* | 55500 | 59000 | 15.5 | 11.7 | 8.1 | 2.18 | 63 | 51 | 213072423
HEIL | N4H7T48*K*AAA* | EVD4X61M21A* | *80CTL0902120B* | 47000 | 51000 | 16 | 11.7 | 8.1 | 2.3 | 61 | 50 | 213639679
BRYANT HEATING AND COOLING SYSTEMS | 227TBN048**AA* | CVPVA6121XMC* | 88*TB60090C21*** | 47000 | 51000 | 16 | 11.7 | 8.1 | 2.3 | 61 | 50 | 213639676
BRYANT HEATING AND COOLING SYSTEMS | GH7TAN448**AA* | CVPVA6121XMC* | 88*TB60090C21*** | 47000 | 51000 | 16 | 11.7 | 8.1 | 2.3 | 61 | 50 | 213639677
CARRIER | GH7TAN448**AA* | CVPVA6121XMC* | 58TN*B090C21**20 | 47000 | 51000 | 16 | 11.7 | 8.1 | 2.3 | 61 | 50 | 213639675
CARRIER | 25TPB748A**30* | CVPVA6121XMC* | 58TN*B090C21**20 | 47000 | 51000 | 16 | 11.7 | 8.1 | 2.3 | 61 | 50 | 213639674
BRYANT HEATING AND COOLING SYSTEMS | 227TAN048**AA* | CVPVA6121XMC* | 88*TB60090C21*** | 47000 | 51000 | 16 | 11.7 | 8.1 | 2.3 | 61 | 50 | 213639673
BRYANT HEATING AND COOLING SYSTEMS | 227TAN048**AA* | CVPVA6121XMC* | 935CB66100C21*** | 46500 | 50500 | 15.5 | 11.7 | 8.1 | 2.32 | 61 | 49 | 213639810
CARRIER | GH7TAN448**AA* | CVPVA6121XMC* | 59CU5B100C21**22 | 46500 | 50500 | 15.5 | 11.7 | 8.1 | 2.32 | 61 | 49 | 213639812
CARRIER | 25TPB748A**30* | CVPVA6121XMC* | 59CU5B100C21**22 | 46500 | 50500 | 15.5 | 11.7 | 8.1 | 2.32 | 61 | 49 | 213639811
ECOTEMP | W4H7T48*K*AAA* | WMVC60421XA* | WFET110C066A* | 46000 | 50500 | 16 | 11.7 | 8.1 | 2.28 | 61 | 49 | 213639073
GRANDAIRE | W4H7T48*K*AAA* | WMVC60421XA* | WFET110C066A* | 46000 | 50500 | 16 | 11.7 | 8.1 | 2.28 | 61 | 49 | 213639072
KEEPRITE | N4H7T48*K*AAA* | EVD4X60M21A* | *80VTL1102122B* | 46000 | 50500 | 16 | 11.7 | 8.1 | 2.28 | 61 | 49 | 213639069
TEMPSTAR | N4H7T48*K*AAA* | EVD4X60M21A* | *80VTL1102122B* | 46000 | 50500 | 16 | 11.7 | 8.1 | 2.28 | 61 | 49 | 213639071
KENMORE | N4H7T48*K*AAA* | EVD4X60M21A* | *80VTL1102122B* | 46000 | 50500 | 16 | 11.7 | 8.1 | 2.28 | 61 | 49 | 213639070
COMFORTMAKER | N4H7T48*K*AAA* | EVD4X60M21A* | *80VTL1102122B* | 46000 | 50500 | 16 | 11.7 | 8.1 | 2.28 | 61 | 49 | 213639067
DAY & NIGHT | N4H7T48*K*AAA* | EVD4X60M21A* | *80VTL1102122B* | 46000 | 50500 | 16 | 11.7 | 8.1 | 2.28 | 61 | 49 | 213639068
ARCOAIRE | N4H7T48*K*AAA* | EVD4X60M21A* | *80VTL1102122B* | 46000 | 50500 | 16 | 11.7 | 8.1 | 2.28 | 61 | 49 | 213639066
AIRQUEST | N4H7T48*K*AAA* | EVD4X60M21A* | *80VTL1102122B* | 46000 | 50500 | 16 | 11.7 | 8.1 | 2.28 | 61 | 49 | 213639065
HEIL | N4H7T48*K*AAA* | EVD4X60M21A* | *80VTL1102122B* | 46000 | 50500 | 16 | 11.7 | 8.1 | 2.28 | 61 | 49 | 213639064
BROCK | PH7TAN448**AA* | CVPVA6021XMC* | PG80VTLB66110C** | 46000 | 50500 | 16 | 11.7 | 8.1 | 2.28 | 61 | 49 | 213639062
WEATHERMAKER | PH7TAN448**AA* | CVPVA6021XMC* | PG80VTLB66110C** | 46000 | 50500 | 16 | 11.7 | 8.1 | 2.28 | 61 | 49 | 213639063
PAYNE HEATING AND COOLING | PH7TAN448**AA* | CVPVA6021XMC* | PG80VTLB66110C** | 46000 | 50500 | 16 | 11.7 | 8.1 | 2.28 | 61 | 49 | 213639061
BRYANT HEATING AND COOLING SYSTEMS | 227TBN048**AA* | CVPVA6021XMC* | 82*TB66110V21*** | 46000 | 50500 | 16 | 11.7 | 8.1 | 2.28 | 61 | 49 | 213639058
CARRIER | 25TPB748A**30* | CVPVA6021XMC* | 58TP*B110V21**22 | 46000 | 50500 | 16 | 11.7 | 8.1 | 2.28 | 61 | 49 | 213639056
CARRIER | GH7TAN448**AA* | CVPVA6021XMC* | 58TP*B110V21**22 | 46000 | 50500 | 16 | 11.7 | 8.1 | 2.28 | 61 | 49 | 213639057
BRYANT HEATING AND COOLING SYSTEMS | 227TAN048**AA* | CVPVA6021XMC* | 82*TB66110V21*** | 46000 | 50500 | 16 | 11.7 | 8.1 | 2.28 | 61 | 49 | 213639055
BRYANT HEATING AND COOLING SYSTEMS | PH7TAN448**AA* | CVPVA6021XMC* | 82*TB66110V21*** | 46000 | 50500 | 16 | 11.7 | 8.1 | 2.28 | 61 | 49 | 213639060
BRYANT HEATING AND COOLING SYSTEMS | GH7TAN448**AA* | CVPVA6021XMC* | 82*TB66110V21*** | 46000 | 50500 | 16 | 11.7 | 8.1 | 2.28 | 61 | 49 | 213639059
DAY & NIGHT | N4H7T48*K*AAA* | EVM4X60M21A* | *80CTL0902120B* | 46000 | 50000 | 16 | 11.7 | 8.1 | 2.3 | 61 | 49 | 213637166
COMFORTMAKER | N4H7T48*K*AAA* | EVM4X60M21A* | *80CTL0902120B* | 46000 | 50000 | 16 | 11.7 | 8.1 | 2.3 | 61 | 49 | 213637165
ARCOAIRE | N4H7T48*K*AAA* | EVM4X60M21A* | *80CTL0902120B* | 46000 | 50000 | 16 | 11.7 | 8.1 | 2.3 | 61 | 49 | 213637164
AIRQUEST | N4H7T48*K*AAA* | EVM4X60M21A* | *80CTL0902120B* | 46000 | 50000 | 16 | 11.7 | 8.1 | 2.3 | 61 | 49 | 213637163
HEIL | N4H7T48*K*AAA* | EVM4X60M21A* | *80CTL0902120B* | 46000 | 50000 | 16 | 11.7 | 8.1 | 2.3 | 61 | 49 | 213637162
BRYANT HEATING AND COOLING SYSTEMS | GH7TAN448**AA* | CVPMA6021XMC* | 88*TB60090C21*** | 46000 | 50000 | 16 | 11.7 | 8.1 | 2.3 | 61 | 49 | 213637160
BRYANT HEATING AND COOLING SYSTEMS | 227TBN048**AA* | CVPMA6021XMC* | 88*TB60090C21*** | 46000 | 50000 | 16 | 11.7 | 8.1 | 2.3 | 61 | 49 | 213637159
CARRIER | GH7TAN448**AA* | CVPMA6021XMC* | 58TN*B090C21**20 | 46000 | 50000 | 16 | 11.7 | 8.1 | 2.3 | 61 | 49 | 213637158
CARRIER | 25TPB748A**30* | CVPMA6021XMC* | 58TN*B090C21**20 | 46000 | 50000 | 16 | 11.7 | 8.1 | 2.3 | 61 | 49 | 213637157
BRYANT HEATING AND COOLING SYSTEMS | PH7TAN448**AA* | CVPMA6021XMC* | 88*TB60090C21*** | 46000 | 50000 | 16 | 11.7 | 8.1 | 2.3 | 61 | 49 | 213637161
BRYANT HEATING AND COOLING SYSTEMS | 227TAN048**AA* | CVPMA6021XMC* | 88*TB60090C21*** | 46000 | 50000 | 16 | 11.7 | 8.1 | 2.3 | 61 | 49 | 213637156
TEMPSTAR | N4H7T48*K*AAA* | EVM4X60M21A* | *96VTN1002122B* | 46500 | 50500 | 16 | 11.7 | 8.1 | 2.3 | 61 | 49 | 213637652
KENMORE | N4H7T48*K*AAA* | EVM4X60M21A* | *96VTN1002122B* | 46500 | 50500 | 16 | 11.7 | 8.1 | 2.3 | 61 | 49 | 213637651
KEEPRITE | N4H7T48*K*AAA* | EVM4X60M21A* | *96VTN1002122B* | 46500 | 50500 | 16 | 11.7 | 8.1 | 2.3 | 61 | 49 | 213637650
DAY & NIGHT | N4H7T48*K*AAA* | EVM4X60M21A* | *96VTN1002122B* | 46500 | 50500 | 16 | 11.7 | 8.1 | 2.3 | 61 | 49 | 213637649
COMFORTMAKER | N4H7T48*K*AAA* | EVM4X60M21A* | *96VTN1002122B* | 46500 | 50500 | 16 | 11.7 | 8.1 | 2.3 | 61 | 49 | 213637648
ARCOAIRE | N4H7T48*K*AAA* | EVM4X60M21A* | *96VTN1002122B* | 46500 | 50500 | 16 | 11.7 | 8.1 | 2.3 | 61 | 49 | 213637647
TEMPSTAR | N4H7T48*K*AAA* | EVD4X61M21A* | *96VTN1002122A* | 47000 | 50500 | 16 | 11.7 | 8.1 | 2.32 | 61 | 49 | 213640081
MARATHERM | N4H7T48*K*AAA* | EVD4X61M21A* | *96VTN1002122A* | 47000 | 50500 | 16 | 11.7 | 8.1 | 2.32 | 61 | 49 | 213640080
KENMORE | N4H7T48*K*AAA* | EVD4X61M21A* | *96VTN1002122A* | 47000 | 50500 | 16 | 11.7 | 8.1 | 2.32 | 61 | 49 | 213640079
KEEPRITE | N4H7T48*K*AAA* | EVD4X61M21A* | *96VTN1002122A* | 47000 | 50500 | 16 | 11.7 | 8.1 | 2.32 | 61 | 49 | 213640078
DAY & NIGHT | N4H7T48*K*AAA* | EVD4X61M21A* | *96VTN1002122A* | 47000 | 50500 | 16 | 11.7 | 8.1 | 2.32 | 61 | 49 | 213640077
COMFORTMAKER | N4H7T48*K*AAA* | EVD4X61M21A* | *96VTN1002122A* | 47000 | 50500 | 16 | 11.7 | 8.1 | 2.32 | 61 | 49 | 213640076
TEMPSTAR | N4H7T48*K*AAA* | EVD4X61M21A* | *80CTL0902120B* | 47000 | 51000 | 16 | 11.7 | 8.1 | 2.3 | 61 | 50 | 213639687
KEEPRITE | N4H7T48*K*AAA* | EVD4X61M21A* | *80CTL0902120B* | 47000 | 51000 | 16 | 11.7 | 8.1 | 2.3 | 61 | 50 | 213639684
MARATHERM | N4H7T48*K*AAA* | EVD4X61M21A* | *80CTL0902120B* | 47000 | 51000 | 16 | 11.7 | 8.1 | 2.3 | 61 | 50 | 213639686
KENMORE | N4H7T48*K*AAA* | EVD4X61M21A* | *80CTL0902120B* | 47000 | 51000 | 16 | 11.7 | 8.1 | 2.3 | 61 | 50 | 213639685
DAY & NIGHT | N4H7T48*K*AAA* | EVD4X61M21A* | *80CTL0902120B* | 47000 | 51000 | 16 | 11.7 | 8.1 | 2.3 | 61 | 50 | 213639683
COMFORTMAKER | N4H7T48*K*AAA* | EVD4X61M21A* | *80CTL0902120B* | 47000 | 51000 | 16 | 11.7 | 8.1 | 2.3 | 61 | 50 | 213639682
ARCOAIRE | N4H7T48*K*AAA* | EVD4X61M21A* | *80CTL0902120B* | 47000 | 51000 | 16 | 11.7 | 8.1 | 2.3 | 61 | 50 | 213639681
AIRQUEST | N4H7T48*K*AAA* | EVD4X61M21A* | *80CTL0902120B* | 47000 | 51000 | 16 | 11.7 | 8.1 | 2.3 | 61 | 50 | 213639680
BRYANT HEATING AND COOLING SYSTEMS | PH7TAN448**AA* | CVPVA6121XMC* | 88*TB60090C21*** | 47000 | 51000 | 16 | 11.7 | 8.1 | 2.3 | 61 | 50 | 213639678
AIRQUEST | N4H7T48*K*AAA* | EVM4X60M21A* | *96VTN1002122B* | 46500 | 50500 | 16 | 11.7 | 8.1 | 2.3 | 61 | 49 | 213637646
HEIL | N4H7T48*K*AAA* | EVM4X60M21A* | *96VTN1002122B* | 46500 | 50500 | 16 | 11.7 | 8.1 | 2.3 | 61 | 49 | 213637645
BRYANT HEATING AND COOLING SYSTEMS | PH7TAN448**AA* | CVPMA6021XMC* | 926TC66100V21*** | 46500 | 50500 | 16 | 11.7 | 8.1 | 2.3 | 61 | 49 | 213637644
BRYANT HEATING AND COOLING SYSTEMS | GH7TAN448**AA* | CVPMA6021XMC* | 926TC66100V21*** | 46500 | 50500 | 16 | 11.7 | 8.1 | 2.3 | 61 | 49 | 213637643
BRYANT HEATING AND COOLING SYSTEMS | 227TBN048**AA* | CVPMA6021XMC* | 926TC66100V21*** | 46500 | 50500 | 16 | 11.7 | 8.1 | 2.3 | 61 | 49 | 213637642
CARRIER | 25TPB748A**30* | CVPMA6021XMC* | 59TP6C100V21**22 | 46500 | 50500 | 16 | 11.7 | 8.1 | 2.3 | 61 | 49 | 213637640
BRYANT HEATING AND COOLING SYSTEMS | 227TAN048**AA* | CVPMA6021XMC* | 926TC66100V21*** | 46500 | 50500 | 16 | 11.7 | 8.1 | 2.3 | 61 | 49 | 213637639
CARRIER | GH7TAN448**AA* | CVPMA6021XMC* | 59TP6C100V21**22 | 46500 | 50500 | 16 | 11.7 | 8.1 | 2.3 | 61 | 49 | 213637641
AIRQUEST | N4H7T48*K*AAA* | EVD4X61M21A* | *80VSL0902120B* | 46500 | 50500 | 16 | 11.7 | 8.1 | 2.3 | 61 | 50 | 213639523
HEIL | N4H7T48*K*AAA* | EVD4X61M21A* | *80VSL0902120B* | 46500 | 50500 | 16 | 11.7 | 8.1 | 2.3 | 61 | 50 | 213639522
BRYANT HEATING AND COOLING SYSTEMS | GH7TAN448**AA* | CVPVA6121XMC* | 82*SB60090V21*** | 46500 | 50500 | 16 | 11.7 | 8.1 | 2.3 | 61 | 50 | 213639520
BRYANT HEATING AND COOLING SYSTEMS | 227TBN048**AA* | CVPVA6121XMC* | 82*SB60090V21*** | 46500 | 50500 | 16 | 11.7 | 8.1 | 2.3 | 61 | 50 | 213639519
KEEPRITE | N4H7T48*K*AAA* | EVD4X61M21A* | *80VSL1102122B* | 47000 | 51000 | 16 | 11.7 | 8.1 | 2.32 | 60 | 49 | 213639542
TEMPSTAR | N4H7T48*K*AAA* | EVD4X61M21A* | *80VSL1102122B* | 47000 | 51000 | 16 | 11.7 | 8.1 | 2.32 | 60 | 49 | 213639544
KENMORE | N4H7T48*K*AAA* | EVD4X61M21A* | *80VSL1102122B* | 47000 | 51000 | 16 | 11.7 | 8.1 | 2.32 | 60 | 49 | 213639543
ARCOAIRE | N4H7T48*K*AAA* | EVD4X61M21A* | *80VSL1102122B* | 47000 | 51000 | 16 | 11.7 | 8.1 | 2.32 | 60 | 49 | 213639539
DAY & NIGHT | N4H7T48*K*AAA* | EVD4X61M21A* | *80VSL1102122B* | 47000 | 51000 | 16 | 11.7 | 8.1 | 2.32 | 60 | 49 | 213639541
COMFORTMAKER | N4H7T48*K*AAA* | EVD4X61M21A* | *80VSL1102122B* | 47000 | 51000 | 16 | 11.7 | 8.1 | 2.32 | 60 | 49 | 213639540
AIRQUEST | N4H7T48*K*AAA* | EVD4X61M21A* | *80VSL1102122B* | 47000 | 51000 | 16 | 11.7 | 8.1 | 2.32 | 60 | 49 | 213639538
HEIL | N4H7T48*K*AAA* | EVD4X61M21A* | *80VSL1102122B* | 47000 | 51000 | 16 | 11.7 | 8.1 | 2.32 | 60 | 49 | 213639537
BRYANT HEATING AND COOLING SYSTEMS | PH7TAN448**AA* | CVPVA6121XMC* | 82*SB66110V21*** | 47000 | 51000 | 16 | 11.7 | 8.1 | 2.32 | 60 | 49 | 213639536
BRYANT HEATING AND COOLING SYSTEMS | GH7TAN448**AA* | CVPVA6121XMC* | 82*SB66110V21*** | 47000 | 51000 | 16 | 11.7 | 8.1 | 2.32 | 60 | 49 | 213639535
CARRIER | 25TPB748A**30* | CVPVA6121XMC* | 58SP*B110V21**22 | 47000 | 51000 | 16 | 11.7 | 8.1 | 2.32 | 60 | 49 | 213639532
BRYANT HEATING AND COOLING SYSTEMS | 227TBN048**AA* | CVPVA6121XMC* | 82*SB66110V21*** | 47000 | 51000 | 16 | 11.7 | 8.1 | 2.32 | 60 | 49 | 213639534
CARRIER | GH7TAN448**AA* | CVPVA6121XMC* | 58SP*B110V21**22 | 47000 | 51000 | 16 | 11.7 | 8.1 | 2.32 | 60 | 49 | 213639533
BRYANT HEATING AND COOLING SYSTEMS | 227TAN048**AA* | CVPVA6121XMC* | 82*SB66110V21*** | 47000 | 51000 | 16 | 11.7 | 8.1 | 2.32 | 60 | 49 | 213639531
TEMPSTAR | N4H7T48*K*AAA* | EVD4X61M21A* | *80VSL0902120B* | 46500 | 50500 | 16 | 11.7 | 8.1 | 2.3 | 61 | 50 | 213639529
KENMORE | N4H7T48*K*AAA* | EVD4X61M21A* | *80VSL0902120B* | 46500 | 50500 | 16 | 11.7 | 8.1 | 2.3 | 61 | 50 | 213639528
KEEPRITE | N4H7T48*K*AAA* | EVD4X61M21A* | *80VSL0902120B* | 46500 | 50500 | 16 | 11.7 | 8.1 | 2.3 | 61 | 50 | 213639527
DAY & NIGHT | N4H7T48*K*AAA* | EVD4X61M21A* | *80VSL0902120B* | 46500 | 50500 | 16 | 11.7 | 8.1 | 2.3 | 61 | 50 | 213639526
COMFORTMAKER | N4H7T48*K*AAA* | EVD4X61M21A* | *80VSL0902120B* | 46500 | 50500 | 16 | 11.7 | 8.1 | 2.3 | 61 | 50 | 213639525
ARCOAIRE | N4H7T48*K*AAA* | EVD4X61M21A* | *80VSL0902120B* | 46500 | 50500 | 16 | 11.7 | 8.1 | 2.3 | 61 | 50 | 213639524
BRYANT HEATING AND COOLING SYSTEMS | PH7TAN448**AA* | CVPVA6121XMC* | 82*SB60090V21*** | 46500 | 50500 | 16 | 11.7 | 8.1 | 2.3 | 61 | 50 | 213639521
TEMPSTAR | N4H7T48*K*AAA* | EVD4X61M21A* | *80CTL1102120B* | 47000 | 51000 | 16 | 11.7 | 8.1 | 2.3 | 61 | 49 | 213639703
MARATHERM | N4H7T48*K*AAA* | EVD4X61M21A* | *80CTL1102120B* | 47000 | 51000 | 16 | 11.7 | 8.1 | 2.3 | 61 | 49 | 213639702
KENMORE | N4H7T48*K*AAA* | EVD4X61M21A* | *80CTL1102120B* | 47000 | 51000 | 16 | 11.7 | 8.1 | 2.3 | 61 | 49 | 213639701
KEEPRITE | N4H7T48*K*AAA* | EVD4X61M21A* | *80CTL1102120B* | 47000 | 51000 | 16 | 11.7 | 8.1 | 2.3 | 61 | 49 | 213639700
DAY & NIGHT | N4H7T48*K*AAA* | EVD4X61M21A* | *80CTL1102120B* | 47000 | 51000 | 16 | 11.7 | 8.1 | 2.3 | 61 | 49 | 213639699
COMFORTMAKER | N4H7T48*K*AAA* | EVD4X61M21A* | *80CTL1102120B* | 47000 | 51000 | 16 | 11.7 | 8.1 | 2.3 | 61 | 49 | 213639698
ARCOAIRE | N4H7T48*K*AAA* | EVD4X61M21A* | *80CTL1102120B* | 47000 | 51000 | 16 | 11.7 | 8.1 | 2.3 | 61 | 49 | 213639697
AIRQUEST | N4H7T48*K*AAA* | EVD4X61M21A* | *80CTL1102120B* | 47000 | 51000 | 16 | 11.7 | 8.1 | 2.3 | 61 | 49 | 213639696
BRYANT HEATING AND COOLING SYSTEMS | 227TAN048**AA* | CVPVA6121XMC* | 88*TB60110C21*** | 47000 | 51000 | 16 | 11.7 | 8.1 | 2.3 | 61 | 49 | 213639689
BRYANT HEATING AND COOLING SYSTEMS | 227TAN048**AA* | CVPVA6121XMC* | 82*SB60090V21*** | 46500 | 50500 | 16 | 11.7 | 8.1 | 2.3 | 61 | 50 | 213639516
CARRIER | GH7TAN448**AA* | CVPVA6121XMC* | 58SP*B090V21**20 | 46500 | 50500 | 16 | 11.7 | 8.1 | 2.3 | 61 | 50 | 213639518
CARRIER | 25TPB748A**30* | CVPVA6121XMC* | 58SP*B090V21**20 | 46500 | 50500 | 16 | 11.7 | 8.1 | 2.3 | 61 | 50 | 213639517
CARRIER | 25TPA748A**30* | CVPVA6121XMC* | GG96VTAA60100C | 47000 | 50500 | 16 | 11.7 | 8.1 | 2.32 | 61 | 49 | 213640064
TEMPSTAR | N4H7T48*K*AAA* | EVD4X60M21A* | *80VSL1102122B* | 46000 | 50500 | 16 | 11.7 | 8.1 | 2.28 | 61 | 49 | 213638857
KENMORE | N4H7T48*K*AAA* | EVD4X60M21A* | *80VSL1102122B* | 46000 | 50500 | 16 | 11.7 | 8.1 | 2.28 | 61 | 49 | 213638856
KEEPRITE | N4H7T48*K*AAA* | EVD4X60M21A* | *80VSL1102122B* | 46000 | 50500 | 16 | 11.7 | 8.1 | 2.28 | 61 | 49 | 213638855
DAY & NIGHT | N4H7T48*K*AAA* | EVD4X60M21A* | *80VSL1102122B* | 46000 | 50500 | 16 | 11.7 | 8.1 | 2.28 | 61 | 49 | 213638854
COMFORTMAKER | N4H7T48*K*AAA* | EVD4X60M21A* | *80VSL1102122B* | 46000 | 50500 | 16 | 11.7 | 8.1 | 2.28 | 61 | 49 | 213638853
ARCOAIRE | N4H7T48*K*AAA* | EVD4X60M21A* | *80VSL1102122B* | 46000 | 50500 | 16 | 11.7 | 8.1 | 2.28 | 61 | 49 | 213638852
AIRQUEST | N4H7T48*K*AAA* | EVD4X60M21A* | *80VSL1102122B* | 46000 | 50500 | 16 | 11.7 | 8.1 | 2.28 | 61 | 49 | 213638851
TEMPSTAR | N4H7T48*K*AAA* | EVM4X49M21A* | *96VTN1002122B* | 46500 | 50500 | 16 | 11.7 | 8.1 | 2.3 | 61 | 49 | 213636949
KEEPRITE | N4H7T48*K*AAA* | EVM4X49M21A* | *96VTN1002122B* | 46500 | 50500 | 16 | 11.7 | 8.1 | 2.3 | 61 | 49 | 213636947
KENMORE | N4H7T48*K*AAA* | EVM4X49M21A* | *96VTN1002122B* | 46500 | 50500 | 16 | 11.7 | 8.1 | 2.3 | 61 | 49 | 213636948
DAY & NIGHT | N4H7T48*K*AAA* | EVM4X49M21A* | *96VTN1002122B* | 46500 | 50500 | 16 | 11.7 | 8.1 | 2.3 | 61 | 49 | 213636946
COMFORTMAKER | N4H7T48*K*AAA* | EVM4X49M21A* | *96VTN1002122B* | 46500 | 50500 | 16 | 11.7 | 8.1 | 2.3 | 61 | 49 | 213636945
ARCOAIRE | N4H7T48*K*AAA* | EVM4X49M21A* | *96VTN1002122B* | 46500 | 50500 | 16 | 11.7 | 8.1 | 2.3 | 61 | 49 | 213636944
HEIL | N4H7T48*K*AAA* | EVD4X61M21A* | *80CTL1102120B* | 47000 | 51000 | 16 | 11.7 | 8.1 | 2.3 | 61 | 49 | 213639695
BRYANT HEATING AND COOLING SYSTEMS | GH7TAN448**AA* | CVPVA6121XMC* | 88*TB60110C21*** | 47000 | 51000 | 16 | 11.7 | 8.1 | 2.3 | 61 | 49 | 213639693
BRYANT HEATING AND COOLING SYSTEMS | PH7TAN448**AA* | CVPVA6121XMC* | 88*TB60110C21*** | 47000 | 51000 | 16 | 11.7 | 8.1 | 2.3 | 61 | 49 | 213639694
CARRIER | 25TPB748A**30* | CVPVA6121XMC* | 58TN*B110C21**20 | 47000 | 51000 | 16 | 11.7 | 8.1 | 2.3 | 61 | 49 | 213639690
BRYANT HEATING AND COOLING SYSTEMS | 227TBN048**AA* | CVPVA6121XMC* | 88*TB60110C21*** | 47000 | 51000 | 16 | 11.7 | 8.1 | 2.3 | 61 | 49 | 213639692
CARRIER | GH7TAN448**AA* | CVPVA6121XMC* | 58TN*B110C21**20 | 47000 | 51000 | 16 | 11.7 | 8.1 | 2.3 | 61 | 49 | 213639691
TEMPSTAR | N4H7T48*K*AAA* | EVD4X61M21A* | *96CTN0802120B* | 46500 | 51000 | 15.5 | 11.7 | 8.1 | 2.3 | 61 | 49 | 213640008
KEEPRITE | N4H7T48*K*AAA* | EVD4X61M21A* | *96CTN0802120B* | 46500 | 51000 | 15.5 | 11.7 | 8.1 | 2.3 | 61 | 49 | 213640005
MARATHERM | N4H7T48*K*AAA* | EVD4X61M21A* | *96CTN0802120B* | 46500 | 51000 | 15.5 | 11.7 | 8.1 | 2.3 | 61 | 49 | 213640007
KENMORE | N4H7T48*K*AAA* | EVD4X61M21A* | *96CTN0802120B* | 46500 | 51000 | 15.5 | 11.7 | 8.1 | 2.3 | 61 | 49 | 213640006
BRYANT HEATING AND COOLING SYSTEMS | 227TAN048**AA* | CVPVA6121XMC* | 935SB66100M21*** | 46500 | 50500 | 16 | 11.7 | 8.1 | 2.32 | 61 | 49 | 213639978
DAY & NIGHT | N4H7T48*K*AAA* | EVD4X61M21A* | *96CTN0802120B* | 46500 | 51000 | 15.5 | 11.7 | 8.1 | 2.3 | 61 | 49 | 213640004
COMFORTMAKER | N4H7T48*K*AAA* | EVD4X61M21A* | *96CTN0802120B* | 46500 | 51000 | 15.5 | 11.7 | 8.1 | 2.3 | 61 | 49 | 213640003
BRYANT HEATING AND COOLING SYSTEMS | GH7TAN448**AA* | CVPVA6121XMC* | 926TB66100V21*** | 47000 | 50500 | 16 | 11.7 | 8.1 | 2.32 | 61 | 49 | 213640071
BRYANT HEATING AND COOLING SYSTEMS | 227TBN048**AA* | CVPVA6121XMC* | 926TB66100V21*** | 47000 | 50500 | 16 | 11.7 | 8.1 | 2.32 | 61 | 49 | 213640070
CARRIER | GH7TAN448**AA* | CVPVA6121XMC* | GG96VTAA60100C | 47000 | 50500 | 16 | 11.7 | 8.1 | 2.32 | 61 | 49 | 213640069
CARRIER | GH7TAN448**AA* | CVPVA6121XMC* | 59TP6B100V21**22 | 47000 | 50500 | 16 | 11.7 | 8.1 | 2.32 | 61 | 49 | 213640068
CARRIER | 25TPB748A**30* | CVPVA6121XMC* | GG96VTAA60100C | 47000 | 50500 | 16 | 11.7 | 8.1 | 2.32 | 61 | 49 | 213640067
CARRIER | 25TPB748A**30* | CVPVA6121XMC* | 59TP6B100V21**22 | 47000 | 50500 | 16 | 11.7 | 8.1 | 2.32 | 61 | 49 | 213640066
BRYANT HEATING AND COOLING SYSTEMS | 227TAN048**AA* | CVPVA6121XMC* | 926TB66100V21*** | 47000 | 50500 | 16 | 11.7 | 8.1 | 2.32 | 61 | 49 | 213640065
CARRIER | 25TPB748A**30* | CVPVA6121XMC* | 58TP*B090V21**20 | 46500 | 50500 | 16 | 11.7 | 8.1 | 2.3 | 61 | 50 | 213639725
CARRIER | GH7TAN448**AA* | CVPVA6121XMC* | 58TP*B090V21**20 | 46500 | 50500 | 16 | 11.7 | 8.1 | 2.3 | 61 | 50 | 213639726
BRYANT HEATING AND COOLING SYSTEMS | 227TAN048**AA* | CVPVA6121XMC* | 82*TB60090V21*** | 46500 | 50500 | 16 | 11.7 | 8.1 | 2.3 | 61 | 50 | 213639724
BRYANT HEATING AND COOLING SYSTEMS | 227TBN048**AA* | CVPVA6121XMC* | 82*TB60090V21*** | 46500 | 50500 | 16 | 11.7 | 8.1 | 2.3 | 61 | 50 | 213639727
BRYANT HEATING AND COOLING SYSTEMS | GH7TAN448**AA* | CVPVA6121XMC* | 82*TB60090V21*** | 46500 | 50500 | 16 | 11.7 | 8.1 | 2.3 | 61 | 50 | 213639728
BRYANT HEATING AND COOLING SYSTEMS | PH7TAN448**AA* | CVPVA6121XMC* | 82*TB60090V21*** | 46500 | 50500 | 16 | 11.7 | 8.1 | 2.3 | 61 | 50 | 213639729
PAYNE HEATING AND COOLING | PH7TAN448**AA* | CVPVA6121XMC* | PG80VTLB60090C** | 46500 | 50500 | 16 | 11.7 | 8.1 | 2.3 | 61 | 50 | 213639730
BROCK | PH7TAN448**AA* | CVPVA6121XMC* | PG80VTLB60090C** | 46500 | 50500 | 16 | 11.7 | 8.1 | 2.3 | 61 | 50 | 213639731
WEATHERMAKER | PH7TAN448**AA* | CVPVA6121XMC* | PG80VTLB60090C** | 46500 | 50500 | 16 | 11.7 | 8.1 | 2.3 | 61 | 50 | 213639732
HEIL | N4H7T48*K*AAA* | EVD4X61M21A* | *80VTL0902120B* | 46500 | 50500 | 16 | 11.7 | 8.1 | 2.3 | 61 | 50 | 213639733
AIRQUEST | N4H7T48*K*AAA* | EVD4X61M21A* | *80VTL0902120B* | 46500 | 50500 | 16 | 11.7 | 8.1 | 2.3 | 61 | 50 | 213639734
ARCOAIRE | N4H7T48*K*AAA* | EVD4X61M21A* | *80VTL0902120B* | 46500 | 50500 | 16 | 11.7 | 8.1 | 2.3 | 61 | 50 | 213639735
COMFORTMAKER | N4H7T48*K*AAA* | EVD4X61M21A* | *80VTL0902120B* | 46500 | 50500 | 16 | 11.7 | 8.1 | 2.3 | 61 | 50 | 213639736
DAY & NIGHT | N4H7T48*K*AAA* | EVD4X61M21A* | *80VTL0902120B* | 46500 | 50500 | 16 | 11.7 | 8.1 | 2.3 | 61 | 50 | 213639737
KENMORE | N4H7T48*K*AAA* | EVD4X61M21A* | *80VTL0902120B* | 46500 | 50500 | 16 | 11.7 | 8.1 | 2.3 | 61 | 50 | 213639739
KEEPRITE | N4H7T48*K*AAA* | EVD4X61M21A* | *80VTL0902120B* | 46500 | 50500 | 16 | 11.7 | 8.1 | 2.3 | 61 | 50 | 213639738
TEMPSTAR | N4H7T48*K*AAA* | EVD4X61M21A* | *80VTL0902120B* | 46500 | 50500 | 16 | 11.7 | 8.1 | 2.3 | 61 | 50 | 213639740
BRYANT HEATING AND COOLING SYSTEMS | 227TAN048**AA* | CVPVA6121XMC* | 82*TB66110V21*** | 46500 | 50500 | 16 | 11.7 | 8.1 | 2.32 | 61 | 49 | 213639742
CARRIER | 25TPB748A**30* | CVPVA6121XMC* | 58TP*B110V21**22 | 46500 | 50500 | 16 | 11.7 | 8.1 | 2.32 | 61 | 49 | 213639743
CARRIER | GH7TAN448**AA* | CVPVA6121XMC* | 58TP*B110V21**22 | 46500 | 50500 | 16 | 11.7 | 8.1 | 2.32 | 61 | 49 | 213639744
BRYANT HEATING AND COOLING SYSTEMS | 227TAN048**AA* | CVPMA4921XMC* | 82*TB66110V21*** | 46500 | 50500 | 16 | 11.7 | 8.1 | 2.28 | 61 | 50 | 213636573
CARRIER | 25TPB748A**30* | CVPMA4921XMC* | 58TP*B110V21**22 | 46500 | 50500 | 16 | 11.7 | 8.1 | 2.28 | 61 | 50 | 213636574
CARRIER | GH7TAN448**AA* | CVPMA4921XMC* | 58TP*B110V21**22 | 46500 | 50500 | 16 | 11.7 | 8.1 | 2.28 | 61 | 50 | 213636575
KENMORE | N4H7T48*K*AAA* | EVM4X60M21A* | *80CTL0902120B* | 46000 | 50000 | 16 | 11.7 | 8.1 | 2.3 | 61 | 49 | 213637168
KEEPRITE | N4H7T48*K*AAA* | EVM4X60M21A* | *80CTL0902120B* | 46000 | 50000 | 16 | 11.7 | 8.1 | 2.3 | 61 | 49 | 213637167
MARATHERM | N4H7T48*K*AAA* | EVM4X60M21A* | *80CTL0902120B* | 46000 | 50000 | 16 | 11.7 | 8.1 | 2.3 | 61 | 49 | 213637169
TEMPSTAR | N4H7T48*K*AAA* | EVM4X60M21A* | *80CTL0902120B* | 46000 | 50000 | 16 | 11.7 | 8.1 | 2.3 | 61 | 49 | 213637170
CARRIER | 25TPB748A**30* | CVPMA6021XMC* | 58TP*B110V21**22 | 46000 | 50500 | 16 | 11.7 | 8.1 | 2.3 | 61 | 49 | 213637226
CARRIER | GH7TAN448**AA* | CVPMA6021XMC* | 58TP*B110V21**22 | 46000 | 50500 | 16 | 11.7 | 8.1 | 2.3 | 61 | 49 | 213637227
GRANDAIRE | W4H7T48*K*AAA* | WMVC61421XA* | WFET110C066A* | 46500 | 50500 | 16 | 11.7 | 8.1 | 2.32 | 61 | 49 | 213639759
KENMORE | N4H7T48*K*AAA* | EVD4X61M21A* | *80VTL1102122B* | 46500 | 50500 | 16 | 11.7 | 8.1 | 2.32 | 61 | 49 | 213639757
ECOTEMP | W4H7T48*K*AAA* | WMVC61421XA* | WFET110C066A* | 46500 | 50500 | 16 | 11.7 | 8.1 | 2.32 | 61 | 49 | 213639760
TEMPSTAR | N4H7T48*K*AAA* | EVD4X61M21A* | *80VTL1102122B* | 46500 | 50500 | 16 | 11.7 | 8.1 | 2.32 | 61 | 49 | 213639758
KEEPRITE | N4H7T48*K*AAA* | EVD4X61M21A* | *80VTL1102122B* | 46500 | 50500 | 16 | 11.7 | 8.1 | 2.32 | 61 | 49 | 213639756
DAY & NIGHT | N4H7T48*K*AAA* | EVD4X61M21A* | *80VTL1102122B* | 46500 | 50500 | 16 | 11.7 | 8.1 | 2.32 | 61 | 49 | 213639755
AIRQUEST | N4H7T48*K*AAA* | EVD4X61M21A* | *80VTL1102122B* | 46500 | 50500 | 16 | 11.7 | 8.1 | 2.32 | 61 | 49 | 213639752
COMFORTMAKER | N4H7T48*K*AAA* | EVD4X61M21A* | *80VTL1102122B* | 46500 | 50500 | 16 | 11.7 | 8.1 | 2.32 | 61 | 49 | 213639754
ARCOAIRE | N4H7T48*K*AAA* | EVD4X61M21A* | *80VTL1102122B* | 46500 | 50500 | 16 | 11.7 | 8.1 | 2.32 | 61 | 49 | 213639753
HEIL | N4H7T48*K*AAA* | EVD4X61M21A* | *80VTL1102122B* | 46500 | 50500 | 16 | 11.7 | 8.1 | 2.32 | 61 | 49 | 213639751
BROCK | PH7TAN448**AA* | CVPVA6121XMC* | PG80VTLB66110C** | 46500 | 50500 | 16 | 11.7 | 8.1 | 2.32 | 61 | 49 | 213639749
WEATHERMAKER | PH7TAN448**AA* | CVPVA6121XMC* | PG80VTLB66110C** | 46500 | 50500 | 16 | 11.7 | 8.1 | 2.32 | 61 | 49 | 213639750
PAYNE HEATING AND COOLING | PH7TAN448**AA* | CVPVA6121XMC* | PG80VTLB66110C** | 46500 | 50500 | 16 | 11.7 | 8.1 | 2.32 | 61 | 49 | 213639748
BRYANT HEATING AND COOLING SYSTEMS | PH7TAN448**AA* | CVPVA6121XMC* | 82*TB66110V21*** | 46500 | 50500 | 16 | 11.7 | 8.1 | 2.32 | 61 | 49 | 213639747
BRYANT HEATING AND COOLING SYSTEMS | GH7TAN448**AA* | CVPVA6121XMC* | 82*TB66110V21*** | 46500 | 50500 | 16 | 11.7 | 8.1 | 2.32 | 61 | 49 | 213639746
BRYANT HEATING AND COOLING SYSTEMS | 227TBN048**AA* | CVPVA6121XMC* | 82*TB66110V21*** | 46500 | 50500 | 16 | 11.7 | 8.1 | 2.32 | 61 | 49 | 213639745
BRYANT HEATING AND COOLING SYSTEMS | 227TAN048**AA* | CVPMA4921XMC* | 926TC66100V21*** | 46500 | 50500 | 16 | 11.7 | 8.1 | 2.3 | 61 | 49 | 213636936
CARRIER | 25TPB748A**30* | CVPMA4921XMC* | 59TP6C100V21**22 | 46500 | 50500 | 16 | 11.7 | 8.1 | 2.3 | 61 | 49 | 213636937
CARRIER | GH7TAN448**AA* | CVPMA4921XMC* | 59TP6C100V21**22 | 46500 | 50500 | 16 | 11.7 | 8.1 | 2.3 | 61 | 49 | 213636938
BRYANT HEATING AND COOLING SYSTEMS | GH7TAN448**AA* | CVPMA4921XMC* | 926TC66100V21*** | 46500 | 50500 | 16 | 11.7 | 8.1 | 2.3 | 61 | 49 | 213636940
BRYANT HEATING AND COOLING SYSTEMS | 227TBN048**AA* | CVPMA4921XMC* | 926TC66100V21*** | 46500 | 50500 | 16 | 11.7 | 8.1 | 2.3 | 61 | 49 | 213636939
BRYANT HEATING AND COOLING SYSTEMS | PH7TAN448**AA* | CVPMA4921XMC* | 926TC66100V21*** | 46500 | 50500 | 16 | 11.7 | 8.1 | 2.3 | 61 | 49 | 213636941
HEIL | N4H7T48*K*AAA* | EVM4X49M21A* | *96VTN1002122B* | 46500 | 50500 | 16 | 11.7 | 8.1 | 2.3 | 61 | 49 | 213636942
AIRQUEST | N4H7T48*K*AAA* | EVM4X49M21A* | *96VTN1002122B* | 46500 | 50500 | 16 | 11.7 | 8.1 | 2.3 | 61 | 49 | 213636943
BRYANT HEATING AND COOLING SYSTEMS | 227TBN048**AA* | CVPMA4921XMC* | 82*TB66110V21*** | 46500 | 50500 | 16 | 11.7 | 8.1 | 2.28 | 61 | 50 | 213636576
BRYANT HEATING AND COOLING SYSTEMS | GH7TAN448**AA* | CVPMA4921XMC* | 82*TB66110V21*** | 46500 | 50500 | 16 | 11.7 | 8.1 | 2.28 | 61 | 50 | 213636577
BRYANT HEATING AND COOLING SYSTEMS | PH7TAN448**AA* | CVPMA4921XMC* | 82*TB66110V21*** | 46500 | 50500 | 16 | 11.7 | 8.1 | 2.28 | 61 | 50 | 213636578
PAYNE HEATING AND COOLING | PH7TAN448**AA* | CVPMA4921XMC* | PG80VTLB66110C** | 46500 | 50500 | 16 | 11.7 | 8.1 | 2.28 | 61 | 50 | 213636579
BROCK | PH7TAN448**AA* | CVPMA4921XMC* | PG80VTLB66110C** | 46500 | 50500 | 16 | 11.7 | 8.1 | 2.28 | 61 | 50 | 213636580
HEIL | N4H7T48*K*AAA* | EVM4X49M21A* | *80VTL1102122B* | 46500 | 50500 | 16 | 11.7 | 8.1 | 2.28 | 61 | 50 | 213636582
AIRQUEST | N4H7T48*K*AAA* | EVM4X49M21A* | *80VTL1102122B* | 46500 | 50500 | 16 | 11.7 | 8.1 | 2.28 | 61 | 50 | 213636583
ARCOAIRE | N4H7T48*K*AAA* | EVM4X49M21A* | *80VTL1102122B* | 46500 | 50500 | 16 | 11.7 | 8.1 | 2.28 | 61 | 50 | 213636584
COMFORTMAKER | N4H7T48*K*AAA* | EVM4X49M21A* | *80VTL1102122B* | 46500 | 50500 | 16 | 11.7 | 8.1 | 2.28 | 61 | 50 | 213636585
DAY & NIGHT | N4H7T48*K*AAA* | EVM4X49M21A* | *80VTL1102122B* | 46500 | 50500 | 16 | 11.7 | 8.1 | 2.28 | 61 | 50 | 213636586
KEEPRITE | N4H7T48*K*AAA* | EVM4X49M21A* | *80VTL1102122B* | 46500 | 50500 | 16 | 11.7 | 8.1 | 2.28 | 61 | 50 | 213636587
KENMORE | N4H7T48*K*AAA* | EVM4X49M21A* | *80VTL1102122B* | 46500 | 50500 | 16 | 11.7 | 8.1 | 2.28 | 61 | 50 | 213636588
TEMPSTAR | N4H7T48*K*AAA* | EVM4X49M21A* | *80VTL1102122B* | 46500 | 50500 | 16 | 11.7 | 8.1 | 2.28 | 61 | 50 | 213636589
GRANDAIRE | W4H7T48*K*AAA* | WMVM49421XA* | WFET110C066A* | 46500 | 50500 | 16 | 11.7 | 8.1 | 2.28 | 61 | 50 | 213636590
ECOTEMP | W4H7T48*K*AAA* | WMVM49421XA* | WFET110C066A* | 46500 | 50500 | 16 | 11.7 | 8.1 | 2.28 | 61 | 50 | 213636591
HEIL | N4H7T48*K*AAA* | EVD4X61M21A* | *96VTN1002122A* | 47000 | 50500 | 16 | 11.7 | 8.1 | 2.32 | 61 | 49 | 213640073
BRYANT HEATING AND COOLING SYSTEMS | PH7TAN448**AA* | CVPVA6121XMC* | 926TB66100V21*** | 47000 | 50500 | 16 | 11.7 | 8.1 | 2.32 | 61 | 49 | 213640072
AIRQUEST | N4H7T48*K*AAA* | EVD4X61M21A* | *96VTN1002122A* | 47000 | 50500 | 16 | 11.7 | 8.1 | 2.32 | 61 | 49 | 213640074
ARCOAIRE | N4H7T48*K*AAA* | EVD4X61M21A* | *96VTN1002122A* | 47000 | 50500 | 16 | 11.7 | 8.1 | 2.32 | 61 | 49 | 213640075
ARCOAIRE | N4H7T48*K*AAA* | EVM4X60M21A* | *80VSL1102122B* | 46000 | 50000 | 16 | 11.7 | 8.1 | 2.3 | 61 | 49 | 213637022
AIRQUEST | N4H7T48*K*AAA* | EVM4X60M21A* | *80VSL1102122B* | 46000 | 50000 | 16 | 11.7 | 8.1 | 2.3 | 61 | 49 | 213637021
HEIL | N4H7T48*K*AAA* | EVM4X60M21A* | *80VSL1102122B* | 46000 | 50000 | 16 | 11.7 | 8.1 | 2.3 | 61 | 49 | 213637020
BRYANT HEATING AND COOLING SYSTEMS | PH7TAN448**AA* | CVPMA6021XMC* | 82*SB66110V21*** | 46000 | 50000 | 16 | 11.7 | 8.1 | 2.3 | 61 | 49 | 213637019
BRYANT HEATING AND COOLING SYSTEMS | GH7TAN448**AA* | CVPMA6021XMC* | 82*SB66110V21*** | 46000 | 50000 | 16 | 11.7 | 8.1 | 2.3 | 61 | 49 | 213637018
BRYANT HEATING AND COOLING SYSTEMS | 227TAN048**AA* | CVPMA6021XMC* | 82*SB66110V21*** | 46000 | 50000 | 16 | 11.7 | 8.1 | 2.3 | 61 | 49 | 213637014
BRYANT HEATING AND COOLING SYSTEMS | 227TBN048**AA* | CVPMA6021XMC* | 82*SB66110V21*** | 46000 | 50000 | 16 | 11.7 | 8.1 | 2.3 | 61 | 49 | 213637017
CARRIER | GH7TAN448**AA* | CVPMA6021XMC* | 58SP*B110V21**22 | 46000 | 50000 | 16 | 11.7 | 8.1 | 2.3 | 61 | 49 | 213637016
CARRIER | 25TPB748A**30* | CVPMA6021XMC* | 58SP*B110V21**22 | 46000 | 50000 | 16 | 11.7 | 8.1 | 2.3 | 61 | 49 | 213637015
HEIL | N4H7T48*K*AAA* | EVD4X60M21A* | *80VSL1102122B* | 46000 | 50500 | 16 | 11.7 | 8.1 | 2.28 | 61 | 49 | 213638850
BRYANT HEATING AND COOLING SYSTEMS | PH7TAN448**AA* | CVPVA6021XMC* | 82*SB66110V21*** | 46000 | 50500 | 16 | 11.7 | 8.1 | 2.28 | 61 | 49 | 213638849
BRYANT HEATING AND COOLING SYSTEMS | GH7TAN448**AA* | CVPVA6021XMC* | 82*SB66110V21*** | 46000 | 50500 | 16 | 11.7 | 8.1 | 2.28 | 61 | 49 | 213638848
BRYANT HEATING AND COOLING SYSTEMS | 227TBN048**AA* | CVPVA6021XMC* | 82*SB66110V21*** | 46000 | 50500 | 16 | 11.7 | 8.1 | 2.28 | 61 | 49 | 213638847
BRYANT HEATING AND COOLING SYSTEMS | 227TAN048**AA* | CVPVA6021XMC* | 82*SB66110V21*** | 46000 | 50500 | 16 | 11.7 | 8.1 | 2.28 | 61 | 49 | 213638844
CARRIER | GH7TAN448**AA* | CVPVA6021XMC* | 58SP*B110V21**22 | 46000 | 50500 | 16 | 11.7 | 8.1 | 2.28 | 61 | 49 | 213638846
CARRIER | 25TPB748A**30* | CVPVA6021XMC* | 58SP*B110V21**22 | 46000 | 50500 | 16 | 11.7 | 8.1 | 2.28 | 61 | 49 | 213638845
BRYANT HEATING AND COOLING SYSTEMS | 227TBN048**AA* | CVPVA6021XMC* | 926TC66100V21*** | 46000 | 50000 | 16 | 11.7 | 8.1 | 2.3 | 61 | 50 | 213639472
CARRIER | GH7TAN448**AA* | CVPVA6021XMC* | 59TP6C100V21**22 | 46000 | 50000 | 16 | 11.7 | 8.1 | 2.3 | 61 | 50 | 213639471
CARRIER | 25TPB748A**30* | CVPVA6021XMC* | 59TP6C100V21**22 | 46000 | 50000 | 16 | 11.7 | 8.1 | 2.3 | 61 | 50 | 213639470
BRYANT HEATING AND COOLING SYSTEMS | 227TAN048**AA* | CVPVA6021XMC* | 926TC66100V21*** | 46000 | 50000 | 16 | 11.7 | 8.1 | 2.3 | 61 | 50 | 213639469
TEMPSTAR | N4H7T48*K*AAA* | EVM4X60M21A* | *80VSL1102122B* | 46000 | 50000 | 16 | 11.7 | 8.1 | 2.3 | 61 | 49 | 213637027
KENMORE | N4H7T48*K*AAA* | EVM4X60M21A* | *80VSL1102122B* | 46000 | 50000 | 16 | 11.7 | 8.1 | 2.3 | 61 | 49 | 213637026
KEEPRITE | N4H7T48*K*AAA* | EVM4X60M21A* | *80VSL1102122B* | 46000 | 50000 | 16 | 11.7 | 8.1 | 2.3 | 61 | 49 | 213637025
COMFORTMAKER | N4H7T48*K*AAA* | EVM4X60M21A* | *80VSL1102122B* | 46000 | 50000 | 16 | 11.7 | 8.1 | 2.3 | 61 | 49 | 213637023
DAY & NIGHT | N4H7T48*K*AAA* | EVM4X60M21A* | *80VSL1102122B* | 46000 | 50000 | 16 | 11.7 | 8.1 | 2.3 | 61 | 49 | 213637024
BRYANT HEATING AND COOLING SYSTEMS | 227TAN048**AA* | CVPMA6021XMC* | 82*TB66110V21*** | 46000 | 50500 | 16 | 11.7 | 8.1 | 2.3 | 61 | 49 | 213637225
ECOTEMP | W4H7T48*K*AAA* | WMVM60421XA* | WFET110C066A* | 46000 | 50500 | 16 | 11.7 | 8.1 | 2.3 | 61 | 49 | 213637243
ARCOAIRE | N4H7T48*K*AAA* | EVD4X60M21A* | *96VTN1002122B* | 46000 | 50000 | 16 | 11.7 | 8.1 | 2.3 | 61 | 50 | 213639477
AIRQUEST | N4H7T48*K*AAA* | EVD4X60M21A* | *96VTN1002122B* | 46000 | 50000 | 16 | 11.7 | 8.1 | 2.3 | 61 | 50 | 213639476
HEIL | N4H7T48*K*AAA* | EVD4X60M21A* | *96VTN1002122B* | 46000 | 50000 | 16 | 11.7 | 8.1 | 2.3 | 61 | 50 | 213639475
BRYANT HEATING AND COOLING SYSTEMS | PH7TAN448**AA* | CVPVA6021XMC* | 926TC66100V21*** | 46000 | 50000 | 16 | 11.7 | 8.1 | 2.3 | 61 | 50 | 213639474
BRYANT HEATING AND COOLING SYSTEMS | GH7TAN448**AA* | CVPVA6021XMC* | 926TC66100V21*** | 46000 | 50000 | 16 | 11.7 | 8.1 | 2.3 | 61 | 50 | 213639473
TEMPSTAR | N4H7T48*K*AAA* | EVD4X61M21A* | *95CSU1002122B* | 46500 | 50500 | 15.5 | 11.7 | 8.1 | 2.32 | 61 | 49 | 213639824
KENMORE | N4H7T48*K*AAA* | EVD4X61M21A* | *95CSU1002122B* | 46500 | 50500 | 15.5 | 11.7 | 8.1 | 2.32 | 61 | 49 | 213639822
MARATHERM | N4H7T48*K*AAA* | EVD4X61M21A* | *95CSU1002122B* | 46500 | 50500 | 15.5 | 11.7 | 8.1 | 2.32 | 61 | 49 | 213639823
KEEPRITE | N4H7T48*K*AAA* | EVD4X61M21A* | *95CSU1002122B* | 46500 | 50500 | 15.5 | 11.7 | 8.1 | 2.32 | 61 | 49 | 213639821
DAY & NIGHT | N4H7T48*K*AAA* | EVD4X61M21A* | *95CSU1002122B* | 46500 | 50500 | 15.5 | 11.7 | 8.1 | 2.32 | 61 | 49 | 213639820
COMFORTMAKER | N4H7T48*K*AAA* | EVD4X61M21A* | *95CSU1002122B* | 46500 | 50500 | 15.5 | 11.7 | 8.1 | 2.32 | 61 | 49 | 213639819
AIRQUEST | N4H7T48*K*AAA* | EVD4X61M21A* | *95CSU1002122B* | 46500 | 50500 | 15.5 | 11.7 | 8.1 | 2.32 | 61 | 49 | 213639817
HEIL | N4H7T48*K*AAA* | EVD4X61M21A* | *95CSU1002122B* | 46500 | 50500 | 15.5 | 11.7 | 8.1 | 2.32 | 61 | 49 | 213639816
ARCOAIRE | N4H7T48*K*AAA* | EVD4X61M21A* | *95CSU1002122B* | 46500 | 50500 | 15.5 | 11.7 | 8.1 | 2.32 | 61 | 49 | 213639818
BRYANT HEATING AND COOLING SYSTEMS | PH7TAN448**AA* | CVPVA6121XMC* | 935CB66100C21*** | 46500 | 50500 | 15.5 | 11.7 | 8.1 | 2.32 | 61 | 49 | 213639815
BRYANT HEATING AND COOLING SYSTEMS | GH7TAN448**AA* | CVPVA6121XMC* | 935CB66100C21*** | 46500 | 50500 | 15.5 | 11.7 | 8.1 | 2.32 | 61 | 49 | 213639814
BRYANT HEATING AND COOLING SYSTEMS | 227TBN048**AA* | CVPVA6121XMC* | 935CB66100C21*** | 46500 | 50500 | 15.5 | 11.7 | 8.1 | 2.32 | 61 | 49 | 213639813
TEMPSTAR | N4H7T48*K*AAA* | EVM4X49M21A* | *80VSL1102122B* | 46000 | 50500 | 16 | 11.7 | 8.1 | 2.3 | 61 | 49 | 213636391
KEEPRITE | N4H7T48*K*AAA* | EVM4X49M21A* | *80VSL1102122B* | 46000 | 50500 | 16 | 11.7 | 8.1 | 2.3 | 61 | 49 | 213636389
KENMORE | N4H7T48*K*AAA* | EVM4X49M21A* | *80VSL1102122B* | 46000 | 50500 | 16 | 11.7 | 8.1 | 2.3 | 61 | 49 | 213636390
DAY & NIGHT | N4H7T48*K*AAA* | EVM4X49M21A* | *80VSL1102122B* | 46000 | 50500 | 16 | 11.7 | 8.1 | 2.3 | 61 | 49 | 213636388
HEIL | N4H7T48*K*AAA* | EVM4X49M21A* | *80VSL1102122B* | 46000 | 50500 | 16 | 11.7 | 8.1 | 2.3 | 61 | 49 | 213636384
ARCOAIRE | N4H7T48*K*AAA* | EVM4X49M21A* | *80VSL1102122B* | 46000 | 50500 | 16 | 11.7 | 8.1 | 2.3 | 61 | 49 | 213636386
COMFORTMAKER | N4H7T48*K*AAA* | EVM4X49M21A* | *80VSL1102122B* | 46000 | 50500 | 16 | 11.7 | 8.1 | 2.3 | 61 | 49 | 213636387
AIRQUEST | N4H7T48*K*AAA* | EVM4X49M21A* | *80VSL1102122B* | 46000 | 50500 | 16 | 11.7 | 8.1 | 2.3 | 61 | 49 | 213636385
BRYANT HEATING AND COOLING SYSTEMS | PH7TAN448**AA* | CVPMA4921XMC* | 82*SB66110V21*** | 46000 | 50500 | 16 | 11.7 | 8.1 | 2.3 | 61 | 49 | 213636383
BRYANT HEATING AND COOLING SYSTEMS | 227TBN048**AA* | CVPMA4921XMC* | 82*SB66110V21*** | 46000 | 50500 | 16 | 11.7 | 8.1 | 2.3 | 61 | 49 | 213636381
CARRIER | GH7TAN448**AA* | CVPMA4921XMC* | 58SP*B110V21**22 | 46000 | 50500 | 16 | 11.7 | 8.1 | 2.3 | 61 | 49 | 213636380
BRYANT HEATING AND COOLING SYSTEMS | GH7TAN448**AA* | CVPMA4921XMC* | 82*SB66110V21*** | 46000 | 50500 | 16 | 11.7 | 8.1 | 2.3 | 61 | 49 | 213636382
CARRIER | 25TPB748A**30* | CVPMA4921XMC* | 58SP*B110V21**22 | 46000 | 50500 | 16 | 11.7 | 8.1 | 2.3 | 61 | 49 | 213636379
BRYANT HEATING AND COOLING SYSTEMS | 227TAN048**AA* | CVPMA4921XMC* | 82*SB66110V21*** | 46000 | 50500 | 16 | 11.7 | 8.1 | 2.3 | 61 | 49 | 213636378
KENMORE | N4H7T48*K*AAA* | EVD4X61M21A* | *96VTN1002122B* | 47000 | 50500 | 16 | 11.7 | 8.1 | 2.32 | 61 | 49 | 213640136
TEMPSTAR | N4H7T48*K*AAA* | EVD4X61M21A* | *96VTN1002122B* | 47000 | 50500 | 16 | 11.7 | 8.1 | 2.32 | 61 | 49 | 213640137
DAY & NIGHT | N4H7T48*K*AAA* | EVD4X61M21A* | *96VTN1002122B* | 47000 | 50500 | 16 | 11.7 | 8.1 | 2.32 | 61 | 49 | 213640134
KEEPRITE | N4H7T48*K*AAA* | EVD4X61M21A* | *96VTN1002122B* | 47000 | 50500 | 16 | 11.7 | 8.1 | 2.32 | 61 | 49 | 213640135
COMFORTMAKER | N4H7T48*K*AAA* | EVD4X61M21A* | *96VTN1002122B* | 47000 | 50500 | 16 | 11.7 | 8.1 | 2.32 | 61 | 49 | 213640133
ARCOAIRE | N4H7T48*K*AAA* | EVD4X61M21A* | *96VTN1002122B* | 47000 | 50500 | 16 | 11.7 | 8.1 | 2.32 | 61 | 49 | 213640132
HEIL | N4H7T48*K*AAA* | EVD4X61M21A* | *96VTN1002122B* | 47000 | 50500 | 16 | 11.7 | 8.1 | 2.32 | 61 | 49 | 213640130
AIRQUEST | N4H7T48*K*AAA* | EVD4X61M21A* | *96VTN1002122B* | 47000 | 50500 | 16 | 11.7 | 8.1 | 2.32 | 61 | 49 | 213640131
BRYANT HEATING AND COOLING SYSTEMS | GH7TAN448**AA* | CVPVA6121XMC* | 926TC66100V21*** | 47000 | 50500 | 16 | 11.7 | 8.1 | 2.32 | 61 | 49 | 213640128
BRYANT HEATING AND COOLING SYSTEMS | PH7TAN448**AA* | CVPVA6121XMC* | 926TC66100V21*** | 47000 | 50500 | 16 | 11.7 | 8.1 | 2.32 | 61 | 49 | 213640129
BRYANT HEATING AND COOLING SYSTEMS | 227TBN048**AA* | CVPVA6121XMC* | 926TC66100V21*** | 47000 | 50500 | 16 | 11.7 | 8.1 | 2.32 | 61 | 49 | 213640127
CARRIER | 25TPB748A**30* | CVPVA6121XMC* | 59TP6C100V21**22 | 47000 | 50500 | 16 | 11.7 | 8.1 | 2.32 | 61 | 49 | 213640125
CARRIER | GH7TAN448**AA* | CVPVA6121XMC* | 59TP6C100V21**22 | 47000 | 50500 | 16 | 11.7 | 8.1 | 2.32 | 61 | 49 | 213640126
BRYANT HEATING AND COOLING SYSTEMS | 227TAN048**AA* | CVPVA6121XMC* | 926TC66100V21*** | 47000 | 50500 | 16 | 11.7 | 8.1 | 2.32 | 61 | 49 | 213640124
ARCOAIRE | N4H7T48*K*AAA* | EVD4X61M21A* | *96CTN0802120B* | 46500 | 51000 | 15.5 | 11.7 | 8.1 | 2.3 | 61 | 49 | 213640002
AIRQUEST | N4H7T48*K*AAA* | EVD4X61M21A* | *96CTN0802120B* | 46500 | 51000 | 15.5 | 11.7 | 8.1 | 2.3 | 61 | 49 | 213640001
BRYANT HEATING AND COOLING SYSTEMS | GH7TAN448**AA* | CVPVA6121XMC* | 986TD60080C21*** | 46500 | 51000 | 15.5 | 11.7 | 8.1 | 2.3 | 61 | 49 | 213639998
BRYANT HEATING AND COOLING SYSTEMS | PH7TAN448**AA* | CVPVA6121XMC* | 986TD60080C21*** | 46500 | 51000 | 15.5 | 11.7 | 8.1 | 2.3 | 61 | 49 | 213639999
HEIL | N4H7T48*K*AAA* | EVD4X61M21A* | *96CTN0802120B* | 46500 | 51000 | 15.5 | 11.7 | 8.1 | 2.3 | 61 | 49 | 213640000
BRYANT HEATING AND COOLING SYSTEMS | 227TBN048**AA* | CVPVA6121XMC* | 986TD60080C21*** | 46500 | 51000 | 15.5 | 11.7 | 8.1 | 2.3 | 61 | 49 | 213639997
CARRIER | GH7TAN448**AA* | CVPVA6121XMC* | 59TN6C080C21**20 | 46500 | 51000 | 15.5 | 11.7 | 8.1 | 2.3 | 61 | 49 | 213639996
CARRIER | 25TPB748A**30* | CVPVA6121XMC* | 59TN6C080C21**20 | 46500 | 51000 | 15.5 | 11.7 | 8.1 | 2.3 | 61 | 49 | 213639995
BRYANT HEATING AND COOLING SYSTEMS | 227TAN048**AA* | CVPVA6121XMC* | 986TD60080C21*** | 46500 | 51000 | 15.5 | 11.7 | 8.1 | 2.3 | 61 | 49 | 213639994
TEMPSTAR | N4H7T48*K*AAA* | EVD4X61M21A* | *95MSU1002122A* | 46500 | 50500 | 16 | 11.7 | 8.1 | 2.32 | 61 | 49 | 213639992
MARATHERM | N4H7T48*K*AAA* | EVD4X61M21A* | *95MSU1002122A* | 46500 | 50500 | 16 | 11.7 | 8.1 | 2.32 | 61 | 49 | 213639991
KENMORE | N4H7T48*K*AAA* | EVD4X61M21A* | *95MSU1002122A* | 46500 | 50500 | 16 | 11.7 | 8.1 | 2.32 | 61 | 49 | 213639990
KEEPRITE | N4H7T48*K*AAA* | EVD4X61M21A* | *95MSU1002122A* | 46500 | 50500 | 16 | 11.7 | 8.1 | 2.32 | 61 | 49 | 213639989
DAY & NIGHT | N4H7T48*K*AAA* | EVD4X61M21A* | *95MSU1002122A* | 46500 | 50500 | 16 | 11.7 | 8.1 | 2.32 | 61 | 49 | 213639988
COMFORTMAKER | N4H7T48*K*AAA* | EVD4X61M21A* | *95MSU1002122A* | 46500 | 50500 | 16 | 11.7 | 8.1 | 2.32 | 61 | 49 | 213639987
ARCOAIRE | N4H7T48*K*AAA* | EVD4X61M21A* | *95MSU1002122A* | 46500 | 50500 | 16 | 11.7 | 8.1 | 2.32 | 61 | 49 | 213639986
AIRQUEST | N4H7T48*K*AAA* | EVD4X61M21A* | *95MSU1002122A* | 46500 | 50500 | 16 | 11.7 | 8.1 | 2.32 | 61 | 49 | 213639985
HEIL | N4H7T48*K*AAA* | EVD4X61M21A* | *95MSU1002122A* | 46500 | 50500 | 16 | 11.7 | 8.1 | 2.32 | 61 | 49 | 213639984
BRYANT HEATING AND COOLING SYSTEMS | PH7TAN448**AA* | CVPVA6121XMC* | 935SB66100M21*** | 46500 | 50500 | 16 | 11.7 | 8.1 | 2.32 | 61 | 49 | 213639983
BRYANT HEATING AND COOLING SYSTEMS | GH7TAN448**AA* | CVPVA6121XMC* | 935SB66100M21*** | 46500 | 50500 | 16 | 11.7 | 8.1 | 2.32 | 61 | 49 | 213639982
BRYANT HEATING AND COOLING SYSTEMS | 227TBN048**AA* | CVPVA6121XMC* | 935SB66100M21*** | 46500 | 50500 | 16 | 11.7 | 8.1 | 2.32 | 61 | 49 | 213639981
CARRIER | GH7TAN448**AA* | CVPVA6121XMC* | 59SU5B100M21**22 | 46500 | 50500 | 16 | 11.7 | 8.1 | 2.32 | 61 | 49 | 213639980
CARRIER | 25TPB748A**30* | CVPVA6121XMC* | 59SU5B100M21**22 | 46500 | 50500 | 16 | 11.7 | 8.1 | 2.32 | 61 | 49 | 213639979
GRANDAIRE | W4H7T48*K*AAA* | WMVM60421XA* | WFET110C066A* | 46000 | 50500 | 16 | 11.7 | 8.1 | 2.3 | 61 | 49 | 213637242
TEMPSTAR | N4H7T48*K*AAA* | EVM4X60M21A* | *80VTL1102122B* | 46000 | 50500 | 16 | 11.7 | 8.1 | 2.3 | 61 | 49 | 213637241
KENMORE | N4H7T48*K*AAA* | EVM4X60M21A* | *80VTL1102122B* | 46000 | 50500 | 16 | 11.7 | 8.1 | 2.3 | 61 | 49 | 213637240
KEEPRITE | N4H7T48*K*AAA* | EVM4X60M21A* | *80VTL1102122B* | 46000 | 50500 | 16 | 11.7 | 8.1 | 2.3 | 61 | 49 | 213637239
DAY & NIGHT | N4H7T48*K*AAA* | EVM4X60M21A* | *80VTL1102122B* | 46000 | 50500 | 16 | 11.7 | 8.1 | 2.3 | 61 | 49 | 213637238
COMFORTMAKER | N4H7T48*K*AAA* | EVM4X60M21A* | *80VTL1102122B* | 46000 | 50500 | 16 | 11.7 | 8.1 | 2.3 | 61 | 49 | 213637237
ARCOAIRE | N4H7T48*K*AAA* | EVM4X60M21A* | *80VTL1102122B* | 46000 | 50500 | 16 | 11.7 | 8.1 | 2.3 | 61 | 49 | 213637236
HEIL | N4H7T48*K*AAA* | EVM4X60M21A* | *80VTL1102122B* | 46000 | 50500 | 16 | 11.7 | 8.1 | 2.3 | 61 | 49 | 213637234
AIRQUEST | N4H7T48*K*AAA* | EVM4X60M21A* | *80VTL1102122B* | 46000 | 50500 | 16 | 11.7 | 8.1 | 2.3 | 61 | 49 | 213637235
BROCK | PH7TAN448**AA* | CVPMA6021XMC* | PG80VTLB66110C** | 46000 | 50500 | 16 | 11.7 | 8.1 | 2.3 | 61 | 49 | 213637232
PAYNE HEATING AND COOLING | PH7TAN448**AA* | CVPMA6021XMC* | PG80VTLB66110C** | 46000 | 50500 | 16 | 11.7 | 8.1 | 2.3 | 61 | 49 | 213637231
BRYANT HEATING AND COOLING SYSTEMS | PH7TAN448**AA* | CVPMA6021XMC* | 82*TB66110V21*** | 46000 | 50500 | 16 | 11.7 | 8.1 | 2.3 | 61 | 49 | 213637230
BRYANT HEATING AND COOLING SYSTEMS | GH7TAN448**AA* | CVPMA6021XMC* | 82*TB66110V21*** | 46000 | 50500 | 16 | 11.7 | 8.1 | 2.3 | 61 | 49 | 213637229
BRYANT HEATING AND COOLING SYSTEMS | 227TBN048**AA* | CVPMA6021XMC* | 82*TB66110V21*** | 46000 | 50500 | 16 | 11.7 | 8.1 | 2.3 | 61 | 49 | 213637228
TEMPSTAR | N4H7T48*K*AAA* | EVD4X60M21A* | *96VTN1002122B* | 46000 | 50000 | 16 | 11.7 | 8.1 | 2.3 | 61 | 50 | 213639482
KENMORE | N4H7T48*K*AAA* | EVD4X60M21A* | *96VTN1002122B* | 46000 | 50000 | 16 | 11.7 | 8.1 | 2.3 | 61 | 50 | 213639481
KEEPRITE | N4H7T48*K*AAA* | EVD4X60M21A* | *96VTN1002122B* | 46000 | 50000 | 16 | 11.7 | 8.1 | 2.3 | 61 | 50 | 213639480
DAY & NIGHT | N4H7T48*K*AAA* | EVD4X60M21A* | *96VTN1002122B* | 46000 | 50000 | 16 | 11.7 | 8.1 | 2.3 | 61 | 50 | 213639479
COMFORTMAKER | N4H7T48*K*AAA* | EVD4X60M21A* | *96VTN1002122B* | 46000 | 50000 | 16 | 11.7 | 8.1 | 2.3 | 61 | 50 | 213639478
Nutech | NOX430-24HFN1-MR0 | NVBL-24HWFN1-MI3 |  | 24000 | 26000 | 16 | 10 | 8.5 | 2 | 81 | 69 | 213785836
Bladex | BX30-24HPHYHA | BLCA-24A14AC-UNC |  | 24000 | 25000 | 16.1 | 10.7 | 9.8 | 2 | 90 | 80 | 213785777
Bladex | BX30-24HPHYHA | BLCA-24A14AC |  | 24000 | 25000 | 16.1 | 10.7 | 9.8 | 2 | 90 | 80 | 213785776
Custom Comfort | CCOXHA24V36HP | CCOACC3036B |  | 36000 | 38000 | 15.5 | 10 | 8.6 | 1.85 | 72 | 83 | 213785773
Custom Comfort | CCOXHA24V30HP | CCOACC3036B |  | 29000 | 31000 | 15.2 | 10 | 8.5 | 1.8 | 63 | 73 | 213785772
Custom Comfort | CCOXHA24V24HP | CCOACC24A |  | 24000 | 25000 | 16.1 | 10.7 | 9.8 | 2 | 90 | 80 | 213785771
AIRQUEST | N4H7T48*K*AAA* | FVM4X48***L |  | 46000 | 47000 | 16.5 | 12.5 | 8.1 | 2.24 | 62 | 49 | 207872471
COMFORTMAKER | N4H7T48*K*AAA* | FVM4X48***L |  | 46000 | 47000 | 16.5 | 12.5 | 8.1 | 2.24 | 62 | 49 | 207872473
ARCOAIRE | N4H7T48*K*AAA* | FVM4X48***L |  | 46000 | 47000 | 16.5 | 12.5 | 8.1 | 2.24 | 62 | 49 | 207872472
DAY & NIGHT | N4H7T48*K*AAA* | FVM4X48***L |  | 46000 | 47000 | 16.5 | 12.5 | 8.1 | 2.24 | 62 | 49 | 207872474
HEIL | N4H7T48*K*AAA* | FVM4X48***L |  | 46000 | 47000 | 16.5 | 12.5 | 8.1 | 2.24 | 62 | 49 | 207872475
ACIQ | N4H7T48*K*AAA* | FVM4X48***L |  | 46000 | 47000 | 16.5 | 12.5 | 8.1 | 2.24 | 62 | 49 | 213063953
KEEPRITE | N4H7T48*K*AAA* | FVM4X48***L |  | 46000 | 47000 | 16.5 | 12.5 | 8.1 | 2.24 | 62 | 49 | 207872476
KENMORE | N4H7T48*K*AAA* | FVM4X48***L |  | 46000 | 47000 | 16.5 | 12.5 | 8.1 | 2.24 | 62 | 49 | 207872477
MARATHERM | N4H7T48*K*AAA* | FVM4X48***L |  | 46000 | 47000 | 16.5 | 12.5 | 8.1 | 2.24 | 62 | 49 | 207872478
TEMPSTAR | N4H7T48*K*AAA* | FVM4X48***L |  | 46000 | 47000 | 16.5 | 12.5 | 8.1 | 2.24 | 62 | 49 | 207872479
FRIEDRICH | WFPU18Z483C | WFH48Z223C |  | 48000 | 47000 | 17.5 | 10.1 | 8.5 | 1.9 | 66 | 70 | 213795618
FRIEDRICH | WFPU17Z243C | WFH24Z193C |  | 22000 | 23000 | 16.5 | 10.1 | 9 | 2.05 | 70 | 73 | 213795616
ACIQ | N4H7T60*K*AAA* | EA*4X61L21A* | *96VTN1002122A* | 55500 | 59000 | 15.5 | 11.7 | 8.1 | 2.18 | 63 | 51 | 213063981
HEIL | N4H7T60*K*AAA* | EA*4X61L21A* | *96VTN1002122A* | 55500 | 59000 | 15.5 | 11.7 | 8.1 | 2.18 | 63 | 51 | 207872918
DAY & NIGHT | N4H7T60*K*AAA* | EA*4X61L21A* | *96VTN1002122A* | 55500 | 59000 | 15.5 | 11.7 | 8.1 | 2.18 | 63 | 51 | 207872917
COMFORTMAKER | N4H7T60*K*AAA* | EA*4X61L21A* | *96VTN1002122A* | 55500 | 59000 | 15.5 | 11.7 | 8.1 | 2.18 | 63 | 51 | 207872916
AIRQUEST | N4H7T60*K*AAA* | EA*4X61L21A* | *96VTN1002122A* | 55500 | 59000 | 15.5 | 11.7 | 8.1 | 2.18 | 63 | 51 | 207872914
ARCOAIRE | N4H7T60*K*AAA* | EA*4X61L21A* | *96VTN1002122A* | 55500 | 59000 | 15.5 | 11.7 | 8.1 | 2.18 | 63 | 51 | 207872915
TEMPSTAR | N4H7T60*K*AAA* | EA*4X61L21A* | *96VTN1002122A* | 55500 | 59000 | 15.5 | 11.7 | 8.1 | 2.18 | 63 | 51 | 207872922
MARATHERM | N4H7T60*K*AAA* | EA*4X61L21A* | *96VTN1002122A* | 55500 | 59000 | 15.5 | 11.7 | 8.1 | 2.18 | 63 | 51 | 207872921
KENMORE | N4H7T60*K*AAA* | EA*4X61L21A* | *96VTN1002122A* | 55500 | 59000 | 15.5 | 11.7 | 8.1 | 2.18 | 63 | 51 | 207872920
KEEPRITE | N4H7T60*K*AAA* | EA*4X61L21A* | *96VTN1002122A* | 55500 | 59000 | 15.5 | 11.7 | 8.1 | 2.18 | 63 | 51 | 207872919
AC PRO.com | AUD36W/A*-D(U) | AUD36AH2/A*-D(U) |  | 34000 | 35000 | 16 | 10 | 9 | 1.8 | 69 | 80 | 213795608
AC PRO.com | AUD60W/A*-D(U) | AUD60AH2/A*-D(U) |  | 48000 | 48000 | 17 | 11 | 9 | 1.8 | 65 | 81 | 213795610
AC PRO.com | AUD36W/A*-D(U) | AUD24AH2/A*-D(U) |  | 24000 | 24000 | 17 | 12 | 9 | 1.8 | 67 | 92 | 213795607
ICONIC AIR SOLUTION | ICLO24AK | IFLA24IK |  | 24000 | 26000 | 17 | 10.5 | 9.2 | 2.1 | 81 | 75 | 213412065
ICONIC AIR SOLUTION | ICLZ30AK | IFLA30IK |  | 30000 | 33000 | 16.2 | 10 | 8.9 | 1.8 | 64 | 73 | 213412077
ICONIC AIR SOLUTION | ICLZ36AK | IFLA36IK |  | 36000 | 40000 | 16 | 10 | 9.5 | 1.97 | 76 | 86 | 213412079
BRYANT HEATING AND COOLING SYSTEMS | 227TAN048**AA* | CAP**6124AL* | 82*SB66110V21*** | 46000 | 47000 | 16.5 | 12.5 | 8.1 | 2.3 | 63 | 51 | 213177649
BRYANT HEATING AND COOLING SYSTEMS | 227TAN048**AA* | CAP**6124AL* | 82*SB66135V24*** | 46000 | 47000 | 16.5 | 12.5 | 8.1 | 2.3 | 63 | 51 | 213177662
BRYANT HEATING AND COOLING SYSTEMS | 227TAN048**AA* | CAP**6121AL* | 926TC66100V21*** | 45500 | 46500 | 16.5 | 12.5 | 8.1 | 2.28 | 63 | 50 | 213177529
BRYANT HEATING AND COOLING SYSTEMS | 227TAN048**AA* | CAP**6121AL* | 82*SB66110V21*** | 46000 | 47000 | 16.5 | 12.5 | 8.1 | 2.3 | 63 | 51 | 213177440
BRYANT HEATING AND COOLING SYSTEMS | 227TAN048**AA* | CAP**6121AL* | 82*TB66110V21*** | 46000 | 47000 | 16.5 | 12.5 | 8.1 | 2.28 | 63 | 51 | 213177383
BRYANT HEATING AND COOLING SYSTEMS | 227TAN060**AA* | CAP**6124AL* | 82*TA60090V21*** | 55500 | 59000 | 15.5 | 11.7 | 8.1 | 2.18 | 63 | 51 | 207872967
BRYANT HEATING AND COOLING SYSTEMS | 227TAN060**AA* | CAP**6121AL* | 926TB66100V21*** | 55500 | 59000 | 15.5 | 11.7 | 8.1 | 2.18 | 63 | 51 | 207872911
WEATHERMAKER | PH7TAN424**AA* | CAP**3717AL* | PG96VTAA36060A** | 23600 | 24400 | 16.5 | 12.5 | 8.1 | 2.18 | 58 | 43 | 211277015
WEATHERMAKER | PH7TAN424**AA* | CAP**3717AL* | PG80VTLA36070A** | 23600 | 24000 | 17 | 13 | 8.1 | 2.22 | 58 | 43 | 211277012
BROCK | PH7TAN424**AA* | CAP**3717AL* | PG96VTAA36060A** | 23600 | 24400 | 16.5 | 12.5 | 8.1 | 2.18 | 58 | 43 | 211276808
BROCK | PH7TAN424**AA* | CAP**3717AL* | PG80VTLA36070A** | 23600 | 24000 | 17 | 13 | 8.1 | 2.22 | 58 | 43 | 211276805
BRYANT HEATING AND COOLING SYSTEMS | 227TAN048**AA* | FV4CN(B,F)005L |  | 46000 | 47000 | 16.5 | 12.5 | 8.1 | 2.24 | 62 | 49 | 207872468
PAYNE HEATING AND COOLING | PH7TAN424**AA* | CAP**3717AL* | PG96VTAA36060A** | 23600 | 24400 | 16.5 | 12.5 | 8.1 | 2.18 | 58 | 43 | 207865740
BRYANT HEATING AND COOLING SYSTEMS | PH7TAN424**AA* | CAP**3717AL* | 926TB36060V14*** | 23600 | 24400 | 16.5 | 12.5 | 8.1 | 2.18 | 58 | 43 | 207865739
PAYNE HEATING AND COOLING | PH7TAN424**AA* | CAP**3717AL* | PG80VTLA36070A** | 23600 | 24000 | 17 | 13 | 8.1 | 2.22 | 58 | 43 | 207865586
BRYANT HEATING AND COOLING SYSTEMS | PH7TAN424**AA* | CAP**3717AL* | 82*TA36070V14*** | 23600 | 24000 | 17 | 13 | 8.1 | 2.22 | 58 | 43 | 207865585
CARRIER | GH7TAN424**AA* | CAP**3717AL* | 59TP6B060V14**12 | 23600 | 24400 | 16.5 | 12.5 | 8.1 | 2.18 | 58 | 43 | 207865729
BRYANT HEATING AND COOLING SYSTEMS | GH7TAN424**AA* | CAP**3717AL* | 926TB36060V14*** | 23600 | 24400 | 16.5 | 12.5 | 8.1 | 2.18 | 58 | 43 | 207865728
CARRIER | GH7TAN424**AA* | CAP**3717AL* | 58TP*A070V14**12 | 23600 | 24000 | 17 | 13 | 8.1 | 2.22 | 58 | 43 | 207865584
BRYANT HEATING AND COOLING SYSTEMS | GH7TAN424**AA* | CAP**3717AL* | 82*TA36070V14*** | 23600 | 24000 | 17 | 13 | 8.1 | 2.22 | 58 | 43 | 207865583
ECOTEMP | W4H7T48*K*AAA* | WLA*614CA* | WFET110C066A* | 46000 | 47000 | 16.5 | 12.5 | 8.1 | 2.28 | 63 | 51 | 213177398
GRANDAIRE | W4H7T48*K*AAA* | WLA*614CA* | WFET110C066A* | 46000 | 47000 | 16.5 | 12.5 | 8.1 | 2.28 | 63 | 51 | 213177397
BRYANT HEATING AND COOLING SYSTEMS | PH7TAN448**AA* | CAP**6121AL* | 926TC66100V21*** | 45500 | 46500 | 16.5 | 12.5 | 8.1 | 2.28 | 63 | 50 | 213177531
BRYANT HEATING AND COOLING SYSTEMS | PH7TAN448**AA* | CAP**6121AL* | 82*SB66110V21*** | 46000 | 47000 | 16.5 | 12.5 | 8.1 | 2.3 | 63 | 51 | 213177442
BROCK | PH7TAN448**AA* | CAP**6121AL* | PG80VTLB66110C** | 46000 | 47000 | 16.5 | 12.5 | 8.1 | 2.28 | 63 | 51 | 213177387
WEATHERMAKER | PH7TAN448**AA* | CAP**6121AL* | PG80VTLB66110C** | 46000 | 47000 | 16.5 | 12.5 | 8.1 | 2.28 | 63 | 51 | 213177388
BRYANT HEATING AND COOLING SYSTEMS | PH7TAN448**AA* | CAP**6121AL* | 82*TB66110V21*** | 46000 | 47000 | 16.5 | 12.5 | 8.1 | 2.28 | 63 | 51 | 213177385
PAYNE HEATING AND COOLING | PH7TAN448**AA* | CAP**6121AL* | PG80VTLB66110C** | 46000 | 47000 | 16.5 | 12.5 | 8.1 | 2.28 | 63 | 51 | 213177386
PAYNE HEATING AND COOLING | PH7TAN448**AA* | FV4CN(B,F)005L |  | 46000 | 47000 | 16.5 | 12.5 | 8.1 | 2.24 | 62 | 49 | 207872481
BRYANT HEATING AND COOLING SYSTEMS | PH7TAN448**AA* | FV4CN(B,F)005L |  | 46000 | 47000 | 16.5 | 12.5 | 8.1 | 2.24 | 62 | 49 | 207872480
PAYNE HEATING AND COOLING | PH7TAN460**AA* | CAP**6124AL* | PG80VTLA60090C** | 55500 | 59000 | 15.5 | 11.7 | 8.1 | 2.18 | 63 | 51 | 207872971
BRYANT HEATING AND COOLING SYSTEMS | PH7TAN460**AA* | CAP**6124AL* | 82*TA60090V21*** | 55500 | 59000 | 15.5 | 11.7 | 8.1 | 2.18 | 63 | 51 | 207872970
BRYANT HEATING AND COOLING SYSTEMS | PH7TAN460**AA* | CAP**6121AL* | 926TB66100V21*** | 55500 | 59000 | 15.5 | 11.7 | 8.1 | 2.18 | 63 | 51 | 207872923
BRYANT HEATING AND COOLING SYSTEMS | PH7TAN448**AA* | CAP**6124AL* | 82*SB66135V24*** | 46000 | 47000 | 16.5 | 12.5 | 8.1 | 2.3 | 63 | 51 | 213177664
BRYANT HEATING AND COOLING SYSTEMS | PH7TAN448**AA* | CAP**6124AL* | 82*SB66110V21*** | 46000 | 47000 | 16.5 | 12.5 | 8.1 | 2.3 | 63 | 51 | 213177651
WEATHERMAKER | PH7TAN448**AA* | FV4CN(B,F)005L |  | 46000 | 47000 | 16.5 | 12.5 | 8.1 | 2.24 | 62 | 49 | 211277113
BROCK | PH7TAN448**AA* | FV4CN(B,F)005L |  | 46000 | 47000 | 16.5 | 12.5 | 8.1 | 2.24 | 62 | 49 | 211276906
BRYANT HEATING AND COOLING SYSTEMS | GH7TAN460**AA* | CAP**6124AL* | 82*TA60090V21*** | 55500 | 59000 | 15.5 | 11.7 | 8.1 | 2.18 | 63 | 51 | 207872968
CARRIER | GH7TAN460**AA* | CAP**6124AL* | 58TP*A090V21**20 | 55500 | 59000 | 15.5 | 11.7 | 8.1 | 2.18 | 63 | 51 | 207872969
CARRIER | GH7TAN448**AA* | FV4CN(B,F)005L |  | 46000 | 47000 | 16.5 | 12.5 | 8.1 | 2.24 | 62 | 49 | 207872470
BRYANT HEATING AND COOLING SYSTEMS | GH7TAN448**AA* | FV4CN(B,F)005L |  | 46000 | 47000 | 16.5 | 12.5 | 8.1 | 2.24 | 62 | 49 | 207872469
CARRIER | GH7TAN460**AA* | CAP**6121AL* | 59TP6B100V21**22 | 55500 | 59000 | 15.5 | 11.7 | 8.1 | 2.18 | 63 | 51 | 207872913
BRYANT HEATING AND COOLING SYSTEMS | GH7TAN460**AA* | CAP**6121AL* | 926TB66100V21*** | 55500 | 59000 | 15.5 | 11.7 | 8.1 | 2.18 | 63 | 51 | 207872912
BRYANT HEATING AND COOLING SYSTEMS | GH7TAN448**AA* | CAP**6124AL* | 82*SB66135V24*** | 46000 | 47000 | 16.5 | 12.5 | 8.1 | 2.3 | 63 | 51 | 213177663
CARRIER | GH7TAN448**AA* | CAP**6124AL* | 58SP*B135V24**22 | 46000 | 47000 | 16.5 | 12.5 | 8.1 | 2.3 | 63 | 51 | 213177661
BRYANT HEATING AND COOLING SYSTEMS | GH7TAN448**AA* | CAP**6124AL* | 82*SB66110V21*** | 46000 | 47000 | 16.5 | 12.5 | 8.1 | 2.3 | 63 | 51 | 213177650
CARRIER | GH7TAN448**AA* | CAP**6124AL* | 58SP*B110V21**22 | 46000 | 47000 | 16.5 | 12.5 | 8.1 | 2.3 | 63 | 51 | 213177648
BRYANT HEATING AND COOLING SYSTEMS | GH7TAN448**AA* | CAP**6121AL* | 926TC66100V21*** | 45500 | 46500 | 16.5 | 12.5 | 8.1 | 2.28 | 63 | 50 | 213177530
CARRIER | GH7TAN448**AA* | CAP**6121AL* | 59TP6C100V21**22 | 45500 | 46500 | 16.5 | 12.5 | 8.1 | 2.28 | 63 | 50 | 213177528
BRYANT HEATING AND COOLING SYSTEMS | GH7TAN448**AA* | CAP**6121AL* | 82*SB66110V21*** | 46000 | 47000 | 16.5 | 12.5 | 8.1 | 2.3 | 63 | 51 | 213177441
CARRIER | GH7TAN448**AA* | CAP**6121AL* | 58SP*B110V21**22 | 46000 | 47000 | 16.5 | 12.5 | 8.1 | 2.3 | 63 | 51 | 213177439
BRYANT HEATING AND COOLING SYSTEMS | GH7TAN448**AA* | CAP**6121AL* | 82*TB66110V21*** | 46000 | 47000 | 16.5 | 12.5 | 8.1 | 2.28 | 63 | 51 | 213177384
CARRIER | GH7TAN448**AA* | CAP**6121AL* | 58TP*B110V21**22 | 46000 | 47000 | 16.5 | 12.5 | 8.1 | 2.28 | 63 | 51 | 213177382
BRYANT HEATING AND COOLING SYSTEMS | 227TAN024**AA* | CAP**3717AL* | 926TB36060V14*** | 23600 | 24400 | 16.5 | 12.5 | 8.1 | 2.18 | 58 | 43 | 207865727
BRYANT HEATING AND COOLING SYSTEMS | 227TAN024**AA* | CAP**3717AL* | 82*TA36070V14*** | 23600 | 24000 | 17 | 13 | 8.1 | 2.22 | 58 | 43 | 207865582
COMFORTMAKER | N4H7T24*K*AAA* | EA*4X37L17A* | *96VTN0601412A* | 23600 | 24400 | 16.5 | 12.5 | 8.1 | 2.18 | 58 | 43 | 207865732
DAY & NIGHT | N4H7T24*K*AAA* | EA*4X37L17A* | *96VTN0601412A* | 23600 | 24400 | 16.5 | 12.5 | 8.1 | 2.18 | 58 | 43 | 207865733
ARCOAIRE | N4H7T24*K*AAA* | EA*4X37L17A* | *96VTN0601412A* | 23600 | 24400 | 16.5 | 12.5 | 8.1 | 2.18 | 58 | 43 | 207865731
AIRQUEST | N4H7T24*K*AAA* | EA*4X37L17A* | *96VTN0601412A* | 23600 | 24400 | 16.5 | 12.5 | 8.1 | 2.18 | 58 | 43 | 207865730
HEIL | N4H7T24*K*AAA* | EA*4X37L17A* | *96VTN0601412A* | 23600 | 24400 | 16.5 | 12.5 | 8.1 | 2.18 | 58 | 43 | 207865734
ACIQ | N4H7T24*K*AAA* | EA*4X37L17A* | *96VTN0601412A* | 23600 | 24400 | 16.5 | 12.5 | 8.1 | 2.18 | 58 | 43 | 213063615
KEEPRITE | N4H7T24*K*AAA* | EA*4X37L17A* | *96VTN0601412A* | 23600 | 24400 | 16.5 | 12.5 | 8.1 | 2.18 | 58 | 43 | 207865735
KENMORE | N4H7T24*K*AAA* | EA*4X37L17A* | *96VTN0601412A* | 23600 | 24400 | 16.5 | 12.5 | 8.1 | 2.18 | 58 | 43 | 207865736
MARATHERM | N4H7T24*K*AAA* | EA*4X37L17A* | *96VTN0601412A* | 23600 | 24400 | 16.5 | 12.5 | 8.1 | 2.18 | 58 | 43 | 207865737
TEMPSTAR | N4H7T24*K*AAA* | EA*4X37L17A* | *96VTN0601412A* | 23600 | 24400 | 16.5 | 12.5 | 8.1 | 2.18 | 58 | 43 | 207865738
TEMPSTAR | N4H7T48*K*AAA* | FTMA4B60L0D* |  | 46500 | 47000 | 17.5 | 13 | 8.1 | 2.38 | 62 | 50 | 213280659
MARATHERM | N4H7T48*K*AAA* | FTMA4B60L0D* |  | 46500 | 47000 | 17.5 | 13 | 8.1 | 2.38 | 62 | 50 | 213280658
KENMORE | N4H7T48*K*AAA* | FTMA4B60L0D* |  | 46500 | 47000 | 17.5 | 13 | 8.1 | 2.38 | 62 | 50 | 213280657
DAY & NIGHT | N4H7T48*K*AAA* | FTMA4B60L0D* |  | 46500 | 47000 | 17.5 | 13 | 8.1 | 2.38 | 62 | 50 | 213280655
KEEPRITE | N4H7T48*K*AAA* | FTMA4B60L0D* |  | 46500 | 47000 | 17.5 | 13 | 8.1 | 2.38 | 62 | 50 | 213280656
COMFORTMAKER | N4H7T48*K*AAA* | FTMA4B60L0D* |  | 46500 | 47000 | 17.5 | 13 | 8.1 | 2.38 | 62 | 50 | 213280654
ARCOAIRE | N4H7T48*K*AAA* | FTMA4B60L0D* |  | 46500 | 47000 | 17.5 | 13 | 8.1 | 2.38 | 62 | 50 | 213280653
AIRQUEST | N4H7T48*K*AAA* | FTMA4B60L0D* |  | 46500 | 47000 | 17.5 | 13 | 8.1 | 2.38 | 62 | 50 | 213280652
HEIL | N4H7T48*K*AAA* | FTMA4B60L0D* |  | 46500 | 47000 | 17.5 | 13 | 8.1 | 2.38 | 62 | 50 | 213280651
TEMPSTAR | N4H7T48*K*AAA* | FTMA4B48L0C* |  | 45500 | 47000 | 16.5 | 12.5 | 8.1 | 2.3 | 63 | 50 | 213280636
DAY & NIGHT | N4H7T48*K*AAA* | FTMA4B48L0C* |  | 45500 | 47000 | 16.5 | 12.5 | 8.1 | 2.3 | 63 | 50 | 213280632
MARATHERM | N4H7T48*K*AAA* | FTMA4B48L0C* |  | 45500 | 47000 | 16.5 | 12.5 | 8.1 | 2.3 | 63 | 50 | 213280635
KENMORE | N4H7T48*K*AAA* | FTMA4B48L0C* |  | 45500 | 47000 | 16.5 | 12.5 | 8.1 | 2.3 | 63 | 50 | 213280634
KEEPRITE | N4H7T48*K*AAA* | FTMA4B48L0C* |  | 45500 | 47000 | 16.5 | 12.5 | 8.1 | 2.3 | 63 | 50 | 213280633
COMFORTMAKER | N4H7T48*K*AAA* | FTMA4B48L0C* |  | 45500 | 47000 | 16.5 | 12.5 | 8.1 | 2.3 | 63 | 50 | 213280631
ARCOAIRE | N4H7T48*K*AAA* | FTMA4B48L0C* |  | 45500 | 47000 | 16.5 | 12.5 | 8.1 | 2.3 | 63 | 50 | 213280630
AIRQUEST | N4H7T48*K*AAA* | FTMA4B48L0C* |  | 45500 | 47000 | 16.5 | 12.5 | 8.1 | 2.3 | 63 | 50 | 213280629
HEIL | N4H7T48*K*AAA* | FTMA4B48L0C* |  | 45500 | 47000 | 16.5 | 12.5 | 8.1 | 2.3 | 63 | 50 | 213280628
TEMPSTAR | N4H7T48*K*AAA* | F5MA4*48L*C* |  | 46500 | 47500 | 16 | 12.5 | 8.1 | 2.34 | 62 | 51 | 213310414
MARATHERM | N4H7T48*K*AAA* | F5MA4*48L*C* |  | 46500 | 47500 | 16 | 12.5 | 8.1 | 2.34 | 62 | 51 | 213310413
KENMORE | N4H7T48*K*AAA* | F5MA4*48L*C* |  | 46500 | 47500 | 16 | 12.5 | 8.1 | 2.34 | 62 | 51 | 213310412
KEEPRITE | N4H7T48*K*AAA* | F5MA4*48L*C* |  | 46500 | 47500 | 16 | 12.5 | 8.1 | 2.34 | 62 | 51 | 213310411
DAY & NIGHT | N4H7T48*K*AAA* | F5MA4*48L*C* |  | 46500 | 47500 | 16 | 12.5 | 8.1 | 2.34 | 62 | 51 | 213310410
COMFORTMAKER | N4H7T48*K*AAA* | F5MA4*48L*C* |  | 46500 | 47500 | 16 | 12.5 | 8.1 | 2.34 | 62 | 51 | 213310409
ARCOAIRE | N4H7T48*K*AAA* | F5MA4*48L*C* |  | 46500 | 47500 | 16 | 12.5 | 8.1 | 2.34 | 62 | 51 | 213310408
AIRQUEST | N4H7T48*K*AAA* | F5MA4*48L*C* |  | 46500 | 47500 | 16 | 12.5 | 8.1 | 2.34 | 62 | 51 | 213310407
HEIL | N4H7T48*K*AAA* | F5MA4*48L*C* |  | 46500 | 47500 | 16 | 12.5 | 8.1 | 2.34 | 62 | 51 | 213310406
COMFORTMAKER | N4H7T48*K*AAA* | EA*4X61L21A* | *80VTL1102122B* | 46000 | 47000 | 16.5 | 12.5 | 8.1 | 2.28 | 63 | 51 | 213177392
AIRQUEST | N4H7T48*K*AAA* | EA*4X61L21A* | *80VTL1102122B* | 46000 | 47000 | 16.5 | 12.5 | 8.1 | 2.28 | 63 | 51 | 213177390
HEIL | N4H7T48*K*AAA* | EA*4X61L21A* | *80VTL1102122B* | 46000 | 47000 | 16.5 | 12.5 | 8.1 | 2.28 | 63 | 51 | 213177389
TEMPSTAR | N4H7T48*K*AAA* | EA*4X61L21A* | *96VTN1002122B* | 45500 | 46500 | 16.5 | 12.5 | 8.1 | 2.28 | 63 | 50 | 213177539
KEEPRITE | N4H7T48*K*AAA* | EA*4X61L21A* | *96VTN1002122B* | 45500 | 46500 | 16.5 | 12.5 | 8.1 | 2.28 | 63 | 50 | 213177537
KENMORE | N4H7T48*K*AAA* | EA*4X61L21A* | *96VTN1002122B* | 45500 | 46500 | 16.5 | 12.5 | 8.1 | 2.28 | 63 | 50 | 213177538
DAY & NIGHT | N4H7T48*K*AAA* | EA*4X61L21A* | *96VTN1002122B* | 45500 | 46500 | 16.5 | 12.5 | 8.1 | 2.28 | 63 | 50 | 213177536
ARCOAIRE | N4H7T48*K*AAA* | EA*4X61L21A* | *96VTN1002122B* | 45500 | 46500 | 16.5 | 12.5 | 8.1 | 2.28 | 63 | 50 | 213177534
COMFORTMAKER | N4H7T48*K*AAA* | EA*4X61L21A* | *96VTN1002122B* | 45500 | 46500 | 16.5 | 12.5 | 8.1 | 2.28 | 63 | 50 | 213177535
AIRQUEST | N4H7T48*K*AAA* | EA*4X61L21A* | *96VTN1002122B* | 45500 | 46500 | 16.5 | 12.5 | 8.1 | 2.28 | 63 | 50 | 213177533
HEIL | N4H7T48*K*AAA* | EA*4X61L21A* | *96VTN1002122B* | 45500 | 46500 | 16.5 | 12.5 | 8.1 | 2.28 | 63 | 50 | 213177532
TEMPSTAR | N4H7T48*K*AAA* | EA*4X61L21A* | *80VSL1102122B* | 46000 | 47000 | 16.5 | 12.5 | 8.1 | 2.3 | 63 | 51 | 213177450
KENMORE | N4H7T48*K*AAA* | EA*4X61L21A* | *80VSL1102122B* | 46000 | 47000 | 16.5 | 12.5 | 8.1 | 2.3 | 63 | 51 | 213177449
KEEPRITE | N4H7T48*K*AAA* | EA*4X61L21A* | *80VSL1102122B* | 46000 | 47000 | 16.5 | 12.5 | 8.1 | 2.3 | 63 | 51 | 213177448
DAY & NIGHT | N4H7T48*K*AAA* | EA*4X61L21A* | *80VSL1102122B* | 46000 | 47000 | 16.5 | 12.5 | 8.1 | 2.3 | 63 | 51 | 213177447
COMFORTMAKER | N4H7T48*K*AAA* | EA*4X61L21A* | *80VSL1102122B* | 46000 | 47000 | 16.5 | 12.5 | 8.1 | 2.3 | 63 | 51 | 213177446
ARCOAIRE | N4H7T48*K*AAA* | EA*4X61L21A* | *80VSL1102122B* | 46000 | 47000 | 16.5 | 12.5 | 8.1 | 2.3 | 63 | 51 | 213177445
AIRQUEST | N4H7T48*K*AAA* | EA*4X61L21A* | *80VSL1102122B* | 46000 | 47000 | 16.5 | 12.5 | 8.1 | 2.3 | 63 | 51 | 213177444
HEIL | N4H7T48*K*AAA* | EA*4X61L21A* | *80VSL1102122B* | 46000 | 47000 | 16.5 | 12.5 | 8.1 | 2.3 | 63 | 51 | 213177443
TEMPSTAR | N4H7T48*K*AAA* | EA*4X61L21A* | *80VTL1102122B* | 46000 | 47000 | 16.5 | 12.5 | 8.1 | 2.28 | 63 | 51 | 213177396
KENMORE | N4H7T48*K*AAA* | EA*4X61L21A* | *80VTL1102122B* | 46000 | 47000 | 16.5 | 12.5 | 8.1 | 2.28 | 63 | 51 | 213177395
KEEPRITE | N4H7T48*K*AAA* | EA*4X61L21A* | *80VTL1102122B* | 46000 | 47000 | 16.5 | 12.5 | 8.1 | 2.28 | 63 | 51 | 213177394
DAY & NIGHT | N4H7T48*K*AAA* | EA*4X61L21A* | *80VTL1102122B* | 46000 | 47000 | 16.5 | 12.5 | 8.1 | 2.28 | 63 | 51 | 213177393
ARCOAIRE | N4H7T48*K*AAA* | EA*4X61L21A* | *80VTL1102122B* | 46000 | 47000 | 16.5 | 12.5 | 8.1 | 2.28 | 63 | 51 | 213177391
TEMPSTAR | N4H7T48*K*AAA* | EA*4X61L24A* | *80VSL1352422B* | 46000 | 47000 | 16.5 | 12.5 | 8.1 | 2.3 | 63 | 51 | 213177672
KENMORE | N4H7T48*K*AAA* | EA*4X61L24A* | *80VSL1352422B* | 46000 | 47000 | 16.5 | 12.5 | 8.1 | 2.3 | 63 | 51 | 213177671
KEEPRITE | N4H7T48*K*AAA* | EA*4X61L24A* | *80VSL1352422B* | 46000 | 47000 | 16.5 | 12.5 | 8.1 | 2.3 | 63 | 51 | 213177670
COMFORTMAKER | N4H7T48*K*AAA* | EA*4X61L24A* | *80VSL1352422B* | 46000 | 47000 | 16.5 | 12.5 | 8.1 | 2.3 | 63 | 51 | 213177668
DAY & NIGHT | N4H7T48*K*AAA* | EA*4X61L24A* | *80VSL1352422B* | 46000 | 47000 | 16.5 | 12.5 | 8.1 | 2.3 | 63 | 51 | 213177669
AIRQUEST | N4H7T48*K*AAA* | EA*4X61L24A* | *80VSL1352422B* | 46000 | 47000 | 16.5 | 12.5 | 8.1 | 2.3 | 63 | 51 | 213177666
ARCOAIRE | N4H7T48*K*AAA* | EA*4X61L24A* | *80VSL1352422B* | 46000 | 47000 | 16.5 | 12.5 | 8.1 | 2.3 | 63 | 51 | 213177667
HEIL | N4H7T48*K*AAA* | EA*4X61L24A* | *80VSL1352422B* | 46000 | 47000 | 16.5 | 12.5 | 8.1 | 2.3 | 63 | 51 | 213177665
TEMPSTAR | N4H7T48*K*AAA* | EA*4X61L24A* | *80VSL1102122B* | 46000 | 47000 | 16.5 | 12.5 | 8.1 | 2.3 | 63 | 51 | 213177659
KENMORE | N4H7T48*K*AAA* | EA*4X61L24A* | *80VSL1102122B* | 46000 | 47000 | 16.5 | 12.5 | 8.1 | 2.3 | 63 | 51 | 213177658
KEEPRITE | N4H7T48*K*AAA* | EA*4X61L24A* | *80VSL1102122B* | 46000 | 47000 | 16.5 | 12.5 | 8.1 | 2.3 | 63 | 51 | 213177657
DAY & NIGHT | N4H7T48*K*AAA* | EA*4X61L24A* | *80VSL1102122B* | 46000 | 47000 | 16.5 | 12.5 | 8.1 | 2.3 | 63 | 51 | 213177656
COMFORTMAKER | N4H7T48*K*AAA* | EA*4X61L24A* | *80VSL1102122B* | 46000 | 47000 | 16.5 | 12.5 | 8.1 | 2.3 | 63 | 51 | 213177655
ARCOAIRE | N4H7T48*K*AAA* | EA*4X61L24A* | *80VSL1102122B* | 46000 | 47000 | 16.5 | 12.5 | 8.1 | 2.3 | 63 | 51 | 213177654
AIRQUEST | N4H7T48*K*AAA* | EA*4X61L24A* | *80VSL1102122B* | 46000 | 47000 | 16.5 | 12.5 | 8.1 | 2.3 | 63 | 51 | 213177653
HEIL | N4H7T48*K*AAA* | EA*4X61L24A* | *80VSL1102122B* | 46000 | 47000 | 16.5 | 12.5 | 8.1 | 2.3 | 63 | 51 | 213177652
BRYANT HEATING AND COOLING SYSTEMS | 227TAN048**AA* | F54AA*C48L* |  | 46500 | 47500 | 16 | 12.5 | 8.1 | 2.34 | 62 | 51 | 213310403
BRYANT HEATING AND COOLING SYSTEMS | 227TAN048**AA* | PF4TNXC48L* |  | 45500 | 47000 | 16.5 | 12.5 | 8.1 | 2.3 | 63 | 50 | 213310722
BRYANT HEATING AND COOLING SYSTEMS | 227TAN048**AA* | FT4BN(B,X)C48L* |  | 45500 | 47000 | 16.5 | 12.5 | 8.1 | 2.3 | 63 | 50 | 213280619
BRYANT HEATING AND COOLING SYSTEMS | 227TAN048**AA* | FG4ANXC48L* |  | 45500 | 47000 | 16.5 | 12.5 | 8.1 | 2.3 | 63 | 50 | 213280620
ECOTEMP | W4H7T48*K*AAA* | WBGL604BD |  | 46500 | 47000 | 17.5 | 13 | 8.1 | 2.38 | 62 | 50 | 213307859
GRANDAIRE | W4H7T48*K*AAA* | WBGL604BD |  | 46500 | 47000 | 17.5 | 13 | 8.1 | 2.38 | 62 | 50 | 213307858
ECOTEMP | W4H7T48*K*AAA* | WBGL484BC |  | 45500 | 47000 | 16.5 | 12.5 | 8.1 | 2.3 | 63 | 50 | 213280661
GRANDAIRE | W4H7T48*K*AAA* | WBGL484BC |  | 45500 | 47000 | 16.5 | 12.5 | 8.1 | 2.3 | 63 | 50 | 213280660
BRYANT HEATING AND COOLING SYSTEMS | PH7TAN448**AA* | PF4TNBD60L* |  | 46500 | 47000 | 17.5 | 13 | 8.1 | 2.38 | 62 | 50 | 213310678
BRYANT HEATING AND COOLING SYSTEMS | PH7TAN448**AA* | PF4TNXC48L* |  | 45500 | 47000 | 16.5 | 12.5 | 8.1 | 2.3 | 63 | 50 | 213310677
BRYANT HEATING AND COOLING SYSTEMS | PH7TAN448**AA* | F54AA*C48L* |  | 46500 | 47500 | 16 | 12.5 | 8.1 | 2.34 | 62 | 51 | 213310405
WEATHERMAKER | PH7TAN448**AA* | PF4TNBD60L* |  | 46500 | 47000 | 17.5 | 13 | 8.1 | 2.38 | 62 | 50 | 213280650
BROCK | PH7TAN448**AA* | PF4TNBD60L* |  | 46500 | 47000 | 17.5 | 13 | 8.1 | 2.38 | 62 | 50 | 213280649
BRYANT HEATING AND COOLING SYSTEMS | PH7TAN448**AA* | FG4ANBD60L* |  | 46500 | 47000 | 17.5 | 13 | 8.1 | 2.38 | 62 | 50 | 213280647
PAYNE HEATING AND COOLING | PH7TAN448**AA* | PF4TNBD60L* |  | 46500 | 47000 | 17.5 | 13 | 8.1 | 2.38 | 62 | 50 | 213280648
BRYANT HEATING AND COOLING SYSTEMS | PH7TAN448**AA* | FT4BNBD60L* |  | 46500 | 47000 | 17.5 | 13 | 8.1 | 2.38 | 62 | 50 | 213280646
WEATHERMAKER | PH7TAN448**AA* | PF4TNXC48L* |  | 45500 | 47000 | 16.5 | 12.5 | 8.1 | 2.3 | 63 | 50 | 213280627
BROCK | PH7TAN448**AA* | PF4TNXC48L* |  | 45500 | 47000 | 16.5 | 12.5 | 8.1 | 2.3 | 63 | 50 | 213280626
PAYNE HEATING AND COOLING | PH7TAN448**AA* | PF4TNXC48L* |  | 45500 | 47000 | 16.5 | 12.5 | 8.1 | 2.3 | 63 | 50 | 213280625
BRYANT HEATING AND COOLING SYSTEMS | PH7TAN448**AA* | FG4ANXC48L* |  | 45500 | 47000 | 16.5 | 12.5 | 8.1 | 2.3 | 63 | 50 | 213280624
BRYANT HEATING AND COOLING SYSTEMS | PH7TAN448**AA* | FT4BN(B,X)C48L* |  | 45500 | 47000 | 16.5 | 12.5 | 8.1 | 2.3 | 63 | 50 | 213280623
BRYANT HEATING AND COOLING SYSTEMS | GH7TAN448**AA* | PF4TNBD60L* |  | 46500 | 47000 | 17.5 | 13 | 8.1 | 2.38 | 62 | 50 | 213310687
BRYANT HEATING AND COOLING SYSTEMS | GH7TAN448**AA* | PF4TNXC48L* |  | 45500 | 47000 | 16.5 | 12.5 | 8.1 | 2.3 | 63 | 50 | 213310686
BRYANT HEATING AND COOLING SYSTEMS | GH7TAN448**AA* | F54AA*C48L* |  | 46500 | 47500 | 16 | 12.5 | 8.1 | 2.34 | 62 | 51 | 213310404
CARRIER | GH7TAN448**AA* | F54AA*C48L* |  | 46500 | 47500 | 16 | 12.5 | 8.1 | 2.34 | 62 | 51 | 213310402
BRYANT HEATING AND COOLING SYSTEMS | GH7TAN448**AA* | FG4ANBD60L* |  | 46500 | 47000 | 17.5 | 13 | 8.1 | 2.38 | 62 | 50 | 213280645
BRYANT HEATING AND COOLING SYSTEMS | GH7TAN448**AA* | FT4BNBD60L* |  | 46500 | 47000 | 17.5 | 13 | 8.1 | 2.38 | 62 | 50 | 213280644
CARRIER | GH7TAN448**AA* | FG4ANBD60L* |  | 46500 | 47000 | 17.5 | 13 | 8.1 | 2.38 | 62 | 50 | 213280641
CARRIER | GH7TAN448**AA* | FT4BNBD60L* |  | 46500 | 47000 | 17.5 | 13 | 8.1 | 2.38 | 62 | 50 | 213280640
BRYANT HEATING AND COOLING SYSTEMS | GH7TAN448**AA* | FG4ANXC48L* |  | 45500 | 47000 | 16.5 | 12.5 | 8.1 | 2.3 | 63 | 50 | 213280622
BRYANT HEATING AND COOLING SYSTEMS | GH7TAN448**AA* | FT4BN(B,X)C48L* |  | 45500 | 47000 | 16.5 | 12.5 | 8.1 | 2.3 | 63 | 50 | 213280621
CARRIER | GH7TAN448**AA* | FG4ANXC48L* |  | 45500 | 47000 | 16.5 | 12.5 | 8.1 | 2.3 | 63 | 50 | 213280618
CARRIER | GH7TAN448**AA* | FT4BN(B,X)C48L* |  | 45500 | 47000 | 16.5 | 12.5 | 8.1 | 2.3 | 63 | 50 | 213280617
BRYANT HEATING AND COOLING SYSTEMS | 227TBN048**AA* | CAP**6124AL* | 82*SB66135V24*** | 46000 | 47000 | 16.5 | 12.5 | 8.1 | 2.3 | 63 | 51 | 213385959
BRYANT HEATING AND COOLING SYSTEMS | 227TBN048**AA* | CAP**6124AL* | 82*SB66110V21*** | 46000 | 47000 | 16.5 | 12.5 | 8.1 | 2.3 | 63 | 51 | 213385957
BRYANT HEATING AND COOLING SYSTEMS | 227TBN048**AA* | CAP**6121AL* | 926TC66100V21*** | 45500 | 46500 | 16.5 | 12.5 | 8.1 | 2.28 | 63 | 50 | 213385939
BRYANT HEATING AND COOLING SYSTEMS | 227TBN048**AA* | CAP**6121AL* | 82*SB66110V21*** | 46000 | 47000 | 16.5 | 12.5 | 8.1 | 2.3 | 63 | 51 | 213385929
BRYANT HEATING AND COOLING SYSTEMS | 227TBN048**AA* | CAP**6121AL* | 82*TB66110V21*** | 46000 | 47000 | 16.5 | 12.5 | 8.1 | 2.28 | 63 | 51 | 213385921
BRYANT HEATING AND COOLING SYSTEMS | 227TBN048**AA* | FV4CN(B,F)005L |  | 46000 | 47000 | 16.5 | 12.5 | 8.1 | 2.24 | 62 | 49 | 213383121
BRYANT HEATING AND COOLING SYSTEMS | 227TBN048**AA* | F54AA*C48L* |  | 46500 | 47500 | 16 | 12.5 | 8.1 | 2.34 | 62 | 51 | 213386203
BRYANT HEATING AND COOLING SYSTEMS | 227TBN048**AA* | FT4BN(B,X)C48L* |  | 45500 | 47000 | 16.5 | 12.5 | 8.1 | 2.3 | 63 | 50 | 213386193
BRYANT HEATING AND COOLING SYSTEMS | 227TBN048**AA* | FT4BNBD60L* |  | 46500 | 47000 | 17.5 | 13 | 8.1 | 2.38 | 62 | 50 | 213386195
ICONIC AIR SOLUTION | ICLZ36AK | IFLV36IK |  | 36000 | 36000 | 17 | 10 | 9.9 | 1.9 | 91 | 100 | 213804894
INNOVAIR | SEV24H2R19 | FEV24H2R19 |  | 24000 | 26000 | 16 | 10 | 8.5 | 2 | 81 | 69 | 213804886
Multi MFG | HES-24HD-A | 24HSHP-C-M-A |  | 24000 | 26000 | 16 | 10 | 8.5 | 2 | 81 | 69 | 213804882
ARMSTRONG AIR | 4SHP22LX148P-**A | EA(C;U)1P60C+TDR+TXV | A98USMV090C20 | 47500 | 45500 | 19 | 12 | 8.5 | 2.04 | 63 | 55 | 213805133
ARMSTRONG AIR | 4SHP22LX148P-**A | EAC4X60C+TDR | A98USMV090C16 | 47500 | 46000 | 19 | 11.7 | 8.5 | 2.02 | 63 | 55 | 213805141
ARMSTRONG AIR | 4SHP22LX148P-**A | EAC4X60C+TDR | A98USMV090C20 | 47500 | 45500 | 19 | 12 | 8.5 | 2.04 | 63 | 55 | 213805142
ARMSTRONG AIR | 4SHP22LX148P-**A | EAC4X60C+TDR | A98USMV110C20 | 47500 | 45500 | 19 | 12 | 8.5 | 2.02 | 63 | 55 | 213805143
ARMSTRONG AIR | 4SHP17LE148P-**A | EAH1P60D*+TDR+TXV | A98USMV135D20 | 48000 | 46000 | 15.2 | 12.5 | 8.1 | 2.2 | 67 | 54 | 213805320
ARMSTRONG AIR | 4SHP17LE148P-**A | EAC4X49C+TDR | A98USMV090C12 | 47500 | 45000 | 15.2 | 12.5 | 8.1 | 2.22 | 68 | 56 | 213805192
ARMSTRONG AIR | 4SHP17LE118P-**A | EAH1P24B*+TDR+TXV | A98USMV070B12 | 18000 | 18000 | 16.4 | 13.5 | 8.1 | 2.07 | 62 | 48 | 213805272
AIREASE | 4SHP17LE118P-**A | EAH1P24B*+TDR+TXV | A98USMV070B12 | 18000 | 18000 | 16.4 | 13.5 | 8.1 | 2.07 | 62 | 48 | 213805273
AIREASE | 4SHP17LE130P-**A | EA(C;U)1P36A+TDR+TXV | A98USMV070B12 | 30000 | 28000 | 16 | 13 | 8.1 | 2.28 | 66 | 52 | 213805039
AIREASE | 4SHP22LX124P-**A | EAH1P30B+TDR+TXV | A98USMV070B12 | 23400 | 22600 | 20 | 13 | 8.2 | 2 | 63 | 67 | 213805381
AIREASE | 4SHP17LE148P-**A | EAC4X60C+TDR | A98USMV090C12 | 48000 | 46000 | 15.2 | 12.5 | 8.1 | 2.36 | 68 | 55 | 213805215
AIREASE | 4SHP17LE148P-**A | EAC4X49C+TDR | A98USMV090C12 | 47500 | 45000 | 15.2 | 12.5 | 8.1 | 2.22 | 68 | 56 | 213805214
AIREASE | 4SHP17LE148P-**A | EAH1P60D*+TDR+TXV | A98USMV135D20 | 48000 | 46000 | 15.2 | 12.5 | 8.1 | 2.2 | 67 | 54 | 213805321
ARMSTRONG AIR | 4SHP17LE148P-**A | EAC4X60C+TDR | A98USMV090C12 | 48000 | 46000 | 15.2 | 12.5 | 8.1 | 2.36 | 68 | 55 | 213805193
ARMSTRONG AIR | 4SHP22LX148P-**A | EA(C;U)1P60C+TDR+TXV | A98USMV110C20 | 47500 | 45500 | 19 | 12 | 8.5 | 2.02 | 63 | 55 | 213805134
ARMSTRONG AIR | 4SHP22LX148P-**A | EA(C;U)1P60C+TDR+TXV | A98USMV090C16 | 47500 | 46000 | 19 | 11.7 | 8.5 | 2.02 | 63 | 55 | 213805132
AIREASE | 4SHP17LE118P-**A | EA(C;U)1P24A+TDR+TXV | A98USMV070B12 | 18000 | 17400 | 16.4 | 13.5 | 8.1 | 2.06 | 63 | 49 | 213805042
AIREASE | 4SHP17LE148P-**A | EA(C;U)1P49C+TDR+TXV | A98USMV090C12 | 47500 | 45000 | 15.2 | 12.5 | 8.1 | 2.22 | 68 | 56 | 213805031
ARMSTRONG AIR | 4SHP17LE136P-**A | EAH1P42B*+TDR+TXV | A98USMV070B12 | 36000 | 33800 | 15.6 | 13 | 8.1 | 2.26 | 69 | 56 | 213805338
AIREASE | 4SHP17LE130P-**A | EAC4X36B+TDR | A98USMV070B12 | 30000 | 28000 | 16 | 13 | 8.1 | 2.28 | 66 | 52 | 213805205
ARMSTRONG AIR | 4SHP17LE130P-**A | EAH1P36C*+TDR+TXV | A98USMV090C12 | 28800 | 28200 | 15.6 | 12.5 | 8.3 | 2.22 | 66 | 52 | 213805288
AIREASE | 4SHP22LX124P-**A | EA(C;U)1P24B+TDR+TXV | A98USMV070B12 | 23800 | 23600 | 21 | 13.5 | 8.5 | 1.92 | 62 | 67 | 213805268
ARMSTRONG AIR | 4SHP22LX124P-**A | EAC4X30B+TDR | A98USMV070B12 | 23800 | 23600 | 20 | 13 | 8.5 | 1.96 | 60 | 68 | 213805267
ARMSTRONG AIR | 4SHP22LX124P-**A | EAC4X24B+TDR | A98USMV070B12 | 23800 | 23600 | 21 | 13.5 | 8.5 | 1.92 | 62 | 67 | 213805266
ARMSTRONG AIR | 4SHP22LX124P-**A | EA(C;U)1P24B+TDR+TXV | A98USMV070B12 | 23800 | 23600 | 21 | 13.5 | 8.5 | 1.92 | 62 | 67 | 213805264
ARMSTRONG AIR | 4SHP17LE118P-**A | EAC4X24B+TDR | A98USMV070B12 | 18000 | 17400 | 16.4 | 13.5 | 8.1 | 2.06 | 63 | 49 | 213805174
AIREASE | 4SHP22LX148P-**A | EAC4X60C+TDR | A98USMV090C20 | 47500 | 45500 | 19 | 12 | 8.5 | 2.04 | 63 | 55 | 213805154
AIREASE | 4SHP22LX148P-**A | EAC4X60C+TDR | A98USMV090C16 | 47500 | 46000 | 19 | 11.7 | 8.5 | 2.02 | 63 | 55 | 213805153
AIREASE | 4SHP22LX148P-**A | EA(C;U)1P60C+TDR+TXV | A98USMV090C16 | 47500 | 46000 | 19 | 11.7 | 8.5 | 2.02 | 63 | 55 | 213805144
AIREASE | 4SHP17LE118P-**A | EAC4X24B+TDR | A98USMV070B12 | 18000 | 17400 | 16.4 | 13.5 | 8.1 | 2.06 | 63 | 49 | 213805196
AIREASE | 4SHP17LE136P-**A | EAH1P51C*+TDR+TXV | A98USMV110C20 | 36000 | 33600 | 16.2 | 13 | 8.1 | 2.18 | 66 | 52 | 213805303
ARMSTRONG AIR | 4SHP17LE136P-**A | EAH1P51C*+TDR+TXV | A98USMV090C20 | 36000 | 33800 | 16 | 13 | 8.1 | 2.16 | 66 | 53 | 213805300
ARMSTRONG AIR | 4SHP17LE136P-**A | EAH1P42C*+TDR+TXV | A98USMV090C20 | 36000 | 33800 | 16 | 13 | 8.1 | 2.18 | 67 | 54 | 213805344
AIREASE | 4SHP17LE136P-**A | EAH1P42C*+TDR+TXV | A98USMV090C20 | 36000 | 33800 | 16 | 13 | 8.1 | 2.18 | 67 | 54 | 213805345
ARMSTRONG AIR | 4SHP22LX124P-**A | EAH1P30B+TDR+TXV | A98USMV070B12 | 23400 | 22600 | 20 | 13 | 8.2 | 2 | 63 | 67 | 213805380
AIREASE | 4SHP17LE130P-**A | EAH1P36C*+TDR+TXV | A98USMV090C12 | 28800 | 28200 | 15.6 | 12.5 | 8.3 | 2.22 | 66 | 52 | 213805289
ARMSTRONG AIR | 4SHP17LE130P-**A | EAH1P36C*+TDR+TXV | A98USMV090C16 | 28600 | 28200 | 15.6 | 13 | 8.3 | 2.22 | 65 | 51 | 213805290
AIREASE | 4SHP17LE130P-**A | EAH1P36C*+TDR+TXV | A98USMV090C16 | 28600 | 28200 | 15.6 | 13 | 8.3 | 2.22 | 65 | 51 | 213805291
ARMSTRONG AIR | 4SHP17LE130P-**A | EAH1P36C*+TDR+TXV | A98USMV110C20 | 30000 | 29200 | 15.2 | 12.5 | 8.5 | 2.22 | 66 | 52 | 213805292
AIREASE | 4SHP17LE130P-**A | EAH1P36C*+TDR+TXV | A98USMV110C20 | 30000 | 29200 | 15.2 | 12.5 | 8.5 | 2.22 | 66 | 52 | 213805293
ARMSTRONG AIR | 4SHP17LE136P-**A | EAH1P42C*+TDR+TXV | A98USMV110C20 | 36000 | 33600 | 16.2 | 13.5 | 8.1 | 2.2 | 67 | 54 | 213805346
AIREASE | 4SHP17LE136P-**A | EAH1P42C*+TDR+TXV | A98USMV110C20 | 36000 | 33600 | 16.2 | 13.5 | 8.1 | 2.2 | 67 | 54 | 213805347
AIREASE | 4SHP17LE136P-**A | EAH1P51C*+TDR+TXV | A98USMV090C20 | 36000 | 33800 | 16 | 13 | 8.1 | 2.16 | 66 | 53 | 213805301
ARMSTRONG AIR | 4SHP17LE136P-**A | EAH1P51C*+TDR+TXV | A98USMV110C20 | 36000 | 33600 | 16.2 | 13 | 8.1 | 2.18 | 66 | 52 | 213805302
AIREASE | 4SHP17LE118P-**A | EA(C;U)1P24B+TDR+TXV | A98USMV070B12 | 18000 | 17400 | 16.4 | 13.5 | 8.1 | 2.06 | 63 | 49 | 213805194
AIREASE | 4SHP22LX148P-**A | EA(C;U)1P60C+TDR+TXV | A98USMV090C20 | 47500 | 45500 | 19 | 12 | 8.5 | 2.04 | 63 | 55 | 213805145
AIREASE | 4SHP22LX148P-**A | EA(C;U)1P60C+TDR+TXV | A98USMV110C20 | 47500 | 45500 | 19 | 12 | 8.5 | 2.02 | 63 | 55 | 213805146
AIREASE | 4SHP22LX148P-**A | EAC4X60C+TDR | A98USMV110C20 | 47500 | 45500 | 19 | 12 | 8.5 | 2.02 | 63 | 55 | 213805155
ARMSTRONG AIR | 4SHP17LE118P-**A | EA(C;U)1P24B+TDR+TXV | A98USMV070B12 | 18000 | 17400 | 16.4 | 13.5 | 8.1 | 2.06 | 63 | 49 | 213805172
ARMSTRONG AIR | 4SHP22LX124P-**A | EA(C;U)1P30B+TDR+TXV | A98USMV070B12 | 23800 | 23600 | 20 | 13 | 8.5 | 1.96 | 60 | 68 | 213805265
AIREASE | 4SHP22LX124P-**A | EA(C;U)1P30B+TDR+TXV | A98USMV070B12 | 23800 | 23600 | 20 | 13 | 8.5 | 1.96 | 60 | 68 | 213805269
AIREASE | 4SHP22LX124P-**A | EAC4X24B+TDR | A98USMV070B12 | 23800 | 23600 | 21 | 13.5 | 8.5 | 1.92 | 62 | 67 | 213805270
AIREASE | 4SHP22LX124P-**A | EAC4X30B+TDR | A98USMV070B12 | 23800 | 23600 | 20 | 13 | 8.5 | 1.96 | 60 | 68 | 213805271
ARMSTRONG AIR | 4SHP17LE148P-**A | EA(C;U)1P49C+TDR+TXV | A98USMV090C12 | 47500 | 45000 | 15.2 | 12.5 | 8.1 | 2.22 | 68 | 56 | 213805017
ARMSTRONG AIR | 4SHP17LE148P-**A | EA(C;U)1P60C+TDR+TXV | A98USMV090C12 | 48000 | 46000 | 15.2 | 12.5 | 8.1 | 2.36 | 68 | 55 | 213805018
ARMSTRONG AIR | 4SHP17LE130P-**A | EA(C;U)1P36A+TDR+TXV | A98USMV070B12 | 30000 | 28000 | 16 | 13 | 8.1 | 2.28 | 66 | 52 | 213805025
AIREASE | 4SHP17LE148P-**A | EAH1P51C*+TDR+TXV | A98USMV090C12 | 47000 | 45000 | 15.2 | 12.5 | 8.1 | 2.28 | 69 | 56 | 213805315
ARMSTRONG AIR | 4SHP17LE130P-**A | EA(C;U)1P36B+TDR+TXV | A98USMV070B12 | 30000 | 28000 | 16 | 13 | 8.1 | 2.28 | 66 | 52 | 213805181
ARMSTRONG AIR | 4SHP17LE130P-**A | EAC4X36B+TDR | A98USMV070B12 | 30000 | 28000 | 16 | 13 | 8.1 | 2.28 | 66 | 52 | 213805183
AIREASE | 4SHP17LE130P-**A | EA(C;U)1P36B+TDR+TXV | A98USMV070B12 | 30000 | 28000 | 16 | 13 | 8.1 | 2.28 | 66 | 52 | 213805203
ARMSTRONG AIR | 4SHP17LE148P-**A | EAH1P51C*+TDR+TXV | A98USMV090C12 | 47000 | 45000 | 15.2 | 12.5 | 8.1 | 2.28 | 69 | 56 | 213805314
AIREASE | 4SHP17LE136P-**A | EAH1P42B*+TDR+TXV | A98USMV070B12 | 36000 | 33800 | 15.6 | 13 | 8.1 | 2.26 | 69 | 56 | 213805339
ARMSTRONG AIR | 4SHP17LE118P-**A | EA(C;U)1P24A+TDR+TXV | A98USMV070B12 | 18000 | 17400 | 16.4 | 13.5 | 8.1 | 2.06 | 63 | 49 | 213805028
AIREASE | 4SHP17LE148P-**A | EA(C;U)1P60C+TDR+TXV | A98USMV090C12 | 48000 | 46000 | 15.2 | 12.5 | 8.1 | 2.36 | 68 | 55 | 213805032
1HVAC | N4H7T48*K*AAA* | FVM4X48***L |  | 46000 | 47000 | 16.5 | 12.5 | 8.1 | 2.24 | 62 | 49 | 208815837
1HVAC | N4H7T48*K*AAA* | EA*4X61L21A* | *96VTN1002122A* | 47000 | 47500 | 16.5 | 12.5 | 8.1 | 2.3 | 64 | 52 | 208815813
1HVAC | N4H7T48*K*AAA* | EA*4X60L24A* | *80VTL0902120A* | 46000 | 47500 | 16.5 | 12 | 8.1 | 2.26 | 64 | 52 | 211582570
BROCK | PH7TAN424**AA* | CAP**2517AL* | PG96VTAA36060A** | 23800 | 24400 | 16.5 | 12 | 8.1 | 2.2 | 59 | 43 | 211276786
BROCK | PH7TAN424**AA* | CAP**2517AL* | PG96VTAA48080B** | 23600 | 24000 | 16.5 | 12.5 | 8.1 | 2.22 | 58 | 43 | 211276787
WEATHERMAKER | PH7TAN424**AA* | CAP**3721AL* | PG96VTAA42060B** | 23800 | 24400 | 16.5 | 12.5 | 8.1 | 2.22 | 59 | 43 | 211277022
WEATHERMAKER | PH7TAN424**AA* | CAP**3721AL* | PG80VTLA48090B** | 23800 | 24200 | 17 | 12.5 | 8.1 | 2.24 | 58 | 42 | 211277019
WEATHERMAKER | PH7TAN424**AA* | CAP**3717AL* | PG96VTAA42060B** | 23600 | 24200 | 16.5 | 12.5 | 8.1 | 2.2 | 58 | 43 | 211277016
WEATHERMAKER | PH7TAN424**AA* | CAP**3717AL* | PG80VTLA48090B** | 23400 | 24000 | 16.5 | 12.5 | 8.1 | 2.2 | 58 | 43 | 211277013
PAYNE HEATING AND COOLING | PH7TAN424**AA* | CAP**3721AL* | PG80VTLA48090B** | 23800 | 24200 | 17 | 12.5 | 8.1 | 2.24 | 58 | 42 | 207865964
BRYANT HEATING AND COOLING SYSTEMS | PH7TAN424**AA* | CAP**3721AL* | 82*TA48090V17*** | 23800 | 24200 | 17 | 12.5 | 8.1 | 2.24 | 58 | 42 | 207865963
PAYNE HEATING AND COOLING | PH7TAN424**AA* | CAP**3717AL* | PG96VTAA42060B** | 23600 | 24200 | 16.5 | 12.5 | 8.1 | 2.2 | 58 | 43 | 207865755
BRYANT HEATING AND COOLING SYSTEMS | PH7TAN424**AA* | CAP**3717AL* | 926TB42060V17*** | 23600 | 24200 | 16.5 | 12.5 | 8.1 | 2.2 | 58 | 43 | 207865754
PAYNE HEATING AND COOLING | PH7TAN424**AA* | CAP**3717AL* | PG80VTLA48090B** | 23400 | 24000 | 16.5 | 12.5 | 8.1 | 2.2 | 58 | 43 | 207865598
BRYANT HEATING AND COOLING SYSTEMS | PH7TAN424**AA* | CAP**3717AL* | 82*TA48090V17*** | 23400 | 24000 | 16.5 | 12.5 | 8.1 | 2.2 | 58 | 43 | 207865597
WEATHERMAKER | PH7TAN424**AA* | CAP**2517AL* | PG96VTAA42060B** | 23800 | 24400 | 16.5 | 12.5 | 8.1 | 2.22 | 58 | 43 | 211581753
WEATHERMAKER | PH7TAN424**AA* | CAP**2517AL* | PG96VTAA30040A** | 23800 | 24800 | 16.5 | 12 | 8.1 | 2.18 | 58 | 43 | 211581744
BROCK | PH7TAN424**AA* | CAP**2517AL* | PG96VTAA30040A** | 23800 | 24800 | 16.5 | 12 | 8.1 | 2.18 | 58 | 43 | 211581743
BROCK | PH7TAN424**AA* | CAP**2517AL* | PG96VTAA42060B** | 23800 | 24400 | 16.5 | 12.5 | 8.1 | 2.22 | 58 | 43 | 211581752
WEATHERMAKER | PH7TAN424**AA* | CAP**3717AL* | PG96VTAA30040A** | 23600 | 24600 | 16.5 | 12 | 8.1 | 2.16 | 59 | 43 | 211288909
BROCK | PH7TAN424**AA* | CAP**3717AL* | PG96VTAA30040A** | 23600 | 24600 | 16.5 | 12 | 8.1 | 2.16 | 59 | 43 | 211288881
BRYANT HEATING AND COOLING SYSTEMS | PH7TAN424**AA* | CAP**3717AL* | 926TB30040V14*** | 23600 | 24600 | 16.5 | 12 | 8.1 | 2.16 | 59 | 43 | 207873788
PAYNE HEATING AND COOLING | PH7TAN424**AA* | CAP**3717AL* | PG96VTAA30040A** | 23600 | 24600 | 16.5 | 12 | 8.1 | 2.16 | 59 | 43 | 207873789
BROCK | PH7TAN424**AA* | CAP**3721AL* | PG96VTAA42060B** | 23800 | 24400 | 16.5 | 12.5 | 8.1 | 2.22 | 59 | 43 | 211276815
BROCK | PH7TAN424**AA* | CAP**3721AL* | PG80VTLA48090B** | 23800 | 24200 | 17 | 12.5 | 8.1 | 2.24 | 58 | 42 | 211276812
BROCK | PH7TAN424**AA* | CAP**3717AL* | PG96VTAA42060B** | 23600 | 24200 | 16.5 | 12.5 | 8.1 | 2.2 | 58 | 43 | 211276809
BROCK | PH7TAN424**AA* | CAP**3717AL* | PG80VTLA48090B** | 23400 | 24000 | 16.5 | 12.5 | 8.1 | 2.2 | 58 | 43 | 211276806
WEATHERMAKER | PH7TAN424**AA* | CAP**2517AL* | PG96VTAA48080B** | 23600 | 24000 | 16.5 | 12.5 | 8.1 | 2.22 | 58 | 43 | 211276994
WEATHERMAKER | PH7TAN424**AA* | CAP**2517AL* | PG96VTAA36060A** | 23800 | 24400 | 16.5 | 12 | 8.1 | 2.2 | 59 | 43 | 211276993
PAYNE HEATING AND COOLING | PH7TAN424**AA* | CAP**2517AL* | PG96VTAA48080B** | 23600 | 24000 | 16.5 | 12.5 | 8.1 | 2.22 | 58 | 43 | 207864332
BRYANT HEATING AND COOLING SYSTEMS | PH7TAN424**AA* | CAP**2517AL* | 926TB48080V17*** | 23600 | 24000 | 16.5 | 12.5 | 8.1 | 2.22 | 58 | 43 | 207864331
PAYNE HEATING AND COOLING | PH7TAN424**AA* | CAP**2517AL* | PG96VTAA42060B** | 23800 | 24400 | 16.5 | 12.5 | 8.1 | 2.22 | 58 | 43 | 207864317
BRYANT HEATING AND COOLING SYSTEMS | PH7TAN424**AA* | CAP**2517AL* | 926TB42060V17*** | 23800 | 24400 | 16.5 | 12.5 | 8.1 | 2.22 | 58 | 43 | 207864316
PAYNE HEATING AND COOLING | PH7TAN424**AA* | CAP**2517AL* | PG96VTAA36060A** | 23800 | 24400 | 16.5 | 12 | 8.1 | 2.2 | 59 | 43 | 207864302
PAYNE HEATING AND COOLING | PH7TAN424**AA* | CAP**2517AL* | PG96VTAA30040A** | 23800 | 24800 | 16.5 | 12 | 8.1 | 2.18 | 58 | 43 | 207864272
BRYANT HEATING AND COOLING SYSTEMS | PH7TAN424**AA* | CAP**2517AL* | 926TB36060V14*** | 23800 | 24400 | 16.5 | 12 | 8.1 | 2.2 | 59 | 43 | 207864301
BRYANT HEATING AND COOLING SYSTEMS | PH7TAN424**AA* | CAP**2517AL* | 926TB30040V14*** | 23800 | 24800 | 16.5 | 12 | 8.1 | 2.18 | 58 | 43 | 207864271
BRYANT HEATING AND COOLING SYSTEMS | PH7TAN424**AA* | CAP**3721AL* | 926TB42060V17*** | 23800 | 24400 | 16.5 | 12.5 | 8.1 | 2.22 | 59 | 43 | 207866159
PAYNE HEATING AND COOLING | PH7TAN424**AA* | CAP**3721AL* | PG96VTAA42060B** | 23800 | 24400 | 16.5 | 12.5 | 8.1 | 2.22 | 59 | 43 | 207866160
BRYANT HEATING AND COOLING SYSTEMS | PH7TAN424**AA* | CAP**3721AL* | 926SA60080V21*** | 23800 | 24200 | 17 | 12.5 | 8.1 | 2.26 | 58 | 43 | 207866102
CARRIER | GH7TAN424**AA* | CAP**3721AL* | 59TP6B060V17**14 | 23800 | 24400 | 16.5 | 12.5 | 8.1 | 2.22 | 59 | 43 | 207866149
CARRIER | GH7TAN424**AA* | CAP**3717AL* | 59TP6B040V14**10 | 23600 | 24600 | 16.5 | 12 | 8.1 | 2.16 | 59 | 43 | 207873778
BRYANT HEATING AND COOLING SYSTEMS | GH7TAN424**AA* | CAP**3717AL* | 926TB30040V14*** | 23600 | 24600 | 16.5 | 12 | 8.1 | 2.16 | 59 | 43 | 207873777
CARRIER | GH7TAN424**AA* | CAP**2517AL* | GG96VTAA30040A | 23800 | 24800 | 16.5 | 12 | 8.1 | 2.18 | 58 | 43 | 211581742
CARRIER | GH7TAN424**AA* | CAP**2517AL* | GG96VTAA42060B | 23800 | 24400 | 16.5 | 12.5 | 8.1 | 2.22 | 58 | 43 | 211581751
CARRIER | GH7TAN424**AA* | CAP**2517AL* | GG96VTAA48080B | 23600 | 24000 | 16.5 | 12.5 | 8.1 | 2.22 | 58 | 43 | 211581759
BRYANT HEATING AND COOLING SYSTEMS | GH7TAN424**AA* | CAP**2517AL* | 926TB30040V14*** | 23800 | 24800 | 16.5 | 12 | 8.1 | 2.18 | 58 | 43 | 207864260
CARRIER | GH7TAN424**AA* | CAP**2517AL* | 59TP6B040V14**10 | 23800 | 24800 | 16.5 | 12 | 8.1 | 2.18 | 58 | 43 | 207864261
CARRIER | GH7TAN424**AA* | CAP**3717AL* | GG96VTAA30040A | 23600 | 24600 | 16.5 | 12 | 8.1 | 2.16 | 59 | 43 | 211581865
CARRIER | GH7TAN424**AA* | CAP**3717AL* | GG96VTAA42060B | 23600 | 24200 | 16.5 | 12.5 | 8.1 | 2.2 | 58 | 43 | 211581867
CARRIER | GH7TAN424**AA* | CAP**3721AL* | GG96VTAA42060B | 23800 | 24400 | 16.5 | 12.5 | 8.1 | 2.22 | 59 | 43 | 211581907
BRYANT HEATING AND COOLING SYSTEMS | GH7TAN424**AA* | CAP**3721AL* | 926TB42060V17*** | 23800 | 24400 | 16.5 | 12.5 | 8.1 | 2.22 | 59 | 43 | 207866148
CARRIER | GH7TAN424**AA* | CAP**3721AL* | 59SP6A080V21**20 | 23800 | 24200 | 17 | 12.5 | 8.1 | 2.26 | 58 | 43 | 207866092
BRYANT HEATING AND COOLING SYSTEMS | GH7TAN424**AA* | CAP**3721AL* | 926SA60080V21*** | 23800 | 24200 | 17 | 12.5 | 8.1 | 2.26 | 58 | 43 | 207866091
CARRIER | GH7TAN424**AA* | CAP**3721AL* | 58TP*A090V17**16 | 23800 | 24200 | 17 | 12.5 | 8.1 | 2.24 | 58 | 42 | 207865962
BRYANT HEATING AND COOLING SYSTEMS | GH7TAN424**AA* | CAP**3721AL* | 82*TA48090V17*** | 23800 | 24200 | 17 | 12.5 | 8.1 | 2.24 | 58 | 42 | 207865961
CARRIER | GH7TAN424**AA* | CAP**3717AL* | 59TP6B060V17**14 | 23600 | 24200 | 16.5 | 12.5 | 8.1 | 2.2 | 58 | 43 | 207865744
BRYANT HEATING AND COOLING SYSTEMS | GH7TAN424**AA* | CAP**3717AL* | 926TB42060V17*** | 23600 | 24200 | 16.5 | 12.5 | 8.1 | 2.2 | 58 | 43 | 207865743
BRYANT HEATING AND COOLING SYSTEMS | GH7TAN424**AA* | CAP**3717AL* | 82*TA48090V17*** | 23400 | 24000 | 16.5 | 12.5 | 8.1 | 2.2 | 58 | 43 | 207865595
CARRIER | GH7TAN424**AA* | CAP**3717AL* | 58TP*A090V17**16 | 23400 | 24000 | 16.5 | 12.5 | 8.1 | 2.2 | 58 | 43 | 207865596
CARRIER | GH7TAN424**AA* | CAP**2517AL* | 59TP6B080V17**16 | 23600 | 24000 | 16.5 | 12.5 | 8.1 | 2.22 | 58 | 43 | 207864321
BRYANT HEATING AND COOLING SYSTEMS | GH7TAN424**AA* | CAP**2517AL* | 926TB48080V17*** | 23600 | 24000 | 16.5 | 12.5 | 8.1 | 2.22 | 58 | 43 | 207864320
CARRIER | GH7TAN424**AA* | CAP**2517AL* | 59TP6B060V17**14 | 23800 | 24400 | 16.5 | 12.5 | 8.1 | 2.22 | 58 | 43 | 207864306
BRYANT HEATING AND COOLING SYSTEMS | GH7TAN424**AA* | CAP**2517AL* | 926TB42060V17*** | 23800 | 24400 | 16.5 | 12.5 | 8.1 | 2.22 | 58 | 43 | 207864305
BRYANT HEATING AND COOLING SYSTEMS | GH7TAN424**AA* | CAP**2517AL* | 926TB36060V14*** | 23800 | 24400 | 16.5 | 12 | 8.1 | 2.2 | 59 | 43 | 207864290
CARRIER | GH7TAN424**AA* | CAP**2517AL* | 59TP6B060V14**12 | 23800 | 24400 | 16.5 | 12 | 8.1 | 2.2 | 59 | 43 | 207864291
BRYANT HEATING AND COOLING SYSTEMS | 227TAN024**AA* | CAP**3721AL* | 926TB42060V17*** | 23800 | 24400 | 16.5 | 12.5 | 8.1 | 2.22 | 59 | 43 | 207866147
BRYANT HEATING AND COOLING SYSTEMS | 227TAN024**AA* | CAP**2517AL* | 926TB30040V14*** | 23800 | 24800 | 16.5 | 12 | 8.1 | 2.18 | 58 | 43 | 207864259
BRYANT HEATING AND COOLING SYSTEMS | 227TAN024**AA* | CAP**2517AL* | 926TB36060V14*** | 23800 | 24400 | 16.5 | 12 | 8.1 | 2.2 | 59 | 43 | 207864289
BRYANT HEATING AND COOLING SYSTEMS | 227TAN024**AA* | CAP**2517AL* | 926TB42060V17*** | 23800 | 24400 | 16.5 | 12.5 | 8.1 | 2.22 | 58 | 43 | 207864304
BRYANT HEATING AND COOLING SYSTEMS | 227TAN024**AA* | CAP**3721AL* | 82*TA48090V17*** | 23800 | 24200 | 17 | 12.5 | 8.1 | 2.24 | 58 | 42 | 207865960
BRYANT HEATING AND COOLING SYSTEMS | 227TAN024**AA* | CAP**3721AL* | 926SA60080V21*** | 23800 | 24200 | 17 | 12.5 | 8.1 | 2.26 | 58 | 43 | 207866090
BRYANT HEATING AND COOLING SYSTEMS | 227TAN024**AA* | CAP**2517AL* | 926TB48080V17*** | 23600 | 24000 | 16.5 | 12.5 | 8.1 | 2.22 | 58 | 43 | 207864319
BRYANT HEATING AND COOLING SYSTEMS | 227TAN024**AA* | CAP**3717AL* | 82*TA48090V17*** | 23400 | 24000 | 16.5 | 12.5 | 8.1 | 2.2 | 58 | 43 | 207865594
BRYANT HEATING AND COOLING SYSTEMS | 227TAN024**AA* | CAP**3717AL* | 926TB42060V17*** | 23600 | 24200 | 16.5 | 12.5 | 8.1 | 2.2 | 58 | 43 | 207865742
BRYANT HEATING AND COOLING SYSTEMS | 227TAN024**AA* | CAP**3717AL* | 926TB30040V14*** | 23600 | 24600 | 16.5 | 12 | 8.1 | 2.16 | 59 | 43 | 207873776
1HVAC | N4H7T24*K*AAA* | EA*4X25L17A* | *96VTN0801716A* | 23600 | 24000 | 16.5 | 12.5 | 8.1 | 2.22 | 58 | 43 | 211581761
1HVAC | N4H7T24*K*AAA* | EA*4X25L17A* | *96VTN0601412A* | 23800 | 24400 | 16.5 | 12 | 8.1 | 2.2 | 59 | 43 | 211581745
CARRIER | 25TPA724A**30* | CAP**2517AL* | GG96VTAA30040A | 23800 | 24800 | 16.5 | 12 | 8.1 | 2.18 | 58 | 43 | 211581741
CARRIER | 25TPA724A**30* | CAP**2517AL* | GG96VTAA48080B | 23600 | 24000 | 16.5 | 12.5 | 8.1 | 2.22 | 58 | 43 | 211581758
CARRIER | 25TPA724A**30* | CAP**2517AL* | GG96VTAA42060B | 23800 | 24400 | 16.5 | 12.5 | 8.1 | 2.22 | 58 | 43 | 211581750
CARRIER | 25TPA724A**30* | CAP**3717AL* | GG96VTAA42060B | 23600 | 24200 | 16.5 | 12.5 | 8.1 | 2.2 | 58 | 43 | 211581866
CARRIER | 25TPA724A**30* | CAP**3717AL* | GG96VTAA30040A | 23600 | 24600 | 16.5 | 12 | 8.1 | 2.16 | 59 | 43 | 211581864
CARRIER | 25TPA724A**30* | CAP**3721AL* | GG96VTAA42060B | 23800 | 24400 | 16.5 | 12.5 | 8.1 | 2.22 | 59 | 43 | 211581906
TEMPSTAR | N4H7T24*K*AAA* | EA*4X37L17A* | *96VTN0601714A* | 23600 | 24200 | 16.5 | 12.5 | 8.1 | 2.2 | 58 | 43 | 207865753
MARATHERM | N4H7T24*K*AAA* | EA*4X37L17A* | *96VTN0601714A* | 23600 | 24200 | 16.5 | 12.5 | 8.1 | 2.2 | 58 | 43 | 207865752
KENMORE | N4H7T24*K*AAA* | EA*4X37L17A* | *96VTN0601714A* | 23600 | 24200 | 16.5 | 12.5 | 8.1 | 2.2 | 58 | 43 | 207865751
KEEPRITE | N4H7T24*K*AAA* | EA*4X37L17A* | *96VTN0601714A* | 23600 | 24200 | 16.5 | 12.5 | 8.1 | 2.2 | 58 | 43 | 207865750
ACIQ | N4H7T24*K*AAA* | EA*4X37L17A* | *96VTN0601714A* | 23600 | 24200 | 16.5 | 12.5 | 8.1 | 2.2 | 58 | 43 | 213063616
HEIL | N4H7T24*K*AAA* | EA*4X37L17A* | *96VTN0601714A* | 23600 | 24200 | 16.5 | 12.5 | 8.1 | 2.2 | 58 | 43 | 207865749
DAY & NIGHT | N4H7T24*K*AAA* | EA*4X37L17A* | *96VTN0601714A* | 23600 | 24200 | 16.5 | 12.5 | 8.1 | 2.2 | 58 | 43 | 207865748
COMFORTMAKER | N4H7T24*K*AAA* | EA*4X37L17A* | *96VTN0601714A* | 23600 | 24200 | 16.5 | 12.5 | 8.1 | 2.2 | 58 | 43 | 207865747
ARCOAIRE | N4H7T24*K*AAA* | EA*4X37L17A* | *96VTN0601714A* | 23600 | 24200 | 16.5 | 12.5 | 8.1 | 2.2 | 58 | 43 | 207865746
AIRQUEST | N4H7T24*K*AAA* | EA*4X37L17A* | *96VTN0601714A* | 23600 | 24200 | 16.5 | 12.5 | 8.1 | 2.2 | 58 | 43 | 207865745
KEEPRITE | N4H7T24*K*AAA* | EA*4X37L17A* | *96VTN0401410A* | 23600 | 24600 | 16.5 | 12 | 8.1 | 2.16 | 59 | 43 | 207873784
ACIQ | N4H7T24*K*AAA* | EA*4X37L17A* | *96VTN0401410A* | 23600 | 24600 | 16.5 | 12 | 8.1 | 2.16 | 59 | 43 | 213064040
HEIL | N4H7T24*K*AAA* | EA*4X37L17A* | *96VTN0401410A* | 23600 | 24600 | 16.5 | 12 | 8.1 | 2.16 | 59 | 43 | 207873783
DAY & NIGHT | N4H7T24*K*AAA* | EA*4X37L17A* | *96VTN0401410A* | 23600 | 24600 | 16.5 | 12 | 8.1 | 2.16 | 59 | 43 | 207873782
COMFORTMAKER | N4H7T24*K*AAA* | EA*4X37L17A* | *96VTN0401410A* | 23600 | 24600 | 16.5 | 12 | 8.1 | 2.16 | 59 | 43 | 207873781
ARCOAIRE | N4H7T24*K*AAA* | EA*4X37L17A* | *96VTN0401410A* | 23600 | 24600 | 16.5 | 12 | 8.1 | 2.16 | 59 | 43 | 207873780
AIRQUEST | N4H7T24*K*AAA* | EA*4X37L17A* | *96VTN0401410A* | 23600 | 24600 | 16.5 | 12 | 8.1 | 2.16 | 59 | 43 | 207873779
TEMPSTAR | N4H7T24*K*AAA* | EA*4X37L21A* | *96VSN0802120A* | 23800 | 24200 | 17 | 12.5 | 8.1 | 2.26 | 58 | 43 | 207866101
MARATHERM | N4H7T24*K*AAA* | EA*4X37L21A* | *96VSN0802120A* | 23800 | 24200 | 17 | 12.5 | 8.1 | 2.26 | 58 | 43 | 207866100
KEEPRITE | N4H7T24*K*AAA* | EA*4X37L21A* | *96VSN0802120A* | 23800 | 24200 | 17 | 12.5 | 8.1 | 2.26 | 58 | 43 | 207866098
KENMORE | N4H7T24*K*AAA* | EA*4X37L21A* | *96VSN0802120A* | 23800 | 24200 | 17 | 12.5 | 8.1 | 2.26 | 58 | 43 | 207866099
ACIQ | N4H7T24*K*AAA* | EA*4X37L21A* | *96VSN0802120A* | 23800 | 24200 | 17 | 12.5 | 8.1 | 2.26 | 58 | 43 | 213063638
DAY & NIGHT | N4H7T24*K*AAA* | EA*4X37L21A* | *96VSN0802120A* | 23800 | 24200 | 17 | 12.5 | 8.1 | 2.26 | 58 | 43 | 207866096
HEIL | N4H7T24*K*AAA* | EA*4X37L21A* | *96VSN0802120A* | 23800 | 24200 | 17 | 12.5 | 8.1 | 2.26 | 58 | 43 | 207866097
COMFORTMAKER | N4H7T24*K*AAA* | EA*4X37L21A* | *96VSN0802120A* | 23800 | 24200 | 17 | 12.5 | 8.1 | 2.26 | 58 | 43 | 207866095
AIRQUEST | N4H7T24*K*AAA* | EA*4X37L21A* | *96VSN0802120A* | 23800 | 24200 | 17 | 12.5 | 8.1 | 2.26 | 58 | 43 | 207866093
ARCOAIRE | N4H7T24*K*AAA* | EA*4X37L21A* | *96VSN0802120A* | 23800 | 24200 | 17 | 12.5 | 8.1 | 2.26 | 58 | 43 | 207866094
TEMPSTAR | N4H7T24*K*AAA* | EA*4X37L21A* | *96VTN0601714A* | 23800 | 24400 | 16.5 | 12.5 | 8.1 | 2.22 | 59 | 43 | 207866158
MARATHERM | N4H7T24*K*AAA* | EA*4X37L21A* | *96VTN0601714A* | 23800 | 24400 | 16.5 | 12.5 | 8.1 | 2.22 | 59 | 43 | 207866157
KENMORE | N4H7T24*K*AAA* | EA*4X37L21A* | *96VTN0601714A* | 23800 | 24400 | 16.5 | 12.5 | 8.1 | 2.22 | 59 | 43 | 207866156
KEEPRITE | N4H7T24*K*AAA* | EA*4X37L21A* | *96VTN0601714A* | 23800 | 24400 | 16.5 | 12.5 | 8.1 | 2.22 | 59 | 43 | 207866155
ACIQ | N4H7T24*K*AAA* | EA*4X37L21A* | *96VTN0601714A* | 23800 | 24400 | 16.5 | 12.5 | 8.1 | 2.22 | 59 | 43 | 213063642
HEIL | N4H7T24*K*AAA* | EA*4X37L21A* | *96VTN0601714A* | 23800 | 24400 | 16.5 | 12.5 | 8.1 | 2.22 | 59 | 43 | 207866154
DAY & NIGHT | N4H7T24*K*AAA* | EA*4X37L21A* | *96VTN0601714A* | 23800 | 24400 | 16.5 | 12.5 | 8.1 | 2.22 | 59 | 43 | 207866153
COMFORTMAKER | N4H7T24*K*AAA* | EA*4X37L21A* | *96VTN0601714A* | 23800 | 24400 | 16.5 | 12.5 | 8.1 | 2.22 | 59 | 43 | 207866152
ARCOAIRE | N4H7T24*K*AAA* | EA*4X37L21A* | *96VTN0601714A* | 23800 | 24400 | 16.5 | 12.5 | 8.1 | 2.22 | 59 | 43 | 207866151
AIRQUEST | N4H7T24*K*AAA* | EA*4X37L21A* | *96VTN0601714A* | 23800 | 24400 | 16.5 | 12.5 | 8.1 | 2.22 | 59 | 43 | 207866150
TEMPSTAR | N4H7T24*K*AAA* | EA*4X25L17A* | *96VTN0601412A* | 23800 | 24400 | 16.5 | 12 | 8.1 | 2.2 | 59 | 43 | 207864300
MARATHERM | N4H7T24*K*AAA* | EA*4X25L17A* | *96VTN0601412A* | 23800 | 24400 | 16.5 | 12 | 8.1 | 2.2 | 59 | 43 | 207864299
KENMORE | N4H7T24*K*AAA* | EA*4X25L17A* | *96VTN0601412A* | 23800 | 24400 | 16.5 | 12 | 8.1 | 2.2 | 59 | 43 | 207864298
KEEPRITE | N4H7T24*K*AAA* | EA*4X25L17A* | *96VTN0601412A* | 23800 | 24400 | 16.5 | 12 | 8.1 | 2.2 | 59 | 43 | 207864297
ACIQ | N4H7T24*K*AAA* | EA*4X25L17A* | *96VTN0601412A* | 23800 | 24400 | 16.5 | 12 | 8.1 | 2.2 | 59 | 43 | 213063544
HEIL | N4H7T24*K*AAA* | EA*4X25L17A* | *96VTN0601412A* | 23800 | 24400 | 16.5 | 12 | 8.1 | 2.2 | 59 | 43 | 207864296
COMFORTMAKER | N4H7T24*K*AAA* | EA*4X25L17A* | *96VTN0601412A* | 23800 | 24400 | 16.5 | 12 | 8.1 | 2.2 | 59 | 43 | 207864294
DAY & NIGHT | N4H7T24*K*AAA* | EA*4X25L17A* | *96VTN0601412A* | 23800 | 24400 | 16.5 | 12 | 8.1 | 2.2 | 59 | 43 | 207864295
ARCOAIRE | N4H7T24*K*AAA* | EA*4X25L17A* | *96VTN0601412A* | 23800 | 24400 | 16.5 | 12 | 8.1 | 2.2 | 59 | 43 | 207864293
AIRQUEST | N4H7T24*K*AAA* | EA*4X25L17A* | *96VTN0601412A* | 23800 | 24400 | 16.5 | 12 | 8.1 | 2.2 | 59 | 43 | 207864292
TEMPSTAR | N4H7T24*K*AAA* | EA*4X25L17A* | *96VTN0401410A* | 23800 | 24800 | 16.5 | 12 | 8.1 | 2.18 | 58 | 43 | 207864270
MARATHERM | N4H7T24*K*AAA* | EA*4X25L17A* | *96VTN0401410A* | 23800 | 24800 | 16.5 | 12 | 8.1 | 2.18 | 58 | 43 | 207864269
KEEPRITE | N4H7T24*K*AAA* | EA*4X25L17A* | *96VTN0401410A* | 23800 | 24800 | 16.5 | 12 | 8.1 | 2.18 | 58 | 43 | 207864267
KENMORE | N4H7T24*K*AAA* | EA*4X25L17A* | *96VTN0401410A* | 23800 | 24800 | 16.5 | 12 | 8.1 | 2.18 | 58 | 43 | 207864268
ACIQ | N4H7T24*K*AAA* | EA*4X25L17A* | *96VTN0401410A* | 23800 | 24800 | 16.5 | 12 | 8.1 | 2.18 | 58 | 43 | 213063543
HEIL | N4H7T24*K*AAA* | EA*4X25L17A* | *96VTN0401410A* | 23800 | 24800 | 16.5 | 12 | 8.1 | 2.18 | 58 | 43 | 207864266
DAY & NIGHT | N4H7T24*K*AAA* | EA*4X25L17A* | *96VTN0401410A* | 23800 | 24800 | 16.5 | 12 | 8.1 | 2.18 | 58 | 43 | 207864265
COMFORTMAKER | N4H7T24*K*AAA* | EA*4X25L17A* | *96VTN0401410A* | 23800 | 24800 | 16.5 | 12 | 8.1 | 2.18 | 58 | 43 | 207864264
ARCOAIRE | N4H7T24*K*AAA* | EA*4X25L17A* | *96VTN0401410A* | 23800 | 24800 | 16.5 | 12 | 8.1 | 2.18 | 58 | 43 | 207864263
AIRQUEST | N4H7T24*K*AAA* | EA*4X25L17A* | *96VTN0401410A* | 23800 | 24800 | 16.5 | 12 | 8.1 | 2.18 | 58 | 43 | 207864262
KENMORE | N4H7T24*K*AAA* | EA*4X37L17A* | *96VTN0401410A* | 23600 | 24600 | 16.5 | 12 | 8.1 | 2.16 | 59 | 43 | 207873785
MARATHERM | N4H7T24*K*AAA* | EA*4X37L17A* | *96VTN0401410A* | 23600 | 24600 | 16.5 | 12 | 8.1 | 2.16 | 59 | 43 | 207873786
TEMPSTAR | N4H7T24*K*AAA* | EA*4X37L17A* | *96VTN0401410A* | 23600 | 24600 | 16.5 | 12 | 8.1 | 2.16 | 59 | 43 | 207873787
MARATHERM | N4H7T24*K*AAA* | EA*4X25L17A* | *96VTN0801716A* | 23600 | 24000 | 16.5 | 12.5 | 8.1 | 2.22 | 58 | 43 | 207864329
TEMPSTAR | N4H7T24*K*AAA* | EA*4X25L17A* | *96VTN0801716A* | 23600 | 24000 | 16.5 | 12.5 | 8.1 | 2.22 | 58 | 43 | 207864330
KENMORE | N4H7T24*K*AAA* | EA*4X25L17A* | *96VTN0801716A* | 23600 | 24000 | 16.5 | 12.5 | 8.1 | 2.22 | 58 | 43 | 207864328
KEEPRITE | N4H7T24*K*AAA* | EA*4X25L17A* | *96VTN0801716A* | 23600 | 24000 | 16.5 | 12.5 | 8.1 | 2.22 | 58 | 43 | 207864327
ACIQ | N4H7T24*K*AAA* | EA*4X25L17A* | *96VTN0801716A* | 23600 | 24000 | 16.5 | 12.5 | 8.1 | 2.22 | 58 | 43 | 213063546
DAY & NIGHT | N4H7T24*K*AAA* | EA*4X25L17A* | *96VTN0801716A* | 23600 | 24000 | 16.5 | 12.5 | 8.1 | 2.22 | 58 | 43 | 207864325
HEIL | N4H7T24*K*AAA* | EA*4X25L17A* | *96VTN0801716A* | 23600 | 24000 | 16.5 | 12.5 | 8.1 | 2.22 | 58 | 43 | 207864326
ARCOAIRE | N4H7T24*K*AAA* | EA*4X25L17A* | *96VTN0801716A* | 23600 | 24000 | 16.5 | 12.5 | 8.1 | 2.22 | 58 | 43 | 207864323
COMFORTMAKER | N4H7T24*K*AAA* | EA*4X25L17A* | *96VTN0801716A* | 23600 | 24000 | 16.5 | 12.5 | 8.1 | 2.22 | 58 | 43 | 207864324
AIRQUEST | N4H7T24*K*AAA* | EA*4X25L17A* | *96VTN0801716A* | 23600 | 24000 | 16.5 | 12.5 | 8.1 | 2.22 | 58 | 43 | 207864322
TEMPSTAR | N4H7T24*K*AAA* | EA*4X25L17A* | *96VTN0601714A* | 23800 | 24400 | 16.5 | 12.5 | 8.1 | 2.22 | 58 | 43 | 207864315
MARATHERM | N4H7T24*K*AAA* | EA*4X25L17A* | *96VTN0601714A* | 23800 | 24400 | 16.5 | 12.5 | 8.1 | 2.22 | 58 | 43 | 207864314
KENMORE | N4H7T24*K*AAA* | EA*4X25L17A* | *96VTN0601714A* | 23800 | 24400 | 16.5 | 12.5 | 8.1 | 2.22 | 58 | 43 | 207864313
KEEPRITE | N4H7T24*K*AAA* | EA*4X25L17A* | *96VTN0601714A* | 23800 | 24400 | 16.5 | 12.5 | 8.1 | 2.22 | 58 | 43 | 207864312
ACIQ | N4H7T24*K*AAA* | EA*4X25L17A* | *96VTN0601714A* | 23800 | 24400 | 16.5 | 12.5 | 8.1 | 2.22 | 58 | 43 | 213063545
HEIL | N4H7T24*K*AAA* | EA*4X25L17A* | *96VTN0601714A* | 23800 | 24400 | 16.5 | 12.5 | 8.1 | 2.22 | 58 | 43 | 207864311
DAY & NIGHT | N4H7T24*K*AAA* | EA*4X25L17A* | *96VTN0601714A* | 23800 | 24400 | 16.5 | 12.5 | 8.1 | 2.22 | 58 | 43 | 207864310
COMFORTMAKER | N4H7T24*K*AAA* | EA*4X25L17A* | *96VTN0601714A* | 23800 | 24400 | 16.5 | 12.5 | 8.1 | 2.22 | 58 | 43 | 207864309
ARCOAIRE | N4H7T24*K*AAA* | EA*4X25L17A* | *96VTN0601714A* | 23800 | 24400 | 16.5 | 12.5 | 8.1 | 2.22 | 58 | 43 | 207864308
AIRQUEST | N4H7T24*K*AAA* | EA*4X25L17A* | *96VTN0601714A* | 23800 | 24400 | 16.5 | 12.5 | 8.1 | 2.22 | 58 | 43 | 207864307
1HVAC | N4H7T24*K*AAA* | EA*4X37L17A* | *96VTN0401410A* | 23600 | 24600 | 16.5 | 12 | 8.1 | 2.16 | 59 | 43 | 208815924
1HVAC | N4H7T24*K*AAA* | EA*4X37L17A* | *96VTN0601714A* | 23600 | 24200 | 16.5 | 12.5 | 8.1 | 2.2 | 58 | 43 | 208815502
1HVAC | N4H7T24*K*AAA* | EA*4X37L17A* | *96VTN0601412A* | 23600 | 24400 | 16.5 | 12.5 | 8.1 | 2.18 | 58 | 43 | 208815501
1HVAC | N4H7T24*K*AAA* | EA*4X37L21A* | *96VSN0802120A* | 23800 | 24200 | 17 | 12.5 | 8.1 | 2.26 | 58 | 43 | 208815524
1HVAC | N4H7T24*K*AAA* | EA*4X37L21A* | *96VTN0601714A* | 23800 | 24400 | 16.5 | 12.5 | 8.1 | 2.22 | 59 | 43 | 208815528
1HVAC | N4H7T24*K*AAA* | EA*4X25L17A* | *96VTN0601714A* | 23800 | 24400 | 16.5 | 12.5 | 8.1 | 2.22 | 58 | 43 | 208815433
1HVAC | N4H7T24*K*AAA* | EA*4X25L17A* | *96VTN0401410A* | 23800 | 24800 | 16.5 | 12 | 8.1 | 2.18 | 58 | 43 | 208815432
CARRIER | GH7TAN436**AA* | CAP**3721AL* | GG96VTAA48080B | 34800 | 35400 | 15.5 | 12 | 8.1 | 2.12 | 61 | 49 | 211582211
CARRIER | GH7TAN436**AA* | CAP**4321AL* | GG96VTAA48080B | 35000 | 35400 | 15.5 | 12 | 8.1 | 2.12 | 61 | 49 | 211582269
1HVAC | N4H7T36*K*AAA* | EA*4X37L21A* | *96VTN0801716A* | 34800 | 35400 | 15.5 | 12 | 8.1 | 2.12 | 61 | 49 | 208815615
1HVAC | N4H7T36*K*AAA* | EA*4X43L21A* | *96VTN0801716A* | 35000 | 35400 | 15.5 | 12 | 8.1 | 2.12 | 61 | 49 | 208815675
1HVAC | N4H7T36*K*AAA* | EA*4X43L21A* | *96VTN0601714A* | 35000 | 36000 | 15.5 | 11.7 | 8.1 | 2.1 | 62 | 49 | 208815674
BRYANT HEATING AND COOLING SYSTEMS | 227TAN036**AA* | CAP**3721AL* | 926TB48080V17*** | 34800 | 35400 | 15.5 | 12 | 8.1 | 2.12 | 61 | 49 | 207868687
BRYANT HEATING AND COOLING SYSTEMS | 227TAN036**AA* | CAP**4321AL* | 926TB48080V17*** | 35000 | 35400 | 15.5 | 12 | 8.1 | 2.12 | 61 | 49 | 207869646
BRYANT HEATING AND COOLING SYSTEMS | 227TAN036**AA* | CAP**4321AL* | 926TB42060V17*** | 35000 | 36000 | 15.5 | 11.7 | 8.1 | 2.1 | 62 | 49 | 207869631
BRYANT HEATING AND COOLING SYSTEMS | PH7TAN424**AA* | PF4TNXC36L* |  | 23400 | 23800 | 17 | 12.5 | 8.1 | 2.32 | 61 | 45 | 213310673
BRYANT HEATING AND COOLING SYSTEMS | PH7TAN424**AA* | PF4TNXB24L* |  | 23200 | 23400 | 16.5 | 12.5 | 8.1 | 2.36 | 63 | 47 | 213310674
GRANDAIRE | W4H7T24*K*AAA* | WBGL244AB |  | 23200 | 23400 | 16.5 | 12.5 | 8.1 | 2.36 | 63 | 47 | 213280545
GRANDAIRE | W4H7T24*K*AAA* | WBGL364BC |  | 23400 | 23800 | 17 | 12.5 | 8.1 | 2.32 | 61 | 45 | 213307854
ECOTEMP | W4H7T24*K*AAA* | WBGL364BC |  | 23400 | 23800 | 17 | 12.5 | 8.1 | 2.32 | 61 | 45 | 213307855
ECOTEMP | W4H7T24*K*AAA* | WBGL244AB |  | 23200 | 23400 | 16.5 | 12.5 | 8.1 | 2.36 | 63 | 47 | 213280546
GRANDAIRE | W4H7T60*K*AAA* | WBGL604BD |  | 56000 | 58000 | 16.5 | 12.5 | 8.1 | 2.38 | 64 | 51 | 213307860
ECOTEMP | W4H7T60*K*AAA* | WBGL604BD |  | 56000 | 58000 | 16.5 | 12.5 | 8.1 | 2.38 | 64 | 51 | 213307861
BRYANT HEATING AND COOLING SYSTEMS | PH7TAN424**AA* | CAP**3717AL* | 82*TB36045V14*** | 23000 | 24000 | 16.5 | 12.5 | 8.1 | 2.32 | 60 | 45 | 213353913
BRYANT HEATING AND COOLING SYSTEMS | PH7TAN424**AA* | CAP**2517AL* | 82*TB36045V14*** | 22800 | 24000 | 16.5 | 12.5 | 8.1 | 2.32 | 60 | 44 | 213353901
BRYANT HEATING AND COOLING SYSTEMS | PH7TAN424**AA* | CAP**2414AL* | 82*TB36045V14*** | 22000 | 23600 | 15.5 | 12 | 8.1 | 2.24 | 60 | 44 | 213353895
BRYANT HEATING AND COOLING SYSTEMS | 227TBN024**AA* | CAP**3721AL* | 987MB42080C17*** | 24000 | 24600 | 17 | 12.5 | 8.1 | 2.24 | 59 | 43 | 213382375
BRYANT HEATING AND COOLING SYSTEMS | 227TBN024**AA* | CAP**3721AL* | 935CA60080C21*** | 23600 | 24000 | 17 | 12.5 | 8.1 | 2.24 | 58 | 43 | 213382369
BRYANT HEATING AND COOLING SYSTEMS | 227TBN024**AA* | CAP**3721AL* | 935CA66100C21*** | 24000 | 24400 | 17 | 12.5 | 8.1 | 2.26 | 59 | 43 | 213382371
BRYANT HEATING AND COOLING SYSTEMS | 227TBN024**AA* | CAP**2517AL* | OVMAAB036098 | 23800 | 24400 | 16 | 12.5 | 8.1 | 2.22 | 58 | 43 | 213382179
BRYANT HEATING AND COOLING SYSTEMS | 227TBN024**AA* | CAP**2517AL* | 926TB48080V17*** | 23600 | 24000 | 16.5 | 12.5 | 8.1 | 2.22 | 58 | 43 | 213382175
BRYANT HEATING AND COOLING SYSTEMS | 227TBN024**AA* | CAP**2517AL* | 926TB42060V17*** | 23800 | 24400 | 16.5 | 12.5 | 8.1 | 2.22 | 58 | 43 | 213382173
BRYANT HEATING AND COOLING SYSTEMS | 227TBN024**AA* | CAP**3717AL* | 926TB42060V17*** | 23600 | 24200 | 16.5 | 12.5 | 8.1 | 2.2 | 58 | 43 | 213382333
BRYANT HEATING AND COOLING SYSTEMS | 227TBN024**AA* | CAP**3717AL* | 926TB36060V14*** | 23600 | 24400 | 16.5 | 12.5 | 8.1 | 2.18 | 58 | 43 | 213382331
BRYANT HEATING AND COOLING SYSTEMS | 227TBN024**AA* | CAP**3717AL* | 82*TA36070V14*** | 23600 | 24000 | 17 | 13 | 8.1 | 2.22 | 58 | 43 | 213382309
BRYANT HEATING AND COOLING SYSTEMS | 227TBN024**AA* | CAP**3717AL* | 82*TA48090V17*** | 23400 | 24000 | 16.5 | 12.5 | 8.1 | 2.2 | 58 | 43 | 213382311
BRYANT HEATING AND COOLING SYSTEMS | 227TBN024**AA* | CAP**3621AL* | 986TC66100C21*** | 23600 | 24200 | 16 | 12 | 8.1 | 2.2 | 58 | 43 | 213382285
BRYANT HEATING AND COOLING SYSTEMS | 227TBN024**AA* | CAP**3721AL* | 82*TA48090V17*** | 23800 | 24200 | 17 | 12.5 | 8.1 | 2.24 | 58 | 42 | 213382363
BRYANT HEATING AND COOLING SYSTEMS | 227TBN024**AA* | CAP**3721AL* | 88*TA60090C21*** | 23800 | 24200 | 16 | 12.5 | 8.1 | 2.24 | 58 | 43 | 213382359
BRYANT HEATING AND COOLING SYSTEMS | 227TBN024**AA* | CAP**3721AL* | 88*TA48070C17*** | 23600 | 24000 | 16 | 12.5 | 8.1 | 2.24 | 58 | 43 | 213382357
BRYANT HEATING AND COOLING SYSTEMS | 227TBN024**AA* | CAP**3721AL* | 83*CA60080C21*** | 24000 | 24400 | 16 | 12.5 | 8.1 | 2.26 | 58 | 42 | 213382345
BRYANT HEATING AND COOLING SYSTEMS | 227TBN024**AA* | CAP**2517AL* | 926TB30040V14*** | 23800 | 24800 | 16.5 | 12 | 8.1 | 2.18 | 58 | 43 | 213382169
BRYANT HEATING AND COOLING SYSTEMS | 227TBN024**AA* | CAP**2517AL* | 926TB36060V14*** | 23800 | 24400 | 16.5 | 12 | 8.1 | 2.2 | 59 | 43 | 213382171
BRYANT HEATING AND COOLING SYSTEMS | 227TBN024**AA* | CAP**3721AL* | OVLAAB048112 | 24400 | 25200 | 16 | 12 | 8.1 | 2.24 | 60 | 43 | 213383337
BRYANT HEATING AND COOLING SYSTEMS | 227TBN024**AA* | CAP**3721AL* | 987MB66100C21*** | 24400 | 24800 | 17 | 12.5 | 8.1 | 2.28 | 59 | 43 | 213383327
BRYANT HEATING AND COOLING SYSTEMS | 227TBN024**AA* | CAP**3721AL* | 986TC66100C21*** | 24400 | 24800 | 17 | 12.5 | 8.1 | 2.28 | 59 | 43 | 213383333
BRYANT HEATING AND COOLING SYSTEMS | 227TBN024**AA* | CAP**3721AL* | 986TC60080C21*** | 23800 | 24400 | 16 | 12.5 | 8.1 | 2.24 | 58 | 42 | 213383331
BRYANT HEATING AND COOLING SYSTEMS | 227TBN024**AA* | CAP**3721AL* | 987MB60080C21*** | 23800 | 24400 | 16 | 12.5 | 8.1 | 2.24 | 58 | 42 | 213383325
BRYANT HEATING AND COOLING SYSTEMS | 227TBN024**AA* | CAP**3721AL* | 83*CA60100C21*** | 24000 | 24600 | 17 | 12.5 | 8.1 | 2.24 | 58 | 42 | 213383319
BRYANT HEATING AND COOLING SYSTEMS | 227TBN024**AA* | CAP**3721AL* | 88*TA60070C21*** | 24200 | 24800 | 17 | 12.5 | 8.1 | 2.26 | 59 | 43 | 213383321
BRYANT HEATING AND COOLING SYSTEMS | 227TBN024**AA* | CAP**3717AL* | 926TB30040V14*** | 23600 | 24600 | 16.5 | 12 | 8.1 | 2.16 | 59 | 43 | 213383313
BRYANT HEATING AND COOLING SYSTEMS | 227TBN024**AA* | CAP**3621AL* | OVLAAB048112 | 23600 | 24600 | 16 | 12 | 8.1 | 2.16 | 59 | 43 | 213383301
BRYANT HEATING AND COOLING SYSTEMS | 227TBN024**AA* | CAP**2517AL* | 88*TA48070C17*** | 23600 | 24000 | 16 | 12.5 | 8.1 | 2.22 | 58 | 42 | 213383239
BRYANT HEATING AND COOLING SYSTEMS | 227TBN024**AA* | FV4CNF002L |  | 22600 | 23400 | 16.5 | 12.5 | 8.1 | 2.18 | 58 | 42 | 213382497
BRYANT HEATING AND COOLING SYSTEMS | 227TBN024**AA* | CAP**3721AL* | OVMAAB036098 | 23800 | 24400 | 16 | 12.5 | 8.1 | 2.22 | 59 | 43 | 213382401
BRYANT HEATING AND COOLING SYSTEMS | 227TBN024**AA* | CAP**3721AL* | OVMAAB042112 | 23600 | 24200 | 16 | 12 | 8.1 | 2.22 | 59 | 43 | 213382403
BRYANT HEATING AND COOLING SYSTEMS | 227TBN024**AA* | CAP**3721AL* | 926TB42060V17*** | 23800 | 24400 | 16.5 | 12.5 | 8.1 | 2.22 | 59 | 43 | 213382391
BRYANT HEATING AND COOLING SYSTEMS | 227TBN024**AA* | CAP**3721AL* | 926SA60080V21*** | 23800 | 24200 | 17 | 12.5 | 8.1 | 2.26 | 58 | 43 | 213382383
BRYANT HEATING AND COOLING SYSTEMS | PH7TAN460**AA* | PF4TNBD60L* |  | 56000 | 58000 | 16.5 | 12.5 | 8.1 | 2.38 | 64 | 51 | 213310679
BRYANT HEATING AND COOLING SYSTEMS | GH7TAN436**AA* | PF4TNXC36L* |  | 33200 | 34600 | 15.2 | 11.7 | 8.1 | 2.16 | 61 | 50 | 213310684
AIRQUEST | N4H7T36*K*AAA* | EA*4X43L21A* | *80CSU0802120A* | 35600 | 35800 | 16 | 12 | 8.1 | 2.16 | 62 | 49 | 207869259
TEMPSTAR | N4H7T36*K*AAA* | EA*4X43L21A* | *80CSU0802120A* | 35600 | 35800 | 16 | 12 | 8.1 | 2.16 | 62 | 49 | 207869267
MARATHERM | N4H7T36*K*AAA* | EA*4X43L21A* | *80CSU0802120A* | 35600 | 35800 | 16 | 12 | 8.1 | 2.16 | 62 | 49 | 207869266
KENMORE | N4H7T36*K*AAA* | EA*4X43L21A* | *80CSU0802120A* | 35600 | 35800 | 16 | 12 | 8.1 | 2.16 | 62 | 49 | 207869265
KEEPRITE | N4H7T36*K*AAA* | EA*4X43L21A* | *80CSU0802120A* | 35600 | 35800 | 16 | 12 | 8.1 | 2.16 | 62 | 49 | 207869264
ACIQ | N4H7T36*K*AAA* | EA*4X43L21A* | *80CSU0802120A* | 35600 | 35800 | 16 | 12 | 8.1 | 2.16 | 62 | 49 | 213063766
HEIL | N4H7T36*K*AAA* | EA*4X43L21A* | *80CSU0802120A* | 35600 | 35800 | 16 | 12 | 8.1 | 2.16 | 62 | 49 | 207869263
ARCOAIRE | N4H7T36*K*AAA* | EA*4X43L21A* | *80CSU0802120A* | 35600 | 35800 | 16 | 12 | 8.1 | 2.16 | 62 | 49 | 207869260
COMFORTMAKER | N4H7T36*K*AAA* | EA*4X43L21A* | *80CSU0802120A* | 35600 | 35800 | 16 | 12 | 8.1 | 2.16 | 62 | 49 | 207869261
DAY & NIGHT | N4H7T36*K*AAA* | EA*4X43L21A* | *80CSU0802120A* | 35600 | 35800 | 16 | 12 | 8.1 | 2.16 | 62 | 49 | 207869262
DAY & NIGHT | N4H7T36*K*AAA* | EA*4X43L21A* | *96VTN0801716A* | 35000 | 35400 | 15.5 | 12 | 8.1 | 2.12 | 61 | 49 | 207869652
ACIQ | N4H7T36*K*AAA* | EA*4X43L21A* | *96VTN0801716A* | 35000 | 35400 | 15.5 | 12 | 8.1 | 2.12 | 61 | 49 | 213063791
HEIL | N4H7T36*K*AAA* | EA*4X43L21A* | *96VTN0801716A* | 35000 | 35400 | 15.5 | 12 | 8.1 | 2.12 | 61 | 49 | 207869653
TEMPSTAR | N4H7T36*K*AAA* | EA*4X43L21A* | *96VTN0801716A* | 35000 | 35400 | 15.5 | 12 | 8.1 | 2.12 | 61 | 49 | 207869657
MARATHERM | N4H7T36*K*AAA* | EA*4X43L21A* | *96VTN0801716A* | 35000 | 35400 | 15.5 | 12 | 8.1 | 2.12 | 61 | 49 | 207869656
KENMORE | N4H7T36*K*AAA* | EA*4X43L21A* | *96VTN0801716A* | 35000 | 35400 | 15.5 | 12 | 8.1 | 2.12 | 61 | 49 | 207869655
KEEPRITE | N4H7T36*K*AAA* | EA*4X43L21A* | *96VTN0801716A* | 35000 | 35400 | 15.5 | 12 | 8.1 | 2.12 | 61 | 49 | 207869654
TEMPSTAR | N4H7T36*K*AAA* | FVM4X48***L |  | 35200 | 35000 | 16.5 | 12.5 | 8.1 | 2.18 | 61 | 48 | 207871385
KENMORE | N4H7T36*K*AAA* | FVM4X48***L |  | 35200 | 35000 | 16.5 | 12.5 | 8.1 | 2.18 | 61 | 48 | 207871383
MARATHERM | N4H7T36*K*AAA* | FVM4X48***L |  | 35200 | 35000 | 16.5 | 12.5 | 8.1 | 2.18 | 61 | 48 | 207871384
KEEPRITE | N4H7T36*K*AAA* | FVM4X48***L |  | 35200 | 35000 | 16.5 | 12.5 | 8.1 | 2.18 | 61 | 48 | 207871382
ACIQ | N4H7T36*K*AAA* | FVM4X48***L |  | 35200 | 35000 | 16.5 | 12.5 | 8.1 | 2.18 | 61 | 48 | 213063886
HEIL | N4H7T36*K*AAA* | FVM4X48***L |  | 35200 | 35000 | 16.5 | 12.5 | 8.1 | 2.18 | 61 | 48 | 207871381
COMFORTMAKER | N4H7T36*K*AAA* | FVM4X48***L |  | 35200 | 35000 | 16.5 | 12.5 | 8.1 | 2.18 | 61 | 48 | 207871379
DAY & NIGHT | N4H7T36*K*AAA* | FVM4X48***L |  | 35200 | 35000 | 16.5 | 12.5 | 8.1 | 2.18 | 61 | 48 | 207871380
ARCOAIRE | N4H7T36*K*AAA* | FVM4X48***L |  | 35200 | 35000 | 16.5 | 12.5 | 8.1 | 2.18 | 61 | 48 | 207871378
AIRQUEST | N4H7T36*K*AAA* | FVM4X48***L |  | 35200 | 35000 | 16.5 | 12.5 | 8.1 | 2.18 | 61 | 48 | 207871377
COMFORTMAKER | N4H7T36*K*AAA* | EA*4X43L21A* | *96VTN0801716A* | 35000 | 35400 | 15.5 | 12 | 8.1 | 2.12 | 61 | 49 | 207869651
ARCOAIRE | N4H7T36*K*AAA* | EA*4X43L21A* | *96VTN0801716A* | 35000 | 35400 | 15.5 | 12 | 8.1 | 2.12 | 61 | 49 | 207869650
AIRQUEST | N4H7T36*K*AAA* | EA*4X43L21A* | *96VTN0801716A* | 35000 | 35400 | 15.5 | 12 | 8.1 | 2.12 | 61 | 49 | 207869649
MARATHERM | N4H7T36*K*AAA* | EA*4X43L21A* | *96VTN0601714A* | 35000 | 36000 | 15.5 | 11.7 | 8.1 | 2.1 | 62 | 49 | 207869641
TEMPSTAR | N4H7T36*K*AAA* | EA*4X43L21A* | *96VTN0601714A* | 35000 | 36000 | 15.5 | 11.7 | 8.1 | 2.1 | 62 | 49 | 207869642
KENMORE | N4H7T36*K*AAA* | EA*4X43L21A* | *96VTN0601714A* | 35000 | 36000 | 15.5 | 11.7 | 8.1 | 2.1 | 62 | 49 | 207869640
KEEPRITE | N4H7T36*K*AAA* | EA*4X43L21A* | *96VTN0601714A* | 35000 | 36000 | 15.5 | 11.7 | 8.1 | 2.1 | 62 | 49 | 207869639
ACIQ | N4H7T36*K*AAA* | EA*4X43L21A* | *96VTN0601714A* | 35000 | 36000 | 15.5 | 11.7 | 8.1 | 2.1 | 62 | 49 | 213063790
HEIL | N4H7T36*K*AAA* | EA*4X43L21A* | *96VTN0601714A* | 35000 | 36000 | 15.5 | 11.7 | 8.1 | 2.1 | 62 | 49 | 207869638
DAY & NIGHT | N4H7T36*K*AAA* | EA*4X43L21A* | *96VTN0601714A* | 35000 | 36000 | 15.5 | 11.7 | 8.1 | 2.1 | 62 | 49 | 207869637
COMFORTMAKER | N4H7T36*K*AAA* | EA*4X43L21A* | *96VTN0601714A* | 35000 | 36000 | 15.5 | 11.7 | 8.1 | 2.1 | 62 | 49 | 207869636
ARCOAIRE | N4H7T36*K*AAA* | EA*4X43L21A* | *96VTN0601714A* | 35000 | 36000 | 15.5 | 11.7 | 8.1 | 2.1 | 62 | 49 | 207869635
AIRQUEST | N4H7T36*K*AAA* | EA*4X43L21A* | *96VTN0601714A* | 35000 | 36000 | 15.5 | 11.7 | 8.1 | 2.1 | 62 | 49 | 207869634
MARATHERM | N4H7T36*K*AAA* | EA*4X37L21A* | *96VTN0801716A* | 34800 | 35400 | 15.5 | 12 | 8.1 | 2.12 | 61 | 49 | 207868697
TEMPSTAR | N4H7T36*K*AAA* | EA*4X37L21A* | *96VTN0801716A* | 34800 | 35400 | 15.5 | 12 | 8.1 | 2.12 | 61 | 49 | 207868698
KENMORE | N4H7T36*K*AAA* | EA*4X37L21A* | *96VTN0801716A* | 34800 | 35400 | 15.5 | 12 | 8.1 | 2.12 | 61 | 49 | 207868696
KEEPRITE | N4H7T36*K*AAA* | EA*4X37L21A* | *96VTN0801716A* | 34800 | 35400 | 15.5 | 12 | 8.1 | 2.12 | 61 | 49 | 207868695
ACIQ | N4H7T36*K*AAA* | EA*4X37L21A* | *96VTN0801716A* | 34800 | 35400 | 15.5 | 12 | 8.1 | 2.12 | 61 | 49 | 213063731
HEIL | N4H7T36*K*AAA* | EA*4X37L21A* | *96VTN0801716A* | 34800 | 35400 | 15.5 | 12 | 8.1 | 2.12 | 61 | 49 | 207868694
DAY & NIGHT | N4H7T36*K*AAA* | EA*4X37L21A* | *96VTN0801716A* | 34800 | 35400 | 15.5 | 12 | 8.1 | 2.12 | 61 | 49 | 207868693
COMFORTMAKER | N4H7T36*K*AAA* | EA*4X37L21A* | *96VTN0801716A* | 34800 | 35400 | 15.5 | 12 | 8.1 | 2.12 | 61 | 49 | 207868692
ARCOAIRE | N4H7T36*K*AAA* | EA*4X37L21A* | *96VTN0801716A* | 34800 | 35400 | 15.5 | 12 | 8.1 | 2.12 | 61 | 49 | 207868691
AIRQUEST | N4H7T36*K*AAA* | EA*4X37L21A* | *96VTN0801716A* | 34800 | 35400 | 15.5 | 12 | 8.1 | 2.12 | 61 | 49 | 207868690
BRYANT HEATING AND COOLING SYSTEMS | 227TBN024**AA* | CAP**3621AL* | 82*TB60090V21*** | 22400 | 23800 | 16 | 12.5 | 8.1 | 2.26 | 60 | 44 | 213385090
BRYANT HEATING AND COOLING SYSTEMS | 227TBN024**AA* | CAP**3621AL* | 82*TB66110V21*** | 22800 | 24000 | 16.5 | 12.5 | 8.1 | 2.28 | 60 | 44 | 213385092
BRYANT HEATING AND COOLING SYSTEMS | 227TBN024**AA* | CAP**3617AL* | 926SB48060V17*** | 22400 | 23800 | 16 | 12 | 8.1 | 2.26 | 60 | 44 | 213385082
BRYANT HEATING AND COOLING SYSTEMS | 227TBN024**AA* | CAP**3617AL* | 926SB48080V17*** | 22200 | 23600 | 16 | 12 | 8.1 | 2.24 | 60 | 44 | 213385084
BRYANT HEATING AND COOLING SYSTEMS | 227TBN024**AA* | CAP**3617AL* | 926TC48080V17*** | 22200 | 23600 | 16 | 12.5 | 8.1 | 2.24 | 60 | 44 | 213385074
BRYANT HEATING AND COOLING SYSTEMS | 227TBN024**AA* | CAP**3617AL* | 926TC48060V17*** | 22400 | 23800 | 16 | 12 | 8.1 | 2.26 | 60 | 44 | 213385072
BRYANT HEATING AND COOLING SYSTEMS | 227TBN024**AA* | CAP**3617AL* | 82*SB48070V17*** | 22400 | 23600 | 16 | 12 | 8.1 | 2.26 | 60 | 44 | 213385062
BRYANT HEATING AND COOLING SYSTEMS | 227TBN024**AA* | CAP**2517AL* | 926SB48080V17*** | 23200 | 24200 | 16.5 | 12.5 | 8.1 | 2.34 | 60 | 45 | 213384999
BRYANT HEATING AND COOLING SYSTEMS | 227TBN024**AA* | CAP**2517AL* | 926SB48060V17*** | 23000 | 24000 | 16.5 | 12.5 | 8.1 | 2.32 | 60 | 45 | 213384997
BRYANT HEATING AND COOLING SYSTEMS | 227TBN024**AA* | CAP**2517AL* | 926TC48080V17*** | 23200 | 24200 | 16.5 | 12.5 | 8.1 | 2.34 | 60 | 45 | 213384989
BRYANT HEATING AND COOLING SYSTEMS | 227TBN024**AA* | CAP**2517AL* | 926TC36040V17*** | 23000 | 24200 | 16 | 12 | 8.1 | 2.3 | 60 | 45 | 213384983
BRYANT HEATING AND COOLING SYSTEMS | 227TBN024**AA* | CAP**2517AL* | 926SB36060V14*** | 22800 | 24000 | 16.5 | 12 | 8.1 | 2.3 | 60 | 45 | 213384995
BRYANT HEATING AND COOLING SYSTEMS | 227TBN024**AA* | CAP**2517AL* | 926SB30040V14*** | 22800 | 24000 | 16 | 12 | 8.1 | 2.3 | 60 | 45 | 213384991
BRYANT HEATING AND COOLING SYSTEMS | 227TBN024**AA* | CAP**2517AL* | 926SB36040V17*** | 23000 | 24200 | 16 | 12 | 8.1 | 2.3 | 60 | 45 | 213384993
BRYANT HEATING AND COOLING SYSTEMS | 227TBN024**AA* | CAP**2517AL* | 926TC48060V17*** | 23000 | 24000 | 16.5 | 12.5 | 8.1 | 2.32 | 60 | 45 | 213384987
BRYANT HEATING AND COOLING SYSTEMS | 227TBN024**AA* | CAP**2517AL* | 926TC36060V14*** | 22800 | 24000 | 16.5 | 12 | 8.1 | 2.3 | 60 | 45 | 213384985
BRYANT HEATING AND COOLING SYSTEMS | 227TBN024**AA* | CAP**2517AL* | 82*SB48090V17*** | 23200 | 24200 | 16.5 | 12.5 | 8.1 | 2.34 | 60 | 45 | 213384979
BRYANT HEATING AND COOLING SYSTEMS | 227TBN024**AA* | CAP**2517AL* | 82*SB36070V14*** | 23200 | 24200 | 16.5 | 12.5 | 8.1 | 2.34 | 60 | 44 | 213384975
BRYANT HEATING AND COOLING SYSTEMS | 227TBN024**AA* | CAP**2517AL* | 82*SB36045V14*** | 22800 | 24000 | 16.5 | 12.5 | 8.1 | 2.32 | 60 | 44 | 213384973
BRYANT HEATING AND COOLING SYSTEMS | 227TBN024**AA* | CAP**2517AL* | 82*TB48070V17*** | 23000 | 24000 | 16.5 | 12.5 | 8.1 | 2.32 | 60 | 45 | 213384969
BRYANT HEATING AND COOLING SYSTEMS | 227TBN024**AA* | CAP**2517AL* | 82*TB48090V17*** | 23200 | 24200 | 16.5 | 12.5 | 8.1 | 2.34 | 60 | 45 | 213384971
BRYANT HEATING AND COOLING SYSTEMS | 227TAN024**AA* | CAP**3717AL* | 82*TB36045V14*** | 23000 | 24000 | 16.5 | 12.5 | 8.1 | 2.32 | 60 | 45 | 213353911
BRYANT HEATING AND COOLING SYSTEMS | 227TAN024**AA* | CAP**2517AL* | 82*TB36045V14*** | 22800 | 24000 | 16.5 | 12.5 | 8.1 | 2.32 | 60 | 44 | 213353899
BRYANT HEATING AND COOLING SYSTEMS | 227TAN024**AA* | CAP**2414AL* | 82*TB36045V14*** | 22000 | 23600 | 15.5 | 12 | 8.1 | 2.24 | 60 | 44 | 213353893
BRYANT HEATING AND COOLING SYSTEMS | 227TAN024**AA* | PF4TNXB24L* |  | 23200 | 23400 | 16.5 | 12.5 | 8.1 | 2.36 | 63 | 47 | 213310719
BRYANT HEATING AND COOLING SYSTEMS | 227TBN060**AA* | CAP**6124AL* | 82*TA60090V21*** | 55500 | 59000 | 15.5 | 11.7 | 8.1 | 2.18 | 63 | 51 | 213383195
BRYANT HEATING AND COOLING SYSTEMS | 227TBN060**AA* | CAP**6121AL* | 926TB66100V21*** | 55500 | 59000 | 15.5 | 11.7 | 8.1 | 2.18 | 63 | 51 | 213383187
BRYANT HEATING AND COOLING SYSTEMS | 227TBN036**AA* | CAP**4824AL* | 987MB60080C21*** | 34800 | 35600 | 16 | 11.7 | 8.1 | 2.14 | 61 | 49 | 213382867
BRYANT HEATING AND COOLING SYSTEMS | 227TBN036**AA* | CAP**4824AL* | 986TC60080C21*** | 34800 | 35600 | 16 | 11.7 | 8.1 | 2.14 | 61 | 49 | 213382877
BRYANT HEATING AND COOLING SYSTEMS | 227TBN024**AA* | CAP**3621AL* | 82*SB60090V21*** | 22400 | 23800 | 16 | 12 | 8.1 | 2.26 | 60 | 44 | 213385098
BRYANT HEATING AND COOLING SYSTEMS | 227TBN024**AA* | CAP**3621AL* | 82*SB66110V21*** | 22400 | 23800 | 16 | 12.5 | 8.1 | 2.26 | 60 | 44 | 213385100
BRYANT HEATING AND COOLING SYSTEMS | 227TBN036**AA* | CAP**4321AL* | 926TB48080V17*** | 35000 | 35400 | 15.5 | 12 | 8.1 | 2.12 | 61 | 49 | 213382749
BRYANT HEATING AND COOLING SYSTEMS | 227TBN036**AA* | CAP**4321AL* | 926TB42060V17*** | 35000 | 36000 | 15.5 | 11.7 | 8.1 | 2.1 | 62 | 49 | 213382747
BRYANT HEATING AND COOLING SYSTEMS | 227TBN036**AA* | CAP**4321AL* | 83*CA60080C21*** | 35600 | 35800 | 16 | 12 | 8.1 | 2.16 | 62 | 49 | 213382691
BRYANT HEATING AND COOLING SYSTEMS | 227TBN036**AA* | F54AA*B36L* |  | 34400 | 35400 | 15.2 | 11.7 | 8.1 | 2.18 | 62 | 51 | 213386201
BRYANT HEATING AND COOLING SYSTEMS | 227TBN036**AA* | FT4BN(B,X)C36L* |  | 33200 | 34600 | 15.2 | 11.7 | 8.1 | 2.16 | 61 | 50 | 213386189
BRYANT HEATING AND COOLING SYSTEMS | 227TBN036**AA* | CAP**3721AL* | 83*CA60080C21*** | 35600 | 36000 | 16 | 12 | 8.1 | 2.16 | 62 | 49 | 213382547
BRYANT HEATING AND COOLING SYSTEMS | 227TBN060**AA* | FT4BNBD60L* |  | 56000 | 58000 | 16.5 | 12.5 | 8.1 | 2.38 | 64 | 51 | 213386197
BRYANT HEATING AND COOLING SYSTEMS | 227TBN036**AA* | CAP**4321AL* | 986TC60080C21*** | 35400 | 36000 | 16 | 11.7 | 8.1 | 2.14 | 62 | 49 | 213383732
BRYANT HEATING AND COOLING SYSTEMS | 227TBN036**AA* | CAP**4321AL* | 987MB60080C21*** | 35400 | 36000 | 16 | 11.7 | 8.1 | 2.14 | 62 | 49 | 213383726
BRYANT HEATING AND COOLING SYSTEMS | 227TBN060**AA* | CAP**6121AL* | 926TC66100V21*** | 54500 | 57500 | 15.5 | 12 | 8.1 | 2.26 | 64 | 51 | 213386119
BRYANT HEATING AND COOLING SYSTEMS | 227TBN024**AA* | CAP**3721AL* | 926SB36040V17*** | 23000 | 24200 | 16 | 12 | 8.1 | 2.32 | 60 | 45 | 213385183
BRYANT HEATING AND COOLING SYSTEMS | 227TBN024**AA* | CAP**3721AL* | 926TC48080V17*** | 23200 | 24200 | 16.5 | 12.5 | 8.1 | 2.36 | 60 | 45 | 213385175
BRYANT HEATING AND COOLING SYSTEMS | 227TBN024**AA* | CAP**3721AL* | 926TC48060V17*** | 23000 | 24000 | 16.5 | 12.5 | 8.1 | 2.34 | 60 | 45 | 213385173
BRYANT HEATING AND COOLING SYSTEMS | 227TBN024**AA* | CAP**3721AL* | 926TC36040V17*** | 23000 | 24200 | 16 | 12 | 8.1 | 2.32 | 60 | 45 | 213385171
BRYANT HEATING AND COOLING SYSTEMS | 227TBN024**AA* | CAP**3721AL* | 82*SB66110V21*** | 23000 | 24000 | 16.5 | 12.5 | 8.1 | 2.32 | 60 | 45 | 213385169
BRYANT HEATING AND COOLING SYSTEMS | 227TBN024**AA* | CAP**3721AL* | 926SB48060V17*** | 23000 | 24000 | 16.5 | 12.5 | 8.1 | 2.34 | 60 | 45 | 213385185
BRYANT HEATING AND COOLING SYSTEMS | 227TBN024**AA* | CAP**3721AL* | 926SB48080V17*** | 23200 | 24200 | 16.5 | 12.5 | 8.1 | 2.36 | 60 | 45 | 213385187
BRYANT HEATING AND COOLING SYSTEMS | 227TBN024**AA* | CAP**3721AL* | 926TC60080V21*** | 23200 | 24200 | 16.5 | 12.5 | 8.1 | 2.36 | 60 | 45 | 213385177
BRYANT HEATING AND COOLING SYSTEMS | 227TBN024**AA* | CAP**3721AL* | 926TC66100V21*** | 23200 | 24200 | 16.5 | 13 | 8.1 | 2.36 | 60 | 45 | 213385181
BRYANT HEATING AND COOLING SYSTEMS | 227TBN024**AA* | CAP**3721AL* | 82*SB60090V21*** | 23400 | 24400 | 16.5 | 13 | 8.1 | 2.36 | 60 | 45 | 213385167
BRYANT HEATING AND COOLING SYSTEMS | 227TBN024**AA* | CAP**3721AL* | 926TC60100V21*** | 22800 | 24000 | 16.5 | 12.5 | 8.1 | 2.32 | 60 | 45 | 213385179
BRYANT HEATING AND COOLING SYSTEMS | 227TBN024**AA* | CAP**3721AL* | 926SB60100V21*** | 23400 | 24400 | 17 | 13 | 8.1 | 2.38 | 60 | 45 | 213385191
BRYANT HEATING AND COOLING SYSTEMS | 227TBN024**AA* | CAP**3721AL* | 926SB60080V21*** | 23200 | 24200 | 16.5 | 12.5 | 8.1 | 2.36 | 60 | 45 | 213385189
BRYANT HEATING AND COOLING SYSTEMS | 227TBN024**AA* | CAP**3717AL* | 926SB48080V17*** | 23000 | 24200 | 16.5 | 12.5 | 8.1 | 2.32 | 60 | 45 | 213385153
BRYANT HEATING AND COOLING SYSTEMS | 227TBN024**AA* | CAP**3721AL* | 82*SB48090V17*** | 22800 | 24000 | 16.5 | 12.5 | 8.1 | 2.32 | 60 | 45 | 213385165
BRYANT HEATING AND COOLING SYSTEMS | 227TBN024**AA* | CAP**3721AL* | 82*SB48070V17*** | 23000 | 24000 | 16.5 | 12.5 | 8.1 | 2.34 | 60 | 45 | 213385163
BRYANT HEATING AND COOLING SYSTEMS | 227TBN024**AA* | CAP**3721AL* | 82*TB48090V17*** | 22800 | 24000 | 16.5 | 12.5 | 8.1 | 2.32 | 60 | 45 | 213385157
BRYANT HEATING AND COOLING SYSTEMS | 227TBN024**AA* | CAP**3721AL* | 82*TB66110V21*** | 23200 | 24200 | 16.5 | 12.5 | 8.1 | 2.36 | 60 | 45 | 213385161
BRYANT HEATING AND COOLING SYSTEMS | 227TBN024**AA* | CAP**3721AL* | 82*TB60090V21*** | 23400 | 24400 | 16.5 | 13 | 8.1 | 2.36 | 60 | 45 | 213385159
BRYANT HEATING AND COOLING SYSTEMS | 227TBN024**AA* | CAP**3717AL* | 926SB48060V17*** | 22800 | 24000 | 16 | 12.5 | 8.1 | 2.3 | 60 | 45 | 213385151
BRYANT HEATING AND COOLING SYSTEMS | 227TBN024**AA* | CAP**3721AL* | 82*TB48070V17*** | 23000 | 24000 | 16.5 | 12.5 | 8.1 | 2.34 | 60 | 45 | 213385155
BRYANT HEATING AND COOLING SYSTEMS | 227TBN024**AA* | CAP**3717AL* | 82*SB36070V14*** | 23000 | 24000 | 16.5 | 12.5 | 8.1 | 2.32 | 60 | 45 | 213385129
BRYANT HEATING AND COOLING SYSTEMS | 227TBN024**AA* | CAP**3717AL* | 926TC48060V17*** | 22800 | 24000 | 16.5 | 12.5 | 8.1 | 2.3 | 60 | 45 | 213385141
BRYANT HEATING AND COOLING SYSTEMS | 227TBN024**AA* | CAP**3717AL* | 926SB36040V17*** | 22800 | 24200 | 16 | 12 | 8.1 | 2.28 | 60 | 45 | 213385147
BRYANT HEATING AND COOLING SYSTEMS | 227TBN024**AA* | CAP**3717AL* | 926TC48080V17*** | 23000 | 24200 | 16.5 | 12.5 | 8.1 | 2.32 | 60 | 45 | 213385143
BRYANT HEATING AND COOLING SYSTEMS | 227TBN024**AA* | CAP**3717AL* | 82*SB48090V17*** | 23000 | 24000 | 16.5 | 12.5 | 8.1 | 2.32 | 60 | 45 | 213385133
BRYANT HEATING AND COOLING SYSTEMS | 227TBN024**AA* | CAP**3717AL* | 82*SB36045V14*** | 23000 | 24000 | 16.5 | 12.5 | 8.1 | 2.32 | 60 | 45 | 213385127
BRYANT HEATING AND COOLING SYSTEMS | 227TBN024**AA* | CAP**3717AL* | 926TC36040V17*** | 22800 | 24200 | 16 | 12 | 8.1 | 2.28 | 60 | 45 | 213385137
BRYANT HEATING AND COOLING SYSTEMS | 227TBN024**AA* | CAP**3717AL* | 82*SB48070V17*** | 23200 | 24200 | 16.5 | 12.5 | 8.1 | 2.34 | 60 | 45 | 213385131
BRYANT HEATING AND COOLING SYSTEMS | 227TBN024**AA* | CAP**3717AL* | 82*TB48090V17*** | 23000 | 24000 | 16.5 | 12.5 | 8.1 | 2.32 | 60 | 45 | 213385125
BRYANT HEATING AND COOLING SYSTEMS | 227TBN024**AA* | CAP**3717AL* | 82*TB48070V17*** | 22800 | 24000 | 16.5 | 12.5 | 8.1 | 2.3 | 60 | 45 | 213385123
BRYANT HEATING AND COOLING SYSTEMS | 227TBN024**AA* | CAP**3717AL* | 82*TB36070V14*** | 23000 | 24000 | 16.5 | 12.5 | 8.1 | 2.32 | 60 | 45 | 213385121
BRYANT HEATING AND COOLING SYSTEMS | 227TBN024**AA* | CAP**3621AL* | 926SB60100V21*** | 22400 | 23600 | 16 | 12 | 8.1 | 2.26 | 60 | 44 | 213385118
BRYANT HEATING AND COOLING SYSTEMS | 227TBN024**AA* | CAP**3621AL* | 926SB60080V21*** | 22800 | 24000 | 16.5 | 12.5 | 8.1 | 2.28 | 60 | 44 | 213385116
BRYANT HEATING AND COOLING SYSTEMS | 227TBN024**AA* | CAP**3621AL* | 926TC66100V21*** | 22800 | 24000 | 16.5 | 12.5 | 8.1 | 2.3 | 60 | 44 | 213385110
BRYANT HEATING AND COOLING SYSTEMS | 227TBN036**AA* | CAP**3721AL* | 986TC60080C21*** | 35400 | 36000 | 16 | 11.7 | 8.1 | 2.14 | 62 | 49 | 213383640
BRYANT HEATING AND COOLING SYSTEMS | 227TBN036**AA* | CAP**3721AL* | 987MB60080C21*** | 35400 | 36000 | 16 | 11.7 | 8.1 | 2.14 | 62 | 49 | 213383638
BRYANT HEATING AND COOLING SYSTEMS | 227TBN036**AA* | FV4CNB006L |  | 35600 | 35200 | 17 | 12.5 | 8.1 | 2.22 | 61 | 48 | 213382963
BRYANT HEATING AND COOLING SYSTEMS | 227TBN036**AA* | CAP**3721AL* | 926TB48080V17*** | 34800 | 35400 | 15.5 | 12 | 8.1 | 2.12 | 61 | 49 | 213382607
BRYANT HEATING AND COOLING SYSTEMS | 227TBN036**AA* | FV4CN(B,F)005L |  | 35200 | 35000 | 16.5 | 12.5 | 8.1 | 2.18 | 61 | 48 | 213382961
BRYANT HEATING AND COOLING SYSTEMS | 227TBN024**AA* | CAP**3717AL* | 82*TB36045V14*** | 23000 | 24000 | 16.5 | 12.5 | 8.1 | 2.32 | 60 | 45 | 213386212
BRYANT HEATING AND COOLING SYSTEMS | 227TBN024**AA* | CAP**2517AL* | 82*TB36045V14*** | 22800 | 24000 | 16.5 | 12.5 | 8.1 | 2.32 | 60 | 44 | 213386208
BRYANT HEATING AND COOLING SYSTEMS | 227TBN024**AA* | CAP**2414AL* | 82*TB36045V14*** | 22000 | 23600 | 15.5 | 12 | 8.1 | 2.24 | 60 | 44 | 213386206
BRYANT HEATING AND COOLING SYSTEMS | 227TBN024**AA* | F54AA*B24L* |  | 23000 | 24200 | 15.5 | 12.5 | 8.1 | 2.3 | 60 | 45 | 213386199
BRYANT HEATING AND COOLING SYSTEMS | 227TBN024**AA* | FT4BNXB24L* |  | 23200 | 23400 | 16.5 | 12.5 | 8.1 | 2.36 | 63 | 47 | 213386187
BRYANT HEATING AND COOLING SYSTEMS | 227TBN024**AA* | FT4BN(B,X)C36L* |  | 23400 | 23800 | 17 | 12.5 | 8.1 | 2.32 | 61 | 45 | 213386185
BRYANT HEATING AND COOLING SYSTEMS | 227TBN024**AA* | CAP**3721AL* | 935SB36040M17*** | 23000 | 24200 | 16.5 | 12 | 8.1 | 2.34 | 60 | 45 | 213384528
BRYANT HEATING AND COOLING SYSTEMS | 227TBN024**AA* | CAP**3721AL* | 935SB48060M17*** | 23000 | 24000 | 16 | 12 | 8.1 | 2.34 | 60 | 45 | 213384530
BRYANT HEATING AND COOLING SYSTEMS | 227TBN024**AA* | CAP**3721AL* | 935SB66100M21*** | 23600 | 24600 | 17 | 12.5 | 8.1 | 2.4 | 60 | 45 | 213384536
BRYANT HEATING AND COOLING SYSTEMS | 227TBN024**AA* | CAP**3721AL* | 935SB60100M21*** | 23200 | 24200 | 16.5 | 12.5 | 8.1 | 2.36 | 60 | 45 | 213384534
BRYANT HEATING AND COOLING SYSTEMS | 227TBN024**AA* | CAP**2414AL* | 82*TB36070V14*** | 22200 | 23800 | 16 | 12 | 8.1 | 2.26 | 60 | 44 | 213384917
BRYANT HEATING AND COOLING SYSTEMS | 227TBN024**AA* | CAP**2414AL* | 82*SB36045V14*** | 22000 | 23600 | 15.5 | 12 | 8.1 | 2.24 | 60 | 44 | 213384919
BRYANT HEATING AND COOLING SYSTEMS | 227TBN024**AA* | CAP**2417AL* | 82*TB48070V17*** | 22000 | 23800 | 16 | 12 | 8.1 | 2.24 | 60 | 44 | 213384934
BRYANT HEATING AND COOLING SYSTEMS | 227TBN024**AA* | CAP**2417AL* | 82*SB48070V17*** | 22000 | 23600 | 16 | 12 | 8.1 | 2.24 | 60 | 44 | 213384942
BRYANT HEATING AND COOLING SYSTEMS | 227TBN036**AA* | CAP**3721AL* | 926TC60080V21*** | 34400 | 35200 | 15.5 | 12 | 8.1 | 2.22 | 62 | 50 | 213385492
BRYANT HEATING AND COOLING SYSTEMS | 227TBN036**AA* | CAP**3721AL* | 926TC48080V17*** | 34200 | 35200 | 15.5 | 11.7 | 8.1 | 2.2 | 62 | 51 | 213385490
BRYANT HEATING AND COOLING SYSTEMS | 227TBN036**AA* | CAP**3721AL* | 926TC48060V17*** | 34000 | 35000 | 15.5 | 11.7 | 8.1 | 2.2 | 62 | 51 | 213385488
BRYANT HEATING AND COOLING SYSTEMS | 227TBN036**AA* | CAP**3721AL* | 82*SB60090V21*** | 34400 | 35200 | 16 | 12 | 8.1 | 2.22 | 62 | 51 | 213385482
BRYANT HEATING AND COOLING SYSTEMS | 227TBN036**AA* | CAP**3721AL* | 82*TB60090V21*** | 34400 | 35200 | 16 | 12 | 8.1 | 2.22 | 62 | 51 | 213385474
BRYANT HEATING AND COOLING SYSTEMS | 227TBN036**AA* | CAP**4824AL* | 82*TB66110V21*** | 34000 | 35000 | 16 | 11.7 | 8.1 | 2.24 | 62 | 50 | 213385650
BRYANT HEATING AND COOLING SYSTEMS | 227TBN036**AA* | CAP**4321AL* | 82*SB60090V21*** | 34600 | 35200 | 16 | 12 | 8.1 | 2.24 | 62 | 51 | 213385584
BRYANT HEATING AND COOLING SYSTEMS | 227TBN036**AA* | CAP**4321AL* | 926SB60080V21*** | 34400 | 35200 | 16 | 12 | 8.1 | 2.22 | 62 | 50 | 213385606
BRYANT HEATING AND COOLING SYSTEMS | 227TBN036**AA* | CAP**4321AL* | 926TC66100V21*** | 34600 | 35200 | 16 | 12 | 8.1 | 2.24 | 62 | 50 | 213385598
BRYANT HEATING AND COOLING SYSTEMS | 227TBN036**AA* | CAP**4321AL* | 926TC60080V21*** | 34400 | 35200 | 16 | 12 | 8.1 | 2.22 | 62 | 50 | 213385594
BRYANT HEATING AND COOLING SYSTEMS | 227TBN036**AA* | CAP**4321AL* | 926TC48080V17*** | 34400 | 35200 | 15.5 | 11.7 | 8.1 | 2.22 | 62 | 51 | 213385592
BRYANT HEATING AND COOLING SYSTEMS | 227TBN036**AA* | CAP**4321AL* | 926TC48060V17*** | 34000 | 35000 | 15.5 | 11.7 | 8.1 | 2.2 | 62 | 51 | 213385590
BRYANT HEATING AND COOLING SYSTEMS | 227TBN036**AA* | CAP**4321AL* | 82*SB66110V21*** | 34400 | 35000 | 16 | 12 | 8.1 | 2.24 | 62 | 50 | 213385586
BRYANT HEATING AND COOLING SYSTEMS | 227TBN036**AA* | CAP**4321AL* | 82*TB60090V21*** | 34600 | 35200 | 16 | 12 | 8.1 | 2.24 | 62 | 51 | 213385576
BRYANT HEATING AND COOLING SYSTEMS | 227TBN024**AA* | CAP**2417AL* | 926SB48060V17*** | 22000 | 23600 | 15.5 | 12 | 8.1 | 2.24 | 60 | 44 | 213384962
BRYANT HEATING AND COOLING SYSTEMS | 227TBN024**AA* | CAP**2517AL* | 82*TB36070V14*** | 23200 | 24200 | 16.5 | 12.5 | 8.1 | 2.34 | 60 | 44 | 213384967
BRYANT HEATING AND COOLING SYSTEMS | 227TBN024**AA* | CAP**2417AL* | 926SB48080V17*** | 22200 | 23800 | 16 | 12 | 8.1 | 2.26 | 60 | 45 | 213384964
BRYANT HEATING AND COOLING SYSTEMS | 227TBN024**AA* | CAP**2417AL* | 926TC48080V17*** | 22200 | 23800 | 16 | 12 | 8.1 | 2.26 | 60 | 45 | 213384954
BRYANT HEATING AND COOLING SYSTEMS | 227TBN024**AA* | CAP**2417AL* | 926TC48060V17*** | 22000 | 23600 | 15.5 | 12 | 8.1 | 2.24 | 60 | 44 | 213384952
BRYANT HEATING AND COOLING SYSTEMS | 227TBN024**AA* | CAP**2417AL* | 82*TB48090V17*** | 22000 | 23600 | 15.5 | 12 | 8.1 | 2.24 | 60 | 44 | 213384936
BRYANT HEATING AND COOLING SYSTEMS | 227TBN036**AA* | CAP**3721AL* | 926SB60080V21*** | 34400 | 35200 | 15.5 | 12 | 8.1 | 2.22 | 62 | 50 | 213385504
WEATHERMAKER | PH7TAN436**AA* | FV4CN(B,F)005L |  | 35200 | 35000 | 16.5 | 12.5 | 8.1 | 2.18 | 61 | 48 | 211277090
WEATHERMAKER | PH7TAN436**AA* | CAP**4321AL* | PG96VTAA42060B** | 35000 | 36000 | 15.5 | 11.7 | 8.1 | 2.1 | 62 | 49 | 211277068
WEATHERMAKER | PH7TAN436**AA* | CAP**4321AL* | PG96VTAA48080B** | 35000 | 35400 | 15.5 | 12 | 8.1 | 2.12 | 61 | 49 | 211277069
PAYNE HEATING AND COOLING | PH7TAN436**AA* | CAP**4321AL* | PG96VTAA48080B** | 35000 | 35400 | 15.5 | 12 | 8.1 | 2.12 | 61 | 49 | 207869659
BRYANT HEATING AND COOLING SYSTEMS | PH7TAN436**AA* | CAP**4321AL* | 926TB48080V17*** | 35000 | 35400 | 15.5 | 12 | 8.1 | 2.12 | 61 | 49 | 207869658
PAYNE HEATING AND COOLING | PH7TAN436**AA* | CAP**4321AL* | PG96VTAA42060B** | 35000 | 36000 | 15.5 | 11.7 | 8.1 | 2.1 | 62 | 49 | 207869644
BRYANT HEATING AND COOLING SYSTEMS | PH7TAN436**AA* | CAP**4321AL* | 926TB42060V17*** | 35000 | 36000 | 15.5 | 11.7 | 8.1 | 2.1 | 62 | 49 | 207869643
WEATHERMAKER | PH7TAN436**AA* | CAP**3721AL* | PG96VTAA48080B** | 34800 | 35400 | 15.5 | 12 | 8.1 | 2.12 | 61 | 49 | 211277050
BRYANT HEATING AND COOLING SYSTEMS | PH7TAN436**AA* | CAP**3721AL* | 83*CA60080C21*** | 35600 | 36000 | 16 | 12 | 8.1 | 2.16 | 62 | 49 | 207868267
PAYNE HEATING AND COOLING | PH7TAN436**AA* | FV4CN(B,F)005L |  | 35200 | 35000 | 16.5 | 12.5 | 8.1 | 2.18 | 61 | 48 | 207871387
BRYANT HEATING AND COOLING SYSTEMS | PH7TAN436**AA* | FV4CN(B,F)005L |  | 35200 | 35000 | 16.5 | 12.5 | 8.1 | 2.18 | 61 | 48 | 207871386
BROCK | PH7TAN436**AA* | CAP**4321AL* | PG96VTAA42060B** | 35000 | 36000 | 15.5 | 11.7 | 8.1 | 2.1 | 62 | 49 | 211276861
BROCK | PH7TAN436**AA* | CAP**4321AL* | PG96VTAA48080B** | 35000 | 35400 | 15.5 | 12 | 8.1 | 2.12 | 61 | 49 | 211276862
BROCK | PH7TAN436**AA* | CAP**3721AL* | PG96VTAA48080B** | 34800 | 35400 | 15.5 | 12 | 8.1 | 2.12 | 61 | 49 | 211276843
BROCK | PH7TAN436**AA* | FV4CN(B,F)005L |  | 35200 | 35000 | 16.5 | 12.5 | 8.1 | 2.18 | 61 | 48 | 211276883
BRYANT HEATING AND COOLING SYSTEMS | PH7TAN436**AA* | PF4TNXC36L* |  | 33200 | 34600 | 15.2 | 11.7 | 8.1 | 2.16 | 61 | 50 | 213310675
CARRIER | 25TPA736A**30* | CAP**4321AL* | GG96VTAA48080B | 35000 | 35400 | 15.5 | 12 | 8.1 | 2.12 | 61 | 49 | 211582268
CARRIER | 25TPA736A**30* | CAP**3721AL* | GG96VTAA48080B | 34800 | 35400 | 15.5 | 12 | 8.1 | 2.12 | 61 | 49 | 211582210
CARRIER | 25TPA736A**30* | CAP**4321AL* | GG96VTAA42060B | 35000 | 36000 | 15.5 | 11.7 | 8.1 | 2.1 | 62 | 49 | 211338178
BRYANT HEATING AND COOLING SYSTEMS | PH7TAN436**AA* | CAP**4321AL* | 83*CA60080C21*** | 35600 | 35800 | 16 | 12 | 8.1 | 2.16 | 62 | 49 | 207869268
PAYNE HEATING AND COOLING | PH7TAN436**AA* | CAP**3721AL* | PG96VTAA48080B** | 34800 | 35400 | 15.5 | 12 | 8.1 | 2.12 | 61 | 49 | 207868700
BRYANT HEATING AND COOLING SYSTEMS | PH7TAN436**AA* | CAP**3721AL* | 926TB48080V17*** | 34800 | 35400 | 15.5 | 12 | 8.1 | 2.12 | 61 | 49 | 207868699
BRYANT HEATING AND COOLING SYSTEMS | GH7TAN424**AA* | CAP**3717AL* | 82*TB36045V14*** | 23000 | 24000 | 16.5 | 12.5 | 8.1 | 2.32 | 60 | 45 | 213353912
BRYANT HEATING AND COOLING SYSTEMS | GH7TAN424**AA* | CAP**2414AL* | 82*TB36045V14*** | 22000 | 23600 | 15.5 | 12 | 8.1 | 2.24 | 60 | 44 | 213353894
BRYANT HEATING AND COOLING SYSTEMS | GH7TAN424**AA* | PF4TNXB24L* |  | 23200 | 23400 | 16.5 | 12.5 | 8.1 | 2.36 | 63 | 47 | 213310732
BRYANT HEATING AND COOLING SYSTEMS | GH7TAN424**AA* | PF4TNXC36L* |  | 23400 | 23800 | 17 | 12.5 | 8.1 | 2.32 | 61 | 45 | 213310731
TEMPSTAR | N4H7T36*K*AAA* | EA*4X37L21A* | *80CSU0802120A* | 35600 | 36000 | 16 | 12 | 8.1 | 2.16 | 62 | 49 | 207868266
MARATHERM | N4H7T36*K*AAA* | EA*4X37L21A* | *80CSU0802120A* | 35600 | 36000 | 16 | 12 | 8.1 | 2.16 | 62 | 49 | 207868265
KENMORE | N4H7T36*K*AAA* | EA*4X37L21A* | *80CSU0802120A* | 35600 | 36000 | 16 | 12 | 8.1 | 2.16 | 62 | 49 | 207868264
KEEPRITE | N4H7T36*K*AAA* | EA*4X37L21A* | *80CSU0802120A* | 35600 | 36000 | 16 | 12 | 8.1 | 2.16 | 62 | 49 | 207868263
ACIQ | N4H7T36*K*AAA* | EA*4X37L21A* | *80CSU0802120A* | 35600 | 36000 | 16 | 12 | 8.1 | 2.16 | 62 | 49 | 213063705
HEIL | N4H7T36*K*AAA* | EA*4X37L21A* | *80CSU0802120A* | 35600 | 36000 | 16 | 12 | 8.1 | 2.16 | 62 | 49 | 207868262
COMFORTMAKER | N4H7T36*K*AAA* | EA*4X37L21A* | *80CSU0802120A* | 35600 | 36000 | 16 | 12 | 8.1 | 2.16 | 62 | 49 | 207868260
DAY & NIGHT | N4H7T36*K*AAA* | EA*4X37L21A* | *80CSU0802120A* | 35600 | 36000 | 16 | 12 | 8.1 | 2.16 | 62 | 49 | 207868261
ARCOAIRE | N4H7T36*K*AAA* | EA*4X37L21A* | *80CSU0802120A* | 35600 | 36000 | 16 | 12 | 8.1 | 2.16 | 62 | 49 | 207868259
AIRQUEST | N4H7T36*K*AAA* | EA*4X37L21A* | *80CSU0802120A* | 35600 | 36000 | 16 | 12 | 8.1 | 2.16 | 62 | 49 | 207868258
BRYANT HEATING AND COOLING SYSTEMS | GH7TAN436**AA* | CAP**3721AL* | 926TB48080V17*** | 34800 | 35400 | 15.5 | 12 | 8.1 | 2.12 | 61 | 49 | 207868688
CARRIER | GH7TAN436**AA* | CAP**3721AL* | 59TP6B080V17**16 | 34800 | 35400 | 15.5 | 12 | 8.1 | 2.12 | 61 | 49 | 207868689
CARRIER | GH7TAN436**AA* | CAP**4321AL* | 59TP6B080V17**16 | 35000 | 35400 | 15.5 | 12 | 8.1 | 2.12 | 61 | 49 | 207869648
BRYANT HEATING AND COOLING SYSTEMS | GH7TAN436**AA* | CAP**4321AL* | 926TB48080V17*** | 35000 | 35400 | 15.5 | 12 | 8.1 | 2.12 | 61 | 49 | 207869647
CARRIER | GH7TAN436**AA* | CAP**4321AL* | 59TP6B060V17**14 | 35000 | 36000 | 15.5 | 11.7 | 8.1 | 2.1 | 62 | 49 | 207869633
BRYANT HEATING AND COOLING SYSTEMS | GH7TAN436**AA* | CAP**4321AL* | 926TB42060V17*** | 35000 | 36000 | 15.5 | 11.7 | 8.1 | 2.1 | 62 | 49 | 207869632
CARRIER | GH7TAN436**AA* | CAP**4321AL* | 58CU*A080C21**20 | 35600 | 35800 | 16 | 12 | 8.1 | 2.16 | 62 | 49 | 207869258
BRYANT HEATING AND COOLING SYSTEMS | GH7TAN436**AA* | CAP**4321AL* | 83*CA60080C21*** | 35600 | 35800 | 16 | 12 | 8.1 | 2.16 | 62 | 49 | 207869257
CARRIER | GH7TAN436**AA* | FV4CN(B,F)005L |  | 35200 | 35000 | 16.5 | 12.5 | 8.1 | 2.18 | 61 | 48 | 207871376
BRYANT HEATING AND COOLING SYSTEMS | GH7TAN436**AA* | FV4CN(B,F)005L |  | 35200 | 35000 | 16.5 | 12.5 | 8.1 | 2.18 | 61 | 48 | 207871375
CARRIER | GH7TAN436**AA* | CAP**4321AL* | GG96VTAA42060B | 35000 | 36000 | 15.5 | 11.7 | 8.1 | 2.1 | 62 | 49 | 211338179
BRYANT HEATING AND COOLING SYSTEMS | GH7TAN436**AA* | CAP**3721AL* | 83*CA60080C21*** | 35600 | 36000 | 16 | 12 | 8.1 | 2.16 | 62 | 49 | 207868256
CARRIER | GH7TAN436**AA* | CAP**3721AL* | 58CU*A080C21**20 | 35600 | 36000 | 16 | 12 | 8.1 | 2.16 | 62 | 49 | 207868257
BRYANT HEATING AND COOLING SYSTEMS | GH7TAN460**AA* | PF4TNBD60L* |  | 56000 | 58000 | 16.5 | 12.5 | 8.1 | 2.38 | 64 | 51 | 213310688
BRYANT HEATING AND COOLING SYSTEMS | 227TAN036**AA* | F54AA*B36L* |  | 34400 | 35400 | 15.2 | 11.7 | 8.1 | 2.18 | 62 | 51 | 213310381
BRYANT HEATING AND COOLING SYSTEMS | 227TAN036**AA* | CAP**4321AL* | 926SB60080V21*** | 34400 | 35200 | 16 | 12 | 8.1 | 2.22 | 62 | 50 | 213173785
BRYANT HEATING AND COOLING SYSTEMS | 227TAN036**AA* | CAP**4321AL* | 987MB60080C21*** | 35400 | 36000 | 16 | 11.7 | 8.1 | 2.14 | 62 | 49 | 207876953
BRYANT HEATING AND COOLING SYSTEMS | 227TAN036**AA* | CAP**3721AL* | 986TC60080C21*** | 35400 | 36000 | 16 | 11.7 | 8.1 | 2.14 | 62 | 49 | 207876343
BRYANT HEATING AND COOLING SYSTEMS | 227TAN036**AA* | CAP**4321AL* | 83*CA60080C21*** | 35600 | 35800 | 16 | 12 | 8.1 | 2.16 | 62 | 49 | 207869256
BRYANT HEATING AND COOLING SYSTEMS | 227TAN036**AA* | CAP**3721AL* | 83*CA60080C21*** | 35600 | 36000 | 16 | 12 | 8.1 | 2.16 | 62 | 49 | 207868255
BRYANT HEATING AND COOLING SYSTEMS | 227TAN036**AA* | CAP**3721AL* | 926SB60080V21*** | 34400 | 35200 | 15.5 | 12 | 8.1 | 2.22 | 62 | 50 | 213173034
BRYANT HEATING AND COOLING SYSTEMS | 227TAN036**AA* | CAP**3721AL* | 926TC60080V21*** | 34400 | 35200 | 15.5 | 12 | 8.1 | 2.22 | 62 | 50 | 213172946
BRYANT HEATING AND COOLING SYSTEMS | 227TAN036**AA* | CAP**3721AL* | 926TC48080V17*** | 34200 | 35200 | 15.5 | 11.7 | 8.1 | 2.2 | 62 | 51 | 213172928
BRYANT HEATING AND COOLING SYSTEMS | 227TAN036**AA* | CAP**3721AL* | 926TC48060V17*** | 34000 | 35000 | 15.5 | 11.7 | 8.1 | 2.2 | 62 | 51 | 213172908
BRYANT HEATING AND COOLING SYSTEMS | 227TAN036**AA* | CAP**4824AL* | 82*TB66110V21*** | 34000 | 35000 | 16 | 11.7 | 8.1 | 2.24 | 62 | 50 | 213174109
BRYANT HEATING AND COOLING SYSTEMS | 227TAN036**AA* | CAP**3721AL* | 82*SB60090V21*** | 34400 | 35200 | 16 | 12 | 8.1 | 2.22 | 62 | 51 | 213172864
BRYANT HEATING AND COOLING SYSTEMS | 227TAN036**AA* | CAP**3721AL* | 82*TB60090V21*** | 34400 | 35200 | 16 | 12 | 8.1 | 2.22 | 62 | 51 | 213172804
ECOTEMP | W4H7T36*K*AAA* | WBGL364BC |  | 33200 | 34600 | 15.2 | 11.7 | 8.1 | 2.16 | 61 | 50 | 213280615
GRANDAIRE | W4H7T36*K*AAA* | WBGL364BC |  | 33200 | 34600 | 15.2 | 11.7 | 8.1 | 2.16 | 61 | 50 | 213280614
TEMPSTAR | N4H7T36*K*AAA* | F5MA4*36L*B* |  | 34400 | 35400 | 15.2 | 11.7 | 8.1 | 2.18 | 62 | 51 | 213310392
MARATHERM | N4H7T36*K*AAA* | F5MA4*36L*B* |  | 34400 | 35400 | 15.2 | 11.7 | 8.1 | 2.18 | 62 | 51 | 213310391
DAY & NIGHT | N4H7T36*K*AAA* | F5MA4*36L*B* |  | 34400 | 35400 | 15.2 | 11.7 | 8.1 | 2.18 | 62 | 51 | 213310388
KEEPRITE | N4H7T36*K*AAA* | F5MA4*36L*B* |  | 34400 | 35400 | 15.2 | 11.7 | 8.1 | 2.18 | 62 | 51 | 213310389
COMFORTMAKER | N4H7T36*K*AAA* | F5MA4*36L*B* |  | 34400 | 35400 | 15.2 | 11.7 | 8.1 | 2.18 | 62 | 51 | 213310387
ARCOAIRE | N4H7T36*K*AAA* | F5MA4*36L*B* |  | 34400 | 35400 | 15.2 | 11.7 | 8.1 | 2.18 | 62 | 51 | 213310386
KENMORE | N4H7T36*K*AAA* | F5MA4*36L*B* |  | 34400 | 35400 | 15.2 | 11.7 | 8.1 | 2.18 | 62 | 51 | 213310390
HEIL | N4H7T36*K*AAA* | F5MA4*36L*B* |  | 34400 | 35400 | 15.2 | 11.7 | 8.1 | 2.18 | 62 | 51 | 213310384
AIRQUEST | N4H7T36*K*AAA* | F5MA4*36L*B* |  | 34400 | 35400 | 15.2 | 11.7 | 8.1 | 2.18 | 62 | 51 | 213310385
TEMPSTAR | N4H7T36*K*AAA* | FTMA4B36L0C* |  | 33200 | 34600 | 15.2 | 11.7 | 8.1 | 2.16 | 61 | 50 | 213280590
KEEPRITE | N4H7T36*K*AAA* | FTMA4B36L0C* |  | 33200 | 34600 | 15.2 | 11.7 | 8.1 | 2.16 | 61 | 50 | 213280587
DAY & NIGHT | N4H7T36*K*AAA* | FTMA4B36L0C* |  | 33200 | 34600 | 15.2 | 11.7 | 8.1 | 2.16 | 61 | 50 | 213280586
KENMORE | N4H7T36*K*AAA* | FTMA4B36L0C* |  | 33200 | 34600 | 15.2 | 11.7 | 8.1 | 2.16 | 61 | 50 | 213280588
COMFORTMAKER | N4H7T36*K*AAA* | FTMA4B36L0C* |  | 33200 | 34600 | 15.2 | 11.7 | 8.1 | 2.16 | 61 | 50 | 213280585
MARATHERM | N4H7T36*K*AAA* | FTMA4B36L0C* |  | 33200 | 34600 | 15.2 | 11.7 | 8.1 | 2.16 | 61 | 50 | 213280589
ARCOAIRE | N4H7T36*K*AAA* | FTMA4B36L0C* |  | 33200 | 34600 | 15.2 | 11.7 | 8.1 | 2.16 | 61 | 50 | 213280584
HEIL | N4H7T36*K*AAA* | FTMA4B36L0C* |  | 33200 | 34600 | 15.2 | 11.7 | 8.1 | 2.16 | 61 | 50 | 213280582
AIRQUEST | N4H7T36*K*AAA* | FTMA4B36L0C* |  | 33200 | 34600 | 15.2 | 11.7 | 8.1 | 2.16 | 61 | 50 | 213280583
BRYANT HEATING AND COOLING SYSTEMS | 227TAN036**AA* | CAP**3721AL* | 987MB60080C21*** | 35400 | 36000 | 16 | 11.7 | 8.1 | 2.14 | 62 | 49 | 207876329
BRYANT HEATING AND COOLING SYSTEMS | 227TAN036**AA* | FV4CN(B,F)005L |  | 35200 | 35000 | 16.5 | 12.5 | 8.1 | 2.18 | 61 | 48 | 207871374
BRYANT HEATING AND COOLING SYSTEMS | 227TAN036**AA* | CAP**4824AL* | 986TC60080C21*** | 34800 | 35600 | 16 | 11.7 | 8.1 | 2.14 | 61 | 49 | 207870522
BRYANT HEATING AND COOLING SYSTEMS | 227TAN036**AA* | CAP**4824AL* | 987MB60080C21*** | 34800 | 35600 | 16 | 11.7 | 8.1 | 2.14 | 61 | 49 | 207870452
1HVAC | N4H7T36*K*AAA* | EA*4X43L21A* | *96CTN0802120A* | 35400 | 36000 | 16 | 11.7 | 8.1 | 2.14 | 62 | 49 | 208816161
1HVAC | N4H7T36*K*AAA* | EA*4X43L21A* | *97CMN0802120A* | 35400 | 36000 | 16 | 11.7 | 8.1 | 2.14 | 62 | 49 | 208816158
1HVAC | N4H7T36*K*AAA* | EA*4X37L21A* | *96CTN0802120A* | 35400 | 36000 | 16 | 11.7 | 8.1 | 2.14 | 62 | 49 | 208816115
1HVAC | N4H7T36*K*AAA* | EA*4X37L21A* | *97CMN0802120A* | 35400 | 36000 | 16 | 11.7 | 8.1 | 2.14 | 62 | 49 | 208816114
1HVAC | N4H7T36*K*AAA* | EA*4X48L24A* | *96CTN0802120A* | 34800 | 35600 | 16 | 11.7 | 8.1 | 2.14 | 61 | 49 | 208815732
1HVAC | N4H7T36*K*AAA* | EA*4X48L24A* | *97CMN0802120A* | 34800 | 35600 | 16 | 11.7 | 8.1 | 2.14 | 61 | 49 | 208815727
BRYANT HEATING AND COOLING SYSTEMS | 227TAN036**AA* | CAP**4321AL* | 926TC66100V21*** | 34600 | 35200 | 16 | 12 | 8.1 | 2.24 | 62 | 50 | 213173733
BRYANT HEATING AND COOLING SYSTEMS | 227TAN036**AA* | CAP**4321AL* | 926TC60080V21*** | 34400 | 35200 | 16 | 12 | 8.1 | 2.22 | 62 | 50 | 213173697
BRYANT HEATING AND COOLING SYSTEMS | 227TAN036**AA* | CAP**4321AL* | 926TC48080V17*** | 34400 | 35200 | 15.5 | 11.7 | 8.1 | 2.22 | 62 | 51 | 213173679
BRYANT HEATING AND COOLING SYSTEMS | 227TAN036**AA* | CAP**4321AL* | 926TC48060V17*** | 34000 | 35000 | 15.5 | 11.7 | 8.1 | 2.2 | 62 | 51 | 213173659
BRYANT HEATING AND COOLING SYSTEMS | 227TAN036**AA* | CAP**4321AL* | 82*SB66110V21*** | 34400 | 35000 | 16 | 12 | 8.1 | 2.24 | 62 | 50 | 213173628
BRYANT HEATING AND COOLING SYSTEMS | 227TAN036**AA* | CAP**4321AL* | 82*SB60090V21*** | 34600 | 35200 | 16 | 12 | 8.1 | 2.24 | 62 | 51 | 213173615
BRYANT HEATING AND COOLING SYSTEMS | 227TAN036**AA* | CAP**4321AL* | 82*TB60090V21*** | 34600 | 35200 | 16 | 12 | 8.1 | 2.24 | 62 | 51 | 213173555
BRYANT HEATING AND COOLING SYSTEMS | 227TAN036**AA* | CAP**4321AL* | 986TC60080C21*** | 35400 | 36000 | 16 | 11.7 | 8.1 | 2.14 | 62 | 49 | 207876995
Breeze33 | 4HP17L30P-**A | EAC4X36B+TDR | 97G2UH045BV12 | 29800 | 28000 | 15.6 | 13 | 8.1 | 2.26 | 66 | 52 | 213859445
Breeze33 | 4HP17L30P-**A | EA(C;U)1P36B+TDR+TXV | 97G2UH045BV12 | 29800 | 28000 | 15.6 | 13 | 8.1 | 2.26 | 66 | 52 | 213859443
Breeze33 | 4HP17L18P-**A | EAC4X24B+TDR | 97G2UH070BV12 | 18000 | 17400 | 16.4 | 13.5 | 8.1 | 2.06 | 63 | 49 | 213859430
Breeze33 | 4HP17L18P-**A | EAH1P24B+TDR+TXV | 97G2UH070BV12 | 18000 | 18000 | 16.4 | 13.5 | 8.1 | 2.07 | 62 | 48 | 213859428
Breeze33 | 4HP17L36P-**A | EAD4X-48C+TDR | 97G2DF110CV20 | 35600 | 35800 | 15.8 | 12.5 | 8.6 | 2.08 | 66 | 53 | 213859555
Breeze33 | 4HP17L48P-**A | EA(C;U)1P49C+TDR+TXV | 97G2UH110CE20 | 47500 | 45000 | 15.2 | 12.5 | 8.1 | 2.24 | 69 | 56 | 213859383
Breeze33 | 4HP17L48P-**A | EA(C;U)1P48C+TDR+TXV | 97G2UH110CE20 | 46500 | 45000 | 15.2 | 12.5 | 8.1 | 2.18 | 67 | 54 | 213859382
Breeze33 | 4HP17L18P-**A | EAH1P24B+TDR+TXV | 97G2UH045BE12 | 18000 | 17800 | 16.4 | 13.5 | 8.1 | 2.04 | 62 | 48 | 213859316
Breeze33 | 4HP17L36P-**A | EAH1P51C+TDR+TXV | 97G2UH110CV20 | 36000 | 33600 | 16.2 | 13 | 8.1 | 2.18 | 66 | 52 | 213859472
Breeze33 | 4HP17L36P-**A | EAH1P51C+TDR+TXV | 97G2UH090CV20 | 36000 | 33800 | 16 | 13 | 8.1 | 2.16 | 66 | 53 | 213859468
ROYALTON | 4HP17L36P-**A | EAD4X-48C+TDR | 97G2DF090CV20 | 35600 | 35800 | 15.8 | 12.5 | 8.6 | 2.08 | 66 | 53 | 213859309
Breeze33 | 4HP17L48P-**A | EAH1P51C+TDR+TXV | 97G2UH090CV12 | 47000 | 45000 | 15.2 | 12.5 | 8.1 | 2.28 | 69 | 56 | 213859510
Breeze33 | 4HP17L48P-**A | EA(C;U)1P60C+TDR+TXV | 97G2UH090CV12 | 48000 | 46000 | 15.2 | 12.5 | 8.1 | 2.36 | 68 | 55 | 213859508
Breeze33 | 4HP17L36P-**A | EAH1P42B+TDR+TXV | 97G2UH045BV12 | 36000 | 34000 | 15.4 | 12.5 | 8.1 | 2.22 | 68 | 56 | 213859458
ROYALTON | 4HP17L24P-**A | EAD4X-30/36B+TDR | 97G2DF070BV16 | 23400 | 22600 | 15.4 | 12.5 | 8.1 | 1.98 | 65 | 51 | 213859304
ROYALTON | 4HP17L18P-**A | EAD4X-30/36B+TDR | 97G2DF070BV16 | 18000 | 18000 | 15.4 | 13 | 8.4 | 2.08 | 67 | 54 | 213859303
Breeze33 | 4HP17L18P-**A | EAD4X-30/36B+TDR | 97G2DF045BE12 | 18000 | 18000 | 16 | 13.5 | 8.3 | 1.96 | 64 | 50 | 213859403
ROYALTON | 4HP17L48P-**A | EAH1P60D+TDR+TXV | 97G2UH135DV20 | 48000 | 46000 | 15.2 | 12.5 | 8.1 | 2.18 | 67 | 53 | 213859291
ARMSTRONG AIR | 4SHP17LE118P-**A | EAD4X-30/36B+TDR | A97DF2E045B12 | 18000 | 18000 | 16 | 13.5 | 8.3 | 1.96 | 64 | 50 | 213857951
AIREASE | 4SHP22LX148P-**A | EAC4X60C+TDR | A97UH2E110C20 | 47500 | 45500 | 18 | 12 | 8.2 | 2.02 | 63 | 55 | 213858225
DUCANE | 4HP17L36P-**A | EAH1P42C+TDR+TXV | 97G2UH110CV20 | 36000 | 33600 | 16.2 | 13.5 | 8.1 | 2.2 | 67 | 54 | 213858222
CONCORD | 4HP17L18P-**A | EAD4X-30/36B+TDR | 97G2DF070BV16 | 18000 | 18000 | 15.4 | 13 | 8.4 | 2.08 | 67 | 54 | 213858568
DUCANE | 4HP17L36P-**A | EAH1P51C+TDR+TXV | 97G2UH110CV20 | 36000 | 33600 | 16.2 | 13 | 8.1 | 2.18 | 66 | 52 | 213858218
DUCANE | 4HP17L18P-**A | EAC4X24B+TDR | 97G2UH045BV12 | 18000 | 17400 | 16 | 13.5 | 8.1 | 2.03 | 63 | 49 | 213858111
DUCANE | 4HP17L36P-**A | EAH1P51C+TDR+TXV | 97G2UH090CV20 | 36000 | 33800 | 16 | 13 | 8.1 | 2.16 | 66 | 53 | 213858209
ARMSTRONG AIR | 4SHP22LX148P-**A | EA(C;U)1P60C+TDR+TXV | A97UH2E110C20 | 47500 | 45500 | 18 | 12 | 8.2 | 2.02 | 63 | 55 | 213857932
Breeze33 | 4HP17L36P-**A | EAH1P42C+TDR+TXV | 97G2UH090CV20 | 36000 | 33800 | 16 | 13 | 8.1 | 2.18 | 67 | 54 | 213859470
ROYALTON | 4HP17L36P-**A | EAD4X-48C+TDR | 97G2DF110CV20 | 35600 | 35800 | 15.8 | 12.5 | 8.6 | 2.08 | 66 | 53 | 213859310
Breeze33 | 4HP17L48P-**A | EAC4X49C+TDR | 97G2UH090CV12 | 47500 | 45000 | 15.2 | 12.5 | 8.1 | 2.22 | 68 | 56 | 213859512
Breeze33 | 4HP17L48P-**A | EA(C;U)1P49C+TDR+TXV | 97G2UH090CV12 | 47500 | 45000 | 15.2 | 12.5 | 8.1 | 2.22 | 68 | 56 | 213859507
Breeze33 | 4HP17L36P-**A | EAH1P42B+TDR+TXV | 97G2UH070BV12 | 36000 | 33800 | 15.6 | 13 | 8.1 | 2.26 | 69 | 56 | 213859462
Breeze33 | 4HP17L36P-**A | EAH1P42B+TDR+TXV | 97G2UH045BE12 | 36000 | 33400 | 15.8 | 13 | 8.1 | 2.24 | 68 | 56 | 213859354
Breeze33 | 4HP17L48P-**A | EAC4X60C+TDR | 97G2UH090CV12 | 48000 | 46000 | 15.2 | 12.5 | 8.1 | 2.36 | 68 | 55 | 213859514
Breeze33 | 4HP17L24P-**A | EAD4X-30/36B+TDR | 97G2DF045BE12 | 23600 | 22600 | 15.4 | 13 | 8.1 | 1.96 | 65 | 50 | 213859407
Breeze33 | 4HP17L48P-**A | EAC4X60C+TDR | 97G2UH110CE20 | 48000 | 46000 | 15.4 | 12.5 | 8.1 | 2.38 | 68 | 56 | 213859391
Breeze33 | 4HP17L48P-**A | EAC4X49C+TDR | 97G2UH110CE20 | 47500 | 45000 | 15.2 | 12.5 | 8.1 | 2.24 | 69 | 56 | 213859389
Breeze33 | 4HP17L48P-**A | EAC4X48C+TDR | 97G2UH110CE20 | 46500 | 45000 | 15.2 | 12.5 | 8.1 | 2.18 | 67 | 54 | 213859388
Breeze33 | 4HP17L48P-**A | EAH1P51C+TDR+TXV | 97G2UH110CE20 | 47000 | 45000 | 15.2 | 12.5 | 8.1 | 2.28 | 69 | 56 | 213859387
Breeze33 | 4HP17L18P-**A | EAC4X24B+TDR | 97G2UH045BV12 | 18000 | 17400 | 16 | 13.5 | 8.1 | 2.03 | 63 | 49 | 213859424
Breeze33 | 4HP17L30P-**A | EAH1P36C+TDR+TXV | 97G2UH110CV20 | 30000 | 29200 | 15.2 | 12.5 | 8.5 | 2.22 | 66 | 52 | 213859454
Breeze33 | 4HP17L30P-**A | EAH1P36C+TDR+TXV | 97G2UH090CV12 | 28800 | 28200 | 15.6 | 12.5 | 8.3 | 2.22 | 66 | 52 | 213859452
Breeze33 | 4HP17L48P-**A | EAH1P60D+TDR+TXV | 97G2UH135DV20 | 48000 | 46000 | 15.2 | 12.5 | 8.1 | 2.18 | 67 | 53 | 213859536
ROYALTON | 4HP17L18P-**A | EAH1P24B+TDR+TXV | 97G2UH045BE12 | 18000 | 17800 | 16.4 | 13.5 | 8.1 | 2.04 | 62 | 48 | 213859071
ALLIED | 4HP17L36P-**A | EAH1P51C+TDR+TXV | 97G2UH110CV20 | 36000 | 33600 | 16.2 | 13 | 8.1 | 2.18 | 66 | 52 | 213858982
ALLIED | 4HP17L48P-**A | EAH1P60D+TDR+TXV | 97G2UH135DV20 | 48000 | 46000 | 15.2 | 12.5 | 8.1 | 2.18 | 67 | 53 | 213859046
ALLIED | 4HP17L18P-**A | EAC4X24B+TDR | 97G2UH070BV12 | 18000 | 17400 | 16.4 | 13.5 | 8.1 | 2.06 | 63 | 49 | 213858940
ALLIED | 4HP17L18P-**A | EAH1P24B+TDR+TXV | 97G2UH070BV12 | 18000 | 18000 | 16.4 | 13.5 | 8.1 | 2.07 | 62 | 48 | 213858938
ALLIED | 4HP17L18P-**A | EA(C;U)1P24B+TDR+TXV | 97G2UH070BV12 | 18000 | 17400 | 16.4 | 13.5 | 8.1 | 2.06 | 63 | 49 | 213858936
ALLIED | 4HP17L18P-**A | EAC4X24B+TDR | 97G2UH045BV12 | 18000 | 17400 | 16 | 13.5 | 8.1 | 2.03 | 63 | 49 | 213858934
ARMSTRONG AIR | 4SHP17LE136P-**A | EAH1P42B+TDR+TXV | A97UH2E045B12 | 36000 | 33400 | 15.8 | 13 | 8.1 | 2.24 | 68 | 56 | 213857829
AIREASE | 4SHP17LE118P-**A | EAH1P24B+TDR+TXV | A97UH2E045B12 | 18000 | 17800 | 16.4 | 13.5 | 8.1 | 2.04 | 62 | 48 | 213857996
DUCANE | 4HP17L30P-**A | EAH1P36C+TDR+TXV | 97G2UH110CE20 | 29400 | 28800 | 15.6 | 12.5 | 8.5 | 2.24 | 65 | 51 | 213857937
DUCANE | 4HP17L36P-**A | EAH1P42B+TDR+TXV | 97G2UH070BV12 | 36000 | 33800 | 15.6 | 13 | 8.1 | 2.26 | 69 | 56 | 213858195
ARMSTRONG AIR | 4SHP22LX124P-**A | EAD4X-42B+TDR | A97DF2E045B12 | 24000 | 24000 | 19 | 13.3 | 9.1 | 1.86 | 64 | 65 | 213857986
DUCANE | 4HP17L30P-**A | EAC4X36B+TDR | 97G2UH045BV12 | 29800 | 28000 | 15.6 | 13 | 8.1 | 2.26 | 66 | 52 | 213858158
DUCANE | 4HP17L30P-**A | EA(C;U)1P36B+TDR+TXV | 97G2UH045BV12 | 29800 | 28000 | 15.6 | 13 | 8.1 | 2.26 | 66 | 52 | 213858153
Breeze33 | 4HP17L18P-**A | EAH1P24B+TDR+TXV | 97G2UH045BV12 | 18000 | 18000 | 16.4 | 13.5 | 8.1 | 2.03 | 62 | 48 | 213859422
Breeze33 | 4HP17L18P-**A | EA(C;U)1P24B+TDR+TXV | 97G2UH045BV12 | 18000 | 17400 | 16 | 13.5 | 8.1 | 2.03 | 63 | 49 | 213859420
Breeze33 | 4HP17L30P-**A | EA(C;U)1P36B+TDR+TXV | 97G2UH070BV12 | 30000 | 28000 | 16 | 13 | 8.1 | 2.28 | 66 | 52 | 213859450
ALLIED | 4HP17L24P-**A | EAD4X-30/36B+TDR | 97G2DF045BE12 | 23600 | 22600 | 15.4 | 13 | 8.1 | 1.96 | 65 | 50 | 213858917
ALLIED | 4HP17L18P-**A | EAD4X-30/36B+TDR | 97G2DF045BE12 | 18000 | 18000 | 16 | 13.5 | 8.3 | 1.96 | 64 | 50 | 213858913
ALLIED | 4HP17L36P-**A | EAH1P42C+TDR+TXV | 97G2UH110CV20 | 36000 | 33600 | 16.2 | 13.5 | 8.1 | 2.2 | 67 | 54 | 213858984
ALLIED | 4HP17L48P-**A | EAC4X48C+TDR | 97G2UH110CE20 | 46500 | 45000 | 15.2 | 12.5 | 8.1 | 2.18 | 67 | 54 | 213858898
ALLIED | 4HP17L48P-**A | EAH1P51C+TDR+TXV | 97G2UH110CE20 | 47000 | 45000 | 15.2 | 12.5 | 8.1 | 2.28 | 69 | 56 | 213858897
ALLIED | 4HP17L48P-**A | EA(C;U)1P60C+TDR+TXV | 97G2UH110CE20 | 48000 | 46000 | 15.4 | 12.5 | 8.1 | 2.38 | 68 | 56 | 213858895
ROYALTON | 4HP17L36P-**A | EAH1P51C+TDR+TXV | 97G2UH090CV20 | 36000 | 33800 | 16 | 13 | 8.1 | 2.16 | 66 | 53 | 213859223
ROYALTON | 4HP17L30P-**A | EA(C;U)1P36B+TDR+TXV | 97G2UH070BV12 | 30000 | 28000 | 16 | 13 | 8.1 | 2.28 | 66 | 52 | 213859205
ROYALTON | 4HP17L30P-**A | EA(C;U)1P36B+TDR+TXV | 97G2UH045BV12 | 29800 | 28000 | 15.6 | 13 | 8.1 | 2.26 | 66 | 52 | 213859198
ROYALTON | 4HP17L48P-**A | EA(C;U)1P60C+TDR+TXV | 97G2UH110CE20 | 48000 | 46000 | 15.4 | 12.5 | 8.1 | 2.38 | 68 | 56 | 213859140
ROYALTON | 4HP17L48P-**A | EA(C;U)1P49C+TDR+TXV | 97G2UH110CE20 | 47500 | 45000 | 15.2 | 12.5 | 8.1 | 2.24 | 69 | 56 | 213859138
ROYALTON | 4HP17L48P-**A | EA(C;U)1P48C+TDR+TXV | 97G2UH110CE20 | 46500 | 45000 | 15.2 | 12.5 | 8.1 | 2.18 | 67 | 54 | 213859137
ALLIED | 4HP17L30P-**A | EAD4X-42B+TDR | 97G2DF045BE12 | 29400 | 29800 | 15.6 | 13 | 8.5 | 1.92 | 65 | 51 | 213858920
ALLIED | 4HP17L48P-**A | EAC4X49C+TDR | 97G2UH110CE20 | 47500 | 45000 | 15.2 | 12.5 | 8.1 | 2.24 | 69 | 56 | 213858899
ROYALTON | 4HP17L36P-**A | EAH1P42C+TDR+TXV | 97G2UH110CV20 | 36000 | 33600 | 16.2 | 13.5 | 8.1 | 2.2 | 67 | 54 | 213859229
ROYALTON | 4HP17L36P-**A | EAH1P51C+TDR+TXV | 97G2UH110CV20 | 36000 | 33600 | 16.2 | 13 | 8.1 | 2.18 | 66 | 52 | 213859227
ROYALTON | 4HP17L36P-**A | EAH1P42C+TDR+TXV | 97G2UH090CV20 | 36000 | 33800 | 16 | 13 | 8.1 | 2.18 | 67 | 54 | 213859225
ROYALTON | 4HP17L36P-**A | EAH1P42B+TDR+TXV | 97G2UH070BV12 | 36000 | 33800 | 15.6 | 13 | 8.1 | 2.26 | 69 | 56 | 213859217
ALLIED | 4HP17L36P-**A | EAH1P42C+TDR+TXV | 97G2UH090CV20 | 36000 | 33800 | 16 | 13 | 8.1 | 2.18 | 67 | 54 | 213858980
ALLIED | 4HP17L36P-**A | EAH1P42B+TDR+TXV | 97G2UH045BE12 | 36000 | 33400 | 15.8 | 13 | 8.1 | 2.24 | 68 | 56 | 213858864
ALLIED | 4HP17L18P-**A | EAH1P24B+TDR+TXV | 97G2UH045BV12 | 18000 | 18000 | 16.4 | 13.5 | 8.1 | 2.03 | 62 | 48 | 213858932
ALLIED | 4HP17L18P-**A | EA(C;U)1P24B+TDR+TXV | 97G2UH045BV12 | 18000 | 17400 | 16 | 13.5 | 8.1 | 2.03 | 63 | 49 | 213858930
ROYALTON | 4HP17L48P-**A | EAC4X60C+TDR | 97G2UH110CE20 | 48000 | 46000 | 15.4 | 12.5 | 8.1 | 2.38 | 68 | 56 | 213859146
ROYALTON | 4HP17L48P-**A | EAH1P51C+TDR+TXV | 97G2UH110CE20 | 47000 | 45000 | 15.2 | 12.5 | 8.1 | 2.28 | 69 | 56 | 213859142
ALLIED | 4HP17L30P-**A | EAC4X36B+TDR | 97G2UH045BE12 | 29400 | 27800 | 15.8 | 13 | 8.1 | 2.26 | 65 | 52 | 213858850
ALLIED | 4HP17L30P-**A | EAH1P36C+TDR+TXV | 97G2UH110CE20 | 29400 | 28800 | 15.6 | 12.5 | 8.5 | 2.24 | 65 | 51 | 213858848
ALLIED | 4HP17L30P-**A | EA(C;U)1P36B+TDR+TXV | 97G2UH045BE12 | 29400 | 27800 | 15.8 | 13 | 8.1 | 2.26 | 65 | 52 | 213858847
ROYALTON | 4HP17L18P-**A | EAD4X-30/36B+TDR | 97G2DF045BE12 | 18000 | 18000 | 16 | 13.5 | 8.3 | 1.96 | 64 | 50 | 213859158
ARMSTRONG AIR | 4SHP17LE130P-**A | EAD4X-42B+TDR | A97DF2E045B12 | 29400 | 29800 | 15.6 | 13 | 8.5 | 1.92 | 65 | 51 | 213857965
ARMSTRONG AIR | 4SHP17LE124P-**A | EAD4X-30/36B+TDR | A97DF2E045B12 | 23600 | 22600 | 15.4 | 13 | 8.1 | 1.96 | 65 | 50 | 213857959
DUCANE | 4HP17L36P-**A | EAH1P42B+TDR+TXV | 97G2UH045BV12 | 36000 | 34000 | 15.4 | 12.5 | 8.1 | 2.22 | 68 | 56 | 213858187
ARMSTRONG AIR | 4SHP17LE130P-**A | EAH1P36C+TDR+TXV | A97UH2E110C20 | 29400 | 28800 | 15.6 | 12.5 | 8.5 | 2.24 | 65 | 51 | 213857813
DUCANE | 4HP17L30P-**A | EAH1P36C+TDR+TXV | 97G2UH110CV20 | 30000 | 29200 | 15.2 | 12.5 | 8.5 | 2.22 | 66 | 52 | 213858178
DUCANE | 4HP17L30P-**A | EA(C;U)1P36B+TDR+TXV | 97G2UH070BV12 | 30000 | 28000 | 16 | 13 | 8.1 | 2.28 | 66 | 52 | 213858169
AIREASE | 4SHP22LX124P-**A | EAH1P30B+TDR+TXV | A97UH2E045B12 | 23800 | 22800 | 20 | 12.5 | 8.2 | 1.98 | 64 | 68 | 213858168
DUCANE | 4HP17L30P-**A | EAC4X36B+TDR | 97G2UH070BV12 | 30000 | 28000 | 16 | 13 | 8.1 | 2.28 | 66 | 52 | 213858167
AIREASE | 4SHP22LX124P-**A | EAC4X30B+TDR | A97UH2E045B12 | 24000 | 23600 | 19.5 | 12.5 | 8.5 | 1.94 | 61 | 69 | 213858166
AIREASE | 4SHP22LX124P-**A | EAC4X24B+TDR | A97UH2E045B12 | 24000 | 23800 | 20.5 | 13.5 | 8.5 | 1.9 | 62 | 66 | 213858165
AIREASE | 4SHP22LX124P-**A | EA(C;U)1P30B+TDR+TXV | A97UH2E045B12 | 24000 | 23600 | 19.5 | 12.5 | 8.5 | 1.94 | 61 | 69 | 213858163
ARMSTRONG AIR | 4SHP17LE130P-**A | EA(C;U)1P36B+TDR+TXV | A97UH2E045B12 | 29400 | 27800 | 15.8 | 13 | 8.1 | 2.26 | 65 | 52 | 213857812
ARMSTRONG AIR | 4SHP17LE136P-**A | EAD4X-48C+TDR | A97DF2E110C20 | 36000 | 35800 | 16 | 13 | 8.6 | 2.08 | 66 | 53 | 213857971
ROYALTON | 4HP17L36P-**A | EAH1P42B+TDR+TXV | 97G2UH045BE12 | 36000 | 33400 | 15.8 | 13 | 8.1 | 2.24 | 68 | 56 | 213859109
Breeze33 | 4HP17L36P-**A | EAD4X-48C+TDR | 97G2DF110CE20 | 36000 | 35800 | 16 | 13 | 8.6 | 2.08 | 66 | 53 | 213859413
AC PRO | 4HP17L18P-**A | EAD4X-30/36B+TDR | 97G2DF070BV16 | 18000 | 18000 | 15.4 | 13 | 8.4 | 2.08 | 67 | 54 | 213858813
ROYALTON | 4HP17L48P-**A | EAC4X49C+TDR | 97G2UH110CE20 | 47500 | 45000 | 15.2 | 12.5 | 8.1 | 2.24 | 69 | 56 | 213859144
ROYALTON | 4HP17L48P-**A | EAC4X48C+TDR | 97G2UH110CE20 | 46500 | 45000 | 15.2 | 12.5 | 8.1 | 2.18 | 67 | 54 | 213859143
ROYALTON | 4HP17L30P-**A | EAD4X-42B+TDR | 97G2DF045BE12 | 29400 | 29800 | 15.6 | 13 | 8.5 | 1.92 | 65 | 51 | 213859165
ROYALTON | 4HP17L24P-**A | EAD4X-30/36B+TDR | 97G2DF045BE12 | 23600 | 22600 | 15.4 | 13 | 8.1 | 1.96 | 65 | 50 | 213859162
ALLIED | 4HP17L48P-**A | EAC4X60C+TDR | 97G2UH110CE20 | 48000 | 46000 | 15.4 | 12.5 | 8.1 | 2.38 | 68 | 56 | 213858901
ALLIED | 4HP17L36P-**A | EAH1P51C+TDR+TXV | 97G2UH090CV20 | 36000 | 33800 | 16 | 13 | 8.1 | 2.16 | 66 | 53 | 213858978
ROYALTON | 4HP17L18P-**A | EA(C;U)1P24B+TDR+TXV | 97G2UH070BV12 | 18000 | 17400 | 16.4 | 13.5 | 8.1 | 2.06 | 63 | 49 | 213859181
ROYALTON | 4HP17L18P-**A | EAH1P24B+TDR+TXV | 97G2UH045BV12 | 18000 | 18000 | 16.4 | 13.5 | 8.1 | 2.03 | 62 | 48 | 213859177
ROYALTON | 4HP17L48P-**A | EAC4X60C+TDR | 97G2UH090CV12 | 48000 | 46000 | 15.2 | 12.5 | 8.1 | 2.36 | 68 | 55 | 213859269
ROYALTON | 4HP17L48P-**A | EAC4X49C+TDR | 97G2UH090CV12 | 47500 | 45000 | 15.2 | 12.5 | 8.1 | 2.22 | 68 | 56 | 213859267
ROYALTON | 4HP17L48P-**A | EAH1P51C+TDR+TXV | 97G2UH090CV12 | 47000 | 45000 | 15.2 | 12.5 | 8.1 | 2.28 | 69 | 56 | 213859265
ROYALTON | 4HP17L48P-**A | EA(C;U)1P60C+TDR+TXV | 97G2UH090CV12 | 48000 | 46000 | 15.2 | 12.5 | 8.1 | 2.36 | 68 | 55 | 213859263
ROYALTON | 4HP17L48P-**A | EA(C;U)1P49C+TDR+TXV | 97G2UH090CV12 | 47500 | 45000 | 15.2 | 12.5 | 8.1 | 2.22 | 68 | 56 | 213859262
ALLIED | 4HP17L36P-**A | EAH1P42B+TDR+TXV | 97G2UH045BV12 | 36000 | 34000 | 15.4 | 12.5 | 8.1 | 2.22 | 68 | 56 | 213858968
ALLIED | 4HP17L36P-**A | EAD4X-48C+TDR | 97G2DF090CV20 | 35600 | 35800 | 15.8 | 12.5 | 8.6 | 2.08 | 66 | 53 | 213859064
ALLIED | 4HP17L18P-**A | EAD4X-30/36B+TDR | 97G2DF070BV16 | 18000 | 18000 | 15.4 | 13 | 8.4 | 2.08 | 67 | 54 | 213859058
ROYALTON | 4HP17L30P-**A | EAC4X36B+TDR | 97G2UH045BE12 | 29400 | 27800 | 15.8 | 13 | 8.1 | 2.26 | 65 | 52 | 213859095
DUCANE | 4HP17L18P-**A | EAH1P24B+TDR+TXV | 97G2UH045BE12 | 18000 | 17800 | 16.4 | 13.5 | 8.1 | 2.04 | 62 | 48 | 213857895
ARMSTRONG AIR | 4SHP22LX124P-**A | EAH1P30B+TDR+TXV | A97UH2E045B12 | 23800 | 22800 | 20 | 12.5 | 8.2 | 1.98 | 64 | 68 | 213857882
ARMSTRONG AIR | 4SHP22LX124P-**A | EAC4X30B+TDR | A97UH2E045B12 | 24000 | 23600 | 19.5 | 12.5 | 8.5 | 1.94 | 61 | 69 | 213857881
ARMSTRONG AIR | 4SHP22LX124P-**A | EAC4X24B+TDR | A97UH2E045B12 | 24000 | 23800 | 20.5 | 13.5 | 8.5 | 1.9 | 62 | 66 | 213857880
ARMSTRONG AIR | 4SHP22LX124P-**A | EA(C;U)1P30B+TDR+TXV | A97UH2E045B12 | 24000 | 23600 | 19.5 | 12.5 | 8.5 | 1.94 | 61 | 69 | 213857879
ARMSTRONG AIR | 4SHP22LX124P-**A | EA(C;U)1P24B+TDR+TXV | A97UH2E045B12 | 24000 | 23800 | 20.5 | 13.5 | 8.5 | 1.9 | 62 | 66 | 213857878
AIREASE | 4SHP17LE130P-**A | EAD4X-42B+TDR | A97DF2E045B12 | 29400 | 29800 | 15.6 | 13 | 8.5 | 1.92 | 65 | 51 | 213858249
AIREASE | 4SHP17LE124P-**A | EAD4X-30/36B+TDR | A97DF2E045B12 | 23600 | 22600 | 15.4 | 13 | 8.1 | 1.96 | 65 | 50 | 213858244
DUCANE | 4HP17L48P-**A | EAC4X60C+TDR | 97G2UH110CE20 | 48000 | 46000 | 15.4 | 12.5 | 8.1 | 2.38 | 68 | 56 | 213858042
AIREASE | 4SHP17LE130P-**A | EAC4X36B+TDR | A97UH2E045B12 | 29400 | 27800 | 15.8 | 13 | 8.1 | 2.26 | 65 | 52 | 213858043
AIREASE | 4SHP17LE148P-**A | EA(C;U)1P60C+TDR+TXV | A97UH2E110C20 | 48000 | 46000 | 15.4 | 12.5 | 8.1 | 2.38 | 68 | 56 | 213858128
DUCANE | 4HP17L18P-**A | EAC4X24B+TDR | 97G2UH070BV12 | 18000 | 17400 | 16.4 | 13.5 | 8.1 | 2.06 | 63 | 49 | 213858125
AIREASE | 4SHP17LE148P-**A | EA(C;U)1P49C+TDR+TXV | A97UH2E110C20 | 47500 | 45000 | 15.2 | 12.5 | 8.1 | 2.24 | 69 | 56 | 213858124
AIREASE | 4SHP17LE148P-**A | EA(C;U)1P48C+TDR+TXV | A97UH2E110C20 | 46500 | 45000 | 15.2 | 12.5 | 8.1 | 2.18 | 67 | 54 | 213858122
ARMSTRONG AIR | 4SHP17LE148P-**A | EAC4X60C+TDR | A97UH2E110C20 | 48000 | 46000 | 15.4 | 12.5 | 8.1 | 2.38 | 68 | 56 | 213857866
ARMSTRONG AIR | 4SHP17LE148P-**A | EAC4X49C+TDR | A97UH2E110C20 | 47500 | 45000 | 15.2 | 12.5 | 8.1 | 2.24 | 69 | 56 | 213857864
ALLIED | 4HP17L48P-**A | EA(C;U)1P60C+TDR+TXV | 97G2UH090CV12 | 48000 | 46000 | 15.2 | 12.5 | 8.1 | 2.36 | 68 | 55 | 213859018
ALLIED | 4HP17L48P-**A | EA(C;U)1P49C+TDR+TXV | 97G2UH090CV12 | 47500 | 45000 | 15.2 | 12.5 | 8.1 | 2.22 | 68 | 56 | 213859017
ROYALTON | 4HP17L30P-**A | EA(C;U)1P36B+TDR+TXV | 97G2UH045BE12 | 29400 | 27800 | 15.8 | 13 | 8.1 | 2.26 | 65 | 52 | 213859092
ROYALTON | 4HP17L18P-**A | EAC4X24B+TDR | 97G2UH070BV12 | 18000 | 17400 | 16.4 | 13.5 | 8.1 | 2.06 | 63 | 49 | 213859185
ROYALTON | 4HP17L18P-**A | EAH1P24B+TDR+TXV | 97G2UH070BV12 | 18000 | 18000 | 16.4 | 13.5 | 8.1 | 2.07 | 62 | 48 | 213859183
ROYALTON | 4HP17L18P-**A | EAC4X24B+TDR | 97G2UH045BV12 | 18000 | 17400 | 16 | 13.5 | 8.1 | 2.03 | 63 | 49 | 213859179
ROYALTON | 4HP17L18P-**A | EA(C;U)1P24B+TDR+TXV | 97G2UH045BV12 | 18000 | 17400 | 16 | 13.5 | 8.1 | 2.03 | 63 | 49 | 213859175
ALLIED | 4HP17L36P-**A | EAH1P42B+TDR+TXV | 97G2UH070BV12 | 36000 | 33800 | 15.6 | 13 | 8.1 | 2.26 | 69 | 56 | 213858972
ALLIED | 4HP17L36P-**A | EAD4X-48C+TDR | 97G2DF110CV20 | 35600 | 35800 | 15.8 | 12.5 | 8.6 | 2.08 | 66 | 53 | 213859065
ALLIED | 4HP17L24P-**A | EAD4X-30/36B+TDR | 97G2DF070BV16 | 23400 | 22600 | 15.4 | 12.5 | 8.1 | 1.98 | 65 | 51 | 213859059
ALLIED | 4HP17L18P-**A | EAH1P24B+TDR+TXV | 97G2UH045BE12 | 18000 | 17800 | 16.4 | 13.5 | 8.1 | 2.04 | 62 | 48 | 213858826
ROYALTON | 4HP17L36P-**A | EAD4X-48C+TDR | 97G2DF110CE20 | 36000 | 35800 | 16 | 13 | 8.6 | 2.08 | 66 | 53 | 213859168
ROYALTON | 4HP17L30P-**A | EAC4X36B+TDR | 97G2UH070BV12 | 30000 | 28000 | 16 | 13 | 8.1 | 2.28 | 66 | 52 | 213859204
ROYALTON | 4HP17L30P-**A | EAC4X36B+TDR | 97G2UH045BV12 | 29800 | 28000 | 15.6 | 13 | 8.1 | 2.26 | 66 | 52 | 213859200
ALLIED | 4HP17L36P-**A | EAD4X-48C+TDR | 97G2DF110CE20 | 36000 | 35800 | 16 | 13 | 8.6 | 2.08 | 66 | 53 | 213858923
AC PRO | 4HP17L36P-**A | EAD4X-48C+TDR | 97G2DF110CV20 | 35600 | 35800 | 15.8 | 12.5 | 8.6 | 2.08 | 66 | 53 | 213858820
AC PRO | 4HP17L36P-**A | EAD4X-48C+TDR | 97G2DF090CV20 | 35600 | 35800 | 15.8 | 12.5 | 8.6 | 2.08 | 66 | 53 | 213858819
AC PRO | 4HP17L24P-**A | EAD4X-30/36B+TDR | 97G2DF070BV16 | 23400 | 22600 | 15.4 | 12.5 | 8.1 | 1.98 | 65 | 51 | 213858814
ALLIED | 4HP17L30P-**A | EAC4X36B+TDR | 97G2UH045BV12 | 29800 | 28000 | 15.6 | 13 | 8.1 | 2.26 | 66 | 52 | 213858955
ALLIED | 4HP17L30P-**A | EA(C;U)1P36B+TDR+TXV | 97G2UH045BV12 | 29800 | 28000 | 15.6 | 13 | 8.1 | 2.26 | 66 | 52 | 213858953
ALLIED | 4HP17L48P-**A | EAH1P51C+TDR+TXV | 97G2UH090CV12 | 47000 | 45000 | 15.2 | 12.5 | 8.1 | 2.28 | 69 | 56 | 213859020
ROYALTON | 4HP17L30P-**A | EAH1P36C+TDR+TXV | 97G2UH110CE20 | 29400 | 28800 | 15.6 | 12.5 | 8.5 | 2.24 | 65 | 51 | 213859093
ALLIED | 4HP17L48P-**A | EAC4X60C+TDR | 97G2UH090CV12 | 48000 | 46000 | 15.2 | 12.5 | 8.1 | 2.36 | 68 | 55 | 213859024
ARMSTRONG AIR | 4SHP17LE148P-**A | EAC4X48C+TDR | A97UH2E110C20 | 46500 | 45000 | 15.2 | 12.5 | 8.1 | 2.18 | 67 | 54 | 213857863
ARMSTRONG AIR | 4SHP17LE148P-**A | EAH1P51C+TDR+TXV | A97UH2E110C20 | 47000 | 45000 | 15.2 | 12.5 | 8.1 | 2.28 | 69 | 56 | 213857862
AIREASE | 4SHP17LE136P-**A | EAD4X-48C+TDR | A97DF2E110C20 | 36000 | 35800 | 16 | 13 | 8.6 | 2.08 | 66 | 53 | 213858255
DUCANE | 4HP17L48P-**A | EAC4X49C+TDR | 97G2UH090CV12 | 47500 | 45000 | 15.2 | 12.5 | 8.1 | 2.22 | 68 | 56 | 213858287
ARMSTRONG AIR | 4SHP17LE118P-**A | EAH1P24B+TDR+TXV | A97UH2E045B12 | 18000 | 17800 | 16.4 | 13.5 | 8.1 | 2.04 | 62 | 48 | 213857791
ARMSTRONG AIR | 4SHP17LE148P-**A | EA(C;U)1P49C+TDR+TXV | A97UH2E110C20 | 47500 | 45000 | 15.2 | 12.5 | 8.1 | 2.24 | 69 | 56 | 213857858
ARMSTRONG AIR | 4SHP17LE148P-**A | EA(C;U)1P48C+TDR+TXV | A97UH2E110C20 | 46500 | 45000 | 15.2 | 12.5 | 8.1 | 2.18 | 67 | 54 | 213857857
AIREASE | 4SHP17LE148P-**A | EAC4X49C+TDR | A97UH2E110C20 | 47500 | 45000 | 15.2 | 12.5 | 8.1 | 2.24 | 69 | 56 | 213858135
AIREASE | 4SHP17LE148P-**A | EAC4X48C+TDR | A97UH2E110C20 | 46500 | 45000 | 15.2 | 12.5 | 8.1 | 2.18 | 67 | 54 | 213858133
AIREASE | 4SHP17LE148P-**A | EAH1P51C+TDR+TXV | A97UH2E110C20 | 47000 | 45000 | 15.2 | 12.5 | 8.1 | 2.28 | 69 | 56 | 213858132
DUCANE | 4HP17L18P-**A | EAH1P24B+TDR+TXV | 97G2UH070BV12 | 18000 | 18000 | 16.4 | 13.5 | 8.1 | 2.07 | 62 | 48 | 213858120
DUCANE | 4HP17L18P-**A | EA(C;U)1P24B+TDR+TXV | 97G2UH070BV12 | 18000 | 17400 | 16.4 | 13.5 | 8.1 | 2.06 | 63 | 49 | 213858116
DUCANE | 4HP17L24P-**A | EAD4X-30/36B+TDR | 97G2DF045BE12 | 23600 | 22600 | 15.4 | 13 | 8.1 | 1.96 | 65 | 50 | 213858076
AIREASE | 4SHP17LE130P-**A | EAH1P36C+TDR+TXV | A97UH2E110C20 | 29400 | 28800 | 15.6 | 12.5 | 8.5 | 2.24 | 65 | 51 | 213858039
Breeze33 | 4HP17L36P-**A | EAH1P42C+TDR+TXV | 97G2UH110CV20 | 36000 | 33600 | 16.2 | 13.5 | 8.1 | 2.2 | 67 | 54 | 213859474
Breeze33 | 4HP17L30P-**A | EAC4X36B+TDR | 97G2UH070BV12 | 30000 | 28000 | 16 | 13 | 8.1 | 2.28 | 66 | 52 | 213859449
Breeze33 | 4HP17L18P-**A | EA(C;U)1P24B+TDR+TXV | 97G2UH070BV12 | 18000 | 17400 | 16.4 | 13.5 | 8.1 | 2.06 | 63 | 49 | 213859426
Breeze33 | 4HP17L30P-**A | EAC4X36B+TDR | 97G2UH045BE12 | 29400 | 27800 | 15.8 | 13 | 8.1 | 2.26 | 65 | 52 | 213859340
Breeze33 | 4HP17L30P-**A | EAH1P36C+TDR+TXV | 97G2UH110CE20 | 29400 | 28800 | 15.6 | 12.5 | 8.5 | 2.24 | 65 | 51 | 213859338
Breeze33 | 4HP17L36P-**A | EAD4X-48C+TDR | 97G2DF090CV20 | 35600 | 35800 | 15.8 | 12.5 | 8.6 | 2.08 | 66 | 53 | 213859554
Breeze33 | 4HP17L30P-**A | EA(C;U)1P36B+TDR+TXV | 97G2UH045BE12 | 29400 | 27800 | 15.8 | 13 | 8.1 | 2.26 | 65 | 52 | 213859337
Breeze33 | 4HP17L24P-**A | EAD4X-30/36B+TDR | 97G2DF070BV16 | 23400 | 22600 | 15.4 | 12.5 | 8.1 | 1.98 | 65 | 51 | 213859549
Breeze33 | 4HP17L18P-**A | EAD4X-30/36B+TDR | 97G2DF070BV16 | 18000 | 18000 | 15.4 | 13 | 8.4 | 2.08 | 67 | 54 | 213859548
Breeze33 | 4HP17L48P-**A | EA(C;U)1P60C+TDR+TXV | 97G2UH110CE20 | 48000 | 46000 | 15.4 | 12.5 | 8.1 | 2.38 | 68 | 56 | 213859385
DUCANE | 4HP17L48P-**A | EAC4X49C+TDR | 97G2UH110CE20 | 47500 | 45000 | 15.2 | 12.5 | 8.1 | 2.24 | 69 | 56 | 213858038
DUCANE | 4HP17L48P-**A | EAH1P51C+TDR+TXV | 97G2UH110CE20 | 47000 | 45000 | 15.2 | 12.5 | 8.1 | 2.28 | 69 | 56 | 213858034
AIREASE | 4SHP17LE136P-**A | EAH1P42B+TDR+TXV | A97UH2E045B12 | 36000 | 33400 | 15.8 | 13 | 8.1 | 2.24 | 68 | 56 | 213858069
DUCANE | 4HP17L18P-**A | EAD4X-30/36B+TDR | 97G2DF045BE12 | 18000 | 18000 | 16 | 13.5 | 8.3 | 1.96 | 64 | 50 | 213858068
AC PRO | 4HP17L30P-**A | EA(C;U)1P36B+TDR+TXV | 97G2UH045BE12 | 29400 | 27800 | 15.8 | 13 | 8.1 | 2.26 | 65 | 52 | 213858602
CONCORD | 4HP17L18P-**A | EAH1P24B+TDR+TXV | 97G2UH070BV12 | 18000 | 18000 | 16.4 | 13.5 | 8.1 | 2.07 | 62 | 48 | 213858448
DUCANE | 4HP17L48P-**A | EAH1P60D+TDR+TXV | 97G2UH135DV20 | 48000 | 46000 | 15.2 | 12.5 | 8.1 | 2.18 | 67 | 53 | 213858311
CONCORD | 4HP17L36P-**A | EAH1P42B+TDR+TXV | 97G2UH045BE12 | 36000 | 33400 | 15.8 | 13 | 8.1 | 2.24 | 68 | 56 | 213858374
AC PRO | 4HP17L48P-**A | EAH1P60D+TDR+TXV | 97G2UH135DV20 | 48000 | 46000 | 15.2 | 12.5 | 8.1 | 2.18 | 67 | 53 | 213858801
ALLIED | 4HP17L48P-**A | EAC4X49C+TDR | 97G2UH090CV12 | 47500 | 45000 | 15.2 | 12.5 | 8.1 | 2.22 | 68 | 56 | 213859022
ALLIED | 4HP17L30P-**A | EAH1P36C+TDR+TXV | 97G2UH110CV20 | 30000 | 29200 | 15.2 | 12.5 | 8.5 | 2.22 | 66 | 52 | 213858964
CONCORD | 4HP17L36P-**A | EAH1P42B+TDR+TXV | 97G2UH045BV12 | 36000 | 34000 | 15.4 | 12.5 | 8.1 | 2.22 | 68 | 56 | 213858478
AC PRO | 4HP17L18P-**A | EAD4X-30/36B+TDR | 97G2DF045BE12 | 18000 | 18000 | 16 | 13.5 | 8.3 | 1.96 | 64 | 50 | 213858668
AC PRO | 4HP17L48P-**A | EA(C;U)1P60C+TDR+TXV | 97G2UH090CV12 | 48000 | 46000 | 15.2 | 12.5 | 8.1 | 2.36 | 68 | 55 | 213858773
AC PRO | 4HP17L48P-**A | EA(C;U)1P49C+TDR+TXV | 97G2UH090CV12 | 47500 | 45000 | 15.2 | 12.5 | 8.1 | 2.22 | 68 | 56 | 213858772
AC PRO | 4HP17L48P-**A | EAC4X49C+TDR | 97G2UH110CE20 | 47500 | 45000 | 15.2 | 12.5 | 8.1 | 2.24 | 69 | 56 | 213858654
ROYALTON | 4HP17L30P-**A | EAH1P36C+TDR+TXV | 97G2UH110CV20 | 30000 | 29200 | 15.2 | 12.5 | 8.5 | 2.22 | 66 | 52 | 213859209
ROYALTON | 4HP17L30P-**A | EAH1P36C+TDR+TXV | 97G2UH090CV12 | 28800 | 28200 | 15.6 | 12.5 | 8.3 | 2.22 | 66 | 52 | 213859207
ALLIED | 4HP17L48P-**A | EA(C;U)1P49C+TDR+TXV | 97G2UH110CE20 | 47500 | 45000 | 15.2 | 12.5 | 8.1 | 2.24 | 69 | 56 | 213858893
ALLIED | 4HP17L48P-**A | EA(C;U)1P48C+TDR+TXV | 97G2UH110CE20 | 46500 | 45000 | 15.2 | 12.5 | 8.1 | 2.18 | 67 | 54 | 213858892
ALLIED | 4HP17L30P-**A | EAH1P36C+TDR+TXV | 97G2UH090CV12 | 28800 | 28200 | 15.6 | 12.5 | 8.3 | 2.22 | 66 | 52 | 213858962
ALLIED | 4HP17L30P-**A | EA(C;U)1P36B+TDR+TXV | 97G2UH070BV12 | 30000 | 28000 | 16 | 13 | 8.1 | 2.28 | 66 | 52 | 213858960
ALLIED | 4HP17L30P-**A | EAC4X36B+TDR | 97G2UH070BV12 | 30000 | 28000 | 16 | 13 | 8.1 | 2.28 | 66 | 52 | 213858959
AC PRO | 4HP17L18P-**A | EAH1P24B+TDR+TXV | 97G2UH045BE12 | 18000 | 17800 | 16.4 | 13.5 | 8.1 | 2.04 | 62 | 48 | 213858581
AC PRO | 4HP17L30P-**A | EAH1P36C+TDR+TXV | 97G2UH110CV20 | 30000 | 29200 | 15.2 | 12.5 | 8.5 | 2.22 | 66 | 52 | 213858719
AC PRO | 4HP17L30P-**A | EAH1P36C+TDR+TXV | 97G2UH090CV12 | 28800 | 28200 | 15.6 | 12.5 | 8.3 | 2.22 | 66 | 52 | 213858717
AC PRO | 4HP17L30P-**A | EA(C;U)1P36B+TDR+TXV | 97G2UH070BV12 | 30000 | 28000 | 16 | 13 | 8.1 | 2.28 | 66 | 52 | 213858715
AC PRO | 4HP17L30P-**A | EAC4X36B+TDR | 97G2UH070BV12 | 30000 | 28000 | 16 | 13 | 8.1 | 2.28 | 66 | 52 | 213858714
CONCORD | 4HP17L36P-**A | EAH1P51C+TDR+TXV | 97G2UH090CV20 | 36000 | 33800 | 16 | 13 | 8.1 | 2.16 | 66 | 53 | 213858488
CONCORD | 4HP17L36P-**A | EAH1P42B+TDR+TXV | 97G2UH070BV12 | 36000 | 33800 | 15.6 | 13 | 8.1 | 2.26 | 69 | 56 | 213858482
CONCORD | 4HP17L30P-**A | EAH1P36C+TDR+TXV | 97G2UH110CV20 | 30000 | 29200 | 15.2 | 12.5 | 8.5 | 2.22 | 66 | 52 | 213858474
AC PRO | 4HP17L24P-**A | EAD4X-30/36B+TDR | 97G2DF045BE12 | 23600 | 22600 | 15.4 | 13 | 8.1 | 1.96 | 65 | 50 | 213858672
AC PRO | 4HP17L48P-**A | EAC4X48C+TDR | 97G2UH110CE20 | 46500 | 45000 | 15.2 | 12.5 | 8.1 | 2.18 | 67 | 54 | 213858653
AC PRO | 4HP17L48P-**A | EAH1P51C+TDR+TXV | 97G2UH110CE20 | 47000 | 45000 | 15.2 | 12.5 | 8.1 | 2.28 | 69 | 56 | 213858652
AC PRO | 4HP17L48P-**A | EAC4X49C+TDR | 97G2UH090CV12 | 47500 | 45000 | 15.2 | 12.5 | 8.1 | 2.22 | 68 | 56 | 213858777
AC PRO | 4HP17L48P-**A | EA(C;U)1P49C+TDR+TXV | 97G2UH110CE20 | 47500 | 45000 | 15.2 | 12.5 | 8.1 | 2.24 | 69 | 56 | 213858648
AC PRO | 4HP17L48P-**A | EA(C;U)1P48C+TDR+TXV | 97G2UH110CE20 | 46500 | 45000 | 15.2 | 12.5 | 8.1 | 2.18 | 67 | 54 | 213858647
ROYALTON | 4HP17L36P-**A | EAH1P42B+TDR+TXV | 97G2UH045BV12 | 36000 | 34000 | 15.4 | 12.5 | 8.1 | 2.22 | 68 | 56 | 213859213
AC PRO | 4HP17L30P-**A | EAC4X36B+TDR | 97G2UH045BE12 | 29400 | 27800 | 15.8 | 13 | 8.1 | 2.26 | 65 | 52 | 213858605
CONCORD | 4HP17L18P-**A | EAD4X-30/36B+TDR | 97G2DF045BE12 | 18000 | 18000 | 16 | 13.5 | 8.3 | 1.96 | 64 | 50 | 213858423
AC PRO | 4HP17L48P-**A | EAH1P51C+TDR+TXV | 97G2UH090CV12 | 47000 | 45000 | 15.2 | 12.5 | 8.1 | 2.28 | 69 | 56 | 213858775
CONCORD | 4HP17L30P-**A | EAC4X36B+TDR | 97G2UH045BE12 | 29400 | 27800 | 15.8 | 13 | 8.1 | 2.26 | 65 | 52 | 213858360
CONCORD | 4HP17L30P-**A | EA(C;U)1P36B+TDR+TXV | 97G2UH045BE12 | 29400 | 27800 | 15.8 | 13 | 8.1 | 2.26 | 65 | 52 | 213858357
CONCORD | 4HP17L30P-**A | EAH1P36C+TDR+TXV | 97G2UH110CE20 | 29400 | 28800 | 15.6 | 12.5 | 8.5 | 2.24 | 65 | 51 | 213858358
AC PRO | 4HP17L48P-**A | EAC4X60C+TDR | 97G2UH110CE20 | 48000 | 46000 | 15.4 | 12.5 | 8.1 | 2.38 | 68 | 56 | 213858656
AC PRO | 4HP17L48P-**A | EA(C;U)1P60C+TDR+TXV | 97G2UH110CE20 | 48000 | 46000 | 15.4 | 12.5 | 8.1 | 2.38 | 68 | 56 | 213858650
CONCORD | 4HP17L18P-**A | EA(C;U)1P24B+TDR+TXV | 97G2UH045BV12 | 18000 | 17400 | 16 | 13.5 | 8.1 | 2.03 | 63 | 49 | 213858440
CONCORD | 4HP17L36P-**A | EAD4X-48C+TDR | 97G2DF110CE20 | 36000 | 35800 | 16 | 13 | 8.6 | 2.08 | 66 | 53 | 213858433
CONCORD | 4HP17L36P-**A | EAH1P51C+TDR+TXV | 97G2UH110CV20 | 36000 | 33600 | 16.2 | 13 | 8.1 | 2.18 | 66 | 52 | 213858492
AC PRO | 4HP17L30P-**A | EAD4X-42B+TDR | 97G2DF045BE12 | 29400 | 29800 | 15.6 | 13 | 8.5 | 1.92 | 65 | 51 | 213858675
CONCORD | 4HP17L48P-**A | EA(C;U)1P60C+TDR+TXV | 97G2UH110CE20 | 48000 | 46000 | 15.4 | 12.5 | 8.1 | 2.38 | 68 | 56 | 213858405
CONCORD | 4HP17L48P-**A | EA(C;U)1P49C+TDR+TXV | 97G2UH110CE20 | 47500 | 45000 | 15.2 | 12.5 | 8.1 | 2.24 | 69 | 56 | 213858403
CONCORD | 4HP17L48P-**A | EA(C;U)1P60C+TDR+TXV | 97G2UH090CV12 | 48000 | 46000 | 15.2 | 12.5 | 8.1 | 2.36 | 68 | 55 | 213858528
CONCORD | 4HP17L48P-**A | EA(C;U)1P49C+TDR+TXV | 97G2UH090CV12 | 47500 | 45000 | 15.2 | 12.5 | 8.1 | 2.22 | 68 | 56 | 213858527
CONCORD | 4HP17L36P-**A | EAH1P42C+TDR+TXV | 97G2UH110CV20 | 36000 | 33600 | 16.2 | 13.5 | 8.1 | 2.2 | 67 | 54 | 213858494
CONCORD | 4HP17L36P-**A | EAH1P42C+TDR+TXV | 97G2UH090CV20 | 36000 | 33800 | 16 | 13 | 8.1 | 2.18 | 67 | 54 | 213858490
AC PRO | 4HP17L36P-**A | EAD4X-48C+TDR | 97G2DF110CE20 | 36000 | 35800 | 16 | 13 | 8.6 | 2.08 | 66 | 53 | 213858678
CONCORD | 4HP17L48P-**A | EAC4X48C+TDR | 97G2UH110CE20 | 46500 | 45000 | 15.2 | 12.5 | 8.1 | 2.18 | 67 | 54 | 213858408
CONCORD | 4HP17L48P-**A | EAH1P51C+TDR+TXV | 97G2UH110CE20 | 47000 | 45000 | 15.2 | 12.5 | 8.1 | 2.28 | 69 | 56 | 213858407
CONCORD | 4HP17L48P-**A | EA(C;U)1P48C+TDR+TXV | 97G2UH110CE20 | 46500 | 45000 | 15.2 | 12.5 | 8.1 | 2.18 | 67 | 54 | 213858402
AC PRO | 4HP17L36P-**A | EAH1P51C+TDR+TXV | 97G2UH090CV20 | 36000 | 33800 | 16 | 13 | 8.1 | 2.16 | 66 | 53 | 213858733
CONCORD | 4HP17L30P-**A | EAC4X36B+TDR | 97G2UH070BV12 | 30000 | 28000 | 16 | 13 | 8.1 | 2.28 | 66 | 52 | 213858469
AC PRO | 4HP17L18P-**A | EAC4X24B+TDR | 97G2UH070BV12 | 18000 | 17400 | 16.4 | 13.5 | 8.1 | 2.06 | 63 | 49 | 213858695
AC PRO | 4HP17L18P-**A | EAH1P24B+TDR+TXV | 97G2UH070BV12 | 18000 | 18000 | 16.4 | 13.5 | 8.1 | 2.07 | 62 | 48 | 213858693
AC PRO | 4HP17L18P-**A | EA(C;U)1P24B+TDR+TXV | 97G2UH070BV12 | 18000 | 17400 | 16.4 | 13.5 | 8.1 | 2.06 | 63 | 49 | 213858691
AC PRO | 4HP17L18P-**A | EAC4X24B+TDR | 97G2UH045BV12 | 18000 | 17400 | 16 | 13.5 | 8.1 | 2.03 | 63 | 49 | 213858689
CONCORD | 4HP17L18P-**A | EAC4X24B+TDR | 97G2UH070BV12 | 18000 | 17400 | 16.4 | 13.5 | 8.1 | 2.06 | 63 | 49 | 213858450
AC PRO | 4HP17L18P-**A | EAH1P24B+TDR+TXV | 97G2UH045BV12 | 18000 | 18000 | 16.4 | 13.5 | 8.1 | 2.03 | 62 | 48 | 213858687
AC PRO | 4HP17L18P-**A | EA(C;U)1P24B+TDR+TXV | 97G2UH045BV12 | 18000 | 17400 | 16 | 13.5 | 8.1 | 2.03 | 63 | 49 | 213858685
CONCORD | 4HP17L18P-**A | EAH1P24B+TDR+TXV | 97G2UH045BE12 | 18000 | 17800 | 16.4 | 13.5 | 8.1 | 2.04 | 62 | 48 | 213858336
AC PRO | 4HP17L48P-**A | EAC4X60C+TDR | 97G2UH090CV12 | 48000 | 46000 | 15.2 | 12.5 | 8.1 | 2.36 | 68 | 55 | 213858779
DUCANE | 4HP17L36P-**A | EAD4X-48C+TDR | 97G2DF110CV20 | 35600 | 35800 | 15.8 | 12.5 | 8.6 | 2.08 | 66 | 53 | 213858330
DUCANE | 4HP17L36P-**A | EAD4X-48C+TDR | 97G2DF090CV20 | 35600 | 35800 | 15.8 | 12.5 | 8.6 | 2.08 | 66 | 53 | 213858329
CONCORD | 4HP17L48P-**A | EAC4X60C+TDR | 97G2UH090CV12 | 48000 | 46000 | 15.2 | 12.5 | 8.1 | 2.36 | 68 | 55 | 213858534
CONCORD | 4HP17L48P-**A | EAH1P51C+TDR+TXV | 97G2UH090CV12 | 47000 | 45000 | 15.2 | 12.5 | 8.1 | 2.28 | 69 | 56 | 213858530
AC PRO | 4HP17L30P-**A | EA(C;U)1P36B+TDR+TXV | 97G2UH045BV12 | 29800 | 28000 | 15.6 | 13 | 8.1 | 2.26 | 66 | 52 | 213858708
CONCORD | 4HP17L48P-**A | EAC4X60C+TDR | 97G2UH110CE20 | 48000 | 46000 | 15.4 | 12.5 | 8.1 | 2.38 | 68 | 56 | 213858411
CONCORD | 4HP17L48P-**A | EAC4X49C+TDR | 97G2UH110CE20 | 47500 | 45000 | 15.2 | 12.5 | 8.1 | 2.24 | 69 | 56 | 213858409
AC PRO | 4HP17L36P-**A | EAH1P42B+TDR+TXV | 97G2UH045BV12 | 36000 | 34000 | 15.4 | 12.5 | 8.1 | 2.22 | 68 | 56 | 213858723
DUCANE | 4HP17L48P-**A | EA(C;U)1P60C+TDR+TXV | 97G2UH110CE20 | 48000 | 46000 | 15.4 | 12.5 | 8.1 | 2.38 | 68 | 56 | 213858030
DUCANE | 4HP17L30P-**A | EAD4X-42B+TDR | 97G2DF045BE12 | 29400 | 29800 | 15.6 | 13 | 8.5 | 1.92 | 65 | 51 | 213858082
AC PRO | 4HP17L30P-**A | EAH1P36C+TDR+TXV | 97G2UH110CE20 | 29400 | 28800 | 15.6 | 12.5 | 8.5 | 2.24 | 65 | 51 | 213858603
CONCORD | 4HP17L18P-**A | EA(C;U)1P24B+TDR+TXV | 97G2UH070BV12 | 18000 | 17400 | 16.4 | 13.5 | 8.1 | 2.06 | 63 | 49 | 213858446
Breeze33 | 4HP17L30P-**A | EAD4X-42B+TDR | 97G2DF045BE12 | 29400 | 29800 | 15.6 | 13 | 8.5 | 1.92 | 65 | 51 | 213859410
DUCANE | 4HP17L48P-**A | EAC4X48C+TDR | 97G2UH110CE20 | 46500 | 45000 | 15.2 | 12.5 | 8.1 | 2.18 | 67 | 54 | 213858036
AIREASE | 4SHP17LE130P-**A | EA(C;U)1P36B+TDR+TXV | A97UH2E045B12 | 29400 | 27800 | 15.8 | 13 | 8.1 | 2.26 | 65 | 52 | 213858037
DUCANE | 4HP17L30P-**A | EAH1P36C+TDR+TXV | 97G2UH090CV12 | 28800 | 28200 | 15.6 | 12.5 | 8.3 | 2.22 | 66 | 52 | 213858173
ARMSTRONG AIR | 4SHP17LE130P-**A | EAC4X36B+TDR | A97UH2E045B12 | 29400 | 27800 | 15.8 | 13 | 8.1 | 2.26 | 65 | 52 | 213857815
DUCANE | 4HP17L30P-**A | EA(C;U)1P36B+TDR+TXV | 97G2UH045BE12 | 29400 | 27800 | 15.8 | 13 | 8.1 | 2.26 | 65 | 52 | 213857935
ARMSTRONG AIR | 4SHP22LX148P-**A | EAC4X60C+TDR | A97UH2E110C20 | 47500 | 45500 | 18 | 12 | 8.2 | 2.02 | 63 | 55 | 213857938
DUCANE | 4HP17L30P-**A | EAC4X36B+TDR | 97G2UH045BE12 | 29400 | 27800 | 15.8 | 13 | 8.1 | 2.26 | 65 | 52 | 213857941
ARMSTRONG AIR | 4SHP17LE148P-**A | EA(C;U)1P60C+TDR+TXV | A97UH2E110C20 | 48000 | 46000 | 15.4 | 12.5 | 8.1 | 2.38 | 68 | 56 | 213857860
DUCANE | 4HP17L48P-**A | EAH1P51C+TDR+TXV | 97G2UH090CV12 | 47000 | 45000 | 15.2 | 12.5 | 8.1 | 2.28 | 69 | 56 | 213858285
AIREASE | 4SHP17LE148P-**A | EAC4X60C+TDR | A97UH2E110C20 | 48000 | 46000 | 15.4 | 12.5 | 8.1 | 2.38 | 68 | 56 | 213858139
DUCANE | 4HP17L36P-**A | EAH1P42B+TDR+TXV | 97G2UH045BE12 | 36000 | 33400 | 15.8 | 13 | 8.1 | 2.24 | 68 | 56 | 213857968
DUCANE | 4HP17L18P-**A | EAD4X-30/36B+TDR | 97G2DF070BV16 | 18000 | 18000 | 15.4 | 13 | 8.4 | 2.08 | 67 | 54 | 213858323
AIREASE | 4SHP17LE118P-**A | EAD4X-30/36B+TDR | A97DF2E045B12 | 18000 | 18000 | 16 | 13.5 | 8.3 | 1.96 | 64 | 50 | 213858236
DUCANE | 4HP17L24P-**A | EAD4X-30/36B+TDR | 97G2DF070BV16 | 23400 | 22600 | 15.4 | 12.5 | 8.1 | 1.98 | 65 | 51 | 213858324
DUCANE | 4HP17L36P-**A | EAD4X-48C+TDR | 97G2DF110CE20 | 36000 | 35800 | 16 | 13 | 8.6 | 2.08 | 66 | 53 | 213858088
DUCANE | 4HP17L48P-**A | EA(C;U)1P49C+TDR+TXV | 97G2UH110CE20 | 47500 | 45000 | 15.2 | 12.5 | 8.1 | 2.24 | 69 | 56 | 213858026
DUCANE | 4HP17L18P-**A | EA(C;U)1P24B+TDR+TXV | 97G2UH045BV12 | 18000 | 17400 | 16 | 13.5 | 8.1 | 2.03 | 63 | 49 | 213858103
CONCORD | 4HP17L24P-**A | EAD4X-30/36B+TDR | 97G2DF070BV16 | 23400 | 22600 | 15.4 | 12.5 | 8.1 | 1.98 | 65 | 51 | 213858569
AIREASE | 4SHP22LX124P-**A | EA(C;U)1P24B+TDR+TXV | A97UH2E045B12 | 24000 | 23800 | 20.5 | 13.5 | 8.5 | 1.9 | 62 | 66 | 213858161
AC PRO | 4HP17L36P-**A | EAH1P42C+TDR+TXV | 97G2UH090CV20 | 36000 | 33800 | 16 | 13 | 8.1 | 2.18 | 67 | 54 | 213858735
DUCANE | 4HP17L36P-**A | EAH1P42C+TDR+TXV | 97G2UH090CV20 | 36000 | 33800 | 16 | 13 | 8.1 | 2.18 | 67 | 54 | 213858213
DUCANE | 4HP17L48P-**A | EA(C;U)1P49C+TDR+TXV | 97G2UH090CV12 | 47500 | 45000 | 15.2 | 12.5 | 8.1 | 2.22 | 68 | 56 | 213858282
DUCANE | 4HP17L48P-**A | EA(C;U)1P60C+TDR+TXV | 97G2UH090CV12 | 48000 | 46000 | 15.2 | 12.5 | 8.1 | 2.36 | 68 | 55 | 213858283
DUCANE | 4HP17L18P-**A | EAH1P24B+TDR+TXV | 97G2UH045BV12 | 18000 | 18000 | 16.4 | 13.5 | 8.1 | 2.03 | 62 | 48 | 213858107
AIREASE | 4SHP22LX148P-**A | EA(C;U)1P60C+TDR+TXV | A97UH2E110C20 | 47500 | 45500 | 18 | 12 | 8.2 | 2.02 | 63 | 55 | 213858219
DUCANE | 4HP17L48P-**A | EA(C;U)1P48C+TDR+TXV | 97G2UH110CE20 | 46500 | 45000 | 15.2 | 12.5 | 8.1 | 2.18 | 67 | 54 | 213858023
AIREASE | 4SHP22LX124P-**A | EAD4X-42B+TDR | A97DF2E045B12 | 24000 | 24000 | 19 | 13.3 | 9.1 | 1.86 | 64 | 65 | 213858268
CONCORD | 4HP17L36P-**A | EAD4X-48C+TDR | 97G2DF090CV20 | 35600 | 35800 | 15.8 | 12.5 | 8.6 | 2.08 | 66 | 53 | 213858574
CONCORD | 4HP17L36P-**A | EAD4X-48C+TDR | 97G2DF110CV20 | 35600 | 35800 | 15.8 | 12.5 | 8.6 | 2.08 | 66 | 53 | 213858575
CONCORD | 4HP17L30P-**A | EA(C;U)1P36B+TDR+TXV | 97G2UH045BV12 | 29800 | 28000 | 15.6 | 13 | 8.1 | 2.26 | 66 | 52 | 213858463
AC PRO | 4HP17L30P-**A | EAC4X36B+TDR | 97G2UH045BV12 | 29800 | 28000 | 15.6 | 13 | 8.1 | 2.26 | 66 | 52 | 213858710
CONCORD | 4HP17L48P-**A | EAC4X49C+TDR | 97G2UH090CV12 | 47500 | 45000 | 15.2 | 12.5 | 8.1 | 2.22 | 68 | 56 | 213858532
CONCORD | 4HP17L24P-**A | EAD4X-30/36B+TDR | 97G2DF045BE12 | 23600 | 22600 | 15.4 | 13 | 8.1 | 1.96 | 65 | 50 | 213858427
AC PRO | 4HP17L36P-**A | EAH1P42B+TDR+TXV | 97G2UH045BE12 | 36000 | 33400 | 15.8 | 13 | 8.1 | 2.24 | 68 | 56 | 213858619
AC PRO | 4HP17L36P-**A | EAH1P42B+TDR+TXV | 97G2UH070BV12 | 36000 | 33800 | 15.6 | 13 | 8.1 | 2.26 | 69 | 56 | 213858727
CONCORD | 4HP17L48P-**A | EAH1P60D+TDR+TXV | 97G2UH135DV20 | 48000 | 46000 | 15.2 | 12.5 | 8.1 | 2.18 | 67 | 53 | 213858556
CONCORD | 4HP17L30P-**A | EAC4X36B+TDR | 97G2UH045BV12 | 29800 | 28000 | 15.6 | 13 | 8.1 | 2.26 | 66 | 52 | 213858465
CONCORD | 4HP17L30P-**A | EA(C;U)1P36B+TDR+TXV | 97G2UH070BV12 | 30000 | 28000 | 16 | 13 | 8.1 | 2.28 | 66 | 52 | 213858470
CONCORD | 4HP17L30P-**A | EAD4X-42B+TDR | 97G2DF045BE12 | 29400 | 29800 | 15.6 | 13 | 8.5 | 1.92 | 65 | 51 | 213858430
DUCANE | 4HP17L48P-**A | EAC4X60C+TDR | 97G2UH090CV12 | 48000 | 46000 | 15.2 | 12.5 | 8.1 | 2.36 | 68 | 55 | 213858289
CONCORD | 4HP17L30P-**A | EAH1P36C+TDR+TXV | 97G2UH090CV12 | 28800 | 28200 | 15.6 | 12.5 | 8.3 | 2.22 | 66 | 52 | 213858472
AC PRO | 4HP17L36P-**A | EAH1P51C+TDR+TXV | 97G2UH110CV20 | 36000 | 33600 | 16.2 | 13 | 8.1 | 2.18 | 66 | 52 | 213858737
AC PRO | 4HP17L36P-**A | EAH1P42C+TDR+TXV | 97G2UH110CV20 | 36000 | 33600 | 16.2 | 13.5 | 8.1 | 2.2 | 67 | 54 | 213858739
CONCORD | 4HP17L18P-**A | EAH1P24B+TDR+TXV | 97G2UH045BV12 | 18000 | 18000 | 16.4 | 13.5 | 8.1 | 2.03 | 62 | 48 | 213858442
CONCORD | 4HP17L18P-**A | EAC4X24B+TDR | 97G2UH045BV12 | 18000 | 17400 | 16 | 13.5 | 8.1 | 2.03 | 63 | 49 | 213858444
AC PRO.COM | AOX430U-24HFN1-MR0 | AVBL-24HWFN1-MI3 |  | 24000 | 26000 | 16 | 10 | 8.5 | 2 | 81 | 69 | 213879460
TEMPSTAR | N4H7T24*K*AAA* | FVM4X24***L |  | 22600 | 23400 | 16.5 | 12.5 | 8.1 | 2.18 | 58 | 42 | 207867925
MARATHERM | N4H7T24*K*AAA* | FVM4X24***L |  | 22600 | 23400 | 16.5 | 12.5 | 8.1 | 2.18 | 58 | 42 | 207867924
KENMORE | N4H7T24*K*AAA* | FVM4X24***L |  | 22600 | 23400 | 16.5 | 12.5 | 8.1 | 2.18 | 58 | 42 | 207867923
KEEPRITE | N4H7T24*K*AAA* | FVM4X24***L |  | 22600 | 23400 | 16.5 | 12.5 | 8.1 | 2.18 | 58 | 42 | 207867922
HEIL | N4H7T24*K*AAA* | FVM4X24***L |  | 22600 | 23400 | 16.5 | 12.5 | 8.1 | 2.18 | 58 | 42 | 207867921
ACIQ | N4H7T24*K*AAA* | FVM4X24***L |  | 22600 | 23400 | 16.5 | 12.5 | 8.1 | 2.18 | 58 | 42 | 213080957
DAY & NIGHT | N4H7T24*K*AAA* | FVM4X24***L |  | 22600 | 23400 | 16.5 | 12.5 | 8.1 | 2.18 | 58 | 42 | 207867920
ARCOAIRE | N4H7T24*K*AAA* | FVM4X24***L |  | 22600 | 23400 | 16.5 | 12.5 | 8.1 | 2.18 | 58 | 42 | 207867918
COMFORTMAKER | N4H7T24*K*AAA* | FVM4X24***L |  | 22600 | 23400 | 16.5 | 12.5 | 8.1 | 2.18 | 58 | 42 | 207867919
AIRQUEST | N4H7T24*K*AAA* | FVM4X24***L |  | 22600 | 23400 | 16.5 | 12.5 | 8.1 | 2.18 | 58 | 42 | 207867917
WEATHERMAKER | PH7TAN424**AA* | FV4CNF002L |  | 22600 | 23400 | 16.5 | 12.5 | 8.1 | 2.18 | 58 | 42 | 211277222
BROCK | PH7TAN424**AA* | FV4CNF002L |  | 22600 | 23400 | 16.5 | 12.5 | 8.1 | 2.18 | 58 | 42 | 211277194
PAYNE HEATING AND COOLING | PH7TAN424**AA* | FV4CNF002L |  | 22600 | 23400 | 16.5 | 12.5 | 8.1 | 2.18 | 58 | 42 | 207867927
BRYANT HEATING AND COOLING SYSTEMS | PH7TAN424**AA* | FV4CNF002L |  | 22600 | 23400 | 16.5 | 12.5 | 8.1 | 2.18 | 58 | 42 | 207867926
CARRIER | GH7TAN424**AA* | FV4CNF002L |  | 22600 | 23400 | 16.5 | 12.5 | 8.1 | 2.18 | 58 | 42 | 207867916
BRYANT HEATING AND COOLING SYSTEMS | GH7TAN424**AA* | FV4CNF002L |  | 22600 | 23400 | 16.5 | 12.5 | 8.1 | 2.18 | 58 | 42 | 207867915
BRYANT HEATING AND COOLING SYSTEMS | 227TAN024**AA* | FV4CNF002L |  | 22600 | 23400 | 16.5 | 12.5 | 8.1 | 2.18 | 58 | 42 | 207867914
Ecoer | ESCA16H-60 | SNC48DPT* |  | 45000 | 55000 | 15.2 | 10 | 9.2 | 1.8 | 67 | 85 | 213880755
WESTINGHOUSE | WHM48SZA21S | DC61A44-245R |  | 42000 | 42000 | 15.55 | 11.4 | 8.55 | 1.94 | 74 | 82 | 213886028
WESTINGHOUSE | WHM36SZA21S | DC37A44-210L |  | 30000 | 30000 | 15.5 | 11.3 | 9.4 | 2.08 | 77 | 81 | 213886027
THERMAL ZONE | TZPLV482PA | MAC-60HWDN1-MN0 |  | 45000 | 55000 | 15.2 | 10 | 9.2 | 1.8 | 67 | 85 | 213885871
THERMAL ZONE | TZPLV362PA | MAC-36HWDN1-MN0 |  | 35000 | 39000 | 15.2 | 10 | 10 | 2 | 85 | 82 | 213885869
THERMAL ZONE | TZPLV362PA | MVB-36B23T4N1 |  | 36000 | 38000 | 15.5 | 10 | 8.6 | 1.85 | 72 | 83 | 213885868
THERMAL ZONE | TZPLV302PA | MAC-36HWDN1-MN0 |  | 30000 | 33000 | 15.5 | 10.5 | 9.7 | 1.85 | 68 | 82 | 213885867
THERMAL ZONE | TZPLV242PA | MAC-24HWDN1-MN0 |  | 24000 | 25000 | 16.5 | 10.7 | 9.5 | 1.95 | 84 | 80 | 213885866
THERMAL ZONE | TZPLV242PA | MVBM-24A18T3N1* |  | 24000 | 25000 | 16.1 | 10.7 | 9.8 | 2 | 90 | 80 | 213885873
ARCOAIRE | N4H7T24*K*AAA* | EA*4X25L17A* | *80VSL0451412B* | 22800 | 24000 | 16.5 | 12.5 | 8.1 | 2.32 | 60 | 44 | 213167803
AIRQUEST | N4H7T24*K*AAA* | EA*4X25L17A* | *80VSL0451412B* | 22800 | 24000 | 16.5 | 12.5 | 8.1 | 2.32 | 60 | 44 | 213167802
HEIL | N4H7T24*K*AAA* | EA*4X25L17A* | *80VSL0451412B* | 22800 | 24000 | 16.5 | 12.5 | 8.1 | 2.32 | 60 | 44 | 213167801
TEMPSTAR | N4H7T24*K*AAA* | EA*4X25L17A* | *80VTL0701716B* | 23000 | 24000 | 16.5 | 12.5 | 8.1 | 2.32 | 60 | 45 | 213167785
KENMORE | N4H7T24*K*AAA* | EA*4X25L17A* | *80VTL0701716B* | 23000 | 24000 | 16.5 | 12.5 | 8.1 | 2.32 | 60 | 45 | 213167784
KEEPRITE | N4H7T24*K*AAA* | EA*4X25L17A* | *80VTL0701716B* | 23000 | 24000 | 16.5 | 12.5 | 8.1 | 2.32 | 60 | 45 | 213167783
DAY & NIGHT | N4H7T24*K*AAA* | EA*4X25L17A* | *80VTL0701716B* | 23000 | 24000 | 16.5 | 12.5 | 8.1 | 2.32 | 60 | 45 | 213167782
COMFORTMAKER | N4H7T24*K*AAA* | EA*4X25L17A* | *80VTL0701716B* | 23000 | 24000 | 16.5 | 12.5 | 8.1 | 2.32 | 60 | 45 | 213167781
ARCOAIRE | N4H7T24*K*AAA* | EA*4X25L17A* | *80VTL0701716B* | 23000 | 24000 | 16.5 | 12.5 | 8.1 | 2.32 | 60 | 45 | 213167780
HEIL | N4H7T24*K*AAA* | EA*4X25L17A* | *80VTL0701716B* | 23000 | 24000 | 16.5 | 12.5 | 8.1 | 2.32 | 60 | 45 | 213167778
AIRQUEST | N4H7T24*K*AAA* | EA*4X25L17A* | *80VTL0701716B* | 23000 | 24000 | 16.5 | 12.5 | 8.1 | 2.32 | 60 | 45 | 213167779
TEMPSTAR | N4H7T24*K*AAA* | EA*4X25L17A* | *80VTL0451412B* | 22800 | 24000 | 16.5 | 12.5 | 8.1 | 2.32 | 60 | 44 | 213167757
KENMORE | N4H7T24*K*AAA* | EA*4X25L17A* | *80VTL0451412B* | 22800 | 24000 | 16.5 | 12.5 | 8.1 | 2.32 | 60 | 44 | 213167756
KEEPRITE | N4H7T24*K*AAA* | EA*4X25L17A* | *80VTL0451412B* | 22800 | 24000 | 16.5 | 12.5 | 8.1 | 2.32 | 60 | 44 | 213167755
DAY & NIGHT | N4H7T24*K*AAA* | EA*4X25L17A* | *80VTL0451412B* | 22800 | 24000 | 16.5 | 12.5 | 8.1 | 2.32 | 60 | 44 | 213167754
BRYANT HEATING AND COOLING SYSTEMS | 227TBN024**AA* | CAP**3721AL* | OVLAAB036098 | 23800 | 24400 | 16 | 12.5 | 8.1 | 2.22 | 59 | 43 | 213382399
BRYANT HEATING AND COOLING SYSTEMS | 227TAN060**AA* | F54AA*D60L* |  | 57000 | 60000 | 16 | 12 | 8.1 | 2.34 | 63 | 51 | 213310425
BRYANT HEATING AND COOLING SYSTEMS | 227TAN060**AA* | CAP**6121AL* | 926TC66100V21*** | 54500 | 57500 | 15.5 | 12 | 8.1 | 2.26 | 64 | 51 | 213179383
TEMPSTAR | N4H7T24*K*AAA* | EA*4X37L21A* | *96VTN1002122B* | 23200 | 24200 | 16.5 | 13 | 8.1 | 2.36 | 60 | 45 | 213169379
KENMORE | N4H7T24*K*AAA* | EA*4X37L21A* | *96VTN1002122B* | 23200 | 24200 | 16.5 | 13 | 8.1 | 2.36 | 60 | 45 | 213169378
MARATHERM | N4H7T24*K*AAA* | FTMA4B36L0C* |  | 23400 | 23800 | 17 | 12.5 | 8.1 | 2.32 | 61 | 45 | 213280543
KEEPRITE | N4H7T24*K*AAA* | EA*4X37L21A* | *96VTN1002122B* | 23200 | 24200 | 16.5 | 13 | 8.1 | 2.36 | 60 | 45 | 213169377
DAY & NIGHT | N4H7T24*K*AAA* | EA*4X37L21A* | *96VTN1002122B* | 23200 | 24200 | 16.5 | 13 | 8.1 | 2.36 | 60 | 45 | 213169376
KENMORE | N4H7T24*K*AAA* | FTMA4B36L0C* |  | 23400 | 23800 | 17 | 12.5 | 8.1 | 2.32 | 61 | 45 | 213280542
COMFORTMAKER | N4H7T24*K*AAA* | EA*4X37L21A* | *96VTN1002122B* | 23200 | 24200 | 16.5 | 13 | 8.1 | 2.36 | 60 | 45 | 213169375
KEEPRITE | N4H7T24*K*AAA* | FTMA4B36L0C* |  | 23400 | 23800 | 17 | 12.5 | 8.1 | 2.32 | 61 | 45 | 213280541
ARCOAIRE | N4H7T24*K*AAA* | EA*4X37L21A* | *96VTN1002122B* | 23200 | 24200 | 16.5 | 13 | 8.1 | 2.36 | 60 | 45 | 213169374
DAY & NIGHT | N4H7T24*K*AAA* | FTMA4B36L0C* |  | 23400 | 23800 | 17 | 12.5 | 8.1 | 2.32 | 61 | 45 | 213280540
AIRQUEST | N4H7T24*K*AAA* | EA*4X37L21A* | *96VTN1002122B* | 23200 | 24200 | 16.5 | 13 | 8.1 | 2.36 | 60 | 45 | 213169373
HEIL | N4H7T24*K*AAA* | EA*4X37L21A* | *96VTN1002122B* | 23200 | 24200 | 16.5 | 13 | 8.1 | 2.36 | 60 | 45 | 213169372
TEMPSTAR | N4H7T24*K*AAA* | EA*4X37L21A* | *96VTN1002120B* | 22800 | 24000 | 16.5 | 12.5 | 8.1 | 2.32 | 60 | 45 | 213169364
KENMORE | N4H7T24*K*AAA* | EA*4X37L21A* | *96VTN1002120B* | 22800 | 24000 | 16.5 | 12.5 | 8.1 | 2.32 | 60 | 45 | 213169363
KEEPRITE | N4H7T24*K*AAA* | EA*4X37L21A* | *96VTN1002120B* | 22800 | 24000 | 16.5 | 12.5 | 8.1 | 2.32 | 60 | 45 | 213169362
COMFORTMAKER | N4H7T24*K*AAA* | FTMA4B36L0C* |  | 23400 | 23800 | 17 | 12.5 | 8.1 | 2.32 | 61 | 45 | 213280539
ARCOAIRE | N4H7T24*K*AAA* | FTMA4B36L0C* |  | 23400 | 23800 | 17 | 12.5 | 8.1 | 2.32 | 61 | 45 | 213280538
AIRQUEST | N4H7T24*K*AAA* | FTMA4B36L0C* |  | 23400 | 23800 | 17 | 12.5 | 8.1 | 2.32 | 61 | 45 | 213280537
TEMPSTAR | N4H7T24*K*AAA* | EA*4X36L17A* | *80VSL0701716B* | 22400 | 23600 | 16 | 12 | 8.1 | 2.26 | 60 | 44 | 213168476
KENMORE | N4H7T24*K*AAA* | EA*4X36L17A* | *80VSL0701716B* | 22400 | 23600 | 16 | 12 | 8.1 | 2.26 | 60 | 44 | 213168475
KEEPRITE | N4H7T24*K*AAA* | EA*4X36L17A* | *80VSL0701716B* | 22400 | 23600 | 16 | 12 | 8.1 | 2.26 | 60 | 44 | 213168474
DAY & NIGHT | N4H7T24*K*AAA* | EA*4X36L17A* | *80VSL0701716B* | 22400 | 23600 | 16 | 12 | 8.1 | 2.26 | 60 | 44 | 213168473
COMFORTMAKER | N4H7T24*K*AAA* | EA*4X36L17A* | *80VSL0701716B* | 22400 | 23600 | 16 | 12 | 8.1 | 2.26 | 60 | 44 | 213168472
ARCOAIRE | N4H7T24*K*AAA* | EA*4X36L17A* | *80VSL0701716B* | 22400 | 23600 | 16 | 12 | 8.1 | 2.26 | 60 | 44 | 213168471
AIRQUEST | N4H7T24*K*AAA* | EA*4X36L17A* | *80VSL0701716B* | 22400 | 23600 | 16 | 12 | 8.1 | 2.26 | 60 | 44 | 213168470
HEIL | N4H7T24*K*AAA* | EA*4X36L17A* | *80VSL0701716B* | 22400 | 23600 | 16 | 12 | 8.1 | 2.26 | 60 | 44 | 213168469
BRYANT HEATING AND COOLING SYSTEMS | PH7TAN424**AA* | CAP**2414AL* | 82*SB36045V14*** | 22000 | 23600 | 15.5 | 12 | 8.1 | 2.24 | 60 | 44 | 213167395
WEATHERMAKER | PH7TAN424**AA* | CAP**2414AL* | PG80VTLB36070A** | 22200 | 23800 | 16 | 12 | 8.1 | 2.26 | 60 | 44 | 213167388
BROCK | PH7TAN424**AA* | CAP**2414AL* | PG80VTLB36070A** | 22200 | 23800 | 16 | 12 | 8.1 | 2.26 | 60 | 44 | 213167387
PAYNE HEATING AND COOLING | PH7TAN424**AA* | CAP**2414AL* | PG80VTLB36070A** | 22200 | 23800 | 16 | 12 | 8.1 | 2.26 | 60 | 44 | 213167386
BRYANT HEATING AND COOLING SYSTEMS | PH7TAN424**AA* | CAP**2414AL* | 82*TB36070V14*** | 22200 | 23800 | 16 | 12 | 8.1 | 2.26 | 60 | 44 | 213167385
WEATHERMAKER | PH7TAN424**AA* | CAP**2414AL* | PG80VTLB36045A** | 22000 | 23600 | 15.5 | 12 | 8.1 | 2.24 | 60 | 44 | 213167370
BROCK | PH7TAN424**AA* | CAP**2414AL* | PG80VTLB36045A** | 22000 | 23600 | 15.5 | 12 | 8.1 | 2.24 | 60 | 44 | 213167369
PAYNE HEATING AND COOLING | PH7TAN424**AA* | CAP**2414AL* | PG80VTLB36045A** | 22000 | 23600 | 15.5 | 12 | 8.1 | 2.24 | 60 | 44 | 213167368
BRYANT HEATING AND COOLING SYSTEMS | PH7TAN424**AA* | CAP**3617AL* | 82*SB48070V17*** | 22400 | 23600 | 16 | 12 | 8.1 | 2.26 | 60 | 44 | 213168468
KEEPRITE | N4H7T24*K*AAA* | EA*4X36L21A* | *80VTL0902120B* | 22400 | 23800 | 16 | 12.5 | 8.1 | 2.26 | 60 | 44 | 213168686
KENMORE | N4H7T24*K*AAA* | EA*4X36L21A* | *80VTL0902120B* | 22400 | 23800 | 16 | 12.5 | 8.1 | 2.26 | 60 | 44 | 213168687
TEMPSTAR | N4H7T24*K*AAA* | EA*4X36L21A* | *80VTL0902120B* | 22400 | 23800 | 16 | 12.5 | 8.1 | 2.26 | 60 | 44 | 213168688
HEIL | N4H7T24*K*AAA* | EA*4X36L21A* | *80VTL1102122B* | 22800 | 24000 | 16.5 | 12.5 | 8.1 | 2.28 | 60 | 44 | 213168697
AIRQUEST | N4H7T24*K*AAA* | EA*4X36L21A* | *80VTL1102122B* | 22800 | 24000 | 16.5 | 12.5 | 8.1 | 2.28 | 60 | 44 | 213168698
ARCOAIRE | N4H7T24*K*AAA* | EA*4X36L21A* | *80VTL1102122B* | 22800 | 24000 | 16.5 | 12.5 | 8.1 | 2.28 | 60 | 44 | 213168699
COMFORTMAKER | N4H7T24*K*AAA* | EA*4X36L21A* | *80VTL1102122B* | 22800 | 24000 | 16.5 | 12.5 | 8.1 | 2.28 | 60 | 44 | 213168700
DAY & NIGHT | N4H7T24*K*AAA* | EA*4X36L21A* | *80VTL1102122B* | 22800 | 24000 | 16.5 | 12.5 | 8.1 | 2.28 | 60 | 44 | 213168701
KEEPRITE | N4H7T24*K*AAA* | EA*4X36L21A* | *80VTL1102122B* | 22800 | 24000 | 16.5 | 12.5 | 8.1 | 2.28 | 60 | 44 | 213168702
KENMORE | N4H7T24*K*AAA* | EA*4X36L21A* | *80VTL1102122B* | 22800 | 24000 | 16.5 | 12.5 | 8.1 | 2.28 | 60 | 44 | 213168703
TEMPSTAR | N4H7T24*K*AAA* | EA*4X36L21A* | *80VTL1102122B* | 22800 | 24000 | 16.5 | 12.5 | 8.1 | 2.28 | 60 | 44 | 213168704
BRYANT HEATING AND COOLING SYSTEMS | PH7TAN424**AA* | CAP**3617AL* | 926TC48060V17*** | 22400 | 23800 | 16 | 12 | 8.1 | 2.26 | 60 | 44 | 213168548
PAYNE HEATING AND COOLING | PH7TAN424**AA* | CAP**3617AL* | PG96VTAB48060B** | 22400 | 23800 | 16 | 12 | 8.1 | 2.26 | 60 | 44 | 213168549
BRYANT HEATING AND COOLING SYSTEMS | 227TAN024**AA* | CAP**2414AL* | 82*TB36070V14*** | 22200 | 23800 | 16 | 12 | 8.1 | 2.26 | 60 | 44 | 213167383
CARRIER | 25TPA724A**30* | CAP**2417AL* | GG96VTAB48060B** | 22000 | 23600 | 15.5 | 12 | 8.1 | 2.24 | 60 | 44 | 213167638
CARRIER | 25TPA724A**30* | CAP**2417AL* | GG96VTAB48080B** | 22200 | 23800 | 16 | 12 | 8.1 | 2.26 | 60 | 45 | 213167658
CARRIER | 25TPA724A**30* | CAP**2517AL* | GG96VTAB48060B** | 23000 | 24000 | 16.5 | 12.5 | 8.1 | 2.32 | 60 | 45 | 213167901
CARRIER | 25TPA724A**30* | CAP**2517AL* | GG96VTAB48080B** | 23200 | 24200 | 16.5 | 12.5 | 8.1 | 2.34 | 60 | 45 | 213167921
BRYANT HEATING AND COOLING SYSTEMS | 227TAN024**AA* | CAP**3717AL* | 926TC48080V17*** | 23000 | 24200 | 16.5 | 12.5 | 8.1 | 2.32 | 60 | 45 | 213169082
BRYANT HEATING AND COOLING SYSTEMS | 227TAN024**AA* | CAP**3717AL* | 926TC48060V17*** | 22800 | 24000 | 16.5 | 12.5 | 8.1 | 2.3 | 60 | 45 | 213169062
BRYANT HEATING AND COOLING SYSTEMS | 227TAN024**AA* | CAP**3717AL* | 926TC36040V17*** | 22800 | 24200 | 16 | 12 | 8.1 | 2.28 | 60 | 45 | 213169028
BRYANT HEATING AND COOLING SYSTEMS | 227TAN024**AA* | CAP**3717AL* | 82*SB48070V17*** | 23200 | 24200 | 16.5 | 12.5 | 8.1 | 2.34 | 60 | 45 | 213168982
BRYANT HEATING AND COOLING SYSTEMS | 227TAN024**AA* | CAP**3717AL* | 82*SB48090V17*** | 23000 | 24000 | 16.5 | 12.5 | 8.1 | 2.32 | 60 | 45 | 213168995
BRYANT HEATING AND COOLING SYSTEMS | 227TAN024**AA* | CAP**3717AL* | 82*SB36070V14*** | 23000 | 24000 | 16.5 | 12.5 | 8.1 | 2.32 | 60 | 45 | 213168969
BRYANT HEATING AND COOLING SYSTEMS | 227TAN024**AA* | CAP**3717AL* | 82*SB36045V14*** | 23000 | 24000 | 16.5 | 12.5 | 8.1 | 2.32 | 60 | 45 | 213168956
BRYANT HEATING AND COOLING SYSTEMS | 227TAN024**AA* | CAP**3717AL* | 82*TB48090V17*** | 23000 | 24000 | 16.5 | 12.5 | 8.1 | 2.32 | 60 | 45 | 213168946
BRYANT HEATING AND COOLING SYSTEMS | 227TAN024**AA* | CAP**3717AL* | 82*TB48070V17*** | 22800 | 24000 | 16.5 | 12.5 | 8.1 | 2.3 | 60 | 45 | 213168930
BRYANT HEATING AND COOLING SYSTEMS | 227TAN024**AA* | CAP**3717AL* | 82*TB36070V14*** | 23000 | 24000 | 16.5 | 12.5 | 8.1 | 2.32 | 60 | 45 | 213168920
BRYANT HEATING AND COOLING SYSTEMS | 227TAN024**AA* | CAP**3621AL* | 926SB60100V21*** | 22400 | 23600 | 16 | 12 | 8.1 | 2.26 | 60 | 44 | 213168889
BRYANT HEATING AND COOLING SYSTEMS | 227TAN024**AA* | CAP**3621AL* | 926SB60080V21*** | 22800 | 24000 | 16.5 | 12.5 | 8.1 | 2.28 | 60 | 44 | 213168876
BRYANT HEATING AND COOLING SYSTEMS | 227TAN024**AA* | CAP**3621AL* | 926TC66100V21*** | 22800 | 24000 | 16.5 | 12.5 | 8.1 | 2.3 | 60 | 44 | 213168837
BRYANT HEATING AND COOLING SYSTEMS | 227TAN024**AA* | CAP**3621AL* | 82*SB66110V21*** | 22400 | 23800 | 16 | 12.5 | 8.1 | 2.26 | 60 | 44 | 213168748
BRYANT HEATING AND COOLING SYSTEMS | 227TAN024**AA* | CAP**3621AL* | 82*SB60090V21*** | 22400 | 23800 | 16 | 12 | 8.1 | 2.26 | 60 | 44 | 213168735
BRYANT HEATING AND COOLING SYSTEMS | 227TAN024**AA* | CAP**3621AL* | 82*TB66110V21*** | 22800 | 24000 | 16.5 | 12.5 | 8.1 | 2.28 | 60 | 44 | 213168691
BRYANT HEATING AND COOLING SYSTEMS | 227TAN024**AA* | CAP**3621AL* | 82*TB60090V21*** | 22400 | 23800 | 16 | 12.5 | 8.1 | 2.26 | 60 | 44 | 213168675
BRYANT HEATING AND COOLING SYSTEMS | 227TAN024**AA* | CAP**3617AL* | 926SB48080V17*** | 22200 | 23600 | 16 | 12 | 8.1 | 2.24 | 60 | 44 | 213168636
BRYANT HEATING AND COOLING SYSTEMS | 227TAN024**AA* | CAP**3617AL* | 926SB48060V17*** | 22400 | 23800 | 16 | 12 | 8.1 | 2.26 | 60 | 44 | 213168623
BRYANT HEATING AND COOLING SYSTEMS | 227TAN024**AA* | CAP**3617AL* | 926TC48080V17*** | 22200 | 23600 | 16 | 12.5 | 8.1 | 2.24 | 60 | 44 | 213168566
BRYANT HEATING AND COOLING SYSTEMS | 227TAN024**AA* | CAP**3617AL* | 926TC48060V17*** | 22400 | 23800 | 16 | 12 | 8.1 | 2.26 | 60 | 44 | 213168546
BRYANT HEATING AND COOLING SYSTEMS | 227TAN024**AA* | CAP**3617AL* | 82*SB48070V17*** | 22400 | 23600 | 16 | 12 | 8.1 | 2.26 | 60 | 44 | 213168466
BRYANT HEATING AND COOLING SYSTEMS | PH7TAN424**AA* | CAP**2517AL* | 926SB48080V17*** | 23200 | 24200 | 16.5 | 12.5 | 8.1 | 2.34 | 60 | 45 | 213167996
BRYANT HEATING AND COOLING SYSTEMS | PH7TAN424**AA* | CAP**2517AL* | 926SB48060V17*** | 23000 | 24000 | 16.5 | 12.5 | 8.1 | 2.32 | 60 | 45 | 213167983
BRYANT HEATING AND COOLING SYSTEMS | PH7TAN424**AA* | CAP**2517AL* | 926SB36060V14*** | 22800 | 24000 | 16.5 | 12 | 8.1 | 2.3 | 60 | 45 | 213167970
BRYANT HEATING AND COOLING SYSTEMS | PH7TAN424**AA* | CAP**2517AL* | 926SB36040V17*** | 23000 | 24200 | 16 | 12 | 8.1 | 2.3 | 60 | 45 | 213167957
BRYANT HEATING AND COOLING SYSTEMS | PH7TAN424**AA* | CAP**2517AL* | 926SB30040V14*** | 22800 | 24000 | 16 | 12 | 8.1 | 2.3 | 60 | 45 | 213167944
WEATHERMAKER | PH7TAN424**AA* | CAP**2517AL* | PG96VTAB48080B** | 23200 | 24200 | 16.5 | 12.5 | 8.1 | 2.34 | 60 | 45 | 213167929
BROCK | PH7TAN424**AA* | CAP**2517AL* | PG96VTAB48080B** | 23200 | 24200 | 16.5 | 12.5 | 8.1 | 2.34 | 60 | 45 | 213167928
PAYNE HEATING AND COOLING | PH7TAN424**AA* | CAP**2517AL* | PG96VTAB48080B** | 23200 | 24200 | 16.5 | 12.5 | 8.1 | 2.34 | 60 | 45 | 213167927
BRYANT HEATING AND COOLING SYSTEMS | PH7TAN424**AA* | CAP**2517AL* | 926TC48080V17*** | 23200 | 24200 | 16.5 | 12.5 | 8.1 | 2.34 | 60 | 45 | 213167926
WEATHERMAKER | PH7TAN424**AA* | CAP**2517AL* | PG96VTAB48060B** | 23000 | 24000 | 16.5 | 12.5 | 8.1 | 2.32 | 60 | 45 | 213167909
BROCK | PH7TAN424**AA* | CAP**2517AL* | PG96VTAB48060B** | 23000 | 24000 | 16.5 | 12.5 | 8.1 | 2.32 | 60 | 45 | 213167908
PAYNE HEATING AND COOLING | PH7TAN424**AA* | CAP**2517AL* | PG96VTAB48060B** | 23000 | 24000 | 16.5 | 12.5 | 8.1 | 2.32 | 60 | 45 | 213167907
BRYANT HEATING AND COOLING SYSTEMS | PH7TAN424**AA* | CAP**2517AL* | 926TC48060V17*** | 23000 | 24000 | 16.5 | 12.5 | 8.1 | 2.32 | 60 | 45 | 213167906
WEATHERMAKER | PH7TAN424**AA* | CAP**2517AL* | PG96VTAB36060A** | 22800 | 24000 | 16.5 | 12 | 8.1 | 2.3 | 60 | 45 | 213167891
BROCK | PH7TAN424**AA* | CAP**2517AL* | PG96VTAB36060A** | 22800 | 24000 | 16.5 | 12 | 8.1 | 2.3 | 60 | 45 | 213167890
PAYNE HEATING AND COOLING | PH7TAN424**AA* | CAP**2517AL* | PG96VTAB36060A** | 22800 | 24000 | 16.5 | 12 | 8.1 | 2.3 | 60 | 45 | 213167889
BRYANT HEATING AND COOLING SYSTEMS | PH7TAN424**AA* | CAP**2517AL* | 926TC36060V14*** | 22800 | 24000 | 16.5 | 12 | 8.1 | 2.3 | 60 | 45 | 213167888
WEATHERMAKER | PH7TAN424**AA* | CAP**2517AL* | PG96VTAB36040B** | 23000 | 24200 | 16 | 12 | 8.1 | 2.3 | 60 | 45 | 213167875
BRYANT HEATING AND COOLING SYSTEMS | PH7TAN424**AA* | CAP**3617AL* | 926SB48060V17*** | 22400 | 23800 | 16 | 12 | 8.1 | 2.26 | 60 | 44 | 213168625
BRYANT HEATING AND COOLING SYSTEMS | PH7TAN424**AA* | CAP**3617AL* | 926SB48080V17*** | 22200 | 23600 | 16 | 12 | 8.1 | 2.24 | 60 | 44 | 213168638
WEATHERMAKER | PH7TAN424**AA* | CAP**3617AL* | PG96VTAB48080B** | 22200 | 23600 | 16 | 12.5 | 8.1 | 2.24 | 60 | 44 | 213168571
BROCK | PH7TAN424**AA* | CAP**3617AL* | PG96VTAB48080B** | 22200 | 23600 | 16 | 12.5 | 8.1 | 2.24 | 60 | 44 | 213168570
PAYNE HEATING AND COOLING | PH7TAN424**AA* | CAP**3617AL* | PG96VTAB48080B** | 22200 | 23600 | 16 | 12.5 | 8.1 | 2.24 | 60 | 44 | 213168569
WEATHERMAKER | PH7TAN424**AA* | CAP**3617AL* | PG96VTAB48060B** | 22400 | 23800 | 16 | 12 | 8.1 | 2.26 | 60 | 44 | 213168551
BROCK | PH7TAN424**AA* | CAP**3617AL* | PG96VTAB48060B** | 22400 | 23800 | 16 | 12 | 8.1 | 2.26 | 60 | 44 | 213168550
BRYANT HEATING AND COOLING SYSTEMS | PH7TAN424**AA* | CAP**3617AL* | 926TC48080V17*** | 22200 | 23600 | 16 | 12.5 | 8.1 | 2.24 | 60 | 44 | 213168568
ECOTEMP | W4H7T36*K*AAA* | WLA*434CA* | WFST080B048A* | 34400 | 35200 | 15.5 | 11.7 | 8.1 | 2.22 | 62 | 51 | 213173694
GRANDAIRE | W4H7T36*K*AAA* | WLA*434CA* | WFST080B048A* | 34400 | 35200 | 15.5 | 11.7 | 8.1 | 2.22 | 62 | 51 | 213173693
ECOTEMP | W4H7T36*K*AAA* | WLA*434CA* | WFST060B048A* | 34000 | 35000 | 15.5 | 11.7 | 8.1 | 2.2 | 62 | 51 | 213173674
GRANDAIRE | W4H7T36*K*AAA* | WLA*434CA* | WFST060B048A* | 34000 | 35000 | 15.5 | 11.7 | 8.1 | 2.2 | 62 | 51 | 213173673
HEIL | N4H7T24*K*AAA* | EA*4X25L17A* | *96VTN0601412B* | 22800 | 24000 | 16.5 | 12 | 8.1 | 2.3 | 60 | 45 | 213167892
TEMPSTAR | N4H7T24*K*AAA* | EA*4X25L17A* | *96VTN0401712B* | 23000 | 24200 | 16 | 12 | 8.1 | 2.3 | 60 | 45 | 213167883
KENMORE | N4H7T24*K*AAA* | EA*4X25L17A* | *96VTN0401712B* | 23000 | 24200 | 16 | 12 | 8.1 | 2.3 | 60 | 45 | 213167882
KEEPRITE | N4H7T24*K*AAA* | EA*4X25L17A* | *96VTN0401712B* | 23000 | 24200 | 16 | 12 | 8.1 | 2.3 | 60 | 45 | 213167881
DAY & NIGHT | N4H7T24*K*AAA* | EA*4X25L17A* | *96VTN0401712B* | 23000 | 24200 | 16 | 12 | 8.1 | 2.3 | 60 | 45 | 213167880
ARCOAIRE | N4H7T24*K*AAA* | EA*4X25L17A* | *96VTN0401712B* | 23000 | 24200 | 16 | 12 | 8.1 | 2.3 | 60 | 45 | 213167878
COMFORTMAKER | N4H7T24*K*AAA* | EA*4X25L17A* | *96VTN0401712B* | 23000 | 24200 | 16 | 12 | 8.1 | 2.3 | 60 | 45 | 213167879
AIRQUEST | N4H7T24*K*AAA* | EA*4X25L17A* | *96VTN0401712B* | 23000 | 24200 | 16 | 12 | 8.1 | 2.3 | 60 | 45 | 213167877
HEIL | N4H7T24*K*AAA* | EA*4X25L17A* | *96VTN0401712B* | 23000 | 24200 | 16 | 12 | 8.1 | 2.3 | 60 | 45 | 213167876
TEMPSTAR | N4H7T24*K*AAA* | EA*4X25L17A* | *80VSL0901716B* | 23200 | 24200 | 16.5 | 12.5 | 8.1 | 2.34 | 60 | 45 | 213167847
KENMORE | N4H7T24*K*AAA* | EA*4X25L17A* | *80VSL0901716B* | 23200 | 24200 | 16.5 | 12.5 | 8.1 | 2.34 | 60 | 45 | 213167846
KEEPRITE | N4H7T24*K*AAA* | EA*4X25L17A* | *80VSL0901716B* | 23200 | 24200 | 16.5 | 12.5 | 8.1 | 2.34 | 60 | 45 | 213167845
DAY & NIGHT | N4H7T24*K*AAA* | EA*4X25L17A* | *80VSL0901716B* | 23200 | 24200 | 16.5 | 12.5 | 8.1 | 2.34 | 60 | 45 | 213167844
COMFORTMAKER | N4H7T24*K*AAA* | EA*4X25L17A* | *80VSL0901716B* | 23200 | 24200 | 16.5 | 12.5 | 8.1 | 2.34 | 60 | 45 | 213167843
ARCOAIRE | N4H7T24*K*AAA* | EA*4X25L17A* | *80VSL0901716B* | 23200 | 24200 | 16.5 | 12.5 | 8.1 | 2.34 | 60 | 45 | 213167842
AIRQUEST | N4H7T24*K*AAA* | EA*4X25L17A* | *80VSL0901716B* | 23200 | 24200 | 16.5 | 12.5 | 8.1 | 2.34 | 60 | 45 | 213167841
TEMPSTAR | N4H7T24*K*AAA* | EA*4X25L17A* | *80VSL0701716B* | 22800 | 24000 | 16.5 | 12.5 | 8.1 | 2.32 | 60 | 45 | 213167834
HEIL | N4H7T24*K*AAA* | EA*4X25L17A* | *80VSL0901716B* | 23200 | 24200 | 16.5 | 12.5 | 8.1 | 2.34 | 60 | 45 | 213167840
KENMORE | N4H7T24*K*AAA* | EA*4X25L17A* | *80VSL0701716B* | 22800 | 24000 | 16.5 | 12.5 | 8.1 | 2.32 | 60 | 45 | 213167833
DAY & NIGHT | N4H7T24*K*AAA* | EA*4X25L17A* | *80VSL0701716B* | 22800 | 24000 | 16.5 | 12.5 | 8.1 | 2.32 | 60 | 45 | 213167831
KEEPRITE | N4H7T24*K*AAA* | EA*4X25L17A* | *80VSL0701716B* | 22800 | 24000 | 16.5 | 12.5 | 8.1 | 2.32 | 60 | 45 | 213167832
COMFORTMAKER | N4H7T24*K*AAA* | EA*4X25L17A* | *80VSL0701716B* | 22800 | 24000 | 16.5 | 12.5 | 8.1 | 2.32 | 60 | 45 | 213167830
ARCOAIRE | N4H7T24*K*AAA* | EA*4X25L17A* | *80VSL0701716B* | 22800 | 24000 | 16.5 | 12.5 | 8.1 | 2.32 | 60 | 45 | 213167829
AIRQUEST | N4H7T24*K*AAA* | EA*4X25L17A* | *80VSL0701716B* | 22800 | 24000 | 16.5 | 12.5 | 8.1 | 2.32 | 60 | 45 | 213167828
HEIL | N4H7T24*K*AAA* | EA*4X25L17A* | *80VSL0701716B* | 22800 | 24000 | 16.5 | 12.5 | 8.1 | 2.32 | 60 | 45 | 213167827
TEMPSTAR | N4H7T24*K*AAA* | EA*4X25L17A* | *80VSL0701412B* | 23200 | 24200 | 16.5 | 12.5 | 8.1 | 2.34 | 60 | 44 | 213167821
KENMORE | N4H7T24*K*AAA* | EA*4X25L17A* | *80VSL0701412B* | 23200 | 24200 | 16.5 | 12.5 | 8.1 | 2.34 | 60 | 44 | 213167820
KEEPRITE | N4H7T24*K*AAA* | EA*4X25L17A* | *80VSL0701412B* | 23200 | 24200 | 16.5 | 12.5 | 8.1 | 2.34 | 60 | 44 | 213167819
DAY & NIGHT | N4H7T24*K*AAA* | EA*4X25L17A* | *80VSL0701412B* | 23200 | 24200 | 16.5 | 12.5 | 8.1 | 2.34 | 60 | 44 | 213167818
COMFORTMAKER | N4H7T24*K*AAA* | EA*4X25L17A* | *80VSL0701412B* | 23200 | 24200 | 16.5 | 12.5 | 8.1 | 2.34 | 60 | 44 | 213167817
ARCOAIRE | N4H7T24*K*AAA* | EA*4X25L17A* | *80VSL0701412B* | 23200 | 24200 | 16.5 | 12.5 | 8.1 | 2.34 | 60 | 44 | 213167816
AIRQUEST | N4H7T24*K*AAA* | EA*4X25L17A* | *80VSL0701412B* | 23200 | 24200 | 16.5 | 12.5 | 8.1 | 2.34 | 60 | 44 | 213167815
HEIL | N4H7T24*K*AAA* | EA*4X25L17A* | *80VSL0701412B* | 23200 | 24200 | 16.5 | 12.5 | 8.1 | 2.34 | 60 | 44 | 213167814
TEMPSTAR | N4H7T24*K*AAA* | EA*4X25L17A* | *80VSL0451412B* | 22800 | 24000 | 16.5 | 12.5 | 8.1 | 2.32 | 60 | 44 | 213167808
KENMORE | N4H7T24*K*AAA* | EA*4X25L17A* | *80VSL0451412B* | 22800 | 24000 | 16.5 | 12.5 | 8.1 | 2.32 | 60 | 44 | 213167807
KEEPRITE | N4H7T24*K*AAA* | EA*4X25L17A* | *80VSL0451412B* | 22800 | 24000 | 16.5 | 12.5 | 8.1 | 2.32 | 60 | 44 | 213167806
DAY & NIGHT | N4H7T24*K*AAA* | EA*4X25L17A* | *80VSL0451412B* | 22800 | 24000 | 16.5 | 12.5 | 8.1 | 2.32 | 60 | 44 | 213167805
COMFORTMAKER | N4H7T24*K*AAA* | EA*4X25L17A* | *80VSL0451412B* | 22800 | 24000 | 16.5 | 12.5 | 8.1 | 2.32 | 60 | 44 | 213167804
BRYANT HEATING AND COOLING SYSTEMS | 227TBN024**AA* | CAP**2517AL* | 82*SB48070V17*** | 22800 | 24000 | 16.5 | 12.5 | 8.1 | 2.32 | 60 | 45 | 213384977
BRYANT HEATING AND COOLING SYSTEMS | 227TAN024**AA* | FG4ANXB24L* |  | 23200 | 23400 | 16.5 | 12.5 | 8.1 | 2.36 | 63 | 47 | 213280551
BRYANT HEATING AND COOLING SYSTEMS | 227TAN024**AA* | F54AA*B24L* |  | 23000 | 24200 | 15.5 | 12.5 | 8.1 | 2.3 | 60 | 45 | 213310359
BRYANT HEATING AND COOLING SYSTEMS | 227TAN024**AA* | FT4BNXB24L* |  | 23200 | 23400 | 16.5 | 12.5 | 8.1 | 2.36 | 63 | 47 | 213280550
BRYANT HEATING AND COOLING SYSTEMS | 227TAN024**AA* | CAP**2517AL* | 926SB48080V17*** | 23200 | 24200 | 16.5 | 12.5 | 8.1 | 2.34 | 60 | 45 | 213167994
BRYANT HEATING AND COOLING SYSTEMS | 227TAN024**AA* | CAP**2517AL* | 926SB48060V17*** | 23000 | 24000 | 16.5 | 12.5 | 8.1 | 2.32 | 60 | 45 | 213167981
BRYANT HEATING AND COOLING SYSTEMS | 227TAN024**AA* | CAP**2517AL* | 926SB36060V14*** | 22800 | 24000 | 16.5 | 12 | 8.1 | 2.3 | 60 | 45 | 213167968
BRYANT HEATING AND COOLING SYSTEMS | 227TAN024**AA* | CAP**2517AL* | 926SB36040V17*** | 23000 | 24200 | 16 | 12 | 8.1 | 2.3 | 60 | 45 | 213167955
BRYANT HEATING AND COOLING SYSTEMS | 227TAN024**AA* | CAP**2517AL* | 926TC48080V17*** | 23200 | 24200 | 16.5 | 12.5 | 8.1 | 2.34 | 60 | 45 | 213167924
BRYANT HEATING AND COOLING SYSTEMS | 227TAN024**AA* | CAP**2517AL* | 926SB30040V14*** | 22800 | 24000 | 16 | 12 | 8.1 | 2.3 | 60 | 45 | 213167942
BRYANT HEATING AND COOLING SYSTEMS | 227TAN024**AA* | CAP**2517AL* | 926TC48060V17*** | 23000 | 24000 | 16.5 | 12.5 | 8.1 | 2.32 | 60 | 45 | 213167904
BRYANT HEATING AND COOLING SYSTEMS | 227TAN024**AA* | CAP**2517AL* | 926TC36060V14*** | 22800 | 24000 | 16.5 | 12 | 8.1 | 2.3 | 60 | 45 | 213167886
BRYANT HEATING AND COOLING SYSTEMS | 227TAN024**AA* | CAP**2517AL* | 926TC36040V17*** | 23000 | 24200 | 16 | 12 | 8.1 | 2.3 | 60 | 45 | 213167870
BRYANT HEATING AND COOLING SYSTEMS | 227TAN024**AA* | CAP**2517AL* | 82*SB48090V17*** | 23200 | 24200 | 16.5 | 12.5 | 8.1 | 2.34 | 60 | 45 | 213167837
BRYANT HEATING AND COOLING SYSTEMS | 227TAN024**AA* | CAP**2517AL* | 82*SB48070V17*** | 22800 | 24000 | 16.5 | 12.5 | 8.1 | 2.32 | 60 | 45 | 213167824
BRYANT HEATING AND COOLING SYSTEMS | 227TAN024**AA* | CAP**2517AL* | 82*SB36070V14*** | 23200 | 24200 | 16.5 | 12.5 | 8.1 | 2.34 | 60 | 44 | 213167811
BRYANT HEATING AND COOLING SYSTEMS | 227TAN024**AA* | CAP**2517AL* | 82*SB36045V14*** | 22800 | 24000 | 16.5 | 12.5 | 8.1 | 2.32 | 60 | 44 | 213167798
BRYANT HEATING AND COOLING SYSTEMS | 227TAN024**AA* | CAP**2517AL* | 82*TB48090V17*** | 23200 | 24200 | 16.5 | 12.5 | 8.1 | 2.34 | 60 | 45 | 213167788
BRYANT HEATING AND COOLING SYSTEMS | 227TAN024**AA* | CAP**2517AL* | 82*TB48070V17*** | 23000 | 24000 | 16.5 | 12.5 | 8.1 | 2.32 | 60 | 45 | 213167772
BRYANT HEATING AND COOLING SYSTEMS | 227TAN024**AA* | CAP**2517AL* | 82*TB36070V14*** | 23200 | 24200 | 16.5 | 12.5 | 8.1 | 2.34 | 60 | 44 | 213167762
BRYANT HEATING AND COOLING SYSTEMS | 227TAN024**AA* | CAP**2417AL* | 926SB48080V17*** | 22200 | 23800 | 16 | 12 | 8.1 | 2.26 | 60 | 45 | 213167731
BRYANT HEATING AND COOLING SYSTEMS | 227TAN024**AA* | CAP**2417AL* | 926SB48060V17*** | 22000 | 23600 | 15.5 | 12 | 8.1 | 2.24 | 60 | 44 | 213167718
BRYANT HEATING AND COOLING SYSTEMS | 227TAN024**AA* | CAP**2417AL* | 926TC48080V17*** | 22200 | 23800 | 16 | 12 | 8.1 | 2.26 | 60 | 45 | 213167661
BRYANT HEATING AND COOLING SYSTEMS | 227TAN024**AA* | CAP**2417AL* | 926TC48060V17*** | 22000 | 23600 | 15.5 | 12 | 8.1 | 2.24 | 60 | 44 | 213167641
BRYANT HEATING AND COOLING SYSTEMS | 227TAN024**AA* | CAP**2417AL* | 82*SB48070V17*** | 22000 | 23600 | 16 | 12 | 8.1 | 2.24 | 60 | 44 | 213167561
BRYANT HEATING AND COOLING SYSTEMS | 227TAN024**AA* | CAP**2417AL* | 82*TB48090V17*** | 22000 | 23600 | 15.5 | 12 | 8.1 | 2.24 | 60 | 44 | 213167525
BRYANT HEATING AND COOLING SYSTEMS | 227TAN024**AA* | CAP**2417AL* | 82*TB48070V17*** | 22000 | 23800 | 16 | 12 | 8.1 | 2.24 | 60 | 44 | 213167509
BRYANT HEATING AND COOLING SYSTEMS | 227TAN024**AA* | CAP**2414AL* | 82*SB36045V14*** | 22000 | 23600 | 15.5 | 12 | 8.1 | 2.24 | 60 | 44 | 213167393
KENMORE | N4H7T24*K*AAA* | EA*4X36L21A* | *96VTN1002122B* | 22800 | 24000 | 16.5 | 12.5 | 8.1 | 2.3 | 60 | 44 | 213168846
KEEPRITE | N4H7T24*K*AAA* | EA*4X36L21A* | *96VTN1002122B* | 22800 | 24000 | 16.5 | 12.5 | 8.1 | 2.3 | 60 | 44 | 213168845
DAY & NIGHT | N4H7T24*K*AAA* | EA*4X36L21A* | *96VTN1002122B* | 22800 | 24000 | 16.5 | 12.5 | 8.1 | 2.3 | 60 | 44 | 213168844
COMFORTMAKER | N4H7T24*K*AAA* | EA*4X36L21A* | *96VTN1002122B* | 22800 | 24000 | 16.5 | 12.5 | 8.1 | 2.3 | 60 | 44 | 213168843
ARCOAIRE | N4H7T24*K*AAA* | EA*4X36L21A* | *96VTN1002122B* | 22800 | 24000 | 16.5 | 12.5 | 8.1 | 2.3 | 60 | 44 | 213168842
AIRQUEST | N4H7T24*K*AAA* | EA*4X36L21A* | *96VTN1002122B* | 22800 | 24000 | 16.5 | 12.5 | 8.1 | 2.3 | 60 | 44 | 213168841
HEIL | N4H7T24*K*AAA* | EA*4X36L21A* | *96VTN1002122B* | 22800 | 24000 | 16.5 | 12.5 | 8.1 | 2.3 | 60 | 44 | 213168840
TEMPSTAR | N4H7T24*K*AAA* | EA*4X36L21A* | *80VSL1102122B* | 22400 | 23800 | 16 | 12.5 | 8.1 | 2.26 | 60 | 44 | 213168758
KENMORE | N4H7T24*K*AAA* | EA*4X36L21A* | *80VSL1102122B* | 22400 | 23800 | 16 | 12.5 | 8.1 | 2.26 | 60 | 44 | 213168757
KEEPRITE | N4H7T24*K*AAA* | EA*4X36L21A* | *80VSL1102122B* | 22400 | 23800 | 16 | 12.5 | 8.1 | 2.26 | 60 | 44 | 213168756
DAY & NIGHT | N4H7T24*K*AAA* | EA*4X36L21A* | *80VSL1102122B* | 22400 | 23800 | 16 | 12.5 | 8.1 | 2.26 | 60 | 44 | 213168755
COMFORTMAKER | N4H7T24*K*AAA* | EA*4X36L21A* | *80VSL1102122B* | 22400 | 23800 | 16 | 12.5 | 8.1 | 2.26 | 60 | 44 | 213168754
ARCOAIRE | N4H7T24*K*AAA* | EA*4X36L21A* | *80VSL1102122B* | 22400 | 23800 | 16 | 12.5 | 8.1 | 2.26 | 60 | 44 | 213168753
AIRQUEST | N4H7T24*K*AAA* | EA*4X36L21A* | *80VSL1102122B* | 22400 | 23800 | 16 | 12.5 | 8.1 | 2.26 | 60 | 44 | 213168752
HEIL | N4H7T24*K*AAA* | EA*4X36L21A* | *80VSL1102122B* | 22400 | 23800 | 16 | 12.5 | 8.1 | 2.26 | 60 | 44 | 213168751
TEMPSTAR | N4H7T24*K*AAA* | EA*4X36L21A* | *80VSL0902120B* | 22400 | 23800 | 16 | 12 | 8.1 | 2.26 | 60 | 44 | 213168745
KENMORE | N4H7T24*K*AAA* | EA*4X36L21A* | *80VSL0902120B* | 22400 | 23800 | 16 | 12 | 8.1 | 2.26 | 60 | 44 | 213168744
KEEPRITE | N4H7T24*K*AAA* | EA*4X36L21A* | *80VSL0902120B* | 22400 | 23800 | 16 | 12 | 8.1 | 2.26 | 60 | 44 | 213168743
COMFORTMAKER | N4H7T24*K*AAA* | EA*4X36L21A* | *80VSL0902120B* | 22400 | 23800 | 16 | 12 | 8.1 | 2.26 | 60 | 44 | 213168741
DAY & NIGHT | N4H7T24*K*AAA* | EA*4X36L21A* | *80VSL0902120B* | 22400 | 23800 | 16 | 12 | 8.1 | 2.26 | 60 | 44 | 213168742
ARCOAIRE | N4H7T24*K*AAA* | EA*4X36L21A* | *80VSL0902120B* | 22400 | 23800 | 16 | 12 | 8.1 | 2.26 | 60 | 44 | 213168740
AIRQUEST | N4H7T24*K*AAA* | EA*4X36L21A* | *80VSL0902120B* | 22400 | 23800 | 16 | 12 | 8.1 | 2.26 | 60 | 44 | 213168739
HEIL | N4H7T24*K*AAA* | EA*4X36L21A* | *80VSL0902120B* | 22400 | 23800 | 16 | 12 | 8.1 | 2.26 | 60 | 44 | 213168738
TEMPSTAR | N4H7T60*K*AAA* | EA*4X61L21A* | *96VTN1002122B* | 54500 | 57500 | 15.5 | 12 | 8.1 | 2.26 | 64 | 51 | 213179393
KENMORE | N4H7T60*K*AAA* | EA*4X61L21A* | *96VTN1002122B* | 54500 | 57500 | 15.5 | 12 | 8.1 | 2.26 | 64 | 51 | 213179392
KEEPRITE | N4H7T60*K*AAA* | EA*4X61L21A* | *96VTN1002122B* | 54500 | 57500 | 15.5 | 12 | 8.1 | 2.26 | 64 | 51 | 213179391
DAY & NIGHT | N4H7T60*K*AAA* | EA*4X61L21A* | *96VTN1002122B* | 54500 | 57500 | 15.5 | 12 | 8.1 | 2.26 | 64 | 51 | 213179390
ARCOAIRE | N4H7T60*K*AAA* | EA*4X61L21A* | *96VTN1002122B* | 54500 | 57500 | 15.5 | 12 | 8.1 | 2.26 | 64 | 51 | 213179388
COMFORTMAKER | N4H7T60*K*AAA* | EA*4X61L21A* | *96VTN1002122B* | 54500 | 57500 | 15.5 | 12 | 8.1 | 2.26 | 64 | 51 | 213179389
AIRQUEST | N4H7T60*K*AAA* | EA*4X61L21A* | *96VTN1002122B* | 54500 | 57500 | 15.5 | 12 | 8.1 | 2.26 | 64 | 51 | 213179387
HEIL | N4H7T60*K*AAA* | EA*4X61L21A* | *96VTN1002122B* | 54500 | 57500 | 15.5 | 12 | 8.1 | 2.26 | 64 | 51 | 213179386
COMFORTMAKER | N4H7T24*K*AAA* | EA*4X25L17A* | *96VTN0601412B* | 22800 | 24000 | 16.5 | 12 | 8.1 | 2.3 | 60 | 45 | 213167895
ARCOAIRE | N4H7T24*K*AAA* | EA*4X25L17A* | *96VTN0601412B* | 22800 | 24000 | 16.5 | 12 | 8.1 | 2.3 | 60 | 45 | 213167894
AIRQUEST | N4H7T24*K*AAA* | EA*4X25L17A* | *96VTN0601412B* | 22800 | 24000 | 16.5 | 12 | 8.1 | 2.3 | 60 | 45 | 213167893
PAYNE HEATING AND COOLING | PH7TAN424**AA* | PF4TNXC36L* |  | 23400 | 23800 | 17 | 12.5 | 8.1 | 2.32 | 61 | 45 | 213280533
KEEPRITE | N4H7T24*K*AAA* | EA*4X37L17A* | *80VSL0451412B* | 23000 | 24000 | 16.5 | 12.5 | 8.1 | 2.32 | 60 | 45 | 213168964
COMFORTMAKER | N4H7T24*K*AAA* | EA*4X37L17A* | *80VSL0451412B* | 23000 | 24000 | 16.5 | 12.5 | 8.1 | 2.32 | 60 | 45 | 213168962
DAY & NIGHT | N4H7T24*K*AAA* | EA*4X37L17A* | *80VSL0451412B* | 23000 | 24000 | 16.5 | 12.5 | 8.1 | 2.32 | 60 | 45 | 213168963
ARCOAIRE | N4H7T24*K*AAA* | EA*4X37L17A* | *80VSL0451412B* | 23000 | 24000 | 16.5 | 12.5 | 8.1 | 2.32 | 60 | 45 | 213168961
AIRQUEST | N4H7T24*K*AAA* | EA*4X37L17A* | *80VSL0451412B* | 23000 | 24000 | 16.5 | 12.5 | 8.1 | 2.32 | 60 | 45 | 213168960
HEIL | N4H7T24*K*AAA* | EA*4X37L17A* | *80VSL0451412B* | 23000 | 24000 | 16.5 | 12.5 | 8.1 | 2.32 | 60 | 45 | 213168959
TEMPSTAR | N4H7T24*K*AAA* | EA*4X37L17A* | *80VTL0701716B* | 22800 | 24000 | 16.5 | 12.5 | 8.1 | 2.3 | 60 | 45 | 213168943
KENMORE | N4H7T24*K*AAA* | EA*4X37L17A* | *80VTL0701716B* | 22800 | 24000 | 16.5 | 12.5 | 8.1 | 2.3 | 60 | 45 | 213168942
KEEPRITE | N4H7T24*K*AAA* | EA*4X37L17A* | *80VTL0701716B* | 22800 | 24000 | 16.5 | 12.5 | 8.1 | 2.3 | 60 | 45 | 213168941
DAY & NIGHT | N4H7T24*K*AAA* | EA*4X37L17A* | *80VTL0701716B* | 22800 | 24000 | 16.5 | 12.5 | 8.1 | 2.3 | 60 | 45 | 213168940
COMFORTMAKER | N4H7T24*K*AAA* | EA*4X37L17A* | *80VTL0701716B* | 22800 | 24000 | 16.5 | 12.5 | 8.1 | 2.3 | 60 | 45 | 213168939
ARCOAIRE | N4H7T24*K*AAA* | EA*4X37L17A* | *80VTL0701716B* | 22800 | 24000 | 16.5 | 12.5 | 8.1 | 2.3 | 60 | 45 | 213168938
AIRQUEST | N4H7T24*K*AAA* | EA*4X37L17A* | *80VTL0701716B* | 22800 | 24000 | 16.5 | 12.5 | 8.1 | 2.3 | 60 | 45 | 213168937
HEIL | N4H7T24*K*AAA* | EA*4X37L17A* | *80VTL0701716B* | 22800 | 24000 | 16.5 | 12.5 | 8.1 | 2.3 | 60 | 45 | 213168936
TEMPSTAR | N4H7T24*K*AAA* | EA*4X37L17A* | *80VTL0451412B* | 23000 | 24000 | 16.5 | 12.5 | 8.1 | 2.32 | 60 | 45 | 213168915
KENMORE | N4H7T24*K*AAA* | EA*4X37L17A* | *80VTL0451412B* | 23000 | 24000 | 16.5 | 12.5 | 8.1 | 2.32 | 60 | 45 | 213168914
KEEPRITE | N4H7T24*K*AAA* | EA*4X37L17A* | *80VTL0451412B* | 23000 | 24000 | 16.5 | 12.5 | 8.1 | 2.32 | 60 | 45 | 213168913
DAY & NIGHT | N4H7T24*K*AAA* | EA*4X37L17A* | *80VTL0451412B* | 23000 | 24000 | 16.5 | 12.5 | 8.1 | 2.32 | 60 | 45 | 213168912
COMFORTMAKER | N4H7T24*K*AAA* | EA*4X37L17A* | *80VTL0451412B* | 23000 | 24000 | 16.5 | 12.5 | 8.1 | 2.32 | 60 | 45 | 213168911
ARCOAIRE | N4H7T24*K*AAA* | EA*4X37L17A* | *80VTL0451412B* | 23000 | 24000 | 16.5 | 12.5 | 8.1 | 2.32 | 60 | 45 | 213168910
TEMPSTAR | N4H7T24*K*AAA* | EA*4X36L21A* | *96VSN1002120B* | 22400 | 23600 | 16 | 12 | 8.1 | 2.26 | 60 | 44 | 213168899
HEIL | N4H7T24*K*AAA* | EA*4X37L17A* | *80VTL0451412B* | 23000 | 24000 | 16.5 | 12.5 | 8.1 | 2.32 | 60 | 45 | 213168908
AIRQUEST | N4H7T24*K*AAA* | EA*4X37L17A* | *80VTL0451412B* | 23000 | 24000 | 16.5 | 12.5 | 8.1 | 2.32 | 60 | 45 | 213168909
KENMORE | N4H7T24*K*AAA* | EA*4X36L21A* | *96VSN1002120B* | 22400 | 23600 | 16 | 12 | 8.1 | 2.26 | 60 | 44 | 213168898
KEEPRITE | N4H7T24*K*AAA* | EA*4X36L21A* | *96VSN1002120B* | 22400 | 23600 | 16 | 12 | 8.1 | 2.26 | 60 | 44 | 213168897
DAY & NIGHT | N4H7T24*K*AAA* | EA*4X36L21A* | *96VSN1002120B* | 22400 | 23600 | 16 | 12 | 8.1 | 2.26 | 60 | 44 | 213168896
COMFORTMAKER | N4H7T24*K*AAA* | EA*4X36L21A* | *96VSN1002120B* | 22400 | 23600 | 16 | 12 | 8.1 | 2.26 | 60 | 44 | 213168895
ARCOAIRE | N4H7T24*K*AAA* | EA*4X36L21A* | *96VSN1002120B* | 22400 | 23600 | 16 | 12 | 8.1 | 2.26 | 60 | 44 | 213168894
AIRQUEST | N4H7T24*K*AAA* | EA*4X36L21A* | *96VSN1002120B* | 22400 | 23600 | 16 | 12 | 8.1 | 2.26 | 60 | 44 | 213168893
HEIL | N4H7T24*K*AAA* | EA*4X36L21A* | *96VSN1002120B* | 22400 | 23600 | 16 | 12 | 8.1 | 2.26 | 60 | 44 | 213168892
TEMPSTAR | N4H7T24*K*AAA* | EA*4X36L21A* | *96VSN0802120B* | 22800 | 24000 | 16.5 | 12.5 | 8.1 | 2.28 | 60 | 44 | 213168886
KENMORE | N4H7T24*K*AAA* | EA*4X36L21A* | *96VSN0802120B* | 22800 | 24000 | 16.5 | 12.5 | 8.1 | 2.28 | 60 | 44 | 213168885
KEEPRITE | N4H7T24*K*AAA* | EA*4X36L21A* | *96VSN0802120B* | 22800 | 24000 | 16.5 | 12.5 | 8.1 | 2.28 | 60 | 44 | 213168884
DAY & NIGHT | N4H7T24*K*AAA* | EA*4X36L21A* | *96VSN0802120B* | 22800 | 24000 | 16.5 | 12.5 | 8.1 | 2.28 | 60 | 44 | 213168883
COMFORTMAKER | N4H7T24*K*AAA* | EA*4X36L21A* | *96VSN0802120B* | 22800 | 24000 | 16.5 | 12.5 | 8.1 | 2.28 | 60 | 44 | 213168882
ARCOAIRE | N4H7T24*K*AAA* | EA*4X36L21A* | *96VSN0802120B* | 22800 | 24000 | 16.5 | 12.5 | 8.1 | 2.28 | 60 | 44 | 213168881
AIRQUEST | N4H7T24*K*AAA* | EA*4X36L21A* | *96VSN0802120B* | 22800 | 24000 | 16.5 | 12.5 | 8.1 | 2.28 | 60 | 44 | 213168880
HEIL | N4H7T24*K*AAA* | EA*4X36L21A* | *96VSN0802120B* | 22800 | 24000 | 16.5 | 12.5 | 8.1 | 2.28 | 60 | 44 | 213168879
DAY & NIGHT | N4H7T24*K*AAA* | EA*4X36L17A* | *96VTN0801716B* | 22200 | 23600 | 16 | 12.5 | 8.1 | 2.24 | 60 | 44 | 213168576
COMFORTMAKER | N4H7T24*K*AAA* | EA*4X36L17A* | *96VTN0801716B* | 22200 | 23600 | 16 | 12.5 | 8.1 | 2.24 | 60 | 44 | 213168575
ARCOAIRE | N4H7T24*K*AAA* | EA*4X36L17A* | *96VTN0801716B* | 22200 | 23600 | 16 | 12.5 | 8.1 | 2.24 | 60 | 44 | 213168574
AIRQUEST | N4H7T24*K*AAA* | EA*4X36L17A* | *96VTN0801716B* | 22200 | 23600 | 16 | 12.5 | 8.1 | 2.24 | 60 | 44 | 213168573
HEIL | N4H7T24*K*AAA* | EA*4X36L17A* | *96VTN0801716B* | 22200 | 23600 | 16 | 12.5 | 8.1 | 2.24 | 60 | 44 | 213168572
TEMPSTAR | N4H7T24*K*AAA* | EA*4X36L17A* | *96VTN0601716B* | 22400 | 23800 | 16 | 12 | 8.1 | 2.26 | 60 | 44 | 213168559
KEEPRITE | N4H7T24*K*AAA* | EA*4X36L17A* | *96VTN0601716B* | 22400 | 23800 | 16 | 12 | 8.1 | 2.26 | 60 | 44 | 213168557
KENMORE | N4H7T24*K*AAA* | EA*4X36L17A* | *96VTN0601716B* | 22400 | 23800 | 16 | 12 | 8.1 | 2.26 | 60 | 44 | 213168558
DAY & NIGHT | N4H7T24*K*AAA* | EA*4X25L17A* | *96VTN0601412B* | 22800 | 24000 | 16.5 | 12 | 8.1 | 2.3 | 60 | 45 | 213167896
BRYANT HEATING AND COOLING SYSTEMS | PH7TAN424**AA* | CAP**3621AL* | 82*SB66110V21*** | 22400 | 23800 | 16 | 12.5 | 8.1 | 2.26 | 60 | 44 | 213168750
BRYANT HEATING AND COOLING SYSTEMS | PH7TAN424**AA* | CAP**3621AL* | 82*SB60090V21*** | 22400 | 23800 | 16 | 12 | 8.1 | 2.26 | 60 | 44 | 213168737
WEATHERMAKER | PH7TAN424**AA* | CAP**3621AL* | PG80VTLB66110C** | 22800 | 24000 | 16.5 | 12.5 | 8.1 | 2.28 | 60 | 44 | 213168696
BROCK | PH7TAN424**AA* | CAP**3621AL* | PG80VTLB66110C** | 22800 | 24000 | 16.5 | 12.5 | 8.1 | 2.28 | 60 | 44 | 213168695
PAYNE HEATING AND COOLING | PH7TAN424**AA* | CAP**3621AL* | PG80VTLB66110C** | 22800 | 24000 | 16.5 | 12.5 | 8.1 | 2.28 | 60 | 44 | 213168694
WEATHERMAKER | PH7TAN424**AA* | CAP**3621AL* | PG80VTLB60090C** | 22400 | 23800 | 16 | 12.5 | 8.1 | 2.26 | 60 | 44 | 213168680
BRYANT HEATING AND COOLING SYSTEMS | PH7TAN424**AA* | CAP**3621AL* | 82*TB66110V21*** | 22800 | 24000 | 16.5 | 12.5 | 8.1 | 2.28 | 60 | 44 | 213168693
PAYNE HEATING AND COOLING | PH7TAN424**AA* | CAP**3621AL* | PG80VTLB60090C** | 22400 | 23800 | 16 | 12.5 | 8.1 | 2.26 | 60 | 44 | 213168678
BROCK | PH7TAN424**AA* | CAP**3621AL* | PG80VTLB60090C** | 22400 | 23800 | 16 | 12.5 | 8.1 | 2.26 | 60 | 44 | 213168679
BRYANT HEATING AND COOLING SYSTEMS | PH7TAN424**AA* | FT4BN(B,X)C36L* |  | 23400 | 23800 | 17 | 12.5 | 8.1 | 2.32 | 61 | 45 | 213280531
BRYANT HEATING AND COOLING SYSTEMS | PH7TAN424**AA* | FG4ANXC36L* |  | 23400 | 23800 | 17 | 12.5 | 8.1 | 2.32 | 61 | 45 | 213280532
BRYANT HEATING AND COOLING SYSTEMS | PH7TAN424**AA* | FT4BNXB24L* |  | 23200 | 23400 | 16.5 | 12.5 | 8.1 | 2.36 | 63 | 47 | 213280554
BROCK | PH7TAN424**AA* | PF4TNXC36L* |  | 23400 | 23800 | 17 | 12.5 | 8.1 | 2.32 | 61 | 45 | 213280534
BRYANT HEATING AND COOLING SYSTEMS | PH7TAN424**AA* | FG4ANXB24L* |  | 23200 | 23400 | 16.5 | 12.5 | 8.1 | 2.36 | 63 | 47 | 213280555
WEATHERMAKER | PH7TAN424**AA* | PF4TNXC36L* |  | 23400 | 23800 | 17 | 12.5 | 8.1 | 2.32 | 61 | 45 | 213280535
BRYANT HEATING AND COOLING SYSTEMS | PH7TAN424**AA* | F54AA*B24L* |  | 23000 | 24200 | 15.5 | 12.5 | 8.1 | 2.3 | 60 | 45 | 213310361
WEATHERMAKER | PH7TAN424**AA* | PF4TNXB24L* |  | 23200 | 23400 | 16.5 | 12.5 | 8.1 | 2.36 | 63 | 47 | 213280558
PAYNE HEATING AND COOLING | PH7TAN424**AA* | PF4TNXB24L* |  | 23200 | 23400 | 16.5 | 12.5 | 8.1 | 2.36 | 63 | 47 | 213280556
BROCK | PH7TAN424**AA* | PF4TNXB24L* |  | 23200 | 23400 | 16.5 | 12.5 | 8.1 | 2.36 | 63 | 47 | 213280557
BRYANT HEATING AND COOLING SYSTEMS | PH7TAN424**AA* | CAP**3621AL* | 82*TB60090V21*** | 22400 | 23800 | 16 | 12.5 | 8.1 | 2.26 | 60 | 44 | 213168677
BRYANT HEATING AND COOLING SYSTEMS | PH7TAN460**AA* | CAP**6121AL* | 926TC66100V21*** | 54500 | 57500 | 15.5 | 12 | 8.1 | 2.26 | 64 | 51 | 213179385
TEMPSTAR | N4H7T24*K*AAA* | EA*4X36L21A* | *96VTN1002122B* | 22800 | 24000 | 16.5 | 12.5 | 8.1 | 2.3 | 60 | 44 | 213168847
HEIL | N4H7T60*K*AAA* | FTMA4B60L0D* |  | 56000 | 58000 | 16.5 | 12.5 | 8.1 | 2.38 | 64 | 51 | 213280690
AIRQUEST | N4H7T60*K*AAA* | FTMA4B60L0D* |  | 56000 | 58000 | 16.5 | 12.5 | 8.1 | 2.38 | 64 | 51 | 213280691
ARCOAIRE | N4H7T60*K*AAA* | FTMA4B60L0D* |  | 56000 | 58000 | 16.5 | 12.5 | 8.1 | 2.38 | 64 | 51 | 213280692
COMFORTMAKER | N4H7T60*K*AAA* | FTMA4B60L0D* |  | 56000 | 58000 | 16.5 | 12.5 | 8.1 | 2.38 | 64 | 51 | 213280693
DAY & NIGHT | N4H7T60*K*AAA* | FTMA4B60L0D* |  | 56000 | 58000 | 16.5 | 12.5 | 8.1 | 2.38 | 64 | 51 | 213280694
KEEPRITE | N4H7T60*K*AAA* | FTMA4B60L0D* |  | 56000 | 58000 | 16.5 | 12.5 | 8.1 | 2.38 | 64 | 51 | 213280695
KENMORE | N4H7T60*K*AAA* | FTMA4B60L0D* |  | 56000 | 58000 | 16.5 | 12.5 | 8.1 | 2.38 | 64 | 51 | 213280696
MARATHERM | N4H7T60*K*AAA* | FTMA4B60L0D* |  | 56000 | 58000 | 16.5 | 12.5 | 8.1 | 2.38 | 64 | 51 | 213280697
TEMPSTAR | N4H7T60*K*AAA* | FTMA4B60L0D* |  | 56000 | 58000 | 16.5 | 12.5 | 8.1 | 2.38 | 64 | 51 | 213280698
HEIL | N4H7T60*K*AAA* | F5MA4*60L*D* |  | 57000 | 60000 | 16 | 12 | 8.1 | 2.34 | 63 | 51 | 213310428
ARCOAIRE | N4H7T60*K*AAA* | F5MA4*60L*D* |  | 57000 | 60000 | 16 | 12 | 8.1 | 2.34 | 63 | 51 | 213310430
AIRQUEST | N4H7T60*K*AAA* | F5MA4*60L*D* |  | 57000 | 60000 | 16 | 12 | 8.1 | 2.34 | 63 | 51 | 213310429
COMFORTMAKER | N4H7T60*K*AAA* | F5MA4*60L*D* |  | 57000 | 60000 | 16 | 12 | 8.1 | 2.34 | 63 | 51 | 213310431
DAY & NIGHT | N4H7T60*K*AAA* | F5MA4*60L*D* |  | 57000 | 60000 | 16 | 12 | 8.1 | 2.34 | 63 | 51 | 213310432
KEEPRITE | N4H7T60*K*AAA* | F5MA4*60L*D* |  | 57000 | 60000 | 16 | 12 | 8.1 | 2.34 | 63 | 51 | 213310433
KENMORE | N4H7T60*K*AAA* | F5MA4*60L*D* |  | 57000 | 60000 | 16 | 12 | 8.1 | 2.34 | 63 | 51 | 213310434
MARATHERM | N4H7T60*K*AAA* | F5MA4*60L*D* |  | 57000 | 60000 | 16 | 12 | 8.1 | 2.34 | 63 | 51 | 213310435
TEMPSTAR | N4H7T60*K*AAA* | F5MA4*60L*D* |  | 57000 | 60000 | 16 | 12 | 8.1 | 2.34 | 63 | 51 | 213310436
DAY & NIGHT | N4H7T24*K*AAA* | FTMA4X24L0B* |  | 23200 | 23400 | 16.5 | 12.5 | 8.1 | 2.36 | 63 | 47 | 213280563
KEEPRITE | N4H7T24*K*AAA* | FTMA4X24L0B* |  | 23200 | 23400 | 16.5 | 12.5 | 8.1 | 2.36 | 63 | 47 | 213280564
KENMORE | N4H7T24*K*AAA* | FTMA4X24L0B* |  | 23200 | 23400 | 16.5 | 12.5 | 8.1 | 2.36 | 63 | 47 | 213280565
TEMPSTAR | N4H7T24*K*AAA* | FTMA4X24L0B* |  | 23200 | 23400 | 16.5 | 12.5 | 8.1 | 2.36 | 63 | 47 | 213280567
MARATHERM | N4H7T24*K*AAA* | FTMA4X24L0B* |  | 23200 | 23400 | 16.5 | 12.5 | 8.1 | 2.36 | 63 | 47 | 213280566
HEIL | N4H7T24*K*AAA* | F5MA4*24L*B* |  | 23000 | 24200 | 15.5 | 12.5 | 8.1 | 2.3 | 60 | 45 | 213310362
AIRQUEST | N4H7T24*K*AAA* | F5MA4*24L*B* |  | 23000 | 24200 | 15.5 | 12.5 | 8.1 | 2.3 | 60 | 45 | 213310363
ARCOAIRE | N4H7T24*K*AAA* | F5MA4*24L*B* |  | 23000 | 24200 | 15.5 | 12.5 | 8.1 | 2.3 | 60 | 45 | 213310364
COMFORTMAKER | N4H7T24*K*AAA* | F5MA4*24L*B* |  | 23000 | 24200 | 15.5 | 12.5 | 8.1 | 2.3 | 60 | 45 | 213310365
DAY & NIGHT | N4H7T24*K*AAA* | F5MA4*24L*B* |  | 23000 | 24200 | 15.5 | 12.5 | 8.1 | 2.3 | 60 | 45 | 213310366
KEEPRITE | N4H7T24*K*AAA* | F5MA4*24L*B* |  | 23000 | 24200 | 15.5 | 12.5 | 8.1 | 2.3 | 60 | 45 | 213310367
MARATHERM | N4H7T24*K*AAA* | F5MA4*24L*B* |  | 23000 | 24200 | 15.5 | 12.5 | 8.1 | 2.3 | 60 | 45 | 213310369
TEMPSTAR | N4H7T24*K*AAA* | F5MA4*24L*B* |  | 23000 | 24200 | 15.5 | 12.5 | 8.1 | 2.3 | 60 | 45 | 213310370
KENMORE | N4H7T24*K*AAA* | F5MA4*24L*B* |  | 23000 | 24200 | 15.5 | 12.5 | 8.1 | 2.3 | 60 | 45 | 213310368
WEATHERMAKER | PH7TAN424**AA* | CAP**3717AL* | PG96VTAB36040B** | 22800 | 24200 | 16 | 12 | 8.1 | 2.28 | 60 | 45 | 213169033
BROCK | PH7TAN424**AA* | CAP**3717AL* | PG96VTAB36040B** | 22800 | 24200 | 16 | 12 | 8.1 | 2.28 | 60 | 45 | 213169032
PAYNE HEATING AND COOLING | PH7TAN424**AA* | CAP**3717AL* | PG96VTAB36040B** | 22800 | 24200 | 16 | 12 | 8.1 | 2.28 | 60 | 45 | 213169031
BRYANT HEATING AND COOLING SYSTEMS | PH7TAN424**AA* | CAP**3717AL* | 926TC36040V17*** | 22800 | 24200 | 16 | 12 | 8.1 | 2.28 | 60 | 45 | 213169030
BRYANT HEATING AND COOLING SYSTEMS | PH7TAN424**AA* | CAP**3717AL* | 82*SB48090V17*** | 23000 | 24000 | 16.5 | 12.5 | 8.1 | 2.32 | 60 | 45 | 213168997
BRYANT HEATING AND COOLING SYSTEMS | PH7TAN424**AA* | CAP**3717AL* | 82*SB48070V17*** | 23200 | 24200 | 16.5 | 12.5 | 8.1 | 2.34 | 60 | 45 | 213168984
BRYANT HEATING AND COOLING SYSTEMS | PH7TAN424**AA* | CAP**3717AL* | 82*SB36070V14*** | 23000 | 24000 | 16.5 | 12.5 | 8.1 | 2.32 | 60 | 45 | 213168971
WEATHERMAKER | PH7TAN424**AA* | CAP**3717AL* | PG80VTLB48090B** | 23000 | 24000 | 16.5 | 12.5 | 8.1 | 2.32 | 60 | 45 | 213168951
BRYANT HEATING AND COOLING SYSTEMS | PH7TAN424**AA* | CAP**3717AL* | 82*SB36045V14*** | 23000 | 24000 | 16.5 | 12.5 | 8.1 | 2.32 | 60 | 45 | 213168958
BROCK | PH7TAN424**AA* | CAP**3717AL* | PG80VTLB48090B** | 23000 | 24000 | 16.5 | 12.5 | 8.1 | 2.32 | 60 | 45 | 213168950
PAYNE HEATING AND COOLING | PH7TAN424**AA* | CAP**3717AL* | PG80VTLB48090B** | 23000 | 24000 | 16.5 | 12.5 | 8.1 | 2.32 | 60 | 45 | 213168949
BRYANT HEATING AND COOLING SYSTEMS | PH7TAN424**AA* | CAP**3717AL* | 82*TB48090V17*** | 23000 | 24000 | 16.5 | 12.5 | 8.1 | 2.32 | 60 | 45 | 213168948
WEATHERMAKER | PH7TAN424**AA* | CAP**3717AL* | PG80VTLB48070B** | 22800 | 24000 | 16.5 | 12.5 | 8.1 | 2.3 | 60 | 45 | 213168935
BROCK | PH7TAN424**AA* | CAP**3717AL* | PG80VTLB48070B** | 22800 | 24000 | 16.5 | 12.5 | 8.1 | 2.3 | 60 | 45 | 213168934
PAYNE HEATING AND COOLING | PH7TAN424**AA* | CAP**3717AL* | PG80VTLB48070B** | 22800 | 24000 | 16.5 | 12.5 | 8.1 | 2.3 | 60 | 45 | 213168933
BRYANT HEATING AND COOLING SYSTEMS | PH7TAN424**AA* | CAP**3717AL* | 82*TB48070V17*** | 22800 | 24000 | 16.5 | 12.5 | 8.1 | 2.3 | 60 | 45 | 213168932
WEATHERMAKER | PH7TAN424**AA* | CAP**3717AL* | PG80VTLB36070A** | 23000 | 24000 | 16.5 | 12.5 | 8.1 | 2.32 | 60 | 45 | 213168925
BROCK | PH7TAN424**AA* | CAP**3717AL* | PG80VTLB36070A** | 23000 | 24000 | 16.5 | 12.5 | 8.1 | 2.32 | 60 | 45 | 213168924
BRYANT HEATING AND COOLING SYSTEMS | PH7TAN424**AA* | CAP**3717AL* | 82*TB36070V14*** | 23000 | 24000 | 16.5 | 12.5 | 8.1 | 2.32 | 60 | 45 | 213168922
PAYNE HEATING AND COOLING | PH7TAN424**AA* | CAP**3717AL* | PG80VTLB36070A** | 23000 | 24000 | 16.5 | 12.5 | 8.1 | 2.32 | 60 | 45 | 213168923
WEATHERMAKER | PH7TAN424**AA* | CAP**3717AL* | PG80VTLB36045A** | 23000 | 24000 | 16.5 | 12.5 | 8.1 | 2.32 | 60 | 45 | 213168907
BROCK | PH7TAN424**AA* | CAP**3717AL* | PG80VTLB36045A** | 23000 | 24000 | 16.5 | 12.5 | 8.1 | 2.32 | 60 | 45 | 213168906
BRYANT HEATING AND COOLING SYSTEMS | PH7TAN424**AA* | CAP**3621AL* | 926SB60100V21*** | 22400 | 23600 | 16 | 12 | 8.1 | 2.26 | 60 | 44 | 213168891
PAYNE HEATING AND COOLING | PH7TAN424**AA* | CAP**3717AL* | PG80VTLB36045A** | 23000 | 24000 | 16.5 | 12.5 | 8.1 | 2.32 | 60 | 45 | 213168905
BRYANT HEATING AND COOLING SYSTEMS | PH7TAN424**AA* | CAP**3621AL* | 926SB60080V21*** | 22800 | 24000 | 16.5 | 12.5 | 8.1 | 2.28 | 60 | 44 | 213168878
BRYANT HEATING AND COOLING SYSTEMS | PH7TAN424**AA* | CAP**3621AL* | 926TC66100V21*** | 22800 | 24000 | 16.5 | 12.5 | 8.1 | 2.3 | 60 | 44 | 213168839
ECOTEMP | W4H7T36*K*AAA* | WLA*484DA* | WFET110C066A* | 34000 | 35000 | 16 | 11.7 | 8.1 | 2.24 | 62 | 50 | 213174124
ECOTEMP | W4H7T24*K*AAA* | WLA*254BA* | WFST080B048A* | 23200 | 24200 | 16.5 | 12.5 | 8.1 | 2.34 | 60 | 45 | 213167939
GRANDAIRE | W4H7T36*K*AAA* | WLA*484DA* | WFET110C066A* | 34000 | 35000 | 16 | 11.7 | 8.1 | 2.24 | 62 | 50 | 213174123
GRANDAIRE | W4H7T24*K*AAA* | WLA*254BA* | WFST080B048A* | 23200 | 24200 | 16.5 | 12.5 | 8.1 | 2.34 | 60 | 45 | 213167938
ECOTEMP | W4H7T24*K*AAA* | WLA*254BA* | WFST060B048A* | 23000 | 24000 | 16.5 | 12.5 | 8.1 | 2.32 | 60 | 45 | 213167919
GRANDAIRE | W4H7T24*K*AAA* | WLA*254BA* | WFST060B048A* | 23000 | 24000 | 16.5 | 12.5 | 8.1 | 2.32 | 60 | 45 | 213167918
ECOTEMP | W4H7T24*K*AAA* | WLA*254BA* | WFET090B048A* | 23200 | 24200 | 16.5 | 12.5 | 8.1 | 2.34 | 60 | 45 | 213167795
GRANDAIRE | W4H7T24*K*AAA* | WLA*254BA* | WFET090B048A* | 23200 | 24200 | 16.5 | 12.5 | 8.1 | 2.34 | 60 | 45 | 213167794
ECOTEMP | W4H7T24*K*AAA* | WLA*254BA* | WFET070A036A* | 23200 | 24200 | 16.5 | 12.5 | 8.1 | 2.34 | 60 | 44 | 213167769
GRANDAIRE | W4H7T24*K*AAA* | WLA*254BA* | WFET070A036A* | 23200 | 24200 | 16.5 | 12.5 | 8.1 | 2.34 | 60 | 44 | 213167768
ECOTEMP | W4H7T24*K*AAA* | WLA*254BA* | WFET045A036A* | 22800 | 24000 | 16.5 | 12.5 | 8.1 | 2.32 | 60 | 44 | 213167759
GRANDAIRE | W4H7T24*K*AAA* | WLA*254BA* | WFET045A036A* | 22800 | 24000 | 16.5 | 12.5 | 8.1 | 2.32 | 60 | 44 | 213167758
ECOTEMP | W4H7T24*K*AAA* | WLA*244BA* | WFST080B048A* | 22200 | 23800 | 16 | 12 | 8.1 | 2.26 | 60 | 45 | 213167676
GRANDAIRE | W4H7T24*K*AAA* | WLA*244BA* | WFST080B048A* | 22200 | 23800 | 16 | 12 | 8.1 | 2.26 | 60 | 45 | 213167675
ECOTEMP | W4H7T24*K*AAA* | WLA*244BA* | WFST060B048A* | 22000 | 23600 | 15.5 | 12 | 8.1 | 2.24 | 60 | 44 | 213167656
GRANDAIRE | W4H7T24*K*AAA* | WLA*244BA* | WFST060B048A* | 22000 | 23600 | 15.5 | 12 | 8.1 | 2.24 | 60 | 44 | 213167655
ECOTEMP | W4H7T24*K*AAA* | WLA*244BA* | WFET090B048A* | 22000 | 23600 | 15.5 | 12 | 8.1 | 2.24 | 60 | 44 | 213167532
GRANDAIRE | W4H7T24*K*AAA* | WLA*244BA* | WFET090B048A* | 22000 | 23600 | 15.5 | 12 | 8.1 | 2.24 | 60 | 44 | 213167531
ECOTEMP | W4H7T24*K*AAA* | WLA*244AA* | WFET070A036A* | 22200 | 23800 | 16 | 12 | 8.1 | 2.26 | 60 | 44 | 213167390
GRANDAIRE | W4H7T24*K*AAA* | WLA*244AA* | WFET070A036A* | 22200 | 23800 | 16 | 12 | 8.1 | 2.26 | 60 | 44 | 213167389
ECOTEMP | W4H7T24*K*AAA* | WLA*244AA* | WFET045A036A* | 22000 | 23600 | 15.5 | 12 | 8.1 | 2.24 | 60 | 44 | 213167380
GRANDAIRE | W4H7T24*K*AAA* | WLA*244AA* | WFET045A036A* | 22000 | 23600 | 15.5 | 12 | 8.1 | 2.24 | 60 | 44 | 213167379
CARRIER | GH7TAN424**AA* | FT4BN(B,X)C36L* |  | 23400 | 23800 | 17 | 12.5 | 8.1 | 2.32 | 61 | 45 | 213280525
CARRIER | 25TPA724A**30* | CAP**3721AL* | GG96VTAB60100C** | 22800 | 24000 | 16.5 | 12.5 | 8.1 | 2.32 | 60 | 45 | 213169348
CARRIER | 25TPA724A**30* | CAP**3721AL* | GG96VTAB48080B** | 23200 | 24200 | 16.5 | 12.5 | 8.1 | 2.36 | 60 | 45 | 213169312
CARRIER | 25TPA724A**30* | CAP**3721AL* | GG96VTAB48060B** | 23000 | 24000 | 16.5 | 12.5 | 8.1 | 2.34 | 60 | 45 | 213169292
CARRIER | 25TPA724A**30* | CAP**3717AL* | GG96VTAB48080B** | 23000 | 24200 | 16.5 | 12.5 | 8.1 | 2.32 | 60 | 45 | 213169079
CARRIER | 25TPA724A**30* | CAP**3717AL* | GG96VTAB48060B** | 22800 | 24000 | 16.5 | 12.5 | 8.1 | 2.3 | 60 | 45 | 213169059
ECOTEMP | W4H7T24*K*AAA* | WLA*374CA* | WFST100C060A* | 22800 | 24000 | 16.5 | 12.5 | 8.1 | 2.32 | 60 | 45 | 213169366
GRANDAIRE | W4H7T24*K*AAA* | WLA*374CA* | WFST100C060A* | 22800 | 24000 | 16.5 | 12.5 | 8.1 | 2.32 | 60 | 45 | 213169365
ECOTEMP | W4H7T24*K*AAA* | WLA*374CA* | WFST080B048A* | 23200 | 24200 | 16.5 | 12.5 | 8.1 | 2.36 | 60 | 45 | 213169330
GRANDAIRE | W4H7T24*K*AAA* | WLA*374CA* | WFST080B048A* | 23200 | 24200 | 16.5 | 12.5 | 8.1 | 2.36 | 60 | 45 | 213169329
ECOTEMP | W4H7T24*K*AAA* | WLA*374CA* | WFET110C066A* | 23200 | 24200 | 16.5 | 12.5 | 8.1 | 2.36 | 60 | 45 | 213169222
ECOTEMP | W4H7T24*K*AAA* | WLA*374CA* | WFST060B048A* | 23000 | 24000 | 16.5 | 12.5 | 8.1 | 2.34 | 60 | 45 | 213169310
GRANDAIRE | W4H7T24*K*AAA* | WLA*374CA* | WFST060B048A* | 23000 | 24000 | 16.5 | 12.5 | 8.1 | 2.34 | 60 | 45 | 213169309
GRANDAIRE | W4H7T24*K*AAA* | WLA*374CA* | WFET110C066A* | 23200 | 24200 | 16.5 | 12.5 | 8.1 | 2.36 | 60 | 45 | 213169221
GRANDAIRE | W4H7T24*K*AAA* | WLA*374CA* | WFET090B048A* | 22800 | 24000 | 16.5 | 12.5 | 8.1 | 2.32 | 60 | 45 | 213169187
ECOTEMP | W4H7T24*K*AAA* | WLA*374CA* | WFET090B048A* | 22800 | 24000 | 16.5 | 12.5 | 8.1 | 2.32 | 60 | 45 | 213169188
GRANDAIRE | W4H7T24*K*AAA* | WLA*374BA* | WFST080B048A* | 23000 | 24200 | 16.5 | 12.5 | 8.1 | 2.32 | 60 | 45 | 213169096
ECOTEMP | W4H7T24*K*AAA* | WLA*374BA* | WFST080B048A* | 23000 | 24200 | 16.5 | 12.5 | 8.1 | 2.32 | 60 | 45 | 213169097
ECOTEMP | W4H7T24*K*AAA* | WLA*374BA* | WFST060B048A* | 22800 | 24000 | 16.5 | 12.5 | 8.1 | 2.3 | 60 | 45 | 213169077
GRANDAIRE | W4H7T24*K*AAA* | WLA*374BA* | WFST060B048A* | 22800 | 24000 | 16.5 | 12.5 | 8.1 | 2.3 | 60 | 45 | 213169076
ECOTEMP | W4H7T24*K*AAA* | WLA*374BA* | WFET090B048A* | 23000 | 24000 | 16.5 | 12.5 | 8.1 | 2.32 | 60 | 45 | 213168953
GRANDAIRE | W4H7T24*K*AAA* | WLA*374BA* | WFET090B048A* | 23000 | 24000 | 16.5 | 12.5 | 8.1 | 2.32 | 60 | 45 | 213168952
ECOTEMP | W4H7T24*K*AAA* | WLA*374BA* | WFET070A036A* | 23000 | 24000 | 16.5 | 12.5 | 8.1 | 2.32 | 60 | 45 | 213168927
GRANDAIRE | W4H7T24*K*AAA* | WLA*374BA* | WFET070A036A* | 23000 | 24000 | 16.5 | 12.5 | 8.1 | 2.32 | 60 | 45 | 213168926
ECOTEMP | W4H7T24*K*AAA* | WLA*374BA* | WFET045A036A* | 23000 | 24000 | 16.5 | 12.5 | 8.1 | 2.32 | 60 | 45 | 213168917
GRANDAIRE | W4H7T24*K*AAA* | WLA*374BA* | WFET045A036A* | 23000 | 24000 | 16.5 | 12.5 | 8.1 | 2.32 | 60 | 45 | 213168916
ECOTEMP | W4H7T24*K*AAA* | WLA*364CA* | WFET110C066A* | 22800 | 24000 | 16.5 | 12.5 | 8.1 | 2.28 | 60 | 44 | 213168706
GRANDAIRE | W4H7T24*K*AAA* | WLA*364CA* | WFET110C066A* | 22800 | 24000 | 16.5 | 12.5 | 8.1 | 2.28 | 60 | 44 | 213168705
ECOTEMP | W4H7T24*K*AAA* | WLA*364BA* | WFST080B048A* | 22200 | 23600 | 16 | 12.5 | 8.1 | 2.24 | 60 | 44 | 213168581
GRANDAIRE | W4H7T24*K*AAA* | WLA*364BA* | WFST080B048A* | 22200 | 23600 | 16 | 12.5 | 8.1 | 2.24 | 60 | 44 | 213168580
ECOTEMP | W4H7T24*K*AAA* | WLA*364BA* | WFST060B048A* | 22400 | 23800 | 16 | 12 | 8.1 | 2.26 | 60 | 44 | 213168561
BRYANT HEATING AND COOLING SYSTEMS | PH7TAN424**AA* | CAP**3721AL* | 82*TB66110V21*** | 23200 | 24200 | 16.5 | 12.5 | 8.1 | 2.36 | 60 | 45 | 213169209
WEATHERMAKER | PH7TAN424**AA* | CAP**3721AL* | PG80VTLB60090C** | 23400 | 24400 | 16.5 | 13 | 8.1 | 2.36 | 60 | 45 | 213169196
BROCK | PH7TAN424**AA* | CAP**3721AL* | PG80VTLB60090C** | 23400 | 24400 | 16.5 | 13 | 8.1 | 2.36 | 60 | 45 | 213169195
PAYNE HEATING AND COOLING | PH7TAN424**AA* | CAP**3721AL* | PG80VTLB60090C** | 23400 | 24400 | 16.5 | 13 | 8.1 | 2.36 | 60 | 45 | 213169194
BRYANT HEATING AND COOLING SYSTEMS | PH7TAN424**AA* | CAP**3721AL* | 82*TB60090V21*** | 23400 | 24400 | 16.5 | 13 | 8.1 | 2.36 | 60 | 45 | 213169193
WEATHERMAKER | PH7TAN424**AA* | CAP**3721AL* | PG80VTLB48090B** | 22800 | 24000 | 16.5 | 12.5 | 8.1 | 2.32 | 60 | 45 | 213169186
BROCK | PH7TAN424**AA* | CAP**3721AL* | PG80VTLB48090B** | 22800 | 24000 | 16.5 | 12.5 | 8.1 | 2.32 | 60 | 45 | 213169185
PAYNE HEATING AND COOLING | PH7TAN424**AA* | CAP**3721AL* | PG80VTLB48090B** | 22800 | 24000 | 16.5 | 12.5 | 8.1 | 2.32 | 60 | 45 | 213169184
BRYANT HEATING AND COOLING SYSTEMS | PH7TAN424**AA* | CAP**3721AL* | 82*TB48090V17*** | 22800 | 24000 | 16.5 | 12.5 | 8.1 | 2.32 | 60 | 45 | 213169183
WEATHERMAKER | PH7TAN424**AA* | CAP**3721AL* | PG80VTLB48070B** | 23000 | 24000 | 16.5 | 12.5 | 8.1 | 2.34 | 60 | 45 | 213169170
BROCK | PH7TAN424**AA* | CAP**3721AL* | PG80VTLB48070B** | 23000 | 24000 | 16.5 | 12.5 | 8.1 | 2.34 | 60 | 45 | 213169169
PAYNE HEATING AND COOLING | PH7TAN424**AA* | CAP**3721AL* | PG80VTLB48070B** | 23000 | 24000 | 16.5 | 12.5 | 8.1 | 2.34 | 60 | 45 | 213169168
BRYANT HEATING AND COOLING SYSTEMS | PH7TAN424**AA* | CAP**3721AL* | 82*TB48070V17*** | 23000 | 24000 | 16.5 | 12.5 | 8.1 | 2.34 | 60 | 45 | 213169167
BRYANT HEATING AND COOLING SYSTEMS | PH7TAN424**AA* | CAP**3717AL* | 926SB48080V17*** | 23000 | 24200 | 16.5 | 12.5 | 8.1 | 2.32 | 60 | 45 | 213169154
BRYANT HEATING AND COOLING SYSTEMS | PH7TAN424**AA* | CAP**3717AL* | 926SB48060V17*** | 22800 | 24000 | 16 | 12.5 | 8.1 | 2.3 | 60 | 45 | 213169141
BRYANT HEATING AND COOLING SYSTEMS | PH7TAN424**AA* | CAP**3717AL* | 926SB36040V17*** | 22800 | 24200 | 16 | 12 | 8.1 | 2.28 | 60 | 45 | 213169115
WEATHERMAKER | PH7TAN424**AA* | CAP**3717AL* | PG96VTAB48080B** | 23000 | 24200 | 16.5 | 12.5 | 8.1 | 2.32 | 60 | 45 | 213169087
BRYANT HEATING AND COOLING SYSTEMS | PH7TAN424**AA* | CAP**3717AL* | 926TC48080V17*** | 23000 | 24200 | 16.5 | 12.5 | 8.1 | 2.32 | 60 | 45 | 213169084
BROCK | PH7TAN424**AA* | CAP**3717AL* | PG96VTAB48080B** | 23000 | 24200 | 16.5 | 12.5 | 8.1 | 2.32 | 60 | 45 | 213169086
WEATHERMAKER | PH7TAN424**AA* | CAP**3717AL* | PG96VTAB48060B** | 22800 | 24000 | 16.5 | 12.5 | 8.1 | 2.3 | 60 | 45 | 213169067
PAYNE HEATING AND COOLING | PH7TAN424**AA* | CAP**3717AL* | PG96VTAB48080B** | 23000 | 24200 | 16.5 | 12.5 | 8.1 | 2.32 | 60 | 45 | 213169085
BROCK | PH7TAN424**AA* | CAP**3717AL* | PG96VTAB48060B** | 22800 | 24000 | 16.5 | 12.5 | 8.1 | 2.3 | 60 | 45 | 213169066
BRYANT HEATING AND COOLING SYSTEMS | PH7TAN424**AA* | CAP**3717AL* | 926TC48060V17*** | 22800 | 24000 | 16.5 | 12.5 | 8.1 | 2.3 | 60 | 45 | 213169064
PAYNE HEATING AND COOLING | PH7TAN424**AA* | CAP**3717AL* | PG96VTAB48060B** | 22800 | 24000 | 16.5 | 12.5 | 8.1 | 2.3 | 60 | 45 | 213169065
DAY & NIGHT | N4H7T24*K*AAA* | EA*4X37L17A* | *96VTN0601716B* | 22800 | 24000 | 16.5 | 12.5 | 8.1 | 2.3 | 60 | 45 | 213169072
COMFORTMAKER | N4H7T24*K*AAA* | EA*4X37L17A* | *96VTN0601716B* | 22800 | 24000 | 16.5 | 12.5 | 8.1 | 2.3 | 60 | 45 | 213169071
ARCOAIRE | N4H7T24*K*AAA* | EA*4X37L17A* | *96VTN0601716B* | 22800 | 24000 | 16.5 | 12.5 | 8.1 | 2.3 | 60 | 45 | 213169070
AIRQUEST | N4H7T24*K*AAA* | EA*4X37L17A* | *96VTN0601716B* | 22800 | 24000 | 16.5 | 12.5 | 8.1 | 2.3 | 60 | 45 | 213169069
HEIL | N4H7T24*K*AAA* | EA*4X37L17A* | *96VTN0601716B* | 22800 | 24000 | 16.5 | 12.5 | 8.1 | 2.3 | 60 | 45 | 213169068
TEMPSTAR | N4H7T24*K*AAA* | EA*4X37L17A* | *96VTN0401712B* | 22800 | 24200 | 16 | 12 | 8.1 | 2.28 | 60 | 45 | 213169041
KENMORE | N4H7T24*K*AAA* | EA*4X37L17A* | *96VTN0401712B* | 22800 | 24200 | 16 | 12 | 8.1 | 2.28 | 60 | 45 | 213169040
KEEPRITE | N4H7T24*K*AAA* | EA*4X37L17A* | *96VTN0401712B* | 22800 | 24200 | 16 | 12 | 8.1 | 2.28 | 60 | 45 | 213169039
DAY & NIGHT | N4H7T24*K*AAA* | EA*4X37L17A* | *96VTN0401712B* | 22800 | 24200 | 16 | 12 | 8.1 | 2.28 | 60 | 45 | 213169038
COMFORTMAKER | N4H7T24*K*AAA* | EA*4X37L17A* | *96VTN0401712B* | 22800 | 24200 | 16 | 12 | 8.1 | 2.28 | 60 | 45 | 213169037
ARCOAIRE | N4H7T24*K*AAA* | EA*4X37L17A* | *96VTN0401712B* | 22800 | 24200 | 16 | 12 | 8.1 | 2.28 | 60 | 45 | 213169036
AIRQUEST | N4H7T24*K*AAA* | EA*4X37L17A* | *96VTN0401712B* | 22800 | 24200 | 16 | 12 | 8.1 | 2.28 | 60 | 45 | 213169035
HEIL | N4H7T24*K*AAA* | EA*4X37L17A* | *96VTN0401712B* | 22800 | 24200 | 16 | 12 | 8.1 | 2.28 | 60 | 45 | 213169034
TEMPSTAR | N4H7T24*K*AAA* | EA*4X37L17A* | *80VSL0901716B* | 23000 | 24000 | 16.5 | 12.5 | 8.1 | 2.32 | 60 | 45 | 213169005
KENMORE | N4H7T24*K*AAA* | EA*4X37L17A* | *80VSL0901716B* | 23000 | 24000 | 16.5 | 12.5 | 8.1 | 2.32 | 60 | 45 | 213169004
KEEPRITE | N4H7T24*K*AAA* | EA*4X37L17A* | *80VSL0901716B* | 23000 | 24000 | 16.5 | 12.5 | 8.1 | 2.32 | 60 | 45 | 213169003
DAY & NIGHT | N4H7T24*K*AAA* | EA*4X37L17A* | *80VSL0901716B* | 23000 | 24000 | 16.5 | 12.5 | 8.1 | 2.32 | 60 | 45 | 213169002
COMFORTMAKER | N4H7T24*K*AAA* | EA*4X37L17A* | *80VSL0901716B* | 23000 | 24000 | 16.5 | 12.5 | 8.1 | 2.32 | 60 | 45 | 213169001
ARCOAIRE | N4H7T24*K*AAA* | EA*4X37L17A* | *80VSL0901716B* | 23000 | 24000 | 16.5 | 12.5 | 8.1 | 2.32 | 60 | 45 | 213169000
AIRQUEST | N4H7T24*K*AAA* | EA*4X37L17A* | *80VSL0901716B* | 23000 | 24000 | 16.5 | 12.5 | 8.1 | 2.32 | 60 | 45 | 213168999
HEIL | N4H7T24*K*AAA* | EA*4X37L17A* | *80VSL0901716B* | 23000 | 24000 | 16.5 | 12.5 | 8.1 | 2.32 | 60 | 45 | 213168998
TEMPSTAR | N4H7T24*K*AAA* | EA*4X37L17A* | *80VSL0701716B* | 23200 | 24200 | 16.5 | 12.5 | 8.1 | 2.34 | 60 | 45 | 213168992
KENMORE | N4H7T24*K*AAA* | EA*4X37L17A* | *80VSL0701716B* | 23200 | 24200 | 16.5 | 12.5 | 8.1 | 2.34 | 60 | 45 | 213168991
KEEPRITE | N4H7T24*K*AAA* | EA*4X37L17A* | *80VSL0701716B* | 23200 | 24200 | 16.5 | 12.5 | 8.1 | 2.34 | 60 | 45 | 213168990
DAY & NIGHT | N4H7T24*K*AAA* | EA*4X37L17A* | *80VSL0701716B* | 23200 | 24200 | 16.5 | 12.5 | 8.1 | 2.34 | 60 | 45 | 213168989
COMFORTMAKER | N4H7T24*K*AAA* | EA*4X37L17A* | *80VSL0701716B* | 23200 | 24200 | 16.5 | 12.5 | 8.1 | 2.34 | 60 | 45 | 213168988
ARCOAIRE | N4H7T24*K*AAA* | EA*4X37L17A* | *80VSL0701716B* | 23200 | 24200 | 16.5 | 12.5 | 8.1 | 2.34 | 60 | 45 | 213168987
AIRQUEST | N4H7T24*K*AAA* | EA*4X37L17A* | *80VSL0701716B* | 23200 | 24200 | 16.5 | 12.5 | 8.1 | 2.34 | 60 | 45 | 213168986
HEIL | N4H7T24*K*AAA* | EA*4X37L17A* | *80VSL0701716B* | 23200 | 24200 | 16.5 | 12.5 | 8.1 | 2.34 | 60 | 45 | 213168985
TEMPSTAR | N4H7T24*K*AAA* | EA*4X37L17A* | *80VSL0701412B* | 23000 | 24000 | 16.5 | 12.5 | 8.1 | 2.32 | 60 | 45 | 213168979
KENMORE | N4H7T24*K*AAA* | EA*4X37L17A* | *80VSL0701412B* | 23000 | 24000 | 16.5 | 12.5 | 8.1 | 2.32 | 60 | 45 | 213168978
KEEPRITE | N4H7T24*K*AAA* | EA*4X37L17A* | *80VSL0701412B* | 23000 | 24000 | 16.5 | 12.5 | 8.1 | 2.32 | 60 | 45 | 213168977
COMFORTMAKER | N4H7T24*K*AAA* | EA*4X37L17A* | *80VSL0701412B* | 23000 | 24000 | 16.5 | 12.5 | 8.1 | 2.32 | 60 | 45 | 213168975
DAY & NIGHT | N4H7T24*K*AAA* | EA*4X37L17A* | *80VSL0701412B* | 23000 | 24000 | 16.5 | 12.5 | 8.1 | 2.32 | 60 | 45 | 213168976
ARCOAIRE | N4H7T24*K*AAA* | EA*4X37L17A* | *80VSL0701412B* | 23000 | 24000 | 16.5 | 12.5 | 8.1 | 2.32 | 60 | 45 | 213168974
AIRQUEST | N4H7T24*K*AAA* | EA*4X37L17A* | *80VSL0701412B* | 23000 | 24000 | 16.5 | 12.5 | 8.1 | 2.32 | 60 | 45 | 213168973
HEIL | N4H7T24*K*AAA* | EA*4X37L17A* | *80VSL0701412B* | 23000 | 24000 | 16.5 | 12.5 | 8.1 | 2.32 | 60 | 45 | 213168972
TEMPSTAR | N4H7T24*K*AAA* | EA*4X37L17A* | *80VSL0451412B* | 23000 | 24000 | 16.5 | 12.5 | 8.1 | 2.32 | 60 | 45 | 213168966
KENMORE | N4H7T24*K*AAA* | EA*4X37L17A* | *80VSL0451412B* | 23000 | 24000 | 16.5 | 12.5 | 8.1 | 2.32 | 60 | 45 | 213168965
BRYANT HEATING AND COOLING SYSTEMS | GH7TAN424**AA* | CAP**2517AL* | 82*SB36045V14*** | 22800 | 24000 | 16.5 | 12.5 | 8.1 | 2.32 | 60 | 44 | 213167799
BRYANT HEATING AND COOLING SYSTEMS | GH7TAN424**AA* | CAP**2517AL* | 82*TB48090V17*** | 23200 | 24200 | 16.5 | 12.5 | 8.1 | 2.34 | 60 | 45 | 213167789
CARRIER | GH7TAN424**AA* | CAP**2517AL* | 58TP*B090V17**16 | 23200 | 24200 | 16.5 | 12.5 | 8.1 | 2.34 | 60 | 45 | 213167787
BRYANT HEATING AND COOLING SYSTEMS | GH7TAN424**AA* | CAP**2517AL* | 82*TB48070V17*** | 23000 | 24000 | 16.5 | 12.5 | 8.1 | 2.32 | 60 | 45 | 213167773
CARRIER | GH7TAN424**AA* | CAP**2517AL* | 58TP*B070V17**16 | 23000 | 24000 | 16.5 | 12.5 | 8.1 | 2.32 | 60 | 45 | 213167771
BRYANT HEATING AND COOLING SYSTEMS | GH7TAN424**AA* | CAP**2517AL* | 82*TB36070V14*** | 23200 | 24200 | 16.5 | 12.5 | 8.1 | 2.34 | 60 | 44 | 213167763
CARRIER | GH7TAN424**AA* | CAP**2517AL* | 58TP*B070V14**12 | 23200 | 24200 | 16.5 | 12.5 | 8.1 | 2.34 | 60 | 44 | 213167761
CARRIER | GH7TAN424**AA* | CAP**2517AL* | 58TP*B045V14**12 | 22800 | 24000 | 16.5 | 12.5 | 8.1 | 2.32 | 60 | 44 | 213167743
BRYANT HEATING AND COOLING SYSTEMS | GH7TAN424**AA* | CAP**2417AL* | 926SB48080V17*** | 22200 | 23800 | 16 | 12 | 8.1 | 2.26 | 60 | 45 | 213167732
CARRIER | GH7TAN424**AA* | CAP**2417AL* | 59SP6B080V17**16 | 22200 | 23800 | 16 | 12 | 8.1 | 2.26 | 60 | 45 | 213167730
BRYANT HEATING AND COOLING SYSTEMS | GH7TAN424**AA* | CAP**2417AL* | 926SB48060V17*** | 22000 | 23600 | 15.5 | 12 | 8.1 | 2.24 | 60 | 44 | 213167719
CARRIER | GH7TAN424**AA* | CAP**2417AL* | 59SP6B060V17**16 | 22000 | 23600 | 15.5 | 12 | 8.1 | 2.24 | 60 | 44 | 213167717
BRYANT HEATING AND COOLING SYSTEMS | GH7TAN424**AA* | CAP**2417AL* | 926TC48080V17*** | 22200 | 23800 | 16 | 12 | 8.1 | 2.26 | 60 | 45 | 213167662
CARRIER | GH7TAN424**AA* | CAP**2417AL* | GG96VTAB48080B** | 22200 | 23800 | 16 | 12 | 8.1 | 2.26 | 60 | 45 | 213167660
CARRIER | GH7TAN424**AA* | CAP**2417AL* | 59TP6C060V17**16 | 22000 | 23600 | 15.5 | 12 | 8.1 | 2.24 | 60 | 44 | 213167639
BRYANT HEATING AND COOLING SYSTEMS | GH7TAN424**AA* | CAP**2417AL* | 926TC48060V17*** | 22000 | 23600 | 15.5 | 12 | 8.1 | 2.24 | 60 | 44 | 213167642
CARRIER | GH7TAN424**AA* | CAP**2417AL* | 59TP6C080V17**16 | 22200 | 23800 | 16 | 12 | 8.1 | 2.26 | 60 | 45 | 213167659
CARRIER | GH7TAN424**AA* | CAP**2417AL* | GG96VTAB48060B** | 22000 | 23600 | 15.5 | 12 | 8.1 | 2.24 | 60 | 44 | 213167640
BRYANT HEATING AND COOLING SYSTEMS | GH7TAN424**AA* | CAP**2417AL* | 82*SB48070V17*** | 22000 | 23600 | 16 | 12 | 8.1 | 2.24 | 60 | 44 | 213167562
CARRIER | GH7TAN424**AA* | CAP**2417AL* | 58SP*B070V17**16 | 22000 | 23600 | 16 | 12 | 8.1 | 2.24 | 60 | 44 | 213167560
BRYANT HEATING AND COOLING SYSTEMS | GH7TAN424**AA* | CAP**2417AL* | 82*TB48090V17*** | 22000 | 23600 | 15.5 | 12 | 8.1 | 2.24 | 60 | 44 | 213167526
CARRIER | GH7TAN424**AA* | CAP**2417AL* | 58TP*B090V17**16 | 22000 | 23600 | 15.5 | 12 | 8.1 | 2.24 | 60 | 44 | 213167524
BRYANT HEATING AND COOLING SYSTEMS | GH7TAN424**AA* | CAP**2417AL* | 82*TB48070V17*** | 22000 | 23800 | 16 | 12 | 8.1 | 2.24 | 60 | 44 | 213167510
CARRIER | GH7TAN424**AA* | CAP**2417AL* | 58TP*B070V17**16 | 22000 | 23800 | 16 | 12 | 8.1 | 2.24 | 60 | 44 | 213167508
BRYANT HEATING AND COOLING SYSTEMS | GH7TAN424**AA* | CAP**2414AL* | 82*SB36045V14*** | 22000 | 23600 | 15.5 | 12 | 8.1 | 2.24 | 60 | 44 | 213167394
CARRIER | GH7TAN424**AA* | CAP**2414AL* | 58SP*B045V14**12 | 22000 | 23600 | 15.5 | 12 | 8.1 | 2.24 | 60 | 44 | 213167392
BRYANT HEATING AND COOLING SYSTEMS | GH7TAN424**AA* | CAP**2414AL* | 82*TB36070V14*** | 22200 | 23800 | 16 | 12 | 8.1 | 2.26 | 60 | 44 | 213167384
CARRIER | GH7TAN424**AA* | CAP**2414AL* | 58TP*B070V14**12 | 22200 | 23800 | 16 | 12 | 8.1 | 2.26 | 60 | 44 | 213167382
CARRIER | GH7TAN424**AA* | CAP**2414AL* | 58TP*B045V14**12 | 22000 | 23600 | 15.5 | 12 | 8.1 | 2.24 | 60 | 44 | 213167364
GRANDAIRE | W4H7T24*K*AAA* | WLA*364BA* | WFST060B048A* | 22400 | 23800 | 16 | 12 | 8.1 | 2.26 | 60 | 44 | 213168560
BRYANT HEATING AND COOLING SYSTEMS | 227TBN060**AA* | F54AA*D60L* |  | 57000 | 60000 | 16 | 12 | 8.1 | 2.34 | 63 | 51 | 213386205
CARRIER | 25TPA724A**30* | CAP**3617AL* | GG96VTAB48080B** | 22200 | 23600 | 16 | 12.5 | 8.1 | 2.24 | 60 | 44 | 213168563
CARRIER | 25TPA724A**30* | CAP**3617AL* | GG96VTAB48060B** | 22400 | 23800 | 16 | 12 | 8.1 | 2.26 | 60 | 44 | 213168543
COMFORTMAKER | N4H7T24*K*AAA* | FTMA4X24L0B* |  | 23200 | 23400 | 16.5 | 12.5 | 8.1 | 2.36 | 63 | 47 | 213280562
KENMORE | N4H7T24*K*AAA* | EA*4X37L21A* | *96VSN1002120B* | 23400 | 24400 | 17 | 13 | 8.1 | 2.38 | 60 | 45 | 213169443
TEMPSTAR | N4H7T24*K*AAA* | EA*4X37L21A* | *96VSN1002120B* | 23400 | 24400 | 17 | 13 | 8.1 | 2.38 | 60 | 45 | 213169444
KEEPRITE | N4H7T24*K*AAA* | EA*4X37L21A* | *96VSN1002120B* | 23400 | 24400 | 17 | 13 | 8.1 | 2.38 | 60 | 45 | 213169442
DAY & NIGHT | N4H7T24*K*AAA* | EA*4X37L21A* | *96VSN1002120B* | 23400 | 24400 | 17 | 13 | 8.1 | 2.38 | 60 | 45 | 213169441
COMFORTMAKER | N4H7T24*K*AAA* | EA*4X37L21A* | *96VSN1002120B* | 23400 | 24400 | 17 | 13 | 8.1 | 2.38 | 60 | 45 | 213169440
AIRQUEST | N4H7T24*K*AAA* | EA*4X37L21A* | *96VSN1002120B* | 23400 | 24400 | 17 | 13 | 8.1 | 2.38 | 60 | 45 | 213169438
ARCOAIRE | N4H7T24*K*AAA* | EA*4X37L21A* | *96VSN1002120B* | 23400 | 24400 | 17 | 13 | 8.1 | 2.38 | 60 | 45 | 213169439
HEIL | N4H7T24*K*AAA* | EA*4X37L21A* | *96VSN1002120B* | 23400 | 24400 | 17 | 13 | 8.1 | 2.38 | 60 | 45 | 213169437
TEMPSTAR | N4H7T24*K*AAA* | EA*4X37L21A* | *96VSN0802120B* | 23200 | 24200 | 16.5 | 12.5 | 8.1 | 2.36 | 60 | 45 | 213169431
KEEPRITE | N4H7T24*K*AAA* | EA*4X37L21A* | *96VSN0802120B* | 23200 | 24200 | 16.5 | 12.5 | 8.1 | 2.36 | 60 | 45 | 213169429
KENMORE | N4H7T24*K*AAA* | EA*4X37L21A* | *96VSN0802120B* | 23200 | 24200 | 16.5 | 12.5 | 8.1 | 2.36 | 60 | 45 | 213169430
DAY & NIGHT | N4H7T24*K*AAA* | EA*4X37L21A* | *96VSN0802120B* | 23200 | 24200 | 16.5 | 12.5 | 8.1 | 2.36 | 60 | 45 | 213169428
COMFORTMAKER | N4H7T24*K*AAA* | EA*4X37L21A* | *96VSN0802120B* | 23200 | 24200 | 16.5 | 12.5 | 8.1 | 2.36 | 60 | 45 | 213169427
ARCOAIRE | N4H7T24*K*AAA* | EA*4X37L21A* | *96VSN0802120B* | 23200 | 24200 | 16.5 | 12.5 | 8.1 | 2.36 | 60 | 45 | 213169426
AIRQUEST | N4H7T24*K*AAA* | EA*4X37L21A* | *96VSN0802120B* | 23200 | 24200 | 16.5 | 12.5 | 8.1 | 2.36 | 60 | 45 | 213169425
HEIL | N4H7T24*K*AAA* | EA*4X37L21A* | *96VSN0802120B* | 23200 | 24200 | 16.5 | 12.5 | 8.1 | 2.36 | 60 | 45 | 213169424
KENMORE | N4H7T24*K*AAA* | EA*4X37L21A* | *96VSN0801716B* | 23200 | 24200 | 16.5 | 12.5 | 8.1 | 2.36 | 60 | 45 | 213169417
TEMPSTAR | N4H7T24*K*AAA* | EA*4X37L21A* | *96VSN0801716B* | 23200 | 24200 | 16.5 | 12.5 | 8.1 | 2.36 | 60 | 45 | 213169418
COMFORTMAKER | N4H7T24*K*AAA* | EA*4X37L21A* | *96VSN0801716B* | 23200 | 24200 | 16.5 | 12.5 | 8.1 | 2.36 | 60 | 45 | 213169414
KEEPRITE | N4H7T24*K*AAA* | EA*4X37L21A* | *96VSN0801716B* | 23200 | 24200 | 16.5 | 12.5 | 8.1 | 2.36 | 60 | 45 | 213169416
ARCOAIRE | N4H7T24*K*AAA* | EA*4X37L21A* | *96VSN0801716B* | 23200 | 24200 | 16.5 | 12.5 | 8.1 | 2.36 | 60 | 45 | 213169413
DAY & NIGHT | N4H7T24*K*AAA* | EA*4X37L21A* | *96VSN0801716B* | 23200 | 24200 | 16.5 | 12.5 | 8.1 | 2.36 | 60 | 45 | 213169415
HEIL | N4H7T24*K*AAA* | EA*4X37L21A* | *96VSN0801716B* | 23200 | 24200 | 16.5 | 12.5 | 8.1 | 2.36 | 60 | 45 | 213169411
TEMPSTAR | N4H7T24*K*AAA* | EA*4X37L21A* | *96VSN0601716B* | 23000 | 24000 | 16.5 | 12.5 | 8.1 | 2.34 | 60 | 45 | 213169405
AIRQUEST | N4H7T24*K*AAA* | EA*4X37L21A* | *96VSN0801716B* | 23200 | 24200 | 16.5 | 12.5 | 8.1 | 2.36 | 60 | 45 | 213169412
KENMORE | N4H7T24*K*AAA* | EA*4X37L21A* | *96VSN0601716B* | 23000 | 24000 | 16.5 | 12.5 | 8.1 | 2.34 | 60 | 45 | 213169404
KEEPRITE | N4H7T24*K*AAA* | EA*4X37L21A* | *96VSN0601716B* | 23000 | 24000 | 16.5 | 12.5 | 8.1 | 2.34 | 60 | 45 | 213169403
DAY & NIGHT | N4H7T24*K*AAA* | EA*4X37L21A* | *96VSN0601716B* | 23000 | 24000 | 16.5 | 12.5 | 8.1 | 2.34 | 60 | 45 | 213169402
COMFORTMAKER | N4H7T24*K*AAA* | EA*4X37L21A* | *96VSN0601716B* | 23000 | 24000 | 16.5 | 12.5 | 8.1 | 2.34 | 60 | 45 | 213169401
ARCOAIRE | N4H7T24*K*AAA* | EA*4X37L21A* | *96VSN0601716B* | 23000 | 24000 | 16.5 | 12.5 | 8.1 | 2.34 | 60 | 45 | 213169400
TEMPSTAR | N4H7T24*K*AAA* | EA*4X37L21A* | *96VSN0401712B* | 23000 | 24200 | 16 | 12 | 8.1 | 2.32 | 60 | 45 | 213169392
AIRQUEST | N4H7T24*K*AAA* | EA*4X37L21A* | *96VSN0601716B* | 23000 | 24000 | 16.5 | 12.5 | 8.1 | 2.34 | 60 | 45 | 213169399
HEIL | N4H7T24*K*AAA* | EA*4X37L21A* | *96VSN0601716B* | 23000 | 24000 | 16.5 | 12.5 | 8.1 | 2.34 | 60 | 45 | 213169398
KENMORE | N4H7T24*K*AAA* | EA*4X37L21A* | *96VSN0401712B* | 23000 | 24200 | 16 | 12 | 8.1 | 2.32 | 60 | 45 | 213169391
KEEPRITE | N4H7T24*K*AAA* | EA*4X37L21A* | *96VSN0401712B* | 23000 | 24200 | 16 | 12 | 8.1 | 2.32 | 60 | 45 | 213169390
ARCOAIRE | N4H7T24*K*AAA* | FTMA4X24L0B* |  | 23200 | 23400 | 16.5 | 12.5 | 8.1 | 2.36 | 63 | 47 | 213280561
DAY & NIGHT | N4H7T24*K*AAA* | EA*4X37L21A* | *96VSN0401712B* | 23000 | 24200 | 16 | 12 | 8.1 | 2.32 | 60 | 45 | 213169389
COMFORTMAKER | N4H7T24*K*AAA* | EA*4X37L21A* | *96VSN0401712B* | 23000 | 24200 | 16 | 12 | 8.1 | 2.32 | 60 | 45 | 213169388
AIRQUEST | N4H7T24*K*AAA* | FTMA4X24L0B* |  | 23200 | 23400 | 16.5 | 12.5 | 8.1 | 2.36 | 63 | 47 | 213280560
ARCOAIRE | N4H7T24*K*AAA* | EA*4X37L21A* | *96VSN0401712B* | 23000 | 24200 | 16 | 12 | 8.1 | 2.32 | 60 | 45 | 213169387
AIRQUEST | N4H7T24*K*AAA* | EA*4X37L21A* | *96VSN0401712B* | 23000 | 24200 | 16 | 12 | 8.1 | 2.32 | 60 | 45 | 213169386
HEIL | N4H7T24*K*AAA* | FTMA4X24L0B* |  | 23200 | 23400 | 16.5 | 12.5 | 8.1 | 2.36 | 63 | 47 | 213280559
HEIL | N4H7T24*K*AAA* | EA*4X37L21A* | *96VSN0401712B* | 23000 | 24200 | 16 | 12 | 8.1 | 2.32 | 60 | 45 | 213169385
TEMPSTAR | N4H7T24*K*AAA* | FTMA4B36L0C* |  | 23400 | 23800 | 17 | 12.5 | 8.1 | 2.32 | 61 | 45 | 213280544
TEMPSTAR | N4H7T24*K*AAA* | EA*4X24L17A* | *80VSL0701716B* | 22000 | 23600 | 16 | 12 | 8.1 | 2.24 | 60 | 44 | 213167571
KENMORE | N4H7T24*K*AAA* | EA*4X24L17A* | *80VSL0701716B* | 22000 | 23600 | 16 | 12 | 8.1 | 2.24 | 60 | 44 | 213167570
KEEPRITE | N4H7T24*K*AAA* | EA*4X24L17A* | *80VSL0701716B* | 22000 | 23600 | 16 | 12 | 8.1 | 2.24 | 60 | 44 | 213167569
DAY & NIGHT | N4H7T24*K*AAA* | EA*4X24L17A* | *80VSL0701716B* | 22000 | 23600 | 16 | 12 | 8.1 | 2.24 | 60 | 44 | 213167568
COMFORTMAKER | N4H7T24*K*AAA* | EA*4X24L17A* | *80VSL0701716B* | 22000 | 23600 | 16 | 12 | 8.1 | 2.24 | 60 | 44 | 213167567
ARCOAIRE | N4H7T24*K*AAA* | EA*4X24L17A* | *80VSL0701716B* | 22000 | 23600 | 16 | 12 | 8.1 | 2.24 | 60 | 44 | 213167566
AIRQUEST | N4H7T24*K*AAA* | EA*4X24L17A* | *80VSL0701716B* | 22000 | 23600 | 16 | 12 | 8.1 | 2.24 | 60 | 44 | 213167565
HEIL | N4H7T24*K*AAA* | EA*4X24L17A* | *80VSL0701716B* | 22000 | 23600 | 16 | 12 | 8.1 | 2.24 | 60 | 44 | 213167564
TEMPSTAR | N4H7T24*K*AAA* | EA*4X24L17A* | *80VTL0701716B* | 22000 | 23800 | 16 | 12 | 8.1 | 2.24 | 60 | 44 | 213167522
KENMORE | N4H7T24*K*AAA* | EA*4X24L17A* | *80VTL0701716B* | 22000 | 23800 | 16 | 12 | 8.1 | 2.24 | 60 | 44 | 213167521
KEEPRITE | N4H7T24*K*AAA* | EA*4X24L17A* | *80VTL0701716B* | 22000 | 23800 | 16 | 12 | 8.1 | 2.24 | 60 | 44 | 213167520
DAY & NIGHT | N4H7T24*K*AAA* | EA*4X24L17A* | *80VTL0701716B* | 22000 | 23800 | 16 | 12 | 8.1 | 2.24 | 60 | 44 | 213167519
COMFORTMAKER | N4H7T24*K*AAA* | EA*4X24L17A* | *80VTL0701716B* | 22000 | 23800 | 16 | 12 | 8.1 | 2.24 | 60 | 44 | 213167518
AIRQUEST | N4H7T24*K*AAA* | EA*4X24L17A* | *80VTL0701716B* | 22000 | 23800 | 16 | 12 | 8.1 | 2.24 | 60 | 44 | 213167516
ARCOAIRE | N4H7T24*K*AAA* | EA*4X24L17A* | *80VTL0701716B* | 22000 | 23800 | 16 | 12 | 8.1 | 2.24 | 60 | 44 | 213167517
HEIL | N4H7T24*K*AAA* | EA*4X24L17A* | *80VTL0701716B* | 22000 | 23800 | 16 | 12 | 8.1 | 2.24 | 60 | 44 | 213167515
DAY & NIGHT | N4H7T24*K*AAA* | EA*4X36L17A* | *96VTN0601716B* | 22400 | 23800 | 16 | 12 | 8.1 | 2.26 | 60 | 44 | 213168556
ARCOAIRE | N4H7T24*K*AAA* | EA*4X36L17A* | *96VTN0601716B* | 22400 | 23800 | 16 | 12 | 8.1 | 2.26 | 60 | 44 | 213168554
COMFORTMAKER | N4H7T24*K*AAA* | EA*4X36L17A* | *96VTN0601716B* | 22400 | 23800 | 16 | 12 | 8.1 | 2.26 | 60 | 44 | 213168555
AIRQUEST | N4H7T24*K*AAA* | EA*4X36L17A* | *96VTN0601716B* | 22400 | 23800 | 16 | 12 | 8.1 | 2.26 | 60 | 44 | 213168553
HEIL | N4H7T24*K*AAA* | EA*4X36L17A* | *96VTN0601716B* | 22400 | 23800 | 16 | 12 | 8.1 | 2.26 | 60 | 44 | 213168552
BRYANT HEATING AND COOLING SYSTEMS | PH7TAN460**AA* | F54AA*D60L* |  | 57000 | 60000 | 16 | 12 | 8.1 | 2.34 | 63 | 51 | 213310427
WEATHERMAKER | PH7TAN460**AA* | PF4TNBD60L* |  | 56000 | 58000 | 16.5 | 12.5 | 8.1 | 2.38 | 64 | 51 | 213280689
BROCK | PH7TAN460**AA* | PF4TNBD60L* |  | 56000 | 58000 | 16.5 | 12.5 | 8.1 | 2.38 | 64 | 51 | 213280688
PAYNE HEATING AND COOLING | PH7TAN460**AA* | PF4TNBD60L* |  | 56000 | 58000 | 16.5 | 12.5 | 8.1 | 2.38 | 64 | 51 | 213280687
BRYANT HEATING AND COOLING SYSTEMS | PH7TAN460**AA* | FG4ANBD60L* |  | 56000 | 58000 | 16.5 | 12.5 | 8.1 | 2.38 | 64 | 51 | 213280686
BRYANT HEATING AND COOLING SYSTEMS | PH7TAN460**AA* | FT4BNBD60L* |  | 56000 | 58000 | 16.5 | 12.5 | 8.1 | 2.38 | 64 | 51 | 213280685
BRYANT HEATING AND COOLING SYSTEMS | GH7TAN424**AA* | CAP**2517AL* | 926SB48080V17*** | 23200 | 24200 | 16.5 | 12.5 | 8.1 | 2.34 | 60 | 45 | 213167995
CARRIER | GH7TAN424**AA* | CAP**2517AL* | 59SP6B080V17**16 | 23200 | 24200 | 16.5 | 12.5 | 8.1 | 2.34 | 60 | 45 | 213167993
BRYANT HEATING AND COOLING SYSTEMS | GH7TAN424**AA* | CAP**2517AL* | 926SB48060V17*** | 23000 | 24000 | 16.5 | 12.5 | 8.1 | 2.32 | 60 | 45 | 213167982
CARRIER | GH7TAN424**AA* | CAP**2517AL* | 59SP6B060V17**16 | 23000 | 24000 | 16.5 | 12.5 | 8.1 | 2.32 | 60 | 45 | 213167980
BRYANT HEATING AND COOLING SYSTEMS | GH7TAN424**AA* | CAP**2517AL* | 926SB36060V14*** | 22800 | 24000 | 16.5 | 12 | 8.1 | 2.3 | 60 | 45 | 213167969
CARRIER | GH7TAN424**AA* | CAP**2517AL* | 59SP6B060V14**12 | 22800 | 24000 | 16.5 | 12 | 8.1 | 2.3 | 60 | 45 | 213167967
BRYANT HEATING AND COOLING SYSTEMS | GH7TAN424**AA* | CAP**2517AL* | 926SB36040V17*** | 23000 | 24200 | 16 | 12 | 8.1 | 2.3 | 60 | 45 | 213167956
CARRIER | GH7TAN424**AA* | CAP**2517AL* | 59SP6B040V17**12 | 23000 | 24200 | 16 | 12 | 8.1 | 2.3 | 60 | 45 | 213167954
BRYANT HEATING AND COOLING SYSTEMS | GH7TAN424**AA* | CAP**2517AL* | 926SB30040V14*** | 22800 | 24000 | 16 | 12 | 8.1 | 2.3 | 60 | 45 | 213167943
CARRIER | GH7TAN424**AA* | CAP**2517AL* | 59SP6B040V14**10 | 22800 | 24000 | 16 | 12 | 8.1 | 2.3 | 60 | 45 | 213167941
BRYANT HEATING AND COOLING SYSTEMS | GH7TAN424**AA* | CAP**2517AL* | 926TC48080V17*** | 23200 | 24200 | 16.5 | 12.5 | 8.1 | 2.34 | 60 | 45 | 213167925
CARRIER | GH7TAN424**AA* | CAP**2517AL* | GG96VTAB48080B** | 23200 | 24200 | 16.5 | 12.5 | 8.1 | 2.34 | 60 | 45 | 213167923
CARRIER | GH7TAN424**AA* | CAP**2517AL* | 59TP6C080V17**16 | 23200 | 24200 | 16.5 | 12.5 | 8.1 | 2.34 | 60 | 45 | 213167922
BRYANT HEATING AND COOLING SYSTEMS | GH7TAN424**AA* | CAP**2517AL* | 926TC48060V17*** | 23000 | 24000 | 16.5 | 12.5 | 8.1 | 2.32 | 60 | 45 | 213167905
CARRIER | GH7TAN424**AA* | CAP**2517AL* | GG96VTAB48060B** | 23000 | 24000 | 16.5 | 12.5 | 8.1 | 2.32 | 60 | 45 | 213167903
CARRIER | GH7TAN424**AA* | CAP**2517AL* | 59TP6C060V17**16 | 23000 | 24000 | 16.5 | 12.5 | 8.1 | 2.32 | 60 | 45 | 213167902
BRYANT HEATING AND COOLING SYSTEMS | GH7TAN424**AA* | CAP**2517AL* | 926TC36060V14*** | 22800 | 24000 | 16.5 | 12 | 8.1 | 2.3 | 60 | 45 | 213167887
CARRIER | GH7TAN424**AA* | CAP**2517AL* | 59TP6C060V14**12 | 22800 | 24000 | 16.5 | 12 | 8.1 | 2.3 | 60 | 45 | 213167885
BRYANT HEATING AND COOLING SYSTEMS | GH7TAN424**AA* | CAP**2517AL* | 926TC36040V17*** | 23000 | 24200 | 16 | 12 | 8.1 | 2.3 | 60 | 45 | 213167871
CARRIER | GH7TAN424**AA* | CAP**2517AL* | 59TP6C040V17**12 | 23000 | 24200 | 16 | 12 | 8.1 | 2.3 | 60 | 45 | 213167869
BRYANT HEATING AND COOLING SYSTEMS | GH7TAN424**AA* | CAP**2517AL* | 82*SB48090V17*** | 23200 | 24200 | 16.5 | 12.5 | 8.1 | 2.34 | 60 | 45 | 213167838
CARRIER | GH7TAN424**AA* | CAP**2517AL* | 58SP*B090V17**16 | 23200 | 24200 | 16.5 | 12.5 | 8.1 | 2.34 | 60 | 45 | 213167836
BRYANT HEATING AND COOLING SYSTEMS | GH7TAN424**AA* | CAP**2517AL* | 82*SB48070V17*** | 22800 | 24000 | 16.5 | 12.5 | 8.1 | 2.32 | 60 | 45 | 213167825
CARRIER | GH7TAN424**AA* | CAP**2517AL* | 58SP*B070V17**16 | 22800 | 24000 | 16.5 | 12.5 | 8.1 | 2.32 | 60 | 45 | 213167823
BRYANT HEATING AND COOLING SYSTEMS | GH7TAN424**AA* | CAP**2517AL* | 82*SB36070V14*** | 23200 | 24200 | 16.5 | 12.5 | 8.1 | 2.34 | 60 | 44 | 213167812
CARRIER | GH7TAN424**AA* | CAP**2517AL* | 58SP*B070V14**12 | 23200 | 24200 | 16.5 | 12.5 | 8.1 | 2.34 | 60 | 44 | 213167810
CARRIER | GH7TAN424**AA* | CAP**2517AL* | 58SP*B045V14**12 | 22800 | 24000 | 16.5 | 12.5 | 8.1 | 2.32 | 60 | 44 | 213167797
TEMPSTAR | N4H7T24*K*AAA* | EA*4X25L17A* | *96VSN0801716B* | 23200 | 24200 | 16.5 | 12.5 | 8.1 | 2.34 | 60 | 45 | 213168004
KEEPRITE | N4H7T24*K*AAA* | EA*4X25L17A* | *96VSN0801716B* | 23200 | 24200 | 16.5 | 12.5 | 8.1 | 2.34 | 60 | 45 | 213168002
KENMORE | N4H7T24*K*AAA* | EA*4X25L17A* | *96VSN0801716B* | 23200 | 24200 | 16.5 | 12.5 | 8.1 | 2.34 | 60 | 45 | 213168003
DAY & NIGHT | N4H7T24*K*AAA* | EA*4X36L21A* | *80VTL0902120B* | 22400 | 23800 | 16 | 12.5 | 8.1 | 2.26 | 60 | 44 | 213168685
ARCOAIRE | N4H7T24*K*AAA* | EA*4X36L21A* | *80VTL0902120B* | 22400 | 23800 | 16 | 12.5 | 8.1 | 2.26 | 60 | 44 | 213168683
COMFORTMAKER | N4H7T24*K*AAA* | EA*4X36L21A* | *80VTL0902120B* | 22400 | 23800 | 16 | 12.5 | 8.1 | 2.26 | 60 | 44 | 213168684
AIRQUEST | N4H7T24*K*AAA* | EA*4X36L21A* | *80VTL0902120B* | 22400 | 23800 | 16 | 12.5 | 8.1 | 2.26 | 60 | 44 | 213168682
HEIL | N4H7T24*K*AAA* | EA*4X36L21A* | *80VTL0902120B* | 22400 | 23800 | 16 | 12.5 | 8.1 | 2.26 | 60 | 44 | 213168681
TEMPSTAR | N4H7T24*K*AAA* | EA*4X36L17A* | *96VSN0801716B* | 22200 | 23600 | 16 | 12 | 8.1 | 2.24 | 60 | 44 | 213168646
KENMORE | N4H7T24*K*AAA* | EA*4X36L17A* | *96VSN0801716B* | 22200 | 23600 | 16 | 12 | 8.1 | 2.24 | 60 | 44 | 213168645
DAY & NIGHT | N4H7T24*K*AAA* | EA*4X36L17A* | *96VSN0801716B* | 22200 | 23600 | 16 | 12 | 8.1 | 2.24 | 60 | 44 | 213168643
KEEPRITE | N4H7T24*K*AAA* | EA*4X36L17A* | *96VSN0801716B* | 22200 | 23600 | 16 | 12 | 8.1 | 2.24 | 60 | 44 | 213168644
COMFORTMAKER | N4H7T24*K*AAA* | EA*4X36L17A* | *96VSN0801716B* | 22200 | 23600 | 16 | 12 | 8.1 | 2.24 | 60 | 44 | 213168642
HEIL | N4H7T24*K*AAA* | EA*4X36L17A* | *96VSN0801716B* | 22200 | 23600 | 16 | 12 | 8.1 | 2.24 | 60 | 44 | 213168639
ARCOAIRE | N4H7T24*K*AAA* | EA*4X36L17A* | *96VSN0801716B* | 22200 | 23600 | 16 | 12 | 8.1 | 2.24 | 60 | 44 | 213168641
AIRQUEST | N4H7T24*K*AAA* | EA*4X36L17A* | *96VSN0801716B* | 22200 | 23600 | 16 | 12 | 8.1 | 2.24 | 60 | 44 | 213168640
KEEPRITE | N4H7T24*K*AAA* | EA*4X36L17A* | *96VSN0601716B* | 22400 | 23800 | 16 | 12 | 8.1 | 2.26 | 60 | 44 | 213168631
TEMPSTAR | N4H7T24*K*AAA* | EA*4X36L17A* | *96VSN0601716B* | 22400 | 23800 | 16 | 12 | 8.1 | 2.26 | 60 | 44 | 213168633
KENMORE | N4H7T24*K*AAA* | EA*4X36L17A* | *96VSN0601716B* | 22400 | 23800 | 16 | 12 | 8.1 | 2.26 | 60 | 44 | 213168632
DAY & NIGHT | N4H7T24*K*AAA* | EA*4X36L17A* | *96VSN0601716B* | 22400 | 23800 | 16 | 12 | 8.1 | 2.26 | 60 | 44 | 213168630
COMFORTMAKER | N4H7T24*K*AAA* | EA*4X36L17A* | *96VSN0601716B* | 22400 | 23800 | 16 | 12 | 8.1 | 2.26 | 60 | 44 | 213168629
HEIL | N4H7T24*K*AAA* | EA*4X36L17A* | *96VSN0601716B* | 22400 | 23800 | 16 | 12 | 8.1 | 2.26 | 60 | 44 | 213168626
ARCOAIRE | N4H7T24*K*AAA* | EA*4X36L17A* | *96VSN0601716B* | 22400 | 23800 | 16 | 12 | 8.1 | 2.26 | 60 | 44 | 213168628
AIRQUEST | N4H7T24*K*AAA* | EA*4X36L17A* | *96VSN0601716B* | 22400 | 23800 | 16 | 12 | 8.1 | 2.26 | 60 | 44 | 213168627
TEMPSTAR | N4H7T24*K*AAA* | EA*4X36L17A* | *96VTN0801716B* | 22200 | 23600 | 16 | 12.5 | 8.1 | 2.24 | 60 | 44 | 213168579
KEEPRITE | N4H7T24*K*AAA* | EA*4X36L17A* | *96VTN0801716B* | 22200 | 23600 | 16 | 12.5 | 8.1 | 2.24 | 60 | 44 | 213168577
KENMORE | N4H7T24*K*AAA* | EA*4X36L17A* | *96VTN0801716B* | 22200 | 23600 | 16 | 12.5 | 8.1 | 2.24 | 60 | 44 | 213168578
BRYANT HEATING AND COOLING SYSTEMS | 227TBN024**AA* | CAP**3717AL* | 986TD30040C14*** | 22800 | 24200 | 16 | 12 | 8.1 | 2.28 | 60 | 45 | 213892541
BRYANT HEATING AND COOLING SYSTEMS | 227TAN024**AA* | CAP**3717AL* | 986TD30040C14*** | 22800 | 24200 | 16 | 12 | 8.1 | 2.28 | 60 | 45 | 213892540
BRYANT HEATING AND COOLING SYSTEMS | PH7TAN424**AA* | CAP**2517AL* | 986TD30040C14*** | 22800 | 24200 | 16 | 12 | 8.1 | 2.3 | 60 | 45 | 213892527
BRYANT HEATING AND COOLING SYSTEMS | GH7TAN424**AA* | CAP**2517AL* | 986TD30040C14*** | 22800 | 24200 | 16 | 12 | 8.1 | 2.3 | 60 | 45 | 213892526
BRYANT HEATING AND COOLING SYSTEMS | 227TBN024**AA* | CAP**2517AL* | 986TD30040C14*** | 22800 | 24200 | 16 | 12 | 8.1 | 2.3 | 60 | 45 | 213892525
BRYANT HEATING AND COOLING SYSTEMS | 227TAN024**AA* | CAP**2517AL* | 986TD30040C14*** | 22800 | 24200 | 16 | 12 | 8.1 | 2.3 | 60 | 45 | 213892524
PAYNE HEATING AND COOLING | PH7TAN424**AA* | CAP**2417AL* | PG80VTLB48090B** | 22000 | 23600 | 15.5 | 12 | 8.1 | 2.24 | 60 | 44 | 213167528
BRYANT HEATING AND COOLING SYSTEMS | PH7TAN424**AA* | CAP**2417AL* | 82*TB48090V17*** | 22000 | 23600 | 15.5 | 12 | 8.1 | 2.24 | 60 | 44 | 213167527
BROCK | PH7TAN424**AA* | CAP**2417AL* | PG80VTLB48070B** | 22000 | 23800 | 16 | 12 | 8.1 | 2.24 | 60 | 44 | 213167513
WEATHERMAKER | PH7TAN424**AA* | CAP**2417AL* | PG80VTLB48070B** | 22000 | 23800 | 16 | 12 | 8.1 | 2.24 | 60 | 44 | 213167514
PAYNE HEATING AND COOLING | PH7TAN424**AA* | CAP**2417AL* | PG80VTLB48070B** | 22000 | 23800 | 16 | 12 | 8.1 | 2.24 | 60 | 44 | 213167512
BRYANT HEATING AND COOLING SYSTEMS | PH7TAN424**AA* | CAP**2417AL* | 82*TB48070V17*** | 22000 | 23800 | 16 | 12 | 8.1 | 2.24 | 60 | 44 | 213167511
KEEPRITE | C4H5S30*K*AAA* | FMA4X36**AL* |  | 28200 | 28200 | 15.2 | 12.5 | 8.1 | 2.18 | 61 | 46 | 209692157
DAY & NIGHT | C4H5S30*K*AAA* | FMA4X36**AL* |  | 28200 | 28200 | 15.2 | 12.5 | 8.1 | 2.18 | 61 | 46 | 209692151
COMFORTMAKER | C4H5S30*K*AAA* | FMA4X36**AL* |  | 28200 | 28200 | 15.2 | 12.5 | 8.1 | 2.18 | 61 | 46 | 209692148
KEEPRITE | C4H5S30*K*AAA* | FMA4X30**AL* |  | 28200 | 28200 | 15.2 | 12.5 | 8.1 | 2.18 | 61 | 46 | 209692118
DAY & NIGHT | C4H5S30*K*AAA* | FMA4X30**AL* |  | 28200 | 28200 | 15.2 | 12.5 | 8.1 | 2.18 | 61 | 46 | 209692112
COMFORTMAKER | C4H5S30*K*AAA* | FMA4X30**AL* |  | 28200 | 28200 | 15.2 | 12.5 | 8.1 | 2.18 | 61 | 46 | 209692109
ARCOAIRE | N4H7T24*K*AAA* | EA*4X37L21A* | *80VTL0701716B* | 23000 | 24000 | 16.5 | 12.5 | 8.1 | 2.34 | 60 | 45 | 213169173
AIRQUEST | N4H7T24*K*AAA* | EA*4X37L21A* | *80VTL0701716B* | 23000 | 24000 | 16.5 | 12.5 | 8.1 | 2.34 | 60 | 45 | 213169172
HEIL | N4H7T24*K*AAA* | EA*4X37L21A* | *80VTL0701716B* | 23000 | 24000 | 16.5 | 12.5 | 8.1 | 2.34 | 60 | 45 | 213169171
TEMPSTAR | N4H7T24*K*AAA* | EA*4X37L17A* | *96VSN0801716B* | 23000 | 24200 | 16.5 | 12.5 | 8.1 | 2.32 | 60 | 45 | 213169162
KENMORE | N4H7T24*K*AAA* | EA*4X37L17A* | *96VSN0801716B* | 23000 | 24200 | 16.5 | 12.5 | 8.1 | 2.32 | 60 | 45 | 213169161
KEEPRITE | N4H7T24*K*AAA* | EA*4X37L17A* | *96VSN0801716B* | 23000 | 24200 | 16.5 | 12.5 | 8.1 | 2.32 | 60 | 45 | 213169160
DAY & NIGHT | N4H7T24*K*AAA* | EA*4X37L17A* | *96VSN0801716B* | 23000 | 24200 | 16.5 | 12.5 | 8.1 | 2.32 | 60 | 45 | 213169159
COMFORTMAKER | N4H7T24*K*AAA* | EA*4X37L17A* | *96VSN0801716B* | 23000 | 24200 | 16.5 | 12.5 | 8.1 | 2.32 | 60 | 45 | 213169158
ARCOAIRE | N4H7T24*K*AAA* | EA*4X37L17A* | *96VSN0801716B* | 23000 | 24200 | 16.5 | 12.5 | 8.1 | 2.32 | 60 | 45 | 213169157
AIRQUEST | N4H7T24*K*AAA* | EA*4X37L17A* | *96VSN0801716B* | 23000 | 24200 | 16.5 | 12.5 | 8.1 | 2.32 | 60 | 45 | 213169156
HEIL | N4H7T24*K*AAA* | EA*4X37L17A* | *96VSN0801716B* | 23000 | 24200 | 16.5 | 12.5 | 8.1 | 2.32 | 60 | 45 | 213169155
TEMPSTAR | N4H7T24*K*AAA* | EA*4X37L17A* | *96VSN0601716B* | 22800 | 24000 | 16 | 12.5 | 8.1 | 2.3 | 60 | 45 | 213169149
KEEPRITE | N4H7T24*K*AAA* | EA*4X37L17A* | *96VSN0601716B* | 22800 | 24000 | 16 | 12.5 | 8.1 | 2.3 | 60 | 45 | 213169147
KENMORE | N4H7T24*K*AAA* | EA*4X37L17A* | *96VSN0601716B* | 22800 | 24000 | 16 | 12.5 | 8.1 | 2.3 | 60 | 45 | 213169148
DAY & NIGHT | N4H7T24*K*AAA* | EA*4X37L17A* | *96VSN0601716B* | 22800 | 24000 | 16 | 12.5 | 8.1 | 2.3 | 60 | 45 | 213169146
COMFORTMAKER | N4H7T24*K*AAA* | EA*4X37L17A* | *96VSN0601716B* | 22800 | 24000 | 16 | 12.5 | 8.1 | 2.3 | 60 | 45 | 213169145
ARCOAIRE | N4H7T24*K*AAA* | EA*4X37L17A* | *96VSN0601716B* | 22800 | 24000 | 16 | 12.5 | 8.1 | 2.3 | 60 | 45 | 213169144
AIRQUEST | N4H7T24*K*AAA* | EA*4X37L17A* | *96VSN0601716B* | 22800 | 24000 | 16 | 12.5 | 8.1 | 2.3 | 60 | 45 | 213169143
HEIL | N4H7T24*K*AAA* | EA*4X37L17A* | *96VSN0601716B* | 22800 | 24000 | 16 | 12.5 | 8.1 | 2.3 | 60 | 45 | 213169142
TEMPSTAR | N4H7T24*K*AAA* | EA*4X37L17A* | *96VSN0401712B* | 22800 | 24200 | 16 | 12 | 8.1 | 2.28 | 60 | 45 | 213169123
KENMORE | N4H7T24*K*AAA* | EA*4X37L17A* | *96VSN0401712B* | 22800 | 24200 | 16 | 12 | 8.1 | 2.28 | 60 | 45 | 213169122
KEEPRITE | N4H7T24*K*AAA* | EA*4X37L17A* | *96VSN0401712B* | 22800 | 24200 | 16 | 12 | 8.1 | 2.28 | 60 | 45 | 213169121
DAY & NIGHT | N4H7T24*K*AAA* | EA*4X37L17A* | *96VSN0401712B* | 22800 | 24200 | 16 | 12 | 8.1 | 2.28 | 60 | 45 | 213169120
COMFORTMAKER | N4H7T24*K*AAA* | EA*4X37L17A* | *96VSN0401712B* | 22800 | 24200 | 16 | 12 | 8.1 | 2.28 | 60 | 45 | 213169119
ARCOAIRE | N4H7T24*K*AAA* | EA*4X37L17A* | *96VSN0401712B* | 22800 | 24200 | 16 | 12 | 8.1 | 2.28 | 60 | 45 | 213169118
AIRQUEST | N4H7T24*K*AAA* | EA*4X37L17A* | *96VSN0401712B* | 22800 | 24200 | 16 | 12 | 8.1 | 2.28 | 60 | 45 | 213169117
HEIL | N4H7T24*K*AAA* | EA*4X37L17A* | *96VSN0401712B* | 22800 | 24200 | 16 | 12 | 8.1 | 2.28 | 60 | 45 | 213169116
TEMPSTAR | N4H7T24*K*AAA* | EA*4X37L17A* | *96VTN0801716B* | 23000 | 24200 | 16.5 | 12.5 | 8.1 | 2.32 | 60 | 45 | 213169095
KENMORE | N4H7T24*K*AAA* | EA*4X37L17A* | *96VTN0801716B* | 23000 | 24200 | 16.5 | 12.5 | 8.1 | 2.32 | 60 | 45 | 213169094
KEEPRITE | N4H7T24*K*AAA* | EA*4X37L17A* | *96VTN0801716B* | 23000 | 24200 | 16.5 | 12.5 | 8.1 | 2.32 | 60 | 45 | 213169093
DAY & NIGHT | N4H7T24*K*AAA* | EA*4X37L17A* | *96VTN0801716B* | 23000 | 24200 | 16.5 | 12.5 | 8.1 | 2.32 | 60 | 45 | 213169092
COMFORTMAKER | N4H7T24*K*AAA* | EA*4X37L17A* | *96VTN0801716B* | 23000 | 24200 | 16.5 | 12.5 | 8.1 | 2.32 | 60 | 45 | 213169091
ARCOAIRE | N4H7T24*K*AAA* | EA*4X37L17A* | *96VTN0801716B* | 23000 | 24200 | 16.5 | 12.5 | 8.1 | 2.32 | 60 | 45 | 213169090
AIRQUEST | N4H7T24*K*AAA* | EA*4X37L17A* | *96VTN0801716B* | 23000 | 24200 | 16.5 | 12.5 | 8.1 | 2.32 | 60 | 45 | 213169089
HEIL | N4H7T24*K*AAA* | EA*4X37L17A* | *96VTN0801716B* | 23000 | 24200 | 16.5 | 12.5 | 8.1 | 2.32 | 60 | 45 | 213169088
TEMPSTAR | N4H7T24*K*AAA* | EA*4X37L17A* | *96VTN0601716B* | 22800 | 24000 | 16.5 | 12.5 | 8.1 | 2.3 | 60 | 45 | 213169075
KENMORE | N4H7T24*K*AAA* | EA*4X37L17A* | *96VTN0601716B* | 22800 | 24000 | 16.5 | 12.5 | 8.1 | 2.3 | 60 | 45 | 213169074
KEEPRITE | N4H7T24*K*AAA* | EA*4X37L17A* | *96VTN0601716B* | 22800 | 24000 | 16.5 | 12.5 | 8.1 | 2.3 | 60 | 45 | 213169073
COMFORTMAKER | N4H7T24*K*AAA* | EA*4X25L17A* | *96VTN0601716B* | 23000 | 24000 | 16.5 | 12.5 | 8.1 | 2.32 | 60 | 45 | 213167913
ARCOAIRE | N4H7T24*K*AAA* | EA*4X25L17A* | *96VTN0601716B* | 23000 | 24000 | 16.5 | 12.5 | 8.1 | 2.32 | 60 | 45 | 213167912
AIRQUEST | N4H7T24*K*AAA* | EA*4X25L17A* | *96VTN0601716B* | 23000 | 24000 | 16.5 | 12.5 | 8.1 | 2.32 | 60 | 45 | 213167911
HEIL | N4H7T24*K*AAA* | EA*4X25L17A* | *96VTN0601716B* | 23000 | 24000 | 16.5 | 12.5 | 8.1 | 2.32 | 60 | 45 | 213167910
TEMPSTAR | N4H7T24*K*AAA* | EA*4X25L17A* | *96VTN0601412B* | 22800 | 24000 | 16.5 | 12 | 8.1 | 2.3 | 60 | 45 | 213167899
KENMORE | N4H7T24*K*AAA* | EA*4X25L17A* | *96VTN0601412B* | 22800 | 24000 | 16.5 | 12 | 8.1 | 2.3 | 60 | 45 | 213167898
KEEPRITE | N4H7T24*K*AAA* | EA*4X25L17A* | *96VTN0601412B* | 22800 | 24000 | 16.5 | 12 | 8.1 | 2.3 | 60 | 45 | 213167897
BRYANT HEATING AND COOLING SYSTEMS | GH7TAN424**AA* | CAP**3621AL* | 82*TB66110V21*** | 22800 | 24000 | 16.5 | 12.5 | 8.1 | 2.28 | 60 | 44 | 213168692
CARRIER | GH7TAN424**AA* | CAP**3621AL* | 58TP*B110V21**22 | 22800 | 24000 | 16.5 | 12.5 | 8.1 | 2.28 | 60 | 44 | 213168690
CARRIER | GH7TAN424**AA* | CAP**3621AL* | 58TP*B090V21**20 | 22400 | 23800 | 16 | 12.5 | 8.1 | 2.26 | 60 | 44 | 213168674
BRYANT HEATING AND COOLING SYSTEMS | GH7TAN424**AA* | CAP**3621AL* | 82*TB60090V21*** | 22400 | 23800 | 16 | 12.5 | 8.1 | 2.26 | 60 | 44 | 213168676
BRYANT HEATING AND COOLING SYSTEMS | GH7TAN424**AA* | CAP**3617AL* | 926SB48080V17*** | 22200 | 23600 | 16 | 12 | 8.1 | 2.24 | 60 | 44 | 213168637
CARRIER | GH7TAN424**AA* | CAP**3617AL* | 59SP6B080V17**16 | 22200 | 23600 | 16 | 12 | 8.1 | 2.24 | 60 | 44 | 213168635
BRYANT HEATING AND COOLING SYSTEMS | GH7TAN424**AA* | CAP**3617AL* | 926SB48060V17*** | 22400 | 23800 | 16 | 12 | 8.1 | 2.26 | 60 | 44 | 213168624
CARRIER | GH7TAN424**AA* | CAP**3617AL* | 59SP6B060V17**16 | 22400 | 23800 | 16 | 12 | 8.1 | 2.26 | 60 | 44 | 213168622
BRYANT HEATING AND COOLING SYSTEMS | GH7TAN424**AA* | CAP**3617AL* | 926TC48080V17*** | 22200 | 23600 | 16 | 12.5 | 8.1 | 2.24 | 60 | 44 | 213168567
CARRIER | GH7TAN424**AA* | CAP**3617AL* | GG96VTAB48080B** | 22200 | 23600 | 16 | 12.5 | 8.1 | 2.24 | 60 | 44 | 213168565
CARRIER | GH7TAN424**AA* | CAP**3617AL* | 59TP6C080V17**16 | 22200 | 23600 | 16 | 12.5 | 8.1 | 2.24 | 60 | 44 | 213168564
BRYANT HEATING AND COOLING SYSTEMS | GH7TAN424**AA* | CAP**3617AL* | 926TC48060V17*** | 22400 | 23800 | 16 | 12 | 8.1 | 2.26 | 60 | 44 | 213168547
CARRIER | GH7TAN424**AA* | CAP**3617AL* | GG96VTAB48060B** | 22400 | 23800 | 16 | 12 | 8.1 | 2.26 | 60 | 44 | 213168545
CARRIER | GH7TAN424**AA* | CAP**3617AL* | 59TP6C060V17**16 | 22400 | 23800 | 16 | 12 | 8.1 | 2.26 | 60 | 44 | 213168544
BRYANT HEATING AND COOLING SYSTEMS | GH7TAN424**AA* | CAP**3617AL* | 82*SB48070V17*** | 22400 | 23600 | 16 | 12 | 8.1 | 2.26 | 60 | 44 | 213168467
CARRIER | GH7TAN424**AA* | CAP**3617AL* | 58SP*B070V17**16 | 22400 | 23600 | 16 | 12 | 8.1 | 2.26 | 60 | 44 | 213168465
TEMPSTAR | T4H5S30*K*AAA* | FMA4X36**AL* |  | 28200 | 28200 | 15.2 | 12.5 | 8.1 | 2.18 | 61 | 46 | 209692170
TEMPSTAR | T4H5S30*K*AAA* | FMA4X30**AL* |  | 28200 | 28200 | 15.2 | 12.5 | 8.1 | 2.18 | 61 | 46 | 209692131
BRYANT HEATING AND COOLING SYSTEMS | PH7TAN424**AA* | CAP**3721AL* | 926SB60100V21*** | 23400 | 24400 | 17 | 13 | 8.1 | 2.38 | 60 | 45 | 213169436
BRYANT HEATING AND COOLING SYSTEMS | PH7TAN424**AA* | CAP**3721AL* | 926SB60080V21*** | 23200 | 24200 | 16.5 | 12.5 | 8.1 | 2.36 | 60 | 45 | 213169423
BRYANT HEATING AND COOLING SYSTEMS | PH7TAN424**AA* | CAP**3721AL* | 926SB48080V17*** | 23200 | 24200 | 16.5 | 12.5 | 8.1 | 2.36 | 60 | 45 | 213169410
BRYANT HEATING AND COOLING SYSTEMS | PH7TAN424**AA* | CAP**3721AL* | 926SB48060V17*** | 23000 | 24000 | 16.5 | 12.5 | 8.1 | 2.34 | 60 | 45 | 213169397
WEATHERMAKER | PH7TAN424**AA* | CAP**3721AL* | PG96VTAB60100C** | 22800 | 24000 | 16.5 | 12.5 | 8.1 | 2.32 | 60 | 45 | 213169356
BRYANT HEATING AND COOLING SYSTEMS | PH7TAN424**AA* | CAP**3721AL* | 926TC66100V21*** | 23200 | 24200 | 16.5 | 13 | 8.1 | 2.36 | 60 | 45 | 213169371
BRYANT HEATING AND COOLING SYSTEMS | PH7TAN424**AA* | CAP**3721AL* | 926SB36040V17*** | 23000 | 24200 | 16 | 12 | 8.1 | 2.32 | 60 | 45 | 213169384
BROCK | PH7TAN424**AA* | CAP**3721AL* | PG96VTAB60100C** | 22800 | 24000 | 16.5 | 12.5 | 8.1 | 2.32 | 60 | 45 | 213169355
PAYNE HEATING AND COOLING | PH7TAN424**AA* | CAP**3721AL* | PG96VTAB60100C** | 22800 | 24000 | 16.5 | 12.5 | 8.1 | 2.32 | 60 | 45 | 213169354
BRYANT HEATING AND COOLING SYSTEMS | PH7TAN424**AA* | CAP**3721AL* | 926TC60100V21*** | 22800 | 24000 | 16.5 | 12.5 | 8.1 | 2.32 | 60 | 45 | 213169353
WEATHERMAKER | PH7TAN424**AA* | CAP**3721AL* | PG96VTAB60080C** | 23200 | 24200 | 16.5 | 12.5 | 8.1 | 2.36 | 60 | 45 | 213169338
BROCK | PH7TAN424**AA* | CAP**3721AL* | PG96VTAB60080C** | 23200 | 24200 | 16.5 | 12.5 | 8.1 | 2.36 | 60 | 45 | 213169337
PAYNE HEATING AND COOLING | PH7TAN424**AA* | CAP**3721AL* | PG96VTAB60080C** | 23200 | 24200 | 16.5 | 12.5 | 8.1 | 2.36 | 60 | 45 | 213169336
BRYANT HEATING AND COOLING SYSTEMS | PH7TAN424**AA* | CAP**3721AL* | 926TC60080V21*** | 23200 | 24200 | 16.5 | 12.5 | 8.1 | 2.36 | 60 | 45 | 213169335
WEATHERMAKER | PH7TAN424**AA* | CAP**3721AL* | PG96VTAB48080B** | 23200 | 24200 | 16.5 | 12.5 | 8.1 | 2.36 | 60 | 45 | 213169320
BROCK | PH7TAN424**AA* | CAP**3721AL* | PG96VTAB48080B** | 23200 | 24200 | 16.5 | 12.5 | 8.1 | 2.36 | 60 | 45 | 213169319
PAYNE HEATING AND COOLING | PH7TAN424**AA* | CAP**3721AL* | PG96VTAB48080B** | 23200 | 24200 | 16.5 | 12.5 | 8.1 | 2.36 | 60 | 45 | 213169318
BRYANT HEATING AND COOLING SYSTEMS | PH7TAN424**AA* | CAP**3721AL* | 926TC48080V17*** | 23200 | 24200 | 16.5 | 12.5 | 8.1 | 2.36 | 60 | 45 | 213169317
WEATHERMAKER | PH7TAN424**AA* | CAP**3721AL* | PG96VTAB48060B** | 23000 | 24000 | 16.5 | 12.5 | 8.1 | 2.34 | 60 | 45 | 213169300
BROCK | PH7TAN424**AA* | CAP**3721AL* | PG96VTAB48060B** | 23000 | 24000 | 16.5 | 12.5 | 8.1 | 2.34 | 60 | 45 | 213169299
PAYNE HEATING AND COOLING | PH7TAN424**AA* | CAP**3721AL* | PG96VTAB48060B** | 23000 | 24000 | 16.5 | 12.5 | 8.1 | 2.34 | 60 | 45 | 213169298
BRYANT HEATING AND COOLING SYSTEMS | PH7TAN424**AA* | CAP**3721AL* | 926TC48060V17*** | 23000 | 24000 | 16.5 | 12.5 | 8.1 | 2.34 | 60 | 45 | 213169297
WEATHERMAKER | PH7TAN424**AA* | CAP**3721AL* | PG96VTAB36040B** | 23000 | 24200 | 16 | 12 | 8.1 | 2.32 | 60 | 45 | 213169282
BROCK | PH7TAN424**AA* | CAP**3721AL* | PG96VTAB36040B** | 23000 | 24200 | 16 | 12 | 8.1 | 2.32 | 60 | 45 | 213169281
PAYNE HEATING AND COOLING | PH7TAN424**AA* | CAP**3721AL* | PG96VTAB36040B** | 23000 | 24200 | 16 | 12 | 8.1 | 2.32 | 60 | 45 | 213169280
BRYANT HEATING AND COOLING SYSTEMS | PH7TAN424**AA* | CAP**3721AL* | 926TC36040V17*** | 23000 | 24200 | 16 | 12 | 8.1 | 2.32 | 60 | 45 | 213169279
BRYANT HEATING AND COOLING SYSTEMS | PH7TAN424**AA* | CAP**3721AL* | 82*SB66110V21*** | 23000 | 24000 | 16.5 | 12.5 | 8.1 | 2.32 | 60 | 45 | 213169266
BRYANT HEATING AND COOLING SYSTEMS | PH7TAN424**AA* | CAP**3721AL* | 82*SB60090V21*** | 23400 | 24400 | 16.5 | 13 | 8.1 | 2.36 | 60 | 45 | 213169253
BRYANT HEATING AND COOLING SYSTEMS | PH7TAN424**AA* | CAP**3721AL* | 82*SB48090V17*** | 22800 | 24000 | 16.5 | 12.5 | 8.1 | 2.32 | 60 | 45 | 213169240
BRYANT HEATING AND COOLING SYSTEMS | PH7TAN424**AA* | CAP**3721AL* | 82*SB48070V17*** | 23000 | 24000 | 16.5 | 12.5 | 8.1 | 2.34 | 60 | 45 | 213169227
WEATHERMAKER | PH7TAN424**AA* | CAP**3721AL* | PG80VTLB66110C** | 23200 | 24200 | 16.5 | 12.5 | 8.1 | 2.36 | 60 | 45 | 213169212
BROCK | PH7TAN424**AA* | CAP**3721AL* | PG80VTLB66110C** | 23200 | 24200 | 16.5 | 12.5 | 8.1 | 2.36 | 60 | 45 | 213169211
PAYNE HEATING AND COOLING | PH7TAN424**AA* | CAP**3721AL* | PG80VTLB66110C** | 23200 | 24200 | 16.5 | 12.5 | 8.1 | 2.36 | 60 | 45 | 213169210
BRYANT HEATING AND COOLING SYSTEMS | PH7TAN424**AA* | CAP**3717AL* | 986TD30040C14*** | 22800 | 24200 | 16 | 12 | 8.1 | 2.28 | 60 | 45 | 213892543
BRYANT HEATING AND COOLING SYSTEMS | GH7TAN424**AA* | CAP**3717AL* | 986TD30040C14*** | 22800 | 24200 | 16 | 12 | 8.1 | 2.28 | 60 | 45 | 213892542
TEMPSTAR | N4H7T24*K*AAA* | EA*4X24L17A* | *96VTN0801716B* | 22200 | 23800 | 16 | 12 | 8.1 | 2.26 | 60 | 45 | 213167674
KENMORE | N4H7T24*K*AAA* | EA*4X24L17A* | *96VTN0801716B* | 22200 | 23800 | 16 | 12 | 8.1 | 2.26 | 60 | 45 | 213167673
KEEPRITE | N4H7T24*K*AAA* | EA*4X24L17A* | *96VTN0801716B* | 22200 | 23800 | 16 | 12 | 8.1 | 2.26 | 60 | 45 | 213167672
DAY & NIGHT | N4H7T24*K*AAA* | EA*4X24L17A* | *96VTN0801716B* | 22200 | 23800 | 16 | 12 | 8.1 | 2.26 | 60 | 45 | 213167671
COMFORTMAKER | N4H7T24*K*AAA* | EA*4X24L17A* | *96VTN0801716B* | 22200 | 23800 | 16 | 12 | 8.1 | 2.26 | 60 | 45 | 213167670
ARCOAIRE | N4H7T24*K*AAA* | EA*4X24L17A* | *96VTN0801716B* | 22200 | 23800 | 16 | 12 | 8.1 | 2.26 | 60 | 45 | 213167669
AIRQUEST | N4H7T24*K*AAA* | EA*4X24L17A* | *96VTN0801716B* | 22200 | 23800 | 16 | 12 | 8.1 | 2.26 | 60 | 45 | 213167668
HEIL | N4H7T24*K*AAA* | EA*4X24L17A* | *96VTN0801716B* | 22200 | 23800 | 16 | 12 | 8.1 | 2.26 | 60 | 45 | 213167667
TEMPSTAR | N4H7T24*K*AAA* | EA*4X24L17A* | *96VTN0601716B* | 22000 | 23600 | 15.5 | 12 | 8.1 | 2.24 | 60 | 44 | 213167654
KENMORE | N4H7T24*K*AAA* | EA*4X24L17A* | *96VTN0601716B* | 22000 | 23600 | 15.5 | 12 | 8.1 | 2.24 | 60 | 44 | 213167653
KEEPRITE | N4H7T24*K*AAA* | EA*4X24L17A* | *96VTN0601716B* | 22000 | 23600 | 15.5 | 12 | 8.1 | 2.24 | 60 | 44 | 213167652
DAY & NIGHT | N4H7T24*K*AAA* | EA*4X24L17A* | *96VTN0601716B* | 22000 | 23600 | 15.5 | 12 | 8.1 | 2.24 | 60 | 44 | 213167651
COMFORTMAKER | N4H7T24*K*AAA* | EA*4X24L17A* | *96VTN0601716B* | 22000 | 23600 | 15.5 | 12 | 8.1 | 2.24 | 60 | 44 | 213167650
ARCOAIRE | N4H7T24*K*AAA* | EA*4X24L17A* | *96VTN0601716B* | 22000 | 23600 | 15.5 | 12 | 8.1 | 2.24 | 60 | 44 | 213167649
AIRQUEST | N4H7T24*K*AAA* | EA*4X24L17A* | *96VTN0601716B* | 22000 | 23600 | 15.5 | 12 | 8.1 | 2.24 | 60 | 44 | 213167648
KEEPRITE | N4H7T24*K*AAA* | EA*4X25L17A* | *96VTN0601716B* | 23000 | 24000 | 16.5 | 12.5 | 8.1 | 2.32 | 60 | 45 | 213167915
HEIL | N4H7T24*K*AAA* | EA*4X24L17A* | *96VTN0601716B* | 22000 | 23600 | 15.5 | 12 | 8.1 | 2.24 | 60 | 44 | 213167647
DAY & NIGHT | N4H7T24*K*AAA* | EA*4X25L17A* | *96VTN0601716B* | 23000 | 24000 | 16.5 | 12.5 | 8.1 | 2.32 | 60 | 45 | 213167914
TEMPSTAR | N4H7T24*K*AAA* | EA*4X37L17A* | *96CTN0401410B* | 22800 | 24200 | 16 | 12 | 8.1 | 2.28 | 60 | 45 | 213892878
MARATHERM | N4H7T24*K*AAA* | EA*4X37L17A* | *96CTN0401410B* | 22800 | 24200 | 16 | 12 | 8.1 | 2.28 | 60 | 45 | 213892877
KENMORE | N4H7T24*K*AAA* | EA*4X37L17A* | *96CTN0401410B* | 22800 | 24200 | 16 | 12 | 8.1 | 2.28 | 60 | 45 | 213892876
KEEPRITE | N4H7T24*K*AAA* | EA*4X37L17A* | *96CTN0401410B* | 22800 | 24200 | 16 | 12 | 8.1 | 2.28 | 60 | 45 | 213892875
DAY & NIGHT | N4H7T24*K*AAA* | EA*4X37L17A* | *96CTN0401410B* | 22800 | 24200 | 16 | 12 | 8.1 | 2.28 | 60 | 45 | 213892874
COMFORTMAKER | N4H7T24*K*AAA* | EA*4X37L17A* | *96CTN0401410B* | 22800 | 24200 | 16 | 12 | 8.1 | 2.28 | 60 | 45 | 213892873
ARCOAIRE | N4H7T24*K*AAA* | EA*4X37L17A* | *96CTN0401410B* | 22800 | 24200 | 16 | 12 | 8.1 | 2.28 | 60 | 45 | 213892872
AIRQUEST | N4H7T24*K*AAA* | EA*4X37L17A* | *96CTN0401410B* | 22800 | 24200 | 16 | 12 | 8.1 | 2.28 | 60 | 45 | 213892871
HEIL | N4H7T24*K*AAA* | EA*4X37L17A* | *96CTN0401410B* | 22800 | 24200 | 16 | 12 | 8.1 | 2.28 | 60 | 45 | 213892870
TEMPSTAR | N4H7T24*K*AAA* | EA*4X25L17A* | *96CTN0401410B* | 22800 | 24200 | 16 | 12 | 8.1 | 2.3 | 60 | 45 | 213892842
MARATHERM | N4H7T24*K*AAA* | EA*4X25L17A* | *96CTN0401410B* | 22800 | 24200 | 16 | 12 | 8.1 | 2.3 | 60 | 45 | 213892841
KENMORE | N4H7T24*K*AAA* | EA*4X25L17A* | *96CTN0401410B* | 22800 | 24200 | 16 | 12 | 8.1 | 2.3 | 60 | 45 | 213892840
KEEPRITE | N4H7T24*K*AAA* | EA*4X25L17A* | *96CTN0401410B* | 22800 | 24200 | 16 | 12 | 8.1 | 2.3 | 60 | 45 | 213892839
DAY & NIGHT | N4H7T24*K*AAA* | EA*4X25L17A* | *96CTN0401410B* | 22800 | 24200 | 16 | 12 | 8.1 | 2.3 | 60 | 45 | 213892838
COMFORTMAKER | N4H7T24*K*AAA* | EA*4X25L17A* | *96CTN0401410B* | 22800 | 24200 | 16 | 12 | 8.1 | 2.3 | 60 | 45 | 213892837
ARCOAIRE | N4H7T24*K*AAA* | EA*4X25L17A* | *96CTN0401410B* | 22800 | 24200 | 16 | 12 | 8.1 | 2.3 | 60 | 45 | 213892836
AIRQUEST | N4H7T24*K*AAA* | EA*4X25L17A* | *96CTN0401410B* | 22800 | 24200 | 16 | 12 | 8.1 | 2.3 | 60 | 45 | 213892835
HEIL | N4H7T24*K*AAA* | EA*4X25L17A* | *96CTN0401410B* | 22800 | 24200 | 16 | 12 | 8.1 | 2.3 | 60 | 45 | 213892834
HEIL | N4H7T24*K*AAA* | EA*4X24L14A* | *80VSL0451412B* | 22000 | 23600 | 15.5 | 12 | 8.1 | 2.24 | 60 | 44 | 213167396
TEMPSTAR | N4H7T24*K*AAA* | EA*4X24L14A* | *80VTL0451412B* | 22000 | 23600 | 15.5 | 12 | 8.1 | 2.24 | 60 | 44 | 213167378
KENMORE | N4H7T24*K*AAA* | EA*4X24L14A* | *80VTL0451412B* | 22000 | 23600 | 15.5 | 12 | 8.1 | 2.24 | 60 | 44 | 213167377
KEEPRITE | N4H7T24*K*AAA* | EA*4X24L14A* | *80VTL0451412B* | 22000 | 23600 | 15.5 | 12 | 8.1 | 2.24 | 60 | 44 | 213167376
DAY & NIGHT | N4H7T24*K*AAA* | EA*4X24L14A* | *80VTL0451412B* | 22000 | 23600 | 15.5 | 12 | 8.1 | 2.24 | 60 | 44 | 213167375
COMFORTMAKER | N4H7T24*K*AAA* | EA*4X24L14A* | *80VTL0451412B* | 22000 | 23600 | 15.5 | 12 | 8.1 | 2.24 | 60 | 44 | 213167374
DAY & NIGHT | N4H7T24*K*AAA* | EA*4X25L17A* | *96VSN0401410B* | 22800 | 24000 | 16 | 12 | 8.1 | 2.3 | 60 | 45 | 213167949
AIRQUEST | N4H7T24*K*AAA* | EA*4X24L14A* | *80VTL0451412B* | 22000 | 23600 | 15.5 | 12 | 8.1 | 2.24 | 60 | 44 | 213167372
ARCOAIRE | N4H7T24*K*AAA* | EA*4X24L14A* | *80VTL0451412B* | 22000 | 23600 | 15.5 | 12 | 8.1 | 2.24 | 60 | 44 | 213167373
HEIL | N4H7T24*K*AAA* | EA*4X24L14A* | *80VTL0451412B* | 22000 | 23600 | 15.5 | 12 | 8.1 | 2.24 | 60 | 44 | 213167371
COMFORTMAKER | N4H7T24*K*AAA* | EA*4X25L17A* | *96VSN0401410B* | 22800 | 24000 | 16 | 12 | 8.1 | 2.3 | 60 | 45 | 213167948
ARCOAIRE | N4H7T24*K*AAA* | EA*4X25L17A* | *96VSN0401410B* | 22800 | 24000 | 16 | 12 | 8.1 | 2.3 | 60 | 45 | 213167947
AIRQUEST | N4H7T24*K*AAA* | EA*4X25L17A* | *96VSN0401410B* | 22800 | 24000 | 16 | 12 | 8.1 | 2.3 | 60 | 45 | 213167946
HEIL | N4H7T24*K*AAA* | EA*4X25L17A* | *96VSN0401410B* | 22800 | 24000 | 16 | 12 | 8.1 | 2.3 | 60 | 45 | 213167945
TEMPSTAR | N4H7T24*K*AAA* | EA*4X25L17A* | *96VTN0801716B* | 23200 | 24200 | 16.5 | 12.5 | 8.1 | 2.34 | 60 | 45 | 213167937
KENMORE | N4H7T24*K*AAA* | EA*4X25L17A* | *96VTN0801716B* | 23200 | 24200 | 16.5 | 12.5 | 8.1 | 2.34 | 60 | 45 | 213167936
KEEPRITE | N4H7T24*K*AAA* | EA*4X25L17A* | *96VTN0801716B* | 23200 | 24200 | 16.5 | 12.5 | 8.1 | 2.34 | 60 | 45 | 213167935
DAY & NIGHT | N4H7T24*K*AAA* | EA*4X25L17A* | *96VTN0801716B* | 23200 | 24200 | 16.5 | 12.5 | 8.1 | 2.34 | 60 | 45 | 213167934
COMFORTMAKER | N4H7T24*K*AAA* | EA*4X25L17A* | *96VTN0801716B* | 23200 | 24200 | 16.5 | 12.5 | 8.1 | 2.34 | 60 | 45 | 213167933
COMFORTMAKER | N4H7T24*K*AAA* | EA*4X25L17A* | *80VTL0451412B* | 22800 | 24000 | 16.5 | 12.5 | 8.1 | 2.32 | 60 | 44 | 213167753
ARCOAIRE | N4H7T24*K*AAA* | EA*4X25L17A* | *96VTN0801716B* | 23200 | 24200 | 16.5 | 12.5 | 8.1 | 2.34 | 60 | 45 | 213167932
ARCOAIRE | N4H7T24*K*AAA* | EA*4X25L17A* | *80VTL0451412B* | 22800 | 24000 | 16.5 | 12.5 | 8.1 | 2.32 | 60 | 44 | 213167752
AIRQUEST | N4H7T24*K*AAA* | EA*4X25L17A* | *96VTN0801716B* | 23200 | 24200 | 16.5 | 12.5 | 8.1 | 2.34 | 60 | 45 | 213167931
AIRQUEST | N4H7T24*K*AAA* | EA*4X25L17A* | *80VTL0451412B* | 22800 | 24000 | 16.5 | 12.5 | 8.1 | 2.32 | 60 | 44 | 213167751
HEIL | N4H7T24*K*AAA* | EA*4X25L17A* | *80VTL0451412B* | 22800 | 24000 | 16.5 | 12.5 | 8.1 | 2.32 | 60 | 44 | 213167750
HEIL | N4H7T24*K*AAA* | EA*4X24L17A* | *96VSN0601716B* | 22000 | 23600 | 15.5 | 12 | 8.1 | 2.24 | 60 | 44 | 213167721
AIRQUEST | N4H7T24*K*AAA* | EA*4X24L17A* | *96VSN0601716B* | 22000 | 23600 | 15.5 | 12 | 8.1 | 2.24 | 60 | 44 | 213167722
ARCOAIRE | N4H7T24*K*AAA* | EA*4X24L17A* | *96VSN0601716B* | 22000 | 23600 | 15.5 | 12 | 8.1 | 2.24 | 60 | 44 | 213167723
COMFORTMAKER | N4H7T24*K*AAA* | EA*4X24L17A* | *96VSN0601716B* | 22000 | 23600 | 15.5 | 12 | 8.1 | 2.24 | 60 | 44 | 213167724
DAY & NIGHT | N4H7T24*K*AAA* | EA*4X24L17A* | *96VSN0601716B* | 22000 | 23600 | 15.5 | 12 | 8.1 | 2.24 | 60 | 44 | 213167725
KEEPRITE | N4H7T24*K*AAA* | EA*4X24L17A* | *96VSN0601716B* | 22000 | 23600 | 15.5 | 12 | 8.1 | 2.24 | 60 | 44 | 213167726
KENMORE | N4H7T24*K*AAA* | EA*4X24L17A* | *96VSN0601716B* | 22000 | 23600 | 15.5 | 12 | 8.1 | 2.24 | 60 | 44 | 213167727
TEMPSTAR | N4H7T24*K*AAA* | EA*4X24L17A* | *96VSN0601716B* | 22000 | 23600 | 15.5 | 12 | 8.1 | 2.24 | 60 | 44 | 213167728
HEIL | N4H7T24*K*AAA* | EA*4X24L17A* | *96VSN0801716B* | 22200 | 23800 | 16 | 12 | 8.1 | 2.26 | 60 | 45 | 213167734
AIRQUEST | N4H7T24*K*AAA* | EA*4X24L17A* | *96VSN0801716B* | 22200 | 23800 | 16 | 12 | 8.1 | 2.26 | 60 | 45 | 213167735
ARCOAIRE | N4H7T24*K*AAA* | EA*4X24L17A* | *96VSN0801716B* | 22200 | 23800 | 16 | 12 | 8.1 | 2.26 | 60 | 45 | 213167736
KENMORE | N4H7T24*K*AAA* | EA*4X25L17A* | *96VTN0601716B* | 23000 | 24000 | 16.5 | 12.5 | 8.1 | 2.32 | 60 | 45 | 213167916
COMFORTMAKER | N4H7T24*K*AAA* | EA*4X24L17A* | *96VSN0801716B* | 22200 | 23800 | 16 | 12 | 8.1 | 2.26 | 60 | 45 | 213167737
DAY & NIGHT | N4H7T24*K*AAA* | EA*4X24L17A* | *96VSN0801716B* | 22200 | 23800 | 16 | 12 | 8.1 | 2.26 | 60 | 45 | 213167738
KEEPRITE | N4H7T24*K*AAA* | EA*4X24L17A* | *96VSN0801716B* | 22200 | 23800 | 16 | 12 | 8.1 | 2.26 | 60 | 45 | 213167739
TEMPSTAR | N4H7T24*K*AAA* | EA*4X25L17A* | *96VTN0601716B* | 23000 | 24000 | 16.5 | 12.5 | 8.1 | 2.32 | 60 | 45 | 213167917
KENMORE | N4H7T24*K*AAA* | EA*4X24L17A* | *96VSN0801716B* | 22200 | 23800 | 16 | 12 | 8.1 | 2.26 | 60 | 45 | 213167740
TEMPSTAR | N4H7T24*K*AAA* | EA*4X24L17A* | *96VSN0801716B* | 22200 | 23800 | 16 | 12 | 8.1 | 2.26 | 60 | 45 | 213167741
HEIL | N4H7T24*K*AAA* | EA*4X25L17A* | *96VTN0801716B* | 23200 | 24200 | 16.5 | 12.5 | 8.1 | 2.34 | 60 | 45 | 213167930
COMFORTMAKER | N4H7T24*K*AAA* | EA*4X37L21A* | *80VTL0701716B* | 23000 | 24000 | 16.5 | 12.5 | 8.1 | 2.34 | 60 | 45 | 213169174
DAY & NIGHT | N4H7T24*K*AAA* | EA*4X37L21A* | *80VTL0701716B* | 23000 | 24000 | 16.5 | 12.5 | 8.1 | 2.34 | 60 | 45 | 213169175
KEEPRITE | N4H7T24*K*AAA* | EA*4X37L21A* | *80VTL0701716B* | 23000 | 24000 | 16.5 | 12.5 | 8.1 | 2.34 | 60 | 45 | 213169176
KENMORE | N4H7T24*K*AAA* | EA*4X37L21A* | *80VTL0701716B* | 23000 | 24000 | 16.5 | 12.5 | 8.1 | 2.34 | 60 | 45 | 213169177
TEMPSTAR | N4H7T24*K*AAA* | EA*4X37L21A* | *80VTL0701716B* | 23000 | 24000 | 16.5 | 12.5 | 8.1 | 2.34 | 60 | 45 | 213169178
AIRQUEST | N4H7T24*K*AAA* | EA*4X37L21A* | *80VTL0902120B* | 23400 | 24400 | 16.5 | 13 | 8.1 | 2.36 | 60 | 45 | 213169198
HEIL | N4H7T24*K*AAA* | EA*4X37L21A* | *80VTL0902120B* | 23400 | 24400 | 16.5 | 13 | 8.1 | 2.36 | 60 | 45 | 213169197
ARCOAIRE | N4H7T24*K*AAA* | EA*4X37L21A* | *80VTL0902120B* | 23400 | 24400 | 16.5 | 13 | 8.1 | 2.36 | 60 | 45 | 213169199
DAY & NIGHT | N4H7T24*K*AAA* | EA*4X37L21A* | *80VTL0902120B* | 23400 | 24400 | 16.5 | 13 | 8.1 | 2.36 | 60 | 45 | 213169201
COMFORTMAKER | N4H7T24*K*AAA* | EA*4X37L21A* | *80VTL0902120B* | 23400 | 24400 | 16.5 | 13 | 8.1 | 2.36 | 60 | 45 | 213169200
KEEPRITE | N4H7T24*K*AAA* | EA*4X37L21A* | *80VTL0902120B* | 23400 | 24400 | 16.5 | 13 | 8.1 | 2.36 | 60 | 45 | 213169202
KENMORE | N4H7T24*K*AAA* | EA*4X37L21A* | *80VTL0902120B* | 23400 | 24400 | 16.5 | 13 | 8.1 | 2.36 | 60 | 45 | 213169203
TEMPSTAR | N4H7T24*K*AAA* | EA*4X37L21A* | *80VTL0902120B* | 23400 | 24400 | 16.5 | 13 | 8.1 | 2.36 | 60 | 45 | 213169204
HEIL | N4H7T24*K*AAA* | EA*4X37L21A* | *80VTL1102122B* | 23200 | 24200 | 16.5 | 12.5 | 8.1 | 2.36 | 60 | 45 | 213169213
ARCOAIRE | N4H7T24*K*AAA* | EA*4X37L21A* | *80VTL1102122B* | 23200 | 24200 | 16.5 | 12.5 | 8.1 | 2.36 | 60 | 45 | 213169215
AIRQUEST | N4H7T24*K*AAA* | EA*4X37L21A* | *80VTL1102122B* | 23200 | 24200 | 16.5 | 12.5 | 8.1 | 2.36 | 60 | 45 | 213169214
COMFORTMAKER | N4H7T24*K*AAA* | EA*4X37L21A* | *80VTL1102122B* | 23200 | 24200 | 16.5 | 12.5 | 8.1 | 2.36 | 60 | 45 | 213169216
DAY & NIGHT | N4H7T24*K*AAA* | EA*4X37L21A* | *80VTL1102122B* | 23200 | 24200 | 16.5 | 12.5 | 8.1 | 2.36 | 60 | 45 | 213169217
KEEPRITE | N4H7T24*K*AAA* | EA*4X37L21A* | *80VTL1102122B* | 23200 | 24200 | 16.5 | 12.5 | 8.1 | 2.36 | 60 | 45 | 213169218
KENMORE | N4H7T24*K*AAA* | EA*4X37L21A* | *80VTL1102122B* | 23200 | 24200 | 16.5 | 12.5 | 8.1 | 2.36 | 60 | 45 | 213169219
TEMPSTAR | N4H7T24*K*AAA* | EA*4X37L21A* | *80VTL1102122B* | 23200 | 24200 | 16.5 | 12.5 | 8.1 | 2.36 | 60 | 45 | 213169220
HEIL | N4H7T24*K*AAA* | EA*4X37L21A* | *80VSL0701716B* | 23000 | 24000 | 16.5 | 12.5 | 8.1 | 2.34 | 60 | 45 | 213169228
AIRQUEST | N4H7T24*K*AAA* | EA*4X37L21A* | *80VSL0701716B* | 23000 | 24000 | 16.5 | 12.5 | 8.1 | 2.34 | 60 | 45 | 213169229
COMFORTMAKER | N4H7T24*K*AAA* | EA*4X37L21A* | *80VSL0701716B* | 23000 | 24000 | 16.5 | 12.5 | 8.1 | 2.34 | 60 | 45 | 213169231
ARCOAIRE | N4H7T24*K*AAA* | EA*4X37L21A* | *80VSL0701716B* | 23000 | 24000 | 16.5 | 12.5 | 8.1 | 2.34 | 60 | 45 | 213169230
DAY & NIGHT | N4H7T24*K*AAA* | EA*4X37L21A* | *80VSL0701716B* | 23000 | 24000 | 16.5 | 12.5 | 8.1 | 2.34 | 60 | 45 | 213169232
BROCK | PH7TAN424**AA* | CAP**2417AL* | PG80VTLB48090B** | 22000 | 23600 | 15.5 | 12 | 8.1 | 2.24 | 60 | 44 | 213167529
WEATHERMAKER | PH7TAN424**AA* | CAP**2417AL* | PG80VTLB48090B** | 22000 | 23600 | 15.5 | 12 | 8.1 | 2.24 | 60 | 44 | 213167530
BRYANT HEATING AND COOLING SYSTEMS | PH7TAN424**AA* | CAP**2417AL* | 82*SB48070V17*** | 22000 | 23600 | 16 | 12 | 8.1 | 2.24 | 60 | 44 | 213167563
BRYANT HEATING AND COOLING SYSTEMS | PH7TAN424**AA* | CAP**2417AL* | 926TC48060V17*** | 22000 | 23600 | 15.5 | 12 | 8.1 | 2.24 | 60 | 44 | 213167643
PAYNE HEATING AND COOLING | PH7TAN424**AA* | CAP**2417AL* | PG96VTAB48060B** | 22000 | 23600 | 15.5 | 12 | 8.1 | 2.24 | 60 | 44 | 213167644
BROCK | PH7TAN424**AA* | CAP**2417AL* | PG96VTAB48060B** | 22000 | 23600 | 15.5 | 12 | 8.1 | 2.24 | 60 | 44 | 213167645
WEATHERMAKER | PH7TAN424**AA* | CAP**2417AL* | PG96VTAB48060B** | 22000 | 23600 | 15.5 | 12 | 8.1 | 2.24 | 60 | 44 | 213167646
PAYNE HEATING AND COOLING | PH7TAN424**AA* | CAP**2417AL* | PG96VTAB48080B** | 22200 | 23800 | 16 | 12 | 8.1 | 2.26 | 60 | 45 | 213167664
WEATHERMAKER | PH7TAN424**AA* | CAP**2417AL* | PG96VTAB48080B** | 22200 | 23800 | 16 | 12 | 8.1 | 2.26 | 60 | 45 | 213167666
BRYANT HEATING AND COOLING SYSTEMS | PH7TAN424**AA* | CAP**2417AL* | 926TC48080V17*** | 22200 | 23800 | 16 | 12 | 8.1 | 2.26 | 60 | 45 | 213167663
BROCK | PH7TAN424**AA* | CAP**2417AL* | PG96VTAB48080B** | 22200 | 23800 | 16 | 12 | 8.1 | 2.26 | 60 | 45 | 213167665
BRYANT HEATING AND COOLING SYSTEMS | PH7TAN424**AA* | CAP**2417AL* | 926SB48060V17*** | 22000 | 23600 | 15.5 | 12 | 8.1 | 2.24 | 60 | 44 | 213167720
BRYANT HEATING AND COOLING SYSTEMS | PH7TAN424**AA* | CAP**2417AL* | 926SB48080V17*** | 22200 | 23800 | 16 | 12 | 8.1 | 2.26 | 60 | 45 | 213167733
PAYNE HEATING AND COOLING | PH7TAN424**AA* | CAP**2517AL* | PG80VTLB36045A** | 22800 | 24000 | 16.5 | 12.5 | 8.1 | 2.32 | 60 | 44 | 213167747
BROCK | PH7TAN424**AA* | CAP**2517AL* | PG80VTLB36045A** | 22800 | 24000 | 16.5 | 12.5 | 8.1 | 2.32 | 60 | 44 | 213167748
WEATHERMAKER | PH7TAN424**AA* | CAP**2517AL* | PG80VTLB36045A** | 22800 | 24000 | 16.5 | 12.5 | 8.1 | 2.32 | 60 | 44 | 213167749
BRYANT HEATING AND COOLING SYSTEMS | PH7TAN424**AA* | CAP**2517AL* | 82*TB36070V14*** | 23200 | 24200 | 16.5 | 12.5 | 8.1 | 2.34 | 60 | 44 | 213167764
BROCK | PH7TAN424**AA* | CAP**2517AL* | PG80VTLB36070A** | 23200 | 24200 | 16.5 | 12.5 | 8.1 | 2.34 | 60 | 44 | 213167766
PAYNE HEATING AND COOLING | PH7TAN424**AA* | CAP**2517AL* | PG80VTLB36070A** | 23200 | 24200 | 16.5 | 12.5 | 8.1 | 2.34 | 60 | 44 | 213167765
WEATHERMAKER | PH7TAN424**AA* | CAP**2517AL* | PG80VTLB36070A** | 23200 | 24200 | 16.5 | 12.5 | 8.1 | 2.34 | 60 | 44 | 213167767
BRYANT HEATING AND COOLING SYSTEMS | PH7TAN424**AA* | CAP**2517AL* | 82*TB48070V17*** | 23000 | 24000 | 16.5 | 12.5 | 8.1 | 2.32 | 60 | 45 | 213167774
PAYNE HEATING AND COOLING | PH7TAN424**AA* | CAP**2517AL* | PG80VTLB48070B** | 23000 | 24000 | 16.5 | 12.5 | 8.1 | 2.32 | 60 | 45 | 213167775
BROCK | PH7TAN424**AA* | CAP**2517AL* | PG80VTLB48070B** | 23000 | 24000 | 16.5 | 12.5 | 8.1 | 2.32 | 60 | 45 | 213167776
WEATHERMAKER | PH7TAN424**AA* | CAP**2517AL* | PG80VTLB48070B** | 23000 | 24000 | 16.5 | 12.5 | 8.1 | 2.32 | 60 | 45 | 213167777
BRYANT HEATING AND COOLING SYSTEMS | PH7TAN424**AA* | CAP**2517AL* | 82*TB48090V17*** | 23200 | 24200 | 16.5 | 12.5 | 8.1 | 2.34 | 60 | 45 | 213167790
PAYNE HEATING AND COOLING | PH7TAN424**AA* | CAP**2517AL* | PG80VTLB48090B** | 23200 | 24200 | 16.5 | 12.5 | 8.1 | 2.34 | 60 | 45 | 213167791
BROCK | PH7TAN424**AA* | CAP**2517AL* | PG80VTLB48090B** | 23200 | 24200 | 16.5 | 12.5 | 8.1 | 2.34 | 60 | 45 | 213167792
WEATHERMAKER | PH7TAN424**AA* | CAP**2517AL* | PG80VTLB48090B** | 23200 | 24200 | 16.5 | 12.5 | 8.1 | 2.34 | 60 | 45 | 213167793
BRYANT HEATING AND COOLING SYSTEMS | PH7TAN424**AA* | CAP**2517AL* | 82*SB36045V14*** | 22800 | 24000 | 16.5 | 12.5 | 8.1 | 2.32 | 60 | 44 | 213167800
BRYANT HEATING AND COOLING SYSTEMS | PH7TAN424**AA* | CAP**2517AL* | 82*SB36070V14*** | 23200 | 24200 | 16.5 | 12.5 | 8.1 | 2.34 | 60 | 44 | 213167813
BRYANT HEATING AND COOLING SYSTEMS | PH7TAN424**AA* | CAP**2517AL* | 82*SB48070V17*** | 22800 | 24000 | 16.5 | 12.5 | 8.1 | 2.32 | 60 | 45 | 213167826
BRYANT HEATING AND COOLING SYSTEMS | PH7TAN424**AA* | CAP**2517AL* | 82*SB48090V17*** | 23200 | 24200 | 16.5 | 12.5 | 8.1 | 2.34 | 60 | 45 | 213167839
BRYANT HEATING AND COOLING SYSTEMS | PH7TAN424**AA* | CAP**2517AL* | 926TC36040V17*** | 23000 | 24200 | 16 | 12 | 8.1 | 2.3 | 60 | 45 | 213167872
PAYNE HEATING AND COOLING | PH7TAN424**AA* | CAP**2517AL* | PG96VTAB36040B** | 23000 | 24200 | 16 | 12 | 8.1 | 2.3 | 60 | 45 | 213167873
BROCK | PH7TAN424**AA* | CAP**2517AL* | PG96VTAB36040B** | 23000 | 24200 | 16 | 12 | 8.1 | 2.3 | 60 | 45 | 213167874
CARRIER | GH7TAN424**AA* | FG4ANXC36L* |  | 23400 | 23800 | 17 | 12.5 | 8.1 | 2.32 | 61 | 45 | 213280526
BRYANT HEATING AND COOLING SYSTEMS | GH7TAN424**AA* | FT4BN(B,X)C36L* |  | 23400 | 23800 | 17 | 12.5 | 8.1 | 2.32 | 61 | 45 | 213280529
BRYANT HEATING AND COOLING SYSTEMS | GH7TAN424**AA* | FG4ANXC36L* |  | 23400 | 23800 | 17 | 12.5 | 8.1 | 2.32 | 61 | 45 | 213280530
CARRIER | GH7TAN424**AA* | FT4BNXB24L* |  | 23200 | 23400 | 16.5 | 12.5 | 8.1 | 2.36 | 63 | 47 | 213280548
CARRIER | GH7TAN424**AA* | FG4ANXB24L* |  | 23200 | 23400 | 16.5 | 12.5 | 8.1 | 2.36 | 63 | 47 | 213280549
BRYANT HEATING AND COOLING SYSTEMS | GH7TAN424**AA* | FG4ANXB24L* |  | 23200 | 23400 | 16.5 | 12.5 | 8.1 | 2.36 | 63 | 47 | 213280553
BRYANT HEATING AND COOLING SYSTEMS | GH7TAN424**AA* | FT4BNXB24L* |  | 23200 | 23400 | 16.5 | 12.5 | 8.1 | 2.36 | 63 | 47 | 213280552
CARRIER | GH7TAN424**AA* | F54AA*B24L* |  | 23000 | 24200 | 15.5 | 12.5 | 8.1 | 2.3 | 60 | 45 | 213310358
BRYANT HEATING AND COOLING SYSTEMS | GH7TAN424**AA* | CAP**2517AL* | 82*TB36045V14*** | 22800 | 24000 | 16.5 | 12.5 | 8.1 | 2.32 | 60 | 44 | 213353900
BRYANT HEATING AND COOLING SYSTEMS | GH7TAN424**AA* | F54AA*B24L* |  | 23000 | 24200 | 15.5 | 12.5 | 8.1 | 2.3 | 60 | 45 | 213310360
CARRIER | GH7TAN424**AA* | CAP**3621AL* | 58SP*B090V21**20 | 22400 | 23800 | 16 | 12 | 8.1 | 2.26 | 60 | 44 | 213168734
BRYANT HEATING AND COOLING SYSTEMS | GH7TAN424**AA* | CAP**3621AL* | 82*SB60090V21*** | 22400 | 23800 | 16 | 12 | 8.1 | 2.26 | 60 | 44 | 213168736
CARRIER | GH7TAN424**AA* | CAP**3621AL* | 58SP*B110V21**22 | 22400 | 23800 | 16 | 12.5 | 8.1 | 2.26 | 60 | 44 | 213168747
BRYANT HEATING AND COOLING SYSTEMS | GH7TAN424**AA* | CAP**3621AL* | 82*SB66110V21*** | 22400 | 23800 | 16 | 12.5 | 8.1 | 2.26 | 60 | 44 | 213168749
CARRIER | GH7TAN424**AA* | CAP**3621AL* | 59TP6C100V21**22 | 22800 | 24000 | 16.5 | 12.5 | 8.1 | 2.3 | 60 | 44 | 213168836
BRYANT HEATING AND COOLING SYSTEMS | GH7TAN424**AA* | CAP**3621AL* | 926TC66100V21*** | 22800 | 24000 | 16.5 | 12.5 | 8.1 | 2.3 | 60 | 44 | 213168838
CARRIER | GH7TAN424**AA* | CAP**3621AL* | 59SP6B080V21**20 | 22800 | 24000 | 16.5 | 12.5 | 8.1 | 2.28 | 60 | 44 | 213168875
BRYANT HEATING AND COOLING SYSTEMS | GH7TAN424**AA* | CAP**3621AL* | 926SB60080V21*** | 22800 | 24000 | 16.5 | 12.5 | 8.1 | 2.28 | 60 | 44 | 213168877
CARRIER | GH7TAN424**AA* | CAP**3621AL* | 59SP6B100V21**20 | 22400 | 23600 | 16 | 12 | 8.1 | 2.26 | 60 | 44 | 213168888
BRYANT HEATING AND COOLING SYSTEMS | GH7TAN424**AA* | CAP**3621AL* | 926SB60100V21*** | 22400 | 23600 | 16 | 12 | 8.1 | 2.26 | 60 | 44 | 213168890
CARRIER | GH7TAN424**AA* | CAP**3717AL* | 58TP*B045V14**12 | 23000 | 24000 | 16.5 | 12.5 | 8.1 | 2.32 | 60 | 45 | 213168901
BRYANT HEATING AND COOLING SYSTEMS | GH7TAN424**AA* | CAP**3717AL* | 82*TB36070V14*** | 23000 | 24000 | 16.5 | 12.5 | 8.1 | 2.32 | 60 | 45 | 213168921
CARRIER | GH7TAN424**AA* | CAP**3717AL* | 58TP*B070V14**12 | 23000 | 24000 | 16.5 | 12.5 | 8.1 | 2.32 | 60 | 45 | 213168919
CARRIER | GH7TAN424**AA* | CAP**3717AL* | 58TP*B070V17**16 | 22800 | 24000 | 16.5 | 12.5 | 8.1 | 2.3 | 60 | 45 | 213168929
BRYANT HEATING AND COOLING SYSTEMS | GH7TAN424**AA* | CAP**3717AL* | 82*TB48070V17*** | 22800 | 24000 | 16.5 | 12.5 | 8.1 | 2.3 | 60 | 45 | 213168931
CARRIER | GH7TAN424**AA* | CAP**3717AL* | 58TP*B090V17**16 | 23000 | 24000 | 16.5 | 12.5 | 8.1 | 2.32 | 60 | 45 | 213168945
BRYANT HEATING AND COOLING SYSTEMS | GH7TAN424**AA* | CAP**3717AL* | 82*TB48090V17*** | 23000 | 24000 | 16.5 | 12.5 | 8.1 | 2.32 | 60 | 45 | 213168947
CARRIER | GH7TAN424**AA* | CAP**3717AL* | 58SP*B045V14**12 | 23000 | 24000 | 16.5 | 12.5 | 8.1 | 2.32 | 60 | 45 | 213168955
CARRIER | GH7TAN424**AA* | CAP**3717AL* | 58SP*B070V14**12 | 23000 | 24000 | 16.5 | 12.5 | 8.1 | 2.32 | 60 | 45 | 213168968
BRYANT HEATING AND COOLING SYSTEMS | GH7TAN424**AA* | CAP**3717AL* | 82*SB36045V14*** | 23000 | 24000 | 16.5 | 12.5 | 8.1 | 2.32 | 60 | 45 | 213168957
BRYANT HEATING AND COOLING SYSTEMS | GH7TAN424**AA* | CAP**3717AL* | 82*SB36070V14*** | 23000 | 24000 | 16.5 | 12.5 | 8.1 | 2.32 | 60 | 45 | 213168970
CARRIER | GH7TAN424**AA* | CAP**3717AL* | 58SP*B070V17**16 | 23200 | 24200 | 16.5 | 12.5 | 8.1 | 2.34 | 60 | 45 | 213168981
BRYANT HEATING AND COOLING SYSTEMS | GH7TAN424**AA* | CAP**3717AL* | 82*SB48070V17*** | 23200 | 24200 | 16.5 | 12.5 | 8.1 | 2.34 | 60 | 45 | 213168983
CARRIER | GH7TAN424**AA* | CAP**3717AL* | 58SP*B090V17**16 | 23000 | 24000 | 16.5 | 12.5 | 8.1 | 2.32 | 60 | 45 | 213168994
BRYANT HEATING AND COOLING SYSTEMS | GH7TAN424**AA* | CAP**3717AL* | 82*SB48090V17*** | 23000 | 24000 | 16.5 | 12.5 | 8.1 | 2.32 | 60 | 45 | 213168996
CARRIER | GH7TAN424**AA* | CAP**3717AL* | 59TP6C040V17**12 | 22800 | 24200 | 16 | 12 | 8.1 | 2.28 | 60 | 45 | 213169027
BRYANT HEATING AND COOLING SYSTEMS | GH7TAN424**AA* | CAP**3717AL* | 926TC36040V17*** | 22800 | 24200 | 16 | 12 | 8.1 | 2.28 | 60 | 45 | 213169029
CARRIER | GH7TAN424**AA* | CAP**3717AL* | 59TP6C060V17**16 | 22800 | 24000 | 16.5 | 12.5 | 8.1 | 2.3 | 60 | 45 | 213169060
CARRIER | GH7TAN424**AA* | CAP**3717AL* | GG96VTAB48060B** | 22800 | 24000 | 16.5 | 12.5 | 8.1 | 2.3 | 60 | 45 | 213169061
BRYANT HEATING AND COOLING SYSTEMS | GH7TAN424**AA* | CAP**3717AL* | 926TC48060V17*** | 22800 | 24000 | 16.5 | 12.5 | 8.1 | 2.3 | 60 | 45 | 213169063
CARRIER | GH7TAN424**AA* | CAP**3717AL* | 59TP6C080V17**16 | 23000 | 24200 | 16.5 | 12.5 | 8.1 | 2.32 | 60 | 45 | 213169080
CARRIER | GH7TAN424**AA* | CAP**3717AL* | GG96VTAB48080B** | 23000 | 24200 | 16.5 | 12.5 | 8.1 | 2.32 | 60 | 45 | 213169081
BRYANT HEATING AND COOLING SYSTEMS | GH7TAN424**AA* | CAP**3717AL* | 926TC48080V17*** | 23000 | 24200 | 16.5 | 12.5 | 8.1 | 2.32 | 60 | 45 | 213169083
CARRIER | GH7TAN424**AA* | CAP**3717AL* | 59SP6B040V17**12 | 22800 | 24200 | 16 | 12 | 8.1 | 2.28 | 60 | 45 | 213169112
BRYANT HEATING AND COOLING SYSTEMS | 227TAN024**AA* | CAP**3717AL* | 926SB36040V17*** | 22800 | 24200 | 16 | 12 | 8.1 | 2.28 | 60 | 45 | 213169113
BRYANT HEATING AND COOLING SYSTEMS | 227TAN024**AA* | CAP**3717AL* | 926SB48060V17*** | 22800 | 24000 | 16 | 12.5 | 8.1 | 2.3 | 60 | 45 | 213169139
BRYANT HEATING AND COOLING SYSTEMS | 227TAN024**AA* | CAP**3717AL* | 926SB48080V17*** | 23000 | 24200 | 16.5 | 12.5 | 8.1 | 2.32 | 60 | 45 | 213169152
BRYANT HEATING AND COOLING SYSTEMS | 227TAN024**AA* | CAP**3721AL* | 82*TB48070V17*** | 23000 | 24000 | 16.5 | 12.5 | 8.1 | 2.34 | 60 | 45 | 213169165
BRYANT HEATING AND COOLING SYSTEMS | 227TAN024**AA* | CAP**3721AL* | 82*TB48090V17*** | 22800 | 24000 | 16.5 | 12.5 | 8.1 | 2.32 | 60 | 45 | 213169181
BRYANT HEATING AND COOLING SYSTEMS | 227TAN024**AA* | CAP**3721AL* | 82*TB66110V21*** | 23200 | 24200 | 16.5 | 12.5 | 8.1 | 2.36 | 60 | 45 | 213169207
BRYANT HEATING AND COOLING SYSTEMS | 227TAN024**AA* | CAP**3721AL* | 82*TB60090V21*** | 23400 | 24400 | 16.5 | 13 | 8.1 | 2.36 | 60 | 45 | 213169191
BRYANT HEATING AND COOLING SYSTEMS | 227TAN024**AA* | CAP**3721AL* | 82*SB48070V17*** | 23000 | 24000 | 16.5 | 12.5 | 8.1 | 2.34 | 60 | 45 | 213169225
BRYANT HEATING AND COOLING SYSTEMS | 227TAN024**AA* | CAP**3721AL* | 82*SB48090V17*** | 22800 | 24000 | 16.5 | 12.5 | 8.1 | 2.32 | 60 | 45 | 213169238
BRYANT HEATING AND COOLING SYSTEMS | 227TAN024**AA* | CAP**3721AL* | 82*SB60090V21*** | 23400 | 24400 | 16.5 | 13 | 8.1 | 2.36 | 60 | 45 | 213169251
BRYANT HEATING AND COOLING SYSTEMS | 227TAN024**AA* | CAP**3721AL* | 82*SB66110V21*** | 23000 | 24000 | 16.5 | 12.5 | 8.1 | 2.32 | 60 | 45 | 213169264
BRYANT HEATING AND COOLING SYSTEMS | 227TAN024**AA* | CAP**3721AL* | 926TC36040V17*** | 23000 | 24200 | 16 | 12 | 8.1 | 2.32 | 60 | 45 | 213169277
BRYANT HEATING AND COOLING SYSTEMS | 227TAN024**AA* | CAP**3721AL* | 926TC48060V17*** | 23000 | 24000 | 16.5 | 12.5 | 8.1 | 2.34 | 60 | 45 | 213169295
BRYANT HEATING AND COOLING SYSTEMS | 227TAN024**AA* | CAP**3721AL* | 926TC48080V17*** | 23200 | 24200 | 16.5 | 12.5 | 8.1 | 2.36 | 60 | 45 | 213169315
BRYANT HEATING AND COOLING SYSTEMS | 227TAN024**AA* | CAP**3721AL* | 926TC60080V21*** | 23200 | 24200 | 16.5 | 12.5 | 8.1 | 2.36 | 60 | 45 | 213169333
BRYANT HEATING AND COOLING SYSTEMS | 227TAN024**AA* | CAP**3721AL* | 926TC60100V21*** | 22800 | 24000 | 16.5 | 12.5 | 8.1 | 2.32 | 60 | 45 | 213169351
BRYANT HEATING AND COOLING SYSTEMS | 227TAN024**AA* | CAP**3721AL* | 926TC66100V21*** | 23200 | 24200 | 16.5 | 13 | 8.1 | 2.36 | 60 | 45 | 213169369
BRYANT HEATING AND COOLING SYSTEMS | 227TAN024**AA* | CAP**3721AL* | 926SB36040V17*** | 23000 | 24200 | 16 | 12 | 8.1 | 2.32 | 60 | 45 | 213169382
BRYANT HEATING AND COOLING SYSTEMS | 227TAN024**AA* | CAP**3721AL* | 926SB48060V17*** | 23000 | 24000 | 16.5 | 12.5 | 8.1 | 2.34 | 60 | 45 | 213169395
BRYANT HEATING AND COOLING SYSTEMS | 227TAN024**AA* | CAP**3721AL* | 926SB48080V17*** | 23200 | 24200 | 16.5 | 12.5 | 8.1 | 2.36 | 60 | 45 | 213169408
BRYANT HEATING AND COOLING SYSTEMS | 227TAN024**AA* | CAP**3721AL* | 926SB60080V21*** | 23200 | 24200 | 16.5 | 12.5 | 8.1 | 2.36 | 60 | 45 | 213169421
BRYANT HEATING AND COOLING SYSTEMS | 227TAN024**AA* | CAP**3721AL* | 926SB60100V21*** | 23400 | 24400 | 17 | 13 | 8.1 | 2.38 | 60 | 45 | 213169434
AIRQUEST | N4H7T24*K*AAA* | EA*4X24L14A* | *80VSL0451412B* | 22000 | 23600 | 15.5 | 12 | 8.1 | 2.24 | 60 | 44 | 213167397
COMFORTMAKER | N4H7T24*K*AAA* | EA*4X24L14A* | *80VSL0451412B* | 22000 | 23600 | 15.5 | 12 | 8.1 | 2.24 | 60 | 44 | 213167399
ARCOAIRE | N4H7T24*K*AAA* | EA*4X24L14A* | *80VSL0451412B* | 22000 | 23600 | 15.5 | 12 | 8.1 | 2.24 | 60 | 44 | 213167398
DAY & NIGHT | N4H7T24*K*AAA* | EA*4X24L14A* | *80VSL0451412B* | 22000 | 23600 | 15.5 | 12 | 8.1 | 2.24 | 60 | 44 | 213167400
KEEPRITE | N4H7T24*K*AAA* | EA*4X24L14A* | *80VSL0451412B* | 22000 | 23600 | 15.5 | 12 | 8.1 | 2.24 | 60 | 44 | 213167401
KENMORE | N4H7T24*K*AAA* | EA*4X24L14A* | *80VSL0451412B* | 22000 | 23600 | 15.5 | 12 | 8.1 | 2.24 | 60 | 44 | 213167402
TEMPSTAR | N4H7T24*K*AAA* | EA*4X24L14A* | *80VSL0451412B* | 22000 | 23600 | 15.5 | 12 | 8.1 | 2.24 | 60 | 44 | 213167403
KEEPRITE | N4H7T24*K*AAA* | EA*4X25L17A* | *96VSN0401410B* | 22800 | 24000 | 16 | 12 | 8.1 | 2.3 | 60 | 45 | 213167950
KENMORE | N4H7T24*K*AAA* | EA*4X25L17A* | *96VSN0401410B* | 22800 | 24000 | 16 | 12 | 8.1 | 2.3 | 60 | 45 | 213167951
TEMPSTAR | N4H7T24*K*AAA* | EA*4X25L17A* | *96VSN0401410B* | 22800 | 24000 | 16 | 12 | 8.1 | 2.3 | 60 | 45 | 213167952
HEIL | N4H7T24*K*AAA* | EA*4X25L17A* | *96VSN0401712B* | 23000 | 24200 | 16 | 12 | 8.1 | 2.3 | 60 | 45 | 213167958
AIRQUEST | N4H7T24*K*AAA* | EA*4X25L17A* | *96VSN0401712B* | 23000 | 24200 | 16 | 12 | 8.1 | 2.3 | 60 | 45 | 213167959
COMFORTMAKER | N4H7T24*K*AAA* | EA*4X25L17A* | *96VSN0401712B* | 23000 | 24200 | 16 | 12 | 8.1 | 2.3 | 60 | 45 | 213167961
ARCOAIRE | N4H7T24*K*AAA* | EA*4X25L17A* | *96VSN0401712B* | 23000 | 24200 | 16 | 12 | 8.1 | 2.3 | 60 | 45 | 213167960
DAY & NIGHT | N4H7T24*K*AAA* | EA*4X25L17A* | *96VSN0401712B* | 23000 | 24200 | 16 | 12 | 8.1 | 2.3 | 60 | 45 | 213167962
DAY & NIGHT | N4H7T24*K*AAA* | EA*4X37L21A* | *96VTN1002120B* | 22800 | 24000 | 16.5 | 12.5 | 8.1 | 2.32 | 60 | 45 | 213169361
COMFORTMAKER | N4H7T24*K*AAA* | EA*4X37L21A* | *96VTN1002120B* | 22800 | 24000 | 16.5 | 12.5 | 8.1 | 2.32 | 60 | 45 | 213169360
ARCOAIRE | N4H7T24*K*AAA* | EA*4X37L21A* | *96VTN1002120B* | 22800 | 24000 | 16.5 | 12.5 | 8.1 | 2.32 | 60 | 45 | 213169359
AIRQUEST | N4H7T24*K*AAA* | EA*4X37L21A* | *96VTN1002120B* | 22800 | 24000 | 16.5 | 12.5 | 8.1 | 2.32 | 60 | 45 | 213169358
TEMPSTAR | N4H7T24*K*AAA* | EA*4X37L21A* | *96VTN0802120B* | 23200 | 24200 | 16.5 | 12.5 | 8.1 | 2.36 | 60 | 45 | 213169346
HEIL | N4H7T24*K*AAA* | EA*4X37L21A* | *96VTN1002120B* | 22800 | 24000 | 16.5 | 12.5 | 8.1 | 2.32 | 60 | 45 | 213169357
KENMORE | N4H7T24*K*AAA* | EA*4X37L21A* | *96VTN0802120B* | 23200 | 24200 | 16.5 | 12.5 | 8.1 | 2.36 | 60 | 45 | 213169345
KEEPRITE | N4H7T24*K*AAA* | EA*4X37L21A* | *96VTN0802120B* | 23200 | 24200 | 16.5 | 12.5 | 8.1 | 2.36 | 60 | 45 | 213169344
COMFORTMAKER | N4H7T24*K*AAA* | EA*4X37L21A* | *96VTN0802120B* | 23200 | 24200 | 16.5 | 12.5 | 8.1 | 2.36 | 60 | 45 | 213169342
DAY & NIGHT | N4H7T24*K*AAA* | EA*4X37L21A* | *96VTN0802120B* | 23200 | 24200 | 16.5 | 12.5 | 8.1 | 2.36 | 60 | 45 | 213169343
AIRQUEST | N4H7T24*K*AAA* | EA*4X37L21A* | *96VTN0802120B* | 23200 | 24200 | 16.5 | 12.5 | 8.1 | 2.36 | 60 | 45 | 213169340
ARCOAIRE | N4H7T24*K*AAA* | EA*4X37L21A* | *96VTN0802120B* | 23200 | 24200 | 16.5 | 12.5 | 8.1 | 2.36 | 60 | 45 | 213169341
HEIL | N4H7T24*K*AAA* | EA*4X37L21A* | *96VTN0802120B* | 23200 | 24200 | 16.5 | 12.5 | 8.1 | 2.36 | 60 | 45 | 213169339
TEMPSTAR | N4H7T24*K*AAA* | EA*4X37L21A* | *96VTN0801716B* | 23200 | 24200 | 16.5 | 12.5 | 8.1 | 2.36 | 60 | 45 | 213169328
KENMORE | N4H7T24*K*AAA* | EA*4X37L21A* | *96VTN0801716B* | 23200 | 24200 | 16.5 | 12.5 | 8.1 | 2.36 | 60 | 45 | 213169327
DAY & NIGHT | N4H7T24*K*AAA* | EA*4X37L21A* | *96VTN0801716B* | 23200 | 24200 | 16.5 | 12.5 | 8.1 | 2.36 | 60 | 45 | 213169325
KEEPRITE | N4H7T24*K*AAA* | EA*4X37L21A* | *96VTN0801716B* | 23200 | 24200 | 16.5 | 12.5 | 8.1 | 2.36 | 60 | 45 | 213169326
AIRQUEST | N4H7T24*K*AAA* | EA*4X37L21A* | *96VTN0801716B* | 23200 | 24200 | 16.5 | 12.5 | 8.1 | 2.36 | 60 | 45 | 213169322
ARCOAIRE | N4H7T24*K*AAA* | EA*4X37L21A* | *96VTN0801716B* | 23200 | 24200 | 16.5 | 12.5 | 8.1 | 2.36 | 60 | 45 | 213169323
COMFORTMAKER | N4H7T24*K*AAA* | EA*4X37L21A* | *96VTN0801716B* | 23200 | 24200 | 16.5 | 12.5 | 8.1 | 2.36 | 60 | 45 | 213169324
HEIL | N4H7T24*K*AAA* | EA*4X37L21A* | *96VTN0801716B* | 23200 | 24200 | 16.5 | 12.5 | 8.1 | 2.36 | 60 | 45 | 213169321
TEMPSTAR | N4H7T24*K*AAA* | EA*4X37L21A* | *96VTN0601716B* | 23000 | 24000 | 16.5 | 12.5 | 8.1 | 2.34 | 60 | 45 | 213169308
HEIL | N4H7T24*K*AAA* | FTMA4B36L0C* |  | 23400 | 23800 | 17 | 12.5 | 8.1 | 2.32 | 61 | 45 | 213280536
KENMORE | N4H7T24*K*AAA* | EA*4X37L21A* | *96VTN0601716B* | 23000 | 24000 | 16.5 | 12.5 | 8.1 | 2.34 | 60 | 45 | 213169307
KEEPRITE | N4H7T24*K*AAA* | EA*4X37L21A* | *96VTN0601716B* | 23000 | 24000 | 16.5 | 12.5 | 8.1 | 2.34 | 60 | 45 | 213169306
COMFORTMAKER | N4H7T24*K*AAA* | EA*4X37L21A* | *96VTN0601716B* | 23000 | 24000 | 16.5 | 12.5 | 8.1 | 2.34 | 60 | 45 | 213169304
DAY & NIGHT | N4H7T24*K*AAA* | EA*4X37L21A* | *96VTN0601716B* | 23000 | 24000 | 16.5 | 12.5 | 8.1 | 2.34 | 60 | 45 | 213169305
ARCOAIRE | N4H7T24*K*AAA* | EA*4X37L21A* | *96VTN0601716B* | 23000 | 24000 | 16.5 | 12.5 | 8.1 | 2.34 | 60 | 45 | 213169303
AIRQUEST | N4H7T24*K*AAA* | EA*4X37L21A* | *96VTN0601716B* | 23000 | 24000 | 16.5 | 12.5 | 8.1 | 2.34 | 60 | 45 | 213169302
HEIL | N4H7T24*K*AAA* | EA*4X37L21A* | *96VTN0601716B* | 23000 | 24000 | 16.5 | 12.5 | 8.1 | 2.34 | 60 | 45 | 213169301
KENMORE | N4H7T24*K*AAA* | EA*4X37L21A* | *96VTN0401712B* | 23000 | 24200 | 16 | 12 | 8.1 | 2.32 | 60 | 45 | 213169289
TEMPSTAR | N4H7T24*K*AAA* | EA*4X37L21A* | *96VTN0401712B* | 23000 | 24200 | 16 | 12 | 8.1 | 2.32 | 60 | 45 | 213169290
KEEPRITE | N4H7T24*K*AAA* | EA*4X37L21A* | *96VTN0401712B* | 23000 | 24200 | 16 | 12 | 8.1 | 2.32 | 60 | 45 | 213169288
DAY & NIGHT | N4H7T24*K*AAA* | EA*4X37L21A* | *96VTN0401712B* | 23000 | 24200 | 16 | 12 | 8.1 | 2.32 | 60 | 45 | 213169287
COMFORTMAKER | N4H7T24*K*AAA* | EA*4X37L21A* | *96VTN0401712B* | 23000 | 24200 | 16 | 12 | 8.1 | 2.32 | 60 | 45 | 213169286
ARCOAIRE | N4H7T24*K*AAA* | EA*4X37L21A* | *96VTN0401712B* | 23000 | 24200 | 16 | 12 | 8.1 | 2.32 | 60 | 45 | 213169285
AIRQUEST | N4H7T24*K*AAA* | EA*4X37L21A* | *96VTN0401712B* | 23000 | 24200 | 16 | 12 | 8.1 | 2.32 | 60 | 45 | 213169284
HEIL | N4H7T24*K*AAA* | EA*4X37L21A* | *96VTN0401712B* | 23000 | 24200 | 16 | 12 | 8.1 | 2.32 | 60 | 45 | 213169283
TEMPSTAR | N4H7T24*K*AAA* | EA*4X37L21A* | *80VSL1102122B* | 23000 | 24000 | 16.5 | 12.5 | 8.1 | 2.32 | 60 | 45 | 213169274
KENMORE | N4H7T24*K*AAA* | EA*4X37L21A* | *80VSL1102122B* | 23000 | 24000 | 16.5 | 12.5 | 8.1 | 2.32 | 60 | 45 | 213169273
KEEPRITE | N4H7T24*K*AAA* | EA*4X37L21A* | *80VSL1102122B* | 23000 | 24000 | 16.5 | 12.5 | 8.1 | 2.32 | 60 | 45 | 213169272
DAY & NIGHT | N4H7T24*K*AAA* | EA*4X37L21A* | *80VSL1102122B* | 23000 | 24000 | 16.5 | 12.5 | 8.1 | 2.32 | 60 | 45 | 213169271
COMFORTMAKER | N4H7T24*K*AAA* | EA*4X37L21A* | *80VSL1102122B* | 23000 | 24000 | 16.5 | 12.5 | 8.1 | 2.32 | 60 | 45 | 213169270
ARCOAIRE | N4H7T24*K*AAA* | EA*4X37L21A* | *80VSL1102122B* | 23000 | 24000 | 16.5 | 12.5 | 8.1 | 2.32 | 60 | 45 | 213169269
AIRQUEST | N4H7T24*K*AAA* | EA*4X37L21A* | *80VSL1102122B* | 23000 | 24000 | 16.5 | 12.5 | 8.1 | 2.32 | 60 | 45 | 213169268
HEIL | N4H7T24*K*AAA* | EA*4X37L21A* | *80VSL1102122B* | 23000 | 24000 | 16.5 | 12.5 | 8.1 | 2.32 | 60 | 45 | 213169267
DAY & NIGHT | N4H7T24*K*AAA* | EA*4X25L17A* | *96VSN0801716B* | 23200 | 24200 | 16.5 | 12.5 | 8.1 | 2.34 | 60 | 45 | 213168001
COMFORTMAKER | N4H7T24*K*AAA* | EA*4X25L17A* | *96VSN0801716B* | 23200 | 24200 | 16.5 | 12.5 | 8.1 | 2.34 | 60 | 45 | 213168000
AIRQUEST | N4H7T24*K*AAA* | EA*4X25L17A* | *96VSN0801716B* | 23200 | 24200 | 16.5 | 12.5 | 8.1 | 2.34 | 60 | 45 | 213167998
ARCOAIRE | N4H7T24*K*AAA* | EA*4X25L17A* | *96VSN0801716B* | 23200 | 24200 | 16.5 | 12.5 | 8.1 | 2.34 | 60 | 45 | 213167999
HEIL | N4H7T24*K*AAA* | EA*4X25L17A* | *96VSN0801716B* | 23200 | 24200 | 16.5 | 12.5 | 8.1 | 2.34 | 60 | 45 | 213167997
TEMPSTAR | N4H7T24*K*AAA* | EA*4X25L17A* | *96VSN0601716B* | 23000 | 24000 | 16.5 | 12.5 | 8.1 | 2.32 | 60 | 45 | 213167991
DAY & NIGHT | N4H7T24*K*AAA* | EA*4X25L17A* | *96VSN0601716B* | 23000 | 24000 | 16.5 | 12.5 | 8.1 | 2.32 | 60 | 45 | 213167988
KEEPRITE | N4H7T24*K*AAA* | EA*4X25L17A* | *96VSN0601716B* | 23000 | 24000 | 16.5 | 12.5 | 8.1 | 2.32 | 60 | 45 | 213167989
KENMORE | N4H7T24*K*AAA* | EA*4X25L17A* | *96VSN0601716B* | 23000 | 24000 | 16.5 | 12.5 | 8.1 | 2.32 | 60 | 45 | 213167990
COMFORTMAKER | N4H7T24*K*AAA* | EA*4X25L17A* | *96VSN0601716B* | 23000 | 24000 | 16.5 | 12.5 | 8.1 | 2.32 | 60 | 45 | 213167987
ARCOAIRE | N4H7T24*K*AAA* | EA*4X25L17A* | *96VSN0601716B* | 23000 | 24000 | 16.5 | 12.5 | 8.1 | 2.32 | 60 | 45 | 213167986
HEIL | N4H7T24*K*AAA* | EA*4X25L17A* | *96VSN0601716B* | 23000 | 24000 | 16.5 | 12.5 | 8.1 | 2.32 | 60 | 45 | 213167984
AIRQUEST | N4H7T24*K*AAA* | EA*4X25L17A* | *96VSN0601716B* | 23000 | 24000 | 16.5 | 12.5 | 8.1 | 2.32 | 60 | 45 | 213167985
TEMPSTAR | N4H7T24*K*AAA* | EA*4X25L17A* | *96VSN0601412B* | 22800 | 24000 | 16.5 | 12 | 8.1 | 2.3 | 60 | 45 | 213167978
KENMORE | N4H7T24*K*AAA* | EA*4X25L17A* | *96VSN0601412B* | 22800 | 24000 | 16.5 | 12 | 8.1 | 2.3 | 60 | 45 | 213167977
KEEPRITE | N4H7T24*K*AAA* | EA*4X25L17A* | *96VSN0601412B* | 22800 | 24000 | 16.5 | 12 | 8.1 | 2.3 | 60 | 45 | 213167976
DAY & NIGHT | N4H7T24*K*AAA* | EA*4X25L17A* | *96VSN0601412B* | 22800 | 24000 | 16.5 | 12 | 8.1 | 2.3 | 60 | 45 | 213167975
COMFORTMAKER | N4H7T24*K*AAA* | EA*4X25L17A* | *96VSN0601412B* | 22800 | 24000 | 16.5 | 12 | 8.1 | 2.3 | 60 | 45 | 213167974
ARCOAIRE | N4H7T24*K*AAA* | EA*4X25L17A* | *96VSN0601412B* | 22800 | 24000 | 16.5 | 12 | 8.1 | 2.3 | 60 | 45 | 213167973
AIRQUEST | N4H7T24*K*AAA* | EA*4X25L17A* | *96VSN0601412B* | 22800 | 24000 | 16.5 | 12 | 8.1 | 2.3 | 60 | 45 | 213167972
HEIL | N4H7T24*K*AAA* | EA*4X25L17A* | *96VSN0601412B* | 22800 | 24000 | 16.5 | 12 | 8.1 | 2.3 | 60 | 45 | 213167971
KENMORE | N4H7T24*K*AAA* | EA*4X25L17A* | *96VSN0401712B* | 23000 | 24200 | 16 | 12 | 8.1 | 2.3 | 60 | 45 | 213167964
KEEPRITE | N4H7T24*K*AAA* | EA*4X25L17A* | *96VSN0401712B* | 23000 | 24200 | 16 | 12 | 8.1 | 2.3 | 60 | 45 | 213167963
TEMPSTAR | N4H7T24*K*AAA* | EA*4X25L17A* | *96VSN0401712B* | 23000 | 24200 | 16 | 12 | 8.1 | 2.3 | 60 | 45 | 213167965
BRYANT HEATING AND COOLING SYSTEMS | GH7TAN424**AA* | CAP**3717AL* | 926SB36040V17*** | 22800 | 24200 | 16 | 12 | 8.1 | 2.28 | 60 | 45 | 213169114
CARRIER | GH7TAN424**AA* | CAP**3717AL* | 59SP6B060V17**16 | 22800 | 24000 | 16 | 12.5 | 8.1 | 2.3 | 60 | 45 | 213169138
BRYANT HEATING AND COOLING SYSTEMS | GH7TAN424**AA* | CAP**3717AL* | 926SB48060V17*** | 22800 | 24000 | 16 | 12.5 | 8.1 | 2.3 | 60 | 45 | 213169140
CARRIER | GH7TAN424**AA* | CAP**3717AL* | 59SP6B080V17**16 | 23000 | 24200 | 16.5 | 12.5 | 8.1 | 2.32 | 60 | 45 | 213169151
BRYANT HEATING AND COOLING SYSTEMS | GH7TAN424**AA* | CAP**3717AL* | 926SB48080V17*** | 23000 | 24200 | 16.5 | 12.5 | 8.1 | 2.32 | 60 | 45 | 213169153
CARRIER | GH7TAN424**AA* | CAP**3721AL* | 58TP*B070V17**16 | 23000 | 24000 | 16.5 | 12.5 | 8.1 | 2.34 | 60 | 45 | 213169164
BRYANT HEATING AND COOLING SYSTEMS | GH7TAN424**AA* | CAP**3721AL* | 82*TB48070V17*** | 23000 | 24000 | 16.5 | 12.5 | 8.1 | 2.34 | 60 | 45 | 213169166
CARRIER | GH7TAN424**AA* | CAP**3721AL* | 58TP*B090V17**16 | 22800 | 24000 | 16.5 | 12.5 | 8.1 | 2.32 | 60 | 45 | 213169180
BRYANT HEATING AND COOLING SYSTEMS | GH7TAN424**AA* | CAP**3721AL* | 82*TB48090V17*** | 22800 | 24000 | 16.5 | 12.5 | 8.1 | 2.32 | 60 | 45 | 213169182
CARRIER | GH7TAN424**AA* | CAP**3721AL* | 58TP*B090V21**20 | 23400 | 24400 | 16.5 | 13 | 8.1 | 2.36 | 60 | 45 | 213169190
BRYANT HEATING AND COOLING SYSTEMS | GH7TAN424**AA* | CAP**3721AL* | 82*TB60090V21*** | 23400 | 24400 | 16.5 | 13 | 8.1 | 2.36 | 60 | 45 | 213169192
CARRIER | GH7TAN424**AA* | CAP**3721AL* | 58TP*B110V21**22 | 23200 | 24200 | 16.5 | 12.5 | 8.1 | 2.36 | 60 | 45 | 213169206
BRYANT HEATING AND COOLING SYSTEMS | GH7TAN424**AA* | CAP**3721AL* | 82*TB66110V21*** | 23200 | 24200 | 16.5 | 12.5 | 8.1 | 2.36 | 60 | 45 | 213169208
CARRIER | GH7TAN424**AA* | CAP**3721AL* | 58SP*B070V17**16 | 23000 | 24000 | 16.5 | 12.5 | 8.1 | 2.34 | 60 | 45 | 213169224
BRYANT HEATING AND COOLING SYSTEMS | GH7TAN424**AA* | CAP**3721AL* | 82*SB48070V17*** | 23000 | 24000 | 16.5 | 12.5 | 8.1 | 2.34 | 60 | 45 | 213169226
CARRIER | GH7TAN424**AA* | CAP**3721AL* | 58SP*B090V17**16 | 22800 | 24000 | 16.5 | 12.5 | 8.1 | 2.32 | 60 | 45 | 213169237
BRYANT HEATING AND COOLING SYSTEMS | GH7TAN424**AA* | CAP**3721AL* | 82*SB48090V17*** | 22800 | 24000 | 16.5 | 12.5 | 8.1 | 2.32 | 60 | 45 | 213169239
CARRIER | GH7TAN424**AA* | CAP**3721AL* | 58SP*B090V21**20 | 23400 | 24400 | 16.5 | 13 | 8.1 | 2.36 | 60 | 45 | 213169250
BRYANT HEATING AND COOLING SYSTEMS | GH7TAN424**AA* | CAP**3721AL* | 82*SB60090V21*** | 23400 | 24400 | 16.5 | 13 | 8.1 | 2.36 | 60 | 45 | 213169252
CARRIER | GH7TAN424**AA* | CAP**3721AL* | 58SP*B110V21**22 | 23000 | 24000 | 16.5 | 12.5 | 8.1 | 2.32 | 60 | 45 | 213169263
BRYANT HEATING AND COOLING SYSTEMS | GH7TAN424**AA* | CAP**3721AL* | 82*SB66110V21*** | 23000 | 24000 | 16.5 | 12.5 | 8.1 | 2.32 | 60 | 45 | 213169265
CARRIER | GH7TAN424**AA* | CAP**3721AL* | 59TP6C040V17**12 | 23000 | 24200 | 16 | 12 | 8.1 | 2.32 | 60 | 45 | 213169276
BRYANT HEATING AND COOLING SYSTEMS | GH7TAN424**AA* | CAP**3721AL* | 926TC36040V17*** | 23000 | 24200 | 16 | 12 | 8.1 | 2.32 | 60 | 45 | 213169278
CARRIER | GH7TAN424**AA* | CAP**3721AL* | 59TP6C060V17**16 | 23000 | 24000 | 16.5 | 12.5 | 8.1 | 2.34 | 60 | 45 | 213169293
CARRIER | GH7TAN424**AA* | CAP**3721AL* | GG96VTAB48060B** | 23000 | 24000 | 16.5 | 12.5 | 8.1 | 2.34 | 60 | 45 | 213169294
BRYANT HEATING AND COOLING SYSTEMS | GH7TAN424**AA* | CAP**3721AL* | 926TC48060V17*** | 23000 | 24000 | 16.5 | 12.5 | 8.1 | 2.34 | 60 | 45 | 213169296
CARRIER | GH7TAN424**AA* | CAP**3721AL* | 59TP6C080V17**16 | 23200 | 24200 | 16.5 | 12.5 | 8.1 | 2.36 | 60 | 45 | 213169313
CARRIER | GH7TAN424**AA* | CAP**3721AL* | GG96VTAB48080B** | 23200 | 24200 | 16.5 | 12.5 | 8.1 | 2.36 | 60 | 45 | 213169314
BRYANT HEATING AND COOLING SYSTEMS | GH7TAN424**AA* | CAP**3721AL* | 926TC48080V17*** | 23200 | 24200 | 16.5 | 12.5 | 8.1 | 2.36 | 60 | 45 | 213169316
CARRIER | GH7TAN424**AA* | CAP**3721AL* | 59TP6C080V21**20 | 23200 | 24200 | 16.5 | 12.5 | 8.1 | 2.36 | 60 | 45 | 213169332
BRYANT HEATING AND COOLING SYSTEMS | GH7TAN424**AA* | CAP**3721AL* | 926TC60080V21*** | 23200 | 24200 | 16.5 | 12.5 | 8.1 | 2.36 | 60 | 45 | 213169334
CARRIER | GH7TAN424**AA* | CAP**3721AL* | 59TP6C100V21**20 | 22800 | 24000 | 16.5 | 12.5 | 8.1 | 2.32 | 60 | 45 | 213169349
CARRIER | GH7TAN424**AA* | CAP**3721AL* | GG96VTAB60100C** | 22800 | 24000 | 16.5 | 12.5 | 8.1 | 2.32 | 60 | 45 | 213169350
BRYANT HEATING AND COOLING SYSTEMS | GH7TAN424**AA* | CAP**3721AL* | 926TC60100V21*** | 22800 | 24000 | 16.5 | 12.5 | 8.1 | 2.32 | 60 | 45 | 213169352
CARRIER | GH7TAN424**AA* | CAP**3721AL* | 59TP6C100V21**22 | 23200 | 24200 | 16.5 | 13 | 8.1 | 2.36 | 60 | 45 | 213169368
BRYANT HEATING AND COOLING SYSTEMS | GH7TAN424**AA* | CAP**3721AL* | 926TC66100V21*** | 23200 | 24200 | 16.5 | 13 | 8.1 | 2.36 | 60 | 45 | 213169370
CARRIER | GH7TAN424**AA* | CAP**3721AL* | 59SP6B040V17**12 | 23000 | 24200 | 16 | 12 | 8.1 | 2.32 | 60 | 45 | 213169381
BRYANT HEATING AND COOLING SYSTEMS | GH7TAN424**AA* | CAP**3721AL* | 926SB36040V17*** | 23000 | 24200 | 16 | 12 | 8.1 | 2.32 | 60 | 45 | 213169383
CARRIER | GH7TAN424**AA* | CAP**3721AL* | 59SP6B060V17**16 | 23000 | 24000 | 16.5 | 12.5 | 8.1 | 2.34 | 60 | 45 | 213169394
BRYANT HEATING AND COOLING SYSTEMS | GH7TAN424**AA* | CAP**3721AL* | 926SB48060V17*** | 23000 | 24000 | 16.5 | 12.5 | 8.1 | 2.34 | 60 | 45 | 213169396
CARRIER | GH7TAN424**AA* | CAP**3721AL* | 59SP6B080V17**16 | 23200 | 24200 | 16.5 | 12.5 | 8.1 | 2.36 | 60 | 45 | 213169407
BRYANT HEATING AND COOLING SYSTEMS | GH7TAN424**AA* | CAP**3721AL* | 926SB48080V17*** | 23200 | 24200 | 16.5 | 12.5 | 8.1 | 2.36 | 60 | 45 | 213169409
CARRIER | GH7TAN424**AA* | CAP**3721AL* | 59SP6B080V21**20 | 23200 | 24200 | 16.5 | 12.5 | 8.1 | 2.36 | 60 | 45 | 213169420
BRYANT HEATING AND COOLING SYSTEMS | GH7TAN424**AA* | CAP**3721AL* | 926SB60080V21*** | 23200 | 24200 | 16.5 | 12.5 | 8.1 | 2.36 | 60 | 45 | 213169422
CARRIER | GH7TAN424**AA* | CAP**3721AL* | 59SP6B100V21**20 | 23400 | 24400 | 17 | 13 | 8.1 | 2.38 | 60 | 45 | 213169433
BRYANT HEATING AND COOLING SYSTEMS | GH7TAN424**AA* | CAP**3721AL* | 926SB60100V21*** | 23400 | 24400 | 17 | 13 | 8.1 | 2.38 | 60 | 45 | 213169435
ARCOAIRE | N4H7T24*K*AAA* | EA*4X37L21A* | *80VSL0901716B* | 22800 | 24000 | 16.5 | 12.5 | 8.1 | 2.32 | 60 | 45 | 213169243
AIRQUEST | N4H7T24*K*AAA* | EA*4X37L21A* | *80VSL0901716B* | 22800 | 24000 | 16.5 | 12.5 | 8.1 | 2.32 | 60 | 45 | 213169242
HEIL | N4H7T24*K*AAA* | EA*4X37L21A* | *80VSL0901716B* | 22800 | 24000 | 16.5 | 12.5 | 8.1 | 2.32 | 60 | 45 | 213169241
TEMPSTAR | N4H7T24*K*AAA* | EA*4X37L21A* | *80VSL0701716B* | 23000 | 24000 | 16.5 | 12.5 | 8.1 | 2.34 | 60 | 45 | 213169235
KENMORE | N4H7T24*K*AAA* | EA*4X37L21A* | *80VSL0701716B* | 23000 | 24000 | 16.5 | 12.5 | 8.1 | 2.34 | 60 | 45 | 213169234
KEEPRITE | N4H7T24*K*AAA* | EA*4X37L21A* | *80VSL0701716B* | 23000 | 24000 | 16.5 | 12.5 | 8.1 | 2.34 | 60 | 45 | 213169233
COMFORTMAKER | N4H7T24*K*AAA* | EA*4X37L21A* | *80VSL0901716B* | 22800 | 24000 | 16.5 | 12.5 | 8.1 | 2.32 | 60 | 45 | 213169244
DAY & NIGHT | N4H7T24*K*AAA* | EA*4X37L21A* | *80VSL0901716B* | 22800 | 24000 | 16.5 | 12.5 | 8.1 | 2.32 | 60 | 45 | 213169245
KEEPRITE | N4H7T24*K*AAA* | EA*4X37L21A* | *80VSL0901716B* | 22800 | 24000 | 16.5 | 12.5 | 8.1 | 2.32 | 60 | 45 | 213169246
TEMPSTAR | N4H7T24*K*AAA* | EA*4X37L21A* | *80VSL0902120B* | 23400 | 24400 | 16.5 | 13 | 8.1 | 2.36 | 60 | 45 | 213169261
KENMORE | N4H7T24*K*AAA* | EA*4X37L21A* | *80VSL0902120B* | 23400 | 24400 | 16.5 | 13 | 8.1 | 2.36 | 60 | 45 | 213169260
AIRQUEST | N4H7T24*K*AAA* | EA*4X37L21A* | *80VSL0902120B* | 23400 | 24400 | 16.5 | 13 | 8.1 | 2.36 | 60 | 45 | 213169255
ARCOAIRE | N4H7T24*K*AAA* | EA*4X37L21A* | *80VSL0902120B* | 23400 | 24400 | 16.5 | 13 | 8.1 | 2.36 | 60 | 45 | 213169256
COMFORTMAKER | N4H7T24*K*AAA* | EA*4X37L21A* | *80VSL0902120B* | 23400 | 24400 | 16.5 | 13 | 8.1 | 2.36 | 60 | 45 | 213169257
DAY & NIGHT | N4H7T24*K*AAA* | EA*4X37L21A* | *80VSL0902120B* | 23400 | 24400 | 16.5 | 13 | 8.1 | 2.36 | 60 | 45 | 213169258
KEEPRITE | N4H7T24*K*AAA* | EA*4X37L21A* | *80VSL0902120B* | 23400 | 24400 | 16.5 | 13 | 8.1 | 2.36 | 60 | 45 | 213169259
KENMORE | N4H7T24*K*AAA* | EA*4X37L21A* | *80VSL0901716B* | 22800 | 24000 | 16.5 | 12.5 | 8.1 | 2.32 | 60 | 45 | 213169247
TEMPSTAR | N4H7T24*K*AAA* | EA*4X37L21A* | *80VSL0901716B* | 22800 | 24000 | 16.5 | 12.5 | 8.1 | 2.32 | 60 | 45 | 213169248
HEIL | N4H7T24*K*AAA* | EA*4X37L21A* | *80VSL0902120B* | 23400 | 24400 | 16.5 | 13 | 8.1 | 2.36 | 60 | 45 | 213169254
ECOTEMP | W4H7T36*K*AAA* | WLA*374CA* | WFST080B048A* | 34200 | 35200 | 15.5 | 11.7 | 8.1 | 2.2 | 62 | 51 | 213172943
GRANDAIRE | W4H7T36*K*AAA* | WLA*374CA* | WFST080B048A* | 34200 | 35200 | 15.5 | 11.7 | 8.1 | 2.2 | 62 | 51 | 213172942
ECOTEMP | W4H7T36*K*AAA* | WLA*374CA* | WFST060B048A* | 34000 | 35000 | 15.5 | 11.7 | 8.1 | 2.2 | 62 | 51 | 213172923
GRANDAIRE | W4H7T36*K*AAA* | WLA*374CA* | WFST060B048A* | 34000 | 35000 | 15.5 | 11.7 | 8.1 | 2.2 | 62 | 51 | 213172922
CARRIER | GH7TAN460**AA* | FT4BNBD60L* |  | 56000 | 58000 | 16.5 | 12.5 | 8.1 | 2.38 | 64 | 51 | 213280679
CARRIER | GH7TAN460**AA* | FG4ANBD60L* |  | 56000 | 58000 | 16.5 | 12.5 | 8.1 | 2.38 | 64 | 51 | 213280680
BRYANT HEATING AND COOLING SYSTEMS | GH7TAN460**AA* | FT4BNBD60L* |  | 56000 | 58000 | 16.5 | 12.5 | 8.1 | 2.38 | 64 | 51 | 213280683
BRYANT HEATING AND COOLING SYSTEMS | GH7TAN460**AA* | FG4ANBD60L* |  | 56000 | 58000 | 16.5 | 12.5 | 8.1 | 2.38 | 64 | 51 | 213280684
CARRIER | GH7TAN460**AA* | F54AA*D60L* |  | 57000 | 60000 | 16 | 12 | 8.1 | 2.34 | 63 | 51 | 213310424
BRYANT HEATING AND COOLING SYSTEMS | GH7TAN460**AA* | F54AA*D60L* |  | 57000 | 60000 | 16 | 12 | 8.1 | 2.34 | 63 | 51 | 213310426
1HVAC | N4H7T24*K*AAA* | EA*4X36L21A* | *96CTN1002122A* | 23600 | 24200 | 16 | 12 | 8.1 | 2.2 | 58 | 43 | 208815480
CARRIER | 25TPA736A**30* | CAP**4321AL* | GG96VTAB48080B** | 34400 | 35200 | 15.5 | 11.7 | 8.1 | 2.22 | 62 | 51 | 213173676
CARRIER | 25TPA736A**30* | CAP**4321AL* | GG96VTAB48060B** | 34000 | 35000 | 15.5 | 11.7 | 8.1 | 2.2 | 62 | 51 | 213173656
CARRIER | 25TPA736A**30* | CAP**3721AL* | GG96VTAB48080B** | 34200 | 35200 | 15.5 | 11.7 | 8.1 | 2.2 | 62 | 51 | 213172925
CARRIER | 25TPA736A**30* | CAP**3721AL* | GG96VTAB48060B** | 34000 | 35000 | 15.5 | 11.7 | 8.1 | 2.2 | 62 | 51 | 213172905
1HVAC | N4H7T24*K*AAA* | FVM4X24***L |  | 22600 | 23400 | 16.5 | 12.5 | 8.1 | 2.18 | 58 | 42 | 210907445
MARATHERM | N4H7T24*K*AAA* | EA*4X37L21A* | *80CTL0701716A* | 23600 | 24000 | 16 | 12.5 | 8.1 | 2.24 | 58 | 43 | 207865922
KENMORE | N4H7T24*K*AAA* | EA*4X37L21A* | *80CTL0701716A* | 23600 | 24000 | 16 | 12.5 | 8.1 | 2.24 | 58 | 43 | 207865921
KEEPRITE | N4H7T24*K*AAA* | EA*4X37L21A* | *80CTL0701716A* | 23600 | 24000 | 16 | 12.5 | 8.1 | 2.24 | 58 | 43 | 207865920
ACIQ | N4H7T24*K*AAA* | EA*4X37L21A* | *80CTL0701716A* | 23600 | 24000 | 16 | 12.5 | 8.1 | 2.24 | 58 | 43 | 213063628
HEIL | N4H7T24*K*AAA* | EA*4X37L21A* | *80CTL0701716A* | 23600 | 24000 | 16 | 12.5 | 8.1 | 2.24 | 58 | 43 | 207865919
ARCOAIRE | N4H7T24*K*AAA* | EA*4X37L21A* | *80CTL0701716A* | 23600 | 24000 | 16 | 12.5 | 8.1 | 2.24 | 58 | 43 | 207865916
COMFORTMAKER | N4H7T24*K*AAA* | EA*4X37L21A* | *80CTL0701716A* | 23600 | 24000 | 16 | 12.5 | 8.1 | 2.24 | 58 | 43 | 207865917
DAY & NIGHT | N4H7T24*K*AAA* | EA*4X37L21A* | *80CTL0701716A* | 23600 | 24000 | 16 | 12.5 | 8.1 | 2.24 | 58 | 43 | 207865918
AIRQUEST | N4H7T24*K*AAA* | EA*4X37L21A* | *80CTL0701716A* | 23600 | 24000 | 16 | 12.5 | 8.1 | 2.24 | 58 | 43 | 207865915
MARATHERM | N4H7T24*K*AAA* | EA*4X37L21A* | *80CSU0802120A* | 24000 | 24400 | 16 | 12.5 | 8.1 | 2.26 | 58 | 42 | 207865838
TEMPSTAR | N4H7T24*K*AAA* | EA*4X37L21A* | *80CSU0802120A* | 24000 | 24400 | 16 | 12.5 | 8.1 | 2.26 | 58 | 42 | 207865839
KEEPRITE | N4H7T24*K*AAA* | EA*4X37L21A* | *80CSU0802120A* | 24000 | 24400 | 16 | 12.5 | 8.1 | 2.26 | 58 | 42 | 207865836
KENMORE | N4H7T24*K*AAA* | EA*4X37L21A* | *80CSU0802120A* | 24000 | 24400 | 16 | 12.5 | 8.1 | 2.26 | 58 | 42 | 207865837
ACIQ | N4H7T24*K*AAA* | EA*4X37L21A* | *80CSU0802120A* | 24000 | 24400 | 16 | 12.5 | 8.1 | 2.26 | 58 | 42 | 213063622
HEIL | N4H7T24*K*AAA* | EA*4X37L21A* | *80CSU0802120A* | 24000 | 24400 | 16 | 12.5 | 8.1 | 2.26 | 58 | 42 | 207865835
DAY & NIGHT | N4H7T24*K*AAA* | EA*4X37L21A* | *80CSU0802120A* | 24000 | 24400 | 16 | 12.5 | 8.1 | 2.26 | 58 | 42 | 207865834
COMFORTMAKER | N4H7T24*K*AAA* | EA*4X37L21A* | *80CSU0802120A* | 24000 | 24400 | 16 | 12.5 | 8.1 | 2.26 | 58 | 42 | 207865833
ARCOAIRE | N4H7T24*K*AAA* | EA*4X37L21A* | *80CSU0802120A* | 24000 | 24400 | 16 | 12.5 | 8.1 | 2.26 | 58 | 42 | 207865832
AIRQUEST | N4H7T24*K*AAA* | EA*4X37L21A* | *80CSU0802120A* | 24000 | 24400 | 16 | 12.5 | 8.1 | 2.26 | 58 | 42 | 207865831
AIRQUEST | N4H7T24*K*AAA* | EA*4X37L21A* | *80CSU1002120A* | 24000 | 24600 | 17 | 12.5 | 8.1 | 2.24 | 58 | 42 | 207873823
ARCOAIRE | N4H7T24*K*AAA* | EA*4X37L21A* | *80CSU1002120A* | 24000 | 24600 | 17 | 12.5 | 8.1 | 2.24 | 58 | 42 | 207873824
COMFORTMAKER | N4H7T24*K*AAA* | EA*4X37L21A* | *80CSU1002120A* | 24000 | 24600 | 17 | 12.5 | 8.1 | 2.24 | 58 | 42 | 207873825
DAY & NIGHT | N4H7T24*K*AAA* | EA*4X37L21A* | *80CSU1002120A* | 24000 | 24600 | 17 | 12.5 | 8.1 | 2.24 | 58 | 42 | 207873826
HEIL | N4H7T24*K*AAA* | EA*4X37L21A* | *80CSU1002120A* | 24000 | 24600 | 17 | 12.5 | 8.1 | 2.24 | 58 | 42 | 207873827
ACIQ | N4H7T24*K*AAA* | EA*4X37L21A* | *80CSU1002120A* | 24000 | 24600 | 17 | 12.5 | 8.1 | 2.24 | 58 | 42 | 213064043
KEEPRITE | N4H7T24*K*AAA* | EA*4X37L21A* | *80CSU1002120A* | 24000 | 24600 | 17 | 12.5 | 8.1 | 2.24 | 58 | 42 | 207873828
KENMORE | N4H7T24*K*AAA* | EA*4X37L21A* | *80CSU1002120A* | 24000 | 24600 | 17 | 12.5 | 8.1 | 2.24 | 58 | 42 | 207873829
MARATHERM | N4H7T24*K*AAA* | EA*4X37L21A* | *80CSU1002120A* | 24000 | 24600 | 17 | 12.5 | 8.1 | 2.24 | 58 | 42 | 207873830
TEMPSTAR | N4H7T24*K*AAA* | EA*4X37L21A* | *80CSU1002120A* | 24000 | 24600 | 17 | 12.5 | 8.1 | 2.24 | 58 | 42 | 207873831
AIRQUEST | N4H7T24*K*AAA* | EA*4X37L21A* | *80CTL0702120A* | 24200 | 24800 | 17 | 12.5 | 8.1 | 2.26 | 59 | 43 | 207873837
ARCOAIRE | N4H7T24*K*AAA* | EA*4X37L21A* | *80CTL0702120A* | 24200 | 24800 | 17 | 12.5 | 8.1 | 2.26 | 59 | 43 | 207873838
COMFORTMAKER | N4H7T24*K*AAA* | EA*4X37L21A* | *80CTL0702120A* | 24200 | 24800 | 17 | 12.5 | 8.1 | 2.26 | 59 | 43 | 207873839
DAY & NIGHT | N4H7T24*K*AAA* | EA*4X37L21A* | *80CTL0702120A* | 24200 | 24800 | 17 | 12.5 | 8.1 | 2.26 | 59 | 43 | 207873840
HEIL | N4H7T24*K*AAA* | EA*4X37L21A* | *80CTL0702120A* | 24200 | 24800 | 17 | 12.5 | 8.1 | 2.26 | 59 | 43 | 207873841
ACIQ | N4H7T24*K*AAA* | EA*4X37L21A* | *80CTL0702120A* | 24200 | 24800 | 17 | 12.5 | 8.1 | 2.26 | 59 | 43 | 213064044
KEEPRITE | N4H7T24*K*AAA* | EA*4X37L21A* | *80CTL0702120A* | 24200 | 24800 | 17 | 12.5 | 8.1 | 2.26 | 59 | 43 | 207873842
KENMORE | N4H7T24*K*AAA* | EA*4X37L21A* | *80CTL0702120A* | 24200 | 24800 | 17 | 12.5 | 8.1 | 2.26 | 59 | 43 | 207873843
MARATHERM | N4H7T24*K*AAA* | EA*4X37L21A* | *80CTL0702120A* | 24200 | 24800 | 17 | 12.5 | 8.1 | 2.26 | 59 | 43 | 207873844
TEMPSTAR | N4H7T24*K*AAA* | EA*4X37L21A* | *80CTL0702120A* | 24200 | 24800 | 17 | 12.5 | 8.1 | 2.26 | 59 | 43 | 207873845
AIRQUEST | N4H7T24*K*AAA* | EA*4X37L21A* | *97CMN0802120A* | 23800 | 24400 | 16 | 12.5 | 8.1 | 2.24 | 58 | 42 | 207873865
ARCOAIRE | N4H7T24*K*AAA* | EA*4X37L21A* | *97CMN0802120A* | 23800 | 24400 | 16 | 12.5 | 8.1 | 2.24 | 58 | 42 | 207873866
COMFORTMAKER | N4H7T24*K*AAA* | EA*4X37L21A* | *97CMN0802120A* | 23800 | 24400 | 16 | 12.5 | 8.1 | 2.24 | 58 | 42 | 207873867
DAY & NIGHT | N4H7T24*K*AAA* | EA*4X37L21A* | *97CMN0802120A* | 23800 | 24400 | 16 | 12.5 | 8.1 | 2.24 | 58 | 42 | 207873868
HEIL | N4H7T24*K*AAA* | EA*4X37L21A* | *97CMN0802120A* | 23800 | 24400 | 16 | 12.5 | 8.1 | 2.24 | 58 | 42 | 207873869
ACIQ | N4H7T24*K*AAA* | EA*4X37L21A* | *97CMN0802120A* | 23800 | 24400 | 16 | 12.5 | 8.1 | 2.24 | 58 | 42 | 213064046
KEEPRITE | N4H7T24*K*AAA* | EA*4X37L21A* | *97CMN0802120A* | 23800 | 24400 | 16 | 12.5 | 8.1 | 2.24 | 58 | 42 | 207873870
KENMORE | N4H7T24*K*AAA* | EA*4X37L21A* | *97CMN0802120A* | 23800 | 24400 | 16 | 12.5 | 8.1 | 2.24 | 58 | 42 | 207873871
MARATHERM | N4H7T24*K*AAA* | EA*4X37L21A* | *97CMN0802120A* | 23800 | 24400 | 16 | 12.5 | 8.1 | 2.24 | 58 | 42 | 207873872
TEMPSTAR | N4H7T24*K*AAA* | EA*4X37L21A* | *97CMN0802120A* | 23800 | 24400 | 16 | 12.5 | 8.1 | 2.24 | 58 | 42 | 207873873
AIRQUEST | N4H7T24*K*AAA* | EA*4X37L21A* | *97CMN1002122A* | 24400 | 24800 | 17 | 12.5 | 8.1 | 2.28 | 59 | 43 | 207873879
ARCOAIRE | N4H7T24*K*AAA* | EA*4X37L21A* | *97CMN1002122A* | 24400 | 24800 | 17 | 12.5 | 8.1 | 2.28 | 59 | 43 | 207873880
COMFORTMAKER | N4H7T24*K*AAA* | EA*4X37L21A* | *97CMN1002122A* | 24400 | 24800 | 17 | 12.5 | 8.1 | 2.28 | 59 | 43 | 207873881
DAY & NIGHT | N4H7T24*K*AAA* | EA*4X37L21A* | *97CMN1002122A* | 24400 | 24800 | 17 | 12.5 | 8.1 | 2.28 | 59 | 43 | 207873882
HEIL | N4H7T24*K*AAA* | EA*4X37L21A* | *97CMN1002122A* | 24400 | 24800 | 17 | 12.5 | 8.1 | 2.28 | 59 | 43 | 207873883
ACIQ | N4H7T24*K*AAA* | EA*4X37L21A* | *97CMN1002122A* | 24400 | 24800 | 17 | 12.5 | 8.1 | 2.28 | 59 | 43 | 213064047
KEEPRITE | N4H7T24*K*AAA* | EA*4X37L21A* | *97CMN1002122A* | 24400 | 24800 | 17 | 12.5 | 8.1 | 2.28 | 59 | 43 | 207873884
KENMORE | N4H7T24*K*AAA* | EA*4X37L21A* | *97CMN1002122A* | 24400 | 24800 | 17 | 12.5 | 8.1 | 2.28 | 59 | 43 | 207873885
MARATHERM | N4H7T24*K*AAA* | EA*4X37L21A* | *97CMN1002122A* | 24400 | 24800 | 17 | 12.5 | 8.1 | 2.28 | 59 | 43 | 207873886
TEMPSTAR | N4H7T24*K*AAA* | EA*4X37L21A* | *97CMN1002122A* | 24400 | 24800 | 17 | 12.5 | 8.1 | 2.28 | 59 | 43 | 207873887
CARRIER | GH7TAN424**AA* | CAP**3621AL* | 59TN6B100C21**22 | 23600 | 24200 | 16 | 12 | 8.1 | 2.2 | 58 | 43 | 207865363
BRYANT HEATING AND COOLING SYSTEMS | PH7TAN424**AA* | CAP**2517AL* | OVMAAB036098 | 23800 | 24400 | 16 | 12.5 | 8.1 | 2.22 | 58 | 43 | 207864360
BRYANT HEATING AND COOLING SYSTEMS | PH7TAN424**AA* | CAP**3621AL* | 986TC66100C21*** | 23600 | 24200 | 16 | 12 | 8.1 | 2.2 | 58 | 43 | 207865373
MARATHERM | N4H7T24*K*AAA* | EA*4X36L21A* | OLV112A16A | 23600 | 24600 | 16 | 12 | 8.1 | 2.16 | 59 | 43 | 207873702
TEMPSTAR | N4H7T24*K*AAA* | EA*4X36L21A* | OLV112A16A | 23600 | 24600 | 16 | 12 | 8.1 | 2.16 | 59 | 43 | 207873703
KENMORE | N4H7T24*K*AAA* | EA*4X36L21A* | OLV112A16A | 23600 | 24600 | 16 | 12 | 8.1 | 2.16 | 59 | 43 | 207873701
KEEPRITE | N4H7T24*K*AAA* | EA*4X36L21A* | OLV112A16A | 23600 | 24600 | 16 | 12 | 8.1 | 2.16 | 59 | 43 | 207873700
ACIQ | N4H7T24*K*AAA* | EA*4X36L21A* | OLV112A16A | 23600 | 24600 | 16 | 12 | 8.1 | 2.16 | 59 | 43 | 213064034
HEIL | N4H7T24*K*AAA* | EA*4X36L21A* | OLV112A16A | 23600 | 24600 | 16 | 12 | 8.1 | 2.16 | 59 | 43 | 207873699
DAY & NIGHT | N4H7T24*K*AAA* | EA*4X36L21A* | OLV112A16A | 23600 | 24600 | 16 | 12 | 8.1 | 2.16 | 59 | 43 | 207873698
COMFORTMAKER | N4H7T24*K*AAA* | EA*4X36L21A* | OLV112A16A | 23600 | 24600 | 16 | 12 | 8.1 | 2.16 | 59 | 43 | 207873697
ARCOAIRE | N4H7T24*K*AAA* | EA*4X36L21A* | OLV112A16A | 23600 | 24600 | 16 | 12 | 8.1 | 2.16 | 59 | 43 | 207873696
AIRQUEST | N4H7T24*K*AAA* | EA*4X36L21A* | OLV112A16A | 23600 | 24600 | 16 | 12 | 8.1 | 2.16 | 59 | 43 | 207873695
TEMPSTAR | N4H7T36*K*AAA* | EA*4X43L21A* | *96CTN0802120A* | 35400 | 36000 | 16 | 11.7 | 8.1 | 2.14 | 62 | 49 | 207877006
MARATHERM | N4H7T36*K*AAA* | EA*4X43L21A* | *96CTN0802120A* | 35400 | 36000 | 16 | 11.7 | 8.1 | 2.14 | 62 | 49 | 207877005
KENMORE | N4H7T36*K*AAA* | EA*4X43L21A* | *96CTN0802120A* | 35400 | 36000 | 16 | 11.7 | 8.1 | 2.14 | 62 | 49 | 207877004
KEEPRITE | N4H7T36*K*AAA* | EA*4X43L21A* | *96CTN0802120A* | 35400 | 36000 | 16 | 11.7 | 8.1 | 2.14 | 62 | 49 | 207877003
ACIQ | N4H7T36*K*AAA* | EA*4X43L21A* | *96CTN0802120A* | 35400 | 36000 | 16 | 11.7 | 8.1 | 2.14 | 62 | 49 | 213064278
DAY & NIGHT | N4H7T36*K*AAA* | EA*4X43L21A* | *96CTN0802120A* | 35400 | 36000 | 16 | 11.7 | 8.1 | 2.14 | 62 | 49 | 207877001
HEIL | N4H7T36*K*AAA* | EA*4X43L21A* | *96CTN0802120A* | 35400 | 36000 | 16 | 11.7 | 8.1 | 2.14 | 62 | 49 | 207877002
COMFORTMAKER | N4H7T36*K*AAA* | EA*4X43L21A* | *96CTN0802120A* | 35400 | 36000 | 16 | 11.7 | 8.1 | 2.14 | 62 | 49 | 207877000
ARCOAIRE | N4H7T36*K*AAA* | EA*4X43L21A* | *96CTN0802120A* | 35400 | 36000 | 16 | 11.7 | 8.1 | 2.14 | 62 | 49 | 207876999
AIRQUEST | N4H7T36*K*AAA* | EA*4X43L21A* | *96CTN0802120A* | 35400 | 36000 | 16 | 11.7 | 8.1 | 2.14 | 62 | 49 | 207876998
TEMPSTAR | N4H7T36*K*AAA* | EA*4X43L21A* | *97CMN0802120A* | 35400 | 36000 | 16 | 11.7 | 8.1 | 2.14 | 62 | 49 | 207876964
MARATHERM | N4H7T36*K*AAA* | EA*4X43L21A* | *97CMN0802120A* | 35400 | 36000 | 16 | 11.7 | 8.1 | 2.14 | 62 | 49 | 207876963
BRYANT HEATING AND COOLING SYSTEMS | 227TAN024**AA* | CAP**3721AL* | 935SB66100M21*** | 23600 | 24600 | 17 | 12.5 | 8.1 | 2.4 | 60 | 45 | 212321099
BRYANT HEATING AND COOLING SYSTEMS | 227TAN024**AA* | CAP**3721AL* | 935SB60100M21*** | 23200 | 24200 | 16.5 | 12.5 | 8.1 | 2.36 | 60 | 45 | 212321071
BRYANT HEATING AND COOLING SYSTEMS | 227TAN024**AA* | CAP**3721AL* | 935SB48060M17*** | 23000 | 24000 | 16 | 12 | 8.1 | 2.34 | 60 | 45 | 212321015
BRYANT HEATING AND COOLING SYSTEMS | 227TAN024**AA* | CAP**3721AL* | 935SB36040M17*** | 23000 | 24200 | 16.5 | 12 | 8.1 | 2.34 | 60 | 45 | 212320987
CARRIER | GH7TAN436**AA* | FV4CNB006L |  | 35600 | 35200 | 17 | 12.5 | 8.1 | 2.22 | 61 | 48 | 207871391
BRYANT HEATING AND COOLING SYSTEMS | GH7TAN436**AA* | FV4CNB006L |  | 35600 | 35200 | 17 | 12.5 | 8.1 | 2.22 | 61 | 48 | 207871390
CARRIER | GH7TAN436**AA* | CAP**3721AL* | 59SP6B080V21**20 | 34400 | 35200 | 15.5 | 12 | 8.1 | 2.22 | 62 | 50 | 213173033
BRYANT HEATING AND COOLING SYSTEMS | GH7TAN436**AA* | CAP**3721AL* | 926SB60080V21*** | 34400 | 35200 | 15.5 | 12 | 8.1 | 2.22 | 62 | 50 | 213173035
BRYANT HEATING AND COOLING SYSTEMS | GH7TAN436**AA* | CAP**3721AL* | 926TC60080V21*** | 34400 | 35200 | 15.5 | 12 | 8.1 | 2.22 | 62 | 50 | 213172947
CARRIER | GH7TAN436**AA* | CAP**3721AL* | 59TP6C080V21**20 | 34400 | 35200 | 15.5 | 12 | 8.1 | 2.22 | 62 | 50 | 213172945
BRYANT HEATING AND COOLING SYSTEMS | GH7TAN436**AA* | CAP**3721AL* | 926TC48080V17*** | 34200 | 35200 | 15.5 | 11.7 | 8.1 | 2.2 | 62 | 51 | 213172929
CARRIER | GH7TAN436**AA* | CAP**3721AL* | GG96VTAB48080B** | 34200 | 35200 | 15.5 | 11.7 | 8.1 | 2.2 | 62 | 51 | 213172927
CARRIER | GH7TAN436**AA* | CAP**3721AL* | 59TP6C080V17**16 | 34200 | 35200 | 15.5 | 11.7 | 8.1 | 2.2 | 62 | 51 | 213172926
BRYANT HEATING AND COOLING SYSTEMS | GH7TAN436**AA* | CAP**3721AL* | 926TC48060V17*** | 34000 | 35000 | 15.5 | 11.7 | 8.1 | 2.2 | 62 | 51 | 213172909
CARRIER | GH7TAN436**AA* | CAP**3721AL* | GG96VTAB48060B** | 34000 | 35000 | 15.5 | 11.7 | 8.1 | 2.2 | 62 | 51 | 213172907
CARRIER | GH7TAN436**AA* | CAP**3721AL* | 59TP6C060V17**16 | 34000 | 35000 | 15.5 | 11.7 | 8.1 | 2.2 | 62 | 51 | 213172906
BRYANT HEATING AND COOLING SYSTEMS | GH7TAN436**AA* | CAP**3721AL* | 82*SB60090V21*** | 34400 | 35200 | 16 | 12 | 8.1 | 2.22 | 62 | 51 | 213172865
CARRIER | GH7TAN436**AA* | CAP**3721AL* | 58SP*B090V21**20 | 34400 | 35200 | 16 | 12 | 8.1 | 2.22 | 62 | 51 | 213172863
BRYANT HEATING AND COOLING SYSTEMS | GH7TAN436**AA* | CAP**3721AL* | 82*TB60090V21*** | 34400 | 35200 | 16 | 12 | 8.1 | 2.22 | 62 | 51 | 213172805
CARRIER | GH7TAN436**AA* | CAP**3721AL* | 58TP*B090V21**20 | 34400 | 35200 | 16 | 12 | 8.1 | 2.22 | 62 | 51 | 213172803
TEMPSTAR | N4H7T36*K*AAA* | EA*4X48L24A* | *80VTL1102122B* | 34000 | 35000 | 16 | 11.7 | 8.1 | 2.24 | 62 | 50 | 213174122
KENMORE | N4H7T36*K*AAA* | EA*4X48L24A* | *80VTL1102122B* | 34000 | 35000 | 16 | 11.7 | 8.1 | 2.24 | 62 | 50 | 213174121
KEEPRITE | N4H7T36*K*AAA* | EA*4X48L24A* | *80VTL1102122B* | 34000 | 35000 | 16 | 11.7 | 8.1 | 2.24 | 62 | 50 | 213174120
DAY & NIGHT | N4H7T36*K*AAA* | EA*4X48L24A* | *80VTL1102122B* | 34000 | 35000 | 16 | 11.7 | 8.1 | 2.24 | 62 | 50 | 213174119
COMFORTMAKER | N4H7T36*K*AAA* | EA*4X48L24A* | *80VTL1102122B* | 34000 | 35000 | 16 | 11.7 | 8.1 | 2.24 | 62 | 50 | 213174118
ARCOAIRE | N4H7T36*K*AAA* | EA*4X48L24A* | *80VTL1102122B* | 34000 | 35000 | 16 | 11.7 | 8.1 | 2.24 | 62 | 50 | 213174117
AIRQUEST | N4H7T36*K*AAA* | EA*4X48L24A* | *80VTL1102122B* | 34000 | 35000 | 16 | 11.7 | 8.1 | 2.24 | 62 | 50 | 213174116
HEIL | N4H7T36*K*AAA* | EA*4X48L24A* | *80VTL1102122B* | 34000 | 35000 | 16 | 11.7 | 8.1 | 2.24 | 62 | 50 | 213174115
TEMPSTAR | N4H7T36*K*AAA* | EA*4X37L21A* | *96VTN0802120B* | 34400 | 35200 | 15.5 | 12 | 8.1 | 2.22 | 62 | 50 | 213172959
KENMORE | N4H7T36*K*AAA* | EA*4X37L21A* | *96VTN0802120B* | 34400 | 35200 | 15.5 | 12 | 8.1 | 2.22 | 62 | 50 | 213172958
KEEPRITE | N4H7T36*K*AAA* | EA*4X37L21A* | *96VTN0802120B* | 34400 | 35200 | 15.5 | 12 | 8.1 | 2.22 | 62 | 50 | 213172957
DAY & NIGHT | N4H7T36*K*AAA* | EA*4X37L21A* | *96VTN0802120B* | 34400 | 35200 | 15.5 | 12 | 8.1 | 2.22 | 62 | 50 | 213172956
COMFORTMAKER | N4H7T36*K*AAA* | EA*4X37L21A* | *96VTN0802120B* | 34400 | 35200 | 15.5 | 12 | 8.1 | 2.22 | 62 | 50 | 213172955
ARCOAIRE | N4H7T36*K*AAA* | EA*4X37L21A* | *96VTN0802120B* | 34400 | 35200 | 15.5 | 12 | 8.1 | 2.22 | 62 | 50 | 213172954
AIRQUEST | N4H7T36*K*AAA* | EA*4X37L21A* | *96VTN0802120B* | 34400 | 35200 | 15.5 | 12 | 8.1 | 2.22 | 62 | 50 | 213172953
HEIL | N4H7T36*K*AAA* | EA*4X37L21A* | *96VTN0802120B* | 34400 | 35200 | 15.5 | 12 | 8.1 | 2.22 | 62 | 50 | 213172952
TEMPSTAR | N4H7T36*K*AAA* | EA*4X37L21A* | *96VTN0801716B* | 34200 | 35200 | 15.5 | 11.7 | 8.1 | 2.2 | 62 | 51 | 213172941
KENMORE | N4H7T36*K*AAA* | EA*4X37L21A* | *96VTN0801716B* | 34200 | 35200 | 15.5 | 11.7 | 8.1 | 2.2 | 62 | 51 | 213172940
KEEPRITE | N4H7T36*K*AAA* | EA*4X37L21A* | *96VTN0801716B* | 34200 | 35200 | 15.5 | 11.7 | 8.1 | 2.2 | 62 | 51 | 213172939
DAY & NIGHT | N4H7T36*K*AAA* | EA*4X37L21A* | *96VTN0801716B* | 34200 | 35200 | 15.5 | 11.7 | 8.1 | 2.2 | 62 | 51 | 213172938
COMFORTMAKER | N4H7T36*K*AAA* | EA*4X37L21A* | *96VTN0801716B* | 34200 | 35200 | 15.5 | 11.7 | 8.1 | 2.2 | 62 | 51 | 213172937
ARCOAIRE | N4H7T36*K*AAA* | EA*4X37L21A* | *96VTN0801716B* | 34200 | 35200 | 15.5 | 11.7 | 8.1 | 2.2 | 62 | 51 | 213172936
AIRQUEST | N4H7T36*K*AAA* | EA*4X37L21A* | *96VTN0801716B* | 34200 | 35200 | 15.5 | 11.7 | 8.1 | 2.2 | 62 | 51 | 213172935
HEIL | N4H7T36*K*AAA* | EA*4X37L21A* | *96VTN0801716B* | 34200 | 35200 | 15.5 | 11.7 | 8.1 | 2.2 | 62 | 51 | 213172934
TEMPSTAR | N4H7T36*K*AAA* | EA*4X37L21A* | *96VTN0601716B* | 34000 | 35000 | 15.5 | 11.7 | 8.1 | 2.2 | 62 | 51 | 213172921
KENMORE | N4H7T36*K*AAA* | EA*4X37L21A* | *96VTN0601716B* | 34000 | 35000 | 15.5 | 11.7 | 8.1 | 2.2 | 62 | 51 | 213172920
KEEPRITE | N4H7T36*K*AAA* | EA*4X37L21A* | *96VTN0601716B* | 34000 | 35000 | 15.5 | 11.7 | 8.1 | 2.2 | 62 | 51 | 213172919
DAY & NIGHT | N4H7T36*K*AAA* | EA*4X37L21A* | *96VTN0601716B* | 34000 | 35000 | 15.5 | 11.7 | 8.1 | 2.2 | 62 | 51 | 213172918
COMFORTMAKER | N4H7T36*K*AAA* | EA*4X37L21A* | *96VTN0601716B* | 34000 | 35000 | 15.5 | 11.7 | 8.1 | 2.2 | 62 | 51 | 213172917
ARCOAIRE | N4H7T36*K*AAA* | EA*4X37L21A* | *96VTN0601716B* | 34000 | 35000 | 15.5 | 11.7 | 8.1 | 2.2 | 62 | 51 | 213172916
AIRQUEST | N4H7T36*K*AAA* | EA*4X37L21A* | *96VTN0601716B* | 34000 | 35000 | 15.5 | 11.7 | 8.1 | 2.2 | 62 | 51 | 213172915
HEIL | N4H7T36*K*AAA* | EA*4X37L21A* | *96VTN0601716B* | 34000 | 35000 | 15.5 | 11.7 | 8.1 | 2.2 | 62 | 51 | 213172914
TEMPSTAR | N4H7T36*K*AAA* | EA*4X37L21A* | *80VSL0902120B* | 34400 | 35200 | 16 | 12 | 8.1 | 2.22 | 62 | 51 | 213172874
KENMORE | N4H7T36*K*AAA* | EA*4X37L21A* | *80VSL0902120B* | 34400 | 35200 | 16 | 12 | 8.1 | 2.22 | 62 | 51 | 213172873
KEEPRITE | N4H7T36*K*AAA* | EA*4X37L21A* | *80VSL0902120B* | 34400 | 35200 | 16 | 12 | 8.1 | 2.22 | 62 | 51 | 213172872
DAY & NIGHT | N4H7T36*K*AAA* | EA*4X37L21A* | *80VSL0902120B* | 34400 | 35200 | 16 | 12 | 8.1 | 2.22 | 62 | 51 | 213172871
COMFORTMAKER | N4H7T36*K*AAA* | EA*4X37L21A* | *80VSL0902120B* | 34400 | 35200 | 16 | 12 | 8.1 | 2.22 | 62 | 51 | 213172870
ARCOAIRE | N4H7T36*K*AAA* | EA*4X37L21A* | *80VSL0902120B* | 34400 | 35200 | 16 | 12 | 8.1 | 2.22 | 62 | 51 | 213172869
DAY & NIGHT | N4H7T36*K*AAA* | FVM4X60***L |  | 35600 | 35200 | 17 | 12.5 | 8.1 | 2.22 | 61 | 48 | 207871395
COMFORTMAKER | N4H7T36*K*AAA* | FVM4X60***L |  | 35600 | 35200 | 17 | 12.5 | 8.1 | 2.22 | 61 | 48 | 207871394
ARCOAIRE | N4H7T36*K*AAA* | FVM4X60***L |  | 35600 | 35200 | 17 | 12.5 | 8.1 | 2.22 | 61 | 48 | 207871393
AIRQUEST | N4H7T36*K*AAA* | FVM4X60***L |  | 35600 | 35200 | 17 | 12.5 | 8.1 | 2.22 | 61 | 48 | 207871392
1HVAC | N4H7T24*K*AAA* | EA*4X37L21A* | OLV112A16A | 24400 | 25200 | 16 | 12 | 8.1 | 2.24 | 60 | 43 | 208815936
1HVAC | N4H7T24*K*AAA* | EA*4X37L21A* | *96CTN1002122A* | 24400 | 24800 | 17 | 12.5 | 8.1 | 2.28 | 59 | 43 | 208815934
1HVAC | N4H7T24*K*AAA* | EA*4X37L21A* | *96CTN0802120A* | 23800 | 24400 | 16 | 12.5 | 8.1 | 2.24 | 58 | 42 | 208815933
1HVAC | N4H7T24*K*AAA* | EA*4X37L21A* | *97CMN1002122A* | 24400 | 24800 | 17 | 12.5 | 8.1 | 2.28 | 59 | 43 | 208815931
1HVAC | N4H7T24*K*AAA* | EA*4X37L21A* | *97CMN0802120A* | 23800 | 24400 | 16 | 12.5 | 8.1 | 2.24 | 58 | 42 | 208815930
1HVAC | N4H7T24*K*AAA* | EA*4X37L21A* | *80CTL0702120A* | 24200 | 24800 | 17 | 12.5 | 8.1 | 2.26 | 59 | 43 | 208815928
1HVAC | N4H7T24*K*AAA* | EA*4X37L21A* | *80CSU1002120A* | 24000 | 24600 | 17 | 12.5 | 8.1 | 2.24 | 58 | 42 | 208815927
1HVAC | N4H7T24*K*AAA* | EA*4X36L21A* | OLV112A16A | 23600 | 24600 | 16 | 12 | 8.1 | 2.16 | 59 | 43 | 208815918
1HVAC | N4H7T24*K*AAA* | EA*4X25L17A* | *80CTL0701716A* | 23600 | 24000 | 16 | 12.5 | 8.1 | 2.22 | 58 | 42 | 208815888
1HVAC | N4H7T24*K*AAA* | EA*4X37L21A* | OMV112K14A | 23600 | 24200 | 16 | 12 | 8.1 | 2.22 | 59 | 43 | 208815534
1HVAC | N4H7T24*K*AAA* | EA*4X37L21A* | OMV098J12* | 23800 | 24400 | 16 | 12.5 | 8.1 | 2.22 | 59 | 43 | 208815533
1HVAC | N4H7T24*K*AAA* | EA*4X37L21A* | OLV098A12* | 23800 | 24400 | 16 | 12.5 | 8.1 | 2.22 | 59 | 43 | 208815532
1HVAC | N4H7T24*K*AAA* | EA*4X37L21A* | *97CMN0801714A* | 24000 | 24600 | 17 | 12.5 | 8.1 | 2.24 | 59 | 43 | 208815520
1HVAC | N4H7T24*K*AAA* | EA*4X37L21A* | *95CSU1002122A* | 24000 | 24400 | 17 | 12.5 | 8.1 | 2.26 | 59 | 43 | 208815518
1HVAC | N4H7T24*K*AAA* | EA*4X37L21A* | *95CSU0802120A* | 23600 | 24000 | 17 | 12.5 | 8.1 | 2.24 | 58 | 43 | 208815517
1HVAC | N4H7T24*K*AAA* | EA*4X37L21A* | *80CTL0902120A* | 23800 | 24200 | 16 | 12.5 | 8.1 | 2.24 | 58 | 43 | 208815515
1HVAC | N4H7T24*K*AAA* | EA*4X37L21A* | *80CTL0701716A* | 23600 | 24000 | 16 | 12.5 | 8.1 | 2.24 | 58 | 43 | 208815514
1HVAC | N4H7T24*K*AAA* | EA*4X37L21A* | *80CSU0802120A* | 24000 | 24400 | 16 | 12.5 | 8.1 | 2.26 | 58 | 42 | 208815508
KENMORE | N4H7T36*K*AAA* | FVM4X60***L |  | 35600 | 35200 | 17 | 12.5 | 8.1 | 2.22 | 61 | 48 | 207871398
KEEPRITE | N4H7T36*K*AAA* | FVM4X60***L |  | 35600 | 35200 | 17 | 12.5 | 8.1 | 2.22 | 61 | 48 | 207871397
ACIQ | N4H7T36*K*AAA* | FVM4X60***L |  | 35600 | 35200 | 17 | 12.5 | 8.1 | 2.22 | 61 | 48 | 213063887
HEIL | N4H7T36*K*AAA* | FVM4X60***L |  | 35600 | 35200 | 17 | 12.5 | 8.1 | 2.22 | 61 | 48 | 207871396
BRYANT HEATING AND COOLING SYSTEMS | GH7TAN436**AA* | F54AA*B36L* |  | 34400 | 35400 | 15.2 | 11.7 | 8.1 | 2.18 | 62 | 51 | 213310382
CARRIER | GH7TAN436**AA* | F54AA*B36L* |  | 34400 | 35400 | 15.2 | 11.7 | 8.1 | 2.18 | 62 | 51 | 213310380
BRYANT HEATING AND COOLING SYSTEMS | GH7TAN436**AA* | FG4ANXC36L* |  | 33200 | 34600 | 15.2 | 11.7 | 8.1 | 2.16 | 61 | 50 | 213280576
BRYANT HEATING AND COOLING SYSTEMS | GH7TAN436**AA* | FT4BN(B,X)C36L* |  | 33200 | 34600 | 15.2 | 11.7 | 8.1 | 2.16 | 61 | 50 | 213280575
CARRIER | GH7TAN436**AA* | FG4ANXC36L* |  | 33200 | 34600 | 15.2 | 11.7 | 8.1 | 2.16 | 61 | 50 | 213280572
CARRIER | GH7TAN436**AA* | FT4BN(B,X)C36L* |  | 33200 | 34600 | 15.2 | 11.7 | 8.1 | 2.16 | 61 | 50 | 213280571
TEMPSTAR | N4H7T24*K*AAA* | EA*4X25L17A* | *80CTL0701716A* | 23600 | 24000 | 16 | 12.5 | 8.1 | 2.22 | 58 | 42 | 207873275
MARATHERM | N4H7T24*K*AAA* | EA*4X25L17A* | *80CTL0701716A* | 23600 | 24000 | 16 | 12.5 | 8.1 | 2.22 | 58 | 42 | 207873274
KENMORE | N4H7T24*K*AAA* | EA*4X25L17A* | *80CTL0701716A* | 23600 | 24000 | 16 | 12.5 | 8.1 | 2.22 | 58 | 42 | 207873273
KEEPRITE | N4H7T24*K*AAA* | EA*4X25L17A* | *80CTL0701716A* | 23600 | 24000 | 16 | 12.5 | 8.1 | 2.22 | 58 | 42 | 207873272
ACIQ | N4H7T24*K*AAA* | EA*4X25L17A* | *80CTL0701716A* | 23600 | 24000 | 16 | 12.5 | 8.1 | 2.22 | 58 | 42 | 213064004
HEIL | N4H7T24*K*AAA* | EA*4X25L17A* | *80CTL0701716A* | 23600 | 24000 | 16 | 12.5 | 8.1 | 2.22 | 58 | 42 | 207873271
DAY & NIGHT | N4H7T24*K*AAA* | EA*4X25L17A* | *80CTL0701716A* | 23600 | 24000 | 16 | 12.5 | 8.1 | 2.22 | 58 | 42 | 207873270
COMFORTMAKER | N4H7T24*K*AAA* | EA*4X25L17A* | *80CTL0701716A* | 23600 | 24000 | 16 | 12.5 | 8.1 | 2.22 | 58 | 42 | 207873269
ARCOAIRE | N4H7T24*K*AAA* | EA*4X25L17A* | *80CTL0701716A* | 23600 | 24000 | 16 | 12.5 | 8.1 | 2.22 | 58 | 42 | 207873268
AIRQUEST | N4H7T24*K*AAA* | EA*4X25L17A* | *80CTL0701716A* | 23600 | 24000 | 16 | 12.5 | 8.1 | 2.22 | 58 | 42 | 207873267
TEMPSTAR | N4H7T24*K*AAA* | EA*4X36L21A* | *96CTN1002122A* | 23600 | 24200 | 16 | 12 | 8.1 | 2.2 | 58 | 43 | 207865372
MARATHERM | N4H7T24*K*AAA* | EA*4X36L21A* | *96CTN1002122A* | 23600 | 24200 | 16 | 12 | 8.1 | 2.2 | 58 | 43 | 207865371
KENMORE | N4H7T24*K*AAA* | EA*4X36L21A* | *96CTN1002122A* | 23600 | 24200 | 16 | 12 | 8.1 | 2.2 | 58 | 43 | 207865370
KEEPRITE | N4H7T24*K*AAA* | EA*4X36L21A* | *96CTN1002122A* | 23600 | 24200 | 16 | 12 | 8.1 | 2.2 | 58 | 43 | 207865369
ACIQ | N4H7T24*K*AAA* | EA*4X36L21A* | *96CTN1002122A* | 23600 | 24200 | 16 | 12 | 8.1 | 2.2 | 58 | 43 | 213063594
HEIL | N4H7T24*K*AAA* | EA*4X36L21A* | *96CTN1002122A* | 23600 | 24200 | 16 | 12 | 8.1 | 2.2 | 58 | 43 | 207865368
DAY & NIGHT | N4H7T24*K*AAA* | EA*4X36L21A* | *96CTN1002122A* | 23600 | 24200 | 16 | 12 | 8.1 | 2.2 | 58 | 43 | 207865367
COMFORTMAKER | N4H7T24*K*AAA* | EA*4X36L21A* | *96CTN1002122A* | 23600 | 24200 | 16 | 12 | 8.1 | 2.2 | 58 | 43 | 207865366
ARCOAIRE | N4H7T24*K*AAA* | EA*4X36L21A* | *96CTN1002122A* | 23600 | 24200 | 16 | 12 | 8.1 | 2.2 | 58 | 43 | 207865365
AIRQUEST | N4H7T24*K*AAA* | EA*4X36L21A* | *96CTN1002122A* | 23600 | 24200 | 16 | 12 | 8.1 | 2.2 | 58 | 43 | 207865364
BRYANT HEATING AND COOLING SYSTEMS | PH7TAN436**AA* | CAP**3721AL* | 926SB60080V21*** | 34400 | 35200 | 15.5 | 12 | 8.1 | 2.22 | 62 | 50 | 213173036
WEATHERMAKER | PH7TAN436**AA* | CAP**3721AL* | PG96VTAB60080C** | 34400 | 35200 | 15.5 | 12 | 8.1 | 2.22 | 62 | 50 | 213172951
BROCK | PH7TAN436**AA* | CAP**3721AL* | PG96VTAB60080C** | 34400 | 35200 | 15.5 | 12 | 8.1 | 2.22 | 62 | 50 | 213172950
PAYNE HEATING AND COOLING | PH7TAN436**AA* | CAP**3721AL* | PG96VTAB60080C** | 34400 | 35200 | 15.5 | 12 | 8.1 | 2.22 | 62 | 50 | 213172949
BRYANT HEATING AND COOLING SYSTEMS | PH7TAN436**AA* | CAP**3721AL* | 926TC60080V21*** | 34400 | 35200 | 15.5 | 12 | 8.1 | 2.22 | 62 | 50 | 213172948
WEATHERMAKER | PH7TAN436**AA* | CAP**3721AL* | PG96VTAB48080B** | 34200 | 35200 | 15.5 | 11.7 | 8.1 | 2.2 | 62 | 51 | 213172933
BROCK | PH7TAN436**AA* | CAP**3721AL* | PG96VTAB48080B** | 34200 | 35200 | 15.5 | 11.7 | 8.1 | 2.2 | 62 | 51 | 213172932
PAYNE HEATING AND COOLING | PH7TAN436**AA* | CAP**3721AL* | PG96VTAB48080B** | 34200 | 35200 | 15.5 | 11.7 | 8.1 | 2.2 | 62 | 51 | 213172931
BRYANT HEATING AND COOLING SYSTEMS | PH7TAN436**AA* | CAP**3721AL* | 926TC48080V17*** | 34200 | 35200 | 15.5 | 11.7 | 8.1 | 2.2 | 62 | 51 | 213172930
WEATHERMAKER | PH7TAN436**AA* | CAP**3721AL* | PG96VTAB48060B** | 34000 | 35000 | 15.5 | 11.7 | 8.1 | 2.2 | 62 | 51 | 213172913
BROCK | PH7TAN436**AA* | CAP**3721AL* | PG96VTAB48060B** | 34000 | 35000 | 15.5 | 11.7 | 8.1 | 2.2 | 62 | 51 | 213172912
PAYNE HEATING AND COOLING | PH7TAN436**AA* | CAP**3721AL* | PG96VTAB48060B** | 34000 | 35000 | 15.5 | 11.7 | 8.1 | 2.2 | 62 | 51 | 213172911
BRYANT HEATING AND COOLING SYSTEMS | PH7TAN436**AA* | CAP**3721AL* | 926TC48060V17*** | 34000 | 35000 | 15.5 | 11.7 | 8.1 | 2.2 | 62 | 51 | 213172910
BRYANT HEATING AND COOLING SYSTEMS | PH7TAN436**AA* | CAP**3721AL* | 82*SB60090V21*** | 34400 | 35200 | 16 | 12 | 8.1 | 2.22 | 62 | 51 | 213172866
BROCK | PH7TAN436**AA* | CAP**3721AL* | PG80VTLB60090C** | 34400 | 35200 | 16 | 12 | 8.1 | 2.22 | 62 | 51 | 213172808
WEATHERMAKER | PH7TAN436**AA* | CAP**3721AL* | PG80VTLB60090C** | 34400 | 35200 | 16 | 12 | 8.1 | 2.22 | 62 | 51 | 213172809
PAYNE HEATING AND COOLING | PH7TAN436**AA* | CAP**3721AL* | PG80VTLB60090C** | 34400 | 35200 | 16 | 12 | 8.1 | 2.22 | 62 | 51 | 213172807
BRYANT HEATING AND COOLING SYSTEMS | PH7TAN436**AA* | CAP**3721AL* | 82*TB60090V21*** | 34400 | 35200 | 16 | 12 | 8.1 | 2.22 | 62 | 51 | 213172806
BRYANT HEATING AND COOLING SYSTEMS | 227TAN036**AA* | FV4CNB006L |  | 35600 | 35200 | 17 | 12.5 | 8.1 | 2.22 | 61 | 48 | 207871389
1HVAC | N4H7T36*K*AAA* | FVM4X60***L |  | 35600 | 35200 | 17 | 12.5 | 8.1 | 2.22 | 61 | 48 | 208815770
1HVAC | N4H7T24*K*AAA* | EA*4X37L17A* | *80MSU0601716A* | 23200 | 24200 | 16.5 | 12.5 | 8.1 | 2.34 | 60 | 45 | 212320799
TEMPSTAR | N4H7T24*K*AAA* | EA*4X37L21A* | OLV112A16A | 24400 | 25200 | 16 | 12 | 8.1 | 2.24 | 60 | 43 | 207873957
MARATHERM | N4H7T24*K*AAA* | EA*4X37L21A* | OLV112A16A | 24400 | 25200 | 16 | 12 | 8.1 | 2.24 | 60 | 43 | 207873956
KENMORE | N4H7T24*K*AAA* | EA*4X37L21A* | OLV112A16A | 24400 | 25200 | 16 | 12 | 8.1 | 2.24 | 60 | 43 | 207873955
KEEPRITE | N4H7T24*K*AAA* | EA*4X37L21A* | OLV112A16A | 24400 | 25200 | 16 | 12 | 8.1 | 2.24 | 60 | 43 | 207873954
ACIQ | N4H7T24*K*AAA* | EA*4X37L21A* | OLV112A16A | 24400 | 25200 | 16 | 12 | 8.1 | 2.24 | 60 | 43 | 213064052
HEIL | N4H7T24*K*AAA* | EA*4X37L21A* | OLV112A16A | 24400 | 25200 | 16 | 12 | 8.1 | 2.24 | 60 | 43 | 207873953
DAY & NIGHT | N4H7T24*K*AAA* | EA*4X37L21A* | OLV112A16A | 24400 | 25200 | 16 | 12 | 8.1 | 2.24 | 60 | 43 | 207873952
COMFORTMAKER | N4H7T24*K*AAA* | EA*4X37L21A* | OLV112A16A | 24400 | 25200 | 16 | 12 | 8.1 | 2.24 | 60 | 43 | 207873951
ARCOAIRE | N4H7T24*K*AAA* | EA*4X37L21A* | OLV112A16A | 24400 | 25200 | 16 | 12 | 8.1 | 2.24 | 60 | 43 | 207873950
AIRQUEST | N4H7T24*K*AAA* | EA*4X37L21A* | OLV112A16A | 24400 | 25200 | 16 | 12 | 8.1 | 2.24 | 60 | 43 | 207873949
TEMPSTAR | N4H7T24*K*AAA* | EA*4X37L21A* | *96CTN1002122A* | 24400 | 24800 | 17 | 12.5 | 8.1 | 2.28 | 59 | 43 | 207873929
MARATHERM | N4H7T24*K*AAA* | EA*4X37L21A* | *96CTN1002122A* | 24400 | 24800 | 17 | 12.5 | 8.1 | 2.28 | 59 | 43 | 207873928
KENMORE | N4H7T24*K*AAA* | EA*4X37L21A* | *96CTN1002122A* | 24400 | 24800 | 17 | 12.5 | 8.1 | 2.28 | 59 | 43 | 207873927
KEEPRITE | N4H7T24*K*AAA* | EA*4X37L21A* | *96CTN1002122A* | 24400 | 24800 | 17 | 12.5 | 8.1 | 2.28 | 59 | 43 | 207873926
ACIQ | N4H7T24*K*AAA* | EA*4X37L21A* | *96CTN1002122A* | 24400 | 24800 | 17 | 12.5 | 8.1 | 2.28 | 59 | 43 | 213064050
HEIL | N4H7T24*K*AAA* | EA*4X37L21A* | *96CTN1002122A* | 24400 | 24800 | 17 | 12.5 | 8.1 | 2.28 | 59 | 43 | 207873925
DAY & NIGHT | N4H7T24*K*AAA* | EA*4X37L21A* | *96CTN1002122A* | 24400 | 24800 | 17 | 12.5 | 8.1 | 2.28 | 59 | 43 | 207873924
COMFORTMAKER | N4H7T24*K*AAA* | EA*4X37L21A* | *96CTN1002122A* | 24400 | 24800 | 17 | 12.5 | 8.1 | 2.28 | 59 | 43 | 207873923
ARCOAIRE | N4H7T24*K*AAA* | EA*4X37L21A* | *96CTN1002122A* | 24400 | 24800 | 17 | 12.5 | 8.1 | 2.28 | 59 | 43 | 207873922
AIRQUEST | N4H7T24*K*AAA* | EA*4X37L21A* | *96CTN1002122A* | 24400 | 24800 | 17 | 12.5 | 8.1 | 2.28 | 59 | 43 | 207873921
TEMPSTAR | N4H7T24*K*AAA* | EA*4X37L21A* | *96CTN0802120A* | 23800 | 24400 | 16 | 12.5 | 8.1 | 2.24 | 58 | 42 | 207873915
MARATHERM | N4H7T24*K*AAA* | EA*4X37L21A* | *96CTN0802120A* | 23800 | 24400 | 16 | 12.5 | 8.1 | 2.24 | 58 | 42 | 207873914
KENMORE | N4H7T24*K*AAA* | EA*4X37L21A* | *96CTN0802120A* | 23800 | 24400 | 16 | 12.5 | 8.1 | 2.24 | 58 | 42 | 207873913
KEEPRITE | N4H7T24*K*AAA* | EA*4X37L21A* | *96CTN0802120A* | 23800 | 24400 | 16 | 12.5 | 8.1 | 2.24 | 58 | 42 | 207873912
ACIQ | N4H7T24*K*AAA* | EA*4X37L21A* | *96CTN0802120A* | 23800 | 24400 | 16 | 12.5 | 8.1 | 2.24 | 58 | 42 | 213064049
HEIL | N4H7T24*K*AAA* | EA*4X37L21A* | *96CTN0802120A* | 23800 | 24400 | 16 | 12.5 | 8.1 | 2.24 | 58 | 42 | 207873911
DAY & NIGHT | N4H7T24*K*AAA* | EA*4X37L21A* | *96CTN0802120A* | 23800 | 24400 | 16 | 12.5 | 8.1 | 2.24 | 58 | 42 | 207873910
COMFORTMAKER | N4H7T24*K*AAA* | EA*4X37L21A* | *96CTN0802120A* | 23800 | 24400 | 16 | 12.5 | 8.1 | 2.24 | 58 | 42 | 207873909
ARCOAIRE | N4H7T24*K*AAA* | EA*4X37L21A* | *96CTN0802120A* | 23800 | 24400 | 16 | 12.5 | 8.1 | 2.24 | 58 | 42 | 207873908
AIRQUEST | N4H7T24*K*AAA* | EA*4X37L21A* | *96CTN0802120A* | 23800 | 24400 | 16 | 12.5 | 8.1 | 2.24 | 58 | 42 | 207873907
AIRQUEST | H4H5S30*K*AAA* | FMA4X36**AL* |  | 28200 | 28200 | 15.2 | 12.5 | 8.1 | 2.18 | 61 | 46 | 209692142
ARCOAIRE | H4H5S30*K*AAA* | FMA4X30**AL* |  | 28200 | 28200 | 15.2 | 12.5 | 8.1 | 2.18 | 61 | 46 | 209692106
AIRQUEST | H4H5S30*K*AAA* | FMA4X30**AL* |  | 28200 | 28200 | 15.2 | 12.5 | 8.1 | 2.18 | 61 | 46 | 209692103
TEMPSTAR | N4H7T24*K*AAA* | EA*4X37L21A* | *80CTL0701716A* | 23600 | 24000 | 16 | 12.5 | 8.1 | 2.24 | 58 | 43 | 207865923
ARCOAIRE | N4H7T24*K*AAA* | EA*4X37L21A* | *80CTL0902120A* | 23800 | 24200 | 16 | 12.5 | 8.1 | 2.24 | 58 | 43 | 207865944
AIRQUEST | N4H7T24*K*AAA* | EA*4X37L21A* | *80CTL0902120A* | 23800 | 24200 | 16 | 12.5 | 8.1 | 2.24 | 58 | 43 | 207865943
TEMPSTAR | N4H7T24*K*AAA* | EA*4X25L17A* | OMV098J12* | 23800 | 24400 | 16 | 12.5 | 8.1 | 2.22 | 58 | 43 | 207864359
MARATHERM | N4H7T24*K*AAA* | EA*4X25L17A* | OMV098J12* | 23800 | 24400 | 16 | 12.5 | 8.1 | 2.22 | 58 | 43 | 207864358
KENMORE | N4H7T24*K*AAA* | EA*4X25L17A* | OMV098J12* | 23800 | 24400 | 16 | 12.5 | 8.1 | 2.22 | 58 | 43 | 207864357
KEEPRITE | N4H7T24*K*AAA* | EA*4X25L17A* | OMV098J12* | 23800 | 24400 | 16 | 12.5 | 8.1 | 2.22 | 58 | 43 | 207864356
ACIQ | N4H7T24*K*AAA* | EA*4X25L17A* | OMV098J12* | 23800 | 24400 | 16 | 12.5 | 8.1 | 2.22 | 58 | 43 | 213063548
HEIL | N4H7T24*K*AAA* | EA*4X25L17A* | OMV098J12* | 23800 | 24400 | 16 | 12.5 | 8.1 | 2.22 | 58 | 43 | 207864355
COMFORTMAKER | N4H7T24*K*AAA* | EA*4X25L17A* | OMV098J12* | 23800 | 24400 | 16 | 12.5 | 8.1 | 2.22 | 58 | 43 | 207864353
DAY & NIGHT | N4H7T24*K*AAA* | EA*4X25L17A* | OMV098J12* | 23800 | 24400 | 16 | 12.5 | 8.1 | 2.22 | 58 | 43 | 207864354
ARCOAIRE | N4H7T24*K*AAA* | EA*4X25L17A* | OMV098J12* | 23800 | 24400 | 16 | 12.5 | 8.1 | 2.22 | 58 | 43 | 207864352
AIRQUEST | N4H7T24*K*AAA* | EA*4X25L17A* | OMV098J12* | 23800 | 24400 | 16 | 12.5 | 8.1 | 2.22 | 58 | 43 | 207864351
1HVAC | N4H7T24*K*AAA* | EA*4X25L17A* | *80MSU0601716A* | 23400 | 24400 | 17 | 12.5 | 8.1 | 2.38 | 60 | 45 | 212320216
BRYANT HEATING AND COOLING SYSTEMS | 227TAN024**AA* | CAP**3721AL* | 88*TA60090C21*** | 23800 | 24200 | 16 | 12.5 | 8.1 | 2.24 | 58 | 43 | 207865940
BRYANT HEATING AND COOLING SYSTEMS | 227TAN024**AA* | CAP**3721AL* | 88*TA48070C17*** | 23600 | 24000 | 16 | 12.5 | 8.1 | 2.24 | 58 | 43 | 207865912
BRYANT HEATING AND COOLING SYSTEMS | 227TAN024**AA* | CAP**3721AL* | 83*CA60080C21*** | 24000 | 24400 | 16 | 12.5 | 8.1 | 2.26 | 58 | 42 | 207865828
BRYANT HEATING AND COOLING SYSTEMS | 227TAN024**AA* | CAP**3621AL* | 986TC66100C21*** | 23600 | 24200 | 16 | 12 | 8.1 | 2.2 | 58 | 43 | 207865361
BRYANT HEATING AND COOLING SYSTEMS | PH7TAN424**AA* | CAP**3721AL* | OVLAAB048112 | 24400 | 25200 | 16 | 12 | 8.1 | 2.24 | 60 | 43 | 207873958
BRYANT HEATING AND COOLING SYSTEMS | PH7TAN424**AA* | CAP**3721AL* | 986TC66100C21*** | 24400 | 24800 | 17 | 12.5 | 8.1 | 2.28 | 59 | 43 | 207873930
BRYANT HEATING AND COOLING SYSTEMS | PH7TAN424**AA* | CAP**3721AL* | 987MB66100C21*** | 24400 | 24800 | 17 | 12.5 | 8.1 | 2.28 | 59 | 43 | 207873888
BRYANT HEATING AND COOLING SYSTEMS | PH7TAN424**AA* | CAP**3721AL* | 987MB60080C21*** | 23800 | 24400 | 16 | 12.5 | 8.1 | 2.24 | 58 | 42 | 207873874
BRYANT HEATING AND COOLING SYSTEMS | PH7TAN424**AA* | CAP**3721AL* | 986TC60080C21*** | 23800 | 24400 | 16 | 12.5 | 8.1 | 2.24 | 58 | 42 | 207873916
BRYANT HEATING AND COOLING SYSTEMS | PH7TAN424**AA* | CAP**3721AL* | 88*TA60070C21*** | 24200 | 24800 | 17 | 12.5 | 8.1 | 2.26 | 59 | 43 | 207873846
BRYANT HEATING AND COOLING SYSTEMS | PH7TAN424**AA* | CAP**3721AL* | 83*CA60100C21*** | 24000 | 24600 | 17 | 12.5 | 8.1 | 2.24 | 58 | 42 | 207873832
BRYANT HEATING AND COOLING SYSTEMS | PH7TAN424**AA* | CAP**3621AL* | OVLAAB048112 | 23600 | 24600 | 16 | 12 | 8.1 | 2.16 | 59 | 43 | 207873704
BRYANT HEATING AND COOLING SYSTEMS | PH7TAN424**AA* | CAP**2517AL* | 88*TA48070C17*** | 23600 | 24000 | 16 | 12.5 | 8.1 | 2.22 | 58 | 42 | 207873276
BRYANT HEATING AND COOLING SYSTEMS | PH7TAN424**AA* | CAP**3721AL* | OVMAAB042112 | 23600 | 24200 | 16 | 12 | 8.1 | 2.22 | 59 | 43 | 207866247
BRYANT HEATING AND COOLING SYSTEMS | PH7TAN424**AA* | CAP**3721AL* | OVMAAB036098 | 23800 | 24400 | 16 | 12.5 | 8.1 | 2.22 | 59 | 43 | 207866233
BRYANT HEATING AND COOLING SYSTEMS | PH7TAN424**AA* | CAP**3721AL* | OVLAAB036098 | 23800 | 24400 | 16 | 12.5 | 8.1 | 2.22 | 59 | 43 | 207866219
BRYANT HEATING AND COOLING SYSTEMS | PH7TAN424**AA* | CAP**3721AL* | 987MB42080C17*** | 24000 | 24600 | 17 | 12.5 | 8.1 | 2.24 | 59 | 43 | 207866046
BRYANT HEATING AND COOLING SYSTEMS | PH7TAN424**AA* | CAP**3721AL* | 935CA66100C21*** | 24000 | 24400 | 17 | 12.5 | 8.1 | 2.26 | 59 | 43 | 207866018
BRYANT HEATING AND COOLING SYSTEMS | PH7TAN424**AA* | CAP**3721AL* | 935CA60080C21*** | 23600 | 24000 | 17 | 12.5 | 8.1 | 2.24 | 58 | 43 | 207866004
BRYANT HEATING AND COOLING SYSTEMS | PH7TAN424**AA* | CAP**3721AL* | 88*TA60090C21*** | 23800 | 24200 | 16 | 12.5 | 8.1 | 2.24 | 58 | 43 | 207865952
BRYANT HEATING AND COOLING SYSTEMS | PH7TAN424**AA* | CAP**3721AL* | 88*TA48070C17*** | 23600 | 24000 | 16 | 12.5 | 8.1 | 2.24 | 58 | 43 | 207865924
BRYANT HEATING AND COOLING SYSTEMS | PH7TAN424**AA* | CAP**3721AL* | 83*CA60080C21*** | 24000 | 24400 | 16 | 12.5 | 8.1 | 2.26 | 58 | 42 | 207865840
CARRIER | GH7TAN436**AA* | CAP**4321AL* | 59TN6B080C21**20 | 35400 | 36000 | 16 | 11.7 | 8.1 | 2.14 | 62 | 49 | 207876997
BRYANT HEATING AND COOLING SYSTEMS | GH7TAN436**AA* | CAP**4321AL* | 986TC60080C21*** | 35400 | 36000 | 16 | 11.7 | 8.1 | 2.14 | 62 | 49 | 207876996
CARRIER | GH7TAN436**AA* | CAP**4321AL* | 59MN7B080C21**20 | 35400 | 36000 | 16 | 11.7 | 8.1 | 2.14 | 62 | 49 | 207876955
BRYANT HEATING AND COOLING SYSTEMS | GH7TAN436**AA* | CAP**4321AL* | 987MB60080C21*** | 35400 | 36000 | 16 | 11.7 | 8.1 | 2.14 | 62 | 49 | 207876954
TEMPSTAR | N4H7T24*K*AAA* | EA*4X37L21A* | OLV098A12* | 23800 | 24400 | 16 | 12.5 | 8.1 | 2.22 | 59 | 43 | 207866218
MARATHERM | N4H7T24*K*AAA* | EA*4X37L21A* | OLV098A12* | 23800 | 24400 | 16 | 12.5 | 8.1 | 2.22 | 59 | 43 | 207866217
KENMORE | N4H7T24*K*AAA* | EA*4X37L21A* | OLV098A12* | 23800 | 24400 | 16 | 12.5 | 8.1 | 2.22 | 59 | 43 | 207866216
KEEPRITE | N4H7T24*K*AAA* | EA*4X37L21A* | OLV098A12* | 23800 | 24400 | 16 | 12.5 | 8.1 | 2.22 | 59 | 43 | 207866215
ACIQ | N4H7T24*K*AAA* | EA*4X37L21A* | OLV098A12* | 23800 | 24400 | 16 | 12.5 | 8.1 | 2.22 | 59 | 43 | 213063646
DAY & NIGHT | N4H7T24*K*AAA* | EA*4X37L21A* | OLV098A12* | 23800 | 24400 | 16 | 12.5 | 8.1 | 2.22 | 59 | 43 | 207866213
HEIL | N4H7T24*K*AAA* | EA*4X37L21A* | OLV098A12* | 23800 | 24400 | 16 | 12.5 | 8.1 | 2.22 | 59 | 43 | 207866214
TEMPSTAR | N4H7T24*K*AAA* | EA*4X37L21A* | *80CTL0902120A* | 23800 | 24200 | 16 | 12.5 | 8.1 | 2.24 | 58 | 43 | 207865951
MARATHERM | N4H7T24*K*AAA* | EA*4X37L21A* | *80CTL0902120A* | 23800 | 24200 | 16 | 12.5 | 8.1 | 2.24 | 58 | 43 | 207865950
KENMORE | N4H7T24*K*AAA* | EA*4X37L21A* | *80CTL0902120A* | 23800 | 24200 | 16 | 12.5 | 8.1 | 2.24 | 58 | 43 | 207865949
KEEPRITE | N4H7T24*K*AAA* | EA*4X37L21A* | *80CTL0902120A* | 23800 | 24200 | 16 | 12.5 | 8.1 | 2.24 | 58 | 43 | 207865948
ACIQ | N4H7T24*K*AAA* | EA*4X37L21A* | *80CTL0902120A* | 23800 | 24200 | 16 | 12.5 | 8.1 | 2.24 | 58 | 43 | 213063629
HEIL | N4H7T24*K*AAA* | EA*4X37L21A* | *80CTL0902120A* | 23800 | 24200 | 16 | 12.5 | 8.1 | 2.24 | 58 | 43 | 207865947
COMFORTMAKER | N4H7T24*K*AAA* | EA*4X37L21A* | *80CTL0902120A* | 23800 | 24200 | 16 | 12.5 | 8.1 | 2.24 | 58 | 43 | 207865945
DAY & NIGHT | N4H7T24*K*AAA* | EA*4X37L21A* | *80CTL0902120A* | 23800 | 24200 | 16 | 12.5 | 8.1 | 2.24 | 58 | 43 | 207865946
1HVAC | N4H7T36*K*AAA* | FVM4X48***L |  | 35200 | 35000 | 16.5 | 12.5 | 8.1 | 2.18 | 61 | 48 | 208815769
1HVAC | N4H7T36*K*AAA* | EA*4X43L21A* | *80CSU0802120A* | 35600 | 35800 | 16 | 12 | 8.1 | 2.16 | 62 | 49 | 208815650
1HVAC | N4H7T36*K*AAA* | EA*4X37L21A* | *80CSU0802120A* | 35600 | 36000 | 16 | 12 | 8.1 | 2.16 | 62 | 49 | 208815589
ARCOAIRE | H4H5S30*K*AAA* | FMA4X36**AL* |  | 28200 | 28200 | 15.2 | 12.5 | 8.1 | 2.18 | 61 | 46 | 209692145
ARCOAIRE | N4H7T24*K*AAA* | EA*4X37L21A* | OMV098J12* | 23800 | 24400 | 16 | 12.5 | 8.1 | 2.22 | 59 | 43 | 207866225
TEMPSTAR | N4H7T24*K*AAA* | EA*4X37L21A* | OMV112K14A | 23600 | 24200 | 16 | 12 | 8.1 | 2.22 | 59 | 43 | 207866246
MARATHERM | N4H7T24*K*AAA* | EA*4X37L21A* | OMV112K14A | 23600 | 24200 | 16 | 12 | 8.1 | 2.22 | 59 | 43 | 207866245
KENMORE | N4H7T24*K*AAA* | EA*4X37L21A* | OMV112K14A | 23600 | 24200 | 16 | 12 | 8.1 | 2.22 | 59 | 43 | 207866244
KEEPRITE | N4H7T24*K*AAA* | EA*4X37L21A* | OMV112K14A | 23600 | 24200 | 16 | 12 | 8.1 | 2.22 | 59 | 43 | 207866243
ACIQ | N4H7T24*K*AAA* | EA*4X37L21A* | OMV112K14A | 23600 | 24200 | 16 | 12 | 8.1 | 2.22 | 59 | 43 | 213063648
HEIL | N4H7T24*K*AAA* | EA*4X37L21A* | OMV112K14A | 23600 | 24200 | 16 | 12 | 8.1 | 2.22 | 59 | 43 | 207866242
DAY & NIGHT | N4H7T24*K*AAA* | EA*4X37L21A* | OMV112K14A | 23600 | 24200 | 16 | 12 | 8.1 | 2.22 | 59 | 43 | 207866241
COMFORTMAKER | N4H7T24*K*AAA* | EA*4X37L21A* | OMV112K14A | 23600 | 24200 | 16 | 12 | 8.1 | 2.22 | 59 | 43 | 207866240
ARCOAIRE | N4H7T24*K*AAA* | EA*4X37L21A* | OMV112K14A | 23600 | 24200 | 16 | 12 | 8.1 | 2.22 | 59 | 43 | 207866239
AIRQUEST | N4H7T24*K*AAA* | EA*4X37L21A* | OMV112K14A | 23600 | 24200 | 16 | 12 | 8.1 | 2.22 | 59 | 43 | 207866238
TEMPSTAR | N4H7T24*K*AAA* | EA*4X37L21A* | OMV098J12* | 23800 | 24400 | 16 | 12.5 | 8.1 | 2.22 | 59 | 43 | 207866232
MARATHERM | N4H7T24*K*AAA* | EA*4X37L21A* | OMV098J12* | 23800 | 24400 | 16 | 12.5 | 8.1 | 2.22 | 59 | 43 | 207866231
KENMORE | N4H7T24*K*AAA* | EA*4X37L21A* | OMV098J12* | 23800 | 24400 | 16 | 12.5 | 8.1 | 2.22 | 59 | 43 | 207866230
KEEPRITE | N4H7T24*K*AAA* | EA*4X37L21A* | OMV098J12* | 23800 | 24400 | 16 | 12.5 | 8.1 | 2.22 | 59 | 43 | 207866229
ACIQ | N4H7T24*K*AAA* | EA*4X37L21A* | OMV098J12* | 23800 | 24400 | 16 | 12.5 | 8.1 | 2.22 | 59 | 43 | 213063647
HEIL | N4H7T24*K*AAA* | EA*4X37L21A* | OMV098J12* | 23800 | 24400 | 16 | 12.5 | 8.1 | 2.22 | 59 | 43 | 207866228
DAY & NIGHT | N4H7T24*K*AAA* | EA*4X37L21A* | OMV098J12* | 23800 | 24400 | 16 | 12.5 | 8.1 | 2.22 | 59 | 43 | 207866227
COMFORTMAKER | N4H7T24*K*AAA* | EA*4X37L21A* | OMV098J12* | 23800 | 24400 | 16 | 12.5 | 8.1 | 2.22 | 59 | 43 | 207866226
AIRQUEST | N4H7T24*K*AAA* | EA*4X37L21A* | OMV098J12* | 23800 | 24400 | 16 | 12.5 | 8.1 | 2.22 | 59 | 43 | 207866224
BRYANT HEATING AND COOLING SYSTEMS | PH7TAN436**AA* | CAP**4321AL* | 926SB60080V21*** | 34400 | 35200 | 16 | 12 | 8.1 | 2.22 | 62 | 50 | 213173787
BRYANT HEATING AND COOLING SYSTEMS | PH7TAN436**AA* | CAP**4321AL* | 926TC66100V21*** | 34600 | 35200 | 16 | 12 | 8.1 | 2.24 | 62 | 50 | 213173735
BRYANT HEATING AND COOLING SYSTEMS | PH7TAN436**AA* | CAP**4321AL* | 926TC60080V21*** | 34400 | 35200 | 16 | 12 | 8.1 | 2.22 | 62 | 50 | 213173699
WEATHERMAKER | PH7TAN436**AA* | CAP**4321AL* | PG80VTLB60090C** | 34600 | 35200 | 16 | 12 | 8.1 | 2.24 | 62 | 51 | 213173560
PAYNE HEATING AND COOLING | PH7TAN436**AA* | CAP**4321AL* | PG80VTLB60090C** | 34600 | 35200 | 16 | 12 | 8.1 | 2.24 | 62 | 51 | 213173558
BROCK | PH7TAN436**AA* | CAP**4321AL* | PG80VTLB60090C** | 34600 | 35200 | 16 | 12 | 8.1 | 2.24 | 62 | 51 | 213173559
BRYANT HEATING AND COOLING SYSTEMS | PH7TAN436**AA* | CAP**4321AL* | 82*TB60090V21*** | 34600 | 35200 | 16 | 12 | 8.1 | 2.24 | 62 | 51 | 213173557
WEATHERMAKER | PH7TAN436**AA* | CAP**4321AL* | PG96VTAB48080B** | 34400 | 35200 | 15.5 | 11.7 | 8.1 | 2.22 | 62 | 51 | 213173684
BROCK | PH7TAN436**AA* | CAP**4321AL* | PG96VTAB48080B** | 34400 | 35200 | 15.5 | 11.7 | 8.1 | 2.22 | 62 | 51 | 213173683
BRYANT HEATING AND COOLING SYSTEMS | PH7TAN436**AA* | CAP**4321AL* | 926TC48060V17*** | 34000 | 35000 | 15.5 | 11.7 | 8.1 | 2.2 | 62 | 51 | 213173661
BRYANT HEATING AND COOLING SYSTEMS | PH7TAN436**AA* | CAP**4321AL* | 82*SB66110V21*** | 34400 | 35000 | 16 | 12 | 8.1 | 2.24 | 62 | 50 | 213173630
BRYANT HEATING AND COOLING SYSTEMS | PH7TAN436**AA* | CAP**4321AL* | 82*SB60090V21*** | 34600 | 35200 | 16 | 12 | 8.1 | 2.24 | 62 | 51 | 213173617
PAYNE HEATING AND COOLING | PH7TAN436**AA* | CAP**4321AL* | PG96VTAB48080B** | 34400 | 35200 | 15.5 | 11.7 | 8.1 | 2.22 | 62 | 51 | 213173682
BRYANT HEATING AND COOLING SYSTEMS | PH7TAN436**AA* | CAP**4321AL* | 926TC48080V17*** | 34400 | 35200 | 15.5 | 11.7 | 8.1 | 2.22 | 62 | 51 | 213173681
WEATHERMAKER | PH7TAN436**AA* | CAP**4321AL* | PG96VTAB48060B** | 34000 | 35000 | 15.5 | 11.7 | 8.1 | 2.2 | 62 | 51 | 213173664
BROCK | PH7TAN436**AA* | CAP**4321AL* | PG96VTAB48060B** | 34000 | 35000 | 15.5 | 11.7 | 8.1 | 2.2 | 62 | 51 | 213173663
PAYNE HEATING AND COOLING | PH7TAN436**AA* | CAP**4321AL* | PG96VTAB48060B** | 34000 | 35000 | 15.5 | 11.7 | 8.1 | 2.2 | 62 | 51 | 213173662
WEATHERMAKER | PH7TAN436**AA* | CAP**4321AL* | PG96VTAB60080C** | 34400 | 35200 | 16 | 12 | 8.1 | 2.22 | 62 | 50 | 213173702
BROCK | PH7TAN436**AA* | CAP**4321AL* | PG96VTAB60080C** | 34400 | 35200 | 16 | 12 | 8.1 | 2.22 | 62 | 50 | 213173701
PAYNE HEATING AND COOLING | PH7TAN436**AA* | CAP**4321AL* | PG96VTAB60080C** | 34400 | 35200 | 16 | 12 | 8.1 | 2.22 | 62 | 50 | 213173700
MARATHERM | N4H7T36*K*AAA* | FVM4X60***L |  | 35600 | 35200 | 17 | 12.5 | 8.1 | 2.22 | 61 | 48 | 207871399
TEMPSTAR | N4H7T36*K*AAA* | FVM4X60***L |  | 35600 | 35200 | 17 | 12.5 | 8.1 | 2.22 | 61 | 48 | 207871400
BRYANT HEATING AND COOLING SYSTEMS | PH7TAN436**AA* | FV4CNB006L |  | 35600 | 35200 | 17 | 12.5 | 8.1 | 2.22 | 61 | 48 | 207871401
PAYNE HEATING AND COOLING | PH7TAN436**AA* | FV4CNB006L |  | 35600 | 35200 | 17 | 12.5 | 8.1 | 2.22 | 61 | 48 | 207871402
BROCK | PH7TAN436**AA* | FV4CNB006L |  | 35600 | 35200 | 17 | 12.5 | 8.1 | 2.22 | 61 | 48 | 211276884
WEATHERMAKER | PH7TAN436**AA* | FV4CNB006L |  | 35600 | 35200 | 17 | 12.5 | 8.1 | 2.22 | 61 | 48 | 211277091
BRYANT HEATING AND COOLING SYSTEMS | GH7TAN436**AA* | CAP**4321AL* | 82*TB60090V21*** | 34600 | 35200 | 16 | 12 | 8.1 | 2.24 | 62 | 51 | 213173556
CARRIER | GH7TAN436**AA* | CAP**4321AL* | 58SP*B090V21**20 | 34600 | 35200 | 16 | 12 | 8.1 | 2.24 | 62 | 51 | 213173614
BRYANT HEATING AND COOLING SYSTEMS | GH7TAN436**AA* | CAP**4321AL* | 82*SB60090V21*** | 34600 | 35200 | 16 | 12 | 8.1 | 2.24 | 62 | 51 | 213173616
BRYANT HEATING AND COOLING SYSTEMS | GH7TAN436**AA* | CAP**4321AL* | 82*SB66110V21*** | 34400 | 35000 | 16 | 12 | 8.1 | 2.24 | 62 | 50 | 213173629
CARRIER | GH7TAN436**AA* | CAP**4321AL* | 58SP*B110V21**22 | 34400 | 35000 | 16 | 12 | 8.1 | 2.24 | 62 | 50 | 213173627
CARRIER | GH7TAN436**AA* | CAP**4321AL* | 59TP6C060V17**16 | 34000 | 35000 | 15.5 | 11.7 | 8.1 | 2.2 | 62 | 51 | 213173657
CARRIER | GH7TAN436**AA* | CAP**4321AL* | GG96VTAB48060B** | 34000 | 35000 | 15.5 | 11.7 | 8.1 | 2.2 | 62 | 51 | 213173658
BRYANT HEATING AND COOLING SYSTEMS | GH7TAN436**AA* | CAP**4321AL* | 926TC48060V17*** | 34000 | 35000 | 15.5 | 11.7 | 8.1 | 2.2 | 62 | 51 | 213173660
CARRIER | GH7TAN436**AA* | CAP**4321AL* | 59TP6C080V17**16 | 34400 | 35200 | 15.5 | 11.7 | 8.1 | 2.22 | 62 | 51 | 213173677
CARRIER | GH7TAN436**AA* | CAP**4321AL* | GG96VTAB48080B** | 34400 | 35200 | 15.5 | 11.7 | 8.1 | 2.22 | 62 | 51 | 213173678
BRYANT HEATING AND COOLING SYSTEMS | GH7TAN436**AA* | CAP**4321AL* | 926TC48080V17*** | 34400 | 35200 | 15.5 | 11.7 | 8.1 | 2.22 | 62 | 51 | 213173680
BRYANT HEATING AND COOLING SYSTEMS | GH7TAN436**AA* | CAP**4321AL* | 926TC60080V21*** | 34400 | 35200 | 16 | 12 | 8.1 | 2.22 | 62 | 50 | 213173698
CARRIER | GH7TAN436**AA* | CAP**4321AL* | 59TP6C080V21**20 | 34400 | 35200 | 16 | 12 | 8.1 | 2.22 | 62 | 50 | 213173696
CARRIER | GH7TAN436**AA* | CAP**4321AL* | 59TP6C100V21**22 | 34600 | 35200 | 16 | 12 | 8.1 | 2.24 | 62 | 50 | 213173732
BRYANT HEATING AND COOLING SYSTEMS | GH7TAN436**AA* | CAP**4321AL* | 926TC66100V21*** | 34600 | 35200 | 16 | 12 | 8.1 | 2.24 | 62 | 50 | 213173734
CARRIER | GH7TAN436**AA* | CAP**4321AL* | 59SP6B080V21**20 | 34400 | 35200 | 16 | 12 | 8.1 | 2.22 | 62 | 50 | 213173784
BRYANT HEATING AND COOLING SYSTEMS | GH7TAN436**AA* | CAP**4321AL* | 926SB60080V21*** | 34400 | 35200 | 16 | 12 | 8.1 | 2.22 | 62 | 50 | 213173786
AIRQUEST | N4H7T36*K*AAA* | EA*4X48L24A* | *97CMN0802120A* | 34800 | 35600 | 16 | 11.7 | 8.1 | 2.14 | 61 | 49 | 207870455
ARCOAIRE | N4H7T36*K*AAA* | EA*4X48L24A* | *97CMN0802120A* | 34800 | 35600 | 16 | 11.7 | 8.1 | 2.14 | 61 | 49 | 207870456
COMFORTMAKER | N4H7T36*K*AAA* | EA*4X48L24A* | *97CMN0802120A* | 34800 | 35600 | 16 | 11.7 | 8.1 | 2.14 | 61 | 49 | 207870457
DAY & NIGHT | N4H7T36*K*AAA* | EA*4X48L24A* | *97CMN0802120A* | 34800 | 35600 | 16 | 11.7 | 8.1 | 2.14 | 61 | 49 | 207870458
ACIQ | N4H7T36*K*AAA* | EA*4X48L24A* | *97CMN0802120A* | 34800 | 35600 | 16 | 11.7 | 8.1 | 2.14 | 61 | 49 | 213063843
HEIL | N4H7T36*K*AAA* | EA*4X48L24A* | *97CMN0802120A* | 34800 | 35600 | 16 | 11.7 | 8.1 | 2.14 | 61 | 49 | 207870459
KEEPRITE | N4H7T36*K*AAA* | EA*4X48L24A* | *97CMN0802120A* | 34800 | 35600 | 16 | 11.7 | 8.1 | 2.14 | 61 | 49 | 207870460
KENMORE | N4H7T36*K*AAA* | EA*4X48L24A* | *97CMN0802120A* | 34800 | 35600 | 16 | 11.7 | 8.1 | 2.14 | 61 | 49 | 207870461
MARATHERM | N4H7T36*K*AAA* | EA*4X48L24A* | *97CMN0802120A* | 34800 | 35600 | 16 | 11.7 | 8.1 | 2.14 | 61 | 49 | 207870462
TEMPSTAR | N4H7T36*K*AAA* | EA*4X48L24A* | *97CMN0802120A* | 34800 | 35600 | 16 | 11.7 | 8.1 | 2.14 | 61 | 49 | 207870463
ARCOAIRE | N4H7T36*K*AAA* | EA*4X48L24A* | *96CTN0802120A* | 34800 | 35600 | 16 | 11.7 | 8.1 | 2.14 | 61 | 49 | 207870526
COMFORTMAKER | N4H7T36*K*AAA* | EA*4X48L24A* | *96CTN0802120A* | 34800 | 35600 | 16 | 11.7 | 8.1 | 2.14 | 61 | 49 | 207870527
AIRQUEST | N4H7T36*K*AAA* | EA*4X48L24A* | *96CTN0802120A* | 34800 | 35600 | 16 | 11.7 | 8.1 | 2.14 | 61 | 49 | 207870525
DAY & NIGHT | N4H7T36*K*AAA* | EA*4X48L24A* | *96CTN0802120A* | 34800 | 35600 | 16 | 11.7 | 8.1 | 2.14 | 61 | 49 | 207870528
HEIL | N4H7T36*K*AAA* | EA*4X48L24A* | *96CTN0802120A* | 34800 | 35600 | 16 | 11.7 | 8.1 | 2.14 | 61 | 49 | 207870529
ACIQ | N4H7T36*K*AAA* | EA*4X48L24A* | *96CTN0802120A* | 34800 | 35600 | 16 | 11.7 | 8.1 | 2.14 | 61 | 49 | 213063848
KEEPRITE | N4H7T36*K*AAA* | EA*4X48L24A* | *96CTN0802120A* | 34800 | 35600 | 16 | 11.7 | 8.1 | 2.14 | 61 | 49 | 207870530
KENMORE | N4H7T36*K*AAA* | EA*4X48L24A* | *96CTN0802120A* | 34800 | 35600 | 16 | 11.7 | 8.1 | 2.14 | 61 | 49 | 207870531
MARATHERM | N4H7T36*K*AAA* | EA*4X48L24A* | *96CTN0802120A* | 34800 | 35600 | 16 | 11.7 | 8.1 | 2.14 | 61 | 49 | 207870532
TEMPSTAR | N4H7T36*K*AAA* | EA*4X48L24A* | *96CTN0802120A* | 34800 | 35600 | 16 | 11.7 | 8.1 | 2.14 | 61 | 49 | 207870533
AIRQUEST | N4H7T24*K*AAA* | EA*4X37L21A* | *95CSU0802120A* | 23600 | 24000 | 17 | 12.5 | 8.1 | 2.24 | 58 | 43 | 207865995
ARCOAIRE | N4H7T24*K*AAA* | EA*4X37L21A* | *95CSU0802120A* | 23600 | 24000 | 17 | 12.5 | 8.1 | 2.24 | 58 | 43 | 207865996
COMFORTMAKER | N4H7T24*K*AAA* | EA*4X37L21A* | *95CSU0802120A* | 23600 | 24000 | 17 | 12.5 | 8.1 | 2.24 | 58 | 43 | 207865997
HEIL | N4H7T24*K*AAA* | EA*4X37L21A* | *95CSU0802120A* | 23600 | 24000 | 17 | 12.5 | 8.1 | 2.24 | 58 | 43 | 207865999
DAY & NIGHT | N4H7T24*K*AAA* | EA*4X37L21A* | *95CSU0802120A* | 23600 | 24000 | 17 | 12.5 | 8.1 | 2.24 | 58 | 43 | 207865998
ACIQ | N4H7T24*K*AAA* | EA*4X37L21A* | *95CSU0802120A* | 23600 | 24000 | 17 | 12.5 | 8.1 | 2.24 | 58 | 43 | 213063631
KEEPRITE | N4H7T24*K*AAA* | EA*4X37L21A* | *95CSU0802120A* | 23600 | 24000 | 17 | 12.5 | 8.1 | 2.24 | 58 | 43 | 207866000
KENMORE | N4H7T24*K*AAA* | EA*4X37L21A* | *95CSU0802120A* | 23600 | 24000 | 17 | 12.5 | 8.1 | 2.24 | 58 | 43 | 207866001
TEMPSTAR | N4H7T24*K*AAA* | EA*4X37L21A* | *95CSU0802120A* | 23600 | 24000 | 17 | 12.5 | 8.1 | 2.24 | 58 | 43 | 207866003
MARATHERM | N4H7T24*K*AAA* | EA*4X37L21A* | *95CSU0802120A* | 23600 | 24000 | 17 | 12.5 | 8.1 | 2.24 | 58 | 43 | 207866002
AIRQUEST | N4H7T24*K*AAA* | EA*4X37L21A* | *95CSU1002122A* | 24000 | 24400 | 17 | 12.5 | 8.1 | 2.26 | 59 | 43 | 207866009
ARCOAIRE | N4H7T24*K*AAA* | EA*4X37L21A* | *95CSU1002122A* | 24000 | 24400 | 17 | 12.5 | 8.1 | 2.26 | 59 | 43 | 207866010
COMFORTMAKER | N4H7T24*K*AAA* | EA*4X37L21A* | *95CSU1002122A* | 24000 | 24400 | 17 | 12.5 | 8.1 | 2.26 | 59 | 43 | 207866011
DAY & NIGHT | N4H7T24*K*AAA* | EA*4X37L21A* | *95CSU1002122A* | 24000 | 24400 | 17 | 12.5 | 8.1 | 2.26 | 59 | 43 | 207866012
ACIQ | N4H7T24*K*AAA* | EA*4X37L21A* | *95CSU1002122A* | 24000 | 24400 | 17 | 12.5 | 8.1 | 2.26 | 59 | 43 | 213063632
HEIL | N4H7T24*K*AAA* | EA*4X37L21A* | *95CSU1002122A* | 24000 | 24400 | 17 | 12.5 | 8.1 | 2.26 | 59 | 43 | 207866013
KEEPRITE | N4H7T24*K*AAA* | EA*4X37L21A* | *95CSU1002122A* | 24000 | 24400 | 17 | 12.5 | 8.1 | 2.26 | 59 | 43 | 207866014
KENMORE | N4H7T24*K*AAA* | EA*4X37L21A* | *95CSU1002122A* | 24000 | 24400 | 17 | 12.5 | 8.1 | 2.26 | 59 | 43 | 207866015
MARATHERM | N4H7T24*K*AAA* | EA*4X37L21A* | *95CSU1002122A* | 24000 | 24400 | 17 | 12.5 | 8.1 | 2.26 | 59 | 43 | 207866016
TEMPSTAR | N4H7T24*K*AAA* | EA*4X37L21A* | *95CSU1002122A* | 24000 | 24400 | 17 | 12.5 | 8.1 | 2.26 | 59 | 43 | 207866017
ARCOAIRE | N4H7T24*K*AAA* | EA*4X37L21A* | *97CMN0801714A* | 24000 | 24600 | 17 | 12.5 | 8.1 | 2.24 | 59 | 43 | 207866038
AIRQUEST | N4H7T24*K*AAA* | EA*4X37L21A* | *97CMN0801714A* | 24000 | 24600 | 17 | 12.5 | 8.1 | 2.24 | 59 | 43 | 207866037
COMFORTMAKER | N4H7T24*K*AAA* | EA*4X37L21A* | *97CMN0801714A* | 24000 | 24600 | 17 | 12.5 | 8.1 | 2.24 | 59 | 43 | 207866039
DAY & NIGHT | N4H7T24*K*AAA* | EA*4X37L21A* | *97CMN0801714A* | 24000 | 24600 | 17 | 12.5 | 8.1 | 2.24 | 59 | 43 | 207866040
HEIL | N4H7T24*K*AAA* | EA*4X37L21A* | *97CMN0801714A* | 24000 | 24600 | 17 | 12.5 | 8.1 | 2.24 | 59 | 43 | 207866041
ACIQ | N4H7T24*K*AAA* | EA*4X37L21A* | *97CMN0801714A* | 24000 | 24600 | 17 | 12.5 | 8.1 | 2.24 | 59 | 43 | 213063634
KEEPRITE | N4H7T24*K*AAA* | EA*4X37L21A* | *97CMN0801714A* | 24000 | 24600 | 17 | 12.5 | 8.1 | 2.24 | 59 | 43 | 207866042
KENMORE | N4H7T24*K*AAA* | EA*4X37L21A* | *97CMN0801714A* | 24000 | 24600 | 17 | 12.5 | 8.1 | 2.24 | 59 | 43 | 207866043
MARATHERM | N4H7T24*K*AAA* | EA*4X37L21A* | *97CMN0801714A* | 24000 | 24600 | 17 | 12.5 | 8.1 | 2.24 | 59 | 43 | 207866044
TEMPSTAR | N4H7T24*K*AAA* | EA*4X37L21A* | *97CMN0801714A* | 24000 | 24600 | 17 | 12.5 | 8.1 | 2.24 | 59 | 43 | 207866045
ARCOAIRE | N4H7T36*K*AAA* | EA*4X43L21A* | *96VTN0802120B* | 34400 | 35200 | 16 | 12 | 8.1 | 2.22 | 62 | 50 | 213173705
COMFORTMAKER | N4H7T36*K*AAA* | EA*4X43L21A* | *96VTN0802120B* | 34400 | 35200 | 16 | 12 | 8.1 | 2.22 | 62 | 50 | 213173706
DAY & NIGHT | N4H7T36*K*AAA* | EA*4X43L21A* | *96VTN0802120B* | 34400 | 35200 | 16 | 12 | 8.1 | 2.22 | 62 | 50 | 213173707
KEEPRITE | N4H7T36*K*AAA* | EA*4X43L21A* | *96VTN0802120B* | 34400 | 35200 | 16 | 12 | 8.1 | 2.22 | 62 | 50 | 213173708
GRANDAIRE | W4H7T24*K*AAA* | WLA*374CA* | WFSU040B036B* | 23000 | 24200 | 16.5 | 12 | 8.1 | 2.34 | 60 | 45 | 212321011
ECOTEMP | W4H7T24*K*AAA* | WLA*374CA* | WFSU040B036B* | 23000 | 24200 | 16.5 | 12 | 8.1 | 2.34 | 60 | 45 | 212321012
GRANDAIRE | W4H7T24*K*AAA* | WLA*374CA* | WFSU060B048B* | 23000 | 24000 | 16 | 12 | 8.1 | 2.34 | 60 | 45 | 212321039
ECOTEMP | W4H7T24*K*AAA* | WLA*374CA* | WFSU060B048B* | 23000 | 24000 | 16 | 12 | 8.1 | 2.34 | 60 | 45 | 212321040
GRANDAIRE | W4H7T24*K*AAA* | WLA*374CA* | WFSU100C060B* | 23200 | 24200 | 16.5 | 12.5 | 8.1 | 2.36 | 60 | 45 | 212321095
ECOTEMP | W4H7T24*K*AAA* | WLA*374CA* | WFSU100C060B* | 23200 | 24200 | 16.5 | 12.5 | 8.1 | 2.36 | 60 | 45 | 212321096
CARRIER | GH7TAN436**AA* | CAP**4321AL* | 58TP*B090V21**20 | 34600 | 35200 | 16 | 12 | 8.1 | 2.24 | 62 | 51 | 213173554
KEEPRITE | N4H7T36*K*AAA* | EA*4X43L21A* | *80VTL0902120B* | 34600 | 35200 | 16 | 12 | 8.1 | 2.24 | 62 | 51 | 213173566
DAY & NIGHT | N4H7T36*K*AAA* | EA*4X43L21A* | *80VTL0902120B* | 34600 | 35200 | 16 | 12 | 8.1 | 2.24 | 62 | 51 | 213173565
COMFORTMAKER | N4H7T36*K*AAA* | EA*4X43L21A* | *80VTL0902120B* | 34600 | 35200 | 16 | 12 | 8.1 | 2.24 | 62 | 51 | 213173564
ARCOAIRE | N4H7T36*K*AAA* | EA*4X43L21A* | *80VTL0902120B* | 34600 | 35200 | 16 | 12 | 8.1 | 2.24 | 62 | 51 | 213173563
AIRQUEST | N4H7T36*K*AAA* | EA*4X43L21A* | *80VTL0902120B* | 34600 | 35200 | 16 | 12 | 8.1 | 2.24 | 62 | 51 | 213173562
HEIL | N4H7T36*K*AAA* | EA*4X43L21A* | *80VTL0902120B* | 34600 | 35200 | 16 | 12 | 8.1 | 2.24 | 62 | 51 | 213173561
BRYANT HEATING AND COOLING SYSTEMS | GH7TAN424**AA* | CAP**3621AL* | 986TC66100C21*** | 23600 | 24200 | 16 | 12 | 8.1 | 2.2 | 58 | 43 | 207865362
CARRIER | GH7TAN424**AA* | CAP**2517AL* | OVMAAB036098 | 23800 | 24400 | 16 | 12.5 | 8.1 | 2.22 | 58 | 43 | 207864350
BRYANT HEATING AND COOLING SYSTEMS | GH7TAN424**AA* | CAP**2517AL* | OVMAAB036098 | 23800 | 24400 | 16 | 12.5 | 8.1 | 2.22 | 58 | 43 | 207864349
1HVAC | N4H7T24*K*AAA* | EA*4X25L17A* | OMV098J12* | 23800 | 24400 | 16 | 12.5 | 8.1 | 2.22 | 58 | 43 | 208815435
WEATHERMAKER | PH7TAN436**AA* | CAP**4824AL* | PG80VTLB66110C** | 34000 | 35000 | 16 | 11.7 | 8.1 | 2.24 | 62 | 50 | 213174114
BROCK | PH7TAN436**AA* | CAP**4824AL* | PG80VTLB66110C** | 34000 | 35000 | 16 | 11.7 | 8.1 | 2.24 | 62 | 50 | 213174113
PAYNE HEATING AND COOLING | PH7TAN436**AA* | CAP**4824AL* | PG80VTLB66110C** | 34000 | 35000 | 16 | 11.7 | 8.1 | 2.24 | 62 | 50 | 213174112
BRYANT HEATING AND COOLING SYSTEMS | PH7TAN436**AA* | CAP**4824AL* | 82*TB66110V21*** | 34000 | 35000 | 16 | 11.7 | 8.1 | 2.24 | 62 | 50 | 213174111
BRYANT HEATING AND COOLING SYSTEMS | PH7TAN436**AA* | CAP**4321AL* | 986TC60080C21*** | 35400 | 36000 | 16 | 11.7 | 8.1 | 2.14 | 62 | 49 | 207877007
BRYANT HEATING AND COOLING SYSTEMS | PH7TAN436**AA* | CAP**4321AL* | 987MB60080C21*** | 35400 | 36000 | 16 | 11.7 | 8.1 | 2.14 | 62 | 49 | 207876965
BRYANT HEATING AND COOLING SYSTEMS | PH7TAN436**AA* | CAP**3721AL* | 986TC60080C21*** | 35400 | 36000 | 16 | 11.7 | 8.1 | 2.14 | 62 | 49 | 207876355
BRYANT HEATING AND COOLING SYSTEMS | PH7TAN436**AA* | CAP**3721AL* | 987MB60080C21*** | 35400 | 36000 | 16 | 11.7 | 8.1 | 2.14 | 62 | 49 | 207876341
CARRIER | GH7TAN424**AA* | CAP**2517AL* | 58TN*A070C17**16 | 23600 | 24000 | 16 | 12.5 | 8.1 | 2.22 | 58 | 42 | 207873266
BRYANT HEATING AND COOLING SYSTEMS | GH7TAN424**AA* | CAP**2517AL* | 88*TA48070C17*** | 23600 | 24000 | 16 | 12.5 | 8.1 | 2.22 | 58 | 42 | 207873265
CARRIER | GH7TAN424**AA* | CAP**3721AL* | OVMAAB042112 | 23600 | 24200 | 16 | 12 | 8.1 | 2.22 | 59 | 43 | 207866237
BRYANT HEATING AND COOLING SYSTEMS | GH7TAN424**AA* | CAP**3721AL* | OVMAAB042112 | 23600 | 24200 | 16 | 12 | 8.1 | 2.22 | 59 | 43 | 207866236
BRYANT HEATING AND COOLING SYSTEMS | GH7TAN424**AA* | CAP**3721AL* | OVMAAB036098 | 23800 | 24400 | 16 | 12.5 | 8.1 | 2.22 | 59 | 43 | 207866222
CARRIER | GH7TAN424**AA* | CAP**3721AL* | OVMAAB036098 | 23800 | 24400 | 16 | 12.5 | 8.1 | 2.22 | 59 | 43 | 207866223
CARRIER | GH7TAN424**AA* | CAP**3721AL* | OVLAAB036098 | 23800 | 24400 | 16 | 12.5 | 8.1 | 2.22 | 59 | 43 | 207866209
BRYANT HEATING AND COOLING SYSTEMS | GH7TAN424**AA* | CAP**3721AL* | OVLAAB036098 | 23800 | 24400 | 16 | 12.5 | 8.1 | 2.22 | 59 | 43 | 207866208
CARRIER | GH7TAN424**AA* | CAP**3721AL* | 59MN7B080C17**14 | 24000 | 24600 | 17 | 12.5 | 8.1 | 2.24 | 59 | 43 | 207866036
BRYANT HEATING AND COOLING SYSTEMS | GH7TAN424**AA* | CAP**3721AL* | 987MB42080C17*** | 24000 | 24600 | 17 | 12.5 | 8.1 | 2.24 | 59 | 43 | 207866035
CARRIER | GH7TAN424**AA* | CAP**3721AL* | 59CU5A100C21**22 | 24000 | 24400 | 17 | 12.5 | 8.1 | 2.26 | 59 | 43 | 207866008
BRYANT HEATING AND COOLING SYSTEMS | GH7TAN424**AA* | CAP**3721AL* | 935CA66100C21*** | 24000 | 24400 | 17 | 12.5 | 8.1 | 2.26 | 59 | 43 | 207866007
CARRIER | GH7TAN424**AA* | CAP**3721AL* | 59CU5A080C21**20 | 23600 | 24000 | 17 | 12.5 | 8.1 | 2.24 | 58 | 43 | 207865994
BRYANT HEATING AND COOLING SYSTEMS | GH7TAN424**AA* | CAP**3721AL* | 935CA60080C21*** | 23600 | 24000 | 17 | 12.5 | 8.1 | 2.24 | 58 | 43 | 207865993
CARRIER | GH7TAN424**AA* | CAP**3721AL* | 58TN*A090C21**20 | 23800 | 24200 | 16 | 12.5 | 8.1 | 2.24 | 58 | 43 | 207865942
BRYANT HEATING AND COOLING SYSTEMS | GH7TAN424**AA* | CAP**3721AL* | 88*TA60090C21*** | 23800 | 24200 | 16 | 12.5 | 8.1 | 2.24 | 58 | 43 | 207865941
BRYANT HEATING AND COOLING SYSTEMS | PH7TAN436**AA* | F54AA*B36L* |  | 34400 | 35400 | 15.2 | 11.7 | 8.1 | 2.18 | 62 | 51 | 213310383
WEATHERMAKER | PH7TAN436**AA* | PF4TNXC36L* |  | 33200 | 34600 | 15.2 | 11.7 | 8.1 | 2.16 | 61 | 50 | 213280581
BROCK | PH7TAN436**AA* | PF4TNXC36L* |  | 33200 | 34600 | 15.2 | 11.7 | 8.1 | 2.16 | 61 | 50 | 213280580
PAYNE HEATING AND COOLING | PH7TAN436**AA* | PF4TNXC36L* |  | 33200 | 34600 | 15.2 | 11.7 | 8.1 | 2.16 | 61 | 50 | 213280579
BRYANT HEATING AND COOLING SYSTEMS | PH7TAN436**AA* | FG4ANXC36L* |  | 33200 | 34600 | 15.2 | 11.7 | 8.1 | 2.16 | 61 | 50 | 213280578
BRYANT HEATING AND COOLING SYSTEMS | PH7TAN436**AA* | FT4BN(B,X)C36L* |  | 33200 | 34600 | 15.2 | 11.7 | 8.1 | 2.16 | 61 | 50 | 213280577
BRYANT HEATING AND COOLING SYSTEMS | GH7TAN460**AA* | CAP**6121AL* | 926TC66100V21*** | 54500 | 57500 | 15.5 | 12 | 8.1 | 2.26 | 64 | 51 | 213179384
CARRIER | GH7TAN460**AA* | CAP**6121AL* | 59TP6C100V21**22 | 54500 | 57500 | 15.5 | 12 | 8.1 | 2.26 | 64 | 51 | 213179382
KENMORE | N4H7T24*K*AAA* | EA*4X37L21A* | *95MSU0601716A* | 23000 | 24000 | 16 | 12 | 8.1 | 2.34 | 60 | 45 | 212321034
KEEPRITE | N4H7T24*K*AAA* | EA*4X37L21A* | *95MSU0601716A* | 23000 | 24000 | 16 | 12 | 8.1 | 2.34 | 60 | 45 | 212321032
DAY & NIGHT | N4H7T24*K*AAA* | EA*4X37L21A* | *95MSU0601716A* | 23000 | 24000 | 16 | 12 | 8.1 | 2.34 | 60 | 45 | 212321030
COMFORTMAKER | N4H7T24*K*AAA* | EA*4X37L21A* | *95MSU0601716A* | 23000 | 24000 | 16 | 12 | 8.1 | 2.34 | 60 | 45 | 212321028
AIRQUEST | N4H7T24*K*AAA* | EA*4X37L21A* | *95MSU0601716A* | 23000 | 24000 | 16 | 12 | 8.1 | 2.34 | 60 | 45 | 212321024
ARCOAIRE | N4H7T24*K*AAA* | EA*4X37L21A* | *95MSU0601716A* | 23000 | 24000 | 16 | 12 | 8.1 | 2.34 | 60 | 45 | 212321026
1HVAC | N4H7T24*K*AAA* | EA*4X37L21A* | *95MSU0601716A* | 23000 | 24000 | 16 | 12 | 8.1 | 2.34 | 60 | 45 | 212321023
ACIQ | N4H7T24*K*AAA* | EA*4X37L21A* | *95MSU0601716A* | 23000 | 24000 | 16 | 12 | 8.1 | 2.34 | 60 | 45 | 213081131
HEIL | N4H7T24*K*AAA* | EA*4X37L21A* | *95MSU0601716A* | 23000 | 24000 | 16 | 12 | 8.1 | 2.34 | 60 | 45 | 212321021
TEMPSTAR | N4H7T24*K*AAA* | EA*4X37L21A* | *95MSU0401712A* | 23000 | 24200 | 16.5 | 12 | 8.1 | 2.34 | 60 | 45 | 212321009
MARATHERM | N4H7T24*K*AAA* | EA*4X37L21A* | *95MSU0401712A* | 23000 | 24200 | 16.5 | 12 | 8.1 | 2.34 | 60 | 45 | 212321008
KEEPRITE | N4H7T24*K*AAA* | EA*4X37L21A* | *95MSU0401712A* | 23000 | 24200 | 16.5 | 12 | 8.1 | 2.34 | 60 | 45 | 212321004
KENMORE | N4H7T24*K*AAA* | EA*4X37L21A* | *95MSU0401712A* | 23000 | 24200 | 16.5 | 12 | 8.1 | 2.34 | 60 | 45 | 212321006
DAY & NIGHT | N4H7T24*K*AAA* | EA*4X37L21A* | *95MSU0401712A* | 23000 | 24200 | 16.5 | 12 | 8.1 | 2.34 | 60 | 45 | 212321002
ARCOAIRE | N4H7T24*K*AAA* | EA*4X37L21A* | *95MSU0401712A* | 23000 | 24200 | 16.5 | 12 | 8.1 | 2.34 | 60 | 45 | 212320998
COMFORTMAKER | N4H7T24*K*AAA* | EA*4X37L21A* | *95MSU0401712A* | 23000 | 24200 | 16.5 | 12 | 8.1 | 2.34 | 60 | 45 | 212321000
AIRQUEST | N4H7T24*K*AAA* | EA*4X37L21A* | *95MSU0401712A* | 23000 | 24200 | 16.5 | 12 | 8.1 | 2.34 | 60 | 45 | 212320996
1HVAC | N4H7T24*K*AAA* | EA*4X37L21A* | *95MSU0401712A* | 23000 | 24200 | 16.5 | 12 | 8.1 | 2.34 | 60 | 45 | 212320995
HEIL | N4H7T24*K*AAA* | EA*4X37L21A* | *95MSU0401712A* | 23000 | 24200 | 16.5 | 12 | 8.1 | 2.34 | 60 | 45 | 212320993
ACIQ | N4H7T24*K*AAA* | EA*4X37L21A* | *95MSU0401712A* | 23000 | 24200 | 16.5 | 12 | 8.1 | 2.34 | 60 | 45 | 213081129
1HVAC | N4H7T24*K*AAA* | EA*4X37L21A* | *80MSU1002120A* | 23200 | 24200 | 16.5 | 12 | 8.1 | 2.34 | 60 | 45 | 212320967
1HVAC | N4H7T24*K*AAA* | EA*4X37L21A* | *80MSU0802120A* | 22800 | 24000 | 16 | 12.5 | 8.1 | 2.34 | 60 | 44 | 212320939
1HVAC | N4H7T24*K*AAA* | EA*4X37L21A* | *80MSU0601716A* | 22800 | 24000 | 16 | 12.5 | 8.1 | 2.34 | 60 | 44 | 212320911
1HVAC | N4H7T24*K*AAA* | EA*4X37L21A* | *80MSU0401712A* | 23000 | 24000 | 16.5 | 12.5 | 8.1 | 2.34 | 60 | 45 | 212320883
TEMPSTAR | N4H7T36*K*AAA* | EA*4X43L21A* | *96VTN0802120B* | 34400 | 35200 | 16 | 12 | 8.1 | 2.22 | 62 | 50 | 213173710
KENMORE | N4H7T36*K*AAA* | EA*4X43L21A* | *96VTN0802120B* | 34400 | 35200 | 16 | 12 | 8.1 | 2.22 | 62 | 50 | 213173709
CARRIER | GH7TAN436**AA* | CAP**3721AL* | 59MN7B080C21**20 | 35400 | 36000 | 16 | 11.7 | 8.1 | 2.14 | 62 | 49 | 207876331
BRYANT HEATING AND COOLING SYSTEMS | GH7TAN436**AA* | CAP**3721AL* | 987MB60080C21*** | 35400 | 36000 | 16 | 11.7 | 8.1 | 2.14 | 62 | 49 | 207876330
CARRIER | GH7TAN436**AA* | CAP**4824AL* | 59TN6B080C21**20 | 34800 | 35600 | 16 | 11.7 | 8.1 | 2.14 | 61 | 49 | 207870524
BRYANT HEATING AND COOLING SYSTEMS | GH7TAN436**AA* | CAP**4824AL* | 986TC60080C21*** | 34800 | 35600 | 16 | 11.7 | 8.1 | 2.14 | 61 | 49 | 207870523
CARRIER | GH7TAN436**AA* | CAP**4824AL* | 59MN7B080C21**20 | 34800 | 35600 | 16 | 11.7 | 8.1 | 2.14 | 61 | 49 | 207870454
BRYANT HEATING AND COOLING SYSTEMS | GH7TAN436**AA* | CAP**4824AL* | 987MB60080C21*** | 34800 | 35600 | 16 | 11.7 | 8.1 | 2.14 | 61 | 49 | 207870453
CARRIER | GH7TAN424**AA* | CAP**2517AL* | 58SU*B080M21**20 | 23400 | 24400 | 17 | 12.5 | 8.1 | 2.38 | 60 | 45 | 212320207
BRYANT HEATING AND COOLING SYSTEMS | 227TAN024**AA* | CAP**3721AL* | OVLAAB048112 | 24400 | 25200 | 16 | 12 | 8.1 | 2.24 | 60 | 43 | 207873946
BRYANT HEATING AND COOLING SYSTEMS | 227TAN024**AA* | CAP**3721AL* | 986TC66100C21*** | 24400 | 24800 | 17 | 12.5 | 8.1 | 2.28 | 59 | 43 | 207873918
TEMPSTAR | N4H7T36*K*AAA* | EA*4X37L21A* | *96VSN0802120B* | 34400 | 35200 | 15.5 | 12 | 8.1 | 2.22 | 62 | 50 | 213173044
KEEPRITE | N4H7T36*K*AAA* | EA*4X37L21A* | *96VSN0802120B* | 34400 | 35200 | 15.5 | 12 | 8.1 | 2.22 | 62 | 50 | 213173042
KENMORE | N4H7T36*K*AAA* | EA*4X37L21A* | *96VSN0802120B* | 34400 | 35200 | 15.5 | 12 | 8.1 | 2.22 | 62 | 50 | 213173043
DAY & NIGHT | N4H7T36*K*AAA* | EA*4X37L21A* | *96VSN0802120B* | 34400 | 35200 | 15.5 | 12 | 8.1 | 2.22 | 62 | 50 | 213173041
COMFORTMAKER | N4H7T36*K*AAA* | EA*4X37L21A* | *96VSN0802120B* | 34400 | 35200 | 15.5 | 12 | 8.1 | 2.22 | 62 | 50 | 213173040
ARCOAIRE | N4H7T36*K*AAA* | EA*4X37L21A* | *96VSN0802120B* | 34400 | 35200 | 15.5 | 12 | 8.1 | 2.22 | 62 | 50 | 213173039
AIRQUEST | N4H7T36*K*AAA* | EA*4X37L21A* | *96VSN0802120B* | 34400 | 35200 | 15.5 | 12 | 8.1 | 2.22 | 62 | 50 | 213173038
HEIL | N4H7T36*K*AAA* | EA*4X37L21A* | *96VSN0802120B* | 34400 | 35200 | 15.5 | 12 | 8.1 | 2.22 | 62 | 50 | 213173037
AIRQUEST | N4H7T36*K*AAA* | EA*4X43L21A* | *96VTN0802120B* | 34400 | 35200 | 16 | 12 | 8.1 | 2.22 | 62 | 50 | 213173704
HEIL | N4H7T36*K*AAA* | EA*4X43L21A* | *96VTN0802120B* | 34400 | 35200 | 16 | 12 | 8.1 | 2.22 | 62 | 50 | 213173703
TEMPSTAR | N4H7T36*K*AAA* | EA*4X43L21A* | *96VTN0801716B* | 34400 | 35200 | 15.5 | 11.7 | 8.1 | 2.22 | 62 | 51 | 213173692
KENMORE | N4H7T36*K*AAA* | EA*4X43L21A* | *96VTN0801716B* | 34400 | 35200 | 15.5 | 11.7 | 8.1 | 2.22 | 62 | 51 | 213173691
KEEPRITE | N4H7T36*K*AAA* | EA*4X43L21A* | *96VTN0801716B* | 34400 | 35200 | 15.5 | 11.7 | 8.1 | 2.22 | 62 | 51 | 213173690
DAY & NIGHT | N4H7T36*K*AAA* | EA*4X43L21A* | *96VTN0801716B* | 34400 | 35200 | 15.5 | 11.7 | 8.1 | 2.22 | 62 | 51 | 213173689
COMFORTMAKER | N4H7T36*K*AAA* | EA*4X43L21A* | *96VTN0801716B* | 34400 | 35200 | 15.5 | 11.7 | 8.1 | 2.22 | 62 | 51 | 213173688
ARCOAIRE | N4H7T36*K*AAA* | EA*4X43L21A* | *96VTN0801716B* | 34400 | 35200 | 15.5 | 11.7 | 8.1 | 2.22 | 62 | 51 | 213173687
AIRQUEST | N4H7T36*K*AAA* | EA*4X43L21A* | *96VTN0801716B* | 34400 | 35200 | 15.5 | 11.7 | 8.1 | 2.22 | 62 | 51 | 213173686
HEIL | N4H7T36*K*AAA* | EA*4X43L21A* | *96VTN0801716B* | 34400 | 35200 | 15.5 | 11.7 | 8.1 | 2.22 | 62 | 51 | 213173685
TEMPSTAR | N4H7T36*K*AAA* | EA*4X43L21A* | *96VTN0601716B* | 34000 | 35000 | 15.5 | 11.7 | 8.1 | 2.2 | 62 | 51 | 213173672
KENMORE | N4H7T36*K*AAA* | EA*4X43L21A* | *96VTN0601716B* | 34000 | 35000 | 15.5 | 11.7 | 8.1 | 2.2 | 62 | 51 | 213173671
KEEPRITE | N4H7T36*K*AAA* | EA*4X43L21A* | *96VTN0601716B* | 34000 | 35000 | 15.5 | 11.7 | 8.1 | 2.2 | 62 | 51 | 213173670
DAY & NIGHT | N4H7T36*K*AAA* | EA*4X43L21A* | *96VTN0601716B* | 34000 | 35000 | 15.5 | 11.7 | 8.1 | 2.2 | 62 | 51 | 213173669
COMFORTMAKER | N4H7T36*K*AAA* | EA*4X43L21A* | *96VTN0601716B* | 34000 | 35000 | 15.5 | 11.7 | 8.1 | 2.2 | 62 | 51 | 213173668
ARCOAIRE | N4H7T36*K*AAA* | EA*4X43L21A* | *96VTN0601716B* | 34000 | 35000 | 15.5 | 11.7 | 8.1 | 2.2 | 62 | 51 | 213173667
AIRQUEST | N4H7T36*K*AAA* | EA*4X43L21A* | *96VTN0601716B* | 34000 | 35000 | 15.5 | 11.7 | 8.1 | 2.2 | 62 | 51 | 213173666
HEIL | N4H7T36*K*AAA* | EA*4X43L21A* | *96VTN0601716B* | 34000 | 35000 | 15.5 | 11.7 | 8.1 | 2.2 | 62 | 51 | 213173665
TEMPSTAR | N4H7T36*K*AAA* | EA*4X43L21A* | *80VSL1102122B* | 34400 | 35000 | 16 | 12 | 8.1 | 2.24 | 62 | 50 | 213173638
KENMORE | N4H7T36*K*AAA* | EA*4X43L21A* | *80VSL1102122B* | 34400 | 35000 | 16 | 12 | 8.1 | 2.24 | 62 | 50 | 213173637
KEEPRITE | N4H7T36*K*AAA* | EA*4X43L21A* | *80VSL1102122B* | 34400 | 35000 | 16 | 12 | 8.1 | 2.24 | 62 | 50 | 213173636
DAY & NIGHT | N4H7T36*K*AAA* | EA*4X43L21A* | *80VSL1102122B* | 34400 | 35000 | 16 | 12 | 8.1 | 2.24 | 62 | 50 | 213173635
COMFORTMAKER | N4H7T36*K*AAA* | EA*4X43L21A* | *80VSL1102122B* | 34400 | 35000 | 16 | 12 | 8.1 | 2.24 | 62 | 50 | 213173634
ARCOAIRE | N4H7T36*K*AAA* | EA*4X43L21A* | *80VSL1102122B* | 34400 | 35000 | 16 | 12 | 8.1 | 2.24 | 62 | 50 | 213173633
AIRQUEST | N4H7T36*K*AAA* | EA*4X43L21A* | *80VSL1102122B* | 34400 | 35000 | 16 | 12 | 8.1 | 2.24 | 62 | 50 | 213173632
HEIL | N4H7T36*K*AAA* | EA*4X43L21A* | *80VSL1102122B* | 34400 | 35000 | 16 | 12 | 8.1 | 2.24 | 62 | 50 | 213173631
TEMPSTAR | N4H7T36*K*AAA* | EA*4X43L21A* | *80VSL0902120B* | 34600 | 35200 | 16 | 12 | 8.1 | 2.24 | 62 | 51 | 213173625
KENMORE | N4H7T36*K*AAA* | EA*4X43L21A* | *80VSL0902120B* | 34600 | 35200 | 16 | 12 | 8.1 | 2.24 | 62 | 51 | 213173624
KEEPRITE | N4H7T36*K*AAA* | EA*4X43L21A* | *80VSL0902120B* | 34600 | 35200 | 16 | 12 | 8.1 | 2.24 | 62 | 51 | 213173623
DAY & NIGHT | N4H7T36*K*AAA* | EA*4X43L21A* | *80VSL0902120B* | 34600 | 35200 | 16 | 12 | 8.1 | 2.24 | 62 | 51 | 213173622
COMFORTMAKER | N4H7T36*K*AAA* | EA*4X43L21A* | *80VSL0902120B* | 34600 | 35200 | 16 | 12 | 8.1 | 2.24 | 62 | 51 | 213173621
ARCOAIRE | N4H7T36*K*AAA* | EA*4X43L21A* | *80VSL0902120B* | 34600 | 35200 | 16 | 12 | 8.1 | 2.24 | 62 | 51 | 213173620
AIRQUEST | N4H7T36*K*AAA* | EA*4X43L21A* | *80VSL0902120B* | 34600 | 35200 | 16 | 12 | 8.1 | 2.24 | 62 | 51 | 213173619
HEIL | N4H7T36*K*AAA* | EA*4X43L21A* | *80VSL0902120B* | 34600 | 35200 | 16 | 12 | 8.1 | 2.24 | 62 | 51 | 213173618
TEMPSTAR | N4H7T36*K*AAA* | EA*4X43L21A* | *80VTL0902120B* | 34600 | 35200 | 16 | 12 | 8.1 | 2.24 | 62 | 51 | 213173568
KENMORE | N4H7T36*K*AAA* | EA*4X43L21A* | *80VTL0902120B* | 34600 | 35200 | 16 | 12 | 8.1 | 2.24 | 62 | 51 | 213173567
BRYANT HEATING AND COOLING SYSTEMS | GH7TAN424**AA* | CAP**3721AL* | 935SB66100M21*** | 23600 | 24600 | 17 | 12.5 | 8.1 | 2.4 | 60 | 45 | 212321100
TEMPSTAR | N4H7T36*K*AAA* | EA*4X43L21A* | *96VSN0802120B* | 34400 | 35200 | 16 | 12 | 8.1 | 2.22 | 62 | 50 | 213173795
KENMORE | N4H7T36*K*AAA* | EA*4X43L21A* | *96VSN0802120B* | 34400 | 35200 | 16 | 12 | 8.1 | 2.22 | 62 | 50 | 213173794
KEEPRITE | N4H7T36*K*AAA* | EA*4X43L21A* | *96VSN0802120B* | 34400 | 35200 | 16 | 12 | 8.1 | 2.22 | 62 | 50 | 213173793
DAY & NIGHT | N4H7T36*K*AAA* | EA*4X43L21A* | *96VSN0802120B* | 34400 | 35200 | 16 | 12 | 8.1 | 2.22 | 62 | 50 | 213173792
COMFORTMAKER | N4H7T36*K*AAA* | EA*4X43L21A* | *96VSN0802120B* | 34400 | 35200 | 16 | 12 | 8.1 | 2.22 | 62 | 50 | 213173791
ARCOAIRE | N4H7T36*K*AAA* | EA*4X43L21A* | *96VSN0802120B* | 34400 | 35200 | 16 | 12 | 8.1 | 2.22 | 62 | 50 | 213173790
HEIL | N4H7T36*K*AAA* | EA*4X43L21A* | *96VSN0802120B* | 34400 | 35200 | 16 | 12 | 8.1 | 2.22 | 62 | 50 | 213173788
AIRQUEST | N4H7T36*K*AAA* | EA*4X43L21A* | *96VSN0802120B* | 34400 | 35200 | 16 | 12 | 8.1 | 2.22 | 62 | 50 | 213173789
TEMPSTAR | N4H7T36*K*AAA* | EA*4X43L21A* | *96VTN1002122B* | 34600 | 35200 | 16 | 12 | 8.1 | 2.24 | 62 | 50 | 213173743
KENMORE | N4H7T36*K*AAA* | EA*4X43L21A* | *96VTN1002122B* | 34600 | 35200 | 16 | 12 | 8.1 | 2.24 | 62 | 50 | 213173742
KEEPRITE | N4H7T36*K*AAA* | EA*4X43L21A* | *96VTN1002122B* | 34600 | 35200 | 16 | 12 | 8.1 | 2.24 | 62 | 50 | 213173741
DAY & NIGHT | N4H7T36*K*AAA* | EA*4X43L21A* | *96VTN1002122B* | 34600 | 35200 | 16 | 12 | 8.1 | 2.24 | 62 | 50 | 213173740
COMFORTMAKER | N4H7T36*K*AAA* | EA*4X43L21A* | *96VTN1002122B* | 34600 | 35200 | 16 | 12 | 8.1 | 2.24 | 62 | 50 | 213173739
ARCOAIRE | N4H7T36*K*AAA* | EA*4X43L21A* | *96VTN1002122B* | 34600 | 35200 | 16 | 12 | 8.1 | 2.24 | 62 | 50 | 213173738
AIRQUEST | N4H7T36*K*AAA* | EA*4X43L21A* | *96VTN1002122B* | 34600 | 35200 | 16 | 12 | 8.1 | 2.24 | 62 | 50 | 213173737
HEIL | N4H7T36*K*AAA* | EA*4X43L21A* | *96VTN1002122B* | 34600 | 35200 | 16 | 12 | 8.1 | 2.24 | 62 | 50 | 213173736
AIRQUEST | N4H7T36*K*AAA* | EA*4X37L21A* | *80VSL0902120B* | 34400 | 35200 | 16 | 12 | 8.1 | 2.22 | 62 | 51 | 213172868
HEIL | N4H7T36*K*AAA* | EA*4X37L21A* | *80VSL0902120B* | 34400 | 35200 | 16 | 12 | 8.1 | 2.22 | 62 | 51 | 213172867
TEMPSTAR | N4H7T36*K*AAA* | EA*4X37L21A* | *80VTL0902120B* | 34400 | 35200 | 16 | 12 | 8.1 | 2.22 | 62 | 51 | 213172817
KENMORE | N4H7T36*K*AAA* | EA*4X37L21A* | *80VTL0902120B* | 34400 | 35200 | 16 | 12 | 8.1 | 2.22 | 62 | 51 | 213172816
KEEPRITE | N4H7T36*K*AAA* | EA*4X37L21A* | *80VTL0902120B* | 34400 | 35200 | 16 | 12 | 8.1 | 2.22 | 62 | 51 | 213172815
DAY & NIGHT | N4H7T36*K*AAA* | EA*4X37L21A* | *80VTL0902120B* | 34400 | 35200 | 16 | 12 | 8.1 | 2.22 | 62 | 51 | 213172814
COMFORTMAKER | N4H7T36*K*AAA* | EA*4X37L21A* | *80VTL0902120B* | 34400 | 35200 | 16 | 12 | 8.1 | 2.22 | 62 | 51 | 213172813
ARCOAIRE | N4H7T36*K*AAA* | EA*4X37L21A* | *80VTL0902120B* | 34400 | 35200 | 16 | 12 | 8.1 | 2.22 | 62 | 51 | 213172812
AIRQUEST | N4H7T36*K*AAA* | EA*4X37L21A* | *80VTL0902120B* | 34400 | 35200 | 16 | 12 | 8.1 | 2.22 | 62 | 51 | 213172811
HEIL | N4H7T36*K*AAA* | EA*4X37L21A* | *80VTL0902120B* | 34400 | 35200 | 16 | 12 | 8.1 | 2.22 | 62 | 51 | 213172810
TEMPSTAR | N4H7T24*K*AAA* | EA*4X37L21A* | *95MSU1002122A* | 23600 | 24600 | 17 | 12.5 | 8.1 | 2.4 | 60 | 45 | 212321118
MARATHERM | N4H7T24*K*AAA* | EA*4X37L21A* | *95MSU1002122A* | 23600 | 24600 | 17 | 12.5 | 8.1 | 2.4 | 60 | 45 | 212321117
KENMORE | N4H7T24*K*AAA* | EA*4X37L21A* | *95MSU1002122A* | 23600 | 24600 | 17 | 12.5 | 8.1 | 2.4 | 60 | 45 | 212321115
KEEPRITE | N4H7T24*K*AAA* | EA*4X37L21A* | *95MSU1002122A* | 23600 | 24600 | 17 | 12.5 | 8.1 | 2.4 | 60 | 45 | 212321113
COMFORTMAKER | N4H7T24*K*AAA* | EA*4X37L21A* | *95MSU1002122A* | 23600 | 24600 | 17 | 12.5 | 8.1 | 2.4 | 60 | 45 | 212321109
DAY & NIGHT | N4H7T24*K*AAA* | EA*4X37L21A* | *95MSU1002122A* | 23600 | 24600 | 17 | 12.5 | 8.1 | 2.4 | 60 | 45 | 212321111
ARCOAIRE | N4H7T24*K*AAA* | EA*4X37L21A* | *95MSU1002122A* | 23600 | 24600 | 17 | 12.5 | 8.1 | 2.4 | 60 | 45 | 212321107
AIRQUEST | N4H7T24*K*AAA* | EA*4X37L21A* | *95MSU1002122A* | 23600 | 24600 | 17 | 12.5 | 8.1 | 2.4 | 60 | 45 | 212321105
1HVAC | N4H7T24*K*AAA* | EA*4X37L21A* | *95MSU1002122A* | 23600 | 24600 | 17 | 12.5 | 8.1 | 2.4 | 60 | 45 | 212321104
ACIQ | N4H7T24*K*AAA* | EA*4X37L21A* | *95MSU1002122A* | 23600 | 24600 | 17 | 12.5 | 8.1 | 2.4 | 60 | 45 | 213081137
HEIL | N4H7T24*K*AAA* | EA*4X37L21A* | *95MSU1002122A* | 23600 | 24600 | 17 | 12.5 | 8.1 | 2.4 | 60 | 45 | 212321102
MARATHERM | N4H7T24*K*AAA* | EA*4X37L21A* | *95MSU1002120A* | 23200 | 24200 | 16.5 | 12.5 | 8.1 | 2.36 | 60 | 45 | 212321092
TEMPSTAR | N4H7T24*K*AAA* | EA*4X37L21A* | *95MSU1002120A* | 23200 | 24200 | 16.5 | 12.5 | 8.1 | 2.36 | 60 | 45 | 212321093
KENMORE | N4H7T24*K*AAA* | EA*4X37L21A* | *95MSU1002120A* | 23200 | 24200 | 16.5 | 12.5 | 8.1 | 2.36 | 60 | 45 | 212321090
KEEPRITE | N4H7T24*K*AAA* | EA*4X37L21A* | *95MSU1002120A* | 23200 | 24200 | 16.5 | 12.5 | 8.1 | 2.36 | 60 | 45 | 212321088
DAY & NIGHT | N4H7T24*K*AAA* | EA*4X37L21A* | *95MSU1002120A* | 23200 | 24200 | 16.5 | 12.5 | 8.1 | 2.36 | 60 | 45 | 212321086
COMFORTMAKER | N4H7T24*K*AAA* | EA*4X37L21A* | *95MSU1002120A* | 23200 | 24200 | 16.5 | 12.5 | 8.1 | 2.36 | 60 | 45 | 212321084
ARCOAIRE | N4H7T24*K*AAA* | EA*4X37L21A* | *95MSU1002120A* | 23200 | 24200 | 16.5 | 12.5 | 8.1 | 2.36 | 60 | 45 | 212321082
AIRQUEST | N4H7T24*K*AAA* | EA*4X37L21A* | *95MSU1002120A* | 23200 | 24200 | 16.5 | 12.5 | 8.1 | 2.36 | 60 | 45 | 212321080
1HVAC | N4H7T24*K*AAA* | EA*4X37L21A* | *95MSU1002120A* | 23200 | 24200 | 16.5 | 12.5 | 8.1 | 2.36 | 60 | 45 | 212321079
ACIQ | N4H7T24*K*AAA* | EA*4X37L21A* | *95MSU1002120A* | 23200 | 24200 | 16.5 | 12.5 | 8.1 | 2.36 | 60 | 45 | 213081135
HEIL | N4H7T24*K*AAA* | EA*4X37L21A* | *95MSU1002120A* | 23200 | 24200 | 16.5 | 12.5 | 8.1 | 2.36 | 60 | 45 | 212321077
TEMPSTAR | N4H7T24*K*AAA* | EA*4X37L21A* | *95MSU0601716A* | 23000 | 24000 | 16 | 12 | 8.1 | 2.34 | 60 | 45 | 212321037
MARATHERM | N4H7T24*K*AAA* | EA*4X37L21A* | *95MSU0601716A* | 23000 | 24000 | 16 | 12 | 8.1 | 2.34 | 60 | 45 | 212321036
TEMPSTAR | N4H7T36*K*AAA* | EA*4X37L21A* | *96CTN0802120A* | 35400 | 36000 | 16 | 11.7 | 8.1 | 2.14 | 62 | 49 | 207876354
MARATHERM | N4H7T36*K*AAA* | EA*4X37L21A* | *96CTN0802120A* | 35400 | 36000 | 16 | 11.7 | 8.1 | 2.14 | 62 | 49 | 207876353
KENMORE | N4H7T36*K*AAA* | EA*4X37L21A* | *96CTN0802120A* | 35400 | 36000 | 16 | 11.7 | 8.1 | 2.14 | 62 | 49 | 207876352
KEEPRITE | N4H7T36*K*AAA* | EA*4X37L21A* | *96CTN0802120A* | 35400 | 36000 | 16 | 11.7 | 8.1 | 2.14 | 62 | 49 | 207876351
ACIQ | N4H7T36*K*AAA* | EA*4X37L21A* | *96CTN0802120A* | 35400 | 36000 | 16 | 11.7 | 8.1 | 2.14 | 62 | 49 | 213064232
HEIL | N4H7T36*K*AAA* | EA*4X37L21A* | *96CTN0802120A* | 35400 | 36000 | 16 | 11.7 | 8.1 | 2.14 | 62 | 49 | 207876350
DAY & NIGHT | N4H7T36*K*AAA* | EA*4X37L21A* | *96CTN0802120A* | 35400 | 36000 | 16 | 11.7 | 8.1 | 2.14 | 62 | 49 | 207876349
COMFORTMAKER | N4H7T36*K*AAA* | EA*4X37L21A* | *96CTN0802120A* | 35400 | 36000 | 16 | 11.7 | 8.1 | 2.14 | 62 | 49 | 207876348
ARCOAIRE | N4H7T36*K*AAA* | EA*4X37L21A* | *96CTN0802120A* | 35400 | 36000 | 16 | 11.7 | 8.1 | 2.14 | 62 | 49 | 207876347
AIRQUEST | N4H7T36*K*AAA* | EA*4X37L21A* | *96CTN0802120A* | 35400 | 36000 | 16 | 11.7 | 8.1 | 2.14 | 62 | 49 | 207876346
TEMPSTAR | N4H7T36*K*AAA* | EA*4X37L21A* | *97CMN0802120A* | 35400 | 36000 | 16 | 11.7 | 8.1 | 2.14 | 62 | 49 | 207876340
MARATHERM | N4H7T36*K*AAA* | EA*4X37L21A* | *97CMN0802120A* | 35400 | 36000 | 16 | 11.7 | 8.1 | 2.14 | 62 | 49 | 207876339
KENMORE | N4H7T36*K*AAA* | EA*4X37L21A* | *97CMN0802120A* | 35400 | 36000 | 16 | 11.7 | 8.1 | 2.14 | 62 | 49 | 207876338
KEEPRITE | N4H7T36*K*AAA* | EA*4X37L21A* | *97CMN0802120A* | 35400 | 36000 | 16 | 11.7 | 8.1 | 2.14 | 62 | 49 | 207876337
ACIQ | N4H7T36*K*AAA* | EA*4X37L21A* | *97CMN0802120A* | 35400 | 36000 | 16 | 11.7 | 8.1 | 2.14 | 62 | 49 | 213064231
HEIL | N4H7T36*K*AAA* | EA*4X37L21A* | *97CMN0802120A* | 35400 | 36000 | 16 | 11.7 | 8.1 | 2.14 | 62 | 49 | 207876336
COMFORTMAKER | N4H7T36*K*AAA* | EA*4X37L21A* | *97CMN0802120A* | 35400 | 36000 | 16 | 11.7 | 8.1 | 2.14 | 62 | 49 | 207876334
DAY & NIGHT | N4H7T36*K*AAA* | EA*4X37L21A* | *97CMN0802120A* | 35400 | 36000 | 16 | 11.7 | 8.1 | 2.14 | 62 | 49 | 207876335
ARCOAIRE | N4H7T36*K*AAA* | EA*4X37L21A* | *97CMN0802120A* | 35400 | 36000 | 16 | 11.7 | 8.1 | 2.14 | 62 | 49 | 207876333
AIRQUEST | N4H7T36*K*AAA* | EA*4X37L21A* | *97CMN0802120A* | 35400 | 36000 | 16 | 11.7 | 8.1 | 2.14 | 62 | 49 | 207876332
CARRIER | GH7TAN424**AA* | CAP**3721AL* | 58TN*A070C17**16 | 23600 | 24000 | 16 | 12.5 | 8.1 | 2.24 | 58 | 43 | 207865914
BRYANT HEATING AND COOLING SYSTEMS | GH7TAN424**AA* | CAP**3721AL* | 88*TA48070C17*** | 23600 | 24000 | 16 | 12.5 | 8.1 | 2.24 | 58 | 43 | 207865913
CARRIER | GH7TAN424**AA* | CAP**3721AL* | 58CU*A080C21**20 | 24000 | 24400 | 16 | 12.5 | 8.1 | 2.26 | 58 | 42 | 207865830
BRYANT HEATING AND COOLING SYSTEMS | GH7TAN424**AA* | CAP**3721AL* | 83*CA60080C21*** | 24000 | 24400 | 16 | 12.5 | 8.1 | 2.26 | 58 | 42 | 207865829
CARRIER | GH7TAN436**AA* | CAP**3721AL* | 59TN6B080C21**20 | 35400 | 36000 | 16 | 11.7 | 8.1 | 2.14 | 62 | 49 | 207876345
BRYANT HEATING AND COOLING SYSTEMS | GH7TAN436**AA* | CAP**3721AL* | 986TC60080C21*** | 35400 | 36000 | 16 | 11.7 | 8.1 | 2.14 | 62 | 49 | 207876344
BRYANT HEATING AND COOLING SYSTEMS | GH7TAN424**AA* | CAP**3721AL* | 935SB60100M21*** | 23200 | 24200 | 16.5 | 12.5 | 8.1 | 2.36 | 60 | 45 | 212321072
CARRIER | GH7TAN424**AA* | CAP**3721AL* | 59SU5B100M21**22 | 23600 | 24600 | 17 | 12.5 | 8.1 | 2.4 | 60 | 45 | 212321098
CARRIER | GH7TAN424**AA* | CAP**3721AL* | 59SU5B100M21**20 | 23200 | 24200 | 16.5 | 12.5 | 8.1 | 2.36 | 60 | 45 | 212321070
BRYANT HEATING AND COOLING SYSTEMS | GH7TAN424**AA* | CAP**3721AL* | 935SB48060M17*** | 23000 | 24000 | 16 | 12 | 8.1 | 2.34 | 60 | 45 | 212321016
CARRIER | GH7TAN424**AA* | CAP**3721AL* | 59SU5B060M17**16 | 23000 | 24000 | 16 | 12 | 8.1 | 2.34 | 60 | 45 | 212321014
BRYANT HEATING AND COOLING SYSTEMS | GH7TAN424**AA* | CAP**3721AL* | 935SB36040M17*** | 23000 | 24200 | 16.5 | 12 | 8.1 | 2.34 | 60 | 45 | 212320988
CARRIER | GH7TAN424**AA* | CAP**3721AL* | 59SU5B040M17**12 | 23000 | 24200 | 16.5 | 12 | 8.1 | 2.34 | 60 | 45 | 212320986
CARRIER | GH7TAN424**AA* | CAP**3717AL* | 58SU*B080M21**20 | 23200 | 24200 | 16.5 | 12.5 | 8.1 | 2.34 | 60 | 45 | 212320790
BRYANT HEATING AND COOLING SYSTEMS | PH7TAN436**AA* | CAP**4824AL* | 986TC60080C21*** | 34800 | 35600 | 16 | 11.7 | 8.1 | 2.14 | 61 | 49 | 207870534
BRYANT HEATING AND COOLING SYSTEMS | PH7TAN436**AA* | CAP**4824AL* | 987MB60080C21*** | 34800 | 35600 | 16 | 11.7 | 8.1 | 2.14 | 61 | 49 | 207870464
BRYANT HEATING AND COOLING SYSTEMS | 227TAN024**AA* | CAP**2517AL* | OVMAAB036098 | 23800 | 24400 | 16 | 12.5 | 8.1 | 2.22 | 58 | 43 | 207864348
BRYANT HEATING AND COOLING SYSTEMS | PH7TAN424**AA* | CAP**3721AL* | 935SB66100M21*** | 23600 | 24600 | 17 | 12.5 | 8.1 | 2.4 | 60 | 45 | 212321101
WEATHERMAKER | PH7TAN424**AA* | CAP**3721AL* | PG95MSUA60100C** | 23200 | 24200 | 16.5 | 12.5 | 8.1 | 2.36 | 60 | 45 | 212321076
BROCK | PH7TAN424**AA* | CAP**3721AL* | PG95MSUA60100C** | 23200 | 24200 | 16.5 | 12.5 | 8.1 | 2.36 | 60 | 45 | 212321075
PAYNE HEATING AND COOLING | PH7TAN424**AA* | CAP**3721AL* | PG95MSUA60100C** | 23200 | 24200 | 16.5 | 12.5 | 8.1 | 2.36 | 60 | 45 | 212321074
BRYANT HEATING AND COOLING SYSTEMS | PH7TAN424**AA* | CAP**3721AL* | 935SB60100M21*** | 23200 | 24200 | 16.5 | 12.5 | 8.1 | 2.36 | 60 | 45 | 212321073
WEATHERMAKER | PH7TAN424**AA* | CAP**3721AL* | PG95MSUA48060B** | 23000 | 24000 | 16 | 12 | 8.1 | 2.34 | 60 | 45 | 212321020
PAYNE HEATING AND COOLING | PH7TAN424**AA* | CAP**3721AL* | PG95MSUA48060B** | 23000 | 24000 | 16 | 12 | 8.1 | 2.34 | 60 | 45 | 212321018
BROCK | PH7TAN424**AA* | CAP**3721AL* | PG95MSUA48060B** | 23000 | 24000 | 16 | 12 | 8.1 | 2.34 | 60 | 45 | 212321019
BRYANT HEATING AND COOLING SYSTEMS | PH7TAN424**AA* | CAP**3721AL* | 935SB48060M17*** | 23000 | 24000 | 16 | 12 | 8.1 | 2.34 | 60 | 45 | 212321017
WEATHERMAKER | PH7TAN424**AA* | CAP**3721AL* | PG95MSUA36040B** | 23000 | 24200 | 16.5 | 12 | 8.1 | 2.34 | 60 | 45 | 212320992
BROCK | PH7TAN424**AA* | CAP**3721AL* | PG95MSUA36040B** | 23000 | 24200 | 16.5 | 12 | 8.1 | 2.34 | 60 | 45 | 212320991
PAYNE HEATING AND COOLING | PH7TAN424**AA* | CAP**3721AL* | PG95MSUA36040B** | 23000 | 24200 | 16.5 | 12 | 8.1 | 2.34 | 60 | 45 | 212320990
BRYANT HEATING AND COOLING SYSTEMS | PH7TAN424**AA* | CAP**3721AL* | 935SB36040M17*** | 23000 | 24200 | 16.5 | 12 | 8.1 | 2.34 | 60 | 45 | 212320989
KENMORE | N4H7T36*K*AAA* | EA*4X43L21A* | *97CMN0802120A* | 35400 | 36000 | 16 | 11.7 | 8.1 | 2.14 | 62 | 49 | 207876962
KEEPRITE | N4H7T36*K*AAA* | EA*4X43L21A* | *97CMN0802120A* | 35400 | 36000 | 16 | 11.7 | 8.1 | 2.14 | 62 | 49 | 207876961
ACIQ | N4H7T36*K*AAA* | EA*4X43L21A* | *97CMN0802120A* | 35400 | 36000 | 16 | 11.7 | 8.1 | 2.14 | 62 | 49 | 213064275
HEIL | N4H7T36*K*AAA* | EA*4X43L21A* | *97CMN0802120A* | 35400 | 36000 | 16 | 11.7 | 8.1 | 2.14 | 62 | 49 | 207876960
DAY & NIGHT | N4H7T36*K*AAA* | EA*4X43L21A* | *97CMN0802120A* | 35400 | 36000 | 16 | 11.7 | 8.1 | 2.14 | 62 | 49 | 207876959
COMFORTMAKER | N4H7T36*K*AAA* | EA*4X43L21A* | *97CMN0802120A* | 35400 | 36000 | 16 | 11.7 | 8.1 | 2.14 | 62 | 49 | 207876958
ARCOAIRE | N4H7T36*K*AAA* | EA*4X43L21A* | *97CMN0802120A* | 35400 | 36000 | 16 | 11.7 | 8.1 | 2.14 | 62 | 49 | 207876957
AIRQUEST | N4H7T36*K*AAA* | EA*4X43L21A* | *97CMN0802120A* | 35400 | 36000 | 16 | 11.7 | 8.1 | 2.14 | 62 | 49 | 207876956
COMFORTMAKER | N4H7T24*K*AAA* | EA*4X37L21A* | OLV098A12* | 23800 | 24400 | 16 | 12.5 | 8.1 | 2.22 | 59 | 43 | 207866212
ARCOAIRE | N4H7T24*K*AAA* | EA*4X37L21A* | OLV098A12* | 23800 | 24400 | 16 | 12.5 | 8.1 | 2.22 | 59 | 43 | 207866211
AIRQUEST | N4H7T24*K*AAA* | EA*4X37L21A* | OLV098A12* | 23800 | 24400 | 16 | 12.5 | 8.1 | 2.22 | 59 | 43 | 207866210
BRYANT HEATING AND COOLING SYSTEMS | 227TAN024**AA* | CAP**3721AL* | 986TC60080C21*** | 23800 | 24400 | 16 | 12.5 | 8.1 | 2.24 | 58 | 42 | 207873904
BRYANT HEATING AND COOLING SYSTEMS | 227TAN024**AA* | CAP**3721AL* | 987MB66100C21*** | 24400 | 24800 | 17 | 12.5 | 8.1 | 2.28 | 59 | 43 | 207873876
BRYANT HEATING AND COOLING SYSTEMS | 227TAN024**AA* | CAP**3721AL* | 987MB60080C21*** | 23800 | 24400 | 16 | 12.5 | 8.1 | 2.24 | 58 | 42 | 207873862
BRYANT HEATING AND COOLING SYSTEMS | 227TAN024**AA* | CAP**3721AL* | 88*TA60070C21*** | 24200 | 24800 | 17 | 12.5 | 8.1 | 2.26 | 59 | 43 | 207873834
BRYANT HEATING AND COOLING SYSTEMS | 227TAN024**AA* | CAP**3721AL* | 83*CA60100C21*** | 24000 | 24600 | 17 | 12.5 | 8.1 | 2.24 | 58 | 42 | 207873820
BRYANT HEATING AND COOLING SYSTEMS | 227TAN024**AA* | CAP**3621AL* | OVLAAB048112 | 23600 | 24600 | 16 | 12 | 8.1 | 2.16 | 59 | 43 | 207873692
BRYANT HEATING AND COOLING SYSTEMS | 227TAN024**AA* | CAP**2517AL* | 88*TA48070C17*** | 23600 | 24000 | 16 | 12.5 | 8.1 | 2.22 | 58 | 42 | 207873264
BRYANT HEATING AND COOLING SYSTEMS | 227TAN024**AA* | CAP**3721AL* | OVMAAB042112 | 23600 | 24200 | 16 | 12 | 8.1 | 2.22 | 59 | 43 | 207866235
BRYANT HEATING AND COOLING SYSTEMS | 227TAN024**AA* | CAP**3721AL* | OVMAAB036098 | 23800 | 24400 | 16 | 12.5 | 8.1 | 2.22 | 59 | 43 | 207866221
BRYANT HEATING AND COOLING SYSTEMS | 227TAN024**AA* | CAP**3721AL* | OVLAAB036098 | 23800 | 24400 | 16 | 12.5 | 8.1 | 2.22 | 59 | 43 | 207866207
BRYANT HEATING AND COOLING SYSTEMS | 227TAN024**AA* | CAP**3721AL* | 987MB42080C17*** | 24000 | 24600 | 17 | 12.5 | 8.1 | 2.24 | 59 | 43 | 207866034
BRYANT HEATING AND COOLING SYSTEMS | 227TAN024**AA* | CAP**3721AL* | 935CA66100C21*** | 24000 | 24400 | 17 | 12.5 | 8.1 | 2.26 | 59 | 43 | 207866006
BRYANT HEATING AND COOLING SYSTEMS | 227TAN024**AA* | CAP**3721AL* | 935CA60080C21*** | 23600 | 24000 | 17 | 12.5 | 8.1 | 2.24 | 58 | 43 | 207865992
BRYANT HEATING AND COOLING SYSTEMS | GH7TAN436**AA* | CAP**4824AL* | 82*TB66110V21*** | 34000 | 35000 | 16 | 11.7 | 8.1 | 2.24 | 62 | 50 | 213174110
CARRIER | GH7TAN436**AA* | CAP**4824AL* | 58TP*B110V21**22 | 34000 | 35000 | 16 | 11.7 | 8.1 | 2.24 | 62 | 50 | 213174108
CARRIER | GH7TAN424**AA* | CAP**3621AL* | OVLAAB048112 | 23600 | 24600 | 16 | 12 | 8.1 | 2.16 | 59 | 43 | 207873694
BRYANT HEATING AND COOLING SYSTEMS | GH7TAN424**AA* | CAP**3621AL* | OVLAAB048112 | 23600 | 24600 | 16 | 12 | 8.1 | 2.16 | 59 | 43 | 207873693
BRYANT HEATING AND COOLING SYSTEMS | GH7TAN424**AA* | CAP**3721AL* | 83*CA60100C21*** | 24000 | 24600 | 17 | 12.5 | 8.1 | 2.24 | 58 | 42 | 207873821
CARRIER | GH7TAN424**AA* | CAP**3721AL* | 58CU*A100C21**20 | 24000 | 24600 | 17 | 12.5 | 8.1 | 2.24 | 58 | 42 | 207873822
BRYANT HEATING AND COOLING SYSTEMS | GH7TAN424**AA* | CAP**3721AL* | 88*TA60070C21*** | 24200 | 24800 | 17 | 12.5 | 8.1 | 2.26 | 59 | 43 | 207873835
CARRIER | GH7TAN424**AA* | CAP**3721AL* | 58TN*A070C21**20 | 24200 | 24800 | 17 | 12.5 | 8.1 | 2.26 | 59 | 43 | 207873836
BRYANT HEATING AND COOLING SYSTEMS | GH7TAN424**AA* | CAP**3721AL* | 987MB60080C21*** | 23800 | 24400 | 16 | 12.5 | 8.1 | 2.24 | 58 | 42 | 207873863
CARRIER | GH7TAN424**AA* | CAP**3721AL* | 59MN7B080C21**20 | 23800 | 24400 | 16 | 12.5 | 8.1 | 2.24 | 58 | 42 | 207873864
BRYANT HEATING AND COOLING SYSTEMS | GH7TAN424**AA* | CAP**3721AL* | 987MB66100C21*** | 24400 | 24800 | 17 | 12.5 | 8.1 | 2.28 | 59 | 43 | 207873877
CARRIER | GH7TAN424**AA* | CAP**3721AL* | 59MN7B100C21**22 | 24400 | 24800 | 17 | 12.5 | 8.1 | 2.28 | 59 | 43 | 207873878
BRYANT HEATING AND COOLING SYSTEMS | GH7TAN424**AA* | CAP**3721AL* | 986TC60080C21*** | 23800 | 24400 | 16 | 12.5 | 8.1 | 2.24 | 58 | 42 | 207873905
CARRIER | GH7TAN424**AA* | CAP**3721AL* | 59TN6B080C21**20 | 23800 | 24400 | 16 | 12.5 | 8.1 | 2.24 | 58 | 42 | 207873906
BRYANT HEATING AND COOLING SYSTEMS | GH7TAN424**AA* | CAP**3721AL* | 986TC66100C21*** | 24400 | 24800 | 17 | 12.5 | 8.1 | 2.28 | 59 | 43 | 207873919
CARRIER | GH7TAN424**AA* | CAP**3721AL* | 59TN6B100C21**22 | 24400 | 24800 | 17 | 12.5 | 8.1 | 2.28 | 59 | 43 | 207873920
BRYANT HEATING AND COOLING SYSTEMS | GH7TAN424**AA* | CAP**3721AL* | OVLAAB048112 | 24400 | 25200 | 16 | 12 | 8.1 | 2.24 | 60 | 43 | 207873947
CARRIER | GH7TAN424**AA* | CAP**3721AL* | OVLAAB048112 | 24400 | 25200 | 16 | 12 | 8.1 | 2.24 | 60 | 43 | 207873948
Wells | WUCB-36HFMO | WUA-36BHFM |  | 35000 | 36000 | 15.2 | 10 | 8.5 | 1.8 | 75 | 83 | 213927636
AI AIR CONDITIONING | AUO18-30N1-M3H | AUH2-30N1-CM3E |  | 30000 | 33000 | 16.2 | 10 | 8.9 | 1.8 | 64 | 73 | 213769924
AC PRO.COM | AOX430-24HFN1-MR0 | AAC-24HWDN1-MN0 |  | 24000 | 25600 | 15.7 | 10 | 9.8 | 2.2 | 86 | 72 | 214010093
AC PRO.COM | AOX430U-24HFN1-MR0 | AAC-24HWDN1-MN0 |  | 24000 | 25600 | 15.7 | 10 | 9.8 | 2.2 | 86 | 72 | 214056596
Bladex | BX30-24HPHYHA | BLCA-24HWAC1-UNC |  | 24000 | 25000 | 16.1 | 10.7 | 9.8 | 2 | 90 | 80 | 214056594
Bladex | BX30-24HPHYHA | BLCA-24HWAC1 |  | 24000 | 25000 | 16.1 | 10.7 | 9.8 | 2 | 90 | 80 | 214056593
Bladex | BX24-HP15ECO | BLCA-24HWAC1-UNC |  | 22000 | 22000 | 15.4 | 10 | 9.2 | 2 | 103 | 73 | 214056592
Bladex | BX24-HP15ECO | BLCA-24HWAC1 |  | 22000 | 22000 | 15.4 | 10 | 9.2 | 2 | 103 | 73 | 214056591
FRIEDRICH | WFPU18Z483C | DC61A44-245R |  | 42000 | 42000 | 15.55 | 11.4 | 8.55 | 1.94 | 74 | 82 | 214061914
FRIEDRICH | WFPU18Z363C | DC37A44-210L |  | 30000 | 30000 | 15.5 | 11.3 | 9.4 | 2.08 | 77 | 81 | 214061913
Trane / Mitsubishi Electric | TRUZH0421KA10** | TPEADA0421AA*** |  | 42000 | 54000 | 15.5 | 10.4 | 8.9 | 1.82 | 73 | 89 | 211497043
AIREASE | 4SHP22LX124P-**A | EA(C;U)1P30B+TDR+TXV | A97US2V070B12S | 23800 | 23600 | 20 | 13 | 8.5 | 1.96 | 60 | 68 | 214074920
AIREASE | 4SHP22LX124P-**A | EA(C;U)1P30B+TDR+TXV | A97US2V045B12S | 23600 | 23600 | 20 | 12.5 | 8.5 | 1.96 | 61 | 69 | 214074919
AIREASE | 4SHP17LE136P-**A | EAH1P42C+TDR+TXV | A97US2V090C20S | 36000 | 33800 | 16 | 13 | 8.1 | 2.18 | 67 | 54 | 214074888
ARMSTRONG AIR | 4SHP17LE148P-**A | EA(C;U)1P60C+TDR+TXV | A97US2V090C12S | 48000 | 46000 | 15.2 | 12.5 | 8.1 | 2.36 | 68 | 55 | 214074590
AIREASE | 4SHP22LX124P-**A | EA(C;U)1P24B+TDR+TXV | A97US2V070B12S | 23800 | 23600 | 21 | 13.5 | 8.5 | 1.92 | 62 | 67 | 214074918
AIREASE | 4SHP17LE148P-**A | EAC4X49C+TDR | A97US2V090C12S | 47500 | 45000 | 15.2 | 12.5 | 8.1 | 2.22 | 68 | 56 | 214074863
AIREASE | 4SHP17LE148P-**A | EA(C;U)1P60C+TDR+TXV | A97US2V090C12S | 48000 | 46000 | 15.2 | 12.5 | 8.1 | 2.36 | 68 | 55 | 214074842
AIREASE | 4SHP17LE118P-**A | EA(C;U)1P24B+TDR+TXV | A97US2V070B12S | 18000 | 17400 | 16.4 | 13.5 | 8.1 | 2.06 | 63 | 49 | 214074687
AIREASE | 4SHP17LE118P-**A | EA(C;U)1P24B+TDR+TXV | A97US2V045B12S | 18000 | 17400 | 16 | 13.5 | 8.1 | 2.03 | 63 | 49 | 214074686
ARMSTRONG AIR | 4SHP17LE136P-**A | EAH1P42B+TDR+TXV | A97US2V045B12S | 36000 | 34000 | 15.4 | 12.5 | 8.1 | 2.22 | 68 | 56 | 214074632
AIREASE | 4SHP17LE136P-**A | EAH1P51C+TDR+TXV | A97US2V110C20S | 36000 | 33600 | 16.2 | 13 | 8.1 | 2.18 | 66 | 52 | 214074818
ARMSTRONG AIR | 4SHP17LE118P-**A | EAC4X24B+TDR | A97US2V045B12S | 18000 | 17400 | 16 | 13.5 | 8.1 | 2.03 | 63 | 49 | 214074442
ARMSTRONG AIR | 4SHP17LE118P-**A | EA(C;U)1P24B+TDR+TXV | A97US2V070B12S | 18000 | 17400 | 16.4 | 13.5 | 8.1 | 2.06 | 63 | 49 | 214074435
ARMSTRONG AIR | 4SHP17LE118P-**A | EA(C;U)1P24B+TDR+TXV | A97US2V045B12S | 18000 | 17400 | 16 | 13.5 | 8.1 | 2.03 | 63 | 49 | 214074434
AIREASE | 4SHP17LE148P-**A | EA(C;U)1P49C+TDR+TXV | A97US2V090C12S | 47500 | 45000 | 15.2 | 12.5 | 8.1 | 2.22 | 68 | 56 | 214074833
ARMSTRONG AIR | 4SHP17LE148P-**A | EAH1P60D+TDR+TXV | A97US2V135D20S | 48000 | 46000 | 15.2 | 12.5 | 8.1 | 2.18 | 67 | 53 | 214074684
ARMSTRONG AIR | 4SHP17LE148P-**A | EA(C;U)1P60C+TDR+TXV | A97US2V110C16S | 48000 | 47000 | 15.2 | 12.5 | 8.1 | 2.34 | 68 | 54 | 214074683
ARMSTRONG AIR | 4SHP22LX124P-**A | EAC4X30B+TDR | A97US2V045B12S | 23600 | 23600 | 20 | 12.5 | 8.5 | 1.96 | 61 | 69 | 214074671
ARMSTRONG AIR | 4SHP22LX124P-**A | EA(C;U)1P24B+TDR+TXV | A97US2V070B12S | 23800 | 23600 | 21 | 13.5 | 8.5 | 1.92 | 62 | 67 | 214074666
ARMSTRONG AIR | 4SHP22LX148P-**A | EAC4X60C+TDR | A97US2V110C20S | 47500 | 45500 | 19 | 12 | 8.5 | 2.02 | 63 | 55 | 214074654
ARMSTRONG AIR | 4SHP22LX148P-**A | EAC4X60C+TDR | A97US2V090C20S | 47500 | 45500 | 19 | 12 | 8.5 | 2.02 | 64 | 55 | 214074652
ARMSTRONG AIR | 4SHP22LX148P-**A | EAC4X60C+TDR | A97US2V090C16S | 47500 | 46000 | 19 | 11.7 | 8.5 | 2.02 | 63 | 55 | 214074651
ARMSTRONG AIR | 4SHP22LX148P-**A | EA(C;U)1P60C+TDR+TXV | A97US2V110C20S | 47500 | 45500 | 19 | 12 | 8.5 | 2.02 | 63 | 55 | 214074642
ARMSTRONG AIR | 4SHP22LX148P-**A | EA(C;U)1P60C+TDR+TXV | A97US2V090C20S | 47500 | 45500 | 19 | 12 | 8.5 | 2.02 | 64 | 55 | 214074640
ARMSTRONG AIR | 4SHP22LX148P-**A | EA(C;U)1P60C+TDR+TXV | A97US2V090C16S | 47500 | 46000 | 19 | 11.7 | 8.5 | 2.02 | 63 | 55 | 214074639
ARMSTRONG AIR | 4SHP17LE136P-**A | EAH1P42C+TDR+TXV | A97US2V110C20S | 36000 | 33600 | 16.2 | 13.5 | 8.1 | 2.2 | 67 | 54 | 214074638
ARMSTRONG AIR | 4SHP17LE136P-**A | EAH1P42C+TDR+TXV | A97US2V090C20S | 36000 | 33800 | 16 | 13 | 8.1 | 2.18 | 67 | 54 | 214074636
ARMSTRONG AIR | 4SHP17LE148P-**A | EAC4X49C+TDR | A97US2V090C12S | 47500 | 45000 | 15.2 | 12.5 | 8.1 | 2.22 | 68 | 56 | 214074611
AIREASE | 4SHP17LE136P-**A | EAH1P42B+TDR+TXV | A97US2V070B12S | 36000 | 33800 | 15.6 | 13 | 8.1 | 2.26 | 69 | 56 | 214074885
AIREASE | 4SHP17LE136P-**A | EAH1P42B+TDR+TXV | A97US2V045B12S | 36000 | 34000 | 15.4 | 12.5 | 8.1 | 2.22 | 68 | 56 | 214074884
AIREASE | 4SHP22LX124P-**A | EAH1P30B+TDR+TXV | A97US2V045B12S | 23400 | 22800 | 20 | 13 | 8.2 | 2 | 63 | 68 | 214074933
AIREASE | 4SHP22LX124P-**A | EAC4X30B+TDR | A97US2V070B12S | 23800 | 23600 | 20 | 13 | 8.5 | 1.96 | 60 | 68 | 214074924
AIREASE | 4SHP22LX148P-**A | EAC4X60C+TDR | A97US2V110C20S | 47500 | 45500 | 19 | 12 | 8.5 | 2.02 | 63 | 55 | 214074906
AIREASE | 4SHP22LX148P-**A | EAC4X60C+TDR | A97US2V110C16S | 47500 | 45500 | 19 | 11.7 | 8.5 | 2 | 64 | 55 | 214074905
AIREASE | 4SHP22LX148P-**A | EAC4X60C+TDR | A97US2V090C20S | 47500 | 45500 | 19 | 12 | 8.5 | 2.02 | 64 | 55 | 214074904
AIREASE | 4SHP22LX124P-**A | EAC4X30B+TDR | A97US2V045B12S | 23600 | 23600 | 20 | 12.5 | 8.5 | 1.96 | 61 | 69 | 214074923
AIREASE | 4SHP22LX124P-**A | EAC4X24B+TDR | A97US2V070B12S | 23800 | 23600 | 21 | 13.5 | 8.5 | 1.92 | 62 | 67 | 214074922
AIREASE | 4SHP22LX124P-**A | EAC4X24B+TDR | A97US2V045B12S | 23800 | 23800 | 20.5 | 13.5 | 8.5 | 1.9 | 62 | 66 | 214074921
AIREASE | 4SHP22LX148P-**A | EA(C;U)1P60C+TDR+TXV | A97US2V110C20S | 47500 | 45500 | 19 | 12 | 8.5 | 2.02 | 63 | 55 | 214074894
AIREASE | 4SHP22LX148P-**A | EA(C;U)1P60C+TDR+TXV | A97US2V110C16S | 47500 | 45500 | 19 | 11.7 | 8.5 | 2 | 64 | 55 | 214074893
AIREASE | 4SHP22LX148P-**A | EAC4X60C+TDR | A97US2V090C16S | 47500 | 46000 | 19 | 11.7 | 8.5 | 2.02 | 63 | 55 | 214074903
AIREASE | 4SHP22LX148P-**A | EA(C;U)1P60C+TDR+TXV | A97US2V090C20S | 47500 | 45500 | 19 | 12 | 8.5 | 2.02 | 64 | 55 | 214074892
AIREASE | 4SHP22LX148P-**A | EA(C;U)1P60C+TDR+TXV | A97US2V090C16S | 47500 | 46000 | 19 | 11.7 | 8.5 | 2.02 | 63 | 55 | 214074891
AIREASE | 4SHP17LE136P-**A | EAH1P42C+TDR+TXV | A97US2V110C20S | 36000 | 33600 | 16.2 | 13.5 | 8.1 | 2.2 | 67 | 54 | 214074890
AIREASE | 4SHP17LE130P-**A | EAH1P36C+TDR+TXV | A97US2V110C20S | 30000 | 29200 | 15.2 | 12.5 | 8.5 | 2.22 | 66 | 52 | 214074800
ARMSTRONG AIR | 4SHP17LE148P-**A | EA(C;U)1P49C+TDR+TXV | A97US2V090C12S | 47500 | 45000 | 15.2 | 12.5 | 8.1 | 2.22 | 68 | 56 | 214074581
AIREASE | 4SHP17LE130P-**A | EA(C;U)1P36B+TDR+TXV | A97US2V070B12S | 30000 | 28000 | 16 | 13 | 8.1 | 2.28 | 66 | 52 | 214074877
AIREASE | 4SHP17LE148P-**A | EAC4X60C+TDR | A97US2V090C12S | 48000 | 46000 | 15.2 | 12.5 | 8.1 | 2.36 | 68 | 55 | 214074873
ARMSTRONG AIR | 4SHP17LE130P-**A | EAH1P36C+TDR+TXV | A97US2V090C16S | 28600 | 28200 | 15.6 | 13 | 8.3 | 2.22 | 65 | 51 | 214074545
ARMSTRONG AIR | 4SHP17LE130P-**A | EAH1P36C+TDR+TXV | A97US2V090C12S | 28800 | 28200 | 15.6 | 12.5 | 8.3 | 2.22 | 66 | 52 | 214074544
ARMSTRONG AIR | 4SHP17LE130P-**A | EA(C;U)1P36B+TDR+TXV | A97US2V045B12S | 29800 | 28000 | 15.6 | 13 | 8.1 | 2.26 | 66 | 52 | 214074543
AIREASE | 4SHP17LE130P-**A | EAH1P36C+TDR+TXV | A97US2V090C16S | 28600 | 28200 | 15.6 | 13 | 8.3 | 2.22 | 65 | 51 | 214074797
AIREASE | 4SHP17LE130P-**A | EAH1P36C+TDR+TXV | A97US2V090C12S | 28800 | 28200 | 15.6 | 12.5 | 8.3 | 2.22 | 66 | 52 | 214074796
AIREASE | 4SHP17LE130P-**A | EA(C;U)1P36B+TDR+TXV | A97US2V045B12S | 29800 | 28000 | 15.6 | 13 | 8.1 | 2.26 | 66 | 52 | 214074795
AIREASE | 4SHP17LE136P-**A | EAH1P51C+TDR+TXV | A97US2V090C20S | 36000 | 33800 | 16 | 13 | 8.1 | 2.16 | 66 | 53 | 214074816
ARMSTRONG AIR | 4SHP17LE148P-**A | EAH1P51C+TDR+TXV | A97US2V090C12S | 47000 | 45000 | 15.2 | 12.5 | 8.1 | 2.28 | 69 | 56 | 214074600
ARMSTRONG AIR | 4SHP17LE136P-**A | EAH1P42B+TDR+TXV | A97US2V070B12S | 36000 | 33800 | 15.6 | 13 | 8.1 | 2.26 | 69 | 56 | 214074633
ARMSTRONG AIR | 4SHP17LE118P-**A | EAC4X24B+TDR | A97US2V070B12S | 18000 | 17400 | 16.4 | 13.5 | 8.1 | 2.06 | 63 | 49 | 214074443
ARMSTRONG AIR | 4SHP17LE130P-**A | EAC4X36B+TDR | A97US2V070B12S | 30000 | 28000 | 16 | 13 | 8.1 | 2.28 | 66 | 52 | 214074552
ARMSTRONG AIR | 4SHP17LE130P-**A | EAC4X36B+TDR | A97US2V045B12S | 29800 | 28000 | 15.6 | 13 | 8.1 | 2.26 | 66 | 52 | 214074551
ARMSTRONG AIR | 4SHP17LE130P-**A | EAH1P36C+TDR+TXV | A97US2V110C20S | 30000 | 29200 | 15.2 | 12.5 | 8.5 | 2.22 | 66 | 52 | 214074548
ARMSTRONG AIR | 4SHP17LE130P-**A | EAH1P36C+TDR+TXV | A97US2V110C16S | 29000 | 28400 | 15.6 | 12.5 | 8.3 | 2.24 | 65 | 52 | 214074547
ARMSTRONG AIR | 4SHP17LE118P-**A | EAH1P24B+TDR+TXV | A97US2V070B12S | 18000 | 18000 | 16.4 | 13.5 | 8.1 | 2.07 | 62 | 48 | 214074439
ARMSTRONG AIR | 4SHP17LE118P-**A | EAH1P24B+TDR+TXV | A97US2V045B12S | 18000 | 18000 | 16.4 | 13.5 | 8.1 | 2.03 | 62 | 48 | 214074438
ARMSTRONG AIR | 4SHP17LE130P-**A | EA(C;U)1P36B+TDR+TXV | A97US2V070B12S | 30000 | 28000 | 16 | 13 | 8.1 | 2.28 | 66 | 52 | 214074625
AIREASE | 4SHP17LE118P-**A | EAH1P24B+TDR+TXV | A97US2V070B12S | 18000 | 18000 | 16.4 | 13.5 | 8.1 | 2.07 | 62 | 48 | 214074691
AIREASE | 4SHP17LE118P-**A | EAH1P24B+TDR+TXV | A97US2V045B12S | 18000 | 18000 | 16.4 | 13.5 | 8.1 | 2.03 | 62 | 48 | 214074690
ARMSTRONG AIR | 4SHP17LE148P-**A | EAC4X60C+TDR | A97US2V090C12S | 48000 | 46000 | 15.2 | 12.5 | 8.1 | 2.36 | 68 | 55 | 214074621
ARMSTRONG AIR | 4SHP17LE148P-**A | EAC4X60C+TDR | A97US2V110C16S | 48000 | 47000 | 15.2 | 12.5 | 8.1 | 2.34 | 68 | 54 | 214074685
ARMSTRONG AIR | 4SHP22LX124P-**A | EAH1P30B+TDR+TXV | A97US2V070B12S | 23400 | 22800 | 20.5 | 13.5 | 8.2 | 2 | 63 | 67 | 214074682
ARMSTRONG AIR | 4SHP22LX124P-**A | EAH1P30B+TDR+TXV | A97US2V045B12S | 23400 | 22800 | 20 | 13 | 8.2 | 2 | 63 | 68 | 214074681
ARMSTRONG AIR | 4SHP22LX124P-**A | EAC4X30B+TDR | A97US2V070B12S | 23800 | 23600 | 20 | 13 | 8.5 | 1.96 | 60 | 68 | 214074672
ARMSTRONG AIR | 4SHP22LX124P-**A | EAC4X24B+TDR | A97US2V070B12S | 23800 | 23600 | 21 | 13.5 | 8.5 | 1.92 | 62 | 67 | 214074670
ARMSTRONG AIR | 4SHP22LX124P-**A | EAC4X24B+TDR | A97US2V045B12S | 23800 | 23800 | 20.5 | 13.5 | 8.5 | 1.9 | 62 | 66 | 214074669
ARMSTRONG AIR | 4SHP22LX124P-**A | EA(C;U)1P30B+TDR+TXV | A97US2V070B12S | 23800 | 23600 | 20 | 13 | 8.5 | 1.96 | 60 | 68 | 214074668
ARMSTRONG AIR | 4SHP22LX124P-**A | EA(C;U)1P30B+TDR+TXV | A97US2V045B12S | 23600 | 23600 | 20 | 12.5 | 8.5 | 1.96 | 61 | 69 | 214074667
ARMSTRONG AIR | 4SHP22LX124P-**A | EA(C;U)1P24B+TDR+TXV | A97US2V045B12S | 23800 | 23800 | 20.5 | 13.5 | 8.5 | 1.9 | 62 | 66 | 214074665
AIREASE | 4SHP17LE118P-**A | EAC4X24B+TDR | A97US2V070B12S | 18000 | 17400 | 16.4 | 13.5 | 8.1 | 2.06 | 63 | 49 | 214074695
ARMSTRONG AIR | 4SHP17LE136P-**A | EAH1P51C+TDR+TXV | A97US2V110C20S | 36000 | 33600 | 16.2 | 13 | 8.1 | 2.18 | 66 | 52 | 214074566
ARMSTRONG AIR | 4SHP17LE136P-**A | EAH1P51C+TDR+TXV | A97US2V090C20S | 36000 | 33800 | 16 | 13 | 8.1 | 2.16 | 66 | 53 | 214074564
ARMSTRONG AIR | 4SHP22LX148P-**A | EAC4X60C+TDR | A97US2V110C16S | 47500 | 45500 | 19 | 11.7 | 8.5 | 2 | 64 | 55 | 214074653
ARMSTRONG AIR | 4SHP22LX148P-**A | EA(C;U)1P60C+TDR+TXV | A97US2V110C16S | 47500 | 45500 | 19 | 11.7 | 8.5 | 2 | 64 | 55 | 214074641
AIREASE | 4SHP17LE148P-**A | EAC4X60C+TDR | A97US2V110C16S | 48000 | 47000 | 15.2 | 12.5 | 8.1 | 2.34 | 68 | 54 | 214074937
AIREASE | 4SHP17LE148P-**A | EAH1P60D+TDR+TXV | A97US2V135D20S | 48000 | 46000 | 15.2 | 12.5 | 8.1 | 2.18 | 67 | 53 | 214074936
AIREASE | 4SHP17LE148P-**A | EA(C;U)1P60C+TDR+TXV | A97US2V110C16S | 48000 | 47000 | 15.2 | 12.5 | 8.1 | 2.34 | 68 | 54 | 214074935
AIREASE | 4SHP22LX124P-**A | EAH1P30B+TDR+TXV | A97US2V070B12S | 23400 | 22800 | 20.5 | 13.5 | 8.2 | 2 | 63 | 67 | 214074934
AIREASE | 4SHP17LE148P-**A | EAH1P51C+TDR+TXV | A97US2V090C12S | 47000 | 45000 | 15.2 | 12.5 | 8.1 | 2.28 | 69 | 56 | 214074852
AIREASE | 4SHP17LE130P-**A | EAC4X36B+TDR | A97US2V070B12S | 30000 | 28000 | 16 | 13 | 8.1 | 2.28 | 66 | 52 | 214074804
AIREASE | 4SHP17LE130P-**A | EAC4X36B+TDR | A97US2V045B12S | 29800 | 28000 | 15.6 | 13 | 8.1 | 2.26 | 66 | 52 | 214074803
AIREASE | 4SHP17LE130P-**A | EAH1P36C+TDR+TXV | A97US2V110C16S | 29000 | 28400 | 15.6 | 12.5 | 8.3 | 2.24 | 65 | 52 | 214074799
AIREASE | 4SHP22LX124P-**A | EA(C;U)1P24B+TDR+TXV | A97US2V045B12S | 23800 | 23800 | 20.5 | 13.5 | 8.5 | 1.9 | 62 | 66 | 214074917
AIREASE | 4SHP17LE118P-**A | EAC4X24B+TDR | A97US2V045B12S | 18000 | 17400 | 16 | 13.5 | 8.1 | 2.03 | 63 | 49 | 214074694
Kepler | AZPN/B36WDUID | AZPN/C36WAC |  | 35000 | 36000 | 15.2 | 10 | 8.5 | 1.8 | 75 | 83 | 214078219
ECOTEMP | W4H7T24*K*AAA* | WLA*374CA* | WFEU080C060B* | 22800 | 24000 | 16 | 12.5 | 8.1 | 2.34 | 60 | 44 | 212320956
GRANDAIRE | W4H7T24*K*AAA* | WLA*374CA* | WFEU080C060B* | 22800 | 24000 | 16 | 12.5 | 8.1 | 2.34 | 60 | 44 | 212320955
TEMPSTAR | N4H7T24*K*AAA* | EA*4X37L21A* | *80MSU0802120A* | 22800 | 24000 | 16 | 12.5 | 8.1 | 2.34 | 60 | 44 | 212320953
MARATHERM | N4H7T24*K*AAA* | EA*4X37L21A* | *80MSU0802120A* | 22800 | 24000 | 16 | 12.5 | 8.1 | 2.34 | 60 | 44 | 212320952
KENMORE | N4H7T24*K*AAA* | EA*4X37L21A* | *80MSU0802120A* | 22800 | 24000 | 16 | 12.5 | 8.1 | 2.34 | 60 | 44 | 212320950
KEEPRITE | N4H7T24*K*AAA* | EA*4X37L21A* | *80MSU0802120A* | 22800 | 24000 | 16 | 12.5 | 8.1 | 2.34 | 60 | 44 | 212320948
DAY & NIGHT | N4H7T24*K*AAA* | EA*4X37L21A* | *80MSU0802120A* | 22800 | 24000 | 16 | 12.5 | 8.1 | 2.34 | 60 | 44 | 212320946
COMFORTMAKER | N4H7T24*K*AAA* | EA*4X37L21A* | *80MSU0802120A* | 22800 | 24000 | 16 | 12.5 | 8.1 | 2.34 | 60 | 44 | 212320944
ACIQ | N4H7T24*K*AAA* | EA*4X37L21A* | *80MSU0401712A* | 23200 | 24200 | 16.5 | 12 | 8.1 | 2.34 | 60 | 44 | 213081121
HEIL | N4H7T24*K*AAA* | EA*4X37L21A* | *80MSU0401712A* | 23200 | 24200 | 16.5 | 12 | 8.1 | 2.34 | 60 | 44 | 212320881
WEATHERMAKER | PH7TAN424**AA* | CAP**3721AL* | PG80MSUA36040B** | 23200 | 24200 | 16.5 | 12 | 8.1 | 2.34 | 60 | 44 | 212320880
BROCK | PH7TAN424**AA* | CAP**3721AL* | PG80MSUA36040B** | 23200 | 24200 | 16.5 | 12 | 8.1 | 2.34 | 60 | 44 | 212320879
PAYNE HEATING AND COOLING | PH7TAN424**AA* | CAP**3721AL* | PG80MSUA36040B** | 23200 | 24200 | 16.5 | 12 | 8.1 | 2.34 | 60 | 44 | 212320878
BRYANT HEATING AND COOLING SYSTEMS | PH7TAN424**AA* | CAP**3721AL* | 83*SB36040M17*** | 23200 | 24200 | 16.5 | 12 | 8.1 | 2.34 | 60 | 44 | 212320877
BRYANT HEATING AND COOLING SYSTEMS | GH7TAN424**AA* | CAP**3721AL* | 83*SB36040M17*** | 23200 | 24200 | 16.5 | 12 | 8.1 | 2.34 | 60 | 44 | 212320876
BRYANT HEATING AND COOLING SYSTEMS | 227TBN024**AA* | CAP**3721AL* | 83*SB36040M17*** | 23200 | 24200 | 16.5 | 12 | 8.1 | 2.34 | 60 | 44 | 213384520
BRYANT HEATING AND COOLING SYSTEMS | 227TAN024**AA* | CAP**3721AL* | 83*SB36040M17*** | 23200 | 24200 | 16.5 | 12 | 8.1 | 2.34 | 60 | 44 | 212320875
CARRIER | GH7TAN424**AA* | CAP**3721AL* | 58SU*B040M17**12 | 23200 | 24200 | 16.5 | 12 | 8.1 | 2.34 | 60 | 44 | 212320958
CARRIER | 25TPB724A**30* | CAP**3721AL* | 58SU*B040M17**12 | 23200 | 24200 | 16.5 | 12 | 8.1 | 2.34 | 60 | 44 | 213384525
ECOTEMP | W4H7T24*K*AAA* | WLA*374CA* | WFEU100C060B* | 22800 | 24000 | 16 | 12.5 | 8.1 | 2.34 | 60 | 45 | 212320984
GRANDAIRE | W4H7T24*K*AAA* | WLA*374CA* | WFEU100C060B* | 22800 | 24000 | 16 | 12.5 | 8.1 | 2.34 | 60 | 45 | 212320983
MARATHERM | N4H7T24*K*AAA* | EA*4X37L21A* | *80MSU1002120A* | 22800 | 24000 | 16 | 12.5 | 8.1 | 2.34 | 60 | 45 | 212320980
TEMPSTAR | N4H7T24*K*AAA* | EA*4X37L21A* | *80MSU1002120A* | 22800 | 24000 | 16 | 12.5 | 8.1 | 2.34 | 60 | 45 | 212320981
KEEPRITE | N4H7T24*K*AAA* | EA*4X37L21A* | *80MSU1002120A* | 22800 | 24000 | 16 | 12.5 | 8.1 | 2.34 | 60 | 45 | 212320976
KENMORE | N4H7T24*K*AAA* | EA*4X37L21A* | *80MSU1002120A* | 22800 | 24000 | 16 | 12.5 | 8.1 | 2.34 | 60 | 45 | 212320978
DAY & NIGHT | N4H7T24*K*AAA* | EA*4X37L21A* | *80MSU1002120A* | 22800 | 24000 | 16 | 12.5 | 8.1 | 2.34 | 60 | 45 | 212320974
COMFORTMAKER | N4H7T24*K*AAA* | EA*4X37L21A* | *80MSU1002120A* | 22800 | 24000 | 16 | 12.5 | 8.1 | 2.34 | 60 | 45 | 212320972
MARATHERM | N4H7T24*K*AAA* | EA*4X37L21A* | *80MSU0401712A* | 23200 | 24200 | 16.5 | 12 | 8.1 | 2.34 | 60 | 44 | 212320896
GRANDAIRE | W4H7T24*K*AAA* | WLA*374CA* | WFEU040B036B* | 23200 | 24200 | 16.5 | 12 | 8.1 | 2.34 | 60 | 44 | 212320899
AIRQUEST | N4H7T24*K*AAA* | EA*4X37L21A* | *80MSU0401712A* | 23200 | 24200 | 16.5 | 12 | 8.1 | 2.34 | 60 | 44 | 212320884
ARCOAIRE | N4H7T24*K*AAA* | EA*4X37L21A* | *80MSU0401712A* | 23200 | 24200 | 16.5 | 12 | 8.1 | 2.34 | 60 | 44 | 212320886
COMFORTMAKER | N4H7T24*K*AAA* | EA*4X37L21A* | *80MSU0401712A* | 23200 | 24200 | 16.5 | 12 | 8.1 | 2.34 | 60 | 44 | 212320888
DAY & NIGHT | N4H7T24*K*AAA* | EA*4X37L21A* | *80MSU0401712A* | 23200 | 24200 | 16.5 | 12 | 8.1 | 2.34 | 60 | 44 | 212320890
TEMPSTAR | N4H7T24*K*AAA* | EA*4X37L21A* | *80MSU0401712A* | 23200 | 24200 | 16.5 | 12 | 8.1 | 2.34 | 60 | 44 | 212320897
KEEPRITE | N4H7T24*K*AAA* | EA*4X37L21A* | *80MSU0401712A* | 23200 | 24200 | 16.5 | 12 | 8.1 | 2.34 | 60 | 44 | 212320892
ECOTEMP | W4H7T24*K*AAA* | WLA*374CA* | WFEU040B036B* | 23200 | 24200 | 16.5 | 12 | 8.1 | 2.34 | 60 | 44 | 212320900
KENMORE | N4H7T24*K*AAA* | EA*4X37L21A* | *80MSU0401712A* | 23200 | 24200 | 16.5 | 12 | 8.1 | 2.34 | 60 | 44 | 212320894
CARRIER | GH7TAN424**AA* | CAP**3721AL* | 58SU*B080M21**20 | 22800 | 24000 | 16 | 12.5 | 8.1 | 2.34 | 60 | 44 | 212320902
ECOTEMP | W4H7T24*K*AAA* | WLA*374CA* | WFEU060B048B* | 23000 | 24000 | 16.5 | 12.5 | 8.1 | 2.34 | 60 | 44 | 212320928
GRANDAIRE | W4H7T24*K*AAA* | WLA*374CA* | WFEU060B048B* | 23000 | 24000 | 16.5 | 12.5 | 8.1 | 2.34 | 60 | 44 | 212320927
TEMPSTAR | N4H7T24*K*AAA* | EA*4X37L21A* | *80MSU0601716A* | 23000 | 24000 | 16.5 | 12.5 | 8.1 | 2.34 | 60 | 44 | 212320925
ARCOAIRE | N4H7T24*K*AAA* | EA*4X37L21A* | *80MSU0802120A* | 22800 | 24000 | 16 | 12.5 | 8.1 | 2.34 | 60 | 44 | 212320942
AIRQUEST | N4H7T24*K*AAA* | EA*4X37L21A* | *80MSU0802120A* | 22800 | 24000 | 16 | 12.5 | 8.1 | 2.34 | 60 | 44 | 212320940
HEIL | N4H7T24*K*AAA* | EA*4X37L21A* | *80MSU0802120A* | 22800 | 24000 | 16 | 12.5 | 8.1 | 2.34 | 60 | 44 | 212320937
ACIQ | N4H7T24*K*AAA* | EA*4X37L21A* | *80MSU0802120A* | 22800 | 24000 | 16 | 12.5 | 8.1 | 2.34 | 60 | 44 | 213081125
WEATHERMAKER | PH7TAN424**AA* | CAP**3721AL* | PG80MSUA60080C** | 22800 | 24000 | 16 | 12.5 | 8.1 | 2.34 | 60 | 44 | 212320936
BROCK | PH7TAN424**AA* | CAP**3721AL* | PG80MSUA60080C** | 22800 | 24000 | 16 | 12.5 | 8.1 | 2.34 | 60 | 44 | 212320935
PAYNE HEATING AND COOLING | PH7TAN424**AA* | CAP**3721AL* | PG80MSUA60080C** | 22800 | 24000 | 16 | 12.5 | 8.1 | 2.34 | 60 | 44 | 212320934
BRYANT HEATING AND COOLING SYSTEMS | GH7TAN424**AA* | CAP**3721AL* | 83*SB60080M21*** | 22800 | 24000 | 16 | 12.5 | 8.1 | 2.34 | 60 | 44 | 212320932
BRYANT HEATING AND COOLING SYSTEMS | PH7TAN424**AA* | CAP**3721AL* | 83*SB60080M21*** | 22800 | 24000 | 16 | 12.5 | 8.1 | 2.34 | 60 | 44 | 212320933
BRYANT HEATING AND COOLING SYSTEMS | 227TBN024**AA* | CAP**3721AL* | 83*SB60080M21*** | 22800 | 24000 | 16 | 12.5 | 8.1 | 2.34 | 60 | 44 | 213384524
BRYANT HEATING AND COOLING SYSTEMS | 227TAN024**AA* | CAP**3721AL* | 83*SB60080M21*** | 22800 | 24000 | 16 | 12.5 | 8.1 | 2.34 | 60 | 44 | 212320931
CARRIER | 25TPB724A**30* | CAP**3721AL* | 58SU*B080M21**20 | 22800 | 24000 | 16 | 12.5 | 8.1 | 2.34 | 60 | 44 | 213384521
MARATHERM | N4H7T24*K*AAA* | EA*4X37L21A* | *80MSU0601716A* | 23000 | 24000 | 16.5 | 12.5 | 8.1 | 2.34 | 60 | 44 | 212320924
KENMORE | N4H7T24*K*AAA* | EA*4X37L21A* | *80MSU0601716A* | 23000 | 24000 | 16.5 | 12.5 | 8.1 | 2.34 | 60 | 44 | 212320922
KEEPRITE | N4H7T24*K*AAA* | EA*4X37L21A* | *80MSU0601716A* | 23000 | 24000 | 16.5 | 12.5 | 8.1 | 2.34 | 60 | 44 | 212320920
DAY & NIGHT | N4H7T24*K*AAA* | EA*4X37L21A* | *80MSU0601716A* | 23000 | 24000 | 16.5 | 12.5 | 8.1 | 2.34 | 60 | 44 | 212320918
COMFORTMAKER | N4H7T24*K*AAA* | EA*4X37L21A* | *80MSU0601716A* | 23000 | 24000 | 16.5 | 12.5 | 8.1 | 2.34 | 60 | 44 | 212320916
AIRQUEST | N4H7T24*K*AAA* | EA*4X37L21A* | *80MSU0601716A* | 23000 | 24000 | 16.5 | 12.5 | 8.1 | 2.34 | 60 | 44 | 212320912
ARCOAIRE | N4H7T24*K*AAA* | EA*4X37L21A* | *80MSU0601716A* | 23000 | 24000 | 16.5 | 12.5 | 8.1 | 2.34 | 60 | 44 | 212320914
ACIQ | N4H7T24*K*AAA* | EA*4X37L21A* | *80MSU0601716A* | 23000 | 24000 | 16.5 | 12.5 | 8.1 | 2.34 | 60 | 44 | 213081123
HEIL | N4H7T24*K*AAA* | EA*4X37L21A* | *80MSU0601716A* | 23000 | 24000 | 16.5 | 12.5 | 8.1 | 2.34 | 60 | 44 | 212320909
WEATHERMAKER | PH7TAN424**AA* | CAP**3721AL* | PG80MSUA48060B** | 23000 | 24000 | 16.5 | 12.5 | 8.1 | 2.34 | 60 | 44 | 212320908
BROCK | PH7TAN424**AA* | CAP**3721AL* | PG80MSUA48060B** | 23000 | 24000 | 16.5 | 12.5 | 8.1 | 2.34 | 60 | 44 | 212320907
PAYNE HEATING AND COOLING | PH7TAN424**AA* | CAP**3721AL* | PG80MSUA48060B** | 23000 | 24000 | 16.5 | 12.5 | 8.1 | 2.34 | 60 | 44 | 212320906
BRYANT HEATING AND COOLING SYSTEMS | PH7TAN424**AA* | CAP**3721AL* | 83*SB48060M17*** | 23000 | 24000 | 16.5 | 12.5 | 8.1 | 2.34 | 60 | 44 | 212320905
BRYANT HEATING AND COOLING SYSTEMS | GH7TAN424**AA* | CAP**3721AL* | 83*SB48060M17*** | 23000 | 24000 | 16.5 | 12.5 | 8.1 | 2.34 | 60 | 44 | 212320904
BRYANT HEATING AND COOLING SYSTEMS | 227TBN024**AA* | CAP**3721AL* | 83*SB48060M17*** | 23000 | 24000 | 16.5 | 12.5 | 8.1 | 2.34 | 60 | 44 | 213384522
BRYANT HEATING AND COOLING SYSTEMS | 227TAN024**AA* | CAP**3721AL* | 83*SB48060M17*** | 23000 | 24000 | 16.5 | 12.5 | 8.1 | 2.34 | 60 | 44 | 212320903
CARRIER | GH7TAN424**AA* | CAP**3721AL* | 58SU*B060M17**16 | 23000 | 24000 | 16.5 | 12.5 | 8.1 | 2.34 | 60 | 44 | 212320874
CARRIER | 25TPB724A**30* | CAP**3721AL* | 58SU*B060M17**16 | 23000 | 24000 | 16.5 | 12.5 | 8.1 | 2.34 | 60 | 44 | 213384519
AIRQUEST | N4H7T24*K*AAA* | EA*4X37L21A* | *80MSU1002120A* | 22800 | 24000 | 16 | 12.5 | 8.1 | 2.34 | 60 | 45 | 212320968
ARCOAIRE | N4H7T24*K*AAA* | EA*4X37L21A* | *80MSU1002120A* | 22800 | 24000 | 16 | 12.5 | 8.1 | 2.34 | 60 | 45 | 212320970
ACIQ | N4H7T24*K*AAA* | EA*4X37L21A* | *80MSU1002120A* | 22800 | 24000 | 16 | 12.5 | 8.1 | 2.34 | 60 | 45 | 213081127
HEIL | N4H7T24*K*AAA* | EA*4X37L21A* | *80MSU1002120A* | 22800 | 24000 | 16 | 12.5 | 8.1 | 2.34 | 60 | 45 | 212320965
WEATHERMAKER | PH7TAN424**AA* | CAP**3721AL* | PG80MSUA60100C** | 22800 | 24000 | 16 | 12.5 | 8.1 | 2.34 | 60 | 45 | 212320964
PAYNE HEATING AND COOLING | PH7TAN424**AA* | CAP**3721AL* | PG80MSUA60100C** | 22800 | 24000 | 16 | 12.5 | 8.1 | 2.34 | 60 | 45 | 212320962
BROCK | PH7TAN424**AA* | CAP**3721AL* | PG80MSUA60100C** | 22800 | 24000 | 16 | 12.5 | 8.1 | 2.34 | 60 | 45 | 212320963
BRYANT HEATING AND COOLING SYSTEMS | PH7TAN424**AA* | CAP**3721AL* | 83*SB60100M21*** | 22800 | 24000 | 16 | 12.5 | 8.1 | 2.34 | 60 | 45 | 212320961
BRYANT HEATING AND COOLING SYSTEMS | GH7TAN424**AA* | CAP**3721AL* | 83*SB60100M21*** | 22800 | 24000 | 16 | 12.5 | 8.1 | 2.34 | 60 | 45 | 212320960
BRYANT HEATING AND COOLING SYSTEMS | 227TBN024**AA* | CAP**3721AL* | 83*SB60100M21*** | 22800 | 24000 | 16 | 12.5 | 8.1 | 2.34 | 60 | 45 | 213384526
BRYANT HEATING AND COOLING SYSTEMS | 227TAN024**AA* | CAP**3721AL* | 83*SB60100M21*** | 22800 | 24000 | 16 | 12.5 | 8.1 | 2.34 | 60 | 45 | 212320959
CARRIER | GH7TAN424**AA* | CAP**3721AL* | 58SU*B100M21**20 | 22800 | 24000 | 16 | 12.5 | 8.1 | 2.34 | 60 | 45 | 212320930
CARRIER | 25TPB724A**30* | CAP**3721AL* | 58SU*B100M21**20 | 22800 | 24000 | 16 | 12.5 | 8.1 | 2.34 | 60 | 45 | 213384523
ECOTEMP | W4H7T24*K*AAA* | WLA*374BA* | WFEU080C060B* | 23200 | 24200 | 16.5 | 12.5 | 8.1 | 2.36 | 60 | 45 | 214115567
GRANDAIRE | W4H7T24*K*AAA* | WLA*374BA* | WFEU080C060B* | 23200 | 24200 | 16.5 | 12.5 | 8.1 | 2.36 | 60 | 45 | 214115565
ECOTEMP | W4H7T24*K*AAA* | WLA*254BA* | WFEU080C060B* | 22800 | 23800 | 16 | 12.5 | 8.1 | 2.32 | 60 | 45 | 214115556
GRANDAIRE | W4H7T24*K*AAA* | WLA*254BA* | WFEU080C060B* | 22800 | 23800 | 16 | 12.5 | 8.1 | 2.32 | 60 | 45 | 214115554
Willis | FLEX24/36KUH | FLEXAH24/36K |  | 34000 | 35000 | 16 | 10 | 9 | 1.8 | 69 | 80 | 214137765
ELIOS | DEA24HOS20230E7 | CUB24HAC20AWT7A |  | 24000 | 25000 | 16.1 | 10.7 | 9.8 | 2 | 90 | 80 | 214215184
ELIOS | DEA30HOS20230E7 | CUB36HAC20BWT7A |  | 29000 | 31000 | 15.2 | 10 | 8.5 | 1.8 | 63 | 73 | 214215183
AURORA | AU-LXU36-2A-O | AU-36B23T4N1 |  | 36000 | 38000 | 15.5 | 10 | 8.6 | 1.85 | 72 | 83 | 214232452
DIRECT AIR | DIRM-24CS19-OU | DIRM-24MAGICPRO20-AH |  | 24000 | 26000 | 17 | 10.5 | 9.2 | 2.1 | 81 | 75 | 214232469
ZEPHYR | ZE-36HPB | DC37A44-210L |  | 30000 | 30000 | 15.5 | 11.3 | 9.4 | 2.08 | 77 | 81 | 214264492
ZEPHYR | ZE-48HPB | DC61A44-245R |  | 42000 | 42000 | 15.55 | 11.4 | 8.55 | 1.94 | 74 | 82 | 214264493
HAXXAIR | HVHD-36E2D2 | DC37A44-210L |  | 30000 | 30000 | 15.5 | 11.3 | 9.4 | 2.08 | 77 | 81 | 214264494
HAXXAIR | HVHD-48E2D2 | DC61A44-245R |  | 42000 | 42000 | 15.55 | 11.4 | 8.55 | 1.94 | 74 | 82 | 214264495
MOOVAIR | DMC36HOS20230E7 | CUB36HAC20CWT7A |  | 35000 | 36000 | 15.2 | 10 | 8.5 | 1.8 | 75 | 83 | 214295966
MOOVAIR | DMC36HOS20230E7 | CUB36HAC20BWT7A |  | 35000 | 36000 | 15.2 | 10 | 8.5 | 1.8 | 75 | 83 | 214295965
AI AIR CONDITIONING | AUO17-24N1-M3 | AUH2-24N1-BM3E |  | 24000 | 26000 | 17 | 10.5 | 9.2 | 2.1 | 81 | 75 | 214296078
ICONIC AIR SOLUTION | ICLO24AK | IFLV24IK |  | 24000 | 26000 | 16 | 10 | 8.5 | 2 | 81 | 69 | 214377746
ECOER | EODA19H-4860A | EAHATN-36B |  | 35200 | 36000 | 19.5 | 12.5 | 9.5 | 1.9 | 89 | 81 | 214303533
ECOER | EODA19H-4860A | GNC4860DPT | MGH96M100D5A | 52000 | 54000 | 18 | 11.7 | 8.7 | 1.9 | 76 | 70 | 214303532
ECOER | EODA19H-4860A | GNC4860DPT | MGH96M120D5A | 52000 | 54000 | 18 | 11.7 | 8.7 | 1.9 | 76 | 70 | 214303531
ECOER | EODA19H-4860A | GNC4860CPT | MGH96M100C5A | 52000 | 54000 | 18 | 11.4 | 8.7 | 1.9 | 76 | 70 | 214303530
ECOER | EODA19H-4860A | GNC4248CPT | MGH96M080C4A | 43000 | 45000 | 17.5 | 11.7 | 8.8 | 1.95 | 82 | 72 | 214303529
ECOER | EODA19H-4860A | GNC4248CPT | MGH96M100C5A | 45000 | 46000 | 18 | 11.7 | 8.8 | 1.95 | 83 | 70 | 214303528
ECOER | EODA19H-4860A | GNC3036BPT | MGH96M060B3A | 33000 | 35000 | 18 | 12 | 9 | 1.95 | 86 | 80 | 214303527
ECOER | EODA19H-4860A | GNC3036BPT | MGH96M080B3A | 33000 | 35000 | 18 | 12 | 9 | 1.95 | 86 | 80 | 214303526
ECOER | EODA19H-2436A | GNC4248CPT | MGH96M080C4A | 33000 | 34600 | 18.5 | 11.7 | 9 | 1.95 | 77 | 71 | 214303525
ECOER | EODA19H-2436A | GNC4248CPT | MGH96M100C5A | 33000 | 34600 | 17.5 | 11.7 | 8.8 | 1.95 | 77 | 71 | 214303524
ECOER | EODA19H-2436A | GNC3036BPT | MGH96M060B3A | 33000 | 34600 | 18 | 11 | 9 | 1.95 | 80 | 71 | 214303523
ECOER | EODA19H-2436A | GNC3036BPT | MGH96M080B3A | 33000 | 34600 | 18 | 11 | 9 | 1.95 | 80 | 71 | 214303522
ECOER | EODA19H-2436A | GNC2430BPT | MGH96M060B3A | 24000 | 24000 | 18.5 | 12 | 9 | 2.1 | 98 | 81 | 214303521
ECOER | EODA19H-2436A | GNC2430APT | MGH96M060B3A | 23800 | 24000 | 18.5 | 12 | 9 | 2 | 93 | 80 | 214303520
ECOER | EODA19H-2436A | GNC2430BPT | MGH96M080B3A | 24000 | 24000 | 18.5 | 12 | 9 | 2.1 | 98 | 81 | 214303519
ECOER | EODA19H-2436A | GNC2430APT | MGH96M080B3A | 23800 | 24000 | 18.5 | 12 | 9 | 2 | 93 | 80 | 214303518
ECOER | EODA19H-4860A | GNC4860DPT+DK |  | 52000 | 53000 | 15.2 | 10.8 | 8.6 | 1.9 | 79 | 70 | 214303517
ECOER | EODA19H-4860A | GNC4860CPT+DK |  | 52000 | 53000 | 15.2 | 10.8 | 8.6 | 1.9 | 79 | 70 | 214303516
ECOER | EODA19H-4860A | GNC4248CPT+DK |  | 42000 | 43000 | 15.2 | 11.7 | 8.6 | 1.9 | 86 | 75 | 214303515
ECOER | EODA19H-2436A | GNC3036BPT+DK |  | 31000 | 33600 | 15.2 | 10.8 | 8.8 | 1.9 | 76 | 70 | 214303514
ECOER | EODA19H-2436A | GNC2430BPT+DK |  | 23200 | 23000 | 15.2 | 11.7 | 8.8 | 1.9 | 91 | 81 | 214303513
ECOER | EODA19H-2436A | GNC2430APT+DK |  | 22800 | 23000 | 15.2 | 11.7 | 8.6 | 1.9 | 91 | 81 | 214303512
ECOER | EODA19H-4860A | EAHATN-60B |  | 54000 | 55000 | 18.5 | 11.7 | 9.5 | 1.9 | 79 | 70 | 214303511
ECOER | EODA19H-4860A | EAHATN-48B |  | 47000 | 48000 | 19 | 12.5 | 9.5 | 2.1 | 83 | 72 | 214303510
ECOER | EODA19H-2436A | EAHATN-36B |  | 34200 | 36000 | 19.5 | 12 | 9.5 | 2 | 78 | 70 | 214303509
ECOER | EODA19H-2436A | EAHATN-24B |  | 24000 | 24000 | 20.5 | 13 | 9.5 | 2.1 | 93 | 82 | 214303508
CARRIER | 25TPA748A**30* | FG4ANXC48L* |  | 45500 | 47000 | 16.5 | 12.5 | 8.1 | 2.3 | 63 | 50 | 214391323
CARRIER | 25TPA724A**30* | FG4ANXB24L* |  | 23200 | 23400 | 16.5 | 12.5 | 8.1 | 2.36 | 63 | 47 | 214391319
Bladex | BX31U-42HPHYHA | BLCB-36B18AC-UNC |  | 36000 | 38000 | 15.5 | 10 | 8.6 | 1.85 | 72 | 83 | 214489074
Bladex | BX31U-42HPHYHA | BLCB-36B18AC |  | 36000 | 38000 | 15.5 | 10 | 8.6 | 1.85 | 72 | 83 | 214489073
ECOER | EODA18H-4860B | GNC4248CPT+DK |  | 42000 | 43000 | 15.2 | 10.5 | 8.5 | 1.9 | 88 | 75 | 214333176
ECOER | EODA18H-2436B | GNC3036BPT+DK |  | 31000 | 33600 | 15.2 | 10 | 8.5 | 1.9 | 76 | 70 | 214333175
ECOER | EODA18H-4860B | GNC4860DPT+DK |  | 52000 | 53000 | 15.2 | 10 | 8.5 | 1.9 | 79 | 70 | 214333178
ECOER | EODA18H-4860B | GNC4860CPT+DK |  | 52000 | 53000 | 15.2 | 10 | 8.5 | 1.9 | 79 | 70 | 214333177
ECOER | EODA18H-2436B | GNC2430APT+DK |  | 22800 | 23000 | 15.2 | 11 | 8.2 | 1.9 | 91 | 81 | 214333174
ECOER | EODA18H-2436B | GNC2430BPT+DK |  | 22800 | 23000 | 15.2 | 11 | 8.5 | 2 | 91 | 81 | 214333173
1HVAC | ACIQ-12-EHPB | ACIQ-12-AHB |  | 12000 | 13000 | 17.5 | 11.3 | 9 | 2 | 92 | 85 | 214602071
ACIQ | ACIQ-12-EHPB | ACIQ-12-AHB |  | 12000 | 13000 | 17.5 | 11.3 | 9 | 2 | 92 | 85 | 214602072
DIYCOOL | ACIQ-12-EHPB | ACIQ-12-AHB |  | 12000 | 13000 | 17.5 | 11.3 | 9 | 2 | 92 | 85 | 214602073
PolarWave | ACIQ-12-EHPB | ACIQ-12-AHB |  | 12000 | 13000 | 17.5 | 11.3 | 9 | 2 | 92 | 85 | 214602074
STEALTH | ACIQ-12-EHPB | ACIQ-12-AHB |  | 12000 | 13000 | 17.5 | 11.3 | 9 | 2 | 92 | 85 | 214602075
YORK | HH860E2S11 | CTM60C5CGS1 | Y81E100B12SMPS1 | 44500 | 46000 | 15.2 | 11 | 8.5 | 2 | 76 | 74 | 214606584
YORK | HH860E2S11 | CTM60D5CGS1 | Y81E100B12SMPS1 | 44500 | 46000 | 15.2 | 11 | 8.5 | 2 | 76 | 74 | 214606583
YORK | HH860E2S11 | CTM60D5CHS1 | Y81E100B12SMPS1 | 53500 | 55000 | 15.2 | 11 | 8.1 | 2 | 63 | 73 | 214606582
YORK | HH860E2S11 | CTF60C5CGS1 | Y81E100B12SMPS1 | 44500 | 46000 | 15.2 | 11 | 8.5 | 2 | 76 | 74 | 214606581
YORK | HH860E2S11 | CTF60D5CHS1 | Y81E100B12SMPS1 | 54000 | 55000 | 15.2 | 11 | 8.1 | 2 | 63 | 73 | 214606580
YORK | HH860E2S11 | CTF60D5CGS1 | Y81E100B12SMPS1 | 44500 | 46000 | 15.2 | 11 | 8.5 | 2 | 76 | 74 | 214606579
YORK | HH860E2S11 | CTF60D5CJS1 | Y81E100B12SMPS1 | 52000 | 55000 | 15.2 | 10 | 8.5 | 2 | 69 | 73 | 214606578
YORK | HH836E2S11 | CTF48C5CFS1 | Y81E100B12SMPS1 | 31600 | 30800 | 15.2 | 10 | 8.5 | 2 | 84 | 72 | 214606577
YORK | HH836E2S11 | CTM36C5CDS1 | Y81E100B12SMPS1 | 33400 | 31800 | 15.2 | 10 | 8.5 | 2 | 87 | 73 | 214606576
YORK | HH836E2S11 | CTM48C5CFS1 | Y81E100B12SMPS1 | 31600 | 30800 | 15.2 | 10 | 8.5 | 2 | 84 | 72 | 214606575
YORK | HH836E2S11 | CTF36C5CDS1 | Y81E100B12SMPS1 | 33600 | 32200 | 15.2 | 10 | 8.5 | 2 | 87 | 73 | 214606574
YORK | HH836E2S11 | CTF36B5CDS1 | Y81E130D20SMPS1 | 33600 | 32000 | 15.2 | 10 | 8.5 | 2 | 87 | 73 | 214606573
YORK | HH824E2S11 | CTM30B5ACS1 | Y81E130D20SMPS1 | 23000 | 23000 | 15.2 | 11 | 8.5 | 2 | 82 | 76 | 214606572
CHAMPION HEATING AND COOLING | HH860E2S11 | CTF60C5CHS1 | Y81E120C16SMPS1 | 54000 | 55000 | 15.2 | 11 | 8.1 | 2 | 63 | 73 | 214606571
CHAMPION HEATING AND COOLING | HH860E2S11 | CTM60D5CHS1 | Y81E130D20SMPS1 | 53500 | 55000 | 15.2 | 11 | 8.1 | 2 | 63 | 73 | 214606570
CHAMPION HEATING AND COOLING | HH860E2S11 | CTF60D5CHS1 | Y81E130D20SMPS1 | 54000 | 55000 | 15.2 | 11 | 8.1 | 2 | 63 | 73 | 214606569
FRASER-JOHNSTON | HH860E2S11 | CTF60D5CGS1 | Y81E130D20SMPS1 | 44500 | 46000 | 15.2 | 11 | 8.5 | 2 | 76 | 74 | 214606568
COLEMAN | HH860E2S11 | CTM60C5CHS1 | Y81E120C16SMPS1 | 54000 | 55000 | 15.2 | 11 | 8.1 | 2 | 63 | 73 | 214606567
COLEMAN | HH860E2S11 | CTM60C5CGS1 | Y81E120C16SMPS1 | 44500 | 46000 | 15.2 | 11 | 8.5 | 2 | 76 | 74 | 214606566
JOHNSON CONTROLS | HH860E2S11 | CTF60C5CHS1 | Y81E120C16SMPS1 | 54000 | 55000 | 15.2 | 11 | 8.1 | 2 | 63 | 73 | 214606565
COLEMAN | HH860E2S11 | CTM60D5CGS1 | Y81E130D20SMPS1 | 44500 | 46000 | 15.2 | 11 | 8.5 | 2 | 76 | 74 | 214606564
JOHNSON CONTROLS | HH860E2S11 | CTM60D5CHS1 | Y81E130D20SMPS1 | 53500 | 55000 | 15.2 | 11 | 8.1 | 2 | 63 | 73 | 214606563
COLEMAN | HH860E2S11 | CTF60C5CGS1 | Y81E120C16SMPS1 | 44500 | 46000 | 15.2 | 11 | 8.5 | 2 | 76 | 74 | 214606562
JOHNSON CONTROLS | HH860E2S11 | CTF60D5CHS1 | Y81E130D20SMPS1 | 54000 | 55000 | 15.2 | 11 | 8.1 | 2 | 63 | 73 | 214606561
CHAMPION HEATING AND COOLING | HH860E2S11 | CTF60D5CGS1 | Y81E130D20SMPS1 | 44500 | 46000 | 15.2 | 11 | 8.5 | 2 | 76 | 74 | 214606560
LUXAIRE | HH860E2S11 | CTM60C5CHS1 | Y81E120C16SMPS1 | 54000 | 55000 | 15.2 | 11 | 8.1 | 2 | 63 | 73 | 214606559
LUXAIRE | HH860E2S11 | CTM60C5CGS1 | Y81E120C16SMPS1 | 44500 | 46000 | 15.2 | 11 | 8.5 | 2 | 76 | 74 | 214606558
LUXAIRE | HH860E2S11 | CTM60D5CGS1 | Y81E130D20SMPS1 | 44500 | 46000 | 15.2 | 11 | 8.5 | 2 | 76 | 74 | 214606557
LUXAIRE | HH860E2S11 | CTF60C5CGS1 | Y81E120C16SMPS1 | 44500 | 46000 | 15.2 | 11 | 8.5 | 2 | 76 | 74 | 214606556
JOHNSON CONTROLS | HH860E2S11 | CTF60D5CGS1 | Y81E130D20SMPS1 | 44500 | 46000 | 15.2 | 11 | 8.5 | 2 | 76 | 74 | 214606555
FRASER-JOHNSTON | HH860E2S11 | CTM60C5CHS1 | Y81E120C16SMPS1 | 54000 | 55000 | 15.2 | 11 | 8.1 | 2 | 63 | 73 | 214606554
FRASER-JOHNSTON | HH860E2S11 | CTM60C5CGS1 | Y81E120C16SMPS1 | 44500 | 46000 | 15.2 | 11 | 8.5 | 2 | 76 | 74 | 214606553
COLEMAN | HH860E2S11 | CTF60C5CHS1 | Y81E120C16SMPS1 | 54000 | 55000 | 15.2 | 11 | 8.1 | 2 | 63 | 73 | 214606552
FRASER-JOHNSTON | HH860E2S11 | CTM60D5CGS1 | Y81E130D20SMPS1 | 44500 | 46000 | 15.2 | 11 | 8.5 | 2 | 76 | 74 | 214606551
COLEMAN | HH860E2S11 | CTM60D5CHS1 | Y81E130D20SMPS1 | 53500 | 55000 | 15.2 | 11 | 8.1 | 2 | 63 | 73 | 214606550
FRASER-JOHNSTON | HH860E2S11 | CTF60C5CGS1 | Y81E120C16SMPS1 | 44500 | 46000 | 15.2 | 11 | 8.5 | 2 | 76 | 74 | 214606549
COLEMAN | HH860E2S11 | CTF60D5CHS1 | Y81E130D20SMPS1 | 54000 | 55000 | 15.2 | 11 | 8.1 | 2 | 63 | 73 | 214606548
CHAMPION HEATING AND COOLING | HH860E2S11 | CTM60C5CHS1 | Y81E120C16SMPS1 | 54000 | 55000 | 15.2 | 11 | 8.1 | 2 | 63 | 73 | 214606547
CHAMPION HEATING AND COOLING | HH860E2S11 | CTM60C5CGS1 | Y81E120C16SMPS1 | 44500 | 46000 | 15.2 | 11 | 8.5 | 2 | 76 | 74 | 214606546
LUXAIRE | HH860E2S11 | CTF60C5CHS1 | Y81E120C16SMPS1 | 54000 | 55000 | 15.2 | 11 | 8.1 | 2 | 63 | 73 | 214606545
CHAMPION HEATING AND COOLING | HH860E2S11 | CTM60D5CGS1 | Y81E130D20SMPS1 | 44500 | 46000 | 15.2 | 11 | 8.5 | 2 | 76 | 74 | 214606544
LUXAIRE | HH860E2S11 | CTM60D5CHS1 | Y81E130D20SMPS1 | 53500 | 55000 | 15.2 | 11 | 8.1 | 2 | 63 | 73 | 214606543
CHAMPION HEATING AND COOLING | HH860E2S11 | CTF60C5CGS1 | Y81E120C16SMPS1 | 44500 | 46000 | 15.2 | 11 | 8.5 | 2 | 76 | 74 | 214606542
LUXAIRE | HH860E2S11 | CTF60D5CHS1 | Y81E130D20SMPS1 | 54000 | 55000 | 15.2 | 11 | 8.1 | 2 | 63 | 73 | 214606541
COLEMAN | HH860E2S11 | CTF60D5CGS1 | Y81E130D20SMPS1 | 44500 | 46000 | 15.2 | 11 | 8.5 | 2 | 76 | 74 | 214606540
JOHNSON CONTROLS | HH860E2S11 | CTM60C5CHS1 | Y81E120C16SMPS1 | 54000 | 55000 | 15.2 | 11 | 8.1 | 2 | 63 | 73 | 214606539
JOHNSON CONTROLS | HH860E2S11 | CTM60C5CGS1 | Y81E120C16SMPS1 | 44500 | 46000 | 15.2 | 11 | 8.5 | 2 | 76 | 74 | 214606538
FRASER-JOHNSTON | HH860E2S11 | CTF60C5CHS1 | Y81E120C16SMPS1 | 54000 | 55000 | 15.2 | 11 | 8.1 | 2 | 63 | 73 | 214606537
JOHNSON CONTROLS | HH860E2S11 | CTM60D5CGS1 | Y81E130D20SMPS1 | 44500 | 46000 | 15.2 | 11 | 8.5 | 2 | 76 | 74 | 214606536
FRASER-JOHNSTON | HH860E2S11 | CTM60D5CHS1 | Y81E130D20SMPS1 | 53500 | 55000 | 15.2 | 11 | 8.1 | 2 | 63 | 73 | 214606535
JOHNSON CONTROLS | HH860E2S11 | CTF60C5CGS1 | Y81E120C16SMPS1 | 44500 | 46000 | 15.2 | 11 | 8.5 | 2 | 76 | 74 | 214606534
FRASER-JOHNSTON | HH860E2S11 | CTF60D5CHS1 | Y81E130D20SMPS1 | 54000 | 55000 | 15.2 | 11 | 8.1 | 2 | 63 | 73 | 214606533
LUXAIRE | HH860E2S11 | CTF60D5CGS1 | Y81E130D20SMPS1 | 44500 | 46000 | 15.2 | 11 | 8.5 | 2 | 76 | 74 | 214606532
LUXAIRE | HH860E2S11 | CTM60D5CJS1 | Y81E130D20SMPS1 | 52000 | 55000 | 15.2 | 10 | 8.5 | 2 | 69 | 73 | 214606529
YORK | HH860E2S11 | CTF60C5CHS1 | Y81E120C16SMPS1 | 54000 | 55000 | 15.2 | 11 | 8.1 | 2 | 63 | 73 | 214606531
YORK | HH860E2S11 | CTM60C5CHS1 | Y81E120C16SMPS1 | 54000 | 55000 | 15.2 | 11 | 8.1 | 2 | 63 | 73 | 214606530
FRASER-JOHNSTON | HH860E2S11 | CTM60D5CJS1 | Y81E130D20SMPS1 | 52000 | 55000 | 15.2 | 10 | 8.5 | 2 | 69 | 73 | 214606527
LUXAIRE | HH860E2S11 | CTF60D5CJS1 | Y81E130D20SMPS1 | 52000 | 55000 | 15.2 | 10 | 8.5 | 2 | 69 | 73 | 214606528
FRASER-JOHNSTON | HH860E2S11 | CTF60D5CJS1 | Y81E130D20SMPS1 | 52000 | 55000 | 15.2 | 10 | 8.5 | 2 | 69 | 73 | 214606526
CHAMPION HEATING AND COOLING | HH860E2S11 | CTM60D5CJS1 | Y81E130D20SMPS1 | 52000 | 55000 | 15.2 | 10 | 8.5 | 2 | 69 | 73 | 214606525
JOHNSON CONTROLS | HH860E2S11 | CTM60D5CJS1 | Y81E130D20SMPS1 | 52000 | 55000 | 15.2 | 10 | 8.5 | 2 | 69 | 73 | 214606523
JOHNSON CONTROLS | HH860E2S11 | CTF60D5CJS1 | Y81E130D20SMPS1 | 52000 | 55000 | 15.2 | 10 | 8.5 | 2 | 69 | 73 | 214606522
CHAMPION HEATING AND COOLING | HH860E2S11 | CTF60D5CJS1 | Y81E130D20SMPS1 | 52000 | 55000 | 15.2 | 10 | 8.5 | 2 | 69 | 73 | 214606524
COLEMAN | HH860E2S11 | CTF60D5CJS1 | Y81E130D20SMPS1 | 52000 | 55000 | 15.2 | 10 | 8.5 | 2 | 69 | 73 | 214606520
COLEMAN | HH860E2S11 | CTM60D5CJS1 | Y81E130D20SMPS1 | 52000 | 55000 | 15.2 | 10 | 8.5 | 2 | 69 | 73 | 214606521
YORK | HH860E2S11 | CTM60D5CJS1 | Y81E130D20SMPS1 | 52000 | 55000 | 15.2 | 10 | 8.5 | 2 | 69 | 73 | 214606519
FRASER-JOHNSTON | HH836E2S11 | CTM36B5CDS1 | Y81E120C16SMPS1 | 32800 | 31000 | 15.2 | 11 | 8.1 | 2 | 87 | 73 | 214606518
CHAMPION HEATING AND COOLING | HH836E2S11 | CTM36B5CDS1 | Y81E120C16SMPS1 | 32800 | 31000 | 15.2 | 11 | 8.1 | 2 | 87 | 73 | 214606517
JOHNSON CONTROLS | HH836E2S11 | CTM36B5CDS1 | Y81E120C16SMPS1 | 32800 | 31000 | 15.2 | 11 | 8.1 | 2 | 87 | 73 | 214606516
COLEMAN | HH836E2S11 | CTM36B5CDS1 | Y81E120C16SMPS1 | 32800 | 31000 | 15.2 | 11 | 8.1 | 2 | 87 | 73 | 214606515
LUXAIRE | HH836E2S11 | CTM36B5CDS1 | Y81E120C16SMPS1 | 32800 | 31000 | 15.2 | 11 | 8.1 | 2 | 87 | 73 | 214606514
YORK | HH836E2S11 | CTM36B5CDS1 | Y81E120C16SMPS1 | 32800 | 31000 | 15.2 | 11 | 8.1 | 2 | 87 | 73 | 214606513
JOHNSON CONTROLS | HH836E2S11 | CTF48C5CFS1 | Y81E120C16SMPS1 | 31600 | 30800 | 15.2 | 10 | 8.5 | 2 | 84 | 72 | 214606512
FRASER-JOHNSTON | HH836E2S11 | CTM36C5CDS1 | Y81E120C16SMPS1 | 33400 | 31800 | 15.2 | 10 | 8.5 | 2 | 87 | 73 | 214606511
JOHNSON CONTROLS | HH836E2S11 | CTM48C5CFS1 | Y81E120C16SMPS1 | 31600 | 30800 | 15.2 | 10 | 8.5 | 2 | 84 | 72 | 214606510
JOHNSON CONTROLS | HH836E2S11 | CTF36C5CDS1 | Y81E120C16SMPS1 | 33600 | 32200 | 15.2 | 10 | 8.5 | 2 | 87 | 73 | 214606509
LUXAIRE | HH836E2S11 | CTF36B5CDS1 | Y81E120C16SMPS1 | 33600 | 32000 | 15.2 | 10 | 8.5 | 2 | 87 | 73 | 214606508
CHAMPION HEATING AND COOLING | HH836E2S11 | CTM36C5CDS1 | Y81E120C16SMPS1 | 33400 | 31800 | 15.2 | 10 | 8.5 | 2 | 87 | 73 | 214606507
FRASER-JOHNSTON | HH836E2S11 | CTF36B5CDS1 | Y81E120C16SMPS1 | 33600 | 32000 | 15.2 | 10 | 8.5 | 2 | 87 | 73 | 214606506
COLEMAN | HH836E2S11 | CTF48C5CFS1 | Y81E120C16SMPS1 | 31600 | 30800 | 15.2 | 10 | 8.5 | 2 | 84 | 72 | 214606505
JOHNSON CONTROLS | HH836E2S11 | CTM36C5CDS1 | Y81E120C16SMPS1 | 33400 | 31800 | 15.2 | 10 | 8.5 | 2 | 87 | 73 | 214606504
COLEMAN | HH836E2S11 | CTM48C5CFS1 | Y81E120C16SMPS1 | 31600 | 30800 | 15.2 | 10 | 8.5 | 2 | 84 | 72 | 214606503
COLEMAN | HH836E2S11 | CTF36C5CDS1 | Y81E120C16SMPS1 | 33600 | 32200 | 15.2 | 10 | 8.5 | 2 | 87 | 73 | 214606502
CHAMPION HEATING AND COOLING | HH836E2S11 | CTF36B5CDS1 | Y81E120C16SMPS1 | 33600 | 32000 | 15.2 | 10 | 8.5 | 2 | 87 | 73 | 214606501
LUXAIRE | HH836E2S11 | CTF48C5CFS1 | Y81E120C16SMPS1 | 31600 | 30800 | 15.2 | 10 | 8.5 | 2 | 84 | 72 | 214606500
LUXAIRE | HH836E2S11 | CTM48C5CFS1 | Y81E120C16SMPS1 | 31600 | 30800 | 15.2 | 10 | 8.5 | 2 | 84 | 72 | 214606499
LUXAIRE | HH836E2S11 | CTF36C5CDS1 | Y81E120C16SMPS1 | 33600 | 32200 | 15.2 | 10 | 8.5 | 2 | 87 | 73 | 214606498
JOHNSON CONTROLS | HH836E2S11 | CTF36B5CDS1 | Y81E120C16SMPS1 | 33600 | 32000 | 15.2 | 10 | 8.5 | 2 | 87 | 73 | 214606497
FRASER-JOHNSTON | HH836E2S11 | CTM48C5CFS1 | Y81E120C16SMPS1 | 31600 | 30800 | 15.2 | 10 | 8.5 | 2 | 84 | 72 | 214606494
FRASER-JOHNSTON | HH836E2S11 | CTF48C5CFS1 | Y81E120C16SMPS1 | 31600 | 30800 | 15.2 | 10 | 8.5 | 2 | 84 | 72 | 214606496
COLEMAN | HH836E2S11 | CTM36C5CDS1 | Y81E120C16SMPS1 | 33400 | 31800 | 15.2 | 10 | 8.5 | 2 | 87 | 73 | 214606495
FRASER-JOHNSTON | HH836E2S11 | CTF36C5CDS1 | Y81E120C16SMPS1 | 33600 | 32200 | 15.2 | 10 | 8.5 | 2 | 87 | 73 | 214606493
CHAMPION HEATING AND COOLING | HH836E2S11 | CTF48C5CFS1 | Y81E120C16SMPS1 | 31600 | 30800 | 15.2 | 10 | 8.5 | 2 | 84 | 72 | 214606492
LUXAIRE | HH836E2S11 | CTM36C5CDS1 | Y81E120C16SMPS1 | 33400 | 31800 | 15.2 | 10 | 8.5 | 2 | 87 | 73 | 214606491
CHAMPION HEATING AND COOLING | HH836E2S11 | CTM48C5CFS1 | Y81E120C16SMPS1 | 31600 | 30800 | 15.2 | 10 | 8.5 | 2 | 84 | 72 | 214606490
CHAMPION HEATING AND COOLING | HH836E2S11 | CTF36C5CDS1 | Y81E120C16SMPS1 | 33600 | 32200 | 15.2 | 10 | 8.5 | 2 | 87 | 73 | 214606489
COLEMAN | HH836E2S11 | CTF36B5CDS1 | Y81E120C16SMPS1 | 33600 | 32000 | 15.2 | 10 | 8.5 | 2 | 87 | 73 | 214606488
COLEMAN | HH824E2S11 | CTF30B5ACS1 | Y81E100B12SMPS1 | 23000 | 23000 | 15.2 | 11 | 8.5 | 2 | 82 | 76 | 214606487
COLEMAN | HH824E2S11 | CTM30B5ACS1 | Y81E100B12SMPS1 | 23000 | 23000 | 15.2 | 11 | 8.5 | 2 | 82 | 76 | 214606486
LUXAIRE | HH824E2S11 | CTF30B5ACS1 | Y81E100B12SMPS1 | 23000 | 23000 | 15.2 | 11 | 8.5 | 2 | 82 | 76 | 214606485
LUXAIRE | HH824E2S11 | CTM30B5ACS1 | Y81E100B12SMPS1 | 23000 | 23000 | 15.2 | 11 | 8.5 | 2 | 82 | 76 | 214606484
FRASER-JOHNSTON | HH824E2S11 | CTF30B5ACS1 | Y81E100B12SMPS1 | 23000 | 23000 | 15.2 | 11 | 8.5 | 2 | 82 | 76 | 214606483
FRASER-JOHNSTON | HH824E2S11 | CTM30B5ACS1 | Y81E100B12SMPS1 | 23000 | 23000 | 15.2 | 11 | 8.5 | 2 | 82 | 76 | 214606482
CHAMPION HEATING AND COOLING | HH824E2S11 | CTF30B5ACS1 | Y81E100B12SMPS1 | 23000 | 23000 | 15.2 | 11 | 8.5 | 2 | 82 | 76 | 214606481
CHAMPION HEATING AND COOLING | HH824E2S11 | CTM30B5ACS1 | Y81E100B12SMPS1 | 23000 | 23000 | 15.2 | 11 | 8.5 | 2 | 82 | 76 | 214606480
JOHNSON CONTROLS | HH824E2S11 | CTF30B5ACS1 | Y81E100B12SMPS1 | 23000 | 23000 | 15.2 | 11 | 8.5 | 2 | 82 | 76 | 214606479
JOHNSON CONTROLS | HH824E2S11 | CTM30B5ACS1 | Y81E100B12SMPS1 | 23000 | 23000 | 15.2 | 11 | 8.5 | 2 | 82 | 76 | 214606478
YORK | HH824E2S11 | CTF30B5ACS1 | Y81E100B12SMPS1 | 23000 | 23000 | 15.2 | 11 | 8.5 | 2 | 82 | 76 | 214606477
Kepler | AZPN/36WD | AZPN/B36WAC-UC |  | 36000 | 38000 | 15.5 | 10 | 8.6 | 1.85 | 72 | 83 | 214610379
BRYANT HEATING AND COOLING SYSTEMS | PH7TAN436**AA* | FT4BN(B,X)C48L* |  | 35400 | 35600 | 16.5 | 12.5 | 8.1 | 2.26 | 62 | 50 | 213280600
BRYANT HEATING AND COOLING SYSTEMS | PH7TAN436**AA* | FG4ANXC48L* |  | 35400 | 35600 | 16.5 | 12.5 | 8.1 | 2.26 | 62 | 50 | 213280601
PAYNE HEATING AND COOLING | PH7TAN436**AA* | PF4TNXC48L* |  | 35400 | 35600 | 16.5 | 12.5 | 8.1 | 2.26 | 62 | 50 | 213280602
BROCK | PH7TAN436**AA* | PF4TNXC48L* |  | 35400 | 35600 | 16.5 | 12.5 | 8.1 | 2.26 | 62 | 50 | 213280603
WEATHERMAKER | PH7TAN436**AA* | PF4TNXC48L* |  | 35400 | 35600 | 16.5 | 12.5 | 8.1 | 2.26 | 62 | 50 | 213280604
BRYANT HEATING AND COOLING SYSTEMS | PH7TAN436**AA* | PF4TNXC48L* |  | 35400 | 35600 | 16.5 | 12.5 | 8.1 | 2.26 | 62 | 50 | 213310676
BRYANT HEATING AND COOLING SYSTEMS | PH7TAN436**AA* | FT4BNBD60L* |  | 36000 | 35600 | 17 | 12.5 | 8.1 | 2.34 | 62 | 50 | 213925454
BRYANT HEATING AND COOLING SYSTEMS | PH7TAN436**AA* | FG4ANBD60L* |  | 36000 | 35600 | 17 | 12.5 | 8.1 | 2.34 | 62 | 50 | 213925455
BRYANT HEATING AND COOLING SYSTEMS | PH7TAN436**AA* | PF4TNBD60L* |  | 36000 | 35600 | 17 | 12.5 | 8.1 | 2.34 | 62 | 50 | 213925456
PAYNE HEATING AND COOLING | PH7TAN436**AA* | PF4TNBD60L* |  | 36000 | 35600 | 17 | 12.5 | 8.1 | 2.34 | 62 | 50 | 213925457
BROCK | PH7TAN436**AA* | PF4TNBD60L* |  | 36000 | 35600 | 17 | 12.5 | 8.1 | 2.34 | 62 | 50 | 213925458
WEATHERMAKER | PH7TAN436**AA* | PF4TNBD60L* |  | 36000 | 35600 | 17 | 12.5 | 8.1 | 2.34 | 62 | 50 | 213925459
HEIL | N4H7T36*K*AAA* | FTMA4B60L0D* |  | 36000 | 35600 | 17 | 12.5 | 8.1 | 2.34 | 62 | 50 | 213925460
AIRQUEST | N4H7T36*K*AAA* | FTMA4B60L0D* |  | 36000 | 35600 | 17 | 12.5 | 8.1 | 2.34 | 62 | 50 | 213925461
ARCOAIRE | N4H7T36*K*AAA* | FTMA4B60L0D* |  | 36000 | 35600 | 17 | 12.5 | 8.1 | 2.34 | 62 | 50 | 213925462
COMFORTMAKER | N4H7T36*K*AAA* | FTMA4B60L0D* |  | 36000 | 35600 | 17 | 12.5 | 8.1 | 2.34 | 62 | 50 | 213925463
DAY & NIGHT | N4H7T36*K*AAA* | FTMA4B60L0D* |  | 36000 | 35600 | 17 | 12.5 | 8.1 | 2.34 | 62 | 50 | 213925464
BRYANT HEATING AND COOLING SYSTEMS | GH7TAN436**AA* | FG4ANBD60L* |  | 36000 | 35600 | 17 | 12.5 | 8.1 | 2.34 | 62 | 50 | 213925452
BRYANT HEATING AND COOLING SYSTEMS | GH7TAN436**AA* | PF4TNBD60L* |  | 36000 | 35600 | 17 | 12.5 | 8.1 | 2.34 | 62 | 50 | 213925453
BRYANT HEATING AND COOLING SYSTEMS | GH7TAN436**AA* | FT4BN(B,X)C48L* |  | 35400 | 35600 | 16.5 | 12.5 | 8.1 | 2.26 | 62 | 50 | 213280598
CARRIER | GH7TAN436**AA* | FT4BN(B,X)C48L* |  | 35400 | 35600 | 16.5 | 12.5 | 8.1 | 2.26 | 62 | 50 | 213280594
CARRIER | GH7TAN436**AA* | FG4ANXC48L* |  | 35400 | 35600 | 16.5 | 12.5 | 8.1 | 2.26 | 62 | 50 | 213280595
BRYANT HEATING AND COOLING SYSTEMS | GH7TAN436**AA* | FG4ANXC48L* |  | 35400 | 35600 | 16.5 | 12.5 | 8.1 | 2.26 | 62 | 50 | 213280599
BRYANT HEATING AND COOLING SYSTEMS | GH7TAN436**AA* | PF4TNXC48L* |  | 35400 | 35600 | 16.5 | 12.5 | 8.1 | 2.26 | 62 | 50 | 213310685
CARRIER | GH7TAN436**AA* | FT4BNBD60L* |  | 36000 | 35600 | 17 | 12.5 | 8.1 | 2.34 | 62 | 50 | 213925443
CARRIER | GH7TAN436**AA* | FG4ANBD60L* |  | 36000 | 35600 | 17 | 12.5 | 8.1 | 2.34 | 62 | 50 | 213925444
BRYANT HEATING AND COOLING SYSTEMS | GH7TAN436**AA* | FT4BNBD60L* |  | 36000 | 35600 | 17 | 12.5 | 8.1 | 2.34 | 62 | 50 | 213925451
CARRIER | 25TPA736A**30* | FG4ANBD60L* |  | 36000 | 35600 | 17 | 12.5 | 8.1 | 2.34 | 62 | 50 | 213925471
CARRIER | 25TPA736A**30* | FG4ANXC48L* |  | 35400 | 35600 | 16.5 | 12.5 | 8.1 | 2.26 | 62 | 50 | 214295961
CARRIER | 25TPB736A**30* | FT4BN(B,X)C48L* |  | 35400 | 35600 | 16.5 | 12.5 | 8.1 | 2.26 | 62 | 50 | 213386190
CARRIER | 25TPB736A**30* | FT4BNBD60L* |  | 36000 | 35600 | 17 | 12.5 | 8.1 | 2.34 | 62 | 50 | 213925441
CARRIER | 25TPB736A**30* | FG4ANBD60L* |  | 36000 | 35600 | 17 | 12.5 | 8.1 | 2.34 | 62 | 50 | 213925442
CARRIER | 25TPB736A**30* | FG4ANXC48L* |  | 35400 | 35600 | 16.5 | 12.5 | 8.1 | 2.26 | 62 | 50 | 214295962
BRYANT HEATING AND COOLING SYSTEMS | 227TAN036**AA* | FT4BN(B,X)C48L* |  | 35400 | 35600 | 16.5 | 12.5 | 8.1 | 2.26 | 62 | 50 | 213280596
BRYANT HEATING AND COOLING SYSTEMS | 227TAN036**AA* | FG4ANXC48L* |  | 35400 | 35600 | 16.5 | 12.5 | 8.1 | 2.26 | 62 | 50 | 213280597
BRYANT HEATING AND COOLING SYSTEMS | 227TAN036**AA* | PF4TNXC48L* |  | 35400 | 35600 | 16.5 | 12.5 | 8.1 | 2.26 | 62 | 50 | 213310721
BRYANT HEATING AND COOLING SYSTEMS | 227TAN036**AA* | FT4BNBD60L* |  | 36000 | 35600 | 17 | 12.5 | 8.1 | 2.34 | 62 | 50 | 213925445
BRYANT HEATING AND COOLING SYSTEMS | 227TAN036**AA* | FG4ANBD60L* |  | 36000 | 35600 | 17 | 12.5 | 8.1 | 2.34 | 62 | 50 | 213925446
BRYANT HEATING AND COOLING SYSTEMS | 227TAN036**AA* | PF4TNBD60L* |  | 36000 | 35600 | 17 | 12.5 | 8.1 | 2.34 | 62 | 50 | 213925447
BRYANT HEATING AND COOLING SYSTEMS | 227TBN036**AA* | FT4BN(B,X)C48L* |  | 35400 | 35600 | 16.5 | 12.5 | 8.1 | 2.26 | 62 | 50 | 213386191
HEIL | N4H7T36*K*AAA* | FTMA4B48L0C* |  | 35400 | 35600 | 16.5 | 12.5 | 8.1 | 2.26 | 62 | 50 | 213280605
AIRQUEST | N4H7T36*K*AAA* | FTMA4B48L0C* |  | 35400 | 35600 | 16.5 | 12.5 | 8.1 | 2.26 | 62 | 50 | 213280606
COMFORTMAKER | N4H7T36*K*AAA* | FTMA4B48L0C* |  | 35400 | 35600 | 16.5 | 12.5 | 8.1 | 2.26 | 62 | 50 | 213280608
ARCOAIRE | N4H7T36*K*AAA* | FTMA4B48L0C* |  | 35400 | 35600 | 16.5 | 12.5 | 8.1 | 2.26 | 62 | 50 | 213280607
DAY & NIGHT | N4H7T36*K*AAA* | FTMA4B48L0C* |  | 35400 | 35600 | 16.5 | 12.5 | 8.1 | 2.26 | 62 | 50 | 213280609
KENMORE | N4H7T36*K*AAA* | FTMA4B48L0C* |  | 35400 | 35600 | 16.5 | 12.5 | 8.1 | 2.26 | 62 | 50 | 213280611
KEEPRITE | N4H7T36*K*AAA* | FTMA4B48L0C* |  | 35400 | 35600 | 16.5 | 12.5 | 8.1 | 2.26 | 62 | 50 | 213280610
MARATHERM | N4H7T36*K*AAA* | FTMA4B48L0C* |  | 35400 | 35600 | 16.5 | 12.5 | 8.1 | 2.26 | 62 | 50 | 213280612
TEMPSTAR | N4H7T36*K*AAA* | FTMA4B48L0C* |  | 35400 | 35600 | 16.5 | 12.5 | 8.1 | 2.26 | 62 | 50 | 213280613
BRYANT HEATING AND COOLING SYSTEMS | 227TBN036**AA* | FT4BNBD60L* |  | 36000 | 35600 | 17 | 12.5 | 8.1 | 2.34 | 62 | 50 | 213925448
BRYANT HEATING AND COOLING SYSTEMS | 227TBN036**AA* | FG4ANBD60L* |  | 36000 | 35600 | 17 | 12.5 | 8.1 | 2.34 | 62 | 50 | 213925449
BRYANT HEATING AND COOLING SYSTEMS | 227TBN036**AA* | PF4TNBD60L* |  | 36000 | 35600 | 17 | 12.5 | 8.1 | 2.34 | 62 | 50 | 213925450
BRYANT HEATING AND COOLING SYSTEMS | 227TBN036**AA* | FG4ANXC48L* |  | 35400 | 35600 | 16.5 | 12.5 | 8.1 | 2.26 | 62 | 50 | 214295963
BRYANT HEATING AND COOLING SYSTEMS | 227TBN036**AA* | PF4TNXC48L* |  | 35400 | 35600 | 16.5 | 12.5 | 8.1 | 2.26 | 62 | 50 | 214295964
KEEPRITE | N4H7T36*K*AAA* | FTMA4B60L0D* |  | 36000 | 35600 | 17 | 12.5 | 8.1 | 2.34 | 62 | 50 | 213925465
KENMORE | N4H7T36*K*AAA* | FTMA4B60L0D* |  | 36000 | 35600 | 17 | 12.5 | 8.1 | 2.34 | 62 | 50 | 213925466
MARATHERM | N4H7T36*K*AAA* | FTMA4B60L0D* |  | 36000 | 35600 | 17 | 12.5 | 8.1 | 2.34 | 62 | 50 | 213925467
TEMPSTAR | N4H7T36*K*AAA* | FTMA4B60L0D* |  | 36000 | 35600 | 17 | 12.5 | 8.1 | 2.34 | 62 | 50 | 213925468
GRANDAIRE | W4H7T36*K*AAA* | WBGL484BC |  | 35400 | 35600 | 16.5 | 12.5 | 8.1 | 2.26 | 62 | 50 | 213307856
ECOTEMP | W4H7T36*K*AAA* | WBGL484BC |  | 35400 | 35600 | 16.5 | 12.5 | 8.1 | 2.26 | 62 | 50 | 213307857
GRANDAIRE | W4H7T36*K*AAA* | WBGL604BD |  | 36000 | 35600 | 17 | 12.5 | 8.1 | 2.34 | 62 | 50 | 213925469
ECOTEMP | W4H7T36*K*AAA* | WBGL604BD |  | 36000 | 35600 | 17 | 12.5 | 8.1 | 2.34 | 62 | 50 | 213925470
LPS Legacy | N4H7T24*K*AAA* | EA*4X37L21A* | *95CSU1002122A* | 24000 | 24400 | 17 | 12.5 | 8.1 | 2.26 | 59 | 43 | 214027075
LPS Legacy | N4H7T24*K*AAA* | EA*4X37L21A* | *95CSU0802120A* | 23600 | 24000 | 17 | 12.5 | 8.1 | 2.24 | 58 | 43 | 214027074
LPS Legacy | N4H7T24*K*AAA* | EA*4X37L21A* | *80CTL0902120A* | 23800 | 24200 | 16 | 12.5 | 8.1 | 2.24 | 58 | 43 | 214027072
LPS Legacy | N4H7T24*K*AAA* | EA*4X37L21A* | *80CTL0702120A* | 24200 | 24800 | 17 | 12.5 | 8.1 | 2.26 | 59 | 43 | 214027320
LPS Legacy | N4H7T24*K*AAA* | EA*4X25L17A* | *80CTL0701716A* | 23600 | 24000 | 16 | 12.5 | 8.1 | 2.22 | 58 | 42 | 214027297
LPS Legacy | N4H7T24*K*AAA* | EA*4X37L21A* | *80CTL0701716A* | 23600 | 24000 | 16 | 12.5 | 8.1 | 2.24 | 58 | 43 | 214027071
HAIER | 1U09EH2HE** | USYM09UCDSA* |  | 9000 | 10000 | 18 | 11.5 | 9.5 | 1.75 | 70 | 98 | 212409472
GE Appliances | ASH109URDE** | USYM09UCDSA* |  | 9000 | 10000 | 18 | 11.5 | 9.5 | 1.75 | 70 | 98 | 212409488
LG | LUU240HHV | LHN248HV |  | 23000 | 27000 | 16.75 | 12 | 9.4 | 1.88 | 67 | 105 | 205788767
LG | LUU360HHV | LHN368HV |  | 36000 | 40000 | 18.3 | 12 | 9.2 | 1.87 | 63 | 84 | 205788769
LG | LUU420HHV | LHN428HV |  | 42000 | 48000 | 18.7 | 12.05 | 9.15 | 2.08 | 59 | 82 | 205788770
LG | LUU480HHV | LHN488HV |  | 46000 | 50000 | 17.7 | 11.7 | 9.4 | 2.07 | 63 | 82 | 205788772
LG | LUU360HHV | LVN361HV4 |  | 33000 | 37600 | 16.4 | 11.95 | 9.3 | 1.81 | 63 | 90 | 205788773
LG | LUU180HHV | LVN181HV4 |  | 18000 | 20000 | 17.05 | 13.35 | 8.9 | 2.09 | 67 | 83 | 205788774
LG | LUU240HHV | LVN241HV4 |  | 24000 | 27000 | 16.45 | 11.9 | 9.25 | 1.8 | 68 | 90 | 205788775
LG | LUU420HHV | LVN420HV |  | 42000 | 48000 | 17.3 | 12 | 9.45 | 2.27 | 61 | 83 | 205788776
LG | LUU480HHV | LVN480HV |  | 46000 | 50000 | 17.75 | 11.95 | 9.4 | 2.25 | 62 | 81 | 205788777
LG | LUU428HV | LVN420HV |  | 42000 | 47000 | 17.2 | 10.75 | 9.35 | 2.16 | 65 | 77 | 10400575
LG | LUU189HV | LVN181HV4 |  | 18000 | 20000 | 17.25 | 12.3 | 9.25 | 2.02 | 65 | 81 | 203161351
LG | LUU249HV | LVN241HV4 |  | 24000 | 27000 | 17.6 | 11.45 | 9.7 | 2.15 | 69 | 79 | 203161352
LG | LUU249HV | LHN248HV |  | 24000 | 27000 | 16.85 | 11.7 | 9 | 1.94 | 65 | 79 | 203161353
LG | LUU369HV | LHN368HV |  | 36000 | 40000 | 18.85 | 11.85 | 9.2 | 1.87 | 60 | 84 | 203161354
LG | LUU369HV | LVN361HV4 |  | 36000 | 40000 | 16.25 | 11 | 8.95 | 1.81 | 60 | 85 | 203162003
LG | LUU180HV | LVN181HV4 |  | 18000 | 20000 | 17.25 | 12.3 | 9.25 | 2.02 | 65 | 81 | 211234505
LG | LUU240HV | LHN248HV |  | 24000 | 27000 | 16.85 | 11.7 | 9 | 1.94 | 65 | 79 | 211234506
LG | LUU240HV | LVN241HV4 |  | 23200 | 27000 | 17.6 | 11.7 | 9.7 | 2.15 | 69 | 79 | 211234507
LG | LUU360HV | LHN368HV |  | 36000 | 40000 | 18.85 | 11.85 | 9.2 | 1.87 | 60 | 84 | 211234509
LG | LUU360HV | LVN361HV4 |  | 33200 | 40000 | 16.25 | 11.9 | 8.95 | 1.81 | 60 | 85 | 211234510
LG | LUU420HV | LVN420HV |  | 42000 | 47000 | 17.2 | 10.75 | 9.35 | 1.88 | 62 | 82 | 211234515
LG | LUU180HHV | LHN188HV1 |  | 18000 | 20000 | 17.5 | 12.3 | 9.2 | 1.9 | 57 | 85 | 212578842
LG | LUU240HV | LHN248HV1 |  | 23000 | 27000 | 18.5 | 11.8 | 10.4 | 2.1 | 65 | 89 | 212578843
LG | LUU180HV | LHN188HV1 |  | 18000 | 20000 | 17.8 | 12.6 | 9.9 | 1.9 | 62 | 80 | 212578844
LG | LUU120HV | LHN128HV1 |  | 12000 | 15000 | 16 | 11.7 | 10.5 | 2.3 | 69 | 73 | 212578845
LG | LUU090HV | LHN098HV1 |  | 9000 | 13500 | 16 | 11.8 | 10.4 | 2.3 | 69 | 81 | 212578846
LG | LUU240HHV | LHN248HV1 |  | 23000 | 27000 | 16.75 | 11.8 | 9.4 | 1.8 | 63 | 101 | 212578847
LG | LUU360HV | LVN300HCV |  | 30000 | 34000 | 17 | 12.8 | 9.2 | 1.8 | 62 | 96 | 213361978
LG | LUU601HV | LVN420HV |  | 42000 | 48000 | 17.2 | 11.7 | 9.3 | 2.1 | 61 | 83 | 213361979
LG | LUU601HV | LVN480HV |  | 46000 | 50000 | 17.5 | 11.7 | 9.2 | 2.1 | 62 | 81 | 213361980
LG | LUU601HV | LVN600HV |  | 52500 | 56500 | 16.5 | 11.7 | 9.2 | 1.8 | 64 | 73 | 213361981
LG | KUSXA181A | KNUJB181A |  | 18000 | 20000 | 17.5 | 12.4 | 9.2 | 1.94 | 65 | 100 | 214796350
LG | KUSXA241A | KNUJB241A |  | 23000 | 27000 | 17 | 11.8 | 9.5 | 1.86 | 63 | 104 | 214796351
LG | KUSXB181A | KNUJB181A |  | 18000 | 20000 | 17.5 | 12.4 | 9.2 | 1.82 | 63 | 95 | 214796352
LG | KUSXB241A | KNUJB241A |  | 23000 | 27000 | 17 | 11.8 | 9.5 | 2.12 | 65 | 89 | 214796353
LG | KUSXB301A | KNUJB301A |  | 29000 | 34000 | 18.5 | 11.7 | 9.4 | 2.02 | 68 | 89 | 214796354
DAIKIN | RZQ30TBVJU* | FBQ30TBVJU |  | 28400 | 34800 | 16.5 | 12.2 | 8.9 | 1.8 | 69 | 109 | 211635172
DAIKIN | RZQ36TBVJU* | FBQ36TBVJU |  | 35000 | 40000 | 16.9 | 11.7 | 8.8 | 2.1 | 70 | 100 | 211635173
DAIKIN | RZQ42TBVJU* | FBQ42TBVJU |  | 40000 | 47000 | 15.6 | 10.3 | 9.5 | 2.15 | 69 | 88 | 211635174
DAIKIN | RZQ24TBVJU* | FTQ24TBVJU*A* |  | 23400 | 27400 | 16.2 | 10 | 8.7 | 2.08 | 71 | 76 | 214725905
DAIKIN | RZQ18TBVJU* | FBQ18TBVJU |  | 17700 | 20600 | 15.5 | 12.5 | 8.5 | 1.8 | 68 | 98 | 211635170
DAIKIN | RZQ24TBVJU* | FBQ24TBVJU |  | 23400 | 27400 | 15.4 | 10.5 | 9.3 | 2 | 69 | 77 | 211635171
DAIKIN | RZQ18TBVJU* | FTQ18TAVJU*A* |  | 17200 | 20000 | 15.6 | 11.7 | 8.1 | 1.85 | 68 | 95 | 211635176
DAIKIN | RZQ24TBVJU* | FTQ24TAVJU*A* |  | 23400 | 27400 | 16.2 | 10 | 8.7 | 2.1 | 71 | 76 | 211635177
DAIKIN | RZQ42TBVJU* | FTQ42TAVJU*A* |  | 40500 | 47000 | 16 | 10.6 | 9.2 | 1.95 | 70 | 86 | 211635178
DAIKIN | RZQ30TBVJU* | FTQ30TAVJU*A* |  | 29400 | 34000 | 15.6 | 11.9 | 9.1 | 1.8 | 71 | 112 | 211635180
DAIKIN | RZQ36TBVJU* | FTQ36TAVJU*A* |  | 35000 | 40000 | 16.4 | 11.2 | 8.8 | 1.95 | 71 | 100 | 211635181
DAIKIN | RZQ18TBVJU* | FTQ18TBVJU*A* |  | 17200 | 20000 | 15.6 | 11.7 | 8.1 | 1.85 | 68 | 95 | 214725904
DAIKIN | RXL18WMVJU* | FDMQ18WVJU* |  | 17600 | 21600 | 15.2 | 10 | 8.5 | 1.8 | 68 | 100 | 212494265
DAIKIN | RX24WMVJU* | FDMQ24WVJU* |  | 21800 | 24000 | 15.2 | 10 | 8.1 | 1.8 | 63 | 57 | 212506075
DAIKIN | RX15WMVJU* | FDMQ15WVJU* |  | 14400 | 18000 | 15.3 | 10 | 8.2 | 1.8 | 64 | 51 | 212506078
DAIKIN | RZQ36TBVJU* | FTQ36TBVJU*A* |  | 35000 | 40000 | 16.4 | 11.2 | 8.8 | 1.95 | 71 | 100 | 214025276
DAIKIN | RZQ30TBVJU* | FTQ30TBVJU*A* |  | 29400 | 34000 | 15.6 | 11.9 | 9.1 | 1.97 | 71 | 112 | 214025273
DAIKIN | RZQ42TBVJU* | FTQ42TBVJU*A* |  | 40500 | 47000 | 16 | 10.6 | 9.2 | 1.94 | 70 | 86 | 214025274
TOSHIBA CARRIER | RAV-SP362AT2P-UL | RAV-SM362BTP-UL |  | 36000 | 40000 | 17.6 | 11 | 9.9 | 2.12 | 63 | 75 | 208447329
TOSHIBA CARRIER | RAV-SP302AT2P-UL | RAV-SM302BTP-UL |  | 30000 | 34000 | 19.3 | 12.5 | 10.3 | 2.19 | 59 | 75 | 208447326
TOSHIBA CARRIER | RAV-SP242AT2P-UL | RAV-SM242BTP-UL |  | 24000 | 27000 | 19.4 | 12.4 | 10.3 | 2.1 | 64 | 74 | 208447323
TOSHIBA CARRIER | RAV-SP122AT2P-UL | RAV-SM122BTP-UL |  | 12000 | 14000 | 17.1 | 12.2 | 8.9 | 1.82 | 62 | 71 | 208447318
WESTINGHOUSE | WHU09SZA21S | WHU09DHA21S |  | 9000 | 10000 | 18 | 12 | 9 | 2.1 | 65 | 71 | 207237540
DIAL | 9000-UNI-O | 9000Z-DUC-I |  | 9000 | 10000 | 18 | 12 | 9 | 2.1 | 65 | 71 | 206838609
HITACHI | RAS-1.0PNNBDH1 | RPIL-1.0PNN1DH |  | 9000 | 10000 | 18 | 12 | 9 | 2.1 | 65 | 71 | 206750852
HISENSE | AUW-09U3SS | ADT-09UX3SBL |  | 9000 | 10000 | 18 | 12 | 9 | 2.1 | 65 | 71 | 204835479
AIR-CON | ASLCI4H4S09 | ASLEK4H4S09 |  | 9000 | 10000 | 18 | 12 | 9 | 2.1 | 65 | 71 | 205129516
FRIEDRICH | FPHFR09A3A | FPHFD09A3A |  | 9000 | 10000 | 18 | 12 | 9 | 2.1 | 65 | 71 | 205048198
WABBAN | BB09HXP2A1DO | BBM09HSFDI |  | 9100 | 10500 | 21 | 13.45 | 9 | 1.9 | 60 | 66 | 213319272
GREE | GWH09AGC-D3DNA1B/O | GFH(09)DA-D3DN***/I |  | 9100 | 11000 | 20.4 | 14.2 | 9.5 | 1.93 | 63 | 62 | 207168479
GREE | GWH24AGE-D3DNA1A/O | GFH(24)DB-D3DN***/I |  | 22000 | 24000 | 20 | 12.5 | 9 | 1.9 | 62 | 79 | 206913032
TRANE | 4TXK2524A10N0** | 4MXD2324A10N0** |  | 22000 | 24000 | 20 | 12.5 | 9 | 1.9 | 62 | 79 | 211727042
AMERICAN STANDARD | 4TXK2524A10N0** | 4MXD2324A10N0** |  | 22000 | 24000 | 20 | 12.5 | 9 | 1.9 | 62 | 79 | 211727035
AMERICAN STANDARD | 4TXK2509A10N0** | 4MXD2309A10N0** |  | 9100 | 11000 | 20.4 | 14.2 | 9.5 | 1.93 | 63 | 62 | 212292415
TRANE | 4TXK2509A10N0** | 4MXD2309A10N0** |  | 9100 | 11000 | 20.4 | 14.2 | 9.5 | 1.93 | 63 | 62 | 212292414
KINGHOME | KW09HQ25SDO | KM09HF1DI |  | 9100 | 10500 | 21 | 13.45 | 9 | 1.9 | 60 | 66 | 212437225
TOSOT | TW09HXP2A1DO | TM09HSFDI |  | 9100 | 10500 | 21 | 13.45 | 9 | 1.9 | 60 | 66 | 212365392
KINGHOME | KAM24HO | KM24HF1DI |  | 22000 | 24000 | 20 | 12.5 | 9 | 1.9 | 62 | 79 | 211749844
KINGHOME | KAM09HO | KM09HF1DI |  | 9100 | 11000 | 20.4 | 14.2 | 9.5 | 1.93 | 63 | 62 | 211749836
GREE | 3VIR09HP230V1BO | DUCT09HP230V1BD |  | 9100 | 10500 | 21 | 13.45 | 9 | 1.9 | 60 | 66 | 211726650
GREE | GWH09AGCXD-D3DNA1A/O | GFH(09)DA-D3DN***/I |  | 9100 | 10500 | 21 | 13.45 | 9 | 1.9 | 60 | 66 | 209550321
SAMSUNG | AC009BXADCH | AC009BNHDCH |  | 9000 | 12000 | 18.8 | 12.5 | 8.9 | 1.75 | 94 | 81 | 207465438
SAMSUNG | AC012BXADCH | AC012BNHDCH |  | 12000 | 14000 | 18.5 | 11.1 | 9.1 | 1.9 | 86 | 72 | 207465441
SAMSUNG | AC018BXADCH | AC018BNHDCH |  | 18000 | 20000 | 18 | 12 | 8.1 | 1.8 | 128 | 110 | 207465448
SAMSUNG | AC018BXADCH | AC018BNZDCH |  | 18000 | 20000 | 16.2 | 10.4 | 8.1 | 1.8 | 94 | 91 | 207465452
SAMSUNG | AC024BXADCH | AC024BNHDCH |  | 24000 | 27000 | 19.5 | 12 | 8.4 | 1.8 | 123 | 98 | 207465455
SAMSUNG | AC030BXADCH | AC030BNHDCH |  | 30000 | 32000 | 18.2 | 10.3 | 8.4 | 1.93 | 103 | 91 | 207465458
SAMSUNG | AC036BXADCH | AC036BNHDCH |  | 36000 | 40000 | 19 | 10.7 | 8.4 | 2.08 | 89 | 85 | 207465462
SAMSUNG | AC030BXSCCH | AC030BNZDCH |  | 30000 | 34000 | 18.5 | 12.5 | 8.6 | 1.84 | 94 | 100 | 207698066
SAMSUNG | AC036BXSCCH | AC036BNZDCH |  | 36000 | 40000 | 18.7 | 11.5 | 8.6 | 1.92 | 93 | 93 | 207698067
SAMSUNG | AC030BXSCCH | AC030BNHDCH |  | 30000 | 32000 | 18.7 | 12 | 8.6 | 1.75 | 104 | 105 | 207698070
SAMSUNG | AC036BXSCCH | AC036BNHDCH |  | 36000 | 40000 | 19.4 | 12.2 | 8.8 | 1.94 | 96 | 90 | 207698072
FUJITSU | AOU24RGLX | AMUG24LMAS |  | 24000 | 27000 | 17.6 | 11.7 | 9.2 | 1.8 | 69 | 73 | 205123807
FUJITSU | AOUG36LMAS1 | AMUG36LMAS |  | 36000 | 42000 | 17.1 | 10.7 | 8.8 | 2 | 70 | 78 | 205123809
FUJITSU | AOUH30LUAH1 | AMUG30LMAS |  | 28600 | 32000 | 18.8 | 11.7 | 9.7 | 1.76 | 68 | 103 | 207657376
FUJITSU | AOUH36LMAH1 | AMUG36LMAS |  | 33000 | 38000 | 17.1 | 11 | 10.4 | 1.84 | 67 | 111 | 207657377
FUJITSU | AOUH30LUAH1 | ARUH30LUAS |  | 28600 | 32000 | 18.3 | 12 | 10 | 1.76 | 64 | 103 | 207657380
FUJITSU | AOUH24LUAS1 | ARUH24LUAS |  | 24000 | 27000 | 18.5 | 11.7 | 10 | 2 | 67 | 86 | 211078834
FUJITSU | AOUH24LUAS1 | AMUG24LMAS |  | 24000 | 27000 | 18.8 | 11.7 | 10 | 1.94 | 69 | 85 | 211078835
FUJITSU | AOUH30LUAS1 | ARUH30LUAS |  | 30000 | 32000 | 18.5 | 10.4 | 10 | 2.04 | 66 | 88 | 211078837
FUJITSU | AOUH30LUAS1 | AMUG30LMAS |  | 30000 | 32000 | 18.5 | 10 | 9.5 | 1.92 | 68 | 84 | 211078838
FUJITSU | AOUH18LUAS1 | ARUH18LUAS |  | 17100 | 21600 | 18.6 | 11.7 | 10 | 2.12 | 72 | 78 | 211078842
FUJITSU | AOUH12LUAS1 | ARUH12LUAS |  | 12000 | 16000 | 19.1 | 12.5 | 10.5 | 2.02 | 66 | 97 | 207334301
RHEEM | ROSH18VGSN | RIDH18AXCJ |  | 18000 | 21000 | 16.7 | 11.9 | 9.3 | 2.2 | 60 | 85 | 207590027
RUUD | ROSH18VGSN | RIDH18AXCJ |  | 18000 | 21000 | 16.7 | 11.9 | 9.3 | 2.2 | 60 | 85 | 207590028
RHEEM | ROSH24VGSN | RIDH24AXCJ |  | 24000 | 27000 | 16 | 11.7 | 9.5 | 1.94 | 64 | 82 | 207590029
RUUD | ROSH24VGSN | RIDH24AXCJ |  | 24000 | 27000 | 16 | 11.7 | 9.5 | 1.94 | 64 | 82 | 207590030
RHEEM | ROSH30VGSN | RIDH30AXCJ |  | 30000 | 32000 | 15.6 | 10 | 9.1 | 2.18 | 61 | 81 | 207590031
RUUD | ROSH30VGSN | RIDH30AXCJ |  | 30000 | 32000 | 15.6 | 10 | 9.1 | 2.18 | 61 | 81 | 207590032
RHEEM | RO1HHZ18AJ8S | RIMHHZ18AJ8S |  | 17100 | 21600 | 18.6 | 11.7 | 10 | 2.12 | 72 | 78 | 211781739
RHEEM | RO1HHZ24AJ8S | RIMHHZ24AJ8S |  | 24000 | 27000 | 18.5 | 11.7 | 10 | 2 | 67 | 86 | 211781740
RHEEM | RO1HHZ30AJ8S | RIMHHZ30AJ8S |  | 30000 | 32000 | 18.5 | 10.4 | 10 | 2.04 | 66 | 88 | 211781741
RHEEM | RD16AZ24AJVUA | RHMVZ2421MNAUNJ |  | 24000 | 27000 | 18.8 | 11.7 | 10 | 1.94 | 69 | 85 | 211781751
RHEEM | RD16AZ30AJVUA | RHMVZ3021SNAUNJ |  | 30000 | 32000 | 18.5 | 10 | 9.5 | 1.92 | 68 | 84 | 211781752
RHEEM | RD16AZ30AJHUA | RHMVZ3021SNAUNJ |  | 28600 | 32000 | 18.8 | 11.7 | 9.7 | 1.76 | 68 | 103 | 211781753
RHEEM | RD16AZ36AJHUA | RHMVZ3621MNAUAJ |  | 33000 | 38000 | 17.1 | 11 | 10.4 | 1.84 | 67 | 111 | 211781754
RUUD | RO1HHZ18AJ8S | RIMHHZ18AJ8S |  | 17100 | 21600 | 18.6 | 11.7 | 10 | 2.12 | 72 | 78 | 211781756
RUUD | RO1HHZ24AJ8S | RIMHHZ24AJ8S |  | 24000 | 27000 | 18.5 | 11.7 | 10 | 2 | 67 | 86 | 211781757
RUUD | RO1HHZ30AJ8S | RIMHHZ30AJ8S |  | 30000 | 32000 | 18.5 | 10.4 | 10 | 2.04 | 66 | 88 | 211781758
RUUD | RD16AZ24AJVUA | RHMVZ2421MNAUNJ |  | 24000 | 27000 | 18.8 | 11.7 | 10 | 1.94 | 69 | 85 | 211781768
RUUD | RD16AZ30AJVUA | RHMVZ3021SNAUNJ |  | 30000 | 32000 | 18.5 | 10 | 9.5 | 1.92 | 68 | 84 | 211781769
RUUD | RD16AZ30AJHUA | RHMVZ3021SNAUNJ |  | 28600 | 32000 | 18.8 | 11.7 | 9.7 | 1.76 | 68 | 103 | 211781770
RUUD | RD16AZ36AJHUA | RHMVZ3621MNAUAJ |  | 33000 | 38000 | 17.1 | 11 | 10.4 | 1.84 | 67 | 111 | 211781771
RHEEM | RP1724HJVXA | RHMVZ2421MNAUNJ |  | 24000 | 27000 | 17.6 | 11.7 | 9.2 | 1.8 | 69 | 73 | 213216531
RUUD | RP1724HJVXA | RHMVZ2421MNAUNJ |  | 24000 | 27000 | 17.6 | 11.7 | 9.2 | 1.8 | 69 | 73 | 213216534
RHEEM | RP1736HJVXA | RHMVZ3621MNAUNJ |  | 36000 | 42000 | 17.1 | 10.7 | 8.8 | 2 | 70 | 78 | 213259620
RUUD | RP1736HJVXA | RHMVZ3621MNAUNJ |  | 36000 | 42000 | 17.1 | 10.7 | 8.8 | 2 | 70 | 78 | 213259621
RHEEM | RO1HHZ12AJ8S | RIMHHZ12AJ8S |  | 12000 | 16000 | 19.1 | 12.5 | 10.5 | 2.02 | 66 | 97 | 210824722
RUUD | RO1HHZ12AJ8S | RIMHHZ12AJ8S |  | 12000 | 16000 | 19.1 | 12.5 | 10.5 | 2.02 | 66 | 97 | 210824724
RHEEM | RD16AZ36AJVUA | RHMVZ3621MNAUAJ |  | 36000 | 42000 | 17.1 | 10.7 | 8.8 | 2 | 70 | 78 | 210824748
RUUD | RD16AZ36AJVUA | RHMVZ3621MNAUAJ |  | 36000 | 42000 | 17.1 | 10.7 | 8.8 | 2 | 70 | 78 | 210824751
FUJITSU | AOU18RGLX | ARU18RGLX |  | 18000 | 21000 | 16.7 | 11.9 | 9.3 | 2.2 | 60 | 85 | 202534923
FUJITSU | AOU24RGLX | ARU24RGLX |  | 24000 | 27000 | 16 | 11.7 | 9.5 | 1.94 | 64 | 82 | 202537547
FUJITSU | AOU30RGLX | ARU30RGLX |  | 30000 | 32000 | 15.6 | 10 | 9.1 | 2.18 | 61 | 81 | 202537548
LENNOX | MLB009S4S-1P | MMDB009S4-2P |  | 8800 | 10000 | 20.2 | 13.2 | 12 | 1.9 | 101 | 108 | 207683524
LENNOX | MPC009S4S-1P | MMDB009S4-2P |  | 9000 | 10000 | 19.2 | 12.5 | 10.2 | 2.1 | 77 | 80 | 207683503
COMFORTSTAR | CXH009CD(O) | CPA-9B |  | 9000 | 10000 | 18.5 | 12.1 | 11.5 | 1.9 | 101 | 108 | 202575866
GOODMAN | MSH093E21MCAA | MST093E21ADAA |  | 9000 | 10000 | 18.7 | 12.1 | 9.8 | 1.98 | 80 | 80 | 202196599
C&H | CH-HYP12SPH230VO | CH-M12DTUI |  | 12000 | 12000 | 19 | 11.7 | 10 | 1.75 | 88 | 98 | 205263853
YORK | YUJE12BYTMCMO-X | YEJE12BXTMCM-WX |  | 11500 | 12000 | 19 | 11.7 | 10 | 1.9 | 78 | 70 | 204835496
KANIONco | KD-12R410AH | KD-12R410AH |  | 11500 | 12000 | 19 | 11.7 | 10 | 1.9 | 78 | 70 | 204760845
WABBAN | BBOB3012HFN1MV0-W | BBMTIU12HWFN1-M |  | 12000 | 12000 | 19 | 11.7 | 10 | 1.75 | 88 | 98 | 204543104
WABBAN | BBOB3009HFN1MX0-W | BBMTIU09HWFN1-M |  | 9000 | 10000 | 18.5 | 12.1 | 11.5 | 1.9 | 101 | 108 | 204543103
Nutech | NOX430-17HFN1-MT0W | NTIU-18HWFN1-M |  | 17000 | 19000 | 18 | 11.7 | 9.5 | 1.85 | 79 | 93 | 212941750
SEA BREEZE+ | HSZ24H424ZMO | D24H424ZMI |  | 24000 | 25000 | 19.2 | 12 | 10.5 | 2 | 84 | 108 | 212595655
CIAC | CM43BX012-H3N2H | CC43BX012-E3N1H |  | 11500 | 12000 | 19 | 11.7 | 10.3 | 2.26 | 78 | 70 | 213927685
CONCORD | 4DHP2S12S-1P | DMD212S4-1P |  | 11500 | 12000 | 18.8 | 11.7 | 10.3 | 2.26 | 78 | 70 | 208106696
Armstrong Air | 4DHP2S18S-1P | DMD218S4-1P |  | 17000 | 20000 | 20 | 12.3 | 10.5 | 2.4 | 63 | 65 | 208106679
Allied | 4DHP2S12S-1P | DMD212S4-1P |  | 11500 | 12000 | 18.8 | 11.7 | 10.3 | 2.26 | 78 | 70 | 208106660
PIONEER | YN024GMFI22RPE | RB024GMFILDFHD |  | 23000 | 25000 | 19 | 12.5 | 11.2 | 2.3 | 80 | 80 | 208141954
ICONIC AIR SOLUTION | ICOO09AK | IFOD09IK |  | 9000 | 10000 | 19.2 | 12.5 | 10.2 | 2.1 | 77 | 80 | 214640126
Kepler | ODUMOD33-24HFN1-MT0W | IDUMTIU-24HWFN1-M |  | 23000 | 25000 | 19 | 12.5 | 11.2 | 2.3 | 80 | 80 | 214610367
Kepler | ODUMOX230-12HFN1-MV5W | IDUMTIU-12HWFN1-M |  | 11500 | 12000 | 19 | 11.7 | 10.3 | 2.26 | 78 | 70 | 214610365
SLIMAIR | SHC24VH2AG | SHD24VC2AG |  | 24000 | 25000 | 19.2 | 12 | 10.5 | 2 | 84 | 108 | 214606466
SLIMAIR | SHC12VH2AG | SHD12VC2AG |  | 12000 | 12500 | 19.5 | 11.7 | 10 | 1.96 | 85 | 97 | 214606464
SLIMAIR | SHC12VE2AG | SHD12VC2AG |  | 11500 | 12000 | 19 | 11.7 | 10.3 | 2.26 | 78 | 70 | 214606457
ICONIC AIR SOLUTION | ICOZ24AK | IFOV24IK |  | 24000 | 25000 | 19.2 | 12 | 11.1 | 2 | 84 | 96 | 214389556
AC PRO.COM | AOB30-12HFN1-MT0W | ATIU-12HWFN1-M |  | 11500 | 12000 | 19 | 11.7 | 10 | 1.9 | 78 | 70 | 205355554
NORTON AIR CONDITIONERS | OHP14-24-12-25 | DHP14-24-12-U |  | 24000 | 24000 | 19.2 | 11.7 | 10.5 | 1.9 | 96 | 100 | 205300202
NORTON AIR CONDITIONERS | OHP14-24-12-22 | DHP14-24-12-U |  | 23000 | 24400 | 19 | 11.7 | 10 | 2 | 74 | 75 | 205300198
NORTON AIR CONDITIONERS | OHP14-09-12-22 | DHP14-09-12-U |  | 9000 | 10000 | 18.7 | 12.1 | 9.8 | 1.98 | 80 | 80 | 205300195
ELIOS | DE09HOS25230E3 | DM09HIDU230X5 |  | 9000 | 10000 | 18.5 | 12.1 | 11.5 | 1.9 | 101 | 108 | 205300173
ELIOS | DE12HOS23230E2 | DM12HIDU230X5 |  | 11500 | 12000 | 19 | 11.7 | 10 | 1.9 | 78 | 70 | 205300167
MDV | MOD30-24HFN1-MU0W | MTIU-24HWFN1-M |  | 24000 | 25000 | 19.2 | 12 | 10.5 | 2 | 84 | 108 | 206330136
MDV | MOD33-24HFN1-MT0W | MTIU-24HWFN1-M |  | 23000 | 25000 | 19 | 12.5 | 11.2 | 2.3 | 80 | 80 | 206330133
ELIOS | DE24HOS25230E3A | DM24HIDU230X5 |  | 24000 | 25000 | 19.2 | 12 | 10.5 | 2 | 84 | 108 | 206401449
Durastar | DRA1U24S1A | DRAD24F1A |  | 23000 | 24400 | 19 | 11.7 | 10 | 2 | 74 | 75 | 206369528
CARRIER | 38MAQB24R--3 | 40MBDQ24---3 |  | 24000 | 24000 | 19.2 | 11.7 | 10.5 | 1.9 | 96 | 100 | 200059145
PIONEER | YN024GMFI22RPD | RB024GMFILDFHD |  | 23000 | 24400 | 19 | 11.7 | 10 | 2 | 74 | 75 | 10597353
COMFORTSTAR | CPP024CD(O) | CPA-24B |  | 23000 | 24400 | 19 | 11.7 | 10 | 2 | 74 | 75 | 10595506
LENNOX | MPB012S4S-1P | MMDB012S4-2P |  | 11500 | 12000 | 19 | 11.7 | 10 | 1.9 | 78 | 70 | 10528564
ELIOS | DE18HOS25230E3A | DM18HIDU230X5 |  | 17000 | 19000 | 18 | 11.7 | 9.5 | 1.85 | 79 | 93 | 206401446
MOOVAIR | DM24HOS25230E3A | DM24HIDU230X5 |  | 24000 | 25000 | 19.2 | 12 | 10.5 | 2 | 84 | 108 | 206401443
SENVILLE | SENA/09HF/OQ | SENA/09HF/ID |  | 9000 | 10000 | 20.2 | 13.2 | 12 | 1.9 | 101 | 108 | 207641345
SENVILLE | SENA/18HF/OQ | SENA/18HF/ID |  | 17000 | 19000 | 18 | 11.7 | 9.5 | 1.85 | 79 | 93 | 207641347
BLUERIDGE | BMY24HH22C | BM24MCD |  | 24000 | 25000 | 19.2 | 12 | 10.5 | 2 | 84 | 108 | 207571393
BLUERIDGE | BMY18HH22C | BM18MCD |  | 17000 | 19000 | 18 | 11.7 | 9.5 | 1.85 | 79 | 93 | 207571390
BLUERIDGE | BMY12HH26C | BM12MCD |  | 12000 | 12500 | 19.5 | 11.7 | 10 | 1.96 | 85 | 97 | 207571387
Breeze33 | BZ33-HYP09HPOUT2-P | BZ33-DIDU9-P |  | 9000 | 10000 | 18.5 | 12.1 | 11.5 | 1.9 | 101 | 108 | 205470429
NORTON AIR CONDITIONERS | OHP14-09-12-25 | DHP14-09-12-U |  | 9000 | 10000 | 18.5 | 12.1 | 11.5 | 1.9 | 101 | 108 | 205300199
ELIOS | DE24HOS25230E3 | DM24HIDU230X5 |  | 24000 | 24000 | 19.2 | 11.7 | 10.5 | 1.9 | 96 | 100 | 205300176
ELIOS | DE24HOS23230E2 | DM24HIDU230X5 |  | 23000 | 24400 | 19 | 11.7 | 10 | 2 | 74 | 75 | 205300169
ELIOS | DE09HOS23230E2 | DM09HIDU230X5 |  | 9000 | 10000 | 18.7 | 12.1 | 9.8 | 1.98 | 80 | 80 | 205300166
NOVAIR PLUS | 24EVONVO | 24EVDNVI |  | 24000 | 24000 | 19.2 | 11.7 | 10.5 | 1.9 | 96 | 100 | 205281392
NOVAIR PLUS | 12EVANVO | 12EVDNVI |  | 11500 | 12000 | 19 | 11.7 | 10 | 1.9 | 78 | 70 | 205281389
COMFORTSTAR | CXH012CD(O) | CPA-12B |  | 12000 | 12000 | 19 | 11.7 | 10 | 1.75 | 88 | 98 | 202575867
Breeze33 | BZ33-HYP09OUT2-G2-P | BZ33-DIDU9-P |  | 9000 | 10000 | 20.2 | 13.2 | 12 | 1.9 | 101 | 108 | 207862079
AC PRO.COM | AOX430-17HFN1-MT0W | ATIU-18HWFN1-M |  | 17000 | 19000 | 18 | 11.7 | 9.5 | 1.85 | 79 | 93 | 207827156
AC PRO.COM | AOX330-09HFN1-MY5W | ATIU-09HWFN1-M |  | 9000 | 10000 | 19.2 | 12.5 | 10.2 | 2.1 | 77 | 80 | 207827154
LENNOX | LISH018000P431-D | LIFHC018180P431-C |  | 17000 | 20000 | 20 | 12.5 | 10.6 | 2.4 | 63 | 65 | 207825610
DIYCOOL | ACIQ-18ZPL-HP230B | ACIQ-18CD-HH-MB |  | 17000 | 19000 | 18 | 11.7 | 9.5 | 1.85 | 79 | 93 | 207825559
DIYCOOL | ACIQ-12ZPL-HP230B | ACIQ-12CD-HH-MB |  | 12000 | 12500 | 19.5 | 11.7 | 10 | 1.96 | 85 | 97 | 207825558
DIYCOOL | ACIQ-09ZPL-HP230B | ACIQ-09CD-HH-MB |  | 9000 | 10000 | 20.2 | 13.2 | 12 | 1.9 | 101 | 108 | 207825557
ACIQ | ACIQ-18ZPL-HP230B | ACIQ-18CD-HH-MB |  | 17000 | 19000 | 18 | 11.7 | 9.5 | 1.85 | 79 | 93 | 207825540
ECO AC | EHH-O24BB | EHH-D24BA |  | 23000 | 25000 | 19 | 12.5 | 11.2 | 2.3 | 80 | 80 | 207825497
MOOVAIR | DMA18HOS28230E8 | DUA24HIDU230X5 |  | 17500 | 19000 | 18 | 12.1 | 10.5 | 2 | 83 | 84 | 207824533
ECO-AIR | MOX430-17HFN1-MT0W | MTIU-18HWFN1-M |  | 17000 | 19000 | 18 | 11.7 | 9.5 | 1.85 | 79 | 93 | 211644064
ECO-AIR | MOX330-09HFN1-MY5W | MTIU-09HWFN1-M |  | 9000 | 10000 | 20.2 | 13.2 | 12 | 1.9 | 101 | 108 | 211644062
Alsetria | MOD33-24HFN1-MT0W | MTIU-24HWFN1-M |  | 23000 | 25000 | 19 | 12.5 | 11.2 | 2.3 | 80 | 80 | 211644027
Breeze33 | HSZ24H424ZMO | D24H424ZMI |  | 24000 | 25000 | 19.2 | 12 | 10.5 | 2 | 84 | 108 | 211277594
MIDEA | 38MARBQ12AA3 | 40MBDAQ12XH3 |  | 12000 | 12000 | 20 | 12 | 9.5 | 1.85 | 81 | 100 | 211132970
Weathermaker | 38MARBQ12AA3 | 40MBDAQ12XH3 |  | 12000 | 12000 | 20 | 12 | 9.5 | 1.85 | 81 | 100 | 211132959
PAYNE | 38MARBQ18AA3 | 40MBDAQ18XH3 |  | 17500 | 19000 | 18 | 12.1 | 10.8 | 2.2 | 83 | 95 | 211132941
Custom Comfort | CCOXHASZ12HP | CCOXHASD12 |  | 12000 | 12500 | 19.5 | 11.7 | 10 | 1.96 | 85 | 97 | 212365416
COMFORTSTAR | CZP24CD(O) | CPA-24B |  | 23000 | 25000 | 19 | 12.5 | 11.2 | 2.3 | 80 | 80 | 207658933
COMFORTSTAR | CZP09CD(O) | CPA-09B |  | 9000 | 10000 | 19.2 | 12.5 | 10.2 | 2.1 | 77 | 80 | 207658930
MOOVAIR | DMA12HOS28230E8 | DUA12HIDU230X5 |  | 12000 | 12500 | 19.5 | 11.7 | 10 | 1.96 | 85 | 97 | 207742522
BOSCH | BMS500-AAS012-1CSXRC | BMS500-AAU012-1AHDXB |  | 11500 | 12000 | 19 | 11.7 | 10.3 | 2.26 | 78 | 70 | 207760002
DIRECT AIR | DIRM-18HXPRO28-1Z | DIRM-18HP-DUH |  | 17000 | 19000 | 18 | 11.7 | 9.5 | 1.85 | 79 | 93 | 207743757
DIRECT AIR | DIRM-18DA25-1Z | DIRM-18HP-DUH |  | 17000 | 20000 | 20 | 12.5 | 10.6 | 2.4 | 63 | 65 | 207743755
DIRECT AIR | DIRM-12HXPRO28-1Z | DIRM-12HP-DUV |  | 12000 | 12500 | 19.5 | 11.7 | 10 | 1.96 | 85 | 97 | 207743754
DIRECT AIR | DIRM-09DA25-1Z | DIRM-09HP-DUV |  | 9000 | 10000 | 19.2 | 12.5 | 10.2 | 2.1 | 77 | 80 | 207743748
MOOVAIR | DMA18HOS25230E8 | DUA18HIDU230X5 |  | 17000 | 20000 | 20 | 12.5 | 10.6 | 2.4 | 63 | 65 | 207742516
Breeze33 | BZ33-HYP18OUT2-G2-P | BZ33-DIDU18-P |  | 17000 | 19000 | 18 | 11.7 | 9.5 | 1.85 | 79 | 93 | 207862081
AIRQUEST | DLCSRBH09AAK | DLFSDAH09XAK |  | 9000 | 10000 | 20.2 | 13.2 | 12 | 1.9 | 101 | 108 | 206350482
MIDEA | DLCSRBH12AAK | DLFSDAH12XAK |  | 12000 | 12500 | 19.5 | 11.7 | 10 | 1.96 | 85 | 97 | 206350451
MIDEA | DLCSRBH09AAK | DLFSDAH09XAK |  | 9000 | 10000 | 20.2 | 13.2 | 12 | 1.9 | 101 | 108 | 206350449
KENMORE | DLCSRBH24AAK | DLFSDAH24XAK |  | 24000 | 25000 | 19.2 | 12 | 10.5 | 2 | 84 | 108 | 206350446
HEIL | DLCSRBH18AAK | DLFSDAH18XAK |  | 17000 | 19000 | 18 | 11.7 | 9.5 | 1.85 | 79 | 93 | 206350421
HEIL | DLCSRBH12AAK | DLFSDAH12XAK |  | 12000 | 12500 | 19.5 | 11.7 | 10 | 1.96 | 85 | 97 | 206350418
HEIL | DLCSRBH09AAK | DLFSDAH09XAK |  | 9000 | 10000 | 20.2 | 13.2 | 12 | 1.9 | 101 | 108 | 206350416
DAY & NIGHT | DLCSRBH24AAK | DLFSDAH24XAK |  | 24000 | 25000 | 19.2 | 12 | 10.5 | 2 | 84 | 108 | 206350413
DAY & NIGHT | DLCSRBH18AAK | DLFSDAH18XAK |  | 17000 | 19000 | 18 | 11.7 | 9.5 | 1.85 | 79 | 93 | 206350410
COMFORTMAKER | DLCSRBH24AAK | DLFSDAH24XAK |  | 24000 | 25000 | 19.2 | 12 | 10.5 | 2 | 84 | 108 | 206350402
ARCOAIRE | DLCSRBH18AAK | DLFSDAH18XAK |  | 17000 | 19000 | 18 | 11.7 | 9.5 | 1.85 | 79 | 93 | 206350388
ARCOAIRE | DLCSRBH12AAK | DLFSDAH12XAK |  | 12000 | 12500 | 19.5 | 11.7 | 10 | 1.96 | 85 | 97 | 206350385
MIDEA | 38MARBQ18AA3 | 40MBDQ18---3 |  | 17000 | 19000 | 18 | 11.7 | 9.5 | 1.85 | 79 | 93 | 206350377
Weathermaker | 38MARBQ18AA3 | 40MBDQ18---3 |  | 17000 | 19000 | 18 | 11.7 | 9.5 | 1.85 | 79 | 93 | 206350366
BRYANT | 38MARBQ12AA3 | 40MBDQ12---3 |  | 12000 | 12500 | 19.5 | 11.7 | 10 | 1.96 | 85 | 97 | 206350341
CARRIER | 38MARBQ18AA3 | 40MBDQ18---3 |  | 17000 | 19000 | 18 | 11.7 | 9.5 | 1.85 | 79 | 93 | 206350333
Mitsutomo | HO-SZ18-AB-Q | HD-UZ18-AB-Q |  | 17000 | 19000 | 18 | 11.7 | 9.5 | 1.85 | 79 | 93 | 214056568
Cooper&Hunter | CH-24SPH-230VO | CH-M24DTUI |  | 23000 | 24400 | 19 | 11.7 | 10 | 2 | 74 | 75 | 210799494
Cooper&Hunter | CH-HYP09SPH230VO | CH-M09DTUI |  | 9000 | 10000 | 18.5 | 12.1 | 11.5 | 1.9 | 101 | 108 | 210799486
ICONIC AIR SOLUTION | ICOO24AK | IFOD24IK |  | 23000 | 25000 | 19 | 12.5 | 11.2 | 2.3 | 80 | 80 | 214640129
Multi MFG | MSH-24HD-A | 24HCHP0-C-M-A |  | 24000 | 25000 | 19.2 | 12 | 10.5 | 2 | 84 | 108 | 214609247
TRUST AIR CONDITIONERS | OAH18H/O4S4P | IUMDL18H/I43P |  | 17000 | 19000 | 18 | 11.7 | 9.5 | 1.85 | 79 | 93 | 208816932
TRUST AIR CONDITIONERS | OAH09H/O4S4P | IUMDL09H/I43P |  | 9000 | 10000 | 20.2 | 13.2 | 12 | 1.9 | 101 | 108 | 208816930
MDV | MOD30-24HFN1-MU0W | MTI-24HWFN1-MSP5 |  | 24000 | 25000 | 19.2 | 12 | 11.1 | 2 | 84 | 96 | 210299844
Durastar | DRA1H24S1A | DRAD24F1A |  | 24000 | 25000 | 19.2 | 12 | 10.5 | 2 | 84 | 108 | 210568118
Allied | 4DHP2S24S-1P | DMD224S4-*P |  | 23000 | 25000 | 19 | 12.3 | 11 | 2.3 | 80 | 80 | 211034504
MDV | MOX330-12HFN1-MW5W | MTI-12HWFN1-MST0 |  | 12000 | 12000 | 20 | 12 | 9.5 | 1.85 | 81 | 100 | 210299304
AirEase | 4DHP2S24S-1P | DMD224S4-*P |  | 23000 | 25000 | 19 | 12.3 | 11 | 2.3 | 80 | 80 | 211034478
LENNOX | MLB012S4S-1P | MMDB012S4-*P |  | 11800 | 12500 | 19.5 | 11.7 | 10 | 1.96 | 85 | 97 | 211034445
LENNOX | MLB009S4S-1P | MMDB009S4-*P |  | 8800 | 10000 | 20.2 | 13.2 | 12 | 1.9 | 101 | 108 | 211034444
LENNOX | MPC009S4S-1P | MMDB009S4-*P |  | 9000 | 10000 | 19.2 | 12.5 | 10 | 2.1 | 77 | 80 | 211034423
LENNOX | MPC024S4S-1P | MMDB024S4-2P |  | 23000 | 25000 | 19 | 12.3 | 11 | 2.3 | 80 | 80 | 207683506
LENNOX | MPC012S4S-1P | MMDB012S4-2P |  | 11500 | 12000 | 18.8 | 11.7 | 10.3 | 2.26 | 78 | 70 | 207683504
MIDEA | 38MARBQ18AA3 | 40MBDQ24---3 |  | 17500 | 19000 | 18 | 12.1 | 10.5 | 2 | 83 | 84 | 207801582
CARRIER | 38MARBQ18AA3 | 40MBDQ24---3 |  | 17500 | 19000 | 18 | 12.1 | 10.5 | 2 | 83 | 84 | 207801578
ARCOAIRE | DLCSRBH18AAK | DLFSDAH24XAK |  | 17500 | 19000 | 18 | 12.1 | 10.5 | 2 | 83 | 84 | 207801568
PolarWave | ACIQ-12ZPL-HP230B | ACIQ-12CD-HH-MB |  | 12000 | 12500 | 19.5 | 11.7 | 10 | 1.96 | 85 | 97 | 212316079
LPS Legacy | DLCSRBH24AAK | DLFSDAH24XHK |  | 24000 | 25000 | 19.2 | 12 | 11.1 | 2 | 84 | 96 | 211756590
LPS Legacy | DLCSRBH09AAK | DLFSDAH09XHK |  | 9000 | 9800 | 20.5 | 13.6 | 10 | 1.9 | 88 | 110 | 211756587
LPS Legacy | DLCSRBH18AAK | DLFSDAH18XHK |  | 17500 | 19000 | 18 | 12.1 | 10.8 | 2.2 | 83 | 95 | 211756586
LENNOX | LISH024000P431-D | LIFHC024180P431-C |  | 23000 | 25000 | 19 | 12.5 | 11.2 | 2.3 | 80 | 80 | 207825611
LENNOX | LISH012000P431-D | LIFHC012180P431-C |  | 11500 | 12000 | 19 | 11.7 | 10.3 | 2.26 | 78 | 70 | 207825609
1HVAC | ACIQ-18ZPL-HP230B | ACIQ-18CD-HH-MB |  | 17000 | 19000 | 18 | 11.7 | 9.5 | 1.85 | 79 | 93 | 207825521
1HVAC | ACIQ-09ZPL-HP230B | ACIQ-09CD-HH-MB |  | 9000 | 10000 | 20.2 | 13.2 | 12 | 1.9 | 101 | 108 | 207825519
ECO AC | EHH-O18BB | EHH-D18BA |  | 17000 | 20000 | 20 | 12.5 | 10.6 | 2.4 | 63 | 65 | 207825496
ECO AC | EHH-O9BB | EHH-D09BA |  | 9000 | 10000 | 19.2 | 12.5 | 10.2 | 2.1 | 77 | 80 | 207825494
ELIOS | DEA18HOS28230E8 | DUA24HIDU230X5 |  | 17500 | 19000 | 18 | 12.1 | 10.5 | 2 | 83 | 84 | 207824534
PAYNE | 38MARBQ18AA3 | 40MBDQ24---3 |  | 17500 | 19000 | 18 | 12.1 | 10.5 | 2 | 83 | 84 | 207801580
SMART COMFORT | DLCSRBH18AAK | DLFSDAH24XAK |  | 17500 | 19000 | 18 | 12.1 | 10.5 | 2 | 83 | 84 | 207801576
HEIL | DLCSRBH18AAK | DLFSDAH24XAK |  | 17500 | 19000 | 18 | 12.1 | 10.5 | 2 | 83 | 84 | 207801571
KARDA | 3KARDA09SZO | 3KARDA09UVD |  | 9000 | 10000 | 20.2 | 13.2 | 12 | 1.9 | 101 | 108 | 207796637
Durastar | DRA1U18S1B | DRAD18F1A |  | 17000 | 20000 | 20 | 12.5 | 10.6 | 2.4 | 63 | 65 | 207787141
COMFORTSTAR | CHF12CD(O) | CPA-12B |  | 12000 | 12500 | 19.5 | 11.7 | 10 | 1.96 | 85 | 97 | 207765970
BOSCH | BMS500-AAS024-1CSXHC | BMS500-AAU024-1AHDXB |  | 24000 | 25000 | 19.2 | 12 | 10.5 | 2 | 84 | 108 | 207760008
LPS Legacy | DLCSRBH12AAK | DLFSDAH12XHK |  | 12000 | 12000 | 20 | 12 | 9.5 | 1.85 | 81 | 100 | 211756588
LPS Legacy | DLCSRBH18AAK | DLFSDAH24XAK |  | 17500 | 19000 | 18 | 12.1 | 10.5 | 2 | 83 | 84 | 211756582
LPS Legacy | DLCSRBH18AAK | DLFSDAH18XAK |  | 17000 | 19000 | 18 | 11.7 | 9.5 | 1.85 | 79 | 93 | 211756573
LPS Legacy | DLCSRBH09AAK | DLFSDAH09XAK |  | 9000 | 10000 | 20.2 | 13.2 | 12 | 1.9 | 101 | 108 | 211756568
ECO-AIR | MOX430-18HFN1-MU0W | MTIU-18HWFN1-M |  | 17000 | 20000 | 20 | 12.5 | 10.6 | 2.4 | 63 | 65 | 211644051
ECO-AIR | MOX230-12HFN1-MV5W | MTIU-12HWFN1-M |  | 11500 | 12000 | 19 | 11.7 | 10.3 | 2.26 | 78 | 70 | 211644050
ELIOS | DE09HOS25230E3 | DE09HIDU230X5 |  | 9000 | 10000 | 18.5 | 12.1 | 11.5 | 1.9 | 101 | 108 | 204005778
BOSCH | BMS500-AAS012-1CSXRA | BMS500-AAU012-1AHDXB |  | 11500 | 12000 | 19 | 11.7 | 10 | 1.9 | 78 | 70 | 203991160
Allied | 4DHP1S12S-1P | DMD212S4-1P |  | 11500 | 12000 | 19 | 11.7 | 10 | 1.9 | 78 | 70 | 203966548
Allied | 4DHP1S09S-1P | DMD209S4-1P |  | 9000 | 10000 | 18.7 | 12.1 | 9.8 | 1.98 | 80 | 80 | 203966544
ELIOS | DE12HOS25230E3 | DM12HIDU230X5 |  | 12000 | 12000 | 19 | 11.7 | 10 | 1.75 | 88 | 98 | 205300174
NOVAIR PLUS | 09EVANVO | 09EVDNVI |  | 9000 | 10000 | 18.7 | 12.1 | 9.8 | 1.98 | 80 | 80 | 205281387
NOVAIR PLUS | 09EVONVO | 09EVDNVI |  | 9000 | 10000 | 18.5 | 12.1 | 11.5 | 1.9 | 101 | 108 | 205281386
C&H | CH-HYP24SPH230VO | CH-M24DTUI |  | 24000 | 24000 | 19.2 | 11.7 | 10.5 | 1.9 | 96 | 100 | 205263858
C&H | CH-HYP09SPH230VO | CH-M09DTUI |  | 9000 | 10000 | 18.5 | 12.1 | 11.5 | 1.9 | 101 | 108 | 205263851
YONAN | YOD-24HFN1 | YTI-24HWFN1 |  | 23000 | 25000 | 19 | 12.5 | 11.2 | 2.3 | 80 | 80 | 208106980
YONAN | YOX-18HFN1 | YTI-18HWFN1 |  | 17000 | 20000 | 20 | 12.5 | 10.6 | 2.4 | 63 | 65 | 208106977
AirEase | 4DHPS209S-1P | DMD209S4-1P |  | 9000 | 10000 | 19.2 | 12.5 | 10.2 | 2.1 | 77 | 80 | 208106728
DUCANE | 4DHPS209S-1P | DMD209S4-1P |  | 9000 | 10000 | 19.2 | 12.5 | 10.2 | 2.1 | 77 | 80 | 208106717
AirEase | 4DHP2S18S-1P | DMD218S4-1P |  | 17000 | 20000 | 20 | 12.3 | 10.5 | 2.4 | 63 | 65 | 208106688
Armstrong Air | 4DHP2S12S-1P | DMD212S4-1P |  | 11500 | 12000 | 18.8 | 11.7 | 10.3 | 2.26 | 78 | 70 | 208106678
DUCANE | 4DHP2S24S-1P | DMD224S4-1P |  | 23000 | 25000 | 19 | 12.3 | 11 | 2.3 | 80 | 80 | 208106671
Allied | 4DHP2S24S-1P | DMD224S4-1P |  | 23000 | 25000 | 19 | 12.3 | 11 | 2.3 | 80 | 80 | 208106662
Allied | 4DHP2S18S-1P | DMD218S4-1P |  | 17000 | 20000 | 20 | 12.3 | 10.5 | 2.4 | 63 | 65 | 208106661
THERMOCORE SYSTEMS | T321S-H224-C | T3C21S-H224-EDT |  | 23000 | 24400 | 19 | 11.7 | 10 | 2 | 74 | 75 | 205992983
KARDA | 1PAMSHH12-SZO-22.5 | 2KARDA12UVD |  | 12000 | 12000 | 19 | 11.7 | 10 | 1.75 | 88 | 98 | 205921404
CIAC | CM43BX009-H3N1H | CC43BX009-E3N1H |  | 9000 | 10000 | 18.7 | 12.1 | 9.8 | 1.98 | 80 | 80 | 205778930
AC PRO.COM | AOD31-24HFN1-MT0W | ATIU-24HWFN1-M |  | 23000 | 24400 | 19 | 11.7 | 10 | 2 | 74 | 75 | 205355556
AC PRO.COM | AOBA30-09HFN1-MT0W | ATIU-09HWFN1-M |  | 9000 | 10000 | 18.7 | 12.1 | 9.8 | 1.98 | 80 | 80 | 205355553
NORTON AIR CONDITIONERS | OHP14-12-12-25 | DHP14-12-12-U |  | 12000 | 12000 | 19 | 11.7 | 10 | 1.75 | 88 | 98 | 205300200
TEMP SHIFT | TSMOD3024HFN1MU0W | TSMTIU24HWFN1M |  | 24000 | 25000 | 19.2 | 12 | 10.5 | 2 | 84 | 108 | 213479388
TEMP SHIFT | TSMOX33009HFN1MY5W | TSMTIU09HWFN1M |  | 9000 | 10000 | 20.2 | 13.2 | 12 | 1.9 | 101 | 108 | 213479385
SLIMAIR | SHC18VH2AG | SHD18VC2AG |  | 17000 | 19000 | 18 | 11.7 | 9.5 | 1.85 | 79 | 93 | 214606465
SLIMAIR | SHC18VE2AG | SHD18VC2AG |  | 17000 | 20000 | 20 | 12.5 | 10.6 | 2.4 | 63 | 65 | 214606458
GOODMAN | MSH123G22MCAA | MST123E21ADAA |  | 12000 | 12500 | 19.5 | 11.7 | 10 | 1.96 | 85 | 97 | 214594902
ICONIC AIR SOLUTION | ICOZ12AK | IFOV12IK |  | 12000 | 12000 | 20 | 12 | 9.5 | 1.85 | 81 | 100 | 214389554
PIONEER | YN012GMFI22RPE | RB012GMFILDFHD |  | 11500 | 12000 | 19 | 11.7 | 10.3 | 2.26 | 78 | 70 | 208141952
LBG Products | LBHB18DVWO | LMHB18DFI |  | 17000 | 19000 | 18 | 11.7 | 9.5 | 1.85 | 79 | 93 | 208130839
LBG Products | LBHB09DVWO | LMHB09DFI |  | 9000 | 10000 | 20.2 | 13.2 | 12 | 1.9 | 101 | 108 | 208130837
LBG Products | LBHB12DUWO | LMHB12DFI |  | 11500 | 12000 | 19 | 11.7 | 10.3 | 2.26 | 78 | 70 | 208130814
SEA BREEZE+ | SZ24H424ZMO | D24H424ZMI |  | 23000 | 25000 | 19 | 12.5 | 11.2 | 2.3 | 80 | 80 | 208128279
SEA BREEZE+ | SZ18H424ZMO | D18H424ZMI |  | 17000 | 20000 | 20 | 12.5 | 10.6 | 2.4 | 63 | 65 | 208128278
DUCANE | 4DHP2S09S-1P | DMD209S4-1P |  | 9000 | 10000 | 19.2 | 12.5 | 10.2 | 2.1 | 77 | 80 | 208128196
FRANKLIN | MSH183E23MCAA | MST183E21ADAA |  | 17000 | 19000 | 18 | 11.7 | 9.5 | 1.85 | 79 | 93 | 206900429
MDV | MOX430-17HFN1-MT0W | MTIU-18HWFN1-M |  | 17000 | 19000 | 18 | 11.7 | 9.5 | 1.85 | 79 | 93 | 206330129
MDV | MOX330-12HFN1-MW5W | MTIU-12HWFN1-M |  | 12000 | 12500 | 19.5 | 11.7 | 10 | 1.96 | 85 | 97 | 206330127
THERMOCORE SYSTEMS | T4HH21S-H224-C | T3C21S-H224-EDT |  | 24000 | 24000 | 19.2 | 11.7 | 10.5 | 1.9 | 96 | 100 | 205992984
Kepler | ODUMOX330-12HFN1MW5W | IDUMTIU-12HWFN1-M |  | 12000 | 12500 | 19.5 | 11.7 | 10 | 1.96 | 85 | 97 | 214377768
Breeze33 | BZ33-HYP12OUT2-G2-P | BZ33-DIDU12-P |  | 12000 | 12500 | 19.5 | 11.7 | 10 | 1.96 | 85 | 97 | 207862080
ECO AC | EHH-O09BB | EHH-D09BA |  | 9000 | 10000 | 19.2 | 12.5 | 10.2 | 2.1 | 77 | 80 | 207826046
ACIQ | ACIQ-24ZPL-HP230B | ACIQ-24CD-HH-MB |  | 24000 | 25000 | 19.2 | 12 | 10.5 | 2 | 84 | 108 | 207825541
Custom Comfort | CCOXHASZ24HP | CCOXHASD24 |  | 24000 | 25000 | 19.2 | 12 | 10.5 | 2 | 84 | 108 | 212365418
TEMP SHIFT | TSMOX43017HFN1MT0W | TSMTIU18HWFN1M |  | 17000 | 19000 | 18 | 11.7 | 9.5 | 1.85 | 79 | 93 | 213479387
CONCORD | 4DHPS209S-1P | DMD209S4-*P |  | 9000 | 10000 | 19.2 | 12.5 | 10 | 2.1 | 77 | 80 | 211034553
Armstrong Air | 4DHP2S12S-1P | DMD212S4-*P |  | 11500 | 12000 | 18.8 | 11.7 | 10.3 | 2.26 | 78 | 70 | 211034528
AirEase | 4DHP2S12S-1P | DMD212S4-*P |  | 11500 | 12000 | 18.8 | 11.7 | 10.3 | 2.26 | 78 | 70 | 211034476
LENNOX | MLB018S4S-1P | MMDB018S4-*P |  | 17000 | 19000 | 18 | 11.7 | 9.2 | 1.85 | 79 | 93 | 211034446
LENNOX | MPC018S4S-1P | MMDB018S4-*P |  | 17000 | 20000 | 20 | 12.3 | 10.5 | 2.4 | 63 | 65 | 211034425
MIDEA | MOD33-24HFN1-MT0W | MTIU-24HWFN1-M |  | 23000 | 25000 | 19 | 12.5 | 11.2 | 2.3 | 80 | 80 | 207826698
DIYCOOL | ACIQ-24ZPL-HP230B | ACIQ-24CD-HH-MB |  | 24000 | 25000 | 19.2 | 12 | 10.5 | 2 | 84 | 108 | 207825560
ACIQ | ACIQ-12ZPL-HP230B | ACIQ-12CD-HH-MB |  | 12000 | 12500 | 19.5 | 11.7 | 10 | 1.96 | 85 | 97 | 207825539
ACIQ | ACIQ-09ZPL-HP230B | ACIQ-09CD-HH-MB |  | 9000 | 10000 | 20.2 | 13.2 | 12 | 1.9 | 101 | 108 | 207825538
Airlux | ASZ18O/2022 | AMD18I |  | 17000 | 20000 | 20 | 12.5 | 10.6 | 2.4 | 63 | 65 | 208119667
Airlux | ASZ09O/2022 | AMD09I |  | 9000 | 10000 | 19.2 | 12.5 | 10.2 | 2.1 | 77 | 80 | 208119665
YONAN | YOX-09HFN1 | YTI-09HWFN1 |  | 9000 | 10000 | 19.2 | 12.5 | 10.2 | 2.1 | 77 | 80 | 208106973
LPS Legacy | DLCSRBH12AAK | DLFSDAH12XAK |  | 12000 | 12500 | 19.5 | 11.7 | 10 | 1.96 | 85 | 97 | 211756570
KANIONco | KD-12IR410AHSODU | KD-12IR410AHSIDU |  | 12000 | 12500 | 19.5 | 11.7 | 10 | 1.96 | 85 | 97 | 212615049
KARDA | 1KARDA24SZO20.5 | 2PAMSDH24 |  | 24000 | 25000 | 19.2 | 12 | 10.5 | 2 | 84 | 108 | 206348123
KARDA | 1KARDA09SZO25 | 2PAMSDH09 |  | 9000 | 10000 | 18.5 | 12.1 | 11.5 | 1.9 | 101 | 108 | 206348120
KERR | A-KMH24SU-1A | B-KMH24DU-1 |  | 24000 | 25000 | 19.2 | 12 | 10.5 | 2 | 84 | 108 | 206347321
DUOHOME | DOD31-24HFN1-MT0W | DTIU-24HWFN1-M |  | 23000 | 24400 | 19 | 11.7 | 10 | 2 | 74 | 75 | 206314610
Nutech | NOD30-24HFN1-MU0W | NTIU-24HWFN1-M |  | 24000 | 25000 | 19.2 | 12 | 10.5 | 2 | 84 | 108 | 212941751
Nutech | NOX330-12HFN1-MW5W | NTIU-12HWFN1-M |  | 12000 | 12500 | 19.5 | 11.7 | 10 | 1.96 | 85 | 97 | 212941749
TRUST AIR CONDITIONERS | OUS24H/O4S4P | IUMDL24H/I43P |  | 23000 | 25000 | 19 | 12.5 | 11.2 | 2.3 | 80 | 80 | 208816929
TRUST AIR CONDITIONERS | OUS12H/O4S4P | IUMDL12H/I43P |  | 11500 | 12000 | 19 | 11.7 | 10.3 | 2.26 | 78 | 70 | 208816927
CTMorley | MOU-A09H-2 | MIU-A09D-2 |  | 9000 | 10000 | 20.2 | 13.2 | 12 | 1.9 | 101 | 108 | 209843082
GOODMAN | MSH123E23MCAA | MST123E21ADAA |  | 12000 | 12500 | 19.5 | 11.7 | 10 | 1.96 | 85 | 97 | 206900420
MOOVAIR | DM18HOS25230E3A | DM18HIDU230X5 |  | 17000 | 19000 | 18 | 11.7 | 9.5 | 1.85 | 79 | 93 | 206401440
MDV | MOX430-18HFN1-MU0W | MTIU-18HWFN1-M |  | 17000 | 20000 | 20 | 12.5 | 10.6 | 2.4 | 63 | 65 | 207614048
COMFORTSTAR | CPP009CD(O) | CPA-09B |  | 9000 | 10000 | 18.7 | 12.1 | 9.8 | 1.98 | 80 | 80 | 10595503
YORK BY JOHNSON CONTROLS | YUJE24BYJ6AMO-X | YEJE24BXJ6AM-W1 |  | 23000 | 24400 | 19 | 11.7 | 10 | 2 | 74 | 75 | 10580863
LENNOX | MLA012S4S-1P | MMDB012S4-2P |  | 12000 | 12000 | 19 | 11.7 | 10 | 1.75 | 88 | 98 | 10528570
LENNOX | MPB009S4S-1P | MMDB009S4-2P |  | 9000 | 10000 | 18.7 | 12.1 | 9.8 | 1.98 | 80 | 80 | 10528563
MIDEA | MCHSU-24PHH2 | MEU-24MPH2 |  | 24000 | 24000 | 19.2 | 11.7 | 10.5 | 1.9 | 96 | 100 | 10028988
C&H | CH-HPR24-230VO | CH-M24DTUI |  | 24000 | 25000 | 19.2 | 12 | 10.5 | 2 | 84 | 108 | 207742336
MDV | MOX430-18HFN1-MU0W-L | MTIU-18HWFN1-M |  | 17000 | 20000 | 20 | 12.3 | 10.5 | 2.4 | 63 | 65 | 207658594
SENVILLE | SENA/24HF/OQ | SENA/24HF/ID |  | 24000 | 25000 | 19.2 | 12 | 10.5 | 2 | 84 | 108 | 207641348
SENVILLE | SENA/12HF/OQ | SENA/12HF/ID |  | 12000 | 12500 | 19.5 | 11.7 | 10 | 1.96 | 85 | 97 | 207641346
MDV | MOX430-17HFN1-MT0W | MTIU-24HWFN1-M |  | 17500 | 19000 | 18 | 12.1 | 10.5 | 2 | 83 | 84 | 207614049
DUCANE | 4DHP2S18S-1P | DMD218S4-*P |  | 17000 | 20000 | 20 | 12.3 | 10.5 | 2.4 | 63 | 65 | 211034581
DUCANE | 4DHPS209S-1P | DMD209S4-*P |  | 9000 | 10000 | 19.2 | 12.5 | 10 | 2.1 | 77 | 80 | 211034579
PERFECTAIRE | 3PAMSHH18-SZO | 3PAMSDH18 |  | 17000 | 19000 | 18 | 11.7 | 9.5 | 1.85 | 79 | 93 | 207796633
PERFECTAIRE | 3PAMSHH12-SZO | 3PAMSDH12 |  | 12000 | 12500 | 19.5 | 11.7 | 10 | 1.96 | 85 | 97 | 207796630
COMFORTSTAR | CHF18CD(O) | CPA-18B |  | 17000 | 19000 | 18 | 11.7 | 9.5 | 1.85 | 79 | 93 | 207765971
BOSCH | BMS500-AAS009-1CSXRC | BMS500-AAU009-1AHDXB |  | 9000 | 10000 | 19.2 | 12.5 | 10.2 | 2.1 | 77 | 80 | 207760000
DIRECT AIR | DIRM-18HXPRO28-1Z | DIRM-18HP-DUV |  | 17000 | 19000 | 18 | 11.7 | 9.5 | 1.85 | 79 | 93 | 207743758
DIRECT AIR | DIRM-12DA25-1Z | DIRM-12HP-DUV |  | 11500 | 12000 | 19 | 11.7 | 10.3 | 2.26 | 78 | 70 | 207743752
DIRECT AIR | DIRM-09HXPRO28-1Z | DIRM-09HP-DUV |  | 9000 | 10000 | 20.2 | 13.2 | 12 | 1.9 | 101 | 108 | 207743750
MOOVAIR | DMA24HOS28230E8 | DUA24HIDU230X5 |  | 24000 | 25000 | 19.2 | 12 | 10.5 | 2 | 84 | 108 | 207742524
MOOVAIR | DMA09HOS28230E8 | DUA09HIDU230X5 |  | 9000 | 10000 | 20.2 | 13.2 | 12 | 1.9 | 101 | 108 | 207742521
ELIOS | DEA24HOS28230E8 | DUA24HIDU230X5 |  | 24000 | 25000 | 19.2 | 12 | 10.5 | 2 | 84 | 108 | 207742455
ELIOS | DEA12HOS25230E8 | DUA12HIDU230X5 |  | 11500 | 12000 | 19 | 11.7 | 10.3 | 2.26 | 78 | 70 | 207742446
Weathermaker | 38MARBQ09AA3 | 40MBDAQ09XH3 |  | 9000 | 9800 | 20.5 | 13.6 | 10 | 1.9 | 88 | 110 | 211132954
PAYNE | 38MARBQ12AA3 | 40MBDAQ12XH3 |  | 12000 | 12000 | 20 | 12 | 9.5 | 1.85 | 81 | 100 | 211132948
CARRIER | 38MARBQ24AA3 | 40MBDAQ24XH3 |  | 24000 | 25000 | 19.2 | 12 | 11.1 | 2 | 84 | 96 | 211132923
AIRQUEST | DLCSRBH24AAK | DLFSDAH24XHK |  | 24000 | 25000 | 19.2 | 12 | 11.1 | 2 | 84 | 96 | 211132748
SMART COMFORT | DLCSRBH24AAK | DLFSDAH24XHK |  | 24000 | 25000 | 19.2 | 12 | 11.1 | 2 | 84 | 96 | 211132744
MIDEA | DLCSRBH24AAK | DLFSDAH24XHK |  | 24000 | 25000 | 19.2 | 12 | 11.1 | 2 | 84 | 96 | 211132736
AIRQUEST | DLCSRBH18AAK | DLFSDAH18XHK |  | 17500 | 19000 | 18 | 12.1 | 10.8 | 2.2 | 83 | 95 | 211132706
SMART COMFORT | DLCSRBH18AAK | DLFSDAH18XHK |  | 17500 | 19000 | 18 | 12.1 | 10.8 | 2.2 | 83 | 95 | 211132703
TEMPSTAR | DLCSRBH18AAK | DLFSDAH18XHK |  | 17500 | 19000 | 18 | 12.1 | 10.8 | 2.2 | 83 | 95 | 211132700
HEIL | DLCSRBH09AAK | DLFSDAH09XHK |  | 9000 | 9800 | 20.5 | 13.6 | 10 | 1.9 | 88 | 110 | 211132689
HEIL | DLCSRBH18AAK | DLFSDAH18XHK |  | 17500 | 19000 | 18 | 12.1 | 10.8 | 2.2 | 83 | 95 | 211132688
DAY & NIGHT | DLCSRBH09AAK | DLFSDAH09XHK |  | 9000 | 9800 | 20.5 | 13.6 | 10 | 1.9 | 88 | 110 | 211132686
COMFORTMAKER | DLCSRBH09AAK | DLFSDAH09XHK |  | 9000 | 9800 | 20.5 | 13.6 | 10 | 1.9 | 88 | 110 | 211132683
ARCOAIRE | DLCSRBH12AAK | DLFSDAH12XHK |  | 12000 | 12000 | 20 | 12 | 9.5 | 1.85 | 81 | 100 | 211132681
NOVAIR PLUS | 24EVANVO | 24EVDNVI |  | 23000 | 24400 | 19 | 11.7 | 10 | 2 | 74 | 75 | 205281393
C&H | CH-24SPH-230VO | CH-M24DTUI |  | 23000 | 24400 | 19 | 11.7 | 10 | 2 | 74 | 75 | 205263859
WABBAN | BBOD3024HFN1MT0-W | BBMTIU24HWFN1-M |  | 24000 | 24000 | 19.2 | 11.7 | 10.5 | 1.9 | 96 | 100 | 204543106
MRCOOL | O-HH-12-HP-C-230 | DUCT-12HP-230 |  | 12000 | 12000 | 19 | 11.7 | 10 | 1.75 | 88 | 98 | 204469769
MRCOOL | O-ES-24-HP-C-230 | DUCT-24HP-230 |  | 23000 | 24400 | 19 | 11.7 | 10 | 2 | 74 | 75 | 204469764
MRCOOL | O-ES-12-HP-C-230 | DUCT-12HP-230 |  | 11500 | 12000 | 19 | 11.7 | 10 | 1.9 | 78 | 70 | 204469762
CIAC | CM43BX024-H3N2H | CC43BX024-E3N1H |  | 23000 | 25000 | 19 | 12.5 | 11.2 | 2.3 | 80 | 80 | 213927687
BOSCH | BMS500-AAS024-1CSXRA | BMS500-AAU024-1AHDXB |  | 23000 | 24400 | 19 | 11.7 | 10 | 2 | 74 | 75 | 203991162
COMFORTSTAR | CZP12CD(O) | CPA-12B |  | 11500 | 12000 | 19 | 11.7 | 10.3 | 2.26 | 78 | 70 | 207658931
Durastar | DRA1H18S1A | DRAD18F1A |  | 17000 | 19000 | 18 | 11.7 | 9.5 | 1.85 | 79 | 93 | 210568117
Durastar | DRA1H12S1A | DRAD12F1A |  | 12000 | 12500 | 19.5 | 11.7 | 10 | 1.96 | 85 | 97 | 210568116
KLIMAIRE | KSIH018-H220-O-2 | KDIP18-H2 |  | 17000 | 19000 | 18 | 11.7 | 9.5 | 1.85 | 79 | 93 | 209862172
KLIMAIRE | KSIH012-H222-O-2 | KDIP12-H2 |  | 12000 | 12500 | 19.5 | 11.7 | 10 | 1.96 | 85 | 97 | 209862171
LBG Products | LBHB12DVWO | LMHB12DFI |  | 12000 | 12500 | 19.5 | 11.7 | 10 | 1.96 | 85 | 97 | 208130838
LBG Products | LBHB24DUWO | LMHB24DFI |  | 23000 | 25000 | 19 | 12.5 | 11.2 | 2.3 | 80 | 80 | 208130816
LBG Products | LBHB18DUWO | LMHB18DFI |  | 17000 | 20000 | 20 | 12.5 | 10.6 | 2.4 | 63 | 65 | 208130815
AirEase | 4DHP2S09S-1P | DMD209S4-1P |  | 9000 | 10000 | 19.2 | 12.5 | 10.2 | 2.1 | 77 | 80 | 208128187
Cooper&Hunter | CH-HPR09-230VO | CH-M09DTUI |  | 9000 | 10000 | 20.2 | 13.2 | 12 | 1.9 | 101 | 108 | 210799592
Cooper&Hunter | CH-ES09-230VO | CH-M09DTUI |  | 9000 | 10000 | 19.2 | 12.5 | 10.2 | 2.1 | 77 | 80 | 210799581
KLIMAIRE | KSIE024-H220-O | KDIP24-H2 |  | 23000 | 24400 | 19 | 11.7 | 10 | 2 | 74 | 75 | 201796640
KLIMAIRE | KSIE009-H221-O | KDIP09-H2 |  | 9000 | 10000 | 18.7 | 12.1 | 9.8 | 1.98 | 80 | 80 | 201796637
MDV | MOB30-12HFN1-MT0W | MTIU-12HWFN1-M |  | 11500 | 12000 | 19 | 11.7 | 10 | 1.9 | 78 | 70 | 200059295
Airlux | ASZ12O | AMD12I |  | 11500 | 12000 | 19 | 11.7 | 10 | 1.9 | 78 | 70 | 203401045
DIRECT AIR | MOB30-12HFN1-MT0W | MTIU-12HWFN1-M |  | 11500 | 12000 | 19 | 11.7 | 10 | 1.9 | 78 | 70 | 203269799
DIRECT AIR | MOB30-09HFN1-MX0W | MTIU-09HWFN1-M |  | 9000 | 10000 | 18.5 | 12.1 | 11.5 | 1.9 | 101 | 108 | 203269792
ELIOS | DE12HOS23230E2 | DE12HIDU230X5 |  | 11500 | 12000 | 19 | 11.7 | 10 | 1.9 | 78 | 70 | 203238494
KERR | A-KMH24SU-1 | B-KMH24DU-1 |  | 24000 | 24000 | 19.2 | 11.7 | 10.5 | 1.9 | 96 | 100 | 202111000
CENTURY | A-VMH24SU-1 | B-VMH24DU-1 |  | 24000 | 24000 | 19.2 | 11.7 | 10.5 | 1.9 | 96 | 100 | 202110996
COMFORT-AIRE | A-VMH12SU-1 | B-VMH12DU-1 |  | 12000 | 12000 | 19 | 11.7 | 10 | 1.75 | 88 | 98 | 202110991
DUCANE | 4DHP1S09S-1P | DMD209S4-1P |  | 9000 | 10000 | 18.7 | 12.1 | 9.8 | 1.98 | 80 | 80 | 202110461
KOOLKING | MOB30-12HFN1-MV0W | MEHSU-12CHD2 |  | 12000 | 12000 | 19 | 11.7 | 10 | 1.75 | 88 | 98 | 201863411
MRCOOL | O-ES-09-HP-C-230 | DUCT-09HP-230 |  | 9000 | 10000 | 18.7 | 12.1 | 9.8 | 1.98 | 80 | 80 | 204469761
Armstrong Air | 4DHP1S24S-1P | DMD224S4-1P |  | 23000 | 24400 | 19 | 11.7 | 10 | 2 | 74 | 75 | 204462443
C&H | CH-09DKT230VO | CH-09LCDTU/I |  | 9000 | 10000 | 18.5 | 12.1 | 11.5 | 1.9 | 101 | 108 | 204098424
BOSCH | BMS500-AAS012-1CSXHB | BMS500-AAU012-1AHDXB |  | 12000 | 12000 | 19 | 11.7 | 10 | 1.75 | 88 | 98 | 204014468
ECO-AIR | MOD30-24HFN1-MU0W | MTIU-24HWFN1-M |  | 24000 | 25000 | 19.2 | 12 | 10.5 | 2 | 84 | 108 | 211644065
ECO-AIR | MOX330-12HFN1-MW5W | MTIU-12HWFN1-M |  | 12000 | 12500 | 19.5 | 11.7 | 10 | 1.96 | 85 | 97 | 211644063
ECO-AIR | MOD33-24HFN1-MT0W | MTIU-24HWFN1-M |  | 23000 | 25000 | 19 | 12.5 | 11.2 | 2.3 | 80 | 80 | 211644052
ECO-AIR | MOX230-09HFN1-MW5W | MTIU-09HWFN1-M |  | 9000 | 10000 | 19.2 | 12.5 | 10.2 | 2.1 | 77 | 80 | 211644049
Alsetria | MOX430-17HFN1-MT0W | MTIU-18HWFN1-M |  | 17000 | 19000 | 18 | 11.7 | 9.5 | 1.85 | 79 | 93 | 211644039
Alsetria | MOX330-12HFN1-MW5W | MTIU-12HWFN1-M |  | 12000 | 12500 | 19.5 | 11.7 | 10 | 1.96 | 85 | 97 | 211644038
Alsetria | MOX330-09HFN1-MY5W | MTIU-09HWFN1-M |  | 9000 | 10000 | 20.2 | 13.2 | 12 | 1.9 | 101 | 108 | 211644037
Alsetria | MOX230-09HFN1-MW5W | MTIU-09HWFN1-M |  | 9000 | 10000 | 19.2 | 12.5 | 10.2 | 2.1 | 77 | 80 | 211644024
KANIONco | KD-18IR410AHSODU | KD-18IR410AHSIDU |  | 17000 | 19000 | 18 | 11.7 | 9.5 | 1.85 | 79 | 93 | 212615050
KANIONco | KD-09IR410AHSODU | KD-09IR410AHSIDU |  | 9000 | 10000 | 20.2 | 13.2 | 12 | 1.9 | 101 | 108 | 212615045
Custom Comfort | CCOXHASZ17HP | CCOXHASD18 |  | 17000 | 19000 | 18 | 11.7 | 9.5 | 1.85 | 79 | 93 | 212365417
Custom Comfort | CCOXHASZ09HP | CCOXHASD09 |  | 9000 | 10000 | 20.2 | 13.2 | 12 | 1.9 | 101 | 108 | 212365415
COMFORTSTAR | CHF24CD(O) | CPA-24C |  | 24000 | 25000 | 19.2 | 12 | 10.5 | 2 | 84 | 108 | 207658940
COMFORTSTAR | CHF12CD(O) | CPA-12C |  | 12000 | 12500 | 19.5 | 11.7 | 10 | 1.96 | 85 | 97 | 207658938
COMFORTSTAR | CZP18CD(O) | CPA-18B |  | 17000 | 20000 | 20 | 12.5 | 10.6 | 2.4 | 63 | 65 | 207658932
MDV | MOX330-09HFN1-MY5W-L | MTIU-09HWFN1-M |  | 8800 | 10000 | 20.2 | 13.2 | 12 | 1.9 | 101 | 108 | 207658608
MDV | MOD33-24HFN1-MT0W-L | MTIU-24HWFN1-M |  | 23000 | 25000 | 19 | 12.3 | 11 | 2.3 | 80 | 80 | 207658595
MDV | MOX230-12HFN1-MV5W-L | MTIU-12HWFN1-M |  | 11500 | 12000 | 18.8 | 11.7 | 10.3 | 2.26 | 78 | 70 | 207658593
Airlux | ASZ24O/2022 | AMD24I |  | 23000 | 25000 | 19 | 12.5 | 11.2 | 2.3 | 80 | 80 | 208119668
Star Air Kontrol | SAK-12-DTMS/220V | SAK-12-DTMS/220V |  | 11500 | 12000 | 19 | 11.7 | 10.3 | 2.26 | 78 | 70 | 213081463
ZERO | ZSOV-24HDM-US | ZDV-24HDM-US |  | 23000 | 25000 | 19 | 12.5 | 11.2 | 2.3 | 80 | 80 | 212928560
KANIONco | KD-24IR410AHSODU | KD-24IR410AHSIDU |  | 24000 | 25000 | 19.2 | 12 | 10.5 | 2 | 84 | 108 | 212615048
SEA BREEZE+ | HSZ18H424ZMO | D18H424ZMI |  | 17000 | 19000 | 18 | 11.7 | 9.5 | 1.85 | 79 | 93 | 212595651
SEA BREEZE+ | HSZ9H424ZMO | D9H424ZMI |  | 9000 | 10000 | 20.2 | 13.2 | 12 | 1.9 | 101 | 108 | 212595646
ECO AC | EHH-O12BB | EHH-D12BA |  | 11500 | 12000 | 19 | 11.7 | 10.3 | 2.26 | 78 | 70 | 207825495
MDV | MOX430-17HFN1-MT0W | MTIU-24HWFN1-M-CA |  | 17500 | 19000 | 18 | 12.1 | 10.5 | 2 | 83 | 84 | 207801583
AIRQUEST | DLCSRBH18AAK | DLFSDAH24XAK |  | 17500 | 19000 | 18 | 12.1 | 10.5 | 2 | 83 | 84 | 207801577
MIDEA | DLCSRBH18AAK | DLFSDAH24XAK |  | 17500 | 19000 | 18 | 12.1 | 10.5 | 2 | 83 | 84 | 207801574
DAY & NIGHT | DLCSRBH18AAK | DLFSDAH24XAK |  | 17500 | 19000 | 18 | 12.1 | 10.5 | 2 | 83 | 84 | 207801570
COMFORTMAKER | DLCSRBH18AAK | DLFSDAH24XAK |  | 17500 | 19000 | 18 | 12.1 | 10.5 | 2 | 83 | 84 | 207801569
KARDA | 3KARDA24SZO | 3KARDA24UVD |  | 24000 | 25000 | 19.2 | 12 | 10.5 | 2 | 84 | 108 | 207796644
KARDA | 3KARDA18SZO | 3KARDA18UVD |  | 17000 | 19000 | 18 | 11.7 | 9.5 | 1.85 | 79 | 93 | 207796642
Durastar | DRA1U24S1B | DRAD24F1A |  | 23000 | 25000 | 19 | 12.5 | 11.2 | 2.3 | 80 | 80 | 207787145
Durastar | DRA1U12S1B | DRAD12F1A |  | 11500 | 12000 | 19 | 11.7 | 10.3 | 2.26 | 78 | 70 | 207787137
Durastar | DRA1U09S1B | DRAD09F1A |  | 9000 | 10000 | 19.2 | 12.5 | 10.2 | 2.1 | 77 | 80 | 207787135
COMFORTSTAR | CHF24CD(O) | CPA-24B |  | 24000 | 25000 | 19.2 | 12 | 10.5 | 2 | 84 | 108 | 207765972
COMFORTSTAR | CHF09CD(O) | CPA-09B |  | 9000 | 10000 | 20.2 | 13.2 | 12 | 1.9 | 101 | 108 | 207765969
BOSCH | BMS500-AAS024-1CSXRC | BMS500-AAU024-1AHDXB |  | 23000 | 25000 | 19 | 12.5 | 11.2 | 2.3 | 80 | 80 | 207760006
BOSCH | BMS500-AAS018-1CSXHC | BMS500-AAU018-1AHDXB |  | 17000 | 19000 | 18 | 11.7 | 9.5 | 1.85 | 79 | 93 | 207760005
BOSCH | BMS500-AAS018-1CSXRC | BMS500-AAU018-1AHDXB |  | 17000 | 20000 | 20 | 12.5 | 10.6 | 2.4 | 63 | 65 | 207760004
DIRECT AIR | DIRM-24DA25-1Z | DIRM-24HP-DU |  | 23000 | 25000 | 19 | 12.5 | 11.2 | 2.3 | 80 | 80 | 207743759
DIRECT AIR | DIRM-18DA25-1Z | DIRM-18HP-DUV |  | 17000 | 20000 | 20 | 12.5 | 10.6 | 2.4 | 63 | 65 | 207743756
DIRECT AIR | DIRM-12HXPRO28-1Z | DIRM-12HP-DUH |  | 12000 | 12500 | 19.5 | 11.7 | 10 | 1.96 | 85 | 97 | 207743753
DIRECT AIR | DIRM-12DA25-1Z | DIRM-12HP-DUH |  | 11500 | 12000 | 19 | 11.7 | 10.3 | 2.26 | 78 | 70 | 207743751
DIRECT AIR | DIRM-09DA25-1Z | DIRM-09HP-DUH |  | 9000 | 10000 | 19.2 | 12.5 | 10.2 | 2.1 | 77 | 80 | 207743747
Cooper&Hunter | CH-HPR09-230VO | CH-09MDT-W |  | 9000 | 10000 | 20.2 | 13.2 | 12 | 1.9 | 101 | 108 | 213265573
Multi MFG | MSH-12HD-A | 12HCHP0-C-M-A |  | 12000 | 12500 | 19.5 | 11.7 | 10 | 1.96 | 85 | 97 | 214609245
SLIMAIR | SHC24VE2AG | SHD24VC2AG |  | 23000 | 25000 | 19 | 12.5 | 11.2 | 2.3 | 80 | 80 | 214606459
FRANKLIN | MSH243F25MCAA | MST243E21ADAA |  | 24000 | 25000 | 19.2 | 12 | 10.5 | 2 | 84 | 108 | 214594909
FRANKLIN | MSH183F25MCAA | MST183E21ADAA |  | 17000 | 19000 | 18 | 11.7 | 9.5 | 1.85 | 79 | 93 | 214594908
FRANKLIN | MSH123F25MCAA | MST123E21ADAA |  | 12000 | 12500 | 19.5 | 11.7 | 10 | 1.96 | 85 | 97 | 214594907
ICONIC AIR SOLUTION | ICOZ18AK | IFOV18IK |  | 17500 | 19000 | 18 | 12.1 | 10.8 | 2.2 | 83 | 95 | 214389555
TEMPSTAR | DLCSRBH24AAK | DLFSDAH24XHK |  | 24000 | 25000 | 19.2 | 12 | 11.1 | 2 | 84 | 96 | 211132740
KENMORE | DLCSRBH24AAK | DLFSDAH24XHK |  | 24000 | 25000 | 19.2 | 12 | 11.1 | 2 | 84 | 96 | 211132732
BOSCH | BMS500-AAS024-1CSXXA | BMS500-AAU024-1AHDXB |  | 23000 | 24400 | 19 | 11.7 | 10 | 2 | 74 | 75 | 204014476
MOOVAIR | DM12HOS25230E3 | DM12HIDU230X5 |  | 12000 | 12000 | 19 | 11.7 | 10 | 1.75 | 88 | 98 | 204005741
BOSCH | BMS500-AAS009-1CSXRA | BMS500-AAU009-1AHDXB |  | 9000 | 10000 | 18.7 | 12.1 | 9.8 | 1.98 | 80 | 80 | 203991159
Allied | 4DHP1S24S-1P | DMD224S4-1P |  | 23000 | 24400 | 19 | 11.7 | 10 | 2 | 74 | 75 | 203966554
FRANKLIN | MSH093E23MCAA | MST093E21ADAA |  | 9000 | 10000 | 20.2 | 13.2 | 12 | 1.9 | 101 | 108 | 206900427
PERFECTAIRE | 1PAMSHH12-SZO-22.5 | 2PAMSDH12 |  | 12000 | 12000 | 19 | 11.7 | 10 | 1.75 | 88 | 98 | 207192289
Cooper&Hunter | CH-09SPH-230VO | CH-M09DTUI |  | 9000 | 10000 | 18.7 | 12.1 | 9.8 | 1.98 | 80 | 80 | 210799487
Cooper&Hunter | CH-24DKT230VO | CH-24LCDTU/I |  | 24000 | 24000 | 19.2 | 11.7 | 10.5 | 1.9 | 96 | 100 | 210799462
LENNOX | MPC024S4S-1P | MMDB024S4-*P |  | 23000 | 25000 | 19 | 12.3 | 11 | 2.3 | 80 | 80 | 211034426
LENNOX | LISH012000P431-C | LIFHC012180P431-C |  | 11500 | 12000 | 19 | 11.7 | 10 | 1.9 | 78 | 70 | 201796621
C&H | CH-24LCU/O | CH-24LCDTU/I |  | 24000 | 24000 | 19.2 | 11.7 | 10.5 | 1.9 | 96 | 100 | 201755335
CONCORD | 4DHP2S18S-1P | DMD218S4-*P |  | 17000 | 20000 | 20 | 12.3 | 10.5 | 2.4 | 63 | 65 | 211034555
Armstrong Air | 4DHPS209S-1P | DMD209S4-*P |  | 9000 | 10000 | 19.2 | 12.5 | 10 | 2.1 | 77 | 80 | 211034527
Allied | 4DHPS209S-1P | DMD209S4-*P |  | 9000 | 10000 | 19.2 | 12.5 | 10 | 2.1 | 77 | 80 | 211034501
AirEase | 4DHP2S18S-1P | DMD218S4-*P |  | 17000 | 20000 | 20 | 12.3 | 10.5 | 2.4 | 63 | 65 | 211034477
LENNOX | MLB024S4S-1P | MMDB024S4-*P |  | 23800 | 25000 | 19.2 | 12 | 10.5 | 2 | 84 | 108 | 211034447
LENNOX | MPC012S4S-1P | MMDB012S4-*P |  | 11500 | 12000 | 18.8 | 11.7 | 10.3 | 2.26 | 78 | 70 | 211034424
Alsetria | MOX230-12HFN1-MV5W | MTIU-12HWFN1-M |  | 11500 | 12000 | 19 | 11.7 | 10.3 | 2.26 | 78 | 70 | 211644025
Armstrong Air | 4DHP1S12S-1P | DMD212S4-1P |  | 11500 | 12000 | 19 | 11.7 | 10 | 1.9 | 78 | 70 | 204462441
AirEase | 4DHP1S12S-1P | DMD212S4-1P |  | 11500 | 12000 | 19 | 11.7 | 10 | 1.9 | 78 | 70 | 204462430
C&H | CH-24SPH-230VO | CH-24LCDTU/I |  | 23000 | 24400 | 19 | 11.7 | 10 | 2 | 74 | 75 | 204098423
Breeze33 | BZ33-HYP09HPOUT2 | BZ33-DIDU9 |  | 9000 | 10000 | 18.5 | 12.1 | 11.5 | 1.9 | 101 | 108 | 204030303
BOSCH | BMS500-AAS009-1CSXHB | BMS500-AAU009-1AHDXB |  | 9000 | 10000 | 18.5 | 12.1 | 11.5 | 1.9 | 101 | 108 | 204014467
ELIOS | DE12HOS25230E3 | DE12HIDU230X5 |  | 12000 | 12000 | 19 | 11.7 | 10 | 1.75 | 88 | 98 | 204005779
MOOVAIR | DM24HOS25230E3 | DM24HIDU230X5 |  | 24000 | 24000 | 19.2 | 11.7 | 10.5 | 1.9 | 96 | 100 | 204005743
MOOVAIR | DM24HOS23230E2 | DM24HIDU230X5 |  | 23000 | 24400 | 19 | 11.7 | 10 | 2 | 74 | 75 | 204005739
MOOVAIR | DM09HOS23230E2 | DM09HIDU230X5 |  | 9000 | 10000 | 18.7 | 12.1 | 9.8 | 1.98 | 80 | 80 | 204005736
DIRECT AIR | MOX430-17HFN1-MT0W | MTIU-18HWFN1-M |  | 17000 | 19000 | 18 | 11.7 | 9.5 | 1.85 | 79 | 93 | 206377760
Durastar | DRA1U12S1A | DRAD12F1A |  | 11500 | 12000 | 19 | 11.7 | 10 | 1.9 | 78 | 70 | 206369522
Durastar | DRA1U09S1A | DRAD09F1A |  | 9000 | 10000 | 18.7 | 12.1 | 9.8 | 1.98 | 80 | 80 | 206369520
Mitsutomo | HO-SZ24-AB-Q | HD-UZ24-AB-Q |  | 24000 | 25000 | 19.2 | 12 | 10.5 | 2 | 84 | 108 | 214056569
Mitsutomo | HO-SZ09-AB-Q | HD-UZ09-AB-Q |  | 9000 | 10000 | 20.2 | 13.2 | 12 | 1.9 | 101 | 108 | 214056566
CIAC | CM43BX018-H3N2H | CC43BX018-E3N1H |  | 17000 | 20000 | 20 | 12.5 | 10.6 | 2.4 | 63 | 65 | 213927686
ICONIC AIR SOLUTION | ICOO18AK | IFOD18IK |  | 17000 | 20000 | 20 | 12.5 | 10.6 | 2.4 | 63 | 65 | 214640128
Kepler | ODUMOX430-18HFN1-MU0W | IDUMTIU-18HWFN1-M |  | 17000 | 20000 | 20 | 12.5 | 10.6 | 2.4 | 63 | 65 | 214610366
Multi MFG | MSH-18HD-A | 18HCHP0-C-M-A |  | 17000 | 19000 | 18 | 11.7 | 9.5 | 1.85 | 79 | 93 | 214609246
Multi MFG | MSH-09HD-A | 9HCHP0-C-M-A |  | 9000 | 10000 | 20.2 | 13.2 | 12 | 1.9 | 101 | 108 | 214609244
SLIMAIR | SHC09VH2AG | SHD09VC2AG |  | 9000 | 10000 | 20.2 | 13.2 | 12 | 1.9 | 101 | 108 | 214606463
Cooper&Hunter | CH-24SPH-230VO | CH-24LCDTU/I |  | 23000 | 24400 | 19 | 11.7 | 10 | 2 | 74 | 75 | 210799458
Cooper&Hunter | CH-09SPH-230VO | CH-09LCDTU/I |  | 9000 | 10000 | 18.7 | 12.1 | 9.8 | 1.98 | 80 | 80 | 210799455
Cooper&Hunter | CH-12LCU/O | CH-12LCDTU/I |  | 11500 | 12000 | 19 | 11.7 | 10 | 1.9 | 78 | 70 | 210799436
LENNOX | MLB024S4S-1P | MMDB024S4* |  | 23800 | 25000 | 19.2 | 12 | 10.5 | 2 | 84 | 108 | 210665634
LENNOX | MLB009S4S-1P | MMDB009S4* |  | 8800 | 10000 | 20.2 | 13.2 | 12 | 1.9 | 101 | 108 | 210665631
MDV | MOX230-09HFN1-MW5W-L | MTIU-09HWFN1-M |  | 9000 | 10000 | 19.2 | 12.5 | 10 | 2.1 | 77 | 80 | 210644033
C&H | CH-24LCU/O | CH-M24DTUI |  | 24000 | 24000 | 19.2 | 11.7 | 10.5 | 1.9 | 96 | 100 | 205263857
C&H | CH-12SPH-230VO | CH-M12DTUI |  | 11500 | 12000 | 19 | 11.7 | 10 | 1.9 | 78 | 70 | 205263854
C&H | CH-09SPH-230VO | CH-M09DTUI |  | 9000 | 10000 | 18.7 | 12.1 | 9.8 | 1.98 | 80 | 80 | 205263852
YORK | YUJE24BYTMCMO-X | YEJE24BXTMCM-WX |  | 23000 | 24400 | 19 | 11.7 | 10 | 2 | 74 | 75 | 204835498
MRCOOL | O-HH-24-HP-C-230 | DUCT-24HP-230 |  | 24000 | 24000 | 19.2 | 11.7 | 10.5 | 1.9 | 96 | 100 | 204469771
MRCOOL | O-HH-09-HP-C-230 | DUCT-09HP-230 |  | 9000 | 10000 | 18.5 | 12.1 | 11.5 | 1.9 | 101 | 108 | 204469768
BRYANT | 38MAQB24R--3 | 40MBDQ24---3 |  | 24000 | 24000 | 19.2 | 11.7 | 10.5 | 1.9 | 96 | 100 | 200059144
Breeze33 | HSZ18H424ZMO | D18H424ZMI |  | 17000 | 19000 | 18 | 11.7 | 9.5 | 1.85 | 79 | 93 | 211277590
MIDEA | 38MARBQ09AA3 | 40MBDAQ09XH3 |  | 9000 | 9800 | 20.5 | 13.6 | 10 | 1.9 | 88 | 110 | 211132965
Weathermaker | 38MARBQ24AA3 | 40MBDAQ24XH3 |  | 24000 | 25000 | 19.2 | 12 | 11.1 | 2 | 84 | 96 | 211132957
PAYNE | 38MARBQ09AA3 | 40MBDAQ09XH3 |  | 9000 | 9800 | 20.5 | 13.6 | 10 | 1.9 | 88 | 110 | 211132943
BRYANT | 38MARBQ24AA3 | 40MBDAQ24XH3 |  | 24000 | 25000 | 19.2 | 12 | 11.1 | 2 | 84 | 96 | 211132935
CARRIER | 38MARBQ12AA3 | 40MBDAQ12XH3 |  | 12000 | 12000 | 20 | 12 | 9.5 | 1.85 | 81 | 100 | 211132925
KEEPRITE | DLCSRBH24AAK | DLFSDAH24XHK |  | 24000 | 25000 | 19.2 | 12 | 11.1 | 2 | 84 | 96 | 211132728
HEIL | DLCSRBH24AAK | DLFSDAH24XHK |  | 24000 | 25000 | 19.2 | 12 | 11.1 | 2 | 84 | 96 | 211132724
DAY & NIGHT | DLCSRBH24AAK | DLFSDAH24XHK |  | 24000 | 25000 | 19.2 | 12 | 11.1 | 2 | 84 | 96 | 211132720
AIRQUEST | DLCSRBH12AAK | DLFSDAH12XHK |  | 12000 | 12000 | 20 | 12 | 9.5 | 1.85 | 81 | 100 | 211132708
SMART COMFORT | DLCSRBH12AAK | DLFSDAH12XHK |  | 12000 | 12000 | 20 | 12 | 9.5 | 1.85 | 81 | 100 | 211132705
TEMPSTAR | DLCSRBH12AAK | DLFSDAH12XHK |  | 12000 | 12000 | 20 | 12 | 9.5 | 1.85 | 81 | 100 | 211132702
KENMORE | DLCSRBH12AAK | DLFSDAH12XHK |  | 12000 | 12000 | 20 | 12 | 9.5 | 1.85 | 81 | 100 | 211132696
KEEPRITE | DLCSRBH09AAK | DLFSDAH09XHK |  | 9000 | 9800 | 20.5 | 13.6 | 10 | 1.9 | 88 | 110 | 211132692
DAY & NIGHT | DLCSRBH18AAK | DLFSDAH18XHK |  | 17500 | 19000 | 18 | 12.1 | 10.8 | 2.2 | 83 | 95 | 211132685
SLIMAIR | SHC09VE2AG | SHD09VC2AG |  | 9000 | 10000 | 19.2 | 12.5 | 10.2 | 2.1 | 77 | 80 | 214606456
GOODMAN | MSH243G22MCAA | MST243E21ADAA |  | 24000 | 25000 | 19.2 | 12 | 10.5 | 2 | 84 | 108 | 214594904
GOODMAN | MSH183G22MCAA | MST183E21ADAA |  | 17000 | 19000 | 18 | 11.7 | 9.5 | 1.85 | 79 | 93 | 214594903
ICONIC AIR SOLUTION | ICOZ09AK | IFOV09IK |  | 9000 | 9800 | 20.5 | 13.6 | 10 | 1.9 | 88 | 110 | 214389553
Kepler | ODUMOD30-24HFN1MU0W | IDUMTIU-24HWFN1-M |  | 24000 | 25000 | 19.2 | 12 | 10.5 | 2 | 84 | 108 | 214377770
ELIOS | DEA12HOS25230E8 | DM12HIDU230X5 |  | 11500 | 12000 | 19 | 11.7 | 10.3 | 2.26 | 78 | 70 | 214810646
C&H | CH-24LCDTU/O | CH-24LCDTU/I |  | 24000 | 24000 | 19.2 | 11.7 | 10.5 | 1.9 | 96 | 100 | 10443490
MIDEA | 38MAQB24R--3 | 40MBDQ24---3 |  | 24000 | 24000 | 19.2 | 11.7 | 10.5 | 1.9 | 96 | 100 | 201846998
MIDEA | 38MAQB12R--3 | 40MBDQ12---3 |  | 12000 | 12000 | 19 | 11.7 | 10 | 1.75 | 88 | 98 | 201846996
BRYANT | 38MAQB12R--3 | 40MBDQ12---3 |  | 12000 | 12000 | 19 | 11.7 | 10 | 1.75 | 88 | 98 | 201846964
CARRIER | 38MAQB12R--3 | 40MBDQ12---3 |  | 12000 | 12000 | 19 | 11.7 | 10 | 1.75 | 88 | 98 | 201846961
CARRIER | 38MAQB09R--3 | 40MBDQ09---3 |  | 9000 | 10000 | 18.5 | 12.1 | 11.5 | 1.9 | 101 | 108 | 201846960
COMFORTSTAR | CXH024CD(O) | CPA-24B |  | 24000 | 24000 | 19.2 | 11.7 | 10.5 | 1.9 | 96 | 100 | 202575869
KERR | A-KMH09SU-1 | B-KMH09DU-1 |  | 9000 | 10000 | 18.5 | 12.1 | 11.5 | 1.9 | 101 | 108 | 202110997
COMFORT-AIRE | A-VMH24SU-1 | B-VMH24DU-1 |  | 24000 | 24000 | 19.2 | 11.7 | 10.5 | 1.9 | 96 | 100 | 202110995
DUCANE | 4DHP1S24S-1P | DMD224S4-1P |  | 23000 | 24400 | 19 | 11.7 | 10 | 2 | 74 | 75 | 202110467
CONCORD | 4DHP1S24S-1P | DMD224S4-1P |  | 23000 | 24400 | 19 | 11.7 | 10 | 2 | 74 | 75 | 202110466
C&H | CH-12LCU/O | CH-12LCDTU/I |  | 11500 | 12000 | 19 | 11.7 | 10 | 1.9 | 78 | 70 | 201992973
SLIMAIR | SHCD12VB2 | SHD12VB2-1 |  | 12000 | 12000 | 19 | 11.7 | 10 | 1.75 | 88 | 98 | 201863356
KERR | A-KMH12SU-1 | B-KMH12DU-1 |  | 12000 | 12000 | 19 | 11.7 | 10 | 1.75 | 88 | 98 | 202110998
CENTURY | A-VMH12SU-1 | B-VMH12DU-1 |  | 12000 | 12000 | 19 | 11.7 | 10 | 1.75 | 88 | 98 | 202110992
CONCORD | 4DHP1S12S-1P | DMD212S4-1P |  | 11500 | 12000 | 19 | 11.7 | 10 | 1.9 | 78 | 70 | 202110462
CONCORD | 4DHP1S09S-1P | DMD209S4-1P |  | 9000 | 10000 | 18.7 | 12.1 | 9.8 | 1.98 | 80 | 80 | 202110460
C&H | CH-09LCU/O | CH-09LCDTU/I |  | 9000 | 10000 | 18.7 | 12.1 | 9.8 | 1.98 | 80 | 80 | 201992972
KOOLKING | MOD30-24HFN1-MT0W | MEU-24MPH2 |  | 24000 | 24000 | 19.2 | 11.7 | 10.5 | 1.9 | 96 | 100 | 201863413
SLIMAIR | SHCD24VB2 | SHD24VB2 |  | 24000 | 24000 | 19.2 | 11.7 | 10.5 | 1.9 | 96 | 100 | 201863355
Cooper&Hunter | CH-ES18-230VO | CH-M18DTUI |  | 17000 | 20000 | 20 | 12.5 | 10.6 | 2.4 | 63 | 65 | 210799586
Alsetria | MOD30-24HFN1-MU0W | MTIU-24HWFN1-M |  | 24000 | 25000 | 19.2 | 12 | 10.5 | 2 | 84 | 108 | 211644040
Alsetria | MOX430-18HFN1-MU0W | MTIU-18HWFN1-M |  | 17000 | 20000 | 20 | 12.5 | 10.6 | 2.4 | 63 | 65 | 211644026
STEALTH | ACIQ-18ZPL-HP230B | ACIQ-18CD-HH-MB |  | 17000 | 19000 | 18 | 11.7 | 9.5 | 1.85 | 79 | 93 | 212316166
STEALTH | ACIQ-09ZPL-HP230B | ACIQ-09CD-HH-MB |  | 9000 | 10000 | 20.2 | 13.2 | 12 | 1.9 | 101 | 108 | 212316164
PolarWave | ACIQ-24ZPL-HP230B | ACIQ-24CD-HH-MB |  | 24000 | 25000 | 19.2 | 12 | 10.5 | 2 | 84 | 108 | 212316081
Cooper&Hunter | CH-HPR18-230VO | CH-18MDT-W |  | 17000 | 19000 | 18 | 11.7 | 9.5 | 1.85 | 79 | 93 | 213265577
Cooper&Hunter | CH-ES09-230VO | CH-09MDT-W |  | 9000 | 10000 | 19.2 | 12.5 | 10.2 | 2.1 | 77 | 80 | 213265572
KARDA | 1PAMSHH24-SZO-20.5 | 2KARDA24UVD |  | 24000 | 24000 | 19.2 | 11.7 | 10.5 | 1.9 | 96 | 100 | 205921401
SENVILLE | SENA/12HF/OZ | SENA/12HF/ID |  | 12000 | 12000 | 19 | 11.7 | 10 | 1.75 | 88 | 98 | 205921391
CIAC | CM43BX024-H3N1H | CC43BX024-E3N1H |  | 23000 | 24400 | 19 | 11.7 | 10 | 2 | 74 | 75 | 205778933
CIAC | CM43BX012-H3N1H | CC43BX012-E3N1H |  | 11500 | 12000 | 19 | 11.7 | 10 | 1.9 | 78 | 70 | 205778931
Airlux | ASZ24O | AMD24I |  | 23000 | 24400 | 19 | 11.7 | 10 | 2 | 74 | 75 | 203401043
TRUST AIR CONDITIONERS | OAH12H/O4S4P | IUMDL12H/I43P |  | 12000 | 12500 | 19.5 | 11.7 | 10 | 1.96 | 85 | 97 | 208816931
TRUST AIR CONDITIONERS | OUS09H/O4S4P | IUMDL09H/I43P |  | 9000 | 10000 | 19.2 | 12.5 | 10.2 | 2.1 | 77 | 80 | 208816926
KLIMAIRE | KSIH009-H225-O-2 | KDIP09-H2 |  | 9000 | 10000 | 20.2 | 13.2 | 12 | 1.9 | 101 | 108 | 209862170
KLIMAIRE | KSIH024-H220-O-2 | KDIP24-H2 |  | 24000 | 25000 | 19.2 | 12 | 10.5 | 2 | 84 | 108 | 209862169
KLIMAIRE | KSIE018-H220-O-2 | KDIP18-H2 |  | 17000 | 20000 | 20 | 12.5 | 10.6 | 2.4 | 63 | 65 | 209862162
KLIMAIRE | KSIE012-H220-O-2 | KDIP12-H2 |  | 11500 | 12000 | 19 | 11.7 | 10.3 | 2.26 | 78 | 70 | 209862161
KLIMAIRE | KSIE009-H221-O-2 | KDIP09-H2 |  | 9000 | 10000 | 19.2 | 12.5 | 10.2 | 2.1 | 77 | 80 | 209862160
KANIONco | KD-24R410AH | KD-24R410AH |  | 23000 | 24400 | 19 | 11.7 | 10 | 2 | 74 | 75 | 204760847
Weathermaker | 38MAQB24R--3 | 40MBDQ24---3 |  | 24000 | 24000 | 19.2 | 11.7 | 10.5 | 1.9 | 96 | 100 | 205772838
Weathermaker | 38MAQB12R--3 | 40MBDQ12---3 |  | 12000 | 12000 | 19 | 11.7 | 10 | 1.75 | 88 | 98 | 205772836
DIRECT AIR | MOD31-24HFN1-MT0W | MTIU-24HWFN1-M |  | 23000 | 24400 | 19 | 11.7 | 10 | 2 | 74 | 75 | 203360780
DIRECT AIR | MOBA30-09HFN1-MT0W | MTIU-09HWFN1-M |  | 9000 | 10000 | 18.7 | 12.1 | 9.8 | 1.98 | 80 | 80 | 203269798
DIRECT AIR | MOB30-12HFN1-MV0W | MTIU-12HWFN1-M |  | 12000 | 12000 | 19 | 11.7 | 10 | 1.75 | 88 | 98 | 203269793
ELIOS | DE24HOS23230E2 | DE24HIDU230X5 |  | 23000 | 24400 | 19 | 11.7 | 10 | 2 | 74 | 75 | 203238496
ELIOS | DE09HOS23230E2 | DE09HIDU230X5 |  | 9000 | 10000 | 18.7 | 12.1 | 9.8 | 1.98 | 80 | 80 | 203238492
PERFECTAIRE | 2KARDA18SZO20 | 2PAMSDH18 |  | 17000 | 19000 | 18 | 11.7 | 9.5 | 1.85 | 79 | 93 | 206348126
PERFECTAIRE | 1KARDA09SZO25 | 2PAMSDH09 |  | 9000 | 10000 | 18.5 | 12.1 | 11.5 | 1.9 | 101 | 108 | 206348124
Kepler | ODUMOX430-17HFN1MT0W | IDUMTIU-18HWFN1-M |  | 17000 | 19000 | 18 | 11.7 | 9.5 | 1.85 | 79 | 93 | 214377769
Mitsutomo | HO-SZ12-AB-Q | HD-UZ12-AB-Q |  | 12000 | 12500 | 19.5 | 11.7 | 10 | 1.96 | 85 | 97 | 214056567
CIAC | CM43BX009-H3N2H | CC43BX009-E3N1H |  | 9000 | 10000 | 19.2 | 12.5 | 10.2 | 2.1 | 77 | 80 | 213927684
DUOHOME | DOD33-24HFN1-MT0W | DTIU-24HWFN1-M |  | 23000 | 25000 | 19 | 12.5 | 11.2 | 2.3 | 80 | 80 | 214797741
ICONIC AIR SOLUTION | ICOO12AK | IFOD12IK |  | 11500 | 12000 | 19 | 11.7 | 10.3 | 2.26 | 78 | 70 | 214640127
Kepler | ODUMOX230-09HFN1-MW5W | IDUMTIU-09HWFN1-M |  | 9000 | 10000 | 19.2 | 12.5 | 10.2 | 2.1 | 77 | 80 | 214610364
NOVAIR PLUS | 12EVONVO | 12EVDNVI |  | 12000 | 12000 | 19 | 11.7 | 10 | 1.75 | 88 | 98 | 205281388
SENVILLE | SENA/24HF/OZ | SENA/24HF/ID |  | 24000 | 24000 | 19.2 | 11.7 | 10.5 | 1.9 | 96 | 100 | 205921393
SENVILLE | SENA/09HF/OZ | SENA/09HF/ID |  | 9000 | 10000 | 18.5 | 12.1 | 11.5 | 1.9 | 101 | 108 | 205921390
Weathermaker | 38MAQB09R--3 | 40MBDQ09---3 |  | 9000 | 10000 | 18.5 | 12.1 | 11.5 | 1.9 | 101 | 108 | 205772835
TGM | MRSVHT24AS | MFCHT24S |  | 23000 | 25000 | 19 | 12.5 | 11.2 | 2.3 | 80 | 80 | 209843019
TGM | MRSVHT12AS | MFCHT12S |  | 11500 | 12000 | 19 | 11.7 | 10.3 | 2.26 | 78 | 70 | 209843017
CLASSIC | MRSVHC12AS | MFCHC12S |  | 11500 | 12000 | 19 | 11.7 | 10.3 | 2.26 | 78 | 70 | 209843001
AC PRO.COM | AOX430-18HFN1-MT8W | ATIU-18HWFN1-M |  | 17000 | 20000 | 20 | 12.5 | 10.6 | 2.4 | 63 | 65 | 209748105
LENNOX | MLB018S4S-1P | MMDB018S4* |  | 17000 | 19000 | 18 | 11.7 | 9.2 | 1.85 | 79 | 93 | 210665633
LENNOX | MPC012S4S-1P | MMDB012S4* |  | 11500 | 12000 | 18.8 | 11.7 | 10.3 | 2.26 | 78 | 70 | 210665611
MDV | MOD30-24HFN1-MU0W-L | MTIU-24HWFN1-M |  | 23800 | 25000 | 19.2 | 12 | 10.5 | 2 | 84 | 108 | 210644039
Armstrong Air | 4DHP2S09S-1P | DMD209S4-1P |  | 9000 | 10000 | 19.2 | 12.5 | 10.2 | 2.1 | 77 | 80 | 208128190
SEA BREEZE+ | HSZ12H424ZMO | D12H424ZMI |  | 12000 | 12500 | 19.5 | 11.7 | 10 | 1.96 | 85 | 97 | 208128269
SEA BREEZE+ | SZ9H424ZMO | D9H424ZMI |  | 9000 | 10000 | 19.2 | 12.5 | 10.2 | 2.1 | 77 | 80 | 208128276
COMFORTMAKER | DLCSRBH18AAK | DLFSDAH18XHK |  | 17500 | 19000 | 18 | 12.1 | 10.8 | 2.2 | 83 | 95 | 211132682
DAY & NIGHT | DLCSRBH12AAK | DLFSDAH12XHK |  | 12000 | 12000 | 20 | 12 | 9.5 | 1.85 | 81 | 100 | 211132687
KEEPRITE | DLCSRBH18AAK | DLFSDAH18XHK |  | 17500 | 19000 | 18 | 12.1 | 10.8 | 2.2 | 83 | 95 | 211132691
KENMORE | DLCSRBH18AAK | DLFSDAH18XHK |  | 17500 | 19000 | 18 | 12.1 | 10.8 | 2.2 | 83 | 95 | 211132694
MIDEA | DLCSRBH18AAK | DLFSDAH18XHK |  | 17500 | 19000 | 18 | 12.1 | 10.8 | 2.2 | 83 | 95 | 211132697
AIRQUEST | DLCSRBH09AAK | DLFSDAH09XHK |  | 9000 | 9800 | 20.5 | 13.6 | 10 | 1.9 | 88 | 110 | 211132707
ARCOAIRE | DLCSRBH24AAK | DLFSDAH24XHK |  | 24000 | 25000 | 19.2 | 12 | 11.1 | 2 | 84 | 96 | 211132712
COMFORTMAKER | DLCSRBH24AAK | DLFSDAH24XHK |  | 24000 | 25000 | 19.2 | 12 | 11.1 | 2 | 84 | 96 | 211132716
CARRIER | 38MARBQ18AA3 | 40MBDAQ18XH3 |  | 17500 | 19000 | 18 | 12.1 | 10.8 | 2.2 | 83 | 95 | 211132918
CARRIER | 38MARBQ09AA3 | 40MBDAQ09XH3 |  | 9000 | 9800 | 20.5 | 13.6 | 10 | 1.9 | 88 | 110 | 211132920
BRYANT | 38MARBQ18AA3 | 40MBDAQ18XH3 |  | 17500 | 19000 | 18 | 12.1 | 10.8 | 2.2 | 83 | 95 | 211132930
BRYANT | 38MARBQ09AA3 | 40MBDAQ09XH3 |  | 9000 | 9800 | 20.5 | 13.6 | 10 | 1.9 | 88 | 110 | 211132932
BRYANT | 38MARBQ12AA3 | 40MBDAQ12XH3 |  | 12000 | 12000 | 20 | 12 | 9.5 | 1.85 | 81 | 100 | 211132937
PAYNE | 38MARBQ24AA3 | 40MBDAQ24XH3 |  | 24000 | 25000 | 19.2 | 12 | 11.1 | 2 | 84 | 96 | 211132946
Weathermaker | 38MARBQ18AA3 | 40MBDAQ18XH3 |  | 17500 | 19000 | 18 | 12.1 | 10.8 | 2.2 | 83 | 95 | 211132952
MIDEA | 38MARBQ18AA3 | 40MBDAQ18XH3 |  | 17500 | 19000 | 18 | 12.1 | 10.8 | 2.2 | 83 | 95 | 211132964
MIDEA | 38MARBQ24AA3 | 40MBDAQ24XH3 |  | 24000 | 25000 | 19.2 | 12 | 11.1 | 2 | 84 | 96 | 211132968
Breeze33 | HSZ9H424ZMO | D9H424ZMI |  | 9000 | 10000 | 20.2 | 13.2 | 12 | 1.9 | 101 | 108 | 211277583
Breeze33 | HSZ12H424ZMO | D12H424ZMI |  | 12000 | 12500 | 19.5 | 11.7 | 10 | 1.96 | 85 | 97 | 211277586
PAYNE | 38MAQB09R--3 | 40MBDQ09---3 |  | 9000 | 10000 | 18.5 | 12.1 | 11.5 | 1.9 | 101 | 108 | 201846975
PAYNE | 38MAQB12R--3 | 40MBDQ12---3 |  | 12000 | 12000 | 19 | 11.7 | 10 | 1.75 | 88 | 98 | 201846976
PAYNE | 38MAQB24R--3 | 40MBDQ24---3 |  | 24000 | 24000 | 19.2 | 11.7 | 10.5 | 1.9 | 96 | 100 | 201846978
MIDEA | 38MAQB09R--3 | 40MBDQ09---3 |  | 9000 | 10000 | 18.5 | 12.1 | 11.5 | 1.9 | 101 | 108 | 201846995
LENNOX | MPB024S4S-1P | MMDB024S4-2P |  | 23000 | 24400 | 19 | 11.7 | 10 | 2 | 74 | 75 | 10528566
LENNOX | MLA009S4S-1P | MMDB009S4-2P |  | 9000 | 10000 | 18.5 | 12.1 | 11.5 | 1.9 | 101 | 108 | 10528569
LENNOX | MLA024S4S-1P | MMDB024S4-2P |  | 24000 | 24000 | 19.2 | 11.7 | 10.5 | 1.9 | 96 | 100 | 10528572
YORK BY JOHNSON CONTROLS | YUJE12BYJ6AMO-X | YEJE12BXJ6AM-W1 |  | 11500 | 12000 | 19 | 11.7 | 10 | 1.9 | 78 | 70 | 10580861
Cooper&Hunter | CH-12DKT230VO | CH-12LCDTU/I |  | 12000 | 12000 | 19 | 11.7 | 10 | 1.75 | 88 | 98 | 210799460
Cooper&Hunter | CH-HYP12SPH230VO | CH-M12DTUI |  | 12000 | 12000 | 19 | 11.7 | 10 | 1.75 | 88 | 98 | 210799488
Cooper&Hunter | CH-12SPH-230VO | CH-M12DTUI |  | 11500 | 12000 | 19 | 11.7 | 10 | 1.9 | 78 | 70 | 210799489
Cooper&Hunter | CH-HYP24SPH230VO | CH-M24DTUI |  | 24000 | 24000 | 19.2 | 11.7 | 10.5 | 1.9 | 96 | 100 | 210799493
CLASSIC | MRSVHC24AS | MFCHC24S |  | 23000 | 25000 | 19 | 12.5 | 11.2 | 2.3 | 80 | 80 | 209843003
CTMorley | MOU-A18H-2 | MIU-A18D-2 |  | 17000 | 19000 | 18 | 11.7 | 9.5 | 1.85 | 79 | 93 | 209843062
CTMorley | MOU-A24H-2 | MIU-A24D-2 |  | 24000 | 25000 | 19.2 | 12 | 10.5 | 2 | 84 | 108 | 209843065
KLIMAIRE | KSIE024-H220-O-2 | KDIP24-H2 |  | 23000 | 25000 | 19 | 12.5 | 11.2 | 2.3 | 80 | 80 | 209862163
AirEase | 4DHPS209S-1P | DMD209S4-*P |  | 9000 | 10000 | 19.2 | 12.5 | 10 | 2.1 | 77 | 80 | 211034475
Allied | 4DHP2S12S-1P | DMD212S4-*P |  | 11500 | 12000 | 18.8 | 11.7 | 10.3 | 2.26 | 78 | 70 | 211034502
Allied | 4DHP2S18S-1P | DMD218S4-*P |  | 17000 | 20000 | 20 | 12.3 | 10.5 | 2.4 | 63 | 65 | 211034503
Armstrong Air | 4DHP2S18S-1P | DMD218S4-*P |  | 17000 | 20000 | 20 | 12.3 | 10.5 | 2.4 | 63 | 65 | 211034529
Armstrong Air | 4DHP2S24S-1P | DMD224S4-*P |  | 23000 | 25000 | 19 | 12.3 | 11 | 2.3 | 80 | 80 | 211034530
CONCORD | 4DHP2S12S-1P | DMD212S4-*P |  | 11500 | 12000 | 18.8 | 11.7 | 10.3 | 2.26 | 78 | 70 | 211034554
CONCORD | 4DHP2S24S-1P | DMD224S4-*P |  | 23000 | 25000 | 19 | 12.3 | 11 | 2.3 | 80 | 80 | 211034556
DUCANE | 4DHP2S12S-1P | DMD212S4-*P |  | 11500 | 12000 | 18.8 | 11.7 | 10.3 | 2.26 | 78 | 70 | 211034580
ARCOAIRE | DLCSRBH09AAK | DLFSDAH09XHK |  | 9000 | 9800 | 20.5 | 13.6 | 10 | 1.9 | 88 | 110 | 211132680
HEIL | DLCSRBH12AAK | DLFSDAH12XHK |  | 12000 | 12000 | 20 | 12 | 9.5 | 1.85 | 81 | 100 | 211132690
KEEPRITE | DLCSRBH12AAK | DLFSDAH12XHK |  | 12000 | 12000 | 20 | 12 | 9.5 | 1.85 | 81 | 100 | 211132693
KENMORE | DLCSRBH09AAK | DLFSDAH09XHK |  | 9000 | 9800 | 20.5 | 13.6 | 10 | 1.9 | 88 | 110 | 211132695
MIDEA | DLCSRBH09AAK | DLFSDAH09XHK |  | 9000 | 9800 | 20.5 | 13.6 | 10 | 1.9 | 88 | 110 | 211132698
MIDEA | DLCSRBH12AAK | DLFSDAH12XHK |  | 12000 | 12000 | 20 | 12 | 9.5 | 1.85 | 81 | 100 | 211132699
TEMPSTAR | DLCSRBH09AAK | DLFSDAH09XHK |  | 9000 | 9800 | 20.5 | 13.6 | 10 | 1.9 | 88 | 110 | 211132701
SMART COMFORT | DLCSRBH09AAK | DLFSDAH09XHK |  | 9000 | 9800 | 20.5 | 13.6 | 10 | 1.9 | 88 | 110 | 211132704
C&H | CH-09SPH-230VO | CH-09LCDTU/I |  | 9000 | 10000 | 18.7 | 12.1 | 9.8 | 1.98 | 80 | 80 | 204098420
C&H | CH-12DKT230VO | CH-12LCDTU/I |  | 12000 | 12000 | 19 | 11.7 | 10 | 1.75 | 88 | 98 | 204098425
AirEase | 4DHP1S09S-1P | DMD209S4-1P |  | 9000 | 10000 | 18.7 | 12.1 | 9.8 | 1.98 | 80 | 80 | 204462429
CARRIER | 38MARBQ09AA3 | 40MBDQ09---3 |  | 9000 | 10000 | 20.2 | 13.2 | 12 | 1.9 | 101 | 108 | 206350328
BRYANT | 38MARBQ09AA3 | 40MBDQ09---3 |  | 9000 | 10000 | 20.2 | 13.2 | 12 | 1.9 | 101 | 108 | 206350339
BRYANT | 38MARBQ18AA3 | 40MBDQ18---3 |  | 17000 | 19000 | 18 | 11.7 | 9.5 | 1.85 | 79 | 93 | 206350344
PAYNE | 38MARBQ09AA3 | 40MBDQ09---3 |  | 9000 | 10000 | 20.2 | 13.2 | 12 | 1.9 | 101 | 108 | 206350350
PAYNE | 38MARBQ12AA3 | 40MBDQ12---3 |  | 12000 | 12500 | 19.5 | 11.7 | 10 | 1.96 | 85 | 97 | 206350352
PAYNE | 38MARBQ24AA3 | 40MBDQ24---3 |  | 24000 | 25000 | 19.2 | 12 | 10.5 | 2 | 84 | 108 | 206350358
Weathermaker | 38MARBQ12AA3 | 40MBDQ12---3 |  | 12000 | 12500 | 19.5 | 11.7 | 10 | 1.96 | 85 | 97 | 206350363
ARCOAIRE | DLCSRBH09AAK | DLFSDAH09XAK |  | 9000 | 10000 | 20.2 | 13.2 | 12 | 1.9 | 101 | 108 | 206350383
COMFORTMAKER | DLCSRBH18AAK | DLFSDAH18XAK |  | 17000 | 19000 | 18 | 11.7 | 9.5 | 1.85 | 79 | 93 | 206350399
KEEPRITE | DLCSRBH09AAK | DLFSDAH09XAK |  | 9000 | 10000 | 20.2 | 13.2 | 12 | 1.9 | 101 | 108 | 206350427
KENMORE | DLCSRBH18AAK | DLFSDAH18XAK |  | 17000 | 19000 | 18 | 11.7 | 9.5 | 1.85 | 79 | 93 | 206350443
TEMPSTAR | DLCSRBH09AAK | DLFSDAH09XAK |  | 9000 | 10000 | 20.2 | 13.2 | 12 | 1.9 | 101 | 108 | 206350460
TEMPSTAR | DLCSRBH24AAK | DLFSDAH24XAK |  | 24000 | 25000 | 19.2 | 12 | 10.5 | 2 | 84 | 108 | 206350468
SMART COMFORT | DLCSRBH09AAK | DLFSDAH09XAK |  | 9000 | 10000 | 20.2 | 13.2 | 12 | 1.9 | 101 | 108 | 206350471
Cooper&Hunter | CH-ES12-230VO | CH-M12DTUI |  | 11500 | 12000 | 19 | 11.7 | 10.3 | 2.26 | 78 | 70 | 210799583
Cooper&Hunter | CH-ES24-230VO | CH-M24DTUI |  | 23000 | 25000 | 19 | 12.5 | 11.2 | 2.3 | 80 | 80 | 210799589
Cooper&Hunter | CH-HPR12-230VO | CH-M12DTUI |  | 12000 | 12500 | 19.5 | 11.7 | 10 | 1.96 | 85 | 97 | 210799594
Cooper&Hunter | CH-HPR18-230VO | CH-M18DTUI |  | 17000 | 19000 | 18 | 11.7 | 9.5 | 1.85 | 79 | 93 | 210799597
Cooper&Hunter | CH-HPR24-230VO | CH-M24DTUI |  | 24000 | 25000 | 19.2 | 12 | 10.5 | 2 | 84 | 108 | 210799600
Weathermaker | 38MARBQ09AA3 | 40MBDQ09---3 |  | 9000 | 10000 | 20.2 | 13.2 | 12 | 1.9 | 101 | 108 | 206350361
MIDEA | 38MARBQ12AA3 | 40MBDQ12---3 |  | 12000 | 12500 | 19.5 | 11.7 | 10 | 1.96 | 85 | 97 | 206350374
Cooper&Hunter | CH-ES12-230VO | CH-12MDT-W |  | 11500 | 12000 | 19 | 11.7 | 10.3 | 2.26 | 78 | 70 | 213265574
Cooper&Hunter | CH-HPR12-230VO | CH-12MDT-W |  | 12000 | 12500 | 19.5 | 11.7 | 10 | 1.96 | 85 | 97 | 213265575
Cooper&Hunter | CH-ES18-230VO | CH-18MDT-W |  | 17000 | 20000 | 20 | 12.5 | 10.6 | 2.4 | 63 | 65 | 213265576
Cooper&Hunter | CH-ES24-230VO | CH-24MDT-W |  | 23000 | 25000 | 19 | 12.5 | 11.2 | 2.3 | 80 | 80 | 213265578
Cooper&Hunter | CH-HPR24-230VO | CH-24MDT-W |  | 24000 | 25000 | 19.2 | 12 | 10.5 | 2 | 84 | 108 | 213265579
Kepler | ODUMOX330-09HFN1MY5W | IDUMTIU-09HWFN1-M |  | 9000 | 10000 | 20.2 | 13.2 | 12 | 1.9 | 101 | 108 | 214377767
KARDA | 1KARDA12SZO22.5 | 2PAMSDH12 |  | 12000 | 12000 | 19 | 11.7 | 10 | 1.75 | 88 | 98 | 206348121
PERFECTAIRE | 1KARDA12SZO22.5 | 2PAMSDH12 |  | 12000 | 12000 | 19 | 11.7 | 10 | 1.75 | 88 | 98 | 206348125
CARRIER | 38MARBQ12AA3 | 40MBDQ12---3 |  | 12000 | 12500 | 19.5 | 11.7 | 10 | 1.96 | 85 | 97 | 206350330
BRYANT | 38MARBQ24AA3 | 40MBDQ24---3 |  | 24000 | 25000 | 19.2 | 12 | 10.5 | 2 | 84 | 108 | 206350347
Airlux | ASZ12O/2022 | AMD12I |  | 11500 | 12000 | 19 | 11.7 | 10.3 | 2.26 | 78 | 70 | 208119666
MDV | MOX230-09HFN1-MW5W | MTIU-09HWFN1-M |  | 9000 | 10000 | 19.2 | 12.5 | 10.2 | 2.1 | 77 | 80 | 206330121
MDV | MOX330-09HFN1-MY5W | MTIU-09HWFN1-M |  | 9000 | 10000 | 20.2 | 13.2 | 12 | 1.9 | 101 | 108 | 206330123
MDV | MOX230-12HFN1-MV5W | MTIU-12HWFN1-M |  | 11500 | 12000 | 19 | 11.7 | 10.3 | 2.26 | 78 | 70 | 206330124
KERR | A-KMH18SU-1A | B-KMH18DU-1 |  | 17000 | 19000 | 18 | 11.7 | 9.5 | 1.85 | 79 | 93 | 206347320
MDV | MOBA30-09HFN1-MT0W | MTIU-09HWFN1-M |  | 9000 | 10000 | 18.7 | 12.1 | 9.8 | 1.98 | 80 | 80 | 200059291
KLIMAIRE | KSIE012-H220-O | KDIP12-H2 |  | 11500 | 12000 | 19 | 11.7 | 10 | 1.9 | 78 | 70 | 201796638
BRYANT | 38MAQB09R--3 | 40MBDQ09---3 |  | 9000 | 10000 | 18.5 | 12.1 | 11.5 | 1.9 | 101 | 108 | 201846963
DIRECT AIR | MOD30-24HFN1-MT0W | MTIU-24HWFN1-M |  | 24000 | 24000 | 19.2 | 11.7 | 10.5 | 1.9 | 96 | 100 | 203269801
MDV | MOB30-09HFN1-MX0W | MTIU-09HWFN1-M |  | 9000 | 10000 | 18.5 | 12.1 | 11.5 | 1.9 | 101 | 108 | 200059289
MDV | MOD31-24HFN1-MT0W | MTIU-24HWFN1-M |  | 23000 | 24400 | 19 | 11.7 | 10 | 2 | 74 | 75 | 200059299
LENNOX | LISH024000P431-C | LIFHC024180P431-C. |  | 24000 | 24000 | 19.2 | 11.7 | 10.5 | 1.9 | 96 | 100 | 201796625
C&H | CH-ES12-230VO | CH-M12DTUI |  | 11500 | 12000 | 19 | 11.7 | 10.3 | 2.26 | 78 | 70 | 207742319
C&H | CH-HPR12-230VO | CH-M12DTUI |  | 12000 | 12500 | 19.5 | 11.7 | 10 | 1.96 | 85 | 97 | 207742330
C&H | CH-HPR18-230VO | CH-M18DTUI |  | 17000 | 19000 | 18 | 11.7 | 9.5 | 1.85 | 79 | 93 | 207742333
MIDEA | MOX230-12HFN1-MV5W | MTIU-12HWFN1-M |  | 11500 | 12000 | 19 | 11.7 | 10.3 | 2.26 | 78 | 70 | 207742396
ELIOS | DEA18HOS25230E8 | DUA18HIDU230X5 |  | 17000 | 20000 | 20 | 12.5 | 10.6 | 2.4 | 63 | 65 | 207742447
ELIOS | DEA12HOS28230E8 | DUA12HIDU230X5 |  | 12000 | 12500 | 19.5 | 11.7 | 10 | 1.96 | 85 | 97 | 207742453
MDV | MOX430-17HFN1-MT0W-L | MTIU-18HWFN1-M |  | 17000 | 19000 | 18 | 11.7 | 9.2 | 1.85 | 79 | 93 | 207658610
COMFORTSTAR | CHF09CD(O) | CPA-09C |  | 9000 | 10000 | 20.2 | 13.2 | 12 | 1.9 | 101 | 108 | 207658937
COMFORTSTAR | CHF18CD(O) | CPA-18C |  | 17000 | 19000 | 18 | 11.7 | 9.5 | 1.85 | 79 | 93 | 207658939
PIONEER | YN009GMFI22RPD | RB009GMFILDFHD |  | 9000 | 10000 | 18.7 | 12.1 | 9.8 | 1.98 | 80 | 80 | 10597350
PIONEER | YN012GMFI22RPD | RB012GMFILDFHD |  | 11500 | 12000 | 19 | 11.7 | 10 | 1.9 | 78 | 70 | 10597351
Durastar | DRA1H09S1A | DRAD09F1A |  | 9000 | 10000 | 20.2 | 13.2 | 12 | 1.9 | 101 | 108 | 210568115
COMFORT-AIRE | A-VMH18SV-1 | B-VMH18DU-1 |  | 17000 | 19000 | 18 | 11.7 | 9.5 | 1.85 | 79 | 93 | 210568239
KERR | A-KMH18SV-1 | B-KMH18DU-1 |  | 17000 | 19000 | 18 | 11.7 | 9.5 | 1.85 | 79 | 93 | 210568253
KERR | A-KMH12SV-1 | B-KMH12DU-1 |  | 12000 | 12500 | 19.5 | 11.7 | 10 | 1.96 | 85 | 97 | 210568257
LENNOX | MPC018S4S-1P | MMDB018S4* |  | 17000 | 20000 | 20 | 12.3 | 10.5 | 2.4 | 63 | 65 | 210665612
LENNOX | MLB012S4S-1P | MMDB012S4* |  | 11800 | 12500 | 19.5 | 11.7 | 10 | 1.96 | 85 | 97 | 210665632
GOODMAN | MSH093E23MCAA | MST093E21ADAA |  | 9000 | 10000 | 20.2 | 13.2 | 12 | 1.9 | 101 | 108 | 206900419
GOODMAN | MSH183E23MCAA | MST183E21ADAA |  | 17000 | 19000 | 18 | 11.7 | 9.5 | 1.85 | 79 | 93 | 206900421
FRANKLIN | MSH123E23MCAA | MST123E21ADAA |  | 12000 | 12500 | 19.5 | 11.7 | 10 | 1.96 | 85 | 97 | 206900428
FRANKLIN | MSH093E21MCAA | MST093E21ADAA |  | 9000 | 10000 | 18.7 | 12.1 | 9.8 | 1.98 | 80 | 80 | 206900439
ECO AC | EHH-O09BA | EHH-D09BA |  | 9000 | 10000 | 18.7 | 12.1 | 9.8 | 1.98 | 80 | 80 | 206902024
ECO AC | EHH-O24BA | EHH-D24BA |  | 23000 | 25000 | 19 | 12.5 | 11.2 | 2.3 | 80 | 80 | 206902027
PERFECTAIRE | 1PAMSHH24-SZW-20.5 | 2PAMSDH24 |  | 24000 | 25000 | 19.2 | 12 | 10.5 | 2 | 84 | 108 | 207192291
PIONEER | YN018GMFI22RPE | RB018GMFILDFHD |  | 17000 | 20000 | 20 | 12.5 | 10.6 | 2.4 | 63 | 65 | 208141953
SUNCHILLERS | 12WODU-UL | 12DIDU-UL |  | 11500 | 12000 | 19 | 11.7 | 10.3 | 2.26 | 78 | 70 | 208447612
SUNCHILLERS | 24WODU-UL | 24DIDU-UL |  | 23000 | 25000 | 19 | 12.5 | 11.2 | 2.3 | 80 | 80 | 208447613
MDV | MOE30U-48HFN1-M[X] | MHG-48HWFN1-MW |  | 48000 | 57000 | 16.5 | 11 | 10.3 | 1.97 | 70 | 93 | 210135401
MDV | MOX330-09HFN1-MY5W | MTI-09HWFN1-MSS8 |  | 9000 | 9800 | 20.5 | 13.6 | 10 | 1.9 | 88 | 110 | 210299303
MDV | MOX430-17HFN1-MT0W | MTI-18HWFN1-MSP0 |  | 17500 | 19000 | 18 | 12.1 | 10.8 | 2.2 | 83 | 95 | 210299845
COMFORT-AIRE | A-VMH24SV-1 | B-VMH24DU-1 |  | 24000 | 25000 | 19.2 | 12 | 10.5 | 2 | 84 | 108 | 210568243
COMFORT-AIRE | A-VMH09SV-1 | B-VMH09DU-1 |  | 9000 | 10000 | 20.2 | 13.2 | 12 | 1.9 | 101 | 108 | 210568245
KERR | A-KMH24SV-1 | B-KMH24DU-1 |  | 24000 | 25000 | 19.2 | 12 | 10.5 | 2 | 84 | 108 | 210568247
KERR | A-KMH09SV-1 | B-KMH09DU-1 |  | 9000 | 10000 | 20.2 | 13.2 | 12 | 1.9 | 101 | 108 | 210568255
PIONEER | YN009GMFI22RPE | RB009GMFILDFHD |  | 9000 | 10000 | 19.2 | 12.5 | 10.2 | 2.1 | 77 | 80 | 208141951
CTMorley | MOU-A12H-2 | MIU-A12D-2 |  | 12000 | 12500 | 19.5 | 11.7 | 10 | 1.96 | 85 | 97 | 209843059
TGM | MRSVHT18AS | MFCHT18S |  | 17000 | 20000 | 20 | 12.5 | 10.6 | 2.4 | 63 | 65 | 209843018
CLASSIC | MRSVHC18AS | MFCHC18S |  | 17000 | 20000 | 20 | 12.5 | 10.6 | 2.4 | 63 | 65 | 209843002
AC PRO.COM | AOX230-12HFN1-MV5W | ATIU-12HWFN1-M |  | 11500 | 12000 | 19 | 11.7 | 10.3 | 2.26 | 78 | 70 | 209748104
AC PRO.COM | AOX230-09HFN1-MW5W | ATIU-09HWFN1-M |  | 9000 | 10000 | 19.2 | 12.5 | 10.2 | 2.1 | 77 | 80 | 209748103
TRUST AIR CONDITIONERS | OAH24H/O4S4P | IUMDL24H/I43P |  | 24000 | 25000 | 19.2 | 12 | 10.5 | 2 | 84 | 108 | 208816933
TRUST AIR CONDITIONERS | OUS18H/O4S4P | IUMDL18H/I43P |  | 17000 | 20000 | 20 | 12.5 | 10.6 | 2.4 | 63 | 65 | 208816928
COMFORT-AIRE | A-VMH12SV-1 | B-VMH12DU-1 |  | 12000 | 12500 | 19.5 | 11.7 | 10 | 1.96 | 85 | 97 | 210568246
Cooper&Hunter | CH-24LCU/O | CH-M24DTUI |  | 24000 | 24000 | 19.2 | 11.7 | 10.5 | 1.9 | 96 | 100 | 210799492
Cooper&Hunter | CH-09DKT230VO | CH-09LCDTU/I |  | 9000 | 10000 | 18.5 | 12.1 | 11.5 | 1.9 | 101 | 108 | 210799459
Cooper&Hunter | CH-12SPH-230VO | CH-12LCDTU/I |  | 11500 | 12000 | 19 | 11.7 | 10 | 1.9 | 78 | 70 | 210799456
Cooper&Hunter | CH-09LCU/O | CH-09LCDTU/I |  | 9000 | 10000 | 18.7 | 12.1 | 9.8 | 1.98 | 80 | 80 | 210799435
Cooper&Hunter | CH-24LCU/O | CH-24LCDTU/I |  | 24000 | 24000 | 19.2 | 11.7 | 10.5 | 1.9 | 96 | 100 | 210799429
Cooper&Hunter | CH-24LCDTU/O | CH-24LCDTU/I |  | 24000 | 24000 | 19.2 | 11.7 | 10.5 | 1.9 | 96 | 100 | 210799425
LENNOX | MPC024S4S-1P | MMDB024S4* |  | 23000 | 25000 | 19 | 12.3 | 11 | 2.3 | 80 | 80 | 210665613
LENNOX | MPC009S4S-1P | MMDB009S4* |  | 9000 | 10000 | 19.2 | 12.5 | 10 | 2.1 | 77 | 80 | 210665610
PERFECTAIRE | 1PAMSHH09-SZO-25 | 2PAMSDH09 |  | 9000 | 10000 | 18.5 | 12.1 | 11.5 | 1.9 | 101 | 108 | 207192288
COMFORTMAKER | DLCSRBH12AAK | DLFSDAH12XHK |  | 12000 | 12000 | 20 | 12 | 9.5 | 1.85 | 81 | 100 | 211132684
ARCOAIRE | DLCSRBH18AAK | DLFSDAH18XHK |  | 17500 | 19000 | 18 | 12.1 | 10.8 | 2.2 | 83 | 95 | 211132679
DUCANE | 4DHP2S24S-1P | DMD224S4-*P |  | 23000 | 25000 | 19 | 12.3 | 11 | 2.3 | 80 | 80 | 211034582
PolarWave | ACIQ-09ZPL-HP230B | ACIQ-09CD-HH-MB |  | 9000 | 10000 | 20.2 | 13.2 | 12 | 1.9 | 101 | 108 | 212316078
LPS Legacy | DLCSRBH24AAK | DLFSDAH24XAK |  | 24000 | 25000 | 19.2 | 12 | 10.5 | 2 | 84 | 108 | 211756579
Star Air Kontrol | SAK-24-DTMS/220V | SAK-24-DTMS/220V |  | 23000 | 25000 | 19 | 12.5 | 11.2 | 2.3 | 80 | 80 | 211726522
MOOVAIR | DMA09HOS25230E8 | DUA09HIDU230X5 |  | 9000 | 10000 | 19.2 | 12.5 | 10.2 | 2.1 | 77 | 80 | 207742514
ELIOS | DEA09HOS28230E8 | DUA09HIDU230X5 |  | 9000 | 10000 | 20.2 | 13.2 | 12 | 1.9 | 101 | 108 | 207742452
ELIOS | DEA09HOS25230E8 | DUA09HIDU230X5 |  | 9000 | 10000 | 19.2 | 12.5 | 10.2 | 2.1 | 77 | 80 | 207742445
MIDEA | MOD31-24HFN1-MT0W | MTIU-24HWFN1-M |  | 23000 | 24400 | 19 | 11.7 | 10 | 2 | 74 | 75 | 207742398
C&H | CH-ES24-230VO | CH-M24DTUI |  | 23000 | 25000 | 19 | 12.5 | 11.2 | 2.3 | 80 | 80 | 207742325
C&H | CH-ES18-230VO | CH-M18DTUI |  | 17000 | 20000 | 20 | 12.5 | 10.6 | 2.4 | 63 | 65 | 207742322
C&H | CH-ES09-230VO | CH-M09DTUI |  | 9000 | 10000 | 19.2 | 12.5 | 10.2 | 2.1 | 77 | 80 | 207742317
LENNOX | MLB018S4S-1P | MMDB018S4-2P |  | 17000 | 19000 | 18 | 11.7 | 9.2 | 1.85 | 79 | 93 | 207683526
LENNOX | MLB012S4S-1P | MMDB012S4-2P |  | 11800 | 12500 | 19.5 | 11.7 | 10 | 1.96 | 85 | 97 | 207683525
YONAN | YOX-12HFN1 | YTI-12HWFN1 |  | 11500 | 12000 | 19 | 11.7 | 10.3 | 2.26 | 78 | 70 | 208106975
CONCORD | 4DHPS209S-1P | DMD209S4-1P |  | 9000 | 10000 | 19.2 | 12.5 | 10.2 | 2.1 | 77 | 80 | 208106750
AirEase | 4DHP2S24S-1P | DMD224S4-1P |  | 23000 | 25000 | 19 | 12.3 | 11 | 2.3 | 80 | 80 | 208106689
Armstrong Air | 4DHP2S24S-1P | DMD224S4-1P |  | 23000 | 25000 | 19 | 12.3 | 11 | 2.3 | 80 | 80 | 208106680
DUCANE | 4DHP2S12S-1P | DMD212S4-1P |  | 11500 | 12000 | 18.8 | 11.7 | 10.3 | 2.26 | 78 | 70 | 208106669
BOSCH | BMS500-AAS012-1CSXHC | BMS500-AAU012-1AHDXB |  | 12000 | 12500 | 19.5 | 11.7 | 10 | 1.96 | 85 | 97 | 207760003
BOSCH | BMS500-AAS009-1CSXHC | BMS500-AAU009-1AHDXB |  | 9000 | 10000 | 20.2 | 13.2 | 12 | 1.9 | 101 | 108 | 207760001
Armstrong Air | 4DHPS209S-1P | DMD209S4-1P |  | 9000 | 10000 | 19.2 | 12.5 | 10.2 | 2.1 | 77 | 80 | 208106739
Allied | 4DHPS209S-1P | DMD209S4-1P |  | 9000 | 10000 | 19.2 | 12.5 | 10.2 | 2.1 | 77 | 80 | 208106706
CONCORD | 4DHP2S24S-1P | DMD224S4-1P |  | 23000 | 25000 | 19 | 12.3 | 11 | 2.3 | 80 | 80 | 208106698
CONCORD | 4DHP2S18S-1P | DMD218S4-1P |  | 17000 | 20000 | 20 | 12.3 | 10.5 | 2.4 | 63 | 65 | 208106697
AirEase | 4DHP2S12S-1P | DMD212S4-1P |  | 11500 | 12000 | 18.8 | 11.7 | 10.3 | 2.26 | 78 | 70 | 208106687
DUCANE | 4DHP2S18S-1P | DMD218S4-1P |  | 17000 | 20000 | 20 | 12.3 | 10.5 | 2.4 | 63 | 65 | 208106670
AC PRO.COM | AOD32-24HFN1-MT0W | ATIU-24HWFN1-M |  | 23000 | 25000 | 19 | 12.5 | 11.2 | 2.3 | 80 | 80 | 207827157
AC PRO.COM | AOX330-12HFN1-MW5W | ATIU-12HWFN1-M |  | 12000 | 12500 | 19.5 | 11.7 | 10 | 1.96 | 85 | 97 | 207827155
MIDEA | MOX430-18HFN1-MU0W | MTIU-18HWFN1-M |  | 17000 | 20000 | 20 | 12.5 | 10.6 | 2.4 | 63 | 65 | 207826702
STEALTH | ACIQ-24ZPL-HP230B | ACIQ-24CD-HH-MB |  | 24000 | 25000 | 19.2 | 12 | 10.5 | 2 | 84 | 108 | 212316167
STEALTH | ACIQ-12ZPL-HP230B | ACIQ-12CD-HH-MB |  | 12000 | 12500 | 19.5 | 11.7 | 10 | 1.96 | 85 | 97 | 212316165
PolarWave | ACIQ-18ZPL-HP230B | ACIQ-18CD-HH-MB |  | 17000 | 19000 | 18 | 11.7 | 9.5 | 1.85 | 79 | 93 | 212316080
MIDEA | MOD30-24HFN1-MT0W | MTIU-24HWFN1-M |  | 24000 | 24000 | 19.2 | 11.7 | 10.5 | 1.9 | 96 | 100 | 201863408
DIRECT AIR | DIRM-24HXPRO28-1Z | DIRM-24HP-DU |  | 24000 | 25000 | 19.2 | 12 | 10.5 | 2 | 84 | 108 | 207743760
DIRECT AIR | DIRM-09HXPRO28-1Z | DIRM-09HP-DUH |  | 9000 | 10000 | 20.2 | 13.2 | 12 | 1.9 | 101 | 108 | 207743749
MOOVAIR | DMA18HOS28230E8 | DUA18HIDU230X5 |  | 17000 | 19000 | 18 | 11.7 | 9.5 | 1.85 | 79 | 93 | 207742523
MOOVAIR | DMA24HOS25230E8 | DUA24HIDU230X5 |  | 23000 | 25000 | 19 | 12.5 | 11.2 | 2.3 | 80 | 80 | 207742517
MOOVAIR | DMA12HOS25230E8 | DUA12HIDU230X5 |  | 11500 | 12000 | 19 | 11.7 | 10.3 | 2.26 | 78 | 70 | 207742515
ELIOS | DEA18HOS28230E8 | DUA18HIDU230X5 |  | 17000 | 19000 | 18 | 11.7 | 9.5 | 1.85 | 79 | 93 | 207742454
ELIOS | DEA24HOS25230E8 | DUA24HIDU230X5 |  | 23000 | 25000 | 19 | 12.5 | 11.2 | 2.3 | 80 | 80 | 207742448
C&H | CH-HPR09-230VO | CH-M09DTUI |  | 9000 | 10000 | 20.2 | 13.2 | 12 | 1.9 | 101 | 108 | 207742328
LENNOX | MLB024S4S-1P | MMDB024S4-2P |  | 24000 | 25000 | 19.2 | 12 | 10.5 | 2 | 84 | 108 | 207683527
LENNOX | MPC018S4S-1P | MMDB018S4-2P |  | 17000 | 20000 | 20 | 12.3 | 10.5 | 2.4 | 63 | 65 | 207683505
1HVAC | ACIQ-24ZPL-HP230B | ACIQ-24CD-HH-MB |  | 24000 | 25000 | 19.2 | 12 | 10.5 | 2 | 84 | 108 | 207825522
1HVAC | ACIQ-12ZPL-HP230B | ACIQ-12CD-HH-MB |  | 12000 | 12500 | 19.5 | 11.7 | 10 | 1.96 | 85 | 97 | 207825520
Weathermaker | 38MARBQ18AA3 | 40MBDQ24---3 |  | 17500 | 19000 | 18 | 12.1 | 10.5 | 2 | 83 | 84 | 207801581
BRYANT | 38MARBQ18AA3 | 40MBDQ24---3 |  | 17500 | 19000 | 18 | 12.1 | 10.5 | 2 | 83 | 84 | 207801579
TEMPSTAR | DLCSRBH18AAK | DLFSDAH24XAK |  | 17500 | 19000 | 18 | 12.1 | 10.5 | 2 | 83 | 84 | 207801575
KENMORE | DLCSRBH18AAK | DLFSDAH24XAK |  | 17500 | 19000 | 18 | 12.1 | 10.5 | 2 | 83 | 84 | 207801573
KEEPRITE | DLCSRBH18AAK | DLFSDAH24XAK |  | 17500 | 19000 | 18 | 12.1 | 10.5 | 2 | 83 | 84 | 207801572
KARDA | 3KARDA12SZO | 3KARDA12UVD |  | 12000 | 12500 | 19.5 | 11.7 | 10 | 1.96 | 85 | 97 | 207796639
PERFECTAIRE | 3PAMSHH24-SZO | 3PAMSDH24 |  | 24000 | 25000 | 19.2 | 12 | 10.5 | 2 | 84 | 108 | 207796636
PERFECTAIRE | 3PAMSHH09-SZO | 3PAMSDH09 |  | 9000 | 10000 | 20.2 | 13.2 | 12 | 1.9 | 101 | 108 | 207796628
Armstrong Air | 4DHP1S09S-1P | DMD209S4-1P |  | 9000 | 10000 | 18.7 | 12.1 | 9.8 | 1.98 | 80 | 80 | 204462440
AirEase | 4DHP1S24S-1P | DMD224S4-1P |  | 23000 | 24400 | 19 | 11.7 | 10 | 2 | 74 | 75 | 204462432
C&H | CH-24DKT230VO | CH-24LCDTU/I |  | 24000 | 24000 | 19.2 | 11.7 | 10.5 | 1.9 | 96 | 100 | 204098427
C&H | CH-12SPH-230VO | CH-12LCDTU/I |  | 11500 | 12000 | 19 | 11.7 | 10 | 1.9 | 78 | 70 | 204098421
Breeze33 | BZ33-HYP12HPOUT2 | BZ33-DIDU12 |  | 12000 | 12000 | 19 | 11.7 | 10 | 1.75 | 88 | 98 | 204030304
BOSCH | BMS500-AAS024-1CSXHB | BMS500-AAU024-1AHDXB |  | 24000 | 24000 | 19.2 | 11.7 | 10.5 | 1.9 | 96 | 100 | 204014470
ELIOS | DE24HOS25230E3 | DE24HIDU230X5 |  | 24000 | 24000 | 19.2 | 11.7 | 10.5 | 1.9 | 96 | 100 | 204005781
MOOVAIR | DM09HOS25230E3 | DM09HIDU230X5 |  | 9000 | 10000 | 18.5 | 12.1 | 11.5 | 1.9 | 101 | 108 | 204005740
MOOVAIR | DM12HOS23230E2 | DM12HIDU230X5 |  | 11500 | 12000 | 19 | 11.7 | 10 | 1.9 | 78 | 70 | 204005737
TEMP SHIFT | TSMOX33012HFN1MW5W | TSMTIU12HWFN1M |  | 12000 | 12500 | 19.5 | 11.7 | 10 | 1.96 | 85 | 97 | 213479386
DUOHOME | DOX430-18HFN1-MU0W | DTIU-18HWFN1-M |  | 17000 | 20000 | 20 | 12.5 | 10.6 | 2.4 | 63 | 65 | 214797740
LBG Products | LBHB24DVWO | LMHB24DFI |  | 24000 | 25000 | 19.2 | 12 | 10.5 | 2 | 84 | 108 | 208130840
LBG Products | LBHB09DUWO | LMHB09DFI |  | 9000 | 10000 | 19.2 | 12.5 | 10.2 | 2.1 | 77 | 80 | 208130813
SEA BREEZE+ | SZ12H424ZMO | D12H424ZMI |  | 11500 | 12000 | 19 | 11.7 | 10.3 | 2.26 | 78 | 70 | 208128277
CONCORD | 4DHP2S09S-1P | DMD209S4-1P |  | 9000 | 10000 | 19.2 | 12.5 | 10.2 | 2.1 | 77 | 80 | 208128193
Allied | 4DHP2S09S-1P | DMD209S4-1P |  | 9000 | 10000 | 19.2 | 12.5 | 10.2 | 2.1 | 77 | 80 | 208128184
AIRQUEST | DLCSRBH24AAK | DLFSDAH24XAK |  | 24000 | 25000 | 19.2 | 12 | 10.5 | 2 | 84 | 108 | 206350490
AIRQUEST | DLCSRBH18AAK | DLFSDAH18XAK |  | 17000 | 19000 | 18 | 11.7 | 9.5 | 1.85 | 79 | 93 | 206350487
SMART COMFORT | DLCSRBH18AAK | DLFSDAH18XAK |  | 17000 | 19000 | 18 | 11.7 | 9.5 | 1.85 | 79 | 93 | 206350476
MIDEA | DLCSRBH18AAK | DLFSDAH18XAK |  | 17000 | 19000 | 18 | 11.7 | 9.5 | 1.85 | 79 | 93 | 206350454
KENMORE | DLCSRBH12AAK | DLFSDAH12XAK |  | 12000 | 12500 | 19.5 | 11.7 | 10 | 1.96 | 85 | 97 | 206350440
KENMORE | DLCSRBH09AAK | DLFSDAH09XAK |  | 9000 | 10000 | 20.2 | 13.2 | 12 | 1.9 | 101 | 108 | 206350438
KEEPRITE | DLCSRBH24AAK | DLFSDAH24XAK |  | 24000 | 25000 | 19.2 | 12 | 10.5 | 2 | 84 | 108 | 206350435
KEEPRITE | DLCSRBH12AAK | DLFSDAH12XAK |  | 12000 | 12500 | 19.5 | 11.7 | 10 | 1.96 | 85 | 97 | 206350429
DAY & NIGHT | DLCSRBH09AAK | DLFSDAH09XAK |  | 9000 | 10000 | 20.2 | 13.2 | 12 | 1.9 | 101 | 108 | 206350405
ARCOAIRE | DLCSRBH24AAK | DLFSDAH24XAK |  | 24000 | 25000 | 19.2 | 12 | 10.5 | 2 | 84 | 108 | 206350391
MIDEA | 38MARBQ24AA3 | 40MBDQ24---3 |  | 24000 | 25000 | 19.2 | 12 | 10.5 | 2 | 84 | 108 | 206350380
MIDEA | 38MARBQ09AA3 | 40MBDQ09---3 |  | 9000 | 10000 | 20.2 | 13.2 | 12 | 1.9 | 101 | 108 | 206350372
Weathermaker | 38MARBQ24AA3 | 40MBDQ24---3 |  | 24000 | 25000 | 19.2 | 12 | 10.5 | 2 | 84 | 108 | 206350369
PAYNE | 38MARBQ18AA3 | 40MBDQ18---3 |  | 17000 | 19000 | 18 | 11.7 | 9.5 | 1.85 | 79 | 93 | 206350355
CARRIER | 38MARBQ24AA3 | 40MBDQ24---3 |  | 24000 | 25000 | 19.2 | 12 | 10.5 | 2 | 84 | 108 | 206350336
PERFECTAIRE | 1KARDA24SZO20.5 | 2PAMSDH24 |  | 24000 | 25000 | 19.2 | 12 | 10.5 | 2 | 84 | 108 | 206348127
KARDA | 2KARDA18SZO20 | 2PAMSDH18 |  | 17000 | 19000 | 18 | 11.7 | 9.5 | 1.85 | 79 | 93 | 206348122
AIRQUEST | DLCSRBH12AAK | DLFSDAH12XAK |  | 12000 | 12500 | 19.5 | 11.7 | 10 | 1.96 | 85 | 97 | 206350484
SMART COMFORT | DLCSRBH24AAK | DLFSDAH24XAK |  | 24000 | 25000 | 19.2 | 12 | 10.5 | 2 | 84 | 108 | 206350479
SMART COMFORT | DLCSRBH12AAK | DLFSDAH12XAK |  | 12000 | 12500 | 19.5 | 11.7 | 10 | 1.96 | 85 | 97 | 206350473
TEMPSTAR | DLCSRBH18AAK | DLFSDAH18XAK |  | 17000 | 19000 | 18 | 11.7 | 9.5 | 1.85 | 79 | 93 | 206350465
TEMPSTAR | DLCSRBH12AAK | DLFSDAH12XAK |  | 12000 | 12500 | 19.5 | 11.7 | 10 | 1.96 | 85 | 97 | 206350462
MIDEA | DLCSRBH24AAK | DLFSDAH24XAK |  | 24000 | 25000 | 19.2 | 12 | 10.5 | 2 | 84 | 108 | 206350457
KEEPRITE | DLCSRBH18AAK | DLFSDAH18XAK |  | 17000 | 19000 | 18 | 11.7 | 9.5 | 1.85 | 79 | 93 | 206350432
HEIL | DLCSRBH24AAK | DLFSDAH24XAK |  | 24000 | 25000 | 19.2 | 12 | 10.5 | 2 | 84 | 108 | 206350424
DAY & NIGHT | DLCSRBH12AAK | DLFSDAH12XAK |  | 12000 | 12500 | 19.5 | 11.7 | 10 | 1.96 | 85 | 97 | 206350407
COMFORTMAKER | DLCSRBH12AAK | DLFSDAH12XAK |  | 12000 | 12500 | 19.5 | 11.7 | 10 | 1.96 | 85 | 97 | 206350396
COMFORTMAKER | DLCSRBH09AAK | DLFSDAH09XAK |  | 9000 | 10000 | 20.2 | 13.2 | 12 | 1.9 | 101 | 108 | 206350394
ECO AC | EHH-O12BA | EHH-D12BA |  | 11500 | 12000 | 19 | 11.7 | 10 | 1.9 | 78 | 70 | 206902025
FRANKLIN | MSH123E21MCAA | MST123E21ADAA |  | 11500 | 12000 | 19 | 11.7 | 10 | 1.9 | 78 | 70 | 206900440
FRANKLIN | MSH243E23MCAA | MST243E21ADAA |  | 24000 | 25000 | 19.2 | 12 | 10.5 | 2 | 84 | 108 | 206900430
GOODMAN | MSH243E23MCAA | MST243E21ADAA |  | 24000 | 25000 | 19.2 | 12 | 10.5 | 2 | 84 | 108 | 206900422
FRANKLIN | MSH243E21MCAA | MST243E21ADAA |  | 23000 | 24400 | 19 | 11.7 | 10 | 2 | 74 | 75 | 206900442
MDV | MOX330-12HFN1-MW5W-L | MTIU-12HWFN1-M |  | 11800 | 12500 | 19.5 | 11.7 | 10 | 1.96 | 85 | 97 | 207658609
Breeze33 | BZ33-HYP12HPOUT2-P | BZ33-DIDU12-P |  | 12000 | 12000 | 19 | 11.7 | 10 | 1.75 | 88 | 98 | 205470430
NORTON AIR CONDITIONERS | OHP14-12-12-22 | DHP14-12-12-U |  | 11500 | 12000 | 19 | 11.7 | 10 | 1.9 | 78 | 70 | 205300196
COMFORTSTAR | CPP012CD(O) | CPA-12B |  | 11500 | 12000 | 19 | 11.7 | 10 | 1.9 | 78 | 70 | 10595504
YORK BY JOHNSON CONTROLS | YUJE09BYJ6AMO-X | YEJE09BXJ6AM-W1 |  | 9000 | 10000 | 18.7 | 12.1 | 9.8 | 1.98 | 80 | 80 | 10580860
MDV | MOD30-24HFN1-MT0W* | MTIU-24HWFN1-M |  | 24000 | 24000 | 19.2 | 11.7 | 10.5 | 1.9 | 96 | 100 | 10028966
Star Air Kontrol | SAK-18-DTMS/220V | SAK-18-DTMS/220V |  | 17000 | 20000 | 20 | 12.5 | 10.6 | 2.4 | 63 | 65 | 211726521
MDV | MOB30-12HFN1-MV0W | MTIU-12HWFN1-M |  | 12000 | 12000 | 19 | 11.7 | 10 | 1.75 | 88 | 98 | 200059293
GOODMAN | MSH243E21MCAA | MST243E21ADAA |  | 23000 | 24400 | 19 | 11.7 | 10 | 2 | 74 | 75 | 202196602
GOODMAN | MSH123E21MCAA | MST123E21ADAA |  | 11500 | 12000 | 19 | 11.7 | 10 | 1.9 | 78 | 70 | 202196600
CENTURY | A-VMH09SU-1 | B-VMH09DU-1 |  | 9000 | 10000 | 18.5 | 12.1 | 11.5 | 1.9 | 101 | 108 | 202110990
COMFORT-AIRE | A-VMH09SU-1 | B-VMH09DU-1 |  | 9000 | 10000 | 18.5 | 12.1 | 11.5 | 1.9 | 101 | 108 | 202110989
DUCANE | 4DHP1S12S-1P | DMD212S4-1P |  | 11500 | 12000 | 19 | 11.7 | 10 | 1.9 | 78 | 70 | 202110463
Mitsubishi Electric | PUZ-A42NKA7*** | PEAD-A42AA* |  | 42000 | 44000 | 18.4 | 10.7 | 9 | 2.11 | 60 | 45 | 201754481
Mitsubishi Electric | PUZ-A42NKA7*** | PVA-A42AA* |  | 42000 | 48000 | 18.7 | 10.1 | 8.8 | 1.94 | 59 | 43 | 201754483
Trane / Mitsubishi Electric | NTXSKS12A112AA | NTXAMT12A112AA |  | 12000 | 15000 | 20.7 | 12.7 | 10.5 | 2.02 | 66 | 52 | 202392223
Trane / Mitsubishi Electric | NTXSKS18A112AA | NTXAMT18A112AA |  | 18000 | 21600 | 21 | 13.2 | 10.7 | 2.29 | 65 | 50 | 202392239
Mitsubishi Electric | SUZ-KA18NAHZ | SVZ-KP18NA* |  | 18000 | 21600 | 18.7 | 12.4 | 9.2 | 1.75 | 66 | 100 | 211289256
Mitsubishi Electric | SUZ-KA12NA2 | SVZ-KP12NA* |  | 12000 | 15000 | 20.7 | 12.7 | 10.5 | 2.02 | 66 | 52 | 211289257
Mitsubishi Electric | SUZ-KA18NA2 | SVZ-KP18NA* |  | 18000 | 21600 | 21 | 13.2 | 10.7 | 2.29 | 65 | 50 | 211289259
Trane / Mitsubishi Electric | TRUZH0421KA10** | TPEADA0421AA*** |  | 42000 | 54000 | 15.5 | 10.4 | 8.9 | 1.82 | 73 | 89 | 211497043
Trane / Mitsubishi Electric | TRUZH0241HA10NA | TPVA0A0241AA*** |  | 24000 | 28000 | 19 | 11.4 | 9.4 | 1.9 | 63 | 93 | 211497046
Trane / Mitsubishi Electric | TRUZH0301KA00NA | TPVA0A0301AA*** |  | 30000 | 34000 | 18 | 13 | 8.7 | 2.1 | 62 | 94 | 211497057
Trane / Mitsubishi Electric | TRUZH0361KA00NA | TPVA0A0361AA*** |  | 33000 | 40000 | 18.2 | 13.2 | 10 | 2 | 62 | 95 | 211497058
Trane / Mitsubishi Electric | NTXSKS12A112AA | NAXAMT12A112** |  | 12000 | 15000 | 20.7 | 12.7 | 10.5 | 2.02 | 66 | 52 | 211497069
Trane / Mitsubishi Electric | NTXSKS18A112AA | NAXAMT18A112** |  | 18000 | 21600 | 21 | 13.2 | 10.7 | 2.29 | 65 | 50 | 211497070
Trane / Mitsubishi Electric | NTXSKH12A112AA | NAXAMT12A112** |  | 12000 | 15000 | 20 | 13.9 | 9.5 | 2.01 | 59 | 43 | 211497071
Trane / Mitsubishi Electric | NTXSKH18A112AA | NAXAMT18A112** |  | 18000 | 21600 | 18.7 | 12.4 | 9.2 | 1.75 | 66 | 100 | 211497072
Trane / Mitsubishi Electric | NTXSKH30A112AA | NAXAMT30A112** |  | 27000 | 34000 | 15.2 | 12.8 | 8.5 | 1.75 | 63 | 94 | 211497073
Trane / Mitsubishi Electric | NTXSKH30A112AA | NTXAMT30A112** |  | 27000 | 34000 | 15.2 | 12.8 | 8.5 | 1.75 | 63 | 94 | 211497077
Trane / Mitsubishi Electric | NTXSKH12A112AA | NTXAMT12A112** |  | 12000 | 15000 | 20 | 13.9 | 9.5 | 2.01 | 59 | 43 | 211497087
Trane / Mitsubishi Electric | NTXSKH18A112AA | NTXAMT18A112** |  | 18000 | 21600 | 18.7 | 12.4 | 9.2 | 1.75 | 66 | 100 | 211497093
Mitsubishi Electric | SUZ-KA12NA2 | NTXAMT12A112A* |  | 12000 | 15000 | 20.7 | 12.7 | 10.5 | 2.02 | 66 | 52 | 204629214
Mitsubishi Electric | SUZ-KA18NA2 | NTXAMT18A112A* |  | 18000 | 21600 | 21 | 13.2 | 10.7 | 2.29 | 65 | 50 | 204629215
Mitsubishi Electric | SUZ-KA12NA2 | NAXAMT12A112A* |  | 12000 | 15000 | 20.7 | 12.7 | 10.5 | 2.02 | 66 | 52 | 204629247
Mitsubishi Electric | SUZ-KA18NA2 | NAXAMT18A112A* |  | 18000 | 21600 | 21 | 13.2 | 10.7 | 2.29 | 65 | 50 | 204629248
Mitsubishi Electric | NTXSKS12A112A* | SVZ-KP12NA |  | 12000 | 15000 | 20.7 | 12.7 | 10.5 | 2.02 | 66 | 52 | 204629301
Mitsubishi Electric | NTXSKS18A112A* | SVZ-KP18NA |  | 18000 | 21600 | 21 | 13.2 | 10.7 | 2.29 | 65 | 50 | 204629302
Trane / Mitsubishi Electric | TRUZA0421KA70** | TPVA0A0421AA*** |  | 42000 | 48000 | 18.7 | 10.1 | 8.8 | 1.94 | 59 | 43 | 211497116
Trane / Mitsubishi Electric | NTXSKH18A112AA | NTXAMT18A112AA |  | 18000 | 21600 | 18.7 | 12.4 | 9.2 | 1.75 | 66 | 100 | 204793353
Trane / Mitsubishi Electric | NTXSKH30A112AA | NTXAMT30A112AA |  | 27000 | 34000 | 15.2 | 12.8 | 8.5 | 1.75 | 63 | 94 | 206223012
Mitsubishi Electric | SUZ-KA12NAHZ | NTXAMT12A112AA |  | 12000 | 15000 | 20 | 13.9 | 9.5 | 2.01 | 59 | 43 | 206328101
Mitsubishi Electric | SUZ-KA18NAHZ | NTXAMT18A112AA |  | 18000 | 21600 | 18.7 | 12.4 | 9.2 | 1.75 | 66 | 100 | 206328102
Mitsubishi Electric | SUZ-KA12NAHZ | NAXAMT12A112AA |  | 12000 | 15000 | 20 | 13.9 | 9.5 | 2.01 | 59 | 43 | 206328120
Mitsubishi Electric | SUZ-KA18NAHZ | NAXAMT18A112AA |  | 18000 | 21600 | 18.7 | 12.4 | 9.2 | 1.75 | 66 | 100 | 206328121
Trane / Mitsubishi Electric | NTXSKH12A112AA | SVZ-KP12NA |  | 12000 | 15000 | 20 | 13.9 | 9.5 | 2.01 | 59 | 43 | 206331354
Mitsubishi Electric | SUZ-KA30NAHZ | NAXAMT30A112AA |  | 27000 | 34000 | 15.2 | 12.8 | 8.5 | 1.75 | 63 | 94 | 206331446
Mitsubishi Electric | SUZ-KA30NAHZ | NTXAMT30A112AA |  | 27000 | 34000 | 15.2 | 12.8 | 8.5 | 1.75 | 63 | 94 | 206331452
Trane / Mitsubishi Electric | NTXSKH30A112AA | SVZ-KP30NA |  | 27000 | 34000 | 15.2 | 12.8 | 8.5 | 1.75 | 63 | 94 | 206331458
Mitsubishi Electric | SUZ-KA09NA* | PEAD-A09AA9 |  | 9000 | 12000 | 19.9 | 12.1 | 11.1 | 3.12 | 63 | 43 | 213362128
Mitsubishi Electric | SUZ-KA09NAHZ* | PEAD-A09AA9 |  | 9000 | 12000 | 19 | 13.4 | 9.9 | 3.28 | 57 | 73 | 213362132
Mitsubishi Electric | SUZ-KA12NA* | PEAD-A12AA9 |  | 12000 | 15000 | 22 | 12.7 | 11.9 | 3 | 67 | 45 | 213362136
Mitsubishi Electric | SUZ-KA12NAHZ* | PEAD-A12AA9 |  | 12000 | 15000 | 20.6 | 14.1 | 10 | 2.08 | 61 | 100 | 213362140
Mitsubishi Electric | SUZ-KA15NA* | PEAD-A15AA9 |  | 15000 | 18000 | 19.6 | 13 | 10.8 | 2.73 | 63 | 38 | 213362142
Mitsubishi Electric | SUZ-KA15NAHZ* | PEAD-A15AA9 |  | 15000 | 18000 | 18.3 | 12.5 | 9.2 | 1.83 | 66 | 100 | 213362146
Trane / Mitsubishi Electric | PUZ-HA24NHA1 | TPVA0A0241AA70A |  | 24000 | 28000 | 19 | 11.4 | 9.4 | 1.9 | 63 | 93 | 206717837
Trane / Mitsubishi Electric | PUZ-HA30NKA | TPVA0A0301AA70A |  | 30000 | 34000 | 18 | 13 | 8.7 | 2.1 | 62 | 94 | 206717846
Trane / Mitsubishi Electric | PUZ-HA36NKA | TPVA0A0361AA70A |  | 33000 | 40000 | 18.2 | 13.2 | 10 | 2 | 62 | 95 | 206717855
Trane / Mitsubishi Electric | TRUZH0301KA00** | PEAD-A30AA**** |  | 30000 | 34000 | 17.4 | 12.1 | 8.3 | 1.8 | 62 | 94 | 206717875
Trane / Mitsubishi Electric | TRUZH0421KA10** | PEAD-A42AA**** |  | 42000 | 54000 | 15.5 | 10.4 | 8.9 | 1.82 | 73 | 89 | 206717878
Trane / Mitsubishi Electric | TRUZH0301KA00** | PVA-A30AA**** |  | 30000 | 34000 | 18 | 13 | 8.7 | 2.1 | 62 | 94 | 206717887
Trane / Mitsubishi Electric | PUZ-A42NKA7*** | TPVA0A0421AA70* |  | 42000 | 48000 | 18.7 | 10.1 | 8.8 | 1.94 | 59 | 43 | 206720324
Mitsubishi Electric | SUZ-KA24NAHZ* | PEAD-A24AA9 |  | 24000 | 28000 | 16.7 | 11.7 | 9.4 | 1.75 | 65 | 89 | 213362161
Trane / Mitsubishi Electric | TRUZH0241HA**** | PEAD-A24AA9 |  | 24000 | 28000 | 16.7 | 11.7 | 9.4 | 2.08 | 65 | 89 | 213362165
Mitsubishi Electric | PUZ-HA30NKA* | PEAD-A30AA9 |  | 30000 | 34000 | 17.8 | 12.5 | 8.6 | 1.93 | 63 | 94 | 213362171
Mitsubishi Electric | SUZ-KA30NAHZ* | PEAD-A30AA9 |  | 30000 | 34000 | 17.8 | 12.5 | 8.6 | 1.75 | 63 | 94 | 213362173
Trane / Mitsubishi Electric | TRUZH0301KA**** | PEAD-A30AA9 |  | 30000 | 34000 | 17.8 | 12.5 | 8.6 | 1.93 | 63 | 94 | 213362176
Mitsubishi Electric | SUZ-KA36NAHZ* | PEAD-A36AA9 |  | 33000 | 40000 | 15.2 | 12.5 | 9.3 | 1.75 | 65 | 95 | 213362177
Mitsubishi Electric | PUZ-HA36NKA* | PEAD-A36AA9 |  | 36000 | 40000 | 17.6 | 12.7 | 9.3 | 2.01 | 65 | 95 | 213362186
Trane / Mitsubishi Electric | TRUZH0361KA**** | PEAD-A36AA9 |  | 36000 | 40000 | 17.6 | 12.7 | 9.3 | 2.01 | 65 | 95 | 213362190
Mitsubishi Electric | PUZ-HA42NKA* | PEAD-A42AA9 |  | 42000 | 54000 | 15.4 | 10 | 8.9 | 1.95 | 72 | 89 | 213362194
Mitsubishi Electric | PUZ-HA24NHA**** | PEAD-A24AA9 |  | 24000 | 28000 | 16.7 | 11.7 | 9.4 | 2.08 | 65 | 89 | 213362200
Mitsubishi Electric | PUZ-A36NKA7*** | PAA-A36CA1 |  | 36000 | 43000 | 17.5 | 11 | 9.2 | 2.24 | 68 | 52 | 209447985
Mitsubishi Electric | PUZ-A36NKA7*** | PAA-A36BA1 |  | 36000 | 43000 | 17.5 | 11 | 9.2 | 2.24 | 68 | 52 | 209447984
Mitsubishi Electric | PUZ-A24NHA7*** | PAA-A18BA1 |  | 18000 | 22600 | 18.9 | 12.5 | 9 | 1.76 | 61 | 46 | 209447979
Mitsubishi Electric | PUZ-A24NHA7*** | PAA-A18AA1 |  | 18000 | 22600 | 18.9 | 12.5 | 9 | 1.76 | 61 | 46 | 209447978
Trane / Mitsubishi Electric | TRUZH0361KA00** | TPEADA0361AA*** |  | 36000 | 40000 | 16.5 | 12.2 | 8.7 | 1.8 | 62 | 95 | 207702852
Trane / Mitsubishi Electric | TRUZH0301KA00** | TPEADA0301AA*** |  | 30000 | 34000 | 17.4 | 12.1 | 8.3 | 1.8 | 62 | 94 | 207702850
Trane / Mitsubishi Electric | TRUZH0241HA10** | TPEADA0241AA*** |  | 24000 | 28000 | 16.2 | 11.3 | 9.2 | 1.8 | 64 | 89 | 207702848
Trane / Mitsubishi Electric | TRUZA0421KA70** | TPEADA0421AA*** |  | 42000 | 44000 | 18.4 | 10.7 | 9 | 2.11 | 60 | 45 | 207702840
Trane / Mitsubishi Electric | SUZ-KA24NAHZ | TPEADA0241AA*** |  | 24000 | 28000 | 16.2 | 11.3 | 9.2 | 1.75 | 64 | 89 | 207702816
Trane / Mitsubishi Electric | SUZ-KA18NAHZ | TPEADA0181AA*** |  | 18000 | 21600 | 18.3 | 12 | 9.2 | 1.79 | 66 | 52 | 207702814
Trane / Mitsubishi Electric | SUZ-KA18NA2 | TPEADA0181AA*** |  | 18000 | 21600 | 20.7 | 13.2 | 10.8 | 2.38 | 65 | 50 | 207702813
Trane / Mitsubishi Electric | SUZ-KA15NA2 | TPEADA0151AA*** |  | 15000 | 18000 | 18 | 12 | 9.6 | 1.96 | 58 | 42 | 207702810
Trane / Mitsubishi Electric | SUZ-KA12NAHZ | TPEADA0121AA*** |  | 12000 | 15000 | 19.3 | 12.9 | 9.4 | 1.91 | 59 | 100 | 207702807
Trane / Mitsubishi Electric | SUZ-KA12NA2 | TPEADA0121AA*** |  | 12000 | 15000 | 20 | 11.8 | 10.9 | 2.28 | 65 | 50 | 207702805
Trane / Mitsubishi Electric | SUZ-KA09NA2 | TPEADA0091AA*** |  | 9000 | 12000 | 17.9 | 11.2 | 10.5 | 2.14 | 63 | 48 | 207702802
Trane / Mitsubishi Electric | PUZ-HA42NKA1 | TPEADA0421AA*** |  | 42000 | 54000 | 15.5 | 10.4 | 8.9 | 1.82 | 73 | 89 | 207702799
Trane / Mitsubishi Electric | PUZ-HA36NKA | TPEADA0361AA*** |  | 36000 | 40000 | 16.5 | 12.2 | 8.7 | 1.8 | 62 | 95 | 207702795
Trane / Mitsubishi Electric | PUZ-HA30NKA | TPEADA0301AA*** |  | 30000 | 34000 | 17.4 | 12.1 | 8.3 | 1.8 | 62 | 94 | 207702792
Trane / Mitsubishi Electric | PUZ-HA24NHA1 | TPEADA0241AA*** |  | 24000 | 28000 | 16.2 | 11.3 | 9.2 | 1.8 | 64 | 89 | 207702789
Trane / Mitsubishi Electric | PUZ-A42NKA7*** | TPEADA0421AA*** |  | 42000 | 44000 | 18.4 | 10.7 | 9 | 2.11 | 60 | 45 | 207702785
Trane / Mitsubishi Electric | NTXSKS18A112** | TPEADA0181AA*** |  | 18000 | 21600 | 20.7 | 13.2 | 10.8 | 2.38 | 65 | 50 | 207702767
Trane / Mitsubishi Electric | NTXSKS18A112** | PEAD-A18AA* |  | 18000 | 21600 | 20.7 | 13.2 | 10.8 | 2.38 | 65 | 50 | 207702765
Trane / Mitsubishi Electric | NTXSKS15A112** | TPEADA0151AA*** |  | 15000 | 18000 | 18 | 12 | 9.6 | 1.96 | 58 | 42 | 207702763
Trane / Mitsubishi Electric | NTXSKS15A112** | PEAD-A15AA* |  | 15000 | 18000 | 18 | 12 | 9.6 | 1.96 | 58 | 42 | 207702761
Trane / Mitsubishi Electric | NTXSKS12A112** | TPEADA0121AA*** |  | 12000 | 15000 | 20 | 11.8 | 10.9 | 2.28 | 65 | 50 | 207702760
Trane / Mitsubishi Electric | NTXSKS12A112** | PEAD-A12AA* |  | 12000 | 15000 | 20 | 11.8 | 10.9 | 2.28 | 65 | 50 | 207702759
Trane / Mitsubishi Electric | NTXSKS09A112** | TPEADA0091AA*** |  | 9000 | 12000 | 17.9 | 11.2 | 10.5 | 2.14 | 63 | 48 | 207702757
Trane / Mitsubishi Electric | NTXSKS09A112** | PEAD-A09AA* |  | 9000 | 12000 | 17.9 | 11.2 | 10.5 | 2.14 | 63 | 48 | 207702756
Trane / Mitsubishi Electric | NTXSKH36A112** | TPEADA0361AA*** |  | 33000 | 40000 | 15.2 | 12.5 | 8.9 | 1.75 | 62 | 93 | 207702754
Trane / Mitsubishi Electric | NTXSKH36A112** | PEAD-A36AA* |  | 33000 | 40000 | 15.2 | 12.5 | 8.9 | 1.75 | 62 | 93 | 207702753
Trane / Mitsubishi Electric | NTXSKH30A112** | TPEADA0301AA*** |  | 30000 | 34000 | 17.4 | 12.1 | 8.3 | 1.75 | 62 | 94 | 207702752
Trane / Mitsubishi Electric | NTXSKH24A112** | TPEADA0241AA*** |  | 24000 | 28000 | 16.2 | 11.3 | 9.2 | 1.75 | 64 | 89 | 207702749
Trane / Mitsubishi Electric | NTXSKH24A112** | PEAD-A24AA* |  | 24000 | 28000 | 16.2 | 11.3 | 9.2 | 1.83 | 64 | 50 | 207702748
Trane / Mitsubishi Electric | NTXSKH18A112** | TPEADA0181AA*** |  | 18000 | 21600 | 18.3 | 12 | 9.2 | 1.79 | 66 | 52 | 207702745
Trane / Mitsubishi Electric | NTXSKH18A112** | PEAD-A18AA* |  | 18000 | 21600 | 18.3 | 12 | 9.2 | 1.79 | 66 | 52 | 207702743
Trane / Mitsubishi Electric | NTXSKH12A112** | TPEADA0121AA*** |  | 12000 | 15000 | 19.3 | 12.9 | 9.4 | 1.91 | 59 | 100 | 207702736
Trane / Mitsubishi Electric | NTXSKH12A112** | PEAD-A12AA* |  | 12000 | 15000 | 19.3 | 12.9 | 9.4 | 1.91 | 59 | 100 | 207702735
Mitsubishi Electric | SUZ-KA36NAHZ | PEAD-A36AA* |  | 33000 | 40000 | 15.2 | 12.5 | 8.9 | 1.75 | 62 | 93 | 207702726
Mitsubishi Electric | SUZ-KA30NAHZ | PEAD-A30AA* |  | 30000 | 34000 | 17.4 | 12.1 | 8.3 | 1.75 | 62 | 94 | 207702722
Mitsubishi Electric | SUZ-KA24NAHZ | PEAD-A24AA* |  | 24000 | 28000 | 16.2 | 11.3 | 9.2 | 1.75 | 64 | 89 | 207702716
Mitsubishi Electric | SUZ-KA18NAHZ | PEAD-A18AA* |  | 18000 | 21600 | 18.3 | 12 | 9.2 | 1.79 | 66 | 52 | 207702713
Mitsubishi Electric | SUZ-KA18NA2 | PEAD-A18AA* |  | 18000 | 21600 | 20.7 | 13.2 | 10.8 | 2.38 | 65 | 50 | 207702711
Mitsubishi Electric | SUZ-KA15NA2 | PEAD-A15AA* |  | 15000 | 18000 | 18 | 12 | 9.6 | 1.96 | 58 | 42 | 207702707
Mitsubishi Electric | SUZ-KA12NAHZ | PEAD-A12AA* |  | 12000 | 15000 | 19.3 | 12.9 | 9.4 | 1.91 | 59 | 100 | 207702706
Mitsubishi Electric | SUZ-KA12NA2 | PEAD-A12AA* |  | 12000 | 15000 | 20 | 11.8 | 10.9 | 2.28 | 65 | 50 | 207702701
Mitsubishi Electric | SUZ-KA09NA2 | PEAD-A09AA* |  | 9000 | 12000 | 17.9 | 11.2 | 10.5 | 2.14 | 63 | 48 | 207702695
Mitsubishi Electric | PUZ-HA42NKA1 | PEAD-A42AA* |  | 42000 | 54000 | 15.5 | 10.4 | 8.9 | 1.82 | 73 | 89 | 207702694
Mitsubishi Electric | PUZ-HA36NKA | PEAD-A36AA* |  | 36000 | 40000 | 16.5 | 12.2 | 8.7 | 1.8 | 62 | 95 | 207702691
Mitsubishi Electric | PUZ-HA30NKA | PEAD-A30AA* |  | 30000 | 34000 | 17.4 | 12.1 | 8.3 | 1.8 | 62 | 94 | 207702688
Trane / Mitsubishi Electric | NTXSKS15A112** | PEAD-A15AA9 |  | 15000 | 18000 | 19.6 | 13 | 10.8 | 2.73 | 63 | 38 | 213363181
Trane / Mitsubishi Electric | NTXSKS12A112** | PEAD-A12AA9 |  | 12000 | 15000 | 22 | 12.7 | 11.9 | 3 | 67 | 45 | 213363180
Trane / Mitsubishi Electric | NTXSKS09A112** | PEAD-A09AA9 |  | 9000 | 12000 | 19.9 | 12.1 | 11.1 | 3.12 | 63 | 43 | 213363179
Trane / Mitsubishi Electric | NTXSKH36A112** | PEAD-A36AA9 |  | 33000 | 40000 | 15.2 | 12.5 | 9.3 | 1.75 | 65 | 95 | 213362288
Trane / Mitsubishi Electric | NTXSKH30A112** | PEAD-A30AA9 |  | 30000 | 34000 | 17.8 | 12.5 | 8.6 | 1.75 | 63 | 94 | 213362284
Trane / Mitsubishi Electric | NTXSKH24A112** | PEAD-A24AA9 |  | 24000 | 28000 | 16.7 | 11.7 | 9.4 | 1.75 | 65 | 89 | 213362280
Trane / Mitsubishi Electric | NTXSKH15A112** | PEAD-A15AA9 |  | 15000 | 18000 | 18.3 | 12.5 | 9.2 | 1.83 | 66 | 100 | 213362272
Trane / Mitsubishi Electric | NTXSKH12A112** | PEAD-A12AA9 |  | 12000 | 15000 | 20.6 | 14.1 | 10 | 2.08 | 61 | 100 | 213362267
Trane / Mitsubishi Electric | TRUZH0241HA10** | PEAD-A24AA**** |  | 24000 | 28000 | 16.2 | 11.3 | 9.2 | 1.8 | 64 | 89 | 206720368
Trane / Mitsubishi Electric | TRUZH0361KA00** | PVA-A36AA**** |  | 33000 | 40000 | 18.2 | 13.2 | 10 | 2 | 62 | 95 | 206720356
Trane / Mitsubishi Electric | TRUZH0361KA00** | PEAD-A36AA**** |  | 36000 | 40000 | 16.5 | 12.2 | 8.7 | 1.8 | 62 | 95 | 206720353
Trane / Mitsubishi Electric | TRUZH0241HA10** | PVA-A24AA**** |  | 24000 | 28000 | 19 | 11.4 | 9.4 | 1.9 | 63 | 93 | 206720351
Trane / Mitsubishi Electric | TRUZA0421KA70** | PVA-A42AA**** |  | 42000 | 48000 | 18.7 | 10.1 | 8.8 | 1.94 | 59 | 43 | 206720347
Trane / Mitsubishi Electric | TRUZA0421KA70** | PEAD-A42AA**** |  | 42000 | 44000 | 18.4 | 10.7 | 9 | 2.11 | 60 | 45 | 206720345
Trane / Mitsubishi Electric | NTXSKH09A112** | PEAD-A09AA9 |  | 9000 | 12000 | 19 | 13.4 | 9.9 | 3.28 | 57 | 73 | 213362260
Trane / Mitsubishi Electric | TRUZH0421KA**** | PEAD-A42AA9 |  | 42000 | 54000 | 15.4 | 10 | 8.9 | 1.95 | 72 | 89 | 213362255
Mitsubishi Electric | SUZ-KA12NAHZ | SVZ-KP12NA* |  | 12000 | 15000 | 20 | 13.9 | 9.5 | 2.01 | 59 | 43 | 211289250
Mitsubishi Electric | SUZ-KA30NAHZ | SVZ-KP30NA* |  | 27000 | 34000 | 15.2 | 12.8 | 8.5 | 1.75 | 63 | 94 | 211273652
Mitsubishi Electric | PUZ-HA36NKA | PVA-A36AA* |  | 33000 | 40000 | 18.2 | 13.2 | 10 | 2 | 62 | 95 | 211259279
Mitsubishi Electric | PUZ-HA30NKA | PVA-A30AA* |  | 30000 | 34000 | 18 | 13 | 8.7 | 2.1 | 62 | 94 | 211259274
Trane / Mitsubishi Electric | TRUZH0361KA00NA | PAA-A36CA* |  | 36000 | 42000 | 15.3 | 10.5 | 9.5 | 1.8 | 68 | 100 | 211150932
Trane / Mitsubishi Electric | TRUZH0361KA00NA | PAA-A36BA* |  | 36000 | 42000 | 15.3 | 10.5 | 9.5 | 1.8 | 68 | 100 | 211150931
Trane / Mitsubishi Electric | TRUZH0301KA00NA | PAA-A30BA* |  | 30000 | 35400 | 18 | 12 | 8.9 | 1.75 | 66 | 100 | 211150930
Trane / Mitsubishi Electric | TRUZH0301KA00NA | PAA-A30AA* |  | 30000 | 35400 | 18 | 12 | 8.9 | 1.8 | 66 | 100 | 211150929
Trane / Mitsubishi Electric | TRUZH0241HA10NA | PAA-A24BA* |  | 24000 | 25400 | 15.6 | 10.5 | 9.3 | 1.8 | 63 | 100 | 211150928
Trane / Mitsubishi Electric | TRUZH0241HA10NA | PAA-A24AA* |  | 24000 | 25400 | 15.6 | 10.5 | 9.3 | 1.75 | 63 | 100 | 211150927
Trane / Mitsubishi Electric | TRUZA0361KA70** | PAA-A36CA* |  | 36000 | 43000 | 17.5 | 11 | 9.2 | 2.24 | 68 | 52 | 211150924
Trane / Mitsubishi Electric | TRUZA0361KA70** | PAA-A36BA* |  | 36000 | 43000 | 17.5 | 11 | 9.2 | 2.24 | 68 | 52 | 211150923
Trane / Mitsubishi Electric | TRUZA0241HA70** | PAA-A18BA* |  | 18000 | 22600 | 18.9 | 12.5 | 9 | 1.76 | 61 | 46 | 211150918
Trane / Mitsubishi Electric | TRUZA0241HA70** | PAA-A18AA* |  | 18000 | 22600 | 18.9 | 12.5 | 9 | 1.76 | 61 | 46 | 211150917
Mitsubishi Electric | PUZ-HA36NKA* | PAA-A36CA1 |  | 36000 | 42000 | 15.3 | 10.5 | 9.5 | 1.8 | 68 | 100 | 210435439
Mitsubishi Electric | PUZ-HA30NKA* | PAA-A30BA1 |  | 30000 | 35400 | 18 | 12 | 8.9 | 1.75 | 66 | 100 | 210435438
Mitsubishi Electric | PUZ-HA30NKA* | PAA-A30AA1 |  | 30000 | 35400 | 18 | 12 | 8.9 | 1.75 | 66 | 100 | 210435437
Mitsubishi Electric | PUZ-HA36NKA* | PAA-A36BA1 |  | 36000 | 42000 | 15.3 | 10.5 | 9.5 | 1.8 | 68 | 100 | 209484153
Mitsubishi Electric | PUZ-HA24NHA* | PAA-A24BA1 |  | 24000 | 25400 | 15.6 | 10.5 | 9.3 | 1.8 | 63 | 100 | 209447989
Mitsubishi Electric | PUZ-HA24NHA* | PAA-A24AA1 |  | 24000 | 25400 | 15.6 | 10.5 | 9.3 | 1.8 | 63 | 100 | 209447988
TEMPSTAR | TVH825GKA2* | EN(A,D)4X30L17**+WALLCON | *96CTN0601714B* | 23400 | 21600 | 16 | 10.5 | 8.1 | 1.9 | 96 | 78 | 214242624
TEMPSTAR | TVH825GKA2* | EN(A,D)4X30L17**+WALLCON | *97CMN0801714B* | 23400 | 21600 | 16.5 | 10.5 | 8.1 | 1.92 | 96 | 77 | 214242604
TEMPSTAR | TVH825GKA2* | EN(A,D)4X24L14**+WALLCON | *80CTL0701412B* | 23200 | 22000 | 16 | 10.5 | 8.1 | 1.94 | 96 | 76 | 214242404
TEMPSTAR | TVH848GKA** | EA*4X61L24A*+WALLCON | *80CTL1352422A* | 46500 | 46000 | 17.5 | 10.5 | 8.5 | 2.04 | 78 | 62 | 204301032
TEMPSTAR | TVH848GKA** | EA*4X48L24A*+WALLCON | *80CTL1352422A* | 45000 | 46500 | 17.5 | 10 | 8.5 | 2.04 | 78 | 62 | 204300718
TEMPSTAR | TVH837GKA** | EA*4X36L17A*+WALLCON | *80CTL0901716A* | 31600 | 33200 | 17.5 | 11 | 8.1 | 1.86 | 94 | 73 | 204298644
TEMPSTAR | TVH837GKA** | EA*4X36L17A*+WALLCON | *80CTL0701412A* | 31400 | 33400 | 17.5 | 11 | 8.1 | 1.84 | 94 | 73 | 204298634
TEMPSTAR | TVH837GKA2*+TSTAT | EA*4X61L21A* | *96VTN0601714A* | 32400 | 46500 | 17 | 11 | 8.1 | 1.94 | 66 | 52 | 210461601
TEMPSTAR | TVH848GKA2* | EN(A,D)4X48L24**+WALLCON | *95CSU0802120B* | 44500 | 47000 | 17 | 10 | 8.5 | 1.98 | 78 | 61 | 214238152
TEMPSTAR | TVH848GKA2* | EN(A,D)4X48L24**+WALLCON | *80CTL1102120B* | 45000 | 47000 | 17.5 | 10 | 8.5 | 2 | 77 | 61 | 214238132
TEMPSTAR | TVH848GKA2* | EN(A,D)4X48L24**+WALLCON | *80CTL0702120B* | 44500 | 47000 | 17 | 10 | 8.5 | 1.98 | 78 | 61 | 214238112
TEMPSTAR | TVH848GKA2* | EN(A,D,W)4X48L21**+WALLCON | *96CTN0802120B* | 45000 | 47000 | 17.5 | 10 | 8.5 | 2 | 77 | 61 | 214238092
TEMPSTAR | TVH837GKA2*+TSTAT | EHD4X42AAL | *96VTN1202422A* | 32000 | 48000 | 17 | 11 | 8.1 | 1.94 | 64 | 51 | 210467168
TEMPSTAR | TVH837GKA2*+TSTAT | EN(A,D)4X48L24** | *80VSL0902120A* | 31600 | 47500 | 17.5 | 11.7 | 8.1 | 1.94 | 64 | 51 | 210464665
TEMPSTAR | DLCURAH24ABK | EA*4X37L17A* | *92MSN0601714A* | 24000 | 25600 | 17 | 10 | 8.5 | 1.88 | 74 | 88 | 212984095
TEMPSTAR | DLCURAH24ABK | EA*4X24L17A* | *92MSN0601714A* | 23400 | 26800 | 17 | 10 | 8.5 | 2.24 | 72 | 99 | 212984035
TEMPSTAR | DLCURAH36ABK | EA*4X48L21A* | *80MS(N,L)0701716A* | 35600 | 37800 | 16 | 10 | 8.1 | 2 | 77 | 92 | 212978973
TEMPSTAR | DLCURAH36ABK | EA*4X48L21A* | *96VTN1002122B* | 35800 | 37800 | 16.5 | 10 | 8.5 | 2.02 | 76 | 92 | 212977087
TEMPSTAR | N4H7T60*K*AAA* | EA*4X61L21A* | *96VTN1002122B* | 54500 | 57500 | 15.5 | 12 | 8.1 | 2.26 | 64 | 51 | 213179393
COMFORTMAKER | CVH837GKA2*+TSTAT | EA*4X37L21A* | *96VTN1002122A* | 32200 | 47500 | 17.5 | 11.7 | 8.5 | 1.98 | 65 | 51 | 210458483
COMFORTMAKER | CVH824GKA** | EA*4X36L21A*+WALLCON | *96CTN1002122A* | 23400 | 22000 | 16.5 | 10 | 8.1 | 1.92 | 72 | 57 | 204291167
COMFORTMAKER | C4H7T24*K*AAA* | EA*4X37L21A* | *97CMN1002122A* | 24400 | 24800 | 17 | 12.5 | 8.1 | 2.28 | 59 | 43 | 210702833
COMFORTMAKER | DLCURAH24ABK | EA*4X37L17A* | *92ESN0401712A* | 24200 | 25400 | 16 | 10 | 8.1 | 1.82 | 74 | 87 | 211243134
COMFORTMAKER | CVH825GKA3* | EA*4X24L17A*+WALLCON | *80CTL0701412B* | 23400 | 22000 | 16.5 | 10.5 | 8.1 | 1.9 | 95 | 76 | 213772630
COMFORTMAKER | CVH825GKA3* | EA*4X25L17A*+WALLCON | *96CTN0601714B* | 24200 | 21400 | 16.5 | 11 | 8.1 | 2 | 97 | 78 | 213772800
COMFORTMAKER | CVH825GKA3* | EA*4X42L21A*+WALLCON | *80CTL0701716B* | 23800 | 21400 | 16.5 | 10.5 | 8.1 | 1.96 | 97 | 78 | 213773390
COMFORTMAKER | CVH825GKA3* | EA*4X43L21A*+WALLCON | *97CMN0601714B* | 24200 | 21200 | 16.5 | 10.5 | 8.1 | 2.02 | 97 | 79 | 213773630
COMFORTMAKER | CVH825GKA3* | EA*4X43L21A*+WALLCON | *97CMN1002122B* | 24400 | 21200 | 16.5 | 11 | 8.5 | 2.04 | 97 | 78 | 213773650
COMFORTMAKER | CVH825GKA3* | EA*4X48L21A*+WALLCON | *80CTL0451712B* | 24000 | 21000 | 16.5 | 10.5 | 8.1 | 2 | 98 | 79 | 213773690
COMFORTMAKER | CVH825GKA3* | EA*4X42L21A*+WALLCON | *96CTN0601714A* | 23600 | 21400 | 16.5 | 11 | 8.1 | 1.94 | 97 | 78 | 210472902
COMFORTMAKER | CVH825GKA3* | EA*4X42L21A*+WALLCON | *97CMN1002122A* | 23800 | 21400 | 16.5 | 11 | 8.1 | 1.96 | 96 | 78 | 210472946
COMFORTMAKER | CVH825GKA3* | EA*4X42L24A*+WALLCON | *80CSU1002120A* | 23800 | 21400 | 16.5 | 10.5 | 8.1 | 1.96 | 97 | 78 | 210473012
COMFORTMAKER | CVH825GKA3* | EA*4X43L21A*+WALLCON | *96CTN0601714A* | 24400 | 21200 | 16.5 | 11 | 8.1 | 2.02 | 97 | 79 | 210473177
TEMPSTAR | N4H7T48*K*AAA* | EVD4X61M21A* | *95MSU1002122A* | 46500 | 50500 | 16 | 11.7 | 8.1 | 2.32 | 61 | 49 | 213639992
TEMPSTAR | DLCURAH24ABK | EN(A,D)4X30L14** | *96MSN0601412A* | 23400 | 26400 | 16.5 | 10 | 8.1 | 2.02 | 73 | 92 | 212986956
TEMPSTAR | DLCURAH24ABK | EA*4X36L17A* | *96MSN0601412A* | 23600 | 26200 | 16.5 | 10 | 8.5 | 1.84 | 72 | 85 | 212986916
TEMPSTAR | DLCURAH24ABK | EN(A,D,W)4X36L17** | *96MSN0401712A* | 23200 | 26000 | 15.5 | 10 | 8.1 | 2.02 | 73 | 94 | 212986642
TEMPSTAR | DLCURAH24ABK | EN(A,D)4X24L17** | *96MSN0261410A* | 23200 | 27000 | 16 | 10 | 8.5 | 1.98 | 71 | 89 | 212985842
TEMPSTAR | DLCURAH24ABK | EN(A,D)4X24L17** | *96VTN0601716B* | 23200 | 26800 | 16.5 | 10 | 8.5 | 2.12 | 72 | 95 | 213076406
TEMPSTAR | DLCURAH24ABK | EN(A,D)4X36L21** | *95MSU0401712A* | 23600 | 26400 | 16.5 | 10 | 8.5 | 2 | 73 | 92 | 212988767
TEMPSTAR | DLCURAH24ABK | EN(A,D)4X24L17** | *96VTN0401410A* | 23400 | 26600 | 15.5 | 10 | 8.5 | 1.96 | 73 | 90 | 211244066
TEMPSTAR | DLCURAH24ABK | EN(A,D)4X24L17** | *80VSL0701716A* | 23400 | 26600 | 16 | 10 | 8.5 | 1.98 | 73 | 90 | 211243957
TEMPSTAR | DLCURAH24ABK | EA*4X37L21A* | *95ESU0601716A* | 25000 | 25600 | 17 | 10.5 | 8.5 | 1.76 | 73 | 81 | 211243375
TEMPSTAR | DLCURAH24ABK | EN(A,D,W)4X36L17** | *92ESN0801716A* | 24200 | 26200 | 17 | 10.5 | 8.1 | 1.88 | 73 | 87 | 211245187
TEMPSTAR | DLCURAH24ABK | EN(A,D,W)4X36L17** | *96VTN0801716A* | 24200 | 26200 | 16.5 | 10.5 | 8.1 | 1.9 | 73 | 88 | 211245023
TEMPSTAR | DLCURAH24ABK | EA*4X25L17A* | *96VTN0601412A* | 24000 | 25200 | 16.5 | 10 | 8.1 | 1.82 | 74 | 86 | 211241040
TEMPSTAR | DLCURAH36ABK | EA*4X43L21A* | *92MSN0801716A* | 36200 | 38000 | 16.5 | 10 | 8.5 | 2.04 | 76 | 92 | 213079577
TEMPSTAR | DLCURAH36ABK | EN(A,D,W)4X48L21** | *80MSU0802120A* | 35800 | 38000 | 17 | 10.5 | 8.1 | 2.04 | 77 | 92 | 213079319
TEMPSTAR | T4H7T24*K*AAA* | EA*4X37L21A* | *80CTL0702120A* | 24200 | 24800 | 17 | 12.5 | 8.1 | 2.26 | 59 | 43 | 210704004
AIRQUEST | HVH848GKA** | EA*4X48L24A*+WALLCON | *80CTL0902120B* | 44500 | 46500 | 17.5 | 10 | 8.5 | 2.02 | 78 | 62 | 213782498
AIRQUEST | HVH848GKA** | EA*4X48L24A*+WALLCON | *80CTL1352422B* | 45000 | 46500 | 17.5 | 10 | 8.5 | 2.02 | 78 | 62 | 213782518
AIRQUEST | HVH848GKA** | EHD4X60AAL+WALLCON | *80CTL1352422B* | 46000 | 46000 | 17 | 10 | 8.5 | 2.06 | 78 | 62 | 213783078
AIRQUEST | HVH848GKA** | EHD4X60AAL+WALLCON | *95CSU1002122B* | 46000 | 46000 | 17 | 10 | 8.5 | 2.06 | 78 | 62 | 213783098
AIRQUEST | HVH837GKA2* | EN(A,D)4X36L21**+WALLCON | *96CTN0801714B* | 31200 | 33400 | 16.5 | 11 | 8.1 | 1.82 | 93 | 72 | 214238936
AIRQUEST | DLCURAH36ABK | EA*4X42L21A* | *95MSU1002122A* | 35600 | 38500 | 16.5 | 10 | 8.1 | 1.9 | 76 | 91 | 213076263
AIRQUEST | DLCURAH36ABK | EA*4X42L24A* | *95MSU1002120A* | 35600 | 38500 | 16 | 10 | 8.1 | 1.9 | 76 | 91 | 213075913
KEEPRITE | R4H5S30*K*AAA* | FMA4X30**AL* |  | 28200 | 28200 | 15.2 | 12.5 | 8.1 | 2.18 | 61 | 46 | 209692120
KEEPRITE | CVH837GKA2* | EA*4X48L21A*+WALLCON | *96CTN0601714B* | 32200 | 32600 | 17 | 11 | 8.1 | 1.96 | 98 | 77 | 213781372
KEEPRITE | CVH837GKA2* | EA*4X60L24A*+WALLCON | *97CMN1002122B* | 32800 | 31800 | 17.5 | 11.7 | 8.5 | 2 | 97 | 78 | 213781502
KEEPRITE | DLCURAH24ABK | EA*4X37L21A* | *96VSN1002120B* | 24800 | 25600 | 17.5 | 10.5 | 8.5 | 1.8 | 74 | 83 | 212974329
KEEPRITE | CVH825GKA2* | EA*4X36L21A*+WALLCON | *97CMN1002122B* | 23600 | 21400 | 16.5 | 11 | 8.1 | 1.94 | 96 | 78 | 213770992
KEEPRITE | CVH825GKA2* | EA*4X36L17A*+WALLCON | *95CSU0601716B* | 23400 | 21600 | 16.5 | 10.5 | 8.1 | 1.94 | 96 | 77 | 213770852
KEEPRITE | CVH837GKA** | EA*4X37L21A*+WALLCON | *80CTL0902120A* | 32800 | 33000 | 17.5 | 11.7 | 8.5 | 1.98 | 96 | 76 | 205751022
KEEPRITE | DLCURAH36ABK | EA*4X48L24A* | *95MSU1002122A* | 36200 | 38000 | 16.5 | 10 | 8.5 | 2.04 | 76 | 92 | 213076304
KEEPRITE | CVH837GKA** | EA*4X42L24A*+WALLCON | *80CTL0902120A* | 31800 | 33200 | 17.5 | 11.5 | 8.1 | 1.9 | 95 | 73 | 204299072
KEEPRITE | CVH825GKA2* | EN(A,D)4X48L24**+WALLCON | *97CMN1202422B* | 24200 | 21200 | 17 | 11 | 8.1 | 2 | 97 | 78 | 214243242
KEEPRITE | CVH825GKA2* | EHD4X36AAL+WALLCON | *80CTL0901716A* | 24200 | 21400 | 16.5 | 11 | 8.1 | 2 | 96 | 78 | 204459418
SMART COMFORT | DLCURAH24ABK | EA*4X37L21A* | *96VTN0401712B* | 24200 | 25400 | 16.5 | 10 | 8.5 | 1.8 | 74 | 85 | 212975329
SMART COMFORT | DLCURAH24ABK | EA*4X24L14A* | *96VTN0601412B* | 23200 | 26800 | 16.5 | 10 | 8.5 | 2.3 | 72 | 101 | 212975637
SMART COMFORT | DLCURAH36ABK | EA*4X37L21A* | *80VTL0902120B* | 36600 | 38500 | 16 | 10 | 8.5 | 2.08 | 76 | 91 | 213076648
SMART COMFORT | DLCURAH36ABK | EA*4X43L21A* | *96VTN0801716B* | 36600 | 38500 | 15.5 | 10 | 8.5 | 2.06 | 76 | 91 | 213077406
ARCOAIRE | N4H7T24*K*AAA* | EA*4X24L17A* | *96VSN0601716B* | 22000 | 23600 | 15.5 | 12 | 8.1 | 2.24 | 60 | 44 | 213167723
ARCOAIRE | N4H7T24*K*AAA* | EA*4X36L21A* | *80VTL1102122B* | 22800 | 24000 | 16.5 | 12.5 | 8.1 | 2.28 | 60 | 44 | 213168699
ARCOAIRE | DLCURAH36ABK | EA*4X42L24A* | *96VTN0802120B* | 35000 | 38500 | 16 | 10 | 8.1 | 1.88 | 76 | 91 | 213077511
COMFORTMAKER | DLCURAH18ABK | FEM4X18**BL |  | 17400 | 18300 | 16 | 10.5 | 8.5 | 2.34 | 67 | 106 | 211264810
COMFORTMAKER | DLCURAH18ABK | EN(A,D)4X30L17** | *95ESN0261410A* | 18200 | 18800 | 15.5 | 11 | 8.5 | 2.2 | 67 | 98 | 211264429
COMFORTMAKER | DLCURAH36ABK | EA*4X42L21A* | *96MSN0802120A* | 35600 | 38500 | 16 | 10 | 8.1 | 1.9 | 76 | 91 | 213080164
GRANDAIRE | WDLCURAH18ABK | WLA*194BA* | WFEU060B048B* | 18100 | 18000 | 16.5 | 11 | 8.5 | 2.14 | 68 | 98 | 214228979
ARCOAIRE | DLCURAH36ABK | EA*4X37L21A* | *96VTN0802120B* | 36600 | 38000 | 16 | 10 | 8.5 | 2.06 | 77 | 92 | 213077489
GRANDAIRE | WDLCURAH36ABK | WLA*364CA* | WFER090C048A* | 35600 | 39500 | 16 | 10 | 8.1 | 1.84 | 74 | 89 | 212383313
GRANDAIRE | WDLCURAH24ABK | WLA*364BA* | WFAX060B042B* | 23800 | 26200 | 17 | 10 | 8.5 | 1.96 | 73 | 90 | 212984072
GRANDAIRE | WDLCURAH36ABK | WLA*374CA* | WFER090B042A* | 36800 | 38500 | 16 | 10 | 8.5 | 2.1 | 76 | 90 | 211226825
ARCOAIRE | R5H5S24*K*AAA* | FMA5L30**AL* |  | 23600 | 23800 | 15.2 | 12 | 8.1 | 2.16 | 64 | 50 | 214424018
KENMORE | (C,H,T)VH825GKA3* | EA*4X25L17A*+WALLCON | *96CTN0601714A* | 24200 | 21400 | 16.5 | 11 | 8.1 | 2 | 97 | 78 | 206998302
KENMORE | (C,H,T)VH825GKA3* | EN(A,D)4X48L24**+WALLCON | *97CMN1002122A* | 24200 | 21400 | 17 | 11.5 | 8.1 | 2.02 | 96 | 78 | 210474122
KENMORE | (C,H,T)VH825GKA3* | EA*4X42L21A*+WALLCON | *96CTN0601714A* | 23600 | 21400 | 16.5 | 11 | 8.1 | 1.94 | 97 | 78 | 210472905
KENMORE | (C,H,T)VH837GKA2*+TSTAT | EA*4X36L21A* | *80VSL0701716A* | 30800 | 47500 | 17 | 11 | 8.1 | 1.84 | 64 | 50 | 210457837
KENMORE | (C,H,T)VH837GKA2*+TSTAT | EA*4X36L21A* | *96VTN1002122A* | 31000 | 47500 | 17 | 11 | 8.1 | 1.86 | 64 | 50 | 210457771
KENMORE | N4H7T24*K*AAA* | EA*4X25L17A* | *96CTN0401410B* | 22800 | 24200 | 16 | 12 | 8.1 | 2.3 | 60 | 45 | 213892840
KENMORE | (C,H,T)VH837GKA2*+TSTAT | EN(A,D,W)4X48L21** | *80VSL0702120A* | 31600 | 47500 | 17 | 11.7 | 8.1 | 1.94 | 64 | 51 | 210464252
KENMORE | (C,H,T)VH837GKA2*+TSTAT | EA*4X61L24A* | *96VSN0802120A* | 32600 | 46500 | 17.5 | 11.7 | 8.1 | 1.96 | 65 | 52 | 210461732
KENMORE | (C,H,T)VH837GKA2*+TSTAT | EA*4X61L21A* | *96VTN1002122A* | 32800 | 46500 | 18 | 11.7 | 8.1 | 1.96 | 65 | 52 | 210461332
KENMORE | (C,H,T)VH837GKA2*+TSTAT | EA*4X61L21A* | *96VSN1002120A* | 32400 | 46000 | 17.5 | 11.7 | 8.1 | 1.96 | 66 | 53 | 210461309
KENMORE | (C,H,T)VH848GKA2* | EN(A,D)4X48L24**+WALLCON | *96CTN1002122A* | 45000 | 47000 | 17.5 | 10 | 8.5 | 1.98 | 77 | 61 | 206997546
ACIQ | DLCURAH24ABK | FM(C,U)4Z24**AL* |  | 23800 | 27200 | 17.5 | 10 | 9 | 2.18 | 72 | 95 | 213072043
COMFORTMAKER | C4H7T36*K*AAA* | EA*4X43L21A*+WALLCON | *97CMN0802120B* | 34200 | 35000 | 16 | 11.7 | 8.1 | 2.22 | 62 | 50 | 213745390
KEEPRITE | DLCURAH36ABK | EN(A,D,W)4X48L21** | *80MSU0802120A* | 35800 | 38000 | 17 | 10.5 | 8.1 | 2.04 | 77 | 92 | 213079317
ARCOAIRE | HVH837GKA** | EN(A,D)4X36L21**+WALLCON | *96CTN0801714B* | 31200 | 33400 | 16.5 | 11 | 8.1 | 1.82 | 93 | 72 | 214239617
ARCOAIRE | HVH837GKA** | EN(A,D)4X36L21**+WALLCON | *97CMN1002122B* | 31400 | 33000 | 17 | 11 | 8.1 | 1.84 | 94 | 73 | 214239597
ARCOAIRE | HVH837GKA** | EN(A,D)4X36L21**+WALLCON | *80CTL1102120B* | 31400 | 33000 | 17 | 11 | 8.1 | 1.84 | 94 | 73 | 214239557
ARCOAIRE | HVH837GKA** | EHD4X48AAL+WALLCON | *96CTN0801714B* | 32600 | 33000 | 16.5 | 11 | 8.1 | 1.96 | 96 | 76 | 213780269
ARCOAIRE | HVH837GKA** | EA*4X61L21A*+WALLCON | *97CMN0801714B* | 33000 | 32200 | 17.5 | 11 | 8.5 | 1.98 | 98 | 78 | 213779699
ARCOAIRE | HVH837GKA** | EA*4X48L21A*+WALLCON | *80CTL0451712B* | 32000 | 32800 | 17 | 10.5 | 8.1 | 1.94 | 97 | 77 | 213779369
ARCOAIRE | DLCURAH36ABK | EA*4X42L24A* | *80VSL0902420A* | 35200 | 38500 | 16 | 10 | 8.1 | 1.88 | 76 | 91 | 211227878
ARCOAIRE | DLCURAH36ABK | EN(A,D,W)4X48L21** | *80ES(N,L)1102120A* | 36200 | 38500 | 16.5 | 10.5 | 8.1 | 2.02 | 76 | 90 | 211229971
ARCOAIRE | DLCURAH18ABK | EA*4X25L17A* | *80MS(N,L)0701412A* | 18200 | 18000 | 17 | 11 | 8.5 | 2.14 | 68 | 98 | 212978262
ARCOAIRE | DLCURAH18ABK | EN(A,D)4X24L17** | *80MS(N,L)0701412A* | 17600 | 18500 | 16.5 | 11 | 8.5 | 2.3 | 67 | 103 | 212978324
KEEPRITE | DLCURAH18ABK | EA*4X19L17A* | *96MSN0261410A* | 17800 | 17800 | 16.5 | 10.5 | 8.1 | 2.16 | 68 | 101 | 212985881
KEEPRITE | DLCURAH18ABK | EN(A,D)4X18L14** | *96MSN0261410A* | 17300 | 18600 | 15.5 | 10.5 | 8.5 | 2.38 | 67 | 106 | 212985941
KEEPRITE | DLCURAH18ABK | EA*4X30L14A* | *96MSN0261410A* | 17400 | 18000 | 16 | 10.5 | 8.5 | 2.26 | 68 | 104 | 212985921
KEEPRITE | DLCURAH24ABK | FVM4X36***L |  | 24400 | 26000 | 17.5 | 10.5 | 8.5 | 1.88 | 73 | 86 | 211245987
KEEPRITE | DLCURAH24ABK | EA*4X36L17A* | OLV098A12* | 23400 | 25600 | 16.5 | 10 | 8.5 | 1.98 | 74 | 93 | 211242235
KEEPRITE | DLCURAH24ABK | EA*4X37L17A* | OMV112K14A | 24800 | 25800 | 16 | 10 | 8.5 | 1.78 | 74 | 83 | 211243188
KEEPRITE | DLCURAH24ABK | EA*4X37L21A* | OMV098J12* | 24400 | 25200 | 17 | 10 | 8.5 | 1.78 | 73 | 84 | 211243669
KEEPRITE | DLCURAH24ABK | EN(A,D)4X30L17** | OLV098A12* | 23400 | 25800 | 16.5 | 10 | 8.1 | 2 | 73 | 94 | 211244835
KEEPRITE | DLCURAH24ABK | FM(C,U)4X30**AL* |  | 25000 | 27800 | 15.2 | 10 | 8.5 | 1.8 | 72 | 78 | 211245922
KEEPRITE | CVH837GKA** | EHD4X60AAL+WALLCON | *80CTL0902120A* | 33000 | 32200 | 17 | 11.5 | 8.1 | 2 | 98 | 78 | 210597517
KEEPRITE | CVH837GKA** | EHD4X36AAL+WALLCON | *95CSU0802120A* | 32200 | 33200 | 16.5 | 11 | 8.1 | 1.94 | 95 | 74 | 210597496
KEEPRITE | CVH837GKA** | EA*4X60L24A*+WALLCON | *80CTL0902120A* | 32800 | 31800 | 17.5 | 11.7 | 8.5 | 1.98 | 97 | 78 | 210597373
KEEPRITE | CVH837GKA2* | EA*4X60L24A*+WALLCON | *95CSU1002122A* | 32800 | 31800 | 18 | 11.5 | 8.5 | 2 | 97 | 78 | 210470250
KEEPRITE | CVH837GKA2*+TSTAT | EHD4X48AAL | *80VSL0451412A* | 32000 | 48000 | 16 | 11 | 8.1 | 1.94 | 65 | 51 | 210467497
KEEPRITE | CVH837GKA2*+TSTAT | EHD4X36AAL | *80VTL0902120A* | 31800 | 48000 | 16.5 | 11 | 8.1 | 1.92 | 65 | 50 | 210466543
KEEPRITE | CVH837GKA2*+TSTAT | EHD4X36AAL | *96VSN1002120A* | 31800 | 48000 | 16.5 | 11 | 8.1 | 1.92 | 64 | 50 | 210466362
KEEPRITE | CVH825GKA2* | EA*4X36L21A*+WALLCON | *95CSU0601716A* | 23600 | 21600 | 16.5 | 10.5 | 8.1 | 1.92 | 96 | 77 | 206133773
ARCOAIRE | DLCURAH36ABK | EA*4X37L21A* | *80ES(N,L)0902120A* | 36800 | 38500 | 16 | 10 | 8.5 | 2.1 | 76 | 90 | 211226841
ARCOAIRE | DLCURAH36ABK | EA*4X37L21A* | *80VTL1102122A* | 37000 | 38500 | 15.5 | 10 | 8.5 | 2.12 | 76 | 90 | 211226957
ARCOAIRE | DLCURAH36ABK | EA*4X42L21A* | *95ESU1002120A* | 35800 | 38500 | 16 | 10 | 8.1 | 1.9 | 76 | 91 | 211227653
ARCOAIRE | DLCURAH36ABK | EA*4X42L24A* | *80ES(N,L)1102420A* | 35400 | 38500 | 16.5 | 10 | 8.1 | 1.88 | 76 | 91 | 211227827
ARCOAIRE | HVH825GKA3* | EA*4X25L17A*+WALLCON | *97CMN0601714B* | 24200 | 20000 | 15.5 | 10.5 | 8.1 | 2 | 104 | 84 | 213772769
ARCOAIRE | HVH825GKA3* | EN(A,D,W)4X48L21**+WALLCON | *96CTN1002122A* | 24200 | 21400 | 17 | 11.5 | 8.1 | 2.02 | 96 | 78 | 210474030
ARCOAIRE | HVH825GKA3* | EN(A,D,W)4X48L21**+WALLCON | *96CTN0601714A* | 24000 | 21400 | 16.5 | 11 | 8.1 | 2 | 97 | 78 | 210473975
ARCOAIRE | HVH837GKA** | EHD4X60AAL+WALLCON | *97CMN1202422A* | 33000 | 32200 | 17 | 11 | 8.1 | 2 | 98 | 78 | 210599466
ARCOAIRE | HVH837GKA** | EA*4X61L24A*+WALLCON | *96CTN1002122A* | 33200 | 32000 | 18 | 12 | 8.5 | 2 | 98 | 78 | 210599301
ARCOAIRE | HVH837GKA** | EA*4X36L21A*+WALLCON | *80CSU0601716A* | 31600 | 33200 | 17.5 | 11 | 8.1 | 1.86 | 94 | 73 | 210599052
ARCOAIRE | HVH825GKA3* | EHD4X48AAL+WALLCON | *96CTN1202422B* | 24200 | 21200 | 16.5 | 11 | 8.1 | 2.02 | 97 | 78 | 213774719
ARCOAIRE | HVH825GKA3* | EHD4X48AAL+WALLCON | *96CTN0801714B* | 24200 | 21400 | 16 | 10.5 | 8.1 | 2.02 | 96 | 78 | 213774699
ARCOAIRE | HVH825GKA3* | EA*4X48L21A*+WALLCON | *97CMN1002122B* | 24000 | 21000 | 16.5 | 11 | 8.1 | 2.02 | 97 | 79 | 213773769
ARCOAIRE | DLCURAH36ABK | EA*4X37L21A* | *80MS(N,L)0901714A* | 36200 | 38000 | 16.5 | 10 | 8.5 | 2.04 | 76 | 92 | 213078295
ARCOAIRE | DLCURAH36ABK | EA*4X42L21A* | *80MS(N,L)0902120A* | 35400 | 38500 | 16.5 | 10 | 8.1 | 1.88 | 76 | 91 | 213078512
ARCOAIRE | HVH825GKA3* | EA*4X43L21A*+WALLCON | *96CTN0601714A* | 24400 | 21200 | 16.5 | 11 | 8.1 | 2.02 | 97 | 79 | 210473176
ARCOAIRE | HVH825GKA3* | EA*4X42L24A*+WALLCON | *97CMN1202422A* | 23800 | 21400 | 16.5 | 11 | 8.1 | 1.96 | 97 | 78 | 210473055
ARCOAIRE | HVH825GKA3* | EA*4X42L24A*+WALLCON | *96CTN1202422A* | 23800 | 21400 | 17 | 11 | 8.1 | 1.96 | 96 | 78 | 210473033
ARCOAIRE | HVH825GKA3* | EA*4X42L21A*+WALLCON | *97CMN1002122A* | 23800 | 21400 | 16.5 | 11 | 8.1 | 1.96 | 96 | 78 | 210472945
TEMPSTAR | DLCURAH18ABK | EN(A,D)4X18L14** | *80VSL0451412A* | 17400 | 18600 | 15.5 | 10.5 | 8.5 | 2.32 | 67 | 104 | 211262247
TEMPSTAR | DLCURAH18ABK | EA*4X30L17A* | *96VSN0401410A* | 17500 | 18100 | 16 | 10.5 | 8.5 | 2.24 | 67 | 103 | 211261586
AIRQUEST | HVH825GKA2* | EN(A,D,W)4X48L21**+WALLCON | *80CTL0451712A* | 24000 | 21400 | 16.5 | 11 | 8.1 | 2 | 97 | 78 | 210598481
AIRQUEST | DLCURAH36ABK | EA*4X36L21A* | *80ES(N,L)0902120A* | 35600 | 39500 | 16 | 10 | 8.1 | 1.84 | 74 | 89 | 212383317
AIRQUEST | HVH824GKA** | EA*4X36L17A*+WALLCON | *80CTL0701716A* | 23400 | 22200 | 16.5 | 10 | 8.1 | 1.92 | 71 | 56 | 204290985
AIRQUEST | HVH825GKA2* | EA*4X24L17A*+WALLCON | *80CTL0451712A* | 23200 | 22000 | 16 | 10.5 | 8.1 | 1.88 | 96 | 77 | 204456366
AIRQUEST | HVH825GKA2* | EA*4X36L21A*+WALLCON | *80CTL0451712A* | 23400 | 21600 | 16 | 10.5 | 8.1 | 1.92 | 96 | 78 | 204456663
AIRQUEST | HVH824GKA** | EA*4X37L21A*+WALLCON | *80CTL0901716A* | 24400 | 21600 | 17 | 10.5 | 8.1 | 2 | 72 | 57 | 205750488
AIRQUEST | HVH825GKA2* | EA*4X37L17A*+WALLCON | *80CSU0601716A* | 24200 | 21400 | 16.5 | 10.5 | 8.1 | 2 | 97 | 78 | 206133427
AIRQUEST | DLCURAH24AAK | EA*4X37L21A* | *92MSN0802120A* | 24800 | 24600 | 16.5 | 10 | 8.5 | 1.9 | 80 | 65 | 212984852
AIRQUEST | DLCURAH36ABK | END4X42L17** | *92ESN0801716A* | 35600 | 39000 | 16 | 10 | 8.1 | 1.96 | 75 | 90 | 212384327
ARCOAIRE | DLCURAH36ABK | EN(A,D)4X48L24** | *80VTL0902120A* | 35800 | 38500 | 16.5 | 10 | 8.1 | 2 | 76 | 90 | 211230559
ARCOAIRE | DLCURAH36ABK | EN(A,D)4X48L24** | *92ESN0802120A* | 35800 | 38500 | 16.5 | 10.5 | 8.1 | 2.02 | 75 | 90 | 211230599
ARCOAIRE | DLCURAH36ABK | EN(A,D)4X48L24** | *95ESN1402422A* | 37400 | 40000 | 15.2 | 10 | 8.1 | 2.08 | 74 | 88 | 211230683
ARCOAIRE | DLCURAH36ABK | EN(A,D)4X48L24** | *95ESU1002122A* | 37400 | 39500 | 15.5 | 10.5 | 8.5 | 2.08 | 74 | 89 | 211230742
KEEPRITE | DLCURAH18ABK | EA*4X30L17A* | *80VSL0451412A* | 17900 | 18400 | 16 | 10.5 | 8.5 | 2.22 | 67 | 101 | 211261529
KEEPRITE | DLCURAH18ABK | EN(A,D)4X18L14** | *96VTN0601412A* | 17600 | 18700 | 15.5 | 10.5 | 8.5 | 2.32 | 67 | 103 | 211262388
KEEPRITE | DLCURAH18ABK | EN(A,D)4X24L14** | *96VSN0601412A* | 17900 | 18800 | 15.5 | 11 | 8.5 | 2.26 | 66 | 99 | 211262557
KEEPRITE | DLCURAH24ABK | FMA4P30**AL* |  | 25200 | 27800 | 15.2 | 10 | 9 | 1.78 | 72 | 78 | 211245878
KEEPRITE | DLCURAH18ABK | EN(A,D)4X30L17** | *96MSN0401712A* | 17400 | 18100 | 15.5 | 10.5 | 8.1 | 2.24 | 68 | 103 | 212986723
KEEPRITE | CVH825GKA2* | END4X42L17**+WALLCON | *80CSU0401712A* | 24000 | 21400 | 17 | 11 | 8.1 | 1.98 | 96 | 78 | 210597126
KEEPRITE | CVH825GKA3* | EN(A,D)4X24L17**+WALLCON | *80CTL0701716B* | 23200 | 22000 | 16 | 10.5 | 8.1 | 1.92 | 96 | 77 | 214241572
SMART COMFORT | DLCURAH36ABK | EA*4X37L21A* | *80VTL0902120A* | 36200 | 38500 | 16 | 10 | 8.5 | 2.06 | 75 | 90 | 212383432
SMART COMFORT | DLCURAH24ABK | EA*4X25L17A* | OMV112K14A | 24800 | 25800 | 16 | 10 | 8.5 | 1.76 | 74 | 82 | 211241235
SMART COMFORT | DLCURAH24ABK | EN(A,D)4X24L17** | *80ESU0401712A* | 23600 | 26400 | 17 | 10 | 8.5 | 1.98 | 73 | 90 | 211243977
GRANDAIRE | WDLCURAH18ABK | FMA4X18**AL* |  | 17400 | 18500 | 16 | 10.5 | 8.5 | 2.44 | 67 | 108 | 211264940
GRANDAIRE | WDLCURAH24ABK | WAXL244A* |  | 24000 | 26200 | 17 | 10 | 8.5 | 1.94 | 73 | 89 | 211245837
GRANDAIRE | WDLCURAH36ABK | WAXL424A* |  | 36000 | 38500 | 16 | 10 | 8.1 | 1.94 | 75 | 90 | 211230925
GRANDAIRE | WDLCURAH36ABK | FMA4X36**AL* |  | 35800 | 40000 | 17 | 10 | 8.1 | 1.86 | 74 | 88 | 211230893
GRANDAIRE | WDLCURAH18ABK | WLNC304AA* | WFE*070A036C* | 17400 | 18000 | 16.5 | 11 | 8.1 | 2.26 | 68 | 104 | 212978343
GRANDAIRE | WDLCURAH18ABK | WLA*244AA* | WFST040A030A* | 17300 | 18400 | 15.5 | 10.5 | 8.5 | 2.34 | 67 | 105 | 212974637
GRANDAIRE | WDLCURAH24ABK | WLA*374CA* | WFE*090C048C* | 24400 | 25200 | 17.5 | 10.5 | 8.5 | 2 | 76 | 95 | 212980276
GRANDAIRE | WDLCURAH36ABK | WLA*484DA* | WFE*090C048C* | 35600 | 37800 | 16.5 | 10 | 8.5 | 1.78 | 78 | 94 | 212980177
GRANDAIRE | WDLCURAH18ABK | WLA*194BA* | WFE*090B042C* | 18000 | 18000 | 16.5 | 10.5 | 8.5 | 2.34 | 69 | 108 | 212979952
GRANDAIRE | WDLCURAH24ABK | WLA*254BA* | WFSX060B048B* | 24400 | 25400 | 16.5 | 10 | 9 | 1.8 | 74 | 85 | 214279889
ARCOAIRE | HVH825GKA3* | EA*4X36L17A*+WALLCON | *80CSU0601716A* | 23600 | 21400 | 16.5 | 10.5 | 8.1 | 1.94 | 97 | 78 | 206767135
ARCOAIRE | HVH825GKA3* | EA*4X25L17A*+WALLCON | *97CMN0801714A* | 24200 | 21400 | 16.5 | 11 | 8.1 | 2 | 97 | 78 | 206765540
ARCOAIRE | DLCURAH24ABK | EA*4X25L17A* | *92ESN0401712A* | 24200 | 25400 | 16 | 10 | 8.1 | 1.78 | 74 | 85 | 211241179
ARCOAIRE | DLCURAH24ABK | EA*4X36L17A* | *80ES(N,L)0901714A* | 24600 | 26400 | 17 | 10 | 8.5 | 1.84 | 73 | 84 | 211242111
ARCOAIRE | DLCURAH24ABK | EA*4X36L17A* | *92ESN0401410A* | 24200 | 26400 | 15.2 | 10 | 8.5 | 1.84 | 73 | 86 | 211242178
ARCOAIRE | DLCURAH24ABK | EA*4X36L17A* | *80ES(N,L)0701412A* | 24400 | 26200 | 17 | 10 | 8.5 | 1.86 | 73 | 85 | 211242200
ARCOAIRE | HVH837GKA** | EA*4X42L24A*+WALLCON | *96CTN1002122A* | 31800 | 33000 | 17.5 | 11.5 | 8.1 | 1.9 | 95 | 74 | 204299139
ARCOAIRE | HVH837GKA** | EA*4X42L21A*+WALLCON | *97CMN0602120A* | 31600 | 33400 | 17 | 11 | 8.1 | 1.86 | 95 | 74 | 204299049
ARCOAIRE | HVH837GKA** | EA*4X42L21A*+WALLCON | *96CTN0801714A* | 31600 | 33400 | 17 | 11 | 8.1 | 1.86 | 95 | 74 | 204298959
ARCOAIRE | HVH825GKA3* | EA*4X48L24A*+WALLCON | *95CSU0802120B* | 24000 | 21000 | 16.5 | 11 | 8.5 | 2.02 | 97 | 79 | 214570742
KENMORE | (C,H,T)4H7T36*K*AAA* | EA*4X43L21A*+WALLCON | *80CTL0451712B* | 34200 | 35400 | 15.5 | 11.7 | 8.1 | 2.2 | 62 | 51 | 213745297
COMFORTMAKER | CVH848GKA** | EHD4X60AAL+WALLCON | *96CTN1202422B* | 46000 | 46000 | 17 | 10 | 8.5 | 2.04 | 79 | 63 | 213783170
COMFORTMAKER | DLCURAH18ABK | EA*4X30L17A* | *96MSN0601716A* | 17400 | 18000 | 16 | 10.5 | 8.5 | 2.24 | 68 | 104 | 214279766
COMFORTMAKER | DLCURAH18ABK | EA*4X24L17A* | *96MSN0601716A* | 17200 | 18100 | 16 | 10.5 | 8.5 | 2.32 | 68 | 107 | 214279740
COMFORTMAKER | CVH848GKA** | EN(A,D)4X48L24**+WALLCON | *97CMN1202422B* | 45000 | 47000 | 17 | 10 | 8.5 | 1.98 | 77 | 61 | 214238578
COMFORTMAKER | CVH848GKA** | EN(A,D)4X48L24**+WALLCON | *96CTN1002122B* | 45000 | 47000 | 17.5 | 10 | 8.5 | 2 | 77 | 61 | 214238598
COMFORTMAKER | CVH848GKA** | EN(A,D,W)4X60L24**+WALLCON | *80CTL0702120B* | 45500 | 46500 | 17.5 | 10 | 8.5 | 2 | 78 | 62 | 214238618
COMFORTMAKER | CVH848GKA** | EN(A,D,W)4X60L24**+WALLCON | *80CTL1102120B* | 45500 | 46000 | 17.5 | 10.5 | 8.5 | 2.02 | 78 | 62 | 214238638
COMFORTMAKER | DLCURAH18ABK | EN(A,D)4X24L17** | *96VTN0601412B* | 17500 | 18500 | 16 | 10.5 | 8.5 | 2.3 | 67 | 104 | 212975468
COMFORTMAKER | DLCURAH18ABK | EN(A,D)4X30L14** | *96VSN0601412B* | 17400 | 18000 | 16 | 11 | 8.1 | 2.24 | 68 | 104 | 212973386
COMFORTMAKER | DLCURAH18ABK | EA*4X24L14A* | *96VSN0601412B* | 17200 | 18100 | 16 | 10.5 | 8.5 | 2.34 | 67 | 107 | 212973306
COMFORTMAKER | DLCURAH18ABK | EA*4X30L17A* | *80VTL0701716B* | 17700 | 18200 | 16.5 | 10.5 | 8.5 | 2.24 | 68 | 103 | 212971472
COMFORTMAKER | DLCURAH24ABK | EN(A,D)4X36L21** | *80MS(N,L)0901714A* | 23600 | 26400 | 17 | 10.5 | 8.5 | 2.02 | 72 | 92 | 212979934
COMFORTMAKER | DLCURAH24ABK | EN(A,D)4X24L17** | *80MS(N,L)0701716A* | 23200 | 26800 | 16.5 | 10 | 8.5 | 2.14 | 72 | 95 | 212979208
COMFORTMAKER | DLCURAH24ABK | EA*4X30L14A* | *80MS(N,L)0701412A* | 23400 | 26200 | 17 | 10 | 8.5 | 2.08 | 73 | 95 | 212978119
MARATHERM | N4H7T24*K*AAA* | EA*4X37L21A* | *97CMN0801714B* | 22800 | 24000 | 16.5 | 12.5 | 8.1 | 2.32 | 60 | 45 | 213753910
CARRIER | 38MURAQ24AB3* | CNPV*3621AL* | 58TP*A090V21**20 | 23800 | 26000 | 16.5 | 10.5 | 8.1 | 1.92 | 73 | 89 | 211240179
CARRIER | 38MURAQ24AB3* | CNPV*3621AL* | 59SU5A060E17**16 | 24200 | 26200 | 16.5 | 10.5 | 8.1 | 1.9 | 73 | 87 | 211240176
CARRIER | 38MURAQ24AB3* | CNPV*3617AL* | 58SU*A060E17**16 | 24800 | 26600 | 16.5 | 10.5 | 8.5 | 1.84 | 73 | 83 | 211240153
CARRIER | 38MURAQ24AB3* | CNPV*3617AL* | 58TP*A070V14**12 | 24400 | 26400 | 16.5 | 10.5 | 8.1 | 1.88 | 72 | 86 | 211240129
CARRIER | 38MURAQ24AB3* | CNPV*3617AL* | 58SP*A045V14**12 | 23400 | 25800 | 16.5 | 10 | 8.1 | 2 | 73 | 94 | 211240113
CARRIER | 38MURAQ24AB3* | CNPV*3017AL* | 59TP6B080V17**16 | 24200 | 26200 | 16.5 | 10.5 | 8.1 | 1.9 | 73 | 88 | 211240088
CARRIER | 38MURAQ24AB3* | CNPV*2417AL* | 59TP6B060V14**12 | 23200 | 26400 | 16 | 10 | 8.5 | 2.04 | 73 | 93 | 211240036
CARRIER | 25TPA748A**30* | CVPVA6121XMC* | GG96VTAA60100C | 47000 | 50500 | 16 | 11.7 | 8.1 | 2.32 | 61 | 49 | 213640064
TEMPSTAR | DLCURAH24ABK | FM(C,U)4Z36**AL* |  | 24200 | 26600 | 18 | 10.5 | 9 | 1.92 | 73 | 86 | 211245968
TEMPSTAR | DLCURAH24ABK | FM(C,U)4X30**AL* |  | 25000 | 27800 | 15.2 | 10 | 8.5 | 1.8 | 72 | 78 | 211245924
TEMPSTAR | DLCURAH24ABK | EA*4X25L17A* | *80ESU0401712A* | 24600 | 25400 | 17.5 | 10.5 | 8.5 | 1.8 | 73 | 83 | 211240942
TEMPSTAR | DLCURAH18ABK | EN(A,D)4X24L17** | *95MSU0401712A* | 17600 | 18700 | 16 | 10.5 | 8.5 | 2.3 | 67 | 102 | 212988827
TEMPSTAR | DLCURAH18ABK | EN(A,D)4X24L14** | *96MSN0261410A* | 17300 | 18300 | 20 | 10.5 | 8.1 | 2.3 | 67 | 105 | 212985952
TEMPSTAR | DLCURAH36ABK | EA*4X48L24A* | *95ESN1402422A* | 37400 | 39500 | 15.2 | 10 | 8.5 | 2.12 | 74 | 89 | 211229531
SMART COMFORT | DLCURAH36ABK | EN(A,D)4X48L24** | *95ESN1002122A* | 37600 | 39500 | 15.5 | 10.5 | 8.5 | 2.08 | 74 | 89 | 211230667
SMART COMFORT | DLCURAH36ABK | EN(A,D,W)4X48L21** | *80ES(N,L)0451712A* | 35800 | 38500 | 15.5 | 10 | 8.1 | 2 | 76 | 91 | 211229904
SMART COMFORT | DLCURAH36ABK | EA*4X48L21A* | *80ESU1002120A* | 36000 | 38500 | 16 | 10 | 8.5 | 2.06 | 75 | 90 | 211228898
SMART COMFORT | DLCURAH36ABK | EA*4X48L21A* | *92ESN1002122A* | 37400 | 38500 | 15.2 | 10 | 8.5 | 2.12 | 76 | 91 | 211229011
KEEPRITE | DLCURAH24ABK | EN(A,D)4X24L17** | *80VSL0451412B* | 23400 | 27000 | 17 | 10 | 8.5 | 2.08 | 72 | 93 | 212969813
KEEPRITE | CVH837GKA2* | EN(A,D,W)4X36L17**+WALLCON | *96CTN0801714B* | 31200 | 33400 | 16.5 | 11 | 8.1 | 1.82 | 94 | 72 | 214238830
KEEPRITE | CVH837GKA2* | EHD4X42AAL+WALLCON | *96CTN0801714B* | 32400 | 33000 | 16.5 | 11 | 8.1 | 1.94 | 96 | 76 | 213782022
KEEPRITE | CVH837GKA2* | EHD4X42AAL+WALLCON | *97CMN1202422B* | 32400 | 32800 | 16.5 | 11 | 8.1 | 1.96 | 96 | 76 | 213782002
KEEPRITE | CVH848GKA2* | EN(A,D,W)4X48L21**+WALLCON | *95CSU1002122A* | 45000 | 47000 | 17.5 | 10 | 8.5 | 2.06 | 79 | 63 | 206774970
KEEPRITE | CVH848GKA2* | EHD4X60AAL+WALLCON | *96CTN1202422A* | 46000 | 46000 | 17 | 10 | 8.5 | 2.04 | 79 | 63 | 206774602
KEEPRITE | CVH848GKA2* | EHD4X60AAL+WALLCON | *80CTL1352422A* | 46000 | 46000 | 17 | 10 | 8.5 | 2.06 | 78 | 62 | 206774593
KEEPRITE | CVH848GKA2* | EN(A,D,W)4X60L24**+WALLCON | *80CTL1352422A* | 45500 | 46000 | 17.5 | 10.5 | 8.5 | 2.02 | 78 | 62 | 206774377
KEEPRITE | CVH848GKA2* | EN(A,D)4X48L24**+WALLCON | *97CMN1002122A* | 45000 | 47000 | 17.5 | 10 | 8.5 | 1.98 | 77 | 61 | 206774305
KEEPRITE | DLCURAH24ABK | EN(A,D,W)4X36L17** | *80VTL0451412A* | 24200 | 26200 | 16.5 | 10.5 | 8.1 | 1.88 | 73 | 87 | 211244997
KEEPRITE | DLCURAH24ABK | EN(A,D,W)4X36L17** | *96VTN0601714A* | 24000 | 26200 | 16.5 | 10 | 8.1 | 1.92 | 73 | 89 | 211245105
KEEPRITE | CVH837GKA** | END4X42L17**+WALLCON | *80CTL0701716B* | 32000 | 33000 | 17 | 11 | 8.1 | 1.9 | 96 | 75 | 214239660
KEEPRITE | CVH837GKA** | END4X42L17**+WALLCON | *95CSU0601716B* | 32000 | 33200 | 17 | 11 | 8.1 | 1.9 | 96 | 75 | 214239680
KEEPRITE | CVH837GKA** | END4X42L17**+WALLCON | *80CTL0451712B* | 31800 | 33400 | 17 | 11 | 8.1 | 1.88 | 96 | 75 | 214239640
KEEPRITE | CVH837GKA** | EN(A,D)4X36L21**+WALLCON | *96CTN0801714B* | 31200 | 33400 | 16.5 | 11 | 8.1 | 1.82 | 93 | 72 | 214239620
KEEPRITE | DLCURAH24ABK | EA*4X36L21A* | *95MSU0401712A* | 23400 | 26000 | 17 | 10 | 8.5 | 2.02 | 73 | 94 | 212988693
KEEPRITE | DLCURAH24ABK | EA*4X24L17A* | *96MSN0601716A* | 23600 | 26600 | 16.5 | 10 | 9.5 | 2.04 | 73 | 93 | 214279872
KEEPRITE | DLCURAH36ABK | EA*4X43L21A* | OMV112K14A | 36200 | 38500 | 15.5 | 10 | 8.5 | 2.06 | 76 | 90 | 211228698
KEEPRITE | DLCURAH24ABK | EA*4X24L14A* | *80VSL0451412A* | 24000 | 27000 | 16 | 10 | 8.5 | 1.96 | 72 | 88 | 211240233
KEEPRITE | DLCURAH24ABK | EA*4X25L17A* | *80VTL0701716A* | 24800 | 25400 | 17 | 10.5 | 8.5 | 1.78 | 74 | 83 | 211240985
KEEPRITE | DLCURAH24ABK | EA*4X25L17A* | *92ESN0601412A* | 24000 | 25000 | 17 | 10 | 8.1 | 1.82 | 74 | 87 | 211241117
COMFORTMAKER | CVH837GKA** | EHD4X48AAL+WALLCON | *80CSU0401712A* | 32600 | 33000 | 17 | 11 | 8.1 | 1.98 | 96 | 76 | 206136009
COMFORTMAKER | DLCURAH18ABK | EA*4X19L17A* | OMV112K14A | 18600 | 18700 | 15.5 | 10.5 | 8.5 | 2.12 | 67 | 94 | 211260060
COMFORTMAKER | DLCURAH18ABK | EA*4X19L17A* | OMV098J12* | 18800 | 18800 | 16 | 11 | 8.5 | 2.12 | 67 | 93 | 211260032
TEMPSTAR | DLCURAH18ABK | EA*4X30L17A* | *96VSN0401410B* | 17400 | 18000 | 16 | 10.5 | 8.5 | 2.38 | 69 | 110 | 212972721
TEMPSTAR | DLCURAH18ABK | EN(A,D)4X30L14** | *80VSL0451412B* | 17400 | 17900 | 16.5 | 11 | 8.1 | 2.24 | 68 | 104 | 212969595
TEMPSTAR | DLCURAH18ABK | EN(A,D)4X24L17** | *80MSU0601716A* | 17600 | 18500 | 16 | 11 | 8.5 | 2.28 | 67 | 102 | 214229022
TEMPSTAR | DLCURAH24ABK | EA*4X36L21A* | *80MS(N,L)0701716A* | 23800 | 26200 | 17.5 | 10 | 8.5 | 1.98 | 73 | 90 | 212979177
TEMPSTAR | DLCURAH24ABK | EA*4X37L17A* | *80MS(N,L)0701412A* | 24000 | 25200 | 17.5 | 10 | 8.5 | 1.86 | 74 | 88 | 212978160
TEMPSTAR | DLCURAH24ABK | EA*4X24L17A* | *80MS(N,L)0701412A* | 23400 | 26800 | 17 | 10 | 9 | 2.24 | 72 | 99 | 212978100
TEMPSTAR | DLCURAH36ABK | EA*4X36L21A* | *80VTL1102122A* | 36000 | 39500 | 15.5 | 10 | 8.1 | 1.84 | 75 | 89 | 212383274
TEMPSTAR | N4H7T36*K*AAA* | FTMA4B60L0D* |  | 36000 | 35600 | 17 | 12.5 | 8.1 | 2.34 | 62 | 50 | 213925468
TEMPSTAR | N4H7T36*K*AAA* | EA*4X43L21A* | *80CTL0451712B* | 34200 | 35400 | 15.5 | 11.7 | 8.1 | 2.2 | 62 | 51 | 213742754
KEEPRITE | DLCURAH24ABK | EA*4X37L17A* | *80MS(N,L)0701412A* | 24000 | 25200 | 17.5 | 10 | 8.5 | 1.86 | 74 | 88 | 212978158
KEEPRITE | DLCURAH24ABK | EA*4X25L17A* | *80MS(N,L)0701716A* | 24200 | 25200 | 17.5 | 10 | 8.5 | 1.82 | 74 | 87 | 212979139
KEEPRITE | C4H7T24*K*AAA* | EA*4X25L17A*+WALLCON | *97CMN0801714B* | 22800 | 24000 | 16.5 | 12.5 | 8.1 | 2.32 | 60 | 44 | 213754961
KEEPRITE | C4H7T36*K*AAA* | EA*4X48L24A* | *96CTN0802120A* | 34800 | 35600 | 16 | 11.7 | 8.1 | 2.14 | 61 | 49 | 210708496
KEEPRITE | N4H7T36*K*AAA* | EA*4X37L21A* | *80CSU0601716A* | 35400 | 36000 | 15.2 | 11.5 | 8.1 | 2.14 | 61 | 49 | 207868249
KEEPRITE | DLCURAH18ABK | EN(A,D)4X30L17** | *95ESN0261410A* | 18200 | 18800 | 15.5 | 11 | 8.5 | 2.2 | 67 | 98 | 211264435
SMART COMFORT | DLCURAH18ABK | EA*4X24L14A* | *95ESN0261410A* | 17900 | 19000 | 15.5 | 10.5 | 8.5 | 2.26 | 66 | 99 | 211260181
SMART COMFORT | DLCURAH18ABK | EA*4X30L14A* | *95ESN0601412A* | 17900 | 18500 | 16 | 10.5 | 8.5 | 2.22 | 67 | 100 | 211261356
SMART COMFORT | DLCURAH18ABK | EA*4X30L14A* | *96VTN0601412A* | 18000 | 18500 | 16 | 10.5 | 8.5 | 2.22 | 67 | 100 | 211261400
SMART COMFORT | DLCURAH18ABK | EA*4X30L14A* | *80ES(N,L)0451412A* | 18200 | 18600 | 16.5 | 10.5 | 8.5 | 2.22 | 67 | 99 | 211261441
SMART COMFORT | DLCURAH24ABK | FM(C,U)4Z24**AL* |  | 23800 | 27200 | 17.5 | 10 | 9 | 2.18 | 72 | 95 | 211245945
SMART COMFORT | DLCURAH24ABK | FVM4X36***L |  | 24400 | 26000 | 17.5 | 10.5 | 8.5 | 1.88 | 73 | 86 | 211245988
SMART COMFORT | DLCURAH18ABK | EN(A,D)4X30L17** | *96MSM0401712A* | 17400 | 18100 | 15.5 | 10.5 | 8.1 | 2.24 | 68 | 103 | 212986725
AIRQUEST | HVH837GKA2* | EA*4X43L21A*+WALLCON | *96CTN0601714B* | 32800 | 33000 | 17 | 11 | 8.5 | 1.96 | 97 | 77 | 213781248
AIRQUEST | HVH837GKA2* | EA*4X48L24A*+WALLCON | *80CTL1352422B* | 32400 | 32400 | 17.5 | 11.7 | 8.5 | 2 | 97 | 77 | 213781418
AIRQUEST | HVH837GKA2* | EA*4X48L24A*+WALLCON | *97CMN1202422B* | 32200 | 32600 | 17.5 | 11.7 | 8.5 | 2 | 96 | 77 | 213781438
AIRQUEST | N5H5S24*K*AAA* | FMA5L30**AL* |  | 23600 | 23800 | 15.2 | 12 | 8.1 | 2.16 | 64 | 50 | 214424015
AIRQUEST | DLCURAH24ABK | FMA4X24**AL* |  | 23600 | 27200 | 17 | 10 | 9 | 2.14 | 72 | 94 | 211245884
AIRQUEST | DLCURAH18ABK | EN(A,D)4X24L17** | *96MSN0601412A* | 17300 | 18300 | 16 | 10.5 | 8.1 | 2.32 | 67 | 105 | 212987060
AIRQUEST | DLCURAH18ABK | EA*4X25L17A* | *96MSN0401712A* | 17700 | 17700 | 15.5 | 10.5 | 8.1 | 2.14 | 68 | 101 | 212986682
AIRQUEST | DLCURAH18ABK | EN(A,D)4X30L14** | *96MSN0261410A* | 17500 | 18100 | 16 | 11 | 8.1 | 2.24 | 67 | 103 | 212985966
AIRQUEST | DLCURAH24ABK | EN(A,D)4X36L21** | *95ESN0601714A* | 24600 | 26600 | 16 | 10.5 | 8.1 | 1.84 | 73 | 84 | 211245702
AIRQUEST | DLCURAH36ABK | EA*4X48L24A* | *96VTN0802120A* | 35600 | 37800 | 16 | 10 | 8.1 | 2.02 | 76 | 92 | 211229593
AIRQUEST | HVH825GKA3* | EA*4X30L14A*+WALLCON | *80CTL0701412A* | 23400 | 21600 | 17 | 11 | 8.1 | 1.92 | 96 | 77 | 206765566
AIRQUEST | HVH825GKA3* | EA*4X37L21A*+WALLCON | *80CTL0451712A* | 24200 | 21200 | 16.5 | 11 | 8.1 | 2 | 98 | 79 | 206765926
AIRQUEST | HVH837GKA2*+TSTAT | EA*4X36L21A* | *80VTL0701716A* | 31000 | 48000 | 17 | 11 | 8.1 | 1.86 | 64 | 50 | 210457901
AIRQUEST | HVH837GKA2* | EHD4X60AAL+WALLCON | *80CTL0701716A* | 32800 | 32400 | 17 | 11 | 8.1 | 2 | 97 | 77 | 210471170
AIRQUEST | HVH837GKA2* | EHD4X60AAL+WALLCON | *80CTL1352422A* | 33000 | 32200 | 17 | 11.5 | 8.1 | 2.02 | 97 | 77 | 210471192
KEEPRITE | N4H7T36*K*AAA* | FTMA4B60L0D* |  | 36000 | 35600 | 17 | 12.5 | 8.1 | 2.34 | 62 | 50 | 213925465
KEEPRITE | N4H7T36*K*AAA* | EA*4X37L21A* | *96VTN0802120B* | 34400 | 35200 | 15.5 | 12 | 8.1 | 2.22 | 62 | 50 | 213172957
BROCK | PH7TAN424**AA* | CAP**2417AL* | PG96VTAB48080B** | 22200 | 23800 | 16 | 12 | 8.1 | 2.26 | 60 | 45 | 213167665
BROCK | PH7TAN424**AA* | CAP**2517AL* | PG80VTLB36070A** | 23200 | 24200 | 16.5 | 12.5 | 8.1 | 2.34 | 60 | 44 | 213167766
BROCK | PH7TAN424**AA* | CAP**3621AL* | PG80VTLB66110C** | 22800 | 24000 | 16.5 | 12.5 | 8.1 | 2.28 | 60 | 44 | 213168695
ARCOAIRE | HVH825GKA2* | EN(A,D)4X48L24**+WALLCON | *97CMN0602120A* | 24000 | 21400 | 16.5 | 11 | 8.1 | 2 | 96 | 78 | 210598383
ARCOAIRE | HVH837GKA** | EHD4X48AAL+WALLCON | *97CMN0802120B* | 32600 | 32800 | 17 | 11 | 8.5 | 1.98 | 96 | 76 | 214573232
ARCOAIRE | HVH837GKA** | EHD4X48AAL+WALLCON | *95CSU1002122B* | 32600 | 32600 | 17.5 | 11 | 8.5 | 1.98 | 97 | 76 | 214573212
ARCOAIRE | HVH837GKA** | EHD4X48AAL+WALLCON | *80CTL0702120B* | 32600 | 32800 | 17.5 | 11 | 8.5 | 1.98 | 96 | 76 | 214573192
ARCOAIRE | HVH837GKA2* | EN(A,D,W)4X48L21**+WALLCON | *95CSU1002122B* | 32400 | 32600 | 17.5 | 11.5 | 8.5 | 1.98 | 96 | 76 | 214574592
ARCOAIRE | N4H7T24*K*AAA* | EA*4X36L17A* | *80CTL0701716B* | 22400 | 23800 | 16 | 12 | 8.1 | 2.26 | 60 | 45 | 213753092
ARCOAIRE | HVH848GKA2* | EA*4X60L24A*+WALLCON | *80CTL1352422B* | 45500 | 45500 | 17.5 | 10.5 | 8.5 | 2.04 | 79 | 63 | 213783459
CARRIER | 25VNA436A*031* | CAP**3621AL*+UI | 58TN*B045C17**12 | 32000 | 39000 | 18.5 | 11 | 8.5 | 1.94 | 88 | 74 | 213785352
CARRIER | 25VNA424A*031* | CSPH*4212AL*+UI | 59MN7C080C17**14 | 23800 | 26600 | 19.5 | 12.5 | 9.5 | 2.52 | 93 | 74 | 213785261
CARRIER | 25VNA424A*031* | CSPH*4212AL*+UI | 58TN*B135C24**22 | 23800 | 26400 | 19.5 | 13 | 10 | 2.54 | 93 | 74 | 213785257
CARRIER | 25VNA424A*031* | CSPH*3012AL*+UI | 59MN7C080C17**14 | 23400 | 27200 | 19 | 12.5 | 10 | 2.44 | 92 | 74 | 213785201
CARRIER | 25VNA424A*031* | CSPH*3012AL*+UI | 59MN7C060C17**14 | 23400 | 27000 | 18.5 | 12.5 | 10 | 2.42 | 93 | 74 | 213785199
CARRIER | 25VNA424A*031* | CAP**4321AL*+UI | 59TN6C060C17**14 | 24000 | 26600 | 20 | 13 | 10.5 | 2.52 | 93 | 74 | 213785179
CARRIER | 25VNA424A*031* | CAP**4321AL*+UI | 58TN*B045C17**12 | 24000 | 26600 | 20 | 13 | 10.5 | 2.52 | 93 | 75 | 213785163
CARRIER | 25VNA424A*031* | CAP**4221AL*+UI | 58TN*B110C21**20 | 23400 | 26600 | 20.5 | 13 | 10.5 | 2.48 | 93 | 74 | 213785137
CARRIER | 25VNA424A*031* | CAP**3617AL*+UI | 59TN6C040C14**10 | 22800 | 27000 | 18 | 11.5 | 10 | 2.32 | 94 | 76 | 213785079
CARRIER | 25VNA424A*031* | CAP**2517AL*+UI | 59MN7C060C17**14 | 24000 | 26600 | 19.5 | 13 | 10.5 | 2.5 | 94 | 75 | 213785035
CARRIER | 25VNA424A*031* | CAP**2417AL*+UI | 58TN*B090C17**16 | 23000 | 27000 | 20 | 13 | 10 | 2.3 | 93 | 74 | 213785015
CARRIER | 25VNA825A*032* | CAP**2517AL*+UI | 59TN6B060C17**14 | 24200 | 21400 | 16.5 | 11 | 8.1 | 2 | 97 | 78 | 206764307
CARRIER | 25VNA848A*030* | CNPV*4821AL*+UI | 58CU*A080C21**20 | 45000 | 47000 | 17.5 | 10 | 8.5 | 2.06 | 79 | 63 | 206136514
CARRIER | 25VNA837A*030* | CSPH*4212AL*+UI | 58CU*A060C17**16 | 32400 | 33200 | 17 | 11 | 8.1 | 1.94 | 96 | 75 | 206135974
CARRIER | 25VNA837A*030* | CAP**4224AL*+UI | 58CU*A100C21**20 | 31800 | 33200 | 17 | 11 | 8.1 | 1.9 | 95 | 73 | 206135712
CARRIER | 25VNA837A*030* | CSPH*4212AL*+UI | 59MN7B100C21**22 | 32600 | 33000 | 16.5 | 11 | 8.1 | 1.96 | 96 | 75 | 204300339
CARRIER | 25VNA424A*031* | CSPH*4212AL*+UI | 58TN*B070C21**20 | 23800 | 26400 | 19.5 | 13 | 10.5 | 2.52 | 94 | 75 | 214569372
CARRIER | 25VNA424A*031* | CAP**4321AL*+UI | 59CU5B100C21**22 | 24200 | 26400 | 20.5 | 13.5 | 11 | 2.56 | 93 | 74 | 214569352
CARRIER | 38MURAQ24AB3* | CAP**3621AL* | 59SU5B080M21**20 | 23600 | 26200 | 17 | 10 | 8.5 | 1.98 | 73 | 91 | 212989597
CARRIER | 38MURAQ24AB3* | CNPV*3617AL* | 59SU5B040M17**12 | 23600 | 26400 | 16.5 | 10 | 8.1 | 2.02 | 73 | 92 | 212988745
CARRIER | 38MURAQ36AB3* | FX4DN(B,F)049L |  | 36800 | 38500 | 16 | 10 | 8.5 | 2.08 | 75 | 90 | 211226130
CARRIER | 38MURAQ36AB3* | CAP**4824AL* | OVLAAB048112 | 35800 | 38500 | 15.5 | 10 | 8.5 | 2.04 | 75 | 90 | 211226005
CARRIER | 38MURAQ24AB3* | CNPV*3621AL* | 58SU*A080E21**20 | 24400 | 26200 | 17 | 10.5 | 8.5 | 1.88 | 73 | 87 | 211240202
CARRIER | 38MURAQ24AB3* | CNPV*3621AL* | 59SC5B080E17**16 | 24600 | 26800 | 15.5 | 10 | 8.1 | 1.82 | 73 | 83 | 211240200
CARRIER | 38MURAQ24AB3* | CNPV*3621AL* | 59SC2D100E21**20 | 24800 | 26800 | 16.5 | 10.5 | 8.5 | 1.84 | 72 | 83 | 211240198
COMFORTMAKER | DLCURAH24ABK | EA*4X37L21A* | *96VTN0802120B* | 24400 | 25200 | 17 | 10.5 | 8.5 | 1.8 | 74 | 85 | 212976406
MARATHERM | N4H7T24*K*AAA* | EA*4X36L21A* | *96CTN1002122A* | 23600 | 24200 | 16 | 12 | 8.1 | 2.2 | 58 | 43 | 207865371
MARATHERM | N4H7T24*K*AAA* | EA*4X37L21A* | *96CTN1002122A* | 24400 | 24800 | 17 | 12.5 | 8.1 | 2.28 | 59 | 43 | 207873928
MARATHERM | N4H7T48*K*AAA* | EVD4X61M21A* | *95CSU1002122B* | 46500 | 50500 | 15.5 | 11.7 | 8.1 | 2.32 | 61 | 49 | 213639823
COMFORTMAKER | DLCURAH36ABK | EN(A,D,W)4X48L21** | *96MSN0802120A* | 36200 | 38500 | 16 | 10 | 8.1 | 2.02 | 76 | 91 | 213080248
COMFORTMAKER | DLCURAH18ABK | EN(A,D)4X30L17** | *80ESU0401712A* | 18600 | 19000 | 16.5 | 11 | 8.5 | 2.2 | 67 | 96 | 211264089
COMFORTMAKER | CVH837GKA2* | EHD4X48AAL+WALLCON | *96CTN0802120B* | 32600 | 32600 | 17.5 | 11 | 8.5 | 1.98 | 97 | 76 | 214574383
COMFORTMAKER | CVH837GKA2* | EHD4X60AAL+WALLCON | *95CSU0802120B* | 33000 | 32200 | 17 | 11 | 8.5 | 2 | 98 | 78 | 214574403
COMFORTMAKER | CVH825GKA2* | EN(A,D)4X24L17**+WALLCON | *97CMN0601714B* | 23200 | 22200 | 15.5 | 10.5 | 8.1 | 1.92 | 95 | 76 | 214242470
COMFORTMAKER | CVH825GKA2* | EN(A,D)4X24L17**+WALLCON | *96CTN0801714B* | 23200 | 22000 | 16 | 10.5 | 8.1 | 1.92 | 96 | 77 | 214242510
COMFORTMAKER | CVH837GKA** | EA*4X36L17A*+WALLCON | *80CTL0701412A* | 31400 | 33400 | 17.5 | 11 | 8.1 | 1.84 | 94 | 73 | 204298630
COMFORTMAKER | DLCURAH24ABK | EN(A,D)4X36L21** | *80VTL1102122B* | 23800 | 26400 | 17 | 10.5 | 8.5 | 1.98 | 73 | 91 | 212972427
COMFORTMAKER | DLCURAH24ABK | EA*4X37L17A* | *80VTL0701716B* | 24000 | 25200 | 17 | 10 | 8.5 | 1.84 | 74 | 87 | 212971681
COMFORTMAKER | DLCURAH36ABK | EA*4X42L24A* | *80MS(N,L)1102120A* | 35800 | 38500 | 16.5 | 10 | 8.1 | 1.9 | 76 | 91 | 213078644
COMFORTMAKER | DLCURAH36ABK | EN(A,D)4X48L24** | *80MS(N,L)0902420A* | 36000 | 38500 | 16.5 | 10.5 | 8.1 | 2.02 | 76 | 90 | 213078598
COMFORTMAKER | DLCURAH36ABK | EA*4X37L21A* | *96VTN1002122B* | 36600 | 38000 | 16.5 | 10 | 8.5 | 2.08 | 76 | 92 | 213077715
COMFORTMAKER | DLCURAH24ABK | EA*4X36L17A* | *96VSN0601412B* | 23600 | 26200 | 17 | 10 | 8.5 | 2 | 73 | 92 | 212973576
COMFORTMAKER | DLCURAH24ABK | EA*4X30L14A* | *96VSN0601412B* | 23400 | 26200 | 16.5 | 10 | 8.5 | 2.08 | 73 | 95 | 212973556
TEMPSTAR | TVH837GKA2* | EHD4X48AAL+WALLCON | *80CTL0702120B* | 32600 | 32800 | 17.5 | 11 | 8.5 | 1.98 | 96 | 76 | 214574337
TEMPSTAR | TVH837GKA2* | EHD4X42AAL+WALLCON | *95CSU1002122B* | 32600 | 32800 | 17 | 11 | 8.5 | 1.96 | 96 | 76 | 214574297
TEMPSTAR | TVH837GKA** | EN(A,D,W)4X48L21**+WALLCON | *96CTN0802120B* | 32400 | 32600 | 17.5 | 11.5 | 8.5 | 1.98 | 96 | 76 | 214573487
TEMPSTAR | TVH837GKA** | EN(A,D,W)4X48L21**+WALLCON | *97CMN0602120B* | 32200 | 33000 | 17 | 11.5 | 8.1 | 1.94 | 96 | 76 | 214573467
TEMPSTAR | TVH837GKA** | EN(A,D,W)4X48L21**+WALLCON | *95CSU0802120B* | 32400 | 32800 | 17.5 | 11.5 | 8.1 | 1.96 | 96 | 76 | 214573447
TEMPSTAR | TVH837GKA** | EA*4X42L24A*+WALLCON | *80CTL0702120B* | 31800 | 33000 | 18 | 11 | 8.5 | 1.9 | 95 | 74 | 214572657
TEMPSTAR | TVH837GKA** | EN(A,D,W)4X48L21**+WALLCON | *80CTL0901716B* | 32400 | 32800 | 18 | 11.7 | 8.5 | 1.96 | 96 | 76 | 214239872
TEMPSTAR | TVH837GKA** | EN(A,D,W)4X48L21**+WALLCON | *80CTL0451712B* | 32200 | 33200 | 17 | 11 | 8.1 | 1.92 | 96 | 76 | 214239852
TEMPSTAR | TVH848GKA** | EN(A,D)4X48L24**+WALLCON | *80CTL0702120B* | 44500 | 47000 | 17 | 10 | 8.5 | 1.98 | 78 | 61 | 214238492
TEMPSTAR | TVH848GKA** | EN(A,D,W)4X48L21**+WALLCON | *96CTN0802120B* | 45000 | 47000 | 17.5 | 10 | 8.5 | 2 | 77 | 61 | 214238472
TEMPSTAR | T4H7T36*K*AAA* | EA*4X48L24A*+WALLCON | *80CTL1102120B* | 33800 | 34800 | 15.5 | 11.7 | 8.1 | 2.22 | 62 | 50 | 213745603
TEMPSTAR | TVH825GKA3* | EA*4X48L24A*+WALLCON | *96CTN1002122B* | 24200 | 21000 | 16.5 | 11 | 8.1 | 2.02 | 97 | 79 | 213773864
TEMPSTAR | TVH825GKA3* | EA*4X48L21A*+WALLCON | *95CSU0601716B* | 24000 | 21000 | 16.5 | 10.5 | 8.1 | 2 | 97 | 79 | 213773744
TEMPSTAR | TVH825GKA3* | EA*4X48L21A*+WALLCON | *80CTL0701716B* | 24000 | 21000 | 17 | 11 | 8.1 | 2 | 97 | 79 | 213773704
TEMPSTAR | TVH825GKA3* | EA*4X43L21A*+WALLCON | *80CTL0901716B* | 24600 | 21000 | 17 | 11 | 8.5 | 2.02 | 98 | 79 | 213773594
TEMPSTAR | TVH825GKA3* | EA*4X24L17A*+WALLCON | *80CTL0901716B* | 23400 | 21800 | 16.5 | 10.5 | 8.1 | 1.9 | 96 | 77 | 213772654
COMFORTMAKER | N4H7T24*K*AAA* | EA*4X25L17A* | *96VTN0801716A* | 23600 | 24000 | 16.5 | 12.5 | 8.1 | 2.22 | 58 | 43 | 207864324
TEMPSTAR | TVH825GKA3* | EHD4X48AAL+WALLCON | *95CSU0601716B* | 24200 | 21400 | 16 | 10.5 | 8.1 | 2.02 | 96 | 78 | 213774634
TEMPSTAR | N4H7T24*K*AAA* | FVM4X24***L |  | 22600 | 23400 | 16.5 | 12.5 | 8.1 | 2.18 | 58 | 42 | 207867925
TEMPSTAR | TVH824GKA** | EA*4X42L21A*+WALLCON | *80CTL0901716A* | 23600 | 22000 | 17 | 10 | 8.1 | 1.96 | 71 | 56 | 204291960
KEEPRITE | N4H7T48*K*AAA* | EVM4X60M21A* | *80VTL1102122B* | 46000 | 50500 | 16 | 11.7 | 8.1 | 2.3 | 61 | 49 | 213637239
KEEPRITE | DLCURAH24ABK | EA*4X37L17A* | *95ESN0401410A* | 24800 | 26200 | 15.2 | 10 | 8.5 | 1.76 | 74 | 81 | 211242949
KEEPRITE | DLCURAH24ABK | EA*4X37L17A* | *80ES(N,L)0451412A* | 25200 | 26200 | 16 | 10 | 8.5 | 1.76 | 73 | 80 | 211243023
KEEPRITE | DLCURAH24ABK | EA*4X37L17A* | *92ESN0601412A* | 25200 | 26200 | 16.5 | 10 | 8.5 | 1.76 | 73 | 80 | 211243071
KEEPRITE | DLCURAH36ABK | EN(A,D)4X48L24** | *80VSL0902120B* | 36000 | 38000 | 16.5 | 10 | 8.1 | 2 | 77 | 92 | 212970743
KEEPRITE | DLCURAH24ABK | EN(A,D,W)4X36L17** | *80ESU0601716A | 24800 | 26600 | 16.5 | 10.5 | 8.5 | 1.84 | 73 | 83 | 211245252
KEEPRITE | DLCURAH24AAK | EN(A,D)4X36L21** | *80CSU0802120A* | 24400 | 25600 | 16 | 10 | 8.1 | 1.88 | 79 | 64 | 211640493
COMFORTMAKER | CVH825GKA3* | EA*4X42L21A*+WALLCON | *97CMN0802120B* | 23800 | 21400 | 16.5 | 10.5 | 8.1 | 1.96 | 96 | 78 | 214570533
COMFORTMAKER | DLCURAH36ABK | EA*4X37L21A* | *95ESN1002120A* | 37000 | 38500 | 15.5 | 10 | 8.5 | 2.1 | 76 | 90 | 211227070
COMFORTMAKER | CVH837GKA2* | EA*4X36L17A*+WALLCON | *80CSU0401712A* | 31400 | 33200 | 17 | 11 | 8.1 | 1.86 | 94 | 73 | 206773031
COMFORTMAKER | CVH837GKA2* | EA*4X48L21A*+WALLCON | *97CMN0602120A* | 32200 | 32800 | 17 | 11 | 8.1 | 1.96 | 97 | 77 | 206771878
COMFORTMAKER | CVH825GKA3* | EHD4X42AAL+WALLCON | *80CTL0451712B* | 24000 | 21400 | 15.5 | 10.5 | 8.1 | 1.98 | 97 | 78 | 213774390
COMFORTMAKER | CVH825GKA3* | EHD4X42AAL+WALLCON | *97CMN1202422B* | 24200 | 21400 | 16 | 10.5 | 8.1 | 2 | 96 | 78 | 213774500
COMFORTMAKER | CVH825GKA3* | EHD4X48AAL+WALLCON | *80CTL0901716B* | 24400 | 21200 | 17 | 10.5 | 8.1 | 2.02 | 97 | 78 | 213774590
COMFORTMAKER | CVH825GKA3* | EHD4X48AAL+WALLCON | *80CTL1102120B* | 24200 | 21200 | 16 | 11 | 8.1 | 2.02 | 97 | 78 | 213774610
COMFORTMAKER | CVH825GKA3* | EHD4X48AAL+WALLCON | *96CTN0601714B* | 24200 | 21400 | 16 | 10.5 | 8.1 | 2 | 96 | 78 | 213774690
COMFORTMAKER | CVH837GKA2* | EA*4X42L21A*+WALLCON | *80CSU0601716A* | 31800 | 33200 | 17.5 | 11 | 8.1 | 1.88 | 95 | 74 | 206773067
COMFORTMAKER | CVH837GKA2* | EA*4X42L21A*+WALLCON | *80CSU0401712A* | 31800 | 33200 | 17.5 | 11 | 8.1 | 1.9 | 95 | 73 | 210470151
COMFORTMAKER | CVH837GKA** | EA*4X61L24A*+WALLCON | *97CMN1202422A* | 33200 | 32000 | 17.5 | 11.7 | 8.5 | 2 | 98 | 78 | 210597482
COMFORTMAKER | CVH825GKA2* | EA*4X25L17A*+WALLCON | *80CTL0451712A* | 24200 | 21400 | 16.5 | 11 | 8.1 | 2 | 97 | 79 | 204456440
COMFORTMAKER | CVH825GKA2* | EA*4X30L14A*+WALLCON | *80CTL0701412A* | 23400 | 21600 | 17 | 11 | 8.1 | 1.92 | 96 | 77 | 204456512
TEMPSTAR | T4H7T36*K*AAA* | F5MA4*36L*B* |  | 34400 | 35400 | 15.2 | 11.7 | 8.1 | 2.18 | 62 | 51 | 213310400
TEMPSTAR | T4H5S42*K*AAA* | FCMB4B60L0D*+WALLCON |  | 41000 | 41500 | 15.5 | 12.5 | 8.1 | 2.3 | 62 | 49 | 213301772
TEMPSTAR | T4H7T24*K*AAA* | FTMA4X24L0B* |  | 23200 | 24400 | 16.5 | 12.5 | 8.1 | 2.36 | 60 | 45 | 214056791
TEMPSTAR | T4H7T24*K*AAA* | EA*4X25L17A*+WALLCON | *80CTL0451712B* | 23000 | 24000 | 16.5 | 12 | 8.1 | 2.32 | 60 | 45 | 213754884
KEEPRITE | DLCURAH36ABK | EA*4X43L21A* | *80VTL0701716B* | 36200 | 38000 | 16 | 10 | 8.5 | 2.04 | 76 | 92 | 213076526
TEMPSTAR | N4H7T36*K*AAA* | EA*4X37L21A* | *97CMN0802120A* | 35400 | 36000 | 16 | 11.7 | 8.1 | 2.14 | 62 | 49 | 207876340
KEEPRITE | CVH848GKA** | EHD4X60AAL+WALLCON | *97CMN1002122B* | 46000 | 46000 | 17 | 10 | 8.5 | 2.04 | 79 | 63 | 213783132
KEEPRITE | CVH848GKA** | EA*4X48L24A*+WALLCON | *95CSU1002122B* | 45000 | 46500 | 17.5 | 10 | 8.5 | 2.04 | 78 | 62 | 213782542
KEEPRITE | CVH848GKA** | EA*4X48L24A*+WALLCON | *80CTL0902120B* | 44500 | 46500 | 17.5 | 10 | 8.5 | 2.02 | 78 | 62 | 213782502
KEEPRITE | DLCURAH36ABK | END4X42L17** | *80MSU0601716A* | 35400 | 38500 | 16 | 10 | 8.1 | 1.96 | 76 | 91 | 214229317
KEEPRITE | DLCURAH18ABK | EA*4X25L17A* | *96VSN0601412B* | 17800 | 17600 | 16.5 | 10.5 | 8.1 | 2.14 | 68 | 101 | 212973329
KEEPRITE | DLCURAH18ABK | EN(A,D)4X24L14** | *96VSN0601412B* | 17500 | 18500 | 16 | 10.5 | 8.5 | 2.3 | 67 | 104 | 212973369
KEEPRITE | DLCURAH18ABK | EA*4X30L14A* | *96VTN0601412B* | 17400 | 18000 | 16.5 | 10.5 | 8.5 | 2.28 | 68 | 105 | 212975427
AIRQUEST | DLCURAH18ABK | EA*4X24L17A* | *96VSN0401410A* | 17400 | 18300 | 16 | 10.5 | 8.5 | 2.3 | 67 | 105 | 211260275
AIRQUEST | DLCURAH18ABK | EA*4X24L14A* | *80ES(N,L)0701412A* | 17600 | 18400 | 16 | 10.5 | 8.5 | 2.3 | 67 | 104 | 211260230
AIRQUEST | HVH837GKA2*+TSTAT | EA*4X43L21A* | *80VSL0451716A* | 32200 | 47500 | 17 | 11 | 8.1 | 1.96 | 65 | 52 | 210459793
AIRQUEST | HVH837GKA2*+TSTAT | EA*4X48L21A* | *96VTN1002120A* | 31800 | 47000 | 17.5 | 11 | 8.1 | 1.96 | 66 | 52 | 210460501
AIRQUEST | DLCURAH18ABK | EA*4X30L14A* | *80VSL0451412A* | 17800 | 18400 | 16 | 10.5 | 8.5 | 2.22 | 67 | 101 | 211261243
AIRQUEST | DLCURAH18ABK | EA*4X25L17A* | *80ES(N,L)0451412A* | 18600 | 18400 | 16.5 | 11 | 8.5 | 2.12 | 67 | 95 | 211260978
KEEPRITE | CVH825GKA3* | EA*4X43L21A*+WALLCON | *97CMN1002122B* | 24400 | 21200 | 16.5 | 11 | 8.5 | 2.04 | 97 | 78 | 213773652
KEEPRITE | CVH825GKA3* | EA*4X36L17A*+WALLCON | *80CTL0451712B* | 23400 | 21600 | 16 | 10.5 | 8.1 | 1.92 | 96 | 78 | 213772942
KEEPRITE | CVH825GKA3* | EA*4X24L17A*+WALLCON | *96CTN0801714B* | 23200 | 22200 | 16 | 10.5 | 8.1 | 1.9 | 95 | 76 | 213772712
KEEPRITE | CVH825GKA3* | EN(A,D,W)4X48L21**+WALLCON | *97CMN0801714A* | 24000 | 21400 | 16.5 | 11 | 8.1 | 2 | 96 | 78 | 210474011
KEEPRITE | CVH825GKA3* | EN(A,D,W)4X48L21**+WALLCON | *96CTN0601714A* | 24000 | 21400 | 16.5 | 11 | 8.1 | 2 | 97 | 78 | 210473978
KEEPRITE | CVH825GKA3* | EA*4X43L21A*+WALLCON | *97CMN0801714A* | 24400 | 21200 | 16.5 | 11 | 8.1 | 2.02 | 97 | 79 | 210473212
KEEPRITE | CVH825GKA3* | EA*4X42L21A*+WALLCON | *80CSU0601716A* | 23800 | 21400 | 16.5 | 10.5 | 8.1 | 1.96 | 96 | 78 | 210472860
ARCOAIRE | H4H7T24*K*AAA* | EA*4X25L17A*+WALLCON | *96CTN0601714B* | 23000 | 24000 | 16.5 | 12.5 | 8.1 | 2.32 | 60 | 45 | 213754982
ARCOAIRE | DLCURAH24ABK | EA*4X37L21A* | *96VSN1002120B* | 24800 | 25600 | 17.5 | 10.5 | 8.5 | 1.8 | 74 | 83 | 212974325
ARCOAIRE | HVH848GKA** | EHD4X60AAL+WALLCON | *96CTN0802120B* | 46000 | 46000 | 17 | 10 | 8.5 | 2.04 | 78 | 62 | 213783149
ARCOAIRE | HVH825GKA2* | EA*4X42L24A*+WALLCON | *80CSU1002120A* | 23800 | 21400 | 16.5 | 10.5 | 8.1 | 1.96 | 97 | 78 | 210597899
ARCOAIRE | HVH825GKA3* | EA*4X43L21A*+WALLCON | *80CTL0451712A* | 24200 | 21600 | 16.5 | 11 | 8.1 | 2 | 96 | 78 | 210473154
ARCOAIRE | HVH825GKA3* | EA*4X42L24A*+WALLCON | *95CSU1002122A* | 23800 | 21400 | 17 | 11 | 8.1 | 1.96 | 96 | 78 | 210473000
ARCOAIRE | HVH825GKA3* | EA*4X42L24A*+WALLCON | *95CSU0802120A* | 23800 | 21400 | 17 | 11 | 8.1 | 1.96 | 96 | 78 | 210472989
ARCOAIRE | HVH825GKA3* | EA*4X42L21A*+WALLCON | *80CTL0901716A* | 23800 | 21400 | 17.5 | 11 | 8.1 | 1.98 | 96 | 77 | 210472967
ARCOAIRE | HVH848GKA** | EN(A,D,W)4X60L24**+WALLCON | *96CTN1002122B* | 45500 | 46500 | 17.5 | 10 | 8.5 | 2 | 78 | 62 | 214238727
ARCOAIRE | HVH837GKA2* | EHD4X36AAL+WALLCON | *95CSU1002122A* | 32200 | 33200 | 16.5 | 11 | 8.1 | 1.94 | 95 | 74 | 206773645
ARCOAIRE | HVH837GKA2* | EN(A,D,W)4X48L21**+WALLCON | *95CSU0802120A* | 32400 | 32800 | 17.5 | 11.7 | 8.1 | 1.96 | 96 | 76 | 206773602
ARCOAIRE | HVH837GKA2* | EA*4X37L21A*+WALLCON | *95CSU0802120A* | 33000 | 32800 | 17.5 | 11.5 | 8.5 | 2 | 97 | 76 | 206773422
KENMORE | (C,H,T)4H7T24*K*AAA* | EA*4X37L21A* | *95MSU1002122A* | 23600 | 24600 | 17 | 12.5 | 8.1 | 2.4 | 60 | 45 | 212321116
HEIL | HVH825GKA3* | EHD4X48AAL+WALLCON | *80CTL0701412B* | 24400 | 21200 | 17 | 11 | 8.1 | 2.02 | 97 | 78 | 213774567
HEIL | HVH825GKA3* | EA*4X48L24A*+WALLCON | *80CTL1352422B* | 24200 | 21000 | 17 | 11 | 8.1 | 2.02 | 97 | 79 | 213773827
HEIL | HVH825GKA3* | EA*4X42L21A*+WALLCON | *80CTL0451712B* | 23600 | 21600 | 16.5 | 10.5 | 8.1 | 1.94 | 96 | 77 | 213773377
CARRIER | 25VNA825A*032* | CNPV*2417AL*+UI | 59MN7C060C17**14 | 23200 | 22200 | 15.5 | 10.5 | 8.1 | 1.92 | 95 | 76 | 214241595
CARRIER | 25VNA825A*032* | CNPV*2417AL*+UI | 58TN*B090C17**16 | 23200 | 22000 | 16 | 10.5 | 8.1 | 1.92 | 96 | 77 | 214241575
CARRIER | 25VNA837A*030* | CNPV*4221AL*+UI | 58TN*B045C17**12 | 31600 | 33400 | 16.5 | 11 | 8.1 | 1.84 | 95 | 74 | 214239723
CARRIER | 25VNA837A*030* | CNPV*4217AL*+UI | 59TN6C060C17**14 | 31800 | 33200 | 18 | 11 | 8.1 | 1.9 | 96 | 75 | 214239703
CARRIER | 25VNA837A*030* | CNPV*4217AL*+UI | 59MN7C060C17**14 | 31800 | 33200 | 17 | 11 | 8.1 | 1.9 | 96 | 75 | 214239683
CARRIER | 25VNA837A*030* | CNPV*4217AL*+UI | 58TN*B090C17**16 | 32000 | 33000 | 17.5 | 11.7 | 8.1 | 1.92 | 96 | 75 | 214239663
CARRIER | 25VNA837A*031* | CNPV*3621AL*+UI | 58TN*B110C21**20 | 31400 | 33000 | 17 | 11 | 8.1 | 1.84 | 94 | 73 | 214238873
CARRIER | 25VNA837A*031* | CNPV*3621AL*+UI | 58TN*B090C17**16 | 31400 | 33200 | 17 | 11 | 8.1 | 1.82 | 94 | 73 | 214238853
COMFORTMAKER | DLCURAH36ABK | EA*4X43L21A* | *80VTL0701716B* | 36200 | 38000 | 16 | 10 | 8.5 | 2.04 | 76 | 92 | 213076523
COMFORTMAKER | DLCURAH36ABK | EA*4X43L21A* | *96VTN0801716B* | 36600 | 38500 | 15.5 | 10 | 8.5 | 2.06 | 76 | 91 | 213077402
COMFORTMAKER | DLCURAH36ABK | EA*4X37L21A* | *80VTL1102122B* | 36400 | 38000 | 16 | 10 | 8.5 | 2.06 | 77 | 92 | 213076744
MARATHERM | N5H5S30*K*AAA* | FMA5X30**AL* |  | 29000 | 29000 | 15.2 | 12.5 | 8.1 | 2.26 | 61 | 48 | 214424187
COMFORTMAKER | CVH837GKA** | EHD4X42AAL+WALLCON | *96CTN1202422A* | 32600 | 33000 | 17 | 11 | 8.1 | 1.96 | 96 | 75 | 204300304
COMFORTMAKER | CVH825GKA3* | EA*4X36L21A*+WALLCON | *97CMN0602120A* | 23600 | 21600 | 16 | 10.5 | 8.1 | 1.92 | 96 | 77 | 206765847
COMFORTMAKER | CVH825GKA3* | EA*4X37L17A*+WALLCON | *97CMN0801714A* | 24200 | 21400 | 16 | 11 | 8.1 | 1.98 | 97 | 79 | 206765901
COMFORTMAKER | CVH837GKA** | EA*4X48L21A*+WALLCON | *80CTL0901716B* | 32400 | 32600 | 17.5 | 11.7 | 8.5 | 1.98 | 96 | 77 | 213779390
COMFORTMAKER | CVH837GKA** | EA*4X48L21A*+WALLCON | *97CMN1002122B* | 32400 | 32600 | 17.5 | 11.7 | 8.5 | 2 | 96 | 77 | 213779450
COMFORTMAKER | CVH837GKA** | EHD4X48AAL+WALLCON | *95CSU0601716B* | 32400 | 33000 | 17.5 | 11 | 8.1 | 1.96 | 96 | 76 | 213780210
COMFORTMAKER | CVH837GKA** | EHD4X48AAL+WALLCON | *97CMN1202422B* | 32600 | 33000 | 16.5 | 11 | 8.1 | 1.98 | 96 | 76 | 213780250
COMFORTMAKER | CVH837GKA2* | EA*4X43L21A*+WALLCON | *97CMN0801714B* | 32800 | 33000 | 17.5 | 11 | 8.5 | 1.98 | 97 | 77 | 213781230
COMFORTMAKER | CVH848GKA2* | EA*4X48L21A*+WALLCON | *80CTL0902120B* | 44500 | 46500 | 17.5 | 10 | 8.5 | 2.02 | 78 | 62 | 213783210
COMFORTMAKER | CVH848GKA2* | EA*4X60L24A*+WALLCON | *80CTL0902120B* | 45500 | 45500 | 17.5 | 10 | 8.5 | 2.04 | 79 | 63 | 213783440
TEMPSTAR | DLCURAH36ABK | EA*4X42L24A* | *96VTN1002120B* | 35400 | 38500 | 16.5 | 10 | 8.1 | 1.88 | 76 | 91 | 213077634
TEMPSTAR | DLCURAH36ABK | EA*4X42L21A* | *80VTL1102122B* | 35600 | 38500 | 16 | 10 | 8.1 | 1.9 | 76 | 91 | 213076761
TEMPSTAR | DLCURAH36ABK | EN(A,D,W)4X42L21** | *80VTL0902120B* | 35600 | 39000 | 15.5 | 10 | 8.1 | 2 | 75 | 90 | 213076704
TEMPSTAR | N4H5S30*K*AAA* | FMA4X36**AL* |  | 28200 | 28200 | 15.2 | 12.5 | 8.1 | 2.18 | 61 | 46 | 209692168
KEEPRITE | DLCURAH24ABK | EA*4X30L17A* | *96VTN0401712B* | 23200 | 26400 | 16 | 10 | 8.5 | 2.08 | 73 | 95 | 212975284
KEEPRITE | DLCURAH24ABK | EA*4X36L21A* | *96VTN0401712B* | 23400 | 26200 | 16.5 | 10 | 8.5 | 2 | 73 | 92 | 212975306
TEMPSTAR | DLCURAH36ABK | EA*4X48L24A* | *80MS(N,L)1102120A* | 36200 | 38000 | 16.5 | 10 | 8.5 | 2.06 | 76 | 92 | 213078685
TEMPSTAR | DLCURAH36ABK | EN(A,D,W)4X48L21** | *80MS(N,L)0902116A* | 35800 | 38500 | 16.5 | 10 | 8.1 | 2 | 76 | 90 | 213078473
TEMPSTAR | DLCURAH36ABK | EA*4X43L21A* | *80MS(N,L)0702116A* | 36400 | 38000 | 16 | 10 | 8.5 | 2 | 76 | 91 | 213078214
TEMPSTAR | N4H7T24*K*AAA* | EA*4X37L21A* | *80CTL0702120A* | 24200 | 24800 | 17 | 12.5 | 8.1 | 2.26 | 59 | 43 | 207873845
AIRQUEST | N4H7T24*K*AAA* | EA*4X37L17A* | *96VTN0401410A* | 23600 | 24600 | 16.5 | 12 | 8.1 | 2.16 | 59 | 43 | 207873779
AIRQUEST | N4H7T24*K*AAA* | EA*4X37L21A* | *96VTN0601714A* | 23800 | 24400 | 16.5 | 12.5 | 8.1 | 2.22 | 59 | 43 | 207866150
SMART COMFORT | DLCURAH18ABK | EA*4X24L17A* | *92MSN0801716A* | 17700 | 18700 | 16.5 | 10.5 | 8.5 | 2.32 | 67 | 103 | 212984718
SMART COMFORT | DLCURAH24ABK | EA*4X30L14A* | *96VSN0601412A* | 23400 | 25800 | 16.5 | 10 | 8.5 | 2 | 74 | 94 | 211241262
SMART COMFORT | DLCURAH24ABK | EA*4X36L17A* | *95ESN0801716A* | 24800 | 26800 | 15.5 | 10 | 8.5 | 1.8 | 72 | 82 | 211242172
SMART COMFORT | DLCURAH36ABK | EA*4X37L21A* | *95ESN1002120A* | 37000 | 38500 | 15.5 | 10 | 8.5 | 2.1 | 76 | 90 | 211227074
SMART COMFORT | DLCURAH36ABK | EA*4X37L21A* | *96VSN0802120A* | 36400 | 38500 | 16 | 10 | 8.5 | 2.08 | 75 | 90 | 211227120
SMART COMFORT | DLCURAH36ABK | EA*4X37L21A* | *80ES(N,L)0902120A* | 36800 | 38500 | 16 | 10 | 8.5 | 2.1 | 76 | 90 | 211226846
SMART COMFORT | DLCURAH36ABK | EA*4X37L21A* | *80VSL0451716A* | 36200 | 38500 | 15.5 | 10 | 8.5 | 2.06 | 76 | 90 | 211226869
SMART COMFORT | DLCURAH36ABK | EA*4X37L21A* | *80VSL0702120A* | 36200 | 38500 | 16 | 10 | 8.5 | 2.06 | 75 | 90 | 211226887
SMART COMFORT | DLCURAH36ABK | EA*4X37L21A* | *80VSL0902120A* | 36200 | 38500 | 16 | 10 | 8.5 | 2.06 | 75 | 90 | 211226896
SMART COMFORT | DLCURAH36ABK | EN(A,D)4X48L24** | *96MSN1002120A* | 36000 | 38500 | 16.5 | 10 | 8.1 | 2.02 | 76 | 90 | 213080372
AIRQUEST | HVH837GKA2*+TSTAT | EA*4X37L21A* | *96VTN0601714A* | 32400 | 48500 | 17 | 10.5 | 8.5 | 1.96 | 65 | 52 | 210458749
AIRQUEST | HVH837GKA2*+TSTAT | EN(A,D,W)4X48L21** | *96VTN0802120A* | 32000 | 48000 | 17.5 | 11.7 | 8.1 | 1.94 | 65 | 51 | 210464460
AIRQUEST | HVH837GKA2*+TSTAT | EN(A,D)4X48L24** | *96VSN1202422A* | 32000 | 48000 | 17.5 | 11.7 | 8.1 | 1.96 | 65 | 51 | 210464603
ARCOAIRE | DLCURAH24ABK | EN(A,D)4X24L17** | *80ES(N,L)0701712A* | 23800 | 27000 | 16 | 10 | 8.5 | 1.9 | 72 | 86 | 211244125
ARCOAIRE | HVH837GKA** | EHD4X42AAL+WALLCON | *80CTL0701412A* | 32400 | 33200 | 17 | 11 | 8.1 | 1.94 | 96 | 75 | 204300383
ARCOAIRE | HVH825GKA2* | EN(A,D,W)4X48L21**+WALLCON | *96CTN0801714B* | 24000 | 21400 | 17 | 11 | 8.1 | 2 | 96 | 78 | 214243179
ARCOAIRE | HVH825GKA2* | EHD4X48AAL+WALLCON | *96CTN0801714B* | 24200 | 21400 | 16 | 10.5 | 8.1 | 2.02 | 96 | 78 | 213772569
ARCOAIRE | HVH825GKA2* | EA*4X48L24A*+WALLCON | *97CMN1202422B* | 24000 | 21000 | 16.5 | 11 | 8.1 | 2.02 | 97 | 79 | 213771719
ARCOAIRE | DLCURAH24ABK | EA*4X25L17A* | *80ES(N,L)0901714A* | 25200 | 25800 | 17 | 10.5 | 8.5 | 1.76 | 73 | 81 | 211241101
ARCOAIRE | DLCURAH24ABK | EA*4X25L17A* | *95MSU0401712A* | 24200 | 25200 | 16.5 | 10 | 8.5 | 1.82 | 74 | 87 | 212988653
ARCOAIRE | DLCURAH24ABK | EA*4X37L21A* | *95MSU0401712A* | 24200 | 25200 | 17 | 10 | 8.5 | 1.8 | 74 | 85 | 212988713
ARCOAIRE | DLCURAH24ABK | EA*4X37L17A* | *80MSU0601716A* | 24000 | 25600 | 17.5 | 10 | 8.5 | 1.82 | 73 | 84 | 214229171
ARCOAIRE | DLCURAH24ABK | EA*4X37L21A* | *96VSN0401712A* | 24000 | 25000 | 16 | 10 | 8.1 | 1.8 | 74 | 86 | 211243247
ARCOAIRE | DLCURAH24ABK | EN(A,D)4X24L14** | *80ES(N,L)0451412A* | 24200 | 27200 | 15.5 | 10 | 8.5 | 1.86 | 72 | 83 | 211243794
ARCOAIRE | DLCURAH24ABK | EN(A,D)4X24L17** | *96VTN0401410A* | 23400 | 26600 | 15.5 | 10 | 8.5 | 1.96 | 73 | 90 | 211244060
ARCOAIRE | DLCURAH36ABK | EA*4X37L21A* | *80MSU0802120A* | 36600 | 38000 | 16.5 | 10 | 8.5 | 2.08 | 76 | 91 | 213079217
ARCOAIRE | DLCURAH36ABK | EA*4X37L17A* | *92MSN0801716A* | 36400 | 38500 | 15.5 | 10 | 8.5 | 2.02 | 76 | 91 | 213079535
ARCOAIRE | DLCURAH24ABK | EA*4X24L14A* | *96VTN0601412A* | 23200 | 26400 | 16 | 10 | 8.5 | 2.14 | 73 | 97 | 211240301
ARCOAIRE | DLCURAH24ABK | EA*4X24L17A* | *96VSN0801716A* | 23800 | 26800 | 16.5 | 10 | 8.5 | 1.98 | 72 | 90 | 211240421
ARCOAIRE | DLCURAH24ABK | EA*4X24L17A* | *80VSL0451716A* | 23800 | 26800 | 16 | 10 | 8.5 | 1.98 | 72 | 90 | 211240470
KENMORE | (C,H,T)VH837GKA2* | EN(A,D)4X36L21**+WALLCON | *95CSU0802120B* | 31400 | 33200 | 16.5 | 11 | 8.1 | 1.82 | 94 | 73 | 214574466
KENMORE | (C,H,T)VH837GKA2* | EHD4X60AAL+WALLCON | *96CTN0802120B* | 33000 | 32000 | 18 | 11.5 | 8.5 | 2.02 | 98 | 78 | 214574446
COMFORTMAKER | DLCURAH36ABK | EA*4X48L21A* | *96VTN1002120A* | 36200 | 38500 | 15.5 | 10 | 8.5 | 2.08 | 75 | 90 | 211229177
COMFORTMAKER | DLCURAH36ABK | EA*4X48L21A* | *80VTL1102122A* | 36800 | 38500 | 16 | 10 | 8.5 | 2.1 | 75 | 90 | 211228927
COMFORTMAKER | DLCURAH36ABK | EA*4X48L21A* | *80VSL0702120A* | 35800 | 38500 | 16 | 10 | 8.5 | 2.04 | 75 | 90 | 211228842
COMFORTMAKER | DLCURAH36ABK | EA*4X48L21A* | *80ES(N,L)0902120A* | 36400 | 38500 | 16 | 10 | 8.5 | 2.08 | 75 | 90 | 211228801
COMFORTMAKER | DLCURAH36ABK | EA*4X43L21A* | *95ESU1002122A* | 37400 | 39000 | 15.5 | 10 | 8.5 | 2.14 | 75 | 90 | 211228610
COMFORTMAKER | DLCURAH18ABK | EA*4X24L17A* | *92MSN0601714A* | 17500 | 18500 | 16.5 | 10.5 | 8.5 | 2.34 | 67 | 105 | 212984174
COMFORTMAKER | N4H7T24*K*AAA* | EA*4X36L21A* | *96VSN1002120B* | 22400 | 23600 | 16 | 12 | 8.1 | 2.26 | 60 | 44 | 213168895
COMFORTMAKER | N4H7T24*K*AAA* | EA*4X36L21A* | *80VSL1102122B* | 22400 | 23800 | 16 | 12.5 | 8.1 | 2.26 | 60 | 44 | 213168754
COMFORTMAKER | N4H7T24*K*AAA* | EA*4X36L17A* | *80VSL0701716B* | 22400 | 23600 | 16 | 12 | 8.1 | 2.26 | 60 | 44 | 213168472
COMFORTMAKER | N4H7T24*K*AAA* | EA*4X24L17A* | *96VSN0601716B* | 22000 | 23600 | 15.5 | 12 | 8.1 | 2.24 | 60 | 44 | 213167724
KENMORE | (C,H,T)VH837GKA** | EA*4X48L24A*+WALLCON | *97CMN1202422A* | 32200 | 32600 | 17.5 | 11.7 | 8.5 | 1.98 | 96 | 77 | 204299413
KENMORE | (C,H,T)VH848GKA** | EA*4X60L24A*+WALLCON | *97CMN1002122A* | 45500 | 45500 | 17.5 | 10 | 8.5 | 2.02 | 79 | 63 | 204300857
ACIQ | DLCURAH36ABK | EA*4X48L24A* | *80ES(N,L)1352420A* | 36200 | 38500 | 16 | 10 | 8.5 | 2.06 | 75 | 90 | 213069486
ACIQ | DLCURAH36ABK | EA*4X48L24A* | *80VTL1102122A* | 36800 | 38500 | 16 | 10 | 8.5 | 2.1 | 75 | 90 | 213069495
ACIQ | DLCURAH36ABK | EN(A,D,W)4X48L21** | *80VSL0701716A* | 35800 | 38500 | 16 | 10 | 8.1 | 2 | 76 | 90 | 213069541
ACIQ | DLCURAH36ABK | EN(A,D)4X48L24** | *95ESU1002120A* | 36400 | 38500 | 16 | 10.5 | 8.1 | 2.04 | 76 | 90 | 213069605
ACIQ | DLCURAH36ABK | EA*4X37L21A* | *80VTL1102122A* | 37000 | 38500 | 15.5 | 10 | 8.5 | 2.12 | 76 | 90 | 213069290
ACIQ | DLCURAH36ABK | EA*4X42L21A* | *80ES(N,L)0901714A* | 36000 | 39500 | 15.5 | 10 | 8.1 | 1.9 | 74 | 89 | 213069318
ACIQ | DLCURAH36ABK | EA*4X42L24A* | *95ESU1002120A* | 35800 | 38500 | 16 | 10 | 8.1 | 1.9 | 76 | 91 | 213069385
ACIQ | DLCURAH36ABK | EA*4X43L21A* | *92ESN0802120A* | 37400 | 38500 | 16 | 10 | 8.5 | 2.14 | 76 | 90 | 213069413
ACIQ | DLCURAH36ABK | EA*4X48L21A* | *92ESN0801716A* | 36000 | 38500 | 16 | 10 | 8.5 | 2.06 | 75 | 90 | 213069455
ACIQ | HVH837GKA2*+TSTAT | EN(A,D)4X48L24** | *96VTN1002122A* | 32000 | 47500 | 17.5 | 12 | 8.1 | 1.96 | 65 | 51 | 213066974
ACIQ | HVH837GKA2*+TSTAT | EHD4X48AAL | *80VTL0902120A* | 32200 | 48000 | 17 | 11 | 8.1 | 1.96 | 65 | 51 | 213067054
ACIQ | HVH837GKA2*+TSTAT | EHD4X48AAL | *96VTN1002120A* | 32000 | 47500 | 17 | 11 | 8.1 | 1.96 | 65 | 51 | 213067061
ACIQ | HVH825GKA3* | EA*4X48L21A*+WALLCON | *80CTL0451712A* | 24000 | 21000 | 16.5 | 11 | 8.1 | 2 | 98 | 80 | 213067323
ACIQ | HVH825GKA3* | EHD4X42AAL+WALLCON | *80CTL0901716A* | 24200 | 21200 | 16.5 | 11 | 8.1 | 2.02 | 97 | 78 | 213067411
ACIQ | HVH825GKA3* | EHD4X48AAL+WALLCON | *80CTL0901716A* | 24400 | 21200 | 17 | 11 | 8.1 | 2.04 | 97 | 78 | 213067431
ACIQ | HVH825GKA2* | EA*4X42L21A*+WALLCON | *97CMN0601714A* | 23600 | 21600 | 16 | 10.5 | 8.1 | 1.94 | 96 | 78 | 213067503
ACIQ | HVH825GKA2* | EA*4X43L21A*+WALLCON | *95CSU0802120A* | 24400 | 21200 | 17 | 11 | 8.5 | 2.04 | 97 | 78 | 213067522
ACIQ | HVH825GKA2* | EA*4X43L21A*+WALLCON | *96CTN0801714A* | 24400 | 21200 | 16.5 | 11 | 8.1 | 2.02 | 97 | 79 | 213067525
ACIQ | HVH825GKA2* | EA*4X48L21A*+WALLCON | *96CTN1002122A* | 24000 | 21000 | 16.5 | 11 | 8.1 | 2.02 | 97 | 79 | 213067542
KENMORE | (C,H,T)VH825GKA3* | EN(A,D)4X24L17**+WALLCON | *96CTN0801714B* | 23200 | 22000 | 16 | 10.5 | 8.1 | 1.92 | 96 | 77 | 214241643
KENMORE | (C,H,T)VH825GKA3* | EN(A,D)4X30L17**+WALLCON | *96CTN0801714B* | 23400 | 21600 | 16.5 | 11 | 8.1 | 1.92 | 96 | 77 | 214241763
KENMORE | (C,H,T)VH848GKA** | EHD4X60AAL+WALLCON | *96CTN0802120B* | 46000 | 46000 | 17 | 10 | 8.5 | 2.04 | 78 | 62 | 213783153
KENMORE | (C,H,T)VH848GKA** | EN(A,D,W)4X60L24**+WALLCON | *80CTL0702120B* | 45500 | 46500 | 17.5 | 10 | 8.5 | 2 | 78 | 62 | 214238621
KENMORE | (C,H,T)VH848GKA** | EN(A,D,W)4X60L24**+WALLCON | *80CTL1102120B* | 45500 | 46000 | 17.5 | 10.5 | 8.5 | 2.02 | 78 | 62 | 214238641
KENMORE | (C,H,T)VH848GKA** | EN(A,D,W)4X60L24**+WALLCON | *95CSU0802120B* | 45500 | 46500 | 17.5 | 10 | 8.5 | 2 | 78 | 62 | 214238661
KENMORE | (C,H,T)VH848GKA** | EN(A,D,W)4X60L24**+WALLCON | *97CMN0602120B* | 45000 | 47000 | 17 | 10 | 8.5 | 1.96 | 78 | 62 | 214238681
KENMORE | (C,H,T)VH825GKA3* | EA*4X25L17A*+WALLCON | *96CTN0401410B* | 24000 | 21600 | 15.5 | 10 | 8.1 | 1.96 | 97 | 79 | 213893312
KENMORE | (C,H,T)VH837GKA2* | EHD4X60AAL+WALLCON | *97CMN1002122B* | 33000 | 32200 | 17 | 11.5 | 8.1 | 2.02 | 97 | 77 | 213782313
ARCOAIRE | DLCURAH24ABK | EN(A,D,W)4X36L17** | *80ES(N,L)0451712A* | 24000 | 26200 | 16.5 | 10.5 | 8.1 | 1.9 | 73 | 88 | 211245123
ARCOAIRE | DLCURAH24ABK | EN(A,D,W)4X36L17** | *95ESU0401712A* | 23600 | 25800 | 16.5 | 10 | 8.1 | 1.96 | 74 | 91 | 211244913
ARCOAIRE | DLCURAH24ABK | EN(A,D,W)4X36L17** | *96VSN0601412A* | 23600 | 25800 | 16.5 | 10 | 8.1 | 1.98 | 74 | 92 | 211244894
ARCOAIRE | HVH837GKA** | EA*4X61L21A*+WALLCON | *80CTL0901716A* | 33200 | 32000 | 18 | 12 | 8.5 | 2 | 98 | 78 | 210599237
ARCOAIRE | HVH837GKA** | EHD4X60AAL+WALLCON | *80CTL0902120A* | 33000 | 32200 | 17 | 11.5 | 8.1 | 2 | 98 | 78 | 210599414
ARCOAIRE | DLCURAH36ABK | EN(A,D)4X48L24** | OLV112A16A | 36000 | 38500 | 15.5 | 10 | 8.1 | 2.02 | 76 | 91 | 211230790
ARCOAIRE | DLCURAH24ABK | EA*4X37L21A* | *96MSN0401712A* | 24000 | 25200 | 16 | 10 | 8.1 | 1.82 | 75 | 87 | 212986599
ARCOAIRE | DLCURAH24ABK | EA*4X24L14A* | *96MSN0261410A* | 23200 | 27000 | 16.5 | 10 | 8.5 | 2.2 | 72 | 98 | 212985757
ARCOAIRE | DLCURAH24ABK | EA*4X37L21A* | *92MSN0601714A* | 24200 | 25200 | 17.5 | 10 | 8.5 | 1.82 | 74 | 86 | 212984101
ARCOAIRE | DLCURAH24ABK | EA*4X37L17A* | *96VTN0801716A* | 24600 | 25600 | 16.5 | 10 | 8.5 | 1.8 | 74 | 84 | 211242925
SMART COMFORT | DLCURAH36ABK | EA*4X48L24A* | *80VTL0902120B* | 35800 | 37800 | 16.5 | 10 | 8.5 | 2.02 | 77 | 92 | 212972250
SMART COMFORT | DLCURAH24ABK | EA*4X24L14A* | *80VSL0451412B* | 23200 | 26800 | 17 | 10 | 9.5 | 2.32 | 72 | 101 | 212969734
SMART COMFORT | DLCURAH24ABK | EA*4X37L17A* | *80ES(N,L)0701712A* | 24800 | 25800 | 16.5 | 10 | 8.5 | 1.78 | 74 | 83 | 211243048
SMART COMFORT | DLCURAH24ABK | EA*4X37L17A* | *92ESN0601412A* | 25200 | 26200 | 16.5 | 10 | 8.5 | 1.76 | 73 | 80 | 211243072
SMART COMFORT | DLCURAH36ABK | EA*4X43L21A* | *80VSL0701716B* | 36400 | 39000 | 16 | 10 | 8.5 | 2.06 | 75 | 90 | 212970424
SMART COMFORT | DLCURAH24ABK | EN(A,D)4X24L17** | *80VTL0701716A* | 23600 | 26600 | 16.5 | 10 | 8.5 | 1.94 | 73 | 88 | 211244022
SMART COMFORT | DLCURAH24ABK | EN(A,D)4X24L17** | *80ES(N,L)0901714A* | 24000 | 27000 | 16 | 10 | 8.5 | 1.9 | 72 | 85 | 211244142
SMART COMFORT | DLCURAH24ABK | EN(A,D)4X24L17** | *92ESN0401712A* | 23200 | 26600 | 15.5 | 10 | 8.5 | 1.98 | 73 | 91 | 211244220
SMART COMFORT | DLCURAH24ABK | EN(A,D,W)4X36L17** | *95ESU0601716A* | 24200 | 26200 | 16.5 | 10.5 | 8.1 | 1.9 | 73 | 87 | 211244976
SMART COMFORT | DLCURAH24ABK | EA*4X36L21A* | *96MSN0802120A* | 23800 | 26200 | 17 | 10 | 8.5 | 1.96 | 73 | 90 | 212987804
SMART COMFORT | DLCURAH24ABK | EA*4X30L17A* | *95MSU0401712A* | 23600 | 26400 | 16.5 | 10 | 8.5 | 2.02 | 73 | 92 | 212988670
SMART COMFORT | DLCURAH24ABK | EA*4X37L21A* | *95MSU0802120A* | 24000 | 25200 | 17.5 | 10 | 8.5 | 1.82 | 74 | 87 | 212989618
SMART COMFORT | DLCURAH24ABK | EA*4X36L17A* | *96MSN0601716A* | 23400 | 25600 | 16.5 | 10 | 9 | 1.96 | 74 | 93 | 214279912
SMART COMFORT | DLCURAH24ABK | EA*4X37L17A* | *80ES(N,L)0701412A* | 24800 | 25800 | 17 | 10.5 | 8.5 | 1.8 | 73 | 83 | 211243149
SMART COMFORT | DLCURAH24ABK | EA*4X24L17A* | *80ES(N,L)0701716A* | 24600 | 27400 | 16 | 10 | 8.5 | 1.88 | 72 | 84 | 211240447
KEEPRITE | DLCURAH36ABK | EA*4X37L21A* | *92ESN0802120A* | 37400 | 38500 | 16 | 10 | 8.5 | 2.14 | 76 | 90 | 211227020
KEEPRITE | CVH837GKA2* | EHD4X42AAL+WALLCON | *97CMN1002122A* | 32600 | 33000 | 16.5 | 11 | 8.1 | 1.96 | 96 | 75 | 206772790
KEEPRITE | DLCURAH36ABK | EN(A,D,W)4X48L21** | *96MSN0802120A* | 36200 | 38500 | 16 | 10 | 8.1 | 2.02 | 76 | 91 | 213080251
KEEPRITE | DLCURAH36ABK | EA*4X37L21A* | *96MSN1002122A* | 36800 | 38500 | 16 | 10 | 8.5 | 2.1 | 75 | 90 | 213080391
KEEPRITE | DLCURAH36ABK | F5MA4*42L*C* |  | 37200 | 38500 | 16 | 10 | 9 | 2.04 | 76 | 91 | 213353862
KEEPRITE | CVH848GKA** | EHD4X60AAL+WALLCON | *97CMN1002122A* | 46000 | 46000 | 17 | 10 | 8.5 | 2.04 | 79 | 63 | 204301610
KEEPRITE | DLCURAH18ABK | FM(C,U)4Z30**AL* |  | 18000 | 18500 | 17.5 | 11 | 8.5 | 2.3 | 67 | 102 | 211265021
KEEPRITE | DLCURAH24ABK | EN(A,D)4X36L21** | *96VSN0401712B* | 23200 | 26200 | 16 | 10 | 8.1 | 2.06 | 73 | 95 | 212973289
KEEPRITE | DLCURAH36ABK | EN(A,D)4X48L24** | *96VTN1002120B* | 36000 | 38500 | 16.5 | 10 | 8.1 | 2 | 76 | 91 | 213077697
KEEPRITE | DLCURAH36ABK | EA*4X43L21A* | *80MS(N,L)0902120A* | 37000 | 38500 | 16 | 10 | 8.5 | 2.08 | 76 | 91 | 213078538
KEEPRITE | DLCURAH24ABK | EA*4X25L17A* | *80VTL0701716B* | 24200 | 25200 | 17 | 10 | 8.5 | 1.82 | 74 | 86 | 212971640
KEEPRITE | DLCURAH24ABK | EN(A,D)4X24L17** | *80VTL0701716B* | 23200 | 26800 | 16.5 | 10 | 8.5 | 2.1 | 73 | 94 | 212971706
KEEPRITE | DLCURAH24ABK | EA*4X36L21A* | *80VTL1102122B* | 24000 | 26400 | 17.5 | 10 | 8.5 | 1.94 | 72 | 88 | 212972406
ARCOAIRE | N4H7T24*K*AAA* | EA*4X36L21A* | OLV112A16A | 23600 | 24600 | 16 | 12 | 8.1 | 2.16 | 59 | 43 | 207873696
KENMORE | (C,H,T)VH825GKA2* | EHD4X42AAL+WALLCON | *97CMN1202422B* | 24200 | 21400 | 16 | 10.5 | 8.1 | 2 | 96 | 78 | 213772373
KENMORE | (C,H,T)VH837GKA2* | EA*4X36L17A*+WALLCON | *80CSU0601716A* | 31400 | 33400 | 17 | 11 | 8.1 | 1.84 | 94 | 73 | 210470049
KENMORE | (C,H,T)VH837GKA** | EA*4X37L21A*+WALLCON | *80CSU0601716A* | 32800 | 33000 | 17.5 | 11 | 8.5 | 1.98 | 97 | 76 | 206135670
ACIQ | HVH825GKA2* | EA*4X37L17A*+WALLCON | *96CTN0801714A* | 24200 | 21400 | 16.5 | 11 | 8.1 | 1.98 | 97 | 78 | 213062620
ACIQ | HVH825GKA2* | EA*4X36L21A*+WALLCON | *80CTL0701716A* | 23600 | 21400 | 16.5 | 11 | 8.1 | 1.94 | 97 | 78 | 213062608
ACIQ | HVH825GKA2* | EA*4X24L17A*+WALLCON | *96CTN0601714A* | 23200 | 22000 | 16 | 10.5 | 8.1 | 1.88 | 96 | 77 | 213062577
ACIQ | HVH848GKA** | EA*4X48L24A*+WALLCON | *80CTL1352422A* | 45000 | 46500 | 17.5 | 10 | 8.5 | 2.04 | 78 | 62 | 213062523
ACIQ | HVH837GKA** | EA*4X36L21A*+WALLCON | *80CTL0901716A* | 31600 | 33000 | 17.5 | 11.5 | 8.1 | 1.86 | 94 | 73 | 213062461
ACIQ | HVH825GKA3* | EA*4X24L17A*+WALLCON | *80CTL0701716A* | 23200 | 22000 | 16.5 | 10.5 | 8.1 | 1.9 | 95 | 76 | 213062918
ACIQ | HVH837GKA** | EA*4X48L24A*+WALLCON | *95CSU1002122A* | 32400 | 32400 | 17.5 | 11.5 | 8.5 | 2 | 97 | 77 | 213062811
ACIQ | HVH837GKA** | EA*4X37L21A*+WALLCON | *95CSU1002122A* | 33000 | 32800 | 17.5 | 11.5 | 8.5 | 2 | 97 | 76 | 213062802
ACIQ | HVH825GKA2* | EA*4X37L21A*+WALLCON | *95CSU1002122A* | 24400 | 21200 | 17 | 11 | 8.5 | 2.04 | 97 | 78 | 213062760
ACIQ | HVH837GKA2*+TSTAT | EA*4X61L24A* | *80VSL1102422A* | 32600 | 46500 | 17.5 | 11.7 | 8.5 | 1.96 | 65 | 52 | 213066901
ACIQ | HVH837GKA2*+TSTAT | EA*4X61L24A* | *96VSN1202422A* | 32800 | 46500 | 18 | 11.7 | 8.1 | 1.98 | 66 | 52 | 213066896
ACIQ | HVH837GKA2*+TSTAT | EA*4X61L24A* | *96VSN0802120A* | 32600 | 46500 | 17.5 | 11.7 | 8.1 | 1.96 | 65 | 52 | 213066894
ACIQ | HVH837GKA2*+TSTAT | EA*4X60L24A* | *80VSL1102422A* | 32400 | 46000 | 17.5 | 11.7 | 8.1 | 1.96 | 66 | 52 | 213066876
ACIQ | HVH837GKA2*+TSTAT | EA*4X48L21A* | *80VSL0701716A* | 31800 | 47000 | 17 | 11 | 8.1 | 1.94 | 66 | 52 | 213066856
ACIQ | HVH837GKA2*+TSTAT | EA*4X36L21A* | *96VSN0802120A* | 30800 | 47500 | 17 | 11 | 8.1 | 1.84 | 64 | 50 | 213066784
ACIQ | HVH825GKA2* | EHD4X48AAL+WALLCON | *95CSU0802120A* | 24200 | 21200 | 16.5 | 11 | 8.1 | 2.02 | 97 | 78 | 213067585
ACIQ | HVH825GKA2* | EHD4X42AAL+WALLCON | *96CTN0801714A* | 24000 | 21400 | 16 | 10.5 | 8.1 | 2 | 97 | 78 | 213067568
ACIQ | HVH825GKA2* | EHD4X42AAL+WALLCON | *95CSU0802120A* | 24200 | 21400 | 16 | 11 | 8.1 | 2 | 96 | 78 | 213067565
ACIQ | HVH825GKA2* | EA*4X48L21A*+WALLCON | *97CMN0801714A* | 24000 | 21000 | 16.5 | 11 | 8.1 | 2 | 98 | 79 | 213067545
ARCOAIRE | HVH837GKA2*+TSTAT | EA*4X36L21A* | *80VSL0902120A* | 30800 | 47500 | 17 | 11 | 8.1 | 1.84 | 64 | 50 | 210457855
ARCOAIRE | HVH825GKA2* | EA*4X36L21A*+WALLCON | *95CSU0601716B* | 23600 | 21600 | 16.5 | 10.5 | 8.1 | 1.94 | 96 | 77 | 213770959
ARCOAIRE | HVH825GKA2* | EA*4X30L17A*+WALLCON | *80CTL0701412B* | 23600 | 21600 | 16.5 | 10.5 | 8.1 | 1.92 | 96 | 77 | 213770719
ARCOAIRE | HVH825GKA2* | EN(A,D,W)4X48L21**+WALLCON | *80CTL0701716A* | 24200 | 21400 | 17 | 11 | 8.1 | 2.02 | 96 | 78 | 210598486
ARCOAIRE | DLCURAH24ABK | EA*4X36L17A* | *80ESU0401712A* | 24000 | 26000 | 17.5 | 10 | 8.5 | 1.9 | 73 | 88 | 211241946
ARCOAIRE | HVH825GKA2* | EA*4X37L21A*+WALLCON | *95CSU1002122A* | 24400 | 21200 | 17 | 11 | 8.5 | 2.04 | 97 | 78 | 206133830
ARCOAIRE | HVH825GKA2* | EA*4X37L21A*+WALLCON | *95CSU0802120A* | 24400 | 21200 | 17 | 11 | 8.5 | 2.04 | 97 | 78 | 206133820
ARCOAIRE | HVH837GKA2* | EA*4X61L21A*+WALLCON | *80CTL0902120A* | 33200 | 32000 | 18 | 11.7 | 8.5 | 2 | 98 | 78 | 210470445
ARCOAIRE | HVH837GKA2*+TSTAT | EA*4X37L21A* | *96VTN1002122A* | 32200 | 47500 | 17.5 | 11.7 | 8.5 | 1.98 | 65 | 51 | 210458482
ARCOAIRE | HVH837GKA2*+TSTAT | EA*4X37L21A* | *96VSN0601714A* | 32000 | 47500 | 17 | 11 | 8.1 | 1.96 | 65 | 52 | 210458437
ARCOAIRE | DLCURAH36ABK | EA*4X37L21A* | *95ESU0601716A* | 36800 | 39000 | 15.5 | 10 | 8.5 | 2.1 | 75 | 89 | 212383415
ARCOAIRE | HVH825GKA2* | EA*4X37L17A*+WALLCON | *80CTL0451712A* | 24000 | 21600 | 16 | 10.5 | 8.1 | 1.98 | 96 | 78 | 204456818
ARCOAIRE | HVH825GKA3* | EA*4X37L17A*+WALLCON | *80CTL0701412A* | 24200 | 21400 | 17 | 11 | 8.1 | 2 | 96 | 78 | 206765909
ARCOAIRE | HVH825GKA3* | EA*4X37L17A*+WALLCON | *80CTL0701716A* | 24200 | 21400 | 16.5 | 11 | 8.1 | 2 | 97 | 78 | 206765864
ARCOAIRE | HVH825GKA3* | EA*4X36L21A*+WALLCON | *80CTL0901716A* | 23600 | 21400 | 17.5 | 11 | 8.1 | 1.96 | 96 | 78 | 206765828
ARCOAIRE | HVH825GKA3* | EA*4X24L14A*+WALLCON | *80CTL0701412A* | 23400 | 22000 | 17 | 10.5 | 8.1 | 1.9 | 95 | 76 | 206765407
ARCOAIRE | HVH825GKA2* | EHD4X36AAL+WALLCON | *95CSU0802120A* | 24000 | 21400 | 16 | 10.5 | 8.1 | 1.98 | 96 | 78 | 206133986
ARCOAIRE | DLCURAH36ABK | EA*4X37L17A* | *80ESU0601716A | 36600 | 39500 | 15.5 | 10 | 8.5 | 2.04 | 74 | 89 | 212383391
COMFORTMAKER | DLCURAH36ABK | EA*4X42L24A* | *80VSL1102422A* | 35400 | 38500 | 16.5 | 10 | 8.1 | 1.88 | 76 | 91 | 211227888
COMFORTMAKER | DLCURAH24ABK | EA*4X36L21A* | *96VSN0801716A* | 24400 | 26200 | 16.5 | 10 | 8.5 | 1.86 | 73 | 85 | 211242313
COMFORTMAKER | DLCURAH24ABK | EA*4X36L21A* | *96VSN1002120A* | 24000 | 26000 | 17 | 10 | 8.5 | 1.9 | 73 | 88 | 211242295
COMFORTMAKER | DLCURAH24ABK | EA*4X36L17A* | *96VTN0601412A* | 23600 | 25800 | 16.5 | 10 | 8.5 | 1.94 | 73 | 91 | 211242045
COMFORTMAKER | DLCURAH24ABK | EA*4X30L14A* | *95ESN0601412A* | 24200 | 26600 | 15.5 | 10 | 8.5 | 1.86 | 73 | 86 | 211241291
COMFORTMAKER | DLCURAH24ABK | EA*4X30L14A* | *96VSN0601412A* | 23400 | 25800 | 16.5 | 10 | 8.5 | 2 | 74 | 94 | 211241258
COMFORTMAKER | DLCURAH24ABK | EA*4X25L17A* | *92ESN0401410A* | 24800 | 26000 | 15.5 | 10 | 8.5 | 1.76 | 73 | 82 | 211241169
COMFORTMAKER | CVH837GKA** | EA*4X48L21A*+WALLCON | *97CMN0602120A* | 32200 | 32800 | 17 | 11 | 8.1 | 1.96 | 97 | 77 | 204299340
COMFORTMAKER | CVH837GKA** | EA*4X48L24A*+WALLCON | *97CMN1202422A* | 32200 | 32600 | 17.5 | 11.7 | 8.5 | 1.98 | 96 | 77 | 204299410
TEMPSTAR | TVH848GKA2* | EN(A,D,W)4X48L21**+WALLCON | *80CSU0802120A* | 45000 | 47000 | 17.5 | 10 | 8.5 | 2.06 | 79 | 63 | 206774793
TEMPSTAR | TVH848GKA2* | EN(A,D,W)4X60L24**+WALLCON | *80CTL1352422A* | 45500 | 46000 | 17.5 | 10.5 | 8.5 | 2.02 | 78 | 62 | 206774379
TEMPSTAR | TVH848GKA2* | EN(A,D,W)4X48L21**+WALLCON | *80CTL1102120A* | 45000 | 47000 | 17.5 | 10 | 8.5 | 1.98 | 77 | 61 | 206774244
TEMPSTAR | TVH848GKA2* | EA*4X60L24A*+WALLCON | *80CTL0902120A* | 45500 | 45500 | 17.5 | 10 | 8.5 | 2.02 | 79 | 63 | 206773911
TEMPSTAR | TVH825GKA3* | EN(A,D)4X36L21**+WALLCON | *96CTN1002122B* | 23600 | 21400 | 16.5 | 11 | 8.1 | 1.92 | 97 | 78 | 214241984
KEEPRITE | N4H7T24*K*AAA* | EA*4X36L17A* | *96VTN0801716B* | 22200 | 23600 | 16 | 12.5 | 8.1 | 2.24 | 60 | 44 | 213168577
KEEPRITE | DLCURAH18ABK | EA*4X24L14A* | *80MS(N,L)0701412A* | 17600 | 18500 | 16.5 | 10.5 | 8.5 | 2.34 | 67 | 105 | 212978242
KEEPRITE | DLCURAH36ABK | EA*4X48L21A* | *80VSL0701716A* | 35600 | 37800 | 16 | 10 | 8.1 | 2.04 | 77 | 92 | 211228836
KEEPRITE | DLCURAH36ABK | EA*4X43L21A* | *95ESU1002122A* | 37400 | 39000 | 15.5 | 10 | 8.5 | 2.14 | 75 | 90 | 211228613
TEMPSTAR | DLCURAH18ABK | EN(A,D)4X30L17** | OMV098J12* | 18400 | 18900 | 16 | 11 | 8.5 | 2.2 | 67 | 97 | 211264688
TEMPSTAR | DLCURAH18ABK | FEM4P18**AL |  | 17400 | 18300 | 16 | 10.5 | 8.5 | 2.34 | 67 | 106 | 211264774
TEMPSTAR | DLCURAH18ABK | FM(C,U)4Z18**AL* |  | 17800 | 18700 | 17 | 11 | 9 | 2.4 | 67 | 106 | 211264982
TEMPSTAR | DLCURAH36ABK | EA*4X37L21A* | *96MSN1002120A* | 36600 | 38500 | 16 | 10 | 8.5 | 2.1 | 76 | 90 | 213080289
TEMPSTAR | DLCURAH36ABK | EA*4X42L24A* | *96MSN1002120A* | 35400 | 38500 | 16 | 10 | 8.1 | 1.88 | 76 | 91 | 213080313
KENMORE | (C,H,T)VH825GKA3* | EHD4X48AAL+WALLCON | *97CMN0801714B* | 24200 | 21400 | 16 | 10.5 | 8.1 | 2.02 | 96 | 78 | 213774653
KENMORE | (C,H,T)VH825GKA3* | EHD4X36AAL+WALLCON | *96CTN1202422B* | 24000 | 21400 | 16 | 10.5 | 8.1 | 1.98 | 96 | 78 | 213774383
KENMORE | (C,H,T)VH825GKA3* | EA*4X48L24A*+WALLCON | *97CMN1002122B* | 24200 | 21000 | 16.5 | 11 | 8.1 | 2.02 | 97 | 79 | 213773843
KENMORE | (C,H,T)VH837GKA2* | EA*4X61L21A*+WALLCON | *80CTL0451712B* | 33000 | 32400 | 17.5 | 11 | 8.1 | 1.96 | 98 | 78 | 213781543
KENMORE | (C,H,T)VH837GKA2* | EA*4X60L24A*+WALLCON | *96CTN1002122B* | 32800 | 31800 | 17.5 | 11.7 | 8.5 | 2 | 97 | 78 | 213781523
KENMORE | (C,H,T)VH837GKA2* | EA*4X60L24A*+WALLCON | *80CTL1102120B* | 32800 | 31800 | 18 | 11.5 | 8.5 | 2 | 97 | 78 | 213781483
KENMORE | (C,H,T)VH837GKA2* | EA*4X36L17A*+WALLCON | *80CTL0451712B* | 31200 | 33400 | 16.5 | 10.5 | 8.1 | 1.82 | 95 | 74 | 213780643
KENMORE | (C,H,T)VH837GKA** | EHD4X60AAL+WALLCON | *97CMN0801714B* | 32800 | 32600 | 16.5 | 11 | 8.1 | 1.98 | 97 | 77 | 213780393
KENMORE | (C,H,T)VH837GKA** | EHD4X60AAL+WALLCON | *80CTL1102120B* | 33000 | 32200 | 17 | 11.5 | 8.1 | 2.02 | 97 | 77 | 213780353
KENMORE | (C,H,T)VH837GKA** | EHD4X60AAL+WALLCON | *80CTL0701412B* | 32800 | 32400 | 17 | 11 | 8.1 | 1.98 | 98 | 77 | 213780313
KENMORE | (C,H,T)VH837GKA** | EHD4X42AAL+WALLCON | *96CTN1002122B* | 32600 | 33000 | 16.5 | 11 | 8.1 | 1.96 | 96 | 75 | 213780123
KENMORE | (C,H,T)VH837GKA** | EA*4X48L21A*+WALLCON | *97CMN1002122B* | 32400 | 32600 | 17.5 | 11.7 | 8.5 | 2 | 96 | 77 | 213779453
ACIQ | H4H7T24*K*AAA* | EA*4X25L17A* | *96VTN0801716A* | 23600 | 24000 | 16.5 | 12.5 | 8.1 | 2.22 | 58 | 43 | 213072449
ACIQ | DLCURAH24ABK | EA*4X30L17A* | *96VSN0801716A* | 24200 | 26400 | 16.5 | 10 | 8.5 | 1.9 | 73 | 87 | 213069757
ACIQ | DLCURAH24ABK | EN(A,D,W)4X36L17** | *96VSN0601412A* | 23600 | 25800 | 16.5 | 10 | 8.1 | 1.98 | 74 | 92 | 213071523
ACIQ | DLCURAH24ABK | EN(A,D)4X30L17** | *96VTN0801716A* | 24200 | 26200 | 16.5 | 10.5 | 8.1 | 1.9 | 73 | 88 | 213071357
ACIQ | DLCURAH24ABK | EN(A,D)4X30L17** | *80VTL0451412A* | 24200 | 26200 | 16.5 | 10.5 | 8.1 | 1.88 | 73 | 87 | 213071346
ACIQ | DLCURAH24ABK | EN(A,D)4X24L14** | *96VSN0601412A* | 23200 | 26400 | 16 | 10 | 8.5 | 2.04 | 73 | 93 | 213070928
ACIQ | DLCURAH24ABK | EA*4X37L17A* | *92ESN0601714A* | 24800 | 25600 | 17 | 10.5 | 8.5 | 1.8 | 74 | 84 | 213070612
TEMPSTAR | T4H7T36*K*AAA* | EA*4X43L21A* | *96CTN0802120A* | 35400 | 36000 | 16 | 11.7 | 8.1 | 2.14 | 62 | 49 | 210709446
TEMPSTAR | N4H7T24*K*AAA* | EA*4X24L17A* | *80VTL0701716B* | 22000 | 23800 | 16 | 12 | 8.1 | 2.24 | 60 | 44 | 213167522
TEMPSTAR | N4H7T24*K*AAA* | EA*4X24L17A* | *96VSN0801716B* | 22200 | 23800 | 16 | 12 | 8.1 | 2.26 | 60 | 45 | 213167741
TEMPSTAR | N4H7T24*K*AAA* | EA*4X25L17A* | *80VSL0901716B* | 23200 | 24200 | 16.5 | 12.5 | 8.1 | 2.34 | 60 | 45 | 213167847
TEMPSTAR | TVH848GKA** | EN(A,D,W)4X60L24**+WALLCON | *95CSU1002122A* | 45500 | 46000 | 17.5 | 10.5 | 8.5 | 2.02 | 78 | 62 | 210600177
TEMPSTAR | TVH848GKA2* | EN(A,D,W)4X60L24**+WALLCON | *95CSU1002122A* | 45500 | 46000 | 17.5 | 10.5 | 8.5 | 2.02 | 78 | 62 | 210470007
COMFORTMAKER | CVH825GKA3* | EHD4X36AAL+WALLCON | *80CTL0701412A* | 24000 | 21400 | 16.5 | 11 | 8.1 | 2 | 96 | 78 | 206767037
COMFORTMAKER | CVH837GKA2*+TSTAT | EN(A,D)4X48L24** | *96VSN0802120A* | 31800 | 47500 | 17.5 | 11.7 | 8.1 | 1.94 | 65 | 51 | 210464583
COMFORTMAKER | CVH837GKA2*+TSTAT | EHD4X36AAL | *80VSL0902420A* | 32000 | 48000 | 16.5 | 11 | 8.1 | 1.92 | 65 | 50 | 210466504
COMFORTMAKER | DLCURAH24AAK | EA*4X37L21A* | *92MSN0802120A* | 24800 | 24600 | 16.5 | 10 | 8.5 | 1.9 | 80 | 65 | 212984854
COMFORTMAKER | CVH848GKA** | EN(A,D,W)4X60L24**+WALLCON | *80CTL1102120A* | 45500 | 46500 | 17.5 | 10 | 8.5 | 2 | 78 | 62 | 204301408
KEEPRITE | DLCURAH36ABK | EN(A,D)4X48L24** | *92ESN1002122A* | 37600 | 39500 | 15.5 | 10.5 | 8.5 | 2.08 | 74 | 89 | 211230624
KEEPRITE | DLCURAH36ABK | EN(A,D)4X48L24** | *96VSN1002120A* | 36200 | 38500 | 16 | 10 | 8.1 | 2.02 | 76 | 90 | 211230706
KEEPRITE | DLCURAH36ABK | EN(A,D)4X48L24** | *96VSN1202422A* | 36000 | 38500 | 16 | 10 | 8.1 | 2.02 | 76 | 90 | 211230715
TEMPSTAR | DLCURAH24ABK | EA*4X36L17A* | *95ESN0601412A* | 24400 | 26600 | 15.5 | 10 | 8.5 | 1.84 | 73 | 84 | 211242029
TEMPSTAR | TVH825GKA2* | EA*4X36L17A*+WALLCON | *95CSU0601716B* | 23400 | 21600 | 16.5 | 10.5 | 8.1 | 1.94 | 96 | 77 | 213770854
TEMPSTAR | TVH825GKA2* | EA*4X36L17A*+WALLCON | *80CTL0701716B* | 23600 | 21400 | 16.5 | 11 | 8.1 | 1.94 | 97 | 78 | 213770834
TEMPSTAR | TVH825GKA2* | EA*4X30L17A*+WALLCON | *97CMN0801714B* | 23400 | 21600 | 16 | 10.5 | 8.1 | 1.9 | 96 | 77 | 213770774
TEMPSTAR | TVH825GKA2* | EA*4X25L17A*+WALLCON | *97CMN0801714B* | 24200 | 21400 | 16.5 | 11 | 8.1 | 2.02 | 96 | 78 | 213770654
TEMPSTAR | TVH837GKA** | EA*4X61L24A*+WALLCON | *80CTL1352422A* | 33200 | 32000 | 18 | 12 | 8.5 | 2.02 | 98 | 78 | 210600111
TEMPSTAR | TVH825GKA2* | EA*4X43L21A*+WALLCON | *97CMN0601714A* | 24200 | 21200 | 16.5 | 11 | 8.1 | 2 | 98 | 79 | 210599891
TEMPSTAR | TVH825GKA2* | EA*4X48L24A*+WALLCON | *96CTN1002122B* | 24200 | 21000 | 16.5 | 11 | 8.1 | 2.02 | 97 | 79 | 213771734
TEMPSTAR | TVH825GKA2* | EA*4X36L21A*+WALLCON | *97CMN0601714B* | 23400 | 21600 | 16 | 10.5 | 8.1 | 1.92 | 96 | 77 | 213770974
TEMPSTAR | TVH825GKA2* | EA*4X36L21A*+WALLCON | *80CTL0901716B* | 23600 | 21400 | 16.5 | 10.5 | 8.1 | 1.94 | 97 | 78 | 213770934
TEMPSTAR | TVH825GKA3* | EA*4X36L17A*+WALLCON | *95CSU0601716A* | 23400 | 21600 | 16.5 | 10.5 | 8.1 | 1.92 | 96 | 78 | 206767496
TEMPSTAR | TVH825GKA3* | EA*4X36L17A*+WALLCON | *80CTL0451712A* | 23400 | 21600 | 16 | 10.5 | 8.1 | 1.92 | 96 | 78 | 206765653
TEMPSTAR | DLCURAH36ABK | EA*4X37L21A* | *92ESN0801716A* | 36200 | 38500 | 16 | 10 | 8.5 | 2.08 | 75 | 90 | 211227011
AIRQUEST | HVH837GKA** | EA*4X61L24A*+WALLCON | *97CMN1202422A* | 33200 | 32000 | 17.5 | 11.7 | 8.5 | 2 | 98 | 78 | 210599320
AIRQUEST | DLCURAH36ABK | EN(A,D)4X48L24** | *96MSN1002122A* | 36000 | 38500 | 16.5 | 10 | 8.1 | 2.02 | 76 | 90 | 213080449
AIRQUEST | DLCURAH36ABK | EA*4X48L24A* | *96MSN0802120A* | 36000 | 38000 | 16 | 10 | 8.5 | 2.04 | 76 | 92 | 213080210
AIRQUEST | HVH825GKA3* | EA*4X43L21A*+WALLCON | *80CTL0451712B* | 24200 | 21200 | 16.5 | 10.5 | 8.1 | 2.02 | 97 | 79 | 213773568
AIRQUEST | HVH825GKA3* | EA*4X48L21A*+WALLCON | *80CTL1102120B* | 24000 | 21000 | 17 | 11 | 8.1 | 2.02 | 97 | 79 | 213773728
AIRQUEST | HVH825GKA3* | EA*4X48L21A*+WALLCON | *96CTN0801714B* | 24000 | 21000 | 16.5 | 11 | 8.1 | 2.02 | 97 | 79 | 213773788
AIRQUEST | HVH825GKA3* | EA*4X48L24A*+WALLCON | *80CTL0902120B* | 24200 | 21000 | 17 | 11 | 8.1 | 2.02 | 97 | 79 | 213773808
AIRQUEST | HVH825GKA3* | EHD4X42AAL+WALLCON | *96CTN0801714B* | 24000 | 21400 | 16 | 10.5 | 8.1 | 2 | 96 | 78 | 213774528
AIRQUEST | HVH825GKA3* | EHD4X48AAL+WALLCON | *80CTL0901716B* | 24400 | 21200 | 17 | 10.5 | 8.1 | 2.02 | 97 | 78 | 213774588
AIRQUEST | HVH825GKA3* | EHD4X48AAL+WALLCON | *97CMN0801714B* | 24200 | 21400 | 16 | 10.5 | 8.1 | 2.02 | 96 | 78 | 213774648
AIRQUEST | HVH825GKA3* | EA*4X43L21A*+WALLCON | *97CMN0601714A* | 24200 | 21200 | 16.5 | 11 | 8.1 | 2 | 98 | 79 | 210473197
AIRQUEST | DLCURAH24ABK | EN(A,D)4X24L14** | *96VSN0601412B* | 23200 | 26800 | 16.5 | 10 | 8.5 | 2.12 | 73 | 95 | 212973594
AIRQUEST | DLCURAH24ABK | EN(A,D)4X36L21** | *80VTL1102122B* | 23800 | 26400 | 17 | 10.5 | 8.5 | 1.98 | 73 | 91 | 212972425
AIRQUEST | DLCURAH24ABK | EN(A,D,W)4X36L17** | *80VTL0701716B* | 23600 | 26400 | 17 | 10.5 | 8.5 | 2.02 | 72 | 92 | 212971723
KEEPRITE | CVH837GKA2* | EA*4X36L21A*+WALLCON | *80CSU0401712A* | 31600 | 33200 | 17.5 | 11 | 8.1 | 1.86 | 94 | 73 | 210470084
KEEPRITE | CVH837GKA2* | EA*4X36L21A*+WALLCON | *80CSU1002120A* | 31400 | 33200 | 17 | 11 | 8.1 | 1.86 | 94 | 73 | 210470106
KEEPRITE | CVH825GKA2* | EA*4X25L17A*+WALLCON | *96CTN0601714A* | 24200 | 21400 | 16.5 | 11 | 8.1 | 2 | 97 | 78 | 204456460
KEEPRITE | CVH825GKA2* | EA*4X25L17A*+WALLCON | *80CTL0451712A* | 24200 | 21400 | 16.5 | 11 | 8.1 | 2 | 97 | 79 | 204456442
KEEPRITE | CVH825GKA2* | EA*4X24L17A*+WALLCON | *96CTN0601714A* | 23200 | 22000 | 16 | 10.5 | 8.1 | 1.88 | 96 | 77 | 204456388
KEEPRITE | C4H7T24*K*AAA* | EA*4X37L21A* | *80CTL0702120A* | 24200 | 24800 | 17 | 12.5 | 8.1 | 2.26 | 59 | 43 | 210703614
KEEPRITE | DLCURAH36ABK | EA*4X42L24A* | *80ES(N,L)0702116A* | 35200 | 38500 | 16 | 10 | 8.1 | 1.88 | 76 | 91 | 211227771
KEEPRITE | DLCURAH36ABK | EA*4X42L24A* | *80ES(N,L)0902420A* | 35400 | 38500 | 16 | 10 | 8.1 | 1.88 | 76 | 91 | 211227807
KEEPRITE | DLCURAH36ABK | EA*4X42L24A* | *80ES(N,L)1102420A* | 35400 | 38500 | 16.5 | 10 | 8.1 | 1.88 | 76 | 91 | 211227831
ARCOAIRE | DLCURAH24ABK | EA*4X36L17A* | *80MS(N,L)0701716A* | 23800 | 26200 | 17 | 10 | 8.5 | 1.98 | 73 | 91 | 212979159
ARCOAIRE | DLCURAH24ABK | EA*4X36L21A* | *80MS(N,L)0902116A* | 23400 | 26000 | 17.5 | 10 | 8.5 | 2.04 | 73 | 94 | 212980259
ARCOAIRE | DLCURAH18ABK | FEM4P24**AL |  | 17300 | 18200 | 16 | 10.5 | 8.5 | 2.34 | 68 | 107 | 211264784
ARCOAIRE | DLCURAH18ABK | FXM4X18**AL |  | 17800 | 18300 | 16.5 | 10.5 | 8.5 | 2.22 | 67 | 101 | 211264861
KENMORE | N4H5S24*K*AAA* | FMA4X30**AL* |  | 25000 | 23600 | 15.2 | 12.5 | 8.1 | 2.24 | 64 | 48 | 210099416
KENMORE | (C,H,T)4H7T24*K*AAA* | EA*4X25L17A*+WALLCON | *96CTN0801714B* | 23000 | 24000 | 16.5 | 12.5 | 8.1 | 2.32 | 60 | 45 | 213755002
KENMORE | (C,H,T)VH825GKA2* | EA*4X48L21A*+WALLCON | *97CMN0801714B* | 24000 | 21000 | 16.5 | 11 | 8.1 | 2 | 97 | 79 | 213771633
TEMPSTAR | TVH837GKA2* | EA*4X42L21A*+WALLCON | *80CTL0701716A* | 31800 | 33200 | 17 | 11 | 8.1 | 1.88 | 95 | 74 | 206771396
ACIQ | DLCURAH24ABK | EA*4X37L17A* | *95ESN0401712A* | 24400 | 26000 | 15.2 | 10 | 8.5 | 1.78 | 74 | 83 | 213070549
TEMPSTAR | DLCURAH36ABK | EN(A,D,W)4X48L21** | *96MSN1002122A* | 36000 | 38500 | 16.5 | 10 | 8.1 | 2.02 | 76 | 90 | 213080446
TEMPSTAR | TVH837GKA2*+TSTAT | EA*4X36L21A* | *96VTN1002122A* | 31000 | 47500 | 17 | 11 | 8.1 | 1.86 | 64 | 50 | 210457772
TEMPSTAR | DLCURAH36ABK | EA*4X37L21A* | *80ESU1002120A* | 36200 | 38500 | 16 | 10 | 8.5 | 2.08 | 75 | 90 | 211226940
TEMPSTAR | DLCURAH36ABK | EA*4X37L21A* | *80ESU0601716A | 37000 | 38500 | 16 | 10 | 8.5 | 2.12 | 76 | 90 | 211226918
TEMPSTAR | DLCURAH36ABK | EA*4X37L21A* | *80ES(N,L)0901714A* | 36800 | 38500 | 16 | 10 | 8.5 | 2.1 | 76 | 90 | 211226823
TEMPSTAR | DLCURAH36ABK | EA*4X43L21A* | *96MSN1002120A* | 36600 | 38500 | 16 | 10 | 8.5 | 2.1 | 76 | 90 | 213080325
ACIQ | DLCURAH24ABK | EA*4X36L21A* | *80ES(N,L)0702116A* | 24400 | 26200 | 17 | 10 | 8.5 | 1.86 | 73 | 85 | 213070330
ACIQ | DLCURAH18ABK | EA*4X25L17A* | *95ESN0401410A* | 18300 | 18200 | 16 | 10.5 | 8.5 | 2.12 | 68 | 96 | 213072201
ACIQ | DLCURAH18ABK | EA*4X24L17A* | *80VSL0451412A* | 17700 | 18600 | 16 | 10.5 | 8.5 | 2.28 | 67 | 103 | 213072154
ACIQ | DLCURAH24ABK | FEM4P30**AL |  | 24000 | 26200 | 17 | 10 | 8.5 | 1.94 | 73 | 89 | 213071969
ACIQ | DLCURAH24ABK | EN(A,D,W)4X36L17** | *92ESN0401410A* | 24000 | 26600 | 15.2 | 10 | 8.1 | 1.86 | 73 | 86 | 213071682
ACIQ | DLCURAH24ABK | EN(A,D,W)4X36L17** | *92ESN0601412A* | 23400 | 25800 | 17 | 10 | 8.1 | 2 | 73 | 93 | 213071653
ACIQ | DLCURAH36ABK | EN(A,D,W)4X42L21** | *95ESN1002122A* | 36600 | 40000 | 15.2 | 10 | 8.1 | 1.92 | 74 | 88 | 213075373
ACIQ | DLCURAH36ABK | END4X42L17** | *92ESN0601714A* | 35800 | 39000 | 16 | 10 | 8.1 | 1.96 | 75 | 90 | 213075360
ARCOAIRE | DLCURAH18ABK | EA*4X25L17A* | *92ESN0601412A* | 18700 | 18500 | 16.5 | 11 | 8.5 | 2.12 | 67 | 94 | 211261022
ARCOAIRE | DLCURAH18ABK | EN(A,D)4X18L14** | *80VTL0451412A* | 17400 | 18400 | 16 | 10.5 | 8.5 | 2.34 | 67 | 105 | 211262290
ARCOAIRE | HVH837GKA2* | EA*4X48L24A*+WALLCON | *80CTL1352422B* | 32400 | 32400 | 17.5 | 11.7 | 8.5 | 2 | 97 | 77 | 213781419
ARCOAIRE | HVH837GKA2* | EA*4X48L21A*+WALLCON | *95CSU0601716B* | 32200 | 32600 | 17 | 11 | 8.1 | 1.96 | 97 | 77 | 213781329
ARCOAIRE | N5H5S24*K*AAA* | FMA5X30**AL* |  | 24000 | 23600 | 16.5 | 13 | 8.5 | 2.26 | 64 | 49 | 214424081
ARCOAIRE | DLCURAH18ABK | EA*4X25L17A* | *96MSN0401712A* | 17700 | 17700 | 15.5 | 10.5 | 8.1 | 2.14 | 68 | 101 | 212986683
ARCOAIRE | DLCURAH18ABK | EN(A,D)4X18L14** | *96MSN0601412A* | 17400 | 18600 | 16 | 10.5 | 8.5 | 2.38 | 67 | 106 | 212987041
ARCOAIRE | DLCURAH18ABK | EA*4X30L17A* | *95MSU0401712A* | 17400 | 18000 | 16 | 10.5 | 8.5 | 2.26 | 68 | 104 | 212988809
ARCOAIRE | DLCURAH24ABK | FEM4X30**BL |  | 24000 | 26200 | 17 | 10 | 8.5 | 1.94 | 73 | 89 | 211245819
KENMORE | N4H7T36*K*AAA* | EA*4X43L21A* | *96VTN0601714A* | 35000 | 36000 | 15.5 | 11.7 | 8.1 | 2.1 | 62 | 49 | 207869640
ARCOAIRE | DLCURAH18ABK | FJMA4*18L*A* |  | 18000 | 19000 | 15.5 | 10.5 | 8.5 | 2.28 | 67 | 101 | 211264738
ARCOAIRE | DLCURAH36ABK | EA*4X42L24A* | *96MSN1002120A* | 35400 | 38500 | 16 | 10 | 8.1 | 1.88 | 76 | 91 | 213080307
ARCOAIRE | HVH825GKA3* | EA*4X42L24A*+WALLCON | *80CTL1102120B* | 23800 | 21400 | 16.5 | 11 | 8.1 | 1.96 | 96 | 78 | 213773509
ARCOAIRE | HVH848GKA2* | EA*4X48L24A*+WALLCON | *80CSU0802120A* | 45000 | 46500 | 17.5 | 10 | 8.5 | 2.04 | 78 | 62 | 206774707
ARCOAIRE | HVH848GKA2* | EA*4X60L24A*+WALLCON | *97CMN0802120A* | 45500 | 46000 | 17 | 10 | 8.5 | 2 | 78 | 63 | 206773933
ARCOAIRE | HVH848GKA2* | EA*4X61L24A*+WALLCON | *96CTN0802120A* | 46000 | 46000 | 17.5 | 10 | 8.5 | 2.02 | 79 | 63 | 206774140
KENMORE | (C,H,T)VH825GKA3* | EA*4X43L21A*+WALLCON | *80CTL0702120B* | 24400 | 21200 | 16.5 | 11 | 8.5 | 2.02 | 97 | 78 | 214570616
KENMORE | (C,H,T)VH825GKA3* | EA*4X43L21A*+WALLCON | *95CSU1002122B* | 24400 | 21200 | 17 | 11 | 8.5 | 2.04 | 97 | 78 | 214570636
ARCOAIRE | DLCURAH18ABK | EA*4X25L17A* | *96VSN0601412B* | 17800 | 17600 | 16.5 | 10.5 | 8.1 | 2.14 | 68 | 101 | 212973325
ARCOAIRE | DLCURAH18ABK | EN(A,D)4X30L17** | *80VTL0701716B* | 17700 | 18200 | 16 | 11 | 8.1 | 2.24 | 68 | 102 | 212971493
ARCOAIRE | HVH837GKA2*+TSTAT | EA*4X43L21A* | *96VTN0801716A* | 32200 | 47500 | 17 | 11 | 8.1 | 1.96 | 65 | 52 | 210459852
ARCOAIRE | DLCURAH18ABK | EA*4X24L14A* | *95ESN0601412A* | 17800 | 18700 | 16 | 10.5 | 8.5 | 2.28 | 67 | 102 | 211260141
ARCOAIRE | HVH837GKA2*+TSTAT | EA*4X61L21A* | *96VTN1002120A* | 32600 | 46500 | 17.5 | 11.7 | 8.1 | 1.96 | 66 | 52 | 210461618
ARCOAIRE | HVH837GKA2*+TSTAT | EA*4X61L21A* | *80VTL0902120A* | 33000 | 47000 | 18 | 11.7 | 8.1 | 1.98 | 65 | 52 | 210461429
TEMPSTAR | TVH825GKA3* | EN(A,D)4X48L24**+WALLCON | *80CTL1352422A* | 24200 | 21400 | 17 | 11.5 | 8.1 | 2.02 | 96 | 78 | 210474101
AIRQUEST | HVH825GKA3* | EA*4X36L21A*+WALLCON | *95CSU0802120B* | 23600 | 21400 | 16.5 | 10.5 | 8.1 | 1.94 | 97 | 78 | 214570381
AIRQUEST | HVH825GKA3* | EN(A,D,W)4X48L21**+WALLCON | *80CSU1002120A* | 24000 | 21400 | 16.5 | 11 | 8.1 | 2 | 96 | 78 | 210473941
AIRQUEST | HVH825GKA3* | EN(A,D,W)4X48L21**+WALLCON | *96CTN0601714A* | 24000 | 21400 | 16.5 | 11 | 8.1 | 2 | 97 | 78 | 210473974
AIRQUEST | HVH825GKA3* | EA*4X25L17A*+WALLCON | *97CMN0601714B* | 24200 | 20000 | 15.5 | 10.5 | 8.1 | 2 | 104 | 84 | 213772768
AIRQUEST | HVH825GKA3* | EA*4X30L17A*+WALLCON | *80CTL0901716B* | 23600 | 21400 | 16.5 | 11 | 8.1 | 1.92 | 97 | 78 | 213772868
AIRQUEST | DLCURAH36ABK | EA*4X42L24A* | *80ES(N,L)1352420A* | 35600 | 38500 | 16 | 10 | 8.1 | 1.9 | 76 | 91 | 211227838
AIRQUEST | DLCURAH36ABK | EA*4X42L24A* | *80ES(N,L)0902120A* | 36000 | 39500 | 16 | 10 | 8.1 | 1.92 | 74 | 89 | 211227790
AIRQUEST | HVH837GKA** | EA*4X43L21A*+WALLCON | *97CMN1002122A* | 33000 | 33000 | 17.5 | 11.7 | 8.5 | 2 | 96 | 76 | 205751195
AIRQUEST | HVH837GKA** | EA*4X43L21A*+WALLCON | *80CSU0401712A* | 33000 | 33000 | 17.5 | 11.5 | 8.5 | 2 | 96 | 76 | 206135725
KEEPRITE | CVH837GKA** | EA*4X48L21A*+WALLCON | *80CSU0601716A* | 32200 | 32600 | 17.5 | 11 | 8.1 | 1.98 | 97 | 77 | 206135779
KEEPRITE | CVH837GKA** | EA*4X36L17A*+WALLCON | *80CSU0401712A* | 31400 | 33200 | 17 | 11 | 8.1 | 1.86 | 94 | 73 | 206135649
KEEPRITE | CVH837GKA** | EHD4X42AAL+WALLCON | *97CMN1002122A* | 32600 | 33000 | 16.5 | 11 | 8.1 | 1.96 | 96 | 75 | 204300346
KEEPRITE | DLCURAH24ABK | EA*4X30L14A* | *96VSN0401410A* | 23600 | 26200 | 15.5 | 10 | 8.5 | 1.94 | 73 | 90 | 211241252
KEEPRITE | DLCURAH24ABK | EA*4X36L17A* | *95ESN0401410A* | 24400 | 26600 | 15.2 | 10 | 8.5 | 1.82 | 73 | 84 | 211242005
KEEPRITE | DLCURAH24ABK | EA*4X36L17A* | *80ES(N,L)0451712A* | 24200 | 26200 | 16.5 | 10 | 8.5 | 1.88 | 73 | 86 | 211242091
KEEPRITE | CVH837GKA** | EA*4X48L21A*+WALLCON | *80CTL1102120B* | 32400 | 32400 | 17.5 | 11.5 | 8.5 | 2 | 97 | 77 | 213779412
KEEPRITE | CVH837GKA** | EA*4X43L21A*+WALLCON | *96CTN0801714B* | 32800 | 32800 | 17.5 | 11 | 8.5 | 1.98 | 98 | 77 | 213779352
KEEPRITE | CVH848GKA2* | EA*4X60L24A*+WALLCON | *97CMN0802120B* | 45500 | 46000 | 17 | 10 | 8.5 | 2.02 | 78 | 63 | 213783502
KEEPRITE | CVH848GKA2* | EA*4X48L24A*+WALLCON | *95CSU1002122B* | 45000 | 46500 | 17.5 | 10 | 8.5 | 2.04 | 78 | 62 | 213783352
KEEPRITE | CVH848GKA2* | EA*4X48L24A*+WALLCON | *80CTL1352422B* | 45000 | 46500 | 17.5 | 10 | 8.5 | 2.02 | 78 | 62 | 213783332
KEEPRITE | C4H5S30*K*AAA* | FMA4X36**AL* |  | 28200 | 28200 | 15.2 | 12.5 | 8.1 | 2.18 | 61 | 46 | 209692157
KEEPRITE | CVH825GKA3* | EHD4X48AAL+WALLCON | *97CMN1202422B* | 24200 | 21200 | 16 | 10.5 | 8.1 | 2.02 | 97 | 78 | 213774672
KEEPRITE | CVH825GKA3* | EHD4X42AAL+WALLCON | *97CMN0801714B* | 24000 | 21400 | 16 | 10.5 | 8.1 | 2 | 96 | 78 | 213774482
KEEPRITE | CVH837GKA** | EHD4X60AAL+WALLCON | *80CTL0901716B* | 33000 | 32200 | 17.5 | 11.5 | 8.1 | 2 | 98 | 78 | 213780332
KEEPRITE | CVH837GKA** | EHD4X48AAL+WALLCON | *96CTN1202422B* | 32600 | 33000 | 17 | 11 | 8.1 | 1.98 | 96 | 75 | 213780292
KEEPRITE | CVH837GKA** | EHD4X60AAL+WALLCON | *97CMN0602120A* | 32800 | 32400 | 16.5 | 11 | 8.1 | 1.98 | 98 | 78 | 210597544
KEEPRITE | CVH837GKA** | EHD4X60AAL+WALLCON | *96CTN1002122A* | 33000 | 32200 | 17 | 11.5 | 8.1 | 2.02 | 97 | 77 | 210597538
KEEPRITE | CVH837GKA** | EHD4X60AAL+WALLCON | *80CSU0401712A* | 33000 | 32200 | 17 | 11.5 | 8.1 | 2 | 98 | 78 | 210597499
KEEPRITE | CVH837GKA** | EA*4X61L21A*+WALLCON | *80CSU1002120A* | 33200 | 32200 | 17.5 | 11.5 | 8.5 | 1.98 | 98 | 78 | 210597415
KEEPRITE | CVH837GKA** | EA*4X36L21A*+WALLCON | *80CSU1002120A* | 31400 | 33200 | 17 | 11 | 8.1 | 1.86 | 94 | 73 | 210597352
KEEPRITE | CVH837GKA2* | EHD4X36AAL+WALLCON | *80CSU0401712A* | 32200 | 33200 | 17 | 11 | 8.1 | 1.92 | 95 | 75 | 210471038
KEEPRITE | CVH837GKA2* | EA*4X60L24A*+WALLCON | *96CTN1002122A* | 32800 | 31800 | 17.5 | 11.7 | 8.5 | 2 | 97 | 78 | 210470349
ARCOAIRE | HVH848GKA** | EN(A,D,W)4X60L24**+WALLCON | *80CTL1102120A* | 45500 | 46500 | 17.5 | 10 | 8.5 | 2 | 78 | 62 | 204301407
ARCOAIRE | HVH837GKA2*+TSTAT | EHD4X42AAL | *80VSL0702120A* | 32000 | 48000 | 16 | 11 | 8.1 | 1.94 | 65 | 51 | 210467078
AIRQUEST | DLCURAH24ABK | EA*4X36L21A* | *80ES(N,L)0701716A* | 25000 | 26800 | 16.5 | 10 | 8.5 | 1.8 | 72 | 81 | 211242332
AIRQUEST | DLCURAH24ABK | EA*4X36L17A* | *92ESN0601714A* | 24400 | 26200 | 17 | 10 | 8.5 | 1.86 | 73 | 85 | 211242133
AIRQUEST | HVH837GKA** | EA*4X42L24A*+WALLCON | *97CMN1202422A* | 31800 | 33200 | 17 | 11 | 8.1 | 1.88 | 95 | 73 | 204299118
AIRQUEST | H5H6S24*K*AAA* | FMA5X30**AL* |  | 24000 | 23600 | 16.5 | 13 | 8.5 | 2.26 | 64 | 49 | 214424124
AIRQUEST | HVH824GKA** | EA*4X42L21A*+WALLCON | *96CTN0801714A* | 23600 | 22200 | 16 | 10 | 8.1 | 1.92 | 71 | 57 | 204291649
AIRQUEST | HVH825GKA3* | EA*4X37L21A*+WALLCON | *96CTN1002122A* | 24400 | 21200 | 16.5 | 11 | 8.5 | 2.04 | 97 | 78 | 206766025
KEEPRITE | C4H7T48*K*AAA* | EVD4X61M21A*+WALLCON | *80CTL0902120B* | 47000 | 51000 | 16 | 11.7 | 8.1 | 2.3 | 61 | 50 | 213677276
KEEPRITE | C4H7T48*K*AAA* | EVD4X61M21A* | *80VSL1102122B* | 47000 | 51000 | 16 | 11.7 | 8.1 | 2.32 | 60 | 49 | 213677212
KEEPRITE | C4H7T48*K*AAA* | EVD4X60M21A* | *80VTL1102122B* | 46000 | 50500 | 16 | 11.7 | 8.1 | 2.28 | 61 | 49 | 213676988
KEEPRITE | C4H7T48*K*AAA* | EVM4X60M21A*+WALLCON | *80CTL0902120B* | 46000 | 50000 | 16 | 11.7 | 8.1 | 2.3 | 61 | 49 | 213676100
KEEPRITE | C4H7T48*K*AAA* | EVM4X60M21A* | *80VSL1102122B* | 46000 | 50000 | 16 | 11.7 | 8.1 | 2.3 | 61 | 49 | 213676036
KEEPRITE | DLCURAH24ABK | EA*4X36L17A* | *92ESN0401712A* | 23800 | 26000 | 16 | 10 | 8.5 | 1.9 | 73 | 89 | 211242193
ARCOAIRE | HVH837GKA2* | EN(A,D,W)4X60L24**+WALLCON | *96CTN1202422A* | 32800 | 32200 | 18 | 12 | 8.1 | 1.98 | 97 | 76 | 210470935
KENMORE | (C,H,T)VH825GKA2* | EA*4X36L21A*+WALLCON | *97CMN0601714A* | 23400 | 21600 | 16 | 10.5 | 8.1 | 1.92 | 96 | 78 | 204456722
KENMORE | (C,H,T)VH837GKA** | EA*4X42L21A*+WALLCON | *80CTL0902120A* | 31800 | 33200 | 17.5 | 11.5 | 8.1 | 1.9 | 95 | 73 | 204298943
KENMORE | (C,H,T)VH825GKA2* | EA*4X37L17A*+WALLCON | *80CTL0451712B* | 24000 | 21600 | 16 | 10.5 | 8.1 | 1.98 | 96 | 78 | 213771033
KENMORE | (C,H,T)VH825GKA2* | EA*4X30L17A*+WALLCON | *96CTN0601714B* | 23400 | 21600 | 16 | 10.5 | 8.1 | 1.9 | 96 | 78 | 213770793
KENMORE | (C,H,T)VH837GKA2* | EA*4X42L21A*+WALLCON | *80CTL0901716A* | 31800 | 33000 | 17.5 | 11.7 | 8.5 | 1.9 | 95 | 74 | 206997683
KENMORE | (C,H,T)VH825GKA2* | EA*4X36L21A*+WALLCON | *95CSU0802120A* | 23600 | 21400 | 16.5 | 11 | 8.1 | 1.94 | 96 | 78 | 206133784
KENMORE | N4H7T24*K*AAA* | EA*4X36L21A* | *80VSL1102122B* | 22400 | 23800 | 16 | 12.5 | 8.1 | 2.26 | 60 | 44 | 213168757
KENMORE | N4H7T24*K*AAA* | EA*4X36L17A* | *96VTN0601716B* | 22400 | 23800 | 16 | 12 | 8.1 | 2.26 | 60 | 44 | 213168558
GRANDAIRE | WDLCURAH36ABK | WLA*374CA* | WFE*090C048C* | 36400 | 38000 | 16.5 | 10 | 8.5 | 1.88 | 77 | 92 | 213078408
GRANDAIRE | WDLCURAH36ABK | WLNC424BA* | WFST080B048A* | 35800 | 39000 | 15.5 | 10 | 8.1 | 1.88 | 76 | 90 | 213077447
GRANDAIRE | WDLCURAH36ABK | WLA*484DA* | WFSU100C060B* | 36000 | 38000 | 16.5 | 10 | 8.5 | 1.78 | 78 | 93 | 213075957
GRANDAIRE | WDLCURAH24ABK | WLA*304BA* | WFSU040B036B* | 23600 | 26400 | 16.5 | 10 | 8.5 | 1.96 | 72 | 90 | 212988672
GRANDAIRE | WDLCURAH36ABK | WLA*424DA* | WFSX120D066B* | 35200 | 38500 | 16 | 10 | 8.1 | 2.02 | 75 | 90 | 213080467
GRANDAIRE | WDLCURAH36ABK | WLA*424CA* | WFEU080C060B* | 35000 | 38500 | 16.5 | 10 | 8.1 | 1.9 | 76 | 91 | 213079236
GRANDAIRE | WDLCURAH36ABK | WLA*434CA* | WFE*110C060C* | 36600 | 38000 | 16.5 | 10 | 8.5 | 2.04 | 76 | 92 | 213078662
ARCOAIRE | DLCURAH24ABK | EN(A,D)4X30L14** | *96VSN0601412B* | 23400 | 26000 | 16.5 | 10 | 8.1 | 2.02 | 73 | 94 | 212973615
ARCOAIRE | N4H7T36*K*AAA* | EA*4X48L24A* | *96CTN0802120B* | 33400 | 34600 | 15.5 | 11.7 | 8.1 | 2.2 | 62 | 50 | 213743484
KENMORE | (C,H,T)VH848GKA2* | EN(A,D,W)4X48L21**+WALLCON | *97CMN1002122A* | 45000 | 47000 | 17.5 | 10 | 8.5 | 1.98 | 77 | 61 | 206997532
KENMORE | (C,H,T)VH848GKA2* | EA*4X48L24A*+WALLCON | *96CTN1202422A* | 44500 | 46500 | 17.5 | 10 | 8.5 | 2.02 | 78 | 62 | 206997490
KENMORE | (C,H,T)VH837GKA2* | EHD4X36AAL+WALLCON | *95CSU0802120A* | 32200 | 33200 | 16.5 | 11 | 8.1 | 1.94 | 95 | 74 | 210471027
KENMORE | (C,H,T)VH837GKA2*+TSTAT | EHD4X42AAL | *96VTN1002120A* | 31800 | 48000 | 16.5 | 11 | 8.1 | 1.94 | 64 | 51 | 210467388
KENMORE | (C,H,T)VH837GKA2*+TSTAT | EHD4X42AAL | *96VTN0802120A* | 32000 | 48000 | 16.5 | 11 | 8.1 | 1.94 | 65 | 51 | 210467377
KENMORE | (C,H,T)VH837GKA2*+TSTAT | EHD4X36AAL | *80VSL0702120A* | 31800 | 48000 | 16 | 11 | 8.1 | 1.9 | 64 | 50 | 210466485
KENMORE | (C,H,T)VH848GKA2* | EN(A,D,W)4X60L24**+WALLCON | *97CMN0602120B* | 45000 | 47000 | 17 | 10 | 8.5 | 1.96 | 78 | 62 | 214238301
KENMORE | (C,H,T)VH848GKA2* | EN(A,D,W)4X60L24**+WALLCON | *95CSU0802120B* | 45500 | 46500 | 17.5 | 10 | 8.5 | 2 | 78 | 62 | 214238281
KENMORE | (C,H,T)VH848GKA2* | EA*4X61L24A*+WALLCON | *80CTL0702120B* | 46000 | 46000 | 17.5 | 10 | 8.5 | 2.02 | 79 | 63 | 213783563
KENMORE | (C,H,T)VH848GKA2* | EA*4X48L24A*+WALLCON | *80CTL0902120B* | 44500 | 46500 | 17.5 | 10 | 8.5 | 2.02 | 78 | 62 | 213783313
KENMORE | (C,H,T)VH848GKA2* | EA*4X60L24A*+WALLCON | *95CSU0802120A* | 45500 | 45500 | 17.5 | 10 | 8.5 | 2.02 | 79 | 63 | 206997610
KENMORE | (C,H,T)VH848GKA2* | EA*4X60L24A*+WALLCON | *80CSU0802120A* | 45500 | 45500 | 17.5 | 10 | 8.5 | 2.04 | 79 | 63 | 206997590
KENMORE | (C,H,T)VH825GKA3* | EA*4X36L17A*+WALLCON | *97CMN0801714B* | 23400 | 21600 | 16.5 | 10.5 | 8.1 | 1.94 | 96 | 77 | 213773003
KENMORE | (C,H,T)VH825GKA3* | EA*4X36L17A*+WALLCON | *95CSU0601716B* | 23400 | 21600 | 16.5 | 10.5 | 8.1 | 1.94 | 96 | 77 | 213772983
KENMORE | (C,H,T)VH825GKA3* | EA*4X30L17A*+WALLCON | *80CTL0451712B* | 23400 | 21600 | 16 | 10.5 | 8.1 | 1.9 | 96 | 78 | 213772843
KENMORE | (C,H,T)VH825GKA3* | EA*4X30L14A*+WALLCON | *80CTL0701412B* | 23400 | 21600 | 16.5 | 11 | 8.1 | 1.92 | 96 | 77 | 213772823
KENMORE | (C,H,T)VH825GKA3* | EA*4X25L17A*+WALLCON | *96CTN0601714B* | 24200 | 21400 | 16.5 | 11 | 8.1 | 2 | 97 | 78 | 213772803
KENMORE | (C,H,T)VH825GKA3* | EA*4X24L17A*+WALLCON | *96CTN0801714B* | 23200 | 22200 | 16 | 10.5 | 8.1 | 1.9 | 95 | 76 | 213772713
ACIQ | HVH848GKA** | EN(A,D,W)4X60L24**+WALLCON | *80CSU0802120A* | 45500 | 46000 | 18 | 10.5 | 8.5 | 2.02 | 78 | 62 | 213067728
ACIQ | N4H7T24*K*AAA* | EA*4X37L21A* | *95MSU0401712A* | 23000 | 24200 | 16.5 | 12 | 8.1 | 2.34 | 60 | 45 | 213081129
ACIQ | H4H7T48*K*AAA* | EA*4X61L21A* | *96VTN1002122A* | 47000 | 47500 | 16.5 | 12.5 | 8.1 | 2.3 | 64 | 52 | 213081040
ACIQ | HVH837GKA** | EA*4X61L24A*+WALLCON | *80CTL0902120A* | 33200 | 32000 | 18 | 12 | 8.5 | 2 | 98 | 78 | 213081020
ACIQ | HVH837GKA2* | EN(A,D,W)4X60L24**+WALLCON | *80CTL1352422A* | 32800 | 32200 | 18 | 12 | 8.1 | 1.98 | 97 | 76 | 213081000
ACIQ | HVH837GKA2* | EN(A,D)4X48L24**+WALLCON | *80CTL0902120A* | 32400 | 33000 | 17.5 | 11.7 | 8.1 | 1.96 | 96 | 75 | 213080950
TEMPSTAR | TVH837GKA2* | EHD4X60AAL+WALLCON | *96CTN0801714A* | 32800 | 32600 | 16.5 | 11 | 8.1 | 1.98 | 97 | 77 | 210471209
TEMPSTAR | DLCURAH36ABK | EN(A,D,W)4X48L21** | *80VTL1102122A* | 37000 | 39500 | 16 | 10.5 | 8.1 | 2.06 | 74 | 89 | 211230091
TEMPSTAR | TVH825GKA3* | EN(A,D)4X48L24**+WALLCON | *96CTN1002122B* | 24200 | 21200 | 17 | 11.5 | 8.1 | 2.02 | 97 | 78 | 214242384
TEMPSTAR | TVH837GKA** | EHD4X60AAL+WALLCON | *96CTN0801714A* | 32800 | 32600 | 16.5 | 11 | 8.1 | 1.98 | 97 | 77 | 210600136
TEMPSTAR | TVH837GKA** | EA*4X61L21A*+WALLCON | *80CSU1002120A* | 33200 | 32200 | 17.5 | 11.5 | 8.5 | 1.98 | 98 | 78 | 210600097
TEMPSTAR | TVH825GKA3* | EN(A,D,W)4X48L21**+WALLCON | *97CMN0802120B* | 24200 | 21200 | 17 | 11.5 | 8.1 | 2.02 | 97 | 78 | 214571257
TEMPSTAR | TVH825GKA3* | EA*4X37L21A*+WALLCON | *96CTN0802120B* | 24400 | 21200 | 17 | 11 | 8.5 | 2.04 | 97 | 78 | 214570487
TEMPSTAR | TVH825GKA3* | EA*4X37L21A*+WALLCON | *97CMN0602120B* | 24400 | 21200 | 16.5 | 11 | 8.5 | 2.02 | 97 | 79 | 214570467
TEMPSTAR | TVH825GKA3* | EA*4X37L21A*+WALLCON | *95CSU0802120B* | 24400 | 21200 | 16.5 | 11 | 8.5 | 2.02 | 97 | 78 | 214570447
TEMPSTAR | TVH825GKA3* | EA*4X36L21A*+WALLCON | *96CTN0802120B* | 23600 | 21400 | 16.5 | 11 | 8.1 | 1.94 | 96 | 78 | 214570427
TEMPSTAR | DLCURAH18ABK | EN(A,D)4X30L14** | *92MSN0601412A* | 17400 | 17900 | 16 | 11 | 8.1 | 2.24 | 68 | 104 | 212983726
TEMPSTAR | TVH837GKA2* | EHD4X36AAL+WALLCON | *97CMN1002122A* | 32200 | 33200 | 16.5 | 11 | 8.1 | 1.94 | 95 | 75 | 206772621
TEMPSTAR | TVH837GKA2* | EA*4X48L21A*+WALLCON | *96CTN0801714A* | 32200 | 32800 | 17 | 11 | 8.1 | 1.96 | 97 | 77 | 206771801
COMFORTMAKER | DLCURAH24ABK | FEM4P30**AL |  | 24000 | 26200 | 17 | 10 | 8.5 | 1.94 | 73 | 89 | 211245796
COMFORTMAKER | DLCURAH18ABK | F5MA4*24L*B* |  | 18100 | 18600 | 16 | 10.5 | 8.5 | 2.24 | 67 | 100 | 213353741
COMFORTMAKER | CVH825GKA3* | EHD4X48AAL+WALLCON | *80CTL0701412A* | 24400 | 21200 | 17 | 11 | 8.1 | 2.02 | 97 | 78 | 210474630
COMFORTMAKER | CVH837GKA2* | EHD4X60AAL+WALLCON | *80CTL0701412A* | 32800 | 32400 | 17 | 11 | 8.1 | 2 | 97 | 77 | 210471293
COMFORTMAKER | CVH837GKA** | EA*4X61L21A*+WALLCON | *80CTL0901716A* | 33200 | 32000 | 18 | 12 | 8.5 | 2 | 98 | 78 | 210597419
COMFORTMAKER | CVH837GKA2* | EA*4X61L21A*+WALLCON | *95CSU1002122A* | 33200 | 32000 | 18 | 11.5 | 8.5 | 2 | 98 | 78 | 210470391
COMFORTMAKER | DLCURAH24ABK | FM(C,U)4Z36**AL* |  | 24200 | 26600 | 18 | 10.5 | 9 | 1.92 | 73 | 86 | 211245963
COMFORTMAKER | DLCURAH24ABK | FM(C,U)4Z24**AL* |  | 23800 | 27200 | 17.5 | 10 | 9 | 2.18 | 72 | 95 | 211245941
COMFORTMAKER | DLCURAH24ABK | EN(A,D)4X36L21** | OMV112K14A | 24200 | 26400 | 16 | 10 | 8.1 | 1.88 | 73 | 87 | 211245776
COMFORTMAKER | DLCURAH24ABK | EA*4X25L17A* | OMV112K14A | 24800 | 25800 | 16 | 10 | 8.5 | 1.76 | 74 | 82 | 211241231
COMFORTMAKER | CVH825GKA3* | EN(A,D)4X24L17**+WALLCON | *96CTN0801714B* | 23200 | 22000 | 16 | 10.5 | 8.1 | 1.92 | 96 | 77 | 214241640
KEEPRITE | CVH848GKA2* | EA*4X48L24A*+WALLCON | *80CTL1352422A* | 45000 | 46500 | 17.5 | 10 | 8.5 | 2.04 | 78 | 62 | 206773819
KENMORE | (C,H,T)VH837GKA2* | EN(A,D)4X48L24**+WALLCON | *80CTL0902120A* | 32400 | 33000 | 17.5 | 11.7 | 8.1 | 1.96 | 96 | 75 | 206997780
KENMORE | (C,H,T)VH837GKA2* | EN(A,D,W)4X48L21**+WALLCON | *80CTL0701716A* | 32400 | 33000 | 17.5 | 11.5 | 8.1 | 1.94 | 96 | 76 | 206997765
KENMORE | (C,H,T)VH825GKA3* | EHD4X36AAL+WALLCON | *80CTL0701412A* | 24000 | 21400 | 16.5 | 11 | 8.1 | 2 | 96 | 78 | 206998473
KENMORE | (C,H,T)VH825GKA3* | EA*4X30L17A*+WALLCON | *80CTL0451712A* | 23400 | 21600 | 16 | 10.5 | 8.1 | 1.9 | 97 | 78 | 206998309
KENMORE | (C,H,T)VH837GKA2* | EHD4X42AAL+WALLCON | *95CSU1002122A* | 32600 | 33000 | 17 | 11 | 8.1 | 1.96 | 96 | 75 | 206997926
KENMORE | (C,H,T)VH837GKA2* | EHD4X48AAL+WALLCON | *80CTL1352422A* | 32600 | 33000 | 17 | 11 | 8.1 | 1.98 | 96 | 75 | 206997840
KENMORE | (C,H,T)VH825GKA2* | EN(A,D)4X48L24**+WALLCON | *96CTN1202422A* | 24200 | 21200 | 17 | 11.5 | 8.1 | 2.02 | 97 | 78 | 210595693
KENMORE | (C,H,T)VH825GKA2* | EHD4X42AAL+WALLCON | *80CTL0901716A* | 24200 | 21200 | 16.5 | 11 | 8.1 | 2.02 | 97 | 78 | 210595654
KENMORE | (C,H,T)VH825GKA2* | EA*4X48L21A*+WALLCON | *97CMN0602120A* | 24000 | 21000 | 16.5 | 11 | 8.1 | 2 | 98 | 79 | 210595636
KENMORE | (C,H,T)VH825GKA2* | EA*4X43L21A*+WALLCON | *95CSU1002122A* | 24400 | 21200 | 17 | 11 | 8.5 | 2.04 | 97 | 78 | 210595615
KENMORE | (C,H,T)VH825GKA2* | EA*4X43L21A*+WALLCON | *80CSU0601716A* | 24400 | 21200 | 17 | 11 | 8.5 | 2.02 | 97 | 78 | 210595608
KENMORE | (C,H,T)VH825GKA2* | EA*4X42L21A*+WALLCON | *96CTN0601714A* | 23600 | 21400 | 16.5 | 11 | 8.1 | 1.94 | 97 | 78 | 210595591
KENMORE | (C,H,T)VH825GKA3* | EN(A,D)4X48L24**+WALLCON | *95CSU0802120A* | 24200 | 21200 | 17 | 11.5 | 8.1 | 2.02 | 97 | 78 | 210474067
KENMORE | (C,H,T)VH825GKA3* | EN(A,D,W)4X48L21**+WALLCON | *80CTL0451712A* | 24000 | 21400 | 16.5 | 11 | 8.1 | 2 | 97 | 78 | 210473957
KENMORE | (C,H,T)VH825GKA3* | EN(A,D,W)4X48L21**+WALLCON | *95CSU0601716A* | 24000 | 21400 | 16.5 | 11 | 8.1 | 2 | 96 | 78 | 210473891
KENMORE | (C,H,T)VH825GKA3* | EA*4X43L21A*+WALLCON | *95CSU1002122A* | 24400 | 21200 | 17 | 11 | 8.5 | 2.04 | 97 | 78 | 210473114
KENMORE | (C,H,T)VH825GKA3* | EA*4X43L21A*+WALLCON | *95CSU0601716A* | 24400 | 21200 | 16.5 | 10.5 | 8.1 | 2.02 | 97 | 79 | 210473092
KENMORE | (C,H,T)VH825GKA2* | EA*4X37L17A*+WALLCON | *97CMN0601714A* | 24000 | 21600 | 16 | 10.5 | 8.1 | 1.98 | 96 | 78 | 204456859
KENMORE | (C,H,T)VH825GKA2* | EA*4X37L17A*+WALLCON | *80CTL0701716A* | 24200 | 21400 | 16.5 | 11 | 8.1 | 2 | 97 | 78 | 204456831
ACIQ | DLCURAH24ABK | EA*4X36L21A* | OMV112K14A | 24200 | 26200 | 16.5 | 10 | 8.5 | 1.86 | 73 | 86 | 213070440
ACIQ | DLCURAH24ABK | EA*4X36L21A* | *80ESU0401712A* | 24200 | 26000 | 17.5 | 10 | 8.5 | 1.9 | 73 | 88 | 213070238
ACIQ | DLCURAH24ABK | EA*4X24L17A* | OMV098J12* | 23400 | 26600 | 16.5 | 10 | 8.5 | 2.08 | 73 | 94 | 213069678
ACIQ | H4H7T24*K*AAA* | EA*4X37L21A* | OLV098A12* | 23800 | 24400 | 16 | 12.5 | 8.1 | 2.22 | 59 | 43 | 213068010
ACIQ | HVH825GKA3* | EA*4X37L21A*+WALLCON | *97CMN0801714A* | 24400 | 21200 | 16.5 | 11 | 8.1 | 2.02 | 97 | 79 | 213062972
ACIQ | HVH825GKA3* | EA*4X37L17A*+WALLCON | *96CTN0801714A* | 24200 | 21400 | 16.5 | 11 | 8.1 | 1.98 | 97 | 78 | 213062962
ACIQ | HVH825GKA3* | EA*4X30L17A*+WALLCON | *97CMN0801714A* | 23400 | 21600 | 16 | 10.5 | 8.1 | 1.9 | 96 | 78 | 213062938
ACIQ | HVH837GKA** | EHD4X48AAL+WALLCON | *80CSU1002120A* | 32600 | 33000 | 17 | 11 | 8.1 | 1.96 | 96 | 76 | 213062800
ACIQ | HVH825GKA3* | EN(A,D)4X48L24**+WALLCON | *96CTN1002122A* | 24200 | 21400 | 17 | 11.5 | 8.1 | 2.02 | 96 | 78 | 213067391
ACIQ | N4H7T36*K*AAA* | EA*4X43L21A* | *80CSU0802120A* | 35600 | 35800 | 16 | 12 | 8.1 | 2.16 | 62 | 49 | 213063766
ACIQ | H4H7T24*K*AAA* | EA*4X37L21A* | *95MSU1002122A* | 23600 | 24600 | 17 | 12.5 | 8.1 | 2.4 | 60 | 45 | 213081138
COMFORTMAKER | DLCURAH24ABK | EA*4X37L17A* | *92ESN0801716A* | 24800 | 25600 | 17 | 10.5 | 8.5 | 1.8 | 74 | 84 | 211243090
COMFORTMAKER | DLCURAH24ABK | EA*4X37L17A* | *96VTN0601714A* | 24400 | 25600 | 16.5 | 10 | 8.5 | 1.8 | 74 | 84 | 211243010
COMFORTMAKER | DLCURAH24ABK | EA*4X37L17A* | *95ESN0601412A* | 25000 | 26000 | 16 | 10 | 8.5 | 1.76 | 74 | 82 | 211242968
COMFORTMAKER | DLCURAH24ABK | EA*4X30L14A* | *96MSN0601412A* | 23400 | 26400 | 16.5 | 10 | 8.5 | 2.04 | 73 | 93 | 212986892
COMFORTMAKER | DLCURAH24ABK | EN(A,D)4X24L17** | *96MSN0261410A* | 23200 | 27000 | 16 | 10 | 8.5 | 2.08 | 72 | 93 | 212985838
COMFORTMAKER | DLCURAH24ABK | EA*4X37L17A* | *92MSN0401712A* | 23800 | 25800 | 16 | 10 | 8.5 | 1.86 | 74 | 88 | 212983189
COMFORTMAKER | DLCURAH36ABK | EA*4X48L24A* | *80MSU0601716A* | 35600 | 37800 | 17 | 10 | 8.5 | 2.02 | 76 | 92 | 212982605
COMFORTMAKER | DLCURAH36ABK | EA*4X48L24A* | OLV154F20A | 37400 | 39000 | 15.2 | 10 | 8.5 | 2.14 | 75 | 90 | 211229642
COMFORTMAKER | CVH837GKA2* | EN(A,D,W)4X60L24**+WALLCON | *96CTN1002122B* | 32800 | 32200 | 18.5 | 12 | 8.1 | 1.98 | 97 | 76 | 214239408
COMFORTMAKER | CVH837GKA2* | EHD4X42AAL+WALLCON | *80CTL0902120A* | 32400 | 33200 | 16.5 | 11 | 8.1 | 1.96 | 95 | 75 | 206772716
COMFORTMAKER | DLCURAH24ABK | EN(A,D)4X24L17** | *96VSN0801716A* | 23800 | 26800 | 16 | 10 | 8.5 | 1.92 | 73 | 87 | 211243894
COMFORTMAKER | CVH848GKA2* | EN(A,D,W)4X60L24**+WALLCON | *80CTL1102120A* | 45500 | 46500 | 17.5 | 10 | 8.5 | 2 | 78 | 62 | 206774438
COMFORTMAKER | CVH848GKA2* | EHD4X60AAL+WALLCON | *80CTL1352422A* | 46000 | 46000 | 17 | 10 | 8.5 | 2.06 | 78 | 62 | 206774591
COMFORTMAKER | CVH848GKA2* | EA*4X60L24A*+WALLCON | *95CSU1002122A* | 45500 | 45500 | 17.5 | 10 | 8.5 | 2.04 | 79 | 63 | 206774914
COMFORTMAKER | CVH837GKA2* | EHD4X48AAL+WALLCON | *95CSU0601716B* | 32400 | 33000 | 17.5 | 11 | 8.1 | 1.96 | 96 | 76 | 213782120
COMFORTMAKER | CVH837GKA2* | EHD4X60AAL+WALLCON | *80CTL0902120B* | 33000 | 32200 | 17 | 11.5 | 8.1 | 2.02 | 97 | 77 | 213782250
COMFORTMAKER | CVH837GKA2* | EHD4X60AAL+WALLCON | *97CMN0601714B* | 32800 | 32400 | 17 | 11 | 8.1 | 1.98 | 98 | 78 | 213782290
COMFORTMAKER | CVH837GKA2* | EHD4X60AAL+WALLCON | *97CMN1002122B* | 33000 | 32200 | 17 | 11.5 | 8.1 | 2.02 | 97 | 77 | 213782310
COMFORTMAKER | CVH837GKA2* | EHD4X60AAL+WALLCON | *96CTN0601714B* | 32800 | 32400 | 17 | 11 | 8.1 | 1.98 | 98 | 78 | 213782330
COMFORTMAKER | DLCURAH24ABK | EA*4X24L17A* | *80MSU0601716A* | 23400 | 26200 | 17 | 10 | 9 | 2.2 | 73 | 99 | 214229128
COMFORTMAKER | DLCURAH24ABK | F5MA4*30L*B* |  | 24800 | 26000 | 17 | 10.5 | 9 | 1.82 | 73 | 84 | 213353781
COMFORTMAKER | DLCURAH24ABK | EA*4X36L21A* | *95MSU0401712A* | 23400 | 26000 | 17 | 10 | 8.5 | 2.02 | 73 | 94 | 212988690
COMFORTMAKER | DLCURAH24ABK | EN(A,D)4X36L21** | *96MSN0802120A* | 23600 | 26400 | 17 | 10.5 | 8.5 | 2.02 | 72 | 92 | 212987824
COMFORTMAKER | CVH837GKA2* | EA*4X36L21A*+WALLCON | *80CTL0902120A* | 31600 | 33200 | 17 | 11 | 8.1 | 1.86 | 94 | 73 | 206771068
COMFORTMAKER | DLCURAH36ABK | EA*4X43L21A* | *92MSN0802120A* | 36800 | 38500 | 16.5 | 10 | 8.5 | 2.08 | 76 | 90 | 213079684
COMFORTMAKER | DLCURAH24ABK | EA*4X25L17A* | *80ES(N,L)0901714A* | 25200 | 25800 | 17 | 10.5 | 8.5 | 1.76 | 73 | 81 | 211241102
COMFORTMAKER | DLCURAH24ABK | EA*4X25L17A* | *95ESN0401712A* | 24600 | 25800 | 15.2 | 10 | 8.5 | 1.76 | 74 | 82 | 211241003
COMFORTMAKER | DLCURAH24ABK | EA*4X24L14A* | *95ESN0601412A* | 24000 | 27200 | 15.5 | 10 | 8.5 | 1.92 | 72 | 87 | 211240281
TEMPSTAR | DLCURAH36ABK | EN(A,D)4X48L24** | *96VTN0802120A* | 35600 | 38500 | 16 | 10 | 8.1 | 2 | 76 | 90 | 211230758
TEMPSTAR | DLCURAH36ABK | EN(A,D)4X48L24** | *95ESN1002120A* | 36800 | 39500 | 16 | 10.5 | 8.1 | 2.06 | 74 | 89 | 211230658
COMFORTMAKER | N4H7T36*K*AAA* | EA*4X48L24A* | *96CTN0802120B* | 33400 | 34600 | 15.5 | 11.7 | 8.1 | 2.2 | 62 | 50 | 213743485
COMFORTMAKER | DLCURAH24ABK | EN(A,D,W)4X36L17** | *80MSU1002120A* | 23800 | 26400 | 16.5 | 10.5 | 8.5 | 1.98 | 73 | 91 | 212981801
COMFORTMAKER | DLCURAH24ABK | EN(A,D)4X24L17** | *80MSU1002120A* | 23200 | 27000 | 16 | 10 | 8.5 | 2.08 | 72 | 93 | 212981777
COMFORTMAKER | N4H7T36*K*AAA* | EA*4X43L21A* | *80VTL0902120B* | 34600 | 35200 | 16 | 12 | 8.1 | 2.24 | 62 | 51 | 213173564
COMFORTMAKER | N4H7T36*K*AAA* | EA*4X37L21A* | *96VTN0802120B* | 34400 | 35200 | 15.5 | 12 | 8.1 | 2.22 | 62 | 50 | 213172955
AIRQUEST | HVH837GKA2* | EN(A,D,W)4X48L21**+WALLCON | *80CTL0701716A* | 32400 | 33000 | 17.5 | 11.5 | 8.1 | 1.94 | 96 | 76 | 206772227
AIRQUEST | HVH837GKA2* | EA*4X48L24A*+WALLCON | *80CSU1002120A* | 32200 | 32600 | 17.5 | 11 | 8.5 | 1.98 | 96 | 77 | 206773182
AIRQUEST | HVH837GKA2* | EA*4X36L21A*+WALLCON | *96CTN0801714A* | 31400 | 33400 | 17 | 11 | 8.1 | 1.84 | 94 | 73 | 206771084
AIRQUEST | HVH837GKA** | EN(A,D)4X36L21**+WALLCON | *96CTN0802120B* | 31400 | 33000 | 17 | 11 | 8.1 | 1.84 | 94 | 73 | 214573361
AIRQUEST | HVH837GKA** | EN(A,D,W)4X42L21**+WALLCON | *95CSU0802120B* | 31800 | 33000 | 17 | 11 | 8.1 | 1.88 | 95 | 75 | 214573381
AIRQUEST | HVH837GKA** | EN(A,D,W)4X42L21**+WALLCON | *97CMN0602120B* | 31600 | 33200 | 16.5 | 11 | 8.1 | 1.86 | 95 | 74 | 214573401
AIRQUEST | N4H7T24*K*AAA* | EA*4X37L21A* | *96CTN0801714B* | 23000 | 24000 | 16 | 13 | 8.1 | 2.34 | 60 | 45 | 213753952
AIRQUEST | HVH837GKA2* | EA*4X61L24A*+WALLCON | *95CSU1002122B* | 33200 | 31800 | 18.5 | 11.5 | 8.5 | 2 | 98 | 78 | 214574171
AIRQUEST | HVH837GKA2* | EA*4X61L24A*+WALLCON | *97CMN0802120B* | 33200 | 31800 | 17.5 | 11.5 | 8.5 | 2 | 98 | 78 | 214574191
AIRQUEST | H4H7T36*K*AAA* | EA*4X37L21A* | *96CTN0802120A* | 35400 | 36000 | 16 | 11.7 | 8.1 | 2.14 | 62 | 49 | 210704846
AIRQUEST | HVH848GKA2* | EA*4X48L24A*+WALLCON | *96CTN1202422B* | 44500 | 46500 | 17.5 | 10 | 8.5 | 2.02 | 78 | 62 | 213783418
AIRQUEST | HVH848GKA2* | EA*4X48L21A*+WALLCON | *80CTL0902120B* | 44500 | 46500 | 17.5 | 10 | 8.5 | 2.02 | 78 | 62 | 213783208
KEEPRITE | CVH837GKA** | EHD4X60AAL+WALLCON | *95CSU1002122B* | 33000 | 32000 | 18 | 11.5 | 8.5 | 2.02 | 98 | 78 | 214573275
KEEPRITE | CVH837GKA** | EHD4X60AAL+WALLCON | *97CMN0802120B* | 33000 | 32200 | 17 | 11.5 | 8.5 | 2 | 98 | 77 | 214573295
KEEPRITE | CVH837GKA** | EHD4X60AAL+WALLCON | *80CTL0702120B* | 33000 | 32200 | 17 | 11 | 8.5 | 2 | 98 | 78 | 214573255
KEEPRITE | CVH837GKA** | EHD4X48AAL+WALLCON | *97CMN0802120B* | 32600 | 32800 | 17 | 11 | 8.5 | 1.98 | 96 | 76 | 214573235
KEEPRITE | N4H7T24*K*AAA* | EA*4X36L21A* | *80CTL0701716B* | 22400 | 23800 | 16 | 12.5 | 8.1 | 2.26 | 60 | 44 | 213753328
KEEPRITE | N4H7T24*K*AAA* | EA*4X37L21A* | *96CTN0601714B* | 23000 | 24200 | 16.5 | 12.5 | 8.1 | 2.34 | 60 | 45 | 213753933
KEEPRITE | CVH837GKA2* | EA*4X60L24A*+WALLCON | *97CMN0602120B* | 32600 | 31800 | 17.5 | 11 | 8.5 | 1.96 | 98 | 79 | 214574065
KEEPRITE | C4H7T48*K*AAA* | F5MA4*48L*C* |  | 46500 | 47500 | 16 | 12.5 | 8.1 | 2.34 | 62 | 51 | 213310420
SMART COMFORT | DLCURAH18ABK | EA*4X25L17A* | *80MSU0601716A* | 18200 | 18000 | 16.5 | 11 | 8.5 | 2.12 | 68 | 97 | 214228999
SMART COMFORT | DLCURAH18ABK | EA*4X24L17A* | *96MSN0601716A* | 17200 | 18100 | 16 | 10.5 | 8.5 | 2.32 | 68 | 107 | 214279743
SMART COMFORT | DLCURAH24AAK | EA*4X25L17A* | *96VTN0801716A* | 24800 | 25000 | 16 | 10 | 8.1 | 1.88 | 80 | 64 | 211635976
SMART COMFORT | DLCURAH18ABK | EA*4X19L17A* | *80VSL0451412B* | 18200 | 18100 | 16.5 | 11 | 8.5 | 2.14 | 68 | 98 | 212969514
SMART COMFORT | DLCURAH18ABK | EA*4X24L17A* | *80VSL0451412B* | 17700 | 18600 | 16.5 | 10.5 | 8.5 | 2.32 | 67 | 104 | 212969534
SMART COMFORT | DLCURAH18ABK | EA*4X30L14A* | *80VSL0451412B* | 17800 | 18400 | 16.5 | 10.5 | 8.5 | 2.26 | 67 | 102 | 212969554
SMART COMFORT | DLCURAH18ABK | EN(A,D)4X24L14** | *80VSL0451412B* | 17700 | 18700 | 16.5 | 11 | 8.5 | 2.3 | 67 | 102 | 212969574
SMART COMFORT | DLCURAH18ABK | EN(A,D)4X24L17** | *80VTL0701716B* | 17500 | 18500 | 16 | 10.5 | 8.5 | 2.3 | 67 | 104 | 212971487
SMART COMFORT | DLCURAH18ABK | EA*4X24L14A* | *96VSN0401410B* | 17200 | 18200 | 16 | 10 | 8.5 | 2.34 | 68 | 107 | 212972680
SMART COMFORT | DLCURAH18ABK | EN(A,D)4X30L14** | *96VSN0601412B* | 17400 | 18000 | 16 | 11 | 8.1 | 2.24 | 68 | 104 | 212973390
SMART COMFORT | DLCURAH24ABK | EN(A,D)4X24L17** | *80MS(N,L)0701412A* | 23200 | 26800 | 17 | 10 | 8.5 | 2.14 | 72 | 95 | 212978183
SMART COMFORT | DLCURAH24ABK | EA*4X36L17A* | *80MS(N,L)0701716A* | 23800 | 26200 | 17 | 10 | 8.5 | 1.98 | 73 | 91 | 212979164
SMART COMFORT | DLCURAH24ABK | EN(A,D,W)4X36L17** | *80MS(N,L)0701716A* | 23600 | 26400 | 17 | 10.5 | 8.5 | 2.02 | 72 | 92 | 212979236
COMFORTMAKER | CVH837GKA2* | EA*4X48L24A*+WALLCON | *96CTN1202422B* | 32400 | 32400 | 17.5 | 11.7 | 8.5 | 2 | 97 | 77 | 213781460
COMFORTMAKER | CVH837GKA2* | EA*4X48L24A*+WALLCON | *97CMN1202422B* | 32200 | 32600 | 17.5 | 11.7 | 8.5 | 2 | 96 | 77 | 213781440
COMFORTMAKER | CVH848GKA2* | EN(A,D)4X48L24**+WALLCON | *97CMN1202422B* | 45000 | 47000 | 17 | 10 | 8.5 | 1.98 | 77 | 61 | 214238198
COMFORTMAKER | CVH848GKA2* | EN(A,D)4X48L24**+WALLCON | *96CTN1002122B* | 45000 | 47000 | 17.5 | 10 | 8.5 | 2 | 77 | 61 | 214238218
COMFORTMAKER | CVH848GKA2* | EN(A,D,W)4X60L24**+WALLCON | *80CTL0702120B* | 45500 | 46500 | 17.5 | 10 | 8.5 | 2 | 78 | 62 | 214238238
COMFORTMAKER | CVH848GKA2* | EN(A,D,W)4X60L24**+WALLCON | *80CTL1102120B* | 45500 | 46000 | 17.5 | 10.5 | 8.5 | 2.02 | 78 | 62 | 214238258
COMFORTMAKER | DLCURAH36ABK | EA*4X48L24A* | *92MSN0802120A* | 35800 | 37800 | 16.5 | 10 | 8.5 | 2.02 | 76 | 92 | 212984954
COMFORTMAKER | CVH825GKA2* | EA*4X36L21A*+WALLCON | *80CSU0601716A* | 23600 | 21400 | 16.5 | 10.5 | 8.1 | 1.94 | 97 | 78 | 206133389
TEMPSTAR | DLCURAH36ABK | EA*4X48L21A* | *92ESN0801716A* | 36000 | 38500 | 16 | 10 | 8.5 | 2.06 | 75 | 90 | 211228980
TEMPSTAR | DLCURAH36ABK | EA*4X48L21A* | *92ESN0802120A* | 35600 | 37800 | 16.5 | 10 | 8.5 | 2.04 | 76 | 92 | 211228991
TEMPSTAR | DLCURAH36ABK | EA*4X48L21A* | *80VSL0902120A* | 35400 | 37800 | 16 | 10 | 8.1 | 2.02 | 76 | 92 | 211228856
TEMPSTAR | DLCURAH36ABK | EA*4X48L21A* | *80VSL0702120A* | 35800 | 38500 | 16 | 10 | 8.5 | 2.04 | 75 | 90 | 211228847
TEMPSTAR | DLCURAH36ABK | EA*4X43L21A* | *96VTN0802120A* | 37000 | 38500 | 15.5 | 10 | 8.5 | 2.1 | 76 | 91 | 211228645
TEMPSTAR | DLCURAH36ABK | EA*4X42L24A* | *92ESN1002122A* | 36800 | 40000 | 15.2 | 10 | 8.5 | 1.94 | 74 | 88 | 211227986
TEMPSTAR | TVH825GKA3* | EA*4X42L24A*+WALLCON | *96CTN1002122A* | 23800 | 21400 | 16.5 | 11 | 8.1 | 1.96 | 96 | 78 | 210473071
TEMPSTAR | T4H7T48*K*AAA* | F5MA4*48L*C* |  | 46500 | 47500 | 16 | 12.5 | 8.1 | 2.34 | 62 | 51 | 213310422
TEMPSTAR | TVH825GKA3* | EHD4X48AAL+WALLCON | *96CTN1002122A* | 24200 | 21200 | 16 | 11 | 8.1 | 2.04 | 97 | 79 | 210474623
TEMPSTAR | TVH825GKA3* | EHD4X48AAL+WALLCON | *97CMN1202422A* | 24200 | 21200 | 16 | 10.5 | 8.1 | 2.02 | 97 | 78 | 210474612
TEMPSTAR | T4H7T48*K*AAA* | EVD4X61M21A* | *80VTL1102122B* | 46500 | 50500 | 16 | 11.7 | 8.1 | 2.32 | 61 | 49 | 213677310
COMFORTMAKER | DLCURAH18ABK | EA*4X24L14A* | *96VTN0401410A* | 17300 | 18300 | 16 | 10.5 | 8.5 | 2.3 | 67 | 105 | 211260157
COMFORTMAKER | DLCURAH18ABK | EA*4X19L17A* | *80ES(N,L)0701412A* | 18100 | 18000 | 16.5 | 11 | 8.5 | 2.14 | 68 | 98 | 211260001
COMFORTMAKER | DLCURAH18ABK | EN(A,D)4X18L14** | *80VTL0451412A* | 17400 | 18400 | 16 | 10.5 | 8.5 | 2.34 | 67 | 105 | 211262292
COMFORTMAKER | DLCURAH18ABK | EA*4X30L17A* | *96VSN0401410A* | 17500 | 18100 | 16 | 10.5 | 8.5 | 2.24 | 67 | 103 | 211261576
COMFORTMAKER | DLCURAH18ABK | EA*4X30L17A* | *96VSN0601714A* | 17800 | 18400 | 16 | 10.5 | 8.5 | 2.22 | 67 | 101 | 211261558
COMFORTMAKER | DLCURAH18ABK | EA*4X30L14A* | *95ESN0401410A* | 17900 | 18500 | 15.5 | 10.5 | 8.5 | 2.22 | 67 | 100 | 211261328
COMFORTMAKER | DLCURAH18ABK | EA*4X25L17A* | *92ESN0401410A* | 18400 | 18400 | 15.5 | 10.5 | 8.5 | 2.12 | 67 | 95 | 211261050
TEMPSTAR | TVH837GKA2* | EA*4X48L21A*+WALLCON | *95CSU0601716B* | 32200 | 32600 | 17 | 11 | 8.1 | 1.96 | 97 | 77 | 213781334
TEMPSTAR | TVH837GKA** | EHD4X60AAL+WALLCON | *96CTN1202422B* | 33000 | 32200 | 17 | 11.5 | 8.1 | 2.02 | 97 | 77 | 213780454
TEMPSTAR | TVH837GKA** | EHD4X60AAL+WALLCON | *97CMN1202422B* | 33000 | 32200 | 17 | 11 | 8.1 | 2 | 98 | 77 | 213780414
TEMPSTAR | TVH837GKA** | EHD4X60AAL+WALLCON | *95CSU0601716B* | 32800 | 32200 | 17 | 11 | 8.1 | 1.98 | 98 | 78 | 213780374
TEMPSTAR | TVH837GKA** | EHD4X60AAL+WALLCON | *80CTL1102120B* | 33000 | 32200 | 17 | 11.5 | 8.1 | 2.02 | 97 | 77 | 213780354
TEMPSTAR | TVH837GKA** | EA*4X60L24A*+WALLCON | *96CTN1002122B* | 32800 | 31800 | 17.5 | 11.7 | 8.5 | 2 | 97 | 78 | 213779614
TEMPSTAR | TVH837GKA** | EA*4X48L24A*+WALLCON | *96CTN1202422B* | 32400 | 32400 | 17.5 | 11.7 | 8.5 | 2 | 97 | 77 | 213779554
TEMPSTAR | TVH837GKA** | EA*4X48L24A*+WALLCON | *80CTL1352422B* | 32400 | 32400 | 17.5 | 11.7 | 8.5 | 2 | 97 | 77 | 213779514
TEMPSTAR | TVH837GKA** | EA*4X48L21A*+WALLCON | *97CMN0601714B* | 32000 | 32800 | 17 | 11 | 8.1 | 1.94 | 97 | 77 | 213779434
TEMPSTAR | TVH837GKA** | EA*4X48L21A*+WALLCON | *80CTL0901716B* | 32400 | 32600 | 17.5 | 11.7 | 8.5 | 1.98 | 96 | 77 | 213779394
TEMPSTAR | TVH825GKA2* | EA*4X36L17A*+WALLCON | *80CTL0701412A* | 23600 | 21400 | 17 | 11 | 8.1 | 1.94 | 96 | 78 | 204456651
TEMPSTAR | TVH825GKA2* | EA*4X24L17A*+WALLCON | *80CTL0451712A* | 23200 | 22000 | 16 | 10.5 | 8.1 | 1.88 | 96 | 77 | 204456372
TEMPSTAR | TVH837GKA2* | EHD4X60AAL+WALLCON | *96CTN1002122B* | 33000 | 32200 | 17 | 11.5 | 8.1 | 2.02 | 97 | 77 | 213782354
TEMPSTAR | TVH837GKA2* | EHD4X60AAL+WALLCON | *96CTN0601714B* | 32800 | 32400 | 17 | 11 | 8.1 | 1.98 | 98 | 78 | 213782334
TEMPSTAR | TVH837GKA2* | EHD4X48AAL+WALLCON | *96CTN1202422B* | 32600 | 33000 | 17 | 11 | 8.1 | 1.98 | 96 | 75 | 213782204
TEMPSTAR | TVH837GKA2* | EHD4X48AAL+WALLCON | *97CMN1202422B* | 32600 | 33000 | 16.5 | 11 | 8.1 | 1.98 | 96 | 76 | 213782164
TEMPSTAR | TVH837GKA2* | EA*4X48L21A*+WALLCON | *96CTN1002122B* | 32400 | 32600 | 17.5 | 11.7 | 8.5 | 2 | 96 | 77 | 213781394
TEMPSTAR | TVH825GKA2* | EA*4X36L21A*+WALLCON | *95CSU1002122A* | 23600 | 21400 | 16.5 | 10.5 | 8.1 | 1.94 | 96 | 78 | 206133795
TEMPSTAR | TVH825GKA2* | EA*4X36L17A*+WALLCON | *80CSU0601716A* | 23600 | 21400 | 16.5 | 10.5 | 8.1 | 1.94 | 97 | 78 | 206133373
GRANDAIRE | WDLCURAH24ABK | WLNC244BA* | WFEL090B042B* | 24000 | 27000 | 16 | 10 | 8.5 | 1.9 | 72 | 85 | 211244144
GRANDAIRE | WDLCURAH24ABK | WLA*374CA* | WFSU040B036A* | 24400 | 25200 | 17 | 10 | 8.5 | 1.78 | 73 | 84 | 211243273
GRANDAIRE | WDLCURAH24ABK | WLA*374BA* | WFSX060A036A* | 25000 | 26000 | 16 | 10 | 8.5 | 1.76 | 74 | 82 | 211242974
GRANDAIRE | WDLCURAH24ABK | WLA*364BA* | WFSX060A036A* | 24400 | 26600 | 15.5 | 10 | 8.5 | 1.84 | 73 | 84 | 211242030
GRANDAIRE | WDLCURAH24ABK | WLA*254BA* | WFER070B036A* | 25000 | 25800 | 16.5 | 10.5 | 8.5 | 1.76 | 73 | 81 | 211241097
GRANDAIRE | WDLCURAH24ABK | WLA*254BA* | WFSX060A036A* | 25000 | 26000 | 16 | 10 | 8.5 | 1.76 | 73 | 81 | 211241020
GRANDAIRE | WDLCURAH36ABK | WLNC484DA* | WFEL110D060B* | 36000 | 38500 | 16.5 | 10.5 | 8.1 | 2.02 | 76 | 90 | 211230474
GRANDAIRE | WDLCURAH18ABK | WLNC244AA* | WFSX026A030A* | 18000 | 19000 | 15.5 | 10.5 | 8.5 | 2.24 | 67 | 98 | 211262693
GRANDAIRE | WDLCURAH18ABK | WLA*304AA* | WFEL070A036B* | 17700 | 18200 | 16.5 | 10.5 | 8.5 | 2.22 | 68 | 102 | 211261513
ARCOAIRE | DLCURAH24ABK | EN(A,D)4X30L17** | *96VTN0401712B* | 23200 | 26200 | 16 | 10 | 8.1 | 2.06 | 73 | 95 | 212975346
ARCOAIRE | DLCURAH24ABK | EN(A,D)4X36L21** | *96VTN0401712B* | 23200 | 26200 | 16 | 10 | 8.1 | 2.06 | 73 | 95 | 212975368
ARCOAIRE | DLCURAH24ABK | EA*4X37L21A* | *96VTN0802120B* | 24400 | 25200 | 17 | 10.5 | 8.5 | 1.8 | 74 | 85 | 212976404
DAY & NIGHT | DLCURAH36ABK | EA*4X42L24A* | *96MSN1002122A* | 35400 | 38500 | 16 | 10 | 8.5 | 1.88 | 76 | 91 | 213080407
DAY & NIGHT | DLCURAH36ABK | EN(A,D)4X48L24** | *96MSN1002120A* | 36000 | 38500 | 16.5 | 10 | 8.1 | 2.02 | 76 | 90 | 213080369
DAY & NIGHT | CVH824GKA** | EA*4X42L24A*+WALLCON | *97CMN1002122A* | 23600 | 22000 | 16.5 | 10 | 8.1 | 1.94 | 71 | 57 | 204292243
DAY & NIGHT | CVH824GKA** | EA*4X42L24A*+WALLCON | *97CMN1202422A* | 23600 | 22000 | 16 | 10 | 8.1 | 1.94 | 72 | 57 | 204292253
PAYNE HEATING AND COOLING | 38MURAQ36AB3* | CNPV*4821AL* | PG80ES(A,L)A48070B** | 35800 | 39000 | 16 | 10 | 8.1 | 2 | 75 | 89 | 212384776
BRYANT HEATING AND COOLING SYSTEMS | 38MURAQ24AB3* | CAP**3621AL* | 926TB60080V21*** | 23800 | 25800 | 17 | 10 | 8.5 | 1.94 | 73 | 90 | 211242518
BRYANT HEATING AND COOLING SYSTEMS | 38MURAQ24AB3* | CAP**3621AL* | 926TB66100V21*** | 23800 | 25800 | 17 | 10 | 8.5 | 1.92 | 73 | 90 | 211242341
BRYANT HEATING AND COOLING SYSTEMS | 38MURAQ24AB3* | CAP**3621AL* | 926SA48080V17*** | 24400 | 26200 | 16.5 | 10 | 8.5 | 1.86 | 73 | 85 | 211242310
BRYANT HEATING AND COOLING SYSTEMS | 38MURAQ24AB3* | CAP**3017AL* | 8(0,1)*SA42090E17*** | 24600 | 26600 | 16.5 | 10 | 8.5 | 1.86 | 72 | 85 | 211241672
BRYANT HEATING AND COOLING SYSTEMS | 288BNV037*0**B* | CAP**6121AL*+UI | 935CA66100C21*** | 33200 | 32000 | 18 | 11.5 | 8.5 | 2 | 98 | 78 | 210470386
DAY & NIGHT | C4H7T24*K*AAA* | EA*4X25L17A*+WALLCON | *80CTL0701716B* | 23200 | 24200 | 16.5 | 12.5 | 8.1 | 2.34 | 60 | 45 | 213754906
DAY & NIGHT | C4H7T24*K*AAA* | EA*4X25L17A*+WALLCON | *96CTN0601714B* | 23000 | 24000 | 16.5 | 12.5 | 8.1 | 2.32 | 60 | 45 | 213754986
DAY & NIGHT | C4H7T24*K*AAA* | FTMA4X24L0B* |  | 23200 | 24400 | 16.5 | 12.5 | 8.1 | 2.36 | 60 | 45 | 214056788
HEIL | H4H7T24*K*AAA* | EA*4X25L17A*+WALLCON | *97CMN0601714B* | 22800 | 24000 | 16.5 | 12 | 8.1 | 2.3 | 60 | 45 | 213754939
DAY & NIGHT | DLCURAH36ABK | EA*4X42L24A* | *80ES(N,L)0902420A* | 35400 | 38500 | 16 | 10 | 8.1 | 1.88 | 76 | 91 | 211227805
DAY & NIGHT | DLCURAH36ABK | EA*4X42L24A* | *80ES(N,L)1352420A* | 35600 | 38500 | 16 | 10 | 8.1 | 1.9 | 76 | 91 | 211227841
DAY & NIGHT | DLCURAH36ABK | EA*4X42L24A* | *80ESU1002120A* | 35600 | 38500 | 16 | 10 | 8.1 | 1.88 | 76 | 91 | 211227910
DAY & NIGHT | DLCURAH36ABK | EA*4X43L21A* | *95MSU1002120A* | 36400 | 38000 | 16 | 10 | 8.5 | 2.06 | 76 | 92 | 213075928
DAY & NIGHT | DLCURAH36ABK | EA*4X37L17A* | *80VTL0451412B* | 36000 | 38500 | 15.5 | 10 | 8.5 | 2 | 76 | 91 | 213076425
DAY & NIGHT | DLCURAH18ABK | EA*4X24L14A* | *80VSL0451412A* | 17700 | 18600 | 16 | 10.5 | 8.5 | 2.3 | 67 | 103 | 211260075
DAY & NIGHT | DLCURAH18ABK | EA*4X24L14A* | *80VTL0451412A* | 17600 | 18400 | 16 | 10.5 | 8.5 | 2.3 | 67 | 104 | 211260114
DAY & NIGHT | DLCURAH24ABK | EA*4X37L17A* | *96MSN0261410A* | 24000 | 25200 | 16.5 | 10 | 8.5 | 1.84 | 75 | 88 | 212985819
DAY & NIGHT | DLCURAH24ABK | EA*4X24L17A* | *96MSN0601412A* | 23400 | 27000 | 16.5 | 10 | 8.5 | 2.22 | 72 | 98 | 212986873
DAY & NIGHT | DLCURAH24ABK | EA*4X36L21A* | *96MSN0802120A* | 23800 | 26200 | 17 | 10 | 8.5 | 1.96 | 73 | 90 | 212987801
DAY & NIGHT | C4H7T48*K*AAA* | EVM4X49M21A* | *96VTN1002122B* | 46500 | 50500 | 16 | 11.7 | 8.1 | 2.3 | 61 | 49 | 213675995
BRYANT HEATING AND COOLING SYSTEMS | 284ANV036*0**B* | CSPH*3612AL*+UI | 88*TA48090C17*** | 33800 | 35200 | 19 | 12 | 9 | 2.02 | 89 | 74 | 206790441
BRYANT HEATING AND COOLING SYSTEMS | 284ANV036*0**B* | CSPH*3612AL*+UI | 88*TA36070C14*** | 33600 | 35400 | 19 | 11.7 | 9 | 2.02 | 89 | 74 | 206790583
BRYANT HEATING AND COOLING SYSTEMS | 284ANV036*0**B* | CAP**4221AL*+UI | 935CA60080C21*** | 33000 | 35400 | 19.45 | 12 | 9.5 | 2 | 90 | 75 | 206790535
BRYANT HEATING AND COOLING SYSTEMS | 288BNV037*0**B*+TSTAT | CNPV*4824AL* | 926SA66120V24*** | 32000 | 48000 | 17.5 | 11.7 | 8.1 | 1.96 | 65 | 51 | 210464600
PAYNE HEATING AND COOLING | 38MURAQ18AB3* | CAP**3017AL* | PG95MSUA36040B** | 17400 | 18000 | 16 | 10.5 | 8.5 | 2.26 | 68 | 104 | 212988807
PAYNE HEATING AND COOLING | 38MURAQ24AB3* | CNPV*2417AL* | PG80VTLB48070B** | 23200 | 26800 | 16.5 | 10 | 8.5 | 2.1 | 73 | 94 | 212971700
PAYNE HEATING AND COOLING | 38MURAQ18AB3* | CAP**3017AL* | PG96VTAB36040B** | 17400 | 18000 | 16 | 10.5 | 8.5 | 2.24 | 68 | 104 | 212975102
PAYNE HEATING AND COOLING | 38MURAQ18AB3* | CNPV*3017AL* | PG96VTAB36060A** | 17500 | 18000 | 16.5 | 11 | 8.1 | 2.24 | 68 | 104 | 212975487
PAYNE HEATING AND COOLING | 38MURAQ24AB3* | CNPV*2417AL* | PG96MSAA30026A** | 23200 | 27000 | 16 | 10 | 8.5 | 2.08 | 72 | 93 | 212985835
PAYNE HEATING AND COOLING | 38MURAQ24AB3* | CNPV*3014AL* | PG80VTLA36045A** | 24000 | 26200 | 16.5 | 10.5 | 8.1 | 1.9 | 73 | 88 | 211244301
PAYNE HEATING AND COOLING | 38MURAQ24AB3* | CNPV*2417AL* | PG95ESUA36040B** | 23200 | 26400 | 16.5 | 10 | 8.5 | 2.04 | 73 | 92 | 211243901
PAYNE HEATING AND COOLING | 38MURAQ24AB3* | CAP**3717AL* | PG96VTAA42060B** | 24400 | 25600 | 16.5 | 10 | 8.5 | 1.8 | 74 | 84 | 211243007
PAYNE HEATING AND COOLING | 38MURAQ24AB3* | CNPV*3617AL* | PG96VTAA36060A** | 23600 | 25800 | 16.5 | 10 | 8.1 | 1.98 | 74 | 92 | 211245078
PAYNE HEATING AND COOLING | 38MURAQ24AB3* | CNPV*3617AL* | PG96VTAA48080B** | 24200 | 26200 | 16.5 | 10.5 | 8.1 | 1.9 | 73 | 88 | 211245015
PAYNE HEATING AND COOLING | 38MURAQ24AB3* | CNPV*3017AL* | PG80ES(A,L)A36045A** | 24600 | 26600 | 16 | 10.5 | 8.1 | 1.84 | 73 | 84 | 211244673
PAYNE HEATING AND COOLING | 38MURAQ18AB3* | PF4MNB031L |  | 18100 | 18400 | 16 | 10.5 | 8.5 | 2.18 | 67 | 99 | 211264901
PAYNE HEATING AND COOLING | 38MURAQ18AB3* | CNPV*3014AL* | PG92ESAA36060A** | 18200 | 18700 | 16 | 11 | 8.5 | 2.22 | 67 | 98 | 211263804
CARRIER | 25VNA837A*031* | CAP**6024AL*+UI | 59CU5A100C21**22 | 32800 | 31800 | 18 | 11.5 | 8.5 | 2 | 97 | 78 | 210470242
CARRIER | 25VNA837A*031*+TSTAT | CSPH*6012AL* | 59TP6B060V17**14 | 32200 | 47000 | 16.5 | 11 | 8.1 | 1.94 | 66 | 52 | 210468564
CARRIER | 25VNA824B*030* | CAP**4224AL*+UI | 59MN7B060C21**20 | 23600 | 22200 | 16 | 10 | 8.1 | 1.92 | 71 | 57 | 204292287
CARRIER | 25VNA837A*031* | CAP**4321AL*+UI | 59MN7B100C21**22 | 33000 | 33000 | 17.5 | 11.7 | 8.5 | 2 | 96 | 76 | 206764958
CARRIER | 25VNA837A*030* | CSPH*4812AL*+UI | 59MN7B100C21**22 | 32600 | 33000 | 17 | 11 | 8.1 | 1.98 | 96 | 75 | 204300529
CARRIER | 38MURAQ36AB3* | FM(C,U)4Z36**AL* |  | 36000 | 40000 | 16.5 | 10 | 8.1 | 1.82 | 74 | 89 | 211226125
CARRIER | 38MURAQ36AB3* | CNPV*4821AL* | OVLAAB048112 | 36000 | 38500 | 15.5 | 10 | 8.1 | 2.02 | 76 | 91 | 211226077
CARRIER | 38MURAQ24AB3* | CAP**3717AL* | 59SC6A060M17**16 | 24200 | 25400 | 16.5 | 10 | 9 | 1.82 | 74 | 86 | 214279929
CARRIER | 25VNA825A*032* | CAP**4821AL*+UI | 59TN6B100C21**22 | 24000 | 21000 | 16.5 | 11 | 8.1 | 2.02 | 97 | 79 | 210473402
CARRIER | 25VNA825A*032* | CAP**4224AL*+UI | 59TN6B120C24**22 | 23800 | 21400 | 17 | 11 | 8.1 | 1.96 | 96 | 78 | 210473028
CARRIER | 25VNA837A*031* | CAP**6024AL*+UI | 59MN7B100C21**22 | 32800 | 31800 | 17.5 | 11.7 | 8.5 | 2 | 97 | 78 | 210470308
CARRIER | 38MURAQ36AB3* | CAP**4321AL* | 59SC2E080M21**20 | 36800 | 38500 | 16.5 | 10 | 8.5 | 2.08 | 76 | 90 | 213079679
AIRQUEST | HVH825GKA2* | EN(A,D)4X48L24**+WALLCON | *80CSU1002120A* | 24000 | 21400 | 16.5 | 11 | 8.1 | 2 | 96 | 78 | 210598358
AIRQUEST | DLCURAH18ABK | EA*4X30L17A* | *92MSN0801716A* | 17900 | 18500 | 16.5 | 10.5 | 8.5 | 2.26 | 67 | 101 | 212984736
AIRQUEST | HVH825GKA2* | EHD4X48AAL+WALLCON | *80CSU0401712A* | 24200 | 21200 | 16.5 | 11 | 8.1 | 2.02 | 97 | 78 | 210598238
AIRQUEST | HVH825GKA2* | EHD4X48AAL+WALLCON | *80CTL1352422A* | 24200 | 21200 | 16 | 11 | 8.1 | 2.02 | 97 | 78 | 210598266
AIRQUEST | HVH825GKA2* | EHD4X48AAL+WALLCON | *95CSU1002122A* | 24200 | 21200 | 16.5 | 11 | 8.1 | 2.02 | 97 | 78 | 210598278
AIRQUEST | DLCURAH24ABK | EN(A,D)4X30L17** | *80MS(N,L)0701716A* | 23600 | 26400 | 17 | 10.5 | 8.5 | 2.02 | 72 | 92 | 212979218
AIRQUEST | DLCURAH24ABK | EN(A,D)4X30L17** | *80MS(N,L)0701412A* | 23600 | 26000 | 17 | 10.5 | 8.1 | 2 | 73 | 92 | 212978201
AIRQUEST | H4H7T24*K*AAA* | EA*4X25L17A*+WALLCON | *96CTN0401410B* | 22800 | 24200 | 16 | 12 | 8.1 | 2.3 | 60 | 45 | 213892923
AIRQUEST | DLCURAH24ABK | EN(A,D)4X24L17** | *80ES(N,L)0701716A* | 24400 | 27400 | 15.5 | 10 | 8.5 | 1.84 | 72 | 82 | 211243913
AIRQUEST | DLCURAH24ABK | EA*4X37L21A* | *96VSN0802120A* | 24600 | 25200 | 17 | 10.5 | 8.5 | 1.78 | 74 | 83 | 211243228
AIRQUEST | DLCURAH24ABK | EA*4X37L17A* | *92ESN0401410A* | 24600 | 26000 | 15.2 | 10 | 8.5 | 1.78 | 74 | 83 | 211243121
CARRIER | 25VNA825A*032* | CNPV*4217AL*+UI | 59MN7C060C17**14 | 23800 | 21400 | 16 | 11 | 8.1 | 1.98 | 97 | 78 | 214242035
CARRIER | 25VNA825A*032* | CNPV*4217AL*+UI | 58TN*B090C17**16 | 24000 | 21400 | 17 | 11.5 | 8.1 | 1.98 | 96 | 78 | 214242015
CARRIER | 25VNA825A*032* | CNPV*4217AL*+UI | 58TN*B070C14**12 | 24000 | 21400 | 17 | 11 | 8.1 | 1.98 | 96 | 78 | 214241995
CARRIER | 25VNA825A*032* | CNPV*2417AL*+UI | 59TN6C080C17**14 | 23200 | 22000 | 16 | 10.5 | 8.1 | 1.92 | 96 | 77 | 214241635
CARRIER | 25VNA825A*032* | CNPV*2417AL*+UI | 58TN*B070C14**12 | 23200 | 22000 | 16 | 10.5 | 8.1 | 1.94 | 96 | 76 | 214241555
CARRIER | 25VNA436A*031* | CSPH*4212AL*+UI | 58TN*B045C17**12 | 33000 | 37000 | 18 | 11.5 | 8.5 | 2.02 | 90 | 76 | 213785666
CARRIER | 25VNA436A*031* | CSPH*3612AL*+UI | 58TN*B135C24**22 | 33200 | 37000 | 18.5 | 12 | 8.5 | 2.02 | 90 | 76 | 213785646
CARRIER | GH7TAN436**AA* | CAP**4321AL* | GG96VTAB48060B** | 34000 | 35000 | 15.5 | 11.7 | 8.1 | 2.2 | 62 | 51 | 213173658
BRYANT HEATING AND COOLING SYSTEMS | PH7TAN424**AA* | CAP**2417AL* | 82*SB48070V17*** | 22000 | 23600 | 16 | 12 | 8.1 | 2.24 | 60 | 44 | 213167563
BRYANT HEATING AND COOLING SYSTEMS | PH7TAN424**AA* | CAP**3617AL* | 926SB48080V17*** | 22200 | 23600 | 16 | 12 | 8.1 | 2.24 | 60 | 44 | 213168638
BRYANT HEATING AND COOLING SYSTEMS | PH7TAN424**AA* | CAP**3721AL* | 926SB60100V21*** | 23400 | 24400 | 17 | 13 | 8.1 | 2.38 | 60 | 45 | 213169436
BRYANT HEATING AND COOLING SYSTEMS | PH7TAN424**AA* | CAP**3721AL* | 926TC60080V21*** | 23200 | 24200 | 16.5 | 12.5 | 8.1 | 2.36 | 60 | 45 | 213169335
BRYANT HEATING AND COOLING SYSTEMS | PH7TAN424**AA* | CAP**2414AL* | 82*TB36045V14*** | 22000 | 23600 | 15.5 | 12 | 8.1 | 2.24 | 60 | 44 | 213353895
BRYANT HEATING AND COOLING SYSTEMS | PH7TAN424**AA* | PF4TNXB24L* |  | 23200 | 23400 | 16.5 | 12.5 | 8.1 | 2.36 | 63 | 47 | 213310674
BRYANT HEATING AND COOLING SYSTEMS | 288BNV048*0**B* | CAP**4824AL*+UI | 986TD66120C24*** | 44500 | 46500 | 17.5 | 10 | 8.5 | 2.02 | 78 | 62 | 213783416
BRYANT HEATING AND COOLING SYSTEMS | 38MURAQ24AA3* | CAP**3721AL* | 83*SA48060E17*** | 25600 | 25600 | 16 | 10 | 8.5 | 1.92 | 79 | 64 | 211638770
BRYANT HEATING AND COOLING SYSTEMS | 288BNV048*0**B* | CNPV*6024AL*+UI | 986TD66100C21*** | 45500 | 46500 | 17.5 | 10 | 8.5 | 2 | 78 | 62 | 214238344
CARRIER | GH7TAN424**AA* | CAP**3721AL* | 58CU*A100C21**20 | 24000 | 24600 | 17 | 12.5 | 8.1 | 2.24 | 58 | 42 | 207873822
CARRIER | 25TPA724A**30* | CAP**2517AL* | 59TP6C040V17**12 | 23000 | 24200 | 16 | 12 | 8.1 | 2.3 | 60 | 45 | 213167868
CARRIER | 25TPA724A**30* | CAP**2517AL* | 58TP*B090V17**16 | 23200 | 24200 | 16.5 | 12.5 | 8.1 | 2.34 | 60 | 45 | 213167786
CARRIER | 25VNA848A*031* | CNPV*4824AL*+UI | 58TN*A090C21**20 | 45000 | 47000 | 17.5 | 10 | 8.5 | 1.98 | 77 | 61 | 206765231
CARRIER | 25VNA837A*031* | CAP**4224AL*+UI | 59CU5A100C21**22 | 31800 | 33000 | 17.5 | 11 | 8.1 | 1.9 | 95 | 74 | 206765144
CARRIER | 25VNA837A*031* | CAP**4821AL*+UI | 58TN*A090C17**16 | 32400 | 32600 | 18 | 11.7 | 8.5 | 2 | 96 | 76 | 206764976
HEIL | HVH825GKA2* | EN(A,D)4X48L24**+WALLCON | *97CMN0602120A* | 24000 | 21400 | 16.5 | 11 | 8.1 | 2 | 96 | 78 | 210598380
HEIL | HVH825GKA2* | EHD4X48AAL+WALLCON | *97CMN1202422A* | 24200 | 21200 | 16 | 10.5 | 8.1 | 2.02 | 97 | 78 | 210598312
HEIL | HVH825GKA2* | EHD4X48AAL+WALLCON | *80CTL0701716A* | 24200 | 21200 | 16.5 | 10.5 | 8.1 | 2.02 | 97 | 78 | 210598256
HEIL | HVH825GKA2* | EHD4X42AAL+WALLCON | *95CSU1002122A* | 24200 | 21400 | 16 | 11 | 8.1 | 2 | 96 | 78 | 210598196
HEIL | DLCURAH24ABK | EN(A,D)4X30L17** | *80MS(N,L)0701412A* | 23600 | 26000 | 17 | 10.5 | 8.1 | 2 | 73 | 92 | 212978205
HEIL | DLCURAH18ABK | EA*4X19L17A* | *96MSN0401712A* | 17600 | 17800 | 15.5 | 10.5 | 8.1 | 2.14 | 68 | 101 | 212986662
HEIL | DLCURAH18ABK | EA*4X24L17A* | *96MSN0261410A* | 17300 | 18200 | 16 | 10.5 | 8.5 | 2.34 | 68 | 107 | 212985900
BRYANT HEATING AND COOLING SYSTEMS | 38MURAQ18AB3* | CAP**2414AL* | 8(0,1)*SA36045E14*** | 18000 | 18900 | 16 | 10.5 | 8.5 | 2.28 | 67 | 100 | 211260184
BRYANT HEATING AND COOLING SYSTEMS | 38MURAQ18AB3* | CAP**2417AL* | 82*SA48070V17*** | 17400 | 18300 | 16 | 10.5 | 8.5 | 2.32 | 67 | 105 | 211260362
BRYANT HEATING AND COOLING SYSTEMS | 38MURAQ18AB3* | CAP**2517AL* | 8(0,1)*SA36070E14*** | 18200 | 17900 | 16.5 | 11 | 8.5 | 2.12 | 68 | 98 | 211261096
BRYANT HEATING AND COOLING SYSTEMS | 288BNV025*0**B* | CAP**4821AL*+UI | 986TD42080C17*** | 24000 | 21000 | 16.5 | 11 | 8.1 | 2.02 | 97 | 79 | 213771656
BRYANT HEATING AND COOLING SYSTEMS | 288BNV025*0**B* | CAP**4824AL*+UI | 987MC66120C24*** | 24000 | 21000 | 16.5 | 11 | 8.1 | 2.02 | 97 | 79 | 213771716
BRYANT HEATING AND COOLING SYSTEMS | 288BNV025*0**B* | CSPH*3012AL*+UI | 88*TB36070C14*** | 23800 | 21800 | 16 | 10.5 | 8.1 | 1.98 | 96 | 77 | 213771926
DAY & NIGHT | CVH825GKA3* | EA*4X42L21A*+WALLCON | *80CTL0451712A* | 23600 | 21600 | 16.5 | 10.5 | 8.1 | 1.94 | 96 | 78 | 210472881
DAY & NIGHT | CVH825GKA3* | EN(A,D,W)4X48L21**+WALLCON | *95CSU0802120A* | 24200 | 21200 | 17 | 11.5 | 8.1 | 2.02 | 97 | 78 | 210473900
DAY & NIGHT | CVH825GKA3* | EN(A,D,W)4X48L21**+WALLCON | *80CTL0451712A* | 24000 | 21400 | 16.5 | 11 | 8.1 | 2 | 97 | 78 | 210473955
DAY & NIGHT | CVH825GKA3* | EN(A,D)4X48L24**+WALLCON | *95CSU1002122A* | 24200 | 21200 | 17 | 11.5 | 8.1 | 2.02 | 97 | 78 | 210474076
DAY & NIGHT | CVH825GKA2* | EA*4X42L21A*+WALLCON | *97CMN0601714A* | 23600 | 21600 | 16 | 10.5 | 8.1 | 1.94 | 96 | 78 | 210596697
DAY & NIGHT | CVH848GKA2* | EN(A,D)4X48L24**+WALLCON | *95CSU0802120A* | 45000 | 47000 | 17 | 10 | 8.5 | 1.98 | 77 | 61 | 210469955
DAY & NIGHT | CVH825GKA2* | EA*4X24L17A*+WALLCON | *80CTL0701716A* | 23200 | 22000 | 16.5 | 10.5 | 8.1 | 1.9 | 95 | 76 | 204456378
DAY & NIGHT | CVH825GKA2* | EA*4X24L17A*+WALLCON | *96CTN0601714A* | 23200 | 22000 | 16 | 10.5 | 8.1 | 1.88 | 96 | 77 | 204456387
DAY & NIGHT | CVH825GKA2* | EA*4X25L17A*+WALLCON | *96CTN0801714A* | 24200 | 21400 | 16.5 | 11 | 8.1 | 2 | 96 | 78 | 204456468
DAY & NIGHT | CVH825GKA2* | EA*4X37L17A*+WALLCON | *80CTL0701716A* | 24200 | 21400 | 16.5 | 11 | 8.1 | 2 | 97 | 78 | 204456829
BRYANT HEATING AND COOLING SYSTEMS | 38MURAQ36AB3* | CAP**4321AL* | 82*TB60090V21*** | 36800 | 38500 | 16 | 10 | 8.5 | 2.08 | 76 | 91 | 213076673
BRYANT HEATING AND COOLING SYSTEMS | 38MURAQ36AB3* | CAP**3621AL* | 926TC60100V21*** | 35200 | 38500 | 16 | 10 | 8.1 | 1.82 | 76 | 91 | 213077586
BRYANT HEATING AND COOLING SYSTEMS | 38MURAQ36AB3* | CAP**4224AL* | 926TC66100V21*** | 35400 | 38500 | 16.5 | 10 | 8.1 | 1.88 | 76 | 91 | 213077732
BRYANT HEATING AND COOLING SYSTEMS | 38MURAQ36AB3* | CAP**3717AL* | 8(0,1)*SB36070M14*** | 36000 | 38500 | 15.5 | 10 | 8.5 | 2 | 76 | 91 | 213077877
BRYANT HEATING AND COOLING SYSTEMS | 38MURAQ36AB3* | CNPV*4824AL* | 8(0,1)*SB60090M24*** | 36000 | 38500 | 16.5 | 10.5 | 8.1 | 2.02 | 76 | 90 | 213078595
BRYANT HEATING AND COOLING SYSTEMS | 38MURAQ36AB3* | CAP**4321AL* | 82*TB48090V17*** | 36200 | 38000 | 16 | 10 | 8.5 | 2.04 | 76 | 92 | 213076605
BRYANT HEATING AND COOLING SYSTEMS | 38MURAQ36AB3* | CAP**4224AL* | 82*TB60090V21*** | 35200 | 38500 | 16 | 10 | 8.1 | 1.88 | 76 | 91 | 213076662
BRYANT HEATING AND COOLING SYSTEMS | 288BNV025*0**C* | CNPV*3621AL*+UI | 987MC42080C17*** | 23400 | 21600 | 16.5 | 10.5 | 8.1 | 1.92 | 96 | 77 | 214241936
BRYANT HEATING AND COOLING SYSTEMS | 38MURAQ24AB3* | CNPV*2417AL* | 926TC36060V14*** | 23200 | 26800 | 16.5 | 10 | 8.5 | 2.12 | 73 | 95 | 212975717
BRYANT HEATING AND COOLING SYSTEMS | 288BNV037*0**B*+TSTAT | CAP**3721AL* | 926TB42060V17*** | 32400 | 48500 | 17 | 10.5 | 8.5 | 1.96 | 65 | 52 | 210458746
CARRIER | 38MURAQ18AB3* | CAP**2417AL* | 58SU*B060M17**16 | 17600 | 18600 | 16.5 | 10.5 | 8.5 | 2.3 | 67 | 103 | 212982384
CARRIER | 38MURAQ24AB3* | CNPV*2417AL* | 59SC2E060M17**14 | 23200 | 26800 | 16.5 | 10 | 8.5 | 2.14 | 72 | 95 | 212984109
CARRIER | 38MURAQ18AB3* | CAP**2417AL* | 59SC2E060M17**14 | 17500 | 18500 | 16.5 | 10.5 | 8.5 | 2.34 | 67 | 105 | 212984169
CARRIER | 25VNA424A*031* | CAP**3621AL*+UI | 58TN*A090C17**16 | 23400 | 26600 | 21.5 | 13.5 | 10.5 | 2.46 | 93 | 74 | 206788341
CARRIER | 25VNA436A*031* | CNPV*4217AL*+UI | 58TN*A090C17**16 | 33600 | 35200 | 20 | 12 | 9 | 2.02 | 90 | 74 | 206788691
CARRIER | 25VNA436A*031* | CNPV*4821AL*+UI | 58TN*A090C17**16 | 34000 | 35000 | 20 | 12.5 | 9 | 2.04 | 89 | 74 | 206788715
CARRIER | 25VNA448A*031* | CAP**6024AL*+UI | 58TN*A135C24**22 | 45000 | 45500 | 21.5 | 12.5 | 9.5 | 2.36 | 95 | 79 | 206788904
CARRIER | 25VNA460A*031* | CAP**6024AL*+UI | 59CU5A100C21**22 | 57000 | 60000 | 19.5 | 12 | 8.5 | 2.08 | 84 | 65 | 206789008
CARRIER | 38MURAQ24AB3* | CAP**2417AL* | 58SU*B060M17**16 | 23400 | 26200 | 17 | 10 | 9 | 2.2 | 73 | 99 | 212982240
AIRQUEST | HVH837GKA** | EN(A,D,W)4X42L21**+WALLCON | *80CTL0451712B* | 31600 | 33400 | 16.5 | 11 | 8.1 | 1.84 | 95 | 74 | 214239726
AIRQUEST | HVH837GKA** | EN(A,D,W)4X42L21**+WALLCON | *80CTL0901716B* | 31800 | 33000 | 17 | 11.5 | 8.1 | 1.88 | 95 | 75 | 214239746
AIRQUEST | HVH837GKA** | EN(A,D,W)4X42L21**+WALLCON | *80CTL1102120B* | 31800 | 33000 | 17 | 11.5 | 8.1 | 1.9 | 95 | 74 | 214239766
AIRQUEST | DLCURAH36ABK | EA*4X48L24A* | *96VTN1202422B* | 35600 | 37800 | 16.5 | 10 | 8.5 | 2.02 | 77 | 92 | 212977254
AIRQUEST | DLCURAH36ABK | EA*4X48L21A* | *96VTN0801716B* | 35400 | 37800 | 16 | 10 | 8.1 | 2 | 77 | 92 | 212976301
AIRQUEST | HVH837GKA** | EA*4X43L21A*+WALLCON | *80CTL0451712B* | 32600 | 33200 | 17 | 11 | 8.5 | 1.96 | 97 | 77 | 213779248
AIRQUEST | HVH837GKA** | EA*4X43L21A*+WALLCON | *97CMN1002122B* | 33000 | 32600 | 17.5 | 11.7 | 8.5 | 2 | 98 | 77 | 213779328
AIRQUEST | HVH837GKA** | EA*4X48L24A*+WALLCON | *80CTL1102120B* | 32400 | 32200 | 17.5 | 11.5 | 8.5 | 2 | 98 | 77 | 213779498
AIRQUEST | HVH837GKA** | EA*4X48L24A*+WALLCON | *96CTN1002122B* | 32400 | 32200 | 17.5 | 11.7 | 8.5 | 2 | 98 | 77 | 213779538
AIRQUEST | HVH837GKA** | EA*4X61L21A*+WALLCON | *80CTL0902120B* | 33200 | 32000 | 18 | 11.7 | 8.5 | 2 | 98 | 78 | 213779658
AIRQUEST | HVH837GKA** | END4X42L17**+WALLCON | *96CTN0601714B* | 31800 | 33200 | 18 | 11 | 8.1 | 1.9 | 96 | 75 | 214239706
AIRQUEST | HVH837GKA** | EHD4X60AAL+WALLCON | *80CTL0701716A* | 32800 | 32400 | 17 | 11 | 8.1 | 2 | 97 | 77 | 210599405
AIRQUEST | HVH837GKA** | EN(A,D,W)4X48L21**+WALLCON | *80CTL0701716A* | 32400 | 33000 | 17.5 | 11.5 | 8.1 | 1.94 | 96 | 76 | 204299728
AIRQUEST | HVH837GKA** | EN(A,D,W)4X48L21**+WALLCON | *80CTL0902120A* | 32400 | 33000 | 17.5 | 11.7 | 8.1 | 1.96 | 96 | 75 | 204299748
AIRQUEST | DLCURAH36ABK | EN(A,D,W)4X42L21** | *92ESN1002120A* | 36200 | 39500 | 15.5 | 10 | 8.1 | 1.9 | 74 | 89 | 212384689
AIRQUEST | HVH825GKA2* | EHD4X30AAL+WALLCON | *80CTL0901716B* | 23800 | 21800 | 16 | 10.5 | 8.1 | 1.96 | 96 | 77 | 213771948
AIRQUEST | DLCURAH36ABK | END4X42L17** | *92MSN0601714A* | 35400 | 38500 | 16 | 10 | 8.1 | 1.94 | 76 | 91 | 213079474
AIRQUEST | DLCURAH24ABK | EA*4X30L17A* | *96MSN0261410A* | 23400 | 26200 | 16.5 | 10 | 8.5 | 2.08 | 73 | 95 | 212985796
AIRQUEST | DLCURAH24ABK | EA*4X36L17A* | *92MSN0401712A* | 23400 | 26400 | 16 | 10 | 8.5 | 1.98 | 73 | 91 | 212983165
CARRIER | GH7TAN448**AA* | CVPMA4921XMC* | 58SP*B110V21**22 | 46000 | 50500 | 16 | 11.7 | 8.1 | 2.3 | 61 | 49 | 213636380
CARRIER | 25VNA837A*031*+TSTAT | CAP**3621AL* | 59TP6B100V21**20 | 31000 | 47500 | 17 | 11 | 8.1 | 1.86 | 64 | 50 | 210458063
CARRIER | 25VNA825A*032* | CAP**4821AL*+UI | 59MN7C100C21**22 | 24000 | 21000 | 16.5 | 11 | 8.1 | 2.02 | 97 | 79 | 213773765
CARRIER | 25VNA825A*032* | CAP**3621AL*+UI | 58TN*B090C17**16 | 23600 | 21400 | 16.5 | 10.5 | 8.1 | 1.94 | 97 | 78 | 213773055
CARRIER | 25VNA460A*031* | CAP**6124AL*+UI | 58TN*B135C24**22 | 58000 | 60500 | 19.5 | 11.7 | 8.5 | 2.1 | 83 | 64 | 213770411
CARRIER | 25VNA460A*031* | CAP**6024AL*+UI | 59MN7C080C21**20 | 56500 | 60000 | 19 | 11.7 | 8.5 | 2.06 | 85 | 65 | 213770373
CARRIER | 25VNA448A*031* | CAP**6121AL*+UI | 58TN*B110C21**20 | 45500 | 46000 | 21.5 | 12 | 9.5 | 2.36 | 95 | 79 | 213770303
CARRIER | 25VNA448A*031* | CAP**6024AL*+UI | 58TN*B110C21**20 | 45000 | 45500 | 21.5 | 12 | 9.5 | 2.36 | 95 | 79 | 213770285
CARRIER | 25VNA448A*031* | CAP**4821AL*+UI | 59MN7C100C21**22 | 43500 | 46500 | 21 | 11.7 | 9.5 | 2.28 | 94 | 78 | 213770265
BRYANT HEATING AND COOLING SYSTEMS | 38MURAQ24AB3* | CNPV*3017AL* | 912SE48080M17*** | 23600 | 26200 | 17.5 | 10.5 | 8.5 | 2.04 | 73 | 94 | 212984662
BRYANT HEATING AND COOLING SYSTEMS | 38MURAQ24AB3* | CAP**2517AL* | 912SE42060M17*** | 24200 | 25200 | 17 | 10 | 8.5 | 1.82 | 74 | 87 | 212984038
BRYANT HEATING AND COOLING SYSTEMS | 38MURAQ24AB3* | CNPV*3621AL* | 83*SB48060M17*** | 23600 | 25600 | 17 | 10.5 | 8.5 | 2 | 73 | 94 | 212982721
BRYANT HEATING AND COOLING SYSTEMS | 38MURAQ24AB3* | CAP**3621AL* | 8(0,1)*SB60110M21*** | 23600 | 26200 | 17.5 | 10 | 8.5 | 2 | 73 | 91 | 212980983
BRYANT HEATING AND COOLING SYSTEMS | 38MURAQ24AB3* | CNPV*2417AL* | 8(0,1)*SB42090M17*** | 23400 | 27000 | 16.5 | 10 | 8.5 | 2.02 | 72 | 90 | 212979894
BRYANT HEATING AND COOLING SYSTEMS | 38MURAQ24AB3* | CAP**3717AL* | 8(0,1)*SB48070M17*** | 24000 | 25200 | 17 | 10 | 8.5 | 1.86 | 74 | 88 | 212979180
BRYANT HEATING AND COOLING SYSTEMS | 288BNV037*0**B* | CAP**6121AL*+UI | 935CB48060C17*** | 33000 | 32200 | 17.5 | 11.5 | 8.5 | 1.98 | 98 | 78 | 213781586
BRYANT HEATING AND COOLING SYSTEMS | 288BNV037*0**B* | CAP**4824AL*+UI | 88*TB60090C21*** | 32400 | 32200 | 17.5 | 11.7 | 8.5 | 2 | 98 | 77 | 213781396
BRYANT HEATING AND COOLING SYSTEMS | 288BNV037*0**A* | CSPH*6012AL*+UI | 986TD42060C17*** | 32800 | 32400 | 17 | 11 | 8.1 | 1.98 | 98 | 78 | 213780416
BRYANT HEATING AND COOLING SYSTEMS | 288BNV037*0**A* | CSPH*4812AL*+UI | 88*TB60110C21*** | 32600 | 32800 | 17 | 11 | 8.1 | 1.98 | 96 | 76 | 213780186
BRYANT HEATING AND COOLING SYSTEMS | 288BNV037*0**A* | CAP**6024AL*+UI | 88*TB66135C24*** | 32800 | 31800 | 18 | 11.7 | 8.5 | 2 | 97 | 78 | 213779576
BRYANT HEATING AND COOLING SYSTEMS | 288BNV037*0**A* | CAP**4821AL*+UI | 986TD42060C17*** | 32200 | 32600 | 17 | 11 | 8.1 | 1.96 | 98 | 77 | 213779456
BRYANT HEATING AND COOLING SYSTEMS | 288BNV037*0**A* | CAP**4321AL*+UI | 88*TB48090C17*** | 33000 | 32800 | 17.5 | 11 | 8.5 | 2 | 97 | 77 | 213779266
BRYANT HEATING AND COOLING SYSTEMS | 288BNV037*0**A* | CNPV*3621AL*+UI | 88*TB60110C21*** | 31400 | 33000 | 17 | 11 | 8.1 | 1.84 | 94 | 73 | 214239554
BRYANT HEATING AND COOLING SYSTEMS | 288BNV037*0**A* | CNPV*3621AL*+UI | 88*TB48090C17*** | 31400 | 33200 | 17 | 11 | 8.1 | 1.82 | 94 | 73 | 214239534
BRYANT HEATING AND COOLING SYSTEMS | 284ANV036*0**B* | CAP**4221AL*+UI | 986TD42080C17*** | 32400 | 38000 | 19 | 11.7 | 9 | 1.98 | 89 | 75 | 213785439
BRYANT HEATING AND COOLING SYSTEMS | 284ANV036*0**B* | CAP**3721AL*+UI | 986TD66100C21*** | 33800 | 36400 | 19.5 | 12.5 | 9 | 2.06 | 89 | 75 | 213785417
BRYANT HEATING AND COOLING SYSTEMS | 284ANV036*0**B* | CAP**3621AL*+UI | 986TD42080C17*** | 32200 | 38500 | 19 | 11.5 | 8.5 | 1.96 | 89 | 75 | 213785373
BRYANT HEATING AND COOLING SYSTEMS | 284ANV024*0**B* | CSPH*3612AL*+UI | 986TD42080C17*** | 23600 | 26600 | 19.5 | 12.5 | 9 | 2.48 | 93 | 74 | 213785240
BRYANT HEATING AND COOLING SYSTEMS | 284ANV024*0**B* | CSPH*3612AL*+UI | 88*TB48070C17*** | 23800 | 26600 | 19.5 | 12.5 | 9 | 2.48 | 93 | 74 | 213785220
BRYANT HEATING AND COOLING SYSTEMS | 284ANV024*0**B* | CSPH*3612AL*+UI | 88*TB36045C17*** | 23600 | 26800 | 19 | 12.5 | 9 | 2.46 | 93 | 74 | 213785216
BRYANT HEATING AND COOLING SYSTEMS | 284ANV024*0**B* | CAP**4321AL*+UI | 987MC66100C21*** | 24200 | 26400 | 20.5 | 13.5 | 10.5 | 2.56 | 93 | 74 | 213785178
BRYANT HEATING AND COOLING SYSTEMS | 284ANV024*0**B* | CAP**4224AL*+UI | 986TD66100C21*** | 23600 | 26600 | 20.5 | 13 | 10.5 | 2.48 | 93 | 74 | 213785160
BRYANT HEATING AND COOLING SYSTEMS | 284ANV024*0**B* | CAP**3721AL*+UI | 987MC42080C17*** | 24000 | 26400 | 20 | 13 | 10.5 | 2.54 | 94 | 75 | 213785120
BRYANT HEATING AND COOLING SYSTEMS | 284ANV024*0**B* | CAP**3721AL*+UI | 987MC42060C17*** | 24000 | 26600 | 20 | 13 | 10.5 | 2.52 | 93 | 74 | 213785118
BRYANT HEATING AND COOLING SYSTEMS | 284ANV024*0**B* | CAP**3621AL*+UI | 987MC66100C21*** | 23400 | 26600 | 20.5 | 13 | 10 | 2.44 | 93 | 74 | 213785100
BRYANT HEATING AND COOLING SYSTEMS | 284ANV024*0**B* | CAP**3017AL*+UI | 987MC42060C17*** | 23000 | 26800 | 19.5 | 12.5 | 10 | 2.36 | 94 | 75 | 213785058
BRYANT HEATING AND COOLING SYSTEMS | 284ANV024*0**B* | CAP**3017AL*+UI | 88*TB48070C17*** | 23200 | 26800 | 20 | 13 | 10 | 2.38 | 93 | 74 | 213785054
BRYANT HEATING AND COOLING SYSTEMS | 288BNV037*0**B* | CSPH*6012AL*+UI | 986TD66120C24*** | 33000 | 32200 | 17 | 11.5 | 8.1 | 2.02 | 97 | 77 | 213782356
BRYANT HEATING AND COOLING SYSTEMS | 288BNV037*0**B* | CSPH*6012AL*+UI | 88*TB66135C24*** | 33000 | 32200 | 17 | 11.5 | 8.1 | 2.02 | 97 | 77 | 213782266
BRYANT HEATING AND COOLING SYSTEMS | 288BNV037*0**B* | CSPH*6012AL*+UI | 88*TB36045C17*** | 32600 | 32600 | 16.5 | 11 | 8.1 | 1.96 | 98 | 77 | 213782206
BRYANT HEATING AND COOLING SYSTEMS | 288BNV037*0**B* | CAP**6121AL*+UI | 986TD66100C21*** | 33200 | 32000 | 17.5 | 11.7 | 8.5 | 2 | 98 | 78 | 213781646
BRYANT HEATING AND COOLING SYSTEMS | 288BNV024B0**A* | CAP**3617AL*+UI | 88*TB48090C17*** | 23600 | 22000 | 16.5 | 10 | 8.1 | 1.92 | 72 | 57 | 213786209
CARRIER | 25VNA448A*031* | CNPV*6024AL*+UI | 58TN*B070C21**20 | 44500 | 46500 | 21 | 12 | 9.5 | 2.24 | 94 | 78 | 214569504
CARRIER | 25VNA448A*031* | CNPV*4821AL*+UI | 59MN7C080C21**20 | 44000 | 46500 | 20.5 | 11.5 | 9 | 2.16 | 94 | 79 | 214569488
CARRIER | 25VNA448A*031* | CAP**6121AL*+UI | 59CU5B080C21**20 | 45000 | 46000 | 21 | 11.5 | 10 | 2.34 | 95 | 80 | 214569434
CARRIER | 25VNA448A*031* | CAP**4824AL*+UI | 59MN7C060C21**20 | 43000 | 46500 | 20 | 10.5 | 9.5 | 2.22 | 95 | 80 | 214569414
CARRIER | 25VNA837A*031* | CAP**6124AL*+UI | 58TN*B070C21**20 | 33200 | 32000 | 18 | 11.5 | 8.5 | 2 | 98 | 78 | 214574148
CARRIER | 25VNA837A*031* | CAP**6121AL*+UI | 59MN7C080C21**20 | 33200 | 32000 | 17.5 | 11.5 | 8.5 | 2 | 98 | 78 | 214574128
CARRIER | 25VNA837A*030* | CNPV*4821AL*+UI | 58TN*B070C21**20 | 32400 | 32800 | 18.5 | 11.5 | 8.1 | 1.96 | 96 | 76 | 214573428
CARRIER | 25VNA837A*030* | CNPV*3621AL*+UI | 59CU5B080C21**20 | 31400 | 33200 | 16.5 | 11 | 8.1 | 1.82 | 94 | 73 | 214573318
CARRIER | 25VNA837A*030* | CSPH*6012AL*+UI | 59TN6C080C21**20 | 33000 | 32000 | 18 | 11.5 | 8.5 | 2.02 | 98 | 78 | 214573298
CARRIER | 25VNA837A*030* | CAP**3621AL*+UI | 59MN7C080C21**20 | 31600 | 33000 | 17 | 11 | 8.1 | 1.86 | 95 | 73 | 214572508
CARRIER | 25VNA837A*030* | CAP**3621AL*+UI | 59CU5B100C21**22 | 31600 | 32800 | 17 | 11 | 8.1 | 1.86 | 95 | 74 | 214572488
CARRIER | 25VNA837A*030* | CAP**3621AL*+UI | 58TN*B070C21**20 | 31400 | 33000 | 17 | 11 | 8.1 | 1.86 | 95 | 73 | 214572468
CARRIER | 25VNA460A*031* | FE4BNBD60L*+UI |  | 58000 | 59500 | 20.5 | 13 | 8.5 | 2.22 | 83 | 63 | 213361593
CARRIER | 25VNA825A*032* | CAP**4821AL*+UI | 59MN7C060C17**14 | 24000 | 21000 | 16.5 | 10.5 | 8.1 | 2 | 97 | 79 | 213773745
CARRIER | 25VNA825A*032* | CAP**4224AL*+UI | 59TN6C100C21**22 | 23800 | 21400 | 16.5 | 11 | 8.1 | 1.96 | 96 | 78 | 213773545
CARRIER | 25VNA825A*032* | CAP**4221AL*+UI | 58TN*B045C17**12 | 23600 | 21600 | 16.5 | 10.5 | 8.1 | 1.94 | 96 | 77 | 213773375
HEIL | R4H5S30*K*AAA* | FMA4X30**AL* |  | 28200 | 28200 | 15.2 | 12.5 | 8.1 | 2.18 | 61 | 46 | 209692117
HEIL | DLCURAH36ABK | EN(A,D)4X48L24** | OLV154F20A | 37400 | 39500 | 15.2 | 10.5 | 8.5 | 2.1 | 74 | 89 | 211230802
HEIL | DLCURAH24ABK | EA*4X37L17A* | *96MSN0601716A* | 24200 | 25400 | 16.5 | 10 | 9 | 1.82 | 74 | 86 | 214279932
HEIL | DLCURAH24ABK | EN(A,D)4X30L17** | *80MSU0601716A* | 23600 | 25600 | 17 | 10.5 | 8.5 | 2 | 73 | 94 | 214229191
HEIL | DLCURAH36ABK | EN(A,D,W)4X48L21** | *96VTN0802120B* | 35600 | 38500 | 16.5 | 10 | 8.1 | 1.98 | 76 | 90 | 213077569
HEIL | DLCURAH36ABK | EN(A,D,W)4X48L21** | *96VTN0801716B* | 35600 | 38500 | 16 | 10 | 8.1 | 1.98 | 76 | 91 | 213077469
HEIL | DLCURAH36ABK | EN(A,D)4X48L24** | *96VSN1202422B* | 36000 | 38500 | 16.5 | 10 | 8.1 | 2 | 76 | 91 | 213077261
HEIL | HVH837GKA2*+TSTAT | EA*4X43L21A* | *96VTN0801716A* | 32200 | 47500 | 17 | 11 | 8.1 | 1.96 | 65 | 52 | 210459849
CARRIER | 38MURAQ36AB3* | CNPV*4824AL* | 59TP6C080V21**20 | 35600 | 38500 | 16.5 | 10 | 8.1 | 1.98 | 76 | 90 | 213077573
CARRIER | 38MURAQ36AB3* | CAP**4824AL* | 59SP6B120V24**22 | 36000 | 38000 | 16.5 | 10 | 8.5 | 2.04 | 76 | 92 | 213077245
CARRIER | 38MURAQ36AB3* | CNPV*4821AL* | 58TP*B090V17**16 | 35600 | 38500 | 16.5 | 10 | 8.1 | 1.98 | 76 | 91 | 213076624
CARRIER | 25VNA837A*030* | CAP**4824AL*+UI | 58TN*B110C21**20 | 32400 | 32200 | 17.5 | 11.5 | 8.5 | 2 | 98 | 77 | 213779495
CARRIER | 25VNA837A*030* | CAP**4224AL*+UI | 59MN7C100C21**22 | 31800 | 33000 | 17.5 | 11 | 8.1 | 1.9 | 95 | 74 | 213779205
CARRIER | 38MURAQ36AB3* | CNPV*4217AL* | 59SC2E060M17**14 | 35400 | 38500 | 16 | 10 | 8.1 | 1.94 | 76 | 91 | 213079471
CARRIER | 38MURAQ36AB3* | CNPV*4821AL* | 58SU*B080M21**20 | 35800 | 38000 | 17 | 10.5 | 8.1 | 2.04 | 77 | 92 | 213079177
CARRIER | 38MURAQ36AB3* | CAP**4321AL* | 58S(B,C)*B090M21**16 | 36400 | 38000 | 16.5 | 10 | 8.5 | 2.06 | 76 | 92 | 213078431
DAY & NIGHT | DLCURAH18ABK | EA*4X25L17A* | *96VTN0401410B* | 17700 | 17700 | 16 | 10.5 | 8.1 | 2.14 | 68 | 101 | 212974658
DAY & NIGHT | DLCURAH18ABK | EA*4X30L14A* | *96VTN0601412B* | 17400 | 18000 | 16.5 | 10.5 | 8.5 | 2.28 | 68 | 105 | 212975425
DAY & NIGHT | DLCURAH18ABK | EN(A,D)4X30L17** | *96VTN0601412B* | 17500 | 18000 | 16.5 | 11 | 8.1 | 2.24 | 68 | 104 | 212975491
DAY & NIGHT | DLCURAH18ABK | EA*4X25L17A* | *80MS(N,L)0701412A* | 18200 | 18000 | 17 | 11 | 8.5 | 2.14 | 68 | 98 | 212978264
DAY & NIGHT | DLCURAH18ABK | EN(A,D)4X24L17** | *80MS(N,L)0901714A* | 17400 | 18500 | 16 | 10.5 | 8.5 | 2.3 | 67 | 104 | 212979995
BRYANT HEATING AND COOLING SYSTEMS | 38MURAQ36AB3* | CNPV*4821AL* | 935SB66100M21*** | 36200 | 38500 | 16.5 | 10.5 | 8.1 | 2.02 | 76 | 91 | 213076325
BRYANT HEATING AND COOLING SYSTEMS | 38MURAQ36AB3* | CAP**4824AL* | 935SB60100M21*** | 36000 | 38000 | 16.5 | 10 | 8.5 | 2.04 | 76 | 92 | 213075947
BRYANT HEATING AND COOLING SYSTEMS | 38MURAQ36AB3* | CNPV*4821AL* | 83*SA60080E21*** | 37400 | 39500 | 15.5 | 10.5 | 8.5 | 2.1 | 74 | 89 | 211230038
BRYANT HEATING AND COOLING SYSTEMS | 38MURAQ36AB3* | FX4DN(B,F)037L |  | 35800 | 38500 | 16.5 | 10 | 8.1 | 1.94 | 75 | 90 | 211230904
BRYANT HEATING AND COOLING SYSTEMS | 38MURAQ36AB3* | CNPV*4821AL* | 83*SA60100E21*** | 36200 | 38500 | 16 | 10 | 8.1 | 2.02 | 76 | 90 | 211230049
BRYANT HEATING AND COOLING SYSTEMS | 38MURAQ36AB3* | CAP**4221AL* | 912SE60080M21*** | 35200 | 38500 | 16.5 | 10 | 8.1 | 1.88 | 76 | 91 | 213079660
BRYANT HEATING AND COOLING SYSTEMS | 38MURAQ36AB3* | CNPV*4217AL* | 83*SB60100M21*** | 36000 | 39000 | 15.5 | 10 | 8.1 | 1.96 | 75 | 90 | 213078914
HEIL | DLCURAH24ABK | EA*4X36L21A* | *96VTN0802120B* | 24000 | 26400 | 17 | 10 | 8.5 | 1.94 | 72 | 89 | 212976395
CARRIER | 38MURAQ36AB3* | CAP**3721AL* | 59SC6A060M17**16 | 36000 | 38000 | 15.5 | 10 | 8.5 | 2.06 | 77 | 92 | 214280267
CARRIER | 38MURAQ18AB3* | CAP**1917AL* | 59SC5B040E14**10 | 18300 | 18300 | 16 | 10.5 | 8.5 | 2.12 | 68 | 96 | 211257738
CARRIER | 38MURAQ18AB3* | CAP**2414AL* | 59SP6A060V14**12 | 17800 | 18800 | 16 | 10.5 | 8.5 | 2.28 | 66 | 101 | 211257765
CARRIER | 38MURAQ18AB3* | CAP**2417AL* | 59SC2D060E17**14 | 17700 | 18500 | 16.5 | 10.5 | 8.5 | 2.3 | 67 | 103 | 211257820
CARRIER | 25VNA825A*032* | CSPH*3012AL*+UI | 58TN*A070C14**12 | 23800 | 21800 | 16 | 10.5 | 8.1 | 1.98 | 95 | 77 | 206764443
CARRIER | 25VNA825A*032* | CAP**3721AL*+UI | 59CU5A060C17**16 | 24400 | 21400 | 16.5 | 10.5 | 8.1 | 2.02 | 97 | 78 | 206764514
BRYANT HEATING AND COOLING SYSTEMS | PH7TAN448**AA* | FV4CN(B,F)005L |  | 46000 | 47000 | 16.5 | 12.5 | 8.1 | 2.24 | 62 | 49 | 207872480
BRYANT HEATING AND COOLING SYSTEMS | 38MURAQ36AB3* | CNPV*4221AL* | 915SB66100E21*** | 36600 | 40000 | 15.2 | 10 | 8.1 | 1.92 | 74 | 88 | 212384454
BRYANT HEATING AND COOLING SYSTEMS | 38MURAQ36AB3* | CAP**3721AL* | 8(0,1)*SA48070E17*** | 36600 | 39000 | 15.5 | 10 | 8.5 | 2.1 | 75 | 89 | 212383400
BRYANT HEATING AND COOLING SYSTEMS | 38MURAQ36AB3* | CAP**4321AL* | 912SD48080E17*** | 36400 | 38500 | 16 | 10 | 8.5 | 2.08 | 75 | 90 | 212383469
CARRIER | 38MURAQ36AB3* | CAP**4821AL* | GG96VTAB48080B** | 35400 | 37800 | 16 | 10 | 8.1 | 2 | 77 | 92 | 212976296
CARRIER | 38MURAQ24AB3* | CNPV*3617AL* | 59TP6C080V17**16 | 23400 | 25800 | 16.5 | 10 | 8.1 | 2 | 73 | 94 | 212976109
CARRIER | 38MURAQ18AB3* | CAP**3017AL* | 58S(B,C)*B070M14**12 | 17400 | 17900 | 16.5 | 10.5 | 8.5 | 2.24 | 68 | 104 | 212978282
CARRIER | 38MURAQ18AB3* | CNPV*2417AL* | 58S(B,C)*B070M14**12 | 17600 | 18500 | 16.5 | 11 | 8.5 | 2.3 | 67 | 103 | 212978320
CARRIER | 25VNA837A*030* | CSPH*6012AL*+UI | 58TN*B090C21**20 | 33000 | 32200 | 17 | 11.5 | 8.1 | 2.02 | 97 | 77 | 213780335
CARRIER | 25VNA837A*030* | CSPH*6012AL*+UI | 59TN6C100C21**22 | 33000 | 32200 | 17 | 11.5 | 8.1 | 2.02 | 97 | 77 | 213780435
CARRIER | 25VNA837A*031* | CAP**4224AL*+UI | 58TN*B110C21**20 | 31800 | 32800 | 17.5 | 11 | 8.1 | 1.9 | 95 | 74 | 213781095
CARRIER | 25VNA837A*031* | CAP**4321AL*+UI | 58TN*B090C21**20 | 32800 | 32600 | 17.5 | 11.7 | 8.5 | 2 | 98 | 77 | 213781185
CARRIER | 25VNA837A*031* | CAP**4321AL*+UI | 59CU5B060C17**16 | 32800 | 33000 | 17.5 | 11 | 8.5 | 1.98 | 97 | 77 | 213781205
CARRIER | 25VNA837A*031* | CAP**4821AL*+UI | 59MN7C100C21**22 | 32400 | 32600 | 17.5 | 11.7 | 8.5 | 2 | 96 | 77 | 213781355
CARRIER | 25VNA837A*031* | CAP**6121AL*+UI | 58TN*B090C21**20 | 33200 | 32000 | 18 | 11.7 | 8.5 | 2 | 98 | 78 | 213781565
CARRIER | 25VNA837A*031* | CSPH*4812AL*+UI | 59TN6C100C21**22 | 32600 | 33000 | 17 | 11 | 8.1 | 1.98 | 96 | 75 | 213782185
CARRIER | 25VNA837A*030* | CAP**4321AL*+UI | 58TN*A090C21**20 | 32800 | 33000 | 17.5 | 11.7 | 8.5 | 2 | 96 | 76 | 204299171
CARRIER | 25VNA837A*030* | CAP**4824AL*+UI | 58TN*A090C21**20 | 32400 | 32600 | 17.5 | 11.7 | 8.5 | 1.98 | 96 | 77 | 204299355
CARRIER | 25VNA848A*030* | CAP**4824AL*+UI | 58TN*A135C24**22 | 45000 | 46500 | 17.5 | 10 | 8.5 | 2.04 | 78 | 62 | 204300709
CARRIER | 25VNA825A*031* | CAP**3717AL*+UI | 59MN7C060C17**14 | 24000 | 21600 | 16 | 10.5 | 8.1 | 1.98 | 96 | 78 | 213771075
CARRIER | 25VNA825A*031* | CAP**4221AL*+UI | 58TN*B045C17**12 | 23600 | 21600 | 16.5 | 10.5 | 8.1 | 1.94 | 96 | 77 | 213771245
CARRIER | 25TPA724A**30* | CAP**3721AL* | 59TP6B060V17**14 | 23800 | 24400 | 16.5 | 12.5 | 8.1 | 2.22 | 59 | 43 | 207866146
BRYANT HEATING AND COOLING SYSTEMS | 227TBN024**AA* | CAP**3717AL* | 926TB36060V14*** | 23600 | 24400 | 16.5 | 12.5 | 8.1 | 2.18 | 58 | 43 | 213382331
BRYANT HEATING AND COOLING SYSTEMS | 227TBN024**AA* | CAP**3717AL* | 82*TA48090V17*** | 23400 | 24000 | 16.5 | 12.5 | 8.1 | 2.2 | 58 | 43 | 213382311
BRYANT HEATING AND COOLING SYSTEMS | 38MURAQ18AB3* | CNPV*1814AL* | 82*SB36045V14*** | 17400 | 18600 | 16 | 10.5 | 8.5 | 2.38 | 67 | 106 | 212969557
BRYANT HEATING AND COOLING SYSTEMS | 38MURAQ18AB3* | CNPV*3014AL* | 82*TB36045V14*** | 17400 | 17900 | 16.5 | 11 | 8.1 | 2.24 | 68 | 104 | 212971367
BRYANT HEATING AND COOLING SYSTEMS | 38MURAQ18AB3* | PF4MN*A18L* |  | 18000 | 19000 | 15.5 | 10.5 | 8.5 | 2.28 | 67 | 101 | 211264730
DAY & NIGHT | CVH837GKA** | EA*4X42L21A*+WALLCON | *80CTL0702120B* | 31800 | 33000 | 17 | 11 | 8.5 | 1.9 | 95 | 74 | 214572594
DAY & NIGHT | CVH837GKA** | EA*4X42L21A*+WALLCON | *95CSU1002122B* | 31800 | 32800 | 17.5 | 11 | 8.5 | 1.9 | 95 | 74 | 214572614
DAY & NIGHT | CVH837GKA** | EN(A,D,W)4X42L21**+WALLCON | *95CSU0802120B* | 31800 | 33000 | 17 | 11 | 8.1 | 1.88 | 95 | 75 | 214573384
DAY & NIGHT | CVH837GKA** | EHD4X36AAL+WALLCON | *95CSU1002122A* | 32200 | 33200 | 16.5 | 11 | 8.1 | 1.94 | 95 | 74 | 206136326
DAY & NIGHT | CVH837GKA** | EHD4X48AAL+WALLCON | *95CSU0802120A* | 32600 | 33000 | 17 | 11 | 8.1 | 1.98 | 96 | 75 | 206136356
DAY & NIGHT | CVH825GKA3* | EA*4X25L17A*+WALLCON | *97CMN0601714A* | 24200 | 20000 | 15.5 | 10.5 | 8.1 | 1.94 | 98 | 80 | 206765533
DAY & NIGHT | CVH825GKA3* | EA*4X37L21A*+WALLCON | *80CSU0601716A* | 24400 | 21200 | 17 | 11 | 8.1 | 2.02 | 97 | 78 | 206767209
DAY & NIGHT | CVH825GKA3* | EA*4X42L21A*+WALLCON | *97CMN0601714A* | 23600 | 21600 | 16 | 10.5 | 8.1 | 1.94 | 96 | 78 | 210472925
BRYANT HEATING AND COOLING SYSTEMS | 288BNV037*0**B* | CSPH*6012AL*+UI | 987MB66120C24*** | 33000 | 32200 | 17 | 11 | 8.1 | 2 | 98 | 78 | 210471255
BRYANT HEATING AND COOLING SYSTEMS | 288BNV037*0**B* | CSPH*6012AL*+UI | 83*CA48060C17*** | 33000 | 32400 | 17 | 11.5 | 8.1 | 2 | 97 | 77 | 210471145
BRYANT HEATING AND COOLING SYSTEMS | 288BNV037*0**B* | CNPV*6024AL*+UI | 987MB66120C24*** | 32800 | 32200 | 17.5 | 11.7 | 8.1 | 1.96 | 98 | 77 | 210470964
BRYANT HEATING AND COOLING SYSTEMS | 288BNV037*0**B* | CAP**3621AL*+UI | 83*CA48060C17*** | 31600 | 33200 | 17.5 | 11 | 8.1 | 1.86 | 94 | 73 | 210470088
BRYANT HEATING AND COOLING SYSTEMS | 284ANV036*0**B* | CSPH*3612AL*+UI | 987MB60060C21*** | 33400 | 35400 | 17.5 | 11 | 9 | 2 | 90 | 75 | 206790443
BRYANT HEATING AND COOLING SYSTEMS | 284ANV048*0**B* | CAP**4821AL*+UI | 935CB66100C21*** | 44000 | 46500 | 21 | 11.5 | 9.5 | 2.28 | 94 | 78 | 214569401
BRYANT HEATING AND COOLING SYSTEMS | 284ANV024*0**B* | CNPV*3621AL*+UI | 88*TB60070C21*** | 23200 | 26600 | 20 | 13 | 10 | 2.4 | 94 | 75 | 214569381
BRYANT HEATING AND COOLING SYSTEMS | 284ANV024*0**B* | CAP**3721AL*+UI | 987MC60060C21*** | 24000 | 26400 | 19.5 | 13 | 11 | 2.52 | 94 | 75 | 214569331
BRYANT HEATING AND COOLING SYSTEMS | 284ANV036*0**B* | CNPV*4217AL*+UI | 987MC42060C17*** | 33200 | 37600 | 18.5 | 11.7 | 9 | 1.98 | 85 | 71 | 214389263
BRYANT HEATING AND COOLING SYSTEMS | 288BNV025*0**C* | CAP**4321AL*+UI | 83*CA60100C21*** | 24400 | 21200 | 16.5 | 11 | 8.1 | 2.02 | 97 | 79 | 210473139
BRYANT HEATING AND COOLING SYSTEMS | 288BNV025*0**C* | CAP**4821AL*+UI | 987MC60060C21*** | 24000 | 21000 | 16.5 | 10.5 | 8.5 | 2 | 97 | 79 | 214570699
BRYANT HEATING AND COOLING SYSTEMS | 288BNV025*0**C* | CAP**4821AL*+UI | 935CB60080C21*** | 24000 | 21000 | 16.5 | 11 | 8.5 | 2.02 | 97 | 79 | 214570679
BRYANT HEATING AND COOLING SYSTEMS | 288BNV025*0**C* | CAP**4321AL*+UI | 986TD60080C21*** | 24400 | 21200 | 17 | 11 | 8.5 | 2.04 | 97 | 78 | 214570659
BRYANT HEATING AND COOLING SYSTEMS | 284ANV036*0**B* | CNPV*4821AL*+UI | 987MC60080C21*** | 33800 | 36800 | 19.5 | 12.5 | 9 | 2.04 | 85 | 71 | 214569681
BRYANT HEATING AND COOLING SYSTEMS | 284ANV036*0**B* | CSPH*4812AL*+UI | 986TD60080C21*** | 34200 | 36400 | 19 | 12 | 9 | 2.06 | 85 | 71 | 214569655
BRYANT HEATING AND COOLING SYSTEMS | 284ANV036*0**B* | CSPH*4212AL*+UI | 935CB60080C21*** | 34000 | 36600 | 18.5 | 11.5 | 9 | 2.04 | 85 | 71 | 214569635
BRYANT HEATING AND COOLING SYSTEMS | 284ANV036*0**B* | CAP**6024AL*+UI | 88*TB60070C21*** | 34200 | 35800 | 19.5 | 12 | 9 | 2.02 | 84 | 70 | 214569585
BRYANT HEATING AND COOLING SYSTEMS | 284ANV036*0**B* | CAP**4821AL*+UI | 935CB66100C21*** | 33800 | 36400 | 19.5 | 12 | 9.5 | 2.04 | 85 | 71 | 214569565
BRYANT HEATING AND COOLING SYSTEMS | 284ANV036*0**B* | CAP**3721AL*+UI | 935CB66100C21*** | 34400 | 36400 | 19.5 | 12 | 9.5 | 2.06 | 85 | 70 | 214569521
BRYANT HEATING AND COOLING SYSTEMS | 284ANV048*0**B* | CNPV*4821AL*+UI | 935CB66100C21*** | 44000 | 46500 | 21 | 12 | 9 | 2.18 | 94 | 78 | 214569485
BRYANT HEATING AND COOLING SYSTEMS | 284ANV048*0**B* | CSPH*6012AL*+UI | 88*TB60070C21*** | 45000 | 46500 | 20.5 | 11.5 | 9.5 | 2.34 | 94 | 78 | 214569469
BRYANT HEATING AND COOLING SYSTEMS | 288BNV037*0**B* | CNPV*4221AL*+UI | 935CB66100C21*** | 31800 | 33000 | 17 | 11.5 | 8.1 | 1.9 | 95 | 74 | 214574529
BRYANT HEATING AND COOLING SYSTEMS | 288BNV037*0**B* | CNPV*4221AL*+UI | 88*TB60070C21*** | 31800 | 33000 | 17 | 11 | 8.1 | 1.88 | 95 | 75 | 214574509
BRYANT HEATING AND COOLING SYSTEMS | 288BNV037*0**A* | CSPH*4212AL*+UI | 935CB66100C21*** | 32600 | 32800 | 17 | 11 | 8.5 | 1.96 | 96 | 76 | 214573149
CARRIER | 25VNA436A*031* | CNPV*6024AL*+UI | 59TN6C100C21**22 | 34400 | 36200 | 20 | 12.5 | 9 | 2.02 | 85 | 70 | 214389326
CARRIER | 25VNA436A*031* | CNPV*6024AL*+UI | 59CU5B100C21**22 | 34400 | 36200 | 20 | 12.5 | 9 | 2.04 | 85 | 70 | 214569700
CARRIER | 25VNA436A*031* | CNPV*4821AL*+UI | 59MN7C060C21**20 | 33600 | 36800 | 19 | 12 | 9 | 2.02 | 85 | 71 | 214569678
CARRIER | 25VNA436A*031* | CSPH*6012AL*+UI | 59CU5B080C21**20 | 34400 | 36000 | 18.5 | 12 | 9 | 2.04 | 84 | 71 | 214569658
CARRIER | 25VNA436A*031* | CAP**6124AL*+UI | 59TN6C080C21**20 | 34800 | 35800 | 20 | 12.5 | 9.5 | 2.02 | 84 | 70 | 214569618
CARRIER | 25VNA436A*031* | CAP**6121AL*+UI | 59CU5B080C21**20 | 34800 | 35800 | 19.5 | 12 | 9 | 2.02 | 84 | 70 | 214569598
CARRIER | 25VNA436A*031* | CAP**4821AL*+UI | 59MN7C080C21**20 | 33800 | 36600 | 19 | 12 | 9.5 | 2.04 | 85 | 70 | 214569568
CARRIER | 25VNA436A*031* | CAP**4321AL*+UI | 59MN7C060C21**20 | 34200 | 36600 | 19 | 11.5 | 9.5 | 2.04 | 85 | 70 | 214569554
CARRIER | 25VNA436A*031* | CAP**4221AL*+UI | 59MN7C080C21**20 | 33000 | 37800 | 19 | 11.5 | 9.5 | 1.98 | 85 | 70 | 214569534
CARRIER | 25VNA436A*031* | CAP**3721AL*+UI | 59MN7C080C21**20 | 34400 | 36400 | 19 | 12 | 9.5 | 2.04 | 85 | 70 | 214569524
CARRIER | 25VNA848A*031* | CSPH*6012AL*+UI | 59TN6C120C24**22 | 46000 | 46000 | 17 | 10 | 8.5 | 2.04 | 79 | 63 | 213783975
CARRIER | 25VNA848A*031* | CAP**4824AL*+UI | 59MN7C100C21**22 | 44500 | 46500 | 17 | 10 | 8.5 | 2.02 | 78 | 62 | 213783375
HEIL | HVH837GKA** | EHD4X48AAL+WALLCON | *80CTL0701412A* | 32600 | 33200 | 17 | 11 | 8.1 | 1.96 | 96 | 75 | 204300571
HEIL | HVH837GKA** | EHD4X48AAL+WALLCON | *80CTL0701716A* | 32600 | 33200 | 17 | 11 | 8.1 | 1.96 | 96 | 75 | 204300431
HEIL | HVH848GKA2* | EN(A,D)4X48L24**+WALLCON | *97CMN1202422B* | 45000 | 47000 | 17 | 10 | 8.5 | 1.98 | 77 | 61 | 214238195
HEIL | HVH848GKA2* | EN(A,D)4X48L24**+WALLCON | *97CMN0802120B* | 44500 | 47000 | 17 | 10 | 8.5 | 1.98 | 78 | 61 | 214238175
HEIL | HVH848GKA2* | EN(A,D)4X48L24**+WALLCON | *95CSU1002122B* | 45000 | 47000 | 17.5 | 10 | 8.5 | 2 | 77 | 61 | 214238155
HEIL | HVH848GKA2* | EN(A,D)4X48L24**+WALLCON | *80CTL1352422B* | 45000 | 47000 | 17.5 | 10 | 8.5 | 2 | 77 | 61 | 214238135
HEIL | DLCURAH36ABK | EA*4X37L17A* | *92MSN0601714A* | 36000 | 38500 | 15.5 | 10 | 8.5 | 2 | 76 | 91 | 213079404
HEIL | DLCURAH36ABK | EA*4X48L24A* | *80MSU0802120A* | 35600 | 37800 | 16.5 | 10 | 8.5 | 2.06 | 76 | 92 | 213079280
HEIL | DLCURAH24ABK | EA*4X30L17A* | *96MSN0261410A* | 23400 | 26200 | 16.5 | 10 | 8.5 | 2.08 | 73 | 95 | 212985800
HEIL | DLCURAH24ABK | EN(A,D)4X24L17** | *92MSN0601714A* | 23200 | 26800 | 16.5 | 10 | 8.5 | 2.14 | 72 | 95 | 212984116
HEIL | DLCURAH24ABK | EA*4X30L17A* | *92MSN0601714A* | 23600 | 26400 | 17 | 10 | 8.5 | 2.04 | 72 | 93 | 212984056
HEIL | DLCURAH36ABK | EA*4X37L21A* | *80ES(N,L)0902120A* | 36800 | 38500 | 16 | 10 | 8.5 | 2.1 | 76 | 90 | 211226844
HEIL | DLCURAH36ABK | EA*4X48L21A* | *96VTN1002120A* | 36200 | 38500 | 15.5 | 10 | 8.5 | 2.08 | 75 | 90 | 211229179
CARRIER | 25TPB724A**30* | CAP**2517AL* | 59TP6B060V14**12 | 23800 | 24400 | 16.5 | 12 | 8.1 | 2.2 | 59 | 43 | 213382170
CARRIER | 25TPB748A**30* | FV4CNB006L |  | 46500 | 47000 | 16 | 12 | 8.1 | 2.3 | 62 | 49 | 213382084
CARRIER | 25TPB724A**30* | CAP**3717AL* | 59TP6B040V14**10 | 23600 | 24600 | 16.5 | 12 | 8.1 | 2.16 | 59 | 43 | 213383312
CARRIER | 38MURAQ24AA3* | CAP**3721AL* | 58SU*A080E21**20 | 25000 | 24800 | 16.5 | 10 | 8.1 | 1.9 | 80 | 65 | 211638757
CARRIER | 38MURAQ24AA3* | CAP**3721AL* | 59SC2D080E21**20 | 25600 | 25600 | 16 | 10 | 8.5 | 1.94 | 79 | 64 | 211638697
HEIL | N4H7T24*K*AAA* | EA*4X36L21A* | *80VTL0902120B* | 22400 | 23800 | 16 | 12.5 | 8.1 | 2.26 | 60 | 44 | 213168681
HEIL | N4H7T24*K*AAA* | EA*4X36L17A* | *96VTN0601716B* | 22400 | 23800 | 16 | 12 | 8.1 | 2.26 | 60 | 44 | 213168552
HEIL | N4H7T24*K*AAA* | EA*4X25L17A* | *80VSL0701716B* | 22800 | 24000 | 16.5 | 12.5 | 8.1 | 2.32 | 60 | 45 | 213167827
HEIL | N4H7T24*K*AAA* | EA*4X24L17A* | *96VTN0801716B* | 22200 | 23800 | 16 | 12 | 8.1 | 2.26 | 60 | 45 | 213167667
HEIL | N4H7T24*K*AAA* | EA*4X24L17A* | *96VTN0601716B* | 22000 | 23600 | 15.5 | 12 | 8.1 | 2.24 | 60 | 44 | 213167647
HEIL | DLCURAH18ABK | EN(A,D)4X24L14** | *92ESN0601412A* | 18100 | 19000 | 16 | 11 | 8.5 | 2.24 | 66 | 98 | 211262731
HEIL | DLCURAH18ABK | EN(A,D)4X24L14** | *80VTL0451412A* | 17600 | 18500 | 16 | 11 | 8.5 | 2.26 | 67 | 102 | 211262574
HEIL | DLCURAH18ABK | EN(A,D)4X18L14** | *95ESN0601412A* | 17600 | 18700 | 15.5 | 10.5 | 8.5 | 2.32 | 67 | 103 | 211262342
HEIL | DLCURAH18ABK | EN(A,D)4X24L17** | *95ESN0601412A* | 17800 | 18700 | 16 | 11 | 8.5 | 2.26 | 67 | 101 | 211263190
HEIL | DLCURAH36ABK | EN(A,D)4X48L24** | *80MS(N,L)0902120A* | 36000 | 38500 | 16.5 | 10.5 | 8.1 | 2 | 76 | 91 | 213078581
CARRIER | 25TPA736A**30* | F54AA*B36L* |  | 34400 | 35400 | 15.2 | 11.7 | 8.1 | 2.18 | 62 | 51 | 213310379
CARRIER | 25TPA748A**30* | CVPMA6021XMC* | 58SP*B110V21**22 | 46000 | 50000 | 16 | 11.7 | 8.1 | 2.3 | 61 | 49 | 213637013
DAY & NIGHT | DLCURAH24ABK | EA*4X37L21A* | *96VTN0401712B* | 24200 | 25400 | 16.5 | 10 | 8.5 | 1.8 | 74 | 85 | 212975326
DAY & NIGHT | DLCURAH24ABK | EN(A,D)4X36L21** | *96VTN0401712B* | 23200 | 26200 | 16 | 10 | 8.1 | 2.06 | 73 | 95 | 212975370
DAY & NIGHT | DLCURAH24ABK | EN(A,D)4X36L21** | *96VTN0801716B* | 23400 | 25800 | 16.5 | 10 | 8.1 | 2 | 73 | 94 | 212976129
BRYANT HEATING AND COOLING SYSTEMS | 38MURAQ18AB3* | CNPV*2417AL* | 82*SB36045V14*** | 17700 | 18700 | 16.5 | 11 | 8.5 | 2.3 | 67 | 102 | 212969577
BRYANT HEATING AND COOLING SYSTEMS | 38MURAQ24AB3* | CAP**3014AL* | 82*SB36045V14*** | 23400 | 26200 | 17 | 10 | 8.5 | 2.08 | 73 | 95 | 212969757
BRYANT HEATING AND COOLING SYSTEMS | 38MURAQ18AB3* | CNPV*3017AL* | OVLAAB036098 | 18200 | 18800 | 15.5 | 11 | 8.5 | 2.2 | 67 | 98 | 211264690
CARRIER | 25TPA748A**30* | CVPVA6121XMC* | 58SP*B110V21**22 | 47000 | 51000 | 16 | 11.7 | 8.1 | 2.32 | 60 | 49 | 213639530
PAYNE HEATING AND COOLING | 38MURAQ36AB3* | CAP**4224AL* | PG80MS(A,L)A60110C** | 35800 | 38500 | 16.5 | 10 | 8.1 | 1.9 | 76 | 91 | 213078641
CARRIER | 25TPA736A**30* | CAP**4321AL* | 59TP6C060V17**16 | 34000 | 35000 | 15.5 | 11.7 | 8.1 | 2.2 | 62 | 51 | 213173655
AIRQUEST | DLCURAH36ABK | EA*4X42L24A* | *92ESN1002120A* | 35200 | 38500 | 16.5 | 10 | 8.1 | 1.88 | 76 | 91 | 211227969
AIRQUEST | DLCURAH24AAK | EA*4X37L21A* | *92ESN1002120A* | 25600 | 25600 | 16 | 10 | 8.5 | 1.92 | 79 | 64 | 211638712
AIRQUEST | DLCURAH36ABK | EA*4X48L21A* | *80ESU1002120A* | 36000 | 38500 | 16 | 10 | 8.5 | 2.06 | 75 | 90 | 211228892
AIRQUEST | DLCURAH36ABK | EA*4X37L21A* | *96MSN0802120A* | 36400 | 38000 | 16 | 10 | 8.5 | 2.06 | 77 | 92 | 213080150
AIRQUEST | DLCURAH24ABK | EA*4X30L17A* | *80MSU0601716A* | 23600 | 25800 | 17 | 10 | 8.5 | 2.02 | 73 | 94 | 214229148
AIRQUEST | DLCURAH24ABK | EN(A,D)4X30L17** | *96MSN0801716A* | 23800 | 26400 | 17 | 10.5 | 8.5 | 2 | 73 | 91 | 212987462
BRYANT HEATING AND COOLING SYSTEMS | 38MURAQ24AB3* | CAP**2417AL* | 82*SA36045V14*** | 24000 | 27000 | 16 | 10 | 8.5 | 1.96 | 72 | 88 | 211240365
BRYANT HEATING AND COOLING SYSTEMS | 38MURAQ24AB3* | CAP**3014AL* | 926TB36060V14*** | 23400 | 25800 | 16.5 | 10 | 8.5 | 2 | 74 | 94 | 211241308
CARRIER | 25VNA837A*031*+TSTAT | CAP**6124AL* | 59TP6B100V21**20 | 32800 | 46500 | 18 | 11.7 | 8.1 | 1.96 | 66 | 52 | 210461969
CARRIER | 25VNA837A*031*+TSTAT | CAP**6124AL* | 58TP*A090V21**20 | 33000 | 47000 | 18 | 11.7 | 8.1 | 1.98 | 65 | 17 | 210461834
CARRIER | 25VNA837A*031*+TSTAT | CAP**6124AL* | 58SP*A090V24**20 | 32600 | 46500 | 17.5 | 11.7 | 8.1 | 1.96 | 65 | 52 | 210461812
CARRIER | 25VNA837A*031*+TSTAT | CAP**6124AL* | 59SP6A100V21**20 | 32600 | 46500 | 18 | 11.7 | 8.1 | 1.96 | 65 | 52 | 210461734
CARRIER | 25VNA837A*031*+TSTAT | CAP**6024AL* | 58SP*A110V24**22 | 32400 | 46000 | 17.5 | 11.7 | 8.1 | 1.96 | 66 | 53 | 210461044
CARRIER | 25VNA837A*031*+TSTAT | CAP**6024AL* | 59SP6A120V24**22 | 32600 | 46500 | 17.5 | 11.7 | 8.1 | 1.96 | 65 | 52 | 210460966
CARRIER | 25VNA837A*031*+TSTAT | CAP**4321AL* | GG96VTAA48080B | 32200 | 47500 | 17 | 11 | 8.1 | 1.96 | 65 | 52 | 210459847
CARRIER | 25TPA724A**30* | CAP**3721AL* | OVLAAB048112 | 24400 | 25200 | 16 | 12 | 8.1 | 2.24 | 60 | 43 | 207873945
CARRIER | 25TPA724A**30* | CAP**3721AL* | 58CU*A100C21**20 | 24000 | 24600 | 17 | 12.5 | 8.1 | 2.24 | 58 | 42 | 207873819
CARRIER | 25TPA736A**30* | CAP**4321AL* | 58CU*A080C21**20 | 35600 | 35800 | 16 | 12 | 8.1 | 2.16 | 62 | 49 | 207869255
BRYANT HEATING AND COOLING SYSTEMS | 288BNV037*0**B* | CSPH*4812AL*+UI | 986TC66120C24*** | 32600 | 33000 | 17 | 11 | 8.1 | 1.98 | 96 | 75 | 206772919
BRYANT HEATING AND COOLING SYSTEMS | 288BNV037*0**B* | CAP**4821AL*+UI | 986TC66100C21*** | 32400 | 32600 | 17.5 | 11.7 | 8.5 | 1.98 | 96 | 77 | 206771847
BRYANT HEATING AND COOLING SYSTEMS | 288BNV037*0**B* | CAP**4321AL*+UI | 987MB66100C21*** | 33000 | 33000 | 17.5 | 11.7 | 8.5 | 2 | 96 | 76 | 206771694
BRYANT HEATING AND COOLING SYSTEMS | 288BNV037*0**B* | CAP**3621AL*+UI | 987MB66100C21*** | 31600 | 33200 | 17 | 11 | 8.1 | 1.86 | 94 | 73 | 206771118
BRYANT HEATING AND COOLING SYSTEMS | 288BNV025*0**C* | CAP**4224AL*+UI | 987MB66120C24*** | 23800 | 21400 | 16.5 | 11 | 8.1 | 1.96 | 97 | 78 | 210473051
PAYNE HEATING AND COOLING | 38MURAQ24AB3* | CNPV*2417AL* | PG92ESAA42060B** | 23800 | 26800 | 16.5 | 10 | 8.5 | 1.92 | 73 | 87 | 211244158
PAYNE HEATING AND COOLING | 38MURAQ24AB3* | CNPV*2417AL* | PG80ES(A,L)A36045A** | 24200 | 27200 | 15.5 | 10 | 8.5 | 1.86 | 72 | 83 | 211244099
PAYNE HEATING AND COOLING | 38MURAQ24AB3* | CNPV*3017AL* | PG80ES(A,L)A36045B** | 24000 | 26200 | 16.5 | 10.5 | 8.1 | 1.9 | 73 | 88 | 211244685
PAYNE HEATING AND COOLING | 38MURAQ24AB3* | CAP**3717AL* | PG80VTLB48070B** | 24000 | 25200 | 17 | 10 | 8.5 | 1.84 | 74 | 87 | 212971678
PAYNE HEATING AND COOLING | 38MURAQ18AB3* | CAP**2417AL* | PG80ESUA36040B** | 18400 | 19200 | 16.5 | 11 | 9 | 2.26 | 66 | 97 | 211260375
PAYNE HEATING AND COOLING | 38MURAQ18AB3* | CAP**2417AL* | PG95ESAA36040B** | 17300 | 18300 | 15.5 | 10 | 8.5 | 2.3 | 67 | 105 | 211260455
DAY & NIGHT | DLCURAH18ABK | EA*4X30L17A* | *80VTL0701716B* | 17700 | 18200 | 16.5 | 10.5 | 8.5 | 2.24 | 68 | 103 | 212971473
DAY & NIGHT | DLCURAH18ABK | EN(A,D)4X18L14** | *92ESN0601412A* | 17800 | 18900 | 15.5 | 10.5 | 8.5 | 2.3 | 67 | 102 | 211262450
DAY & NIGHT | DLCURAH18ABK | EN(A,D)4X30L17** | *80ES(N,L)0451412A* | 18200 | 18700 | 16.5 | 11 | 8.5 | 2.22 | 67 | 98 | 211264475
DAY & NIGHT | DLCURAH36ABK | EA*4X42L21A* | *80MS(N,L)0902120A* | 35400 | 38500 | 16.5 | 10 | 8.1 | 1.88 | 76 | 91 | 213078514
DAY & NIGHT | DLCURAH36ABK | EA*4X43L21A* | *80MS(N,L)0902120A* | 37000 | 38500 | 16 | 10 | 8.5 | 2.08 | 76 | 91 | 213078536
DAY & NIGHT | DLCURAH36ABK | EA*4X37L21A* | *80MS(N,L)1102120A* | 36600 | 38000 | 16.5 | 10 | 8.5 | 2.06 | 76 | 92 | 213078621
AIRQUEST | HVH848GKA** | EN(A,D,W)4X48L21**+WALLCON | *96CTN1002122A* | 45000 | 47000 | 17.5 | 10 | 8.5 | 1.98 | 77 | 61 | 204301166
AIRQUEST | HVH837GKA2* | EHD4X60AAL+WALLCON | *80CSU0601716A* | 33000 | 32400 | 17 | 11.5 | 8.1 | 2 | 97 | 77 | 210471148
AIRQUEST | DLCURAH24ABK | EA*4X36L21A* | *80MS(N,L)1102120A* | 23600 | 26200 | 17.5 | 10 | 8.5 | 2 | 73 | 91 | 212980985
HEIL | HVH837GKA** | EA*4X60L24A*+WALLCON | *80CTL0902120B* | 32800 | 31800 | 17.5 | 11.7 | 8.5 | 2 | 97 | 78 | 213779557
HEIL | HVH837GKA** | EA*4X48L24A*+WALLCON | *97CMN1002122B* | 32400 | 32200 | 17.5 | 11.7 | 8.5 | 2 | 98 | 77 | 213779517
HEIL | HVH837GKA** | EA*4X43L21A*+WALLCON | *96CTN0801714B* | 32800 | 32800 | 17.5 | 11 | 8.5 | 1.98 | 98 | 77 | 213779347
HEIL | DLCURAH36ABK | EN(A,D,W)4X48L21** | *92ESN0801716A* | 36200 | 39000 | 16.5 | 10.5 | 8.1 | 2.02 | 75 | 89 | 212384793
HEIL | DLCURAH24ABK | EA*4X30L17A* | *96VSN0601714A* | 23400 | 25800 | 16.5 | 10 | 8.5 | 2.02 | 73 | 94 | 211241398
HEIL | HVH825GKA2* | EN(A,D)4X24L17**+WALLCON | *97CMN0601714B* | 23200 | 22200 | 15.5 | 10.5 | 8.1 | 1.92 | 95 | 76 | 214242467
HEIL | HVH825GKA2* | EN(A,D)4X24L17**+WALLCON | *80CTL0901716B* | 23200 | 22000 | 16 | 10.5 | 8.1 | 1.92 | 96 | 77 | 214242447
HEIL | HVH825GKA2* | EN(A,D)4X24L17**+WALLCON | *80CTL0701412B* | 23200 | 22000 | 16 | 10.5 | 8.1 | 1.94 | 96 | 76 | 214242427
HEIL | HVH825GKA2* | EHD4X30AAL+WALLCON | *80CTL0701412B* | 23800 | 21800 | 16 | 10.5 | 8.1 | 1.98 | 96 | 77 | 213771927
HEIL | DLCURAH24ABK | EA*4X36L17A* | *80ESU0601716A | 25000 | 26600 | 16.5 | 10 | 8.5 | 1.82 | 73 | 82 | 211242215
HEIL | DLCURAH24ABK | EA*4X36L17A* | *92ESN0801716A* | 24400 | 26200 | 17 | 10 | 8.5 | 1.86 | 73 | 85 | 211242148
HEIL | DLCURAH24ABK | EA*4X36L17A* | *96VTN0601714A* | 24000 | 26000 | 16.5 | 10 | 8.5 | 1.88 | 73 | 88 | 211242068
HEIL | HVH848GKA2* | EA*4X48L24A*+WALLCON | *96CTN0802120B* | 45000 | 46500 | 17.5 | 10 | 8.5 | 2.02 | 78 | 62 | 213783397
CARRIER | 38MURAQ18AB3* | PF4MN*B24L* |  | 18500 | 19300 | 15.5 | 10.5 | 9 | 2.2 | 66 | 95 | 211257345
CARRIER | 38MURAQ24AB3* | CNPV*2414AL* | 58SP*B045V14**12 | 23400 | 27000 | 17 | 10 | 8.5 | 2.08 | 72 | 93 | 212969796
CARRIER | 38MURAQ24AB3* | CAP**3617AL* | 58SP*B045V14**12 | 23600 | 26000 | 17 | 10 | 8.5 | 2 | 73 | 93 | 212969776
CARRIER | 38MURAQ18AB3* | PF4MN*A18L* |  | 18000 | 19000 | 15.5 | 10.5 | 8.5 | 2.28 | 67 | 101 | 211264726
HEIL | DLCURAH24ABK | EN(A,D,W)4X36L17** | *92ESN0401712A* | 23600 | 26200 | 15.5 | 10 | 8.1 | 1.92 | 73 | 89 | 211245228
HEIL | DLCURAH24ABK | EN(A,D,W)4X36L17** | *96VTN0401712A* | 23400 | 25800 | 16 | 10 | 8.1 | 1.98 | 74 | 93 | 211245010
HEIL | DLCURAH24ABK | EN(A,D,W)4X36L17** | *80VTL0451412A* | 24200 | 26200 | 16.5 | 10.5 | 8.1 | 1.88 | 73 | 87 | 211244996
HEIL | DLCURAH24ABK | EN(A,D,W)4X36L17** | *80VSL0451412A* | 23400 | 25800 | 16.5 | 10 | 8.1 | 2 | 73 | 94 | 211244852
HEIL | DLCURAH24ABK | EA*4X37L17A* | OMV098J12* | 24200 | 25400 | 16.5 | 10 | 8.5 | 1.82 | 74 | 86 | 211243169
HEIL | DLCURAH18ABK | EA*4X30L17A* | *96MSN0601716A* | 17400 | 18000 | 16 | 10.5 | 8.5 | 2.24 | 68 | 104 | 214279763
CARRIER | 25VNA837A*030* | CSPH*4212AL*+UI | 58TN*A135C24**22 | 32600 | 33000 | 17 | 11 | 8.1 | 1.96 | 96 | 75 | 204300269
CARRIER | 25VNA837A*030* | CAP**3617AL*+UI | 58TN*A070C14**12 | 31400 | 33400 | 17.5 | 11 | 8.1 | 1.84 | 94 | 73 | 204298625
CARRIER | GH7TAN424**AA* | CAP**3621AL* | 59TP6C100V21**22 | 22800 | 24000 | 16.5 | 12.5 | 8.1 | 2.3 | 60 | 44 | 213168836
CARRIER | GH7TAN424**AA* | CAP**2517AL* | 59TP6C060V17**16 | 23000 | 24000 | 16.5 | 12.5 | 8.1 | 2.32 | 60 | 45 | 213167902
CARRIER | 25VNA825A*032* | CAP**3621AL*+UI | 58TN*A090C17**16 | 23600 | 21400 | 17.5 | 11 | 8.1 | 1.96 | 96 | 78 | 206764342
CARRIER | 25VNA848A*030* | CAP**4824AL*+UI | 59CU5A100C21**22 | 45000 | 46500 | 17.5 | 10 | 8.5 | 2.02 | 78 | 62 | 206136632
CARRIER | 25VNA824B*030* | CAP**3621AL*+UI | 58TN*A090C17**16 | 23600 | 22000 | 17 | 10 | 8.1 | 1.94 | 71 | 56 | 204291172
CARRIER | 25VNA460A*031* | CAP**6121AL*+UI | 58TN*A090C21**20 | 57500 | 60500 | 19.5 | 12 | 8.5 | 2.08 | 84 | 64 | 207335597
CARRIER | 25VNA436A*031* | CSPH*6012AL*+UI | 58TN*A090C17**16 | 34600 | 34600 | 19.5 | 12 | 9 | 2.04 | 87 | 73 | 206788801
BRYANT HEATING AND COOLING SYSTEMS | 288BNV037*0**A* | CSPH*6012AL*+UI | 935CA66100C21*** | 33000 | 32200 | 17 | 11.5 | 8.1 | 2.02 | 97 | 77 | 210596604
BRYANT HEATING AND COOLING SYSTEMS | 288BNV037*0**A* | CSPH*6012AL*+UI | 935CA60080C21*** | 33000 | 32200 | 17 | 11.5 | 8.1 | 2.02 | 97 | 77 | 210596603
BRYANT HEATING AND COOLING SYSTEMS | 288BNV037*0**A* | CNPV*4824AL*+UI | 935CA66100C21*** | 32400 | 32800 | 17.5 | 11.7 | 8.1 | 1.98 | 96 | 75 | 210596577
BRYANT HEATING AND COOLING SYSTEMS | 288BNV025*0**B* | CNPV*4221AL*+UI | 88*TB36045C17*** | 23600 | 21600 | 16 | 10.5 | 8.1 | 1.94 | 96 | 78 | 214242956
BRYANT HEATING AND COOLING SYSTEMS | 288BNV025*0**B* | CNPV*4217AL*+UI | 986TD42060C17*** | 23800 | 21400 | 16.5 | 11 | 8.1 | 1.98 | 97 | 78 | 214242936
BRYANT HEATING AND COOLING SYSTEMS | 288BNV025*0**B* | CNPV*4217AL*+UI | 987MC42080C17*** | 23800 | 21400 | 16.5 | 11 | 8.1 | 1.98 | 97 | 78 | 214242916
BRYANT HEATING AND COOLING SYSTEMS | 227TAN024**AA* | CAP**3717AL* | 926TB30040V14*** | 23600 | 24600 | 16.5 | 12 | 8.1 | 2.16 | 59 | 43 | 207873776
BRYANT HEATING AND COOLING SYSTEMS | 227TAN024**AA* | CAP**3717AL* | 82*TA48090V17*** | 23400 | 24000 | 16.5 | 12.5 | 8.1 | 2.2 | 58 | 43 | 207865594
DAY & NIGHT | N4H7T48*K*AAA* | EVM4X49M21A* | *96VTN1002122B* | 46500 | 50500 | 16 | 11.7 | 8.1 | 2.3 | 61 | 49 | 213636946
BRYANT HEATING AND COOLING SYSTEMS | 38MURAQ24AB3* | CAP**2417AL* | 926SB36060V14*** | 23200 | 26800 | 16.5 | 10 | 8.5 | 2.28 | 72 | 100 | 212973533
BRYANT HEATING AND COOLING SYSTEMS | 38MURAQ24AB3* | CAP**3014AL* | 926SB36060V14*** | 23400 | 26200 | 16.5 | 10 | 8.5 | 2.08 | 73 | 95 | 212973553
BRYANT HEATING AND COOLING SYSTEMS | 38MURAQ24AB3* | CAP**3617AL* | 926SB36060V14*** | 23600 | 26200 | 17 | 10 | 8.5 | 2 | 73 | 92 | 212973573
BRYANT HEATING AND COOLING SYSTEMS | 38MURAQ24AB3* | CNPV*3617AL* | 926SA30040V14*** | 23400 | 25800 | 16 | 10 | 8.1 | 2 | 74 | 93 | 211244874
BRYANT HEATING AND COOLING SYSTEMS | 38MURAQ24AB3* | CNPV*3017AL* | 912SD36040E17*** | 23600 | 26200 | 15.5 | 10 | 8.1 | 1.92 | 73 | 89 | 211244786
BRYANT HEATING AND COOLING SYSTEMS | 38MURAQ24AB3* | CNPV*3617AL* | 82*SA48070V17*** | 23800 | 26000 | 16.5 | 10.5 | 8.1 | 1.92 | 73 | 89 | 211244959
BRYANT HEATING AND COOLING SYSTEMS | 38MURAQ24AB3* | CNPV*3617AL* | 8(0,1)*SA42090E17*** | 24600 | 26400 | 16.5 | 10.5 | 8.1 | 1.86 | 73 | 86 | 211245144
BRYANT HEATING AND COOLING SYSTEMS | 38MURAQ24AB3* | CNPV*3617AL* | 912SD42060E17*** | 24400 | 26400 | 16.5 | 10.5 | 8.1 | 1.88 | 72 | 86 | 211245167
BRYANT HEATING AND COOLING SYSTEMS | 38MURAQ24AB3* | CAP**3717AL* | 8(0,1)*SA36045E17*** | 24600 | 25600 | 16.5 | 10 | 8.5 | 1.8 | 74 | 84 | 211243028
PAYNE HEATING AND COOLING | 38MURAQ18AB3* | CNPV*3017AL* | PG80VTLB48090B** | 17700 | 18300 | 16 | 11 | 8.1 | 2.24 | 67 | 102 | 212971929
PAYNE HEATING AND COOLING | 38MURAQ18AB3* | CAP**1917AL* | PG96VTAB30040A** | 17600 | 17700 | 16 | 10.5 | 8.1 | 2.16 | 68 | 101 | 212974615
PAYNE HEATING AND COOLING | 38MURAQ18AB3* | CAP**3014AL* | PG96MSAA30026A** | 17400 | 18000 | 16 | 10.5 | 8.5 | 2.26 | 68 | 104 | 212985915
PAYNE HEATING AND COOLING | 38MURAQ18AB3* | CNPV*1814AL* | PG96MSAA30026A** | 17300 | 18600 | 15.5 | 10.5 | 8.5 | 2.38 | 67 | 106 | 212985935
PAYNE HEATING AND COOLING | 38MURAQ24AB3* | CNPV*2417AL* | PG80ESUA48060B** | 24400 | 27200 | 16 | 10 | 8.5 | 1.86 | 72 | 83 | 211244236
PAYNE HEATING AND COOLING | 38MURAQ36AB3* | CAP**4824AL* | PG80MS(A,L)A60110D** | 36200 | 38000 | 16.5 | 10 | 8.5 | 2.04 | 76 | 91 | 213078747
PAYNE HEATING AND COOLING | 38MURAQ36AB3* | CAP**4321AL* | PG80VTLB66110C** | 36600 | 38000 | 16 | 10 | 8.5 | 2.06 | 77 | 92 | 213076777
PAYNE HEATING AND COOLING | 38MURAQ36AB3* | CNPV*4824AL* | PG96VTAB60100C** | 36000 | 38500 | 16.5 | 10 | 8.1 | 2 | 76 | 91 | 213077691
PAYNE HEATING AND COOLING | 38MURAQ36AB3* | CAP**3717AL* | PG80MS(A,L)A36045A** | 36000 | 38500 | 15.2 | 10 | 8.5 | 2 | 76 | 91 | 213077830
PAYNE HEATING AND COOLING | 38MURAQ24AB3* | CAP**3017AL* | PG96VTAB36060A** | 23400 | 26400 | 16.5 | 10 | 8.5 | 2.06 | 72 | 94 | 212975674
PAYNE HEATING AND COOLING | 38MURAQ24AB3* | CNPV*3017AL* | PG96VTAB36060A** | 23400 | 26200 | 16.5 | 10 | 8.1 | 2.04 | 73 | 94 | 212975740
PAYNE HEATING AND COOLING | 38MURAQ24AB3* | CAP**3014AL* | PG80MS(A,L)A36045A** | 23600 | 26400 | 17 | 10 | 8.5 | 2.04 | 72 | 93 | 212977600
PAYNE HEATING AND COOLING | 38MURAQ24AB3* | CAP**3617AL* | PG80MS(A,L)A36045A** | 23800 | 26200 | 17 | 10 | 8.5 | 1.96 | 73 | 91 | 212977624
DAY & NIGHT | CVH837GKA** | EA*4X48L21A*+WALLCON | *96CTN0801714B* | 32200 | 32800 | 17 | 11 | 8.1 | 1.96 | 96 | 77 | 213779471
DAY & NIGHT | CVH837GKA** | EA*4X43L21A*+WALLCON | *97CMN0601714B* | 32600 | 33000 | 17.5 | 11 | 8.5 | 1.96 | 98 | 77 | 213779311
DAY & NIGHT | DLCURAH18ABK | EN(A,D)4X24L17** | *80MSU0601716A* | 17600 | 18500 | 16 | 11 | 8.5 | 2.28 | 67 | 102 | 214229019
BRYANT HEATING AND COOLING SYSTEMS | 246SAN030**AA* | FMA5X30**AL* |  | 29000 | 29000 | 15.2 | 12.5 | 8.1 | 2.26 | 61 | 48 | 214424167
BRYANT HEATING AND COOLING SYSTEMS | 288BNV037*0**B* | CSPH*4212AL*+UI | 88*TA48090C17*** | 32600 | 33000 | 17 | 11 | 8.1 | 1.96 | 96 | 75 | 206772829
BRYANT HEATING AND COOLING SYSTEMS | 288BNV037*0**B* | CSPH*3612AL*+UI | 88*TA66135C24*** | 32200 | 33200 | 16.5 | 11 | 8.1 | 1.94 | 95 | 74 | 206772550
BRYANT HEATING AND COOLING SYSTEMS | 284ANV036*0**B* | CAP**4224AL*+UI | 935CA66100C21*** | 33200 | 35400 | 19.5 | 12 | 9.5 | 2 | 90 | 75 | 206790538
BRYANT HEATING AND COOLING SYSTEMS | 288BNV037*0**B*+TSTAT | CNPV*4824AL* | 82*TA60090V21*** | 31600 | 47500 | 17.5 | 11.7 | 8.1 | 1.94 | 64 | 51 | 210464689
BRYANT HEATING AND COOLING SYSTEMS | 288BNV037*0**B*+TSTAT | CNPV*4821AL* | 926TB60080V21*** | 32000 | 48000 | 17.5 | 11.7 | 8.1 | 1.94 | 65 | 51 | 210464457
BRYANT HEATING AND COOLING SYSTEMS | 288BNV025*0**C* | CAP**4321AL*+UI | 935CA66100C21*** | 24400 | 21200 | 17 | 11 | 8.5 | 2.04 | 97 | 78 | 210473106
BRYANT HEATING AND COOLING SYSTEMS | 288BNV037*0**B* | CSPH*6012AL*+UI | 88*TA66135C24*** | 33000 | 32200 | 17 | 11.5 | 8.1 | 2.02 | 97 | 77 | 210471189
BRYANT HEATING AND COOLING SYSTEMS | 38MURAQ24AB3* | CAP**3617AL* | 82*TA48070V17*** | 24200 | 26000 | 17 | 10 | 8.5 | 1.88 | 73 | 87 | 211241988
BRYANT HEATING AND COOLING SYSTEMS | 38MURAQ24AB3* | CAP**3621AL* | 926SA60100V21*** | 24000 | 26000 | 17 | 10 | 8.5 | 1.9 | 73 | 88 | 211242292
BRYANT HEATING AND COOLING SYSTEMS | 38MURAQ24AB3* | CAP**3621AL* | 926SA42060V17*** | 23600 | 25600 | 16.5 | 10 | 8.5 | 1.96 | 74 | 92 | 211242274
BRYANT HEATING AND COOLING SYSTEMS | 288BNV037*0**B*+TSTAT | CSPH*6012AL* | 82*TA36070V14*** | 32600 | 47000 | 16.5 | 11 | 8.1 | 1.96 | 66 | 52 | 210468337
BRYANT HEATING AND COOLING SYSTEMS | 288BNV037*0**B*+TSTAT | CSPH*4212AL* | 82*SA48070V17*** | 31800 | 47500 | 16.5 | 11 | 8.1 | 1.92 | 65 | 51 | 210467063
CARRIER | 38MURAQ24AB3* | CAP**3721AL* | 58S(B,C)*B070M21**16 | 24400 | 25200 | 17 | 10.5 | 8.5 | 1.8 | 74 | 84 | 212979501
CARRIER | GH7TAN424**AA* | CAP**3721AL* | 58SU*B060M17**16 | 23000 | 24000 | 16.5 | 12.5 | 8.1 | 2.34 | 60 | 44 | 212320874
CARRIER | GH7TAN424**AA* | CAP**3721AL* | OVLAAB048112 | 24400 | 25200 | 16 | 12 | 8.1 | 2.24 | 60 | 43 | 207873948
BRYANT HEATING AND COOLING SYSTEMS | 288BNV048*0**A* | CAP**4824AL*+UI | 987MC66100C21*** | 44500 | 46500 | 17 | 10 | 8.5 | 2.02 | 78 | 62 | 213782566
BRYANT HEATING AND COOLING SYSTEMS | 38MURAQ36AB3* | CAP**4321AL* | OVMAAB036098 | 36200 | 38500 | 15.2 | 10 | 8.5 | 2.06 | 76 | 91 | 211228683
BRYANT HEATING AND COOLING SYSTEMS | 38MURAQ18AB3* | CAP**1917AL* | 916SA48060M17*** | 17700 | 17700 | 16.5 | 10.5 | 8.5 | 2.16 | 68 | 101 | 214279722
BRYANT HEATING AND COOLING SYSTEMS | 38MURAQ18AB3* | CAP**3017AL* | 83*SB48060M17*** | 17800 | 18400 | 16.5 | 10.5 | 8.5 | 2.24 | 67 | 101 | 214229002
BRYANT HEATING AND COOLING SYSTEMS | 288BNV048*0**A* | CNPV*6024AL*+UI | 986TD66100C21*** | 45500 | 46500 | 17.5 | 10 | 8.5 | 2 | 78 | 62 | 214238724
BRYANT HEATING AND COOLING SYSTEMS | 288BNV048*0**A* | CNPV*6024AL*+UI | 987MC66120C24*** | 45500 | 46500 | 17.5 | 10 | 8.5 | 2 | 78 | 62 | 214238704
BRYANT HEATING AND COOLING SYSTEMS | 288BNV048*0**A* | CNPV*6024AL*+UI | 987MC60080C21*** | 45500 | 46500 | 17.5 | 10 | 8.5 | 2 | 78 | 62 | 214238684
BRYANT HEATING AND COOLING SYSTEMS | GH7TAN436**AA* | CAP**4824AL* | 987MC60080C21*** | 33400 | 34800 | 15.5 | 11.7 | 8.1 | 2.2 | 61 | 50 | 213743432
BRYANT HEATING AND COOLING SYSTEMS | GH7TAN424**AA* | CAP**3621AL* | 935CB48060C17*** | 22400 | 23600 | 16 | 12 | 8.1 | 2.26 | 60 | 44 | 213753369
BRYANT HEATING AND COOLING SYSTEMS | 288BNV048*0**B* | CNPV*4824AL*+UI | 986TC66100C21*** | 45000 | 47000 | 17.5 | 10 | 8.5 | 1.98 | 77 | 61 | 206774326
BRYANT HEATING AND COOLING SYSTEMS | 288BNV025*0**C* | CAP**3617AL*+UI | 986TC42060C17*** | 23400 | 21600 | 16 | 10.5 | 8.1 | 1.92 | 96 | 78 | 206765663
BRYANT HEATING AND COOLING SYSTEMS | 288BNV037*0**A* | CAP**4824AL*+UI | 987MB66100C21*** | 32400 | 32600 | 17.5 | 11.7 | 8.5 | 2 | 96 | 76 | 204299396
BRYANT HEATING AND COOLING SYSTEMS | 288BNV024B0**A* | CAP**4224AL*+UI | 987MB60060C21*** | 23600 | 22200 | 16 | 10 | 8.1 | 1.92 | 71 | 57 | 204292288
BRYANT HEATING AND COOLING SYSTEMS | 288BNV048*0**B* | CAP**6124AL*+UI | 935CA66100C21*** | 46500 | 46000 | 17.5 | 10 | 8.5 | 2.04 | 78 | 62 | 206774946
BRYANT HEATING AND COOLING SYSTEMS | 288BNV048*0**B* | CAP**4821AL*+UI | 83*CA60080C21*** | 45000 | 46500 | 17.5 | 10 | 8.5 | 2.02 | 78 | 62 | 206774686
BRYANT HEATING AND COOLING SYSTEMS | 227TBN024**AA* | CAP**3721AL* | 935CA66100C21*** | 24000 | 24400 | 17 | 12.5 | 8.1 | 2.26 | 59 | 43 | 213382371
HEIL | HVH837GKA2*+TSTAT | EA*4X37L21A* | *96VTN0801716A* | 32200 | 47500 | 17 | 11 | 8.1 | 1.96 | 65 | 52 | 210458592
HEIL | HVH837GKA** | EHD4X60AAL+WALLCON | *96CTN1202422A* | 33000 | 32200 | 17 | 11.5 | 8.1 | 2.02 | 97 | 77 | 210599443
HEIL | HVH825GKA3* | EHD4X42AAL+WALLCON | *80CTL0701716A* | 24200 | 21400 | 16 | 10.5 | 8.1 | 2 | 96 | 78 | 210474296
HEIL | HVH848GKA2* | EN(A,D)4X48L24**+WALLCON | *80CSU0802120A* | 45000 | 47000 | 17.5 | 10 | 8.5 | 2.06 | 79 | 63 | 210469972
HEIL | HVH837GKA2*+TSTAT | EHD4X60AAL | *96VTN1002122A* | 32600 | 47000 | 17 | 11.7 | 8.1 | 1.98 | 65 | 51 | 210468206
HEIL | HVH837GKA2* | EA*4X43L21A*+WALLCON | *97CMN1002122A* | 33000 | 33000 | 17.5 | 11.7 | 8.5 | 2 | 96 | 76 | 206771695
HEIL | HVH837GKA2* | EA*4X36L21A*+WALLCON | *96CTN1002122A* | 31600 | 33200 | 17 | 11 | 8.1 | 1.86 | 94 | 73 | 206771137
HEIL | HVH837GKA** | EN(A,D)4X48L24**+WALLCON | *97CMN0802120B* | 32400 | 32800 | 17.5 | 11.5 | 8.5 | 1.96 | 96 | 76 | 214573530
HEIL | HVH837GKA** | EN(A,D)4X48L24**+WALLCON | *95CSU1002122B* | 32400 | 32600 | 17.5 | 11.5 | 8.5 | 1.98 | 96 | 76 | 214573510
HEIL | HVH824GKA** | EA*4X37L17A*+WALLCON | *80CTL0701412A* | 24000 | 22000 | 17 | 10 | 8.1 | 1.96 | 71 | 57 | 204291548
HEIL | HVH825GKA2* | EN(A,D,W)4X48L21**+WALLCON | *97CMN0801714A* | 24000 | 21400 | 16.5 | 11 | 8.1 | 2 | 96 | 78 | 210598523
HEIL | HVH825GKA2* | EN(A,D,W)4X48L21**+WALLCON | *96CTN0801714A* | 24000 | 21400 | 16.5 | 11 | 8.1 | 2 | 96 | 78 | 210598507
HEIL | H4H7T60*K*AAA* | EA*4X61L21A* | *96VTN1002122A* | 55500 | 59000 | 15.5 | 11.7 | 8.1 | 2.18 | 63 | 51 | 210712502
HEIL | H4H5S24*K*AAA* | FMA4X30**AL* |  | 25000 | 23600 | 15.2 | 12.5 | 8.1 | 2.24 | 64 | 48 | 210099395
HEIL | HVH825GKA2* | EA*4X36L17A*+WALLCON | *80CTL0901716A* | 23600 | 21400 | 17 | 11 | 8.1 | 1.94 | 96 | 78 | 204456653
HEIL | HVH825GKA2* | EA*4X36L17A*+WALLCON | *96CTN0801714A* | 23600 | 21600 | 16.5 | 10.5 | 8.1 | 1.92 | 96 | 77 | 204456617
HEIL | HVH825GKA2* | EA*4X30L17A*+WALLCON | *80CTL0701412A* | 23600 | 21600 | 17 | 11 | 8.1 | 1.92 | 96 | 77 | 204456572
HEIL | HVH825GKA2* | EA*4X30L17A*+WALLCON | *97CMN0801714A* | 23400 | 21600 | 16 | 10.5 | 8.1 | 1.9 | 96 | 78 | 204456563
BRYANT HEATING AND COOLING SYSTEMS | 288BNV025*0**B* | CSPH*3012AL*+UI | 88*TB48090C17*** | 23800 | 21800 | 16 | 10.5 | 8.1 | 1.96 | 96 | 77 | 213771946
BRYANT HEATING AND COOLING SYSTEMS | 38MURAQ36AB3* | CNPV*4217AL* | 912SE36060M14*** | 35600 | 38500 | 15.5 | 10 | 8.1 | 1.94 | 76 | 91 | 213079364
BRYANT HEATING AND COOLING SYSTEMS | 38MURAQ24AB3* | CAP**3621AL* | 926TC48080V17*** | 23600 | 26200 | 17 | 10 | 8.5 | 2 | 73 | 92 | 212976046
BRYANT HEATING AND COOLING SYSTEMS | 288BNV025*0**C* | CNPV*3617AL*+UI | 935CB48060C17*** | 23400 | 21600 | 16.5 | 10.5 | 8.1 | 1.92 | 96 | 77 | 214241806
BRYANT HEATING AND COOLING SYSTEMS | 38MURAQ18AB3* | CAP**3017AL* | 8(0,1)*SB36070M14*** | 17400 | 17900 | 16.5 | 10.5 | 8.5 | 2.24 | 68 | 104 | 212978283
BRYANT HEATING AND COOLING SYSTEMS | 38MURAQ18AB3* | CAP**1917AL* | 8(0,1)*SB36070M14*** | 18200 | 18100 | 17 | 11 | 8.5 | 2.16 | 67 | 98 | 212978223
BRYANT HEATING AND COOLING SYSTEMS | 38MURAQ18AB3* | CAP**3017AL* | 8(0,1)*SB36070M17*** | 17600 | 18200 | 16.5 | 10.5 | 8.5 | 2.26 | 68 | 103 | 212978775
DAY & NIGHT | DLCURAH36ABK | EA*4X36L21A* | *96VTN1002120B* | 35200 | 38500 | 16 | 10 | 8.1 | 1.82 | 76 | 91 | 213077591
DAY & NIGHT | DLCURAH36ABK | EN(A,D)4X48L24** | *80VTL0902120B* | 36000 | 38500 | 16.5 | 10 | 8.1 | 2 | 76 | 91 | 213076722
AIRQUEST | HVH848GKA** | EN(A,D,W)4X60L24**+WALLCON | *80CTL1352422A* | 45500 | 46000 | 17.5 | 10.5 | 8.5 | 2.02 | 78 | 62 | 204301336
AIRQUEST | DLCURAH36ABK | EN(A,D)4X48L24** | *80VSL0902420A* | 35800 | 38500 | 16.5 | 10 | 8.1 | 2 | 76 | 90 | 211230517
AIRQUEST | DLCURAH36ABK | EN(A,D,W)4X48L21** | *80ES(N,L)0901714A* | 36600 | 39500 | 16 | 10.5 | 8.1 | 2.04 | 74 | 89 | 211229934
AIRQUEST | DLCURAH36ABK | EN(A,D,W)4X48L21** | *80ES(N,L)0451712A* | 35800 | 38500 | 15.5 | 10 | 8.1 | 2 | 76 | 91 | 211229898
AIRQUEST | DLCURAH24ABK | EN(A,D,W)4X36L17** | *96VSN0401410A* | 23400 | 25800 | 16 | 10 | 8.1 | 2 | 74 | 93 | 211244875
AIRQUEST | DLCURAH24ABK | EN(A,D)4X30L17** | *95ESN0801716A* | 24600 | 26800 | 15.5 | 10 | 8.1 | 1.82 | 73 | 83 | 211244766
AIRQUEST | DLCURAH24ABK | EN(A,D)4X30L14** | *80VSL0451412A* | 24000 | 26400 | 16 | 10 | 8.1 | 1.88 | 73 | 87 | 211244274
AIRQUEST | H4H7T24*K*AAA* | EA*4X37L21A* | OMV098J12* | 23800 | 24400 | 16 | 12.5 | 8.1 | 2.22 | 59 | 43 | 210701902
AIRQUEST | N4H7T24*K*AAA* | EA*4X37L21A* | *96VSN0801716B* | 23200 | 24200 | 16.5 | 12.5 | 8.1 | 2.36 | 60 | 45 | 213169412
CARRIER | 25VNA436A*031* | CAP**4321AL*+UI | 59TN6C080C17**14 | 33800 | 36600 | 19.5 | 12 | 9 | 2.04 | 89 | 75 | 213785476
CARRIER | 25VNA436A*031* | CAP**4221AL*+UI | 59MN7C080C17**14 | 32400 | 38000 | 19 | 11.7 | 9 | 1.98 | 89 | 75 | 213785432
CARRIER | 25VNA436A*031* | CAP**3721AL*+UI | 59TN6C100C21**22 | 33800 | 36400 | 19.5 | 12.5 | 9 | 2.06 | 89 | 75 | 213785416
CARRIER | 25VNA436A*031* | CAP**3721AL*+UI | 59TN6C060C17**14 | 33600 | 36800 | 19.5 | 12 | 9 | 2.02 | 89 | 76 | 213785412
CARRIER | 25VNA436A*031* | CAP**3621AL*+UI | 59MN7C100C21**22 | 32200 | 38500 | 19.5 | 12 | 8.5 | 1.96 | 89 | 75 | 213785368
CARRIER | 38MURAQ36AB3* | FX4DN(B,F)037L |  | 35800 | 38500 | 16.5 | 10 | 8.1 | 1.94 | 75 | 90 | 211226128
CARRIER | 38MURAQ36AB3* | CNPV*4824AL* | 59SC5B120E24**22 | 37400 | 39500 | 15.5 | 10.5 | 8.1 | 2.08 | 74 | 89 | 211226107
CARRIER | 38MURAQ36AB3* | CNPV*4824AL* | 59SP6A100V21**20 | 36200 | 38500 | 16 | 10 | 8.1 | 2.02 | 76 | 90 | 211226110
CARRIER | 38MURAQ36AB3* | CNPV*4824AL* | 58S(B,C)*A135E24**20 | 36200 | 38500 | 16 | 10 | 8.1 | 2.02 | 76 | 90 | 211226088
CARRIER | 38MURAQ36AB3* | CNPV*4821AL* | 59SP6A060V17**14 | 35600 | 38500 | 15.5 | 10 | 8.1 | 2 | 76 | 91 | 211226063
CARRIER | 38MURAQ36AB3* | CNPV*4821AL* | 58TP*A090V17**16 | 36400 | 38500 | 16 | 10.5 | 8.1 | 2.04 | 76 | 90 | 211226047
CARRIER | 38MURAQ18AB3* | CAP**2417AL* | 59SC6A060M14**12 | 17300 | 18200 | 16 | 10.5 | 8.5 | 2.34 | 68 | 107 | 212986997
CARRIER | 38MURAQ24AB3* | CAP**3017AL* | 59SC6A060M14**12 | 23600 | 26200 | 16.5 | 10 | 8.5 | 2 | 73 | 92 | 212986897
CARRIER | 38MURAQ18AB3* | CNPV*2417AL* | 59SC6A040M17**12 | 17500 | 18700 | 15.2 | 10.5 | 8.5 | 2.3 | 67 | 103 | 212986703
HEIL | DLCURAH36ABK | EA*4X48L21A* | *80ES(N,L)0701712A* | 36000 | 38500 | 15.5 | 10 | 8.5 | 2.06 | 75 | 90 | 211228755
HEIL | DLCURAH36ABK | EA*4X42L21A* | *95ESU1002122A* | 36600 | 40000 | 15.2 | 10 | 8.1 | 1.94 | 74 | 88 | 211227666
HEIL | DLCURAH18ABK | EA*4X24L17A* | *96VTN0401712A* | 17700 | 18700 | 15.5 | 10.5 | 8.5 | 2.28 | 67 | 102 | 211260410
HEIL | DLCURAH18ABK | EA*4X24L14A* | *92ESN0601412A* | 18100 | 18900 | 16 | 10.5 | 9 | 2.28 | 67 | 100 | 211260208
CARRIER | 38MURAQ36AB3* | CAP**4321AL* | 59SC6A100M21**22 | 36800 | 38500 | 16 | 10 | 8.5 | 2.1 | 75 | 90 | 213080411
CARRIER | 38MURAQ36AB3* | CAP**4221AL* | 59SC6A100M21**22 | 35200 | 38500 | 16 | 10 | 8.1 | 1.88 | 76 | 91 | 213080393
CARRIER | 38MURAQ36AB3* | CNPV*4821AL* | 59SC6A100M21**20 | 36000 | 38500 | 16.5 | 10 | 8.1 | 2.02 | 76 | 90 | 213080351
CARRIER | 25VNA837A*031*+TSTAT | CSPH*4212AL* | 58SP*A110V24**22 | 31800 | 47500 | 16.5 | 11 | 8.1 | 1.94 | 64 | 51 | 210467106
CARRIER | 25VNA837A*030* | CAP**6024AL*+UI | 58TN*A135C24**22 | 32800 | 31800 | 18 | 12 | 8.5 | 2 | 97 | 78 | 210596171
CARRIER | 25VNA837A*031*+TSTAT | CSPH*6012AL* | 59TP6B080V17**16 | 32400 | 47000 | 16.5 | 11 | 8.1 | 1.96 | 66 | 52 | 210468353
CARRIER | 25VNA837A*031*+TSTAT | CSPH*6012AL* | 58SP*A110V24**22 | 32400 | 46500 | 17 | 11.7 | 8.1 | 1.98 | 65 | 17 | 210468314
CARRIER | 25VNA837A*030* | CSPH*6012AL*+UI | 58TN*A090C17**16 | 33000 | 32200 | 17.5 | 11.5 | 8.1 | 2.02 | 97 | 77 | 210596243
CARRIER | 25VNA837A*030* | CSPH*3612AL*+UI | 59CU5A080C21**20 | 32200 | 33200 | 16.5 | 11 | 8.1 | 1.94 | 95 | 74 | 210596237
HEIL | HVH825GKA3* | EA*4X42L21A*+WALLCON | *97CMN0802120B* | 23800 | 21400 | 16.5 | 10.5 | 8.1 | 1.96 | 96 | 78 | 214570530
HEIL | HVH825GKA3* | EA*4X42L21A*+WALLCON | *95CSU1002122B* | 23800 | 21400 | 16.5 | 11 | 8.1 | 1.96 | 96 | 78 | 214570510
HEIL | HVH825GKA3* | EA*4X42L21A*+WALLCON | *80CTL0702120B* | 23800 | 21400 | 16.5 | 10.5 | 8.1 | 1.96 | 96 | 78 | 214570490
HEIL | HVH825GKA3* | EA*4X37L21A*+WALLCON | *97CMN0802120B* | 24400 | 21200 | 16.5 | 11 | 8.5 | 2.02 | 97 | 78 | 214570470
HEIL | HVH837GKA2* | EHD4X60AAL+WALLCON | *80CTL0701716A* | 32800 | 32400 | 17 | 11 | 8.1 | 2 | 97 | 77 | 210471168
HEIL | HVH837GKA2* | EA*4X60L24A*+WALLCON | *95CSU0802120A* | 32800 | 31800 | 17.5 | 11.5 | 8.5 | 2 | 97 | 78 | 210470233
HEIL | HVH837GKA2* | EA*4X36L21A*+WALLCON | *95CSU1002122A* | 31600 | 33000 | 17.5 | 11 | 8.1 | 1.86 | 94 | 73 | 210470067
AIRQUEST | DLCURAH18ABK | EN(A,D)4X30L17** | *80ES(N,L)0701712A* | 18200 | 18700 | 16.5 | 11 | 8.5 | 2.22 | 67 | 98 | 211264517
AIRQUEST | DLCURAH18ABK | EN(A,D)4X30L17** | *80ES(N,L)0451412A* | 18200 | 18700 | 16.5 | 11 | 8.5 | 2.22 | 67 | 98 | 211264469
AIRQUEST | DLCURAH18ABK | EA*4X24L17A* | *80VTL0701716B* | 17500 | 18500 | 16 | 10.5 | 8.5 | 2.34 | 67 | 105 | 212971448
AIRQUEST | N4H7T24*K*AAA* | EA*4X37L21A* | *97CMN0802120A* | 23800 | 24400 | 16 | 12.5 | 8.1 | 2.24 | 58 | 42 | 207873865
AIRQUEST | N4H7T24*K*AAA* | EA*4X36L21A* | *96CTN1002122A* | 23600 | 24200 | 16 | 12 | 8.1 | 2.2 | 58 | 43 | 207865364
BRYANT HEATING AND COOLING SYSTEMS | 227TBN024**AA* | CAP**2417AL* | 88*TB48070C17*** | 22200 | 23800 | 16 | 12 | 8.1 | 2.26 | 60 | 45 | 213752268
BRYANT HEATING AND COOLING SYSTEMS | 227TBN048**AA* | CVPVA6021XMC* | 82*TB66110V21*** | 46000 | 50500 | 16 | 11.7 | 8.1 | 2.28 | 61 | 49 | 213639058
BRYANT HEATING AND COOLING SYSTEMS | 227TBN036**AA* | FT4BNBD60L* |  | 36000 | 35600 | 17 | 12.5 | 8.1 | 2.34 | 62 | 50 | 213925448
CARRIER | 38MURAQ24AB3* | CAP**3717AL* | GG96VTAA48080B | 24600 | 25600 | 16.5 | 10 | 8.5 | 1.8 | 74 | 84 | 211246007
CARRIER | 38MURAQ24AB3* | CAP**3017AL* | GG96VTAA42060B | 23800 | 26200 | 16.5 | 10 | 8.5 | 1.92 | 73 | 89 | 211246000
CARRIER | 38MURAQ18AB3* | CAP**2517AL* | 59TP6C060V14**12 | 17800 | 17600 | 16.5 | 10.5 | 8.1 | 2.14 | 68 | 101 | 212975408
CARRIER | 38MURAQ24AB3* | CAP**2517AL* | 59TP6C040V17**12 | 24200 | 25400 | 16 | 10 | 8.5 | 1.8 | 74 | 86 | 212975265
CARRIER | 38MURAQ18AB3* | CNPV*3017AL* | 59TP6C040V17**12 | 17300 | 17900 | 16 | 10.5 | 8.1 | 2.22 | 68 | 104 | 212975122
CARRIER | 38MURAQ18AB3* | CAP**2417AL* | 59SP6B080V17**16 | 17200 | 18200 | 16 | 10.5 | 8.5 | 2.34 | 68 | 107 | 212973662
CARRIER | 38MURAQ18AB3* | CAP**3014AL* | 59SP6B060V14**12 | 17400 | 18000 | 16.5 | 10.5 | 8.5 | 2.28 | 68 | 105 | 212973332
CARRIER | 38MURAQ36AB3* | CAP**4824AL* | 59TP6B100V21**22 | 36000 | 37800 | 16.5 | 10 | 8.5 | 2.06 | 76 | 92 | 211226003
CARRIER | 38MURAQ36AB3* | CAP**4824AL* | 58SU*A100E21**20 | 36000 | 38500 | 16 | 10 | 8.5 | 2.06 | 75 | 90 | 211225980
CARRIER | 38MURAQ36AB3* | CAP**4821AL* | 59SC2D100E21**22 | 37400 | 38500 | 15.2 | 10 | 8.5 | 2.12 | 76 | 91 | 211225942
CARRIER | 38MURAQ36AB3* | CAP**4821AL* | 59SC2D080E17**16 | 36000 | 38500 | 16 | 10 | 8.5 | 2.06 | 75 | 90 | 211225939
CARRIER | 38MURAQ36AB3* | CAP**4821AL* | 58S(B,C)*A090E21**16 | 36200 | 38500 | 16 | 10 | 8.5 | 2.08 | 75 | 90 | 211225920
CARRIER | 38MURAQ36AB3* | CAP**4821AL* | 58S(B,C)*A070E17**12 | 36000 | 38500 | 15.5 | 10 | 8.5 | 2.06 | 75 | 90 | 211225917
CARRIER | 38MURAQ36AB3* | CAP**4321AL* | 59SP6A080V21**20 | 36400 | 38500 | 16 | 10 | 8.5 | 2.08 | 75 | 90 | 211225899
CARRIER | 38MURAQ36AB3* | CAP**4321AL* | 58S(B,C)*A090E21**20 | 36800 | 38500 | 16 | 10 | 8.5 | 2.1 | 76 | 90 | 211225872
CARRIER | 38MURAQ36AB3* | CAP**4224AL* | 59TP6B100V21**22 | 35400 | 38500 | 16.5 | 10 | 8.1 | 1.88 | 76 | 91 | 211225858
CARRIER | 38MURAQ36AB3* | CAP**4224AL* | 59SP6A120V24**22 | 35400 | 38500 | 16 | 10 | 8.1 | 1.88 | 76 | 91 | 211225852
CARRIER | 38MURAQ36AB3* | CAP**4224AL* | 58SP*A110V24**22 | 35400 | 38500 | 16.5 | 10 | 8.1 | 1.88 | 76 | 91 | 211225833
CARRIER | 38MURAQ36AB3* | CAP**4221AL* | 58TP*A110V21**22 | 36200 | 39500 | 15.5 | 10 | 8.1 | 1.92 | 74 | 89 | 211225793
HEIL | HVH837GKA2* | EHD4X60AAL+WALLCON | *80CTL0701716B* | 32800 | 32400 | 17 | 11 | 8.1 | 2 | 97 | 77 | 213782227
HEIL | HVH837GKA2* | EA*4X48L21A*+WALLCON | *96CTN0801714B* | 32200 | 32800 | 17 | 11 | 8.1 | 1.96 | 96 | 77 | 213781377
HEIL | HVH837GKA2* | EA*4X48L21A*+WALLCON | *80CTL0701716B* | 32200 | 32600 | 17.5 | 11 | 8.1 | 1.98 | 97 | 77 | 213781287
HEIL | HVH837GKA2* | EA*4X43L21A*+WALLCON | *96CTN1002122B* | 33000 | 32600 | 17.5 | 11.7 | 8.5 | 2 | 98 | 77 | 213781267
HEIL | DLCURAH24ABK | EN(A,D)4X30L14** | *96MSN0601412A* | 23400 | 26400 | 16.5 | 10 | 8.1 | 2.04 | 73 | 93 | 212986954
HEIL | DLCURAH24ABK | EN(A,D)4X24L14** | *96MSN0601412A* | 23200 | 27000 | 16.5 | 10 | 8.5 | 2.1 | 72 | 93 | 212986934
HEIL | DLCURAH24ABK | EN(A,D)4X30L17** | *96MSN0261410A* | 23400 | 26000 | 16.5 | 10 | 8.1 | 2.02 | 73 | 94 | 212985860
HEIL | DLCURAH36ABK | EA*4X37L21A* | *80VTL0701716B* | 36200 | 38000 | 16 | 10 | 8.5 | 2.04 | 76 | 92 | 213076503
HEIL | HVH837GKA2*+TSTAT | EN(A,D)4X48L24** | *96VTN1002122A* | 32000 | 47500 | 17.5 | 12 | 8.1 | 1.96 | 65 | 51 | 210464613
HEIL | HVH837GKA2*+TSTAT | EA*4X61L21A* | *80VTL0902120A* | 33000 | 47000 | 18 | 11.7 | 8.1 | 1.98 | 65 | 52 | 210461426
HEIL | DLCURAH24ABK | EA*4X24L17A* | *80MSU0601716A* | 23400 | 26200 | 17 | 10 | 9 | 2.2 | 73 | 99 | 214229125
HEIL | DLCURAH24ABK | EN(A,D)4X36L21** | *95MSU0401712A* | 23600 | 26400 | 16.5 | 10 | 8.5 | 2 | 73 | 92 | 212988764
CARRIER | 25VNA825A*032* | CAP**4224AL*+UI | 59MN7B060C21**20 | 23600 | 21400 | 16.5 | 11 | 8.1 | 1.96 | 97 | 78 | 210473072
CARRIER | 25VNA837A*031* | CAP**6024AL*+UI | 58CU*A100C21**20 | 32800 | 32000 | 17.5 | 11.5 | 8.1 | 1.98 | 98 | 78 | 210470253
CARRIER | 25TPA736A**30* | CAP**3721AL* | 59TP6B080V17**16 | 34800 | 35400 | 15.5 | 12 | 8.1 | 2.12 | 61 | 49 | 207868686
CARRIER | 25VNA448A*031* | CNPV*4821AL*+UI | 58TN*A090C21**20 | 44000 | 46500 | 21 | 12 | 8.5 | 2.18 | 94 | 78 | 210532892
AIRQUEST | HVH825GKA3* | EA*4X37L17A*+WALLCON | *95CSU0601716A* | 24200 | 21400 | 16.5 | 10.5 | 8.1 | 1.98 | 97 | 79 | 206767526
AIRQUEST | N4H7T36*K*AAA* | EA*4X37L21A* | *80CSU0802120A* | 35600 | 36000 | 16 | 12 | 8.1 | 2.16 | 62 | 49 | 207868258
AIRQUEST | HVH837GKA** | EA*4X60L24A*+WALLCON | *95CSU0802120A* | 32800 | 31800 | 17.5 | 11.5 | 8.5 | 2 | 97 | 78 | 210599184
AIRQUEST | HVH837GKA2*+TSTAT | EHD4X60AAL | *80VSL1102422A* | 32400 | 46500 | 17 | 11.7 | 8.1 | 1.98 | 65 | 52 | 210468318
AIRQUEST | HVH837GKA2*+TSTAT | EHD4X60AAL | *96VTN1002122A* | 32600 | 47000 | 17 | 11.7 | 8.1 | 1.98 | 65 | 51 | 210468208
AIRQUEST | HVH837GKA** | EA*4X37L21A*+WALLCON | *97CMN0802120B* | 32800 | 32800 | 17.5 | 11.5 | 8.5 | 2 | 97 | 77 | 214572571
AIRQUEST | HVH837GKA** | EA*4X37L21A*+WALLCON | *95CSU1002122B* | 33000 | 32600 | 17.5 | 11.5 | 8.5 | 2 | 98 | 77 | 214572551
AIRQUEST | HVH837GKA** | EA*4X37L21A*+WALLCON | *80CTL0702120B* | 32800 | 32800 | 17.5 | 11 | 8.5 | 2 | 97 | 77 | 214572531
AIRQUEST | HVH837GKA** | EA*4X36L21A*+WALLCON | *97CMN0802120B* | 31600 | 33000 | 17 | 11 | 8.1 | 1.86 | 95 | 73 | 214572511
BRYANT HEATING AND COOLING SYSTEMS | 227TBN060**AA* | CAP**6121AL* | 926TB66100V21*** | 55500 | 59000 | 15.5 | 11.7 | 8.1 | 2.18 | 63 | 51 | 213383187
PAYNE HEATING AND COOLING | 38MURAQ24AB3* | CAP**2417AL* | PG80ES(A,L)A36045A** | 24400 | 27200 | 16 | 10 | 8.5 | 1.9 | 72 | 85 | 211240627
PAYNE HEATING AND COOLING | 38MURAQ24AB3* | CAP**3017AL* | PG80VTLA48090B** | 23800 | 26000 | 17 | 10 | 8.5 | 1.96 | 73 | 91 | 211241531
PAYNE HEATING AND COOLING | 38MURAQ24AB3* | CAP**3621AL* | PG80VTLA48070B** | 24400 | 26200 | 17 | 10 | 8.5 | 1.88 | 73 | 85 | 211242488
PAYNE HEATING AND COOLING | 38MURAQ24AB3* | CAP**3621AL* | PG80ES(A,L)A36045B** | 24200 | 26200 | 17 | 10 | 8.5 | 1.86 | 73 | 86 | 211242549
PAYNE HEATING AND COOLING | 38MURAQ24AA3* | CAP**3721AL* | PG80ESUA48060B** | 25600 | 25600 | 16 | 10 | 8.5 | 1.92 | 79 | 64 | 211638771
PAYNE HEATING AND COOLING | 38MURAQ24AA3* | CAP**3721AL* | PG92ESAA60100C** | 25600 | 25600 | 16 | 10 | 8.5 | 1.92 | 79 | 64 | 211638711
PAYNE HEATING AND COOLING | PH7TAN436**AA* | FV4CNB006L |  | 35600 | 35200 | 17 | 12.5 | 8.1 | 2.22 | 61 | 48 | 207871402
PAYNE HEATING AND COOLING | PH7TAN424**AA* | CAP**2517AL* | PG96VTAB48080B** | 23200 | 24200 | 16.5 | 12.5 | 8.1 | 2.34 | 60 | 45 | 213167927
PAYNE HEATING AND COOLING | 38MURAQ24AB3* | CNPV*2417AL* | PG92MSAA42060B** | 23200 | 26800 | 16.5 | 10 | 8.5 | 2.14 | 72 | 95 | 212984111
PAYNE HEATING AND COOLING | 38MURAQ36AB3* | CAP**3721AL* | PG95ESUA48060B** | 36800 | 39000 | 15.5 | 10 | 8.5 | 2.1 | 75 | 89 | 212383413
PAYNE HEATING AND COOLING | 38MURAQ24AB3* | CNPV*2417AL* | PG92MSAA36040B** | 23000 | 27000 | 15.5 | 10 | 8.5 | 2.12 | 73 | 95 | 212983208
CARRIER | 38MURAQ36AB3* | CAP**4824AL* | 58SP*A110V24**22 | 35800 | 37800 | 16.5 | 10 | 8.5 | 2.04 | 76 | 92 | 211225978
CARRIER | 38MURAQ36AB3* | CAP**4821AL* | 58SU*A060E17**16 | 36600 | 38500 | 16 | 10 | 8.5 | 2.08 | 75 | 90 | 211225928
HEIL | DLCURAH18ABK | EN(A,D)4X18L14** | *96VTN0601412B* | 17300 | 18500 | 16 | 10.5 | 8.5 | 2.38 | 67 | 107 | 212975448
HEIL | DLCURAH18ABK | EA*4X25L17A* | *80MS(N,L)0901714A* | 18100 | 17900 | 16.5 | 11 | 8.5 | 2.14 | 68 | 99 | 212979972
CARRIER | 25VNA424A*031* | CNPV*4221AL*+UI | 58CU*A060C17**16 | 23400 | 26600 | 20.5 | 13 | 10 | 2.46 | 93 | 74 | 210533080
CARRIER | 25VNA424A*031* | CNPV*3017AL*+UI | 59TN6B080C17**14 | 23200 | 26800 | 20 | 13 | 9.5 | 2.38 | 93 | 75 | 210533058
CARRIER | 25VNA424A*031* | CAP**4321AL*+UI | 59MN7B080C17**14 | 24000 | 26400 | 20 | 13.5 | 10.5 | 2.52 | 94 | 75 | 210533042
CARRIER | 25VNA424A*031* | CAP**4321AL*+UI | 58CU*A060C17**16 | 24200 | 26400 | 20.5 | 13.5 | 10.5 | 2.56 | 93 | 75 | 210533034
CARRIER | 25VNA424A*031* | CAP**4221AL*+UI | 58CU*A060C17**16 | 23400 | 26600 | 20.5 | 13.5 | 10.5 | 2.46 | 93 | 74 | 210533020
CARRIER | 25VNA424A*031* | CAP**3017AL*+UI | 58CU*A060C17**16 | 23200 | 26600 | 20.5 | 13 | 10 | 2.38 | 94 | 75 | 210532974
CARRIER | 25VNA424A*031* | CAP**2517AL*+UI | 58CU*A060C17**16 | 24000 | 26600 | 20.5 | 13.5 | 10.5 | 2.54 | 93 | 74 | 210532954
DAY & NIGHT | DLCURAH36ABK | EA*4X43L21A* | *80VSL0902120B* | 36800 | 38000 | 16 | 10 | 8.5 | 2.08 | 77 | 92 | 212970681
DAY & NIGHT | DLCURAH36ABK | EA*4X48L24A* | *80VSL0902120B* | 35800 | 38000 | 16.5 | 10 | 8.5 | 2.02 | 76 | 91 | 212970701
DAY & NIGHT | DLCURAH36ABK | EA*4X48L24A* | *92MSN0802120A* | 35800 | 37800 | 16.5 | 10 | 8.5 | 2.02 | 76 | 92 | 212984955
DAY & NIGHT | CVH837GKA** | EHD4X42AAL+WALLCON | *80CTL0701716A* | 32400 | 33200 | 16.5 | 11 | 8.1 | 1.94 | 96 | 75 | 204300245
DAY & NIGHT | DLCURAH24ABK | EA*4X25L17A* | *80VTL0701716B* | 24200 | 25200 | 17 | 10 | 8.5 | 1.82 | 74 | 86 | 212971638
DAY & NIGHT | DLCURAH24ABK | EA*4X36L17A* | *80VTL0701716B* | 23800 | 26200 | 17 | 10 | 8.5 | 1.98 | 73 | 91 | 212971660
DAY & NIGHT | CVH825GKA3* | EHD4X42AAL+WALLCON | *96CTN0801714B* | 24000 | 21400 | 16 | 10.5 | 8.1 | 2 | 96 | 78 | 213774531
DAY & NIGHT | CVH825GKA3* | EA*4X48L21A*+WALLCON | *97CMN0801714B* | 24000 | 21000 | 16.5 | 11 | 8.1 | 2 | 97 | 79 | 213773761
DAY & NIGHT | CVH825GKA3* | EA*4X48L21A*+WALLCON | *80CTL0451712B* | 24000 | 21000 | 16.5 | 10.5 | 8.1 | 2 | 98 | 79 | 213773691
DAY & NIGHT | CVH825GKA3* | EA*4X43L21A*+WALLCON | *80CTL1102120B* | 24400 | 21200 | 17 | 11 | 8.5 | 2.04 | 97 | 78 | 213773611
DAY & NIGHT | CVH825GKA3* | EA*4X42L21A*+WALLCON | *80CTL0451712B* | 23600 | 21600 | 16.5 | 10.5 | 8.1 | 1.94 | 96 | 77 | 213773381
DAY & NIGHT | CVH825GKA3* | EA*4X30L17A*+WALLCON | *97CMN0801714B* | 23400 | 21600 | 16 | 10.5 | 8.1 | 1.9 | 96 | 77 | 213772901
DAY & NIGHT | CVH825GKA3* | EA*4X30L17A*+WALLCON | *80CTL0701716B* | 23400 | 21600 | 16.5 | 11 | 8.1 | 1.92 | 96 | 77 | 213772861
DAY & NIGHT | CVH825GKA3* | EA*4X24L17A*+WALLCON | *97CMN0601714B* | 23000 | 22000 | 16 | 10.5 | 8.1 | 1.88 | 96 | 77 | 213772671
DAY & NIGHT | CVH825GKA3* | EHD4X48AAL+WALLCON | *97CMN0602120A* | 24200 | 21400 | 16 | 10.5 | 8.1 | 2 | 96 | 78 | 210474653
DAY & NIGHT | CVH837GKA2* | EA*4X36L17A*+WALLCON | *97CMN0801714B* | 31400 | 33200 | 17 | 10.5 | 8.1 | 1.84 | 95 | 74 | 213780701
DAY & NIGHT | DLCURAH24ABK | EA*4X30L17A* | *80VSL0451412A* | 23400 | 25800 | 16.5 | 10 | 8.5 | 2.02 | 73 | 95 | 211241379
DAY & NIGHT | DLCURAH24ABK | EA*4X36L17A* | *80VSL0451716A* | 24200 | 26200 | 16.5 | 10 | 8.5 | 1.86 | 73 | 86 | 211241918
DAY & NIGHT | DLCURAH24ABK | EA*4X36L17A* | *92ESN0601714A* | 24400 | 26200 | 17 | 10 | 8.5 | 1.86 | 73 | 85 | 211242136
DAY & NIGHT | DLCURAH24ABK | EA*4X36L17A* | *92ESN0601412A* | 23600 | 25600 | 17 | 10 | 8.5 | 1.96 | 73 | 92 | 211242125
DAY & NIGHT | DLCURAH36ABK | EA*4X37L21A* | *80VSL0702120A* | 36200 | 38500 | 16 | 10 | 8.5 | 2.06 | 75 | 90 | 211226884
BRYANT HEATING AND COOLING SYSTEMS | 38MURAQ18AB3* | CAP**2414AL* | 8(0,1)*SA36070E14*** | 17600 | 18400 | 16 | 10.5 | 8.5 | 2.3 | 67 | 104 | 211260227
PAYNE HEATING AND COOLING | 38MURAQ18AB3* | CAP**1917AL* | PG80MSUA60100C** | 17800 | 17900 | 16 | 10.5 | 8.1 | 2.14 | 68 | 100 | 212981822
PAYNE HEATING AND COOLING | 38MURAQ24AB3* | CNPV*3617AL* | PG80ESUA36040B** | 24000 | 26000 | 17 | 10.5 | 8.1 | 1.94 | 73 | 89 | 211244980
DAY & NIGHT | CVH825GKA3* | EN(A,D,W)4X48L21**+WALLCON | *80CTL0702120B* | 24200 | 21200 | 17 | 11 | 8.1 | 2.02 | 97 | 78 | 214571214
DAY & NIGHT | CVH825GKA3* | EA*4X37L21A*+WALLCON | *95CSU0802120B* | 24400 | 21200 | 16.5 | 11 | 8.5 | 2.02 | 97 | 78 | 214570444
DAY & NIGHT | CVH825GKA3* | EA*4X36L21A*+WALLCON | *96CTN0802120B* | 23600 | 21400 | 16.5 | 11 | 8.1 | 1.94 | 96 | 78 | 214570424
DAY & NIGHT | CVH825GKA3* | EA*4X36L21A*+WALLCON | *97CMN0602120B* | 23600 | 21400 | 16 | 10.5 | 8.1 | 1.92 | 97 | 78 | 214570404
DAY & NIGHT | CVH825GKA3* | EA*4X36L21A*+WALLCON | *95CSU0802120B* | 23600 | 21400 | 16.5 | 10.5 | 8.1 | 1.94 | 97 | 78 | 214570384
DAY & NIGHT | CVH837GKA2* | EA*4X42L21A*+WALLCON | *80CSU0401712A* | 31800 | 33200 | 17.5 | 11 | 8.1 | 1.9 | 95 | 73 | 210470152
DAY & NIGHT | CVH837GKA2* | EA*4X36L17A*+WALLCON | *80CSU0601716A* | 31400 | 33400 | 17 | 11 | 8.1 | 1.84 | 94 | 73 | 210470047
DAY & NIGHT | CVH837GKA2* | EA*4X42L24A*+WALLCON | *97CMN0602120A* | 31600 | 33400 | 17 | 11 | 8.1 | 1.88 | 95 | 74 | 206771609
DAY & NIGHT | CVH837GKA** | EN(A,D,W)4X60L24**+WALLCON | *97CMN1202422A* | 32800 | 32200 | 17.5 | 11.7 | 8.1 | 1.96 | 98 | 77 | 210597636
DAY & NIGHT | CVH837GKA** | EA*4X61L21A*+WALLCON | *96CTN1002122A* | 33200 | 32000 | 17.5 | 12 | 8.5 | 2 | 98 | 78 | 210597438
DAY & NIGHT | CVH837GKA** | EA*4X60L24A*+WALLCON | *96CTN1202422A* | 32800 | 31800 | 18 | 11.7 | 8.5 | 2 | 97 | 78 | 210597393
DAY & NIGHT | CVH837GKA** | EA*4X60L24A*+WALLCON | *80CSU1002120A* | 32800 | 32000 | 17.5 | 11.5 | 8.1 | 1.98 | 98 | 78 | 210597369
DAY & NIGHT | CVH837GKA2* | EHD4X48AAL+WALLCON | *97CMN0602120A* | 32400 | 33200 | 16.5 | 11 | 8.1 | 1.94 | 96 | 76 | 206773023
DAY & NIGHT | CVH837GKA2* | EN(A,D)4X48L24**+WALLCON | *97CMN1002122A* | 32400 | 33000 | 17.5 | 11.7 | 8.1 | 1.96 | 95 | 75 | 206772401
DAY & NIGHT | N4H7T24*K*AAA* | EA*4X25L17A* | *80VSL0451412B* | 22800 | 24000 | 16.5 | 12.5 | 8.1 | 2.32 | 60 | 44 | 213167805
DAY & NIGHT | CVH837GKA2*+TSTAT | EA*4X61L21A* | *80VSL0702120A* | 32800 | 47000 | 17 | 11.7 | 8.1 | 1.96 | 65 | 52 | 210461407
DAY & NIGHT | CVH837GKA2*+TSTAT | EN(A,D,W)4X48L21** | *80VTL0902120A* | 31600 | 47500 | 17.5 | 11.7 | 8.1 | 1.94 | 64 | 51 | 210464274
PAYNE HEATING AND COOLING | 38MURAQ36AB3* | CAP**4821AL* | PG80MS(A,L)A60090C** | 35800 | 37800 | 16.5 | 10 | 8.5 | 2.02 | 77 | 92 | 212980477
PAYNE HEATING AND COOLING | 38MURAQ36AB3* | PF4MNB043L |  | 36000 | 38500 | 16 | 10 | 8.1 | 1.94 | 75 | 90 | 211230916
PAYNE HEATING AND COOLING | 38MURAQ24AB3* | CAP**2417AL* | PG96MSAA48060B** | 23600 | 26600 | 16.5 | 10 | 9.5 | 2.04 | 73 | 93 | 214279866
PAYNE HEATING AND COOLING | 38MURAQ24AB3* | CAP**3721AL* | PG80MSUA60080C** | 24200 | 25000 | 17.5 | 10 | 8.5 | 1.8 | 73 | 86 | 214229377
PAYNE HEATING AND COOLING | 38MURAQ36AB3* | CNPV*4217AL* | PG80MSUA48060B** | 35400 | 38500 | 16 | 10 | 8.1 | 1.96 | 76 | 91 | 214229311
PAYNE HEATING AND COOLING | 38MURAQ36AB3* | CAP**4321AL* | PG95MSUA36040B** | 36200 | 38500 | 15.5 | 10 | 8.5 | 2.04 | 76 | 91 | 213080562
PAYNE HEATING AND COOLING | 38MURAQ36AB3* | CAP**3721AL* | PG92MSAA60100C** | 36600 | 38000 | 16.5 | 10 | 8.5 | 2.06 | 76 | 92 | 213079743
PAYNE HEATING AND COOLING | 38MURAQ24AB3* | CAP**2417AL* | PG80VTLA48090B** | 23400 | 26600 | 16.5 | 10 | 8.5 | 2.08 | 73 | 93 | 211240521
BRYANT HEATING AND COOLING SYSTEMS | 38MURAQ36AB3* | CAP**4224AL* | 926TC60080V21*** | 35000 | 38500 | 16 | 10 | 8.1 | 1.88 | 76 | 91 | 213077508
BRYANT HEATING AND COOLING SYSTEMS | 38MURAQ36AB3* | CAP**4221AL* | 926TC60100V21*** | 35400 | 38500 | 16 | 10 | 8.1 | 1.88 | 76 | 91 | 213077612
BRYANT HEATING AND COOLING SYSTEMS | 288BNV037*0**B* | CAP**4221AL*+UI | 88*TA60090C21*** | 31800 | 33200 | 17.5 | 11.5 | 8.1 | 1.9 | 95 | 73 | 206771406
BRYANT HEATING AND COOLING SYSTEMS | 288BNV037*0**B* | CAP**4224AL*+UI | 88*TA60090C21*** | 31800 | 33200 | 17.5 | 11.5 | 8.1 | 1.9 | 95 | 73 | 206771523
BRYANT HEATING AND COOLING SYSTEMS | 38MURAQ36AB3* | CNPV*4821AL* | 926TB48080V17*** | 35800 | 38500 | 16 | 10 | 8.5 | 2 | 76 | 91 | 210450263
BRYANT HEATING AND COOLING SYSTEMS | 38MURAQ36AB3* | CAP**3717AL* | 935SA48060E17*** | 36200 | 38500 | 15.5 | 10 | 8.5 | 2.02 | 76 | 91 | 211226694
DAY & NIGHT | DLCURAH36ABK | EA*4X37L17A* | *92MSN0801716A* | 36400 | 38500 | 15.5 | 10 | 8.5 | 2.02 | 76 | 91 | 213079537
DAY & NIGHT | CVH837GKA2* | EA*4X43L21A*+WALLCON | *96CTN1002122B* | 33000 | 32600 | 17.5 | 11.7 | 8.5 | 2 | 98 | 77 | 213781271
DAY & NIGHT | CVH837GKA2* | EA*4X48L21A*+WALLCON | *80CTL0701716B* | 32200 | 32600 | 17.5 | 11 | 8.1 | 1.98 | 97 | 77 | 213781291
DAY & NIGHT | CVH837GKA2* | EA*4X48L21A*+WALLCON | *80CTL0902120B* | 32200 | 32600 | 17.5 | 11.7 | 8.5 | 2 | 96 | 77 | 213781311
DAY & NIGHT | CVH837GKA2* | EA*4X60L24A*+WALLCON | *80CTL1102120B* | 32800 | 31800 | 18 | 11.5 | 8.5 | 2 | 97 | 78 | 213781481
DAY & NIGHT | CVH837GKA** | EA*4X42L21A*+WALLCON | *96CTN0801714A* | 31600 | 33400 | 17 | 11 | 8.1 | 1.86 | 95 | 74 | 204298961
BRYANT HEATING AND COOLING SYSTEMS | GH7TAN424**AA* | CAP**3621AL* | OVLAAB048112 | 23600 | 24600 | 16 | 12 | 8.1 | 2.16 | 59 | 43 | 207873693
BRYANT HEATING AND COOLING SYSTEMS | GH7TAN424**AA* | CAP**3721AL* | 986TC60080C21*** | 23800 | 24400 | 16 | 12.5 | 8.1 | 2.24 | 58 | 42 | 207873905
BRYANT HEATING AND COOLING SYSTEMS | 38MURAQ18AB3* | CNPV*2414AL* | 82*TA36045V14*** | 17600 | 18500 | 16 | 11 | 8.5 | 2.26 | 67 | 102 | 211262562
BRYANT HEATING AND COOLING SYSTEMS | 38MURAQ18AB3* | CNPV*2417AL* | 935SA48060E17*** | 18500 | 19500 | 15.5 | 11 | 8.5 | 2.24 | 66 | 94 | 211263005
BRYANT HEATING AND COOLING SYSTEMS | 38MURAQ36AB3* | CNPV*4821AL* | 912SD48080E17*** | 36200 | 39000 | 16.5 | 10.5 | 8.1 | 2.02 | 75 | 89 | 212384787
BRYANT HEATING AND COOLING SYSTEMS | 38MURAQ24AB3* | CAP**2517AL* | OVMAAB036098 | 24200 | 25200 | 17 | 10 | 8.5 | 1.8 | 74 | 86 | 211241210
BRYANT HEATING AND COOLING SYSTEMS | 38MURAQ24AB3* | CAP**3617AL* | OVMAAB042112 | 24200 | 26200 | 16 | 10 | 8.5 | 1.86 | 73 | 86 | 211242238
BRYANT HEATING AND COOLING SYSTEMS | 38MURAQ24AB3* | CAP**3717AL* | OVMAAB036098 | 24200 | 25400 | 16.5 | 10 | 8.5 | 1.82 | 74 | 86 | 211243164
BRYANT HEATING AND COOLING SYSTEMS | 288BNV024B0**A* | CAP**3017AL*+UI | 88*TA48090C17*** | 23400 | 22200 | 17 | 10 | 8.1 | 1.92 | 71 | 56 | 204290963
BRYANT HEATING AND COOLING SYSTEMS | 288BNV025*0**B* | CAP**3017AL*+UI | 88*TA48090C17*** | 23600 | 21400 | 17 | 11 | 8.1 | 1.92 | 97 | 78 | 204456580
BRYANT HEATING AND COOLING SYSTEMS | 288BNV024B0**A* | CAP**3717AL*+UI | 88*TA48070C17*** | 24000 | 22000 | 16 | 10 | 8.1 | 1.96 | 72 | 57 | 204291497
BRYANT HEATING AND COOLING SYSTEMS | 288BNV025*0**B* | CSPH*3012AL*+UI | 935CA60080C21*** | 23800 | 21800 | 16 | 10.5 | 8.1 | 1.98 | 96 | 77 | 206133953
BRYANT HEATING AND COOLING SYSTEMS | 288BNV025*0**B* | CAP**3621AL*+UI | 935CA66100C21*** | 23600 | 21400 | 16.5 | 10.5 | 8.1 | 1.94 | 96 | 78 | 206133787
BRYANT HEATING AND COOLING SYSTEMS | 288BNV025*0**B* | CAP**3617AL*+UI | 935CA48060C17*** | 23400 | 21600 | 16.5 | 10.5 | 8.1 | 1.92 | 96 | 78 | 206133757
CARRIER | 38MURAQ24AB3* | CNPV*2414AL* | GG96VTAA30040A | 23400 | 26600 | 15.5 | 10 | 8.5 | 1.96 | 73 | 90 | 211246013
CARRIER | 38MURAQ24AB3* | CAP**3621AL* | GG96VTAA60100C | 23800 | 25800 | 17 | 10 | 8.5 | 1.92 | 73 | 90 | 211246004
CARRIER | 38MURAQ18AB3* | CNPV*2417AL* | 59TP6C040V14**10 | 17300 | 18400 | 15.5 | 10.5 | 8.5 | 2.3 | 67 | 104 | 212974716
CARRIER | 38MURAQ24AB3* | CNPV*3014AL* | 59SP6B060V14**12 | 23400 | 26000 | 16.5 | 10 | 8.1 | 2.02 | 73 | 94 | 212973612
CARRIER | 38MURAQ18AB3* | CAP**1917AL* | 59SP6B040V17**12 | 17700 | 17800 | 16 | 10.5 | 8.1 | 2.16 | 68 | 101 | 212973012
CARRIER | 38MURAQ18AB3* | CNPV*2417AL* | 59SP6B040V14**10 | 17400 | 18500 | 15.5 | 10.5 | 8.5 | 2.3 | 67 | 104 | 212972742
CARRIER | 38MURAQ18AB3* | CAP**3014AL* | 59SP6B040V14**10 | 17300 | 18100 | 16 | 10.5 | 8.5 | 2.26 | 67 | 104 | 212972702
CARRIER | 25VNA837A*031*+TSTAT | CSPH*3612AL* | GG96VTAA66120D | 31600 | 48000 | 16.5 | 11 | 8.1 | 1.92 | 64 | 50 | 210466561
CARRIER | 25VNA837A*031* | CAP**6121AL*+UI | 58TN*A090C17**16 | 33200 | 32000 | 18 | 12 | 8.5 | 2 | 98 | 78 | 210470495
CARRIER | 25VNA436A*031* | CNPV*4221AL*+UI | 58CU*A040C17**12 | 33000 | 35400 | 19 | 12 | 9 | 1.98 | 90 | 75 | 210720665
CARRIER | 25VNA436A*031* | CNPV*3621AL*+UI | 58TN*B070C17**16 | 32600 | 39000 | 18.5 | 11.7 | 9 | 1.92 | 84 | 70 | 214389383
CARRIER | 25VNA436A*031* | CNPV*3617AL*+UI | 58TN*B045C17**12 | 32400 | 39000 | 18 | 11 | 9 | 1.9 | 85 | 70 | 214389363
CARRIER | 25VNA436A*031* | CNPV*4821AL*+UI | 59TN6C100C21**22 | 33800 | 36600 | 19.5 | 12.5 | 9.5 | 2.04 | 85 | 71 | 214389300
CARRIER | 25VNA436A*031* | CNPV*4821AL*+UI | 58TN*B070C17**16 | 33800 | 36800 | 19 | 12 | 9.5 | 2.02 | 85 | 71 | 214389280
CARRIER | 25VNA436A*031* | CNPV*4217AL*+UI | 59CU5B060C17**16 | 33400 | 37400 | 18.5 | 12 | 9 | 2 | 85 | 71 | 214389260
CARRIER | GH7TAN424**AA* | CAP**3717AL* | 58TP*A090V17**16 | 23400 | 24000 | 16.5 | 12.5 | 8.1 | 2.2 | 58 | 43 | 207865596
CARRIER | 25VNA436A*031* | CNPV*4821AL*+UI | 58TN*B070C21**20 | 33800 | 36800 | 19.5 | 12.5 | 9 | 2.04 | 85 | 71 | 214569672
CARRIER | 25VNA436A*031* | CSPH*4812AL*+UI | 59MN7C080C21**20 | 34000 | 36600 | 18.5 | 12 | 9 | 2.04 | 85 | 70 | 214569652
CARRIER | 25VNA436A*031* | CSPH*4212AL*+UI | 58TN*B070C21**20 | 34000 | 36600 | 18.5 | 11.5 | 9 | 2.04 | 85 | 71 | 214569632
CARRIER | 25VNA436A*031* | CAP**3721AL*+UI | 59CU5B080C21**20 | 34400 | 36400 | 19 | 12 | 9.5 | 2.04 | 85 | 71 | 214569518
CARRIER | 25VNA436A*031* | CNPV*4221AL*+UI | 59CU5B080C21**20 | 33200 | 38000 | 18.5 | 12 | 9 | 1.98 | 84 | 70 | 214575801
CARRIER | 25VNA837A*031* | CNPV*6024AL*+UI | 59TN6C080C21**20 | 32800 | 32200 | 19 | 12 | 8.5 | 1.98 | 97 | 76 | 214574738
CARRIER | 25VNA837A*030* | CNPV*4221AL*+UI | 59CU5B080C21**20 | 31800 | 33000 | 17 | 11 | 8.1 | 1.88 | 95 | 75 | 214573378
CARRIER | 38MURAQ36AB3* | CAP**4821AL* | 58S(B,C)*B070M17**12 | 35400 | 37800 | 16.5 | 10 | 8.1 | 2 | 77 | 92 | 212978477
CARRIER | 25VNA837A*031*+TSTAT | CNPV*4824AL* | 58SP*A070V21**20 | 31600 | 47500 | 17 | 11.7 | 8.1 | 1.94 | 64 | 51 | 210464644
HEIL | H4H7T24*K*AAA* | EA*4X25L17A* | *80MSU0601716A* | 23400 | 24400 | 17 | 12.5 | 8.1 | 2.38 | 60 | 44 | 212320215
DAY & NIGHT | DLCURAH36ABK | EA*4X48L21A* | *80ES(N,L)0901714A* | 36400 | 38500 | 16 | 10 | 8.5 | 2.08 | 75 | 90 | 211228778
DAY & NIGHT | DLCURAH36ABK | EA*4X48L21A* | *80VTL0701716A* | 35800 | 38500 | 16 | 10 | 8.5 | 2.04 | 75 | 90 | 211228906
DAY & NIGHT | DLCURAH18ABK | EA*4X25L17A* | *80ES(N,L)0451712A* | 19100 | 19000 | 16 | 11 | 8.5 | 2.12 | 67 | 91 | 211260996
PAYNE HEATING AND COOLING | 38MURAQ24AB3* | CAP**3014AL* | PG80MS(A,L)A36070A** | 23400 | 26200 | 17 | 10 | 8.5 | 2.08 | 73 | 95 | 212978116
PAYNE HEATING AND COOLING | 38MURAQ24AB3* | CAP**3617AL* | PG80MS(A,L)A36070A** | 23600 | 26200 | 17.5 | 10 | 8.5 | 2 | 73 | 91 | 212978140
PAYNE HEATING AND COOLING | 38MURAQ36AB3* | CAP**4824AL* | PG96MSAA60100C** | 36000 | 37800 | 16.5 | 10 | 8.5 | 2.04 | 77 | 92 | 212988013
PAYNE HEATING AND COOLING | 38MURAQ36AB3* | CAP**4824AL* | PG96VTAB66120D** | 35600 | 37800 | 16.5 | 10 | 8.5 | 2.02 | 77 | 92 | 212977253
PAYNE HEATING AND COOLING | 38MURAQ36AB3* | CNPV*4824AL* | PG95ESAA66140D** | 37400 | 40000 | 15.2 | 10 | 8.1 | 2.08 | 74 | 88 | 211230681
PAYNE HEATING AND COOLING | 38MURAQ36AB3* | CNPV*4824AL* | PG80VTLA66135D** | 36200 | 38500 | 16 | 10 | 8.1 | 2.02 | 76 | 90 | 211230577
PAYNE HEATING AND COOLING | 38MURAQ36AB3* | CNPV*4824AL* | PG80ESUA60080C** | 37400 | 39500 | 15.5 | 10.5 | 8.5 | 2.1 | 74 | 89 | 211230535
PAYNE HEATING AND COOLING | 38MURAQ36AB3* | CAP**4824AL* | PG96VTAA66120D** | 36000 | 38500 | 16 | 10 | 8.5 | 2.06 | 75 | 90 | 211229621
PAYNE HEATING AND COOLING | 38MURAQ36AB3* | CAP**4224AL* | PG80ESUA60100C** | 35600 | 38500 | 16 | 10 | 8.1 | 1.88 | 76 | 91 | 211227906
PAYNE HEATING AND COOLING | 38MURAQ36AB3* | CAP**4224AL* | PG80ES(A,L)A48090C** | 35800 | 39500 | 16 | 10 | 8.1 | 1.9 | 74 | 89 | 211227777
PAYNE HEATING AND COOLING | 38MURAQ18AB3* | CAP**1917AL* | PG96MSAA36060A** | 17800 | 17800 | 16.5 | 10.5 | 8.1 | 2.16 | 68 | 101 | 212986979
HEIL | DLCURAH24ABK | EN(A,D)4X24L17** | *92ESN0601714A* | 23800 | 26800 | 16.5 | 10 | 8.5 | 1.92 | 73 | 87 | 211244163
HEIL | DLCURAH24ABK | EN(A,D)4X24L17** | *80ES(N,L)0451412A* | 24200 | 27200 | 15.5 | 10 | 8.5 | 1.86 | 72 | 83 | 211244104
HEIL | DLCURAH24ABK | EN(A,D)4X24L17** | *96VTN0401410A* | 23400 | 26600 | 15.5 | 10 | 8.5 | 1.96 | 73 | 90 | 211244063
BRYANT HEATING AND COOLING SYSTEMS | PH7TAN424**AA* | CAP**3717AL* | 88*TB36045C17*** | 22800 | 24000 | 16 | 12 | 8.1 | 2.3 | 60 | 45 | 213753502
PAYNE HEATING AND COOLING | 38MURAQ24AB3* | CAP**3617AL* | PG80ES(A,L)A36045B** | 24200 | 26200 | 16.5 | 10 | 8.5 | 1.88 | 73 | 86 | 211242085
PAYNE HEATING AND COOLING | 38MURAQ24AB3* | CAP**3617AL* | PG80ES(A,L)A36045A** | 24600 | 26600 | 16 | 10 | 8.5 | 1.82 | 73 | 83 | 211242073
PAYNE HEATING AND COOLING | 38MURAQ24AB3* | CAP**3014AL* | PG80ES(A,L)A36045A** | 24400 | 26600 | 16 | 10 | 8.5 | 1.86 | 73 | 85 | 211241330
PAYNE HEATING AND COOLING | 38MURAQ24AB3* | CAP**2517AL* | PG92ESAA36040B** | 24200 | 25400 | 16 | 10 | 8.1 | 1.78 | 74 | 85 | 211241177
PAYNE HEATING AND COOLING | 38MURAQ24AB3* | CAP**2517AL* | PG92ESAA30040A** | 24800 | 26000 | 15.5 | 10 | 8.5 | 1.76 | 73 | 82 | 211241166
PAYNE HEATING AND COOLING | 38MURAQ24AB3* | CAP**2517AL* | PG80ES(A,L)A36045A** | 25400 | 26000 | 16.5 | 10.5 | 8.5 | 1.76 | 73 | 80 | 211241063
PAYNE HEATING AND COOLING | 38MURAQ36AB3* | CAP**4824AL* | PG80MSUA48060B** | 35600 | 37800 | 17 | 10 | 8.5 | 2.02 | 76 | 92 | 212982602
PAYNE HEATING AND COOLING | 38MURAQ36AB3* | CAP**4821AL* | PG92MSAA42060B** | 35600 | 37800 | 16 | 10 | 8.5 | 2.02 | 77 | 92 | 212983871
PAYNE HEATING AND COOLING | 38MURAQ24AB3* | CAP**3717AL* | PG80MSUA48060B** | 24000 | 25600 | 17.5 | 10 | 8.5 | 1.82 | 73 | 84 | 214229168
PAYNE HEATING AND COOLING | 38MURAQ24AB3* | CAP**3017AL* | PG96MSAA48060B** | 23400 | 25800 | 16.5 | 10 | 9 | 2.02 | 74 | 95 | 214279892
PAYNE HEATING AND COOLING | 38MURAQ24AB3* | CNPV*3017AL* | PG80MS(A,L)A48070B** | 23600 | 26400 | 17 | 10.5 | 8.5 | 2.02 | 72 | 92 | 212979217
PAYNE HEATING AND COOLING | 38MURAQ18AB3* | CNPV*3017AL* | PG80MS(A,L)A42090B** | 17700 | 18300 | 16.5 | 11 | 8.1 | 2.24 | 67 | 102 | 212980003
DAY & NIGHT | C4H7T60*K*AAA* | F5MA4*60L*D* |  | 57000 | 60000 | 16 | 12 | 8.1 | 2.34 | 63 | 51 | 213310441
DAY & NIGHT | CVH825GKA2* | EA*4X36L17A*+WALLCON | *80CSU0401712A* | 23600 | 21400 | 16.5 | 10.5 | 8.1 | 1.94 | 97 | 78 | 206133360
DAY & NIGHT | CVH825GKA2* | EA*4X37L21A*+WALLCON | *96CTN1002122A* | 24400 | 21200 | 16.5 | 11 | 8.5 | 2.04 | 97 | 78 | 205750723
DAY & NIGHT | CVH825GKA2* | EN(A,D)4X30L17**+WALLCON | *96CTN0601714B* | 23400 | 21600 | 16 | 10.5 | 8.1 | 1.9 | 96 | 78 | 214242621
DAY & NIGHT | CVH825GKA2* | EN(A,D)4X30L17**+WALLCON | *97CMN0801714B* | 23400 | 21600 | 16.5 | 10.5 | 8.1 | 1.92 | 96 | 77 | 214242601
DAY & NIGHT | CVH825GKA2* | EN(A,D)4X30L17**+WALLCON | *95CSU0601716B* | 23400 | 21600 | 16.5 | 10.5 | 8.1 | 1.92 | 96 | 77 | 214242581
DAY & NIGHT | CVH825GKA2* | EA*4X48L24A*+WALLCON | *96CTN1202422B* | 24200 | 21000 | 17 | 11 | 8.1 | 2.02 | 97 | 79 | 213771741
DAY & NIGHT | CVH825GKA2* | EA*4X48L21A*+WALLCON | *80CTL0701716B* | 24000 | 21000 | 17 | 11 | 8.1 | 2 | 97 | 79 | 213771571
DAY & NIGHT | CVH825GKA2* | EA*4X36L21A*+WALLCON | *80CTL0901716B* | 23600 | 21400 | 16.5 | 10.5 | 8.1 | 1.94 | 97 | 78 | 213770931
DAY & NIGHT | CVH825GKA2* | EA*4X36L17A*+WALLCON | *96CTN0601714B* | 23400 | 21600 | 16 | 10.5 | 8.1 | 1.92 | 96 | 77 | 213770891
BRYANT HEATING AND COOLING SYSTEMS | 38MURAQ36AB3* | CAP**3621AL* | 915SB66100E21*** | 36400 | 40000 | 15.2 | 10 | 8.1 | 1.88 | 74 | 89 | 211226379
BRYANT HEATING AND COOLING SYSTEMS | 38MURAQ36AB3* | CAP**3721AL* | 82*TA48070V17*** | 36200 | 38500 | 16 | 10 | 8.5 | 2.08 | 75 | 90 | 211226942
BRYANT HEATING AND COOLING SYSTEMS | 38MURAQ36AB3* | CAP**3721AL* | 926TB60100V21*** | 36600 | 38500 | 15.5 | 10 | 8.5 | 2.1 | 76 | 90 | 211227192
DAY & NIGHT | CVH825GKA3* | EA*4X37L21A*+WALLCON | *95CSU0601716A* | 24400 | 21400 | 16.5 | 10.5 | 8.1 | 2.02 | 97 | 78 | 206767538
DAY & NIGHT | CVH825GKA3* | EA*4X37L17A*+WALLCON | *95CSU0601716A* | 24200 | 21400 | 16.5 | 10.5 | 8.1 | 1.98 | 97 | 79 | 206767529
DAY & NIGHT | CVH825GKA3* | EHD4X30AAL+WALLCON | *80CTL0901716A* | 23800 | 21800 | 16 | 10.5 | 8.1 | 1.98 | 95 | 77 | 206766876
DAY & NIGHT | CVH825GKA2* | EA*4X30L17A*+WALLCON | *96CTN0601714B* | 23400 | 21600 | 16 | 10.5 | 8.1 | 1.9 | 96 | 78 | 213770791
DAY & NIGHT | CVH825GKA2* | EA*4X30L17A*+WALLCON | *80CTL0901716B* | 23600 | 21400 | 16.5 | 11 | 8.1 | 1.92 | 97 | 78 | 213770741
DAY & NIGHT | CVH837GKA** | EN(A,D,W)4X60L24**+WALLCON | *95CSU1002122A* | 32800 | 32200 | 18 | 12 | 8.1 | 1.98 | 97 | 76 | 210597618
DAY & NIGHT | CVH837GKA** | EN(A,D)4X48L24**+WALLCON | *95CSU0802120A* | 32400 | 32800 | 17.5 | 11.7 | 8.1 | 1.96 | 96 | 76 | 210597579
DAY & NIGHT | CVH837GKA2* | EHD4X60AAL+WALLCON | *95CSU1002122A* | 33000 | 32200 | 17 | 11.5 | 8.1 | 2.02 | 97 | 77 | 210471129
DAY & NIGHT | CVH837GKA2* | EN(A,D,W)4X60L24**+WALLCON | *80CTL1352422A* | 32800 | 32200 | 18 | 12 | 8.1 | 1.98 | 97 | 76 | 210470926
DAY & NIGHT | CVH837GKA2* | EA*4X60L24A*+WALLCON | *80CTL0902120A* | 32800 | 31800 | 17.5 | 11.7 | 8.5 | 1.98 | 97 | 78 | 210470271
DAY & NIGHT | CVH837GKA2*+TSTAT | EHD4X48AAL | *96VSN0802120A* | 31800 | 47500 | 16.5 | 11 | 8.1 | 1.94 | 65 | 51 | 210467551
DAY & NIGHT | CVH837GKA2*+TSTAT | EHD4X42AAL | *80VSL0902420A* | 31800 | 47500 | 16.5 | 11 | 8.1 | 1.92 | 64 | 51 | 210467102
DAY & NIGHT | CVH837GKA2*+TSTAT | EHD4X36AAL | *96VSN1002120A* | 31800 | 48000 | 16.5 | 11 | 8.1 | 1.92 | 64 | 50 | 210466361
DAY & NIGHT | DLCURAH24ABK | EN(A,D,W)4X36L17** | *96VTN0801716A* | 24200 | 26200 | 16.5 | 10.5 | 8.1 | 1.9 | 73 | 88 | 211245019
DAY & NIGHT | DLCURAH24ABK | EN(A,D,W)4X36L17** | *96VTN0601412A* | 23600 | 25800 | 16.5 | 10 | 8.1 | 1.98 | 74 | 92 | 211245082
DAY & NIGHT | DLCURAH24ABK | EN(A,D,W)4X36L17** | *80ES(N,L)0901714A* | 24600 | 26400 | 16.5 | 10.5 | 8.1 | 1.86 | 73 | 86 | 211245149
DAY & NIGHT | DLCURAH24ABK | EN(A,D)4X24L17** | *80ES(N,L)0701412A* | 23800 | 26800 | 16 | 10 | 8.5 | 1.92 | 73 | 87 | 211244228
BRYANT HEATING AND COOLING SYSTEMS | 38MURAQ18AB3* | CNPV*3017AL* | 83*SA48060E17*** | 18700 | 19200 | 16.5 | 11 | 8.5 | 2.2 | 66 | 95 | 211264650
AIRQUEST | DLCURAH18ABK | EA*4X24L14A* | *96VTN0601412B* | 17200 | 18100 | 16 | 10.5 | 8.5 | 2.34 | 67 | 107 | 212975389
AIRQUEST | H4H7T48*K*AAA* | EVD4X61M21A*+WALLCON | *80CTL1102120B* | 47000 | 51000 | 16 | 11.7 | 8.1 | 2.3 | 61 | 49 | 213677280
CARRIER | 38MURAQ36AB3* | CAP**4321AL* | 59SU5B060M17**16 | 36600 | 38500 | 16 | 10 | 8.5 | 2.06 | 76 | 91 | 213080704
CARRIER | 38MURAQ36AB3* | CAP**3721AL* | 59SU5B060M17**16 | 36600 | 38500 | 16 | 10 | 8.5 | 2.06 | 76 | 91 | 213080680
BRYANT HEATING AND COOLING SYSTEMS | 38MURAQ36AB3* | CAP**4224AL* | 935SA60100E21*** | 35800 | 38500 | 16 | 10 | 8.1 | 1.9 | 76 | 91 | 211228089
BRYANT HEATING AND COOLING SYSTEMS | 38MURAQ36AB3* | CAP**4224AL* | 935SA66100E21*** | 36600 | 40000 | 15.2 | 10 | 8.1 | 1.94 | 74 | 88 | 211228100
BRYANT HEATING AND COOLING SYSTEMS | 38MURAQ36AB3* | CAP**4821AL* | 83*SA60100E21*** | 36000 | 38500 | 16 | 10 | 8.5 | 2.06 | 75 | 90 | 211228890
BRYANT HEATING AND COOLING SYSTEMS | 38MURAQ24AB3* | CNPV*3017AL* | 935SB48060M17*** | 23600 | 26400 | 17 | 10.5 | 8.5 | 2.02 | 72 | 92 | 212989226
BRYANT HEATING AND COOLING SYSTEMS | 38MURAQ24AB3* | CNPV*3617AL* | 916SA30040M14*** | 23400 | 26400 | 16 | 10 | 8.1 | 2.02 | 73 | 92 | 212986260
BRYANT HEATING AND COOLING SYSTEMS | 38MURAQ24AB3* | CAP**3717AL* | 916SA30040M14*** | 24000 | 25200 | 16 | 10 | 8.1 | 1.84 | 75 | 88 | 212986200
BRYANT HEATING AND COOLING SYSTEMS | 38MURAQ24AB3* | CAP**3014AL* | 916SA30040M14*** | 23400 | 26400 | 16 | 10 | 8.5 | 2.04 | 73 | 94 | 212986164
BRYANT HEATING AND COOLING SYSTEMS | 38MURAQ24AB3* | CAP**3717AL* | 916SA30026M14*** | 24000 | 25200 | 16.5 | 10 | 8.5 | 1.84 | 75 | 88 | 212985814
BRYANT HEATING AND COOLING SYSTEMS | 38MURAQ18AB3* | CAP**3017AL* | 926TC30040V14*** | 17300 | 18100 | 16 | 10.5 | 8.5 | 2.26 | 67 | 104 | 212974679
BRYANT HEATING AND COOLING SYSTEMS | 38MURAQ18AB3* | CNPV*1814AL* | 926SB30040V14*** | 17200 | 18500 | 15.5 | 10.5 | 8.5 | 2.38 | 67 | 107 | 212972723
BRYANT HEATING AND COOLING SYSTEMS | 38MURAQ18AB3* | CNPV*3017AL* | 926SB30040V14*** | 17400 | 18000 | 16 | 10.5 | 8.1 | 2.24 | 68 | 104 | 212972763
BRYANT HEATING AND COOLING SYSTEMS | 38MURAQ24AB3* | CNPV*2414AL* | 926SB36060V14*** | 23200 | 26800 | 16.5 | 10 | 8.5 | 2.12 | 73 | 95 | 212973593
BRYANT HEATING AND COOLING SYSTEMS | 38MURAQ24AB3* | CNPV*3617AL* | 82*TB48090V17*** | 23400 | 26200 | 17 | 10 | 8.5 | 2.06 | 73 | 94 | 212972012
BRYANT HEATING AND COOLING SYSTEMS | 38MURAQ18AB3* | CAP**1917AL* | 82*TB48090V17*** | 18000 | 18000 | 16.5 | 11 | 8.5 | 2.14 | 68 | 99 | 212971908
BRYANT HEATING AND COOLING SYSTEMS | 38MURAQ24AB3* | CNPV*3621AL* | 926SA36040V17*** | 23400 | 25800 | 16 | 10 | 8.1 | 1.98 | 74 | 93 | 211245337
BRYANT HEATING AND COOLING SYSTEMS | 38MURAQ24AB3* | CNPV*3621AL* | 926SA42060V17*** | 23400 | 25800 | 16.5 | 10 | 8.1 | 2 | 73 | 93 | 211245310
BRYANT HEATING AND COOLING SYSTEMS | 38MURAQ24AB3* | CNPV*3621AL* | 926TB66100V21*** | 23600 | 25800 | 17 | 10.5 | 8.1 | 1.98 | 73 | 92 | 211245377
BRYANT HEATING AND COOLING SYSTEMS | 288BNV025*0**C* | CNPV*3617AL*+UI | 986TD42080C17*** | 23400 | 21600 | 16.5 | 11 | 8.1 | 1.92 | 96 | 77 | 214241856
BRYANT HEATING AND COOLING SYSTEMS | 38MURAQ18AB3* | CAP**2517AL* | 8(0,1)*SB36070M14*** | 18200 | 18000 | 17 | 11 | 8.5 | 2.14 | 68 | 98 | 212978259
BRYANT HEATING AND COOLING SYSTEMS | 38MURAQ24AB3* | CNPV*3017AL* | 8(0,1)*SB36070M14*** | 23600 | 26000 | 17 | 10.5 | 8.1 | 2 | 73 | 92 | 212978199
BRYANT HEATING AND COOLING SYSTEMS | 38MURAQ24AB3* | CAP**2414AL* | 8(0,1)*SB36045M14*** | 23400 | 27000 | 17 | 10 | 8.5 | 2.22 | 72 | 97 | 212977563
BRYANT HEATING AND COOLING SYSTEMS | 38MURAQ24AB3* | CAP**3621AL* | 926TC60100V21*** | 23600 | 26200 | 17.5 | 10 | 8.5 | 1.98 | 73 | 91 | 212976664
BRYANT HEATING AND COOLING SYSTEMS | 38MURAQ24AB3* | CAP**3717AL* | 8(0,1)*SB36070M17*** | 24200 | 25200 | 17.5 | 10 | 8.5 | 1.84 | 74 | 87 | 212978676
BRYANT HEATING AND COOLING SYSTEMS | 38MURAQ36AB3* | PF4MN*C42L* |  | 37000 | 39000 | 16 | 10 | 8.1 | 2 | 75 | 89 | 212384826
DAY & NIGHT | DLCURAH24ABK | EN(A,D)4X24L17** | *80MS(N,L)0701412A* | 23200 | 26800 | 17 | 10 | 8.5 | 2.14 | 72 | 95 | 212978180
DAY & NIGHT | N4H7T24*K*AAA* | EA*4X37L17A* | *96VTN0401410A* | 23600 | 24600 | 16.5 | 12 | 8.1 | 2.16 | 59 | 43 | 207873782
DAY & NIGHT | DLCURAH24ABK | EN(A,D)4X24L17** | *92ESN0601412A* | 24200 | 27200 | 15.5 | 10 | 8.5 | 1.86 | 72 | 83 | 211244151
BRYANT HEATING AND COOLING SYSTEMS | 288BNV025*0**B* | CAP**4224AL*+UI | 987MB60060C21*** | 23600 | 21400 | 16.5 | 11 | 8.1 | 1.96 | 97 | 78 | 210596316
BRYANT HEATING AND COOLING SYSTEMS | 288BNV025*0**B* | CAP**3721AL*+UI | 88*TB48070C17*** | 24400 | 21200 | 17 | 11 | 8.5 | 2.02 | 97 | 78 | 213771136
BRYANT HEATING AND COOLING SYSTEMS | 288BNV025*0**B* | CAP**3717AL*+UI | 987MC42060C17*** | 24000 | 21600 | 16 | 10.5 | 8.1 | 1.98 | 96 | 78 | 213771076
BRYANT HEATING AND COOLING SYSTEMS | 288BNV025*0**B* | CAP**3621AL*+UI | 986TD66100C21*** | 23600 | 21400 | 16.5 | 11 | 8.1 | 1.94 | 96 | 78 | 213771016
BRYANT HEATING AND COOLING SYSTEMS | 288BNV025*0**B* | CAP**3621AL*+UI | 88*TB48070C17*** | 23600 | 21400 | 16.5 | 10.5 | 8.1 | 1.94 | 97 | 78 | 213770916
BRYANT HEATING AND COOLING SYSTEMS | 288BNV025*0**B* | CAP**3617AL*+UI | 88*TB48090C17*** | 23600 | 21400 | 16.5 | 11 | 8.1 | 1.94 | 97 | 78 | 213770836
BRYANT HEATING AND COOLING SYSTEMS | 288BNV037*0**A* | CAP**6121AL*+UI | 935CA66100C21*** | 33200 | 32000 | 18 | 11.5 | 8.5 | 2 | 98 | 78 | 210596545
BRYANT HEATING AND COOLING SYSTEMS | 288BNV025*0**B* | CSPH*4812AL*+UI | 986TC66120C24*** | 24200 | 21200 | 16.5 | 11 | 8.1 | 2.02 | 97 | 78 | 210596446
BRYANT HEATING AND COOLING SYSTEMS | 288BNV025*0**B* | CSPH*4812AL*+UI | 83*CA60100C21*** | 24200 | 21200 | 16 | 10.5 | 8.1 | 2 | 97 | 78 | 210596434
BRYANT HEATING AND COOLING SYSTEMS | 288BNV025*0**B* | CSPH*4212AL*+UI | 83*CA48060C17*** | 24200 | 21400 | 16 | 10.5 | 8.1 | 2 | 96 | 78 | 210596413
BRYANT HEATING AND COOLING SYSTEMS | 288BNV025*0**B* | CNPV*4824AL*+UI | 83*CA60100C21*** | 24000 | 21400 | 16.5 | 11 | 8.1 | 2 | 96 | 78 | 210596403
BRYANT HEATING AND COOLING SYSTEMS | 288BNV025*0**B* | CAP**4824AL*+UI | 987MB66100C21*** | 24200 | 21000 | 16.5 | 11 | 8.1 | 2.02 | 97 | 79 | 210596358
BRYANT HEATING AND COOLING SYSTEMS | 288BNV025*0**B* | CAP**4821AL*+UI | 88*TA48090C17*** | 24200 | 20800 | 17.5 | 11.5 | 8.1 | 2.04 | 98 | 79 | 210596340
BRYANT HEATING AND COOLING SYSTEMS | 288BNV025*0**B* | CAP**4821AL*+UI | 88*TA36045C17*** | 24000 | 21000 | 16.5 | 11 | 8.1 | 2 | 98 | 80 | 210596338
BRYANT HEATING AND COOLING SYSTEMS | 288BNV025*0**B* | CAP**4321AL*+UI | 83*CA48060C17*** | 24400 | 21200 | 17 | 11 | 8.5 | 2.02 | 97 | 78 | 210596320
CARRIER | 25TPA748A**30* | CVPVA6121XMC* | 59TP6B100V21**22 | 47000 | 50500 | 16 | 11.7 | 8.1 | 2.32 | 61 | 49 | 213640063
CARRIER | GH7TAN424**AA* | CAP**3717AL* | 58SP*B045V14**12 | 23000 | 24000 | 16.5 | 12.5 | 8.1 | 2.32 | 60 | 45 | 213168955
CARRIER | GH7TAN424**AA* | CAP**3621AL* | 59SP6B080V21**20 | 22800 | 24000 | 16.5 | 12.5 | 8.1 | 2.28 | 60 | 44 | 213168875
CARRIER | GH7TAN424**AA* | CAP**2517AL* | 58SP*B070V17**16 | 22800 | 24000 | 16.5 | 12.5 | 8.1 | 2.32 | 60 | 45 | 213167823
CARRIER | 25VNA825A*032* | CAP**2414AL*+UI | 58TN*A070C14**12 | 23400 | 22000 | 17 | 10.5 | 8.1 | 1.9 | 95 | 76 | 206764296
CARRIER | 25VNA837A*030* | CSPH*4812AL*+UI | 59CU5A100C21**22 | 32600 | 32800 | 17 | 11 | 8.1 | 1.98 | 96 | 76 | 206136360
CARRIER | 25VNA825A*031* | CAP**2417AL*+UI | 58CU*A040C17**12 | 23200 | 22000 | 16.5 | 10.5 | 8.1 | 1.9 | 95 | 76 | 206133294
CARRIER | 25VNA825A*031* | CAP**3717AL*+UI | 59MN7B080C17**14 | 24200 | 21400 | 16 | 11 | 8.1 | 1.98 | 97 | 79 | 204451245
CARRIER | 25VNA824B*030* | CAP**4224AL*+UI | 58TN*A135C24**22 | 23600 | 22000 | 16.5 | 10 | 8.1 | 1.94 | 71 | 57 | 204292207
AIRQUEST | DLCURAH36ABK | EN(A,D)4X48L24** | *96VTN1202422A* | 36200 | 38500 | 16 | 10 | 8.1 | 2.02 | 76 | 90 | 211230780
AIRQUEST | DLCURAH36ABK | EN(A,D)4X48L24** | *96VTN0802120A* | 35600 | 38500 | 16 | 10 | 8.1 | 2 | 76 | 90 | 211230751
AIRQUEST | DLCURAH36ABK | EN(A,D)4X48L24** | *92ESN1002122A* | 37600 | 39500 | 15.5 | 10.5 | 8.5 | 2.08 | 74 | 89 | 211230619
AIRQUEST | DLCURAH24ABK | EA*4X24L17A* | *96VSN0601714A* | 23800 | 26800 | 16 | 10 | 8.5 | 1.98 | 73 | 90 | 211240384
AIRQUEST | DLCURAH24ABK | EA*4X24L14A* | *80ES(N,L)0451412A* | 24200 | 27200 | 16 | 10 | 8.5 | 1.9 | 72 | 86 | 211240321
AIRQUEST | DLCURAH24ABK | EA*4X24L14A* | *80VTL0451412A* | 23800 | 26800 | 16.5 | 10 | 8.5 | 1.98 | 72 | 90 | 211240256
BRYANT HEATING AND COOLING SYSTEMS | GH7TAN436**AA* | CAP**3721AL* | 83*CA60080C21*** | 35600 | 36000 | 16 | 12 | 8.1 | 2.16 | 62 | 49 | 207868256
BRYANT HEATING AND COOLING SYSTEMS | GH7TAN436**AA* | CAP**4321AL* | 83*CA60080C21*** | 35600 | 35800 | 16 | 12 | 8.1 | 2.16 | 62 | 49 | 207869257
BRYANT HEATING AND COOLING SYSTEMS | 284ANV048*0**B* | FE4BN(B,X)C48L*+UI |  | 45000 | 46000 | 22 | 12 | 9.5 | 2.36 | 93 | 78 | 213361590
BRYANT HEATING AND COOLING SYSTEMS | 288BNV037*0**A* | CSPH*6012AL*+UI | 987MB42080C17*** | 32800 | 32600 | 16.5 | 11 | 8.1 | 1.98 | 97 | 77 | 210596609
BRYANT HEATING AND COOLING SYSTEMS | 288BNV037*0**A* | CAP**4221AL*+UI | 83*CA60100C21*** | 31800 | 33200 | 17 | 11 | 8.1 | 1.88 | 95 | 74 | 210596522
BRYANT HEATING AND COOLING SYSTEMS | 288BNV037*0**A* | CAP**4221AL*+UI | 83*CA36040C17*** | 31800 | 33200 | 17.5 | 11 | 8.1 | 1.9 | 95 | 73 | 210596521
BRYANT HEATING AND COOLING SYSTEMS | 284ANV024*0**B* | CNPV*3017AL*+UI | 987MB42080C17*** | 23200 | 26800 | 20 | 13 | 9.5 | 2.36 | 94 | 75 | 210533061
BRYANT HEATING AND COOLING SYSTEMS | 284ANV024*0**B* | CAP**3721AL*+UI | 83*CA36040C17*** | 24200 | 26400 | 21 | 13.5 | 10.5 | 2.56 | 93 | 75 | 210532997
BRYANT HEATING AND COOLING SYSTEMS | 284ANV048*0**B* | CNPV*4824AL*+UI | 987MB66120C24*** | 43500 | 46500 | 20.5 | 11.7 | 8.5 | 2.16 | 95 | 79 | 210532911
BRYANT HEATING AND COOLING SYSTEMS | 288BNV025*0**C* | CSPH*4212AL*+UI | 986TC66120C24*** | 24200 | 21400 | 16 | 10.5 | 8.1 | 2 | 96 | 78 | 210474339
BRYANT HEATING AND COOLING SYSTEMS | 288BNV025*0**C* | CNPV*4821AL*+UI | 987MB66100C21*** | 24200 | 21400 | 17 | 11.5 | 8.1 | 2.02 | 96 | 78 | 210474015
BRYANT HEATING AND COOLING SYSTEMS | 288BNV025*0**C* | CAP**3017AL*+UI | 986TD42080C17*** | 23400 | 21600 | 16.5 | 10.5 | 8.1 | 1.92 | 96 | 77 | 213772926
BRYANT HEATING AND COOLING SYSTEMS | 288BNV025*0**C* | CSPH*4812AL*+UI | 935CB48060C17*** | 24200 | 21400 | 16 | 10.5 | 8.1 | 2.02 | 96 | 78 | 213774626
BRYANT HEATING AND COOLING SYSTEMS | 288BNV025*0**C* | CSPH*4212AL*+UI | 88*TB36045C17*** | 24000 | 21400 | 15.5 | 10.5 | 8.1 | 1.98 | 97 | 78 | 213774386
BRYANT HEATING AND COOLING SYSTEMS | 288BNV025*0**C* | CSPH*3612AL*+UI | 986TD66120C24*** | 24000 | 21400 | 16 | 10.5 | 8.1 | 1.98 | 96 | 78 | 213774376
BRYANT HEATING AND COOLING SYSTEMS | 288BNV025*0**C* | CAP**4821AL*+UI | 88*TB48090C17*** | 24200 | 20800 | 17 | 11 | 8.1 | 2.02 | 98 | 79 | 213773706
BRYANT HEATING AND COOLING SYSTEMS | GH7TAN424**AA* | CAP**2517AL* | 82*SB48070V17*** | 22800 | 24000 | 16.5 | 12.5 | 8.1 | 2.32 | 60 | 45 | 213167825
BRYANT HEATING AND COOLING SYSTEMS | GH7TAN424**AA* | CAP**3621AL* | 82*SB60090V21*** | 22400 | 23800 | 16 | 12 | 8.1 | 2.26 | 60 | 44 | 213168736
BRYANT HEATING AND COOLING SYSTEMS | GH7TAN424**AA* | CAP**2414AL* | 82*TB36045V14*** | 22000 | 23600 | 15.5 | 12 | 8.1 | 2.24 | 60 | 44 | 213353894
CARRIER | 25VNA825A*032* | CNPV*4824AL*+UI | 59TN6B100C21**22 | 24200 | 21400 | 17 | 11.5 | 8.1 | 2.02 | 96 | 78 | 210474135
CARRIER | 25VNA825A*032* | CNPV*4824AL*+UI | 59MN7B100C21**22 | 24200 | 21400 | 17 | 11.5 | 8.1 | 2.02 | 96 | 78 | 210474113
CARRIER | 25VNA825A*032* | CNPV*4821AL*+UI | 59MN7B060C21**20 | 24000 | 21400 | 16.5 | 11 | 8.1 | 2 | 96 | 78 | 210474047
CARRIER | 25VNA825A*032* | CSPH*3012AL*+UI | 58TN*B110C21**20 | 23800 | 21800 | 15.5 | 10.5 | 8.1 | 1.98 | 96 | 77 | 213774095
CARRIER | 25VNA825A*032* | CAP**4824AL*+UI | 59TN6C120C24**22 | 24200 | 21000 | 17 | 11 | 8.1 | 2.02 | 97 | 79 | 213773865
CARRIER | 25VNA848A*031* | CAP**6024AL*+UI | 58CU*A080C21**20 | 45500 | 45500 | 17.5 | 10 | 8.5 | 2.04 | 79 | 63 | 206765282
CARRIER | 25VNA848A*031* | CSPH*6012AL*+UI | 59MN7B100C21**22 | 46000 | 46000 | 17 | 10 | 8.5 | 2.04 | 79 | 63 | 206765270
CARRIER | 25VNA848A*031* | CNPV*6024AL*+UI | 59MN7B080C21**20 | 45500 | 46500 | 17.5 | 10 | 8.5 | 2 | 78 | 62 | 206765245
CARRIER | 25VNA848A*031* | CNPV*4824AL*+UI | 59TN6B080C21**20 | 44500 | 47000 | 17 | 10 | 8.5 | 1.98 | 78 | 61 | 206765237
CARRIER | 25VNA837A*031* | CSPH*3612AL*+UI | 58TN*A090C21**20 | 32200 | 33200 | 16.5 | 11 | 8.1 | 1.92 | 95 | 75 | 206765045
CARRIER | 25VNA837A*031* | CNPV*4821AL*+UI | 58TN*A090C17**16 | 32400 | 32800 | 18 | 11.7 | 8.1 | 1.98 | 96 | 76 | 206765028
CARRIER | 25VNA837A*031* | CAP**4821AL*+UI | 58TN*A090C21**20 | 32200 | 32600 | 17.5 | 11.7 | 8.5 | 1.98 | 96 | 77 | 206764967
CARRIER | 25VNA837A*031* | CAP**3721AL*+UI | 58TN*A090C17**16 | 33000 | 32800 | 18 | 11.7 | 8.5 | 2 | 97 | 76 | 206764920
HEIL | H4H7T60*K*AAA* | EA*4X61L24A* | *80VTL0902120A* | 55500 | 59000 | 15.5 | 11.7 | 8.1 | 2.18 | 63 | 51 | 211338038
CARRIER | GH5SAN424**AA* | FMA4X30**AL* |  | 25000 | 23600 | 15.2 | 12.5 | 8.1 | 2.24 | 64 | 48 | 210099327
CARRIER | 25VNA837A*031*+TSTAT | CAP**6124AL* | 58SP*A090V21**20 | 33000 | 47000 | 18 | 11.7 | 8.1 | 1.98 | 65 | 17 | 210461801
CARRIER | 25VNA837A*031*+TSTAT | CAP**6124AL* | GG96VTAA60100C | 32800 | 46500 | 18 | 11.7 | 8.1 | 1.98 | 65 | 52 | 210461757
CARRIER | 25VNA837A*031*+TSTAT | CAP**4321AL* | 58SP*A045V17**16 | 32200 | 47500 | 17 | 11 | 8.1 | 1.96 | 65 | 52 | 210459789
CARRIER | 25VNA837A*031*+TSTAT | CAP**6121AL* | 59SP6A080V21**20 | 32600 | 46500 | 17.5 | 11.7 | 8.1 | 1.96 | 65 | 52 | 210461289
CARRIER | 25VNA837A*031*+TSTAT | CAP**3621AL* | 58SP*A045V17**16 | 30800 | 48000 | 16.5 | 10.5 | 8.1 | 1.84 | 64 | 50 | 210457817
CARRIER | 25VNA837A*031*+TSTAT | CAP**3621AL* | 59SP6A100V21**20 | 30800 | 47500 | 17 | 11 | 8.1 | 1.84 | 64 | 50 | 210457728
HEIL | HVH825GKA3* | EA*4X25L17A*+WALLCON | *80CTL0901716B* | 24400 | 21200 | 16.5 | 11 | 8.5 | 2.02 | 97 | 79 | 213772747
HEIL | HVH825GKA3* | EN(A,D,W)4X48L21**+WALLCON | *97CMN0602120A* | 24000 | 21400 | 16.5 | 11 | 8.1 | 2 | 96 | 78 | 210474049
HEIL | HVH825GKA3* | EN(A,D,W)4X48L21**+WALLCON | *80CSU0601716A* | 24200 | 21400 | 17 | 11 | 8.1 | 2.02 | 96 | 78 | 210473928
HEIL | DLCURAH36ABK | EN(A,D)4X48L24** | *95ESN0802120A* | 36800 | 39500 | 15.5 | 10.5 | 8.1 | 2.06 | 74 | 89 | 211230644
HEIL | DLCURAH24ABK | EA*4X24L14A* | *80ES(N,L)0451412A* | 24200 | 27200 | 16 | 10 | 8.5 | 1.9 | 72 | 86 | 211240325
AIRQUEST | HVH825GKA3* | EN(A,D)4X24L17**+WALLCON | *80CTL0701412B* | 23200 | 22000 | 16 | 10.5 | 8.1 | 1.94 | 96 | 76 | 214241558
AIRQUEST | HVH825GKA3* | EN(A,D)4X24L17**+WALLCON | *96CTN0801714B* | 23200 | 22000 | 16 | 10.5 | 8.1 | 1.92 | 96 | 77 | 214241638
AIRQUEST | DLCURAH36ABK | FXM4X42**AL |  | 36000 | 38500 | 16 | 10 | 8.1 | 1.94 | 75 | 90 | 211230917
AIRQUEST | DLCURAH24ABK | EA*4X24L17A* | *96MSN0601716A* | 23600 | 26600 | 16.5 | 10 | 9.5 | 2.04 | 73 | 93 | 214279868
CARRIER | 25TPA724A**30* | CAP**3717AL* | 59TP6C060V17**16 | 22800 | 24000 | 16.5 | 12.5 | 8.1 | 2.3 | 60 | 45 | 213169058
CARRIER | 25TPA724A**30* | CAP**3621AL* | 58TP*B090V21**20 | 22400 | 23800 | 16 | 12.5 | 8.1 | 2.26 | 60 | 44 | 213168673
CARRIER | 25TPA724A**30* | CAP**3617AL* | 59SP6B080V17**16 | 22200 | 23600 | 16 | 12 | 8.1 | 2.24 | 60 | 44 | 213168634
CARRIER | 25SCA530A**30* | FMA4X30**AL* |  | 28200 | 28200 | 15.2 | 12.5 | 8.1 | 2.18 | 61 | 46 | 209692095
CARRIER | 25TPB724A**30* | CAP**3717AL* | 58TP*A070V14**12 | 23600 | 24000 | 17 | 13 | 8.1 | 2.22 | 58 | 43 | 213382308
BRYANT HEATING AND COOLING SYSTEMS | 225SAN060**AA* | PF4TNBD60L* |  | 57000 | 56000 | 15.2 | 12.5 | 8.1 | 2.34 | 63 | 49 | 213310717
CARRIER | 38MURAQ24AA3* | CAP**2517AL* | 59TP6B060V17**14 | 24600 | 24800 | 15.5 | 10 | 8.1 | 1.88 | 80 | 65 | 211636048
CARRIER | 25VNA424A*031* | CNPV*3617AL*+UI | 58CU*A060C17**16 | 23200 | 26800 | 20.5 | 13 | 10 | 2.4 | 93 | 74 | 206788554
CARRIER | 25VNA424A*031* | CAP**3621AL*+UI | 58CU*A040C17**12 | 23400 | 26600 | 21 | 13.5 | 10.5 | 2.44 | 93 | 74 | 206788549
CARRIER | 25VNA837A*030* | CNPV*3621AL*+UI | 59TN6C080C21**20 | 31400 | 33000 | 17 | 11 | 8.1 | 1.84 | 94 | 73 | 214573358
CARRIER | 25VNA837A*030* | CAP**4221AL*+UI | 58TN*B070C21**20 | 31800 | 33000 | 17 | 11 | 8.5 | 1.9 | 95 | 74 | 214572588
CARRIER | 25VNA837A*030* | CAP**3721AL*+UI | 59MN7C080C21**20 | 32800 | 32800 | 17.5 | 11.5 | 8.5 | 2 | 97 | 77 | 214572568
CARRIER | 25VNA837A*030* | CAP**3721AL*+UI | 59CU5B100C21**22 | 33000 | 32600 | 17.5 | 11.5 | 8.5 | 2 | 98 | 77 | 214572548
CARRIER | 25VNA837A*030* | CAP**3721AL*+UI | 58TN*B070C21**20 | 32800 | 32800 | 17.5 | 11 | 8.5 | 2 | 97 | 77 | 214572528
CARRIER | 38MURAQ36AB3* | CNPV*4221AL* | 59SC2D100E21**20 | 36200 | 39500 | 15.5 | 10 | 8.1 | 1.9 | 74 | 89 | 212384686
CARRIER | 25VNA825A*031* | CAP**3617AL*+UI | 58TN*B070C14**12 | 23600 | 21400 | 16.5 | 10.5 | 8.1 | 1.94 | 97 | 78 | 213770815
CARRIER | 25VNA848A*030* | CSPH*6012AL*+UI | 58TN*A090C21**20 | 46000 | 46000 | 17 | 10 | 8.5 | 2.04 | 79 | 63 | 204301563
DAY & NIGHT | DLCURAH36ABK | EN(A,D)4X48L24** | *96VTN1002122A* | 36000 | 38500 | 16.5 | 10.5 | 8.1 | 2.02 | 76 | 90 | 211230773
DAY & NIGHT | DLCURAH24ABK | EA*4X24L14A* | *96VSN0601412A* | 23200 | 26400 | 16 | 10 | 8.5 | 2.14 | 73 | 97 | 211240249
BRYANT HEATING AND COOLING SYSTEMS | 38MURAQ18AB3* | CNPV*1814AL* | 912SD36060E14*** | 17800 | 18900 | 15.5 | 10.5 | 8.5 | 2.3 | 67 | 102 | 211262441
BRYANT HEATING AND COOLING SYSTEMS | 38MURAQ18AB3* | CAP**3017AL* | 82*TA36070V14*** | 17900 | 18300 | 16.5 | 10.5 | 8.5 | 2.22 | 67 | 101 | 211261777
BRYANT HEATING AND COOLING SYSTEMS | 38MURAQ18AB3* | CAP**2417AL* | 82*TA36070V14*** | 17700 | 18500 | 16.5 | 10.5 | 8.5 | 2.3 | 67 | 103 | 211260399
BRYANT HEATING AND COOLING SYSTEMS | 38MURAQ36AB3* | CAP**4824AL* | 916SA60100M21*** | 36000 | 37800 | 16.5 | 10 | 8.5 | 2.04 | 77 | 92 | 212988012
BRYANT HEATING AND COOLING SYSTEMS | 38MURAQ36AB3* | CAP**4824AL* | 935SA66100E21*** | 37200 | 38500 | 15.5 | 10 | 8.5 | 2.12 | 76 | 91 | 211229582
BRYANT HEATING AND COOLING SYSTEMS | 38MURAQ36AB3* | CNPV*4824AL* | 935SA60100E21*** | 36400 | 38500 | 16 | 10.5 | 8.1 | 2.04 | 76 | 90 | 211230729
BRYANT HEATING AND COOLING SYSTEMS | 38MURAQ36AB3* | FB4CNP042L |  | 37000 | 38500 | 16 | 10 | 8.1 | 2 | 76 | 90 | 211230837
BRYANT HEATING AND COOLING SYSTEMS | 38MURAQ24AB3* | CAP**3717AL* | 926TC36040V17*** | 24000 | 25400 | 16 | 10 | 8.1 | 1.82 | 74 | 87 | 212975310
BRYANT HEATING AND COOLING SYSTEMS | 38MURAQ36AB3* | CAP**4821AL* | 8(0,1)*SA48090E21*** | 36200 | 38500 | 16 | 10 | 8.5 | 2.08 | 75 | 90 | 211228785
BRYANT HEATING AND COOLING SYSTEMS | 38MURAQ36AB3* | CAP**4821AL* | 926TB66100V21*** | 35800 | 37800 | 16.5 | 10 | 8.5 | 2.04 | 76 | 92 | 211229183
BRYANT HEATING AND COOLING SYSTEMS | 38MURAQ18AB3* | F54AA*B24L* |  | 18100 | 18600 | 16 | 10.5 | 8.5 | 2.24 | 67 | 100 | 213353738
BRYANT HEATING AND COOLING SYSTEMS | 38MURAQ18AB3* | CAP**2517AL* | 916SA30026M14*** | 17800 | 17700 | 16.5 | 10.5 | 8.1 | 2.14 | 68 | 100 | 212985904
BRYANT HEATING AND COOLING SYSTEMS | 38MURAQ18AB3* | CAP**2414AL* | 916SA30026M14*** | 17300 | 18200 | 16 | 10.5 | 8.5 | 2.34 | 68 | 107 | 212985884
BRYANT HEATING AND COOLING SYSTEMS | 38MURAQ18AB3* | CNPV*3017AL* | 935SB36040M17*** | 17500 | 18000 | 16 | 11 | 8.1 | 2.24 | 68 | 104 | 212988830
BRYANT HEATING AND COOLING SYSTEMS | 38MURAQ24AB3* | CAP**3721AL* | 935SB36040M17*** | 24200 | 25200 | 17 | 10 | 8.5 | 1.8 | 74 | 85 | 212988710
BRYANT HEATING AND COOLING SYSTEMS | 38MURAQ24AB3* | CAP**2517AL* | 935SB36040M17*** | 24200 | 25200 | 16.5 | 10 | 8.5 | 1.82 | 74 | 87 | 212988650
BRYANT HEATING AND COOLING SYSTEMS | 38MURAQ18AB3* | CNPV*2414AL* | 916SA30026M14*** | 17300 | 18300 | 20 | 10.5 | 8.1 | 2.3 | 67 | 105 | 212985944
BRYANT HEATING AND COOLING SYSTEMS | 38MURAQ36AB3* | CAP**4824AL* | 82*TB66135V24*** | 35800 | 37800 | 16.5 | 10 | 8.5 | 2.02 | 77 | 92 | 212972642
BRYANT HEATING AND COOLING SYSTEMS | 38MURAQ36AB3* | CAP**3717AL* | 82*SB48070V17*** | 36000 | 38500 | 15.5 | 10 | 8.1 | 2 | 76 | 91 | 212970387
BRYANT HEATING AND COOLING SYSTEMS | 38MURAQ24AB3* | CAP**3721AL* | 912SE60080M21*** | 24800 | 25600 | 17.5 | 10.5 | 8.5 | 1.8 | 74 | 84 | 212985040
BRYANT HEATING AND COOLING SYSTEMS | 38MURAQ18AB3* | CNPV*3017AL* | 912SE48080M17*** | 17400 | 17900 | 16.5 | 11 | 8.1 | 2.24 | 68 | 104 | 212984758
BRYANT HEATING AND COOLING SYSTEMS | 38MURAQ36AB3* | CAP**4321AL* | 926TB60080V21*** | 37000 | 38500 | 15.5 | 10 | 8.5 | 2.1 | 76 | 91 | 211228636
BRYANT HEATING AND COOLING SYSTEMS | 38MURAQ36AB3* | CAP**4821AL* | 8(0,1)*SA48070E21*** | 35600 | 37800 | 16.5 | 10 | 8.5 | 2.04 | 76 | 92 | 211228761
HEIL | N4H7T24*K*AAA* | EA*4X36L21A* | OLV112A16A | 23600 | 24600 | 16 | 12 | 8.1 | 2.16 | 59 | 43 | 207873699
HEIL | N4H7T24*K*AAA* | EA*4X36L21A* | *96CTN1002122A* | 23600 | 24200 | 16 | 12 | 8.1 | 2.2 | 58 | 43 | 207865368
HEIL | HVH837GKA2* | EA*4X60L24A*+WALLCON | *96CTN1202422A* | 32800 | 31800 | 18 | 11.7 | 8.5 | 2 | 97 | 78 | 210470288
CARRIER | 38MURAQ24AB3* | FMA4X24**AL* |  | 23600 | 27200 | 17 | 10 | 9 | 2.14 | 72 | 94 | 211240217
CARRIER | 38MURAQ24AB3* | CNPV*3617AL* | OVLAAB036098 | 23400 | 25800 | 16.5 | 10 | 8.1 | 2 | 73 | 94 | 211240155
PAYNE HEATING AND COOLING | 38MURAQ36AB3* | CAP**3717AL* | PG92MSAA36060A** | 36200 | 38500 | 15.2 | 10 | 8.5 | 2 | 76 | 91 | 213079345
PAYNE HEATING AND COOLING | 38MURAQ36AB3* | CAP**4221AL* | PG92MSAA48080B** | 35400 | 38500 | 16 | 10 | 8.1 | 1.88 | 76 | 91 | 213079557
PAYNE HEATING AND COOLING | 38MURAQ36AB3* | CAP**3721AL* | PG92ESAA42060B** | 36400 | 38500 | 16 | 10 | 8.5 | 2.08 | 75 | 90 | 211226992
PAYNE HEATING AND COOLING | 38MURAQ36AB3* | CAP**4321AL* | PG80VTLB48090B** | 36200 | 38000 | 16 | 10 | 8.5 | 2.04 | 76 | 92 | 213076606
PAYNE HEATING AND COOLING | 38MURAQ36AB3* | CNPV*4821AL* | PG96VTAB48080B** | 35600 | 38500 | 16 | 10 | 8.1 | 1.98 | 76 | 91 | 213077464
PAYNE HEATING AND COOLING | 38MURAQ36AB3* | CAP**4821AL* | PG96VTAB60080C** | 36200 | 38000 | 16 | 10 | 8.5 | 2.04 | 76 | 92 | 213077531
PAYNE HEATING AND COOLING | 38MURAQ36AB3* | CAP**4221AL* | PG96VTAB60100C** | 35400 | 38500 | 16 | 10 | 8.1 | 1.88 | 76 | 91 | 213077613
PAYNE HEATING AND COOLING | 38MURAQ36AB3* | CNPV*4821AL* | PG96VTAB60100C** | 36000 | 38500 | 16.5 | 10 | 8.1 | 2 | 76 | 91 | 213077678
PAYNE HEATING AND COOLING | 38MURAQ36AB3* | CAP**4321AL* | PG80MS(A,L)A42090B** | 36200 | 38000 | 16.5 | 10 | 8.5 | 2.04 | 76 | 92 | 213078317
PAYNE HEATING AND COOLING | 38MURAQ36AB3* | CAP**4221AL* | PG80MS(A,L)A48090C** | 35200 | 38500 | 16.5 | 10 | 8.1 | 1.88 | 76 | 91 | 213078411
PAYNE HEATING AND COOLING | 38MURAQ36AB3* | CNPV*4217AL* | PG80VTLB36045A** | 35400 | 38500 | 16 | 10 | 8.1 | 1.94 | 76 | 91 | 213076445
DAY & NIGHT | CVH837GKA** | EN(A,D,W)4X48L21**+WALLCON | *95CSU0802120B* | 32400 | 32800 | 17.5 | 11.5 | 8.1 | 1.96 | 96 | 76 | 214573444
DAY & NIGHT | CVH837GKA** | EN(A,D,W)4X42L21**+WALLCON | *96CTN0802120B* | 31800 | 33000 | 17 | 11.5 | 8.1 | 1.9 | 95 | 74 | 214573424
DAY & NIGHT | CVH837GKA** | EN(A,D,W)4X42L21**+WALLCON | *97CMN0602120B* | 31600 | 33200 | 16.5 | 11 | 8.1 | 1.86 | 95 | 74 | 214573404
DAY & NIGHT | CVH825GKA3* | EN(A,D,W)4X48L21**+WALLCON | *96CTN1002122B* | 24200 | 21200 | 17 | 11.5 | 8.1 | 2.02 | 97 | 78 | 214242321
DAY & NIGHT | CVH848GKA2* | EN(A,D,W)4X48L21**+WALLCON | *96CTN0802120B* | 45000 | 47000 | 17.5 | 10 | 8.5 | 2 | 77 | 61 | 214238089
DAY & NIGHT | CVH848GKA2* | EN(A,D,W)4X48L21**+WALLCON | *97CMN0802120B* | 44500 | 47000 | 17 | 10 | 8.5 | 1.98 | 78 | 61 | 214238069
DAY & NIGHT | CVH848GKA2* | EA*4X48L21A*+WALLCON | *80CSU0802120A* | 45000 | 46500 | 17.5 | 10 | 8.5 | 2.02 | 78 | 62 | 206774691
DAY & NIGHT | CVH848GKA2* | EA*4X60L24A*+WALLCON | *80CTL1102120A* | 45500 | 45500 | 17.5 | 10 | 8.5 | 2.02 | 79 | 63 | 206773980
DAY & NIGHT | DLCURAH18ABK | EA*4X24L17A* | *95MSU0401712A* | 17200 | 18200 | 16 | 10.5 | 8.5 | 2.34 | 68 | 107 | 212988787
DAY & NIGHT | C4H7T24*K*AAA* | EA*4X25L17A* | *96VTN0601714A* | 23800 | 24400 | 16.5 | 12.5 | 8.1 | 2.22 | 58 | 43 | 210703037
BRYANT HEATING AND COOLING SYSTEMS | 38MURAQ18AB3* | FM(C,U)4Z18**AL* |  | 17800 | 18700 | 17 | 11 | 9 | 2.4 | 67 | 106 | 211264964
BRYANT HEATING AND COOLING SYSTEMS | 38MURAQ24AB3* | CNPV*3621AL* | 82*TA48090V17*** | 23800 | 26000 | 17 | 10.5 | 8.1 | 1.94 | 73 | 90 | 211245480
BRYANT HEATING AND COOLING SYSTEMS | 38MURAQ24AB3* | CNPV*3014AL* | 926SA30040V14*** | 23600 | 26200 | 15.5 | 10 | 8.1 | 1.92 | 73 | 90 | 211244282
BRYANT HEATING AND COOLING SYSTEMS | 38MURAQ24AB3* | CNPV*3014AL* | 8(0,1)*SA36045E14*** | 24400 | 26600 | 16 | 10 | 8.1 | 1.84 | 73 | 85 | 211244365
BRYANT HEATING AND COOLING SYSTEMS | GH5SAN460**AA* | FG4ANBD60L* |  | 57000 | 56000 | 15.2 | 12.5 | 8.1 | 2.34 | 63 | 49 | 213280496
BRYANT HEATING AND COOLING SYSTEMS | 38MURAQ36AB3* | CAP**4224AL* | 82*TA66135V24*** | 35600 | 38500 | 16 | 10 | 8.1 | 1.88 | 76 | 91 | 211227936
BRYANT HEATING AND COOLING SYSTEMS | 38MURAQ36AB3* | CAP**4224AL* | 912SD60100E21*** | 35200 | 38500 | 16.5 | 10 | 8.1 | 1.88 | 76 | 91 | 211227967
BRYANT HEATING AND COOLING SYSTEMS | 38MURAQ36AB3* | CAP**4224AL* | 915SB60100E21*** | 36000 | 39500 | 15.5 | 10 | 8.1 | 1.92 | 74 | 89 | 211228009
BRYANT HEATING AND COOLING SYSTEMS | 38MURAQ36AB3* | CAP**4224AL* | 926SA66120V24*** | 35400 | 38500 | 16 | 10 | 8.1 | 1.88 | 76 | 91 | 211228069
DAY & NIGHT | CVH837GKA** | EN(A,D,W)4X42L21**+WALLCON | *96CTN0801714B* | 31600 | 33200 | 17 | 11 | 8.1 | 1.88 | 95 | 74 | 214239829
DAY & NIGHT | CVH837GKA** | EN(A,D,W)4X42L21**+WALLCON | *97CMN1002122B* | 31800 | 33000 | 17 | 11.5 | 8.1 | 1.9 | 95 | 74 | 214239809
DAY & NIGHT | CVH837GKA** | EN(A,D,W)4X42L21**+WALLCON | *97CMN0601714B* | 31600 | 33400 | 16.5 | 11 | 8.1 | 1.86 | 95 | 74 | 214239789
DAY & NIGHT | CVH837GKA2* | EHD4X60AAL+WALLCON | *80CTL1352422B* | 33000 | 32200 | 17 | 11.5 | 8.1 | 2.02 | 97 | 77 | 213782271
DAY & NIGHT | DLCURAH24AAK | EN(A,D,W)4X36L17** | *80ESU0601716A | 24800 | 26000 | 15.5 | 10 | 8.1 | 1.9 | 79 | 63 | 211640315
PAYNE HEATING AND COOLING | 38MURAQ18AB3* | CAP**2417AL* | PG95ESAA30026A** | 18000 | 19000 | 15.5 | 10.5 | 8.5 | 2.26 | 67 | 99 | 211260506
PAYNE HEATING AND COOLING | 38MURAQ18AB3* | CNPV*2414AL* | PG80VTLA36045A** | 17600 | 18500 | 16 | 11 | 8.5 | 2.26 | 67 | 102 | 211262564
PAYNE HEATING AND COOLING | 38MURAQ18AB3* | CNPV*2414AL* | PG95ESAA36060A** | 17800 | 18700 | 16 | 11 | 8.5 | 2.26 | 67 | 101 | 211262611
PAYNE HEATING AND COOLING | 38MURAQ36AB3* | CNPV*4821AL* | PG92ESAA48080B** | 36200 | 39000 | 16.5 | 10.5 | 8.1 | 2.02 | 75 | 89 | 212384788
PAYNE HEATING AND COOLING | 38MURAQ36AB3* | CNPV*4821AL* | PG80ES(A,L)A42090B** | 36600 | 39500 | 16 | 10.5 | 8.1 | 2.04 | 74 | 89 | 211229933
PAYNE HEATING AND COOLING | 38MURAQ36AB3* | CAP**4821AL* | PG80VTLA66110C** | 36800 | 38500 | 16 | 10 | 8.5 | 2.1 | 75 | 90 | 211228924
PAYNE HEATING AND COOLING | 38MURAQ36AB3* | CAP**4321AL* | PG80ES(A,L)A48090C** | 36800 | 38500 | 16 | 10 | 8.5 | 2.1 | 75 | 90 | 211228260
PAYNE HEATING AND COOLING | 38MURAQ36AB3* | CAP**4224AL* | PG95ESAA60080C** | 36200 | 39500 | 15.5 | 10 | 8.1 | 1.92 | 74 | 89 | 211227999
PAYNE HEATING AND COOLING | 38MURAQ36AB3* | PF4MN*C42L* |  | 37000 | 39000 | 16 | 10 | 8.1 | 2 | 75 | 89 | 212384828
PAYNE HEATING AND COOLING | 38MURAQ24AB3* | CNPV*3617AL* | PG96MSAA36060A** | 23600 | 26400 | 16.5 | 10 | 8.1 | 2.02 | 73 | 92 | 212986969
PAYNE HEATING AND COOLING | 38MURAQ18AB3* | CNPV*2417AL* | PG96MSAA36060A** | 17300 | 18300 | 16 | 10.5 | 8.1 | 2.32 | 67 | 105 | 212987059
PAYNE HEATING AND COOLING | 38MURAQ18AB3* | CNPV*3017AL* | PG96MSAA36060A** | 17500 | 18000 | 16 | 11 | 8.1 | 2.24 | 68 | 103 | 212987079
BRYANT HEATING AND COOLING SYSTEMS | 38MURAQ36AB3* | CAP**4221AL* | 916SA60100M21*** | 35400 | 38500 | 16 | 10 | 8.1 | 1.88 | 76 | 91 | 213080292
BRYANT HEATING AND COOLING SYSTEMS | 38MURAQ36AB3* | CAP**4821AL* | 83*SB36040M17*** | 35600 | 37800 | 16 | 10 | 8.5 | 2.04 | 76 | 92 | 212982085
BRYANT HEATING AND COOLING SYSTEMS | 284ANV024*0**B* | CSPH*3012AL*+UI | 88*TA48090C17*** | 23600 | 27000 | 20.5 | 13 | 9 | 2.48 | 92 | 73 | 210533103
BRYANT HEATING AND COOLING SYSTEMS | 284ANV024*0**B* | CAP**3721AL*+UI | 935CA66100C21*** | 24200 | 26400 | 20.5 | 13.5 | 10.5 | 2.56 | 93 | 74 | 210532995
BRYANT HEATING AND COOLING SYSTEMS | 288BNV048*0**A* | CSPH*6012AL*+UI | 987MC60080C21*** | 46000 | 46500 | 16.5 | 10 | 8.5 | 2.04 | 78 | 62 | 213783116
CARRIER | 25VNA825A*031* | CAP**4821AL*+UI | 59TN6B100C21**22 | 24000 | 21000 | 16.5 | 11 | 8.1 | 2.02 | 97 | 79 | 210595991
CARRIER | 25VNA825A*031* | CAP**4221AL*+UI | 59MN7B060C17**14 | 23600 | 21600 | 16 | 10.5 | 8.1 | 1.94 | 96 | 78 | 210595944
CARRIER | 25VNA424A*031* | CNPV*4221AL*+UI | 59CU5A100C21**22 | 23600 | 26600 | 20.5 | 13.5 | 10 | 2.46 | 93 | 74 | 210533076
CARRIER | GH7TAN424**AA* | CAP**3717AL* | 59CU5B060C17**16 | 22800 | 24000 | 16.5 | 12.5 | 8.1 | 2.3 | 60 | 45 | 213753603
CARRIER | GH7TAN424**AA* | CAP**3717AL* | 58TN*B070C14**12 | 22800 | 23800 | 16.5 | 12.5 | 8.1 | 2.3 | 60 | 45 | 213753523
CARRIER | GH7TAN424**AA* | CAP**2517AL* | 59CU5B060C17**16 | 23000 | 24000 | 16.5 | 12.5 | 8.1 | 2.32 | 60 | 45 | 213752560
BRYANT HEATING AND COOLING SYSTEMS | PH5SAN460**AA* | PF4TNBD60L* |  | 57000 | 56000 | 15.2 | 12.5 | 8.1 | 2.34 | 63 | 49 | 213310694
HEIL | HVH837GKA** | EN(A,D,W)4X48L21**+WALLCON | *95CSU1002122A* | 32400 | 32800 | 17.5 | 11.7 | 8.1 | 1.98 | 96 | 75 | 206136286
HEIL | HVH837GKA** | EA*4X43L21A*+WALLCON | *80CTL0902120A* | 32800 | 33000 | 17.5 | 11.7 | 8.5 | 2 | 96 | 76 | 205751137
HEIL | DLCURAH24ABK | EN(A,D)4X30L17** | *96VSN0401712B* | 23200 | 26200 | 16 | 10 | 8.1 | 2.06 | 73 | 95 | 212973268
HEIL | DLCURAH24ABK | EA*4X37L21A* | *96VSN0401712B* | 24200 | 25400 | 16.5 | 10 | 8.5 | 1.8 | 74 | 85 | 212973248
HEIL | DLCURAH36ABK | EA*4X48L24A* | *80MS(N,L)1352420A* | 35800 | 37800 | 16.5 | 10 | 8.5 | 2.02 | 77 | 92 | 212981213
HEIL | HVH837GKA** | EN(A,D,W)4X48L21**+WALLCON | *96CTN0601714B* | 32200 | 33000 | 17 | 11 | 8.1 | 1.94 | 96 | 76 | 214239935
HEIL | HVH837GKA** | EHD4X60AAL+WALLCON | *97CMN1002122B* | 33000 | 32200 | 17 | 11.5 | 8.1 | 2.02 | 97 | 77 | 213780397
HEIL | HVH837GKA** | EA*4X61L21A*+WALLCON | *80CTL0701716B* | 33200 | 32200 | 17.5 | 11.7 | 8.5 | 1.98 | 98 | 78 | 213779637
HEIL | HVH837GKA** | EA*4X60L24A*+WALLCON | *97CMN1202422B* | 32800 | 31600 | 17.5 | 11.7 | 8.5 | 2 | 98 | 78 | 213779597
CARRIER | 38MURAQ36AB3* | CAP**3721AL* | 58SP*A070V17**16 | 36600 | 38500 | 15.5 | 10 | 8.5 | 2.08 | 76 | 90 | 211225735
HEIL | HVH825GKA2* | EA*4X30L17A*+WALLCON | *80CTL0701716A* | 23400 | 21600 | 16.5 | 11 | 8.1 | 1.92 | 96 | 77 | 204456527
HEIL | HVH825GKA3* | EA*4X25L17A*+WALLCON | *80CTL0701716A* | 24400 | 21200 | 16.5 | 11 | 8.1 | 2.02 | 97 | 78 | 206765502
HEIL | HVH825GKA2* | EA*4X25L17A*+WALLCON | *80CSU0401712A* | 24400 | 21200 | 17 | 11 | 8.1 | 2.02 | 97 | 78 | 206133316
HEIL | HVH825GKA2* | EA*4X37L21A*+WALLCON | *97CMN0602120A* | 24400 | 21200 | 16.5 | 11 | 8.1 | 2.02 | 97 | 79 | 205750743
HEIL | HVH837GKA2* | EHD4X48AAL+WALLCON | *96CTN0802120B* | 32600 | 32600 | 17.5 | 11 | 8.5 | 1.98 | 97 | 76 | 214574380
HEIL | HVH837GKA2* | EHD4X48AAL+WALLCON | *95CSU0802120B* | 32600 | 32800 | 17.5 | 11 | 8.5 | 1.98 | 96 | 76 | 214574340
HEIL | HVH837GKA2* | EHD4X42AAL+WALLCON | *96CTN0802120B* | 32600 | 32800 | 17.5 | 11 | 8.5 | 1.96 | 96 | 76 | 214574320
HEIL | HVH825GKA3* | EA*4X37L21A*+WALLCON | *95CSU0802120A* | 24400 | 21200 | 17 | 11 | 8.5 | 2.04 | 97 | 78 | 206767543
HEIL | DLCURAH24ABK | EN(A,D,W)4X36L17** | *96VSN0601412B* | 23400 | 26200 | 16.5 | 10 | 8.1 | 2.04 | 73 | 94 | 212973638
HEIL | HVH848GKA** | EN(A,D)4X48L24**+WALLCON | *97CMN1202422B* | 45000 | 47000 | 17 | 10 | 8.5 | 1.98 | 77 | 61 | 214238575
HEIL | HVH848GKA** | EN(A,D)4X48L24**+WALLCON | *97CMN0802120B* | 44500 | 47000 | 17 | 10 | 8.5 | 1.98 | 78 | 61 | 214238555
HEIL | HVH848GKA** | EN(A,D)4X48L24**+WALLCON | *95CSU1002122B* | 45000 | 47000 | 17.5 | 10 | 8.5 | 2 | 77 | 61 | 214238535
HEIL | HVH848GKA** | EHD4X60AAL+WALLCON | *96CTN1202422B* | 46000 | 46000 | 17 | 10 | 8.5 | 2.04 | 79 | 63 | 213783167
CARRIER | 25VNA424A*031* | CSPH*3012AL*+UI | 58TN*A070C14**12 | 23400 | 27000 | 20.5 | 12.5 | 9 | 2.46 | 93 | 74 | 210533100
CARRIER | 25VNA424A*031* | CAP**2417AL*+UI | 59CU5A060C17**16 | 22800 | 27200 | 19.5 | 12.5 | 10 | 2.28 | 93 | 74 | 210532932
CARRIER | 27SPA630A**30* | FMA5X30**AL* |  | 29000 | 29000 | 15.2 | 12.5 | 8.1 | 2.26 | 61 | 48 | 214424164
CARRIER | 38MURAQ24AB3* | CNPV*3617AL* | 58SU*B040M17**12 | 23800 | 25800 | 16.5 | 10.5 | 8.5 | 1.98 | 73 | 92 | 212981796
CARRIER | 38MURAQ24AB3* | CAP**3617AL* | 58S(B,C)*B070M17**16 | 23800 | 26200 | 17 | 10 | 8.5 | 1.98 | 73 | 91 | 212979155
CARRIER | 38MURAQ24AB3* | CNPV*3617AL* | 59SC2E060M17**14 | 23600 | 26400 | 17 | 10.5 | 8.5 | 2.02 | 72 | 92 | 212984133
CARRIER | 25VNA825A*031* | CAP**4824AL*+UI | 58TN*B135C24**22 | 24200 | 21000 | 17 | 11 | 8.1 | 2.02 | 97 | 79 | 213771695
CARRIER | 25VNA825A*031* | CAP**3621AL*+UI | 59TN6C060C17**14 | 23400 | 21600 | 16.5 | 10.5 | 8.1 | 1.94 | 96 | 77 | 213770995
CARRIER | 25VNA825A*031* | CAP**3617AL*+UI | 59TN6C080C17**14 | 23600 | 21600 | 16.5 | 10.5 | 8.1 | 1.94 | 96 | 77 | 213770895
AIRQUEST | DLCURAH24ABK | EN(A,D)4X36L21** | *96VTN1002122A* | 23600 | 25800 | 17 | 10.5 | 8.1 | 1.98 | 73 | 92 | 211245378
AIRQUEST | DLCURAH24ABK | EN(A,D,W)4X36L17** | *96VTN0601412A* | 23600 | 25800 | 16.5 | 10 | 8.1 | 1.98 | 74 | 92 | 211245079
AIRQUEST | DLCURAH24AAK | EA*4X37L21A* | *92ESN0801716A* | 25000 | 24800 | 16.5 | 10 | 8.1 | 1.9 | 80 | 65 | 211638688
KEEPRITE | DLCURAH36ABK | EN(A,D,W)4X48L21** | *96MSN1002122A* | 36000 | 38500 | 16.5 | 10 | 8.1 | 2.02 | 76 | 90 | 213080445
KEEPRITE | DLCURAH36ABK | EA*4X37L21A* | *95MSU0401712A* | 36200 | 38000 | 15.2 | 10 | 8.5 | 2.04 | 77 | 92 | 213080544
KEEPRITE | CVH848GKA** | EN(A,D)4X48L24**+WALLCON | *97CMN1002122A* | 45000 | 47000 | 17.5 | 10 | 8.5 | 1.98 | 77 | 61 | 204301260
KEEPRITE | CVH837GKA2* | EN(A,D,W)4X60L24**+WALLCON | *95CSU1002122B* | 32800 | 32200 | 19 | 12 | 8.5 | 1.98 | 97 | 76 | 214574715
KEEPRITE | CVH837GKA2* | EN(A,D)4X48L24**+WALLCON | *97CMN0802120B* | 32400 | 32800 | 17.5 | 11.5 | 8.5 | 1.96 | 96 | 76 | 214574675
KEEPRITE | DLCURAH18ABK | FMA4X18**AL* |  | 17400 | 18500 | 16 | 10.5 | 8.5 | 2.44 | 67 | 108 | 211264934
KEEPRITE | CVH825GKA2* | EHD4X36AAL+WALLCON | *80CTL0701412B* | 24000 | 21400 | 16.5 | 10.5 | 8.1 | 1.98 | 96 | 78 | 213772102
KEEPRITE | CVH825GKA3* | END4X42L17**+WALLCON | *80CTL0451712B* | 23800 | 21400 | 16 | 11 | 8.1 | 1.96 | 97 | 78 | 214241992
KEEPRITE | CVH825GKA3* | EN(A,D)4X24L17**+WALLCON | *96CTN0601714B* | 23200 | 22200 | 15.5 | 10.5 | 8.1 | 1.92 | 95 | 76 | 214241632
KEEPRITE | CVH825GKA3* | EN(A,D)4X24L17**+WALLCON | *95CSU0601716B* | 23200 | 22000 | 15.5 | 10.5 | 8.1 | 1.92 | 96 | 77 | 214241592
KEEPRITE | CVH825GKA3* | EN(A,D)4X24L17**+WALLCON | *97CMN0801714B* | 23200 | 22000 | 16 | 10.5 | 8.1 | 1.92 | 96 | 77 | 214241612
KEEPRITE | DLCURAH18ABK | EA*4X25L17A* | *96MSN0601412A* | 17800 | 17700 | 16.5 | 10.5 | 8.1 | 2.14 | 68 | 100 | 212987015
KEEPRITE | DLCURAH24AAK | EN(A,D)4X30L17** | *80ESU0601716A | 24800 | 26000 | 15.5 | 10 | 8.1 | 1.9 | 79 | 63 | 211639870
SMART COMFORT | DLCURAH24ABK | EA*4X30L17A* | *80VSL0451412B* | 23400 | 26200 | 17 | 10 | 8.5 | 2.08 | 73 | 95 | 212969774
SMART COMFORT | DLCURAH24ABK | EN(A,D)4X24L17** | *92ESN0801716A* | 23800 | 26800 | 16.5 | 10 | 8.5 | 1.92 | 72 | 87 | 211244176
SMART COMFORT | DLCURAH24ABK | EN(A,D)4X24L17** | *95ESN0801716A* | 24200 | 27400 | 15.2 | 10 | 8.5 | 1.84 | 72 | 82 | 211244198
SMART COMFORT | DLCURAH36ABK | EN(A,D,W)4X42L21** | *92ESN0802120A* | 36400 | 39500 | 15.5 | 10 | 8.1 | 1.92 | 74 | 89 | 212384683
KEEPRITE | R5H5S30*K*AAA* | FMA5X30**AL* |  | 29000 | 29000 | 15.2 | 12.5 | 8.1 | 2.26 | 61 | 48 | 214424184
TEMPSTAR | DLCURAH24ABK | EN(A,D)4X30L17** | *92MSN0601714A* | 23600 | 26400 | 17 | 10.5 | 8.5 | 2.02 | 72 | 92 | 212984131
TEMPSTAR | DLCURAH36ABK | FEM4X42**BL |  | 37000 | 38500 | 16 | 10 | 8.1 | 2 | 76 | 90 | 211230847
SMART COMFORT | DLCURAH18ABK | EN(A,D)4X30L14** | *96VTN0601412B* | 17400 | 18000 | 16 | 11 | 8.1 | 2.24 | 68 | 104 | 212975483
SMART COMFORT | DLCURAH18ABK | EA*4X30L14A* | *96VTN0401410B* | 17300 | 17900 | 16 | 10.5 | 8.1 | 2.24 | 68 | 104 | 212974674
SMART COMFORT | DLCURAH18ABK | EN(A,D)4X30L14** | *96VSN0401410B* | 17400 | 18000 | 16 | 10.5 | 8.1 | 2.24 | 68 | 104 | 212972760
KEEPRITE | C4H7T24*K*AAA* | EA*4X37L17A*+WALLCON | *95CSU0601716B* | 22800 | 24000 | 16.5 | 12.5 | 8.1 | 2.3 | 60 | 45 | 213755466
KEEPRITE | DLCURAH24ABK | EA*4X37L17A* | *80VSL0451412B* | 24200 | 25200 | 17 | 10 | 8.5 | 1.84 | 74 | 87 | 212969793
KEEPRITE | DLCURAH18ABK | EN(A,D)4X24L17** | *92MSN0601714A* | 17500 | 18500 | 16 | 10.5 | 8.5 | 2.3 | 67 | 104 | 212984213
KEEPRITE | DLCURAH18ABK | EN(A,D)4X30L17** | *92MSN0401712A* | 17400 | 18100 | 15.5 | 10.5 | 8.1 | 2.24 | 68 | 103 | 212983313
KEEPRITE | DLCURAH18ABK | EA*4X30L14A* | *80MS(N,L)0451412A* | 17600 | 18100 | 16.5 | 10.5 | 8.5 | 2.24 | 68 | 103 | 212977762
KEEPRITE | N4H7T24*K*AAA* | EA*4X37L21A* | *80CTL0702120A* | 24200 | 24800 | 17 | 12.5 | 8.1 | 2.26 | 59 | 43 | 207873842
AIRQUEST | HVH825GKA3* | EN(A,D)4X36L21**+WALLCON | *96CTN1002122B* | 23600 | 21400 | 16.5 | 11 | 8.1 | 1.92 | 97 | 78 | 214241978
AIRQUEST | HVH825GKA3* | EN(A,D)4X36L21**+WALLCON | *96CTN0601714B* | 23400 | 21600 | 16 | 10.5 | 8.1 | 1.9 | 96 | 78 | 214241958
AIRQUEST | HVH824GKA** | EA*4X36L21A*+WALLCON | *96CTN0802120B* | 23400 | 22000 | 16.5 | 10 | 8.1 | 1.94 | 71 | 56 | 214569761
AIRQUEST | H4H7T24*K*AAA* | EA*4X37L17A*+WALLCON | *97CMN0801714B* | 22800 | 23800 | 16 | 12 | 8.1 | 2.3 | 60 | 45 | 213755486
COMFORTMAKER | CVH837GKA2* | EA*4X37L21A*+WALLCON | *80CTL0702120B* | 32800 | 32800 | 17.5 | 11 | 8.5 | 2 | 97 | 77 | 214573673
COMFORTMAKER | CVH837GKA2* | EA*4X36L21A*+WALLCON | *97CMN0802120B* | 31600 | 33000 | 17 | 11 | 8.1 | 1.86 | 95 | 73 | 214573653
COMFORTMAKER | CVH837GKA2* | EA*4X36L21A*+WALLCON | *95CSU1002122B* | 31600 | 32800 | 17 | 11 | 8.1 | 1.86 | 95 | 74 | 214573633
COMFORTMAKER | CVH837GKA2* | EA*4X36L21A*+WALLCON | *80CTL0702120B* | 31400 | 33000 | 17 | 11 | 8.1 | 1.86 | 95 | 73 | 214573613
COMFORTMAKER | CVH837GKA2*+TSTAT | EA*4X42L21A* | *96VTN1002122A* | 31400 | 47500 | 17.5 | 11 | 8.1 | 1.88 | 64 | 50 | 210458950
COMFORTMAKER | CVH837GKA2*+TSTAT | EA*4X42L21A* | *96VSN0601714A* | 31000 | 48000 | 16.5 | 10.5 | 8.1 | 1.86 | 64 | 50 | 210458894
COMFORTMAKER | CVH837GKA2*+TSTAT | EA*4X37L17A* | *96VTN0801716A* | 31800 | 48000 | 17 | 11 | 8.1 | 1.92 | 65 | 51 | 210458250
COMFORTMAKER | CVH837GKA2*+TSTAT | EA*4X37L17A* | *96VSN0601412A* | 31600 | 48500 | 16 | 10.5 | 8.1 | 1.9 | 65 | 51 | 210458168
COMFORTMAKER | CVH837GKA2* | EHD4X48AAL+WALLCON | *80CTL0901716A* | 32800 | 33000 | 17.5 | 11.5 | 8.1 | 1.98 | 96 | 75 | 206773004
COMFORTMAKER | DLCURAH36ABK | EA*4X37L21A* | *92MSN1002122A* | 36200 | 38000 | 16.5 | 10 | 8.5 | 2.04 | 76 | 92 | 213079850
COMFORTMAKER | CVH837GKA** | EA*4X61L24A*+WALLCON | *97CMN1202422B* | 33200 | 32000 | 17.5 | 11.7 | 8.5 | 2 | 98 | 78 | 213779790
COMFORTMAKER | CVH837GKA** | EA*4X61L24A*+WALLCON | *97CMN1002122B* | 33200 | 32000 | 18 | 11.7 | 8.5 | 2 | 98 | 78 | 213779780
COMFORTMAKER | CVH837GKA** | EA*4X48L21A*+WALLCON | *97CMN0601714B* | 32000 | 32800 | 17 | 11 | 8.1 | 1.94 | 97 | 77 | 213779430
COMFORTMAKER | CVH837GKA** | EA*4X37L21A*+WALLCON | *80CTL0451712B* | 32600 | 33200 | 17 | 11 | 8.5 | 1.96 | 97 | 77 | 213778940
COMFORTMAKER | CVH837GKA** | EA*4X36L21A*+WALLCON | *80CTL1102120B* | 31600 | 32800 | 17.5 | 11 | 8.1 | 1.86 | 95 | 74 | 213778860
COMFORTMAKER | CVH837GKA** | EA*4X36L21A*+WALLCON | *80CTL0451712B* | 31200 | 33400 | 17.5 | 10.5 | 8.1 | 1.82 | 95 | 74 | 213778820
COMFORTMAKER | CVH837GKA** | EA*4X36L17A*+WALLCON | *97CMN0601714B* | 31200 | 33400 | 16.5 | 10.5 | 8.1 | 1.82 | 95 | 74 | 213778780
COMFORTMAKER | N4H7T24*K*AAA* | EA*4X37L17A* | *96VTN0601716B* | 22800 | 24000 | 16.5 | 12.5 | 8.1 | 2.3 | 60 | 45 | 213169071
COMFORTMAKER | N4H7T24*K*AAA* | EA*4X37L21A* | *80VSL0901716B* | 22800 | 24000 | 16.5 | 12.5 | 8.1 | 2.32 | 60 | 45 | 213169244
TEMPSTAR | TVH825GKA3* | EA*4X42L21A*+WALLCON | *95CSU0802120B* | 23800 | 21400 | 16.5 | 10.5 | 8.1 | 1.96 | 96 | 78 | 214570507
TEMPSTAR | TVH825GKA3* | EA*4X42L21A*+WALLCON | *97CMN0602120B* | 23600 | 21400 | 16.5 | 10.5 | 8.1 | 1.96 | 97 | 78 | 214570527
TEMPSTAR | DLCURAH24ABK | EA*4X37L17A* | *92ESN0601714A* | 24800 | 25600 | 17 | 10.5 | 8.5 | 1.8 | 74 | 84 | 211243084
TEMPSTAR | DLCURAH24ABK | EA*4X37L21A* | *96VSN1002120A* | 24400 | 25200 | 17 | 10.5 | 8.5 | 1.78 | 73 | 84 | 211243244
TEMPSTAR | TVH837GKA2* | EHD4X60AAL+WALLCON | *80CSU1002120A* | 32800 | 32200 | 17 | 11 | 8.1 | 2 | 98 | 78 | 210471165
TEMPSTAR | TVH837GKA2* | EHD4X60AAL+WALLCON | *97CMN0801714A* | 32800 | 32600 | 16.5 | 11 | 8.1 | 1.98 | 97 | 77 | 210471231
TEMPSTAR | DLCURAH24ABK | EA*4X36L17A* | *96VSN0401410B* | 23600 | 26200 | 16 | 10 | 8.5 | 1.86 | 73 | 86 | 212972951
TEMPSTAR | DLCURAH24ABK | EA*4X25L17A* | *96VSN0601412B* | 24000 | 25000 | 17 | 10 | 8.5 | 2.08 | 76 | 100 | 212973551
TEMPSTAR | N4H7T48*K*AAA* | EVD4X61M21A* | *80VSL1102122B* | 47000 | 51000 | 16 | 11.7 | 8.1 | 2.32 | 60 | 49 | 213639544
TEMPSTAR | N4H7T48*K*AAA* | EA*4X61L24A* | *80VSL1102122B* | 46000 | 47000 | 16.5 | 12.5 | 8.1 | 2.3 | 63 | 51 | 213177659
COMFORTMAKER | CVH837GKA2* | EA*4X61L24A*+WALLCON | *80CTL0902120A* | 33200 | 32000 | 18 | 12 | 8.5 | 2 | 98 | 78 | 210470556
COMFORTMAKER | CVH837GKA2* | EA*4X61L24A*+WALLCON | *95CSU1002122A* | 33200 | 32000 | 18 | 11.5 | 8.5 | 2.02 | 98 | 78 | 210470534
COMFORTMAKER | CVH837GKA2* | EA*4X61L21A*+WALLCON | *95CSU0802120A* | 33200 | 32000 | 18 | 11.5 | 8.5 | 2 | 98 | 78 | 210470380
COMFORTMAKER | CVH837GKA2* | EA*4X60L24A*+WALLCON | *80CTL0902120A* | 32800 | 31800 | 17.5 | 11.7 | 8.5 | 1.98 | 97 | 78 | 210470270
COMFORTMAKER | CVH837GKA2*+TSTAT | EHD4X48AAL | *96VSN0801716A* | 32000 | 48000 | 16.5 | 11 | 8.1 | 1.94 | 65 | 51 | 210467594
COMFORTMAKER | DLCURAH36ABK | EA*4X42L21A* | *80ES(N,L)0901714A* | 36000 | 39500 | 15.5 | 10 | 8.1 | 1.9 | 74 | 89 | 211227334
COMFORTMAKER | DLCURAH36ABK | EA*4X42L24A* | *92ESN1002120A* | 35200 | 38500 | 16.5 | 10 | 8.1 | 1.88 | 76 | 91 | 211227971
CARRIER | 38MURAQ36AB3* | CNPV*4821AL* | 59TP6C100V21**20 | 36000 | 38500 | 16.5 | 10 | 8.1 | 2 | 76 | 91 | 213077675
CARRIER | 38MURAQ36AB3* | CNPV*4821AL* | 59TP6C100V21**22 | 36000 | 38500 | 17 | 10.5 | 8.1 | 2 | 76 | 90 | 213077771
CARRIER | 38MURAQ36AB3* | CAP**4224AL* | 58S(B,C)*B135M24**20 | 35400 | 38500 | 16.5 | 10 | 8.1 | 1.88 | 76 | 91 | 213078765
ARCOAIRE | HVH837GKA2* | EA*4X42L24A*+WALLCON | *97CMN1202422B* | 31800 | 32800 | 17 | 11 | 8.1 | 1.9 | 95 | 74 | 213781129
ARCOAIRE | DLCURAH24ABK | EN(A,D,W)4X36L17** | *80ESU0601716A | 24800 | 26600 | 16.5 | 10.5 | 8.5 | 1.84 | 73 | 83 | 211245248
ARCOAIRE | DLCURAH24ABK | EN(A,D,W)4X36L17** | *95ESN0801716A* | 24600 | 26800 | 15.5 | 10 | 8.1 | 1.82 | 73 | 83 | 211245203
ARCOAIRE | DLCURAH24ABK | EN(A,D,W)4X36L17** | *96VTN0801716A* | 24200 | 26200 | 16.5 | 10.5 | 8.1 | 1.9 | 73 | 88 | 211245017
ACIQ | H4H5S30*K*AAA* | FMA4X36**AL* |  | 28200 | 28200 | 15.2 | 12.5 | 8.1 | 2.18 | 61 | 46 | 213064798
ACIQ | DLCURAH18ABK | EA*4X19L17A* | OMV112K14A | 18600 | 18700 | 15.5 | 10.5 | 8.5 | 2.12 | 67 | 94 | 213072140
ACIQ | DLCURAH18ABK | EA*4X25L17A* | OMV098J12* | 18800 | 18700 | 16 | 11 | 8.5 | 2.12 | 67 | 93 | 213072217
ACIQ | DLCURAH18ABK | EN(A,D)4X24L17** | OLV098A12* | 18100 | 19100 | 15.5 | 10.5 | 8.5 | 2.24 | 66 | 98 | 213072324
ACIQ | DLCURAH24ABK | EA*4X25L17A* | OLV098A12* | 24000 | 25000 | 16.5 | 10 | 8.1 | 1.82 | 74 | 87 | 213069718
ACIQ | DLCURAH24ABK | EA*4X37L17A* | OMV112K14A | 24800 | 25800 | 16 | 10 | 8.5 | 1.78 | 74 | 83 | 213070664
ACIQ | DLCURAH24ABK | EN(A,D)4X36L21** | OMV112K14A | 24200 | 26400 | 16 | 10 | 8.1 | 1.88 | 73 | 87 | 213071958
ACIQ | DLCURAH36ABK | EA*4X48L24A* | *80ES(N,L)0702116A* | 35800 | 37800 | 16.5 | 10 | 8.5 | 2.04 | 76 | 92 | 213069480
ACIQ | DLCURAH36ABK | EA*4X48L24A* | *80VSL1102422A* | 35800 | 37800 | 16.5 | 10 | 8.5 | 2.04 | 76 | 92 | 213069491
ACIQ | DLCURAH36ABK | EA*4X48L24A* | *92ESN1002122A* | 37400 | 38500 | 15.5 | 10 | 8.5 | 2.12 | 76 | 91 | 213069498
ACIQ | DLCURAH24ABK | EA*4X24L17A* | *95ESN0601412A* | 24000 | 27200 | 15.5 | 10 | 8.5 | 1.92 | 72 | 87 | 213069660
ACIQ | HVH825GKA2* | EHD4X42AAL+WALLCON | *80CTL0901716A* | 24200 | 21200 | 16.5 | 11 | 8.1 | 2.02 | 97 | 78 | 213067562
ACIQ | HVH825GKA2* | EN(A,D)4X48L24**+WALLCON | *95CSU0802120A* | 24200 | 21200 | 17 | 11.5 | 8.1 | 2.02 | 97 | 78 | 213067598
KENMORE | N4H7T48*K*AAA* | EVD4X61M21A* | *96VTN1002122B* | 47000 | 50500 | 16 | 11.7 | 8.1 | 2.32 | 61 | 49 | 213640136
KENMORE | N4H7T36*K*AAA* | EA*4X43L21A* | *80CTL0451712B* | 34200 | 35400 | 15.5 | 11.7 | 8.1 | 2.2 | 62 | 51 | 213742752
KENMORE | N4H7T36*K*AAA* | EA*4X43L21A* | *96CTN0802120B* | 34200 | 35000 | 16 | 11.7 | 8.1 | 2.22 | 62 | 50 | 213743008
KENMORE | N4H7T48*K*AAA* | EVM4X60M21A* | *96VTN1002122B* | 46500 | 50500 | 16 | 11.7 | 8.1 | 2.3 | 61 | 49 | 213637651
TEMPSTAR | DLCURAH24ABK | EA*4X24L17A* | *95ESU0401712A* | 23400 | 26400 | 16.5 | 10 | 8.5 | 2.1 | 73 | 95 | 211240437
TEMPSTAR | DLCURAH24ABK | EA*4X24L17A* | *96VTN0601412A* | 23200 | 26400 | 16.5 | 10 | 8.5 | 2.14 | 73 | 97 | 211240604
TEMPSTAR | DLCURAH24ABK | EA*4X24L17A* | *80ES(N,L)0701412A* | 24000 | 26800 | 16.5 | 10 | 8.5 | 1.96 | 72 | 89 | 211240760
TEMPSTAR | DLCURAH24ABK | EA*4X36L17A* | *92MSN0401712A* | 23400 | 26400 | 16 | 10 | 8.5 | 1.98 | 73 | 91 | 212983171
TEMPSTAR | DLCURAH24ABK | EN(A,D)4X24L17** | *92MSN0401712A* | 23000 | 27000 | 15.5 | 10 | 8.5 | 2.12 | 73 | 95 | 212983215
TEMPSTAR | DLCURAH24ABK | EA*4X37L17A* | *92MSN0401712A* | 23800 | 25800 | 16 | 10 | 8.5 | 1.86 | 74 | 88 | 212983193
TEMPSTAR | DLCURAH18ABK | EN(A,D)4X24L14** | *95ESN0261410A* | 18000 | 19000 | 15.5 | 10.5 | 8.5 | 2.24 | 67 | 98 | 211262691
COMFORTMAKER | DLCURAH36ABK | EN(A,D,W)4X48L21** | *80ES(N,L)1102120A* | 36200 | 38500 | 16.5 | 10.5 | 8.1 | 2.02 | 76 | 90 | 211229972
COMFORTMAKER | DLCURAH36ABK | EN(A,D,W)4X48L21** | *80ESU0601716A | 35600 | 38500 | 16.5 | 10 | 8.1 | 2 | 75 | 90 | 211230031
COMFORTMAKER | DLCURAH36ABK | EN(A,D,W)4X48L21** | *96VSN0601714A* | 35600 | 38500 | 15.5 | 10 | 8.1 | 2 | 76 | 91 | 211230226
COMFORTMAKER | CVH825GKA3* | EA*4X37L17A*+WALLCON | *95CSU0601716A* | 24200 | 21400 | 16.5 | 10.5 | 8.1 | 1.98 | 97 | 79 | 206767528
COMFORTMAKER | CVH825GKA3* | EA*4X36L17A*+WALLCON | *80CTL0451712A* | 23400 | 21600 | 16 | 10.5 | 8.1 | 1.92 | 96 | 78 | 206765649
COMFORTMAKER | CVH848GKA2* | EHD4X60AAL+WALLCON | *80CSU0802120A* | 46000 | 46000 | 17 | 10 | 8.5 | 2.06 | 78 | 62 | 206774851
COMFORTMAKER | CVH848GKA2* | EN(A,D)4X48L24**+WALLCON | *80CTL1352422A* | 45000 | 47000 | 17.5 | 10 | 8.5 | 2.06 | 79 | 63 | 206774276
COMFORTMAKER | CVH848GKA2* | EA*4X61L24A*+WALLCON | *80CTL1352422A* | 46500 | 46000 | 17.5 | 10.5 | 8.5 | 2.04 | 78 | 62 | 206774096
COMFORTMAKER | CVH848GKA2* | EA*4X48L24A*+WALLCON | *80CTL1352422A* | 45000 | 46500 | 17.5 | 10 | 8.5 | 2.04 | 78 | 62 | 206773817
COMFORTMAKER | CVH848GKA2* | EN(A,D)4X48L24**+WALLCON | *95CSU0802120B* | 44500 | 47000 | 17 | 10 | 8.5 | 1.98 | 78 | 61 | 214238148
COMFORTMAKER | CVH848GKA2* | EN(A,D,W)4X60L24**+WALLCON | *96CTN0802120B* | 45500 | 46500 | 17.5 | 10.5 | 8.5 | 2.02 | 77 | 62 | 214238338
COMFORTMAKER | CVH848GKA2* | EN(A,D,W)4X60L24**+WALLCON | *97CMN1002122B* | 45500 | 46500 | 17.5 | 10 | 8.5 | 2 | 78 | 62 | 214238318
COMFORTMAKER | CVH848GKA2* | EN(A,D,W)4X60L24**+WALLCON | *97CMN0602120B* | 45000 | 47000 | 17 | 10 | 8.5 | 1.96 | 78 | 62 | 214238298
COMFORTMAKER | CVH848GKA2* | EN(A,D,W)4X60L24**+WALLCON | *95CSU0802120B* | 45500 | 46500 | 17.5 | 10 | 8.5 | 2 | 78 | 62 | 214238278
MSH LEGACY | R4H5S30*K*AAA* | EA*4X37L21A* | *80ESU0802120A | 28800 | 28600 | 15.2 | 12.5 | 8.1 | 2.14 | 61 | 47 | 210310209
COMFORTMAKER | CVH825GKA3* | EA*4X30L17A*+WALLCON | *80CSU0401712A* | 23400 | 21600 | 16.5 | 10.5 | 8.1 | 1.92 | 96 | 77 | 206767109
COMFORTMAKER | CVH825GKA3* | EA*4X37L17A*+WALLCON | *97CMN0601714A* | 24000 | 21600 | 16 | 10.5 | 8.1 | 1.98 | 96 | 78 | 206765892
COMFORTMAKER | CVH825GKA3* | EA*4X36L17A*+WALLCON | *97CMN0801714A* | 23400 | 21600 | 16.5 | 10.5 | 8.1 | 1.92 | 96 | 77 | 206765694
COMFORTMAKER | CVH825GKA3* | EA*4X43L21A*+WALLCON | *97CMN0602120A* | 24400 | 21200 | 16.5 | 11 | 8.1 | 2.02 | 97 | 79 | 210473254
COMFORTMAKER | CVH825GKA3* | EA*4X43L21A*+WALLCON | *97CMN0601714A* | 24200 | 21200 | 16.5 | 11 | 8.1 | 2 | 98 | 79 | 210473199
COMFORTMAKER | C4H7T60*K*AAA* | EA*4X61L21A* | *96VTN1002122A* | 55500 | 59000 | 15.5 | 11.7 | 8.1 | 2.18 | 63 | 51 | 210712889
CARRIER | 38MURAQ36AB3* | CAP**3717AL* | 59SC2E080M17**16 | 36400 | 38500 | 15.5 | 10 | 8.5 | 2.02 | 76 | 91 | 213079531
ARCOAIRE | H4H7T48*K*AAA* | EVD4X61M21A* | *96VTN1002122A* | 47000 | 50500 | 16 | 11.7 | 8.1 | 2.32 | 61 | 49 | 213677457
ARCOAIRE | DLCURAH24ABK | EN(A,D)4X36L21** | *96VSN0601714A* | 23400 | 25800 | 16.5 | 10 | 8.1 | 2 | 73 | 93 | 211245312
KENMORE | N4H7T24*K*AAA* | EA*4X37L21A* | *97CMN1002122A* | 24400 | 24800 | 17 | 12.5 | 8.1 | 2.28 | 59 | 43 | 207873885
AIRQUEST | DLCURAH36ABK | EN(A,D)4X48L24** | OMV154L20A | 37000 | 39500 | 16 | 10.5 | 8.1 | 2.06 | 74 | 89 | 211230807
AIRQUEST | DLCURAH36ABK | EN(A,D)4X48L24** | OLV112A16A | 36000 | 38500 | 15.5 | 10 | 8.1 | 2.02 | 76 | 91 | 211230789
AIRQUEST | DLCURAH18ABK | EN(A,D)4X24L17** | *96VTN0601412B* | 17500 | 18500 | 16 | 10.5 | 8.5 | 2.3 | 67 | 104 | 212975466
AIRQUEST | DLCURAH18ABK | EN(A,D)4X18L14** | *96VTN0601412B* | 17300 | 18500 | 16 | 10.5 | 8.5 | 2.38 | 67 | 107 | 212975444
AIRQUEST | DLCURAH18ABK | EA*4X30L14A* | *96VTN0601412B* | 17400 | 18000 | 16.5 | 10.5 | 8.5 | 2.28 | 68 | 105 | 212975422
AIRQUEST | DLCURAH18ABK | EN(A,D)4X24L17** | *96VTN0401410B* | 17300 | 18400 | 15.5 | 10.5 | 8.5 | 2.3 | 67 | 104 | 212974720
AIRQUEST | DLCURAH18ABK | EN(A,D)4X24L17** | *96VSN0401410B* | 17400 | 18500 | 15.5 | 10.5 | 8.5 | 2.3 | 67 | 104 | 212972744
AIRQUEST | DLCURAH36ABK | EA*4X48L24A* | *80MS(N,L)1352420A* | 35800 | 37800 | 16.5 | 10 | 8.5 | 2.02 | 77 | 92 | 212981209
AIRQUEST | DLCURAH36ABK | EA*4X48L24A* | *80MS(N,L)0902116A* | 35600 | 37800 | 16.5 | 10 | 8.5 | 2.02 | 76 | 92 | 212980170
AIRQUEST | DLCURAH36ABK | EA*4X48L24A* | *96VTN0802120B* | 35400 | 37800 | 16.5 | 10 | 8.1 | 2 | 76 | 92 | 212976527
KEEPRITE | CVH825GKA2* | EA*4X37L21A*+WALLCON | *80CSU1002120A* | 24400 | 21200 | 16.5 | 11 | 8.1 | 2.02 | 97 | 79 | 206133471
KEEPRITE | CVH837GKA** | EA*4X37L21A*+WALLCON | *96CTN1002122A* | 33000 | 33000 | 17.5 | 11.7 | 8.5 | 2 | 96 | 76 | 205751086
KEEPRITE | CVH825GKA3* | EA*4X48L21A*+WALLCON | *80CSU0401712A* | 24200 | 21000 | 17 | 11 | 8.1 | 2.02 | 97 | 79 | 210473300
KEEPRITE | CVH825GKA3* | EA*4X43L21A*+WALLCON | *96CTN1002122A* | 24400 | 21200 | 16.5 | 11 | 8.5 | 2.04 | 97 | 78 | 210473234
KEEPRITE | CVH825GKA3* | EA*4X42L24A*+WALLCON | *97CMN1002122A* | 23800 | 21400 | 16.5 | 11 | 8.1 | 1.96 | 96 | 78 | 210473047
TEMPSTAR | TVH848GKA2* | EA*4X60L24A*+WALLCON | *80CSU0802120A* | 45500 | 45500 | 17.5 | 10 | 8.5 | 2.04 | 79 | 63 | 206774730
SMART COMFORT | DLCURAH24ABK | EN(A,D)4X36L21** | *80VTL0701716B* | 23600 | 26400 | 17 | 10.5 | 8.5 | 2 | 72 | 92 | 212971740
SMART COMFORT | DLCURAH24ABK | EA*4X30L17A* | *96VSN0601412B* | 23400 | 26400 | 16.5 | 10 | 8.5 | 2.06 | 72 | 94 | 212973570
SMART COMFORT | DLCURAH36ABK | EA*4X48L21A* | *96VTN1002120A* | 36200 | 38500 | 15.5 | 10 | 8.5 | 2.08 | 75 | 90 | 211229181
SMART COMFORT | DLCURAH36ABK | EA*4X48L21A* | *96VTN1002122A* | 35800 | 37800 | 16.5 | 10 | 8.5 | 2.04 | 76 | 92 | 211229190
SMART COMFORT | DLCURAH24ABK | EA*4X37L21A* | *96VSN0601714A* | 24800 | 25600 | 16.5 | 10 | 8.5 | 1.76 | 73 | 82 | 211243225
SMART COMFORT | DLCURAH24ABK | EA*4X37L21A* | *95ESU0601716A* | 25000 | 25600 | 17 | 10.5 | 8.5 | 1.76 | 73 | 81 | 211243374
SMART COMFORT | DLCURAH36ABK | EN(A,D,W)4X48L21** | *95MSU1002120A* | 36200 | 38500 | 16.5 | 10.5 | 8.1 | 2.02 | 76 | 91 | 213075991
SMART COMFORT | DLCURAH36ABK | EN(A,D,W)4X48L21** | *80VTL0701716B* | 35600 | 38500 | 16 | 10 | 8.1 | 1.98 | 76 | 91 | 213076582
SMART COMFORT | DLCURAH36ABK | EA*4X48L21A* | *95ESN1002120A* | 36400 | 38500 | 15.5 | 10 | 8.5 | 2.08 | 75 | 90 | 211229054
SMART COMFORT | DLCURAH36ABK | EA*4X48L21A* | *96VSN0802120A* | 36000 | 38500 | 16 | 10 | 8.5 | 2.06 | 75 | 90 | 211229100
SMART COMFORT | DLCURAH36ABK | EA*4X48L21A* | *96VSN1002120A* | 36000 | 38500 | 16 | 10 | 8.5 | 2.06 | 75 | 90 | 211229109
KEEPRITE | CVH837GKA2*+TSTAT | EA*4X48L24A* | *96VTN0802120A* | 32000 | 47000 | 17.5 | 11 | 8.1 | 1.96 | 66 | 52 | 210460864
KEEPRITE | DLCURAH36ABK | EN(A,D,W)4X48L21** | *80ES(N,L)0701712A* | 36200 | 38500 | 15.5 | 10 | 8.1 | 2.02 | 76 | 91 | 211229915
KEEPRITE | DLCURAH36ABK | EN(A,D,W)4X48L21** | *80VSL0451716A* | 35800 | 38500 | 15.5 | 10 | 8.1 | 2 | 76 | 91 | 211229986
KEEPRITE | DLCURAH36ABK | EN(A,D,W)4X48L21** | *95ESN0802120A* | 36800 | 39500 | 15.5 | 10.5 | 8.1 | 2.06 | 74 | 89 | 211230190
KEEPRITE | CVH825GKA3* | EA*4X37L17A*+WALLCON | *95CSU0601716A* | 24200 | 21400 | 16.5 | 10.5 | 8.1 | 1.98 | 97 | 79 | 206767530
KEEPRITE | CVH837GKA2*+TSTAT | EA*4X61L24A* | *96VSN1202422A* | 32800 | 46500 | 18 | 11.7 | 8.1 | 1.98 | 66 | 52 | 210461753
KEEPRITE | CVH837GKA2*+TSTAT | EA*4X61L21A* | *96VTN0601714A* | 32400 | 46500 | 17 | 11 | 8.1 | 1.94 | 66 | 52 | 210461599
KEEPRITE | DLCURAH36ABK | EA*4X48L21A* | *95MSU0601716A* | 35400 | 37800 | 16 | 10 | 8.1 | 2 | 77 | 92 | 212988981
KEEPRITE | CVH837GKA** | EA*4X36L17A*+WALLCON | *96CTN0601714B* | 31200 | 33400 | 16.5 | 10.5 | 8.1 | 1.84 | 94 | 74 | 213778802
ECOTEMP | W5H5S24*K*AAA* | FMA5X30**AL* |  | 24000 | 23600 | 16.5 | 13 | 8.5 | 2.26 | 64 | 49 | 214424098
ARCOAIRE | HVH837GKA2* | EA*4X61L21A*+WALLCON | *80CSU0601716A* | 33200 | 32200 | 18 | 11.5 | 8.5 | 1.98 | 98 | 78 | 210470412
ARCOAIRE | HVH837GKA2* | EA*4X60L24A*+WALLCON | *97CMN1002122A* | 32800 | 31800 | 17.5 | 11.7 | 8.5 | 2 | 97 | 78 | 210470313
ARCOAIRE | H4H7T48*K*AAA* | FVM4X60***L |  | 46500 | 47000 | 16 | 12 | 8.1 | 2.3 | 62 | 49 | 210700502
ARCOAIRE | HVH825GKA2* | EN(A,D,W)4X48L21**+WALLCON | *95CSU0802120A* | 24200 | 21200 | 17 | 11.5 | 8.1 | 2.02 | 97 | 78 | 210598498
KENMORE | (C,H,T)4H7T36*K*AAA* | EA*4X48L24A*+WALLCON | *80CTL1102120B* | 33800 | 34800 | 15.5 | 11.7 | 8.1 | 2.22 | 62 | 50 | 213745602
KENMORE | (C,H,T)4H7T48*K*AAA* | EVD4X61M21A*+WALLCON | *96CTN0802120B* | 46500 | 51000 | 15.5 | 11.7 | 8.1 | 2.3 | 61 | 49 | 213677429
ARCOAIRE | HVH825GKA3* | EA*4X48L21A*+WALLCON | *95CSU0802120A* | 24200 | 21000 | 17 | 11 | 8.1 | 2.02 | 97 | 79 | 210473275
ARCOAIRE | HVH837GKA2*+TSTAT | EHD4X60AAL | *80VTL0451412A* | 32400 | 47000 | 16.5 | 11 | 8.1 | 1.96 | 66 | 52 | 210468330
ARCOAIRE | HVH837GKA2*+TSTAT | EHD4X48AAL | *80VSL1102422A* | 32000 | 47500 | 16.5 | 11.5 | 8.1 | 1.94 | 64 | 51 | 210467715
TEMPSTAR | TVH848GKA2* | EN(A,D,W)4X60L24**+WALLCON | *80CTL1102120A* | 45500 | 46500 | 17.5 | 10 | 8.5 | 2 | 78 | 62 | 206774442
TEMPSTAR | TVH848GKA2* | EA*4X61L24A*+WALLCON | *80CTL1102120A* | 46500 | 46000 | 17.5 | 10 | 8.5 | 2.02 | 79 | 63 | 206774163
TEMPSTAR | TVH848GKA2* | EA*4X48L24A*+WALLCON | *80CTL0902120A* | 44500 | 46500 | 17.5 | 10 | 8.5 | 2.02 | 78 | 62 | 206773812
TEMPSTAR | DLCURAH36ABK | EA*4X43L21A* | *80MS(N,L)0701712A* | 36200 | 38000 | 16 | 10 | 8.5 | 2.04 | 76 | 92 | 213077976
TEMPSTAR | T4H7T24*K*AAA* | EA*4X37L21A* | OMV112K14A | 23600 | 24200 | 16 | 12 | 8.1 | 2.22 | 59 | 43 | 210703921
AIRQUEST | HVH837GKA2* | EHD4X60AAL+WALLCON | *80CTL0701412A* | 32800 | 32400 | 17 | 11 | 8.1 | 2 | 97 | 77 | 210471291
AIRQUEST | HVH837GKA2* | EA*4X42L21A*+WALLCON | *80CSU1002120A* | 31800 | 33200 | 17 | 11 | 8.1 | 1.88 | 95 | 74 | 210470161
AIRQUEST | HVH837GKA2*+TSTAT | EA*4X37L17A* | *96VTN0601412A* | 31600 | 48500 | 16 | 10.5 | 8.1 | 1.9 | 65 | 51 | 210458270
KEEPRITE | C4H7T24*K*AAA* | EA*4X25L17A* | *96VTN0601714A* | 23800 | 24400 | 16.5 | 12.5 | 8.1 | 2.22 | 58 | 43 | 211581755
KEEPRITE | DLCURAH36ABK | EA*4X43L21A* | *80MS(N,L)1102120A* | 36600 | 38000 | 16.5 | 10 | 8.5 | 2.06 | 76 | 92 | 213078659
KEEPRITE | DLCURAH36ABK | EA*4X48L24A* | *80MS(N,L)1102120A* | 36200 | 38000 | 16.5 | 10 | 8.5 | 2.06 | 76 | 92 | 213078683
KEEPRITE | DLCURAH36ABK | EA*4X42L24A* | *80MS(N,L)1102420A* | 35600 | 38500 | 16.5 | 10 | 8.1 | 1.9 | 76 | 91 | 213078743
KEEPRITE | DLCURAH36ABK | EN(A,D,W)4X42L21** | *80MSU1002120A* | 35400 | 38500 | 15.5 | 10 | 8.5 | 1.88 | 76 | 91 | 213078933
KEEPRITE | DLCURAH36ABK | EA*4X37L21A* | *92MSN0801716A* | 36200 | 38000 | 16.5 | 10 | 8.5 | 2.04 | 76 | 92 | 213079551
KEEPRITE | DLCURAH36ABK | EA*4X37L21A* | *92MSN0802120A* | 36800 | 38500 | 16.5 | 10 | 8.5 | 2.08 | 76 | 90 | 213079657
KEEPRITE | DLCURAH36ABK | EA*4X42L24A* | *92MSN0802120A* | 35200 | 38500 | 16.5 | 10 | 8.1 | 1.88 | 76 | 91 | 213079677
ARCOAIRE | DLCURAH36ABK | EA*4X48L21A* | *80ES(N,L)1102120A* | 35800 | 38500 | 16.5 | 10 | 8.5 | 2.04 | 75 | 90 | 211228812
ARCOAIRE | DLCURAH36ABK | EA*4X48L24A* | *80ES(N,L)0702116A* | 35800 | 37800 | 16.5 | 10 | 8.5 | 2.04 | 76 | 92 | 211229249
ARCOAIRE | DLCURAH24ABK | EA*4X37L21A* | *80MS(N,L)0902116A* | 24400 | 25200 | 17.5 | 10.5 | 8.5 | 1.8 | 74 | 84 | 212980270
ARCOAIRE | DLCURAH36ABK | EA*4X43L21A* | *96VSN0801716B* | 36600 | 38500 | 15.5 | 10 | 8.5 | 2.06 | 76 | 91 | 213076978
ARCOAIRE | DLCURAH36ABK | EA*4X43L21A* | *80VSL0702120A* | 36200 | 38500 | 16 | 10 | 8.5 | 2.06 | 75 | 90 | 211228315
ARCOAIRE | HVH837GKA2*+TSTAT | EHD4X48AAL | *80VSL0701716A* | 32000 | 47500 | 16.5 | 11 | 8.1 | 1.94 | 65 | 51 | 210467671
ARCOAIRE | DLCURAH18ABK | FEM4X18**BL |  | 17400 | 18300 | 16 | 10.5 | 8.5 | 2.34 | 67 | 106 | 211264808
ARCOAIRE | HVH825GKA3* | EA*4X37L21A*+WALLCON | *95CSU0601716A* | 24400 | 21400 | 16.5 | 10.5 | 8.1 | 2.02 | 97 | 78 | 206767536
ARCOAIRE | HVH825GKA3* | EA*4X36L17A*+WALLCON | *80CTL0451712A* | 23400 | 21600 | 16 | 10.5 | 8.1 | 1.92 | 96 | 78 | 206765648
ARCOAIRE | DLCURAH36ABK | EA*4X48L24A* | *92MSN0802120A* | 35800 | 37800 | 16.5 | 10 | 8.5 | 2.02 | 76 | 92 | 212984953
ARCOAIRE | HVH825GKA2* | EA*4X42L24A*+WALLCON | *95CSU0802120A* | 23800 | 21400 | 17 | 11 | 8.1 | 1.96 | 96 | 78 | 210597907
ARCOAIRE | HVH825GKA2* | EA*4X42L21A*+WALLCON | *95CSU0601716A* | 23600 | 21400 | 16.5 | 10.5 | 8.1 | 1.94 | 97 | 78 | 210597859
KEEPRITE | CVH848GKA2* | EA*4X60L24A*+WALLCON | *80CTL0702120B* | 45500 | 46000 | 17 | 10 | 8.5 | 2 | 78 | 63 | 213783432
KEEPRITE | R4H5S42*K*AAA* | FTMA4B60L0D* |  | 41000 | 42000 | 15.5 | 12.5 | 8.1 | 2.3 | 61 | 49 | 213280429
KEEPRITE | CVH848GKA2* | EA*4X48L21A*+WALLCON | *95CSU1002122B* | 44500 | 46500 | 17.5 | 10 | 8.5 | 2.02 | 78 | 62 | 213783242
KEEPRITE | CVH848GKA2* | EA*4X61L24A*+WALLCON | *95CSU0802120B* | 46000 | 46000 | 17 | 10 | 8.5 | 2.02 | 79 | 63 | 213783602
KEEPRITE | CVH848GKA2* | EA*4X61L24A*+WALLCON | *80CTL1102120B* | 46500 | 46000 | 17.5 | 10 | 8.5 | 2.04 | 78 | 63 | 213783582
KEEPRITE | CVH848GKA2* | EA*4X61L24A*+WALLCON | *80CTL0702120B* | 46000 | 46000 | 17.5 | 10 | 8.5 | 2.02 | 79 | 63 | 213783562
KEEPRITE | CVH848GKA2* | EN(A,D)4X48L24**+WALLCON | *96CTN0802120A* | 44500 | 47000 | 17 | 10 | 8.5 | 1.98 | 78 | 61 | 206774323
KEEPRITE | CVH848GKA2* | EA*4X60L24A*+WALLCON | *80CTL0902120A* | 45500 | 45500 | 17.5 | 10 | 8.5 | 2.02 | 79 | 63 | 206773909
KEEPRITE | CVH825GKA3* | EA*4X36L17A*+WALLCON | *95CSU0601716A* | 23400 | 21600 | 16.5 | 10.5 | 8.1 | 1.92 | 96 | 78 | 206767494
KEEPRITE | CVH825GKA3* | EA*4X30L17A*+WALLCON | *80CTL0901716A* | 23600 | 21400 | 17 | 11 | 8.1 | 1.92 | 97 | 78 | 206765642
KEEPRITE | CVH825GKA3* | EA*4X24L14A*+WALLCON | *80CTL0701412A* | 23400 | 22000 | 17 | 10.5 | 8.1 | 1.9 | 95 | 76 | 206765410
KEEPRITE | CVH825GKA3* | EA*4X24L17A*+WALLCON | *80CTL0451712A* | 23200 | 22000 | 16 | 10.5 | 8.1 | 1.88 | 96 | 77 | 206765419
GRANDAIRE | WDLCURAH18ABK | WAXL244A* |  | 18100 | 18600 | 16 | 10.5 | 8.5 | 2.22 | 67 | 99 | 211264896
GRANDAIRE | WDLCURAH36ABK | WAXL484A* |  | 36800 | 38500 | 16 | 10 | 8.5 | 2.08 | 75 | 90 | 211230936
GRANDAIRE | WDLCURAH36ABK | WLN(C,W)484CA* | WFSU100C060B* | 36200 | 38500 | 16.5 | 10.5 | 8.1 | 2.02 | 76 | 91 | 213075993
GRANDAIRE | WDLCURAH36ABK | WLA*484CA* | WFSU060B048B* | 35400 | 37800 | 16 | 10 | 8.1 | 1.78 | 78 | 94 | 212988984
GRANDAIRE | WDLCURAH24ABK | WLNC244AA* | WFSX040A030B* | 23200 | 27000 | 16 | 10 | 8.5 | 2.1 | 72 | 93 | 212986222
GRANDAIRE | WDLCURAH24ABK | WLA*254BA* | WFSX040A030B* | 24000 | 25400 | 16.5 | 10 | 8.5 | 2.04 | 76 | 98 | 212986162
GRANDAIRE | WDLCURAH36ABK | WLNC424BA* | WFAX080B048B* | 35600 | 38500 | 16 | 10 | 8.1 | 1.88 | 76 | 91 | 213079614
GRANDAIRE | WDLCURAH36ABK | WLA*374CA* | WFAX080B048B* | 36200 | 38000 | 16.5 | 10 | 8.5 | 1.88 | 77 | 92 | 213079554
GRANDAIRE | WDLCURAH36ABK | WLNC484DA* | WFE*135D060C* | 36000 | 38500 | 16.5 | 10.5 | 8.1 | 1.8 | 61 | 71 | 213078786
GRANDAIRE | WDLCURAH36ABK | WLN(C,W)484CA* | WFE*110C060C* | 36400 | 38500 | 16.5 | 10.5 | 8.1 | 2.02 | 76 | 91 | 213078722
GRANDAIRE | WDLCURAH36ABK | WLA*364CA* | WFE*110C060C* | 35400 | 38500 | 16.5 | 10 | 8.1 | 2.06 | 75 | 90 | 213078614
GRANDAIRE | WDLCURAH36ABK | WLA*364CA* | WFET110C066A* | 35400 | 39000 | 16 | 10 | 8.1 | 2.06 | 75 | 89 | 213076738
GRANDAIRE | WDLCURAH24ABK | WLA*374CA* | WFSU100C060B* | 24400 | 25200 | 17 | 10.5 | 8.5 | 2 | 76 | 95 | 213076113
KENMORE | (C,H,T)4H7T36*K*AAA* | EA*4X48L24A* | *96CTN0802120A* | 34800 | 35600 | 16 | 11.7 | 8.1 | 2.14 | 61 | 49 | 211042624
KENMORE | (C,H,T)VH824GKA** | EA*4X37L17A*+WALLCON | *80CTL0901716B* | 24200 | 22000 | 16 | 10 | 8.1 | 1.96 | 72 | 57 | 213786436
COMFORTMAKER | DLCURAH36ABK | EA*4X43L21A* | *80ES(N,L)0451712A* | 36000 | 38500 | 15.5 | 10 | 8.5 | 2.06 | 75 | 90 | 211228215
COMFORTMAKER | CVH825GKA3* | EA*4X43L21A*+WALLCON | *80CTL0702120B* | 24400 | 21200 | 16.5 | 11 | 8.5 | 2.02 | 97 | 78 | 214570613
COMFORTMAKER | CVH825GKA3* | EA*4X43L21A*+WALLCON | *95CSU1002122B* | 24400 | 21200 | 17 | 11 | 8.5 | 2.04 | 97 | 78 | 214570633
COMFORTMAKER | CVH825GKA3* | EA*4X43L21A*+WALLCON | *97CMN0802120B* | 24400 | 21200 | 16.5 | 11 | 8.5 | 2.04 | 97 | 78 | 214570653
COMFORTMAKER | CVH825GKA3* | EA*4X48L21A*+WALLCON | *80CTL0702120B* | 24000 | 21000 | 16.5 | 11 | 8.5 | 2.02 | 97 | 79 | 214570673
COMFORTMAKER | CVH837GKA2* | EHD4X60AAL+WALLCON | *96CTN1002122B* | 33000 | 32200 | 17 | 11.5 | 8.1 | 2.02 | 97 | 77 | 213782350
COMFORTMAKER | CVH837GKA** | EN(A,D)4X48L24**+WALLCON | *96CTN1002122B* | 32400 | 32600 | 17.5 | 11.7 | 8.5 | 1.98 | 96 | 76 | 214240018
COMFORTMAKER | CVH837GKA** | EN(A,D,W)4X60L24**+WALLCON | *80CTL0902120B* | 32800 | 32200 | 19 | 12 | 8.5 | 1.98 | 97 | 76 | 214240038
COMFORTMAKER | CVH837GKA** | EN(A,D,W)4X60L24**+WALLCON | *80CTL1352422B* | 32800 | 32200 | 19 | 12 | 8.5 | 1.98 | 97 | 76 | 214240058
COMFORTMAKER | CVH837GKA2* | EHD4X36AAL+WALLCON | *80CTL0901716B* | 32400 | 33200 | 17 | 11 | 8.1 | 1.92 | 95 | 75 | 213781760
COMFORTMAKER | CVH837GKA2* | EA*4X61L21A*+WALLCON | *80CTL0451712B* | 33000 | 32400 | 17.5 | 11 | 8.1 | 1.96 | 98 | 78 | 213781540
COMFORTMAKER | DLCURAH36ABK | EA*4X43L21A* | *80VTL1102122B* | 36600 | 38000 | 16 | 10 | 8.5 | 2.06 | 77 | 92 | 213076780
COMFORTMAKER | DLCURAH36ABK | EA*4X42L21A* | *80VTL1102122B* | 35600 | 38500 | 16 | 10 | 8.1 | 1.9 | 76 | 91 | 213076756
COMFORTMAKER | DLCURAH36ABK | EA*4X37L21A* | *80VTL0902120B* | 36600 | 38500 | 16 | 10 | 8.5 | 2.08 | 76 | 91 | 213076644
COMFORTMAKER | DLCURAH36ABK | EA*4X43L21A* | *95MSU1002120A* | 36400 | 38000 | 16 | 10 | 8.5 | 2.06 | 76 | 92 | 213075927
COMFORTMAKER | DLCURAH36ABK | EA*4X48L21A* | *95ESN1002122A* | 37200 | 38500 | 15.5 | 10 | 8.5 | 2.12 | 76 | 91 | 211229060
COMFORTMAKER | DLCURAH36ABK | EA*4X48L21A* | *92ESN0801716A* | 36000 | 38500 | 16 | 10 | 8.5 | 2.06 | 75 | 90 | 211228975
COMFORTMAKER | DLCURAH36ABK | EA*4X48L21A* | *80ESU0601716A | 36600 | 38500 | 16 | 10 | 8.5 | 2.08 | 75 | 90 | 211228872
COMFORTMAKER | CVH837GKA2* | EA*4X36L21A*+WALLCON | *97CMN0801714A* | 31400 | 33400 | 17 | 11 | 8.1 | 1.84 | 94 | 74 | 206771104
COMFORTMAKER | CVH837GKA2* | EA*4X36L21A*+WALLCON | *97CMN1002122A* | 31600 | 33200 | 17 | 11 | 8.1 | 1.86 | 94 | 73 | 206771122
COMFORTMAKER | CVH837GKA2* | EA*4X48L21A*+WALLCON | *96CTN0801714A* | 32200 | 32800 | 17 | 11 | 8.1 | 1.96 | 97 | 77 | 206771797
COMFORTMAKER | CVH837GKA2* | EA*4X60L24A*+WALLCON | *96CTN1002122A* | 32800 | 31800 | 17.5 | 11.7 | 8.5 | 2 | 97 | 78 | 210470347
COMFORTMAKER | CVH837GKA2* | EA*4X60L24A*+WALLCON | *97CMN0602120A* | 32600 | 32200 | 17 | 11.5 | 8.1 | 1.96 | 98 | 78 | 210470369
COMFORTMAKER | CVH837GKA2* | EA*4X61L24A*+WALLCON | *96CTN1202422A* | 33200 | 32000 | 18 | 12 | 8.5 | 2 | 98 | 78 | 210470578
COMFORTMAKER | CVH837GKA2* | EA*4X61L24A*+WALLCON | *97CMN1002122A* | 33200 | 32000 | 18 | 12 | 8.5 | 2 | 98 | 78 | 210470600
COMFORTMAKER | CVH837GKA2* | EHD4X60AAL+WALLCON | *97CMN1002122A* | 33000 | 32200 | 17 | 11.5 | 8.1 | 2.02 | 97 | 77 | 210471249
COMFORTMAKER | CVH837GKA** | EA*4X61L24A*+WALLCON | *80CSU1002120A* | 33200 | 32000 | 17.5 | 11.5 | 8.5 | 2 | 98 | 78 | 210597446
COMFORTMAKER | CVH837GKA** | EA*4X61L24A*+WALLCON | *96CTN1202422A* | 33200 | 32000 | 18 | 12 | 8.5 | 2 | 98 | 78 | 210597470
COMFORTMAKER | CVH837GKA** | EN(A,D,W)4X60L24**+WALLCON | *97CMN1202422A* | 32800 | 32200 | 17.5 | 11.7 | 8.1 | 1.96 | 98 | 77 | 210597635
COMFORTMAKER | CVH837GKA** | EHD4X36AAL+WALLCON | *95CSU1002122A* | 32200 | 33200 | 16.5 | 11 | 8.1 | 1.94 | 95 | 74 | 206136325
COMFORTMAKER | DLCURAH36ABK | EA*4X48L24A* | *92MSN1002120A* | 35800 | 37800 | 16.5 | 10 | 8.5 | 2.02 | 76 | 92 | 212985244
MARATHERM | N4H7T24*K*AAA* | EA*4X37L21A* | *80CSU0802120A* | 24000 | 24400 | 16 | 12.5 | 8.1 | 2.26 | 58 | 42 | 207865838
MARATHERM | N4H7T24*K*AAA* | EHD4X36AAL | OMV154L20A | 24800 | 25600 | 15.2 | 11.5 | 8.1 | 2.2 | 60 | 43 | 207874990
COMFORTMAKER | DLCURAH24ABK | EA*4X30L17A* | *92ESN0601714A* | 24400 | 26400 | 17 | 10 | 8.5 | 1.88 | 73 | 86 | 211241699
COMFORTMAKER | DLCURAH24ABK | EA*4X30L17A* | *96VSN0801716A* | 24200 | 26400 | 16.5 | 10 | 8.5 | 1.9 | 73 | 87 | 211241432
COMFORTMAKER | DLCURAH24ABK | EA*4X30L17A* | *96VSN0601714A* | 23400 | 25800 | 16.5 | 10 | 8.5 | 2.02 | 73 | 94 | 211241396
COMFORTMAKER | DLCURAH24ABK | EA*4X30L14A* | *96VTN0601412A* | 23400 | 25800 | 16.5 | 10 | 8.5 | 2 | 74 | 94 | 211241312
COMFORTMAKER | DLCURAH24ABK | EA*4X30L14A* | *80VTL0451412A* | 24000 | 26200 | 16.5 | 10 | 8.5 | 1.9 | 73 | 88 | 211241268
COMFORTMAKER | DLCURAH36ABK | EA*4X37L21A* | OLV112A16A | 36600 | 38500 | 15.2 | 10 | 8.5 | 2.08 | 76 | 91 | 211227223
COMFORTMAKER | DLCURAH24ABK | EA*4X36L17A* | *96MSN0601716A* | 23400 | 25600 | 16.5 | 10 | 9 | 1.96 | 74 | 93 | 214279909
COMFORTMAKER | DLCURAH18ABK | EA*4X25L17A* | *96VTN0801716B* | 17800 | 17600 | 16.5 | 10.5 | 8.1 | 2.14 | 68 | 101 | 212975803
COMFORTMAKER | DLCURAH18ABK | EA*4X24L14A* | *96VTN0401410B* | 17300 | 18400 | 15.5 | 10.5 | 8.5 | 2.32 | 67 | 105 | 212974631
COMFORTMAKER | DLCURAH18ABK | EN(A,D)4X24L17** | *96VSN0801716B* | 17700 | 18700 | 16 | 11 | 8.5 | 2.3 | 67 | 102 | 212973696
COMFORTMAKER | DLCURAH18ABK | EA*4X19L17A* | *96VSN0801716B* | 17700 | 17700 | 16.5 | 10.5 | 8.1 | 2.16 | 68 | 101 | 212973656
COMFORTMAKER | DLCURAH18ABK | EA*4X24L17A* | *96VTN0401410A* | 17400 | 18300 | 16 | 10.5 | 8.5 | 2.3 | 67 | 105 | 211260486
COMFORTMAKER | DLCURAH18ABK | EA*4X24L17A* | *95ESN0401712A* | 17300 | 18300 | 15.5 | 10 | 8.5 | 2.3 | 67 | 105 | 211260459
COMFORTMAKER | DLCURAH18ABK | EA*4X24L17A* | *96VTN0801716A* | 17400 | 18300 | 16 | 10.5 | 8.5 | 2.3 | 67 | 105 | 211260421
COMFORTMAKER | DLCURAH36ABK | EA*4X48L24A* | *80VSL0902120B* | 35800 | 38000 | 16.5 | 10 | 8.5 | 2.02 | 76 | 91 | 212970700
COMFORTMAKER | DLCURAH24ABK | EA*4X36L21A* | *80VTL0902120A* | 24200 | 26000 | 17 | 10 | 8.5 | 1.88 | 73 | 88 | 211242450
COMFORTMAKER | DLCURAH24ABK | EA*4X36L21A* | *80VSL0451716A* | 23400 | 25600 | 17 | 10 | 8.5 | 1.96 | 73 | 92 | 211242389
COMFORTMAKER | DLCURAH24ABK | EA*4X36L17A* | *96MSN0601412A* | 23600 | 26200 | 16.5 | 10 | 8.5 | 1.98 | 73 | 91 | 212986912
COMFORTMAKER | DLCURAH24ABK | EA*4X36L21A* | *92MSN1002120A* | 23800 | 26200 | 17.5 | 10 | 8.5 | 1.96 | 73 | 90 | 212985340
COMFORTMAKER | DLCURAH24ABK | EN(A,D,W)4X36L17** | *92MSN0401712A* | 23400 | 26200 | 15.5 | 10 | 8.1 | 1.98 | 73 | 92 | 212983233
TEMPSTAR | DLCURAH24ABK | EA*4X24L17A* | *80MS(N,L)0451412A* | 23400 | 27000 | 17 | 10 | 9 | 2.2 | 72 | 97 | 212977584
TEMPSTAR | DLCURAH24ABK | EN(A,D)4X30L14** | *96VTN0401410A* | 23600 | 26200 | 15.5 | 10 | 8.1 | 1.92 | 73 | 90 | 211244343
AIRQUEST | HVH837GKA** | EHD4X60AAL+WALLCON | *80CTL1352422A* | 33000 | 32200 | 17 | 11.5 | 8.1 | 2.02 | 97 | 77 | 210599421
AIRQUEST | HVH837GKA** | EN(A,D,W)4X60L24**+WALLCON | *80CTL0902120A* | 32800 | 32200 | 18 | 12 | 8.1 | 1.98 | 98 | 77 | 210599578
AIRQUEST | DLCURAH18ABK | EN(A,D)4X24L17** | *96MSN0261410A* | 17300 | 18300 | 20 | 10.5 | 8.1 | 2.3 | 67 | 105 | 212985956
AIRQUEST | DLCURAH18ABK | EN(A,D)4X18L14** | *80MS(N,L)0701412A* | 17400 | 18500 | 16 | 10.5 | 8.5 | 2.38 | 67 | 106 | 212978299
AIRQUEST | DLCURAH24AAK | EN(A,D)4X30L17** | *80ES(N,L)0901714A* | 24600 | 25800 | 15.5 | 10 | 8.1 | 1.88 | 79 | 63 | 211639767
KEEPRITE | DLCURAH24ABK | EN(A,D)4X30L17** | *80VTL0701716B* | 23600 | 26400 | 17 | 10.5 | 8.5 | 2.02 | 72 | 92 | 212971717
KEEPRITE | DLCURAH24ABK | EA*4X24L14A* | *96VSN0601412B* | 23200 | 26800 | 16.5 | 10 | 8.5 | 2.3 | 72 | 101 | 212973529
KEEPRITE | DLCURAH24ABK | EA*4X37L17A* | *96VSN0601412B* | 24000 | 25200 | 17 | 10 | 8.1 | 1.86 | 75 | 89 | 212973589
KEEPRITE | CVH825GKA2* | EA*4X48L24A*+WALLCON | *97CMN1002122A* | 24200 | 21000 | 16.5 | 11 | 8.1 | 2.02 | 97 | 79 | 210596877
KEEPRITE | CVH825GKA2* | EA*4X48L21A*+WALLCON | *96CTN0601714A* | 24000 | 21000 | 16.5 | 11 | 8.1 | 2 | 98 | 79 | 210596835
KEEPRITE | CVH825GKA2* | EA*4X43L21A*+WALLCON | *97CMN0602120A* | 24400 | 21200 | 16.5 | 11 | 8.1 | 2.02 | 97 | 79 | 210596799
KEEPRITE | CVH825GKA2* | EA*4X43L21A*+WALLCON | *97CMN0601714A* | 24200 | 21200 | 16.5 | 11 | 8.1 | 2 | 98 | 79 | 210596796
KEEPRITE | CVH825GKA2* | EA*4X42L24A*+WALLCON | *97CMN1202422A* | 23800 | 21400 | 16.5 | 11 | 8.1 | 1.96 | 97 | 78 | 210596749
KEEPRITE | CVH825GKA2* | EA*4X42L24A*+WALLCON | *80CSU1002120A* | 23800 | 21400 | 16.5 | 10.5 | 8.1 | 1.96 | 97 | 78 | 210596715
KEEPRITE | CVH825GKA2* | EA*4X42L21A*+WALLCON | *80CTL0901716A* | 23800 | 21400 | 17.5 | 11 | 8.1 | 1.98 | 96 | 77 | 210596669
KEEPRITE | CVH825GKA3* | EHD4X42AAL+WALLCON | *80CTL0701412A* | 24200 | 21200 | 16.5 | 11 | 8.1 | 2.02 | 97 | 78 | 210474412
KEEPRITE | CVH837GKA** | EA*4X43L21A*+WALLCON | *80CTL0901716A* | 33000 | 32800 | 18 | 11.7 | 8.5 | 2 | 97 | 76 | 205751223
KEEPRITE | DLCURAH24ABK | EA*4X37L21A* | *96VTN0802120A* | 24200 | 25000 | 17 | 10 | 8.1 | 1.8 | 74 | 86 | 211243469
KEEPRITE | CVH824GKA** | EA*4X42L21A*+WALLCON | *95CSU1002122B* | 23600 | 22000 | 16.5 | 10 | 8.1 | 1.94 | 71 | 57 | 214569855
KEEPRITE | CVH837GKA2* | EN(A,D)4X36L21**+WALLCON | *80CTL0701716B* | 31200 | 33200 | 17 | 11 | 8.1 | 1.82 | 94 | 73 | 214238850
KEEPRITE | DLCURAH36ABK | EN(A,D,W)4X48L21** | *80VTL1102122B* | 36400 | 38500 | 16.5 | 10.5 | 8.1 | 2.02 | 76 | 91 | 213076843
KEEPRITE | DLCURAH36ABK | EA*4X43L21A* | *80ES(N,L)0901714A* | 37000 | 38500 | 16 | 10 | 8.5 | 2.1 | 76 | 90 | 211228254
KEEPRITE | DLCURAH36ABK | EA*4X48L21A* | *80VTL0701716A* | 35800 | 38500 | 16 | 10 | 8.5 | 2.04 | 75 | 90 | 211228908
TEMPSTAR | TVH837GKA** | EA*4X42L24A*+WALLCON | *97CMN0802120B* | 31800 | 32800 | 17 | 11 | 8.5 | 1.9 | 95 | 74 | 214572697
TEMPSTAR | TVH837GKA** | EA*4X42L24A*+WALLCON | *95CSU1002122B* | 31800 | 32800 | 17.5 | 11 | 8.5 | 1.9 | 95 | 74 | 214572677
TEMPSTAR | TVH825GKA3* | EHD4X42AAL+WALLCON | *80CTL0701412B* | 24200 | 21200 | 16.5 | 10.5 | 8.1 | 2 | 97 | 78 | 213774404
TEMPSTAR | TVH825GKA3* | EA*4X48L21A*+WALLCON | *96CTN1002122B* | 24000 | 21000 | 16.5 | 11 | 8.1 | 2.02 | 97 | 79 | 213773804
TEMPSTAR | TVH825GKA3* | EA*4X48L21A*+WALLCON | *80CTL0902120B* | 24000 | 21000 | 17 | 11 | 8.1 | 2.02 | 97 | 79 | 213773724
TEMPSTAR | TVH825GKA3* | EA*4X36L21A*+WALLCON | *97CMN0801714B* | 23600 | 21600 | 16.5 | 10.5 | 8.1 | 1.94 | 96 | 77 | 213773114
TEMPSTAR | TVH825GKA3* | EA*4X36L21A*+WALLCON | *95CSU0601716B* | 23600 | 21600 | 16.5 | 10.5 | 8.1 | 1.94 | 96 | 77 | 213773094
TEMPSTAR | TVH825GKA3* | EA*4X36L17A*+WALLCON | *96CTN0801714B* | 23600 | 21600 | 16.5 | 10.5 | 8.1 | 1.94 | 96 | 77 | 213773034
TEMPSTAR | TVH825GKA3* | EA*4X36L17A*+WALLCON | *80CTL0701716B* | 23600 | 21400 | 16.5 | 11 | 8.1 | 1.94 | 97 | 78 | 213772964
TEMPSTAR | N4H7T24*K*AAA* | EA*4X37L17A* | *80VSL0701412B* | 23000 | 24000 | 16.5 | 12.5 | 8.1 | 2.32 | 60 | 45 | 213168979
KEEPRITE | DLCURAH24ABK | EN(A,D,W)4X36L17** | *95MSU0601716A* | 23600 | 26400 | 17 | 10.5 | 8.5 | 2.02 | 72 | 92 | 212989245
KEEPRITE | DLCURAH24ABK | EN(A,D)4X24L17** | *80MSU0601716A* | 23200 | 26800 | 16.5 | 10 | 8.5 | 1.96 | 72 | 88 | 214229185
KEEPRITE | DLCURAH36ABK | EA*4X37L21A* | OMV112K14A | 36200 | 38500 | 15.5 | 10 | 8.5 | 2.06 | 76 | 90 | 211227244
KEEPRITE | DLCURAH18ABK | EA*4X30L17A* | *96VSN0401410B* | 17400 | 18000 | 16 | 10.5 | 8.5 | 2.24 | 68 | 104 | 212972719
KEEPRITE | DLCURAH18ABK | EA*4X25L17A* | *96VSN0801716B* | 17800 | 17600 | 16.5 | 10.5 | 8.1 | 2.14 | 68 | 101 | 212973679
KEEPRITE | DLCURAH18ABK | EN(A,D)4X24L17** | *96VSN0801716B* | 17700 | 18700 | 16 | 11 | 8.5 | 2.3 | 67 | 102 | 212973699
KEEPRITE | DLCURAH18ABK | EN(A,D)4X30L14** | *96VTN0401410B* | 17400 | 18000 | 16 | 10.5 | 8.1 | 2.22 | 68 | 103 | 212974738
KEEPRITE | DLCURAH18ABK | EA*4X24L17A* | *96VSN0401410A* | 17400 | 18300 | 16 | 10.5 | 8.5 | 2.3 | 67 | 105 | 211260281
KEEPRITE | DLCURAH18ABK | EA*4X24L17A* | *80VTL0451412A* | 17600 | 18500 | 16.5 | 10.5 | 8.5 | 2.3 | 67 | 103 | 211260395
KEEPRITE | DLCURAH24ABK | EA*4X30L14A* | *80ES(N,L)0701412A* | 24200 | 26400 | 16.5 | 10 | 8.5 | 1.9 | 73 | 87 | 211241370
GRANDAIRE | WDLCURAH18ABK | WLNC244BA* | WFSU060B048A* | 18500 | 19500 | 15.5 | 11 | 8.5 | 2.24 | 66 | 94 | 211263025
GRANDAIRE | WDLCURAH18ABK | WLNC244AA* | WFER070A036A* | 17500 | 18400 | 16 | 11 | 8.5 | 2.26 | 67 | 102 | 211262786
GRANDAIRE | WDLCURAH18ABK | WLNC244AA* | WFEL045A036B* | 18000 | 18900 | 16 | 11 | 8.5 | 2.26 | 67 | 99 | 211262715
GRANDAIRE | WDLCURAH18ABK | WLA*244BA* | WFAX060B042A* | 17700 | 18500 | 16.5 | 10.5 | 8.5 | 2.3 | 67 | 103 | 211260599
GRANDAIRE | WDLCURAH18ABK | WLA*244BA* | WFSU040B036A* | 17600 | 18500 | 16 | 10.5 | 8.5 | 2.3 | 67 | 103 | 211260329
GRANDAIRE | WDLCURAH18ABK | WLA*244AA* | WFEL045A036B* | 18000 | 18900 | 16 | 10.5 | 8.5 | 2.28 | 67 | 100 | 211260199
GRANDAIRE | WDLCURAH24ABK | WLN(C,W)364BA* | WFEU060B048A* | 24800 | 26600 | 16.5 | 10.5 | 8.5 | 1.84 | 73 | 83 | 211245255
GRANDAIRE | WDLCURAH24ABK | WLNC304AA* | WFAX060A036A* | 23400 | 25800 | 16.5 | 10 | 8.1 | 2.02 | 73 | 94 | 211244387
GRANDAIRE | WDLCURAH24ABK | WLNC244BA* | WFEL045B036B* | 23600 | 26800 | 16 | 10 | 8.5 | 1.94 | 72 | 88 | 211244120
GRANDAIRE | WDLCURAH24ABK | WLA*374CA* | WFEL045B036B* | 24800 | 25400 | 17 | 10.5 | 8.5 | 1.76 | 74 | 83 | 211243502
GRANDAIRE | WDLCURAH24ABK | WLA*364CA* | WFSX080B048A* | 24800 | 26800 | 15.5 | 10 | 8.5 | 1.8 | 72 | 82 | 211242685
GRANDAIRE | WDLCURAH24AAK | WLNC364CA* | WFEU060B048A* | 24800 | 26000 | 15.5 | 10 | 8.1 | 1.9 | 79 | 63 | 211640860
GRANDAIRE | WDLCURAH24AAK | WLNC304BA* | WFER090B042A* | 24600 | 25800 | 15.5 | 10 | 8.1 | 1.88 | 79 | 63 | 211639776
GRANDAIRE | WDLCURAH24ABK | WLNC364CA* | WFEU080C060B* | 23400 | 25800 | 17 | 10.5 | 8.5 | 2 | 73 | 92 | 214229397
ARCOAIRE | N4H7T24*K*AAA* | EA*4X25L17A* | *80CTL0701716B* | 23200 | 24200 | 16.5 | 12.5 | 8.1 | 2.34 | 60 | 45 | 213752517
ARCOAIRE | HVH837GKA2* | EN(A,D)4X36L21**+WALLCON | *80CTL0701716B* | 31200 | 33200 | 17 | 11 | 8.1 | 1.82 | 94 | 73 | 214238847
ARCOAIRE | HVH837GKA2* | EN(A,D,W)4X36L17**+WALLCON | *96CTN0801714B* | 31200 | 33400 | 16.5 | 11 | 8.1 | 1.82 | 94 | 72 | 214238827
ARCOAIRE | HVH848GKA** | EA*4X60L24A*+WALLCON | *95CSU1002122B* | 45500 | 45500 | 17.5 | 10 | 8.5 | 2.04 | 79 | 63 | 213782669
ARCOAIRE | HVH848GKA** | EA*4X48L21A*+WALLCON | *80CTL0902120B* | 44500 | 46500 | 17.5 | 10 | 8.5 | 2.02 | 78 | 62 | 213782399
ARCOAIRE | HVH837GKA2* | EA*4X61L24A*+WALLCON | *96CTN1002122B* | 33200 | 32000 | 18 | 11.7 | 8.5 | 2 | 98 | 78 | 213781709
ARCOAIRE | HVH837GKA2* | EA*4X60L24A*+WALLCON | *96CTN1002122B* | 32800 | 31800 | 17.5 | 11.7 | 8.5 | 2 | 97 | 78 | 213781519
ARCOAIRE | DLCURAH24ABK | EN(A,D)4X24L17** | OLV098A12* | 23000 | 26400 | 16 | 10 | 8.5 | 2.04 | 73 | 93 | 211244257
ARCOAIRE | HVH837GKA2* | EN(A,D)4X36L21**+WALLCON | *80CTL0902120B* | 31400 | 33000 | 17 | 11 | 8.1 | 1.84 | 94 | 73 | 214238867
ARCOAIRE | HVH825GKA3* | EHD4X42AAL+WALLCON | *80CSU0401712A* | 24200 | 21400 | 16.5 | 11 | 8.1 | 2 | 96 | 78 | 210474255
ARCOAIRE | HVH825GKA3* | EN(A,D)4X48L24**+WALLCON | *97CMN1202422A* | 24200 | 21400 | 16.5 | 11 | 8.1 | 2 | 96 | 78 | 210474129
ARCOAIRE | HVH825GKA3* | EN(A,D)4X48L24**+WALLCON | *97CMN1002122A* | 24200 | 21400 | 17 | 11.5 | 8.1 | 2.02 | 96 | 78 | 210474118
ARCOAIRE | HVH825GKA3* | EN(A,D)4X48L24**+WALLCON | *97CMN0602120A* | 24000 | 21400 | 16.5 | 11 | 8.1 | 2 | 96 | 78 | 210474151
ARCOAIRE | HVH825GKA3* | EN(A,D,W)4X48L21**+WALLCON | *97CMN0801714A* | 24000 | 21400 | 16.5 | 11 | 8.1 | 2 | 96 | 78 | 210474008
KENMORE | (C,H,T)VH825GKA2* | EA*4X37L17A*+WALLCON | *80CTL0901716A* | 24200 | 21400 | 17 | 11 | 8.1 | 2.02 | 96 | 78 | 204456886
KENMORE | (C,H,T)VH825GKA3* | EN(A,D,W)4X48L21**+WALLCON | *97CMN0602120A* | 24000 | 21400 | 16.5 | 11 | 8.1 | 2 | 96 | 78 | 210474056
KENMORE | (C,H,T)VH825GKA3* | EN(A,D,W)4X48L21**+WALLCON | *97CMN1002122A* | 24200 | 21400 | 17 | 11.5 | 8.1 | 2.02 | 96 | 78 | 210474023
KENMORE | (C,H,T)VH825GKA3* | EA*4X43L21A*+WALLCON | *97CMN0602120A* | 24400 | 21200 | 16.5 | 11 | 8.1 | 2.02 | 97 | 79 | 210473257
KENMORE | (C,H,T)VH825GKA3* | EA*4X43L21A*+WALLCON | *96CTN1002122A* | 24400 | 21200 | 16.5 | 11 | 8.5 | 2.04 | 97 | 78 | 210473235
KENMORE | (C,H,T)VH825GKA3* | EA*4X43L21A*+WALLCON | *96CTN0801714A* | 24400 | 21200 | 16.5 | 11 | 8.1 | 2.02 | 97 | 79 | 210473191
KENMORE | (C,H,T)VH825GKA3* | EA*4X37L21A*+WALLCON | *97CMN1002122A* | 24400 | 21200 | 16.5 | 11 | 8.5 | 2.04 | 97 | 78 | 206998357
KENMORE | (C,H,T)VH825GKA3* | EA*4X37L17A*+WALLCON | *96CTN0601714A* | 24000 | 21400 | 16 | 11 | 8.1 | 1.98 | 97 | 79 | 206998342
KENMORE | (C,H,T)VH837GKA** | EN(A,D,W)4X60L24**+WALLCON | *96CTN1202422B* | 32800 | 32200 | 18.5 | 12 | 8.1 | 1.98 | 97 | 76 | 214240101
KENMORE | (C,H,T)VH837GKA** | EN(A,D,W)4X60L24**+WALLCON | *97CMN1202422B* | 32800 | 32200 | 18.5 | 11.7 | 8.1 | 1.98 | 97 | 77 | 214240081
KENMORE | (C,H,T)VH848GKA** | EN(A,D,W)4X60L24**+WALLCON | *96CTN0802120B* | 45500 | 46500 | 17.5 | 10.5 | 8.5 | 2.02 | 77 | 62 | 214238721
KENMORE | (C,H,T)VH848GKA** | EN(A,D,W)4X60L24**+WALLCON | *97CMN1002122B* | 45500 | 46500 | 17.5 | 10 | 8.5 | 2 | 78 | 62 | 214238701
KENMORE | (C,H,T)VH837GKA** | EA*4X61L21A*+WALLCON | *96CTN0801714B* | 33000 | 32000 | 17.5 | 11.5 | 8.5 | 1.98 | 98 | 78 | 213779733
KENMORE | (C,H,T)VH837GKA** | EA*4X61L21A*+WALLCON | *97CMN1002122B* | 33200 | 32000 | 17.5 | 11.7 | 8.5 | 2 | 98 | 78 | 213779713
KENMORE | (C,H,T)VH837GKA** | EA*4X61L21A*+WALLCON | *97CMN0601714B* | 33000 | 32200 | 17.5 | 11 | 8.1 | 1.96 | 98 | 78 | 213779693
KENMORE | (C,H,T)VH837GKA** | EA*4X60L24A*+WALLCON | *96CTN1002122B* | 32800 | 31800 | 17.5 | 11.7 | 8.5 | 2 | 97 | 78 | 213779613
KENMORE | (C,H,T)VH837GKA** | EA*4X48L24A*+WALLCON | *80CTL0902120B* | 32400 | 32200 | 17.5 | 11.7 | 8.5 | 2 | 98 | 77 | 213779493
KENMORE | (C,H,T)VH825GKA3* | EN(A,D,W)4X36L17**+WALLCON | *96CTN0601714B* | 23400 | 21600 | 16 | 10.5 | 8.1 | 1.9 | 96 | 78 | 214241853
KENMORE | (C,H,T)VH825GKA3* | EN(A,D,W)4X36L17**+WALLCON | *97CMN0801714B* | 23400 | 21600 | 16.5 | 10.5 | 8.1 | 1.92 | 96 | 77 | 214241833
KENMORE | (C,H,T)VH848GKA** | EA*4X48L21A*+WALLCON | *80CTL1102120B* | 44500 | 46500 | 17.5 | 10 | 8.5 | 2.02 | 78 | 62 | 213782413
KENMORE | (C,H,T)VH837GKA2* | EHD4X36AAL+WALLCON | *80CTL0701412B* | 32200 | 33400 | 17 | 10.5 | 8.1 | 1.92 | 95 | 75 | 213781743
KENMORE | (C,H,T)VH837GKA2* | EA*4X61L24A*+WALLCON | *80CTL0902120B* | 33200 | 32000 | 18 | 11.7 | 8.5 | 2 | 98 | 78 | 213781663
KENMORE | (C,H,T)VH837GKA2* | EA*4X61L21A*+WALLCON | *80CTL1102120B* | 33200 | 32000 | 18 | 11.5 | 8.5 | 2 | 98 | 78 | 213781583
KENMORE | (C,H,T)VH837GKA2* | EA*4X61L21A*+WALLCON | *80CTL0901716B* | 33200 | 32000 | 18 | 11.7 | 8.5 | 2 | 98 | 78 | 213781563
KENMORE | (C,H,T)VH837GKA2* | EA*4X37L21A*+WALLCON | *97CMN0801714B* | 32800 | 33000 | 17.5 | 11 | 8.5 | 1.98 | 97 | 77 | 213780923
KENMORE | (C,H,T)VH837GKA2* | EA*4X36L17A*+WALLCON | *97CMN0801714B* | 31400 | 33200 | 17 | 10.5 | 8.1 | 1.84 | 95 | 74 | 213780703
ARCOAIRE | N4H7T24*K*AAA* | EA*4X36L21A* | *96VSN1002120B* | 22400 | 23600 | 16 | 12 | 8.1 | 2.26 | 60 | 44 | 213168894
ARCOAIRE | DLCURAH36ABK | EN(A,D)4X48L24** | *92MSN0802120A* | 35800 | 38500 | 16.5 | 10 | 8.1 | 2 | 76 | 90 | 213079723
ARCOAIRE | DLCURAH24ABK | EA*4X25L17A* | *80VTL0701716B* | 24200 | 25200 | 17 | 10 | 8.5 | 1.82 | 74 | 86 | 212971636
ARCOAIRE | DLCURAH24ABK | EA*4X36L17A* | *80VTL0701716B* | 23800 | 26200 | 17 | 10 | 8.5 | 1.98 | 73 | 91 | 212971658
ARCOAIRE | HVH848GKA** | EA*4X60L24A*+WALLCON | *80CTL0902120A* | 45500 | 45500 | 17.5 | 10 | 8.5 | 2.02 | 79 | 63 | 204300813
ARCOAIRE | HVH848GKA2* | EA*4X60L24A*+WALLCON | *80CTL1102120A* | 45500 | 45500 | 17.5 | 10 | 8.5 | 2.02 | 79 | 63 | 206773978
ARCOAIRE | HVH848GKA2* | EA*4X60L24A*+WALLCON | *96CTN1202422A* | 45500 | 45500 | 17.5 | 10 | 8.5 | 2.02 | 79 | 63 | 206773924
ARCOAIRE | HVH848GKA2* | EA*4X60L24A*+WALLCON | *80CTL0902120A* | 45500 | 45500 | 17.5 | 10 | 8.5 | 2.02 | 79 | 63 | 206773906
ARCOAIRE | HVH848GKA2* | EA*4X60L24A*+WALLCON | *95CSU1002122A* | 45500 | 45500 | 17.5 | 10 | 8.5 | 2.04 | 79 | 63 | 206774913
ARCOAIRE | HVH837GKA2*+TSTAT | EA*4X43L21A* | *96VSN0601714A* | 32000 | 47500 | 17 | 11 | 8.1 | 1.96 | 65 | 52 | 210459694
ARCOAIRE | HVH837GKA2*+TSTAT | EA*4X60L24A* | *96VTN1002122A* | 32400 | 46000 | 18 | 11.7 | 8.1 | 1.96 | 66 | 53 | 210460983
ARCOAIRE | HVH837GKA2*+TSTAT | EA*4X48L24A* | *96VTN0802120A* | 32000 | 47000 | 17.5 | 11 | 8.1 | 1.96 | 66 | 52 | 210460861
KENMORE | N4H7T36*K*AAA* | EA*4X37L21A* | *80CSU0601716A* | 35400 | 36000 | 15.2 | 11.5 | 8.1 | 2.14 | 61 | 49 | 207868250
KENMORE | N4H7T24*K*AAA* | EA*4X37L17A* | *96VTN0601412A* | 23600 | 24400 | 16.5 | 12.5 | 8.1 | 2.18 | 58 | 43 | 207865736
KENMORE | N4H7T24*K*AAA* | EA*4X37L17A* | *96VTN0601714A* | 23600 | 24200 | 16.5 | 12.5 | 8.1 | 2.2 | 58 | 43 | 207865751
COMFORTMAKER | DLCURAH24ABK | EA*4X36L21A* | *96VTN0802120B* | 24000 | 26400 | 17 | 10 | 8.5 | 1.94 | 72 | 89 | 212976392
COMFORTMAKER | DLCURAH24ABK | EN(A,D)4X24L17** | *96VTN0601412B* | 23200 | 26800 | 16.5 | 10 | 8.5 | 2.12 | 73 | 95 | 212975721
COMFORTMAKER | DLCURAH24ABK | EA*4X30L17A* | *96VTN0601412B* | 23400 | 26400 | 16.5 | 10 | 8.5 | 2.06 | 72 | 94 | 212975677
COMFORTMAKER | DLCURAH24ABK | EA*4X37L21A* | *92ESN0801716A* | 25000 | 25600 | 17.5 | 10.5 | 8.5 | 1.76 | 73 | 81 | 211243579
COMFORTMAKER | CVH825GKA3* | EA*4X43L21A*+WALLCON | *95CSU0601716A* | 24400 | 21200 | 16.5 | 10.5 | 8.1 | 2.02 | 97 | 79 | 210473089
COMFORTMAKER | CVH825GKA3* | EN(A,D)4X48L24**+WALLCON | *95CSU0802120A* | 24200 | 21200 | 17 | 11.5 | 8.1 | 2.02 | 97 | 78 | 210474064
COMFORTMAKER | CVH825GKA2* | EA*4X42L21A*+WALLCON | *80CTL0901716A* | 23800 | 21400 | 17.5 | 11 | 8.1 | 1.98 | 96 | 77 | 210596667
COMFORTMAKER | CVH825GKA2* | EA*4X42L21A*+WALLCON | *96CTN0601714A* | 23600 | 21400 | 16.5 | 11 | 8.1 | 1.94 | 97 | 78 | 210596683
COMFORTMAKER | CVH825GKA2* | EA*4X42L24A*+WALLCON | *95CSU0802120A* | 23800 | 21400 | 17 | 11 | 8.1 | 1.96 | 96 | 78 | 210596721
COMFORTMAKER | CVH825GKA2* | EA*4X43L21A*+WALLCON | *95CSU0802120A* | 24400 | 21200 | 17 | 11 | 8.5 | 2.04 | 97 | 78 | 210596779
COMFORTMAKER | CVH825GKA2* | EA*4X48L21A*+WALLCON | *80CTL0701716A* | 24000 | 21000 | 17 | 11 | 8.1 | 2.02 | 97 | 79 | 210596818
COMFORTMAKER | CVH837GKA** | EA*4X48L21A*+WALLCON | *96CTN0802120B* | 32400 | 32400 | 17.5 | 11.5 | 8.5 | 2 | 97 | 77 | 214572823
COMFORTMAKER | CVH837GKA** | EA*4X48L24A*+WALLCON | *95CSU0802120B* | 32200 | 32400 | 17.5 | 11 | 8.5 | 1.98 | 97 | 77 | 214572843
COMFORTMAKER | CVH848GKA** | EA*4X60L24A*+WALLCON | *97CMN0802120B* | 45500 | 46000 | 17 | 10 | 8.5 | 2 | 78 | 63 | 213782690
COMFORTMAKER | C4H7T24*K*AAA* | EA*4X36L21A*+WALLCON | *95CSU0601716B* | 22400 | 23600 | 16 | 12 | 8.1 | 2.26 | 60 | 44 | 213755343
COMFORTMAKER | CVH837GKA** | EHD4X36AAL+WALLCON | *97CMN1002122A* | 32200 | 33200 | 16.5 | 11 | 8.1 | 1.94 | 95 | 75 | 204300154
COMFORTMAKER | CVH837GKA** | EHD4X42AAL+WALLCON | *97CMN1002122A* | 32600 | 33000 | 16.5 | 11 | 8.1 | 1.96 | 96 | 75 | 204300344
COMFORTMAKER | N4H7T24*K*AAA* | EA*4X37L21A* | *80CTL0702120A* | 24200 | 24800 | 17 | 12.5 | 8.1 | 2.26 | 59 | 43 | 207873839
COMFORTMAKER | CVH837GKA** | EA*4X36L21A*+WALLCON | *97CMN1002122A* | 31600 | 33200 | 17 | 11 | 8.1 | 1.86 | 94 | 73 | 204298740
COMFORTMAKER | CVH837GKA** | EA*4X42L24A*+WALLCON | *97CMN0602120A* | 31600 | 33400 | 17 | 11 | 8.1 | 1.88 | 95 | 74 | 204299160
TEMPSTAR | TVH848GKA** | EA*4X61L24A*+WALLCON | *95CSU0802120B* | 46000 | 46000 | 17 | 10 | 8.5 | 2.02 | 79 | 63 | 213782794
TEMPSTAR | TVH837GKA2* | EA*4X48L24A*+WALLCON | *97CMN1002122B* | 32400 | 32200 | 17.5 | 11.7 | 8.5 | 2 | 98 | 77 | 213781434
COMFORTMAKER | CVH837GKA2*+TSTAT | EHD4X36AAL | *80VSL1102422A* | 32000 | 48000 | 16.5 | 11 | 8.1 | 1.94 | 65 | 50 | 210466515
COMFORTMAKER | CVH837GKA2*+TSTAT | EHD4X36AAL | *80VTL0701716A* | 31800 | 48000 | 16.5 | 11 | 8.1 | 1.92 | 64 | 50 | 210466578
COMFORTMAKER | CVH825GKA2* | EN(A,D)4X36L21**+WALLCON | *95CSU0601716B* | 23400 | 21600 | 16.5 | 10.5 | 8.1 | 1.92 | 96 | 77 | 214242790
COMFORTMAKER | CVH825GKA2* | EN(A,D)4X36L21**+WALLCON | *97CMN0801714B* | 23400 | 21600 | 16.5 | 10.5 | 8.1 | 1.92 | 96 | 77 | 214242810
TEMPSTAR | TVH837GKA2* | EA*4X42L21A*+WALLCON | *96CTN0801714A* | 31600 | 33400 | 17 | 11 | 8.1 | 1.86 | 95 | 74 | 206771432
TEMPSTAR | TVH837GKA** | EA*4X48L21A*+WALLCON | *80CSU1002120A* | 32200 | 32600 | 17.5 | 11 | 8.1 | 1.98 | 97 | 77 | 206135801
TEMPSTAR | TVH848GKA** | EHD4X60AAL+WALLCON | *96CTN1002122A* | 46000 | 46000 | 17 | 10 | 8.5 | 2.04 | 79 | 63 | 204301642
TEMPSTAR | TVH837GKA** | EA*4X48L21A*+WALLCON | *97CMN1002122A* | 32400 | 32600 | 17.5 | 11.7 | 8.5 | 1.98 | 96 | 77 | 204299294
TEMPSTAR | TVH837GKA** | EA*4X42L24A*+WALLCON | *97CMN0602120A* | 31600 | 33400 | 17 | 11 | 8.1 | 1.88 | 95 | 74 | 204299164
TEMPSTAR | TVH837GKA2*+TSTAT | EA*4X36L21A* | *96VTN0802120A* | 31000 | 48000 | 17 | 11 | 8.1 | 1.86 | 64 | 50 | 210458062
TEMPSTAR | TVH837GKA2* | EA*4X48L24A*+WALLCON | *95CSU0802120A* | 32400 | 32400 | 17.5 | 11.5 | 8.5 | 2 | 97 | 77 | 206773526
TEMPSTAR | TVH837GKA2* | EHD4X42AAL+WALLCON | *80CTL1352422A* | 32600 | 33000 | 17 | 11 | 8.1 | 1.96 | 96 | 75 | 206772729
TEMPSTAR | TVH837GKA2* | EA*4X36L21A*+WALLCON | *80CTL0902120A* | 31600 | 33200 | 17 | 11 | 8.1 | 1.86 | 94 | 73 | 206771072
TEMPSTAR | DLCURAH36ABK | EA*4X36L21A* | *80VTL1102122B* | 35400 | 39000 | 16 | 10 | 8.1 | 1.84 | 75 | 90 | 213076737
TEMPSTAR | DLCURAH36ABK | EA*4X43L21A* | *80VTL0902120B* | 36800 | 38500 | 16 | 10 | 8.5 | 2.02 | 75 | 90 | 213076682
TEMPSTAR | TVH825GKA2* | EA*4X36L21A*+WALLCON | *80CTL0451712A* | 23400 | 21600 | 16 | 10.5 | 8.1 | 1.92 | 96 | 78 | 204456669
TEMPSTAR | TVH837GKA** | EHD4X48AAL+WALLCON | *80CTL0701716A* | 32600 | 33200 | 17 | 11 | 8.1 | 1.96 | 96 | 75 | 204300438
TEMPSTAR | TVH837GKA** | EA*4X42L21A*+WALLCON | *80CTL0901716A* | 31800 | 33000 | 17.5 | 11.7 | 8.5 | 1.9 | 95 | 74 | 204299034
TEMPSTAR | TVH824GKA** | EA*4X36L17A*+WALLCON | *80CTL0701412A* | 23400 | 22000 | 17 | 10 | 8.1 | 1.94 | 71 | 57 | 204291041
TEMPSTAR | TVH837GKA2*+TSTAT | EA*4X37L17A* | *80VSL0701716A* | 31800 | 48000 | 17 | 11 | 8.1 | 1.92 | 65 | 51 | 210458227
TEMPSTAR | TVH837GKA2*+TSTAT | EA*4X37L17A* | *96VSN0601714A* | 31600 | 48000 | 16.5 | 11 | 8.1 | 1.92 | 65 | 51 | 210458161
TEMPSTAR | TVH825GKA2* | EA*4X37L21A*+WALLCON | *95CSU0601716A* | 24400 | 21400 | 16.5 | 10.5 | 8.1 | 2.02 | 97 | 78 | 206133815
TEMPSTAR | TVH825GKA2* | EA*4X36L21A*+WALLCON | *80CSU0601716A* | 23600 | 21400 | 16.5 | 10.5 | 8.1 | 1.94 | 97 | 78 | 206133393
TEMPSTAR | TVH825GKA2* | EA*4X37L21A*+WALLCON | *97CMN0601714A* | 24200 | 21200 | 16 | 11 | 8.1 | 2 | 98 | 79 | 205750686
ARCOAIRE | HVH837GKA** | EHD4X48AAL+WALLCON | *97CMN1002122A* | 32600 | 33000 | 17 | 11 | 8.1 | 1.98 | 96 | 75 | 204300533
ARCOAIRE | HVH837GKA** | EHD4X36AAL+WALLCON | *97CMN1002122A* | 32200 | 33200 | 16.5 | 11 | 8.1 | 1.94 | 95 | 75 | 204300153
ARCOAIRE | DLCURAH24ABK | EA*4X36L21A* | *92MSN0802120A* | 23600 | 26000 | 17.5 | 10 | 8.5 | 2.02 | 73 | 92 | 212985033
ARCOAIRE | DLCURAH24ABK | EN(A,D)4X36L21** | *92MSN0802120A* | 23400 | 26200 | 17 | 10.5 | 8.5 | 2.08 | 73 | 95 | 212985053
ARCOAIRE | DLCURAH24ABK | EA*4X30L17A* | *96MSN0401410A* | 23400 | 26400 | 16 | 10 | 8.5 | 2.04 | 73 | 93 | 212986179
ARCOAIRE | DLCURAH24ABK | EA*4X24L17A* | *96MSN0601412A* | 23400 | 27000 | 16.5 | 10 | 8.5 | 2.22 | 72 | 98 | 212986871
ARCOAIRE | DLCURAH24ABK | EA*4X36L17A* | *96MSN0601412A* | 23600 | 26200 | 16.5 | 10 | 8.5 | 1.98 | 73 | 91 | 212986911
ARCOAIRE | DLCURAH24ABK | EN(A,D)4X24L14** | *96MSN0601412A* | 23200 | 27000 | 16.5 | 10 | 8.5 | 2.1 | 72 | 93 | 212986931
ARCOAIRE | DLCURAH18ABK | EA*4X30L17A* | *96VSN0601412A* | 18000 | 18600 | 16 | 10.5 | 8.5 | 2.22 | 67 | 99 | 211261610
ARCOAIRE | DLCURAH18ABK | EN(A,D)4X24L17** | *96VSN0601412A* | 17900 | 18800 | 15.5 | 11 | 8.5 | 2.26 | 66 | 99 | 211262881
ARCOAIRE | DLCURAH18ABK | EN(A,D)4X24L17** | *95ESN0601412A* | 17800 | 18700 | 16 | 11 | 8.5 | 2.26 | 67 | 101 | 211263185
ARCOAIRE | HVH825GKA2* | EN(A,D,W)4X42L21**+WALLCON | *80CTL1102120B* | 23800 | 21400 | 16.5 | 11 | 8.1 | 1.96 | 97 | 78 | 214242999
ARCOAIRE | HVH825GKA2* | EA*4X37L21A*+WALLCON | *96CTN0801714B* | 24400 | 21200 | 16.5 | 11 | 8.1 | 2.02 | 97 | 78 | 213771229
ARCOAIRE | HVH825GKA2* | EA*4X37L21A*+WALLCON | *80CTL1102120B* | 24400 | 21200 | 17 | 11 | 8.5 | 2.04 | 97 | 78 | 213771169
ARCOAIRE | HVH825GKA2* | EA*4X37L17A*+WALLCON | *95CSU0601716B* | 24200 | 21400 | 16.5 | 10.5 | 8.1 | 2 | 97 | 78 | 213771069
ARCOAIRE | HVH825GKA2* | EA*4X36L21A*+WALLCON | *96CTN0801714B* | 23600 | 21400 | 16.5 | 10.5 | 8.1 | 1.94 | 97 | 78 | 213771009
ARCOAIRE | DLCURAH24ABK | EA*4X36L21A* | *96VTN0601714A* | 24000 | 26000 | 16.5 | 10 | 8.5 | 1.88 | 73 | 88 | 211242511
KENMORE | (C,H,T)VH848GKA** | EA*4X60L24A*+WALLCON | *95CSU1002122A* | 45500 | 45500 | 17.5 | 10 | 8.5 | 2.04 | 79 | 63 | 206136660
ACIQ | HVH837GKA** | EHD4X48AAL+WALLCON | *80CTL0901716A* | 32800 | 33000 | 17.5 | 11.5 | 8.1 | 1.98 | 96 | 75 | 213062520
ACIQ | HVH837GKA** | EHD4X42AAL+WALLCON | *80CTL0701412A* | 32400 | 33200 | 17 | 11 | 8.1 | 1.94 | 96 | 75 | 213062509
ACIQ | HVH824GKA** | EA*4X36L17A*+WALLCON | *80CTL0701412A* | 23400 | 22000 | 17 | 10 | 8.1 | 1.94 | 71 | 57 | 213062329
ACIQ | HVH824GKA** | EA*4X30L17A*+WALLCON | *80CTL0701412A* | 23400 | 22200 | 17 | 10 | 8.1 | 1.92 | 71 | 56 | 213062321
ACIQ | HVH825GKA3* | EA*4X37L17A*+WALLCON | *95CSU0601716A* | 24200 | 21400 | 16.5 | 10.5 | 8.1 | 1.98 | 97 | 79 | 213063095
ACIQ | HVH848GKA** | EA*4X60L24A*+WALLCON | *95CSU0802120A* | 45500 | 45500 | 17.5 | 10 | 8.5 | 2.02 | 79 | 63 | 213062829
ACIQ | HVH837GKA** | EA*4X48L21A*+WALLCON | *95CSU1002122A* | 32400 | 32600 | 17.5 | 11.5 | 8.5 | 2 | 96 | 76 | 213062809
ACIQ | HVH825GKA2* | EHD4X30AAL+WALLCON | *95CSU0802120A* | 23800 | 21800 | 16 | 10.5 | 8.1 | 1.98 | 96 | 77 | 213062768
ACIQ | HVH837GKA2* | EHD4X36AAL+WALLCON | *80CTL0902120A* | 32200 | 33200 | 16.5 | 11 | 8.1 | 1.92 | 95 | 75 | 213063342
ACIQ | HVH837GKA2* | EA*4X48L21A*+WALLCON | *80CTL0701716A* | 32200 | 32600 | 17.5 | 11.5 | 8.1 | 1.96 | 97 | 77 | 213063322
ACIQ | HVH837GKA2* | EA*4X36L21A*+WALLCON | *80CTL0701716A* | 31400 | 33400 | 17 | 11 | 8.1 | 1.84 | 93 | 73 | 213063299
ACIQ | DLCURAH36ABK | EA*4X42L24A* | *80ES(N,L)0902120A* | 36000 | 39500 | 16 | 10 | 8.1 | 1.92 | 74 | 89 | 213069358
ACIQ | DLCURAH36ABK | EA*4X42L21A* | *92ESN0801716A* | 35400 | 38500 | 16 | 10 | 8.1 | 1.88 | 76 | 91 | 213069333
COMFORTMAKER | DLCURAH36ABK | EA*4X37L17A* | *80MSU1002120A* | 36000 | 38500 | 15.5 | 10 | 8.5 | 2 | 76 | 91 | 213078846
MARATHERM | N4H7T24*K*AAA* | EA*4X37L21A* | *80CTL0701716A* | 23600 | 24000 | 16 | 12.5 | 8.1 | 2.24 | 58 | 43 | 207865922
SMART COMFORT | DLCURAH18ABK | EA*4X19L17A* | *95ESU0401712A* | 18200 | 18100 | 16.5 | 11 | 8.5 | 2.14 | 67 | 97 | 211259674
SMART COMFORT | DLCURAH36ABK | EN(A,D)4X48L24** | *80VSL0902120B* | 36000 | 38000 | 16.5 | 10 | 8.1 | 2 | 77 | 92 | 212970744
SMART COMFORT | DLCURAH36ABK | EA*4X48L21A* | *96VTN1002120B* | 35800 | 37800 | 16.5 | 10 | 8.5 | 2.02 | 77 | 92 | 212976802
SMART COMFORT | DLCURAH24ABK | EA*4X30L14A* | *80VSL0451412A* | 24200 | 26400 | 16 | 10 | 8.5 | 1.9 | 73 | 87 | 211241244
SMART COMFORT | DLCURAH24ABK | EA*4X30L14A* | *96VSN0401410A* | 23600 | 26200 | 15.5 | 10 | 8.5 | 1.94 | 73 | 90 | 211241253
SMART COMFORT | DLCURAH24ABK | EA*4X36L21A* | *96VTN1002122A* | 23800 | 25800 | 17 | 10 | 8.5 | 1.92 | 73 | 90 | 211242348
SMART COMFORT | DLCURAH24ABK | EA*4X36L21A* | *95ESU0601716A* | 24400 | 26200 | 17 | 10 | 8.5 | 1.86 | 73 | 85 | 211242430
SMART COMFORT | DLCURAH24ABK | EN(A,D,W)4X36L17** | *80MSU0601716A* | 23600 | 25600 | 17 | 10.5 | 8.5 | 2 | 73 | 94 | 214229208
SMART COMFORT | DLCURAH24ABK | EA*4X25L17A* | *96MSN0601716A* | 24400 | 25400 | 16.5 | 10 | 9 | 1.8 | 74 | 85 | 214279886
SMART COMFORT | DLCURAH24ABK | EA*4X37L21A* | *96MSM0601716A* | 24600 | 25400 | 17 | 10 | 9 | 1.78 | 74 | 83 | 214279952
SMART COMFORT | DLCURAH24ABK | EN(A,D)4X36L21** | *92MSN0601714A* | 23600 | 26400 | 17 | 10.5 | 8.5 | 2.02 | 72 | 92 | 212984154
SMART COMFORT | DLCURAH18ABK | EN(A,D)4X24L14** | *95ESN0401410A* | 17800 | 18700 | 15.5 | 10.5 | 8.5 | 2.26 | 67 | 101 | 211262603
SMART COMFORT | DLCURAH24ABK | EA*4X24L17A* | *80VTL0701716A* | 23800 | 26800 | 16.5 | 10 | 8.5 | 2 | 72 | 90 | 211240550
SMART COMFORT | DLCURAH24ABK | EN(A,D,W)4X36L17** | *92ESN0401712A* | 23600 | 26200 | 15.5 | 10 | 8.1 | 1.92 | 73 | 89 | 211245230
AIRQUEST | HVH825GKA3* | END4X42L17**+WALLCON | *96CTN0801714B* | 24000 | 21400 | 16.5 | 11 | 8.1 | 1.98 | 97 | 78 | 214242078
AIRQUEST | HVH825GKA3* | EN(A,D,W)4X42L21**+WALLCON | *80CTL0701716B* | 23600 | 21400 | 16.5 | 11 | 8.1 | 1.96 | 97 | 78 | 214242098
AIRQUEST | DLCURAH36ABK | EA*4X37L17A* | *80MSU0601716A* | 36000 | 38500 | 16 | 10 | 8.5 | 2.02 | 76 | 90 | 214229291
AIRQUEST | HVH837GKA** | EN(A,D,W)4X48L21**+WALLCON | *95CSU0802120B* | 32400 | 32800 | 17.5 | 11.5 | 8.1 | 1.96 | 96 | 76 | 214573441
AIRQUEST | HVH837GKA** | EN(A,D,W)4X48L21**+WALLCON | *97CMN0602120B* | 32200 | 33000 | 17 | 11.5 | 8.1 | 1.94 | 96 | 76 | 214573461
AIRQUEST | HVH837GKA2* | EN(A,D,W)4X48L21**+WALLCON | *96CTN1002122A* | 32400 | 33000 | 17.5 | 11.7 | 8.1 | 1.96 | 95 | 75 | 206772317
AIRQUEST | HVH837GKA** | EA*4X42L21A*+WALLCON | *80CTL0702120B* | 31800 | 33000 | 17 | 11 | 8.5 | 1.9 | 95 | 74 | 214572591
AIRQUEST | HVH837GKA** | EA*4X42L21A*+WALLCON | *95CSU1002122B* | 31800 | 32800 | 17.5 | 11 | 8.5 | 1.9 | 95 | 74 | 214572611
AIRQUEST | HVH837GKA** | EA*4X42L21A*+WALLCON | *97CMN0802120B* | 31800 | 32800 | 17 | 11 | 8.5 | 1.9 | 95 | 74 | 214572631
AIRQUEST | HVH837GKA** | EA*4X42L24A*+WALLCON | *80CTL0702120B* | 31800 | 33000 | 18 | 11 | 8.5 | 1.9 | 95 | 74 | 214572651
AIRQUEST | HVH837GKA** | EN(A,D,W)4X42L21**+WALLCON | *96CTN0802120B* | 31800 | 33000 | 17 | 11.5 | 8.1 | 1.9 | 95 | 74 | 214573421
AIRQUEST | HVH848GKA** | EA*4X61L24A*+WALLCON | *80CSU0802120A* | 46500 | 46000 | 18 | 10 | 8.5 | 2.04 | 78 | 62 | 206136497
AIRQUEST | HVH837GKA** | EN(A,D,W)4X60L24**+WALLCON | *96CTN1202422A* | 32800 | 32200 | 18 | 12 | 8.1 | 1.98 | 97 | 76 | 210599606
KEEPRITE | CVH824GKA** | EA*4X42L24A*+WALLCON | *97CMN0602120A* | 23600 | 22200 | 16 | 10 | 8.1 | 1.92 | 71 | 57 | 204292294
KEEPRITE | CVH824GKA** | EA*4X42L24A*+WALLCON | *97CMN1202422A* | 23600 | 22000 | 16 | 10 | 8.1 | 1.94 | 72 | 57 | 204292254
KEEPRITE | CVH837GKA** | EA*4X42L24A*+WALLCON | *97CMN1202422A* | 31800 | 33200 | 17 | 11 | 8.1 | 1.88 | 95 | 73 | 204299122
KEEPRITE | CVH837GKA** | EA*4X36L21A*+WALLCON | *97CMN1002122A* | 31600 | 33200 | 17 | 11 | 8.1 | 1.86 | 94 | 73 | 204298742
KEEPRITE | C4H7T48*K*AAA* | EVD4X61M21A* | *80VTL1102122B* | 46500 | 50500 | 16 | 11.7 | 8.1 | 2.32 | 61 | 49 | 213677308
KEEPRITE | DLCURAH24ABK | EA*4X36L21A* | *80MS(N,L)0701716A* | 23800 | 26200 | 17.5 | 10 | 8.5 | 1.98 | 73 | 90 | 212979175
KEEPRITE | CVH837GKA2* | EA*4X36L21A*+WALLCON | *97CMN0801714B* | 31400 | 33400 | 17 | 10.5 | 8.1 | 1.84 | 94 | 73 | 213780802
KEEPRITE | CVH837GKA2* | EA*4X36L21A*+WALLCON | *95CSU0601716B* | 31400 | 33200 | 17 | 10.5 | 8.1 | 1.84 | 95 | 73 | 213780782
KEEPRITE | CVH837GKA2* | EA*4X36L17A*+WALLCON | *80CTL0701716B* | 31400 | 33400 | 17 | 10.5 | 8.1 | 1.84 | 94 | 73 | 213780662
ARCOAIRE | DLCURAH36ABK | EA*4X37L17A* | *92MSN0601714A* | 36000 | 38500 | 15.5 | 10 | 8.5 | 2 | 76 | 91 | 213079401
ARCOAIRE | H4H5S42*K*AAA* | FCMB4B60L0D*+WALLCON |  | 41000 | 41500 | 15.5 | 12.5 | 8.1 | 2.3 | 62 | 49 | 213301767
ARCOAIRE | HVH825GKA3* | EA*4X37L21A*+WALLCON | *80CSU0601716A* | 24400 | 21200 | 17 | 11 | 8.1 | 2.02 | 97 | 78 | 206767207
ARCOAIRE | HVH825GKA3* | EA*4X48L21A*+WALLCON | *80CSU0401712A* | 24200 | 21000 | 17 | 11 | 8.1 | 2.02 | 97 | 79 | 210473297
ARCOAIRE | HVH825GKA3* | EA*4X48L21A*+WALLCON | *80CSU1002120A* | 24000 | 21000 | 16.5 | 11 | 8.1 | 2.02 | 97 | 79 | 210473319
ARCOAIRE | HVH837GKA** | EHD4X48AAL+WALLCON | *95CSU1002122A* | 32600 | 32800 | 17 | 11 | 8.1 | 1.98 | 96 | 76 | 206136364
ARCOAIRE | HVH837GKA** | EHD4X42AAL+WALLCON | *95CSU0802120A* | 32600 | 33000 | 17 | 11 | 8.1 | 1.96 | 96 | 75 | 206136334
ARCOAIRE | DLCURAH36ABK | EA*4X37L21A* | *80MS(N,L)1102120A* | 36600 | 38000 | 16.5 | 10 | 8.5 | 2.06 | 76 | 92 | 213078619
ARCOAIRE | DLCURAH36ABK | EA*4X42L24A* | *80MS(N,L)1352420A* | 35400 | 38500 | 16.5 | 10 | 8.1 | 1.88 | 76 | 91 | 213078769
KENMORE | N4H7T24*K*AAA* | EA*4X25L17A* | *96VSN0401712B* | 23000 | 24200 | 16 | 12 | 8.1 | 2.3 | 60 | 45 | 213167964
KENMORE | N4H7T24*K*AAA* | EA*4X25L17A* | *96VTN0401712B* | 23000 | 24200 | 16 | 12 | 8.1 | 2.3 | 60 | 45 | 213167882
ACIQ | HVH825GKA3* | EA*4X30L17A*+WALLCON | *96CTN0801714A* | 23400 | 21600 | 16.5 | 10.5 | 8.1 | 1.9 | 96 | 78 | 213062936
ACIQ | HVH837GKA** | EHD4X48AAL+WALLCON | *97CMN0602120A* | 32400 | 33200 | 16.5 | 11 | 8.1 | 1.94 | 96 | 76 | 213062521
ACIQ | HVH837GKA** | EHD4X36AAL+WALLCON | *97CMN1002122A* | 32200 | 33200 | 16.5 | 11 | 8.1 | 1.94 | 95 | 75 | 213062497
ACIQ | HVH837GKA** | EA*4X48L21A*+WALLCON | *97CMN0602120A* | 32200 | 32800 | 17 | 11 | 8.1 | 1.96 | 97 | 77 | 213062478
ACIQ | HVH837GKA** | EA*4X42L21A*+WALLCON | *97CMN0602120A* | 31600 | 33400 | 17 | 11 | 8.1 | 1.86 | 95 | 74 | 213062468
ACIQ | H4H7T36*K*AAA* | EA*4X37L21A* | *96CTN0802120A* | 35400 | 36000 | 16 | 11.7 | 8.1 | 2.14 | 62 | 49 | 213068424
ACIQ | HVH848GKA** | EA*4X60L24A*+WALLCON | *96CTN1002122A* | 45500 | 45500 | 17.5 | 10 | 8.5 | 2.02 | 79 | 63 | 213062531
ACIQ | N4H7T36*K*AAA* | FVM4X60***L |  | 35600 | 35200 | 17 | 12.5 | 8.1 | 2.22 | 61 | 48 | 213063887
ARCOAIRE | H4H7T24*K*AAA* | EA*4X37L17A*+WALLCON | *80CTL0451712B* | 22800 | 24000 | 16 | 12 | 8.1 | 2.3 | 60 | 45 | 213755408
ARCOAIRE | HVH825GKA3* | EN(A,D)4X36L21**+WALLCON | *97CMN0801714B* | 23400 | 21600 | 16.5 | 10.5 | 8.1 | 1.92 | 96 | 77 | 214241939
ARCOAIRE | DLCURAH36ABK | END4X42L17** | *80MSU0601716A* | 35400 | 38500 | 16 | 10 | 8.1 | 1.96 | 76 | 91 | 214229314
KENMORE | (C,H,T)VH837GKA** | EA*4X61L21A*+WALLCON | *80CTL0902120A* | 33200 | 32000 | 18 | 11.7 | 8.5 | 2 | 98 | 78 | 210595828
KENMORE | (C,H,T)VH825GKA2* | END4X42L17**+WALLCON | *80CSU0401712A* | 24000 | 21400 | 17 | 11 | 8.1 | 1.98 | 96 | 78 | 210595729
KENMORE | (C,H,T)VH825GKA2* | EN(A,D)4X48L24**+WALLCON | *95CSU1002122A* | 24200 | 21200 | 17 | 11.5 | 8.1 | 2.02 | 97 | 78 | 210595691
KENMORE | (C,H,T)VH825GKA2* | EHD4X48AAL+WALLCON | *97CMN1202422A* | 24200 | 21200 | 16 | 10.5 | 8.1 | 2.02 | 97 | 78 | 210595687
KENMORE | (C,H,T)VH825GKA2* | EHD4X48AAL+WALLCON | *80CTL0701412A* | 24400 | 21200 | 17 | 11 | 8.1 | 2.02 | 97 | 78 | 210595672
KENMORE | (C,H,T)VH825GKA2* | EHD4X48AAL+WALLCON | *80CSU0601716A* | 24200 | 21200 | 16.5 | 11 | 8.1 | 2.02 | 97 | 78 | 210595669
KENMORE | (C,H,T)VH825GKA2* | EHD4X42AAL+WALLCON | *80CTL0701412A* | 24200 | 21200 | 16.5 | 11 | 8.1 | 2.02 | 97 | 78 | 210595652
KENMORE | (C,H,T)VH825GKA2* | EA*4X48L21A*+WALLCON | *95CSU0601716A* | 24000 | 21000 | 16.5 | 10.5 | 8.1 | 2 | 98 | 79 | 210595629
KENMORE | (C,H,T)VH825GKA2* | EA*4X48L21A*+WALLCON | *80CSU0401712A* | 24200 | 21000 | 17 | 11 | 8.1 | 2.02 | 97 | 79 | 210595623
KENMORE | (C,H,T)VH825GKA2* | EA*4X42L24A*+WALLCON | *97CMN1002122A* | 23800 | 21400 | 16.5 | 11 | 8.1 | 1.96 | 96 | 78 | 210595605
KENMORE | (C,H,T)VH825GKA2* | EA*4X42L21A*+WALLCON | *80CSU1002120A* | 23800 | 21400 | 16.5 | 10.5 | 8.1 | 1.96 | 97 | 78 | 210595584
KENMORE | (C,H,T)VH825GKA2* | EA*4X37L21A*+WALLCON | *97CMN0601714B* | 24200 | 21200 | 16 | 10.5 | 8.1 | 2.02 | 97 | 79 | 213771193
KENMORE | (C,H,T)VH825GKA2* | EA*4X37L21A*+WALLCON | *80CTL0451712B* | 24200 | 21200 | 16.5 | 10.5 | 8.1 | 2.02 | 97 | 79 | 213771133
KENMORE | (C,H,T)VH825GKA2* | EA*4X37L17A*+WALLCON | *97CMN0801714B* | 24200 | 21400 | 16 | 11 | 8.1 | 2 | 97 | 78 | 213771093
KENMORE | (C,H,T)VH825GKA2* | EA*4X37L17A*+WALLCON | *80CTL0701716B* | 24200 | 21400 | 16.5 | 11 | 8.1 | 2 | 97 | 78 | 213771053
KENMORE | (C,H,T)VH825GKA2* | EA*4X36L21A*+WALLCON | *80CTL0901716B* | 23600 | 21400 | 16.5 | 10.5 | 8.1 | 1.94 | 97 | 78 | 213770933
KENMORE | (C,H,T)VH825GKA2* | EA*4X36L21A*+WALLCON | *80CTL0451712B* | 23400 | 21600 | 16 | 10.5 | 8.1 | 1.92 | 96 | 78 | 213770913
KENMORE | (C,H,T)VH825GKA2* | EA*4X36L17A*+WALLCON | *97CMN0801714B* | 23400 | 21600 | 16.5 | 10.5 | 8.1 | 1.94 | 96 | 77 | 213770873
COMFORTMAKER | CVH837GKA2* | EHD4X60AAL+WALLCON | *80CTL0902120A* | 33000 | 32200 | 17 | 11.5 | 8.1 | 2 | 98 | 78 | 210471183
COMFORTMAKER | N4H7T24*K*AAA* | EA*4X36L21A* | *80CTL0701716B* | 22400 | 23800 | 16 | 12.5 | 8.1 | 2.26 | 60 | 44 | 213753325
COMFORTMAKER | N4H7T24*K*AAA* | EA*4X25L17A* | *97CMN0801714B* | 22800 | 24000 | 16.5 | 12.5 | 8.1 | 2.32 | 60 | 44 | 213752624
KEEPRITE | CVH825GKA2* | EA*4X30L17A*+WALLCON | *80CTL0901716A* | 23600 | 21400 | 17 | 11 | 8.1 | 1.92 | 97 | 78 | 204456586
KEEPRITE | CVH825GKA2* | EA*4X30L14A*+WALLCON | *80CTL0701412A* | 23400 | 21600 | 17 | 11 | 8.1 | 1.92 | 96 | 77 | 204456514
KEEPRITE | CVH824GKA** | EA*4X37L17A*+WALLCON | *80CTL0901716A* | 24200 | 22000 | 17 | 10 | 8.1 | 1.98 | 71 | 57 | 204291563
KEEPRITE | C4H7T36*K*AAA* | FCMB4B36L0C*+WALLCON |  | 34200 | 34800 | 15.5 | 11.7 | 8.1 | 2.18 | 62 | 51 | 213301810
WEATHERMAKER | PH7TAN424**AA* | CAP**3717AL* | PG80VTLB48070B** | 22800 | 24000 | 16.5 | 12.5 | 8.1 | 2.3 | 60 | 45 | 213168935
WEATHERMAKER | PH7TAN436**AA* | CAP**4321AL* | PG80VTLB60090C** | 34600 | 35200 | 16 | 12 | 8.1 | 2.24 | 62 | 51 | 213173560
ARCOAIRE | DLCURAH18ABK | EA*4X24L17A* | *96VSN0601412A* | 17900 | 18800 | 16 | 10.5 | 8.5 | 2.28 | 66 | 101 | 211260297
ARCOAIRE | DLCURAH18ABK | EA*4X24L17A* | *80VTL0701716A* | 17300 | 18100 | 16 | 10.5 | 8.5 | 2.32 | 67 | 106 | 211260432
ARCOAIRE | DLCURAH18ABK | EA*4X25L17A* | *80VSL0451412A* | 18300 | 18100 | 16.5 | 11 | 8.5 | 2.12 | 67 | 97 | 211260684
ARCOAIRE | HVH837GKA** | EA*4X37L21A*+WALLCON | *80CSU1002120A* | 32800 | 33000 | 17.5 | 11 | 8.5 | 1.98 | 96 | 76 | 206135676
SMART COMFORT | DLCURAH36ABK | EA*4X42L21A* | *80MS(N,L)1102120A* | 35800 | 38500 | 16.5 | 10 | 8.1 | 1.9 | 76 | 91 | 213078636
SMART COMFORT | DLCURAH36ABK | EA*4X37L21A* | *96VSN1002120A* | 36400 | 38500 | 16 | 10 | 8.5 | 2.08 | 75 | 90 | 211227129
SMART COMFORT | DLCURAH36ABK | EA*4X37L21A* | *95ESU1002120A* | 36600 | 38500 | 16 | 10 | 8.5 | 2.1 | 75 | 90 | 211227150
SMART COMFORT | DLCURAH36ABK | EA*4X42L21A* | *80ES(N,L)1102120A* | 35400 | 38500 | 16 | 10 | 8.1 | 1.88 | 76 | 91 | 211227374
ECOTEMP | W4H7T24*K*AAA* | WLA*254BA* | WFST080B048A* | 23200 | 24200 | 16.5 | 12.5 | 8.1 | 2.34 | 60 | 45 | 213167939
ARCOAIRE | DLCURAH18ABK | EA*4X24L14A* | *96VSN0401410B* | 17200 | 18200 | 16 | 10 | 8.5 | 2.34 | 68 | 107 | 212972675
ARCOAIRE | DLCURAH18ABK | EA*4X25L17A* | *96VTN0401410B* | 17700 | 17700 | 16 | 10.5 | 8.1 | 2.14 | 68 | 101 | 212974656
ARCOAIRE | HVH825GKA3* | EA*4X48L24A*+WALLCON | *96CTN0802120B* | 24200 | 20800 | 17 | 11 | 8.5 | 2.02 | 98 | 79 | 214570782
ARCOAIRE | HVH825GKA3* | EA*4X48L24A*+WALLCON | *97CMN0602120B* | 24000 | 21000 | 16.5 | 10.5 | 8.5 | 2 | 97 | 79 | 214570762
ARCOAIRE | DLCURAH18ABK | EA*4X19L17A* | *96VSN0601714A* | 18200 | 18200 | 16 | 10.5 | 8.5 | 2.14 | 68 | 97 | 211259604
ARCOAIRE | DLCURAH24ABK | EA*4X30L17A* | *80ES(N,L)0701716A* | 24800 | 26800 | 16 | 10 | 8.5 | 1.82 | 72 | 83 | 211241452
ARCOAIRE | DLCURAH24ABK | EA*4X30L17A* | *80VTL0701716A* | 24200 | 26200 | 17 | 10 | 8.5 | 1.92 | 73 | 88 | 211241555
ARCOAIRE | DLCURAH24ABK | EA*4X36L17A* | *80MSU0401712A* | 23400 | 25600 | 17 | 10 | 8.5 | 1.94 | 73 | 91 | 212982280
ARCOAIRE | HVH825GKA3* | EA*4X48L21A*+WALLCON | *80CTL0701716A* | 24000 | 21000 | 17 | 11 | 8.1 | 2.02 | 97 | 79 | 210473341
ACIQ | DLCURAH24ABK | EA*4X25L17A* | *96VSN0601714A* | 24800 | 25600 | 16.5 | 10 | 8.5 | 1.78 | 74 | 83 | 213069682
ACIQ | DLCURAH24ABK | EN(A,D)4X24L17** | *80ESU0601716A | 24400 | 27200 | 16 | 10 | 8.5 | 1.86 | 72 | 83 | 213071188
ACIQ | DLCURAH24ABK | EN(A,D)4X24L17** | *92ESN0801716A* | 23800 | 26800 | 16.5 | 10 | 8.5 | 1.92 | 72 | 87 | 213071154
ACIQ | DLCURAH24ABK | EN(A,D)4X24L14** | *96VTN0401410A* | 23400 | 26600 | 15.5 | 10 | 8.5 | 1.96 | 73 | 90 | 213070950
ACIQ | DLCURAH24ABK | EA*4X37L21A* | *96VTN0401712A* | 24000 | 25000 | 16 | 10 | 8.1 | 1.8 | 74 | 86 | 213070756
ACIQ | DLCURAH24ABK | EA*4X37L21A* | *80VSL0902120A* | 24600 | 25400 | 17 | 10.5 | 8.5 | 1.78 | 73 | 83 | 213070734
ACIQ | DLCURAH24ABK | EA*4X37L17A* | *80ES(N,L)0701412A* | 24800 | 25800 | 17 | 10.5 | 8.5 | 1.8 | 73 | 83 | 213070645
ACIQ | DLCURAH24ABK | EA*4X37L17A* | *80ES(N,L)0901714A* | 25000 | 25800 | 16.5 | 10.5 | 8.5 | 1.78 | 74 | 82 | 213070601
ACIQ | DLCURAH24ABK | EA*4X37L17A* | *80VSL0451716A* | 24600 | 25600 | 16.5 | 10 | 8.5 | 1.8 | 74 | 84 | 213070498
ACIQ | DLCURAH24ABK | EA*4X37L17A* | *96VSN0401712A* | 24600 | 25800 | 15.5 | 10 | 8.5 | 1.78 | 74 | 84 | 213070470
ACIQ | DLCURAH24ABK | EA*4X36L17A* | *96VTN0401410A* | 23400 | 25600 | 16 | 10 | 8.5 | 1.96 | 74 | 93 | 213070048
ACIQ | DLCURAH24ABK | EA*4X30L17A* | *95ESU0401712A* | 23600 | 26000 | 16.5 | 10 | 8.5 | 1.98 | 73 | 92 | 213069762
ACIQ | DLCURAH24ABK | EA*4X25L17A* | *80ES(N,L)0701412A* | 25000 | 25600 | 17 | 10.5 | 8.5 | 1.78 | 74 | 82 | 213069715
ACIQ | DLCURAH18ABK | EA*4X30L17A* | *92ESN0601412A* | 18300 | 18800 | 16.5 | 10.5 | 8.5 | 2.22 | 66 | 98 | 213072257
ACIQ | DLCURAH18ABK | EA*4X25L17A* | *80ES(N,L)0701712A* | 18600 | 18400 | 16.5 | 11 | 8.5 | 2.12 | 67 | 95 | 213072210
ACIQ | DLCURAH18ABK | EA*4X24L14A* | *80VSL0451412A* | 17700 | 18600 | 16 | 10.5 | 8.5 | 2.3 | 67 | 103 | 213072141
ACIQ | DLCURAH24ABK | EN(A,D,W)4X36L17** | *80ES(N,L)0901714A* | 24600 | 26400 | 16.5 | 10.5 | 8.1 | 1.86 | 73 | 86 | 213071648
ACIQ | DLCURAH18ABK | EN(A,D)4X18L14** | *80VTL0451412A* | 17400 | 18400 | 16 | 10.5 | 8.5 | 2.34 | 67 | 105 | 213072268
COMFORTMAKER | DLCURAH24AAK | EA*4X37L21A* | *80ESU0601716A | 25600 | 25600 | 16 | 10 | 8.5 | 1.92 | 79 | 64 | 211638774
COMFORTMAKER | DLCURAH24ABK | EN(A,D,W)4X36L17** | *96VTN0601714A* | 24000 | 26200 | 16.5 | 10 | 8.1 | 1.92 | 73 | 89 | 211245102
COMFORTMAKER | DLCURAH24ABK | EN(A,D,W)4X36L17** | *95ESN0601412A* | 24400 | 26600 | 15.5 | 10 | 8.1 | 1.86 | 73 | 85 | 211245060
COMFORTMAKER | DLCURAH24AAK | EA*4X25L17A* | *96VTN0801716A* | 24800 | 25000 | 16 | 10 | 8.1 | 1.88 | 80 | 64 | 211635972
COMFORTMAKER | CVH848GKA2* | EA*4X60L24A*+WALLCON | *97CMN1202422B* | 45500 | 45500 | 17.5 | 10 | 8.5 | 2.02 | 79 | 63 | 213783520
TEMPSTAR | DLCURAH24ABK | EA*4X36L21A* | *80VSL0702120A* | 24800 | 26600 | 16.5 | 10 | 8.5 | 1.82 | 73 | 83 | 211242412
TEMPSTAR | DLCURAH24ABK | EA*4X36L21A* | *95ESU0401712A* | 23800 | 25800 | 17 | 10 | 8.5 | 1.92 | 73 | 90 | 211242328
TEMPSTAR | DLCURAH24ABK | EA*4X36L17A* | *95ESN0801716A* | 24800 | 26800 | 15.5 | 10 | 8.5 | 1.8 | 72 | 82 | 211242173
TEMPSTAR | DLCURAH24ABK | EA*4X30L17A* | *95ESN0601412A* | 24400 | 26600 | 15.5 | 10 | 8.5 | 1.86 | 73 | 86 | 211241593
TEMPSTAR | DLCURAH24ABK | EA*4X30L17A* | *80VTL0451412A* | 24200 | 26400 | 16.5 | 10 | 8.5 | 1.9 | 73 | 87 | 211241527
TEMPSTAR | DLCURAH24ABK | EA*4X30L17A* | *96VSN0801716A* | 24200 | 26400 | 16.5 | 10 | 8.5 | 1.9 | 73 | 87 | 211241437
TEMPSTAR | DLCURAH24ABK | EA*4X36L17A* | *80MSU0601716A* | 23800 | 25600 | 17.5 | 10 | 8.5 | 1.96 | 73 | 92 | 214229165
TEMPSTAR | DLCURAH24ABK | FEVA0024**+NAVA43601CK |  | 24200 | 25800 | 17 | 10 | 9 | 1.84 | 74 | 86 | 213249278
TEMPSTAR | DLCURAH18ABK | EA*4X30L17A* | *96VTN0801716B* | 17400 | 18000 | 16 | 10.5 | 8.5 | 2.26 | 68 | 104 | 212975821
TEMPSTAR | DLCURAH18ABK | EA*4X19L17A* | *96VTN0601412B* | 17700 | 17700 | 16.5 | 10.5 | 8.1 | 2.34 | 69 | 110 | 212975385
TEMPSTAR | DLCURAH18ABK | EA*4X24L14A* | *96VTN0401410B* | 17300 | 18400 | 15.5 | 10.5 | 8.5 | 2.32 | 67 | 105 | 212974636
TEMPSTAR | DLCURAH18ABK | EA*4X24L17A* | *92ESN0601412A* | 18100 | 19000 | 16 | 10.5 | 9 | 2.28 | 66 | 99 | 211260585
TEMPSTAR | DLCURAH18ABK | EA*4X24L17A* | *80ES(N,L)0451412A* | 18000 | 18900 | 16 | 10.5 | 8.5 | 2.28 | 67 | 100 | 211260542
TEMPSTAR | DLCURAH18ABK | EA*4X24L17A* | *96VSN0601412A* | 17900 | 18800 | 16 | 10.5 | 8.5 | 2.28 | 66 | 101 | 211260305
AIRQUEST | DLCURAH24ABK | EN(A,D)4X36L21** | *95MSU0401712A* | 23600 | 26400 | 16.5 | 10 | 8.5 | 2 | 73 | 92 | 212988760
KEEPRITE | CVH837GKA** | EN(A,D,W)4X60L24**+WALLCON | *80CTL1352422A* | 32800 | 32200 | 18 | 12 | 8.1 | 1.98 | 97 | 76 | 210597613
KEEPRITE | CVH837GKA** | EHD4X60AAL+WALLCON | *80CTL0701412A* | 32800 | 32400 | 17 | 11 | 8.1 | 2 | 97 | 77 | 210597508
KEEPRITE | CVH837GKA2* | EA*4X60L24A*+WALLCON | *80CTL1352422A* | 32800 | 31800 | 18 | 12 | 8.5 | 2 | 97 | 78 | 210470283
KEEPRITE | CVH837GKA2*+TSTAT | EHD4X48AAL | *96VSN0801716A* | 32000 | 48000 | 16.5 | 11 | 8.1 | 1.94 | 65 | 51 | 210467596
KEEPRITE | CVH837GKA2*+TSTAT | EHD4X36AAL | *80VSL0902120A* | 31800 | 48000 | 16.5 | 11 | 8.1 | 1.92 | 65 | 50 | 210466495
KEEPRITE | DLCURAH36ABK | EA*4X37L21A* | *92ESN1002122A* | 37400 | 39000 | 15.5 | 10 | 8.5 | 2.16 | 75 | 90 | 211227030
KEEPRITE | N4H7T24*K*AAA* | EA*4X37L17A* | *80CTL0701716B* | 23000 | 24000 | 16.5 | 12.5 | 8.1 | 2.32 | 60 | 45 | 213753564
KEEPRITE | CVH825GKA2* | EA*4X42L24A*+WALLCON | *80CTL1352422B* | 23800 | 21400 | 16.5 | 11 | 8.1 | 1.96 | 96 | 78 | 213771392
KEEPRITE | CVH825GKA2* | EA*4X37L21A*+WALLCON | *80CTL0901716B* | 24600 | 21000 | 17 | 11 | 8.5 | 2.02 | 98 | 79 | 213771152
KEEPRITE | CVH825GKA2* | EA*4X36L21A*+WALLCON | *97CMN0601714B* | 23400 | 21600 | 16 | 10.5 | 8.1 | 1.92 | 96 | 77 | 213770972
KEEPRITE | DLCURAH24ABK | EA*4X30L17A* | *80ESU0401712A* | 24000 | 26000 | 17 | 10 | 8.5 | 1.94 | 73 | 89 | 211241514
SMART COMFORT | DLCURAH36ABK | EA*4X42L24A* | *95ESN1202422A* | 36600 | 40000 | 15.2 | 10 | 8.1 | 1.94 | 74 | 88 | 211228037
SMART COMFORT | DLCURAH24ABK | EN(A,D,W)4X36L17** | OLV098A12* | 23400 | 25800 | 16.5 | 10 | 8.1 | 2 | 73 | 94 | 211245272
SMART COMFORT | DLCURAH36ABK | EA*4X37L21A* | *80VTL1102122A* | 37000 | 38500 | 15.5 | 10 | 8.5 | 2.12 | 76 | 90 | 211226962
SMART COMFORT | DLCURAH36ABK | EA*4X37L21A* | *95ESN0802120A* | 37200 | 38500 | 15.5 | 10 | 8.5 | 2.12 | 76 | 91 | 211227063
SMART COMFORT | DLCURAH36ABK | EA*4X42L24A* | *96VTN1002120B* | 35400 | 38500 | 16.5 | 10 | 8.1 | 1.88 | 76 | 91 | 213077633
SMART COMFORT | DLCURAH36ABK | EN(A,D)4X48L24** | *96VTN1202422B* | 35800 | 38500 | 16.5 | 10 | 8.1 | 2 | 76 | 91 | 213077813
SMART COMFORT | DLCURAH18ABK | EA*4X30L14A* | *80MS(N,L)0451412A* | 17600 | 18100 | 16.5 | 10.5 | 8.5 | 2.24 | 68 | 103 | 212977763
KEEPRITE | CVH837GKA** | EA*4X61L21A*+WALLCON | *97CMN0601714B* | 33000 | 32200 | 17.5 | 11 | 8.1 | 1.96 | 98 | 78 | 213779692
KEEPRITE | CVH837GKA** | EA*4X60L24A*+WALLCON | *80CTL1102120B* | 32800 | 31800 | 18 | 11.5 | 8.5 | 2 | 97 | 78 | 213779572
KEEPRITE | CVH837GKA** | EA*4X36L21A*+WALLCON | *96CTN0802120B* | 31600 | 32800 | 17.5 | 11 | 8.1 | 1.86 | 95 | 74 | 214572525
KEEPRITE | CVH837GKA** | EA*4X36L21A*+WALLCON | *97CMN0602120B* | 31400 | 33200 | 17 | 10.5 | 8.1 | 1.84 | 95 | 73 | 214572505
KEEPRITE | CVH837GKA** | EA*4X36L21A*+WALLCON | *95CSU0802120B* | 31400 | 33000 | 17 | 11 | 8.1 | 1.86 | 95 | 73 | 214572485
KEEPRITE | CVH848GKA** | EA*4X48L21A*+WALLCON | *97CMN0802120B* | 44500 | 46500 | 17 | 10 | 8.5 | 2 | 79 | 62 | 213782452
KEEPRITE | CVH848GKA** | EA*4X48L24A*+WALLCON | *96CTN1002122B* | 44500 | 46500 | 17 | 10 | 8.5 | 2.02 | 78 | 62 | 213782602
COMFORTMAKER | DLCURAH24ABK | EA*4X30L17A* | *80MSU0401712A* | 23800 | 25800 | 16.5 | 10 | 8.5 | 2 | 73 | 93 | 212982269
COMFORTMAKER | DLCURAH24ABK | EA*4X24L17A* | *80MSU0401712A* | 23400 | 26400 | 16.5 | 10 | 8.5 | 2.14 | 73 | 96 | 212982245
COMFORTMAKER | DLCURAH24ABK | EA*4X24L17A* | *80ES(N,L)0701716A* | 24600 | 27400 | 16 | 10 | 8.5 | 1.88 | 72 | 84 | 211240443
COMFORTMAKER | DLCURAH24ABK | EA*4X24L17A* | *96VSN0801716A* | 23800 | 26800 | 16.5 | 10 | 8.5 | 1.98 | 72 | 90 | 211240422
COMFORTMAKER | DLCURAH24ABK | EA*4X24L14A* | *80VSL0451412A* | 24000 | 27000 | 16 | 10 | 8.5 | 1.96 | 72 | 88 | 211240230
AIRQUEST | DLCURAH36ABK | EA*4X43L21A* | *80VSL0902120B* | 36800 | 38500 | 16 | 10 | 8.5 | 2.08 | 76 | 91 | 212970678
AIRQUEST | DLCURAH18ABK | EA*4X19L17A* | *80VSL0451412A* | 18200 | 18200 | 16.5 | 11 | 8.5 | 2.14 | 68 | 97 | 211259578
AIRQUEST | DLCURAH24ABK | EA*4X30L17A* | *96VTN0401712A* | 23200 | 25800 | 16 | 10 | 8.5 | 2 | 74 | 94 | 211241534
AIRQUEST | DLCURAH24ABK | EA*4X30L17A* | *80VSL0451412A* | 23400 | 25800 | 16.5 | 10 | 8.5 | 2.02 | 73 | 95 | 211241376
AIRQUEST | HVH837GKA** | EA*4X48L24A*+WALLCON | *97CMN1002122A* | 32400 | 32600 | 17.5 | 11.7 | 8.5 | 2 | 96 | 76 | 204299398
AIRQUEST | HVH837GKA2* | EHD4X42AAL+WALLCON | *80CTL0701412A* | 32400 | 33200 | 17 | 11 | 8.1 | 1.94 | 96 | 75 | 206772822
AIRQUEST | HVH837GKA2* | EA*4X37L21A*+WALLCON | *95CSU1002122A* | 33000 | 32800 | 17.5 | 11.5 | 8.5 | 2 | 97 | 76 | 206773430
AIRQUEST | HVH837GKA2* | EA*4X42L21A*+WALLCON | *95CSU1002122A* | 31800 | 33000 | 17.5 | 11 | 8.1 | 1.9 | 95 | 74 | 206773448
AIRQUEST | DLCURAH18ABK | EA*4X24L17A* | *80ES(N,L)0701412A* | 17600 | 18400 | 16 | 10.5 | 8.5 | 2.3 | 67 | 104 | 211260625
AIRQUEST | DLCURAH18ABK | EA*4X24L17A* | *80ES(N,L)0701712A* | 18000 | 18800 | 16 | 10.5 | 8.5 | 2.28 | 67 | 101 | 211260562
AIRQUEST | DLCURAH24ABK | EA*4X36L17A* | *92MSN0601714A* | 23800 | 26200 | 17 | 10 | 8.5 | 1.98 | 73 | 91 | 212984064
AIRQUEST | DLCURAH24ABK | EA*4X36L21A* | *80ES(N,L)0902120A* | 24800 | 26600 | 17 | 10 | 8.5 | 1.82 | 72 | 83 | 211242598
AIRQUEST | HVH837GKA2* | EN(A,D,W)4X48L21**+WALLCON | *80CTL0902120A* | 32400 | 33000 | 17.5 | 11.7 | 8.1 | 1.96 | 96 | 75 | 206772245
AIRQUEST | HVH837GKA2* | EHD4X42AAL+WALLCON | *80CTL1352422A* | 32600 | 33000 | 17 | 11 | 8.1 | 1.96 | 96 | 75 | 206772723
AIRQUEST | DLCURAH24ABK | EN(A,D)4X30L14** | *96MSN0601412A* | 23400 | 26400 | 16.5 | 10 | 8.1 | 2.04 | 73 | 93 | 212986950
AIRQUEST | DLCURAH24ABK | EA*4X30L14A* | *96MSN0601412A* | 23400 | 26400 | 16.5 | 10 | 8.5 | 2.04 | 73 | 93 | 212986890
AIRQUEST | DLCURAH18ABK | EN(A,D)4X24L17** | *95ESN0401410A* | 17800 | 18700 | 15.5 | 10.5 | 8.5 | 2.26 | 67 | 101 | 211263138
AIRQUEST | HVH825GKA2* | EA*4X36L21A*+WALLCON | *97CMN0801714B* | 23600 | 21600 | 16.5 | 10.5 | 8.1 | 1.94 | 96 | 77 | 213770978
AIRQUEST | HVH825GKA2* | EA*4X37L21A*+WALLCON | *97CMN1002122B* | 24400 | 21200 | 16.5 | 11 | 8.5 | 2.04 | 97 | 78 | 213771208
AIRQUEST | HVH825GKA2* | EN(A,D)4X30L17**+WALLCON | *95CSU0601716B* | 23400 | 21600 | 16.5 | 10.5 | 8.1 | 1.92 | 96 | 77 | 214242578
AIRQUEST | HVH825GKA2* | EN(A,D)4X30L17**+WALLCON | *97CMN0801714B* | 23400 | 21600 | 16.5 | 10.5 | 8.1 | 1.92 | 96 | 77 | 214242598
AIRQUEST | HVH825GKA2* | EN(A,D)4X30L17**+WALLCON | *96CTN0601714B* | 23400 | 21600 | 16 | 10.5 | 8.1 | 1.9 | 96 | 78 | 214242618
AIRQUEST | DLCURAH24ABK | EA*4X25L17A* | *80ES(N,L)0701412A* | 25000 | 25600 | 17 | 10.5 | 8.5 | 1.78 | 74 | 82 | 211241189
AIRQUEST | DLCURAH24ABK | EA*4X24L17A* | *95ESU0601716A* | 24000 | 26800 | 16.5 | 10 | 8.5 | 1.98 | 72 | 90 | 211240488
KEEPRITE | CVH837GKA2*+TSTAT | EN(A,D)4X48L24** | *80VSL0902120A* | 31600 | 47500 | 17.5 | 11.7 | 8.1 | 1.94 | 64 | 51 | 210464663
KEEPRITE | CVH837GKA2*+TSTAT | EN(A,D)4X48L24** | *96VTN1002122A* | 32000 | 47500 | 17.5 | 12 | 8.1 | 1.96 | 65 | 51 | 210464619
TEMPSTAR | DLCURAH36ABK | EN(A,D,W)4X48L21** | *92MSN0801716A* | 36000 | 38500 | 16.5 | 10 | 8.1 | 2 | 76 | 91 | 213079637
TEMPSTAR | TVH825GKA2* | EN(A,D,W)4X36L17**+WALLCON | *96CTN0601714B* | 23400 | 21600 | 16 | 10.5 | 8.1 | 1.9 | 96 | 78 | 214242724
TEMPSTAR | TVH825GKA2* | EN(A,D,W)4X36L17**+WALLCON | *97CMN0801714B* | 23400 | 21600 | 16.5 | 10.5 | 8.1 | 1.92 | 96 | 77 | 214242704
TEMPSTAR | TVH825GKA2* | EN(A,D,W)4X36L17**+WALLCON | *95CSU0601716B* | 23400 | 21600 | 16.5 | 10.5 | 8.1 | 1.92 | 96 | 77 | 214242684
TEMPSTAR | TVH837GKA2* | EA*4X36L21A*+WALLCON | *80CTL0701716B* | 31400 | 33000 | 17 | 10.5 | 8.1 | 1.84 | 95 | 74 | 213780744
TEMPSTAR | TVH837GKA2* | EA*4X36L17A*+WALLCON | *80CTL0701716B* | 31400 | 33400 | 17 | 10.5 | 8.1 | 1.84 | 94 | 73 | 213780664
TEMPSTAR | TVH837GKA** | EHD4X60AAL+WALLCON | *96CTN1002122B* | 33000 | 32200 | 17 | 11.5 | 8.1 | 2.02 | 97 | 77 | 213780444
TEMPSTAR | TVH837GKA** | EHD4X36AAL+WALLCON | *80CTL0901716B* | 32400 | 33200 | 17 | 11 | 8.1 | 1.92 | 95 | 75 | 213779854
TEMPSTAR | TVH837GKA** | EA*4X61L21A*+WALLCON | *80CTL1102120B* | 33200 | 32000 | 18 | 11.5 | 8.5 | 2 | 98 | 78 | 213779674
TEMPSTAR | TVH837GKA** | EA*4X61L21A*+WALLCON | *80CTL0451712B* | 33000 | 32400 | 17.5 | 11 | 8.1 | 1.96 | 98 | 78 | 213779634
TEMPSTAR | TVH837GKA** | EA*4X60L24A*+WALLCON | *97CMN1002122B* | 32800 | 31800 | 17.5 | 11.7 | 8.5 | 2 | 97 | 78 | 213779594
TEMPSTAR | TVH837GKA** | EA*4X48L24A*+WALLCON | *97CMN1202422B* | 32200 | 32600 | 17.5 | 11.7 | 8.5 | 2 | 96 | 77 | 213779534
TEMPSTAR | TVH837GKA** | EN(A,D,W)4X48L21**+WALLCON | *96CTN0801714B* | 32200 | 32800 | 17.5 | 11.5 | 8.1 | 1.94 | 96 | 76 | 214239952
TEMPSTAR | TVH837GKA** | EN(A,D,W)4X48L21**+WALLCON | *97CMN1002122B* | 32400 | 32600 | 17.5 | 11.7 | 8.5 | 1.98 | 96 | 76 | 214239932
TEMPSTAR | TVH837GKA** | EN(A,D,W)4X48L21**+WALLCON | *97CMN0601714B* | 32200 | 33000 | 17 | 11 | 8.1 | 1.94 | 96 | 76 | 214239912
TEMPSTAR | TVH837GKA** | EN(A,D,W)4X48L21**+WALLCON | *80CTL1102120B* | 32400 | 32600 | 17.5 | 11.5 | 8.5 | 1.98 | 96 | 76 | 214239892
TEMPSTAR | TVH837GKA2* | EN(A,D,W)4X42L21**+WALLCON | *97CMN0801714B* | 31600 | 33200 | 17 | 11 | 8.1 | 1.86 | 95 | 75 | 214239122
TEMPSTAR | TVH837GKA2* | EN(A,D,W)4X42L21**+WALLCON | *95CSU0601716B* | 31600 | 33200 | 17 | 11 | 8.1 | 1.86 | 95 | 74 | 214239102
TEMPSTAR | TVH837GKA2* | EN(A,D,W)4X42L21**+WALLCON | *80CTL0902120B* | 31800 | 33000 | 17 | 11.5 | 8.1 | 1.9 | 95 | 74 | 214239082
KEEPRITE | N4H7T48*K*AAA* | EVD4X60M21A* | *80VTL1102122B* | 46000 | 50500 | 16 | 11.7 | 8.1 | 2.28 | 61 | 49 | 213639069
KEEPRITE | DLCURAH24ABK | EA*4X24L14A* | *96VTN0601412B* | 23200 | 26800 | 16.5 | 10 | 8.5 | 2.3 | 72 | 101 | 212975636
KEEPRITE | DLCURAH24ABK | EA*4X25L17A* | *96VTN0601412B* | 24000 | 25000 | 17 | 10 | 8.5 | 1.82 | 74 | 87 | 212975658
TEMPSTAR | DLCURAH36ABK | EA*4X48L24A* | *80MSU1002120A* | 35600 | 38000 | 16 | 10 | 8.5 | 2.04 | 76 | 91 | 214229465
TEMPSTAR | TVH825GKA3* | EHD4X30AAL+WALLCON | *80CSU0401712A* | 23800 | 21800 | 16 | 10.5 | 8.1 | 1.98 | 96 | 77 | 206767397
TEMPSTAR | TVH825GKA3* | EA*4X36L21A*+WALLCON | *97CMN0602120A* | 23600 | 21600 | 16 | 10.5 | 8.1 | 1.92 | 96 | 77 | 206765851
TEMPSTAR | TVH825GKA3* | EA*4X36L17A*+WALLCON | *96CTN0601714A* | 23400 | 21600 | 16 | 10.5 | 8.1 | 1.92 | 96 | 78 | 206765671
TEMPSTAR | TVH825GKA3* | EA*4X48L21A*+WALLCON | *97CMN0601714A* | 24000 | 21000 | 16.5 | 11 | 8.1 | 2 | 98 | 80 | 210473379
TEMPSTAR | TVH837GKA** | EA*4X43L21A*+WALLCON | *95CSU1002122B* | 33000 | 32600 | 17.5 | 11.5 | 8.5 | 2 | 97 | 77 | 214572737
TEMPSTAR | TVH837GKA** | EA*4X43L21A*+WALLCON | *80CTL0702120B* | 32800 | 32800 | 17.5 | 11 | 8.5 | 2 | 97 | 77 | 214572717
ARCOAIRE | HVH825GKA3* | EA*4X30L17A*+WALLCON | *96CTN0601714B* | 23400 | 21600 | 16 | 10.5 | 8.1 | 1.9 | 96 | 78 | 213772919
ARCOAIRE | HVH825GKA3* | EA*4X36L21A*+WALLCON | *80CTL1102120B* | 23600 | 21400 | 16.5 | 10.5 | 8.1 | 1.94 | 96 | 78 | 213773079
ARCOAIRE | HVH837GKA** | EHD4X36AAL+WALLCON | *96CTN0601714B* | 32000 | 33200 | 16.5 | 10.5 | 8.1 | 1.9 | 96 | 75 | 213779939
ARCOAIRE | HVH837GKA** | EA*4X61L21A*+WALLCON | *96CTN1002122B* | 33200 | 32000 | 17.5 | 11.7 | 8.5 | 2 | 98 | 78 | 213779739
ARCOAIRE | HVH837GKA** | EA*4X60L24A*+WALLCON | *80CTL1102120B* | 32800 | 31800 | 18 | 11.5 | 8.5 | 2 | 97 | 78 | 213779569
ARCOAIRE | HVH837GKA** | EA*4X42L21A*+WALLCON | *97CMN1002122B* | 31800 | 33000 | 17 | 11 | 8.1 | 1.9 | 95 | 74 | 213779139
ARCOAIRE | HVH837GKA** | EA*4X36L17A*+WALLCON | *80CTL0701412B* | 31400 | 33400 | 17 | 10.5 | 8.1 | 1.84 | 94 | 73 | 213778739
ARCOAIRE | HVH837GKA** | END4X42L17**+WALLCON | *80CTL0451712B* | 31800 | 33400 | 17 | 11 | 8.1 | 1.88 | 96 | 75 | 214239637
ARCOAIRE | DLCURAH18ABK | EA*4X24L17A* | *96MSN0261410A* | 17300 | 18200 | 16 | 10.5 | 8.5 | 2.34 | 68 | 107 | 212985897
ARCOAIRE | DLCURAH18ABK | EA*4X30L17A* | *96MSN0401410A* | 17600 | 18300 | 16 | 10.5 | 8.5 | 2.26 | 67 | 103 | 212986323
ARCOAIRE | DLCURAH36ABK | EA*4X37L21A* | *96VTN1002122B* | 36600 | 38000 | 16.5 | 10 | 8.5 | 2.08 | 76 | 92 | 213077714
ARCOAIRE | DLCURAH18ABK | EN(A,D)4X30L14** | *80MS(N,L)0701412A* | 17400 | 18000 | 16.5 | 11 | 8.1 | 2.26 | 68 | 104 | 212978336
ARCOAIRE | DLCURAH18ABK | EA*4X30L17A* | *80MS(N,L)0701712A* | 17600 | 18200 | 16.5 | 10.5 | 8.5 | 2.26 | 68 | 103 | 212978778
ARCOAIRE | DLCURAH18ABK | EA*4X24L17A* | *92MSN0601714A* | 17500 | 18500 | 16.5 | 10.5 | 8.5 | 2.34 | 67 | 105 | 212984173
ARCOAIRE | DLCURAH18ABK | EA*4X30L17A* | *92MSN0601714A* | 17700 | 18300 | 16.5 | 10.5 | 8.5 | 2.24 | 67 | 102 | 212984197
ARCOAIRE | DLCURAH18ABK | EA*4X19L17A* | *96MSN0261410A* | 17800 | 17800 | 16.5 | 10.5 | 8.1 | 2.16 | 68 | 101 | 212985877
KENMORE | (C,H,T)VH837GKA2* | EN(A,D,W)4X42L21**+WALLCON | *97CMN0602120B* | 31600 | 33200 | 16.5 | 11 | 8.1 | 1.86 | 95 | 74 | 214574546
KENMORE | (C,H,T)VH837GKA2* | EN(A,D,W)4X42L21**+WALLCON | *95CSU0802120B* | 31800 | 33000 | 17 | 11 | 8.1 | 1.88 | 95 | 75 | 214574526
KENMORE | (C,H,T)VH837GKA2* | EN(A,D)4X36L21**+WALLCON | *96CTN0802120B* | 31400 | 33000 | 17 | 11 | 8.1 | 1.84 | 94 | 73 | 214574506
KENMORE | (C,H,T)VH837GKA2* | EA*4X42L21A*+WALLCON | *80CTL0702120B* | 31800 | 33000 | 17 | 11 | 8.5 | 1.9 | 95 | 74 | 214573736
KENMORE | (C,H,T)VH837GKA2* | EA*4X37L21A*+WALLCON | *97CMN0802120B* | 32800 | 32800 | 17.5 | 11.5 | 8.5 | 2 | 97 | 77 | 214573716
KENMORE | (C,H,T)VH837GKA2* | EA*4X37L21A*+WALLCON | *95CSU1002122B* | 33000 | 32600 | 17.5 | 11.5 | 8.5 | 2 | 98 | 77 | 214573696
KENMORE | (C,H,T)VH837GKA2* | EA*4X37L21A*+WALLCON | *80CTL0702120B* | 32800 | 32800 | 17.5 | 11 | 8.5 | 2 | 97 | 77 | 214573676
KENMORE | (C,H,T)VH837GKA2* | EN(A,D,W)4X42L21**+WALLCON | *96CTN0802120B* | 31800 | 33000 | 17 | 11.5 | 8.1 | 1.9 | 95 | 74 | 214574566
KENMORE | (C,H,T)VH848GKA2* | EN(A,D,W)4X60L24**+WALLCON | *96CTN1202422B* | 45500 | 46500 | 17.5 | 10.5 | 8.5 | 2.02 | 78 | 62 | 214238361
KENMORE | (C,H,T)VH848GKA2* | EN(A,D,W)4X60L24**+WALLCON | *96CTN0802120B* | 45500 | 46500 | 17.5 | 10.5 | 8.5 | 2.02 | 77 | 62 | 214238341
KENMORE | (C,H,T)VH848GKA2* | EN(A,D,W)4X60L24**+WALLCON | *97CMN1002122B* | 45500 | 46500 | 17.5 | 10 | 8.5 | 2 | 78 | 62 | 214238321
KENMORE | (C,H,T)VH848GKA2* | EA*4X61L24A*+WALLCON | *80CTL1102120B* | 46500 | 46000 | 17.5 | 10 | 8.5 | 2.04 | 78 | 63 | 213783583
KENMORE | (C,H,T)VH848GKA2* | EA*4X60L24A*+WALLCON | *96CTN1002122B* | 45500 | 45500 | 17.5 | 10 | 8.5 | 2.02 | 79 | 63 | 213783543
KENMORE | (C,H,T)VH848GKA2* | EA*4X60L24A*+WALLCON | *97CMN1202422B* | 45500 | 45500 | 17.5 | 10 | 8.5 | 2.02 | 79 | 63 | 213783523
KENMORE | (C,H,T)VH848GKA2* | EA*4X60L24A*+WALLCON | *80CTL0702120B* | 45500 | 46000 | 17 | 10 | 8.5 | 2 | 78 | 63 | 213783433
KENMORE | (C,H,T)VH848GKA2* | EA*4X48L24A*+WALLCON | *96CTN1002122B* | 44500 | 46500 | 17 | 10 | 8.5 | 2.02 | 78 | 62 | 213783413
MARATHERM | N4H7T36*K*AAA* | EA*4X43L21A* | *97CMN0802120B* | 34200 | 35000 | 16 | 11.7 | 8.1 | 2.22 | 62 | 50 | 213742945
MARATHERM | N4H5S30*K*AAA* | EA*4X37L21A* | *80ESU0802120A | 28800 | 28600 | 15.2 | 12.5 | 8.1 | 2.14 | 61 | 47 | 210310206
COMFORTMAKER | CVH837GKA2* | EA*4X48L21A*+WALLCON | *97CMN0801714B* | 32200 | 32600 | 17 | 11 | 8.1 | 1.96 | 97 | 77 | 213781350
COMFORTMAKER | CVH837GKA2* | EA*4X60L24A*+WALLCON | *97CMN1002122B* | 32800 | 31800 | 17.5 | 11.7 | 8.5 | 2 | 97 | 78 | 213781500
COMFORTMAKER | CVH837GKA** | EHD4X60AAL+WALLCON | *96CTN0801714B* | 32800 | 32200 | 16.5 | 11 | 8.1 | 1.98 | 98 | 78 | 213780430
COMFORTMAKER | CVH837GKA2* | EA*4X36L17A*+WALLCON | *80CTL0451712B* | 31200 | 33400 | 16.5 | 10.5 | 8.1 | 1.82 | 95 | 74 | 213780640
COMFORTMAKER | CVH837GKA2* | EA*4X36L17A*+WALLCON | *95CSU0601716B* | 31400 | 33200 | 17 | 10.5 | 8.1 | 1.84 | 95 | 73 | 213780680
COMFORTMAKER | CVH837GKA2* | EA*4X36L17A*+WALLCON | *96CTN0801714B* | 31400 | 33200 | 17 | 10.5 | 8.1 | 1.84 | 95 | 73 | 213780720
COMFORTMAKER | DLCURAH24ABK | EN(A,D)4X24L17** | *80VTL0701716A* | 23600 | 26600 | 16.5 | 10 | 8.5 | 1.94 | 73 | 88 | 211244018
COMFORTMAKER | DLCURAH24AAK | EN(A,D)4X36L21** | *92ESN0802120A* | 24800 | 26000 | 15.5 | 10 | 8.1 | 1.9 | 79 | 63 | 211640782
COMFORTMAKER | CVH825GKA3* | EA*4X25L17A*+WALLCON | *97CMN0801714B* | 24200 | 21400 | 16.5 | 11 | 8.1 | 2.02 | 96 | 78 | 213772780
COMFORTMAKER | CVH825GKA3* | EA*4X30L17A*+WALLCON | *80CTL0451712B* | 23400 | 21600 | 16 | 10.5 | 8.1 | 1.9 | 96 | 78 | 213772840
COMFORTMAKER | CVH825GKA3* | EA*4X36L17A*+WALLCON | *80CTL0701716B* | 23600 | 21400 | 16.5 | 11 | 8.1 | 1.94 | 97 | 78 | 213772960
COMFORTMAKER | CVH825GKA3* | EA*4X36L17A*+WALLCON | *95CSU0601716B* | 23400 | 21600 | 16.5 | 10.5 | 8.1 | 1.94 | 96 | 77 | 213772980
COMFORTMAKER | CVH825GKA3* | EA*4X37L17A*+WALLCON | *80CTL0901716B* | 24200 | 21400 | 16.5 | 11 | 8.1 | 2 | 97 | 78 | 213773190
COMFORTMAKER | CVH825GKA3* | EHD4X30AAL+WALLCON | *80CTL0901716B* | 23800 | 21800 | 16 | 10.5 | 8.1 | 1.96 | 96 | 77 | 213774080
TEMPSTAR | DLCURAH36ABK | EA*4X42L24A* | *80VSL1102422A* | 35400 | 38500 | 16.5 | 10 | 8.1 | 1.88 | 76 | 91 | 211227893
TEMPSTAR | TVH848GKA2* | EN(A,D)4X48L24**+WALLCON | *96CTN0802120B* | 45000 | 47000 | 17.5 | 10 | 8.5 | 2 | 77 | 61 | 214238212
TEMPSTAR | TVH848GKA2* | EN(A,D)4X48L24**+WALLCON | *97CMN1002122B* | 45000 | 47000 | 17.5 | 10 | 8.5 | 2 | 77 | 61 | 214238192
TEMPSTAR | TVH848GKA2* | EA*4X61L24A*+WALLCON | *95CSU0802120B* | 46000 | 46000 | 17 | 10 | 8.5 | 2.02 | 79 | 63 | 213783604
TEMPSTAR | DLCURAH48ABK | F5MA4*48L*C* |  | 49000 | 50500 | 15.2 | 10 | 8.5 | 2 | 62 | 68 | 213353882
TEMPSTAR | DLCURAH36ABK | FEVA0036**+NAVA43601CK |  | 35400 | 38500 | 16 | 10 | 8.5 | 1.9 | 76 | 91 | 213249344
TEMPSTAR | DLCURAH36ABK | EA*4X42L24A* | *96MSN1202422A* | 35200 | 38500 | 16 | 10 | 8.1 | 1.88 | 76 | 91 | 213080466
TEMPSTAR | DLCURAH36ABK | EN(A,D,W)4X48L21** | *95MSU0802120A* | 35800 | 38500 | 16.5 | 10 | 8.1 | 2 | 76 | 91 | 213080870
AIRQUEST | DLCURAH36ABK | EN(A,D,W)4X48L21** | *96VTN1002122B* | 36000 | 38500 | 17 | 10.5 | 8.1 | 2 | 76 | 90 | 213077773
AIRQUEST | DLCURAH36ABK | EN(A,D)4X48L24** | *96VTN1002120B* | 36000 | 38500 | 16.5 | 10 | 8.1 | 2 | 76 | 91 | 213077692
AIRQUEST | HVH848GKA2* | EA*4X60L24A*+WALLCON | *97CMN0802120B* | 45500 | 46000 | 17 | 10 | 8.5 | 2.02 | 78 | 63 | 213783498
AIRQUEST | HVH848GKA2* | EA*4X61L24A*+WALLCON | *97CMN1202422B* | 46500 | 46000 | 17.5 | 10 | 8.5 | 2.02 | 79 | 63 | 213783648
AIRQUEST | DLCURAH24ABK | EA*4X24L14A* | *80MS(N,L)0451412A* | 23400 | 27000 | 17 | 10 | 8.5 | 2.22 | 72 | 97 | 212977565
AIRQUEST | HVH848GKA2* | EA*4X48L24A*+WALLCON | *80CTL1352422B* | 45000 | 46500 | 17.5 | 10 | 8.5 | 2.02 | 78 | 62 | 213783328
AIRQUEST | HVH848GKA2* | EA*4X48L24A*+WALLCON | *95CSU1002122B* | 45000 | 46500 | 17.5 | 10 | 8.5 | 2.04 | 78 | 62 | 213783348
KEEPRITE | DLCURAH36ABK | EA*4X48L21A* | *92ESN0801716A* | 36000 | 38500 | 16 | 10 | 8.5 | 2.06 | 75 | 90 | 211228978
KEEPRITE | DLCURAH36ABK | EA*4X48L21A* | *95ESN1002120A* | 36400 | 38500 | 15.5 | 10 | 8.5 | 2.08 | 75 | 90 | 211229053
KEEPRITE | DLCURAH36ABK | EA*4X48L24A* | *80ES(N,L)0902420A* | 36000 | 38500 | 16.5 | 10 | 8.5 | 2.06 | 75 | 90 | 211229289
KEEPRITE | CVH837GKA2* | EA*4X61L21A*+WALLCON | *80CTL1102120B* | 33200 | 32000 | 18 | 11.5 | 8.5 | 2 | 98 | 78 | 213781582
KEEPRITE | CVH837GKA2* | EHD4X36AAL+WALLCON | *80CTL1352422B* | 32200 | 32800 | 16.5 | 11 | 8.1 | 1.94 | 96 | 75 | 213781792
KEEPRITE | CVH837GKA2* | EHD4X36AAL+WALLCON | *80CTL0902120B* | 32200 | 32800 | 16.5 | 11 | 8.1 | 1.94 | 96 | 75 | 213781772
KEEPRITE | CVH837GKA2* | EA*4X61L24A*+WALLCON | *96CTN1002122B* | 33200 | 32000 | 18 | 11.7 | 8.5 | 2 | 98 | 78 | 213781712
KEEPRITE | CVH837GKA** | END4X42L17**+WALLCON | *96CTN0801714B* | 32000 | 33000 | 17 | 11 | 8.1 | 1.9 | 96 | 75 | 214239720
KEEPRITE | CVH837GKA** | END4X42L17**+WALLCON | *97CMN0801714B* | 32000 | 33200 | 17 | 11 | 8.1 | 1.9 | 96 | 75 | 214239700
KEEPRITE | CVH837GKA2* | EN(A,D)4X36L21**+WALLCON | *80CTL0902120B* | 31400 | 33000 | 17 | 11 | 8.1 | 1.84 | 94 | 73 | 214238870
KEEPRITE | CVH837GKA2* | EN(A,D,W)4X48L21**+WALLCON | *97CMN1002122A* | 32400 | 33000 | 17.5 | 11.7 | 8.1 | 1.96 | 95 | 75 | 206772303
KEEPRITE | CVH837GKA2* | EA*4X42L24A*+WALLCON | *97CMN1202422A* | 31800 | 33200 | 17 | 11 | 8.1 | 1.88 | 95 | 73 | 206771574
KEEPRITE | CVH837GKA** | EA*4X48L24A*+WALLCON | *95CSU0802120A* | 32400 | 32400 | 17.5 | 11.5 | 8.5 | 2 | 97 | 77 | 206136191
KEEPRITE | CVH837GKA** | EHD4X60AAL+WALLCON | *97CMN1202422A* | 33000 | 32200 | 17 | 11 | 8.1 | 2 | 98 | 78 | 210597556
KEEPRITE | CVH837GKA** | EA*4X61L21A*+WALLCON | *80CSU0401712A* | 33200 | 32000 | 18 | 11.5 | 8.5 | 2 | 98 | 78 | 210597409
KEEPRITE | CVH837GKA** | EA*4X36L21A*+WALLCON | *80CSU0601716A* | 31600 | 33200 | 17.5 | 11 | 8.1 | 1.86 | 94 | 73 | 210597349
KEEPRITE | CVH837GKA2* | EHD4X60AAL+WALLCON | *97CMN1002122A* | 33000 | 32200 | 17 | 11.5 | 8.1 | 2.02 | 97 | 77 | 210471251
KEEPRITE | CVH837GKA2* | EA*4X61L21A*+WALLCON | *80CSU1002120A* | 33200 | 32200 | 17.5 | 11.5 | 8.5 | 1.98 | 98 | 78 | 210470426
KEEPRITE | CVH837GKA2* | EHD4X48AAL+WALLCON | *97CMN1202422A* | 32600 | 33000 | 16.5 | 11 | 8.1 | 1.96 | 96 | 76 | 206772970
TEMPSTAR | DLCURAH36ABK | EN(A,D,W)4X48L21** | *80VSL0451716A* | 35800 | 38500 | 15.5 | 10 | 8.1 | 2 | 76 | 91 | 211229988
TEMPSTAR | DLCURAH36ABK | EN(A,D,W)4X48L21** | *80ES(N,L)0902116A* | 36400 | 38500 | 16 | 10.5 | 8.1 | 2.04 | 76 | 90 | 211229953
TEMPSTAR | N4H7T36*K*AAA* | EA*4X43L21A* | *80CSU0601716A* | 35400 | 36000 | 15.2 | 11.5 | 8.1 | 2.14 | 61 | 49 | 207869253
ARCOAIRE | HVH837GKA2*+TSTAT | EHD4X42AAL | *80VTL0451412A* | 31800 | 48000 | 16.5 | 11 | 8.1 | 1.92 | 65 | 51 | 210467122
ARCOAIRE | HVH837GKA2*+TSTAT | EN(A,D)4X48L24** | *80VSL0902420A* | 31800 | 47500 | 17 | 11.7 | 8.1 | 1.94 | 65 | 51 | 210464671
ARCOAIRE | HVH837GKA2*+TSTAT | EA*4X61L24A* | *96VTN1202422A* | 32600 | 46500 | 18 | 11.7 | 8.1 | 1.96 | 65 | 52 | 210461853
ARCOAIRE | HVH837GKA2*+TSTAT | EA*4X61L24A* | *80VSL0702120A* | 32800 | 47000 | 17 | 11.7 | 8.5 | 1.96 | 65 | 52 | 210461795
ARCOAIRE | N4H7T36*K*AAA* | EA*4X37L21A* | *97CMN0802120B* | 34200 | 35000 | 16 | 11.7 | 8.1 | 2.22 | 62 | 50 | 213742156
KEEPRITE | DLCURAH24ABK | EA*4X30L17A* | *96VTN0401410A* | 23200 | 25800 | 16 | 10 | 8.5 | 2.02 | 74 | 94 | 211241602
KEEPRITE | DLCURAH24ABK | EA*4X36L21A* | *80VSL0451716A* | 23400 | 25600 | 17 | 10 | 8.5 | 1.96 | 73 | 92 | 211242392
KEEPRITE | DLCURAH24ABK | EA*4X24L17A* | *92MSN0601714A* | 23400 | 26800 | 17 | 10 | 8.5 | 2.24 | 72 | 99 | 212984033
KEEPRITE | DLCURAH24ABK | EA*4X25L17A* | *92MSN0601714A* | 24200 | 25200 | 17 | 10 | 8.5 | 1.82 | 74 | 87 | 212984045
KEEPRITE | DLCURAH24ABK | EN(A,D)4X30L17** | *95MSU0401712A* | 23600 | 26400 | 16.5 | 10 | 8.1 | 2.02 | 73 | 92 | 212988741
KEEPRITE | DLCURAH18ABK | EA*4X30L17A* | *95ESU0401712A* | 17800 | 18300 | 16 | 10.5 | 8.5 | 2.22 | 67 | 101 | 211261656
KEEPRITE | DLCURAH18ABK | EN(A,D)4X24L14** | *80VSL0451412A* | 17700 | 18600 | 16 | 10.5 | 8.5 | 2.26 | 67 | 101 | 211262520
KEEPRITE | DLCURAH18ABK | EN(A,D)4X24L17** | *96VSN0601412A* | 17900 | 18800 | 15.5 | 11 | 8.5 | 2.26 | 66 | 99 | 211262889
KEEPRITE | DLCURAH24ABK | EA*4X36L21A* | *80ES(N,L)0901714A* | 24800 | 26400 | 17 | 10 | 8.5 | 1.84 | 73 | 83 | 211242591
KEEPRITE | DLCURAH24ABK | EA*4X37L17A* | *92MSN0401712A* | 23800 | 25800 | 16 | 10 | 8.5 | 1.86 | 74 | 88 | 212983192
KEEPRITE | DLCURAH24ABK | EN(A,D,W)4X36L17** | *92MSN0401712A* | 23400 | 26200 | 15.5 | 10 | 8.1 | 1.98 | 73 | 92 | 212983236
KEEPRITE | DLCURAH24ABK | EA*4X24L14A* | *80ES(N,L)0701412A* | 24000 | 26800 | 16.5 | 10 | 8.5 | 1.98 | 72 | 90 | 211240360
KEEPRITE | DLCURAH24ABK | EA*4X36L21A* | *92MSN0802120A* | 23600 | 26000 | 17.5 | 10 | 8.5 | 2.02 | 73 | 92 | 212985037
KEEPRITE | DLCURAH36ABK | EN(A,D)4X48L24** | *96VTN1002120A* | 36600 | 39500 | 15.5 | 10 | 8.1 | 2.04 | 74 | 89 | 211230766
GRANDAIRE | WDLCURAH24ABK | WLNC244BA* | WFEU060B048B* | 23200 | 26800 | 16.5 | 10 | 8.5 | 1.96 | 72 | 88 | 214229188
GRANDAIRE | WDLCURAH36ABK | WLA*434CA* | WFEL110C060B* | 37000 | 38500 | 16 | 10 | 8.5 | 2.12 | 76 | 90 | 211228293
GRANDAIRE | WDLCURAH36ABK | WLA*424DA* | WFAX120D060A* | 35800 | 38500 | 16 | 10 | 8.1 | 1.9 | 76 | 91 | 211227997
GRANDAIRE | WDLCURAH36ABK | WLA*424DA* | WFEL110C060B* | 35400 | 38500 | 16 | 10 | 8.1 | 1.88 | 76 | 91 | 211227822
GRANDAIRE | WDLCURAH18ABK | WLNC304AA* | WFST040A030A* | 17400 | 18000 | 16 | 10.5 | 8.1 | 2.24 | 68 | 104 | 212974741
GRANDAIRE | WDLCURAH36ABK | WLN(C,W)484CA* | WFEL090B042B* | 36600 | 39500 | 16 | 10.5 | 8.1 | 2.04 | 74 | 89 | 211229942
GRANDAIRE | WDLCURAH24ABK | WLA*374BA* | WFE*045A036C* | 24200 | 25200 | 17 | 10 | 8.5 | 2.08 | 77 | 99 | 212977645
GRANDAIRE | WDLCURAH18ABK | WLA*254BA* | WFAX060B042B* | 18100 | 17900 | 16.5 | 11 | 8.5 | 2.24 | 69 | 104 | 212984192
COMFORTMAKER | N4H7T24*K*AAA* | EA*4X25L17A* | *80VTL0701716B* | 23000 | 24000 | 16.5 | 12.5 | 8.1 | 2.32 | 60 | 45 | 213167781
COMFORTMAKER | DLCURAH36ABK | EN(A,D,W)4X48L21** | *80MS(N,L)0902116A* | 35800 | 38500 | 16.5 | 10 | 8.1 | 2 | 76 | 90 | 213078469
ARCOAIRE | HVH825GKA3* | EHD4X48AAL+WALLCON | *96CTN1002122B* | 24200 | 21200 | 16 | 11 | 8.1 | 2.02 | 97 | 78 | 213774709
ARCOAIRE | HVH837GKA2* | EN(A,D)4X48L24**+WALLCON | *97CMN0802120B* | 32400 | 32800 | 17.5 | 11.5 | 8.5 | 1.96 | 96 | 76 | 214574672
ARCOAIRE | HVH837GKA2* | EN(A,D)4X48L24**+WALLCON | *95CSU1002122B* | 32400 | 32600 | 17.5 | 11.5 | 8.5 | 1.98 | 96 | 76 | 214574652
ARCOAIRE | HVH837GKA2* | EN(A,D,W)4X48L21**+WALLCON | *97CMN0802120B* | 32400 | 32800 | 17.5 | 11.5 | 8.5 | 1.96 | 96 | 76 | 214574612
ARCOAIRE | HVH837GKA2* | EA*4X36L17A*+WALLCON | *80CSU0401712A* | 31400 | 33200 | 17 | 11 | 8.1 | 1.86 | 94 | 73 | 206773030
ARCOAIRE | HVH837GKA2* | EHD4X48AAL+WALLCON | *97CMN0602120A* | 32400 | 33200 | 16.5 | 11 | 8.1 | 1.94 | 96 | 76 | 206773021
ARCOAIRE | HVH837GKA2* | EN(A,D,W)4X48L21**+WALLCON | *96CTN1002122A* | 32400 | 33000 | 17.5 | 11.7 | 8.1 | 1.96 | 95 | 75 | 206772318
KENMORE | N4H7T24*K*AAA* | EA*4X37L17A* | *80VTL0451412B* | 23000 | 24000 | 16.5 | 12.5 | 8.1 | 2.32 | 60 | 45 | 213168914
KENMORE | (C,H,T)VH848GKA** | EHD4X60AAL+WALLCON | *96CTN1002122A* | 46000 | 46000 | 17 | 10 | 8.5 | 2.04 | 79 | 63 | 204301641
KENMORE | (C,H,T)VH848GKA** | EHD4X60AAL+WALLCON | *97CMN1002122A* | 46000 | 46000 | 17 | 10 | 8.5 | 2.04 | 79 | 63 | 204301611
KENMORE | (C,H,T)VH837GKA** | EA*4X42L24A*+WALLCON | *96CTN1202422A* | 31800 | 33000 | 17.5 | 11.5 | 8.1 | 1.9 | 95 | 74 | 204299093
COMFORTMAKER | DLCURAH18ABK | EA*4X19L17A* | *92MSN0401712A* | 17700 | 17900 | 16 | 10.5 | 8.1 | 2.16 | 68 | 101 | 212983255
COMFORTMAKER | DLCURAH18ABK | EN(A,D)4X24L17** | *80MS(N,L)0701712A* | 17400 | 18400 | 16.5 | 11 | 8.5 | 2.32 | 67 | 104 | 212978790
KENMORE | (C,H,T)VH825GKA3* | EA*4X48L21A*+WALLCON | *96CTN0601714B* | 24000 | 21000 | 16.5 | 10.5 | 8.1 | 2 | 97 | 79 | 213773783
KENMORE | (C,H,T)VH825GKA3* | EA*4X36L21A*+WALLCON | *80CTL0902120B* | 23600 | 21400 | 16.5 | 10.5 | 8.1 | 1.94 | 96 | 78 | 213773073
KENMORE | (C,H,T)VH825GKA3* | EA*4X36L17A*+WALLCON | *80CTL0451712B* | 23400 | 21600 | 16 | 10.5 | 8.1 | 1.92 | 96 | 78 | 213772943
KENMORE | (C,H,T)VH837GKA2* | EA*4X48L24A*+WALLCON | *97CMN1002122A* | 32400 | 32600 | 17.5 | 11.7 | 8.5 | 2 | 96 | 76 | 206997732
KENMORE | (C,H,T)VH837GKA2* | EHD4X60AAL+WALLCON | *97CMN1202422A* | 33000 | 32200 | 17 | 11 | 8.1 | 2 | 98 | 78 | 210471263
KENMORE | (C,H,T)VH825GKA2* | EHD4X42AAL+WALLCON | *80CTL0701716B* | 24200 | 21400 | 16 | 10.5 | 8.1 | 2 | 96 | 78 | 213772283
KENMORE | (C,H,T)VH825GKA2* | EHD4X36AAL+WALLCON | *80CTL0701412B* | 24000 | 21400 | 16.5 | 10.5 | 8.1 | 1.98 | 96 | 78 | 213772103
KENMORE | (C,H,T)VH825GKA2* | END4X42L17**+WALLCON | *80CTL0901716B* | 24000 | 21400 | 17 | 11.5 | 8.1 | 1.98 | 96 | 78 | 214242893
KENMORE | (C,H,T)VH825GKA2* | END4X42L17**+WALLCON | *80CTL0701412B* | 24000 | 21400 | 17 | 11 | 8.1 | 1.98 | 96 | 78 | 214242873
KENMORE | (C,H,T)VH825GKA2* | EN(A,D)4X36L21**+WALLCON | *96CTN1002122B* | 23600 | 21400 | 16.5 | 11 | 8.1 | 1.92 | 97 | 78 | 214242853
KENMORE | (C,H,T)VH825GKA3* | EA*4X48L24A*+WALLCON | *80CTL0702120B* | 24000 | 21000 | 17 | 11 | 8.5 | 2.02 | 97 | 79 | 214570736
KENMORE | (C,H,T)VH825GKA3* | EA*4X48L21A*+WALLCON | *97CMN0802120B* | 24000 | 21000 | 16.5 | 11 | 8.5 | 2.02 | 97 | 79 | 214570716
KENMORE | (C,H,T)VH825GKA3* | EA*4X48L21A*+WALLCON | *95CSU1002122B* | 24000 | 21000 | 17 | 11 | 8.5 | 2.02 | 97 | 79 | 214570696
KENMORE | (C,H,T)VH825GKA3* | EA*4X48L21A*+WALLCON | *80CTL0702120B* | 24000 | 21000 | 16.5 | 11 | 8.5 | 2.02 | 97 | 79 | 214570676
KENMORE | (C,H,T)VH825GKA3* | EA*4X43L21A*+WALLCON | *97CMN0802120B* | 24400 | 21200 | 16.5 | 11 | 8.5 | 2.04 | 97 | 78 | 214570656
KENMORE | (C,H,T)VH837GKA** | EA*4X60L24A*+WALLCON | *95CSU0802120B* | 32800 | 31600 | 17.5 | 11.5 | 8.5 | 1.98 | 98 | 78 | 214572906
COMFORTMAKER | CVH825GKA2* | EN(A,D)4X36L21**+WALLCON | *96CTN0601714B* | 23400 | 21600 | 16 | 10.5 | 8.1 | 1.9 | 96 | 78 | 214242830
COMFORTMAKER | CVH825GKA2* | EN(A,D)4X36L21**+WALLCON | *96CTN1002122B* | 23600 | 21400 | 16.5 | 11 | 8.1 | 1.92 | 97 | 78 | 214242850
COMFORTMAKER | DLCURAH24ABK | EN(A,D)4X24L17** | OLV098A12* | 23000 | 26400 | 16 | 10 | 8.5 | 2.04 | 73 | 93 | 211244258
COMFORTMAKER | DLCURAH24ABK | EA*4X30L17A* | *80ESU0401712A* | 24000 | 26000 | 17 | 10 | 8.5 | 1.94 | 73 | 89 | 211241511
COMFORTMAKER | CVH825GKA2* | EA*4X36L21A*+WALLCON | *96CTN0801714B* | 23600 | 21400 | 16.5 | 10.5 | 8.1 | 1.94 | 97 | 78 | 213771010
COMFORTMAKER | CVH825GKA3* | EN(A,D)4X30L17**+WALLCON | *96CTN0801714B* | 23400 | 21600 | 16.5 | 11 | 8.1 | 1.92 | 96 | 77 | 214241760
COMFORTMAKER | DLCURAH18ABK | FMA4X18**AL* |  | 17400 | 18500 | 16 | 10.5 | 8.5 | 2.44 | 67 | 108 | 211264928
COMFORTMAKER | DLCURAH18ABK | FEM4P18**AL |  | 17400 | 18300 | 16 | 10.5 | 8.5 | 2.34 | 67 | 106 | 211264764
COMFORTMAKER | CVH837GKA2* | EHD4X60AAL+WALLCON | *96CTN0802120B* | 33000 | 32000 | 18 | 11.5 | 8.5 | 2.02 | 98 | 78 | 214574443
COMFORTMAKER | CVH837GKA2* | EN(A,D)4X36L21**+WALLCON | *95CSU0802120B* | 31400 | 33200 | 16.5 | 11 | 8.1 | 1.82 | 94 | 73 | 214574463
COMFORTMAKER | CVH837GKA2* | EN(A,D)4X36L21**+WALLCON | *96CTN0802120B* | 31400 | 33000 | 17 | 11 | 8.1 | 1.84 | 94 | 73 | 214574503
COMFORTMAKER | CVH837GKA2* | EN(A,D,W)4X42L21**+WALLCON | *95CSU0802120B* | 31800 | 33000 | 17 | 11 | 8.1 | 1.88 | 95 | 75 | 214574523
COMFORTMAKER | CVH825GKA3* | EA*4X25L17A*+WALLCON | *96CTN0401410B* | 24000 | 21600 | 15.5 | 10 | 8.1 | 1.96 | 97 | 79 | 213893309
COMFORTMAKER | DLCURAH36ABK | EA*4X42L24A* | *96VTN1002122B* | 35400 | 38500 | 16.5 | 10 | 8.1 | 1.88 | 76 | 91 | 213077735
COMFORTMAKER | DLCURAH36ABK | EA*4X42L24A* | *96VTN1002120B* | 35400 | 38500 | 16.5 | 10 | 8.1 | 1.88 | 76 | 91 | 213077629
COMFORTMAKER | DLCURAH18ABK | EA*4X25L17A* | *92MSN0401712A* | 17700 | 17700 | 16 | 10.5 | 8.1 | 2.14 | 68 | 101 | 212983277
TEMPSTAR | N4H7T48*K*AAA* | EVD4X61M21A* | *96VTN1002122A* | 47000 | 50500 | 16 | 11.7 | 8.1 | 2.32 | 61 | 49 | 213640081
TEMPSTAR | DLCURAH36ABK | EA*4X37L21A* | *80MSU0401712A* | 36600 | 38500 | 16 | 10 | 8.5 | 2.08 | 75 | 90 | 213078995
COMFORTMAKER | DLCURAH36ABK | EA*4X37L17A* | *80ESU0601716A | 36600 | 39500 | 15.5 | 10 | 8.5 | 2.04 | 74 | 89 | 212383392
TEMPSTAR | TVH824GKA** | EA*4X42L24A*+WALLCON | *97CMN1202422A* | 23600 | 22000 | 16 | 10 | 8.1 | 1.94 | 72 | 57 | 204292256
TEMPSTAR | TVH824GKA** | EA*4X42L21A*+WALLCON | *96CTN0801714A* | 23600 | 22200 | 16 | 10 | 8.1 | 1.92 | 71 | 57 | 204291655
AIRQUEST | DLCURAH18ABK | EA*4X24L17A* | *95MSU0401712A* | 17200 | 18200 | 16 | 10.5 | 8.5 | 2.34 | 68 | 107 | 212988784
AIRQUEST | DLCURAH18ABK | EN(A,D)4X18L14** | *96MSN0601412A* | 17400 | 18600 | 16 | 10.5 | 8.5 | 2.38 | 67 | 106 | 212987040
SMART COMFORT | DLCURAH24ABK | EN(A,D)4X24L17** | *96MSM0601716A* | 23400 | 26600 | 16 | 10 | 9 | 2 | 73 | 91 | 214395016
KEEPRITE | CVH824GKA** | EA*4X37L17A*+WALLCON | *80CTL0901716B* | 24200 | 22000 | 16 | 10 | 8.1 | 1.96 | 72 | 57 | 213786435
KEEPRITE | CVH824GKA** | EA*4X36L21A*+WALLCON | *96CTN1002122B* | 23400 | 22000 | 16.5 | 10 | 8.1 | 1.94 | 71 | 57 | 213786395
ARCOAIRE | N4H7T60*K*AAA* | EA*4X61L21A* | *96VTN1002122B* | 54500 | 57500 | 15.5 | 12 | 8.1 | 2.26 | 64 | 51 | 213179388
ARCOAIRE | N4H7T36*K*AAA* | EA*4X43L21A* | *80VTL0902120B* | 34600 | 35200 | 16 | 12 | 8.1 | 2.24 | 62 | 51 | 213173563
KENMORE | (C,H,T)VH837GKA2* | EA*4X61L21A*+WALLCON | *97CMN1002122A* | 33200 | 32000 | 17.5 | 12 | 8.5 | 2 | 98 | 78 | 210470471
KENMORE | (C,H,T)VH837GKA2* | EA*4X61L21A*+WALLCON | *80CSU1002120A* | 33200 | 32200 | 17.5 | 11.5 | 8.5 | 1.98 | 98 | 78 | 210470427
KENMORE | (C,H,T)VH837GKA2* | EA*4X60L24A*+WALLCON | *97CMN1202422A* | 32800 | 32000 | 17.5 | 11.7 | 8.5 | 1.98 | 98 | 78 | 210470328
KENMORE | N4H7T36*K*AAA* | FVM4X60***L |  | 35600 | 35200 | 17 | 12.5 | 8.1 | 2.22 | 61 | 48 | 207871398
KENMORE | (C,H,T)VH837GKA** | EA*4X48L21A*+WALLCON | *80CSU0601716A* | 32200 | 32600 | 17.5 | 11 | 8.1 | 1.98 | 97 | 77 | 206135780
KENMORE | (C,H,T)VH837GKA** | EA*4X43L21A*+WALLCON | *97CMN1002122A* | 33000 | 33000 | 17.5 | 11.7 | 8.5 | 2 | 96 | 76 | 205751200
KENMORE | (C,H,T)VH837GKA** | EHD4X60AAL+WALLCON | *96CTN0801714A* | 32800 | 32600 | 16.5 | 11 | 8.1 | 1.98 | 97 | 77 | 210595864
KENMORE | (C,H,T)VH837GKA** | EA*4X60L24A*+WALLCON | *97CMN0602120A* | 32600 | 32200 | 17 | 11.5 | 8.1 | 1.96 | 98 | 78 | 210595819
KENMORE | (C,H,T)VH837GKA** | EA*4X36L17A*+WALLCON | *80CSU0601716A* | 31400 | 33400 | 17 | 11 | 8.1 | 1.84 | 94 | 73 | 210595801
KENMORE | (C,H,T)VH825GKA2* | EA*4X36L21A*+WALLCON | *80CTL0451712A* | 23400 | 21600 | 16 | 10.5 | 8.1 | 1.92 | 96 | 78 | 204456668
KENMORE | (C,H,T)VH837GKA** | EN(A,D,W)4X48L21**+WALLCON | *80CTL0901716A* | 32400 | 32800 | 18 | 11.7 | 8.1 | 1.98 | 96 | 76 | 204299843
ARCOAIRE | DLCURAH36ABK | EN(A,D)4X48L24** | *80MS(N,L)1552420A* | 36200 | 38500 | 16.5 | 10.5 | 8.1 | 2.02 | 76 | 91 | 213078811
ARCOAIRE | DLCURAH36ABK | EA*4X42L24A* | *96VSN0802120A* | 35600 | 38500 | 16 | 10 | 8.1 | 1.9 | 76 | 91 | 211228053
ARCOAIRE | DLCURAH36ABK | EA*4X42L24A* | *96VSN1002120A* | 35600 | 38500 | 16 | 10 | 8.1 | 1.9 | 76 | 91 | 211228062
ARCOAIRE | DLCURAH36ABK | EA*4X42L24A* | *96VSN1202422A* | 35400 | 38500 | 16 | 10 | 8.1 | 1.88 | 76 | 91 | 211228071
ARCOAIRE | H4H7T48*K*AAA* | EVD4X61M21A* | *80VTL1102122B* | 46500 | 50500 | 16 | 11.7 | 8.1 | 2.32 | 61 | 49 | 213677305
ARCOAIRE | H4H7T48*K*AAA* | EVD4X61M21A*+WALLCON | *80CTL0902120B* | 47000 | 51000 | 16 | 11.7 | 8.1 | 2.3 | 61 | 50 | 213677273
KEEPRITE | CVH825GKA3* | EHD4X42AAL+WALLCON | *80CTL0451712B* | 24000 | 21400 | 15.5 | 10.5 | 8.1 | 1.98 | 97 | 78 | 213774392
KEEPRITE | DLCURAH24AAK | EN(A,D)4X36L21** | *80ES(N,L)0901714A* | 24600 | 25800 | 15.5 | 10 | 8.1 | 1.88 | 79 | 63 | 211640722
KEEPRITE | DLCURAH24ABK | EN(A,D)4X24L17** | *95ESN0801716A* | 24200 | 27400 | 15.2 | 10 | 8.5 | 1.84 | 72 | 82 | 211244197
KEEPRITE | CVH825GKA3* | EHD4X42AAL+WALLCON | *96CTN0801714A* | 24000 | 21400 | 16 | 10.5 | 8.1 | 2 | 97 | 78 | 210474335
KEEPRITE | CVH825GKA3* | EA*4X30L17A*+WALLCON | *80CTL0701716B* | 23400 | 21600 | 16.5 | 11 | 8.1 | 1.92 | 96 | 77 | 213772862
KEEPRITE | CVH825GKA3* | EA*4X30L17A*+WALLCON | *97CMN0801714B* | 23400 | 21600 | 16 | 10.5 | 8.1 | 1.9 | 96 | 77 | 213772902
KEEPRITE | CVH825GKA3* | EA*4X36L17A*+WALLCON | *97CMN0801714B* | 23400 | 21600 | 16.5 | 10.5 | 8.1 | 1.94 | 96 | 77 | 213773002
KEEPRITE | CVH825GKA3* | EA*4X36L21A*+WALLCON | *96CTN1002122B* | 23600 | 21400 | 16.5 | 11 | 8.1 | 1.94 | 96 | 78 | 213773152
KEEPRITE | CVH825GKA3* | EA*4X37L17A*+WALLCON | *97CMN0601714B* | 24000 | 21600 | 16 | 10.5 | 8.1 | 1.98 | 96 | 78 | 213773212
AIRQUEST | DLCURAH24ABK | EA*4X36L17A* | *80VTL0701716B* | 23800 | 26200 | 17 | 10 | 8.5 | 1.98 | 73 | 91 | 212971657
AIRQUEST | HVH848GKA2* | EHD4X60AAL+WALLCON | *80CTL1102120A* | 46000 | 46000 | 17 | 10 | 8.5 | 2.04 | 79 | 63 | 206774661
AIRQUEST | HVH837GKA2*+TSTAT | EA*4X48L24A* | *96VTN1002120A* | 31800 | 47000 | 17.5 | 11 | 8.1 | 1.96 | 66 | 52 | 210460871
AIRQUEST | DLCURAH36ABK | EA*4X48L24A* | *96MSN1002122A* | 35800 | 37800 | 16.5 | 10 | 8.5 | 2.06 | 77 | 92 | 212988226
AIRQUEST | N4H7T24*K*AAA* | EA*4X36L21A* | *80VSL1102122B* | 22400 | 23800 | 16 | 12.5 | 8.1 | 2.26 | 60 | 44 | 213168752
AIRQUEST | N4H7T24*K*AAA* | EA*4X37L17A* | *80VTL0451412B* | 23000 | 24000 | 16.5 | 12.5 | 8.1 | 2.32 | 60 | 45 | 213168909
AIRQUEST | HVH837GKA** | EN(A,D)4X48L24**+WALLCON | *80CSU1002120A* | 32400 | 33000 | 17.5 | 11.5 | 8.1 | 1.96 | 96 | 75 | 210599500
AIRQUEST | DLCURAH24ABK | EN(A,D)4X36L21** | *95ESU0601716A* | 24200 | 26200 | 16.5 | 10.5 | 8.1 | 1.9 | 73 | 87 | 211245460
AIRQUEST | DLCURAH36ABK | EN(A,D,W)4X48L21** | *80ESU0601716A | 35600 | 38500 | 16.5 | 10 | 8.1 | 2 | 75 | 90 | 211230029
AIRQUEST | DLCURAH36ABK | EN(A,D,W)4X48L21** | *80VSL0902120A* | 35800 | 38500 | 16.5 | 10 | 8.1 | 2 | 76 | 90 | 211230008
AIRQUEST | DLCURAH36ABK | EN(A,D,W)4X48L21** | *92ESN0601714A* | 36200 | 38500 | 16 | 10 | 8.1 | 2.02 | 76 | 90 | 211230121
SMART COMFORT | DLCURAH36ABK | EA*4X42L21A* | *95MSU1002120A* | 35600 | 38500 | 16 | 10 | 8.1 | 1.9 | 76 | 91 | 213075907
SMART COMFORT | DLCURAH24ABK | EA*4X37L21A* | *80VTL0701716B* | 24200 | 25200 | 17.5 | 10 | 8.5 | 1.82 | 74 | 86 | 212971696
SMART COMFORT | DLCURAH36ABK | EA*4X43L21A* | *92MSN1002120A* | 36600 | 38000 | 16.5 | 10 | 8.5 | 2.08 | 76 | 92 | 213079786
SMART COMFORT | DLCURAH36ABK | EN(A,D,W)4X48L21** | *92ESN0802120A* | 35800 | 38500 | 16.5 | 10.5 | 8.1 | 2.02 | 75 | 90 | 211230138
SMART COMFORT | DLCURAH36ABK | EN(A,D,W)4X48L21** | *80ES(N,L)0901714A* | 36600 | 39500 | 16 | 10.5 | 8.1 | 2.04 | 74 | 89 | 211229940
TEMPSTAR | N4H7T36*K*AAA* | EA*4X43L21A* | *80VSL0902120B* | 34600 | 35200 | 16 | 12 | 8.1 | 2.24 | 62 | 51 | 213173625
TEMPSTAR | N4H7T36*K*AAA* | EA*4X43L21A* | *80VSL1102122B* | 34400 | 35000 | 16 | 12 | 8.1 | 2.24 | 62 | 50 | 213173638
TEMPSTAR | DLCURAH18ABK | FM(C,U)4Z30**AL* |  | 18000 | 18500 | 17.5 | 11 | 8.5 | 2.3 | 67 | 102 | 211265025
TEMPSTAR | DLCURAH36ABK | EA*4X43L21A* | *96VTN0802120B* | 36600 | 38500 | 16 | 10 | 8.5 | 2.04 | 75 | 90 | 213077528
TEMPSTAR | DLCURAH18ABK | EN(A,D)4X24L14** | *80MS(N,L)0701412A* | 17600 | 18500 | 16.5 | 11 | 8.5 | 2.3 | 67 | 103 | 212978318
AIRQUEST | DLCURAH24ABK | EN(A,D)4X30L17** | *96VSN0401712A* | 23400 | 25800 | 16 | 10 | 8.1 | 1.98 | 74 | 93 | 211244448
AIRQUEST | DLCURAH24ABK | EN(A,D)4X24L17** | *80ESU0601716A | 24400 | 27200 | 16 | 10 | 8.5 | 1.86 | 72 | 83 | 211244237
KEEPRITE | N4H7T24*K*AAA* | EA*4X25L17A* | *80VTL0701716B* | 23000 | 24000 | 16.5 | 12.5 | 8.1 | 2.32 | 60 | 45 | 213167783
KEEPRITE | N4H7T24*K*AAA* | EA*4X25L17A* | *80VSL0901716B* | 23200 | 24200 | 16.5 | 12.5 | 8.1 | 2.34 | 60 | 45 | 213167845
KEEPRITE | N4H7T24*K*AAA* | EA*4X25L17A* | *96VTN0601412B* | 22800 | 24000 | 16.5 | 12 | 8.1 | 2.3 | 60 | 45 | 213167897
KEEPRITE | C4H5S42*K*AAA* | FCMB4B60L0D*+WALLCON |  | 41000 | 41500 | 15.5 | 12.5 | 8.1 | 2.3 | 62 | 49 | 213301770
KEEPRITE | N4H7T48*K*AAA* | EVD4X61M21A* | *96VTN1002122A* | 47000 | 50500 | 16 | 11.7 | 8.1 | 2.32 | 61 | 49 | 213640078
TEMPSTAR | T4H7T24*K*AAA* | EA*4X37L17A* | *96VTN0401410A* | 23600 | 24600 | 16.5 | 12 | 8.1 | 2.16 | 59 | 43 | 210704000
TEMPSTAR | T4H7T24*K*AAA* | EA*4X25L17A* | *96VTN0601412A* | 23800 | 24400 | 16.5 | 12 | 8.1 | 2.2 | 59 | 43 | 210703820
TEMPSTAR | DLCURAH36ABK | EA*4X42L21A* | *95MSU1002120A* | 35600 | 38500 | 16 | 10 | 8.1 | 1.9 | 76 | 91 | 213075908
TEMPSTAR | DLCURAH36ABK | EA*4X48L21A* | *96MSN1002120A* | 35800 | 37800 | 16.5 | 10 | 8.5 | 2.04 | 77 | 92 | 212988009
TEMPSTAR | TVH837GKA2* | EHD4X48AAL+WALLCON | *97CMN0802120B* | 32600 | 32800 | 17 | 11 | 8.5 | 1.98 | 96 | 76 | 214574377
TEMPSTAR | TVH837GKA2* | EHD4X48AAL+WALLCON | *95CSU1002122B* | 32600 | 32600 | 17.5 | 11 | 8.5 | 1.98 | 97 | 76 | 214574357
TEMPSTAR | TVH837GKA** | EN(A,D)4X48L24**+WALLCON | *96CTN0802120B* | 32400 | 32600 | 17.5 | 11.5 | 8.5 | 1.98 | 96 | 76 | 214573547
TEMPSTAR | DLCURAH18ABK | EA*4X25L17A* | *95MSU0401712A* | 17700 | 17700 | 16.5 | 10.5 | 8.1 | 2.14 | 68 | 101 | 212988803
TEMPSTAR | DLCURAH36ABK | EA*4X42L21A* | *92MSN1002120A* | 35200 | 38500 | 16.5 | 10 | 8.1 | 1.88 | 76 | 91 | 213079763
TEMPSTAR | TVH825GKA3* | EN(A,D)4X48L24**+WALLCON | *95CSU1002122A* | 24200 | 21200 | 17 | 11.5 | 8.1 | 2.02 | 97 | 78 | 210474079
TEMPSTAR | TVH837GKA2* | EA*4X61L24A*+WALLCON | *80CTL0902120A* | 33200 | 32000 | 18 | 12 | 8.5 | 2 | 98 | 78 | 210470560
TEMPSTAR | TVH837GKA2*+TSTAT | EHD4X60AAL | *80VSL0451716A* | 32400 | 47000 | 16.5 | 11 | 8.1 | 1.96 | 66 | 52 | 210468269
TEMPSTAR | TVH837GKA2*+TSTAT | EHD4X42AAL | *80VSL1102422A* | 31800 | 47500 | 16.5 | 11 | 8.1 | 1.94 | 64 | 51 | 210467116
TEMPSTAR | TVH837GKA2*+TSTAT | EHD4X36AAL | *80VTL0701716A* | 31800 | 48000 | 16.5 | 11 | 8.1 | 1.92 | 64 | 50 | 210466582
TEMPSTAR | TVH837GKA2*+TSTAT | EN(A,D)4X48L24** | *80VSL1102422A* | 31800 | 47500 | 17.5 | 12 | 8.1 | 1.94 | 64 | 51 | 210464687
TEMPSTAR | TVH837GKA2*+TSTAT | EN(A,D)4X48L24** | *96VSN1002120A* | 31800 | 47500 | 17.5 | 11.7 | 8.1 | 1.94 | 64 | 51 | 210464598
TEMPSTAR | TVH825GKA2* | EA*4X48L21A*+WALLCON | *80CTL0451712A* | 24000 | 21000 | 16.5 | 11 | 8.1 | 2 | 98 | 80 | 210599898
TEMPSTAR | TVH825GKA2* | EA*4X37L21A*+WALLCON | *97CMN1002122B* | 24400 | 21200 | 16.5 | 11 | 8.5 | 2.04 | 97 | 78 | 213771214
TEMPSTAR | TVH825GKA2* | EA*4X37L21A*+WALLCON | *80CTL0901716B* | 24600 | 21000 | 17 | 11 | 8.5 | 2.02 | 98 | 79 | 213771154
TEMPSTAR | TVH825GKA2* | EA*4X37L17A*+WALLCON | *96CTN0601714B* | 24000 | 21400 | 16 | 11 | 8.1 | 1.98 | 97 | 79 | 213771114
TEMPSTAR | TVH825GKA2* | EA*4X37L17A*+WALLCON | *80CTL0451712B* | 24000 | 21600 | 16 | 10.5 | 8.1 | 1.98 | 96 | 78 | 213771034
ARCOAIRE | N4H7T48*K*AAA* | EVM4X60M21A* | *80VTL1102122B* | 46000 | 50500 | 16 | 11.7 | 8.1 | 2.3 | 61 | 49 | 213637236
ARCOAIRE | DLCURAH24ABK | EA*4X24L17A* | *96VSN0801716B* | 23600 | 27000 | 16.5 | 10 | 8.5 | 2.14 | 72 | 95 | 212973825
ARCOAIRE | DLCURAH24ABK | EA*4X30L17A* | *96VSN0801716B* | 23400 | 26200 | 17 | 10 | 8.5 | 2.08 | 73 | 95 | 212973845
ARCOAIRE | DLCURAH24ABK | EA*4X25L17A* | *96VTN0601412B* | 24000 | 25000 | 17 | 10 | 8.5 | 1.82 | 74 | 87 | 212975654
ARCOAIRE | DLCURAH24ABK | EA*4X37L17A* | *96VTN0601412B* | 24000 | 25200 | 17 | 10 | 8.1 | 1.86 | 75 | 89 | 212975698
ARCOAIRE | DLCURAH24ABK | EN(A,D,W)4X36L17** | *96VSN0601412B* | 23400 | 26200 | 16.5 | 10 | 8.1 | 2.04 | 73 | 94 | 212973635
ARCOAIRE | DLCURAH24ABK | EA*4X37L21A* | *80VTL0902120A* | 24600 | 25400 | 17 | 10.5 | 8.5 | 1.78 | 73 | 83 | 211243393
KEEPRITE | DLCURAH24ABK | EN(A,D,W)4X36L17** | *80ES(N,L)0701712A* | 24400 | 26400 | 16.5 | 10.5 | 8.1 | 1.88 | 73 | 86 | 211245139
KEEPRITE | DLCURAH24ABK | EN(A,D,W)4X36L17** | *80ES(N,L)0451712A* | 24000 | 26200 | 16.5 | 10.5 | 8.1 | 1.9 | 73 | 88 | 211245127
KEEPRITE | DLCURAH24ABK | EN(A,D,W)4X36L17** | *95ESN0801716A* | 24600 | 26800 | 15.5 | 10 | 8.1 | 1.82 | 73 | 83 | 211245207
KEEPRITE | DLCURAH24ABK | EN(A,D)4X36L21** | *96VSN0801716A* | 24200 | 26200 | 16.5 | 10.5 | 8.1 | 1.9 | 73 | 88 | 211245352
GRANDAIRE | WDLCURAH18ABK | WLA*194BA* | WFAX040B036B* | 17700 | 17900 | 16 | 10.5 | 8.1 | 2.32 | 69 | 108 | 212983260
GRANDAIRE | WDLCURAH18ABK | WLA*244BA* | WFEU040B036B* | 17200 | 18300 | 16 | 10 | 8.5 | 2.3 | 67 | 104 | 212982395
GRANDAIRE | WDLCURAH24ABK | WLNC304BA* | WFEU040B036B* | 23800 | 25800 | 16.5 | 10.5 | 8.5 | 1.98 | 73 | 92 | 212982347
GRANDAIRE | WDLCURAH24ABK | WLA*254BA* | WFEU040B036B* | 24400 | 25200 | 17 | 10 | 8.5 | 1.82 | 73 | 86 | 212982263
ARCOAIRE | DLCURAH24ABK | EA*4X24L14A* | *80VSL0451412B* | 23200 | 26800 | 17 | 10 | 9.5 | 2.32 | 72 | 101 | 212969729
ARCOAIRE | DLCURAH24ABK | EA*4X37L17A* | *80VSL0451412B* | 24200 | 25200 | 17 | 10 | 8.5 | 1.84 | 74 | 87 | 212969789
ARCOAIRE | DLCURAH24ABK | EN(A,D)4X24L17** | *80ES(N,L)0901714A* | 24000 | 27000 | 16 | 10 | 8.5 | 1.9 | 72 | 85 | 211244137
ARCOAIRE | DLCURAH24ABK | EN(A,D)4X24L17** | *92ESN0601714A* | 23800 | 26800 | 16.5 | 10 | 8.5 | 1.92 | 73 | 87 | 211244160
ARCOAIRE | DLCURAH24ABK | EN(A,D)4X30L14** | *92ESN0601412A* | 23400 | 25800 | 16.5 | 10 | 8.1 | 2.02 | 73 | 94 | 211244380
ARCOAIRE | DLCURAH24ABK | EN(A,D)4X24L17** | *80MS(N,L)0451412A* | 23200 | 26800 | 16.5 | 10 | 8.5 | 2.08 | 73 | 93 | 212977662
ARCOAIRE | DLCURAH24ABK | EA*4X25L17A* | *80MS(N,L)0701712A* | 24400 | 25200 | 17.5 | 10.5 | 8.5 | 1.82 | 74 | 86 | 212978635
KENMORE | (C,H,T)VH848GKA2* | EA*4X60L24A*+WALLCON | *96CTN1002122A* | 45500 | 45500 | 17.5 | 10 | 8.5 | 2.02 | 79 | 63 | 206997506
KENMORE | (C,H,T)VH837GKA2* | EA*4X61L21A*+WALLCON | *80CTL0902120A* | 33200 | 32000 | 18 | 11.7 | 8.5 | 2 | 98 | 78 | 210470449
KENMORE | (C,H,T)VH837GKA2*+TSTAT | EHD4X60AAL | *96VTN0802120A* | 32600 | 47000 | 17 | 11 | 8.1 | 1.98 | 66 | 52 | 210468585
KENMORE | (C,H,T)VH837GKA2*+TSTAT | EHD4X42AAL | *80VSL1102422A* | 31800 | 47500 | 16.5 | 11 | 8.1 | 1.94 | 64 | 51 | 210467115
KENMORE | (C,H,T)VH837GKA2*+TSTAT | EHD4X36AAL | *80VTL0902120A* | 31800 | 48000 | 16.5 | 11 | 8.1 | 1.92 | 65 | 50 | 210466544
KENMORE | (C,H,T)VH837GKA2*+TSTAT | EN(A,D,W)4X48L21** | *96VTN1002120A* | 32000 | 48000 | 17.5 | 11.7 | 8.1 | 1.94 | 65 | 51 | 210464476
KENMORE | (C,H,T)VH848GKA2* | EN(A,D,W)4X60L24**+WALLCON | *96CTN0802120A* | 45500 | 46500 | 17.5 | 10 | 8.5 | 2 | 78 | 62 | 206997556
SMART COMFORT | DLCURAH24ABK | EN(A,D,W)4X36L17** | *96VTN0601412A* | 23600 | 25800 | 16.5 | 10 | 8.1 | 1.98 | 74 | 92 | 211245085
SMART COMFORT | DLCURAH24ABK | EN(A,D,W)4X36L17** | *92ESN0601412A* | 23400 | 25800 | 17 | 10 | 8.1 | 2 | 73 | 93 | 211245164
SMART COMFORT | DLCURAH24ABK | EN(A,D,W)4X36L17** | *92ESN0601714A* | 24400 | 26400 | 16.5 | 10.5 | 8.1 | 1.88 | 72 | 86 | 211245175
SMART COMFORT | DLCURAH24ABK | EN(A,D,W)4X36L17** | *95ESN0601714A* | 24600 | 26600 | 16 | 10 | 8.1 | 1.84 | 73 | 84 | 211245197
MARATHERM | N4H7T36*K*AAA* | FVM4X48***L |  | 35200 | 35000 | 16.5 | 12.5 | 8.1 | 2.18 | 61 | 48 | 207871384
TEMPSTAR | N4H7T24*K*AAA* | EA*4X37L17A* | *80CTL0701412B* | 22800 | 23800 | 16.5 | 12.5 | 8.1 | 2.3 | 60 | 45 | 213753543
KEEPRITE | N4H7T24*K*AAA* | FVM4X36***L |  | 23800 | 23800 | 16 | 12 | 8.1 | 2.18 | 59 | 43 | 207863639
DAY & NIGHT | N4H7T24*K*AAA* | FVM4X36***L |  | 23800 | 23800 | 16 | 12 | 8.1 | 2.18 | 59 | 43 | 207863637
COMFORTMAKER | N4H7T24*K*AAA* | FVM4X36***L |  | 23800 | 23800 | 16 | 12 | 8.1 | 2.18 | 59 | 43 | 207863636
ARCOAIRE | N4H7T24*K*AAA* | FVM4X36***L |  | 23800 | 23800 | 16 | 12 | 8.1 | 2.18 | 59 | 43 | 207863635
AIRQUEST | N4H7T24*K*AAA* | FVM4X36***L |  | 23800 | 23800 | 16 | 12 | 8.1 | 2.18 | 59 | 43 | 207863634
CARRIER | GH7TAN424**AA* | FV4CN(B,F)003L |  | 23800 | 23800 | 16 | 12 | 8.1 | 2.18 | 59 | 43 | 207863633
BRYANT HEATING AND COOLING SYSTEMS | GH7TAN424**AA* | FV4CN(B,F)003L |  | 23800 | 23800 | 16 | 12 | 8.1 | 2.18 | 59 | 43 | 207863632
TEMPSTAR | N4H7T36*K*AAA* | EA*4X37L21A* | *96CTN0802120A* | 35400 | 36000 | 16 | 11.7 | 8.1 | 2.14 | 62 | 49 | 207876354
BRYANT HEATING AND COOLING SYSTEMS | PH7TAN436**AA* | CAP**3721AL* | 986TC60080C21*** | 35400 | 36000 | 16 | 11.7 | 8.1 | 2.14 | 62 | 49 | 207876355
MARATHERM | N4H7T36*K*AAA* | EA*4X37L21A* | *96CTN0802120A* | 35400 | 36000 | 16 | 11.7 | 8.1 | 2.14 | 62 | 49 | 207876353
KENMORE | N4H7T36*K*AAA* | EA*4X37L21A* | *96CTN0802120A* | 35400 | 36000 | 16 | 11.7 | 8.1 | 2.14 | 62 | 49 | 207876352
HEIL | N4H7T36*K*AAA* | EA*4X37L21A* | *96CTN0802120A* | 35400 | 36000 | 16 | 11.7 | 8.1 | 2.14 | 62 | 49 | 207876350
KEEPRITE | N4H7T36*K*AAA* | EA*4X37L21A* | *96CTN0802120A* | 35400 | 36000 | 16 | 11.7 | 8.1 | 2.14 | 62 | 49 | 207876351
DAY & NIGHT | N4H7T36*K*AAA* | EA*4X37L21A* | *96CTN0802120A* | 35400 | 36000 | 16 | 11.7 | 8.1 | 2.14 | 62 | 49 | 207876349
COMFORTMAKER | N4H7T36*K*AAA* | EA*4X37L21A* | *96CTN0802120A* | 35400 | 36000 | 16 | 11.7 | 8.1 | 2.14 | 62 | 49 | 207876348
ARCOAIRE | N4H7T36*K*AAA* | EA*4X37L21A* | *96CTN0802120A* | 35400 | 36000 | 16 | 11.7 | 8.1 | 2.14 | 62 | 49 | 207876347
AIRQUEST | N4H7T36*K*AAA* | EA*4X37L21A* | *96CTN0802120A* | 35400 | 36000 | 16 | 11.7 | 8.1 | 2.14 | 62 | 49 | 207876346
CARRIER | GH7TAN436**AA* | CAP**3721AL* | 59TN6B080C21**20 | 35400 | 36000 | 16 | 11.7 | 8.1 | 2.14 | 62 | 49 | 207876345
BRYANT HEATING AND COOLING SYSTEMS | GH7TAN436**AA* | CAP**3721AL* | 986TC60080C21*** | 35400 | 36000 | 16 | 11.7 | 8.1 | 2.14 | 62 | 49 | 207876344
CARRIER | 25TPA736A**30* | CAP**3721AL* | 59TN6B080C21**20 | 35400 | 36000 | 16 | 11.7 | 8.1 | 2.14 | 62 | 49 | 207876342
BRYANT HEATING AND COOLING SYSTEMS | PH7TAN436**AA* | CAP**3721AL* | 987MB60080C21*** | 35400 | 36000 | 16 | 11.7 | 8.1 | 2.14 | 62 | 49 | 207876341
MARATHERM | N4H7T36*K*AAA* | EA*4X37L21A* | *97CMN0802120A* | 35400 | 36000 | 16 | 11.7 | 8.1 | 2.14 | 62 | 49 | 207876339
KENMORE | N4H7T36*K*AAA* | EA*4X37L21A* | *97CMN0802120A* | 35400 | 36000 | 16 | 11.7 | 8.1 | 2.14 | 62 | 49 | 207876338
KEEPRITE | N4H7T36*K*AAA* | EA*4X37L21A* | *97CMN0802120A* | 35400 | 36000 | 16 | 11.7 | 8.1 | 2.14 | 62 | 49 | 207876337
DAY & NIGHT | N4H7T36*K*AAA* | EA*4X37L21A* | *97CMN0802120A* | 35400 | 36000 | 16 | 11.7 | 8.1 | 2.14 | 62 | 49 | 207876335
HEIL | N4H7T36*K*AAA* | EA*4X37L21A* | *97CMN0802120A* | 35400 | 36000 | 16 | 11.7 | 8.1 | 2.14 | 62 | 49 | 207876336
COMFORTMAKER | N4H7T36*K*AAA* | EA*4X37L21A* | *97CMN0802120A* | 35400 | 36000 | 16 | 11.7 | 8.1 | 2.14 | 62 | 49 | 207876334
ARCOAIRE | N4H7T36*K*AAA* | EA*4X37L21A* | *97CMN0802120A* | 35400 | 36000 | 16 | 11.7 | 8.1 | 2.14 | 62 | 49 | 207876333
AIRQUEST | N4H7T36*K*AAA* | EA*4X37L21A* | *97CMN0802120A* | 35400 | 36000 | 16 | 11.7 | 8.1 | 2.14 | 62 | 49 | 207876332
CARRIER | GH7TAN436**AA* | CAP**3721AL* | 59MN7B080C21**20 | 35400 | 36000 | 16 | 11.7 | 8.1 | 2.14 | 62 | 49 | 207876331
BRYANT HEATING AND COOLING SYSTEMS | GH7TAN436**AA* | CAP**3721AL* | 987MB60080C21*** | 35400 | 36000 | 16 | 11.7 | 8.1 | 2.14 | 62 | 49 | 207876330
CARRIER | 25TPA736A**30* | CAP**3721AL* | 59MN7B080C21**20 | 35400 | 36000 | 16 | 11.7 | 8.1 | 2.14 | 62 | 49 | 207876328
BRYANT HEATING AND COOLING SYSTEMS | PH7TAN424**AA* | CAP**3721AL* | 987MB66100C21*** | 24400 | 24800 | 17 | 12.5 | 8.1 | 2.28 | 59 | 43 | 207873888
TEMPSTAR | N4H7T24*K*AAA* | EA*4X37L21A* | *97CMN1002122A* | 24400 | 24800 | 17 | 12.5 | 8.1 | 2.28 | 59 | 43 | 207873887
MARATHERM | N4H7T24*K*AAA* | EA*4X37L21A* | *97CMN1002122A* | 24400 | 24800 | 17 | 12.5 | 8.1 | 2.28 | 59 | 43 | 207873886
KEEPRITE | N4H7T24*K*AAA* | EA*4X37L21A* | *97CMN1002122A* | 24400 | 24800 | 17 | 12.5 | 8.1 | 2.28 | 59 | 43 | 207873884
HEIL | N4H7T24*K*AAA* | EA*4X37L21A* | *97CMN1002122A* | 24400 | 24800 | 17 | 12.5 | 8.1 | 2.28 | 59 | 43 | 207873883
DAY & NIGHT | N4H7T24*K*AAA* | EA*4X37L21A* | *97CMN1002122A* | 24400 | 24800 | 17 | 12.5 | 8.1 | 2.28 | 59 | 43 | 207873882
COMFORTMAKER | N4H7T24*K*AAA* | EA*4X37L21A* | *97CMN1002122A* | 24400 | 24800 | 17 | 12.5 | 8.1 | 2.28 | 59 | 43 | 207873881
ARCOAIRE | N4H7T24*K*AAA* | EA*4X37L21A* | *97CMN1002122A* | 24400 | 24800 | 17 | 12.5 | 8.1 | 2.28 | 59 | 43 | 207873880
AIRQUEST | N4H7T24*K*AAA* | EA*4X37L21A* | *97CMN1002122A* | 24400 | 24800 | 17 | 12.5 | 8.1 | 2.28 | 59 | 43 | 207873879
CARRIER | GH7TAN424**AA* | CAP**3721AL* | 59MN7B100C21**22 | 24400 | 24800 | 17 | 12.5 | 8.1 | 2.28 | 59 | 43 | 207873878
BRYANT HEATING AND COOLING SYSTEMS | GH7TAN424**AA* | CAP**3721AL* | 987MB66100C21*** | 24400 | 24800 | 17 | 12.5 | 8.1 | 2.28 | 59 | 43 | 207873877
BRYANT HEATING AND COOLING SYSTEMS | PH7TAN424**AA* | CAP**3721AL* | 987MB60080C21*** | 23800 | 24400 | 16 | 12.5 | 8.1 | 2.24 | 58 | 42 | 207873874
CARRIER | 25TPA724A**30* | CAP**3721AL* | 59MN7B100C21**22 | 24400 | 24800 | 17 | 12.5 | 8.1 | 2.28 | 59 | 43 | 207873875
TEMPSTAR | N4H7T24*K*AAA* | EA*4X37L21A* | *97CMN0802120A* | 23800 | 24400 | 16 | 12.5 | 8.1 | 2.24 | 58 | 42 | 207873873
BRYANT HEATING AND COOLING SYSTEMS | PH7TAN424**AA* | CAP**3721AL* | 986TC66100C21*** | 24400 | 24800 | 17 | 12.5 | 8.1 | 2.28 | 59 | 43 | 207873930
TEMPSTAR | N4H7T24*K*AAA* | EA*4X37L21A* | *96CTN1002122A* | 24400 | 24800 | 17 | 12.5 | 8.1 | 2.28 | 59 | 43 | 207873929
KENMORE | N4H7T24*K*AAA* | EA*4X37L21A* | *96CTN1002122A* | 24400 | 24800 | 17 | 12.5 | 8.1 | 2.28 | 59 | 43 | 207873927
KEEPRITE | N4H7T24*K*AAA* | EA*4X37L21A* | *96CTN1002122A* | 24400 | 24800 | 17 | 12.5 | 8.1 | 2.28 | 59 | 43 | 207873926
HEIL | N4H7T24*K*AAA* | EA*4X37L21A* | *96CTN1002122A* | 24400 | 24800 | 17 | 12.5 | 8.1 | 2.28 | 59 | 43 | 207873925
DAY & NIGHT | N4H7T24*K*AAA* | EA*4X37L21A* | *96CTN1002122A* | 24400 | 24800 | 17 | 12.5 | 8.1 | 2.28 | 59 | 43 | 207873924
COMFORTMAKER | N4H7T24*K*AAA* | EA*4X37L21A* | *96CTN1002122A* | 24400 | 24800 | 17 | 12.5 | 8.1 | 2.28 | 59 | 43 | 207873923
ARCOAIRE | N4H7T24*K*AAA* | EA*4X37L21A* | *96CTN1002122A* | 24400 | 24800 | 17 | 12.5 | 8.1 | 2.28 | 59 | 43 | 207873922
AIRQUEST | N4H7T24*K*AAA* | EA*4X37L21A* | *96CTN1002122A* | 24400 | 24800 | 17 | 12.5 | 8.1 | 2.28 | 59 | 43 | 207873921
CARRIER | GH7TAN424**AA* | CAP**3721AL* | 59TN6B100C21**22 | 24400 | 24800 | 17 | 12.5 | 8.1 | 2.28 | 59 | 43 | 207873920
BRYANT HEATING AND COOLING SYSTEMS | GH7TAN424**AA* | CAP**3721AL* | 986TC66100C21*** | 24400 | 24800 | 17 | 12.5 | 8.1 | 2.28 | 59 | 43 | 207873919
CARRIER | 25TPA724A**30* | CAP**3721AL* | 59TN6B100C21**22 | 24400 | 24800 | 17 | 12.5 | 8.1 | 2.28 | 59 | 43 | 207873917
BRYANT HEATING AND COOLING SYSTEMS | PH7TAN424**AA* | CAP**3721AL* | 986TC60080C21*** | 23800 | 24400 | 16 | 12.5 | 8.1 | 2.24 | 58 | 42 | 207873916
TEMPSTAR | N4H7T24*K*AAA* | EA*4X37L21A* | *96CTN0802120A* | 23800 | 24400 | 16 | 12.5 | 8.1 | 2.24 | 58 | 42 | 207873915
MARATHERM | N4H7T24*K*AAA* | EA*4X37L21A* | *96CTN0802120A* | 23800 | 24400 | 16 | 12.5 | 8.1 | 2.24 | 58 | 42 | 207873914
KENMORE | N4H7T24*K*AAA* | EA*4X37L21A* | *96CTN0802120A* | 23800 | 24400 | 16 | 12.5 | 8.1 | 2.24 | 58 | 42 | 207873913
KEEPRITE | N4H7T24*K*AAA* | EA*4X37L21A* | *96CTN0802120A* | 23800 | 24400 | 16 | 12.5 | 8.1 | 2.24 | 58 | 42 | 207873912
HEIL | N4H7T24*K*AAA* | EA*4X37L21A* | *96CTN0802120A* | 23800 | 24400 | 16 | 12.5 | 8.1 | 2.24 | 58 | 42 | 207873911
DAY & NIGHT | N4H7T24*K*AAA* | EA*4X37L21A* | *96CTN0802120A* | 23800 | 24400 | 16 | 12.5 | 8.1 | 2.24 | 58 | 42 | 207873910
COMFORTMAKER | N4H7T24*K*AAA* | EA*4X37L21A* | *96CTN0802120A* | 23800 | 24400 | 16 | 12.5 | 8.1 | 2.24 | 58 | 42 | 207873909
ARCOAIRE | N4H7T24*K*AAA* | EA*4X37L21A* | *96CTN0802120A* | 23800 | 24400 | 16 | 12.5 | 8.1 | 2.24 | 58 | 42 | 207873908
AIRQUEST | N4H7T24*K*AAA* | EA*4X37L21A* | *96CTN0802120A* | 23800 | 24400 | 16 | 12.5 | 8.1 | 2.24 | 58 | 42 | 207873907
CARRIER | GH7TAN424**AA* | CAP**3721AL* | 59TN6B080C21**20 | 23800 | 24400 | 16 | 12.5 | 8.1 | 2.24 | 58 | 42 | 207873906
CARRIER | 25TPA724A**30* | CAP**3721AL* | 59TN6B080C21**20 | 23800 | 24400 | 16 | 12.5 | 8.1 | 2.24 | 58 | 42 | 207873903
BRYANT HEATING AND COOLING SYSTEMS | PH7TAN424**AA* | CAP**3721AL* | OVLAAB048112 | 24400 | 25200 | 16 | 12 | 8.1 | 2.24 | 60 | 43 | 207873958
TEMPSTAR | N4H7T24*K*AAA* | EA*4X37L21A* | OLV112A16A | 24400 | 25200 | 16 | 12 | 8.1 | 2.24 | 60 | 43 | 207873957
MARATHERM | N4H7T24*K*AAA* | EA*4X37L21A* | OLV112A16A | 24400 | 25200 | 16 | 12 | 8.1 | 2.24 | 60 | 43 | 207873956
KENMORE | N4H7T24*K*AAA* | EA*4X37L21A* | OLV112A16A | 24400 | 25200 | 16 | 12 | 8.1 | 2.24 | 60 | 43 | 207873955
KEEPRITE | N4H7T24*K*AAA* | EA*4X37L21A* | OLV112A16A | 24400 | 25200 | 16 | 12 | 8.1 | 2.24 | 60 | 43 | 207873954
HEIL | N4H7T24*K*AAA* | EA*4X37L21A* | OLV112A16A | 24400 | 25200 | 16 | 12 | 8.1 | 2.24 | 60 | 43 | 207873953
DAY & NIGHT | N4H7T24*K*AAA* | EA*4X37L21A* | OLV112A16A | 24400 | 25200 | 16 | 12 | 8.1 | 2.24 | 60 | 43 | 207873952
ARCOAIRE | N4H7T24*K*AAA* | EA*4X37L21A* | OLV112A16A | 24400 | 25200 | 16 | 12 | 8.1 | 2.24 | 60 | 43 | 207873950
COMFORTMAKER | N4H7T24*K*AAA* | EA*4X37L21A* | OLV112A16A | 24400 | 25200 | 16 | 12 | 8.1 | 2.24 | 60 | 43 | 207873951
AIRQUEST | N4H7T24*K*AAA* | EA*4X37L21A* | OLV112A16A | 24400 | 25200 | 16 | 12 | 8.1 | 2.24 | 60 | 43 | 207873949
BRYANT HEATING AND COOLING SYSTEMS | GH7TAN424**AA* | CAP**3721AL* | OVLAAB048112 | 24400 | 25200 | 16 | 12 | 8.1 | 2.24 | 60 | 43 | 207873947
BRYANT HEATING AND COOLING SYSTEMS | PH7TAN424**AA* | CAP**2517AL* | 88*TA48070C17*** | 23600 | 24000 | 16 | 12.5 | 8.1 | 2.22 | 58 | 42 | 207873276
TEMPSTAR | N4H7T24*K*AAA* | EA*4X25L17A* | *80CTL0701716A* | 23600 | 24000 | 16 | 12.5 | 8.1 | 2.22 | 58 | 42 | 207873275
MARATHERM | N4H7T24*K*AAA* | EA*4X25L17A* | *80CTL0701716A* | 23600 | 24000 | 16 | 12.5 | 8.1 | 2.22 | 58 | 42 | 207873274
HEIL | N4H7T24*K*AAA* | EA*4X25L17A* | *80CTL0701716A* | 23600 | 24000 | 16 | 12.5 | 8.1 | 2.22 | 58 | 42 | 207873271
KEEPRITE | N4H7T24*K*AAA* | EA*4X25L17A* | *80CTL0701716A* | 23600 | 24000 | 16 | 12.5 | 8.1 | 2.22 | 58 | 42 | 207873272
KENMORE | N4H7T24*K*AAA* | EA*4X25L17A* | *80CTL0701716A* | 23600 | 24000 | 16 | 12.5 | 8.1 | 2.22 | 58 | 42 | 207873273
PAYNE HEATING AND COOLING | PH7TAN460**AA* | FV4CNB006L |  | 56500 | 58000 | 16 | 12 | 8.1 | 2.26 | 63 | 50 | 207863686
BRYANT HEATING AND COOLING SYSTEMS | PH7TAN460**AA* | FV4CNB006L |  | 56500 | 58000 | 16 | 12 | 8.1 | 2.26 | 63 | 50 | 207863685
BRYANT HEATING AND COOLING SYSTEMS | GH7TAN460**AA* | FV4CNB006L |  | 56500 | 58000 | 16 | 12 | 8.1 | 2.26 | 63 | 50 | 207863674
CARRIER | GH7TAN460**AA* | FV4CNB006L |  | 56500 | 58000 | 16 | 12 | 8.1 | 2.26 | 63 | 50 | 207863675
BRYANT HEATING AND COOLING SYSTEMS | PH7TAN424**AA* | FV4CN(B,F)003L |  | 23800 | 23800 | 16 | 12 | 8.1 | 2.18 | 59 | 43 | 207863643
PAYNE HEATING AND COOLING | PH7TAN424**AA* | FV4CN(B,F)003L |  | 23800 | 23800 | 16 | 12 | 8.1 | 2.18 | 59 | 43 | 207863644
TEMPSTAR | N4H7T24*K*AAA* | FVM4X36***L |  | 23800 | 23800 | 16 | 12 | 8.1 | 2.18 | 59 | 43 | 207863642
MARATHERM | N4H7T24*K*AAA* | FVM4X36***L |  | 23800 | 23800 | 16 | 12 | 8.1 | 2.18 | 59 | 43 | 207863641
HEIL | N4H7T24*K*AAA* | FVM4X36***L |  | 23800 | 23800 | 16 | 12 | 8.1 | 2.18 | 59 | 43 | 207863638
KENMORE | N4H7T24*K*AAA* | FVM4X36***L |  | 23800 | 23800 | 16 | 12 | 8.1 | 2.18 | 59 | 43 | 207863640
TRANE | 4TWX7024E1 | TAM9A0C36V31 |  | 25200 | 24600 | 17.2 | 13 | 8.1 | 2.05 | 63 | 47 | 208778750
TRANE | 4TWX7024E1 | 4TXCC009DS3 | *UD2C080ACV4 | 25600 | 24000 | 17 | 13 | 8.1 | 2.15 | 63 | 47 | 208778749
TRANE | 4TWX7024E1 | 4TXCC007DS3 | *UHMC100ACV4 | 25600 | 24200 | 17 | 13 | 8.1 | 2.12 | 63 | 46 | 208778747
TRANE | 4TWX7024E1 | 4TXCB004DS3 | S9V2B040U3VSA | 23800 | 23400 | 16 | 12.5 | 8.1 | 2.02 | 64 | 47 | 208778725
TRANE | 4TWX7024E1 | 4PX*CU60BS3 | *UD2C080ACV4 | 25600 | 24000 | 17 | 13 | 8.1 | 2.15 | 63 | 47 | 208778716
TRANE | 4TWX7024E1 | 4PX*CU48BS3 | *UHMC100ACV4 | 25600 | 24200 | 17 | 13 | 8.1 | 2.12 | 63 | 46 | 208778714
AMERICAN STANDARD | 4A6H6024N1 | 4TXCB004DS3 | S9V2B040U3VSA | 23800 | 23600 | 16 | 12 | 8.1 | 2.01 | 63 | 47 | 209053915
AMERICAN STANDARD | 4A6H6024N1 | 4TXCB004DS3 | S9V2B040U3PSB | 23800 | 23400 | 16 | 12 | 8.1 | 2.02 | 64 | 47 | 209053912
AMERICAN STANDARD | 4A6H6024N1 | 4PX*CU60BS3 | *UHMC100ACV4 | 25600 | 24000 | 16 | 12 | 8.1 | 2.16 | 63 | 47 | 209053870
AMERICAN STANDARD | 4A6H6024N1 | 4PX*CU60BS3 | *UD2C080ACV4 | 25600 | 24000 | 16 | 12 | 8.1 | 2.15 | 63 | 47 | 209053872
AMERICAN STANDARD | 4A6H6024N1 | 4PX*CU48BS3 | *UHMC100ACV4 | 25600 | 24200 | 16 | 12 | 8.1 | 2.12 | 63 | 46 | 209053868
AMERICAN STANDARD | 4A6H6024N1 | 4PX*BU48BS3 | *UHMB060ACV3 | 25600 | 24400 | 16 | 12 | 8.1 | 2.1 | 63 | 46 | 209053830
AMERICAN STANDARD | 4A6H6024N1 | 4PX*BU48BS3 | *UHMB080ACV3 | 25600 | 24400 | 16 | 12 | 8.1 | 2.11 | 62 | 46 | 209053827
TRANE | 4TWX7024E1 | 4TXFH024CZ3 | *DD2B060ACV3 | 23600 | 23200 | 15.5 | 12.5 | 8.1 | 1.9 | 63 | 47 | 208700465
TRANE | 4TWX5036N1 | TEM6A0C42H41+TDR |  | 34600 | 32000 | 15.2 | 12.3 | 8.1 | 2.31 | 68 | 53 | 209471476
AMERICAN STANDARD | 4A6H6024N1 | TAM9A0B30V31 |  | 25000 | 24600 | 16 | 12 | 8.2 | 2.03 | 63 | 48 | 209053532
AMERICAN STANDARD | 4A6H6036N1 | TAM9A0C36V31 |  | 37000 | 31400 | 16 | 12 | 8.2 | 2.1 | 68 | 54 | 209053534
AMERICAN STANDARD | 4A6H6048N1 | TAM9A0C48V41 |  | 46000 | 46500 | 16 | 12 | 8.2 | 2.14 | 67 | 52 | 209053536
AMERICAN STANDARD | 4A6H6060N1 | TAM9A0C60V51 |  | 54500 | 52500 | 15.6 | 11.7 | 8.2 | 1.97 | 64 | 49 | 209053539
AMERICAN STANDARD | 4A6H6024N1 | 4PX*BU36BS3 | S9V2B040U3VSA | 23800 | 23400 | 16 | 12 | 8.1 | 2.02 | 64 | 47 | 209053630
AMERICAN STANDARD | 4A6H6024N1 | 4PX*BU36BS3 | S9V2B040U3PSB | 23800 | 23400 | 16 | 12 | 8.1 | 2.02 | 64 | 47 | 209053627
TRANE | 4TWR6024N1 | 4PX*BU36BS3 | S9V2B040U3VSA | 23800 | 23400 | 16 | 12 | 8.1 | 2.02 | 64 | 47 | 208775970
TRANE | 4TWR6024N1 | 4PX*BU36BS3 | S9V2B040U3PSB | 23800 | 23400 | 16 | 12 | 8.1 | 2.02 | 64 | 47 | 208775945
AMERICAN STANDARD | 4A6H6024N1 | TEM8A0C36V31+TDR |  | 25600 | 24800 | 16.2 | 12.6 | 8.1 | 2.09 | 63 | 46 | 209054120
AMERICAN STANDARD | 4A6H6024N1 | TAM9A0C36V31 |  | 25200 | 24600 | 16.2 | 12.6 | 8.1 | 2.05 | 63 | 47 | 209054109
AMERICAN STANDARD | 4A6H6024N1 | 4TXCC009DS3 | *UHMC100ACV4 | 25600 | 24000 | 16 | 12 | 8.1 | 2.16 | 63 | 47 | 209054060
AMERICAN STANDARD | 4A6H6024N1 | 4TXCC007DS3 | *UHMC100ACV4 | 25600 | 24200 | 16 | 12 | 8.1 | 2.12 | 63 | 46 | 209054047
AMERICAN STANDARD | 4A6H6024N1 | 4TXCC009DS3 | *UD2C080ACV4 | 25600 | 24000 | 16 | 12 | 8.1 | 2.15 | 63 | 47 | 209054055
AMERICAN STANDARD | 4A6H6024N1 | 4TXCB006DS3 | *UHMB080ACV3 | 25600 | 24400 | 16 | 12 | 8.1 | 2.11 | 62 | 46 | 209054028
AMERICAN STANDARD | 4A6H6024N1 | 4TXCB006DS3 | *UHMB060ACV3 | 25600 | 24400 | 16 | 12 | 8.1 | 2.1 | 63 | 46 | 209054030
TRANE | 4TWR6024N1 | 4PX*CU60BS3 | *UD2C080ACV4 | 25600 | 24000 | 16 | 12 | 8.1 | 2.15 | 63 | 47 | 208776051
TRANE | 4TWR6024N1 | 4PX*CU60BS3 | *UHMC100ACV4 | 25600 | 24000 | 16 | 12 | 8.1 | 2.16 | 63 | 47 | 208776052
TRANE | 4TWR6024N1 | 4PX*CU48BS3 | *UHMC100ACV4 | 25600 | 24200 | 16 | 12 | 8.1 | 2.12 | 63 | 46 | 208776048
TRANE | 4TWR6024N1 | 4PX*BU48BS3 | *UHMB060ACV3 | 25600 | 24400 | 16 | 12 | 8.1 | 2.1 | 63 | 46 | 208776033
TRANE | 4TWR6024N1 | 4PX*BU48BS3 | *UHMB080ACV3 | 25600 | 24400 | 16 | 12 | 8.1 | 2.11 | 62 | 46 | 208776032
TRANE | 4TWX7048E1 | TAM9A0C60V51 |  | 46500 | 47500 | 17 | 12.3 | 8.1 | 2.11 | 65 | 50 | 208778486
TRANE | 4TWX7024E1 | 4PX*BU36BS3 | S8X1A040M3PSC | 23000 | 22800 | 15.5 | 12.5 | 8.1 | 1.95 | 63 | 47 | 208777490
TRANE | 4TWR6048N1 | TAM9A0C60V51 |  | 46500 | 47500 | 16.2 | 12.3 | 8.1 | 2.11 | 65 | 50 | 208777147
TRANE | 4TWR6024N1 | TAM9A0C36V31 |  | 25200 | 24600 | 16.2 | 12.6 | 8.1 | 2.05 | 63 | 47 | 208776131
TRANE | 4TWR6024N1 | 4TXCC009DS3 | *UHMC100ACV4 | 25600 | 24000 | 16 | 12 | 8.1 | 2.16 | 63 | 47 | 208776128
TRANE | 4TWR6024N1 | 4TXCC009DS3 | *UD2C080ACV4 | 25600 | 24000 | 16 | 12 | 8.1 | 2.15 | 63 | 47 | 208776129
TRANE | 4TWR6024N1 | 4TXCC007DS3 | *UHMC100ACV4 | 25600 | 24200 | 16 | 12 | 8.1 | 2.12 | 63 | 46 | 208776127
TRANE | 4TWR6024N1 | 4TXCB006DS3 | *UHMB080ACV3 | 25600 | 24400 | 16 | 12 | 8.1 | 2.11 | 62 | 46 | 208776117
TRANE | 4TWR6024N1 | 4TXCB006DS3 | *UHMB060ACV3 | 25600 | 24400 | 16 | 12 | 8.1 | 2.1 | 63 | 46 | 208776116
TRANE | 4TWR6024N1 | 4TXCB004DS3 | S9V2B040U3VSA | 23800 | 23600 | 16 | 12 | 8.1 | 2.01 | 63 | 47 | 208776088
TRANE | 4TWR6024N1 | 4TXCB004DS3 | S9V2B040U3PSB | 23800 | 23400 | 16 | 12 | 8.1 | 2.02 | 64 | 47 | 208776087
TRANE | 4TWX7024E1 | 4TXCB004DS3 | S8X2A040M3PTC | 23000 | 22800 | 15.5 | 12.5 | 8.1 | 1.95 | 63 | 47 | 208777558
TRANE | 4TWX7024E1 | 4TXCB004DS3 | S8X2A040M3PSC | 23000 | 22800 | 15.5 | 12.5 | 8.1 | 1.95 | 63 | 47 | 208777557
TRANE | 4TWX7024E1 | 4TXCB004DS3 | S8X1A040M3PTC | 23000 | 22800 | 15.5 | 12.5 | 8.1 | 1.95 | 63 | 47 | 208777554
TRANE | 4TWX7024E1 | 4PX*CU60BS3 | *UHMC100ACV4 | 25600 | 24000 | 17 | 13 | 8.1 | 2.16 | 63 | 47 | 208777552
TRANE | 4TWX7024E1 | 4PX*BU48BS3 | *UHMB060ACV3 | 25600 | 24400 | 17 | 13 | 8.1 | 2.1 | 63 | 46 | 208777541
TRANE | 4TWX7024E1 | 4PX*BU48BS3 | *UHMB080ACV3 | 25600 | 24400 | 17 | 13 | 8.1 | 2.11 | 62 | 46 | 208777535
TRANE | 4TWX7024E1 | 4PX*BU36BS3 | S8X1A040M3PTC | 23000 | 22800 | 15.5 | 12.5 | 8.1 | 1.95 | 63 | 47 | 208777491
TRANE | 4TWX7024E1 | 4PX*BU36BS3 | S9V2B040U3VSA | 23800 | 23600 | 16 | 12.5 | 8.1 | 2.01 | 63 | 47 | 208777497
TRANE | 4TWX7024E1 | 4PX*BU36BS3 | S9V2B040U3PSB | 23800 | 23600 | 16 | 12.5 | 8.1 | 2.01 | 63 | 47 | 208777496
TRANE | 4TWX7024E1 | 4PX*BU36BS3 | S8X2A040M3PSC | 23000 | 22800 | 15.5 | 12.5 | 8.1 | 1.95 | 63 | 47 | 208777494
TRANE | 4TWX7024E1 | 4PX*BU36BS3 | S8X2A040M3PTC | 23000 | 22800 | 15.5 | 12.5 | 8.1 | 1.95 | 63 | 47 | 208777495
AMERICAN STANDARD | 4A6H6048N1 | TEM8A0C42V41+TDR |  | 44500 | 48500 | 16.2 | 12 | 8.1 | 2.05 | 64 | 49 | 209056641
AMERICAN STANDARD | 4A6H6048N1 | TEM8B0C60V51+TDR |  | 47500 | 48500 | 16.2 | 12.6 | 8.1 | 2.16 | 64 | 49 | 209056651
AMERICAN STANDARD | 4A6H6048N1 | TEM8A0C48V41+TDR |  | 47500 | 48500 | 16.2 | 12.6 | 8.1 | 2.16 | 64 | 49 | 209056643
AMERICAN STANDARD | 4A6H6048N1 | TAM9A0C60V51 |  | 46500 | 47500 | 16.2 | 12.3 | 8.1 | 2.11 | 65 | 50 | 209056628
AMERICAN STANDARD | 4A6H6048N1 | TEM6A0C48H41+TDR |  | 47500 | 48500 | 16 | 12.3 | 8.1 | 2.16 | 64 | 49 | 209056634
AMERICAN STANDARD | 4A6H6048N1 | TEM6B0C60H51+TDR |  | 47500 | 48500 | 16 | 12.3 | 8.1 | 2.16 | 64 | 49 | 209056639
AMERICAN STANDARD | 4A6H6048N1 | TEM6A0C42H41+TDR |  | 44500 | 48000 | 16 | 12 | 8.1 | 2.07 | 65 | 49 | 209056631
RUNTRU | A4HP5024D1 | A4AH6V30A1B3 |  | 23400 | 22600 | 15.2 | 12 | 8.1 | 2.17 | 65 | 49 | 209473045
TRANE | 4TWX7024E1 | 4TXCC009DS3 | *UHMC100ACV4 | 25600 | 24000 | 17 | 13 | 8.1 | 2.16 | 63 | 47 | 208777599
TRANE | 4TWX7024E1 | 4TXCB006DS3 | *UHMB060ACV3 | 25600 | 24400 | 17 | 13 | 8.1 | 2.1 | 63 | 46 | 208777590
TRANE | 4TWX7024E1 | 4TXCB006DS3 | *UHMB080ACV3 | 25600 | 24400 | 17 | 13 | 8.1 | 2.11 | 62 | 46 | 208777591
TRANE | 4TWX7024E1 | 4TXCB004DS3 | S8X1A040M3PSC | 23000 | 22800 | 15.5 | 12.5 | 8.1 | 1.95 | 63 | 47 | 208777583
TRANE | 4TWX7024E1 | 4TXCB004DS3 | S9V2B040U3PSB | 23800 | 23600 | 16 | 12.5 | 8.1 | 2.01 | 63 | 47 | 208777574
RUNTRU | A4HP5036D1 | A4AH6V36A1C3 |  | 34800 | 32000 | 15.2 | 12 | 8.1 | 2.31 | 68 | 53 | 209473209
TRANE | 4TWX7024E1 | TEM8A0C36V31+TDR |  | 25600 | 24800 | 17 | 13 | 8.1 | 2.09 | 63 | 46 | 209068096
TRANE | 4TWR6048N1 | TEM8B0C60V51+TDR |  | 47500 | 48500 | 16.2 | 12.6 | 8.1 | 2.16 | 64 | 49 | 209068088
TRANE | 4TWR6048N1 | TEM8A0C48V41+TDR |  | 47500 | 48500 | 16.2 | 12.6 | 8.1 | 2.16 | 64 | 49 | 209068087
TRANE | 4TWR6048N1 | TEM8A0C42V41+TDR |  | 44500 | 48500 | 16.2 | 12 | 8.1 | 2.05 | 64 | 49 | 209068086
TRANE | 4TWR6048N1 | TEM6B0C60H51+TDR |  | 47500 | 48500 | 16 | 12.3 | 8.1 | 2.16 | 64 | 49 | 209068085
TRANE | 4TWR6048N1 | TEM6A0C48H41+TDR |  | 47500 | 48500 | 16 | 12.3 | 8.1 | 2.16 | 64 | 49 | 209068084
TRANE | 4TWR6048N1 | TEM6A0C42H41+TDR |  | 44500 | 48000 | 16 | 12 | 8.1 | 2.07 | 65 | 49 | 209068083
TRANE | 4TWR6024N1 | TEM8A0C36V31+TDR |  | 25600 | 24800 | 16.2 | 12.6 | 8.1 | 2.09 | 63 | 46 | 209068074
RUNTRU | A4HP5036D1 | A4AH6V42A1C3 |  | 34800 | 32000 | 15.2 | 12 | 8.1 | 2.31 | 68 | 53 | 209473210
AMERICAN STANDARD | 4A6L5024N1 | 4TXCB003DS3 | S9V2B060U3VSA | 25600 | 25600 | 15.2 | 12 | 8.1 | 2.13 | 75 | 57 | 209457655
TRANE | 4TWL5024N1 | 4TXCB003DS3 | S9V2B060U3VSA | 25600 | 25600 | 15.2 | 12 | 8.1 | 2.13 | 75 | 57 | 209457650
TRANE | 4TWX7048E1 | TEM8B0C60V51+TDR |  | 47500 | 48500 | 17.2 | 12.6 | 8.1 | 2.16 | 64 | 49 | 209068110
TRANE | 4TWX7048E1 | TEM8A0C48V41+TDR |  | 47500 | 48500 | 17.2 | 12.6 | 8.1 | 2.16 | 64 | 49 | 209068109
TRANE | 4TWX7048E1 | TEM8A0C42V41+TDR |  | 44500 | 48500 | 16.2 | 12 | 8.1 | 2.05 | 64 | 49 | 209068108
TRANE | 4TWX7048E1 | TEM6B0C60H51+TDR |  | 47500 | 48500 | 17 | 12.6 | 8.1 | 2.16 | 64 | 49 | 209068107
TRANE | 4TWX7048E1 | TEM6A0C48H41+TDR |  | 47500 | 48500 | 17 | 12.6 | 8.1 | 2.16 | 64 | 49 | 209068106
TRANE | 4TWX7048E1 | TEM6A0C42H41+TDR |  | 44500 | 48000 | 16.6 | 12 | 8.1 | 2.07 | 65 | 49 | 209068105
AMERICAN STANDARD | 4A6V8X36A1 | 4PX*BU36BS3 | S9V2B060U3PSB+RP | 33800 | 31200 | 18 | 11.5 | 8.2 | 1.8 | 83 | 65 | 210653110
AMERICAN STANDARD | 4A6V8X36A1 | 4PX*BU36BS3 | S9V2B040U3PSB+RP | 34000 | 31200 | 18 | 11.5 | 8.2 | 1.8 | 83 | 66 | 210653111
AMERICAN STANDARD | 4A6V8X36A1 | 4PX*BU36BS3 | L8V1B080U4VSA+RP | 34000 | 31200 | 18 | 11.5 | 8.2 | 1.79 | 85 | 66 | 210653108
AMERICAN STANDARD | 4A6V8X36A1 | 4PX*BU36BS3 | S9V2B080U4PSB+RP | 33800 | 31200 | 18 | 11.5 | 8.2 | 1.8 | 83 | 66 | 210653109
AMERICAN STANDARD | 4A6V8X36A1 | 4PX*BU36BS3 | *DHMB080ACV3 | 31800 | 30400 | 17.5 | 10 | 8.1 | 1.77 | 84 | 66 | 210653107
AMERICAN STANDARD | 4A6V8X24A1 | 4TXCB004DS3 | L8V1A040U3VSA+RP | 23000 | 19800 | 17.5 | 12 | 8.2 | 1.83 | 84 | 64 | 210653101
AMERICAN STANDARD | 4A6V8X24A1 | 4TXCB003DS3 | S9V2B040U3VSA+RP | 23800 | 22000 | 18 | 12 | 8.2 | 1.76 | 81 | 61 | 210653098
AMERICAN STANDARD | 4A6V8X24A1 | 4TXCB003DS3 | S9V2B040U3PSB+RP | 23800 | 22000 | 18 | 12 | 8.2 | 1.76 | 81 | 61 | 210653097
AMERICAN STANDARD | 4A6V8X24A1 | 4TXCB003DS3 | *UHMB080ACV3 | 22800 | 21800 | 18 | 12 | 8.2 | 1.76 | 81 | 60 | 210653093
AMERICAN STANDARD | 4A6V8X24A1 | 4PX*BU36BS3 | S9V2B080D3PSB+RP | 22000 | 20000 | 17 | 11.5 | 8.5 | 1.87 | 84 | 65 | 210653088
AMERICAN STANDARD | 4A6V8X24A1 | 4PX*BU36BS3 | L8V1A060U3VSA+RP | 23000 | 19800 | 18 | 12 | 8.2 | 1.83 | 83 | 63 | 210653087
AMERICAN STANDARD | 4A6V0X48A1 | 4TXCD010DS3 | L8V1C100U5VSA+RP | 45500 | 41000 | 19.5 | 11.7 | 8.2 | 1.77 | 85 | 66 | 210653070
AMERICAN STANDARD | 4A6V0X48A1 | 4TXCD010DS3 | S9V2C080U5PSB+RP | 45500 | 41000 | 19 | 11.7 | 8.2 | 1.75 | 86 | 67 | 210653069
AMERICAN STANDARD | 4A6V0X48A1 | 4TXCD008DS3 | S9V2D120U5PSB+RP | 46000 | 42500 | 19 | 11.7 | 8.5 | 1.77 | 86 | 67 | 210653068
AMERICAN STANDARD | 4A6V0X48A1 | 4TXCD008DS3 | *UHMD120ACV5 | 45500 | 42500 | 19.5 | 11.7 | 8.2 | 1.77 | 86 | 66 | 210653063
AMERICAN STANDARD | 4A6V0X48A1 | 4TXCC007DS3 | L8V1C100U5VSA+RP | 46000 | 42500 | 19.5 | 11.5 | 8.2 | 1.76 | 86 | 66 | 210653059
AMERICAN STANDARD | 4A6V0X48A1 | 4TXCC009DS3 | S9V2C080U5PSB+RP | 46500 | 42000 | 19.5 | 11.7 | 8.5 | 1.8 | 87 | 68 | 210653060
AMERICAN STANDARD | 4A6V0X48A1 | 4TXCD008DS3 | S9V2D120U5VSA+RP | 46000 | 42500 | 19 | 11.7 | 8.5 | 1.77 | 86 | 67 | 210653061
AMERICAN STANDARD | 4A6V0X48A1 | 4TXCC007DS3 | S9V2C100U4PSB+RP | 45500 | 42500 | 19.5 | 11.5 | 8.2 | 1.75 | 86 | 67 | 210653058
AMERICAN STANDARD | 4A6V0X48A1 | 4PX*DU60BS3 | S9V2D120U5PSB+RP | 47000 | 42000 | 19.5 | 11.7 | 8.5 | 1.82 | 86 | 67 | 210653051
AMERICAN STANDARD | 4A6V0X48A1 | 4PX*DU60BS3 | S9V2C100U4PSB+RP | 45000 | 41000 | 19 | 11.7 | 8.2 | 1.75 | 86 | 67 | 210653050
AMERICAN STANDARD | 4A6V0X48A1 | 4PX*DU60BS3 | L8V1C100U5VSA+RP | 45500 | 41000 | 19.5 | 11.7 | 8.2 | 1.77 | 85 | 66 | 210653048
AMERICAN STANDARD | 4A6V0X48A1 | 4PX*DU60BS3 | S9V2C080U5PSB+RP | 45500 | 41000 | 19 | 11.7 | 8.2 | 1.75 | 86 | 67 | 210653049
AMERICAN STANDARD | 4A6V0X48A1 | 4PX*DU48BS3 | S9V2D120U5VSA+RP | 46000 | 42500 | 19 | 11.7 | 8.5 | 1.77 | 86 | 67 | 210653047
AMERICAN STANDARD | 4A6V0X48A1 | 4PX*DU48BS3 | S9V2D120U5PSB+RP | 46000 | 42500 | 19 | 11.7 | 8.5 | 1.77 | 86 | 67 | 210653046
AMERICAN STANDARD | 4A6V0X48A1 | 4PX*DD60BS3 | S9V2D120D5PSB+RP | 45500 | 42000 | 19 | 11.5 | 8.2 | 1.77 | 86 | 67 | 210653040
TRANE | 4TWV8X48A1 | 4PX*DU60BS3 | *UD2D120A9V5+RP | 46500 | 43500 | 18 | 11.7 | 8.5 | 1.86 | 85 | 66 | 210641013
TRANE | 4TWV8X48A1 | 4PX*DU48BS3 | *UD2C080A9V4+RP | 44000 | 42500 | 18 | 11.5 | 8.5 | 1.76 | 86 | 67 | 210641009
TRANE | 4TWV8X48A1 | 4PX*DU48BS3 | *UD2D120A9V5+RP | 45500 | 44000 | 18 | 11.7 | 8.5 | 1.83 | 85 | 66 | 210641008
TRANE | 4TWV8X48A1 | 4PX*DU48BS3 | *UD2C080B9V4+RP | 44000 | 42500 | 18 | 11.5 | 8.5 | 1.77 | 85 | 66 | 210641010
TRANE | 4TWV8X48A1 | 4PX*DD60BS3+HORIZ-RT | *UD2D120A9V5+RP | 44500 | 42500 | 18 | 11.7 | 8.5 | 1.81 | 85 | 66 | 210641006
TRANE | 4TWV8X48A1 | 4PX*DD60BS3+HORIZ-RT | *UD2C080B9V4+RP | 44000 | 42000 | 18 | 11.5 | 8.2 | 1.76 | 85 | 66 | 210641003
TRANE | 4TWV8X36A1 | 4PX*CU48BS3 | *UD2C080A9V4+RP | 35200 | 31600 | 18 | 12 | 8.2 | 1.86 | 82 | 65 | 210640961
TRANE | 4TWV8X48A1 | 4PX*DD60BS3 | *DD2C100A9V5+RP | 44000 | 42000 | 18 | 11.5 | 8.2 | 1.76 | 85 | 66 | 210641001
TRANE | 4TWV8X48A1 | 4PX*CU60BS3 | *UD2C100A9V5+RP | 46000 | 43000 | 18 | 11.7 | 8.5 | 1.84 | 86 | 67 | 210640999
TRANE | 4TWV8X48A1 | 4PX*CU60BS3 | *UD2C080A9V4+RP | 46500 | 43500 | 18 | 11.7 | 8.5 | 1.84 | 86 | 67 | 210640998
TRANE | 4TWV8X48A1 | 4PX*DD60BS3+HORIZ-RT | *UD2C100B9V5+RP | 44000 | 42000 | 18 | 11.5 | 8.2 | 1.75 | 85 | 67 | 210641002
TRANE | 4TWV8X48A1 | 4PX*DD60BS3 | *DD2D120A9V5+RP | 45500 | 43000 | 18 | 11.7 | 8.5 | 1.83 | 85 | 67 | 210641000
TRANE | 4TWV8X48A1 | 4PX*CU60BS3 | *UD2C100B9V5+RP | 46500 | 43500 | 18 | 11.7 | 8.5 | 1.84 | 85 | 67 | 210640997
TRANE | 4TWV8X48A1 | 4PX*CU60BS3 | *UD2C080B9V4+RP | 46500 | 43500 | 18 | 11.7 | 8.5 | 1.85 | 85 | 66 | 210640996
TRANE | 4TWV8X48A1 | 4PX*CU48BS3 | *UD2C080B9V4+RP | 44500 | 43000 | 18 | 11.7 | 8.5 | 1.81 | 86 | 67 | 210640993
TRANE | 4TWV8X48A1 | 4PX*CU48BS3 | *UD2C100A9V5+RP | 45000 | 43500 | 18 | 11.5 | 8.5 | 1.81 | 86 | 67 | 210640994
TRANE | 4TWV8X48A1 | 4PX*CU48BS3 | *UD2C080A9V4+RP | 45500 | 44000 | 18 | 11.2 | 8.5 | 1.81 | 85 | 67 | 210640995
TRANE | 4TWV8X48A1 | 4PX*CU42BS3 | *UD2C080A9V4+RP | 45500 | 44500 | 18 | 11.2 | 8.5 | 1.78 | 85 | 66 | 210640987
TRANE | 4TWV8X48A1 | 4PX*CU48BS3 | *UD2C100B9V5+RP | 45500 | 44000 | 18 | 11.5 | 8.5 | 1.82 | 85 | 67 | 210640992
TRANE | 4TWV8X48A1 | 4PX*CD60BS3+HORIZ-RT | *UD2C100A9V5+RP | 46000 | 43000 | 18 | 11.7 | 8.2 | 1.77 | 85 | 67 | 210640984
TRANE | 4TWV8X48A1 | 4PX*CD60BS3+HORIZ-RT | *UD2C080A9V4+RP | 45500 | 43000 | 18 | 11.7 | 8.2 | 1.78 | 85 | 66 | 210640983
TRANE | 4TWV8X48A1 | 4PX*CU42BS3 | *UD2C100A9V5+RP | 45000 | 44000 | 18 | 11.5 | 8.5 | 1.78 | 85 | 66 | 210640991
TRANE | 4TWV8X48A1 | 4PX*CU42BS3 | *UD2C080B9V4+RP | 44500 | 44000 | 18 | 11.5 | 8.5 | 1.78 | 85 | 65 | 210640990
TRANE | 4TWV8X48A1 | 4PX*CU42BS3 | *UD2C100B9V5+RP | 45500 | 44500 | 18 | 11.5 | 8.5 | 1.78 | 85 | 66 | 210640989
TRANE | 4TWV8X48A1 | 4PX*CD60BS3+HORIZ-RT | *UD2C080B9V4+RP | 46500 | 43500 | 18 | 11.7 | 8.5 | 1.79 | 84 | 66 | 210640985
TRANE | 4TWV8X48A1 | 4PX*CD60BS3+HORIZ-RT | *UD2C100B9V5+RP | 46500 | 43500 | 18 | 11.7 | 8.5 | 1.78 | 85 | 66 | 210640986
TRANE | 4TWV8X48A1 | 4PX*CD60BS3 | *DD2C100A9V5+RP | 46500 | 43000 | 18 | 11.7 | 8.5 | 1.79 | 86 | 67 | 210640982
TRANE | 4TWV8X36A1 | 4TXCC005DS3 | *UD2C080A9V4+RP | 34000 | 31000 | 18 | 11.7 | 8.2 | 1.81 | 83 | 66 | 210640972
TRANE | 4TWV8X36A1 | 4TXCB006DS3 | *UD2B060A9V3+RP | 34400 | 31400 | 18 | 11.7 | 8.2 | 1.82 | 83 | 66 | 210640970
TRANE | 4TWV8X36A1 | 4TXCC005DS3 | *UD2C080B9V4+RP | 34000 | 31000 | 18 | 11.7 | 8.2 | 1.81 | 83 | 66 | 210640973
TRANE | 4TWV8X36A1 | 4TXCC005DS3 | *DD2C100A9V5+RP | 32000 | 30400 | 18 | 11.2 | 8.2 | 1.78 | 83 | 65 | 210640976
TRANE | 4TWV8X36A1 | 4TXCC005DS3 | *UD2C100B9V5+RP | 33800 | 31000 | 18 | 11.7 | 8.2 | 1.81 | 83 | 66 | 210640975
TRANE | 4TWV8X36A1 | 4TXCB006DS3 | *UD2B080A9V3+RP | 34000 | 31200 | 18 | 11.7 | 8.2 | 1.82 | 83 | 65 | 210640971
TRANE | 4TWV8X36A1 | 4TXCB004DS3 | *UD2B080A9V3+RP | 33000 | 30800 | 18 | 11.5 | 8.1 | 1.77 | 83 | 66 | 210640968
TRANE | 4TWV8X36A1 | 4TXCC005DS3 | *UD2C100A9V5+RP | 34200 | 31200 | 18 | 11.7 | 8.2 | 1.79 | 84 | 66 | 210640974
TRANE | 4TWV8X36A1 | 4TXCB004DS3 | *DD2B060A9V3+RP | 31800 | 30600 | 17.5 | 10 | 8.1 | 1.75 | 84 | 66 | 210640969
TRANE | 4TWV8X36A1 | 4TXCB004DS3 | *UD2B060A9V3+RP | 33400 | 31000 | 18 | 11.5 | 8.1 | 1.78 | 83 | 66 | 210640967
TRANE | 4TWV8X36A1 | 4PX*DU48BS3 | *DD2D120A9V5+RP | 33200 | 30400 | 18 | 11.7 | 8.5 | 1.87 | 83 | 65 | 210640966
TRANE | 4TWV8X36A1 | 4PX*CU42BS3 | *DD2C100A9V5+RP | 33400 | 30600 | 18 | 11.7 | 8.2 | 1.81 | 83 | 65 | 210640960
TRANE | 4TWV8X36A1 | 4PX*CU48BS3 | *UD2C100B9V5+RP | 34800 | 31400 | 18 | 12 | 8.2 | 1.86 | 83 | 65 | 210640964
TRANE | 4TWV8X36A1 | 4PX*CU42BS3 | *UD2C100B9V5+RP | 34800 | 32000 | 18 | 12 | 8.2 | 1.84 | 82 | 64 | 210640959
TRANE | 4TWV8X36A1 | 4PX*CU48BS3 | *UD2C100A9V5+RP | 35200 | 31800 | 18 | 12 | 8.2 | 1.86 | 82 | 65 | 210640963
TRANE | 4TWV8X36A1 | 4PX*CU48BS3 | *DD2C100A9V5+RP | 33000 | 30400 | 18 | 11.5 | 8.2 | 1.85 | 84 | 66 | 210640965
TRANE | 4TWV8X36A1 | 4PX*CU42BS3 | *UD2C100A9V5+RP | 35200 | 32200 | 18 | 12 | 8.2 | 1.83 | 82 | 64 | 210640958
TRANE | 4TWV8X36A1 | 4PX*CU48BS3 | *UD2C080B9V4+RP | 35000 | 31600 | 18 | 12 | 8.2 | 1.86 | 82 | 65 | 210640962
TRANE | 4TWV8X36A1 | 4PX*CU42BS3 | *UD2C080A9V4+RP | 35200 | 32000 | 18 | 12 | 8.2 | 1.84 | 82 | 64 | 210640956
TRANE | 4TWV8X36A1 | 4PX*CU36BS3 | *UD2C100B9V5+RP | 33800 | 31000 | 18 | 11.7 | 8.2 | 1.82 | 83 | 65 | 210640955
TRANE | 4TWV8X36A1 | 4PX*CU42BS3 | *UD2C080B9V4+RP | 35000 | 32000 | 18 | 12 | 8.2 | 1.84 | 82 | 64 | 210640957
TRANE | 4TWV8X36A1 | 4PX*CU36BS3 | *UD2C080A9V4+RP | 34000 | 31000 | 18 | 11.7 | 8.2 | 1.81 | 83 | 66 | 210640952
TRANE | 4TWV8X36A1 | 4PX*CU36BS3 | *UD2C080B9V4+RP | 34000 | 31000 | 18 | 11.7 | 8.2 | 1.81 | 83 | 66 | 210640953
TRANE | 4TWV8X36A1 | 4PX*CU36BS3 | *UD2C100A9V5+RP | 34200 | 31200 | 18 | 11.7 | 8.2 | 1.81 | 83 | 66 | 210640954
TRANE | 4TWV8X24A1 | 4TXCB004DS3 | *UD2B060A9V3+RP | 23800 | 20400 | 18 | 12 | 8.2 | 1.87 | 83 | 64 | 210640926
TRANE | 4TWV8X36A1 | 4PX*BU48BS3 | *DD2B080A9V3+RP | 32400 | 30400 | 18 | 11.2 | 8.2 | 1.82 | 84 | 66 | 210640940
TRANE | 4TWV8X36A1 | 4PX*BU42BS3 | *UD2B060A9V3+RP | 34400 | 32000 | 18 | 11.7 | 8.2 | 1.8 | 83 | 64 | 210640939
TRANE | 4TWV8X36A1 | 4PX*BU48BS3 | *DD2B060A9V3+RP | 32200 | 30200 | 18 | 11.2 | 8.2 | 1.82 | 83 | 66 | 210640941
TRANE | 4TWV8X36A1 | 4PX*BU36BS3 | *UD2B060A9V3+RP | 33400 | 31000 | 18 | 11.5 | 8.1 | 1.78 | 83 | 66 | 210640937
TRANE | 4TWV8X36A1 | 4PX*BU42BS3 | *UD2B080A9V3+RP | 34000 | 31800 | 18 | 11.7 | 8.2 | 1.8 | 82 | 64 | 210640938
TRANE | 4TWV8X36A1 | 4PX*BU36BS3 | *UD2B080A9V3+RP | 33000 | 30800 | 18 | 11.5 | 8.1 | 1.78 | 83 | 66 | 210640936
TRANE | 4TWV8X36A1 | 4PX*BU36BS3 | *DD2B060A9V3+RP | 31800 | 30600 | 17.5 | 10 | 8.1 | 1.75 | 84 | 66 | 210640934
AMERICAN STANDARD | 4A6L5030N1 | 4TXFH041CC3 | *UD2D120A9V5 | 29600 | 28600 | 15.2 | 12 | 8.1 | 2.14 | 65 | 51 | 210441647
AMERICAN STANDARD | 4A6L5030N1 | 4TXFH036CZ3 | *UD2C100B9V5 | 29600 | 26800 | 15.2 | 12 | 8.1 | 2.19 | 67 | 53 | 210441644
AMERICAN STANDARD | 4A6L5030N1 | 4TXFH041CC3 | *UD2C100B9V5 | 29400 | 28600 | 15.2 | 12 | 8.1 | 2.13 | 66 | 51 | 210441646
AMERICAN STANDARD | 4A6L5030N1 | 4TXFH036CZ3 | *UD2D120A9V5 | 29800 | 26600 | 16 | 12 | 8.1 | 2.21 | 67 | 53 | 210441643
AMERICAN STANDARD | 4A6L5030N1 | 4TXFH036CZ3 | *DD2C100A9V5 | 29800 | 26600 | 16 | 12 | 8.1 | 2.2 | 67 | 53 | 210441641
TRANE | 4TWL5030N1 | 4TXFH041CC3 | *UD2D120A9V5 | 29600 | 28600 | 15.2 | 12 | 8.1 | 2.14 | 65 | 51 | 210441640
TRANE | 4TWL5030N1 | 4TXFH041CC3 | *UD2C100B9V5 | 29400 | 28600 | 15.2 | 12 | 8.1 | 2.13 | 66 | 51 | 210441639
TRANE | 4TWL5030N1 | 4TXFH036CZ3 | *UD2D120A9V5 | 29800 | 26600 | 16 | 12 | 8.1 | 2.21 | 67 | 53 | 210441636
TRANE | 4TWL5030N1 | 4TXFH036CZ3 | *DD2C100A9V5 | 29800 | 26600 | 16 | 12 | 8.1 | 2.2 | 67 | 53 | 210441634
TRANE | 4TWL5030N1 | 4TXFH036CZ3 | *UD2C100B9V5 | 29600 | 26800 | 15.2 | 12 | 8.1 | 2.19 | 67 | 53 | 210441637
AMERICAN STANDARD | 4A6L5030N1 | 4TXFH041CC3 | *UD2C080A9V4 | 29400 | 28600 | 15.2 | 12 | 8.1 | 2.13 | 66 | 51 | 210441609
AMERICAN STANDARD | 4A6L5030N1 | 4TXFH036CZ3 | *UD2C080A9V4 | 29600 | 26600 | 15.2 | 12 | 8.1 | 2.19 | 67 | 53 | 210441607
AMERICAN STANDARD | 4A6L5030N1 | 4TXFH041CC3 | *UD2C080B9V4 | 29200 | 28600 | 15.2 | 12 | 8.1 | 2.13 | 66 | 51 | 210441608
AMERICAN STANDARD | 4A6L5030N1 | 4TXFH036CZ3 | *UD2C080B9V4 | 29400 | 26600 | 15.2 | 12 | 8.1 | 2.19 | 67 | 53 | 210441606
AMERICAN STANDARD | 4A6L5030N1 | 4TXFH036CZ3 | *DD2D120A9V5 | 30000 | 26600 | 16 | 12 | 8.1 | 2.22 | 67 | 53 | 210441605
AMERICAN STANDARD | 4A6V0X48A1 | 4PX*CU60BS3 | L8V1C100U5VSA+RP | 46500 | 42000 | 19.5 | 11.7 | 8.5 | 1.82 | 86 | 66 | 210653036
AMERICAN STANDARD | 4A6V0X48A1 | 4PX*CU60BS3 | S9V2C080U5PSB+RP | 46500 | 42000 | 19.5 | 11.7 | 8.5 | 1.8 | 87 | 68 | 210653035
AMERICAN STANDARD | 4A6V0X48A1 | 4PX*CU48BS3 | L8V1C100U5VSA+RP | 46000 | 42500 | 19.5 | 11.5 | 8.2 | 1.76 | 86 | 66 | 210653033
AMERICAN STANDARD | 4A6V0X48A1 | 4PX*CU60BS3 | S9V2C100U4PSB+RP | 46500 | 42000 | 19.5 | 11.7 | 8.5 | 1.8 | 86 | 67 | 210653037
AMERICAN STANDARD | 4A6V0X48A1 | 4PX*CU48BS3 | S9V2C100U4PSB+RP | 45500 | 42500 | 19.5 | 11.5 | 8.2 | 1.75 | 86 | 67 | 210653034
AMERICAN STANDARD | 4A6V0X36A1 | 4PX*BU36BS3 | S9V2B060U3PSB+RP | 34200 | 31400 | 20 | 12 | 8.2 | 1.8 | 83 | 64 | 210652977
AMERICAN STANDARD | 4A6V0X36A1 | 4TXCC005DS3 | S9V2C100D4PSB+RP | 32200 | 30800 | 18 | 11.5 | 8.2 | 1.76 | 82 | 64 | 210653015
AMERICAN STANDARD | 4A6V0X36A1 | 4TXCB004DS3 | L8V1A060U3VSA+RP | 33000 | 30400 | 19 | 12 | 8.1 | 1.75 | 83 | 65 | 210653008
AMERICAN STANDARD | 4A6V0X36A1 | 4TXCB004DS3 | L8V1B080U4VSA+RP | 34200 | 31600 | 19.5 | 12 | 8.2 | 1.78 | 85 | 66 | 210653007
AMERICAN STANDARD | 4A6V0X36A1 | 4PX*CU48BS3 | S9V2C100D4VSA+RP | 33200 | 31000 | 19 | 11.7 | 8.5 | 1.83 | 83 | 64 | 210653006
AMERICAN STANDARD | 4A6V0X36A1 | 4PX*CU48BS3 | *DHMC100ACV4 | 33200 | 31200 | 18.5 | 11.7 | 8.5 | 1.8 | 83 | 64 | 210653005
AMERICAN STANDARD | 4A6V0X36A1 | 4PX*CU42BS3 | S9V2C100D4VSA+RP | 33800 | 31200 | 19 | 12 | 8.2 | 1.78 | 82 | 64 | 210653004
AMERICAN STANDARD | 4A6V0X36A1 | 4PX*CU42BS3 | S9V2C100U4VSA+RP | 35600 | 32600 | 20.5 | 12.7 | 8.7 | 1.84 | 81 | 62 | 210653002
AMERICAN STANDARD | 4A6V0X36A1 | 4PX*CU42BS3 | S9V2C100D4PSB+RP | 33800 | 31200 | 19 | 12 | 8.2 | 1.78 | 82 | 64 | 210653003
AMERICAN STANDARD | 4A6V0X36A1 | 4PX*CU42BS3 | S9V2C100U4PSB+RP | 35600 | 32600 | 20.5 | 12.7 | 8.7 | 1.84 | 81 | 62 | 210653001
AMERICAN STANDARD | 4A6V0X36A1 | 4PX*CU36BS3 | S9V2C100U4PSB+RP | 34400 | 31400 | 20 | 12 | 8.5 | 1.83 | 82 | 64 | 210653000
AMERICAN STANDARD | 4A6V0X36A1 | 4PX*CD42BS3 | *DHMC100ACV4 | 35800 | 31200 | 20 | 12.7 | 8.2 | 1.75 | 84 | 65 | 210652998
AMERICAN STANDARD | 4A6V0X36A1 | 4PX*CD42BS3 | S9V2C100D4VSA+RP | 35800 | 31200 | 20.5 | 12.7 | 8.2 | 1.76 | 83 | 64 | 210652999
AMERICAN STANDARD | 4A6V0X36A1 | 4PX*BU48BS3 | S9V2B080D4VSA+RP | 33200 | 31200 | 18.5 | 11.7 | 8.5 | 1.81 | 82 | 64 | 210652997
AMERICAN STANDARD | 4A6V0X36A1 | 4PX*BU48BS3 | *DHMB080ACV3 | 33200 | 31000 | 18.5 | 11.5 | 8.2 | 1.81 | 82 | 64 | 210652996
AMERICAN STANDARD | 4A6V0X36A1 | 4PX*BU48BS3 | S9V2B080D3VSA+RP | 33000 | 31200 | 18.5 | 11.5 | 8.2 | 1.79 | 82 | 64 | 210652995
AMERICAN STANDARD | 4A6V0X36A1 | 4PX*BU42BS3 | L8V1A040U3VSA+RP | 33800 | 31600 | 19.5 | 12 | 8.2 | 1.76 | 82 | 63 | 210652994
AMERICAN STANDARD | 4A6V0X36A1 | 4PX*BU42BS3 | L8V1A060U3VSA+RP | 34000 | 31600 | 19.5 | 12 | 8.2 | 1.77 | 82 | 63 | 210652993
AMERICAN STANDARD | 4A6V0X36A1 | 4PX*BU42BS3 | L8V1B080U4VSA+RP | 35400 | 32800 | 20 | 12 | 8.5 | 1.79 | 83 | 63 | 210652992
AMERICAN STANDARD | 4A6V0X36A1 | 4PX*BU42BS3 | S9V2B040U3PSB+RP | 35400 | 32800 | 20 | 12 | 8.5 | 1.81 | 81 | 62 | 210652991
AMERICAN STANDARD | 4A6V0X36A1 | 4PX*BU42BS3 | S9V2B040U3VSA+RP | 35400 | 32800 | 20 | 12 | 8.5 | 1.81 | 81 | 62 | 210652990
AMERICAN STANDARD | 4A6V0X36A1 | 4PX*BU42BS3 | S9V2B060U3PSB+RP | 35200 | 32600 | 20.5 | 12 | 8.5 | 1.81 | 82 | 62 | 210652989
AMERICAN STANDARD | 4A6V0X36A1 | 4PX*BU42BS3 | S9V2B060U3VSA+RP | 35200 | 32600 | 20.5 | 12 | 8.5 | 1.81 | 82 | 62 | 210652988
AMERICAN STANDARD | 4A6V0X36A1 | 4PX*BU42BS3 | S9V2B080U4PSB+RP | 35400 | 32600 | 20 | 12.5 | 8.5 | 1.82 | 82 | 62 | 210652987
AMERICAN STANDARD | 4A6V0X36A1 | 4PX*BU42BS3 | S9V2B080U4VSA+RP | 35400 | 32600 | 20 | 12.5 | 8.5 | 1.82 | 82 | 62 | 210652986
AMERICAN STANDARD | 4A6V0X36A1 | 4PX*BU42BS3 | *UHMB080ACV3 | 35600 | 32600 | 20.5 | 12.5 | 8.5 | 1.81 | 82 | 63 | 210652985
AMERICAN STANDARD | 4A6V0X36A1 | 4PX*BU42BS3 | *UHMB060ACV3 | 35400 | 32800 | 20 | 12.5 | 8.5 | 1.83 | 81 | 62 | 210652984
AMERICAN STANDARD | 4A6V0X36A1 | 4PX*BU36BS3 | S9V2B040U3PSB+RP | 34400 | 31600 | 20 | 12 | 8.5 | 1.8 | 83 | 65 | 210652976
AMERICAN STANDARD | 4A6V0X36A1 | 4PX*BU36BS3 | L8V1B080U4VSA+RP | 34200 | 31600 | 19.5 | 12 | 8.2 | 1.77 | 85 | 66 | 210652975
AMERICAN STANDARD | 4A6V0X36A1 | 4PX*BU36BS3 | L8V1A060U3VSA+RP | 33000 | 30400 | 19 | 12 | 8.1 | 1.75 | 83 | 65 | 210652974
AMERICAN STANDARD | 4A6V0X24A1 | 4TXCB004DS3 | L8V1A060U3VSA+RP | 23000 | 19800 | 18 | 12 | 8.2 | 1.83 | 83 | 64 | 210652969
AMERICAN STANDARD | 4A6V0X24A1 | 4TXCB003DS3 | S9V2B040U3VSA+RP | 23800 | 22000 | 19 | 12 | 8.2 | 1.76 | 81 | 61 | 210652959
AMERICAN STANDARD | 4A6V0X24A1 | 4TXCB004DS3 | L8V1A040U3VSA+RP | 23000 | 19800 | 17.5 | 12 | 8.2 | 1.83 | 84 | 64 | 210652968
TRANE | 4TWL5030N1 | 4TXFH041CC3 | *UD2C080A9V4 | 29400 | 28600 | 15.2 | 12 | 8.1 | 2.13 | 66 | 51 | 210441573
TRANE | 4TWL5030N1 | 4TXFH041CC3 | *UD2C080B9V4 | 29200 | 28600 | 15.2 | 12 | 8.1 | 2.13 | 66 | 51 | 210441572
TRANE | 4TWL5030N1 | 4TXFH036CZ3 | *UD2C080A9V4 | 29600 | 26600 | 15.2 | 12 | 8.1 | 2.19 | 67 | 53 | 210441571
TRANE | 4TWL5030N1 | 4TXFH036CZ3 | *UD2C080B9V4 | 29400 | 26600 | 15.2 | 12 | 8.1 | 2.19 | 67 | 53 | 210441570
TRANE | 4TWL5030N1 | 4TXFH036CZ3 | *DD2D120A9V5 | 30000 | 26600 | 16 | 12 | 8.1 | 2.22 | 67 | 53 | 210441569
AMERICAN STANDARD | 4A6V8X48A1 | 4PX*CU60BS3 | S9V2C100U4PSB+RP | 46500 | 43000 | 18 | 11.7 | 8.5 | 1.85 | 86 | 67 | 210653183
AMERICAN STANDARD | 4A6V8X48A1 | 4PX*CU48BS3 | S9V2C100U5PSB+RP | 46000 | 44000 | 18 | 11.7 | 8.5 | 1.83 | 85 | 66 | 210653181
TRANE | 4TWV0X48A1 | 4PX*CU48BS3 | S9V2C100U4PSB+RP | 45500 | 42500 | 19.5 | 11.5 | 8.2 | 1.75 | 86 | 67 | 210653527
AMERICAN STANDARD | 4A6V8X48A1 | 4PX*CU42BS3 | S9V2C080U5PSB+RP | 46000 | 44500 | 18 | 11.5 | 8.5 | 1.79 | 85 | 66 | 210653180
AMERICAN STANDARD | 4A6V8X48A1 | 4PX*CU42BS3 | L8V1C100U5VSA+RP | 46000 | 44500 | 18 | 11.7 | 8.5 | 1.8 | 84 | 65 | 210653179
AMERICAN STANDARD | 4A6V8X48A1 | 4PX*CU42BS3 | S9V2C100U4PSB+RP | 45500 | 44500 | 18 | 11.5 | 8.5 | 1.79 | 84 | 66 | 210653178
AMERICAN STANDARD | 4A6V8X48A1 | 4PX*CU42BS3 | S9V2C100U4VSA+RP | 45500 | 44500 | 18 | 11.5 | 8.5 | 1.79 | 84 | 66 | 210653177
AMERICAN STANDARD | 4A6V8X48A1 | 4PX*CU42BS3 | S9V2C100U5PSB+RP | 46000 | 44500 | 18 | 11.7 | 8.5 | 1.8 | 85 | 66 | 210653176
AMERICAN STANDARD | 4A6V8X48A1 | 4PX*CD60BS3 | S9V2C100D4PSB+RP | 46500 | 43000 | 18 | 11.7 | 8.5 | 1.78 | 86 | 67 | 210653171
AMERICAN STANDARD | 4A6V8X36A1 | 4PX*BU42BS3 | *UHMB080ACV3 | 35200 | 32000 | 18 | 12 | 8.2 | 1.83 | 83 | 64 | 210653125
AMERICAN STANDARD | 4A6V8X48A1 | 4PX*BU48BS3 | L8V1B080U4VSA+RP | 45500 | 44000 | 18 | 11.2 | 8.5 | 1.82 | 85 | 67 | 210653166
AMERICAN STANDARD | 4A6V8X48A1 | 4PX*BU48BS3 | S9V2B080U4VSA+RP | 45500 | 44000 | 18 | 11.2 | 8.5 | 1.8 | 86 | 67 | 210653165
AMERICAN STANDARD | 4A6V8X36A1 | 4TXCC005DS3 | S9V2C100D4PSB+RP | 32000 | 30400 | 18 | 11.2 | 8.2 | 1.78 | 84 | 66 | 210653162
AMERICAN STANDARD | 4A6V8X36A1 | 4TXCC005DS3 | S9V2C100D4VSA+RP | 32000 | 30400 | 18 | 11.2 | 8.2 | 1.77 | 84 | 66 | 210653160
AMERICAN STANDARD | 4A6V8X36A1 | 4TXCC005DS3 | *DHMC100ACV4 | 32000 | 30400 | 18 | 11 | 8.2 | 1.76 | 84 | 66 | 210653161
AMERICAN STANDARD | 4A6V8X36A1 | 4TXCC005DS3 | S9V2C100U4PSB+RP | 34200 | 31000 | 18 | 11.7 | 8.2 | 1.81 | 83 | 66 | 210653159
AMERICAN STANDARD | 4A6V8X36A1 | 4TXCB006DS3 | L8V1B080U4VSA+RP | 35000 | 31600 | 18 | 12 | 8.2 | 1.84 | 84 | 66 | 210653158
AMERICAN STANDARD | 4A6V8X36A1 | 4TXCB004DS3 | S9V2B080D4VSA+RP | 31800 | 30400 | 18 | 10 | 8.2 | 1.75 | 84 | 66 | 210653155
AMERICAN STANDARD | 4A6V8X36A1 | 4TXCB004DS3 | S9V2B080D4PSB+RP | 31800 | 30400 | 18 | 10 | 8.2 | 1.75 | 84 | 66 | 210653154
AMERICAN STANDARD | 4A6V8X36A1 | 4TXCB004DS3 | S9V2B040D3PSB+RP | 32000 | 30600 | 18 | 10 | 8.2 | 1.76 | 84 | 66 | 210653150
AMERICAN STANDARD | 4A6V8X36A1 | 4TXCB004DS3 | S9V2B060D3PSB+RP | 31800 | 30400 | 18 | 10 | 8.2 | 1.75 | 84 | 66 | 210653151
AMERICAN STANDARD | 4A6V8X36A1 | 4TXCB004DS3 | S9V2B080U4PSB+RP | 33800 | 31200 | 18 | 11.5 | 8.2 | 1.8 | 83 | 66 | 210653148
AMERICAN STANDARD | 4A6V8X36A1 | 4TXCB004DS3 | *DHMB080ACV3 | 31800 | 30400 | 17.5 | 10 | 8.1 | 1.76 | 84 | 66 | 210653149
AMERICAN STANDARD | 4A6V8X36A1 | 4TXCB004DS3 | S9V2B060U3PSB+RP | 33800 | 31200 | 18 | 11.5 | 8.2 | 1.8 | 83 | 65 | 210653147
AMERICAN STANDARD | 4A6V8X36A1 | 4TXCB004DS3 | S9V2B040U3PSB+RP | 34000 | 31200 | 18 | 11.5 | 8.2 | 1.8 | 83 | 66 | 210653146
AMERICAN STANDARD | 4A6V8X36A1 | 4PX*CU48BS3 | S9V2C100U4PSB+RP | 35200 | 31400 | 18 | 12 | 8.5 | 1.87 | 83 | 65 | 210653141
AMERICAN STANDARD | 4A6V8X36A1 | 4TXCB004DS3 | L8V1B080U4VSA+RP | 34000 | 31200 | 18 | 11.5 | 8.2 | 1.79 | 85 | 66 | 210653145
AMERICAN STANDARD | 4A6V8X36A1 | 4PX*CU48BS3 | *DHMC100ACV4 | 33000 | 30600 | 18 | 11.2 | 8.2 | 1.83 | 84 | 66 | 210653142
AMERICAN STANDARD | 4A6V8X36A1 | 4PX*CU48BS3 | S9V2C100D4VSA+RP | 33000 | 30600 | 18 | 11.5 | 8.2 | 1.85 | 83 | 65 | 210653140
AMERICAN STANDARD | 4A6V8X36A1 | 4PX*CU42BS3 | S9V2C100D4VSA+RP | 33400 | 30800 | 18 | 11.5 | 8.2 | 1.81 | 83 | 66 | 210653139
AMERICAN STANDARD | 4A6V8X36A1 | 4PX*CU42BS3 | S9V2C100U4VSA+RP | 35200 | 32000 | 18 | 12 | 8.5 | 1.85 | 82 | 64 | 210653138
AMERICAN STANDARD | 4A6V8X36A1 | 4PX*CU42BS3 | S9V2C100D4PSB+RP | 33400 | 30800 | 18 | 11.5 | 8.2 | 1.81 | 83 | 66 | 210653136
AMERICAN STANDARD | 4A6V8X36A1 | 4PX*CU36BS3 | S9V2C100U4PSB+RP | 34200 | 31000 | 18 | 11.7 | 8.2 | 1.83 | 83 | 65 | 210653135
AMERICAN STANDARD | 4A6V8X36A1 | 4PX*CU42BS3 | S9V2C100U4PSB+RP | 35200 | 32000 | 18 | 12 | 8.5 | 1.85 | 82 | 64 | 210653137
AMERICAN STANDARD | 4A6V8X36A1 | 4PX*BU48BS3 | *DHMB080ACV3 | 32800 | 30600 | 18 | 11.2 | 8.2 | 1.84 | 83 | 66 | 210653131
AMERICAN STANDARD | 4A6V8X36A1 | 4PX*BU48BS3 | S9V2B080D4VSA+RP | 32800 | 30600 | 18 | 11.2 | 8.2 | 1.82 | 84 | 66 | 210653129
AMERICAN STANDARD | 4A6V8X36A1 | 4PX*BU48BS3 | S9V2B080D3VSA+RP | 32800 | 30600 | 18 | 11 | 8.2 | 1.81 | 83 | 66 | 210653130
AMERICAN STANDARD | 4A6V8X36A1 | 4PX*BU48BS3 | S9V2B040D3PSB+RP | 33000 | 30800 | 18 | 11.2 | 8.2 | 1.82 | 84 | 66 | 210653128
AMERICAN STANDARD | 4A6V8X36A1 | 4PX*BU42BS3 | S9V2B080U4VSA+RP | 35000 | 32200 | 18 | 12 | 8.2 | 1.83 | 82 | 64 | 210653124
AMERICAN STANDARD | 4A6V8X36A1 | 4PX*BU42BS3 | S9V2B060U3VSA+RP | 34800 | 32200 | 18 | 11.7 | 8.2 | 1.82 | 82 | 64 | 210653122
AMERICAN STANDARD | 4A6V8X36A1 | 4PX*BU42BS3 | L8V1B080U4VSA+RP | 35000 | 32200 | 18 | 12 | 8.2 | 1.82 | 83 | 65 | 210653123
AMERICAN STANDARD | 4A6V8X36A1 | 4PX*BU42BS3 | S9V2B060U3PSB+RP | 34800 | 32200 | 18 | 11.7 | 8.2 | 1.82 | 82 | 64 | 210653121
AMERICAN STANDARD | 4A6V8X36A1 | 4PX*BU42BS3 | S9V2B040U3VSA+RP | 35200 | 32200 | 18 | 12 | 8.2 | 1.82 | 82 | 64 | 210653120
AMERICAN STANDARD | 4A6V8X36A1 | 4PX*BU42BS3 | S9V2B040U3PSB+RP | 35200 | 32200 | 18 | 12 | 8.2 | 1.82 | 82 | 64 | 210653119
AMERICAN STANDARD | 4A6V8X36A1 | 4PX*BU36BS3 | S9V2B080D4VSA+RP | 31800 | 30400 | 18 | 10 | 8.2 | 1.75 | 84 | 66 | 210653117
AMERICAN STANDARD | 4A6V8X36A1 | 4PX*BU42BS3 | *UHMB060ACV3 | 35200 | 32000 | 18 | 12 | 8.2 | 1.84 | 83 | 64 | 210653118
AMERICAN STANDARD | 4A6V8X36A1 | 4PX*BU36BS3 | S9V2B080D4PSB+RP | 31800 | 30400 | 18 | 10 | 8.2 | 1.75 | 84 | 66 | 210653116
AMERICAN STANDARD | 4A6V8X36A1 | 4PX*BU36BS3 | S9V2B080U4VSA+RP | 33800 | 31200 | 18 | 11.5 | 8.2 | 1.8 | 83 | 66 | 210653112
AMERICAN STANDARD | 4A6V0X36A1 | 4PX*CU48BS3 | *UD2C080A9V4+RP | 35400 | 32200 | 20 | 12.5 | 8.5 | 1.86 | 81 | 63 | 210641085
AMERICAN STANDARD | 4A6V0X36A1 | 4PX*CU36BS3 | *UD2C080B9V4+RP | 34200 | 31600 | 19 | 12 | 8.2 | 1.82 | 82 | 64 | 210641076
AMERICAN STANDARD | 4A6V0X36A1 | 4PX*CU48BS3 | *UD2C080B9V4+RP | 35400 | 32200 | 20 | 12.5 | 8.5 | 1.86 | 81 | 63 | 210641084
AMERICAN STANDARD | 4A6V0X36A1 | 4PX*CU36BS3 | *UD2C080A9V4+RP | 34400 | 31600 | 19 | 12 | 8.5 | 1.82 | 82 | 64 | 210641075
AMERICAN STANDARD | 4A6V0X36A1 | 4PX*CU48BS3 | *UD2C100A9V5+RP | 35600 | 32400 | 20 | 12.5 | 8.5 | 1.85 | 81 | 63 | 210641083
AMERICAN STANDARD | 4A6V0X36A1 | 4PX*CU42BS3 | *UD2C100B9V5+RP | 35200 | 32600 | 19.5 | 12.5 | 8.5 | 1.83 | 81 | 62 | 210641081
AMERICAN STANDARD | 4A6V0X36A1 | 4PX*CU48BS3 | *UD2C100B9V5+RP | 35200 | 32200 | 20 | 12.5 | 8.5 | 1.86 | 81 | 63 | 210641082
AMERICAN STANDARD | 4A6V0X36A1 | 4PX*CU42BS3 | *UD2C100A9V5+RP | 35600 | 32800 | 20 | 12.5 | 8.5 | 1.83 | 81 | 62 | 210641079
AMERICAN STANDARD | 4A6V0X36A1 | 4PX*CU42BS3 | *UD2C080A9V4+RP | 35400 | 32800 | 19.5 | 12.5 | 8.5 | 1.83 | 80 | 62 | 210641077
AMERICAN STANDARD | 4A6V0X36A1 | 4PX*CU42BS3 | *UD2C080B9V4+RP | 35400 | 32800 | 19.5 | 12.5 | 8.5 | 1.83 | 80 | 62 | 210641080
AMERICAN STANDARD | 4A6V0X36A1 | 4PX*CU42BS3 | *DD2C100A9V5+RP | 34400 | 31600 | 19 | 12 | 8.2 | 1.79 | 82 | 63 | 210641078
AMERICAN STANDARD | 4A6V0X36A1 | 4PX*CU36BS3 | *UD2C100A9V5+RP | 34400 | 31600 | 19.5 | 12 | 8.5 | 1.81 | 82 | 64 | 210641074
AMERICAN STANDARD | 4A6V0X36A1 | 4PX*CU36BS3 | *UD2C100B9V5+RP | 34200 | 31400 | 19 | 12 | 8.5 | 1.81 | 82 | 64 | 210641073
AMERICAN STANDARD | 4A6V0X36A1 | 4PX*CD42BS3+HORIZ-RT | *UD2C100B9V5+RP | 35600 | 31200 | 19.5 | 12.7 | 8.1 | 1.76 | 82 | 64 | 210641072
AMERICAN STANDARD | 4A6V0X36A1 | 4PX*BU48BS3 | *DD2B060A9V3+RP | 33000 | 31400 | 18 | 11.5 | 8.2 | 1.8 | 82 | 64 | 210641062
AMERICAN STANDARD | 4A6V0X36A1 | 4PX*CD42BS3+HORIZ-RT | *UD2C080A9V4+RP | 35800 | 31200 | 20 | 12.7 | 8.1 | 1.76 | 83 | 64 | 210641069
AMERICAN STANDARD | 4A6V0X36A1 | 4PX*CD42BS3+HORIZ-RT | *UD2C100A9V5+RP | 36000 | 31400 | 20 | 12.5 | 8.2 | 1.75 | 83 | 64 | 210641071
AMERICAN STANDARD | 4A6V0X36A1 | 4PX*CD42BS3 | *DD2C100A9V5+RP | 35800 | 31200 | 20 | 12.7 | 8.2 | 1.77 | 82 | 64 | 210641068
AMERICAN STANDARD | 4A6V0X36A1 | 4PX*CD42BS3+HORIZ-RT | *UD2C080B9V4+RP | 35600 | 31200 | 19.5 | 12.7 | 8.1 | 1.75 | 83 | 64 | 210641070
AMERICAN STANDARD | 4A6V0X36A1 | 4PX*BU42BS3 | *UD2B060A9V3+RP | 34600 | 32600 | 19 | 12 | 8.5 | 1.8 | 82 | 62 | 210641059
TRANE | 4TWV8X48A1 | 4TXCC007DS3 | *UD2C080B9V4+RP | 44500 | 43000 | 18 | 11.7 | 8.5 | 1.81 | 86 | 67 | 210641019
AMERICAN STANDARD | 4A6V0X36A1 | 4PX*BU42BS3 | *UD2B080A9V3+RP | 34400 | 32600 | 19 | 12 | 8.5 | 1.8 | 81 | 62 | 210641060
AMERICAN STANDARD | 4A6V0X36A1 | 4PX*BU48BS3 | *DD2B080A9V3+RP | 32600 | 31000 | 18.5 | 11.7 | 8.2 | 1.8 | 82 | 64 | 210641061
AMERICAN STANDARD | 4A6V0X36A1 | 4PX*BU36BS3 | *UD2B080A9V3+RP | 33400 | 31200 | 18.5 | 11.7 | 8.2 | 1.78 | 82 | 64 | 210641057
AMERICAN STANDARD | 4A6V0X36A1 | 4PX*BU36BS3 | *UD2B060A9V3+RP | 33600 | 31400 | 18.5 | 11.7 | 8.2 | 1.78 | 83 | 64 | 210641056
TRANE | 4TWV8X48A1 | 4TXCD008DS3 | *UD2D120A9V5+RP | 45500 | 44000 | 18 | 11.7 | 8.5 | 1.83 | 85 | 66 | 210641028
AMERICAN STANDARD | 4A6V0X24A1 | 4PX*BU36BS3 | *UD2B060A9V3+RP | 23800 | 20400 | 18 | 12 | 8.2 | 1.87 | 83 | 64 | 210641043
AMERICAN STANDARD | 4A6V0X24A1 | 4TXCB004DS3 | *UD2B060A9V3+RP | 23400 | 20000 | 18 | 12.5 | 8.2 | 1.86 | 84 | 65 | 210641047
AMERICAN STANDARD | 4A6V0X24A1 | 4TXCB004DS3 | *UD2B080A9V3+RP | 23600 | 20200 | 18 | 12 | 8.2 | 1.87 | 84 | 64 | 210641046
AMERICAN STANDARD | 4A6V0X24A1 | 4PX*BU36BS3 | *UD2B080A9V3+RP | 23600 | 20200 | 18 | 12 | 8.2 | 1.87 | 84 | 64 | 210641044
TRANE | 4TWV8X48A1 | 4TXCD008DS3 | *UD2C080A9V4+RP | 44000 | 42500 | 18 | 11.5 | 8.5 | 1.76 | 86 | 67 | 210641027
TRANE | 4TWV8X48A1 | 4TXCD008DS3 | *UD2C100A9V5+RP | 43500 | 42000 | 18 | 11.5 | 8.2 | 1.76 | 86 | 67 | 210641025
TRANE | 4TWV8X48A1 | 4TXCD010DS3 | *UD2C100B9V5+RP | 45000 | 42000 | 18 | 11.7 | 8.5 | 1.79 | 85 | 67 | 210641033
TRANE | 4TWV8X48A1 | 4TXCD010DS3 | *UD2D120A9V5+RP | 46500 | 43500 | 18 | 11.7 | 8.5 | 1.86 | 85 | 66 | 210641034
TRANE | 4TWV8X48A1 | 4TXCD010DS3 | *UD2C080B9V4+RP | 45000 | 42000 | 18 | 11.7 | 8.5 | 1.8 | 85 | 66 | 210641032
TRANE | 4TWV8X48A1 | 4TXCD010DS3 | *UD2C080A9V4+RP | 45000 | 42000 | 18 | 11.7 | 8.5 | 1.78 | 86 | 67 | 210641031
TRANE | 4TWV8X48A1 | 4TXCD010DS3 | *UD2C100A9V5+RP | 44500 | 41500 | 18 | 11.7 | 8.2 | 1.78 | 86 | 67 | 210641030
TRANE | 4TWV8X48A1 | 4TXCD008DS3 | *UD2C100B9V5+RP | 44000 | 42500 | 18 | 11.5 | 8.5 | 1.77 | 85 | 67 | 210641029
TRANE | 4TWV8X48A1 | 4TXCD008DS3 | *UD2C080B9V4+RP | 44000 | 42500 | 18 | 11.5 | 8.5 | 1.77 | 85 | 66 | 210641026
TRANE | 4TWV8X48A1 | 4TXCC009DS3 | *UD2C100A9V5+RP | 46000 | 43000 | 18 | 11.7 | 8.5 | 1.84 | 86 | 67 | 210641023
TRANE | 4TWV8X48A1 | 4TXCC009DS3 | *UD2C100B9V5+RP | 46500 | 43500 | 18 | 11.7 | 8.5 | 1.84 | 85 | 67 | 210641024
TRANE | 4TWV8X48A1 | 4TXCC009DS3 | *UD2C080A9V4+RP | 46500 | 43500 | 18 | 11.7 | 8.5 | 1.84 | 86 | 67 | 210641022
TRANE | 4TWV8X48A1 | 4TXCC009DS3 | *UD2C080B9V4+RP | 46500 | 43500 | 18 | 11.7 | 8.5 | 1.85 | 85 | 66 | 210641021
TRANE | 4TWV8X48A1 | 4TXCC007DS3 | *UD2C080A9V4+RP | 45500 | 44000 | 18 | 11.2 | 8.5 | 1.81 | 85 | 67 | 210641020
TRANE | 4TWV8X48A1 | 4TXCC007DS3 | *UD2C100A9V5+RP | 45000 | 43500 | 18 | 11.5 | 8.5 | 1.81 | 86 | 67 | 210641018
TRANE | 4TWV8X48A1 | 4PX*DU48BS3 | *UD2C100B9V5+RP | 44000 | 42500 | 18 | 11.5 | 8.5 | 1.77 | 85 | 67 | 210641011
TRANE | 4TWV8X48A1 | 4TXCC007DS3 | *UD2C100B9V5+RP | 45500 | 44000 | 18 | 11.5 | 8.5 | 1.82 | 85 | 67 | 210641017
TRANE | 4TWV8X48A1 | 4PX*DU48BS3 | *UD2C100A9V5+RP | 43500 | 42000 | 18 | 11.5 | 8.2 | 1.76 | 86 | 67 | 210641007
TRANE | 4TWV8X48A1 | 4PX*DU60BS3 | *UD2C100A9V5+RP | 44500 | 41500 | 18 | 11.7 | 8.2 | 1.78 | 86 | 67 | 210641016
TRANE | 4TWV8X48A1 | 4PX*DU60BS3 | *UD2C100B9V5+RP | 45000 | 42000 | 18 | 11.7 | 8.5 | 1.79 | 85 | 67 | 210641015
TRANE | 4TWV8X48A1 | 4PX*DU60BS3 | *UD2C080A9V4+RP | 45000 | 42000 | 18 | 11.7 | 8.5 | 1.78 | 86 | 67 | 210641012
TRANE | 4TWV8X48A1 | 4PX*DU60BS3 | *UD2C080B9V4+RP | 45000 | 42000 | 18 | 11.7 | 8.5 | 1.8 | 85 | 66 | 210641014
TRANE | 4TWL9024A1 | 4PX*BU30BS3 | S9V2B080D3VSA+RP | 21600 | 20400 | 15.5 | 11.2 | 8.7 | 2.23 | 68 | 53 | 210653254
TRANE | 4TWL9024A1 | 4PX*BU24BS3 | S9V2B060U3VSA+RP | 22400 | 21800 | 16.5 | 11.7 | 8.2 | 2.03 | 66 | 51 | 210653253
TRANE | 4TWL9024A1 | 4PX*BU24BS3 | S9V2B040U3VSA+RP | 22600 | 21600 | 16.5 | 11.7 | 8.2 | 2.03 | 67 | 52 | 210653252
TRANE | 4TWL9024A1 | 4PX*BU24BS3 | S9V2B060D3PSB+RP | 21600 | 21400 | 15.5 | 11.2 | 8.2 | 2 | 67 | 52 | 210653250
TRANE | 4TWL9024A1 | 4PX*BU24BS3 | S9V2B080D3VSA+RP | 21600 | 21600 | 15.2 | 11.2 | 8.2 | 2 | 66 | 52 | 210653251
TRANE | 4TWL9024A1 | 4PX*BU24BS3 | S9V2B040D3PSB+RP | 22000 | 21800 | 15.2 | 11.2 | 8.2 | 2 | 66 | 52 | 210653249
TRANE | 4TWL9024A1 | 4PX*BD36BS3 | S9V2B080D3VSA+RP | 23200 | 20400 | 17.5 | 12 | 8.5 | 2.24 | 67 | 53 | 210653244
TRANE | 4TWL9024A1 | 4PX*BD30BS3 | S9V2B080D3VSA+RP | 23000 | 21400 | 17 | 12 | 8.7 | 2.23 | 66 | 52 | 210653243
TRANE | 4TWL9024A1 | 4PX*AU24BS3 | L8V1A040U3VSA+RP | 22400 | 22000 | 16 | 10 | 8.2 | 2 | 67 | 52 | 210653241
TRANE | 4TWL9024A1 | 4PX*AU24BS3 | L8V1A060U3VSA+RP | 22600 | 22000 | 16 | 10 | 8.2 | 2 | 67 | 52 | 210653242
AMERICAN STANDARD | 4A6V8X48A1 | 4TXCD008DS3 | L8V1C100U5VSA+RP | 44500 | 42000 | 18 | 11.7 | 8.5 | 1.79 | 86 | 66 | 210653214
TRANE | 4TWV0X48A1 | 4PX*CU60BS3 | L8V1C100U5VSA+RP | 46500 | 42000 | 19.5 | 11.7 | 8.5 | 1.82 | 86 | 66 | 210653529
TRANE | 4TWV0X48A1 | 4PX*CU60BS3 | S9V2C080U5PSB+RP | 46500 | 42000 | 19.5 | 11.7 | 8.5 | 1.8 | 87 | 68 | 210653528
AMERICAN STANDARD | 4A6V8X48A1 | 4TXCD010DS3 | S9V2D120U5PSB+RP | 47000 | 43000 | 18 | 12 | 8.5 | 1.87 | 86 | 67 | 210653223
AMERICAN STANDARD | 4A6V8X48A1 | 4TXCD010DS3 | S9V2C100U4PSB+RP | 45000 | 42000 | 18 | 11.7 | 8.5 | 1.8 | 85 | 66 | 210653222
AMERICAN STANDARD | 4A6V8X48A1 | 4TXCD010DS3 | S9V2C080U5PSB+RP | 45500 | 42000 | 18 | 11.7 | 8.5 | 1.8 | 85 | 67 | 210653221
AMERICAN STANDARD | 4A6V8X48A1 | 4TXCD008DS3 | S9V2C100U4VSA+RP | 44500 | 42000 | 18 | 11.7 | 8.5 | 1.77 | 86 | 67 | 210653220
AMERICAN STANDARD | 4A6V8X48A1 | 4TXCD008DS3 | S9V2D120U5PSB+RP | 46000 | 43500 | 18 | 11.7 | 8.5 | 1.84 | 86 | 67 | 210653218
AMERICAN STANDARD | 4A6V8X48A1 | 4TXCD008DS3 | S9V2C100U5PSB+RP | 44500 | 42500 | 18 | 11.7 | 8.5 | 1.78 | 85 | 66 | 210653219
AMERICAN STANDARD | 4A6V8X48A1 | 4TXCD008DS3 | S9V2D120U5VSA+RP | 46000 | 43500 | 18 | 11.7 | 8.5 | 1.84 | 86 | 67 | 210653217
AMERICAN STANDARD | 4A6V8X48A1 | 4TXCD008DS3 | *UHMD120ACV5 | 45500 | 43500 | 18 | 11.7 | 8.5 | 1.84 | 85 | 66 | 210653215
AMERICAN STANDARD | 4A6V8X48A1 | 4TXCD008DS3 | S9V2C080U5PSB+RP | 44500 | 42500 | 18 | 11.7 | 8.5 | 1.78 | 85 | 67 | 210653213
AMERICAN STANDARD | 4A6V8X48A1 | 4TXCD008DS3 | S9V2C100U4PSB+RP | 44500 | 42000 | 18 | 11.7 | 8.5 | 1.77 | 86 | 67 | 210653216
AMERICAN STANDARD | 4A6V8X48A1 | 4TXCC009DS3 | S9V2C100U5PSB+RP | 47000 | 43000 | 18 | 11.7 | 8.5 | 1.86 | 86 | 67 | 210653211
AMERICAN STANDARD | 4A6V8X48A1 | 4TXCC009DS3 | L8V1C100U5VSA+RP | 47000 | 43000 | 18 | 12 | 8.5 | 1.86 | 86 | 66 | 210653212
AMERICAN STANDARD | 4A6V8X48A1 | 4TXCC009DS3 | S9V2C080U5PSB+RP | 47000 | 43500 | 18 | 11.7 | 8.5 | 1.85 | 85 | 67 | 210653210
AMERICAN STANDARD | 4A6V8X48A1 | 4TXCC009DS3 | S9V2C100U4PSB+RP | 46500 | 43000 | 18 | 11.7 | 8.5 | 1.85 | 86 | 67 | 210653209
AMERICAN STANDARD | 4A6V8X48A1 | 4TXCC007DS3 | S9V2C080U5PSB+RP | 46000 | 44000 | 18 | 11.5 | 8.5 | 1.83 | 85 | 66 | 210653208
AMERICAN STANDARD | 4A6V8X48A1 | 4TXCC007DS3 | S9V2C100U5PSB+RP | 46000 | 44000 | 18 | 11.7 | 8.5 | 1.83 | 85 | 66 | 210653207
AMERICAN STANDARD | 4A6V8X48A1 | 4TXCC005DS3 | S9V2C100U4PSB+RP | 43500 | 42500 | 18 | 11.2 | 8.5 | 1.77 | 87 | 69 | 210653205
AMERICAN STANDARD | 4A6V8X48A1 | 4TXCC005DS3 | L8V1C100U5VSA+RP | 44000 | 42500 | 18 | 11.2 | 8.5 | 1.76 | 88 | 68 | 210653203
TRANE | 4TWV0X48A1 | 4PX*CU48BS3 | L8V1C100U5VSA+RP | 46000 | 42500 | 19.5 | 11.5 | 8.2 | 1.76 | 86 | 66 | 210653526
AMERICAN STANDARD | 4A6V8X48A1 | 4TXCC005DS3 | S9V2C100U5PSB+RP | 44000 | 42500 | 18 | 11.2 | 8.5 | 1.78 | 87 | 69 | 210653202
AMERICAN STANDARD | 4A6V8X48A1 | 4TXCC005DS3 | S9V2C080U5PSB+RP | 44000 | 42500 | 18 | 11 | 8.5 | 1.78 | 87 | 69 | 210653204
AMERICAN STANDARD | 4A6V8X48A1 | 4TXCB006DS3 | L8V1B080U4VSA+RP | 45500 | 44000 | 18 | 11.2 | 8.5 | 1.82 | 85 | 67 | 210653201
AMERICAN STANDARD | 4A6V8X48A1 | 4PX*DU60BS3 | S9V2D120U5PSB+RP | 47000 | 43000 | 18 | 12 | 8.5 | 1.87 | 86 | 67 | 210653199
AMERICAN STANDARD | 4A6V8X48A1 | 4TXCB006DS3 | S9V2B080U4VSA+RP | 45500 | 44000 | 18 | 11.2 | 8.5 | 1.8 | 86 | 67 | 210653200
AMERICAN STANDARD | 4A6V8X48A1 | 4PX*DU60BS3 | S9V2C080U5PSB+RP | 45500 | 42000 | 18 | 11.7 | 8.5 | 1.8 | 85 | 67 | 210653197
AMERICAN STANDARD | 4A6V8X48A1 | 4PX*DU60BS3 | S9V2C100U4PSB+RP | 45000 | 42000 | 18 | 11.7 | 8.5 | 1.8 | 85 | 66 | 210653198
AMERICAN STANDARD | 4A6V8X48A1 | 4PX*DU48BS3 | S9V2C080U5PSB+RP | 44500 | 42500 | 18 | 11.7 | 8.5 | 1.78 | 85 | 67 | 210653196
AMERICAN STANDARD | 4A6V8X48A1 | 4PX*DU48BS3 | S9V2C100U4VSA+RP | 44500 | 42000 | 18 | 11.7 | 8.5 | 1.77 | 86 | 67 | 210653194
AMERICAN STANDARD | 4A6V8X48A1 | 4PX*DU48BS3 | S9V2C100U4PSB+RP | 44500 | 42000 | 18 | 11.7 | 8.5 | 1.77 | 86 | 67 | 210653195
AMERICAN STANDARD | 4A6V8X48A1 | 4PX*DU48BS3 | S9V2C100U5PSB+RP | 44500 | 42500 | 18 | 11.7 | 8.5 | 1.78 | 85 | 66 | 210653193
AMERICAN STANDARD | 4A6V8X48A1 | 4PX*CU48BS3 | S9V2C080U5PSB+RP | 46000 | 44000 | 18 | 11.5 | 8.5 | 1.83 | 85 | 66 | 210653182
AMERICAN STANDARD | 4A6V8X48A1 | 4PX*DU48BS3 | S9V2D120U5PSB+RP | 46000 | 43500 | 18 | 11.7 | 8.5 | 1.84 | 86 | 67 | 210653192
AMERICAN STANDARD | 4A6V8X48A1 | 4PX*DU48BS3 | S9V2D120U5VSA+RP | 46000 | 43500 | 18 | 11.7 | 8.5 | 1.84 | 86 | 67 | 210653191
AMERICAN STANDARD | 4A6V8X48A1 | 4PX*DU48BS3 | L8V1C100U5VSA+RP | 44500 | 42000 | 18 | 11.7 | 8.5 | 1.79 | 86 | 66 | 210653190
AMERICAN STANDARD | 4A6V8X48A1 | 4PX*DU48BS3 | *UHMD120ACV5 | 45500 | 43500 | 18 | 11.7 | 8.5 | 1.84 | 85 | 66 | 210653189
AMERICAN STANDARD | 4A6V8X48A1 | 4PX*DD60BS3 | S9V2D120D5PSB+RP | 46000 | 43000 | 18 | 11.7 | 8.5 | 1.83 | 86 | 67 | 210653188
AMERICAN STANDARD | 4A6V8X48A1 | 4PX*DD60BS3 | S9V2C100D5PSB+RP | 44500 | 42000 | 18 | 11.5 | 8.5 | 1.77 | 85 | 66 | 210653187
AMERICAN STANDARD | 4A6V8X48A1 | 4PX*DD60BS3 | S9V2C100D4PSB+RP | 44000 | 42000 | 18 | 11.5 | 8.2 | 1.76 | 85 | 66 | 210653186
AMERICAN STANDARD | 4A6V8X48A1 | 4PX*CU60BS3 | S9V2C100U5PSB+RP | 47000 | 43000 | 18 | 11.7 | 8.5 | 1.86 | 86 | 67 | 210653185
AMERICAN STANDARD | 4A6V8X48A1 | 4PX*CU60BS3 | S9V2C080U5PSB+RP | 47000 | 43500 | 18 | 11.7 | 8.5 | 1.85 | 85 | 67 | 210653184
AMERICAN STANDARD | 4A6V0X48A1 | 4TXCD010DS3 | *UD2D120A9V5+RP | 46500 | 42000 | 19.5 | 11.7 | 8.5 | 1.8 | 86 | 67 | 210641153
AMERICAN STANDARD | 4A6V0X48A1 | 4TXCD010DS3 | *UD2C080B9V4+RP | 45000 | 41000 | 18.5 | 11.7 | 8.2 | 1.75 | 85 | 66 | 210641151
AMERICAN STANDARD | 4A6V0X48A1 | 4TXCD008DS3 | *UD2D120A9V5+RP | 44500 | 42000 | 19 | 11.7 | 8.2 | 1.75 | 86 | 67 | 210641149
AMERICAN STANDARD | 4A6V0X48A1 | 4TXCC009DS3 | *UD2C100A9V5+RP | 45500 | 42000 | 19 | 11.7 | 8.2 | 1.78 | 86 | 67 | 210641144
AMERICAN STANDARD | 4A6V0X48A1 | 4TXCC009DS3 | *UD2C100B9V5+RP | 46000 | 42000 | 19 | 11.5 | 8.2 | 1.79 | 87 | 68 | 210641143
AMERICAN STANDARD | 4A6V0X48A1 | 4TXCC009DS3 | *UD2C080B9V4+RP | 46000 | 42500 | 19 | 11.5 | 8.2 | 1.8 | 85 | 66 | 210641142
AMERICAN STANDARD | 4A6V0X48A1 | 4TXCC009DS3 | *UD2C080A9V4+RP | 46500 | 42500 | 19 | 11.5 | 8.2 | 1.78 | 86 | 67 | 210641141
AMERICAN STANDARD | 4A6V0X48A1 | 4TXCC007DS3 | *UD2C080B9V4+RP | 45500 | 43000 | 18.5 | 11.2 | 8.2 | 1.75 | 85 | 66 | 210641140
AMERICAN STANDARD | 4A6V0X48A1 | 4PX*DU60BS3 | *UD2C080B9V4+RP | 45000 | 41000 | 18.5 | 11.7 | 8.2 | 1.75 | 85 | 66 | 210641135
AMERICAN STANDARD | 4A6V0X48A1 | 4PX*DU48BS3 | *UD2D120A9V5+RP | 44500 | 42000 | 19 | 11.7 | 8.2 | 1.75 | 86 | 67 | 210641131
AMERICAN STANDARD | 4A6V0X48A1 | 4PX*DU60BS3 | *UD2D120A9V5+RP | 46500 | 42000 | 19.5 | 11.7 | 8.5 | 1.8 | 86 | 67 | 210641132
AMERICAN STANDARD | 4A6V0X48A1 | 4PX*DD60BS3 | *DD2D120A9V5+RP | 46000 | 42500 | 19 | 11.2 | 8.2 | 1.77 | 86 | 67 | 210641121
AMERICAN STANDARD | 4A6V0X48A1 | 4PX*DD60BS3+HORIZ-RT | *UD2D120A9V5+RP | 44500 | 42000 | 19 | 11.5 | 8.2 | 1.76 | 85 | 66 | 210641124
AMERICAN STANDARD | 4A6V0X48A1 | 4PX*CU60BS3 | *UD2C100B9V5+RP | 46000 | 42000 | 19 | 11.5 | 8.2 | 1.79 | 87 | 68 | 210641119
AMERICAN STANDARD | 4A6V0X48A1 | 4PX*CU60BS3 | *UD2C080B9V4+RP | 46000 | 42500 | 19 | 11.5 | 8.2 | 1.8 | 85 | 66 | 210641118
AMERICAN STANDARD | 4A6V0X48A1 | 4PX*CU60BS3 | *UD2C100A9V5+RP | 45500 | 42000 | 19 | 11.7 | 8.2 | 1.76 | 86 | 70 | 210641117
AMERICAN STANDARD | 4A6V0X48A1 | 4PX*CU60BS3 | *UD2C080A9V4+RP | 45500 | 42000 | 19 | 11.7 | 8.2 | 1.79 | 86 | 67 | 210641116
AMERICAN STANDARD | 4A6V0X48A1 | 4PX*CU48BS3 | *UD2C080B9V4+RP | 45500 | 43000 | 18.5 | 11.2 | 8.2 | 1.75 | 85 | 66 | 210641113
AMERICAN STANDARD | 4A6V0X36A1 | 4TXCB004DS3 | *UD2B080A9V3+RP | 33400 | 31200 | 18.5 | 11.7 | 8.2 | 1.78 | 83 | 64 | 210641091
AMERICAN STANDARD | 4A6V0X36A1 | 4TXCB004DS3 | *DD2B080A9V3+RP | 31600 | 30600 | 17.5 | 11.2 | 8.2 | 1.75 | 82 | 64 | 210641088
AMERICAN STANDARD | 4A6V0X36A1 | 4PX*CU48BS3 | *DD2C100A9V5+RP | 33200 | 31000 | 18.5 | 12 | 8.5 | 1.83 | 82 | 64 | 210641086
AMERICAN STANDARD | 4A6V0X36A1 | 4TXCC005DS3 | *UD2C100B9V5+RP | 34200 | 31400 | 19 | 12 | 8.5 | 1.82 | 82 | 64 | 210641094
AMERICAN STANDARD | 4A6V0X36A1 | 4TXCC005DS3 | *DD2C100A9V5+RP | 31600 | 31000 | 17.5 | 11.7 | 8.1 | 1.75 | 80 | 62 | 210641092
AMERICAN STANDARD | 4A6V0X36A1 | 4TXCC005DS3 | *UD2C100A9V5+RP | 34400 | 31600 | 19.5 | 12 | 8.5 | 1.81 | 82 | 64 | 210641095
AMERICAN STANDARD | 4A6V0X36A1 | 4TXCC005DS3 | *UD2C080A9V4+RP | 34400 | 31600 | 19 | 12 | 8.5 | 1.81 | 82 | 64 | 210641093
AMERICAN STANDARD | 4A6V0X36A1 | 4PX*DU48BS3 | *DD2D120A9V5+RP | 34000 | 31400 | 18.5 | 12 | 8.5 | 1.84 | 82 | 63 | 210641087
AMERICAN STANDARD | 4A6V0X36A1 | 4TXCB004DS3 | *UD2B060A9V3+RP | 33600 | 31400 | 18.5 | 11.7 | 8.2 | 1.78 | 82 | 64 | 210641090
AMERICAN STANDARD | 4A6V0X36A1 | 4TXCC005DS3 | *UD2C080B9V4+RP | 34200 | 31600 | 19 | 12 | 8.5 | 1.81 | 82 | 64 | 210641096
TRANE | 4TWL9024A1 | 4PX*BU24BS3 | *UD2B060A9V3+RP | 22600 | 21800 | 16 | 11.7 | 8.1 | 1.99 | 66 | 51 | 210649443
TRANE | 4TWL9024A1 | 4PX*BD36BS3+HORIZ-RT | *UD2B080A9V3+RP | 22800 | 20000 | 17.5 | 12 | 8.2 | 2.24 | 67 | 53 | 210649441
TRANE | 4TWL9024A1 | 4PX*BU24BS3 | *UD2B080A9V3+RP | 22400 | 21400 | 16 | 11.7 | 8.1 | 1.99 | 67 | 52 | 210649442
TRANE | 4TWL9024A1 | 4PX*BD36BS3+HORIZ-RT | *UD2B060A9V3+RP | 23400 | 20400 | 17 | 12 | 8.2 | 2.22 | 67 | 53 | 210649440
TRANE | 4TWL9024A1 | 4PX*BD36BS3 | *DD2B080A9V3+RP | 23000 | 20000 | 18 | 12.5 | 8.5 | 2.26 | 67 | 53 | 210649439
TRANE | 4TWL9024A1 | 4PX*BD30BS3+HORIZ-RT | *UD2B080A9V3+RP | 22600 | 21000 | 17 | 12 | 8.5 | 2.24 | 67 | 52 | 210649437
TRANE | 4TWL9024A1 | 4PX*BD36BS3 | *DD2B060A9V3+RP | 23000 | 20000 | 17.5 | 12.5 | 8.5 | 2.26 | 67 | 53 | 210649438
TRANE | 4TWL9024A1 | 4PX*BD30BS3+HORIZ-RT | *UD2B060A9V3+RP | 22800 | 21200 | 17 | 12 | 8.5 | 2.23 | 66 | 51 | 210649436
TRANE | 4TWL9024A1 | 4PX*BD30BS3 | *DD2B060A9V3+RP | 22600 | 20600 | 17.5 | 12 | 8.7 | 2.26 | 67 | 53 | 210649435
TRANE | 4TWL9024A1 | 4PX*BD30BS3 | *DD2B080A9V3+RP | 22400 | 20800 | 17.5 | 12 | 8.7 | 2.27 | 66 | 51 | 210649434
AMERICAN STANDARD | 4A6V8X48A1 | 4TXCD010DS3 | *UD2D120A9V5+RP | 46500 | 43500 | 18 | 11.7 | 8.5 | 1.86 | 85 | 66 | 210641282
AMERICAN STANDARD | 4A6V8X48A1 | 4TXCD010DS3 | *UD2C100B9V5+RP | 45000 | 42000 | 18 | 11.7 | 8.5 | 1.79 | 85 | 67 | 210641281
AMERICAN STANDARD | 4A6V8X48A1 | 4TXCD010DS3 | *UD2C080A9V4+RP | 45000 | 42000 | 18 | 11.7 | 8.5 | 1.78 | 86 | 67 | 210641279
AMERICAN STANDARD | 4A6V8X48A1 | 4TXCD010DS3 | *UD2C080B9V4+RP | 45000 | 42000 | 18 | 11.7 | 8.5 | 1.8 | 85 | 66 | 210641280
AMERICAN STANDARD | 4A6V8X48A1 | 4TXCD010DS3 | *UD2C100A9V5+RP | 44500 | 41500 | 18 | 11.7 | 8.2 | 1.78 | 86 | 67 | 210641278
AMERICAN STANDARD | 4A6V8X48A1 | 4TXCC009DS3 | *UD2C080A9V4+RP | 46500 | 43500 | 18 | 11.7 | 8.5 | 1.84 | 86 | 67 | 210641270
AMERICAN STANDARD | 4A6V8X48A1 | 4TXCD008DS3 | *UD2C100A9V5+RP | 43500 | 42000 | 18 | 11.5 | 8.2 | 1.76 | 86 | 67 | 210641273
AMERICAN STANDARD | 4A6V8X48A1 | 4TXCC007DS3 | *UD2C080A9V4+RP | 45500 | 44000 | 18 | 11.2 | 8.5 | 1.81 | 85 | 67 | 210641268
AMERICAN STANDARD | 4A6V8X48A1 | 4TXCC009DS3 | *UD2C100A9V5+RP | 46000 | 43000 | 18 | 11.7 | 8.5 | 1.84 | 86 | 67 | 210641271
AMERICAN STANDARD | 4A6V8X48A1 | 4TXCD008DS3 | *UD2D120A9V5+RP | 45500 | 44000 | 18 | 11.7 | 8.5 | 1.83 | 85 | 66 | 210641276
AMERICAN STANDARD | 4A6V8X48A1 | 4TXCD008DS3 | *UD2C080A9V4+RP | 44000 | 42500 | 18 | 11.5 | 8.5 | 1.76 | 86 | 67 | 210641275
AMERICAN STANDARD | 4A6V8X48A1 | 4TXCD008DS3 | *UD2C100B9V5+RP | 44000 | 42500 | 18 | 11.5 | 8.5 | 1.77 | 85 | 67 | 210641277
AMERICAN STANDARD | 4A6V8X48A1 | 4TXCD008DS3 | *UD2C080B9V4+RP | 44000 | 42500 | 18 | 11.5 | 8.5 | 1.77 | 85 | 66 | 210641274
AMERICAN STANDARD | 4A6V8X48A1 | 4TXCC009DS3 | *UD2C100B9V5+RP | 46500 | 43500 | 18 | 11.7 | 8.5 | 1.84 | 85 | 67 | 210641272
AMERICAN STANDARD | 4A6V8X48A1 | 4TXCC009DS3 | *UD2C080B9V4+RP | 46500 | 43500 | 18 | 11.7 | 8.5 | 1.85 | 85 | 66 | 210641269
AMERICAN STANDARD | 4A6V8X48A1 | 4PX*DU60BS3 | *UD2D120A9V5+RP | 46500 | 43500 | 18 | 11.7 | 8.5 | 1.86 | 85 | 66 | 210641261
AMERICAN STANDARD | 4A6V8X48A1 | 4TXCC007DS3 | *UD2C100A9V5+RP | 45000 | 43500 | 18 | 11.5 | 8.5 | 1.81 | 86 | 67 | 210641266
AMERICAN STANDARD | 4A6V8X48A1 | 4TXCC007DS3 | *UD2C080B9V4+RP | 44500 | 43000 | 18 | 11.7 | 8.5 | 1.81 | 86 | 67 | 210641267
AMERICAN STANDARD | 4A6V8X48A1 | 4PX*DU60BS3 | *UD2C080B9V4+RP | 45000 | 42000 | 18 | 11.7 | 8.5 | 1.8 | 85 | 66 | 210641262
AMERICAN STANDARD | 4A6V8X48A1 | 4TXCC007DS3 | *UD2C100B9V5+RP | 45500 | 44000 | 18 | 11.5 | 8.5 | 1.82 | 85 | 67 | 210641265
AMERICAN STANDARD | 4A6V8X48A1 | 4PX*DU60BS3 | *UD2C100A9V5+RP | 44500 | 41500 | 18 | 11.7 | 8.2 | 1.78 | 86 | 67 | 210641264
AMERICAN STANDARD | 4A6V8X48A1 | 4PX*DU60BS3 | *UD2C100B9V5+RP | 45000 | 42000 | 18 | 11.7 | 8.5 | 1.79 | 85 | 67 | 210641263
AMERICAN STANDARD | 4A6V8X48A1 | 4PX*DD60BS3+HORIZ-RT | *UD2D120A9V5+RP | 44500 | 42500 | 18 | 11.7 | 8.5 | 1.81 | 85 | 66 | 210641254
AMERICAN STANDARD | 4A6V8X48A1 | 4PX*DU60BS3 | *UD2C080A9V4+RP | 45000 | 42000 | 18 | 11.7 | 8.5 | 1.78 | 86 | 67 | 210641260
AMERICAN STANDARD | 4A6V8X48A1 | 4PX*DD60BS3 | *DD2D120A9V5+RP | 45500 | 43000 | 18 | 11.7 | 8.5 | 1.83 | 85 | 67 | 210641248
AMERICAN STANDARD | 4A6V8X48A1 | 4PX*DU48BS3 | *UD2C080A9V4+RP | 44000 | 42500 | 18 | 11.5 | 8.5 | 1.76 | 86 | 67 | 210641257
AMERICAN STANDARD | 4A6V8X48A1 | 4PX*DU48BS3 | *UD2C100B9V5+RP | 44000 | 42500 | 18 | 11.5 | 8.5 | 1.77 | 85 | 67 | 210641259
AMERICAN STANDARD | 4A6V8X48A1 | 4PX*DU48BS3 | *UD2C080B9V4+RP | 44000 | 42500 | 18 | 11.5 | 8.5 | 1.77 | 85 | 66 | 210641258
AMERICAN STANDARD | 4A6V8X48A1 | 4PX*DU48BS3 | *UD2C100A9V5+RP | 43500 | 42000 | 18 | 11.5 | 8.2 | 1.76 | 86 | 67 | 210641255
AMERICAN STANDARD | 4A6V8X48A1 | 4PX*DU48BS3 | *UD2D120A9V5+RP | 45500 | 44000 | 18 | 11.7 | 8.5 | 1.83 | 85 | 66 | 210641256
AMERICAN STANDARD | 4A6V8X48A1 | 4PX*DD60BS3+HORIZ-RT | *UD2C080B9V4+RP | 44000 | 42000 | 18 | 11.5 | 8.2 | 1.76 | 85 | 66 | 210641251
AMERICAN STANDARD | 4A6V8X48A1 | 4PX*CU60BS3 | *UD2C100B9V5+RP | 46500 | 43500 | 18 | 11.7 | 8.5 | 1.84 | 85 | 67 | 210641245
AMERICAN STANDARD | 4A6V8X48A1 | 4PX*DD60BS3+HORIZ-RT | *UD2C100B9V5+RP | 44000 | 42000 | 18 | 11.5 | 8.2 | 1.75 | 85 | 67 | 210641250
AMERICAN STANDARD | 4A6V8X48A1 | 4PX*DD60BS3 | *DD2C100A9V5+RP | 44000 | 42000 | 18 | 11.5 | 8.2 | 1.76 | 85 | 66 | 210641249
AMERICAN STANDARD | 4A6V8X48A1 | 4PX*CU60BS3 | *UD2C100A9V5+RP | 46000 | 43000 | 18 | 11.7 | 8.5 | 1.84 | 86 | 67 | 210641247
AMERICAN STANDARD | 4A6V8X48A1 | 4PX*CU60BS3 | *UD2C080A9V4+RP | 46500 | 43500 | 18 | 11.7 | 8.5 | 1.84 | 86 | 67 | 210641246
AMERICAN STANDARD | 4A6V8X48A1 | 4PX*CU60BS3 | *UD2C080B9V4+RP | 46500 | 43500 | 18 | 11.7 | 8.5 | 1.85 | 85 | 66 | 210641244
AMERICAN STANDARD | 4A6V8X48A1 | 4PX*CU48BS3 | *UD2C080A9V4+RP | 45500 | 44000 | 18 | 11.2 | 8.5 | 1.81 | 85 | 67 | 210641243
AMERICAN STANDARD | 4A6V8X48A1 | 4PX*CU42BS3 | *UD2C100A9V5+RP | 45000 | 44000 | 18 | 11.5 | 8.5 | 1.78 | 85 | 66 | 210641239
AMERICAN STANDARD | 4A6V8X48A1 | 4PX*CU42BS3 | *UD2C080B9V4+RP | 44500 | 44000 | 18 | 11.5 | 8.5 | 1.78 | 85 | 65 | 210641238
AMERICAN STANDARD | 4A6V8X48A1 | 4PX*CU48BS3 | *UD2C100A9V5+RP | 45000 | 43500 | 18 | 11.5 | 8.5 | 1.81 | 86 | 67 | 210641242
AMERICAN STANDARD | 4A6V8X48A1 | 4PX*CU48BS3 | *UD2C080B9V4+RP | 44500 | 43000 | 18 | 11.7 | 8.5 | 1.81 | 86 | 67 | 210641241
AMERICAN STANDARD | 4A6V8X48A1 | 4PX*CU48BS3 | *UD2C100B9V5+RP | 45500 | 44000 | 18 | 11.5 | 8.5 | 1.82 | 85 | 67 | 210641240
AMERICAN STANDARD | 4A6V8X48A1 | 4PX*CU42BS3 | *UD2C100B9V5+RP | 45500 | 44500 | 18 | 11.5 | 8.5 | 1.78 | 85 | 66 | 210641237
AMERICAN STANDARD | 4A6V8X48A1 | 4PX*CU42BS3 | *UD2C080A9V4+RP | 45500 | 44500 | 18 | 11.2 | 8.5 | 1.78 | 85 | 66 | 210641235
AMERICAN STANDARD | 4A6V8X48A1 | 4PX*CD60BS3+HORIZ-RT | *UD2C100B9V5+RP | 46500 | 43500 | 18 | 11.7 | 8.5 | 1.78 | 85 | 66 | 210641234
AMERICAN STANDARD | 4A6V8X48A1 | 4PX*CD60BS3+HORIZ-RT | *UD2C080B9V4+RP | 46500 | 43500 | 18 | 11.7 | 8.5 | 1.79 | 84 | 66 | 210641233
AMERICAN STANDARD | 4A6V8X48A1 | 4PX*CD60BS3+HORIZ-RT | *UD2C100A9V5+RP | 46000 | 43000 | 18 | 11.7 | 8.2 | 1.77 | 85 | 67 | 210641232
AMERICAN STANDARD | 4A6V8X48A1 | 4PX*CD60BS3+HORIZ-RT | *UD2C080A9V4+RP | 45500 | 43000 | 18 | 11.7 | 8.2 | 1.78 | 85 | 66 | 210641231
TRANE | 4TWL5030N1 | 4TXFH041CC3 | S9X2B080U4PSB | 29200 | 28400 | 15.2 | 12 | 8.1 | 2.14 | 66 | 51 | 210532716
TRANE | 4TWL5030N1 | 4TXFH041CC3 | S9X2B060U4PSB | 29200 | 28400 | 15.2 | 12 | 8.1 | 2.13 | 66 | 51 | 210532715
TRANE | 4TWL5030N1 | 4TXFH041CC3 | S9X2B040U3PSB | 28800 | 28200 | 15.2 | 12 | 8.1 | 2.14 | 66 | 51 | 210532714
TRANE | 4TWL5030N1 | 4TXFH041CC3 | S9X1C080U5PSB | 30000 | 28600 | 15.2 | 12 | 8.1 | 2.13 | 66 | 51 | 210532712
TRANE | 4TWL5030N1 | 4TXFH041CC3 | S9X1B080U4PSB | 29200 | 28400 | 15.2 | 12 | 8.1 | 2.14 | 66 | 51 | 210532711
TRANE | 4TWL5030N1 | 4TXFH041CC3 | S9X1B080D4PSB | 29000 | 28400 | 15.2 | 12 | 8.1 | 2.13 | 66 | 51 | 210532710
TRANE | 4TWL5030N1 | 4TXFH041CC3 | S9X1B060U4PSB | 29200 | 28400 | 15.2 | 12 | 8.1 | 2.13 | 66 | 51 | 210532709
TRANE | 4TWL5030N1 | 4TXFH041CC3 | S9X1B060D3PSB | 29000 | 28400 | 15.2 | 12 | 8.1 | 2.14 | 66 | 51 | 210532708
TRANE | 4TWL5030N1 | 4TXFH041CC3 | S9V2C100U5PSB | 29600 | 28400 | 16 | 12 | 8.1 | 2.15 | 66 | 51 | 210532706
TRANE | 4TWL5030N1 | 4TXFH041CC3 | S9X1B040U3PSB | 28800 | 28200 | 15.2 | 12 | 8.1 | 2.14 | 66 | 51 | 210532707
TRANE | 4TWL5030N1 | 4TXFH041CC3 | S9X2C080U5PSB | 30000 | 28600 | 15.2 | 12 | 8.1 | 2.13 | 66 | 51 | 210532705
TRANE | 4TWL5030N1 | 4TXFH041CC3 | S8X2A040M3PSC | 29200 | 28400 | 15.2 | 12 | 8.1 | 2.13 | 66 | 51 | 210532702
TRANE | 4TWL5030N1 | 4TXFH041CC3 | S9V2C100U4VSA | 29600 | 28400 | 15.2 | 12 | 8.1 | 2.14 | 66 | 51 | 210532703
TRANE | 4TWL5030N1 | 4TXFH041CC3 | S9V2B040U3PSB | 29000 | 28400 | 15.2 | 12 | 8.1 | 2.14 | 66 | 51 | 210532701
TRANE | 4TWL5030N1 | 4TXFH041CC3 | S9V2B060U3VSA | 29000 | 28400 | 15.2 | 12 | 8.1 | 2.13 | 66 | 51 | 210532699
TRANE | 4TWL5030N1 | 4TXFH041CC3 | S9V2B040U3VSA | 29000 | 28400 | 15.2 | 12 | 8.1 | 2.14 | 66 | 51 | 210532700
TRANE | 4TWL5030N1 | 4TXFH041CC3 | S9V2B060U4PSB | 29200 | 28400 | 15.2 | 12 | 8.1 | 2.14 | 66 | 51 | 210532698
TRANE | 4TWL5030N1 | 4TXFH036CZ3 | S9X2B060U4PSB | 29400 | 26600 | 15.2 | 12 | 8.1 | 2.19 | 67 | 53 | 210532696
TRANE | 4TWL5030N1 | 4TXFH041CC3 | S9V2B080U4PSB | 29400 | 28400 | 15.2 | 12 | 8.1 | 2.14 | 66 | 51 | 210532697
TRANE | 4TWL5030N1 | 4TXFH036CZ3 | S9V2B040U3PSB | 29200 | 26400 | 15.2 | 12 | 8.1 | 2.19 | 67 | 53 | 210532695
TRANE | 4TWL5030N1 | 4TXFH036CZ3 | S9X2B080U4PSB | 29400 | 26600 | 15.2 | 12 | 8.1 | 2.2 | 67 | 53 | 210532694
TRANE | 4TWL5030N1 | 4TXFH036CZ3 | S8X2A040M3PSC | 29400 | 26600 | 15.2 | 12 | 8.1 | 2.19 | 67 | 53 | 210532690
TRANE | 4TWL5030N1 | 4TXFH036CZ3 | S9X1B040U3PSB | 30000 | 27000 | 15.2 | 12 | 8.1 | 2.17 | 67 | 53 | 210532687
TRANE | 4TWL5030N1 | 4TXFH036CZ3 | S9X1B080U4PSB | 29400 | 26600 | 15.2 | 12 | 8.1 | 2.2 | 67 | 53 | 210532684
TRANE | 4TWL5030N1 | 4TXFH036CZ3 | S9X1B080D4PSB | 29400 | 26600 | 15.2 | 12 | 8.1 | 2.18 | 67 | 53 | 210532683
TRANE | 4TWL5030N1 | 4TXFH036CZ3 | S9X1B060U4PSB | 29400 | 26600 | 15.2 | 12 | 8.1 | 2.19 | 67 | 53 | 210532682
TRANE | 4TWL5030N1 | 4TXFH036CZ3 | S9X1B060D3PSB | 29000 | 26400 | 15.2 | 12 | 8.1 | 2.2 | 67 | 53 | 210532681
TRANE | 4TWL5030N1 | 4TXFH036CZ3 | S9X2B040U3PSB | 30000 | 27000 | 15.2 | 12 | 8.1 | 2.17 | 67 | 53 | 210532680
TRANE | 4TWL5030N1 | 4TXFH036CZ3 | S9V2C100U5PSB | 29800 | 26600 | 16 | 12 | 8.1 | 2.21 | 67 | 53 | 210532679
TRANE | 4TWL5030N1 | 4TXFH036CZ3 | S9V2C100U4VSA | 29600 | 26600 | 16 | 12 | 8.1 | 2.21 | 67 | 53 | 210532678
TRANE | 4TWL5030N1 | 4TXFH036CZ3 | S9V2B080U4PSB | 29400 | 26600 | 15.2 | 12 | 8.1 | 2.2 | 67 | 52 | 210532677
TRANE | 4TWL5030N1 | 4TXFH036CZ3 | S9V2B060U4PSB | 29400 | 26400 | 15.2 | 12 | 8.1 | 2.2 | 67 | 53 | 210532676
TRANE | 4TWL5030N1 | 4TXFH036CZ3 | S9V2B060U3VSA | 29200 | 26400 | 15.2 | 12 | 8.1 | 2.19 | 67 | 53 | 210532675
TRANE | 4TWL5030N1 | 4TXFH036CZ3 | S9V2B040U3VSA | 29200 | 26400 | 15.2 | 12 | 8.1 | 2.19 | 67 | 53 | 210532674
AMERICAN STANDARD | 4A6L5030N1 | 4TXFH036CZ3 | S9X1B040U3PSB | 30000 | 27000 | 15.2 | 12 | 8.1 | 2.17 | 67 | 53 | 210532673
AMERICAN STANDARD | 4A6L5030N1 | 4TXFH036CZ3 | S9X1B080U4PSB | 29400 | 26600 | 15.2 | 12 | 8.1 | 2.2 | 67 | 53 | 210532670
AMERICAN STANDARD | 4A6L5030N1 | 4TXFH036CZ3 | S9X1B080D4PSB | 29400 | 26600 | 15.2 | 12 | 8.1 | 2.18 | 67 | 53 | 210532669
AMERICAN STANDARD | 4A6L5030N1 | 4TXFH036CZ3 | S9X1B060D3PSB | 29000 | 26400 | 15.2 | 12 | 8.1 | 2.2 | 67 | 53 | 210532667
AMERICAN STANDARD | 4A6L5030N1 | 4TXFH036CZ3 | S9X1B060U4PSB | 29400 | 26600 | 15.2 | 12 | 8.1 | 2.19 | 67 | 53 | 210532668
AMERICAN STANDARD | 4A6L5030N1 | 4TXFH036CZ3 | S9X2B040U3PSB | 30000 | 27000 | 15.2 | 12 | 8.1 | 2.17 | 67 | 53 | 210532666
AMERISTAR | A4HP5042D1 | A4AH5E49A1C3 |  | 41000 | 38500 | 16 | 12 | 8.1 | 2.24 | 64 | 49 | 209481705
AMERISTAR | A4HP5036D1 | A4AH5V42A1C3 |  | 34800 | 32000 | 15.2 | 12 | 8.1 | 2.31 | 68 | 53 | 209481702
AMERISTAR | A4HP5036D1 | A4AH5V36A1C3 |  | 34800 | 32000 | 15.2 | 12 | 8.1 | 2.31 | 68 | 53 | 209481701
AMERISTAR | A4HP5024D1 | A4AH5V30A1B3 |  | 23400 | 22600 | 15.2 | 12 | 8.1 | 2.17 | 65 | 49 | 209481699
RUNTRU | A4HP5042D1 | A4AH5E49A1C3 |  | 41000 | 38500 | 16 | 12 | 8.1 | 2.24 | 64 | 49 | 209481681
RUNTRU | A4HP5036D1 | A4AH5V42A1C3 |  | 34800 | 32000 | 15.2 | 12 | 8.1 | 2.31 | 68 | 53 | 209481678
RUNTRU | A4HP5036D1 | A4AH5V36A1C3 |  | 34800 | 32000 | 15.2 | 12 | 8.1 | 2.31 | 68 | 53 | 209481677
RUNTRU | A4HP5024D1 | A4AH5V30A1B3 |  | 23400 | 22600 | 15.2 | 12 | 8.1 | 2.17 | 65 | 49 | 209481675
TRANE | 4TWL9048A1 | 4PX*CU60BS3 | S9V2C100D5PSB+RP | 44500 | 41500 | 17 | 10 | 8.7 | 2.21 | 75 | 60 | 210653409
TRANE | 4TWL9048A1 | 4PX*CU60BS3 | *DHMC100ACV4 | 44000 | 41500 | 17 | 10 | 8.7 | 2.18 | 75 | 61 | 210653408
TRANE | 4TWL9048A1 | 4PX*CU60BS3 | S9V2C100D4VSA+RP | 44000 | 41000 | 17.5 | 10 | 8.7 | 2.21 | 75 | 61 | 210653410
TRANE | 4TWL9048A1 | 4PX*CU48BS3 | S9V2C100D5PSB+RP | 44500 | 42500 | 17 | 10 | 8.7 | 2.18 | 74 | 60 | 210653405
TRANE | 4TWL9048A1 | 4PX*CU60BS3 | *DD2C100ACV5 | 43500 | 41500 | 17 | 10 | 8.7 | 2.17 | 74 | 60 | 210653407
TRANE | 4TWL9048A1 | 4PX*CU60BS3 | S9V2C100U4VSA+RP | 48500 | 43500 | 19 | 11.7 | 8.7 | 2.27 | 73 | 59 | 210653406
TRANE | 4TWL9048A1 | 4PX*CU48BS3 | S9V2C100D4PSB+RP | 44500 | 42000 | 18 | 10 | 8.7 | 2.18 | 75 | 60 | 210653403
TRANE | 4TWL9048A1 | 4PX*CU48BS3 | *DHMC100ACV4 | 44000 | 42500 | 18 | 10 | 8.7 | 2.15 | 74 | 60 | 210653402
TRANE | 4TWL9048A1 | 4PX*CU48BS3 | S9V2C100U4VSA+RP | 47500 | 44000 | 19 | 11.5 | 9 | 2.25 | 73 | 59 | 210653401
TRANE | 4TWL9048A1 | 4PX*CU42BS3 | S9V2C100D5PSB+RP | 46000 | 43000 | 17.5 | 11 | 8.5 | 2.14 | 74 | 60 | 210653400
TRANE | 4TWL9048A1 | 4PX*CU42BS3 | S9V2C100D4VSA+RP | 45500 | 42500 | 18 | 11 | 8.5 | 2.14 | 75 | 60 | 210653399
TRANE | 4TWL9048A1 | 4PX*CU42BS3 | S9V2C100D4PSB+RP | 45500 | 42500 | 18 | 11 | 8.5 | 2.11 | 75 | 61 | 210653398
TRANE | 4TWL9048A1 | 4PX*CU42BS3 | S9V2C100U4VSA+RP | 47500 | 44500 | 19 | 11.5 | 8.7 | 2.22 | 73 | 58 | 210653397
TRANE | 4TWL9048A1 | 4PX*CD60BS3 | S9V2C100D4VSA+RP | 48500 | 43500 | 19 | 11.7 | 8.7 | 2.21 | 73 | 59 | 210653396
TRANE | 4TWL9036A1 | 4PX*CD60BS3 | S9V2C100D4VSA+RP | 37200 | 33000 | 17.5 | 12 | 8.5 | 2.28 | 69 | 55 | 210653346
TRANE | 4TWL9048A1 | 4PX*BU48BS3 | S9V2B080D4VSA+RP | 44000 | 42500 | 17.5 | 10 | 8.7 | 2.15 | 74 | 60 | 210653394
TRANE | 4TWL9048A1 | 4PX*BU48BS3 | S9V2B080U4VSA+RP | 47000 | 44000 | 19 | 11.2 | 8.7 | 2.22 | 74 | 60 | 210653395
TRANE | 4TWL9048A1 | 4PX*BU48BS3 | L8V1B080U4VSA+RP | 47000 | 44500 | 19 | 11.2 | 8.7 | 2.21 | 73 | 59 | 210653393
TRANE | 4TWL9036A1 | 4TXCC009DS3 | L8V1C100U5VSA+RP | 37800 | 33200 | 18 | 12 | 8.7 | 2.35 | 70 | 55 | 210653391
TRANE | 4TWL9036A1 | 4TXCC009DS3 | S9V2C100U4PSB+RP | 37200 | 33200 | 17.5 | 12 | 8.7 | 2.34 | 69 | 55 | 210653392
TRANE | 4TWL9036A1 | 4TXCC007DS3 | S9V2C100D4VSA+RP | 34400 | 32400 | 16 | 11.2 | 8.7 | 2.28 | 70 | 56 | 210653390
TRANE | 4TWL9036A1 | 4TXCC007DS3 | S9V2C100D4PSB+RP | 34400 | 32400 | 16 | 11.2 | 8.7 | 2.27 | 70 | 56 | 210653389
TRANE | 4TWL9036A1 | 4TXCC007DS3 | S9V2C100U4VSA+RP | 36600 | 33600 | 17.5 | 11.7 | 8.7 | 2.33 | 70 | 55 | 210653388
TRANE | 4TWL9036A1 | 4TXCC007DS3 | L8V1C100U5VSA+RP | 37200 | 33600 | 17.5 | 11.7 | 8.7 | 2.35 | 69 | 54 | 210653387
TRANE | 4TWL9036A1 | 4TXCC005DS3 | S9V2C100D4PSB+RP | 33400 | 33000 | 15.5 | 11 | 8.2 | 2.17 | 70 | 55 | 210653386
TRANE | 4TWL9036A1 | 4TXCC005DS3 | S9V2C100D4VSA+RP | 33400 | 33000 | 15.5 | 11 | 8.2 | 2.15 | 70 | 55 | 210653384
TRANE | 4TWL9036A1 | 4TXCC005DS3 | S9V2C100U4VSA+RP | 35400 | 34000 | 16.5 | 11.5 | 8.7 | 2.24 | 69 | 54 | 210653385
TRANE | 4TWL9036A1 | 4TXCC005DS3 | L8V1C100U5VSA+RP | 36000 | 34000 | 17 | 11.5 | 8.7 | 2.21 | 70 | 54 | 210653383
TRANE | 4TWV0X48A1 | 4PX*DD60BS3 | S9V2D120D5PSB+RP | 45500 | 42000 | 19 | 11.5 | 8.2 | 1.77 | 86 | 67 | 210653533
TRANE | 4TWL9036A1 | 4TXCB006DS3 | *UHMB060ACV3 | 36800 | 33800 | 17.5 | 11.2 | 8.7 | 2.28 | 70 | 56 | 210653382
TRANE | 4TWL9036A1 | 4TXCB006DS3 | L8V1A040U3VSA+RP | 35200 | 32600 | 17 | 11.2 | 8.5 | 2.21 | 70 | 56 | 210653381
TRANE | 4TWL9036A1 | 4TXCB006DS3 | L8V1A060U3VSA+RP | 35200 | 32600 | 17 | 11.2 | 8.5 | 2.22 | 70 | 56 | 210653380
TRANE | 4TWL9036A1 | 4TXCB006DS3 | L8V1B080U4VSA+RP | 37000 | 33800 | 17.5 | 11.2 | 8.7 | 2.28 | 70 | 55 | 210653379
TRANE | 4TWL9036A1 | 4TXCB006DS3 | S9V2B040U3VSA+RP | 36600 | 33800 | 17.5 | 11.5 | 8.7 | 2.29 | 70 | 55 | 210653378
TRANE | 4TWL9036A1 | 4TXCB006DS3 | S9V2B060U3VSA+RP | 36400 | 33600 | 17.5 | 11.5 | 8.7 | 2.29 | 70 | 56 | 210653377
TRANE | 4TWL9036A1 | 4TXCB006DS3 | S9V2B040D3PSB+RP | 34200 | 32600 | 16 | 10 | 8.7 | 2.22 | 71 | 57 | 210653375
TRANE | 4TWL9036A1 | 4TXCB006DS3 | S9V2B060D3PSB+RP | 34200 | 32600 | 16.5 | 10 | 8.7 | 2.24 | 71 | 56 | 210653374
TRANE | 4TWL9036A1 | 4TXCB006DS3 | S9V2B080D3PSB+RP | 34000 | 32600 | 16 | 10 | 8.7 | 2.23 | 71 | 56 | 210653373
TRANE | 4TWL9036A1 | 4TXCB006DS3 | S9V2B080U4PSB+RP | 36400 | 33600 | 17.5 | 11.7 | 8.7 | 2.3 | 70 | 55 | 210653376
TRANE | 4TWL9036A1 | 4TXCB006DS3 | S9V2B080D4PSB+RP | 34200 | 32400 | 16 | 11 | 8.7 | 2.25 | 71 | 56 | 210653372
TRANE | 4TWL9036A1 | 4TXCB004DS3 | S9V2B080U4PSB+RP | 35200 | 34000 | 16.5 | 11.2 | 8.5 | 2.21 | 69 | 55 | 210653371
TRANE | 4TWL9036A1 | 4TXCB004DS3 | L8V1B080U4VSA+RP | 35600 | 34400 | 16.5 | 11 | 8.5 | 2.19 | 70 | 55 | 210653370
TRANE | 4TWL9036A1 | 4TXCB004DS3 | L8V1A040U3VSA+RP | 34000 | 33000 | 16 | 11 | 8.2 | 2.12 | 70 | 55 | 210653368
TRANE | 4TWL9036A1 | 4TXCB004DS3 | L8V1A060U3VSA+RP | 34200 | 33000 | 16 | 11 | 8.2 | 2.14 | 69 | 55 | 210653369
TRANE | 4TWL9036A1 | 4TXCB004DS3 | S9V2B080D3VSA+RP | 33000 | 33000 | 15.5 | 10 | 8.2 | 2.12 | 70 | 56 | 210653367
TRANE | 4TWL9036A1 | 4TXCB004DS3 | S9V2B040D3PSB+RP | 33200 | 33200 | 15.5 | 10 | 8.2 | 2.13 | 70 | 56 | 210653366
TRANE | 4TWL9036A1 | 4PX*CU60BS3 | S9V2C100U4VSA+RP | 37200 | 33200 | 17.5 | 12 | 8.7 | 2.34 | 69 | 55 | 210653365
TRANE | 4TWL9036A1 | 4PX*CU60BS3 | S9V2C100U4PSB+RP | 37200 | 33200 | 17.5 | 12 | 8.7 | 2.34 | 69 | 55 | 210653364
TRANE | 4TWL9036A1 | 4PX*CU60BS3 | L8V1C100U5VSA+RP | 37800 | 33200 | 18 | 12 | 8.7 | 2.35 | 70 | 55 | 210653363
TRANE | 4TWL9036A1 | 4PX*CU48BS3 | S9V2C100U4VSA+RP | 36600 | 33600 | 17.5 | 11.7 | 8.7 | 2.33 | 70 | 55 | 210653362
TRANE | 4TWL9036A1 | 4PX*CU48BS3 | *DHMC100ACV4 | 34600 | 32600 | 16 | 10 | 8.7 | 2.26 | 71 | 56 | 210653361
TRANE | 4TWL9036A1 | 4PX*CU48BS3 | *DD2C100ACV5 | 34600 | 32600 | 16 | 11 | 8.7 | 2.27 | 71 | 56 | 210653360
TRANE | 4TWL9036A1 | 4PX*CU48BS3 | S9V2C100D4PSB+RP | 34400 | 32400 | 16 | 11.2 | 8.7 | 2.28 | 70 | 56 | 210653358
TRANE | 4TWL9036A1 | 4PX*CU48BS3 | S9V2C100D4VSA+RP | 34400 | 32400 | 16 | 11.2 | 8.7 | 2.28 | 70 | 56 | 210653357
TRANE | 4TWL9036A1 | 4PX*CU42BS3 | S9V2C100U4VSA+RP | 36600 | 34000 | 17 | 11.7 | 8.7 | 2.31 | 69 | 54 | 210653356
TRANE | 4TWL9036A1 | 4PX*CU48BS3 | L8V1C100U5VSA+RP | 37200 | 33600 | 17.5 | 11.7 | 8.7 | 2.35 | 70 | 55 | 210653359
TRANE | 4TWL9036A1 | 4PX*CU42BS3 | L8V1C100U5VSA+RP | 37200 | 34000 | 17 | 11.7 | 8.7 | 2.33 | 69 | 54 | 210653355
TRANE | 4TWL9036A1 | 4PX*CU42BS3 | S9V2C100D4VSA+RP | 34800 | 32600 | 16 | 11.2 | 8.7 | 2.25 | 70 | 56 | 210653354
TRANE | 4TWL9036A1 | 4PX*CU42BS3 | S9V2C100D4PSB+RP | 34800 | 32600 | 16 | 11.2 | 8.7 | 2.26 | 70 | 56 | 210653353
TRANE | 4TWL9036A1 | 4PX*CU36BS3 | L8V1C100U5VSA+RP | 36000 | 34000 | 17 | 11.5 | 8.7 | 2.26 | 69 | 54 | 210653352
TRANE | 4TWL9036A1 | 4PX*CU36BS3 | *DHMC100ACV4 | 33600 | 33000 | 15.5 | 10 | 8.2 | 2.09 | 72 | 56 | 210653349
TRANE | 4TWL9036A1 | 4PX*CU36BS3 | *DD2C100ACV5 | 33600 | 33000 | 15.5 | 10 | 8.2 | 2.16 | 71 | 56 | 210653350
TRANE | 4TWL9036A1 | 4PX*CU36BS3 | S9V2C100U4VSA+RP | 35400 | 34000 | 16.5 | 11.5 | 8.7 | 2.26 | 68 | 54 | 210653351
TRANE | 4TWL9036A1 | 4PX*CU36BS3 | S9V2C100D4PSB+RP | 33400 | 33000 | 15.5 | 11 | 8.2 | 2.17 | 70 | 55 | 210653348
TRANE | 4TWL9036A1 | 4PX*CU36BS3 | S9V2C100D4VSA+RP | 33400 | 33000 | 15.5 | 11 | 8.2 | 2.11 | 70 | 55 | 210653347
TRANE | 4TWL9036A1 | 4PX*CD42BS3+HORIZ-RT | *UD2C100ACV5 | 37600 | 34200 | 17 | 11.7 | 8.2 | 2.16 | 70 | 54 | 210653344
TRANE | 4TWL9036A1 | 4PX*CD60BS3 | S9V2C100D4PSB+RP | 37200 | 33000 | 17.5 | 12 | 8.5 | 2.29 | 70 | 55 | 210653345
TRANE | 4TWL9036A1 | 4PX*CD42BS3+HORIZ-RT | *UD2C080ACV4 | 37400 | 33800 | 17.5 | 11.7 | 8.2 | 2.17 | 70 | 54 | 210653343
TRANE | 4TWL9036A1 | 4PX*CD36BS3 | *DD2C100ACV5 | 35800 | 34600 | 17.5 | 11.2 | 8.2 | 2.13 | 69 | 54 | 210653340
TRANE | 4TWL9036A1 | 4PX*CD42BS3 | S9V2C100D4VSA+RP | 37000 | 34000 | 17 | 12 | 8.2 | 2.17 | 69 | 54 | 210653342
TRANE | 4TWL9036A1 | 4PX*CD36BS3 | *DHMC100ACV4 | 35800 | 34600 | 17.5 | 11.2 | 8.2 | 2.12 | 69 | 54 | 210653341
TRANE | 4TWL9036A1 | 4PX*BU48BS3 | *UHMB060ACV3 | 36800 | 33800 | 17.5 | 11.2 | 8.7 | 2.29 | 70 | 56 | 210653338
TRANE | 4TWL9036A1 | 4PX*BU48BS3 | S9V2B080U4PSB+RP | 36400 | 33600 | 17.5 | 11.7 | 8.7 | 2.3 | 70 | 55 | 210653339
TRANE | 4TWL9036A1 | 4PX*BU48BS3 | *UHMB080ACV3 | 36800 | 33600 | 17.5 | 11.5 | 8.7 | 2.3 | 70 | 55 | 210653337
TRANE | 4TWL9036A1 | 4PX*BU42BS3 | *DHMB080ACV3 | 33600 | 33000 | 15.5 | 10 | 8.5 | 2.18 | 70 | 56 | 210653304
TRANE | 4TWL9036A1 | 4PX*BU48BS3 | L8V1A040U3VSA+RP | 35200 | 32600 | 17 | 11.2 | 8.5 | 2.21 | 70 | 56 | 210653336
TRANE | 4TWL9036A1 | 4PX*BU48BS3 | L8V1A060U3VSA+RP | 35200 | 32600 | 17 | 11.2 | 8.5 | 2.22 | 70 | 56 | 210653335
TRANE | 4TWL9024A1 | 4TXCB003DS3 | *DD2B060A9V3+RP | 21400 | 20000 | 15.5 | 11.7 | 8.7 | 2.22 | 68 | 53 | 210649454
TRANE | 4TWL9024A1 | 4TXCB003DS3 | *UD2B080A9V3+RP | 22800 | 21000 | 16.5 | 12 | 8.7 | 2.28 | 67 | 52 | 210649453
TRANE | 4TWL9036A1 | 4PX*BU36BS3 | *UD2B060A9V3+RP | 34800 | 34200 | 16 | 11.2 | 8.5 | 2.18 | 69 | 55 | 210649464
TRANE | 4TWL9036A1 | 4PX*BU36BS3 | *DD2B060A9V3+RP | 33200 | 33200 | 15.2 | 10 | 8.2 | 2.12 | 70 | 56 | 210649465
TRANE | 4TWL9036A1 | 4PX*BU36BS3 | *DD2B080A9V3+RP | 32800 | 32800 | 15.2 | 10 | 8.2 | 2.13 | 70 | 55 | 210649466
TRANE | 4TWL9024A1 | 4PX*BU42BS3 | *UD2B080A9V3+RP | 23400 | 20000 | 17 | 12.5 | 8.5 | 2.32 | 68 | 54 | 210649451
AMERICAN STANDARD | 4A6L5030N1 | 4TXFH036CZ3 | S8X2A040M3PSC | 29400 | 26600 | 15.2 | 12 | 8.1 | 2.19 | 67 | 53 | 210532765
AMERICAN STANDARD | 4A6L5030N1 | 4TXFH036CZ3 | S9X2B080U4PSB | 29400 | 26600 | 15.2 | 12 | 8.1 | 2.2 | 67 | 53 | 210532769
AMERICAN STANDARD | 4A6L5030N1 | 4TXFH036CZ3 | S9V2B040U3PSB | 29200 | 26400 | 15.2 | 12 | 8.1 | 2.19 | 67 | 53 | 210532770
AMERICAN STANDARD | 4A6L5030N1 | 4TXFH036CZ3 | S9X2B060U4PSB | 29400 | 26600 | 15.2 | 12 | 8.1 | 2.19 | 67 | 53 | 210532771
AMERICAN STANDARD | 4A6L5030N1 | 4TXFH041CC3 | S9V2B080U4PSB | 29400 | 28400 | 15.2 | 12 | 8.1 | 2.14 | 66 | 51 | 210532772
AMERICAN STANDARD | 4A6L5030N1 | 4TXFH041CC3 | S9V2B060U4PSB | 29200 | 28400 | 15.2 | 12 | 8.1 | 2.14 | 66 | 51 | 210532773
AMERICAN STANDARD | 4A6L5030N1 | 4TXFH041CC3 | S9V2B060U3VSA | 29000 | 28400 | 15.2 | 12 | 8.1 | 2.13 | 66 | 51 | 210532774
AMERICAN STANDARD | 4A6L5030N1 | 4TXFH041CC3 | S9V2B040U3VSA | 29000 | 28400 | 15.2 | 12 | 8.1 | 2.14 | 66 | 51 | 210532775
AMERICAN STANDARD | 4A6L5030N1 | 4TXFH041CC3 | S8X2A040M3PSC | 29200 | 28400 | 15.2 | 12 | 8.1 | 2.13 | 66 | 51 | 210532777
AMERICAN STANDARD | 4A6L5030N1 | 4TXFH041CC3 | S9V2B040U3PSB | 29000 | 28400 | 15.2 | 12 | 8.1 | 2.14 | 66 | 51 | 210532776
AMERICAN STANDARD | 4A6L5030N1 | 4TXFH041CC3 | S9V2C100U4VSA | 29600 | 28400 | 15.2 | 12 | 8.1 | 2.14 | 66 | 51 | 210532778
AMERICAN STANDARD | 4A6L5030N1 | 4TXFH041CC3 | S9X2C080U5PSB | 30000 | 28600 | 15.2 | 12 | 8.1 | 2.13 | 66 | 51 | 210532780
AMERICAN STANDARD | 4A6L5030N1 | 4TXFH041CC3 | S9V2C100U5PSB | 29600 | 28400 | 16 | 12 | 8.1 | 2.15 | 66 | 51 | 210532781
AMERICAN STANDARD | 4A6L5030N1 | 4TXFH041CC3 | S9X1B060D3PSB | 29000 | 28400 | 15.2 | 12 | 8.1 | 2.14 | 66 | 51 | 210532783
AMERICAN STANDARD | 4A6L5030N1 | 4TXFH041CC3 | S9X1B040U3PSB | 28800 | 28200 | 15.2 | 12 | 8.1 | 2.14 | 66 | 51 | 210532782
AMERICAN STANDARD | 4A6L5030N1 | 4TXFH041CC3 | S9X1B060U4PSB | 29200 | 28400 | 15.2 | 12 | 8.1 | 2.13 | 66 | 51 | 210532784
AMERICAN STANDARD | 4A6L5030N1 | 4TXFH041CC3 | S9X1B080U4PSB | 29200 | 28400 | 15.2 | 12 | 8.1 | 2.14 | 66 | 51 | 210532786
AMERICAN STANDARD | 4A6L5030N1 | 4TXFH041CC3 | S9X1B080D4PSB | 29000 | 28400 | 15.2 | 12 | 8.1 | 2.13 | 66 | 51 | 210532785
AMERICAN STANDARD | 4A6L5030N1 | 4TXFH041CC3 | S9X1C080U5PSB | 30000 | 28600 | 15.2 | 12 | 8.1 | 2.13 | 66 | 51 | 210532787
AMERICAN STANDARD | 4A6L5030N1 | 4TXFH041CC3 | S9X2B040U3PSB | 28800 | 28200 | 15.2 | 12 | 8.1 | 2.14 | 66 | 51 | 210532789
AMERICAN STANDARD | 4A6L5030N1 | 4TXFH041CC3 | S9X2B080U4PSB | 29200 | 28400 | 15.2 | 12 | 8.1 | 2.14 | 66 | 51 | 210532791
AMERICAN STANDARD | 4A6L5030N1 | 4TXFH041CC3 | S9X2B060U4PSB | 29200 | 28400 | 15.2 | 12 | 8.1 | 2.13 | 66 | 51 | 210532790
AMERICAN STANDARD | 4A6L9036A1 | 4PX*CD36BS3+HORIZ-RT | *UD2C100B9V5+RP | 35400 | 34600 | 16.5 | 11.5 | 8.2 | 2.14 | 69 | 54 | 210649598
AMERICAN STANDARD | 4A6L9036A1 | 4PX*CD42BS3+HORIZ-RT | *UD2C080A9V4+RP | 37000 | 34200 | 17 | 11.7 | 8.2 | 2.15 | 69 | 54 | 210649600
AMERICAN STANDARD | 4A6L9036A1 | 4PX*CD36BS3+HORIZ-RT | *UD2C080A9V4+RP | 35600 | 34600 | 17 | 11.2 | 8.2 | 2.14 | 69 | 54 | 210649596
AMERICAN STANDARD | 4A6L9036A1 | 4PX*CD36BS3+HORIZ-RT | *UD2C100A9V5+RP | 35200 | 34400 | 17 | 11.5 | 8.2 | 2.14 | 69 | 54 | 210649597
AMERICAN STANDARD | 4A6L9036A1 | 4PX*BU42BS3 | *UD2B080A9V3+RP | 35600 | 34000 | 16.5 | 11.5 | 8.7 | 2.26 | 69 | 54 | 210649587
AMERICAN STANDARD | 4A6L9036A1 | 4PX*BU42BS3 | *UD2B060A9V3+RP | 35800 | 34200 | 16 | 11.2 | 8.7 | 2.25 | 69 | 55 | 210649588
AMERICAN STANDARD | 4A6L9036A1 | 4PX*CD36BS3+HORIZ-RT | *UD2C080B9V4+RP | 35400 | 34600 | 16.5 | 11.5 | 8.2 | 2.14 | 69 | 54 | 210649595
AMERICAN STANDARD | 4A6L9036A1 | 4PX*BU48BS3 | *DD2B060A9V3+RP | 34200 | 32800 | 16 | 10 | 8.7 | 2.23 | 70 | 56 | 210649592
AMERICAN STANDARD | 4A6L9036A1 | 4PX*BU48BS3 | *DD2B080A9V3+RP | 33800 | 32400 | 16 | 11 | 8.7 | 2.24 | 70 | 56 | 210649593
AMERICAN STANDARD | 4A6L9036A1 | 4PX*BU48BS3 | *UD2B060A9V3+RP | 35800 | 33600 | 16.5 | 11.5 | 8.7 | 2.27 | 70 | 55 | 210649591
AMERICAN STANDARD | 4A6L9036A1 | 4PX*BU42BS3 | *DD2B080A9V3+RP | 33200 | 32600 | 15.5 | 10 | 8.5 | 2.19 | 70 | 56 | 210649589
AMERICAN STANDARD | 4A6L9036A1 | 4PX*BU48BS3 | *UD2B080A9V3+RP | 35600 | 33400 | 17 | 11.5 | 8.7 | 2.28 | 69 | 55 | 210649590
AMERICAN STANDARD | 4A6L9036A1 | 4PX*BU36BS3 | *DD2B080A9V3+RP | 32800 | 32800 | 15.2 | 10 | 8.2 | 2.13 | 70 | 55 | 210649585
AMERICAN STANDARD | 4A6L9036A1 | 4PX*BD42BS3+HORIZ-RT | *UD2B080A9V3+RP | 36000 | 34000 | 16.5 | 11.5 | 8.1 | 2.12 | 69 | 54 | 210649582
AMERICAN STANDARD | 4A6L9036A1 | 4PX*BU42BS3 | *DD2B060A9V3+RP | 33400 | 33000 | 15.5 | 10 | 8.5 | 2.17 | 70 | 56 | 210649586
AMERICAN STANDARD | 4A6L9036A1 | 4PX*BU36BS3 | *DD2B060A9V3+RP | 33200 | 33200 | 15.2 | 10 | 8.2 | 2.12 | 70 | 56 | 210649584
AMERICAN STANDARD | 4A6L9036A1 | 4PX*BU36BS3 | *UD2B060A9V3+RP | 34800 | 34200 | 16 | 11.2 | 8.5 | 2.18 | 69 | 55 | 210649583
AMERICAN STANDARD | 4A6L9024A1 | 4PX*BU30BS3 | *UD2B060A9V3+RP | 23000 | 21000 | 17 | 12 | 8.7 | 2.3 | 67 | 52 | 210649565
AMERICAN STANDARD | 4A6L9024A1 | 4TXCB003DS3 | *DD2B080A9V3+RP | 21200 | 19500 | 16 | 11.7 | 8.7 | 2.23 | 68 | 54 | 210649574
AMERICAN STANDARD | 4A6L9036A1 | 4PX*BD42BS3+HORIZ-RT | *UD2B060A9V3+RP | 36200 | 34200 | 16.5 | 11.5 | 8.1 | 2.11 | 69 | 54 | 210649581
AMERICAN STANDARD | 4A6L9024A1 | 4TXCB003DS3 | *DD2B060A9V3+RP | 21400 | 20000 | 15.5 | 11.7 | 8.7 | 2.22 | 68 | 53 | 210649573
AMERICAN STANDARD | 4A6L9036A1 | 4PX*BD42BS3 | *DD2B080A9V3+RP | 36400 | 34000 | 17 | 11.7 | 8.2 | 2.13 | 69 | 54 | 210649580
AMERICAN STANDARD | 4A6L9036A1 | 4PX*BD36BS3+HORIZ-RT | *UD2B080A9V3+RP | 35200 | 34800 | 16.5 | 11 | 8.1 | 2.09 | 69 | 55 | 210649578
AMERICAN STANDARD | 4A6L9036A1 | 4PX*BD42BS3 | *DD2B060A9V3+RP | 36200 | 33800 | 16.5 | 11.7 | 8.1 | 2.14 | 69 | 54 | 210649579
AMERICAN STANDARD | 4A6L9036A1 | 4PX*BD36BS3 | *DD2B080A9V3+RP | 35000 | 34600 | 17 | 11.2 | 8.2 | 2.12 | 68 | 54 | 210649575
AMERICAN STANDARD | 4A6L9036A1 | 4PX*BD36BS3 | *DD2B060A9V3+RP | 34800 | 34400 | 16.5 | 11.2 | 8.2 | 2.11 | 69 | 54 | 210649576
AMERICAN STANDARD | 4A6L9036A1 | 4PX*BD36BS3+HORIZ-RT | *UD2B060A9V3+RP | 34800 | 34600 | 16 | 11.2 | 8.1 | 2.09 | 69 | 54 | 210649577
AMERICAN STANDARD | 4A6L9024A1 | 4TXCB003DS3 | *UD2B060A9V3+RP | 23000 | 21000 | 17 | 12 | 8.7 | 2.27 | 67 | 52 | 210649571
AMERICAN STANDARD | 4A6L9024A1 | 4PX*BU42BS3 | *UD2B060A9V3+RP | 23400 | 20000 | 17.5 | 12.5 | 8.5 | 2.32 | 68 | 54 | 210649569
AMERICAN STANDARD | 4A6L9024A1 | 4PX*BU42BS3 | *UD2B080A9V3+RP | 23400 | 20000 | 17 | 12.5 | 8.5 | 2.32 | 68 | 54 | 210649570
AMERICAN STANDARD | 4A6L9024A1 | 4TXCB003DS3 | *UD2B080A9V3+RP | 22800 | 21000 | 16.5 | 12 | 8.7 | 2.28 | 67 | 52 | 210649572
AMERICAN STANDARD | 4A6L9024A1 | 4PX*BU30BS3 | *DD2B080A9V3+RP | 21200 | 19500 | 16 | 11.7 | 8.7 | 2.23 | 68 | 54 | 210649568
AMERICAN STANDARD | 4A6L9024A1 | 4PX*BU30BS3 | *UD2B080A9V3+RP | 22800 | 21000 | 16.5 | 12 | 8.7 | 2.3 | 67 | 52 | 210649566
AMERICAN STANDARD | 4A6L9024A1 | 4PX*BU30BS3 | *DD2B060A9V3+RP | 21400 | 20000 | 15.5 | 11.7 | 8.7 | 2.23 | 68 | 53 | 210649567
AMERICAN STANDARD | 4A6L9024A1 | 4PX*BU24BS3 | *DD2B080A9V3+RP | 22000 | 21200 | 15.5 | 11.5 | 8.2 | 1.99 | 67 | 53 | 210649564
AMERICAN STANDARD | 4A6L9024A1 | 4PX*BU24BS3 | *UD2B060A9V3+RP | 22600 | 21800 | 16 | 11.7 | 8.1 | 1.99 | 66 | 51 | 210649562
AMERICAN STANDARD | 4A6L9024A1 | 4PX*BU24BS3 | *DD2B060A9V3+RP | 21800 | 21400 | 15.5 | 11.5 | 8.1 | 1.98 | 66 | 52 | 210649563
AMERICAN STANDARD | 4A6L9024A1 | 4PX*BD36BS3+HORIZ-RT | *UD2B060A9V3+RP | 23400 | 20400 | 17 | 12 | 8.2 | 2.22 | 67 | 53 | 210649559
AMERICAN STANDARD | 4A6L9024A1 | 4PX*BD36BS3+HORIZ-RT | *UD2B080A9V3+RP | 22800 | 20000 | 17.5 | 12 | 8.2 | 2.24 | 67 | 53 | 210649560
AMERICAN STANDARD | 4A6L9024A1 | 4PX*BD36BS3 | *DD2B060A9V3+RP | 23000 | 20000 | 17.5 | 12.5 | 8.5 | 2.26 | 67 | 53 | 210649557
AMERICAN STANDARD | 4A6L9024A1 | 4PX*BU24BS3 | *UD2B080A9V3+RP | 22400 | 21400 | 16 | 11.7 | 8.1 | 1.99 | 67 | 52 | 210649561
AMERICAN STANDARD | 4A6L9024A1 | 4PX*BD36BS3 | *DD2B080A9V3+RP | 23000 | 20000 | 18 | 12.5 | 8.5 | 2.26 | 67 | 53 | 210649558
AMERICAN STANDARD | 4A6L9024A1 | 4PX*BD30BS3+HORIZ-RT | *UD2B080A9V3+RP | 22600 | 21000 | 17 | 12 | 8.5 | 2.24 | 67 | 52 | 210649556
AMERICAN STANDARD | 4A6L9024A1 | 4PX*BD30BS3 | *DD2B060A9V3+RP | 22600 | 20600 | 17.5 | 12 | 8.7 | 2.26 | 67 | 53 | 210649554
TRANE | 4TWL9060A1 | 4TXCD010DS3 | *UD2C100B9V5+RP | 55500 | 51500 | 18.5 | 10 | 8.2 | 2.06 | 71 | 58 | 210649551
AMERICAN STANDARD | 4A6L9024A1 | 4PX*BD30BS3+HORIZ-RT | *UD2B060A9V3+RP | 22800 | 21200 | 17 | 12 | 8.5 | 2.23 | 66 | 51 | 210649555
AMERICAN STANDARD | 4A6L9024A1 | 4PX*BD30BS3 | *DD2B080A9V3+RP | 22400 | 20800 | 17.5 | 12 | 8.7 | 2.27 | 66 | 51 | 210649553
TRANE | 4TWL9060A1 | 4TXCD010DS3 | *UD2D120A9V5+RP | 57500 | 53000 | 19 | 10 | 8.7 | 2.11 | 72 | 58 | 210649552
TRANE | 4TWL9060A1 | 4TXCD010DS3 | *UD2C100A9V5+RP | 56000 | 51500 | 19 | 10 | 8.2 | 2.1 | 73 | 59 | 210649550
TRANE | 4TWL9060A1 | 4PX*DU60BS3 | *UD2C100B9V5+RP | 56000 | 51000 | 19 | 11 | 8.5 | 2.13 | 71 | 58 | 210649548
TRANE | 4TWL9060A1 | 4PX*DD60BS3 | *DD2D120A9V5+RP | 57000 | 52500 | 19 | 11 | 8.7 | 2.29 | 71 | 58 | 210649545
TRANE | 4TWL9060A1 | 4PX*DU60BS3 | *UD2C100A9V5+RP | 56500 | 51500 | 19 | 10 | 8.2 | 2.17 | 71 | 58 | 210649547
TRANE | 4TWL9048A1 | 4PX*DU60BS3 | *DD2D120A9V5+RP | 44500 | 41000 | 17 | 11 | 8.7 | 2.24 | 75 | 60 | 210649543
TRANE | 4TWL9048A1 | 4PX*CU60BS3 | *DD2C100A9V5+RP | 44000 | 41500 | 17 | 10 | 8.5 | 2.21 | 74 | 60 | 210649541
TRANE | 4TWL9060A1 | 4PX*DD60BS3+HORIZ-RT | *UD2C100A9V5+RP | 55000 | 51500 | 19 | 10 | 8.2 | 2.14 | 71 | 58 | 210649546
TRANE | 4TWL9060A1 | 4PX*DU60BS3 | *UD2D120A9V5+RP | 58000 | 52500 | 19 | 11 | 8.7 | 2.17 | 72 | 58 | 210649549
TRANE | 4TWL9048A1 | 4PX*CU48BS3 | *DD2C100A9V5+RP | 44000 | 42000 | 17.5 | 11.2 | 8.7 | 2.2 | 74 | 60 | 210649540
TRANE | 4TWL9060A1 | 4PX*DD60BS3 | *DD2C100A9V5+RP | 55000 | 51000 | 19 | 10 | 8.2 | 2.19 | 71 | 58 | 210649544
TRANE | 4TWL9048A1 | 4PX*DU48BS3 | *DD2D120A9V5+RP | 45000 | 42000 | 17 | 11.2 | 8.5 | 2.21 | 74 | 60 | 210649542
TRANE | 4TWL9036A1 | 4TXCD008DS3 | *DD2D120A9V5+RP | 34600 | 32400 | 16 | 11.5 | 8.5 | 2.31 | 70 | 56 | 210649537
TRANE | 4TWL9048A1 | 4PX*CU42BS3 | *DD2C100A9V5+RP | 45000 | 42000 | 17.5 | 11.5 | 8.2 | 2.12 | 75 | 60 | 210649539
TRANE | 4TWL9036A1 | 4TXCD010DS3 | *UD2D120A9V5+RP | 37800 | 33600 | 18 | 11.7 | 8.5 | 2.32 | 70 | 55 | 210649538
TRANE | 4TWL9036A1 | 4TXCD008DS3 | *UD2D120A9V5+RP | 37200 | 34000 | 17.5 | 11.7 | 8.5 | 2.32 | 69 | 55 | 210649536
TRANE | 4TWL9036A1 | 4TXCC009DS3 | *UD2C100A9V5+RP | 37200 | 33400 | 17.5 | 11.7 | 8.7 | 2.31 | 69 | 55 | 210649534
TRANE | 4TWL9036A1 | 4TXCC009DS3 | *UD2C100B9V5+RP | 37000 | 33200 | 17.5 | 11.7 | 8.7 | 2.33 | 70 | 55 | 210649535
TRANE | 4TWL9036A1 | 4TXCC009DS3 | *UD2C080B9V4+RP | 37000 | 33200 | 17.5 | 11.7 | 8.7 | 2.32 | 70 | 55 | 210649533
TRANE | 4TWL9036A1 | 4TXCC009DS3 | *UD2C080A9V4+RP | 37600 | 33800 | 17.5 | 11.5 | 8.7 | 2.28 | 70 | 55 | 210649532
TRANE | 4TWL9036A1 | 4TXCC007DS3 | *UD2C080B9V4+RP | 36600 | 33600 | 17 | 11.7 | 8.7 | 2.33 | 68 | 55 | 210649528
TRANE | 4TWL9036A1 | 4TXCC007DS3 | *UD2C100B9V5+RP | 36400 | 33600 | 17 | 11.7 | 8.7 | 2.33 | 69 | 55 | 210649530
TRANE | 4TWL9036A1 | 4TXCC007DS3 | *DD2C100A9V5+RP | 33800 | 32000 | 16 | 11.2 | 8.7 | 2.28 | 70 | 56 | 210649531
TRANE | 4TWL9036A1 | 4TXCC007DS3 | *UD2C080A9V4+RP | 36600 | 33800 | 17 | 11.7 | 8.5 | 2.31 | 69 | 55 | 210649529
TRANE | 4TWL9036A1 | 4TXCC007DS3 | *UD2C100A9V5+RP | 36600 | 33800 | 17.5 | 11.5 | 8.7 | 2.3 | 70 | 55 | 210649527
TRANE | 4TWL9036A1 | 4TXCC005DS3 | *DD2C100A9V5+RP | 33400 | 33000 | 15.5 | 11 | 8.2 | 2.17 | 70 | 55 | 210649526
TRANE | 4TWL9036A1 | 4TXCC005DS3 | *UD2C100B9V5+RP | 35200 | 34000 | 16.5 | 11.2 | 8.5 | 2.22 | 69 | 55 | 210649525
TRANE | 4TWL9036A1 | 4TXCC005DS3 | *UD2C080A9V4+RP | 35000 | 33800 | 16 | 11.5 | 8.5 | 2.23 | 69 | 54 | 210649524
TRANE | 4TWV0X36A1 | 4PX*BU48BS3 | *DHMB080ACV3 | 33200 | 31000 | 18.5 | 11.5 | 8.2 | 1.81 | 82 | 64 | 210653489
TRANE | 4TWV0X36A1 | 4PX*BU48BS3 | S9V2B080D4VSA+RP | 33200 | 31200 | 18.5 | 11.7 | 8.5 | 1.81 | 82 | 64 | 210653490
TRANE | 4TWV0X36A1 | 4PX*CD42BS3 | *DHMC100ACV4 | 35800 | 31200 | 20 | 12.7 | 8.2 | 1.75 | 84 | 65 | 210653491
TRANE | 4TWV0X36A1 | 4PX*BU48BS3 | S9V2B080D3VSA+RP | 33000 | 31200 | 18.5 | 11.5 | 8.2 | 1.79 | 82 | 64 | 210653488
TRANE | 4TWV0X36A1 | 4PX*BU42BS3 | L8V1A040U3VSA+RP | 33800 | 31600 | 19.5 | 12 | 8.2 | 1.76 | 82 | 63 | 210653487
TRANE | 4TWV0X36A1 | 4PX*BU42BS3 | L8V1A060U3VSA+RP | 34000 | 31600 | 19.5 | 12 | 8.2 | 1.77 | 82 | 63 | 210653486
TRANE | 4TWV0X36A1 | 4PX*BU42BS3 | L8V1B080U4VSA+RP | 35400 | 32800 | 20 | 12 | 8.5 | 1.79 | 83 | 63 | 210653485
TRANE | 4TWV0X36A1 | 4PX*BU42BS3 | S9V2B040U3PSB+RP | 35400 | 32800 | 20 | 12 | 8.5 | 1.81 | 81 | 62 | 210653484
TRANE | 4TWV0X36A1 | 4PX*BU42BS3 | S9V2B040U3VSA+RP | 35400 | 32800 | 20 | 12 | 8.5 | 1.81 | 81 | 62 | 210653483
TRANE | 4TWV0X36A1 | 4PX*BU42BS3 | S9V2B060U3PSB+RP | 35200 | 32600 | 20.5 | 12 | 8.5 | 1.81 | 82 | 62 | 210653482
TRANE | 4TWV0X36A1 | 4PX*BU42BS3 | S9V2B060U3VSA+RP | 35200 | 32600 | 20.5 | 12 | 8.5 | 1.81 | 82 | 62 | 210653481
TRANE | 4TWV0X36A1 | 4PX*BU42BS3 | S9V2B080U4PSB+RP | 35400 | 32600 | 20 | 12.5 | 8.5 | 1.82 | 82 | 62 | 210653480
TRANE | 4TWV0X36A1 | 4PX*BU42BS3 | S9V2B080U4VSA+RP | 35400 | 32600 | 20 | 12.5 | 8.5 | 1.82 | 82 | 62 | 210653479
TRANE | 4TWV0X36A1 | 4PX*BU42BS3 | *UHMB080ACV3 | 35600 | 32600 | 20.5 | 12.5 | 8.5 | 1.81 | 82 | 63 | 210653478
TRANE | 4TWV0X36A1 | 4PX*BU42BS3 | *UHMB060ACV3 | 35400 | 32800 | 20 | 12.5 | 8.5 | 1.83 | 81 | 62 | 210653477
TRANE | 4TWV0X36A1 | 4PX*BU36BS3 | S9V2B060U3PSB+RP | 34200 | 31400 | 20 | 12 | 8.2 | 1.8 | 83 | 64 | 210653470
TRANE | 4TWV0X36A1 | 4PX*BU36BS3 | S9V2B040U3PSB+RP | 34400 | 31600 | 20 | 12 | 8.5 | 1.8 | 83 | 65 | 210653469
TRANE | 4TWV0X36A1 | 4PX*BU36BS3 | L8V1B080U4VSA+RP | 34200 | 31600 | 19.5 | 12 | 8.2 | 1.77 | 85 | 66 | 210653468
TRANE | 4TWV0X36A1 | 4PX*BU36BS3 | L8V1A060U3VSA+RP | 33000 | 30400 | 19 | 12 | 8.1 | 1.75 | 83 | 65 | 210653467
TRANE | 4TWV0X24A1 | 4TXCB004DS3 | L8V1A040U3VSA+RP | 23000 | 19800 | 17.5 | 12 | 8.2 | 1.83 | 84 | 64 | 210653461
TRANE | 4TWV0X24A1 | 4TXCB004DS3 | L8V1A060U3VSA+RP | 23000 | 19800 | 18 | 12 | 8.2 | 1.83 | 83 | 64 | 210653462
TRANE | 4TWV0X24A1 | 4TXCB003DS3 | *UHMB080ACV3 | 23800 | 21800 | 19.5 | 12.7 | 8.2 | 1.76 | 81 | 60 | 210653459
TRANE | 4TWV0X24A1 | 4TXCB003DS3 | S9V2B040U3PSB+RP | 23800 | 22000 | 19 | 12 | 8.2 | 1.76 | 81 | 61 | 210653455
TRANE | 4TWV0X24A1 | 4TXCB003DS3 | S9V2B040U3VSA+RP | 23800 | 22000 | 19 | 12 | 8.2 | 1.76 | 81 | 61 | 210653452
TRANE | 4TWV0X24A1 | 4PX*BU36BS3 | L8V1A060U3VSA+RP | 23000 | 19800 | 18 | 12 | 8.2 | 1.83 | 83 | 63 | 210653450
TRANE | 4TWL9060A1 | 4TXCD010DS3 | S9V2D120U5VSA+RP | 58500 | 53500 | 19 | 10 | 8.7 | 2.17 | 72 | 58 | 210653449
TRANE | 4TWL9060A1 | 4TXCD008DS3 | S9V2D120U5VSA+RP | 57000 | 54000 | 19 | 10 | 8.7 | 2.16 | 72 | 59 | 210653446
TRANE | 4TWL9060A1 | 4TXCD008DS3 | L8V1C100U5VSA+RP | 55000 | 52500 | 19 | 10 | 8.5 | 2.07 | 72 | 59 | 210653445
TRANE | 4TWL9048A1 | 4PX*CU48BS3 | S9V2C100D4VSA+RP | 44500 | 42000 | 18 | 10 | 8.7 | 2.18 | 75 | 60 | 210653404
TRANE | 4TWL9060A1 | 4TXCC007DS3 | L8V1C100U5VSA+RP | 56500 | 54000 | 19 | 10 | 8.7 | 2.12 | 72 | 59 | 210653443
TRANE | 4TWL9060A1 | 4PX*DU60BS3 | S9V2D120U5VSA+RP | 58500 | 53500 | 19 | 10 | 8.7 | 2.16 | 72 | 58 | 210653442
TRANE | 4TWL9060A1 | 4PX*CU48BS3 | L8V1C100U5VSA+RP | 56500 | 54000 | 19 | 10 | 8.7 | 2.12 | 72 | 59 | 210653436
TRANE | 4TWL9048A1 | 4TXCD010DS3 | S9V2C100U4VSA+RP | 47000 | 42000 | 19 | 11.7 | 8.7 | 2.21 | 73 | 59 | 210653435
TRANE | 4TWL9048A1 | 4TXCD010DS3 | S9V2D120U5VSA+RP | 49000 | 43000 | 18 | 12 | 9 | 2.3 | 74 | 59 | 210653434
TRANE | 4TWL9048A1 | 4TXCD008DS3 | S9V2C100U4VSA+RP | 46000 | 42500 | 19 | 11.7 | 8.7 | 2.2 | 73 | 59 | 210653433
TRANE | 4TWL9048A1 | 4TXCD008DS3 | S9V2D120U5VSA+RP | 47500 | 44000 | 18 | 11.7 | 9 | 2.27 | 73 | 58 | 210653432
TRANE | 4TWL9048A1 | 4TXCC009DS3 | S9V2C100D4VSA+RP | 44000 | 41000 | 17.5 | 10 | 8.7 | 2.21 | 75 | 61 | 210653431
TRANE | 4TWL9048A1 | 4TXCC009DS3 | S9V2C100U4VSA+RP | 48500 | 43500 | 19 | 11.7 | 8.7 | 2.27 | 73 | 59 | 210653430
TRANE | 4TWL9048A1 | 4TXCC007DS3 | S9V2C100U4VSA+RP | 47500 | 44000 | 19 | 11.5 | 9 | 2.27 | 73 | 59 | 210653429
TRANE | 4TWL9048A1 | 4TXCC007DS3 | S9V2C100D4VSA+RP | 44500 | 42000 | 18 | 10 | 8.7 | 2.18 | 75 | 60 | 210653428
TRANE | 4TWL9048A1 | 4TXCC005DS3 | S9V2C100U4PSB+RP | 45000 | 44500 | 18.5 | 11 | 8.5 | 2.13 | 73 | 58 | 210653426
TRANE | 4TWL9048A1 | 4TXCC005DS3 | S9V2C100U4VSA+RP | 45000 | 44500 | 18.5 | 11 | 8.5 | 2.13 | 73 | 58 | 210653427
TRANE | 4TWL9048A1 | 4TXCC005DS3 | S9V2C080U5PSB+RP | 45500 | 44500 | 18.5 | 11 | 8.5 | 2.13 | 74 | 59 | 210653425
TRANE | 4TWL9048A1 | 4TXCB006DS3 | S9V2B080D4VSA+RP | 44000 | 42500 | 17.5 | 10 | 8.7 | 2.14 | 74 | 61 | 210653424
TRANE | 4TWL9048A1 | 4TXCB006DS3 | S9V2B080U4VSA+RP | 47000 | 44000 | 19 | 11.2 | 8.7 | 2.22 | 74 | 60 | 210653423
TRANE | 4TWL9048A1 | 4PX*DU60BS3 | S9V2D120D5PSB+RP | 44500 | 41000 | 16.5 | 11 | 9 | 2.24 | 75 | 60 | 210653421
TRANE | 4TWL9048A1 | 4TXCB006DS3 | L8V1B080U4VSA+RP | 47000 | 44500 | 19 | 11.2 | 8.7 | 2.21 | 73 | 59 | 210653422
TRANE | 4TWL9048A1 | 4PX*DU60BS3 | *DHMD120BCV5 | 44500 | 41500 | 17.5 | 11 | 8.7 | 2.21 | 75 | 61 | 210653420
TRANE | 4TWL9048A1 | 4PX*DU60BS3 | S9V2C100U4VSA+RP | 47000 | 42000 | 19 | 11.7 | 8.7 | 2.21 | 73 | 59 | 210653417
TRANE | 4TWL9048A1 | 4PX*DU60BS3 | *DD2D120ACV5 | 44000 | 41000 | 17.5 | 11 | 8.7 | 2.22 | 75 | 61 | 210653419
TRANE | 4TWL9048A1 | 4PX*DU60BS3 | S9V2D120U5VSA+RP | 49000 | 43000 | 18 | 12 | 9 | 2.3 | 73 | 59 | 210653418
TRANE | 4TWL9048A1 | 4PX*DU48BS3 | S9V2C100U4VSA+RP | 46000 | 42500 | 19 | 11.7 | 8.7 | 2.19 | 74 | 59 | 210653416
TRANE | 4TWL9048A1 | 4PX*DU48BS3 | S9V2D120U5VSA+RP | 47500 | 44000 | 18 | 11.7 | 9 | 2.28 | 73 | 58 | 210653415
TRANE | 4TWL9048A1 | 4PX*DU48BS3 | *DD2D120ACV5 | 44500 | 42000 | 18 | 11 | 8.7 | 2.18 | 75 | 60 | 210653414
TRANE | 4TWL9048A1 | 4PX*DU48BS3 | *DHMD120BCV5 | 44500 | 42500 | 18 | 11 | 8.7 | 2.16 | 74 | 60 | 210653413
TRANE | 4TWL9048A1 | 4PX*DU48BS3 | S9V2D120D5PSB+RP | 45000 | 42000 | 16.5 | 11 | 8.7 | 2.19 | 75 | 60 | 210653412
TRANE | 4TWL9048A1 | 4PX*DD60BS3 | S9V2C100D4VSA+RP | 45500 | 42000 | 19 | 11.5 | 8.5 | 2.18 | 73 | 59 | 210653411
TRANE | 4TWL9036A1 | 4TXCC005DS3 | *UD2C080B9V4+RP | 35400 | 34200 | 16.5 | 11.2 | 8.5 | 2.22 | 69 | 54 | 210649523
TRANE | 4TWL9036A1 | 4TXCB006DS3 | *UD2B080A9V3+RP | 35600 | 33400 | 17 | 11.5 | 8.7 | 2.28 | 69 | 55 | 210649521
TRANE | 4TWL9036A1 | 4TXCC005DS3 | *UD2C100A9V5+RP | 35600 | 34200 | 16.5 | 11.2 | 8.5 | 2.21 | 69 | 55 | 210649522
TRANE | 4TWL9036A1 | 4TXCB006DS3 | *UD2B060A9V3+RP | 35800 | 33600 | 16.5 | 11.5 | 8.7 | 2.27 | 70 | 55 | 210649520
TRANE | 4TWL9036A1 | 4TXCB006DS3 | *DD2B060A9V3+RP | 34200 | 32800 | 16 | 10 | 8.7 | 2.23 | 70 | 56 | 210649518
TRANE | 4TWL9036A1 | 4TXCB006DS3 | *DD2B080A9V3+RP | 33800 | 32400 | 16 | 11 | 8.7 | 2.24 | 70 | 56 | 210649519
TRANE | 4TWL9036A1 | 4TXCB004DS3 | *DD2B080A9V3+RP | 32800 | 33000 | 15.2 | 10 | 8.2 | 2.13 | 70 | 55 | 210649517
TRANE | 4TWL9036A1 | 4TXCB004DS3 | *UD2B060A9V3+RP | 34800 | 34200 | 16 | 11.2 | 8.5 | 2.18 | 69 | 55 | 210649516
TRANE | 4TWL9036A1 | 4TXCB004DS3 | *UD2B080A9V3+RP | 34600 | 34000 | 16 | 11.2 | 8.2 | 2.19 | 69 | 54 | 210649515
TRANE | 4TWL9036A1 | 4TXCB004DS3 | *DD2B060A9V3+RP | 33200 | 33200 | 15.2 | 10 | 8.2 | 2.12 | 70 | 56 | 210649514
TRANE | 4TWL9036A1 | 4PX*DU60BS3 | *UD2D120A9V5+RP | 37800 | 33600 | 18 | 11.7 | 8.7 | 2.32 | 70 | 55 | 210649513
TRANE | 4TWL9036A1 | 4PX*DU48BS3 | *DD2D120A9V5+RP | 34600 | 32400 | 16 | 11.5 | 8.5 | 2.31 | 70 | 56 | 210649512
TRANE | 4TWL9036A1 | 4PX*DD60BS3+HORIZ-RT | *UD2D120A9V5+RP | 37000 | 33600 | 17.5 | 11.7 | 8.7 | 2.28 | 70 | 55 | 210649510
TRANE | 4TWL9036A1 | 4PX*DU48BS3 | *UD2D120A9V5+RP | 37200 | 34000 | 17.5 | 11.7 | 8.5 | 2.31 | 69 | 55 | 210649511
TRANE | 4TWL9036A1 | 4PX*DD60BS3 | *DD2D120A9V5+RP | 37000 | 33400 | 17.5 | 11.7 | 8.7 | 2.3 | 69 | 55 | 210649509
TRANE | 4TWL9036A1 | 4PX*CU60BS3 | *UD2C100B9V5+RP | 37000 | 33200 | 17.5 | 11.7 | 8.7 | 2.33 | 70 | 55 | 210649508
TRANE | 4TWL9036A1 | 4PX*CU60BS3 | *UD2C100A9V5+RP | 37200 | 33400 | 17.5 | 11.7 | 8.7 | 2.31 | 69 | 55 | 210649507
TRANE | 4TWL9036A1 | 4PX*CU60BS3 | *UD2C080B9V4+RP | 37000 | 33200 | 17.5 | 11.7 | 8.7 | 2.32 | 70 | 55 | 210649506
TRANE | 4TWL9036A1 | 4PX*CU60BS3 | *UD2C080A9V4+RP | 37600 | 33800 | 17.5 | 11.5 | 8.7 | 2.28 | 70 | 55 | 210649505
TRANE | 4TWL9036A1 | 4PX*CU48BS3 | *UD2C100B9V5+RP | 36400 | 33600 | 17 | 11.7 | 8.7 | 2.32 | 70 | 55 | 210649503
TRANE | 4TWL9036A1 | 4PX*CU48BS3 | *DD2C100A9V5+RP | 34400 | 32400 | 16 | 11.2 | 8.5 | 2.29 | 70 | 56 | 210649504
TRANE | 4TWL9036A1 | 4PX*CU48BS3 | *UD2C080A9V4+RP | 36600 | 33800 | 17 | 11.7 | 8.5 | 2.31 | 69 | 55 | 210649502
TRANE | 4TWL9036A1 | 4PX*CU48BS3 | *UD2C080B9V4+RP | 36600 | 33600 | 17 | 11.7 | 8.7 | 2.32 | 70 | 55 | 210649501
TRANE | 4TWL9036A1 | 4PX*CU48BS3 | *UD2C100A9V5+RP | 36600 | 33800 | 17.5 | 11.5 | 8.7 | 2.3 | 70 | 55 | 210649500
TRANE | 4TWL9036A1 | 4PX*CU42BS3 | *DD2C100A9V5+RP | 35000 | 32600 | 16 | 11.2 | 8.5 | 2.25 | 70 | 56 | 210649499
TRANE | 4TWL9036A1 | 4PX*CU42BS3 | *UD2C100B9V5+RP | 36400 | 34200 | 16.5 | 11.7 | 8.7 | 2.3 | 69 | 54 | 210649498
TRANE | 4TWL9036A1 | 4PX*CU42BS3 | *UD2C100A9V5+RP | 36200 | 34000 | 16.5 | 11.7 | 8.7 | 2.3 | 69 | 54 | 210649497
TRANE | 4TWL9036A1 | 4PX*CU42BS3 | *UD2C080B9V4+RP | 36400 | 34200 | 16.5 | 11.7 | 8.7 | 2.3 | 69 | 54 | 210649496
TRANE | 4TWL9036A1 | 4PX*CU42BS3 | *UD2C080A9V4+RP | 36600 | 34200 | 16.5 | 11.7 | 8.7 | 2.29 | 69 | 54 | 210649495
TRANE | 4TWL9036A1 | 4PX*CU36BS3 | *UD2C100B9V5+RP | 35200 | 34000 | 16.5 | 11.2 | 8.5 | 2.19 | 69 | 55 | 210649493
TRANE | 4TWL9036A1 | 4PX*CU36BS3 | *DD2C100A9V5+RP | 33400 | 33000 | 15.5 | 11 | 8.2 | 2.15 | 70 | 55 | 210649494
TRANE | 4TWL9036A1 | 4PX*CU36BS3 | *UD2C080A9V4+RP | 35000 | 33800 | 16 | 11.5 | 8.5 | 2.23 | 69 | 54 | 210649492
TRANE | 4TWL9036A1 | 4PX*CU36BS3 | *UD2C080B9V4+RP | 35400 | 34200 | 16.5 | 11.2 | 8.5 | 2.22 | 69 | 54 | 210649491
TRANE | 4TWL9036A1 | 4PX*CU36BS3 | *UD2C100A9V5+RP | 35600 | 34200 | 16.5 | 11.2 | 8.5 | 2.23 | 69 | 55 | 210649490
TRANE | 4TWL9036A1 | 4PX*CD60BS3+HORIZ-RT | *UD2C080B9V4+RP | 37000 | 33200 | 17.5 | 11.7 | 8.5 | 2.27 | 69 | 55 | 210649489
TRANE | 4TWL9036A1 | 4PX*CD60BS3+HORIZ-RT | *UD2C100A9V5+RP | 37200 | 33400 | 17.5 | 11.7 | 8.5 | 2.25 | 69 | 55 | 210649488
TRANE | 4TWL9036A1 | 4PX*CD60BS3+HORIZ-RT | *UD2C100B9V5+RP | 37000 | 33200 | 17.5 | 11.7 | 8.5 | 2.27 | 69 | 55 | 210649487
TRANE | 4TWL9036A1 | 4PX*CD60BS3+HORIZ-RT | *UD2C080A9V4+RP | 37200 | 33400 | 17.5 | 11.7 | 8.5 | 2.26 | 69 | 55 | 210649486
TRANE | 4TWL9036A1 | 4PX*CD60BS3 | *DD2C100A9V5+RP | 37200 | 33200 | 17.5 | 12 | 8.5 | 2.26 | 69 | 56 | 210649485
TRANE | 4TWL9036A1 | 4PX*CD42BS3+HORIZ-RT | *UD2C100B9V5+RP | 36800 | 34000 | 17 | 11.7 | 8.2 | 2.16 | 69 | 54 | 210649484
TRANE | 4TWL9036A1 | 4PX*CD42BS3+HORIZ-RT | *UD2C100A9V5+RP | 37000 | 34200 | 17 | 11.7 | 8.2 | 2.14 | 69 | 55 | 210649483
TRANE | 4TWL9036A1 | 4PX*CD42BS3+HORIZ-RT | *UD2C080B9V4+RP | 36800 | 34000 | 17 | 11.7 | 8.2 | 2.16 | 69 | 54 | 210649482
TRANE | 4TWL9036A1 | 4PX*CD42BS3+HORIZ-RT | *UD2C080A9V4+RP | 37000 | 34200 | 17 | 11.7 | 8.2 | 2.15 | 69 | 54 | 210649481
TRANE | 4TWL9036A1 | 4PX*CD42BS3 | *DD2C100A9V5+RP | 37000 | 34000 | 17 | 12 | 8.2 | 2.17 | 69 | 54 | 210649480
TRANE | 4TWL9036A1 | 4PX*CD36BS3+HORIZ-RT | *UD2C100B9V5+RP | 35400 | 34600 | 16.5 | 11.5 | 8.2 | 2.14 | 69 | 54 | 210649479
TRANE | 4TWL9036A1 | 4PX*CD36BS3+HORIZ-RT | *UD2C080A9V4+RP | 35600 | 34600 | 17 | 11.2 | 8.2 | 2.14 | 69 | 54 | 210649477
TRANE | 4TWL9036A1 | 4PX*CD36BS3+HORIZ-RT | *UD2C100A9V5+RP | 35200 | 34400 | 17 | 11.5 | 8.2 | 2.14 | 69 | 54 | 210649478
TRANE | 4TWL9036A1 | 4PX*CD36BS3+HORIZ-RT | *UD2C080B9V4+RP | 35400 | 34600 | 16.5 | 11.5 | 8.2 | 2.14 | 69 | 54 | 210649476
TRANE | 4TWL9024A1 | 4TXCB003DS3 | *UD2B060A9V3+RP | 23000 | 21000 | 17 | 12 | 8.7 | 2.27 | 67 | 52 | 210649452
TRANE | 4TWL9024A1 | 4PX*BU42BS3 | *UD2B060A9V3+RP | 23400 | 20000 | 17.5 | 12.5 | 8.5 | 2.32 | 68 | 54 | 210649450
TRANE | 4TWL9024A1 | 4PX*BU30BS3 | *DD2B080A9V3+RP | 21200 | 19500 | 16 | 11.7 | 8.7 | 2.23 | 68 | 54 | 210649449
TRANE | 4TWL9024A1 | 4PX*BU30BS3 | *UD2B080A9V3+RP | 22800 | 21000 | 16.5 | 12 | 8.7 | 2.3 | 67 | 52 | 210649447
TRANE | 4TWL9024A1 | 4PX*BU30BS3 | *DD2B060A9V3+RP | 21400 | 20000 | 15.5 | 11.7 | 8.7 | 2.23 | 68 | 53 | 210649448
TRANE | 4TWL9024A1 | 4PX*BU30BS3 | *UD2B060A9V3+RP | 23000 | 21000 | 17 | 12 | 8.7 | 2.3 | 67 | 52 | 210649446
TRANE | 4TWL9024A1 | 4PX*BU24BS3 | *DD2B080A9V3+RP | 22000 | 21200 | 15.5 | 11.5 | 8.2 | 1.99 | 67 | 53 | 210649445
TRANE | 4TWL9024A1 | 4PX*BU24BS3 | *DD2B060A9V3+RP | 21800 | 21400 | 15.5 | 11.5 | 8.1 | 1.98 | 66 | 52 | 210649444
TRANE | 4TWL9036A1 | 4PX*BD42BS3+HORIZ-RT | *UD2B080A9V3+RP | 36000 | 34000 | 16.5 | 11.5 | 8.1 | 2.12 | 69 | 54 | 210649463
TRANE | 4TWL9036A1 | 4PX*BD42BS3+HORIZ-RT | *UD2B060A9V3+RP | 36200 | 34200 | 16.5 | 11.5 | 8.1 | 2.11 | 69 | 54 | 210649462
TRANE | 4TWL9036A1 | 4PX*BD42BS3 | *DD2B080A9V3+RP | 36400 | 34000 | 17 | 11.7 | 8.2 | 2.13 | 69 | 54 | 210649461
TRANE | 4TWL9036A1 | 4PX*BD42BS3 | *DD2B060A9V3+RP | 36200 | 33800 | 16.5 | 11.7 | 8.1 | 2.14 | 69 | 54 | 210649460
TRANE | 4TWL9036A1 | 4PX*BD36BS3+HORIZ-RT | *UD2B080A9V3+RP | 35200 | 34800 | 16.5 | 11 | 8.1 | 2.09 | 69 | 55 | 210649459
TRANE | 4TWL9036A1 | 4PX*BD36BS3+HORIZ-RT | *UD2B060A9V3+RP | 34800 | 34600 | 16 | 11.2 | 8.1 | 2.09 | 69 | 54 | 210649458
TRANE | 4TWL9036A1 | 4PX*BD36BS3 | *DD2B060A9V3+RP | 34800 | 34400 | 16.5 | 11.2 | 8.2 | 2.11 | 69 | 54 | 210649457
TRANE | 4TWL9036A1 | 4PX*BD36BS3 | *DD2B080A9V3+RP | 35000 | 34600 | 17 | 11.2 | 8.2 | 2.12 | 68 | 54 | 210649456
TRANE | 4TWL9024A1 | 4TXCB003DS3 | *DD2B080A9V3+RP | 21200 | 19500 | 16 | 11.7 | 8.7 | 2.23 | 68 | 54 | 210649455
TRANE | 4TWL9036A1 | 4PX*CD36BS3 | *DD2C100A9V5+RP | 35000 | 34200 | 17 | 11.7 | 8.2 | 2.15 | 68 | 54 | 210649475
TRANE | 4TWL9036A1 | 4PX*BU48BS3 | *DD2B080A9V3+RP | 33800 | 32400 | 16 | 11 | 8.7 | 2.24 | 70 | 56 | 210649474
TRANE | 4TWL9036A1 | 4PX*BU48BS3 | *DD2B060A9V3+RP | 34200 | 32800 | 16 | 10 | 8.7 | 2.23 | 70 | 56 | 210649473
TRANE | 4TWL9036A1 | 4PX*BU48BS3 | *UD2B060A9V3+RP | 35800 | 33600 | 16.5 | 11.5 | 8.7 | 2.27 | 70 | 55 | 210649472
TRANE | 4TWL9036A1 | 4PX*BU48BS3 | *UD2B080A9V3+RP | 35600 | 33400 | 17 | 11.5 | 8.7 | 2.28 | 69 | 55 | 210649471
TRANE | 4TWL9036A1 | 4PX*BU42BS3 | *DD2B080A9V3+RP | 33200 | 32600 | 15.5 | 10 | 8.5 | 2.19 | 70 | 56 | 210649470
TRANE | 4TWL9036A1 | 4PX*BU42BS3 | *UD2B060A9V3+RP | 35800 | 34200 | 16 | 11.2 | 8.7 | 2.25 | 69 | 55 | 210649469
TRANE | 4TWL9036A1 | 4PX*BU42BS3 | *UD2B080A9V3+RP | 35600 | 34000 | 16.5 | 11.5 | 8.7 | 2.26 | 69 | 54 | 210649468
TRANE | 4TWL9036A1 | 4PX*BU42BS3 | *DD2B060A9V3+RP | 33400 | 33000 | 15.5 | 10 | 8.5 | 2.17 | 70 | 56 | 210649467
TRANE | 4TWV0X48A1 | 4TXCD008DS3 | S9V2D120U5PSB+RP | 46000 | 42500 | 19 | 11.7 | 8.5 | 1.77 | 86 | 67 | 210653561
TRANE | 4TWV0X48A1 | 4TXCD010DS3 | L8V1C100U5VSA+RP | 45500 | 41000 | 19.5 | 11.7 | 8.2 | 1.77 | 85 | 66 | 210653563
TRANE | 4TWV0X48A1 | 4TXCD010DS3 | S9V2C080U5PSB+RP | 45500 | 41000 | 19 | 11.7 | 8.2 | 1.75 | 86 | 67 | 210653562
TRANE | 4TWV0X48A1 | 4TXCD008DS3 | *UHMD120ACV5 | 45500 | 42500 | 19.5 | 11.7 | 8.2 | 1.77 | 86 | 66 | 210653556
TRANE | 4TWV0X48A1 | 4TXCD008DS3 | S9V2D120U5VSA+RP | 46000 | 42500 | 19 | 11.7 | 8.5 | 1.77 | 86 | 67 | 210653554
TRANE | 4TWV0X48A1 | 4TXCC007DS3 | S9V2C100U4PSB+RP | 45500 | 42500 | 19.5 | 11.5 | 8.2 | 1.75 | 86 | 67 | 210653551
TRANE | 4TWV0X48A1 | 4TXCC009DS3 | S9V2C080U5PSB+RP | 46500 | 42000 | 19.5 | 11.7 | 8.5 | 1.8 | 87 | 68 | 210653553
TRANE | 4TWV0X48A1 | 4TXCC007DS3 | L8V1C100U5VSA+RP | 46000 | 42500 | 19.5 | 11.5 | 8.2 | 1.76 | 86 | 66 | 210653552
TRANE | 4TWV0X48A1 | 4PX*DU60BS3 | S9V2C080U5PSB+RP | 45500 | 41000 | 19 | 11.7 | 8.2 | 1.75 | 86 | 67 | 210653542
TRANE | 4TWV0X48A1 | 4PX*DU60BS3 | S9V2D120U5PSB+RP | 47000 | 42000 | 19.5 | 11.7 | 8.5 | 1.82 | 86 | 67 | 210653544
TRANE | 4TWV0X48A1 | 4PX*DU60BS3 | S9V2C100U4PSB+RP | 45000 | 41000 | 19 | 11.7 | 8.2 | 1.75 | 86 | 67 | 210653543
TRANE | 4TWV0X48A1 | 4PX*DU60BS3 | L8V1C100U5VSA+RP | 45500 | 41000 | 19.5 | 11.7 | 8.2 | 1.77 | 85 | 66 | 210653541
TRANE | 4TWV0X48A1 | 4PX*DU48BS3 | S9V2D120U5PSB+RP | 46000 | 42500 | 19 | 11.7 | 8.5 | 1.77 | 86 | 67 | 210653539
TRANE | 4TWV0X48A1 | 4PX*DU48BS3 | S9V2D120U5VSA+RP | 46000 | 42500 | 19 | 11.7 | 8.5 | 1.77 | 86 | 67 | 210653540
TRANE | 4TWV0X36A1 | 4TXCC005DS3 | S9V2C100D4PSB+RP | 32200 | 30800 | 18 | 11.5 | 8.2 | 1.76 | 82 | 64 | 210653508
TRANE | 4TWV0X36A1 | 4TXCB004DS3 | L8V1A060U3VSA+RP | 33000 | 30400 | 19 | 12 | 8.1 | 1.75 | 83 | 65 | 210653501
TRANE | 4TWV0X36A1 | 4TXCB004DS3 | L8V1B080U4VSA+RP | 34200 | 31600 | 19.5 | 12 | 8.2 | 1.78 | 85 | 66 | 210653500
TRANE | 4TWV0X36A1 | 4PX*CU48BS3 | *DHMC100ACV4 | 33200 | 31200 | 18.5 | 11.7 | 8.5 | 1.8 | 83 | 64 | 210653498
TRANE | 4TWV0X36A1 | 4PX*CU42BS3 | S9V2C100D4VSA+RP | 33800 | 31200 | 19 | 12 | 8.2 | 1.78 | 82 | 64 | 210653497
TRANE | 4TWV0X36A1 | 4PX*CU48BS3 | S9V2C100D4VSA+RP | 33200 | 31000 | 19 | 11.7 | 8.5 | 1.83 | 83 | 64 | 210653499
TRANE | 4TWV0X36A1 | 4PX*CU42BS3 | S9V2C100D4PSB+RP | 33800 | 31200 | 19 | 12 | 8.2 | 1.78 | 82 | 64 | 210653496
TRANE | 4TWV0X36A1 | 4PX*CU42BS3 | S9V2C100U4VSA+RP | 35600 | 32600 | 20.5 | 12.7 | 8.7 | 1.84 | 81 | 62 | 210653495
TRANE | 4TWV0X36A1 | 4PX*CU36BS3 | S9V2C100U4PSB+RP | 34400 | 31400 | 20 | 12 | 8.5 | 1.83 | 82 | 64 | 210653493
TRANE | 4TWV0X36A1 | 4PX*CU42BS3 | S9V2C100U4PSB+RP | 35600 | 32600 | 20.5 | 12.7 | 8.7 | 1.84 | 81 | 62 | 210653494
TRANE | 4TWV0X36A1 | 4PX*CD42BS3 | S9V2C100D4VSA+RP | 35800 | 31200 | 20.5 | 12.7 | 8.2 | 1.76 | 83 | 64 | 210653492
TRANE | 4TWV8X24A1 | 4PX*BU36BS3 | S9V2B080D3PSB+RP | 22000 | 20000 | 17 | 11.5 | 8.5 | 1.87 | 84 | 65 | 210653581
TRANE | 4TWV8X24A1 | 4PX*BU36BS3 | L8V1A060U3VSA+RP | 23000 | 19800 | 18 | 12 | 8.2 | 1.83 | 83 | 63 | 210653580
AMERISTAR | A4HP5024D1 | A4AH6E31A1B3 |  | 23600 | 22800 | 15.2 | 12 | 8.1 | 2.17 | 64 | 49 | 210416065
RUNTRU | A4HP5024D1 | A4AH6E31A1B3 |  | 23600 | 22800 | 15.2 | 12 | 8.1 | 2.17 | 64 | 49 | 210416059
AMERISTAR | A4HP5024D1 | A4AH5E31A1B3 |  | 23600 | 22800 | 15.2 | 12 | 8.1 | 2.17 | 64 | 49 | 210367493
RUNTRU | A4HP5024D1 | A4AH5E31A1B3 |  | 23600 | 22800 | 15.2 | 12 | 8.1 | 2.17 | 64 | 49 | 210367486
TRANE | 4TWV8X48A1 | 4PX*CU42BS3 | S9V2C100U4VSA+RP | 45500 | 44500 | 18 | 11.5 | 8.5 | 1.79 | 84 | 66 | 210653667
TRANE | 4TWV8X48A1 | 4PX*CU42BS3 | S9V2C100U5PSB+RP | 46000 | 44500 | 18 | 11.7 | 8.5 | 1.8 | 85 | 66 | 210653666
TRANE | 4TWV8X48A1 | 4PX*CD60BS3 | S9V2C100D4PSB+RP | 46500 | 43000 | 18 | 11.7 | 8.5 | 1.78 | 86 | 67 | 210653661
TRANE | 4TWV8X48A1 | 4PX*BU48BS3 | S9V2B080U4VSA+RP | 45500 | 44000 | 18 | 11.2 | 8.5 | 1.8 | 86 | 67 | 210653655
TRANE | 4TWV8X48A1 | 4PX*BU48BS3 | L8V1B080U4VSA+RP | 45500 | 44000 | 18 | 11.2 | 8.5 | 1.82 | 85 | 67 | 210653656
TRANE | 4TWV8X36A1 | 4TXCC005DS3 | S9V2C100D4VSA+RP | 32000 | 30400 | 18 | 11.2 | 8.2 | 1.77 | 84 | 66 | 210653650
TRANE | 4TWV8X36A1 | 4TXCC005DS3 | S9V2C100D4PSB+RP | 32000 | 30400 | 18 | 11.2 | 8.2 | 1.78 | 84 | 66 | 210653652
TRANE | 4TWV8X36A1 | 4TXCC005DS3 | *DHMC100ACV4 | 32000 | 30400 | 18 | 11 | 8.2 | 1.76 | 84 | 66 | 210653651
TRANE | 4TWV8X36A1 | 4TXCB006DS3 | L8V1B080U4VSA+RP | 35000 | 31600 | 18 | 12 | 8.2 | 1.84 | 84 | 66 | 210653649
TRANE | 4TWV8X36A1 | 4TXCB004DS3 | S9V2B040D3PSB+RP | 32000 | 30600 | 18 | 10 | 8.2 | 1.76 | 84 | 66 | 210653641
TRANE | 4TWV8X36A1 | 4TXCB004DS3 | S9V2B080D4VSA+RP | 31800 | 30400 | 18 | 10 | 8.2 | 1.75 | 84 | 66 | 210653646
TRANE | 4TWV8X36A1 | 4TXCB004DS3 | S9V2B080D4PSB+RP | 31800 | 30400 | 18 | 10 | 8.2 | 1.75 | 84 | 66 | 210653645
TRANE | 4TWV8X36A1 | 4TXCB004DS3 | S9V2B060D3PSB+RP | 31800 | 30400 | 18 | 10 | 8.2 | 1.75 | 84 | 66 | 210653642
TRANE | 4TWV8X36A1 | 4TXCB004DS3 | *DHMB080ACV3 | 31800 | 30400 | 17.5 | 10 | 8.1 | 1.76 | 84 | 66 | 210653640
TRANE | 4TWV8X36A1 | 4TXCB004DS3 | S9V2B080U4PSB+RP | 33800 | 31200 | 18 | 11.5 | 8.2 | 1.8 | 83 | 66 | 210653639
TRANE | 4TWV8X36A1 | 4TXCB004DS3 | L8V1B080U4VSA+RP | 34000 | 31200 | 18 | 11.5 | 8.2 | 1.79 | 85 | 66 | 210653638
TRANE | 4TWV8X36A1 | 4PX*CU48BS3 | *DHMC100ACV4 | 33000 | 30600 | 18 | 11.2 | 8.2 | 1.83 | 84 | 66 | 210653635
TRANE | 4TWV8X36A1 | 4PX*CU48BS3 | S9V2C100D4VSA+RP | 33000 | 30600 | 18 | 11.5 | 8.2 | 1.85 | 83 | 65 | 210653633
TRANE | 4TWV8X36A1 | 4PX*CU48BS3 | S9V2C100U4PSB+RP | 35200 | 31400 | 18 | 12 | 8.5 | 1.87 | 83 | 65 | 210653634
TRANE | 4TWV8X36A1 | 4PX*CU42BS3 | S9V2C100U4VSA+RP | 35200 | 32000 | 18 | 12 | 8.5 | 1.85 | 82 | 64 | 210653631
TRANE | 4TWV8X36A1 | 4PX*CU42BS3 | S9V2C100D4VSA+RP | 33400 | 30800 | 18 | 11.5 | 8.2 | 1.81 | 83 | 66 | 210653632
TRANE | 4TWV8X36A1 | 4PX*CU42BS3 | S9V2C100U4PSB+RP | 35200 | 32000 | 18 | 12 | 8.5 | 1.85 | 82 | 64 | 210653630
TRANE | 4TWV8X36A1 | 4PX*CU42BS3 | S9V2C100D4PSB+RP | 33400 | 30800 | 18 | 11.5 | 8.2 | 1.81 | 83 | 66 | 210653629
TRANE | 4TWV8X36A1 | 4PX*CU36BS3 | S9V2C100U4PSB+RP | 34200 | 31000 | 18 | 11.7 | 8.2 | 1.83 | 83 | 65 | 210653628
TRANE | 4TWV8X36A1 | 4PX*BU48BS3 | S9V2B080D4VSA+RP | 32800 | 30600 | 18 | 11.2 | 8.2 | 1.82 | 84 | 66 | 210653622
TRANE | 4TWV8X36A1 | 4PX*BU48BS3 | S9V2B080D3VSA+RP | 32800 | 30600 | 18 | 11 | 8.2 | 1.81 | 83 | 66 | 210653623
TRANE | 4TWV8X36A1 | 4PX*BU42BS3 | S9V2B060U3PSB+RP | 34800 | 32200 | 18 | 11.7 | 8.2 | 1.82 | 82 | 64 | 210653614
TRANE | 4TWV8X36A1 | 4PX*BU36BS3 | S9V2B080U4VSA+RP | 33800 | 31200 | 18 | 11.5 | 8.2 | 1.8 | 83 | 66 | 210653605
TRANE | 4TWV8X36A1 | 4PX*BU42BS3 | *UHMB080ACV3 | 35200 | 32000 | 18 | 12 | 8.2 | 1.83 | 83 | 64 | 210653618
TRANE | 4TWV8X36A1 | 4PX*BU42BS3 | L8V1B080U4VSA+RP | 35000 | 32200 | 18 | 12 | 8.2 | 1.82 | 83 | 65 | 210653616
TRANE | 4TWV8X36A1 | 4PX*BU36BS3 | S9V2B080U4PSB+RP | 33800 | 31200 | 18 | 11.5 | 8.2 | 1.8 | 83 | 66 | 210653602
TRANE | 4TWV8X36A1 | 4PX*BU36BS3 | *DHMB080ACV3 | 31800 | 30400 | 17.5 | 10 | 8.1 | 1.77 | 84 | 66 | 210653600
TRANE | 4TWV8X24A1 | 4TXCB004DS3 | L8V1A040U3VSA+RP | 23000 | 19800 | 17.5 | 12 | 8.2 | 1.83 | 84 | 64 | 210653594
TRANE | 4TWV8X36A1 | 4PX*BU42BS3 | *UHMB060ACV3 | 35200 | 32000 | 18 | 12 | 8.2 | 1.84 | 83 | 64 | 210653611
TRANE | 4TWV8X36A1 | 4PX*BU42BS3 | S9V2B080U4VSA+RP | 35000 | 32200 | 18 | 12 | 8.2 | 1.83 | 82 | 64 | 210653617
TRANE | 4TWV8X36A1 | 4PX*BU36BS3 | S9V2B080D4PSB+RP | 31800 | 30400 | 18 | 10 | 8.2 | 1.75 | 84 | 66 | 210653609
TRANE | 4TWV8X36A1 | 4PX*BU36BS3 | S9V2B060U3PSB+RP | 33800 | 31200 | 18 | 11.5 | 8.2 | 1.8 | 83 | 65 | 210653603
TRANE | 4TWV8X36A1 | 4PX*BU36BS3 | L8V1B080U4VSA+RP | 34000 | 31200 | 18 | 11.5 | 8.2 | 1.79 | 85 | 66 | 210653601
TRANE | 4TWV8X36A1 | 4PX*BU36BS3 | S9V2B040U3PSB+RP | 34000 | 31200 | 18 | 11.5 | 8.2 | 1.8 | 83 | 66 | 210653604
TRANE | 4TWV8X36A1 | 4PX*BU42BS3 | S9V2B040U3PSB+RP | 35200 | 32200 | 18 | 12 | 8.2 | 1.82 | 82 | 64 | 210653612
TRANE | 4TWV8X36A1 | 4PX*BU36BS3 | S9V2B080D4VSA+RP | 31800 | 30400 | 18 | 10 | 8.2 | 1.75 | 84 | 66 | 210653610
TRANE | 4TWV8X36A1 | 4PX*BU42BS3 | S9V2B060U3VSA+RP | 34800 | 32200 | 18 | 11.7 | 8.2 | 1.82 | 82 | 64 | 210653615
TRANE | 4TWV8X36A1 | 4PX*BU48BS3 | *DHMB080ACV3 | 32800 | 30600 | 18 | 11.2 | 8.2 | 1.84 | 83 | 66 | 210653624
TRANE | 4TWV8X36A1 | 4PX*BU48BS3 | S9V2B040D3PSB+RP | 33000 | 30800 | 18 | 11.2 | 8.2 | 1.82 | 84 | 66 | 210653621
TRANE | 4TWV8X36A1 | 4PX*BU42BS3 | S9V2B040U3VSA+RP | 35200 | 32200 | 18 | 12 | 8.2 | 1.82 | 82 | 64 | 210653613
TRANE | 4TWV8X24A1 | 4TXCB003DS3 | S9V2B040U3VSA+RP | 23800 | 22000 | 18 | 12 | 8.2 | 1.76 | 81 | 61 | 210653591
TRANE | 4TWV8X24A1 | 4TXCB003DS3 | S9V2B040U3PSB+RP | 23800 | 22000 | 18 | 12 | 8.2 | 1.76 | 81 | 61 | 210653590
TRANE | 4TWV8X24A1 | 4TXCB003DS3 | *UHMB080ACV3 | 22800 | 21800 | 18 | 12 | 8.2 | 1.76 | 81 | 60 | 210653586
TRANE | 4TWL5030N1 | 4TXCC005DS3 | *UD2C100B9V5 | 29800 | 27200 | 15.2 | 12 | 8.1 | 2.18 | 67 | 53 | 210533690
TRANE | 4TWL5030N1 | 4TXCC005DS3 | *UD2C080A9V4 | 29800 | 27200 | 15.2 | 12 | 8.1 | 2.18 | 67 | 52 | 210533688
TRANE | 4TWL5030N1 | 4TXCC005DS3 | *UD2C080B9V4 | 29800 | 27200 | 15.2 | 12 | 8.1 | 2.16 | 67 | 53 | 210533687
TRANE | 4TWL5030N1 | 4TXCC005DS3 | *UD2C100A9V5 | 30000 | 27400 | 15.2 | 12 | 8.1 | 2.16 | 67 | 53 | 210533686
TRANE | 4TWL5030N1 | 4TXCB006DS3 | *UD2B060A9V3 | 29600 | 27400 | 15.2 | 12 | 8.1 | 2.22 | 67 | 52 | 210533685
TRANE | 4TWL5030N1 | 4TXCB006DS3 | *UD2B080A9V3 | 29800 | 27600 | 15.2 | 12 | 8.1 | 2.21 | 66 | 51 | 210533684
TRANE | 4TWL5030N1 | 4TXCB003DS3 | *UD2B080A9V3 | 28400 | 29600 | 15.2 | 12 | 8.1 | 2.12 | 65 | 50 | 210533677
TRANE | 4TWL5030N1 | 4PX*CU42BS3 | *UD2C100B9V5 | 30600 | 28200 | 16 | 12 | 8.1 | 2.22 | 66 | 51 | 210533676
TRANE | 4TWL5030N1 | 4PX*CU42BS3 | *UD2C080B9V4 | 30600 | 28200 | 16 | 12 | 8.1 | 2.22 | 66 | 51 | 210533674
TRANE | 4TWL5030N1 | 4PX*CU42BS3 | *UD2C080A9V4 | 30600 | 28200 | 16 | 12 | 8.1 | 2.22 | 66 | 51 | 210533672
TRANE | 4TWL5030N1 | 4PX*CU36BS3 | *UD2C100B9V5 | 29800 | 27200 | 15.2 | 12 | 8.1 | 2.18 | 67 | 53 | 210533670
TRANE | 4TWL5030N1 | 4PX*CU36BS3 | *UD2C100A9V5 | 30000 | 27400 | 15.2 | 12 | 8.1 | 2.16 | 67 | 53 | 210533669
TRANE | 4TWL5030N1 | 4PX*CU36BS3 | *UD2C080B9V4 | 29600 | 27200 | 15.2 | 12 | 8.1 | 2.17 | 67 | 52 | 210533668
TRANE | 4TWL5030N1 | 4PX*CU36BS3 | *UD2C080A9V4 | 29800 | 27200 | 15.2 | 12 | 8.1 | 2.18 | 67 | 52 | 210533667
TRANE | 4TWL5030N1 | 4PX*CU30BS3 | *UD2C080B9V4 | 29000 | 29600 | 15.2 | 12 | 8.1 | 2.13 | 65 | 50 | 210533666
TRANE | 4TWL5030N1 | 4PX*CU30BS3 | *UD2C100B9V5 | 29600 | 29600 | 15.2 | 12 | 8.1 | 2.11 | 66 | 50 | 210533664
TRANE | 4TWL5030N1 | 4PX*CU30BS3 | *UD2C080A9V4 | 29000 | 29400 | 15.2 | 12 | 8.1 | 2.13 | 65 | 50 | 210533662
TRANE | 4TWL5030N1 | 4PX*CD36BS3+HORIZ-RT | *UD2C100A9V5 | 30200 | 28800 | 15.2 | 12 | 8.1 | 2.11 | 66 | 51 | 210533656
TRANE | 4TWL5030N1 | 4PX*CD36BS3+HORIZ-RT | *UD2C100B9V5 | 29800 | 28600 | 15.2 | 12 | 8.1 | 2.13 | 66 | 51 | 210533655
TRANE | 4TWL5030N1 | 4PX*CD36BS3+HORIZ-RT | *UD2C080B9V4 | 29800 | 28600 | 15.2 | 12 | 8.1 | 2.13 | 66 | 51 | 210533654
TRANE | 4TWL5030N1 | 4PX*CD36BS3+HORIZ-RT | *UD2C080A9V4 | 29200 | 28400 | 15.2 | 12 | 8.1 | 2.14 | 65 | 51 | 210533653
TRANE | 4TWL5030N1 | 4PX*CD36BS3 | *DD2C100A9V5 | 30000 | 28400 | 16 | 12 | 8.1 | 2.14 | 66 | 51 | 210533652
TRANE | 4TWL5030N1 | 4PX*BU48BS3 | *UD2B080A9V3 | 30400 | 28000 | 15.2 | 12 | 8.1 | 2.18 | 66 | 51 | 210533649
TRANE | 4TWL5030N1 | 4PX*BU48BS3 | *UD2B060A9V3 | 30200 | 27800 | 15.2 | 12 | 8.1 | 2.19 | 66 | 51 | 210533648
TRANE | 4TWL5030N1 | 4PX*BU42BS3 | *UD2B080A9V3 | 29800 | 28000 | 15.2 | 12 | 8.1 | 2.2 | 66 | 51 | 210533647
TRANE | 4TWL5030N1 | 4PX*BU42BS3 | *UD2B060A9V3 | 29600 | 27800 | 15.2 | 12 | 8.1 | 2.21 | 67 | 51 | 210533646
TRANE | 4TWL5030N1 | 4PX*BU30BS3 | *UD2B080A9V3 | 28400 | 29600 | 15.2 | 12 | 8.1 | 2.12 | 65 | 50 | 210533641
TRANE | 4TWL5030N1 | 4PX*BU30BS3 | *UD2B060A9V3 | 28600 | 29600 | 15.2 | 12 | 8.1 | 2.11 | 65 | 50 | 210533640
TRANE | 4TWL5030N1 | 4PX*BD36BS3 | *DD2B060A9V3 | 29200 | 28400 | 15.2 | 12 | 8.1 | 2.12 | 66 | 51 | 210533632
TRANE | 4TWV8X48A1 | 4PX*DD60BS3 | S9V2D120D5PSB+RP | 46000 | 43000 | 18 | 11.7 | 8.5 | 1.83 | 86 | 67 | 210653677
TRANE | 4TWV8X48A1 | 4PX*CU60BS3 | S9V2C080U5PSB+RP | 47000 | 43500 | 18 | 11.7 | 8.5 | 1.85 | 85 | 67 | 210653674
TRANE | 4TWV8X48A1 | 4PX*DD60BS3 | S9V2C100D4PSB+RP | 44000 | 42000 | 18 | 11.5 | 8.2 | 1.76 | 85 | 66 | 210653675
TRANE | 4TWV8X48A1 | 4PX*CU48BS3 | S9V2C100U5PSB+RP | 46000 | 44000 | 18 | 11.7 | 8.5 | 1.83 | 85 | 66 | 210653671
TRANE | 4TWV8X48A1 | 4PX*CU60BS3 | S9V2C100U4PSB+RP | 46500 | 43000 | 18 | 11.7 | 8.5 | 1.85 | 86 | 67 | 210653673
TRANE | 4TWV8X48A1 | 4PX*CU48BS3 | S9V2C080U5PSB+RP | 46000 | 44000 | 18 | 11.5 | 8.5 | 1.83 | 85 | 66 | 210653672
TRANE | 4TWV8X48A1 | 4PX*CU42BS3 | S9V2C080U5PSB+RP | 46000 | 44500 | 18 | 11.5 | 8.5 | 1.79 | 85 | 66 | 210653670
TRANE | 4TWV8X48A1 | 4PX*CU42BS3 | L8V1C100U5VSA+RP | 46000 | 44500 | 18 | 11.7 | 8.5 | 1.8 | 84 | 65 | 210653669
TRANE | 4TWV8X48A1 | 4PX*CU42BS3 | S9V2C100U4PSB+RP | 45500 | 44500 | 18 | 11.5 | 8.5 | 1.79 | 84 | 66 | 210653668
AMERICAN STANDARD | 4A6L9036A1 | 4PX*BU42BS3 | S9V2B040U3PSB+RP | 36400 | 34400 | 17 | 11.5 | 8.7 | 2.27 | 69 | 55 | 210652821
AMERICAN STANDARD | 4A6L9036A1 | 4PX*BU42BS3 | S9V2B060U3PSB+RP | 36400 | 34200 | 17 | 11.5 | 8.7 | 2.27 | 69 | 55 | 210652819
AMERICAN STANDARD | 4A6L9036A1 | 4PX*BU42BS3 | S9V2B080U4PSB+RP | 36400 | 34200 | 17 | 11.5 | 8.7 | 2.28 | 69 | 54 | 210652818
AMERICAN STANDARD | 4A6L9036A1 | 4PX*BU42BS3 | S9V2B080D4VSA+RP | 33600 | 32800 | 15.5 | 10 | 8.5 | 2.19 | 70 | 56 | 210652817
AMERICAN STANDARD | 4A6L9036A1 | 4PX*BU42BS3 | S9V2B080D3VSA+RP | 33400 | 32800 | 15.5 | 10 | 8.5 | 2.17 | 70 | 56 | 210652815
AMERICAN STANDARD | 4A6L9036A1 | 4PX*BU42BS3 | S9V2B080D4PSB+RP | 33600 | 32800 | 15.5 | 10 | 8.5 | 2.19 | 70 | 56 | 210652816
AMERICAN STANDARD | 4A6L9036A1 | 4PX*BU42BS3 | *DHMB080ACV3 | 33600 | 33000 | 15.5 | 10 | 8.5 | 2.18 | 70 | 56 | 210652811
AMERICAN STANDARD | 4A6L9036A1 | 4PX*BU42BS3 | S9V2B060D3PSB+RP | 33600 | 32800 | 16 | 10 | 8.5 | 2.19 | 70 | 56 | 210652813
AMERICAN STANDARD | 4A6L9036A1 | 4PX*BU42BS3 | S9V2B080D3PSB+RP | 33400 | 32800 | 15.5 | 10 | 8.5 | 2.18 | 70 | 56 | 210652814
AMERICAN STANDARD | 4A6L9036A1 | 4PX*BU42BS3 | *DHMB060BCV3 | 33600 | 33000 | 15.5 | 10 | 8.5 | 2.2 | 70 | 56 | 210652810
AMERICAN STANDARD | 4A6L9036A1 | 4PX*BU42BS3 | S9V2B040D3PSB+RP | 33600 | 32800 | 15.5 | 10 | 8.5 | 2.18 | 71 | 56 | 210652812
AMERICAN STANDARD | 4A6L9036A1 | 4PX*BU42BS3 | *DD2B080ACV3 | 33800 | 32800 | 15.5 | 10 | 8.5 | 2.2 | 71 | 56 | 210652809
AMERICAN STANDARD | 4A6L9036A1 | 4PX*BU42BS3 | *DD2B060ACV3 | 34000 | 33000 | 15.5 | 10 | 8.5 | 2.16 | 71 | 56 | 210652808
AMERICAN STANDARD | 4A6L9036A1 | 4PX*BU42BS3 | S9V2B080U4VSA+RP | 36400 | 34200 | 17 | 11.5 | 8.7 | 2.31 | 69 | 54 | 210652807
AMERICAN STANDARD | 4A6L9036A1 | 4PX*BU42BS3 | S9V2B060U3VSA+RP | 36400 | 34200 | 17 | 11.5 | 8.7 | 2.27 | 69 | 55 | 210652806
AMERICAN STANDARD | 4A6L9036A1 | 4PX*BU42BS3 | S9V2B060U4PSB+RP | 36600 | 34400 | 17 | 11.5 | 8.7 | 2.28 | 69 | 54 | 210652805
AMERICAN STANDARD | 4A6L9036A1 | 4PX*BU36BS3 | S9V2B060U3VSA+RP | 35200 | 34200 | 17 | 11.2 | 8.5 | 2.2 | 69 | 55 | 210652804
AMERICAN STANDARD | 4A6L9036A1 | 4PX*BU36BS3 | S9V2B060U3PSB+RP | 35200 | 34200 | 17 | 11.2 | 8.5 | 2.2 | 69 | 55 | 210652803
AMERICAN STANDARD | 4A6L9036A1 | 4PX*BU36BS3 | S9V2B040U3VSA+RP | 35400 | 34200 | 17 | 11.2 | 8.5 | 2.2 | 70 | 55 | 210652802
AMERICAN STANDARD | 4A6L9036A1 | 4PX*BU36BS3 | L8V1B080U4VSA+RP | 35600 | 34400 | 16.5 | 11 | 8.5 | 2.19 | 70 | 55 | 210652801
AMERICAN STANDARD | 4A6L9036A1 | 4PX*BU36BS3 | L8V1A060U3VSA+RP | 34200 | 33000 | 16 | 11 | 8.2 | 2.13 | 70 | 55 | 210652800
AMERICAN STANDARD | 4A6L9036A1 | 4PX*BU36BS3 | S9V2B080D4PSB+RP | 33200 | 33000 | 15.5 | 10 | 8.2 | 2.13 | 70 | 56 | 210652799
AMERICAN STANDARD | 4A6L9036A1 | 4PX*BU36BS3 | S9V2B080D3VSA+RP | 33000 | 33200 | 15.5 | 10 | 8.2 | 2.12 | 70 | 55 | 210652798
AMERICAN STANDARD | 4A6L9036A1 | 4PX*BU36BS3 | S9V2B080D3PSB+RP | 33000 | 33200 | 15.5 | 10 | 8.2 | 2.12 | 70 | 55 | 210652797
AMERICAN STANDARD | 4A6L9036A1 | 4PX*BU36BS3 | S9V2B060D3PSB+RP | 33200 | 33200 | 15.5 | 10 | 8.2 | 2.13 | 70 | 55 | 210652796
AMERICAN STANDARD | 4A6L9036A1 | 4PX*BU36BS3 | S9V2B040D3PSB+RP | 33200 | 33200 | 15.5 | 10 | 8.2 | 2.13 | 70 | 56 | 210652795
AMERICAN STANDARD | 4A6L9036A1 | 4PX*BU36BS3 | *DHMB060BCV3 | 33200 | 33400 | 15.5 | 10 | 8.2 | 2.13 | 70 | 56 | 210652794
AMERICAN STANDARD | 4A6L9036A1 | 4PX*BU36BS3 | L8V1A040U3VSA+RP | 34000 | 33000 | 16.5 | 11 | 8.2 | 2.14 | 69 | 55 | 210652792
AMERICAN STANDARD | 4A6L9036A1 | 4PX*BU36BS3 | *DD2B080ACV3 | 33400 | 33200 | 15.5 | 10 | 8.2 | 2.16 | 70 | 55 | 210652793
AMERICAN STANDARD | 4A6L9036A1 | 4PX*BU36BS3 | *DD2B060ACV3 | 33600 | 33200 | 15.5 | 10 | 8.2 | 2.12 | 70 | 56 | 210652791
AMERICAN STANDARD | 4A6L9036A1 | 4PX*BU36BS3 | S9V2B080U4VSA+RP | 35200 | 34000 | 16.5 | 11.2 | 8.5 | 2.21 | 69 | 55 | 210652790
AMERICAN STANDARD | 4A6L9036A1 | 4PX*BD42BS3+HORIZ-RT | *UD2B080ACV3 | 36600 | 34200 | 17 | 11.2 | 8.2 | 2.12 | 70 | 55 | 210652787
AMERICAN STANDARD | 4A6L9036A1 | 4PX*BD42BS3+HORIZ-RT | *UD2B060ACV3 | 37000 | 34400 | 17 | 11.2 | 8.2 | 2.12 | 69 | 55 | 210652786
AMERICAN STANDARD | 4A6L9036A1 | 4PX*BD42BS3 | S9V2B040D3PSB+RP | 36800 | 34200 | 17 | 11.5 | 8.2 | 2.13 | 70 | 55 | 210652785
AMERICAN STANDARD | 4A6L9036A1 | 4PX*BD42BS3 | *DHMB060BCV3 | 36800 | 34400 | 17 | 11.2 | 8.2 | 2.12 | 69 | 55 | 210652783
AMERICAN STANDARD | 4A6L9036A1 | 4PX*BD42BS3 | *DHMB080ACV3 | 36800 | 34400 | 17 | 11.5 | 8.2 | 2.13 | 69 | 55 | 210652784
AMERICAN STANDARD | 4A6L9036A1 | 4PX*BD42BS3 | S9V2B060D3PSB+RP | 36600 | 34200 | 17.5 | 11.5 | 8.2 | 2.13 | 69 | 54 | 210652782
AMERICAN STANDARD | 4A6L9036A1 | 4PX*BD42BS3 | S9V2B080D3PSB+RP | 36600 | 34200 | 17 | 11.5 | 8.2 | 2.13 | 69 | 54 | 210652781
AMERICAN STANDARD | 4A6L9036A1 | 4PX*BD42BS3 | S9V2B080D4PSB+RP | 36800 | 34200 | 17 | 11.7 | 8.2 | 2.14 | 69 | 54 | 210652779
AMERICAN STANDARD | 4A6L9036A1 | 4PX*BD42BS3 | S9V2B080D3VSA+RP | 36600 | 34200 | 17 | 11.5 | 8.2 | 2.12 | 69 | 55 | 210652780
AMERICAN STANDARD | 4A6L9036A1 | 4PX*BD36BS3 | S9V2B080D3VSA+RP | 35200 | 34800 | 17 | 11.2 | 8.2 | 2.11 | 68 | 54 | 210652778
AMERICAN STANDARD | 4A6L9024A1 | 4TXCB003DS3 | L8V1A040U3VSA+RP | 22800 | 20800 | 16.5 | 11.7 | 8.7 | 2.23 | 67 | 52 | 210652775
AMERICAN STANDARD | 4A6L9024A1 | 4TXCB003DS3 | L8V1A060U3VSA+RP | 22800 | 20400 | 17 | 11.7 | 8.7 | 2.25 | 68 | 53 | 210652776
AMERICAN STANDARD | 4A6L9024A1 | 4TXCA002DS3 | L8V1A060U3VSA+RP | 22600 | 22000 | 16 | 10 | 8.2 | 2 | 67 | 52 | 210652773
AMERICAN STANDARD | 4A6L9024A1 | 4TXCB003DS3 | S9V2B080D3VSA+RP | 21600 | 20400 | 15.5 | 11.2 | 8.7 | 2.21 | 68 | 53 | 210652774
AMERICAN STANDARD | 4A6L9024A1 | 4PX*BU42BS3 | S9V2B060U4PSB+RP | 24000 | 20600 | 17.5 | 12.5 | 8.7 | 2.36 | 67 | 53 | 210652772
AMERICAN STANDARD | 4A6L9024A1 | 4PX*BU42BS3 | S9V2B060U3VSA+RP | 23800 | 20400 | 17.5 | 12.5 | 8.7 | 2.36 | 67 | 53 | 210652771
AMERICAN STANDARD | 4A6L9024A1 | 4PX*BU30BS3 | S9V2B040U3VSA+RP | 23400 | 21400 | 17 | 12 | 8.7 | 2.31 | 67 | 52 | 210652770
AMERICAN STANDARD | 4A6L9024A1 | 4PX*BU30BS3 | L8V1A060U3VSA+RP | 22800 | 20800 | 17 | 11.7 | 8.7 | 2.24 | 67 | 52 | 210652768
AMERICAN STANDARD | 4A6L9024A1 | 4PX*BU30BS3 | L8V1A040U3VSA+RP | 22800 | 20800 | 16.5 | 11.7 | 8.7 | 2.23 | 67 | 52 | 210652767
AMERICAN STANDARD | 4A6L9024A1 | 4PX*BU30BS3 | *DHMB060BCV3 | 21800 | 20400 | 16 | 11.2 | 8.7 | 2.25 | 68 | 53 | 210652765
AMERICAN STANDARD | 4A6L9024A1 | 4PX*BU30BS3 | S9V2B060U3VSA+RP | 23200 | 21400 | 17 | 12 | 8.7 | 2.33 | 66 | 52 | 210652766
AMERICAN STANDARD | 4A6L9024A1 | 4PX*BU30BS3 | S9V2B080D3PSB+RP | 21600 | 20400 | 15.5 | 11.2 | 8.7 | 2.23 | 68 | 53 | 210652764
AMERICAN STANDARD | 4A6L9024A1 | 4PX*BU30BS3 | S9V2B060D3PSB+RP | 21600 | 20400 | 15.5 | 11.5 | 8.7 | 2.24 | 68 | 53 | 210652763
AMERICAN STANDARD | 4A6L9024A1 | 4PX*BU30BS3 | S9V2B040D3PSB+RP | 21800 | 20600 | 15.5 | 11.2 | 8.7 | 2.24 | 67 | 53 | 210652762
AMERICAN STANDARD | 4A6L9024A1 | 4PX*BU30BS3 | S9V2B080D3VSA+RP | 21600 | 20400 | 15.5 | 11.2 | 8.7 | 2.23 | 68 | 53 | 210652761
AMERICAN STANDARD | 4A6L9024A1 | 4PX*BU24BS3 | S9V2B060U3VSA+RP | 22400 | 21800 | 16.5 | 11.7 | 8.2 | 2.03 | 66 | 51 | 210652760
AMERICAN STANDARD | 4A6L9024A1 | 4PX*BU24BS3 | S9V2B040U3VSA+RP | 22600 | 21600 | 16.5 | 11.7 | 8.2 | 2.03 | 67 | 52 | 210652759
AMERICAN STANDARD | 4A6L9024A1 | 4PX*BU24BS3 | S9V2B080D3VSA+RP | 21600 | 21600 | 15.2 | 11.2 | 8.2 | 2 | 66 | 52 | 210652758
AMERICAN STANDARD | 4A6L9024A1 | 4PX*BU24BS3 | S9V2B060D3PSB+RP | 21600 | 21400 | 15.5 | 11.2 | 8.2 | 2 | 67 | 52 | 210652757
AMERICAN STANDARD | 4A6L9024A1 | 4PX*BU24BS3 | *DHMB080ACV3 | 22000 | 21600 | 15.5 | 11.2 | 8.2 | 2.02 | 67 | 52 | 210652755
AMERICAN STANDARD | 4A6L9024A1 | 4PX*BU24BS3 | S9V2B040D3PSB+RP | 22000 | 21800 | 15.2 | 11.2 | 8.2 | 2 | 66 | 52 | 210652756
AMERICAN STANDARD | 4A6L9024A1 | 4PX*BD36BS3 | S9V2B080D3VSA+RP | 23200 | 20400 | 17.5 | 12 | 8.5 | 2.24 | 67 | 53 | 210652751
AMERICAN STANDARD | 4A6L9024A1 | 4PX*BD30BS3 | S9V2B080D3VSA+RP | 23000 | 21400 | 17 | 12 | 8.7 | 2.23 | 66 | 52 | 210652750
AMERICAN STANDARD | 4A6L9024A1 | 4PX*AU24BS3 | L8V1A060U3VSA+RP | 22600 | 22000 | 16 | 10 | 8.2 | 2 | 67 | 52 | 210652749
AMERICAN STANDARD | 4A6L9024A1 | 4PX*AU24BS3 | L8V1A040U3VSA+RP | 22400 | 22000 | 16 | 10 | 8.2 | 2 | 67 | 52 | 210652748
AMERICAN STANDARD | 4A6L9060A1 | 4TXCD010DS3 | *UD2D120A9V5+RP | 57500 | 53000 | 19 | 10 | 8.7 | 2.11 | 72 | 58 | 210649671
AMERISTAR | A4HP5024D1 | A4AH6V30A1B3 |  | 23400 | 22600 | 15.2 | 12 | 8.1 | 2.17 | 65 | 49 | 209477245
AMERICAN STANDARD | 4A6L5036N1 | 4PX*DU48BS3 | *UD2D120B9V5 | 35800 | 32800 | 15.2 | 12 | 8.1 | 2.01 | 62 | 46 | 210533856
AMERICAN STANDARD | 4A6L5036N1 | 4PX*DD60BS3 | *DD2D120A9V5 | 35600 | 32000 | 15.2 | 12 | 8.1 | 2.01 | 63 | 47 | 210533854
AMERICAN STANDARD | 4A6L5036N1 | 4PX*DU48BS3 | *UD2D120A9V5 | 35200 | 32400 | 15.2 | 12 | 8.1 | 2.04 | 62 | 46 | 210533855
AMERICAN STANDARD | 4A6L5036N1 | 4PX*CU48BS3 | *UD2C100B9V5 | 34800 | 32400 | 15.2 | 12 | 8.1 | 2.02 | 62 | 46 | 210533853
AMERICAN STANDARD | 4A6L5036N1 | 4PX*CU48BS3 | *UD2C100A9V5 | 35200 | 32600 | 15.2 | 12 | 8.1 | 2.01 | 63 | 46 | 210533852
AMERICAN STANDARD | 4A6L5036N1 | 4PX*CU48BS3 | *UD2C080B9V4 | 34600 | 32200 | 15.2 | 12 | 8.1 | 2.02 | 63 | 46 | 210533851
AMERICAN STANDARD | 4A6L5036N1 | 4PX*CU48BS3 | *UD2C080A9V4 | 34800 | 32200 | 15.2 | 12 | 8.1 | 2.03 | 63 | 46 | 210533850
AMERICAN STANDARD | 4A6L5036N1 | 4PX*CU42BS3 | *UD2C080B9V4 | 34600 | 32600 | 15.2 | 12 | 8.1 | 2.01 | 62 | 46 | 210533848
AMERICAN STANDARD | 4A6L5036N1 | 4PX*CU42BS3 | *UD2C080A9V4 | 34800 | 32600 | 15.2 | 12 | 8.1 | 2.01 | 62 | 46 | 210533849
AMERICAN STANDARD | 4A6L5036N1 | 4PX*CU42BS3 | *UD2C100B9V5 | 34800 | 32800 | 15.2 | 12 | 8.1 | 2 | 62 | 45 | 210533846
AMERICAN STANDARD | 4A6L5036N1 | 4PX*CU42BS3 | *UD2C100A9V5 | 35200 | 33000 | 15.2 | 12 | 8.1 | 1.99 | 62 | 46 | 210533847
AMERICAN STANDARD | 4A6L5030N1 | 4TXCC005DS3 | *UD2C100B9V5 | 29800 | 27200 | 15.2 | 12 | 8.1 | 2.18 | 67 | 53 | 210533812
AMERICAN STANDARD | 4A6L5030N1 | 4TXCC005DS3 | *UD2C080B9V4 | 29800 | 27200 | 15.2 | 12 | 8.1 | 2.16 | 67 | 53 | 210533809
AMERICAN STANDARD | 4A6L5030N1 | 4TXCB006DS3 | *UD2B060A9V3 | 29600 | 27400 | 15.2 | 12 | 8.1 | 2.22 | 67 | 52 | 210533807
AMERICAN STANDARD | 4A6L5030N1 | 4TXCB006DS3 | *UD2B080A9V3 | 29800 | 27600 | 15.2 | 12 | 8.1 | 2.21 | 66 | 51 | 210533806
AMERICAN STANDARD | 4A6L5030N1 | 4TXCC005DS3 | *UD2C080A9V4 | 29800 | 27200 | 15.2 | 12 | 8.1 | 2.18 | 67 | 52 | 210533810
AMERICAN STANDARD | 4A6L5030N1 | 4TXCC005DS3 | *UD2C100A9V5 | 30000 | 27400 | 15.2 | 12 | 8.1 | 2.16 | 67 | 53 | 210533808
AMERICAN STANDARD | 4A6L5030N1 | 4TXCB003DS3 | *UD2B080A9V3 | 28400 | 29600 | 15.2 | 12 | 8.1 | 2.12 | 65 | 50 | 210533799
AMERICAN STANDARD | 4A6L5030N1 | 4TXCB003DS3 | *UD2B060A9V3 | 28600 | 29600 | 15.2 | 12 | 8.1 | 2.11 | 65 | 50 | 210533798
AMERICAN STANDARD | 4A6L5030N1 | 4PX*CU42BS3 | *UD2C100B9V5 | 30600 | 28200 | 16 | 12 | 8.1 | 2.22 | 66 | 51 | 210533797
AMERICAN STANDARD | 4A6L5030N1 | 4PX*CU42BS3 | *UD2C080B9V4 | 30600 | 28200 | 16 | 12 | 8.1 | 2.22 | 66 | 51 | 210533795
AMERICAN STANDARD | 4A6L5030N1 | 4PX*CU42BS3 | *UD2C080A9V4 | 30600 | 28200 | 16 | 12 | 8.1 | 2.22 | 66 | 51 | 210533793
AMERICAN STANDARD | 4A6L5030N1 | 4PX*CU36BS3 | *UD2C100B9V5 | 29800 | 27200 | 15.2 | 12 | 8.1 | 2.18 | 67 | 53 | 210533791
AMERICAN STANDARD | 4A6L5030N1 | 4PX*CU36BS3 | *UD2C100A9V5 | 30000 | 27400 | 15.2 | 12 | 8.1 | 2.16 | 67 | 53 | 210533790
AMERICAN STANDARD | 4A6L5030N1 | 4PX*CU30BS3 | *UD2C080B9V4 | 29000 | 29600 | 15.2 | 12 | 8.1 | 2.13 | 65 | 50 | 210533787
AMERICAN STANDARD | 4A6L5030N1 | 4PX*CU36BS3 | *UD2C080B9V4 | 29600 | 27200 | 15.2 | 12 | 8.1 | 2.17 | 67 | 52 | 210533789
AMERICAN STANDARD | 4A6L5030N1 | 4PX*CU36BS3 | *UD2C080A9V4 | 29800 | 27200 | 15.2 | 12 | 8.1 | 2.18 | 67 | 52 | 210533788
AMERICAN STANDARD | 4A6L5030N1 | 4PX*CU30BS3 | *UD2C100B9V5 | 29600 | 29600 | 15.2 | 12 | 8.1 | 2.11 | 66 | 50 | 210533785
AMERICAN STANDARD | 4A6L5030N1 | 4PX*CU30BS3 | *UD2C080A9V4 | 29000 | 29400 | 15.2 | 12 | 8.1 | 2.13 | 65 | 50 | 210533783
AMERICAN STANDARD | 4A6L9060A1 | 4PX*DU60BS3 | *UD2D120A9V5+RP | 58000 | 52500 | 19 | 11 | 8.7 | 2.17 | 72 | 58 | 210649668
AMERICAN STANDARD | 4A6L9060A1 | 4TXCD010DS3 | *UD2C100A9V5+RP | 56000 | 51500 | 19 | 10 | 8.2 | 2.1 | 73 | 59 | 210649669
AMERICAN STANDARD | 4A6L9060A1 | 4PX*DD60BS3+HORIZ-RT | *UD2C100A9V5+RP | 55000 | 51500 | 19 | 10 | 8.2 | 2.14 | 71 | 58 | 210649665
AMERICAN STANDARD | 4A6L9060A1 | 4TXCD010DS3 | *UD2C100B9V5+RP | 55500 | 51500 | 18.5 | 10 | 8.2 | 2.06 | 71 | 58 | 210649670
AMERICAN STANDARD | 4A6L9048A1 | 4PX*CU60BS3 | *DD2C100A9V5+RP | 44000 | 41500 | 17 | 10 | 8.5 | 2.21 | 74 | 60 | 210649660
AMERICAN STANDARD | 4A6L9048A1 | 4PX*CU42BS3 | *DD2C100A9V5+RP | 45000 | 42000 | 17.5 | 11.5 | 8.2 | 2.12 | 75 | 60 | 210649658
AMERICAN STANDARD | 4A6L9060A1 | 4PX*DU60BS3 | *UD2C100B9V5+RP | 56000 | 51000 | 19 | 11 | 8.5 | 2.13 | 71 | 58 | 210649667
AMERICAN STANDARD | 4A6L9060A1 | 4PX*DD60BS3 | *DD2C100A9V5+RP | 55000 | 51000 | 19 | 10 | 8.2 | 2.19 | 71 | 58 | 210649663
AMERICAN STANDARD | 4A6L9048A1 | 4PX*DU48BS3 | *DD2D120A9V5+RP | 45000 | 42000 | 17 | 11.2 | 8.5 | 2.21 | 74 | 60 | 210649661
AMERICAN STANDARD | 4A6L9048A1 | 4PX*DU60BS3 | *DD2D120A9V5+RP | 44500 | 41000 | 17 | 11 | 8.7 | 2.24 | 75 | 60 | 210649662
AMERICAN STANDARD | 4A6L9060A1 | 4PX*DU60BS3 | *UD2C100A9V5+RP | 56500 | 51500 | 19 | 10 | 8.2 | 2.17 | 71 | 58 | 210649666
AMERICAN STANDARD | 4A6L9048A1 | 4PX*CU48BS3 | *DD2C100A9V5+RP | 44000 | 42000 | 17.5 | 11.2 | 8.7 | 2.2 | 74 | 60 | 210649659
AMERICAN STANDARD | 4A6L9060A1 | 4PX*DD60BS3 | *DD2D120A9V5+RP | 57000 | 52500 | 19 | 11 | 8.7 | 2.29 | 71 | 58 | 210649664
AMERICAN STANDARD | 4A6L9036A1 | 4TXCD010DS3 | *UD2D120A9V5+RP | 37800 | 33600 | 18 | 11.7 | 8.5 | 2.32 | 70 | 55 | 210649657
AMERICAN STANDARD | 4A6L9036A1 | 4TXCC007DS3 | *UD2C080B9V4+RP | 36600 | 33600 | 17 | 11.7 | 8.7 | 2.33 | 68 | 55 | 210649647
AMERICAN STANDARD | 4A6L9036A1 | 4TXCC009DS3 | *UD2C080A9V4+RP | 37600 | 33800 | 17.5 | 11.5 | 8.7 | 2.28 | 70 | 55 | 210649651
AMERICAN STANDARD | 4A6L9036A1 | 4TXCD008DS3 | *DD2D120A9V5+RP | 34600 | 32400 | 16 | 11.5 | 8.5 | 2.31 | 70 | 56 | 210649656
AMERICAN STANDARD | 4A6L9036A1 | 4TXCD008DS3 | *UD2D120A9V5+RP | 37200 | 34000 | 17.5 | 11.7 | 8.5 | 2.32 | 69 | 55 | 210649655
AMERICAN STANDARD | 4A6L9036A1 | 4TXCC009DS3 | *UD2C100A9V5+RP | 37200 | 33400 | 17.5 | 11.7 | 8.7 | 2.31 | 69 | 55 | 210649653
AMERICAN STANDARD | 4A6L9036A1 | 4TXCC007DS3 | *UD2C100A9V5+RP | 36600 | 33800 | 17.5 | 11.5 | 8.7 | 2.3 | 70 | 55 | 210649646
AMERICAN STANDARD | 4A6L9036A1 | 4TXCC007DS3 | *UD2C080A9V4+RP | 36600 | 33800 | 17 | 11.7 | 8.5 | 2.31 | 69 | 55 | 210649648
AMERICAN STANDARD | 4A6L9036A1 | 4TXCC009DS3 | *UD2C100B9V5+RP | 37000 | 33200 | 17.5 | 11.7 | 8.7 | 2.33 | 70 | 55 | 210649654
AMERICAN STANDARD | 4A6L9036A1 | 4TXCC007DS3 | *DD2C100A9V5+RP | 33800 | 32000 | 16 | 11.2 | 8.7 | 2.28 | 70 | 56 | 210649650
AMERICAN STANDARD | 4A6L9036A1 | 4TXCC007DS3 | *UD2C100B9V5+RP | 36400 | 33600 | 17 | 11.7 | 8.7 | 2.33 | 69 | 55 | 210649649
AMERICAN STANDARD | 4A6L9036A1 | 4TXCB006DS3 | *UD2B080A9V3+RP | 35600 | 33400 | 17 | 11.5 | 8.7 | 2.28 | 69 | 55 | 210649640
AMERICAN STANDARD | 4A6L9036A1 | 4TXCC009DS3 | *UD2C080B9V4+RP | 37000 | 33200 | 17.5 | 11.7 | 8.7 | 2.32 | 70 | 55 | 210649652
AMERICAN STANDARD | 4A6L9036A1 | 4TXCC005DS3 | *DD2C100A9V5+RP | 33400 | 33000 | 15.5 | 11 | 8.2 | 2.17 | 70 | 55 | 210649645
AMERICAN STANDARD | 4A6L9036A1 | 4TXCC005DS3 | *UD2C100A9V5+RP | 35600 | 34200 | 16.5 | 11.2 | 8.5 | 2.21 | 69 | 55 | 210649641
AMERICAN STANDARD | 4A6L9036A1 | 4TXCC005DS3 | *UD2C080A9V4+RP | 35000 | 33800 | 16 | 11.5 | 8.5 | 2.23 | 69 | 54 | 210649643
AMERICAN STANDARD | 4A6L9036A1 | 4TXCC005DS3 | *UD2C100B9V5+RP | 35200 | 34000 | 16.5 | 11.2 | 8.5 | 2.22 | 69 | 55 | 210649644
AMERICAN STANDARD | 4A6L9036A1 | 4TXCB006DS3 | *UD2B060A9V3+RP | 35800 | 33600 | 16.5 | 11.5 | 8.7 | 2.27 | 70 | 55 | 210649639
AMERICAN STANDARD | 4A6L9036A1 | 4TXCC005DS3 | *UD2C080B9V4+RP | 35400 | 34200 | 16.5 | 11.2 | 8.5 | 2.22 | 69 | 54 | 210649642
AMERICAN STANDARD | 4A6L9036A1 | 4TXCB004DS3 | *DD2B080A9V3+RP | 32800 | 33000 | 15.2 | 10 | 8.2 | 2.13 | 70 | 55 | 210649636
AMERICAN STANDARD | 4A6L9036A1 | 4TXCB006DS3 | *DD2B080A9V3+RP | 33800 | 32400 | 16 | 11 | 8.7 | 2.24 | 70 | 56 | 210649638
AMERICAN STANDARD | 4A6L9036A1 | 4TXCB006DS3 | *DD2B060A9V3+RP | 34200 | 32800 | 16 | 10 | 8.7 | 2.23 | 70 | 56 | 210649637
AMERICAN STANDARD | 4A6L9036A1 | 4TXCB004DS3 | *DD2B060A9V3+RP | 33200 | 33200 | 15.2 | 10 | 8.2 | 2.12 | 70 | 56 | 210649633
AMERICAN STANDARD | 4A6L9036A1 | 4TXCB004DS3 | *UD2B080A9V3+RP | 34600 | 34000 | 16 | 11.2 | 8.2 | 2.19 | 69 | 54 | 210649634
AMERICAN STANDARD | 4A6L9036A1 | 4PX*DU60BS3 | *UD2D120A9V5+RP | 37800 | 33600 | 18 | 11.7 | 8.7 | 2.32 | 70 | 55 | 210649632
AMERICAN STANDARD | 4A6L9036A1 | 4TXCB004DS3 | *UD2B060A9V3+RP | 34800 | 34200 | 16 | 11.2 | 8.5 | 2.18 | 69 | 55 | 210649635
AMERICAN STANDARD | 4A6L9036A1 | 4PX*DU48BS3 | *DD2D120A9V5+RP | 34600 | 32400 | 16 | 11.5 | 8.5 | 2.31 | 70 | 56 | 210649631
AMERICAN STANDARD | 4A6L9036A1 | 4PX*DD60BS3+HORIZ-RT | *UD2D120A9V5+RP | 37000 | 33600 | 17.5 | 11.7 | 8.7 | 2.28 | 70 | 55 | 210649629
AMERICAN STANDARD | 4A6L9036A1 | 4PX*DD60BS3 | *DD2D120A9V5+RP | 37000 | 33400 | 17.5 | 11.7 | 8.7 | 2.3 | 69 | 55 | 210649628
AMERICAN STANDARD | 4A6L9036A1 | 4PX*CU60BS3 | *UD2C100B9V5+RP | 37000 | 33200 | 17.5 | 11.7 | 8.7 | 2.33 | 70 | 55 | 210649627
AMERICAN STANDARD | 4A6L9036A1 | 4PX*DU48BS3 | *UD2D120A9V5+RP | 37200 | 34000 | 17.5 | 11.7 | 8.5 | 2.31 | 69 | 55 | 210649630
AMERICAN STANDARD | 4A6L9036A1 | 4PX*CU60BS3 | *UD2C080A9V4+RP | 37600 | 33800 | 17.5 | 11.5 | 8.7 | 2.28 | 70 | 55 | 210649624
AMERICAN STANDARD | 4A6L9036A1 | 4PX*CU60BS3 | *UD2C080B9V4+RP | 37000 | 33200 | 17.5 | 11.7 | 8.7 | 2.32 | 70 | 55 | 210649625
AMERICAN STANDARD | 4A6L9036A1 | 4PX*CU48BS3 | *DD2C100A9V5+RP | 34400 | 32400 | 16 | 11.2 | 8.5 | 2.29 | 70 | 56 | 210649623
AMERICAN STANDARD | 4A6L9036A1 | 4PX*CU48BS3 | *UD2C080A9V4+RP | 36600 | 33800 | 17 | 11.7 | 8.5 | 2.31 | 69 | 55 | 210649621
AMERICAN STANDARD | 4A6L9036A1 | 4PX*CU60BS3 | *UD2C100A9V5+RP | 37200 | 33400 | 17.5 | 11.7 | 8.7 | 2.31 | 69 | 55 | 210649626
AMERICAN STANDARD | 4A6L9036A1 | 4PX*CU48BS3 | *UD2C100A9V5+RP | 36600 | 33800 | 17.5 | 11.5 | 8.7 | 2.3 | 70 | 55 | 210649619
AMERICAN STANDARD | 4A6L9036A1 | 4PX*CU48BS3 | *UD2C100B9V5+RP | 36400 | 33600 | 17 | 11.7 | 8.7 | 2.32 | 70 | 55 | 210649622
AMERICAN STANDARD | 4A6L9036A1 | 4PX*CU42BS3 | *DD2C100A9V5+RP | 35000 | 32600 | 16 | 11.2 | 8.5 | 2.25 | 70 | 56 | 210649618
AMERICAN STANDARD | 4A6L9036A1 | 4PX*CU42BS3 | *UD2C100A9V5+RP | 36200 | 34000 | 16.5 | 11.7 | 8.7 | 2.3 | 69 | 54 | 210649616
AMERICAN STANDARD | 4A6L9036A1 | 4PX*CU48BS3 | *UD2C080B9V4+RP | 36600 | 33600 | 17 | 11.7 | 8.7 | 2.32 | 70 | 55 | 210649620
AMERICAN STANDARD | 4A6L9036A1 | 4PX*CU36BS3 | *DD2C100A9V5+RP | 33400 | 33000 | 15.5 | 11 | 8.2 | 2.15 | 70 | 55 | 210649613
AMERICAN STANDARD | 4A6L9036A1 | 4PX*CU42BS3 | *UD2C080B9V4+RP | 36400 | 34200 | 16.5 | 11.7 | 8.7 | 2.3 | 69 | 54 | 210649615
AMERICAN STANDARD | 4A6L9036A1 | 4PX*CU42BS3 | *UD2C080A9V4+RP | 36600 | 34200 | 16.5 | 11.7 | 8.7 | 2.29 | 69 | 54 | 210649614
AMERICAN STANDARD | 4A6L9036A1 | 4PX*CU42BS3 | *UD2C100B9V5+RP | 36400 | 34200 | 16.5 | 11.7 | 8.7 | 2.3 | 69 | 54 | 210649617
AMERICAN STANDARD | 4A6L9036A1 | 4PX*CU36BS3 | *UD2C100B9V5+RP | 35200 | 34000 | 16.5 | 11.2 | 8.5 | 2.19 | 69 | 55 | 210649612
AMERICAN STANDARD | 4A6L9036A1 | 4PX*CU36BS3 | *UD2C080A9V4+RP | 35000 | 33800 | 16 | 11.5 | 8.5 | 2.23 | 69 | 54 | 210649611
AMERICAN STANDARD | 4A6L9036A1 | 4PX*CU36BS3 | *UD2C100A9V5+RP | 35600 | 34200 | 16.5 | 11.2 | 8.5 | 2.23 | 69 | 55 | 210649609
AMERICAN STANDARD | 4A6L9036A1 | 4PX*CD60BS3+HORIZ-RT | *UD2C080B9V4+RP | 37000 | 33200 | 17.5 | 11.7 | 8.5 | 2.27 | 69 | 55 | 210649608
AMERICAN STANDARD | 4A6L9036A1 | 4PX*CD60BS3+HORIZ-RT | *UD2C100A9V5+RP | 37200 | 33400 | 17.5 | 11.7 | 8.5 | 2.25 | 69 | 55 | 210649607
AMERICAN STANDARD | 4A6L9036A1 | 4PX*CD42BS3+HORIZ-RT | *UD2C100A9V5+RP | 37000 | 34200 | 17 | 11.7 | 8.2 | 2.14 | 69 | 55 | 210649602
AMERICAN STANDARD | 4A6L9036A1 | 4PX*CU36BS3 | *UD2C080B9V4+RP | 35400 | 34200 | 16.5 | 11.2 | 8.5 | 2.22 | 69 | 54 | 210649610
AMERICAN STANDARD | 4A6L9036A1 | 4PX*CD42BS3+HORIZ-RT | *UD2C100B9V5+RP | 36800 | 34000 | 17 | 11.7 | 8.2 | 2.16 | 69 | 54 | 210649603
AMERICAN STANDARD | 4A6L9036A1 | 4PX*CD60BS3+HORIZ-RT | *UD2C100B9V5+RP | 37000 | 33200 | 17.5 | 11.7 | 8.5 | 2.27 | 69 | 55 | 210649606
AMERICAN STANDARD | 4A6L9036A1 | 4PX*CD60BS3 | *DD2C100A9V5+RP | 37200 | 33200 | 17.5 | 12 | 8.5 | 2.26 | 69 | 56 | 210649604
AMERICAN STANDARD | 4A6L9036A1 | 4PX*CD60BS3+HORIZ-RT | *UD2C080A9V4+RP | 37200 | 33400 | 17.5 | 11.7 | 8.5 | 2.26 | 69 | 55 | 210649605
AMERICAN STANDARD | 4A6L9036A1 | 4PX*CD42BS3 | *DD2C100A9V5+RP | 37000 | 34000 | 17 | 12 | 8.2 | 2.17 | 69 | 54 | 210649599
AMERICAN STANDARD | 4A6L9036A1 | 4PX*CD36BS3 | *DD2C100A9V5+RP | 35000 | 34200 | 17 | 11.7 | 8.2 | 2.15 | 68 | 54 | 210649594
AMERICAN STANDARD | 4A6L9036A1 | 4PX*CD42BS3+HORIZ-RT | *UD2C080B9V4+RP | 36800 | 34000 | 17 | 11.7 | 8.2 | 2.16 | 69 | 54 | 210649601
AMERICAN STANDARD | 4A6L5030N1 | 4PX*CD36BS3+HORIZ-RT | *UD2C100B9V5 | 29800 | 28600 | 15.2 | 12 | 8.1 | 2.13 | 66 | 51 | 210533776
AMERICAN STANDARD | 4A6L5030N1 | 4PX*CD36BS3+HORIZ-RT | *UD2C100A9V5 | 30200 | 28800 | 15.2 | 12 | 8.1 | 2.11 | 66 | 51 | 210533777
AMERICAN STANDARD | 4A6L5030N1 | 4PX*CD36BS3+HORIZ-RT | *UD2C080B9V4 | 29800 | 28600 | 15.2 | 12 | 8.1 | 2.13 | 66 | 51 | 210533775
AMERICAN STANDARD | 4A6L5030N1 | 4PX*CD36BS3+HORIZ-RT | *UD2C080A9V4 | 29200 | 28400 | 15.2 | 12 | 8.1 | 2.14 | 65 | 51 | 210533774
AMERICAN STANDARD | 4A6L5030N1 | 4PX*CD36BS3 | *DD2C100A9V5 | 30000 | 28400 | 16 | 12 | 8.1 | 2.14 | 66 | 51 | 210533773
AMERICAN STANDARD | 4A6L5030N1 | 4PX*BU42BS3 | *UD2B080A9V3 | 29800 | 28000 | 15.2 | 12 | 8.1 | 2.2 | 66 | 51 | 210533768
AMERICAN STANDARD | 4A6L5030N1 | 4PX*BU48BS3 | *UD2B080A9V3 | 30400 | 28000 | 15.2 | 12 | 8.1 | 2.18 | 66 | 51 | 210533770
AMERICAN STANDARD | 4A6L5030N1 | 4PX*BU48BS3 | *UD2B060A9V3 | 30200 | 27800 | 15.2 | 12 | 8.1 | 2.19 | 66 | 51 | 210533769
AMERICAN STANDARD | 4A6L5030N1 | 4PX*BU42BS3 | *UD2B060A9V3 | 29600 | 27800 | 15.2 | 12 | 8.1 | 2.21 | 67 | 51 | 210533767
AMERICAN STANDARD | 4A6L5030N1 | 4PX*BU30BS3 | *UD2B060A9V3 | 28600 | 29600 | 15.2 | 12 | 8.1 | 2.11 | 65 | 50 | 210533761
AMERICAN STANDARD | 4A6L5030N1 | 4PX*BU30BS3 | *UD2B080A9V3 | 28400 | 29600 | 15.2 | 12 | 8.1 | 2.12 | 65 | 50 | 210533762
AMERICAN STANDARD | 4A6L5030N1 | 4PX*BD36BS3 | *DD2B060A9V3 | 29200 | 28400 | 15.2 | 12 | 8.1 | 2.12 | 66 | 51 | 210533753
TRANE | 4TWL5036N1 | 4TXCD008DS3 | *UD2D120B9V5 | 35800 | 32800 | 15.2 | 12 | 8.1 | 2.01 | 62 | 46 | 210533752
TRANE | 4TWL5036N1 | 4TXCC009DS3 | *UD2C080B9V4 | 36000 | 32200 | 15.2 | 12 | 8.1 | 2.01 | 63 | 47 | 210533749
TRANE | 4TWL5036N1 | 4TXCD008DS3 | *UD2D120A9V5 | 35200 | 32400 | 15.2 | 12 | 8.1 | 2.04 | 62 | 46 | 210533751
TRANE | 4TWL5036N1 | 4TXCC009DS3 | *UD2C100B9V5 | 36000 | 32200 | 15.2 | 12 | 8.1 | 2.01 | 63 | 47 | 210533748
TRANE | 4TWL5036N1 | 4TXCC009DS3 | *UD2C080A9V4 | 36200 | 32200 | 15.2 | 12 | 8.1 | 2 | 63 | 47 | 210533747
TRANE | 4TWL5036N1 | 4TXCC007DS3 | *UD2C100B9V5 | 34800 | 32400 | 15.2 | 12 | 8.1 | 2.02 | 62 | 46 | 210533746
TRANE | 4TWL5036N1 | 4TXCC007DS3 | *UD2C080B9V4 | 34600 | 32200 | 15.2 | 12 | 8.1 | 2.02 | 63 | 46 | 210533744
TRANE | 4TWL5036N1 | 4TXCC007DS3 | *UD2C100A9V5 | 35200 | 32600 | 15.2 | 12 | 8.1 | 2.01 | 63 | 46 | 210533745
TRANE | 4TWL5036N1 | 4TXCC007DS3 | *UD2C080A9V4 | 34800 | 32200 | 15.2 | 12 | 8.1 | 2.03 | 63 | 46 | 210533743
TRANE | 4TWL5036N1 | 4PX*DU48BS3 | *UD2D120B9V5 | 35800 | 32800 | 15.2 | 12 | 8.1 | 2.01 | 62 | 46 | 210533734
TRANE | 4TWL5036N1 | 4PX*DU48BS3 | *UD2D120A9V5 | 35200 | 32400 | 15.2 | 12 | 8.1 | 2.04 | 62 | 46 | 210533733
TRANE | 4TWL5036N1 | 4PX*CU42BS3 | *UD2C100B9V5 | 34800 | 32800 | 15.2 | 12 | 8.1 | 2 | 62 | 45 | 210533724
TRANE | 4TWL5036N1 | 4PX*CU42BS3 | *UD2C100A9V5 | 35200 | 33000 | 15.2 | 12 | 8.1 | 1.99 | 62 | 46 | 210533725
TRANE | 4TWL5036N1 | 4PX*CU42BS3 | *UD2C080B9V4 | 34600 | 32600 | 15.2 | 12 | 8.1 | 2.01 | 62 | 46 | 210533726
TRANE | 4TWL5036N1 | 4PX*CU42BS3 | *UD2C080A9V4 | 34800 | 32600 | 15.2 | 12 | 8.1 | 2.01 | 62 | 46 | 210533727
TRANE | 4TWL5036N1 | 4PX*CU48BS3 | *UD2C080B9V4 | 34600 | 32200 | 15.2 | 12 | 8.1 | 2.02 | 63 | 46 | 210533729
TRANE | 4TWL5036N1 | 4PX*CU48BS3 | *UD2C080A9V4 | 34800 | 32200 | 15.2 | 12 | 8.1 | 2.03 | 63 | 46 | 210533728
TRANE | 4TWL5036N1 | 4PX*CU48BS3 | *UD2C100A9V5 | 35200 | 32600 | 15.2 | 12 | 8.1 | 2.01 | 63 | 46 | 210533730
TRANE | 4TWL5036N1 | 4PX*CU48BS3 | *UD2C100B9V5 | 34800 | 32400 | 15.2 | 12 | 8.1 | 2.02 | 62 | 46 | 210533731
TRANE | 4TWL5036N1 | 4PX*DD60BS3 | *DD2D120A9V5 | 35600 | 32000 | 15.2 | 12 | 8.1 | 2.01 | 63 | 47 | 210533732
AMERICAN STANDARD | 4A6L9036A1 | 4TXCC005DS3 | S9V2C100D4VSA+RP | 33400 | 33000 | 15.5 | 11 | 8.2 | 2.15 | 70 | 55 | 210652891
AMERICAN STANDARD | 4A6L9036A1 | 4TXCB006DS3 | L8V1A040U3VSA+RP | 35200 | 32600 | 17 | 11.2 | 8.5 | 2.21 | 70 | 56 | 210652888
AMERICAN STANDARD | 4A6L9036A1 | 4TXCC005DS3 | S9V2C100U4VSA+RP | 35400 | 34000 | 16.5 | 11.5 | 8.7 | 2.24 | 69 | 54 | 210652892
AMERICAN STANDARD | 4A6L9036A1 | 4TXCC005DS3 | L8V1C100U5VSA+RP | 36000 | 34000 | 17 | 11.5 | 8.7 | 2.21 | 70 | 54 | 210652890
AMERICAN STANDARD | 4A6L9036A1 | 4TXCB006DS3 | *UHMB060ACV3 | 36800 | 33800 | 17.5 | 11.2 | 8.7 | 2.28 | 70 | 56 | 210652889
AMERICAN STANDARD | 4A6L9036A1 | 4TXCB006DS3 | L8V1A060U3VSA+RP | 35200 | 32600 | 17 | 11.2 | 8.5 | 2.22 | 70 | 56 | 210652887
AMERICAN STANDARD | 4A6L9036A1 | 4TXCB006DS3 | L8V1B080U4VSA+RP | 37000 | 33800 | 17.5 | 11.2 | 8.7 | 2.28 | 70 | 55 | 210652886
AMERICAN STANDARD | 4A6L9036A1 | 4TXCB006DS3 | S9V2B060U3VSA+RP | 36400 | 33600 | 17.5 | 11.5 | 8.7 | 2.29 | 70 | 56 | 210652884
AMERICAN STANDARD | 4A6L9036A1 | 4TXCB006DS3 | S9V2B040U3VSA+RP | 36600 | 33800 | 17.5 | 11.5 | 8.7 | 2.29 | 70 | 55 | 210652885
AMERICAN STANDARD | 4A6L9036A1 | 4TXCB006DS3 | S9V2B080D3PSB+RP | 34000 | 32600 | 16 | 10 | 8.7 | 2.23 | 71 | 56 | 210652880
AMERICAN STANDARD | 4A6L9036A1 | 4TXCB006DS3 | S9V2B080U4PSB+RP | 36400 | 33600 | 17.5 | 11.7 | 8.7 | 2.3 | 70 | 55 | 210652883
AMERICAN STANDARD | 4A6L9036A1 | 4TXCB006DS3 | S9V2B040D3PSB+RP | 34200 | 32600 | 16 | 10 | 8.7 | 2.22 | 71 | 57 | 210652882
AMERICAN STANDARD | 4A6L9036A1 | 4TXCB006DS3 | S9V2B060D3PSB+RP | 34200 | 32600 | 16.5 | 10 | 8.7 | 2.24 | 71 | 56 | 210652881
AMERICAN STANDARD | 4A6L9036A1 | 4TXCB004DS3 | L8V1A060U3VSA+RP | 34200 | 33000 | 16 | 11 | 8.2 | 2.14 | 69 | 55 | 210652876
AMERICAN STANDARD | 4A6L9036A1 | 4TXCB004DS3 | L8V1B080U4VSA+RP | 35600 | 34400 | 16.5 | 11 | 8.5 | 2.19 | 70 | 55 | 210652877
AMERICAN STANDARD | 4A6L9036A1 | 4TXCB006DS3 | S9V2B080D4PSB+RP | 34200 | 32400 | 16 | 11 | 8.7 | 2.25 | 71 | 56 | 210652879
AMERICAN STANDARD | 4A6L9036A1 | 4TXCB004DS3 | S9V2B080U4PSB+RP | 35200 | 34000 | 16.5 | 11.2 | 8.5 | 2.21 | 69 | 55 | 210652878
AMERICAN STANDARD | 4A6L9036A1 | 4TXCB004DS3 | S9V2B080D3VSA+RP | 33000 | 33000 | 15.5 | 10 | 8.2 | 2.12 | 70 | 56 | 210652874
AMERICAN STANDARD | 4A6L9036A1 | 4TXCB004DS3 | L8V1A040U3VSA+RP | 34000 | 33000 | 16 | 11 | 8.2 | 2.12 | 70 | 55 | 210652875
AMERICAN STANDARD | 4A6L9036A1 | 4PX*CU60BS3 | S9V2C100U4VSA+RP | 37200 | 33200 | 17.5 | 12 | 8.7 | 2.34 | 69 | 55 | 210652872
AMERICAN STANDARD | 4A6L9036A1 | 4TXCB004DS3 | S9V2B040D3PSB+RP | 33200 | 33200 | 15.5 | 10 | 8.2 | 2.13 | 70 | 56 | 210652873
AMERICAN STANDARD | 4A6L9036A1 | 4PX*CU48BS3 | S9V2C100U4VSA+RP | 36600 | 33600 | 17.5 | 11.7 | 8.7 | 2.33 | 70 | 55 | 210652869
AMERICAN STANDARD | 4A6L9036A1 | 4PX*CU60BS3 | S9V2C100U4PSB+RP | 37200 | 33200 | 17.5 | 12 | 8.7 | 2.34 | 69 | 55 | 210652871
AMERICAN STANDARD | 4A6L9036A1 | 4PX*CU48BS3 | L8V1C100U5VSA+RP | 37200 | 33600 | 17.5 | 11.7 | 8.7 | 2.35 | 70 | 55 | 210652866
AMERICAN STANDARD | 4A6L9036A1 | 4PX*CU60BS3 | L8V1C100U5VSA+RP | 37800 | 33200 | 18 | 12 | 8.7 | 2.35 | 70 | 55 | 210652870
AMERICAN STANDARD | 4A6L9036A1 | 4PX*CU48BS3 | *DHMC100ACV4 | 34600 | 32600 | 16 | 10 | 8.7 | 2.26 | 71 | 56 | 210652868
AMERICAN STANDARD | 4A6L9036A1 | 4PX*CU48BS3 | *DD2C100ACV5 | 34600 | 32600 | 16 | 11 | 8.7 | 2.27 | 71 | 56 | 210652867
AMERICAN STANDARD | 4A6L9036A1 | 4PX*CU48BS3 | S9V2C100D4PSB+RP | 34400 | 32400 | 16 | 11.2 | 8.7 | 2.28 | 70 | 56 | 210652865
AMERICAN STANDARD | 4A6L9036A1 | 4PX*CU42BS3 | S9V2C100U4VSA+RP | 36600 | 34000 | 17 | 11.7 | 8.7 | 2.31 | 69 | 54 | 210652863
AMERICAN STANDARD | 4A6L9036A1 | 4PX*CU48BS3 | S9V2C100D4VSA+RP | 34400 | 32400 | 16 | 11.2 | 8.7 | 2.28 | 70 | 56 | 210652864
AMERICAN STANDARD | 4A6L9036A1 | 4PX*CU36BS3 | L8V1C100U5VSA+RP | 36000 | 34000 | 17 | 11.5 | 8.7 | 2.26 | 69 | 54 | 210652859
AMERICAN STANDARD | 4A6L9036A1 | 4PX*CU42BS3 | L8V1C100U5VSA+RP | 37200 | 34000 | 17 | 11.7 | 8.7 | 2.33 | 69 | 54 | 210652862
AMERICAN STANDARD | 4A6L9036A1 | 4PX*CU36BS3 | S9V2C100U4VSA+RP | 35400 | 34000 | 16.5 | 11.5 | 8.7 | 2.26 | 68 | 54 | 210652858
AMERICAN STANDARD | 4A6L9036A1 | 4PX*CU42BS3 | S9V2C100D4PSB+RP | 34800 | 32600 | 16 | 11.2 | 8.7 | 2.26 | 70 | 56 | 210652860
AMERICAN STANDARD | 4A6L9036A1 | 4PX*CU42BS3 | S9V2C100D4VSA+RP | 34800 | 32600 | 16 | 11.2 | 8.7 | 2.25 | 70 | 56 | 210652861
AMERICAN STANDARD | 4A6L9036A1 | 4PX*CU36BS3 | *DD2C100ACV5 | 33600 | 33000 | 15.5 | 10 | 8.2 | 2.16 | 71 | 56 | 210652857
AMERICAN STANDARD | 4A6L9036A1 | 4PX*CU36BS3 | *DHMC100ACV4 | 33600 | 33000 | 15.5 | 10 | 8.2 | 2.09 | 72 | 56 | 210652856
AMERICAN STANDARD | 4A6L9036A1 | 4PX*CU36BS3 | S9V2C100D4PSB+RP | 33400 | 33000 | 15.5 | 11 | 8.2 | 2.17 | 70 | 55 | 210652855
AMERICAN STANDARD | 4A6L9036A1 | 4PX*CD60BS3 | S9V2C100D4VSA+RP | 37200 | 33000 | 17.5 | 12 | 8.5 | 2.28 | 69 | 55 | 210652853
AMERICAN STANDARD | 4A6L9036A1 | 4PX*CD42BS3+HORIZ-RT | *UD2C100ACV5 | 37600 | 34200 | 17 | 11.7 | 8.2 | 2.16 | 70 | 54 | 210652851
AMERICAN STANDARD | 4A6L9036A1 | 4PX*CU36BS3 | S9V2C100D4VSA+RP | 33400 | 33000 | 15.5 | 11 | 8.2 | 2.11 | 70 | 55 | 210652854
AMERICAN STANDARD | 4A6L9036A1 | 4PX*CD60BS3 | S9V2C100D4PSB+RP | 37200 | 33000 | 17.5 | 12 | 8.5 | 2.29 | 70 | 55 | 210652852
AMERICAN STANDARD | 4A6L9036A1 | 4PX*CD42BS3 | S9V2C100D4VSA+RP | 37000 | 34000 | 17 | 12 | 8.2 | 2.17 | 69 | 54 | 210652849
AMERICAN STANDARD | 4A6L9036A1 | 4PX*CD42BS3+HORIZ-RT | *UD2C080ACV4 | 37400 | 33800 | 17.5 | 11.7 | 8.2 | 2.17 | 70 | 54 | 210652850
AMERICAN STANDARD | 4A6L9036A1 | 4PX*CD36BS3 | *DHMC100ACV4 | 35800 | 34600 | 17.5 | 11.2 | 8.2 | 2.12 | 69 | 54 | 210652848
AMERICAN STANDARD | 4A6L9036A1 | 4PX*BU48BS3 | S9V2B080U4PSB+RP | 36400 | 33600 | 17.5 | 11.7 | 8.7 | 2.3 | 70 | 55 | 210652846
AMERICAN STANDARD | 4A6L9036A1 | 4PX*CD36BS3 | *DD2C100ACV5 | 35800 | 34600 | 17.5 | 11.2 | 8.2 | 2.13 | 69 | 54 | 210652847
AMERICAN STANDARD | 4A6L9036A1 | 4PX*BU48BS3 | *UHMB060ACV3 | 36800 | 33800 | 17.5 | 11.2 | 8.7 | 2.29 | 70 | 56 | 210652845
AMERICAN STANDARD | 4A6L9036A1 | 4PX*BU48BS3 | *UHMB080ACV3 | 36800 | 33600 | 17.5 | 11.5 | 8.7 | 2.3 | 70 | 55 | 210652844
AMERICAN STANDARD | 4A6L9036A1 | 4PX*BU48BS3 | L8V1B080U4VSA+RP | 37000 | 33800 | 17.5 | 11.2 | 8.7 | 2.28 | 70 | 56 | 210652841
AMERICAN STANDARD | 4A6L9036A1 | 4PX*BU48BS3 | L8V1A040U3VSA+RP | 35200 | 32600 | 17 | 11.2 | 8.5 | 2.21 | 70 | 56 | 210652843
AMERICAN STANDARD | 4A6L9036A1 | 4PX*BU48BS3 | S9V2B040U3PSB+RP | 36600 | 33800 | 17.5 | 11.5 | 8.7 | 2.29 | 70 | 55 | 210652840
AMERICAN STANDARD | 4A6L9036A1 | 4PX*BU48BS3 | L8V1A060U3VSA+RP | 35200 | 32600 | 17 | 11.2 | 8.5 | 2.22 | 70 | 56 | 210652842
AMERICAN STANDARD | 4A6L9036A1 | 4PX*BU48BS3 | S9V2B040U3VSA+RP | 36600 | 33800 | 17.5 | 11.5 | 8.7 | 2.29 | 70 | 55 | 210652839
AMERICAN STANDARD | 4A6L9036A1 | 4PX*BU48BS3 | S9V2B060U3PSB+RP | 36400 | 33600 | 17.5 | 11.5 | 8.7 | 2.29 | 70 | 56 | 210652838
AMERICAN STANDARD | 4A6L9036A1 | 4PX*BU48BS3 | S9V2B060U3VSA+RP | 36400 | 33600 | 17.5 | 11.5 | 8.7 | 2.29 | 70 | 56 | 210652837
AMERICAN STANDARD | 4A6L9036A1 | 4PX*BU48BS3 | S9V2B080D3VSA+RP | 34000 | 32600 | 16 | 10 | 8.7 | 2.23 | 71 | 56 | 210652835
AMERICAN STANDARD | 4A6L9036A1 | 4PX*BU48BS3 | S9V2B080D4PSB+RP | 34200 | 32400 | 16 | 11 | 8.7 | 2.25 | 71 | 56 | 210652836
AMERICAN STANDARD | 4A6L9036A1 | 4PX*BU48BS3 | S9V2B040D3PSB+RP | 34200 | 32600 | 16 | 10 | 8.7 | 2.24 | 71 | 56 | 210652832
AMERICAN STANDARD | 4A6L9036A1 | 4PX*BU48BS3 | S9V2B080D3PSB+RP | 34000 | 32600 | 16 | 10 | 8.7 | 2.23 | 71 | 56 | 210652834
AMERICAN STANDARD | 4A6L9036A1 | 4PX*BU48BS3 | S9V2B060D3PSB+RP | 34200 | 32600 | 16.5 | 10 | 8.7 | 2.24 | 71 | 56 | 210652833
AMERICAN STANDARD | 4A6L9036A1 | 4PX*BU48BS3 | *UD2B060ACV3 | 36800 | 34000 | 17.5 | 11.2 | 8.7 | 2.28 | 70 | 56 | 210652829
AMERICAN STANDARD | 4A6L9036A1 | 4PX*BU48BS3 | *DD2B080ACV3 | 34400 | 32600 | 16 | 10 | 8.7 | 2.26 | 71 | 56 | 210652831
AMERICAN STANDARD | 4A6L9036A1 | 4PX*BU48BS3 | S9V2B080U4VSA+RP | 36400 | 33600 | 17.5 | 11.7 | 8.7 | 2.3 | 70 | 55 | 210652830
AMERICAN STANDARD | 4A6L9036A1 | 4PX*BU48BS3 | S9V2B060U4PSB+RP | 36600 | 33800 | 17.5 | 11.5 | 8.7 | 2.3 | 70 | 55 | 210652828
AMERICAN STANDARD | 4A6L9036A1 | 4PX*BU42BS3 | *UD2B060ACV3 | 36600 | 34400 | 17 | 11.2 | 8.7 | 2.27 | 70 | 55 | 210652827
AMERICAN STANDARD | 4A6L9036A1 | 4PX*BU42BS3 | *UHMB060ACV3 | 36800 | 34400 | 17 | 11.2 | 8.7 | 2.28 | 69 | 55 | 210652826
AMERICAN STANDARD | 4A6L9036A1 | 4PX*BU42BS3 | S9V2B040U3VSA+RP | 36400 | 34400 | 17 | 11.5 | 8.7 | 2.27 | 69 | 55 | 210652820
AMERICAN STANDARD | 4A6L9036A1 | 4PX*BU42BS3 | *UHMB080ACV3 | 36800 | 34200 | 17 | 11.5 | 8.7 | 2.28 | 70 | 55 | 210652825
AMERICAN STANDARD | 4A6L9036A1 | 4PX*BU42BS3 | L8V1A060U3VSA+RP | 35200 | 33200 | 16.5 | 11.2 | 8.5 | 2.2 | 69 | 55 | 210652823
AMERICAN STANDARD | 4A6L9036A1 | 4PX*BU42BS3 | L8V1A040U3VSA+RP | 35000 | 33200 | 16.5 | 11.2 | 8.5 | 2.2 | 69 | 55 | 210652824
AMERICAN STANDARD | 4A6L9036A1 | 4PX*BU42BS3 | L8V1B080U4VSA+RP | 36800 | 34400 | 17 | 11.2 | 8.7 | 2.27 | 69 | 55 | 210652822
TRANE | 4TWV0X36A1 | 4TXCC005DS3 | *UD2C080A9V4+RP | 34400 | 31600 | 19 | 12 | 8.5 | 1.81 | 82 | 64 | 210640845
TRANE | 4TWV0X36A1 | 4TXCC005DS3 | *UD2C100A9V5+RP | 34400 | 31600 | 19.5 | 12 | 8.5 | 1.81 | 82 | 64 | 210640847
TRANE | 4TWV0X36A1 | 4TXCC005DS3 | *UD2C080B9V4+RP | 34200 | 31600 | 19 | 12 | 8.5 | 1.81 | 82 | 64 | 210640848
TRANE | 4TWV0X36A1 | 4TXCC005DS3 | *UD2C100B9V5+RP | 34200 | 31400 | 19 | 12 | 8.5 | 1.82 | 82 | 64 | 210640846
TRANE | 4TWV0X36A1 | 4TXCC005DS3 | *DD2C100A9V5+RP | 31600 | 31000 | 17.5 | 11.7 | 8.1 | 1.75 | 80 | 62 | 210640844
TRANE | 4TWV0X36A1 | 4TXCB004DS3 | *UD2B080A9V3+RP | 33400 | 31200 | 18.5 | 11.7 | 8.2 | 1.78 | 83 | 64 | 210640843
TRANE | 4TWV0X36A1 | 4PX*DU48BS3 | *DD2D120A9V5+RP | 34000 | 31400 | 18.5 | 12 | 8.5 | 1.84 | 82 | 63 | 210640839
TRANE | 4TWV0X36A1 | 4PX*CU48BS3 | *DD2C100A9V5+RP | 33200 | 31000 | 18.5 | 12 | 8.5 | 1.83 | 82 | 64 | 210640838
TRANE | 4TWV0X36A1 | 4TXCB004DS3 | *UD2B060A9V3+RP | 33600 | 31400 | 18.5 | 11.7 | 8.2 | 1.78 | 82 | 64 | 210640842
TRANE | 4TWV0X36A1 | 4TXCB004DS3 | *DD2B080A9V3+RP | 31600 | 30600 | 17.5 | 11.2 | 8.2 | 1.75 | 82 | 64 | 210640840
TRANE | 4TWV0X36A1 | 4PX*CU48BS3 | *UD2C080B9V4+RP | 35400 | 32200 | 20 | 12.5 | 8.5 | 1.86 | 81 | 63 | 210640836
TRANE | 4TWV0X36A1 | 4PX*CU48BS3 | *UD2C080A9V4+RP | 35400 | 32200 | 20 | 12.5 | 8.5 | 1.86 | 81 | 63 | 210640837
TRANE | 4TWV0X36A1 | 4PX*CU48BS3 | *UD2C100B9V5+RP | 35200 | 32200 | 20 | 12.5 | 8.5 | 1.86 | 81 | 63 | 210640834
TRANE | 4TWV0X36A1 | 4PX*CU42BS3 | *UD2C100A9V5+RP | 35600 | 32800 | 20 | 12.5 | 8.5 | 1.83 | 81 | 62 | 210640831
TRANE | 4TWV0X36A1 | 4PX*CU48BS3 | *UD2C100A9V5+RP | 35600 | 32400 | 20 | 12.5 | 8.5 | 1.85 | 81 | 63 | 210640835
TRANE | 4TWV0X36A1 | 4PX*CU42BS3 | *UD2C080B9V4+RP | 35400 | 32800 | 19.5 | 12.5 | 8.5 | 1.83 | 80 | 62 | 210640832
TRANE | 4TWV0X36A1 | 4PX*CU42BS3 | *UD2C100B9V5+RP | 35200 | 32600 | 19.5 | 12.5 | 8.5 | 1.83 | 81 | 62 | 210640833
TRANE | 4TWV0X36A1 | 4PX*CU42BS3 | *DD2C100A9V5+RP | 34400 | 31600 | 19 | 12 | 8.2 | 1.79 | 82 | 63 | 210640830
TRANE | 4TWV0X36A1 | 4PX*CU42BS3 | *UD2C080A9V4+RP | 35400 | 32800 | 19.5 | 12.5 | 8.5 | 1.83 | 80 | 62 | 210640829
TRANE | 4TWV0X36A1 | 4PX*CD42BS3+HORIZ-RT | *UD2C100B9V5+RP | 35600 | 31200 | 19.5 | 12.7 | 8.1 | 1.76 | 82 | 64 | 210640824
TRANE | 4TWV0X36A1 | 4PX*CU36BS3 | *UD2C080B9V4+RP | 34200 | 31600 | 19 | 12 | 8.2 | 1.82 | 82 | 64 | 210640828
TRANE | 4TWV0X36A1 | 4PX*CU36BS3 | *UD2C080A9V4+RP | 34400 | 31600 | 19 | 12 | 8.5 | 1.82 | 82 | 64 | 210640827
TRANE | 4TWV0X36A1 | 4PX*CU36BS3 | *UD2C100B9V5+RP | 34200 | 31400 | 19 | 12 | 8.5 | 1.81 | 82 | 64 | 210640825
TRANE | 4TWV0X36A1 | 4PX*CU36BS3 | *UD2C100A9V5+RP | 34400 | 31600 | 19.5 | 12 | 8.5 | 1.81 | 82 | 64 | 210640826
TRANE | 4TWV0X36A1 | 4PX*CD42BS3+HORIZ-RT | *UD2C080A9V4+RP | 35800 | 31200 | 20 | 12.7 | 8.1 | 1.76 | 83 | 64 | 210640821
TRANE | 4TWV0X36A1 | 4PX*CD42BS3+HORIZ-RT | *UD2C100A9V5+RP | 36000 | 31400 | 20 | 12.5 | 8.2 | 1.75 | 83 | 64 | 210640823
TRANE | 4TWV0X36A1 | 4PX*CD42BS3 | *DD2C100A9V5+RP | 35800 | 31200 | 20 | 12.7 | 8.2 | 1.77 | 82 | 64 | 210640820
TRANE | 4TWV0X36A1 | 4PX*CD42BS3+HORIZ-RT | *UD2C080B9V4+RP | 35600 | 31200 | 19.5 | 12.7 | 8.1 | 1.75 | 83 | 64 | 210640822
TRANE | 4TWV0X36A1 | 4PX*BU48BS3 | *DD2B060A9V3+RP | 33000 | 31400 | 18 | 11.5 | 8.2 | 1.8 | 82 | 64 | 210640814
TRANE | 4TWV0X36A1 | 4PX*BU48BS3 | *DD2B080A9V3+RP | 32600 | 31000 | 18.5 | 11.7 | 8.2 | 1.8 | 82 | 64 | 210640813
TRANE | 4TWV0X36A1 | 4PX*BU42BS3 | *UD2B060A9V3+RP | 34600 | 32600 | 19 | 12 | 8.5 | 1.8 | 82 | 62 | 210640811
TRANE | 4TWV0X36A1 | 4PX*BU42BS3 | *UD2B080A9V3+RP | 34400 | 32600 | 19 | 12 | 8.5 | 1.8 | 81 | 62 | 210640812
TRANE | 4TWV0X36A1 | 4PX*BU36BS3 | *UD2B080A9V3+RP | 33400 | 31200 | 18.5 | 11.7 | 8.2 | 1.78 | 82 | 64 | 210640809
TRANE | 4TWV0X36A1 | 4PX*BU36BS3 | *UD2B060A9V3+RP | 33600 | 31400 | 18.5 | 11.7 | 8.2 | 1.78 | 83 | 64 | 210640808
TRANE | 4TWV0X24A1 | 4TXCB004DS3 | *UD2B080A9V3+RP | 23600 | 20200 | 18 | 12 | 8.2 | 1.87 | 84 | 64 | 210640798
TRANE | 4TWV0X24A1 | 4TXCB004DS3 | *UD2B060A9V3+RP | 23400 | 20000 | 18 | 12.5 | 8.2 | 1.86 | 84 | 65 | 210640799
TRANE | 4TWV0X24A1 | 4PX*BU36BS3 | *UD2B060A9V3+RP | 23800 | 20400 | 18 | 12 | 8.2 | 1.87 | 83 | 64 | 210640795
TRANE | 4TWV0X24A1 | 4PX*BU36BS3 | *UD2B080A9V3+RP | 23600 | 20200 | 18 | 12 | 8.2 | 1.87 | 84 | 64 | 210640796
AMERICAN STANDARD | 4A6V8X60A1 | TEM8B0C60V51+TDR |  | 54000 | 51000 | 18 | 12 | 8.5 | 1.84 | 95 | 73 | 210636946
TRANE | 4TWV8X60A1 | TEM8A0C48V41+TDR |  | 54000 | 51000 | 18 | 12 | 8.5 | 1.84 | 95 | 73 | 210636927
AMERICAN STANDARD | 4A6V8X48A1 | TEM8B0C60V51+TDR |  | 47000 | 43000 | 18 | 12 | 8.5 | 1.94 | 85 | 67 | 210636941
TRANE | 4TWV8X60A1 | TEM8A0D48V41+TDR |  | 52000 | 50500 | 18 | 11.7 | 8.5 | 1.86 | 96 | 75 | 210636929
AMERICAN STANDARD | 4A6V8X60A1 | TEM8A0D48V41+TDR |  | 52000 | 50500 | 18 | 11.7 | 8.5 | 1.86 | 96 | 75 | 210636944
AMERICAN STANDARD | 4A6V8X60A1 | TEM8A0C48V41+TDR |  | 54000 | 51000 | 18 | 12 | 8.5 | 1.84 | 95 | 73 | 210636942
AMERICAN STANDARD | 4A6V0X24A1 | TEM8A0B24V21+TDR |  | 23600 | 21600 | 19 | 12.5 | 8.7 | 1.95 | 81 | 61 | 210636934
AMERICAN STANDARD | 4A6L9036A1 | TEM8A0D60V51+TDR |  | 36000 | 33400 | 17 | 11.5 | 9 | 2.37 | 70 | 55 | 210636931
TRANE | 4TWV0X24A1 | TEM8A0B24V21+TDR |  | 23600 | 21600 | 19 | 12.5 | 8.7 | 1.95 | 81 | 61 | 210636920
TRANE | 4TWL9036A1 | TEM8A0D60V51+TDR |  | 36000 | 33400 | 17 | 11.5 | 9 | 2.37 | 70 | 55 | 210636916
AMERICAN STANDARD | 4A6L5036N1 | 4TXCD008DS3 | *UD2D120A9V5 | 35200 | 32400 | 15.2 | 12 | 8.1 | 2.04 | 62 | 46 | 210533873
AMERICAN STANDARD | 4A6L5036N1 | 4TXCD008DS3 | *UD2D120B9V5 | 35800 | 32800 | 15.2 | 12 | 8.1 | 2.01 | 62 | 46 | 210533874
AMERICAN STANDARD | 4A6L5036N1 | 4TXCC009DS3 | *UD2C080B9V4 | 36000 | 32200 | 15.2 | 12 | 8.1 | 2.01 | 63 | 47 | 210533871
AMERICAN STANDARD | 4A6L5036N1 | 4TXCC009DS3 | *UD2C100B9V5 | 36000 | 32200 | 15.2 | 12 | 8.1 | 2.01 | 63 | 47 | 210533870
AMERICAN STANDARD | 4A6L5036N1 | 4TXCC009DS3 | *UD2C080A9V4 | 36200 | 32200 | 15.2 | 12 | 8.1 | 2 | 63 | 47 | 210533869
AMERICAN STANDARD | 4A6L5036N1 | 4TXCC007DS3 | *UD2C100A9V5 | 35200 | 32600 | 15.2 | 12 | 8.1 | 2.01 | 63 | 46 | 210533867
AMERICAN STANDARD | 4A6L5036N1 | 4TXCC007DS3 | *UD2C100B9V5 | 34800 | 32400 | 15.2 | 12 | 8.1 | 2.02 | 62 | 46 | 210533868
AMERICAN STANDARD | 4A6L5036N1 | 4TXCC007DS3 | *UD2C080B9V4 | 34600 | 32200 | 15.2 | 12 | 8.1 | 2.02 | 63 | 46 | 210533866
AMERICAN STANDARD | 4A6L5036N1 | 4TXCC007DS3 | *UD2C080A9V4 | 34800 | 32200 | 15.2 | 12 | 8.1 | 2.03 | 63 | 46 | 210533865
AMERICAN STANDARD | 4A6V0X24A1 | 4TXCB003DS3 | *UHMB080ACV3 | 23800 | 21800 | 19.5 | 12.7 | 8.2 | 1.76 | 81 | 60 | 210652966
AMERICAN STANDARD | 4A6V0X24A1 | 4TXCB003DS3 | S9V2B040U3PSB+RP | 23800 | 22000 | 19 | 12 | 8.2 | 1.76 | 81 | 61 | 210652962
AMERICAN STANDARD | 4A6L9060A1 | 4TXCD010DS3 | S9V2D120U5VSA+RP | 58500 | 53500 | 19 | 10 | 8.7 | 2.17 | 72 | 58 | 210652956
AMERICAN STANDARD | 4A6V0X24A1 | 4PX*BU36BS3 | L8V1A060U3VSA+RP | 23000 | 19800 | 18 | 12 | 8.2 | 1.83 | 83 | 63 | 210652957
AMERICAN STANDARD | 4A6L9060A1 | 4TXCD008DS3 | S9V2D120U5VSA+RP | 57000 | 54000 | 19 | 10 | 8.7 | 2.16 | 72 | 59 | 210652953
AMERICAN STANDARD | 4A6L9060A1 | 4TXCD008DS3 | L8V1C100U5VSA+RP | 55000 | 52500 | 19 | 10 | 8.5 | 2.07 | 72 | 59 | 210652952
AMERICAN STANDARD | 4A6L9060A1 | 4TXCC007DS3 | L8V1C100U5VSA+RP | 56500 | 54000 | 19 | 10 | 8.7 | 2.12 | 72 | 59 | 210652950
AMERICAN STANDARD | 4A6L9060A1 | 4PX*DU60BS3 | S9V2D120U5VSA+RP | 58500 | 53500 | 19 | 10 | 8.7 | 2.16 | 72 | 58 | 210652949
AMERICAN STANDARD | 4A6L9060A1 | 4PX*CU48BS3 | L8V1C100U5VSA+RP | 56500 | 54000 | 19 | 10 | 8.7 | 2.12 | 72 | 59 | 210652943
AMERICAN STANDARD | 4A6L9048A1 | 4TXCD010DS3 | S9V2C100U4VSA+RP | 47000 | 42000 | 19 | 11.7 | 8.7 | 2.21 | 73 | 59 | 210652942
AMERICAN STANDARD | 4A6L9048A1 | 4TXCD010DS3 | S9V2D120U5VSA+RP | 49000 | 43000 | 18 | 12 | 9 | 2.3 | 74 | 59 | 210652941
AMERICAN STANDARD | 4A6L9048A1 | 4TXCD008DS3 | S9V2C100U4VSA+RP | 46000 | 42500 | 19 | 11.7 | 8.7 | 2.2 | 73 | 59 | 210652940
AMERICAN STANDARD | 4A6L9048A1 | 4TXCC009DS3 | S9V2C100D4VSA+RP | 44000 | 41000 | 17.5 | 10 | 8.7 | 2.21 | 75 | 61 | 210652938
AMERICAN STANDARD | 4A6L9048A1 | 4TXCD008DS3 | S9V2D120U5VSA+RP | 47500 | 44000 | 18 | 11.7 | 9 | 2.27 | 73 | 58 | 210652939
AMERICAN STANDARD | 4A6L9048A1 | 4TXCC009DS3 | S9V2C100U4VSA+RP | 48500 | 43500 | 19 | 11.7 | 8.7 | 2.27 | 73 | 59 | 210652937
AMERICAN STANDARD | 4A6L9048A1 | 4TXCC007DS3 | S9V2C100U4VSA+RP | 47500 | 44000 | 19 | 11.5 | 9 | 2.27 | 73 | 59 | 210652936
AMERICAN STANDARD | 4A6L9048A1 | 4TXCC007DS3 | S9V2C100D4VSA+RP | 44500 | 42000 | 18 | 10 | 8.7 | 2.18 | 75 | 60 | 210652935
AMERICAN STANDARD | 4A6L9048A1 | 4TXCC005DS3 | S9V2C100U4VSA+RP | 45000 | 44500 | 18.5 | 11 | 8.5 | 2.13 | 73 | 58 | 210652934
AMERICAN STANDARD | 4A6L9048A1 | 4TXCC005DS3 | S9V2C100U4PSB+RP | 45000 | 44500 | 18.5 | 11 | 8.5 | 2.13 | 73 | 58 | 210652933
AMERICAN STANDARD | 4A6L9048A1 | 4TXCB006DS3 | S9V2B080D4VSA+RP | 44000 | 42500 | 17.5 | 10 | 8.7 | 2.14 | 74 | 61 | 210652931
AMERICAN STANDARD | 4A6L9048A1 | 4TXCC005DS3 | S9V2C080U5PSB+RP | 45500 | 44500 | 18.5 | 11 | 8.5 | 2.13 | 74 | 59 | 210652932
AMERICAN STANDARD | 4A6L9048A1 | 4TXCB006DS3 | S9V2B080U4VSA+RP | 47000 | 44000 | 19 | 11.2 | 8.7 | 2.22 | 74 | 60 | 210652930
AMERICAN STANDARD | 4A6L9048A1 | 4TXCB006DS3 | L8V1B080U4VSA+RP | 47000 | 44500 | 19 | 11.2 | 8.7 | 2.21 | 73 | 59 | 210652929
AMERICAN STANDARD | 4A6L9048A1 | 4PX*DU60BS3 | *DHMD120BCV5 | 44500 | 41500 | 17.5 | 11 | 8.7 | 2.21 | 75 | 61 | 210652927
AMERICAN STANDARD | 4A6L9048A1 | 4PX*DU60BS3 | *DD2D120ACV5 | 44000 | 41000 | 17.5 | 11 | 8.7 | 2.22 | 75 | 61 | 210652926
AMERICAN STANDARD | 4A6L9048A1 | 4PX*DU60BS3 | S9V2D120D5PSB+RP | 44500 | 41000 | 16.5 | 11 | 9 | 2.24 | 75 | 60 | 210652928
AMERICAN STANDARD | 4A6L9048A1 | 4PX*DU60BS3 | S9V2D120U5VSA+RP | 49000 | 43000 | 18 | 12 | 9 | 2.3 | 73 | 59 | 210652925
AMERICAN STANDARD | 4A6L9048A1 | 4PX*DU60BS3 | S9V2C100U4VSA+RP | 47000 | 42000 | 19 | 11.7 | 8.7 | 2.21 | 73 | 59 | 210652924
AMERICAN STANDARD | 4A6L9048A1 | 4PX*DU48BS3 | S9V2D120U5VSA+RP | 47500 | 44000 | 18 | 11.7 | 9 | 2.28 | 73 | 58 | 210652922
AMERICAN STANDARD | 4A6L9048A1 | 4PX*DU48BS3 | S9V2C100U4VSA+RP | 46000 | 42500 | 19 | 11.7 | 8.7 | 2.19 | 74 | 59 | 210652923
AMERICAN STANDARD | 4A6L9048A1 | 4PX*DU48BS3 | *DD2D120ACV5 | 44500 | 42000 | 18 | 11 | 8.7 | 2.18 | 75 | 60 | 210652921
AMERICAN STANDARD | 4A6L9048A1 | 4PX*DU48BS3 | *DHMD120BCV5 | 44500 | 42500 | 18 | 11 | 8.7 | 2.16 | 74 | 60 | 210652920
AMERICAN STANDARD | 4A6L9048A1 | 4PX*DD60BS3 | S9V2C100D4VSA+RP | 45500 | 42000 | 19 | 11.5 | 8.5 | 2.18 | 73 | 59 | 210652918
AMERICAN STANDARD | 4A6L9048A1 | 4PX*DU48BS3 | S9V2D120D5PSB+RP | 45000 | 42000 | 16.5 | 11 | 8.7 | 2.19 | 75 | 60 | 210652919
AMERICAN STANDARD | 4A6L9048A1 | 4PX*CU60BS3 | S9V2C100D4VSA+RP | 44000 | 41000 | 17.5 | 10 | 8.7 | 2.21 | 75 | 61 | 210652917
AMERICAN STANDARD | 4A6L9048A1 | 4PX*CU60BS3 | *DHMC100ACV4 | 44000 | 41500 | 17 | 10 | 8.7 | 2.18 | 75 | 61 | 210652915
AMERICAN STANDARD | 4A6L9048A1 | 4PX*CU60BS3 | S9V2C100U4VSA+RP | 48500 | 43500 | 19 | 11.7 | 8.7 | 2.27 | 73 | 59 | 210652913
AMERICAN STANDARD | 4A6L9048A1 | 4PX*CU60BS3 | *DD2C100ACV5 | 43500 | 41500 | 17 | 10 | 8.7 | 2.17 | 74 | 60 | 210652914
AMERICAN STANDARD | 4A6L9048A1 | 4PX*CU48BS3 | S9V2C100D5PSB+RP | 44500 | 42500 | 17 | 10 | 8.7 | 2.18 | 74 | 60 | 210652912
AMERICAN STANDARD | 4A6L9048A1 | 4PX*CU60BS3 | S9V2C100D5PSB+RP | 44500 | 41500 | 17 | 10 | 8.7 | 2.21 | 75 | 60 | 210652916
AMERICAN STANDARD | 4A6L9048A1 | 4PX*CU48BS3 | S9V2C100D4VSA+RP | 44500 | 42000 | 18 | 10 | 8.7 | 2.18 | 75 | 60 | 210652911
AMERICAN STANDARD | 4A6L9048A1 | 4PX*CU48BS3 | S9V2C100D4PSB+RP | 44500 | 42000 | 18 | 10 | 8.7 | 2.18 | 75 | 60 | 210652910
AMERICAN STANDARD | 4A6L9048A1 | 4PX*CU48BS3 | *DHMC100ACV4 | 44000 | 42500 | 18 | 10 | 8.7 | 2.15 | 74 | 60 | 210652909
AMERICAN STANDARD | 4A6L9048A1 | 4PX*CU48BS3 | S9V2C100U4VSA+RP | 47500 | 44000 | 19 | 11.5 | 9 | 2.25 | 73 | 59 | 210652908
AMERICAN STANDARD | 4A6L9048A1 | 4PX*CU42BS3 | S9V2C100D5PSB+RP | 46000 | 43000 | 17.5 | 11 | 8.5 | 2.14 | 74 | 60 | 210652907
AMERICAN STANDARD | 4A6L9048A1 | 4PX*CU42BS3 | S9V2C100D4PSB+RP | 45500 | 42500 | 18 | 11 | 8.5 | 2.11 | 75 | 61 | 210652905
AMERICAN STANDARD | 4A6L9048A1 | 4PX*CU42BS3 | S9V2C100U4VSA+RP | 47500 | 44500 | 19 | 11.5 | 8.7 | 2.22 | 73 | 58 | 210652904
AMERICAN STANDARD | 4A6L9048A1 | 4PX*CD60BS3 | S9V2C100D4VSA+RP | 48500 | 43500 | 19 | 11.7 | 8.7 | 2.21 | 73 | 59 | 210652903
AMERICAN STANDARD | 4A6L9048A1 | 4PX*CU42BS3 | S9V2C100D4VSA+RP | 45500 | 42500 | 18 | 11 | 8.5 | 2.14 | 75 | 60 | 210652906
AMERICAN STANDARD | 4A6L9048A1 | 4PX*BU48BS3 | S9V2B080U4VSA+RP | 47000 | 44000 | 19 | 11.2 | 8.7 | 2.22 | 74 | 60 | 210652902
AMERICAN STANDARD | 4A6L9048A1 | 4PX*BU48BS3 | S9V2B080D4VSA+RP | 44000 | 42500 | 17.5 | 10 | 8.7 | 2.15 | 74 | 60 | 210652901
AMERICAN STANDARD | 4A6L9048A1 | 4PX*BU48BS3 | L8V1B080U4VSA+RP | 47000 | 44500 | 19 | 11.2 | 8.7 | 2.21 | 73 | 59 | 210652900
AMERICAN STANDARD | 4A6L9036A1 | 4TXCC009DS3 | L8V1C100U5VSA+RP | 37800 | 33200 | 18 | 12 | 8.7 | 2.35 | 70 | 55 | 210652898
AMERICAN STANDARD | 4A6L9036A1 | 4TXCC009DS3 | S9V2C100U4PSB+RP | 37200 | 33200 | 17.5 | 12 | 8.7 | 2.34 | 69 | 55 | 210652899
AMERICAN STANDARD | 4A6L9036A1 | 4TXCC007DS3 | S9V2C100D4VSA+RP | 34400 | 32400 | 16 | 11.2 | 8.7 | 2.28 | 70 | 56 | 210652897
AMERICAN STANDARD | 4A6L9036A1 | 4TXCC007DS3 | S9V2C100D4PSB+RP | 34400 | 32400 | 16 | 11.2 | 8.7 | 2.27 | 70 | 56 | 210652896
AMERICAN STANDARD | 4A6L9036A1 | 4TXCC007DS3 | L8V1C100U5VSA+RP | 37200 | 33600 | 17.5 | 11.7 | 8.7 | 2.35 | 69 | 54 | 210652894
AMERICAN STANDARD | 4A6L9036A1 | 4TXCC005DS3 | S9V2C100D4PSB+RP | 33400 | 33000 | 15.5 | 11 | 8.2 | 2.17 | 70 | 55 | 210652893
AMERICAN STANDARD | 4A6L9036A1 | 4TXCC007DS3 | S9V2C100U4VSA+RP | 36600 | 33600 | 17.5 | 11.7 | 8.7 | 2.33 | 70 | 55 | 210652895
AMERISTAR | A4HP5036D1 | A4AH6V42A1C3 |  | 34800 | 32000 | 15.2 | 12 | 8.1 | 2.31 | 68 | 53 | 209477410
AMERISTAR | A4HP5036D1 | A4AH6V36A1C3 |  | 34800 | 32000 | 15.2 | 12 | 8.1 | 2.31 | 68 | 53 | 209477409
AMERICAN STANDARD | 4A6L5030N1 | 4TXFH036CZ3 | S9V2B040U3VSA | 29200 | 26400 | 15.2 | 12 | 8.1 | 2.19 | 67 | 53 | 210532660
AMERICAN STANDARD | 4A6L5030N1 | 4TXFH036CZ3 | S9V2B060U3VSA | 29200 | 26400 | 15.2 | 12 | 8.1 | 2.19 | 67 | 53 | 210532661
AMERICAN STANDARD | 4A6L5030N1 | 4TXFH036CZ3 | S9V2B060U4PSB | 29400 | 26400 | 15.2 | 12 | 8.1 | 2.2 | 67 | 53 | 210532662
AMERICAN STANDARD | 4A6L5030N1 | 4TXFH036CZ3 | S9V2B080U4PSB | 29400 | 26600 | 15.2 | 12 | 8.1 | 2.2 | 67 | 52 | 210532663
AMERICAN STANDARD | 4A6L5030N1 | 4TXFH036CZ3 | S9V2C100U4VSA | 29600 | 26600 | 16 | 12 | 8.1 | 2.21 | 67 | 53 | 210532664
AMERICAN STANDARD | 4A6L5030N1 | 4TXFH036CZ3 | S9V2C100U5PSB | 29800 | 26600 | 16 | 12 | 8.1 | 2.21 | 67 | 53 | 210532665
AMERICAN STANDARD | 4A6V8X36A1 | 4TXCC005DS3 | *UD2C100B9V5+RP | 33800 | 31000 | 18 | 11.7 | 8.2 | 1.81 | 83 | 66 | 210641223
AMERICAN STANDARD | 4A6V8X36A1 | 4TXCC005DS3 | *UD2C100A9V5+RP | 34200 | 31200 | 18 | 11.7 | 8.2 | 1.79 | 84 | 66 | 210641222
AMERICAN STANDARD | 4A6V8X48A1 | 4PX*CD60BS3 | *DD2C100A9V5+RP | 46500 | 43000 | 18 | 11.7 | 8.5 | 1.79 | 86 | 67 | 210641230
AMERICAN STANDARD | 4A6V8X36A1 | 4TXCC005DS3 | *DD2C100A9V5+RP | 32000 | 30400 | 18 | 11.2 | 8.2 | 1.78 | 83 | 65 | 210641224
AMERICAN STANDARD | 4A6V8X36A1 | 4TXCC005DS3 | *UD2C080B9V4+RP | 34000 | 31000 | 18 | 11.7 | 8.2 | 1.81 | 83 | 66 | 210641221
AMERICAN STANDARD | 4A6V8X36A1 | 4TXCB004DS3 | *UD2B080A9V3+RP | 33000 | 30800 | 18 | 11.5 | 8.1 | 1.77 | 83 | 66 | 210641216
AMERICAN STANDARD | 4A6V8X36A1 | 4TXCB006DS3 | *UD2B080A9V3+RP | 34000 | 31200 | 18 | 11.7 | 8.2 | 1.82 | 83 | 65 | 210641219
AMERICAN STANDARD | 4A6V8X36A1 | 4TXCC005DS3 | *UD2C080A9V4+RP | 34000 | 31000 | 18 | 11.7 | 8.2 | 1.81 | 83 | 66 | 210641220
AMERICAN STANDARD | 4A6V8X36A1 | 4TXCB006DS3 | *UD2B060A9V3+RP | 34400 | 31400 | 18 | 11.7 | 8.2 | 1.82 | 83 | 66 | 210641218
AMERICAN STANDARD | 4A6V8X36A1 | 4TXCB004DS3 | *DD2B060A9V3+RP | 31800 | 30600 | 17.5 | 10 | 8.1 | 1.75 | 84 | 66 | 210641217
AMERICAN STANDARD | 4A6V8X36A1 | 4TXCB004DS3 | *UD2B060A9V3+RP | 33400 | 31000 | 18 | 11.5 | 8.1 | 1.78 | 83 | 66 | 210641215
AMERICAN STANDARD | 4A6V8X36A1 | 4PX*DU48BS3 | *DD2D120A9V5+RP | 33200 | 30400 | 18 | 11.7 | 8.5 | 1.87 | 83 | 65 | 210641214
AMERICAN STANDARD | 4A6V8X36A1 | 4PX*CU48BS3 | *UD2C080B9V4+RP | 35000 | 31600 | 18 | 12 | 8.2 | 1.86 | 82 | 65 | 210641210
AMERICAN STANDARD | 4A6V8X36A1 | 4PX*CU42BS3 | *DD2C100A9V5+RP | 33400 | 30600 | 18 | 11.7 | 8.2 | 1.81 | 83 | 65 | 210641208
AMERICAN STANDARD | 4A6V8X36A1 | 4PX*CU48BS3 | *UD2C080A9V4+RP | 35200 | 31600 | 18 | 12 | 8.2 | 1.86 | 82 | 65 | 210641209
AMERICAN STANDARD | 4A6V8X36A1 | 4PX*CU48BS3 | *DD2C100A9V5+RP | 33000 | 30400 | 18 | 11.5 | 8.2 | 1.85 | 84 | 66 | 210641213
AMERICAN STANDARD | 4A6V8X36A1 | 4PX*CU42BS3 | *UD2C100A9V5+RP | 35200 | 32200 | 18 | 12 | 8.2 | 1.83 | 82 | 64 | 210641206
AMERICAN STANDARD | 4A6V8X36A1 | 4PX*CU48BS3 | *UD2C100B9V5+RP | 34800 | 31400 | 18 | 12 | 8.2 | 1.86 | 83 | 65 | 210641212
AMERICAN STANDARD | 4A6V8X36A1 | 4PX*CU48BS3 | *UD2C100A9V5+RP | 35200 | 31800 | 18 | 12 | 8.2 | 1.86 | 82 | 65 | 210641211
AMERICAN STANDARD | 4A6V8X36A1 | 4PX*CU42BS3 | *UD2C100B9V5+RP | 34800 | 32000 | 18 | 12 | 8.2 | 1.84 | 82 | 64 | 210641207
AMERICAN STANDARD | 4A6V8X36A1 | 4PX*CU42BS3 | *UD2C080B9V4+RP | 35000 | 32000 | 18 | 12 | 8.2 | 1.84 | 82 | 64 | 210641205
AMERICAN STANDARD | 4A6V8X36A1 | 4PX*CU42BS3 | *UD2C080A9V4+RP | 35200 | 32000 | 18 | 12 | 8.2 | 1.84 | 82 | 64 | 210641204
AMERICAN STANDARD | 4A6V8X36A1 | 4PX*CU36BS3 | *UD2C080B9V4+RP | 34000 | 31000 | 18 | 11.7 | 8.2 | 1.81 | 83 | 66 | 210641201
AMERICAN STANDARD | 4A6V8X36A1 | 4PX*CU36BS3 | *UD2C100A9V5+RP | 34200 | 31200 | 18 | 11.7 | 8.2 | 1.81 | 83 | 66 | 210641202
AMERICAN STANDARD | 4A6V8X36A1 | 4PX*CU36BS3 | *UD2C100B9V5+RP | 33800 | 31000 | 18 | 11.7 | 8.2 | 1.82 | 83 | 65 | 210641203
AMERICAN STANDARD | 4A6V8X36A1 | 4PX*CU36BS3 | *UD2C080A9V4+RP | 34000 | 31000 | 18 | 11.7 | 8.2 | 1.81 | 83 | 66 | 210641200
AMERICAN STANDARD | 4A6V8X36A1 | 4PX*BU48BS3 | *DD2B060A9V3+RP | 32200 | 30200 | 18 | 11.2 | 8.2 | 1.82 | 83 | 66 | 210641189
AMERICAN STANDARD | 4A6V8X36A1 | 4PX*BU48BS3 | *DD2B080A9V3+RP | 32400 | 30400 | 18 | 11.2 | 8.2 | 1.82 | 84 | 66 | 210641188
AMERICAN STANDARD | 4A6V8X36A1 | 4PX*BU42BS3 | *UD2B060A9V3+RP | 34400 | 32000 | 18 | 11.7 | 8.2 | 1.8 | 83 | 64 | 210641187
AMERICAN STANDARD | 4A6V8X36A1 | 4PX*BU36BS3 | *UD2B060A9V3+RP | 33400 | 31000 | 18 | 11.5 | 8.1 | 1.78 | 83 | 66 | 210641185
AMERICAN STANDARD | 4A6V8X36A1 | 4PX*BU42BS3 | *UD2B080A9V3+RP | 34000 | 31800 | 18 | 11.7 | 8.2 | 1.8 | 82 | 64 | 210641186
AMERICAN STANDARD | 4A6V8X36A1 | 4PX*BU36BS3 | *UD2B080A9V3+RP | 33000 | 30800 | 18 | 11.5 | 8.1 | 1.78 | 83 | 66 | 210641184
AMERICAN STANDARD | 4A6V8X36A1 | 4PX*BU36BS3 | *DD2B060A9V3+RP | 31800 | 30600 | 17.5 | 10 | 8.1 | 1.75 | 84 | 66 | 210641182
AMERICAN STANDARD | 4A6V8X36A1 | 4PX*BU36BS3 | *DD2B080A9V3+RP | 32000 | 30800 | 17.5 | 10 | 8.1 | 1.75 | 83 | 66 | 210641183
AMERICAN STANDARD | 4A6V8X24A1 | 4TXCB004DS3 | *UD2B080A9V3+RP | 23600 | 20200 | 18 | 12 | 8.2 | 1.87 | 84 | 64 | 210641175
AMERICAN STANDARD | 4A6V8X24A1 | 4TXCB004DS3 | *UD2B060A9V3+RP | 23800 | 20400 | 18 | 12 | 8.2 | 1.87 | 83 | 64 | 210641174
AMERICAN STANDARD | 4A6V8X24A1 | 4PX*BU36BS3 | *UD2B060A9V3+RP | 23800 | 20400 | 18 | 12 | 8.2 | 1.87 | 83 | 64 | 210641172
AMERICAN STANDARD | 4A6V8X24A1 | 4PX*BU36BS3 | *UD2B080A9V3+RP | 23600 | 20200 | 18 | 12 | 8.2 | 1.87 | 84 | 65 | 210641171
TRANE | 4TWL9036A1 | 4PX*BU48BS3 | L8V1B080U4VSA+RP | 37000 | 33800 | 17.5 | 11.2 | 8.7 | 2.28 | 70 | 56 | 210653334
TRANE | 4TWL9036A1 | 4PX*BU48BS3 | S9V2B040U3PSB+RP | 36600 | 33800 | 17.5 | 11.5 | 8.7 | 2.29 | 70 | 55 | 210653333
TRANE | 4TWL9036A1 | 4PX*BU48BS3 | S9V2B040U3VSA+RP | 36600 | 33800 | 17.5 | 11.5 | 8.7 | 2.29 | 70 | 55 | 210653332
TRANE | 4TWL9036A1 | 4PX*BU48BS3 | S9V2B060U3PSB+RP | 36400 | 33600 | 17.5 | 11.5 | 8.7 | 2.29 | 70 | 56 | 210653331
TRANE | 4TWL9036A1 | 4PX*BU48BS3 | S9V2B060U3VSA+RP | 36400 | 33600 | 17.5 | 11.5 | 8.7 | 2.29 | 70 | 56 | 210653330
TRANE | 4TWL9036A1 | 4PX*BU48BS3 | S9V2B080D4PSB+RP | 34200 | 32400 | 16 | 11 | 8.7 | 2.25 | 71 | 56 | 210653329
TRANE | 4TWL9036A1 | 4PX*BU48BS3 | S9V2B080D3VSA+RP | 34000 | 32600 | 16 | 10 | 8.7 | 2.23 | 71 | 56 | 210653328
TRANE | 4TWL9036A1 | 4PX*BU48BS3 | S9V2B080D3PSB+RP | 34000 | 32600 | 16 | 10 | 8.7 | 2.23 | 71 | 56 | 210653327
TRANE | 4TWL9036A1 | 4PX*BU48BS3 | S9V2B060D3PSB+RP | 34200 | 32600 | 16.5 | 10 | 8.7 | 2.24 | 71 | 56 | 210653326
TRANE | 4TWL9036A1 | 4PX*BU48BS3 | S9V2B040D3PSB+RP | 34200 | 32600 | 16 | 10 | 8.7 | 2.24 | 71 | 56 | 210653325
TRANE | 4TWL9036A1 | 4PX*BU48BS3 | *DD2B080ACV3 | 34400 | 32600 | 16 | 10 | 8.7 | 2.26 | 71 | 56 | 210653324
TRANE | 4TWL9036A1 | 4PX*BU48BS3 | S9V2B080U4VSA+RP | 36400 | 33600 | 17.5 | 11.7 | 8.7 | 2.3 | 70 | 55 | 210653323
TRANE | 4TWL9036A1 | 4PX*BU48BS3 | *UD2B060ACV3 | 36800 | 34000 | 17.5 | 11.2 | 8.7 | 2.28 | 70 | 56 | 210653322
TRANE | 4TWL9036A1 | 4PX*BU48BS3 | S9V2B060U4PSB+RP | 36600 | 33800 | 17.5 | 11.5 | 8.7 | 2.3 | 70 | 55 | 210653321
TRANE | 4TWL9036A1 | 4PX*BU42BS3 | L8V1A040U3VSA+RP | 35000 | 33200 | 16.5 | 11.2 | 8.5 | 2.2 | 69 | 55 | 210653317
TRANE | 4TWL9036A1 | 4PX*BU42BS3 | *UD2B060ACV3 | 36600 | 34400 | 17 | 11.2 | 8.7 | 2.27 | 70 | 55 | 210653320
TRANE | 4TWL9036A1 | 4PX*BU42BS3 | *UHMB080ACV3 | 36800 | 34200 | 17 | 11.5 | 8.7 | 2.28 | 70 | 55 | 210653318
TRANE | 4TWL9036A1 | 4PX*BU42BS3 | *UHMB060ACV3 | 36800 | 34400 | 17 | 11.2 | 8.7 | 2.28 | 69 | 55 | 210653319
TRANE | 4TWL9036A1 | 4PX*BU42BS3 | L8V1A060U3VSA+RP | 35200 | 33200 | 16.5 | 11.2 | 8.5 | 2.2 | 69 | 55 | 210653316
TRANE | 4TWL9036A1 | 4PX*BU42BS3 | L8V1B080U4VSA+RP | 36800 | 34400 | 17 | 11.2 | 8.7 | 2.27 | 69 | 55 | 210653315
TRANE | 4TWL9036A1 | 4PX*BU42BS3 | S9V2B040U3PSB+RP | 36400 | 34400 | 17 | 11.5 | 8.7 | 2.27 | 69 | 55 | 210653314
TRANE | 4TWL9036A1 | 4PX*BU42BS3 | S9V2B040U3VSA+RP | 36400 | 34400 | 17 | 11.5 | 8.7 | 2.27 | 69 | 55 | 210653313
TRANE | 4TWL9036A1 | 4PX*BU42BS3 | S9V2B060U3PSB+RP | 36400 | 34200 | 17 | 11.5 | 8.7 | 2.27 | 69 | 55 | 210653312
TRANE | 4TWL9036A1 | 4PX*BU42BS3 | S9V2B080U4PSB+RP | 36400 | 34200 | 17 | 11.5 | 8.7 | 2.28 | 69 | 54 | 210653311
TRANE | 4TWL9036A1 | 4PX*BU42BS3 | S9V2B080D3VSA+RP | 33400 | 32800 | 15.5 | 10 | 8.5 | 2.17 | 70 | 56 | 210653308
TRANE | 4TWL9036A1 | 4PX*BU42BS3 | S9V2B080D4PSB+RP | 33600 | 32800 | 15.5 | 10 | 8.5 | 2.19 | 70 | 56 | 210653309
TRANE | 4TWL9036A1 | 4PX*BU42BS3 | S9V2B080D4VSA+RP | 33600 | 32800 | 15.5 | 10 | 8.5 | 2.19 | 70 | 56 | 210653310
TRANE | 4TWL9036A1 | 4PX*BU42BS3 | S9V2B080D3PSB+RP | 33400 | 32800 | 15.5 | 10 | 8.5 | 2.18 | 70 | 56 | 210653307
TRANE | 4TWL9036A1 | 4PX*BU42BS3 | S9V2B040D3PSB+RP | 33600 | 32800 | 15.5 | 10 | 8.5 | 2.18 | 71 | 56 | 210653305
TRANE | 4TWL9036A1 | 4PX*BU42BS3 | S9V2B060D3PSB+RP | 33600 | 32800 | 16 | 10 | 8.5 | 2.19 | 70 | 56 | 210653306
TRANE | 4TWL9036A1 | 4PX*BU42BS3 | *DHMB060BCV3 | 33600 | 33000 | 15.5 | 10 | 8.5 | 2.2 | 70 | 56 | 210653303
TRANE | 4TWL9036A1 | 4PX*BU42BS3 | *DD2B080ACV3 | 33800 | 32800 | 15.5 | 10 | 8.5 | 2.2 | 71 | 56 | 210653302
TRANE | 4TWL9036A1 | 4PX*BU42BS3 | *DD2B060ACV3 | 34000 | 33000 | 15.5 | 10 | 8.5 | 2.16 | 71 | 56 | 210653301
TRANE | 4TWL9036A1 | 4PX*BU42BS3 | S9V2B080U4VSA+RP | 36400 | 34200 | 17 | 11.5 | 8.7 | 2.31 | 69 | 54 | 210653300
TRANE | 4TWL9036A1 | 4PX*BU42BS3 | S9V2B060U3VSA+RP | 36400 | 34200 | 17 | 11.5 | 8.7 | 2.27 | 69 | 55 | 210653299
TRANE | 4TWL9036A1 | 4PX*BU42BS3 | S9V2B060U4PSB+RP | 36600 | 34400 | 17 | 11.5 | 8.7 | 2.28 | 69 | 54 | 210653298
TRANE | 4TWL9036A1 | 4PX*BU36BS3 | S9V2B060U3VSA+RP | 35200 | 34200 | 17 | 11.2 | 8.5 | 2.2 | 69 | 55 | 210653297
TRANE | 4TWL9036A1 | 4PX*BU36BS3 | S9V2B040U3VSA+RP | 35400 | 34200 | 17 | 11.2 | 8.5 | 2.2 | 70 | 55 | 210653295
TRANE | 4TWL9036A1 | 4PX*BU36BS3 | S9V2B060U3PSB+RP | 35200 | 34200 | 17 | 11.2 | 8.5 | 2.2 | 69 | 55 | 210653296
TRANE | 4TWL9024A1 | 4PX*BU24BS3 | *DHMB080ACV3 | 22000 | 21600 | 15.5 | 11.2 | 8.2 | 2.02 | 67 | 52 | 210653248
TRANE | 4TWL9036A1 | 4PX*BU36BS3 | L8V1B080U4VSA+RP | 35600 | 34400 | 16.5 | 11 | 8.5 | 2.19 | 70 | 55 | 210653294
TRANE | 4TWL9036A1 | 4PX*BU36BS3 | L8V1A060U3VSA+RP | 34200 | 33000 | 16 | 11 | 8.2 | 2.13 | 70 | 55 | 210653293
TRANE | 4TWL9036A1 | 4PX*BU36BS3 | S9V2B080D4PSB+RP | 33200 | 33000 | 15.5 | 10 | 8.2 | 2.13 | 70 | 56 | 210653292
TRANE | 4TWL9036A1 | 4PX*BU36BS3 | S9V2B080D3PSB+RP | 33000 | 33200 | 15.5 | 10 | 8.2 | 2.12 | 70 | 55 | 210653290
TRANE | 4TWL9036A1 | 4PX*BU36BS3 | S9V2B080D3VSA+RP | 33000 | 33200 | 15.5 | 10 | 8.2 | 2.12 | 70 | 55 | 210653291
TRANE | 4TWL9036A1 | 4PX*BU36BS3 | S9V2B060D3PSB+RP | 33200 | 33200 | 15.5 | 10 | 8.2 | 2.13 | 70 | 55 | 210653289
TRANE | 4TWV0X48A1 | 4PX*CU60BS3 | S9V2C100U4PSB+RP | 46500 | 42000 | 19.5 | 11.7 | 8.5 | 1.8 | 86 | 67 | 210653530
TRANE | 4TWL9036A1 | 4PX*BU36BS3 | S9V2B040D3PSB+RP | 33200 | 33200 | 15.5 | 10 | 8.2 | 2.13 | 70 | 56 | 210653288
TRANE | 4TWL9036A1 | 4PX*BU36BS3 | *DD2B080ACV3 | 33400 | 33200 | 15.5 | 10 | 8.2 | 2.16 | 70 | 55 | 210653286
TRANE | 4TWL9036A1 | 4PX*BU36BS3 | L8V1A040U3VSA+RP | 34000 | 33000 | 16.5 | 11 | 8.2 | 2.14 | 69 | 55 | 210653285
TRANE | 4TWL9036A1 | 4PX*BU36BS3 | *DHMB060BCV3 | 33200 | 33400 | 15.5 | 10 | 8.2 | 2.13 | 70 | 56 | 210653287
TRANE | 4TWL9036A1 | 4PX*BU36BS3 | *DD2B060ACV3 | 33600 | 33200 | 15.5 | 10 | 8.2 | 2.12 | 70 | 56 | 210653284
TRANE | 4TWL9036A1 | 4PX*BU36BS3 | S9V2B080U4VSA+RP | 35200 | 34000 | 16.5 | 11.2 | 8.5 | 2.21 | 69 | 55 | 210653283
TRANE | 4TWL9036A1 | 4PX*BD42BS3+HORIZ-RT | *UD2B080ACV3 | 36600 | 34200 | 17 | 11.2 | 8.2 | 2.12 | 70 | 55 | 210653280
TRANE | 4TWL9036A1 | 4PX*BD42BS3+HORIZ-RT | *UD2B060ACV3 | 37000 | 34400 | 17 | 11.2 | 8.2 | 2.12 | 69 | 55 | 210653279
TRANE | 4TWL9036A1 | 4PX*BD42BS3 | *DHMB080ACV3 | 36800 | 34400 | 17 | 11.5 | 8.2 | 2.13 | 69 | 55 | 210653277
TRANE | 4TWL9036A1 | 4PX*BD42BS3 | S9V2B040D3PSB+RP | 36800 | 34200 | 17 | 11.5 | 8.2 | 2.13 | 70 | 55 | 210653278
TRANE | 4TWL9036A1 | 4PX*BD42BS3 | *DHMB060BCV3 | 36800 | 34400 | 17 | 11.2 | 8.2 | 2.12 | 69 | 55 | 210653276
TRANE | 4TWL9036A1 | 4PX*BD42BS3 | S9V2B060D3PSB+RP | 36600 | 34200 | 17.5 | 11.5 | 8.2 | 2.13 | 69 | 54 | 210653275
TRANE | 4TWL9036A1 | 4PX*BD42BS3 | S9V2B080D3PSB+RP | 36600 | 34200 | 17 | 11.5 | 8.2 | 2.13 | 69 | 54 | 210653274
TRANE | 4TWL9036A1 | 4PX*BD42BS3 | S9V2B080D3VSA+RP | 36600 | 34200 | 17 | 11.5 | 8.2 | 2.12 | 69 | 55 | 210653273
TRANE | 4TWL9036A1 | 4PX*BD36BS3 | S9V2B080D3VSA+RP | 35200 | 34800 | 17 | 11.2 | 8.2 | 2.11 | 68 | 54 | 210653271
TRANE | 4TWL9036A1 | 4PX*BD42BS3 | S9V2B080D4PSB+RP | 36800 | 34200 | 17 | 11.7 | 8.2 | 2.14 | 69 | 54 | 210653272
TRANE | 4TWL9024A1 | 4TXCB003DS3 | L8V1A060U3VSA+RP | 22800 | 20400 | 17 | 11.7 | 8.7 | 2.25 | 68 | 53 | 210653269
TRANE | 4TWL9024A1 | 4TXCB003DS3 | L8V1A040U3VSA+RP | 22800 | 20800 | 16.5 | 11.7 | 8.7 | 2.23 | 67 | 52 | 210653268
TRANE | 4TWL9024A1 | 4PX*BU42BS3 | S9V2B060U4PSB+RP | 24000 | 20600 | 17.5 | 12.5 | 8.7 | 2.36 | 67 | 53 | 210653265
TRANE | 4TWL9024A1 | 4TXCB003DS3 | S9V2B080D3VSA+RP | 21600 | 20400 | 15.5 | 11.2 | 8.7 | 2.21 | 68 | 53 | 210653267
TRANE | 4TWL9024A1 | 4TXCA002DS3 | L8V1A060U3VSA+RP | 22600 | 22000 | 16 | 10 | 8.2 | 2 | 67 | 52 | 210653266
TRANE | 4TWL9024A1 | 4PX*BU30BS3 | L8V1A040U3VSA+RP | 22800 | 20800 | 16.5 | 11.7 | 8.7 | 2.23 | 67 | 52 | 210653260
TRANE | 4TWL9024A1 | 4PX*BU42BS3 | S9V2B060U3VSA+RP | 23800 | 20400 | 17.5 | 12.5 | 8.7 | 2.36 | 67 | 53 | 210653264
TRANE | 4TWL9024A1 | 4PX*BU30BS3 | S9V2B040U3VSA+RP | 23400 | 21400 | 17 | 12 | 8.7 | 2.31 | 67 | 52 | 210653263
TRANE | 4TWL9024A1 | 4PX*BU30BS3 | L8V1A060U3VSA+RP | 22800 | 20800 | 17 | 11.7 | 8.7 | 2.24 | 67 | 52 | 210653261
TRANE | 4TWL9024A1 | 4PX*BU30BS3 | S9V2B060U3VSA+RP | 23200 | 21400 | 17 | 12 | 8.7 | 2.33 | 66 | 52 | 210653259
TRANE | 4TWL9024A1 | 4PX*BU30BS3 | S9V2B060D3PSB+RP | 21600 | 20400 | 15.5 | 11.5 | 8.7 | 2.24 | 68 | 53 | 210653256
TRANE | 4TWL9024A1 | 4PX*BU30BS3 | *DHMB060BCV3 | 21800 | 20400 | 16 | 11.2 | 8.7 | 2.25 | 68 | 53 | 210653258
TRANE | 4TWL9024A1 | 4PX*BU30BS3 | S9V2B080D3PSB+RP | 21600 | 20400 | 15.5 | 11.2 | 8.7 | 2.23 | 68 | 53 | 210653257
TRANE | 4TWL9024A1 | 4PX*BU30BS3 | S9V2B040D3PSB+RP | 21800 | 20600 | 15.5 | 11.2 | 8.7 | 2.24 | 67 | 53 | 210653255
TRANE | 4TWV0X48A1 | 4PX*CU60BS3 | *UD2C080A9V4+RP | 45500 | 42000 | 19 | 11.7 | 8.2 | 1.79 | 86 | 67 | 210640868
TRANE | 4TWV0X48A1 | 4PX*CU60BS3 | *UD2C100A9V5+RP | 45500 | 42000 | 19 | 11.7 | 8.2 | 1.76 | 86 | 70 | 210640869
TRANE | 4TWV0X48A1 | 4PX*CU48BS3 | *UD2C080B9V4+RP | 45500 | 43000 | 18.5 | 11.2 | 8.2 | 1.75 | 85 | 66 | 210640865
TRANE | 4TWV0X48A1 | 4PX*CU60BS3 | *UD2C100B9V5+RP | 46000 | 42000 | 19 | 11.5 | 8.2 | 1.79 | 87 | 68 | 210640871
TRANE | 4TWV0X48A1 | 4PX*CU60BS3 | *UD2C080B9V4+RP | 46000 | 42500 | 19 | 11.5 | 8.2 | 1.8 | 85 | 66 | 210640870
TRANE | 4TWV0X48A1 | 4PX*DD60BS3 | *DD2D120A9V5+RP | 46000 | 42500 | 19 | 11.2 | 8.2 | 1.77 | 86 | 67 | 210640873
TRANE | 4TWV0X48A1 | 4PX*DD60BS3+HORIZ-RT | *UD2D120A9V5+RP | 44500 | 42000 | 19 | 11.5 | 8.2 | 1.76 | 85 | 66 | 210640876
TRANE | 4TWV0X48A1 | 4PX*DU48BS3 | *UD2D120A9V5+RP | 44500 | 42000 | 19 | 11.7 | 8.2 | 1.75 | 86 | 67 | 210640883
TRANE | 4TWV0X48A1 | 4PX*DU60BS3 | *UD2C080B9V4+RP | 45000 | 41000 | 18.5 | 11.7 | 8.2 | 1.75 | 85 | 66 | 210640887
TRANE | 4TWV0X48A1 | 4TXCC007DS3 | *UD2C080B9V4+RP | 45500 | 43000 | 18.5 | 11.2 | 8.2 | 1.75 | 85 | 66 | 210640892
TRANE | 4TWV0X48A1 | 4PX*DU60BS3 | *UD2D120A9V5+RP | 46500 | 42000 | 19.5 | 11.7 | 8.5 | 1.8 | 86 | 67 | 210640884
TRANE | 4TWV0X48A1 | 4TXCC009DS3 | *UD2C080B9V4+RP | 46000 | 42500 | 19 | 11.5 | 8.2 | 1.8 | 85 | 66 | 210640894
TRANE | 4TWV0X48A1 | 4TXCC009DS3 | *UD2C100A9V5+RP | 45500 | 42000 | 19 | 11.7 | 8.2 | 1.78 | 86 | 67 | 210640896
TRANE | 4TWV0X48A1 | 4TXCC009DS3 | *UD2C100B9V5+RP | 46000 | 42000 | 19 | 11.5 | 8.2 | 1.79 | 87 | 68 | 210640895
TRANE | 4TWV0X48A1 | 4TXCD010DS3 | *UD2C080B9V4+RP | 45000 | 41000 | 18.5 | 11.7 | 8.2 | 1.75 | 85 | 66 | 210640903
TRANE | 4TWV0X48A1 | 4TXCD010DS3 | *UD2D120A9V5+RP | 46500 | 42000 | 19.5 | 11.7 | 8.5 | 1.8 | 86 | 67 | 210640905
TRANE | 4TWV0X48A1 | 4TXCD008DS3 | *UD2D120A9V5+RP | 44500 | 42000 | 19 | 11.7 | 8.2 | 1.75 | 86 | 67 | 210640901
TRANE | 4TWV0X48A1 | 4TXCC009DS3 | *UD2C080A9V4+RP | 46500 | 42500 | 19 | 11.5 | 8.2 | 1.78 | 86 | 67 | 210640893
TRANE | 4TWV8X24A1 | 4PX*BU36BS3 | *UD2B080A9V3+RP | 23600 | 20200 | 18 | 12 | 8.2 | 1.87 | 84 | 65 | 210640923
TRANE | 4TWV8X24A1 | 4PX*BU36BS3 | *UD2B060A9V3+RP | 23800 | 20400 | 18 | 12 | 8.2 | 1.87 | 83 | 64 | 210640924
TRANE | 4TWV8X24A1 | 4TXCB004DS3 | *UD2B080A9V3+RP | 23600 | 20200 | 18 | 12 | 8.2 | 1.87 | 84 | 64 | 210640927
TRANE | 4TWV8X36A1 | 4PX*BU36BS3 | *DD2B080A9V3+RP | 32000 | 30800 | 17.5 | 10 | 8.1 | 1.75 | 83 | 66 | 210640935
AMERICAN STANDARD | 4A6V8X48A1 | 4TXCD010DS3 | S9V2C100U4VSA+RP | 45000 | 42000 | 18 | 11.7 | 8.5 | 1.8 | 85 | 66 | 207590209
AMERICAN STANDARD | 4A6V8X48A1 | 4TXCC009DS3 | S9V2C100U4VSA+RP | 46500 | 43000 | 18 | 11.7 | 8.5 | 1.85 | 86 | 67 | 207590206
AMERICAN STANDARD | 4A6V8X48A1 | 4TXCD010DS3 | S9V2D120U5VSA+RP | 47000 | 43000 | 18 | 12 | 8.5 | 1.87 | 86 | 67 | 207590208
AMERICAN STANDARD | 4A6V8X48A1 | 4TXCC007DS3 | S9V2C100U4VSA+RP | 45500 | 43500 | 18 | 11.5 | 8.5 | 1.82 | 86 | 67 | 207590203
AMERICAN STANDARD | 4A6V8X48A1 | 4PX*DU60BS3 | S9V2C100U4VSA+RP | 45000 | 42000 | 18 | 11.7 | 8.5 | 1.8 | 85 | 66 | 207590202
AMERICAN STANDARD | 4A6L9048A1 | TEM8A0D60V51+TDR |  | 46500 | 44000 | 19 | 11.5 | 9 | 2.31 | 73 | 58 | 207335059
AMERICAN STANDARD | 4A6L9048A1 | 4PX*CU48BS3 | *DD2C100ACV5 | 44000 | 42500 | 18 | 11 | 8.7 | 2.16 | 74 | 60 | 207259420
AMERICAN STANDARD | 4A6V8X48A1 | 4PX*DU60BS3 | S9V2D120U5VSA+RP | 47000 | 43000 | 18 | 12 | 8.5 | 1.87 | 86 | 67 | 207590201
AMERICAN STANDARD | 4A6L9024A1 | 4TXCB003DS3 | S9V2B040U3VSA+RP | 23400 | 21400 | 17 | 12 | 8.7 | 2.31 | 67 | 52 | 207062439
AMERICAN STANDARD | 4A6L9048A1 | 4TXFH064AZ3 | *UD2C080ACV4 | 48000 | 42500 | 19 | 11.7 | 8.7 | 2.23 | 74 | 60 | 206392943
AMERICAN STANDARD | 4A6L9024A1 | 4TXCB003DS3 | S9V2B060U3VSA+RP | 23200 | 21400 | 17 | 12 | 8.7 | 2.27 | 67 | 52 | 206909921
AMERICAN STANDARD | 4A6L9048A1 | TEM8A0D48V41+TDR |  | 47000 | 44000 | 19 | 11.7 | 9 | 2.32 | 73 | 58 | 201922738
AMERICAN STANDARD | 4A6L9048A1 | 4PX*CU60BS3 | S9V2C100D4PSB+RP | 44000 | 41000 | 17.5 | 10 | 8.7 | 2.21 | 75 | 61 | 202544296
AMERICAN STANDARD | 4A6L9048A1 | 4PX*CU42BS3 | *DHMC100ACV4 | 45000 | 43000 | 18 | 11 | 8.2 | 2.08 | 75 | 60 | 202586183
AMERICAN STANDARD | 4A6L9048A1 | TAM9A0C60V51 |  | 48000 | 43500 | 19 | 12 | 9 | 2.28 | 73 | 58 | 201922735
AMERICAN STANDARD | 4A6L9048A1 | 4TXCD010DS3 | *UD2D140ACV5 | 48500 | 43500 | 19 | 11.7 | 8.7 | 2.28 | 73 | 58 | 201922724
AMERICAN STANDARD | 4A6L9048A1 | 4PX*CU42BS3 | *DD2C100ACV5 | 45000 | 43000 | 18 | 11.2 | 8.2 | 2.08 | 74 | 60 | 202586182
AMERICAN STANDARD | 4A6L9048A1 | TAM9A0C42V41 |  | 47000 | 43500 | 19 | 12 | 8.7 | 2.09 | 73 | 58 | 201922734
AMERICAN STANDARD | 4A6L9048A1 | 4TXCD010DS3 | *UD2C100ACV5 | 47500 | 42000 | 19 | 11.5 | 8.5 | 2.17 | 74 | 60 | 201922729
AMERICAN STANDARD | 4A6L9048A1 | 4TXCD010DS3 | *UHMC100ACV4 | 47000 | 42000 | 19 | 12 | 8.7 | 2.21 | 73 | 59 | 201922723
AMERICAN STANDARD | 4A6L9048A1 | 4TXCD010DS3 | *UHMD120ACV5 | 48500 | 43000 | 19 | 12 | 8.7 | 2.29 | 73 | 59 | 201922722
AMERICAN STANDARD | 4A6L9048A1 | 4TXCD010DS3 | *UD2D120ACV5 | 48500 | 43500 | 19 | 11.7 | 8.7 | 2.26 | 74 | 59 | 201922727
TRANE | 4TWL9048A1 | TAM9A0C60V51 |  | 48000 | 43500 | 19 | 12 | 9 | 2.28 | 73 | 58 | 201922156
TRANE | 4TWL9048A1 | 4TXCD010DS3 | *UD2D120ACV5 | 48500 | 43500 | 19 | 11.7 | 8.7 | 2.26 | 74 | 59 | 201922148
TRANE | 4TWL9048A1 | 4TXCD010DS3 | *UHMC100ACV4 | 47000 | 42000 | 19 | 12 | 8.7 | 2.21 | 73 | 59 | 201922144
TRANE | 4TWL9048A1 | TAM9A0C42V41 |  | 47000 | 43500 | 19 | 12 | 8.7 | 2.09 | 73 | 58 | 201922155
TRANE | 4TWL9048A1 | 4TXCD010DS3 | *UD2C100ACV5 | 47500 | 42000 | 19 | 11.5 | 8.5 | 2.17 | 74 | 60 | 201922150
TRANE | 4TWL9048A1 | 4TXCD010DS3 | *UHMD120ACV5 | 48500 | 43000 | 19 | 12 | 8.7 | 2.29 | 73 | 59 | 201922143
TRANE | 4TWL9048A1 | 4TXCD010DS3 | *UD2D140ACV5 | 48500 | 43500 | 19 | 11.7 | 8.7 | 2.28 | 73 | 58 | 201922145
TRANE | 4TWL9048A1 | 4TXCD010DS3 | S9V2C080U5PSB+RP | 47000 | 42000 | 19 | 11.7 | 8.7 | 2.21 | 73 | 59 | 201922142
TRANE | 4TWL9048A1 | 4PX*DU60BS3 | *UHMC100ACV4 | 47000 | 42000 | 19 | 12 | 8.7 | 2.21 | 73 | 59 | 201922028
TRANE | 4TWL9048A1 | 4PX*DU60BS3 | *UD2D120ACV5 | 48500 | 43500 | 19 | 11.7 | 8.7 | 2.26 | 74 | 59 | 201922050
TRANE | 4TWL9048A1 | 4PX*DU60BS3 | *UD2C100ACV5 | 47500 | 42000 | 19 | 11.5 | 8.5 | 2.18 | 74 | 60 | 201922053
TRANE | 4TWL9048A1 | 4PX*DU60BS3 | *UD2C080ACV4 | 47000 | 42000 | 19 | 11.7 | 8.7 | 2.21 | 73 | 59 | 201922056
TRANE | 4TWL9048A1 | 4PX*DU60BS3 | *UD2D140ACV5 | 48500 | 43500 | 19 | 11.7 | 9 | 2.28 | 73 | 58 | 201922034
TRANE | 4TWL9048A1 | 4PX*DU48BS3 | S9V2D120U5PSB+RP | 47500 | 44000 | 18 | 11.7 | 9 | 2.28 | 73 | 58 | 201922011
TRANE | 4TWV0X48A1 | 4PX*DU60BS3 | S9V2D120U5VSA+RP | 47000 | 42000 | 19.5 | 11.7 | 8.5 | 1.82 | 86 | 67 | 207526440
TRANE | 4TWL9048A1 | 4PX*DU60BS3 | S9V2C080U5PSB+RP | 47000 | 42000 | 19 | 11.7 | 8.7 | 2.21 | 74 | 59 | 201922014
TRANE | 4TWV0X48A1 | 4PX*DU60BS3 | S9V2C100U4VSA+RP | 45000 | 41000 | 19 | 11.7 | 8.2 | 1.75 | 86 | 67 | 207526439
TRANE | 4TWL9048A1 | 4PX*DU48BS3 | S9V2C100U5PSB+RP | 46000 | 42500 | 18.5 | 11.7 | 8.7 | 2.19 | 73 | 59 | 201922010
TRANE | 4TWV0X48A1 | 4PX*CU60BS3 | S9V2C100U4VSA+RP | 46500 | 42000 | 19.5 | 11.7 | 8.5 | 1.8 | 86 | 67 | 207526436
TRANE | 4TWV0X48A1 | 4PX*CU48BS3 | S9V2C100U4VSA+RP | 45500 | 42500 | 19.5 | 11.5 | 8.2 | 1.75 | 86 | 67 | 207526434
TRANE | 4TWV0X36A1 | 4TXCC005DS3 | S9V2C100U4VSA+RP | 34400 | 31400 | 20 | 12 | 8.5 | 1.81 | 83 | 64 | 207526431
TRANE | 4TWL9048A1 | 4TXCD010DS3 | S9V2C100U4PSB+RP | 47000 | 42000 | 19 | 11.7 | 8.7 | 2.21 | 73 | 59 | 201922141
TRANE | 4TWL9048A1 | 4TXCD010DS3 | S9V2D120U5PSB+RP | 49000 | 43000 | 18 | 12 | 9 | 2.3 | 74 | 59 | 201922139
TRANE | 4TWV0X36A1 | 4TXCC005DS3 | S9V2C100D4VSA+RP | 32200 | 30800 | 18 | 11.5 | 8.2 | 1.76 | 82 | 64 | 207526430
TRANE | 4TWL9048A1 | 4TXCD010DS3 | *UD2C080ACV4 | 47000 | 42000 | 19 | 11.7 | 8.7 | 2.21 | 73 | 59 | 201922135
TRANE | 4TWL9048A1 | 4TXCD010DS3 | S9V2D120D5PSB+RP | 44500 | 41000 | 16.5 | 11 | 9 | 2.24 | 75 | 61 | 201922134
TRANE | 4TWL9048A1 | 4TXCD010DS3 | *DD2C100ACV5 | 43000 | 40500 | 17 | 10 | 8.5 | 2.12 | 74 | 60 | 201922132
TRANE | 4TWL9048A1 | 4TXCD010DS3 | *DD2D120ACV5 | 44000 | 41000 | 17.5 | 11 | 8.7 | 2.2 | 75 | 61 | 201922131
TRANE | 4TWL9048A1 | 4TXCD010DS3 | *DHMC100ACV4 | 43000 | 43000 | 17 | 10 | 8.5 | 2.12 | 70 | 57 | 201922130
TRANE | 4TWL9048A1 | 4TXCD010DS3 | *DHMD120BCV5 | 44500 | 41500 | 17.5 | 11 | 8.7 | 2.21 | 75 | 61 | 201922129
AMERICAN STANDARD | 4A6V8X48A1 | 4PX*CU48BS3 | S9V2C100U4VSA+RP | 45500 | 43500 | 18 | 11.5 | 8.5 | 1.82 | 86 | 67 | 207590195
AMERICAN STANDARD | 4A6V8X48A1 | 4PX*DD60BS3 | S9V2C100D4VSA+RP | 44000 | 42000 | 18 | 11.5 | 8.2 | 1.76 | 85 | 66 | 207590200
AMERICAN STANDARD | 4A6V8X48A1 | 4PX*CU60BS3 | S9V2C100U4VSA+RP | 46500 | 43000 | 18 | 11.7 | 8.5 | 1.85 | 86 | 67 | 207590197
AMERICAN STANDARD | 4A6V8X48A1 | 4PX*CD60BS3 | S9V2C100D4VSA+RP | 46500 | 43000 | 18 | 11.7 | 8.5 | 1.78 | 86 | 67 | 207590194
AMERICAN STANDARD | 4A6V0X48A1 | 4TXCD010DS3 | S9V2C100U4VSA+RP | 45000 | 41000 | 19 | 11.7 | 8.2 | 1.75 | 86 | 67 | 207590160
AMERICAN STANDARD | 4A6V0X48A1 | 4TXCD010DS3 | S9V2D120U5VSA+RP | 47000 | 42000 | 19.5 | 11.7 | 8.5 | 1.82 | 86 | 67 | 207590159
AMERICAN STANDARD | 4A6L9048A1 | 4TXCD010DS3 | S9V2D120U5PSB+RP | 49000 | 43000 | 18 | 12 | 9 | 2.3 | 74 | 59 | 201922718
AMERICAN STANDARD | 4A6L9048A1 | 4TXCD010DS3 | S9V2C100U4PSB+RP | 47000 | 42000 | 19 | 11.7 | 8.7 | 2.21 | 73 | 59 | 201922720
AMERICAN STANDARD | 4A6L9048A1 | 4TXCD010DS3 | S9V2C080U5PSB+RP | 47000 | 42000 | 19 | 11.7 | 8.7 | 2.21 | 73 | 59 | 201922721
AMERICAN STANDARD | 4A6L9048A1 | 4TXCD010DS3 | *UD2C080ACV4 | 47000 | 42000 | 19 | 11.7 | 8.7 | 2.21 | 73 | 59 | 201922714
AMERICAN STANDARD | 4A6L9048A1 | 4TXCD010DS3 | *DD2C100ACV5 | 43000 | 40500 | 17 | 10 | 8.5 | 2.12 | 74 | 60 | 201922711
AMERICAN STANDARD | 4A6L9048A1 | 4TXCD010DS3 | S9V2D120D5PSB+RP | 44500 | 41000 | 16.5 | 11 | 9 | 2.24 | 75 | 61 | 201922713
AMERICAN STANDARD | 4A6L9048A1 | 4TXCD010DS3 | *DHMC100ACV4 | 43000 | 43000 | 17 | 10 | 8.5 | 2.12 | 70 | 57 | 201922709
TRANE | 4TWL9048A1 | 4PX*DU48BS3 | *UHMC100ACV4 | 46000 | 42500 | 19 | 11.7 | 8.7 | 2.19 | 73 | 59 | 201922008
AMERICAN STANDARD | 4A6L9048A1 | 4TXCD010DS3 | *DD2D120ACV5 | 44000 | 41000 | 17.5 | 11 | 8.7 | 2.2 | 75 | 61 | 201922710
TRANE | 4TWL9048A1 | 4PX*DU48BS3 | S9V2C100U4PSB+RP | 46000 | 42500 | 19 | 11.7 | 8.7 | 2.2 | 73 | 59 | 201922009
TRANE | 4TWL9048A1 | 4PX*DU48BS3 | *UD2C080ACV4 | 46000 | 42500 | 19 | 11.7 | 8.7 | 2.19 | 73 | 59 | 201922004
TRANE | 4TWL9048A1 | 4PX*DU48BS3 | *UD2C100ACV5 | 46000 | 43000 | 19 | 11.5 | 8.7 | 2.18 | 73 | 59 | 201922003
TRANE | 4TWL6036A1 | 4TXCD008DS3 | S8X2D120M5PSC | 36000 | 32800 | 15.2 | 12 | 8.1 | 2.15 | 65 | 50 | 211214903
TRANE | 4TWL6036A1 | TEM8B0C60V51+TDR |  | 37800 | 33200 | 15.2 | 12 | 8.1 | 2.2 | 64 | 49 | 211214912
TRANE | 4TWL6036A1 | TEM4A0C43M41+TDR |  | 35800 | 33200 | 15.2 | 12 | 8.1 | 2.18 | 65 | 50 | 211214909
TRANE | 4TWL6036A1 | TAMXB0C36V31 |  | 36400 | 33000 | 15.2 | 12 | 8.1 | 2.16 | 65 | 50 | 211214907
TRANE | 4TWL6036A1 | 4TXCC009DS3 | *UD2C100B9V5 | 37400 | 33400 | 15.2 | 12 | 8.1 | 2.12 | 65 | 50 | 211214892
TRANE | 4TWL6036A1 | 4TXCD008DS3 | S8X1D120M5PTC | 36000 | 32800 | 15.2 | 12 | 8.1 | 2.15 | 65 | 50 | 211214902
TRANE | 4TWL6036A1 | TEM6B0C60H51+TDR |  | 37400 | 33000 | 15.2 | 12 | 8.1 | 2.2 | 65 | 50 | 211214911
TRANE | 4TWL6036A1 | TEM6A0C48H41+TDR |  | 37800 | 33200 | 15.2 | 12 | 8.1 | 2.19 | 65 | 50 | 211214910
TRANE | 4TWL6036A1 | TEM4A0C42S41+TDR |  | 37400 | 34600 | 15.2 | 12 | 8.1 | 2.15 | 64 | 49 | 211214908
TRANE | 4TWL6036A1 | 4TXCD008DS3 | S9X1D120U5PSB | 37200 | 33400 | 15.2 | 12 | 8.1 | 2.16 | 65 | 50 | 211214905
TRANE | 4TWL6036A1 | 4TXCD008DS3 | S8X2D120M5PTC | 36000 | 32800 | 15.2 | 12 | 8.1 | 2.15 | 65 | 50 | 211214904
TRANE | 4TWL6036A1 | TAMXB0B30V31 |  | 35600 | 33200 | 15.2 | 12 | 8.1 | 2.19 | 66 | 51 | 211214906
TRANE | 4TWL6036A1 | 4TXCC009DS3 | *UD2C100A9V5 | 37600 | 33400 | 15.2 | 12 | 8.1 | 2.1 | 65 | 50 | 211214894
TRANE | 4TWL6036A1 | 4TXCD008DS3 | *UD2D140ACV5 | 36400 | 33000 | 15.2 | 12 | 8.1 | 2.16 | 65 | 50 | 211214901
TRANE | 4TWL6036A1 | 4TXCD008DS3 | S9X2D120U5PSB | 37200 | 33400 | 15.2 | 12 | 8.1 | 2.16 | 65 | 50 | 211214900
TRANE | 4TWL6036A1 | 4TXCC009DS3 | S8X2C080M5PTC | 37600 | 33200 | 15.2 | 12 | 8.1 | 2.13 | 65 | 50 | 211214877
TRANE | 4TWL6036A1 | 4TXCD008DS3 | *UD2D120ACV5 | 36200 | 33000 | 15.2 | 12 | 8.1 | 2.16 | 65 | 49 | 211214899
AMERICAN STANDARD | 4A6L5030N1 | 4PX*BU36BS3 | S8X1B080M4PSC | 29600 | 27000 | 15.2 | 12 | 8.1 | 2.16 | 67 | 53 | 210793310
AMERICAN STANDARD | 4A6L5030N1 | 4PX*BU36BS3 | S8X1B060M4PTC | 29600 | 27000 | 15.2 | 12 | 8.1 | 2.17 | 67 | 53 | 210793309
AMERICAN STANDARD | 4A6L5030N1 | 4PX*BU36BS3 | S8V2B080M4PCA | 30000 | 27400 | 15.2 | 12 | 8.1 | 2.16 | 67 | 53 | 210793303
AMERICAN STANDARD | 4A6L5030N1 | 4PX*BU36BS3 | S8V2B060M4PCA | 29600 | 27000 | 15.2 | 12 | 8.1 | 2.17 | 67 | 53 | 210793302
AMERICAN STANDARD | 4A6L5030N1 | 4PX*BU36BS3 | S8X1A040M3PTC | 28400 | 26600 | 15.2 | 12 | 8.1 | 2.13 | 67 | 52 | 210793305
AMERICAN STANDARD | 4A6L5030N1 | 4PX*BU36BS3 | S8X1A040M3PSC | 28400 | 26600 | 15.2 | 12 | 8.1 | 2.13 | 67 | 52 | 210793304
AMERICAN STANDARD | 4A6L5030N1 | 4PX*BU36BS3 | L8X1B080U4XSA | 30000 | 27400 | 15.2 | 12 | 8.1 | 2.16 | 67 | 53 | 210793295
AMERICAN STANDARD | 4A6L5030N1 | 4PX*BU36BS3 | *UHMB060ACV3 | 29800 | 27000 | 15.2 | 12 | 8.1 | 2.18 | 67 | 53 | 210793289
AMERICAN STANDARD | 4A6L5030N1 | 4PX*BU36BS3 | *UHMB080ACV3 | 29400 | 26800 | 16 | 12 | 8.1 | 2.2 | 67 | 52 | 210793290
AMERICAN STANDARD | 4A6L5030N1 | 4PX*BU30BS3 | S8X1B040M2PTC | 28800 | 29600 | 15.2 | 12 | 8.1 | 2.11 | 65 | 50 | 210793284
AMERICAN STANDARD | 4A6L5030N1 | 4PX*BU36BS3 | *UD2B060ACV3 | 29400 | 27000 | 15.2 | 12 | 8.1 | 2.18 | 67 | 53 | 210793287
AMERICAN STANDARD | 4A6L5030N1 | 4PX*BU36BS3 | S8X1B080M4PTC | 29600 | 27000 | 15.2 | 12 | 8.1 | 2.16 | 67 | 53 | 210793286
AMERICAN STANDARD | 4A6L5030N1 | 4PX*BU30BS3 | S8X1B060M4PSC | 29200 | 29600 | 15.2 | 12 | 8.1 | 2.12 | 65 | 50 | 210793285
AMERICAN STANDARD | 4A6L5030N1 | 4PX*BU30BS3 | S8V2B080M4PCA | 28800 | 29400 | 15.2 | 12 | 8.1 | 2.14 | 65 | 50 | 210793280
AMERICAN STANDARD | 4A6L5030N1 | 4PX*BU30BS3 | S8V2B060M4PCA | 28800 | 29400 | 15.2 | 12 | 8.1 | 2.13 | 65 | 50 | 210793279
AMERICAN STANDARD | 4A6L5030N1 | 4PX*BU30BS3 | S8X1B040M2PSC | 28800 | 29600 | 15.2 | 12 | 8.1 | 2.11 | 65 | 50 | 210793283
AMERICAN STANDARD | 4A6L5030N1 | 4PX*BU30BS3 | S8X1A040M3PTC | 27600 | 29000 | 15.2 | 12 | 8.1 | 2.09 | 65 | 50 | 210793282
AMERICAN STANDARD | 4A6L5030N1 | 4TXCB003DS3 | S8V2A040M3PCA | 27800 | 29200 | 15.2 | 12 | 8.1 | 2.09 | 65 | 50 | 210793553
AMERICAN STANDARD | 4A6L5030N1 | 4PX*BU30BS3 | S8X1A040M3PSC | 27600 | 29000 | 15.2 | 12 | 8.1 | 2.09 | 65 | 50 | 210793281
AMERICAN STANDARD | 4A6L5030N1 | 4PX*BU30BS3 | L8V1B080U4VSA | 28800 | 29600 | 15.2 | 12 | 8.1 | 2.12 | 65 | 50 | 210793271
AMERICAN STANDARD | 4A6L5030N1 | 4PX*BU30BS3 | L8X1B080U4XSA | 29600 | 29600 | 15.2 | 12 | 8.1 | 2.1 | 66 | 51 | 210793273
AMERICAN STANDARD | 4A6L5030N1 | 4PX*BU30BS3 | L8X1B060U3XSA | 28800 | 29600 | 15.2 | 12 | 8.1 | 2.11 | 65 | 50 | 210793272
AMERICAN STANDARD | 4A6L5030N1 | 4PX*BU30BS3 | *UD2B080ACV3 | 29200 | 29400 | 15.2 | 12 | 8.1 | 2.12 | 66 | 50 | 210793266
AMERICAN STANDARD | 4A6L5030N1 | 4PX*BU30BS3 | *UHMB080ACV3 | 28800 | 29400 | 15.2 | 12 | 8.1 | 2.16 | 65 | 49 | 210793268
AMERICAN STANDARD | 4A6L5030N1 | 4PX*BU30BS3 | L8V1A040U3VSA | 27800 | 29200 | 15.2 | 12 | 8.1 | 2.09 | 65 | 50 | 210793269
AMERICAN STANDARD | 4A6L5030N1 | 4PX*BU30BS3 | L8V1A060U3VSA | 27600 | 29000 | 15.2 | 12 | 8.1 | 2.09 | 65 | 50 | 210793270
AMERICAN STANDARD | 4A6L5030N1 | 4PX*BU30BS3 | *UHMB060ACV3 | 29000 | 29400 | 15.2 | 12 | 8.1 | 2.15 | 65 | 50 | 210793267
AMERICAN STANDARD | 4A6L5030N1 | 4PX*BU30BS3 | *UD2B060ACV3 | 29200 | 29600 | 15.2 | 12 | 8.1 | 2.13 | 65 | 50 | 210793265
AMERICAN STANDARD | 4A6L5030N1 | 4PX*BU30BS3 | S9X1B080U4PSB | 28800 | 29400 | 15.2 | 12 | 8.1 | 2.14 | 65 | 50 | 210793247
AMERICAN STANDARD | 4A6L5030N1 | 4PX*BU30BS3 | S9X2B060U4PSB | 28600 | 29400 | 15.2 | 12 | 8.1 | 2.13 | 65 | 50 | 210793249
AMERICAN STANDARD | 4A6L5030N1 | 4PX*BU30BS3 | S9V2B080U4VSA | 28800 | 29400 | 15.2 | 12 | 8.1 | 2.13 | 65 | 50 | 210793244
AMERICAN STANDARD | 4A6L5030N1 | 4PX*BU30BS3 | S9X1B060U4PSB | 28600 | 29400 | 15.2 | 12 | 8.1 | 2.13 | 65 | 50 | 210793246
AMERICAN STANDARD | 4A6L5030N1 | 4PX*BU30BS3 | S9V2B060U3VSA | 28600 | 29400 | 15.2 | 12 | 8.1 | 2.13 | 65 | 50 | 210793241
AMERICAN STANDARD | 4A6L5030N1 | 4PX*BU30BS3 | S9V2B080U4PSB | 28800 | 29400 | 15.2 | 12 | 8.1 | 2.13 | 65 | 50 | 210793243
AMERICAN STANDARD | 4A6L5030N1 | 4PX*BU30BS3 | S9X1B040U3PSB | 28600 | 29400 | 15.2 | 12 | 8.1 | 2.13 | 65 | 50 | 210793245
AMERICAN STANDARD | 4A6L5030N1 | 4PX*BU30BS3 | S9X2B080U4PSB | 28800 | 29400 | 15.2 | 12 | 8.1 | 2.14 | 65 | 50 | 210793250
AMERICAN STANDARD | 4A6L5030N1 | 4PX*BU30BS3 | S9X2B040U3PSB | 28600 | 29400 | 15.2 | 12 | 8.1 | 2.13 | 65 | 50 | 210793248
AMERICAN STANDARD | 4A6L5030N1 | 4PX*BU30BS3 | S9V2B060U4PSB | 28800 | 29600 | 15.2 | 12 | 8.1 | 2.14 | 65 | 49 | 210793242
AMERICAN STANDARD | 4A6L5030N1 | 4PX*BU30BS3 | S8X2A040M3PSC | 27600 | 29000 | 15.2 | 12 | 8.1 | 2.09 | 65 | 50 | 210793233
AMERICAN STANDARD | 4A6L5030N1 | 4PX*BU30BS3 | S9V2B040U3VSA | 28600 | 29400 | 15.2 | 12 | 8.1 | 2.13 | 65 | 50 | 210793240
AMERICAN STANDARD | 4A6L5030N1 | 4PX*BU30BS3 | S8X1B080M4PTC | 29200 | 29600 | 15.2 | 12 | 8.1 | 2.12 | 66 | 50 | 210793232
AMERICAN STANDARD | 4A6L5030N1 | 4PX*BU30BS3 | S8X2B080M4PTC | 29200 | 29600 | 15.2 | 12 | 8.1 | 2.12 | 66 | 50 | 210793238
AMERICAN STANDARD | 4A6L5030N1 | 4PX*BU30BS3 | S8X2A040M3PTC | 27600 | 29000 | 15.2 | 12 | 8.1 | 2.09 | 65 | 50 | 210793234
AMERICAN STANDARD | 4A6L5030N1 | 4PX*BU30BS3 | S9V2B040U3PSB | 28600 | 29400 | 15.2 | 12 | 8.1 | 2.13 | 65 | 50 | 210793239
AMERICAN STANDARD | 4A6L5030N1 | 4PX*BU30BS3 | S8X2B080M4PSC | 29200 | 29600 | 15.2 | 12 | 8.1 | 2.12 | 66 | 50 | 210793237
AMERICAN STANDARD | 4A6L5030N1 | 4PX*BU30BS3 | S8X2B060M4PTC | 29200 | 29600 | 15.2 | 12 | 8.1 | 2.12 | 65 | 50 | 210793236
AMERICAN STANDARD | 4A6L5030N1 | 4PX*BU30BS3 | S8X2B060M4PSC | 29200 | 29600 | 15.2 | 12 | 8.1 | 2.12 | 65 | 50 | 210793235
AMERICAN STANDARD | 4A6L5030N1 | 4TXCB003DS3 | S8V2B060M4PCA | 28800 | 29400 | 15.2 | 12 | 8.1 | 2.13 | 65 | 50 | 210793552
AMERICAN STANDARD | 4A6L5030N1 | 4PX*BU30BS3 | S8X1B060M4PTC | 29200 | 29600 | 15.2 | 12 | 8.1 | 2.12 | 65 | 50 | 210793230
AMERICAN STANDARD | 4A6L5030N1 | 4PX*BU30BS3 | S8X1B080M4PSC | 29200 | 29600 | 15.2 | 12 | 8.1 | 2.12 | 66 | 50 | 210793231
TRANE | 4TWL5024N1 | 4PX*BU42BS3 | S8V2B080M4PDA | 25600 | 25600 | 16 | 12 | 8.1 | 2.22 | 72 | 55 | 211049681
TRANE | 4TWL5024N1 | 4TXCB003DS3 | S8V2A040M3PDA | 25600 | 25600 | 15.2 | 12 | 8.1 | 2.08 | 74 | 57 | 211049687
TRANE | 4TWL5024N1 | 4TXCB003DS3 | S8V2B080M4PDA | 25600 | 25600 | 15.2 | 12 | 8.1 | 2.14 | 75 | 57 | 211049685
TRANE | 4TWL5024N1 | 4PX*BU42BS3 | S8V2B060M4PDA | 25600 | 25600 | 16 | 12 | 8.1 | 2.22 | 73 | 56 | 211049678
TRANE | 4TWL5024N1 | 4PX*BU30BS3 | S8V2B060M4PDA | 25600 | 25600 | 15.2 | 12 | 8.1 | 2.13 | 75 | 57 | 211049666
TRANE | 4TWL5024N1 | 4PX*BU42BS3 | S8V2A040M3PDA | 25600 | 25600 | 16 | 12 | 8.1 | 2.18 | 71 | 55 | 211049675
TRANE | 4TWL5024N1 | 4PX*BU30BS3 | S8V2B080M4PDA | 25600 | 25600 | 15.2 | 12 | 8.1 | 2.14 | 75 | 57 | 211049661
TRANE | 4TWL5024N1 | 4PX*BU30BS3 | S8V2A040M3PDA | 25600 | 25600 | 15.2 | 12 | 8.1 | 2.08 | 74 | 57 | 211049663
AMERICAN STANDARD | 4A6L5024N1 | 4TXCB006DS3 | S8V2B080M4PDA | 25600 | 25600 | 16 | 12 | 8.1 | 2.22 | 72 | 55 | 211049897
AMERICAN STANDARD | 4A6L5024N1 | 4TXCB006DS3 | S8V2B060M4PDA | 25600 | 25600 | 16 | 12 | 8.1 | 2.23 | 72 | 55 | 211049900
AMERICAN STANDARD | 4A6L5024N1 | 4TXCB006DS3 | S8V2A040M3PDA | 25600 | 25600 | 16 | 12 | 8.1 | 2.19 | 70 | 54 | 211049899
AMERICAN STANDARD | 4A6L5024N1 | 4TXCB003DS3 | S8V2B080M4PDA | 25600 | 25600 | 15.2 | 12 | 8.1 | 2.14 | 75 | 57 | 211049887
TRANE | 4TWL5030N1 | 4PX*BU48BS3 | S8V2B060M4PCA | 30400 | 27800 | 16 | 12 | 8.1 | 2.23 | 66 | 51 | 210792245
TRANE | 4TWL5030N1 | 4PX*BU48BS3 | S8X1B060M4PSC | 30400 | 27800 | 16 | 12 | 8.1 | 2.23 | 66 | 51 | 210792249
TRANE | 4TWL5030N1 | 4PX*BU48BS3 | S8V2B080M4PCA | 30400 | 27800 | 16 | 12 | 8.1 | 2.22 | 66 | 51 | 210792246
TRANE | 4TWL5030N1 | 4PX*BU48BS3 | S8V2A040M3PCA | 29400 | 27400 | 16 | 12 | 8.1 | 2.18 | 66 | 51 | 210792244
TRANE | 4TWL5030N1 | 4PX*BU42BS3 | S9V2B080U4VSA | 30600 | 28000 | 16 | 12 | 8.1 | 2.22 | 66 | 51 | 210792223
TRANE | 4TWL5030N1 | 4PX*BU42BS3 | S8X1A040M3PSC | 29200 | 27600 | 16 | 12 | 8.1 | 2.18 | 66 | 51 | 210792204
TRANE | 4TWL5030N1 | 4PX*BU48BS3 | L8X1B060U3XSA | 30200 | 27600 | 16 | 12 | 8.1 | 2.22 | 66 | 51 | 210792239
TRANE | 4TWL5030N1 | 4PX*BU48BS3 | L8V1B080U4VSA | 30200 | 27600 | 16 | 12 | 8.1 | 2.22 | 66 | 51 | 210792237
TRANE | 4TWL5030N1 | 4PX*BU48BS3 | L8V1A040U3VSA | 29200 | 27400 | 15.2 | 12 | 8.1 | 2.18 | 66 | 51 | 210792235
TRANE | 4TWL5030N1 | 4PX*BU48BS3 | *UHMB080ACV3 | 30000 | 27400 | 16 | 12 | 8.1 | 2.26 | 66 | 51 | 210792234
TRANE | 4TWL5030N1 | 4PX*BU48BS3 | *UHMB060ACV3 | 30200 | 27600 | 16 | 12 | 8.1 | 2.26 | 66 | 51 | 210792233
TRANE | 4TWL5030N1 | 4PX*BU48BS3 | S9X2B080U4PSB | 30800 | 28000 | 16 | 12 | 8.1 | 2.21 | 66 | 51 | 210792232
TRANE | 4TWL5030N1 | 4PX*BU48BS3 | S9X2B060U4PSB | 30600 | 27800 | 16 | 12 | 8.1 | 2.22 | 67 | 52 | 210792231
TRANE | 4TWL5030N1 | 4PX*BU48BS3 | S9X2B040U3PSB | 30800 | 28000 | 15.2 | 12 | 8.1 | 2.19 | 66 | 51 | 210792230
TRANE | 4TWL5030N1 | 4PX*BU42BS3 | S8X1B040M2PSC | 30000 | 28000 | 16 | 12 | 8.1 | 2.21 | 66 | 51 | 210792206
TRANE | 4TWL5030N1 | 4PX*BU48BS3 | S9X1B060U4PSB | 30600 | 27800 | 16 | 12 | 8.1 | 2.22 | 67 | 52 | 210792228
TRANE | 4TWL5030N1 | 4PX*BU48BS3 | S9X1B080U4PSB | 30800 | 28000 | 16 | 12 | 8.1 | 2.21 | 66 | 51 | 210792229
TRANE | 4TWL5030N1 | 4PX*BU48BS3 | S9X1B040U3PSB | 30800 | 28000 | 15.2 | 12 | 8.1 | 2.19 | 66 | 51 | 210792227
TRANE | 4TWL5030N1 | 4PX*BU48BS3 | *UD2B060ACV3 | 30400 | 27600 | 16 | 12 | 8.1 | 2.24 | 66 | 51 | 210792226
TRANE | 4TWL5030N1 | 4PX*BU42BS3 | S9X1B060U4PSB | 30200 | 28000 | 16 | 12 | 8.1 | 2.22 | 66 | 51 | 210792225
TRANE | 4TWL5030N1 | 4PX*BU42BS3 | S9X1B040U3PSB | 29800 | 27800 | 16 | 12 | 8.1 | 2.22 | 66 | 51 | 210792224
TRANE | 4TWL5030N1 | 4PX*BU42BS3 | S9V2B080U4PSB | 30600 | 28000 | 16 | 12 | 8.1 | 2.22 | 66 | 51 | 210792222
TRANE | 4TWL5030N1 | 4PX*BU42BS3 | S9V2B060U4PSB | 30200 | 28000 | 16 | 12 | 8.1 | 2.24 | 66 | 51 | 210792221
TRANE | 4TWL5030N1 | 4PX*BU42BS3 | S9V2B040U3VSA | 30200 | 28000 | 16 | 12 | 8.1 | 2.22 | 66 | 51 | 210792219
TRANE | 4TWL5030N1 | 4PX*BU42BS3 | S9V2B060U3VSA | 30200 | 28000 | 16 | 12 | 8.1 | 2.23 | 66 | 51 | 210792220
TRANE | 4TWL5030N1 | 4PX*BU42BS3 | S9V2B040U3PSB | 30200 | 28000 | 16 | 12 | 8.1 | 2.22 | 66 | 51 | 210792218
TRANE | 4TWL5030N1 | 4PX*BU42BS3 | S8X2B080M4PSC | 30400 | 28000 | 16 | 12 | 8.1 | 2.21 | 66 | 51 | 210792216
TRANE | 4TWL5030N1 | 4PX*BU42BS3 | S8X2B060M4PTC | 30800 | 28200 | 16 | 12 | 8.1 | 2.21 | 66 | 51 | 210792215
TRANE | 4TWL5030N1 | 4PX*BU42BS3 | S8X2B060M4PSC | 30800 | 28200 | 16 | 12 | 8.1 | 2.21 | 66 | 51 | 210792214
TRANE | 4TWL5030N1 | 4PX*BU42BS3 | S8X2B080M4PTC | 30400 | 28000 | 16 | 12 | 8.1 | 2.21 | 66 | 51 | 210792217
TRANE | 4TWL5030N1 | 4PX*BU42BS3 | S8X2A040M3PTC | 29200 | 27600 | 16 | 12 | 8.1 | 2.18 | 66 | 51 | 210792213
TRANE | 4TWL5030N1 | 4PX*BU42BS3 | S8X2A040M3PSC | 29200 | 27600 | 16 | 12 | 8.1 | 2.18 | 66 | 51 | 210792212
TRANE | 4TWL5030N1 | 4PX*BU42BS3 | S8X1B060M4PTC | 30800 | 28200 | 16 | 12 | 8.1 | 2.21 | 66 | 51 | 210792209
TRANE | 4TWL5030N1 | 4PX*BU42BS3 | S8X1B080M4PTC | 30400 | 28000 | 16 | 12 | 8.1 | 2.21 | 66 | 51 | 210792211
TRANE | 4TWL5030N1 | 4PX*BU42BS3 | S8X1B060M4PSC | 30800 | 28200 | 16 | 12 | 8.1 | 2.21 | 66 | 51 | 210792208
TRANE | 4TWL5030N1 | 4PX*BU42BS3 | S8X1B040M2PTC | 30000 | 28000 | 16 | 12 | 8.1 | 2.21 | 66 | 51 | 210792207
TRANE | 4TWL5030N1 | 4PX*BU42BS3 | S8X1A040M3PTC | 29200 | 27600 | 16 | 12 | 8.1 | 2.18 | 66 | 51 | 210792205
TRANE | 4TWL5030N1 | 4PX*BU42BS3 | S8V2A040M3PCA | 29600 | 27800 | 16 | 12 | 8.1 | 2.17 | 66 | 51 | 210792201
TRANE | 4TWL5030N1 | 4PX*BU42BS3 | S8V2B080M4PCA | 30400 | 28000 | 16 | 12 | 8.1 | 2.22 | 66 | 51 | 210792203
TRANE | 4TWL5030N1 | 4PX*BU42BS3 | L8V1A060U3VSA | 29200 | 27600 | 16 | 12 | 8.1 | 2.18 | 66 | 51 | 210792192
TRANE | 4TWL5030N1 | 4PX*BU42BS3 | S8V2B060M4PCA | 30400 | 28000 | 16 | 12 | 8.1 | 2.22 | 66 | 51 | 210792202
TRANE | 4TWL5030N1 | 4PX*BU36BS3 | S9X2B080U4PSB | 29800 | 27400 | 15.2 | 12 | 8.1 | 2.16 | 67 | 52 | 210792182
TRANE | 4TWL5030N1 | 4PX*BU42BS3 | S9X2B060U4PSB | 30200 | 28000 | 16 | 12 | 8.1 | 2.22 | 66 | 51 | 210792185
TRANE | 4TWL5030N1 | 4PX*BU42BS3 | L9X1B070U4VSA | 29800 | 28000 | 15.2 | 12 | 8.1 | 2.17 | 66 | 52 | 210792197
TRANE | 4TWL5030N1 | 4PX*BU42BS3 | L9X1A050U3VSA | 28600 | 27600 | 15.2 | 12 | 8.1 | 2.13 | 67 | 52 | 210792196
TRANE | 4TWL5030N1 | 4PX*BU42BS3 | L8X1B060U3XSA | 30000 | 28000 | 16 | 12 | 8.1 | 2.22 | 66 | 51 | 210792195
TRANE | 4TWL5030N1 | 4PX*BU42BS3 | L8V1B080U4VSA | 30200 | 28000 | 16 | 12 | 8.1 | 2.22 | 66 | 51 | 210792193
TRANE | 4TWL5030N1 | 4PX*BU42BS3 | L8V1A040U3VSA | 28800 | 27400 | 15.2 | 12 | 8.1 | 2.18 | 66 | 51 | 210792191
TRANE | 4TWL5030N1 | 4PX*BU42BS3 | *UHMB080ACV3 | 30200 | 27800 | 16 | 12 | 8.1 | 2.25 | 66 | 51 | 210792190
TRANE | 4TWL5030N1 | 4PX*BU42BS3 | *UHMB060ACV3 | 30000 | 27800 | 16 | 12 | 8.1 | 2.24 | 66 | 51 | 210792189
TRANE | 4TWL5030N1 | 4PX*BU42BS3 | *UD2B080ACV3 | 30200 | 28000 | 16 | 12 | 8.1 | 2.22 | 66 | 51 | 210792188
TRANE | 4TWL5030N1 | 4PX*BU42BS3 | *UD2B060ACV3 | 30200 | 28000 | 16 | 12 | 8.1 | 2.23 | 66 | 51 | 210792187
TRANE | 4TWL5030N1 | 4PX*BU42BS3 | S9X2B080U4PSB | 30200 | 28000 | 16 | 12 | 8.1 | 2.23 | 66 | 51 | 210792186
TRANE | 4TWL5030N1 | 4PX*BU30BS3 | L8V1B080U4VSA | 28800 | 29600 | 15.2 | 12 | 8.1 | 2.12 | 65 | 50 | 210792124
TRANE | 4TWL5030N1 | 4PX*BU42BS3 | S9X2B040U3PSB | 29800 | 27800 | 16 | 12 | 8.1 | 2.22 | 66 | 51 | 210792184
TRANE | 4TWL5030N1 | 4PX*BU42BS3 | S9X1B080U4PSB | 30200 | 28000 | 16 | 12 | 8.1 | 2.23 | 66 | 51 | 210792183
TRANE | 4TWL5030N1 | 4PX*BU36BS3 | S9X1B080U4PSB | 29800 | 27400 | 15.2 | 12 | 8.1 | 2.16 | 67 | 52 | 210792179
TRANE | 4TWL5030N1 | 4PX*BU36BS3 | S8V2B060M4PCA | 29600 | 27000 | 15.2 | 12 | 8.1 | 2.17 | 67 | 53 | 210792156
TRANE | 4TWL5030N1 | 4PX*BU36BS3 | S9V2B080U4VSA | 30000 | 27400 | 15.2 | 12 | 8.1 | 2.16 | 67 | 53 | 210792176
TRANE | 4TWL5030N1 | 4PX*BU36BS3 | S9V2B080U4PSB | 30000 | 27400 | 15.2 | 12 | 8.1 | 2.16 | 67 | 53 | 210792175
TRANE | 4TWL5030N1 | 4PX*BU36BS3 | S9V2B040U3VSA | 29400 | 27000 | 15.2 | 12 | 8.1 | 2.17 | 67 | 53 | 210792172
TRANE | 4TWL5030N1 | 4PX*BU36BS3 | S9V2B060U4PSB | 30000 | 27200 | 15.2 | 12 | 8.1 | 2.17 | 67 | 53 | 210792174
TRANE | 4TWL5030N1 | 4PX*BU36BS3 | S8X2B080M4PTC | 29600 | 27000 | 15.2 | 12 | 8.1 | 2.16 | 67 | 53 | 210792170
TRANE | 4TWL5030N1 | 4PX*BU36BS3 | S8X2B080M4PSC | 29600 | 27000 | 15.2 | 12 | 8.1 | 2.16 | 67 | 53 | 210792169
TRANE | 4TWL5030N1 | 4PX*BU36BS3 | S9V2B040U3PSB | 29400 | 27000 | 15.2 | 12 | 8.1 | 2.17 | 67 | 53 | 210792171
TRANE | 4TWV8X48A1 | 4PX*DU60BS3 | S9V2C100U4PSB+RP | 45000 | 42000 | 18 | 11.7 | 8.5 | 1.8 | 85 | 66 | 210653687
TRANE | 4TWV8X48A1 | 4PX*DU48BS3 | S9V2D120U5VSA+RP | 46000 | 43500 | 18 | 11.7 | 8.5 | 1.84 | 86 | 67 | 210653680
TRANE | 4TWV8X48A1 | 4PX*DU48BS3 | S9V2D120U5PSB+RP | 46000 | 43500 | 18 | 11.7 | 8.5 | 1.84 | 86 | 67 | 210653681
TRANE | 4TWV8X48A1 | 4PX*DU60BS3 | S9V2C080U5PSB+RP | 45500 | 42000 | 18 | 11.7 | 8.5 | 1.8 | 85 | 67 | 210653686
TRANE | 4TWV8X48A1 | 4PX*DU48BS3 | S9V2C100U4PSB+RP | 44500 | 42000 | 18 | 11.7 | 8.5 | 1.77 | 86 | 67 | 210653684
TRANE | 4TWV8X48A1 | 4PX*DU48BS3 | S9V2C100U4VSA+RP | 44500 | 42000 | 18 | 11.7 | 8.5 | 1.77 | 86 | 67 | 210653683
TRANE | 4TWV8X48A1 | 4PX*DU48BS3 | S9V2C100U5PSB+RP | 44500 | 42500 | 18 | 11.7 | 8.5 | 1.78 | 85 | 66 | 210653682
TRANE | 4TWV8X48A1 | 4PX*DU48BS3 | L8V1C100U5VSA+RP | 44500 | 42000 | 18 | 11.7 | 8.5 | 1.79 | 86 | 66 | 210653679
TRANE | 4TWV8X48A1 | 4PX*DU48BS3 | *UHMD120ACV5 | 45500 | 43500 | 18 | 11.7 | 8.5 | 1.84 | 85 | 66 | 210653678
TRANE | 4TWV8X48A1 | 4PX*DD60BS3 | S9V2C100D5PSB+RP | 44500 | 42000 | 18 | 11.5 | 8.5 | 1.77 | 85 | 66 | 210653676
AMERICAN STANDARD | 4A6L5036N1 | TAMXB0C36V31 |  | 34800 | 32000 | 15.4 | 12.6 | 8.1 | 2.02 | 63 | 46 | 210700253
TRANE | 4TWL5036N1 | TAMXB0C36V31 |  | 34800 | 32000 | 15.4 | 12.6 | 8.1 | 2.02 | 63 | 46 | 210700217
AMERICAN STANDARD | 4A6V8X48A1 | 4PX*DU60BS3 | S8V2C080M5PCA | 45000 | 41500 | 18 | 11.7 | 8.5 | 1.8 | 86 | 66 | 210692246
AMERICAN STANDARD | 4A6V8X48A1 | 4TXCD010DS3 | S8V2C080M5PCA | 45000 | 41500 | 18 | 11.7 | 8.5 | 1.8 | 86 | 66 | 210692251
AMERICAN STANDARD | 4A6V8X48A1 | 4PX*DU48BS3 | S8V2C100M5PCA | 44500 | 42500 | 18 | 11.7 | 8.5 | 1.77 | 86 | 66 | 210692245
AMERICAN STANDARD | 4A6V8X48A1 | 4TXCD008DS3 | S8V2C080M5PCA | 44000 | 42000 | 18 | 11.7 | 8.5 | 1.77 | 86 | 66 | 210692250
AMERICAN STANDARD | 4A6V8X48A1 | 4TXCC005DS3 | S8V2C100M5PCA | 44000 | 42500 | 18 | 11 | 8.5 | 1.77 | 88 | 68 | 210692248
AMERICAN STANDARD | 4A6V8X48A1 | 4TXCC005DS3 | S8V2C080M5PCA | 43500 | 42500 | 18 | 11.2 | 8.5 | 1.75 | 88 | 68 | 210692247
AMERICAN STANDARD | 4A6V8X48A1 | 4TXCD008DS3 | S8V2C100M5PCA | 44500 | 42500 | 18 | 11.7 | 8.5 | 1.77 | 86 | 66 | 210692249
AMERICAN STANDARD | 4A6V8X48A1 | 4PX*DD60BS3 | S8V2C080M5PCA | 44000 | 41500 | 18 | 11.7 | 8.2 | 1.75 | 86 | 66 | 210692243
AMERICAN STANDARD | 4A6V0X48A1 | 4TXCD010DS3 | S8V2C100M5PCA | 45000 | 41000 | 19 | 11.7 | 8.2 | 1.75 | 86 | 66 | 210692238
AMERICAN STANDARD | 4A6L5036N1 | 4TXCC009DS3 | L8V1C100U5VSA | 35800 | 31800 | 15.2 | 12 | 8.1 | 2.05 | 63 | 47 | 210796329
AMERICAN STANDARD | 4A6L5036N1 | 4TXCC007DS3 | L8V1C100U5VSA | 35400 | 32400 | 15.2 | 12 | 8.1 | 2.04 | 62 | 46 | 210796328
TRANE | 4TWV8X48A1 | 4TXCC007DS3 | *DHMC100ACV4 | 43000 | 42000 | 17.5 | 10 | 8.5 | 1.81 | 86 | 69 | 210653863
TRANE | 4TWV8X48A1 | 4TXCC007DS3 | S9V2C100D5PSB+RP | 43500 | 42000 | 18 | 10 | 8.5 | 1.79 | 87 | 69 | 210653862
TRANE | 4TWV8X48A1 | 4TXCB006DS3 | S9V2B080D4VSA+RP | 43000 | 42000 | 18 | 10 | 8.5 | 1.76 | 87 | 69 | 210653860
TRANE | 4TWV8X48A1 | 4TXCC007DS3 | S9V2C100D4VSA+RP | 43500 | 42000 | 18 | 10 | 8.5 | 1.78 | 87 | 68 | 210653861
TRANE | 4TWV8X48A1 | 4PX*CU48BS3 | S9V2C100D4VSA+RP | 43500 | 42000 | 18 | 10 | 8.5 | 1.78 | 87 | 68 | 210653859
TRANE | 4TWV8X48A1 | 4PX*CU48BS3 | *DHMC100ACV4 | 43000 | 42000 | 17.5 | 10 | 8.5 | 1.81 | 86 | 69 | 210653858
TRANE | 4TWV8X48A1 | 4PX*BU48BS3 | S9V2B080D4VSA+RP | 43000 | 42000 | 18 | 10 | 8.5 | 1.76 | 87 | 69 | 210653857
TRANE | 4TWV0X48A1 | 4TXCD010DS3 | S9V2D120D5PSB+RP | 43000 | 43500 | 17 | 10 | 8.5 | 1.78 | 80 | 63 | 210653848
TRANE | 4TWV0X48A1 | 4TXCC009DS3 | S9V2C100D4VSA+RP | 43000 | 40000 | 17 | 10 | 8.2 | 1.76 | 88 | 70 | 210653845
TRANE | 4TWV0X48A1 | 4TXCC009DS3 | S9V2C100D5PSB+RP | 43000 | 40500 | 17 | 10 | 8.2 | 1.77 | 87 | 69 | 210653846
TRANE | 4TWV0X48A1 | 4TXCC009DS3 | S9V2C100D4PSB+RP | 43000 | 40000 | 17 | 10 | 8.2 | 1.76 | 88 | 70 | 210653844
TRANE | 4TWL9048A1 | 4TXCD010DS3 | S9V2C100D4VSA+RP | 43500 | 43000 | 17 | 10 | 8.7 | 2.16 | 69 | 56 | 210653830
TRANE | 4TWL9048A1 | 4PX*DU60BS3 | S9V2C100D5PSB+RP | 43500 | 42500 | 17 | 11 | 8.7 | 2.16 | 71 | 57 | 210653828
TRANE | 4TWL9048A1 | 4TXCD008DS3 | S9V2C100D4VSA+RP | 43500 | 41000 | 17.5 | 11 | 8.5 | 2.13 | 74 | 60 | 210653829
TRANE | 4TWL9048A1 | 4PX*DU60BS3 | S9V2C100D4VSA+RP | 43500 | 42500 | 17 | 10 | 8.7 | 2.16 | 70 | 57 | 210653827
TRANE | 4TWL9048A1 | 4PX*DU60BS3 | S9V2C100D4PSB+RP | 43500 | 42500 | 17 | 10 | 8.5 | 2.16 | 70 | 57 | 210653826
TRANE | 4TWL9048A1 | 4PX*DU60BS3 | *DHMC100ACV4 | 43000 | 43000 | 17 | 10 | 8.5 | 2.12 | 70 | 57 | 210653825
TRANE | 4TWL9048A1 | 4PX*DU60BS3 | *DD2C100ACV5 | 43000 | 40500 | 17 | 10 | 8.5 | 2.12 | 74 | 60 | 210653824
TRANE | 4TWL9048A1 | 4PX*DU48BS3 | S9V2C100D5PSB+RP | 44000 | 43500 | 17 | 11 | 8.5 | 2.13 | 70 | 57 | 210653823
TRANE | 4TWL9048A1 | 4PX*DU48BS3 | S9V2C100D4VSA+RP | 43500 | 43500 | 17.5 | 11 | 8.5 | 2.13 | 70 | 57 | 210653822
TRANE | 4TWL9048A1 | 4PX*DU48BS3 | *DD2C100ACV5 | 43500 | 41000 | 17.5 | 11 | 8.5 | 2.08 | 75 | 60 | 210653821
TRANE | 4TWL9048A1 | 4PX*DU48BS3 | *DHMC100ACV4 | 43500 | 41000 | 17.5 | 10 | 8.2 | 2.08 | 75 | 61 | 210653820
TRANE | 4TWL9048A1 | 4PX*DU48BS3 | S9V2C100D4PSB+RP | 43500 | 41000 | 17.5 | 11 | 8.5 | 2.13 | 74 | 60 | 210653819
TRANE | 4TWL9048A1 | 4PX*BU42BS3 | S9V2B080D4VSA+RP | 44000 | 43000 | 17 | 10 | 8.2 | 2.08 | 74 | 60 | 210653818
TRANE | 4TWL9048A1 | 4PX*BU42BS3 | S9V2B080D4PSB+RP | 44000 | 43000 | 17 | 10 | 8.2 | 2.07 | 74 | 60 | 210653817
TRANE | 4TWV8X48A1 | 4TXCD008DS3 | S9V2C100U4PSB+RP | 44500 | 42000 | 18 | 11.7 | 8.5 | 1.77 | 86 | 67 | 210653700
TRANE | 4TWV8X48A1 | 4TXCD008DS3 | S9V2D120U5VSA+RP | 46000 | 43500 | 18 | 11.7 | 8.5 | 1.84 | 86 | 67 | 210653701
TRANE | 4TWV8X48A1 | 4TXCD008DS3 | S9V2C100U5PSB+RP | 44500 | 42500 | 18 | 11.7 | 8.5 | 1.78 | 85 | 66 | 210653703
TRANE | 4TWV8X48A1 | 4TXCD008DS3 | S9V2C100U4VSA+RP | 44500 | 42000 | 18 | 11.7 | 8.5 | 1.77 | 86 | 67 | 210653704
TRANE | 4TWV8X48A1 | 4TXCD008DS3 | S9V2D120U5PSB+RP | 46000 | 43500 | 18 | 11.7 | 8.5 | 1.84 | 86 | 67 | 210653702
TRANE | 4TWV8X48A1 | 4TXCD008DS3 | *UHMD120ACV5 | 45500 | 43500 | 18 | 11.7 | 8.5 | 1.84 | 85 | 66 | 210653699
TRANE | 4TWV8X48A1 | 4TXCD008DS3 | L8V1C100U5VSA+RP | 44500 | 42000 | 18 | 11.7 | 8.5 | 1.79 | 86 | 66 | 210653698
TRANE | 4TWV8X48A1 | 4TXCD008DS3 | S9V2C080U5PSB+RP | 44500 | 42500 | 18 | 11.7 | 8.5 | 1.78 | 85 | 67 | 210653697
TRANE | 4TWV8X48A1 | 4TXCC009DS3 | L8V1C100U5VSA+RP | 47000 | 43000 | 18 | 12 | 8.5 | 1.86 | 86 | 66 | 210653696
TRANE | 4TWV8X48A1 | 4TXCC005DS3 | S9V2C100U4PSB+RP | 43500 | 42500 | 18 | 11.2 | 8.5 | 1.77 | 87 | 69 | 210653694
TRANE | 4TWV8X48A1 | 4TXCC005DS3 | S9V2C080U5PSB+RP | 44000 | 42500 | 18 | 11 | 8.5 | 1.78 | 87 | 69 | 210653693
TRANE | 4TWV8X48A1 | 4TXCC005DS3 | L8V1C100U5VSA+RP | 44000 | 42500 | 18 | 11.2 | 8.5 | 1.76 | 88 | 68 | 210653692
TRANE | 4TWV8X48A1 | 4TXCC005DS3 | S9V2C100U5PSB+RP | 44000 | 42500 | 18 | 11.2 | 8.5 | 1.78 | 87 | 69 | 210653691
TRANE | 4TWV8X48A1 | 4TXCB006DS3 | L8V1B080U4VSA+RP | 45500 | 44000 | 18 | 11.2 | 8.5 | 1.82 | 85 | 67 | 210653690
TRANE | 4TWV8X48A1 | 4TXCB006DS3 | S9V2B080U4VSA+RP | 45500 | 44000 | 18 | 11.2 | 8.5 | 1.8 | 86 | 67 | 210653689
TRANE | 4TWV8X48A1 | 4PX*DU60BS3 | S9V2D120U5PSB+RP | 47000 | 43000 | 18 | 12 | 8.5 | 1.87 | 86 | 67 | 210653688
TRANE | 4TWV8X48A1 | 4PX*DU48BS3 | S9V2C080U5PSB+RP | 44500 | 42500 | 18 | 11.7 | 8.5 | 1.78 | 85 | 67 | 210653685
AMERICAN STANDARD | 4A6L5036N1 | 4PX*CU42BS3 | S9X1C100U5PSB | 35200 | 33000 | 15.2 | 12 | 8.1 | 2 | 62 | 45 | 210791014
AMERICAN STANDARD | 4A6L5036N1 | 4PX*CU42BS3 | S9X1C080U5PSB | 35200 | 32800 | 15.2 | 12 | 8.1 | 2.01 | 62 | 46 | 210791013
AMERICAN STANDARD | 4A6L5036N1 | 4PX*CU42BS3 | S9V2C080U5PSB | 35200 | 32800 | 15.2 | 12 | 8.1 | 2.02 | 62 | 45 | 210791011
AMERICAN STANDARD | 4A6L5036N1 | 4PX*CU42BS3 | S9V2C100U5PSB | 35200 | 32800 | 15.2 | 12 | 8.1 | 2.02 | 62 | 45 | 210791012
AMERICAN STANDARD | 4A6L5036N1 | 4PX*CU42BS3 | S8X1C100M5PSC | 35200 | 32800 | 15.2 | 12 | 8.1 | 2 | 62 | 46 | 210791010
AMERICAN STANDARD | 4A6L5036N1 | 4PX*CU42BS3 | S8X1C080M5PSC | 34800 | 32600 | 15.2 | 12 | 8.1 | 1.99 | 62 | 46 | 210791009
AMERICAN STANDARD | 4A6L9024A1 | 4PX*BU24BS3 | S9V2B060U3PSB+RP | 22400 | 21800 | 16.5 | 11.7 | 8.2 | 2.03 | 66 | 51 | 201923033
AMERICAN STANDARD | 4A6L9024A1 | 4PX*BD36BS3 | S9V2B060D3PSB+RP | 23200 | 20400 | 18 | 12 | 8.5 | 2.26 | 67 | 52 | 201923012
AMERICAN STANDARD | 4A6L9024A1 | 4PX*BU30BS3 | S9V2B040U3PSB+RP | 23400 | 20800 | 17 | 12 | 8.7 | 2.32 | 68 | 54 | 201923035
AMERICAN STANDARD | 4A6L9024A1 | TEM8A0B30V31+TDR |  | 23600 | 21000 | 18 | 12 | 9 | 2.39 | 68 | 52 | 201922925
AMERICAN STANDARD | 4A6L9024A1 | 4TXCB003DS3 | S9V2B080D3PSB+RP | 21600 | 20400 | 15.5 | 11.2 | 8.7 | 2.21 | 68 | 53 | 201922893
AMERICAN STANDARD | 4A6L9024A1 | 4TXCB003DS3 | *DHMB080ACV3 | 22000 | 20600 | 16 | 11.2 | 8.7 | 2.23 | 67 | 53 | 201922891
AMERICAN STANDARD | 4A6L9036A1 | 4TXFH036CZ3 | *UD2C100ACV5 | 36000 | 33400 | 17 | 11.5 | 8.7 | 2.2 | 70 | 55 | 201922484
TRANE | 4TWL9036A1 | 4TXCC005DS3 | *UHMC100ACV4 | 35800 | 34000 | 17 | 11.5 | 8.7 | 2.21 | 69 | 54 | 201921823
TRANE | 4TWL9036A1 | 4TXCC005DS3 | S9V2C100U4PSB+RP | 35400 | 34000 | 16.5 | 11.5 | 8.7 | 2.23 | 69 | 54 | 201921836
AMERICAN STANDARD | 4A6L9036A1 | 4TXFH036CZ3 | *UD2B080ACV3 | 35200 | 33600 | 17 | 11 | 8.5 | 2.1 | 70 | 56 | 201922482
AMERICAN STANDARD | 4A6L9036A1 | 4TXFH036CZ3 | *UD2B060ACV3 | 35600 | 33800 | 17 | 11 | 8.5 | 2.1 | 70 | 55 | 201922483
AMERICAN STANDARD | 4A6L9036A1 | 4TXFH036CZ3 | *UD2C080ACV4 | 35600 | 33200 | 17 | 11.5 | 8.7 | 2.2 | 70 | 55 | 201922480
TRANE | 4TWL9036A1 | 4TXCB006DS3 | *UHMB080ACV3 | 36800 | 33600 | 17.5 | 11.5 | 8.7 | 2.31 | 70 | 55 | 206392932
TRANE | 4TWL9036A1 | 4TXCC005DS3 | *DD2C100ACV5 | 33600 | 33000 | 15.5 | 10 | 8.2 | 2.1 | 71 | 56 | 201921826
AMERICAN STANDARD | 4A6L9036A1 | 4TXCC009DS3 | *UD2C100ACV5 | 37800 | 33200 | 18 | 11.7 | 8.7 | 2.32 | 70 | 55 | 201922465
AMERICAN STANDARD | 4A6L9036A1 | 4TXCC007DS3 | *DHMC100ACV4 | 34600 | 32600 | 16 | 10 | 8.7 | 2.27 | 71 | 56 | 201922462
AMERICAN STANDARD | 4A6L9036A1 | 4TXCC007DS3 | *DD2C100ACV5 | 34600 | 32600 | 16 | 11 | 8.7 | 2.27 | 71 | 56 | 201922461
TRANE | 4TWL9036A1 | 4TXCC005DS3 | *DHMC100ACV4 | 33600 | 33000 | 15.5 | 10 | 8.2 | 2.12 | 71 | 56 | 201921825
TRANE | 4TWL9036A1 | 4TXCB006DS3 | *DD2B060ACV3 | 34600 | 32800 | 16 | 10 | 8.7 | 2.24 | 71 | 56 | 201921818
TRANE | 4TWL9036A1 | 4TXCB006DS3 | *DHMB080ACV3 | 34200 | 32600 | 16 | 10 | 8.7 | 2.24 | 71 | 57 | 201921819
AMERICAN STANDARD | 4A6L9060A1 | TAM9A0C60V51 |  | 57000 | 53500 | 19 | 10 | 8.7 | 2.14 | 71 | 59 | 201923686
TRANE | 4TWL9036A1 | 4TXCC005DS3 | *UD2C080ACV4 | 35800 | 34000 | 17 | 11.5 | 8.7 | 2.2 | 69 | 54 | 201921821
TRANE | 4TWL9036A1 | 4TXCC005DS3 | *UD2C100ACV5 | 36000 | 34000 | 17 | 11.5 | 8.7 | 2.23 | 70 | 55 | 201921822
AMERICAN STANDARD | 4A6L9036A1 | 4TXCB004DS3 | S9V2B060D3PSB+RP | 33200 | 33000 | 15.5 | 10 | 8.2 | 2.13 | 70 | 56 | 202382481
AMERICAN STANDARD | 4A6L9024A1 | TEM8A0B24V21+TDR |  | 23400 | 21000 | 18 | 12 | 9 | 2.38 | 67 | 52 | 201923080
AMERICAN STANDARD | 4A6L9036A1 | TEM8A0B30V31+TDR |  | 35200 | 35000 | 17 | 10 | 9 | 2.3 | 69 | 54 | 202538581
AMERICAN STANDARD | 4A6L9024A1 | 4TXCB003DS3 | S9V2B060D3PSB+RP | 21600 | 20400 | 15.5 | 11.5 | 8.7 | 2.22 | 68 | 53 | 201923052
AMERICAN STANDARD | 4A6L9024A1 | 4TXCB003DS3 | S9V2B040U3PSB+RP | 23400 | 21400 | 17 | 12 | 8.7 | 2.32 | 67 | 52 | 201923050
AMERICAN STANDARD | 4A6L9024A1 | 4PX*BU30BS3 | S9V2B060U3PSB+RP | 23200 | 21400 | 17 | 12 | 8.7 | 2.33 | 66 | 52 | 201923036
TRANE | 4TWL9036A1 | 4TXCB006DS3 | S9V2B080D3VSA+RP | 34000 | 32600 | 16 | 10 | 8.7 | 2.23 | 71 | 56 | 207062442
TRANE | 4TWL9036A1 | 4TXCB004DS3 | S9V2B040U3VSA+RP | 35400 | 34200 | 17 | 11.2 | 8.5 | 2.2 | 70 | 55 | 207062440
AMERICAN STANDARD | 4A6L9024A1 | 4PX*BU42BS3 | S9V2B040U3PSB+RP | 24000 | 20600 | 17.5 | 12.5 | 8.7 | 2.35 | 67 | 53 | 201923042
TRANE | 4TWL9024A1 | 4PX*BD30BS3 | S9V2B040D3PSB+RP | 23200 | 21400 | 17 | 12 | 8.7 | 2.23 | 66 | 52 | 201922931
TRANE | 4TWL9036A1 | 4TXCB006DS3 | *UD2B060ACV3 | 36800 | 34000 | 17.5 | 11.2 | 8.7 | 2.28 | 70 | 56 | 207062436
TRANE | 4TWL9036A1 | 4TXCB004DS3 | *UHMB080ACV3 | 35600 | 34200 | 17 | 11.2 | 8.5 | 2.23 | 69 | 54 | 206392934
TRANE | 4TWL9024A1 | 4PX*BU42BS3 | S9V2B060U3PSB+RP | 23800 | 20400 | 17.5 | 12.5 | 8.7 | 2.36 | 67 | 53 | 201922951
TRANE | 4TWL9036A1 | 4PX*BU36BS3 | S9V2B060U4PSB+RP | 35600 | 34200 | 16.5 | 11.2 | 8.5 | 2.21 | 69 | 55 | 206901672
TRANE | 4TWL9036A1 | 4PX*BU36BS3 | *DHMB080ACV3 | 33200 | 33200 | 15.5 | 10 | 8.2 | 2.12 | 70 | 56 | 206315458
TRANE | 4TWL9024A1 | 4TXCB003DS3 | *DHMB060BCV3 | 21800 | 20400 | 16 | 11.2 | 8.7 | 2.22 | 68 | 53 | 201922966
TRANE | 4TWL9036A1 | 4TXFH036CZ3 | *DHMB060BCV3 | 35400 | 33800 | 16.5 | 10 | 8.5 | 2.1 | 70 | 56 | 206216700
TRANE | 4TWL9036A1 | 4PX*BD36BS3 | *DD2B080ACV3 | 35600 | 34600 | 17.5 | 11.2 | 8.2 | 2.13 | 69 | 54 | 201921645
TRANE | 4TWL9024A1 | 4PX*BD30BS3 | S9V2B080D3PSB+RP | 23000 | 21000 | 17 | 12 | 8.7 | 2.23 | 67 | 53 | 201922929
TRANE | 4TWL9024A1 | 4PX*BD30BS3 | S9V2B060D3PSB+RP | 23000 | 21200 | 17.5 | 12 | 8.7 | 2.24 | 67 | 52 | 201922930
TRANE | 4TWL9060A1 | TEM8A0D60V51+TDR |  | 55500 | 54500 | 18.5 | 10 | 9 | 2.2 | 70 | 55 | 201922269
TRANE | 4TWL9060A1 | TEM8A0D48V41+TDR |  | 56000 | 55000 | 19 | 10 | 9 | 2.2 | 70 | 55 | 201922268
TRANE | 4TWL9036A1 | 4PX*BD36BS3 | S9V2B080D3PSB+RP | 35200 | 34800 | 17 | 11.2 | 8.2 | 2.11 | 68 | 54 | 201921643
TRANE | 4TWL9060A1 | 4TXCD010DS3 | S9V2D120U5PSB+RP | 58500 | 53500 | 19 | 10 | 8.7 | 2.16 | 72 | 58 | 201922250
TRANE | 4TWL9036A1 | 4PX*BD36BS3 | S9V2B060D3PSB+RP | 35400 | 34600 | 17.5 | 11.2 | 8.2 | 2.12 | 69 | 54 | 201921642
TRANE | 4TWL9036A1 | 4PX*BD36BS3 | *DHMB080ACV3 | 35400 | 34800 | 17 | 11 | 8.2 | 2.11 | 69 | 54 | 201921641
TRANE | 4TWL9036A1 | 4PX*BD36BS3 | S9V2B040D3PSB+RP | 35400 | 34800 | 17.5 | 11.2 | 8.2 | 2.12 | 69 | 54 | 201921640
AMERICAN STANDARD | 4A6L9036A1 | 4TXCC005DS3 | *UD2C080ACV4 | 35800 | 34000 | 17 | 11.5 | 8.7 | 2.2 | 69 | 54 | 201922439
TRANE | 4TWL9024A1 | 4PX*BU30BS3 | *UHMB080ACV3 | 23600 | 21200 | 18 | 12.5 | 9 | 2.37 | 67 | 51 | 201921632
TRANE | 4TWL9024A1 | 4PX*BU30BS3 | *UHMB060ACV3 | 23600 | 20800 | 18 | 12 | 9 | 2.37 | 67 | 52 | 201921631
AMERICAN STANDARD | 4A6L9036A1 | 4TXCB006DS3 | S9V2B040U3PSB+RP | 36600 | 33800 | 17.5 | 11.5 | 8.7 | 2.3 | 69 | 55 | 205807174
AMERICAN STANDARD | 4A6L9036A1 | 4TXCB004DS3 | *UD2B060ACV3 | 35400 | 34400 | 16.5 | 11 | 8.5 | 2.17 | 70 | 55 | 201922431
TRANE | 4TWL9024A1 | 4PX*BU24BS3 | *UHMB060ACV3 | 22800 | 21600 | 17.5 | 11.7 | 8.2 | 2.07 | 66 | 51 | 201921624
AMERICAN STANDARD | 4A6L9036A1 | 4TXFH036CZ3 | *DHMB060BCV3 | 35400 | 33800 | 16.5 | 10 | 8.5 | 2.1 | 70 | 56 | 206216701
AMERICAN STANDARD | 4A6L9036A1 | 4TXCB006DS3 | *UD2B080ACV3 | 36400 | 33800 | 17.5 | 11.2 | 8.7 | 2.2 | 70 | 56 | 205070222
AMERICAN STANDARD | 4A6L9036A1 | 4TXCB004DS3 | S9V2B040U3PSB+RP | 35400 | 34200 | 17 | 11.2 | 8.5 | 2.22 | 69 | 55 | 205807176
AMERICAN STANDARD | 4A6L9036A1 | 4TXCB006DS3 | *DHMB080ACV3 | 34200 | 32600 | 16 | 10 | 8.7 | 2.24 | 71 | 57 | 201922437
AMERICAN STANDARD | 4A6L9036A1 | 4TXCB004DS3 | S9V2B060U3PSB+RP | 35200 | 34200 | 17 | 11.2 | 8.5 | 2.2 | 69 | 55 | 205805505
AMERICAN STANDARD | 4A6L9036A1 | 4TXCB006DS3 | S9V2B060U3PSB+RP | 36400 | 33600 | 17.5 | 11.5 | 8.7 | 2.29 | 70 | 56 | 205805507
AMERICAN STANDARD | 4A6L9036A1 | 4TXCB004DS3 | *UD2B080ACV3 | 35200 | 34400 | 16.5 | 11 | 8.5 | 2.1 | 69 | 55 | 205070221
AMERICAN STANDARD | 4A6L9036A1 | 4PX*BU42BS3 | *UD2B080ACV3 | 36400 | 34400 | 17 | 11.2 | 8.7 | 2.2 | 69 | 55 | 205070217
AMERICAN STANDARD | 4A6L9036A1 | 4TXCB006DS3 | *DD2B060ACV3 | 34600 | 32800 | 16 | 10 | 8.7 | 2.24 | 71 | 56 | 201922436
AMERICAN STANDARD | 4A6L9036A1 | 4TXCB004DS3 | *DD2B060ACV3 | 33600 | 33200 | 15.5 | 10 | 8.2 | 2.14 | 70 | 56 | 201922433
AMERICAN STANDARD | 4A6L9036A1 | 4TXCB006DS3 | *DHMB060BCV3 | 34200 | 32800 | 16 | 10 | 8.7 | 2.23 | 71 | 56 | 201922434
AMERICAN STANDARD | 4A6L9036A1 | 4TXCB006DS3 | *DD2B080ACV3 | 34400 | 32600 | 16 | 10 | 8.7 | 2.24 | 71 | 56 | 201922435
AMERICAN STANDARD | 4A6L9036A1 | 4PX*BU36BS3 | *UD2B080ACV3 | 35200 | 34400 | 16.5 | 11 | 8.5 | 2.2 | 69 | 55 | 205070215
AMERICAN STANDARD | 4A6L9036A1 | 4TXCB004DS3 | *DD2B080ACV3 | 33400 | 33200 | 15.5 | 10 | 8.2 | 2.15 | 70 | 55 | 201922432
AMERICAN STANDARD | 4A6L9036A1 | 4TXCB004DS3 | S9V2B080D4PSB+RP | 33200 | 33000 | 15.5 | 10 | 8.2 | 2.13 | 70 | 56 | 204013232
AMERICAN STANDARD | 4A6L9036A1 | 4TXCB004DS3 | S9V2B080U4VSA+RP | 35200 | 34000 | 16.5 | 11.2 | 8.5 | 2.21 | 69 | 55 | 204433495
AMERICAN STANDARD | 4A6L9036A1 | 4PX*BU48BS3 | *UD2B080ACV3 | 36400 | 33800 | 17.5 | 11.2 | 8.7 | 2.2 | 70 | 56 | 205070219
AMERICAN STANDARD | 4A6L9036A1 | 4TXCB006DS3 | S9V2B080U4VSA+RP | 36400 | 33600 | 17.5 | 11.7 | 8.7 | 2.3 | 70 | 55 | 204433498
AMERICAN STANDARD | 4A6L9036A1 | 4TXCB004DS3 | *UHMB060ACV3 | 35600 | 34200 | 16.5 | 11 | 8.5 | 2.19 | 70 | 55 | 204431311
AMERICAN STANDARD | 4A6H6048N1 | TAMXB0C60V51 |  | 46000 | 44000 | 16.2 | 12 | 8.1 | 2.11 | 70 | 54 | 210700284
AMERICAN STANDARD | 4A6H6048N1 | TAMXB0C48V41 |  | 45000 | 43500 | 16.2 | 12 | 8.1 | 2.15 | 71 | 54 | 210700283
AMERICAN STANDARD | 4A6H6024N1 | TAMXB0C36V31 |  | 25000 | 22800 | 16.2 | 12.6 | 8.1 | 2.05 | 68 | 51 | 210700278
AMERICAN STANDARD | 4A6H6024N1 | TAMXB0B30V31 |  | 24800 | 23000 | 16.2 | 12.6 | 8.1 | 2.06 | 68 | 50 | 210700277
TRANE | 4TWL5024N1 | 4TXCB003DS3 | S8X1B040M2PSC | 25600 | 25600 | 15.2 | 12 | 8.1 | 2.11 | 75 | 58 | 210791826
TRANE | 4TWL5024N1 | 4TXCB003DS3 | S8X1A040M3PSC | 25600 | 25600 | 15.2 | 12 | 8.1 | 2.09 | 74 | 57 | 210791824
TRANE | 4TWL5024N1 | 4TXCB003DS3 | S8V2B080M4PCA | 25600 | 25600 | 15.2 | 12 | 8.1 | 2.14 | 75 | 57 | 210791823
TRANE | 4TWL5024N1 | 4TXCB003DS3 | S8V2B060M4PCA | 25600 | 25600 | 15.2 | 12 | 8.1 | 2.13 | 75 | 57 | 210791822
TRANE | 4TWL5024N1 | 4TXCB003DS3 | S8V2A040M3PCA | 25600 | 25600 | 15.2 | 12 | 8.1 | 2.08 | 74 | 57 | 210791821
TRANE | 4TWL5024N1 | 4PX*CU30BS3 | *UD2C080A9V4 | 25600 | 25600 | 15.2 | 12 | 8.1 | 2.13 | 75 | 57 | 210791807
TRANE | 4TWL5024N1 | 4PX*CU30BS3 | *UD2C080ACV4 | 25600 | 25600 | 15.2 | 12 | 8.1 | 2.15 | 75 | 57 | 210791806
TRANE | 4TWL5024N1 | 4PX*CU30BS3 | *UHMC100ACV4 | 25600 | 25600 | 15.2 | 12 | 8.1 | 2.17 | 75 | 57 | 210791805
TRANE | 4TWL5024N1 | 4PX*BU42BS3 | S9X2B060U4PSB | 25600 | 25600 | 16 | 12 | 8.1 | 2.22 | 72 | 56 | 210791797
TRANE | 4TWL5024N1 | 4PX*BU42BS3 | S9X2B080U4PSB | 25600 | 25600 | 16 | 12 | 8.1 | 2.23 | 72 | 56 | 210791798
TRANE | 4TWL5024N1 | 4PX*BU42BS3 | S9X2B040U3PSB | 25600 | 25600 | 16 | 12 | 8.1 | 2.22 | 72 | 55 | 210791796
TRANE | 4TWL5024N1 | 4PX*BU42BS3 | S9V2B060U3VSA | 25600 | 25600 | 16 | 12 | 8.1 | 2.22 | 72 | 56 | 210791789
TRANE | 4TWL5024N1 | 4PX*BU42BS3 | S9X1B080U4PSB | 25600 | 25600 | 16 | 12 | 8.1 | 2.23 | 72 | 56 | 210791795
TRANE | 4TWL5024N1 | 4PX*BU42BS3 | S9X1B060U4PSB | 25600 | 25600 | 16 | 12 | 8.1 | 2.22 | 72 | 56 | 210791794
TRANE | 4TWL5024N1 | 4PX*BU42BS3 | S9V2B080U4PSB | 25600 | 25600 | 16 | 12 | 8.1 | 2.22 | 72 | 56 | 210791791
TRANE | 4TWL5024N1 | 4PX*BU42BS3 | S9X1B040U3PSB | 25600 | 25600 | 16 | 12 | 8.1 | 2.22 | 72 | 55 | 210791793
TRANE | 4TWL5024N1 | 4PX*BU42BS3 | S9V2B040U3VSA | 25600 | 25600 | 16 | 12 | 8.1 | 2.22 | 72 | 56 | 210791788
TRANE | 4TWL5024N1 | 4PX*BU42BS3 | S9V2B080U4VSA | 25600 | 25600 | 16 | 12 | 8.1 | 2.22 | 72 | 56 | 210791792
TRANE | 4TWL5024N1 | 4PX*BU42BS3 | S9V2B060U4PSB | 25600 | 25600 | 16 | 12 | 8.1 | 2.24 | 72 | 56 | 210791790
TRANE | 4TWL5024N1 | 4PX*BU42BS3 | L8V1A060U3VSA | 25600 | 25600 | 16 | 12 | 8.1 | 2.18 | 71 | 55 | 210791785
TRANE | 4TWL5024N1 | 4PX*BU42BS3 | L8V1B080U4VSA | 25600 | 25600 | 16 | 12 | 8.1 | 2.22 | 72 | 56 | 210791786
TRANE | 4TWL5024N1 | 4PX*BU42BS3 | *UD2B080A9V3 | 25600 | 25600 | 15.2 | 12 | 8.1 | 2.2 | 72 | 56 | 210791780
TRANE | 4TWL5024N1 | 4PX*BU42BS3 | L8V1A040U3VSA | 25600 | 25600 | 15.2 | 12 | 8.1 | 2.18 | 71 | 55 | 210791784
TRANE | 4TWL5024N1 | 4PX*BU42BS3 | *UHMB080ACV3 | 25600 | 25600 | 16 | 12 | 8.1 | 2.25 | 71 | 55 | 210791783
TRANE | 4TWL5024N1 | 4PX*BU42BS3 | S8X2A040M3PSC | 25600 | 25600 | 16 | 12 | 8.1 | 2.18 | 71 | 55 | 210791774
TRANE | 4TWL5024N1 | 4PX*BU42BS3 | S8X2A040M3PTC | 25600 | 25600 | 16 | 12 | 8.1 | 2.18 | 71 | 55 | 210791775
TRANE | 4TWL5024N1 | 4PX*BU42BS3 | S8X1B080M4PTC | 25600 | 25600 | 16 | 12 | 8.1 | 2.21 | 72 | 56 | 210791773
TRANE | 4TWL5024N1 | 4PX*BU42BS3 | *UHMB060ACV3 | 25600 | 25600 | 16 | 12 | 8.1 | 2.24 | 71 | 55 | 210791782
TRANE | 4TWL5024N1 | 4PX*BU42BS3 | *UD2B080ACV3 | 25600 | 25600 | 16 | 12 | 8.1 | 2.22 | 72 | 56 | 210791781
TRANE | 4TWL5024N1 | 4PX*BU42BS3 | S8X2B060M4PTC | 25600 | 25600 | 16 | 12 | 8.1 | 2.22 | 72 | 56 | 210791777
TRANE | 4TWL5024N1 | 4PX*BU42BS3 | S8X2B060M4PSC | 25600 | 25600 | 16 | 12 | 8.1 | 2.22 | 72 | 56 | 210791776
TRANE | 4TWL5024N1 | 4PX*BU42BS3 | *UD2B060ACV3 | 25600 | 25600 | 16 | 12 | 8.1 | 2.23 | 72 | 56 | 210791779
TRANE | 4TWL5024N1 | 4PX*BU42BS3 | *UD2B060A9V3 | 25600 | 25600 | 15.2 | 12 | 8.1 | 2.21 | 72 | 56 | 210791778
TRANE | 4TWL5024N1 | 4PX*BU42BS3 | S8X1B080M4PSC | 25600 | 25600 | 16 | 12 | 8.1 | 2.21 | 72 | 56 | 210791772
TRANE | 4TWL5024N1 | 4PX*BU42BS3 | S8X1A040M3PTC | 25600 | 25600 | 16 | 12 | 8.1 | 2.18 | 71 | 55 | 210791767
TRANE | 4TWL5024N1 | 4PX*BU42BS3 | S8X1B060M4PTC | 25600 | 25600 | 16 | 12 | 8.1 | 2.22 | 72 | 56 | 210791771
TRANE | 4TWL5024N1 | 4PX*BU42BS3 | S8X1B060M4PSC | 25600 | 25600 | 16 | 12 | 8.1 | 2.22 | 72 | 56 | 210791770
TRANE | 4TWL5024N1 | 4PX*BU42BS3 | S8X1B040M2PTC | 25600 | 25600 | 16 | 12 | 8.1 | 2.21 | 72 | 56 | 210791769
TRANE | 4TWL5036N1 | 4PX*DU48BS3 | *UD2D140ACV5 | 35200 | 32200 | 15.2 | 12 | 8.1 | 2.04 | 62 | 46 | 210790565
TRANE | 4TWL5036N1 | 4PX*DU48BS3 | S8X1D120M5PSC | 34800 | 32200 | 15.2 | 12 | 8.1 | 2.04 | 62 | 46 | 210790564
TRANE | 4TWL5036N1 | 4PX*DU48BS3 | S9V2D120U5VSA | 35400 | 32400 | 15.2 | 12 | 8.1 | 2.05 | 62 | 46 | 210790562
TRANE | 4TWL5036N1 | 4PX*DU48BS3 | S9V2D120U5PSB | 35400 | 32400 | 15.2 | 12 | 8.1 | 2.05 | 62 | 46 | 210790563
TRANE | 4TWL5036N1 | 4PX*DU48BS3 | *UD2D120ACV5 | 35000 | 32200 | 15.2 | 12 | 8.1 | 2.05 | 62 | 46 | 210790560
TRANE | 4TWL5036N1 | 4PX*DU48BS3 | S9X1D120U5PSB | 35600 | 32600 | 15.2 | 12 | 8.1 | 2.04 | 62 | 46 | 210790561
TRANE | 4TWL5036N1 | 4PX*DU48BS3 | S9X2D120U5PSB | 35600 | 32600 | 15.2 | 12 | 8.1 | 2.04 | 62 | 46 | 210790557
TRANE | 4TWL5036N1 | 4PX*DU48BS3 | S8X2D120M5PTC | 34800 | 32200 | 15.2 | 12 | 8.1 | 2.04 | 62 | 46 | 210790556
TRANE | 4TWL5036N1 | 4PX*DU48BS3 | *UHMD120ACV5 | 35600 | 32600 | 15.2 | 12 | 8.1 | 2.04 | 62 | 46 | 210790558
TRANE | 4TWL5036N1 | 4PX*DU48BS3 | S8X1D120M5PTC | 34800 | 32200 | 15.2 | 12 | 8.1 | 2.04 | 62 | 46 | 210790554
TRANE | 4TWL5036N1 | 4PX*DU48BS3 | S8X2D120M5PSC | 34800 | 32200 | 15.2 | 12 | 8.1 | 2.04 | 62 | 46 | 210790555
TRANE | 4TWL5036N1 | 4PX*DD60BS3 | S9X2D120D5PSB | 35800 | 32000 | 15.2 | 12 | 8.1 | 2 | 63 | 47 | 210790553
TRANE | 4TWL5036N1 | 4PX*DD60BS3 | S9X1D120D5PSB | 35800 | 32000 | 15.2 | 12 | 8.1 | 2 | 63 | 47 | 210790546
TRANE | 4TWL5036N1 | 4PX*DD60BS3 | *DD2D120ACV5 | 34400 | 31400 | 15.2 | 12 | 8.1 | 2.01 | 63 | 46 | 210790548
TRANE | 4TWL5036N1 | 4PX*DD60BS3 | *DHMD120BCV5 | 34800 | 31600 | 15.2 | 12 | 8.1 | 2 | 63 | 47 | 210790547
TRANE | 4TWL5036N1 | 4PX*CU48BS3 | S9X2C080U5PSB | 35400 | 32600 | 15.2 | 12 | 8.1 | 2.02 | 62 | 46 | 210790545
TRANE | 4TWL5036N1 | 4PX*CU48BS3 | S8X2C080M5PSC | 34800 | 32200 | 15.2 | 12 | 8.1 | 2.02 | 62 | 46 | 210790543
TRANE | 4TWL5036N1 | 4PX*CU48BS3 | S8X1C080M5PTC | 34800 | 32200 | 15.2 | 12 | 8.1 | 2.02 | 62 | 46 | 210790544
TRANE | 4TWL5036N1 | 4PX*CU48BS3 | S8X1C100M5PTC | 35200 | 32400 | 15.2 | 12 | 8.1 | 2.02 | 62 | 46 | 210790542
TRANE | 4TWL5036N1 | 4PX*CU48BS3 | S9X1C100U5PSB | 35400 | 32600 | 15.2 | 12 | 8.1 | 2.02 | 62 | 46 | 210790541
TRANE | 4TWL5036N1 | 4PX*CU48BS3 | S9X1C080U5PSB | 35400 | 32600 | 15.2 | 12 | 8.1 | 2.02 | 62 | 46 | 210790540
TRANE | 4TWL5036N1 | 4PX*CU48BS3 | S9V2C100U5PSB | 35200 | 32400 | 15.2 | 12 | 8.1 | 2.04 | 62 | 46 | 210790539
TRANE | 4TWL5036N1 | 4PX*CU48BS3 | S9V2C100U4VSA | 35600 | 32800 | 15.2 | 12 | 8.1 | 2.03 | 62 | 46 | 210790538
TRANE | 4TWL5036N1 | 4PX*CU48BS3 | S8X1C080M5PSC | 34800 | 32200 | 15.2 | 12 | 8.1 | 2.02 | 62 | 46 | 210790535
TRANE | 4TWL5036N1 | 4PX*CU48BS3 | S8X1C100M5PSC | 35200 | 32400 | 15.2 | 12 | 8.1 | 2.02 | 62 | 46 | 210790536
TRANE | 4TWL5036N1 | 4PX*CU48BS3 | S9V2C080U5PSB | 35800 | 32800 | 15.2 | 12 | 8.1 | 2.03 | 62 | 46 | 210790537
TRANE | 4TWL5036N1 | 4PX*CU48BS3 | *UD2C080ACV4 | 35000 | 32200 | 15.2 | 12 | 8.1 | 2.04 | 62 | 46 | 210790528
TRANE | 4TWL5036N1 | 4PX*CU48BS3 | *UHMC100ACV4 | 35600 | 32600 | 15.2 | 12 | 8.1 | 2.05 | 62 | 46 | 210790530
TRANE | 4TWL5036N1 | 4PX*CU48BS3 | *UD2C100ACV5 | 35400 | 32400 | 15.2 | 12 | 8.1 | 2.04 | 62 | 46 | 210790529
TRANE | 4TWL5036N1 | 4PX*CU48BS3 | S8X2C100M5PSC | 35200 | 32400 | 15.2 | 12 | 8.1 | 2.02 | 62 | 46 | 210790527
TRANE | 4TWL5036N1 | 4PX*CU48BS3 | S8X2C100M5PTC | 35200 | 32400 | 15.2 | 12 | 8.1 | 2.02 | 62 | 46 | 210790526
TRANE | 4TWL5036N1 | 4PX*CU48BS3 | S8X2C080M5PTC | 34800 | 32200 | 15.2 | 12 | 8.1 | 2.02 | 62 | 46 | 210790525
TRANE | 4TWL5036N1 | 4PX*CU48BS3 | S9X2C100U5PSB | 35400 | 32600 | 15.2 | 12 | 8.1 | 2.02 | 62 | 46 | 210790524
TRANE | 4TWL5036N1 | 4PX*CU42BS3 | *UHMC100ACV4 | 35000 | 32600 | 15.2 | 12 | 8.1 | 2.03 | 62 | 45 | 210790520
TRANE | 4TWL5036N1 | 4PX*CU42BS3 | S8X1C080M5PTC | 34800 | 32600 | 15.2 | 12 | 8.1 | 1.99 | 62 | 46 | 210790517
TRANE | 4TWL5036N1 | 4PX*CU42BS3 | S8X1C100M5PTC | 35200 | 32800 | 15.2 | 12 | 8.1 | 2 | 62 | 46 | 210790516
TRANE | 4TWL5036N1 | 4PX*CU42BS3 | *UD2C080ACV4 | 35000 | 32600 | 15.2 | 12 | 8.1 | 2.02 | 62 | 46 | 210790518
TRANE | 4TWL5036N1 | 4PX*CU42BS3 | *UD2C100ACV5 | 35400 | 32800 | 15.2 | 12 | 8.1 | 2.02 | 62 | 45 | 210790519
TRANE | 4TWL5036N1 | 4PX*CU42BS3 | S8X2C080M5PTC | 34800 | 32600 | 15.2 | 12 | 8.1 | 1.99 | 62 | 46 | 210790514
TRANE | 4TWL5036N1 | 4PX*CU42BS3 | S8X2C080M5PSC | 34800 | 32600 | 15.2 | 12 | 8.1 | 1.99 | 62 | 46 | 210790515
TRANE | 4TWL5036N1 | 4PX*CU42BS3 | S8X2C100M5PTC | 35200 | 32800 | 15.2 | 12 | 8.1 | 2 | 62 | 46 | 210790512
TRANE | 4TWL5036N1 | 4PX*CU42BS3 | S8X2C100M5PSC | 35200 | 32800 | 15.2 | 12 | 8.1 | 2 | 62 | 46 | 210790513
TRANE | 4TWL5036N1 | 4PX*CU42BS3 | S9X2C080U5PSB | 35200 | 32800 | 15.2 | 12 | 8.1 | 2.01 | 62 | 46 | 210790511
TRANE | 4TWL5036N1 | 4PX*CU42BS3 | S9X2C100U5PSB | 35200 | 33000 | 15.2 | 12 | 8.1 | 2 | 62 | 45 | 210790510
AMERICAN STANDARD | 4A6H6024N1 | 4PX*BD42BS3 | S8V2B080M4PCA | 25600 | 23800 | 16 | 12 | 8.1 | 1.97 | 63 | 47 | 210688689
AMERICAN STANDARD | 4A6L5024N1 | 4PX*BU30BS3 | S9X2B060U4PSB | 25600 | 25600 | 15.2 | 12 | 8.1 | 2.13 | 75 | 57 | 210792793
AMERICAN STANDARD | 4A6L5024N1 | 4PX*BU30BS3 | S9X1B080U4PSB | 25600 | 25600 | 15.2 | 12 | 8.1 | 2.14 | 75 | 57 | 210792790
AMERICAN STANDARD | 4A6L5024N1 | 4PX*BU30BS3 | S9X1B040U3PSB | 25600 | 25600 | 15.2 | 12 | 8.1 | 2.13 | 75 | 57 | 210792787
AMERICAN STANDARD | 4A6L5024N1 | 4PX*BU30BS3 | S9V2B080U4VSA | 25600 | 25600 | 15.2 | 12 | 8.1 | 2.13 | 75 | 57 | 210792786
AMERICAN STANDARD | 4A6L5024N1 | 4PX*BU30BS3 | S9V2B080U4PSB | 25600 | 25600 | 15.2 | 12 | 8.1 | 2.13 | 75 | 57 | 210792784
AMERICAN STANDARD | 4A6L5024N1 | 4PX*BU30BS3 | S9V2B060U3VSA | 25600 | 25600 | 15.2 | 12 | 8.1 | 2.13 | 75 | 57 | 210792782
AMERICAN STANDARD | 4A6L5024N1 | 4PX*BU30BS3 | S9V2B060U4PSB | 25600 | 25600 | 15.2 | 12 | 8.1 | 2.14 | 75 | 57 | 210792783
AMERICAN STANDARD | 4A6L5024N1 | 4PX*BU30BS3 | S9V2B040U3VSA | 25600 | 25600 | 15.2 | 12 | 8.1 | 2.13 | 75 | 57 | 210792780
AMERICAN STANDARD | 4A6L5024N1 | 4PX*BU30BS3 | S9V2B040U3PSB | 25600 | 25600 | 15.2 | 12 | 8.1 | 2.13 | 75 | 57 | 210792779
AMERICAN STANDARD | 4A6L5024N1 | 4PX*BU30BS3 | S8X2B080M4PSC | 25600 | 25600 | 15.2 | 12 | 8.1 | 2.12 | 76 | 58 | 210792776
AMERICAN STANDARD | 4A6L5024N1 | 4PX*BU30BS3 | S8X2B080M4PTC | 25600 | 25600 | 15.2 | 12 | 8.1 | 2.12 | 76 | 58 | 210792778
AMERICAN STANDARD | 4A6L5024N1 | 4PX*BU30BS3 | S8X2B060M4PTC | 25600 | 25600 | 15.2 | 12 | 8.1 | 2.12 | 75 | 57 | 210792775
AMERICAN STANDARD | 4A6L5024N1 | 4PX*BU30BS3 | S8X2B060M4PSC | 25600 | 25600 | 15.2 | 12 | 8.1 | 2.12 | 75 | 57 | 210792774
AMERICAN STANDARD | 4A6L5024N1 | 4PX*BU30BS3 | S8X2A040M3PSC | 25600 | 25600 | 15.2 | 12 | 8.1 | 2.09 | 74 | 57 | 210792771
AMERICAN STANDARD | 4A6L5024N1 | 4PX*BU30BS3 | S8X2A040M3PTC | 25600 | 25600 | 15.2 | 12 | 8.1 | 2.09 | 74 | 57 | 210792772
AMERICAN STANDARD | 4A6L5024N1 | 4PX*BU30BS3 | S8X1B080M4PSC | 25600 | 25600 | 15.2 | 12 | 8.1 | 2.12 | 76 | 58 | 210792768
AMERICAN STANDARD | 4A6L5024N1 | 4PX*BU30BS3 | S8X1B080M4PTC | 25600 | 25600 | 15.2 | 12 | 8.1 | 2.12 | 76 | 58 | 210792770
TRANE | 4TWV0X48A1 | 4PX*DU60BS3 | S8V2D120M5PDA | 47000 | 42000 | 19.5 | 11.7 | 8.5 | 1.82 | 87 | 67 | 211088956
TRANE | 4TWV0X48A1 | 4PX*CU60BS3 | S8V2C080M5PDA | 46000 | 42000 | 19 | 11.7 | 8.5 | 1.8 | 86 | 66 | 211088951
TRANE | 4TWV0X48A1 | 4PX*DD60BS3 | S8V2D120M5PDA | 45500 | 42000 | 19.5 | 11.5 | 8.2 | 1.77 | 87 | 66 | 211088952
TRANE | 4TWV0X48A1 | 4PX*CU60BS3 | S8V2C100M5PDA | 46500 | 42000 | 19.5 | 11.5 | 8.5 | 1.8 | 87 | 67 | 211088950
TRANE | 4TWV0X48A1 | 4PX*CU48BS3 | S8V2C080M5PDA | 45500 | 42500 | 19 | 11.5 | 8.2 | 1.75 | 87 | 66 | 211088949
AMERICAN STANDARD | 4A6V8X48A1 | 4PX*DU48BS3 | S8V2C100M5PDA | 44500 | 42500 | 18 | 11.7 | 8.5 | 1.77 | 86 | 66 | 211089203
AMERICAN STANDARD | 4A6V8X48A1 | 4PX*DD60BS3 | S8V2C080M5PDA | 44000 | 41500 | 18 | 11.7 | 8.2 | 1.75 | 86 | 66 | 211089202
TRANE | 4TWL5024N1 | 4PX*BU42BS3 | S8X1A040M3PSC | 25600 | 25600 | 16 | 12 | 8.1 | 2.18 | 71 | 55 | 210791766
TRANE | 4TWL5024N1 | 4PX*BU42BS3 | S8X1B040M2PSC | 25600 | 25600 | 16 | 12 | 8.1 | 2.21 | 72 | 56 | 210791768
TRANE | 4TWL5024N1 | 4PX*BU42BS3 | S9V2B040U3PSB | 25600 | 25600 | 16 | 12 | 8.1 | 2.22 | 72 | 56 | 210791756
TRANE | 4TWL5024N1 | 4PX*BU42BS3 | S8X2B080M4PTC | 25600 | 25600 | 16 | 12 | 8.1 | 2.21 | 72 | 56 | 210791755
TRANE | 4TWL5024N1 | 4PX*BU42BS3 | S8V2A040M3PCA | 25600 | 25600 | 16 | 12 | 8.1 | 2.18 | 71 | 55 | 210791763
TRANE | 4TWL5024N1 | 4PX*BU42BS3 | S8V2B060M4PCA | 25600 | 25600 | 16 | 12 | 8.1 | 2.22 | 73 | 56 | 210791764
TRANE | 4TWL5024N1 | 4PX*BU42BS3 | S8V2B080M4PCA | 25600 | 25600 | 16 | 12 | 8.1 | 2.22 | 72 | 55 | 210791765
TRANE | 4TWL5024N1 | 4PX*BU42BS3 | L8X1B060U3XSA | 25600 | 25600 | 16 | 12 | 8.1 | 2.22 | 72 | 56 | 210791757
TRANE | 4TWL5024N1 | 4PX*BU42BS3 | S8X2B080M4PSC | 25600 | 25600 | 16 | 12 | 8.1 | 2.21 | 72 | 56 | 210791754
TRANE | 4TWL5024N1 | 4PX*BU30BS3 | S8X1B060M4PTC | 25600 | 25600 | 15.2 | 12 | 8.1 | 2.12 | 75 | 57 | 210791708
TRANE | 4TWL5024N1 | 4PX*BU30BS3 | S8V2B060M4PCA | 25600 | 25600 | 15.2 | 12 | 8.1 | 2.13 | 75 | 57 | 210791702
TRANE | 4TWL5024N1 | 4PX*BU30BS3 | S8V2B080M4PCA | 25600 | 25600 | 15.2 | 12 | 8.1 | 2.14 | 75 | 57 | 210791703
TRANE | 4TWL5024N1 | 4PX*BU30BS3 | S8X1B040M2PTC | 25600 | 25600 | 15.2 | 12 | 8.1 | 2.11 | 75 | 58 | 210791707
TRANE | 4TWL5024N1 | 4PX*BU30BS3 | S8X1B040M2PSC | 25600 | 25600 | 15.2 | 12 | 8.1 | 2.11 | 75 | 58 | 210791706
TRANE | 4TWL5024N1 | 4PX*BU30BS3 | S8X1A040M3PTC | 25600 | 25600 | 15.2 | 12 | 8.1 | 2.09 | 74 | 57 | 210791705
TRANE | 4TWL5024N1 | 4PX*BU30BS3 | S8X1A040M3PSC | 25600 | 25600 | 15.2 | 12 | 8.1 | 2.09 | 74 | 57 | 210791704
TRANE | 4TWL5024N1 | 4PX*BU30BS3 | S8V2A040M3PCA | 25600 | 25600 | 15.2 | 12 | 8.1 | 2.08 | 74 | 57 | 210791701
TRANE | 4TWL5024N1 | 4PX*BU30BS3 | S8X1B060M4PSC | 25600 | 25600 | 15.2 | 12 | 8.1 | 2.12 | 75 | 57 | 210791680
TRANE | 4TWL5024N1 | 4PX*BU30BS3 | L8X1B060U3XSA | 25600 | 25600 | 15.2 | 12 | 8.1 | 2.11 | 75 | 58 | 210791679
TRANE | 4TWL5036N1 | 4PX*CU42BS3 | S9X1C100U5PSB | 35200 | 33000 | 15.2 | 12 | 8.1 | 2 | 62 | 45 | 210790503
TRANE | 4TWL5036N1 | 4PX*CU42BS3 | S9X1C080U5PSB | 35200 | 32800 | 15.2 | 12 | 8.1 | 2.01 | 62 | 46 | 210790502
TRANE | 4TWL5036N1 | 4PX*CU42BS3 | S9V2C080U5PSB | 35200 | 32800 | 15.2 | 12 | 8.1 | 2.02 | 62 | 45 | 210790500
TRANE | 4TWL5036N1 | 4PX*CU42BS3 | S9V2C100U5PSB | 35200 | 32800 | 15.2 | 12 | 8.1 | 2.02 | 62 | 45 | 210790501
TRANE | 4TWL5036N1 | 4PX*CU42BS3 | S8X1C080M5PSC | 34800 | 32600 | 15.2 | 12 | 8.1 | 1.99 | 62 | 46 | 210790498
TRANE | 4TWL5036N1 | 4PX*CU42BS3 | S8X1C100M5PSC | 35200 | 32800 | 15.2 | 12 | 8.1 | 2 | 62 | 46 | 210790499
TRANE | 4TWX5024N1 | TEM6A0B24H21+TDR+TSTAT |  | 23400 | 22800 | 15.4 | 12.3 | 8.1 | 2.1 | 65 | 50 | 210798286
TRANE | 4TWR5030N1 | TEM8A0B30V31+TDR+TSTAT |  | 29400 | 27600 | 15.4 | 12 | 8.1 | 2.19 | 66 | 51 | 210798236
TRANE | 4TWR5030N1 | TEM6A0B30H21+TDR+TSTAT |  | 29200 | 27400 | 15.2 | 12 | 8.1 | 2.18 | 66 | 51 | 210798234
TRANE | 4TWL5036N1 | 4TXCC009DS3 | L8V1C100U5VSA | 35800 | 31800 | 15.2 | 12 | 8.1 | 2.05 | 63 | 47 | 210795894
TRANE | 4TWL5036N1 | 4TXCC007DS3 | L8V1C100U5VSA | 35400 | 32400 | 15.2 | 12 | 8.1 | 2.04 | 62 | 46 | 210795891
TRANE | 4TWL5036N1 | 4PX*CU48BS3 | L8V1C100U5VSA | 35400 | 32400 | 15.2 | 12 | 8.1 | 2.04 | 62 | 46 | 210795865
TRANE | 4TWL5036N1 | 4PX*CU42BS3 | L8V1C100U5VSA | 35400 | 32800 | 15.2 | 12 | 8.1 | 2.02 | 62 | 45 | 210795862
TRANE | 4TWV0X36A1 | TAM9A0C36V31 |  | 35000 | 31600 | 19.5 | 12.7 | 8.7 | 1.85 | 82 | 63 | 207526324
TRANE | 4TWV0X48A1 | TAM9A0C60V51 |  | 46000 | 40500 | 19.5 | 11.7 | 8.5 | 1.82 | 87 | 68 | 207526327
AMERICAN STANDARD | 4A6V0X36A1 | 4PX*BU36BS3 | S9V2B080U4PSB+RP | 34200 | 31400 | 20 | 12 | 8.5 | 1.8 | 83 | 64 | 210610549
AMERICAN STANDARD | 4A6V0X24A1 | 4TXCB004DS3 | *UHMB060ACV3 | 23600 | 20200 | 19.5 | 12.7 | 8.5 | 1.89 | 83 | 63 | 210288156
AMERICAN STANDARD | 4A6L9048A1 | 4PX*CU60BS3 | S9V2C080U5PSB+RP | 48500 | 43500 | 19 | 11.7 | 8.7 | 2.26 | 73 | 59 | 201922554
AMERICAN STANDARD | 4A6L9048A1 | 4PX*CU60BS3 | *UHMC100ACV4 | 48500 | 43500 | 19 | 12 | 8.7 | 2.28 | 73 | 58 | 201922552
AMERICAN STANDARD | 4A6L9048A1 | 4PX*CU48BS3 | S9V2C100U5PSB+RP | 47500 | 44000 | 18.5 | 11.5 | 9 | 2.25 | 74 | 59 | 201922550
AMERICAN STANDARD | 4A6L9048A1 | 4PX*CU48BS3 | S9V2C100U4PSB+RP | 47500 | 44000 | 19 | 11.5 | 9 | 2.26 | 73 | 59 | 201922549
AMERICAN STANDARD | 4A6L9048A1 | 4PX*CU48BS3 | *UD2C100ACV5 | 47500 | 44000 | 19 | 11.5 | 9 | 2.25 | 74 | 59 | 201922547
AMERICAN STANDARD | 4A6L9048A1 | 4PX*CU48BS3 | *UD2C080ACV4 | 47000 | 44000 | 19 | 11.5 | 9 | 2.26 | 73 | 59 | 201922544
AMERICAN STANDARD | 4A6L9048A1 | 4PX*CU48BS3 | S9V2C080U5PSB+RP | 47500 | 44000 | 19 | 11.5 | 9 | 2.24 | 74 | 59 | 201922542
AMERICAN STANDARD | 4A6L9048A1 | 4PX*CU48BS3 | *UHMC100ACV4 | 47000 | 44000 | 19 | 11.7 | 9 | 2.26 | 73 | 59 | 201922541
TRANE | 4TWV8X48A1 | 4TXCD010DS3 | S9V2C100U4PSB+RP | 45000 | 42000 | 18 | 11.7 | 8.5 | 1.8 | 85 | 66 | 208185416
TRANE | 4TWV8X48A1 | 4TXCD010DS3 | S9V2D120U5PSB+RP | 47000 | 43000 | 18 | 12 | 8.5 | 1.87 | 86 | 67 | 208185415
TRANE | 4TWV8X48A1 | 4TXCD010DS3 | S9V2C080U5PSB+RP | 45500 | 42000 | 18 | 11.7 | 8.5 | 1.8 | 85 | 67 | 208185414
TRANE | 4TWV8X48A1 | 4TXCC009DS3 | S9V2C100U4PSB+RP | 46500 | 43000 | 18 | 11.7 | 8.5 | 1.85 | 86 | 67 | 208185411
AMERICAN STANDARD | 4A6V0X36A1 | 4PX*BU36BS3 | S9V2B060U3VSA+RP | 34200 | 31400 | 20 | 12 | 8.2 | 1.8 | 83 | 64 | 207590127
TRANE | 4TWV8X48A1 | 4TXCC009DS3 | S9V2C100U5PSB+RP | 47000 | 43000 | 18 | 11.7 | 8.5 | 1.86 | 86 | 67 | 208185413
TRANE | 4TWV8X48A1 | 4TXCC009DS3 | S9V2C080U5PSB+RP | 47000 | 43500 | 18 | 11.7 | 8.5 | 1.85 | 85 | 67 | 208185412
AMERICAN STANDARD | 4A6V0X24A1 | 4PX*BU36BS3 | S9V2B040U3VSA+RP | 23800 | 20400 | 19 | 12.5 | 8.5 | 1.91 | 83 | 64 | 207590118
AMERICAN STANDARD | 4A6V0X24A1 | 4PX*BU36BS3 | S9V2B060U3VSA+RP | 23600 | 20200 | 19.5 | 12.5 | 8.5 | 1.91 | 84 | 64 | 207590119
AMERICAN STANDARD | 4A6V0X36A1 | 4PX*CU48BS3 | S9V2C100U4PSB+RP | 35600 | 32000 | 20.5 | 12.7 | 8.7 | 1.86 | 82 | 63 | 207590099
TRANE | 4TWL9048A1 | 4TXCD008DS3 | *DHMC100ACV4 | 43500 | 41000 | 17.5 | 10 | 8.5 | 2.09 | 75 | 60 | 201922115
TRANE | 4TWL9048A1 | 4TXCD008DS3 | *DHMD120BCV5 | 44500 | 42500 | 18 | 11 | 8.7 | 2.18 | 74 | 60 | 201922114
TRANE | 4TWL9048A1 | 4TXCD008DS3 | S9V2C100D4PSB+RP | 43500 | 41000 | 17.5 | 11 | 8.5 | 2.13 | 74 | 60 | 201922113
TRANE | 4TWL9048A1 | 4TXCD008DS3 | S9V2D120D5PSB+RP | 45000 | 42000 | 16.5 | 11 | 8.7 | 2.21 | 75 | 60 | 201922111
TRANE | 4TWL9048A1 | 4TXCD008DS3 | *UD2C080ACV4 | 46000 | 42500 | 19 | 11.7 | 8.7 | 2.21 | 73 | 59 | 201922108
TRANE | 4TWL9048A1 | 4TXCD008DS3 | *UD2C100ACV5 | 46000 | 43000 | 19 | 11.5 | 8.7 | 2.18 | 73 | 59 | 201922107
TRANE | 4TWL9048A1 | 4TXCD008DS3 | *UD2D120ACV5 | 47500 | 44000 | 19 | 11.5 | 8.7 | 2.24 | 74 | 59 | 201922104
TRANE | 4TWL9048A1 | 4TXCD008DS3 | S9V2C100D5PSB+RP | 44000 | 43500 | 17 | 11 | 8.5 | 2.13 | 70 | 57 | 201922112
TRANE | 4TWV0X48A1 | 4TXCC009DS3 | S9V2C100U5PSB+RP | 46500 | 42000 | 19.5 | 11.7 | 8.5 | 1.81 | 87 | 67 | 207782205
TRANE | 4TWV0X48A1 | 4PX*CU48BS3 | S9V2C100U5PSB+RP | 46000 | 43000 | 19.5 | 11.5 | 8.2 | 1.76 | 86 | 67 | 207782201
TRANE | 4TWV0X48A1 | 4PX*DU60BS3 | S9V2C100U5PSB+RP | 45500 | 41000 | 19 | 11.7 | 8.2 | 1.76 | 86 | 67 | 207782203
TRANE | 4TWV0X48A1 | 4TXCC007DS3 | S9V2C100U5PSB+RP | 46000 | 43000 | 19.5 | 11.5 | 8.2 | 1.76 | 86 | 67 | 207782204
TRANE | 4TWV0X48A1 | 4PX*CU60BS3 | S9V2C100U5PSB+RP | 46500 | 42000 | 19.5 | 11.7 | 8.5 | 1.81 | 87 | 67 | 207782202
TRANE | 4TWV0X60A1 | TEM8A0C48V41+TDR |  | 54000 | 51000 | 19.5 | 12 | 8.5 | 1.84 | 95 | 73 | 207708987
AMERICAN STANDARD | 4A6V0X36A1 | 4TXCC005DS3 | S9V2C100D4VSA+RP | 32200 | 30800 | 18 | 11.5 | 8.2 | 1.76 | 82 | 64 | 207590144
AMERICAN STANDARD | 4A6V0X36A1 | 4TXCB004DS3 | S9V2B060U3VSA+RP | 34200 | 31400 | 20 | 12 | 8.2 | 1.8 | 83 | 64 | 207590138
AMERICAN STANDARD | 4A6V0X36A1 | 4PX*CU48BS3 | S9V2C100U4VSA+RP | 35600 | 32000 | 20.5 | 12.7 | 8.7 | 1.86 | 82 | 63 | 207590136
AMERICAN STANDARD | 4A6V0X36A1 | 4TXCB004DS3 | S9V2B040U3VSA+RP | 34400 | 31600 | 20 | 12 | 8.2 | 1.8 | 83 | 65 | 207590137
TRANE | 4TWL9048A1 | 4PX*CD60BS3+HORIZ-RT | *UD2C100ACV5 | 48500 | 44000 | 19 | 11.2 | 8.7 | 2.18 | 73 | 59 | 201921908
TRANE | 4TWL9048A1 | 4PX*CD60BS3 | *DD2C100ACV5 | 48000 | 43500 | 19 | 11.7 | 8.7 | 2.19 | 73 | 59 | 201921904
TRANE | 4TWV0X48A1 | 4PX*CD60BS3 | *DHMC100ACV4 | 46500 | 42500 | 19 | 11.5 | 8.2 | 1.76 | 85 | 66 | 207558978
TRANE | 4TWV0X36A1 | 4PX*BU36BS3 | *UHMB080ACV3 | 34400 | 31400 | 20 | 12 | 8.5 | 1.79 | 84 | 65 | 207558956
TRANE | 4TWL9048A1 | 4PX*CU42BS3 | S9V2C100U5PSB+RP | 47500 | 44500 | 18 | 11.5 | 8.7 | 2.22 | 73 | 58 | 201921924
AMERICAN STANDARD | 4A6V0X36A1 | 4PX*BU36BS3 | S9V2B040U3VSA+RP | 34400 | 31600 | 20 | 12 | 8.5 | 1.8 | 83 | 65 | 207590129
TRANE | 4TWV0X24A1 | 4PX*BU36BS3 | *UHMB060ACV3 | 23600 | 20200 | 19.5 | 12.7 | 8.5 | 1.89 | 83 | 63 | 207558947
TRANE | 4TWV0X36A1 | 4PX*BU36BS3 | S9V2B080U4VSA+RP | 34200 | 31400 | 20 | 12 | 8.5 | 1.8 | 83 | 64 | 207526907
TRANE | 4TWV0X24A1 | 4TXFH024CZ3 | *DHMB060BCV3 | 23200 | 20200 | 18 | 12 | 8.5 | 1.85 | 83 | 63 | 207558932
TRANE | 4TWV0X24A1 | 4TXFH024CZ3 | *DD2B060ACV3 | 23400 | 20000 | 18.5 | 12.5 | 8.5 | 1.87 | 84 | 64 | 207558930
TRANE | 4TWV0X24A1 | 4TXFH024CZ3 | *DHMB080ACV3 | 23200 | 20200 | 18 | 12 | 8.5 | 1.86 | 83 | 63 | 207558935
TRANE | 4TWL9048A1 | 4PX*CU42BS3 | S9V2C080U5PSB+RP | 47500 | 44500 | 19 | 11.5 | 8.7 | 2.22 | 73 | 58 | 201921922
TRANE | 4TWL9048A1 | 4PX*CU42BS3 | *UD2C080ACV4 | 47500 | 44500 | 19 | 11.5 | 8.7 | 2.23 | 73 | 58 | 201921921
TRANE | 4TWL9048A1 | 4PX*CU42BS3 | *UD2C100ACV5 | 47500 | 44500 | 19 | 11.5 | 8.7 | 2.2 | 73 | 58 | 201921919
TRANE | 4TWL9048A1 | 4PX*CD60BS3+HORIZ-RT | *UD2C080ACV4 | 48500 | 43500 | 19 | 11.7 | 8.7 | 2.21 | 73 | 58 | 201921911
TRANE | 4TWL9048A1 | 4PX*CU42BS3 | S9V2C100U4PSB+RP | 47500 | 44500 | 19 | 11.5 | 8.7 | 2.22 | 73 | 58 | 201921923
AMERICAN STANDARD | 4A6V0X36A1 | 4PX*CU36BS3 | S9V2C100U4VSA+RP | 34400 | 31400 | 20 | 12 | 8.5 | 1.82 | 82 | 64 | 207590135
TRANE | 4TWV0X36A1 | 4PX*BU36BS3 | *UHMB060ACV3 | 34400 | 31600 | 20 | 12 | 8.5 | 1.81 | 83 | 65 | 207558960
TRANE | 4TWV0X48A1 | TEM8A0D60V51+TDR |  | 44500 | 41500 | 18.5 | 11.2 | 8.7 | 1.88 | 86 | 67 | 207526347
TRANE | 4TWV0X48A1 | TEM8A0C48V41+TDR |  | 47000 | 42000 | 19.5 | 12 | 8.7 | 1.9 | 86 | 66 | 207526344
TRANE | 4TWV0X48A1 | TEM8A0C42V41+TDR |  | 44500 | 43000 | 19.5 | 11.2 | 8.7 | 1.86 | 84 | 65 | 207526343
AMERICAN STANDARD | 4A6L5024N1 | 4TXCB003DS3 | *UD2B080A9V3 | 25600 | 25600 | 15.2 | 12 | 8.1 | 2.12 | 75 | 58 | 210792980
AMERICAN STANDARD | 4A6L5024N1 | 4TXCB003DS3 | S8X1B080M4PSC | 25600 | 25600 | 15.2 | 12 | 8.1 | 2.12 | 76 | 58 | 210792977
AMERICAN STANDARD | 4A6L5024N1 | 4TXCB003DS3 | S8X1B060M4PSC | 25600 | 25600 | 15.2 | 12 | 8.1 | 2.12 | 75 | 57 | 210792975
AMERICAN STANDARD | 4A6L5024N1 | 4TXCB003DS3 | S8X1A040M3PTC | 25600 | 25600 | 15.2 | 12 | 8.1 | 2.09 | 74 | 57 | 210792972
AMERICAN STANDARD | 4A6L5024N1 | 4TXCB003DS3 | S8X1B040M2PTC | 25600 | 25600 | 15.2 | 12 | 8.1 | 2.11 | 75 | 58 | 210792974
AMERICAN STANDARD | 4A6L5024N1 | 4TXCB003DS3 | S8X1B040M2PSC | 25600 | 25600 | 15.2 | 12 | 8.1 | 2.11 | 75 | 58 | 210792973
AMERICAN STANDARD | 4A6L5024N1 | 4TXCB003DS3 | S8V2A040M3PCA | 25600 | 25600 | 15.2 | 12 | 8.1 | 2.08 | 74 | 57 | 210792968
AMERICAN STANDARD | 4A6L5024N1 | 4TXCB003DS3 | S8V2B080M4PCA | 25600 | 25600 | 15.2 | 12 | 8.1 | 2.14 | 75 | 57 | 210792970
AMERICAN STANDARD | 4A6L5024N1 | 4PX*BU42BS3 | S9V2B060U4PSB | 25600 | 25600 | 16 | 12 | 8.1 | 2.24 | 72 | 56 | 210792937
AMERICAN STANDARD | 4A6L5024N1 | 4TXCB003DS3 | S8V2B060M4PCA | 25600 | 25600 | 15.2 | 12 | 8.1 | 2.13 | 75 | 57 | 210792969
AMERICAN STANDARD | 4A6L5024N1 | 4PX*BU42BS3 | S8X2B060M4PTC | 25600 | 25600 | 16 | 12 | 8.1 | 2.22 | 72 | 56 | 210792924
AMERICAN STANDARD | 4A6L5024N1 | 4PX*CU30BS3 | *UD2C080A9V4 | 25600 | 25600 | 15.2 | 12 | 8.1 | 2.13 | 75 | 57 | 210792954
AMERICAN STANDARD | 4A6L5024N1 | 4PX*CU30BS3 | *UD2C080ACV4 | 25600 | 25600 | 15.2 | 12 | 8.1 | 2.15 | 75 | 57 | 210792953
AMERICAN STANDARD | 4A6L5024N1 | 4PX*BU42BS3 | *UHMB060ACV3 | 25600 | 25600 | 16 | 12 | 8.1 | 2.24 | 71 | 55 | 210792929
AMERICAN STANDARD | 4A6L5024N1 | 4PX*CU30BS3 | *UHMC100ACV4 | 25600 | 25600 | 15.2 | 12 | 8.1 | 2.17 | 75 | 57 | 210792952
AMERICAN STANDARD | 4A6L5024N1 | 4PX*BU42BS3 | S9X2B060U4PSB | 25600 | 25600 | 16 | 12 | 8.1 | 2.22 | 72 | 56 | 210792944
AMERICAN STANDARD | 4A6L5024N1 | 4PX*BU42BS3 | S9X2B080U4PSB | 25600 | 25600 | 16 | 12 | 8.1 | 2.23 | 72 | 56 | 210792945
AMERICAN STANDARD | 4A6L5024N1 | 4PX*BU42BS3 | S9X2B040U3PSB | 25600 | 25600 | 16 | 12 | 8.1 | 2.22 | 72 | 55 | 210792943
AMERICAN STANDARD | 4A6L5024N1 | 4PX*BU42BS3 | S8X1B080M4PTC | 25600 | 25600 | 16 | 12 | 8.1 | 2.21 | 72 | 56 | 210792920
AMERICAN STANDARD | 4A6L5024N1 | 4PX*BU42BS3 | S9X1B080U4PSB | 25600 | 25600 | 16 | 12 | 8.1 | 2.23 | 72 | 56 | 210792942
AMERICAN STANDARD | 4A6L5024N1 | 4PX*BU42BS3 | S9X1B060U4PSB | 25600 | 25600 | 16 | 12 | 8.1 | 2.22 | 72 | 56 | 210792941
AMERICAN STANDARD | 4A6L5024N1 | 4PX*BU42BS3 | S9X1B040U3PSB | 25600 | 25600 | 16 | 12 | 8.1 | 2.22 | 72 | 55 | 210792940
AMERICAN STANDARD | 4A6L5024N1 | 4PX*BU42BS3 | S9V2B080U4VSA | 25600 | 25600 | 16 | 12 | 8.1 | 2.22 | 72 | 56 | 210792939
AMERICAN STANDARD | 4A6L5024N1 | 4PX*BU42BS3 | S9V2B080U4PSB | 25600 | 25600 | 16 | 12 | 8.1 | 2.22 | 72 | 56 | 210792938
AMERICAN STANDARD | 4A6L5024N1 | 4PX*BU42BS3 | S9V2B060U3VSA | 25600 | 25600 | 16 | 12 | 8.1 | 2.22 | 72 | 56 | 210792936
AMERICAN STANDARD | 4A6L5024N1 | 4PX*BU42BS3 | S9V2B040U3VSA | 25600 | 25600 | 16 | 12 | 8.1 | 2.22 | 72 | 56 | 210792935
AMERICAN STANDARD | 4A6L5024N1 | 4PX*BU42BS3 | L8V1B080U4VSA | 25600 | 25600 | 16 | 12 | 8.1 | 2.22 | 72 | 56 | 210792933
AMERICAN STANDARD | 4A6L5024N1 | 4PX*BU42BS3 | *UHMB080ACV3 | 25600 | 25600 | 16 | 12 | 8.1 | 2.25 | 71 | 55 | 210792930
AMERICAN STANDARD | 4A6L5024N1 | 4PX*BU42BS3 | L8V1A060U3VSA | 25600 | 25600 | 16 | 12 | 8.1 | 2.18 | 71 | 55 | 210792932
AMERICAN STANDARD | 4A6L5024N1 | 4PX*BU42BS3 | L8V1A040U3VSA | 25600 | 25600 | 15.2 | 12 | 8.1 | 2.18 | 71 | 55 | 210792931
AMERICAN STANDARD | 4A6L5024N1 | 4PX*BU42BS3 | *UD2B080A9V3 | 25600 | 25600 | 15.2 | 12 | 8.1 | 2.2 | 72 | 56 | 210792927
AMERICAN STANDARD | 4A6L5024N1 | 4PX*BU42BS3 | *UD2B080ACV3 | 25600 | 25600 | 16 | 12 | 8.1 | 2.22 | 72 | 56 | 210792928
AMERICAN STANDARD | 4A6L5024N1 | 4PX*BU42BS3 | *UD2B060ACV3 | 25600 | 25600 | 16 | 12 | 8.1 | 2.23 | 72 | 56 | 210792926
AMERICAN STANDARD | 4A6L5024N1 | 4PX*BU42BS3 | *UD2B060A9V3 | 25600 | 25600 | 15.2 | 12 | 8.1 | 2.21 | 72 | 56 | 210792925
AMERICAN STANDARD | 4A6L5024N1 | 4PX*BU42BS3 | S8X2B060M4PSC | 25600 | 25600 | 16 | 12 | 8.1 | 2.22 | 72 | 56 | 210792923
AMERICAN STANDARD | 4A6L5024N1 | 4PX*BU42BS3 | S8X2A040M3PSC | 25600 | 25600 | 16 | 12 | 8.1 | 2.18 | 71 | 55 | 210792921
AMERICAN STANDARD | 4A6L5024N1 | 4PX*BU42BS3 | S8X2A040M3PTC | 25600 | 25600 | 16 | 12 | 8.1 | 2.18 | 71 | 55 | 210792922
AMERICAN STANDARD | 4A6L5024N1 | 4PX*BU42BS3 | S8X1B080M4PSC | 25600 | 25600 | 16 | 12 | 8.1 | 2.21 | 72 | 56 | 210792919
AMERICAN STANDARD | 4A6L5024N1 | 4PX*BU42BS3 | S8X1B060M4PTC | 25600 | 25600 | 16 | 12 | 8.1 | 2.22 | 72 | 56 | 210792918
AMERICAN STANDARD | 4A6L5024N1 | 4PX*BU42BS3 | S8X1B060M4PSC | 25600 | 25600 | 16 | 12 | 8.1 | 2.22 | 72 | 56 | 210792917
AMERICAN STANDARD | 4A6L5024N1 | 4PX*BU42BS3 | S8X1B040M2PSC | 25600 | 25600 | 16 | 12 | 8.1 | 2.21 | 72 | 56 | 210792915
AMERICAN STANDARD | 4A6L5024N1 | 4PX*BU42BS3 | S8X1B040M2PTC | 25600 | 25600 | 16 | 12 | 8.1 | 2.21 | 72 | 56 | 210792916
AMERICAN STANDARD | 4A6L5024N1 | 4PX*BU42BS3 | S8X1A040M3PTC | 25600 | 25600 | 16 | 12 | 8.1 | 2.18 | 71 | 55 | 210792914
AMERICAN STANDARD | 4A6L5024N1 | 4PX*BU42BS3 | S8V2B080M4PCA | 25600 | 25600 | 16 | 12 | 8.1 | 2.22 | 72 | 55 | 210792912
AMERICAN STANDARD | 4A6L5024N1 | 4PX*BU42BS3 | S8V2B060M4PCA | 25600 | 25600 | 16 | 12 | 8.1 | 2.22 | 73 | 56 | 210792911
AMERICAN STANDARD | 4A6L5024N1 | 4PX*BU42BS3 | S8X1A040M3PSC | 25600 | 25600 | 16 | 12 | 8.1 | 2.18 | 71 | 55 | 210792913
AMERICAN STANDARD | 4A6L5024N1 | 4PX*BU42BS3 | S8V2A040M3PCA | 25600 | 25600 | 16 | 12 | 8.1 | 2.18 | 71 | 55 | 210792910
AMERICAN STANDARD | 4A6L5024N1 | 4PX*BU42BS3 | L8X1B060U3XSA | 25600 | 25600 | 16 | 12 | 8.1 | 2.22 | 72 | 56 | 210792904
AMERICAN STANDARD | 4A6L5024N1 | 4PX*BU42BS3 | S9V2B040U3PSB | 25600 | 25600 | 16 | 12 | 8.1 | 2.22 | 72 | 56 | 210792903
AMERICAN STANDARD | 4A6L5024N1 | 4PX*BU42BS3 | S8X2B080M4PSC | 25600 | 25600 | 16 | 12 | 8.1 | 2.21 | 72 | 56 | 210792901
AMERICAN STANDARD | 4A6L5024N1 | 4PX*BU42BS3 | S8X2B080M4PTC | 25600 | 25600 | 16 | 12 | 8.1 | 2.21 | 72 | 56 | 210792902
AMERICAN STANDARD | 4A6V8X48A1 | 4TXCC005DS3 | S8V2C100M5PDA | 44000 | 42500 | 18 | 11 | 8.5 | 1.77 | 88 | 68 | 211089207
AMERICAN STANDARD | 4A6V8X48A1 | 4TXCC005DS3 | S8V2C080M5PDA | 43500 | 42500 | 18 | 11.2 | 8.5 | 1.75 | 88 | 68 | 211089206
AMERICAN STANDARD | 4A6V8X48A1 | 4PX*DU60BS3 | S8V2C080M5PDA | 45000 | 41500 | 18 | 11.7 | 8.5 | 1.8 | 86 | 66 | 211089205
AMERICAN STANDARD | 4A6V8X48A1 | 4PX*DU48BS3 | S8V2C080M5PDA | 44000 | 42000 | 18 | 11.7 | 8.5 | 1.77 | 86 | 66 | 211089204
TRANE | 4TWV8X48A1 | 4TXCD010DS3 | S8V2C080M5PDA | 45000 | 41500 | 18 | 11.7 | 8.5 | 1.8 | 86 | 66 | 211088977
TRANE | 4TWV8X48A1 | 4TXCC005DS3 | S8V2C100M5PDA | 44000 | 42500 | 18 | 11 | 8.5 | 1.77 | 88 | 68 | 211088974
TRANE | 4TWV8X48A1 | 4TXCD008DS3 | S8V2C080M5PDA | 44000 | 42000 | 18 | 11.7 | 8.5 | 1.77 | 86 | 66 | 211088976
TRANE | 4TWV8X48A1 | 4TXCD008DS3 | S8V2C100M5PDA | 44500 | 42500 | 18 | 11.7 | 8.5 | 1.77 | 86 | 66 | 211088975
TRANE | 4TWV8X48A1 | 4PX*DU60BS3 | S8V2C080M5PDA | 45000 | 41500 | 18 | 11.7 | 8.5 | 1.8 | 86 | 66 | 211088972
TRANE | 4TWV8X48A1 | 4TXCC005DS3 | S8V2C080M5PDA | 43500 | 42500 | 18 | 11.2 | 8.5 | 1.75 | 88 | 68 | 211088973
TRANE | 4TWV8X48A1 | 4PX*DU48BS3 | S8V2C080M5PDA | 44000 | 42000 | 18 | 11.7 | 8.5 | 1.77 | 86 | 66 | 211088971
TRANE | 4TWV8X48A1 | 4PX*DD60BS3 | S8V2C080M5PDA | 44000 | 41500 | 18 | 11.7 | 8.2 | 1.75 | 86 | 66 | 211088969
TRANE | 4TWV8X48A1 | 4PX*DU48BS3 | S8V2C100M5PDA | 44500 | 42500 | 18 | 11.7 | 8.5 | 1.77 | 86 | 66 | 211088970
TRANE | 4TWV0X48A1 | 4TXCD010DS3 | S8V2D120M5PDA | 47000 | 42000 | 19.5 | 11.7 | 8.5 | 1.82 | 87 | 67 | 211088963
TRANE | 4TWV0X48A1 | 4TXCD010DS3 | S8V2C100M5PDA | 45000 | 41000 | 19 | 11.7 | 8.2 | 1.75 | 86 | 66 | 211088964
TRANE | 4TWV0X48A1 | 4TXCC009DS3 | S8V2C080M5PDA | 46000 | 42000 | 19 | 11.7 | 8.5 | 1.8 | 86 | 66 | 211088960
TRANE | 4TWV0X48A1 | 4TXCC009DS3 | S8V2C100M5PDA | 46500 | 42000 | 19.5 | 11.5 | 8.5 | 1.8 | 87 | 67 | 211088959
TRANE | 4TWV0X48A1 | 4TXCC007DS3 | S8V2C080M5PDA | 45500 | 42500 | 19 | 11.5 | 8.2 | 1.75 | 87 | 66 | 211088958
TRANE | 4TWV0X48A1 | 4PX*DU60BS3 | S8V2C100M5PDA | 45000 | 41000 | 19 | 11.7 | 8.2 | 1.75 | 86 | 66 | 211088957
TRANE | 4TWL5024N1 | 4TXCB006DS3 | S9X2B060U4PSB | 25600 | 25600 | 16 | 12 | 8.1 | 2.22 | 72 | 56 | 210791923
TRANE | 4TWL5024N1 | 4TXCB006DS3 | S9X1B060U4PSB | 25600 | 25600 | 16 | 12 | 8.1 | 2.22 | 72 | 56 | 210791924
TRANE | 4TWL5024N1 | 4TXCB003DS3 | S9V2B060U4PSB | 25600 | 25600 | 15.2 | 12 | 8.1 | 2.14 | 75 | 57 | 210791855
TRANE | 4TWL5024N1 | 4TXCB003DS3 | L8X1B060U3XSA | 25600 | 25600 | 15.2 | 12 | 8.1 | 2.11 | 75 | 58 | 210791874
TRANE | 4TWL5024N1 | 4TXCB003DS3 | L8V1B080U4VSA | 25600 | 25600 | 15.2 | 12 | 8.1 | 2.12 | 75 | 57 | 210791873
TRANE | 4TWL5024N1 | 4TXCB003DS3 | L8V1A040U3VSA | 25600 | 25600 | 15.2 | 12 | 8.1 | 2.09 | 75 | 57 | 210791871
TRANE | 4TWL5024N1 | 4TXCB003DS3 | *UHMB080ACV3 | 25600 | 25600 | 15.2 | 12 | 8.1 | 2.16 | 74 | 57 | 210791870
TRANE | 4TWL5024N1 | 4TXCB003DS3 | L8V1A060U3VSA | 25600 | 25600 | 15.2 | 12 | 8.1 | 2.09 | 74 | 57 | 210791872
TRANE | 4TWL5024N1 | 4TXCB003DS3 | *UHMB060ACV3 | 25600 | 25600 | 15.2 | 12 | 8.1 | 2.15 | 75 | 57 | 210791869
TRANE | 4TWL5024N1 | 4TXCB003DS3 | *UD2B080ACV3 | 25600 | 25600 | 15.2 | 12 | 8.1 | 2.15 | 75 | 57 | 210791868
TRANE | 4TWL5024N1 | 4TXCB003DS3 | S9X2B060U4PSB | 25600 | 25600 | 15.2 | 12 | 8.1 | 2.13 | 75 | 57 | 210791862
TRANE | 4TWL5024N1 | 4TXCB003DS3 | S9X2B080U4PSB | 25600 | 25600 | 15.2 | 12 | 8.1 | 2.14 | 75 | 57 | 210791863
TRANE | 4TWL5024N1 | 4TXCB003DS3 | S9X2B040U3PSB | 25600 | 25600 | 15.2 | 12 | 8.1 | 2.13 | 75 | 57 | 210791861
TRANE | 4TWL5024N1 | 4TXCB003DS3 | S9X1B080U4PSB | 25600 | 25600 | 15.2 | 12 | 8.1 | 2.14 | 75 | 57 | 210791860
TRANE | 4TWL5024N1 | 4TXCB003DS3 | S9X1B040U3PSB | 25600 | 25600 | 15.2 | 12 | 8.1 | 2.13 | 75 | 57 | 210791858
TRANE | 4TWL5024N1 | 4TXCB003DS3 | S9X1B060U4PSB | 25600 | 25600 | 15.2 | 12 | 8.1 | 2.13 | 75 | 57 | 210791859
TRANE | 4TWL5024N1 | 4TXCB003DS3 | S9V2B080U4VSA | 25600 | 25600 | 15.2 | 12 | 8.1 | 2.13 | 75 | 57 | 210791857
TRANE | 4TWL5024N1 | 4TXCB003DS3 | S9V2B040U3PSB | 25600 | 25600 | 15.2 | 12 | 8.1 | 2.13 | 75 | 57 | 210791853
TRANE | 4TWL5024N1 | 4TXCB003DS3 | S9V2B080U4PSB | 25600 | 25600 | 15.2 | 12 | 8.1 | 2.13 | 75 | 57 | 210791856
TRANE | 4TWL5024N1 | 4TXCB003DS3 | S9V2B040U3VSA | 25600 | 25600 | 15.2 | 12 | 8.1 | 2.13 | 75 | 57 | 210791854
TRANE | 4TWL5024N1 | 4TXCB003DS3 | S8X2B080M4PTC | 25600 | 25600 | 15.2 | 12 | 8.1 | 2.12 | 76 | 58 | 210791852
TRANE | 4TWL5024N1 | 4TXCB003DS3 | S8X2B060M4PSC | 25600 | 25600 | 15.2 | 12 | 8.1 | 2.12 | 75 | 57 | 210791849
TRANE | 4TWL5024N1 | 4TXCB003DS3 | S8X2B080M4PSC | 25600 | 25600 | 15.2 | 12 | 8.1 | 2.12 | 76 | 58 | 210791851
TRANE | 4TWL5024N1 | 4TXCB003DS3 | S8X2B060M4PTC | 25600 | 25600 | 15.2 | 12 | 8.1 | 2.12 | 75 | 57 | 210791850
TRANE | 4TWL5024N1 | 4TXCB003DS3 | S8X1B080M4PSC | 25600 | 25600 | 15.2 | 12 | 8.1 | 2.12 | 76 | 58 | 210791830
TRANE | 4TWL5024N1 | 4TXCB003DS3 | S8X2A040M3PTC | 25600 | 25600 | 15.2 | 12 | 8.1 | 2.09 | 74 | 57 | 210791848
TRANE | 4TWL5024N1 | 4TXCB003DS3 | S8X1B080M4PTC | 25600 | 25600 | 15.2 | 12 | 8.1 | 2.12 | 76 | 58 | 210791846
TRANE | 4TWL5024N1 | 4TXCB003DS3 | S8X2A040M3PSC | 25600 | 25600 | 15.2 | 12 | 8.1 | 2.09 | 74 | 57 | 210791847
TRANE | 4TWL5036N1 | 4TXCC007DS3 | S8X1C100M5PTC | 35200 | 32400 | 15.2 | 12 | 8.1 | 2.02 | 62 | 46 | 210790678
TRANE | 4TWL5036N1 | 4TXCC007DS3 | S8X1C080M5PTC | 34800 | 32200 | 15.2 | 12 | 8.1 | 2.02 | 62 | 46 | 210790677
TRANE | 4TWL5036N1 | 4TXCB006DS3 | S9V2B080U4VSA | 34600 | 32400 | 15.2 | 12 | 8.1 | 2.02 | 62 | 46 | 210790654
TRANE | 4TWL5036N1 | 4TXCB006DS3 | S9V2B060U4PSB | 34600 | 32000 | 15.2 | 12 | 8.1 | 2.03 | 63 | 47 | 210790653
TRANE | 4TWL5036N1 | 4TXCB006DS3 | S9V2B040U3VSA | 34400 | 32200 | 15.2 | 12 | 8.1 | 2.02 | 62 | 46 | 210790651
TRANE | 4TWL5036N1 | 4TXCB006DS3 | S8X1B080M4PSC | 34600 | 32200 | 15.2 | 12 | 8.1 | 2.02 | 62 | 46 | 210790650
TRANE | 4TWL5036N1 | 4TXCB006DS3 | S8X1B060M4PSC | 35000 | 32400 | 15.2 | 12 | 8.1 | 2.02 | 62 | 46 | 210790649
TRANE | 4TWL5036N1 | 4TXCB006DS3 | *UHMB080ACV3 | 35000 | 32400 | 15.2 | 12 | 8.1 | 2.03 | 62 | 46 | 210790639
TRANE | 4TWL5036N1 | 4TXCB006DS3 | S9V2B080U4PSB | 34600 | 32400 | 15.2 | 12 | 8.1 | 2.02 | 62 | 46 | 210790640
TRANE | 4TWL5036N1 | 4TXCB006DS3 | *UHMB060ACV3 | 34800 | 32200 | 15.2 | 12 | 8.1 | 2.03 | 62 | 46 | 210790638
TRANE | 4TWL5036N1 | 4TXCB006DS3 | *UD2B060ACV3 | 34400 | 32000 | 15.2 | 12 | 8.1 | 2.03 | 63 | 47 | 210790636
TRANE | 4TWL5036N1 | 4TXCB006DS3 | S8X1B080M4PTC | 34600 | 32200 | 15.2 | 12 | 8.1 | 2.02 | 62 | 46 | 210790633
TRANE | 4TWL5036N1 | 4TXCB006DS3 | S8X1B060M4PTC | 35000 | 32400 | 15.2 | 12 | 8.1 | 2.02 | 62 | 46 | 210790634
TRANE | 4TWL5036N1 | 4TXCB006DS3 | S8X2B080M4PTC | 34600 | 32200 | 15.2 | 12 | 8.1 | 2.02 | 62 | 46 | 210790627
TRANE | 4TWL5036N1 | 4TXCB006DS3 | S8X2B060M4PSC | 35000 | 32400 | 15.2 | 12 | 8.1 | 2.02 | 62 | 46 | 210790630
TRANE | 4TWL5036N1 | 4TXCB006DS3 | S8X2B060M4PTC | 35000 | 32400 | 15.2 | 12 | 8.1 | 2.02 | 62 | 46 | 210790629
TRANE | 4TWL5036N1 | 4TXCB006DS3 | S8X2B080M4PSC | 34600 | 32200 | 15.2 | 12 | 8.1 | 2.02 | 62 | 46 | 210790628
TRANE | 4TWL5036N1 | 4TXCB006DS3 | S9X2B060U4PSB | 34800 | 32400 | 15.2 | 12 | 8.1 | 2.01 | 62 | 46 | 210790625
TRANE | 4TWL5036N1 | 4TXCB006DS3 | S9X2B080U4PSB | 35000 | 32400 | 15.2 | 12 | 8.1 | 2.01 | 62 | 46 | 210790624
TRANE | 4TWL5036N1 | 4TXCB006DS3 | S9X1B060U4PSB | 34800 | 32400 | 15.2 | 12 | 8.1 | 2.01 | 62 | 46 | 210790622
TRANE | 4TWL5036N1 | 4TXCB006DS3 | S9X1B080U4PSB | 35000 | 32400 | 15.2 | 12 | 8.1 | 2.01 | 62 | 46 | 210790623
AMERICAN STANDARD | 4A6L5030N1 | 4TXCB006DS3 | S9X2B060U4PSB | 30600 | 27800 | 16 | 12 | 8.1 | 2.22 | 67 | 52 | 210795356
TRANE | 4TWL5036N1 | 4PX*CU42BS3 | S9V2C100U4VSA | 35000 | 32800 | 15.2 | 12 | 8.1 | 2.02 | 62 | 45 | 210795351
TRANE | 4TWL5030N1 | 4TXCB006DS3 | S9X2B060U4PSB | 30600 | 27800 | 16 | 12 | 8.1 | 2.22 | 67 | 52 | 210795355
TRANE | 4TWL5036N1 | 4TXCD008DS3 | S9V2D120U5PSB | 35400 | 32400 | 15.2 | 12 | 8.1 | 2.05 | 62 | 46 | 210795352
AMERICAN STANDARD | 4A6L5036N1 | 4TXCD008DS3 | S9V2D120U5PSB | 35400 | 32400 | 15.2 | 12 | 8.1 | 2.05 | 62 | 46 | 210795354
AMERICAN STANDARD | 4A6L5036N1 | 4PX*CU42BS3 | S9V2C100U4VSA | 35000 | 32800 | 15.2 | 12 | 8.1 | 2.02 | 62 | 45 | 210795353
TRANE | 4TWV0X48A1 | TEM8A0D48V41+TDR |  | 45000 | 41500 | 18.5 | 11.5 | 8.7 | 1.9 | 87 | 67 | 207526346
TRANE | 4TWV0X36A1 | TEM8A0C42V41+TDR |  | 35200 | 32400 | 20.5 | 12.5 | 8.7 | 1.92 | 81 | 62 | 207526340
TRANE | 4TWV0X48A1 | 4TXCC007DS3 | S9V2C080U5PSB+RP | 46000 | 43000 | 19.5 | 11.5 | 8.2 | 1.76 | 86 | 67 | 208185399
TRANE | 4TWV0X36A1 | TEM8A0C36V31+TDR |  | 35200 | 32400 | 20.5 | 12.5 | 8.7 | 1.92 | 81 | 62 | 207526339
TRANE | 4TWV0X36A1 | 4TXCB004DS3 | S9V2B080U4PSB+RP | 34200 | 31400 | 20 | 12 | 8.2 | 1.8 | 83 | 64 | 208185396
TRANE | 4TWV0X36A1 | 4TXCC005DS3 | S9V2C100U4PSB+RP | 34400 | 31400 | 20 | 12 | 8.5 | 1.82 | 82 | 64 | 208185398
TRANE | 4TWV0X36A1 | 4TXCB004DS3 | S9V2B040U3PSB+RP | 34400 | 31600 | 20 | 12 | 8.2 | 1.8 | 83 | 65 | 208185395
TRANE | 4TWV0X36A1 | 4TXCB004DS3 | S9V2B060U3PSB+RP | 34200 | 31400 | 20 | 12 | 8.2 | 1.8 | 83 | 64 | 208185394
TRANE | 4TWV0X60A1 | TEM8B0C60V51+TDR |  | 54000 | 51000 | 19.5 | 12 | 8.5 | 1.84 | 95 | 73 | 207820947
TRANE | 4TWV0X48A1 | TEM8B0C60V51+TDR |  | 46500 | 42000 | 20 | 12 | 8.7 | 1.9 | 86 | 66 | 207820945
TRANE | 4TWV0X48A1 | 4TXCD010DS3 | S9V2C100U5PSB+RP | 45500 | 41000 | 19.5 | 11.7 | 8.2 | 1.76 | 86 | 67 | 207782206
AMERICAN STANDARD | 4A6V8X48A1 | 4PX*DU60BS3 | S9V2C100U5PSB+RP | 45500 | 42000 | 18 | 11.7 | 8.5 | 1.81 | 85 | 67 | 207599971
AMERICAN STANDARD | 4A6V8X48A1 | 4PX*CU48BS3 | S9V2C100U4PSB+RP | 45500 | 43500 | 18 | 11.5 | 8.5 | 1.82 | 86 | 67 | 207599970
AMERICAN STANDARD | 4A6V8X48A1 | 4PX*BU48BS3 | S9V2B080U4PSB+RP | 45500 | 44000 | 18 | 11.2 | 8.5 | 1.8 | 86 | 67 | 207599968
AMERICAN STANDARD | 4A6V8X48A1 | 4PX*DD60BS3 | *DHMC100ACV4 | 44000 | 42000 | 18 | 11.2 | 8.2 | 1.77 | 85 | 67 | 207590827
AMERICAN STANDARD | 4A6V8X48A1 | 4PX*CD60BS3 | *DHMC100ACV4 | 46500 | 43500 | 18 | 11.5 | 8.5 | 1.81 | 85 | 66 | 207590775
AMERICAN STANDARD | 4A6V0X36A1 | TAM9A0B30V31 |  | 34400 | 32000 | 20 | 12.5 | 8.7 | 1.89 | 83 | 64 | 207590718
TRANE | 4TWL9048A1 | 4PX*CU60BS3 | *UHMC100ACV4 | 48500 | 43500 | 19 | 12 | 8.7 | 2.28 | 73 | 58 | 201921938
TRANE | 4TWL9048A1 | 4PX*CU48BS3 | S9V2C100U5PSB+RP | 47500 | 44000 | 18.5 | 11.5 | 9 | 2.25 | 74 | 59 | 201921936
TRANE | 4TWL9048A1 | 4PX*CU48BS3 | S9V2C100U4PSB+RP | 47500 | 44000 | 19 | 11.5 | 9 | 2.26 | 73 | 59 | 201921935
TRANE | 4TWL9048A1 | 4PX*CU48BS3 | *UD2C100ACV5 | 47500 | 44000 | 19 | 11.5 | 9 | 2.25 | 74 | 59 | 201921933
TRANE | 4TWL9048A1 | 4PX*CU48BS3 | *UD2C080ACV4 | 47000 | 44000 | 19 | 11.5 | 9 | 2.26 | 73 | 59 | 201921930
TRANE | 4TWL9048A1 | 4PX*CU48BS3 | S9V2C080U5PSB+RP | 47500 | 44000 | 19 | 11.5 | 9 | 2.24 | 74 | 59 | 201921928
TRANE | 4TWL9048A1 | 4PX*CU48BS3 | *UHMC100ACV4 | 47000 | 44000 | 19 | 11.7 | 9 | 2.26 | 73 | 59 | 201921927
TRANE | 4TWL9048A1 | 4PX*CU42BS3 | *UHMC100ACV4 | 47500 | 44500 | 19 | 11.7 | 8.7 | 2.22 | 73 | 58 | 201921926
AMERICAN STANDARD | 4A6V8X48A1 | 4TXCC007DS3 | *DHMC100ACV4 | 43000 | 42000 | 17.5 | 10 | 8.5 | 1.81 | 86 | 69 | 210653910
AMERICAN STANDARD | 4A6V8X48A1 | 4TXCC007DS3 | S9V2C100D5PSB+RP | 43500 | 42000 | 18 | 10 | 8.5 | 1.79 | 87 | 69 | 210653909
AMERICAN STANDARD | 4A6V8X48A1 | 4TXCC007DS3 | S9V2C100D4VSA+RP | 43500 | 42000 | 18 | 10 | 8.5 | 1.78 | 87 | 68 | 210653908
AMERICAN STANDARD | 4A6V8X48A1 | 4TXCB006DS3 | S9V2B080D4VSA+RP | 43000 | 42000 | 18 | 10 | 8.5 | 1.76 | 87 | 69 | 210653907
AMERICAN STANDARD | 4A6V8X48A1 | 4PX*CU48BS3 | S9V2C100D4VSA+RP | 43500 | 42000 | 18 | 10 | 8.5 | 1.78 | 87 | 68 | 210653906
AMERICAN STANDARD | 4A6V8X48A1 | 4PX*CU48BS3 | *DHMC100ACV4 | 43000 | 42000 | 17.5 | 10 | 8.5 | 1.81 | 86 | 69 | 210653905
AMERICAN STANDARD | 4A6V8X48A1 | 4PX*BU48BS3 | S9V2B080D4VSA+RP | 43000 | 42000 | 18 | 10 | 8.5 | 1.76 | 87 | 69 | 210653904
AMERICAN STANDARD | 4A6V0X48A1 | 4TXCD010DS3 | S9V2D120D5PSB+RP | 43000 | 43500 | 17 | 10 | 8.5 | 1.78 | 80 | 63 | 210653895
AMERICAN STANDARD | 4A6V0X48A1 | 4TXCC009DS3 | S9V2C100D5PSB+RP | 43000 | 40500 | 17 | 10 | 8.2 | 1.77 | 87 | 69 | 210653893
AMERICAN STANDARD | 4A6V0X48A1 | 4TXCC009DS3 | S9V2C100D4VSA+RP | 43000 | 40000 | 17 | 10 | 8.2 | 1.76 | 88 | 70 | 210653892
AMERICAN STANDARD | 4A6V0X48A1 | 4TXCC009DS3 | S9V2C100D4PSB+RP | 43000 | 40000 | 17 | 10 | 8.2 | 1.76 | 88 | 70 | 210653891
AMERICAN STANDARD | 4A6L9048A1 | 4TXCD010DS3 | S9V2C100D4VSA+RP | 43500 | 43000 | 17 | 10 | 8.7 | 2.16 | 69 | 56 | 210653877
AMERICAN STANDARD | 4A6L9048A1 | 4TXCD008DS3 | S9V2C100D4VSA+RP | 43500 | 41000 | 17.5 | 11 | 8.5 | 2.13 | 74 | 60 | 210653876
AMERICAN STANDARD | 4A6L9048A1 | 4PX*DU60BS3 | S9V2C100D5PSB+RP | 43500 | 42500 | 17 | 11 | 8.7 | 2.16 | 71 | 57 | 210653875
AMERICAN STANDARD | 4A6L9048A1 | 4PX*DU60BS3 | S9V2C100D4VSA+RP | 43500 | 42500 | 17 | 10 | 8.7 | 2.16 | 70 | 57 | 210653874
AMERICAN STANDARD | 4A6L9048A1 | 4PX*DU60BS3 | S9V2C100D4PSB+RP | 43500 | 42500 | 17 | 10 | 8.5 | 2.16 | 70 | 57 | 210653873
AMERICAN STANDARD | 4A6L9048A1 | 4PX*DU60BS3 | *DHMC100ACV4 | 43000 | 43000 | 17 | 10 | 8.5 | 2.12 | 70 | 57 | 210653872
AMERICAN STANDARD | 4A6L9048A1 | 4PX*DU60BS3 | *DD2C100ACV5 | 43000 | 40500 | 17 | 10 | 8.5 | 2.12 | 74 | 60 | 210653871
AMERICAN STANDARD | 4A6L9048A1 | 4PX*DU48BS3 | S9V2C100D5PSB+RP | 44000 | 43500 | 17 | 11 | 8.5 | 2.13 | 70 | 57 | 210653870
AMERICAN STANDARD | 4A6L9048A1 | 4PX*DU48BS3 | *DD2C100ACV5 | 43500 | 41000 | 17.5 | 11 | 8.5 | 2.08 | 75 | 60 | 210653868
AMERICAN STANDARD | 4A6L9048A1 | 4PX*DU48BS3 | S9V2C100D4VSA+RP | 43500 | 43500 | 17.5 | 11 | 8.5 | 2.13 | 70 | 57 | 210653869
AMERICAN STANDARD | 4A6L9048A1 | 4PX*DU48BS3 | *DHMC100ACV4 | 43500 | 41000 | 17.5 | 10 | 8.2 | 2.08 | 75 | 61 | 210653867
AMERICAN STANDARD | 4A6L9048A1 | 4PX*DU48BS3 | S9V2C100D4PSB+RP | 43500 | 41000 | 17.5 | 11 | 8.5 | 2.13 | 74 | 60 | 210653866
AMERICAN STANDARD | 4A6L9048A1 | 4PX*BU42BS3 | S9V2B080D4PSB+RP | 44000 | 43000 | 17 | 10 | 8.2 | 2.07 | 74 | 60 | 210653864
AMERICAN STANDARD | 4A6L9048A1 | 4PX*BU42BS3 | S9V2B080D4VSA+RP | 44000 | 43000 | 17 | 10 | 8.2 | 2.08 | 74 | 60 | 210653865
TRANE | 4TWL6030A1 | TEM6B0C60H51+TDR |  | 30400 | 27200 | 15.2 | 12 | 8.1 | 2.15 | 66 | 51 | 211214562
TRANE | 4TWL6030A1 | TEM8B0C60V51+TDR |  | 30800 | 27400 | 15.2 | 12 | 8.1 | 2.16 | 66 | 51 | 211214564
TRANE | 4TWL6030A1 | TAMXB0C36V31 |  | 29800 | 27400 | 15.2 | 12 | 8.1 | 2.08 | 65 | 50 | 211214560
TRANE | 4TWL6030A1 | 4PX*CU42BS3 | *UD2C080ACV4 | 29800 | 27800 | 15.2 | 12 | 8.1 | 2.08 | 65 | 50 | 211214504
TRANE | 4TWL6030A1 | 4PX*CU42BS3 | *UD2C100ACV5 | 29800 | 27800 | 15.2 | 12 | 8.1 | 2.09 | 65 | 50 | 211214505
AMERICAN STANDARD | 4A6L5024N1 | 4PX*BU30BS3 | S8X1B060M4PTC | 25600 | 25600 | 15.2 | 12 | 8.1 | 2.12 | 75 | 57 | 210792846
AMERICAN STANDARD | 4A6L5024N1 | 4PX*BU30BS3 | S8X1B040M2PTC | 25600 | 25600 | 15.2 | 12 | 8.1 | 2.11 | 75 | 58 | 210792845
AMERICAN STANDARD | 4A6L5024N1 | 4PX*BU30BS3 | S8X1B040M2PSC | 25600 | 25600 | 15.2 | 12 | 8.1 | 2.11 | 75 | 58 | 210792843
AMERICAN STANDARD | 4A6L5024N1 | 4PX*BU30BS3 | S8X1A040M3PSC | 25600 | 25600 | 15.2 | 12 | 8.1 | 2.09 | 74 | 57 | 210792841
AMERICAN STANDARD | 4A6L5024N1 | 4PX*BU30BS3 | S8X1A040M3PTC | 25600 | 25600 | 15.2 | 12 | 8.1 | 2.09 | 74 | 57 | 210792842
AMERICAN STANDARD | 4A6L5024N1 | 4PX*BU30BS3 | S8V2B080M4PCA | 25600 | 25600 | 15.2 | 12 | 8.1 | 2.14 | 75 | 57 | 210792840
AMERICAN STANDARD | 4A6L5024N1 | 4PX*BU30BS3 | S8V2A040M3PCA | 25600 | 25600 | 15.2 | 12 | 8.1 | 2.08 | 74 | 57 | 210792837
AMERICAN STANDARD | 4A6L5024N1 | 4PX*BU30BS3 | S8V2B060M4PCA | 25600 | 25600 | 15.2 | 12 | 8.1 | 2.13 | 75 | 57 | 210792838
AMERICAN STANDARD | 4A6L5024N1 | 4PX*BU30BS3 | L8X1B060U3XSA | 25600 | 25600 | 15.2 | 12 | 8.1 | 2.11 | 75 | 58 | 210792808
AMERICAN STANDARD | 4A6L5024N1 | 4PX*BU30BS3 | *UHMB060ACV3 | 25600 | 25600 | 15.2 | 12 | 8.1 | 2.15 | 75 | 57 | 210792801
AMERICAN STANDARD | 4A6L5024N1 | 4PX*BU30BS3 | S8X1B060M4PSC | 25600 | 25600 | 15.2 | 12 | 8.1 | 2.12 | 75 | 57 | 210792809
AMERICAN STANDARD | 4A6L5024N1 | 4PX*BU30BS3 | S9X1B060U4PSB | 25600 | 25600 | 15.2 | 12 | 8.1 | 2.13 | 75 | 57 | 210792788
AMERICAN STANDARD | 4A6L5024N1 | 4PX*BU30BS3 | L8V1A040U3VSA | 25600 | 25600 | 15.2 | 12 | 8.1 | 2.09 | 75 | 57 | 210792804
AMERICAN STANDARD | 4A6L5024N1 | 4PX*BU30BS3 | L8V1B080U4VSA | 25600 | 25600 | 15.2 | 12 | 8.1 | 2.12 | 75 | 57 | 210792806
AMERICAN STANDARD | 4A6L5024N1 | 4PX*BU30BS3 | *UHMB080ACV3 | 25600 | 25600 | 15.2 | 12 | 8.1 | 2.16 | 74 | 57 | 210792802
AMERICAN STANDARD | 4A6L5024N1 | 4PX*BU30BS3 | L8V1A060U3VSA | 25600 | 25600 | 15.2 | 12 | 8.1 | 2.09 | 74 | 57 | 210792805
AMERICAN STANDARD | 4A6L5024N1 | 4PX*BU30BS3 | S9X2B040U3PSB | 25600 | 25600 | 15.2 | 12 | 8.1 | 2.13 | 75 | 57 | 210792791
AMERICAN STANDARD | 4A6L5024N1 | 4PX*BU30BS3 | *UD2B080ACV3 | 25600 | 25600 | 15.2 | 12 | 8.1 | 2.15 | 75 | 57 | 210792800
AMERICAN STANDARD | 4A6L5024N1 | 4PX*BU30BS3 | *UD2B060A9V3 | 25600 | 25600 | 15.2 | 12 | 8.1 | 2.11 | 75 | 58 | 210792796
AMERICAN STANDARD | 4A6L5024N1 | 4PX*BU30BS3 | *UD2B060ACV3 | 25600 | 25600 | 15.2 | 12 | 8.1 | 2.14 | 75 | 57 | 210792797
AMERICAN STANDARD | 4A6L5024N1 | 4PX*BU30BS3 | *UD2B080A9V3 | 25600 | 25600 | 15.2 | 12 | 8.1 | 2.12 | 75 | 58 | 210792798
AMERICAN STANDARD | 4A6L5024N1 | 4PX*BU30BS3 | S9X2B080U4PSB | 25600 | 25600 | 15.2 | 12 | 8.1 | 2.14 | 75 | 57 | 210792794
TRANE | 4TWL5024N1 | 4TXCB003DS3 | *UD2B080A9V3 | 25600 | 25600 | 15.2 | 12 | 8.1 | 2.12 | 75 | 58 | 210791833
TRANE | 4TWL5024N1 | 4TXCB003DS3 | *UD2B060ACV3 | 25600 | 25600 | 15.2 | 12 | 8.1 | 2.14 | 75 | 57 | 210791832
TRANE | 4TWL5024N1 | 4TXCB003DS3 | S8X1B060M4PTC | 25600 | 25600 | 15.2 | 12 | 8.1 | 2.12 | 75 | 57 | 210791829
TRANE | 4TWL5024N1 | 4TXCB003DS3 | S8X1B060M4PSC | 25600 | 25600 | 15.2 | 12 | 8.1 | 2.12 | 75 | 57 | 210791828
TRANE | 4TWL5024N1 | 4TXCB003DS3 | S8X1A040M3PTC | 25600 | 25600 | 15.2 | 12 | 8.1 | 2.09 | 74 | 57 | 210791825
TRANE | 4TWL5024N1 | 4TXCB003DS3 | S8X1B040M2PTC | 25600 | 25600 | 15.2 | 12 | 8.1 | 2.11 | 75 | 58 | 210791827
TRANE | 4TWV0X36A1 | 4PX*BU42BS3 | S8V2A040M3PCA | 34000 | 31600 | 19.5 | 12 | 8.2 | 1.76 | 82 | 63 | 210691816
TRANE | 4TWV0X36A1 | 4PX*BU42BS3 | S8V2B060M4PCA | 35600 | 32800 | 19.5 | 12.5 | 8.5 | 1.8 | 83 | 63 | 210691815
TRANE | 4TWV0X36A1 | 4PX*BU36BS3 | S8V2B080M4PCA | 34400 | 31600 | 19.5 | 12 | 8.5 | 1.78 | 85 | 66 | 210691814
TRANE | 4TWV0X36A1 | 4PX*BU36BS3 | S8V2B060M4PCA | 34400 | 31600 | 19.5 | 12 | 8.5 | 1.78 | 85 | 66 | 210691813
TRANE | 4TWV0X24A1 | 4TXCB004DS3 | S8V2A040M3PCA | 22800 | 19600 | 17.5 | 12.5 | 8.2 | 1.82 | 84 | 63 | 210691806
TRANE | 4TWV0X24A1 | 4PX*BU36BS3 | S8V2A040M3PCA | 22800 | 19600 | 17.5 | 12.5 | 8.2 | 1.82 | 84 | 63 | 210691802
TRANE | 4TWV0X36A1 | 4PX*BU42BS3 | S8V2B080M4PCA | 35600 | 32800 | 20 | 12.5 | 8.5 | 1.8 | 84 | 63 | 210691817
TRANE | 4TWV0X36A1 | 4PX*CU42BS3 | S8V2C100M5PCA | 35400 | 32600 | 20 | 12.5 | 8.5 | 1.8 | 83 | 63 | 210691824
TRANE | 4TWV0X36A1 | 4PX*CU42BS3 | S8V2C080M5PCA | 35200 | 32600 | 19.5 | 12.5 | 8.5 | 1.81 | 82 | 63 | 210691825
TRANE | 4TWV0X36A1 | 4PX*CU48BS3 | S8V2C100M5PCA | 35400 | 32200 | 20.5 | 12.5 | 8.7 | 1.82 | 83 | 63 | 210691826
TRANE | 4TWV0X36A1 | 4PX*CU48BS3 | S8V2C080M5PCA | 35200 | 32000 | 20 | 12.5 | 8.5 | 1.83 | 83 | 64 | 210691827
TRANE | 4TWV0X36A1 | 4TXCB004DS3 | S8V2B080M4PCA | 34400 | 31600 | 19.5 | 12 | 8.5 | 1.79 | 84 | 66 | 210691830
TRANE | 4TWV0X36A1 | 4TXCB004DS3 | S8V2B060M4PCA | 34400 | 31600 | 19.5 | 12 | 8.5 | 1.78 | 85 | 66 | 210691829
TRANE | 4TWV0X36A1 | 4PX*CU36BS3 | S8V2C100M5PCA | 34400 | 31400 | 19.5 | 12 | 8.5 | 1.8 | 84 | 65 | 210691822
TRANE | 4TWV0X36A1 | 4TXCC005DS3 | S8V2C100M5PCA | 34400 | 31400 | 19.5 | 12 | 8.5 | 1.78 | 85 | 65 | 210691831
TRANE | 4TWV0X36A1 | 4PX*CU36BS3 | S8V2C080M5PCA | 34000 | 31400 | 19.5 | 12 | 8.5 | 1.79 | 84 | 65 | 210691823
TRANE | 4TWV0X48A1 | 4PX*BU48BS3 | S8V2B060M4PCA | 45500 | 43000 | 19 | 11.2 | 8.2 | 1.75 | 86 | 67 | 210691833
TRANE | 4TWV0X36A1 | 4TXCC005DS3 | S8V2C080M5PCA | 34000 | 31400 | 19.5 | 12 | 8.5 | 1.79 | 84 | 65 | 210691832
TRANE | 4TWV0X48A1 | 4PX*BU48BS3 | S8V2B080M4PCA | 45500 | 43000 | 19 | 11.2 | 8.2 | 1.75 | 86 | 67 | 210691834
TRANE | 4TWV0X48A1 | 4PX*DU48BS3 | S8V2D120M5PCA | 46000 | 43000 | 19.5 | 11.5 | 8.2 | 1.77 | 86 | 66 | 210691840
TRANE | 4TWV0X48A1 | 4PX*DU60BS3 | S8V2C080M5PCA | 45000 | 41000 | 19 | 11.7 | 8.2 | 1.75 | 86 | 66 | 210691841
TRANE | 4TWV0X48A1 | 4TXCB006DS3 | S8V2B080M4PCA | 45500 | 43000 | 19 | 11.2 | 8.2 | 1.75 | 86 | 67 | 210691842
TRANE | 4TWV0X48A1 | 4PX*CU48BS3 | S8V2C100M5PCA | 45500 | 43000 | 19 | 11.2 | 8.2 | 1.75 | 86 | 66 | 210691838
TRANE | 4TWV0X48A1 | 4TXCC007DS3 | S8V2C100M5PCA | 45500 | 43000 | 19 | 11.2 | 8.2 | 1.75 | 86 | 66 | 210691846
TRANE | 4TWV0X48A1 | 4TXCB006DS3 | S8V2B060M4PCA | 45500 | 43000 | 19 | 11.2 | 8.2 | 1.75 | 86 | 67 | 210691843
TRANE | 4TWV0X48A1 | 4TXCD008DS3 | S8V2D120M5PCA | 46000 | 43000 | 19.5 | 11.5 | 8.2 | 1.77 | 86 | 66 | 210691847
TRANE | 4TWV0X60A1 | 4PX*DU60BS3 | S8V2D120M5PCA | 54000 | 52000 | 19 | 11.7 | 8.2 | 1.83 | 95 | 76 | 210691852
TRANE | 4TWV0X48A1 | 4TXCD010DS3 | S8V2C080M5PCA | 45000 | 41000 | 19 | 11.7 | 8.2 | 1.75 | 86 | 66 | 210691848
TRANE | 4TWV0X60A1 | 4TXCD010DS3 | S8V2D120M5PCA | 54000 | 52000 | 19 | 11.7 | 8.2 | 1.83 | 95 | 76 | 210691855
TRANE | 4TWV8X36A1 | 4PX*BU36BS3 | S8V2B060M4PCA | 34200 | 31200 | 18 | 11.7 | 8.2 | 1.8 | 85 | 66 | 210691873
TRANE | 4TWV8X36A1 | 4PX*BU36BS3 | S8V2B080M4PCA | 34200 | 31200 | 18 | 11.7 | 8.2 | 1.8 | 85 | 66 | 210691875
TRANE | 4TWV8X36A1 | 4PX*BU42BS3 | S8V2B060M4PCA | 35200 | 32200 | 18 | 12 | 8.2 | 1.83 | 83 | 65 | 210691877
AMERICAN STANDARD | 4A6H5030N1 | TEM6A0B30H21+TDR+TSTAT |  | 29200 | 27400 | 15.2 | 12 | 8.1 | 2.18 | 66 | 51 | 210798382
AMERICAN STANDARD | 4A6H5030N1 | TEM8A0B30V31+TDR+TSTAT |  | 29400 | 27600 | 15.4 | 12 | 8.1 | 2.19 | 66 | 51 | 210798384
TRANE | 4TWL9036A1 | 4PX*CD36BS3 | S9V2C100D4PSB+RP | 35600 | 34600 | 17 | 11.5 | 8.2 | 2.15 | 68 | 54 | 201921664
TRANE | 4TWL9036A1 | 4PX*CD36BS3+HORIZ-RT | *UD2C080ACV4 | 35800 | 34400 | 17.5 | 11.5 | 8.2 | 2.11 | 69 | 54 | 201921667
TRANE | 4TWL9036A1 | 4PX*CD60BS3 | *DHMC100ACV4 | 37400 | 33200 | 18 | 11.7 | 8.5 | 2.26 | 70 | 55 | 201921697
TRANE | 4TWL9036A1 | 4PX*BU48BS3 | S9V2B080D4VSA+RP | 34200 | 32400 | 16 | 11 | 8.7 | 2.26 | 70 | 56 | 208106944
TRANE | 4TWL9036A1 | 4TXCB004DS3 | S9V2B080D4VSA+RP | 33200 | 33000 | 15.5 | 10 | 8.2 | 2.14 | 70 | 55 | 208106946
TRANE | 4TWL9036A1 | 4TXCB006DS3 | S9V2B080D4VSA+RP | 34200 | 32400 | 16 | 11 | 8.7 | 2.25 | 71 | 56 | 208106947
TRANE | 4TWL9036A1 | 4PX*CD42BS3 | *DD2C100ACV5 | 37200 | 34200 | 17 | 11.7 | 8.2 | 2.16 | 69 | 54 | 201921674
AMERICAN STANDARD | 4A6L5036N1 | 4PX*BU48BS3 | S8X1B080M4PTC | 34600 | 32200 | 15.2 | 12 | 8.1 | 2.02 | 62 | 46 | 210790932
AMERICAN STANDARD | 4A6L5036N1 | 4PX*BU48BS3 | S8X1B060M4PTC | 35000 | 32400 | 15.2 | 12 | 8.1 | 2.02 | 62 | 46 | 210790930
AMERICAN STANDARD | 4A6L5036N1 | 4PX*BU48BS3 | S9X2B060U4PSB | 34800 | 32400 | 15.2 | 12 | 8.1 | 2.01 | 62 | 46 | 210790928
AMERICAN STANDARD | 4A6L5036N1 | 4PX*BU48BS3 | S9X2B080U4PSB | 35000 | 32400 | 15.2 | 12 | 8.1 | 2.01 | 62 | 46 | 210790927
AMERICAN STANDARD | 4A6L5036N1 | 4PX*BU48BS3 | S9X1B080U4PSB | 35000 | 32400 | 15.2 | 12 | 8.1 | 2.01 | 62 | 46 | 210790926
AMERICAN STANDARD | 4A6L5036N1 | 4PX*BU48BS3 | S9X1B060U4PSB | 34800 | 32400 | 15.2 | 12 | 8.1 | 2.01 | 62 | 46 | 210790925
AMERICAN STANDARD | 4A6L5036N1 | 4PX*BU48BS3 | S9V2B080U4VSA | 34600 | 32400 | 15.2 | 12 | 8.1 | 2.02 | 62 | 46 | 210790923
AMERICAN STANDARD | 4A6L5036N1 | 4PX*BU48BS3 | S9V2B080U4PSB | 34600 | 32400 | 15.2 | 12 | 8.1 | 2.02 | 62 | 46 | 210790922
AMERICAN STANDARD | 4A6L5036N1 | 4PX*BU48BS3 | S9V2B060U4PSB | 34600 | 32000 | 15.2 | 12 | 8.1 | 2.03 | 63 | 47 | 210790921
AMERICAN STANDARD | 4A6L5036N1 | 4PX*BU48BS3 | S9V2B040U3VSA | 34400 | 32200 | 15.2 | 12 | 8.1 | 2.02 | 62 | 46 | 210790919
AMERICAN STANDARD | 4A6L5036N1 | 4PX*BU48BS3 | S9V2B040U3PSB | 34400 | 32200 | 15.2 | 12 | 8.1 | 2.02 | 62 | 46 | 210790918
AMERICAN STANDARD | 4A6L5036N1 | 4PX*BU48BS3 | S8X1B080M4PSC | 34600 | 32200 | 15.2 | 12 | 8.1 | 2.02 | 62 | 46 | 210790917
AMERICAN STANDARD | 4A6L5036N1 | 4PX*BU48BS3 | S8X1B060M4PSC | 35000 | 32400 | 15.2 | 12 | 8.1 | 2.02 | 62 | 46 | 210790916
AMERICAN STANDARD | 4A6L5036N1 | 4PX*BU48BS3 | *UHMB080ACV3 | 35000 | 32400 | 15.2 | 12 | 8.1 | 2.03 | 62 | 46 | 210790907
AMERICAN STANDARD | 4A6L5036N1 | 4PX*BU48BS3 | *UHMB060ACV3 | 34800 | 32200 | 15.2 | 12 | 8.1 | 2.03 | 62 | 46 | 210790906
AMERICAN STANDARD | 4A6L5036N1 | 4PX*BU48BS3 | *UD2B060ACV3 | 34400 | 32000 | 15.2 | 12 | 8.1 | 2.03 | 63 | 47 | 210790904
AMERICAN STANDARD | 4A6L5036N1 | 4PX*BU48BS3 | S8X2B080M4PTC | 34600 | 32200 | 15.2 | 12 | 8.1 | 2.02 | 62 | 46 | 210790903
AMERICAN STANDARD | 4A6L5036N1 | 4PX*BU48BS3 | S8X2B080M4PSC | 34600 | 32200 | 15.2 | 12 | 8.1 | 2.02 | 62 | 46 | 210790902
AMERICAN STANDARD | 4A6L5036N1 | 4PX*BU48BS3 | S8X2B060M4PTC | 35000 | 32400 | 15.2 | 12 | 8.1 | 2.02 | 62 | 46 | 210790901
AMERICAN STANDARD | 4A6L5036N1 | 4PX*BU48BS3 | S8X2B060M4PSC | 35000 | 32400 | 15.2 | 12 | 8.1 | 2.02 | 62 | 46 | 210790900
AMERICAN STANDARD | 4A6L5036N1 | 4PX*BU42BS3 | S9X2B060U4PSB | 34800 | 32800 | 15.2 | 12 | 8.1 | 2 | 62 | 46 | 210790896
AMERICAN STANDARD | 4A6L5036N1 | 4PX*BU42BS3 | S8X2B060M4PTC | 35000 | 32800 | 15.2 | 12 | 8.1 | 2 | 62 | 46 | 210790892
AMERICAN STANDARD | 4A6L5036N1 | 4PX*BU42BS3 | S8X2B060M4PSC | 35000 | 32800 | 15.2 | 12 | 8.1 | 2 | 62 | 46 | 210790891
AMERICAN STANDARD | 4A6L5036N1 | 4PX*BU42BS3 | S8X1B060M4PTC | 35000 | 32800 | 15.2 | 12 | 8.1 | 2 | 62 | 46 | 210790886
AMERICAN STANDARD | 4A6L5036N1 | 4PX*BU42BS3 | S9X1B080U4PSB | 35000 | 32800 | 15.2 | 12 | 8.1 | 2 | 62 | 46 | 210790885
AMERICAN STANDARD | 4A6L5036N1 | 4PX*BU42BS3 | S9X1B060U4PSB | 34800 | 32800 | 15.2 | 12 | 8.1 | 2 | 62 | 46 | 210790884
AMERICAN STANDARD | 4A6L5036N1 | 4PX*BU42BS3 | S9V2B080U4VSA | 34600 | 32600 | 15.2 | 12 | 8.1 | 2.01 | 62 | 46 | 210790882
AMERICAN STANDARD | 4A6L5036N1 | 4PX*BU42BS3 | S9V2B080U4PSB | 34600 | 32600 | 15.2 | 12 | 8.1 | 2.01 | 62 | 46 | 210790881
AMERICAN STANDARD | 4A6L5036N1 | 4PX*BU42BS3 | S9V2B060U4PSB | 34400 | 32600 | 15.2 | 12 | 8.1 | 2.01 | 62 | 46 | 210790880
AMERICAN STANDARD | 4A6L5036N1 | 4PX*BU42BS3 | S9V2B040U3VSA | 34200 | 32400 | 15.2 | 12 | 8.1 | 1.99 | 62 | 46 | 210790878
AMERICAN STANDARD | 4A6L5036N1 | 4PX*BU42BS3 | S9V2B040U3PSB | 34200 | 32400 | 15.2 | 12 | 8.1 | 1.99 | 62 | 46 | 210790877
AMERICAN STANDARD | 4A6L5036N1 | 4PX*BU42BS3 | S8X1B060M4PSC | 35000 | 32800 | 15.2 | 12 | 8.1 | 2 | 62 | 46 | 210790875
AMERICAN STANDARD | 4A6L5036N1 | 4PX*BU42BS3 | *UHMB080ACV3 | 35000 | 32800 | 15.2 | 12 | 8.1 | 2.01 | 62 | 45 | 210790866
AMERICAN STANDARD | 4A6L5036N1 | 4PX*BU42BS3 | *UHMB060ACV3 | 34800 | 32600 | 15.2 | 12 | 8.1 | 2.01 | 62 | 46 | 210790865
AMERICAN STANDARD | 4A6L5036N1 | 4PX*BU42BS3 | S9X2B080U4PSB | 35000 | 32800 | 15.2 | 12 | 8.1 | 2 | 62 | 46 | 210790864
AMERICAN STANDARD | 4A6L5036N1 | 4PX*BU42BS3 | *UD2B060ACV3 | 34400 | 32400 | 15.2 | 12 | 8.1 | 2.01 | 62 | 46 | 210790863
TRANE | 4TWL5036N1 | TAM9A0C36V31 |  | 34800 | 32000 | 15.4 | 12.6 | 8.1 | 2.02 | 63 | 46 | 210790735
TRANE | 4TWL5036N1 | 4TXCD008DS3 | *UD2D140ACV5 | 35200 | 32200 | 15.2 | 12 | 8.1 | 2.04 | 62 | 46 | 210790730
TRANE | 4TWL5036N1 | 4TXCD008DS3 | S8X1D120M5PSC | 34800 | 32200 | 15.2 | 12 | 8.1 | 2.04 | 62 | 46 | 210790728
TRANE | 4TWL5036N1 | GAM5B0C42M31 |  | 35600 | 31200 | 15.4 | 12.3 | 8.1 | 2.06 | 63 | 47 | 210790733
TRANE | 4TWL5036N1 | 4TXCD008DS3 | S9V2D120U5VSA | 35400 | 32400 | 15.2 | 12 | 8.1 | 2.05 | 62 | 46 | 210790729
TRANE | 4TWL5036N1 | 4TXCD008DS3 | *UHMD120ACV5 | 35600 | 32600 | 15.2 | 12 | 8.1 | 2.04 | 62 | 46 | 210790726
TRANE | 4TWL5036N1 | 4TXCD008DS3 | S9X1D120U5PSB | 35600 | 32600 | 15.2 | 12 | 8.1 | 2.04 | 62 | 46 | 210790725
TRANE | 4TWL5036N1 | 4TXCD008DS3 | *UD2D120ACV5 | 35000 | 32200 | 15.2 | 12 | 8.1 | 2.05 | 62 | 46 | 210790724
TRANE | 4TWL5036N1 | 4TXCD008DS3 | S8X2D120M5PTC | 34800 | 32200 | 15.2 | 12 | 8.1 | 2.04 | 62 | 46 | 210790721
TRANE | 4TWL5036N1 | 4TXCD008DS3 | S8X1D120M5PTC | 34800 | 32200 | 15.2 | 12 | 8.1 | 2.04 | 62 | 46 | 210790723
TRANE | 4TWL5036N1 | 4TXCD008DS3 | S9X2D120U5PSB | 35600 | 32600 | 15.2 | 12 | 8.1 | 2.04 | 62 | 46 | 210790720
TRANE | 4TWL5036N1 | 4TXCD008DS3 | S8X2D120M5PSC | 34800 | 32200 | 15.2 | 12 | 8.1 | 2.04 | 62 | 46 | 210790722
TRANE | 4TWL5036N1 | 4TXCC009DS3 | *UD2C080ACV4 | 35600 | 31600 | 15.2 | 12 | 8.1 | 2.05 | 63 | 47 | 210790719
TRANE | 4TWL5036N1 | 4TXCC009DS3 | S8X1C100M5PSC | 36400 | 32400 | 15.2 | 12 | 8.1 | 2 | 63 | 47 | 210790716
TRANE | 4TWL5036N1 | 4TXCC009DS3 | S8X1C100M5PTC | 36400 | 32400 | 15.2 | 12 | 8.1 | 2 | 63 | 47 | 210790717
TRANE | 4TWL5036N1 | 4TXCC009DS3 | S9V2C080U5PSB | 35600 | 31600 | 15.2 | 12 | 8.1 | 2.04 | 63 | 47 | 210790715
TRANE | 4TWL5036N1 | 4TXCC009DS3 | S9X1C080U5PSB | 36400 | 32400 | 15.2 | 12 | 8.1 | 2.01 | 62 | 47 | 210790712
TRANE | 4TWL5036N1 | 4TXCC009DS3 | S9V2C100U5PSB | 35600 | 31600 | 15.2 | 12 | 8.1 | 2.04 | 63 | 47 | 210790713
TRANE | 4TWL5036N1 | 4TXCC009DS3 | S9V2C100U4VSA | 35400 | 31600 | 15.2 | 12 | 8.1 | 2.04 | 63 | 47 | 210790714
TRANE | 4TWL5036N1 | 4TXCC009DS3 | S8X2C080M5PTC | 36200 | 32000 | 15.2 | 12 | 8.1 | 2.02 | 63 | 47 | 210790709
TRANE | 4TWL5036N1 | 4TXCC009DS3 | S8X2C080M5PSC | 36200 | 32000 | 15.2 | 12 | 8.1 | 2.02 | 63 | 47 | 210790710
TRANE | 4TWL5036N1 | 4TXCC009DS3 | S9X2C080U5PSB | 36400 | 32400 | 15.2 | 12 | 8.1 | 2.01 | 62 | 47 | 210790706
TRANE | 4TWL5036N1 | 4TXCC009DS3 | S8X2C100M5PSC | 36400 | 32400 | 15.2 | 12 | 8.1 | 2 | 63 | 47 | 210790708
TRANE | 4TWL5036N1 | 4TXCC009DS3 | S8X2C100M5PTC | 36400 | 32400 | 15.2 | 12 | 8.1 | 2 | 63 | 47 | 210790707
TRANE | 4TWL5036N1 | 4TXCC009DS3 | S8X1C080M5PSC | 36200 | 32000 | 15.2 | 12 | 8.1 | 2.02 | 63 | 47 | 210790704
TRANE | 4TWL5036N1 | 4TXCC009DS3 | *UD2C100ACV5 | 35800 | 31800 | 15.2 | 12 | 8.1 | 2.05 | 63 | 47 | 210790701
TRANE | 4TWL5036N1 | 4TXCC009DS3 | *UHMC100ACV4 | 35600 | 31400 | 15.2 | 12 | 8.1 | 2.06 | 63 | 47 | 210790702
TRANE | 4TWL5036N1 | 4TXCC009DS3 | S8X1C080M5PTC | 36200 | 32000 | 15.2 | 12 | 8.1 | 2.02 | 63 | 47 | 210790700
TRANE | 4TWL5036N1 | 4TXCC007DS3 | *UD2C080ACV4 | 35000 | 32200 | 15.2 | 12 | 8.1 | 2.04 | 62 | 46 | 210790698
TRANE | 4TWL5036N1 | 4TXCC007DS3 | *UHMC100ACV4 | 35600 | 32600 | 15.2 | 12 | 8.1 | 2.05 | 62 | 46 | 210790697
TRANE | 4TWL5036N1 | 4TXCC007DS3 | S8X1C080M5PSC | 34800 | 32200 | 15.2 | 12 | 8.1 | 2.02 | 62 | 46 | 210790692
TRANE | 4TWL5036N1 | 4TXCC007DS3 | S9V2C080U5PSB | 35800 | 32800 | 15.2 | 12 | 8.1 | 2.03 | 62 | 46 | 210790690
TRANE | 4TWL5036N1 | 4TXCC007DS3 | S8X1C100M5PSC | 35200 | 32400 | 15.2 | 12 | 8.1 | 2.02 | 62 | 46 | 210790691
TRANE | 4TWL5036N1 | 4TXCC007DS3 | S9V2C100U4VSA | 35600 | 32800 | 15.2 | 12 | 8.1 | 2.03 | 62 | 46 | 210790689
TRANE | 4TWL5036N1 | 4TXCC007DS3 | S9X1C100U5PSB | 35400 | 32600 | 15.2 | 12 | 8.1 | 2.02 | 62 | 46 | 210790686
TRANE | 4TWL5036N1 | 4TXCC007DS3 | S9X1C080U5PSB | 35400 | 32600 | 15.2 | 12 | 8.1 | 2.02 | 62 | 46 | 210790687
TRANE | 4TWL5036N1 | 4TXCC007DS3 | S8X2C100M5PTC | 35200 | 32400 | 15.2 | 12 | 8.1 | 2.02 | 62 | 46 | 210790682
TRANE | 4TWL5036N1 | 4TXCC007DS3 | S9V2C100U5PSB | 35200 | 32400 | 15.2 | 12 | 8.1 | 2.04 | 62 | 46 | 210790688
TRANE | 4TWL5036N1 | 4TXCC007DS3 | *UD2C100ACV5 | 35400 | 32400 | 15.2 | 12 | 8.1 | 2.04 | 62 | 46 | 210790685
TRANE | 4TWL5036N1 | 4TXCC007DS3 | S9X2C080U5PSB | 35400 | 32600 | 15.2 | 12 | 8.1 | 2.02 | 62 | 46 | 210790683
TRANE | 4TWL5036N1 | 4TXCC007DS3 | S9X2C100U5PSB | 35400 | 32600 | 15.2 | 12 | 8.1 | 2.02 | 62 | 46 | 210790684
TRANE | 4TWL5036N1 | 4TXCC007DS3 | S8X2C100M5PSC | 35200 | 32400 | 15.2 | 12 | 8.1 | 2.02 | 62 | 46 | 210790681
TRANE | 4TWL5036N1 | 4TXCC007DS3 | S8X2C080M5PTC | 34800 | 32200 | 15.2 | 12 | 8.1 | 2.02 | 62 | 46 | 210790680
TRANE | 4TWL5036N1 | 4TXCC007DS3 | S8X2C080M5PSC | 34800 | 32200 | 15.2 | 12 | 8.1 | 2.02 | 62 | 46 | 210790679
AMERICAN STANDARD | 4A6L9036A1 | 4TXCB004DS3 | *DHMB080ACV3 | 33200 | 33200 | 15.5 | 10 | 8.2 | 2.12 | 70 | 56 | 201922429
TRANE | 4TWL9036A1 | 4PX*BD36BS3 | S9V2B080D4PSB+RP | 35400 | 34600 | 17 | 11.2 | 8.2 | 2.13 | 69 | 54 | 201921647
AMERICAN STANDARD | 4A6L9036A1 | 4PX*CU48BS3 | S9V2C100U4PSB+RP | 36600 | 33600 | 17.5 | 11.7 | 8.7 | 2.34 | 69 | 55 | 201922405
AMERICAN STANDARD | 4A6L9036A1 | 4PX*CU48BS3 | *UD2C100ACV5 | 37200 | 33800 | 17.5 | 11.5 | 8.7 | 2.32 | 70 | 55 | 201922406
AMERICAN STANDARD | 4A6L9036A1 | 4PX*CU60BS3 | *UD2C080ACV4 | 37600 | 33000 | 18 | 12 | 8.7 | 2.34 | 70 | 55 | 201922409
AMERICAN STANDARD | 4A6L9036A1 | 4TXCB004DS3 | *DHMB060BCV3 | 33200 | 33400 | 15.5 | 10 | 8.2 | 2.12 | 70 | 56 | 201922428
AMERICAN STANDARD | 4A6V8X36A1 | 4PX*CU36BS3 | S9V2C100U4VSA+RP | 34200 | 31000 | 18 | 11.7 | 8.2 | 1.82 | 83 | 66 | 207590182
AMERICAN STANDARD | 4A6V8X36A1 | 4PX*CU48BS3 | S9V2C100U4VSA+RP | 35200 | 31400 | 18 | 12 | 8.5 | 1.87 | 83 | 65 | 207590183
AMERICAN STANDARD | 4A6V8X36A1 | 4PX*BU36BS3 | S9V2B040U3VSA+RP | 34000 | 31200 | 18 | 11.5 | 8.2 | 1.8 | 83 | 66 | 207590174
AMERICAN STANDARD | 4A6V8X36A1 | TEM8A0C42V41+TDR |  | 34800 | 31600 | 18 | 12 | 8.5 | 1.91 | 83 | 65 | 207590068
AMERICAN STANDARD | 4A6V8X36A1 | TEM8A0C36V31+TDR |  | 34800 | 31600 | 18 | 12 | 8.5 | 1.91 | 83 | 65 | 207590067
AMERICAN STANDARD | 4A6V8X36A1 | TEM8A0B30V31+TDR |  | 33600 | 32800 | 18 | 11.5 | 8.5 | 1.86 | 81 | 62 | 207590066
AMERICAN STANDARD | 4A6V8X36A1 | TAM9A0C36V31 |  | 34600 | 31200 | 18 | 12 | 8.5 | 1.86 | 83 | 64 | 207590046
TRANE | 4TWL9036A1 | 4TXCB006DS3 | S9V2B040U3PSB+RP | 36600 | 33800 | 17.5 | 11.5 | 8.7 | 2.3 | 69 | 55 | 205807173
TRANE | 4TWL9036A1 | 4TXCB004DS3 | S9V2B060U3PSB+RP | 35200 | 34200 | 17 | 11.2 | 8.5 | 2.2 | 69 | 55 | 205805504
TRANE | 4TWL9036A1 | 4TXCB006DS3 | S9V2B060U3PSB+RP | 36400 | 33600 | 17.5 | 11.5 | 8.7 | 2.29 | 70 | 56 | 205805506
TRANE | 4TWL9036A1 | 4TXCB004DS3 | S9V2B040U3PSB+RP | 35400 | 34200 | 17 | 11.2 | 8.5 | 2.22 | 69 | 55 | 205807175
TRANE | 4TWL9036A1 | 4TXCB006DS3 | *UD2B080ACV3 | 36400 | 33800 | 17.5 | 11.2 | 8.7 | 2.2 | 70 | 56 | 205070363
TRANE | 4TWV8X36A1 | TEM8A0B30V31+TDR |  | 33600 | 32800 | 18 | 11.5 | 8.5 | 1.86 | 81 | 62 | 207526352
TRANE | 4TWV8X36A1 | TEM8A0C42V41+TDR |  | 34800 | 31600 | 18 | 12 | 8.5 | 1.91 | 83 | 65 | 207526354
TRANE | 4TWL9036A1 | 4PX*BU48BS3 | *UD2B080ACV3 | 36400 | 33800 | 17.5 | 11.2 | 8.7 | 2.2 | 70 | 56 | 205070360
TRANE | 4TWL9036A1 | 4TXCB004DS3 | *UD2B080ACV3 | 35200 | 34400 | 16.5 | 11 | 8.5 | 2.1 | 69 | 55 | 205070362
TRANE | 4TWV8X36A1 | 4PX*CU48BS3 | S9V2C100U4VSA+RP | 35200 | 31400 | 18 | 12 | 8.5 | 1.87 | 83 | 65 | 207526469
AMERICAN STANDARD | 4A6L9036A1 | 4PX*BU36BS3 | S9V2B060U4PSB+RP | 35600 | 34200 | 16.5 | 11.2 | 8.5 | 2.21 | 69 | 55 | 206901673
TRANE | 4TWV8X36A1 | 4PX*BU36BS3 | S9V2B040U3VSA+RP | 34000 | 31200 | 18 | 11.5 | 8.2 | 1.8 | 83 | 66 | 207526460
TRANE | 4TWV8X36A1 | TEM8A0C36V31+TDR |  | 34800 | 31600 | 18 | 12 | 8.5 | 1.91 | 83 | 65 | 207526353
TRANE | 4TWV8X36A1 | 4PX*CU36BS3 | S9V2C100U4VSA+RP | 34200 | 31000 | 18 | 11.7 | 8.2 | 1.82 | 83 | 66 | 207526468
TRANE | 4TWV8X36A1 | TAM9A0C36V31 |  | 34600 | 31200 | 18 | 12 | 8.5 | 1.86 | 83 | 64 | 207526331
AMERICAN STANDARD | 4A6L9036A1 | 4TXCB004DS3 | *UHMB080ACV3 | 35600 | 34200 | 17 | 11.2 | 8.5 | 2.23 | 69 | 54 | 206392935
AMERICAN STANDARD | 4A6L9024A1 | 4PX*BU30BS3 | *UHMB080ACV3 | 23600 | 21200 | 18 | 12.5 | 9 | 2.37 | 67 | 51 | 201922293
AMERICAN STANDARD | 4A6L9036A1 | 4TXCB004DS3 | S9V2B060U3VSA+RP | 35200 | 34200 | 17 | 11.2 | 8.5 | 2.2 | 69 | 55 | 207063277
AMERICAN STANDARD | 4A6L9036A1 | 4TXCB006DS3 | S9V2B080D3VSA+RP | 34000 | 32600 | 16 | 10 | 8.7 | 2.23 | 71 | 56 | 207062443
AMERICAN STANDARD | 4A6L9036A1 | 4TXCB006DS3 | *UHMB080ACV3 | 36800 | 33600 | 17.5 | 11.5 | 8.7 | 2.31 | 70 | 55 | 206392933
AMERICAN STANDARD | 4A6L9036A1 | 4TXCB006DS3 | *UD2B060ACV3 | 36800 | 34000 | 17.5 | 11.2 | 8.7 | 2.28 | 70 | 56 | 207062437
AMERICAN STANDARD | 4A6L9036A1 | 4TXCB004DS3 | S9V2B040U3VSA+RP | 35400 | 34200 | 17 | 11.2 | 8.5 | 2.2 | 70 | 55 | 207062441
AMERICAN STANDARD | 4A6L9024A1 | 4PX*BU30BS3 | *UHMB060ACV3 | 23600 | 20800 | 18 | 12 | 9 | 2.37 | 67 | 52 | 201922292
AMERICAN STANDARD | 4A6L9036A1 | 4PX*BU36BS3 | *DHMB080ACV3 | 33200 | 33200 | 15.5 | 10 | 8.2 | 2.12 | 70 | 56 | 206315459
AMERICAN STANDARD | 4A6L9024A1 | 4PX*BU24BS3 | *UHMB060ACV3 | 22800 | 21600 | 17.5 | 11.7 | 8.2 | 2.07 | 66 | 51 | 201922285
AMERICAN STANDARD | 4A6L9024A1 | 4PX*BU24BS3 | *UHMB080ACV3 | 22800 | 21600 | 17.5 | 12 | 8.2 | 2.07 | 66 | 50 | 201922284
AMERICAN STANDARD | 4A6L9024A1 | 4PX*BD36BS3 | *DHMB060BCV3 | 23600 | 20400 | 18 | 12 | 8.5 | 2.26 | 67 | 52 | 201922277
AMERICAN STANDARD | 4A6L9024A1 | 4PX*BD30BS3 | *DHMB080ACV3 | 23400 | 21400 | 17.5 | 12 | 8.7 | 2.25 | 67 | 51 | 201922275
AMERICAN STANDARD | 4A6L9024A1 | 4PX*BD30BS3 | *DHMB060BCV3 | 23200 | 21400 | 17.5 | 12 | 8.7 | 2.25 | 66 | 51 | 201922274
TRANE | 4TWL9036A1 | 4TXCC009DS3 | S9V2C100U4VSA+RP | 37200 | 33200 | 17.5 | 12 | 8.7 | 2.34 | 69 | 55 | 209559372
TRANE | 4TWL9060A1 | 4TXCC007DS3 | S9V2C080U5PSB+RP | 56500 | 54500 | 19 | 10 | 8.7 | 2.11 | 72 | 59 | 201922214
TRANE | 4TWL9060A1 | 4TXCC009DS3 | S9V2C100U5PSB+RP | 58500 | 54000 | 19 | 10 | 8.7 | 2.13 | 71 | 58 | 201922222
TRANE | 4TWL9060A1 | 4TXCC007DS3 | S9V2C100U5PSB+RP | 56500 | 54500 | 19 | 10 | 8.7 | 2.12 | 72 | 58 | 201922218
TRANE | 4TWL9036A1 | 4TXCB004DS3 | *DD2B060ACV3 | 33600 | 33200 | 15.5 | 10 | 8.2 | 2.14 | 70 | 56 | 201921815
TRANE | 4TWL9036A1 | 4TXCB006DS3 | *DHMB060BCV3 | 34200 | 32800 | 16 | 10 | 8.7 | 2.23 | 71 | 56 | 201921816
TRANE | 4TWL9036A1 | 4TXCB004DS3 | S9V2B080D3PSB+RP | 33000 | 33000 | 15.5 | 10 | 8.2 | 2.12 | 70 | 56 | 201921810
TRANE | 4TWL9060A1 | 4PX*DU60BS3 | S9V2C100U5PSB+RP | 56500 | 52000 | 19 | 10 | 8.5 | 2.08 | 72 | 58 | 201922211
TRANE | 4TWL9060A1 | 4PX*DU60BS3 | S9V2C080U5PSB+RP | 56500 | 52000 | 19 | 10 | 8.2 | 2.07 | 72 | 59 | 201922210
TRANE | 4TWL9060A1 | 4PX*DU60BS3 | *UHMD120ACV5 | 58000 | 53500 | 19 | 10 | 8.7 | 2.16 | 71 | 58 | 201922213
TRANE | 4TWL9060A1 | 4PX*DU60BS3 | S9V2D120U5PSB+RP | 58500 | 53500 | 19 | 10 | 8.7 | 2.17 | 72 | 58 | 201922212
AMERICAN STANDARD | 4A6L9024A1 | 4TXCB003DS3 | S9V2B040D3PSB+RP | 21800 | 20600 | 15.5 | 11.2 | 8.7 | 2.2 | 67 | 53 | 201922890
TRANE | 4TWL9036A1 | 4TXCB004DS3 | *DHMB080ACV3 | 33200 | 33200 | 15.5 | 10 | 8.2 | 2.12 | 70 | 56 | 201921809
TRANE | 4TWL9060A1 | 4PX*CU60BS3 | S9V2C100U5PSB+RP | 58500 | 54000 | 19 | 10 | 8.7 | 2.13 | 71 | 58 | 201922178
TRANE | 4TWL9036A1 | 4TXCB006DS3 | *DD2B080ACV3 | 34400 | 32600 | 16 | 10 | 8.7 | 2.24 | 71 | 56 | 201921817
TRANE | 4TWL9036A1 | 4TXCB004DS3 | *DD2B080ACV3 | 33400 | 33200 | 15.5 | 10 | 8.2 | 2.15 | 70 | 55 | 201921812
TRANE | 4TWL9036A1 | 4TXCB004DS3 | *UD2B060ACV3 | 35400 | 34400 | 16.5 | 11 | 8.5 | 2.17 | 70 | 55 | 201921811
AMERICAN STANDARD | 4A6L9060A1 | TEM8A0D60V51+TDR |  | 55500 | 54500 | 18.5 | 10 | 9 | 2.2 | 70 | 55 | 201922848
AMERICAN STANDARD | 4A6L9036A1 | 4PX*BU36BS3 | S9V2B080D4VSA+RP | 33200 | 33000 | 15.5 | 10 | 8.2 | 2.18 | 69 | 55 | 208106935
AMERICAN STANDARD | 4A6L9024A1 | 4TXCB003DS3 | *DHMB060BCV3 | 21800 | 20400 | 16 | 11.2 | 8.7 | 2.22 | 68 | 53 | 201922888
TRANE | 4TWL9036A1 | 4TXCB004DS3 | *DHMB060BCV3 | 33200 | 33400 | 15.5 | 10 | 8.2 | 2.12 | 70 | 56 | 201921808
AMERICAN STANDARD | 4A6L9024A1 | 4PX*BD30BS3 | S9V2B060D3PSB+RP | 23000 | 21200 | 17.5 | 12 | 8.7 | 2.24 | 67 | 52 | 201922852
AMERICAN STANDARD | 4A6L9024A1 | 4PX*BD30BS3 | S9V2B080D3PSB+RP | 23000 | 21000 | 17 | 12 | 8.7 | 2.23 | 67 | 53 | 201922851
AMERICAN STANDARD | 4A6L9024A1 | 4PX*BU42BS3 | S9V2B060U3PSB+RP | 23800 | 20400 | 17.5 | 12.5 | 8.7 | 2.36 | 67 | 53 | 201922873
AMERICAN STANDARD | 4A6L9024A1 | 4PX*BD30BS3 | S9V2B040D3PSB+RP | 23200 | 21400 | 17 | 12 | 8.7 | 2.23 | 66 | 52 | 201922853
AMERICAN STANDARD | 4A6L9060A1 | TEM8A0D48V41+TDR |  | 56000 | 55000 | 19 | 10 | 9 | 2.2 | 70 | 55 | 201922847
AMERICAN STANDARD | 4A6V8X36A1 | TAM9A0B30V31 |  | 34000 | 31600 | 18 | 12 | 8.5 | 1.89 | 83 | 65 | 207590834
AMERICAN STANDARD | 4A6V8X24A1 | 4TXFH024CZ3 | *DHMB080ACV3 | 23200 | 20200 | 18 | 12 | 8.5 | 1.86 | 83 | 63 | 207590735
AMERICAN STANDARD | 4A6V8X36A1 | 4PX*BU42BS3 | S9V2B080U4PSB+RP | 35000 | 32200 | 18 | 12 | 8.2 | 1.83 | 82 | 64 | 207590484
AMERICAN STANDARD | 4A6V8X24A1 | 4TXFH024CZ3 | *DHMB060BCV3 | 23200 | 20200 | 18 | 12 | 8.5 | 1.85 | 83 | 63 | 207590731
AMERICAN STANDARD | 4A6V0X36A1 | 4TXCB004DS3 | S8V2B080M4PCA | 34400 | 31600 | 19.5 | 12 | 8.5 | 1.79 | 84 | 66 | 210692054
AMERICAN STANDARD | 4A6V0X36A1 | 4TXCB004DS3 | S8V2B060M4PCA | 34400 | 31600 | 19.5 | 12 | 8.5 | 1.78 | 85 | 66 | 210692053
AMERICAN STANDARD | 4A6V0X36A1 | 4PX*CU48BS3 | S8V2C080M5PCA | 35200 | 32000 | 20 | 12.5 | 8.5 | 1.83 | 83 | 64 | 210692051
AMERICAN STANDARD | 4A6V0X36A1 | 4PX*CU36BS3 | S8V2C080M5PCA | 34000 | 31400 | 19.5 | 12 | 8.5 | 1.79 | 84 | 65 | 210692047
AMERICAN STANDARD | 4A6V0X36A1 | 4PX*CU48BS3 | S8V2C100M5PCA | 35400 | 32200 | 20.5 | 12.5 | 8.7 | 1.82 | 83 | 63 | 210692050
AMERICAN STANDARD | 4A6V0X36A1 | 4PX*BU42BS3 | S8V2A040M3PCA | 34000 | 31600 | 19.5 | 12 | 8.2 | 1.76 | 82 | 63 | 210692040
AMERICAN STANDARD | 4A6V0X36A1 | 4PX*CU42BS3 | S8V2C080M5PCA | 35200 | 32600 | 19.5 | 12.5 | 8.5 | 1.81 | 82 | 63 | 210692049
AMERICAN STANDARD | 4A6V0X36A1 | 4PX*CU36BS3 | S8V2C100M5PCA | 34400 | 31400 | 19.5 | 12 | 8.5 | 1.8 | 84 | 65 | 210692046
AMERICAN STANDARD | 4A6V0X36A1 | 4PX*BU42BS3 | S8V2B060M4PCA | 35600 | 32800 | 19.5 | 12.5 | 8.5 | 1.8 | 83 | 63 | 210692039
AMERICAN STANDARD | 4A6V0X36A1 | 4PX*BU36BS3 | S8V2B080M4PCA | 34400 | 31600 | 19.5 | 12 | 8.5 | 1.78 | 85 | 66 | 210692038
AMERICAN STANDARD | 4A6V0X36A1 | 4PX*BU36BS3 | S8V2B060M4PCA | 34400 | 31600 | 19.5 | 12 | 8.5 | 1.78 | 85 | 66 | 210692037
AMERICAN STANDARD | 4A6V0X24A1 | 4TXCB004DS3 | S8V2A040M3PCA | 22800 | 19600 | 17.5 | 12.5 | 8.2 | 1.82 | 84 | 63 | 210692030
AMERICAN STANDARD | 4A6V0X24A1 | 4PX*BU36BS3 | S8V2A040M3PCA | 22800 | 19600 | 17.5 | 12.5 | 8.2 | 1.82 | 84 | 63 | 210692026
TRANE | 4TWV8X60A1 | 4TXCD010DS3 | S8V2D120M5PCA | 54000 | 52000 | 18 | 11.7 | 8.2 | 1.83 | 95 | 76 | 210691927
TRANE | 4TWV8X48A1 | 4TXCD010DS3 | S8V2D120M5PCA | 47000 | 43500 | 18 | 12 | 8.5 | 1.87 | 85 | 65 | 210691920
TRANE | 4TWV8X60A1 | 4PX*DU60BS3 | S8V2D120M5PCA | 54000 | 52000 | 18 | 11.7 | 8.2 | 1.83 | 95 | 76 | 210691923
TRANE | 4TWV8X60A1 | 4TXCC009DS3 | S8V2C100M5PCA | 54000 | 52000 | 18 | 11.7 | 8.2 | 1.78 | 96 | 77 | 210691925
TRANE | 4TWV8X60A1 | 4PX*CU60BS3 | S8V2C100M5PCA | 54000 | 52000 | 18 | 11.7 | 8.2 | 1.78 | 96 | 77 | 210691921
TRANE | 4TWV8X48A1 | 4TXCD010DS3 | S8V2C100M5PCA | 45500 | 42000 | 18 | 11.7 | 8.5 | 1.8 | 86 | 66 | 210691919
TRANE | 4TWV8X48A1 | 4PX*DD60BS3 | S8V2D120M5PCA | 46000 | 43500 | 18 | 11.7 | 8.5 | 1.82 | 85 | 65 | 210691908
TRANE | 4TWV8X48A1 | 4TXCB006DS3 | S8V2B080M4PCA | 45500 | 44000 | 18 | 11.2 | 8.5 | 1.83 | 85 | 67 | 210691912
TRANE | 4TWV8X48A1 | 4PX*DU60BS3 | S8V2C100M5PCA | 45500 | 42000 | 18 | 11.7 | 8.5 | 1.8 | 86 | 66 | 210691910
TRANE | 4TWV8X48A1 | 4TXCD008DS3 | S8V2D120M5PCA | 46000 | 44000 | 18 | 11.7 | 8.5 | 1.84 | 85 | 65 | 210691918
TRANE | 4TWV8X48A1 | 4TXCC009DS3 | S8V2C100M5PCA | 46500 | 43500 | 18 | 11.7 | 8.5 | 1.85 | 86 | 66 | 210691917
TRANE | 4TWV8X48A1 | 4TXCC007DS3 | S8V2C080M5PCA | 45500 | 43500 | 18 | 11.5 | 8.5 | 1.82 | 86 | 66 | 210691914
TRANE | 4TWV8X48A1 | 4TXCC009DS3 | S8V2C080M5PCA | 46500 | 43000 | 18 | 11.7 | 8.5 | 1.84 | 86 | 66 | 210691916
TRANE | 4TWV8X48A1 | 4TXCC007DS3 | S8V2C100M5PCA | 45500 | 44000 | 18 | 11.5 | 8.5 | 1.82 | 85 | 66 | 210691915
TRANE | 4TWV8X48A1 | 4PX*DU60BS3 | S8V2D120M5PCA | 47000 | 43500 | 18 | 12 | 8.5 | 1.87 | 85 | 65 | 210691911
TRANE | 4TWV8X48A1 | 4TXCB006DS3 | S8V2B060M4PCA | 45500 | 44000 | 18 | 11.2 | 8.5 | 1.82 | 85 | 66 | 210691913
TRANE | 4TWV8X48A1 | 4PX*DU48BS3 | S8V2D120M5PCA | 46000 | 44000 | 18 | 11.7 | 8.5 | 1.84 | 85 | 65 | 210691909
TRANE | 4TWV8X48A1 | 4PX*CU60BS3 | S8V2C100M5PCA | 46500 | 43500 | 18 | 11.7 | 8.5 | 1.85 | 86 | 66 | 210691906
TRANE | 4TWV8X48A1 | 4PX*CU60BS3 | S8V2C080M5PCA | 46500 | 43000 | 18 | 11.7 | 8.5 | 1.84 | 86 | 66 | 210691905
TRANE | 4TWV8X48A1 | 4PX*DD60BS3 | S8V2C100M5PCA | 44000 | 42000 | 18 | 11.5 | 8.2 | 1.76 | 86 | 66 | 210691907
TRANE | 4TWV8X48A1 | 4PX*CU48BS3 | S8V2C080M5PCA | 45500 | 43500 | 18 | 11.5 | 8.5 | 1.82 | 86 | 66 | 210691904
TRANE | 4TWV8X48A1 | 4PX*CU48BS3 | S8V2C100M5PCA | 45500 | 44000 | 18 | 11.5 | 8.5 | 1.82 | 85 | 66 | 210691903
TRANE | 4TWV8X48A1 | 4PX*CD60BS3 | S8V2C100M5PCA | 47000 | 43500 | 18 | 11.7 | 8.5 | 1.78 | 86 | 66 | 210691900
TRANE | 4TWV8X48A1 | 4PX*BU48BS3 | S8V2B060M4PCA | 45500 | 44000 | 18 | 11.2 | 8.5 | 1.82 | 85 | 66 | 210691898
TRANE | 4TWV8X48A1 | 4PX*CU42BS3 | S8V2C100M5PCA | 46000 | 44500 | 18 | 11.5 | 8.5 | 1.79 | 85 | 65 | 210691902
TRANE | 4TWV8X48A1 | 4PX*BU48BS3 | S8V2B080M4PCA | 45500 | 44000 | 18 | 11.2 | 8.5 | 1.83 | 85 | 67 | 210691897
TRANE | 4TWV8X48A1 | 4PX*CD60BS3 | S8V2C080M5PCA | 46500 | 43000 | 18 | 11.7 | 8.5 | 1.79 | 86 | 66 | 210691899
TRANE | 4TWV8X48A1 | 4PX*CU42BS3 | S8V2C080M5PCA | 45500 | 44500 | 18 | 11.5 | 8.5 | 1.78 | 84 | 65 | 210691901
TRANE | 4TWV8X36A1 | 4TXCC005DS3 | S8V2C100M5PCA | 34000 | 31000 | 18 | 11.7 | 8.2 | 1.8 | 85 | 66 | 210691896
TRANE | 4TWV8X36A1 | 4TXCC005DS3 | S8V2C080M5PCA | 33800 | 30800 | 18 | 11.7 | 8.2 | 1.78 | 85 | 66 | 210691895
TRANE | 4TWV8X36A1 | 4PX*CU48BS3 | S8V2C080M5PCA | 34800 | 31400 | 18 | 12 | 8.2 | 1.84 | 83 | 64 | 210691888
TRANE | 4TWV8X36A1 | 4TXCB006DS3 | S8V2B080M4PCA | 35200 | 31800 | 18 | 12 | 8.2 | 1.85 | 84 | 65 | 210691894
TRANE | 4TWV8X36A1 | 4TXCB006DS3 | S8V2B060M4PCA | 35200 | 31600 | 18 | 12 | 8.2 | 1.85 | 84 | 65 | 210691893
TRANE | 4TWV8X36A1 | 4PX*CU36BS3 | S8V2C100M5PCA | 34000 | 31000 | 18 | 11.7 | 8.2 | 1.8 | 85 | 66 | 210691883
TRANE | 4TWV8X36A1 | 4TXCB006DS3 | S8V2A040M3PCA | 33600 | 30400 | 18 | 12 | 8.1 | 1.8 | 83 | 65 | 210691892
TRANE | 4TWV8X36A1 | 4PX*BU42BS3 | S8V2B080M4PCA | 35200 | 32200 | 18 | 12 | 8.2 | 1.82 | 83 | 65 | 210691878
TRANE | 4TWV8X36A1 | 4TXCB004DS3 | S8V2B080M4PCA | 34200 | 31200 | 18 | 11.7 | 8.2 | 1.8 | 85 | 66 | 210691890
TRANE | 4TWV8X36A1 | 4PX*CU42BS3 | S8V2C100M5PCA | 35200 | 32000 | 18 | 12 | 8.2 | 1.83 | 83 | 64 | 210691886
TRANE | 4TWV8X36A1 | 4PX*CU48BS3 | S8V2C100M5PCA | 35200 | 31600 | 18 | 12 | 8.2 | 1.85 | 84 | 65 | 210691887
TRANE | 4TWV8X36A1 | 4TXCB004DS3 | S8V2B060M4PCA | 34200 | 31200 | 18 | 11.7 | 8.2 | 1.81 | 84 | 66 | 210691889
TRANE | 4TWV8X36A1 | 4PX*CU36BS3 | S8V2C080M5PCA | 33800 | 30800 | 18 | 11.7 | 8.2 | 1.81 | 84 | 66 | 210691884
TRANE | 4TWV8X36A1 | 4PX*CU42BS3 | S8V2C080M5PCA | 34800 | 31800 | 18 | 12 | 8.2 | 1.83 | 83 | 64 | 210691885
TRANE | 4TWV8X36A1 | 4PX*BU42BS3 | S8V2A040M3PCA | 33600 | 31000 | 18 | 12 | 8.1 | 1.78 | 82 | 64 | 210691876
AMERICAN STANDARD | 4A6V8X48A1 | 4TXCB006DS3 | S9V2B080U4PSB+RP | 45500 | 44000 | 18 | 11.2 | 8.5 | 1.8 | 86 | 67 | 207599972
TRANE | 4TWV0X48A1 | 4TXCC009DS3 | L8V1C100U5VSA+RP | 46500 | 42000 | 19.5 | 11.7 | 8.5 | 1.82 | 86 | 66 | 208554520
TRANE | 4TWV0X48A1 | 4TXCD010DS3 | S9V2D120U5PSB+RP | 47000 | 42000 | 19.5 | 11.7 | 8.5 | 1.82 | 86 | 67 | 208185426
TRANE | 4TWV0X48A1 | 4TXCD010DS3 | S9V2C100U4PSB+RP | 45000 | 41000 | 19 | 11.7 | 8.2 | 1.75 | 86 | 67 | 208185425
TRANE | 4TWV0X48A1 | 4TXCC009DS3 | S9V2C100U4PSB+RP | 46500 | 42000 | 19.5 | 11.7 | 8.5 | 1.8 | 86 | 67 | 208185400
TRANE | 4TWV0X24A1 | 4PX*BU36BS3 | S9V2B060U3VSA+RP | 23600 | 20200 | 19.5 | 12.5 | 8.5 | 1.91 | 84 | 64 | 207526405
TRANE | 4TWV0X36A1 | 4PX*CU48BS3 | S9V2C100U4PSB+RP | 35600 | 32000 | 20.5 | 12.7 | 8.7 | 1.86 | 82 | 63 | 207526385
TRANE | 4TWV0X24A1 | 4PX*BU36BS3 | S9V2B040U3VSA+RP | 23800 | 20400 | 19 | 12.5 | 8.5 | 1.91 | 83 | 64 | 207526404
TRANE | 4TWV0X24A1 | 4PX*BU36BS3 | S9V2B040U3PSB+RP | 23800 | 20400 | 19 | 12.5 | 8.5 | 1.91 | 83 | 64 | 207526368
TRANE | 4TWV0X36A1 | TAM9A0B30V31 |  | 34400 | 32000 | 20 | 12.5 | 8.7 | 1.89 | 83 | 64 | 207559046
TRANE | 4TWV0X48A1 | 4TXCC009DS3 | *DHMC100ACV4 | 42500 | 42500 | 17 | 10 | 8.2 | 1.78 | 82 | 66 | 207559029
TRANE | 4TWV0X36A1 | 4TXCB004DS3 | *UHMB080ACV3 | 34400 | 31400 | 20 | 12 | 8.5 | 1.79 | 84 | 65 | 207558992
TRANE | 4TWV0X36A1 | 4TXCB004DS3 | *UHMB060ACV3 | 34400 | 31600 | 20 | 12 | 8.2 | 1.82 | 82 | 65 | 207558993
TRANE | 4TWV0X48A1 | 4TXCD010DS3 | *UHMD120ACV5 | 46000 | 42000 | 19.5 | 11.7 | 8.5 | 1.82 | 85 | 66 | 207559010
TRANE | 4TWV0X48A1 | 4PX*DU60BS3 | *UHMD120ACV5 | 46000 | 42000 | 19.5 | 11.7 | 8.5 | 1.82 | 85 | 66 | 207558985
AMERICAN STANDARD | 4A6V0X24A1 | 4PX*BU36BS3 | S9V2B040U3PSB+RP | 23800 | 20400 | 19 | 12.5 | 8.5 | 1.91 | 83 | 64 | 207590082
AMERICAN STANDARD | 4A6V8X60A1 | TEM8A0D60V51+TDR |  | 51500 | 50500 | 18 | 11.5 | 8.5 | 1.85 | 95 | 76 | 207590077
AMERICAN STANDARD | 4A6V8X48A1 | TEM8A0D48V41+TDR |  | 45500 | 42500 | 18 | 11.7 | 8.5 | 1.94 | 87 | 68 | 207590074
AMERICAN STANDARD | 4A6V8X48A1 | TEM8A0D60V51+TDR |  | 44500 | 42000 | 18 | 11.5 | 8.5 | 1.92 | 87 | 68 | 207590075
AMERICAN STANDARD | 4A6V8X48A1 | TEM8A0C48V41+TDR |  | 47000 | 43000 | 18 | 12 | 8.5 | 1.94 | 85 | 67 | 207590072
AMERICAN STANDARD | 4A6V8X48A1 | TEM8A0C42V41+TDR |  | 44500 | 44000 | 18 | 11.5 | 8.5 | 1.92 | 83 | 65 | 207590071
AMERICAN STANDARD | 4A6V0X48A1 | TEM8A0D48V41+TDR |  | 45000 | 41500 | 18.5 | 11.5 | 8.7 | 1.9 | 87 | 67 | 207590060
AMERICAN STANDARD | 4A6V0X48A1 | TEM8A0C42V41+TDR |  | 44500 | 43000 | 19.5 | 11.2 | 8.7 | 1.86 | 84 | 65 | 207590057
AMERICAN STANDARD | 4A6V0X48A1 | TEM8A0D60V51+TDR |  | 44500 | 41500 | 18.5 | 11.2 | 8.7 | 1.88 | 86 | 67 | 207590061
AMERICAN STANDARD | 4A6V0X48A1 | TEM8A0C48V41+TDR |  | 47000 | 42000 | 19.5 | 12 | 8.7 | 1.9 | 86 | 66 | 207590058
AMERICAN STANDARD | 4A6V0X36A1 | TEM8A0C42V41+TDR |  | 35200 | 32400 | 20.5 | 12.5 | 8.7 | 1.92 | 81 | 62 | 207590054
AMERICAN STANDARD | 4A6V0X36A1 | TEM8A0C36V31+TDR |  | 35200 | 32400 | 20.5 | 12.5 | 8.7 | 1.92 | 81 | 62 | 207590053
AMERICAN STANDARD | 4A6L9048A1 | 4TXCD008DS3 | *DHMC100ACV4 | 43500 | 41000 | 17.5 | 10 | 8.5 | 2.09 | 75 | 60 | 201922694
AMERICAN STANDARD | 4A6V0X36A1 | TEM8A0B30V31+TDR |  | 34000 | 33400 | 19.5 | 12 | 8.7 | 1.84 | 81 | 60 | 207590052
AMERICAN STANDARD | 4A6V0X24A1 | TEM8A0B30V31+TDR |  | 23800 | 21600 | 19 | 12.5 | 8.7 | 1.94 | 81 | 61 | 207590051
AMERICAN STANDARD | 4A6L9048A1 | 4TXCD008DS3 | *DHMD120BCV5 | 44500 | 42500 | 18 | 11 | 8.7 | 2.18 | 74 | 60 | 201922693
AMERICAN STANDARD | 4A6L9048A1 | 4TXCD008DS3 | *DD2D120ACV5 | 44500 | 42000 | 18 | 11 | 8.7 | 2.18 | 75 | 60 | 201922695
AMERICAN STANDARD | 4A6L9048A1 | 4TXCD008DS3 | S9V2C100D5PSB+RP | 44000 | 43500 | 17 | 11 | 8.5 | 2.13 | 70 | 57 | 201922691
AMERICAN STANDARD | 4A6L9048A1 | 4TXCD008DS3 | S9V2C100D4PSB+RP | 43500 | 41000 | 17.5 | 11 | 8.5 | 2.13 | 74 | 60 | 201922692
AMERICAN STANDARD | 4A6L9048A1 | 4TXCD008DS3 | S9V2D120D5PSB+RP | 45000 | 42000 | 16.5 | 11 | 8.7 | 2.21 | 75 | 60 | 201922690
TRANE | 4TWL9048A1 | 4TXCD008DS3 | *UD2D140ACV5 | 47500 | 44000 | 19 | 11.7 | 9 | 2.25 | 73 | 59 | 201922101
AMERICAN STANDARD | 4A6L9048A1 | 4TXCD008DS3 | *UD2C100ACV5 | 46000 | 43000 | 19 | 11.5 | 8.7 | 2.18 | 73 | 59 | 201922686
AMERICAN STANDARD | 4A6L9048A1 | 4TXCD008DS3 | *UD2C080ACV4 | 46000 | 42500 | 19 | 11.7 | 8.7 | 2.21 | 73 | 59 | 201922687
TRANE | 4TWL9048A1 | 4TXCC009DS3 | S9V2C100U5PSB+RP | 48500 | 43500 | 19 | 11.7 | 9 | 2.27 | 74 | 59 | 201922094
TRANE | 4TWL9048A1 | 4TXCD008DS3 | *UHMC100ACV4 | 46000 | 42500 | 19 | 11.7 | 8.7 | 2.2 | 73 | 59 | 201922100
TRANE | 4TWL9048A1 | 4TXCC009DS3 | S9V2C100U4PSB+RP | 48500 | 43500 | 19 | 11.7 | 8.7 | 2.27 | 73 | 58 | 201922093
TRANE | 4TWL9048A1 | 4TXCD008DS3 | *UHMD120ACV5 | 47500 | 44000 | 19 | 11.7 | 9 | 2.26 | 73 | 58 | 201922099
TRANE | 4TWL9048A1 | 4TXCC009DS3 | *UD2C080ACV4 | 48000 | 43500 | 19 | 11.7 | 8.7 | 2.27 | 73 | 58 | 201922096
TRANE | 4TWL9048A1 | 4TXCC009DS3 | S9V2C080U5PSB+RP | 48500 | 43500 | 19 | 11.7 | 8.7 | 2.26 | 73 | 59 | 201922092
TRANE | 4TWL9048A1 | 4TXCC009DS3 | *UHMC100ACV4 | 48500 | 43500 | 19 | 12 | 8.7 | 2.27 | 73 | 58 | 201922090
AMERICAN STANDARD | 4A6V0X48A1 | 4TXCC009DS3 | *DHMC100ACV4 | 42500 | 42500 | 17 | 10 | 8.2 | 1.78 | 82 | 66 | 207590705
AMERICAN STANDARD | 4A6V0X48A1 | 4TXCD010DS3 | *UHMD120ACV5 | 46000 | 42000 | 19.5 | 11.7 | 8.5 | 1.82 | 85 | 66 | 207590690
AMERICAN STANDARD | 4A6V0X36A1 | 4TXCB004DS3 | *UHMB060ACV3 | 34400 | 31600 | 20 | 12 | 8.2 | 1.82 | 82 | 65 | 207590677
AMERICAN STANDARD | 4A6V0X36A1 | 4TXCB004DS3 | *UHMB080ACV3 | 34400 | 31400 | 20 | 12 | 8.5 | 1.79 | 84 | 65 | 207590676
AMERICAN STANDARD | 4A6V0X48A1 | 4PX*DU60BS3 | *UHMD120ACV5 | 46000 | 42000 | 19.5 | 11.7 | 8.5 | 1.82 | 85 | 66 | 207590671
AMERICAN STANDARD | 4A6V0X48A1 | 4PX*CD60BS3 | *DHMC100ACV4 | 46500 | 42500 | 19 | 11.5 | 8.2 | 1.76 | 85 | 66 | 207590665
TRANE | 4TWL9048A1 | 4PX*CD60BS3 | S9V2C100D5PSB+RP | 48500 | 43500 | 19 | 11.7 | 8.7 | 2.21 | 73 | 59 | 201921900
TRANE | 4TWL9048A1 | 4PX*CD60BS3 | *DHMC100ACV4 | 48000 | 43500 | 19 | 11.5 | 8.7 | 2.18 | 74 | 59 | 201921903
TRANE | 4TWL9048A1 | 4PX*CD60BS3 | S9V2C100D4PSB+RP | 48500 | 43500 | 19 | 11.7 | 8.7 | 2.21 | 73 | 59 | 201921901
TRANE | 4TWL9048A1 | 4PX*BU48BS3 | S9V2B080U4PSB+RP | 47000 | 44000 | 19 | 11.2 | 8.7 | 2.22 | 74 | 60 | 201921887
TRANE | 4TWV8X48A1 | 4PX*CD60BS3 | S9V2C100D5PSB+RP | 47000 | 43000 | 18 | 11.7 | 8.5 | 1.79 | 86 | 67 | 209449882
TRANE | 4TWL9048A1 | 4PX*BU48BS3 | S9V2B060U4PSB+RP | 47000 | 44500 | 19 | 11.2 | 8.7 | 2.21 | 73 | 59 | 201921886
TRANE | 4TWV0X36A1 | TEM8A0B30V31+TDR |  | 34000 | 33400 | 19.5 | 12 | 8.7 | 1.84 | 81 | 60 | 207526338
TRANE | 4TWV0X24A1 | TEM8A0B30V31+TDR |  | 23800 | 21600 | 19 | 12.5 | 8.7 | 1.94 | 81 | 61 | 207526337
TRANE | 4TWV0X48A1 | TAM9A0C48V41 |  | 45500 | 41000 | 19.5 | 11.7 | 8.5 | 1.84 | 86 | 67 | 207526326
TRANE | 4TWV0X24A1 | TAM9A0B30V31 |  | 23800 | 20600 | 19 | 12.7 | 8.7 | 1.95 | 83 | 63 | 207526323
TRANE | 4TWV0X60A1 | TAM9A0C60V51 |  | 53000 | 50000 | 19 | 12 | 8.2 | 1.76 | 98 | 79 | 207526328
TRANE | 4TWL6036A1 | 4PX*BU48BS3 | *UD2B060ACV3 | 35600 | 32600 | 15.2 | 12 | 8.1 | 2.15 | 66 | 51 | 211214717
TRANE | 4TWL6036A1 | 4PX*BU42BS3 | *UD2B060ACV3 | 35600 | 33400 | 15.2 | 12 | 8.1 | 2.16 | 65 | 50 | 211214696
TRANE | 4TWL6036A1 | 4PX*BU48BS3 | S8X2B080M4PTC | 35800 | 32800 | 15.2 | 12 | 8.1 | 2.13 | 65 | 50 | 211214708
TRANE | 4TWL6036A1 | 4PX*BU48BS3 | L8X1B080U4XSA | 36400 | 33400 | 15.2 | 12 | 8.1 | 2.12 | 65 | 50 | 211214715
TRANE | 4TWL6036A1 | 4PX*BU48BS3 | S8X1B060M4PSC | 36600 | 33400 | 15.2 | 12 | 8.1 | 2.13 | 65 | 50 | 211214713
TRANE | 4TWL6036A1 | 4PX*BU48BS3 | L8X1B060U3XSA | 35600 | 32800 | 15.2 | 12 | 8.1 | 2.12 | 65 | 51 | 211214709
TRANE | 4TWL6036A1 | 4PX*BU48BS3 | S8X2B080M4PSC | 35800 | 32800 | 15.2 | 12 | 8.1 | 2.13 | 65 | 50 | 211214707
TRANE | 4TWL6036A1 | 4PX*BU48BS3 | S8X2B060M4PTC | 36600 | 33400 | 15.2 | 12 | 8.1 | 2.13 | 65 | 50 | 211214706
TRANE | 4TWL6036A1 | 4PX*BU42BS3 | S8X2B080M4PTC | 35800 | 33600 | 15.2 | 12 | 8.1 | 2.14 | 65 | 50 | 211214681
TRANE | 4TWL6036A1 | 4PX*BU48BS3 | S8X2B060M4PSC | 36600 | 33400 | 15.2 | 12 | 8.1 | 2.13 | 65 | 50 | 211214705
TRANE | 4TWL6036A1 | 4PX*BU48BS3 | S8X1B080M4PTC | 35800 | 32800 | 15.2 | 12 | 8.1 | 2.13 | 65 | 50 | 211214702
TRANE | 4TWL6036A1 | 4PX*BU48BS3 | S8X1B080M4PSC | 35800 | 32800 | 15.2 | 12 | 8.1 | 2.13 | 65 | 50 | 211214701
TRANE | 4TWL6036A1 | 4PX*BU42BS3 | S8X1B060M4PSC | 36200 | 34000 | 15.2 | 12 | 8.1 | 2.15 | 65 | 50 | 211214690
TRANE | 4TWL6036A1 | 4PX*BU42BS3 | S8X2B060M4PSC | 36200 | 34000 | 15.2 | 12 | 8.1 | 2.15 | 65 | 50 | 211214697
TRANE | 4TWL6036A1 | 4PX*BU42BS3 | S8X2B060M4PTC | 36200 | 34000 | 15.2 | 12 | 8.1 | 2.15 | 65 | 50 | 211214698
TRANE | 4TWL6036A1 | 4PX*BU42BS3 | S8X1B080M4PSC | 35800 | 33600 | 15.2 | 12 | 8.1 | 2.14 | 65 | 50 | 211214692
TRANE | 4TWL6036A1 | 4PX*BU42BS3 | S8X1B080M4PTC | 35800 | 33600 | 15.2 | 12 | 8.1 | 2.14 | 65 | 50 | 211214693
TRANE | 4TWL6036A1 | 4PX*BU42BS3 | S8X1B060M4PTC | 36200 | 34000 | 15.2 | 12 | 8.1 | 2.15 | 65 | 50 | 211214691
TRANE | 4TWL6036A1 | 4PX*BU42BS3 | L8X1B080U4XSA | 36400 | 34000 | 15.2 | 12 | 8.1 | 2.14 | 65 | 50 | 211214684
TRANE | 4TWL6036A1 | 4PX*BU42BS3 | S8X2B080M4PSC | 35800 | 33600 | 15.2 | 12 | 8.1 | 2.14 | 65 | 50 | 211214680
AMERICAN STANDARD | 4A6L5024N1 | 4TXCB003DS3 | L8V1B080U4VSA | 25600 | 25600 | 15.2 | 12 | 8.1 | 2.12 | 75 | 57 | 210793020
AMERICAN STANDARD | 4A6L5024N1 | 4TXCB003DS3 | S9X1B040U3PSB | 25600 | 25600 | 15.2 | 12 | 8.1 | 2.13 | 75 | 57 | 210793005
AMERICAN STANDARD | 4A6L5024N1 | 4TXCB003DS3 | S8X1B060M4PTC | 25600 | 25600 | 15.2 | 12 | 8.1 | 2.12 | 75 | 57 | 210792976
AMERICAN STANDARD | 4A6L5024N1 | 4TXCB003DS3 | L8X1B060U3XSA | 25600 | 25600 | 15.2 | 12 | 8.1 | 2.11 | 75 | 58 | 210793021
AMERICAN STANDARD | 4A6L5024N1 | 4TXCB003DS3 | L8V1A060U3VSA | 25600 | 25600 | 15.2 | 12 | 8.1 | 2.09 | 74 | 57 | 210793019
AMERICAN STANDARD | 4A6L5024N1 | 4TXCB003DS3 | L8V1A040U3VSA | 25600 | 25600 | 15.2 | 12 | 8.1 | 2.09 | 75 | 57 | 210793018
AMERICAN STANDARD | 4A6L5024N1 | 4TXCB003DS3 | *UHMB080ACV3 | 25600 | 25600 | 15.2 | 12 | 8.1 | 2.16 | 74 | 57 | 210793017
AMERICAN STANDARD | 4A6L5024N1 | 4TXCB003DS3 | *UHMB060ACV3 | 25600 | 25600 | 15.2 | 12 | 8.1 | 2.15 | 75 | 57 | 210793016
AMERICAN STANDARD | 4A6L5024N1 | 4TXCB003DS3 | *UD2B080ACV3 | 25600 | 25600 | 15.2 | 12 | 8.1 | 2.15 | 75 | 57 | 210793015
AMERICAN STANDARD | 4A6L5024N1 | 4TXCB003DS3 | S8X1A040M3PSC | 25600 | 25600 | 15.2 | 12 | 8.1 | 2.09 | 74 | 57 | 210792971
AMERICAN STANDARD | 4A6L5024N1 | 4TXCB003DS3 | S9X1B080U4PSB | 25600 | 25600 | 15.2 | 12 | 8.1 | 2.14 | 75 | 57 | 210793007
AMERICAN STANDARD | 4A6L5024N1 | 4TXCB003DS3 | S9X2B080U4PSB | 25600 | 25600 | 15.2 | 12 | 8.1 | 2.14 | 75 | 57 | 210793010
AMERICAN STANDARD | 4A6L5024N1 | 4TXCB003DS3 | S9X2B060U4PSB | 25600 | 25600 | 15.2 | 12 | 8.1 | 2.13 | 75 | 57 | 210793009
AMERICAN STANDARD | 4A6L5024N1 | 4TXCB003DS3 | S9X1B060U4PSB | 25600 | 25600 | 15.2 | 12 | 8.1 | 2.13 | 75 | 57 | 210793006
AMERICAN STANDARD | 4A6L5024N1 | 4TXCB003DS3 | S9X2B040U3PSB | 25600 | 25600 | 15.2 | 12 | 8.1 | 2.13 | 75 | 57 | 210793008
AMERICAN STANDARD | 4A6L5024N1 | 4TXCB003DS3 | S9V2B060U4PSB | 25600 | 25600 | 15.2 | 12 | 8.1 | 2.14 | 75 | 57 | 210793002
AMERICAN STANDARD | 4A6L5024N1 | 4TXCB003DS3 | S9V2B080U4VSA | 25600 | 25600 | 15.2 | 12 | 8.1 | 2.13 | 75 | 57 | 210793004
AMERICAN STANDARD | 4A6L5024N1 | 4TXCB003DS3 | S9V2B040U3PSB | 25600 | 25600 | 15.2 | 12 | 8.1 | 2.13 | 75 | 57 | 210793000
AMERICAN STANDARD | 4A6L5024N1 | 4TXCB003DS3 | S9V2B080U4PSB | 25600 | 25600 | 15.2 | 12 | 8.1 | 2.13 | 75 | 57 | 210793003
AMERICAN STANDARD | 4A6L5024N1 | 4TXCB003DS3 | S9V2B040U3VSA | 25600 | 25600 | 15.2 | 12 | 8.1 | 2.13 | 75 | 57 | 210793001
AMERICAN STANDARD | 4A6L5024N1 | 4TXCB003DS3 | S8X2B080M4PTC | 25600 | 25600 | 15.2 | 12 | 8.1 | 2.12 | 76 | 58 | 210792999
AMERICAN STANDARD | 4A6L5024N1 | 4TXCB003DS3 | S8X2B080M4PSC | 25600 | 25600 | 15.2 | 12 | 8.1 | 2.12 | 76 | 58 | 210792998
AMERICAN STANDARD | 4A6L5024N1 | 4TXCB003DS3 | *UD2B060ACV3 | 25600 | 25600 | 15.2 | 12 | 8.1 | 2.14 | 75 | 57 | 210792979
AMERICAN STANDARD | 4A6L5024N1 | 4TXCB003DS3 | S8X2B060M4PTC | 25600 | 25600 | 15.2 | 12 | 8.1 | 2.12 | 75 | 57 | 210792997
AMERICAN STANDARD | 4A6L5024N1 | 4TXCB003DS3 | S8X2A040M3PTC | 25600 | 25600 | 15.2 | 12 | 8.1 | 2.09 | 74 | 57 | 210792995
AMERICAN STANDARD | 4A6L5024N1 | 4TXCB003DS3 | S8X2A040M3PSC | 25600 | 25600 | 15.2 | 12 | 8.1 | 2.09 | 74 | 57 | 210792994
AMERICAN STANDARD | 4A6L5024N1 | 4TXCB003DS3 | S8X2B060M4PSC | 25600 | 25600 | 15.2 | 12 | 8.1 | 2.12 | 75 | 57 | 210792996
AMERICAN STANDARD | 4A6L5024N1 | 4TXCB003DS3 | S8X1B080M4PTC | 25600 | 25600 | 15.2 | 12 | 8.1 | 2.12 | 76 | 58 | 210792993
AMERICAN STANDARD | 4A6L9036A1 | 4PX*BU36BS3 | *UHMB080ACV3 | 35600 | 34200 | 17 | 11.2 | 8.5 | 2.21 | 70 | 55 | 208121976
AMERICAN STANDARD | 4A6L9036A1 | TAM9A0C48V41 |  | 37000 | 33200 | 17.5 | 12 | 8.7 | 2.35 | 69 | 55 | 208443276
AMERICAN STANDARD | 4A6L9036A1 | 4TXCC009DS3 | S9V2C100U4VSA+RP | 37200 | 33200 | 17.5 | 12 | 8.7 | 2.34 | 69 | 55 | 209559373
AMERICAN STANDARD | 4A6L9036A1 | 4TXCB006DS3 | S9V2B080D4VSA+RP | 34200 | 32400 | 16 | 11 | 8.7 | 2.25 | 71 | 56 | 208106939
AMERICAN STANDARD | 4A6L9036A1 | 4PX*BD42BS3 | S9V2B080D4VSA+RP | 36800 | 34200 | 17 | 11.7 | 8.2 | 2.14 | 69 | 54 | 208106933
AMERICAN STANDARD | 4A6L9036A1 | 4TXCB004DS3 | S9V2B080D4VSA+RP | 33200 | 33000 | 15.5 | 10 | 8.2 | 2.14 | 70 | 55 | 208106938
TRANE | 4TWV8X36A1 | TAM9A0B30V31 |  | 34000 | 31600 | 18 | 12 | 8.5 | 1.89 | 83 | 65 | 207526330
TRANE | 4TWV8X24A1 | 4TXFH024CZ3 | *DHMB080ACV3 | 23200 | 20200 | 18 | 12 | 8.5 | 1.86 | 83 | 63 | 207526224
AMERICAN STANDARD | 4A6L9036A1 | 4PX*BU48BS3 | S9V2B080D4VSA+RP | 34200 | 32400 | 16 | 11 | 8.7 | 2.26 | 70 | 56 | 208106936
TRANE | 4TWV8X24A1 | 4TXFH024CZ3 | *DHMB060BCV3 | 23200 | 20200 | 18 | 12 | 8.5 | 1.85 | 83 | 63 | 207526220
AMERICAN STANDARD | 4A6L9036A1 | 4TXCC005DS3 | S9V2C100U4PSB+RP | 35400 | 34000 | 16.5 | 11.5 | 8.7 | 2.23 | 69 | 54 | 201922450
AMERICAN STANDARD | 4A6V8X36A1 | 4PX*BU48BS3 | S9V2B060D3PSB+RP | 32600 | 30600 | 18 | 11.2 | 8.2 | 1.81 | 84 | 66 | 207590231
AMERICAN STANDARD | 4A6V8X36A1 | 4PX*BU48BS3 | S9V2B080D4PSB+RP | 32800 | 30600 | 18 | 11.2 | 8.2 | 1.82 | 84 | 66 | 207590229
AMERICAN STANDARD | 4A6V8X36A1 | 4PX*BU48BS3 | S9V2B080D3PSB+RP | 32800 | 30600 | 18 | 11 | 8.2 | 1.81 | 83 | 66 | 207590230
AMERICAN STANDARD | 4A6V8X36A1 | 4TXCB004DS3 | S9V2B040U3VSA+RP | 34000 | 31200 | 18 | 11.5 | 8.2 | 1.8 | 83 | 66 | 207590185
AMERICAN STANDARD | 4A6L9036A1 | 4TXCC007DS3 | *UHMC100ACV4 | 37200 | 33600 | 18 | 11.7 | 8.7 | 2.35 | 69 | 54 | 201922452
AMERICAN STANDARD | 4A6V8X36A1 | 4TXCB004DS3 | S9V2B060U3VSA+RP | 33800 | 31200 | 18 | 11.5 | 8.2 | 1.8 | 83 | 65 | 207590184
AMERICAN STANDARD | 4A6L9060A1 | 4PX*DU60BS3 | L8V1C100U5VSA+RP | 57000 | 52000 | 19 | 10 | 8.5 | 2.09 | 72 | 58 | 207352651
TRANE | 4TWL9036A1 | TAM9A0C48V41 |  | 37000 | 33200 | 17.5 | 12 | 8.7 | 2.35 | 69 | 55 | 208480481
AMERICAN STANDARD | 4A6L9036A1 | 4TXCB004DS3 | S9V2B060U4PSB+RP | 35600 | 34200 | 16.5 | 11.2 | 8.5 | 2.21 | 69 | 55 | 207782124
TRANE | 4TWL9036A1 | 4PX*CD60BS3 | *DD2C100ACV5 | 37400 | 33200 | 18 | 11.7 | 8.5 | 2.27 | 69 | 55 | 201921698
TRANE | 4TWL9036A1 | 4PX*CD36BS3+HORIZ-RT | *UD2C100ACV5 | 36000 | 34600 | 17.5 | 11.2 | 8.2 | 2.15 | 69 | 54 | 201921668
TRANE | 4TWL9036A1 | 4PX*BD42BS3 | S9V2B080D4VSA+RP | 36800 | 34200 | 17 | 11.7 | 8.2 | 2.14 | 69 | 54 | 208106941
TRANE | 4TWL9036A1 | 4PX*CD42BS3 | S9V2C100D4PSB+RP | 37000 | 34000 | 17 | 12 | 8.2 | 2.17 | 69 | 54 | 201921676
AMERICAN STANDARD | 4A6V8X36A1 | 4PX*BU36BS3 | S9V2B060D3PSB+RP | 31800 | 30400 | 18 | 10 | 8.2 | 1.75 | 84 | 66 | 207590225
TRANE | 4TWL9036A1 | 4PX*CD42BS3 | *DHMC100ACV4 | 37400 | 34200 | 17 | 11.5 | 8.2 | 2.14 | 70 | 54 | 201921673
AMERICAN STANDARD | 4A6V8X36A1 | 4TXCC005DS3 | S9V2C100U4VSA+RP | 34200 | 31000 | 18 | 11.7 | 8.2 | 1.82 | 83 | 66 | 207590190
TRANE | 4TWL9036A1 | 4TXCB004DS3 | S9V2B080D4PSB+RP | 33200 | 33000 | 15.5 | 10 | 8.2 | 2.13 | 70 | 56 | 204013222
TRANE | 4TWL9036A1 | 4PX*BU36BS3 | S9V2B080U4PSB+RP | 35200 | 34000 | 16.5 | 11.2 | 8.5 | 2.23 | 69 | 55 | 204013221
AMERICAN STANDARD | 4A6L9060A1 | 4TXCC009DS3 | L8V1C100U5VSA+RP | 58500 | 53500 | 19 | 10 | 8.7 | 2.14 | 72 | 59 | 207352652
AMERICAN STANDARD | 4A6L9036A1 | 4PX*BD36BS3 | S9V2B080D4VSA+RP | 35400 | 34600 | 17 | 11.2 | 8.2 | 2.12 | 69 | 54 | 208106932
TRANE | 4TWL9036A1 | 4PX*BD36BS3 | S9V2B080D4VSA+RP | 35400 | 34600 | 17 | 11.2 | 8.2 | 2.12 | 69 | 54 | 208106940
AMERICAN STANDARD | 4A6L9060A1 | 4TXCD010DS3 | L8V1C100U5VSA+RP | 57000 | 52000 | 19 | 10 | 8.5 | 2.09 | 72 | 58 | 207352653
AMERICAN STANDARD | 4A6L9060A1 | 4PX*CU60BS3 | L8V1C100U5VSA+RP | 58500 | 53500 | 19 | 10 | 8.7 | 2.14 | 72 | 59 | 207352650
TRANE | 4TWL9060A1 | 4PX*DD60BS3 | S9V2D120D5PSB+RP | 57000 | 53500 | 19 | 10 | 8.7 | 2.12 | 72 | 58 | 203978687
AMERICAN STANDARD | 4A6L9036A1 | 4PX*BU36BS3 | *UD2B080A9V3+RP | 34600 | 34000 | 16 | 11.2 | 8.2 | 2.21 | 68 | 54 | 207783931
AMERICAN STANDARD | 4A6L9036A1 | 4TXCC007DS3 | *UD2C080ACV4 | 37000 | 33400 | 17.5 | 11.7 | 8.7 | 2.34 | 70 | 55 | 201922454
AMERICAN STANDARD | 4A6L9036A1 | 4TXCC007DS3 | S9V2C100U4PSB+RP | 36600 | 33600 | 17.5 | 11.7 | 8.7 | 2.35 | 68 | 54 | 201922460
TRANE | 4TWL9036A1 | 4TXCB006DS3 | S9V2B080U4VSA+RP | 36400 | 33600 | 17.5 | 11.7 | 8.7 | 2.3 | 70 | 55 | 204433491
TRANE | 4TWL9036A1 | 4TXCB004DS3 | S9V2B080U4VSA+RP | 35200 | 34000 | 16.5 | 11.2 | 8.5 | 2.21 | 69 | 55 | 204433488
TRANE | 4TWL9036A1 | 4PX*BU36BS3 | *UHMB080ACV3 | 35600 | 34200 | 17 | 11.2 | 8.5 | 2.21 | 70 | 55 | 208121977
AMERICAN STANDARD | 4A6L9036A1 | 4PX*BU36BS3 | *UHMB060ACV3 | 35600 | 34200 | 16.5 | 11 | 8.5 | 2.21 | 70 | 55 | 207335058
TRANE | 4TWL9036A1 | 4TXCB004DS3 | *UHMB060ACV3 | 35600 | 34200 | 16.5 | 11 | 8.5 | 2.19 | 70 | 55 | 204431301
TRANE | 4TWL9036A1 | 4PX*BU36BS3 | S9V2B080D4VSA+RP | 33200 | 33000 | 15.5 | 10 | 8.2 | 2.18 | 69 | 55 | 208106943
AMERICAN STANDARD | 4A6L9036A1 | 4TXCC005DS3 | *DD2C100ACV5 | 33600 | 33000 | 15.5 | 10 | 8.2 | 2.1 | 71 | 56 | 201922444
AMERICAN STANDARD | 4A6L9036A1 | 4TXCC005DS3 | *DHMC100ACV4 | 33600 | 33000 | 15.5 | 10 | 8.2 | 2.12 | 71 | 56 | 201922443
AMERICAN STANDARD | 4A6L9036A1 | 4TXCC005DS3 | *UHMC100ACV4 | 35800 | 34000 | 17 | 11.5 | 8.7 | 2.21 | 69 | 54 | 201922441
AMERICAN STANDARD | 4A6V8X36A1 | 4PX*CU42BS3 | *DHMC100ACV4 | 33600 | 30800 | 18 | 11.5 | 8.2 | 1.79 | 84 | 66 | 207590268
AMERICAN STANDARD | 4A6L9036A1 | 4TXCC005DS3 | *UD2C100ACV5 | 36000 | 34000 | 17 | 11.5 | 8.7 | 2.23 | 70 | 55 | 201922440
AMERICAN STANDARD | 4A6V8X36A1 | 4TXCB004DS3 | S9V2B080U4VSA+RP | 33800 | 31200 | 18 | 11.5 | 8.2 | 1.81 | 83 | 65 | 207590389
AMERICAN STANDARD | 4A6V8X36A1 | 4PX*CU48BS3 | S9V2C100D4PSB+RP | 33000 | 30600 | 18 | 11.5 | 8.2 | 1.85 | 83 | 65 | 207590234
TRANE | 4TWL9036A1 | 4PX*BU42BS3 | *UD2B080ACV3 | 36400 | 34400 | 17 | 11.2 | 8.7 | 2.27 | 69 | 55 | 205070358
AMERICAN STANDARD | 4A6V8X36A1 | 4PX*BU36BS3 | S9V2B040D3PSB+RP | 32000 | 30600 | 18 | 10 | 8.2 | 1.75 | 84 | 66 | 207590261
TRANE | 4TWL9036A1 | 4PX*BU36BS3 | *UD2B080ACV3 | 35200 | 34400 | 16.5 | 11 | 8.5 | 2.2 | 69 | 55 | 205070356
AMERICAN STANDARD | 4A6V8X48A1 | 4TXCD008DS3 | S8V2C080M5PDA | 44000 | 42000 | 18 | 11.7 | 8.5 | 1.77 | 86 | 66 | 211089209
AMERICAN STANDARD | 4A6V8X48A1 | 4TXCD008DS3 | S8V2C100M5PDA | 44500 | 42500 | 18 | 11.7 | 8.5 | 1.77 | 86 | 66 | 211089208
TRANE | 4TWL5024N1 | TEM8A0B30V31+TDR |  | 25600 | 25600 | 15.4 | 12.6 | 8.1 | 2.25 | 73 | 56 | 210791977
TRANE | 4TWL5024N1 | TEM8A0C36V31+TDR |  | 25600 | 25600 | 16 | 12.6 | 8.1 | 2.27 | 71 | 55 | 210791978
TRANE | 4TWL5024N1 | 4TXCB006DS3 | S8X1B080M4PTC | 25600 | 25600 | 16 | 12 | 8.1 | 2.22 | 72 | 56 | 210791949
TRANE | 4TWL5024N1 | TEM8A0B24V21+TDR |  | 25600 | 25600 | 15.4 | 12.6 | 8.1 | 2.24 | 73 | 56 | 210791976
TRANE | 4TWL5024N1 | TEM6A0C36H31+TDR |  | 25600 | 25600 | 16 | 12.3 | 8.1 | 2.28 | 71 | 55 | 210791975
TRANE | 4TWL5024N1 | 4TXCB006DS3 | *UHMB080ACV3 | 25600 | 25600 | 16 | 12 | 8.1 | 2.26 | 71 | 55 | 210791931
TRANE | 4TWL5024N1 | TEM4B0B24M21+TDR |  | 25600 | 25600 | 15.2 | 12 | 8.1 | 2.27 | 73 | 57 | 210791972
TRANE | 4TWL5024N1 | TEM6A0B30H21+TDR |  | 25600 | 25600 | 15.4 | 12.3 | 8.1 | 2.25 | 73 | 56 | 210791974
TRANE | 4TWL5024N1 | TEM4A0B31M31+TDR |  | 25600 | 25600 | 15.2 | 12 | 8.1 | 2.25 | 73 | 56 | 210791971
TRANE | 4TWL5024N1 | TAM9A0C36V31 |  | 25600 | 25600 | 16 | 12.6 | 8.1 | 2.23 | 71 | 55 | 210791970
TRANE | 4TWL5024N1 | GAM5B0B30M21 |  | 25600 | 25600 | 16 | 12 | 8.1 | 2.21 | 72 | 56 | 210791966
TRANE | 4TWL5024N1 | 4TXCB006DS3 | S9V2B060U3VSA | 25600 | 25600 | 16 | 12 | 8.1 | 2.23 | 71 | 55 | 210791957
TRANE | 4TWL5024N1 | 4TXCB006DS3 | S9V2B040U3VSA | 25600 | 25600 | 16 | 12 | 8.1 | 2.23 | 71 | 55 | 210791956
TRANE | 4TWL5024N1 | 4TXCB006DS3 | S8X2B060M4PSC | 25600 | 25600 | 16 | 12 | 8.1 | 2.23 | 71 | 55 | 210791952
TRANE | 4TWL5024N1 | 4TXCB006DS3 | S8X2B060M4PTC | 25600 | 25600 | 16 | 12 | 8.1 | 2.23 | 71 | 55 | 210791953
TRANE | 4TWL5024N1 | 4TXCB006DS3 | S8X2B080M4PTC | 25600 | 25600 | 16 | 12 | 8.1 | 2.22 | 72 | 56 | 210791955
TRANE | 4TWL5024N1 | 4TXCB006DS3 | S8X2B080M4PSC | 25600 | 25600 | 16 | 12 | 8.1 | 2.22 | 72 | 56 | 210791954
TRANE | 4TWL5024N1 | 4TXCB006DS3 | S8X2A040M3PTC | 25600 | 25600 | 16 | 12 | 8.1 | 2.19 | 70 | 55 | 210791951
TRANE | 4TWL5024N1 | 4TXCB006DS3 | S8X2A040M3PSC | 25600 | 25600 | 16 | 12 | 8.1 | 2.19 | 70 | 55 | 210791950
TRANE | 4TWL5024N1 | 4TXCB006DS3 | S8X1B080M4PSC | 25600 | 25600 | 16 | 12 | 8.1 | 2.22 | 72 | 56 | 210791948
TRANE | 4TWL5024N1 | 4TXCB006DS3 | S8X1A040M3PTC | 25600 | 25600 | 16 | 12 | 8.1 | 2.19 | 70 | 55 | 210791945
TRANE | 4TWL5024N1 | 4TXCB006DS3 | S8X1B060M4PSC | 25600 | 25600 | 16 | 12 | 8.1 | 2.23 | 71 | 55 | 210791946
TRANE | 4TWL5024N1 | 4TXCB006DS3 | S8X1A040M3PSC | 25600 | 25600 | 16 | 12 | 8.1 | 2.19 | 70 | 55 | 210791944
TRANE | 4TWL5024N1 | 4TXCB006DS3 | S8X1B060M4PTC | 25600 | 25600 | 16 | 12 | 8.1 | 2.23 | 71 | 55 | 210791947
TRANE | 4TWL5024N1 | 4TXCB006DS3 | S8V2A040M3PCA | 25600 | 25600 | 16 | 12 | 8.1 | 2.19 | 70 | 54 | 210791941
TRANE | 4TWL5024N1 | 4TXCB006DS3 | S9V2B080U4PSB | 25600 | 25600 | 16 | 12 | 8.1 | 2.23 | 71 | 55 | 210791926
TRANE | 4TWL5024N1 | 4TXCB006DS3 | S8V2B080M4PCA | 25600 | 25600 | 16 | 12 | 8.1 | 2.22 | 72 | 55 | 210791943
TRANE | 4TWL5024N1 | 4TXCB006DS3 | S8V2B060M4PCA | 25600 | 25600 | 16 | 12 | 8.1 | 2.23 | 72 | 55 | 210791942
TRANE | 4TWL5024N1 | 4TXCB006DS3 | L8V1A060U3VSA | 25600 | 25600 | 16 | 12 | 8.1 | 2.18 | 71 | 55 | 210791933
TRANE | 4TWL5024N1 | 4TXCB006DS3 | L8X1B060U3XSA | 25600 | 25600 | 16 | 12 | 8.1 | 2.22 | 71 | 55 | 210791936
TRANE | 4TWL5024N1 | 4TXCB006DS3 | L8V1B080U4VSA | 25600 | 25600 | 16 | 12 | 8.1 | 2.23 | 71 | 55 | 210791934
TRANE | 4TWL5024N1 | 4TXCB006DS3 | L8V1A040U3VSA | 25600 | 25600 | 15.2 | 12 | 8.1 | 2.18 | 71 | 55 | 210791932
TRANE | 4TWL5024N1 | 4TXCB006DS3 | *UHMB060ACV3 | 25600 | 25600 | 16 | 12 | 8.1 | 2.26 | 71 | 55 | 210791930
TRANE | 4TWL5024N1 | 4TXCB006DS3 | *UD2B080ACV3 | 25600 | 25600 | 16 | 12 | 8.1 | 2.23 | 71 | 55 | 210791929
TRANE | 4TWL5024N1 | 4TXCB006DS3 | *UD2B080A9V3 | 25600 | 25600 | 15.2 | 12 | 8.1 | 2.21 | 71 | 55 | 210791928
TRANE | 4TWL5024N1 | 4TXCB006DS3 | S9V2B060U4PSB | 25600 | 25600 | 16 | 12 | 8.1 | 2.24 | 71 | 55 | 210791927
TRANE | 4TWL5024N1 | 4TXCB006DS3 | *UD2B060ACV3 | 25600 | 25600 | 16 | 12 | 8.1 | 2.23 | 71 | 55 | 210791922
TRANE | 4TWL5024N1 | 4TXCB006DS3 | S9V2B080U4VSA | 25600 | 25600 | 16 | 12 | 8.1 | 2.23 | 71 | 55 | 210791925
TRANE | 4TWL5024N1 | 4TXCB006DS3 | *UD2B060A9V3 | 25600 | 25600 | 15.2 | 12 | 8.1 | 2.22 | 71 | 55 | 210791921
TRANE | 4TWL5036N1 | TEM8A0C48V41+TDR |  | 36600 | 32000 | 16 | 12.6 | 8.1 | 2.1 | 63 | 47 | 210790747
TRANE | 4TWL5036N1 | TEM8A0C42V41+TDR |  | 35000 | 32400 | 15.2 | 12.6 | 8.1 | 2.07 | 62 | 46 | 210790746
TRANE | 4TWL5036N1 | TEM6B0C60H51+TDR |  | 36800 | 32200 | 15.4 | 12.3 | 8.1 | 2.08 | 63 | 47 | 210790743
TRANE | 4TWL5036N1 | TEM6A0C48H41+TDR |  | 36800 | 32400 | 15.4 | 12.3 | 8.1 | 2.08 | 62 | 47 | 210790741
TRANE | 4TWL5036N1 | TEM6A0D48H41+TDR |  | 34000 | 31000 | 15.2 | 12.3 | 8.1 | 2.08 | 64 | 48 | 210790742
TRANE | 4TWL5036N1 | TEM8A0C36V31+TDR |  | 35200 | 32400 | 15.4 | 12.6 | 8.1 | 2.07 | 62 | 46 | 210790745
TRANE | 4TWL5036N1 | TEM6A0C42H41+TDR |  | 35400 | 32400 | 15.4 | 12.3 | 8.1 | 2.07 | 62 | 46 | 210790740
TRANE | 4TWL5036N1 | TEM6A0C36H31+TDR |  | 35400 | 32400 | 15.4 | 12.3 | 8.1 | 2.07 | 62 | 46 | 210790739
AMERICAN STANDARD | 4A6L5030N1 | 4PX*BD36BS3 | S8X1B040M2PTC | 29200 | 28400 | 15.2 | 12 | 8.1 | 2.13 | 66 | 51 | 210793181
AMERICAN STANDARD | 4A6L5030N1 | 4PX*BD36BS3 | S8X1A040M3PTC | 28600 | 28000 | 15.2 | 12 | 8.1 | 2.09 | 66 | 51 | 210793179
AMERICAN STANDARD | 4A6L5030N1 | 4PX*BD36BS3 | S8V2B080M4PCA | 29600 | 28600 | 15.2 | 12 | 8.1 | 2.12 | 66 | 51 | 210793177
AMERICAN STANDARD | 4A6L5030N1 | 4PX*BD36BS3 | S8X1A040M3PSC | 28600 | 28000 | 15.2 | 12 | 8.1 | 2.09 | 66 | 51 | 210793178
AMERICAN STANDARD | 4A6L5030N1 | 4PX*BD36BS3 | S9X1B060D3PSB | 29200 | 28400 | 15.2 | 12 | 8.1 | 2.13 | 66 | 51 | 210793161
AMERICAN STANDARD | 4A6L5030N1 | 4PX*BD36BS3 | S8V2B060M4PCA | 29800 | 28600 | 15.2 | 12 | 8.1 | 2.13 | 66 | 51 | 210793176
AMERICAN STANDARD | 4A6L5030N1 | 4PX*BD36BS3 | S8V2A040M3PCA | 28200 | 28000 | 15.2 | 12 | 8.1 | 2.1 | 66 | 51 | 210793175
AMERICAN STANDARD | 4A6L5030N1 | 4PX*BD36BS3 | *DD2B060ACV3 | 29600 | 28400 | 16 | 12 | 8.1 | 2.15 | 66 | 51 | 210793166
AMERICAN STANDARD | 4A6L5030N1 | 4PX*BD36BS3 | L8X1B060U3XSA | 29200 | 28400 | 15.2 | 12 | 8.1 | 2.12 | 66 | 51 | 210793170
AMERICAN STANDARD | 4A6L5030N1 | 4PX*BD36BS3 | L8X1B080U4XSA | 30200 | 28800 | 15.2 | 12 | 8.1 | 2.11 | 66 | 51 | 210793171
AMERICAN STANDARD | 4A6L5030N1 | 4PX*BD36BS3 | *DHMB060BCV3 | 29200 | 28400 | 15.2 | 12 | 8.1 | 2.13 | 66 | 51 | 210793168
AMERICAN STANDARD | 4A6L5030N1 | 4PX*BD36BS3 | *DD2B080ACV3 | 29400 | 28400 | 16 | 12 | 8.1 | 2.14 | 65 | 50 | 210793167
AMERICAN STANDARD | 4A6L5030N1 | 4PX*BD36BS3 | S9V2B060D3PSB | 29800 | 28600 | 15.2 | 12 | 8.1 | 2.13 | 66 | 51 | 210793165
AMERICAN STANDARD | 4A6L5030N1 | 4PX*BD36BS3 | S9V2B080D4PSB | 29600 | 28400 | 15.2 | 12 | 8.1 | 2.13 | 66 | 51 | 210793162
AMERICAN STANDARD | 4A6L5030N1 | 4PX*BD36BS3 | S9X2B060D3PSB | 29200 | 28400 | 15.2 | 12 | 8.1 | 2.13 | 66 | 51 | 210793158
AMERICAN STANDARD | 4A6L5030N1 | 4PX*BD36BS3 | S9X1B080D4PSB | 29200 | 28400 | 15.2 | 12 | 8.1 | 2.12 | 66 | 51 | 210793160
AMERICAN STANDARD | 4A6L5030N1 | 4PX*BD36BS3 | S9X2B080D4PSB | 29200 | 28400 | 15.2 | 12 | 8.1 | 2.12 | 66 | 51 | 210793157
AMERICAN STANDARD | 4A6L5024N1 | TAM9A0B30V31 |  | 25600 | 25600 | 16 | 12.6 | 8.1 | 2.27 | 72 | 55 | 210793116
AMERICAN STANDARD | 4A6L5024N1 | 4PX*BU30BS3 | S8V2B080M4PDA | 25600 | 25600 | 15.2 | 12 | 8.1 | 2.14 | 75 | 57 | 211049869
AMERICAN STANDARD | 4A6L5024N1 | 4PX*BU30BS3 | S8V2B060M4PDA | 25600 | 25600 | 15.2 | 12 | 8.1 | 2.13 | 75 | 57 | 211049872
AMERICAN STANDARD | 4A6L5024N1 | 4PX*BU30BS3 | S8V2A040M3PDA | 25600 | 25600 | 15.2 | 12 | 8.1 | 2.08 | 74 | 57 | 211049871
AMERICAN STANDARD | 4A6L5024N1 | 4PX*BU42BS3 | S8V2A040M3PDA | 25600 | 25600 | 16 | 12 | 8.1 | 2.18 | 71 | 55 | 211049879
AMERICAN STANDARD | 4A6H6024N1 | 4PX*BD42BS3 | S8V2B080M4PDA | 25600 | 23800 | 16 | 12 | 8.1 | 1.97 | 63 | 47 | 211053214
AMERICAN STANDARD | 4A6L5024N1 | 4TXCB003DS3 | S8V2B060M4PDA | 25600 | 25600 | 15.2 | 12 | 8.1 | 2.13 | 75 | 57 | 211049886
AMERICAN STANDARD | 4A6L5024N1 | 4TXCB003DS3 | S8V2A040M3PDA | 25600 | 25600 | 15.2 | 12 | 8.1 | 2.08 | 74 | 57 | 211049889
AMERICAN STANDARD | 4A6L5024N1 | 4PX*BU42BS3 | S8V2B080M4PDA | 25600 | 25600 | 16 | 12 | 8.1 | 2.22 | 72 | 55 | 211049883
AMERICAN STANDARD | 4A6L5024N1 | 4PX*BU42BS3 | S8V2B060M4PDA | 25600 | 25600 | 16 | 12 | 8.1 | 2.22 | 73 | 56 | 211049882
TRANE | 4TWL5030N1 | 4PX*BU36BS3 | S8X2B060M4PSC | 29600 | 27000 | 15.2 | 12 | 8.1 | 2.17 | 67 | 53 | 210792167
TRANE | 4TWL5030N1 | 4PX*BU36BS3 | S8X2A040M3PTC | 28400 | 26600 | 15.2 | 12 | 8.1 | 2.13 | 67 | 52 | 210792166
TRANE | 4TWL5030N1 | 4PX*BU36BS3 | S8X2B060M4PTC | 29600 | 27000 | 15.2 | 12 | 8.1 | 2.17 | 67 | 53 | 210792168
TRANE | 4TWL5030N1 | 4PX*BU36BS3 | S8X1B080M4PSC | 29600 | 27000 | 15.2 | 12 | 8.1 | 2.16 | 67 | 53 | 210792164
TRANE | 4TWL5030N1 | 4PX*BU36BS3 | S8X2A040M3PSC | 28400 | 26600 | 15.2 | 12 | 8.1 | 2.13 | 67 | 52 | 210792165
TRANE | 4TWL5030N1 | 4PX*BU36BS3 | S8X1B060M4PTC | 29600 | 27000 | 15.2 | 12 | 8.1 | 2.17 | 67 | 53 | 210792163
TRANE | 4TWL5030N1 | 4PX*BU36BS3 | S8X1B060M4PSC | 29600 | 27000 | 15.2 | 12 | 8.1 | 2.17 | 67 | 53 | 210792162
TRANE | 4TWL5030N1 | 4PX*BU36BS3 | S8X1A040M3PTC | 28400 | 26600 | 15.2 | 12 | 8.1 | 2.13 | 67 | 52 | 210792159
TRANE | 4TWL5030N1 | 4PX*BU36BS3 | S8X1A040M3PSC | 28400 | 26600 | 15.2 | 12 | 8.1 | 2.13 | 67 | 52 | 210792158
TRANE | 4TWL5030N1 | 4PX*BU36BS3 | S8V2B080M4PCA | 30000 | 27400 | 15.2 | 12 | 8.1 | 2.16 | 67 | 53 | 210792157
TRANE | 4TWL5030N1 | 4PX*BU36BS3 | L8X1B080U4XSA | 30000 | 27400 | 15.2 | 12 | 8.1 | 2.16 | 67 | 53 | 210792149
TRANE | 4TWL5030N1 | 4PX*BU36BS3 | *UHMB080ACV3 | 29400 | 26800 | 16 | 12 | 8.1 | 2.2 | 67 | 52 | 210792144
TRANE | 4TWL5030N1 | 4PX*BU36BS3 | *UD2B060ACV3 | 29400 | 27000 | 15.2 | 12 | 8.1 | 2.18 | 67 | 53 | 210792141
TRANE | 4TWL5030N1 | 4PX*BU36BS3 | *UHMB060ACV3 | 29800 | 27000 | 15.2 | 12 | 8.1 | 2.18 | 67 | 53 | 210792143
TRANE | 4TWL5030N1 | 4PX*BU36BS3 | S8X1B080M4PTC | 29600 | 27000 | 15.2 | 12 | 8.1 | 2.16 | 67 | 53 | 210792140
TRANE | 4TWL5030N1 | 4PX*BU30BS3 | S8X1B060M4PSC | 29200 | 29600 | 15.2 | 12 | 8.1 | 2.12 | 65 | 50 | 210792139
TRANE | 4TWL5030N1 | 4PX*BU30BS3 | S8X1B040M2PSC | 28800 | 29600 | 15.2 | 12 | 8.1 | 2.11 | 65 | 50 | 210792137
TRANE | 4TWL5030N1 | 4PX*BU30BS3 | S8X1B040M2PTC | 28800 | 29600 | 15.2 | 12 | 8.1 | 2.11 | 65 | 50 | 210792138
TRANE | 4TWL5030N1 | 4PX*BU30BS3 | S8X1A040M3PTC | 27600 | 29000 | 15.2 | 12 | 8.1 | 2.09 | 65 | 50 | 210792136
TRANE | 4TWL5030N1 | 4PX*BU30BS3 | S8V2B080M4PCA | 28800 | 29400 | 15.2 | 12 | 8.1 | 2.14 | 65 | 50 | 210792134
TRANE | 4TWL5030N1 | 4PX*BU30BS3 | S8X1A040M3PSC | 27600 | 29000 | 15.2 | 12 | 8.1 | 2.09 | 65 | 50 | 210792135
TRANE | 4TWL5030N1 | 4PX*BU30BS3 | S8V2B060M4PCA | 28800 | 29400 | 15.2 | 12 | 8.1 | 2.13 | 65 | 50 | 210792133
TRANE | 4TWL5030N1 | 4PX*BU30BS3 | S8V2A040M3PCA | 27800 | 29200 | 15.2 | 12 | 8.1 | 2.09 | 65 | 50 | 210792132
TRANE | 4TWL5030N1 | 4PX*BU30BS3 | L8X1B080U4XSA | 29600 | 29600 | 15.2 | 12 | 8.1 | 2.1 | 66 | 51 | 210792126
TRANE | 4TWL5030N1 | 4PX*BU30BS3 | L8X1B060U3XSA | 28800 | 29600 | 15.2 | 12 | 8.1 | 2.11 | 65 | 50 | 210792125
TRANE | 4TWL5030N1 | 4PX*BU30BS3 | L8V1A060U3VSA | 27600 | 29000 | 15.2 | 12 | 8.1 | 2.09 | 65 | 50 | 210792123
TRANE | 4TWL5030N1 | 4PX*BU30BS3 | S9X2B080U4PSB | 28800 | 29400 | 15.2 | 12 | 8.1 | 2.14 | 65 | 50 | 210792103
TRANE | 4TWL5030N1 | 4PX*BU30BS3 | *UHMB080ACV3 | 28800 | 29400 | 15.2 | 12 | 8.1 | 2.16 | 65 | 49 | 210792121
TRANE | 4TWL5030N1 | 4PX*BU30BS3 | L8V1A040U3VSA | 27800 | 29200 | 15.2 | 12 | 8.1 | 2.09 | 65 | 50 | 210792122
TRANE | 4TWL5030N1 | 4PX*BU30BS3 | *UHMB060ACV3 | 29000 | 29400 | 15.2 | 12 | 8.1 | 2.15 | 65 | 50 | 210792120
TRANE | 4TWL5030N1 | 4PX*BU30BS3 | *UD2B060ACV3 | 29200 | 29600 | 15.2 | 12 | 8.1 | 2.13 | 65 | 50 | 210792118
TRANE | 4TWL5030N1 | 4PX*BU30BS3 | *UD2B080ACV3 | 29200 | 29400 | 15.2 | 12 | 8.1 | 2.12 | 66 | 50 | 210792119
TRANE | 4TWL5030N1 | 4PX*BD36BS3+HORIZ-RT | *UD2B080ACV3 | 29400 | 28600 | 15.2 | 12 | 8.1 | 2.12 | 66 | 51 | 210792047
TRANE | 4TWL5030N1 | 4PX*BU30BS3 | S9X2B040U3PSB | 28600 | 29400 | 15.2 | 12 | 8.1 | 2.13 | 65 | 50 | 210792101
TRANE | 4TWL5030N1 | 4PX*BU30BS3 | S9X1B080U4PSB | 28800 | 29400 | 15.2 | 12 | 8.1 | 2.14 | 65 | 50 | 210792100
TRANE | 4TWL5030N1 | 4PX*BU30BS3 | S9X2B060U4PSB | 28600 | 29400 | 15.2 | 12 | 8.1 | 2.13 | 65 | 50 | 210792102
TRANE | 4TWL5030N1 | 4PX*BU30BS3 | S9X1B060U4PSB | 28600 | 29400 | 15.2 | 12 | 8.1 | 2.13 | 65 | 50 | 210792099
TRANE | 4TWL5030N1 | 4PX*BU30BS3 | S9X1B040U3PSB | 28600 | 29400 | 15.2 | 12 | 8.1 | 2.13 | 65 | 50 | 210792098
TRANE | 4TWL5030N1 | 4PX*BU30BS3 | S9V2B080U4VSA | 28800 | 29400 | 15.2 | 12 | 8.1 | 2.13 | 65 | 50 | 210792097
TRANE | 4TWL5030N1 | 4PX*BU30BS3 | S8X1B080M4PTC | 29200 | 29600 | 15.2 | 12 | 8.1 | 2.12 | 66 | 50 | 210792085
TRANE | 4TWL5030N1 | 4PX*BU30BS3 | S8X1B060M4PTC | 29200 | 29600 | 15.2 | 12 | 8.1 | 2.12 | 65 | 50 | 210792083
TRANE | 4TWL5030N1 | 4PX*BU30BS3 | S9V2B060U4PSB | 28800 | 29600 | 15.2 | 12 | 8.1 | 2.14 | 65 | 49 | 210792095
TRANE | 4TWL5030N1 | 4PX*BU30BS3 | S9V2B080U4PSB | 28800 | 29400 | 15.2 | 12 | 8.1 | 2.13 | 65 | 50 | 210792096
TRANE | 4TWL5030N1 | 4PX*BU30BS3 | S9V2B060U3VSA | 28600 | 29400 | 15.2 | 12 | 8.1 | 2.13 | 65 | 50 | 210792094
TRANE | 4TWL5030N1 | 4PX*BU30BS3 | S8X2B080M4PTC | 29200 | 29600 | 15.2 | 12 | 8.1 | 2.12 | 66 | 50 | 210792091
TRANE | 4TWL5030N1 | 4PX*BU30BS3 | S9V2B040U3VSA | 28600 | 29400 | 15.2 | 12 | 8.1 | 2.13 | 65 | 50 | 210792093
TRANE | 4TWL5030N1 | 4PX*BU30BS3 | S9V2B040U3PSB | 28600 | 29400 | 15.2 | 12 | 8.1 | 2.13 | 65 | 50 | 210792092
TRANE | 4TWL5030N1 | 4PX*BU30BS3 | S8X2B080M4PSC | 29200 | 29600 | 15.2 | 12 | 8.1 | 2.12 | 66 | 50 | 210792090
TRANE | 4TWL5030N1 | 4PX*BU30BS3 | S8X2B060M4PSC | 29200 | 29600 | 15.2 | 12 | 8.1 | 2.12 | 65 | 50 | 210792088
TRANE | 4TWL5030N1 | 4PX*BU30BS3 | S8X2A040M3PTC | 27600 | 29000 | 15.2 | 12 | 8.1 | 2.09 | 65 | 50 | 210792087
TRANE | 4TWL5030N1 | 4PX*BU30BS3 | S8X2B060M4PTC | 29200 | 29600 | 15.2 | 12 | 8.1 | 2.12 | 65 | 50 | 210792089
TRANE | 4TWL5030N1 | 4PX*BU30BS3 | S8X2A040M3PSC | 27600 | 29000 | 15.2 | 12 | 8.1 | 2.09 | 65 | 50 | 210792086
TRANE | 4TWX7024E1 | TAMXB0C36V31 |  | 25000 | 22800 | 17.2 | 13 | 8.1 | 2.05 | 68 | 51 | 210700313
TRANE | 4TWR6024N1 | TAMXB0C36V31 |  | 25000 | 22800 | 16.2 | 12.6 | 8.1 | 2.05 | 68 | 51 | 210700311
TRANE | 4TWX7048E1 | TAMXB0C60V51 |  | 46000 | 44000 | 17 | 12 | 8.1 | 2.11 | 70 | 54 | 210700302
TRANE | 4TWX7048E1 | TAMXB0C48V41 |  | 45000 | 43500 | 16.8 | 12 | 8.1 | 2.15 | 71 | 54 | 210700301
TRANE | 4TWX7024E1 | TAMXB0B30V31 |  | 24800 | 23000 | 16.8 | 12.5 | 8.1 | 2.07 | 68 | 50 | 210700296
TRANE | 4TWR6048N1 | TAMXB0C60V51 |  | 46000 | 44000 | 16.2 | 12 | 8.1 | 2.11 | 70 | 54 | 210700293
TRANE | 4TWR6048N1 | TAMXB0C48V41 |  | 45000 | 43500 | 16.2 | 12 | 8.1 | 2.15 | 71 | 54 | 210700292
TRANE | 4TWR6024N1 | TAMXB0B30V31 |  | 24800 | 23000 | 16.2 | 12.6 | 8.1 | 2.06 | 68 | 50 | 210700287
TRANE | 4TWV8X48A1 | TEM8A0D60V51+TDR |  | 44500 | 42000 | 18 | 11.5 | 8.5 | 1.92 | 87 | 68 | 207526361
TRANE | 4TWV8X60A1 | TAM9A0C60V51 |  | 53000 | 50000 | 18 | 12 | 8.2 | 1.76 | 98 | 79 | 207526336
TRANE | 4TWV8X48A1 | TAM9A0C48V41 |  | 45500 | 41500 | 18 | 11.7 | 8.5 | 1.87 | 86 | 67 | 207526334
AMERICAN STANDARD | 4A6V0X36A1 | 4TXCB004DS3 | S9V2B080U4PSB+RP | 34200 | 31400 | 20 | 12 | 8.2 | 1.8 | 83 | 64 | 208185432
AMERICAN STANDARD | 4A6V0X36A1 | 4TXCB004DS3 | S9V2B060U3PSB+RP | 34200 | 31400 | 20 | 12 | 8.2 | 1.8 | 83 | 64 | 208185430
AMERICAN STANDARD | 4A6V0X36A1 | 4TXCB004DS3 | S9V2B040U3PSB+RP | 34400 | 31600 | 20 | 12 | 8.2 | 1.8 | 83 | 65 | 208185431
AMERICAN STANDARD | 4A6V0X48A1 | 4TXCD010DS3 | S9V2D120U5PSB+RP | 47000 | 42000 | 19.5 | 11.7 | 8.5 | 1.82 | 86 | 67 | 208185421
AMERICAN STANDARD | 4A6V0X48A1 | 4TXCD010DS3 | S9V2C100U4PSB+RP | 45000 | 41000 | 19 | 11.7 | 8.2 | 1.75 | 86 | 67 | 208185420
AMERICAN STANDARD | 4A6V8X48A1 | 4PX*DU48BS3 | S9V2D120D5PSB+RP | 43500 | 42000 | 18 | 11 | 8.5 | 1.8 | 86 | 68 | 207590238
AMERICAN STANDARD | 4A6V8X48A1 | 4PX*CU48BS3 | S9V2C100D5PSB+RP | 43500 | 42000 | 18 | 10 | 8.5 | 1.79 | 87 | 69 | 207590236
AMERICAN STANDARD | 4A6V8X48A1 | 4PX*CU48BS3 | S9V2C100D4PSB+RP | 43500 | 42000 | 18 | 10 | 8.5 | 1.78 | 87 | 68 | 207590235
AMERICAN STANDARD | 4A6L9048A1 | 4PX*DD60BS3 | S9V2C100D4PSB+RP | 45500 | 42000 | 19 | 11.5 | 8.5 | 2.17 | 73 | 59 | 201922584
AMERICAN STANDARD | 4A6L9048A1 | 4PX*DD60BS3 | S9V2D120D5PSB+RP | 47500 | 43000 | 18 | 11.7 | 8.7 | 2.26 | 74 | 59 | 201922588
AMERICAN STANDARD | 4A6L9048A1 | 4PX*DD60BS3 | *DD2C100ACV5 | 45500 | 42500 | 19 | 11.5 | 8.5 | 2.15 | 73 | 58 | 201922586
AMERICAN STANDARD | 4A6L9048A1 | 4PX*CU60BS3 | *UD2C080ACV4 | 48000 | 43500 | 19 | 11.7 | 8.7 | 2.28 | 73 | 58 | 201922559
AMERICAN STANDARD | 4A6L9048A1 | 4PX*CU60BS3 | S9V2C100U4PSB+RP | 48500 | 43500 | 19 | 11.7 | 8.7 | 2.27 | 73 | 58 | 201922560
AMERICAN STANDARD | 4A6L9048A1 | 4PX*DD60BS3 | *DHMC100ACV4 | 45500 | 42000 | 19 | 11.2 | 8.5 | 2.14 | 74 | 60 | 201922589
AMERICAN STANDARD | 4A6L9048A1 | 4PX*CU60BS3 | *UD2C100ACV5 | 48500 | 43500 | 19 | 11.2 | 8.7 | 2.23 | 74 | 60 | 201922558
AMERICAN STANDARD | 4A6L9048A1 | 4PX*CU60BS3 | S9V2C100U5PSB+RP | 48500 | 43500 | 19 | 11.7 | 9 | 2.27 | 74 | 59 | 201922557
AMERICAN STANDARD | 4A6L9048A1 | 4PX*CU42BS3 | L8V1C100U5VSA+RP | 48000 | 44500 | 19 | 11.7 | 8.7 | 2.22 | 73 | 58 | 207352640
AMERICAN STANDARD | 4A6L9048A1 | 4PX*CU60BS3 | L8V1C100U5VSA+RP | 49000 | 43500 | 19 | 12 | 9 | 2.3 | 73 | 58 | 207352642
AMERICAN STANDARD | 4A6L9048A1 | 4TXCD008DS3 | L8V1C100U5VSA+RP | 46500 | 42500 | 19 | 11.7 | 8.7 | 2.21 | 73 | 59 | 207352647
AMERICAN STANDARD | 4A6L9048A1 | 4TXCC007DS3 | L8V1C100U5VSA+RP | 47500 | 44000 | 19 | 11.7 | 9 | 2.29 | 73 | 59 | 207352645
AMERICAN STANDARD | 4A6L9048A1 | 4PX*DU48BS3 | L8V1C100U5VSA+RP | 46500 | 42500 | 19 | 11.7 | 8.7 | 2.21 | 73 | 58 | 207352643
AMERICAN STANDARD | 4A6L9048A1 | 4TXCC009DS3 | L8V1C100U5VSA+RP | 49000 | 43500 | 19 | 12 | 9 | 2.3 | 73 | 58 | 207352646
AMERICAN STANDARD | 4A6L9048A1 | 4PX*CU48BS3 | L8V1C100U5VSA+RP | 47500 | 44000 | 19 | 11.7 | 9 | 2.28 | 73 | 59 | 207352641
AMERICAN STANDARD | 4A6L9048A1 | 4PX*DU60BS3 | L8V1C100U5VSA+RP | 47500 | 42000 | 19 | 12 | 8.7 | 2.24 | 73 | 59 | 207352644
TRANE | 4TWL9048A1 | 4PX*DU48BS3 | L8V1C100U5VSA+RP | 46500 | 42500 | 19 | 11.7 | 8.7 | 2.21 | 73 | 58 | 207352629
TRANE | 4TWL9048A1 | 4TXCC007DS3 | L8V1C100U5VSA+RP | 47500 | 44000 | 19 | 11.7 | 9 | 2.29 | 73 | 59 | 207352631
TRANE | 4TWL9048A1 | 4PX*CU42BS3 | L8V1C100U5VSA+RP | 48000 | 44500 | 19 | 11.7 | 8.7 | 2.22 | 73 | 58 | 207352626
TRANE | 4TWL9048A1 | 4TXCC009DS3 | L8V1C100U5VSA+RP | 49000 | 43500 | 19 | 12 | 9 | 2.3 | 73 | 58 | 207352632
TRANE | 4TWL9048A1 | 4PX*DU60BS3 | L8V1C100U5VSA+RP | 47500 | 42000 | 19 | 12 | 8.7 | 2.24 | 73 | 59 | 207352630
TRANE | 4TWL9048A1 | 4PX*CU48BS3 | L8V1C100U5VSA+RP | 47500 | 44000 | 19 | 11.7 | 9 | 2.28 | 73 | 59 | 207352627
TRANE | 4TWL9048A1 | 4PX*CU60BS3 | L8V1C100U5VSA+RP | 49000 | 43500 | 19 | 12 | 9 | 2.3 | 73 | 58 | 207352628
TRANE | 4TWL9048A1 | TEM8A0D60V51+TDR |  | 46500 | 44000 | 19 | 11.5 | 9 | 2.31 | 73 | 58 | 207335060
TRANE | 4TWL9048A1 | 4TXCB006DS3 | S9V2B080D4PSB+RP | 44000 | 42500 | 17.5 | 10 | 8.7 | 2.14 | 74 | 61 | 201922064
TRANE | 4TWL9048A1 | 4TXCB006DS3 | S9V2B060U4PSB+RP | 47000 | 44500 | 19 | 11.2 | 8.7 | 2.21 | 73 | 59 | 201922063
TRANE | 4TWL9048A1 | 4TXCB006DS3 | S9V2B080U4PSB+RP | 47000 | 44000 | 19 | 11.2 | 8.7 | 2.22 | 74 | 60 | 201922062
TRANE | 4TWL9048A1 | 4PX*DU60BS3 | S9V2C100U5PSB+RP | 47000 | 42000 | 18.5 | 11.7 | 8.7 | 2.21 | 74 | 59 | 201922059
TRANE | 4TWL9048A1 | 4PX*DU60BS3 | *UHMD120ACV5 | 48500 | 43000 | 19 | 12 | 8.7 | 2.29 | 73 | 59 | 201922061
TRANE | 4TWL9048A1 | 4PX*DU60BS3 | S9V2D120U5PSB+RP | 49000 | 43000 | 18 | 12 | 9 | 2.3 | 74 | 59 | 201922060
TRANE | 4TWV8X48A1 | 4TXCC009DS3 | S9V2C100U4VSA+RP | 46500 | 43000 | 18 | 11.7 | 8.5 | 1.85 | 86 | 67 | 207526492
TRANE | 4TWV8X48A1 | 4TXCC007DS3 | S9V2C100U4VSA+RP | 45500 | 43500 | 18 | 11.5 | 8.5 | 1.82 | 86 | 67 | 207526489
TRANE | 4TWV8X48A1 | 4PX*DU60BS3 | S9V2C100U4VSA+RP | 45000 | 42000 | 18 | 11.7 | 8.5 | 1.8 | 85 | 66 | 207526488
TRANE | 4TWL9048A1 | 4PX*DU60BS3 | S9V2C100U4PSB+RP | 47000 | 42000 | 19 | 11.7 | 8.7 | 2.21 | 73 | 59 | 201922058
TRANE | 4TWV8X48A1 | 4PX*DU60BS3 | S9V2D120U5VSA+RP | 47000 | 43000 | 18 | 12 | 8.5 | 1.87 | 86 | 67 | 207526487
TRANE | 4TWV8X48A1 | 4PX*DD60BS3 | S9V2C100D4VSA+RP | 44000 | 42000 | 18 | 11.5 | 8.2 | 1.76 | 85 | 66 | 207526486
TRANE | 4TWV8X48A1 | 4PX*CD60BS3 | S9V2C100D4VSA+RP | 46500 | 43000 | 18 | 11.7 | 8.5 | 1.78 | 86 | 67 | 207526480
TRANE | 4TWV8X48A1 | 4PX*CU60BS3 | S9V2C100U4VSA+RP | 46500 | 43000 | 18 | 11.7 | 8.5 | 1.85 | 86 | 67 | 207526483
TRANE | 4TWV8X48A1 | 4PX*CU48BS3 | S9V2C100U4VSA+RP | 45500 | 43500 | 18 | 11.5 | 8.5 | 1.82 | 86 | 67 | 207526481
AMERICAN STANDARD | 4A6L9048A1 | 4PX*DU60BS3 | S9V2C100U4PSB+RP | 47000 | 42000 | 19 | 11.7 | 8.7 | 2.21 | 73 | 59 | 201922638
AMERICAN STANDARD | 4A6L9048A1 | 4PX*DU60BS3 | *UD2C080ACV4 | 47000 | 42000 | 19 | 11.7 | 8.7 | 2.21 | 73 | 59 | 201922636
AMERICAN STANDARD | 4A6L9048A1 | 4PX*DU60BS3 | *UD2C100ACV5 | 47500 | 42000 | 19 | 11.5 | 8.5 | 2.18 | 74 | 60 | 201922633
AMERICAN STANDARD | 4A6L9048A1 | 4PX*DU60BS3 | *UD2D120ACV5 | 48500 | 43500 | 19 | 11.7 | 8.7 | 2.26 | 74 | 59 | 201922631
AMERICAN STANDARD | 4A6L9048A1 | 4PX*DU60BS3 | *UHMC100ACV4 | 47000 | 42000 | 19 | 12 | 8.7 | 2.21 | 73 | 59 | 201922627
AMERICAN STANDARD | 4A6L9048A1 | 4PX*DU60BS3 | S9V2C080U5PSB+RP | 47000 | 42000 | 19 | 11.7 | 8.7 | 2.21 | 74 | 59 | 201922625
AMERICAN STANDARD | 4A6L9048A1 | 4PX*DU60BS3 | *UD2D140ACV5 | 48500 | 43500 | 19 | 11.7 | 9 | 2.28 | 73 | 58 | 201922628
AMERICAN STANDARD | 4A6L9048A1 | 4PX*DU48BS3 | S9V2D120U5PSB+RP | 47500 | 44000 | 18 | 11.7 | 9 | 2.28 | 73 | 58 | 201922624
TRANE | 4TWV0X48A1 | 4TXCC009DS3 | S9V2C100U4VSA+RP | 46500 | 42000 | 19.5 | 11.7 | 8.5 | 1.8 | 86 | 67 | 207526443
TRANE | 4TWV0X48A1 | 4TXCD010DS3 | S9V2C100U4VSA+RP | 45000 | 41000 | 19 | 11.7 | 8.2 | 1.75 | 86 | 67 | 207526446
TRANE | 4TWV0X48A1 | 4TXCD010DS3 | S9V2D120U5VSA+RP | 47000 | 42000 | 19.5 | 11.7 | 8.5 | 1.82 | 86 | 67 | 207526445
AMERICAN STANDARD | 4A6L5030N1 | 4PX*BU48BS3 | S8V2A040M3PCA | 29400 | 27400 | 16 | 12 | 8.1 | 2.18 | 66 | 51 | 210793390
AMERICAN STANDARD | 4A6L5030N1 | 4PX*BU48BS3 | L8X1B060U3XSA | 30200 | 27600 | 16 | 12 | 8.1 | 2.22 | 66 | 51 | 210793385
AMERICAN STANDARD | 4A6L5030N1 | 4PX*BU48BS3 | S8V2B060M4PCA | 30400 | 27800 | 16 | 12 | 8.1 | 2.23 | 66 | 51 | 210793391
AMERICAN STANDARD | 4A6L5030N1 | 4PX*BU48BS3 | L8V1A060U3VSA | 29200 | 27200 | 16 | 12 | 8.1 | 2.18 | 67 | 52 | 210793382
AMERICAN STANDARD | 4A6L5030N1 | 4PX*BU48BS3 | L8V1B080U4VSA | 30200 | 27600 | 16 | 12 | 8.1 | 2.22 | 66 | 51 | 210793383
AMERICAN STANDARD | 4A6L5030N1 | 4PX*BU48BS3 | *UHMB060ACV3 | 30200 | 27600 | 16 | 12 | 8.1 | 2.26 | 66 | 51 | 210793379
AMERICAN STANDARD | 4A6L5030N1 | 4PX*BU48BS3 | *UHMB080ACV3 | 30000 | 27400 | 16 | 12 | 8.1 | 2.26 | 66 | 51 | 210793380
AMERICAN STANDARD | 4A6L5030N1 | 4PX*BU48BS3 | L8V1A040U3VSA | 29200 | 27400 | 15.2 | 12 | 8.1 | 2.18 | 66 | 51 | 210793381
AMERICAN STANDARD | 4A6L5030N1 | 4PX*BU48BS3 | S9X2B080U4PSB | 30800 | 28000 | 16 | 12 | 8.1 | 2.21 | 66 | 51 | 210793378
AMERICAN STANDARD | 4A6L5030N1 | 4PX*BU48BS3 | S9X2B060U4PSB | 30600 | 27800 | 16 | 12 | 8.1 | 2.22 | 67 | 52 | 210793377
AMERICAN STANDARD | 4A6L5030N1 | 4PX*BU48BS3 | S9X1B080U4PSB | 30800 | 28000 | 16 | 12 | 8.1 | 2.21 | 66 | 51 | 210793375
AMERICAN STANDARD | 4A6L5030N1 | 4PX*BU48BS3 | *UD2B060ACV3 | 30400 | 27600 | 16 | 12 | 8.1 | 2.24 | 66 | 51 | 210793372
AMERICAN STANDARD | 4A6L5030N1 | 4PX*BU42BS3 | S9X1B060U4PSB | 30200 | 28000 | 16 | 12 | 8.1 | 2.22 | 66 | 51 | 210793371
AMERICAN STANDARD | 4A6L5030N1 | 4PX*BU48BS3 | S9X2B040U3PSB | 30800 | 28000 | 15.2 | 12 | 8.1 | 2.19 | 66 | 51 | 210793376
AMERICAN STANDARD | 4A6L5030N1 | 4PX*BU48BS3 | S9X1B060U4PSB | 30600 | 27800 | 16 | 12 | 8.1 | 2.22 | 67 | 52 | 210793374
AMERICAN STANDARD | 4A6L5030N1 | 4PX*BU48BS3 | S9X1B040U3PSB | 30800 | 28000 | 15.2 | 12 | 8.1 | 2.19 | 66 | 51 | 210793373
AMERICAN STANDARD | 4A6L5030N1 | 4PX*BU42BS3 | S9V2B080U4VSA | 30600 | 28000 | 16 | 12 | 8.1 | 2.22 | 66 | 51 | 210793369
AMERICAN STANDARD | 4A6L5030N1 | 4PX*BU42BS3 | S9X1B040U3PSB | 29800 | 27800 | 16 | 12 | 8.1 | 2.22 | 66 | 51 | 210793370
AMERICAN STANDARD | 4A6L5030N1 | 4PX*BU42BS3 | S9V2B060U4PSB | 30200 | 28000 | 16 | 12 | 8.1 | 2.24 | 66 | 51 | 210793367
AMERICAN STANDARD | 4A6L5030N1 | 4PX*BU42BS3 | S9V2B080U4PSB | 30600 | 28000 | 16 | 12 | 8.1 | 2.22 | 66 | 51 | 210793368
AMERICAN STANDARD | 4A6L5030N1 | 4PX*BU42BS3 | S9V2B060U3VSA | 30200 | 28000 | 16 | 12 | 8.1 | 2.23 | 66 | 51 | 210793366
AMERICAN STANDARD | 4A6L5030N1 | 4PX*BU42BS3 | S9V2B040U3VSA | 30200 | 28000 | 16 | 12 | 8.1 | 2.22 | 66 | 51 | 210793365
AMERICAN STANDARD | 4A6L5030N1 | 4PX*BU42BS3 | S9V2B040U3PSB | 30200 | 28000 | 16 | 12 | 8.1 | 2.22 | 66 | 51 | 210793364
AMERICAN STANDARD | 4A6L5030N1 | 4PX*BU42BS3 | S8X2B080M4PTC | 30400 | 28000 | 16 | 12 | 8.1 | 2.21 | 66 | 51 | 210793363
AMERICAN STANDARD | 4A6L5030N1 | 4PX*BU42BS3 | S8X1B080M4PTC | 30400 | 28000 | 16 | 12 | 8.1 | 2.21 | 66 | 51 | 210793357
AMERICAN STANDARD | 4A6L5030N1 | 4PX*BU42BS3 | S8X1B080M4PSC | 30400 | 28000 | 16 | 12 | 8.1 | 2.21 | 66 | 51 | 210793356
AMERICAN STANDARD | 4A6L5030N1 | 4PX*BU42BS3 | S8X2B060M4PTC | 30800 | 28200 | 16 | 12 | 8.1 | 2.21 | 66 | 51 | 210793361
AMERICAN STANDARD | 4A6L5030N1 | 4PX*BU42BS3 | S8X2A040M3PTC | 29200 | 27600 | 16 | 12 | 8.1 | 2.18 | 66 | 51 | 210793359
AMERICAN STANDARD | 4A6L5030N1 | 4PX*BU42BS3 | S8X2B080M4PSC | 30400 | 28000 | 16 | 12 | 8.1 | 2.21 | 66 | 51 | 210793362
AMERICAN STANDARD | 4A6L5030N1 | 4PX*BU42BS3 | S8X2B060M4PSC | 30800 | 28200 | 16 | 12 | 8.1 | 2.21 | 66 | 51 | 210793360
AMERICAN STANDARD | 4A6L5030N1 | 4PX*BU42BS3 | S8X2A040M3PSC | 29200 | 27600 | 16 | 12 | 8.1 | 2.18 | 66 | 51 | 210793358
AMERICAN STANDARD | 4A6L5030N1 | 4PX*BU42BS3 | S8X1B060M4PTC | 30800 | 28200 | 16 | 12 | 8.1 | 2.21 | 66 | 51 | 210793355
AMERICAN STANDARD | 4A6L5030N1 | 4PX*BU42BS3 | S8X1B060M4PSC | 30800 | 28200 | 16 | 12 | 8.1 | 2.21 | 66 | 51 | 210793354
AMERICAN STANDARD | 4A6L5030N1 | 4PX*BU42BS3 | S8X1B040M2PTC | 30000 | 28000 | 16 | 12 | 8.1 | 2.21 | 66 | 51 | 210793353
AMERICAN STANDARD | 4A6L5030N1 | 4PX*BU42BS3 | S8X1A040M3PTC | 29200 | 27600 | 16 | 12 | 8.1 | 2.18 | 66 | 51 | 210793351
AMERICAN STANDARD | 4A6L5030N1 | 4PX*BU42BS3 | S8X1A040M3PSC | 29200 | 27600 | 16 | 12 | 8.1 | 2.18 | 66 | 51 | 210793350
AMERICAN STANDARD | 4A6L5030N1 | 4PX*BU42BS3 | S8X1B040M2PSC | 30000 | 28000 | 16 | 12 | 8.1 | 2.21 | 66 | 51 | 210793352
AMERICAN STANDARD | 4A6L5030N1 | 4PX*BU42BS3 | S8V2B080M4PCA | 30400 | 28000 | 16 | 12 | 8.1 | 2.22 | 66 | 51 | 210793349
AMERICAN STANDARD | 4A6L5030N1 | 4PX*BU42BS3 | S8V2B060M4PCA | 30400 | 28000 | 16 | 12 | 8.1 | 2.22 | 66 | 51 | 210793348
AMERICAN STANDARD | 4A6L5030N1 | 4PX*BU42BS3 | L9X1B070U4VSA | 29800 | 28000 | 15.2 | 12 | 8.1 | 2.17 | 66 | 52 | 210793343
AMERICAN STANDARD | 4A6L5030N1 | 4PX*BU42BS3 | L9X1A050U3VSA | 28600 | 27600 | 15.2 | 12 | 8.1 | 2.13 | 67 | 52 | 210793342
AMERICAN STANDARD | 4A6L5030N1 | 4PX*BU42BS3 | S8V2A040M3PCA | 29600 | 27800 | 16 | 12 | 8.1 | 2.17 | 66 | 51 | 210793347
AMERICAN STANDARD | 4A6L5030N1 | 4PX*BU42BS3 | L8X1B060U3XSA | 30000 | 28000 | 16 | 12 | 8.1 | 2.22 | 66 | 51 | 210793341
AMERICAN STANDARD | 4A6L5030N1 | 4PX*BU42BS3 | L8V1B080U4VSA | 30200 | 28000 | 16 | 12 | 8.1 | 2.22 | 66 | 51 | 210793339
AMERICAN STANDARD | 4A6L5030N1 | 4PX*BU42BS3 | L8V1A060U3VSA | 29200 | 27600 | 16 | 12 | 8.1 | 2.18 | 66 | 51 | 210793338
AMERICAN STANDARD | 4A6L5030N1 | 4PX*BU42BS3 | L8V1A040U3VSA | 28800 | 27400 | 15.2 | 12 | 8.1 | 2.18 | 66 | 51 | 210793337
AMERICAN STANDARD | 4A6L5030N1 | 4PX*BU42BS3 | *UHMB080ACV3 | 30200 | 27800 | 16 | 12 | 8.1 | 2.25 | 66 | 51 | 210793336
AMERICAN STANDARD | 4A6L5030N1 | 4PX*BU42BS3 | *UHMB060ACV3 | 30000 | 27800 | 16 | 12 | 8.1 | 2.24 | 66 | 51 | 210793335
AMERICAN STANDARD | 4A6L5030N1 | 4PX*BU42BS3 | S9X2B040U3PSB | 29800 | 27800 | 16 | 12 | 8.1 | 2.22 | 66 | 51 | 210793330
AMERICAN STANDARD | 4A6L5030N1 | 4PX*BU42BS3 | *UD2B080ACV3 | 30200 | 28000 | 16 | 12 | 8.1 | 2.22 | 66 | 51 | 210793334
AMERICAN STANDARD | 4A6L5030N1 | 4PX*BU36BS3 | S9X2B080U4PSB | 29800 | 27400 | 15.2 | 12 | 8.1 | 2.16 | 67 | 52 | 210793328
AMERICAN STANDARD | 4A6L5030N1 | 4PX*BU42BS3 | S9X2B080U4PSB | 30200 | 28000 | 16 | 12 | 8.1 | 2.23 | 66 | 51 | 210793332
AMERICAN STANDARD | 4A6L5030N1 | 4PX*BU42BS3 | *UD2B060ACV3 | 30200 | 28000 | 16 | 12 | 8.1 | 2.23 | 66 | 51 | 210793333
AMERICAN STANDARD | 4A6L5030N1 | 4PX*BU42BS3 | S9X1B080U4PSB | 30200 | 28000 | 16 | 12 | 8.1 | 2.23 | 66 | 51 | 210793329
AMERICAN STANDARD | 4A6L5030N1 | 4PX*BU42BS3 | S9X2B060U4PSB | 30200 | 28000 | 16 | 12 | 8.1 | 2.22 | 66 | 51 | 210793331
AMERICAN STANDARD | 4A6L5030N1 | 4PX*BU36BS3 | S9X1B080U4PSB | 29800 | 27400 | 15.2 | 12 | 8.1 | 2.16 | 67 | 52 | 210793325
AMERICAN STANDARD | 4A6L5030N1 | 4PX*BU36BS3 | S9V2B080U4VSA | 30000 | 27400 | 15.2 | 12 | 8.1 | 2.16 | 67 | 53 | 210793322
AMERICAN STANDARD | 4A6L5030N1 | 4PX*BU36BS3 | S9V2B080U4PSB | 30000 | 27400 | 15.2 | 12 | 8.1 | 2.16 | 67 | 53 | 210793321
AMERICAN STANDARD | 4A6L5030N1 | 4PX*BU36BS3 | S9V2B060U4PSB | 30000 | 27200 | 15.2 | 12 | 8.1 | 2.17 | 67 | 53 | 210793320
AMERICAN STANDARD | 4A6L5030N1 | 4PX*BU36BS3 | S8X2B060M4PSC | 29600 | 27000 | 15.2 | 12 | 8.1 | 2.17 | 67 | 53 | 210793313
AMERICAN STANDARD | 4A6L5030N1 | 4PX*BU36BS3 | S9V2B040U3VSA | 29400 | 27000 | 15.2 | 12 | 8.1 | 2.17 | 67 | 53 | 210793318
AMERICAN STANDARD | 4A6L5030N1 | 4PX*BU36BS3 | S9V2B040U3PSB | 29400 | 27000 | 15.2 | 12 | 8.1 | 2.17 | 67 | 53 | 210793317
AMERICAN STANDARD | 4A6L5030N1 | 4PX*BU36BS3 | S8X2B060M4PTC | 29600 | 27000 | 15.2 | 12 | 8.1 | 2.17 | 67 | 53 | 210793314
AMERICAN STANDARD | 4A6L5030N1 | 4PX*BU36BS3 | S8X2B080M4PTC | 29600 | 27000 | 15.2 | 12 | 8.1 | 2.16 | 67 | 53 | 210793316
AMERICAN STANDARD | 4A6L5030N1 | 4PX*BU36BS3 | S8X2B080M4PSC | 29600 | 27000 | 15.2 | 12 | 8.1 | 2.16 | 67 | 53 | 210793315
AMERICAN STANDARD | 4A6L5030N1 | 4PX*BU36BS3 | S8X1B060M4PSC | 29600 | 27000 | 15.2 | 12 | 8.1 | 2.17 | 67 | 53 | 210793308
AMERICAN STANDARD | 4A6L5030N1 | 4PX*BU36BS3 | S8X2A040M3PSC | 28400 | 26600 | 15.2 | 12 | 8.1 | 2.13 | 67 | 52 | 210793311
AMERICAN STANDARD | 4A6L5030N1 | 4PX*BU36BS3 | S8X2A040M3PTC | 28400 | 26600 | 15.2 | 12 | 8.1 | 2.13 | 67 | 52 | 210793312
AMERICAN STANDARD | 4A6L9036A1 | 4PX*BU36BS3 | S9V2B080U4PSB+RP | 35200 | 34000 | 16.5 | 11.2 | 8.5 | 2.23 | 69 | 55 | 204013231
AMERICAN STANDARD | 4A6L9060A1 | 4PX*CU60BS3 | S9V2C100U5PSB+RP | 58500 | 54000 | 19 | 10 | 8.7 | 2.13 | 71 | 58 | 201922757
AMERICAN STANDARD | 4A6L9060A1 | 4PX*CU60BS3 | S9V2C080U5PSB+RP | 58000 | 54000 | 19 | 10 | 8.7 | 2.12 | 71 | 59 | 201922756
AMERICAN STANDARD | 4A6L9036A1 | TEM8A0C36V31+TDR |  | 36400 | 33600 | 17.5 | 11.5 | 9 | 2.39 | 69 | 54 | 201922493
AMERICAN STANDARD | 4A6L9060A1 | 4PX*CU48BS3 | S9V2C080U5PSB+RP | 56500 | 54500 | 19 | 10 | 8.7 | 2.12 | 72 | 59 | 201922751
AMERICAN STANDARD | 4A6L9060A1 | 4PX*CU48BS3 | S9V2C100U5PSB+RP | 56500 | 54500 | 19 | 10 | 8.7 | 2.12 | 72 | 58 | 201922750
AMERICAN STANDARD | 4A6L9036A1 | TEM8A0C42V41+TDR |  | 36400 | 33600 | 17.5 | 11.5 | 9 | 2.39 | 70 | 55 | 201922494
AMERICAN STANDARD | 4A6L9060A1 | 4PX*CD60BS3 | S9V2C100D5PSB+RP | 58500 | 54000 | 19 | 10 | 8.5 | 2.08 | 71 | 58 | 201922740
AMERICAN STANDARD | 4A6L9036A1 | TEM8A0D48V41+TDR |  | 36400 | 33600 | 17.5 | 11.7 | 9 | 2.4 | 70 | 55 | 201922496
TRANE | 4TWL9024A1 | 4TXCB003DS3 | S9V2B060D3PSB+RP | 21600 | 20400 | 15.5 | 11.5 | 8.7 | 2.22 | 68 | 53 | 201923130
TRANE | 4TWL9036A1 | 4TXCC007DS3 | *UD2C080ACV4 | 37000 | 33400 | 17.5 | 11.7 | 8.7 | 2.34 | 70 | 55 | 201921840
TRANE | 4TWL9036A1 | 4TXFH036CZ3 | *UD2B080ACV3 | 35200 | 33600 | 17 | 11 | 8.5 | 2.1 | 70 | 56 | 201921868
TRANE | 4TWL9036A1 | 4TXFH036CZ3 | *UD2C080ACV4 | 35600 | 33200 | 17 | 11.5 | 8.7 | 2.2 | 70 | 55 | 201921866
TRANE | 4TWL9036A1 | 4PX*CU42BS3 | *UHMC100ACV4 | 37000 | 34000 | 17.5 | 11.7 | 8.7 | 2.34 | 69 | 54 | 201921727
TRANE | 4TWL9036A1 | 4TXCC009DS3 | *UD2C100ACV5 | 37800 | 33200 | 18 | 11.7 | 8.7 | 2.32 | 70 | 55 | 201921851
TRANE | 4TWL9036A1 | 4TXCC007DS3 | *DHMC100ACV4 | 34600 | 32600 | 16 | 10 | 8.7 | 2.27 | 71 | 56 | 201921848
TRANE | 4TWL9036A1 | 4TXCC007DS3 | *DD2C100ACV5 | 34600 | 32600 | 16 | 11 | 8.7 | 2.27 | 71 | 56 | 201921847
TRANE | 4TWL9024A1 | 4PX*BU42BS3 | S9V2B040U3PSB+RP | 24000 | 20600 | 17.5 | 12.5 | 8.7 | 2.35 | 67 | 53 | 201923120
TRANE | 4TWL9024A1 | TEM8A0B24V21+TDR |  | 23400 | 21000 | 18 | 12 | 9 | 2.38 | 67 | 52 | 201923158
TRANE | 4TWL9036A1 | 4TXCC007DS3 | S9V2C100U4PSB+RP | 36600 | 33600 | 17.5 | 11.7 | 8.7 | 2.35 | 68 | 54 | 201921846
TRANE | 4TWL9024A1 | 4PX*BU30BS3 | S9V2B060U3PSB+RP | 23200 | 21400 | 17 | 12 | 8.7 | 2.33 | 66 | 52 | 201923114
TRANE | 4TWL9036A1 | 4TXCC007DS3 | *UHMC100ACV4 | 37200 | 33600 | 18 | 11.7 | 8.7 | 2.35 | 69 | 54 | 201921838
TRANE | 4TWL9036A1 | 4TXCB004DS3 | S9V2B060D3PSB+RP | 33200 | 33000 | 15.5 | 10 | 8.2 | 2.13 | 70 | 56 | 202382479
TRANE | 4TWL9060A1 | TAM9A0C60V51 |  | 57000 | 53500 | 19 | 10 | 8.7 | 2.14 | 71 | 59 | 201923714
TRANE | 4TWL9024A1 | 4TXCB003DS3 | S9V2B040U3PSB+RP | 23400 | 21400 | 17 | 12 | 8.7 | 2.32 | 67 | 52 | 201923128
TRANE | 4TWL9024A1 | 4PX*BU30BS3 | S9V2B040U3PSB+RP | 23400 | 20800 | 17 | 12 | 8.7 | 2.32 | 68 | 54 | 201923113
TRANE | 4TWL9036A1 | 4PX*CU42BS3 | S9V2C100U4PSB+RP | 36600 | 34000 | 17 | 11.7 | 8.7 | 2.33 | 69 | 54 | 201921714
TRANE | 4TWL9036A1 | 4PX*CU36BS3 | S9V2C100U4PSB+RP | 35400 | 34000 | 16.5 | 11.5 | 8.7 | 2.24 | 69 | 54 | 201921702
TRANE | 4TWL9036A1 | 4PX*CU36BS3 | *UD2C100ACV5 | 36000 | 34000 | 17 | 11.5 | 8.7 | 2.23 | 70 | 55 | 201921709
TRANE | 4TWL9036A1 | 4PX*CU36BS3 | *UD2C080ACV4 | 35800 | 34000 | 17 | 11.5 | 8.7 | 2.2 | 69 | 54 | 201921710
TRANE | 4TWL9036A1 | 4PX*CU36BS3 | *UHMC100ACV4 | 35800 | 34000 | 17 | 11.5 | 8.7 | 2.27 | 69 | 54 | 201921708
TRANE | 4TWL9036A1 | 4PX*CD60BS3+HORIZ-RT | *UD2C080ACV4 | 37600 | 33000 | 18 | 12 | 8.5 | 2.29 | 70 | 55 | 201921700
TRANE | 4TWL9024A1 | 4PX*BD36BS3 | *DHMB060BCV3 | 23600 | 20400 | 18 | 12 | 8.5 | 2.26 | 67 | 52 | 201921616
TRANE | 4TWL9036A1 | 4PX*CD60BS3+HORIZ-RT | *UD2C100ACV5 | 37800 | 33200 | 18 | 11.7 | 8.5 | 2.27 | 69 | 55 | 201921699
TRANE | 4TWV8X36A1 | 4TXCB004DS3 | S9V2B040U3PSB+RP | 34000 | 31200 | 18 | 11.5 | 8.2 | 1.8 | 83 | 66 | 208185404
TRANE | 4TWL9024A1 | 4PX*BU24BS3 | *UHMB080ACV3 | 22800 | 21600 | 17.5 | 12 | 8.2 | 2.07 | 66 | 50 | 201921623
TRANE | 4TWL9024A1 | 4PX*BD30BS3 | *DHMB060BCV3 | 23200 | 21400 | 17.5 | 12 | 8.7 | 2.25 | 66 | 51 | 201921613
TRANE | 4TWL9024A1 | 4PX*BD30BS3 | *DHMB080ACV3 | 23400 | 21400 | 17.5 | 12 | 8.7 | 2.25 | 67 | 51 | 201921614
TRANE | 4TWV8X36A1 | 4TXCB004DS3 | S9V2B060U3PSB+RP | 33800 | 31200 | 18 | 11.5 | 8.2 | 1.8 | 83 | 65 | 208185403
AMERICAN STANDARD | 4A6L9036A1 | 4PX*BD42BS3 | *DD2B060ACV3 | 37400 | 34200 | 17 | 11.2 | 8.2 | 2.14 | 70 | 55 | 201922331
TRANE | 4TWV8X36A1 | 4TXCC005DS3 | S9V2C100U4PSB+RP | 34200 | 31000 | 18 | 11.7 | 8.2 | 1.81 | 83 | 66 | 208185408
AMERICAN STANDARD | 4A6L9036A1 | 4PX*CD36BS3 | S9V2C100D4PSB+RP | 35600 | 34600 | 17 | 11.5 | 8.2 | 2.15 | 68 | 54 | 201922336
TRANE | 4TWV8X36A1 | 4PX*BU42BS3 | S9V2B080U4PSB+RP | 35000 | 32200 | 18 | 12 | 8.2 | 1.83 | 82 | 64 | 207526770
AMERICAN STANDARD | 4A6L9036A1 | 4PX*BD42BS3 | *DD2B080ACV3 | 37000 | 34200 | 17 | 11.5 | 8.2 | 2.14 | 69 | 54 | 201922329
AMERICAN STANDARD | 4A6L9036A1 | 4PX*CD36BS3+HORIZ-RT | *UD2C100ACV5 | 36000 | 34600 | 17.5 | 11.2 | 8.2 | 2.15 | 69 | 54 | 201922340
AMERICAN STANDARD | 4A6L9036A1 | 4PX*BU36BS3 | *UD2B060ACV3 | 35400 | 34400 | 16.5 | 11 | 8.5 | 2.2 | 70 | 55 | 201922334
AMERICAN STANDARD | 4A6L9036A1 | 4PX*CD36BS3+HORIZ-RT | *UD2C080ACV4 | 35800 | 34400 | 17.5 | 11.5 | 8.2 | 2.11 | 69 | 54 | 201922339
AMERICAN STANDARD | 4A6L9036A1 | 4PX*BD36BS3+HORIZ-RT | *UD2B080ACV3 | 35200 | 34800 | 17 | 11 | 8.2 | 2.13 | 69 | 55 | 201922313
TRANE | 4TWV8X36A1 | 4TXCB004DS3 | S9V2B080U4VSA+RP | 33800 | 31200 | 18 | 11.5 | 8.2 | 1.81 | 83 | 65 | 207526675
AMERICAN STANDARD | 4A6L9036A1 | 4PX*BD36BS3+HORIZ-RT | *UD2B060ACV3 | 35600 | 34800 | 17.5 | 11 | 8.2 | 2.1 | 70 | 55 | 201922312
TRANE | 4TWV8X36A1 | 4PX*BU36BS3 | S9V2B040D3PSB+RP | 32000 | 30600 | 18 | 10 | 8.2 | 1.75 | 84 | 66 | 207526547
TRANE | 4TWV8X36A1 | 4PX*CU42BS3 | *DHMC100ACV4 | 33600 | 30800 | 18 | 11.5 | 8.2 | 1.79 | 84 | 66 | 207526554
TRANE | 4TWL9024A1 | 4TXCB003DS3 | S9V2B080D3PSB+RP | 21600 | 20400 | 15.5 | 11.2 | 8.7 | 2.21 | 68 | 53 | 201922971
TRANE | 4TWL9024A1 | 4PX*BD36BS3 | S9V2B060D3PSB+RP | 23200 | 20400 | 18 | 12 | 8.5 | 2.26 | 67 | 52 | 201923090
TRANE | 4TWV8X36A1 | 4PX*CU48BS3 | S9V2C100D4PSB+RP | 33000 | 30600 | 18 | 11.5 | 8.2 | 1.85 | 83 | 65 | 207526520
TRANE | 4TWL9024A1 | 4PX*BU24BS3 | S9V2B040U3PSB+RP | 22600 | 21600 | 16.5 | 11.7 | 8.2 | 2.03 | 67 | 52 | 201923112
TRANE | 4TWL9024A1 | 4TXCB003DS3 | S9V2B040D3PSB+RP | 21800 | 20600 | 15.5 | 11.2 | 8.7 | 2.2 | 67 | 53 | 201922968
TRANE | 4TWL9024A1 | 4TXCB003DS3 | *DHMB080ACV3 | 22000 | 20600 | 16 | 11.2 | 8.7 | 2.23 | 67 | 53 | 201922969
AMERICAN STANDARD | 4A6L9036A1 | 4PX*CU48BS3 | *UD2C080ACV4 | 37000 | 33400 | 17.5 | 11.7 | 8.7 | 2.34 | 70 | 55 | 201922398
TRANE | 4TWL9024A1 | 4PX*BU24BS3 | S9V2B060U3PSB+RP | 22400 | 21800 | 16.5 | 11.7 | 8.2 | 2.03 | 66 | 51 | 201923111
TRANE | 4TWL9024A1 | TEM8A0B30V31+TDR |  | 23600 | 21000 | 18 | 12 | 9 | 2.39 | 68 | 52 | 201923003
TRANE | 4TWL9024A1 | 4PX*BD36BS3 | S9V2B080D3PSB+RP | 23200 | 20400 | 17.5 | 12 | 8.5 | 2.24 | 67 | 53 | 201923091
AMERICAN STANDARD | 4A6L9036A1 | 4PX*CU42BS3 | *UHMC100ACV4 | 37000 | 34000 | 17.5 | 11.7 | 8.7 | 2.34 | 69 | 54 | 201922392
AMERICAN STANDARD | 4A6L9036A1 | 4PX*CU42BS3 | *UD2C080ACV4 | 37000 | 34000 | 17 | 11.7 | 8.7 | 2.31 | 69 | 54 | 201922394
AMERICAN STANDARD | 4A6L9036A1 | 4PX*CU42BS3 | *UD2C100ACV5 | 37200 | 34400 | 17 | 11.5 | 8.7 | 2.29 | 69 | 54 | 201922393
AMERICAN STANDARD | 4A6L9036A1 | 4PX*CU42BS3 | S9V2C100U4PSB+RP | 36600 | 34000 | 17 | 11.7 | 8.7 | 2.33 | 69 | 54 | 201922386
TRANE | 4TWL9060A1 | 4TXCD010DS3 | S9V2C100U5PSB+RP | 56500 | 52000 | 19 | 10 | 8.5 | 2.08 | 72 | 58 | 201922249
AMERICAN STANDARD | 4A6L9036A1 | 4PX*CU36BS3 | *UHMC100ACV4 | 35800 | 34000 | 17 | 11.5 | 8.7 | 2.27 | 69 | 54 | 201922380
TRANE | 4TWL9060A1 | 4TXCD010DS3 | *UHMD120ACV5 | 58000 | 53500 | 19 | 10 | 8.7 | 2.17 | 71 | 58 | 201922247
AMERICAN STANDARD | 4A6L9036A1 | 4PX*CU36BS3 | *UD2C080ACV4 | 35800 | 34000 | 17 | 11.5 | 8.7 | 2.2 | 69 | 54 | 201922382
TRANE | 4TWL9060A1 | 4TXCD008DS3 | S9V2C080U5PSB+RP | 55000 | 52500 | 19 | 10 | 8.5 | 2.05 | 72 | 59 | 201922240
AMERICAN STANDARD | 4A6L9036A1 | 4PX*CU36BS3 | *UD2C100ACV5 | 36000 | 34000 | 17 | 11.5 | 8.7 | 2.23 | 70 | 55 | 201922381
TRANE | 4TWL9060A1 | 4TXCD008DS3 | *UHMD120ACV5 | 56500 | 54000 | 19 | 10 | 8.7 | 2.15 | 71 | 59 | 201922234
TRANE | 4TWL9036A1 | TAM9A0B30V31 |  | 35800 | 34600 | 17 | 11.5 | 9 | 2.27 | 69 | 54 | 201921877
AMERICAN STANDARD | 4A6V0X48A1 | 4TXCD010DS3 | S8V2D120M5PCA | 47000 | 42000 | 19.5 | 11.7 | 8.5 | 1.82 | 87 | 67 | 210692237
AMERICAN STANDARD | 4A6V8X48A1 | 4PX*DU48BS3 | S8V2C080M5PCA | 44000 | 42000 | 18 | 11.7 | 8.5 | 1.77 | 86 | 66 | 210692244
AMERICAN STANDARD | 4A6V0X48A1 | 4PX*DU60BS3 | S8V2D120M5PCA | 47000 | 42000 | 19.5 | 11.7 | 8.5 | 1.82 | 87 | 67 | 210692230
AMERICAN STANDARD | 4A6V0X48A1 | 4TXCC009DS3 | S8V2C100M5PCA | 46500 | 42000 | 19.5 | 11.5 | 8.5 | 1.8 | 87 | 67 | 210692234
AMERICAN STANDARD | 4A6V0X48A1 | 4TXCC007DS3 | S8V2C080M5PCA | 45500 | 42500 | 19 | 11.5 | 8.2 | 1.75 | 87 | 66 | 210692232
AMERICAN STANDARD | 4A6V0X48A1 | 4TXCC009DS3 | S8V2C080M5PCA | 46000 | 42000 | 19 | 11.7 | 8.5 | 1.8 | 86 | 66 | 210692233
AMERICAN STANDARD | 4A6V0X48A1 | 4PX*DU60BS3 | S8V2C100M5PCA | 45000 | 41000 | 19 | 11.7 | 8.2 | 1.75 | 86 | 66 | 210692231
AMERICAN STANDARD | 4A6V0X48A1 | 4PX*CU60BS3 | S8V2C080M5PCA | 46000 | 42000 | 19 | 11.7 | 8.5 | 1.8 | 86 | 66 | 210692224
AMERICAN STANDARD | 4A6V0X48A1 | 4PX*CU48BS3 | S8V2C080M5PCA | 45500 | 42500 | 19 | 11.5 | 8.2 | 1.75 | 87 | 66 | 210692223
AMERICAN STANDARD | 4A6V0X48A1 | 4PX*DD60BS3 | S8V2D120M5PCA | 45500 | 42000 | 19.5 | 11.5 | 8.2 | 1.77 | 87 | 66 | 210692227
AMERICAN STANDARD | 4A6V0X48A1 | 4PX*CU60BS3 | S8V2C100M5PCA | 46500 | 42000 | 19.5 | 11.5 | 8.5 | 1.8 | 87 | 67 | 210692225
TRANE | 4TWV8X48A1 | 4PX*DU60BS3 | S8V2C080M5PCA | 45000 | 41500 | 18 | 11.7 | 8.5 | 1.8 | 86 | 66 | 210692192
TRANE | 4TWV8X48A1 | 4TXCD010DS3 | S8V2C080M5PCA | 45000 | 41500 | 18 | 11.7 | 8.5 | 1.8 | 86 | 66 | 210692197
TRANE | 4TWV8X48A1 | 4TXCD008DS3 | S8V2C080M5PCA | 44000 | 42000 | 18 | 11.7 | 8.5 | 1.77 | 86 | 66 | 210692196
TRANE | 4TWV8X48A1 | 4PX*DU48BS3 | S8V2C100M5PCA | 44500 | 42500 | 18 | 11.7 | 8.5 | 1.77 | 86 | 66 | 210692191
TRANE | 4TWV8X48A1 | 4TXCD008DS3 | S8V2C100M5PCA | 44500 | 42500 | 18 | 11.7 | 8.5 | 1.77 | 86 | 66 | 210692195
TRANE | 4TWV8X48A1 | 4TXCC005DS3 | S8V2C080M5PCA | 43500 | 42500 | 18 | 11.2 | 8.5 | 1.75 | 88 | 68 | 210692193
TRANE | 4TWV8X48A1 | 4TXCC005DS3 | S8V2C100M5PCA | 44000 | 42500 | 18 | 11 | 8.5 | 1.77 | 88 | 68 | 210692194
TRANE | 4TWV8X48A1 | 4PX*DU48BS3 | S8V2C080M5PCA | 44000 | 42000 | 18 | 11.7 | 8.5 | 1.77 | 86 | 66 | 210692190
TRANE | 4TWV0X48A1 | 4TXCC009DS3 | S8V2C080M5PCA | 46000 | 42000 | 19 | 11.7 | 8.5 | 1.8 | 86 | 66 | 210692179
TRANE | 4TWV8X48A1 | 4PX*DD60BS3 | S8V2C080M5PCA | 44000 | 41500 | 18 | 11.7 | 8.2 | 1.75 | 86 | 66 | 210692189
TRANE | 4TWV0X48A1 | 4TXCD010DS3 | S8V2C100M5PCA | 45000 | 41000 | 19 | 11.7 | 8.2 | 1.75 | 86 | 66 | 210692184
TRANE | 4TWV0X48A1 | 4PX*DU60BS3 | S8V2D120M5PCA | 47000 | 42000 | 19.5 | 11.7 | 8.5 | 1.82 | 87 | 67 | 210692176
TRANE | 4TWV0X48A1 | 4TXCC007DS3 | S8V2C080M5PCA | 45500 | 42500 | 19 | 11.5 | 8.2 | 1.75 | 87 | 66 | 210692178
TRANE | 4TWV0X48A1 | 4TXCD010DS3 | S8V2D120M5PCA | 47000 | 42000 | 19.5 | 11.7 | 8.5 | 1.82 | 87 | 67 | 210692183
TRANE | 4TWV0X48A1 | 4TXCC009DS3 | S8V2C100M5PCA | 46500 | 42000 | 19.5 | 11.5 | 8.5 | 1.8 | 87 | 67 | 210692180
TRANE | 4TWV0X48A1 | 4PX*DU60BS3 | S8V2C100M5PCA | 45000 | 41000 | 19 | 11.7 | 8.2 | 1.75 | 86 | 66 | 210692177
TRANE | 4TWV0X48A1 | 4PX*CU60BS3 | S8V2C100M5PCA | 46500 | 42000 | 19.5 | 11.5 | 8.5 | 1.8 | 87 | 67 | 210692171
TRANE | 4TWV0X48A1 | 4PX*DD60BS3 | S8V2D120M5PCA | 45500 | 42000 | 19.5 | 11.5 | 8.2 | 1.77 | 87 | 66 | 210692173
TRANE | 4TWV0X48A1 | 4PX*CU48BS3 | S8V2C080M5PCA | 45500 | 42500 | 19 | 11.5 | 8.2 | 1.75 | 87 | 66 | 210692169
TRANE | 4TWV0X48A1 | 4PX*CU60BS3 | S8V2C080M5PCA | 46000 | 42000 | 19 | 11.7 | 8.5 | 1.8 | 86 | 66 | 210692170
AMERICAN STANDARD | 4A6V8X60A1 | 4TXCD010DS3 | S8V2D120M5PCA | 54000 | 52000 | 18 | 11.7 | 8.2 | 1.83 | 95 | 76 | 210692143
AMERICAN STANDARD | 4A6V8X60A1 | 4TXCC009DS3 | S8V2C100M5PCA | 54000 | 52000 | 18 | 11.7 | 8.2 | 1.78 | 96 | 77 | 210692141
AMERICAN STANDARD | 4A6V8X48A1 | 4TXCD010DS3 | S8V2D120M5PCA | 47000 | 43500 | 18 | 12 | 8.5 | 1.87 | 85 | 65 | 210692136
AMERICAN STANDARD | 4A6V8X60A1 | 4PX*CU60BS3 | S8V2C100M5PCA | 54000 | 52000 | 18 | 11.7 | 8.2 | 1.78 | 96 | 77 | 210692137
AMERICAN STANDARD | 4A6V8X60A1 | 4PX*DU60BS3 | S8V2D120M5PCA | 54000 | 52000 | 18 | 11.7 | 8.2 | 1.83 | 95 | 76 | 210692139
AMERICAN STANDARD | 4A6V8X48A1 | 4TXCD008DS3 | S8V2D120M5PCA | 46000 | 44000 | 18 | 11.7 | 8.5 | 1.84 | 85 | 65 | 210692134
AMERICAN STANDARD | 4A6V8X48A1 | 4TXCD010DS3 | S8V2C100M5PCA | 45500 | 42000 | 18 | 11.7 | 8.5 | 1.8 | 86 | 66 | 210692135
AMERICAN STANDARD | 4A6V8X48A1 | 4PX*DU60BS3 | S8V2D120M5PCA | 47000 | 43500 | 18 | 12 | 8.5 | 1.87 | 85 | 65 | 210692127
AMERICAN STANDARD | 4A6V8X48A1 | 4TXCC009DS3 | S8V2C100M5PCA | 46500 | 43500 | 18 | 11.7 | 8.5 | 1.85 | 86 | 66 | 210692133
AMERICAN STANDARD | 4A6V8X48A1 | 4PX*DU60BS3 | S8V2C100M5PCA | 45500 | 42000 | 18 | 11.7 | 8.5 | 1.8 | 86 | 66 | 210692126
AMERICAN STANDARD | 4A6V8X48A1 | 4TXCC009DS3 | S8V2C080M5PCA | 46500 | 43000 | 18 | 11.7 | 8.5 | 1.84 | 86 | 66 | 210692132
AMERICAN STANDARD | 4A6V8X48A1 | 4TXCC007DS3 | S8V2C100M5PCA | 45500 | 44000 | 18 | 11.5 | 8.5 | 1.82 | 85 | 66 | 210692131
AMERICAN STANDARD | 4A6V8X48A1 | 4TXCC007DS3 | S8V2C080M5PCA | 45500 | 43500 | 18 | 11.5 | 8.5 | 1.82 | 86 | 66 | 210692130
TRANE | 4TWL9048A1 | 4PX*DU48BS3 | *UD2D120ACV5 | 47500 | 44000 | 19 | 11.5 | 8.7 | 2.24 | 74 | 59 | 201922000
TRANE | 4TWL9048A1 | 4PX*DU48BS3 | *UD2D140ACV5 | 47500 | 44000 | 19 | 11.7 | 9 | 2.25 | 73 | 59 | 201921997
TRANE | 4TWL9048A1 | 4PX*DU48BS3 | S9V2C080U5PSB+RP | 46000 | 42500 | 19 | 11.5 | 8.7 | 2.2 | 74 | 59 | 201921996
TRANE | 4TWL9048A1 | 4PX*DU48BS3 | *UHMD120ACV5 | 47500 | 44000 | 19 | 11.7 | 9 | 2.27 | 73 | 59 | 201921995
TRANE | 4TWV8X48A1 | 4PX*CD60BS3 | *DHMC100ACV4 | 46500 | 43500 | 18 | 11.5 | 8.5 | 1.81 | 85 | 66 | 207526264
TRANE | 4TWV0X36A1 | 4PX*BU36BS3 | S9V2B080U4PSB+RP | 34200 | 31400 | 20 | 12 | 8.5 | 1.8 | 83 | 64 | 210610551
TRANE | 4TWV8X48A1 | 4PX*DD60BS3 | *DHMC100ACV4 | 44000 | 42000 | 18 | 11.2 | 8.2 | 1.77 | 85 | 67 | 207526316
TRANE | 4TWV0X24A1 | 4TXCB004DS3 | *UHMB060ACV3 | 23600 | 20200 | 19.5 | 12.7 | 8.5 | 1.89 | 83 | 63 | 210288157
TRANE | 4TWV0X36A1 | 4TXCB004DS3 | S9V2B040U3VSA+RP | 34400 | 31600 | 20 | 12 | 8.2 | 1.8 | 83 | 65 | 207526423
TRANE | 4TWV0X48A1 | 4PX*CU48BS3 | S9V2C080U5PSB+RP | 46000 | 43000 | 19.5 | 11.5 | 8.2 | 1.76 | 86 | 67 | 209460126
TRANE | 4TWV0X36A1 | 4PX*CU48BS3 | S9V2C100U4VSA+RP | 35600 | 32000 | 20.5 | 12.7 | 8.7 | 1.86 | 82 | 63 | 207526422
TRANE | 4TWV0X36A1 | 4TXCB004DS3 | S9V2B060U3VSA+RP | 34200 | 31400 | 20 | 12 | 8.2 | 1.8 | 83 | 64 | 207526424
TRANE | 4TWV0X36A1 | 4PX*CU36BS3 | S9V2C100U4VSA+RP | 34400 | 31400 | 20 | 12 | 8.5 | 1.82 | 82 | 64 | 207526421
TRANE | 4TWV0X36A1 | 4PX*BU36BS3 | S9V2B040U3VSA+RP | 34400 | 31600 | 20 | 12 | 8.5 | 1.8 | 83 | 65 | 207526415
TRANE | 4TWV0X36A1 | 4PX*BU36BS3 | S9V2B060U3VSA+RP | 34200 | 31400 | 20 | 12 | 8.2 | 1.8 | 83 | 64 | 207526413
AMERICAN STANDARD | 4A6V0X60A1 | TEM8B0C60V51+TDR |  | 54000 | 51000 | 19.5 | 12 | 8.5 | 1.84 | 95 | 73 | 207820993
AMERICAN STANDARD | 4A6V0X48A1 | 4PX*DU60BS3 | S9V2C100U5PSB+RP | 45500 | 41000 | 19 | 11.7 | 8.2 | 1.76 | 86 | 67 | 207782226
AMERICAN STANDARD | 4A6V0X48A1 | 4TXCC009DS3 | S9V2C100U5PSB+RP | 46500 | 42000 | 19.5 | 11.7 | 8.5 | 1.81 | 87 | 67 | 207782228
AMERICAN STANDARD | 4A6V0X48A1 | TEM8B0C60V51+TDR |  | 46500 | 42000 | 20 | 12 | 8.7 | 1.9 | 86 | 66 | 207820991
AMERICAN STANDARD | 4A6V0X48A1 | 4TXCD010DS3 | S9V2C100U5PSB+RP | 45500 | 41000 | 19.5 | 11.7 | 8.2 | 1.76 | 86 | 67 | 207782229
AMERICAN STANDARD | 4A6V0X48A1 | 4TXCC007DS3 | S9V2C100U5PSB+RP | 46000 | 43000 | 19.5 | 11.5 | 8.2 | 1.76 | 86 | 67 | 207782227
AMERICAN STANDARD | 4A6V0X48A1 | 4PX*CU60BS3 | S9V2C100U5PSB+RP | 46500 | 42000 | 19.5 | 11.7 | 8.5 | 1.81 | 87 | 67 | 207782225
TRANE | 4TWL9048A1 | 4PX*DD60BS3+HORIZ-RT | *UD2D140ACV5 | 47000 | 43500 | 19 | 11.7 | 8.7 | 2.23 | 73 | 58 | 201921992
AMERICAN STANDARD | 4A6V0X48A1 | 4PX*CU48BS3 | S9V2C100U5PSB+RP | 46000 | 43000 | 19.5 | 11.5 | 8.2 | 1.76 | 86 | 67 | 207782224
TRANE | 4TWL9048A1 | 4PX*DD60BS3+HORIZ-RT | *UD2C100ACV5 | 46000 | 42500 | 19 | 11.2 | 8.5 | 2.14 | 73 | 59 | 201921983
TRANE | 4TWL9048A1 | 4PX*DD60BS3+HORIZ-RT | *UD2D120ACV5 | 47000 | 43500 | 19 | 11.2 | 8.7 | 2.22 | 74 | 59 | 201921980
TRANE | 4TWL9048A1 | 4PX*DD60BS3+HORIZ-RT | *UD2C080ACV4 | 45500 | 42000 | 19 | 11.7 | 8.5 | 2.17 | 73 | 59 | 201921986
TRANE | 4TWL9048A1 | 4PX*DD60BS3 | S9V2C100D5PSB+RP | 46000 | 42000 | 18.5 | 11.5 | 8.7 | 2.18 | 73 | 59 | 201921977
TRANE | 4TWL9048A1 | 4PX*DD60BS3 | *DD2D120ACV5 | 47000 | 43500 | 19 | 11.7 | 8.7 | 2.24 | 73 | 58 | 201921979
TRANE | 4TWL9048A1 | 4PX*DD60BS3 | *DHMD120BCV5 | 47000 | 43500 | 19 | 11.5 | 8.7 | 2.23 | 74 | 59 | 201921976
TRANE | 4TWL9048A1 | 4PX*DD60BS3 | *DHMC100ACV4 | 45500 | 42000 | 19 | 11.2 | 8.5 | 2.14 | 74 | 60 | 201921975
AMERICAN STANDARD | 4A6L9048A1 | 4TXCD010DS3 | S9V2C100D5PSB+RP | 43500 | 42500 | 17 | 11 | 8.7 | 2.16 | 71 | 57 | 201922706
AMERICAN STANDARD | 4A6L9048A1 | 4TXCD010DS3 | *DHMD120BCV5 | 44500 | 41500 | 17.5 | 11 | 8.7 | 2.21 | 75 | 61 | 201922708
AMERICAN STANDARD | 4A6L9048A1 | 4TXCD010DS3 | S9V2C100D4PSB+RP | 43500 | 42500 | 17 | 10 | 8.7 | 2.16 | 70 | 57 | 201922707
AMERICAN STANDARD | 4A6L9048A1 | 4TXCD008DS3 | S9V2C100U4PSB+RP | 46000 | 42500 | 19 | 11.7 | 8.7 | 2.2 | 73 | 59 | 201922702
AMERICAN STANDARD | 4A6L9048A1 | 4TXCD008DS3 | S9V2C080U5PSB+RP | 46000 | 42500 | 19 | 11.5 | 8.7 | 2.2 | 74 | 59 | 201922703
AMERICAN STANDARD | 4A6L9048A1 | 4TXCD008DS3 | S9V2D120U5PSB+RP | 47500 | 44000 | 18 | 11.7 | 9 | 2.28 | 73 | 58 | 201922700
AMERICAN STANDARD | 4A6L9048A1 | 4TXCD008DS3 | S9V2C100U5PSB+RP | 46000 | 42500 | 18.5 | 11.7 | 8.7 | 2.2 | 74 | 59 | 201922701
AMERICAN STANDARD | 4A6L9048A1 | 4TXCD008DS3 | *DD2C100ACV5 | 43500 | 41000 | 17.5 | 11 | 8.5 | 2.08 | 75 | 60 | 201922697
TRANE | 4TWL9048A1 | 4TXCD010DS3 | S9V2C100D4PSB+RP | 43500 | 42500 | 17 | 10 | 8.7 | 2.16 | 70 | 57 | 201922128
TRANE | 4TWL9048A1 | 4TXCD010DS3 | S9V2C100D5PSB+RP | 43500 | 42500 | 17 | 11 | 8.7 | 2.16 | 71 | 57 | 201922127
TRANE | 4TWL9048A1 | 4TXCD008DS3 | S9V2C100U4PSB+RP | 46000 | 42500 | 19 | 11.7 | 8.7 | 2.2 | 73 | 59 | 201922123
TRANE | 4TWL9048A1 | 4TXCD008DS3 | S9V2C080U5PSB+RP | 46000 | 42500 | 19 | 11.5 | 8.7 | 2.2 | 74 | 59 | 201922124
TRANE | 4TWL9048A1 | 4TXCD008DS3 | S9V2C100U5PSB+RP | 46000 | 42500 | 18.5 | 11.7 | 8.7 | 2.2 | 74 | 59 | 201922122
TRANE | 4TWL9048A1 | 4TXCD008DS3 | *DD2C100ACV5 | 43500 | 41000 | 17.5 | 11 | 8.5 | 2.08 | 75 | 60 | 201922118
TRANE | 4TWL9048A1 | 4TXCD008DS3 | S9V2D120U5PSB+RP | 47500 | 44000 | 18 | 11.7 | 9 | 2.28 | 73 | 58 | 201922121
TRANE | 4TWL9048A1 | 4TXCD008DS3 | *DD2D120ACV5 | 44500 | 42000 | 18 | 11 | 8.7 | 2.18 | 75 | 60 | 201922116
AMERICAN STANDARD | 4A6V8X48A1 | 4TXCD010DS3 | S9V2C100U5PSB+RP | 45500 | 42000 | 18 | 11.7 | 8.5 | 1.81 | 85 | 67 | 207599980
TRANE | 4TWL6036A1 | 4TXCC009DS3 | *UD2C080ACV4 | 36800 | 32600 | 15.2 | 12 | 8.1 | 2.16 | 65 | 50 | 211214897
TRANE | 4TWL6036A1 | 4TXCC009DS3 | *UD2C080A9V4 | 37600 | 33400 | 15.2 | 12 | 8.1 | 2.12 | 65 | 50 | 211214896
AMERICAN STANDARD | 4A6V8X48A1 | 4TXCD008DS3 | S9V2D120D5PSB+RP | 43500 | 42000 | 18 | 11 | 8.5 | 1.8 | 86 | 68 | 207599977
AMERICAN STANDARD | 4A6V8X48A1 | 4TXCC007DS3 | S9V2C100D4PSB+RP | 43500 | 42000 | 18 | 10 | 8.5 | 1.78 | 87 | 68 | 207599976
TRANE | 4TWV0X36A1 | 4TXCB004DS3 | S9V2B080U4VSA+RP | 34200 | 31400 | 20 | 12 | 8.5 | 1.8 | 83 | 64 | 209326026
AMERICAN STANDARD | 4A6V8X48A1 | 4TXCC007DS3 | S9V2C100U4PSB+RP | 45500 | 43500 | 18 | 11.5 | 8.5 | 1.82 | 86 | 67 | 207599975
AMERICAN STANDARD | 4A6V8X48A1 | 4TXCB006DS3 | S9V2B080D4PSB+RP | 43000 | 42000 | 18 | 10 | 8.5 | 1.76 | 87 | 69 | 207599974
TRANE | 4TWL6036A1 | 4TXCC009DS3 | S8X1C100M5PTC | 37800 | 33600 | 15.2 | 12 | 8.1 | 2.11 | 65 | 50 | 211214879
TRANE | 4TWL9048A1 | 4PX*DD60BS3 | S9V2C100D4PSB+RP | 45500 | 42000 | 19 | 11.5 | 8.5 | 2.17 | 73 | 59 | 201921970
AMERICAN STANDARD | 4A6V0X36A1 | 4TXCC005DS3 | S9V2C100U4VSA+RP | 34400 | 31400 | 20 | 12 | 8.5 | 1.81 | 83 | 64 | 207590145
AMERICAN STANDARD | 4A6V0X60A1 | TEM8A0C48V41+TDR |  | 54000 | 51000 | 19.5 | 12 | 8.5 | 1.84 | 95 | 73 | 207709026
TRANE | 4TWL9048A1 | 4PX*DD60BS3 | *DD2C100ACV5 | 45500 | 42500 | 19 | 11.5 | 8.5 | 2.15 | 73 | 58 | 201921972
TRANE | 4TWL9048A1 | 4PX*CU60BS3 | S9V2C100U4PSB+RP | 48500 | 43500 | 19 | 11.7 | 8.7 | 2.27 | 73 | 58 | 201921946
TRANE | 4TWL9048A1 | 4PX*CU60BS3 | *UD2C080ACV4 | 48000 | 43500 | 19 | 11.7 | 8.7 | 2.28 | 73 | 58 | 201921945
TRANE | 4TWL9048A1 | 4PX*CU60BS3 | *UD2C100ACV5 | 48500 | 43500 | 19 | 11.2 | 8.7 | 2.23 | 74 | 60 | 201921944
TRANE | 4TWL9048A1 | 4PX*CU60BS3 | S9V2C100U5PSB+RP | 48500 | 43500 | 19 | 11.7 | 9 | 2.27 | 74 | 59 | 201921943
AMERICAN STANDARD | 4A6V0X48A1 | 4TXCC009DS3 | S9V2C100U4VSA+RP | 46500 | 42000 | 19.5 | 11.7 | 8.5 | 1.8 | 86 | 67 | 207590157
AMERICAN STANDARD | 4A6V0X48A1 | 4PX*CU48BS3 | S9V2C100U4VSA+RP | 45500 | 42500 | 19.5 | 11.5 | 8.2 | 1.75 | 86 | 67 | 207590148
TRANE | 4TWL9048A1 | 4PX*CU60BS3 | S9V2C080U5PSB+RP | 48500 | 43500 | 19 | 11.7 | 8.7 | 2.26 | 73 | 59 | 201921940
AMERICAN STANDARD | 4A6V0X48A1 | 4PX*DU60BS3 | S9V2D120U5VSA+RP | 47000 | 42000 | 19.5 | 11.7 | 8.5 | 1.82 | 86 | 67 | 207590154
AMERICAN STANDARD | 4A6V0X48A1 | 4PX*DU60BS3 | S9V2C100U4VSA+RP | 45000 | 41000 | 19 | 11.7 | 8.2 | 1.75 | 86 | 67 | 207590153
AMERICAN STANDARD | 4A6V0X48A1 | 4PX*CU60BS3 | S9V2C100U4VSA+RP | 46500 | 42000 | 19.5 | 11.7 | 8.5 | 1.8 | 86 | 67 | 207590150
TRANE | 4TWL5036N1 | 4PX*BU48BS3 | S8V2B060M4PCA | 34600 | 32200 | 15.2 | 12 | 8.1 | 2.02 | 62 | 46 | 210708348
TRANE | 4TWL5036N1 | 4PX*BU42BS3 | S8V2B060M4PCA | 34600 | 32600 | 15.2 | 12 | 8.1 | 2.01 | 62 | 46 | 210708333
TRANE | 4TWL6036A1 | 4TXCC009DS3 | *UD2C080B9V4 | 37400 | 33400 | 15.2 | 12 | 8.1 | 2.11 | 65 | 50 | 211214895
TRANE | 4TWL9048A1 | 4PX*DD60BS3 | S9V2D120D5PSB+RP | 47500 | 43000 | 18 | 11.7 | 8.7 | 2.26 | 74 | 59 | 201921974
TRANE | 4TWL6036A1 | 4TXCD008DS3 | S8X1D120M5PSC | 36000 | 32800 | 15.2 | 12 | 8.1 | 2.15 | 65 | 50 | 211214898
TRANE | 4TWL6036A1 | 4TXCC007DS3 | S8X1C080M5PSC | 37000 | 33600 | 15.2 | 12 | 8.1 | 2.15 | 65 | 50 | 211214869
TRANE | 4TWL6036A1 | 4TXCC009DS3 | S8X1C080M5PTC | 37600 | 33200 | 15.2 | 12 | 8.1 | 2.13 | 65 | 50 | 211214881
TRANE | 4TWL6036A1 | 4TXCC009DS3 | *UD2C100ACV5 | 37800 | 33200 | 15.2 | 12 | 8.1 | 2.14 | 65 | 50 | 211214893
TRANE | 4TWL6036A1 | 4TXCC009DS3 | *UHMC100ACV4 | 37400 | 33000 | 15.2 | 12 | 8.1 | 2.16 | 65 | 50 | 211214891
TRANE | 4TWL6036A1 | 4TXCC009DS3 | L8V1C100U5VSA | 37800 | 33200 | 15.2 | 12 | 8.1 | 2.14 | 65 | 50 | 211214890
TRANE | 4TWL6036A1 | 4TXCC009DS3 | S8V2C080M5PCA | 37000 | 33000 | 15.2 | 12 | 8.1 | 2.14 | 65 | 50 | 211214886
TRANE | 4TWL6036A1 | 4TXCC009DS3 | S8X2C100M5PTC | 37800 | 33600 | 15.2 | 12 | 8.1 | 2.11 | 65 | 50 | 211214875
TRANE | 4TWL6036A1 | 4TXCC009DS3 | S8V2C080M5PDA | 37000 | 33000 | 15.2 | 12 | 8.1 | 2.14 | 65 | 50 | 211214885
TRANE | 4TWL6036A1 | 4TXCC009DS3 | S8V2C100M5PCA | 36800 | 32800 | 15.2 | 12 | 8.1 | 2.14 | 65 | 50 | 211214884
TRANE | 4TWL6036A1 | 4TXCC009DS3 | S8V2C100M5PDA | 36800 | 32800 | 15.2 | 12 | 8.1 | 2.14 | 65 | 50 | 211214883
TRANE | 4TWL6036A1 | 4TXCC009DS3 | S8X1C080M5PSC | 37600 | 33200 | 15.2 | 12 | 8.1 | 2.13 | 65 | 50 | 211214882
TRANE | 4TWL6036A1 | 4TXCC009DS3 | S8X1C100M5PSC | 37800 | 33600 | 15.2 | 12 | 8.1 | 2.11 | 65 | 50 | 211214880
TRANE | 4TWL6036A1 | 4TXCC009DS3 | S9X1C080U5PSB | 37800 | 33400 | 15.2 | 12 | 8.1 | 2.12 | 65 | 50 | 211214874
TRANE | 4TWL6036A1 | 4TXCC009DS3 | S8X2C080M5PSC | 37600 | 33200 | 15.2 | 12 | 8.1 | 2.13 | 65 | 50 | 211214878
TRANE | 4TWL6036A1 | 4TXCC009DS3 | S8X2C100M5PSC | 37800 | 33600 | 15.2 | 12 | 8.1 | 2.11 | 65 | 50 | 211214876
TRANE | 4TWL6036A1 | 4TXCC007DS3 | *UD2C100ACV5 | 36600 | 33200 | 15.2 | 12 | 8.1 | 2.16 | 65 | 50 | 211214872
TRANE | 4TWL6036A1 | 4TXCC009DS3 | S9X2C080U5PSB | 37800 | 33400 | 15.2 | 12 | 8.1 | 2.12 | 65 | 50 | 211214873
TRANE | 4TWL6036A1 | 4TXCC007DS3 | S8X1C080M5PTC | 37000 | 33600 | 15.2 | 12 | 8.1 | 2.15 | 65 | 50 | 211214868
TRANE | 4TWL6036A1 | 4TXCB006DS3 | S8X1B060M4PSC | 36600 | 33400 | 15.2 | 12 | 8.1 | 2.13 | 65 | 50 | 211214843
TRANE | 4TWL6036A1 | 4TXCC005DS3 | *UD2C100ACV5 | 35600 | 32200 | 15.2 | 12 | 8.1 | 2.12 | 66 | 52 | 211214860
TRANE | 4TWL6036A1 | 4TXCB006DS3 | S8X2B060M4PSC | 36600 | 33400 | 15.2 | 12 | 8.1 | 2.13 | 65 | 50 | 211214854
TRANE | 4TWL6036A1 | 4TXCC007DS3 | S8X2C080M5PSC | 37000 | 33600 | 15.2 | 12 | 8.1 | 2.15 | 65 | 50 | 211214867
TRANE | 4TWL6036A1 | 4TXCC007DS3 | *UD2C080ACV4 | 36400 | 33200 | 15.2 | 12 | 8.1 | 2.15 | 64 | 50 | 211214865
TRANE | 4TWL6036A1 | 4TXCC007DS3 | S8X2C080M5PTC | 37000 | 33600 | 15.2 | 12 | 8.1 | 2.15 | 65 | 50 | 211214866
TRANE | 4TWL6036A1 | 4TXCB006DS3 | S8X2B060M4PTC | 36600 | 33400 | 15.2 | 12 | 8.1 | 2.13 | 65 | 50 | 211214855
TRANE | 4TWL6036A1 | 4TXCB006DS3 | S8X2B080M4PTC | 35800 | 32800 | 15.2 | 12 | 8.1 | 2.13 | 65 | 50 | 211214857
TRANE | 4TWL6036A1 | 4TXCB006DS3 | S8X2B080M4PSC | 35800 | 32800 | 15.2 | 12 | 8.1 | 2.13 | 65 | 50 | 211214856
TRANE | 4TWL6036A1 | 4TXCB006DS3 | L8X1B080U4XSA | 36400 | 33400 | 15.2 | 12 | 8.1 | 2.12 | 65 | 50 | 211214849
TRANE | 4TWL6036A1 | 4TXCB006DS3 | S8X1B080M4PTC | 35800 | 32800 | 15.2 | 12 | 8.1 | 2.13 | 65 | 50 | 211214851
TRANE | 4TWL6036A1 | 4TXCB006DS3 | L8X1B060U3XSA | 35600 | 32800 | 15.2 | 12 | 8.1 | 2.12 | 65 | 51 | 211214848
TRANE | 4TWL6036A1 | 4TXCB006DS3 | *UD2B060ACV3 | 35600 | 32600 | 15.2 | 12 | 8.1 | 2.15 | 66 | 51 | 211214846
TRANE | 4TWL6036A1 | 4PX*DU48BS3 | S8X1D120M5PSC | 36000 | 32800 | 15.2 | 12 | 8.1 | 2.15 | 65 | 50 | 211214802
TRANE | 4TWL6036A1 | 4TXCB006DS3 | S8X1B080M4PSC | 35800 | 32800 | 15.2 | 12 | 8.1 | 2.13 | 65 | 50 | 211214845
TRANE | 4TWL6036A1 | 4TXCB006DS3 | S8X1B060M4PTC | 36600 | 33400 | 15.2 | 12 | 8.1 | 2.13 | 65 | 50 | 211214844
AMERICAN STANDARD | 4A6L5030N1 | 4TXCB003DS3 | S8V2B080M4PCA | 28800 | 29400 | 15.2 | 12 | 8.1 | 2.14 | 65 | 50 | 210793551
AMERICAN STANDARD | 4A6L5030N1 | 4PX*BD36BS3+HORIZ-RT | *UD2B080ACV3 | 29400 | 28600 | 15.2 | 12 | 8.1 | 2.12 | 66 | 51 | 210793194
AMERICAN STANDARD | 4A6L5030N1 | 4PX*BD36BS3+HORIZ-RT | *UD2B060ACV3 | 29600 | 28400 | 15.2 | 12 | 8.1 | 2.14 | 66 | 51 | 210793193
AMERICAN STANDARD | 4A6L5030N1 | 4PX*BD36BS3 | S8X2B080M4PTC | 29600 | 28600 | 15.2 | 12 | 8.1 | 2.12 | 66 | 51 | 210793191
AMERICAN STANDARD | 4A6L5030N1 | 4PX*BD36BS3 | S9V2B040D3PSB | 29400 | 28400 | 15.2 | 12 | 8.1 | 2.12 | 66 | 51 | 210793192
AMERICAN STANDARD | 4A6L5030N1 | 4PX*BD36BS3 | S8X2B080M4PSC | 29600 | 28600 | 15.2 | 12 | 8.1 | 2.12 | 66 | 51 | 210793190
AMERICAN STANDARD | 4A6L5030N1 | 4PX*BD36BS3 | S8X2B060M4PTC | 29600 | 28600 | 15.2 | 12 | 8.1 | 2.13 | 66 | 51 | 210793189
AMERICAN STANDARD | 4A6L5030N1 | 4PX*BD36BS3 | S8X1B060M4PTC | 29600 | 28600 | 15.2 | 12 | 8.1 | 2.13 | 66 | 51 | 210793183
AMERICAN STANDARD | 4A6L5030N1 | 4PX*BD36BS3 | S8X2B060M4PSC | 29600 | 28600 | 15.2 | 12 | 8.1 | 2.13 | 66 | 51 | 210793188
AMERICAN STANDARD | 4A6L5030N1 | 4PX*BD36BS3 | S8X2A040M3PTC | 28600 | 28000 | 15.2 | 12 | 8.1 | 2.09 | 66 | 51 | 210793187
AMERICAN STANDARD | 4A6L5030N1 | 4PX*BD36BS3 | S8X2A040M3PSC | 28600 | 28000 | 15.2 | 12 | 8.1 | 2.09 | 66 | 51 | 210793186
AMERICAN STANDARD | 4A6L5030N1 | 4PX*BD36BS3 | *DHMB080ACV3 | 29400 | 28400 | 15.2 | 12 | 8.1 | 2.12 | 66 | 51 | 210793169
AMERICAN STANDARD | 4A6L5030N1 | 4PX*BD36BS3 | S8X1B080M4PSC | 29600 | 28600 | 15.2 | 12 | 8.1 | 2.12 | 66 | 51 | 210793184
AMERICAN STANDARD | 4A6L5030N1 | 4PX*BD36BS3 | S8X1B080M4PTC | 29600 | 28600 | 15.2 | 12 | 8.1 | 2.12 | 66 | 51 | 210793185
AMERICAN STANDARD | 4A6L5030N1 | 4PX*BD36BS3 | S9V2B080D4VSA | 29600 | 28400 | 15.2 | 12 | 8.1 | 2.13 | 66 | 51 | 210793163
AMERICAN STANDARD | 4A6L5030N1 | 4PX*BD36BS3 | S8X1B060M4PSC | 29600 | 28600 | 15.2 | 12 | 8.1 | 2.13 | 66 | 51 | 210793182
AMERICAN STANDARD | 4A6L5030N1 | 4PX*BD36BS3 | S8X1B040M2PSC | 29200 | 28400 | 15.2 | 12 | 8.1 | 2.13 | 66 | 51 | 210793180
BRYANT HEATING AND COOLING SYSTEMS | GH7TAN424**AA* | CAP**2517AL* | 88*TA48070C17*** | 23600 | 24000 | 16 | 12.5 | 8.1 | 2.22 | 58 | 42 | 207873265
AIRQUEST | N4H7T24*K*AAA* | EA*4X25L17A* | *80CTL0701716A* | 23600 | 24000 | 16 | 12.5 | 8.1 | 2.22 | 58 | 42 | 207873267
ARCOAIRE | N4H7T24*K*AAA* | EA*4X25L17A* | *80CTL0701716A* | 23600 | 24000 | 16 | 12.5 | 8.1 | 2.22 | 58 | 42 | 207873268
BRYANT HEATING AND COOLING SYSTEMS | 227TAN024**AA* | CAP**2517AL* | 88*TA48070C17*** | 23600 | 24000 | 16 | 12.5 | 8.1 | 2.22 | 58 | 42 | 207873264
CARRIER | GH7TAN424**AA* | CAP**2517AL* | 58TN*A070C17**16 | 23600 | 24000 | 16 | 12.5 | 8.1 | 2.22 | 58 | 42 | 207873266
CARRIER | 25TPA724A**30* | CSPH*3612AL* | OVMAAB060154 | 24800 | 25600 | 15.2 | 11.5 | 8.1 | 2.2 | 60 | 43 | 207874979
BRYANT HEATING AND COOLING SYSTEMS | 227TAN024**AA* | CSPH*3612AL* | OVMAAB060154 | 24800 | 25600 | 15.2 | 11.5 | 8.1 | 2.2 | 60 | 43 | 207874980
BRYANT HEATING AND COOLING SYSTEMS | GH7TAN424**AA* | CSPH*3612AL* | OVMAAB060154 | 24800 | 25600 | 15.2 | 11.5 | 8.1 | 2.2 | 60 | 43 | 207874981
CARRIER | GH7TAN424**AA* | CSPH*3612AL* | OVMAAB060154 | 24800 | 25600 | 15.2 | 11.5 | 8.1 | 2.2 | 60 | 43 | 207874982
AIRQUEST | N4H7T24*K*AAA* | EHD4X36AAL | OMV154L20A | 24800 | 25600 | 15.2 | 11.5 | 8.1 | 2.2 | 60 | 43 | 207874983
ARCOAIRE | N4H7T24*K*AAA* | EHD4X36AAL | OMV154L20A | 24800 | 25600 | 15.2 | 11.5 | 8.1 | 2.2 | 60 | 43 | 207874984
COMFORTMAKER | N4H7T24*K*AAA* | EHD4X36AAL | OMV154L20A | 24800 | 25600 | 15.2 | 11.5 | 8.1 | 2.2 | 60 | 43 | 207874985
HEIL | N4H7T24*K*AAA* | EHD4X36AAL | OMV154L20A | 24800 | 25600 | 15.2 | 11.5 | 8.1 | 2.2 | 60 | 43 | 207874987
DAY & NIGHT | N4H7T24*K*AAA* | EHD4X36AAL | OMV154L20A | 24800 | 25600 | 15.2 | 11.5 | 8.1 | 2.2 | 60 | 43 | 207874986
KEEPRITE | N4H7T24*K*AAA* | EHD4X36AAL | OMV154L20A | 24800 | 25600 | 15.2 | 11.5 | 8.1 | 2.2 | 60 | 43 | 207874988
KENMORE | N4H7T24*K*AAA* | EHD4X36AAL | OMV154L20A | 24800 | 25600 | 15.2 | 11.5 | 8.1 | 2.2 | 60 | 43 | 207874989
TEMPSTAR | N4H7T24*K*AAA* | EHD4X36AAL | OMV154L20A | 24800 | 25600 | 15.2 | 11.5 | 8.1 | 2.2 | 60 | 43 | 207874991
BRYANT HEATING AND COOLING SYSTEMS | PH7TAN424**AA* | CSPH*3612AL* | OVMAAB060154 | 24800 | 25600 | 15.2 | 11.5 | 8.1 | 2.2 | 60 | 43 | 207874992
DAY & NIGHT | N4H7T24*K*AAA* | EA*4X25L17A* | *80CTL0701716A* | 23600 | 24000 | 16 | 12.5 | 8.1 | 2.22 | 58 | 42 | 207873270
COMFORTMAKER | N4H7T24*K*AAA* | EA*4X25L17A* | *80CTL0701716A* | 23600 | 24000 | 16 | 12.5 | 8.1 | 2.22 | 58 | 42 | 207873269
CARRIER | 25TPA724A**30* | CAP**2517AL* | 58TN*A070C17**16 | 23600 | 24000 | 16 | 12.5 | 8.1 | 2.22 | 58 | 42 | 207873263
BRYANT HEATING AND COOLING SYSTEMS | GH7TAN424**AA* | CAP**3621AL* | 986TC66100C21*** | 23600 | 24200 | 16 | 12 | 8.1 | 2.2 | 58 | 43 | 207865362
CARRIER | GH7TAN424**AA* | CAP**3621AL* | 59TN6B100C21**22 | 23600 | 24200 | 16 | 12 | 8.1 | 2.2 | 58 | 43 | 207865363
BRYANT HEATING AND COOLING SYSTEMS | PH7TAN424**AA* | CAP**3621AL* | 986TC66100C21*** | 23600 | 24200 | 16 | 12 | 8.1 | 2.2 | 58 | 43 | 207865373
GRANDAIRE | W4H7T60*K*AAA* | FVM4X60***L |  | 56500 | 58000 | 16 | 12 | 8.1 | 2.26 | 63 | 50 | 207889182
ECOTEMP | W4H7T60*K*AAA* | FVM4X60***L |  | 56500 | 58000 | 16 | 12 | 8.1 | 2.26 | 63 | 50 | 207889181
ECOTEMP | W4H7T48*K*AAA* | FVM4X60***L |  | 46500 | 47000 | 16 | 12 | 8.1 | 2.3 | 62 | 49 | 207889162
GRANDAIRE | W4H7T48*K*AAA* | FVM4X60***L |  | 46500 | 47000 | 16 | 12 | 8.1 | 2.3 | 62 | 49 | 207889163
GRANDAIRE | W4H7T24*K*AAA* | FVM4X36***L |  | 23800 | 23800 | 16 | 12 | 8.1 | 2.18 | 59 | 43 | 207889155
ECOTEMP | W4H7T24*K*AAA* | FVM4X36***L |  | 23800 | 23800 | 16 | 12 | 8.1 | 2.18 | 59 | 43 | 207889154
TEMPSTAR | N4H7T24*K*AAA* | EA*4X36L21A* | OLV112A16A | 23600 | 24600 | 16 | 12 | 8.1 | 2.16 | 59 | 43 | 207873703
CARRIER | 25TPA724A**30* | CAP**3621AL* | OVLAAB048112 | 23600 | 24600 | 16 | 12 | 8.1 | 2.16 | 59 | 43 | 207873691
CARRIER | GH7TAN424**AA* | CAP**3621AL* | OVLAAB048112 | 23600 | 24600 | 16 | 12 | 8.1 | 2.16 | 59 | 43 | 207873694
MARATHERM | N4H7T24*K*AAA* | EA*4X36L21A* | OLV112A16A | 23600 | 24600 | 16 | 12 | 8.1 | 2.16 | 59 | 43 | 207873702
KENMORE | N4H7T24*K*AAA* | EA*4X36L21A* | OLV112A16A | 23600 | 24600 | 16 | 12 | 8.1 | 2.16 | 59 | 43 | 207873701
DAY & NIGHT | N4H7T24*K*AAA* | EA*4X36L21A* | OLV112A16A | 23600 | 24600 | 16 | 12 | 8.1 | 2.16 | 59 | 43 | 207873698
COMFORTMAKER | N4H7T24*K*AAA* | EA*4X36L21A* | OLV112A16A | 23600 | 24600 | 16 | 12 | 8.1 | 2.16 | 59 | 43 | 207873697
KEEPRITE | N4H7T24*K*AAA* | EA*4X36L21A* | OLV112A16A | 23600 | 24600 | 16 | 12 | 8.1 | 2.16 | 59 | 43 | 207873700
BRYANT HEATING AND COOLING SYSTEMS | PH7TAN424**AA* | CAP**3621AL* | OVLAAB048112 | 23600 | 24600 | 16 | 12 | 8.1 | 2.16 | 59 | 43 | 207873704
AIRQUEST | N4H7T24*K*AAA* | EA*4X36L21A* | OLV112A16A | 23600 | 24600 | 16 | 12 | 8.1 | 2.16 | 59 | 43 | 207873695
CARRIER | 25TPA736A**30* | CAP**4321AL* | 59TN6B080C21**20 | 35400 | 36000 | 16 | 11.7 | 8.1 | 2.14 | 62 | 49 | 207876994
BRYANT HEATING AND COOLING SYSTEMS | PH7TAN436**AA* | CAP**4321AL* | 987MB60080C21*** | 35400 | 36000 | 16 | 11.7 | 8.1 | 2.14 | 62 | 49 | 207876965
KENMORE | N4H7T36*K*AAA* | EA*4X43L21A* | *97CMN0802120A* | 35400 | 36000 | 16 | 11.7 | 8.1 | 2.14 | 62 | 49 | 207876962
TEMPSTAR | N4H7T36*K*AAA* | EA*4X43L21A* | *97CMN0802120A* | 35400 | 36000 | 16 | 11.7 | 8.1 | 2.14 | 62 | 49 | 207876964
MARATHERM | N4H7T36*K*AAA* | EA*4X43L21A* | *97CMN0802120A* | 35400 | 36000 | 16 | 11.7 | 8.1 | 2.14 | 62 | 49 | 207876963
KEEPRITE | N4H7T36*K*AAA* | EA*4X43L21A* | *97CMN0802120A* | 35400 | 36000 | 16 | 11.7 | 8.1 | 2.14 | 62 | 49 | 207876961
HEIL | N4H7T36*K*AAA* | EA*4X43L21A* | *97CMN0802120A* | 35400 | 36000 | 16 | 11.7 | 8.1 | 2.14 | 62 | 49 | 207876960
DAY & NIGHT | N4H7T36*K*AAA* | EA*4X43L21A* | *97CMN0802120A* | 35400 | 36000 | 16 | 11.7 | 8.1 | 2.14 | 62 | 49 | 207876959
COMFORTMAKER | N4H7T36*K*AAA* | EA*4X43L21A* | *97CMN0802120A* | 35400 | 36000 | 16 | 11.7 | 8.1 | 2.14 | 62 | 49 | 207876958
ARCOAIRE | N4H7T36*K*AAA* | EA*4X43L21A* | *97CMN0802120A* | 35400 | 36000 | 16 | 11.7 | 8.1 | 2.14 | 62 | 49 | 207876957
AIRQUEST | N4H7T36*K*AAA* | EA*4X43L21A* | *97CMN0802120A* | 35400 | 36000 | 16 | 11.7 | 8.1 | 2.14 | 62 | 49 | 207876956
CARRIER | GH7TAN436**AA* | CAP**4321AL* | 59MN7B080C21**20 | 35400 | 36000 | 16 | 11.7 | 8.1 | 2.14 | 62 | 49 | 207876955
BRYANT HEATING AND COOLING SYSTEMS | GH7TAN436**AA* | CAP**4321AL* | 987MB60080C21*** | 35400 | 36000 | 16 | 11.7 | 8.1 | 2.14 | 62 | 49 | 207876954
CARRIER | 25TPA736A**30* | CAP**4321AL* | 59MN7B080C21**20 | 35400 | 36000 | 16 | 11.7 | 8.1 | 2.14 | 62 | 49 | 207876952
BRYANT HEATING AND COOLING SYSTEMS | PH7TAN436**AA* | CAP**4321AL* | 986TC60080C21*** | 35400 | 36000 | 16 | 11.7 | 8.1 | 2.14 | 62 | 49 | 207877007
TEMPSTAR | N4H7T36*K*AAA* | EA*4X43L21A* | *96CTN0802120A* | 35400 | 36000 | 16 | 11.7 | 8.1 | 2.14 | 62 | 49 | 207877006
MARATHERM | N4H7T36*K*AAA* | EA*4X43L21A* | *96CTN0802120A* | 35400 | 36000 | 16 | 11.7 | 8.1 | 2.14 | 62 | 49 | 207877005
KENMORE | N4H7T36*K*AAA* | EA*4X43L21A* | *96CTN0802120A* | 35400 | 36000 | 16 | 11.7 | 8.1 | 2.14 | 62 | 49 | 207877004
HEIL | N4H7T36*K*AAA* | EA*4X43L21A* | *96CTN0802120A* | 35400 | 36000 | 16 | 11.7 | 8.1 | 2.14 | 62 | 49 | 207877002
KEEPRITE | N4H7T36*K*AAA* | EA*4X43L21A* | *96CTN0802120A* | 35400 | 36000 | 16 | 11.7 | 8.1 | 2.14 | 62 | 49 | 207877003
DAY & NIGHT | N4H7T36*K*AAA* | EA*4X43L21A* | *96CTN0802120A* | 35400 | 36000 | 16 | 11.7 | 8.1 | 2.14 | 62 | 49 | 207877001
COMFORTMAKER | N4H7T36*K*AAA* | EA*4X43L21A* | *96CTN0802120A* | 35400 | 36000 | 16 | 11.7 | 8.1 | 2.14 | 62 | 49 | 207877000
ARCOAIRE | N4H7T36*K*AAA* | EA*4X43L21A* | *96CTN0802120A* | 35400 | 36000 | 16 | 11.7 | 8.1 | 2.14 | 62 | 49 | 207876999
AIRQUEST | N4H7T36*K*AAA* | EA*4X43L21A* | *96CTN0802120A* | 35400 | 36000 | 16 | 11.7 | 8.1 | 2.14 | 62 | 49 | 207876998
CARRIER | GH7TAN436**AA* | CAP**4321AL* | 59TN6B080C21**20 | 35400 | 36000 | 16 | 11.7 | 8.1 | 2.14 | 62 | 49 | 207876997
BRYANT HEATING AND COOLING SYSTEMS | GH7TAN436**AA* | CAP**4321AL* | 986TC60080C21*** | 35400 | 36000 | 16 | 11.7 | 8.1 | 2.14 | 62 | 49 | 207876996
CARRIER | 25TPA724A**30* | CAP**3717AL* | 59TP6B040V14**10 | 23600 | 24600 | 16.5 | 12 | 8.1 | 2.16 | 59 | 43 | 207873775
BRYANT HEATING AND COOLING SYSTEMS | GH7TAN424**AA* | CAP**3717AL* | 926TB30040V14*** | 23600 | 24600 | 16.5 | 12 | 8.1 | 2.16 | 59 | 43 | 207873777
CARRIER | GH7TAN424**AA* | CAP**3717AL* | 59TP6B040V14**10 | 23600 | 24600 | 16.5 | 12 | 8.1 | 2.16 | 59 | 43 | 207873778
ARCOAIRE | N4H7T24*K*AAA* | EA*4X37L17A* | *96VTN0401410A* | 23600 | 24600 | 16.5 | 12 | 8.1 | 2.16 | 59 | 43 | 207873780
COMFORTMAKER | N4H7T24*K*AAA* | EA*4X37L17A* | *96VTN0401410A* | 23600 | 24600 | 16.5 | 12 | 8.1 | 2.16 | 59 | 43 | 207873781
HEIL | N4H7T24*K*AAA* | EA*4X37L17A* | *96VTN0401410A* | 23600 | 24600 | 16.5 | 12 | 8.1 | 2.16 | 59 | 43 | 207873783
KEEPRITE | N4H7T24*K*AAA* | EA*4X37L17A* | *96VTN0401410A* | 23600 | 24600 | 16.5 | 12 | 8.1 | 2.16 | 59 | 43 | 207873784
KENMORE | N4H7T24*K*AAA* | EA*4X37L17A* | *96VTN0401410A* | 23600 | 24600 | 16.5 | 12 | 8.1 | 2.16 | 59 | 43 | 207873785
MARATHERM | N4H7T24*K*AAA* | EA*4X37L17A* | *96VTN0401410A* | 23600 | 24600 | 16.5 | 12 | 8.1 | 2.16 | 59 | 43 | 207873786
TEMPSTAR | N4H7T24*K*AAA* | EA*4X37L17A* | *96VTN0401410A* | 23600 | 24600 | 16.5 | 12 | 8.1 | 2.16 | 59 | 43 | 207873787
BRYANT HEATING AND COOLING SYSTEMS | PH7TAN424**AA* | CAP**3717AL* | 926TB30040V14*** | 23600 | 24600 | 16.5 | 12 | 8.1 | 2.16 | 59 | 43 | 207873788
PAYNE HEATING AND COOLING | PH7TAN424**AA* | CAP**3717AL* | PG96VTAA30040A** | 23600 | 24600 | 16.5 | 12 | 8.1 | 2.16 | 59 | 43 | 207873789
BRYANT HEATING AND COOLING SYSTEMS | GH7TAN424**AA* | CAP**3721AL* | 83*CA60100C21*** | 24000 | 24600 | 17 | 12.5 | 8.1 | 2.24 | 58 | 42 | 207873821
AIRQUEST | N4H7T24*K*AAA* | EA*4X37L21A* | *80CSU1002120A* | 24000 | 24600 | 17 | 12.5 | 8.1 | 2.24 | 58 | 42 | 207873823
ARCOAIRE | N4H7T24*K*AAA* | EA*4X37L21A* | *80CSU1002120A* | 24000 | 24600 | 17 | 12.5 | 8.1 | 2.24 | 58 | 42 | 207873824
COMFORTMAKER | N4H7T24*K*AAA* | EA*4X37L21A* | *80CSU1002120A* | 24000 | 24600 | 17 | 12.5 | 8.1 | 2.24 | 58 | 42 | 207873825
DAY & NIGHT | N4H7T24*K*AAA* | EA*4X37L21A* | *80CSU1002120A* | 24000 | 24600 | 17 | 12.5 | 8.1 | 2.24 | 58 | 42 | 207873826
HEIL | N4H7T24*K*AAA* | EA*4X37L21A* | *80CSU1002120A* | 24000 | 24600 | 17 | 12.5 | 8.1 | 2.24 | 58 | 42 | 207873827
KEEPRITE | N4H7T24*K*AAA* | EA*4X37L21A* | *80CSU1002120A* | 24000 | 24600 | 17 | 12.5 | 8.1 | 2.24 | 58 | 42 | 207873828
KENMORE | N4H7T24*K*AAA* | EA*4X37L21A* | *80CSU1002120A* | 24000 | 24600 | 17 | 12.5 | 8.1 | 2.24 | 58 | 42 | 207873829
MARATHERM | N4H7T24*K*AAA* | EA*4X37L21A* | *80CSU1002120A* | 24000 | 24600 | 17 | 12.5 | 8.1 | 2.24 | 58 | 42 | 207873830
TEMPSTAR | N4H7T24*K*AAA* | EA*4X37L21A* | *80CSU1002120A* | 24000 | 24600 | 17 | 12.5 | 8.1 | 2.24 | 58 | 42 | 207873831
BRYANT HEATING AND COOLING SYSTEMS | PH7TAN424**AA* | CAP**3721AL* | 83*CA60100C21*** | 24000 | 24600 | 17 | 12.5 | 8.1 | 2.24 | 58 | 42 | 207873832
CARRIER | 25TPA724A**30* | CAP**3721AL* | 58TN*A070C21**20 | 24200 | 24800 | 17 | 12.5 | 8.1 | 2.26 | 59 | 43 | 207873833
ARCOAIRE | N4H7T24*K*AAA* | EA*4X37L21A* | *80CTL0702120A* | 24200 | 24800 | 17 | 12.5 | 8.1 | 2.26 | 59 | 43 | 207873838
BRYANT HEATING AND COOLING SYSTEMS | 227TAN024**AA* | CAP**3721AL* | 88*TA60070C21*** | 24200 | 24800 | 17 | 12.5 | 8.1 | 2.26 | 59 | 43 | 207873834
BRYANT HEATING AND COOLING SYSTEMS | GH7TAN424**AA* | CAP**3721AL* | 88*TA60070C21*** | 24200 | 24800 | 17 | 12.5 | 8.1 | 2.26 | 59 | 43 | 207873835
CARRIER | GH7TAN424**AA* | CAP**3721AL* | 58TN*A070C21**20 | 24200 | 24800 | 17 | 12.5 | 8.1 | 2.26 | 59 | 43 | 207873836
AIRQUEST | N4H7T24*K*AAA* | EA*4X37L21A* | *80CTL0702120A* | 24200 | 24800 | 17 | 12.5 | 8.1 | 2.26 | 59 | 43 | 207873837
DAY & NIGHT | N4H7T24*K*AAA* | EA*4X37L21A* | *80CTL0702120A* | 24200 | 24800 | 17 | 12.5 | 8.1 | 2.26 | 59 | 43 | 207873840
HEIL | N4H7T24*K*AAA* | EA*4X37L21A* | *80CTL0702120A* | 24200 | 24800 | 17 | 12.5 | 8.1 | 2.26 | 59 | 43 | 207873841
KENMORE | N4H7T24*K*AAA* | EA*4X37L21A* | *80CTL0702120A* | 24200 | 24800 | 17 | 12.5 | 8.1 | 2.26 | 59 | 43 | 207873843
MARATHERM | N4H7T24*K*AAA* | EA*4X37L21A* | *80CTL0702120A* | 24200 | 24800 | 17 | 12.5 | 8.1 | 2.26 | 59 | 43 | 207873844
BRYANT HEATING AND COOLING SYSTEMS | PH7TAN424**AA* | CAP**3721AL* | 88*TA60070C21*** | 24200 | 24800 | 17 | 12.5 | 8.1 | 2.26 | 59 | 43 | 207873846
CARRIER | 25TPA724A**30* | CAP**3721AL* | 59MN7B080C21**20 | 23800 | 24400 | 16 | 12.5 | 8.1 | 2.24 | 58 | 42 | 207873861
BRYANT HEATING AND COOLING SYSTEMS | GH7TAN424**AA* | CAP**3721AL* | 987MB60080C21*** | 23800 | 24400 | 16 | 12.5 | 8.1 | 2.24 | 58 | 42 | 207873863
CARRIER | GH7TAN424**AA* | CAP**3721AL* | 59MN7B080C21**20 | 23800 | 24400 | 16 | 12.5 | 8.1 | 2.24 | 58 | 42 | 207873864
ARCOAIRE | N4H7T24*K*AAA* | EA*4X37L21A* | *97CMN0802120A* | 23800 | 24400 | 16 | 12.5 | 8.1 | 2.24 | 58 | 42 | 207873866
COMFORTMAKER | N4H7T24*K*AAA* | EA*4X37L21A* | *97CMN0802120A* | 23800 | 24400 | 16 | 12.5 | 8.1 | 2.24 | 58 | 42 | 207873867
DAY & NIGHT | N4H7T24*K*AAA* | EA*4X37L21A* | *97CMN0802120A* | 23800 | 24400 | 16 | 12.5 | 8.1 | 2.24 | 58 | 42 | 207873868
HEIL | N4H7T24*K*AAA* | EA*4X37L21A* | *97CMN0802120A* | 23800 | 24400 | 16 | 12.5 | 8.1 | 2.24 | 58 | 42 | 207873869
KEEPRITE | N4H7T24*K*AAA* | EA*4X37L21A* | *97CMN0802120A* | 23800 | 24400 | 16 | 12.5 | 8.1 | 2.24 | 58 | 42 | 207873870
KENMORE | N4H7T24*K*AAA* | EA*4X37L21A* | *97CMN0802120A* | 23800 | 24400 | 16 | 12.5 | 8.1 | 2.24 | 58 | 42 | 207873871
MARATHERM | N4H7T24*K*AAA* | EA*4X37L21A* | *97CMN0802120A* | 23800 | 24400 | 16 | 12.5 | 8.1 | 2.24 | 58 | 42 | 207873872
PAYNE HEATING AND COOLING | PH7TAN424**AA* | CAP**3717AL* | PG80VTLA48090B** | 23400 | 24000 | 16.5 | 12.5 | 8.1 | 2.2 | 58 | 43 | 207865598
BRYANT HEATING AND COOLING SYSTEMS | GH7TAN424**AA* | CAP**3717AL* | 82*TA48090V17*** | 23400 | 24000 | 16.5 | 12.5 | 8.1 | 2.2 | 58 | 43 | 207865595
BRYANT HEATING AND COOLING SYSTEMS | PH7TAN424**AA* | CAP**3717AL* | 82*TA36070V14*** | 23600 | 24000 | 17 | 13 | 8.1 | 2.22 | 58 | 43 | 207865585
CARRIER | 25TPA724A**30* | CAP**3717AL* | 58TP*A070V14**12 | 23600 | 24000 | 17 | 13 | 8.1 | 2.22 | 58 | 43 | 207865581
BRYANT HEATING AND COOLING SYSTEMS | GH7TAN424**AA* | CAP**3717AL* | 82*TA36070V14*** | 23600 | 24000 | 17 | 13 | 8.1 | 2.22 | 58 | 43 | 207865583
CARRIER | 25TPA724A**30* | CAP**3717AL* | 58TP*A090V17**16 | 23400 | 24000 | 16.5 | 12.5 | 8.1 | 2.2 | 58 | 43 | 207865593
CARRIER | GH7TAN424**AA* | CAP**3717AL* | 58TP*A070V14**12 | 23600 | 24000 | 17 | 13 | 8.1 | 2.22 | 58 | 43 | 207865584
PAYNE HEATING AND COOLING | PH7TAN424**AA* | CAP**3717AL* | PG80VTLA36070A** | 23600 | 24000 | 17 | 13 | 8.1 | 2.22 | 58 | 43 | 207865586
BRYANT HEATING AND COOLING SYSTEMS | 227TAN024**AA* | CAP**3717AL* | 82*TA36070V14*** | 23600 | 24000 | 17 | 13 | 8.1 | 2.22 | 58 | 43 | 207865582
DAY & NIGHT | N4H7T24*K*AAA* | EA*4X36L21A* | *96CTN1002122A* | 23600 | 24200 | 16 | 12 | 8.1 | 2.2 | 58 | 43 | 207865367
TEMPSTAR | N4H7T24*K*AAA* | EA*4X36L21A* | *96CTN1002122A* | 23600 | 24200 | 16 | 12 | 8.1 | 2.2 | 58 | 43 | 207865372
KEEPRITE | N4H7T24*K*AAA* | EA*4X36L21A* | *96CTN1002122A* | 23600 | 24200 | 16 | 12 | 8.1 | 2.2 | 58 | 43 | 207865369
KENMORE | N4H7T24*K*AAA* | EA*4X36L21A* | *96CTN1002122A* | 23600 | 24200 | 16 | 12 | 8.1 | 2.2 | 58 | 43 | 207865370
COMFORTMAKER | N4H7T24*K*AAA* | EA*4X36L21A* | *96CTN1002122A* | 23600 | 24200 | 16 | 12 | 8.1 | 2.2 | 58 | 43 | 207865366
ARCOAIRE | N4H7T24*K*AAA* | EA*4X36L21A* | *96CTN1002122A* | 23600 | 24200 | 16 | 12 | 8.1 | 2.2 | 58 | 43 | 207865365
TEMPSTAR | N4H7T36*K*AAA* | EA*4X43L21A* | *80CSU0802120A* | 35600 | 35800 | 16 | 12 | 8.1 | 2.16 | 62 | 49 | 207869267
COMFORTMAKER | N4H7T36*K*AAA* | EA*4X37L21A* | *96VTN0801716A* | 34800 | 35400 | 15.5 | 12 | 8.1 | 2.12 | 61 | 49 | 207868692
TEMPSTAR | N4H7T36*K*AAA* | EA*4X37L21A* | *96VTN0801716A* | 34800 | 35400 | 15.5 | 12 | 8.1 | 2.12 | 61 | 49 | 207868698
MARATHERM | N4H7T36*K*AAA* | EA*4X37L21A* | *96VTN0801716A* | 34800 | 35400 | 15.5 | 12 | 8.1 | 2.12 | 61 | 49 | 207868697
KENMORE | N4H7T36*K*AAA* | EA*4X37L21A* | *96VTN0801716A* | 34800 | 35400 | 15.5 | 12 | 8.1 | 2.12 | 61 | 49 | 207868696
KEEPRITE | N4H7T36*K*AAA* | EA*4X37L21A* | *96VTN0801716A* | 34800 | 35400 | 15.5 | 12 | 8.1 | 2.12 | 61 | 49 | 207868695
PAYNE HEATING AND COOLING | PH7TAN436**AA* | CAP**3721AL* | PG96VTAA48080B** | 34800 | 35400 | 15.5 | 12 | 8.1 | 2.12 | 61 | 49 | 207868700
BRYANT HEATING AND COOLING SYSTEMS | PH7TAN436**AA* | CAP**3721AL* | 926TB48080V17*** | 34800 | 35400 | 15.5 | 12 | 8.1 | 2.12 | 61 | 49 | 207868699
HEIL | N4H7T36*K*AAA* | EA*4X37L21A* | *96VTN0801716A* | 34800 | 35400 | 15.5 | 12 | 8.1 | 2.12 | 61 | 49 | 207868694
DAY & NIGHT | N4H7T36*K*AAA* | EA*4X37L21A* | *96VTN0801716A* | 34800 | 35400 | 15.5 | 12 | 8.1 | 2.12 | 61 | 49 | 207868693
CARRIER | GH7TAN436**AA* | CAP**3721AL* | 59TP6B080V17**16 | 34800 | 35400 | 15.5 | 12 | 8.1 | 2.12 | 61 | 49 | 207868689
BRYANT HEATING AND COOLING SYSTEMS | GH7TAN436**AA* | CAP**3721AL* | 926TB48080V17*** | 34800 | 35400 | 15.5 | 12 | 8.1 | 2.12 | 61 | 49 | 207868688
BRYANT HEATING AND COOLING SYSTEMS | 227TAN036**AA* | CAP**3721AL* | 926TB48080V17*** | 34800 | 35400 | 15.5 | 12 | 8.1 | 2.12 | 61 | 49 | 207868687
ARCOAIRE | N4H7T36*K*AAA* | EA*4X37L21A* | *96VTN0801716A* | 34800 | 35400 | 15.5 | 12 | 8.1 | 2.12 | 61 | 49 | 207868691
AIRQUEST | N4H7T36*K*AAA* | EA*4X37L21A* | *96VTN0801716A* | 34800 | 35400 | 15.5 | 12 | 8.1 | 2.12 | 61 | 49 | 207868690
BRYANT HEATING AND COOLING SYSTEMS | PH7TAN436**AA* | CAP**4321AL* | 83*CA60080C21*** | 35600 | 35800 | 16 | 12 | 8.1 | 2.16 | 62 | 49 | 207869268
BRYANT HEATING AND COOLING SYSTEMS | PH7TAN424**AA* | CAP**3717AL* | 82*TA48090V17*** | 23400 | 24000 | 16.5 | 12.5 | 8.1 | 2.2 | 58 | 43 | 207865597
HEIL | N4H7T24*K*AAA* | EA*4X37L17A* | *96VTN0601714A* | 23600 | 24200 | 16.5 | 12.5 | 8.1 | 2.2 | 58 | 43 | 207865749
AIRQUEST | N4H7T24*K*AAA* | EA*4X37L17A* | *96VTN0601714A* | 23600 | 24200 | 16.5 | 12.5 | 8.1 | 2.2 | 58 | 43 | 207865745
MARATHERM | N4H7T24*K*AAA* | EA*4X37L17A* | *96VTN0601412A* | 23600 | 24400 | 16.5 | 12.5 | 8.1 | 2.18 | 58 | 43 | 207865737
BRYANT HEATING AND COOLING SYSTEMS | GH7TAN424**AA* | CAP**3717AL* | 926TB36060V14*** | 23600 | 24400 | 16.5 | 12.5 | 8.1 | 2.18 | 58 | 43 | 207865728
MARATHERM | N4H7T24*K*AAA* | EA*4X37L17A* | *96VTN0601714A* | 23600 | 24200 | 16.5 | 12.5 | 8.1 | 2.2 | 58 | 43 | 207865752
AIRQUEST | N4H7T24*K*AAA* | EA*4X37L17A* | *96VTN0601412A* | 23600 | 24400 | 16.5 | 12.5 | 8.1 | 2.18 | 58 | 43 | 207865730
PAYNE HEATING AND COOLING | PH7TAN424**AA* | CAP**3717AL* | PG96VTAA42060B** | 23600 | 24200 | 16.5 | 12.5 | 8.1 | 2.2 | 58 | 43 | 207865755
BRYANT HEATING AND COOLING SYSTEMS | PH7TAN424**AA* | CAP**3717AL* | 926TB42060V17*** | 23600 | 24200 | 16.5 | 12.5 | 8.1 | 2.2 | 58 | 43 | 207865754
TEMPSTAR | N4H7T24*K*AAA* | EA*4X37L17A* | *96VTN0601714A* | 23600 | 24200 | 16.5 | 12.5 | 8.1 | 2.2 | 58 | 43 | 207865753
CARRIER | 25TPA724A**30* | CAP**3717AL* | 59TP6B060V14**12 | 23600 | 24400 | 16.5 | 12.5 | 8.1 | 2.18 | 58 | 43 | 207865726
CARRIER | GH7TAN424**AA* | CAP**3717AL* | 59TP6B060V14**12 | 23600 | 24400 | 16.5 | 12.5 | 8.1 | 2.18 | 58 | 43 | 207865729
BRYANT HEATING AND COOLING SYSTEMS | 227TAN024**AA* | CAP**3717AL* | 926TB36060V14*** | 23600 | 24400 | 16.5 | 12.5 | 8.1 | 2.18 | 58 | 43 | 207865727
CARRIER | 25TPA724A**30* | CAP**3717AL* | 59TP6B060V17**14 | 23600 | 24200 | 16.5 | 12.5 | 8.1 | 2.2 | 58 | 43 | 207865741
TEMPSTAR | N4H7T24*K*AAA* | EA*4X37L17A* | *96VTN0601412A* | 23600 | 24400 | 16.5 | 12.5 | 8.1 | 2.18 | 58 | 43 | 207865738
PAYNE HEATING AND COOLING | PH7TAN424**AA* | CAP**3717AL* | PG96VTAA36060A** | 23600 | 24400 | 16.5 | 12.5 | 8.1 | 2.18 | 58 | 43 | 207865740
BRYANT HEATING AND COOLING SYSTEMS | PH7TAN424**AA* | CAP**3717AL* | 926TB36060V14*** | 23600 | 24400 | 16.5 | 12.5 | 8.1 | 2.18 | 58 | 43 | 207865739
CARRIER | 25TPA724A**30* | CAP**3621AL* | 59TN6B100C21**22 | 23600 | 24200 | 16 | 12 | 8.1 | 2.2 | 58 | 43 | 207865360
PAYNE HEATING AND COOLING | PH7TAN424**AA* | CAP**3721AL* | PG96VTAA42060B** | 23800 | 24400 | 16.5 | 12.5 | 8.1 | 2.22 | 59 | 43 | 207866160
TEMPSTAR | N4H7T24*K*AAA* | EA*4X37L21A* | *96VTN0601714A* | 23800 | 24400 | 16.5 | 12.5 | 8.1 | 2.22 | 59 | 43 | 207866158
MARATHERM | N4H7T24*K*AAA* | EA*4X37L21A* | *96VTN0601714A* | 23800 | 24400 | 16.5 | 12.5 | 8.1 | 2.22 | 59 | 43 | 207866157
BRYANT HEATING AND COOLING SYSTEMS | PH7TAN424**AA* | CAP**3721AL* | 926TB42060V17*** | 23800 | 24400 | 16.5 | 12.5 | 8.1 | 2.22 | 59 | 43 | 207866159
KEEPRITE | N4H7T24*K*AAA* | EA*4X37L21A* | *96VTN0601714A* | 23800 | 24400 | 16.5 | 12.5 | 8.1 | 2.22 | 59 | 43 | 207866155
KENMORE | N4H7T24*K*AAA* | EA*4X37L21A* | *96VTN0601714A* | 23800 | 24400 | 16.5 | 12.5 | 8.1 | 2.22 | 59 | 43 | 207866156
HEIL | N4H7T24*K*AAA* | EA*4X37L21A* | *96VTN0601714A* | 23800 | 24400 | 16.5 | 12.5 | 8.1 | 2.22 | 59 | 43 | 207866154
DAY & NIGHT | N4H7T24*K*AAA* | EA*4X37L21A* | *96VTN0601714A* | 23800 | 24400 | 16.5 | 12.5 | 8.1 | 2.22 | 59 | 43 | 207866153
COMFORTMAKER | N4H7T24*K*AAA* | EA*4X37L21A* | *96VTN0601714A* | 23800 | 24400 | 16.5 | 12.5 | 8.1 | 2.22 | 59 | 43 | 207866152
ARCOAIRE | N4H7T24*K*AAA* | EA*4X37L21A* | *96VTN0601714A* | 23800 | 24400 | 16.5 | 12.5 | 8.1 | 2.22 | 59 | 43 | 207866151
CARRIER | GH7TAN424**AA* | CAP**3721AL* | 59TP6B060V17**14 | 23800 | 24400 | 16.5 | 12.5 | 8.1 | 2.22 | 59 | 43 | 207866149
BRYANT HEATING AND COOLING SYSTEMS | GH7TAN424**AA* | CAP**3721AL* | 926TB42060V17*** | 23800 | 24400 | 16.5 | 12.5 | 8.1 | 2.22 | 59 | 43 | 207866148
BRYANT HEATING AND COOLING SYSTEMS | 227TAN024**AA* | CAP**3721AL* | 926TB42060V17*** | 23800 | 24400 | 16.5 | 12.5 | 8.1 | 2.22 | 59 | 43 | 207866147
DAY & NIGHT | N4H7T24*K*AAA* | EA*4X37L17A* | *96VTN0601714A* | 23600 | 24200 | 16.5 | 12.5 | 8.1 | 2.2 | 58 | 43 | 207865748
COMFORTMAKER | N4H7T24*K*AAA* | EA*4X37L17A* | *96VTN0601714A* | 23600 | 24200 | 16.5 | 12.5 | 8.1 | 2.2 | 58 | 43 | 207865747
ARCOAIRE | N4H7T24*K*AAA* | EA*4X37L17A* | *96VTN0601714A* | 23600 | 24200 | 16.5 | 12.5 | 8.1 | 2.2 | 58 | 43 | 207865746
KEEPRITE | N4H7T24*K*AAA* | EA*4X37L17A* | *96VTN0601412A* | 23600 | 24400 | 16.5 | 12.5 | 8.1 | 2.18 | 58 | 43 | 207865735
ARCOAIRE | N4H7T24*K*AAA* | EA*4X37L17A* | *96VTN0601412A* | 23600 | 24400 | 16.5 | 12.5 | 8.1 | 2.18 | 58 | 43 | 207865731
BRYANT HEATING AND COOLING SYSTEMS | 227TAN024**AA* | CAP**3717AL* | 926TB42060V17*** | 23600 | 24200 | 16.5 | 12.5 | 8.1 | 2.2 | 58 | 43 | 207865742
CARRIER | GH7TAN424**AA* | CAP**3717AL* | 59TP6B060V17**14 | 23600 | 24200 | 16.5 | 12.5 | 8.1 | 2.2 | 58 | 43 | 207865744
BRYANT HEATING AND COOLING SYSTEMS | GH7TAN424**AA* | CAP**3717AL* | 926TB42060V17*** | 23600 | 24200 | 16.5 | 12.5 | 8.1 | 2.2 | 58 | 43 | 207865743
COMFORTMAKER | N4H7T24*K*AAA* | EA*4X37L17A* | *96VTN0601412A* | 23600 | 24400 | 16.5 | 12.5 | 8.1 | 2.18 | 58 | 43 | 207865732
KEEPRITE | N4H7T24*K*AAA* | EA*4X37L17A* | *96VTN0601714A* | 23600 | 24200 | 16.5 | 12.5 | 8.1 | 2.2 | 58 | 43 | 207865750
DAY & NIGHT | N4H7T24*K*AAA* | EA*4X37L17A* | *96VTN0601412A* | 23600 | 24400 | 16.5 | 12.5 | 8.1 | 2.18 | 58 | 43 | 207865733
HEIL | N4H7T24*K*AAA* | EA*4X37L17A* | *96VTN0601412A* | 23600 | 24400 | 16.5 | 12.5 | 8.1 | 2.18 | 58 | 43 | 207865734
DAY & NIGHT | N4H7T36*K*AAA* | FVM4X60***L |  | 35600 | 35200 | 17 | 12.5 | 8.1 | 2.22 | 61 | 48 | 207871395
HEIL | N4H7T36*K*AAA* | FVM4X60***L |  | 35600 | 35200 | 17 | 12.5 | 8.1 | 2.22 | 61 | 48 | 207871396
BRYANT HEATING AND COOLING SYSTEMS | PH7TAN436**AA* | FV4CNB006L |  | 35600 | 35200 | 17 | 12.5 | 8.1 | 2.22 | 61 | 48 | 207871401
TEMPSTAR | N4H7T36*K*AAA* | FVM4X60***L |  | 35600 | 35200 | 17 | 12.5 | 8.1 | 2.22 | 61 | 48 | 207871400
ARCOAIRE | N4H7T36*K*AAA* | FVM4X60***L |  | 35600 | 35200 | 17 | 12.5 | 8.1 | 2.22 | 61 | 48 | 207871393
AIRQUEST | N4H7T36*K*AAA* | FVM4X60***L |  | 35600 | 35200 | 17 | 12.5 | 8.1 | 2.22 | 61 | 48 | 207871392
COMFORTMAKER | N4H7T36*K*AAA* | FVM4X60***L |  | 35600 | 35200 | 17 | 12.5 | 8.1 | 2.22 | 61 | 48 | 207871394
CARRIER | GH7TAN436**AA* | FV4CNB006L |  | 35600 | 35200 | 17 | 12.5 | 8.1 | 2.22 | 61 | 48 | 207871391
CARRIER | 25TPA736A**30* | FV4CNB006L |  | 35600 | 35200 | 17 | 12.5 | 8.1 | 2.22 | 61 | 48 | 207871388
PAYNE HEATING AND COOLING | PH7TAN436**AA* | FV4CN(B,F)005L |  | 35200 | 35000 | 16.5 | 12.5 | 8.1 | 2.18 | 61 | 48 | 207871387
BRYANT HEATING AND COOLING SYSTEMS | GH7TAN436**AA* | FV4CNB006L |  | 35600 | 35200 | 17 | 12.5 | 8.1 | 2.22 | 61 | 48 | 207871390
BRYANT HEATING AND COOLING SYSTEMS | 227TAN036**AA* | FV4CNB006L |  | 35600 | 35200 | 17 | 12.5 | 8.1 | 2.22 | 61 | 48 | 207871389
TEMPSTAR | N4H7T36*K*AAA* | FVM4X48***L |  | 35200 | 35000 | 16.5 | 12.5 | 8.1 | 2.18 | 61 | 48 | 207871385
AIRQUEST | N4H7T36*K*AAA* | FVM4X48***L |  | 35200 | 35000 | 16.5 | 12.5 | 8.1 | 2.18 | 61 | 48 | 207871377
BRYANT HEATING AND COOLING SYSTEMS | PH7TAN436**AA* | FV4CN(B,F)005L |  | 35200 | 35000 | 16.5 | 12.5 | 8.1 | 2.18 | 61 | 48 | 207871386
KENMORE | N4H7T36*K*AAA* | FVM4X48***L |  | 35200 | 35000 | 16.5 | 12.5 | 8.1 | 2.18 | 61 | 48 | 207871383
MARATHERM | N4H7T36*K*AAA* | FVM4X60***L |  | 35600 | 35200 | 17 | 12.5 | 8.1 | 2.22 | 61 | 48 | 207871399
KEEPRITE | N4H7T36*K*AAA* | FVM4X48***L |  | 35200 | 35000 | 16.5 | 12.5 | 8.1 | 2.18 | 61 | 48 | 207871382
HEIL | N4H7T36*K*AAA* | FVM4X48***L |  | 35200 | 35000 | 16.5 | 12.5 | 8.1 | 2.18 | 61 | 48 | 207871381
DAY & NIGHT | N4H7T36*K*AAA* | FVM4X48***L |  | 35200 | 35000 | 16.5 | 12.5 | 8.1 | 2.18 | 61 | 48 | 207871380
CARRIER | GH7TAN436**AA* | FV4CN(B,F)005L |  | 35200 | 35000 | 16.5 | 12.5 | 8.1 | 2.18 | 61 | 48 | 207871376
COMFORTMAKER | N4H7T36*K*AAA* | FVM4X48***L |  | 35200 | 35000 | 16.5 | 12.5 | 8.1 | 2.18 | 61 | 48 | 207871379
BRYANT HEATING AND COOLING SYSTEMS | GH7TAN436**AA* | FV4CN(B,F)005L |  | 35200 | 35000 | 16.5 | 12.5 | 8.1 | 2.18 | 61 | 48 | 207871375
ARCOAIRE | N4H7T36*K*AAA* | FVM4X48***L |  | 35200 | 35000 | 16.5 | 12.5 | 8.1 | 2.18 | 61 | 48 | 207871378
BRYANT HEATING AND COOLING SYSTEMS | 227TAN036**AA* | FV4CN(B,F)005L |  | 35200 | 35000 | 16.5 | 12.5 | 8.1 | 2.18 | 61 | 48 | 207871374
CARRIER | 25TPA736A**30* | FV4CN(B,F)005L |  | 35200 | 35000 | 16.5 | 12.5 | 8.1 | 2.18 | 61 | 48 | 207871373
CARRIER | 25TPA736A**30* | CAP**3721AL* | 58CU*A080C21**20 | 35600 | 36000 | 16 | 12 | 8.1 | 2.16 | 62 | 49 | 207868254
COMFORTMAKER | N4H7T24*K*AAA* | EA*4X25L17A* | *96VTN0401410A* | 23800 | 24800 | 16.5 | 12 | 8.1 | 2.18 | 58 | 43 | 207864264
DAY & NIGHT | N4H7T24*K*AAA* | EA*4X25L17A* | *96VTN0401410A* | 23800 | 24800 | 16.5 | 12 | 8.1 | 2.18 | 58 | 43 | 207864265
AIRQUEST | N4H7T24*K*AAA* | EA*4X25L17A* | *96VTN0401410A* | 23800 | 24800 | 16.5 | 12 | 8.1 | 2.18 | 58 | 43 | 207864262
CARRIER | GH7TAN424**AA* | CAP**2517AL* | 59TP6B040V14**10 | 23800 | 24800 | 16.5 | 12 | 8.1 | 2.18 | 58 | 43 | 207864261
BRYANT HEATING AND COOLING SYSTEMS | 227TAN024**AA* | CAP**2517AL* | 926TB30040V14*** | 23800 | 24800 | 16.5 | 12 | 8.1 | 2.18 | 58 | 43 | 207864259
CARRIER | 25TPA724A**30* | CAP**2517AL* | 59TP6B040V14**10 | 23800 | 24800 | 16.5 | 12 | 8.1 | 2.18 | 58 | 43 | 207864258
BRYANT HEATING AND COOLING SYSTEMS | GH7TAN424**AA* | CAP**2517AL* | 926TB30040V14*** | 23800 | 24800 | 16.5 | 12 | 8.1 | 2.18 | 58 | 43 | 207864260
ARCOAIRE | N4H7T24*K*AAA* | EA*4X25L17A* | *96VTN0401410A* | 23800 | 24800 | 16.5 | 12 | 8.1 | 2.18 | 58 | 43 | 207864263
KENMORE | N4H7T36*K*AAA* | EA*4X37L21A* | *80CSU0802120A* | 35600 | 36000 | 16 | 12 | 8.1 | 2.16 | 62 | 49 | 207868264
KEEPRITE | N4H7T36*K*AAA* | EA*4X37L21A* | *80CSU0802120A* | 35600 | 36000 | 16 | 12 | 8.1 | 2.16 | 62 | 49 | 207868263
HEIL | N4H7T36*K*AAA* | EA*4X37L21A* | *80CSU0802120A* | 35600 | 36000 | 16 | 12 | 8.1 | 2.16 | 62 | 49 | 207868262
DAY & NIGHT | N4H7T36*K*AAA* | EA*4X37L21A* | *80CSU0802120A* | 35600 | 36000 | 16 | 12 | 8.1 | 2.16 | 62 | 49 | 207868261
ARCOAIRE | N4H7T36*K*AAA* | EA*4X37L21A* | *80CSU0802120A* | 35600 | 36000 | 16 | 12 | 8.1 | 2.16 | 62 | 49 | 207868259
COMFORTMAKER | N4H7T36*K*AAA* | EA*4X37L21A* | *80CSU0802120A* | 35600 | 36000 | 16 | 12 | 8.1 | 2.16 | 62 | 49 | 207868260
CARRIER | GH7TAN436**AA* | CAP**3721AL* | 58CU*A080C21**20 | 35600 | 36000 | 16 | 12 | 8.1 | 2.16 | 62 | 49 | 207868257
KEEPRITE | N4H7T36*K*AAA* | FVM4X60***L |  | 35600 | 35200 | 17 | 12.5 | 8.1 | 2.22 | 61 | 48 | 207871397
PAYNE HEATING AND COOLING | PH7TAN436**AA* | CAP**4321AL* | PG96VTAA42060B** | 35000 | 36000 | 15.5 | 11.7 | 8.1 | 2.1 | 62 | 49 | 207869644
BRYANT HEATING AND COOLING SYSTEMS | PH7TAN436**AA* | CAP**4321AL* | 926TB42060V17*** | 35000 | 36000 | 15.5 | 11.7 | 8.1 | 2.1 | 62 | 49 | 207869643
TEMPSTAR | N4H7T36*K*AAA* | EA*4X43L21A* | *96VTN0601714A* | 35000 | 36000 | 15.5 | 11.7 | 8.1 | 2.1 | 62 | 49 | 207869642
MARATHERM | N4H7T36*K*AAA* | EA*4X43L21A* | *96VTN0601714A* | 35000 | 36000 | 15.5 | 11.7 | 8.1 | 2.1 | 62 | 49 | 207869641
KEEPRITE | N4H7T36*K*AAA* | EA*4X43L21A* | *96VTN0601714A* | 35000 | 36000 | 15.5 | 11.7 | 8.1 | 2.1 | 62 | 49 | 207869639
HEIL | N4H7T36*K*AAA* | EA*4X43L21A* | *96VTN0601714A* | 35000 | 36000 | 15.5 | 11.7 | 8.1 | 2.1 | 62 | 49 | 207869638
DAY & NIGHT | N4H7T36*K*AAA* | EA*4X43L21A* | *96VTN0601714A* | 35000 | 36000 | 15.5 | 11.7 | 8.1 | 2.1 | 62 | 49 | 207869637
COMFORTMAKER | N4H7T36*K*AAA* | EA*4X43L21A* | *96VTN0601714A* | 35000 | 36000 | 15.5 | 11.7 | 8.1 | 2.1 | 62 | 49 | 207869636
ARCOAIRE | N4H7T36*K*AAA* | EA*4X43L21A* | *96VTN0601714A* | 35000 | 36000 | 15.5 | 11.7 | 8.1 | 2.1 | 62 | 49 | 207869635
AIRQUEST | N4H7T36*K*AAA* | EA*4X43L21A* | *96VTN0601714A* | 35000 | 36000 | 15.5 | 11.7 | 8.1 | 2.1 | 62 | 49 | 207869634
CARRIER | GH7TAN436**AA* | CAP**4321AL* | 59TP6B060V17**14 | 35000 | 36000 | 15.5 | 11.7 | 8.1 | 2.1 | 62 | 49 | 207869633
BRYANT HEATING AND COOLING SYSTEMS | GH7TAN436**AA* | CAP**4321AL* | 926TB42060V17*** | 35000 | 36000 | 15.5 | 11.7 | 8.1 | 2.1 | 62 | 49 | 207869632
BRYANT HEATING AND COOLING SYSTEMS | 227TAN036**AA* | CAP**4321AL* | 926TB42060V17*** | 35000 | 36000 | 15.5 | 11.7 | 8.1 | 2.1 | 62 | 49 | 207869631
CARRIER | 25TPA736A**30* | CAP**4321AL* | 59TP6B060V17**14 | 35000 | 36000 | 15.5 | 11.7 | 8.1 | 2.1 | 62 | 49 | 207869630
BRYANT HEATING AND COOLING SYSTEMS | PH7TAN436**AA* | CAP**3721AL* | 83*CA60080C21*** | 35600 | 36000 | 16 | 12 | 8.1 | 2.16 | 62 | 49 | 207868267
MARATHERM | N4H7T36*K*AAA* | EA*4X37L21A* | *80CSU0802120A* | 35600 | 36000 | 16 | 12 | 8.1 | 2.16 | 62 | 49 | 207868265
TEMPSTAR | N4H7T36*K*AAA* | EA*4X37L21A* | *80CSU0802120A* | 35600 | 36000 | 16 | 12 | 8.1 | 2.16 | 62 | 49 | 207868266
BRYANT HEATING AND COOLING SYSTEMS | 227TAN036**AA* | CAP**3721AL* | 83*CA48060C17*** | 35400 | 36000 | 15.2 | 11.5 | 8.1 | 2.14 | 61 | 49 | 207868241
CARRIER | GH7TAN436**AA* | CAP**3721AL* | 58CU*A060C17**16 | 35400 | 36000 | 15.2 | 11.5 | 8.1 | 2.14 | 61 | 49 | 207868243
BRYANT HEATING AND COOLING SYSTEMS | GH7TAN436**AA* | CAP**3721AL* | 83*CA48060C17*** | 35400 | 36000 | 15.2 | 11.5 | 8.1 | 2.14 | 61 | 49 | 207868242
AIRQUEST | N4H7T36*K*AAA* | EA*4X37L21A* | *80CSU0601716A* | 35400 | 36000 | 15.2 | 11.5 | 8.1 | 2.14 | 61 | 49 | 207868244
HEIL | N4H7T36*K*AAA* | EA*4X37L21A* | *80CSU0601716A* | 35400 | 36000 | 15.2 | 11.5 | 8.1 | 2.14 | 61 | 49 | 207868248
BRYANT HEATING AND COOLING SYSTEMS | PH7TAN436**AA* | CAP**3721AL* | 83*CA48060C17*** | 35400 | 36000 | 15.2 | 11.5 | 8.1 | 2.14 | 61 | 49 | 207868253
HEIL | N4H7T24*K*AAA* | EA*4X25L17A* | *96VTN0401410A* | 23800 | 24800 | 16.5 | 12 | 8.1 | 2.18 | 58 | 43 | 207864266
BRYANT HEATING AND COOLING SYSTEMS | 227TAN024**AA* | CAP**2517AL* | 926TB42060V17*** | 23800 | 24400 | 16.5 | 12.5 | 8.1 | 2.22 | 58 | 43 | 207864304
MARATHERM | N4H7T24*K*AAA* | EA*4X25L17A* | *96VTN0601412A* | 23800 | 24400 | 16.5 | 12 | 8.1 | 2.2 | 59 | 43 | 207864299
KENMORE | N4H7T24*K*AAA* | EA*4X25L17A* | *96VTN0601412A* | 23800 | 24400 | 16.5 | 12 | 8.1 | 2.2 | 59 | 43 | 207864298
KEEPRITE | N4H7T24*K*AAA* | EA*4X25L17A* | *96VTN0401410A* | 23800 | 24800 | 16.5 | 12 | 8.1 | 2.18 | 58 | 43 | 207864267
TEMPSTAR | N4H7T24*K*AAA* | EA*4X25L17A* | *96VTN0401410A* | 23800 | 24800 | 16.5 | 12 | 8.1 | 2.18 | 58 | 43 | 207864270
KEEPRITE | N4H7T24*K*AAA* | EA*4X25L17A* | *96VTN0601412A* | 23800 | 24400 | 16.5 | 12 | 8.1 | 2.2 | 59 | 43 | 207864297
BRYANT HEATING AND COOLING SYSTEMS | PH7TAN424**AA* | CAP**2517AL* | 926TB36060V14*** | 23800 | 24400 | 16.5 | 12 | 8.1 | 2.2 | 59 | 43 | 207864301
BRYANT HEATING AND COOLING SYSTEMS | GH7TAN424**AA* | CAP**2517AL* | 926TB42060V17*** | 23800 | 24400 | 16.5 | 12.5 | 8.1 | 2.22 | 58 | 43 | 207864305
HEIL | N4H7T24*K*AAA* | EA*4X25L17A* | *96VTN0601412A* | 23800 | 24400 | 16.5 | 12 | 8.1 | 2.2 | 59 | 43 | 207864296
KENMORE | N4H7T24*K*AAA* | EA*4X25L17A* | *96VTN0401410A* | 23800 | 24800 | 16.5 | 12 | 8.1 | 2.18 | 58 | 43 | 207864268
CARRIER | 25TPA724A**30* | CAP**2517AL* | 59TP6B060V17**14 | 23800 | 24400 | 16.5 | 12.5 | 8.1 | 2.22 | 58 | 43 | 207864303
CARRIER | GH7TAN424**AA* | CAP**2517AL* | 59TP6B060V17**14 | 23800 | 24400 | 16.5 | 12.5 | 8.1 | 2.22 | 58 | 43 | 207864306
TEMPSTAR | N4H7T24*K*AAA* | EA*4X25L17A* | *96VTN0601412A* | 23800 | 24400 | 16.5 | 12 | 8.1 | 2.2 | 59 | 43 | 207864300
DAY & NIGHT | N4H7T36*K*AAA* | EA*4X37L21A* | *96VTN0601714A* | 35000 | 36000 | 15.5 | 11.5 | 8.1 | 2.1 | 62 | 49 | 207868678
HEIL | N4H7T36*K*AAA* | EA*4X37L21A* | *96VTN0601714A* | 35000 | 36000 | 15.5 | 11.5 | 8.1 | 2.1 | 62 | 49 | 207868679
KEEPRITE | N4H7T36*K*AAA* | EA*4X37L21A* | *96VTN0601714A* | 35000 | 36000 | 15.5 | 11.5 | 8.1 | 2.1 | 62 | 49 | 207868680
MARATHERM | N4H7T36*K*AAA* | EA*4X37L21A* | *96VTN0601714A* | 35000 | 36000 | 15.5 | 11.5 | 8.1 | 2.1 | 62 | 49 | 207868682
KENMORE | N4H7T36*K*AAA* | EA*4X37L21A* | *96VTN0601714A* | 35000 | 36000 | 15.5 | 11.5 | 8.1 | 2.1 | 62 | 49 | 207868681
TEMPSTAR | N4H7T36*K*AAA* | EA*4X37L21A* | *96VTN0601714A* | 35000 | 36000 | 15.5 | 11.5 | 8.1 | 2.1 | 62 | 49 | 207868683
BRYANT HEATING AND COOLING SYSTEMS | PH7TAN436**AA* | CAP**3721AL* | 926TB42060V17*** | 35000 | 36000 | 15.5 | 11.5 | 8.1 | 2.1 | 62 | 49 | 207868684
PAYNE HEATING AND COOLING | PH7TAN436**AA* | CAP**3721AL* | PG96VTAA42060B** | 35000 | 36000 | 15.5 | 11.5 | 8.1 | 2.1 | 62 | 49 | 207868685
AIRQUEST | N4H7T24*K*AAA* | EA*4X37L21A* | *80CSU0802120A* | 24000 | 24400 | 16 | 12.5 | 8.1 | 2.26 | 58 | 42 | 207865831
ARCOAIRE | N4H7T24*K*AAA* | EA*4X37L21A* | *80CSU0802120A* | 24000 | 24400 | 16 | 12.5 | 8.1 | 2.26 | 58 | 42 | 207865832
COMFORTMAKER | N4H7T24*K*AAA* | EA*4X37L21A* | *80CSU0802120A* | 24000 | 24400 | 16 | 12.5 | 8.1 | 2.26 | 58 | 42 | 207865833
HEIL | N4H7T24*K*AAA* | EA*4X37L21A* | *80CSU0802120A* | 24000 | 24400 | 16 | 12.5 | 8.1 | 2.26 | 58 | 42 | 207865835
DAY & NIGHT | N4H7T24*K*AAA* | EA*4X37L21A* | *80CSU0802120A* | 24000 | 24400 | 16 | 12.5 | 8.1 | 2.26 | 58 | 42 | 207865834
KEEPRITE | N4H7T24*K*AAA* | EA*4X37L21A* | *80CSU0802120A* | 24000 | 24400 | 16 | 12.5 | 8.1 | 2.26 | 58 | 42 | 207865836
KENMORE | N4H7T24*K*AAA* | EA*4X37L21A* | *80CSU0802120A* | 24000 | 24400 | 16 | 12.5 | 8.1 | 2.26 | 58 | 42 | 207865837
TEMPSTAR | N4H7T24*K*AAA* | EA*4X37L21A* | *80CSU0802120A* | 24000 | 24400 | 16 | 12.5 | 8.1 | 2.26 | 58 | 42 | 207865839
CARRIER | 25TPA724A**30* | CAP**3721AL* | 59MN7B080C17**14 | 24000 | 24600 | 17 | 12.5 | 8.1 | 2.24 | 59 | 43 | 207866033
BRYANT HEATING AND COOLING SYSTEMS | GH7TAN424**AA* | CAP**3721AL* | 987MB42080C17*** | 24000 | 24600 | 17 | 12.5 | 8.1 | 2.24 | 59 | 43 | 207866035
BRYANT HEATING AND COOLING SYSTEMS | PH7TAN424**AA* | CAP**3721AL* | 83*CA60080C21*** | 24000 | 24400 | 16 | 12.5 | 8.1 | 2.26 | 58 | 42 | 207865840
PAYNE HEATING AND COOLING | PH7TAN460**AA* | CAP**6124AL* | PG80VTLA60090C** | 55500 | 59000 | 15.5 | 11.7 | 8.1 | 2.18 | 63 | 51 | 207872971
PAYNE HEATING AND COOLING | PH7TAN424**AA* | CAP**2517AL* | PG96VTAA36060A** | 23800 | 24400 | 16.5 | 12 | 8.1 | 2.2 | 59 | 43 | 207864302
BRYANT HEATING AND COOLING SYSTEMS | PH7TAN424**AA* | CAP**2517AL* | 926TB48080V17*** | 23600 | 24000 | 16.5 | 12.5 | 8.1 | 2.22 | 58 | 43 | 207864331
MARATHERM | N4H7T36*K*AAA* | EA*4X37L21A* | *80CSU0601716A* | 35400 | 36000 | 15.2 | 11.5 | 8.1 | 2.14 | 61 | 49 | 207868251
ARCOAIRE | N4H7T36*K*AAA* | EA*4X37L21A* | *80CSU0601716A* | 35400 | 36000 | 15.2 | 11.5 | 8.1 | 2.14 | 61 | 49 | 207868245
DAY & NIGHT | N4H7T36*K*AAA* | EA*4X37L21A* | *80CSU0601716A* | 35400 | 36000 | 15.2 | 11.5 | 8.1 | 2.14 | 61 | 49 | 207868247
TEMPSTAR | N4H7T36*K*AAA* | EA*4X37L21A* | *80CSU0601716A* | 35400 | 36000 | 15.2 | 11.5 | 8.1 | 2.14 | 61 | 49 | 207868252
COMFORTMAKER | N4H7T36*K*AAA* | EA*4X37L21A* | *80CSU0601716A* | 35400 | 36000 | 15.2 | 11.5 | 8.1 | 2.14 | 61 | 49 | 207868246
CARRIER | 25TPA736A**30* | CAP**3721AL* | 58CU*A060C17**16 | 35400 | 36000 | 15.2 | 11.5 | 8.1 | 2.14 | 61 | 49 | 207868240
CARRIER | 25TPA724A**30* | CAP**3721AL* | 58TN*A070C17**16 | 23600 | 24000 | 16 | 12.5 | 8.1 | 2.24 | 58 | 43 | 207865911
BRYANT HEATING AND COOLING SYSTEMS | 227TAN024**AA* | CAP**3721AL* | 88*TA48070C17*** | 23600 | 24000 | 16 | 12.5 | 8.1 | 2.24 | 58 | 43 | 207865912
BRYANT HEATING AND COOLING SYSTEMS | GH7TAN424**AA* | CAP**3721AL* | 88*TA48070C17*** | 23600 | 24000 | 16 | 12.5 | 8.1 | 2.24 | 58 | 43 | 207865913
CARRIER | GH7TAN424**AA* | CAP**3721AL* | 58TN*A070C17**16 | 23600 | 24000 | 16 | 12.5 | 8.1 | 2.24 | 58 | 43 | 207865914
AIRQUEST | N4H7T24*K*AAA* | EA*4X37L21A* | *80CTL0701716A* | 23600 | 24000 | 16 | 12.5 | 8.1 | 2.24 | 58 | 43 | 207865915
ARCOAIRE | N4H7T24*K*AAA* | EA*4X37L21A* | *80CTL0701716A* | 23600 | 24000 | 16 | 12.5 | 8.1 | 2.24 | 58 | 43 | 207865916
COMFORTMAKER | N4H7T24*K*AAA* | EA*4X37L21A* | *80CTL0701716A* | 23600 | 24000 | 16 | 12.5 | 8.1 | 2.24 | 58 | 43 | 207865917
DAY & NIGHT | N4H7T24*K*AAA* | EA*4X37L21A* | *80CTL0701716A* | 23600 | 24000 | 16 | 12.5 | 8.1 | 2.24 | 58 | 43 | 207865918
HEIL | N4H7T24*K*AAA* | EA*4X37L21A* | *80CTL0701716A* | 23600 | 24000 | 16 | 12.5 | 8.1 | 2.24 | 58 | 43 | 207865919
KEEPRITE | N4H7T24*K*AAA* | EA*4X37L21A* | *80CTL0701716A* | 23600 | 24000 | 16 | 12.5 | 8.1 | 2.24 | 58 | 43 | 207865920
KENMORE | N4H7T24*K*AAA* | EA*4X37L21A* | *80CTL0701716A* | 23600 | 24000 | 16 | 12.5 | 8.1 | 2.24 | 58 | 43 | 207865921
CARRIER | 25TPA724A**30* | CAP**3721AL* | 58TN*A090C21**20 | 23800 | 24200 | 16 | 12.5 | 8.1 | 2.24 | 58 | 43 | 207865939
BRYANT HEATING AND COOLING SYSTEMS | PH7TAN424**AA* | CAP**3721AL* | 88*TA48070C17*** | 23600 | 24000 | 16 | 12.5 | 8.1 | 2.24 | 58 | 43 | 207865924
BRYANT HEATING AND COOLING SYSTEMS | 227TAN024**AA* | CAP**3721AL* | 88*TA60090C21*** | 23800 | 24200 | 16 | 12.5 | 8.1 | 2.24 | 58 | 43 | 207865940
TEMPSTAR | N4H7T24*K*AAA* | EA*4X37L21A* | *80CTL0701716A* | 23600 | 24000 | 16 | 12.5 | 8.1 | 2.24 | 58 | 43 | 207865923
BRYANT HEATING AND COOLING SYSTEMS | GH7TAN424**AA* | CAP**3721AL* | 88*TA60090C21*** | 23800 | 24200 | 16 | 12.5 | 8.1 | 2.24 | 58 | 43 | 207865941
CARRIER | GH7TAN424**AA* | CAP**3721AL* | 58TN*A090C21**20 | 23800 | 24200 | 16 | 12.5 | 8.1 | 2.24 | 58 | 43 | 207865942
AIRQUEST | N4H7T24*K*AAA* | EA*4X37L21A* | *80CTL0902120A* | 23800 | 24200 | 16 | 12.5 | 8.1 | 2.24 | 58 | 43 | 207865943
DAY & NIGHT | N4H7T24*K*AAA* | EA*4X37L21A* | *80CTL0902120A* | 23800 | 24200 | 16 | 12.5 | 8.1 | 2.24 | 58 | 43 | 207865946
ARCOAIRE | N4H7T24*K*AAA* | EA*4X37L21A* | *80CTL0902120A* | 23800 | 24200 | 16 | 12.5 | 8.1 | 2.24 | 58 | 43 | 207865944
COMFORTMAKER | N4H7T24*K*AAA* | EA*4X37L21A* | *80CTL0902120A* | 23800 | 24200 | 16 | 12.5 | 8.1 | 2.24 | 58 | 43 | 207865945
KEEPRITE | N4H7T24*K*AAA* | EA*4X37L21A* | *80CTL0902120A* | 23800 | 24200 | 16 | 12.5 | 8.1 | 2.24 | 58 | 43 | 207865948
HEIL | N4H7T24*K*AAA* | EA*4X37L21A* | *80CTL0902120A* | 23800 | 24200 | 16 | 12.5 | 8.1 | 2.24 | 58 | 43 | 207865947
KENMORE | N4H7T24*K*AAA* | EA*4X37L21A* | *80CTL0902120A* | 23800 | 24200 | 16 | 12.5 | 8.1 | 2.24 | 58 | 43 | 207865949
BRYANT HEATING AND COOLING SYSTEMS | PH7TAN424**AA* | CAP**3721AL* | 88*TA60090C21*** | 23800 | 24200 | 16 | 12.5 | 8.1 | 2.24 | 58 | 43 | 207865952
TEMPSTAR | N4H7T24*K*AAA* | EA*4X37L21A* | *80CTL0902120A* | 23800 | 24200 | 16 | 12.5 | 8.1 | 2.24 | 58 | 43 | 207865951
MARATHERM | N4H7T24*K*AAA* | EA*4X37L21A* | *80CTL0902120A* | 23800 | 24200 | 16 | 12.5 | 8.1 | 2.24 | 58 | 43 | 207865950
CARRIER | 25TPA724A**30* | CAP**3721AL* | 58TP*A090V17**16 | 23800 | 24200 | 17 | 12.5 | 8.1 | 2.24 | 58 | 42 | 207865959
BRYANT HEATING AND COOLING SYSTEMS | 227TAN024**AA* | CAP**3721AL* | 82*TA48090V17*** | 23800 | 24200 | 17 | 12.5 | 8.1 | 2.24 | 58 | 42 | 207865960
BRYANT HEATING AND COOLING SYSTEMS | GH7TAN424**AA* | CAP**3721AL* | 82*TA48090V17*** | 23800 | 24200 | 17 | 12.5 | 8.1 | 2.24 | 58 | 42 | 207865961
CARRIER | GH7TAN424**AA* | CAP**3721AL* | 58TP*A090V17**16 | 23800 | 24200 | 17 | 12.5 | 8.1 | 2.24 | 58 | 42 | 207865962
BRYANT HEATING AND COOLING SYSTEMS | PH7TAN424**AA* | CAP**3721AL* | 82*TA48090V17*** | 23800 | 24200 | 17 | 12.5 | 8.1 | 2.24 | 58 | 42 | 207865963
PAYNE HEATING AND COOLING | PH7TAN424**AA* | CAP**3721AL* | PG80VTLA48090B** | 23800 | 24200 | 17 | 12.5 | 8.1 | 2.24 | 58 | 42 | 207865964
CARRIER | 25TPA724A**30* | CAP**3721AL* | 58CU*A080C21**20 | 24000 | 24400 | 16 | 12.5 | 8.1 | 2.26 | 58 | 42 | 207865827
BRYANT HEATING AND COOLING SYSTEMS | GH7TAN424**AA* | CAP**3721AL* | 83*CA60080C21*** | 24000 | 24400 | 16 | 12.5 | 8.1 | 2.26 | 58 | 42 | 207865829
CARRIER | GH7TAN424**AA* | CAP**3721AL* | 58CU*A080C21**20 | 24000 | 24400 | 16 | 12.5 | 8.1 | 2.26 | 58 | 42 | 207865830
BRYANT HEATING AND COOLING SYSTEMS | PH7TAN436**AA* | CAP**4824AL* | 987MB60080C21*** | 34800 | 35600 | 16 | 11.7 | 8.1 | 2.14 | 61 | 49 | 207870464
TEMPSTAR | N4H7T36*K*AAA* | EA*4X48L24A* | *97CMN0802120A* | 34800 | 35600 | 16 | 11.7 | 8.1 | 2.14 | 61 | 49 | 207870463
MARATHERM | N4H7T36*K*AAA* | EA*4X48L24A* | *97CMN0802120A* | 34800 | 35600 | 16 | 11.7 | 8.1 | 2.14 | 61 | 49 | 207870462
KENMORE | N4H7T36*K*AAA* | EA*4X48L24A* | *97CMN0802120A* | 34800 | 35600 | 16 | 11.7 | 8.1 | 2.14 | 61 | 49 | 207870461
KEEPRITE | N4H7T36*K*AAA* | EA*4X48L24A* | *97CMN0802120A* | 34800 | 35600 | 16 | 11.7 | 8.1 | 2.14 | 61 | 49 | 207870460
HEIL | N4H7T36*K*AAA* | EA*4X48L24A* | *97CMN0802120A* | 34800 | 35600 | 16 | 11.7 | 8.1 | 2.14 | 61 | 49 | 207870459
DAY & NIGHT | N4H7T36*K*AAA* | EA*4X48L24A* | *97CMN0802120A* | 34800 | 35600 | 16 | 11.7 | 8.1 | 2.14 | 61 | 49 | 207870458
COMFORTMAKER | N4H7T36*K*AAA* | EA*4X48L24A* | *97CMN0802120A* | 34800 | 35600 | 16 | 11.7 | 8.1 | 2.14 | 61 | 49 | 207870457
ARCOAIRE | N4H7T36*K*AAA* | EA*4X48L24A* | *97CMN0802120A* | 34800 | 35600 | 16 | 11.7 | 8.1 | 2.14 | 61 | 49 | 207870456
AIRQUEST | N4H7T36*K*AAA* | EA*4X48L24A* | *97CMN0802120A* | 34800 | 35600 | 16 | 11.7 | 8.1 | 2.14 | 61 | 49 | 207870455
CARRIER | GH7TAN436**AA* | CAP**4824AL* | 59MN7B080C21**20 | 34800 | 35600 | 16 | 11.7 | 8.1 | 2.14 | 61 | 49 | 207870454
BRYANT HEATING AND COOLING SYSTEMS | GH7TAN436**AA* | CAP**4824AL* | 987MB60080C21*** | 34800 | 35600 | 16 | 11.7 | 8.1 | 2.14 | 61 | 49 | 207870453
CARRIER | 25TPA736A**30* | CAP**4824AL* | 59MN7B080C21**20 | 34800 | 35600 | 16 | 11.7 | 8.1 | 2.14 | 61 | 49 | 207870451
MARATHERM | N4H7T24*K*AAA* | EA*4X25L17A* | OMV098J12* | 23800 | 24400 | 16 | 12.5 | 8.1 | 2.22 | 58 | 43 | 207864358
DAY & NIGHT | N4H7T24*K*AAA* | EA*4X25L17A* | OMV098J12* | 23800 | 24400 | 16 | 12.5 | 8.1 | 2.22 | 58 | 43 | 207864354
BRYANT HEATING AND COOLING SYSTEMS | PH7TAN424**AA* | CAP**2517AL* | OVMAAB036098 | 23800 | 24400 | 16 | 12.5 | 8.1 | 2.22 | 58 | 43 | 207864360
COMFORTMAKER | N4H7T24*K*AAA* | EA*4X25L17A* | OMV098J12* | 23800 | 24400 | 16 | 12.5 | 8.1 | 2.22 | 58 | 43 | 207864353
HEIL | N4H7T24*K*AAA* | EA*4X25L17A* | OMV098J12* | 23800 | 24400 | 16 | 12.5 | 8.1 | 2.22 | 58 | 43 | 207864355
KENMORE | N4H7T24*K*AAA* | EA*4X25L17A* | OMV098J12* | 23800 | 24400 | 16 | 12.5 | 8.1 | 2.22 | 58 | 43 | 207864357
KEEPRITE | N4H7T24*K*AAA* | EA*4X25L17A* | OMV098J12* | 23800 | 24400 | 16 | 12.5 | 8.1 | 2.22 | 58 | 43 | 207864356
DAY & NIGHT | N4H7T24*K*AAA* | EA*4X25L17A* | *96VTN0601714A* | 23800 | 24400 | 16.5 | 12.5 | 8.1 | 2.22 | 58 | 43 | 207864310
ARCOAIRE | N4H7T24*K*AAA* | EA*4X25L17A* | OMV098J12* | 23800 | 24400 | 16 | 12.5 | 8.1 | 2.22 | 58 | 43 | 207864352
AIRQUEST | N4H7T24*K*AAA* | EA*4X25L17A* | OMV098J12* | 23800 | 24400 | 16 | 12.5 | 8.1 | 2.22 | 58 | 43 | 207864351
COMFORTMAKER | N4H7T24*K*AAA* | EA*4X25L17A* | *96VTN0601714A* | 23800 | 24400 | 16.5 | 12.5 | 8.1 | 2.22 | 58 | 43 | 207864309
BRYANT HEATING AND COOLING SYSTEMS | GH7TAN424**AA* | CAP**2517AL* | OVMAAB036098 | 23800 | 24400 | 16 | 12.5 | 8.1 | 2.22 | 58 | 43 | 207864349
ARCOAIRE | N4H7T24*K*AAA* | EA*4X25L17A* | *96VTN0601714A* | 23800 | 24400 | 16.5 | 12.5 | 8.1 | 2.22 | 58 | 43 | 207864308
CARRIER | 25TPA724A**30* | CAP**2517AL* | OVMAAB036098 | 23800 | 24400 | 16 | 12.5 | 8.1 | 2.22 | 58 | 43 | 207864347
TEMPSTAR | N4H7T24*K*AAA* | EA*4X25L17A* | OMV098J12* | 23800 | 24400 | 16 | 12.5 | 8.1 | 2.22 | 58 | 43 | 207864359
PAYNE HEATING AND COOLING | PH7TAN424**AA* | CAP**2517AL* | PG96VTAA48080B** | 23600 | 24000 | 16.5 | 12.5 | 8.1 | 2.22 | 58 | 43 | 207864332
CARRIER | GH7TAN424**AA* | CAP**2517AL* | OVMAAB036098 | 23800 | 24400 | 16 | 12.5 | 8.1 | 2.22 | 58 | 43 | 207864350
AIRQUEST | N4H7T24*K*AAA* | EA*4X25L17A* | *96VTN0601714A* | 23800 | 24400 | 16.5 | 12.5 | 8.1 | 2.22 | 58 | 43 | 207864307
MARATHERM | N4H7T24*K*AAA* | EA*4X25L17A* | *96VTN0401410A* | 23800 | 24800 | 16.5 | 12 | 8.1 | 2.18 | 58 | 43 | 207864269
BRYANT HEATING AND COOLING SYSTEMS | PH7TAN460**AA* | CAP**6121AL* | 926TB66100V21*** | 55500 | 59000 | 15.5 | 11.7 | 8.1 | 2.18 | 63 | 51 | 207872923
BRYANT HEATING AND COOLING SYSTEMS | PH7TAN424**AA* | CAP**3721AL* | 926SA60080V21*** | 23800 | 24200 | 17 | 12.5 | 8.1 | 2.26 | 58 | 43 | 207866102
TEMPSTAR | N4H7T24*K*AAA* | EA*4X37L21A* | *96VSN0802120A* | 23800 | 24200 | 17 | 12.5 | 8.1 | 2.26 | 58 | 43 | 207866101
MARATHERM | N4H7T24*K*AAA* | EA*4X37L21A* | *96VSN0802120A* | 23800 | 24200 | 17 | 12.5 | 8.1 | 2.26 | 58 | 43 | 207866100
KENMORE | N4H7T24*K*AAA* | EA*4X37L21A* | *96VSN0802120A* | 23800 | 24200 | 17 | 12.5 | 8.1 | 2.26 | 58 | 43 | 207866099
KEEPRITE | N4H7T24*K*AAA* | EA*4X37L21A* | *96VSN0802120A* | 23800 | 24200 | 17 | 12.5 | 8.1 | 2.26 | 58 | 43 | 207866098
DAY & NIGHT | N4H7T24*K*AAA* | EA*4X37L21A* | *96VSN0802120A* | 23800 | 24200 | 17 | 12.5 | 8.1 | 2.26 | 58 | 43 | 207866096
HEIL | N4H7T24*K*AAA* | EA*4X37L21A* | *96VSN0802120A* | 23800 | 24200 | 17 | 12.5 | 8.1 | 2.26 | 58 | 43 | 207866097
COMFORTMAKER | N4H7T24*K*AAA* | EA*4X37L21A* | *96VSN0802120A* | 23800 | 24200 | 17 | 12.5 | 8.1 | 2.26 | 58 | 43 | 207866095
ARCOAIRE | N4H7T24*K*AAA* | EA*4X37L21A* | *96VSN0802120A* | 23800 | 24200 | 17 | 12.5 | 8.1 | 2.26 | 58 | 43 | 207866094
AIRQUEST | N4H7T24*K*AAA* | EA*4X37L21A* | *96VSN0802120A* | 23800 | 24200 | 17 | 12.5 | 8.1 | 2.26 | 58 | 43 | 207866093
BRYANT HEATING AND COOLING SYSTEMS | GH7TAN424**AA* | CAP**3721AL* | 926SA60080V21*** | 23800 | 24200 | 17 | 12.5 | 8.1 | 2.26 | 58 | 43 | 207866091
CARRIER | GH7TAN424**AA* | CAP**3721AL* | 59SP6A080V21**20 | 23800 | 24200 | 17 | 12.5 | 8.1 | 2.26 | 58 | 43 | 207866092
BRYANT HEATING AND COOLING SYSTEMS | 227TAN024**AA* | CAP**3721AL* | 926SA60080V21*** | 23800 | 24200 | 17 | 12.5 | 8.1 | 2.26 | 58 | 43 | 207866090
CARRIER | 25TPA724A**30* | CAP**3721AL* | 59SP6A080V21**20 | 23800 | 24200 | 17 | 12.5 | 8.1 | 2.26 | 58 | 43 | 207866089
MARATHERM | N4H7T24*K*AAA* | EA*4X37L21A* | *97CMN0801714A* | 24000 | 24600 | 17 | 12.5 | 8.1 | 2.24 | 59 | 43 | 207866044
BRYANT HEATING AND COOLING SYSTEMS | PH7TAN424**AA* | CAP**3721AL* | 987MB42080C17*** | 24000 | 24600 | 17 | 12.5 | 8.1 | 2.24 | 59 | 43 | 207866046
HEIL | N4H7T36*K*AAA* | EA*4X43L21A* | *96VTN0801716A* | 35000 | 35400 | 15.5 | 12 | 8.1 | 2.12 | 61 | 49 | 207869653
PAYNE HEATING AND COOLING | PH7TAN436**AA* | CAP**4321AL* | PG96VTAA48080B** | 35000 | 35400 | 15.5 | 12 | 8.1 | 2.12 | 61 | 49 | 207869659
BRYANT HEATING AND COOLING SYSTEMS | PH7TAN436**AA* | CAP**4321AL* | 926TB48080V17*** | 35000 | 35400 | 15.5 | 12 | 8.1 | 2.12 | 61 | 49 | 207869658
TEMPSTAR | N4H7T36*K*AAA* | EA*4X43L21A* | *96VTN0801716A* | 35000 | 35400 | 15.5 | 12 | 8.1 | 2.12 | 61 | 49 | 207869657
MARATHERM | N4H7T36*K*AAA* | EA*4X43L21A* | *96VTN0801716A* | 35000 | 35400 | 15.5 | 12 | 8.1 | 2.12 | 61 | 49 | 207869656
KENMORE | N4H7T36*K*AAA* | EA*4X43L21A* | *96VTN0801716A* | 35000 | 35400 | 15.5 | 12 | 8.1 | 2.12 | 61 | 49 | 207869655
DAY & NIGHT | N4H7T36*K*AAA* | EA*4X43L21A* | *96VTN0801716A* | 35000 | 35400 | 15.5 | 12 | 8.1 | 2.12 | 61 | 49 | 207869652
MARATHERM | N4H7T36*K*AAA* | EA*4X43L21A* | *80CSU0601716A* | 35400 | 36000 | 15.2 | 11.5 | 8.1 | 2.14 | 61 | 49 | 207869252
HEIL | N4H7T36*K*AAA* | EA*4X43L21A* | *80CSU0601716A* | 35400 | 36000 | 15.2 | 11.5 | 8.1 | 2.14 | 61 | 49 | 207869249
KENMORE | N4H7T36*K*AAA* | EA*4X43L21A* | *80CSU0601716A* | 35400 | 36000 | 15.2 | 11.5 | 8.1 | 2.14 | 61 | 49 | 207869251
KEEPRITE | N4H7T36*K*AAA* | EA*4X43L21A* | *80CSU0601716A* | 35400 | 36000 | 15.2 | 11.5 | 8.1 | 2.14 | 61 | 49 | 207869250
DAY & NIGHT | N4H7T36*K*AAA* | EA*4X43L21A* | *80CSU0601716A* | 35400 | 36000 | 15.2 | 11.5 | 8.1 | 2.14 | 61 | 49 | 207869248
ARCOAIRE | N4H7T36*K*AAA* | EA*4X43L21A* | *80CSU0601716A* | 35400 | 36000 | 15.2 | 11.5 | 8.1 | 2.14 | 61 | 49 | 207869246
AIRQUEST | N4H7T36*K*AAA* | EA*4X43L21A* | *80CSU0601716A* | 35400 | 36000 | 15.2 | 11.5 | 8.1 | 2.14 | 61 | 49 | 207869245
CARRIER | GH7TAN436**AA* | CAP**4321AL* | 58CU*A060C17**16 | 35400 | 36000 | 15.2 | 11.5 | 8.1 | 2.14 | 61 | 49 | 207869244
TEMPSTAR | N4H7T60*K*AAA* | EA*4X61L21A* | *96VTN1002122A* | 55500 | 59000 | 15.5 | 11.7 | 8.1 | 2.18 | 63 | 51 | 207872922
MARATHERM | N4H7T60*K*AAA* | EA*4X61L21A* | *96VTN1002122A* | 55500 | 59000 | 15.5 | 11.7 | 8.1 | 2.18 | 63 | 51 | 207872921
KENMORE | N4H7T60*K*AAA* | EA*4X61L21A* | *96VTN1002122A* | 55500 | 59000 | 15.5 | 11.7 | 8.1 | 2.18 | 63 | 51 | 207872920
DAY & NIGHT | N4H7T60*K*AAA* | EA*4X61L21A* | *96VTN1002122A* | 55500 | 59000 | 15.5 | 11.7 | 8.1 | 2.18 | 63 | 51 | 207872917
COMFORTMAKER | N4H7T60*K*AAA* | EA*4X61L21A* | *96VTN1002122A* | 55500 | 59000 | 15.5 | 11.7 | 8.1 | 2.18 | 63 | 51 | 207872916
HEIL | N4H7T60*K*AAA* | EA*4X61L21A* | *96VTN1002122A* | 55500 | 59000 | 15.5 | 11.7 | 8.1 | 2.18 | 63 | 51 | 207872918
AIRQUEST | N4H7T60*K*AAA* | EA*4X61L21A* | *96VTN1002122A* | 55500 | 59000 | 15.5 | 11.7 | 8.1 | 2.18 | 63 | 51 | 207872914
KEEPRITE | N4H7T60*K*AAA* | EA*4X61L21A* | *96VTN1002122A* | 55500 | 59000 | 15.5 | 11.7 | 8.1 | 2.18 | 63 | 51 | 207872919
ARCOAIRE | N4H7T60*K*AAA* | EA*4X61L21A* | *96VTN1002122A* | 55500 | 59000 | 15.5 | 11.7 | 8.1 | 2.18 | 63 | 51 | 207872915
CARRIER | GH7TAN460**AA* | CAP**6121AL* | 59TP6B100V21**22 | 55500 | 59000 | 15.5 | 11.7 | 8.1 | 2.18 | 63 | 51 | 207872913
BRYANT HEATING AND COOLING SYSTEMS | 227TAN060**AA* | CAP**6121AL* | 926TB66100V21*** | 55500 | 59000 | 15.5 | 11.7 | 8.1 | 2.18 | 63 | 51 | 207872911
BRYANT HEATING AND COOLING SYSTEMS | GH7TAN460**AA* | CAP**6121AL* | 926TB66100V21*** | 55500 | 59000 | 15.5 | 11.7 | 8.1 | 2.18 | 63 | 51 | 207872912
CARRIER | 25TPA760A**30* | CAP**6121AL* | 59TP6B100V21**22 | 55500 | 59000 | 15.5 | 11.7 | 8.1 | 2.18 | 63 | 51 | 207872910
TEMPSTAR | N4H7T24*K*AAA* | EA*4X37L21A* | *97CMN0801714A* | 24000 | 24600 | 17 | 12.5 | 8.1 | 2.24 | 59 | 43 | 207866045
KENMORE | N4H7T24*K*AAA* | EA*4X37L21A* | *97CMN0801714A* | 24000 | 24600 | 17 | 12.5 | 8.1 | 2.24 | 59 | 43 | 207866043
KEEPRITE | N4H7T24*K*AAA* | EA*4X37L21A* | *97CMN0801714A* | 24000 | 24600 | 17 | 12.5 | 8.1 | 2.24 | 59 | 43 | 207866042
HEIL | N4H7T24*K*AAA* | EA*4X37L21A* | *97CMN0801714A* | 24000 | 24600 | 17 | 12.5 | 8.1 | 2.24 | 59 | 43 | 207866041
DAY & NIGHT | N4H7T24*K*AAA* | EA*4X37L21A* | *97CMN0801714A* | 24000 | 24600 | 17 | 12.5 | 8.1 | 2.24 | 59 | 43 | 207866040
ARCOAIRE | N4H7T24*K*AAA* | EA*4X37L21A* | *97CMN0801714A* | 24000 | 24600 | 17 | 12.5 | 8.1 | 2.24 | 59 | 43 | 207866038
COMFORTMAKER | N4H7T24*K*AAA* | EA*4X37L21A* | *97CMN0801714A* | 24000 | 24600 | 17 | 12.5 | 8.1 | 2.24 | 59 | 43 | 207866039
AIRQUEST | N4H7T24*K*AAA* | EA*4X37L21A* | *97CMN0801714A* | 24000 | 24600 | 17 | 12.5 | 8.1 | 2.24 | 59 | 43 | 207866037
CARRIER | GH7TAN424**AA* | CAP**3721AL* | 59MN7B080C17**14 | 24000 | 24600 | 17 | 12.5 | 8.1 | 2.24 | 59 | 43 | 207866036
BRYANT HEATING AND COOLING SYSTEMS | PH7TAN424**AA* | CAP**3721AL* | 935CA66100C21*** | 24000 | 24400 | 17 | 12.5 | 8.1 | 2.26 | 59 | 43 | 207866018
TEMPSTAR | N4H7T24*K*AAA* | EA*4X37L21A* | *95CSU1002122A* | 24000 | 24400 | 17 | 12.5 | 8.1 | 2.26 | 59 | 43 | 207866017
MARATHERM | N4H7T24*K*AAA* | EA*4X37L21A* | *95CSU1002122A* | 24000 | 24400 | 17 | 12.5 | 8.1 | 2.26 | 59 | 43 | 207866016
KEEPRITE | N4H7T24*K*AAA* | EA*4X37L21A* | *95CSU1002122A* | 24000 | 24400 | 17 | 12.5 | 8.1 | 2.26 | 59 | 43 | 207866014
KENMORE | N4H7T24*K*AAA* | EA*4X37L21A* | *95CSU1002122A* | 24000 | 24400 | 17 | 12.5 | 8.1 | 2.26 | 59 | 43 | 207866015
HEIL | N4H7T24*K*AAA* | EA*4X37L21A* | *95CSU1002122A* | 24000 | 24400 | 17 | 12.5 | 8.1 | 2.26 | 59 | 43 | 207866013
DAY & NIGHT | N4H7T24*K*AAA* | EA*4X37L21A* | *95CSU1002122A* | 24000 | 24400 | 17 | 12.5 | 8.1 | 2.26 | 59 | 43 | 207866012
COMFORTMAKER | N4H7T24*K*AAA* | EA*4X37L21A* | *95CSU1002122A* | 24000 | 24400 | 17 | 12.5 | 8.1 | 2.26 | 59 | 43 | 207866011
ARCOAIRE | N4H7T24*K*AAA* | EA*4X37L21A* | *95CSU1002122A* | 24000 | 24400 | 17 | 12.5 | 8.1 | 2.26 | 59 | 43 | 207866010
AIRQUEST | N4H7T24*K*AAA* | EA*4X37L21A* | *95CSU1002122A* | 24000 | 24400 | 17 | 12.5 | 8.1 | 2.26 | 59 | 43 | 207866009
BRYANT HEATING AND COOLING SYSTEMS | GH7TAN424**AA* | CAP**3721AL* | 935CA66100C21*** | 24000 | 24400 | 17 | 12.5 | 8.1 | 2.26 | 59 | 43 | 207866007
CARRIER | GH7TAN424**AA* | CAP**3721AL* | 59CU5A100C21**22 | 24000 | 24400 | 17 | 12.5 | 8.1 | 2.26 | 59 | 43 | 207866008
BRYANT HEATING AND COOLING SYSTEMS | 227TAN024**AA* | CAP**3721AL* | 935CA66100C21*** | 24000 | 24400 | 17 | 12.5 | 8.1 | 2.26 | 59 | 43 | 207866006
TEMPSTAR | N4H7T24*K*AAA* | EA*4X37L21A* | *95CSU0802120A* | 23600 | 24000 | 17 | 12.5 | 8.1 | 2.24 | 58 | 43 | 207866003
MARATHERM | N4H7T24*K*AAA* | EA*4X37L21A* | *95CSU0802120A* | 23600 | 24000 | 17 | 12.5 | 8.1 | 2.24 | 58 | 43 | 207866002
BRYANT HEATING AND COOLING SYSTEMS | PH7TAN424**AA* | CAP**3721AL* | 935CA60080C21*** | 23600 | 24000 | 17 | 12.5 | 8.1 | 2.24 | 58 | 43 | 207866004
CARRIER | 25TPA724A**30* | CAP**3721AL* | 59CU5A100C21**22 | 24000 | 24400 | 17 | 12.5 | 8.1 | 2.26 | 59 | 43 | 207866005
KENMORE | N4H7T24*K*AAA* | EA*4X37L21A* | *95CSU0802120A* | 23600 | 24000 | 17 | 12.5 | 8.1 | 2.24 | 58 | 43 | 207866001
KEEPRITE | N4H7T24*K*AAA* | EA*4X37L21A* | *95CSU0802120A* | 23600 | 24000 | 17 | 12.5 | 8.1 | 2.24 | 58 | 43 | 207866000
HEIL | N4H7T24*K*AAA* | EA*4X37L21A* | *95CSU0802120A* | 23600 | 24000 | 17 | 12.5 | 8.1 | 2.24 | 58 | 43 | 207865999
COMFORTMAKER | N4H7T24*K*AAA* | EA*4X37L21A* | *95CSU0802120A* | 23600 | 24000 | 17 | 12.5 | 8.1 | 2.24 | 58 | 43 | 207865997
DAY & NIGHT | N4H7T24*K*AAA* | EA*4X37L21A* | *95CSU0802120A* | 23600 | 24000 | 17 | 12.5 | 8.1 | 2.24 | 58 | 43 | 207865998
ARCOAIRE | N4H7T24*K*AAA* | EA*4X37L21A* | *95CSU0802120A* | 23600 | 24000 | 17 | 12.5 | 8.1 | 2.24 | 58 | 43 | 207865996
AIRQUEST | N4H7T24*K*AAA* | EA*4X37L21A* | *95CSU0802120A* | 23600 | 24000 | 17 | 12.5 | 8.1 | 2.24 | 58 | 43 | 207865995
BRYANT HEATING AND COOLING SYSTEMS | GH7TAN424**AA* | CAP**3721AL* | 935CA60080C21*** | 23600 | 24000 | 17 | 12.5 | 8.1 | 2.24 | 58 | 43 | 207865993
BRYANT HEATING AND COOLING SYSTEMS | 227TAN024**AA* | CAP**3721AL* | 935CA60080C21*** | 23600 | 24000 | 17 | 12.5 | 8.1 | 2.24 | 58 | 43 | 207865992
CARRIER | GH7TAN424**AA* | CAP**3721AL* | 59CU5A080C21**20 | 23600 | 24000 | 17 | 12.5 | 8.1 | 2.24 | 58 | 43 | 207865994
CARRIER | 25TPA724A**30* | CAP**3721AL* | 59CU5A080C21**20 | 23600 | 24000 | 17 | 12.5 | 8.1 | 2.24 | 58 | 43 | 207865991
TEMPSTAR | N4H5S24*K*AAA* | FMA4X30**AL* |  | 25000 | 23600 | 15.2 | 12.5 | 8.1 | 2.24 | 64 | 48 | 210099443
MSH LEGACY | R4H5S24*K*AAA* | FMA4X30**AL* |  | 25000 | 23600 | 15.2 | 12.5 | 8.1 | 2.24 | 64 | 48 | 210099432
SMART COMFORT | N4H5S24*K*AAA* | FMA4X30**AL* |  | 25000 | 23600 | 15.2 | 12.5 | 8.1 | 2.24 | 64 | 48 | 210099436
ECOTEMP | W4H5S24*K*AAA* | FMA4X30**AL* |  | 25000 | 23600 | 15.2 | 12.5 | 8.1 | 2.24 | 64 | 48 | 210099456
GRANDAIRE | W4H5S24*K*AAA* | FMA4X30**AL* |  | 25000 | 23600 | 15.2 | 12.5 | 8.1 | 2.24 | 64 | 48 | 210099453
TEMPSTAR | T4H5S24*K*AAA* | FMA4X30**AL* |  | 25000 | 23600 | 15.2 | 12.5 | 8.1 | 2.24 | 64 | 48 | 210099450
MSH LEGACY | N4H5S24*K*AAA* | FMA4X30**AL* |  | 25000 | 23600 | 15.2 | 12.5 | 8.1 | 2.24 | 64 | 48 | 210099429
SMART COMFORT | R4H5S24*K*AAA* | FMA4X30**AL* |  | 25000 | 23600 | 15.2 | 12.5 | 8.1 | 2.24 | 64 | 48 | 210099439
TEMPSTAR | R4H5S24*K*AAA* | FMA4X30**AL* |  | 25000 | 23600 | 15.2 | 12.5 | 8.1 | 2.24 | 64 | 48 | 210099446
MARATHERM | N4H5S24*K*AAA* | FMA4X30**AL* |  | 25000 | 23600 | 15.2 | 12.5 | 8.1 | 2.24 | 64 | 48 | 210099422
MARATHERM | R4H5S24*K*AAA* | FMA4X30**AL* |  | 25000 | 23600 | 15.2 | 12.5 | 8.1 | 2.24 | 64 | 48 | 210099425
BRYANT HEATING AND COOLING SYSTEMS | 225SAN024**AA* | FMA4X30**AL* |  | 25000 | 23600 | 15.2 | 12.5 | 8.1 | 2.24 | 64 | 48 | 210099334
KENMORE | R4H5S24*K*AAA* | FMA4X30**AL* |  | 25000 | 23600 | 15.2 | 12.5 | 8.1 | 2.24 | 64 | 48 | 210099419
KEEPRITE | R4H5S24*K*AAA* | FMA4X30**AL* |  | 25000 | 23600 | 15.2 | 12.5 | 8.1 | 2.24 | 64 | 48 | 210099412
HEIL | R4H5S24*K*AAA* | FMA4X30**AL* |  | 25000 | 23600 | 15.2 | 12.5 | 8.1 | 2.24 | 64 | 48 | 210099402
HEIL | N4H5S24*K*AAA* | FMA4X30**AL* |  | 25000 | 23600 | 15.2 | 12.5 | 8.1 | 2.24 | 64 | 48 | 210099398
KEEPRITE | N4H5S24*K*AAA* | FMA4X30**AL* |  | 25000 | 23600 | 15.2 | 12.5 | 8.1 | 2.24 | 64 | 48 | 210099408
KEEPRITE | C4H5S24*K*AAA* | FMA4X30**AL* |  | 25000 | 23600 | 15.2 | 12.5 | 8.1 | 2.24 | 64 | 48 | 210099405
PAYNE HEATING AND COOLING | PH5SAN424**AA* | FMA4X30**AL* |  | 25000 | 23600 | 15.2 | 12.5 | 8.1 | 2.24 | 64 | 48 | 210099344
DAY & NIGHT | R4H5S24*K*AAA* | FMA4X30**AL* |  | 25000 | 23600 | 15.2 | 12.5 | 8.1 | 2.24 | 64 | 48 | 210099392
BRYANT HEATING AND COOLING SYSTEMS | GH5SAN424**AA* | FMA4X30**AL* |  | 25000 | 23600 | 15.2 | 12.5 | 8.1 | 2.24 | 64 | 48 | 210099337
DAY & NIGHT | N4H5S24*K*AAA* | FMA4X30**AL* |  | 25000 | 23600 | 15.2 | 12.5 | 8.1 | 2.24 | 64 | 48 | 210099389
BRYANT HEATING AND COOLING SYSTEMS | PH5SAN424**AA* | FMA4X30**AL* |  | 25000 | 23600 | 15.2 | 12.5 | 8.1 | 2.24 | 64 | 48 | 210099341
CARRIER | 25SPA524A**30* | FMA4X30**AL* |  | 25000 | 23600 | 15.2 | 12.5 | 8.1 | 2.24 | 64 | 48 | 210099323
BRYANT HEATING AND COOLING SYSTEMS | 215SAN024**AA* | FMA4X30**AL* |  | 25000 | 23600 | 15.2 | 12.5 | 8.1 | 2.24 | 64 | 48 | 210099330
CARRIER | 25SCA524A**30* | FMA4X30**AL* |  | 25000 | 23600 | 15.2 | 12.5 | 8.1 | 2.24 | 64 | 48 | 210099320
DAY & NIGHT | C4H5S24*K*AAA* | FMA4X30**AL* |  | 25000 | 23600 | 15.2 | 12.5 | 8.1 | 2.24 | 64 | 48 | 210099385
COMFORTMAKER | R4H5S24*K*AAA* | FMA4X30**AL* |  | 25000 | 23600 | 15.2 | 12.5 | 8.1 | 2.24 | 64 | 48 | 210099381
COMFORTMAKER | N4H5S24*K*AAA* | FMA4X30**AL* |  | 25000 | 23600 | 15.2 | 12.5 | 8.1 | 2.24 | 64 | 48 | 210099378
COMFORTMAKER | C4H5S24*K*AAA* | FMA4X30**AL* |  | 25000 | 23600 | 15.2 | 12.5 | 8.1 | 2.24 | 64 | 48 | 210099375
ARCOAIRE | R4H5S24*K*AAA* | FMA4X30**AL* |  | 25000 | 23600 | 15.2 | 12.5 | 8.1 | 2.24 | 64 | 48 | 210099372
ARCOAIRE | N4H5S24*K*AAA* | FMA4X30**AL* |  | 25000 | 23600 | 15.2 | 12.5 | 8.1 | 2.24 | 64 | 48 | 210099368
ARCOAIRE | H4H5S24*K*AAA* | FMA4X30**AL* |  | 25000 | 23600 | 15.2 | 12.5 | 8.1 | 2.24 | 64 | 48 | 210099365
AIRQUEST | R4H5S24*K*AAA* | FMA4X30**AL* |  | 25000 | 23600 | 15.2 | 12.5 | 8.1 | 2.24 | 64 | 48 | 210099361
AIRQUEST | N4H5S24*K*AAA* | FMA4X30**AL* |  | 25000 | 23600 | 15.2 | 12.5 | 8.1 | 2.24 | 64 | 48 | 210099358
AIRQUEST | H4H5S24*K*AAA* | FMA4X30**AL* |  | 25000 | 23600 | 15.2 | 12.5 | 8.1 | 2.24 | 64 | 48 | 210099354
COMFORTMAKER | N4H7T36*K*AAA* | EA*4X43L21A* | *96VTN0801716A* | 35000 | 35400 | 15.5 | 12 | 8.1 | 2.12 | 61 | 49 | 207869651
KEEPRITE | N4H7T36*K*AAA* | EA*4X43L21A* | *96VTN0801716A* | 35000 | 35400 | 15.5 | 12 | 8.1 | 2.12 | 61 | 49 | 207869654
BRYANT HEATING AND COOLING SYSTEMS | GH7TAN436**AA* | CAP**4321AL* | 83*CA48060C17*** | 35400 | 36000 | 15.2 | 11.5 | 8.1 | 2.14 | 61 | 49 | 207869243
BRYANT HEATING AND COOLING SYSTEMS | 227TAN036**AA* | CAP**4321AL* | 83*CA48060C17*** | 35400 | 36000 | 15.2 | 11.5 | 8.1 | 2.14 | 61 | 49 | 207869242
CARRIER | 25TPA736A**30* | CAP**4321AL* | 58CU*A060C17**16 | 35400 | 36000 | 15.2 | 11.5 | 8.1 | 2.14 | 61 | 49 | 207869241
CARRIER | GH7TAN436**AA* | CAP**4321AL* | 58CU*A080C21**20 | 35600 | 35800 | 16 | 12 | 8.1 | 2.16 | 62 | 49 | 207869258
AIRQUEST | N4H7T36*K*AAA* | EA*4X43L21A* | *80CSU0802120A* | 35600 | 35800 | 16 | 12 | 8.1 | 2.16 | 62 | 49 | 207869259
BRYANT HEATING AND COOLING SYSTEMS | PH7TAN436**AA* | CAP**4321AL* | 83*CA48060C17*** | 35400 | 36000 | 15.2 | 11.5 | 8.1 | 2.14 | 61 | 49 | 207869254
COMFORTMAKER | N4H7T36*K*AAA* | EA*4X43L21A* | *80CSU0601716A* | 35400 | 36000 | 15.2 | 11.5 | 8.1 | 2.14 | 61 | 49 | 207869247
BRYANT HEATING AND COOLING SYSTEMS | 227TAN060**AA* | CAP**6124AL* | 82*TA60090V21*** | 55500 | 59000 | 15.5 | 11.7 | 8.1 | 2.18 | 63 | 51 | 207872967
CARRIER | 25TPA760A**30* | CAP**6124AL* | 58TP*A090V21**20 | 55500 | 59000 | 15.5 | 11.7 | 8.1 | 2.18 | 63 | 51 | 207872966
BRYANT HEATING AND COOLING SYSTEMS | GH7TAN460**AA* | CAP**6124AL* | 82*TA60090V21*** | 55500 | 59000 | 15.5 | 11.7 | 8.1 | 2.18 | 63 | 51 | 207872968
BRYANT HEATING AND COOLING SYSTEMS | PH7TAN460**AA* | CAP**6124AL* | 82*TA60090V21*** | 55500 | 59000 | 15.5 | 11.7 | 8.1 | 2.18 | 63 | 51 | 207872970
CARRIER | GH7TAN460**AA* | CAP**6124AL* | 58TP*A090V21**20 | 55500 | 59000 | 15.5 | 11.7 | 8.1 | 2.18 | 63 | 51 | 207872969
BRYANT HEATING AND COOLING SYSTEMS | GH7TAN424**AA* | CAP**3721AL* | OVMAAB042112 | 23600 | 24200 | 16 | 12 | 8.1 | 2.22 | 59 | 43 | 207866236
TEMPSTAR | N4H7T24*K*AAA* | EA*4X37L21A* | OMV098J12* | 23800 | 24400 | 16 | 12.5 | 8.1 | 2.22 | 59 | 43 | 207866232
BRYANT HEATING AND COOLING SYSTEMS | PH7TAN424**AA* | CAP**3721AL* | OVMAAB036098 | 23800 | 24400 | 16 | 12.5 | 8.1 | 2.22 | 59 | 43 | 207866233
CARRIER | 25TPA724A**30* | CAP**3721AL* | OVMAAB042112 | 23600 | 24200 | 16 | 12 | 8.1 | 2.22 | 59 | 43 | 207866234
KEEPRITE | N4H7T24*K*AAA* | EA*4X37L21A* | OMV098J12* | 23800 | 24400 | 16 | 12.5 | 8.1 | 2.22 | 59 | 43 | 207866229
KENMORE | N4H7T24*K*AAA* | EA*4X37L21A* | OMV098J12* | 23800 | 24400 | 16 | 12.5 | 8.1 | 2.22 | 59 | 43 | 207866230
MARATHERM | N4H7T24*K*AAA* | EA*4X37L21A* | OMV098J12* | 23800 | 24400 | 16 | 12.5 | 8.1 | 2.22 | 59 | 43 | 207866231
DAY & NIGHT | N4H7T24*K*AAA* | EA*4X37L21A* | OMV098J12* | 23800 | 24400 | 16 | 12.5 | 8.1 | 2.22 | 59 | 43 | 207866227
COMFORTMAKER | N4H7T24*K*AAA* | EA*4X37L21A* | OMV098J12* | 23800 | 24400 | 16 | 12.5 | 8.1 | 2.22 | 59 | 43 | 207866226
AIRQUEST | N4H7T24*K*AAA* | EA*4X37L21A* | OMV098J12* | 23800 | 24400 | 16 | 12.5 | 8.1 | 2.22 | 59 | 43 | 207866224
ARCOAIRE | N4H7T24*K*AAA* | EA*4X37L21A* | OMV098J12* | 23800 | 24400 | 16 | 12.5 | 8.1 | 2.22 | 59 | 43 | 207866225
HEIL | N4H7T24*K*AAA* | EA*4X37L21A* | OMV098J12* | 23800 | 24400 | 16 | 12.5 | 8.1 | 2.22 | 59 | 43 | 207866228
BRYANT HEATING AND COOLING SYSTEMS | GH7TAN424**AA* | CAP**3721AL* | OVMAAB036098 | 23800 | 24400 | 16 | 12.5 | 8.1 | 2.22 | 59 | 43 | 207866222
CARRIER | GH7TAN424**AA* | CAP**3721AL* | OVMAAB036098 | 23800 | 24400 | 16 | 12.5 | 8.1 | 2.22 | 59 | 43 | 207866223
CARRIER | 25TPA724A**30* | CAP**3721AL* | OVMAAB036098 | 23800 | 24400 | 16 | 12.5 | 8.1 | 2.22 | 59 | 43 | 207866220
MARATHERM | N4H7T24*K*AAA* | EA*4X37L21A* | OLV098A12* | 23800 | 24400 | 16 | 12.5 | 8.1 | 2.22 | 59 | 43 | 207866217
TEMPSTAR | N4H7T24*K*AAA* | EA*4X37L21A* | OLV098A12* | 23800 | 24400 | 16 | 12.5 | 8.1 | 2.22 | 59 | 43 | 207866218
BRYANT HEATING AND COOLING SYSTEMS | PH7TAN424**AA* | CAP**3721AL* | OVLAAB036098 | 23800 | 24400 | 16 | 12.5 | 8.1 | 2.22 | 59 | 43 | 207866219
KEEPRITE | N4H7T24*K*AAA* | EA*4X37L21A* | OLV098A12* | 23800 | 24400 | 16 | 12.5 | 8.1 | 2.22 | 59 | 43 | 207866215
KENMORE | N4H7T24*K*AAA* | EA*4X37L21A* | OLV098A12* | 23800 | 24400 | 16 | 12.5 | 8.1 | 2.22 | 59 | 43 | 207866216
HEIL | N4H7T24*K*AAA* | EA*4X37L21A* | OLV098A12* | 23800 | 24400 | 16 | 12.5 | 8.1 | 2.22 | 59 | 43 | 207866214
DAY & NIGHT | N4H7T24*K*AAA* | EA*4X37L21A* | OLV098A12* | 23800 | 24400 | 16 | 12.5 | 8.1 | 2.22 | 59 | 43 | 207866213
COMFORTMAKER | N4H7T24*K*AAA* | EA*4X37L21A* | OLV098A12* | 23800 | 24400 | 16 | 12.5 | 8.1 | 2.22 | 59 | 43 | 207866212
AIRQUEST | N4H7T24*K*AAA* | EA*4X37L21A* | OLV098A12* | 23800 | 24400 | 16 | 12.5 | 8.1 | 2.22 | 59 | 43 | 207866210
ARCOAIRE | N4H7T24*K*AAA* | EA*4X37L21A* | OLV098A12* | 23800 | 24400 | 16 | 12.5 | 8.1 | 2.22 | 59 | 43 | 207866211
CARRIER | GH7TAN424**AA* | CAP**3721AL* | OVLAAB036098 | 23800 | 24400 | 16 | 12.5 | 8.1 | 2.22 | 59 | 43 | 207866209
BRYANT HEATING AND COOLING SYSTEMS | GH7TAN424**AA* | CAP**3721AL* | OVLAAB036098 | 23800 | 24400 | 16 | 12.5 | 8.1 | 2.22 | 59 | 43 | 207866208
CARRIER | 25TPA724A**30* | CAP**3721AL* | OVLAAB036098 | 23800 | 24400 | 16 | 12.5 | 8.1 | 2.22 | 59 | 43 | 207866206
CARRIER | 25TPA736A**30* | CAP**4321AL* | 59TP6B080V17**16 | 35000 | 35400 | 15.5 | 12 | 8.1 | 2.12 | 61 | 49 | 207869645
AIRQUEST | N4H7T36*K*AAA* | EA*4X43L21A* | *96VTN0801716A* | 35000 | 35400 | 15.5 | 12 | 8.1 | 2.12 | 61 | 49 | 207869649
CARRIER | GH7TAN436**AA* | CAP**4321AL* | 59TP6B080V17**16 | 35000 | 35400 | 15.5 | 12 | 8.1 | 2.12 | 61 | 49 | 207869648
BRYANT HEATING AND COOLING SYSTEMS | GH7TAN436**AA* | CAP**4321AL* | 926TB48080V17*** | 35000 | 35400 | 15.5 | 12 | 8.1 | 2.12 | 61 | 49 | 207869647
BRYANT HEATING AND COOLING SYSTEMS | 227TAN036**AA* | CAP**4321AL* | 926TB48080V17*** | 35000 | 35400 | 15.5 | 12 | 8.1 | 2.12 | 61 | 49 | 207869646
CARRIER | 25TPA736A**30* | CAP**4824AL* | 59TN6B080C21**20 | 34800 | 35600 | 16 | 11.7 | 8.1 | 2.14 | 61 | 49 | 207870521
HEIL | N4H7T36*K*AAA* | EA*4X48L24A* | *96CTN0802120A* | 34800 | 35600 | 16 | 11.7 | 8.1 | 2.14 | 61 | 49 | 207870529
MARATHERM | N4H7T36*K*AAA* | EA*4X48L24A* | *96CTN0802120A* | 34800 | 35600 | 16 | 11.7 | 8.1 | 2.14 | 61 | 49 | 207870532
TEMPSTAR | N4H7T36*K*AAA* | EA*4X48L24A* | *96CTN0802120A* | 34800 | 35600 | 16 | 11.7 | 8.1 | 2.14 | 61 | 49 | 207870533
BRYANT HEATING AND COOLING SYSTEMS | PH7TAN436**AA* | CAP**4824AL* | 986TC60080C21*** | 34800 | 35600 | 16 | 11.7 | 8.1 | 2.14 | 61 | 49 | 207870534
KENMORE | N4H7T36*K*AAA* | EA*4X48L24A* | *96CTN0802120A* | 34800 | 35600 | 16 | 11.7 | 8.1 | 2.14 | 61 | 49 | 207870531
KEEPRITE | N4H7T36*K*AAA* | EA*4X48L24A* | *96CTN0802120A* | 34800 | 35600 | 16 | 11.7 | 8.1 | 2.14 | 61 | 49 | 207870530
KENMORE | N4H7T36*K*AAA* | EA*4X43L21A* | *80CSU0802120A* | 35600 | 35800 | 16 | 12 | 8.1 | 2.16 | 62 | 49 | 207869265
MARATHERM | N4H7T36*K*AAA* | EA*4X43L21A* | *80CSU0802120A* | 35600 | 35800 | 16 | 12 | 8.1 | 2.16 | 62 | 49 | 207869266
DAY & NIGHT | N4H7T36*K*AAA* | EA*4X43L21A* | *80CSU0802120A* | 35600 | 35800 | 16 | 12 | 8.1 | 2.16 | 62 | 49 | 207869262
KEEPRITE | N4H7T36*K*AAA* | EA*4X43L21A* | *80CSU0802120A* | 35600 | 35800 | 16 | 12 | 8.1 | 2.16 | 62 | 49 | 207869264
HEIL | N4H7T36*K*AAA* | EA*4X43L21A* | *80CSU0802120A* | 35600 | 35800 | 16 | 12 | 8.1 | 2.16 | 62 | 49 | 207869263
COMFORTMAKER | N4H7T36*K*AAA* | EA*4X43L21A* | *80CSU0802120A* | 35600 | 35800 | 16 | 12 | 8.1 | 2.16 | 62 | 49 | 207869261
ARCOAIRE | N4H7T36*K*AAA* | EA*4X43L21A* | *80CSU0802120A* | 35600 | 35800 | 16 | 12 | 8.1 | 2.16 | 62 | 49 | 207869260
AIRQUEST | N4H7T36*K*AAA* | EA*4X37L21A* | *96VTN0601714A* | 35000 | 36000 | 15.5 | 11.5 | 8.1 | 2.1 | 62 | 49 | 207868675
COMFORTMAKER | N4H7T36*K*AAA* | EA*4X37L21A* | *96VTN0601714A* | 35000 | 36000 | 15.5 | 11.5 | 8.1 | 2.1 | 62 | 49 | 207868677
ARCOAIRE | N4H7T36*K*AAA* | EA*4X37L21A* | *96VTN0601714A* | 35000 | 36000 | 15.5 | 11.5 | 8.1 | 2.1 | 62 | 49 | 207868676
BRYANT HEATING AND COOLING SYSTEMS | 227TAN036**AA* | CAP**3721AL* | 926TB42060V17*** | 35000 | 36000 | 15.5 | 11.5 | 8.1 | 2.1 | 62 | 49 | 207868672
CARRIER | GH7TAN436**AA* | CAP**3721AL* | 59TP6B060V17**14 | 35000 | 36000 | 15.5 | 11.5 | 8.1 | 2.1 | 62 | 49 | 207868674
CARRIER | 25TPA736A**30* | CAP**3721AL* | 59TP6B060V17**14 | 35000 | 36000 | 15.5 | 11.5 | 8.1 | 2.1 | 62 | 49 | 207868671
BRYANT HEATING AND COOLING SYSTEMS | GH7TAN436**AA* | CAP**3721AL* | 926TB42060V17*** | 35000 | 36000 | 15.5 | 11.5 | 8.1 | 2.1 | 62 | 49 | 207868673
TEMPSTAR | N4H7T24*K*AAA* | EA*4X37L21A* | OMV112K14A | 23600 | 24200 | 16 | 12 | 8.1 | 2.22 | 59 | 43 | 207866246
BRYANT HEATING AND COOLING SYSTEMS | PH7TAN424**AA* | CAP**3721AL* | OVMAAB042112 | 23600 | 24200 | 16 | 12 | 8.1 | 2.22 | 59 | 43 | 207866247
MARATHERM | N4H7T24*K*AAA* | EA*4X37L21A* | OMV112K14A | 23600 | 24200 | 16 | 12 | 8.1 | 2.22 | 59 | 43 | 207866245
KENMORE | N4H7T24*K*AAA* | EA*4X37L21A* | OMV112K14A | 23600 | 24200 | 16 | 12 | 8.1 | 2.22 | 59 | 43 | 207866244
KEEPRITE | N4H7T24*K*AAA* | EA*4X37L21A* | OMV112K14A | 23600 | 24200 | 16 | 12 | 8.1 | 2.22 | 59 | 43 | 207866243
HEIL | N4H7T24*K*AAA* | EA*4X37L21A* | OMV112K14A | 23600 | 24200 | 16 | 12 | 8.1 | 2.22 | 59 | 43 | 207866242
DAY & NIGHT | N4H7T24*K*AAA* | EA*4X37L21A* | OMV112K14A | 23600 | 24200 | 16 | 12 | 8.1 | 2.22 | 59 | 43 | 207866241
COMFORTMAKER | N4H7T24*K*AAA* | EA*4X37L21A* | OMV112K14A | 23600 | 24200 | 16 | 12 | 8.1 | 2.22 | 59 | 43 | 207866240
ARCOAIRE | N4H7T24*K*AAA* | EA*4X37L21A* | OMV112K14A | 23600 | 24200 | 16 | 12 | 8.1 | 2.22 | 59 | 43 | 207866239
AIRQUEST | N4H7T24*K*AAA* | EA*4X37L21A* | OMV112K14A | 23600 | 24200 | 16 | 12 | 8.1 | 2.22 | 59 | 43 | 207866238
CARRIER | GH7TAN424**AA* | CAP**3721AL* | OVMAAB042112 | 23600 | 24200 | 16 | 12 | 8.1 | 2.22 | 59 | 43 | 207866237
AIRQUEST | N4H7T48*K*AAA* | FVM4X48***L |  | 46000 | 47000 | 16.5 | 12.5 | 8.1 | 2.24 | 62 | 49 | 207872471
MARATHERM | N4H7T48*K*AAA* | FVM4X48***L |  | 46000 | 47000 | 16.5 | 12.5 | 8.1 | 2.24 | 62 | 49 | 207872478
COMFORTMAKER | N4H7T48*K*AAA* | FVM4X48***L |  | 46000 | 47000 | 16.5 | 12.5 | 8.1 | 2.24 | 62 | 49 | 207872473
KENMORE | N4H7T48*K*AAA* | FVM4X48***L |  | 46000 | 47000 | 16.5 | 12.5 | 8.1 | 2.24 | 62 | 49 | 207872477
PAYNE HEATING AND COOLING | PH7TAN448**AA* | FV4CN(B,F)005L |  | 46000 | 47000 | 16.5 | 12.5 | 8.1 | 2.24 | 62 | 49 | 207872481
CARRIER | 25TPA748A**30* | FV4CN(B,F)005L |  | 46000 | 47000 | 16.5 | 12.5 | 8.1 | 2.24 | 62 | 49 | 207872467
TEMPSTAR | N4H7T48*K*AAA* | FVM4X48***L |  | 46000 | 47000 | 16.5 | 12.5 | 8.1 | 2.24 | 62 | 49 | 207872479
HEIL | N4H7T48*K*AAA* | FVM4X48***L |  | 46000 | 47000 | 16.5 | 12.5 | 8.1 | 2.24 | 62 | 49 | 207872475
KEEPRITE | N4H7T48*K*AAA* | FVM4X48***L |  | 46000 | 47000 | 16.5 | 12.5 | 8.1 | 2.24 | 62 | 49 | 207872476
DAY & NIGHT | N4H7T48*K*AAA* | FVM4X48***L |  | 46000 | 47000 | 16.5 | 12.5 | 8.1 | 2.24 | 62 | 49 | 207872474
ARCOAIRE | N4H7T48*K*AAA* | FVM4X48***L |  | 46000 | 47000 | 16.5 | 12.5 | 8.1 | 2.24 | 62 | 49 | 207872472
CARRIER | GH7TAN448**AA* | FV4CN(B,F)005L |  | 46000 | 47000 | 16.5 | 12.5 | 8.1 | 2.24 | 62 | 49 | 207872470
BRYANT HEATING AND COOLING SYSTEMS | 227TAN048**AA* | FV4CN(B,F)005L |  | 46000 | 47000 | 16.5 | 12.5 | 8.1 | 2.24 | 62 | 49 | 207872468
BRYANT HEATING AND COOLING SYSTEMS | GH7TAN448**AA* | FV4CN(B,F)005L |  | 46000 | 47000 | 16.5 | 12.5 | 8.1 | 2.24 | 62 | 49 | 207872469
ARCOAIRE | N4H7T36*K*AAA* | EA*4X43L21A* | *96VTN0801716A* | 35000 | 35400 | 15.5 | 12 | 8.1 | 2.12 | 61 | 49 | 207869650
DAY & NIGHT | N4H7T36*K*AAA* | EA*4X48L24A* | *96CTN0802120A* | 34800 | 35600 | 16 | 11.7 | 8.1 | 2.14 | 61 | 49 | 207870528
COMFORTMAKER | N4H7T36*K*AAA* | EA*4X48L24A* | *96CTN0802120A* | 34800 | 35600 | 16 | 11.7 | 8.1 | 2.14 | 61 | 49 | 207870527
ARCOAIRE | N4H7T36*K*AAA* | EA*4X48L24A* | *96CTN0802120A* | 34800 | 35600 | 16 | 11.7 | 8.1 | 2.14 | 61 | 49 | 207870526
AIRQUEST | N4H7T36*K*AAA* | EA*4X48L24A* | *96CTN0802120A* | 34800 | 35600 | 16 | 11.7 | 8.1 | 2.14 | 61 | 49 | 207870525
CARRIER | GH7TAN436**AA* | CAP**4824AL* | 59TN6B080C21**20 | 34800 | 35600 | 16 | 11.7 | 8.1 | 2.14 | 61 | 49 | 207870524
BRYANT HEATING AND COOLING SYSTEMS | GH7TAN436**AA* | CAP**4824AL* | 986TC60080C21*** | 34800 | 35600 | 16 | 11.7 | 8.1 | 2.14 | 61 | 49 | 207870523
GRANDAIRE | W4H5S30*K*AAA* | FMA4X36**AL* |  | 28200 | 28200 | 15.2 | 12.5 | 8.1 | 2.18 | 61 | 46 | 209692171
ECOTEMP | W4H5S30*K*AAA* | FMA4X36**AL* |  | 28200 | 28200 | 15.2 | 12.5 | 8.1 | 2.18 | 61 | 46 | 209692172
MARATHERM | R4H5S30*K*AAA* | FMA4X36**AL* |  | 28200 | 28200 | 15.2 | 12.5 | 8.1 | 2.18 | 61 | 46 | 209692163
TEMPSTAR | T4H5S30*K*AAA* | FMA4X36**AL* |  | 28200 | 28200 | 15.2 | 12.5 | 8.1 | 2.18 | 61 | 46 | 209692170
MSH LEGACY | R4H5S30*K*AAA* | FMA4X36**AL* |  | 28200 | 28200 | 15.2 | 12.5 | 8.1 | 2.18 | 61 | 46 | 209692165
TEMPSTAR | R4H5S30*K*AAA* | FMA4X36**AL* |  | 28200 | 28200 | 15.2 | 12.5 | 8.1 | 2.18 | 61 | 46 | 209692169
SMART COMFORT | R4H5S30*K*AAA* | FMA4X36**AL* |  | 28200 | 28200 | 15.2 | 12.5 | 8.1 | 2.18 | 61 | 46 | 209692167
SMART COMFORT | N4H5S30*K*AAA* | FMA4X36**AL* |  | 28200 | 28200 | 15.2 | 12.5 | 8.1 | 2.18 | 61 | 46 | 209692166
MSH LEGACY | N4H5S30*K*AAA* | FMA4X36**AL* |  | 28200 | 28200 | 15.2 | 12.5 | 8.1 | 2.18 | 61 | 46 | 209692164
MARATHERM | N4H5S30*K*AAA* | FMA4X36**AL* |  | 28200 | 28200 | 15.2 | 12.5 | 8.1 | 2.18 | 61 | 46 | 209692162
KENMORE | R4H5S30*K*AAA* | FMA4X36**AL* |  | 28200 | 28200 | 15.2 | 12.5 | 8.1 | 2.18 | 61 | 46 | 209692161
KENMORE | N4H5S30*K*AAA* | FMA4X36**AL* |  | 28200 | 28200 | 15.2 | 12.5 | 8.1 | 2.18 | 61 | 46 | 209692160
KEEPRITE | R4H5S30*K*AAA* | FMA4X36**AL* |  | 28200 | 28200 | 15.2 | 12.5 | 8.1 | 2.18 | 61 | 46 | 209692159
KEEPRITE | N4H5S30*K*AAA* | FMA4X36**AL* |  | 28200 | 28200 | 15.2 | 12.5 | 8.1 | 2.18 | 61 | 46 | 209692158
HEIL | R4H5S30*K*AAA* | FMA4X36**AL* |  | 28200 | 28200 | 15.2 | 12.5 | 8.1 | 2.18 | 61 | 46 | 209692156
HEIL | N4H5S30*K*AAA* | FMA4X36**AL* |  | 28200 | 28200 | 15.2 | 12.5 | 8.1 | 2.18 | 61 | 46 | 209692155
HEIL | H4H5S30*K*AAA* | FMA4X36**AL* |  | 28200 | 28200 | 15.2 | 12.5 | 8.1 | 2.18 | 61 | 46 | 209692154
DAY & NIGHT | R4H5S30*K*AAA* | FMA4X36**AL* |  | 28200 | 28200 | 15.2 | 12.5 | 8.1 | 2.18 | 61 | 46 | 209692153
DAY & NIGHT | N4H5S30*K*AAA* | FMA4X36**AL* |  | 28200 | 28200 | 15.2 | 12.5 | 8.1 | 2.18 | 61 | 46 | 209692152
COMFORTMAKER | R4H5S30*K*AAA* | FMA4X36**AL* |  | 28200 | 28200 | 15.2 | 12.5 | 8.1 | 2.18 | 61 | 46 | 209692150
COMFORTMAKER | N4H5S30*K*AAA* | FMA4X36**AL* |  | 28200 | 28200 | 15.2 | 12.5 | 8.1 | 2.18 | 61 | 46 | 209692149
DAY & NIGHT | C4H5S30*K*AAA* | FMA4X36**AL* |  | 28200 | 28200 | 15.2 | 12.5 | 8.1 | 2.18 | 61 | 46 | 209692151
COMFORTMAKER | C4H5S30*K*AAA* | FMA4X36**AL* |  | 28200 | 28200 | 15.2 | 12.5 | 8.1 | 2.18 | 61 | 46 | 209692148
ARCOAIRE | R4H5S30*K*AAA* | FMA4X36**AL* |  | 28200 | 28200 | 15.2 | 12.5 | 8.1 | 2.18 | 61 | 46 | 209692147
ARCOAIRE | N4H5S30*K*AAA* | FMA4X36**AL* |  | 28200 | 28200 | 15.2 | 12.5 | 8.1 | 2.18 | 61 | 46 | 209692146
ARCOAIRE | H4H5S30*K*AAA* | FMA4X36**AL* |  | 28200 | 28200 | 15.2 | 12.5 | 8.1 | 2.18 | 61 | 46 | 209692145
AIRQUEST | R4H5S30*K*AAA* | FMA4X36**AL* |  | 28200 | 28200 | 15.2 | 12.5 | 8.1 | 2.18 | 61 | 46 | 209692144
AIRQUEST | N4H5S30*K*AAA* | FMA4X36**AL* |  | 28200 | 28200 | 15.2 | 12.5 | 8.1 | 2.18 | 61 | 46 | 209692143
AIRQUEST | H4H5S30*K*AAA* | FMA4X36**AL* |  | 28200 | 28200 | 15.2 | 12.5 | 8.1 | 2.18 | 61 | 46 | 209692142
MSH LEGACY | N4H5S30*K*AAA* | FMA4X30**AL* |  | 28200 | 28200 | 15.2 | 12.5 | 8.1 | 2.18 | 61 | 46 | 209692125
MARATHERM | R4H5S30*K*AAA* | FMA4X30**AL* |  | 28200 | 28200 | 15.2 | 12.5 | 8.1 | 2.18 | 61 | 46 | 209692124
MARATHERM | N4H5S30*K*AAA* | FMA4X30**AL* |  | 28200 | 28200 | 15.2 | 12.5 | 8.1 | 2.18 | 61 | 46 | 209692123
KENMORE | R4H5S30*K*AAA* | FMA4X30**AL* |  | 28200 | 28200 | 15.2 | 12.5 | 8.1 | 2.18 | 61 | 46 | 209692122
KEEPRITE | N4H5S30*K*AAA* | FMA4X30**AL* |  | 28200 | 28200 | 15.2 | 12.5 | 8.1 | 2.18 | 61 | 46 | 209692119
HEIL | N4H5S30*K*AAA* | FMA4X30**AL* |  | 28200 | 28200 | 15.2 | 12.5 | 8.1 | 2.18 | 61 | 46 | 209692116
HEIL | H4H5S30*K*AAA* | FMA4X30**AL* |  | 28200 | 28200 | 15.2 | 12.5 | 8.1 | 2.18 | 61 | 46 | 209692115
COMFORTMAKER | R4H5S30*K*AAA* | FMA4X30**AL* |  | 28200 | 28200 | 15.2 | 12.5 | 8.1 | 2.18 | 61 | 46 | 209692111
DAY & NIGHT | C4H5S30*K*AAA* | FMA4X30**AL* |  | 28200 | 28200 | 15.2 | 12.5 | 8.1 | 2.18 | 61 | 46 | 209692112
DAY & NIGHT | N4H5S30*K*AAA* | FMA4X30**AL* |  | 28200 | 28200 | 15.2 | 12.5 | 8.1 | 2.18 | 61 | 46 | 209692113
DAY & NIGHT | R4H5S30*K*AAA* | FMA4X30**AL* |  | 28200 | 28200 | 15.2 | 12.5 | 8.1 | 2.18 | 61 | 46 | 209692114
COMFORTMAKER | N4H5S30*K*AAA* | FMA4X30**AL* |  | 28200 | 28200 | 15.2 | 12.5 | 8.1 | 2.18 | 61 | 46 | 209692110
KENMORE | N4H5S30*K*AAA* | FMA4X30**AL* |  | 28200 | 28200 | 15.2 | 12.5 | 8.1 | 2.18 | 61 | 46 | 209692121
KEEPRITE | C4H5S30*K*AAA* | FMA4X30**AL* |  | 28200 | 28200 | 15.2 | 12.5 | 8.1 | 2.18 | 61 | 46 | 209692118
ARCOAIRE | H4H5S30*K*AAA* | FMA4X30**AL* |  | 28200 | 28200 | 15.2 | 12.5 | 8.1 | 2.18 | 61 | 46 | 209692106
AIRQUEST | R4H5S30*K*AAA* | FMA4X30**AL* |  | 28200 | 28200 | 15.2 | 12.5 | 8.1 | 2.18 | 61 | 46 | 209692105
COMFORTMAKER | C4H5S30*K*AAA* | FMA4X30**AL* |  | 28200 | 28200 | 15.2 | 12.5 | 8.1 | 2.18 | 61 | 46 | 209692109
ARCOAIRE | R4H5S30*K*AAA* | FMA4X30**AL* |  | 28200 | 28200 | 15.2 | 12.5 | 8.1 | 2.18 | 61 | 46 | 209692108
ARCOAIRE | N4H5S30*K*AAA* | FMA4X30**AL* |  | 28200 | 28200 | 15.2 | 12.5 | 8.1 | 2.18 | 61 | 46 | 209692107
AIRQUEST | N4H5S30*K*AAA* | FMA4X30**AL* |  | 28200 | 28200 | 15.2 | 12.5 | 8.1 | 2.18 | 61 | 46 | 209692104
AIRQUEST | H4H5S30*K*AAA* | FMA4X30**AL* |  | 28200 | 28200 | 15.2 | 12.5 | 8.1 | 2.18 | 61 | 46 | 209692103
PAYNE HEATING AND COOLING | PH5SAN430**AA* | FMA4X30**AL* |  | 28200 | 28200 | 15.2 | 12.5 | 8.1 | 2.18 | 61 | 46 | 209692102
BRYANT HEATING AND COOLING SYSTEMS | PH5SAN430**AA* | FMA4X30**AL* |  | 28200 | 28200 | 15.2 | 12.5 | 8.1 | 2.18 | 61 | 46 | 209692101
BRYANT HEATING AND COOLING SYSTEMS | 225SAN030**AA* | FMA4X30**AL* |  | 28200 | 28200 | 15.2 | 12.5 | 8.1 | 2.18 | 61 | 46 | 209692099
BRYANT HEATING AND COOLING SYSTEMS | GH5SAN430**AA* | FMA4X30**AL* |  | 28200 | 28200 | 15.2 | 12.5 | 8.1 | 2.18 | 61 | 46 | 209692100
BRYANT HEATING AND COOLING SYSTEMS | 215SAN030**AA* | FMA4X30**AL* |  | 28200 | 28200 | 15.2 | 12.5 | 8.1 | 2.18 | 61 | 46 | 209692098
CARRIER | GH5SAN430**AA* | FMA4X30**AL* |  | 28200 | 28200 | 15.2 | 12.5 | 8.1 | 2.18 | 61 | 46 | 209692097
CARRIER | 25SPA530A**30* | FMA4X30**AL* |  | 28200 | 28200 | 15.2 | 12.5 | 8.1 | 2.18 | 61 | 46 | 209692096
BRYANT HEATING AND COOLING SYSTEMS | 225SAN030**AA* | FMA4X36**AL* |  | 28200 | 28200 | 15.2 | 12.5 | 8.1 | 2.18 | 61 | 46 | 209692138
PAYNE HEATING AND COOLING | PH5SAN430**AA* | FMA4X36**AL* |  | 28200 | 28200 | 15.2 | 12.5 | 8.1 | 2.18 | 61 | 46 | 209692141
BRYANT HEATING AND COOLING SYSTEMS | PH5SAN430**AA* | FMA4X36**AL* |  | 28200 | 28200 | 15.2 | 12.5 | 8.1 | 2.18 | 61 | 46 | 209692140
BRYANT HEATING AND COOLING SYSTEMS | GH5SAN430**AA* | FMA4X36**AL* |  | 28200 | 28200 | 15.2 | 12.5 | 8.1 | 2.18 | 61 | 46 | 209692139
CARRIER | GH5SAN430**AA* | FMA4X36**AL* |  | 28200 | 28200 | 15.2 | 12.5 | 8.1 | 2.18 | 61 | 46 | 209692136
BRYANT HEATING AND COOLING SYSTEMS | 215SAN030**AA* | FMA4X36**AL* |  | 28200 | 28200 | 15.2 | 12.5 | 8.1 | 2.18 | 61 | 46 | 209692137
CARRIER | 25SCA530A**30* | FMA4X36**AL* |  | 28200 | 28200 | 15.2 | 12.5 | 8.1 | 2.18 | 61 | 46 | 209692134
CARRIER | 25SPA530A**30* | FMA4X36**AL* |  | 28200 | 28200 | 15.2 | 12.5 | 8.1 | 2.18 | 61 | 46 | 209692135
ECOTEMP | W4H5S30*K*AAA* | FMA4X30**AL* |  | 28200 | 28200 | 15.2 | 12.5 | 8.1 | 2.18 | 61 | 46 | 209692133
GRANDAIRE | W4H5S30*K*AAA* | FMA4X30**AL* |  | 28200 | 28200 | 15.2 | 12.5 | 8.1 | 2.18 | 61 | 46 | 209692132
TEMPSTAR | T4H5S30*K*AAA* | FMA4X30**AL* |  | 28200 | 28200 | 15.2 | 12.5 | 8.1 | 2.18 | 61 | 46 | 209692131
TEMPSTAR | R4H5S30*K*AAA* | FMA4X30**AL* |  | 28200 | 28200 | 15.2 | 12.5 | 8.1 | 2.18 | 61 | 46 | 209692130
SMART COMFORT | R4H5S30*K*AAA* | FMA4X30**AL* |  | 28200 | 28200 | 15.2 | 12.5 | 8.1 | 2.18 | 61 | 46 | 209692128
TEMPSTAR | N4H5S30*K*AAA* | FMA4X30**AL* |  | 28200 | 28200 | 15.2 | 12.5 | 8.1 | 2.18 | 61 | 46 | 209692129
SMART COMFORT | N4H5S30*K*AAA* | FMA4X30**AL* |  | 28200 | 28200 | 15.2 | 12.5 | 8.1 | 2.18 | 61 | 46 | 209692127
MSH LEGACY | R4H5S30*K*AAA* | FMA4X30**AL* |  | 28200 | 28200 | 15.2 | 12.5 | 8.1 | 2.18 | 61 | 46 | 209692126
AMERICAN STANDARD | 4A6L5036N1 | 4PX*CU48BS3 | *UHMC100ACV4 | 35600 | 32600 | 15.2 | 12 | 8.1 | 2.05 | 62 | 46 | 210791041
AMERICAN STANDARD | 4A6L5036N1 | 4PX*CU48BS3 | *UD2C100ACV5 | 35400 | 32400 | 15.2 | 12 | 8.1 | 2.04 | 62 | 46 | 210791040
AMERICAN STANDARD | 4A6L5036N1 | 4PX*CU48BS3 | *UD2C080ACV4 | 35000 | 32200 | 15.2 | 12 | 8.1 | 2.04 | 62 | 46 | 210791039
AMERICAN STANDARD | 4A6L5036N1 | 4PX*CU48BS3 | S8X2C100M5PSC | 35200 | 32400 | 15.2 | 12 | 8.1 | 2.02 | 62 | 46 | 210791038
AMERICAN STANDARD | 4A6L5036N1 | 4PX*CU48BS3 | S8X2C100M5PTC | 35200 | 32400 | 15.2 | 12 | 8.1 | 2.02 | 62 | 46 | 210791037
AMERICAN STANDARD | 4A6L5036N1 | 4PX*CU48BS3 | S9X2C100U5PSB | 35400 | 32600 | 15.2 | 12 | 8.1 | 2.02 | 62 | 46 | 210791035
AMERICAN STANDARD | 4A6L5036N1 | 4PX*CU48BS3 | S8X2C080M5PTC | 34800 | 32200 | 15.2 | 12 | 8.1 | 2.02 | 62 | 46 | 210791036
AMERICAN STANDARD | 4A6L5036N1 | 4PX*DD60BS3 | *DHMD120BCV5 | 34800 | 31600 | 15.2 | 12 | 8.1 | 2 | 63 | 47 | 210791058
AMERICAN STANDARD | 4A6L5036N1 | 4PX*DD60BS3 | S9X1D120D5PSB | 35800 | 32000 | 15.2 | 12 | 8.1 | 2 | 63 | 47 | 210791057
AMERICAN STANDARD | 4A6L5036N1 | 4PX*CU42BS3 | *UHMC100ACV4 | 35000 | 32600 | 15.2 | 12 | 8.1 | 2.03 | 62 | 45 | 210791031
AMERICAN STANDARD | 4A6L5036N1 | 4PX*CU42BS3 | *UD2C100ACV5 | 35400 | 32800 | 15.2 | 12 | 8.1 | 2.02 | 62 | 45 | 210791030
AMERICAN STANDARD | 4A6L5036N1 | 4PX*CU42BS3 | *UD2C080ACV4 | 35000 | 32600 | 15.2 | 12 | 8.1 | 2.02 | 62 | 46 | 210791029
AMERICAN STANDARD | 4A6L5036N1 | 4PX*CU42BS3 | S8X1C080M5PTC | 34800 | 32600 | 15.2 | 12 | 8.1 | 1.99 | 62 | 46 | 210791028
AMERICAN STANDARD | 4A6L5036N1 | 4PX*CU42BS3 | S8X1C100M5PTC | 35200 | 32800 | 15.2 | 12 | 8.1 | 2 | 62 | 46 | 210791027
AMERICAN STANDARD | 4A6L5036N1 | 4PX*CU42BS3 | S8X2C080M5PSC | 34800 | 32600 | 15.2 | 12 | 8.1 | 1.99 | 62 | 46 | 210791026
AMERICAN STANDARD | 4A6L5036N1 | 4PX*CU42BS3 | S8X2C080M5PTC | 34800 | 32600 | 15.2 | 12 | 8.1 | 1.99 | 62 | 46 | 210791025
AMERICAN STANDARD | 4A6L5036N1 | 4PX*CU42BS3 | S8X2C100M5PSC | 35200 | 32800 | 15.2 | 12 | 8.1 | 2 | 62 | 46 | 210791024
AMERICAN STANDARD | 4A6L5036N1 | 4PX*CU42BS3 | S8X2C100M5PTC | 35200 | 32800 | 15.2 | 12 | 8.1 | 2 | 62 | 46 | 210791023
AMERICAN STANDARD | 4A6L5036N1 | 4PX*CU42BS3 | S9X2C080U5PSB | 35200 | 32800 | 15.2 | 12 | 8.1 | 2.01 | 62 | 46 | 210791022
AMERICAN STANDARD | 4A6L5036N1 | 4PX*CU42BS3 | S9X2C100U5PSB | 35200 | 33000 | 15.2 | 12 | 8.1 | 2 | 62 | 45 | 210791021
AMERICAN STANDARD | 4A6L9036A1 | 4PX*CU42BS3 | *DD2C100ACV5 | 35200 | 32800 | 16 | 11 | 8.5 | 2.24 | 70 | 56 | 202586180
AMERICAN STANDARD | 4A6L9036A1 | 4PX*BU36BS3 | S9V2B040U3PSB+RP | 35400 | 34200 | 17 | 11.2 | 8.5 | 2.2 | 70 | 55 | 203297106
AMERICAN STANDARD | 4A6L9060A1 | 4PX*DD60BS3 | S9V2C100D5PSB+RP | 55000 | 52500 | 19 | 10 | 8.2 | 2.05 | 72 | 58 | 203864457
TRANE | 4TWL9060A1 | 4TXCC009DS3 | L8V1C100U5VSA+RP | 58500 | 53500 | 19 | 10 | 8.7 | 2.14 | 72 | 59 | 207352638
AMERICAN STANDARD | 4A6L9060A1 | 4PX*DD60BS3 | S9V2D120D5PSB+RP | 57000 | 53500 | 19 | 10 | 8.7 | 2.12 | 72 | 58 | 203978698
AMERICAN STANDARD | 4A6L9036A1 | 4TXCB006DS3 | S9V2B060U4PSB+RP | 36600 | 33800 | 17.5 | 11.5 | 8.7 | 2.3 | 70 | 55 | 203334082
AMERICAN STANDARD | 4A6L9036A1 | 4PX*CU42BS3 | *DHMC100ACV4 | 35200 | 32800 | 16.5 | 11 | 8.5 | 2.23 | 71 | 56 | 202586181
TRANE | 4TWL9060A1 | 4PX*CU60BS3 | L8V1C100U5VSA+RP | 58500 | 53500 | 19 | 10 | 8.7 | 2.14 | 72 | 59 | 207352636
AMERICAN STANDARD | 4A6L9036A1 | 4PX*BU48BS3 | *DHMB080ACV3 | 34200 | 32600 | 16 | 10 | 8.7 | 2.24 | 71 | 56 | 202544294
AMERICAN STANDARD | 4A6L9036A1 | 4PX*BU48BS3 | *DHMB060BCV3 | 34200 | 32800 | 16 | 10 | 8.7 | 2.23 | 71 | 57 | 202544295
TRANE | 4TWL9036A1 | 4PX*BU36BS3 | *UD2B080A9V3+RP | 34600 | 34000 | 16 | 11.2 | 8.2 | 2.21 | 68 | 54 | 207783932
TRANE | 4TWL9036A1 | 4TXCB004DS3 | S9V2B060U4PSB+RP | 35600 | 34200 | 16.5 | 11.2 | 8.5 | 2.21 | 69 | 55 | 207782161
TRANE | 4TWL9060A1 | 4TXCD010DS3 | L8V1C100U5VSA+RP | 57000 | 52000 | 19 | 10 | 8.5 | 2.09 | 72 | 58 | 207352639
AMERICAN STANDARD | 4A6L9036A1 | TAM9A0B30V31 |  | 35800 | 34600 | 17 | 11.5 | 9 | 2.27 | 69 | 54 | 201922491
AMERICAN STANDARD | 4A6L9024A1 | 4PX*BU24BS3 | S9V2B040U3PSB+RP | 22600 | 21600 | 16.5 | 11.7 | 8.2 | 2.03 | 67 | 52 | 201923034
AMERICAN STANDARD | 4A6L9024A1 | 4PX*BD36BS3 | S9V2B080D3PSB+RP | 23200 | 20400 | 17.5 | 12 | 8.5 | 2.24 | 67 | 53 | 201923013
TRANE | 4TWL9036A1 | 4PX*BU36BS3 | *UHMB060ACV3 | 35600 | 34200 | 16.5 | 11 | 8.5 | 2.21 | 70 | 55 | 207335057
TRANE | 4TWL9060A1 | 4PX*DU60BS3 | L8V1C100U5VSA+RP | 57000 | 52000 | 19 | 10 | 8.5 | 2.09 | 72 | 58 | 207352637
TRANE | 4TWL9036A1 | 4TXCB004DS3 | S9V2B060U3VSA+RP | 35200 | 34200 | 17 | 11.2 | 8.5 | 2.2 | 69 | 55 | 207063276
TRANE | 4TWL5036N1 | 4TXCB006DS3 | S8V2B060M4PCA | 34600 | 32200 | 15.2 | 12 | 8.1 | 2.02 | 62 | 46 | 210708435
TRANE | 4TWL5036N1 | 4TXCB006DS3 | S8V2B080M4PCA | 34600 | 32200 | 15.2 | 12 | 8.1 | 2.02 | 62 | 46 | 210708439
TRANE | 4TWL5036N1 | 4PX*DU48BS3 | S8V2D120M5PCA | 35200 | 32400 | 15.2 | 12 | 8.1 | 2.04 | 62 | 46 | 210708405
TRANE | 4TWL5036N1 | 4PX*DD60BS3 | S8V2D120M5PCA | 35200 | 31800 | 15.2 | 12 | 8.1 | 1.99 | 63 | 47 | 210708401
TRANE | 4TWL5036N1 | 4PX*CU48BS3 | S8V2C100M5PCA | 35000 | 32400 | 15.2 | 12 | 8.1 | 2.02 | 62 | 46 | 210708398
TRANE | 4TWL5036N1 | 4PX*CU48BS3 | S8V2C080M5PCA | 35200 | 32600 | 15.2 | 12 | 8.1 | 2.02 | 62 | 46 | 210708394
TRANE | 4TWL5036N1 | 4PX*CU42BS3 | S8V2C100M5PCA | 35000 | 32800 | 15.2 | 12 | 8.1 | 2 | 62 | 46 | 210708390
TRANE | 4TWL5036N1 | 4PX*CU42BS3 | S8V2C080M5PCA | 35200 | 33000 | 15.2 | 12 | 8.1 | 2 | 62 | 45 | 210708386
TRANE | 4TWL5036N1 | 4PX*BU42BS3 | S8V2B080M4PCA | 34600 | 32600 | 15.2 | 12 | 8.1 | 2 | 62 | 46 | 210708341
TRANE | 4TWL5036N1 | 4PX*BU48BS3 | S8V2B080M4PCA | 34600 | 32200 | 15.2 | 12 | 8.1 | 2.02 | 62 | 46 | 210708352
AMERICAN STANDARD | 4A6V8X48A1 | TAM9A0C48V41 |  | 45500 | 41500 | 18 | 11.7 | 8.5 | 1.87 | 86 | 67 | 207590048
AMERICAN STANDARD | 4A6V0X60A1 | TAM9A0C60V51 |  | 53000 | 50000 | 19 | 12 | 8.2 | 1.76 | 98 | 79 | 207590044
AMERICAN STANDARD | 4A6V8X60A1 | TAM9A0C60V51 |  | 53000 | 50000 | 18 | 12 | 8.2 | 1.76 | 98 | 79 | 207590050
AMERICAN STANDARD | 4A6V0X24A1 | TAM9A0B30V31 |  | 23800 | 20600 | 19 | 12.7 | 8.7 | 1.95 | 83 | 63 | 207590039
AMERICAN STANDARD | 4A6V0X48A1 | TAM9A0C60V51 |  | 46000 | 40500 | 19.5 | 11.7 | 8.5 | 1.82 | 87 | 68 | 207590043
AMERICAN STANDARD | 4A6V0X48A1 | TAM9A0C48V41 |  | 45500 | 41000 | 19.5 | 11.7 | 8.5 | 1.84 | 86 | 67 | 207590042
AMERICAN STANDARD | 4A6V0X36A1 | TAM9A0C36V31 |  | 35000 | 31600 | 19.5 | 12.7 | 8.7 | 1.85 | 82 | 63 | 207590040
AMERICAN STANDARD | 4A6L9060A1 | TEM8B0C60V51+TDR |  | 58500 | 53500 | 19 | 11 | 8.7 | 2.3 | 71 | 58 | 207820973
AMERICAN STANDARD | 4A6L9048A1 | 4TXCD008DS3 | *UD2D140ACV5 | 47500 | 44000 | 19 | 11.7 | 9 | 2.25 | 73 | 59 | 201922680
AMERICAN STANDARD | 4A6L9048A1 | 4TXCD008DS3 | *UD2D120ACV5 | 47500 | 44000 | 19 | 11.5 | 8.7 | 2.24 | 74 | 59 | 201922683
AMERICAN STANDARD | 4A6L9048A1 | 4TXCC009DS3 | S9V2C100U5PSB+RP | 48500 | 43500 | 19 | 11.7 | 9 | 2.27 | 74 | 59 | 201922673
AMERICAN STANDARD | 4A6L9048A1 | 4PX*DU48BS3 | S9V2C100U5PSB+RP | 46000 | 42500 | 18.5 | 11.7 | 8.7 | 2.19 | 73 | 59 | 201922623
AMERICAN STANDARD | 4A6L9048A1 | 4TXCD008DS3 | *UHMC100ACV4 | 46000 | 42500 | 19 | 11.7 | 8.7 | 2.2 | 73 | 59 | 201922679
AMERICAN STANDARD | 4A6L9048A1 | 4TXCD008DS3 | *UHMD120ACV5 | 47500 | 44000 | 19 | 11.7 | 9 | 2.26 | 73 | 58 | 201922678
AMERICAN STANDARD | 4A6L9048A1 | 4TXCC009DS3 | S9V2C080U5PSB+RP | 48500 | 43500 | 19 | 11.7 | 8.7 | 2.26 | 73 | 59 | 201922671
AMERICAN STANDARD | 4A6L9048A1 | 4TXCC009DS3 | *UD2C080ACV4 | 48000 | 43500 | 19 | 11.7 | 8.7 | 2.27 | 73 | 58 | 201922675
AMERICAN STANDARD | 4A6L9048A1 | 4TXCC009DS3 | S9V2C100U4PSB+RP | 48500 | 43500 | 19 | 11.7 | 8.7 | 2.27 | 73 | 58 | 201922672
AMERICAN STANDARD | 4A6L9048A1 | 4PX*DU48BS3 | *UHMC100ACV4 | 46000 | 42500 | 19 | 11.7 | 8.7 | 2.19 | 73 | 59 | 201922621
AMERICAN STANDARD | 4A6L9048A1 | 4PX*DU48BS3 | S9V2C100U4PSB+RP | 46000 | 42500 | 19 | 11.7 | 8.7 | 2.2 | 73 | 59 | 201922622
TRANE | 4TWV8X48A1 | 4TXCC007DS3 | S9V2C100U4PSB+RP | 45500 | 43500 | 18 | 11.5 | 8.5 | 1.82 | 86 | 67 | 207599988
AMERICAN STANDARD | 4A6L9048A1 | 4PX*DU48BS3 | *UD2C100ACV5 | 46000 | 43000 | 19 | 11.5 | 8.7 | 2.18 | 73 | 59 | 201922616
AMERICAN STANDARD | 4A6L9048A1 | 4PX*DU48BS3 | *UD2D120ACV5 | 47500 | 44000 | 19 | 11.5 | 8.7 | 2.24 | 74 | 59 | 201922613
AMERICAN STANDARD | 4A6L9048A1 | 4PX*DU48BS3 | S9V2C080U5PSB+RP | 46000 | 42500 | 19 | 11.5 | 8.7 | 2.2 | 74 | 59 | 201922609
TRANE | 4TWV8X48A1 | 4TXCB006DS3 | S9V2B080U4PSB+RP | 45500 | 44000 | 18 | 11.2 | 8.5 | 1.8 | 86 | 67 | 207599985
TRANE | 4TWV8X48A1 | 4TXCB006DS3 | S9V2B080D4PSB+RP | 43000 | 42000 | 18 | 10 | 8.5 | 1.76 | 87 | 69 | 207599987
AMERICAN STANDARD | 4A6L9048A1 | 4PX*DU48BS3 | *UD2C080ACV4 | 46000 | 42500 | 19 | 11.7 | 8.7 | 2.19 | 73 | 59 | 201922617
AMERICAN STANDARD | 4A6L9048A1 | 4PX*DU48BS3 | *UD2D140ACV5 | 47500 | 44000 | 19 | 11.7 | 9 | 2.25 | 73 | 59 | 201922610
TRANE | 4TWV8X48A1 | 4PX*DU60BS3 | S9V2C100U5PSB+RP | 45500 | 42000 | 18 | 11.7 | 8.5 | 1.81 | 85 | 67 | 207599984
TRANE | 4TWV8X48A1 | 4PX*CU48BS3 | S9V2C100U4PSB+RP | 45500 | 43500 | 18 | 11.5 | 8.5 | 1.82 | 86 | 67 | 207599983
TRANE | 4TWV8X48A1 | 4PX*BU48BS3 | S9V2B080U4PSB+RP | 45500 | 44000 | 18 | 11.2 | 8.5 | 1.8 | 86 | 67 | 207599981
TRANE | 4TWV0X48A1 | 4PX*DU48BS3 | *UHMD120ACV5 | 45500 | 42500 | 19.5 | 11.7 | 8.2 | 1.77 | 86 | 66 | 207526766
TRANE | 4TWV0X36A1 | 4PX*CU42BS3 | *DHMC100ACV4 | 33800 | 31200 | 19 | 12 | 8.2 | 1.76 | 84 | 65 | 207526552
TRANE | 4TWV0X36A1 | 4PX*CD42BS3 | S9V2C100D4PSB+RP | 35800 | 31200 | 20.5 | 12.7 | 8.2 | 1.76 | 83 | 64 | 207526538
TRANE | 4TWV0X36A1 | 4PX*CU48BS3 | S9V2C100D4PSB+RP | 33200 | 31000 | 19 | 11.7 | 8.5 | 1.83 | 83 | 64 | 207526540
AMERICAN STANDARD | 4A6L9048A1 | 4PX*CU42BS3 | *UHMC100ACV4 | 47500 | 44500 | 19 | 11.7 | 8.7 | 2.22 | 73 | 58 | 201922540
AMERICAN STANDARD | 4A6L9048A1 | 4PX*CU42BS3 | S9V2C100U5PSB+RP | 47500 | 44500 | 18 | 11.5 | 8.7 | 2.22 | 73 | 58 | 201922538
AMERICAN STANDARD | 4A6L9048A1 | 4PX*CU42BS3 | S9V2C080U5PSB+RP | 47500 | 44500 | 19 | 11.5 | 8.7 | 2.22 | 73 | 58 | 201922536
AMERICAN STANDARD | 4A6L9048A1 | 4PX*CU42BS3 | *UD2C080ACV4 | 47500 | 44500 | 19 | 11.5 | 8.7 | 2.23 | 73 | 58 | 201922535
AMERICAN STANDARD | 4A6L9048A1 | 4PX*CU42BS3 | S9V2C100U4PSB+RP | 47500 | 44500 | 19 | 11.5 | 8.7 | 2.22 | 73 | 58 | 201922537
AMERICAN STANDARD | 4A6L9048A1 | 4PX*CD60BS3+HORIZ-RT | *UD2C080ACV4 | 48500 | 43500 | 19 | 11.7 | 8.7 | 2.21 | 73 | 58 | 201922525
AMERICAN STANDARD | 4A6L9048A1 | 4PX*CU42BS3 | *UD2C100ACV5 | 47500 | 44500 | 19 | 11.5 | 8.7 | 2.2 | 73 | 58 | 201922533
AMERICAN STANDARD | 4A6L9048A1 | 4PX*CD60BS3+HORIZ-RT | *UD2C100ACV5 | 48500 | 44000 | 19 | 11.2 | 8.7 | 2.18 | 73 | 59 | 201922522
TRANE | 4TWV8X48A1 | 4TXCC007DS3 | S9V2C100U5PSB+RP | 46000 | 44000 | 18 | 11.7 | 8.5 | 1.83 | 85 | 66 | 208185410
TRANE | 4TWV8X48A1 | 4PX*CU60BS3 | S9V2C100U5PSB+RP | 47000 | 43000 | 18 | 11.7 | 8.5 | 1.86 | 86 | 67 | 208121978
TRANE | 4TWV8X48A1 | 4TXCC007DS3 | S9V2C080U5PSB+RP | 46000 | 44000 | 18 | 11.5 | 8.5 | 1.83 | 85 | 66 | 208185409
TRANE | 4TWV8X48A1 | TEM8B0C60V51+TDR |  | 47000 | 43000 | 18 | 12 | 8.5 | 1.94 | 85 | 67 | 207820955
TRANE | 4TWV8X48A1 | 4TXCD010DS3 | S9V2C100U5PSB+RP | 45500 | 42000 | 18 | 11.7 | 8.5 | 1.81 | 85 | 67 | 207599993
TRANE | 4TWV8X48A1 | 4TXCD008DS3 | S9V2D120D5PSB+RP | 43500 | 42000 | 18 | 11 | 8.5 | 1.8 | 86 | 68 | 207599990
TRANE | 4TWV8X60A1 | TEM8B0C60V51+TDR |  | 54000 | 51000 | 18 | 12 | 8.5 | 1.84 | 95 | 73 | 207820957
TRANE | 4TWL9024A1 | 4TXCB003DS3 | S9V2B060U4PSB+RP | 23400 | 21400 | 17 | 12 | 8.7 | 2.32 | 66 | 52 | 207782151
TRANE | 4TWV8X48A1 | 4TXCC007DS3 | S9V2C100D4PSB+RP | 43500 | 42000 | 18 | 10 | 8.5 | 1.78 | 87 | 68 | 207599989
TRANE | 4TWL9048A1 | TEM8A0C42V41+TDR |  | 46000 | 44000 | 19 | 11.7 | 9 | 2.3 | 73 | 58 | 207804061
TRANE | 4TWL9048A1 | 4PX*BU48BS3 | S9V2B080D4PSB+RP | 44000 | 42500 | 17.5 | 10 | 8.7 | 2.14 | 74 | 61 | 207786383
TRANE | 4TWL9024A1 | 4PX*BU30BS3 | S9V2B060U4PSB+RP | 23400 | 20800 | 17 | 12 | 8.7 | 2.34 | 67 | 53 | 207782150
TRANE | 4TWL9024A1 | 4PX*BU24BS3 | S9V2B060U4PSB+RP | 22600 | 21800 | 16.5 | 11.7 | 8.2 | 2.04 | 66 | 51 | 207782149
TRANE | 4TWL9060A1 | TEM8A0C48V41+TDR |  | 58500 | 53500 | 19 | 11 | 8.7 | 2.27 | 71 | 57 | 207708973
TRANE | 4TWL9048A1 | 4TXCD010DS3 | L8V1C100U5VSA+RP | 47500 | 42000 | 19 | 12 | 8.7 | 2.24 | 73 | 59 | 207352634
TRANE | 4TWL9048A1 | 4PX*CU48BS3 | *DD2C100ACV5 | 44000 | 42500 | 18 | 11 | 8.7 | 2.16 | 74 | 60 | 207259421
TRANE | 4TWL9048A1 | 4TXCD008DS3 | L8V1C100U5VSA+RP | 46500 | 42500 | 19 | 11.7 | 8.7 | 2.21 | 73 | 59 | 207352633
TRANE | 4TWL9024A1 | 4TXCB003DS3 | S9V2B040U3VSA+RP | 23400 | 21400 | 17 | 12 | 8.7 | 2.31 | 67 | 52 | 207062438
TRANE | 4TWL9024A1 | 4TXCB003DS3 | S9V2B060U3VSA+RP | 23200 | 21400 | 17 | 12 | 8.7 | 2.27 | 67 | 52 | 206909920
TRANE | 4TWL9048A1 | 4TXFH064AZ3 | *UD2C080ACV4 | 48000 | 42500 | 19 | 11.7 | 8.7 | 2.23 | 74 | 60 | 206392942
TRANE | 4TWL9048A1 | 4PX*CU42BS3 | *DHMC100ACV4 | 45000 | 43000 | 18 | 11 | 8.2 | 2.08 | 75 | 60 | 202586171
TRANE | 4TWL9048A1 | 4PX*CU42BS3 | *DD2C100ACV5 | 45000 | 43000 | 18 | 11.2 | 8.2 | 2.08 | 74 | 60 | 202586170
TRANE | 4TWL9048A1 | 4PX*CU60BS3 | S9V2C100D4PSB+RP | 44000 | 41000 | 17.5 | 10 | 8.7 | 2.21 | 75 | 61 | 202544273
TRANE | 4TWV8X60A1 | TEM8A0D60V51+TDR |  | 51500 | 50500 | 18 | 11.5 | 8.5 | 1.85 | 95 | 76 | 207526363
TRANE | 4TWL9048A1 | TEM8A0D48V41+TDR |  | 47000 | 44000 | 19 | 11.7 | 9 | 2.32 | 73 | 58 | 201922159
TRANE | 4TWV8X48A1 | TEM8A0C48V41+TDR |  | 47000 | 43000 | 18 | 12 | 8.5 | 1.94 | 85 | 67 | 207526358
TRANE | 4TWV8X48A1 | TEM8A0D48V41+TDR |  | 45500 | 42500 | 18 | 11.7 | 8.5 | 1.94 | 87 | 68 | 207526360
TRANE | 4TWV8X48A1 | TEM8A0C42V41+TDR |  | 44500 | 44000 | 18 | 11.5 | 8.5 | 1.92 | 83 | 65 | 207526357
AMERICAN STANDARD | 4A6L5030N1 | 4PX*CU36BS3 | S8X2C080M5PSC | 29800 | 27000 | 15.2 | 12 | 8.1 | 2.18 | 67 | 53 | 210793470
AMERICAN STANDARD | 4A6L5030N1 | 4PX*CU36BS3 | S8X1C080M5PSC | 29800 | 27000 | 15.2 | 12 | 8.1 | 2.18 | 67 | 53 | 210793469
AMERICAN STANDARD | 4A6L5030N1 | 4PX*CU36BS3 | *UHMC100ACV4 | 30000 | 27000 | 16 | 12 | 8.1 | 2.2 | 67 | 52 | 210793465
AMERICAN STANDARD | 4A6L5030N1 | 4PX*CU36BS3 | S8V2C080M5PCA | 29800 | 27200 | 15.2 | 12 | 8.1 | 2.18 | 67 | 52 | 210793467
AMERICAN STANDARD | 4A6L5030N1 | 4PX*CU36BS3 | *UD2C100ACV5 | 29400 | 26800 | 16 | 12 | 8.1 | 2.2 | 67 | 52 | 210793464
AMERICAN STANDARD | 4A6L5030N1 | 4PX*CU36BS3 | *UD2C080ACV4 | 29400 | 26800 | 16 | 12 | 8.1 | 2.21 | 67 | 52 | 210793463
AMERICAN STANDARD | 4A6L5030N1 | 4PX*CU36BS3 | S9X2C080U5PSB | 30200 | 27200 | 15.2 | 12 | 8.1 | 2.18 | 67 | 53 | 210793462
AMERICAN STANDARD | 4A6L5030N1 | 4PX*CU30BS3 | *UD2C100ACV5 | 29200 | 29400 | 15.2 | 12 | 8.1 | 2.15 | 65 | 50 | 210793461
AMERICAN STANDARD | 4A6L5030N1 | 4PX*CU30BS3 | *UD2C080ACV4 | 29200 | 29400 | 15.2 | 12 | 8.1 | 2.14 | 65 | 50 | 210793460
AMERICAN STANDARD | 4A6L5030N1 | 4PX*CU30BS3 | *UHMC100ACV4 | 29200 | 29400 | 15.2 | 12 | 8.1 | 2.17 | 65 | 50 | 210793458
AMERICAN STANDARD | 4A6L5030N1 | 4PX*CU30BS3 | S8V2C100M5PCA | 29000 | 29600 | 15.2 | 12 | 8.1 | 2.12 | 65 | 50 | 210793455
AMERICAN STANDARD | 4A6L5030N1 | 4PX*CU30BS3 | S8X1C080M5PTC | 29200 | 29600 | 15.2 | 12 | 8.1 | 2.12 | 65 | 50 | 210793453
AMERICAN STANDARD | 4A6L5030N1 | 4PX*CU30BS3 | S8V2C080M5PCA | 29200 | 29600 | 15.2 | 12 | 8.1 | 2.12 | 65 | 50 | 210793456
AMERICAN STANDARD | 4A6L5030N1 | 4PX*CU30BS3 | S8X1C080M5PSC | 29200 | 29600 | 15.2 | 12 | 8.1 | 2.12 | 65 | 50 | 210793454
AMERICAN STANDARD | 4A6L5030N1 | 4PX*CU30BS3 | S8X2C080M5PSC | 29200 | 29600 | 15.2 | 12 | 8.1 | 2.12 | 65 | 50 | 210793452
AMERICAN STANDARD | 4A6L5030N1 | 4PX*CU30BS3 | S9V2C080U5PSB | 29600 | 29600 | 15.2 | 12 | 8.1 | 2.12 | 65 | 50 | 210793450
AMERICAN STANDARD | 4A6L5030N1 | 4PX*CU30BS3 | S8X2C080M5PTC | 29200 | 29600 | 15.2 | 12 | 8.1 | 2.12 | 65 | 50 | 210793451
AMERICAN STANDARD | 4A6L5030N1 | 4PX*CU30BS3 | S9V2C100U4VSA | 29000 | 29400 | 15.2 | 12 | 8.1 | 2.14 | 65 | 50 | 210793449
AMERICAN STANDARD | 4A6L5030N1 | 4PX*CU30BS3 | S9V2C100U5PSB | 29600 | 29600 | 15.2 | 12 | 8.1 | 2.12 | 66 | 50 | 210793448
AMERICAN STANDARD | 4A6L5030N1 | 4PX*CU30BS3 | S9X1C080U5PSB | 29600 | 29600 | 15.2 | 12 | 8.1 | 2.11 | 66 | 50 | 210793447
AMERICAN STANDARD | 4A6L5030N1 | 4PX*CU30BS3 | S9X1C100U5PSB | 29600 | 29600 | 15.2 | 12 | 8.1 | 2.11 | 66 | 50 | 210793446
AMERICAN STANDARD | 4A6L5030N1 | 4PX*CU30BS3 | S9X2C080U5PSB | 29600 | 29600 | 15.2 | 12 | 8.1 | 2.11 | 66 | 50 | 210793445
AMERICAN STANDARD | 4A6L5030N1 | 4PX*CU30BS3 | S9X2C100U5PSB | 29600 | 29600 | 15.2 | 12 | 8.1 | 2.11 | 66 | 50 | 210793444
AMERICAN STANDARD | 4A6L5030N1 | 4TXCB004DS3 | L8X1B080U4XSA | 30000 | 27400 | 15.2 | 12 | 8.1 | 2.16 | 67 | 53 | 210793558
AMERICAN STANDARD | 4A6L5030N1 | 4PX*CD36BS3+HORIZ-RT | *UD2C100ACV5 | 29600 | 28200 | 16 | 12 | 8.1 | 2.16 | 66 | 51 | 210793425
AMERICAN STANDARD | 4A6L5030N1 | 4PX*CD36BS3+HORIZ-RT | *UD2C080ACV4 | 29400 | 28400 | 16 | 12 | 8.1 | 2.15 | 65 | 50 | 210793424
AMERICAN STANDARD | 4A6L5030N1 | 4PX*CD36BS3 | S9V2C100D4VSA | 29400 | 28400 | 16 | 12 | 8.1 | 2.15 | 65 | 50 | 210793423
AMERICAN STANDARD | 4A6L5030N1 | 4PX*CD36BS3 | S8X1C080M5PSC | 29800 | 28600 | 15.2 | 12 | 8.1 | 2.13 | 66 | 51 | 210793422
AMERICAN STANDARD | 4A6L5030N1 | 4PX*CD36BS3 | *DD2C100ACV5 | 29200 | 28400 | 15.2 | 12 | 8.1 | 2.14 | 65 | 51 | 210793421
AMERICAN STANDARD | 4A6L5030N1 | 4PX*CD36BS3 | *DHMC100ACV4 | 29400 | 28200 | 15.2 | 12 | 8.1 | 2.14 | 66 | 51 | 210793414
AMERICAN STANDARD | 4A6L5030N1 | 4PX*CD36BS3 | S8X2C080M5PSC | 29800 | 28600 | 15.2 | 12 | 8.1 | 2.13 | 66 | 51 | 210793420
AMERICAN STANDARD | 4A6L5030N1 | 4PX*CD36BS3 | S9X2C100D5PSB | 29800 | 28600 | 15.2 | 12 | 8.1 | 2.13 | 66 | 51 | 210793412
AMERICAN STANDARD | 4A6L5030N1 | 4PX*CD36BS3 | S8X1C080M5PTC | 29800 | 28600 | 15.2 | 12 | 8.1 | 2.13 | 66 | 51 | 210793419
AMERICAN STANDARD | 4A6L5030N1 | 4PX*CD36BS3 | S8X2C080M5PTC | 29800 | 28600 | 15.2 | 12 | 8.1 | 2.13 | 66 | 51 | 210793418
AMERICAN STANDARD | 4A6L5030N1 | 4PX*CD36BS3 | S8V2C100M5PCA | 29800 | 28600 | 15.2 | 12 | 8.1 | 2.13 | 66 | 51 | 210793417
AMERICAN STANDARD | 4A6L5030N1 | 4PX*CD36BS3 | S8V2C080M5PCA | 29800 | 28600 | 15.2 | 12 | 8.1 | 2.13 | 66 | 51 | 210793416
AMERICAN STANDARD | 4A6L5030N1 | 4PX*CD36BS3 | S9X1C100D5PSB | 29800 | 28600 | 15.2 | 12 | 8.1 | 2.13 | 66 | 51 | 210793413
AMERICAN STANDARD | 4A6L5030N1 | 4PX*BU48BS3 | S9V2B080U4VSA | 30400 | 27800 | 16 | 12 | 8.1 | 2.23 | 66 | 51 | 210793410
AMERICAN STANDARD | 4A6L5030N1 | 4PX*BU48BS3 | *UD2B080ACV3 | 30200 | 27600 | 16 | 12 | 8.1 | 2.23 | 66 | 51 | 210793411
AMERICAN STANDARD | 4A6L5030N1 | 4PX*BU48BS3 | S9V2B080U4PSB | 30400 | 27800 | 16 | 12 | 8.1 | 2.23 | 66 | 51 | 210793409
AMERICAN STANDARD | 4A6L5030N1 | 4PX*BU48BS3 | S9V2B040U3VSA | 30200 | 27600 | 16 | 12 | 8.1 | 2.23 | 66 | 51 | 210793406
AMERICAN STANDARD | 4A6L5030N1 | 4PX*BU48BS3 | S9V2B060U4PSB | 30400 | 27600 | 16 | 12 | 8.1 | 2.24 | 66 | 51 | 210793408
AMERICAN STANDARD | 4A6L5030N1 | 4PX*BU48BS3 | S9V2B060U3VSA | 30000 | 27600 | 16 | 12 | 8.1 | 2.24 | 66 | 51 | 210793407
AMERICAN STANDARD | 4A6L5030N1 | 4PX*BU48BS3 | S9V2B040U3PSB | 30200 | 27600 | 16 | 12 | 8.1 | 2.23 | 66 | 51 | 210793405
AMERICAN STANDARD | 4A6L5030N1 | 4PX*BU48BS3 | S8X2B080M4PTC | 30400 | 27800 | 16 | 12 | 8.1 | 2.22 | 66 | 51 | 210793404
AMERICAN STANDARD | 4A6L5030N1 | 4PX*BU48BS3 | S8X1B080M4PTC | 30400 | 27800 | 16 | 12 | 8.1 | 2.22 | 66 | 51 | 210793398
AMERICAN STANDARD | 4A6L5030N1 | 4PX*BU48BS3 | S8X2B080M4PSC | 30400 | 27800 | 16 | 12 | 8.1 | 2.22 | 66 | 51 | 210793403
AMERICAN STANDARD | 4A6L5030N1 | 4PX*BU48BS3 | S8X2B060M4PTC | 30400 | 27800 | 16 | 12 | 8.1 | 2.23 | 66 | 51 | 210793402
AMERICAN STANDARD | 4A6L5030N1 | 4PX*BU48BS3 | S8X2A040M3PTC | 29200 | 27200 | 16 | 12 | 8.1 | 2.19 | 66 | 51 | 210793400
AMERICAN STANDARD | 4A6L5030N1 | 4PX*BU48BS3 | S8X2B060M4PSC | 30400 | 27800 | 16 | 12 | 8.1 | 2.23 | 66 | 51 | 210793401
AMERICAN STANDARD | 4A6L5030N1 | 4PX*BU48BS3 | S8X2A040M3PSC | 29200 | 27200 | 16 | 12 | 8.1 | 2.19 | 66 | 51 | 210793399
AMERICAN STANDARD | 4A6L5030N1 | 4PX*BU48BS3 | S8X1B080M4PSC | 30400 | 27800 | 16 | 12 | 8.1 | 2.22 | 66 | 51 | 210793397
AMERICAN STANDARD | 4A6L5030N1 | 4PX*BU48BS3 | S8X1A040M3PTC | 29200 | 27200 | 16 | 12 | 8.1 | 2.19 | 66 | 51 | 210793394
AMERICAN STANDARD | 4A6L5030N1 | 4PX*BU48BS3 | S8X1B060M4PSC | 30400 | 27800 | 16 | 12 | 8.1 | 2.23 | 66 | 51 | 210793395
AMERICAN STANDARD | 4A6L5030N1 | 4PX*BU48BS3 | S8X1B060M4PTC | 30400 | 27800 | 16 | 12 | 8.1 | 2.23 | 66 | 51 | 210793396
AMERICAN STANDARD | 4A6L5030N1 | 4PX*BU48BS3 | S8X1A040M3PSC | 29200 | 27200 | 16 | 12 | 8.1 | 2.19 | 66 | 51 | 210793393
AMERICAN STANDARD | 4A6L5030N1 | 4PX*BU48BS3 | S8V2B080M4PCA | 30400 | 27800 | 16 | 12 | 8.1 | 2.22 | 66 | 51 | 210793392
TRANE | 4TWV8X24A1 | TEM8A0B30V31+TDR |  | 23800 | 21600 | 18 | 12.2 | 8.5 | 1.94 | 81 | 61 | 207526351
TRANE | 4TWL5030N1 | 4TXCB003DS3 | S8V2B060M4PCA | 28800 | 29400 | 15.2 | 12 | 8.1 | 2.13 | 65 | 50 | 210792407
TRANE | 4TWL5030N1 | 4TXCB003DS3 | S8X1A040M3PSC | 27600 | 29000 | 15.2 | 12 | 8.1 | 2.09 | 65 | 50 | 210792405
TRANE | 4TWL5030N1 | 4TXCB003DS3 | S8X1A040M3PTC | 27600 | 29000 | 15.2 | 12 | 8.1 | 2.09 | 65 | 50 | 210792404
TRANE | 4TWL5030N1 | 4TXCB003DS3 | S9X2B060U4PSB | 28600 | 29400 | 15.2 | 12 | 8.1 | 2.13 | 65 | 50 | 210792379
TRANE | 4TWL5030N1 | 4TXCB003DS3 | L8X1B060U3XSA | 28800 | 29600 | 15.2 | 12 | 8.1 | 2.11 | 65 | 50 | 210792392
TRANE | 4TWL5030N1 | 4TXCB003DS3 | L8X1B080U4XSA | 29600 | 29600 | 15.2 | 12 | 8.1 | 2.1 | 66 | 51 | 210792393
TRANE | 4TWL5030N1 | 4TXCB003DS3 | S9V2B060U3VSA | 28600 | 29400 | 15.2 | 12 | 8.1 | 2.13 | 65 | 50 | 210792371
TRANE | 4TWL5030N1 | 4TXCB003DS3 | L8V1B080U4VSA | 28800 | 29600 | 15.2 | 12 | 8.1 | 2.12 | 65 | 50 | 210792391
TRANE | 4TWL5030N1 | 4TXCB003DS3 | L8V1A060U3VSA | 27600 | 29000 | 15.2 | 12 | 8.1 | 2.09 | 65 | 50 | 210792390
TRANE | 4TWL5030N1 | 4TXCB003DS3 | *UHMB080ACV3 | 28800 | 29400 | 15.2 | 12 | 8.1 | 2.16 | 65 | 49 | 210792388
TRANE | 4TWL5030N1 | 4TXCB003DS3 | *UHMB060ACV3 | 29000 | 29400 | 15.2 | 12 | 8.1 | 2.15 | 65 | 50 | 210792387
TRANE | 4TWL5030N1 | 4TXCB003DS3 | L8V1A040U3VSA | 27800 | 29200 | 15.2 | 12 | 8.1 | 2.09 | 65 | 50 | 210792389
TRANE | 4TWL5030N1 | 4TXCB003DS3 | *UD2B080ACV3 | 29200 | 29400 | 15.2 | 12 | 8.1 | 2.12 | 66 | 50 | 210792386
TRANE | 4TWL5030N1 | 4TXCB003DS3 | *UD2B060ACV3 | 29200 | 29600 | 15.2 | 12 | 8.1 | 2.13 | 65 | 50 | 210792385
TRANE | 4TWL5030N1 | 4TXCB003DS3 | S9X2B080U4PSB | 28800 | 29400 | 15.2 | 12 | 8.1 | 2.14 | 65 | 50 | 210792380
TRANE | 4TWL5030N1 | 4TXCB003DS3 | S9X2B040U3PSB | 28600 | 29400 | 15.2 | 12 | 8.1 | 2.13 | 65 | 50 | 210792378
TRANE | 4TWL5030N1 | 4TXCB003DS3 | S9X1B060U4PSB | 28600 | 29400 | 15.2 | 12 | 8.1 | 2.13 | 65 | 50 | 210792376
TRANE | 4TWL5030N1 | 4TXCB003DS3 | S9X1B040U3PSB | 28600 | 29400 | 15.2 | 12 | 8.1 | 2.13 | 65 | 50 | 210792375
TRANE | 4TWL5030N1 | 4TXCB003DS3 | S9V2B080U4PSB | 28800 | 29400 | 15.2 | 12 | 8.1 | 2.13 | 65 | 50 | 210792373
TRANE | 4TWL5030N1 | 4TXCB003DS3 | S9X1B080U4PSB | 28800 | 29400 | 15.2 | 12 | 8.1 | 2.14 | 65 | 50 | 210792377
TRANE | 4TWL5030N1 | 4TXCB003DS3 | S9V2B060U4PSB | 28800 | 29600 | 15.2 | 12 | 8.1 | 2.14 | 65 | 49 | 210792372
TRANE | 4TWL5030N1 | 4TXCB003DS3 | S8X2B080M4PTC | 29200 | 29600 | 15.2 | 12 | 8.1 | 2.12 | 66 | 50 | 210792368
TRANE | 4TWL5030N1 | 4TXCB003DS3 | S9V2B040U3VSA | 28600 | 29400 | 15.2 | 12 | 8.1 | 2.13 | 65 | 50 | 210792370
TRANE | 4TWL5030N1 | 4TXCB003DS3 | S9V2B040U3PSB | 28600 | 29400 | 15.2 | 12 | 8.1 | 2.13 | 65 | 50 | 210792369
TRANE | 4TWL5030N1 | 4TXCB003DS3 | S8X2B060M4PTC | 29200 | 29600 | 15.2 | 12 | 8.1 | 2.12 | 65 | 50 | 210792366
TRANE | 4TWL5030N1 | 4PX*CU30BS3 | *UD2C080ACV4 | 29200 | 29400 | 15.2 | 12 | 8.1 | 2.14 | 65 | 50 | 210792314
TRANE | 4TWL5030N1 | 4TXCB003DS3 | S8X2B080M4PSC | 29200 | 29600 | 15.2 | 12 | 8.1 | 2.12 | 66 | 50 | 210792367
TRANE | 4TWL5030N1 | 4TXCB003DS3 | S8X2B060M4PSC | 29200 | 29600 | 15.2 | 12 | 8.1 | 2.12 | 65 | 50 | 210792365
TRANE | 4TWL5030N1 | 4TXCB003DS3 | S8X2A040M3PSC | 27600 | 29000 | 15.2 | 12 | 8.1 | 2.09 | 65 | 50 | 210792363
TRANE | 4TWL5030N1 | 4TXCB003DS3 | S8X2A040M3PTC | 27600 | 29000 | 15.2 | 12 | 8.1 | 2.09 | 65 | 50 | 210792364
TRANE | 4TWL5030N1 | 4TXCB003DS3 | S8X1B060M4PTC | 29200 | 29600 | 15.2 | 12 | 8.1 | 2.12 | 65 | 50 | 210792360
TRANE | 4TWL5030N1 | 4TXCB003DS3 | S8X1B080M4PSC | 29200 | 29600 | 15.2 | 12 | 8.1 | 2.12 | 66 | 50 | 210792361
TRANE | 4TWL5030N1 | 4TXCB003DS3 | S8X1B080M4PTC | 29200 | 29600 | 15.2 | 12 | 8.1 | 2.12 | 66 | 50 | 210792362
TRANE | 4TWL5030N1 | 4TXCB003DS3 | S8X1B040M2PSC | 28800 | 29600 | 15.2 | 12 | 8.1 | 2.11 | 65 | 50 | 210792357
TRANE | 4TWL5030N1 | 4TXCB003DS3 | S8X1B060M4PSC | 29200 | 29600 | 15.2 | 12 | 8.1 | 2.12 | 65 | 50 | 210792359
TRANE | 4TWL5030N1 | 4TXCB003DS3 | S8X1B040M2PTC | 28800 | 29600 | 15.2 | 12 | 8.1 | 2.11 | 65 | 50 | 210792358
TRANE | 4TWL5030N1 | 4PX*CU42BS3 | S8X1C080M5PSC | 30600 | 28000 | 16 | 12 | 8.1 | 2.23 | 66 | 51 | 210792348
TRANE | 4TWL5030N1 | 4PX*CU42BS3 | S8V2C100M5PCA | 30600 | 28200 | 16 | 12 | 8.1 | 2.21 | 66 | 51 | 210792347
TRANE | 4TWL5030N1 | 4PX*CU42BS3 | S9V2C100U4VSA | 30200 | 27800 | 16 | 12 | 8.1 | 2.24 | 66 | 51 | 210792335
TRANE | 4TWL5030N1 | 4PX*CU42BS3 | S8V2C080M5PCA | 30400 | 28000 | 16 | 12 | 8.1 | 2.23 | 66 | 51 | 210792346
TRANE | 4TWL5030N1 | 4PX*CU42BS3 | *UHMC100ACV4 | 30800 | 28000 | 16 | 12 | 8.1 | 2.25 | 66 | 51 | 210792344
TRANE | 4TWL5030N1 | 4PX*CU42BS3 | *UD2C100ACV5 | 30400 | 27800 | 16 | 12 | 8.1 | 2.26 | 66 | 51 | 210792343
TRANE | 4TWL5030N1 | 4PX*CU36BS3 | S8X1C080M5PSC | 29800 | 27000 | 15.2 | 12 | 8.1 | 2.18 | 67 | 53 | 210792323
TRANE | 4TWL5030N1 | 4PX*CU42BS3 | S9X1C100D5PSB | 29000 | 26800 | 15.2 | 12 | 8.1 | 2.2 | 67 | 53 | 210792340
TRANE | 4TWL5030N1 | 4PX*CU42BS3 | *UD2C080ACV4 | 30800 | 28000 | 16 | 12 | 8.1 | 2.25 | 66 | 51 | 210792342
TRANE | 4TWL5030N1 | 4PX*CU42BS3 | S9V2C100D4VSA | 29200 | 26800 | 15.2 | 12 | 8.1 | 2.21 | 67 | 53 | 210792339
TRANE | 4TWL5030N1 | 4PX*CU42BS3 | S9X2C100D5PSB | 29000 | 26800 | 15.2 | 12 | 8.1 | 2.2 | 67 | 53 | 210792341
TRANE | 4TWL5030N1 | 4PX*CU42BS3 | *DD2C100ACV5 | 28400 | 26400 | 15.2 | 12 | 8.1 | 2.21 | 67 | 53 | 210792337
TRANE | 4TWL5030N1 | 4PX*CU42BS3 | *DHMC100ACV4 | 28600 | 26400 | 15.2 | 12 | 8.1 | 2.21 | 67 | 53 | 210792338
TRANE | 4TWL5030N1 | 4PX*CU42BS3 | S9V2C100U5PSB | 31000 | 28200 | 16 | 12 | 8.1 | 2.23 | 66 | 51 | 210792336
TRANE | 4TWL5030N1 | 4PX*CU42BS3 | S9V2C080U5PSB | 30800 | 28200 | 16 | 12 | 8.1 | 2.23 | 66 | 51 | 210792334
TRANE | 4TWL5030N1 | 4PX*CU42BS3 | S8X2C080M5PSC | 30600 | 28000 | 16 | 12 | 8.1 | 2.23 | 66 | 51 | 210792332
TRANE | 4TWL5030N1 | 4PX*CU42BS3 | S8X2C080M5PTC | 30600 | 28000 | 16 | 12 | 8.1 | 2.23 | 66 | 51 | 210792333
TRANE | 4TWL5030N1 | 4PX*CU42BS3 | S8X1C080M5PTC | 30600 | 28000 | 16 | 12 | 8.1 | 2.23 | 66 | 51 | 210792331
TRANE | 4TWL5030N1 | 4PX*CU36BS3 | S9X1C080U5PSB | 30200 | 27200 | 15.2 | 12 | 8.1 | 2.18 | 67 | 53 | 210792330
TRANE | 4TWL5030N1 | 4PX*CU30BS3 | S8X1C080M5PTC | 29200 | 29600 | 15.2 | 12 | 8.1 | 2.12 | 65 | 50 | 210792307
TRANE | 4TWV8X36A1 | 4TXCB004DS3 | S8V2B060M4PDA | 34200 | 31200 | 18 | 11.7 | 8.2 | 1.81 | 84 | 66 | 211081251
TRANE | 4TWV8X36A1 | 4PX*CU48BS3 | S8V2C100M5PDA | 35200 | 31600 | 18 | 12 | 8.2 | 1.85 | 84 | 65 | 211081249
TRANE | 4TWV8X36A1 | 4PX*CU42BS3 | S8V2C100M5PDA | 35200 | 32000 | 18 | 12 | 8.2 | 1.83 | 83 | 64 | 211081247
TRANE | 4TWV8X36A1 | 4PX*CU36BS3 | S8V2C100M5PDA | 34000 | 31000 | 18 | 11.7 | 8.2 | 1.8 | 85 | 66 | 211081245
TRANE | 4TWV8X36A1 | 4PX*CU48BS3 | S8V2C080M5PDA | 34800 | 31400 | 18 | 12 | 8.2 | 1.84 | 83 | 64 | 211081248
TRANE | 4TWV8X36A1 | 4PX*CU42BS3 | S8V2C080M5PDA | 34800 | 31800 | 18 | 12 | 8.2 | 1.83 | 83 | 64 | 211081246
TRANE | 4TWV8X36A1 | 4PX*CU36BS3 | S8V2C080M5PDA | 33800 | 30800 | 18 | 11.7 | 8.2 | 1.81 | 84 | 66 | 211081244
TRANE | 4TWV8X36A1 | 4PX*BU42BS3 | S8V2B060M4PDA | 35200 | 32200 | 18 | 12 | 8.2 | 1.83 | 83 | 65 | 211081238
TRANE | 4TWV8X36A1 | 4PX*BU42BS3 | S8V2B080M4PDA | 35200 | 32200 | 18 | 12 | 8.2 | 1.82 | 83 | 65 | 211081239
TRANE | 4TWV8X36A1 | 4PX*BU42BS3 | S8V2A040M3PDA | 33600 | 31000 | 18 | 12 | 8.1 | 1.78 | 82 | 64 | 211081237
TRANE | 4TWV8X36A1 | 4PX*BU36BS3 | S8V2B080M4PDA | 34200 | 31200 | 18 | 11.7 | 8.2 | 1.8 | 85 | 66 | 211081236
TRANE | 4TWV8X36A1 | 4PX*BU36BS3 | S8V2B060M4PDA | 34200 | 31200 | 18 | 11.7 | 8.2 | 1.8 | 85 | 66 | 211081235
TRANE | 4TWV0X60A1 | 4TXCD010DS3 | S8V2D120M5PDA | 54000 | 52000 | 19 | 11.7 | 8.2 | 1.83 | 95 | 76 | 211081224
TRANE | 4TWV0X60A1 | 4PX*DU60BS3 | S8V2D120M5PDA | 54000 | 52000 | 19 | 11.7 | 8.2 | 1.83 | 95 | 76 | 211081220
TRANE | 4TWV0X48A1 | 4TXCD010DS3 | S8V2C080M5PDA | 45000 | 41000 | 19 | 11.7 | 8.2 | 1.75 | 86 | 66 | 211081217
TRANE | 4TWV0X48A1 | 4TXCD008DS3 | S8V2D120M5PDA | 46000 | 43000 | 19.5 | 11.5 | 8.2 | 1.77 | 86 | 66 | 211081216
TRANE | 4TWV0X48A1 | 4TXCC007DS3 | S8V2C100M5PDA | 45500 | 43000 | 19 | 11.2 | 8.2 | 1.75 | 86 | 66 | 211081215
TRANE | 4TWV0X48A1 | 4TXCB006DS3 | S8V2B080M4PDA | 45500 | 43000 | 19 | 11.2 | 8.2 | 1.75 | 86 | 67 | 211081212
TRANE | 4TWV0X48A1 | 4TXCB006DS3 | S8V2B060M4PDA | 45500 | 43000 | 19 | 11.2 | 8.2 | 1.75 | 86 | 67 | 211081211
TRANE | 4TWV0X48A1 | 4PX*DU60BS3 | S8V2C080M5PDA | 45000 | 41000 | 19 | 11.7 | 8.2 | 1.75 | 86 | 66 | 211081210
TRANE | 4TWV0X48A1 | 4PX*DU48BS3 | S8V2D120M5PDA | 46000 | 43000 | 19.5 | 11.5 | 8.2 | 1.77 | 86 | 66 | 211081209
TRANE | 4TWV0X48A1 | 4PX*CU48BS3 | S8V2C100M5PDA | 45500 | 43000 | 19 | 11.2 | 8.2 | 1.75 | 86 | 66 | 211081207
TRANE | 4TWV0X48A1 | 4PX*BU48BS3 | S8V2B060M4PDA | 45500 | 43000 | 19 | 11.2 | 8.2 | 1.75 | 86 | 67 | 211081203
TRANE | 4TWV0X48A1 | 4PX*BU48BS3 | S8V2B080M4PDA | 45500 | 43000 | 19 | 11.2 | 8.2 | 1.75 | 86 | 67 | 211081202
TRANE | 4TWV0X36A1 | 4TXCC005DS3 | S8V2C100M5PDA | 34400 | 31400 | 19.5 | 12 | 8.5 | 1.78 | 85 | 65 | 211081201
TRANE | 4TWV0X36A1 | 4TXCC005DS3 | S8V2C080M5PDA | 34000 | 31400 | 19.5 | 12 | 8.5 | 1.79 | 84 | 65 | 211081200
TRANE | 4TWV0X36A1 | 4TXCB004DS3 | S8V2B060M4PDA | 34400 | 31600 | 19.5 | 12 | 8.5 | 1.78 | 85 | 66 | 211081198
TRANE | 4TWV0X36A1 | 4TXCB004DS3 | S8V2B080M4PDA | 34400 | 31600 | 19.5 | 12 | 8.5 | 1.79 | 84 | 66 | 211081197
TRANE | 4TWV0X36A1 | 4PX*CU48BS3 | S8V2C080M5PDA | 35200 | 32000 | 20 | 12.5 | 8.5 | 1.83 | 83 | 64 | 211081196
TRANE | 4TWV0X36A1 | 4PX*CU48BS3 | S8V2C100M5PDA | 35400 | 32200 | 20.5 | 12.5 | 8.7 | 1.82 | 83 | 63 | 211081195
TRANE | 4TWV0X36A1 | 4PX*CU42BS3 | S8V2C100M5PDA | 35400 | 32600 | 20 | 12.5 | 8.5 | 1.8 | 83 | 63 | 211081194
TRANE | 4TWV0X36A1 | 4PX*CU42BS3 | S8V2C080M5PDA | 35200 | 32600 | 19.5 | 12.5 | 8.5 | 1.81 | 82 | 63 | 211081193
TRANE | 4TWV0X36A1 | 4PX*CU36BS3 | S8V2C080M5PDA | 34000 | 31400 | 19.5 | 12 | 8.5 | 1.79 | 84 | 65 | 211081192
TRANE | 4TWV0X36A1 | 4PX*CU36BS3 | S8V2C100M5PDA | 34400 | 31400 | 19.5 | 12 | 8.5 | 1.8 | 84 | 65 | 211081191
TRANE | 4TWV0X36A1 | 4PX*BU42BS3 | S8V2A040M3PDA | 34000 | 31600 | 19.5 | 12 | 8.2 | 1.76 | 82 | 63 | 211081186
TRANE | 4TWV0X36A1 | 4PX*BU42BS3 | S8V2B060M4PDA | 35600 | 32800 | 19.5 | 12.5 | 8.5 | 1.8 | 83 | 63 | 211081185
TRANE | 4TWV0X36A1 | 4PX*BU42BS3 | S8V2B080M4PDA | 35600 | 32800 | 20 | 12.5 | 8.5 | 1.8 | 84 | 63 | 211081184
TRANE | 4TWV0X36A1 | 4PX*BU36BS3 | S8V2B060M4PDA | 34400 | 31600 | 19.5 | 12 | 8.5 | 1.78 | 85 | 66 | 211081182
TRANE | 4TWV0X36A1 | 4PX*BU36BS3 | S8V2B080M4PDA | 34400 | 31600 | 19.5 | 12 | 8.5 | 1.78 | 85 | 66 | 211081181
TRANE | 4TWV0X24A1 | 4TXCB004DS3 | S8V2A040M3PDA | 22800 | 19600 | 17.5 | 12.5 | 8.2 | 1.82 | 84 | 63 | 211081175
TRANE | 4TWV0X24A1 | 4PX*BU36BS3 | S8V2A040M3PDA | 22800 | 19600 | 17.5 | 12.5 | 8.2 | 1.82 | 84 | 63 | 211081171
AMERICAN STANDARD | 4A6L5036N1 | 4TXCB006DS3 | S9V2B060U4PSB | 34600 | 32000 | 15.2 | 12 | 8.1 | 2.03 | 63 | 47 | 210791163
AMERICAN STANDARD | 4A6L5036N1 | 4TXCB006DS3 | S9V2B080U4VSA | 34600 | 32400 | 15.2 | 12 | 8.1 | 2.02 | 62 | 46 | 210791164
AMERICAN STANDARD | 4A6L5036N1 | 4TXCB006DS3 | S9V2B040U3VSA | 34400 | 32200 | 15.2 | 12 | 8.1 | 2.02 | 62 | 46 | 210791161
AMERICAN STANDARD | 4A6L5036N1 | 4TXCB006DS3 | S8X1B080M4PSC | 34600 | 32200 | 15.2 | 12 | 8.1 | 2.02 | 62 | 46 | 210791160
AMERICAN STANDARD | 4A6L5036N1 | 4TXCB006DS3 | S8X1B060M4PSC | 35000 | 32400 | 15.2 | 12 | 8.1 | 2.02 | 62 | 46 | 210791159
AMERICAN STANDARD | 4A6L5036N1 | 4TXCB006DS3 | S9V2B080U4PSB | 34600 | 32400 | 15.2 | 12 | 8.1 | 2.02 | 62 | 46 | 210791150
AMERICAN STANDARD | 4A6L5036N1 | 4TXCB006DS3 | *UHMB080ACV3 | 35000 | 32400 | 15.2 | 12 | 8.1 | 2.03 | 62 | 46 | 210791149
AMERICAN STANDARD | 4A6L5036N1 | 4TXCB006DS3 | *UHMB060ACV3 | 34800 | 32200 | 15.2 | 12 | 8.1 | 2.03 | 62 | 46 | 210791148
AMERICAN STANDARD | 4A6L5036N1 | 4TXCB006DS3 | *UD2B060ACV3 | 34400 | 32000 | 15.2 | 12 | 8.1 | 2.03 | 63 | 47 | 210791146
AMERICAN STANDARD | 4A6L5036N1 | 4TXCB006DS3 | S8X1B060M4PTC | 35000 | 32400 | 15.2 | 12 | 8.1 | 2.02 | 62 | 46 | 210791144
AMERICAN STANDARD | 4A6L5036N1 | 4TXCB006DS3 | S8X1B080M4PTC | 34600 | 32200 | 15.2 | 12 | 8.1 | 2.02 | 62 | 46 | 210791143
AMERICAN STANDARD | 4A6L5036N1 | 4TXCB006DS3 | S8X2B060M4PSC | 35000 | 32400 | 15.2 | 12 | 8.1 | 2.02 | 62 | 46 | 210791141
AMERICAN STANDARD | 4A6L5036N1 | 4TXCB006DS3 | S8X2B060M4PTC | 35000 | 32400 | 15.2 | 12 | 8.1 | 2.02 | 62 | 46 | 210791140
AMERICAN STANDARD | 4A6L5036N1 | 4TXCB006DS3 | S8X2B080M4PSC | 34600 | 32200 | 15.2 | 12 | 8.1 | 2.02 | 62 | 46 | 210791139
AMERICAN STANDARD | 4A6L5036N1 | 4TXCB006DS3 | S8X2B080M4PTC | 34600 | 32200 | 15.2 | 12 | 8.1 | 2.02 | 62 | 46 | 210791138
AMERICAN STANDARD | 4A6L5036N1 | 4TXCB006DS3 | S9X2B060U4PSB | 34800 | 32400 | 15.2 | 12 | 8.1 | 2.01 | 62 | 46 | 210791136
AMERICAN STANDARD | 4A6L5036N1 | 4TXCB006DS3 | S9X2B080U4PSB | 35000 | 32400 | 15.2 | 12 | 8.1 | 2.01 | 62 | 46 | 210791135
AMERICAN STANDARD | 4A6L5036N1 | 4TXCB006DS3 | S9X1B080U4PSB | 35000 | 32400 | 15.2 | 12 | 8.1 | 2.01 | 62 | 46 | 210791134
AMERICAN STANDARD | 4A6L5036N1 | 4TXCB006DS3 | S9X1B060U4PSB | 34800 | 32400 | 15.2 | 12 | 8.1 | 2.01 | 62 | 46 | 210791133
TRANE | 4TWR6024N1 | 4PX*BD42BS3 | S8V2B080M4PDA | 25600 | 23800 | 16 | 12 | 8.1 | 1.97 | 63 | 47 | 211053082
TRANE | 4TWX7024E1 | 4PX*BD42BS3 | S8V2B080M4PDA | 25600 | 23800 | 17 | 12.5 | 8.1 | 1.97 | 63 | 47 | 211053149
TRANE | 4TWL5024N1 | 4TXCB006DS3 | S8V2B080M4PDA | 25600 | 25600 | 16 | 12 | 8.1 | 2.22 | 72 | 55 | 211049694
TRANE | 4TWL5024N1 | 4TXCB006DS3 | S8V2B060M4PDA | 25600 | 25600 | 16 | 12 | 8.1 | 2.23 | 72 | 55 | 211049698
TRANE | 4TWL5024N1 | 4TXCB006DS3 | S8V2A040M3PDA | 25600 | 25600 | 16 | 12 | 8.1 | 2.19 | 70 | 54 | 211049695
TRANE | 4TWL5024N1 | 4TXCB003DS3 | S8V2B060M4PDA | 25600 | 25600 | 15.2 | 12 | 8.1 | 2.13 | 75 | 57 | 211049683
TRANE | 4TWL5030N1 | 4PX*CU36BS3 | S9V2C100U4VSA | 29400 | 26600 | 16 | 12 | 8.1 | 2.19 | 68 | 53 | 210792328
TRANE | 4TWL5030N1 | 4PX*CU36BS3 | S9V2C100U5PSB | 30000 | 27200 | 15.2 | 12 | 8.1 | 2.19 | 67 | 52 | 210792329
TRANE | 4TWL5030N1 | 4PX*CU36BS3 | S9V2C080U5PSB | 30000 | 27200 | 15.2 | 12 | 8.1 | 2.19 | 67 | 52 | 210792327
TRANE | 4TWL5030N1 | 4PX*CU36BS3 | S8X2C080M5PTC | 29800 | 27000 | 15.2 | 12 | 8.1 | 2.18 | 67 | 53 | 210792326
TRANE | 4TWL5030N1 | 4PX*CU36BS3 | S8X2C080M5PSC | 29800 | 27000 | 15.2 | 12 | 8.1 | 2.18 | 67 | 53 | 210792325
TRANE | 4TWL5030N1 | 4PX*CU36BS3 | S8X1C080M5PTC | 29800 | 27000 | 15.2 | 12 | 8.1 | 2.18 | 67 | 53 | 210792324
TRANE | 4TWL5030N1 | 4PX*CU36BS3 | S8V2C100M5PCA | 29800 | 27200 | 15.2 | 12 | 8.1 | 2.17 | 67 | 53 | 210792322
TRANE | 4TWL5030N1 | 4PX*CU36BS3 | S8V2C080M5PCA | 29800 | 27200 | 15.2 | 12 | 8.1 | 2.18 | 67 | 52 | 210792321
TRANE | 4TWL5030N1 | 4PX*CU36BS3 | *UD2C080ACV4 | 29400 | 26800 | 16 | 12 | 8.1 | 2.21 | 67 | 52 | 210792317
TRANE | 4TWL5030N1 | 4PX*CU36BS3 | S9X2C080U5PSB | 30200 | 27200 | 15.2 | 12 | 8.1 | 2.18 | 67 | 53 | 210792316
TRANE | 4TWL5030N1 | 4PX*CU36BS3 | *UHMC100ACV4 | 30000 | 27000 | 16 | 12 | 8.1 | 2.2 | 67 | 52 | 210792319
TRANE | 4TWL5030N1 | 4PX*CU36BS3 | *UD2C100ACV5 | 29400 | 26800 | 16 | 12 | 8.1 | 2.2 | 67 | 52 | 210792318
TRANE | 4TWL5030N1 | 4PX*CU30BS3 | *UD2C100ACV5 | 29200 | 29400 | 15.2 | 12 | 8.1 | 2.15 | 65 | 50 | 210792315
TRANE | 4TWL5030N1 | 4PX*CU30BS3 | *UHMC100ACV4 | 29200 | 29400 | 15.2 | 12 | 8.1 | 2.17 | 65 | 50 | 210792312
TRANE | 4TWL5030N1 | 4PX*BU48BS3 | S8X2B080M4PTC | 30400 | 27800 | 16 | 12 | 8.1 | 2.22 | 66 | 51 | 210792258
TRANE | 4TWL5030N1 | 4PX*CU30BS3 | S8V2C080M5PCA | 29200 | 29600 | 15.2 | 12 | 8.1 | 2.12 | 65 | 50 | 210792310
TRANE | 4TWL5030N1 | 4PX*CU30BS3 | S8X2C080M5PTC | 29200 | 29600 | 15.2 | 12 | 8.1 | 2.12 | 65 | 50 | 210792305
TRANE | 4TWL5030N1 | 4PX*CU30BS3 | S8V2C100M5PCA | 29000 | 29600 | 15.2 | 12 | 8.1 | 2.12 | 65 | 50 | 210792309
TRANE | 4TWL5030N1 | 4PX*CU30BS3 | S8X2C080M5PSC | 29200 | 29600 | 15.2 | 12 | 8.1 | 2.12 | 65 | 50 | 210792306
TRANE | 4TWL5030N1 | 4PX*BU48BS3 | S8X1B060M4PTC | 30400 | 27800 | 16 | 12 | 8.1 | 2.23 | 66 | 51 | 210792250
TRANE | 4TWL5030N1 | 4PX*CU30BS3 | S8X1C080M5PSC | 29200 | 29600 | 15.2 | 12 | 8.1 | 2.12 | 65 | 50 | 210792308
TRANE | 4TWL5030N1 | 4PX*CU30BS3 | S9V2C080U5PSB | 29600 | 29600 | 15.2 | 12 | 8.1 | 2.12 | 65 | 50 | 210792304
TRANE | 4TWL5030N1 | 4PX*CU30BS3 | S9V2C100U4VSA | 29000 | 29400 | 15.2 | 12 | 8.1 | 2.14 | 65 | 50 | 210792303
TRANE | 4TWL5030N1 | 4PX*CU30BS3 | S9X1C080U5PSB | 29600 | 29600 | 15.2 | 12 | 8.1 | 2.11 | 66 | 50 | 210792301
TRANE | 4TWL5030N1 | 4PX*CU30BS3 | S9V2C100U5PSB | 29600 | 29600 | 15.2 | 12 | 8.1 | 2.12 | 66 | 50 | 210792302
TRANE | 4TWL5030N1 | 4PX*CU30BS3 | S9X1C100U5PSB | 29600 | 29600 | 15.2 | 12 | 8.1 | 2.11 | 66 | 50 | 210792300
TRANE | 4TWL5030N1 | 4PX*CU30BS3 | S9X2C080U5PSB | 29600 | 29600 | 15.2 | 12 | 8.1 | 2.11 | 66 | 50 | 210792299
TRANE | 4TWL5030N1 | 4PX*CU30BS3 | S9X2C100U5PSB | 29600 | 29600 | 15.2 | 12 | 8.1 | 2.11 | 66 | 50 | 210792298
TRANE | 4TWL5030N1 | 4PX*CD36BS3+HORIZ-RT | *UD2C080ACV4 | 29400 | 28400 | 16 | 12 | 8.1 | 2.15 | 65 | 50 | 210792278
TRANE | 4TWL5030N1 | 4PX*BU48BS3 | *UD2B080ACV3 | 30200 | 27600 | 16 | 12 | 8.1 | 2.23 | 66 | 51 | 210792265
TRANE | 4TWL5030N1 | 4PX*CD36BS3+HORIZ-RT | *UD2C100ACV5 | 29600 | 28200 | 16 | 12 | 8.1 | 2.16 | 66 | 51 | 210792279
TRANE | 4TWL5030N1 | 4PX*CD36BS3 | S9V2C100D4VSA | 29400 | 28400 | 16 | 12 | 8.1 | 2.15 | 65 | 50 | 210792277
TRANE | 4TWL5030N1 | 4PX*CD36BS3 | S8X1C080M5PSC | 29800 | 28600 | 15.2 | 12 | 8.1 | 2.13 | 66 | 51 | 210792276
TRANE | 4TWL5030N1 | 4PX*CD36BS3 | *DD2C100ACV5 | 29200 | 28400 | 15.2 | 12 | 8.1 | 2.14 | 65 | 51 | 210792275
TRANE | 4TWL5030N1 | 4PX*CD36BS3 | S8X2C080M5PSC | 29800 | 28600 | 15.2 | 12 | 8.1 | 2.13 | 66 | 51 | 210792274
TRANE | 4TWL5030N1 | 4PX*CD36BS3 | S8X1C080M5PTC | 29800 | 28600 | 15.2 | 12 | 8.1 | 2.13 | 66 | 51 | 210792273
TRANE | 4TWL5030N1 | 4PX*CD36BS3 | S8X2C080M5PTC | 29800 | 28600 | 15.2 | 12 | 8.1 | 2.13 | 66 | 51 | 210792272
TRANE | 4TWL5030N1 | 4PX*BU48BS3 | S8X1B080M4PSC | 30400 | 27800 | 16 | 12 | 8.1 | 2.22 | 66 | 51 | 210792251
TRANE | 4TWL5030N1 | 4PX*CD36BS3 | S8V2C100M5PCA | 29800 | 28600 | 15.2 | 12 | 8.1 | 2.13 | 66 | 51 | 210792271
TRANE | 4TWL5030N1 | 4PX*CD36BS3 | S8V2C080M5PCA | 29800 | 28600 | 15.2 | 12 | 8.1 | 2.13 | 66 | 51 | 210792270
TRANE | 4TWL5030N1 | 4PX*CD36BS3 | S9X1C100D5PSB | 29800 | 28600 | 15.2 | 12 | 8.1 | 2.13 | 66 | 51 | 210792267
TRANE | 4TWL5030N1 | 4PX*CD36BS3 | *DHMC100ACV4 | 29400 | 28200 | 15.2 | 12 | 8.1 | 2.14 | 66 | 51 | 210792268
TRANE | 4TWL5030N1 | 4PX*CD36BS3 | S9X2C100D5PSB | 29800 | 28600 | 15.2 | 12 | 8.1 | 2.13 | 66 | 51 | 210792266
TRANE | 4TWL5030N1 | 4PX*BU48BS3 | S9V2B080U4VSA | 30400 | 27800 | 16 | 12 | 8.1 | 2.23 | 66 | 51 | 210792264
TRANE | 4TWL5030N1 | 4PX*BU48BS3 | S9V2B060U3VSA | 30000 | 27600 | 16 | 12 | 8.1 | 2.24 | 66 | 51 | 210792261
TRANE | 4TWL5030N1 | 4PX*BU48BS3 | S9V2B080U4PSB | 30400 | 27800 | 16 | 12 | 8.1 | 2.23 | 66 | 51 | 210792263
TRANE | 4TWL5030N1 | 4PX*BU48BS3 | S9V2B060U4PSB | 30400 | 27600 | 16 | 12 | 8.1 | 2.24 | 66 | 51 | 210792262
TRANE | 4TWL5030N1 | 4PX*BU48BS3 | S9V2B040U3PSB | 30200 | 27600 | 16 | 12 | 8.1 | 2.23 | 66 | 51 | 210792259
TRANE | 4TWL5030N1 | 4PX*BU48BS3 | S9V2B040U3VSA | 30200 | 27600 | 16 | 12 | 8.1 | 2.23 | 66 | 51 | 210792260
TRANE | 4TWL5030N1 | 4PX*BU48BS3 | L8V1A060U3VSA | 29200 | 27200 | 16 | 12 | 8.1 | 2.18 | 67 | 52 | 210792236
TRANE | 4TWL5030N1 | 4PX*BU48BS3 | S8X2B060M4PTC | 30400 | 27800 | 16 | 12 | 8.1 | 2.23 | 66 | 51 | 210792256
TRANE | 4TWL5030N1 | 4PX*BU48BS3 | S8X2B060M4PSC | 30400 | 27800 | 16 | 12 | 8.1 | 2.23 | 66 | 51 | 210792255
TRANE | 4TWL5030N1 | 4PX*BU48BS3 | S8X2A040M3PTC | 29200 | 27200 | 16 | 12 | 8.1 | 2.19 | 66 | 51 | 210792254
TRANE | 4TWL5030N1 | 4PX*BU48BS3 | S8X2B080M4PSC | 30400 | 27800 | 16 | 12 | 8.1 | 2.22 | 66 | 51 | 210792257
TRANE | 4TWL5030N1 | 4PX*BU48BS3 | S8X2A040M3PSC | 29200 | 27200 | 16 | 12 | 8.1 | 2.19 | 66 | 51 | 210792253
TRANE | 4TWL5030N1 | 4PX*BU48BS3 | S8X1B080M4PTC | 30400 | 27800 | 16 | 12 | 8.1 | 2.22 | 66 | 51 | 210792252
TRANE | 4TWL5030N1 | 4PX*BU42BS3 | S8X1B080M4PSC | 30400 | 28000 | 16 | 12 | 8.1 | 2.21 | 66 | 51 | 210792210
TRANE | 4TWL5030N1 | 4PX*BU48BS3 | S8X1A040M3PTC | 29200 | 27200 | 16 | 12 | 8.1 | 2.19 | 66 | 51 | 210792248
TRANE | 4TWL5030N1 | 4PX*BU48BS3 | S8X1A040M3PSC | 29200 | 27200 | 16 | 12 | 8.1 | 2.19 | 66 | 51 | 210792247
AMERICAN STANDARD | 4A6V8X60A1 | TAMXB0C60V51 |  | 53000 | 50000 | 18 | 12 | 8.2 | 1.76 | 98 | 79 | 210929586
AMERICAN STANDARD | 4A6V8X48A1 | TAMXB0C60V51 |  | 46000 | 41000 | 18 | 12 | 8.5 | 1.86 | 87 | 68 | 210929585
AMERICAN STANDARD | 4A6V8X48A1 | TAMXB0C48V41 |  | 45500 | 41500 | 18 | 11.7 | 8.5 | 1.87 | 86 | 67 | 210929584
AMERICAN STANDARD | 4A6V8X36A1 | TAMXB0C36V31 |  | 34600 | 31200 | 18 | 12 | 8.5 | 1.86 | 83 | 64 | 210929582
AMERICAN STANDARD | 4A6V8X36A1 | TAMXB0B30V31 |  | 34000 | 31600 | 18 | 12 | 8.5 | 1.89 | 83 | 65 | 210929581
AMERICAN STANDARD | 4A6V0X60A1 | TAMXB0C60V51 |  | 53000 | 50000 | 19 | 12 | 8.2 | 1.76 | 98 | 79 | 210929580
AMERICAN STANDARD | 4A6V0X48A1 | TAMXB0C60V51 |  | 46000 | 40500 | 19.5 | 11.7 | 8.5 | 1.82 | 87 | 68 | 210929579
AMERICAN STANDARD | 4A6V0X48A1 | TAMXB0C48V41 |  | 45500 | 41000 | 19.5 | 11.7 | 8.5 | 1.84 | 86 | 67 | 210929578
AMERICAN STANDARD | 4A6V0X36A1 | TAMXB0C36V31 |  | 35000 | 31600 | 19.5 | 12.7 | 8.7 | 1.85 | 82 | 63 | 210929576
AMERICAN STANDARD | 4A6V0X36A1 | TAMXB0B30V31 |  | 34400 | 32000 | 20 | 12.5 | 8.7 | 1.89 | 83 | 64 | 210929575
AMERICAN STANDARD | 4A6V0X24A1 | TAMXB0B30V31 |  | 23800 | 20600 | 19.5 | 12.7 | 8.7 | 1.93 | 83 | 63 | 210929574
TRANE | 4TWV8X48A1 | TAMXB0C60V51 |  | 46000 | 41000 | 18 | 12 | 8.5 | 1.86 | 87 | 68 | 210929572
TRANE | 4TWV8X60A1 | TAMXB0C60V51 |  | 53000 | 50000 | 18 | 12 | 8.2 | 1.76 | 98 | 79 | 210929573
TRANE | 4TWV8X48A1 | TAMXB0C48V41 |  | 45500 | 41500 | 18 | 11.7 | 8.5 | 1.87 | 86 | 67 | 210929571
TRANE | 4TWV8X36A1 | TAMXB0C36V31 |  | 34600 | 31200 | 18 | 12 | 8.5 | 1.86 | 83 | 64 | 210929569
TRANE | 4TWV8X36A1 | TAMXB0B30V31 |  | 34000 | 31600 | 18 | 12 | 8.5 | 1.89 | 83 | 65 | 210929568
TRANE | 4TWV0X60A1 | TAMXB0C60V51 |  | 53000 | 50000 | 19 | 12 | 8.2 | 1.76 | 98 | 79 | 210929567
TRANE | 4TWV0X48A1 | TAMXB0C60V51 |  | 46000 | 40500 | 19.5 | 11.7 | 8.5 | 1.82 | 87 | 68 | 210929566
TRANE | 4TWV0X48A1 | TAMXB0C48V41 |  | 45500 | 41000 | 19.5 | 11.7 | 8.5 | 1.84 | 86 | 67 | 210929565
TRANE | 4TWV0X36A1 | TAMXB0C36V31 |  | 35000 | 31600 | 19.5 | 12.7 | 8.7 | 1.85 | 82 | 63 | 210929563
TRANE | 4TWV0X24A1 | TAMXB0B30V31 |  | 23800 | 20600 | 19.5 | 12.7 | 8.7 | 1.93 | 83 | 63 | 210929561
TRANE | 4TWV0X36A1 | TAMXB0B30V31 |  | 34400 | 32000 | 20 | 12.5 | 8.7 | 1.89 | 83 | 64 | 210929562
AMERICAN STANDARD | 4A6L5036N1 | 4PX*DU48BS3 | *UD2D140ACV5 | 35200 | 32200 | 15.2 | 12 | 8.1 | 2.04 | 62 | 46 | 210791076
AMERICAN STANDARD | 4A6L5036N1 | 4PX*DU48BS3 | S8X1D120M5PSC | 34800 | 32200 | 15.2 | 12 | 8.1 | 2.04 | 62 | 46 | 210791075
AMERICAN STANDARD | 4A6L5036N1 | 4PX*DU48BS3 | S9V2D120U5VSA | 35400 | 32400 | 15.2 | 12 | 8.1 | 2.05 | 62 | 46 | 210791073
AMERICAN STANDARD | 4A6L5036N1 | 4PX*DU48BS3 | S9V2D120U5PSB | 35400 | 32400 | 15.2 | 12 | 8.1 | 2.05 | 62 | 46 | 210791074
AMERICAN STANDARD | 4A6L5036N1 | 4PX*DU48BS3 | S9X1D120U5PSB | 35600 | 32600 | 15.2 | 12 | 8.1 | 2.04 | 62 | 46 | 210791072
AMERICAN STANDARD | 4A6L5036N1 | 4PX*DU48BS3 | *UHMD120ACV5 | 35600 | 32600 | 15.2 | 12 | 8.1 | 2.04 | 62 | 46 | 210791069
AMERICAN STANDARD | 4A6L5036N1 | 4PX*DU48BS3 | S8X2D120M5PTC | 34800 | 32200 | 15.2 | 12 | 8.1 | 2.04 | 62 | 46 | 210791067
AMERICAN STANDARD | 4A6L5036N1 | 4PX*DU48BS3 | *UD2D120ACV5 | 35000 | 32200 | 15.2 | 12 | 8.1 | 2.05 | 62 | 46 | 210791071
AMERICAN STANDARD | 4A6L5036N1 | 4PX*DU48BS3 | S9X2D120U5PSB | 35600 | 32600 | 15.2 | 12 | 8.1 | 2.04 | 62 | 46 | 210791068
AMERICAN STANDARD | 4A6L5036N1 | 4PX*DU48BS3 | S8X2D120M5PSC | 34800 | 32200 | 15.2 | 12 | 8.1 | 2.04 | 62 | 46 | 210791066
AMERICAN STANDARD | 4A6L5036N1 | 4PX*DD60BS3 | S9X2D120D5PSB | 35800 | 32000 | 15.2 | 12 | 8.1 | 2 | 63 | 47 | 210791064
AMERICAN STANDARD | 4A6L5036N1 | 4PX*DU48BS3 | S8X1D120M5PTC | 34800 | 32200 | 15.2 | 12 | 8.1 | 2.04 | 62 | 46 | 210791065
AMERICAN STANDARD | 4A6L5036N1 | 4PX*DD60BS3 | *DD2D120ACV5 | 34400 | 31400 | 15.2 | 12 | 8.1 | 2.01 | 63 | 46 | 210791059
AMERICAN STANDARD | 4A6L5036N1 | 4PX*CU48BS3 | S9X2C080U5PSB | 35400 | 32600 | 15.2 | 12 | 8.1 | 2.02 | 62 | 46 | 210791056
AMERICAN STANDARD | 4A6L5036N1 | 4PX*CU48BS3 | S8X1C100M5PTC | 35200 | 32400 | 15.2 | 12 | 8.1 | 2.02 | 62 | 46 | 210791053
AMERICAN STANDARD | 4A6L5036N1 | 4PX*CU48BS3 | S8X1C080M5PTC | 34800 | 32200 | 15.2 | 12 | 8.1 | 2.02 | 62 | 46 | 210791055
AMERICAN STANDARD | 4A6L5036N1 | 4PX*CU48BS3 | S8X2C080M5PSC | 34800 | 32200 | 15.2 | 12 | 8.1 | 2.02 | 62 | 46 | 210791054
AMERICAN STANDARD | 4A6L5036N1 | 4PX*CU48BS3 | S9X1C100U5PSB | 35400 | 32600 | 15.2 | 12 | 8.1 | 2.02 | 62 | 46 | 210791052
AMERICAN STANDARD | 4A6L5036N1 | 4PX*CU48BS3 | S9X1C080U5PSB | 35400 | 32600 | 15.2 | 12 | 8.1 | 2.02 | 62 | 46 | 210791051
AMERICAN STANDARD | 4A6L5036N1 | 4PX*CU48BS3 | S9V2C100U5PSB | 35200 | 32400 | 15.2 | 12 | 8.1 | 2.04 | 62 | 46 | 210791050
AMERICAN STANDARD | 4A6L5036N1 | 4PX*CU48BS3 | S9V2C100U4VSA | 35600 | 32800 | 15.2 | 12 | 8.1 | 2.03 | 62 | 46 | 210791049
AMERICAN STANDARD | 4A6L5036N1 | 4PX*CU48BS3 | S9V2C080U5PSB | 35800 | 32800 | 15.2 | 12 | 8.1 | 2.03 | 62 | 46 | 210791048
AMERICAN STANDARD | 4A6L5036N1 | 4PX*CU48BS3 | S8X1C080M5PSC | 34800 | 32200 | 15.2 | 12 | 8.1 | 2.02 | 62 | 46 | 210791046
AMERICAN STANDARD | 4A6L5036N1 | 4PX*CU48BS3 | S8X1C100M5PSC | 35200 | 32400 | 15.2 | 12 | 8.1 | 2.02 | 62 | 46 | 210791047
AMERICAN STANDARD | 4A6L5036N1 | 4PX*BU48BS3 | S8V2B060M4PCA | 34600 | 32200 | 15.2 | 12 | 8.1 | 2.02 | 62 | 46 | 210708702
AMERICAN STANDARD | 4A6L5036N1 | 4PX*CU48BS3 | S8V2C080M5PCA | 35200 | 32600 | 15.2 | 12 | 8.1 | 2.02 | 62 | 46 | 210708747
AMERICAN STANDARD | 4A6L5036N1 | 4PX*DD60BS3 | S8V2D120M5PCA | 35200 | 31800 | 15.2 | 12 | 8.1 | 1.99 | 63 | 47 | 210708755
AMERICAN STANDARD | 4A6L5036N1 | 4PX*DU48BS3 | S8V2D120M5PCA | 35200 | 32400 | 15.2 | 12 | 8.1 | 2.04 | 62 | 46 | 210708758
TRANE | 4TWL5036N1 | 4TXCC007DS3 | S8V2C100M5PCA | 35000 | 32400 | 15.2 | 12 | 8.1 | 2.02 | 62 | 46 | 210708454
TRANE | 4TWL5036N1 | 4TXCC007DS3 | S8V2C080M5PCA | 35200 | 32600 | 15.2 | 12 | 8.1 | 2.02 | 62 | 46 | 210708450
TRANE | 4TWL5036N1 | 4TXCC009DS3 | S8V2C080M5PCA | 35800 | 31800 | 15.2 | 12 | 8.1 | 2.02 | 63 | 47 | 210708457
TRANE | 4TWL5036N1 | 4TXCC009DS3 | S8V2C100M5PCA | 35600 | 31800 | 15.2 | 12 | 8.1 | 2.02 | 63 | 47 | 210708461
TRANE | 4TWL5036N1 | 4TXCD008DS3 | S8V2D120M5PCA | 35200 | 32400 | 15.2 | 12 | 8.1 | 2.04 | 62 | 46 | 210708465
AMERICAN STANDARD | 4A6L5036N1 | 4PX*BU42BS3 | S8V2B060M4PCA | 34600 | 32600 | 15.2 | 12 | 8.1 | 2.01 | 62 | 46 | 210708686
AMERICAN STANDARD | 4A6L5036N1 | 4PX*BU42BS3 | S8V2B080M4PCA | 34600 | 32600 | 15.2 | 12 | 8.1 | 2 | 62 | 46 | 210708694
AMERICAN STANDARD | 4A6L5036N1 | 4PX*BU48BS3 | S8V2B080M4PCA | 34600 | 32200 | 15.2 | 12 | 8.1 | 2.02 | 62 | 46 | 210708705
AMERICAN STANDARD | 4A6L5036N1 | 4PX*CU42BS3 | S8V2C080M5PCA | 35200 | 33000 | 15.2 | 12 | 8.1 | 2 | 62 | 45 | 210708739
AMERICAN STANDARD | 4A6L5036N1 | 4PX*CU42BS3 | S8V2C100M5PCA | 35000 | 32800 | 15.2 | 12 | 8.1 | 2 | 62 | 46 | 210708743
AMERICAN STANDARD | 4A6L5036N1 | 4PX*CU48BS3 | S8V2C100M5PCA | 35000 | 32400 | 15.2 | 12 | 8.1 | 2.02 | 62 | 46 | 210708751
AMERICAN STANDARD | 4A6L5036N1 | 4TXCD008DS3 | S8V2D120M5PCA | 35200 | 32400 | 15.2 | 12 | 8.1 | 2.04 | 62 | 46 | 210708818
AMERICAN STANDARD | 4A6L5036N1 | 4TXCB006DS3 | S8V2B080M4PCA | 34600 | 32200 | 15.2 | 12 | 8.1 | 2.02 | 62 | 46 | 210708793
AMERICAN STANDARD | 4A6L5036N1 | 4TXCC009DS3 | S8V2C100M5PCA | 35600 | 31800 | 15.2 | 12 | 8.1 | 2.02 | 63 | 47 | 210708815
AMERICAN STANDARD | 4A6L5036N1 | 4TXCC009DS3 | S8V2C080M5PCA | 35800 | 31800 | 15.2 | 12 | 8.1 | 2.02 | 63 | 47 | 210708811
AMERICAN STANDARD | 4A6L5036N1 | 4TXCC007DS3 | S8V2C100M5PCA | 35000 | 32400 | 15.2 | 12 | 8.1 | 2.02 | 62 | 46 | 210708808
AMERICAN STANDARD | 4A6L5036N1 | 4TXCC007DS3 | S8V2C080M5PCA | 35200 | 32600 | 15.2 | 12 | 8.1 | 2.02 | 62 | 46 | 210708804
AMERICAN STANDARD | 4A6L5036N1 | 4TXCB006DS3 | S8V2B060M4PCA | 34600 | 32200 | 15.2 | 12 | 8.1 | 2.02 | 62 | 46 | 210708789
TRANE | 4TWR6024N1 | 4PX*BD42BS3 | S8V2B080M4PCA | 25600 | 23800 | 16 | 12 | 8.1 | 1.97 | 63 | 47 | 210688438
AMERICAN STANDARD | 4A6V0X24A1 | 4TXFH024CZ3 | *DHMB080ACV3 | 23200 | 20200 | 18 | 12 | 8.5 | 1.86 | 83 | 63 | 207590632
AMERICAN STANDARD | 4A6V0X36A1 | 4PX*BU36BS3 | *UHMB060ACV3 | 34400 | 31600 | 20 | 12 | 8.5 | 1.81 | 83 | 65 | 207590651
AMERICAN STANDARD | 4A6V0X36A1 | 4PX*BU36BS3 | *UHMB080ACV3 | 34400 | 31400 | 20 | 12 | 8.5 | 1.79 | 84 | 65 | 207590648
AMERICAN STANDARD | 4A6V0X24A1 | 4PX*BU36BS3 | *UHMB060ACV3 | 23600 | 20200 | 19.5 | 12.7 | 8.5 | 1.89 | 83 | 63 | 207590641
AMERICAN STANDARD | 4A6V0X24A1 | 4TXFH024CZ3 | *DHMB060BCV3 | 23200 | 20200 | 18 | 12 | 8.5 | 1.85 | 83 | 63 | 207590629
AMERICAN STANDARD | 4A6L9048A1 | 4TXCC007DS3 | S9V2C100U4PSB+RP | 47500 | 44000 | 19 | 11.5 | 9 | 2.25 | 73 | 59 | 201922655
AMERICAN STANDARD | 4A6L9048A1 | 4TXCC007DS3 | S9V2C100D5PSB+RP | 44500 | 42500 | 17 | 10 | 8.7 | 2.18 | 74 | 60 | 201922650
AMERICAN STANDARD | 4A6L9048A1 | 4TXCC007DS3 | S9V2C100D4PSB+RP | 44500 | 42000 | 18 | 10 | 8.7 | 2.18 | 75 | 60 | 201922649
AMERICAN STANDARD | 4A6L9048A1 | 4TXCC007DS3 | S9V2C100U5PSB+RP | 47500 | 44000 | 18.5 | 11.5 | 9 | 2.25 | 74 | 59 | 201922654
AMERICAN STANDARD | 4A6V0X24A1 | 4TXFH024CZ3 | *DD2B060ACV3 | 23400 | 20000 | 18.5 | 12.5 | 8.5 | 1.87 | 84 | 64 | 207590628
AMERICAN STANDARD | 4A6V0X36A1 | 4PX*BU36BS3 | S9V2B080U4VSA+RP | 34200 | 31400 | 20 | 12 | 8.5 | 1.8 | 83 | 64 | 207590621
AMERICAN STANDARD | 4A6L9048A1 | 4TXCC007DS3 | *UD2C100ACV5 | 47500 | 44000 | 19 | 11.5 | 9 | 2.25 | 74 | 59 | 201922657
AMERICAN STANDARD | 4A6L9048A1 | 4TXCC007DS3 | S9V2C080U5PSB+RP | 47500 | 44000 | 19 | 11.5 | 9 | 2.25 | 74 | 59 | 201922653
AMERICAN STANDARD | 4A6L9048A1 | 4TXCC007DS3 | *UD2C080ACV4 | 47000 | 44000 | 19 | 11.5 | 9 | 2.27 | 73 | 59 | 201922651
TRANE | 4TWL9048A1 | 4TXCC007DS3 | S9V2C100U4PSB+RP | 47500 | 44000 | 19 | 11.5 | 9 | 2.25 | 73 | 59 | 201922076
AMERICAN STANDARD | 4A6L9048A1 | 4TXCC007DS3 | *DHMC100ACV4 | 44000 | 42500 | 18 | 10 | 8.7 | 2.13 | 75 | 61 | 201922648
TRANE | 4TWL9048A1 | 4TXCC007DS3 | S9V2C100D5PSB+RP | 44500 | 42500 | 17 | 10 | 8.7 | 2.18 | 74 | 60 | 201922071
TRANE | 4TWL9048A1 | 4TXCC007DS3 | S9V2C080U5PSB+RP | 47500 | 44000 | 19 | 11.5 | 9 | 2.25 | 74 | 59 | 201922074
TRANE | 4TWL9048A1 | 4TXCC007DS3 | S9V2C100U5PSB+RP | 47500 | 44000 | 18.5 | 11.5 | 9 | 2.25 | 74 | 59 | 201922075
TRANE | 4TWL9048A1 | 4TXCC007DS3 | *UD2C080ACV4 | 47000 | 44000 | 19 | 11.5 | 9 | 2.27 | 73 | 59 | 201922072
TRANE | 4TWL9048A1 | 4TXCC007DS3 | S9V2C100D4PSB+RP | 44500 | 42000 | 18 | 10 | 8.7 | 2.18 | 75 | 60 | 201922070
TRANE | 4TWL9048A1 | 4TXCC005DS3 | *UHMC100ACV4 | 45000 | 44500 | 19 | 11.2 | 8.5 | 2.14 | 73 | 58 | 201922068
TRANE | 4TWL9048A1 | 4TXCC007DS3 | *DHMC100ACV4 | 44000 | 42500 | 18 | 10 | 8.7 | 2.13 | 75 | 61 | 201922069
AMERICAN STANDARD | 4A6V0X48A1 | 4PX*CU48BS3 | S9V2C080U5PSB+RP | 46000 | 43000 | 19.5 | 11.5 | 8.2 | 1.76 | 86 | 67 | 209460125
AMERICAN STANDARD | 4A6V0X36A1 | 4TXCB004DS3 | S9V2B080U4VSA+RP | 34200 | 31400 | 20 | 12 | 8.5 | 1.8 | 83 | 64 | 209326025
AMERICAN STANDARD | 4A6V8X48A1 | 4PX*CD60BS3 | S9V2C100D5PSB+RP | 47000 | 43000 | 18 | 11.7 | 8.5 | 1.79 | 86 | 67 | 209449884
AMERICAN STANDARD | 4A6V0X48A1 | 4TXCC007DS3 | S9V2C080U5PSB+RP | 46000 | 43000 | 19.5 | 11.5 | 8.2 | 1.76 | 86 | 67 | 208185435
AMERICAN STANDARD | 4A6V0X36A1 | 4TXCC005DS3 | S9V2C100U4PSB+RP | 34400 | 31400 | 20 | 12 | 8.5 | 1.82 | 82 | 64 | 208185434
AMERICAN STANDARD | 4A6V0X48A1 | 4TXCC009DS3 | L8V1C100U5VSA+RP | 46500 | 42000 | 19.5 | 11.7 | 8.5 | 1.82 | 86 | 66 | 208554519
AMERICAN STANDARD | 4A6V0X48A1 | 4TXCC009DS3 | S9V2C100U4PSB+RP | 46500 | 42000 | 19.5 | 11.7 | 8.5 | 1.8 | 86 | 67 | 208185436
AMERICAN STANDARD | 4A6L9048A1 | TEM8B0C60V51+TDR |  | 48500 | 43000 | 19 | 12 | 9 | 2.38 | 73 | 58 | 207820971
AMERICAN STANDARD | 4A6L9048A1 | 4PX*BU48BS3 | S9V2B080D4PSB+RP | 44000 | 42500 | 17.5 | 10 | 8.7 | 2.14 | 74 | 61 | 207786386
AMERICAN STANDARD | 4A6L9048A1 | TEM8A0C42V41+TDR |  | 46000 | 44000 | 19 | 11.7 | 9 | 2.3 | 73 | 58 | 207804060
AMERICAN STANDARD | 4A6L9024A1 | 4TXCB003DS3 | S9V2B060U4PSB+RP | 23400 | 21400 | 17 | 12 | 8.7 | 2.32 | 66 | 52 | 207782114
AMERICAN STANDARD | 4A6L9024A1 | 4PX*BU30BS3 | S9V2B060U4PSB+RP | 23400 | 20800 | 17 | 12 | 8.7 | 2.34 | 67 | 53 | 207782113
AMERICAN STANDARD | 4A6L9060A1 | TEM8A0C48V41+TDR |  | 58500 | 53500 | 19 | 11 | 8.7 | 2.27 | 71 | 57 | 207709012
AMERICAN STANDARD | 4A6L9024A1 | 4PX*BU24BS3 | S9V2B060U4PSB+RP | 22600 | 21800 | 16.5 | 11.7 | 8.2 | 2.04 | 66 | 51 | 207782112
AMERICAN STANDARD | 4A6L9048A1 | 4TXCD010DS3 | L8V1C100U5VSA+RP | 47500 | 42000 | 19 | 12 | 8.7 | 2.24 | 73 | 59 | 207352648
AMERICAN STANDARD | 4A6V0X36A1 | 4PX*CD42BS3 | S9V2C100D4PSB+RP | 35800 | 31200 | 20.5 | 12.7 | 8.2 | 1.76 | 83 | 64 | 207590252
AMERICAN STANDARD | 4A6V0X36A1 | 4PX*BU48BS3 | S9V2B040D3PSB+RP | 33200 | 31200 | 18.5 | 11.5 | 8.5 | 1.8 | 83 | 64 | 207590248
AMERICAN STANDARD | 4A6V0X36A1 | 4PX*CU48BS3 | S9V2C100D4PSB+RP | 33200 | 31000 | 19 | 11.7 | 8.5 | 1.83 | 83 | 64 | 207590254
AMERICAN STANDARD | 4A6V0X36A1 | 4PX*BU48BS3 | S9V2B060D3PSB+RP | 33000 | 31000 | 19 | 11.5 | 8.5 | 1.8 | 83 | 64 | 207590251
AMERICAN STANDARD | 4A6V0X36A1 | 4PX*BU48BS3 | S9V2B080D3PSB+RP | 33000 | 31200 | 18.5 | 11.5 | 8.2 | 1.79 | 82 | 64 | 207590250
AMERICAN STANDARD | 4A6V0X36A1 | 4PX*BU48BS3 | S9V2B080D4PSB+RP | 33200 | 31200 | 18.5 | 11.7 | 8.5 | 1.81 | 82 | 64 | 207590249
AMERICAN STANDARD | 4A6L9048A1 | 4TXCB006DS3 | S9V2B060U4PSB+RP | 47000 | 44500 | 19 | 11.2 | 8.7 | 2.21 | 73 | 59 | 201922643
AMERICAN STANDARD | 4A6L9048A1 | 4TXCC005DS3 | *UHMC100ACV4 | 45000 | 44500 | 19 | 11.2 | 8.5 | 2.14 | 73 | 58 | 201922647
AMERICAN STANDARD | 4A6L9048A1 | 4TXCB006DS3 | S9V2B080D4PSB+RP | 44000 | 42500 | 17.5 | 10 | 8.7 | 2.14 | 74 | 61 | 201922644
AMERICAN STANDARD | 4A6L9048A1 | 4PX*DU60BS3 | *UHMD120ACV5 | 48500 | 43000 | 19 | 12 | 8.7 | 2.29 | 73 | 59 | 201922641
AMERICAN STANDARD | 4A6L9048A1 | 4PX*DU60BS3 | S9V2C100U5PSB+RP | 47000 | 42000 | 18.5 | 11.7 | 8.7 | 2.21 | 74 | 59 | 201922639
AMERICAN STANDARD | 4A6L9048A1 | 4TXCB006DS3 | S9V2B080U4PSB+RP | 47000 | 44000 | 19 | 11.2 | 8.7 | 2.22 | 74 | 60 | 201922642
AMERICAN STANDARD | 4A6L9048A1 | 4PX*DU60BS3 | S9V2D120U5PSB+RP | 49000 | 43000 | 18 | 12 | 9 | 2.3 | 74 | 59 | 201922640
AMERICAN STANDARD | 4A6L9048A1 | 4PX*DU48BS3 | *UHMD120ACV5 | 47500 | 44000 | 19 | 11.7 | 9 | 2.27 | 73 | 59 | 201922608
AMERICAN STANDARD | 4A6L9048A1 | 4PX*DD60BS3+HORIZ-RT | *UD2D140ACV5 | 47000 | 43500 | 19 | 11.7 | 8.7 | 2.23 | 73 | 58 | 201922605
AMERICAN STANDARD | 4A6L9048A1 | 4PX*DD60BS3 | *DD2D120ACV5 | 47000 | 43500 | 19 | 11.7 | 8.7 | 2.24 | 73 | 58 | 201922592
AMERICAN STANDARD | 4A6L9048A1 | 4PX*DD60BS3+HORIZ-RT | *UD2C100ACV5 | 46000 | 42500 | 19 | 11.2 | 8.5 | 2.14 | 73 | 59 | 201922596
AMERICAN STANDARD | 4A6L9048A1 | 4PX*DD60BS3+HORIZ-RT | *UD2C080ACV4 | 45500 | 42000 | 19 | 11.7 | 8.5 | 2.17 | 73 | 59 | 201922599
AMERICAN STANDARD | 4A6L9048A1 | 4PX*DD60BS3 | S9V2C100D5PSB+RP | 46000 | 42000 | 18.5 | 11.5 | 8.7 | 2.18 | 73 | 59 | 201922591
AMERICAN STANDARD | 4A6L9048A1 | 4PX*DD60BS3+HORIZ-RT | *UD2D120ACV5 | 47000 | 43500 | 19 | 11.2 | 8.7 | 2.22 | 74 | 59 | 201922593
AMERICAN STANDARD | 4A6L9048A1 | 4PX*DD60BS3 | *DHMD120BCV5 | 47000 | 43500 | 19 | 11.5 | 8.7 | 2.23 | 74 | 59 | 201922590
AMERICAN STANDARD | 4A6L9048A1 | 4PX*CD60BS3 | S9V2C100D5PSB+RP | 48500 | 43500 | 19 | 11.7 | 8.7 | 2.21 | 73 | 59 | 201922514
AMERICAN STANDARD | 4A6L9048A1 | 4PX*CD60BS3 | S9V2C100D4PSB+RP | 48500 | 43500 | 19 | 11.7 | 8.7 | 2.21 | 73 | 59 | 201922515
AMERICAN STANDARD | 4A6L9048A1 | 4PX*CD60BS3 | *DD2C100ACV5 | 48000 | 43500 | 19 | 11.7 | 8.7 | 2.19 | 73 | 59 | 201922518
AMERICAN STANDARD | 4A6L9048A1 | 4PX*CD60BS3 | *DHMC100ACV4 | 48000 | 43500 | 19 | 11.5 | 8.7 | 2.18 | 74 | 59 | 201922517
AMERICAN STANDARD | 4A6L9048A1 | 4PX*BU48BS3 | S9V2B060U4PSB+RP | 47000 | 44500 | 19 | 11.2 | 8.7 | 2.21 | 73 | 59 | 201922500
AMERICAN STANDARD | 4A6L9048A1 | 4PX*BU48BS3 | S9V2B080U4PSB+RP | 47000 | 44000 | 19 | 11.2 | 8.7 | 2.22 | 74 | 60 | 201922501
TRANE | 4TWV8X48A1 | 4PX*CU48BS3 | S9V2C100D5PSB+RP | 43500 | 42000 | 18 | 10 | 8.5 | 1.79 | 87 | 69 | 207526522
TRANE | 4TWL9060A1 | TEM8B0C60V51+TDR |  | 58500 | 53500 | 19 | 11 | 8.7 | 2.3 | 71 | 58 | 207820927
TRANE | 4TWL9048A1 | TEM8B0C60V51+TDR |  | 48500 | 43000 | 19 | 12 | 9 | 2.38 | 73 | 58 | 207820925
TRANE | 4TWV8X48A1 | 4PX*BU48BS3 | S9V2B080D4PSB+RP | 43000 | 43000 | 18 | 10 | 8.5 | 1.76 | 85 | 67 | 207526550
TRANE | 4TWV8X48A1 | 4PX*DU48BS3 | S9V2D120D5PSB+RP | 43500 | 42000 | 18 | 11 | 8.5 | 1.8 | 86 | 68 | 207526524
TRANE | 4TWV8X48A1 | 4PX*CU48BS3 | S9V2C100D4PSB+RP | 43500 | 42000 | 18 | 10 | 8.5 | 1.78 | 87 | 68 | 207526521
TRANE | 4TWV8X48A1 | 4TXCD010DS3 | S9V2C100U4VSA+RP | 45000 | 42000 | 18 | 11.7 | 8.5 | 1.8 | 85 | 66 | 207526495
TRANE | 4TWV8X48A1 | 4TXCD010DS3 | S9V2D120U5VSA+RP | 47000 | 43000 | 18 | 12 | 8.5 | 1.87 | 86 | 67 | 207526494
AMERICAN STANDARD | 4A6L9048A1 | 4TXCC009DS3 | *UHMC100ACV4 | 48500 | 43500 | 19 | 12 | 8.7 | 2.27 | 73 | 58 | 201922669
AMERICAN STANDARD | 4A6L9048A1 | 4TXCC007DS3 | *UHMC100ACV4 | 47000 | 44000 | 19 | 11.7 | 9 | 2.26 | 73 | 59 | 201922660
AMERICAN STANDARD | 4A6L9048A1 | 4TXCC009DS3 | *UD2C100ACV5 | 48500 | 43500 | 19 | 11.2 | 8.7 | 2.23 | 74 | 60 | 201922667
AMERICAN STANDARD | 4A6L9048A1 | 4TXCC009DS3 | S9V2C100D5PSB+RP | 44500 | 41500 | 17 | 10 | 8.7 | 2.21 | 75 | 60 | 201922666
AMERICAN STANDARD | 4A6L9048A1 | 4TXCC007DS3 | *DD2C100ACV5 | 44000 | 42500 | 18 | 11 | 8.7 | 2.16 | 74 | 60 | 201922659
AMERICAN STANDARD | 4A6L9048A1 | 4TXCC009DS3 | S9V2C100D4PSB+RP | 44000 | 41000 | 17.5 | 10 | 8.7 | 2.21 | 75 | 61 | 201922665
AMERICAN STANDARD | 4A6L9048A1 | 4TXCC009DS3 | *DD2C100ACV5 | 43500 | 41500 | 17 | 10 | 8.7 | 2.18 | 74 | 60 | 201922663
TRANE | 4TWL9048A1 | 4TXCC009DS3 | S9V2C100D5PSB+RP | 44500 | 41500 | 17 | 10 | 8.7 | 2.21 | 75 | 60 | 201922087
AMERICAN STANDARD | 4A6L9048A1 | 4TXCC009DS3 | *DHMC100ACV4 | 44000 | 41500 | 17 | 10 | 8.7 | 2.18 | 75 | 61 | 201922664
TRANE | 4TWL9048A1 | 4TXCC009DS3 | *UD2C100ACV5 | 48500 | 43500 | 19 | 11.2 | 8.7 | 2.23 | 74 | 60 | 201922088
TRANE | 4TWL9048A1 | 4TXCC009DS3 | S9V2C100D4PSB+RP | 44000 | 41000 | 17.5 | 10 | 8.7 | 2.21 | 75 | 61 | 201922086
TRANE | 4TWL9048A1 | 4TXCC009DS3 | *DD2C100ACV5 | 43500 | 41500 | 17 | 10 | 8.7 | 2.18 | 74 | 60 | 201922084
TRANE | 4TWL9048A1 | 4TXCC009DS3 | *DHMC100ACV4 | 44000 | 41500 | 17 | 10 | 8.7 | 2.18 | 75 | 61 | 201922085
TRANE | 4TWL9048A1 | 4TXCC007DS3 | *DD2C100ACV5 | 44000 | 42500 | 18 | 11 | 8.7 | 2.16 | 74 | 60 | 201922080
TRANE | 4TWL9048A1 | 4TXCC007DS3 | *UD2C100ACV5 | 47500 | 44000 | 19 | 11.5 | 9 | 2.25 | 74 | 59 | 201922078
TRANE | 4TWL9048A1 | 4TXCC007DS3 | *UHMC100ACV4 | 47000 | 44000 | 19 | 11.7 | 9 | 2.26 | 73 | 59 | 201922081
AMERICAN STANDARD | 4A6V0X48A1 | 4PX*DU48BS3 | *UHMD120ACV5 | 45500 | 42500 | 19.5 | 11.7 | 8.2 | 1.77 | 86 | 66 | 207590480
AMERICAN STANDARD | 4A6V0X36A1 | 4PX*CU42BS3 | *DHMC100ACV4 | 33800 | 31200 | 19 | 12 | 8.2 | 1.76 | 84 | 65 | 207590266
TRANE | 4TWV0X36A1 | 4PX*BU48BS3 | S9V2B080D4PSB+RP | 33200 | 31200 | 18.5 | 11.7 | 8.5 | 1.81 | 82 | 64 | 207526535
AMERICAN STANDARD | 4A6V8X48A1 | 4PX*BU48BS3 | S9V2B080D4PSB+RP | 43000 | 43000 | 18 | 10 | 8.5 | 1.76 | 85 | 67 | 207590264
TRANE | 4TWV0X36A1 | 4PX*BU48BS3 | S9V2B060D3PSB+RP | 33000 | 31000 | 19 | 11.5 | 8.5 | 1.8 | 83 | 64 | 207526537
TRANE | 4TWV0X36A1 | 4PX*BU48BS3 | S9V2B040D3PSB+RP | 33200 | 31200 | 18.5 | 11.5 | 8.5 | 1.8 | 83 | 64 | 207526534
TRANE | 4TWV0X36A1 | 4PX*BU48BS3 | S9V2B080D3PSB+RP | 33000 | 31200 | 18.5 | 11.5 | 8.2 | 1.79 | 82 | 64 | 207526536
AMERICAN STANDARD | 4A6L5030N1 | 4TXCB004DS3 | S8V2B080M4PCA | 30000 | 27400 | 15.2 | 12 | 8.1 | 2.16 | 67 | 53 | 210793565
AMERICAN STANDARD | 4A6L5030N1 | 4TXCB004DS3 | S8X1A040M3PTC | 28400 | 26600 | 15.2 | 12 | 8.1 | 2.13 | 67 | 52 | 210793567
AMERICAN STANDARD | 4A6L5030N1 | 4TXCB004DS3 | S8X1A040M3PSC | 28400 | 26600 | 15.2 | 12 | 8.1 | 2.13 | 67 | 52 | 210793566
AMERICAN STANDARD | 4A6L5030N1 | 4TXCB003DS3 | L8X1B080U4XSA | 29600 | 29600 | 15.2 | 12 | 8.1 | 2.1 | 66 | 51 | 210793538
AMERICAN STANDARD | 4A6L5030N1 | 4TXCB003DS3 | L8X1B060U3XSA | 28800 | 29600 | 15.2 | 12 | 8.1 | 2.11 | 65 | 50 | 210793537
AMERICAN STANDARD | 4A6L5030N1 | 4TXCB003DS3 | L8V1B080U4VSA | 28800 | 29600 | 15.2 | 12 | 8.1 | 2.12 | 65 | 50 | 210793536
AMERICAN STANDARD | 4A6L5030N1 | 4TXCB003DS3 | L8V1A060U3VSA | 27600 | 29000 | 15.2 | 12 | 8.1 | 2.09 | 65 | 50 | 210793535
AMERICAN STANDARD | 4A6L5030N1 | 4TXCB004DS3 | S8V2B060M4PCA | 29600 | 27000 | 15.2 | 12 | 8.1 | 2.17 | 67 | 53 | 210793564
AMERICAN STANDARD | 4A6L5030N1 | 4TXCB003DS3 | L8V1A040U3VSA | 27800 | 29200 | 15.2 | 12 | 8.1 | 2.09 | 65 | 50 | 210793534
AMERICAN STANDARD | 4A6L5030N1 | 4TXCB003DS3 | *UHMB060ACV3 | 29000 | 29400 | 15.2 | 12 | 8.1 | 2.15 | 65 | 50 | 210793532
AMERICAN STANDARD | 4A6L5030N1 | 4TXCB003DS3 | *UHMB080ACV3 | 28800 | 29400 | 15.2 | 12 | 8.1 | 2.16 | 65 | 49 | 210793533
AMERICAN STANDARD | 4A6L5030N1 | 4TXCB003DS3 | *UD2B080ACV3 | 29200 | 29400 | 15.2 | 12 | 8.1 | 2.12 | 66 | 50 | 210793531
AMERICAN STANDARD | 4A6L5030N1 | 4TXCB003DS3 | *UD2B060ACV3 | 29200 | 29600 | 15.2 | 12 | 8.1 | 2.13 | 65 | 50 | 210793530
AMERICAN STANDARD | 4A6L5030N1 | 4TXCB003DS3 | S9X2B080U4PSB | 28800 | 29400 | 15.2 | 12 | 8.1 | 2.14 | 65 | 50 | 210793525
AMERICAN STANDARD | 4A6L5030N1 | 4TXCB003DS3 | S9X2B040U3PSB | 28600 | 29400 | 15.2 | 12 | 8.1 | 2.13 | 65 | 50 | 210793523
AMERICAN STANDARD | 4A6L5030N1 | 4TXCB003DS3 | S9X2B060U4PSB | 28600 | 29400 | 15.2 | 12 | 8.1 | 2.13 | 65 | 50 | 210793524
AMERICAN STANDARD | 4A6L5030N1 | 4TXCB003DS3 | S9X1B080U4PSB | 28800 | 29400 | 15.2 | 12 | 8.1 | 2.14 | 65 | 50 | 210793522
AMERICAN STANDARD | 4A6L5030N1 | 4TXCB003DS3 | S9X1B040U3PSB | 28600 | 29400 | 15.2 | 12 | 8.1 | 2.13 | 65 | 50 | 210793520
AMERICAN STANDARD | 4A6L5030N1 | 4TXCB003DS3 | S9X1B060U4PSB | 28600 | 29400 | 15.2 | 12 | 8.1 | 2.13 | 65 | 50 | 210793521
AMERICAN STANDARD | 4A6L5030N1 | 4TXCB003DS3 | S9V2B080U4VSA | 28800 | 29400 | 15.2 | 12 | 8.1 | 2.13 | 65 | 50 | 210793519
AMERICAN STANDARD | 4A6L5030N1 | 4TXCB003DS3 | S8X2B060M4PTC | 29200 | 29600 | 15.2 | 12 | 8.1 | 2.12 | 65 | 50 | 210793511
AMERICAN STANDARD | 4A6L5030N1 | 4TXCB003DS3 | S8X2B060M4PSC | 29200 | 29600 | 15.2 | 12 | 8.1 | 2.12 | 65 | 50 | 210793510
AMERICAN STANDARD | 4A6L5030N1 | 4TXCB003DS3 | S9V2B080U4PSB | 28800 | 29400 | 15.2 | 12 | 8.1 | 2.13 | 65 | 50 | 210793518
AMERICAN STANDARD | 4A6L5030N1 | 4TXCB003DS3 | S9V2B040U3VSA | 28600 | 29400 | 15.2 | 12 | 8.1 | 2.13 | 65 | 50 | 210793515
AMERICAN STANDARD | 4A6L5030N1 | 4TXCB003DS3 | S9V2B060U4PSB | 28800 | 29600 | 15.2 | 12 | 8.1 | 2.14 | 65 | 49 | 210793517
AMERICAN STANDARD | 4A6L5030N1 | 4TXCB003DS3 | S9V2B060U3VSA | 28600 | 29400 | 15.2 | 12 | 8.1 | 2.13 | 65 | 50 | 210793516
AMERICAN STANDARD | 4A6L5030N1 | 4TXCB003DS3 | S9V2B040U3PSB | 28600 | 29400 | 15.2 | 12 | 8.1 | 2.13 | 65 | 50 | 210793514
AMERICAN STANDARD | 4A6L5030N1 | 4TXCB003DS3 | S8X2B080M4PSC | 29200 | 29600 | 15.2 | 12 | 8.1 | 2.12 | 66 | 50 | 210793512
AMERICAN STANDARD | 4A6L5030N1 | 4TXCB003DS3 | S8X2B080M4PTC | 29200 | 29600 | 15.2 | 12 | 8.1 | 2.12 | 66 | 50 | 210793513
AMERICAN STANDARD | 4A6L5030N1 | 4TXCB003DS3 | S8X2A040M3PTC | 27600 | 29000 | 15.2 | 12 | 8.1 | 2.09 | 65 | 50 | 210793509
AMERICAN STANDARD | 4A6L5030N1 | 4TXCB003DS3 | S8X1B060M4PSC | 29200 | 29600 | 15.2 | 12 | 8.1 | 2.12 | 65 | 50 | 210793504
AMERICAN STANDARD | 4A6L5030N1 | 4PX*CU42BS3 | *DHMC100ACV4 | 28600 | 26400 | 15.2 | 12 | 8.1 | 2.21 | 67 | 53 | 210793483
AMERICAN STANDARD | 4A6L5030N1 | 4PX*CU42BS3 | S9V2C100U5PSB | 31000 | 28200 | 16 | 12 | 8.1 | 2.23 | 66 | 51 | 210793481
AMERICAN STANDARD | 4A6L5030N1 | 4PX*CU42BS3 | S8X2C080M5PSC | 30600 | 28000 | 16 | 12 | 8.1 | 2.23 | 66 | 51 | 210793477
AMERICAN STANDARD | 4A6L5030N1 | 4PX*CU42BS3 | S9V2C080U5PSB | 30800 | 28200 | 16 | 12 | 8.1 | 2.23 | 66 | 51 | 210793479
AMERICAN STANDARD | 4A6L5030N1 | 4PX*CU42BS3 | S8X1C080M5PTC | 30600 | 28000 | 16 | 12 | 8.1 | 2.23 | 66 | 51 | 210793476
AMERICAN STANDARD | 4A6L5030N1 | 4TXCB003DS3 | S8X1B040M2PSC | 28800 | 29600 | 15.2 | 12 | 8.1 | 2.11 | 65 | 50 | 210793502
AMERICAN STANDARD | 4A6L5030N1 | 4PX*CU42BS3 | S8V2C100M5PCA | 30600 | 28200 | 16 | 12 | 8.1 | 2.21 | 66 | 51 | 210793492
AMERICAN STANDARD | 4A6L5030N1 | 4PX*CU42BS3 | S8X1C080M5PSC | 30600 | 28000 | 16 | 12 | 8.1 | 2.23 | 66 | 51 | 210793493
AMERICAN STANDARD | 4A6L5030N1 | 4PX*CU42BS3 | S9V2C100U4VSA | 30200 | 27800 | 16 | 12 | 8.1 | 2.24 | 66 | 51 | 210793480
AMERICAN STANDARD | 4A6L5030N1 | 4PX*CU42BS3 | *DD2C100ACV5 | 28400 | 26400 | 15.2 | 12 | 8.1 | 2.21 | 67 | 53 | 210793482
AMERICAN STANDARD | 4A6L5030N1 | 4PX*CU42BS3 | S9X2C100D5PSB | 29000 | 26800 | 15.2 | 12 | 8.1 | 2.2 | 67 | 53 | 210793486
AMERICAN STANDARD | 4A6L5030N1 | 4PX*CU42BS3 | S9X1C100D5PSB | 29000 | 26800 | 15.2 | 12 | 8.1 | 2.2 | 67 | 53 | 210793485
AMERICAN STANDARD | 4A6L5030N1 | 4PX*CU42BS3 | S8X2C080M5PTC | 30600 | 28000 | 16 | 12 | 8.1 | 2.23 | 66 | 51 | 210793478
AMERICAN STANDARD | 4A6L5030N1 | 4PX*CU42BS3 | *UHMC100ACV4 | 30800 | 28000 | 16 | 12 | 8.1 | 2.25 | 66 | 51 | 210793489
AMERICAN STANDARD | 4A6L5030N1 | 4PX*CU42BS3 | *UD2C080ACV4 | 30800 | 28000 | 16 | 12 | 8.1 | 2.25 | 66 | 51 | 210793487
AMERICAN STANDARD | 4A6L5030N1 | 4PX*CU42BS3 | *UD2C100ACV5 | 30400 | 27800 | 16 | 12 | 8.1 | 2.26 | 66 | 51 | 210793488
AMERICAN STANDARD | 4A6L5030N1 | 4PX*CU42BS3 | S8V2C080M5PCA | 30400 | 28000 | 16 | 12 | 8.1 | 2.23 | 66 | 51 | 210793491
AMERICAN STANDARD | 4A6L5030N1 | 4PX*CU42BS3 | S9V2C100D4VSA | 29200 | 26800 | 15.2 | 12 | 8.1 | 2.21 | 67 | 53 | 210793484
AMERICAN STANDARD | 4A6L5030N1 | 4TXCB003DS3 | S8X2A040M3PSC | 27600 | 29000 | 15.2 | 12 | 8.1 | 2.09 | 65 | 50 | 210793508
AMERICAN STANDARD | 4A6L5030N1 | 4TXCB003DS3 | S8X1B080M4PSC | 29200 | 29600 | 15.2 | 12 | 8.1 | 2.12 | 66 | 50 | 210793506
AMERICAN STANDARD | 4A6L5030N1 | 4TXCB003DS3 | S8X1B080M4PTC | 29200 | 29600 | 15.2 | 12 | 8.1 | 2.12 | 66 | 50 | 210793507
AMERICAN STANDARD | 4A6L5030N1 | 4TXCB003DS3 | S8X1B060M4PTC | 29200 | 29600 | 15.2 | 12 | 8.1 | 2.12 | 65 | 50 | 210793505
AMERICAN STANDARD | 4A6L5030N1 | 4TXCB003DS3 | S8X1B040M2PTC | 28800 | 29600 | 15.2 | 12 | 8.1 | 2.11 | 65 | 50 | 210793503
AMERICAN STANDARD | 4A6L5030N1 | 4PX*CU36BS3 | S9V2C100U5PSB | 30000 | 27200 | 15.2 | 12 | 8.1 | 2.19 | 67 | 52 | 210793474
AMERICAN STANDARD | 4A6L5030N1 | 4PX*CU36BS3 | S8V2C100M5PCA | 29800 | 27200 | 15.2 | 12 | 8.1 | 2.17 | 67 | 53 | 210793468
AMERICAN STANDARD | 4A6L5030N1 | 4PX*CU36BS3 | S9X1C080U5PSB | 30200 | 27200 | 15.2 | 12 | 8.1 | 2.18 | 67 | 53 | 210793475
AMERICAN STANDARD | 4A6L5030N1 | 4PX*CU36BS3 | S9V2C080U5PSB | 30000 | 27200 | 15.2 | 12 | 8.1 | 2.19 | 67 | 52 | 210793472
AMERICAN STANDARD | 4A6L5030N1 | 4PX*CU36BS3 | S9V2C100U4VSA | 29400 | 26600 | 16 | 12 | 8.1 | 2.19 | 68 | 53 | 210793473
AMERICAN STANDARD | 4A6L5030N1 | 4PX*CU36BS3 | S8X2C080M5PTC | 29800 | 27000 | 15.2 | 12 | 8.1 | 2.18 | 67 | 53 | 210793471
TRANE | 4TWL5030N1 | 4TXCC005DS3 | S9X2C100U5PSB | 30200 | 27400 | 15.2 | 12 | 8.1 | 2.16 | 67 | 53 | 210792493
TRANE | 4TWL5030N1 | 4TXCB006DS3 | L8V1A040U3VSA | 29200 | 27400 | 15.2 | 12 | 8.1 | 2.18 | 66 | 51 | 210792473
TRANE | 4TWL5030N1 | 4TXCB006DS3 | S8V2B060M4PCA | 30400 | 27800 | 16 | 12 | 8.1 | 2.23 | 66 | 51 | 210792489
TRANE | 4TWL5030N1 | 4TXCB006DS3 | S8X1A040M3PSC | 29200 | 27200 | 16 | 12 | 8.1 | 2.19 | 66 | 51 | 210792491
TRANE | 4TWL5030N1 | 4TXCB006DS3 | S8V2B080M4PCA | 30400 | 27800 | 16 | 12 | 8.1 | 2.22 | 66 | 51 | 210792490
TRANE | 4TWL5030N1 | 4TXCB006DS3 | S8V2A040M3PCA | 29400 | 27400 | 16 | 12 | 8.1 | 2.18 | 66 | 51 | 210792488
TRANE | 4TWL5030N1 | 4TXCB006DS3 | L8V1A060U3VSA | 29200 | 27200 | 16 | 12 | 8.1 | 2.18 | 67 | 52 | 210792472
TRANE | 4TWL5030N1 | 4TXCB006DS3 | S8X1B080M4PSC | 30400 | 27800 | 16 | 12 | 8.1 | 2.22 | 66 | 51 | 210792482
TRANE | 4TWL5030N1 | 4TXCB006DS3 | S8X1B060M4PTC | 30400 | 27800 | 16 | 12 | 8.1 | 2.23 | 66 | 51 | 210792483
TRANE | 4TWL5030N1 | 4TXCB006DS3 | S8X1B080M4PTC | 30400 | 27800 | 16 | 12 | 8.1 | 2.22 | 66 | 51 | 210792481
TRANE | 4TWL5030N1 | 4TXCB006DS3 | S8X2A040M3PTC | 29200 | 27200 | 16 | 12 | 8.1 | 2.19 | 66 | 51 | 210792479
TRANE | 4TWL5030N1 | 4TXCB006DS3 | S8X2B060M4PSC | 30400 | 27800 | 16 | 12 | 8.1 | 2.23 | 66 | 51 | 210792478
TRANE | 4TWL5030N1 | 4TXCB006DS3 | S9V2B060U3VSA | 30000 | 27600 | 16 | 12 | 8.1 | 2.24 | 66 | 51 | 210792460
TRANE | 4TWL5030N1 | 4TXCB006DS3 | *UHMB060ACV3 | 30200 | 27600 | 16 | 12 | 8.1 | 2.26 | 66 | 51 | 210792475
TRANE | 4TWL5030N1 | 4TXCB006DS3 | *UD2B060ACV3 | 30400 | 27600 | 16 | 12 | 8.1 | 2.24 | 66 | 51 | 210792477
TRANE | 4TWL5030N1 | 4TXCB006DS3 | *UD2B080ACV3 | 30200 | 27600 | 16 | 12 | 8.1 | 2.23 | 66 | 51 | 210792476
TRANE | 4TWL5030N1 | 4TXCB004DS3 | S9V2B080U4PSB | 30000 | 27400 | 15.2 | 12 | 8.1 | 2.16 | 67 | 53 | 210792440
TRANE | 4TWL5030N1 | 4TXCB006DS3 | *UHMB080ACV3 | 30000 | 27400 | 16 | 12 | 8.1 | 2.26 | 66 | 51 | 210792474
TRANE | 4TWL5030N1 | 4TXCB006DS3 | S8X2B080M4PSC | 30400 | 27800 | 16 | 12 | 8.1 | 2.22 | 66 | 51 | 210792468
TRANE | 4TWL5030N1 | 4TXCB006DS3 | L8V1B080U4VSA | 30200 | 27600 | 16 | 12 | 8.1 | 2.22 | 66 | 51 | 210792471
TRANE | 4TWL5030N1 | 4TXCB006DS3 | L8X1B060U3XSA | 30200 | 27600 | 16 | 12 | 8.1 | 2.22 | 66 | 51 | 210792469
TRANE | 4TWL5030N1 | 4TXCB006DS3 | S9X2B080U4PSB | 30800 | 28000 | 16 | 12 | 8.1 | 2.21 | 66 | 51 | 210792467
TRANE | 4TWL5030N1 | 4TXCB004DS3 | *UHMB060ACV3 | 29800 | 27000 | 15.2 | 12 | 8.1 | 2.18 | 67 | 53 | 210792450
TRANE | 4TWL5030N1 | 4TXCB006DS3 | S9X1B080U4PSB | 30800 | 28000 | 16 | 12 | 8.1 | 2.21 | 66 | 51 | 210792465
TRANE | 4TWL5030N1 | 4TXCB006DS3 | S9X2B040U3PSB | 30800 | 28000 | 15.2 | 12 | 8.1 | 2.19 | 66 | 51 | 210792466
TRANE | 4TWL5030N1 | 4TXCB006DS3 | S9X1B040U3PSB | 30800 | 28000 | 15.2 | 12 | 8.1 | 2.19 | 66 | 51 | 210792464
TRANE | 4TWL5030N1 | 4TXCB006DS3 | S9V2B080U4VSA | 30400 | 27800 | 16 | 12 | 8.1 | 2.23 | 66 | 51 | 210792463
TRANE | 4TWL5030N1 | 4TXCB006DS3 | S9V2B080U4PSB | 30400 | 27800 | 16 | 12 | 8.1 | 2.23 | 66 | 51 | 210792462
TRANE | 4TWL5030N1 | 4TXCB006DS3 | S9V2B060U4PSB | 30400 | 27600 | 16 | 12 | 8.1 | 2.24 | 66 | 51 | 210792461
TRANE | 4TWL5030N1 | 4TXCB006DS3 | S9V2B040U3VSA | 30200 | 27600 | 16 | 12 | 8.1 | 2.23 | 66 | 51 | 210792459
TRANE | 4TWL5030N1 | 4TXCB006DS3 | S8X2B060M4PTC | 30400 | 27800 | 16 | 12 | 8.1 | 2.23 | 66 | 51 | 210792456
TRANE | 4TWL5030N1 | 4TXCB006DS3 | S8X2B080M4PTC | 30400 | 27800 | 16 | 12 | 8.1 | 2.22 | 66 | 51 | 210792458
TRANE | 4TWL5030N1 | 4TXCB004DS3 | S8X2B080M4PSC | 29600 | 27000 | 15.2 | 12 | 8.1 | 2.16 | 67 | 53 | 210792434
TRANE | 4TWL5030N1 | 4TXCB004DS3 | *UHMB080ACV3 | 29400 | 26800 | 16 | 12 | 8.1 | 2.2 | 67 | 52 | 210792451
TRANE | 4TWL5030N1 | 4TXCB004DS3 | S9X2B080U4PSB | 29800 | 27400 | 15.2 | 12 | 8.1 | 2.16 | 67 | 52 | 210792447
TRANE | 4TWL5030N1 | 4TXCB004DS3 | S8X2A040M3PTC | 28400 | 26600 | 15.2 | 12 | 8.1 | 2.13 | 67 | 52 | 210792431
TRANE | 4TWL5030N1 | 4TXCB004DS3 | S9X1B080U4PSB | 29800 | 27400 | 15.2 | 12 | 8.1 | 2.16 | 67 | 52 | 210792444
TRANE | 4TWL5030N1 | 4TXCB004DS3 | S8X1B080M4PSC | 29600 | 27000 | 15.2 | 12 | 8.1 | 2.16 | 67 | 53 | 210792428
TRANE | 4TWL5030N1 | 4TXCB004DS3 | S9V2B060U4PSB | 30000 | 27200 | 15.2 | 12 | 8.1 | 2.17 | 67 | 53 | 210792439
TRANE | 4TWL5030N1 | 4TXCB004DS3 | S9V2B080U4VSA | 30000 | 27400 | 15.2 | 12 | 8.1 | 2.16 | 67 | 53 | 210792441
TRANE | 4TWL5030N1 | 4TXCB004DS3 | S9V2B040U3VSA | 29400 | 27000 | 15.2 | 12 | 8.1 | 2.17 | 67 | 53 | 210792437
TRANE | 4TWL5030N1 | 4TXCB004DS3 | S8X2B080M4PTC | 29600 | 27000 | 15.2 | 12 | 8.1 | 2.16 | 67 | 53 | 210792435
TRANE | 4TWL5030N1 | 4TXCB004DS3 | S9V2B040U3PSB | 29400 | 27000 | 15.2 | 12 | 8.1 | 2.17 | 67 | 53 | 210792436
TRANE | 4TWL5030N1 | 4TXCB003DS3 | S9V2B080U4VSA | 28800 | 29400 | 15.2 | 12 | 8.1 | 2.13 | 65 | 50 | 210792374
TRANE | 4TWL5030N1 | 4TXCB004DS3 | S8X2B060M4PTC | 29600 | 27000 | 15.2 | 12 | 8.1 | 2.17 | 67 | 53 | 210792433
TRANE | 4TWL5030N1 | 4TXCB004DS3 | S8X2B060M4PSC | 29600 | 27000 | 15.2 | 12 | 8.1 | 2.17 | 67 | 53 | 210792432
TRANE | 4TWL5030N1 | 4TXCB004DS3 | S8X2A040M3PSC | 28400 | 26600 | 15.2 | 12 | 8.1 | 2.13 | 67 | 52 | 210792430
TRANE | 4TWL5030N1 | 4TXCB004DS3 | S8X1B080M4PTC | 29600 | 27000 | 15.2 | 12 | 8.1 | 2.16 | 67 | 53 | 210792429
TRANE | 4TWL5030N1 | 4TXCB004DS3 | S8X1B060M4PTC | 29600 | 27000 | 15.2 | 12 | 8.1 | 2.17 | 67 | 53 | 210792427
TRANE | 4TWL5030N1 | 4TXCB003DS3 | S8V2A040M3PCA | 27800 | 29200 | 15.2 | 12 | 8.1 | 2.09 | 65 | 50 | 210792408
TRANE | 4TWL5030N1 | 4TXCB004DS3 | S8X1B060M4PSC | 29600 | 27000 | 15.2 | 12 | 8.1 | 2.17 | 67 | 53 | 210792425
TRANE | 4TWL5030N1 | 4TXCB004DS3 | S8X1A040M3PTC | 28400 | 26600 | 15.2 | 12 | 8.1 | 2.13 | 67 | 52 | 210792422
TRANE | 4TWL5030N1 | 4TXCB004DS3 | S8X1A040M3PSC | 28400 | 26600 | 15.2 | 12 | 8.1 | 2.13 | 67 | 52 | 210792421
TRANE | 4TWL5030N1 | 4TXCB004DS3 | S8V2B080M4PCA | 30000 | 27400 | 15.2 | 12 | 8.1 | 2.16 | 67 | 53 | 210792420
TRANE | 4TWL5030N1 | 4TXCB004DS3 | S8V2B060M4PCA | 29600 | 27000 | 15.2 | 12 | 8.1 | 2.17 | 67 | 53 | 210792419
TRANE | 4TWL5030N1 | 4TXCB004DS3 | L8X1B080U4XSA | 30000 | 27400 | 15.2 | 12 | 8.1 | 2.16 | 67 | 53 | 210792413
TRANE | 4TWL5030N1 | 4TXCB003DS3 | S8V2B080M4PCA | 28800 | 29400 | 15.2 | 12 | 8.1 | 2.14 | 65 | 50 | 210792406
AMERICAN STANDARD | 4A6V0X48A1 | 4PX*DU48BS3 | S8V2D120M5PDA | 46000 | 43000 | 19.5 | 11.5 | 8.2 | 1.77 | 86 | 66 | 211081425
AMERICAN STANDARD | 4A6V0X48A1 | 4TXCB006DS3 | S8V2B080M4PDA | 45500 | 43000 | 19 | 11.2 | 8.2 | 1.75 | 86 | 67 | 211081428
AMERICAN STANDARD | 4A6V0X48A1 | 4PX*CU48BS3 | S8V2C100M5PDA | 45500 | 43000 | 19 | 11.2 | 8.2 | 1.75 | 86 | 66 | 211081423
AMERICAN STANDARD | 4A6V0X48A1 | 4PX*DU60BS3 | S8V2C080M5PDA | 45000 | 41000 | 19 | 11.7 | 8.2 | 1.75 | 86 | 66 | 211081426
AMERICAN STANDARD | 4A6V0X48A1 | 4PX*BU48BS3 | S8V2B060M4PDA | 45500 | 43000 | 19 | 11.2 | 8.2 | 1.75 | 86 | 67 | 211081419
AMERICAN STANDARD | 4A6V0X36A1 | 4TXCB004DS3 | S8V2B080M4PDA | 34400 | 31600 | 19.5 | 12 | 8.5 | 1.79 | 84 | 66 | 211081413
AMERICAN STANDARD | 4A6V0X36A1 | 4TXCC005DS3 | S8V2C100M5PDA | 34400 | 31400 | 19.5 | 12 | 8.5 | 1.78 | 85 | 65 | 211081417
AMERICAN STANDARD | 4A6V0X36A1 | 4TXCB004DS3 | S8V2B060M4PDA | 34400 | 31600 | 19.5 | 12 | 8.5 | 1.78 | 85 | 66 | 211081414
AMERICAN STANDARD | 4A6V0X36A1 | 4TXCC005DS3 | S8V2C080M5PDA | 34000 | 31400 | 19.5 | 12 | 8.5 | 1.79 | 84 | 65 | 211081416
AMERICAN STANDARD | 4A6V0X48A1 | 4PX*BU48BS3 | S8V2B080M4PDA | 45500 | 43000 | 19 | 11.2 | 8.2 | 1.75 | 86 | 67 | 211081418
AMERICAN STANDARD | 4A6V0X36A1 | 4PX*CU48BS3 | S8V2C080M5PDA | 35200 | 32000 | 20 | 12.5 | 8.5 | 1.83 | 83 | 64 | 211081412
AMERICAN STANDARD | 4A6V0X36A1 | 4PX*CU36BS3 | S8V2C080M5PDA | 34000 | 31400 | 19.5 | 12 | 8.5 | 1.79 | 84 | 65 | 211081408
AMERICAN STANDARD | 4A6V0X36A1 | 4PX*CU48BS3 | S8V2C100M5PDA | 35400 | 32200 | 20.5 | 12.5 | 8.7 | 1.82 | 83 | 63 | 211081411
AMERICAN STANDARD | 4A6V0X36A1 | 4PX*BU42BS3 | S8V2B060M4PDA | 35600 | 32800 | 19.5 | 12.5 | 8.5 | 1.8 | 83 | 63 | 211081401
AMERICAN STANDARD | 4A6V0X36A1 | 4PX*CU36BS3 | S8V2C100M5PDA | 34400 | 31400 | 19.5 | 12 | 8.5 | 1.8 | 84 | 65 | 211081407
AMERICAN STANDARD | 4A6V0X36A1 | 4PX*CU42BS3 | S8V2C100M5PDA | 35400 | 32600 | 20 | 12.5 | 8.5 | 1.8 | 83 | 63 | 211081410
AMERICAN STANDARD | 4A6V0X36A1 | 4PX*CU42BS3 | S8V2C080M5PDA | 35200 | 32600 | 19.5 | 12.5 | 8.5 | 1.81 | 82 | 63 | 211081409
AMERICAN STANDARD | 4A6V0X36A1 | 4PX*BU42BS3 | S8V2A040M3PDA | 34000 | 31600 | 19.5 | 12 | 8.2 | 1.76 | 82 | 63 | 211081402
AMERICAN STANDARD | 4A6V0X36A1 | 4PX*BU42BS3 | S8V2B080M4PDA | 35600 | 32800 | 20 | 12.5 | 8.5 | 1.8 | 84 | 63 | 211081400
AMERICAN STANDARD | 4A6V0X36A1 | 4PX*BU36BS3 | S8V2B060M4PDA | 34400 | 31600 | 19.5 | 12 | 8.5 | 1.78 | 85 | 66 | 211081398
AMERICAN STANDARD | 4A6V0X36A1 | 4PX*BU36BS3 | S8V2B080M4PDA | 34400 | 31600 | 19.5 | 12 | 8.5 | 1.78 | 85 | 66 | 211081397
AMERICAN STANDARD | 4A6V0X24A1 | 4TXCB004DS3 | S8V2A040M3PDA | 22800 | 19600 | 17.5 | 12.5 | 8.2 | 1.82 | 84 | 63 | 211081391
AMERICAN STANDARD | 4A6V0X24A1 | 4PX*BU36BS3 | S8V2A040M3PDA | 22800 | 19600 | 17.5 | 12.5 | 8.2 | 1.82 | 84 | 63 | 211081387
TRANE | 4TWV8X60A1 | 4TXCC009DS3 | S8V2C100M5PDA | 54000 | 52000 | 18 | 11.7 | 8.2 | 1.78 | 96 | 77 | 211081286
TRANE | 4TWV8X60A1 | 4TXCD010DS3 | S8V2D120M5PDA | 54000 | 52000 | 18 | 11.7 | 8.2 | 1.83 | 95 | 76 | 211081288
TRANE | 4TWV8X60A1 | 4PX*DU60BS3 | S8V2D120M5PDA | 54000 | 52000 | 18 | 11.7 | 8.2 | 1.83 | 95 | 76 | 211081285
TRANE | 4TWV8X60A1 | 4PX*CU60BS3 | S8V2C100M5PDA | 54000 | 52000 | 18 | 11.7 | 8.2 | 1.78 | 96 | 77 | 211081282
TRANE | 4TWV8X48A1 | 4TXCD010DS3 | S8V2D120M5PDA | 47000 | 43500 | 18 | 12 | 8.5 | 1.87 | 85 | 65 | 211081281
TRANE | 4TWV8X48A1 | 4TXCC009DS3 | S8V2C080M5PDA | 46500 | 43000 | 18 | 11.7 | 8.5 | 1.84 | 86 | 66 | 211081277
TRANE | 4TWV8X48A1 | 4TXCD010DS3 | S8V2C100M5PDA | 45500 | 42000 | 18 | 11.7 | 8.5 | 1.8 | 86 | 66 | 211081280
TRANE | 4TWV8X48A1 | 4TXCD008DS3 | S8V2D120M5PDA | 46000 | 44000 | 18 | 11.7 | 8.5 | 1.84 | 85 | 65 | 211081279
TRANE | 4TWV8X48A1 | 4TXCC009DS3 | S8V2C100M5PDA | 46500 | 43500 | 18 | 11.7 | 8.5 | 1.85 | 86 | 66 | 211081278
TRANE | 4TWV8X48A1 | 4TXCC007DS3 | S8V2C100M5PDA | 45500 | 44000 | 18 | 11.5 | 8.5 | 1.82 | 85 | 66 | 211081276
TRANE | 4TWV8X48A1 | 4TXCB006DS3 | S8V2B060M4PDA | 45500 | 44000 | 18 | 11.2 | 8.5 | 1.82 | 85 | 66 | 211081274
TRANE | 4TWV8X48A1 | 4TXCC007DS3 | S8V2C080M5PDA | 45500 | 43500 | 18 | 11.5 | 8.5 | 1.82 | 86 | 66 | 211081275
TRANE | 4TWV8X48A1 | 4PX*DU60BS3 | S8V2D120M5PDA | 47000 | 43500 | 18 | 12 | 8.5 | 1.87 | 85 | 65 | 211081271
TRANE | 4TWV8X48A1 | 4TXCB006DS3 | S8V2B080M4PDA | 45500 | 44000 | 18 | 11.2 | 8.5 | 1.83 | 85 | 67 | 211081273
TRANE | 4TWV8X48A1 | 4PX*DU60BS3 | S8V2C100M5PDA | 45500 | 42000 | 18 | 11.7 | 8.5 | 1.8 | 86 | 66 | 211081272
TRANE | 4TWV8X48A1 | 4PX*DU48BS3 | S8V2D120M5PDA | 46000 | 44000 | 18 | 11.7 | 8.5 | 1.84 | 85 | 65 | 211081270
TRANE | 4TWV8X48A1 | 4PX*DD60BS3 | S8V2D120M5PDA | 46000 | 43500 | 18 | 11.7 | 8.5 | 1.82 | 85 | 65 | 211081268
TRANE | 4TWV8X48A1 | 4PX*DD60BS3 | S8V2C100M5PDA | 44000 | 42000 | 18 | 11.5 | 8.2 | 1.76 | 86 | 66 | 211081269
TRANE | 4TWV8X48A1 | 4PX*CU60BS3 | S8V2C080M5PDA | 46500 | 43000 | 18 | 11.7 | 8.5 | 1.84 | 86 | 66 | 211081266
TRANE | 4TWV8X48A1 | 4PX*CU60BS3 | S8V2C100M5PDA | 46500 | 43500 | 18 | 11.7 | 8.5 | 1.85 | 86 | 66 | 211081267
TRANE | 4TWV8X48A1 | 4PX*CU48BS3 | S8V2C100M5PDA | 45500 | 44000 | 18 | 11.5 | 8.5 | 1.82 | 85 | 66 | 211081265
TRANE | 4TWV8X48A1 | 4PX*CU42BS3 | S8V2C080M5PDA | 45500 | 44500 | 18 | 11.5 | 8.5 | 1.78 | 84 | 65 | 211081262
TRANE | 4TWV8X48A1 | 4PX*CU48BS3 | S8V2C080M5PDA | 45500 | 43500 | 18 | 11.5 | 8.5 | 1.82 | 86 | 66 | 211081264
TRANE | 4TWV8X48A1 | 4PX*CU42BS3 | S8V2C100M5PDA | 46000 | 44500 | 18 | 11.5 | 8.5 | 1.79 | 85 | 65 | 211081263
TRANE | 4TWV8X48A1 | 4PX*CD60BS3 | S8V2C100M5PDA | 47000 | 43500 | 18 | 11.7 | 8.5 | 1.78 | 86 | 66 | 211081261
TRANE | 4TWV8X48A1 | 4PX*CD60BS3 | S8V2C080M5PDA | 46500 | 43000 | 18 | 11.7 | 8.5 | 1.79 | 86 | 66 | 211081260
TRANE | 4TWV8X36A1 | 4TXCC005DS3 | S8V2C080M5PDA | 33800 | 30800 | 18 | 11.7 | 8.2 | 1.78 | 85 | 66 | 211081256
TRANE | 4TWV8X48A1 | 4PX*BU48BS3 | S8V2B080M4PDA | 45500 | 44000 | 18 | 11.2 | 8.5 | 1.83 | 85 | 67 | 211081259
TRANE | 4TWV8X36A1 | 4TXCC005DS3 | S8V2C100M5PDA | 34000 | 31000 | 18 | 11.7 | 8.2 | 1.8 | 85 | 66 | 211081257
TRANE | 4TWV8X48A1 | 4PX*BU48BS3 | S8V2B060M4PDA | 45500 | 44000 | 18 | 11.2 | 8.5 | 1.82 | 85 | 66 | 211081258
TRANE | 4TWV8X36A1 | 4TXCB006DS3 | S8V2A040M3PDA | 33600 | 30400 | 18 | 12 | 8.1 | 1.8 | 83 | 65 | 211081255
TRANE | 4TWV8X36A1 | 4TXCB006DS3 | S8V2B080M4PDA | 35200 | 31800 | 18 | 12 | 8.2 | 1.85 | 84 | 65 | 211081254
TRANE | 4TWV8X36A1 | 4TXCB006DS3 | S8V2B060M4PDA | 35200 | 31600 | 18 | 12 | 8.2 | 1.85 | 84 | 65 | 211081253
TRANE | 4TWV8X36A1 | 4TXCB004DS3 | S8V2B080M4PDA | 34200 | 31200 | 18 | 11.7 | 8.2 | 1.8 | 85 | 66 | 211081252
AMERICAN STANDARD | 4A6L5030N1 | TEM8A0C42V41+TDR |  | 30000 | 27400 | 16 | 12.6 | 8.1 | 2.28 | 66 | 51 | 210793672
AMERICAN STANDARD | 4A6L5030N1 | TEM8A0C36V31+TDR |  | 30600 | 27800 | 16 | 12.6 | 8.1 | 2.26 | 66 | 51 | 210793671
AMERICAN STANDARD | 4A6L5030N1 | TEM8A0B30V31+TDR |  | 29000 | 28800 | 15.4 | 12.6 | 8.1 | 2.25 | 65 | 50 | 210793670
AMERICAN STANDARD | 4A6L5030N1 | TEM8A0B24V21+TDR |  | 28800 | 28600 | 15.4 | 12.6 | 8.1 | 2.25 | 65 | 50 | 210793669
AMERICAN STANDARD | 4A6L5030N1 | TEM6A0C36H31+TDR |  | 30400 | 27600 | 16 | 12.3 | 8.1 | 2.28 | 66 | 51 | 210793667
AMERICAN STANDARD | 4A6L5030N1 | TEM6A0C42H41+TDR |  | 30400 | 27600 | 16 | 12.3 | 8.1 | 2.28 | 66 | 51 | 210793668
AMERICAN STANDARD | 4A6L5030N1 | 4TXCC005DS3 | S9X2C080U5PSB | 30200 | 27200 | 15.2 | 12 | 8.1 | 2.18 | 67 | 53 | 210793654
AMERICAN STANDARD | 4A6L5030N1 | TEM6A0B30H21+TDR |  | 28800 | 28600 | 15.2 | 12.3 | 8.1 | 2.25 | 65 | 50 | 210793666
AMERICAN STANDARD | 4A6L5030N1 | TAM9A0C36V31 |  | 30200 | 27400 | 16 | 12.6 | 8.1 | 2.23 | 66 | 51 | 210793661
AMERICAN STANDARD | 4A6L5030N1 | TEM4B0C37M31+TDR |  | 30400 | 27600 | 15.2 | 12 | 8.1 | 2.25 | 66 | 51 | 210793664
AMERICAN STANDARD | 4A6L5030N1 | TEM4A0B31M31+TDR |  | 29000 | 28600 | 15.2 | 12 | 8.1 | 2.25 | 65 | 50 | 210793663
AMERICAN STANDARD | 4A6L5030N1 | TAM9A0B30V31 |  | 30200 | 28000 | 16 | 12.6 | 8.1 | 2.25 | 66 | 51 | 210793660
AMERICAN STANDARD | 4A6L5030N1 | GAM5B0C42M31 |  | 30600 | 26600 | 16 | 12.3 | 8.1 | 2.26 | 67 | 52 | 210793658
AMERICAN STANDARD | 4A6L5030N1 | GAM5B0B30M21 |  | 30200 | 28400 | 16 | 12 | 8.1 | 2.19 | 66 | 51 | 210793656
AMERICAN STANDARD | 4A6L5030N1 | 4TXCC005DS3 | *UHMC100ACV4 | 30000 | 27000 | 16 | 12 | 8.1 | 2.2 | 67 | 52 | 210793652
AMERICAN STANDARD | 4A6L5030N1 | 4TXCC005DS3 | S8X2C080M5PTC | 29800 | 27000 | 15.2 | 12 | 8.1 | 2.18 | 67 | 53 | 210793645
AMERICAN STANDARD | 4A6V0X48A1 | 4TXCD010DS3 | S8V2C100M5PDA | 45000 | 41000 | 19 | 11.7 | 8.2 | 1.75 | 86 | 66 | 211089197
AMERICAN STANDARD | 4A6V8X60A1 | 4TXCD010DS3 | S8V2D120M5PDA | 54000 | 52000 | 18 | 11.7 | 8.2 | 1.83 | 95 | 76 | 211081504
TRANE | 4TWL5024N1 | 4PX*BU30BS3 | L8V1B080U4VSA | 25600 | 25600 | 15.2 | 12 | 8.1 | 2.12 | 75 | 57 | 210791678
TRANE | 4TWL5024N1 | 4PX*BU30BS3 | L8V1A060U3VSA | 25600 | 25600 | 15.2 | 12 | 8.1 | 2.09 | 74 | 57 | 210791677
TRANE | 4TWL5024N1 | 4PX*BU30BS3 | S9X2B060U4PSB | 25600 | 25600 | 15.2 | 12 | 8.1 | 2.13 | 75 | 57 | 210791668
TRANE | 4TWL5024N1 | 4PX*BU30BS3 | *UHMB080ACV3 | 25600 | 25600 | 15.2 | 12 | 8.1 | 2.16 | 74 | 57 | 210791675
TRANE | 4TWL5024N1 | 4PX*BU30BS3 | L8V1A040U3VSA | 25600 | 25600 | 15.2 | 12 | 8.1 | 2.09 | 75 | 57 | 210791676
TRANE | 4TWL5024N1 | 4PX*BU30BS3 | *UD2B080A9V3 | 25600 | 25600 | 15.2 | 12 | 8.1 | 2.12 | 75 | 58 | 210791672
TRANE | 4TWL5024N1 | 4PX*BU30BS3 | S9X1B060U4PSB | 25600 | 25600 | 15.2 | 12 | 8.1 | 2.13 | 75 | 57 | 210791665
TRANE | 4TWL5024N1 | 4PX*BU30BS3 | *UD2B080ACV3 | 25600 | 25600 | 15.2 | 12 | 8.1 | 2.15 | 75 | 57 | 210791673
TRANE | 4TWL5024N1 | 4PX*BU30BS3 | S9X2B080U4PSB | 25600 | 25600 | 15.2 | 12 | 8.1 | 2.14 | 75 | 57 | 210791669
TRANE | 4TWL5024N1 | 4PX*BU30BS3 | *UHMB060ACV3 | 25600 | 25600 | 15.2 | 12 | 8.1 | 2.15 | 75 | 57 | 210791674
TRANE | 4TWL5024N1 | 4PX*BU30BS3 | *UD2B060ACV3 | 25600 | 25600 | 15.2 | 12 | 8.1 | 2.14 | 75 | 57 | 210791671
TRANE | 4TWL5024N1 | 4PX*BU30BS3 | *UD2B060A9V3 | 25600 | 25600 | 15.2 | 12 | 8.1 | 2.11 | 75 | 58 | 210791670
TRANE | 4TWL5024N1 | 4PX*BU30BS3 | S9X1B080U4PSB | 25600 | 25600 | 15.2 | 12 | 8.1 | 2.14 | 75 | 57 | 210791666
TRANE | 4TWL5024N1 | 4PX*BU30BS3 | S9X2B040U3PSB | 25600 | 25600 | 15.2 | 12 | 8.1 | 2.13 | 75 | 57 | 210791667
TRANE | 4TWL5024N1 | 4PX*BU30BS3 | S9X1B040U3PSB | 25600 | 25600 | 15.2 | 12 | 8.1 | 2.13 | 75 | 57 | 210791664
TRANE | 4TWL5024N1 | 4PX*BU30BS3 | S9V2B080U4VSA | 25600 | 25600 | 15.2 | 12 | 8.1 | 2.13 | 75 | 57 | 210791663
TRANE | 4TWL5024N1 | 4PX*BU30BS3 | S9V2B080U4PSB | 25600 | 25600 | 15.2 | 12 | 8.1 | 2.13 | 75 | 57 | 210791662
TRANE | 4TWL5024N1 | 4PX*BU30BS3 | S9V2B060U4PSB | 25600 | 25600 | 15.2 | 12 | 8.1 | 2.14 | 75 | 57 | 210791661
TRANE | 4TWL5024N1 | 4PX*BU30BS3 | S9V2B060U3VSA | 25600 | 25600 | 15.2 | 12 | 8.1 | 2.13 | 75 | 57 | 210791660
TRANE | 4TWL5024N1 | 4PX*BU30BS3 | S9V2B040U3PSB | 25600 | 25600 | 15.2 | 12 | 8.1 | 2.13 | 75 | 57 | 210791658
TRANE | 4TWL5024N1 | 4PX*BU30BS3 | S9V2B040U3VSA | 25600 | 25600 | 15.2 | 12 | 8.1 | 2.13 | 75 | 57 | 210791659
TRANE | 4TWL5024N1 | 4PX*BU30BS3 | S8X2B080M4PTC | 25600 | 25600 | 15.2 | 12 | 8.1 | 2.12 | 76 | 58 | 210791657
TRANE | 4TWL5024N1 | 4PX*BU30BS3 | S8X2B080M4PSC | 25600 | 25600 | 15.2 | 12 | 8.1 | 2.12 | 76 | 58 | 210791656
TRANE | 4TWL5024N1 | 4PX*BU30BS3 | S8X2B060M4PTC | 25600 | 25600 | 15.2 | 12 | 8.1 | 2.12 | 75 | 57 | 210791655
TRANE | 4TWL5024N1 | 4PX*BU30BS3 | S8X2B060M4PSC | 25600 | 25600 | 15.2 | 12 | 8.1 | 2.12 | 75 | 57 | 210791654
TRANE | 4TWL5024N1 | 4PX*BU30BS3 | S8X2A040M3PTC | 25600 | 25600 | 15.2 | 12 | 8.1 | 2.09 | 74 | 57 | 210791653
TRANE | 4TWL5024N1 | 4PX*BU30BS3 | S8X1B080M4PTC | 25600 | 25600 | 15.2 | 12 | 8.1 | 2.12 | 76 | 58 | 210791651
TRANE | 4TWL5024N1 | 4PX*BU30BS3 | S8X2A040M3PSC | 25600 | 25600 | 15.2 | 12 | 8.1 | 2.09 | 74 | 57 | 210791652
TRANE | 4TWL5024N1 | 4PX*BU30BS3 | S8X1B080M4PSC | 25600 | 25600 | 15.2 | 12 | 8.1 | 2.12 | 76 | 58 | 210791650
AMERICAN STANDARD | 4A6L5030N1 | 4TXCC005DS3 | *UD2C100ACV5 | 29400 | 26800 | 16 | 12 | 8.1 | 2.2 | 67 | 52 | 210793653
AMERICAN STANDARD | 4A6L5030N1 | 4TXCC005DS3 | S9V2C080U5PSB | 30000 | 27200 | 15.2 | 12 | 8.1 | 2.19 | 67 | 52 | 210793644
AMERICAN STANDARD | 4A6L5030N1 | 4TXCC005DS3 | S8V2C100M5PCA | 29800 | 27200 | 15.2 | 12 | 8.1 | 2.17 | 67 | 53 | 210793649
AMERICAN STANDARD | 4A6L5030N1 | 4TXCC005DS3 | S8V2C080M5PCA | 29800 | 27200 | 15.2 | 12 | 8.1 | 2.18 | 67 | 52 | 210793650
AMERICAN STANDARD | 4A6L5030N1 | 4TXCC005DS3 | S8X1C080M5PSC | 29800 | 27000 | 15.2 | 12 | 8.1 | 2.18 | 67 | 53 | 210793648
AMERICAN STANDARD | 4A6L5030N1 | 4TXCC005DS3 | S8X1C080M5PTC | 29800 | 27000 | 15.2 | 12 | 8.1 | 2.18 | 67 | 53 | 210793647
AMERICAN STANDARD | 4A6L5030N1 | 4TXCC005DS3 | S8X2C080M5PSC | 29800 | 27000 | 15.2 | 12 | 8.1 | 2.18 | 67 | 53 | 210793646
AMERICAN STANDARD | 4A6L5030N1 | 4TXCC005DS3 | S9X1C080U5PSB | 30200 | 27200 | 15.2 | 12 | 8.1 | 2.18 | 67 | 53 | 210793641
AMERICAN STANDARD | 4A6L5030N1 | 4TXCC005DS3 | S9V2C100U4VSA | 29400 | 26600 | 16 | 12 | 8.1 | 2.19 | 68 | 53 | 210793643
AMERICAN STANDARD | 4A6L5030N1 | 4TXCC005DS3 | S9X1C100U5PSB | 30200 | 27400 | 15.2 | 12 | 8.1 | 2.16 | 67 | 53 | 210793640
AMERICAN STANDARD | 4A6L5030N1 | 4TXCC005DS3 | S9V2C100U5PSB | 30000 | 27200 | 15.2 | 12 | 8.1 | 2.19 | 67 | 52 | 210793642
AMERICAN STANDARD | 4A6L5030N1 | 4TXCC005DS3 | S9X2C100U5PSB | 30200 | 27400 | 15.2 | 12 | 8.1 | 2.16 | 67 | 53 | 210793638
AMERICAN STANDARD | 4A6L5030N1 | 4TXCC005DS3 | *UD2C080ACV4 | 29400 | 26800 | 16 | 12 | 8.1 | 2.21 | 67 | 52 | 210793639
AMERICAN STANDARD | 4A6L5030N1 | 4TXCB006DS3 | S8X1A040M3PSC | 29200 | 27200 | 16 | 12 | 8.1 | 2.19 | 66 | 51 | 210793636
AMERICAN STANDARD | 4A6L5030N1 | 4TXCB006DS3 | S8X1A040M3PTC | 29200 | 27200 | 16 | 12 | 8.1 | 2.19 | 66 | 51 | 210793637
AMERICAN STANDARD | 4A6L5030N1 | 4TXCB006DS3 | S8V2B080M4PCA | 30400 | 27800 | 16 | 12 | 8.1 | 2.22 | 66 | 51 | 210793635
AMERICAN STANDARD | 4A6L5030N1 | 4TXCB006DS3 | S8X1B080M4PSC | 30400 | 27800 | 16 | 12 | 8.1 | 2.22 | 66 | 51 | 210793627
AMERICAN STANDARD | 4A6L5030N1 | 4TXCB006DS3 | S8V2B060M4PCA | 30400 | 27800 | 16 | 12 | 8.1 | 2.23 | 66 | 51 | 210793634
AMERICAN STANDARD | 4A6L5030N1 | 4TXCB006DS3 | S8V2A040M3PCA | 29400 | 27400 | 16 | 12 | 8.1 | 2.18 | 66 | 51 | 210793633
AMERICAN STANDARD | 4A6L5030N1 | 4TXCB006DS3 | S8X1B060M4PSC | 30400 | 27800 | 16 | 12 | 8.1 | 2.23 | 66 | 51 | 210793629
AMERICAN STANDARD | 4A6L5030N1 | 4TXCB006DS3 | S8X1B060M4PTC | 30400 | 27800 | 16 | 12 | 8.1 | 2.23 | 66 | 51 | 210793628
AMERICAN STANDARD | 4A6L5030N1 | 4TXCB006DS3 | S8X1B080M4PTC | 30400 | 27800 | 16 | 12 | 8.1 | 2.22 | 66 | 51 | 210793626
AMERICAN STANDARD | 4A6L5030N1 | 4TXCB006DS3 | *UHMB080ACV3 | 30000 | 27400 | 16 | 12 | 8.1 | 2.26 | 66 | 51 | 210793619
AMERICAN STANDARD | 4A6L5030N1 | 4TXCB006DS3 | S8X2B060M4PSC | 30400 | 27800 | 16 | 12 | 8.1 | 2.23 | 66 | 51 | 210793623
AMERICAN STANDARD | 4A6L5030N1 | 4TXCB006DS3 | S8X2A040M3PSC | 29200 | 27200 | 16 | 12 | 8.1 | 2.19 | 66 | 51 | 210793625
AMERICAN STANDARD | 4A6L5030N1 | 4TXCB006DS3 | S8X2A040M3PTC | 29200 | 27200 | 16 | 12 | 8.1 | 2.19 | 66 | 51 | 210793624
AMERICAN STANDARD | 4A6L5030N1 | 4TXCB006DS3 | *UD2B060ACV3 | 30400 | 27600 | 16 | 12 | 8.1 | 2.24 | 66 | 51 | 210793622
AMERICAN STANDARD | 4A6L5030N1 | 4TXCB006DS3 | *UD2B080ACV3 | 30200 | 27600 | 16 | 12 | 8.1 | 2.23 | 66 | 51 | 210793621
AMERICAN STANDARD | 4A6L5030N1 | 4TXCB006DS3 | L8V1A040U3VSA | 29200 | 27400 | 15.2 | 12 | 8.1 | 2.18 | 66 | 51 | 210793618
AMERICAN STANDARD | 4A6L5030N1 | 4TXCB006DS3 | *UHMB060ACV3 | 30200 | 27600 | 16 | 12 | 8.1 | 2.26 | 66 | 51 | 210793620
AMERICAN STANDARD | 4A6L5030N1 | 4TXCB006DS3 | S9V2B080U4VSA | 30400 | 27800 | 16 | 12 | 8.1 | 2.23 | 66 | 51 | 210793608
AMERICAN STANDARD | 4A6L5030N1 | 4TXCB006DS3 | L8V1A060U3VSA | 29200 | 27200 | 16 | 12 | 8.1 | 2.18 | 67 | 52 | 210793617
AMERICAN STANDARD | 4A6L5030N1 | 4TXCB006DS3 | L8V1B080U4VSA | 30200 | 27600 | 16 | 12 | 8.1 | 2.22 | 66 | 51 | 210793616
AMERICAN STANDARD | 4A6L5030N1 | 4TXCB006DS3 | L8X1B060U3XSA | 30200 | 27600 | 16 | 12 | 8.1 | 2.22 | 66 | 51 | 210793614
AMERICAN STANDARD | 4A6L5030N1 | 4TXCB006DS3 | S8X2B080M4PSC | 30400 | 27800 | 16 | 12 | 8.1 | 2.22 | 66 | 51 | 210793613
AMERICAN STANDARD | 4A6L5030N1 | 4TXCB006DS3 | S9X2B040U3PSB | 30800 | 28000 | 15.2 | 12 | 8.1 | 2.19 | 66 | 51 | 210793611
AMERICAN STANDARD | 4A6L5030N1 | 4TXCB006DS3 | S9X2B080U4PSB | 30800 | 28000 | 16 | 12 | 8.1 | 2.21 | 66 | 51 | 210793612
AMERICAN STANDARD | 4A6L5030N1 | 4TXCB006DS3 | S9V2B060U3VSA | 30000 | 27600 | 16 | 12 | 8.1 | 2.24 | 66 | 51 | 210793605
AMERICAN STANDARD | 4A6L5030N1 | 4TXCB006DS3 | S9X1B080U4PSB | 30800 | 28000 | 16 | 12 | 8.1 | 2.21 | 66 | 51 | 210793610
AMERICAN STANDARD | 4A6L5030N1 | 4TXCB006DS3 | S9X1B040U3PSB | 30800 | 28000 | 15.2 | 12 | 8.1 | 2.19 | 66 | 51 | 210793609
AMERICAN STANDARD | 4A6L5030N1 | 4TXCB006DS3 | S9V2B060U4PSB | 30400 | 27600 | 16 | 12 | 8.1 | 2.24 | 66 | 51 | 210793606
AMERICAN STANDARD | 4A6L5030N1 | 4TXCB006DS3 | S9V2B080U4PSB | 30400 | 27800 | 16 | 12 | 8.1 | 2.23 | 66 | 51 | 210793607
AMERICAN STANDARD | 4A6L5030N1 | 4TXCB006DS3 | S9V2B040U3VSA | 30200 | 27600 | 16 | 12 | 8.1 | 2.23 | 66 | 51 | 210793604
AMERICAN STANDARD | 4A6L5030N1 | 4TXCB006DS3 | S8X2B080M4PTC | 30400 | 27800 | 16 | 12 | 8.1 | 2.22 | 66 | 51 | 210793603
AMERICAN STANDARD | 4A6L5030N1 | 4TXCB006DS3 | S8X2B060M4PTC | 30400 | 27800 | 16 | 12 | 8.1 | 2.23 | 66 | 51 | 210793601
AMERICAN STANDARD | 4A6L5030N1 | 4TXCB004DS3 | S9X2B080U4PSB | 29800 | 27400 | 15.2 | 12 | 8.1 | 2.16 | 67 | 52 | 210793592
AMERICAN STANDARD | 4A6L5030N1 | 4TXCB004DS3 | *UHMB080ACV3 | 29400 | 26800 | 16 | 12 | 8.1 | 2.2 | 67 | 52 | 210793596
AMERICAN STANDARD | 4A6L5030N1 | 4TXCB004DS3 | *UHMB060ACV3 | 29800 | 27000 | 15.2 | 12 | 8.1 | 2.18 | 67 | 53 | 210793595
AMERICAN STANDARD | 4A6L5030N1 | 4TXCB004DS3 | *UD2B060ACV3 | 29400 | 27000 | 15.2 | 12 | 8.1 | 2.18 | 67 | 53 | 210793593
AMERICAN STANDARD | 4A6L5030N1 | 4TXCB004DS3 | S9X1B080U4PSB | 29800 | 27400 | 15.2 | 12 | 8.1 | 2.16 | 67 | 52 | 210793589
AMERICAN STANDARD | 4A6L5030N1 | 4TXCB004DS3 | S9V2B080U4VSA | 30000 | 27400 | 15.2 | 12 | 8.1 | 2.16 | 67 | 53 | 210793586
AMERICAN STANDARD | 4A6L5030N1 | 4TXCB004DS3 | S9V2B080U4PSB | 30000 | 27400 | 15.2 | 12 | 8.1 | 2.16 | 67 | 53 | 210793585
AMERICAN STANDARD | 4A6L5030N1 | 4TXCB004DS3 | S9V2B040U3PSB | 29400 | 27000 | 15.2 | 12 | 8.1 | 2.17 | 67 | 53 | 210793581
AMERICAN STANDARD | 4A6L5030N1 | 4TXCB004DS3 | S9V2B040U3VSA | 29400 | 27000 | 15.2 | 12 | 8.1 | 2.17 | 67 | 53 | 210793582
AMERICAN STANDARD | 4A6L5030N1 | 4TXCB004DS3 | S9V2B060U4PSB | 30000 | 27200 | 15.2 | 12 | 8.1 | 2.17 | 67 | 53 | 210793584
AMERICAN STANDARD | 4A6L5030N1 | 4TXCB004DS3 | S8X2B080M4PTC | 29600 | 27000 | 15.2 | 12 | 8.1 | 2.16 | 67 | 53 | 210793580
AMERICAN STANDARD | 4A6L5030N1 | 4TXCB004DS3 | S8X2B080M4PSC | 29600 | 27000 | 15.2 | 12 | 8.1 | 2.16 | 67 | 53 | 210793579
AMERICAN STANDARD | 4A6L5030N1 | 4TXCB004DS3 | S8X2B060M4PTC | 29600 | 27000 | 15.2 | 12 | 8.1 | 2.17 | 67 | 53 | 210793578
AMERICAN STANDARD | 4A6L5030N1 | 4TXCB004DS3 | S8X2B060M4PSC | 29600 | 27000 | 15.2 | 12 | 8.1 | 2.17 | 67 | 53 | 210793577
AMERICAN STANDARD | 4A6L5030N1 | 4TXCB004DS3 | S8X2A040M3PTC | 28400 | 26600 | 15.2 | 12 | 8.1 | 2.13 | 67 | 52 | 210793576
AMERICAN STANDARD | 4A6L5030N1 | 4TXCB004DS3 | S8X2A040M3PSC | 28400 | 26600 | 15.2 | 12 | 8.1 | 2.13 | 67 | 52 | 210793575
AMERICAN STANDARD | 4A6L5030N1 | 4TXCB004DS3 | S8X1B080M4PTC | 29600 | 27000 | 15.2 | 12 | 8.1 | 2.16 | 67 | 53 | 210793574
AMERICAN STANDARD | 4A6L5030N1 | 4TXCB004DS3 | S8X1B060M4PSC | 29600 | 27000 | 15.2 | 12 | 8.1 | 2.17 | 67 | 53 | 210793570
AMERICAN STANDARD | 4A6L5030N1 | 4TXCB004DS3 | S8X1B080M4PSC | 29600 | 27000 | 15.2 | 12 | 8.1 | 2.16 | 67 | 53 | 210793573
AMERICAN STANDARD | 4A6L5030N1 | 4TXCB004DS3 | S8X1B060M4PTC | 29600 | 27000 | 15.2 | 12 | 8.1 | 2.17 | 67 | 53 | 210793572
TRANE | 4TWL5030N1 | TEM8A0B24V21+TDR |  | 28800 | 28600 | 15.4 | 12.6 | 8.1 | 2.25 | 65 | 50 | 210792524
TRANE | 4TWL5030N1 | TEM4A0B31M31+TDR |  | 29000 | 28600 | 15.2 | 12 | 8.1 | 2.25 | 65 | 50 | 210792518
TRANE | 4TWL5030N1 | TEM8A0C36V31+TDR |  | 30600 | 27800 | 16 | 12.6 | 8.1 | 2.26 | 66 | 51 | 210792526
TRANE | 4TWL5030N1 | TEM8A0C42V41+TDR |  | 30000 | 27400 | 16 | 12.6 | 8.1 | 2.28 | 66 | 51 | 210792527
TRANE | 4TWL5030N1 | TEM8A0B30V31+TDR |  | 29000 | 28800 | 15.4 | 12.6 | 8.1 | 2.25 | 65 | 50 | 210792525
TRANE | 4TWL5030N1 | TEM6A0C36H31+TDR |  | 30400 | 27600 | 16 | 12.3 | 8.1 | 2.28 | 66 | 51 | 210792522
TRANE | 4TWL5030N1 | TEM6A0C42H41+TDR |  | 30400 | 27600 | 16 | 12.3 | 8.1 | 2.28 | 66 | 51 | 210792523
TRANE | 4TWL5030N1 | TEM6A0B30H21+TDR |  | 28800 | 28600 | 15.2 | 12.3 | 8.1 | 2.25 | 65 | 50 | 210792521
TRANE | 4TWL5030N1 | TEM4B0C37M31+TDR |  | 30400 | 27600 | 15.2 | 12 | 8.1 | 2.25 | 66 | 51 | 210792519
TRANE | 4TWL5030N1 | 4TXCC005DS3 | S9V2C100U4VSA | 29400 | 26600 | 16 | 12 | 8.1 | 2.19 | 68 | 53 | 210792498
TRANE | 4TWL5030N1 | TAM9A0C36V31 |  | 30200 | 27400 | 16 | 12.6 | 8.1 | 2.23 | 66 | 51 | 210792516
TRANE | 4TWL5030N1 | TAM9A0B30V31 |  | 30200 | 28000 | 16 | 12.6 | 8.1 | 2.25 | 66 | 51 | 210792515
TRANE | 4TWL5030N1 | GAM5B0C42M31 |  | 30600 | 26600 | 16 | 12.3 | 8.1 | 2.26 | 67 | 52 | 210792513
TRANE | 4TWL5030N1 | GAM5B0B30M21 |  | 30200 | 28400 | 16 | 12 | 8.1 | 2.19 | 66 | 51 | 210792511
TRANE | 4TWL5030N1 | 4TXCB006DS3 | S8X2A040M3PSC | 29200 | 27200 | 16 | 12 | 8.1 | 2.19 | 66 | 51 | 210792480
TRANE | 4TWL5030N1 | 4TXCC005DS3 | *UD2C100ACV5 | 29400 | 26800 | 16 | 12 | 8.1 | 2.2 | 67 | 52 | 210792508
TRANE | 4TWL5030N1 | 4TXCC005DS3 | *UHMC100ACV4 | 30000 | 27000 | 16 | 12 | 8.1 | 2.2 | 67 | 52 | 210792507
TRANE | 4TWL5030N1 | 4TXCC005DS3 | S9X2C080U5PSB | 30200 | 27200 | 15.2 | 12 | 8.1 | 2.18 | 67 | 53 | 210792509
TRANE | 4TWL5030N1 | 4TXCC005DS3 | S8V2C080M5PCA | 29800 | 27200 | 15.2 | 12 | 8.1 | 2.18 | 67 | 52 | 210792505
TRANE | 4TWL5030N1 | 4TXCB004DS3 | *UD2B060ACV3 | 29400 | 27000 | 15.2 | 12 | 8.1 | 2.18 | 67 | 53 | 210792448
TRANE | 4TWL5030N1 | 4TXCC005DS3 | S8V2C100M5PCA | 29800 | 27200 | 15.2 | 12 | 8.1 | 2.17 | 67 | 53 | 210792504
TRANE | 4TWL5030N1 | 4TXCC005DS3 | S8X1C080M5PSC | 29800 | 27000 | 15.2 | 12 | 8.1 | 2.18 | 67 | 53 | 210792503
TRANE | 4TWL5030N1 | 4TXCC005DS3 | S8X1C080M5PTC | 29800 | 27000 | 15.2 | 12 | 8.1 | 2.18 | 67 | 53 | 210792502
TRANE | 4TWL5030N1 | 4TXCC005DS3 | S8X2C080M5PTC | 29800 | 27000 | 15.2 | 12 | 8.1 | 2.18 | 67 | 53 | 210792500
TRANE | 4TWL5030N1 | 4TXCC005DS3 | S8X2C080M5PSC | 29800 | 27000 | 15.2 | 12 | 8.1 | 2.18 | 67 | 53 | 210792501
TRANE | 4TWL5030N1 | 4TXCB006DS3 | S8X1B060M4PSC | 30400 | 27800 | 16 | 12 | 8.1 | 2.23 | 66 | 51 | 210792484
TRANE | 4TWL5030N1 | 4TXCC005DS3 | S9V2C100U5PSB | 30000 | 27200 | 15.2 | 12 | 8.1 | 2.19 | 67 | 52 | 210792497
TRANE | 4TWL5030N1 | 4TXCC005DS3 | S9V2C080U5PSB | 30000 | 27200 | 15.2 | 12 | 8.1 | 2.19 | 67 | 52 | 210792499
TRANE | 4TWL5030N1 | 4TXCC005DS3 | S9X1C080U5PSB | 30200 | 27200 | 15.2 | 12 | 8.1 | 2.18 | 67 | 53 | 210792496
TRANE | 4TWL5030N1 | 4TXCC005DS3 | S9X1C100U5PSB | 30200 | 27400 | 15.2 | 12 | 8.1 | 2.16 | 67 | 53 | 210792495
TRANE | 4TWL5030N1 | 4TXCC005DS3 | *UD2C080ACV4 | 29400 | 26800 | 16 | 12 | 8.1 | 2.21 | 67 | 52 | 210792494
TRANE | 4TWL5030N1 | 4TXCB006DS3 | S8X1A040M3PTC | 29200 | 27200 | 16 | 12 | 8.1 | 2.19 | 66 | 51 | 210792492
AMERICAN STANDARD | 4A6V8X60A1 | 4PX*DU60BS3 | S8V2D120M5PDA | 54000 | 52000 | 18 | 11.7 | 8.2 | 1.83 | 95 | 76 | 211081501
AMERICAN STANDARD | 4A6V8X48A1 | 4TXCD010DS3 | S8V2D120M5PDA | 47000 | 43500 | 18 | 12 | 8.5 | 1.87 | 85 | 65 | 211081497
AMERICAN STANDARD | 4A6V8X60A1 | 4TXCC009DS3 | S8V2C100M5PDA | 54000 | 52000 | 18 | 11.7 | 8.2 | 1.78 | 96 | 77 | 211081502
AMERICAN STANDARD | 4A6V8X48A1 | 4TXCB006DS3 | S8V2B060M4PDA | 45500 | 44000 | 18 | 11.2 | 8.5 | 1.82 | 85 | 66 | 211081490
AMERICAN STANDARD | 4A6V8X48A1 | 4TXCC007DS3 | S8V2C080M5PDA | 45500 | 43500 | 18 | 11.5 | 8.5 | 1.82 | 86 | 66 | 211081491
AMERICAN STANDARD | 4A6V8X48A1 | 4TXCD010DS3 | S8V2C100M5PDA | 45500 | 42000 | 18 | 11.7 | 8.5 | 1.8 | 86 | 66 | 211081496
AMERICAN STANDARD | 4A6V8X48A1 | 4TXCD008DS3 | S8V2D120M5PDA | 46000 | 44000 | 18 | 11.7 | 8.5 | 1.84 | 85 | 65 | 211081495
AMERICAN STANDARD | 4A6V8X48A1 | 4TXCC009DS3 | S8V2C100M5PDA | 46500 | 43500 | 18 | 11.7 | 8.5 | 1.85 | 86 | 66 | 211081494
AMERICAN STANDARD | 4A6V8X48A1 | 4TXCC009DS3 | S8V2C080M5PDA | 46500 | 43000 | 18 | 11.7 | 8.5 | 1.84 | 86 | 66 | 211081493
AMERICAN STANDARD | 4A6V8X60A1 | 4PX*CU60BS3 | S8V2C100M5PDA | 54000 | 52000 | 18 | 11.7 | 8.2 | 1.78 | 96 | 77 | 211081498
AMERICAN STANDARD | 4A6V8X48A1 | 4PX*DU48BS3 | S8V2D120M5PDA | 46000 | 44000 | 18 | 11.7 | 8.5 | 1.84 | 85 | 65 | 211081486
AMERICAN STANDARD | 4A6V8X48A1 | 4PX*DU60BS3 | S8V2C100M5PDA | 45500 | 42000 | 18 | 11.7 | 8.5 | 1.8 | 86 | 66 | 211081488
AMERICAN STANDARD | 4A6V8X48A1 | 4PX*CU60BS3 | S8V2C100M5PDA | 46500 | 43500 | 18 | 11.7 | 8.5 | 1.85 | 86 | 66 | 211081483
AMERICAN STANDARD | 4A6V8X48A1 | 4PX*DU60BS3 | S8V2D120M5PDA | 47000 | 43500 | 18 | 12 | 8.5 | 1.87 | 85 | 65 | 211081487
AMERICAN STANDARD | 4A6V8X48A1 | 4TXCC007DS3 | S8V2C100M5PDA | 45500 | 44000 | 18 | 11.5 | 8.5 | 1.82 | 85 | 66 | 211081492
AMERICAN STANDARD | 4A6V8X48A1 | 4TXCB006DS3 | S8V2B080M4PDA | 45500 | 44000 | 18 | 11.2 | 8.5 | 1.83 | 85 | 67 | 211081489
AMERICAN STANDARD | 4A6V8X48A1 | 4PX*CU60BS3 | S8V2C080M5PDA | 46500 | 43000 | 18 | 11.7 | 8.5 | 1.84 | 86 | 66 | 211081482
AMERICAN STANDARD | 4A6V8X48A1 | 4PX*DD60BS3 | S8V2D120M5PDA | 46000 | 43500 | 18 | 11.7 | 8.5 | 1.82 | 85 | 65 | 211081484
AMERICAN STANDARD | 4A6V8X48A1 | 4PX*DD60BS3 | S8V2C100M5PDA | 44000 | 42000 | 18 | 11.5 | 8.2 | 1.76 | 86 | 66 | 211081485
AMERICAN STANDARD | 4A6V8X48A1 | 4PX*CU48BS3 | S8V2C100M5PDA | 45500 | 44000 | 18 | 11.5 | 8.5 | 1.82 | 85 | 66 | 211081481
AMERICAN STANDARD | 4A6V8X36A1 | 4TXCC005DS3 | S8V2C100M5PDA | 34000 | 31000 | 18 | 11.7 | 8.2 | 1.8 | 85 | 66 | 211081473
AMERICAN STANDARD | 4A6V8X48A1 | 4PX*CU48BS3 | S8V2C080M5PDA | 45500 | 43500 | 18 | 11.5 | 8.5 | 1.82 | 86 | 66 | 211081480
AMERICAN STANDARD | 4A6V8X48A1 | 4PX*CD60BS3 | S8V2C100M5PDA | 47000 | 43500 | 18 | 11.7 | 8.5 | 1.78 | 86 | 66 | 211081477
AMERICAN STANDARD | 4A6V8X48A1 | 4PX*CU42BS3 | S8V2C100M5PDA | 46000 | 44500 | 18 | 11.5 | 8.5 | 1.79 | 85 | 65 | 211081479
AMERICAN STANDARD | 4A6V8X48A1 | 4PX*CU42BS3 | S8V2C080M5PDA | 45500 | 44500 | 18 | 11.5 | 8.5 | 1.78 | 84 | 65 | 211081478
AMERICAN STANDARD | 4A6V8X48A1 | 4PX*CD60BS3 | S8V2C080M5PDA | 46500 | 43000 | 18 | 11.7 | 8.5 | 1.79 | 86 | 66 | 211081476
AMERICAN STANDARD | 4A6V8X36A1 | 4TXCC005DS3 | S8V2C080M5PDA | 33800 | 30800 | 18 | 11.7 | 8.2 | 1.78 | 85 | 66 | 211081472
AMERICAN STANDARD | 4A6V8X48A1 | 4PX*BU48BS3 | S8V2B080M4PDA | 45500 | 44000 | 18 | 11.2 | 8.5 | 1.83 | 85 | 67 | 211081475
AMERICAN STANDARD | 4A6V8X48A1 | 4PX*BU48BS3 | S8V2B060M4PDA | 45500 | 44000 | 18 | 11.2 | 8.5 | 1.82 | 85 | 66 | 211081474
AMERICAN STANDARD | 4A6V8X36A1 | 4TXCB006DS3 | S8V2A040M3PDA | 33600 | 30400 | 18 | 12 | 8.1 | 1.8 | 83 | 65 | 211081471
AMERICAN STANDARD | 4A6V8X36A1 | 4TXCB006DS3 | S8V2B080M4PDA | 35200 | 31800 | 18 | 12 | 8.2 | 1.85 | 84 | 65 | 211081470
AMERICAN STANDARD | 4A6V8X36A1 | 4TXCB004DS3 | S8V2B080M4PDA | 34200 | 31200 | 18 | 11.7 | 8.2 | 1.8 | 85 | 66 | 211081468
AMERICAN STANDARD | 4A6V8X36A1 | 4TXCB006DS3 | S8V2B060M4PDA | 35200 | 31600 | 18 | 12 | 8.2 | 1.85 | 84 | 65 | 211081469
AMERICAN STANDARD | 4A6V8X36A1 | 4PX*CU48BS3 | S8V2C100M5PDA | 35200 | 31600 | 18 | 12 | 8.2 | 1.85 | 84 | 65 | 211081465
AMERICAN STANDARD | 4A6V8X36A1 | 4TXCB004DS3 | S8V2B060M4PDA | 34200 | 31200 | 18 | 11.7 | 8.2 | 1.81 | 84 | 66 | 211081467
AMERICAN STANDARD | 4A6V8X36A1 | 4PX*CU42BS3 | S8V2C100M5PDA | 35200 | 32000 | 18 | 12 | 8.2 | 1.83 | 83 | 64 | 211081463
AMERICAN STANDARD | 4A6V8X36A1 | 4PX*CU48BS3 | S8V2C080M5PDA | 34800 | 31400 | 18 | 12 | 8.2 | 1.84 | 83 | 64 | 211081464
AMERICAN STANDARD | 4A6V8X36A1 | 4PX*CU42BS3 | S8V2C080M5PDA | 34800 | 31800 | 18 | 12 | 8.2 | 1.83 | 83 | 64 | 211081462
AMERICAN STANDARD | 4A6V8X36A1 | 4PX*CU36BS3 | S8V2C100M5PDA | 34000 | 31000 | 18 | 11.7 | 8.2 | 1.8 | 85 | 66 | 211081461
AMERICAN STANDARD | 4A6V8X36A1 | 4PX*BU42BS3 | S8V2B080M4PDA | 35200 | 32200 | 18 | 12 | 8.2 | 1.82 | 83 | 65 | 211081455
AMERICAN STANDARD | 4A6V8X36A1 | 4PX*CU36BS3 | S8V2C080M5PDA | 33800 | 30800 | 18 | 11.7 | 8.2 | 1.81 | 84 | 66 | 211081460
AMERICAN STANDARD | 4A6V8X36A1 | 4PX*BU42BS3 | S8V2B060M4PDA | 35200 | 32200 | 18 | 12 | 8.2 | 1.83 | 83 | 65 | 211081454
AMERICAN STANDARD | 4A6V8X36A1 | 4PX*BU42BS3 | S8V2A040M3PDA | 33600 | 31000 | 18 | 12 | 8.1 | 1.78 | 82 | 64 | 211081453
AMERICAN STANDARD | 4A6V8X36A1 | 4PX*BU36BS3 | S8V2B060M4PDA | 34200 | 31200 | 18 | 11.7 | 8.2 | 1.8 | 85 | 66 | 211081451
AMERICAN STANDARD | 4A6V8X36A1 | 4PX*BU36BS3 | S8V2B080M4PDA | 34200 | 31200 | 18 | 11.7 | 8.2 | 1.8 | 85 | 66 | 211081452
AMERICAN STANDARD | 4A6V0X60A1 | 4TXCD010DS3 | S8V2D120M5PDA | 54000 | 52000 | 19 | 11.7 | 8.2 | 1.83 | 95 | 76 | 211081440
AMERICAN STANDARD | 4A6V0X48A1 | 4TXCD010DS3 | S8V2C080M5PDA | 45000 | 41000 | 19 | 11.7 | 8.2 | 1.75 | 86 | 66 | 211081433
AMERICAN STANDARD | 4A6V0X48A1 | 4TXCD008DS3 | S8V2D120M5PDA | 46000 | 43000 | 19.5 | 11.5 | 8.2 | 1.77 | 86 | 66 | 211081432
AMERICAN STANDARD | 4A6V0X60A1 | 4PX*DU60BS3 | S8V2D120M5PDA | 54000 | 52000 | 19 | 11.7 | 8.2 | 1.83 | 95 | 76 | 211081436
AMERICAN STANDARD | 4A6V0X48A1 | 4TXCC007DS3 | S8V2C100M5PDA | 45500 | 43000 | 19 | 11.2 | 8.2 | 1.75 | 86 | 66 | 211081431
AMERICAN STANDARD | 4A6V0X48A1 | 4TXCB006DS3 | S8V2B060M4PDA | 45500 | 43000 | 19 | 11.2 | 8.2 | 1.75 | 86 | 67 | 211081427
AMERICAN STANDARD | 4A6L5036N1 | TEM8A0C48V41+TDR |  | 36600 | 32000 | 16 | 12.6 | 8.1 | 2.1 | 63 | 47 | 210791257
AMERICAN STANDARD | 4A6L5036N1 | TEM8A0C42V41+TDR |  | 35000 | 32400 | 15.2 | 12.6 | 8.1 | 2.07 | 62 | 46 | 210791256
AMERICAN STANDARD | 4A6L5036N1 | TEM8A0C36V31+TDR |  | 35200 | 32400 | 15.4 | 12.6 | 8.1 | 2.07 | 62 | 46 | 210791255
AMERICAN STANDARD | 4A6L5036N1 | TEM6B0C60H51+TDR |  | 36800 | 32200 | 15.4 | 12.3 | 8.1 | 2.08 | 63 | 47 | 210791253
AMERICAN STANDARD | 4A6L5036N1 | TEM6A0D48H41+TDR |  | 34000 | 31000 | 15.2 | 12.3 | 8.1 | 2.08 | 64 | 48 | 210791252
AMERICAN STANDARD | 4A6L5036N1 | TEM6A0C48H41+TDR |  | 36800 | 32400 | 15.4 | 12.3 | 8.1 | 2.08 | 62 | 47 | 210791251
AMERICAN STANDARD | 4A6L5036N1 | TEM6A0C42H41+TDR |  | 35400 | 32400 | 15.4 | 12.3 | 8.1 | 2.07 | 62 | 46 | 210791250
AMERICAN STANDARD | 4A6L5036N1 | TEM6A0C36H31+TDR |  | 35400 | 32400 | 15.4 | 12.3 | 8.1 | 2.07 | 62 | 46 | 210791249
AMERICAN STANDARD | 4A6L5036N1 | TAM9A0C36V31 |  | 34800 | 32000 | 15.4 | 12.6 | 8.1 | 2.02 | 63 | 46 | 210791245
AMERICAN STANDARD | 4A6L5036N1 | GAM5B0C42M31 |  | 35600 | 31200 | 15.4 | 12.3 | 8.1 | 2.06 | 63 | 47 | 210791243
AMERICAN STANDARD | 4A6L5036N1 | 4TXCD008DS3 | S9V2D120U5VSA | 35400 | 32400 | 15.2 | 12 | 8.1 | 2.05 | 62 | 46 | 210791239
AMERICAN STANDARD | 4A6L5036N1 | 4TXCD008DS3 | *UD2D140ACV5 | 35200 | 32200 | 15.2 | 12 | 8.1 | 2.04 | 62 | 46 | 210791240
AMERICAN STANDARD | 4A6L5036N1 | 4TXCD008DS3 | S8X1D120M5PSC | 34800 | 32200 | 15.2 | 12 | 8.1 | 2.04 | 62 | 46 | 210791238
AMERICAN STANDARD | 4A6L5036N1 | 4TXCD008DS3 | *UHMD120ACV5 | 35600 | 32600 | 15.2 | 12 | 8.1 | 2.04 | 62 | 46 | 210791236
AMERICAN STANDARD | 4A6L5036N1 | 4TXCD008DS3 | S9X1D120U5PSB | 35600 | 32600 | 15.2 | 12 | 8.1 | 2.04 | 62 | 46 | 210791235
AMERICAN STANDARD | 4A6L5036N1 | 4TXCD008DS3 | *UD2D120ACV5 | 35000 | 32200 | 15.2 | 12 | 8.1 | 2.05 | 62 | 46 | 210791234
AMERICAN STANDARD | 4A6L5036N1 | 4TXCD008DS3 | S8X1D120M5PTC | 34800 | 32200 | 15.2 | 12 | 8.1 | 2.04 | 62 | 46 | 210791233
AMERICAN STANDARD | 4A6L5036N1 | 4TXCD008DS3 | S8X2D120M5PSC | 34800 | 32200 | 15.2 | 12 | 8.1 | 2.04 | 62 | 46 | 210791232
AMERICAN STANDARD | 4A6L5036N1 | 4TXCD008DS3 | S8X2D120M5PTC | 34800 | 32200 | 15.2 | 12 | 8.1 | 2.04 | 62 | 46 | 210791231
AMERICAN STANDARD | 4A6L5036N1 | 4TXCD008DS3 | S9X2D120U5PSB | 35600 | 32600 | 15.2 | 12 | 8.1 | 2.04 | 62 | 46 | 210791230
AMERICAN STANDARD | 4A6L5036N1 | 4TXCC009DS3 | *UD2C080ACV4 | 35600 | 31600 | 15.2 | 12 | 8.1 | 2.05 | 63 | 47 | 210791229
AMERICAN STANDARD | 4A6L5036N1 | 4TXCC009DS3 | S8X1C100M5PTC | 36400 | 32400 | 15.2 | 12 | 8.1 | 2 | 63 | 47 | 210791227
AMERICAN STANDARD | 4A6L5036N1 | 4TXCC009DS3 | S8X1C100M5PSC | 36400 | 32400 | 15.2 | 12 | 8.1 | 2 | 63 | 47 | 210791226
AMERICAN STANDARD | 4A6L5036N1 | 4TXCC009DS3 | S9V2C080U5PSB | 35600 | 31600 | 15.2 | 12 | 8.1 | 2.04 | 63 | 47 | 210791225
AMERICAN STANDARD | 4A6L5036N1 | 4TXCC009DS3 | S9V2C100U4VSA | 35400 | 31600 | 15.2 | 12 | 8.1 | 2.04 | 63 | 47 | 210791224
AMERICAN STANDARD | 4A6L5036N1 | 4TXCC009DS3 | S9V2C100U5PSB | 35600 | 31600 | 15.2 | 12 | 8.1 | 2.04 | 63 | 47 | 210791223
AMERICAN STANDARD | 4A6L5036N1 | 4TXCC009DS3 | S9X1C080U5PSB | 36400 | 32400 | 15.2 | 12 | 8.1 | 2.01 | 62 | 47 | 210791222
AMERICAN STANDARD | 4A6L5036N1 | 4TXCC009DS3 | S8X2C080M5PSC | 36200 | 32000 | 15.2 | 12 | 8.1 | 2.02 | 63 | 47 | 210791220
AMERICAN STANDARD | 4A6L5036N1 | 4TXCC009DS3 | S8X2C080M5PTC | 36200 | 32000 | 15.2 | 12 | 8.1 | 2.02 | 63 | 47 | 210791219
AMERICAN STANDARD | 4A6L5036N1 | 4TXCC009DS3 | S8X2C100M5PSC | 36400 | 32400 | 15.2 | 12 | 8.1 | 2 | 63 | 47 | 210791218
AMERICAN STANDARD | 4A6L5036N1 | 4TXCC009DS3 | S8X2C100M5PTC | 36400 | 32400 | 15.2 | 12 | 8.1 | 2 | 63 | 47 | 210791217
AMERICAN STANDARD | 4A6L5036N1 | 4TXCC009DS3 | S9X2C080U5PSB | 36400 | 32400 | 15.2 | 12 | 8.1 | 2.01 | 62 | 47 | 210791216
AMERICAN STANDARD | 4A6L5036N1 | 4TXCC009DS3 | S8X1C080M5PSC | 36200 | 32000 | 15.2 | 12 | 8.1 | 2.02 | 63 | 47 | 210791214
AMERICAN STANDARD | 4A6L5036N1 | 4TXCC009DS3 | *UHMC100ACV4 | 35600 | 31400 | 15.2 | 12 | 8.1 | 2.06 | 63 | 47 | 210791212
AMERICAN STANDARD | 4A6L5036N1 | 4TXCC009DS3 | *UD2C100ACV5 | 35800 | 31800 | 15.2 | 12 | 8.1 | 2.05 | 63 | 47 | 210791211
AMERICAN STANDARD | 4A6L5036N1 | 4TXCC009DS3 | S8X1C080M5PTC | 36200 | 32000 | 15.2 | 12 | 8.1 | 2.02 | 63 | 47 | 210791210
AMERICAN STANDARD | 4A6L5036N1 | 4TXCC007DS3 | *UD2C080ACV4 | 35000 | 32200 | 15.2 | 12 | 8.1 | 2.04 | 62 | 46 | 210791208
AMERICAN STANDARD | 4A6L5036N1 | 4TXCC007DS3 | *UHMC100ACV4 | 35600 | 32600 | 15.2 | 12 | 8.1 | 2.05 | 62 | 46 | 210791207
AMERICAN STANDARD | 4A6L5036N1 | 4TXCC007DS3 | S8X1C080M5PSC | 34800 | 32200 | 15.2 | 12 | 8.1 | 2.02 | 62 | 46 | 210791202
AMERICAN STANDARD | 4A6L5036N1 | 4TXCC007DS3 | S8X1C100M5PSC | 35200 | 32400 | 15.2 | 12 | 8.1 | 2.02 | 62 | 46 | 210791201
AMERICAN STANDARD | 4A6L5036N1 | 4TXCC007DS3 | S9V2C080U5PSB | 35800 | 32800 | 15.2 | 12 | 8.1 | 2.03 | 62 | 46 | 210791200
AMERICAN STANDARD | 4A6L5036N1 | 4TXCC007DS3 | S9V2C100U4VSA | 35600 | 32800 | 15.2 | 12 | 8.1 | 2.03 | 62 | 46 | 210791199
AMERICAN STANDARD | 4A6L5036N1 | 4TXCC007DS3 | S9V2C100U5PSB | 35200 | 32400 | 15.2 | 12 | 8.1 | 2.04 | 62 | 46 | 210791198
AMERICAN STANDARD | 4A6L5036N1 | 4TXCC007DS3 | S9X1C080U5PSB | 35400 | 32600 | 15.2 | 12 | 8.1 | 2.02 | 62 | 46 | 210791197
AMERICAN STANDARD | 4A6L5036N1 | 4TXCC007DS3 | S9X1C100U5PSB | 35400 | 32600 | 15.2 | 12 | 8.1 | 2.02 | 62 | 46 | 210791196
AMERICAN STANDARD | 4A6L5036N1 | 4TXCC007DS3 | *UD2C100ACV5 | 35400 | 32400 | 15.2 | 12 | 8.1 | 2.04 | 62 | 46 | 210791195
AMERICAN STANDARD | 4A6L5036N1 | 4TXCC007DS3 | S9X2C100U5PSB | 35400 | 32600 | 15.2 | 12 | 8.1 | 2.02 | 62 | 46 | 210791194
AMERICAN STANDARD | 4A6L5036N1 | 4TXCC007DS3 | S9X2C080U5PSB | 35400 | 32600 | 15.2 | 12 | 8.1 | 2.02 | 62 | 46 | 210791193
AMERICAN STANDARD | 4A6L5036N1 | 4TXCC007DS3 | S8X2C100M5PTC | 35200 | 32400 | 15.2 | 12 | 8.1 | 2.02 | 62 | 46 | 210791192
AMERICAN STANDARD | 4A6L5036N1 | 4TXCC007DS3 | S8X2C100M5PSC | 35200 | 32400 | 15.2 | 12 | 8.1 | 2.02 | 62 | 46 | 210791191
AMERICAN STANDARD | 4A6L5036N1 | 4TXCC007DS3 | S8X2C080M5PTC | 34800 | 32200 | 15.2 | 12 | 8.1 | 2.02 | 62 | 46 | 210791190
AMERICAN STANDARD | 4A6L5036N1 | 4TXCC007DS3 | S8X2C080M5PSC | 34800 | 32200 | 15.2 | 12 | 8.1 | 2.02 | 62 | 46 | 210791189
AMERICAN STANDARD | 4A6L5036N1 | 4TXCC007DS3 | S8X1C100M5PTC | 35200 | 32400 | 15.2 | 12 | 8.1 | 2.02 | 62 | 46 | 210791188
AMERICAN STANDARD | 4A6L5036N1 | 4TXCC007DS3 | S8X1C080M5PTC | 34800 | 32200 | 15.2 | 12 | 8.1 | 2.02 | 62 | 46 | 210791187
TRANE | 4TWL5036N1 | 4PX*BU48BS3 | S8X1B080M4PTC | 34600 | 32200 | 15.2 | 12 | 8.1 | 2.02 | 62 | 46 | 210790422
TRANE | 4TWL5036N1 | 4PX*BU48BS3 | S8X1B060M4PTC | 35000 | 32400 | 15.2 | 12 | 8.1 | 2.02 | 62 | 46 | 210790420
TRANE | 4TWL5036N1 | 4PX*BU48BS3 | S9X2B060U4PSB | 34800 | 32400 | 15.2 | 12 | 8.1 | 2.01 | 62 | 46 | 210790418
TRANE | 4TWL5036N1 | 4PX*BU48BS3 | S9X2B080U4PSB | 35000 | 32400 | 15.2 | 12 | 8.1 | 2.01 | 62 | 46 | 210790417
TRANE | 4TWL5036N1 | 4PX*BU48BS3 | S9X1B080U4PSB | 35000 | 32400 | 15.2 | 12 | 8.1 | 2.01 | 62 | 46 | 210790416
TRANE | 4TWL5036N1 | 4PX*BU48BS3 | S9X1B060U4PSB | 34800 | 32400 | 15.2 | 12 | 8.1 | 2.01 | 62 | 46 | 210790415
TRANE | 4TWL5036N1 | 4PX*BU48BS3 | S9V2B080U4VSA | 34600 | 32400 | 15.2 | 12 | 8.1 | 2.02 | 62 | 46 | 210790413
TRANE | 4TWL5036N1 | 4PX*BU48BS3 | S9V2B080U4PSB | 34600 | 32400 | 15.2 | 12 | 8.1 | 2.02 | 62 | 46 | 210790412
TRANE | 4TWL5036N1 | 4PX*BU48BS3 | S9V2B060U4PSB | 34600 | 32000 | 15.2 | 12 | 8.1 | 2.03 | 63 | 47 | 210790411
TRANE | 4TWL5036N1 | 4PX*BU48BS3 | S9V2B040U3VSA | 34400 | 32200 | 15.2 | 12 | 8.1 | 2.02 | 62 | 46 | 210790409
TRANE | 4TWL5036N1 | 4PX*BU48BS3 | S8X1B080M4PSC | 34600 | 32200 | 15.2 | 12 | 8.1 | 2.02 | 62 | 46 | 210790407
TRANE | 4TWL5036N1 | 4PX*BU48BS3 | S9V2B040U3PSB | 34400 | 32200 | 15.2 | 12 | 8.1 | 2.02 | 62 | 46 | 210790408
TRANE | 4TWL5036N1 | 4PX*BU48BS3 | S8X1B060M4PSC | 35000 | 32400 | 15.2 | 12 | 8.1 | 2.02 | 62 | 46 | 210790406
TRANE | 4TWL5036N1 | 4PX*BU48BS3 | S8X2B080M4PTC | 34600 | 32200 | 15.2 | 12 | 8.1 | 2.02 | 62 | 46 | 210790393
TRANE | 4TWL5036N1 | 4PX*BU48BS3 | *UHMB080ACV3 | 35000 | 32400 | 15.2 | 12 | 8.1 | 2.03 | 62 | 46 | 210790397
TRANE | 4TWL5036N1 | 4PX*BU48BS3 | *UHMB060ACV3 | 34800 | 32200 | 15.2 | 12 | 8.1 | 2.03 | 62 | 46 | 210790396
TRANE | 4TWL5036N1 | 4PX*BU48BS3 | *UD2B060ACV3 | 34400 | 32000 | 15.2 | 12 | 8.1 | 2.03 | 63 | 47 | 210790394
TRANE | 4TWL5036N1 | 4PX*BU48BS3 | S8X2B080M4PSC | 34600 | 32200 | 15.2 | 12 | 8.1 | 2.02 | 62 | 46 | 210790392
TRANE | 4TWL5036N1 | 4PX*BU48BS3 | S8X2B060M4PTC | 35000 | 32400 | 15.2 | 12 | 8.1 | 2.02 | 62 | 46 | 210790391
TRANE | 4TWL5036N1 | 4PX*BU48BS3 | S8X2B060M4PSC | 35000 | 32400 | 15.2 | 12 | 8.1 | 2.02 | 62 | 46 | 210790390
TRANE | 4TWL5036N1 | 4PX*BU42BS3 | S9X2B060U4PSB | 34800 | 32800 | 15.2 | 12 | 8.1 | 2 | 62 | 46 | 210790386
TRANE | 4TWL5036N1 | 4PX*BU42BS3 | S8X2B060M4PTC | 35000 | 32800 | 15.2 | 12 | 8.1 | 2 | 62 | 46 | 210790382
TRANE | 4TWL5036N1 | 4PX*BU42BS3 | S8X2B060M4PSC | 35000 | 32800 | 15.2 | 12 | 8.1 | 2 | 62 | 46 | 210790381
TRANE | 4TWL5036N1 | 4PX*BU42BS3 | S9X1B080U4PSB | 35000 | 32800 | 15.2 | 12 | 8.1 | 2 | 62 | 46 | 210790375
TRANE | 4TWL5036N1 | 4PX*BU42BS3 | S8X1B060M4PTC | 35000 | 32800 | 15.2 | 12 | 8.1 | 2 | 62 | 46 | 210790376
TRANE | 4TWL5036N1 | 4PX*BU42BS3 | S9X1B060U4PSB | 34800 | 32800 | 15.2 | 12 | 8.1 | 2 | 62 | 46 | 210790374
TRANE | 4TWL5036N1 | 4PX*BU42BS3 | S9V2B080U4VSA | 34600 | 32600 | 15.2 | 12 | 8.1 | 2.01 | 62 | 46 | 210790372
TRANE | 4TWL5036N1 | 4PX*BU42BS3 | S9V2B080U4PSB | 34600 | 32600 | 15.2 | 12 | 8.1 | 2.01 | 62 | 46 | 210790371
TRANE | 4TWL5036N1 | 4PX*BU42BS3 | S9V2B060U4PSB | 34400 | 32600 | 15.2 | 12 | 8.1 | 2.01 | 62 | 46 | 210790370
TRANE | 4TWL5036N1 | 4PX*BU42BS3 | S9V2B040U3VSA | 34200 | 32400 | 15.2 | 12 | 8.1 | 1.99 | 62 | 46 | 210790368
TRANE | 4TWL5036N1 | 4PX*BU42BS3 | S9V2B040U3PSB | 34200 | 32400 | 15.2 | 12 | 8.1 | 1.99 | 62 | 46 | 210790367
TRANE | 4TWL5036N1 | 4PX*BU42BS3 | S8X1B060M4PSC | 35000 | 32800 | 15.2 | 12 | 8.1 | 2 | 62 | 46 | 210790365
TRANE | 4TWL5036N1 | 4PX*BU42BS3 | *UHMB080ACV3 | 35000 | 32800 | 15.2 | 12 | 8.1 | 2.01 | 62 | 45 | 210790356
TRANE | 4TWL5036N1 | 4PX*BU42BS3 | *UHMB060ACV3 | 34800 | 32600 | 15.2 | 12 | 8.1 | 2.01 | 62 | 46 | 210790355
TRANE | 4TWL5036N1 | 4PX*BU42BS3 | S9X2B080U4PSB | 35000 | 32800 | 15.2 | 12 | 8.1 | 2 | 62 | 46 | 210790354
TRANE | 4TWL5036N1 | 4PX*BU42BS3 | *UD2B060ACV3 | 34400 | 32400 | 15.2 | 12 | 8.1 | 2.01 | 62 | 46 | 210790353
TRANE | 4TWX7024E1 | 4PX*BD42BS3 | S8V2B080M4PCA | 25600 | 23800 | 17 | 12.5 | 8.1 | 1.97 | 63 | 47 | 210688564
TRANE | 4TWL6036A1 | 4PX*CU42BS3 | *UD2C080ACV4 | 36400 | 33800 | 15.2 | 12 | 8.1 | 2.17 | 65 | 50 | 211214780
TRANE | 4TWL6036A1 | 4PX*DU48BS3 | *UD2D140ACV5 | 36400 | 33000 | 15.2 | 12 | 8.1 | 2.16 | 65 | 50 | 211214803
TRANE | 4TWL6036A1 | 4PX*DD60BS3 | S9X2D120D5PSB | 37200 | 33200 | 15.2 | 12 | 8.1 | 2.11 | 64 | 49 | 211214790
TRANE | 4TWL6036A1 | 4PX*DU48BS3 | S8X2D120M5PSC | 36000 | 32800 | 15.2 | 12 | 8.1 | 2.15 | 65 | 50 | 211214800
TRANE | 4TWL6036A1 | 4PX*DD60BS3 | S8X2D120M5PTC | 37400 | 33600 | 15.2 | 12 | 8.1 | 2.09 | 65 | 50 | 211214795
TRANE | 4TWL6036A1 | 4PX*DU48BS3 | S8X1D120M5PTC | 36000 | 32800 | 15.2 | 12 | 8.1 | 2.15 | 65 | 50 | 211214801
TRANE | 4TWL6036A1 | 4PX*DU48BS3 | S8X2D120M5PTC | 36000 | 32800 | 15.2 | 12 | 8.1 | 2.15 | 65 | 50 | 211214799
TRANE | 4TWL6036A1 | 4PX*DU48BS3 | S9X2D120U5PSB | 37200 | 33400 | 15.2 | 12 | 8.1 | 2.16 | 65 | 50 | 211214797
TRANE | 4TWL6036A1 | 4PX*CU48BS3 | S8X2C080M5PSC | 37000 | 33600 | 15.2 | 12 | 8.1 | 2.15 | 65 | 50 | 211214788
TRANE | 4TWL6036A1 | 4PX*DU48BS3 | *UD2D120ACV5 | 36200 | 33000 | 15.2 | 12 | 8.1 | 2.16 | 65 | 49 | 211214796
TRANE | 4TWL6036A1 | 4PX*DU48BS3 | S9X1D120U5PSB | 37200 | 33400 | 15.2 | 12 | 8.1 | 2.16 | 65 | 50 | 211214798
TRANE | 4TWL6036A1 | 4PX*DD60BS3 | S8X2D120M5PSC | 37400 | 33600 | 15.2 | 12 | 8.1 | 2.09 | 65 | 50 | 211214794
TRANE | 4TWL6036A1 | 4PX*DD60BS3 | S8X1D120M5PTC | 37400 | 33600 | 15.2 | 12 | 8.1 | 2.09 | 65 | 50 | 211214793
TRANE | 4TWL6036A1 | 4PX*DD60BS3 | S8X1D120M5PSC | 37400 | 33600 | 15.2 | 12 | 8.1 | 2.09 | 65 | 50 | 211214792
TRANE | 4TWL6036A1 | 4PX*DD60BS3 | S9X1D120D5PSB | 37200 | 33200 | 15.2 | 12 | 8.1 | 2.11 | 64 | 49 | 211214789
TRANE | 4TWL6036A1 | 4PX*DD60BS3 | *DD2D120ACV5 | 36600 | 33000 | 15.2 | 12 | 8.1 | 2.12 | 65 | 50 | 211214791
TRANE | 4TWL6036A1 | 4PX*CU48BS3 | *UD2C080ACV4 | 36400 | 33200 | 15.2 | 12 | 8.1 | 2.15 | 64 | 50 | 211214787
TRANE | 4TWL6036A1 | 4PX*CU48BS3 | *UD2C100ACV5 | 36600 | 33200 | 15.2 | 12 | 8.1 | 2.16 | 65 | 50 | 211214786
TRANE | 4TWL6036A1 | 4PX*CU48BS3 | S8X1C080M5PTC | 37000 | 33600 | 15.2 | 12 | 8.1 | 2.15 | 65 | 50 | 211214784
TRANE | 4TWL6036A1 | 4PX*CU48BS3 | S8X1C080M5PSC | 37000 | 33600 | 15.2 | 12 | 8.1 | 2.15 | 65 | 50 | 211214785
TRANE | 4TWL6036A1 | 4PX*CU48BS3 | S8X2C080M5PTC | 37000 | 33600 | 15.2 | 12 | 8.1 | 2.15 | 65 | 50 | 211214783
TRANE | 4TWL6036A1 | 4PX*CU42BS3 | *UD2C100ACV5 | 36600 | 34000 | 15.2 | 12 | 8.1 | 2.17 | 64 | 49 | 211214779
TRANE | 4TWL6036A1 | 4PX*CU42BS3 | S8X2C080M5PTC | 37000 | 34400 | 15.2 | 12 | 8.1 | 2.14 | 64 | 49 | 211214773
TRANE | 4TWL6036A1 | 4PX*CU42BS3 | S8X1C080M5PTC | 37000 | 34400 | 15.2 | 12 | 8.1 | 2.14 | 64 | 49 | 211214775
TRANE | 4TWL6036A1 | 4PX*CU42BS3 | S8X1C080M5PSC | 37000 | 34400 | 15.2 | 12 | 8.1 | 2.14 | 64 | 49 | 211214776
TRANE | 4TWL6036A1 | 4PX*CU42BS3 | S8X2C080M5PSC | 37000 | 34400 | 15.2 | 12 | 8.1 | 2.14 | 64 | 49 | 211214774
TRANE | 4TWL6036A1 | 4PX*CU36BS3 | *UD2C100ACV5 | 35600 | 32200 | 15.2 | 12 | 8.1 | 2.12 | 66 | 52 | 211214765
TRANE | 4TWL6036A1 | 4PX*CD36BS3+HORIZ-RT | *UD2C100ACV5 | 35600 | 33800 | 15.2 | 12 | 8.1 | 2.05 | 65 | 50 | 211214743
TRANE | 4TWL6036A1 | 4PX*BU48BS3 | S8X1B060M4PTC | 36600 | 33400 | 15.2 | 12 | 8.1 | 2.13 | 65 | 50 | 211214714
TRANE | 4TWL6036A1 | 4PX*CD36BS3+HORIZ-RT | *UD2C080ACV4 | 35400 | 33800 | 15.2 | 12 | 8.1 | 2.05 | 65 | 50 | 211214739
AMERICAN STANDARD | 4A6L5024N1 | TEM8A0B30V31+TDR |  | 25600 | 25600 | 15.4 | 12.6 | 8.1 | 2.25 | 73 | 56 | 210793124
AMERICAN STANDARD | 4A6L5024N1 | TEM8A0C36V31+TDR |  | 25600 | 25600 | 16 | 12.6 | 8.1 | 2.27 | 71 | 55 | 210793125
AMERICAN STANDARD | 4A6L5024N1 | TEM8A0B24V21+TDR |  | 25600 | 25600 | 15.4 | 12.6 | 8.1 | 2.24 | 73 | 56 | 210793123
AMERICAN STANDARD | 4A6L5024N1 | GAM5B0B30M21 |  | 25600 | 25600 | 16 | 12 | 8.1 | 2.21 | 72 | 56 | 210793113
AMERICAN STANDARD | 4A6L5024N1 | TEM6A0C36H31+TDR |  | 25600 | 25600 | 16 | 12.3 | 8.1 | 2.28 | 71 | 55 | 210793122
AMERICAN STANDARD | 4A6L5024N1 | TEM4B0B24M21+TDR |  | 25600 | 25600 | 15.2 | 12 | 8.1 | 2.27 | 73 | 57 | 210793119
AMERICAN STANDARD | 4A6L5024N1 | TEM6A0B30H21+TDR |  | 25600 | 25600 | 15.4 | 12.3 | 8.1 | 2.25 | 73 | 56 | 210793121
AMERICAN STANDARD | 4A6L5024N1 | TEM4A0B31M31+TDR |  | 25600 | 25600 | 15.2 | 12 | 8.1 | 2.25 | 73 | 56 | 210793118
AMERICAN STANDARD | 4A6L5024N1 | TAM9A0C36V31 |  | 25600 | 25600 | 16 | 12.6 | 8.1 | 2.23 | 71 | 55 | 210793117
AMERICAN STANDARD | 4A6L5024N1 | 4TXCB006DS3 | S8X1B080M4PSC | 25600 | 25600 | 16 | 12 | 8.1 | 2.22 | 72 | 56 | 210793095
AMERICAN STANDARD | 4A6L5024N1 | 4TXCB006DS3 | L8X1B060U3XSA | 25600 | 25600 | 16 | 12 | 8.1 | 2.22 | 71 | 55 | 210793083
AMERICAN STANDARD | 4A6L5024N1 | 4TXCB006DS3 | *UD2B060A9V3 | 25600 | 25600 | 15.2 | 12 | 8.1 | 2.22 | 71 | 55 | 210793068
AMERICAN STANDARD | 4A6L5024N1 | 4TXCB006DS3 | S8V2B060M4PCA | 25600 | 25600 | 16 | 12 | 8.1 | 2.23 | 72 | 55 | 210793089
AMERICAN STANDARD | 4A6L5024N1 | 4TXCB006DS3 | S9V2B060U3VSA | 25600 | 25600 | 16 | 12 | 8.1 | 2.23 | 71 | 55 | 210793104
AMERICAN STANDARD | 4A6L5024N1 | 4TXCB006DS3 | S9V2B040U3VSA | 25600 | 25600 | 16 | 12 | 8.1 | 2.23 | 71 | 55 | 210793103
AMERICAN STANDARD | 4A6L5024N1 | 4TXCB006DS3 | S8X2B060M4PTC | 25600 | 25600 | 16 | 12 | 8.1 | 2.23 | 71 | 55 | 210793100
AMERICAN STANDARD | 4A6L5024N1 | 4TXCB006DS3 | S8X2B080M4PTC | 25600 | 25600 | 16 | 12 | 8.1 | 2.22 | 72 | 56 | 210793102
AMERICAN STANDARD | 4A6L5024N1 | 4TXCB006DS3 | S8X2B080M4PSC | 25600 | 25600 | 16 | 12 | 8.1 | 2.22 | 72 | 56 | 210793101
AMERICAN STANDARD | 4A6L5024N1 | 4TXCB006DS3 | S8X2A040M3PTC | 25600 | 25600 | 16 | 12 | 8.1 | 2.19 | 70 | 55 | 210793098
AMERICAN STANDARD | 4A6L5024N1 | 4TXCB006DS3 | S8X2B060M4PSC | 25600 | 25600 | 16 | 12 | 8.1 | 2.23 | 71 | 55 | 210793099
AMERICAN STANDARD | 4A6L5030N1 | 4TXCB003DS3 | S8X1A040M3PSC | 27600 | 29000 | 15.2 | 12 | 8.1 | 2.09 | 65 | 50 | 210793550
AMERICAN STANDARD | 4A6L5024N1 | 4TXCB006DS3 | S8X2A040M3PSC | 25600 | 25600 | 16 | 12 | 8.1 | 2.19 | 70 | 55 | 210793097
AMERICAN STANDARD | 4A6L5024N1 | 4TXCB006DS3 | S8X1B060M4PTC | 25600 | 25600 | 16 | 12 | 8.1 | 2.23 | 71 | 55 | 210793094
AMERICAN STANDARD | 4A6L5024N1 | 4TXCB006DS3 | S8X1B080M4PTC | 25600 | 25600 | 16 | 12 | 8.1 | 2.22 | 72 | 56 | 210793096
AMERICAN STANDARD | 4A6L5024N1 | 4TXCB006DS3 | S8X1A040M3PTC | 25600 | 25600 | 16 | 12 | 8.1 | 2.19 | 70 | 55 | 210793092
AMERICAN STANDARD | 4A6L5024N1 | 4TXCB006DS3 | S8X1B060M4PSC | 25600 | 25600 | 16 | 12 | 8.1 | 2.23 | 71 | 55 | 210793093
AMERICAN STANDARD | 4A6L5024N1 | 4TXCB006DS3 | S8X1A040M3PSC | 25600 | 25600 | 16 | 12 | 8.1 | 2.19 | 70 | 55 | 210793091
AMERICAN STANDARD | 4A6L5024N1 | 4TXCB006DS3 | S8V2B080M4PCA | 25600 | 25600 | 16 | 12 | 8.1 | 2.22 | 72 | 55 | 210793090
AMERICAN STANDARD | 4A6L5024N1 | 4TXCB006DS3 | *UD2B060ACV3 | 25600 | 25600 | 16 | 12 | 8.1 | 2.23 | 71 | 55 | 210793069
AMERICAN STANDARD | 4A6L5024N1 | 4TXCB006DS3 | S8V2A040M3PCA | 25600 | 25600 | 16 | 12 | 8.1 | 2.19 | 70 | 54 | 210793088
AMERICAN STANDARD | 4A6L5024N1 | 4TXCB006DS3 | L8V1B080U4VSA | 25600 | 25600 | 16 | 12 | 8.1 | 2.23 | 71 | 55 | 210793081
AMERICAN STANDARD | 4A6L5030N1 | 4TXCB003DS3 | S8X1A040M3PTC | 27600 | 29000 | 15.2 | 12 | 8.1 | 2.09 | 65 | 50 | 210793549
AMERICAN STANDARD | 4A6L5024N1 | 4TXCB006DS3 | L8V1A060U3VSA | 25600 | 25600 | 16 | 12 | 8.1 | 2.18 | 71 | 55 | 210793080
AMERICAN STANDARD | 4A6L5024N1 | 4TXCB006DS3 | L8V1A040U3VSA | 25600 | 25600 | 15.2 | 12 | 8.1 | 2.18 | 71 | 55 | 210793079
AMERICAN STANDARD | 4A6L5024N1 | 4TXCB006DS3 | *UHMB080ACV3 | 25600 | 25600 | 16 | 12 | 8.1 | 2.26 | 71 | 55 | 210793078
AMERICAN STANDARD | 4A6L5024N1 | 4TXCB006DS3 | *UD2B080ACV3 | 25600 | 25600 | 16 | 12 | 8.1 | 2.23 | 71 | 55 | 210793076
AMERICAN STANDARD | 4A6L5024N1 | 4TXCB006DS3 | *UHMB060ACV3 | 25600 | 25600 | 16 | 12 | 8.1 | 2.26 | 71 | 55 | 210793077
AMERICAN STANDARD | 4A6L5024N1 | 4TXCB006DS3 | *UD2B080A9V3 | 25600 | 25600 | 15.2 | 12 | 8.1 | 2.21 | 71 | 55 | 210793075
AMERICAN STANDARD | 4A6L5024N1 | 4TXCB006DS3 | S9V2B080U4PSB | 25600 | 25600 | 16 | 12 | 8.1 | 2.23 | 71 | 55 | 210793073
AMERICAN STANDARD | 4A6L5024N1 | 4TXCB006DS3 | S9V2B060U4PSB | 25600 | 25600 | 16 | 12 | 8.1 | 2.24 | 71 | 55 | 210793074
AMERICAN STANDARD | 4A6L5024N1 | 4TXCB006DS3 | S9V2B080U4VSA | 25600 | 25600 | 16 | 12 | 8.1 | 2.23 | 71 | 55 | 210793072
AMERICAN STANDARD | 4A6L5024N1 | 4TXCB006DS3 | S9X2B060U4PSB | 25600 | 25600 | 16 | 12 | 8.1 | 2.22 | 72 | 56 | 210793070
AMERICAN STANDARD | 4A6L5024N1 | 4TXCB006DS3 | S9X1B060U4PSB | 25600 | 25600 | 16 | 12 | 8.1 | 2.22 | 72 | 56 | 210793071
AMERICAN STANDARD | 4A6V0X48A1 | 4TXCC009DS3 | S8V2C100M5PDA | 46500 | 42000 | 19.5 | 11.5 | 8.5 | 1.8 | 87 | 67 | 211089192
AMERICAN STANDARD | 4A6V0X48A1 | 4PX*DU60BS3 | S8V2D120M5PDA | 47000 | 42000 | 19.5 | 11.7 | 8.5 | 1.82 | 87 | 67 | 211089189
AMERICAN STANDARD | 4A6V0X48A1 | 4TXCD010DS3 | S8V2D120M5PDA | 47000 | 42000 | 19.5 | 11.7 | 8.5 | 1.82 | 87 | 67 | 211089196
AMERICAN STANDARD | 4A6V0X48A1 | 4PX*DU60BS3 | S8V2C100M5PDA | 45000 | 41000 | 19 | 11.7 | 8.2 | 1.75 | 86 | 66 | 211089190
AMERICAN STANDARD | 4A6V0X48A1 | 4TXCC009DS3 | S8V2C080M5PDA | 46000 | 42000 | 19 | 11.7 | 8.5 | 1.8 | 86 | 66 | 211089193
AMERICAN STANDARD | 4A6V0X48A1 | 4TXCC007DS3 | S8V2C080M5PDA | 45500 | 42500 | 19 | 11.5 | 8.2 | 1.75 | 87 | 66 | 211089191
AMERICAN STANDARD | 4A6V0X48A1 | 4PX*CU60BS3 | S8V2C080M5PDA | 46000 | 42000 | 19 | 11.7 | 8.5 | 1.8 | 86 | 66 | 211089184
AMERICAN STANDARD | 4A6V0X48A1 | 4PX*DD60BS3 | S8V2D120M5PDA | 45500 | 42000 | 19.5 | 11.5 | 8.2 | 1.77 | 87 | 66 | 211089185
AMERICAN STANDARD | 4A6V0X48A1 | 4PX*CU48BS3 | S8V2C080M5PDA | 45500 | 42500 | 19 | 11.5 | 8.2 | 1.75 | 87 | 66 | 211089182
AMERICAN STANDARD | 4A6V0X48A1 | 4PX*CU60BS3 | S8V2C100M5PDA | 46500 | 42000 | 19.5 | 11.5 | 8.5 | 1.8 | 87 | 67 | 211089183
AMERICAN STANDARD | 4A6V8X48A1 | 4TXCD010DS3 | S8V2C080M5PDA | 45000 | 41500 | 18 | 11.7 | 8.5 | 1.8 | 86 | 66 | 211089210
TRANE | 4TWL5030N1 | 4PX*BU30BS3 | S8X1B080M4PSC | 29200 | 29600 | 15.2 | 12 | 8.1 | 2.12 | 66 | 50 | 210792084
TRANE | 4TWL5030N1 | 4PX*BD36BS3 | S8X1B060M4PTC | 29600 | 28600 | 15.2 | 12 | 8.1 | 2.13 | 66 | 51 | 210792036
TRANE | 4TWL5030N1 | 4PX*BD36BS3 | S8X1B040M2PTC | 29200 | 28400 | 15.2 | 12 | 8.1 | 2.13 | 66 | 51 | 210792034
TRANE | 4TWL5030N1 | 4PX*BD36BS3+HORIZ-RT | *UD2B060ACV3 | 29600 | 28400 | 15.2 | 12 | 8.1 | 2.14 | 66 | 51 | 210792046
TRANE | 4TWL5030N1 | 4PX*BD36BS3 | S9V2B040D3PSB | 29400 | 28400 | 15.2 | 12 | 8.1 | 2.12 | 66 | 51 | 210792045
TRANE | 4TWL5030N1 | 4PX*BD36BS3 | S8X2B080M4PTC | 29600 | 28600 | 15.2 | 12 | 8.1 | 2.12 | 66 | 51 | 210792044
TRANE | 4TWL5030N1 | 4PX*BD36BS3 | S8X2B080M4PSC | 29600 | 28600 | 15.2 | 12 | 8.1 | 2.12 | 66 | 51 | 210792043
TRANE | 4TWL5030N1 | 4PX*BD36BS3 | S8X2B060M4PTC | 29600 | 28600 | 15.2 | 12 | 8.1 | 2.13 | 66 | 51 | 210792042
TRANE | 4TWL5030N1 | 4PX*BD36BS3 | L8X1B080U4XSA | 30200 | 28800 | 15.2 | 12 | 8.1 | 2.11 | 66 | 51 | 210792024
TRANE | 4TWL5030N1 | 4PX*BD36BS3 | S8X2B060M4PSC | 29600 | 28600 | 15.2 | 12 | 8.1 | 2.13 | 66 | 51 | 210792041
TRANE | 4TWL5030N1 | 4PX*BD36BS3 | S8X1B080M4PSC | 29600 | 28600 | 15.2 | 12 | 8.1 | 2.12 | 66 | 51 | 210792037
TRANE | 4TWL5030N1 | 4PX*BD36BS3 | S8X2A040M3PTC | 28600 | 28000 | 15.2 | 12 | 8.1 | 2.09 | 66 | 51 | 210792040
TRANE | 4TWL5030N1 | 4PX*BD36BS3 | S8X1B080M4PTC | 29600 | 28600 | 15.2 | 12 | 8.1 | 2.12 | 66 | 51 | 210792038
TRANE | 4TWL5030N1 | 4PX*BD36BS3 | S8X2A040M3PSC | 28600 | 28000 | 15.2 | 12 | 8.1 | 2.09 | 66 | 51 | 210792039
TRANE | 4TWL5030N1 | 4PX*BD36BS3 | S8X1B060M4PSC | 29600 | 28600 | 15.2 | 12 | 8.1 | 2.13 | 66 | 51 | 210792035
TRANE | 4TWL5030N1 | 4PX*BD36BS3 | S8X1B040M2PSC | 29200 | 28400 | 15.2 | 12 | 8.1 | 2.13 | 66 | 51 | 210792033
TRANE | 4TWL5030N1 | 4PX*BD36BS3 | *DHMB060BCV3 | 29200 | 28400 | 15.2 | 12 | 8.1 | 2.13 | 66 | 51 | 210792021
TRANE | 4TWL5030N1 | 4PX*BD36BS3 | S9V2B080D4PSB | 29600 | 28400 | 15.2 | 12 | 8.1 | 2.13 | 66 | 51 | 210792015
TRANE | 4TWL5030N1 | 4PX*BD36BS3 | S8X1A040M3PTC | 28600 | 28000 | 15.2 | 12 | 8.1 | 2.09 | 66 | 51 | 210792032
TRANE | 4TWL5030N1 | 4PX*BD36BS3 | S8X1A040M3PSC | 28600 | 28000 | 15.2 | 12 | 8.1 | 2.09 | 66 | 51 | 210792031
TRANE | 4TWL5030N1 | 4PX*BD36BS3 | S8V2B060M4PCA | 29800 | 28600 | 15.2 | 12 | 8.1 | 2.13 | 66 | 51 | 210792029
TRANE | 4TWL5030N1 | 4PX*BD36BS3 | S8V2B080M4PCA | 29600 | 28600 | 15.2 | 12 | 8.1 | 2.12 | 66 | 51 | 210792030
TRANE | 4TWL5030N1 | 4PX*BD36BS3 | S8V2A040M3PCA | 28200 | 28000 | 15.2 | 12 | 8.1 | 2.1 | 66 | 51 | 210792028
TRANE | 4TWL5030N1 | 4PX*BD36BS3 | L8X1B060U3XSA | 29200 | 28400 | 15.2 | 12 | 8.1 | 2.12 | 66 | 51 | 210792023
TRANE | 4TWL5030N1 | 4PX*BD36BS3 | *DHMB080ACV3 | 29400 | 28400 | 15.2 | 12 | 8.1 | 2.12 | 66 | 51 | 210792022
TRANE | 4TWL5030N1 | 4PX*BD36BS3 | S9V2B060D3PSB | 29800 | 28600 | 15.2 | 12 | 8.1 | 2.13 | 66 | 51 | 210792018
TRANE | 4TWL5030N1 | 4PX*BD36BS3 | *DD2B060ACV3 | 29600 | 28400 | 16 | 12 | 8.1 | 2.15 | 66 | 51 | 210792019
TRANE | 4TWL5030N1 | 4PX*BD36BS3 | *DD2B080ACV3 | 29400 | 28400 | 16 | 12 | 8.1 | 2.14 | 65 | 50 | 210792020
TRANE | 4TWL5024N1 | TAM9A0B30V31 |  | 25600 | 25600 | 16 | 12.6 | 8.1 | 2.27 | 72 | 55 | 210791969
TRANE | 4TWL5030N1 | 4PX*BD36BS3 | S9X1B080D4PSB | 29200 | 28400 | 15.2 | 12 | 8.1 | 2.12 | 66 | 51 | 210792013
TRANE | 4TWL5030N1 | 4PX*BD36BS3 | S9V2B080D4VSA | 29600 | 28400 | 15.2 | 12 | 8.1 | 2.13 | 66 | 51 | 210792016
TRANE | 4TWL5030N1 | 4PX*BD36BS3 | S9X1B060D3PSB | 29200 | 28400 | 15.2 | 12 | 8.1 | 2.13 | 66 | 51 | 210792014
TRANE | 4TWL5030N1 | 4PX*BD36BS3 | S9X2B060D3PSB | 29200 | 28400 | 15.2 | 12 | 8.1 | 2.13 | 66 | 51 | 210792011
TRANE | 4TWL5030N1 | 4PX*BD36BS3 | S9X2B080D4PSB | 29200 | 28400 | 15.2 | 12 | 8.1 | 2.12 | 66 | 51 | 210792010
TRANE | 4TWL9060A1 | 4TXCD010DS3 | S9V2C080U5PSB+RP | 56500 | 52000 | 19 | 10 | 8.2 | 2.06 | 72 | 59 | 201922248
TRANE | 4TWL9060A1 | 4TXCD008DS3 | S9V2C100U5PSB+RP | 55000 | 52500 | 19 | 10 | 8.5 | 2.07 | 72 | 59 | 201922239
TRANE | 4TWL9060A1 | 4PX*CU60BS3 | S9V2C080U5PSB+RP | 58000 | 54000 | 19 | 10 | 8.7 | 2.12 | 71 | 59 | 201922177
TRANE | 4TWL9060A1 | 4TXCC009DS3 | S9V2C080U5PSB+RP | 58000 | 54000 | 19 | 10 | 8.7 | 2.12 | 71 | 59 | 201922228
TRANE | 4TWL9060A1 | 4TXCD008DS3 | S9V2D120U5PSB+RP | 57000 | 54000 | 19 | 10 | 8.7 | 2.16 | 72 | 59 | 201922235
TRANE | 4TWL9060A1 | 4PX*CD60BS3 | S9V2C100D5PSB+RP | 58500 | 54000 | 19 | 10 | 8.5 | 2.08 | 71 | 58 | 201922161
TRANE | 4TWL9036A1 | TEM8A0C42V41+TDR |  | 36400 | 33600 | 17.5 | 11.5 | 9 | 2.39 | 70 | 55 | 201921880
TRANE | 4TWL9036A1 | TEM8A0D48V41+TDR |  | 36400 | 33600 | 17.5 | 11.7 | 9 | 2.4 | 70 | 55 | 201921882
TRANE | 4TWL9036A1 | TEM8A0C36V31+TDR |  | 36400 | 33600 | 17.5 | 11.5 | 9 | 2.39 | 69 | 54 | 201921879
AMERICAN STANDARD | 4A6L9060A1 | 4TXCC009DS3 | S9V2C080U5PSB+RP | 58000 | 54000 | 19 | 10 | 8.7 | 2.12 | 71 | 59 | 201922807
TRANE | 4TWL9036A1 | 4TXFH036CZ3 | *UD2B060ACV3 | 35600 | 33800 | 17 | 11 | 8.5 | 2.1 | 70 | 55 | 201921869
TRANE | 4TWV8X36A1 | 4PX*BU48BS3 | S9V2B080D4PSB+RP | 32800 | 30600 | 18 | 11.2 | 8.2 | 1.82 | 84 | 66 | 207526515
AMERICAN STANDARD | 4A6L9060A1 | 4TXCC009DS3 | S9V2C100U5PSB+RP | 58500 | 54000 | 19 | 10 | 8.7 | 2.13 | 71 | 58 | 201922801
TRANE | 4TWL9036A1 | 4TXFH036CZ3 | *UD2C100ACV5 | 36000 | 33400 | 17 | 11.5 | 8.7 | 2.2 | 70 | 55 | 201921870
AMERICAN STANDARD | 4A6L9060A1 | 4TXCC007DS3 | S9V2C100U5PSB+RP | 56500 | 54500 | 19 | 10 | 8.7 | 2.12 | 72 | 58 | 201922797
AMERICAN STANDARD | 4A6L9060A1 | 4TXCC007DS3 | S9V2C080U5PSB+RP | 56500 | 54500 | 19 | 10 | 8.7 | 2.11 | 72 | 59 | 201922793
AMERICAN STANDARD | 4A6L9060A1 | 4PX*DU60BS3 | S9V2D120U5PSB+RP | 58500 | 53500 | 19 | 10 | 8.7 | 2.17 | 72 | 58 | 201922791
TRANE | 4TWL9036A1 | 4PX*CU60BS3 | *UD2C080ACV4 | 37600 | 33000 | 18 | 12 | 8.7 | 2.34 | 70 | 55 | 201921770
TRANE | 4TWL9036A1 | 4PX*CU42BS3 | *UD2C080ACV4 | 37000 | 34000 | 17 | 11.7 | 8.7 | 2.31 | 69 | 54 | 201921732
AMERICAN STANDARD | 4A6L9060A1 | 4PX*DU60BS3 | *UHMD120ACV5 | 58000 | 53500 | 19 | 10 | 8.7 | 2.16 | 71 | 58 | 201922792
AMERICAN STANDARD | 4A6L9060A1 | 4PX*DU60BS3 | S9V2C100U5PSB+RP | 56500 | 52000 | 19 | 10 | 8.5 | 2.08 | 72 | 58 | 201922790
AMERICAN STANDARD | 4A6L9060A1 | 4PX*DU60BS3 | S9V2C080U5PSB+RP | 56500 | 52000 | 19 | 10 | 8.2 | 2.07 | 72 | 59 | 201922789
TRANE | 4TWL9036A1 | 4PX*CU42BS3 | *UD2C100ACV5 | 37200 | 34400 | 17 | 11.5 | 8.7 | 2.29 | 69 | 54 | 201921730
TRANE | 4TWL9036A1 | 4PX*CU60BS3 | *UD2C100ACV5 | 37800 | 33200 | 18 | 11.7 | 8.7 | 2.32 | 70 | 55 | 201921763
TRANE | 4TWL9036A1 | 4PX*CU48BS3 | *UD2C100ACV5 | 37200 | 33800 | 17.5 | 11.5 | 8.7 | 2.32 | 70 | 55 | 201921761
TRANE | 4TWL9036A1 | 4PX*CU48BS3 | *UHMC100ACV4 | 37200 | 33600 | 18 | 11.7 | 8.7 | 2.35 | 70 | 55 | 201921746
TRANE | 4TWL9036A1 | 4PX*CU48BS3 | S9V2C100U4PSB+RP | 36600 | 33600 | 17.5 | 11.7 | 8.7 | 2.34 | 69 | 55 | 201921758
TRANE | 4TWL9036A1 | 4PX*CU48BS3 | *UD2C080ACV4 | 37000 | 33400 | 17.5 | 11.7 | 8.7 | 2.34 | 70 | 55 | 201921741
TRANE | 4TWV8X36A1 | 4PX*BU48BS3 | S9V2B060D3PSB+RP | 32600 | 30600 | 18 | 11.2 | 8.2 | 1.81 | 84 | 66 | 207526517
TRANE | 4TWV8X36A1 | 4TXCB004DS3 | S9V2B060U3VSA+RP | 33800 | 31200 | 18 | 11.5 | 8.2 | 1.8 | 83 | 65 | 207526470
AMERICAN STANDARD | 4A6L9060A1 | 4TXCD010DS3 | *UHMD120ACV5 | 58000 | 53500 | 19 | 10 | 8.7 | 2.17 | 71 | 58 | 201922826
AMERICAN STANDARD | 4A6L9060A1 | 4TXCD010DS3 | S9V2C080U5PSB+RP | 56500 | 52000 | 19 | 10 | 8.2 | 2.06 | 72 | 59 | 201922827
TRANE | 4TWV8X36A1 | 4PX*BU48BS3 | S9V2B080D3PSB+RP | 32800 | 30600 | 18 | 11 | 8.2 | 1.81 | 83 | 66 | 207526516
AMERICAN STANDARD | 4A6L9036A1 | 4PX*CD42BS3 | S9V2C100D4PSB+RP | 37000 | 34000 | 17 | 12 | 8.2 | 2.17 | 69 | 54 | 201922348
TRANE | 4TWV8X36A1 | 4TXCC005DS3 | S9V2C100U4VSA+RP | 34200 | 31000 | 18 | 11.7 | 8.2 | 1.82 | 83 | 66 | 207526476
TRANE | 4TWV8X36A1 | 4PX*BU36BS3 | S9V2B060D3PSB+RP | 31800 | 30400 | 18 | 10 | 8.2 | 1.75 | 84 | 66 | 207526511
AMERICAN STANDARD | 4A6L9060A1 | 4TXCD010DS3 | S9V2C100U5PSB+RP | 56500 | 52000 | 19 | 10 | 8.5 | 2.08 | 72 | 58 | 201922828
TRANE | 4TWV8X36A1 | 4TXCB004DS3 | S9V2B040U3VSA+RP | 34000 | 31200 | 18 | 11.5 | 8.2 | 1.8 | 83 | 66 | 207526471
AMERICAN STANDARD | 4A6L9060A1 | 4TXCD010DS3 | S9V2D120U5PSB+RP | 58500 | 53500 | 19 | 10 | 8.7 | 2.16 | 72 | 58 | 201922829
AMERICAN STANDARD | 4A6L9060A1 | 4TXCD008DS3 | *UHMD120ACV5 | 56500 | 54000 | 19 | 10 | 8.7 | 2.15 | 71 | 59 | 201922813
AMERICAN STANDARD | 4A6L9036A1 | 4PX*CU36BS3 | S9V2C100U4PSB+RP | 35400 | 34000 | 16.5 | 11.5 | 8.7 | 2.24 | 69 | 54 | 201922374
AMERICAN STANDARD | 4A6L9060A1 | 4TXCD008DS3 | S9V2C080U5PSB+RP | 55000 | 52500 | 19 | 10 | 8.5 | 2.05 | 72 | 59 | 201922819
AMERICAN STANDARD | 4A6L9036A1 | 4PX*CD42BS3 | *DD2C100ACV5 | 37200 | 34200 | 17 | 11.7 | 8.2 | 2.16 | 69 | 54 | 201922346
AMERICAN STANDARD | 4A6L9036A1 | 4PX*CD60BS3+HORIZ-RT | *UD2C100ACV5 | 37800 | 33200 | 18 | 11.7 | 8.5 | 2.27 | 69 | 55 | 201922371
AMERICAN STANDARD | 4A6L9060A1 | 4TXCD008DS3 | S9V2C100U5PSB+RP | 55000 | 52500 | 19 | 10 | 8.5 | 2.07 | 72 | 59 | 201922818
AMERICAN STANDARD | 4A6L9060A1 | 4TXCD008DS3 | S9V2D120U5PSB+RP | 57000 | 54000 | 19 | 10 | 8.7 | 2.16 | 72 | 59 | 201922814
AMERICAN STANDARD | 4A6L9036A1 | 4PX*CD60BS3 | *DD2C100ACV5 | 37400 | 33200 | 18 | 11.7 | 8.5 | 2.27 | 69 | 55 | 201922370
AMERICAN STANDARD | 4A6L9036A1 | 4PX*CD60BS3+HORIZ-RT | *UD2C080ACV4 | 37600 | 33000 | 18 | 12 | 8.5 | 2.29 | 70 | 55 | 201922372
AMERICAN STANDARD | 4A6L9036A1 | 4PX*CD60BS3 | *DHMC100ACV4 | 37400 | 33200 | 18 | 11.7 | 8.5 | 2.26 | 70 | 55 | 201922369
AMERICAN STANDARD | 4A6L9036A1 | 4PX*BD36BS3 | *DHMB080ACV3 | 35400 | 34800 | 17 | 11 | 8.2 | 2.11 | 69 | 54 | 201922302
AMERICAN STANDARD | 4A6L9036A1 | 4PX*BD36BS3 | S9V2B080D4PSB+RP | 35400 | 34600 | 17 | 11.2 | 8.2 | 2.13 | 69 | 54 | 201922308
AMERICAN STANDARD | 4A6L9036A1 | 4PX*CD42BS3 | *DHMC100ACV4 | 37400 | 34200 | 17 | 11.5 | 8.2 | 2.14 | 70 | 54 | 201922345
AMERICAN STANDARD | 4A6L9036A1 | 4PX*BD36BS3 | *DD2B060ACV3 | 35800 | 34800 | 17.5 | 11 | 8.2 | 2.14 | 69 | 54 | 201922307
AMERICAN STANDARD | 4A6L9036A1 | 4PX*BD36BS3 | *DD2B080ACV3 | 35600 | 34600 | 17.5 | 11.2 | 8.2 | 2.13 | 69 | 54 | 201922306
AMERICAN STANDARD | 4A6L9036A1 | 4PX*BD36BS3 | *DHMB060BCV3 | 35400 | 34800 | 17 | 11 | 8.2 | 2.1 | 70 | 55 | 201922309
AMERICAN STANDARD | 4A6L9036A1 | 4PX*BD36BS3 | S9V2B040D3PSB+RP | 35400 | 34800 | 17.5 | 11.2 | 8.2 | 2.12 | 69 | 54 | 201922301
AMERICAN STANDARD | 4A6L9036A1 | 4PX*BD36BS3 | S9V2B080D3PSB+RP | 35200 | 34800 | 17 | 11.2 | 8.2 | 2.11 | 68 | 54 | 201922304
AMERICAN STANDARD | 4A6L9036A1 | 4PX*BD36BS3 | S9V2B060D3PSB+RP | 35400 | 34600 | 17.5 | 11.2 | 8.2 | 2.12 | 69 | 54 | 201922303
TRANE | 4TWL9036A1 | 4TXCB006DS3 | S9V2B060U4PSB+RP | 36600 | 33800 | 17.5 | 11.5 | 8.7 | 2.3 | 70 | 55 | 203334083
TRANE | 4TWL9060A1 | 4PX*DD60BS3 | S9V2C100D5PSB+RP | 55000 | 52500 | 19 | 10 | 8.2 | 2.05 | 72 | 58 | 203864389
TRANE | 4TWL9036A1 | 4PX*BU36BS3 | S9V2B040U3PSB+RP | 35400 | 34200 | 17 | 11.2 | 8.5 | 2.2 | 70 | 55 | 203297108
TRANE | 4TWL9036A1 | 4PX*CU42BS3 | *DD2C100ACV5 | 35200 | 32800 | 16 | 11 | 8.5 | 2.24 | 70 | 56 | 202586168
TRANE | 4TWL9036A1 | 4PX*CU42BS3 | *DHMC100ACV4 | 35200 | 32800 | 16.5 | 11 | 8.5 | 2.23 | 71 | 56 | 202586169
TRANE | 4TWL9036A1 | 4PX*BU48BS3 | *DHMB080ACV3 | 34200 | 32600 | 16 | 10 | 8.7 | 2.24 | 71 | 56 | 202544271
TRANE | 4TWL9036A1 | 4PX*BU48BS3 | *DHMB060BCV3 | 34200 | 32800 | 16 | 10 | 8.7 | 2.23 | 71 | 57 | 202544272
TRANE | 4TWL9036A1 | TEM8A0B30V31+TDR |  | 35200 | 35000 | 17 | 10 | 9 | 2.3 | 69 | 54 | 202538580
TRANE | 4TWL9036A1 | 4PX*BU36BS3 | *UD2B060ACV3 | 35400 | 34400 | 16.5 | 11 | 8.5 | 2.2 | 70 | 55 | 201921662
TRANE | 4TWL9036A1 | 4PX*BD42BS3 | *DD2B060ACV3 | 37400 | 34400 | 17 | 11.2 | 8.2 | 2.14 | 70 | 55 | 201921659
TRANE | 4TWL9036A1 | 4PX*BD36BS3+HORIZ-RT | *UD2B080ACV3 | 35200 | 34800 | 17 | 11 | 8.2 | 2.13 | 69 | 55 | 201921652
TRANE | 4TWL9036A1 | 4PX*BD42BS3 | *DD2B080ACV3 | 37000 | 34200 | 17 | 11.5 | 8.2 | 2.14 | 69 | 54 | 201921658
TRANE | 4TWL9036A1 | 4PX*BD36BS3+HORIZ-RT | *UD2B060ACV3 | 35600 | 34800 | 17.5 | 11 | 8.2 | 2.1 | 70 | 55 | 201921651
AMERICAN STANDARD | 4A6L9036A1 | 4TXCB004DS3 | S9V2B080D3PSB+RP | 33000 | 33000 | 15.5 | 10 | 8.2 | 2.12 | 70 | 56 | 201922430
AMERICAN STANDARD | 4A6L9036A1 | 4PX*CU48BS3 | *UHMC100ACV4 | 37200 | 33600 | 18 | 11.7 | 8.7 | 2.35 | 70 | 55 | 201922400
TRANE | 4TWL9036A1 | 4PX*BD36BS3 | *DD2B060ACV3 | 35800 | 34800 | 17.5 | 11 | 8.2 | 2.14 | 69 | 54 | 201921646
AMERICAN STANDARD | 4A6L9036A1 | 4PX*CU60BS3 | *UD2C100ACV5 | 37800 | 33200 | 18 | 11.7 | 8.7 | 2.32 | 70 | 55 | 201922407
TRANE | 4TWL9036A1 | 4PX*BD36BS3 | *DHMB060BCV3 | 35400 | 34800 | 17 | 11 | 8.2 | 2.1 | 70 | 55 | 201921648
AMERICAN STANDARD | 4A6V8X48A1 | 4PX*DD60BS3 | S8V2D120M5PCA | 46000 | 43500 | 18 | 11.7 | 8.5 | 1.82 | 85 | 65 | 210692124
AMERICAN STANDARD | 4A6V8X48A1 | 4PX*CU60BS3 | S8V2C100M5PCA | 46500 | 43500 | 18 | 11.7 | 8.5 | 1.85 | 86 | 66 | 210692122
AMERICAN STANDARD | 4A6V8X48A1 | 4TXCB006DS3 | S8V2B060M4PCA | 45500 | 44000 | 18 | 11.2 | 8.5 | 1.82 | 85 | 66 | 210692129
AMERICAN STANDARD | 4A6V8X48A1 | 4TXCB006DS3 | S8V2B080M4PCA | 45500 | 44000 | 18 | 11.2 | 8.5 | 1.83 | 85 | 67 | 210692128
AMERICAN STANDARD | 4A6V8X48A1 | 4PX*DD60BS3 | S8V2C100M5PCA | 44000 | 42000 | 18 | 11.5 | 8.2 | 1.76 | 86 | 66 | 210692123
AMERICAN STANDARD | 4A6V8X48A1 | 4PX*DU48BS3 | S8V2D120M5PCA | 46000 | 44000 | 18 | 11.7 | 8.5 | 1.84 | 85 | 65 | 210692125
AMERICAN STANDARD | 4A6V8X48A1 | 4PX*CU48BS3 | S8V2C080M5PCA | 45500 | 43500 | 18 | 11.5 | 8.5 | 1.82 | 86 | 66 | 210692120
AMERICAN STANDARD | 4A6V8X48A1 | 4PX*CU60BS3 | S8V2C080M5PCA | 46500 | 43000 | 18 | 11.7 | 8.5 | 1.84 | 86 | 66 | 210692121
AMERICAN STANDARD | 4A6V8X48A1 | 4PX*CU42BS3 | S8V2C100M5PCA | 46000 | 44500 | 18 | 11.5 | 8.5 | 1.79 | 85 | 65 | 210692118
AMERICAN STANDARD | 4A6V8X48A1 | 4PX*CU48BS3 | S8V2C100M5PCA | 45500 | 44000 | 18 | 11.5 | 8.5 | 1.82 | 85 | 66 | 210692119
AMERICAN STANDARD | 4A6V8X36A1 | 4TXCC005DS3 | S8V2C080M5PCA | 33800 | 30800 | 18 | 11.7 | 8.2 | 1.78 | 85 | 66 | 210692111
AMERICAN STANDARD | 4A6V8X36A1 | 4TXCB006DS3 | S8V2B080M4PCA | 35200 | 31800 | 18 | 12 | 8.2 | 1.85 | 84 | 65 | 210692110
AMERICAN STANDARD | 4A6V8X48A1 | 4PX*CU42BS3 | S8V2C080M5PCA | 45500 | 44500 | 18 | 11.5 | 8.5 | 1.78 | 84 | 65 | 210692117
AMERICAN STANDARD | 4A6V8X36A1 | 4TXCB006DS3 | S8V2B060M4PCA | 35200 | 31600 | 18 | 12 | 8.2 | 1.85 | 84 | 65 | 210692109
AMERICAN STANDARD | 4A6V8X36A1 | 4TXCB004DS3 | S8V2B080M4PCA | 34200 | 31200 | 18 | 11.7 | 8.2 | 1.8 | 85 | 66 | 210692106
AMERICAN STANDARD | 4A6V8X48A1 | 4PX*CD60BS3 | S8V2C100M5PCA | 47000 | 43500 | 18 | 11.7 | 8.5 | 1.78 | 86 | 66 | 210692116
AMERICAN STANDARD | 4A6V8X48A1 | 4PX*CD60BS3 | S8V2C080M5PCA | 46500 | 43000 | 18 | 11.7 | 8.5 | 1.79 | 86 | 66 | 210692115
AMERICAN STANDARD | 4A6V8X48A1 | 4PX*BU48BS3 | S8V2B080M4PCA | 45500 | 44000 | 18 | 11.2 | 8.5 | 1.83 | 85 | 67 | 210692113
AMERICAN STANDARD | 4A6V8X48A1 | 4PX*BU48BS3 | S8V2B060M4PCA | 45500 | 44000 | 18 | 11.2 | 8.5 | 1.82 | 85 | 66 | 210692114
AMERICAN STANDARD | 4A6V8X36A1 | 4TXCC005DS3 | S8V2C100M5PCA | 34000 | 31000 | 18 | 11.7 | 8.2 | 1.8 | 85 | 66 | 210692112
AMERICAN STANDARD | 4A6V8X36A1 | 4TXCB006DS3 | S8V2A040M3PCA | 33600 | 30400 | 18 | 12 | 8.1 | 1.8 | 83 | 65 | 210692108
AMERICAN STANDARD | 4A6V8X36A1 | 4TXCB004DS3 | S8V2B060M4PCA | 34200 | 31200 | 18 | 11.7 | 8.2 | 1.81 | 84 | 66 | 210692105
AMERICAN STANDARD | 4A6V8X36A1 | 4PX*CU48BS3 | S8V2C100M5PCA | 35200 | 31600 | 18 | 12 | 8.2 | 1.85 | 84 | 65 | 210692103
AMERICAN STANDARD | 4A6V8X36A1 | 4PX*CU48BS3 | S8V2C080M5PCA | 34800 | 31400 | 18 | 12 | 8.2 | 1.84 | 83 | 64 | 210692104
AMERICAN STANDARD | 4A6V8X36A1 | 4PX*CU42BS3 | S8V2C100M5PCA | 35200 | 32000 | 18 | 12 | 8.2 | 1.83 | 83 | 64 | 210692102
AMERICAN STANDARD | 4A6V8X36A1 | 4PX*CU36BS3 | S8V2C100M5PCA | 34000 | 31000 | 18 | 11.7 | 8.2 | 1.8 | 85 | 66 | 210692099
AMERICAN STANDARD | 4A6V8X36A1 | 4PX*BU42BS3 | S8V2A040M3PCA | 33600 | 31000 | 18 | 12 | 8.1 | 1.78 | 82 | 64 | 210692092
AMERICAN STANDARD | 4A6V8X36A1 | 4PX*CU42BS3 | S8V2C080M5PCA | 34800 | 31800 | 18 | 12 | 8.2 | 1.83 | 83 | 64 | 210692101
AMERICAN STANDARD | 4A6V8X36A1 | 4PX*CU36BS3 | S8V2C080M5PCA | 33800 | 30800 | 18 | 11.7 | 8.2 | 1.81 | 84 | 66 | 210692100
AMERICAN STANDARD | 4A6V8X36A1 | 4PX*BU42BS3 | S8V2B080M4PCA | 35200 | 32200 | 18 | 12 | 8.2 | 1.82 | 83 | 65 | 210692094
AMERICAN STANDARD | 4A6V8X36A1 | 4PX*BU42BS3 | S8V2B060M4PCA | 35200 | 32200 | 18 | 12 | 8.2 | 1.83 | 83 | 65 | 210692093
AMERICAN STANDARD | 4A6V8X36A1 | 4PX*BU36BS3 | S8V2B080M4PCA | 34200 | 31200 | 18 | 11.7 | 8.2 | 1.8 | 85 | 66 | 210692091
AMERICAN STANDARD | 4A6V8X36A1 | 4PX*BU36BS3 | S8V2B060M4PCA | 34200 | 31200 | 18 | 11.7 | 8.2 | 1.8 | 85 | 66 | 210692089
AMERICAN STANDARD | 4A6V0X48A1 | 4PX*DU60BS3 | S8V2C080M5PCA | 45000 | 41000 | 19 | 11.7 | 8.2 | 1.75 | 86 | 66 | 210692065
AMERICAN STANDARD | 4A6V0X60A1 | 4TXCD010DS3 | S8V2D120M5PCA | 54000 | 52000 | 19 | 11.7 | 8.2 | 1.83 | 95 | 76 | 210692079
AMERICAN STANDARD | 4A6V0X60A1 | 4PX*DU60BS3 | S8V2D120M5PCA | 54000 | 52000 | 19 | 11.7 | 8.2 | 1.83 | 95 | 76 | 210692076
AMERICAN STANDARD | 4A6V0X48A1 | 4PX*DU48BS3 | S8V2D120M5PCA | 46000 | 43000 | 19.5 | 11.5 | 8.2 | 1.77 | 86 | 66 | 210692064
AMERICAN STANDARD | 4A6V0X48A1 | 4TXCC007DS3 | S8V2C100M5PCA | 45500 | 43000 | 19 | 11.2 | 8.2 | 1.75 | 86 | 66 | 210692070
AMERICAN STANDARD | 4A6V0X48A1 | 4TXCD008DS3 | S8V2D120M5PCA | 46000 | 43000 | 19.5 | 11.5 | 8.2 | 1.77 | 86 | 66 | 210692071
AMERICAN STANDARD | 4A6V0X48A1 | 4TXCD010DS3 | S8V2C080M5PCA | 45000 | 41000 | 19 | 11.7 | 8.2 | 1.75 | 86 | 66 | 210692072
AMERICAN STANDARD | 4A6V0X48A1 | 4TXCB006DS3 | S8V2B060M4PCA | 45500 | 43000 | 19 | 11.2 | 8.2 | 1.75 | 86 | 67 | 210692067
AMERICAN STANDARD | 4A6V0X48A1 | 4TXCB006DS3 | S8V2B080M4PCA | 45500 | 43000 | 19 | 11.2 | 8.2 | 1.75 | 86 | 67 | 210692066
AMERICAN STANDARD | 4A6V0X48A1 | 4PX*CU48BS3 | S8V2C100M5PCA | 45500 | 43000 | 19 | 11.2 | 8.2 | 1.75 | 86 | 66 | 210692062
AMERICAN STANDARD | 4A6V0X48A1 | 4PX*BU48BS3 | S8V2B080M4PCA | 45500 | 43000 | 19 | 11.2 | 8.2 | 1.75 | 86 | 67 | 210692058
AMERICAN STANDARD | 4A6V0X36A1 | 4PX*CU42BS3 | S8V2C100M5PCA | 35400 | 32600 | 20 | 12.5 | 8.5 | 1.8 | 83 | 63 | 210692048
AMERICAN STANDARD | 4A6V0X48A1 | 4PX*BU48BS3 | S8V2B060M4PCA | 45500 | 43000 | 19 | 11.2 | 8.2 | 1.75 | 86 | 67 | 210692057
AMERICAN STANDARD | 4A6V0X36A1 | 4TXCC005DS3 | S8V2C080M5PCA | 34000 | 31400 | 19.5 | 12 | 8.5 | 1.79 | 84 | 65 | 210692056
AMERICAN STANDARD | 4A6V0X36A1 | 4PX*BU42BS3 | S8V2B080M4PCA | 35600 | 32800 | 20 | 12.5 | 8.5 | 1.8 | 84 | 63 | 210692041
AMERICAN STANDARD | 4A6V0X36A1 | 4TXCC005DS3 | S8V2C100M5PCA | 34400 | 31400 | 19.5 | 12 | 8.5 | 1.78 | 85 | 65 | 210692055
AMERICAN STANDARD | 4A6L5036N1 | 4PX*CU48BS3 | L8V1C100U5VSA | 35400 | 32400 | 15.2 | 12 | 8.1 | 2.04 | 62 | 46 | 210796319
AMERICAN STANDARD | 4A6L5036N1 | 4PX*CU42BS3 | L8V1C100U5VSA | 35400 | 32800 | 15.2 | 12 | 8.1 | 2.02 | 62 | 45 | 210796318
TRANE | 4TWR6036H1 | TEM6A0C42H41+TDR |  | 34800 | 32600 | 15.2 | 12 | 8.1 | 2.2 | 67 | 52 | 7562982
AMERICAN STANDARD | 4A6H6030H1 | TEM6A0C36H31+TDR |  | 29400 | 27400 | 15.2 | 12 | 8.1 | 2.2 | 65 | 49 | 7560468
AMERICAN STANDARD | 4A6H7048A1 | TEM6A0D48H41+TDR |  | 45500 | 48000 | 16 | 12 | 8.1 | 2.1 | 65 | 50 | 7559635
TRANE | 4TWX7048E1 | 4TXCD010DS3+P0V0D000M50SC |  | 48000 | 48000 | 17 | 12.5 | 8.1 | 2.09 | 65 | 49 | 211597255
AMERICAN STANDARD | 4A6V7X48A1 | 4PX*DD60BS3 | S8V2D120M5PCB | 46000 | 44500 | 17 | 11.7 | 8.2 | 1.8 | 83 | 64 | 214639780
TRANE | 4TWV7X48A1 | 4PX*DD60BS3 | S8V2D120M5PCB | 46000 | 44500 | 17 | 11.7 | 8.2 | 1.8 | 83 | 64 | 214639779
AMERICAN STANDARD | 4A6V7X48A1 | 4PX*DD60BS3 | S8V2D120M5PDB | 46000 | 44500 | 17 | 11.7 | 8.2 | 1.8 | 83 | 64 | 214639778
TRANE | 4TWV7X48A1 | 4PX*DD60BS3 | S8V2D120M5PDB | 46000 | 44500 | 17 | 11.7 | 8.2 | 1.8 | 83 | 64 | 214639777
AMERICAN STANDARD | 4A6V7X48A1 | 4PX*CU60BS3 | S8V2C100M5PCB | 46500 | 44500 | 17 | 11.7 | 8.2 | 1.8 | 84 | 64 | 214639776
TRANE | 4TWV7X48A1 | 4PX*CU60BS3 | S8V2C100M5PCB | 46500 | 44500 | 17 | 11.7 | 8.2 | 1.8 | 84 | 64 | 214639775
AMERICAN STANDARD | 4A6V7X48A1 | 4PX*CU60BS3 | S8V2C080M5PDB | 46500 | 44500 | 17 | 11.7 | 8.2 | 1.8 | 83 | 64 | 214639774
TRANE | 4TWV7X48A1 | 4PX*CU60BS3 | S8V2C080M5PDB | 46500 | 44500 | 17 | 11.7 | 8.2 | 1.8 | 83 | 64 | 214639773
AMERICAN STANDARD | 4A6V7X48A1 | 4PX*CU60BS3 | S8V2C080M5PCB | 46500 | 44500 | 17 | 11.7 | 8.2 | 1.8 | 83 | 64 | 214639772
TRANE | 4TWV7X48A1 | 4PX*CU60BS3 | S8V2C080M5PCB | 46500 | 44500 | 17 | 11.7 | 8.2 | 1.8 | 83 | 64 | 214639771
AMERICAN STANDARD | 4A6V7X48A1 | 4PX*CU48BS3 | S8V2C080M5PDB | 45500 | 45000 | 17 | 11.5 | 8.2 | 1.8 | 83 | 64 | 214639770
TRANE | 4TWV7X48A1 | 4PX*CU48BS3 | S8V2C080M5PDB | 45500 | 45000 | 17 | 11.5 | 8.2 | 1.8 | 83 | 64 | 214639769
AMERICAN STANDARD | 4A6V7X48A1 | 4PX*CU48BS3 | S8V2C100M5PCB | 45500 | 45000 | 17 | 11.5 | 8.2 | 1.8 | 84 | 64 | 214639768
TRANE | 4TWV7X48A1 | 4PX*CU48BS3 | S8V2C100M5PCB | 45500 | 45000 | 17 | 11.5 | 8.2 | 1.8 | 84 | 64 | 214639767
AMERICAN STANDARD | 4A6V7X48A1 | 4PX*CU48BS3 | S8V2C100M5PDB | 45500 | 45000 | 17 | 11.5 | 8.2 | 1.8 | 84 | 64 | 214639766
TRANE | 4TWV7X48A1 | 4PX*CU48BS3 | S8V2C100M5PDB | 45500 | 45000 | 17 | 11.5 | 8.2 | 1.8 | 84 | 64 | 214639765
AMERICAN STANDARD | 4A6V7X48A1 | 4PX*BU48BS3 | S8V2B060M4PDB | 45500 | 45000 | 17 | 11.2 | 8.2 | 1.8 | 84 | 65 | 214639728
TRANE | 4TWV7X48A1 | 4PX*BU48BS3 | S8V2B060M4PDB | 45500 | 45000 | 17 | 11.2 | 8.2 | 1.8 | 84 | 65 | 214639727
AMERICAN STANDARD | 4A6V7X48A1 | 4PX*BU48BS3 | S8V2B080M4PDB | 45500 | 45500 | 17 | 11.2 | 8.2 | 1.8 | 83 | 64 | 214639726
TRANE | 4TWV7X48A1 | 4PX*BU48BS3 | S8V2B080M4PDB | 45500 | 45500 | 17 | 11.2 | 8.2 | 1.8 | 83 | 64 | 214639725
AMERICAN STANDARD | 4A6V7X48A1 | 4PX*BU48BS3 | S8V2B060M4PCB | 45500 | 45000 | 17 | 11.2 | 8.2 | 1.8 | 84 | 65 | 214639724
TRANE | 4TWV7X48A1 | 4PX*BU48BS3 | S8V2B060M4PCB | 45500 | 45000 | 17 | 11.2 | 8.2 | 1.8 | 84 | 65 | 214639723
AMERICAN STANDARD | 4A6V7X48A1 | 4PX*BU48BS3 | S8V2B080M4PCB | 45500 | 45500 | 17 | 11.2 | 8.2 | 1.8 | 83 | 64 | 214639722
TRANE | 4TWV7X48A1 | 4PX*BU48BS3 | S8V2B080M4PCB | 45500 | 45500 | 17 | 11.2 | 8.2 | 1.8 | 83 | 64 | 214639721
AMERICAN STANDARD | 4A6V7X36A1 | 4TXCB006DS3 | S8V2B080M4PCB | 35200 | 32600 | 17 | 12 | 8.2 | 1.8 | 82 | 64 | 214639716
TRANE | 4TWV7X36A1 | 4TXCB006DS3 | S8V2B080M4PCB | 35200 | 32600 | 17 | 12 | 8.2 | 1.8 | 82 | 64 | 214639715
AMERICAN STANDARD | 4A6V7X36A1 | 4TXCB006DS3 | S8V2B060M4PCB | 35200 | 32400 | 17 | 12 | 8.2 | 1.8 | 82 | 64 | 214639714
TRANE | 4TWV7X36A1 | 4TXCB006DS3 | S8V2B060M4PCB | 35200 | 32400 | 17 | 12 | 8.2 | 1.8 | 82 | 64 | 214639713
AMERICAN STANDARD | 4A6L9036A1 | 4PX*BU42BS3+P0V0B000M40SC+RP |  | 34800 | 33400 | 16 | 12 | 8.7 | 2.33 | 69 | 54 | 207805197
AMERICAN STANDARD | 4A6L9036A1 | 4PX*BU48BS3+P0V0A000M30SC+RP |  | 33600 | 31800 | 16.5 | 11.7 | 8.2 | 2.23 | 69 | 55 | 207805198
AMERICAN STANDARD | 4A6L9036A1 | 4PX*BU36BS3+P0V0B000M40SC+RP |  | 33800 | 33200 | 16 | 11.7 | 8.5 | 2.24 | 69 | 54 | 207805195
AMERICAN STANDARD | 4A6L9036A1 | 4PX*BU36BS3+P0V0A000M30SC+RP |  | 32800 | 32400 | 16 | 11.5 | 8.1 | 2.16 | 69 | 54 | 207805194
AMERICAN STANDARD | 4A6L9036A1 | 4PX*BU42BS3+P0V0A000M30SC+RP |  | 33600 | 32600 | 16 | 11.7 | 8.2 | 2.24 | 68 | 54 | 207805196
AMERICAN STANDARD | 4A6L9036A1 | 4PX*BD42BS3+P0V0B000M40SC+RP |  | 35200 | 33200 | 16.5 | 12 | 8.1 | 2.15 | 69 | 54 | 207805189
AMERICAN STANDARD | 4A6L9036A1 | 4TXCB004DS3+P0V0B000M40SC+RP |  | 33800 | 33200 | 16 | 11.7 | 8.5 | 2.24 | 69 | 54 | 207805201
AMERICAN STANDARD | 4A6L9036A1 | 4TXCB006DS3+P0V0A000M30SC+RP |  | 33600 | 31800 | 16.5 | 11.7 | 8.2 | 2.23 | 69 | 55 | 207805202
AMERICAN STANDARD | 4A6L9036A1 | 4TXCB006DS3+P0V0B000M40SC+RP |  | 34800 | 32600 | 16.5 | 12 | 8.5 | 2.34 | 69 | 55 | 207805203
AMERICAN STANDARD | 4A6L9048A1 | 4PX*CD60BS3+P0V0C000M50SC+RP |  | 49000 | 43500 | 19 | 12 | 8.7 | 2.25 | 72 | 58 | 207805207
AMERICAN STANDARD | 4A6L9048A1 | 4PX*CU42BS3+P0V0C000M50SC+RP |  | 48000 | 44500 | 19 | 11.7 | 9 | 2.25 | 73 | 58 | 207805209
AMERICAN STANDARD | 4A6L9048A1 | 4PX*CU48BS3+P0V0C000M50SC+RP |  | 48000 | 44000 | 19 | 11.7 | 9 | 2.31 | 73 | 58 | 207805210
AMERICAN STANDARD | 4A6L9048A1 | 4PX*CU60BS3+P0V0C000M50SC+RP |  | 49000 | 43000 | 19 | 12 | 9 | 2.32 | 73 | 59 | 207805211
AMERICAN STANDARD | 4A6L9048A1 | 4PX*DD60BS3+P0V0D000M50SC+RP |  | 48000 | 43000 | 19 | 12 | 9 | 2.3 | 73 | 58 | 207805216
AMERICAN STANDARD | 4A6L9048A1 | 4PX*DD60BS3+P0V0C000M50SC+RP |  | 46500 | 42000 | 19 | 12 | 8.7 | 2.21 | 73 | 58 | 207805217
AMERICAN STANDARD | 4A6L9048A1 | 4PX*DU48BS3+P0V0C000M50SC+RP |  | 46500 | 42500 | 19 | 12 | 8.7 | 2.24 | 73 | 58 | 207805220
AMERICAN STANDARD | 4A6L9048A1 | 4PX*DU48BS3+P0V0D000M50SC+RP |  | 48000 | 43500 | 19 | 12 | 9 | 2.32 | 73 | 58 | 207805221
AMERICAN STANDARD | 4A6L9048A1 | 4PX*DU60BS3+P0V0C000M50SC+RP |  | 47500 | 42000 | 19 | 12 | 8.7 | 2.26 | 73 | 58 | 207805222
AMERICAN STANDARD | 4A6L9048A1 | 4PX*DU60BS3+P0V0D000M50SC+RP |  | 49000 | 43000 | 19 | 12 | 9 | 2.34 | 73 | 58 | 207805223
AMERICAN STANDARD | 4A6L9048A1 | 4TXCC007DS3+P0V0C000M50SC+RP |  | 48000 | 44000 | 19 | 11.7 | 9 | 2.29 | 72 | 58 | 207805225
AMERICAN STANDARD | 4A6L9048A1 | 4TXCC009DS3+P0V0C000M50SC+RP |  | 49000 | 43000 | 19 | 12 | 9 | 2.32 | 73 | 59 | 207805226
AMERICAN STANDARD | 4A6L9048A1 | 4TXCD008DS3+P0V0C000M50SC+RP |  | 46500 | 42500 | 19 | 12 | 8.7 | 2.24 | 73 | 58 | 207805227
AMERICAN STANDARD | 4A6L9048A1 | 4TXCD008DS3+P0V0D000M50SC+RP |  | 48000 | 43500 | 19 | 12 | 9 | 2.32 | 74 | 58 | 207805228
AMERICAN STANDARD | 4A6L9048A1 | 4TXCD010DS3+P0V0C000M50SC+RP |  | 47500 | 42000 | 19 | 12 | 8.7 | 2.26 | 73 | 58 | 207805229
AMERICAN STANDARD | 4A6L9048A1 | 4TXCD010DS3+P0V0D000M50SC+RP |  | 49000 | 43000 | 19 | 12 | 9 | 2.34 | 73 | 58 | 207805230
AMERICAN STANDARD | 4A6L9060A1 | 4PX*CD60BS3+P0V0C000M50SC+RP |  | 59000 | 53500 | 19 | 10 | 8.5 | 2.14 | 71 | 58 | 207805231
AMERICAN STANDARD | 4A6L9060A1 | 4PX*CU60BS3+P0V0C000M50SC+RP |  | 59000 | 53500 | 19 | 10 | 8.7 | 2.19 | 71 | 58 | 207805233
AMERICAN STANDARD | 4A6L9048A1 | 4TXCC007DS3 | S8V2C100M5PDA+RP | 47500 | 44000 | 19 | 11.2 | 9 | 2.27 | 73 | 59 | 212944956
AMERICAN STANDARD | 4A6L9048A1 | 4TXCC009DS3 | S8V2C080M5PDA+RP | 48500 | 43000 | 19 | 11.7 | 8.7 | 2.28 | 74 | 59 | 212944957
AMERICAN STANDARD | 4A6L9048A1 | 4TXCC009DS3 | S8V2C100M5PDA+RP | 48500 | 43500 | 19 | 11.7 | 8.7 | 2.26 | 74 | 59 | 212944958
AMERICAN STANDARD | 4A6L9048A1 | 4TXCD008DS3 | S8V2D120M5PDA+RP | 48000 | 44000 | 19 | 11.7 | 9 | 2.27 | 73 | 59 | 212944959
AMERICAN STANDARD | 4A6L9048A1 | 4TXCD010DS3 | S8V2D120M5PDA+RP | 49000 | 43500 | 19 | 11.7 | 9 | 2.29 | 73 | 59 | 212944960
AMERICAN STANDARD | 4A6L9048A1 | 4TXCD010DS3 | S8V2C080M5PDA+RP | 47000 | 42000 | 19 | 11.7 | 8.7 | 2.22 | 73 | 59 | 212944961
AMERICAN STANDARD | 4A6L9060A1 | 4PX*CD60BS3 | S8V2C080M5PDA+RP | 58000 | 53500 | 19 | 10 | 8.5 | 2.08 | 72 | 59 | 212944962
AMERICAN STANDARD | 4A6L9060A1 | 4PX*CD60BS3 | S8V2C100M5PDA+RP | 58000 | 53500 | 19 | 10 | 8.5 | 2.06 | 72 | 59 | 212944963
AMERICAN STANDARD | 4A6L9060A1 | 4PX*CU48BS3 | S8V2C080M5PDA+RP | 56500 | 54000 | 19 | 10 | 8.7 | 2.12 | 72 | 59 | 212944964
AMERICAN STANDARD | 4A6L9060A1 | 4PX*CU48BS3 | S8V2C100M5PDA+RP | 56500 | 54000 | 19 | 10 | 8.7 | 2.11 | 72 | 59 | 212944965
AMERICAN STANDARD | 4A6L9060A1 | 4PX*CU60BS3 | S8V2C080M5PDA+RP | 58000 | 53500 | 19 | 10 | 8.7 | 2.14 | 72 | 59 | 212944966
AMERICAN STANDARD | 4A6L9060A1 | 4PX*CU60BS3 | S8V2C100M5PDA+RP | 58000 | 53500 | 19 | 10 | 8.7 | 2.11 | 72 | 59 | 212944967
AMERICAN STANDARD | 4A6L9060A1 | 4PX*DD60BS3 | S8V2C080M5PDA+RP | 55000 | 52000 | 19 | 10 | 8.2 | 2.05 | 72 | 58 | 212944968
AMERICAN STANDARD | 4A6L9060A1 | 4PX*DD60BS3 | S8V2C100M5PDA+RP | 55000 | 52000 | 19 | 10 | 8.2 | 2.02 | 72 | 58 | 212944969
AMERICAN STANDARD | 4A6L9060A1 | 4PX*DD60BS3 | S8V2D120M5PDA+RP | 57000 | 53500 | 19 | 10 | 8.7 | 2.09 | 72 | 59 | 212944970
AMERICAN STANDARD | 4A6L9060A1 | 4PX*DU60BS3 | S8V2C080M5PDA+RP | 56500 | 51500 | 19 | 10 | 8.2 | 2.09 | 73 | 59 | 212944971
AMERICAN STANDARD | 4A6L9060A1 | 4PX*DU60BS3 | S8V2C100M5PDA+RP | 56500 | 52000 | 19 | 10 | 8.2 | 2.06 | 72 | 59 | 212944972
AMERICAN STANDARD | 4A6L9060A1 | 4PX*DU60BS3 | S8V2D120M5PDA+RP | 58500 | 53500 | 19 | 10 | 8.7 | 2.13 | 72 | 59 | 212944973
AMERICAN STANDARD | 4A6L9060A1 | 4TXCC007DS3 | S8V2C080M5PDA+RP | 56500 | 54000 | 19 | 10 | 8.7 | 2.13 | 72 | 59 | 212944974
AMERICAN STANDARD | 4A6L9060A1 | 4TXCC007DS3 | S8V2C100M5PDA+RP | 56500 | 54000 | 19 | 10 | 8.7 | 2.1 | 72 | 59 | 212944975
AMERICAN STANDARD | 4A6L9060A1 | 4TXCC009DS3 | S8V2C080M5PDA+RP | 58000 | 53500 | 19 | 10 | 8.7 | 2.13 | 72 | 59 | 212944976
AMERICAN STANDARD | 4A6L9060A1 | 4TXCC009DS3 | S8V2C100M5PDA+RP | 58000 | 53500 | 19 | 10 | 8.7 | 2.12 | 72 | 59 | 212944977
AMERICAN STANDARD | 4A6L9060A1 | 4TXCD008DS3 | S8V2C080M5PDA+RP | 55000 | 52500 | 19 | 10 | 8.5 | 2.09 | 72 | 59 | 212944978
AMERICAN STANDARD | 4A6L9060A1 | 4TXCD008DS3 | S8V2D120M5PDA+RP | 57000 | 54500 | 19 | 10 | 8.7 | 2.13 | 72 | 58 | 212944979
AMERICAN STANDARD | 4A6L9060A1 | 4TXCD008DS3 | S8V2C100M5PDA+RP | 55000 | 52500 | 19 | 10 | 8.5 | 2.06 | 72 | 59 | 212944980
AMERICAN STANDARD | 4A6L9060A1 | 4TXCD010DS3 | S8V2C100M5PDA+RP | 56500 | 52000 | 19 | 10 | 8.2 | 2.06 | 72 | 58 | 212944981
AMERICAN STANDARD | 4A6L9060A1 | 4TXCD010DS3 | S8V2C080M5PDA+RP | 56500 | 51500 | 19 | 10 | 8.2 | 2.09 | 73 | 59 | 212944982
AMERICAN STANDARD | 4A6L9060A1 | 4TXCD010DS3 | S8V2D120M5PDA+RP | 58500 | 53500 | 19 | 10 | 8.7 | 2.13 | 72 | 59 | 212944983
TRANE | 4TWL9024A1 | 4PX*BD30BS3 | S8V2A040M3PDA+RP | 22400 | 20600 | 17 | 12 | 8.5 | 2.2 | 67 | 52 | 212944985
TRANE | 4TWL9024A1 | 4PX*BU24BS3 | S8V2A040M3PDA+RP | 21800 | 21000 | 16.5 | 11.5 | 8.1 | 1.98 | 66 | 51 | 212944988
TRANE | 4TWL9024A1 | 4PX*BU30BS3 | S8V2A040M3PDA+RP | 22600 | 20600 | 17 | 12 | 8.7 | 2.26 | 67 | 52 | 212944990
TRANE | 4TWL9024A1 | 4PX*BU42BS3 | S8V2A040M3PDA+RP | 23200 | 19800 | 17.5 | 12.5 | 8.5 | 2.29 | 68 | 53 | 212944991
TRANE | 4TWL9024A1 | 4TXCB003DS3 | S8V2A040M3PDA+RP | 22600 | 20600 | 17 | 12 | 8.7 | 2.27 | 67 | 52 | 212944992
TRANE | 4TWL9048A1 | 4PX*DD60BS3 | S8V2C100M5PDA+RP | 46000 | 42000 | 19 | 11.5 | 8.5 | 2.17 | 74 | 59 | 212944994
TRANE | 4TWL9048A1 | 4PX*DU48BS3 | S8V2C100M5PDA+RP | 46000 | 42500 | 19 | 11.5 | 8.7 | 2.19 | 74 | 59 | 212944995
TRANE | 4TWL9048A1 | 4PX*DU48BS3 | S8V2C080M5PDA+RP | 46000 | 42500 | 19 | 11.7 | 8.7 | 2.2 | 73 | 59 | 212944996
TRANE | 4TWL9048A1 | 4PX*DU60BS3 | S8V2C100M5PDA+RP | 47000 | 42000 | 19 | 11.7 | 8.7 | 2.21 | 73 | 59 | 212944997
TRANE | 4TWL9048A1 | 4TXCD008DS3 | S8V2C100M5PDA+RP | 46000 | 42500 | 19 | 11.5 | 8.7 | 2.19 | 74 | 59 | 212944998
TRANE | 4TWL9048A1 | 4TXCD008DS3 | S8V2C080M5PDA+RP | 46000 | 42500 | 19 | 11.7 | 8.7 | 2.2 | 73 | 59 | 212944999
TRANE | 4TWL9048A1 | 4TXCD010DS3 | S8V2C100M5PDA+RP | 47000 | 42000 | 19 | 11.7 | 8.7 | 2.2 | 74 | 59 | 212945000
AMERICAN STANDARD | 4A6L9024A1 | 4PX*BD30BS3 | S8V2A040M3PDA+RP | 22400 | 20600 | 17 | 12 | 8.5 | 2.2 | 67 | 52 | 212945002
AMERICAN STANDARD | 4A6L9024A1 | 4PX*BU24BS3 | S8V2A040M3PDA+RP | 21800 | 21000 | 16.5 | 11.5 | 8.1 | 1.98 | 66 | 51 | 212945005
AMERICAN STANDARD | 4A6L9024A1 | 4PX*BU30BS3 | S8V2A040M3PDA+RP | 22600 | 20600 | 17 | 12 | 8.7 | 2.26 | 67 | 52 | 212945007
AMERICAN STANDARD | 4A6L9024A1 | 4PX*BU42BS3 | S8V2A040M3PDA+RP | 23200 | 19800 | 17.5 | 12.5 | 8.5 | 2.29 | 68 | 53 | 212945008
AMERICAN STANDARD | 4A6L9024A1 | 4TXCB003DS3 | S8V2A040M3PDA+RP | 22600 | 20600 | 17 | 12 | 8.7 | 2.27 | 67 | 52 | 212945009
AMERICAN STANDARD | 4A6L9048A1 | 4PX*DD60BS3 | S8V2C100M5PDA+RP | 46000 | 42000 | 19 | 11.5 | 8.5 | 2.17 | 74 | 59 | 212945011
AMERICAN STANDARD | 4A6L9048A1 | 4PX*DU48BS3 | S8V2C100M5PDA+RP | 46000 | 42500 | 19 | 11.5 | 8.7 | 2.19 | 74 | 59 | 212945012
AMERICAN STANDARD | 4A6L9048A1 | 4PX*DU48BS3 | S8V2C080M5PDA+RP | 46000 | 42500 | 19 | 11.7 | 8.7 | 2.2 | 73 | 59 | 212945013
AMERICAN STANDARD | 4A6L9048A1 | 4PX*DU60BS3 | S8V2C100M5PDA+RP | 47000 | 42000 | 19 | 11.7 | 8.7 | 2.21 | 73 | 59 | 212945014
AMERICAN STANDARD | 4A6L9048A1 | 4TXCD008DS3 | S8V2C100M5PDA+RP | 46000 | 42500 | 19 | 11.5 | 8.7 | 2.19 | 74 | 59 | 212945015
AMERICAN STANDARD | 4A6L9048A1 | 4TXCD008DS3 | S8V2C080M5PDA+RP | 46000 | 42500 | 19 | 11.7 | 8.7 | 2.2 | 73 | 59 | 212945016
AMERICAN STANDARD | 4A6L9048A1 | 4TXCD010DS3 | S8V2C100M5PDA+RP | 47000 | 42000 | 19 | 11.7 | 8.7 | 2.2 | 74 | 59 | 212945017
AMERICAN STANDARD | 4A6L9036A1 | 4PX*BU48BS3+P0V0B000M40SC+RP |  | 34800 | 32600 | 16.5 | 12 | 8.7 | 2.33 | 69 | 55 | 207805199
AMERICAN STANDARD | 4A6L9036A1 | 4TXCB004DS3+P0V0A000M30SC+RP |  | 32800 | 32400 | 16 | 11.5 | 8.1 | 2.16 | 69 | 54 | 207805200
TRANE | 4TWL9036A1 | 4TXCC009DS3 | *UD2C080ACV4 | 37600 | 33000 | 18 | 12 | 8.7 | 2.34 | 70 | 55 | 201921850
TRANE | 4TWL9036A1 | 4TXCC007DS3 | *UD2C100ACV5 | 37200 | 33800 | 17.5 | 11.5 | 8.7 | 2.31 | 70 | 55 | 201921839
TRANE | 4TWL9024A1 | 4TXCB003DS3 | *UHMB080ACV3 | 23600 | 21200 | 18 | 12.5 | 9 | 2.36 | 67 | 51 | 201921636
TRANE | 4TWL9024A1 | 4TXCB003DS3 | *UHMB060ACV3 | 23600 | 21200 | 18 | 12 | 9 | 2.36 | 67 | 52 | 201921635
AMERICAN STANDARD | 4A6H6042H1 | TEM8A0D60V51+TDR |  | 39000 | 38000 | 15.2 | 12 | 8.1 | 2.2 | 65 | 50 | 211220329
AMERICAN STANDARD | 4A6L6036A1 | 4PX*CD36BS3 | *DD2C100A9V5 | 35400 | 33800 | 15.2 | 12 | 8.1 | 2 | 64 | 50 | 10602353
TRANE | 4TWR6036H1 | TEM4A0C42S41+TDR |  | 35800 | 33600 | 15.2 | 12 | 8.1 | 2.2 | 66 | 51 | 8939543
TRANE | 4TWX6036H1 | TEM4A0C42S41+TDR |  | 35800 | 33600 | 15.2 | 12 | 8.1 | 2.2 | 66 | 51 | 8939542
TRANE | 4TWX6048H1 | TEM6A0D60H51+TDR |  | 44500 | 44000 | 15.2 | 12 | 8.1 | 2.2 | 65 | 50 | 7565424
TRANE | 4TWX6042H1 | TEM6A0D48H41+TDR |  | 40000 | 39000 | 15.2 | 12 | 8.1 | 2.2 | 64 | 49 | 7565113
TRANE | 4TWX6036H1 | TEM6A0C42H41+TDR |  | 34800 | 32600 | 15.2 | 12 | 8.1 | 2.2 | 67 | 52 | 7564820
TRANE | 4TWX6030H1 | TEM6A0C36H31+TDR |  | 29400 | 27400 | 15.2 | 12 | 8.1 | 2.2 | 65 | 49 | 7564275
TRANE | 4TWR6048H1 | TEM6A0D60H51+TDR |  | 44500 | 44000 | 15.2 | 12 | 8.1 | 2.2 | 65 | 50 | 7563628
TRANE | 4TWR6042H1 | TEM6A0D48H41+TDR |  | 40000 | 39000 | 15.2 | 12 | 8.1 | 2.2 | 64 | 49 | 7563303
AMERICAN STANDARD | 4A6H6036H1 | TEM6A0C42H41+TDR |  | 34800 | 32600 | 15.2 | 12 | 8.1 | 2.2 | 67 | 52 | 7561113
AMERICAN STANDARD | 4A6H6048H1 | TEM6A0D60H51+TDR |  | 44500 | 44000 | 15.2 | 12 | 8.1 | 2.2 | 65 | 50 | 7561720
AMERICAN STANDARD | 4A6H6042H1 | TEM6A0D48H41+TDR |  | 40000 | 39000 | 15.2 | 12 | 8.1 | 2.2 | 64 | 49 | 7561406
TRANE | 4TWR6030H1 | TEM6A0C36H31+TDR |  | 29400 | 27400 | 15.2 | 12 | 8.1 | 2.2 | 65 | 49 | 7562381
TRANE | 4TWR6030H1 | TAMXB0B30V31 |  | 29000 | 27600 | 15.2 | 12 | 8.1 | 2.15 | 64 | 49 | 211220867
TRANE | 4TWR6030H1 | TEM4B0C37M31+TDR |  | 29600 | 27400 | 15.2 | 12 | 8.1 | 2.18 | 65 | 49 | 211220870
TRANE | 4TWR6030H1 | TEM6A0C42H41+TDR |  | 29400 | 27400 | 15.2 | 12 | 8.1 | 2.21 | 65 | 49 | 211220871
TRANE | 4TWR6030H1 | TEM6B0C60H51+TDR |  | 29800 | 27000 | 15.2 | 12 | 8.1 | 2.24 | 65 | 50 | 211220872
TRANE | 4TWR6030H1 | TEM8A0C42V41+TDR |  | 29000 | 27400 | 15.2 | 12 | 8.1 | 2.21 | 64 | 49 | 211220874
TRANE | 4TWR6030H1 | TEM8B0C60V51+TDR |  | 30200 | 27200 | 15.2 | 12 | 8.1 | 2.25 | 65 | 49 | 211220875
AMERICAN STANDARD | 4A6L9024A1 | 4PX*BD30BS3+P0V0A000M30SC+RP |  | 21600 | 20000 | 16 | 12 | 8.1 | 2.18 | 67 | 53 | 207805180
AMERICAN STANDARD | 4A6L9024A1 | 4PX*BU30BS3+P0V0A000M30SC+RP |  | 21800 | 19800 | 15.5 | 12 | 8.1 | 2.24 | 67 | 53 | 207805182
AMERICAN STANDARD | 4A6L9024A1 | 4TXCB003DS3+P0V0A000M30SC+RP |  | 21800 | 19800 | 15.5 | 12 | 8.1 | 2.24 | 67 | 53 | 207805184
AMERICAN STANDARD | 4A6L9036A1 | 4PX*BD36BS3+P0V0B000M40SC+RP |  | 33800 | 33800 | 16.5 | 11.7 | 8.1 | 2.12 | 68 | 54 | 207805186
AMERICAN STANDARD | 4A6V7X60A1 | TEM8B0C60V51+TDR+LRP |  | 54000 | 52000 | 17.1 | 12 | 8.5 | 1.8 | 93 | 73 | 214671759
TRANE | 4TWV7X60A1 | TEM8B0C60V51+TDR+LRP |  | 54000 | 52000 | 17.1 | 12 | 8.5 | 1.8 | 93 | 73 | 214671756
AMERICAN STANDARD | 4A6V7X60A1 | TEM8A0C48V41+TDR+LRP |  | 54000 | 52000 | 17.1 | 12 | 8.5 | 1.8 | 93 | 73 | 214671752
TRANE | 4TWV7X60A1 | TEM8A0C48V41+TDR+LRP |  | 54000 | 52000 | 17.1 | 12 | 8.5 | 1.8 | 93 | 73 | 214671749
AMERICAN STANDARD | 4A6V7X48A1 | TEM8B0C60V51+TDR+LRP |  | 47000 | 44000 | 17.1 | 12 | 8.5 | 1.9 | 83 | 65 | 214671746
TRANE | 4TWV7X48A1 | TEM8B0C60V51+TDR+LRP |  | 47000 | 44000 | 17.1 | 12 | 8.5 | 1.9 | 83 | 65 | 214671744
AMERICAN STANDARD | 4A6V7X48A1 | TEM8A0C48V41+TDR+LRP |  | 47000 | 44000 | 17.1 | 12 | 8.5 | 1.9 | 83 | 65 | 214671741
TRANE | 4TWV7X48A1 | TEM8A0C48V41+TDR+LRP |  | 47000 | 44000 | 17.1 | 12 | 8.5 | 1.9 | 83 | 65 | 214671738
AMERICAN STANDARD | 4A6V7X48A1 | TEM8A0C42V41+TDR+LRP |  | 44500 | 45000 | 17.1 | 11.5 | 8.5 | 1.9 | 81 | 64 | 214671736
TRANE | 4TWV7X48A1 | TEM8A0C42V41+TDR+LRP |  | 44500 | 45000 | 17.1 | 11.5 | 8.5 | 1.9 | 81 | 64 | 214671733
AMERICAN STANDARD | 4A6V7X36A1 | TEM8A0C42V41+TDR+LRP |  | 34800 | 32400 | 17.1 | 12 | 8.5 | 1.9 | 81 | 63 | 214671730
TRANE | 4TWV7X36A1 | TEM8A0C42V41+TDR+LRP |  | 34800 | 32400 | 17.1 | 12 | 8.5 | 1.9 | 81 | 63 | 214671728
AMERICAN STANDARD | 4A6V7X36A1 | TEM8A0C36V31+TDR+LRP |  | 34800 | 32400 | 17.1 | 12 | 8.5 | 1.9 | 81 | 63 | 214671725
TRANE | 4TWV7X36A1 | TEM8A0C36V31+TDR+LRP |  | 34800 | 32400 | 17.1 | 12 | 8.5 | 1.9 | 81 | 63 | 214671722
AMERICAN STANDARD | 4A6V7X36A1 | TEM8A0B30V31+TDR+LRP |  | 33600 | 33400 | 17.1 | 11.5 | 8.5 | 1.8 | 80 | 62 | 214671719
TRANE | 4TWV7X36A1 | TEM8A0B30V31+TDR+LRP |  | 33600 | 33400 | 17.1 | 11.5 | 8.5 | 1.8 | 80 | 62 | 214671715
AMERICAN STANDARD | 4A6V7X24A1 | TEM8A0B30V31+TDR+LRP |  | 23800 | 22000 | 17.1 | 12 | 8.5 | 1.9 | 80 | 60 | 214671713
TRANE | 4TWV7X24A1 | TEM8A0B30V31+TDR+LRP |  | 23800 | 22000 | 17.1 | 12 | 8.5 | 1.9 | 80 | 60 | 214671712
AMERICAN STANDARD | 4A6V7X24A1 | TEM8A0B24V21+TDR+LRP |  | 23600 | 22000 | 17.1 | 12 | 8.5 | 1.9 | 80 | 60 | 214671711
TRANE | 4TWV7X24A1 | TEM8A0B24V21+TDR+LRP |  | 23600 | 22000 | 17.1 | 12 | 8.5 | 1.9 | 80 | 60 | 214671709
TRANE | 4TWV7X48A1 | 4TXCC007DS3 | S8V2C080M5PCA | 45500 | 43500 | 17.1 | 11.5 | 8.2 | 1.8 | 86 | 66 | 214660538
AMERICAN STANDARD | 4A6V7X48A1 | 4TXCC007DS3 | S8V2C100M5PCB | 45500 | 45000 | 17 | 11.5 | 8.2 | 1.8 | 84 | 64 | 214660537
TRANE | 4TWV7X48A1 | 4TXCC007DS3 | S8V2C100M5PCB | 45500 | 45000 | 17 | 11.5 | 8.2 | 1.8 | 84 | 64 | 214660536
AMERICAN STANDARD | 4A6V7X36A1 | 4TXCB006DS3 | S8V2B060M4PDB | 35200 | 32400 | 17 | 12 | 8.2 | 1.8 | 82 | 64 | 214660535
TRANE | 4TWV7X36A1 | 4TXCB006DS3 | S8V2B060M4PDB | 35200 | 32400 | 17 | 12 | 8.2 | 1.8 | 82 | 64 | 214660534
AMERICAN STANDARD | 4A6V0X36A1 | 4TXCC009DS3 | *UD2C080ACV4 | 36000 | 34200 | 20.5 | 12.7 | 8.7 | 1.9 | 82 | 63 | 214655474
TRANE | 4TWV0X36A1 | 4TXCC009DS3 | *UD2C080ACV4 | 36000 | 34200 | 20.5 | 12.7 | 8.7 | 1.9 | 82 | 63 | 214655473
AMERISTAR | A4HP5024D1 | A4AH6V24A1B3+TSTAT |  | 23200 | 22800 | 15.2 | 12 | 8.1 | 2.1 | 65 | 50 | 214640124
RUNTRU | A4HP5024D1 | A4AH6V24A1B3+TSTAT |  | 23200 | 22800 | 15.2 | 12 | 8.1 | 2.1 | 65 | 50 | 214640123
AMERICAN STANDARD | 4A6V8X48A1 | 4TXCD010DS3 | S9V2C100U5PSC+RP | 45500 | 43000 | 18 | 12 | 8.5 | 1.8 | 83 | 64 | 214640080
TRANE | 4TWV8X48A1 | 4TXCD010DS3 | S9V2C100U5PSC+RP | 45500 | 43000 | 18 | 12 | 8.5 | 1.8 | 83 | 64 | 214640079
TRANE | 4TWL6042A1 | 4TXCD010DS3+P0V0D000M50SC |  | 42000 | 38500 | 15.2 | 12 | 8.1 | 2.2 | 67 | 53 | 207821624
TRANE | 4TWL6042A1 | 4TXCD008DS3+P0V0D000M50SC |  | 42000 | 39000 | 15.2 | 12 | 8.1 | 2.2 | 67 | 53 | 207821623
TRANE | 4TWL6042A1 | 4TXCC009DS3+P0V0C000M50SC |  | 42000 | 38500 | 15.2 | 12 | 8.1 | 2.2 | 68 | 53 | 207821622
TRANE | 4TWL6036A1 | 4TXCC007DS3+P0V0C000M50SC |  | 37200 | 33600 | 15.2 | 12 | 8.1 | 2.1 | 64 | 49 | 207821618
TRANE | 4TWL6036A1 | 4TXCC005DS3+P0V0C000M50SC |  | 36000 | 32400 | 15.2 | 12 | 8.1 | 2.1 | 66 | 52 | 207821617
TRANE | 4TWL6036A1 | 4TXCB006DS3+P0V0B000M40SC |  | 36400 | 33000 | 15.2 | 12 | 8.1 | 2.1 | 65 | 50 | 207821616
TRANE | 4TWL6030A1 | 4TXCB006DS3+P0V0B000M40SC |  | 30400 | 27600 | 15.2 | 12 | 8.1 | 2 | 66 | 50 | 207821615
AMERICAN STANDARD | 4A6L6042A1 | 4TXCD010DS3+P0V0D000M50SC |  | 42000 | 38500 | 15.2 | 12 | 8.1 | 2.2 | 67 | 53 | 207821539
AMERICAN STANDARD | 4A6L6042A1 | 4TXCD008DS3+P0V0D000M50SC |  | 42000 | 39000 | 15.2 | 12 | 8.1 | 2.2 | 67 | 53 | 207821538
AMERICAN STANDARD | 4A6L6042A1 | 4TXCC009DS3+P0V0C000M50SC |  | 42000 | 38500 | 15.2 | 12 | 8.1 | 2.2 | 68 | 53 | 207821537
TRANE | 4TWR6042H1 | TEM8A0D60V51+TDR |  | 39000 | 38000 | 15.2 | 12 | 8.1 | 2.2 | 65 | 50 | 211221344
TRANE | 4TWV8X36A1 | 4TXCB004DS3 | *UHMB060ACV3 | 34000 | 31000 | 18 | 11.7 | 8.2 | 1.82 | 84 | 66 | 207526281
TRANE | 4TWV8X36A1 | 4TXCB004DS3 | *UHMB080ACV3 | 34000 | 29000 | 18 | 11.7 | 8.2 | 1.81 | 89 | 70 | 207526280
TRANE | 4TWV8X36A1 | 4TXCB004DS3 | *UD2B080ACV3 | 33800 | 31000 | 18 | 11.5 | 8.1 | 1.83 | 83 | 66 | 207526279
TRANE | 4TWV8X24A1 | 4TXCB004DS3 | *UHMB060ACV3 | 23800 | 18100 | 18 | 12.5 | 8.5 | 1.8 | 93 | 70 | 207526278
TRANE | 4TWV8X48A1 | 4PX*DU60BS3 | *UHMD120ACV5 | 46500 | 43000 | 18 | 12 | 8.5 | 1.87 | 85 | 66 | 207526274
TRANE | 4TWV8X48A1 | 4PX*DU60BS3 | *UD2D120ACV5 | 46500 | 43500 | 18 | 11.7 | 8.5 | 1.84 | 85 | 65 | 207526273
TRANE | 4TWV8X48A1 | 4PX*CU60BS3 | *UHMC100ACV4 | 46500 | 43500 | 18 | 12 | 8.5 | 2 | 84 | 67 | 207526271
TRANE | 4TWV8X48A1 | 4PX*CU60BS3 | *UD2C080ACV4 | 46500 | 43000 | 18 | 11.7 | 8.5 | 1.87 | 85 | 67 | 207526270
TRANE | 4TWV8X48A1 | 4PX*CU60BS3 | *UD2C100ACV5 | 47000 | 43500 | 18 | 11.7 | 8.5 | 1.84 | 86 | 67 | 207526269
TRANE | 4TWV8X48A1 | 4PX*CU48BS3 | *UD2C080ACV4 | 45500 | 43500 | 18 | 11.7 | 8.5 | 1.84 | 86 | 67 | 207526267
TRANE | 4TWV8X48A1 | 4PX*CU48BS3 | *UHMC100ACV4 | 45500 | 44000 | 18 | 11.7 | 8.5 | 1.9 | 84 | 67 | 207526266
TRANE | 4TWV8X48A1 | 4PX*CU48BS3 | *UD2C100ACV5 | 46000 | 44000 | 18 | 11.2 | 8.5 | 1.81 | 86 | 67 | 207526265
TRANE | 4TWV8X36A1 | 4PX*CU48BS3 | *UD2C100ACV5 | 35400 | 31600 | 18 | 12 | 8.5 | 1.86 | 84 | 65 | 207526260
TRANE | 4TWV8X36A1 | 4PX*CU48BS3 | *UD2C080ACV4 | 35200 | 31400 | 18 | 12 | 8.5 | 1.87 | 83 | 64 | 207526257
TRANE | 4TWV8X36A1 | 4PX*CU36BS3 | *UD2C100ACV5 | 34200 | 31000 | 18 | 11.7 | 8.2 | 1.82 | 84 | 65 | 207526256
TRANE | 4TWV8X36A1 | 4PX*CU36BS3 | *UD2C080ACV4 | 34200 | 30800 | 18 | 12 | 8.2 | 1.83 | 83 | 65 | 207526255
TRANE | 4TWV8X36A1 | 4PX*CU36BS3 | *UHMC100ACV4 | 34200 | 30800 | 18 | 12 | 8.2 | 1.8 | 84 | 66 | 207526253
TRANE | 4TWV8X36A1 | 4PX*BU36BS3 | *UHMB060ACV3 | 34000 | 31000 | 18 | 11.7 | 8.2 | 1.82 | 84 | 66 | 207526244
TRANE | 4TWV8X36A1 | 4PX*BU36BS3 | *UD2B080ACV3 | 33800 | 31000 | 18 | 11.5 | 8.1 | 1.82 | 83 | 66 | 207526243
TRANE | 4TWV8X36A1 | 4PX*BU36BS3 | *UD2B060ACV3 | 34000 | 31000 | 18 | 11.5 | 8.2 | 1.83 | 83 | 66 | 207526242
TRANE | 4TWV8X36A1 | 4PX*BU36BS3 | *UHMB080ACV3 | 34000 | 31000 | 18 | 11.7 | 8.2 | 1.8 | 84 | 66 | 207526241
TRANE | 4TWV8X24A1 | 4PX*BU36BS3 | *UHMB080ACV3 | 23800 | 20200 | 18 | 12.5 | 8.5 | 1.91 | 83 | 63 | 207526234
TRANE | 4TWV8X24A1 | 4PX*BU36BS3 | *UHMB060ACV3 | 23800 | 20200 | 18 | 12.5 | 8.5 | 1.8 | 83 | 63 | 207526233
TRANE | 4TWV8X24A1 | 4TXFH024CZ3 | *DD2B060ACV3 | 23400 | 20000 | 18 | 12.5 | 8.5 | 1.87 | 84 | 64 | 207526219
TRANE | 4TWV8X24A1 | 4TXFH024CZ3 | *UHMB060ACV3 | 23200 | 20000 | 18 | 12.5 | 8.2 | 1.8 | 83 | 64 | 207526218
TRANE | 4TWV8X36A1 | 4TXCB004DS3 | *DD2B080ACV3 | 32000 | 30400 | 18 | 11 | 8.2 | 1.77 | 84 | 66 | 211596933
TRANE | 4TWV8X36A1 | 4TXCB004DS3 | *DD2B060ACV3 | 32200 | 30600 | 18 | 11 | 8.2 | 1.77 | 84 | 65 | 211596932
TRANE | 4TWV8X36A1 | 4PX*CU42BS3 | *UD2C080ACV4 | 35200 | 31800 | 18 | 12 | 8.5 | 1.85 | 82 | 64 | 211596931
TRANE | 4TWV8X36A1 | 4PX*BU48BS3 | *DD2B060ACV3 | 33200 | 30800 | 18 | 11.2 | 8.2 | 1.83 | 84 | 66 | 211596928
TRANE | 4TWV8X36A1 | 4PX*BU42BS3 | *UD2B080ACV3 | 35000 | 32200 | 18 | 11.7 | 8.2 | 1.84 | 82 | 64 | 211596927
TRANE | 4TWV8X36A1 | 4PX*BU42BS3 | *UD2B060ACV3 | 35200 | 32200 | 18 | 12 | 8.2 | 1.85 | 82 | 65 | 211596926
TRANE | 4TWV8X36A1 | 4PX*BU36BS3 | *DD2B080ACV3 | 32000 | 30400 | 18 | 11 | 8.2 | 1.78 | 84 | 66 | 211596925
TRANE | 4TWV8X36A1 | 4PX*BU36BS3 | *DD2B060ACV3 | 32200 | 30600 | 18 | 11 | 8.2 | 1.78 | 84 | 65 | 211596924
TRANE | 4TWV8X24A1 | TEM8A0B24V21+TDR |  | 23600 | 21600 | 18 | 12.5 | 8.5 | 1.95 | 81 | 61 | 211596920
TRANE | 4TWV8X24A1 | 4TXCB004DS3 | *UHMB080ACV3 | 23800 | 20200 | 18 | 12.5 | 8.5 | 1.91 | 83 | 63 | 211596919
TRANE | 4TWV8X24A1 | 4PX*BU36BS3 | S9V2B060U3PSB+RP | 23600 | 20200 | 18 | 12.5 | 8.5 | 1.91 | 84 | 64 | 211596917
TRANE | 4TWV0X48A1 | 4TXCD010DS3 | *UD2C080ACV4 | 45000 | 41000 | 19 | 11.7 | 8.2 | 1.77 | 85 | 66 | 211596916
TRANE | 4TWV0X48A1 | 4TXCD010DS3 | *UD2D120B9V5+RP | 46500 | 42000 | 19 | 11.7 | 8.5 | 1.81 | 86 | 67 | 211596915
TRANE | 4TWV0X48A1 | 4TXCD008DS3 | *UD2D120B9V5+RP | 44500 | 42000 | 19 | 11.7 | 8.1 | 1.75 | 86 | 67 | 211596914
TRANE | 4TWV0X48A1 | 4PX*DU60BS3 | *UD2D120B9V5+RP | 46500 | 42000 | 19 | 11.7 | 8.5 | 1.81 | 86 | 67 | 211596912
TRANE | 4TWV0X48A1 | 4PX*DU60BS3 | *UD2C080ACV4 | 45000 | 41000 | 19 | 11.7 | 8.2 | 1.77 | 85 | 66 | 211596911
TRANE | 4TWV0X48A1 | 4PX*DU48BS3 | *UD2D120B9V5+RP | 45500 | 43000 | 19 | 11.5 | 8.2 | 1.76 | 85 | 66 | 211596910
TRANE | 4TWV0X48A1 | 4PX*DD60BS3+HORIZ-RT | *UD2D120B9V5+RP | 45000 | 42000 | 19 | 11.2 | 8.2 | 1.76 | 86 | 67 | 211596909
TRANE | 4TWV0X36A1 | 4TXCC005DS3 | *DD2C100ACV5 | 32200 | 30800 | 18 | 11.2 | 8.2 | 1.76 | 82 | 65 | 211596905
TRANE | 4TWV0X36A1 | 4TXCB004DS3 | *DD2B080ACV3 | 32200 | 31000 | 18 | 11.2 | 8.2 | 1.76 | 83 | 65 | 211596904
TRANE | 4TWV0X36A1 | 4TXCB004DS3 | *DD2B060ACV3 | 32400 | 31000 | 18 | 11.2 | 8.2 | 1.75 | 84 | 65 | 211596903
TRANE | 4TWV0X36A1 | 4PX*CU48BS3 | *DD2C100ACV5 | 33200 | 31000 | 18.5 | 11.7 | 8.5 | 1.84 | 82 | 65 | 211596902
TRANE | 4TWV0X36A1 | 4PX*CU42BS3 | *UD2C080ACV4 | 35600 | 32400 | 20.5 | 12.7 | 8.7 | 1.83 | 82 | 62 | 211596901
TRANE | 4TWV0X36A1 | 4PX*CD42BS3+HORIZ-RT | *UD2C080ACV4 | 35800 | 31000 | 20.5 | 12.7 | 8.2 | 1.75 | 84 | 65 | 211596900
TRANE | 4TWV0X36A1 | 4PX*BU48BS3 | *DD2B060ACV3 | 33400 | 31200 | 18.5 | 11.7 | 8.5 | 1.79 | 85 | 65 | 211596898
TRANE | 4TWV0X36A1 | 4PX*BU42BS3 | *UD2B080ACV3 | 35400 | 32800 | 19.5 | 12 | 8.5 | 1.82 | 80 | 62 | 211596897
TRANE | 4TWV0X36A1 | 4PX*BU42BS3 | *UD2B060ACV3 | 35600 | 32800 | 20 | 12 | 8.5 | 1.83 | 81 | 62 | 211596896
TRANE | 4TWV0X36A1 | 4PX*BU36BS3 | *DD2B060ACV3 | 32400 | 31000 | 18 | 11.2 | 8.2 | 1.75 | 84 | 65 | 211596895
TRANE | 4TWV0X36A1 | 4PX*BU36BS3 | *DD2B080ACV3 | 32200 | 31000 | 18 | 11.2 | 8.2 | 1.76 | 83 | 65 | 211596894
TRANE | 4TWV0X36A1 | 4PX*BD42BS3+HORIZ-RT | *UD2B060ACV3 | 35800 | 31400 | 20 | 12.5 | 8.1 | 1.75 | 82 | 64 | 211596893
TRANE | 4TWV0X24A1 | 4PX*BU36BS3 | *UHMB080ACV3 | 23800 | 20200 | 19.5 | 12.7 | 8.5 | 1.8 | 83 | 63 | 207558946
TRANE | 4TWV0X24A1 | 4TXFH024CZ3 | *UHMB060ACV3 | 23200 | 20000 | 18 | 12.5 | 8.2 | 1.8 | 84 | 64 | 207558929
TRANE | 4TWV8X48A1 | 4TXCD010DS3 | L8V1C100U5VSA+RP | 45500 | 42000 | 18 | 12 | 8.5 | 1.81 | 85 | 65 | 207526904
TRANE | 4TWV8X48A1 | 4TXCC007DS3 | L8V1C100U5VSA+RP | 46000 | 43500 | 18 | 11.7 | 8.5 | 1.84 | 86 | 66 | 207526903
TRANE | 4TWV8X48A1 | 4PX*DU60BS3 | L8V1C100U5VSA+RP | 45500 | 42000 | 18 | 12 | 8.5 | 1.81 | 85 | 65 | 207526902
TRANE | 4TWV8X48A1 | 4PX*CU60BS3 | L8V1C100U5VSA+RP | 47000 | 43000 | 18 | 12 | 8.5 | 1.86 | 86 | 66 | 207526901
TRANE | 4TWV8X48A1 | 4PX*CU48BS3 | L8V1C100U5VSA+RP | 46000 | 43500 | 18 | 11.7 | 8.5 | 1.84 | 86 | 66 | 207526900
TRANE | 4TWV0X48A1 | 4TXFH064AZ3 | *UHMC100ACV4 | 46000 | 41500 | 19.5 | 11.7 | 8.2 | 1.8 | 86 | 68 | 207526558
TRANE | 4TWV8X36A1 | 4PX*CU42BS3 | *DD2C100ACV5 | 33400 | 30600 | 18 | 11.5 | 8.2 | 1.84 | 84 | 66 | 207526553
TRANE | 4TWV0X36A1 | 4PX*CU42BS3 | *DD2C100ACV5 | 33800 | 31200 | 19 | 12 | 8.2 | 1.79 | 82 | 64 | 207526551
TRANE | 4TWV0X36A1 | 4PX*CD42BS3 | *DD2C100ACV5 | 35800 | 31200 | 20.5 | 12.7 | 8.1 | 1.78 | 82 | 65 | 207526539
TRANE | 4TWV0X36A1 | 4PX*BU48BS3 | *DD2B080ACV3 | 33200 | 31200 | 18.5 | 11.7 | 8.5 | 1.8 | 83 | 64 | 207526533
TRANE | 4TWV8X36A1 | 4PX*CU48BS3 | *DD2C100ACV5 | 33000 | 30400 | 18 | 11.2 | 8.2 | 1.88 | 84 | 66 | 207526519
TRANE | 4TWV8X36A1 | 4PX*BU48BS3 | *DHMB060BCV3 | 32800 | 30800 | 18 | 11.2 | 8.1 | 1.9 | 82 | 66 | 207526514
TRANE | 4TWV8X36A1 | 4PX*BU48BS3 | *DD2B080ACV3 | 33000 | 30600 | 18 | 11.2 | 8.2 | 1.83 | 84 | 66 | 207526513
TRANE | 4TWV8X36A1 | 4TXCB006DS3 | S9V2B040U3VSA+RP | 35200 | 31800 | 18 | 12 | 8.2 | 1.8 | 82 | 65 | 207526475
TRANE | 4TWV8X36A1 | 4TXCB006DS3 | S9V2B080U3VSA+RP | 35000 | 31600 | 18 | 11.7 | 8.2 | 1.8 | 82 | 65 | 207526474
TRANE | 4TWV8X36A1 | 4TXCB006DS3 | S9V2B060U3VSA+RP | 35000 | 31600 | 18 | 12 | 8.2 | 1.8 | 82 | 65 | 207526473
TRANE | 4TWV8X36A1 | 4TXCB004DS3 | S9V2B080U3VSA+RP | 33800 | 31000 | 18 | 11.5 | 8.2 | 1.8 | 83 | 66 | 207526472
TRANE | 4TWV8X36A1 | 4PX*BU36BS3 | S9V2B060U3VSA+RP | 33800 | 31200 | 18 | 11.5 | 8.2 | 1.8 | 83 | 65 | 207526462
TRANE | 4TWV8X36A1 | 4PX*BU36BS3 | S9V2B080U3VSA+RP | 33800 | 31000 | 18 | 11.5 | 8.2 | 1.8 | 83 | 66 | 207526461
TRANE | 4TWV8X24A1 | 4TXCB004DS3 | S9V2B080D3VSA+RP | 22200 | 20000 | 17 | 11.5 | 8.5 | 1.8 | 84 | 64 | 207526458
TRANE | 4TWV8X24A1 | 4TXCB004DS3 | S9V2B080U3VSA+RP | 23800 | 20200 | 18 | 12.5 | 8.2 | 1.8 | 84 | 64 | 207526457
TRANE | 4TWV8X24A1 | 4TXCB004DS3 | S9V2B060U3VSA+RP | 23800 | 20200 | 18 | 12.5 | 8.2 | 1.8 | 84 | 64 | 207526456
TRANE | 4TWV8X24A1 | 4TXCB004DS3 | S9V2B040U3VSA+RP | 24000 | 20400 | 18 | 12.5 | 8.5 | 1.8 | 83 | 64 | 207526455
TRANE | 4TWV8X24A1 | 4PX*BU36BS3 | S9V2B080U3VSA+RP | 23800 | 20200 | 18 | 12.5 | 8.2 | 1.8 | 84 | 64 | 207526454
TRANE | 4TWV8X24A1 | 4PX*BU36BS3 | S9V2B060U3VSA+RP | 23600 | 20200 | 18 | 12.5 | 8.5 | 1.9 | 82 | 64 | 207526453
TRANE | 4TWV8X24A1 | 4PX*BU36BS3 | S9V2B040U3VSA+RP | 24000 | 20400 | 18 | 12.5 | 8.5 | 1.8 | 83 | 64 | 207526452
TRANE | 4TWV0X36A1 | 4PX*BU36BS3 | S9V2B080U3VSA+RP | 34200 | 31600 | 19.5 | 12 | 8.2 | 1.8 | 82 | 64 | 207526414
TRANE | 4TWV0X24A1 | 4TXCB004DS3 | S9V2B040U3VSA+RP | 24000 | 20400 | 19 | 12.5 | 8.5 | 1.8 | 83 | 64 | 207526409
TRANE | 4TWV0X24A1 | 4TXCB004DS3 | S9V2B080U3VSA+RP | 23800 | 20200 | 19 | 12.5 | 8.2 | 1.8 | 84 | 64 | 207526408
TRANE | 4TWV0X24A1 | 4TXCB004DS3 | S9V2B060U3VSA+RP | 23800 | 20200 | 19 | 12.5 | 8.2 | 1.8 | 84 | 64 | 207526407
TRANE | 4TWV0X24A1 | 4PX*BU36BS3 | S9V2B080U3VSA+RP | 23800 | 20200 | 19 | 12.5 | 8.2 | 1.8 | 84 | 64 | 207526406
TRANE | 4TWV8X36A1 | 4TXCB006DS3 | S9V2B080U3PSB+RP | 35000 | 31600 | 18 | 11.7 | 8.2 | 1.8 | 82 | 65 | 207526400
TRANE | 4TWV8X36A1 | 4TXCB004DS3 | S9V2B080U3PSB+RP | 33800 | 31000 | 18 | 11.5 | 8.2 | 1.8 | 83 | 66 | 207526399
TRANE | 4TWV8X36A1 | 4PX*BU36BS3 | S9V2B080U3PSB+RP | 33800 | 31000 | 18 | 11.5 | 8.2 | 1.8 | 83 | 66 | 207526396
TRANE | 4TWV8X24A1 | 4TXCB004DS3 | S9V2B080U3PSB+RP | 23800 | 20200 | 18 | 12.5 | 8.2 | 1.8 | 84 | 64 | 207526394
TRANE | 4TWV8X24A1 | 4PX*BU36BS3 | S9V2B080U3PSB+RP | 23800 | 20200 | 18 | 12.5 | 8.2 | 1.8 | 84 | 64 | 207526393
TRANE | 4TWV8X24A1 | 4PX*BU36BS3 | S9V2B040U3PSB+RP | 23800 | 20400 | 18 | 12.5 | 8.5 | 1.91 | 83 | 64 | 207526392
TRANE | 4TWV0X36A1 | 4TXCB004DS3 | S9V2B080U3PSB+RP | 34200 | 31600 | 19.5 | 12 | 8.2 | 1.8 | 82 | 64 | 207526386
TRANE | 4TWV0X36A1 | 4PX*BU36BS3 | S9V2B080U3PSB+RP | 34200 | 31600 | 19.5 | 12 | 8.2 | 1.8 | 82 | 64 | 207526381
TRANE | 4TWV0X24A1 | 4TXCB004DS3 | S9V2B060U3PSB+RP | 23800 | 20200 | 19 | 12.5 | 8.2 | 1.8 | 84 | 64 | 207526371
TRANE | 4TWV0X24A1 | 4TXCB004DS3 | S9V2B080U3PSB+RP | 23800 | 20200 | 19 | 12.5 | 8.2 | 1.8 | 84 | 64 | 207526370
TRANE | 4TWV0X24A1 | 4PX*BU36BS3 | S9V2B080U3PSB+RP | 23800 | 20200 | 19 | 12.5 | 8.2 | 1.8 | 84 | 64 | 207526369
TRANE | 4TWV8X60A1 | TEM8A0C60V51+TDR |  | 53000 | 51000 | 18 | 11.7 | 8.5 | 1.8 | 96 | 75 | 207526362
TRANE | 4TWV8X48A1 | TEM8A0C60V51+TDR |  | 46000 | 43000 | 18 | 11.7 | 8.5 | 1.9 | 85 | 66 | 207526359
TRANE | 4TWV0X60A1 | TEM8A0C60V51+TDR |  | 53000 | 51000 | 19.5 | 11.7 | 8.5 | 1.8 | 96 | 75 | 207526348
TRANE | 4TWV0X48A1 | TEM8A0C60V51+TDR |  | 46000 | 42000 | 19.5 | 11.7 | 8.7 | 1.8 | 86 | 66 | 207526345
TRANE | 4TWV8X48A1 | TAM9A0C60V51 |  | 46000 | 41000 | 18 | 12 | 8.5 | 1.8 | 87 | 68 | 207526335
TRANE | 4TWV8X24A1 | TAM9A0B30V31 |  | 23800 | 20600 | 18 | 12.5 | 8.5 | 1.9 | 83 | 63 | 207526329
TRANE | 4TWV8X48A1 | 4PX*DD60BS3 | *DD2D120ACV5 | 45000 | 43000 | 18 | 11.7 | 8.5 | 1.84 | 85 | 66 | 207526314
TRANE | 4TWV8X60A1 | 4TXCD010DS3 | *UHMD120ACV5 | 53500 | 51000 | 18 | 11.7 | 8.2 | 1.8 | 96 | 76 | 207526308
TRANE | 4TWV8X48A1 | 4TXCD010DS3 | *UHMD120ACV5 | 46500 | 43000 | 18 | 12 | 8.5 | 1.87 | 85 | 66 | 207526303
TRANE | 4TWV8X48A1 | 4TXCD010DS3 | *UD2D120ACV5 | 46500 | 43500 | 18 | 11.7 | 8.5 | 1.84 | 85 | 65 | 207526300
TRANE | 4TWV8X48A1 | 4TXCC009DS3 | *UD2C100ACV5 | 47000 | 43500 | 18 | 11.7 | 8.5 | 1.84 | 86 | 67 | 207526298
TRANE | 4TWV8X48A1 | 4TXCC009DS3 | *UHMC100ACV4 | 46500 | 41000 | 18 | 12 | 8.5 | 2 | 89 | 71 | 207526297
TRANE | 4TWV8X48A1 | 4TXCC009DS3 | *UD2C080ACV4 | 46500 | 43000 | 18 | 11.7 | 8.5 | 1.87 | 85 | 67 | 207526295
TRANE | 4TWV8X48A1 | 4TXCC007DS3 | *UD2C080ACV4 | 45500 | 43500 | 18 | 11.7 | 8.5 | 1.84 | 86 | 67 | 207526294
TRANE | 4TWV8X48A1 | 4TXCC007DS3 | *UHMC100ACV4 | 45500 | 44000 | 18 | 11.7 | 8.5 | 1.9 | 84 | 67 | 207526293
TRANE | 4TWV8X48A1 | 4TXCC007DS3 | *UD2C100ACV5 | 46000 | 44000 | 18 | 11.2 | 8.5 | 1.81 | 86 | 67 | 207526292
TRANE | 4TWV8X36A1 | 4TXCC005DS3 | *UHMC100ACV4 | 34200 | 30800 | 18 | 12 | 8.2 | 1.8 | 84 | 66 | 207526290
TRANE | 4TWV8X36A1 | 4TXCC005DS3 | *UD2C100ACV5 | 34200 | 31000 | 18 | 11.7 | 8.2 | 1.79 | 85 | 66 | 207526288
TRANE | 4TWV8X36A1 | 4TXCC005DS3 | *UD2C080ACV4 | 34200 | 30800 | 18 | 12 | 8.2 | 1.8 | 84 | 66 | 207526286
TRANE | 4TWV8X36A1 | 4TXCB004DS3 | *UD2B060ACV3 | 34000 | 31000 | 18 | 11.5 | 8.2 | 1.83 | 83 | 66 | 207526282
TRANE | 4TWR6048H1 | TEM8B0C60V51+TDR |  | 47000 | 44500 | 15.2 | 12 | 8.1 | 2.24 | 65 | 49 | 211221484
TRANE | 4TWR6048H1 | TEM8A0D60V51+TDR |  | 44000 | 44000 | 15.2 | 12 | 8.1 | 2.21 | 65 | 50 | 211221483
TRANE | 4TWR6048H1 | TEM8A0D48V41+TDR |  | 45000 | 44500 | 15.2 | 12 | 8.1 | 2.25 | 65 | 50 | 211221482
AMERICAN STANDARD | 4A6V8X36A1 | 4TXCB006DS3 | *UD2B080ACV3 | 35000 | 31600 | 18 | 11.7 | 8.2 | 1.86 | 82 | 65 | 209459222
TRANE | 4TWV8X36A1 | 4TXCB006DS3 | *UD2B080ACV3 | 35000 | 31600 | 18 | 11.7 | 8.2 | 1.86 | 82 | 65 | 209459221
TRANE | 4TWL9036A1 | 4PX*BU48BS3 | S8V2B060M4PCA+RP | 37000 | 33800 | 17.5 | 11.2 | 8.7 | 2.29 | 70 | 55 | 212944576
TRANE | 4TWL9036A1 | 4PX*BU48BS3 | S8V2A040M3PCA+RP | 35400 | 32600 | 17 | 11.5 | 8.5 | 2.23 | 70 | 56 | 212944575
TRANE | 4TWL9036A1 | 4PX*BU42BS3 | S8V2B080M4PCA+RP | 37000 | 34400 | 17 | 11.2 | 8.7 | 2.27 | 70 | 55 | 212944574
TRANE | 4TWL9036A1 | 4PX*BU42BS3 | S8V2B060M4PCA+RP | 37000 | 34400 | 17 | 11.2 | 8.7 | 2.27 | 70 | 55 | 212944573
TRANE | 4TWL9036A1 | 4PX*BU42BS3 | S8V2A040M3PCA+RP | 35200 | 33200 | 16.5 | 11.5 | 8.5 | 2.21 | 69 | 55 | 212944572
TRANE | 4TWL9036A1 | 4PX*BU36BS3 | S8V2B080M4PCA+RP | 35800 | 34200 | 16.5 | 11 | 8.5 | 2.19 | 70 | 55 | 212944571
TRANE | 4TWL9036A1 | 4PX*BU36BS3 | S8V2B060M4PCA+RP | 35800 | 34200 | 16.5 | 11 | 8.5 | 2.2 | 70 | 55 | 212944570
TRANE | 4TWL9036A1 | 4PX*BU36BS3 | S8V2A040M3PCA+RP | 34200 | 33000 | 16.5 | 11.2 | 8.2 | 2.16 | 69 | 55 | 212944569
TRANE | 4TWL9036A1 | 4PX*BD42BS3 | S8V2B080M4PCA+RP | 37200 | 34400 | 17 | 11.2 | 8.2 | 2.13 | 70 | 55 | 212944568
TRANE | 4TWL9036A1 | 4PX*BD42BS3 | S8V2B060M4PCA+RP | 37400 | 34200 | 17 | 11.2 | 8.2 | 2.13 | 70 | 55 | 212944567
TRANE | 4TWL9036A1 | 4PX*BD36BS3 | S8V2B080M4PCA+RP | 35800 | 34800 | 17.5 | 11 | 8.2 | 2.12 | 70 | 54 | 212944565
TRANE | 4TWL9036A1 | 4PX*BD36BS3 | S8V2B060M4PCA+RP | 35800 | 34600 | 17 | 11 | 8.2 | 2.13 | 69 | 55 | 212944564
TRANE | 4TWL9024A1 | 4TXCA002DS3 | S8V2A040M3PCA+RP | 22400 | 21800 | 16 | 11.2 | 8.2 | 2.02 | 67 | 51 | 212944561
TRANE | 4TWL9024A1 | 4PX*BD36BS3 | S8V2A040M3PCA+RP | 22800 | 19700 | 18 | 12 | 8.2 | 2.21 | 68 | 53 | 212944559
TRANE | 4TWL9024A1 | 4PX*AU24BS3 | S8V2A040M3PCA+RP | 22400 | 21800 | 16 | 11.2 | 8.2 | 2.02 | 67 | 51 | 212944558
TRANE | 4TWR7024A1 | TEM8B0C60V51+TDR |  | 25600 | 24400 | 16 | 12 | 8.1 | 2.16 | 63 | 47 | 211221586
TRANE | 4TWR7024A1 | TEM8A0C48V41+TDR |  | 25600 | 24400 | 16 | 12 | 8.1 | 2.16 | 63 | 47 | 211221585
TRANE | 4TWR7024A1 | TEM8A0C42V41+TDR |  | 25400 | 24800 | 16 | 12 | 8.1 | 2.11 | 63 | 47 | 211221584
TRANE | 4TWR7024A1 | TEM8A0C36V31+TDR |  | 25400 | 24800 | 16 | 12 | 8.1 | 2.11 | 63 | 47 | 211221583
TRANE | 4TWR7024A1 | TAMXB0C36V31 |  | 25200 | 24600 | 16 | 12 | 8.1 | 2.05 | 63 | 47 | 211221581
TRANE | 4TWR7024A1 | TAMXB0B30V31 |  | 25000 | 24800 | 16 | 12 | 8.1 | 2.06 | 63 | 46 | 211221580
TRANE | 4TWR7024A1 | 4PX*BD42BS3+HORIZ-RT | S8V2B080M4PCA | 25600 | 23800 | 16 | 12 | 8.1 | 1.97 | 63 | 47 | 211221549
AMERICAN STANDARD | 4A6L9024A1 | 4PX*AU24BS3 | S8V2A040M3PCA+RP | 22400 | 21800 | 16 | 11.2 | 8.2 | 2.02 | 67 | 51 | 212944656
TRANE | 4TWL9060A1 | 4TXCD010DS3 | S8V2D120M5PCA+RP | 58500 | 53500 | 19 | 10 | 8.7 | 2.13 | 72 | 59 | 212944655
TRANE | 4TWL9060A1 | 4TXCD010DS3 | S8V2C080M5PCA+RP | 56500 | 51500 | 19 | 10 | 8.2 | 2.09 | 73 | 59 | 212944654
TRANE | 4TWL9060A1 | 4TXCD010DS3 | S8V2C100M5PCA+RP | 56500 | 52000 | 19 | 10 | 8.2 | 2.06 | 72 | 58 | 212944653
TRANE | 4TWL9060A1 | 4TXCD008DS3 | S8V2C100M5PCA+RP | 55000 | 52500 | 19 | 10 | 8.5 | 2.06 | 72 | 59 | 212944652
TRANE | 4TWL9060A1 | 4TXCD008DS3 | S8V2D120M5PCA+RP | 57000 | 54500 | 19 | 10 | 8.7 | 2.13 | 72 | 58 | 212944651
TRANE | 4TWL9060A1 | 4TXCD008DS3 | S8V2C080M5PCA+RP | 55000 | 52500 | 19 | 10 | 8.5 | 2.09 | 72 | 59 | 212944650
TRANE | 4TWL9060A1 | 4TXCC009DS3 | S8V2C100M5PCA+RP | 58000 | 53500 | 19 | 10 | 8.7 | 2.12 | 72 | 59 | 212944649
TRANE | 4TWL9060A1 | 4TXCC009DS3 | S8V2C080M5PCA+RP | 58000 | 53500 | 19 | 10 | 8.7 | 2.13 | 72 | 59 | 212944648
TRANE | 4TWL9060A1 | 4TXCC007DS3 | S8V2C100M5PCA+RP | 56500 | 54000 | 19 | 10 | 8.7 | 2.1 | 72 | 59 | 212944647
TRANE | 4TWL9060A1 | 4TXCC007DS3 | S8V2C080M5PCA+RP | 56500 | 54000 | 19 | 10 | 8.7 | 2.13 | 72 | 59 | 212944646
TRANE | 4TWL9060A1 | 4PX*DU60BS3 | S8V2D120M5PCA+RP | 58500 | 53500 | 19 | 10 | 8.7 | 2.13 | 72 | 59 | 212944645
TRANE | 4TWL9060A1 | 4PX*DU60BS3 | S8V2C100M5PCA+RP | 56500 | 52000 | 19 | 10 | 8.2 | 2.06 | 72 | 59 | 212944644
TRANE | 4TWL9060A1 | 4PX*DU60BS3 | S8V2C080M5PCA+RP | 56500 | 51500 | 19 | 10 | 8.2 | 2.09 | 73 | 59 | 212944643
TRANE | 4TWL9060A1 | 4PX*DD60BS3 | S8V2D120M5PCA+RP | 57000 | 53500 | 19 | 10 | 8.7 | 2.09 | 72 | 59 | 212944642
TRANE | 4TWL9060A1 | 4PX*DD60BS3 | S8V2C100M5PCA+RP | 55000 | 52000 | 19 | 10 | 8.2 | 2.02 | 72 | 58 | 212944641
TRANE | 4TWL9060A1 | 4PX*DD60BS3 | S8V2C080M5PCA+RP | 55000 | 52000 | 19 | 10 | 8.2 | 2.05 | 72 | 58 | 212944640
TRANE | 4TWL9060A1 | 4PX*CU60BS3 | S8V2C100M5PCA+RP | 58000 | 53500 | 19 | 10 | 8.7 | 2.11 | 72 | 59 | 212944639
TRANE | 4TWL9060A1 | 4PX*CU60BS3 | S8V2C080M5PCA+RP | 58000 | 53500 | 19 | 10 | 8.7 | 2.14 | 72 | 59 | 212944638
TRANE | 4TWL9060A1 | 4PX*CU48BS3 | S8V2C100M5PCA+RP | 56500 | 54000 | 19 | 10 | 8.7 | 2.11 | 72 | 59 | 212944637
TRANE | 4TWL9060A1 | 4PX*CU48BS3 | S8V2C080M5PCA+RP | 56500 | 54000 | 19 | 10 | 8.7 | 2.12 | 72 | 59 | 212944636
TRANE | 4TWL9060A1 | 4PX*CD60BS3 | S8V2C100M5PCA+RP | 58000 | 53500 | 19 | 10 | 8.5 | 2.06 | 72 | 59 | 212944635
TRANE | 4TWL9060A1 | 4PX*CD60BS3 | S8V2C080M5PCA+RP | 58000 | 53500 | 19 | 10 | 8.5 | 2.08 | 72 | 59 | 212944634
TRANE | 4TWL9048A1 | 4TXCD010DS3 | S8V2C080M5PCA+RP | 47000 | 42000 | 19 | 11.7 | 8.7 | 2.22 | 73 | 59 | 212944633
TRANE | 4TWL9048A1 | 4TXCD010DS3 | S8V2D120M5PCA+RP | 49000 | 43500 | 19 | 11.7 | 9 | 2.29 | 73 | 59 | 212944632
TRANE | 4TWL9048A1 | 4TXCD008DS3 | S8V2D120M5PCA+RP | 48000 | 44000 | 19 | 11.7 | 9 | 2.27 | 73 | 59 | 212944631
TRANE | 4TWL9048A1 | 4TXCC009DS3 | S8V2C100M5PCA+RP | 48500 | 43500 | 19 | 11.7 | 8.7 | 2.26 | 74 | 59 | 212944630
TRANE | 4TWL9048A1 | 4TXCC009DS3 | S8V2C080M5PCA+RP | 48500 | 43000 | 19 | 11.7 | 8.7 | 2.28 | 74 | 59 | 212944629
TRANE | 4TWL9048A1 | 4TXCC007DS3 | S8V2C100M5PCA+RP | 47500 | 44000 | 19 | 11.2 | 9 | 2.27 | 73 | 59 | 212944628
TRANE | 4TWL9048A1 | 4TXCC007DS3 | S8V2C080M5PCA+RP | 47500 | 44000 | 19 | 11.5 | 9 | 2.26 | 73 | 59 | 212944627
TRANE | 4TWL9048A1 | 4TXCC005DS3 | S8V2C080M5PCA+RP | 45500 | 44500 | 18.5 | 11 | 8.5 | 2.14 | 73 | 59 | 212944626
TRANE | 4TWL9048A1 | 4TXCB006DS3 | S8V2B080M4PCA+RP | 47000 | 44500 | 19 | 11.2 | 8.7 | 2.21 | 73 | 59 | 212944625
TRANE | 4TWL9048A1 | 4TXCB006DS3 | S8V2B060M4PCA+RP | 47000 | 44500 | 19 | 11.2 | 8.7 | 2.21 | 73 | 58 | 212944624
TRANE | 4TWL9048A1 | 4PX*DU60BS3 | S8V2D120M5PCA+RP | 49000 | 43500 | 19 | 11.7 | 9 | 2.29 | 73 | 59 | 212944623
TRANE | 4TWL9048A1 | 4PX*DU60BS3 | S8V2C080M5PCA+RP | 47000 | 42000 | 19 | 11.7 | 8.7 | 2.22 | 73 | 59 | 212944622
TRANE | 4TWL9048A1 | 4PX*DU48BS3 | S8V2D120M5PCA+RP | 48000 | 44000 | 19 | 11.7 | 9 | 2.27 | 74 | 59 | 212944621
TRANE | 4TWL9048A1 | 4PX*DD60BS3 | S8V2D120M5PCA+RP | 47500 | 43500 | 19 | 11.5 | 8.7 | 2.24 | 73 | 59 | 212944620
TRANE | 4TWL9048A1 | 4PX*DD60BS3 | S8V2C080M5PCA+RP | 46000 | 42000 | 19 | 11.5 | 8.5 | 2.18 | 73 | 59 | 212944619
TRANE | 4TWL9048A1 | 4PX*CU60BS3 | S8V2C100M5PCA+RP | 48500 | 43500 | 19 | 11.7 | 8.7 | 2.26 | 74 | 59 | 212944618
TRANE | 4TWL9048A1 | 4PX*CU60BS3 | S8V2C080M5PCA+RP | 48500 | 43000 | 19 | 11.7 | 8.7 | 2.28 | 74 | 59 | 212944617
TRANE | 4TWL9048A1 | 4PX*CU48BS3 | S8V2C100M5PCA+RP | 47500 | 44000 | 19 | 11.2 | 9 | 2.24 | 73 | 59 | 212944616
TRANE | 4TWL9048A1 | 4PX*CU48BS3 | S8V2C080M5PCA+RP | 47500 | 44000 | 19 | 11.5 | 9 | 2.26 | 73 | 59 | 212944615
TRANE | 4TWL9048A1 | 4PX*CU42BS3 | S8V2C100M5PCA+RP | 47500 | 44500 | 19 | 11.2 | 8.7 | 2.21 | 73 | 58 | 212944614
TRANE | 4TWL9048A1 | 4PX*CU42BS3 | S8V2C080M5PCA+RP | 47500 | 44500 | 18.5 | 11.5 | 8.7 | 2.22 | 73 | 58 | 212944613
TRANE | 4TWL9048A1 | 4PX*CD60BS3 | S8V2C080M5PCA+RP | 48500 | 43500 | 19 | 11.7 | 8.7 | 2.22 | 73 | 58 | 212944612
TRANE | 4TWL9048A1 | 4PX*CD60BS3 | S8V2C100M5PCA+RP | 48500 | 43500 | 19 | 11.5 | 8.7 | 2.21 | 73 | 59 | 212944611
TRANE | 4TWL9048A1 | 4PX*BU48BS3 | S8V2B080M4PCA+RP | 47000 | 44500 | 19 | 11.2 | 8.7 | 2.21 | 73 | 59 | 212944610
TRANE | 4TWL9048A1 | 4PX*BU48BS3 | S8V2B060M4PCA+RP | 47000 | 44500 | 19 | 11.2 | 8.7 | 2.23 | 73 | 58 | 212944609
TRANE | 4TWL9036A1 | 4TXCD010DS3 | S8V2D120M5PCA+RP | 38000 | 33200 | 18 | 12 | 8.7 | 2.34 | 70 | 55 | 212944608
TRANE | 4TWL9036A1 | 4TXCD008DS3 | S8V2D120M5PCA+RP | 37400 | 33600 | 17.5 | 11.7 | 8.7 | 2.33 | 70 | 55 | 212944607
TRANE | 4TWL9036A1 | 4TXCC009DS3 | S8V2C100M5PCA+RP | 37600 | 33200 | 17.5 | 11.7 | 8.7 | 2.32 | 70 | 55 | 212944606
TRANE | 4TWL9036A1 | 4TXCC009DS3 | S8V2C080M5PCA+RP | 37400 | 33200 | 17.5 | 11.7 | 8.7 | 2.33 | 70 | 55 | 212944605
TRANE | 4TWL9036A1 | 4TXCC007DS3 | S8V2C100M5PCA+RP | 37200 | 33600 | 17.5 | 11.7 | 8.7 | 2.32 | 70 | 55 | 212944604
TRANE | 4TWL9036A1 | 4TXCC007DS3 | S8V2C080M5PCA+RP | 37000 | 33600 | 17.5 | 11.7 | 8.7 | 2.32 | 70 | 55 | 212944603
TRANE | 4TWL9036A1 | 4TXCC005DS3 | S8V2C100M5PCA+RP | 35800 | 34200 | 16.5 | 11.2 | 8.5 | 2.19 | 70 | 54 | 212944602
TRANE | 4TWL9036A1 | 4TXCC005DS3 | S8V2C080M5PCA+RP | 35600 | 34000 | 16.5 | 11.2 | 8.5 | 2.23 | 69 | 54 | 212944601
TRANE | 4TWL9036A1 | 4TXCB006DS3 | S8V2B080M4PCA+RP | 37000 | 33800 | 17.5 | 11.2 | 8.7 | 2.29 | 70 | 56 | 212944600
TRANE | 4TWL9036A1 | 4TXCB006DS3 | S8V2B060M4PCA+RP | 37000 | 33800 | 17.5 | 11.2 | 8.7 | 2.3 | 70 | 55 | 212944599
TRANE | 4TWL9036A1 | 4TXCB006DS3 | S8V2A040M3PCA+RP | 35400 | 32600 | 17 | 11.5 | 8.5 | 2.23 | 70 | 56 | 212944598
TRANE | 4TWL9036A1 | 4TXCB004DS3 | S8V2B060M4PCA+RP | 35800 | 34200 | 16.5 | 11 | 8.5 | 2.22 | 70 | 55 | 212944597
TRANE | 4TWL9036A1 | 4TXCB004DS3 | S8V2B080M4PCA+RP | 35800 | 34200 | 16.5 | 11 | 8.5 | 2.19 | 70 | 55 | 212944596
TRANE | 4TWL9036A1 | 4TXCB004DS3 | S8V2A040M3PCA+RP | 34200 | 33000 | 16.5 | 11.2 | 8.2 | 2.14 | 70 | 55 | 212944595
TRANE | 4TWL9036A1 | 4PX*DU60BS3 | S8V2D120M5PCA+RP | 38000 | 33200 | 18 | 12 | 8.7 | 2.34 | 70 | 55 | 212944594
TRANE | 4TWL9036A1 | 4PX*DU48BS3 | S8V2D120M5PCA+RP | 37400 | 33600 | 17.5 | 11.7 | 8.7 | 2.34 | 70 | 55 | 212944593
TRANE | 4TWL9036A1 | 4PX*DD60BS3 | S8V2D120M5PCA+RP | 37200 | 33200 | 17.5 | 11.7 | 8.7 | 2.31 | 70 | 55 | 212944592
TRANE | 4TWL9036A1 | 4PX*CU60BS3 | S8V2C100M5PCA+RP | 37600 | 33200 | 17.5 | 11.7 | 8.7 | 2.32 | 70 | 55 | 212944591
TRANE | 4TWL9036A1 | 4PX*CU60BS3 | S8V2C080M5PCA+RP | 37400 | 33200 | 17.5 | 11.7 | 8.7 | 2.33 | 70 | 55 | 212944590
TRANE | 4TWL9036A1 | 4PX*CU48BS3 | S8V2C100M5PCA+RP | 37200 | 33600 | 17.5 | 11.7 | 8.7 | 2.32 | 70 | 55 | 212944589
TRANE | 4TWL9036A1 | 4PX*CU48BS3 | S8V2C080M5PCA+RP | 37000 | 33600 | 17.5 | 11.7 | 8.7 | 2.33 | 70 | 55 | 212944588
TRANE | 4TWL9036A1 | 4PX*CU42BS3 | S8V2C100M5PCA+RP | 37000 | 34200 | 17 | 11.5 | 8.7 | 2.29 | 70 | 54 | 212944587
TRANE | 4TWL9036A1 | 4PX*CU42BS3 | S8V2C080M5PCA+RP | 36800 | 34000 | 17 | 11.7 | 8.7 | 2.32 | 69 | 54 | 212944586
TRANE | 4TWL9036A1 | 4PX*CU36BS3 | S8V2C100M5PCA+RP | 35800 | 34200 | 16.5 | 11.2 | 8.5 | 2.19 | 70 | 54 | 212944585
TRANE | 4TWL9036A1 | 4PX*CU36BS3 | S8V2C080M5PCA+RP | 35600 | 34000 | 16.5 | 11.2 | 8.5 | 2.23 | 69 | 54 | 212944584
TRANE | 4TWL9036A1 | 4PX*CD60BS3 | S8V2C100M5PCA+RP | 37600 | 33200 | 17.5 | 11.7 | 8.5 | 2.27 | 70 | 55 | 212944583
TRANE | 4TWL9036A1 | 4PX*CD60BS3 | S8V2C080M5PCA+RP | 37400 | 33000 | 17.5 | 11.7 | 8.5 | 2.28 | 70 | 55 | 212944582
TRANE | 4TWL9036A1 | 4PX*CD42BS3 | S8V2C100M5PCA+RP | 37400 | 34000 | 17 | 11.7 | 8.2 | 2.16 | 69 | 55 | 212944581
TRANE | 4TWL9036A1 | 4PX*CD42BS3 | S8V2C080M5PCA+RP | 37200 | 34000 | 17 | 11.7 | 8.2 | 2.16 | 69 | 54 | 212944580
TRANE | 4TWL9036A1 | 4PX*CD36BS3 | S8V2C100M5PCA+RP | 36000 | 34600 | 17 | 11.2 | 8.2 | 2.1 | 69 | 54 | 212944579
TRANE | 4TWL9036A1 | 4PX*CD36BS3 | S8V2C080M5PCA+RP | 35800 | 34400 | 17 | 11.2 | 8.2 | 2.14 | 69 | 54 | 212944578
TRANE | 4TWL9036A1 | 4PX*BU48BS3 | S8V2B080M4PCA+RP | 37000 | 33800 | 17.5 | 11.2 | 8.7 | 2.29 | 70 | 55 | 212944577
AMERICAN STANDARD | 4A6V8X36A1 | 4TXCB006DS3 | S9V2B080U3PSB+RP | 35000 | 31600 | 18 | 11.7 | 8.2 | 1.8 | 82 | 65 | 207590114
AMERICAN STANDARD | 4A6V8X36A1 | 4TXCB004DS3 | S9V2B080U3PSB+RP | 33800 | 31000 | 18 | 11.5 | 8.2 | 1.8 | 83 | 66 | 207590113
AMERICAN STANDARD | 4A6V8X36A1 | 4PX*BU36BS3 | S9V2B080U3PSB+RP | 33800 | 31000 | 18 | 11.5 | 8.2 | 1.8 | 83 | 66 | 207590110
AMERICAN STANDARD | 4A6V8X24A1 | 4TXCB004DS3 | S9V2B080U3PSB+RP | 23800 | 20200 | 18 | 12.5 | 8.2 | 1.8 | 84 | 64 | 207590108
AMERICAN STANDARD | 4A6V8X24A1 | 4PX*BU36BS3 | S9V2B080U3PSB+RP | 23800 | 20200 | 18 | 12.5 | 8.2 | 1.8 | 84 | 64 | 207590107
AMERICAN STANDARD | 4A6V8X24A1 | 4PX*BU36BS3 | S9V2B040U3PSB+RP | 23800 | 20400 | 18 | 12.5 | 8.5 | 1.91 | 83 | 64 | 207590106
AMERICAN STANDARD | 4A6V0X36A1 | 4TXCB004DS3 | S9V2B080U3PSB+RP | 34200 | 31600 | 19.5 | 12 | 8.2 | 1.8 | 82 | 64 | 207590100
AMERICAN STANDARD | 4A6V0X36A1 | 4PX*BU36BS3 | S9V2B080U3PSB+RP | 34200 | 31600 | 19.5 | 12 | 8.2 | 1.8 | 82 | 64 | 207590095
AMERICAN STANDARD | 4A6V0X24A1 | 4TXCB004DS3 | S9V2B060U3PSB+RP | 23800 | 20200 | 19 | 12.5 | 8.2 | 1.8 | 84 | 64 | 207590085
AMERICAN STANDARD | 4A6V0X24A1 | 4TXCB004DS3 | S9V2B080U3PSB+RP | 23800 | 20200 | 19 | 12.5 | 8.2 | 1.8 | 84 | 64 | 207590084
AMERICAN STANDARD | 4A6V0X24A1 | 4PX*BU36BS3 | S9V2B080U3PSB+RP | 23800 | 20200 | 19 | 12.5 | 8.2 | 1.8 | 84 | 64 | 207590083
AMERICAN STANDARD | 4A6V8X60A1 | TEM8A0C60V51+TDR |  | 53000 | 51000 | 18 | 11.7 | 8.5 | 1.8 | 96 | 75 | 207590076
AMERICAN STANDARD | 4A6V8X48A1 | TEM8A0C60V51+TDR |  | 46000 | 43000 | 18 | 11.7 | 8.5 | 1.9 | 85 | 66 | 207590073
AMERICAN STANDARD | 4A6V8X24A1 | TEM8A0B30V31+TDR |  | 23800 | 21600 | 18 | 12.5 | 8.5 | 1.94 | 81 | 61 | 207590065
AMERICAN STANDARD | 4A6V0X60A1 | TEM8A0C60V51+TDR |  | 53000 | 51000 | 19.5 | 11.7 | 8.5 | 1.8 | 96 | 75 | 207590062
AMERICAN STANDARD | 4A6V0X48A1 | TEM8A0C60V51+TDR |  | 46000 | 42000 | 19.5 | 11.7 | 8.7 | 1.8 | 86 | 66 | 207590059
AMERICAN STANDARD | 4A6V8X48A1 | TAM9A0C60V51 |  | 46000 | 41000 | 18 | 12 | 8.5 | 1.8 | 87 | 68 | 207590049
AMERICAN STANDARD | 4A6V8X24A1 | TAM9A0B30V31 |  | 23800 | 20600 | 18 | 12.5 | 8.5 | 1.9 | 83 | 63 | 207590045
AMERICAN STANDARD | 4A6L9036A1 | TEM8A0C48V41+TDR |  | 37800 | 33000 | 18 | 12 | 9 | 2.42 | 70 | 55 | 201922495
AMERICAN STANDARD | 4A6L9036A1 | TAM9A0C42V41 |  | 37000 | 33000 | 17.5 | 11.7 | 8.7 | 2.19 | 69 | 55 | 201922492
AMERICAN STANDARD | 4A6L9036A1 | 4TXCC009DS3 | *UHMC100ACV4 | 37600 | 33000 | 18.5 | 12 | 8.7 | 2.35 | 70 | 55 | 201922466
AMERICAN STANDARD | 4A6L9036A1 | 4TXCC009DS3 | *UD2C080ACV4 | 37600 | 33000 | 18 | 12 | 8.7 | 2.34 | 70 | 55 | 201922464
AMERICAN STANDARD | 4A6L9036A1 | 4TXCC007DS3 | *UD2C100ACV5 | 37200 | 33800 | 17.5 | 11.5 | 8.7 | 2.31 | 70 | 55 | 201922453
AMERICAN STANDARD | 4A6L9024A1 | 4TXCB003DS3 | *UHMB080ACV3 | 23600 | 21200 | 18 | 12.5 | 9 | 2.36 | 67 | 51 | 201922297
AMERICAN STANDARD | 4A6L9024A1 | 4TXCB003DS3 | *UHMB060ACV3 | 23600 | 21200 | 18 | 12 | 9 | 2.36 | 67 | 52 | 201922296
TRANE | 4TWL9060A1 | 4TXCD010DS3 | *UD2D120ACV5 | 58000 | 54000 | 19 | 10 | 8.5 | 2.1 | 72 | 59 | 201922244
TRANE | 4TWL9060A1 | 4TXCD010DS3 | *UD2C100ACV5 | 56000 | 52500 | 19 | 10 | 8.2 | 2.1 | 70 | 57 | 201922243
TRANE | 4TWL9060A1 | 4TXCC009DS3 | *UD2C100B9V5+RP | 57500 | 53000 | 19 | 10 | 8.7 | 2.2 | 72 | 59 | 201922227
TRANE | 4TWL9060A1 | 4TXCC009DS3 | *UD2C100ACV5 | 57500 | 54000 | 19 | 10 | 8.7 | 2.1 | 70 | 57 | 201922226
TRANE | 4TWL9060A1 | 4TXCC009DS3 | *UD2C100A9V5+RP | 57500 | 53500 | 19 | 10 | 8.5 | 2.1 | 72 | 59 | 201922225
TRANE | 4TWL9060A1 | 4PX*DU60BS3 | *UD2D120ACV5 | 58500 | 53500 | 19 | 10 | 8.7 | 2.1 | 72 | 59 | 201922206
TRANE | 4TWL9060A1 | 4PX*DU60BS3 | *UD2C100ACV5 | 57000 | 52000 | 19 | 10 | 8.5 | 2.1 | 71 | 57 | 201922205
TRANE | 4TWL9060A1 | 4PX*CU60BS3 | *UD2C100ACV5 | 58500 | 54000 | 19 | 10 | 8.7 | 2.1 | 70 | 57 | 201922180
TRANE | 4TWL9048A1 | TEM8A0C48V41+TDR |  | 48500 | 43000 | 19 | 12 | 9 | 2.38 | 73 | 58 | 201922157
TRANE | 4TWL9048A1 | 4TXCD010DS3 | S9V2C100U5PSB+RP | 47000 | 42000 | 18.5 | 11.7 | 8.7 | 2.21 | 74 | 59 | 201922140
TRANE | 4TWL9048A1 | 4TXCC005DS3 | *UD2C080ACV4 | 45000 | 44500 | 18.5 | 11.2 | 8.5 | 2.13 | 73 | 58 | 201922067
TRANE | 4TWL9036A1 | TEM8A0C48V41+TDR |  | 37800 | 33000 | 18 | 12 | 9 | 2.42 | 70 | 55 | 201921881
TRANE | 4TWL9036A1 | TAM9A0C42V41 |  | 37000 | 33000 | 17.5 | 11.7 | 8.7 | 2.19 | 69 | 55 | 201921878
TRANE | 4TWL9036A1 | 4TXCC009DS3 | *UHMC100ACV4 | 37600 | 33000 | 18.5 | 12 | 8.7 | 2.35 | 70 | 55 | 201921852
AMERICAN STANDARD | 4A6H6048H1 | TEM8B0C60V51+TDR |  | 47000 | 44500 | 15.2 | 12 | 8.1 | 2.24 | 65 | 49 | 211220469
AMERICAN STANDARD | 4A6H6048H1 | TEM8A0D60V51+TDR |  | 44000 | 44000 | 15.2 | 12 | 8.1 | 2.21 | 65 | 50 | 211220468
AMERICAN STANDARD | 4A6H6048H1 | TEM8A0D48V41+TDR |  | 45000 | 44500 | 15.2 | 12 | 8.1 | 2.25 | 65 | 50 | 211220467
TRANE | 4TWR6030H1 | TAM9A0B30V31 |  | 29000 | 27600 | 15.2 | 12 | 8.1 | 2.1 | 64 | 49 | 10093528
TRANE | 4TWX6030H1 | TAM9A0B30V31 |  | 29000 | 27600 | 15.2 | 12 | 8.1 | 2.1 | 64 | 49 | 10093527
TRANE | 4TWV0048A1 | TAM9A0C60V51 |  | 46000 | 40500 | 19.5 | 11.7 | 8.5 | 1.8 | 87 | 68 | 10093500
TRANE | 4TWV0048A1 | TAM9A0C48V41 |  | 45500 | 41000 | 19.5 | 11.7 | 8.5 | 1.8 | 86 | 67 | 10093499
TRANE | 4TWV0036A1 | TAM9A0C36V31 |  | 35000 | 31600 | 19.5 | 12.7 | 8.7 | 1.8 | 82 | 63 | 10093496
TRANE | 4TWV0036A1 | TAM9A0B30V31 |  | 34400 | 32000 | 20 | 12.5 | 8.7 | 1.8 | 83 | 64 | 10093495
TRANE | 4TWV0024A1 | TAM9A0B30V31 |  | 23800 | 20600 | 19.5 | 12.7 | 8.7 | 1.9 | 83 | 63 | 10093494
AMERICAN STANDARD | 4A6H6030H1 | TAM9A0B30V31 |  | 29000 | 27600 | 15.2 | 12 | 8.1 | 2.1 | 64 | 49 | 10093474
AMERICAN STANDARD | 4A6V0048A1 | TAM9A0C60V51 |  | 46000 | 40500 | 19.5 | 11.7 | 8.5 | 1.8 | 87 | 68 | 10093452
AMERICAN STANDARD | 4A6V0048A1 | TAM9A0C48V41 |  | 45500 | 41000 | 19.5 | 11.7 | 8.5 | 1.8 | 86 | 67 | 10093451
AMERICAN STANDARD | 4A6V0036A1 | TAM9A0C36V31 |  | 35000 | 31600 | 19.5 | 12.7 | 8.7 | 1.8 | 82 | 63 | 10093448
AMERICAN STANDARD | 4A6V0036A1 | TAM9A0B30V31 |  | 34400 | 32000 | 20 | 12.5 | 8.7 | 1.8 | 83 | 64 | 10093447
AMERICAN STANDARD | 4A6V0024A1 | TAM9A0B30V31 |  | 23800 | 20600 | 19.5 | 12.7 | 8.7 | 1.9 | 83 | 63 | 10093446
TRANE | 4TWV0X48A1 | 4PX*DD60BS3 | *DD2D120ACV5 | 45000 | 42000 | 19 | 11.5 | 8.2 | 1.79 | 85 | 66 | 207559036
TRANE | 4TWV0X48A1 | 4TXCD010DS3 | *UD2D120ACV5 | 46500 | 42000 | 19 | 11.5 | 8.5 | 1.79 | 87 | 67 | 207559030
TRANE | 4TWV0X48A1 | 4TXCC009DS3 | *UD2C100ACV5 | 46500 | 42500 | 19.5 | 11.5 | 8.5 | 1.79 | 86 | 67 | 207559028
TRANE | 4TWV0X48A1 | 4PX*DU60BS3 | *UD2D120ACV5 | 46500 | 42000 | 19 | 11.5 | 8.5 | 1.79 | 87 | 67 | 207559027
TRANE | 4TWV0X48A1 | 4PX*CU60BS3 | *UD2C100ACV5 | 46500 | 42500 | 19.5 | 11.5 | 8.5 | 1.79 | 86 | 67 | 207559025
TRANE | 4TWV0X60A1 | 4TXCD010DS3 | *UHMD120ACV5 | 53500 | 51000 | 19 | 11.7 | 8.2 | 1.8 | 96 | 76 | 207559016
TRANE | 4TWV0X48A1 | 4TXCD010DS3 | *UHMC100ACV4 | 45000 | 41000 | 19.5 | 11.7 | 8.2 | 1.8 | 85 | 66 | 207559011
TRANE | 4TWV0X48A1 | 4TXCC009DS3 | *UHMC100ACV4 | 46500 | 42000 | 19.5 | 11.7 | 8.5 | 1.9 | 85 | 67 | 207559007
TRANE | 4TWV0X48A1 | 4TXCC009DS3 | *UD2C080ACV4 | 46500 | 42000 | 19.5 | 11.7 | 8.5 | 1.82 | 86 | 67 | 207559005
TRANE | 4TWV0X48A1 | 4TXCC007DS3 | *UHMC100ACV4 | 45500 | 43000 | 19.5 | 11.5 | 8.5 | 1.9 | 84 | 66 | 207559004
TRANE | 4TWV0X48A1 | 4TXCC007DS3 | *UD2C080ACV4 | 45500 | 42500 | 19 | 11.5 | 8.2 | 1.77 | 86 | 67 | 207559002
TRANE | 4TWV0X36A1 | 4TXCC005DS3 | *UD2C100ACV5 | 34600 | 31600 | 20 | 12 | 8.5 | 1.78 | 85 | 65 | 207559001
TRANE | 4TWV0X36A1 | 4TXCC005DS3 | *UD2C080ACV4 | 34400 | 31200 | 20 | 12 | 8.5 | 1.81 | 83 | 65 | 207559000
TRANE | 4TWV0X36A1 | 4TXCC005DS3 | *UHMC100ACV4 | 34400 | 31400 | 20 | 12 | 8.5 | 1.8 | 83 | 64 | 207558998
TRANE | 4TWV0X36A1 | 4TXCB004DS3 | *UD2B060ACV3 | 34400 | 31600 | 19.5 | 12 | 8.2 | 1.82 | 82 | 65 | 207558996
TRANE | 4TWV0X36A1 | 4TXCB004DS3 | *UD2B080ACV3 | 34200 | 31600 | 19.5 | 11.7 | 8.2 | 1.81 | 81 | 64 | 207558995
TRANE | 4TWV0X48A1 | 4PX*DU60BS3 | *UHMC100ACV4 | 45000 | 41000 | 19.5 | 11.7 | 8.2 | 1.8 | 85 | 66 | 207558984
TRANE | 4TWV0X48A1 | 4PX*CU60BS3 | *UD2C080ACV4 | 46500 | 42000 | 19.5 | 11.7 | 8.5 | 1.82 | 86 | 67 | 207558983
TRANE | 4TWV0X48A1 | 4PX*CU60BS3 | *UHMC100ACV4 | 46500 | 42000 | 19.5 | 11.7 | 8.5 | 1.9 | 85 | 67 | 207558982
TRANE | 4TWV0X48A1 | 4PX*CU48BS3 | *UHMC100ACV4 | 45500 | 43000 | 19.5 | 11.5 | 8.5 | 1.9 | 84 | 66 | 207558980
TRANE | 4TWV0X48A1 | 4PX*CU48BS3 | *UD2C080ACV4 | 45500 | 42500 | 19 | 11.5 | 8.2 | 1.77 | 86 | 67 | 207558979
TRANE | 4TWV0X36A1 | 4PX*CU48BS3 | *UD2C100ACV5 | 35600 | 32200 | 20.5 | 12.7 | 8.7 | 1.84 | 83 | 63 | 207558974
TRANE | 4TWV0X36A1 | 4PX*CU48BS3 | *UD2C080ACV4 | 35600 | 32000 | 20.5 | 12.7 | 8.7 | 1.85 | 83 | 63 | 207558973
TRANE | 4TWV0X36A1 | 4PX*CU36BS3 | *UD2C080ACV4 | 34400 | 31200 | 20 | 12 | 8.5 | 1.82 | 83 | 65 | 207558971
TRANE | 4TWV0X36A1 | 4PX*CU36BS3 | *UHMC100ACV4 | 34400 | 31400 | 20 | 12 | 8.5 | 1.8 | 83 | 64 | 207558970
TRANE | 4TWV0X36A1 | 4PX*CU36BS3 | *UD2C100ACV5 | 34600 | 31600 | 20 | 12 | 8.5 | 1.81 | 84 | 65 | 207558969
TRANE | 4TWV0X36A1 | 4PX*BU36BS3 | *UD2B060ACV3 | 34400 | 31600 | 19.5 | 12 | 8.2 | 1.83 | 81 | 64 | 207558959
TRANE | 4TWV0X36A1 | 4PX*BU36BS3 | *UD2B080ACV3 | 34200 | 31600 | 19.5 | 11.7 | 8.2 | 1.81 | 81 | 64 | 207558957
TRANE | 4TWR7048A1 | TEM8B0C60V51+TDR |  | 47500 | 48500 | 16 | 12 | 8.1 | 2.16 | 64 | 49 | 211221624
TRANE | 4TWR7048A1 | TAMXB0C48V41 |  | 46000 | 47000 | 16 | 12 | 8.1 | 2.12 | 65 | 50 | 211221622
AMERICAN STANDARD | 4A6L9048A1 | 4TXCC009DS3 | S8V2C100M5PCA+RP | 48500 | 43500 | 19 | 11.7 | 8.7 | 2.26 | 74 | 59 | 212944728
AMERICAN STANDARD | 4A6L9048A1 | 4TXCC009DS3 | S8V2C080M5PCA+RP | 48500 | 43000 | 19 | 11.7 | 8.7 | 2.28 | 74 | 59 | 212944727
AMERICAN STANDARD | 4A6L9048A1 | 4TXCC007DS3 | S8V2C100M5PCA+RP | 47500 | 44000 | 19 | 11.2 | 9 | 2.27 | 73 | 59 | 212944726
AMERICAN STANDARD | 4A6L9048A1 | 4TXCC007DS3 | S8V2C080M5PCA+RP | 47500 | 44000 | 19 | 11.5 | 9 | 2.26 | 73 | 59 | 212944725
AMERICAN STANDARD | 4A6L9048A1 | 4TXCC005DS3 | S8V2C080M5PCA+RP | 45500 | 44500 | 18.5 | 11 | 8.5 | 2.14 | 73 | 59 | 212944724
AMERICAN STANDARD | 4A6L9048A1 | 4TXCB006DS3 | S8V2B080M4PCA+RP | 47000 | 44500 | 19 | 11.2 | 8.7 | 2.21 | 73 | 59 | 212944723
AMERICAN STANDARD | 4A6L9048A1 | 4TXCB006DS3 | S8V2B060M4PCA+RP | 47000 | 44500 | 19 | 11.2 | 8.7 | 2.21 | 73 | 58 | 212944722
AMERICAN STANDARD | 4A6L9048A1 | 4PX*DU60BS3 | S8V2D120M5PCA+RP | 49000 | 43500 | 19 | 11.7 | 9 | 2.29 | 73 | 59 | 212944721
AMERICAN STANDARD | 4A6L9048A1 | 4PX*DU60BS3 | S8V2C080M5PCA+RP | 47000 | 42000 | 19 | 11.7 | 8.7 | 2.22 | 73 | 59 | 212944720
AMERICAN STANDARD | 4A6L9048A1 | 4PX*DU48BS3 | S8V2D120M5PCA+RP | 48000 | 44000 | 19 | 11.7 | 9 | 2.27 | 74 | 59 | 212944719
AMERICAN STANDARD | 4A6L9048A1 | 4PX*DD60BS3 | S8V2D120M5PCA+RP | 47500 | 43500 | 19 | 11.5 | 8.7 | 2.24 | 73 | 59 | 212944718
AMERICAN STANDARD | 4A6L9048A1 | 4PX*DD60BS3 | S8V2C080M5PCA+RP | 46000 | 42000 | 19 | 11.5 | 8.5 | 2.18 | 73 | 59 | 212944717
AMERICAN STANDARD | 4A6L9048A1 | 4PX*CU60BS3 | S8V2C100M5PCA+RP | 48500 | 43500 | 19 | 11.7 | 8.7 | 2.26 | 74 | 59 | 212944716
AMERICAN STANDARD | 4A6L9048A1 | 4PX*CU60BS3 | S8V2C080M5PCA+RP | 48500 | 43000 | 19 | 11.7 | 8.7 | 2.28 | 74 | 59 | 212944715
AMERICAN STANDARD | 4A6L9048A1 | 4PX*CU48BS3 | S8V2C100M5PCA+RP | 47500 | 44000 | 19 | 11.2 | 9 | 2.24 | 73 | 59 | 212944714
AMERICAN STANDARD | 4A6L9048A1 | 4PX*CU48BS3 | S8V2C080M5PCA+RP | 47500 | 44000 | 19 | 11.5 | 9 | 2.26 | 73 | 59 | 212944713
AMERICAN STANDARD | 4A6L9048A1 | 4PX*CU42BS3 | S8V2C100M5PCA+RP | 47500 | 44500 | 19 | 11.2 | 8.7 | 2.21 | 73 | 58 | 212944712
AMERICAN STANDARD | 4A6L9048A1 | 4PX*CU42BS3 | S8V2C080M5PCA+RP | 47500 | 44500 | 18.5 | 11.5 | 8.7 | 2.22 | 73 | 58 | 212944711
AMERICAN STANDARD | 4A6L9048A1 | 4PX*CD60BS3 | S8V2C080M5PCA+RP | 48500 | 43500 | 19 | 11.7 | 8.7 | 2.22 | 73 | 58 | 212944710
AMERICAN STANDARD | 4A6L9048A1 | 4PX*CD60BS3 | S8V2C100M5PCA+RP | 48500 | 43500 | 19 | 11.5 | 8.7 | 2.21 | 73 | 59 | 212944709
AMERICAN STANDARD | 4A6L9048A1 | 4PX*BU48BS3 | S8V2B080M4PCA+RP | 47000 | 44500 | 19 | 11.2 | 8.7 | 2.21 | 73 | 59 | 212944708
AMERICAN STANDARD | 4A6L9048A1 | 4PX*BU48BS3 | S8V2B060M4PCA+RP | 47000 | 44500 | 19 | 11.2 | 8.7 | 2.23 | 73 | 58 | 212944707
AMERICAN STANDARD | 4A6L9036A1 | 4TXCD010DS3 | S8V2D120M5PCA+RP | 38000 | 33200 | 18 | 12 | 8.7 | 2.34 | 70 | 55 | 212944706
AMERICAN STANDARD | 4A6L9036A1 | 4TXCD008DS3 | S8V2D120M5PCA+RP | 37400 | 33600 | 17.5 | 11.7 | 8.7 | 2.33 | 70 | 55 | 212944705
AMERICAN STANDARD | 4A6L9036A1 | 4TXCC009DS3 | S8V2C100M5PCA+RP | 37600 | 33200 | 17.5 | 11.7 | 8.7 | 2.32 | 70 | 55 | 212944704
AMERICAN STANDARD | 4A6L9036A1 | 4TXCC009DS3 | S8V2C080M5PCA+RP | 37400 | 33200 | 17.5 | 11.7 | 8.7 | 2.33 | 70 | 55 | 212944703
AMERICAN STANDARD | 4A6L9036A1 | 4TXCC007DS3 | S8V2C100M5PCA+RP | 37200 | 33600 | 17.5 | 11.7 | 8.7 | 2.32 | 70 | 55 | 212944702
AMERICAN STANDARD | 4A6L9036A1 | 4TXCC007DS3 | S8V2C080M5PCA+RP | 37000 | 33600 | 17.5 | 11.7 | 8.7 | 2.32 | 70 | 55 | 212944701
AMERICAN STANDARD | 4A6L9036A1 | 4TXCC005DS3 | S8V2C100M5PCA+RP | 35800 | 34200 | 16.5 | 11.2 | 8.5 | 2.19 | 70 | 54 | 212944700
AMERICAN STANDARD | 4A6L9036A1 | 4TXCC005DS3 | S8V2C080M5PCA+RP | 35600 | 34000 | 16.5 | 11.2 | 8.5 | 2.23 | 69 | 54 | 212944699
AMERICAN STANDARD | 4A6L9036A1 | 4TXCB006DS3 | S8V2B080M4PCA+RP | 37000 | 33800 | 17.5 | 11.2 | 8.7 | 2.29 | 70 | 56 | 212944698
AMERICAN STANDARD | 4A6L9036A1 | 4TXCB006DS3 | S8V2B060M4PCA+RP | 37000 | 33800 | 17.5 | 11.2 | 8.7 | 2.3 | 70 | 55 | 212944697
AMERICAN STANDARD | 4A6L9036A1 | 4TXCB006DS3 | S8V2A040M3PCA+RP | 35400 | 32600 | 17 | 11.5 | 8.5 | 2.23 | 70 | 56 | 212944696
AMERICAN STANDARD | 4A6L9036A1 | 4TXCB004DS3 | S8V2B060M4PCA+RP | 35800 | 34200 | 16.5 | 11 | 8.5 | 2.22 | 70 | 55 | 212944695
AMERICAN STANDARD | 4A6L9036A1 | 4TXCB004DS3 | S8V2B080M4PCA+RP | 35800 | 34200 | 16.5 | 11 | 8.5 | 2.19 | 70 | 55 | 212944694
AMERICAN STANDARD | 4A6L9036A1 | 4TXCB004DS3 | S8V2A040M3PCA+RP | 34200 | 33000 | 16.5 | 11.2 | 8.2 | 2.14 | 70 | 55 | 212944693
AMERICAN STANDARD | 4A6L9036A1 | 4PX*DU60BS3 | S8V2D120M5PCA+RP | 38000 | 33200 | 18 | 12 | 8.7 | 2.34 | 70 | 55 | 212944692
AMERICAN STANDARD | 4A6L9036A1 | 4PX*DU48BS3 | S8V2D120M5PCA+RP | 37400 | 33600 | 17.5 | 11.7 | 8.7 | 2.34 | 70 | 55 | 212944691
AMERICAN STANDARD | 4A6L9036A1 | 4PX*DD60BS3 | S8V2D120M5PCA+RP | 37200 | 33200 | 17.5 | 11.7 | 8.7 | 2.31 | 70 | 55 | 212944690
AMERICAN STANDARD | 4A6L9036A1 | 4PX*CU60BS3 | S8V2C100M5PCA+RP | 37600 | 33200 | 17.5 | 11.7 | 8.7 | 2.32 | 70 | 55 | 212944689
AMERICAN STANDARD | 4A6L9036A1 | 4PX*CU60BS3 | S8V2C080M5PCA+RP | 37400 | 33200 | 17.5 | 11.7 | 8.7 | 2.33 | 70 | 55 | 212944688
AMERICAN STANDARD | 4A6L9036A1 | 4PX*CU48BS3 | S8V2C100M5PCA+RP | 37200 | 33600 | 17.5 | 11.7 | 8.7 | 2.32 | 70 | 55 | 212944687
AMERICAN STANDARD | 4A6L9036A1 | 4PX*CU48BS3 | S8V2C080M5PCA+RP | 37000 | 33600 | 17.5 | 11.7 | 8.7 | 2.33 | 70 | 55 | 212944686
AMERICAN STANDARD | 4A6L9036A1 | 4PX*CU42BS3 | S8V2C100M5PCA+RP | 37000 | 34200 | 17 | 11.5 | 8.7 | 2.29 | 70 | 54 | 212944685
AMERICAN STANDARD | 4A6L9036A1 | 4PX*CU42BS3 | S8V2C080M5PCA+RP | 36800 | 34000 | 17 | 11.7 | 8.7 | 2.32 | 69 | 54 | 212944684
AMERICAN STANDARD | 4A6L9036A1 | 4PX*CU36BS3 | S8V2C100M5PCA+RP | 35800 | 34200 | 16.5 | 11.2 | 8.5 | 2.19 | 70 | 54 | 212944683
AMERICAN STANDARD | 4A6L9036A1 | 4PX*CU36BS3 | S8V2C080M5PCA+RP | 35600 | 34000 | 16.5 | 11.2 | 8.5 | 2.23 | 69 | 54 | 212944682
AMERICAN STANDARD | 4A6L9036A1 | 4PX*CD60BS3 | S8V2C100M5PCA+RP | 37600 | 33200 | 17.5 | 11.7 | 8.5 | 2.27 | 70 | 55 | 212944681
AMERICAN STANDARD | 4A6L9036A1 | 4PX*CD60BS3 | S8V2C080M5PCA+RP | 37400 | 33000 | 17.5 | 11.7 | 8.5 | 2.28 | 70 | 55 | 212944680
AMERICAN STANDARD | 4A6L9036A1 | 4PX*CD42BS3 | S8V2C100M5PCA+RP | 37400 | 34000 | 17 | 11.7 | 8.2 | 2.16 | 69 | 55 | 212944679
AMERICAN STANDARD | 4A6L9036A1 | 4PX*CD42BS3 | S8V2C080M5PCA+RP | 37200 | 34000 | 17 | 11.7 | 8.2 | 2.16 | 69 | 54 | 212944678
AMERICAN STANDARD | 4A6L9036A1 | 4PX*CD36BS3 | S8V2C100M5PCA+RP | 36000 | 34600 | 17 | 11.2 | 8.2 | 2.1 | 69 | 54 | 212944677
AMERICAN STANDARD | 4A6L9036A1 | 4PX*CD36BS3 | S8V2C080M5PCA+RP | 35800 | 34400 | 17 | 11.2 | 8.2 | 2.14 | 69 | 54 | 212944676
AMERICAN STANDARD | 4A6L9036A1 | 4PX*BU48BS3 | S8V2B080M4PCA+RP | 37000 | 33800 | 17.5 | 11.2 | 8.7 | 2.29 | 70 | 55 | 212944675
AMERICAN STANDARD | 4A6L9036A1 | 4PX*BU48BS3 | S8V2B060M4PCA+RP | 37000 | 33800 | 17.5 | 11.2 | 8.7 | 2.29 | 70 | 55 | 212944674
AMERICAN STANDARD | 4A6L9036A1 | 4PX*BU48BS3 | S8V2A040M3PCA+RP | 35400 | 32600 | 17 | 11.5 | 8.5 | 2.23 | 70 | 56 | 212944673
AMERICAN STANDARD | 4A6L9036A1 | 4PX*BU42BS3 | S8V2B080M4PCA+RP | 37000 | 34400 | 17 | 11.2 | 8.7 | 2.27 | 70 | 55 | 212944672
AMERICAN STANDARD | 4A6L9036A1 | 4PX*BU42BS3 | S8V2B060M4PCA+RP | 37000 | 34400 | 17 | 11.2 | 8.7 | 2.27 | 70 | 55 | 212944671
AMERICAN STANDARD | 4A6L9036A1 | 4PX*BU42BS3 | S8V2A040M3PCA+RP | 35200 | 33200 | 16.5 | 11.5 | 8.5 | 2.21 | 69 | 55 | 212944670
AMERICAN STANDARD | 4A6L9036A1 | 4PX*BU36BS3 | S8V2B080M4PCA+RP | 35800 | 34200 | 16.5 | 11 | 8.5 | 2.19 | 70 | 55 | 212944669
AMERICAN STANDARD | 4A6L9036A1 | 4PX*BU36BS3 | S8V2B060M4PCA+RP | 35800 | 34200 | 16.5 | 11 | 8.5 | 2.2 | 70 | 55 | 212944668
AMERICAN STANDARD | 4A6L9036A1 | 4PX*BU36BS3 | S8V2A040M3PCA+RP | 34200 | 33000 | 16.5 | 11.2 | 8.2 | 2.16 | 69 | 55 | 212944667
AMERICAN STANDARD | 4A6L9036A1 | 4PX*BD42BS3 | S8V2B080M4PCA+RP | 37200 | 34400 | 17 | 11.2 | 8.2 | 2.13 | 70 | 55 | 212944666
AMERICAN STANDARD | 4A6L9036A1 | 4PX*BD42BS3 | S8V2B060M4PCA+RP | 37400 | 34200 | 17 | 11.2 | 8.2 | 2.13 | 70 | 55 | 212944665
AMERICAN STANDARD | 4A6L9036A1 | 4PX*BD36BS3 | S8V2B080M4PCA+RP | 35800 | 34800 | 17.5 | 11 | 8.2 | 2.12 | 70 | 54 | 212944663
AMERICAN STANDARD | 4A6L9036A1 | 4PX*BD36BS3 | S8V2B060M4PCA+RP | 35800 | 34600 | 17 | 11 | 8.2 | 2.13 | 69 | 55 | 212944662
AMERICAN STANDARD | 4A6L9024A1 | 4TXCA002DS3 | S8V2A040M3PCA+RP | 22400 | 21800 | 16 | 11.2 | 8.2 | 2.02 | 67 | 51 | 212944659
AMERICAN STANDARD | 4A6L9024A1 | 4PX*BD36BS3 | S8V2A040M3PCA+RP | 22800 | 19700 | 18 | 12 | 8.2 | 2.21 | 68 | 53 | 212944657
AMERICAN STANDARD | 4A6V0X48A1 | 4PX*DU60BS3 | *UD2D120ACV5 | 46500 | 42000 | 19 | 11.5 | 8.5 | 1.79 | 87 | 67 | 207590703
AMERICAN STANDARD | 4A6V0X48A1 | 4PX*CU60BS3 | *UD2C100ACV5 | 46500 | 42500 | 19.5 | 11.5 | 8.5 | 1.79 | 86 | 67 | 207590702
AMERICAN STANDARD | 4A6V0X60A1 | 4TXCD010DS3 | *UHMD120ACV5 | 53500 | 51000 | 19 | 11.7 | 8.2 | 1.8 | 96 | 76 | 207590695
AMERICAN STANDARD | 4A6V0X48A1 | 4TXCD010DS3 | *UHMC100ACV4 | 45000 | 41000 | 19.5 | 11.7 | 8.2 | 1.8 | 85 | 66 | 207590691
AMERICAN STANDARD | 4A6V0X48A1 | 4TXCC009DS3 | *UHMC100ACV4 | 46500 | 42000 | 19.5 | 11.7 | 8.5 | 1.9 | 85 | 67 | 207590688
AMERICAN STANDARD | 4A6V0X48A1 | 4TXCC009DS3 | *UD2C080ACV4 | 46500 | 42000 | 19.5 | 11.7 | 8.5 | 1.82 | 86 | 67 | 207590686
AMERICAN STANDARD | 4A6V0X48A1 | 4TXCC007DS3 | *UHMC100ACV4 | 45500 | 43000 | 19.5 | 11.5 | 8.5 | 1.9 | 84 | 66 | 207590685
AMERICAN STANDARD | 4A6V0X48A1 | 4TXCC007DS3 | *UD2C080ACV4 | 45500 | 42500 | 19 | 11.5 | 8.2 | 1.77 | 86 | 67 | 207590684
AMERICAN STANDARD | 4A6V0X36A1 | 4TXCC005DS3 | *UD2C100ACV5 | 34600 | 31600 | 20 | 12 | 8.5 | 1.78 | 85 | 65 | 207590683
AMERICAN STANDARD | 4A6V0X36A1 | 4TXCC005DS3 | *UD2C080ACV4 | 34400 | 31200 | 20 | 12 | 8.5 | 1.81 | 83 | 65 | 207590682
AMERICAN STANDARD | 4A6V0X36A1 | 4TXCC005DS3 | *UHMC100ACV4 | 34400 | 31400 | 20 | 12 | 8.5 | 1.8 | 83 | 64 | 207590681
AMERICAN STANDARD | 4A6V0X36A1 | 4TXCB004DS3 | *UD2B060ACV3 | 34400 | 31600 | 19.5 | 12 | 8.2 | 1.82 | 82 | 65 | 207590679
AMERICAN STANDARD | 4A6V0X36A1 | 4TXCB004DS3 | *UD2B080ACV3 | 34200 | 31600 | 19.5 | 11.7 | 8.2 | 1.81 | 81 | 64 | 207590678
AMERICAN STANDARD | 4A6V0X48A1 | 4PX*DU60BS3 | *UHMC100ACV4 | 45000 | 41000 | 19.5 | 11.7 | 8.2 | 1.8 | 85 | 66 | 207590670
AMERICAN STANDARD | 4A6V0X48A1 | 4PX*CU60BS3 | *UD2C080ACV4 | 46500 | 42000 | 19.5 | 11.7 | 8.5 | 1.82 | 86 | 67 | 207590669
AMERICAN STANDARD | 4A6V0X48A1 | 4PX*CU60BS3 | *UHMC100ACV4 | 46500 | 42000 | 19.5 | 11.7 | 8.5 | 1.9 | 85 | 67 | 207590668
AMERICAN STANDARD | 4A6V0X48A1 | 4PX*CU48BS3 | *UHMC100ACV4 | 45500 | 43000 | 19.5 | 11.5 | 8.5 | 1.9 | 84 | 66 | 207590667
AMERICAN STANDARD | 4A6V0X48A1 | 4PX*CU48BS3 | *UD2C080ACV4 | 45500 | 42500 | 19 | 11.5 | 8.2 | 1.77 | 86 | 67 | 207590666
AMERICAN STANDARD | 4A6V0X36A1 | 4PX*CU48BS3 | *UD2C100ACV5 | 35600 | 32200 | 20.5 | 12.7 | 8.7 | 1.84 | 83 | 63 | 207590662
AMERICAN STANDARD | 4A6V0X36A1 | 4PX*CU48BS3 | *UD2C080ACV4 | 35600 | 32000 | 20.5 | 12.7 | 8.7 | 1.85 | 83 | 63 | 207590661
AMERICAN STANDARD | 4A6V0X36A1 | 4PX*CU36BS3 | *UD2C080ACV4 | 34400 | 31200 | 20 | 12 | 8.5 | 1.82 | 83 | 65 | 207590660
AMERICAN STANDARD | 4A6V0X36A1 | 4PX*CU36BS3 | *UHMC100ACV4 | 34400 | 31400 | 20 | 12 | 8.5 | 1.8 | 83 | 64 | 207590659
AMERICAN STANDARD | 4A6V0X36A1 | 4PX*CU36BS3 | *UD2C100ACV5 | 34600 | 31600 | 20 | 12 | 8.5 | 1.81 | 84 | 65 | 207590658
AMERICAN STANDARD | 4A6V0X36A1 | 4PX*BU36BS3 | *UD2B060ACV3 | 34400 | 31600 | 19.5 | 12 | 8.2 | 1.83 | 81 | 64 | 207590650
AMERICAN STANDARD | 4A6V0X36A1 | 4PX*BU36BS3 | *UD2B080ACV3 | 34200 | 31600 | 19.5 | 11.7 | 8.2 | 1.81 | 81 | 64 | 207590649
AMERICAN STANDARD | 4A6V0X24A1 | 4PX*BU36BS3 | *UHMB080ACV3 | 23800 | 20200 | 19.5 | 12.7 | 8.5 | 1.8 | 83 | 63 | 207590640
AMERICAN STANDARD | 4A6V0X24A1 | 4TXFH024CZ3 | *UHMB060ACV3 | 23200 | 20000 | 18 | 12.5 | 8.2 | 1.8 | 84 | 64 | 207590627
AMERICAN STANDARD | 4A6V8X48A1 | 4TXCD010DS3 | L8V1C100U5VSA+RP | 45500 | 42000 | 18 | 12 | 8.5 | 1.81 | 85 | 65 | 207590618
AMERICAN STANDARD | 4A6V8X48A1 | 4TXCC007DS3 | L8V1C100U5VSA+RP | 46000 | 43500 | 18 | 11.7 | 8.5 | 1.84 | 86 | 66 | 207590617
AMERICAN STANDARD | 4A6V8X48A1 | 4PX*DU60BS3 | L8V1C100U5VSA+RP | 45500 | 42000 | 18 | 12 | 8.5 | 1.81 | 85 | 65 | 207590616
AMERICAN STANDARD | 4A6V8X48A1 | 4PX*CU60BS3 | L8V1C100U5VSA+RP | 47000 | 43000 | 18 | 12 | 8.5 | 1.86 | 86 | 66 | 207590615
AMERICAN STANDARD | 4A6V8X48A1 | 4PX*CU48BS3 | L8V1C100U5VSA+RP | 46000 | 43500 | 18 | 11.7 | 8.5 | 1.84 | 86 | 66 | 207590614
AMERICAN STANDARD | 4A6V0X48A1 | 4TXFH064AZ3 | *UHMC100ACV4 | 46000 | 41500 | 19.5 | 11.7 | 8.2 | 1.8 | 86 | 68 | 207590272
AMERICAN STANDARD | 4A6V8X36A1 | 4PX*CU42BS3 | *DD2C100ACV5 | 33400 | 30600 | 18 | 11.5 | 8.2 | 1.84 | 84 | 66 | 207590267
AMERICAN STANDARD | 4A6V0X36A1 | 4PX*CU42BS3 | *DD2C100ACV5 | 33800 | 31200 | 19 | 12 | 8.2 | 1.79 | 82 | 64 | 207590265
AMERICAN STANDARD | 4A6V0X36A1 | 4PX*CD42BS3 | *DD2C100ACV5 | 35800 | 31200 | 20.5 | 12.7 | 8.1 | 1.78 | 82 | 65 | 207590253
AMERICAN STANDARD | 4A6V0X36A1 | 4PX*BU48BS3 | *DD2B080ACV3 | 33200 | 31200 | 18.5 | 11.7 | 8.5 | 1.8 | 83 | 64 | 207590247
AMERICAN STANDARD | 4A6V8X36A1 | 4PX*CU48BS3 | *DD2C100ACV5 | 33000 | 30400 | 18 | 11.2 | 8.2 | 1.88 | 84 | 66 | 207590233
AMERICAN STANDARD | 4A6V8X36A1 | 4PX*BU48BS3 | *DHMB060BCV3 | 32800 | 30800 | 18 | 11.2 | 8.1 | 1.9 | 82 | 66 | 207590228
AMERICAN STANDARD | 4A6V8X36A1 | 4PX*BU48BS3 | *DD2B080ACV3 | 33000 | 30600 | 18 | 11.2 | 8.2 | 1.83 | 84 | 66 | 207590227
AMERICAN STANDARD | 4A6V8X36A1 | 4TXCB006DS3 | S9V2B040U3VSA+RP | 35200 | 31800 | 18 | 12 | 8.2 | 1.8 | 82 | 65 | 207590189
AMERICAN STANDARD | 4A6V8X36A1 | 4TXCB006DS3 | S9V2B080U3VSA+RP | 35000 | 31600 | 18 | 11.7 | 8.2 | 1.8 | 82 | 65 | 207590188
AMERICAN STANDARD | 4A6V8X36A1 | 4TXCB006DS3 | S9V2B060U3VSA+RP | 35000 | 31600 | 18 | 12 | 8.2 | 1.8 | 82 | 65 | 207590187
AMERICAN STANDARD | 4A6V8X36A1 | 4TXCB004DS3 | S9V2B080U3VSA+RP | 33800 | 31000 | 18 | 11.5 | 8.2 | 1.8 | 83 | 66 | 207590186
AMERICAN STANDARD | 4A6V8X36A1 | 4PX*BU36BS3 | S9V2B060U3VSA+RP | 33800 | 31200 | 18 | 11.5 | 8.2 | 1.8 | 83 | 65 | 207590176
AMERICAN STANDARD | 4A6V8X36A1 | 4PX*BU36BS3 | S9V2B080U3VSA+RP | 33800 | 31000 | 18 | 11.5 | 8.2 | 1.8 | 83 | 66 | 207590175
AMERICAN STANDARD | 4A6V8X24A1 | 4TXCB004DS3 | S9V2B080D3VSA+RP | 22200 | 20000 | 17 | 11.5 | 8.5 | 1.8 | 84 | 64 | 207590172
AMERICAN STANDARD | 4A6V8X24A1 | 4TXCB004DS3 | S9V2B080U3VSA+RP | 23800 | 20200 | 18 | 12.5 | 8.2 | 1.8 | 84 | 64 | 207590171
AMERICAN STANDARD | 4A6V8X24A1 | 4TXCB004DS3 | S9V2B060U3VSA+RP | 23800 | 20200 | 18 | 12.5 | 8.2 | 1.8 | 84 | 64 | 207590170
AMERICAN STANDARD | 4A6V8X24A1 | 4TXCB004DS3 | S9V2B040U3VSA+RP | 24000 | 20400 | 18 | 12.5 | 8.5 | 1.8 | 83 | 64 | 207590169
AMERICAN STANDARD | 4A6V8X24A1 | 4PX*BU36BS3 | S9V2B080U3VSA+RP | 23800 | 20200 | 18 | 12.5 | 8.2 | 1.8 | 84 | 64 | 207590168
AMERICAN STANDARD | 4A6V8X24A1 | 4PX*BU36BS3 | S9V2B060U3VSA+RP | 23600 | 20200 | 18 | 12.5 | 8.5 | 1.9 | 82 | 64 | 207590167
AMERICAN STANDARD | 4A6V8X24A1 | 4PX*BU36BS3 | S9V2B040U3VSA+RP | 24000 | 20400 | 18 | 12.5 | 8.5 | 1.8 | 83 | 64 | 207590166
AMERICAN STANDARD | 4A6V0X36A1 | 4PX*BU36BS3 | S9V2B080U3VSA+RP | 34200 | 31600 | 19.5 | 12 | 8.2 | 1.8 | 82 | 64 | 207590128
AMERICAN STANDARD | 4A6V0X24A1 | 4TXCB004DS3 | S9V2B040U3VSA+RP | 24000 | 20400 | 19 | 12.5 | 8.5 | 1.8 | 83 | 64 | 207590123
AMERICAN STANDARD | 4A6V0X24A1 | 4TXCB004DS3 | S9V2B080U3VSA+RP | 23800 | 20200 | 19 | 12.5 | 8.2 | 1.8 | 84 | 64 | 207590122
AMERICAN STANDARD | 4A6V0X24A1 | 4TXCB004DS3 | S9V2B060U3VSA+RP | 23800 | 20200 | 19 | 12.5 | 8.2 | 1.8 | 84 | 64 | 207590121
AMERICAN STANDARD | 4A6V0X24A1 | 4PX*BU36BS3 | S9V2B080U3VSA+RP | 23800 | 20200 | 19 | 12.5 | 8.2 | 1.8 | 84 | 64 | 207590120
AMERICAN STANDARD | 4A6H7024A1 | TEM8B0C60V51+TDR |  | 25600 | 24400 | 16 | 12 | 8.1 | 2.16 | 63 | 47 | 211220571
AMERICAN STANDARD | 4A6H7024A1 | TEM8A0C48V41+TDR |  | 25600 | 24400 | 16 | 12 | 8.1 | 2.16 | 63 | 47 | 211220570
AMERICAN STANDARD | 4A6H7024A1 | TEM8A0C42V41+TDR |  | 25400 | 24800 | 16 | 12 | 8.1 | 2.11 | 63 | 47 | 211220569
AMERICAN STANDARD | 4A6H7024A1 | TEM8A0C36V31+TDR |  | 25400 | 24800 | 16 | 12 | 8.1 | 2.11 | 63 | 47 | 211220568
AMERICAN STANDARD | 4A6H7024A1 | TAMXB0C36V31 |  | 25200 | 24600 | 16 | 12 | 8.1 | 2.05 | 63 | 47 | 211220566
AMERICAN STANDARD | 4A6H7024A1 | TAMXB0B30V31 |  | 25000 | 24800 | 16 | 12 | 8.1 | 2.06 | 63 | 46 | 211220565
AMERICAN STANDARD | 4A6H7024A1 | 4PX*BD42BS3+HORIZ-RT | S8V2B080M4PCA | 25600 | 23800 | 16 | 12 | 8.1 | 1.97 | 63 | 47 | 211220534
TRANE | 4TWX6042H1 | TEM8A0D48V41+TDR |  | 39000 | 38500 | 15.2 | 12 | 8.1 | 2.2 | 64 | 49 | 10153775
TRANE | 4TWR6042H1 | TEM8A0C48V41+TDR |  | 41000 | 39000 | 15.2 | 12 | 8.1 | 2.2 | 64 | 48 | 10153771
TRANE | 4TWX6042H1 | TEM8A0C48V41+TDR |  | 41000 | 39000 | 15.2 | 12 | 8.1 | 2.2 | 64 | 48 | 10153770
TRANE | 4TWR6036H1 | TEM8A0C42V41+TDR |  | 34600 | 32600 | 15.2 | 12 | 8.1 | 2.2 | 67 | 52 | 10153763
TRANE | 4TWX6036H1 | TEM8A0C42V41+TDR |  | 34600 | 32600 | 15.2 | 12 | 8.1 | 2.2 | 67 | 52 | 10153762
TRANE | 4TWR6036H1 | TEM8A0C36V31+TDR |  | 34600 | 32600 | 15.2 | 12 | 8.1 | 2.2 | 67 | 52 | 10153760
TRANE | 4TWX6036H1 | TEM8A0C36V31+TDR |  | 34600 | 32600 | 15.2 | 12 | 8.1 | 2.2 | 67 | 52 | 10153759
TRANE | 4TWR6030H1 | TEM8A0C36V31+TDR |  | 29000 | 27400 | 15.2 | 12 | 8.1 | 2.2 | 64 | 49 | 10153755
TRANE | 4TWX6030H1 | TEM8A0C36V31+TDR |  | 29000 | 27400 | 15.2 | 12 | 8.1 | 2.2 | 64 | 49 | 10153753
AMERICAN STANDARD | 4A6H7048A1 | TEM8A0D48V41+TDR |  | 45000 | 47500 | 16 | 12 | 8.1 | 2.1 | 65 | 50 | 10153497
AMERICAN STANDARD | 4A6H7048A1 | TEM8A0C48V41+TDR |  | 47500 | 48500 | 16 | 12 | 8.1 | 2.1 | 64 | 49 | 10153496
AMERICAN STANDARD | 4A6H7048A1 | TEM8A0C42V41+TDR |  | 44500 | 48500 | 16 | 12 | 8.1 | 2 | 64 | 49 | 10153495
AMERICAN STANDARD | 4A6H6048H1 | TEM8A0C48V41+TDR |  | 47000 | 44500 | 15.2 | 12 | 8.1 | 2.2 | 65 | 49 | 10153489
AMERICAN STANDARD | 4A6H6042H1 | TEM8A0D48V41+TDR |  | 39000 | 38500 | 15.2 | 12 | 8.1 | 2.2 | 64 | 49 | 10153488
AMERICAN STANDARD | 4A6H6042H1 | TEM8A0C48V41+TDR |  | 41000 | 39000 | 15.2 | 12 | 8.1 | 2.2 | 64 | 48 | 10153486
AMERICAN STANDARD | 4A6H6036H1 | TEM8A0C42V41+TDR |  | 34600 | 32600 | 15.2 | 12 | 8.1 | 2.2 | 67 | 52 | 10153483
AMERICAN STANDARD | 4A6H6036H1 | TEM8A0C36V31+TDR |  | 34600 | 32600 | 15.2 | 12 | 8.1 | 2.2 | 67 | 52 | 10153482
AMERICAN STANDARD | 4A6H6030H1 | TEM8A0C36V31+TDR |  | 29000 | 27400 | 15.2 | 12 | 8.1 | 2.2 | 64 | 49 | 10153480
TRANE | 4TWV8X48A1 | 4TXCD010DS3 | *UD2C080ACV4 | 45000 | 42000 | 18 | 11.7 | 8.5 | 1.82 | 85 | 66 | 211596946
TRANE | 4TWV8X48A1 | 4TXCD010DS3 | *UD2D120B9V5+RP | 46500 | 43000 | 18 | 11.7 | 8.5 | 1.86 | 86 | 67 | 211596945
TRANE | 4TWV8X48A1 | 4TXCD008DS3 | *UD2D120B9V5+RP | 45500 | 43500 | 18 | 11.7 | 8.5 | 1.83 | 86 | 67 | 211596944
TRANE | 4TWV8X48A1 | 4PX*DU60BS3 | *UD2D120B9V5+RP | 46500 | 43000 | 18 | 11.7 | 8.5 | 1.86 | 86 | 67 | 211596943
TRANE | 4TWV8X48A1 | 4PX*DU60BS3 | *UD2C080ACV4 | 45000 | 42000 | 18 | 11.7 | 8.5 | 1.82 | 85 | 66 | 211596942
TRANE | 4TWV8X48A1 | 4PX*DU48BS3 | *UD2D120B9V5+RP | 45500 | 43500 | 18 | 11.7 | 8.5 | 1.83 | 86 | 67 | 211596941
TRANE | 4TWV8X48A1 | 4PX*DD60BS3+HORIZ-RT | *UD2D120B9V5+RP | 44500 | 42500 | 18 | 11.7 | 8.5 | 1.8 | 85 | 66 | 211596940
TRANE | 4TWV8X48A1 | 4PX*DD60BS3+HORIZ-RT | *UD2C080ACV4 | 44000 | 42000 | 18 | 11.7 | 8.2 | 1.77 | 84 | 66 | 211596939
TRANE | 4TWV8X48A1 | 4PX*CU42BS3 | *UD2C100ACV5 | 46000 | 44500 | 18 | 11.7 | 8.5 | 1.78 | 85 | 64 | 211596938
TRANE | 4TWV8X48A1 | 4PX*CU42BS3 | *UD2C080ACV4 | 45500 | 44500 | 18 | 11.7 | 8.5 | 1.81 | 84 | 65 | 211596937
TRANE | 4TWV8X48A1 | 4PX*CD60BS3+HORIZ-RT | *UD2C080ACV4 | 46500 | 43000 | 18 | 11.7 | 8.5 | 1.81 | 85 | 66 | 211596936
TRANE | 4TWV8X36A1 | 4TXCC005DS3 | *DD2C100ACV5 | 32000 | 30400 | 18 | 11 | 8.2 | 1.77 | 84 | 66 | 211596935
TRANE | 4TWV8X36A1 | 4TXCB006DS3 | *UD2B060ACV3 | 35200 | 31600 | 18 | 12 | 8.2 | 1.87 | 83 | 66 | 211596934
AMERICAN STANDARD | 4A6V7X24A1 | 4PX*BU42BS3 | S8V2A040M3PDB | 23400 | 20800 | 17 | 12 | 8.2 | 1.8 | 80 | 60 | 214639582
TRANE | 4TWV7X24A1 | 4PX*BU42BS3 | S8V2A040M3PDB | 23400 | 20800 | 17 | 12 | 8.2 | 1.8 | 80 | 60 | 214639581
AMERICAN STANDARD | 4A6V7X24A1 | 4PX*BU42BS3 | S8V2A040M3PCB | 23400 | 20800 | 17 | 12 | 8.2 | 1.8 | 80 | 60 | 214639580
TRANE | 4TWV7X24A1 | 4PX*BU42BS3 | S8V2A040M3PCB | 23400 | 20800 | 17 | 12 | 8.2 | 1.8 | 80 | 60 | 214639579
AMERICAN STANDARD | 4A6V7X24A1 | 4PX*BU36BS3 | S8V2A040M3PCB | 22800 | 20000 | 17 | 12 | 8.2 | 1.8 | 82 | 62 | 214639578
TRANE | 4TWV7X24A1 | 4PX*BU36BS3 | S8V2A040M3PCB | 22800 | 20000 | 17 | 12 | 8.2 | 1.8 | 82 | 62 | 214639577
AMERICAN STANDARD | 4A6L9036A1 | 4PX*CU42BS3 | S8V2C100M5PDA+RP | 37000 | 34200 | 17 | 11.5 | 8.7 | 2.29 | 70 | 54 | 212944915
AMERICAN STANDARD | 4A6L9036A1 | 4PX*CU42BS3 | S8V2C080M5PDA+RP | 36800 | 34000 | 17 | 11.7 | 8.7 | 2.32 | 69 | 54 | 212944914
AMERICAN STANDARD | 4A6L9036A1 | 4PX*CU36BS3 | S8V2C100M5PDA+RP | 35800 | 34200 | 16.5 | 11.2 | 8.5 | 2.19 | 70 | 54 | 212944913
AMERICAN STANDARD | 4A6L9036A1 | 4PX*CU36BS3 | S8V2C080M5PDA+RP | 35600 | 34000 | 16.5 | 11.2 | 8.5 | 2.23 | 69 | 54 | 212944912
AMERICAN STANDARD | 4A6L9036A1 | 4PX*CD60BS3 | S8V2C100M5PDA+RP | 37600 | 33200 | 17.5 | 11.7 | 8.5 | 2.27 | 70 | 55 | 212944911
AMERICAN STANDARD | 4A6L9036A1 | 4PX*CD60BS3 | S8V2C080M5PDA+RP | 37400 | 33000 | 17.5 | 11.7 | 8.5 | 2.28 | 70 | 55 | 212944910
AMERICAN STANDARD | 4A6L9036A1 | 4PX*CD42BS3 | S8V2C100M5PDA+RP | 37400 | 34000 | 17 | 11.7 | 8.2 | 2.16 | 69 | 55 | 212944909
AMERICAN STANDARD | 4A6L9036A1 | 4PX*CD42BS3 | S8V2C080M5PDA+RP | 37200 | 34000 | 17 | 11.7 | 8.2 | 2.16 | 69 | 54 | 212944908
AMERICAN STANDARD | 4A6L9036A1 | 4PX*CD36BS3 | S8V2C100M5PDA+RP | 36000 | 34600 | 17 | 11.2 | 8.2 | 2.1 | 69 | 54 | 212944907
AMERICAN STANDARD | 4A6L9036A1 | 4PX*CD36BS3 | S8V2C080M5PDA+RP | 35800 | 34400 | 17 | 11.2 | 8.2 | 2.14 | 69 | 54 | 212944906
AMERICAN STANDARD | 4A6L9036A1 | 4PX*BU48BS3 | S8V2B060M4PDA+RP | 37000 | 33800 | 17.5 | 11.2 | 8.7 | 2.29 | 70 | 55 | 212944905
AMERICAN STANDARD | 4A6L9036A1 | 4PX*BU48BS3 | S8V2B080M4PDA+RP | 37000 | 33800 | 17.5 | 11.2 | 8.7 | 2.29 | 70 | 55 | 212944904
AMERICAN STANDARD | 4A6L9036A1 | 4PX*BU48BS3 | S8V2A040M3PDA+RP | 35400 | 32600 | 17 | 11.5 | 8.5 | 2.23 | 70 | 56 | 212944903
AMERICAN STANDARD | 4A6L9036A1 | 4PX*BU42BS3 | S8V2B080M4PDA+RP | 37000 | 34400 | 17 | 11.2 | 8.7 | 2.27 | 70 | 55 | 212944902
AMERICAN STANDARD | 4A6L9036A1 | 4PX*BU42BS3 | S8V2B060M4PDA+RP | 37000 | 34400 | 17 | 11.2 | 8.7 | 2.27 | 70 | 55 | 212944901
AMERICAN STANDARD | 4A6L9036A1 | 4PX*BU42BS3 | S8V2A040M3PDA+RP | 35200 | 33200 | 16.5 | 11.5 | 8.5 | 2.21 | 69 | 55 | 212944900
AMERICAN STANDARD | 4A6L9036A1 | 4PX*BU36BS3 | S8V2B080M4PDA+RP | 35800 | 34200 | 16.5 | 11 | 8.5 | 2.19 | 70 | 55 | 212944899
AMERICAN STANDARD | 4A6L9036A1 | 4PX*BU36BS3 | S8V2B060M4PDA+RP | 35800 | 34200 | 16.5 | 11 | 8.5 | 2.2 | 70 | 55 | 212944898
AMERICAN STANDARD | 4A6L9036A1 | 4PX*BU36BS3 | S8V2A040M3PDA+RP | 34200 | 33000 | 16.5 | 11.2 | 8.2 | 2.16 | 69 | 55 | 212944897
AMERICAN STANDARD | 4A6L9036A1 | 4PX*BD42BS3 | S8V2B080M4PDA+RP | 37200 | 34400 | 17 | 11.2 | 8.2 | 2.13 | 70 | 55 | 212944896
AMERICAN STANDARD | 4A6L9036A1 | 4PX*BD42BS3 | S8V2B060M4PDA+RP | 37400 | 34200 | 17 | 11.2 | 8.2 | 2.13 | 70 | 55 | 212944895
AMERICAN STANDARD | 4A6L9036A1 | 4PX*BD36BS3 | S8V2B080M4PDA+RP | 35800 | 34800 | 17.5 | 11 | 8.2 | 2.12 | 70 | 54 | 212944892
AMERICAN STANDARD | 4A6L9036A1 | 4PX*BD36BS3 | S8V2B060M4PDA+RP | 35800 | 34600 | 17 | 11 | 8.2 | 2.13 | 69 | 55 | 212944891
AMERICAN STANDARD | 4A6L9024A1 | 4TXCA002DS3 | S8V2A040M3PDA+RP | 22400 | 21800 | 16 | 11.2 | 8.2 | 2.02 | 67 | 51 | 212944889
AMERICAN STANDARD | 4A6L9024A1 | 4PX*BD36BS3 | S8V2A040M3PDA+RP | 22800 | 19700 | 18 | 12 | 8.2 | 2.21 | 68 | 53 | 212944887
AMERICAN STANDARD | 4A6L9024A1 | 4PX*AU24BS3 | S8V2A040M3PDA+RP | 22400 | 21800 | 16 | 11.2 | 8.2 | 2.02 | 67 | 51 | 212944886
TRANE | 4TWL9060A1 | 4TXCD010DS3 | S8V2D120M5PDA+RP | 58500 | 53500 | 19 | 10 | 8.7 | 2.13 | 72 | 59 | 212944885
TRANE | 4TWL9060A1 | 4TXCD010DS3 | S8V2C080M5PDA+RP | 56500 | 51500 | 19 | 10 | 8.2 | 2.09 | 73 | 59 | 212944884
TRANE | 4TWL9060A1 | 4TXCD010DS3+P0V0C000M50SC+RP |  | 57000 | 52000 | 19 | 10 | 8.5 | 2.14 | 71 | 57 | 207804978
TRANE | 4TWL9060A1 | 4TXCD010DS3+P0V0D000M50SC+RP |  | 59000 | 53500 | 19 | 11 | 8.7 | 2.23 | 71 | 57 | 207804977
TRANE | 4TWL9060A1 | 4TXCD008DS3+P0V0C000M50SC+RP |  | 55500 | 52500 | 19 | 10 | 8.5 | 2.12 | 71 | 58 | 207804976
TRANE | 4TWL9060A1 | 4TXCD008DS3+P0V0D000M50SC+RP |  | 57500 | 54000 | 19 | 10 | 8.7 | 2.21 | 71 | 57 | 207804975
TRANE | 4TWL9060A1 | 4TXCC009DS3+P0V0C000M50SC+RP |  | 59000 | 53500 | 19 | 10 | 8.7 | 2.19 | 71 | 58 | 207804974
TRANE | 4TWL9060A1 | 4TXCC007DS3+P0V0C000M50SC+RP |  | 57000 | 54000 | 19 | 10 | 8.7 | 2.17 | 71 | 58 | 207804973
TRANE | 4TWL9060A1 | 4PX*DU60BS3+P0V0D000M50SC+RP |  | 59000 | 53500 | 19 | 11 | 8.7 | 2.23 | 71 | 57 | 207804972
TRANE | 4TWL9060A1 | 4PX*DU60BS3+P0V0C000M50SC+RP |  | 57000 | 52000 | 19 | 10 | 8.5 | 2.14 | 71 | 57 | 207804971
TRANE | 4TWL9060A1 | 4PX*DD60BS3+P0V0C000M50SC+RP |  | 55500 | 52000 | 19 | 10 | 8.5 | 2.09 | 71 | 57 | 207804968
TRANE | 4TWL9060A1 | 4PX*DD60BS3+P0V0D000M50SC+RP |  | 57500 | 53500 | 19 | 10 | 8.7 | 2.19 | 71 | 57 | 207804967
TRANE | 4TWL9060A1 | 4PX*CU60BS3+P0V0C000M50SC+RP |  | 59000 | 53500 | 19 | 10 | 8.7 | 2.19 | 71 | 58 | 207804966
TRANE | 4TWL9060A1 | 4PX*CD60BS3+P0V0C000M50SC+RP |  | 59000 | 53500 | 19 | 10 | 8.5 | 2.14 | 71 | 58 | 207804964
TRANE | 4TWL9048A1 | 4TXCD010DS3+P0V0D000M50SC+RP |  | 49000 | 43000 | 19 | 12 | 9 | 2.34 | 73 | 58 | 207804963
TRANE | 4TWL9048A1 | 4TXCD010DS3+P0V0C000M50SC+RP |  | 47500 | 42000 | 19 | 12 | 8.7 | 2.26 | 73 | 58 | 207804962
TRANE | 4TWL9048A1 | 4TXCD008DS3+P0V0D000M50SC+RP |  | 48000 | 43500 | 19 | 12 | 9 | 2.32 | 74 | 58 | 207804961
TRANE | 4TWL9048A1 | 4TXCD008DS3+P0V0C000M50SC+RP |  | 46500 | 42500 | 19 | 12 | 8.7 | 2.24 | 73 | 58 | 207804960
TRANE | 4TWL9048A1 | 4TXCC009DS3+P0V0C000M50SC+RP |  | 49000 | 43000 | 19 | 12 | 9 | 2.32 | 73 | 59 | 207804959
TRANE | 4TWL9048A1 | 4TXCC007DS3+P0V0C000M50SC+RP |  | 48000 | 44000 | 19 | 11.7 | 9 | 2.29 | 72 | 58 | 207804958
TRANE | 4TWL9048A1 | 4PX*DU60BS3+P0V0D000M50SC+RP |  | 49000 | 43000 | 19 | 12 | 9 | 2.34 | 73 | 58 | 207804956
TRANE | 4TWL9048A1 | 4PX*DU60BS3+P0V0C000M50SC+RP |  | 47500 | 42000 | 19 | 12 | 8.7 | 2.26 | 73 | 58 | 207804955
TRANE | 4TWL9048A1 | 4PX*DU48BS3+P0V0D000M50SC+RP |  | 48000 | 43500 | 19 | 12 | 9 | 2.32 | 73 | 58 | 207804954
TRANE | 4TWL9048A1 | 4PX*DU48BS3+P0V0C000M50SC+RP |  | 46500 | 42500 | 19 | 12 | 8.7 | 2.24 | 73 | 58 | 207804953
TRANE | 4TWL9048A1 | 4PX*DD60BS3+P0V0C000M50SC+RP |  | 46500 | 42000 | 19 | 12 | 8.7 | 2.21 | 73 | 58 | 207804950
TRANE | 4TWL9048A1 | 4PX*DD60BS3+P0V0D000M50SC+RP |  | 48000 | 43000 | 19 | 12 | 9 | 2.3 | 73 | 58 | 207804949
TRANE | 4TWL9048A1 | 4PX*CU60BS3+P0V0C000M50SC+RP |  | 49000 | 43000 | 19 | 12 | 9 | 2.32 | 73 | 59 | 207804944
TRANE | 4TWL9048A1 | 4PX*CU48BS3+P0V0C000M50SC+RP |  | 48000 | 44000 | 19 | 11.7 | 9 | 2.31 | 73 | 58 | 207804943
TRANE | 4TWL9048A1 | 4PX*CU42BS3+P0V0C000M50SC+RP |  | 48000 | 44500 | 19 | 11.7 | 9 | 2.25 | 73 | 58 | 207804942
TRANE | 4TWL9048A1 | 4PX*CD60BS3+P0V0C000M50SC+RP |  | 49000 | 43500 | 19 | 12 | 8.7 | 2.25 | 72 | 58 | 207804940
TRANE | 4TWL9036A1 | 4TXCB006DS3+P0V0B000M40SC+RP |  | 34800 | 32600 | 16.5 | 12 | 8.5 | 2.34 | 69 | 55 | 207804936
TRANE | 4TWL9036A1 | 4TXCB006DS3+P0V0A000M30SC+RP |  | 33600 | 31800 | 16.5 | 11.7 | 8.2 | 2.23 | 69 | 55 | 207804935
TRANE | 4TWL9036A1 | 4TXCB004DS3+P0V0B000M40SC+RP |  | 33800 | 33200 | 16 | 11.7 | 8.5 | 2.24 | 69 | 54 | 207804934
TRANE | 4TWL9036A1 | 4TXCB004DS3+P0V0A000M30SC+RP |  | 32800 | 32400 | 16 | 11.5 | 8.1 | 2.16 | 69 | 54 | 207804933
TRANE | 4TWL9036A1 | 4PX*BU48BS3+P0V0B000M40SC+RP |  | 34800 | 32600 | 16.5 | 12 | 8.7 | 2.33 | 69 | 55 | 207804932
TRANE | 4TWL9036A1 | 4PX*BU48BS3+P0V0A000M30SC+RP |  | 33600 | 31800 | 16.5 | 11.7 | 8.2 | 2.23 | 69 | 55 | 207804931
TRANE | 4TWL9036A1 | 4PX*BU42BS3+P0V0B000M40SC+RP |  | 34800 | 33400 | 16 | 12 | 8.7 | 2.33 | 69 | 54 | 207804930
TRANE | 4TWL9036A1 | 4PX*BU42BS3+P0V0A000M30SC+RP |  | 33600 | 32600 | 16 | 11.7 | 8.2 | 2.24 | 68 | 54 | 207804929
TRANE | 4TWL9036A1 | 4PX*BU36BS3+P0V0B000M40SC+RP |  | 33800 | 33200 | 16 | 11.7 | 8.5 | 2.24 | 69 | 54 | 207804928
TRANE | 4TWL9036A1 | 4PX*BU36BS3+P0V0A000M30SC+RP |  | 32800 | 32400 | 16 | 11.5 | 8.1 | 2.16 | 69 | 54 | 207804927
TRANE | 4TWL9036A1 | 4PX*BD42BS3+P0V0B000M40SC+RP |  | 35200 | 33200 | 16.5 | 12 | 8.1 | 2.15 | 69 | 54 | 207804922
TRANE | 4TWL9036A1 | 4PX*BD36BS3+P0V0B000M40SC+RP |  | 33800 | 33800 | 16.5 | 11.7 | 8.1 | 2.12 | 68 | 54 | 207804919
TRANE | 4TWL9024A1 | 4TXCB003DS3+P0V0A000M30SC+RP |  | 21800 | 19800 | 15.5 | 12 | 8.1 | 2.24 | 67 | 53 | 207804917
TRANE | 4TWL9024A1 | 4PX*BU30BS3+P0V0A000M30SC+RP |  | 21800 | 19800 | 15.5 | 12 | 8.1 | 2.24 | 67 | 53 | 207804915
TRANE | 4TWL9024A1 | 4PX*BD30BS3+P0V0A000M30SC+RP |  | 21600 | 20000 | 16 | 12 | 8.1 | 2.18 | 67 | 53 | 207804913
AMERICAN STANDARD | 4A6V8X24A1 | 4TXCB004DS3 | S9V2B060U4PSB+RP | 24000 | 20200 | 18 | 12.5 | 8.2 | 1.9 | 84 | 64 | 207782237
AMERICAN STANDARD | 4A6V0X24A1 | 4TXCB004DS3 | S9V2B060U4PSB+RP | 24000 | 20200 | 18.5 | 12.7 | 8.2 | 1.8 | 84 | 64 | 207782235
AMERICAN STANDARD | 4A6V8X36A1 | 4PX*BU36BS3 | S9V2B060U4PSB+RP | 34000 | 31000 | 18 | 11.7 | 8.2 | 1.8 | 83 | 66 | 207782230
AMERICAN STANDARD | 4A6V0X36A1 | 4TXCC005DS3 | S9V2C100U5PSB+RP | 34600 | 32200 | 16.5 | 12 | 8.5 | 1.8 | 82 | 63 | 207782222
AMERICAN STANDARD | 4A6V0X36A1 | 4PX*CU48BS3 | S9V2C100U5PSB+RP | 35600 | 33000 | 17.5 | 12.7 | 8.7 | 1.8 | 81 | 62 | 207782220
AMERICAN STANDARD | 4A6V0X36A1 | 4PX*CU36BS3 | S9V2C100U5PSB+RP | 34600 | 32200 | 16.5 | 12 | 8.5 | 1.8 | 82 | 63 | 207782218
AMERICAN STANDARD | 4A6V0X36A1 | 4PX*BU36BS3 | S9V2B060U4PSB+RP | 34200 | 31600 | 19.5 | 12 | 8.5 | 1.8 | 82 | 64 | 207782215
TRANE | 4TWV8X24A1 | 4TXCB004DS3 | S9V2B060U4PSB+RP | 24000 | 20200 | 18 | 12.5 | 8.2 | 1.9 | 84 | 64 | 207782214
TRANE | 4TWV0X24A1 | 4TXCB004DS3 | S9V2B060U4PSB+RP | 24000 | 20200 | 18.5 | 12.7 | 8.2 | 1.8 | 84 | 64 | 207782212
TRANE | 4TWV8X36A1 | 4PX*BU36BS3 | S9V2B060U4PSB+RP | 34000 | 31000 | 18 | 11.7 | 8.2 | 1.8 | 83 | 66 | 207782207
TRANE | 4TWL6042A1 | TEM8A0C48V41+TDR |  | 42500 | 39000 | 15.2 | 12 | 8.1 | 2.2 | 67 | 53 | 10593569
TRANE | 4TWL6036A1 | TEM8A0C48V41+TDR |  | 37800 | 33000 | 15.2 | 12 | 8.1 | 2.2 | 65 | 50 | 10593182
TRANE | 4TWL6036A1 | TEM8A0C42V41+TDR |  | 35800 | 33400 | 15.2 | 12 | 8.1 | 2.2 | 65 | 49 | 10593181
TRANE | 4TWL6036A1 | TEM8A0C36V31+TDR |  | 36000 | 33400 | 15.2 | 12 | 8.1 | 2.1 | 65 | 49 | 10593180
TRANE | 4TWL6036A1 | TEM6A0C42H41+TDR |  | 36400 | 33600 | 15.2 | 12 | 8.1 | 2.1 | 64 | 49 | 10593176
TRANE | 4TWL6036A1 | TEM6A0C36H31+TDR |  | 36400 | 33600 | 15.2 | 12 | 8.1 | 2.1 | 64 | 49 | 10593175
TRANE | 4TWL6036A1 | TAM9A0C36V31 |  | 36400 | 33000 | 15.2 | 12 | 8.1 | 2.1 | 65 | 50 | 10593172
TRANE | 4TWL6036A1 | TAM9A0B30V31 |  | 35600 | 33200 | 15.2 | 12 | 8.1 | 2.1 | 66 | 51 | 10593171
TRANE | 4TWL6036A1 | 4TXCD008DS3 | *UD2D120B9V5 | 37000 | 33600 | 15.2 | 12 | 8.1 | 2.1 | 65 | 50 | 10593003
TRANE | 4TWL6036A1 | 4TXCD008DS3 | *UD2D120A9V5 | 36400 | 33000 | 15.2 | 12 | 8.1 | 2.1 | 65 | 50 | 10593001
TRANE | 4TWL6036A1 | 4TXCC007DS3 | *UD2C080A9V4 | 36400 | 33200 | 15.2 | 12 | 8.1 | 2.1 | 65 | 50 | 10592997
TRANE | 4TWL6036A1 | 4TXCC007DS3 | *UD2C100B9V5 | 36000 | 33000 | 15.2 | 12 | 8.1 | 2.1 | 65 | 50 | 10592988
TRANE | 4TWL6036A1 | 4TXCC007DS3 | *UD2C100A9V5 | 36600 | 33400 | 15.2 | 12 | 8.1 | 2.1 | 65 | 50 | 10592982
TRANE | 4TWL6036A1 | 4TXCC007DS3 | *UD2C080B9V4 | 36200 | 33200 | 15.2 | 12 | 8.1 | 2.1 | 65 | 50 | 10592981
TRANE | 4TWL6030A1 | TAM9A0C36V31 |  | 29800 | 27400 | 15.2 | 12 | 8.1 | 2 | 65 | 50 | 10592584
TRANE | 4TWL6030A1 | TEM6A0C36H31+TDR |  | 29800 | 27800 | 15.2 | 12 | 8.1 | 2.1 | 65 | 50 | 10592586
TRANE | 4TWL6036A1 | 4PX*CD36BS3 | *DD2C100A9V5 | 35400 | 33800 | 15.2 | 12 | 8.1 | 2 | 65 | 50 | 10592770
TRANE | 4TWL6036A1 | 4PX*CU42BS3 | S9V2C100U5PSB | 36600 | 34000 | 15.2 | 12 | 8.1 | 2.1 | 65 | 49 | 10592828
TRANE | 4TWL6036A1 | 4PX*CU42BS3 | *UD2C100B9V5 | 36000 | 34000 | 15.2 | 12 | 8.1 | 2.1 | 65 | 49 | 10592832
TRANE | 4TWL6036A1 | 4PX*CU42BS3 | *UD2C080B9V4 | 36200 | 34000 | 15.2 | 12 | 8.1 | 2.1 | 65 | 50 | 10592834
TRANE | 4TWL6036A1 | 4PX*CU42BS3 | *UD2C080A9V4 | 36000 | 33800 | 15.2 | 12 | 8.1 | 2.1 | 65 | 50 | 10592835
TRANE | 4TWL6036A1 | 4PX*CU42BS3 | *UD2C100A9V5 | 36600 | 34000 | 15.2 | 12 | 8.1 | 2.1 | 65 | 50 | 10592839
TRANE | 4TWL6036A1 | 4PX*CU48BS3 | *UD2C080A9V4 | 36400 | 33200 | 15.2 | 12 | 8.1 | 2.1 | 65 | 50 | 10592842
TRANE | 4TWL6036A1 | 4PX*CU48BS3 | *UD2C100B9V5 | 36000 | 33000 | 15.2 | 12 | 8.1 | 2.1 | 65 | 50 | 10592849
TRANE | 4TWL6036A1 | 4PX*CU48BS3 | *UD2C080B9V4 | 36200 | 33200 | 15.2 | 12 | 8.1 | 2.1 | 65 | 50 | 10592851
TRANE | 4TWL6036A1 | 4PX*CU48BS3 | *UD2C100A9V5 | 36600 | 33400 | 15.2 | 12 | 8.1 | 2.1 | 65 | 50 | 10592852
TRANE | 4TWL6036A1 | 4PX*DU48BS3 | *UD2D120B9V5 | 37000 | 33600 | 15.2 | 12 | 8.1 | 2.1 | 65 | 50 | 10592859
TRANE | 4TWL6036A1 | 4PX*DU48BS3 | *UD2D120A9V5 | 36400 | 33000 | 15.2 | 12 | 8.1 | 2.1 | 65 | 50 | 10592860
AMERICAN STANDARD | 4A6V8X36A1 | TAMXA0B30V31 |  | 34000 | 31600 | 18 | 12 | 8.5 | 1.8 | 84 | 65 | 207690061
TRANE | 4TWL6042A1 | TEM6A0C48H41+TDR |  | 42000 | 38500 | 15.2 | 12 | 8.1 | 2.2 | 68 | 54 | 207708963
TRANE | 4TWX6048H1 | TEM6A0C48H41+TDR |  | 47000 | 44500 | 15.2 | 12 | 8.1 | 2.2 | 65 | 50 | 207708995
TRANE | 4TWX8048A1 | TEM6A0C48H41+TDR |  | 47500 | 48500 | 16 | 12 | 8.1 | 2.1 | 64 | 49 | 207708999
AMERICAN STANDARD | 4A6L6042A1 | TEM6A0C48H41+TDR |  | 42000 | 38500 | 15.2 | 12 | 8.1 | 2.2 | 68 | 54 | 207709002
AMERICAN STANDARD | 4A6H6048H1 | TEM6A0C48H41+TDR |  | 47000 | 44500 | 15.2 | 12 | 8.1 | 2.2 | 65 | 50 | 207709034
TRANE | 4TWR6048H1 | TEM6A0C48H41+TDR |  | 47000 | 44500 | 15.2 | 12 | 8.1 | 2.2 | 65 | 50 | 207709035
AMERICAN STANDARD | 4A6H7048A1 | TEM6A0C48H41+TDR |  | 47500 | 48500 | 16 | 12 | 8.1 | 2.1 | 64 | 49 | 207709042
TRANE | 4TWR7048A1 | TEM6A0C48H41+TDR |  | 47500 | 48500 | 16 | 12 | 8.1 | 2.1 | 64 | 49 | 207709043
TRANE | 4TWV0X36A1 | 4PX*BU36BS3 | S9V2B060U4PSB+RP | 34200 | 31600 | 19.5 | 12 | 8.5 | 1.8 | 82 | 64 | 207782192
TRANE | 4TWV0X36A1 | 4PX*CU36BS3 | S9V2C100U5PSB+RP | 34600 | 32200 | 16.5 | 12 | 8.5 | 1.8 | 82 | 63 | 207782195
TRANE | 4TWV0X36A1 | 4PX*CU48BS3 | S9V2C100U5PSB+RP | 35600 | 33000 | 17.5 | 12.7 | 8.7 | 1.8 | 81 | 62 | 207782197
TRANE | 4TWV0X36A1 | 4TXCC005DS3 | S9V2C100U5PSB+RP | 34600 | 32200 | 16.5 | 12 | 8.5 | 1.8 | 82 | 63 | 207782199
TRANE | 4TWL9036A1 | 4PX*BU42BS3 | S8V2B080M4PDA+RP | 37000 | 34400 | 17 | 11.2 | 8.7 | 2.27 | 70 | 55 | 212944804
TRANE | 4TWL9036A1 | 4PX*BU48BS3 | S8V2A040M3PDA+RP | 35400 | 32600 | 17 | 11.5 | 8.5 | 2.23 | 70 | 56 | 212944805
TRANE | 4TWL9036A1 | 4PX*BU48BS3 | S8V2B080M4PDA+RP | 37000 | 33800 | 17.5 | 11.2 | 8.7 | 2.29 | 70 | 55 | 212944806
TRANE | 4TWL9036A1 | 4PX*BU48BS3 | S8V2B060M4PDA+RP | 37000 | 33800 | 17.5 | 11.2 | 8.7 | 2.29 | 70 | 55 | 212944807
TRANE | 4TWL9036A1 | 4PX*CD36BS3 | S8V2C080M5PDA+RP | 35800 | 34400 | 17 | 11.2 | 8.2 | 2.14 | 69 | 54 | 212944808
TRANE | 4TWL9036A1 | 4PX*CD36BS3 | S8V2C100M5PDA+RP | 36000 | 34600 | 17 | 11.2 | 8.2 | 2.1 | 69 | 54 | 212944809
TRANE | 4TWL9036A1 | 4PX*CD42BS3 | S8V2C080M5PDA+RP | 37200 | 34000 | 17 | 11.7 | 8.2 | 2.16 | 69 | 54 | 212944810
TRANE | 4TWL9036A1 | 4PX*CD42BS3 | S8V2C100M5PDA+RP | 37400 | 34000 | 17 | 11.7 | 8.2 | 2.16 | 69 | 55 | 212944811
TRANE | 4TWL9036A1 | 4PX*CD60BS3 | S8V2C080M5PDA+RP | 37400 | 33000 | 17.5 | 11.7 | 8.5 | 2.28 | 70 | 55 | 212944812
TRANE | 4TWL9036A1 | 4PX*CD60BS3 | S8V2C100M5PDA+RP | 37600 | 33200 | 17.5 | 11.7 | 8.5 | 2.27 | 70 | 55 | 212944813
TRANE | 4TWL9036A1 | 4PX*CU36BS3 | S8V2C080M5PDA+RP | 35600 | 34000 | 16.5 | 11.2 | 8.5 | 2.23 | 69 | 54 | 212944814
TRANE | 4TWL9036A1 | 4PX*CU36BS3 | S8V2C100M5PDA+RP | 35800 | 34200 | 16.5 | 11.2 | 8.5 | 2.19 | 70 | 54 | 212944815
TRANE | 4TWL9036A1 | 4PX*CU42BS3 | S8V2C080M5PDA+RP | 36800 | 34000 | 17 | 11.7 | 8.7 | 2.32 | 69 | 54 | 212944816
TRANE | 4TWL9036A1 | 4PX*CU42BS3 | S8V2C100M5PDA+RP | 37000 | 34200 | 17 | 11.5 | 8.7 | 2.29 | 70 | 54 | 212944817
TRANE | 4TWL9036A1 | 4PX*CU48BS3 | S8V2C080M5PDA+RP | 37000 | 33600 | 17.5 | 11.7 | 8.7 | 2.33 | 70 | 55 | 212944818
TRANE | 4TWL9036A1 | 4PX*CU48BS3 | S8V2C100M5PDA+RP | 37200 | 33600 | 17.5 | 11.7 | 8.7 | 2.32 | 70 | 55 | 212944819
TRANE | 4TWL9036A1 | 4PX*CU60BS3 | S8V2C080M5PDA+RP | 37400 | 33200 | 17.5 | 11.7 | 8.7 | 2.33 | 70 | 55 | 212944820
TRANE | 4TWL9036A1 | 4PX*CU60BS3 | S8V2C100M5PDA+RP | 37600 | 33200 | 17.5 | 11.7 | 8.7 | 2.32 | 70 | 55 | 212944821
TRANE | 4TWL9036A1 | 4PX*DD60BS3 | S8V2D120M5PDA+RP | 37200 | 33200 | 17.5 | 11.7 | 8.7 | 2.31 | 70 | 55 | 212944822
TRANE | 4TWL9036A1 | 4PX*DU48BS3 | S8V2D120M5PDA+RP | 37400 | 33600 | 17.5 | 11.7 | 8.7 | 2.34 | 70 | 55 | 212944823
TRANE | 4TWL9036A1 | 4PX*DU60BS3 | S8V2D120M5PDA+RP | 38000 | 33200 | 18 | 12 | 8.7 | 2.34 | 70 | 55 | 212944824
TRANE | 4TWL9036A1 | 4TXCB004DS3 | S8V2A040M3PDA+RP | 34200 | 33000 | 16.5 | 11.2 | 8.2 | 2.14 | 70 | 55 | 212944825
TRANE | 4TWL9036A1 | 4TXCB004DS3 | S8V2B060M4PDA+RP | 35800 | 34200 | 16.5 | 11 | 8.5 | 2.22 | 70 | 55 | 212944826
TRANE | 4TWL9036A1 | 4TXCB004DS3 | S8V2B080M4PDA+RP | 35800 | 34200 | 16.5 | 11 | 8.5 | 2.19 | 70 | 55 | 212944827
TRANE | 4TWL9036A1 | 4TXCB006DS3 | S8V2A040M3PDA+RP | 35400 | 32600 | 17 | 11.5 | 8.5 | 2.23 | 70 | 56 | 212944828
TRANE | 4TWL9036A1 | 4TXCB006DS3 | S8V2B080M4PDA+RP | 37000 | 33800 | 17.5 | 11.2 | 8.7 | 2.29 | 70 | 56 | 212944829
TRANE | 4TWL9036A1 | 4TXCB006DS3 | S8V2B060M4PDA+RP | 37000 | 33800 | 17.5 | 11.2 | 8.7 | 2.3 | 70 | 55 | 212944830
TRANE | 4TWL9036A1 | 4TXCC005DS3 | S8V2C080M5PDA+RP | 35600 | 34000 | 16.5 | 11.2 | 8.5 | 2.23 | 69 | 54 | 212944831
TRANE | 4TWL9036A1 | 4TXCC005DS3 | S8V2C100M5PDA+RP | 35800 | 34200 | 16.5 | 11.2 | 8.5 | 2.19 | 70 | 54 | 212944832
TRANE | 4TWL9036A1 | 4TXCC007DS3 | S8V2C080M5PDA+RP | 37000 | 33600 | 17.5 | 11.7 | 8.7 | 2.32 | 70 | 55 | 212944833
TRANE | 4TWL9036A1 | 4TXCC007DS3 | S8V2C100M5PDA+RP | 37200 | 33600 | 17.5 | 11.7 | 8.7 | 2.32 | 70 | 55 | 212944834
TRANE | 4TWL9036A1 | 4TXCC009DS3 | S8V2C080M5PDA+RP | 37400 | 33200 | 17.5 | 11.7 | 8.7 | 2.33 | 70 | 55 | 212944835
TRANE | 4TWL9036A1 | 4TXCC009DS3 | S8V2C100M5PDA+RP | 37600 | 33200 | 17.5 | 11.7 | 8.7 | 2.32 | 70 | 55 | 212944836
TRANE | 4TWL9036A1 | 4TXCD008DS3 | S8V2D120M5PDA+RP | 37400 | 33600 | 17.5 | 11.7 | 8.7 | 2.33 | 70 | 55 | 212944837
TRANE | 4TWL9036A1 | 4TXCD010DS3 | S8V2D120M5PDA+RP | 38000 | 33200 | 18 | 12 | 8.7 | 2.34 | 70 | 55 | 212944838
TRANE | 4TWL9048A1 | 4PX*BU48BS3 | S8V2B080M4PDA+RP | 47000 | 44500 | 19 | 11.2 | 8.7 | 2.21 | 73 | 59 | 212944839
TRANE | 4TWL9048A1 | 4PX*BU48BS3 | S8V2B060M4PDA+RP | 47000 | 44500 | 19 | 11.2 | 8.7 | 2.23 | 73 | 58 | 212944840
TRANE | 4TWL9048A1 | 4PX*CD60BS3 | S8V2C100M5PDA+RP | 48500 | 43500 | 19 | 11.5 | 8.7 | 2.21 | 73 | 59 | 212944841
TRANE | 4TWL9048A1 | 4PX*CD60BS3 | S8V2C080M5PDA+RP | 48500 | 43500 | 19 | 11.7 | 8.7 | 2.22 | 73 | 58 | 212944842
TRANE | 4TWL9048A1 | 4PX*CU42BS3 | S8V2C100M5PDA+RP | 47500 | 44500 | 19 | 11.2 | 8.7 | 2.21 | 73 | 58 | 212944843
TRANE | 4TWL9048A1 | 4PX*CU42BS3 | S8V2C080M5PDA+RP | 47500 | 44500 | 18.5 | 11.5 | 8.7 | 2.22 | 73 | 58 | 212944844
TRANE | 4TWL9048A1 | 4PX*CU48BS3 | S8V2C100M5PDA+RP | 47500 | 44000 | 19 | 11.2 | 9 | 2.24 | 73 | 59 | 212944845
TRANE | 4TWL9048A1 | 4PX*CU48BS3 | S8V2C080M5PDA+RP | 47500 | 44000 | 19 | 11.5 | 9 | 2.26 | 73 | 59 | 212944846
TRANE | 4TWL9048A1 | 4PX*CU60BS3 | S8V2C100M5PDA+RP | 48500 | 43500 | 19 | 11.7 | 8.7 | 2.26 | 74 | 59 | 212944847
TRANE | 4TWL9048A1 | 4PX*CU60BS3 | S8V2C080M5PDA+RP | 48500 | 43000 | 19 | 11.7 | 8.7 | 2.28 | 74 | 59 | 212944848
TRANE | 4TWL9048A1 | 4PX*DD60BS3 | S8V2C080M5PDA+RP | 46000 | 42000 | 19 | 11.5 | 8.5 | 2.18 | 73 | 59 | 212944849
TRANE | 4TWL9048A1 | 4PX*DD60BS3 | S8V2D120M5PDA+RP | 47500 | 43500 | 19 | 11.5 | 8.7 | 2.24 | 73 | 59 | 212944850
TRANE | 4TWL9048A1 | 4PX*DU48BS3 | S8V2D120M5PDA+RP | 48000 | 44000 | 19 | 11.7 | 9 | 2.27 | 74 | 59 | 212944851
TRANE | 4TWL9048A1 | 4PX*DU60BS3 | S8V2D120M5PDA+RP | 49000 | 43500 | 19 | 11.7 | 9 | 2.29 | 73 | 59 | 212944852
TRANE | 4TWL9048A1 | 4PX*DU60BS3 | S8V2C080M5PDA+RP | 47000 | 42000 | 19 | 11.7 | 8.7 | 2.22 | 73 | 59 | 212944853
TRANE | 4TWL9048A1 | 4TXCB006DS3 | S8V2B080M4PDA+RP | 47000 | 44500 | 19 | 11.2 | 8.7 | 2.21 | 73 | 59 | 212944854
TRANE | 4TWL9048A1 | 4TXCB006DS3 | S8V2B060M4PDA+RP | 47000 | 44500 | 19 | 11.2 | 8.7 | 2.21 | 73 | 58 | 212944855
TRANE | 4TWL9048A1 | 4TXCC005DS3 | S8V2C080M5PDA+RP | 45500 | 44500 | 18.5 | 11 | 8.5 | 2.14 | 73 | 59 | 212944856
TRANE | 4TWL9048A1 | 4TXCC007DS3 | S8V2C080M5PDA+RP | 47500 | 44000 | 19 | 11.5 | 9 | 2.26 | 73 | 59 | 212944857
TRANE | 4TWL9048A1 | 4TXCC007DS3 | S8V2C100M5PDA+RP | 47500 | 44000 | 19 | 11.2 | 9 | 2.27 | 73 | 59 | 212944858
TRANE | 4TWL9048A1 | 4TXCC009DS3 | S8V2C080M5PDA+RP | 48500 | 43000 | 19 | 11.7 | 8.7 | 2.28 | 74 | 59 | 212944859
TRANE | 4TWL9048A1 | 4TXCC009DS3 | S8V2C100M5PDA+RP | 48500 | 43500 | 19 | 11.7 | 8.7 | 2.26 | 74 | 59 | 212944860
TRANE | 4TWL9048A1 | 4TXCD008DS3 | S8V2D120M5PDA+RP | 48000 | 44000 | 19 | 11.7 | 9 | 2.27 | 73 | 59 | 212944861
TRANE | 4TWL9048A1 | 4TXCD010DS3 | S8V2D120M5PDA+RP | 49000 | 43500 | 19 | 11.7 | 9 | 2.29 | 73 | 59 | 212944862
TRANE | 4TWL9048A1 | 4TXCD010DS3 | S8V2C080M5PDA+RP | 47000 | 42000 | 19 | 11.7 | 8.7 | 2.22 | 73 | 59 | 212944863
TRANE | 4TWL9060A1 | 4PX*CD60BS3 | S8V2C080M5PDA+RP | 58000 | 53500 | 19 | 10 | 8.5 | 2.08 | 72 | 59 | 212944864
TRANE | 4TWL9060A1 | 4PX*CD60BS3 | S8V2C100M5PDA+RP | 58000 | 53500 | 19 | 10 | 8.5 | 2.06 | 72 | 59 | 212944865
TRANE | 4TWL9060A1 | 4PX*CU48BS3 | S8V2C080M5PDA+RP | 56500 | 54000 | 19 | 10 | 8.7 | 2.12 | 72 | 59 | 212944866
TRANE | 4TWL9060A1 | 4PX*CU48BS3 | S8V2C100M5PDA+RP | 56500 | 54000 | 19 | 10 | 8.7 | 2.11 | 72 | 59 | 212944867
TRANE | 4TWL9060A1 | 4PX*CU60BS3 | S8V2C080M5PDA+RP | 58000 | 53500 | 19 | 10 | 8.7 | 2.14 | 72 | 59 | 212944868
TRANE | 4TWL9060A1 | 4PX*CU60BS3 | S8V2C100M5PDA+RP | 58000 | 53500 | 19 | 10 | 8.7 | 2.11 | 72 | 59 | 212944869
TRANE | 4TWL9060A1 | 4PX*DD60BS3 | S8V2C080M5PDA+RP | 55000 | 52000 | 19 | 10 | 8.2 | 2.05 | 72 | 58 | 212944870
TRANE | 4TWL9060A1 | 4PX*DD60BS3 | S8V2C100M5PDA+RP | 55000 | 52000 | 19 | 10 | 8.2 | 2.02 | 72 | 58 | 212944871
TRANE | 4TWL9060A1 | 4PX*DD60BS3 | S8V2D120M5PDA+RP | 57000 | 53500 | 19 | 10 | 8.7 | 2.09 | 72 | 59 | 212944872
TRANE | 4TWL9060A1 | 4PX*DU60BS3 | S8V2C080M5PDA+RP | 56500 | 51500 | 19 | 10 | 8.2 | 2.09 | 73 | 59 | 212944873
TRANE | 4TWL9060A1 | 4PX*DU60BS3 | S8V2C100M5PDA+RP | 56500 | 52000 | 19 | 10 | 8.2 | 2.06 | 72 | 59 | 212944874
TRANE | 4TWL9060A1 | 4PX*DU60BS3 | S8V2D120M5PDA+RP | 58500 | 53500 | 19 | 10 | 8.7 | 2.13 | 72 | 59 | 212944875
TRANE | 4TWL9060A1 | 4TXCC007DS3 | S8V2C080M5PDA+RP | 56500 | 54000 | 19 | 10 | 8.7 | 2.13 | 72 | 59 | 212944876
TRANE | 4TWL9060A1 | 4TXCC007DS3 | S8V2C100M5PDA+RP | 56500 | 54000 | 19 | 10 | 8.7 | 2.1 | 72 | 59 | 212944877
TRANE | 4TWL9060A1 | 4TXCC009DS3 | S8V2C080M5PDA+RP | 58000 | 53500 | 19 | 10 | 8.7 | 2.13 | 72 | 59 | 212944878
TRANE | 4TWL9060A1 | 4TXCC009DS3 | S8V2C100M5PDA+RP | 58000 | 53500 | 19 | 10 | 8.7 | 2.12 | 72 | 59 | 212944879
TRANE | 4TWL9060A1 | 4TXCD008DS3 | S8V2C080M5PDA+RP | 55000 | 52500 | 19 | 10 | 8.5 | 2.09 | 72 | 59 | 212944880
TRANE | 4TWL9060A1 | 4TXCD008DS3 | S8V2D120M5PDA+RP | 57000 | 54500 | 19 | 10 | 8.7 | 2.13 | 72 | 58 | 212944881
TRANE | 4TWL9060A1 | 4TXCD008DS3 | S8V2C100M5PDA+RP | 55000 | 52500 | 19 | 10 | 8.5 | 2.06 | 72 | 59 | 212944882
TRANE | 4TWL9060A1 | 4TXCD010DS3 | S8V2C100M5PDA+RP | 56500 | 52000 | 19 | 10 | 8.2 | 2.06 | 72 | 58 | 212944883
AMERICAN STANDARD | 4A6L9060A1 | 4PX*DU60BS3 | *UD2D120B9V5+RP | 59000 | 53500 | 19 | 10 | 8.7 | 2.23 | 71 | 58 | 211597420
AMERICAN STANDARD | 4A6L9060A1 | 4TXCD010DS3 | *UD2D120B9V5+RP | 58000 | 53500 | 19 | 10 | 8.7 | 2.17 | 72 | 58 | 211597421
AMERICAN STANDARD | 4A6H6030H1 | TAMXB0B30V31 |  | 29000 | 27600 | 15.2 | 12 | 8.1 | 2.15 | 64 | 49 | 211219855
AMERICAN STANDARD | 4A6H6030H1 | TEM4B0C37M31+TDR |  | 29600 | 27400 | 15.2 | 12 | 8.1 | 2.18 | 65 | 49 | 211219858
AMERICAN STANDARD | 4A6H6030H1 | TEM6A0C42H41+TDR |  | 29400 | 27400 | 15.2 | 12 | 8.1 | 2.21 | 65 | 49 | 211219859
AMERICAN STANDARD | 4A6H6030H1 | TEM6B0C60H51+TDR |  | 29800 | 27000 | 15.2 | 12 | 8.1 | 2.24 | 65 | 50 | 211219860
AMERICAN STANDARD | 4A6H6030H1 | TEM8A0C42V41+TDR |  | 29000 | 27400 | 15.2 | 12 | 8.1 | 2.21 | 64 | 49 | 211219862
AMERICAN STANDARD | 4A6H6030H1 | TEM8B0C60V51+TDR |  | 30200 | 27200 | 15.2 | 12 | 8.1 | 2.25 | 65 | 49 | 211219863
AMERICAN STANDARD | 4A6V7X36A1 | 4PX*CU48BS3 | S8V2C080M5PDB | 34800 | 32200 | 17 | 12 | 8.2 | 1.8 | 81 | 63 | 214639698
TRANE | 4TWV7X36A1 | 4PX*CU48BS3 | S8V2C080M5PDB | 34800 | 32200 | 17 | 12 | 8.2 | 1.8 | 81 | 63 | 214639697
AMERICAN STANDARD | 4A6V7X36A1 | 4PX*CU42BS3 | S8V2C100M5PCB | 35200 | 32800 | 17 | 12 | 8.2 | 1.8 | 81 | 62 | 214639696
TRANE | 4TWV7X36A1 | 4PX*CU42BS3 | S8V2C100M5PCB | 35200 | 32800 | 17 | 12 | 8.2 | 1.8 | 81 | 62 | 214639695
AMERICAN STANDARD | 4A6V7X36A1 | 4PX*CU42BS3 | S8V2C100M5PDB | 35200 | 32800 | 17 | 12 | 8.2 | 1.8 | 81 | 62 | 214639694
TRANE | 4TWV7X36A1 | 4PX*CU42BS3 | S8V2C100M5PDB | 35200 | 32800 | 17 | 12 | 8.2 | 1.8 | 81 | 62 | 214639693
AMERICAN STANDARD | 4A6V7X36A1 | 4PX*CU42BS3 | S8V2C080M5PDB | 34800 | 32800 | 17 | 12 | 8.2 | 1.8 | 80 | 62 | 214639692
TRANE | 4TWV7X36A1 | 4PX*CU42BS3 | S8V2C080M5PDB | 34800 | 32800 | 17 | 12 | 8.2 | 1.8 | 80 | 62 | 214639691
AMERICAN STANDARD | 4A6V7X36A1 | 4PX*CU42BS3 | S8V2C080M5PCB | 34800 | 32800 | 17 | 12 | 8.2 | 1.8 | 80 | 62 | 214639690
TRANE | 4TWV7X36A1 | 4PX*CU42BS3 | S8V2C080M5PCB | 34800 | 32800 | 17 | 12 | 8.2 | 1.8 | 80 | 62 | 214639689
AMERICAN STANDARD | 4A6V7X36A1 | 4PX*CU36BS3 | S8V2C100M5PDB | 34000 | 31800 | 17 | 11.7 | 8.2 | 1.8 | 82 | 64 | 214639688
TRANE | 4TWV7X36A1 | 4PX*CU36BS3 | S8V2C100M5PDB | 34000 | 31800 | 17 | 11.7 | 8.2 | 1.8 | 82 | 64 | 214639687
AMERICAN STANDARD | 4A6V7X36A1 | 4PX*CU36BS3 | S8V2C080M5PDB | 33800 | 31600 | 17 | 11.7 | 8.2 | 1.8 | 82 | 64 | 214639686
TRANE | 4TWV7X36A1 | 4PX*CU36BS3 | S8V2C080M5PDB | 33800 | 31600 | 17 | 11.7 | 8.2 | 1.8 | 82 | 64 | 214639685
AMERICAN STANDARD | 4A6V7X36A1 | 4PX*CU36BS3 | S8V2C080M5PCB | 33800 | 31600 | 17 | 11.7 | 8.2 | 1.8 | 82 | 64 | 214639684
TRANE | 4TWV7X36A1 | 4PX*CU36BS3 | S8V2C080M5PCB | 33800 | 31600 | 17 | 11.7 | 8.2 | 1.8 | 82 | 64 | 214639683
AMERICAN STANDARD | 4A6V7X36A1 | 4PX*BU42BS3 | S8V2B080M4PDB | 35200 | 33000 | 17 | 12 | 8.2 | 1.8 | 81 | 63 | 214639654
TRANE | 4TWV7X36A1 | 4PX*BU42BS3 | S8V2B080M4PDB | 35200 | 33000 | 17 | 12 | 8.2 | 1.8 | 81 | 63 | 214639653
AMERICAN STANDARD | 4A6V7X36A1 | 4PX*BU42BS3 | S8V2B080M4PCB | 35200 | 33000 | 17 | 12 | 8.2 | 1.8 | 81 | 63 | 214639652
TRANE | 4TWV7X36A1 | 4PX*BU42BS3 | S8V2B080M4PCB | 35200 | 33000 | 17 | 12 | 8.2 | 1.8 | 81 | 63 | 214639651
AMERICAN STANDARD | 4A6V7X36A1 | 4PX*BU42BS3 | S8V2B060M4PCB | 35200 | 33000 | 17 | 12 | 8.2 | 1.8 | 81 | 63 | 214639646
TRANE | 4TWV7X36A1 | 4PX*BU42BS3 | S8V2B060M4PCB | 35200 | 33000 | 17 | 12 | 8.2 | 1.8 | 81 | 63 | 214639645
AMERICAN STANDARD | 4A6V7X36A1 | 4PX*BU42BS3 | S8V2B060M4PDB | 35200 | 33000 | 17 | 12 | 8.2 | 1.8 | 81 | 63 | 214639644
TRANE | 4TWV7X36A1 | 4PX*BU42BS3 | S8V2B060M4PDB | 35200 | 33000 | 17 | 12 | 8.2 | 1.8 | 81 | 63 | 214639643
AMERICAN STANDARD | 4A6V7X36A1 | 4PX*BU36BS3 | S8V2B080M4PDB | 34200 | 32000 | 17 | 11.7 | 8.2 | 1.8 | 82 | 64 | 214639642
TRANE | 4TWV7X36A1 | 4PX*BU36BS3 | S8V2B080M4PDB | 34200 | 32000 | 17 | 11.7 | 8.2 | 1.8 | 82 | 64 | 214639641
AMERICAN STANDARD | 4A6V7X36A1 | 4PX*BU36BS3 | S8V2B060M4PCB | 34200 | 32000 | 17 | 11.7 | 8.2 | 1.8 | 83 | 64 | 214639634
TRANE | 4TWV7X36A1 | 4PX*BU36BS3 | S8V2B060M4PCB | 34200 | 32000 | 17 | 11.7 | 8.2 | 1.8 | 83 | 64 | 214639633
AMERICAN STANDARD | 4A6V7X36A1 | 4PX*BU36BS3 | S8V2B060M4PDB | 34200 | 32000 | 17 | 11.7 | 8.2 | 1.8 | 83 | 64 | 214639632
TRANE | 4TWV7X36A1 | 4PX*BU36BS3 | S8V2B060M4PDB | 34200 | 32000 | 17 | 11.7 | 8.2 | 1.8 | 83 | 64 | 214639631
AMERICAN STANDARD | 4A6L9048A1 | 4TXCC007DS3 | S8V2C080M5PDA+RP | 47500 | 44000 | 19 | 11.5 | 9 | 2.26 | 73 | 59 | 212944955
AMERICAN STANDARD | 4A6L9048A1 | 4TXCC005DS3 | S8V2C080M5PDA+RP | 45500 | 44500 | 18.5 | 11 | 8.5 | 2.14 | 73 | 59 | 212944954
AMERICAN STANDARD | 4A6L9048A1 | 4TXCB006DS3 | S8V2B060M4PDA+RP | 47000 | 44500 | 19 | 11.2 | 8.7 | 2.21 | 73 | 58 | 212944953
AMERICAN STANDARD | 4A6L9048A1 | 4TXCB006DS3 | S8V2B080M4PDA+RP | 47000 | 44500 | 19 | 11.2 | 8.7 | 2.21 | 73 | 59 | 212944952
AMERICAN STANDARD | 4A6L9048A1 | 4PX*DU60BS3 | S8V2C080M5PDA+RP | 47000 | 42000 | 19 | 11.7 | 8.7 | 2.22 | 73 | 59 | 212944951
AMERICAN STANDARD | 4A6L9048A1 | 4PX*DU60BS3 | S8V2D120M5PDA+RP | 49000 | 43500 | 19 | 11.7 | 9 | 2.29 | 73 | 59 | 212944950
AMERICAN STANDARD | 4A6L9048A1 | 4PX*DU48BS3 | S8V2D120M5PDA+RP | 48000 | 44000 | 19 | 11.7 | 9 | 2.27 | 74 | 59 | 212944949
AMERICAN STANDARD | 4A6L9048A1 | 4PX*DD60BS3 | S8V2D120M5PDA+RP | 47500 | 43500 | 19 | 11.5 | 8.7 | 2.24 | 73 | 59 | 212944948
AMERICAN STANDARD | 4A6L9048A1 | 4PX*DD60BS3 | S8V2C080M5PDA+RP | 46000 | 42000 | 19 | 11.5 | 8.5 | 2.18 | 73 | 59 | 212944947
AMERICAN STANDARD | 4A6L9048A1 | 4PX*CU60BS3 | S8V2C080M5PDA+RP | 48500 | 43000 | 19 | 11.7 | 8.7 | 2.28 | 74 | 59 | 212944946
AMERICAN STANDARD | 4A6L9048A1 | 4PX*CU60BS3 | S8V2C100M5PDA+RP | 48500 | 43500 | 19 | 11.7 | 8.7 | 2.26 | 74 | 59 | 212944945
AMERICAN STANDARD | 4A6L9048A1 | 4PX*CU48BS3 | S8V2C080M5PDA+RP | 47500 | 44000 | 19 | 11.5 | 9 | 2.26 | 73 | 59 | 212944944
AMERICAN STANDARD | 4A6L9048A1 | 4PX*CU48BS3 | S8V2C100M5PDA+RP | 47500 | 44000 | 19 | 11.2 | 9 | 2.24 | 73 | 59 | 212944943
AMERICAN STANDARD | 4A6L9048A1 | 4PX*CU42BS3 | S8V2C080M5PDA+RP | 47500 | 44500 | 18.5 | 11.5 | 8.7 | 2.22 | 73 | 58 | 212944942
AMERICAN STANDARD | 4A6L9048A1 | 4PX*CU42BS3 | S8V2C100M5PDA+RP | 47500 | 44500 | 19 | 11.2 | 8.7 | 2.21 | 73 | 58 | 212944941
AMERICAN STANDARD | 4A6L9048A1 | 4PX*CD60BS3 | S8V2C080M5PDA+RP | 48500 | 43500 | 19 | 11.7 | 8.7 | 2.22 | 73 | 58 | 212944940
AMERICAN STANDARD | 4A6L9048A1 | 4PX*CD60BS3 | S8V2C100M5PDA+RP | 48500 | 43500 | 19 | 11.5 | 8.7 | 2.21 | 73 | 59 | 212944939
AMERICAN STANDARD | 4A6L9048A1 | 4PX*BU48BS3 | S8V2B060M4PDA+RP | 47000 | 44500 | 19 | 11.2 | 8.7 | 2.23 | 73 | 58 | 212944938
AMERICAN STANDARD | 4A6L9048A1 | 4PX*BU48BS3 | S8V2B080M4PDA+RP | 47000 | 44500 | 19 | 11.2 | 8.7 | 2.21 | 73 | 59 | 212944937
AMERICAN STANDARD | 4A6L9036A1 | 4TXCD010DS3 | S8V2D120M5PDA+RP | 38000 | 33200 | 18 | 12 | 8.7 | 2.34 | 70 | 55 | 212944936
AMERICAN STANDARD | 4A6L9036A1 | 4TXCD008DS3 | S8V2D120M5PDA+RP | 37400 | 33600 | 17.5 | 11.7 | 8.7 | 2.33 | 70 | 55 | 212944935
AMERICAN STANDARD | 4A6L9036A1 | 4TXCC009DS3 | S8V2C100M5PDA+RP | 37600 | 33200 | 17.5 | 11.7 | 8.7 | 2.32 | 70 | 55 | 212944934
AMERICAN STANDARD | 4A6L9036A1 | 4TXCC009DS3 | S8V2C080M5PDA+RP | 37400 | 33200 | 17.5 | 11.7 | 8.7 | 2.33 | 70 | 55 | 212944933
AMERICAN STANDARD | 4A6L9036A1 | 4TXCC007DS3 | S8V2C100M5PDA+RP | 37200 | 33600 | 17.5 | 11.7 | 8.7 | 2.32 | 70 | 55 | 212944932
AMERICAN STANDARD | 4A6L9036A1 | 4TXCC007DS3 | S8V2C080M5PDA+RP | 37000 | 33600 | 17.5 | 11.7 | 8.7 | 2.32 | 70 | 55 | 212944931
AMERICAN STANDARD | 4A6L9036A1 | 4TXCC005DS3 | S8V2C100M5PDA+RP | 35800 | 34200 | 16.5 | 11.2 | 8.5 | 2.19 | 70 | 54 | 212944930
AMERICAN STANDARD | 4A6L9036A1 | 4TXCC005DS3 | S8V2C080M5PDA+RP | 35600 | 34000 | 16.5 | 11.2 | 8.5 | 2.23 | 69 | 54 | 212944929
AMERICAN STANDARD | 4A6L9036A1 | 4TXCB006DS3 | S8V2B060M4PDA+RP | 37000 | 33800 | 17.5 | 11.2 | 8.7 | 2.3 | 70 | 55 | 212944928
AMERICAN STANDARD | 4A6L9036A1 | 4TXCB006DS3 | S8V2B080M4PDA+RP | 37000 | 33800 | 17.5 | 11.2 | 8.7 | 2.29 | 70 | 56 | 212944927
AMERICAN STANDARD | 4A6L9036A1 | 4TXCB006DS3 | S8V2A040M3PDA+RP | 35400 | 32600 | 17 | 11.5 | 8.5 | 2.23 | 70 | 56 | 212944926
AMERICAN STANDARD | 4A6L9036A1 | 4TXCB004DS3 | S8V2B080M4PDA+RP | 35800 | 34200 | 16.5 | 11 | 8.5 | 2.19 | 70 | 55 | 212944925
AMERICAN STANDARD | 4A6L9036A1 | 4TXCB004DS3 | S8V2B060M4PDA+RP | 35800 | 34200 | 16.5 | 11 | 8.5 | 2.22 | 70 | 55 | 212944924
AMERICAN STANDARD | 4A6L9036A1 | 4TXCB004DS3 | S8V2A040M3PDA+RP | 34200 | 33000 | 16.5 | 11.2 | 8.2 | 2.14 | 70 | 55 | 212944923
AMERICAN STANDARD | 4A6L9036A1 | 4PX*DU60BS3 | S8V2D120M5PDA+RP | 38000 | 33200 | 18 | 12 | 8.7 | 2.34 | 70 | 55 | 212944922
AMERICAN STANDARD | 4A6L9036A1 | 4PX*DU48BS3 | S8V2D120M5PDA+RP | 37400 | 33600 | 17.5 | 11.7 | 8.7 | 2.34 | 70 | 55 | 212944921
AMERICAN STANDARD | 4A6L9036A1 | 4PX*DD60BS3 | S8V2D120M5PDA+RP | 37200 | 33200 | 17.5 | 11.7 | 8.7 | 2.31 | 70 | 55 | 212944920
AMERICAN STANDARD | 4A6L9036A1 | 4PX*CU60BS3 | S8V2C100M5PDA+RP | 37600 | 33200 | 17.5 | 11.7 | 8.7 | 2.32 | 70 | 55 | 212944919
AMERICAN STANDARD | 4A6L9036A1 | 4PX*CU60BS3 | S8V2C080M5PDA+RP | 37400 | 33200 | 17.5 | 11.7 | 8.7 | 2.33 | 70 | 55 | 212944918
AMERICAN STANDARD | 4A6L9036A1 | 4PX*CU48BS3 | S8V2C100M5PDA+RP | 37200 | 33600 | 17.5 | 11.7 | 8.7 | 2.32 | 70 | 55 | 212944917
AMERICAN STANDARD | 4A6L9036A1 | 4PX*CU48BS3 | S8V2C080M5PDA+RP | 37000 | 33600 | 17.5 | 11.7 | 8.7 | 2.33 | 70 | 55 | 212944916
AMERICAN STANDARD | 4A6L6036A1 | 4PX*CU48BS3 | *UD2C080A9V4 | 36400 | 33200 | 15.2 | 12 | 8.1 | 2.1 | 65 | 50 | 10602502
AMERICAN STANDARD | 4A6L6036A1 | 4PX*CU42BS3 | *UD2C100A9V5 | 36600 | 34000 | 15.2 | 12 | 8.1 | 2.1 | 64 | 50 | 10602496
AMERICAN STANDARD | 4A6L6036A1 | 4PX*CU42BS3 | *UD2C080A9V4 | 36000 | 33800 | 15.2 | 12 | 8.1 | 2.1 | 65 | 50 | 10602488
AMERICAN STANDARD | 4A6L6036A1 | 4PX*CU42BS3 | *UD2C080B9V4 | 36200 | 34000 | 15.2 | 12 | 8.1 | 2.1 | 65 | 50 | 10602486
AMERICAN STANDARD | 4A6L6036A1 | 4PX*CU42BS3 | *UD2C100B9V5 | 36000 | 34000 | 15.2 | 12 | 8.1 | 2.1 | 65 | 49 | 10602482
AMERICAN STANDARD | 4A6L6036A1 | 4PX*CU42BS3 | S9V2C100U5PSB | 36600 | 34000 | 15.2 | 12 | 8.1 | 2.1 | 65 | 49 | 10602474
TRANE | 4TWX8048A1 | TEM6A0C42H41+TDR |  | 44500 | 48000 | 16 | 12 | 8.1 | 2 | 65 | 49 | 8310248
AMERICAN STANDARD | 4A6H7048A1 | TEM6A0C42H41+TDR |  | 44500 | 48000 | 16 | 12 | 8.1 | 2 | 65 | 49 | 8310247
TRANE | 4TWR7048A1 | TEM6A0D48H41+TDR |  | 45500 | 48000 | 16 | 12 | 8.1 | 2.1 | 65 | 50 | 7793616
AMERICAN STANDARD | 4A6V7X48A1 | 4TXCD008DS3 | S8V2D120M5PCB | 46000 | 45000 | 17 | 11.7 | 8.2 | 1.8 | 84 | 64 | 214639854
TRANE | 4TWV7X48A1 | 4TXCD008DS3 | S8V2D120M5PCB | 46000 | 45000 | 17 | 11.7 | 8.2 | 1.8 | 84 | 64 | 214639853
AMERICAN STANDARD | 4A6V7X48A1 | 4TXCC009DS3 | S8V2C100M5PDB | 46500 | 44500 | 17 | 11.7 | 8.2 | 1.8 | 84 | 64 | 214639852
TRANE | 4TWV7X48A1 | 4TXCC009DS3 | S8V2C100M5PDB | 46500 | 44500 | 17 | 11.7 | 8.2 | 1.8 | 84 | 64 | 214639851
AMERICAN STANDARD | 4A6V7X48A1 | 4TXCC009DS3 | S8V2C100M5PCB | 46500 | 44500 | 17 | 11.7 | 8.2 | 1.8 | 84 | 64 | 214639850
TRANE | 4TWV7X48A1 | 4TXCC009DS3 | S8V2C100M5PCB | 46500 | 44500 | 17 | 11.7 | 8.2 | 1.8 | 84 | 64 | 214639849
AMERICAN STANDARD | 4A6V7X48A1 | 4TXCC009DS3 | S8V2C080M5PCB | 46500 | 44500 | 17 | 11.7 | 8.2 | 1.8 | 83 | 64 | 214639848
TRANE | 4TWV7X48A1 | 4TXCC009DS3 | S8V2C080M5PCB | 46500 | 44500 | 17 | 11.7 | 8.2 | 1.8 | 83 | 64 | 214639847
AMERICAN STANDARD | 4A6V7X48A1 | 4TXCC009DS3 | S8V2C080M5PDB | 46500 | 44500 | 17 | 11.7 | 8.2 | 1.8 | 83 | 64 | 214639846
TRANE | 4TWV7X48A1 | 4TXCC009DS3 | S8V2C080M5PDB | 46500 | 44500 | 17 | 11.7 | 8.2 | 1.8 | 83 | 64 | 214639845
AMERICAN STANDARD | 4A6V7X48A1 | 4TXCC007DS3 | S8V2C100M5PDB | 45500 | 45000 | 17 | 11.5 | 8.2 | 1.8 | 84 | 64 | 214639844
TRANE | 4TWV7X48A1 | 4TXCC007DS3 | S8V2C100M5PDB | 45500 | 45000 | 17 | 11.5 | 8.2 | 1.8 | 84 | 64 | 214639843
AMERICAN STANDARD | 4A6V7X48A1 | 4TXCC007DS3 | S8V2C080M5PDB | 45500 | 45000 | 17 | 11.5 | 8.2 | 1.8 | 83 | 64 | 214639842
TRANE | 4TWV7X48A1 | 4TXCC007DS3 | S8V2C080M5PDB | 45500 | 45000 | 17 | 11.5 | 8.2 | 1.8 | 83 | 64 | 214639841
AMERICAN STANDARD | 4A6V7X48A1 | 4TXCC007DS3 | S8V2C080M5PCB | 45500 | 45000 | 17 | 11.5 | 8.2 | 1.8 | 83 | 64 | 214639840
TRANE | 4TWV7X48A1 | 4TXCC007DS3 | S8V2C080M5PCB | 45500 | 45000 | 17 | 11.5 | 8.2 | 1.8 | 83 | 64 | 214639839
AMERICAN STANDARD | 4A6V7X48A1 | 4TXCB006DS3 | S8V2B060M4PDB | 45500 | 45000 | 17 | 11.2 | 8.2 | 1.8 | 84 | 65 | 214639830
TRANE | 4TWV7X48A1 | 4TXCB006DS3 | S8V2B060M4PDB | 45500 | 45000 | 17 | 11.2 | 8.2 | 1.8 | 84 | 65 | 214639829
AMERICAN STANDARD | 4A6V7X48A1 | 4TXCB006DS3 | S8V2B080M4PCB | 45500 | 45500 | 17 | 11.2 | 8.2 | 1.8 | 83 | 64 | 214639828
TRANE | 4TWV7X48A1 | 4TXCB006DS3 | S8V2B080M4PCB | 45500 | 45500 | 17 | 11.2 | 8.2 | 1.8 | 83 | 64 | 214639827
AMERICAN STANDARD | 4A6V7X48A1 | 4TXCB006DS3 | S8V2B080M4PDB | 45500 | 45500 | 17 | 11.2 | 8.2 | 1.8 | 83 | 64 | 214639826
TRANE | 4TWV7X48A1 | 4TXCB006DS3 | S8V2B080M4PDB | 45500 | 45500 | 17 | 11.2 | 8.2 | 1.8 | 83 | 64 | 214639825
AMERICAN STANDARD | 4A6V7X48A1 | 4TXCB006DS3 | S8V2B060M4PCB | 45500 | 45000 | 17 | 11.2 | 8.2 | 1.8 | 84 | 65 | 214639824
TRANE | 4TWV7X48A1 | 4TXCB006DS3 | S8V2B060M4PCB | 45500 | 45000 | 17 | 11.2 | 8.2 | 1.8 | 84 | 65 | 214639823
AMERICAN STANDARD | 4A6V7X48A1 | 4PX*DU60BS3 | S8V2D120M5PDB | 47000 | 44500 | 17 | 12 | 8.2 | 1.8 | 83 | 64 | 214639822
TRANE | 4TWV7X48A1 | 4PX*DU60BS3 | S8V2D120M5PDB | 47000 | 44500 | 17 | 12 | 8.2 | 1.8 | 83 | 64 | 214639821
AMERICAN STANDARD | 4A6V7X48A1 | 4PX*DU60BS3 | S8V2C080M5PCB | 45000 | 43000 | 17 | 12 | 8.2 | 1.8 | 83 | 64 | 214639820
TRANE | 4TWV7X48A1 | 4PX*DU60BS3 | S8V2C080M5PCB | 45000 | 43000 | 17 | 12 | 8.2 | 1.8 | 83 | 64 | 214639819
AMERICAN STANDARD | 4A6V7X48A1 | 4PX*DU60BS3 | S8V2C080M5PDB | 45000 | 43000 | 17 | 12 | 8.2 | 1.8 | 83 | 64 | 214639818
TRANE | 4TWV7X48A1 | 4PX*DU60BS3 | S8V2C080M5PDB | 45000 | 43000 | 17 | 12 | 8.2 | 1.8 | 83 | 64 | 214639817
AMERICAN STANDARD | 4A6V7X48A1 | 4PX*DU60BS3 | S8V2C100M5PCB | 45500 | 43000 | 17 | 11.7 | 8.2 | 1.8 | 84 | 64 | 214639816
TRANE | 4TWV7X48A1 | 4PX*DU60BS3 | S8V2C100M5PCB | 45500 | 43000 | 17 | 11.7 | 8.2 | 1.8 | 84 | 64 | 214639815
AMERICAN STANDARD | 4A6V7X48A1 | 4PX*DU60BS3 | S8V2C100M5PDB | 45500 | 43000 | 17 | 11.7 | 8.2 | 1.8 | 84 | 64 | 214639814
TRANE | 4TWV7X48A1 | 4PX*DU60BS3 | S8V2C100M5PDB | 45500 | 43000 | 17 | 11.7 | 8.2 | 1.8 | 84 | 64 | 214639813
AMERICAN STANDARD | 4A6V7X48A1 | 4PX*DU60BS3 | S8V2D120M5PCB | 47000 | 44500 | 17 | 12 | 8.2 | 1.8 | 83 | 64 | 214639812
TRANE | 4TWV7X48A1 | 4PX*DU60BS3 | S8V2D120M5PCB | 47000 | 44500 | 17 | 12 | 8.2 | 1.8 | 83 | 64 | 214639811
AMERICAN STANDARD | 4A6V7X48A1 | 4PX*DU48BS3 | S8V2D120M5PCB | 46000 | 45000 | 17 | 11.7 | 8.2 | 1.8 | 84 | 64 | 214639804
TRANE | 4TWV7X48A1 | 4PX*DU48BS3 | S8V2D120M5PCB | 46000 | 45000 | 17 | 11.7 | 8.2 | 1.8 | 84 | 64 | 214639803
AMERICAN STANDARD | 4A6V7X48A1 | 4PX*DU48BS3 | S8V2D120M5PDB | 46000 | 45000 | 17 | 11.7 | 8.2 | 1.8 | 84 | 64 | 214639802
TRANE | 4TWV7X48A1 | 4PX*DU48BS3 | S8V2D120M5PDB | 46000 | 45000 | 17 | 11.7 | 8.2 | 1.8 | 84 | 64 | 214639801
AMERICAN STANDARD | 4A6V7X48A1 | 4PX*DD60BS3+HORIZ-RT | S8V2D120M5PDB | 46000 | 44500 | 17 | 11.7 | 8.2 | 1.8 | 83 | 64 | 214639796
TRANE | 4TWV7X48A1 | 4PX*DD60BS3+HORIZ-RT | S8V2D120M5PDB | 46000 | 44500 | 17 | 11.7 | 8.2 | 1.8 | 83 | 64 | 214639795
AMERICAN STANDARD | 4A6V7X48A1 | 4PX*DD60BS3+HORIZ-RT | S8V2D120M5PCB | 46000 | 44500 | 17 | 11.7 | 8.2 | 1.8 | 83 | 64 | 214639788
TRANE | 4TWV7X48A1 | 4PX*DD60BS3+HORIZ-RT | S8V2D120M5PCB | 46000 | 44500 | 17 | 11.7 | 8.2 | 1.8 | 83 | 64 | 214639787
TRANE | 4TWL5030N1 | 4TXCB003DS3 | *UD2B060A9V3 | 28600 | 29600 | 15.2 | 12 | 8.1 | 2.11 | 65 | 50 | 211596183
AMERICAN STANDARD | 4A6H6036H1 | TEM4A0C42S41+TDR |  | 35800 | 33600 | 15.2 | 12 | 8.1 | 2.2 | 66 | 51 | 8938609
TRANE | 4TWX7048E1 | 4PX*DU60BS3+P0V0D000M50SC |  | 48000 | 48000 | 17 | 12.5 | 8.1 | 2.09 | 65 | 49 | 211597250
AMERICAN STANDARD | 4A6V7X36A1 | 4PX*CU48BS3 | S8V2C100M5PDB | 35200 | 32400 | 17 | 12 | 8.2 | 1.8 | 81 | 63 | 214639700
TRANE | 4TWV7X36A1 | 4PX*CU48BS3 | S8V2C100M5PDB | 35200 | 32400 | 17 | 12 | 8.2 | 1.8 | 81 | 63 | 214639699
AMERICAN STANDARD | 4A6V8X24A1 | 4PX*BU36BS3 | S9V2B060U4PSC+RP | 24000 | 20800 | 18 | 12.5 | 8.5 | 1.8 | 81 | 62 | 214639934
TRANE | 4TWV8X24A1 | 4PX*BU36BS3 | S9V2B060U4PSC+RP | 24000 | 20800 | 18 | 12.5 | 8.5 | 1.8 | 81 | 62 | 214639933
AMERICAN STANDARD | 4A6V8X24A1 | 4PX*BU36BS3 | S9V2B080U4PSC+RP | 23800 | 20800 | 18 | 12.5 | 8.5 | 1.8 | 81 | 62 | 214639932
TRANE | 4TWV8X24A1 | 4PX*BU36BS3 | S9V2B080U4PSC+RP | 23800 | 20800 | 18 | 12.5 | 8.5 | 1.8 | 81 | 62 | 214639931
AMERICAN STANDARD | 4A6V7X48A1 | 4TXCD010DS3 | S8V2C080M5PCB | 45000 | 43000 | 17 | 12 | 8.2 | 1.8 | 83 | 64 | 214639870
TRANE | 4TWV7X48A1 | 4TXCD010DS3 | S8V2C080M5PCB | 45000 | 43000 | 17 | 12 | 8.2 | 1.8 | 83 | 64 | 214639869
AMERICAN STANDARD | 4A6V7X48A1 | 4TXCD010DS3 | S8V2D120M5PDB | 47000 | 44500 | 17 | 12 | 8.2 | 1.8 | 83 | 64 | 214639868
TRANE | 4TWV7X48A1 | 4TXCD010DS3 | S8V2D120M5PDB | 47000 | 44500 | 17 | 12 | 8.2 | 1.8 | 83 | 64 | 214639867
AMERICAN STANDARD | 4A6V7X48A1 | 4TXCD010DS3 | S8V2C100M5PCB | 45500 | 43000 | 17 | 11.7 | 8.2 | 1.8 | 84 | 64 | 214639866
TRANE | 4TWV7X48A1 | 4TXCD010DS3 | S8V2C100M5PCB | 45500 | 43000 | 17 | 11.7 | 8.2 | 1.8 | 84 | 64 | 214639865
AMERICAN STANDARD | 4A6V7X48A1 | 4TXCD010DS3 | S8V2C100M5PDB | 45500 | 43000 | 17 | 11.7 | 8.2 | 1.8 | 84 | 64 | 214639864
TRANE | 4TWV7X48A1 | 4TXCD010DS3 | S8V2C100M5PDB | 45500 | 43000 | 17 | 11.7 | 8.2 | 1.8 | 84 | 64 | 214639863
AMERICAN STANDARD | 4A6V7X48A1 | 4TXCD010DS3 | S8V2C080M5PDB | 45000 | 43000 | 17 | 12 | 8.2 | 1.8 | 83 | 64 | 214639862
TRANE | 4TWV7X48A1 | 4TXCD010DS3 | S8V2C080M5PDB | 45000 | 43000 | 17 | 12 | 8.2 | 1.8 | 83 | 64 | 214639861
TRANE | 4TWL9060A1 | 4TXCD010DS3 | *UD2D120B9V5+RP | 58000 | 53500 | 19 | 10 | 8.7 | 2.17 | 72 | 58 | 211596243
TRANE | 4TWL9060A1 | 4PX*DU60BS3 | *UD2D120B9V5+RP | 59000 | 53500 | 19 | 10 | 8.7 | 2.23 | 71 | 58 | 211596242
TRANE | 4TWL5036N1 | 4TXCB006DS3 | S8V2B080M4PDA | 34600 | 32200 | 15.2 | 12 | 8.1 | 2.02 | 62 | 46 | 211596238
TRANE | 4TWL5036N1 | 4TXCB006DS3 | S8V2B060M4PDA | 34600 | 32200 | 15.2 | 12 | 8.1 | 2.02 | 62 | 46 | 211596237
TRANE | 4TWL5036N1 | 4PX*BU48BS3 | S8V2B060M4PDA | 34600 | 32200 | 15.2 | 12 | 8.1 | 2.02 | 62 | 46 | 211596223
TRANE | 4TWL5036N1 | 4PX*BU48BS3 | S8V2B080M4PDA | 34600 | 32200 | 15.2 | 12 | 8.1 | 2.02 | 62 | 46 | 211596222
TRANE | 4TWL5036N1 | 4PX*BU42BS3 | S8V2B080M4PDA | 34600 | 32600 | 15.2 | 12 | 8.1 | 2 | 62 | 46 | 211596220
TRANE | 4TWL5036N1 | 4PX*BU42BS3 | S8V2B060M4PDA | 34600 | 32600 | 15.2 | 12 | 8.1 | 2.01 | 62 | 46 | 211596218
TRANE | 4TWL5030N1 | 4TXFH036CZ3 | *DD2B060A9V3 | 29600 | 26800 | 15.2 | 12 | 8.1 | 2.17 | 68 | 53 | 211596204
TRANE | 4TWL5030N1 | 4TXFH036CZ3 | *DD2B080A9V3 | 29600 | 26800 | 15.2 | 12 | 8.1 | 2.17 | 67 | 53 | 211596203
TRANE | 4TWV8X36A1 | 4TXCB004DS3+P0V0B000M40SC+RP |  | 32800 | 30000 | 17.5 | 11.7 | 8.1 | 1.78 | 83 | 65 | 207805599
TRANE | 4TWV8X36A1 | 4PX*BU42BS3+P0V0B000M40SC+RP |  | 33800 | 31200 | 18 | 12 | 8.2 | 1.81 | 81 | 63 | 207805596
TRANE | 4TWV8X36A1 | 4PX*BU36BS3+P0V0B000M40SC+RP |  | 32800 | 30000 | 17.5 | 11.7 | 8.1 | 1.78 | 83 | 65 | 207805595
TRANE | 4TWV0X60A1 | 4TXCD010DS3+P0V0D000M50SC+RP |  | 54000 | 51500 | 19.5 | 12 | 8.2 | 1.75 | 96 | 76 | 207805591
TRANE | 4TWV0X60A1 | 4PX*DU60BS3+P0V0D000M50SC+RP |  | 54000 | 51500 | 19.5 | 12 | 8.2 | 1.75 | 96 | 76 | 207805585
TRANE | 4TWV0X48A1 | 4TXCD010DS3+P0V0D000M50SC+RP |  | 47000 | 42000 | 20 | 12 | 8.5 | 1.85 | 85 | 66 | 207805579
TRANE | 4TWV0X48A1 | 4TXCD010DS3+P0V0C000M50SC+RP |  | 45500 | 41000 | 19.5 | 12 | 8.2 | 1.78 | 85 | 66 | 207805578
TRANE | 4TWV0X48A1 | 4TXCD008DS3+P0V0D000M50SC+RP |  | 46000 | 42500 | 19.5 | 12 | 8.5 | 1.8 | 85 | 66 | 207805576
TRANE | 4TWV0X48A1 | 4TXCC009DS3+P0V0C000M50SC+RP |  | 47000 | 42000 | 20 | 12 | 8.5 | 1.83 | 86 | 67 | 207805575
TRANE | 4TWV0X48A1 | 4TXCC007DS3+P0V0C000M50SC+RP |  | 46000 | 42500 | 19.5 | 11.7 | 8.5 | 1.78 | 86 | 66 | 207805574
TRANE | 4TWV0X48A1 | 4PX*DU60BS3+P0V0C000M50SC+RP |  | 45500 | 41000 | 19.5 | 12 | 8.2 | 1.78 | 85 | 66 | 207805572
TRANE | 4TWV0X48A1 | 4PX*DU60BS3+P0V0D000M50SC+RP |  | 47000 | 42000 | 20 | 12 | 8.5 | 1.85 | 85 | 66 | 207805571
TRANE | 4TWV0X48A1 | 4PX*DU48BS3+P0V0D000M50SC+RP |  | 46000 | 42500 | 19.5 | 12 | 8.5 | 1.8 | 85 | 66 | 207805569
TRANE | 4TWV0X48A1 | 4PX*DD60BS3+P0V0D000M50SC+RP |  | 46000 | 42000 | 19.5 | 11.7 | 8.5 | 1.8 | 85 | 66 | 207805566
TRANE | 4TWV0X48A1 | 4PX*CU60BS3+P0V0C000M50SC+RP |  | 47000 | 42000 | 20 | 12 | 8.5 | 1.83 | 86 | 67 | 207805564
TRANE | 4TWV0X48A1 | 4PX*CU48BS3+P0V0C000M50SC+RP |  | 46000 | 42500 | 19.5 | 11.7 | 8.5 | 1.78 | 86 | 66 | 207805563
TRANE | 4TWV0X48A1 | 4PX*CD60BS3+P0V0C000M50SC+RP |  | 47000 | 42000 | 19.5 | 12 | 8.2 | 1.76 | 86 | 67 | 207805560
TRANE | 4TWV0X36A1 | 4TXCB004DS3+P0V0B000M40SC+RP |  | 33200 | 30600 | 17.5 | 12 | 8.2 | 1.78 | 82 | 64 | 207805558
TRANE | 4TWV0X36A1 | 4PX*BU42BS3+P0V0A000M30SC+RP |  | 33000 | 31200 | 19.5 | 12 | 8.2 | 1.75 | 80 | 62 | 207805556
TRANE | 4TWV0X36A1 | 4PX*BU42BS3+P0V0B000M40SC+RP |  | 34000 | 31800 | 18 | 12.7 | 8.5 | 1.81 | 81 | 62 | 207805555
TRANE | 4TWV0X36A1 | 4PX*BU36BS3+P0V0B000M40SC+RP |  | 33200 | 30600 | 17.5 | 12 | 8.2 | 1.79 | 82 | 64 | 207805554
TRANE | 4TWR7048A1 | TEM6A0C42H41+TDR |  | 44500 | 48000 | 16 | 12 | 8.1 | 2 | 65 | 49 | 201785363
AMERICAN STANDARD | 4A6L6042A1 | TEM8A0C48V41+TDR |  | 42500 | 39000 | 15.2 | 12 | 8.1 | 2.2 | 67 | 53 | 10603300
AMERICAN STANDARD | 4A6L9060A1 | 4TXCD010DS3+P0V0C000M50SC+RP |  | 57000 | 52000 | 19 | 10 | 8.5 | 2.14 | 71 | 57 | 207805245
AMERICAN STANDARD | 4A6L9060A1 | 4TXCD010DS3+P0V0D000M50SC+RP |  | 59000 | 53500 | 19 | 11 | 8.7 | 2.23 | 71 | 57 | 207805244
AMERICAN STANDARD | 4A6L9060A1 | 4TXCD008DS3+P0V0C000M50SC+RP |  | 55500 | 52500 | 19 | 10 | 8.5 | 2.12 | 71 | 58 | 207805243
AMERICAN STANDARD | 4A6L9060A1 | 4TXCD008DS3+P0V0D000M50SC+RP |  | 57500 | 54000 | 19 | 10 | 8.7 | 2.21 | 71 | 57 | 207805242
AMERICAN STANDARD | 4A6L9060A1 | 4TXCC009DS3+P0V0C000M50SC+RP |  | 59000 | 53500 | 19 | 10 | 8.7 | 2.19 | 71 | 58 | 207805241
AMERICAN STANDARD | 4A6L9060A1 | 4TXCC007DS3+P0V0C000M50SC+RP |  | 57000 | 54000 | 19 | 10 | 8.7 | 2.17 | 71 | 58 | 207805240
AMERICAN STANDARD | 4A6L9060A1 | 4PX*DU60BS3+P0V0D000M50SC+RP |  | 59000 | 53500 | 19 | 11 | 8.7 | 2.23 | 71 | 57 | 207805239
AMERICAN STANDARD | 4A6L9060A1 | 4PX*DU60BS3+P0V0C000M50SC+RP |  | 57000 | 52000 | 19 | 10 | 8.5 | 2.14 | 71 | 57 | 207805238
AMERICAN STANDARD | 4A6L9060A1 | 4PX*DD60BS3+P0V0C000M50SC+RP |  | 55500 | 52000 | 19 | 10 | 8.5 | 2.09 | 71 | 57 | 207805235
AMERICAN STANDARD | 4A6L9060A1 | 4PX*DD60BS3+P0V0D000M50SC+RP |  | 57500 | 53500 | 19 | 10 | 8.7 | 2.19 | 71 | 57 | 207805234
AMERICAN STANDARD | 4A6L6036A1 | TEM8A0C48V41+TDR |  | 37800 | 33000 | 15.2 | 12 | 8.1 | 2.2 | 65 | 50 | 10602911
AMERICAN STANDARD | 4A6L6036A1 | TEM8A0C42V41+TDR |  | 35800 | 33400 | 15.2 | 12 | 8.1 | 2.2 | 65 | 49 | 10602910
AMERICAN STANDARD | 4A6L6036A1 | TEM8A0C36V31+TDR |  | 36000 | 33400 | 15.2 | 12 | 8.1 | 2.1 | 65 | 49 | 10602909
AMERICAN STANDARD | 4A6L6036A1 | TEM6A0C42H41+TDR |  | 36400 | 33600 | 15.2 | 12 | 8.1 | 2.1 | 64 | 49 | 10602905
AMERICAN STANDARD | 4A6L6036A1 | TEM6A0C36H31+TDR |  | 36400 | 33600 | 15.2 | 12 | 8.1 | 2.1 | 64 | 49 | 10602904
AMERICAN STANDARD | 4A6L6036A1 | TAM9A0C36V31 |  | 36400 | 33000 | 15.2 | 12 | 8.1 | 2.1 | 65 | 50 | 10602900
AMERICAN STANDARD | 4A6L6036A1 | TAM9A0B30V31 |  | 35600 | 33200 | 15.2 | 12 | 8.1 | 2.1 | 66 | 51 | 10602899
AMERICAN STANDARD | 4A6L6036A1 | 4TXCD008DS3 | *UD2D120B9V5 | 37000 | 33600 | 15.2 | 12 | 8.1 | 2.1 | 64 | 50 | 10602731
AMERICAN STANDARD | 4A6L6036A1 | 4TXCD008DS3 | *UD2D120A9V5 | 36400 | 33000 | 15.2 | 12 | 8.1 | 2.1 | 65 | 50 | 10602729
AMERICAN STANDARD | 4A6L6036A1 | 4TXCC007DS3 | *UD2C080A9V4 | 36400 | 33200 | 15.2 | 12 | 8.1 | 2.1 | 65 | 50 | 10602725
AMERICAN STANDARD | 4A6L6036A1 | 4TXCC007DS3 | *UD2C100B9V5 | 36000 | 33000 | 15.2 | 12 | 8.1 | 2.1 | 65 | 50 | 10602716
AMERICAN STANDARD | 4A6L6036A1 | 4TXCC007DS3 | *UD2C100A9V5 | 36600 | 33400 | 15.2 | 12 | 8.1 | 2.1 | 64 | 50 | 10602710
AMERICAN STANDARD | 4A6L6036A1 | 4TXCC007DS3 | *UD2C080B9V4 | 36200 | 33200 | 15.2 | 12 | 8.1 | 2.1 | 65 | 50 | 10602709
AMERICAN STANDARD | 4A6L6030A1 | TEM6A0C36H31+TDR |  | 29800 | 27800 | 15.2 | 12 | 8.1 | 2.1 | 65 | 50 | 10602617
AMERICAN STANDARD | 4A6L6030A1 | TAM9A0C36V31 |  | 29800 | 27400 | 15.2 | 12 | 8.1 | 2 | 65 | 50 | 10602613
AMERICAN STANDARD | 4A6L6036A1 | 4PX*DU48BS3 | *UD2D120A9V5 | 36400 | 33000 | 15.2 | 12 | 8.1 | 2.1 | 65 | 50 | 10602539
AMERICAN STANDARD | 4A6L6036A1 | 4PX*DU48BS3 | *UD2D120B9V5 | 37000 | 33600 | 15.2 | 12 | 8.1 | 2.1 | 64 | 50 | 10602537
AMERICAN STANDARD | 4A6L6036A1 | 4PX*CU48BS3 | *UD2C100A9V5 | 36600 | 33400 | 15.2 | 12 | 8.1 | 2.1 | 64 | 50 | 10602523
AMERICAN STANDARD | 4A6L6036A1 | 4PX*CU48BS3 | *UD2C080B9V4 | 36200 | 33200 | 15.2 | 12 | 8.1 | 2.1 | 65 | 50 | 10602520
AMERICAN STANDARD | 4A6L6036A1 | 4PX*CU48BS3 | *UD2C100B9V5 | 36000 | 33000 | 15.2 | 12 | 8.1 | 2.1 | 65 | 50 | 10602516
AMERICAN STANDARD | 4A6V8X48A1 | 4TXCD010DS3 | S9V2C080U5PSC+RP | 45500 | 43000 | 18 | 11.7 | 8.5 | 1.8 | 83 | 64 | 214640078
TRANE | 4TWV8X48A1 | 4TXCD010DS3 | S9V2C080U5PSC+RP | 45500 | 43000 | 18 | 11.7 | 8.5 | 1.8 | 83 | 64 | 214640077
AMERICAN STANDARD | 4A6V8X48A1 | 4TXCC009DS3 | S9V2C100U5PSC+RP | 47000 | 44500 | 18 | 11.7 | 8.5 | 1.8 | 83 | 64 | 214640072
TRANE | 4TWV8X48A1 | 4TXCC009DS3 | S9V2C100U5PSC+RP | 47000 | 44500 | 18 | 11.7 | 8.5 | 1.8 | 83 | 64 | 214640071
AMERICAN STANDARD | 4A6V8X48A1 | 4TXCC007DS3 | S9V2C100U5PSC+RP | 46000 | 45000 | 18 | 11.7 | 8.5 | 1.8 | 83 | 64 | 214640070
TRANE | 4TWV8X48A1 | 4TXCC007DS3 | S9V2C100U5PSC+RP | 46000 | 45000 | 18 | 11.7 | 8.5 | 1.8 | 83 | 64 | 214640069
AMERICAN STANDARD | 4A6V8X48A1 | 4TXCC007DS3 | S9V2C080U5PSC+RP | 46000 | 45000 | 18 | 11.5 | 8.5 | 1.8 | 83 | 64 | 214640068
TRANE | 4TWV8X48A1 | 4TXCC007DS3 | S9V2C080U5PSC+RP | 46000 | 45000 | 18 | 11.5 | 8.5 | 1.8 | 83 | 64 | 214640067
AMERICAN STANDARD | 4A6V8X48A1 | 4TXCB006DS3 | S9V2B080U4PSC+RP | 45500 | 45000 | 18 | 11.2 | 8.5 | 1.8 | 84 | 65 | 214640062
TRANE | 4TWV8X48A1 | 4TXCB006DS3 | S9V2B080U4PSC+RP | 45500 | 45000 | 18 | 11.2 | 8.5 | 1.8 | 84 | 65 | 214640061
AMERICAN STANDARD | 4A6V8X48A1 | 4TXCB006DS3 | S9V2B060U4PSC+RP | 45500 | 45000 | 18 | 11.2 | 8.5 | 1.8 | 84 | 65 | 214640060
TRANE | 4TWV8X48A1 | 4TXCB006DS3 | S9V2B060U4PSC+RP | 45500 | 45000 | 18 | 11.2 | 8.5 | 1.8 | 84 | 65 | 214640059
AMERICAN STANDARD | 4A6V8X48A1 | 4PX*DU60BS3 | S9V2C100U5PSC+RP | 45500 | 43000 | 18 | 12 | 8.5 | 1.8 | 83 | 64 | 214640058
TRANE | 4TWV8X48A1 | 4PX*DU60BS3 | S9V2C100U5PSC+RP | 45500 | 43000 | 18 | 12 | 8.5 | 1.8 | 83 | 64 | 214640057
AMERICAN STANDARD | 4A6V8X48A1 | 4PX*DU60BS3 | S9V2C080U5PSC+RP | 45500 | 43000 | 18 | 11.7 | 8.5 | 1.8 | 83 | 64 | 214640056
TRANE | 4TWV8X48A1 | 4PX*DU60BS3 | S9V2C080U5PSC+RP | 45500 | 43000 | 18 | 11.7 | 8.5 | 1.8 | 83 | 64 | 214640055
AMERICAN STANDARD | 4A6V8X48A1 | 4PX*CU60BS3 | S9V2C100U5PSC+RP | 47000 | 44500 | 18 | 11.7 | 8.5 | 1.8 | 83 | 64 | 214640044
TRANE | 4TWV8X48A1 | 4PX*CU60BS3 | S9V2C100U5PSC+RP | 47000 | 44500 | 18 | 11.7 | 8.5 | 1.8 | 83 | 64 | 214640043
AMERICAN STANDARD | 4A6V8X48A1 | 4PX*CU60BS3 | S9V2C080U5PSC+RP | 47000 | 44500 | 18 | 11.7 | 8.5 | 1.8 | 83 | 64 | 214640042
TRANE | 4TWV8X48A1 | 4PX*CU60BS3 | S9V2C080U5PSC+RP | 47000 | 44500 | 18 | 11.7 | 8.5 | 1.8 | 83 | 64 | 214640041
AMERICAN STANDARD | 4A6V8X48A1 | 4PX*CU48BS3 | S9V2C100U5PSC+RP | 46000 | 45000 | 18 | 11.7 | 8.5 | 1.8 | 83 | 64 | 214640040
TRANE | 4TWV8X48A1 | 4PX*CU48BS3 | S9V2C100U5PSC+RP | 46000 | 45000 | 18 | 11.7 | 8.5 | 1.8 | 83 | 64 | 214640039
AMERICAN STANDARD | 4A6V8X48A1 | 4PX*CU48BS3 | S9V2C080U5PSC+RP | 46000 | 45000 | 18 | 11.5 | 8.5 | 1.8 | 83 | 64 | 214640038
TRANE | 4TWV8X48A1 | 4PX*CU48BS3 | S9V2C080U5PSC+RP | 46000 | 45000 | 18 | 11.5 | 8.5 | 1.8 | 83 | 64 | 214640037
AMERICAN STANDARD | 4A6V8X48A1 | 4PX*CU42BS3 | S9V2C100U5PSC+RP | 46000 | 45500 | 18 | 11.7 | 8.5 | 1.8 | 83 | 63 | 214640034
TRANE | 4TWV8X48A1 | 4PX*CU42BS3 | S9V2C100U5PSC+RP | 46000 | 45500 | 18 | 11.7 | 8.5 | 1.8 | 83 | 63 | 214640033
AMERICAN STANDARD | 4A6V8X48A1 | 4PX*CD60BS3+HORIZ-RT | S9V2C100U5PSC+RP | 47000 | 44500 | 18 | 11.7 | 8.5 | 1.8 | 83 | 64 | 214640030
TRANE | 4TWV8X48A1 | 4PX*CD60BS3+HORIZ-RT | S9V2C100U5PSC+RP | 47000 | 44500 | 18 | 11.7 | 8.5 | 1.8 | 83 | 64 | 214640029
AMERICAN STANDARD | 4A6V8X48A1 | 4PX*CD60BS3 | S9V2C100D5PSC+RP | 47000 | 44500 | 18 | 11.7 | 8.5 | 1.8 | 83 | 64 | 214640026
TRANE | 4TWV8X48A1 | 4PX*CD60BS3 | S9V2C100D5PSC+RP | 47000 | 44500 | 18 | 11.7 | 8.5 | 1.8 | 83 | 64 | 214640025
AMERICAN STANDARD | 4A6V8X48A1 | 4PX*BU48BS3 | S9V2B080U4PSC+RP | 45500 | 45000 | 18 | 11.2 | 8.5 | 1.8 | 84 | 65 | 214640018
TRANE | 4TWV8X48A1 | 4PX*BU48BS3 | S9V2B080U4PSC+RP | 45500 | 45000 | 18 | 11.2 | 8.5 | 1.8 | 84 | 65 | 214640017
AMERICAN STANDARD | 4A6V8X48A1 | 4PX*BU48BS3 | S9V2B060U4PSC+RP | 45500 | 45000 | 18 | 11.2 | 8.5 | 1.8 | 84 | 65 | 214640016
TRANE | 4TWV8X48A1 | 4PX*BU48BS3 | S9V2B060U4PSC+RP | 45500 | 45000 | 18 | 11.2 | 8.5 | 1.8 | 84 | 65 | 214640015
AMERICAN STANDARD | 4A6V8X36A1 | 4TXCC005DS3 | S9V2C080U5PSC+RP | 34200 | 31800 | 18 | 11.7 | 8.2 | 1.8 | 82 | 64 | 214640012
TRANE | 4TWV8X36A1 | 4TXCC005DS3 | S9V2C080U5PSC+RP | 34200 | 31800 | 18 | 11.7 | 8.2 | 1.8 | 82 | 64 | 214640011
AMERICAN STANDARD | 4A6V8X36A1 | 4TXCB006DS3 | S9V2B060U4PSC+RP | 35200 | 32400 | 18 | 12 | 8.5 | 1.8 | 81 | 64 | 214640010
TRANE | 4TWV8X36A1 | 4TXCB006DS3 | S9V2B060U4PSC+RP | 35200 | 32400 | 18 | 12 | 8.5 | 1.8 | 81 | 64 | 214640009
AMERICAN STANDARD | 4A6V8X36A1 | 4TXCB006DS3 | S9V2B040U3PSC+RP | 35200 | 32400 | 18 | 12 | 8.5 | 1.8 | 82 | 65 | 214640008
TRANE | 4TWV8X36A1 | 4TXCB006DS3 | S9V2B040U3PSC+RP | 35200 | 32400 | 18 | 12 | 8.5 | 1.8 | 82 | 65 | 214640007
AMERICAN STANDARD | 4A6V8X36A1 | 4PX*CU48BS3 | S9V2C080U5PSC+RP | 35400 | 32400 | 18 | 12 | 8.5 | 1.8 | 81 | 63 | 214639996
TRANE | 4TWV8X36A1 | 4PX*CU48BS3 | S9V2C080U5PSC+RP | 35400 | 32400 | 18 | 12 | 8.5 | 1.8 | 81 | 63 | 214639995
AMERICAN STANDARD | 4A6V8X36A1 | 4PX*CU42BS3 | S9V2C080U5PSC+RP | 35400 | 32800 | 18 | 12 | 8.5 | 1.8 | 81 | 62 | 214639994
TRANE | 4TWV8X36A1 | 4PX*CU42BS3 | S9V2C080U5PSC+RP | 35400 | 32800 | 18 | 12 | 8.5 | 1.8 | 81 | 62 | 214639993
AMERICAN STANDARD | 4A6V8X36A1 | 4PX*CU36BS3 | S9V2C080U5PSC+RP | 34200 | 31800 | 18 | 11.7 | 8.2 | 1.8 | 81 | 64 | 214639992
TRANE | 4TWV8X36A1 | 4PX*CU36BS3 | S9V2C080U5PSC+RP | 34200 | 31800 | 18 | 11.7 | 8.2 | 1.8 | 81 | 64 | 214639991
AMERICAN STANDARD | 4A6V8X36A1 | 4PX*BU48BS3 | S9V2B040D3PSC+RP | 33000 | 31600 | 18 | 11.2 | 8.5 | 1.8 | 82 | 65 | 214639986
TRANE | 4TWV8X36A1 | 4PX*BU48BS3 | S9V2B040D3PSC+RP | 33000 | 31600 | 18 | 11.2 | 8.5 | 1.8 | 82 | 65 | 214639985
AMERICAN STANDARD | 4A6V8X36A1 | 4PX*BU48BS3 | S9V2B060D3PSC+RP | 32800 | 31400 | 18 | 11.2 | 8.5 | 1.8 | 82 | 64 | 214639984
TRANE | 4TWV8X36A1 | 4PX*BU48BS3 | S9V2B060D3PSC+RP | 32800 | 31400 | 18 | 11.2 | 8.5 | 1.8 | 82 | 64 | 214639983
AMERICAN STANDARD | 4A6V8X36A1 | 4PX*BU48BS3 | S9V2B080D4PSC+RP | 32800 | 31400 | 18 | 11.2 | 8.5 | 1.8 | 82 | 64 | 214639982
TRANE | 4TWV8X36A1 | 4PX*BU48BS3 | S9V2B080D4PSC+RP | 32800 | 31400 | 18 | 11.2 | 8.5 | 1.8 | 82 | 64 | 214639981
AMERICAN STANDARD | 4A6V8X36A1 | 4PX*BU42BS3 | S9V2B040U3PSC+RP | 35200 | 33000 | 18 | 12 | 8.5 | 1.8 | 81 | 64 | 214639980
TRANE | 4TWV8X36A1 | 4PX*BU42BS3 | S9V2B040U3PSC+RP | 35200 | 33000 | 18 | 12 | 8.5 | 1.8 | 81 | 64 | 214639979
AMERICAN STANDARD | 4A6V8X36A1 | 4PX*BU42BS3 | S9V2B080U4PSC+RP | 35000 | 32800 | 18 | 12 | 8.5 | 1.8 | 81 | 63 | 214639978
TRANE | 4TWV8X36A1 | 4PX*BU42BS3 | S9V2B080U4PSC+RP | 35000 | 32800 | 18 | 12 | 8.5 | 1.8 | 81 | 63 | 214639977
AMERICAN STANDARD | 4A6V8X36A1 | 4PX*BU42BS3 | S9V2B060U4PSC+RP | 35200 | 33000 | 18 | 12 | 8.5 | 1.8 | 81 | 62 | 214639976
TRANE | 4TWV8X36A1 | 4PX*BU42BS3 | S9V2B060U4PSC+RP | 35200 | 33000 | 18 | 12 | 8.5 | 1.8 | 81 | 62 | 214639975
AMERICAN STANDARD | 4A6V8X36A1 | 4PX*BU36BS3 | S9V2B080U4PSC+RP | 34000 | 31800 | 18 | 11.7 | 8.2 | 1.8 | 82 | 64 | 214639970
TRANE | 4TWV8X36A1 | 4PX*BU36BS3 | S9V2B080U4PSC+RP | 34000 | 31800 | 18 | 11.7 | 8.2 | 1.8 | 82 | 64 | 214639969
AMERICAN STANDARD | 4A6V8X36A1 | 4PX*BU36BS3 | S9V2B060U4PSC+RP | 34200 | 32000 | 18 | 11.7 | 8.2 | 1.8 | 82 | 64 | 214639968
TRANE | 4TWV8X36A1 | 4PX*BU36BS3 | S9V2B060U4PSC+RP | 34200 | 32000 | 18 | 11.7 | 8.2 | 1.8 | 82 | 64 | 214639967
AMERICAN STANDARD | 4A6V8X36A1 | 4PX*BU36BS3 | S9V2B040U3PSC+RP | 34000 | 32000 | 18 | 11.5 | 8.2 | 1.8 | 82 | 65 | 214639966
TRANE | 4TWV8X36A1 | 4PX*BU36BS3 | S9V2B040U3PSC+RP | 34000 | 32000 | 18 | 11.5 | 8.2 | 1.8 | 82 | 65 | 214639965
AMERICAN STANDARD | 4A6V8X24A1 | 4TXCB004DS3 | S9V2B080D4PSC+RP | 22200 | 20800 | 17 | 11.7 | 8.2 | 1.8 | 81 | 61 | 214639948
TRANE | 4TWV8X24A1 | 4TXCB004DS3 | S9V2B080D4PSC+RP | 22200 | 20800 | 17 | 11.7 | 8.2 | 1.8 | 81 | 61 | 214639947
AMERICAN STANDARD | 4A6V8X24A1 | 4TXCB004DS3 | S9V2B060U4PSC+RP | 24000 | 21400 | 18 | 12.5 | 8.5 | 1.8 | 80 | 60 | 214639946
TRANE | 4TWV8X24A1 | 4TXCB004DS3 | S9V2B060U4PSC+RP | 24000 | 21400 | 18 | 12.5 | 8.5 | 1.8 | 80 | 60 | 214639945
AMERICAN STANDARD | 4A6V8X24A1 | 4TXCB004DS3 | S9V2B040U3PSC+RP | 24000 | 21400 | 18 | 12.5 | 8.5 | 1.8 | 80 | 59 | 214639944
TRANE | 4TWV8X24A1 | 4TXCB004DS3 | S9V2B040U3PSC+RP | 24000 | 21400 | 18 | 12.5 | 8.5 | 1.8 | 80 | 59 | 214639943
AMERICAN STANDARD | 4A6V8X24A1 | 4PX*BU42BS3 | S9V2B080U4PSC+RP | 24400 | 21400 | 18 | 12.5 | 8.5 | 1.9 | 81 | 60 | 214639936
TRANE | 4TWV8X24A1 | 4PX*BU42BS3 | S9V2B080U4PSC+RP | 24400 | 21400 | 18 | 12.5 | 8.5 | 1.9 | 81 | 60 | 214639935
AMERICAN STANDARD | 4A6V8X48A1 | 4PX*CU60BS3+P0V0C000M50SC+RP |  | 47000 | 43000 | 18 | 12 | 8.5 | 1.88 | 85 | 67 | 207805697
AMERICAN STANDARD | 4A6V8X48A1 | 4PX*CU48BS3+P0V0C000M50SC+RP |  | 46000 | 43500 | 18 | 12 | 8.5 | 1.86 | 86 | 67 | 207805696
AMERICAN STANDARD | 4A6V8X48A1 | 4PX*CU42BS3+P0V0C000M50SC+RP |  | 46000 | 44500 | 18 | 12 | 8.5 | 1.82 | 84 | 65 | 207805695
AMERICAN STANDARD | 4A6V8X48A1 | 4PX*CD60BS3+P0V0C000M50SC+RP |  | 47000 | 43000 | 18 | 12 | 8.5 | 1.82 | 85 | 66 | 207805693
AMERICAN STANDARD | 4A6V8X36A1 | 4TXCB004DS3+P0V0B000M40SC+RP |  | 32800 | 30000 | 17.5 | 11.7 | 8.1 | 1.78 | 83 | 65 | 207805689
AMERICAN STANDARD | 4A6V8X36A1 | 4PX*BU42BS3+P0V0B000M40SC+RP |  | 33800 | 31200 | 18 | 12 | 8.2 | 1.81 | 81 | 63 | 207805686
AMERICAN STANDARD | 4A6V8X36A1 | 4PX*BU36BS3+P0V0B000M40SC+RP |  | 32800 | 30000 | 17.5 | 11.7 | 8.1 | 1.78 | 83 | 65 | 207805685
AMERICAN STANDARD | 4A6V0X60A1 | 4TXCD010DS3+P0V0D000M50SC+RP |  | 54000 | 51500 | 19.5 | 12 | 8.2 | 1.75 | 96 | 76 | 207805681
AMERICAN STANDARD | 4A6V0X60A1 | 4PX*DU60BS3+P0V0D000M50SC+RP |  | 54000 | 51500 | 19.5 | 12 | 8.2 | 1.75 | 96 | 76 | 207805675
AMERICAN STANDARD | 4A6V0X48A1 | 4TXCD010DS3+P0V0D000M50SC+RP |  | 47000 | 42000 | 20 | 12 | 8.5 | 1.85 | 85 | 66 | 207805669
AMERICAN STANDARD | 4A6V0X48A1 | 4TXCD010DS3+P0V0C000M50SC+RP |  | 45500 | 41000 | 19.5 | 12 | 8.2 | 1.78 | 85 | 66 | 207805668
AMERICAN STANDARD | 4A6V0X48A1 | 4TXCD008DS3+P0V0D000M50SC+RP |  | 46000 | 42500 | 19.5 | 12 | 8.5 | 1.8 | 85 | 66 | 207805666
AMERICAN STANDARD | 4A6V0X48A1 | 4TXCC009DS3+P0V0C000M50SC+RP |  | 47000 | 42000 | 20 | 12 | 8.5 | 1.83 | 86 | 67 | 207805665
AMERICAN STANDARD | 4A6V0X48A1 | 4TXCC007DS3+P0V0C000M50SC+RP |  | 46000 | 42500 | 19.5 | 11.7 | 8.5 | 1.78 | 86 | 66 | 207805664
AMERICAN STANDARD | 4A6V0X48A1 | 4PX*DU60BS3+P0V0C000M50SC+RP |  | 45500 | 41000 | 19.5 | 12 | 8.2 | 1.78 | 85 | 66 | 207805662
AMERICAN STANDARD | 4A6V0X48A1 | 4PX*DU60BS3+P0V0D000M50SC+RP |  | 47000 | 42000 | 20 | 12 | 8.5 | 1.85 | 85 | 66 | 207805661
AMERICAN STANDARD | 4A6V0X48A1 | 4PX*DU48BS3+P0V0D000M50SC+RP |  | 46000 | 42500 | 19.5 | 12 | 8.5 | 1.8 | 85 | 66 | 207805659
AMERICAN STANDARD | 4A6V0X48A1 | 4PX*DD60BS3+P0V0D000M50SC+RP |  | 46000 | 42000 | 19.5 | 11.7 | 8.5 | 1.8 | 85 | 66 | 207805656
AMERICAN STANDARD | 4A6V0X48A1 | 4PX*CU60BS3+P0V0C000M50SC+RP |  | 47000 | 42000 | 20 | 12 | 8.5 | 1.83 | 86 | 67 | 207805654
AMERICAN STANDARD | 4A6V0X48A1 | 4PX*CU48BS3+P0V0C000M50SC+RP |  | 46000 | 42500 | 19.5 | 11.7 | 8.5 | 1.78 | 86 | 66 | 207805653
AMERICAN STANDARD | 4A6V0X48A1 | 4PX*CD60BS3+P0V0C000M50SC+RP |  | 47000 | 42000 | 19.5 | 12 | 8.2 | 1.76 | 86 | 67 | 207805650
AMERICAN STANDARD | 4A6V0X36A1 | 4TXCB004DS3+P0V0B000M40SC+RP |  | 33200 | 30600 | 17.5 | 12 | 8.2 | 1.78 | 82 | 64 | 207805648
AMERICAN STANDARD | 4A6V0X36A1 | 4PX*BU42BS3+P0V0A000M30SC+RP |  | 33000 | 31200 | 19.5 | 12 | 8.2 | 1.75 | 80 | 62 | 207805646
AMERICAN STANDARD | 4A6V0X36A1 | 4PX*BU42BS3+P0V0B000M40SC+RP |  | 34000 | 31800 | 18 | 12.7 | 8.5 | 1.81 | 81 | 62 | 207805645
AMERICAN STANDARD | 4A6V0X36A1 | 4PX*BU36BS3+P0V0B000M40SC+RP |  | 33200 | 30600 | 17.5 | 12 | 8.2 | 1.79 | 82 | 64 | 207805644
TRANE | 4TWV8X60A1 | 4TXCD010DS3+P0V0D000M50SC+RP |  | 54000 | 51500 | 18 | 12 | 8.2 | 1.75 | 96 | 76 | 207805637
TRANE | 4TWV8X60A1 | 4PX*DU60BS3+P0V0D000M50SC+RP |  | 54000 | 51500 | 18 | 12 | 8.2 | 1.75 | 96 | 76 | 207805632
TRANE | 4TWV8X48A1 | 4TXCD010DS3+P0V0D000M50SC+RP |  | 47000 | 43000 | 18 | 12 | 8.5 | 1.9 | 85 | 66 | 207805626
TRANE | 4TWV8X48A1 | 4TXCD010DS3+P0V0C000M50SC+RP |  | 45500 | 42000 | 18 | 12 | 8.5 | 1.83 | 84 | 66 | 207805625
TRANE | 4TWV8X48A1 | 4TXCD008DS3+P0V0C000M50SC+RP |  | 45000 | 42000 | 18 | 12 | 8.5 | 1.81 | 86 | 67 | 207805624
TRANE | 4TWV8X48A1 | 4TXCD008DS3+P0V0D000M50SC+RP |  | 46000 | 43500 | 18 | 12 | 8.5 | 1.87 | 85 | 66 | 207805623
TRANE | 4TWV8X48A1 | 4TXCC009DS3+P0V0C000M50SC+RP |  | 47000 | 43000 | 18 | 12 | 8.5 | 1.88 | 85 | 67 | 207805622
TRANE | 4TWV8X48A1 | 4TXCC007DS3+P0V0C000M50SC+RP |  | 46000 | 43500 | 18 | 12 | 8.5 | 1.86 | 86 | 67 | 207805621
TRANE | 4TWV8X48A1 | 4TXCC005DS3+P0V0C000M50SC+RP |  | 44000 | 42500 | 18 | 11.5 | 8.5 | 1.79 | 87 | 68 | 207805620
TRANE | 4TWV8X48A1 | 4PX*DU60BS3+P0V0C000M50SC+RP |  | 45500 | 42000 | 18 | 12 | 8.5 | 1.83 | 84 | 66 | 207805619
TRANE | 4TWV8X48A1 | 4PX*DU60BS3+P0V0D000M50SC+RP |  | 47000 | 43000 | 18 | 12 | 8.5 | 1.9 | 85 | 66 | 207805618
TRANE | 4TWV8X48A1 | 4PX*DU48BS3+P0V0D000M50SC+RP |  | 46000 | 43500 | 18 | 12 | 8.5 | 1.87 | 85 | 66 | 207805617
TRANE | 4TWV8X48A1 | 4PX*DU48BS3+P0V0C000M50SC+RP |  | 45000 | 42000 | 18 | 12 | 8.5 | 1.81 | 86 | 67 | 207805616
TRANE | 4TWV8X48A1 | 4PX*DD60BS3+P0V0C000M50SC+RP |  | 44500 | 42000 | 18 | 12 | 8.5 | 1.79 | 84 | 66 | 207805613
TRANE | 4TWV8X48A1 | 4PX*DD60BS3+P0V0D000M50SC+RP |  | 46000 | 43000 | 18 | 12 | 8.5 | 1.85 | 85 | 66 | 207805612
TRANE | 4TWV8X48A1 | 4PX*CU60BS3+P0V0C000M50SC+RP |  | 47000 | 43000 | 18 | 12 | 8.5 | 1.88 | 85 | 67 | 207805607
TRANE | 4TWV8X48A1 | 4PX*CU48BS3+P0V0C000M50SC+RP |  | 46000 | 43500 | 18 | 12 | 8.5 | 1.86 | 86 | 67 | 207805606
TRANE | 4TWV8X48A1 | 4PX*CU42BS3+P0V0C000M50SC+RP |  | 46000 | 44500 | 18 | 12 | 8.5 | 1.82 | 84 | 65 | 207805605
TRANE | 4TWV8X48A1 | 4PX*CD60BS3+P0V0C000M50SC+RP |  | 47000 | 43000 | 18 | 12 | 8.5 | 1.82 | 85 | 66 | 207805603
AMERICAN STANDARD | 4A6V8X48A1 | 4PX*DD60BS3+P0V0D000M50SC+RP |  | 46000 | 43000 | 18 | 12 | 8.5 | 1.85 | 85 | 66 | 207805702
AMERICAN STANDARD | 4A6V8X48A1 | 4PX*DD60BS3+P0V0C000M50SC+RP |  | 44500 | 42000 | 18 | 12 | 8.5 | 1.79 | 84 | 66 | 207805703
AMERICAN STANDARD | 4A6V8X48A1 | 4PX*DU48BS3+P0V0C000M50SC+RP |  | 45000 | 42000 | 18 | 12 | 8.5 | 1.81 | 86 | 67 | 207805706
AMERICAN STANDARD | 4A6V8X48A1 | 4PX*DU48BS3+P0V0D000M50SC+RP |  | 46000 | 43500 | 18 | 12 | 8.5 | 1.87 | 85 | 66 | 207805707
AMERICAN STANDARD | 4A6V8X48A1 | 4PX*DU60BS3+P0V0D000M50SC+RP |  | 47000 | 43000 | 18 | 12 | 8.5 | 1.9 | 85 | 66 | 207805708
AMERICAN STANDARD | 4A6V8X48A1 | 4PX*DU60BS3+P0V0C000M50SC+RP |  | 45500 | 42000 | 18 | 12 | 8.5 | 1.83 | 84 | 66 | 207805709
AMERICAN STANDARD | 4A6V8X48A1 | 4TXCC005DS3+P0V0C000M50SC+RP |  | 44000 | 42500 | 18 | 11.5 | 8.5 | 1.79 | 87 | 68 | 207805710
AMERICAN STANDARD | 4A6V8X48A1 | 4TXCC007DS3+P0V0C000M50SC+RP |  | 46000 | 43500 | 18 | 12 | 8.5 | 1.86 | 86 | 67 | 207805711
AMERICAN STANDARD | 4A6V8X48A1 | 4TXCC009DS3+P0V0C000M50SC+RP |  | 47000 | 43000 | 18 | 12 | 8.5 | 1.88 | 85 | 67 | 207805712
AMERICAN STANDARD | 4A6V8X48A1 | 4TXCD008DS3+P0V0D000M50SC+RP |  | 46000 | 43500 | 18 | 12 | 8.5 | 1.87 | 85 | 66 | 207805713
AMERICAN STANDARD | 4A6V8X48A1 | 4TXCD008DS3+P0V0C000M50SC+RP |  | 45000 | 42000 | 18 | 12 | 8.5 | 1.81 | 86 | 67 | 207805714
AMERICAN STANDARD | 4A6V8X48A1 | 4TXCD010DS3+P0V0C000M50SC+RP |  | 45500 | 42000 | 18 | 12 | 8.5 | 1.83 | 84 | 66 | 207805715
AMERICAN STANDARD | 4A6V8X48A1 | 4TXCD010DS3+P0V0D000M50SC+RP |  | 47000 | 43000 | 18 | 12 | 8.5 | 1.9 | 85 | 66 | 207805716
AMERICAN STANDARD | 4A6V8X60A1 | 4PX*DU60BS3+P0V0D000M50SC+RP |  | 54000 | 51500 | 18 | 12 | 8.2 | 1.75 | 96 | 76 | 207805722
AMERICAN STANDARD | 4A6V8X60A1 | 4TXCD010DS3+P0V0D000M50SC+RP |  | 54000 | 51500 | 18 | 12 | 8.2 | 1.75 | 96 | 76 | 207805727
TRANE | 4TWL6042A1 | TEM6B0C60H51+TDR |  | 42000 | 38500 | 15.2 | 12 | 8.1 | 2.2 | 68 | 54 | 207820918
TRANE | 4TWL6042A1 | TEM8B0C60V51+TDR |  | 42500 | 39000 | 15.2 | 12 | 8.1 | 2.2 | 67 | 53 | 207820919
TRANE | 4TWV8060A1 | TEM8B0C60V51+TDR |  | 54000 | 52000 | 18 | 12 | 8.5 | 1.8 | 93 | 73 | 207820953
TRANE | 4TWX6042H1 | TEM8B0C60V51+TDR |  | 41000 | 39000 | 15.2 | 12 | 8.1 | 2.2 | 64 | 48 | 207820959
AMERICAN STANDARD | 4A6L6042A1 | TEM6B0C60H51+TDR |  | 42000 | 38500 | 15.2 | 12 | 8.1 | 2.2 | 68 | 54 | 207820964
AMERICAN STANDARD | 4A6L6042A1 | TEM8B0C60V51+TDR |  | 42500 | 39000 | 15.2 | 12 | 8.1 | 2.2 | 67 | 53 | 207820965
AMERICAN STANDARD | 4A6V8060A1 | TEM8B0C60V51+TDR |  | 54000 | 52000 | 18 | 12 | 8.5 | 1.8 | 93 | 73 | 207820999
AMERICAN STANDARD | 4A6H6042H1 | TEM8B0C60V51+TDR |  | 41000 | 39000 | 15.2 | 12 | 8.1 | 2.2 | 64 | 48 | 207821002
TRANE | 4TWR6042H1 | TEM8B0C60V51+TDR |  | 41000 | 39000 | 15.2 | 12 | 8.1 | 2.2 | 64 | 48 | 207821003
AMERICAN STANDARD | 4A6L6030A1 | 4TXCB006DS3+P0V0B000M40SC |  | 30400 | 27600 | 15.2 | 12 | 8.1 | 2 | 66 | 50 | 207821530
AMERICAN STANDARD | 4A6L6036A1 | 4TXCB006DS3+P0V0B000M40SC |  | 36400 | 33000 | 15.2 | 12 | 8.1 | 2.1 | 65 | 50 | 207821531
AMERICAN STANDARD | 4A6L6036A1 | 4TXCC005DS3+P0V0C000M50SC |  | 36000 | 32400 | 15.2 | 12 | 8.1 | 2.1 | 66 | 52 | 207821532
AMERICAN STANDARD | 4A6L6036A1 | 4TXCC007DS3+P0V0C000M50SC |  | 37200 | 33600 | 15.2 | 12 | 8.1 | 2.1 | 64 | 49 | 207821533
TRANE | 4TWV0060A1 | 4TXCC009DS3 | S9V2C100U5PSB+RP | 54000 | 52000 | 18.5 | 11.7 | 8.2 | 1.8 | 96 | 76 | 10511234
TRANE | 4TWR7024A1 | TAM9A0C36V31 |  | 25200 | 24600 | 16 | 12 | 8.1 | 2 | 63 | 47 | 10230606
TRANE | 4TWX8024A1 | TAM9A0C36V31 |  | 25200 | 24600 | 16 | 12 | 8.1 | 2 | 63 | 47 | 10230605
AMERICAN STANDARD | 4A6H7024A1 | TAM9A0C36V31 |  | 25200 | 24600 | 16 | 12 | 8.1 | 2 | 63 | 47 | 10230598
TRANE | 4TWR7048A1 | TEM8A0D60V51+TDR |  | 45000 | 47500 | 16 | 12 | 8.1 | 2.1 | 65 | 50 | 10226490
TRANE | 4TWX8048A1 | TEM8A0D60V51+TDR |  | 45000 | 47500 | 16 | 12 | 8.1 | 2.1 | 65 | 50 | 10226489
AMERICAN STANDARD | 4A6H7048A1 | TEM8A0D60V51+TDR |  | 45000 | 47500 | 16 | 12 | 8.1 | 2.1 | 65 | 50 | 10226479
TRANE | 4TWR7048A1 | TEM8A0D48V41+TDR |  | 45000 | 47500 | 16 | 12 | 8.1 | 2.1 | 65 | 50 | 10153800
TRANE | 4TWX8048A1 | TEM8A0D48V41+TDR |  | 45000 | 47500 | 16 | 12 | 8.1 | 2.1 | 65 | 50 | 10153799
TRANE | 4TWR7048A1 | TEM8A0C48V41+TDR |  | 47500 | 48500 | 16 | 12 | 8.1 | 2.1 | 64 | 49 | 10153797
TRANE | 4TWX8048A1 | TEM8A0C48V41+TDR |  | 47500 | 48500 | 16 | 12 | 8.1 | 2.1 | 64 | 49 | 10153796
TRANE | 4TWR7048A1 | TEM8A0C42V41+TDR |  | 44500 | 48500 | 16 | 12 | 8.1 | 2 | 64 | 49 | 10153795
TRANE | 4TWX8048A1 | TEM8A0C42V41+TDR |  | 44500 | 48500 | 16 | 12 | 8.1 | 2 | 64 | 49 | 10153793
TRANE | 4TWR6048H1 | TEM8A0C48V41+TDR |  | 47000 | 44500 | 15.2 | 12 | 8.1 | 2.2 | 65 | 49 | 10153779
TRANE | 4TWX6048H1 | TEM8A0C48V41+TDR |  | 47000 | 44500 | 15.2 | 12 | 8.1 | 2.2 | 65 | 49 | 10153778
TRANE | 4TWR6042H1 | TEM8A0D48V41+TDR |  | 39000 | 38500 | 15.2 | 12 | 8.1 | 2.2 | 64 | 49 | 10153776
AMERICAN STANDARD | 4A6L5036N1 | 4TXCC009DS3+P0V0C000M50SC |  | 36400 | 32000 | 15.2 | 12 | 8.1 | 2.05 | 63 | 47 | 211597419
AMERICAN STANDARD | 4A6L5036N1 | 4TXCB006DS3 | S8V2B080M4PDA | 34600 | 32200 | 15.2 | 12 | 8.1 | 2.02 | 62 | 46 | 211597416
AMERICAN STANDARD | 4A6L5036N1 | 4TXCB006DS3 | S8V2B060M4PDA | 34600 | 32200 | 15.2 | 12 | 8.1 | 2.02 | 62 | 46 | 211597415
AMERICAN STANDARD | 4A6L5036N1 | 4PX*BU48BS3 | S8V2B060M4PDA | 34600 | 32200 | 15.2 | 12 | 8.1 | 2.02 | 62 | 46 | 211597401
AMERICAN STANDARD | 4A6L5036N1 | 4PX*BU48BS3 | S8V2B080M4PDA | 34600 | 32200 | 15.2 | 12 | 8.1 | 2.02 | 62 | 46 | 211597400
AMERICAN STANDARD | 4A6L5036N1 | 4PX*BU42BS3 | S8V2B080M4PDA | 34600 | 32600 | 15.2 | 12 | 8.1 | 2 | 62 | 46 | 211597398
AMERICAN STANDARD | 4A6L5036N1 | 4PX*BU42BS3 | S8V2B060M4PDA | 34600 | 32600 | 15.2 | 12 | 8.1 | 2.01 | 62 | 46 | 211597396
AMERICAN STANDARD | 4A6L5030N1 | 4TXFH036CZ3 | *DD2B060A9V3 | 29600 | 26800 | 15.2 | 12 | 8.1 | 2.17 | 68 | 53 | 211597382
AMERICAN STANDARD | 4A6L5030N1 | 4TXFH036CZ3 | *DD2B080A9V3 | 29600 | 26800 | 15.2 | 12 | 8.1 | 2.17 | 67 | 53 | 211597381
TRANE | 4TWL9036A1 | 4PX*BU42BS3 | S8V2B060M4PDA+RP | 37000 | 34400 | 17 | 11.2 | 8.7 | 2.27 | 70 | 55 | 212944803
TRANE | 4TWL9036A1 | 4PX*BU42BS3 | S8V2A040M3PDA+RP | 35200 | 33200 | 16.5 | 11.5 | 8.5 | 2.21 | 69 | 55 | 212944802
TRANE | 4TWL9036A1 | 4PX*BU36BS3 | S8V2B080M4PDA+RP | 35800 | 34200 | 16.5 | 11 | 8.5 | 2.19 | 70 | 55 | 212944801
TRANE | 4TWL9036A1 | 4PX*BU36BS3 | S8V2B060M4PDA+RP | 35800 | 34200 | 16.5 | 11 | 8.5 | 2.2 | 70 | 55 | 212944800
TRANE | 4TWL9036A1 | 4PX*BU36BS3 | S8V2A040M3PDA+RP | 34200 | 33000 | 16.5 | 11.2 | 8.2 | 2.16 | 69 | 55 | 212944799
TRANE | 4TWL9036A1 | 4PX*BD42BS3 | S8V2B080M4PDA+RP | 37200 | 34400 | 17 | 11.2 | 8.2 | 2.13 | 70 | 55 | 212944798
TRANE | 4TWL9036A1 | 4PX*BD42BS3 | S8V2B060M4PDA+RP | 37400 | 34200 | 17 | 11.2 | 8.2 | 2.13 | 70 | 55 | 212944797
TRANE | 4TWL9036A1 | 4PX*BD36BS3 | S8V2B080M4PDA+RP | 35800 | 34800 | 17.5 | 11 | 8.2 | 2.12 | 70 | 54 | 212944794
TRANE | 4TWL9036A1 | 4PX*BD36BS3 | S8V2B060M4PDA+RP | 35800 | 34600 | 17 | 11 | 8.2 | 2.13 | 69 | 55 | 212944793
TRANE | 4TWL9024A1 | 4TXCA002DS3 | S8V2A040M3PDA+RP | 22400 | 21800 | 16 | 11.2 | 8.2 | 2.02 | 67 | 51 | 212944791
TRANE | 4TWL9024A1 | 4PX*BD36BS3 | S8V2A040M3PDA+RP | 22800 | 19700 | 18 | 12 | 8.2 | 2.21 | 68 | 53 | 212944789
TRANE | 4TWL9024A1 | 4PX*AU24BS3 | S8V2A040M3PDA+RP | 22400 | 21800 | 16 | 11.2 | 8.2 | 2.02 | 67 | 51 | 212944788
AMERICAN STANDARD | 4A6L9048A1 | 4TXCD010DS3 | S8V2C100M5PCA+RP | 47000 | 42000 | 19 | 11.7 | 8.7 | 2.2 | 74 | 59 | 212944787
AMERICAN STANDARD | 4A6L9048A1 | 4TXCD008DS3 | S8V2C080M5PCA+RP | 46000 | 42500 | 19 | 11.7 | 8.7 | 2.2 | 73 | 59 | 212944786
AMERICAN STANDARD | 4A6L9048A1 | 4TXCD008DS3 | S8V2C100M5PCA+RP | 46000 | 42500 | 19 | 11.5 | 8.7 | 2.19 | 74 | 59 | 212944785
AMERICAN STANDARD | 4A6L9048A1 | 4PX*DU60BS3 | S8V2C100M5PCA+RP | 47000 | 42000 | 19 | 11.7 | 8.7 | 2.21 | 73 | 59 | 212944784
AMERICAN STANDARD | 4A6L9048A1 | 4PX*DU48BS3 | S8V2C100M5PCA+RP | 46000 | 42500 | 19 | 11.5 | 8.7 | 2.19 | 74 | 59 | 212944783
AMERICAN STANDARD | 4A6L9048A1 | 4PX*DU48BS3 | S8V2C080M5PCA+RP | 46000 | 42500 | 19 | 11.7 | 8.7 | 2.2 | 73 | 59 | 212944782
AMERICAN STANDARD | 4A6L9048A1 | 4PX*DD60BS3 | S8V2C100M5PCA+RP | 46000 | 42000 | 19 | 11.5 | 8.5 | 2.17 | 74 | 59 | 212944781
AMERICAN STANDARD | 4A6L9024A1 | 4TXCB003DS3 | S8V2A040M3PCA+RP | 22600 | 20600 | 17 | 12 | 8.7 | 2.27 | 67 | 52 | 212944779
AMERICAN STANDARD | 4A6L9024A1 | 4PX*BU42BS3 | S8V2A040M3PCA+RP | 23200 | 19800 | 17.5 | 12.5 | 8.5 | 2.29 | 68 | 53 | 212944778
AMERICAN STANDARD | 4A6L9024A1 | 4PX*BU30BS3 | S8V2A040M3PCA+RP | 22600 | 20600 | 17 | 12 | 8.7 | 2.26 | 67 | 52 | 212944776
AMERICAN STANDARD | 4A6L9024A1 | 4PX*BU24BS3 | S8V2A040M3PCA+RP | 21800 | 21000 | 16.5 | 11.5 | 8.1 | 1.98 | 66 | 51 | 212944775
AMERICAN STANDARD | 4A6L9024A1 | 4PX*BD30BS3 | S8V2A040M3PCA+RP | 22400 | 20600 | 17 | 12 | 8.5 | 2.2 | 67 | 52 | 212944771
TRANE | 4TWL9048A1 | 4TXCD010DS3 | S8V2C100M5PCA+RP | 47000 | 42000 | 19 | 11.7 | 8.7 | 2.2 | 74 | 59 | 212944770
TRANE | 4TWL9048A1 | 4TXCD008DS3 | S8V2C080M5PCA+RP | 46000 | 42500 | 19 | 11.7 | 8.7 | 2.2 | 73 | 59 | 212944769
TRANE | 4TWL9048A1 | 4TXCD008DS3 | S8V2C100M5PCA+RP | 46000 | 42500 | 19 | 11.5 | 8.7 | 2.19 | 74 | 59 | 212944768
TRANE | 4TWL9048A1 | 4PX*DU60BS3 | S8V2C100M5PCA+RP | 47000 | 42000 | 19 | 11.7 | 8.7 | 2.21 | 73 | 59 | 212944767
TRANE | 4TWL9048A1 | 4PX*DU48BS3 | S8V2C100M5PCA+RP | 46000 | 42500 | 19 | 11.5 | 8.7 | 2.19 | 74 | 59 | 212944766
TRANE | 4TWL9048A1 | 4PX*DU48BS3 | S8V2C080M5PCA+RP | 46000 | 42500 | 19 | 11.7 | 8.7 | 2.2 | 73 | 59 | 212944765
TRANE | 4TWL9048A1 | 4PX*DD60BS3 | S8V2C100M5PCA+RP | 46000 | 42000 | 19 | 11.5 | 8.5 | 2.17 | 74 | 59 | 212944764
TRANE | 4TWL9024A1 | 4TXCB003DS3 | S8V2A040M3PCA+RP | 22600 | 20600 | 17 | 12 | 8.7 | 2.27 | 67 | 52 | 212944762
TRANE | 4TWL9024A1 | 4PX*BU42BS3 | S8V2A040M3PCA+RP | 23200 | 19800 | 17.5 | 12.5 | 8.5 | 2.29 | 68 | 53 | 212944761
TRANE | 4TWL9024A1 | 4PX*BU30BS3 | S8V2A040M3PCA+RP | 22600 | 20600 | 17 | 12 | 8.7 | 2.26 | 67 | 52 | 212944759
TRANE | 4TWL9024A1 | 4PX*BU24BS3 | S8V2A040M3PCA+RP | 21800 | 21000 | 16.5 | 11.5 | 8.1 | 1.98 | 66 | 51 | 212944758
TRANE | 4TWL9024A1 | 4PX*BD30BS3 | S8V2A040M3PCA+RP | 22400 | 20600 | 17 | 12 | 8.5 | 2.2 | 67 | 52 | 212944754
AMERICAN STANDARD | 4A6L9060A1 | 4TXCD010DS3 | S8V2D120M5PCA+RP | 58500 | 53500 | 19 | 10 | 8.7 | 2.13 | 72 | 59 | 212944753
AMERICAN STANDARD | 4A6L9060A1 | 4TXCD010DS3 | S8V2C080M5PCA+RP | 56500 | 51500 | 19 | 10 | 8.2 | 2.09 | 73 | 59 | 212944752
AMERICAN STANDARD | 4A6L9060A1 | 4TXCD010DS3 | S8V2C100M5PCA+RP | 56500 | 52000 | 19 | 10 | 8.2 | 2.06 | 72 | 58 | 212944751
AMERICAN STANDARD | 4A6L9060A1 | 4TXCD008DS3 | S8V2C100M5PCA+RP | 55000 | 52500 | 19 | 10 | 8.5 | 2.06 | 72 | 59 | 212944750
AMERICAN STANDARD | 4A6L9060A1 | 4TXCD008DS3 | S8V2D120M5PCA+RP | 57000 | 54500 | 19 | 10 | 8.7 | 2.13 | 72 | 58 | 212944749
AMERICAN STANDARD | 4A6L9060A1 | 4TXCD008DS3 | S8V2C080M5PCA+RP | 55000 | 52500 | 19 | 10 | 8.5 | 2.09 | 72 | 59 | 212944748
AMERICAN STANDARD | 4A6L9060A1 | 4TXCC009DS3 | S8V2C100M5PCA+RP | 58000 | 53500 | 19 | 10 | 8.7 | 2.12 | 72 | 59 | 212944747
AMERICAN STANDARD | 4A6L9060A1 | 4TXCC009DS3 | S8V2C080M5PCA+RP | 58000 | 53500 | 19 | 10 | 8.7 | 2.13 | 72 | 59 | 212944746
AMERICAN STANDARD | 4A6L9060A1 | 4TXCC007DS3 | S8V2C100M5PCA+RP | 56500 | 54000 | 19 | 10 | 8.7 | 2.1 | 72 | 59 | 212944745
AMERICAN STANDARD | 4A6L9060A1 | 4TXCC007DS3 | S8V2C080M5PCA+RP | 56500 | 54000 | 19 | 10 | 8.7 | 2.13 | 72 | 59 | 212944744
AMERICAN STANDARD | 4A6L9060A1 | 4PX*DU60BS3 | S8V2D120M5PCA+RP | 58500 | 53500 | 19 | 10 | 8.7 | 2.13 | 72 | 59 | 212944743
AMERICAN STANDARD | 4A6L9060A1 | 4PX*DU60BS3 | S8V2C100M5PCA+RP | 56500 | 52000 | 19 | 10 | 8.2 | 2.06 | 72 | 59 | 212944742
AMERICAN STANDARD | 4A6L9060A1 | 4PX*DU60BS3 | S8V2C080M5PCA+RP | 56500 | 51500 | 19 | 10 | 8.2 | 2.09 | 73 | 59 | 212944741
AMERICAN STANDARD | 4A6L9060A1 | 4PX*DD60BS3 | S8V2D120M5PCA+RP | 57000 | 53500 | 19 | 10 | 8.7 | 2.09 | 72 | 59 | 212944740
AMERICAN STANDARD | 4A6L9060A1 | 4PX*DD60BS3 | S8V2C100M5PCA+RP | 55000 | 52000 | 19 | 10 | 8.2 | 2.02 | 72 | 58 | 212944739
AMERICAN STANDARD | 4A6L9060A1 | 4PX*DD60BS3 | S8V2C080M5PCA+RP | 55000 | 52000 | 19 | 10 | 8.2 | 2.05 | 72 | 58 | 212944738
AMERICAN STANDARD | 4A6L9060A1 | 4PX*CU60BS3 | S8V2C100M5PCA+RP | 58000 | 53500 | 19 | 10 | 8.7 | 2.11 | 72 | 59 | 212944737
AMERICAN STANDARD | 4A6L9060A1 | 4PX*CU60BS3 | S8V2C080M5PCA+RP | 58000 | 53500 | 19 | 10 | 8.7 | 2.14 | 72 | 59 | 212944736
AMERICAN STANDARD | 4A6L9060A1 | 4PX*CU48BS3 | S8V2C100M5PCA+RP | 56500 | 54000 | 19 | 10 | 8.7 | 2.11 | 72 | 59 | 212944735
AMERICAN STANDARD | 4A6L9060A1 | 4PX*CU48BS3 | S8V2C080M5PCA+RP | 56500 | 54000 | 19 | 10 | 8.7 | 2.12 | 72 | 59 | 212944734
AMERICAN STANDARD | 4A6L9060A1 | 4PX*CD60BS3 | S8V2C100M5PCA+RP | 58000 | 53500 | 19 | 10 | 8.5 | 2.06 | 72 | 59 | 212944733
AMERICAN STANDARD | 4A6L9060A1 | 4PX*CD60BS3 | S8V2C080M5PCA+RP | 58000 | 53500 | 19 | 10 | 8.5 | 2.08 | 72 | 59 | 212944732
AMERICAN STANDARD | 4A6L9048A1 | 4TXCD010DS3 | S8V2C080M5PCA+RP | 47000 | 42000 | 19 | 11.7 | 8.7 | 2.22 | 73 | 59 | 212944731
AMERICAN STANDARD | 4A6L9048A1 | 4TXCD010DS3 | S8V2D120M5PCA+RP | 49000 | 43500 | 19 | 11.7 | 9 | 2.29 | 73 | 59 | 212944730
AMERICAN STANDARD | 4A6L9048A1 | 4TXCD008DS3 | S8V2D120M5PCA+RP | 48000 | 44000 | 19 | 11.7 | 9 | 2.27 | 73 | 59 | 212944729
AMERICAN STANDARD | 4A6V0X36A1 | TAMXA0B30V31 |  | 34400 | 32000 | 20.5 | 12.5 | 8.7 | 1.8 | 83 | 64 | 207690059
AMERICAN STANDARD | 4A6V8X48A1 | TAMXA0C60V51 |  | 46000 | 41000 | 18 | 12 | 8.5 | 1.8 | 87 | 68 | 207690057
AMERICAN STANDARD | 4A6V8X48A1 | TAMXA0C48V41 |  | 45500 | 41500 | 18 | 11.7 | 8.5 | 1.8 | 86 | 67 | 207690056
AMERICAN STANDARD | 4A6V8X36A1 | TAMXA0C36V31 |  | 34600 | 31200 | 18 | 12 | 8.5 | 1.8 | 83 | 64 | 207690054
AMERICAN STANDARD | 4A6V8X24A1 | TAMXA0B30V31 |  | 23800 | 20600 | 18 | 12.5 | 8.5 | 1.9 | 83 | 63 | 207690053
AMERICAN STANDARD | 4A6V0X48A1 | TAMXA0C60V51 |  | 46000 | 40500 | 19.5 | 11.7 | 8.5 | 1.8 | 87 | 68 | 207690051
AMERICAN STANDARD | 4A6V0X48A1 | TAMXA0C48V41 |  | 45500 | 41000 | 19.5 | 11.7 | 8.5 | 1.8 | 86 | 67 | 207690050
AMERICAN STANDARD | 4A6V0X36A1 | TAMXA0C36V31 |  | 35000 | 31600 | 19.5 | 12.7 | 8.7 | 1.8 | 82 | 63 | 207690048
AMERICAN STANDARD | 4A6V0X24A1 | TAMXA0B30V31 |  | 23800 | 20600 | 19.5 | 12.7 | 8.7 | 1.9 | 83 | 63 | 207690047
TRANE | 4TWV0X36A1 | TAMXA0B30V31 |  | 34400 | 32000 | 20.5 | 12.5 | 8.7 | 1.8 | 83 | 64 | 207690045
TRANE | 4TWV8X48A1 | TAMXA0C60V51 |  | 46000 | 41000 | 18 | 12 | 8.5 | 1.8 | 87 | 68 | 207690043
TRANE | 4TWV8X48A1 | TAMXA0C48V41 |  | 45500 | 41500 | 18 | 11.7 | 8.5 | 1.8 | 86 | 67 | 207690042
TRANE | 4TWV8X36A1 | TAMXA0C36V31 |  | 34600 | 31200 | 18 | 12 | 8.5 | 1.8 | 83 | 64 | 207690039
TRANE | 4TWV8X36A1 | TAMXA0B30V31 |  | 34000 | 31600 | 18 | 12 | 8.5 | 1.8 | 84 | 65 | 207690038
TRANE | 4TWV8X24A1 | TAMXA0B30V31 |  | 23800 | 20600 | 18 | 12.5 | 8.5 | 1.9 | 83 | 63 | 207690037
TRANE | 4TWV0X60A1 | TAMXA0C60V51 |  | 53000 | 50000 | 19 | 12 | 8.2 | 1.76 | 98 | 79 | 207690036
TRANE | 4TWV0X48A1 | TAMXA0C60V51 |  | 46000 | 40500 | 19.5 | 11.7 | 8.5 | 1.8 | 87 | 68 | 207690035
TRANE | 4TWV0X48A1 | TAMXA0C48V41 |  | 45500 | 41000 | 19.5 | 11.7 | 8.5 | 1.8 | 86 | 67 | 207690034
TRANE | 4TWV0X36A1 | TAMXA0C36V31 |  | 35000 | 31600 | 19.5 | 12.7 | 8.7 | 1.8 | 82 | 63 | 207690032
TRANE | 4TWV0X24A1 | TAMXA0B30V31 |  | 23800 | 20600 | 19.5 | 12.7 | 8.7 | 1.9 | 83 | 63 | 207690031
TRANE | 4TWV8X48A1 | 4TXCB006DS3 | S9V2B060U4PSB+RP | 45000 | 44000 | 18 | 11.2 | 8.5 | 1.8 | 85 | 67 | 207599986
TRANE | 4TWV8X48A1 | 4PX*BU48BS3 | S9V2B060U4PSB+RP | 45000 | 44000 | 18 | 11.2 | 8.5 | 1.8 | 85 | 67 | 207599982
AMERICAN STANDARD | 4A6V8X48A1 | 4TXCB006DS3 | S9V2B060U4PSB+RP | 45000 | 44000 | 18 | 11.2 | 8.5 | 1.8 | 85 | 67 | 207599973
AMERICAN STANDARD | 4A6V8X48A1 | 4PX*BU48BS3 | S9V2B060U4PSB+RP | 45000 | 44000 | 18 | 11.2 | 8.5 | 1.8 | 85 | 67 | 207599969
AMERICAN STANDARD | 4A6V8X48A1 | 4PX*DD60BS3 | *DD2D120ACV5 | 45000 | 43000 | 18 | 11.7 | 8.5 | 1.84 | 85 | 66 | 207590825
AMERICAN STANDARD | 4A6V8X60A1 | 4TXCD010DS3 | *UHMD120ACV5 | 53500 | 51000 | 18 | 11.7 | 8.2 | 1.8 | 96 | 76 | 207590819
AMERICAN STANDARD | 4A6V8X48A1 | 4TXCD010DS3 | *UHMD120ACV5 | 46500 | 43000 | 18 | 12 | 8.5 | 1.87 | 85 | 66 | 207590814
AMERICAN STANDARD | 4A6V8X48A1 | 4TXCD010DS3 | *UD2D120ACV5 | 46500 | 43500 | 18 | 11.7 | 8.5 | 1.84 | 85 | 65 | 207590811
AMERICAN STANDARD | 4A6V8X48A1 | 4TXCC009DS3 | *UD2C100ACV5 | 47000 | 43500 | 18 | 11.7 | 8.5 | 1.84 | 86 | 67 | 207590809
AMERICAN STANDARD | 4A6V8X48A1 | 4TXCC009DS3 | *UHMC100ACV4 | 46500 | 41000 | 18 | 12 | 8.5 | 2 | 89 | 71 | 207590808
AMERICAN STANDARD | 4A6V8X48A1 | 4TXCC009DS3 | *UD2C080ACV4 | 46500 | 43000 | 18 | 11.7 | 8.5 | 1.87 | 85 | 67 | 207590806
AMERICAN STANDARD | 4A6V8X48A1 | 4TXCC007DS3 | *UD2C080ACV4 | 45500 | 43500 | 18 | 11.7 | 8.5 | 1.84 | 86 | 67 | 207590805
AMERICAN STANDARD | 4A6V8X48A1 | 4TXCC007DS3 | *UHMC100ACV4 | 45500 | 44000 | 18 | 11.7 | 8.5 | 1.9 | 84 | 67 | 207590804
AMERICAN STANDARD | 4A6V8X48A1 | 4TXCC007DS3 | *UD2C100ACV5 | 46000 | 44000 | 18 | 11.2 | 8.5 | 1.81 | 86 | 67 | 207590803
AMERICAN STANDARD | 4A6V8X36A1 | 4TXCC005DS3 | *UHMC100ACV4 | 34200 | 30800 | 18 | 12 | 8.2 | 1.8 | 84 | 66 | 207590801
AMERICAN STANDARD | 4A6V8X36A1 | 4TXCC005DS3 | *UD2C100ACV5 | 34200 | 31000 | 18 | 11.7 | 8.2 | 1.79 | 85 | 66 | 207590799
AMERICAN STANDARD | 4A6V8X36A1 | 4TXCC005DS3 | *UD2C080ACV4 | 34200 | 30800 | 18 | 12 | 8.2 | 1.8 | 84 | 66 | 207590797
AMERICAN STANDARD | 4A6V8X36A1 | 4TXCB004DS3 | *UD2B060ACV3 | 34000 | 31000 | 18 | 11.5 | 8.2 | 1.83 | 83 | 66 | 207590793
AMERICAN STANDARD | 4A6V8X36A1 | 4TXCB004DS3 | *UHMB060ACV3 | 34000 | 31000 | 18 | 11.7 | 8.2 | 1.82 | 84 | 66 | 207590792
AMERICAN STANDARD | 4A6V8X36A1 | 4TXCB004DS3 | *UHMB080ACV3 | 34000 | 29000 | 18 | 11.7 | 8.2 | 1.81 | 89 | 70 | 207590791
AMERICAN STANDARD | 4A6V8X36A1 | 4TXCB004DS3 | *UD2B080ACV3 | 33800 | 31000 | 18 | 11.5 | 8.1 | 1.83 | 83 | 66 | 207590790
AMERICAN STANDARD | 4A6V8X24A1 | 4TXCB004DS3 | *UHMB060ACV3 | 23800 | 18100 | 18 | 12.5 | 8.5 | 1.8 | 93 | 70 | 207590789
AMERICAN STANDARD | 4A6V8X48A1 | 4PX*DU60BS3 | *UHMD120ACV5 | 46500 | 43000 | 18 | 12 | 8.5 | 1.87 | 85 | 66 | 207590785
AMERICAN STANDARD | 4A6V8X48A1 | 4PX*DU60BS3 | *UD2D120ACV5 | 46500 | 43500 | 18 | 11.7 | 8.5 | 1.84 | 85 | 65 | 207590784
AMERICAN STANDARD | 4A6V8X48A1 | 4PX*CU60BS3 | *UHMC100ACV4 | 46500 | 43500 | 18 | 12 | 8.5 | 2 | 84 | 67 | 207590782
AMERICAN STANDARD | 4A6V8X48A1 | 4PX*CU60BS3 | *UD2C080ACV4 | 46500 | 43000 | 18 | 11.7 | 8.5 | 1.87 | 85 | 67 | 207590781
AMERICAN STANDARD | 4A6V8X48A1 | 4PX*CU60BS3 | *UD2C100ACV5 | 47000 | 43500 | 18 | 11.7 | 8.5 | 1.84 | 86 | 67 | 207590780
AMERICAN STANDARD | 4A6V8X48A1 | 4PX*CU48BS3 | *UD2C080ACV4 | 45500 | 43500 | 18 | 11.7 | 8.5 | 1.84 | 86 | 67 | 207590778
AMERICAN STANDARD | 4A6V8X48A1 | 4PX*CU48BS3 | *UHMC100ACV4 | 45500 | 44000 | 18 | 11.7 | 8.5 | 1.9 | 84 | 67 | 207590777
AMERICAN STANDARD | 4A6V8X48A1 | 4PX*CU48BS3 | *UD2C100ACV5 | 46000 | 44000 | 18 | 11.2 | 8.5 | 1.81 | 86 | 67 | 207590776
AMERICAN STANDARD | 4A6V8X36A1 | 4PX*CU48BS3 | *UD2C100ACV5 | 35400 | 31600 | 18 | 12 | 8.5 | 1.86 | 84 | 65 | 207590771
AMERICAN STANDARD | 4A6V8X36A1 | 4PX*CU48BS3 | *UD2C080ACV4 | 35200 | 31400 | 18 | 12 | 8.5 | 1.87 | 83 | 64 | 207590768
AMERICAN STANDARD | 4A6V8X36A1 | 4PX*CU36BS3 | *UD2C100ACV5 | 34200 | 31000 | 18 | 11.7 | 8.2 | 1.82 | 84 | 65 | 207590767
AMERICAN STANDARD | 4A6V8X36A1 | 4PX*CU36BS3 | *UD2C080ACV4 | 34200 | 30800 | 18 | 12 | 8.2 | 1.83 | 83 | 65 | 207590766
AMERICAN STANDARD | 4A6V8X36A1 | 4PX*CU36BS3 | *UHMC100ACV4 | 34200 | 30800 | 18 | 12 | 8.2 | 1.8 | 84 | 66 | 207590764
AMERICAN STANDARD | 4A6V8X36A1 | 4PX*BU36BS3 | *UHMB060ACV3 | 34000 | 31000 | 18 | 11.7 | 8.2 | 1.82 | 84 | 66 | 207590755
AMERICAN STANDARD | 4A6V8X36A1 | 4PX*BU36BS3 | *UD2B080ACV3 | 33800 | 31000 | 18 | 11.5 | 8.1 | 1.82 | 83 | 66 | 207590754
AMERICAN STANDARD | 4A6V8X36A1 | 4PX*BU36BS3 | *UD2B060ACV3 | 34000 | 31000 | 18 | 11.5 | 8.2 | 1.83 | 83 | 66 | 207590753
AMERICAN STANDARD | 4A6V8X36A1 | 4PX*BU36BS3 | *UHMB080ACV3 | 34000 | 31000 | 18 | 11.7 | 8.2 | 1.8 | 84 | 66 | 207590752
AMERICAN STANDARD | 4A6V8X24A1 | 4PX*BU36BS3 | *UHMB080ACV3 | 23800 | 20200 | 18 | 12.5 | 8.5 | 1.91 | 83 | 63 | 207590745
AMERICAN STANDARD | 4A6V8X24A1 | 4PX*BU36BS3 | *UHMB060ACV3 | 23800 | 20200 | 18 | 12.5 | 8.5 | 1.8 | 83 | 63 | 207590744
AMERICAN STANDARD | 4A6V8X24A1 | 4TXFH024CZ3 | *DD2B060ACV3 | 23400 | 20000 | 18 | 12.5 | 8.5 | 1.87 | 84 | 64 | 207590730
AMERICAN STANDARD | 4A6V8X24A1 | 4TXFH024CZ3 | *UHMB060ACV3 | 23200 | 20000 | 18 | 12.5 | 8.2 | 1.8 | 83 | 64 | 207590729
AMERICAN STANDARD | 4A6V0X48A1 | 4PX*DD60BS3 | *DD2D120ACV5 | 45000 | 42000 | 19 | 11.5 | 8.2 | 1.79 | 85 | 66 | 207590710
AMERICAN STANDARD | 4A6V0X48A1 | 4TXCD010DS3 | *UD2D120ACV5 | 46500 | 42000 | 19 | 11.5 | 8.5 | 1.79 | 87 | 67 | 207590706
AMERICAN STANDARD | 4A6V0X48A1 | 4TXCC009DS3 | *UD2C100ACV5 | 46500 | 42500 | 19.5 | 11.5 | 8.5 | 1.79 | 86 | 67 | 207590704
AMERICAN STANDARD | 4A6H7048A1 | TEM8B0C60V51+TDR |  | 47500 | 48500 | 16 | 12 | 8.1 | 2.16 | 64 | 49 | 211220608
AMERICAN STANDARD | 4A6H7048A1 | TAMXB0C48V41 |  | 46000 | 47000 | 16 | 12 | 8.1 | 2.12 | 65 | 50 | 211220606
TRANE | 5TWX5018A1 | 5TEM6B03AV21+TDR+TSTAT |  | 18800 | 18600 | 15.5 | 12 | 8.1 | 2 | 65 | 49 | 214181596
AMERICAN STANDARD | 4A6V8X48A1 | 4TXCD008DS3 | *UD2C080ACV4 | 44500 | 42000 | 18 | 11.7 | 8.5 | 1.79 | 86 | 67 | 211598192
AMERICAN STANDARD | 4A6V8X48A1 | 4TXCC005DS3 | *UD2C080ACV4 | 43500 | 42500 | 18 | 11.2 | 8.5 | 1.76 | 87 | 68 | 211598191
AMERICAN STANDARD | 4A6V8X48A1 | 4PX*DU48BS3 | *UD2C080ACV4 | 44500 | 42000 | 18 | 11.7 | 8.5 | 1.79 | 86 | 67 | 211598190
AMERICAN STANDARD | 4A6V0X48A1 | 4PX*CD60BS3+HORIZ-RT | *UD2C080ACV4 | 46500 | 42000 | 19.5 | 11.7 | 8.2 | 1.75 | 86 | 67 | 211598186
TRANE | 4TWV8X48A1 | 4PX*DU60BS3 | S8V2D120M5PDB | 47000 | 43500 | 18 | 12 | 8.5 | 1.8 | 85 | 65 | 214253441
AMERICAN STANDARD | 4A6V8X48A1 | 4PX*DU60BS3 | S8V2C100M5PCB | 45500 | 42000 | 18 | 11.7 | 8.5 | 1.8 | 86 | 66 | 214253440
TRANE | 4TWV8X48A1 | 4PX*DU60BS3 | S8V2C100M5PCB | 45500 | 42000 | 18 | 11.7 | 8.5 | 1.8 | 86 | 66 | 214253439
AMERICAN STANDARD | 4A6V8X48A1 | 4PX*DU60BS3 | S8V2C080M5PDB | 45000 | 41500 | 18 | 11.7 | 8.5 | 1.8 | 86 | 66 | 214253438
TRANE | 4TWV8X48A1 | 4PX*DU60BS3 | S8V2C080M5PDB | 45000 | 41500 | 18 | 11.7 | 8.5 | 1.8 | 86 | 66 | 214253437
AMERICAN STANDARD | 4A6V8X48A1 | 4PX*DU60BS3 | S8V2C080M5PCB | 45000 | 41500 | 18 | 11.7 | 8.5 | 1.8 | 86 | 66 | 214253436
TRANE | 4TWV8X48A1 | 4PX*DU60BS3 | S8V2C080M5PCB | 45000 | 41500 | 18 | 11.7 | 8.5 | 1.8 | 86 | 66 | 214253435
AMERICAN STANDARD | 4A6V8X48A1 | 4PX*DU60BS3 | S8V2C100M5PDB | 45500 | 42000 | 18 | 11.7 | 8.5 | 1.8 | 86 | 66 | 214253434
TRANE | 4TWV8X48A1 | 4PX*DU60BS3 | S8V2C100M5PDB | 45500 | 42000 | 18 | 11.7 | 8.5 | 1.8 | 86 | 66 | 214253433
AMERICAN STANDARD | 4A6V8X48A1 | 4PX*DU48BS3 | S8V2D120M5PDB | 46000 | 44000 | 18 | 11.7 | 8.5 | 1.8 | 85 | 65 | 214253424
TRANE | 4TWV8X48A1 | 4PX*DU48BS3 | S8V2D120M5PDB | 46000 | 44000 | 18 | 11.7 | 8.5 | 1.8 | 85 | 65 | 214253423
AMERICAN STANDARD | 4A6V8X48A1 | 4PX*DU48BS3 | S8V2D120M5PCB | 46000 | 44000 | 18 | 11.7 | 8.5 | 1.8 | 85 | 65 | 214253422
TRANE | 4TWV8X48A1 | 4PX*DU48BS3 | S8V2D120M5PCB | 46000 | 44000 | 18 | 11.7 | 8.5 | 1.8 | 85 | 65 | 214253421
AMERICAN STANDARD | 4A6V8X48A1 | 4PX*DD60BS3 | S8V2D120M5PDB | 46000 | 43500 | 18 | 11.7 | 8.5 | 1.8 | 85 | 65 | 214253420
TRANE | 4TWV8X48A1 | 4PX*DD60BS3 | S8V2D120M5PDB | 46000 | 43500 | 18 | 11.7 | 8.5 | 1.8 | 85 | 65 | 214253419
AMERICAN STANDARD | 4A6V8X48A1 | 4PX*DD60BS3 | S8V2D120M5PCB | 46000 | 43500 | 18 | 11.7 | 8.5 | 1.8 | 85 | 65 | 214253412
TRANE | 4TWV8X48A1 | 4PX*DD60BS3 | S8V2D120M5PCB | 46000 | 43500 | 18 | 11.7 | 8.5 | 1.8 | 85 | 65 | 214253411
AMERICAN STANDARD | 4A6V8X48A1 | 4PX*CU60BS3 | S8V2C080M5PDB | 46500 | 43000 | 18 | 11.7 | 8.5 | 1.8 | 86 | 66 | 214253408
TRANE | 4TWV8X48A1 | 4PX*CU60BS3 | S8V2C080M5PDB | 46500 | 43000 | 18 | 11.7 | 8.5 | 1.8 | 86 | 66 | 214253407
AMERICAN STANDARD | 4A6V8X48A1 | 4PX*CU60BS3 | S8V2C100M5PDB | 46500 | 43500 | 18 | 11.7 | 8.5 | 1.8 | 86 | 66 | 214253406
TRANE | 4TWV8X48A1 | 4PX*CU60BS3 | S8V2C100M5PDB | 46500 | 43500 | 18 | 11.7 | 8.5 | 1.8 | 86 | 66 | 214253405
AMERICAN STANDARD | 4A6V8X48A1 | 4PX*CU60BS3 | S8V2C100M5PCB | 46500 | 43500 | 18 | 11.7 | 8.5 | 1.8 | 86 | 66 | 214253404
TRANE | 4TWV8X48A1 | 4PX*CU60BS3 | S8V2C100M5PCB | 46500 | 43500 | 18 | 11.7 | 8.5 | 1.8 | 86 | 66 | 214253403
AMERICAN STANDARD | 4A6V8X48A1 | 4PX*CU60BS3 | S8V2C080M5PCB | 46500 | 43000 | 18 | 11.7 | 8.5 | 1.8 | 86 | 66 | 214253402
TRANE | 4TWV8X48A1 | 4PX*CU60BS3 | S8V2C080M5PCB | 46500 | 43000 | 18 | 11.7 | 8.5 | 1.8 | 86 | 66 | 214253401
AMERICAN STANDARD | 4A6V8X48A1 | 4PX*CU48BS3 | S8V2C080M5PDB | 45500 | 43500 | 18 | 11.5 | 8.5 | 1.8 | 86 | 66 | 214253400
TRANE | 4TWV8X48A1 | 4PX*CU48BS3 | S8V2C080M5PDB | 45500 | 43500 | 18 | 11.5 | 8.5 | 1.8 | 86 | 66 | 214253399
AMERICAN STANDARD | 4A6V8X48A1 | 4PX*CU48BS3 | S8V2C100M5PCB | 45500 | 44000 | 18 | 11.5 | 8.5 | 1.8 | 85 | 66 | 214253398
TRANE | 4TWV8X48A1 | 4PX*CU48BS3 | S8V2C100M5PCB | 45500 | 44000 | 18 | 11.5 | 8.5 | 1.8 | 85 | 66 | 214253397
AMERICAN STANDARD | 4A6V8X48A1 | 4PX*CU48BS3 | S8V2C100M5PDB | 45500 | 44000 | 18 | 11.5 | 8.5 | 1.8 | 85 | 66 | 214253396
TRANE | 4TWV8X48A1 | 4PX*CU48BS3 | S8V2C100M5PDB | 45500 | 44000 | 18 | 11.5 | 8.5 | 1.8 | 85 | 66 | 214253395
AMERICAN STANDARD | 4A6V8X48A1 | 4PX*CU48BS3 | S8V2C080M5PCB | 45500 | 43500 | 18 | 11.5 | 8.5 | 1.8 | 86 | 66 | 214253394
TRANE | 4TWV8X48A1 | 4PX*CU48BS3 | S8V2C080M5PCB | 45500 | 43500 | 18 | 11.5 | 8.5 | 1.8 | 86 | 66 | 214253393
AMERICAN STANDARD | 4A6V8X48A1 | 4PX*BU48BS3 | S8V2B060M4PCB | 45500 | 44000 | 18 | 11.2 | 8.5 | 1.8 | 85 | 66 | 214253368
TRANE | 4TWV8X48A1 | 4PX*BU48BS3 | S8V2B060M4PCB | 45500 | 44000 | 18 | 11.2 | 8.5 | 1.8 | 85 | 66 | 214253367
AMERICAN STANDARD | 4A6V8X48A1 | 4PX*BU48BS3 | S8V2B080M4PDB | 45500 | 44000 | 18 | 11.2 | 8.5 | 1.8 | 85 | 67 | 214253366
TRANE | 4TWV8X48A1 | 4PX*BU48BS3 | S8V2B080M4PDB | 45500 | 44000 | 18 | 11.2 | 8.5 | 1.8 | 85 | 67 | 214253365
AMERICAN STANDARD | 4A6V8X48A1 | 4PX*BU48BS3 | S8V2B060M4PDB | 45500 | 44000 | 18 | 11.2 | 8.5 | 1.8 | 85 | 66 | 214253364
TRANE | 4TWV8X48A1 | 4PX*BU48BS3 | S8V2B060M4PDB | 45500 | 44000 | 18 | 11.2 | 8.5 | 1.8 | 85 | 66 | 214253363
AMERICAN STANDARD | 4A6V8X48A1 | 4PX*BU48BS3 | S8V2B080M4PCB | 45500 | 44000 | 18 | 11.2 | 8.5 | 1.8 | 85 | 67 | 214253362
AMERICAN STANDARD | 4A6L6042A1 | 4TXCD010DS3 | S9X2D120U5PSB | 41500 | 38000 | 15.2 | 12 | 8.1 | 2.2 | 68 | 54 | 204288211
AMERICAN STANDARD | 4A6L6042A1 | 4TXCD010DS3 | S9X1D120U5PSB | 41500 | 38000 | 15.2 | 12 | 8.1 | 2.2 | 68 | 54 | 204288210
AMERICAN STANDARD | 4A6L6036A1 | 4TXCC007DS3 | S9X2C100U5PSB | 36600 | 33400 | 15.2 | 12 | 8.1 | 2.1 | 65 | 50 | 204288135
AMERICAN STANDARD | 4A6L6036A1 | 4TXCC007DS3 | S9X2C080U5PSB | 36600 | 33200 | 15.2 | 12 | 8.1 | 2.1 | 65 | 50 | 204288134
AMERICAN STANDARD | 4A6L6036A1 | 4TXCC007DS3 | S9X1C100U5PSB | 36600 | 33400 | 15.2 | 12 | 8.1 | 2.1 | 65 | 50 | 204288133
AMERICAN STANDARD | 4A6L6036A1 | 4TXCC007DS3 | S9X1C080U5PSB | 36600 | 33200 | 15.2 | 12 | 8.1 | 2.1 | 65 | 50 | 204288132
AMERICAN STANDARD | 4A6L6036A1 | 4TXCB006DS3 | S9X2B040U3PSB | 36400 | 33400 | 15.2 | 12 | 8.1 | 2.1 | 64 | 50 | 204288127
AMERICAN STANDARD | 4A6L6036A1 | 4TXCB006DS3 | S9X2B080U4PSB | 36200 | 33200 | 15.2 | 12 | 8.1 | 2.1 | 64 | 50 | 204288126
AMERICAN STANDARD | 4A6L6036A1 | 4TXCB006DS3 | S9X2B060U4PSB | 36000 | 33000 | 15.2 | 12 | 8.1 | 2.1 | 65 | 50 | 204288125
AMERICAN STANDARD | 4A6L6036A1 | 4TXCB006DS3 | S9X1B080U4PSB | 36200 | 33200 | 15.2 | 12 | 8.1 | 2.1 | 64 | 50 | 204288124
AMERICAN STANDARD | 4A6L6036A1 | 4TXCB006DS3 | S9X1B060U4PSB | 36000 | 33000 | 15.2 | 12 | 8.1 | 2.1 | 65 | 50 | 204288123
AMERICAN STANDARD | 4A6L6036A1 | 4TXCB006DS3 | S9X1B040U3PSB | 36400 | 33400 | 15.2 | 12 | 8.1 | 2.1 | 64 | 50 | 204288122
AMERICAN STANDARD | 4A6L6036A1 | 4PX*CU48BS3 | S9X1C100U5PSB | 36600 | 33400 | 15.2 | 12 | 8.1 | 2.1 | 65 | 50 | 204288114
AMERICAN STANDARD | 4A6L6036A1 | 4PX*CU48BS3 | S9X2C080U5PSB | 36600 | 33200 | 15.2 | 12 | 8.1 | 2.1 | 65 | 50 | 204288113
AMERICAN STANDARD | 4A6L6036A1 | 4PX*CU48BS3 | S9X1C080U5PSB | 36600 | 33200 | 15.2 | 12 | 8.1 | 2.1 | 65 | 50 | 204288112
AMERICAN STANDARD | 4A6L6036A1 | 4PX*CU48BS3 | S9X2C100U5PSB | 36600 | 33400 | 15.2 | 12 | 8.1 | 2.1 | 65 | 50 | 204288111
AMERICAN STANDARD | 4A6L6036A1 | 4PX*CU42BS3 | S9X2C100U5PSB | 36800 | 34200 | 15.2 | 12 | 8.1 | 2.1 | 64 | 49 | 204288110
AMERICAN STANDARD | 4A6L6036A1 | 4PX*CU42BS3 | S9X2C080U5PSB | 36800 | 34200 | 15.2 | 12 | 8.1 | 2.1 | 64 | 49 | 204288109
AMERICAN STANDARD | 4A6L6036A1 | 4PX*CU42BS3 | S9X1C100U5PSB | 36800 | 34200 | 15.2 | 12 | 8.1 | 2.1 | 64 | 49 | 204288108
AMERICAN STANDARD | 4A6L6036A1 | 4PX*CU42BS3 | S9X1C080U5PSB | 36800 | 34200 | 15.2 | 12 | 8.1 | 2.1 | 64 | 49 | 204288107
AMERICAN STANDARD | 4A6L6036A1 | 4PX*BU48BS3 | S9X2B060U4PSB | 36000 | 33000 | 15.2 | 12 | 8.1 | 2.1 | 65 | 50 | 204288098
AMERICAN STANDARD | 4A6L6036A1 | 4PX*BU48BS3 | S9X2B080U4PSB | 36200 | 33200 | 15.2 | 12 | 8.1 | 2.1 | 64 | 50 | 204288097
AMERICAN STANDARD | 4A6L6036A1 | 4PX*BU48BS3 | S9X2B040U3PSB | 36400 | 33400 | 15.2 | 12 | 8.1 | 2.1 | 64 | 50 | 204288096
AMERICAN STANDARD | 4A6L6036A1 | 4PX*BU48BS3 | S9X1B080U4PSB | 36200 | 33200 | 15.2 | 12 | 8.1 | 2.1 | 64 | 50 | 204288095
AMERICAN STANDARD | 4A6L6036A1 | 4PX*BU48BS3 | S9X1B060U4PSB | 36000 | 33000 | 15.2 | 12 | 8.1 | 2.1 | 65 | 50 | 204288094
AMERICAN STANDARD | 4A6V0X36A1 | 4PX*BD42BS3+HORIZ-RT | *UD2B060ACV3 | 35800 | 31400 | 20 | 12.5 | 8.1 | 1.75 | 82 | 64 | 211597743
AMERICAN STANDARD | 4A6V0X36A1 | 4PX*BU36BS3 | *DD2B080ACV3 | 32200 | 31000 | 18 | 11.2 | 8.2 | 1.76 | 83 | 65 | 211597744
AMERICAN STANDARD | 4A6V0X36A1 | 4PX*BU36BS3 | *DD2B060ACV3 | 32400 | 31000 | 18 | 11.2 | 8.2 | 1.75 | 84 | 65 | 211597745
AMERICAN STANDARD | 4A6V0X36A1 | 4PX*BU42BS3 | *UD2B060ACV3 | 35600 | 32800 | 20 | 12 | 8.5 | 1.83 | 81 | 62 | 211597746
AMERICAN STANDARD | 4A6V0X36A1 | 4PX*BU42BS3 | *UD2B080ACV3 | 35400 | 32800 | 19.5 | 12 | 8.5 | 1.82 | 80 | 62 | 211597747
TRANE | 4TWV7X36A1 | 4PX*CU42BS3 | S9V2C100U4VSB+LRP | 35200 | 32800 | 17.1 | 12 | 8.5 | 1.8 | 81 | 62 | 213826523
AMERICAN STANDARD | 4A6V7X36A1 | 4PX*CU42BS3 | S9V2C100U4VSB+LRP | 35200 | 32800 | 17.1 | 12 | 8.5 | 1.8 | 81 | 62 | 213826524
TRANE | 4TWV7X36A1 | 4PX*CU42BS3 | S9V2C100U4VSA+LRP | 35200 | 32800 | 17.1 | 12 | 8.5 | 1.8 | 81 | 62 | 213826525
AMERICAN STANDARD | 4A6V7X36A1 | 4PX*CU42BS3 | S9V2C100U4VSA+LRP | 35200 | 32800 | 17.1 | 12 | 8.5 | 1.8 | 81 | 62 | 213826526
TRANE | 4TWV7X36A1 | 4PX*CU42BS3 | S9V2C080U5PSC+LRP | 35400 | 32800 | 17.1 | 12 | 8.5 | 1.8 | 81 | 62 | 213826527
AMERICAN STANDARD | 4A6V7X36A1 | 4PX*CU42BS3 | S9V2C080U5PSC+LRP | 35400 | 32800 | 17.1 | 12 | 8.5 | 1.8 | 81 | 62 | 213826528
TRANE | 4TWV7X36A1 | 4PX*CU42BS3 | *UHMC100ACV4+LRP | 35200 | 32600 | 17.1 | 12 | 8.5 | 1.8 | 80 | 62 | 213826529
AMERICAN STANDARD | 4A6V7X36A1 | 4PX*CU42BS3 | *UHMC100ACV4+LRP | 35200 | 32600 | 17.1 | 12 | 8.5 | 1.8 | 80 | 62 | 213826530
TRANE | 4TWV7X36A1 | 4PX*CU42BS3 | *UHMC100CCV4+LRP | 35200 | 32600 | 17.1 | 12 | 8.5 | 1.8 | 80 | 62 | 213826531
AMERICAN STANDARD | 4A6V7X36A1 | 4PX*CU42BS3 | *UHMC100CCV4+LRP | 35200 | 32600 | 17.1 | 12 | 8.5 | 1.8 | 80 | 62 | 213826532
TRANE | 4TWV7X36A1 | 4PX*CU42BS3 | S9V2C080U5PSB+LRP | 35400 | 32800 | 17.1 | 12 | 8.5 | 1.8 | 81 | 62 | 213826533
AMERICAN STANDARD | 4A6V7X36A1 | 4PX*CU42BS3 | S9V2C080U5PSB+LRP | 35400 | 32800 | 17.1 | 12 | 8.5 | 1.8 | 81 | 62 | 213826534
TRANE | 4TWV7X36A1 | 4PX*CU48BS3 | S9V2C100U4VSB+LRP | 35200 | 32200 | 17.1 | 12 | 8.5 | 1.8 | 81 | 63 | 213826535
AMERICAN STANDARD | 4A6V7X36A1 | 4PX*CU48BS3 | S9V2C100U4VSB+LRP | 35200 | 32200 | 17.1 | 12 | 8.5 | 1.8 | 81 | 63 | 213826536
TRANE | 4TWV7X36A1 | 4PX*CU48BS3 | S9V2C100U4VSA+LRP | 35200 | 32200 | 17.1 | 12 | 8.5 | 1.8 | 81 | 63 | 213826537
AMERICAN STANDARD | 4A6V7X36A1 | 4PX*CU48BS3 | S9V2C100U4VSA+LRP | 35200 | 32200 | 17.1 | 12 | 8.5 | 1.8 | 81 | 63 | 213826538
TRANE | 4TWV7X36A1 | 4PX*CU48BS3 | S9V2C080U5PSC+LRP | 35400 | 32400 | 17.1 | 12 | 8.5 | 1.8 | 81 | 63 | 213826539
AMERICAN STANDARD | 4A6V7X36A1 | 4PX*CU48BS3 | S9V2C080U5PSC+LRP | 35400 | 32400 | 17.1 | 12 | 8.5 | 1.8 | 81 | 63 | 213826540
TRANE | 4TWV7X36A1 | 4PX*CU48BS3 | S9V2C080U5PSB+LRP | 35400 | 32400 | 17.1 | 12 | 8.5 | 1.8 | 81 | 63 | 213826541
AMERICAN STANDARD | 4A6V7X36A1 | 4PX*CU48BS3 | S9V2C080U5PSB+LRP | 35400 | 32400 | 17.1 | 12 | 8.5 | 1.8 | 81 | 63 | 213826542
TRANE | 4TWV7X36A1 | 4TXCB006DS3 | S9V2B040U3PSC+LRP | 35200 | 32400 | 17.1 | 12 | 8.5 | 1.8 | 82 | 65 | 213826551
AMERICAN STANDARD | 4A6V7X36A1 | 4TXCB006DS3 | S9V2B040U3PSC+LRP | 35200 | 32400 | 17.1 | 12 | 8.5 | 1.8 | 82 | 65 | 213826552
TRANE | 4TWV7X36A1 | 4TXCB006DS3 | *UHMB060CCV3+LRP | 35200 | 32400 | 17.1 | 12 | 8.5 | 1.8 | 81 | 63 | 213826553
AMERICAN STANDARD | 4A6V7X36A1 | 4TXCB006DS3 | *UHMB060CCV3+LRP | 35200 | 32400 | 17.1 | 12 | 8.5 | 1.8 | 81 | 63 | 213826554
TRANE | 4TWV7X36A1 | 4TXCB006DS3 | *UHMB060ACV3+LRP | 35200 | 32400 | 17.1 | 12 | 8.5 | 1.8 | 81 | 63 | 213826555
AMERICAN STANDARD | 4A6V7X36A1 | 4TXCB006DS3 | *UHMB060ACV3+LRP | 35200 | 32400 | 17.1 | 12 | 8.5 | 1.8 | 81 | 63 | 213826556
TRANE | 4TWV7X36A1 | 4TXCB006DS3 | S9V2B080U4VSB+LRP | 35000 | 29000 | 17.1 | 12 | 8.5 | 1.8 | 91 | 70 | 213826557
AMERICAN STANDARD | 4A6V7X36A1 | 4TXCB006DS3 | S9V2B080U4VSB+LRP | 35000 | 29000 | 17.1 | 12 | 8.5 | 1.8 | 91 | 70 | 213826558
TRANE | 4TWV7X36A1 | 4TXCB006DS3 | S9V2B080U4VSA+LRP | 35000 | 29000 | 17.1 | 12 | 8.5 | 1.8 | 91 | 70 | 213826559
AMERICAN STANDARD | 4A6V7X36A1 | 4TXCB006DS3 | S9V2B080U4VSA+LRP | 35000 | 29000 | 17.1 | 12 | 8.5 | 1.8 | 91 | 70 | 213826560
TRANE | 4TWV7X36A1 | 4TXCB006DS3 | S9V2B080U4PSC+LRP | 35000 | 32400 | 17.1 | 12 | 8.5 | 1.8 | 81 | 63 | 213826561
AMERICAN STANDARD | 4A6V7X36A1 | 4TXCB006DS3 | S9V2B080U4PSC+LRP | 35000 | 32400 | 17.1 | 12 | 8.5 | 1.8 | 81 | 63 | 213826562
TRANE | 4TWV7X36A1 | 4TXCB006DS3 | S9V2B080U4PSB+LRP | 35000 | 32400 | 17.1 | 12 | 8.5 | 1.8 | 81 | 63 | 213826563
AMERICAN STANDARD | 4A6V7X36A1 | 4TXCB006DS3 | S9V2B080U4PSB+LRP | 35000 | 32400 | 17.1 | 12 | 8.5 | 1.8 | 81 | 63 | 213826564
TRANE | 4TWV7X36A1 | 4TXCB006DS3 | S9V2B060U4PSC+LRP | 35200 | 32400 | 17.1 | 12 | 8.5 | 1.8 | 81 | 64 | 213826565
AMERICAN STANDARD | 4A6V7X36A1 | 4TXCB006DS3 | S9V2B060U4PSC+LRP | 35200 | 32400 | 17.1 | 12 | 8.5 | 1.8 | 81 | 64 | 213826566
TRANE | 4TWV7X36A1 | 4TXCB006DS3 | S9V2B060U4PSB+LRP | 35200 | 32400 | 17.1 | 12 | 8.5 | 1.8 | 81 | 64 | 213826567
AMERICAN STANDARD | 4A6V7X36A1 | 4TXCB006DS3 | S9V2B060U4PSB+LRP | 35200 | 32400 | 17.1 | 12 | 8.5 | 1.8 | 81 | 64 | 213826568
TRANE | 4TWV7X36A1 | 4TXCB006DS3 | S9V2B060U3VSB+LRP | 35200 | 32400 | 17.1 | 12 | 8.5 | 1.8 | 81 | 64 | 213826569
AMERICAN STANDARD | 4A6V7X36A1 | 4TXCB006DS3 | S9V2B060U3VSB+LRP | 35200 | 32400 | 17.1 | 12 | 8.5 | 1.8 | 81 | 64 | 213826570
TRANE | 4TWV7X36A1 | 4TXCB006DS3 | S9V2B060U3VSA+LRP | 35200 | 32400 | 17.1 | 12 | 8.5 | 1.8 | 81 | 64 | 213826571
AMERICAN STANDARD | 4A6V7X36A1 | 4TXCB006DS3 | S9V2B060U3VSA+LRP | 35200 | 32400 | 17.1 | 12 | 8.5 | 1.8 | 81 | 64 | 213826572
TRANE | 4TWV7X36A1 | 4TXCB006DS3 | S9V2B040U3VSB+LRP | 35200 | 32400 | 17.1 | 12 | 8.5 | 1.8 | 82 | 65 | 213826573
AMERICAN STANDARD | 4A6V7X36A1 | 4TXCB006DS3 | S9V2B040U3VSB+LRP | 35200 | 32400 | 17.1 | 12 | 8.5 | 1.8 | 82 | 65 | 213826574
TRANE | 4TWV7X36A1 | 4TXCB006DS3 | *UHMB080CCV3+LRP | 35200 | 32400 | 17.1 | 12 | 8.5 | 1.8 | 81 | 63 | 213826575
AMERICAN STANDARD | 4A6V7X36A1 | 4TXCB006DS3 | *UHMB080CCV3+LRP | 35200 | 32400 | 17.1 | 12 | 8.5 | 1.8 | 81 | 63 | 213826576
TRANE | 4TWV7X36A1 | 4TXCB006DS3 | L8V1B080U4VSB+LRP | 35000 | 32400 | 17.1 | 12 | 8.5 | 1.8 | 82 | 64 | 213826581
AMERICAN STANDARD | 4A6V7X36A1 | 4TXCB006DS3 | L8V1B080U4VSB+LRP | 35000 | 32400 | 17.1 | 12 | 8.5 | 1.8 | 82 | 64 | 213826582
TRANE | 4TWV7X36A1 | 4TXCB006DS3 | S9V2B040U3PSB+LRP | 35200 | 32400 | 17.1 | 12 | 8.5 | 1.8 | 82 | 65 | 213826583
AMERICAN STANDARD | 4A6V7X36A1 | 4TXCB006DS3 | S9V2B040U3PSB+LRP | 35200 | 32400 | 17.1 | 12 | 8.5 | 1.8 | 82 | 65 | 213826584
TRANE | 4TWV7X36A1 | 4TXCB006DS3 | *UHMB080ACV3+LRP | 35200 | 32400 | 17.1 | 12 | 8.5 | 1.8 | 81 | 63 | 213826585
AMERICAN STANDARD | 4A6V7X36A1 | 4TXCB006DS3 | *UHMB080ACV3+LRP | 35200 | 32400 | 17.1 | 12 | 8.5 | 1.8 | 81 | 63 | 213826586
TRANE | 4TWV7X36A1 | 4TXCB006DS3 | S9V2B040U3VSA+LRP | 35200 | 32400 | 17.1 | 12 | 8.5 | 1.8 | 82 | 65 | 213826587
AMERICAN STANDARD | 4A6V7X36A1 | 4TXCB006DS3 | S9V2B040U3VSA+LRP | 35200 | 32400 | 17.1 | 12 | 8.5 | 1.8 | 82 | 65 | 213826588
TRANE | 4TWV7X36A1 | 4TXCC005DS3 | *UHMC100ACV4+LRP | 34200 | 31600 | 17.1 | 12 | 8.2 | 1.8 | 82 | 64 | 213826589
AMERICAN STANDARD | 4A6V7X36A1 | 4TXCC005DS3 | *UHMC100ACV4+LRP | 34200 | 31600 | 17.1 | 12 | 8.2 | 1.8 | 82 | 64 | 213826590
TRANE | 4TWV7X36A1 | 4TXCC005DS3 | S9V2C080U5PSB+LRP | 34200 | 31800 | 17.1 | 11.7 | 8.2 | 1.8 | 82 | 64 | 213826591
AMERICAN STANDARD | 4A6V7X36A1 | 4TXCC005DS3 | S9V2C080U5PSB+LRP | 34200 | 31800 | 17.1 | 11.7 | 8.2 | 1.8 | 82 | 64 | 213826592
TRANE | 4TWV7X36A1 | 4TXCC005DS3 | *UHMC100CCV4+LRP | 34200 | 31600 | 17.1 | 12 | 8.2 | 1.8 | 82 | 64 | 213826593
AMERICAN STANDARD | 4A6V7X36A1 | 4TXCC005DS3 | *UHMC100CCV4+LRP | 34200 | 31600 | 17.1 | 12 | 8.2 | 1.8 | 82 | 64 | 213826594
TRANE | 4TWL5030N1 | 4PX*BD36BS3 | S9V2B060D3VSB | 29200 | 28400 | 15.2 | 12 | 8.1 | 2.1 | 66 | 51 | 213909048
AMERICAN STANDARD | 4A6L5030N1 | 4PX*BD36BS3 | S9V2B060D3VSB | 29200 | 28400 | 15.2 | 12 | 8.1 | 2.1 | 66 | 51 | 213909049
TRANE | 4TWL9024A1 | 4PX*BD30BS3 | S9V2B060D3VSB+RP | 23400 | 21800 | 17.5 | 12 | 8.5 | 2.2 | 65 | 50 | 213909060
AMERICAN STANDARD | 4A6L9024A1 | 4PX*BD30BS3 | S9V2B060D3VSB+RP | 23400 | 21800 | 17.5 | 12 | 8.5 | 2.2 | 65 | 50 | 213909061
TRANE | 4TWL9024A1 | 4TXCB003DS3 | S9V2B060D3VSB+RP | 22200 | 21000 | 16 | 11.2 | 8.5 | 2.2 | 66 | 51 | 213909062
AMERICAN STANDARD | 4A6L9024A1 | 4TXCB003DS3 | S9V2B060D3VSB+RP | 22200 | 21000 | 16 | 11.2 | 8.5 | 2.2 | 66 | 51 | 213909063
TRANE | 4TWL9036A1 | 4PX*BD36BS3 | S9V2B060D3VSB+RP | 35400 | 35600 | 17.5 | 11.2 | 8.2 | 2.1 | 67 | 53 | 213909064
AMERICAN STANDARD | 4A6L9036A1 | 4PX*BD36BS3 | S9V2B060D3VSB+RP | 35400 | 35600 | 17.5 | 11.2 | 8.2 | 2.1 | 67 | 53 | 213909065
TRANE | 4TWL9036A1 | 4PX*BD42BS3 | S9V2B060D3VSB+RP | 36800 | 35000 | 17.5 | 11.6 | 8.2 | 2.1 | 67 | 53 | 213909066
AMERICAN STANDARD | 4A6L9036A1 | 4PX*BD42BS3 | S9V2B060D3VSB+RP | 36800 | 35000 | 17.5 | 11.6 | 8.2 | 2.1 | 67 | 53 | 213909067
TRANE | 4TWL9036A1 | 4PX*BU36BS3 | S9V2B060D3VSB+RP | 33200 | 34000 | 15.2 | 10 | 8.5 | 2.1 | 68 | 54 | 213909068
AMERICAN STANDARD | 4A6L9036A1 | 4PX*BU36BS3 | S9V2B060D3VSB+RP | 33200 | 34000 | 15.2 | 10 | 8.5 | 2.1 | 68 | 54 | 213909069
TRANE | 4TWL9036A1 | 4PX*BU42BS3 | S9V2B060D3VSB+RP | 33600 | 33600 | 16 | 10 | 8.5 | 2.1 | 68 | 54 | 213909070
AMERICAN STANDARD | 4A6L9036A1 | 4PX*BU42BS3 | S9V2B060D3VSB+RP | 33600 | 33600 | 16 | 10 | 8.5 | 2.1 | 68 | 54 | 213909071
TRANE | 4TWL9036A1 | 4PX*BU48BS3 | S9V2B060D3VSB+RP | 34200 | 33400 | 16.5 | 10 | 8.5 | 2.2 | 69 | 54 | 213909072
AMERICAN STANDARD | 4A6L9036A1 | 4PX*BU48BS3 | S9V2B060D3VSB+RP | 34200 | 33400 | 16.5 | 10 | 8.5 | 2.2 | 69 | 54 | 213909073
TRANE | 4TWL9036A1 | 4TXCB004DS3 | S9V2B060D3VSB+RP | 33200 | 34000 | 15.2 | 10 | 8.5 | 2.1 | 69 | 54 | 213909074
AMERICAN STANDARD | 4A6L9036A1 | 4TXCB004DS3 | S9V2B060D3VSB+RP | 33200 | 34000 | 15.2 | 10 | 8.5 | 2.1 | 69 | 54 | 213909075
TRANE | 4TWL9036A1 | 4TXCB006DS3 | S9V2B060D3VSB+RP | 34200 | 33400 | 16.5 | 10 | 8.5 | 2.2 | 69 | 54 | 213909076
AMERICAN STANDARD | 4A6L9036A1 | 4TXCB006DS3 | S9V2B060D3VSB+RP | 34200 | 33400 | 16.5 | 10 | 8.5 | 2.2 | 69 | 54 | 213909077
TRANE | 4TWL6036A1 | 4PX*BU42BS3 | *UHMB080ACV3 | 36200 | 33800 | 15.2 | 12 | 8.1 | 2.1 | 65 | 50 | 203450964
TRANE | 4TWL6036A1 | 4PX*BU42BS3 | *UHMB060ACV3 | 36000 | 33800 | 15.2 | 12 | 8.1 | 2.1 | 64 | 49 | 203450966
TRANE | 4TWL6036A1 | 4PX*BU48BS3 | *UHMB060ACV3 | 36400 | 33200 | 15.2 | 12 | 8.1 | 2.1 | 65 | 50 | 203450967
TRANE | 4TWL6036A1 | 4PX*BU48BS3 | *UHMB080ACV3 | 36200 | 33000 | 15.2 | 12 | 8.1 | 2.1 | 65 | 50 | 203450968
TRANE | 4TWL6036A1 | 4PX*CU42BS3 | *UHMC100ACV4 | 36200 | 33600 | 15.2 | 12 | 8.1 | 2.1 | 65 | 49 | 203450971
TRANE | 4TWL6036A1 | 4PX*CU48BS3 | *UHMC100ACV4 | 36800 | 33400 | 15.2 | 12 | 8.1 | 2.1 | 65 | 50 | 203450973
TRANE | 4TWL6036A1 | 4PX*DU48BS3 | *UHMD120ACV5 | 36800 | 33400 | 15.2 | 12 | 8.1 | 2.1 | 65 | 50 | 203450974
TRANE | 4TWL6036A1 | 4TXCB006DS3 | *UHMB080ACV3 | 36200 | 33000 | 15.2 | 12 | 8.1 | 2.1 | 65 | 50 | 203450981
TRANE | 4TWL6036A1 | 4TXCB006DS3 | *UHMB060ACV3 | 36400 | 33200 | 15.2 | 12 | 8.1 | 2.1 | 65 | 50 | 203450982
TRANE | 4TWL6036A1 | 4TXCC007DS3 | *UHMC100ACV4 | 36800 | 33400 | 15.2 | 12 | 8.1 | 2.1 | 65 | 50 | 203450983
TRANE | 4TWL6036A1 | 4TXCD008DS3 | *UHMD120ACV5 | 36800 | 33400 | 15.2 | 12 | 8.1 | 2.1 | 65 | 50 | 203450985
AMERICAN STANDARD | 4A6L6030A1 | 4PX*CU42BS3 | *UHMC100ACV4 | 30400 | 28000 | 15.2 | 12 | 8.1 | 2 | 64 | 50 | 203451068
AMERICAN STANDARD | 4A6L6036A1 | 4PX*BU42BS3 | *UHMB080ACV3 | 36200 | 33800 | 15.2 | 12 | 8.1 | 2.1 | 66 | 50 | 203451085
AMERICAN STANDARD | 4A6L6036A1 | 4PX*BU42BS3 | *UHMB060ACV3 | 36000 | 33800 | 15.2 | 12 | 8.1 | 2.1 | 66 | 49 | 203451086
AMERICAN STANDARD | 4A6L6036A1 | 4PX*BU48BS3 | *UHMB060ACV3 | 36400 | 33200 | 15.2 | 12 | 8.1 | 2.1 | 66 | 50 | 203451087
AMERICAN STANDARD | 4A6L6036A1 | 4PX*BU48BS3 | *UHMB080ACV3 | 36200 | 33000 | 15.2 | 12 | 8.1 | 2.1 | 66 | 50 | 203451089
AMERICAN STANDARD | 4A6L6036A1 | 4PX*CU42BS3 | *UHMC100ACV4 | 36200 | 33600 | 15.2 | 12 | 8.1 | 2.1 | 65 | 49 | 203451091
AMERICAN STANDARD | 4A6L6036A1 | 4PX*CU48BS3 | *UHMC100ACV4 | 36800 | 33400 | 15.2 | 12 | 8.1 | 2.1 | 65 | 50 | 203451093
AMERICAN STANDARD | 4A6V0X36A1 | 4PX*CU48BS3 | S8V2C080M5PDB | 35200 | 32000 | 20 | 12.5 | 8.5 | 1.8 | 83 | 64 | 214253030
TRANE | 4TWV0X36A1 | 4PX*CU48BS3 | S8V2C080M5PDB | 35200 | 32000 | 20 | 12.5 | 8.5 | 1.8 | 83 | 64 | 214253029
AMERICAN STANDARD | 4A6V0X36A1 | 4PX*CU48BS3 | S8V2C080M5PCB | 35200 | 32000 | 20 | 12.5 | 8.5 | 1.8 | 83 | 64 | 214253028
TRANE | 4TWV0X36A1 | 4PX*CU48BS3 | S8V2C080M5PCB | 35200 | 32000 | 20 | 12.5 | 8.5 | 1.8 | 83 | 64 | 214253027
AMERICAN STANDARD | 4A6V0X36A1 | 4PX*CU48BS3 | S8V2C100M5PCB | 35400 | 32200 | 20.5 | 12.5 | 8.7 | 1.8 | 83 | 63 | 214253026
TRANE | 4TWV0X36A1 | 4PX*CU48BS3 | S8V2C100M5PCB | 35400 | 32200 | 20.5 | 12.5 | 8.7 | 1.8 | 83 | 63 | 214253025
AMERICAN STANDARD | 4A6V0X36A1 | 4PX*CU48BS3 | S8V2C100M5PDB | 35400 | 32200 | 20.5 | 12.5 | 8.7 | 1.8 | 83 | 63 | 214253024
TRANE | 4TWV0X36A1 | 4PX*CU48BS3 | S8V2C100M5PDB | 35400 | 32200 | 20.5 | 12.5 | 8.7 | 1.8 | 83 | 63 | 214253023
AMERICAN STANDARD | 4A6V0X36A1 | 4PX*CU42BS3 | S8V2C080M5PDB | 35200 | 32600 | 19.5 | 12.5 | 8.5 | 1.8 | 82 | 63 | 214253022
TRANE | 4TWV0X36A1 | 4PX*CU42BS3 | S8V2C080M5PDB | 35200 | 32600 | 19.5 | 12.5 | 8.5 | 1.8 | 82 | 63 | 214253021
AMERICAN STANDARD | 4A6V0X36A1 | 4PX*CU42BS3 | S8V2C100M5PDB | 35400 | 32600 | 20 | 12.5 | 8.5 | 1.8 | 83 | 63 | 214253020
TRANE | 4TWV0X36A1 | 4PX*CU42BS3 | S8V2C100M5PDB | 35400 | 32600 | 20 | 12.5 | 8.5 | 1.8 | 83 | 63 | 214253019
AMERICAN STANDARD | 4A6V0X36A1 | 4PX*CU42BS3 | S8V2C100M5PCB | 35400 | 32600 | 20 | 12.5 | 8.5 | 1.8 | 83 | 63 | 214253018
TRANE | 4TWV0X36A1 | 4PX*CU42BS3 | S8V2C100M5PCB | 35400 | 32600 | 20 | 12.5 | 8.5 | 1.8 | 83 | 63 | 214253017
AMERICAN STANDARD | 4A6V0X36A1 | 4PX*CU42BS3 | S8V2C080M5PCB | 35200 | 32600 | 19.5 | 12.5 | 8.5 | 1.8 | 82 | 63 | 214253016
TRANE | 4TWV0X36A1 | 4PX*CU42BS3 | S8V2C080M5PCB | 35200 | 32600 | 19.5 | 12.5 | 8.5 | 1.8 | 82 | 63 | 214253015
AMERICAN STANDARD | 4A6V0X36A1 | 4PX*CU36BS3 | S8V2C100M5PDB | 34400 | 31400 | 19.5 | 12 | 8.5 | 1.8 | 84 | 65 | 214253012
TRANE | 4TWV0X36A1 | 4PX*CU36BS3 | S8V2C100M5PDB | 34400 | 31400 | 19.5 | 12 | 8.5 | 1.8 | 84 | 65 | 214253011
AMERICAN STANDARD | 4A6V0X36A1 | 4PX*CU36BS3 | S8V2C100M5PCB | 34400 | 31400 | 19.5 | 12 | 8.5 | 1.8 | 84 | 65 | 214253008
TRANE | 4TWV0X36A1 | 4PX*CU36BS3 | S8V2C100M5PCB | 34400 | 31400 | 19.5 | 12 | 8.5 | 1.8 | 84 | 65 | 214253007
AMERICAN STANDARD | 4A6V0X36A1 | 4PX*BU42BS3 | S8V2B060M4PDB | 35600 | 32800 | 19.5 | 12.5 | 8.5 | 1.8 | 83 | 63 | 214252990
TRANE | 4TWV0X36A1 | 4PX*BU42BS3 | S8V2B060M4PDB | 35600 | 32800 | 19.5 | 12.5 | 8.5 | 1.8 | 83 | 63 | 214252989
AMERICAN STANDARD | 4A6V0X36A1 | 4PX*BU42BS3 | S8V2B080M4PDB | 35600 | 32800 | 20 | 12.5 | 8.5 | 1.8 | 84 | 63 | 214252984
TRANE | 4TWV0X36A1 | 4PX*BU42BS3 | S8V2B080M4PDB | 35600 | 32800 | 20 | 12.5 | 8.5 | 1.8 | 84 | 63 | 214252983
AMERICAN STANDARD | 4A6V0X36A1 | 4PX*BU42BS3 | S8V2B080M4PCB | 35600 | 32800 | 20 | 12.5 | 8.5 | 1.8 | 84 | 63 | 214252982
TRANE | 4TWV0X36A1 | 4PX*BU42BS3 | S8V2B080M4PCB | 35600 | 32800 | 20 | 12.5 | 8.5 | 1.8 | 84 | 63 | 214252981
AMERICAN STANDARD | 4A6V0X36A1 | 4PX*BU42BS3 | S8V2B060M4PCB | 35600 | 32800 | 19.5 | 12.5 | 8.5 | 1.8 | 83 | 63 | 214252980
TRANE | 4TWV0X36A1 | 4PX*BU42BS3 | S8V2B060M4PCB | 35600 | 32800 | 19.5 | 12.5 | 8.5 | 1.8 | 83 | 63 | 214252979
TRANE | 4TWL6036A1 | 4TXCB006DS3 | S9X2B060U4PSB | 36000 | 33000 | 15.2 | 12 | 8.1 | 2.1 | 65 | 50 | 204287183
TRANE | 4TWL6036A1 | 4TXCB006DS3 | S9X1B080U4PSB | 36200 | 33200 | 15.2 | 12 | 8.1 | 2.1 | 65 | 50 | 204287182
TRANE | 4TWL6036A1 | 4TXCB006DS3 | S9X1B060U4PSB | 36000 | 33000 | 15.2 | 12 | 8.1 | 2.1 | 65 | 50 | 204287181
TRANE | 4TWL6036A1 | 4TXCB006DS3 | S9X1B040U3PSB | 36400 | 33400 | 15.2 | 12 | 8.1 | 2.1 | 65 | 50 | 204287180
TRANE | 4TWL6036A1 | 4PX*CU48BS3 | S9X1C100U5PSB | 36600 | 33400 | 15.2 | 12 | 8.1 | 2.1 | 65 | 50 | 204287172
TRANE | 4TWL6036A1 | 4PX*CU48BS3 | S9X2C080U5PSB | 36600 | 33200 | 15.2 | 12 | 8.1 | 2.1 | 65 | 50 | 204287171
TRANE | 4TWL6036A1 | 4PX*CU48BS3 | S9X1C080U5PSB | 36600 | 33200 | 15.2 | 12 | 8.1 | 2.1 | 65 | 50 | 204287170
TRANE | 4TWL6036A1 | 4PX*CU48BS3 | S9X2C100U5PSB | 36600 | 33400 | 15.2 | 12 | 8.1 | 2.1 | 65 | 50 | 204287169
TRANE | 4TWL6036A1 | 4PX*CU42BS3 | S9X2C100U5PSB | 36800 | 34200 | 15.2 | 12 | 8.1 | 2.1 | 65 | 49 | 204287168
TRANE | 4TWL6036A1 | 4PX*CU42BS3 | S9X2C080U5PSB | 36800 | 34200 | 15.2 | 12 | 8.1 | 2.1 | 64 | 49 | 204287167
TRANE | 4TWL6036A1 | 4PX*CU42BS3 | S9X1C100U5PSB | 36800 | 34200 | 15.2 | 12 | 8.1 | 2.1 | 65 | 49 | 204287166
TRANE | 4TWL6036A1 | 4PX*CU42BS3 | S9X1C080U5PSB | 36800 | 34200 | 15.2 | 12 | 8.1 | 2.1 | 64 | 49 | 204287165
TRANE | 4TWL6036A1 | 4PX*BU48BS3 | S9X2B060U4PSB | 36000 | 33000 | 15.2 | 12 | 8.1 | 2.1 | 65 | 50 | 204287156
TRANE | 4TWL6036A1 | 4PX*BU48BS3 | S9X2B080U4PSB | 36200 | 33200 | 15.2 | 12 | 8.1 | 2.1 | 65 | 50 | 204287155
TRANE | 4TWL6036A1 | 4PX*BU48BS3 | S9X2B040U3PSB | 36400 | 33400 | 15.2 | 12 | 8.1 | 2.1 | 65 | 50 | 204287154
TRANE | 4TWL6036A1 | 4PX*BU48BS3 | S9X1B080U4PSB | 36200 | 33200 | 15.2 | 12 | 8.1 | 2.1 | 65 | 50 | 204287153
TRANE | 4TWL6036A1 | 4PX*BU48BS3 | S9X1B060U4PSB | 36000 | 33000 | 15.2 | 12 | 8.1 | 2.1 | 65 | 50 | 204287152
TRANE | 4TWL6036A1 | 4PX*BU48BS3 | S9X1B040U3PSB | 36400 | 33400 | 15.2 | 12 | 8.1 | 2.1 | 65 | 50 | 204287151
TRANE | 4TWL6036A1 | 4PX*BU42BS3 | S9X1B060U4PSB | 36000 | 33800 | 15.2 | 12 | 8.1 | 2.1 | 65 | 50 | 204287150
TRANE | 4TWL6036A1 | 4PX*BU42BS3 | S9X2B040U3PSB | 36400 | 34000 | 15.2 | 12 | 8.1 | 2.1 | 65 | 50 | 204287149
TRANE | 4TWL6036A1 | 4PX*BU42BS3 | S9X1B040U3PSB | 36400 | 34000 | 15.2 | 12 | 8.1 | 2.1 | 65 | 50 | 204287148
TRANE | 4TWL6036A1 | 4PX*BU42BS3 | S9X2B060U4PSB | 36000 | 33800 | 15.2 | 12 | 8.1 | 2.1 | 65 | 50 | 204287147
AMERICAN STANDARD | 4A6V8X36A1 | 4TXCC005DS3 | *DD2C100ACV5 | 32000 | 30400 | 18 | 11 | 8.2 | 1.77 | 84 | 66 | 211597785
AMERICAN STANDARD | 4A6V8X36A1 | 4PX*BU48BS3 | *DD2B060ACV3 | 33200 | 30800 | 18 | 11.2 | 8.2 | 1.83 | 84 | 66 | 211597778
AMERICAN STANDARD | 4A6V8X36A1 | 4PX*BU42BS3 | *UD2B060ACV3 | 35200 | 32200 | 18 | 12 | 8.2 | 1.85 | 82 | 65 | 211597776
AMERICAN STANDARD | 4A6V8X36A1 | 4PX*BU42BS3 | *UD2B080ACV3 | 35000 | 32200 | 18 | 11.7 | 8.2 | 1.84 | 82 | 64 | 211597777
AMERICAN STANDARD | 4A6V8X36A1 | 4PX*BU36BS3 | *DD2B060ACV3 | 32200 | 30600 | 18 | 11 | 8.2 | 1.78 | 84 | 65 | 211597774
AMERICAN STANDARD | 4A6V8X24A1 | TEM8A0B24V21+TDR |  | 23600 | 21600 | 18 | 12.5 | 8.5 | 1.95 | 81 | 61 | 211597770
AMERICAN STANDARD | 4A6V8X24A1 | 4TXCB004DS3 | *UHMB080ACV3 | 23800 | 20200 | 18 | 12.5 | 8.5 | 1.91 | 83 | 63 | 211597769
AMERICAN STANDARD | 4A6V8X24A1 | 4PX*BU36BS3 | S9V2B060U3PSB+RP | 23600 | 20200 | 18 | 12.5 | 8.5 | 1.91 | 84 | 64 | 211597767
AMERICAN STANDARD | 4A6V0X48A1 | 4TXCD010DS3 | *UD2C080ACV4 | 45000 | 41000 | 19 | 11.7 | 8.2 | 1.77 | 85 | 66 | 211597766
AMERICAN STANDARD | 4A6V0X48A1 | 4TXCD010DS3 | *UD2D120B9V5+RP | 46500 | 42000 | 19 | 11.7 | 8.5 | 1.81 | 86 | 67 | 211597765
AMERICAN STANDARD | 4A6V0X48A1 | 4TXCD008DS3 | *UD2D120B9V5+RP | 44500 | 42000 | 19 | 11.7 | 8.1 | 1.75 | 86 | 67 | 211597764
AMERICAN STANDARD | 4A6V0X48A1 | 4PX*DU60BS3 | *UD2D120B9V5+RP | 46500 | 42000 | 19 | 11.7 | 8.5 | 1.81 | 86 | 67 | 211597762
AMERICAN STANDARD | 4A6V0X48A1 | 4PX*DU60BS3 | *UD2C080ACV4 | 45000 | 41000 | 19 | 11.7 | 8.2 | 1.77 | 85 | 66 | 211597761
AMERICAN STANDARD | 4A6V0X48A1 | 4PX*DU48BS3 | *UD2D120B9V5+RP | 45500 | 43000 | 19 | 11.5 | 8.2 | 1.76 | 85 | 66 | 211597760
AMERICAN STANDARD | 4A6V0X48A1 | 4PX*DD60BS3+HORIZ-RT | *UD2D120B9V5+RP | 45000 | 42000 | 19 | 11.2 | 8.2 | 1.76 | 86 | 67 | 211597759
AMERICAN STANDARD | 4A6V0X36A1 | 4TXCC005DS3 | *DD2C100ACV5 | 32200 | 30800 | 18 | 11.2 | 8.2 | 1.76 | 82 | 65 | 211597755
AMERICAN STANDARD | 4A6V0X36A1 | 4TXCB004DS3 | *DD2B080ACV3 | 32200 | 31000 | 18 | 11.2 | 8.2 | 1.76 | 83 | 65 | 211597754
AMERICAN STANDARD | 4A6V0X36A1 | 4TXCB004DS3 | *DD2B060ACV3 | 32400 | 31000 | 18 | 11.2 | 8.2 | 1.75 | 84 | 65 | 211597753
AMERICAN STANDARD | 4A6V0X36A1 | 4PX*CU48BS3 | *DD2C100ACV5 | 33200 | 31000 | 18.5 | 11.7 | 8.5 | 1.84 | 82 | 65 | 211597752
AMERICAN STANDARD | 4A6V0X36A1 | 4PX*CU42BS3 | *UD2C080ACV4 | 35600 | 32400 | 20.5 | 12.7 | 8.7 | 1.83 | 82 | 62 | 211597751
AMERICAN STANDARD | 4A6V0X36A1 | 4PX*CD42BS3+HORIZ-RT | *UD2C080ACV4 | 35800 | 31000 | 20.5 | 12.7 | 8.2 | 1.75 | 84 | 65 | 211597750
AMERICAN STANDARD | 4A6V0X36A1 | 4PX*BU48BS3 | *DD2B060ACV3 | 33400 | 31200 | 18.5 | 11.7 | 8.5 | 1.79 | 85 | 65 | 211597748
AMERICAN STANDARD | 4A6V8X36A1 | 4PX*BU36BS3 | *DD2B080ACV3 | 32000 | 30400 | 18 | 11 | 8.2 | 1.78 | 84 | 66 | 211597775
AMERICAN STANDARD | 4A6V8X36A1 | 4TXCB006DS3 | *UD2B060ACV3 | 35200 | 31600 | 18 | 12 | 8.2 | 1.87 | 83 | 66 | 211597784
AMERICAN STANDARD | 4A6V8X36A1 | 4TXCB004DS3 | *DD2B080ACV3 | 32000 | 30400 | 18 | 11 | 8.2 | 1.77 | 84 | 66 | 211597783
AMERICAN STANDARD | 4A6V8X36A1 | 4TXCB004DS3 | *DD2B060ACV3 | 32200 | 30600 | 18 | 11 | 8.2 | 1.77 | 84 | 65 | 211597782
AMERICAN STANDARD | 4A6V8X36A1 | 4PX*CU42BS3 | *UD2C080ACV4 | 35200 | 31800 | 18 | 12 | 8.5 | 1.85 | 82 | 64 | 211597781
AMERICAN STANDARD | 4A6V8X48A1 | 4PX*DU48BS3 | *UD2D120B9V5+RP | 45500 | 43500 | 18 | 11.7 | 8.5 | 1.83 | 86 | 67 | 211597791
AMERICAN STANDARD | 4A6V8X48A1 | 4PX*DD60BS3+HORIZ-RT | *UD2D120B9V5+RP | 44500 | 42500 | 18 | 11.7 | 8.5 | 1.8 | 85 | 66 | 211597790
AMERICAN STANDARD | 4A6V8X48A1 | 4PX*DD60BS3+HORIZ-RT | *UD2C080ACV4 | 44000 | 42000 | 18 | 11.7 | 8.2 | 1.77 | 84 | 66 | 211597789
AMERICAN STANDARD | 4A6V8X48A1 | 4PX*CU42BS3 | *UD2C100ACV5 | 46000 | 44500 | 18 | 11.7 | 8.5 | 1.78 | 85 | 64 | 211597788
AMERICAN STANDARD | 4A6V8X48A1 | 4PX*CU42BS3 | *UD2C080ACV4 | 45500 | 44500 | 18 | 11.7 | 8.5 | 1.81 | 84 | 65 | 211597787
AMERICAN STANDARD | 4A6V8X48A1 | 4PX*CD60BS3+HORIZ-RT | *UD2C080ACV4 | 46500 | 43000 | 18 | 11.7 | 8.5 | 1.81 | 85 | 66 | 211597786
TRANE | 5TWX5042A1 | 5TXCB006AS3+TSTAT | S9X1B080U4PSB | 39000 | 39000 | 15.2 | 12 | 8.1 | 2.1 | 65 | 49 | 214182800
TRANE | 5TWX5042A1 | 5TXCB006AS3+TSTAT | S9X2B060U4PSB | 38000 | 39000 | 15.2 | 12 | 8.1 | 2.1 | 65 | 49 | 214182798
TRANE | 5TWX5042A1 | 5TXCB006AS3+TSTAT | S9X2B080U4PSB | 39000 | 39000 | 15.2 | 12 | 8.1 | 2.1 | 65 | 49 | 214182796
TRANE | 5TWX5042A1 | 5TEM6D07AV51+TDR+TSTAT |  | 41000 | 40000 | 16 | 12 | 8.5 | 2.1 | 65 | 49 | 214182698
TRANE | 5TWX5042A1 | 5TEM6D06AV41+TDR+TSTAT |  | 40000 | 39500 | 16 | 12 | 8.1 | 2.2 | 65 | 49 | 214182696
TRANE | 5TWX5042A1 | 5TEM6D04AV31+TDR+TSTAT |  | 39000 | 39500 | 15.5 | 12 | 8.1 | 2.2 | 64 | 48 | 214182694
TRANE | 5TWX5036A1 | 5TXCD010AS3+TSTAT | S9X1D120U5PSB | 34600 | 31200 | 15.5 | 12 | 8.1 | 2.3 | 68 | 54 | 214182692
TRANE | 5TWX5036A1 | 5TXCD010AS3+TSTAT | S8V2D120M5PCB | 34200 | 31000 | 16 | 12 | 8.1 | 2.3 | 68 | 55 | 214182690
TRANE | 5TWX5036A1 | 5TXCD010AS3+TSTAT | *UHMD120ACV5 | 34600 | 31200 | 16 | 12 | 8.1 | 2.3 | 68 | 54 | 214182688
TRANE | 5TWX5036A1 | 5TXCD010AS3+TSTAT | *UHMD120CCV5 | 34600 | 31200 | 16 | 12 | 8.1 | 2.3 | 68 | 54 | 214182686
TRANE | 5TWX5036A1 | 5TXCD010AS3+TSTAT |  | 34000 | 31800 | 15.2 | 11.7 | 8.1 | 2.3 | 69 | 56 | 214182684
TRANE | 5TWX5036A1 | 5TXCD010AS3+TSTAT | S8V2D120M5PCA | 34200 | 31000 | 16 | 12 | 8.1 | 2.3 | 68 | 55 | 214182682
TRANE | 5TWX5036A1 | 5TXCD010AS3+TSTAT | S8V2D120M5PDB | 34200 | 31000 | 16 | 12 | 8.1 | 2.3 | 68 | 55 | 214182680
TRANE | 5TWX5036A1 | 5TXCD010AS3+TSTAT | S8X1D120M5PSC | 34400 | 31200 | 16 | 12 | 8.1 | 2.3 | 69 | 55 | 214182678
TRANE | 5TWX5036A1 | 5TXCD010AS3+TSTAT | S8X1D120M5PTC | 34400 | 31200 | 16 | 12 | 8.1 | 2.3 | 69 | 55 | 214182676
TRANE | 5TWX5036A1 | 5TXCD010AS3+TSTAT | S8X2D120M5PSC | 34400 | 31200 | 16 | 12 | 8.1 | 2.3 | 69 | 55 | 214182674
TRANE | 5TWX5036A1 | 5TXCD010AS3+TSTAT | S8X2D120M5PTC | 34400 | 31200 | 16 | 12 | 8.1 | 2.3 | 69 | 55 | 214182672
TRANE | 5TWX5036A1 | 5TXCD010AS3+TSTAT | S9V2D120U5PSB | 34000 | 30800 | 16 | 12 | 8.1 | 2.4 | 69 | 55 | 214182670
TRANE | 5TWX5036A1 | 5TXCD010AS3+TSTAT | S9V2D120U5PSC | 34000 | 31000 | 16.5 | 12 | 8.1 | 2.3 | 68 | 55 | 214182668
TRANE | 5TWX5036A1 | 5TXCD010AS3+TSTAT | S9V2D120U5VSA | 34800 | 31400 | 16 | 12 | 8.1 | 2.3 | 69 | 55 | 214182666
TRANE | 5TWX5036A1 | 5TXCD010AS3+TSTAT | S9V2D120U5VSB | 34000 | 30800 | 16.5 | 12 | 8.1 | 2.4 | 69 | 55 | 214182663
TRANE | 5TWX5036A1 | 5TXCD010AS3+TSTAT | S8V2D120M5PDA | 34200 | 31000 | 16 | 12 | 8.1 | 2.3 | 68 | 55 | 214182661
TRANE | 5TWX5036A1 | 5TXCD010AS3+TSTAT | S9X2D120U5PSB | 34600 | 31200 | 15.5 | 12 | 8.1 | 2.3 | 68 | 54 | 214182659
TRANE | 5TWX5036A1 | 5TXCC007AS3+TSTAT | S8X1C080M5PTC | 34000 | 31400 | 15.5 | 12 | 8.1 | 2.3 | 68 | 55 | 214182657
TRANE | 5TWX5036A1 | 5TXCC007AS3+TSTAT | S8X1C080M5PSC | 34000 | 31400 | 15.5 | 12 | 8.1 | 2.3 | 68 | 55 | 214182655
TRANE | 5TWX5036A1 | 5TXCC007AS3+TSTAT | S8V2C100M5PDB | 34000 | 31400 | 16 | 12 | 8.1 | 2.3 | 69 | 55 | 214182653
TRANE | 5TWX5036A1 | 5TXCC007AS3+TSTAT | S8V2C100M5PDA | 34000 | 31400 | 15.5 | 12 | 8.1 | 2.3 | 69 | 55 | 214182651
TRANE | 5TWX5036A1 | 5TXCC007AS3+TSTAT | S8V2C100M5PCB | 34000 | 31400 | 16 | 12 | 8.1 | 2.3 | 69 | 55 | 214182649
TRANE | 5TWX5036A1 | 5TXCC007AS3+TSTAT | S8V2C100M5PCA | 34000 | 31400 | 15.5 | 12 | 8.1 | 2.3 | 69 | 55 | 214182647
TRANE | 5TWX5036A1 | 5TXCC007AS3+TSTAT | S8V2C080M5PDB | 34000 | 31400 | 16 | 12 | 8.1 | 2.3 | 69 | 55 | 214182645
TRANE | 5TWX5036A1 | 5TXCC007AS3+TSTAT | S8V2C080M5PDA | 34000 | 31400 | 15.5 | 12 | 8.1 | 2.3 | 69 | 55 | 214182643
TRANE | 5TWX5036A1 | 5TXCC007AS3+TSTAT | S8V2C080M5PCB | 34000 | 31400 | 16 | 12 | 8.1 | 2.3 | 69 | 55 | 214182641
TRANE | 5TWX5036A1 | 5TXCC007AS3+TSTAT | S8V2C080M5PCA | 34000 | 31400 | 15.5 | 12 | 8.1 | 2.3 | 69 | 55 | 214182639
TRANE | 4TWL9036A1 | 4PX*CD60BS3 | S8V2C100M5PCB+RP | 37600 | 33200 | 17.5 | 11.7 | 8.5 | 2.2 | 70 | 55 | 214251209
AMERICAN STANDARD | 4A6L9036A1 | 4PX*CD60BS3 | S8V2C080M5PCB+RP | 37400 | 33000 | 17.5 | 11.7 | 8.5 | 2.2 | 70 | 55 | 214251206
TRANE | 4TWL9036A1 | 4PX*CD60BS3 | S8V2C080M5PCB+RP | 37400 | 33000 | 17.5 | 11.7 | 8.5 | 2.2 | 70 | 55 | 214251204
AMERICAN STANDARD | 4A6L9036A1 | 4PX*CD60BS3 | S8V2C100M5PDB+RP | 37600 | 33200 | 17.5 | 11.7 | 8.5 | 2.2 | 70 | 55 | 214251201
TRANE | 4TWL9036A1 | 4PX*CD60BS3 | S8V2C100M5PDB+RP | 37600 | 33200 | 17.5 | 11.7 | 8.5 | 2.2 | 70 | 55 | 214251199
AMERICAN STANDARD | 4A6L9036A1 | 4PX*CD42BS3 | S8V2C080M5PDB+RP | 37200 | 34000 | 17 | 11.7 | 8.2 | 2.1 | 69 | 54 | 214251196
TRANE | 4TWL9036A1 | 4PX*CD42BS3 | S8V2C080M5PDB+RP | 37200 | 34000 | 17 | 11.7 | 8.2 | 2.1 | 69 | 54 | 214251193
AMERICAN STANDARD | 4A6L9036A1 | 4PX*CD42BS3 | S8V2C100M5PCB+RP | 37400 | 34000 | 17 | 11.7 | 8.2 | 2.1 | 69 | 55 | 214251191
TRANE | 4TWL9036A1 | 4PX*CD42BS3 | S8V2C100M5PCB+RP | 37400 | 34000 | 17 | 11.7 | 8.2 | 2.1 | 69 | 55 | 214251189
AMERICAN STANDARD | 4A6L9036A1 | 4PX*CD42BS3 | S8V2C100M5PDB+RP | 37400 | 34000 | 17 | 11.7 | 8.2 | 2.1 | 69 | 55 | 214251188
TRANE | 4TWL9036A1 | 4PX*CD42BS3 | S8V2C100M5PDB+RP | 37400 | 34000 | 17 | 11.7 | 8.2 | 2.1 | 69 | 55 | 214251187
AMERICAN STANDARD | 4A6L9036A1 | 4PX*CD42BS3 | S8V2C080M5PCB+RP | 37200 | 34000 | 17 | 11.7 | 8.2 | 2.1 | 69 | 54 | 214251186
TRANE | 4TWL9036A1 | 4PX*CD42BS3 | S8V2C080M5PCB+RP | 37200 | 34000 | 17 | 11.7 | 8.2 | 2.1 | 69 | 54 | 214251185
AMERICAN STANDARD | 4A6L9036A1 | 4PX*CD36BS3 | S8V2C080M5PDB+RP | 35800 | 34400 | 17 | 11.2 | 8.2 | 2.1 | 69 | 54 | 214251184
TRANE | 4TWL9036A1 | 4PX*CD36BS3 | S8V2C080M5PDB+RP | 35800 | 34400 | 17 | 11.2 | 8.2 | 2.1 | 69 | 54 | 214251183
AMERICAN STANDARD | 4A6L9036A1 | 4PX*CD36BS3 | S8V2C080M5PCB+RP | 35800 | 34400 | 17 | 11.2 | 8.2 | 2.1 | 69 | 54 | 214251182
TRANE | 4TWL9036A1 | 4PX*CD36BS3 | S8V2C080M5PCB+RP | 35800 | 34400 | 17 | 11.2 | 8.2 | 2.1 | 69 | 54 | 214251181
AMERICAN STANDARD | 4A6L9036A1 | 4PX*CD36BS3 | S8V2C100M5PDB+RP | 36000 | 34600 | 17 | 11.2 | 8.2 | 2.1 | 69 | 54 | 214251180
TRANE | 4TWL9036A1 | 4PX*CD36BS3 | S8V2C100M5PDB+RP | 36000 | 34600 | 17 | 11.2 | 8.2 | 2.1 | 69 | 54 | 214251179
AMERICAN STANDARD | 4A6L9036A1 | 4PX*CD36BS3 | S8V2C100M5PCB+RP | 36000 | 34600 | 17 | 11.2 | 8.2 | 2.1 | 69 | 54 | 214251178
TRANE | 4TWL9036A1 | 4PX*CD36BS3 | S8V2C100M5PCB+RP | 36000 | 34600 | 17 | 11.2 | 8.2 | 2.1 | 69 | 54 | 214251177
AMERICAN STANDARD | 4A6L9036A1 | 4PX*BU48BS3 | S8V2B060M4PDB+RP | 37000 | 33800 | 17.5 | 11.2 | 8.7 | 2.2 | 70 | 55 | 214251176
TRANE | 4TWL9036A1 | 4PX*BU48BS3 | S8V2B060M4PDB+RP | 37000 | 33800 | 17.5 | 11.2 | 8.7 | 2.2 | 70 | 55 | 214251175
AMERICAN STANDARD | 4A6L9036A1 | 4PX*BU48BS3 | S8V2B080M4PCB+RP | 37000 | 33800 | 17.5 | 11.2 | 8.7 | 2.2 | 70 | 55 | 214251174
TRANE | 4TWL9036A1 | 4PX*BU48BS3 | S8V2B080M4PCB+RP | 37000 | 33800 | 17.5 | 11.2 | 8.7 | 2.2 | 70 | 55 | 214251173
AMERICAN STANDARD | 4A6L9036A1 | 4PX*BU48BS3 | S8V2B060M4PCB+RP | 37000 | 33800 | 17.5 | 11.2 | 8.7 | 2.2 | 70 | 55 | 214251172
TRANE | 4TWL9036A1 | 4PX*BU48BS3 | S8V2B060M4PCB+RP | 37000 | 33800 | 17.5 | 11.2 | 8.7 | 2.2 | 70 | 55 | 214251171
AMERICAN STANDARD | 4A6L9036A1 | 4PX*BU48BS3 | S8V2B080M4PDB+RP | 37000 | 33800 | 17.5 | 11.2 | 8.7 | 2.2 | 70 | 55 | 214251170
TRANE | 4TWL9036A1 | 4PX*BU48BS3 | S8V2B080M4PDB+RP | 37000 | 33800 | 17.5 | 11.2 | 8.7 | 2.2 | 70 | 55 | 214251169
AMERICAN STANDARD | 4A6L9036A1 | 4PX*BU48BS3 | S8V2A040M3PDB+RP | 35400 | 32600 | 17 | 11.5 | 8.5 | 2.2 | 70 | 56 | 214251168
TRANE | 4TWL9036A1 | 4PX*BU48BS3 | S8V2A040M3PDB+RP | 35400 | 32600 | 17 | 11.5 | 8.5 | 2.2 | 70 | 56 | 214251167
AMERICAN STANDARD | 4A6L9036A1 | 4PX*BU48BS3 | S8V2A040M3PCB+RP | 35400 | 32600 | 17 | 11.5 | 8.5 | 2.2 | 70 | 56 | 214251166
TRANE | 4TWL9036A1 | 4PX*BU48BS3 | S8V2A040M3PCB+RP | 35400 | 32600 | 17 | 11.5 | 8.5 | 2.2 | 70 | 56 | 214251165
AMERICAN STANDARD | 4A6L9036A1 | 4PX*BU42BS3 | S8V2B060M4PDB+RP | 37000 | 34400 | 17 | 11.2 | 8.7 | 2.2 | 70 | 55 | 214251164
TRANE | 4TWL9036A1 | 4PX*BU42BS3 | S8V2B060M4PDB+RP | 37000 | 34400 | 17 | 11.2 | 8.7 | 2.2 | 70 | 55 | 214251163
AMERICAN STANDARD | 4A6L9036A1 | 4PX*BU42BS3 | S8V2A040M3PDB+RP | 35200 | 33200 | 16.5 | 11.5 | 8.5 | 2.2 | 69 | 55 | 214251162
TRANE | 4TWL9036A1 | 4PX*BU42BS3 | S8V2A040M3PDB+RP | 35200 | 33200 | 16.5 | 11.5 | 8.5 | 2.2 | 69 | 55 | 214251161
AMERICAN STANDARD | 4A6L9036A1 | 4PX*BU42BS3 | S8V2B060M4PCB+RP | 37000 | 34400 | 17 | 11.2 | 8.7 | 2.2 | 70 | 55 | 214251160
TRANE | 4TWL9036A1 | 4PX*BU42BS3 | S8V2B060M4PCB+RP | 37000 | 34400 | 17 | 11.2 | 8.7 | 2.2 | 70 | 55 | 214251159
AMERICAN STANDARD | 4A6L9036A1 | 4PX*BU42BS3 | S8V2B080M4PDB+RP | 37000 | 34400 | 17 | 11.2 | 8.7 | 2.2 | 70 | 55 | 214251158
TRANE | 4TWL9036A1 | 4PX*BU42BS3 | S8V2B080M4PDB+RP | 37000 | 34400 | 17 | 11.2 | 8.7 | 2.2 | 70 | 55 | 214251157
AMERICAN STANDARD | 4A6L9036A1 | 4PX*BU42BS3 | S8V2B080M4PCB+RP | 37000 | 34400 | 17 | 11.2 | 8.7 | 2.2 | 70 | 55 | 214251156
TRANE | 4TWL9036A1 | 4PX*BU42BS3 | S8V2B080M4PCB+RP | 37000 | 34400 | 17 | 11.2 | 8.7 | 2.2 | 70 | 55 | 214251155
AMERICAN STANDARD | 4A6L9036A1 | 4PX*BU42BS3 | S8V2A040M3PCB+RP | 35200 | 33200 | 16.5 | 11.5 | 8.5 | 2.2 | 69 | 55 | 214251154
TRANE | 4TWL9036A1 | 4PX*BU42BS3 | S8V2A040M3PCB+RP | 35200 | 33200 | 16.5 | 11.5 | 8.5 | 2.2 | 69 | 55 | 214251153
AMERICAN STANDARD | 4A6L9036A1 | 4PX*BU36BS3 | S8V2A040M3PDB+RP | 34200 | 33000 | 16.5 | 11.2 | 8.2 | 2.1 | 69 | 55 | 214251152
TRANE | 4TWL9036A1 | 4PX*BU36BS3 | S8V2A040M3PDB+RP | 34200 | 33000 | 16.5 | 11.2 | 8.2 | 2.1 | 69 | 55 | 214251151
AMERICAN STANDARD | 4A6L9036A1 | 4PX*BU36BS3 | S8V2B080M4PCB+RP | 35800 | 34200 | 16.5 | 11 | 8.5 | 2.1 | 70 | 55 | 214251150
TRANE | 4TWL9036A1 | 4PX*BU36BS3 | S8V2B080M4PCB+RP | 35800 | 34200 | 16.5 | 11 | 8.5 | 2.1 | 70 | 55 | 214251149
AMERICAN STANDARD | 4A6L9036A1 | 4PX*BU36BS3 | S8V2B060M4PCB+RP | 35800 | 34200 | 16.5 | 11 | 8.5 | 2.2 | 70 | 55 | 214251148
TRANE | 4TWL9036A1 | 4PX*BU36BS3 | S8V2B060M4PCB+RP | 35800 | 34200 | 16.5 | 11 | 8.5 | 2.2 | 70 | 55 | 214251147
AMERICAN STANDARD | 4A6L9036A1 | 4PX*BU36BS3 | S8V2B080M4PDB+RP | 35800 | 34200 | 16.5 | 11 | 8.5 | 2.1 | 70 | 55 | 214251146
TRANE | 4TWL9036A1 | 4PX*BU36BS3 | S8V2B080M4PDB+RP | 35800 | 34200 | 16.5 | 11 | 8.5 | 2.1 | 70 | 55 | 214251145
AMERICAN STANDARD | 4A6L9036A1 | 4PX*BU36BS3 | S8V2B060M4PDB+RP | 35800 | 34200 | 16.5 | 11 | 8.5 | 2.2 | 70 | 55 | 214251144
TRANE | 4TWL9036A1 | 4PX*BU36BS3 | S8V2B060M4PDB+RP | 35800 | 34200 | 16.5 | 11 | 8.5 | 2.2 | 70 | 55 | 214251143
AMERICAN STANDARD | 4A6L9036A1 | 4PX*BU36BS3 | S8V2A040M3PCB+RP | 34200 | 33000 | 16.5 | 11.2 | 8.2 | 2.1 | 69 | 55 | 214251142
TRANE | 4TWL9036A1 | 4PX*BU36BS3 | S8V2A040M3PCB+RP | 34200 | 33000 | 16.5 | 11.2 | 8.2 | 2.1 | 69 | 55 | 214251141
AMERICAN STANDARD | 4A6L9036A1 | 4PX*BD42BS3 | S8V2B060M4PDB+RP | 37400 | 34200 | 17 | 11.2 | 8.2 | 2.1 | 70 | 55 | 214251140
TRANE | 4TWL9036A1 | 4PX*BD42BS3 | S8V2B060M4PDB+RP | 37400 | 34200 | 17 | 11.2 | 8.2 | 2.1 | 70 | 55 | 214251139
AMERICAN STANDARD | 4A6L9036A1 | 4PX*BD42BS3 | S8V2B080M4PCB+RP | 37200 | 34400 | 17 | 11.2 | 8.2 | 2.1 | 70 | 55 | 214251138
TRANE | 4TWL9036A1 | 4PX*BD42BS3 | S8V2B080M4PCB+RP | 37200 | 34400 | 17 | 11.2 | 8.2 | 2.1 | 70 | 55 | 214251137
AMERICAN STANDARD | 4A6L9036A1 | 4PX*BD42BS3 | S8V2B080M4PDB+RP | 37200 | 34400 | 17 | 11.2 | 8.2 | 2.1 | 70 | 55 | 214251136
TRANE | 4TWL9036A1 | 4PX*BD42BS3 | S8V2B080M4PDB+RP | 37200 | 34400 | 17 | 11.2 | 8.2 | 2.1 | 70 | 55 | 214251135
AMERICAN STANDARD | 4A6L9036A1 | 4PX*BD42BS3 | S8V2B060M4PCB+RP | 37400 | 34200 | 17 | 11.2 | 8.2 | 2.1 | 70 | 55 | 214251130
TRANE | 4TWL9036A1 | 4PX*BD42BS3 | S8V2B060M4PCB+RP | 37400 | 34200 | 17 | 11.2 | 8.2 | 2.1 | 70 | 55 | 214251129
AMERICAN STANDARD | 4A6L9036A1 | 4PX*BD36BS3 | S8V2B080M4PDB+RP | 35800 | 34800 | 17.5 | 11 | 8.2 | 2.1 | 70 | 54 | 214251128
TRANE | 4TWL9036A1 | 4PX*BD36BS3 | S8V2B080M4PDB+RP | 35800 | 34800 | 17.5 | 11 | 8.2 | 2.1 | 70 | 54 | 214251127
AMERICAN STANDARD | 4A6V7X36A1 | 4PX*CU48BS3 | S9V2C100D4VSB+LRP | 33000 | 31400 | 17.1 | 11.5 | 8.5 | 1.8 | 82 | 64 | 213826990
TRANE | 4TWV7X36A1 | 4PX*CU48BS3 | S9V2C100D4VSB+LRP | 33000 | 31400 | 17.1 | 11.5 | 8.5 | 1.8 | 82 | 64 | 213826989
AMERICAN STANDARD | 4A6V7X36A1 | 4PX*CU48BS3 | *DHMC100ACV4+LRP | 33000 | 31400 | 17.1 | 11.2 | 8.5 | 1.8 | 82 | 64 | 213826988
TRANE | 4TWV7X36A1 | 4PX*CU48BS3 | *DHMC100ACV4+LRP | 33000 | 31400 | 17.1 | 11.2 | 8.5 | 1.8 | 82 | 64 | 213826987
AMERICAN STANDARD | 4A6V7X36A1 | 4PX*CU48BS3 | *DHMC100CCV4+LRP | 33000 | 31400 | 17.1 | 11.2 | 8.5 | 1.8 | 82 | 64 | 213826986
TRANE | 4TWV7X36A1 | 4PX*CU48BS3 | *DHMC100CCV4+LRP | 33000 | 31400 | 17.1 | 11.2 | 8.5 | 1.8 | 82 | 64 | 213826985
AMERICAN STANDARD | 4A6V7X36A1 | 4PX*CU48BS3 | S9V2C100D4VSA+LRP | 33000 | 31400 | 17.1 | 11.5 | 8.5 | 1.8 | 82 | 64 | 213826984
TRANE | 4TWV7X36A1 | 4PX*CU48BS3 | S9V2C100D4VSA+LRP | 33000 | 31400 | 17.1 | 11.5 | 8.5 | 1.8 | 82 | 64 | 213826983
AMERICAN STANDARD | 4A6V7X36A1 | 4PX*CU42BS3 | S9V2C100D4VSA+LRP | 33400 | 31600 | 17.1 | 11.7 | 8.2 | 1.8 | 82 | 63 | 213826978
TRANE | 4TWV7X36A1 | 4PX*CU42BS3 | S9V2C100D4VSA+LRP | 33400 | 31600 | 17.1 | 11.7 | 8.2 | 1.8 | 82 | 63 | 213826977
AMERICAN STANDARD | 4A6V7X36A1 | 4PX*CU42BS3 | S9V2C100D4VSB+LRP | 33400 | 31600 | 17.1 | 11.7 | 8.2 | 1.8 | 82 | 63 | 213826976
TRANE | 4TWV7X36A1 | 4PX*CU42BS3 | S9V2C100D4VSB+LRP | 33400 | 31600 | 17.1 | 11.7 | 8.2 | 1.8 | 82 | 63 | 213826975
AMERICAN STANDARD | 4A6V7X36A1 | 4PX*BU48BS3 | S9V2B080D4VSB+LRP | 32800 | 31400 | 17.1 | 11.2 | 8.5 | 1.8 | 82 | 64 | 213826970
TRANE | 4TWV7X36A1 | 4PX*BU48BS3 | S9V2B080D4VSB+LRP | 32800 | 31400 | 17.1 | 11.2 | 8.5 | 1.8 | 82 | 64 | 213826969
AMERICAN STANDARD | 4A6V7X36A1 | 4PX*BU48BS3 | S9V2B080D4VSA+LRP | 32800 | 31400 | 17.1 | 11.2 | 8.5 | 1.8 | 82 | 64 | 213826968
TRANE | 4TWV7X36A1 | 4PX*BU48BS3 | S9V2B080D4VSA+LRP | 32800 | 31400 | 17.1 | 11.2 | 8.5 | 1.8 | 82 | 64 | 213826967
AMERICAN STANDARD | 4A6V7X36A1 | 4PX*BU48BS3 | *DHMB060BCV3+LRP | 32800 | 31400 | 17.1 | 11.2 | 8.2 | 1.8 | 82 | 64 | 213826966
TRANE | 4TWV7X36A1 | 4PX*BU48BS3 | *DHMB060BCV3+LRP | 32800 | 31400 | 17.1 | 11.2 | 8.2 | 1.8 | 82 | 64 | 213826965
AMERICAN STANDARD | 4A6V7X36A1 | 4PX*BU48BS3 | *DHMB060CCV3+LRP | 32800 | 31400 | 17.1 | 11.2 | 8.2 | 1.8 | 82 | 64 | 213826964
TRANE | 4TWV7X36A1 | 4PX*BU48BS3 | *DHMB060CCV3+LRP | 32800 | 31400 | 17.1 | 11.2 | 8.2 | 1.8 | 82 | 64 | 213826963
AMERICAN STANDARD | 4A6V7X36A1 | 4PX*BU48BS3 | *DHMB080ACV3+LRP | 32800 | 31400 | 17.1 | 11.2 | 8.2 | 1.8 | 82 | 64 | 213826962
TRANE | 4TWV7X36A1 | 4PX*BU48BS3 | *DHMB080ACV3+LRP | 32800 | 31400 | 17.1 | 11.2 | 8.2 | 1.8 | 82 | 64 | 213826961
AMERICAN STANDARD | 4A6V7X36A1 | 4PX*BU48BS3 | *DHMB080CCV3+LRP | 32800 | 31400 | 17.1 | 11.2 | 8.2 | 1.8 | 82 | 64 | 213826960
TRANE | 4TWV7X36A1 | 4PX*BU48BS3 | *DHMB080CCV3+LRP | 32800 | 31400 | 17.1 | 11.2 | 8.2 | 1.8 | 82 | 64 | 213826959
AMERICAN STANDARD | 4A6V7X36A1 | 4PX*BU48BS3 | S9V2B040D3PSB+LRP | 33000 | 31600 | 17.1 | 11.2 | 8.5 | 1.8 | 82 | 65 | 213826958
TRANE | 5TWX5036A1 | 5TXCC007AS3+TSTAT+P0V0C000M50SD |  | 34400 | 31400 | 16 | 12 | 8.1 | 2.3 | 68 | 54 | 214182637
TRANE | 5TWX5036A1 | 5TXCC007AS3+TSTAT | L8V1C100U5VSB | 34200 | 31200 | 16 | 12 | 8.1 | 2.3 | 69 | 55 | 214182631
TRANE | 5TWX5036A1 | 5TXCC007AS3+TSTAT | *UHMC100CCV4 | 34200 | 31400 | 16 | 12 | 8.1 | 2.3 | 68 | 54 | 214182629
TRANE | 5TWX5036A1 | 5TXCC007AS3+TSTAT | S8X1C100M5PSC | 33600 | 31000 | 15.5 | 12 | 8.1 | 2.3 | 68 | 55 | 214182627
TRANE | 5TWX5036A1 | 5TXCC007AS3+TSTAT | S8X1C100M5PTC | 33600 | 31000 | 15.5 | 12 | 8.1 | 2.3 | 68 | 55 | 214182625
TRANE | 5TWX5036A1 | 5TXCC007AS3+TSTAT | S8X2C080M5PSC | 34000 | 31400 | 15.5 | 12 | 8.1 | 2.3 | 68 | 55 | 214182622
TRANE | 5TWX5036A1 | 5TXCC007AS3+TSTAT | S8X2C080M5PTC | 34000 | 31400 | 15.5 | 12 | 8.1 | 2.3 | 68 | 55 | 214182620
TRANE | 5TWX5036A1 | 5TXCC007AS3+TSTAT | S8X2C100M5PSC | 33600 | 31000 | 15.5 | 12 | 8.1 | 2.3 | 68 | 55 | 214182618
TRANE | 5TWX5036A1 | 5TXCC007AS3+TSTAT | S8X2C100M5PTC | 33600 | 31000 | 15.5 | 12 | 8.1 | 2.3 | 68 | 55 | 214182616
TRANE | 5TWX5036A1 | 5TXCC007AS3+TSTAT | S9V2C080U5PSB | 34200 | 31400 | 16 | 12 | 8.1 | 2.3 | 68 | 55 | 214182614
TRANE | 5TWX5036A1 | 5TXCC007AS3+TSTAT | S9V2C080U5PSC | 34200 | 31400 | 16 | 12 | 8.1 | 2.3 | 68 | 55 | 214182612
TRANE | 5TWX5036A1 | 5TXCC007AS3+TSTAT | S9V2C100U4VSA | 33400 | 31000 | 16 | 12 | 8.1 | 2.3 | 69 | 55 | 214182610
TRANE | 5TWX5036A1 | 5TXCC007AS3+TSTAT | S9V2C100U4VSB | 34000 | 31600 | 16 | 12 | 8.1 | 2.3 | 70 | 56 | 214182608
TRANE | 5TWX5036A1 | 5TXCC007AS3+TSTAT | S9V2C100U5PSB | 34200 | 31400 | 16 | 12 | 8.1 | 2.3 | 68 | 54 | 214182606
TRANE | 5TWX5036A1 | 5TXCC007AS3+TSTAT | S9V2C100U5PSC | 34200 | 31400 | 16 | 12 | 8.1 | 2.3 | 68 | 54 | 214182604
TRANE | 5TWX5036A1 | 5TXCC007AS3+TSTAT | S9X1C080U5PSB | 34000 | 31200 | 16 | 12 | 8.1 | 2.3 | 69 | 55 | 214182602
TRANE | 5TWX5036A1 | 5TXCC007AS3+TSTAT | S9X1C100U5PSB | 34000 | 31400 | 15.2 | 12 | 8.1 | 2.3 | 68 | 55 | 214182600
TRANE | 5TWX5036A1 | 5TXCC007AS3+TSTAT | S9X2C080U5PSB | 34000 | 31200 | 16 | 12 | 8.1 | 2.3 | 69 | 55 | 214182598
TRANE | 5TWX5036A1 | 5TXCC007AS3+TSTAT | S9X2C100U5PSB | 34000 | 31400 | 15.2 | 12 | 8.1 | 2.3 | 68 | 55 | 214182596
TRANE | 5TWX5036A1 | 5TXCC007AS3+TSTAT | *UHMC100ACV4 | 34200 | 31400 | 16 | 12 | 8.1 | 2.3 | 68 | 54 | 214182594
TRANE | 5TWX5036A1 | 5TXCC007AS3+TSTAT+P0V0C000M50SC |  | 34400 | 31400 | 16 | 12 | 8.1 | 2.3 | 68 | 54 | 214182592
TRANE | 5TWX5036A1 | 5TXCB006AS3+TSTAT | L8V1B080U4VSB | 34000 | 31600 | 15.5 | 12 | 8.1 | 2.3 | 68 | 55 | 214182582
TRANE | 5TWX5036A1 | 5TXCB006AS3+TSTAT | L8V1A060U3VSB | 32600 | 30400 | 15.2 | 11.7 | 8.1 | 2.2 | 69 | 55 | 214182580
TRANE | 5TWX5036A1 | 5TXCB006AS3+TSTAT | *UHMB080CCV3 | 34000 | 31600 | 15.5 | 12 | 8.1 | 2.3 | 68 | 55 | 214182576
TRANE | 5TWX5036A1 | 5TXCB006AS3+TSTAT | *UHMB080ACV3 | 33400 | 31000 | 15.5 | 12 | 8.1 | 2.3 | 69 | 55 | 214182574
TRANE | 5TWX5036A1 | 5TXCB006AS3+TSTAT | *UHMB060CCV3 | 34000 | 31400 | 15.5 | 12 | 8.1 | 2.3 | 69 | 55 | 214182572
TRANE | 5TWX5036A1 | 5TXCB006AS3+TSTAT | *UHMB060ACV3 | 34000 | 31400 | 15.5 | 12 | 8.1 | 2.3 | 69 | 55 | 214182570
TRANE | 5TWX5036A1 | 5TXCB006AS3+TSTAT | S8X2B060M4PTC | 33800 | 31400 | 15.5 | 12 | 8.1 | 2.3 | 68 | 55 | 214182568
TRANE | 5TWX5036A1 | 5TXCB006AS3+TSTAT | S8X2B060M4PSC | 33800 | 31400 | 15.5 | 12 | 8.1 | 2.3 | 68 | 55 | 214182565
TRANE | 5TWX5036A1 | 5TXCB006AS3+TSTAT | S8X2A040M3PTC | 32400 | 30400 | 15.5 | 11.7 | 8.1 | 2.2 | 70 | 56 | 214182563
TRANE | 5TWX5036A1 | 5TXCB006AS3+TSTAT | S8X2A040M3PSC | 32400 | 30400 | 15.5 | 11.7 | 8.1 | 2.2 | 70 | 56 | 214182561
TRANE | 5TWX5036A1 | 5TXCB006AS3+TSTAT | S8X1B080M4PTC | 33800 | 31400 | 15.5 | 12 | 8.1 | 2.3 | 68 | 55 | 214182559
TRANE | 5TWX5036A1 | 5TXCB006AS3+TSTAT | S8X1B080M4PSC | 33800 | 31400 | 15.5 | 12 | 8.1 | 2.3 | 68 | 55 | 214182557
TRANE | 5TWX5036A1 | 5TXCB006AS3+TSTAT | S8X1B060M4PTC | 33800 | 31400 | 15.5 | 12 | 8.1 | 2.3 | 68 | 55 | 214182555
TRANE | 5TWX5036A1 | 5TXCB006AS3+TSTAT | S8X1B060M4PSC | 33800 | 31400 | 15.5 | 12 | 8.1 | 2.3 | 68 | 55 | 214182553
TRANE | 5TWX5036A1 | 5TXCB006AS3+TSTAT | S8X1A040M3PTC | 32400 | 30400 | 15.5 | 11.7 | 8.1 | 2.2 | 70 | 56 | 214182551
TRANE | 5TWX5036A1 | 5TXCB006AS3+TSTAT | S8X1A040M3PSC | 32400 | 30400 | 15.5 | 11.7 | 8.1 | 2.2 | 70 | 56 | 214182549
TRANE | 5TWX5036A1 | 5TXCB006AS3+TSTAT | S9X1B080U4PSB | 34000 | 31400 | 15.5 | 12 | 8.1 | 2.3 | 69 | 55 | 214182543
TRANE | 5TWX5036A1 | 5TXCB006AS3+TSTAT | S9X1B060U4PSB | 33800 | 31400 | 15.5 | 12 | 8.1 | 2.3 | 69 | 55 | 214182541
TRANE | 5TWX5036A1 | 5TXCB006AS3+TSTAT | S9V2B060U4PSC | 34000 | 31400 | 15.5 | 12 | 8.1 | 2.3 | 69 | 55 | 214182539
TRANE | 5TWX5036A1 | 5TXCB006AS3+TSTAT | S9V2B060U4PSB | 33600 | 31200 | 15.5 | 12 | 8.1 | 2.3 | 69 | 55 | 214182537
TRANE | 5TWX5036A1 | 5TXCB006AS3+TSTAT | S9V2B060U3VSB | 33800 | 31600 | 15.5 | 11.7 | 8.1 | 2.3 | 68 | 55 | 214182535
TRANE | 5TWX5036A1 | 5TXCB006AS3+TSTAT | S8V2B080M4PDB | 34000 | 31600 | 15.5 | 12 | 8.1 | 2.3 | 68 | 55 | 214182533
TRANE | 5TWX5036A1 | 5TXCB006AS3+TSTAT | S8V2B080M4PDA | 34000 | 31600 | 15.5 | 12 | 8.1 | 2.3 | 68 | 55 | 214182531
TRANE | 5TWX5036A1 | 5TXCB006AS3+TSTAT | S8V2B080M4PCB | 34000 | 31600 | 15.5 | 12 | 8.1 | 2.3 | 68 | 55 | 214182525
TRANE | 5TWX5036A1 | 5TXCB006AS3+TSTAT | S9X1B040U3PSB | 33600 | 31200 | 15.2 | 12 | 8.1 | 2.3 | 69 | 55 | 214182520
TRANE | 5TWX5036A1 | 5TXCB006AS3+TSTAT | S9V2B080U4VSB | 33400 | 31200 | 15.5 | 12 | 8.1 | 2.3 | 69 | 55 | 214182518
TRANE | 5TWX5036A1 | 5TXCB006AS3+TSTAT | S9V2B080U4VSA | 33800 | 31200 | 15.5 | 12 | 8.1 | 2.3 | 69 | 55 | 214182516
TRANE | 5TWX5036A1 | 5TXCB006AS3+TSTAT | S9X2B080U4PSB | 34000 | 31400 | 15.5 | 12 | 8.1 | 2.3 | 69 | 55 | 214182514
TRANE | 5TWX5036A1 | 5TXCB006AS3+TSTAT | S9X2B060U4PSB | 33800 | 31400 | 15.5 | 12 | 8.1 | 2.3 | 69 | 55 | 214182512
TRANE | 5TWX5036A1 | 5TXCB006AS3+TSTAT | S9X2B040U3PSB | 33600 | 31200 | 15.2 | 12 | 8.1 | 2.3 | 69 | 55 | 214182510
TRANE | 5TWX5036A1 | 5TXCB006AS3+TSTAT | S9V2B080U4PSC | 33800 | 31400 | 15.5 | 12 | 8.1 | 2.3 | 68 | 55 | 214182508
TRANE | 5TWX5036A1 | 5TXCB006AS3+TSTAT | S9V2B080U4PSB | 33800 | 31400 | 15.5 | 12 | 8.1 | 2.3 | 68 | 55 | 214182506
TRANE | 5TWX5036A1 | 5TXCB006AS3+TSTAT | S9V2B060U3VSA | 33800 | 31600 | 15.5 | 11.7 | 8.1 | 2.3 | 68 | 55 | 214182504
TRANE | 5TWX5036A1 | 5TXCB006AS3+TSTAT | S8V2B080M4PCA | 34000 | 31600 | 15.5 | 12 | 8.1 | 2.3 | 68 | 55 | 214182502
TRANE | 5TWX5036A1 | 5TXCB006AS3+TSTAT | S8V2B060M4PDB | 34000 | 31400 | 15.5 | 12 | 8.1 | 2.3 | 69 | 55 | 214182500
TRANE | 5TWX5036A1 | 5TXCB006AS3+TSTAT | S8V2B060M4PDA | 34000 | 31400 | 15.5 | 12 | 8.1 | 2.3 | 69 | 55 | 214182498
TRANE | 5TWX5036A1 | 5TXCB006AS3+TSTAT | S8V2B060M4PCB | 34000 | 31400 | 15.5 | 12 | 8.1 | 2.3 | 69 | 55 | 214182496
TRANE | 5TWX5036A1 | 5TXCB006AS3+TSTAT | S8V2B060M4PCA | 34000 | 31400 | 15.5 | 12 | 8.1 | 2.3 | 69 | 55 | 214182494
TRANE | 5TWX5036A1 | 5TXCB006AS3+TSTAT | S9V2B040U3VSB | 33600 | 31200 | 15.5 | 12 | 8.1 | 2.3 | 69 | 55 | 214182492
TRANE | 5TWX5036A1 | 5TXCB006AS3+TSTAT | S9V2B040U3VSA | 33600 | 31200 | 15.5 | 12 | 8.1 | 2.3 | 69 | 55 | 214182490
TRANE | 5TWX5036A1 | 5TXCB006AS3+TSTAT | S9V2B040U3PSC | 33800 | 31400 | 15.5 | 12 | 8.1 | 2.3 | 69 | 55 | 214182488
TRANE | 5TWX5036A1 | 5TXCB006AS3+TSTAT | S9V2B040U3PSB | 33600 | 31200 | 15.5 | 12 | 8.1 | 2.3 | 69 | 55 | 214182486
TRANE | 5TWX5036A1 | 5TXCB006AS3+TSTAT | S8X2B080M4PTC | 33800 | 31400 | 15.5 | 12 | 8.1 | 2.3 | 68 | 55 | 214182484
TRANE | 5TWX5036A1 | 5TXCB006AS3+TSTAT | S8X2B080M4PSC | 33800 | 31400 | 15.5 | 12 | 8.1 | 2.3 | 68 | 55 | 214182482
AMERICAN STANDARD | 4A6L9036A1 | 4PX*BD36BS3 | S8V2B080M4PCB+RP | 35800 | 34800 | 17.5 | 11 | 8.2 | 2.1 | 70 | 54 | 214251124
TRANE | 4TWL9036A1 | 4PX*BD36BS3 | S8V2B080M4PCB+RP | 35800 | 34800 | 17.5 | 11 | 8.2 | 2.1 | 70 | 54 | 214251123
AMERICAN STANDARD | 4A6L9036A1 | 4PX*BD36BS3 | S8V2B060M4PCB+RP | 35800 | 34600 | 17 | 11 | 8.2 | 2.1 | 69 | 55 | 214251120
TRANE | 4TWL9036A1 | 4PX*BD36BS3 | S8V2B060M4PCB+RP | 35800 | 34600 | 17 | 11 | 8.2 | 2.1 | 69 | 55 | 214251119
AMERICAN STANDARD | 4A6L9036A1 | 4PX*BD36BS3 | S8V2B060M4PDB+RP | 35800 | 34600 | 17 | 11 | 8.2 | 2.1 | 69 | 55 | 214251118
TRANE | 4TWL9036A1 | 4PX*BD36BS3 | S8V2B060M4PDB+RP | 35800 | 34600 | 17 | 11 | 8.2 | 2.1 | 69 | 55 | 214251117
AMERICAN STANDARD | 4A6L9024A1 | 4TXCB003DS3 | S8V2A040M3PCB+RP | 22800 | 20600 | 17 | 12 | 8.5 | 2.2 | 67 | 52 | 214251116
TRANE | 4TWL9024A1 | 4TXCB003DS3 | S8V2A040M3PCB+RP | 22800 | 20600 | 17 | 12 | 8.5 | 2.2 | 67 | 52 | 214251115
AMERICAN STANDARD | 4A6L9024A1 | 4TXCA002DS3 | S8V2A040M3PDB+RP | 22400 | 21800 | 16 | 11.2 | 8.2 | 2 | 67 | 51 | 214251108
TRANE | 4TWL9024A1 | 4TXCA002DS3 | S8V2A040M3PDB+RP | 22400 | 21800 | 16 | 11.2 | 8.2 | 2 | 67 | 51 | 214251107
AMERICAN STANDARD | 4A6L9024A1 | 4TXCA002DS3 | S8V2A040M3PCB+RP | 22400 | 21800 | 16 | 11.2 | 8.2 | 2 | 67 | 51 | 214251106
TRANE | 4TWL9024A1 | 4TXCA002DS3 | S8V2A040M3PCB+RP | 22400 | 21800 | 16 | 11.2 | 8.2 | 2 | 67 | 51 | 214251105
AMERICAN STANDARD | 4A6L9024A1 | 4PX*BD36BS3 | S8V2A040M3PDB+RP | 22800 | 19700 | 18 | 12 | 8.2 | 2.2 | 68 | 53 | 214251100
TRANE | 4TWL9024A1 | 4PX*BD36BS3 | S8V2A040M3PDB+RP | 22800 | 19700 | 18 | 12 | 8.2 | 2.2 | 68 | 53 | 214251099
AMERICAN STANDARD | 4A6L9024A1 | 4PX*BD36BS3 | S8V2A040M3PCB+RP | 22800 | 19700 | 18 | 12 | 8.2 | 2.2 | 68 | 53 | 214251098
TRANE | 4TWL9024A1 | 4PX*BD36BS3 | S8V2A040M3PCB+RP | 22800 | 19700 | 18 | 12 | 8.2 | 2.2 | 68 | 53 | 214251097
AMERICAN STANDARD | 4A6L9024A1 | 4PX*AU24BS3 | S8V2A040M3PDB+RP | 22400 | 21800 | 16 | 11.2 | 8.2 | 2 | 67 | 51 | 214251096
TRANE | 4TWL9024A1 | 4PX*AU24BS3 | S8V2A040M3PDB+RP | 22400 | 21800 | 16 | 11.2 | 8.2 | 2 | 67 | 51 | 214251095
AMERICAN STANDARD | 4A6L9024A1 | 4PX*AU24BS3 | S8V2A040M3PCB+RP | 22400 | 21800 | 16 | 11.2 | 8.2 | 2 | 67 | 51 | 214251094
TRANE | 4TWL9024A1 | 4PX*AU24BS3 | S8V2A040M3PCB+RP | 22400 | 21800 | 16 | 11.2 | 8.2 | 2 | 67 | 51 | 214251093
AMERICAN STANDARD | 4A6V8X48A1 | 4TXCD010DS3 | *UHMD120CCV5 | 46500 | 43000 | 18 | 12 | 8.5 | 1.8 | 85 | 66 | 214250786
TRANE | 4TWV8X48A1 | 4TXCD010DS3 | *UHMD120CCV5 | 46500 | 43000 | 18 | 12 | 8.5 | 1.8 | 85 | 66 | 214250785
AMERICAN STANDARD | 4A6V8X48A1 | 4TXCD008DS3 | *UHMD120CCV5 | 45500 | 43500 | 18 | 11.7 | 8.5 | 1.8 | 85 | 66 | 214250784
TRANE | 4TWV8X48A1 | 4TXCD008DS3 | *UHMD120CCV5 | 45500 | 43500 | 18 | 11.7 | 8.5 | 1.8 | 85 | 66 | 214250783
AMERICAN STANDARD | 4A6V8X48A1 | 4TXCC007DS3 | *UHMC100CCV4 | 45500 | 45000 | 18 | 11.7 | 8.5 | 2 | 82 | 65 | 214250782
TRANE | 4TWV8X48A1 | 4TXCC007DS3 | *UHMC100CCV4 | 45500 | 45000 | 18 | 11.7 | 8.5 | 2 | 82 | 65 | 214250781
AMERICAN STANDARD | 4A6V8X48A1 | 4TXCC007DS3 | *DHMC100CCV4 | 43000 | 42000 | 17.5 | 10 | 8.5 | 1.8 | 86 | 69 | 214250780
TRANE | 4TWV8X48A1 | 4TXCC007DS3 | *DHMC100CCV4 | 43000 | 42000 | 17.5 | 10 | 8.5 | 1.8 | 86 | 69 | 214250779
AMERICAN STANDARD | 4A6V8X48A1 | 4PX*DU60BS3 | *UHMD120CCV5 | 46500 | 43000 | 18 | 12 | 8.5 | 1.8 | 85 | 66 | 214250778
TRANE | 4TWV8X48A1 | 4PX*DU60BS3 | *UHMD120CCV5 | 46500 | 43000 | 18 | 12 | 8.5 | 1.8 | 85 | 66 | 214250777
AMERICAN STANDARD | 4A6V8X48A1 | 4PX*DU48BS3 | *UHMD120CCV5 | 45500 | 43500 | 18 | 11.7 | 8.5 | 1.8 | 85 | 66 | 214250776
TRANE | 4TWV8X48A1 | 4PX*DU48BS3 | *UHMD120CCV5 | 45500 | 43500 | 18 | 11.7 | 8.5 | 1.8 | 85 | 66 | 214250775
AMERICAN STANDARD | 4A6V8X48A1 | 4PX*CU60BS3 | *UHMC100CCV4 | 46500 | 43500 | 18 | 12 | 8.5 | 2 | 84 | 67 | 214250772
TRANE | 4TWV8X48A1 | 4PX*CU60BS3 | *UHMC100CCV4 | 46500 | 43500 | 18 | 12 | 8.5 | 2 | 84 | 67 | 214250771
AMERICAN STANDARD | 4A6V8X48A1 | 4PX*CU48BS3 | *UHMC100CCV4 | 45500 | 44000 | 18 | 11.7 | 8.5 | 1.9 | 84 | 67 | 214250770
TRANE | 4TWV8X48A1 | 4PX*CU48BS3 | *UHMC100CCV4 | 45500 | 44000 | 18 | 11.7 | 8.5 | 1.9 | 84 | 67 | 214250769
AMERICAN STANDARD | 4A6V8X48A1 | 4PX*CU48BS3 | *DHMC100CCV4 | 43000 | 42000 | 17.5 | 10 | 8.5 | 1.8 | 86 | 69 | 214250768
TRANE | 4TWV8X48A1 | 4PX*CU48BS3 | *DHMC100CCV4 | 43000 | 42000 | 17.5 | 10 | 8.5 | 1.8 | 86 | 69 | 214250767
AMERICAN STANDARD | 4A6V8X48A1 | 4PX*CD60BS3 | *DHMC100CCV4 | 46500 | 43500 | 18 | 11.5 | 8.5 | 1.8 | 85 | 66 | 214250764
TRANE | 4TWV8X48A1 | 4PX*CD60BS3 | *DHMC100CCV4 | 46500 | 43500 | 18 | 11.5 | 8.5 | 1.8 | 85 | 66 | 214250763
AMERICAN STANDARD | 4A6V8X36A1 | 4TXCB004DS3 | *UHMB060CCV3 | 34000 | 31000 | 18 | 11.7 | 8.2 | 1.8 | 84 | 66 | 214250758
TRANE | 4TWV8X36A1 | 4TXCB004DS3 | *UHMB060CCV3 | 34000 | 31000 | 18 | 11.7 | 8.2 | 1.8 | 84 | 66 | 214250757
AMERICAN STANDARD | 4A6V8X36A1 | 4PX*CU48BS3 | *DHMC100CCV4 | 33000 | 30600 | 18 | 11.2 | 8.2 | 1.8 | 84 | 66 | 214250754
TRANE | 4TWV8X36A1 | 4PX*CU48BS3 | *DHMC100CCV4 | 33000 | 30600 | 18 | 11.2 | 8.2 | 1.8 | 84 | 66 | 214250753
AMERICAN STANDARD | 4A6V8X36A1 | 4PX*CU36BS3 | *UHMC100CCV4 | 34200 | 30800 | 18 | 12 | 8.2 | 1.8 | 84 | 66 | 214250750
TRANE | 4TWV8X36A1 | 4PX*CU36BS3 | *UHMC100CCV4 | 34200 | 30800 | 18 | 12 | 8.2 | 1.8 | 84 | 66 | 214250749
AMERICAN STANDARD | 4A6V8X36A1 | 4PX*BU48BS3 | *DHMB060CCV3 | 32800 | 30800 | 18 | 11.2 | 8.1 | 1.9 | 82 | 66 | 214250744
TRANE | 4TWV8X36A1 | 4PX*BU48BS3 | *DHMB060CCV3 | 32800 | 30800 | 18 | 11.2 | 8.1 | 1.9 | 82 | 66 | 214250743
AMERICAN STANDARD | 4A6V8X48A1 | 4TXCD010DS3 | *UD2C080ACV4 | 45000 | 42000 | 18 | 11.7 | 8.5 | 1.82 | 85 | 66 | 211597796
AMERICAN STANDARD | 4A6V8X48A1 | 4TXCD010DS3 | *UD2D120B9V5+RP | 46500 | 43000 | 18 | 11.7 | 8.5 | 1.86 | 86 | 67 | 211597795
AMERICAN STANDARD | 4A6V8X48A1 | 4TXCD008DS3 | *UD2D120B9V5+RP | 45500 | 43500 | 18 | 11.7 | 8.5 | 1.83 | 86 | 67 | 211597794
AMERICAN STANDARD | 4A6V8X48A1 | 4PX*DU60BS3 | *UD2D120B9V5+RP | 46500 | 43000 | 18 | 11.7 | 8.5 | 1.86 | 86 | 67 | 211597793
AMERICAN STANDARD | 4A6V8X48A1 | 4PX*DU60BS3 | *UD2C080ACV4 | 45000 | 42000 | 18 | 11.7 | 8.5 | 1.82 | 85 | 66 | 211597792
AMERICAN STANDARD | 4A6V7X48A1 | 4PX*DU48BS3+P0V0D000M50SD+LRP |  | 46000 | 44500 | 17.1 | 12 | 8.5 | 1.8 | 83 | 64 | 213827172
TRANE | 4TWV7X48A1 | 4PX*DU48BS3+P0V0D000M50SD+LRP |  | 46000 | 44500 | 17.1 | 12 | 8.5 | 1.8 | 83 | 64 | 213827171
AMERICAN STANDARD | 4A6V7X48A1 | 4PX*DU48BS3+P0V0C000M50SD+LRP |  | 45000 | 43500 | 17.1 | 12 | 8.5 | 1.8 | 83 | 63 | 213827166
TRANE | 4TWV7X48A1 | 4PX*DU48BS3+P0V0C000M50SD+LRP |  | 45000 | 43500 | 17.1 | 12 | 8.5 | 1.8 | 83 | 63 | 213827165
AMERICAN STANDARD | 4A6V7X48A1 | 4PX*DD60BS3+P0V0D000M50SD+LRP |  | 46000 | 44000 | 17.1 | 12 | 8.5 | 1.8 | 83 | 64 | 213827158
TRANE | 4TWV7X48A1 | 4PX*DD60BS3+P0V0D000M50SD+LRP |  | 46000 | 44000 | 17.1 | 12 | 8.5 | 1.8 | 83 | 64 | 213827157
AMERICAN STANDARD | 4A6V7X48A1 | 4PX*CU60BS3+P0V0C000M50SD+LRP |  | 47000 | 44000 | 17.1 | 12 | 8.5 | 1.8 | 83 | 64 | 213827148
TRANE | 4TWV7X48A1 | 4PX*CU60BS3+P0V0C000M50SD+LRP |  | 47000 | 44000 | 17.1 | 12 | 8.5 | 1.8 | 83 | 64 | 213827147
AMERICAN STANDARD | 4A6V7X48A1 | 4PX*CU48BS3 | S9V2C100U5PSC+LRP | 46000 | 45000 | 17.1 | 11.7 | 8.5 | 1.8 | 83 | 64 | 213827146
TRANE | 4TWV7X48A1 | 4PX*CU48BS3 | S9V2C100U5PSC+LRP | 46000 | 45000 | 17.1 | 11.7 | 8.5 | 1.8 | 83 | 64 | 213827145
AMERICAN STANDARD | 4A6V7X48A1 | 4PX*CU48BS3 | S9V2C080U5PSC+LRP | 46000 | 45000 | 17.1 | 11.5 | 8.5 | 1.8 | 83 | 64 | 213827144
TRANE | 4TWV7X48A1 | 4PX*CU48BS3 | S9V2C080U5PSC+LRP | 46000 | 45000 | 17.1 | 11.5 | 8.5 | 1.8 | 83 | 64 | 213827143
AMERICAN STANDARD | 4A6V7X48A1 | 4PX*CU48BS3 | S9V2C100U4VSA+LRP | 45500 | 45000 | 17.1 | 11.5 | 8.5 | 1.8 | 83 | 64 | 213827142
TRANE | 4TWV7X48A1 | 4PX*CU48BS3 | S9V2C100U4VSA+LRP | 45500 | 45000 | 17.1 | 11.5 | 8.5 | 1.8 | 83 | 64 | 213827141
AMERICAN STANDARD | 4A6V7X48A1 | 4PX*CU48BS3 | S9V2C100U4VSB+LRP | 45500 | 45000 | 17.1 | 11.5 | 8.5 | 1.8 | 83 | 64 | 213827140
TRANE | 4TWV7X48A1 | 4PX*CU48BS3 | S9V2C100U4VSB+LRP | 45500 | 45000 | 17.1 | 11.5 | 8.5 | 1.8 | 83 | 64 | 213827139
AMERICAN STANDARD | 4A6V7X48A1 | 4PX*CU48BS3 | S9V2C100U5PSB+LRP | 46000 | 45000 | 17.1 | 11.7 | 8.5 | 1.8 | 83 | 64 | 213827138
TRANE | 4TWV7X48A1 | 4PX*CU48BS3 | S9V2C100U5PSB+LRP | 46000 | 45000 | 17.1 | 11.7 | 8.5 | 1.8 | 83 | 64 | 213827137
AMERICAN STANDARD | 4A6V7X48A1 | 4PX*CU48BS3 | S9V2C080U5PSB+LRP | 46000 | 45000 | 17.1 | 11.5 | 8.5 | 1.8 | 83 | 64 | 213827136
TRANE | 4TWV7X48A1 | 4PX*CU48BS3 | S9V2C080U5PSB+LRP | 46000 | 45000 | 17.1 | 11.5 | 8.5 | 1.8 | 83 | 64 | 213827135
AMERICAN STANDARD | 4A6V7X48A1 | 4PX*CU48BS3+P0V0C000M50SD+LRP |  | 46000 | 45000 | 17.1 | 12 | 8.5 | 1.8 | 83 | 64 | 213827134
TRANE | 4TWV7X48A1 | 4PX*CU48BS3+P0V0C000M50SD+LRP |  | 46000 | 45000 | 17.1 | 12 | 8.5 | 1.8 | 83 | 64 | 213827133
AMERICAN STANDARD | 4A6V7X48A1 | 4PX*CU42BS3 | *UHMC100ACV4+LRP | 45500 | 45500 | 17.1 | 11.7 | 8.5 | 1.8 | 82 | 63 | 213827130
TRANE | 4TWV7X48A1 | 4PX*CU42BS3 | *UHMC100ACV4+LRP | 45500 | 45500 | 17.1 | 11.7 | 8.5 | 1.8 | 82 | 63 | 213827129
AMERICAN STANDARD | 4A6V7X48A1 | 4PX*CU42BS3 | *UHMC100CCV4+LRP | 45500 | 45500 | 17.1 | 11.7 | 8.5 | 1.8 | 82 | 63 | 213827128
TRANE | 4TWV7X48A1 | 4PX*CU42BS3 | *UHMC100CCV4+LRP | 45500 | 45500 | 17.1 | 11.7 | 8.5 | 1.8 | 82 | 63 | 213827127
AMERICAN STANDARD | 4A6V7X48A1 | 4PX*CU42BS3+P0V0C000M50SD+LRP |  | 46000 | 45500 | 17.1 | 12 | 8.5 | 1.8 | 82 | 63 | 213827126
TRANE | 4TWV7X48A1 | 4PX*CU42BS3+P0V0C000M50SD+LRP |  | 46000 | 45500 | 17.1 | 12 | 8.5 | 1.8 | 82 | 63 | 213827125
AMERICAN STANDARD | 4A6V7X48A1 | 4PX*CU42BS3 | S9V2C100U5PSB+LRP | 46000 | 45500 | 17.1 | 11.5 | 8.5 | 1.8 | 83 | 63 | 213827116
TRANE | 4TWV7X48A1 | 4PX*CU42BS3 | S9V2C100U5PSB+LRP | 46000 | 45500 | 17.1 | 11.5 | 8.5 | 1.8 | 83 | 63 | 213827115
AMERICAN STANDARD | 4A6V7X48A1 | 4PX*CU42BS3 | S9V2C100U5PSC+LRP | 46000 | 45500 | 17.1 | 11.5 | 8.5 | 1.8 | 83 | 63 | 213827114
TRANE | 4TWV7X48A1 | 4PX*CU42BS3 | S9V2C100U5PSC+LRP | 46000 | 45500 | 17.1 | 11.5 | 8.5 | 1.8 | 83 | 63 | 213827113
AMERICAN STANDARD | 4A6V8X60A1 | 4TXCD010DS3 | *UHMD120CCV5 | 53500 | 51000 | 18 | 11.7 | 8.2 | 1.8 | 96 | 76 | 213825967
TRANE | 4TWV8X60A1 | 4TXCD010DS3 | *UHMD120CCV5 | 53500 | 51000 | 18 | 11.7 | 8.2 | 1.8 | 96 | 76 | 213825966
AMERICAN STANDARD | 4A6V8X48A1 | 4TXCC009DS3 | *UHMC100CCV4 | 46500 | 41000 | 18 | 12 | 8.5 | 2 | 89 | 71 | 213825965
TRANE | 4TWV8X48A1 | 4TXCC009DS3 | *UHMC100CCV4 | 46500 | 41000 | 18 | 12 | 8.5 | 2 | 89 | 71 | 213825964
AMERICAN STANDARD | 4A6V8X36A1 | 4TXCC005DS3 | *UHMC100CCV4 | 34200 | 28800 | 18 | 12 | 8.2 | 1.8 | 90 | 70 | 213825963
TRANE | 4TWV8X36A1 | 4TXCC005DS3 | *UHMC100CCV4 | 34200 | 28800 | 18 | 12 | 8.2 | 1.8 | 90 | 70 | 213825962
AMERICAN STANDARD | 4A6V8X36A1 | 4TXCB004DS3 | *UHMB080CCV3 | 34000 | 29000 | 18 | 11.7 | 8.2 | 1.8 | 89 | 70 | 213825961
TRANE | 4TWV8X36A1 | 4TXCB004DS3 | *UHMB080CCV3 | 34000 | 29000 | 18 | 11.7 | 8.2 | 1.8 | 89 | 70 | 213825960
AMERICAN STANDARD | 4A6V8X24A1 | 4TXCB004DS3 | *UHMB060CCV3 | 23800 | 18100 | 18 | 12.5 | 8.5 | 1.8 | 93 | 70 | 213825959
TRANE | 4TWV8X24A1 | 4TXCB004DS3 | *UHMB060CCV3 | 23800 | 18100 | 18 | 12.5 | 8.5 | 1.8 | 93 | 70 | 213825958
TRANE | 5TWX5042A1 | 5TXCC007AS3+TSTAT | S9V2C100U5PSC | 40000 | 39500 | 15.5 | 12 | 8.1 | 2.1 | 65 | 49 | 214182888
TRANE | 5TWX5042A1 | 5TXCC007AS3+TSTAT | S9X1C080U5PSB | 39000 | 39500 | 15.5 | 12 | 8.1 | 2.1 | 65 | 49 | 214182886
TRANE | 5TWX5042A1 | 5TXCC007AS3+TSTAT | S9X1C100U5PSB | 40000 | 40000 | 15.2 | 12 | 8.1 | 2.1 | 64 | 48 | 214182884
TRANE | 5TWX5042A1 | 5TXCC007AS3+TSTAT | *UHMC100ACV4 | 40000 | 39500 | 15.5 | 12 | 8.1 | 2.1 | 64 | 49 | 214182876
TRANE | 5TWX5042A1 | 5TXCC007AS3+TSTAT | *UHMC100CCV4 | 40000 | 39500 | 15.5 | 12 | 8.1 | 2.1 | 64 | 49 | 214182874
TRANE | 5TWX5042A1 | 5TXCC007AS3+TSTAT | L8V1C100U5VSB | 40000 | 40000 | 16 | 12 | 8.1 | 2.1 | 64 | 48 | 214182872
TRANE | 5TWX5042A1 | 5TXCC007AS3+TSTAT | S9X2C100U5PSB | 40000 | 40000 | 15.2 | 12 | 8.1 | 2.1 | 64 | 48 | 214182865
TRANE | 5TWX5042A1 | 5TXCC007AS3+TSTAT | S9X2C080U5PSB | 39000 | 39500 | 15.5 | 12 | 8.1 | 2.1 | 65 | 49 | 214182863
TRANE | 5TWX5042A1 | 5TXCC007AS3+TSTAT | S9V2C080U5PSB | 40000 | 39500 | 15.5 | 12 | 8.1 | 2.1 | 64 | 49 | 214182845
TRANE | 5TWX5042A1 | 5TXCB006AS3+TSTAT | S9V2B060U4PSB | 39000 | 39500 | 15.2 | 12 | 8.1 | 2.1 | 65 | 49 | 214182816
TRANE | 5TWX5042A1 | 5TXCB006AS3+TSTAT | S9V2B060U4PSC | 39000 | 39500 | 15.5 | 12 | 8.1 | 2.1 | 65 | 49 | 214182812
TRANE | 5TWX5042A1 | 5TXCB006AS3+TSTAT | S9V2B080U4PSB | 39000 | 39000 | 15.2 | 12 | 8.1 | 2.1 | 65 | 49 | 214182810
TRANE | 5TWX5042A1 | 5TXCB006AS3+TSTAT | S9V2B080U4PSC | 39500 | 39500 | 15.2 | 11.7 | 8.1 | 2.1 | 65 | 49 | 214182808
TRANE | 5TWX5042A1 | 5TXCB006AS3+TSTAT | S9V2B080U4VSA | 39000 | 40000 | 15.2 | 11.7 | 8.1 | 2 | 65 | 49 | 214182806
TRANE | 5TWX5042A1 | 5TXCB006AS3+TSTAT | S9V2B080U4VSB | 39000 | 40000 | 15.2 | 11.7 | 8.1 | 2 | 65 | 49 | 214182804
TRANE | 5TWX5042A1 | 5TXCB006AS3+TSTAT | S9X1B060U4PSB | 38000 | 39000 | 15.2 | 12 | 8.1 | 2.1 | 65 | 49 | 214182802
TRANE | 4TWL9036A1 | 4TXCC005DS3 | S8V2C080M5PCB+RP | 35600 | 34000 | 16.5 | 11.2 | 8.5 | 2.2 | 69 | 54 | 214251335
AMERICAN STANDARD | 4A6L9036A1 | 4TXCB006DS3 | S8V2B060M4PCB+RP | 37000 | 33800 | 17.5 | 11.2 | 8.7 | 2.3 | 70 | 55 | 214251334
TRANE | 4TWL9036A1 | 4TXCB006DS3 | S8V2B060M4PCB+RP | 37000 | 33800 | 17.5 | 11.2 | 8.7 | 2.3 | 70 | 55 | 214251333
AMERICAN STANDARD | 4A6L9036A1 | 4TXCB006DS3 | S8V2B060M4PDB+RP | 37000 | 33800 | 17.5 | 11.2 | 8.7 | 2.3 | 70 | 55 | 214251332
TRANE | 4TWL9036A1 | 4TXCB006DS3 | S8V2B060M4PDB+RP | 37000 | 33800 | 17.5 | 11.2 | 8.7 | 2.3 | 70 | 55 | 214251331
AMERICAN STANDARD | 4A6L9036A1 | 4TXCB006DS3 | S8V2B080M4PCB+RP | 37000 | 33800 | 17.5 | 11.2 | 8.7 | 2.2 | 70 | 56 | 214251330
TRANE | 4TWL9036A1 | 4TXCB006DS3 | S8V2B080M4PCB+RP | 37000 | 33800 | 17.5 | 11.2 | 8.7 | 2.2 | 70 | 56 | 214251329
AMERICAN STANDARD | 4A6L9036A1 | 4TXCB006DS3 | S8V2B080M4PDB+RP | 37000 | 33800 | 17.5 | 11.2 | 8.7 | 2.2 | 70 | 56 | 214251328
TRANE | 4TWL9036A1 | 4TXCB006DS3 | S8V2B080M4PDB+RP | 37000 | 33800 | 17.5 | 11.2 | 8.7 | 2.2 | 70 | 56 | 214251327
AMERICAN STANDARD | 4A6L9036A1 | 4TXCB006DS3 | S8V2A040M3PCB+RP | 35400 | 32600 | 17 | 11.5 | 8.5 | 2.2 | 70 | 56 | 214251326
TRANE | 4TWL9036A1 | 4TXCB006DS3 | S8V2A040M3PCB+RP | 35400 | 32600 | 17 | 11.5 | 8.5 | 2.2 | 70 | 56 | 214251325
AMERICAN STANDARD | 4A6L9036A1 | 4TXCB006DS3 | S8V2A040M3PDB+RP | 35400 | 32600 | 17 | 11.5 | 8.5 | 2.2 | 70 | 56 | 214251324
TRANE | 4TWL9036A1 | 4TXCB006DS3 | S8V2A040M3PDB+RP | 35400 | 32600 | 17 | 11.5 | 8.5 | 2.2 | 70 | 56 | 214251323
AMERICAN STANDARD | 4A6L9036A1 | 4TXCB004DS3 | S8V2B060M4PDB+RP | 35800 | 34200 | 16.5 | 11 | 8.5 | 2.2 | 70 | 55 | 214251322
TRANE | 4TWL9036A1 | 4TXCB004DS3 | S8V2B060M4PDB+RP | 35800 | 34200 | 16.5 | 11 | 8.5 | 2.2 | 70 | 55 | 214251321
AMERICAN STANDARD | 4A6L9036A1 | 4TXCB004DS3 | S8V2A040M3PDB+RP | 34200 | 33000 | 16.5 | 11.2 | 8.2 | 2.1 | 70 | 55 | 214251320
TRANE | 4TWL9036A1 | 4TXCB004DS3 | S8V2A040M3PDB+RP | 34200 | 33000 | 16.5 | 11.2 | 8.2 | 2.1 | 70 | 55 | 214251319
AMERICAN STANDARD | 4A6L9036A1 | 4TXCB004DS3 | S8V2B080M4PDB+RP | 35800 | 34200 | 16.5 | 11 | 8.5 | 2.1 | 70 | 55 | 214251318
TRANE | 4TWL9036A1 | 4TXCB004DS3 | S8V2B080M4PDB+RP | 35800 | 34200 | 16.5 | 11 | 8.5 | 2.1 | 70 | 55 | 214251317
AMERICAN STANDARD | 4A6L9036A1 | 4TXCB004DS3 | S8V2B060M4PCB+RP | 35800 | 34200 | 16.5 | 11 | 8.5 | 2.2 | 70 | 55 | 214251316
TRANE | 4TWL9036A1 | 4TXCB004DS3 | S8V2B060M4PCB+RP | 35800 | 34200 | 16.5 | 11 | 8.5 | 2.2 | 70 | 55 | 214251315
AMERICAN STANDARD | 4A6L9036A1 | 4TXCB004DS3 | S8V2A040M3PCB+RP | 34200 | 33000 | 16.5 | 11.2 | 8.2 | 2.1 | 70 | 55 | 214251314
TRANE | 4TWL9036A1 | 4TXCB004DS3 | S8V2A040M3PCB+RP | 34200 | 33000 | 16.5 | 11.2 | 8.2 | 2.1 | 70 | 55 | 214251313
AMERICAN STANDARD | 4A6L9036A1 | 4TXCB004DS3 | S8V2B080M4PCB+RP | 35800 | 34200 | 16.5 | 11 | 8.5 | 2.1 | 70 | 55 | 214251312
TRANE | 4TWL9036A1 | 4TXCB004DS3 | S8V2B080M4PCB+RP | 35800 | 34200 | 16.5 | 11 | 8.5 | 2.1 | 70 | 55 | 214251311
AMERICAN STANDARD | 4A6L9036A1 | 4PX*DU60BS3 | S8V2D120M5PCB+RP | 38000 | 33200 | 18 | 12 | 8.7 | 2.3 | 70 | 55 | 214251310
TRANE | 4TWL9036A1 | 4PX*DU60BS3 | S8V2D120M5PCB+RP | 38000 | 33200 | 18 | 12 | 8.7 | 2.3 | 70 | 55 | 214251309
AMERICAN STANDARD | 4A6L9036A1 | 4PX*DU60BS3 | S8V2D120M5PDB+RP | 38000 | 33200 | 18 | 12 | 8.7 | 2.3 | 70 | 55 | 214251308
TRANE | 4TWL9036A1 | 4PX*DU60BS3 | S8V2D120M5PDB+RP | 38000 | 33200 | 18 | 12 | 8.7 | 2.3 | 70 | 55 | 214251307
AMERICAN STANDARD | 4A6L9036A1 | 4PX*DU48BS3 | S8V2D120M5PCB+RP | 37400 | 33600 | 17.5 | 11.7 | 8.7 | 2.3 | 70 | 55 | 214251306
TRANE | 4TWL9036A1 | 4PX*DU48BS3 | S8V2D120M5PCB+RP | 37400 | 33600 | 17.5 | 11.7 | 8.7 | 2.3 | 70 | 55 | 214251305
AMERICAN STANDARD | 4A6L9036A1 | 4PX*DU48BS3 | S8V2D120M5PDB+RP | 37400 | 33600 | 17.5 | 11.7 | 8.7 | 2.3 | 70 | 55 | 214251304
TRANE | 4TWL9036A1 | 4PX*DU48BS3 | S8V2D120M5PDB+RP | 37400 | 33600 | 17.5 | 11.7 | 8.7 | 2.3 | 70 | 55 | 214251303
AMERICAN STANDARD | 4A6L9036A1 | 4PX*DD60BS3 | S8V2D120M5PCB+RP | 37200 | 33200 | 17.5 | 11.7 | 8.7 | 2.3 | 70 | 55 | 214251302
TRANE | 4TWL9036A1 | 4PX*DD60BS3 | S8V2D120M5PCB+RP | 37200 | 33200 | 17.5 | 11.7 | 8.7 | 2.3 | 70 | 55 | 214251301
AMERICAN STANDARD | 4A6L9036A1 | 4PX*DD60BS3 | S8V2D120M5PDB+RP | 37200 | 33200 | 17.5 | 11.7 | 8.7 | 2.3 | 70 | 55 | 214251300
TRANE | 4TWL9036A1 | 4PX*DD60BS3 | S8V2D120M5PDB+RP | 37200 | 33200 | 17.5 | 11.7 | 8.7 | 2.3 | 70 | 55 | 214251299
AMERICAN STANDARD | 4A6L9036A1 | 4PX*CU60BS3 | S8V2C100M5PDB+RP | 37600 | 33200 | 17.5 | 11.7 | 8.7 | 2.3 | 70 | 55 | 214251298
TRANE | 4TWL9036A1 | 4PX*CU60BS3 | S8V2C100M5PDB+RP | 37600 | 33200 | 17.5 | 11.7 | 8.7 | 2.3 | 70 | 55 | 214251297
AMERICAN STANDARD | 4A6L9036A1 | 4PX*CU60BS3 | S8V2C080M5PDB+RP | 37400 | 33200 | 17.5 | 11.7 | 8.7 | 2.3 | 70 | 55 | 214251294
TRANE | 4TWL9036A1 | 4PX*CU60BS3 | S8V2C080M5PDB+RP | 37400 | 33200 | 17.5 | 11.7 | 8.7 | 2.3 | 70 | 55 | 214251291
AMERICAN STANDARD | 4A6L9036A1 | 4PX*CU60BS3 | S8V2C080M5PCB+RP | 37400 | 33200 | 17.5 | 11.7 | 8.7 | 2.3 | 70 | 55 | 214251288
TRANE | 4TWL9036A1 | 4PX*CU60BS3 | S8V2C080M5PCB+RP | 37400 | 33200 | 17.5 | 11.7 | 8.7 | 2.3 | 70 | 55 | 214251286
AMERICAN STANDARD | 4A6L9036A1 | 4PX*CU60BS3 | S8V2C100M5PCB+RP | 37600 | 33200 | 17.5 | 11.7 | 8.7 | 2.3 | 70 | 55 | 214251283
TRANE | 4TWL9036A1 | 4PX*CU60BS3 | S8V2C100M5PCB+RP | 37600 | 33200 | 17.5 | 11.7 | 8.7 | 2.3 | 70 | 55 | 214251281
AMERICAN STANDARD | 4A6L9036A1 | 4PX*CU48BS3 | S8V2C080M5PDB+RP | 37000 | 33600 | 17.5 | 11.7 | 8.7 | 2.3 | 70 | 55 | 214251278
TRANE | 4TWL9036A1 | 4PX*CU48BS3 | S8V2C080M5PDB+RP | 37000 | 33600 | 17.5 | 11.7 | 8.7 | 2.3 | 70 | 55 | 214251276
AMERICAN STANDARD | 4A6L9036A1 | 4PX*CU48BS3 | S8V2C080M5PCB+RP | 37000 | 33600 | 17.5 | 11.7 | 8.7 | 2.3 | 70 | 55 | 214251273
TRANE | 4TWL9036A1 | 4PX*CU48BS3 | S8V2C080M5PCB+RP | 37000 | 33600 | 17.5 | 11.7 | 8.7 | 2.3 | 70 | 55 | 214251271
AMERICAN STANDARD | 4A6L9036A1 | 4PX*CU48BS3 | S8V2C100M5PDB+RP | 37200 | 33600 | 17.5 | 11.7 | 8.7 | 2.3 | 70 | 55 | 214251268
TRANE | 4TWL9036A1 | 4PX*CU48BS3 | S8V2C100M5PDB+RP | 37200 | 33600 | 17.5 | 11.7 | 8.7 | 2.3 | 70 | 55 | 214251266
AMERICAN STANDARD | 4A6L9036A1 | 4PX*CU48BS3 | S8V2C100M5PCB+RP | 37200 | 33600 | 17.5 | 11.7 | 8.7 | 2.3 | 70 | 55 | 214251263
TRANE | 4TWL9036A1 | 4PX*CU48BS3 | S8V2C100M5PCB+RP | 37200 | 33600 | 17.5 | 11.7 | 8.7 | 2.3 | 70 | 55 | 214251261
AMERICAN STANDARD | 4A6L9036A1 | 4PX*CU42BS3 | S8V2C100M5PDB+RP | 37000 | 34200 | 17 | 11.5 | 8.7 | 2.2 | 70 | 54 | 214251258
TRANE | 4TWL9036A1 | 4PX*CU42BS3 | S8V2C100M5PDB+RP | 37000 | 34200 | 17 | 11.5 | 8.7 | 2.2 | 70 | 54 | 214251256
AMERICAN STANDARD | 4A6L9036A1 | 4PX*CU42BS3 | S8V2C080M5PCB+RP | 36800 | 34000 | 17 | 11.7 | 8.7 | 2.3 | 69 | 54 | 214251253
TRANE | 4TWL9036A1 | 4PX*CU42BS3 | S8V2C080M5PCB+RP | 36800 | 34000 | 17 | 11.7 | 8.7 | 2.3 | 69 | 54 | 214251251
AMERICAN STANDARD | 4A6L9036A1 | 4PX*CU42BS3 | S8V2C100M5PCB+RP | 37000 | 34200 | 17 | 11.5 | 8.7 | 2.2 | 70 | 54 | 214251248
TRANE | 4TWL9036A1 | 4PX*CU42BS3 | S8V2C100M5PCB+RP | 37000 | 34200 | 17 | 11.5 | 8.7 | 2.2 | 70 | 54 | 214251246
AMERICAN STANDARD | 4A6L9036A1 | 4PX*CU42BS3 | S8V2C080M5PDB+RP | 36800 | 34000 | 17 | 11.7 | 8.7 | 2.3 | 69 | 54 | 214251243
TRANE | 4TWL9036A1 | 4PX*CU42BS3 | S8V2C080M5PDB+RP | 36800 | 34000 | 17 | 11.7 | 8.7 | 2.3 | 69 | 54 | 214251241
AMERICAN STANDARD | 4A6L9036A1 | 4PX*CU36BS3 | S8V2C080M5PDB+RP | 35600 | 34000 | 16.5 | 11.2 | 8.5 | 2.2 | 69 | 54 | 214251238
TRANE | 4TWL9036A1 | 4PX*CU36BS3 | S8V2C080M5PDB+RP | 35600 | 34000 | 16.5 | 11.2 | 8.5 | 2.2 | 69 | 54 | 214251235
AMERICAN STANDARD | 4A6L9036A1 | 4PX*CU36BS3 | S8V2C080M5PCB+RP | 35600 | 34000 | 16.5 | 11.2 | 8.5 | 2.2 | 69 | 54 | 214251233
TRANE | 4TWL9036A1 | 4PX*CU36BS3 | S8V2C080M5PCB+RP | 35600 | 34000 | 16.5 | 11.2 | 8.5 | 2.2 | 69 | 54 | 214251230
AMERICAN STANDARD | 4A6L9036A1 | 4PX*CU36BS3 | S8V2C100M5PCB+RP | 35800 | 34200 | 16.5 | 11.2 | 8.5 | 2.1 | 70 | 54 | 214251228
TRANE | 4TWL9036A1 | 4PX*CU36BS3 | S8V2C100M5PCB+RP | 35800 | 34200 | 16.5 | 11.2 | 8.5 | 2.1 | 70 | 54 | 214251225
AMERICAN STANDARD | 4A6L9036A1 | 4PX*CU36BS3 | S8V2C100M5PDB+RP | 35800 | 34200 | 16.5 | 11.2 | 8.5 | 2.1 | 70 | 54 | 214251222
TRANE | 4TWL9036A1 | 4PX*CU36BS3 | S8V2C100M5PDB+RP | 35800 | 34200 | 16.5 | 11.2 | 8.5 | 2.1 | 70 | 54 | 214251219
AMERICAN STANDARD | 4A6L9036A1 | 4PX*CD60BS3 | S8V2C080M5PDB+RP | 37400 | 33000 | 17.5 | 11.7 | 8.5 | 2.2 | 70 | 55 | 214251217
TRANE | 4TWL9036A1 | 4PX*CD60BS3 | S8V2C080M5PDB+RP | 37400 | 33000 | 17.5 | 11.7 | 8.5 | 2.2 | 70 | 55 | 214251215
AMERICAN STANDARD | 4A6L9036A1 | 4PX*CD60BS3 | S8V2C100M5PCB+RP | 37600 | 33200 | 17.5 | 11.7 | 8.5 | 2.2 | 70 | 55 | 214251212
AMERICAN STANDARD | 4A6V0X48A1 | 4PX*CU60BS3 | S8V2C100M5PDB | 46500 | 42000 | 19.5 | 11.5 | 8.5 | 1.8 | 87 | 67 | 214253106
TRANE | 4TWV0X48A1 | 4PX*CU60BS3 | S8V2C100M5PDB | 46500 | 42000 | 19.5 | 11.5 | 8.5 | 1.8 | 87 | 67 | 214253105
AMERICAN STANDARD | 4A6V0X48A1 | 4PX*CU60BS3 | S8V2C100M5PCB | 46500 | 42000 | 19.5 | 11.5 | 8.5 | 1.8 | 87 | 67 | 214253104
TRANE | 4TWV0X48A1 | 4PX*CU60BS3 | S8V2C100M5PCB | 46500 | 42000 | 19.5 | 11.5 | 8.5 | 1.8 | 87 | 67 | 214253103
AMERICAN STANDARD | 4A6V0X48A1 | 4PX*CU60BS3 | S8V2C080M5PCB | 46000 | 42000 | 19 | 11.7 | 8.5 | 1.8 | 86 | 66 | 214253102
TRANE | 4TWV0X48A1 | 4PX*CU60BS3 | S8V2C080M5PCB | 46000 | 42000 | 19 | 11.7 | 8.5 | 1.8 | 86 | 66 | 214253101
AMERICAN STANDARD | 4A6V0X48A1 | 4PX*CU60BS3 | S8V2C080M5PDB | 46000 | 42000 | 19 | 11.7 | 8.5 | 1.8 | 86 | 66 | 214253100
TRANE | 4TWV0X48A1 | 4PX*CU60BS3 | S8V2C080M5PDB | 46000 | 42000 | 19 | 11.7 | 8.5 | 1.8 | 86 | 66 | 214253099
TRANE | 4TWL6042A1 | 4TXCD010DS3 | S9X2D120U5PSB | 41500 | 38000 | 15.2 | 12 | 8.1 | 2.2 | 68 | 54 | 204287269
TRANE | 4TWL6042A1 | 4TXCD010DS3 | S9X1D120U5PSB | 41500 | 38000 | 15.2 | 12 | 8.1 | 2.2 | 68 | 54 | 204287268
TRANE | 4TWL6036A1 | 4TXCC007DS3 | S9X2C100U5PSB | 36600 | 33400 | 15.2 | 12 | 8.1 | 2.1 | 65 | 50 | 204287193
TRANE | 4TWL6036A1 | 4TXCC007DS3 | S9X2C080U5PSB | 36600 | 33200 | 15.2 | 12 | 8.1 | 2.1 | 65 | 50 | 204287192
TRANE | 4TWL6036A1 | 4TXCC007DS3 | S9X1C100U5PSB | 36600 | 33400 | 15.2 | 12 | 8.1 | 2.1 | 65 | 50 | 204287191
TRANE | 4TWL6036A1 | 4TXCC007DS3 | S9X1C080U5PSB | 36600 | 33200 | 15.2 | 12 | 8.1 | 2.1 | 65 | 50 | 204287190
TRANE | 4TWL6036A1 | 4TXCB006DS3 | S9X2B040U3PSB | 36400 | 33400 | 15.2 | 12 | 8.1 | 2.1 | 65 | 50 | 204287185
TRANE | 4TWL6036A1 | 4TXCB006DS3 | S9X2B080U4PSB | 36200 | 33200 | 15.2 | 12 | 8.1 | 2.1 | 65 | 50 | 204287184
AMERICAN STANDARD | 4A6V7X48A1 | 4PX*CD60BS3+P0V0C000M50SD+LRP |  | 47000 | 44000 | 17.1 | 12 | 8.5 | 1.8 | 83 | 64 | 213827098
TRANE | 4TWV7X48A1 | 4PX*CD60BS3+P0V0C000M50SD+LRP |  | 47000 | 44000 | 17.1 | 12 | 8.5 | 1.8 | 83 | 64 | 213827097
AMERICAN STANDARD | 4A6V7X48A1 | 4PX*BU48BS3 | S9V2B080U4VSB+LRP | 45500 | 45000 | 17.1 | 11.2 | 8.5 | 1.8 | 84 | 65 | 213827082
TRANE | 4TWV7X48A1 | 4PX*BU48BS3 | S9V2B080U4VSB+LRP | 45500 | 45000 | 17.1 | 11.2 | 8.5 | 1.8 | 84 | 65 | 213827081
AMERICAN STANDARD | 4A6V7X48A1 | 4PX*BU48BS3 | S9V2B080U4VSA+LRP | 45500 | 45000 | 17.1 | 11.2 | 8.5 | 1.8 | 84 | 65 | 213827080
TRANE | 4TWV7X48A1 | 4PX*BU48BS3 | S9V2B080U4VSA+LRP | 45500 | 45000 | 17.1 | 11.2 | 8.5 | 1.8 | 84 | 65 | 213827079
AMERICAN STANDARD | 4A6V7X48A1 | 4PX*BU48BS3 | L8V1B080U4VSB+LRP | 45500 | 45500 | 17.1 | 11.2 | 8.5 | 1.8 | 82 | 64 | 213827078
TRANE | 4TWV7X48A1 | 4PX*BU48BS3 | L8V1B080U4VSB+LRP | 45500 | 45500 | 17.1 | 11.2 | 8.5 | 1.8 | 82 | 64 | 213827077
AMERICAN STANDARD | 4A6V7X48A1 | 4PX*BU48BS3 | S9V2B080U4PSB+LRP | 45500 | 45000 | 17.1 | 11.2 | 8.5 | 1.8 | 84 | 65 | 213827076
TRANE | 4TWV7X48A1 | 4PX*BU48BS3 | S9V2B080U4PSB+LRP | 45500 | 45000 | 17.1 | 11.2 | 8.5 | 1.8 | 84 | 65 | 213827075
AMERICAN STANDARD | 4A6V7X48A1 | 4PX*BU48BS3 | S9V2B060U4PSC+LRP | 45500 | 45000 | 17.1 | 11.2 | 8.5 | 1.8 | 84 | 65 | 213827074
TRANE | 4TWV7X48A1 | 4PX*BU48BS3 | S9V2B060U4PSC+LRP | 45500 | 45000 | 17.1 | 11.2 | 8.5 | 1.8 | 84 | 65 | 213827073
AMERICAN STANDARD | 4A6V7X48A1 | 4PX*BU48BS3 | S9V2B060U4PSB+LRP | 45500 | 45000 | 17.1 | 11.2 | 8.5 | 1.8 | 84 | 65 | 213827072
TRANE | 4TWV7X48A1 | 4PX*BU48BS3 | S9V2B060U4PSB+LRP | 45500 | 45000 | 17.1 | 11.2 | 8.5 | 1.8 | 84 | 65 | 213827071
AMERICAN STANDARD | 4A6V7X48A1 | 4PX*BU48BS3 | S9V2B080U4PSC+LRP | 45500 | 45000 | 17.1 | 11.2 | 8.5 | 1.8 | 84 | 65 | 213827070
TRANE | 4TWV7X48A1 | 4PX*BU48BS3 | S9V2B080U4PSC+LRP | 45500 | 45000 | 17.1 | 11.2 | 8.5 | 1.8 | 84 | 65 | 213827069
AMERICAN STANDARD | 4A6L9048A1 | 4PX*CU42BS3 | S8V2C080M5PDB+RP | 47500 | 44500 | 18.5 | 11.5 | 8.7 | 2.2 | 73 | 58 | 214251384
TRANE | 4TWL9048A1 | 4PX*CU42BS3 | S8V2C080M5PCB+RP | 47500 | 44500 | 18.5 | 11.5 | 8.7 | 2.2 | 73 | 58 | 214251385
AMERICAN STANDARD | 4A6L9048A1 | 4PX*CU42BS3 | S8V2C080M5PCB+RP | 47500 | 44500 | 18.5 | 11.5 | 8.7 | 2.2 | 73 | 58 | 214251386
TRANE | 4TWL9048A1 | 4PX*CU48BS3 | S8V2C100M5PCB+RP | 47500 | 44000 | 19 | 11.2 | 9 | 2.2 | 73 | 59 | 214251393
AMERICAN STANDARD | 4A6L9048A1 | 4PX*CU48BS3 | S8V2C100M5PCB+RP | 47500 | 44000 | 19 | 11.2 | 9 | 2.2 | 73 | 59 | 214251394
AMERICAN STANDARD | 4A6L9048A1 | 4PX*CD60BS3 | S8V2C100M5PCB+RP | 48500 | 43500 | 19 | 11.5 | 8.7 | 2.2 | 73 | 59 | 214251378
TRANE | 4TWL9048A1 | 4PX*CD60BS3 | S8V2C100M5PDB+RP | 48500 | 43500 | 19 | 11.5 | 8.7 | 2.2 | 73 | 59 | 214251379
AMERICAN STANDARD | 4A6L9048A1 | 4PX*CD60BS3 | S8V2C100M5PDB+RP | 48500 | 43500 | 19 | 11.5 | 8.7 | 2.2 | 73 | 59 | 214251380
TRANE | 4TWL9048A1 | 4PX*CD60BS3 | S8V2C080M5PCB+RP | 48500 | 43500 | 19 | 11.7 | 8.7 | 2.2 | 73 | 58 | 214251381
AMERICAN STANDARD | 4A6L9048A1 | 4PX*CD60BS3 | S8V2C080M5PCB+RP | 48500 | 43500 | 19 | 11.7 | 8.7 | 2.2 | 73 | 58 | 214251382
TRANE | 4TWL9048A1 | 4PX*CU42BS3 | S8V2C080M5PDB+RP | 47500 | 44500 | 18.5 | 11.5 | 8.7 | 2.2 | 73 | 58 | 214251383
TRANE | 4TWL9048A1 | 4PX*CU42BS3 | S8V2C100M5PDB+RP | 47500 | 44500 | 19 | 11.2 | 8.7 | 2.2 | 73 | 58 | 214251387
TRANE | 4TWL9048A1 | 4PX*CU42BS3 | S8V2C100M5PCB+RP | 47500 | 44500 | 19 | 11.2 | 8.7 | 2.2 | 73 | 58 | 214251389
AMERICAN STANDARD | 4A6L9048A1 | 4PX*CU42BS3 | S8V2C100M5PCB+RP | 47500 | 44500 | 19 | 11.2 | 8.7 | 2.2 | 73 | 58 | 214251390
TRANE | 4TWL9048A1 | 4PX*CU48BS3 | S8V2C100M5PDB+RP | 47500 | 44000 | 19 | 11.2 | 9 | 2.2 | 73 | 59 | 214251391
AMERICAN STANDARD | 4A6L9048A1 | 4PX*CU48BS3 | S8V2C100M5PDB+RP | 47500 | 44000 | 19 | 11.2 | 9 | 2.2 | 73 | 59 | 214251392
AMERICAN STANDARD | 4A6L9048A1 | 4PX*CU42BS3 | S8V2C100M5PDB+RP | 47500 | 44500 | 19 | 11.2 | 8.7 | 2.2 | 73 | 58 | 214251388
AMERICAN STANDARD | 4A6L9048A1 | 4PX*CU48BS3 | S8V2C080M5PDB+RP | 47500 | 44000 | 19 | 11.5 | 9 | 2.2 | 73 | 59 | 214251398
TRANE | 4TWL9048A1 | 4PX*CU48BS3 | S8V2C080M5PCB+RP | 47500 | 44000 | 19 | 11.5 | 9 | 2.2 | 73 | 59 | 214251395
AMERICAN STANDARD | 4A6L9048A1 | 4PX*CU48BS3 | S8V2C080M5PCB+RP | 47500 | 44000 | 19 | 11.5 | 9 | 2.2 | 73 | 59 | 214251396
TRANE | 4TWL9048A1 | 4PX*CU48BS3 | S8V2C080M5PDB+RP | 47500 | 44000 | 19 | 11.5 | 9 | 2.2 | 73 | 59 | 214251397
TRANE | 4TWL9048A1 | 4PX*CU60BS3 | S8V2C080M5PCB+RP | 48500 | 43000 | 19 | 11.7 | 8.7 | 2.2 | 74 | 59 | 214251399
AMERICAN STANDARD | 4A6L9048A1 | 4PX*CU60BS3 | S8V2C080M5PCB+RP | 48500 | 43000 | 19 | 11.7 | 8.7 | 2.2 | 74 | 59 | 214251400
TRANE | 4TWL9048A1 | 4PX*CU60BS3 | S8V2C100M5PDB+RP | 48500 | 43500 | 19 | 11.7 | 8.7 | 2.2 | 74 | 59 | 214251401
AMERICAN STANDARD | 4A6L9048A1 | 4PX*CU60BS3 | S8V2C100M5PDB+RP | 48500 | 43500 | 19 | 11.7 | 8.7 | 2.2 | 74 | 59 | 214251402
TRANE | 4TWL9048A1 | 4PX*CU60BS3 | S8V2C080M5PDB+RP | 48500 | 43000 | 19 | 11.7 | 8.7 | 2.2 | 74 | 59 | 214251403
AMERICAN STANDARD | 4A6L9048A1 | 4PX*CU60BS3 | S8V2C080M5PDB+RP | 48500 | 43000 | 19 | 11.7 | 8.7 | 2.2 | 74 | 59 | 214251404
TRANE | 4TWL9048A1 | 4PX*CU60BS3 | S8V2C100M5PCB+RP | 48500 | 43500 | 19 | 11.7 | 8.7 | 2.2 | 74 | 59 | 214251405
AMERICAN STANDARD | 4A6L9048A1 | 4PX*CU60BS3 | S8V2C100M5PCB+RP | 48500 | 43500 | 19 | 11.7 | 8.7 | 2.2 | 74 | 59 | 214251406
TRANE | 4TWL9048A1 | 4PX*DD60BS3 | S8V2D120M5PCB+RP | 47500 | 43500 | 19 | 11.5 | 8.7 | 2.2 | 73 | 59 | 214251407
TRANE | 4TWV7X24A1 | 4PX*BU36BS3 | L8V1A060U3VSB+LRP | 23200 | 20200 | 17.1 | 12 | 8.2 | 1.8 | 82 | 62 | 213826319
AMERICAN STANDARD | 4A6V7X24A1 | 4PX*BU36BS3 | L8V1A060U3VSB+LRP | 23200 | 20200 | 17.1 | 12 | 8.2 | 1.8 | 82 | 62 | 213826320
TRANE | 4TWV7X24A1 | 4PX*BU36BS3 | L8V1A040U3VSB+LRP | 23000 | 20200 | 17.1 | 12 | 8.2 | 1.8 | 82 | 62 | 213826321
AMERICAN STANDARD | 4A6V7X24A1 | 4PX*BU36BS3 | L8V1A040U3VSB+LRP | 23000 | 20200 | 17.1 | 12 | 8.2 | 1.8 | 82 | 62 | 213826322
TRANE | 4TWV7X24A1 | 4PX*BU36BS3 | *UHMB080CCV3+LRP | 23800 | 20600 | 17.1 | 12 | 8.5 | 1.8 | 82 | 62 | 213826323
AMERICAN STANDARD | 4A6V7X24A1 | 4PX*BU36BS3 | *UHMB080CCV3+LRP | 23800 | 20600 | 17.1 | 12 | 8.5 | 1.8 | 82 | 62 | 213826324
TRANE | 4TWV7X24A1 | 4PX*BU36BS3 | *UHMB060CCV3+LRP | 23800 | 20600 | 17.1 | 12 | 8.5 | 1.8 | 82 | 62 | 213826325
AMERICAN STANDARD | 4A6V7X24A1 | 4PX*BU36BS3 | *UHMB060CCV3+LRP | 23800 | 20600 | 17.1 | 12 | 8.5 | 1.8 | 82 | 62 | 213826326
TRANE | 4TWV7X24A1 | 4PX*BU36BS3 | *UHMB060ACV3+LRP | 23800 | 20600 | 17.1 | 12 | 8.5 | 1.8 | 82 | 62 | 213826327
AMERICAN STANDARD | 4A6V7X24A1 | 4PX*BU36BS3 | *UHMB060ACV3+LRP | 23800 | 20600 | 17.1 | 12 | 8.5 | 1.8 | 82 | 62 | 213826328
TRANE | 4TWV7X24A1 | 4PX*BU36BS3 | S9V2B040U3VSB+LRP | 24000 | 20800 | 17.1 | 12 | 8.5 | 1.8 | 82 | 61 | 213826329
AMERICAN STANDARD | 4A6V7X24A1 | 4PX*BU36BS3 | S9V2B040U3VSB+LRP | 24000 | 20800 | 17.1 | 12 | 8.5 | 1.8 | 82 | 61 | 213826330
TRANE | 4TWV7X24A1 | 4PX*BU36BS3 | S9V2B040U3VSA+LRP | 24000 | 20800 | 17.1 | 12 | 8.5 | 1.8 | 82 | 61 | 213826331
AMERICAN STANDARD | 4A6V7X24A1 | 4PX*BU36BS3 | S9V2B040U3VSA+LRP | 24000 | 20800 | 17.1 | 12 | 8.5 | 1.8 | 82 | 61 | 213826332
TRANE | 4TWV7X24A1 | 4PX*BU36BS3 | S9V2B040U3PSB+LRP | 24000 | 20800 | 17.1 | 12 | 8.5 | 1.8 | 82 | 61 | 213826333
AMERICAN STANDARD | 4A6V7X24A1 | 4PX*BU36BS3 | S9V2B040U3PSB+LRP | 24000 | 20800 | 17.1 | 12 | 8.5 | 1.8 | 82 | 61 | 213826334
TRANE | 4TWV7X24A1 | 4PX*BU36BS3 | S9V2B060U4PSC+LRP | 24000 | 20800 | 17.1 | 12 | 8.5 | 1.8 | 81 | 62 | 213826339
AMERICAN STANDARD | 4A6V7X24A1 | 4PX*BU36BS3 | S9V2B060U4PSC+LRP | 24000 | 20800 | 17.1 | 12 | 8.5 | 1.8 | 81 | 62 | 213826340
TRANE | 4TWV7X24A1 | 4PX*BU36BS3 | S9V2B060U3VSA+LRP | 24000 | 20800 | 17.1 | 12 | 8.5 | 1.8 | 81 | 62 | 213826341
AMERICAN STANDARD | 4A6V7X24A1 | 4PX*BU36BS3 | S9V2B060U3VSA+LRP | 24000 | 20800 | 17.1 | 12 | 8.5 | 1.8 | 81 | 62 | 213826342
TRANE | 4TWV7X24A1 | 4PX*BU36BS3 | S9V2B040U3PSC+LRP | 24000 | 20800 | 17.1 | 12 | 8.5 | 1.8 | 82 | 61 | 213826343
AMERICAN STANDARD | 4A6V7X24A1 | 4PX*BU36BS3 | S9V2B040U3PSC+LRP | 24000 | 20800 | 17.1 | 12 | 8.5 | 1.8 | 82 | 61 | 213826344
TRANE | 4TWL9060A1 | 4TXCD010DS3 | S8V2C100M5PDB+RP | 56500 | 52000 | 19 | 10 | 8.2 | 2 | 72 | 58 | 214251543
AMERICAN STANDARD | 4A6L9060A1 | 4TXCD008DS3 | S8V2C080M5PCB+RP | 55000 | 52500 | 19 | 10 | 8.5 | 2 | 72 | 59 | 214251542
TRANE | 4TWL9060A1 | 4TXCD008DS3 | S8V2C080M5PCB+RP | 55000 | 52500 | 19 | 10 | 8.5 | 2 | 72 | 59 | 214251541
AMERICAN STANDARD | 4A6L9060A1 | 4TXCD008DS3 | S8V2C100M5PCB+RP | 55000 | 52500 | 19 | 10 | 8.5 | 2 | 72 | 59 | 214251538
TRANE | 4TWL9060A1 | 4TXCD008DS3 | S8V2C100M5PCB+RP | 55000 | 52500 | 19 | 10 | 8.5 | 2 | 72 | 59 | 214251537
AMERICAN STANDARD | 4A6L9060A1 | 4TXCD008DS3 | S8V2C080M5PDB+RP | 55000 | 52500 | 19 | 10 | 8.5 | 2 | 72 | 59 | 214251536
AMERICAN STANDARD | 4A6L9060A1 | 4TXCD010DS3 | S8V2D120M5PDB+RP | 58500 | 53500 | 19 | 10 | 8.7 | 2.1 | 72 | 59 | 214251546
TRANE | 4TWL9060A1 | 4TXCD008DS3 | S8V2C080M5PDB+RP | 55000 | 52500 | 19 | 10 | 8.5 | 2 | 72 | 59 | 214251535
AMERICAN STANDARD | 4A6L9060A1 | 4TXCD008DS3 | S8V2C100M5PDB+RP | 55000 | 52500 | 19 | 10 | 8.5 | 2 | 72 | 59 | 214251534
TRANE | 4TWL9060A1 | 4TXCD008DS3 | S8V2C100M5PDB+RP | 55000 | 52500 | 19 | 10 | 8.5 | 2 | 72 | 59 | 214251533
AMERICAN STANDARD | 4A6L9060A1 | 4TXCD008DS3 | S8V2D120M5PDB+RP | 57000 | 54500 | 19 | 10 | 8.7 | 2.1 | 72 | 58 | 214251532
TRANE | 4TWL9060A1 | 4TXCD008DS3 | S8V2D120M5PDB+RP | 57000 | 54500 | 19 | 10 | 8.7 | 2.1 | 72 | 58 | 214251531
AMERICAN STANDARD | 4A6L9060A1 | 4TXCC009DS3 | S8V2C080M5PCB+RP | 58000 | 53500 | 19 | 10 | 8.7 | 2.1 | 72 | 59 | 214251530
TRANE | 4TWL9060A1 | 4TXCC009DS3 | S8V2C080M5PCB+RP | 58000 | 53500 | 19 | 10 | 8.7 | 2.1 | 72 | 59 | 214251529
AMERICAN STANDARD | 4A6L9060A1 | 4TXCC009DS3 | S8V2C100M5PDB+RP | 58000 | 53500 | 19 | 10 | 8.7 | 2.1 | 72 | 59 | 214251528
TRANE | 4TWL9060A1 | 4TXCC009DS3 | S8V2C100M5PDB+RP | 58000 | 53500 | 19 | 10 | 8.7 | 2.1 | 72 | 59 | 214251527
AMERICAN STANDARD | 4A6L9060A1 | 4TXCC009DS3 | S8V2C100M5PCB+RP | 58000 | 53500 | 19 | 10 | 8.7 | 2.1 | 72 | 59 | 214251526
TRANE | 4TWL9060A1 | 4TXCC009DS3 | S8V2C100M5PCB+RP | 58000 | 53500 | 19 | 10 | 8.7 | 2.1 | 72 | 59 | 214251525
AMERICAN STANDARD | 4A6L9060A1 | 4TXCC009DS3 | S8V2C080M5PDB+RP | 58000 | 53500 | 19 | 10 | 8.7 | 2.1 | 72 | 59 | 214251524
TRANE | 4TWL9060A1 | 4TXCC009DS3 | S8V2C080M5PDB+RP | 58000 | 53500 | 19 | 10 | 8.7 | 2.1 | 72 | 59 | 214251523
AMERICAN STANDARD | 4A6L9060A1 | 4TXCC007DS3 | S8V2C100M5PDB+RP | 56500 | 54000 | 19 | 10 | 8.7 | 2.1 | 72 | 59 | 214251522
TRANE | 4TWL9060A1 | 4TXCC007DS3 | S8V2C100M5PDB+RP | 56500 | 54000 | 19 | 10 | 8.7 | 2.1 | 72 | 59 | 214251521
AMERICAN STANDARD | 4A6L9060A1 | 4TXCC007DS3 | S8V2C080M5PDB+RP | 56500 | 54000 | 19 | 10 | 8.7 | 2.1 | 72 | 59 | 214251520
TRANE | 4TWL9060A1 | 4TXCC007DS3 | S8V2C080M5PDB+RP | 56500 | 54000 | 19 | 10 | 8.7 | 2.1 | 72 | 59 | 214251519
AMERICAN STANDARD | 4A6L9060A1 | 4TXCC007DS3 | S8V2C080M5PCB+RP | 56500 | 54000 | 19 | 10 | 8.7 | 2.1 | 72 | 59 | 214251518
TRANE | 4TWL9060A1 | 4TXCC007DS3 | S8V2C080M5PCB+RP | 56500 | 54000 | 19 | 10 | 8.7 | 2.1 | 72 | 59 | 214251517
AMERICAN STANDARD | 4A6L9060A1 | 4TXCC007DS3 | S8V2C100M5PCB+RP | 56500 | 54000 | 19 | 10 | 8.7 | 2.1 | 72 | 59 | 214251516
TRANE | 4TWL9060A1 | 4TXCC007DS3 | S8V2C100M5PCB+RP | 56500 | 54000 | 19 | 10 | 8.7 | 2.1 | 72 | 59 | 214251515
AMERICAN STANDARD | 4A6L9060A1 | 4PX*DU60BS3 | S8V2C080M5PDB+RP | 56500 | 51500 | 19 | 10 | 8.2 | 2 | 73 | 59 | 214251514
TRANE | 4TWL9060A1 | 4PX*DU60BS3 | S8V2C080M5PDB+RP | 56500 | 51500 | 19 | 10 | 8.2 | 2 | 73 | 59 | 214251513
AMERICAN STANDARD | 4A6L9060A1 | 4PX*DU60BS3 | S8V2D120M5PDB+RP | 58500 | 53500 | 19 | 10 | 8.7 | 2.1 | 72 | 59 | 214251512
TRANE | 4TWL9060A1 | 4PX*DU60BS3 | S8V2D120M5PDB+RP | 58500 | 53500 | 19 | 10 | 8.7 | 2.1 | 72 | 59 | 214251511
AMERICAN STANDARD | 4A6L9060A1 | 4PX*DU60BS3 | S8V2D120M5PCB+RP | 58500 | 53500 | 19 | 10 | 8.7 | 2.1 | 72 | 59 | 214251510
TRANE | 4TWL9060A1 | 4PX*DU60BS3 | S8V2D120M5PCB+RP | 58500 | 53500 | 19 | 10 | 8.7 | 2.1 | 72 | 59 | 214251509
AMERICAN STANDARD | 4A6L9060A1 | 4PX*DU60BS3 | S8V2C100M5PDB+RP | 56500 | 52000 | 19 | 10 | 8.2 | 2 | 72 | 59 | 214251508
TRANE | 4TWL9060A1 | 4PX*DU60BS3 | S8V2C100M5PDB+RP | 56500 | 52000 | 19 | 10 | 8.2 | 2 | 72 | 59 | 214251507
AMERICAN STANDARD | 4A6L9060A1 | 4PX*DU60BS3 | S8V2C100M5PCB+RP | 56500 | 52000 | 19 | 10 | 8.2 | 2 | 72 | 59 | 214251506
TRANE | 4TWL9060A1 | 4PX*DU60BS3 | S8V2C100M5PCB+RP | 56500 | 52000 | 19 | 10 | 8.2 | 2 | 72 | 59 | 214251505
AMERICAN STANDARD | 4A6L9060A1 | 4PX*DU60BS3 | S8V2C080M5PCB+RP | 56500 | 51500 | 19 | 10 | 8.2 | 2 | 73 | 59 | 214251504
TRANE | 4TWL9060A1 | 4PX*DU60BS3 | S8V2C080M5PCB+RP | 56500 | 51500 | 19 | 10 | 8.2 | 2 | 73 | 59 | 214251503
AMERICAN STANDARD | 4A6L9060A1 | 4PX*DD60BS3 | S8V2C080M5PCB+RP | 55000 | 52000 | 19 | 10 | 8.2 | 2 | 72 | 58 | 214251502
TRANE | 4TWL9060A1 | 4PX*DD60BS3 | S8V2C080M5PCB+RP | 55000 | 52000 | 19 | 10 | 8.2 | 2 | 72 | 58 | 214251501
AMERICAN STANDARD | 4A6L9060A1 | 4PX*DD60BS3 | S8V2D120M5PDB+RP | 57000 | 53500 | 19 | 10 | 8.7 | 2 | 72 | 59 | 214251500
TRANE | 4TWL9060A1 | 4PX*DD60BS3 | S8V2D120M5PDB+RP | 57000 | 53500 | 19 | 10 | 8.7 | 2 | 72 | 59 | 214251499
AMERICAN STANDARD | 4A6L9060A1 | 4PX*DD60BS3 | S8V2C100M5PDB+RP | 55000 | 52000 | 19 | 10 | 8.2 | 2 | 72 | 58 | 214251498
TRANE | 4TWL9060A1 | 4PX*DD60BS3 | S8V2C100M5PDB+RP | 55000 | 52000 | 19 | 10 | 8.2 | 2 | 72 | 58 | 214251497
AMERICAN STANDARD | 4A6L9060A1 | 4PX*DD60BS3 | S8V2C100M5PCB+RP | 55000 | 52000 | 19 | 10 | 8.2 | 2 | 72 | 58 | 214251496
TRANE | 4TWL9060A1 | 4PX*DD60BS3 | S8V2C100M5PCB+RP | 55000 | 52000 | 19 | 10 | 8.2 | 2 | 72 | 58 | 214251495
AMERICAN STANDARD | 4A6L9060A1 | 4PX*DD60BS3 | S8V2D120M5PCB+RP | 57000 | 53500 | 19 | 10 | 8.7 | 2 | 72 | 59 | 214251494
TRANE | 4TWL9060A1 | 4PX*DD60BS3 | S8V2D120M5PCB+RP | 57000 | 53500 | 19 | 10 | 8.7 | 2 | 72 | 59 | 214251493
AMERICAN STANDARD | 4A6L9060A1 | 4PX*DD60BS3 | S8V2C080M5PDB+RP | 55000 | 52000 | 19 | 10 | 8.2 | 2 | 72 | 58 | 214251492
TRANE | 4TWL9060A1 | 4PX*DD60BS3 | S8V2C080M5PDB+RP | 55000 | 52000 | 19 | 10 | 8.2 | 2 | 72 | 58 | 214251491
AMERICAN STANDARD | 4A6L9060A1 | 4PX*CU60BS3 | S8V2C100M5PDB+RP | 58000 | 53500 | 19 | 10 | 8.7 | 2.1 | 72 | 59 | 214251490
TRANE | 4TWL9060A1 | 4PX*CU60BS3 | S8V2C100M5PDB+RP | 58000 | 53500 | 19 | 10 | 8.7 | 2.1 | 72 | 59 | 214251489
AMERICAN STANDARD | 4A6L9060A1 | 4PX*CU60BS3 | S8V2C080M5PDB+RP | 58000 | 53500 | 19 | 10 | 8.7 | 2.1 | 72 | 59 | 214251488
TRANE | 4TWL9060A1 | 4PX*CU60BS3 | S8V2C080M5PDB+RP | 58000 | 53500 | 19 | 10 | 8.7 | 2.1 | 72 | 59 | 214251487
AMERICAN STANDARD | 4A6L9060A1 | 4PX*CU60BS3 | S8V2C100M5PCB+RP | 58000 | 53500 | 19 | 10 | 8.7 | 2.1 | 72 | 59 | 214251486
TRANE | 4TWL9060A1 | 4PX*CU60BS3 | S8V2C100M5PCB+RP | 58000 | 53500 | 19 | 10 | 8.7 | 2.1 | 72 | 59 | 214251485
AMERICAN STANDARD | 4A6L9060A1 | 4PX*CU60BS3 | S8V2C080M5PCB+RP | 58000 | 53500 | 19 | 10 | 8.7 | 2.1 | 72 | 59 | 214251484
TRANE | 4TWL9060A1 | 4PX*CU60BS3 | S8V2C080M5PCB+RP | 58000 | 53500 | 19 | 10 | 8.7 | 2.1 | 72 | 59 | 214251483
AMERICAN STANDARD | 4A6L9060A1 | 4PX*CU48BS3 | S8V2C100M5PCB+RP | 56500 | 54000 | 19 | 10 | 8.7 | 2.1 | 72 | 59 | 214251482
TRANE | 4TWL9060A1 | 4PX*CU48BS3 | S8V2C100M5PCB+RP | 56500 | 54000 | 19 | 10 | 8.7 | 2.1 | 72 | 59 | 214251481
AMERICAN STANDARD | 4A6L9060A1 | 4PX*CU48BS3 | S8V2C100M5PDB+RP | 56500 | 54000 | 19 | 10 | 8.7 | 2.1 | 72 | 59 | 214251480
TRANE | 4TWV8X48A1 | 4TXCD008DS3 | *UD2C080ACV4 | 44500 | 42000 | 18 | 11.7 | 8.5 | 1.79 | 86 | 67 | 211598145
TRANE | 4TWV8X48A1 | 4TXCC005DS3 | *UD2C080ACV4 | 43500 | 42500 | 18 | 11.2 | 8.5 | 1.76 | 87 | 68 | 211598144
TRANE | 4TWV8X48A1 | 4PX*DU48BS3 | *UD2C080ACV4 | 44500 | 42000 | 18 | 11.7 | 8.5 | 1.79 | 86 | 67 | 211598143
TRANE | 4TWV0X48A1 | 4PX*CD60BS3+HORIZ-RT | *UD2C080ACV4 | 46500 | 42000 | 19.5 | 11.7 | 8.2 | 1.75 | 86 | 67 | 211598139
TRANE | 4TWR6024N1 | 4PX*BU48BS3 | *UHMB060CCV3 | 25600 | 24400 | 16 | 12 | 8.1 | 2.1 | 63 | 46 | 213908878
AMERICAN STANDARD | 4A6H6024N1 | 4PX*BU48BS3 | *UHMB080CCV3 | 25600 | 24400 | 16 | 12 | 8.1 | 2.1 | 62 | 46 | 213908877
TRANE | 4TWR6024N1 | 4PX*BU48BS3 | *UHMB080CCV3 | 25600 | 24400 | 16 | 12 | 8.1 | 2.1 | 62 | 46 | 213908876
AMERICAN STANDARD | 4A6V7X36A1 | 4PX*BU42BS3 | S9V2B040U3VSB+LRP | 35200 | 33000 | 17.1 | 12 | 8.5 | 1.8 | 81 | 64 | 213826496
TRANE | 4TWV7X36A1 | 4PX*BU42BS3 | S9V2B040U3VSB+LRP | 35200 | 33000 | 17.1 | 12 | 8.5 | 1.8 | 81 | 64 | 213826495
AMERICAN STANDARD | 4A6V7X36A1 | 4PX*BU42BS3 | S9V2B040U3VSA+LRP | 35200 | 33000 | 17.1 | 12 | 8.5 | 1.8 | 81 | 64 | 213826494
TRANE | 4TWV7X36A1 | 4PX*BU42BS3 | S9V2B040U3VSA+LRP | 35200 | 33000 | 17.1 | 12 | 8.5 | 1.8 | 81 | 64 | 213826493
AMERICAN STANDARD | 4A6V7X36A1 | 4PX*BU42BS3 | S9V2B040U3PSC+LRP | 35200 | 33000 | 17.1 | 12 | 8.5 | 1.8 | 81 | 64 | 213826492
TRANE | 4TWV7X36A1 | 4PX*BU42BS3 | S9V2B040U3PSC+LRP | 35200 | 33000 | 17.1 | 12 | 8.5 | 1.8 | 81 | 64 | 213826491
AMERICAN STANDARD | 4A6V7X36A1 | 4PX*BU42BS3 | S9V2B040U3PSB+LRP | 35200 | 33000 | 17.1 | 12 | 8.5 | 1.8 | 81 | 64 | 213826490
TRANE | 4TWV7X36A1 | 4PX*BU42BS3 | S9V2B040U3PSB+LRP | 35200 | 33000 | 17.1 | 12 | 8.5 | 1.8 | 81 | 64 | 213826489
AMERICAN STANDARD | 4A6V7X36A1 | 4PX*BU42BS3 | S9V2B080U4VSB+LRP | 35000 | 32800 | 17.1 | 12 | 8.2 | 1.8 | 81 | 63 | 213826488
TRANE | 4TWV7X36A1 | 4PX*BU42BS3 | S9V2B080U4VSB+LRP | 35000 | 32800 | 17.1 | 12 | 8.2 | 1.8 | 81 | 63 | 213826487
AMERICAN STANDARD | 4A6V7X36A1 | 4PX*BU42BS3 | S9V2B080U4VSA+LRP | 35000 | 32800 | 17.1 | 12 | 8.2 | 1.8 | 81 | 63 | 213826486
TRANE | 4TWV7X36A1 | 4PX*BU42BS3 | S9V2B080U4VSA+LRP | 35000 | 32800 | 17.1 | 12 | 8.2 | 1.8 | 81 | 63 | 213826485
AMERICAN STANDARD | 4A6V7X36A1 | 4PX*BU42BS3 | S9V2B060U3VSB+LRP | 35200 | 33000 | 17.1 | 12 | 8.2 | 1.8 | 81 | 62 | 213826484
TRANE | 4TWV7X36A1 | 4PX*BU42BS3 | S9V2B060U3VSB+LRP | 35200 | 33000 | 17.1 | 12 | 8.2 | 1.8 | 81 | 62 | 213826483
AMERICAN STANDARD | 4A6V7X36A1 | 4PX*BU42BS3 | S9V2B060U4PSB+LRP | 35200 | 33000 | 17.1 | 12 | 8.2 | 1.8 | 81 | 62 | 213826482
TRANE | 4TWV7X36A1 | 4PX*BU42BS3 | S9V2B060U4PSB+LRP | 35200 | 33000 | 17.1 | 12 | 8.2 | 1.8 | 81 | 62 | 213826481
AMERICAN STANDARD | 4A6V7X36A1 | 4PX*BU42BS3 | S9V2B060U4PSC+LRP | 35200 | 33000 | 17.1 | 12 | 8.2 | 1.8 | 81 | 62 | 213826480
TRANE | 4TWV7X36A1 | 4PX*BU42BS3 | S9V2B060U4PSC+LRP | 35200 | 33000 | 17.1 | 12 | 8.2 | 1.8 | 81 | 62 | 213826479
AMERICAN STANDARD | 4A6V7X36A1 | 4PX*BU42BS3 | S9V2B080U4PSB+LRP | 35000 | 32800 | 17.1 | 12 | 8.2 | 1.8 | 81 | 63 | 213826478
TRANE | 4TWV7X36A1 | 4PX*BU42BS3 | S9V2B080U4PSB+LRP | 35000 | 32800 | 17.1 | 12 | 8.2 | 1.8 | 81 | 63 | 213826477
AMERICAN STANDARD | 4A6V7X36A1 | 4PX*BU42BS3 | S9V2B080U4PSC+LRP | 35000 | 32800 | 17.1 | 12 | 8.2 | 1.8 | 81 | 63 | 213826476
TRANE | 4TWV7X36A1 | 4PX*BU42BS3 | S9V2B080U4PSC+LRP | 35000 | 32800 | 17.1 | 12 | 8.2 | 1.8 | 81 | 63 | 213826475
AMERICAN STANDARD | 4A6V7X36A1 | 4PX*BU42BS3 | *UHMB060ACV3+LRP | 35200 | 32800 | 17.1 | 12 | 8.5 | 1.8 | 80 | 63 | 213826474
TRANE | 4TWV7X36A1 | 4PX*BU42BS3 | *UHMB060ACV3+LRP | 35200 | 32800 | 17.1 | 12 | 8.5 | 1.8 | 80 | 63 | 213826473
AMERICAN STANDARD | 4A6V7X36A1 | 4PX*BU42BS3 | *UHMB060CCV3+LRP | 35200 | 32800 | 17.1 | 12 | 8.5 | 1.8 | 80 | 63 | 213826472
TRANE | 4TWV7X36A1 | 4PX*BU42BS3 | *UHMB060CCV3+LRP | 35200 | 32800 | 17.1 | 12 | 8.5 | 1.8 | 80 | 63 | 213826471
AMERICAN STANDARD | 4A6V7X36A1 | 4PX*BU42BS3 | *UHMB080ACV3+LRP | 35200 | 32800 | 17.1 | 12 | 8.5 | 1.8 | 80 | 62 | 213826470
TRANE | 4TWV7X36A1 | 4PX*BU42BS3 | *UHMB080ACV3+LRP | 35200 | 32800 | 17.1 | 12 | 8.5 | 1.8 | 80 | 62 | 213826469
AMERICAN STANDARD | 4A6V7X36A1 | 4PX*BU42BS3 | *UHMB080CCV3+LRP | 35200 | 32800 | 17.1 | 12 | 8.5 | 1.8 | 80 | 62 | 213826468
TRANE | 4TWV7X36A1 | 4PX*BU42BS3 | *UHMB080CCV3+LRP | 35200 | 32800 | 17.1 | 12 | 8.5 | 1.8 | 80 | 62 | 213826467
AMERICAN STANDARD | 4A6V7X36A1 | 4PX*BU42BS3 | S9V2B060U3VSA+LRP | 35200 | 33000 | 17.1 | 12 | 8.2 | 1.8 | 81 | 62 | 213826464
TRANE | 4TWV7X36A1 | 4PX*BU42BS3 | S9V2B060U3VSA+LRP | 35200 | 33000 | 17.1 | 12 | 8.2 | 1.8 | 81 | 62 | 213826463
AMERICAN STANDARD | 4A6V7X36A1 | 4PX*BU42BS3 | L8V1B080U4VSB+LRP | 35000 | 33000 | 17.1 | 12 | 8.2 | 1.8 | 81 | 63 | 213826462
TRANE | 4TWV7X36A1 | 4PX*BU42BS3 | L8V1B080U4VSB+LRP | 35000 | 33000 | 17.1 | 12 | 8.2 | 1.8 | 81 | 63 | 213826461
AMERICAN STANDARD | 4A6V7X36A1 | 4PX*BU36BS3 | *UHMB080CCV3+LRP | 34000 | 31800 | 17.1 | 11.7 | 8.2 | 1.8 | 82 | 64 | 213826460
TRANE | 4TWV7X36A1 | 4PX*BU36BS3 | *UHMB080CCV3+LRP | 34000 | 31800 | 17.1 | 11.7 | 8.2 | 1.8 | 82 | 64 | 213826459
AMERICAN STANDARD | 4A6V7X36A1 | 4PX*BU36BS3 | *UHMB080ACV3+LRP | 34000 | 31800 | 17.1 | 11.7 | 8.2 | 1.8 | 82 | 64 | 213826458
TRANE | 4TWV7X36A1 | 4PX*BU36BS3 | *UHMB080ACV3+LRP | 34000 | 31800 | 17.1 | 11.7 | 8.2 | 1.8 | 82 | 64 | 213826457
AMERICAN STANDARD | 4A6V7X36A1 | 4PX*BU36BS3 | *UHMB060CCV3+LRP | 34000 | 31800 | 17.1 | 11.7 | 8.2 | 1.8 | 82 | 64 | 213826456
TRANE | 4TWV7X36A1 | 4PX*BU36BS3 | *UHMB060CCV3+LRP | 34000 | 31800 | 17.1 | 11.7 | 8.2 | 1.8 | 82 | 64 | 213826455
AMERICAN STANDARD | 4A6V7X36A1 | 4PX*BU36BS3 | *UHMB060ACV3+LRP | 34000 | 31800 | 17.1 | 11.7 | 8.2 | 1.8 | 82 | 64 | 213826454
TRANE | 4TWV7X36A1 | 4PX*BU36BS3 | *UHMB060ACV3+LRP | 34000 | 31800 | 17.1 | 11.7 | 8.2 | 1.8 | 82 | 64 | 213826453
TRANE | 4TWL9060A1 | 4TXCD010DS3 | S8V2C100M5PCB+RP | 56500 | 52000 | 19 | 10 | 8.2 | 2 | 72 | 58 | 214251551
AMERICAN STANDARD | 4A6L9060A1 | 4TXCD010DS3 | S8V2D120M5PCB+RP | 58500 | 53500 | 19 | 10 | 8.7 | 2.1 | 72 | 59 | 214251550
TRANE | 4TWL9060A1 | 4TXCD010DS3 | S8V2D120M5PCB+RP | 58500 | 53500 | 19 | 10 | 8.7 | 2.1 | 72 | 59 | 214251549
AMERICAN STANDARD | 4A6L9060A1 | 4TXCD010DS3 | S8V2C080M5PDB+RP | 56500 | 51500 | 19 | 10 | 8.2 | 2 | 73 | 59 | 214251548
TRANE | 4TWL9060A1 | 4TXCD010DS3 | S8V2C080M5PDB+RP | 56500 | 51500 | 19 | 10 | 8.2 | 2 | 73 | 59 | 214251547
TRANE | 4TWL9060A1 | 4TXCD008DS3 | S8V2D120M5PCB+RP | 57000 | 54500 | 19 | 10 | 8.7 | 2.1 | 72 | 58 | 214251539
AMERICAN STANDARD | 4A6L9060A1 | 4TXCD008DS3 | S8V2D120M5PCB+RP | 57000 | 54500 | 19 | 10 | 8.7 | 2.1 | 72 | 58 | 214251540
TRANE | 4TWL9060A1 | 4TXCD010DS3 | S8V2D120M5PDB+RP | 58500 | 53500 | 19 | 10 | 8.7 | 2.1 | 72 | 59 | 214251545
AMERICAN STANDARD | 4A6L9060A1 | 4TXCD010DS3 | S8V2C100M5PDB+RP | 56500 | 52000 | 19 | 10 | 8.2 | 2 | 72 | 58 | 214251544
TRANE | 4TWV7X48A1 | 4PX*DU60BS3+P0V0D000M50SD+LRP |  | 47000 | 44000 | 17.1 | 12 | 8.5 | 1.8 | 83 | 64 | 213827177
AMERICAN STANDARD | 4A6V7X48A1 | 4PX*DU60BS3+P0V0D000M50SD+LRP |  | 47000 | 44000 | 17.1 | 12 | 8.5 | 1.8 | 83 | 64 | 213827178
TRANE | 4TWV7X48A1 | 4PX*DU60BS3+P0V0C000M50SD+LRP |  | 45500 | 43000 | 17.1 | 12 | 8.5 | 1.8 | 82 | 63 | 213827179
AMERICAN STANDARD | 4A6V7X48A1 | 4PX*DU60BS3+P0V0C000M50SD+LRP |  | 45500 | 43000 | 17.1 | 12 | 8.5 | 1.8 | 82 | 63 | 213827180
TRANE | 4TWV7X48A1 | 4TXCB006DS3 | S9V2B060U4PSB+LRP | 45500 | 45000 | 17.1 | 11.2 | 8.5 | 1.8 | 84 | 65 | 213827181
AMERICAN STANDARD | 4A6V7X48A1 | 4TXCB006DS3 | S9V2B060U4PSB+LRP | 45500 | 45000 | 17.1 | 11.2 | 8.5 | 1.8 | 84 | 65 | 213827182
TRANE | 4TWV7X48A1 | 4TXCB006DS3+P0V0B000M40SD+LRP |  | 46000 | 45000 | 17.1 | 11.5 | 8.5 | 1.8 | 83 | 64 | 213827183
AMERICAN STANDARD | 4A6V7X48A1 | 4TXCB006DS3+P0V0B000M40SD+LRP |  | 46000 | 45000 | 17.1 | 11.5 | 8.5 | 1.8 | 83 | 64 | 213827184
TRANE | 4TWV7X48A1 | 4TXCB006DS3 | S9V2B080U4VSA+LRP | 45500 | 45000 | 17.1 | 11.2 | 8.5 | 1.8 | 84 | 65 | 213827185
AMERICAN STANDARD | 4A6V7X48A1 | 4TXCB006DS3 | S9V2B080U4VSA+LRP | 45500 | 45000 | 17.1 | 11.2 | 8.5 | 1.8 | 84 | 65 | 213827186
TRANE | 4TWV7X48A1 | 4TXCB006DS3 | S9V2B080U4PSC+LRP | 45500 | 45000 | 17.1 | 11.2 | 8.5 | 1.8 | 84 | 65 | 213827187
AMERICAN STANDARD | 4A6V7X48A1 | 4TXCB006DS3 | S9V2B080U4PSC+LRP | 45500 | 45000 | 17.1 | 11.2 | 8.5 | 1.8 | 84 | 65 | 213827188
TRANE | 4TWV7X48A1 | 4TXCB006DS3 | S9V2B080U4PSB+LRP | 45500 | 45000 | 17.1 | 11.2 | 8.5 | 1.8 | 84 | 65 | 213827189
AMERICAN STANDARD | 4A6V7X48A1 | 4TXCB006DS3 | S9V2B080U4PSB+LRP | 45500 | 45000 | 17.1 | 11.2 | 8.5 | 1.8 | 84 | 65 | 213827190
TRANE | 4TWV7X48A1 | 4TXCB006DS3 | S9V2B060U4PSC+LRP | 45500 | 45000 | 17.1 | 11.2 | 8.5 | 1.8 | 84 | 65 | 213827191
AMERICAN STANDARD | 4A6V7X48A1 | 4TXCB006DS3 | S9V2B060U4PSC+LRP | 45500 | 45000 | 17.1 | 11.2 | 8.5 | 1.8 | 84 | 65 | 213827192
TRANE | 4TWV7X48A1 | 4TXCB006DS3 | S9V2B080U4VSB+LRP | 45500 | 45000 | 17.1 | 11.2 | 8.5 | 1.8 | 84 | 65 | 213827193
AMERICAN STANDARD | 4A6V7X48A1 | 4TXCB006DS3 | S9V2B080U4VSB+LRP | 45500 | 45000 | 17.1 | 11.2 | 8.5 | 1.8 | 84 | 65 | 213827194
TRANE | 4TWV7X48A1 | 4TXCB006DS3 | L8V1B080U4VSB+LRP | 45500 | 45500 | 17.1 | 11.2 | 8.5 | 1.8 | 82 | 64 | 213827195
AMERICAN STANDARD | 4A6V7X48A1 | 4TXCB006DS3 | L8V1B080U4VSB+LRP | 45500 | 45500 | 17.1 | 11.2 | 8.5 | 1.8 | 82 | 64 | 213827196
TRANE | 4TWV7X48A1 | 4TXCC005DS3+P0V0C000M50SD+LRP |  | 44000 | 43500 | 17.1 | 11.5 | 8.5 | 1.8 | 85 | 66 | 213827213
AMERICAN STANDARD | 4A6V7X48A1 | 4TXCC005DS3+P0V0C000M50SD+LRP |  | 44000 | 43500 | 17.1 | 11.5 | 8.5 | 1.8 | 85 | 66 | 213827214
TRANE | 4TWV7X48A1 | 4TXCC007DS3 | S9V2C080U5PSC+LRP | 46000 | 45000 | 17.1 | 11.5 | 8.5 | 1.8 | 83 | 64 | 213827217
AMERICAN STANDARD | 4A6V7X48A1 | 4TXCC007DS3 | S9V2C080U5PSC+LRP | 46000 | 45000 | 17.1 | 11.5 | 8.5 | 1.8 | 83 | 64 | 213827218
TRANE | 4TWV7X48A1 | 4TXCC007DS3 | S9V2C080U5PSB+LRP | 46000 | 45000 | 17.1 | 11.5 | 8.5 | 1.8 | 83 | 64 | 213827219
AMERICAN STANDARD | 4A6V7X48A1 | 4TXCC007DS3 | S9V2C080U5PSB+LRP | 46000 | 45000 | 17.1 | 11.5 | 8.5 | 1.8 | 83 | 64 | 213827220
TRANE | 4TWV7X48A1 | 4TXCC007DS3+P0V0C000M50SD+LRP |  | 46000 | 45000 | 17.1 | 12 | 8.5 | 1.8 | 83 | 64 | 213827221
AMERICAN STANDARD | 4A6V7X48A1 | 4TXCC007DS3+P0V0C000M50SD+LRP |  | 46000 | 45000 | 17.1 | 12 | 8.5 | 1.8 | 83 | 64 | 213827222
TRANE | 4TWV7X48A1 | 4TXCC007DS3 | S9V2C100U5PSC+LRP | 46000 | 45000 | 17.1 | 11.7 | 8.5 | 1.8 | 83 | 64 | 213827223
AMERICAN STANDARD | 4A6V7X48A1 | 4TXCC007DS3 | S9V2C100U5PSC+LRP | 46000 | 45000 | 17.1 | 11.7 | 8.5 | 1.8 | 83 | 64 | 213827224
TRANE | 4TWV7X48A1 | 4TXCC007DS3 | S9V2C100U5PSB+LRP | 46000 | 45000 | 17.1 | 11.5 | 8.5 | 1.8 | 83 | 64 | 213827225
AMERICAN STANDARD | 4A6V7X48A1 | 4TXCC007DS3 | S9V2C100U5PSB+LRP | 46000 | 45000 | 17.1 | 11.5 | 8.5 | 1.8 | 83 | 64 | 213827226
TRANE | 4TWV7X48A1 | 4TXCC007DS3 | S9V2C100U4VSA+LRP | 45500 | 45000 | 17.1 | 11.5 | 8.5 | 1.8 | 83 | 64 | 213827227
AMERICAN STANDARD | 4A6V7X48A1 | 4TXCC007DS3 | S9V2C100U4VSA+LRP | 45500 | 45000 | 17.1 | 11.5 | 8.5 | 1.8 | 83 | 64 | 213827228
TRANE | 4TWV7X48A1 | 4TXCC007DS3 | S9V2C100U4VSB+LRP | 45500 | 45000 | 17.1 | 11.5 | 8.5 | 1.8 | 83 | 64 | 213827229
AMERICAN STANDARD | 4A6V7X48A1 | 4TXCC007DS3 | S9V2C100U4VSB+LRP | 45500 | 45000 | 17.1 | 11.5 | 8.5 | 1.8 | 83 | 64 | 213827230
TRANE | 4TWV7X48A1 | 4TXCC009DS3+P0V0C000M50SD+LRP |  | 47000 | 44000 | 17.1 | 12 | 8.5 | 1.8 | 83 | 64 | 213827231
AMERICAN STANDARD | 4A6V7X48A1 | 4TXCC009DS3+P0V0C000M50SD+LRP |  | 47000 | 44000 | 17.1 | 12 | 8.5 | 1.8 | 83 | 64 | 213827232
TRANE | 4TWV7X48A1 | 4TXCD008DS3+P0V0D000M50SD+LRP |  | 46000 | 44500 | 17.1 | 12 | 8.5 | 1.8 | 83 | 64 | 213827241
AMERICAN STANDARD | 4A6V7X48A1 | 4TXCD008DS3+P0V0D000M50SD+LRP |  | 46000 | 44500 | 17.1 | 12 | 8.5 | 1.8 | 83 | 64 | 213827242
TRANE | 4TWV7X48A1 | 4TXCD008DS3+P0V0C000M50SD+LRP |  | 45000 | 43500 | 17.1 | 12 | 8.5 | 1.8 | 83 | 63 | 213827243
AMERICAN STANDARD | 4A6V7X48A1 | 4TXCD008DS3+P0V0C000M50SD+LRP |  | 45000 | 43500 | 17.1 | 12 | 8.5 | 1.8 | 83 | 63 | 213827244
TRANE | 4TWV7X48A1 | 4TXCD010DS3+P0V0D000M50SD+LRP |  | 47000 | 44000 | 17.1 | 12 | 8.5 | 1.8 | 83 | 64 | 213827245
AMERICAN STANDARD | 4A6V7X48A1 | 4TXCD010DS3+P0V0D000M50SD+LRP |  | 47000 | 44000 | 17.1 | 12 | 8.5 | 1.8 | 83 | 64 | 213827246
TRANE | 4TWV7X48A1 | 4TXCD010DS3+P0V0C000M50SD+LRP |  | 45500 | 43000 | 17.1 | 12 | 8.5 | 1.8 | 82 | 63 | 213827247
AMERICAN STANDARD | 4A6V7X48A1 | 4TXCD010DS3+P0V0C000M50SD+LRP |  | 45500 | 43000 | 17.1 | 12 | 8.5 | 1.8 | 82 | 63 | 213827248
TRANE | 4TWV0X48A1 | 4PX*DU60BS3 | S8V2D120M5PCB | 47000 | 42000 | 19.5 | 11.7 | 8.5 | 1.8 | 87 | 67 | 214253133
AMERICAN STANDARD | 4A6V0X48A1 | 4PX*DU60BS3 | S8V2D120M5PCB | 47000 | 42000 | 19.5 | 11.7 | 8.5 | 1.8 | 87 | 67 | 214253134
TRANE | 4TWV0X48A1 | 4PX*DU60BS3 | S8V2D120M5PDB | 47000 | 42000 | 19.5 | 11.7 | 8.5 | 1.8 | 87 | 67 | 214253135
AMERICAN STANDARD | 4A6V0X48A1 | 4PX*DU60BS3 | S8V2D120M5PDB | 47000 | 42000 | 19.5 | 11.7 | 8.5 | 1.8 | 87 | 67 | 214253136
TRANE | 4TWV0X48A1 | 4TXCC009DS3 | S8V2C080M5PCB | 46000 | 42000 | 19 | 11.7 | 8.5 | 1.8 | 86 | 66 | 214253167
AMERICAN STANDARD | 4A6V0X48A1 | 4TXCC009DS3 | S8V2C080M5PCB | 46000 | 42000 | 19 | 11.7 | 8.5 | 1.8 | 86 | 66 | 214253168
TRANE | 4TWV0X48A1 | 4TXCC009DS3 | S8V2C080M5PDB | 46000 | 42000 | 19 | 11.7 | 8.5 | 1.8 | 86 | 66 | 214253169
AMERICAN STANDARD | 4A6V0X48A1 | 4TXCC009DS3 | S8V2C080M5PDB | 46000 | 42000 | 19 | 11.7 | 8.5 | 1.8 | 86 | 66 | 214253170
TRANE | 4TWV0X48A1 | 4TXCC009DS3 | S8V2C100M5PCB | 46500 | 42000 | 19.5 | 11.5 | 8.5 | 1.8 | 87 | 67 | 214253171
AMERICAN STANDARD | 4A6V0X48A1 | 4TXCC009DS3 | S8V2C100M5PCB | 46500 | 42000 | 19.5 | 11.5 | 8.5 | 1.8 | 87 | 67 | 214253172
TRANE | 4TWV0X48A1 | 4TXCC009DS3 | S8V2C100M5PDB | 46500 | 42000 | 19.5 | 11.5 | 8.5 | 1.8 | 87 | 67 | 214253173
AMERICAN STANDARD | 4A6V0X48A1 | 4TXCC009DS3 | S8V2C100M5PDB | 46500 | 42000 | 19.5 | 11.5 | 8.5 | 1.8 | 87 | 67 | 214253174
TRANE | 4TWV0X48A1 | 4TXCD010DS3 | S8V2D120M5PCB | 47000 | 42000 | 19.5 | 11.7 | 8.5 | 1.8 | 87 | 67 | 214253193
AMERICAN STANDARD | 4A6V0X48A1 | 4TXCD010DS3 | S8V2D120M5PCB | 47000 | 42000 | 19.5 | 11.7 | 8.5 | 1.8 | 87 | 67 | 214253194
TRANE | 4TWV0X48A1 | 4TXCD010DS3 | S8V2D120M5PDB | 47000 | 42000 | 19.5 | 11.7 | 8.5 | 1.8 | 87 | 67 | 214253197
AMERICAN STANDARD | 4A6V0X48A1 | 4TXCD010DS3 | S8V2D120M5PDB | 47000 | 42000 | 19.5 | 11.7 | 8.5 | 1.8 | 87 | 67 | 214253198
AMERICAN STANDARD | 4A6L9036A1 | 4TXCC005DS3 | S8V2C080M5PCB+RP | 35600 | 34000 | 16.5 | 11.2 | 8.5 | 2.2 | 69 | 54 | 214251336
TRANE | 4TWL9036A1 | 4TXCC005DS3 | S8V2C100M5PDB+RP | 35800 | 34200 | 16.5 | 11.2 | 8.5 | 2.1 | 70 | 54 | 214251337
AMERICAN STANDARD | 4A6L9036A1 | 4TXCC005DS3 | S8V2C100M5PDB+RP | 35800 | 34200 | 16.5 | 11.2 | 8.5 | 2.1 | 70 | 54 | 214251338
TRANE | 4TWL9036A1 | 4TXCC005DS3 | S8V2C080M5PDB+RP | 35600 | 34000 | 16.5 | 11.2 | 8.5 | 2.2 | 69 | 54 | 214251339
AMERICAN STANDARD | 4A6L9036A1 | 4TXCC005DS3 | S8V2C080M5PDB+RP | 35600 | 34000 | 16.5 | 11.2 | 8.5 | 2.2 | 69 | 54 | 214251340
TRANE | 4TWL9036A1 | 4TXCC005DS3 | S8V2C100M5PCB+RP | 35800 | 34200 | 16.5 | 11.2 | 8.5 | 2.1 | 70 | 54 | 214251341
AMERICAN STANDARD | 4A6L9036A1 | 4TXCC005DS3 | S8V2C100M5PCB+RP | 35800 | 34200 | 16.5 | 11.2 | 8.5 | 2.1 | 70 | 54 | 214251342
TRANE | 4TWL9036A1 | 4TXCC007DS3 | S8V2C080M5PDB+RP | 37000 | 33600 | 17.5 | 11.7 | 8.7 | 2.3 | 70 | 55 | 214251343
AMERICAN STANDARD | 4A6L9036A1 | 4TXCC007DS3 | S8V2C080M5PDB+RP | 37000 | 33600 | 17.5 | 11.7 | 8.7 | 2.3 | 70 | 55 | 214251344
TRANE | 4TWL9036A1 | 4TXCC007DS3 | S8V2C080M5PCB+RP | 37000 | 33600 | 17.5 | 11.7 | 8.7 | 2.3 | 70 | 55 | 214251345
AMERICAN STANDARD | 4A6L9036A1 | 4TXCC007DS3 | S8V2C080M5PCB+RP | 37000 | 33600 | 17.5 | 11.7 | 8.7 | 2.3 | 70 | 55 | 214251346
TRANE | 4TWL9036A1 | 4TXCC007DS3 | S8V2C100M5PCB+RP | 37200 | 33600 | 17.5 | 11.7 | 8.7 | 2.3 | 70 | 55 | 214251347
AMERICAN STANDARD | 4A6L9036A1 | 4TXCC007DS3 | S8V2C100M5PCB+RP | 37200 | 33600 | 17.5 | 11.7 | 8.7 | 2.3 | 70 | 55 | 214251348
TRANE | 4TWL9036A1 | 4TXCC007DS3 | S8V2C100M5PDB+RP | 37200 | 33600 | 17.5 | 11.7 | 8.7 | 2.3 | 70 | 55 | 214251349
AMERICAN STANDARD | 4A6L9036A1 | 4TXCC007DS3 | S8V2C100M5PDB+RP | 37200 | 33600 | 17.5 | 11.7 | 8.7 | 2.3 | 70 | 55 | 214251350
TRANE | 4TWL9036A1 | 4TXCC009DS3 | S8V2C080M5PCB+RP | 37400 | 33200 | 17.5 | 11.7 | 8.7 | 2.3 | 70 | 55 | 214251351
AMERICAN STANDARD | 4A6L9036A1 | 4TXCC009DS3 | S8V2C080M5PCB+RP | 37400 | 33200 | 17.5 | 11.7 | 8.7 | 2.3 | 70 | 55 | 214251352
TRANE | 4TWL9036A1 | 4TXCC009DS3 | S8V2C100M5PDB+RP | 37600 | 33200 | 17.5 | 11.7 | 8.7 | 2.3 | 70 | 55 | 214251353
AMERICAN STANDARD | 4A6L9036A1 | 4TXCC009DS3 | S8V2C100M5PDB+RP | 37600 | 33200 | 17.5 | 11.7 | 8.7 | 2.3 | 70 | 55 | 214251354
TRANE | 4TWL9036A1 | 4TXCC009DS3 | S8V2C080M5PDB+RP | 37400 | 33200 | 17.5 | 11.7 | 8.7 | 2.3 | 70 | 55 | 214251355
AMERICAN STANDARD | 4A6L9036A1 | 4TXCC009DS3 | S8V2C080M5PDB+RP | 37400 | 33200 | 17.5 | 11.7 | 8.7 | 2.3 | 70 | 55 | 214251356
TRANE | 4TWL9036A1 | 4TXCC009DS3 | S8V2C100M5PCB+RP | 37600 | 33200 | 17.5 | 11.7 | 8.7 | 2.3 | 70 | 55 | 214251357
AMERICAN STANDARD | 4A6L9036A1 | 4TXCC009DS3 | S8V2C100M5PCB+RP | 37600 | 33200 | 17.5 | 11.7 | 8.7 | 2.3 | 70 | 55 | 214251358
TRANE | 4TWL9036A1 | 4TXCD008DS3 | S8V2D120M5PCB+RP | 37400 | 33600 | 17.5 | 11.7 | 8.7 | 2.3 | 70 | 55 | 214251359
AMERICAN STANDARD | 4A6L9036A1 | 4TXCD008DS3 | S8V2D120M5PCB+RP | 37400 | 33600 | 17.5 | 11.7 | 8.7 | 2.3 | 70 | 55 | 214251360
TRANE | 4TWL9036A1 | 4TXCD008DS3 | S8V2D120M5PDB+RP | 37400 | 33600 | 17.5 | 11.7 | 8.7 | 2.3 | 70 | 55 | 214251361
AMERICAN STANDARD | 4A6L9036A1 | 4TXCD008DS3 | S8V2D120M5PDB+RP | 37400 | 33600 | 17.5 | 11.7 | 8.7 | 2.3 | 70 | 55 | 214251362
TRANE | 4TWL9036A1 | 4TXCD010DS3 | S8V2D120M5PDB+RP | 38000 | 33200 | 18 | 12 | 8.7 | 2.3 | 70 | 55 | 214251363
AMERICAN STANDARD | 4A6L9036A1 | 4TXCD010DS3 | S8V2D120M5PDB+RP | 38000 | 33200 | 18 | 12 | 8.7 | 2.3 | 70 | 55 | 214251364
TRANE | 4TWL9036A1 | 4TXCD010DS3 | S8V2D120M5PCB+RP | 38000 | 33200 | 18 | 12 | 8.7 | 2.3 | 70 | 55 | 214251365
AMERICAN STANDARD | 4A6L9036A1 | 4TXCD010DS3 | S8V2D120M5PCB+RP | 38000 | 33200 | 18 | 12 | 8.7 | 2.3 | 70 | 55 | 214251366
TRANE | 4TWL9048A1 | 4PX*BU48BS3 | S8V2B060M4PCB+RP | 47000 | 44500 | 19 | 11.2 | 8.7 | 2.2 | 73 | 58 | 214251367
AMERICAN STANDARD | 4A6L9048A1 | 4PX*BU48BS3 | S8V2B060M4PCB+RP | 47000 | 44500 | 19 | 11.2 | 8.7 | 2.2 | 73 | 58 | 214251368
TRANE | 4TWL9048A1 | 4PX*BU48BS3 | S8V2B080M4PDB+RP | 47000 | 44500 | 19 | 11.2 | 8.7 | 2.2 | 73 | 59 | 214251369
AMERICAN STANDARD | 4A6L9048A1 | 4PX*BU48BS3 | S8V2B080M4PDB+RP | 47000 | 44500 | 19 | 11.2 | 8.7 | 2.2 | 73 | 59 | 214251370
TRANE | 4TWL9048A1 | 4PX*BU48BS3 | S8V2B060M4PDB+RP | 47000 | 44500 | 19 | 11.2 | 8.7 | 2.2 | 73 | 58 | 214251371
AMERICAN STANDARD | 4A6L9048A1 | 4PX*BU48BS3 | S8V2B060M4PDB+RP | 47000 | 44500 | 19 | 11.2 | 8.7 | 2.2 | 73 | 58 | 214251372
TRANE | 4TWL9048A1 | 4PX*BU48BS3 | S8V2B080M4PCB+RP | 47000 | 44500 | 19 | 11.2 | 8.7 | 2.2 | 73 | 59 | 214251373
AMERICAN STANDARD | 4A6L9048A1 | 4PX*BU48BS3 | S8V2B080M4PCB+RP | 47000 | 44500 | 19 | 11.2 | 8.7 | 2.2 | 73 | 59 | 214251374
TRANE | 4TWL9048A1 | 4PX*CD60BS3 | S8V2C080M5PDB+RP | 48500 | 43500 | 19 | 11.7 | 8.7 | 2.2 | 73 | 58 | 214251375
AMERICAN STANDARD | 4A6L9048A1 | 4PX*CD60BS3 | S8V2C080M5PDB+RP | 48500 | 43500 | 19 | 11.7 | 8.7 | 2.2 | 73 | 58 | 214251376
TRANE | 4TWL9048A1 | 4PX*CD60BS3 | S8V2C100M5PCB+RP | 48500 | 43500 | 19 | 11.5 | 8.7 | 2.2 | 73 | 59 | 214251377
TRANE | 4TWL6030A1 | 4PX*CU42BS3 | *UHMC100ACV4 | 30400 | 28000 | 15.2 | 12 | 8.1 | 2 | 65 | 50 | 203450948
AMERICAN STANDARD | 4A6L6036A1 | 4PX*DD60BS3 | *DD2D120A9V5 | 37000 | 33000 | 15.2 | 12 | 8.1 | 2.1 | 64 | 50 | 202492205
TRANE | 4TWL6036A1 | 4PX*DD60BS3 | *DD2D120A9V5 | 37000 | 33000 | 15.2 | 12 | 8.1 | 2.1 | 65 | 50 | 202492089
AMERICAN STANDARD | 4A6L5024N1 | 4PX*BD36BS3 | S9V2B060D3VSB | 25600 | 25600 | 15.2 | 12 | 8.1 | 2.1 | 73 | 57 | 213909033
TRANE | 4TWL5024N1 | 4PX*BD36BS3 | S9V2B060D3VSB | 25600 | 25600 | 15.2 | 12 | 8.1 | 2.1 | 73 | 57 | 213909031
AMERICAN STANDARD | 4A6V7X36A1 | 4PX*CU36BS3 | *UHMC100CCV4+LRP | 34200 | 31600 | 17.1 | 12 | 8.2 | 1.8 | 82 | 64 | 213826522
TRANE | 4TWV7X36A1 | 4PX*CU36BS3 | *UHMC100CCV4+LRP | 34200 | 31600 | 17.1 | 12 | 8.2 | 1.8 | 82 | 64 | 213826521
AMERICAN STANDARD | 4A6V7X36A1 | 4PX*CU36BS3 | S9V2C080U5PSB+LRP | 34200 | 31800 | 17.1 | 11.7 | 8.2 | 1.8 | 81 | 64 | 213826520
TRANE | 4TWV7X36A1 | 4PX*CU36BS3 | S9V2C080U5PSB+LRP | 34200 | 31800 | 17.1 | 11.7 | 8.2 | 1.8 | 81 | 64 | 213826519
AMERICAN STANDARD | 4A6V7X36A1 | 4PX*CU36BS3 | S9V2C080U5PSC+LRP | 34200 | 31800 | 17.1 | 11.7 | 8.2 | 1.8 | 82 | 64 | 213826518
TRANE | 4TWV7X36A1 | 4PX*CU36BS3 | S9V2C080U5PSC+LRP | 34200 | 31800 | 17.1 | 11.7 | 8.2 | 1.8 | 82 | 64 | 213826517
AMERICAN STANDARD | 4A6V7X36A1 | 4PX*CU36BS3 | S9V2C100U4VSA+LRP | 34200 | 31800 | 17.1 | 11.7 | 8.2 | 1.8 | 82 | 64 | 213826516
TRANE | 4TWV7X36A1 | 4PX*CU36BS3 | S9V2C100U4VSA+LRP | 34200 | 31800 | 17.1 | 11.7 | 8.2 | 1.8 | 82 | 64 | 213826515
AMERICAN STANDARD | 4A6V7X36A1 | 4PX*CU36BS3 | S9V2C100U4VSB+LRP | 34200 | 31800 | 17.1 | 11.7 | 8.2 | 1.8 | 81 | 64 | 213826514
TRANE | 4TWV7X36A1 | 4PX*CU36BS3 | S9V2C100U4VSB+LRP | 34200 | 31800 | 17.1 | 11.7 | 8.2 | 1.8 | 81 | 64 | 213826513
AMERICAN STANDARD | 4A6V7X36A1 | 4PX*CU36BS3 | *UHMC100ACV4+LRP | 34200 | 31600 | 17.1 | 12 | 8.2 | 1.8 | 81 | 63 | 213826512
TRANE | 4TWV7X36A1 | 4PX*CU36BS3 | *UHMC100ACV4+LRP | 34200 | 31600 | 17.1 | 12 | 8.2 | 1.8 | 81 | 63 | 213826511
TRANE | 4TWV8X48A1 | 4TXCD010DS3 | S8V2C100M5PCB | 45500 | 42000 | 18 | 11.7 | 8.5 | 1.8 | 86 | 66 | 214253495
AMERICAN STANDARD | 4A6V8X48A1 | 4TXCD010DS3 | S8V2C100M5PDB | 45500 | 42000 | 18 | 11.7 | 8.5 | 1.8 | 86 | 66 | 214253494
TRANE | 4TWV8X48A1 | 4TXCD010DS3 | S8V2C100M5PDB | 45500 | 42000 | 18 | 11.7 | 8.5 | 1.8 | 86 | 66 | 214253493
AMERICAN STANDARD | 4A6V8X48A1 | 4TXCD010DS3 | S8V2D120M5PCB | 47000 | 43500 | 18 | 12 | 8.5 | 1.8 | 85 | 65 | 214253492
TRANE | 4TWV8X48A1 | 4TXCD010DS3 | S8V2D120M5PCB | 47000 | 43500 | 18 | 12 | 8.5 | 1.8 | 85 | 65 | 214253491
AMERICAN STANDARD | 4A6V8X48A1 | 4TXCD010DS3 | S8V2D120M5PDB | 47000 | 43500 | 18 | 12 | 8.5 | 1.8 | 85 | 65 | 214253490
TRANE | 4TWV8X48A1 | 4TXCD010DS3 | S8V2D120M5PDB | 47000 | 43500 | 18 | 12 | 8.5 | 1.8 | 85 | 65 | 214253489
AMERICAN STANDARD | 4A6V8X48A1 | 4TXCD008DS3 | S8V2D120M5PDB | 46000 | 44000 | 18 | 11.7 | 8.5 | 1.8 | 85 | 65 | 214253486
TRANE | 4TWV8X48A1 | 4TXCD008DS3 | S8V2D120M5PDB | 46000 | 44000 | 18 | 11.7 | 8.5 | 1.8 | 85 | 65 | 214253485
AMERICAN STANDARD | 4A6V8X48A1 | 4TXCD008DS3 | S8V2D120M5PCB | 46000 | 44000 | 18 | 11.7 | 8.5 | 1.8 | 85 | 65 | 214253484
TRANE | 4TWV8X48A1 | 4TXCD008DS3 | S8V2D120M5PCB | 46000 | 44000 | 18 | 11.7 | 8.5 | 1.8 | 85 | 65 | 214253483
AMERICAN STANDARD | 4A6V8X48A1 | 4TXCC009DS3 | S8V2C080M5PCB | 46500 | 43000 | 18 | 11.7 | 8.5 | 1.8 | 86 | 66 | 214253476
TRANE | 4TWV8X48A1 | 4TXCC009DS3 | S8V2C080M5PCB | 46500 | 43000 | 18 | 11.7 | 8.5 | 1.8 | 86 | 66 | 214253475
AMERICAN STANDARD | 4A6V8X48A1 | 4TXCC009DS3 | S8V2C100M5PCB | 46500 | 43500 | 18 | 11.7 | 8.5 | 1.8 | 86 | 66 | 214253474
TRANE | 4TWV8X48A1 | 4TXCC009DS3 | S8V2C100M5PCB | 46500 | 43500 | 18 | 11.7 | 8.5 | 1.8 | 86 | 66 | 214253473
AMERICAN STANDARD | 4A6V8X48A1 | 4TXCC009DS3 | S8V2C080M5PDB | 46500 | 43000 | 18 | 11.7 | 8.5 | 1.8 | 86 | 66 | 214253472
TRANE | 4TWV8X48A1 | 4TXCC009DS3 | S8V2C080M5PDB | 46500 | 43000 | 18 | 11.7 | 8.5 | 1.8 | 86 | 66 | 214253471
AMERICAN STANDARD | 4A6V8X48A1 | 4TXCC009DS3 | S8V2C100M5PDB | 46500 | 43500 | 18 | 11.7 | 8.5 | 1.8 | 86 | 66 | 214253470
TRANE | 4TWV8X48A1 | 4TXCC009DS3 | S8V2C100M5PDB | 46500 | 43500 | 18 | 11.7 | 8.5 | 1.8 | 86 | 66 | 214253469
AMERICAN STANDARD | 4A6V8X48A1 | 4TXCC007DS3 | S8V2C100M5PDB | 45500 | 44000 | 18 | 11.5 | 8.5 | 1.8 | 85 | 66 | 214253468
TRANE | 4TWV8X48A1 | 4TXCC007DS3 | S8V2C100M5PDB | 45500 | 44000 | 18 | 11.5 | 8.5 | 1.8 | 85 | 66 | 214253467
AMERICAN STANDARD | 4A6V8X48A1 | 4TXCC007DS3 | S8V2C100M5PCB | 45500 | 44000 | 18 | 11.5 | 8.5 | 1.8 | 85 | 66 | 214253466
TRANE | 4TWV8X48A1 | 4TXCC007DS3 | S8V2C100M5PCB | 45500 | 44000 | 18 | 11.5 | 8.5 | 1.8 | 85 | 66 | 214253465
AMERICAN STANDARD | 4A6V8X48A1 | 4TXCC007DS3 | S8V2C080M5PCB | 45500 | 43500 | 18 | 11.5 | 8.5 | 1.8 | 86 | 66 | 214253464
TRANE | 4TWV8X48A1 | 4TXCC007DS3 | S8V2C080M5PCB | 45500 | 43500 | 18 | 11.5 | 8.5 | 1.8 | 86 | 66 | 214253463
AMERICAN STANDARD | 4A6V8X48A1 | 4TXCC007DS3 | S8V2C080M5PDB | 45500 | 43500 | 18 | 11.5 | 8.5 | 1.8 | 86 | 66 | 214253462
TRANE | 4TWV8X48A1 | 4TXCC007DS3 | S8V2C080M5PDB | 45500 | 43500 | 18 | 11.5 | 8.5 | 1.8 | 86 | 66 | 214253461
AMERICAN STANDARD | 4A6V8X48A1 | 4TXCB006DS3 | S8V2B080M4PCB | 45500 | 44000 | 18 | 11.2 | 8.5 | 1.8 | 85 | 67 | 214253452
TRANE | 4TWV8X48A1 | 4TXCB006DS3 | S8V2B080M4PCB | 45500 | 44000 | 18 | 11.2 | 8.5 | 1.8 | 85 | 67 | 214253451
AMERICAN STANDARD | 4A6V8X48A1 | 4TXCB006DS3 | S8V2B080M4PDB | 45500 | 44000 | 18 | 11.2 | 8.5 | 1.8 | 85 | 67 | 214253450
TRANE | 4TWV8X48A1 | 4TXCB006DS3 | S8V2B080M4PDB | 45500 | 44000 | 18 | 11.2 | 8.5 | 1.8 | 85 | 67 | 214253449
AMERICAN STANDARD | 4A6V8X48A1 | 4TXCB006DS3 | S8V2B060M4PCB | 45500 | 44000 | 18 | 11.2 | 8.5 | 1.8 | 85 | 66 | 214253448
TRANE | 4TWV8X48A1 | 4TXCB006DS3 | S8V2B060M4PCB | 45500 | 44000 | 18 | 11.2 | 8.5 | 1.8 | 85 | 66 | 214253447
AMERICAN STANDARD | 4A6V8X48A1 | 4TXCB006DS3 | S8V2B060M4PDB | 45500 | 44000 | 18 | 11.2 | 8.5 | 1.8 | 85 | 66 | 214253446
TRANE | 4TWV8X48A1 | 4TXCB006DS3 | S8V2B060M4PDB | 45500 | 44000 | 18 | 11.2 | 8.5 | 1.8 | 85 | 66 | 214253445
AMERICAN STANDARD | 4A6V8X48A1 | 4PX*DU60BS3 | S8V2D120M5PCB | 47000 | 43500 | 18 | 12 | 8.5 | 1.8 | 85 | 65 | 214253444
TRANE | 4TWV8X48A1 | 4PX*DU60BS3 | S8V2D120M5PCB | 47000 | 43500 | 18 | 12 | 8.5 | 1.8 | 85 | 65 | 214253443
AMERICAN STANDARD | 4A6V8X48A1 | 4PX*DU60BS3 | S8V2D120M5PDB | 47000 | 43500 | 18 | 12 | 8.5 | 1.8 | 85 | 65 | 214253442
AMERICAN STANDARD | 4A6L6036A1 | 4PX*DD60BS3 | *DHMD120BCV5 | 36400 | 32800 | 15.2 | 12 | 8.1 | 2.1 | 65 | 50 | 203451401
TRANE | 4TWL6036A1 | 4PX*DD60BS3 | *DHMD120BCV5 | 36400 | 32800 | 15.2 | 12 | 8.1 | 2.1 | 65 | 50 | 203451357
AMERICAN STANDARD | 4A6L6036A1 | 4TXCD008DS3 | *UHMD120ACV5 | 36800 | 33400 | 15.2 | 12 | 8.1 | 2.1 | 65 | 50 | 203451105
AMERICAN STANDARD | 4A6L6036A1 | 4TXCC007DS3 | *UHMC100ACV4 | 36800 | 33400 | 15.2 | 12 | 8.1 | 2.1 | 65 | 50 | 203451103
AMERICAN STANDARD | 4A6L6036A1 | 4TXCB006DS3 | *UHMB060ACV3 | 36400 | 33200 | 15.2 | 12 | 8.1 | 2.1 | 66 | 50 | 203451102
AMERICAN STANDARD | 4A6L6036A1 | 4TXCB006DS3 | *UHMB080ACV3 | 36200 | 33000 | 15.2 | 12 | 8.1 | 2.1 | 66 | 50 | 203451101
AMERICAN STANDARD | 4A6L6036A1 | 4PX*DU48BS3 | *UHMD120ACV5 | 36800 | 33400 | 15.2 | 12 | 8.1 | 2.1 | 65 | 50 | 203451094
TRANE | 4TWV8X48A1 | 4PX*BU48BS3 | S8V2B080M4PCB | 45500 | 44000 | 18 | 11.2 | 8.5 | 1.8 | 85 | 67 | 214253361
AMERICAN STANDARD | 4A6V8X36A1 | 4TXCC005DS3 | S8V2C100M5PCB | 34000 | 31000 | 18 | 11.7 | 8.2 | 1.8 | 85 | 66 | 214253350
TRANE | 4TWV8X36A1 | 4TXCC005DS3 | S8V2C100M5PCB | 34000 | 31000 | 18 | 11.7 | 8.2 | 1.8 | 85 | 66 | 214253349
AMERICAN STANDARD | 4A6V8X36A1 | 4TXCC005DS3 | S8V2C100M5PDB | 34000 | 31000 | 18 | 11.7 | 8.2 | 1.8 | 85 | 66 | 214253346
TRANE | 4TWV8X36A1 | 4TXCC005DS3 | S8V2C100M5PDB | 34000 | 31000 | 18 | 11.7 | 8.2 | 1.8 | 85 | 66 | 214253345
AMERICAN STANDARD | 4A6V8X36A1 | 4TXCB006DS3 | S8V2B080M4PCB | 35200 | 31800 | 18 | 12 | 8.2 | 1.8 | 84 | 65 | 214253344
TRANE | 4TWV8X36A1 | 4TXCB006DS3 | S8V2B080M4PCB | 35200 | 31800 | 18 | 12 | 8.2 | 1.8 | 84 | 65 | 214253343
AMERICAN STANDARD | 4A6V8X36A1 | 4TXCB006DS3 | S8V2B060M4PDB | 35200 | 31600 | 18 | 12 | 8.2 | 1.8 | 84 | 65 | 214253342
TRANE | 4TWV8X36A1 | 4TXCB006DS3 | S8V2B060M4PDB | 35200 | 31600 | 18 | 12 | 8.2 | 1.8 | 84 | 65 | 214253341
AMERICAN STANDARD | 4A6V8X36A1 | 4TXCB006DS3 | S8V2A040M3PCB | 33600 | 30400 | 18 | 12 | 8.1 | 1.8 | 83 | 65 | 214253340
TRANE | 4TWV8X36A1 | 4TXCB006DS3 | S8V2A040M3PCB | 33600 | 30400 | 18 | 12 | 8.1 | 1.8 | 83 | 65 | 214253339
AMERICAN STANDARD | 4A6V8X36A1 | 4TXCB006DS3 | S8V2A040M3PDB | 33600 | 30400 | 18 | 12 | 8.1 | 1.8 | 83 | 65 | 214253338
TRANE | 4TWV8X36A1 | 4TXCB006DS3 | S8V2A040M3PDB | 33600 | 30400 | 18 | 12 | 8.1 | 1.8 | 83 | 65 | 214253337
AMERICAN STANDARD | 4A6V8X36A1 | 4TXCB006DS3 | S8V2B060M4PCB | 35200 | 31600 | 18 | 12 | 8.2 | 1.8 | 84 | 65 | 214253336
TRANE | 4TWV8X36A1 | 4TXCB006DS3 | S8V2B060M4PCB | 35200 | 31600 | 18 | 12 | 8.2 | 1.8 | 84 | 65 | 214253335
AMERICAN STANDARD | 4A6V8X36A1 | 4TXCB006DS3 | S8V2B080M4PDB | 35200 | 31800 | 18 | 12 | 8.2 | 1.8 | 84 | 65 | 214253334
TRANE | 4TWV8X36A1 | 4TXCB006DS3 | S8V2B080M4PDB | 35200 | 31800 | 18 | 12 | 8.2 | 1.8 | 84 | 65 | 214253333
AMERICAN STANDARD | 4A6V8X36A1 | 4TXCB004DS3 | S8V2B060M4PDB | 34200 | 31200 | 18 | 11.7 | 8.2 | 1.8 | 84 | 66 | 214253332
TRANE | 4TWV8X36A1 | 4TXCB004DS3 | S8V2B060M4PDB | 34200 | 31200 | 18 | 11.7 | 8.2 | 1.8 | 84 | 66 | 214253331
AMERICAN STANDARD | 4A6V8X36A1 | 4TXCB004DS3 | S8V2B080M4PCB | 34200 | 31200 | 18 | 11.7 | 8.2 | 1.8 | 85 | 66 | 214253328
TRANE | 4TWV8X36A1 | 4TXCB004DS3 | S8V2B080M4PCB | 34200 | 31200 | 18 | 11.7 | 8.2 | 1.8 | 85 | 66 | 214253327
AMERICAN STANDARD | 4A6V8X36A1 | 4TXCB004DS3 | S8V2B080M4PDB | 34200 | 31200 | 18 | 11.7 | 8.2 | 1.8 | 85 | 66 | 214253326
TRANE | 4TWV8X36A1 | 4TXCB004DS3 | S8V2B080M4PDB | 34200 | 31200 | 18 | 11.7 | 8.2 | 1.8 | 85 | 66 | 214253325
AMERICAN STANDARD | 4A6V8X36A1 | 4TXCB004DS3 | S8V2B060M4PCB | 34200 | 31200 | 18 | 11.7 | 8.2 | 1.8 | 84 | 66 | 214253324
TRANE | 4TWV8X36A1 | 4TXCB004DS3 | S8V2B060M4PCB | 34200 | 31200 | 18 | 11.7 | 8.2 | 1.8 | 84 | 66 | 214253323
AMERICAN STANDARD | 4A6V8X36A1 | 4PX*CU48BS3 | S8V2C080M5PCB | 34800 | 31400 | 18 | 12 | 8.2 | 1.8 | 83 | 64 | 214253320
TRANE | 4TWV8X36A1 | 4PX*CU48BS3 | S8V2C080M5PCB | 34800 | 31400 | 18 | 12 | 8.2 | 1.8 | 83 | 64 | 214253319
AMERICAN STANDARD | 4A6V8X36A1 | 4PX*CU48BS3 | S8V2C100M5PCB | 35200 | 31600 | 18 | 12 | 8.2 | 1.8 | 84 | 65 | 214253318
TRANE | 4TWV8X36A1 | 4PX*CU48BS3 | S8V2C100M5PCB | 35200 | 31600 | 18 | 12 | 8.2 | 1.8 | 84 | 65 | 214253317
AMERICAN STANDARD | 4A6V8X36A1 | 4PX*CU48BS3 | S8V2C080M5PDB | 34800 | 31400 | 18 | 12 | 8.2 | 1.8 | 83 | 64 | 214253316
TRANE | 4TWV8X36A1 | 4PX*CU48BS3 | S8V2C080M5PDB | 34800 | 31400 | 18 | 12 | 8.2 | 1.8 | 83 | 64 | 214253315
AMERICAN STANDARD | 4A6V8X36A1 | 4PX*CU48BS3 | S8V2C100M5PDB | 35200 | 31600 | 18 | 12 | 8.2 | 1.8 | 84 | 65 | 214253314
TRANE | 4TWV8X36A1 | 4PX*CU48BS3 | S8V2C100M5PDB | 35200 | 31600 | 18 | 12 | 8.2 | 1.8 | 84 | 65 | 214253313
AMERICAN STANDARD | 4A6V8X36A1 | 4PX*CU42BS3 | S8V2C080M5PCB | 34800 | 31800 | 18 | 12 | 8.2 | 1.8 | 83 | 64 | 214253312
TRANE | 4TWV8X36A1 | 4PX*CU42BS3 | S8V2C080M5PCB | 34800 | 31800 | 18 | 12 | 8.2 | 1.8 | 83 | 64 | 214253311
AMERICAN STANDARD | 4A6V8X36A1 | 4PX*CU42BS3 | S8V2C080M5PDB | 34800 | 31800 | 18 | 12 | 8.2 | 1.8 | 83 | 64 | 214253310
TRANE | 4TWV8X36A1 | 4PX*CU42BS3 | S8V2C080M5PDB | 34800 | 31800 | 18 | 12 | 8.2 | 1.8 | 83 | 64 | 214253309
AMERICAN STANDARD | 4A6V8X36A1 | 4PX*CU42BS3 | S8V2C100M5PDB | 35200 | 32000 | 18 | 12 | 8.2 | 1.8 | 83 | 64 | 214253308
TRANE | 4TWV8X36A1 | 4PX*CU42BS3 | S8V2C100M5PDB | 35200 | 32000 | 18 | 12 | 8.2 | 1.8 | 83 | 64 | 214253307
AMERICAN STANDARD | 4A6V8X36A1 | 4PX*CU42BS3 | S8V2C100M5PCB | 35200 | 32000 | 18 | 12 | 8.2 | 1.8 | 83 | 64 | 214253306
TRANE | 4TWV8X36A1 | 4PX*CU42BS3 | S8V2C100M5PCB | 35200 | 32000 | 18 | 12 | 8.2 | 1.8 | 83 | 64 | 214253305
AMERICAN STANDARD | 4A6V8X36A1 | 4PX*CU36BS3 | S8V2C100M5PDB | 34000 | 31000 | 18 | 11.7 | 8.2 | 1.8 | 85 | 66 | 214253304
TRANE | 4TWV8X36A1 | 4PX*CU36BS3 | S8V2C100M5PDB | 34000 | 31000 | 18 | 11.7 | 8.2 | 1.8 | 85 | 66 | 214253303
AMERICAN STANDARD | 4A6V8X36A1 | 4PX*CU36BS3 | S8V2C080M5PDB | 33800 | 30800 | 18 | 11.7 | 8.2 | 1.8 | 84 | 66 | 214253302
TRANE | 4TWV8X36A1 | 4PX*CU36BS3 | S8V2C080M5PDB | 33800 | 30800 | 18 | 11.7 | 8.2 | 1.8 | 84 | 66 | 214253301
AMERICAN STANDARD | 4A6V8X36A1 | 4PX*CU36BS3 | S8V2C100M5PCB | 34000 | 31000 | 18 | 11.7 | 8.2 | 1.8 | 85 | 66 | 214253300
TRANE | 4TWV8X36A1 | 4PX*CU36BS3 | S8V2C100M5PCB | 34000 | 31000 | 18 | 11.7 | 8.2 | 1.8 | 85 | 66 | 214253299
AMERICAN STANDARD | 4A6V8X36A1 | 4PX*CU36BS3 | S8V2C080M5PCB | 33800 | 30800 | 18 | 11.7 | 8.2 | 1.8 | 84 | 66 | 214253298
TRANE | 4TWV8X36A1 | 4PX*CU36BS3 | S8V2C080M5PCB | 33800 | 30800 | 18 | 11.7 | 8.2 | 1.8 | 84 | 66 | 214253297
AMERICAN STANDARD | 4A6L6036A1 | 4PX*BU48BS3 | S9X1B040U3PSB | 36400 | 33400 | 15.2 | 12 | 8.1 | 2.1 | 64 | 50 | 204288093
AMERICAN STANDARD | 4A6L6036A1 | 4PX*BU42BS3 | S9X1B060U4PSB | 36000 | 33800 | 15.2 | 12 | 8.1 | 2.1 | 65 | 50 | 204288092
AMERICAN STANDARD | 4A6L6036A1 | 4PX*BU42BS3 | S9X2B040U3PSB | 36400 | 34000 | 15.2 | 12 | 8.1 | 2.1 | 64 | 50 | 204288091
AMERICAN STANDARD | 4A6L6036A1 | 4PX*BU42BS3 | S9X1B040U3PSB | 36400 | 34000 | 15.2 | 12 | 8.1 | 2.1 | 64 | 50 | 204288090
AMERICAN STANDARD | 4A6L6036A1 | 4PX*BU42BS3 | S9X2B060U4PSB | 36000 | 33800 | 15.2 | 12 | 8.1 | 2.1 | 65 | 50 | 204288089
AMERICAN STANDARD | 4A6V8X60A1 | 4PX*DU60BS3 | S8V2D120M5PCB | 54000 | 52000 | 18 | 11.7 | 8.2 | 1.8 | 95 | 76 | 214253516
TRANE | 4TWV8X60A1 | 4PX*DU60BS3 | S8V2D120M5PCB | 54000 | 52000 | 18 | 11.7 | 8.2 | 1.8 | 95 | 76 | 214253515
AMERICAN STANDARD | 4A6V8X60A1 | 4PX*DU60BS3 | S8V2D120M5PDB | 54000 | 52000 | 18 | 11.7 | 8.2 | 1.8 | 95 | 76 | 214253514
TRANE | 4TWV8X60A1 | 4PX*DU60BS3 | S8V2D120M5PDB | 54000 | 52000 | 18 | 11.7 | 8.2 | 1.8 | 95 | 76 | 214253513
AMERICAN STANDARD | 4A6V8X48A1 | 4TXCD010DS3 | S8V2C080M5PCB | 45000 | 41500 | 18 | 11.7 | 8.5 | 1.8 | 86 | 66 | 214253500
TRANE | 4TWV8X48A1 | 4TXCD010DS3 | S8V2C080M5PCB | 45000 | 41500 | 18 | 11.7 | 8.5 | 1.8 | 86 | 66 | 214253499
AMERICAN STANDARD | 4A6V8X48A1 | 4TXCD010DS3 | S8V2C080M5PDB | 45000 | 41500 | 18 | 11.7 | 8.5 | 1.8 | 86 | 66 | 214253498
TRANE | 4TWV8X48A1 | 4TXCD010DS3 | S8V2C080M5PDB | 45000 | 41500 | 18 | 11.7 | 8.5 | 1.8 | 86 | 66 | 214253497
AMERICAN STANDARD | 4A6V8X48A1 | 4TXCD010DS3 | S8V2C100M5PCB | 45500 | 42000 | 18 | 11.7 | 8.5 | 1.8 | 86 | 66 | 214253496
AMERICAN STANDARD | 4A6V8X60A1 | 4TXCD010DS3 | S8V2D120M5PCB | 54000 | 52000 | 18 | 11.7 | 8.2 | 1.8 | 95 | 76 | 214253528
TRANE | 4TWV8X60A1 | 4TXCD010DS3 | S8V2D120M5PCB | 54000 | 52000 | 18 | 11.7 | 8.2 | 1.8 | 95 | 76 | 214253527
AMERICAN STANDARD | 4A6V8X60A1 | 4TXCD010DS3 | S8V2D120M5PDB | 54000 | 52000 | 18 | 11.7 | 8.2 | 1.8 | 95 | 76 | 214253526
TRANE | 4TWV8X60A1 | 4TXCD010DS3 | S8V2D120M5PDB | 54000 | 52000 | 18 | 11.7 | 8.2 | 1.8 | 95 | 76 | 214253525
TRANE | 4TWL9024A1 | 4PX*BD30BS3 | S8V2A040M3PDB+RP | 22400 | 20600 | 17 | 12 | 8.5 | 2.2 | 67 | 52 | 214252727
AMERICAN STANDARD | 4A6L9024A1 | 4PX*BD30BS3 | S8V2A040M3PCB+RP | 22400 | 20600 | 17 | 12 | 8.5 | 2.2 | 67 | 52 | 214252726
TRANE | 4TWL9024A1 | 4PX*BD30BS3 | S8V2A040M3PCB+RP | 22400 | 20600 | 17 | 12 | 8.5 | 2.2 | 67 | 52 | 214252725
AMERICAN STANDARD | 4A6L6036A1 | 4PX*BU42BS3 | S9X2B080U4PSB | 36200 | 33800 | 15.2 | 12 | 8.1 | 2.1 | 65 | 50 | 203495373
TRANE | 4TWL6036A1 | 4PX*BU42BS3 | S9X2B080U4PSB | 36200 | 33800 | 15.2 | 12 | 8.1 | 2.1 | 65 | 50 | 203495279
TRANE | 5TWX5048A1 | 5TXCD010AS3+TSTAT | *UHMD120CCV5 | 45500 | 43000 | 15.2 | 11.7 | 8.1 | 2.1 | 67 | 52 | 214183147
TRANE | 5TWX5048A1 | 5TXCD010AS3+TSTAT | L9X1C100U5VSA | 43000 | 43000 | 15.2 | 10 | 8.1 | 1.9 | 67 | 53 | 214183139
TRANE | 5TWX5048A1 | 5TXCD010AS3+TSTAT | S9V2C100U4VSB | 44000 | 42000 | 15.5 | 11.7 | 8.1 | 2 | 67 | 52 | 214183137
TRANE | 5TWX5048A1 | 5TXCD010AS3+TSTAT | S9V2C100U4VSA | 44000 | 42000 | 15.2 | 11.7 | 8.1 | 2 | 67 | 52 | 214183135
TRANE | 5TWX5048A1 | 5TXCD010AS3+TSTAT | S9V2C080U5PSC | 43500 | 42000 | 15.2 | 11.7 | 8.1 | 2 | 67 | 52 | 214183133
TRANE | 5TWX5048A1 | 5TXCD010AS3+TSTAT | S9V2C080U5PSB | 43500 | 42000 | 15.5 | 11.7 | 8.1 | 2 | 67 | 52 | 214183131
TRANE | 5TWX5048A1 | 5TXCD010AS3+TSTAT | S9X2D120U5PSB | 45000 | 43500 | 15.5 | 11.7 | 8.1 | 2.1 | 66 | 51 | 214183088
TRANE | 5TWX5048A1 | 5TXCD010AS3+TSTAT | S9X2C100U5PSB | 43500 | 42500 | 15.2 | 11.7 | 8.1 | 2 | 67 | 52 | 214183086
TRANE | 5TWX5048A1 | 5TXCC007AS3+TSTAT | S9V2C080U5PSC | 44000 | 44000 | 15.2 | 11.2 | 8.1 | 2 | 67 | 52 | 214183065
TRANE | 5TWX5048A1 | 5TXCC007AS3+TSTAT | S9V2C100U4VSA | 43500 | 44000 | 15.2 | 11.7 | 8.1 | 2 | 67 | 51 | 214183061
TRANE | 5TWX5048A1 | 5TXCC007AS3+TSTAT | S9V2C080U5PSB | 44000 | 44000 | 15.2 | 11.5 | 8.1 | 2 | 67 | 52 | 214183049
TRANE | 5TWX5048A1 | 5TXCC007AS3+TSTAT | S9V2C100U5PSC | 44000 | 44000 | 15.2 | 11.7 | 8.1 | 2 | 67 | 51 | 214183047
TRANE | 5TWX5048A1 | 5TXCC007AS3+TSTAT | S9V2C100U5PSB | 44000 | 44000 | 15.2 | 11.7 | 8.1 | 2 | 67 | 51 | 214183045
AMERICAN STANDARD | 4A6V7X48A1 | 4TXCD010DS3 | *UHMC100ACV4+LRP | 45500 | 43000 | 17.1 | 12 | 8.5 | 1.8 | 82 | 64 | 213826734
TRANE | 4TWV7X48A1 | 4TXCD010DS3 | *UHMC100ACV4+LRP | 45500 | 43000 | 17.1 | 12 | 8.5 | 1.8 | 82 | 64 | 213826733
AMERICAN STANDARD | 4A6V7X48A1 | 4TXCD010DS3 | S9V2C100U5PSB+LRP | 45500 | 43000 | 17.1 | 11.7 | 8.5 | 1.8 | 83 | 64 | 213826732
TRANE | 4TWV7X48A1 | 4TXCD010DS3 | S9V2C100U5PSB+LRP | 45500 | 43000 | 17.1 | 11.7 | 8.5 | 1.8 | 83 | 64 | 213826731
AMERICAN STANDARD | 4A6V7X48A1 | 4TXCD010DS3 | S9V2C100U4VSB+LRP | 45000 | 43000 | 17.1 | 11.7 | 8.5 | 1.8 | 83 | 64 | 213826730
TRANE | 4TWV7X48A1 | 4TXCD010DS3 | S9V2C100U4VSB+LRP | 45000 | 43000 | 17.1 | 11.7 | 8.5 | 1.8 | 83 | 64 | 213826729
AMERICAN STANDARD | 4A6V7X48A1 | 4TXCD010DS3 | S9V2C100U4VSA+LRP | 45000 | 43000 | 17.1 | 11.7 | 8.5 | 1.8 | 83 | 64 | 213826728
TRANE | 4TWV7X48A1 | 4TXCD010DS3 | S9V2C100U4VSA+LRP | 45000 | 43000 | 17.1 | 11.7 | 8.5 | 1.8 | 83 | 64 | 213826727
AMERICAN STANDARD | 4A6V7X48A1 | 4TXCD010DS3 | S9V2C080U5PSC+LRP | 45500 | 43000 | 17.1 | 11.7 | 8.5 | 1.8 | 83 | 64 | 213826726
TRANE | 4TWV7X48A1 | 4TXCD010DS3 | S9V2C080U5PSC+LRP | 45500 | 43000 | 17.1 | 11.7 | 8.5 | 1.8 | 83 | 64 | 213826725
AMERICAN STANDARD | 4A6V7X48A1 | 4TXCD010DS3 | S9V2C080U5PSB+LRP | 45500 | 43000 | 17.1 | 11.7 | 8.5 | 1.8 | 83 | 64 | 213826724
TRANE | 4TWV7X48A1 | 4TXCD010DS3 | S9V2C080U5PSB+LRP | 45500 | 43000 | 17.1 | 11.7 | 8.5 | 1.8 | 83 | 64 | 213826723
AMERICAN STANDARD | 4A6V7X48A1 | 4TXCD010DS3 | S9V2C100U5PSC+LRP | 45500 | 43000 | 17.1 | 11.7 | 8.5 | 1.8 | 83 | 64 | 213826722
TRANE | 4TWV7X48A1 | 4TXCD010DS3 | S9V2C100U5PSC+LRP | 45500 | 43000 | 17.1 | 11.7 | 8.5 | 1.8 | 83 | 64 | 213826721
AMERICAN STANDARD | 4A6V7X48A1 | 4TXCD010DS3 | *UHMC100CCV4+LRP | 45500 | 43000 | 17.1 | 12 | 8.5 | 1.8 | 82 | 64 | 213826720
TRANE | 4TWV7X48A1 | 4TXCD010DS3 | *UHMC100CCV4+LRP | 45500 | 43000 | 17.1 | 12 | 8.5 | 1.8 | 82 | 64 | 213826719
AMERICAN STANDARD | 4A6V7X48A1 | 4TXCD010DS3 | *UHMD120ACV5+LRP | 46500 | 44000 | 17.1 | 12 | 8.5 | 1.8 | 83 | 64 | 213826718
TRANE | 4TWV7X48A1 | 4TXCD010DS3 | *UHMD120ACV5+LRP | 46500 | 44000 | 17.1 | 12 | 8.5 | 1.8 | 83 | 64 | 213826717
AMERICAN STANDARD | 4A6V7X48A1 | 4TXCD010DS3 | *UHMD120CCV5+LRP | 46500 | 44000 | 17.1 | 12 | 8.5 | 1.8 | 83 | 64 | 213826716
TRANE | 4TWV7X48A1 | 4TXCD010DS3 | *UHMD120CCV5+LRP | 46500 | 44000 | 17.1 | 12 | 8.5 | 1.8 | 83 | 64 | 213826715
AMERICAN STANDARD | 4A6V7X48A1 | 4TXCD010DS3 | L8V1C100U5VSB+LRP | 45500 | 43000 | 17.1 | 12 | 8.5 | 1.8 | 83 | 64 | 213826714
TRANE | 4TWV7X48A1 | 4TXCD010DS3 | L8V1C100U5VSB+LRP | 45500 | 43000 | 17.1 | 12 | 8.5 | 1.8 | 83 | 64 | 213826713
AMERICAN STANDARD | 4A6V7X48A1 | 4TXCD008DS3 | *UHMD120ACV5+LRP | 45500 | 44500 | 17.1 | 11.7 | 8.5 | 1.8 | 83 | 64 | 213826708
TRANE | 4TWV7X48A1 | 4TXCD008DS3 | *UHMD120ACV5+LRP | 45500 | 44500 | 17.1 | 11.7 | 8.5 | 1.8 | 83 | 64 | 213826707
AMERICAN STANDARD | 4A6V7X48A1 | 4TXCD008DS3 | *UHMD120CCV5+LRP | 45500 | 44500 | 17.1 | 11.7 | 8.5 | 1.8 | 83 | 64 | 213826706
TRANE | 4TWV7X48A1 | 4TXCD008DS3 | *UHMD120CCV5+LRP | 45500 | 44500 | 17.1 | 11.7 | 8.5 | 1.8 | 83 | 64 | 213826705
TRANE | 4TWV7X48A1 | 4TXCC009DS3 | L8V1C100U5VSB+LRP | 47000 | 44500 | 17.1 | 12 | 8.5 | 1.8 | 83 | 64 | 213826687
TRANE | 4TWV7X48A1 | 4TXCC009DS3 | *UHMC100CCV4+LRP | 46500 | 44500 | 17.1 | 12 | 8.5 | 1.8 | 82 | 63 | 213826681
AMERICAN STANDARD | 4A6V7X48A1 | 4TXCC007DS3 | *UHMC100ACV4+LRP | 45500 | 45000 | 17.1 | 11.7 | 8.5 | 1.8 | 82 | 64 | 213826680
AMERICAN STANDARD | 4A6V7X48A1 | 4TXCC007DS3 | L8V1C100U5VSB+LRP | 46000 | 45000 | 17.1 | 11.7 | 8.5 | 1.8 | 83 | 64 | 213826676
TRANE | 4TWV7X48A1 | 4TXCC007DS3 | *UHMC100ACV4+LRP | 45500 | 45000 | 17.1 | 11.7 | 8.5 | 1.8 | 82 | 64 | 213826679
TRANE | 4TWV7X48A1 | 4TXCC009DS3 | S9V2C100U5PSC+LRP | 47000 | 44500 | 17.1 | 11.7 | 8.5 | 1.8 | 83 | 64 | 213826685
AMERICAN STANDARD | 4A6V7X48A1 | 4TXCC009DS3 | *UHMC100ACV4+LRP | 46500 | 44500 | 17.1 | 12 | 8.5 | 1.8 | 82 | 63 | 213826684
AMERICAN STANDARD | 4A6V7X48A1 | 4TXCC007DS3 | *UHMC100CCV4+LRP | 45500 | 45000 | 17.1 | 11.7 | 8.5 | 1.8 | 82 | 64 | 213826678
TRANE | 4TWV7X48A1 | 4TXCC009DS3 | *UHMC100ACV4+LRP | 46500 | 44500 | 17.1 | 12 | 8.5 | 1.8 | 82 | 63 | 213826683
AMERICAN STANDARD | 4A6V7X48A1 | 4TXCC009DS3 | *UHMC100CCV4+LRP | 46500 | 44500 | 17.1 | 12 | 8.5 | 1.8 | 82 | 63 | 213826682
AMERICAN STANDARD | 4A6V7X48A1 | 4TXCC009DS3 | S9V2C100U5PSB+LRP | 47000 | 44500 | 17.1 | 11.7 | 8.5 | 1.8 | 83 | 64 | 213826698
TRANE | 4TWV7X48A1 | 4TXCC009DS3 | S9V2C100U5PSB+LRP | 47000 | 44500 | 17.1 | 11.7 | 8.5 | 1.8 | 83 | 64 | 213826697
AMERICAN STANDARD | 4A6V7X48A1 | 4TXCC009DS3 | S9V2C080U5PSB+LRP | 47000 | 44500 | 17.1 | 11.7 | 8.5 | 1.8 | 83 | 64 | 213826696
TRANE | 4TWV7X48A1 | 4TXCC009DS3 | S9V2C080U5PSB+LRP | 47000 | 44500 | 17.1 | 11.7 | 8.5 | 1.8 | 83 | 64 | 213826695
AMERICAN STANDARD | 4A6V7X48A1 | 4TXCC009DS3 | S9V2C080U5PSC+LRP | 47000 | 44500 | 17.1 | 11.7 | 8.5 | 1.8 | 83 | 64 | 213826694
AMERICAN STANDARD | 4A6V7X48A1 | 4TXCC009DS3 | S9V2C100U4VSA+LRP | 46500 | 40500 | 17.1 | 11.7 | 8.5 | 1.8 | 91 | 70 | 213826692
TRANE | 4TWV7X48A1 | 4TXCC009DS3 | S9V2C100U4VSA+LRP | 46500 | 40500 | 17.1 | 11.7 | 8.5 | 1.8 | 91 | 70 | 213826691
AMERICAN STANDARD | 4A6V7X48A1 | 4TXCC009DS3 | S9V2C100U4VSB+LRP | 46500 | 40500 | 17.1 | 11.7 | 8.5 | 1.8 | 91 | 70 | 213826690
TRANE | 4TWV7X48A1 | 4TXCC009DS3 | S9V2C100U4VSB+LRP | 46500 | 40500 | 17.1 | 11.7 | 8.5 | 1.8 | 91 | 70 | 213826689
AMERICAN STANDARD | 4A6V7X48A1 | 4TXCC009DS3 | L8V1C100U5VSB+LRP | 47000 | 44500 | 17.1 | 12 | 8.5 | 1.8 | 83 | 64 | 213826688
TRANE | 4TWV7X48A1 | 4TXCC009DS3 | S9V2C080U5PSC+LRP | 47000 | 44500 | 17.1 | 11.7 | 8.5 | 1.8 | 83 | 64 | 213826693
TRANE | 4TWV7X48A1 | 4TXCC007DS3 | *UHMC100CCV4+LRP | 45500 | 45000 | 17.1 | 11.7 | 8.5 | 1.8 | 82 | 64 | 213826677
TRANE | 4TWV7X48A1 | 4PX*DU60BS3 | S9V2C100U5PSB+LRP | 45500 | 43000 | 17.1 | 11.7 | 8.5 | 1.8 | 83 | 64 | 213826673
TRANE | 4TWV7X48A1 | 4TXCC007DS3 | L8V1C100U5VSB+LRP | 46000 | 45000 | 17.1 | 11.7 | 8.5 | 1.8 | 83 | 64 | 213826675
AMERICAN STANDARD | 4A6V7X48A1 | 4PX*DU60BS3 | S9V2C100U5PSB+LRP | 45500 | 43000 | 17.1 | 11.7 | 8.5 | 1.8 | 83 | 64 | 213826674
AMERICAN STANDARD | 4A6V7X48A1 | 4TXCC009DS3 | S9V2C100U5PSC+LRP | 47000 | 44500 | 17.1 | 11.7 | 8.5 | 1.8 | 83 | 64 | 213826686
AMERICAN STANDARD | 4A6V7X48A1 | 4PX*DU60BS3 | S9V2C100U4VSB+LRP | 45000 | 43000 | 17.1 | 11.7 | 8.5 | 1.8 | 83 | 64 | 213826672
TRANE | 4TWV7X48A1 | 4PX*DU60BS3 | S9V2C100U4VSB+LRP | 45000 | 43000 | 17.1 | 11.7 | 8.5 | 1.8 | 83 | 64 | 213826671
AMERICAN STANDARD | 4A6V7X48A1 | 4PX*DU60BS3 | S9V2C100U4VSA+LRP | 45000 | 43000 | 17.1 | 11.7 | 8.5 | 1.8 | 83 | 64 | 213826670
TRANE | 4TWV7X48A1 | 4PX*DU60BS3 | S9V2C100U4VSA+LRP | 45000 | 43000 | 17.1 | 11.7 | 8.5 | 1.8 | 83 | 64 | 213826669
AMERICAN STANDARD | 4A6V7X48A1 | 4PX*DU60BS3 | S9V2C100U5PSC+LRP | 45500 | 43000 | 17.1 | 11.7 | 8.5 | 1.8 | 83 | 64 | 213826668
TRANE | 4TWV7X48A1 | 4PX*DU60BS3 | S9V2C100U5PSC+LRP | 45500 | 43000 | 17.1 | 11.7 | 8.5 | 1.8 | 83 | 64 | 213826667
TRANE | 4TWL5030N1 | 4PX*BU36BS3 | *UHMB080CCV3 | 29400 | 26800 | 16 | 12 | 8.1 | 2.2 | 67 | 52 | 213907169
AMERICAN STANDARD | 4A6L5030N1 | 4PX*BU30BS3 | *UHMB060CCV3 | 29000 | 29400 | 15.2 | 12 | 8.1 | 2.1 | 65 | 50 | 213907166
TRANE | 4TWL5030N1 | 4PX*BU30BS3 | *UHMB060CCV3 | 29000 | 29400 | 15.2 | 12 | 8.1 | 2.1 | 65 | 50 | 213907163
AMERICAN STANDARD | 4A6L5030N1 | 4PX*BU30BS3 | *UHMB080CCV3 | 28800 | 29400 | 15.2 | 12 | 8.1 | 2.1 | 65 | 49 | 213907148
TRANE | 4TWL5030N1 | 4PX*BU30BS3 | *UHMB080CCV3 | 28800 | 29400 | 15.2 | 12 | 8.1 | 2.1 | 65 | 49 | 213907144
AMERICAN STANDARD | 4A6L5030N1 | 4PX*BD36BS3 | *DHMB080CCV3 | 29400 | 28400 | 15.2 | 12 | 8.1 | 2.1 | 66 | 51 | 213907129
TRANE | 4TWL5030N1 | 4PX*BD36BS3 | *DHMB080CCV3 | 29400 | 28400 | 15.2 | 12 | 8.1 | 2.1 | 66 | 51 | 213907126
AMERICAN STANDARD | 4A6L5030N1 | 4PX*BD36BS3 | *DHMB060CCV3 | 29200 | 28400 | 15.2 | 12 | 8.1 | 2.1 | 66 | 51 | 213907123
TRANE | 4TWL5030N1 | 4PX*BD36BS3 | *DHMB060CCV3 | 29200 | 28400 | 15.2 | 12 | 8.1 | 2.1 | 66 | 51 | 213907120
AMERICAN STANDARD | 4A6L5024N1 | 4TXCB006DS3 | *UHMB060CCV3 | 25600 | 25600 | 16 | 12 | 8.1 | 2.2 | 71 | 55 | 213907098
TRANE | 4TWL5024N1 | 4TXCB006DS3 | *UHMB060CCV3 | 25600 | 25600 | 16 | 12 | 8.1 | 2.2 | 71 | 55 | 213907095
AMERICAN STANDARD | 4A6L5024N1 | 4TXCB006DS3 | *UHMB080CCV3 | 25600 | 25600 | 16 | 12 | 8.1 | 2.2 | 71 | 55 | 213907092
TRANE | 4TWL5024N1 | 4TXCB006DS3 | *UHMB080CCV3 | 25600 | 25600 | 16 | 12 | 8.1 | 2.2 | 71 | 55 | 213907089
AMERICAN STANDARD | 4A6L5024N1 | 4TXCB003DS3 | *UHMB060CCV3 | 25600 | 25600 | 15.2 | 12 | 8.1 | 2.1 | 75 | 57 | 213907073
TRANE | 4TWL5024N1 | 4TXCB003DS3 | *UHMB060CCV3 | 25600 | 25600 | 15.2 | 12 | 8.1 | 2.1 | 75 | 57 | 213907070
AMERICAN STANDARD | 4A6L5024N1 | 4TXCB003DS3 | *UHMB080CCV3 | 25600 | 25600 | 15.2 | 12 | 8.1 | 2.1 | 74 | 57 | 213907060
TRANE | 4TWL5024N1 | 4TXCB003DS3 | *UHMB080CCV3 | 25600 | 25600 | 15.2 | 12 | 8.1 | 2.1 | 74 | 57 | 213907057
AMERICAN STANDARD | 4A6L5024N1 | 4PX*CU30BS3 | *UHMC100CCV4 | 25600 | 25600 | 15.2 | 12 | 8.1 | 2.1 | 75 | 57 | 213907035
TRANE | 4TWL5024N1 | 4PX*CU30BS3 | *UHMC100CCV4 | 25600 | 25600 | 15.2 | 12 | 8.1 | 2.1 | 75 | 57 | 213907032
AMERICAN STANDARD | 4A6L5024N1 | 4PX*BU42BS3 | *UHMB060CCV3 | 25600 | 25600 | 16 | 12 | 8.1 | 2.2 | 71 | 55 | 213907023
TRANE | 4TWL5024N1 | 4PX*BU42BS3 | *UHMB060CCV3 | 25600 | 25600 | 16 | 12 | 8.1 | 2.2 | 71 | 55 | 213907020
AMERICAN STANDARD | 4A6L5024N1 | 4PX*BU42BS3 | *UHMB080CCV3 | 25600 | 25600 | 16 | 12 | 8.1 | 2.2 | 71 | 55 | 213907017
TRANE | 4TWL5024N1 | 4PX*BU42BS3 | *UHMB080CCV3 | 25600 | 25600 | 16 | 12 | 8.1 | 2.2 | 71 | 55 | 213907014
AMERICAN STANDARD | 4A6L5024N1 | 4PX*BU30BS3 | *UHMB080CCV3 | 25600 | 25600 | 15.2 | 12 | 8.1 | 2.1 | 74 | 57 | 213906998
TRANE | 4TWL5024N1 | 4PX*BU30BS3 | *UHMB080CCV3 | 25600 | 25600 | 15.2 | 12 | 8.1 | 2.1 | 74 | 57 | 213906995
AMERICAN STANDARD | 4A6L5024N1 | 4PX*BU30BS3 | *UHMB060CCV3 | 25600 | 25600 | 15.2 | 12 | 8.1 | 2.1 | 75 | 57 | 213906986
TRANE | 4TWL5024N1 | 4PX*BU30BS3 | *UHMB060CCV3 | 25600 | 25600 | 15.2 | 12 | 8.1 | 2.1 | 75 | 57 | 213906983
AMERICAN STANDARD | 4A6V8X24A1 | 4PX*BU36BS3 | S9V2B060U4PSB+RP | 24000 | 20800 | 18 | 12.5 | 8.2 | 1.8 | 81 | 62 | 213880912
TRANE | 4TWV8X24A1 | 4PX*BU36BS3 | S9V2B060U4PSB+RP | 24000 | 20800 | 18 | 12.5 | 8.2 | 1.8 | 81 | 62 | 213880911
TRANE | 5TWX5024A1 | 5TXCB006AS3+TSTAT | S9V2B080U4VSA | 24400 | 22000 | 15.5 | 12 | 8.1 | 2.1 | 66 | 51 | 214181980
TRANE | 5TWX5024A1 | 5TXCB006AS3+TSTAT | S9V2B080U4PSC | 24400 | 21800 | 15.5 | 12 | 8.1 | 2.1 | 67 | 52 | 214181978
TRANE | 5TWX5024A1 | 5TXCB006AS3+TSTAT | S9V2B080U4PSB | 24400 | 21800 | 15.5 | 12 | 8.1 | 2.1 | 67 | 52 | 214181976
TRANE | 5TWX5024A1 | 5TXCB006AS3+TSTAT | S9V2B060U4PSC | 24400 | 21800 | 15.5 | 12 | 8.1 | 2.1 | 67 | 52 | 214181974
TRANE | 5TWX5024A1 | 5TXCB006AS3+TSTAT | S9V2B060U4PSB | 24200 | 21800 | 15.5 | 12 | 8.1 | 2.1 | 67 | 51 | 214181972
TRANE | 5TWX5024A1 | 5TXCB006AS3+TSTAT | S9V2B040U3VSB | 24200 | 21800 | 15.5 | 12 | 8.1 | 2.1 | 67 | 52 | 214181968
TRANE | 5TWX5024A1 | 5TXCB006AS3+TSTAT | S9V2B040U3VSA | 24000 | 21600 | 15.5 | 12 | 8.1 | 2.1 | 67 | 52 | 214181966
TRANE | 5TWX5024A1 | 5TXCB006AS3+TSTAT | S9V2B040U3PSC | 24400 | 22000 | 15.5 | 12 | 8.1 | 2.1 | 66 | 51 | 214181964
TRANE | 5TWX5024A1 | 5TXCB006AS3+TSTAT | S9V2B040U3PSB | 24000 | 21600 | 15.5 | 12 | 8.1 | 2.1 | 67 | 52 | 214181956
TRANE | 5TWX5024A1 | 5TXCB006AS3+TSTAT | *UHMB080CCV3 | 24400 | 21600 | 15.5 | 12 | 8.1 | 2.1 | 67 | 51 | 214181931
TRANE | 5TWX5024A1 | 5TXCB006AS3+TSTAT | *UHMB080ACV3 | 24400 | 21600 | 15.5 | 12 | 8.1 | 2.1 | 67 | 51 | 214181929
TRANE | 5TWX5024A1 | 5TXCB004AS3+TSTAT | S9X2B080U4PSB | 23400 | 21800 | 15.5 | 12 | 8.1 | 2.1 | 67 | 51 | 214181913
TRANE | 5TWX5024A1 | 5TXCB004AS3+TSTAT | S9X1B080U4PSB | 23400 | 21800 | 15.5 | 12 | 8.1 | 2.1 | 67 | 51 | 214181902
TRANE | 5TWX5048A1 | 5TEM6D07AV51+TDR+TSTAT |  | 45000 | 43500 | 15.5 | 12 | 8.5 | 2.2 | 67 | 52 | 214182959
TRANE | 5TWX5048A1 | 5TEM6D06AV41+TDR+TSTAT |  | 45000 | 43500 | 15.5 | 12 | 8.1 | 2.2 | 67 | 52 | 214182957
TRANE | 5TWX5042A1 | 5TXCD010AS3+TSTAT | S8X1D120M5PTC | 40500 | 39500 | 16 | 12 | 8.1 | 2.2 | 64 | 48 | 214182955
TRANE | 5TWX5042A1 | 5TXCD010AS3+TSTAT | S8X2D120M5PSC | 40500 | 39500 | 16 | 12 | 8.1 | 2.2 | 64 | 48 | 214182953
TRANE | 5TWX5042A1 | 5TXCD010AS3+TSTAT | S9X1D120U5PSB | 40000 | 39000 | 15.5 | 12 | 8.1 | 2.2 | 64 | 48 | 214182951
TRANE | 5TWX5042A1 | 5TXCD010AS3+TSTAT | S8X1D120M5PSC | 40500 | 39500 | 16 | 12 | 8.1 | 2.2 | 64 | 48 | 214182949
TRANE | 5TWX5042A1 | 5TXCD010AS3+TSTAT | S8V2D120M5PDA | 41000 | 39500 | 16 | 12 | 8.1 | 2.2 | 64 | 48 | 214182947
TRANE | 5TWX5042A1 | 5TXCD010AS3+TSTAT | S8V2D120M5PDB | 40500 | 39500 | 15.5 | 12 | 8.1 | 2.2 | 64 | 48 | 214182945
TRANE | 5TWX5042A1 | 5TXCD010AS3+TSTAT | S8X2D120M5PTC | 40500 | 39500 | 16 | 12 | 8.1 | 2.2 | 64 | 48 | 214182943
TRANE | 5TWX5042A1 | 5TXCD010AS3+TSTAT | S9V2D120U5PSB | 40500 | 39000 | 16 | 12 | 8.1 | 2.2 | 65 | 48 | 214182941
TRANE | 5TWX5042A1 | 5TXCD010AS3+TSTAT | S9V2D120U5PSC | 41000 | 39500 | 16 | 12 | 8.1 | 2.2 | 64 | 48 | 214182939
TRANE | 5TWX5042A1 | 5TXCD010AS3+TSTAT | S9V2D120U5VSA | 40500 | 39000 | 16 | 12 | 8.1 | 2.2 | 65 | 48 | 214182937
TRANE | 5TWX5042A1 | 5TXCD010AS3+TSTAT | S9V2D120U5VSB | 40000 | 39000 | 16 | 12 | 8.1 | 2.2 | 65 | 48 | 214182935
TRANE | 5TWX5042A1 | 5TXCD010AS3+TSTAT | S9X2D120U5PSB | 40000 | 39000 | 15.5 | 12 | 8.1 | 2.2 | 64 | 48 | 214182933
TRANE | 5TWX5042A1 | 5TXCD010AS3+TSTAT | *UHMD120ACV5 | 41000 | 39500 | 16 | 12 | 8.1 | 2.2 | 64 | 48 | 214182931
TRANE | 5TWX5042A1 | 5TXCD010AS3+TSTAT | *UHMD120CCV5 | 40000 | 39500 | 15.5 | 12 | 8.1 | 2.2 | 64 | 48 | 214182929
TRANE | 5TWX5042A1 | 5TXCD010AS3+TSTAT |  | 40500 | 40500 | 15.2 | 11.7 | 8.1 | 2.1 | 64 | 49 | 214182927
TRANE | 5TWX5042A1 | 5TXCD010AS3+TSTAT | S8V2D120M5PCA | 41000 | 39500 | 16 | 12 | 8.1 | 2.2 | 64 | 48 | 214182923
TRANE | 5TWX5042A1 | 5TXCD010AS3+TSTAT | S8V2D120M5PCB | 40500 | 39500 | 15.5 | 12 | 8.1 | 2.2 | 64 | 48 | 214182920
TRANE | 5TWX5042A1 | 5TXCD010AS3+TSTAT | S9V2D120D5PSC | 37200 | 37600 | 15.2 | 11.7 | 8.1 | 2.1 | 65 | 50 | 214182916
TRANE | 5TWX5042A1 | 5TXCD010AS3+TSTAT | S9V2D120D5PSB | 37600 | 38000 | 15.2 | 11.7 | 8.1 | 2.1 | 65 | 50 | 214182914
TRANE | 5TWX5042A1 | 5TXCC007AS3+TSTAT | S9V2C100U4VSB | 40000 | 40000 | 15.5 | 12 | 8.1 | 2.1 | 64 | 49 | 214182908
TRANE | 5TWX5042A1 | 5TXCC007AS3+TSTAT | S9V2C100U4VSA | 39500 | 39500 | 15.5 | 12 | 8.1 | 2.1 | 65 | 49 | 214182906
TRANE | 5TWX5042A1 | 5TXCC007AS3+TSTAT | S9V2C080U5PSC | 40000 | 40000 | 15.5 | 12 | 8.1 | 2.1 | 64 | 48 | 214182892
TRANE | 5TWX5042A1 | 5TXCC007AS3+TSTAT | S9V2C100U5PSB | 40000 | 39500 | 15.5 | 12 | 8.1 | 2.1 | 64 | 49 | 214182890
AMERICAN STANDARD | 4A6V0X36A1 | 4TXCB006DS3 | S8V2B080M4PCB | 35600 | 35000 | 20 | 12 | 8.7 | 1.9 | 83 | 63 | 214717215
TRANE | 4TWV0X36A1 | 4TXCB006DS3 | S8V2B080M4PCB | 35600 | 35000 | 20 | 12 | 8.7 | 1.9 | 83 | 63 | 214717214
AMERICAN STANDARD | 4A6V7X48A1 | 4PX*DU60BS3 | *UHMC100ACV4+LRP | 45500 | 43000 | 17.1 | 12 | 8.5 | 1.8 | 82 | 64 | 213826666
TRANE | 4TWV7X48A1 | 4PX*DU60BS3 | *UHMC100ACV4+LRP | 45500 | 43000 | 17.1 | 12 | 8.5 | 1.8 | 82 | 64 | 213826665
AMERICAN STANDARD | 4A6V7X48A1 | 4PX*DU60BS3 | *UHMC100CCV4+LRP | 45500 | 43000 | 17.1 | 12 | 8.5 | 1.8 | 82 | 64 | 213826664
TRANE | 4TWV7X48A1 | 4PX*DU60BS3 | *UHMC100CCV4+LRP | 45500 | 43000 | 17.1 | 12 | 8.5 | 1.8 | 82 | 64 | 213826663
AMERICAN STANDARD | 4A6V7X48A1 | 4PX*DU60BS3 | *UHMD120ACV5+LRP | 46500 | 44000 | 17.1 | 12 | 8.5 | 1.8 | 83 | 64 | 213826662
TRANE | 4TWV7X48A1 | 4PX*DU60BS3 | *UHMD120ACV5+LRP | 46500 | 44000 | 17.1 | 12 | 8.5 | 1.8 | 83 | 64 | 213826661
AMERICAN STANDARD | 4A6V7X48A1 | 4PX*DU60BS3 | *UHMD120CCV5+LRP | 46500 | 44000 | 17.1 | 12 | 8.5 | 1.8 | 83 | 64 | 213826660
TRANE | 4TWV7X48A1 | 4PX*DU60BS3 | *UHMD120CCV5+LRP | 46500 | 44000 | 17.1 | 12 | 8.5 | 1.8 | 83 | 64 | 213826659
AMERICAN STANDARD | 4A6V7X48A1 | 4PX*DU60BS3 | L8V1C100U5VSB+LRP | 45500 | 43000 | 17.1 | 12 | 8.5 | 1.8 | 83 | 64 | 213826658
TRANE | 4TWV7X48A1 | 4PX*DU60BS3 | L8V1C100U5VSB+LRP | 45500 | 43000 | 17.1 | 12 | 8.5 | 1.8 | 83 | 64 | 213826657
AMERICAN STANDARD | 4A6V7X48A1 | 4PX*DU60BS3 | S9V2C080U5PSB+LRP | 45500 | 43000 | 17.1 | 11.7 | 8.5 | 1.8 | 83 | 64 | 213826656
TRANE | 4TWV7X48A1 | 4PX*DU60BS3 | S9V2C080U5PSB+LRP | 45500 | 43000 | 17.1 | 11.7 | 8.5 | 1.8 | 83 | 64 | 213826655
AMERICAN STANDARD | 4A6V7X48A1 | 4PX*DU60BS3 | S9V2C080U5PSC+LRP | 45500 | 43000 | 17.1 | 11.7 | 8.5 | 1.8 | 83 | 64 | 213826654
TRANE | 4TWV7X48A1 | 4PX*DU60BS3 | S9V2C080U5PSC+LRP | 45500 | 43000 | 17.1 | 11.7 | 8.5 | 1.8 | 83 | 64 | 213826653
AMERICAN STANDARD | 4A6V7X48A1 | 4PX*DU48BS3 | *UHMD120CCV5+LRP | 45500 | 44500 | 17.1 | 11.7 | 8.5 | 1.8 | 83 | 64 | 213826642
TRANE | 4TWV7X48A1 | 4PX*DU48BS3 | *UHMD120CCV5+LRP | 45500 | 44500 | 17.1 | 11.7 | 8.5 | 1.8 | 83 | 64 | 213826641
AMERICAN STANDARD | 4A6V7X48A1 | 4PX*DU48BS3 | *UHMD120ACV5+LRP | 45500 | 44500 | 17.1 | 11.7 | 8.5 | 1.8 | 83 | 64 | 213826640
TRANE | 4TWV7X48A1 | 4PX*DU48BS3 | *UHMD120ACV5+LRP | 45500 | 44500 | 17.1 | 11.7 | 8.5 | 1.8 | 83 | 64 | 213826639
AMERICAN STANDARD | 4A6V7X48A1 | 4PX*CU60BS3 | S9V2C100U5PSC+LRP | 47000 | 44500 | 17.1 | 11.7 | 8.5 | 1.8 | 83 | 64 | 213826638
TRANE | 4TWV7X48A1 | 4PX*CU60BS3 | S9V2C100U5PSC+LRP | 47000 | 44500 | 17.1 | 11.7 | 8.5 | 1.8 | 83 | 64 | 213826637
AMERICAN STANDARD | 4A6V7X48A1 | 4PX*CU60BS3 | S9V2C100U5PSB+LRP | 47000 | 44500 | 17.1 | 11.7 | 8.5 | 1.8 | 83 | 64 | 213826636
TRANE | 4TWV7X48A1 | 4PX*CU60BS3 | S9V2C100U5PSB+LRP | 47000 | 44500 | 17.1 | 11.7 | 8.5 | 1.8 | 83 | 64 | 213826635
AMERICAN STANDARD | 4A6V7X48A1 | 4PX*CU60BS3 | S9V2C100U4VSB+LRP | 46500 | 44500 | 17.1 | 11.7 | 8.5 | 1.8 | 83 | 64 | 213826634
TRANE | 4TWV7X48A1 | 4PX*CU60BS3 | S9V2C100U4VSB+LRP | 46500 | 44500 | 17.1 | 11.7 | 8.5 | 1.8 | 83 | 64 | 213826633
AMERICAN STANDARD | 4A6V7X48A1 | 4PX*CU60BS3 | S9V2C100U4VSA+LRP | 46500 | 44500 | 17.1 | 11.7 | 8.5 | 1.8 | 83 | 64 | 213826632
TRANE | 4TWV7X48A1 | 4PX*CU60BS3 | S9V2C100U4VSA+LRP | 46500 | 44500 | 17.1 | 11.7 | 8.5 | 1.8 | 83 | 64 | 213826631
AMERICAN STANDARD | 4A6V7X48A1 | 4PX*CU60BS3 | S9V2C080U5PSC+LRP | 47000 | 44500 | 17.1 | 11.7 | 8.5 | 1.8 | 83 | 64 | 213826630
TRANE | 4TWV7X48A1 | 4PX*CU60BS3 | S9V2C080U5PSC+LRP | 47000 | 44500 | 17.1 | 11.7 | 8.5 | 1.8 | 83 | 64 | 213826629
AMERICAN STANDARD | 4A6V7X48A1 | 4PX*CU60BS3 | S9V2C080U5PSB+LRP | 47000 | 44500 | 17.1 | 11.7 | 8.5 | 1.8 | 83 | 64 | 213826628
TRANE | 4TWV7X48A1 | 4PX*CU60BS3 | S9V2C080U5PSB+LRP | 47000 | 44500 | 17.1 | 11.7 | 8.5 | 1.8 | 83 | 64 | 213826627
AMERICAN STANDARD | 4A6V7X48A1 | 4PX*CU60BS3 | L8V1C100U5VSB+LRP | 47000 | 44500 | 17.1 | 12 | 8.5 | 1.8 | 83 | 64 | 213826626
TRANE | 4TWV7X48A1 | 4PX*CU60BS3 | L8V1C100U5VSB+LRP | 47000 | 44500 | 17.1 | 12 | 8.5 | 1.8 | 83 | 64 | 213826625
AMERICAN STANDARD | 4A6V7X48A1 | 4PX*CU60BS3 | *UHMC100CCV4+LRP | 46500 | 44500 | 17.1 | 12 | 8.5 | 1.8 | 82 | 63 | 213826624
TRANE | 4TWV7X48A1 | 4PX*CU60BS3 | *UHMC100CCV4+LRP | 46500 | 44500 | 17.1 | 12 | 8.5 | 1.8 | 82 | 63 | 213826623
AMERICAN STANDARD | 4A6V7X48A1 | 4PX*CU60BS3 | *UHMC100ACV4+LRP | 46500 | 44500 | 17.1 | 12 | 8.5 | 1.8 | 82 | 63 | 213826622
TRANE | 4TWV7X48A1 | 4PX*CU60BS3 | *UHMC100ACV4+LRP | 46500 | 44500 | 17.1 | 12 | 8.5 | 1.8 | 82 | 63 | 213826621
AMERICAN STANDARD | 4A6V7X48A1 | 4PX*CU48BS3 | *UHMC100ACV4+LRP | 45500 | 45000 | 17.1 | 11.7 | 8.5 | 1.8 | 82 | 64 | 213826620
TRANE | 4TWV7X48A1 | 4PX*CU48BS3 | *UHMC100ACV4+LRP | 45500 | 45000 | 17.1 | 11.7 | 8.5 | 1.8 | 82 | 64 | 213826619
AMERICAN STANDARD | 4A6V7X48A1 | 4PX*CU48BS3 | *UHMC100CCV4+LRP | 45500 | 45000 | 17.1 | 11.7 | 8.5 | 1.8 | 82 | 64 | 213826618
TRANE | 4TWV7X48A1 | 4PX*CU48BS3 | *UHMC100CCV4+LRP | 45500 | 45000 | 17.1 | 11.7 | 8.5 | 1.8 | 82 | 64 | 213826617
AMERICAN STANDARD | 4A6V7X48A1 | 4PX*CU48BS3 | L8V1C100U5VSB+LRP | 46000 | 45000 | 17.1 | 11.7 | 8.5 | 1.8 | 83 | 64 | 213826616
TRANE | 4TWV7X48A1 | 4PX*CU48BS3 | L8V1C100U5VSB+LRP | 46000 | 45000 | 17.1 | 11.7 | 8.5 | 1.8 | 83 | 64 | 213826615
AMERICAN STANDARD | 4A6V7X48A1 | 4PX*CU42BS3 | L8V1C100U5VSB+LRP | 46000 | 45500 | 17.1 | 11.7 | 8.5 | 1.8 | 83 | 63 | 213826614
TRANE | 4TWV7X48A1 | 4PX*CU42BS3 | L8V1C100U5VSB+LRP | 46000 | 45500 | 17.1 | 11.7 | 8.5 | 1.8 | 83 | 63 | 213826613
AMERICAN STANDARD | 4A6V7X48A1 | 4PX*CD60BS3 | S9V2C100D5PSC+LRP | 47000 | 44500 | 17.1 | 11.7 | 8.5 | 1.8 | 83 | 64 | 213826612
TRANE | 4TWV7X48A1 | 4PX*CD60BS3 | S9V2C100D5PSC+LRP | 47000 | 44500 | 17.1 | 11.7 | 8.5 | 1.8 | 83 | 64 | 213826611
AMERICAN STANDARD | 4A6V7X48A1 | 4PX*CD60BS3 | S9V2C100D5PSB+LRP | 47000 | 44500 | 17.1 | 11.7 | 8.5 | 1.8 | 83 | 64 | 213826606
TRANE | 4TWV7X48A1 | 4PX*CD60BS3 | S9V2C100D5PSB+LRP | 47000 | 44500 | 17.1 | 11.7 | 8.5 | 1.8 | 83 | 64 | 213826605
AMERICAN STANDARD | 4A6V7X36A1 | 4TXCC007DS3 | S9V2C100U4VSB+LRP | 35200 | 29000 | 17.1 | 12 | 8.5 | 1.8 | 90 | 70 | 213826604
TRANE | 4TWV7X36A1 | 4TXCC007DS3 | S9V2C100U4VSB+LRP | 35200 | 29000 | 17.1 | 12 | 8.5 | 1.8 | 90 | 70 | 213826603
AMERICAN STANDARD | 4A6V7X36A1 | 4TXCC007DS3 | S9V2C100U4VSA+LRP | 35200 | 29000 | 17.1 | 12 | 8.5 | 1.8 | 90 | 70 | 213826602
TRANE | 4TWV7X36A1 | 4TXCC007DS3 | S9V2C100U4VSA+LRP | 35200 | 29000 | 17.1 | 12 | 8.5 | 1.8 | 90 | 70 | 213826601
AMERICAN STANDARD | 4A6V7X36A1 | 4TXCC005DS3 | S9V2C100U4VSB+LRP | 34200 | 31800 | 17.1 | 11.7 | 8.2 | 1.8 | 82 | 64 | 213826600
TRANE | 4TWV7X36A1 | 4TXCC005DS3 | S9V2C100U4VSB+LRP | 34200 | 31800 | 17.1 | 11.7 | 8.2 | 1.8 | 82 | 64 | 213826599
AMERICAN STANDARD | 4A6V7X36A1 | 4TXCC005DS3 | S9V2C080U5PSC+LRP | 34200 | 31800 | 17.1 | 11.7 | 8.2 | 1.8 | 82 | 64 | 213826598
TRANE | 4TWV7X36A1 | 4TXCC005DS3 | S9V2C080U5PSC+LRP | 34200 | 31800 | 17.1 | 11.7 | 8.2 | 1.8 | 82 | 64 | 213826597
AMERICAN STANDARD | 4A6V7X36A1 | 4TXCC005DS3 | S9V2C100U4VSA+LRP | 34200 | 31800 | 17.1 | 11.7 | 8.2 | 1.8 | 82 | 64 | 213826596
TRANE | 4TWV7X36A1 | 4TXCC005DS3 | S9V2C100U4VSA+LRP | 34200 | 31800 | 17.1 | 11.7 | 8.2 | 1.8 | 82 | 64 | 213826595
AMERICAN STANDARD | 4A6L9060A1 | 4TXCD010DS3 | S8V2C080M5PCB+RP | 56500 | 51500 | 19 | 10 | 8.2 | 2 | 73 | 59 | 214251554
TRANE | 4TWL9060A1 | 4TXCD010DS3 | S8V2C080M5PCB+RP | 56500 | 51500 | 19 | 10 | 8.2 | 2 | 73 | 59 | 214251553
AMERICAN STANDARD | 4A6L9060A1 | 4TXCD010DS3 | S8V2C100M5PCB+RP | 56500 | 52000 | 19 | 10 | 8.2 | 2 | 72 | 58 | 214251552
TRANE | 5TWX5024A1 | 5TXCB004AS3+TSTAT | S9V2B080D4PSC | 22600 | 21600 | 15.2 | 11.7 | 8.1 | 2 | 67 | 52 | 214181781
TRANE | 5TWX5024A1 | 5TEM6D06AV41+TDR+TSTAT |  | 24800 | 22200 | 16 | 12 | 8.1 | 2.1 | 67 | 52 | 214181744
TRANE | 5TWX5024A1 | 5TEM6D04AV31+TDR+TSTAT |  | 24000 | 22200 | 16 | 12 | 8.1 | 2.1 | 67 | 52 | 214181742
TRANE | 5TWX5024A1 | 5TEM6B03AV21+TDR+TSTAT |  | 23600 | 23000 | 15.5 | 12 | 8.1 | 2.1 | 66 | 51 | 214181740
TRANE | 4TWL5036N1 | 4PX*CU48BS3 | *UHMC100CCV4 | 35600 | 32600 | 15.2 | 12 | 8.1 | 2 | 61 | 45 | 213907417
TRANE | 4TWL5036N1 | 4PX*CU42BS3 | *UHMC100CCV4 | 35000 | 32600 | 15.2 | 12 | 8.1 | 2 | 62 | 45 | 213907410
AMERICAN STANDARD | 4A6L5036N1 | 4PX*CU42BS3 | *UHMC100CCV4 | 35000 | 32600 | 15.2 | 12 | 8.1 | 2 | 62 | 45 | 213907413
AMERICAN STANDARD | 4A6L5036N1 | 4PX*BU48BS3 | *UHMB080CCV3 | 35000 | 32400 | 15.2 | 12 | 8.1 | 2 | 62 | 46 | 213907376
TRANE | 4TWL5036N1 | 4PX*BU48BS3 | *UHMB080CCV3 | 35000 | 32400 | 15.2 | 12 | 8.1 | 2 | 62 | 46 | 213907373
AMERICAN STANDARD | 4A6L5036N1 | 4PX*BU48BS3 | *UHMB060CCV3 | 34800 | 32200 | 15.2 | 12 | 8.1 | 2 | 62 | 46 | 213907370
TRANE | 4TWL5036N1 | 4PX*BU48BS3 | *UHMB060CCV3 | 34800 | 32200 | 15.2 | 12 | 8.1 | 2 | 62 | 46 | 213907367
AMERICAN STANDARD | 4A6L5036N1 | 4PX*BU42BS3 | *UHMB060CCV3 | 34800 | 32600 | 15.2 | 12 | 8.1 | 2 | 62 | 46 | 213907364
TRANE | 4TWL5036N1 | 4PX*BU42BS3 | *UHMB060CCV3 | 34800 | 32600 | 15.2 | 12 | 8.1 | 2 | 62 | 46 | 213907361
AMERICAN STANDARD | 4A6L5036N1 | 4PX*BU42BS3 | *UHMB080CCV3 | 35000 | 32800 | 15.2 | 12 | 8.1 | 2 | 62 | 45 | 213907358
TRANE | 4TWL5036N1 | 4PX*BU42BS3 | *UHMB080CCV3 | 35000 | 32800 | 15.2 | 12 | 8.1 | 2 | 62 | 45 | 213907355
AMERICAN STANDARD | 4A6L5030N1 | 4TXCC005DS3 | *UHMC100CCV4 | 30000 | 27000 | 16 | 12 | 8.1 | 2.2 | 67 | 52 | 213907302
TRANE | 4TWL5030N1 | 4TXCC005DS3 | *UHMC100CCV4 | 30000 | 27000 | 16 | 12 | 8.1 | 2.2 | 67 | 52 | 213907299
AMERICAN STANDARD | 4A6L5030N1 | 4TXCB006DS3 | *UHMB080CCV3 | 30000 | 27400 | 16 | 12 | 8.1 | 2.2 | 66 | 51 | 213907296
TRANE | 4TWL5030N1 | 4TXCB006DS3 | *UHMB080CCV3 | 30000 | 27400 | 16 | 12 | 8.1 | 2.2 | 66 | 51 | 213907292
AMERICAN STANDARD | 4A6L5030N1 | 4TXCB006DS3 | *UHMB060CCV3 | 30200 | 27600 | 16 | 12 | 8.1 | 2.2 | 66 | 51 | 213907289
TRANE | 4TWL5030N1 | 4TXCB006DS3 | *UHMB060CCV3 | 30200 | 27600 | 16 | 12 | 8.1 | 2.2 | 66 | 51 | 213907286
AMERICAN STANDARD | 4A6L5030N1 | 4TXCB004DS3 | *UHMB080CCV3 | 29400 | 26800 | 16 | 12 | 8.1 | 2.2 | 67 | 52 | 213907283
TRANE | 4TWL5030N1 | 4TXCB004DS3 | *UHMB080CCV3 | 29400 | 26800 | 16 | 12 | 8.1 | 2.2 | 67 | 52 | 213907280
AMERICAN STANDARD | 4A6L5030N1 | 4TXCB004DS3 | *UHMB060CCV3 | 29800 | 27000 | 15.2 | 12 | 8.1 | 2.1 | 67 | 53 | 213907277
TRANE | 4TWL5030N1 | 4TXCB004DS3 | *UHMB060CCV3 | 29800 | 27000 | 15.2 | 12 | 8.1 | 2.1 | 67 | 53 | 213907274
AMERICAN STANDARD | 4A6L5030N1 | 4TXCB003DS3 | *UHMB080CCV3 | 28800 | 29400 | 15.2 | 12 | 8.1 | 2.1 | 65 | 49 | 213907271
TRANE | 4TWL5030N1 | 4TXCB003DS3 | *UHMB080CCV3 | 28800 | 29400 | 15.2 | 12 | 8.1 | 2.1 | 65 | 49 | 213907268
AMERICAN STANDARD | 4A6L5030N1 | 4TXCB003DS3 | *UHMB060CCV3 | 29000 | 29400 | 15.2 | 12 | 8.1 | 2.1 | 65 | 50 | 213907265
TRANE | 4TWL5030N1 | 4TXCB003DS3 | *UHMB060CCV3 | 29000 | 29400 | 15.2 | 12 | 8.1 | 2.1 | 65 | 50 | 213907262
AMERICAN STANDARD | 4A6L5030N1 | 4PX*CU42BS3 | *DHMC100CCV4 | 28600 | 26400 | 15.2 | 12 | 8.1 | 2.2 | 67 | 53 | 213907246
TRANE | 4TWL5030N1 | 4PX*CU42BS3 | *DHMC100CCV4 | 28600 | 26400 | 15.2 | 12 | 8.1 | 2.2 | 67 | 53 | 213907243
AMERICAN STANDARD | 4A6L5030N1 | 4PX*CU42BS3 | *UHMC100CCV4 | 30800 | 28000 | 16 | 12 | 8.1 | 2.2 | 66 | 51 | 213907240
TRANE | 4TWL5030N1 | 4PX*CU42BS3 | *UHMC100CCV4 | 30800 | 28000 | 16 | 12 | 8.1 | 2.2 | 66 | 51 | 213907237
AMERICAN STANDARD | 4A6L5030N1 | 4PX*CU36BS3 | *UHMC100CCV4 | 30000 | 27000 | 16 | 12 | 8.1 | 2.2 | 67 | 52 | 213907234
TRANE | 4TWL5030N1 | 4PX*CU36BS3 | *UHMC100CCV4 | 30000 | 27000 | 16 | 12 | 8.1 | 2.2 | 67 | 52 | 213907231
AMERICAN STANDARD | 4A6L5030N1 | 4PX*CU30BS3 | *UHMC100CCV4 | 29200 | 29400 | 15.2 | 12 | 8.1 | 2.1 | 65 | 50 | 213907228
TRANE | 4TWL5030N1 | 4PX*CU30BS3 | *UHMC100CCV4 | 29200 | 29400 | 15.2 | 12 | 8.1 | 2.1 | 65 | 50 | 213907225
AMERICAN STANDARD | 4A6L5030N1 | 4PX*CD36BS3 | *DHMC100CCV4 | 29400 | 28200 | 15.2 | 12 | 8.1 | 2.1 | 66 | 51 | 213907209
TRANE | 4TWL5030N1 | 4PX*CD36BS3 | *DHMC100CCV4 | 29400 | 28200 | 15.2 | 12 | 8.1 | 2.1 | 66 | 51 | 213907206
AMERICAN STANDARD | 4A6L5030N1 | 4PX*BU48BS3 | *UHMB080CCV3 | 30000 | 27400 | 16 | 12 | 8.1 | 2.2 | 66 | 51 | 213907203
TRANE | 4TWL5030N1 | 4PX*BU48BS3 | *UHMB080CCV3 | 30000 | 27400 | 16 | 12 | 8.1 | 2.2 | 66 | 51 | 213907200
AMERICAN STANDARD | 4A6L5030N1 | 4PX*BU48BS3 | *UHMB060CCV3 | 30200 | 27600 | 16 | 12 | 8.1 | 2.2 | 66 | 51 | 213907197
TRANE | 4TWL5030N1 | 4PX*BU48BS3 | *UHMB060CCV3 | 30200 | 27600 | 16 | 12 | 8.1 | 2.2 | 66 | 51 | 213907194
AMERICAN STANDARD | 4A6L5030N1 | 4PX*BU42BS3 | *UHMB060CCV3 | 30000 | 27800 | 16 | 12 | 8.1 | 2.2 | 66 | 51 | 213907191
TRANE | 4TWL5030N1 | 4PX*BU42BS3 | *UHMB060CCV3 | 30000 | 27800 | 16 | 12 | 8.1 | 2.2 | 66 | 51 | 213907188
AMERICAN STANDARD | 4A6L5030N1 | 4PX*BU42BS3 | *UHMB080CCV3 | 30200 | 27800 | 16 | 12 | 8.1 | 2.2 | 66 | 51 | 213907185
TRANE | 4TWL5030N1 | 4PX*BU42BS3 | *UHMB080CCV3 | 30200 | 27800 | 16 | 12 | 8.1 | 2.2 | 66 | 51 | 213907182
AMERICAN STANDARD | 4A6L5030N1 | 4PX*BU36BS3 | *UHMB060CCV3 | 29800 | 27000 | 15.2 | 12 | 8.1 | 2.1 | 67 | 53 | 213907179
TRANE | 4TWL5030N1 | 4PX*BU36BS3 | *UHMB060CCV3 | 29800 | 27000 | 15.2 | 12 | 8.1 | 2.1 | 67 | 53 | 213907175
AMERICAN STANDARD | 4A6L5030N1 | 4PX*BU36BS3 | *UHMB080CCV3 | 29400 | 26800 | 16 | 12 | 8.1 | 2.2 | 67 | 52 | 213907172
TRANE | 5TWX5030A1 | 5TXCB004AS3+TSTAT | S9X2B080U4PSB | 27400 | 26000 | 15.2 | 11.7 | 8.1 | 2 | 67 | 53 | 214182105
TRANE | 5TWX5030A1 | 5TXCB004AS3+TSTAT | S9X2B040U3PSB | 27200 | 25800 | 15.2 | 11.7 | 8.1 | 2 | 67 | 52 | 214182101
TRANE | 5TWX5030A1 | 5TXCB004AS3+TSTAT | S9X1B080U4PSB | 27400 | 26000 | 15.2 | 11.7 | 8.1 | 2 | 67 | 53 | 214182099
TRANE | 5TWX5030A1 | 5TXCB004AS3+TSTAT | S9X1B040U3PSB | 27200 | 25800 | 15.2 | 11.7 | 8.1 | 2 | 67 | 52 | 214182089
TRANE | 5TWX5030A1 | 5TEM6D07AV51+TDR+TSTAT |  | 28400 | 25600 | 15.5 | 12 | 8.1 | 2.2 | 67 | 52 | 214182017
TRANE | 5TWX5030A1 | 5TEM6D06AV41+TDR+TSTAT |  | 28400 | 25600 | 15.5 | 12 | 8.1 | 2.2 | 68 | 52 | 214182015
TRANE | 5TWX5030A1 | 5TEM6D04AV31+TDR+TSTAT |  | 27800 | 26000 | 15.5 | 12 | 8.1 | 2.1 | 68 | 53 | 214182013
TRANE | 5TWX5030A1 | 5TEM6B03AV21+TDR+TSTAT |  | 27000 | 26800 | 15.2 | 11.7 | 8.1 | 2.1 | 67 | 51 | 214182011
TRANE | 5TWX5024A1 | 5TXCC007AS3+TSTAT | *UHMC100ACV4 | 24200 | 21400 | 16 | 12 | 8.1 | 2.1 | 66 | 51 | 214182009
TRANE | 5TWX5024A1 | 5TXCC007AS3+TSTAT | *UHMC100CCV4 | 24200 | 21400 | 16 | 12 | 8.1 | 2.1 | 67 | 52 | 214182007
TRANE | 5TWX5024A1 | 5TXCC007AS3+TSTAT |  | 23800 | 22400 | 15.2 | 11.7 | 8.1 | 2 | 67 | 53 | 214182005
TRANE | 5TWX5024A1 | 5TXCB006AS3+TSTAT | S9X2B060U4PSB | 24600 | 22000 | 16 | 12 | 8.1 | 2.1 | 67 | 52 | 214181990
TRANE | 5TWX5024A1 | 5TXCB006AS3+TSTAT | S9X1B060U4PSB | 24600 | 22000 | 16 | 12 | 8.1 | 2.1 | 67 | 52 | 214181988
TRANE | 5TWX5024A1 | 5TXCB006AS3+TSTAT |  | 24000 | 22600 | 15.2 | 11.7 | 8.1 | 2 | 67 | 53 | 214181984
AMERICAN STANDARD | 4A6L9048A1 | 4TXCC005DS3 | *UHMC100CCV4 | 45000 | 44500 | 19 | 11.2 | 8.5 | 2.1 | 73 | 58 | 214250582
TRANE | 4TWL9048A1 | 4TXCC005DS3 | *UHMC100CCV4 | 45000 | 44500 | 19 | 11.2 | 8.5 | 2.1 | 73 | 58 | 214250581
AMERICAN STANDARD | 4A6L9048A1 | 4PX*DU60BS3 | *UHMC100CCV4 | 47000 | 42000 | 19 | 12 | 8.7 | 2.2 | 73 | 59 | 214250580
TRANE | 4TWL9048A1 | 4PX*DU60BS3 | *UHMC100CCV4 | 47000 | 42000 | 19 | 12 | 8.7 | 2.2 | 73 | 59 | 214250579
AMERICAN STANDARD | 4A6L9048A1 | 4PX*DU60BS3 | *DHMD120CCV5 | 44500 | 41500 | 17.5 | 11 | 8.7 | 2.2 | 75 | 61 | 214250578
TRANE | 4TWL9048A1 | 4PX*DU60BS3 | *DHMD120CCV5 | 44500 | 41500 | 17.5 | 11 | 8.7 | 2.2 | 75 | 61 | 214250577
AMERICAN STANDARD | 4A6L9048A1 | 4PX*DU60BS3 | *UHMD120CCV5 | 48500 | 43000 | 19 | 12 | 8.7 | 2.2 | 73 | 59 | 214250576
TRANE | 4TWL9048A1 | 4PX*DU60BS3 | *UHMD120CCV5 | 48500 | 43000 | 19 | 12 | 8.7 | 2.2 | 73 | 59 | 214250575
AMERICAN STANDARD | 4A6L9048A1 | 4PX*DU60BS3 | *DHMC100CCV4 | 43000 | 43000 | 17 | 10 | 8.5 | 2.1 | 70 | 57 | 214250574
TRANE | 4TWL9048A1 | 4PX*DU60BS3 | *DHMC100CCV4 | 43000 | 43000 | 17 | 10 | 8.5 | 2.1 | 70 | 57 | 214250573
AMERICAN STANDARD | 4A6L9048A1 | 4PX*DU48BS3 | *DHMD120CCV5 | 44500 | 42500 | 18 | 11 | 8.7 | 2.1 | 74 | 60 | 214250572
TRANE | 4TWL9048A1 | 4PX*DU48BS3 | *DHMD120CCV5 | 44500 | 42500 | 18 | 11 | 8.7 | 2.1 | 74 | 60 | 214250571
AMERICAN STANDARD | 4A6L9048A1 | 4PX*DU48BS3 | *DHMC100CCV4 | 43500 | 41000 | 17.5 | 10 | 8.2 | 2 | 75 | 61 | 214250570
TRANE | 4TWL9048A1 | 4PX*DU48BS3 | *DHMC100CCV4 | 43500 | 41000 | 17.5 | 10 | 8.2 | 2 | 75 | 61 | 214250569
AMERICAN STANDARD | 4A6L9048A1 | 4PX*DU48BS3 | *UHMC100CCV4 | 46000 | 42500 | 19 | 11.7 | 8.7 | 2.1 | 73 | 59 | 214250568
TRANE | 4TWL9048A1 | 4PX*DU48BS3 | *UHMC100CCV4 | 46000 | 42500 | 19 | 11.7 | 8.7 | 2.1 | 73 | 59 | 214250567
AMERICAN STANDARD | 4A6L9048A1 | 4PX*DU48BS3 | *UHMD120CCV5 | 47500 | 44000 | 19 | 11.7 | 9 | 2.2 | 73 | 59 | 214250566
TRANE | 4TWL9048A1 | 4PX*DU48BS3 | *UHMD120CCV5 | 47500 | 44000 | 19 | 11.7 | 9 | 2.2 | 73 | 59 | 214250565
AMERICAN STANDARD | 4A6L9048A1 | 4PX*DD60BS3 | *DHMC100CCV4 | 45500 | 42000 | 19 | 11.2 | 8.5 | 2.1 | 74 | 60 | 214250564
TRANE | 4TWL9048A1 | 4PX*DD60BS3 | *DHMC100CCV4 | 45500 | 42000 | 19 | 11.2 | 8.5 | 2.1 | 74 | 60 | 214250563
AMERICAN STANDARD | 4A6L9048A1 | 4PX*DD60BS3 | *DHMD120CCV5 | 47000 | 43500 | 19 | 11.5 | 8.7 | 2.2 | 74 | 59 | 214250562
TRANE | 4TWL9048A1 | 4PX*DD60BS3 | *DHMD120CCV5 | 47000 | 43500 | 19 | 11.5 | 8.7 | 2.2 | 74 | 59 | 214250561
AMERICAN STANDARD | 4A6L9048A1 | 4PX*CU60BS3 | *DHMC100CCV4 | 44000 | 41500 | 17 | 10 | 8.7 | 2.1 | 75 | 61 | 214250560
TRANE | 4TWL9048A1 | 4PX*CU60BS3 | *DHMC100CCV4 | 44000 | 41500 | 17 | 10 | 8.7 | 2.1 | 75 | 61 | 214250559
AMERICAN STANDARD | 4A6L9048A1 | 4PX*CU60BS3 | *UHMC100CCV4 | 48500 | 43500 | 19 | 12 | 8.7 | 2.2 | 73 | 58 | 214250558
TRANE | 4TWL9048A1 | 4PX*CU60BS3 | *UHMC100CCV4 | 48500 | 43500 | 19 | 12 | 8.7 | 2.2 | 73 | 58 | 214250557
AMERICAN STANDARD | 4A6L9048A1 | 4PX*CU48BS3 | *UHMC100CCV4 | 47000 | 44000 | 19 | 11.7 | 9 | 2.2 | 73 | 59 | 214250556
TRANE | 4TWL9048A1 | 4PX*CU48BS3 | *UHMC100CCV4 | 47000 | 44000 | 19 | 11.7 | 9 | 2.2 | 73 | 59 | 214250555
AMERICAN STANDARD | 4A6L9048A1 | 4PX*CU48BS3 | *DHMC100CCV4 | 44000 | 42500 | 18 | 10 | 8.7 | 2.1 | 74 | 60 | 214250554
TRANE | 4TWL9048A1 | 4PX*CU48BS3 | *DHMC100CCV4 | 44000 | 42500 | 18 | 10 | 8.7 | 2.1 | 74 | 60 | 214250553
AMERICAN STANDARD | 4A6L9048A1 | 4PX*CU42BS3 | *UHMC100CCV4 | 47500 | 44500 | 19 | 11.7 | 8.7 | 2.2 | 73 | 58 | 214250552
TRANE | 4TWL9048A1 | 4PX*CU42BS3 | *UHMC100CCV4 | 47500 | 44500 | 19 | 11.7 | 8.7 | 2.2 | 73 | 58 | 214250551
AMERICAN STANDARD | 4A6L9048A1 | 4PX*CU42BS3 | *DHMC100CCV4 | 45000 | 43000 | 18 | 11 | 8.2 | 2 | 75 | 60 | 214250550
TRANE | 4TWL9048A1 | 4PX*CU42BS3 | *DHMC100CCV4 | 45000 | 43000 | 18 | 11 | 8.2 | 2 | 75 | 60 | 214250549
AMERICAN STANDARD | 4A6L9048A1 | 4PX*CD60BS3 | *DHMC100CCV4 | 48000 | 43500 | 19 | 11.5 | 8.7 | 2.1 | 74 | 59 | 214250548
TRANE | 4TWL9048A1 | 4PX*CD60BS3 | *DHMC100CCV4 | 48000 | 43500 | 19 | 11.5 | 8.7 | 2.1 | 74 | 59 | 214250547
AMERICAN STANDARD | 4A6L9036A1 | 4TXFH036CZ3 | *DHMB060CCV3 | 35400 | 33800 | 16.5 | 10 | 8.5 | 2.1 | 70 | 56 | 214250546
TRANE | 4TWL9036A1 | 4TXFH036CZ3 | *DHMB060CCV3 | 35400 | 33800 | 16.5 | 10 | 8.5 | 2.1 | 70 | 56 | 214250545
AMERICAN STANDARD | 4A6L9036A1 | 4TXCC009DS3 | *UHMC100CCV4 | 37600 | 33000 | 18.5 | 12 | 8.7 | 2.3 | 70 | 55 | 214250544
TRANE | 4TWL9036A1 | 4TXCC009DS3 | *UHMC100CCV4 | 37600 | 33000 | 18.5 | 12 | 8.7 | 2.3 | 70 | 55 | 214250543
AMERICAN STANDARD | 4A6L9036A1 | 4TXCC007DS3 | *UHMC100CCV4 | 37200 | 33600 | 18 | 11.7 | 8.7 | 2.3 | 69 | 54 | 214250542
TRANE | 4TWL9036A1 | 4TXCC007DS3 | *UHMC100CCV4 | 37200 | 33600 | 18 | 11.7 | 8.7 | 2.3 | 69 | 54 | 214250541
AMERICAN STANDARD | 4A6L9036A1 | 4TXCC007DS3 | *DHMC100CCV4 | 34600 | 32600 | 16 | 10 | 8.7 | 2.2 | 71 | 56 | 214250540
TRANE | 4TWL9036A1 | 4TXCC007DS3 | *DHMC100CCV4 | 34600 | 32600 | 16 | 10 | 8.7 | 2.2 | 71 | 56 | 214250539
AMERICAN STANDARD | 4A6L9036A1 | 4TXCC005DS3 | *UHMC100CCV4 | 35800 | 34000 | 17 | 11.5 | 8.7 | 2.2 | 69 | 54 | 214250538
TRANE | 4TWL9036A1 | 4TXCC005DS3 | *UHMC100CCV4 | 35800 | 34000 | 17 | 11.5 | 8.7 | 2.2 | 69 | 54 | 214250537
AMERICAN STANDARD | 4A6L9036A1 | 4TXCC005DS3 | *DHMC100CCV4 | 33600 | 33000 | 15.5 | 10 | 8.2 | 2.1 | 71 | 56 | 214250536
TRANE | 4TWL9036A1 | 4TXCC005DS3 | *DHMC100CCV4 | 33600 | 33000 | 15.5 | 10 | 8.2 | 2.1 | 71 | 56 | 214250535
AMERICAN STANDARD | 4A6L9036A1 | 4TXCB006DS3 | *UHMB060CCV3 | 36800 | 33800 | 17.5 | 11.2 | 8.7 | 2.2 | 70 | 56 | 214250534
TRANE | 4TWL9036A1 | 4TXCB006DS3 | *UHMB060CCV3 | 36800 | 33800 | 17.5 | 11.2 | 8.7 | 2.2 | 70 | 56 | 214250533
AMERICAN STANDARD | 4A6L9036A1 | 4TXCB006DS3 | *DHMB060CCV3 | 34200 | 32800 | 16 | 10 | 8.7 | 2.2 | 71 | 56 | 214250532
TRANE | 4TWL9036A1 | 4TXCB006DS3 | *DHMB060CCV3 | 34200 | 32800 | 16 | 10 | 8.7 | 2.2 | 71 | 56 | 214250531
AMERICAN STANDARD | 4A6L9036A1 | 4TXCB006DS3 | *DHMB080CCV3 | 34200 | 32600 | 16 | 10 | 8.7 | 2.2 | 71 | 57 | 214250530
TRANE | 4TWL9036A1 | 4TXCB006DS3 | *DHMB080CCV3 | 34200 | 32600 | 16 | 10 | 8.7 | 2.2 | 71 | 57 | 214250529
AMERICAN STANDARD | 4A6L9036A1 | 4TXCB006DS3 | *UHMB080CCV3 | 36800 | 33600 | 17.5 | 11.5 | 8.7 | 2.3 | 70 | 55 | 214250528
TRANE | 4TWL9036A1 | 4TXCB006DS3 | *UHMB080CCV3 | 36800 | 33600 | 17.5 | 11.5 | 8.7 | 2.3 | 70 | 55 | 214250527
AMERICAN STANDARD | 4A6L9036A1 | 4TXCB004DS3 | *UHMB080CCV3 | 35600 | 34200 | 17 | 11.2 | 8.5 | 2.2 | 69 | 54 | 214250526
TRANE | 4TWL9036A1 | 4TXCB004DS3 | *UHMB080CCV3 | 35600 | 34200 | 17 | 11.2 | 8.5 | 2.2 | 69 | 54 | 214250525
AMERICAN STANDARD | 4A6L9036A1 | 4TXCB004DS3 | *DHMB080CCV3 | 33200 | 33200 | 15.5 | 10 | 8.2 | 2.1 | 70 | 56 | 214250524
TRANE | 4TWL9036A1 | 4TXCB004DS3 | *DHMB080CCV3 | 33200 | 33200 | 15.5 | 10 | 8.2 | 2.1 | 70 | 56 | 214250523
AMERICAN STANDARD | 4A6L9036A1 | 4TXCB004DS3 | *UHMB060CCV3 | 35600 | 34200 | 16.5 | 11 | 8.5 | 2.1 | 70 | 55 | 214250522
TRANE | 4TWL9036A1 | 4TXCB004DS3 | *UHMB060CCV3 | 35600 | 34200 | 16.5 | 11 | 8.5 | 2.1 | 70 | 55 | 214250521
AMERICAN STANDARD | 4A6L9036A1 | 4TXCB004DS3 | *DHMB060CCV3 | 33200 | 33400 | 15.5 | 10 | 8.2 | 2.1 | 70 | 56 | 214250520
TRANE | 4TWL9036A1 | 4TXCB004DS3 | *DHMB060CCV3 | 33200 | 33400 | 15.5 | 10 | 8.2 | 2.1 | 70 | 56 | 214250519
AMERICAN STANDARD | 4A6L9036A1 | 4PX*CU48BS3 | *UHMC100CCV4 | 37200 | 33600 | 18 | 11.7 | 8.7 | 2.3 | 70 | 55 | 214250518
TRANE | 4TWL9036A1 | 4PX*CU48BS3 | *UHMC100CCV4 | 37200 | 33600 | 18 | 11.7 | 8.7 | 2.3 | 70 | 55 | 214250517
AMERICAN STANDARD | 4A6L9036A1 | 4PX*CU48BS3 | *DHMC100CCV4 | 34600 | 32600 | 16 | 10 | 8.7 | 2.2 | 71 | 56 | 214250516
TRANE | 4TWL9036A1 | 4PX*CU48BS3 | *DHMC100CCV4 | 34600 | 32600 | 16 | 10 | 8.7 | 2.2 | 71 | 56 | 214250515
AMERICAN STANDARD | 4A6L9036A1 | 4PX*CU42BS3 | *UHMC100CCV4 | 37000 | 34000 | 17.5 | 11.7 | 8.7 | 2.3 | 69 | 54 | 214250514
TRANE | 4TWL9036A1 | 4PX*CU42BS3 | *UHMC100CCV4 | 37000 | 34000 | 17.5 | 11.7 | 8.7 | 2.3 | 69 | 54 | 214250513
AMERICAN STANDARD | 4A6L9036A1 | 4PX*CU42BS3 | *DHMC100CCV4 | 35200 | 32800 | 16.5 | 11 | 8.5 | 2.2 | 71 | 56 | 214250512
TRANE | 4TWL9036A1 | 4PX*CU42BS3 | *DHMC100CCV4 | 35200 | 32800 | 16.5 | 11 | 8.5 | 2.2 | 71 | 56 | 214250511
AMERICAN STANDARD | 4A6L9036A1 | 4PX*CU36BS3 | *DHMC100CCV4 | 33600 | 33000 | 15.5 | 10 | 8.2 | 2 | 72 | 56 | 214250510
TRANE | 4TWL9036A1 | 4PX*CU36BS3 | *DHMC100CCV4 | 33600 | 33000 | 15.5 | 10 | 8.2 | 2 | 72 | 56 | 214250509
AMERICAN STANDARD | 4A6L9036A1 | 4PX*CU36BS3 | *UHMC100CCV4 | 35800 | 34000 | 17 | 11.5 | 8.7 | 2.2 | 69 | 54 | 214250508
TRANE | 4TWL9036A1 | 4PX*CU36BS3 | *UHMC100CCV4 | 35800 | 34000 | 17 | 11.5 | 8.7 | 2.2 | 69 | 54 | 214250507
AMERICAN STANDARD | 4A6L9036A1 | 4PX*CD60BS3 | *DHMC100CCV4 | 37400 | 33200 | 18 | 11.7 | 8.5 | 2.2 | 70 | 55 | 214250506
TRANE | 4TWL9036A1 | 4PX*CD60BS3 | *DHMC100CCV4 | 37400 | 33200 | 18 | 11.7 | 8.5 | 2.2 | 70 | 55 | 214250505
AMERICAN STANDARD | 4A6L9036A1 | 4PX*CD42BS3 | *DHMC100CCV4 | 37400 | 34200 | 17 | 11.5 | 8.2 | 2.1 | 70 | 54 | 214250504
TRANE | 4TWL9036A1 | 4PX*CD42BS3 | *DHMC100CCV4 | 37400 | 34200 | 17 | 11.5 | 8.2 | 2.1 | 70 | 54 | 214250503
TRANE | 5TWX5060A1 | 5TXCD010AS3+TSTAT | S9X2D120U5PSB | 54500 | 54500 | 15.2 | 10 | 8.1 | 2.2 | 69 | 54 | 214183282
TRANE | 5TWX5060A1 | 5TXCD010AS3+TSTAT+P0V0D000M50SD |  | 55500 | 53500 | 15.2 | 11.7 | 8.1 | 2.4 | 67 | 53 | 214183276
TRANE | 5TWX5060A1 | 5TXCD010AS3+TSTAT | S8X2C080M5PTC | 53500 | 53000 | 15.2 | 10 | 8.1 | 2.2 | 68 | 54 | 214183265
TRANE | 5TWX5060A1 | 5TXCD010AS3+TSTAT | S8X2C080M5PSC | 53500 | 53000 | 15.2 | 10 | 8.1 | 2.2 | 68 | 54 | 214183263
TRANE | 5TWX5060A1 | 5TXCD010AS3+TSTAT | S9X1D120U5PSB | 54500 | 54500 | 15.2 | 10 | 8.1 | 2.2 | 69 | 54 | 214183261
TRANE | 5TWX5060A1 | 5TEM6D07AV51+TDR+TSTAT |  | 54500 | 53500 | 15.2 | 11.7 | 8.1 | 2.5 | 67 | 53 | 214183188
TRANE | 5TWX5048A1 | 5TXCD010AS3+TSTAT | S9X2C080U5PSB | 43500 | 42000 | 15.5 | 11.7 | 8.1 | 2 | 67 | 52 | 214183184
TRANE | 5TWX5048A1 | 5TXCD010AS3+TSTAT | S9X1D120U5PSB | 45000 | 43500 | 15.5 | 11.7 | 8.1 | 2.1 | 66 | 51 | 214183182
TRANE | 5TWX5048A1 | 5TXCD010AS3+TSTAT | S9X1C100U5PSB | 43500 | 42500 | 15.2 | 11.7 | 8.1 | 2 | 67 | 52 | 214183180
TRANE | 5TWX5048A1 | 5TXCD010AS3+TSTAT | S9X1C080U5PSB | 43500 | 42000 | 15.5 | 11.7 | 8.1 | 2 | 67 | 52 | 214183178
TRANE | 5TWX5048A1 | 5TXCD010AS3+TSTAT | S9V2D120U5VSB | 44500 | 43000 | 15.5 | 12 | 8.1 | 2.1 | 67 | 51 | 214183176
TRANE | 5TWX5048A1 | 5TXCD010AS3+TSTAT | S9V2D120U5VSA | 45500 | 43500 | 15.5 | 12 | 8.1 | 2.1 | 66 | 51 | 214183174
TRANE | 5TWX5048A1 | 5TXCD010AS3+TSTAT | S9V2D120U5PSC | 45500 | 43500 | 15.5 | 12 | 8.1 | 2.1 | 66 | 51 | 214183171
TRANE | 5TWX5048A1 | 5TXCD010AS3+TSTAT | S9V2D120U5PSB | 45500 | 43500 | 15.5 | 12 | 8.1 | 2.1 | 66 | 51 | 214183169
TRANE | 5TWX5048A1 | 5TXCD010AS3+TSTAT | S9V2C100U5PSC | 43500 | 42000 | 15.2 | 11.7 | 8.1 | 2 | 67 | 52 | 214183167
TRANE | 5TWX5048A1 | 5TXCD010AS3+TSTAT | S9V2C100U5PSB | 43500 | 42000 | 15.5 | 11.7 | 8.1 | 2.1 | 66 | 51 | 214183165
TRANE | 5TWX5048A1 | 5TXCD010AS3+TSTAT | *UHMD120ACV5 | 44000 | 43000 | 15.2 | 11.7 | 8.1 | 2.1 | 67 | 51 | 214183163
TRANE | 5TWX5048A1 | 5TXCD010AS3+TSTAT | *UHMC100CCV4 | 43500 | 42000 | 15.2 | 11.7 | 8.1 | 2 | 68 | 52 | 214183161
TRANE | 5TWX5048A1 | 5TXCD010AS3+TSTAT | *UHMC100ACV4 | 43500 | 42000 | 15.2 | 11.7 | 8.1 | 2 | 68 | 52 | 214183159
AMERICAN STANDARD | 4A6L9048A1 | 4TXCD010DS3 | S8V2C100M5PCB+RP | 47000 | 42000 | 19 | 11.7 | 8.7 | 2.2 | 74 | 59 | 214252782
TRANE | 4TWL9048A1 | 4TXCD010DS3 | S8V2C100M5PCB+RP | 47000 | 42000 | 19 | 11.7 | 8.7 | 2.2 | 74 | 59 | 214252781
AMERICAN STANDARD | 4A6L9048A1 | 4TXCD010DS3 | S8V2C100M5PDB+RP | 47000 | 42000 | 19 | 11.7 | 8.7 | 2.2 | 74 | 59 | 214252780
TRANE | 4TWL9048A1 | 4TXCD010DS3 | S8V2C100M5PDB+RP | 47000 | 42000 | 19 | 11.7 | 8.7 | 2.2 | 74 | 59 | 214252779
AMERICAN STANDARD | 4A6L9048A1 | 4TXCD008DS3 | S8V2C100M5PDB+RP | 46000 | 42500 | 19 | 11.5 | 8.7 | 2.1 | 74 | 59 | 214252778
TRANE | 4TWL9048A1 | 4TXCD008DS3 | S8V2C100M5PDB+RP | 46000 | 42500 | 19 | 11.5 | 8.7 | 2.1 | 74 | 59 | 214252777
AMERICAN STANDARD | 4A6L9048A1 | 4TXCD008DS3 | S8V2C080M5PDB+RP | 46000 | 42500 | 19 | 11.7 | 8.7 | 2.2 | 73 | 59 | 214252776
TRANE | 4TWL9048A1 | 4TXCD008DS3 | S8V2C080M5PDB+RP | 46000 | 42500 | 19 | 11.7 | 8.7 | 2.2 | 73 | 59 | 214252775
AMERICAN STANDARD | 4A6L9048A1 | 4TXCD008DS3 | S8V2C100M5PCB+RP | 46000 | 42500 | 19 | 11.5 | 8.7 | 2.1 | 74 | 59 | 214252774
TRANE | 4TWL9048A1 | 4TXCD008DS3 | S8V2C100M5PCB+RP | 46000 | 42500 | 19 | 11.5 | 8.7 | 2.1 | 74 | 59 | 214252773
AMERICAN STANDARD | 4A6L9048A1 | 4TXCD008DS3 | S8V2C080M5PCB+RP | 46000 | 42500 | 19 | 11.7 | 8.7 | 2.2 | 73 | 59 | 214252772
TRANE | 4TWL9048A1 | 4TXCD008DS3 | S8V2C080M5PCB+RP | 46000 | 42500 | 19 | 11.7 | 8.7 | 2.2 | 73 | 59 | 214252771
AMERICAN STANDARD | 4A6L9048A1 | 4PX*DU60BS3 | S8V2C100M5PDB+RP | 47000 | 42000 | 19 | 11.7 | 8.7 | 2.2 | 73 | 59 | 214252770
TRANE | 4TWL9048A1 | 4PX*DU60BS3 | S8V2C100M5PDB+RP | 47000 | 42000 | 19 | 11.7 | 8.7 | 2.2 | 73 | 59 | 214252769
AMERICAN STANDARD | 4A6L9048A1 | 4PX*DU60BS3 | S8V2C100M5PCB+RP | 47000 | 42000 | 19 | 11.7 | 8.7 | 2.2 | 73 | 59 | 214252768
TRANE | 4TWL9048A1 | 4PX*DU60BS3 | S8V2C100M5PCB+RP | 47000 | 42000 | 19 | 11.7 | 8.7 | 2.2 | 73 | 59 | 214252767
AMERICAN STANDARD | 4A6L9048A1 | 4PX*DU48BS3 | S8V2C100M5PCB+RP | 46000 | 42500 | 19 | 11.5 | 8.7 | 2.1 | 74 | 59 | 214252766
TRANE | 4TWL9048A1 | 4PX*DU48BS3 | S8V2C100M5PCB+RP | 46000 | 42500 | 19 | 11.5 | 8.7 | 2.1 | 74 | 59 | 214252765
AMERICAN STANDARD | 4A6L9048A1 | 4PX*DU48BS3 | S8V2C080M5PDB+RP | 46000 | 42500 | 19 | 11.7 | 8.7 | 2.2 | 73 | 59 | 214252764
TRANE | 4TWL9048A1 | 4PX*DU48BS3 | S8V2C080M5PDB+RP | 46000 | 42500 | 19 | 11.7 | 8.7 | 2.2 | 73 | 59 | 214252763
AMERICAN STANDARD | 4A6L9048A1 | 4PX*DU48BS3 | S8V2C080M5PCB+RP | 46000 | 42500 | 19 | 11.7 | 8.7 | 2.2 | 73 | 59 | 214252762
TRANE | 4TWL9048A1 | 4PX*DU48BS3 | S8V2C080M5PCB+RP | 46000 | 42500 | 19 | 11.7 | 8.7 | 2.2 | 73 | 59 | 214252761
AMERICAN STANDARD | 4A6L9048A1 | 4PX*DU48BS3 | S8V2C100M5PDB+RP | 46000 | 42500 | 19 | 11.5 | 8.7 | 2.1 | 74 | 59 | 214252760
TRANE | 4TWL9048A1 | 4PX*DU48BS3 | S8V2C100M5PDB+RP | 46000 | 42500 | 19 | 11.5 | 8.7 | 2.1 | 74 | 59 | 214252759
AMERICAN STANDARD | 4A6L9048A1 | 4PX*DD60BS3 | S8V2C100M5PDB+RP | 46000 | 42000 | 19 | 11.5 | 8.5 | 2.1 | 74 | 59 | 214252758
TRANE | 4TWL9048A1 | 4PX*DD60BS3 | S8V2C100M5PDB+RP | 46000 | 42000 | 19 | 11.5 | 8.5 | 2.1 | 74 | 59 | 214252757
AMERICAN STANDARD | 4A6L9048A1 | 4PX*DD60BS3 | S8V2C100M5PCB+RP | 46000 | 42000 | 19 | 11.5 | 8.5 | 2.1 | 74 | 59 | 214252756
TRANE | 4TWL9048A1 | 4PX*DD60BS3 | S8V2C100M5PCB+RP | 46000 | 42000 | 19 | 11.5 | 8.5 | 2.1 | 74 | 59 | 214252755
AMERICAN STANDARD | 4A6L9024A1 | 4TXCB003DS3 | S8V2A040M3PDB+RP | 22600 | 20600 | 17 | 12 | 8.7 | 2.2 | 67 | 52 | 214252752
TRANE | 4TWL9024A1 | 4TXCB003DS3 | S8V2A040M3PDB+RP | 22600 | 20600 | 17 | 12 | 8.7 | 2.2 | 67 | 52 | 214252751
AMERICAN STANDARD | 4A6L9024A1 | 4PX*BU42BS3 | S8V2A040M3PDB+RP | 23200 | 19800 | 17.5 | 12.5 | 8.5 | 2.2 | 68 | 53 | 214252750
TRANE | 4TWL9024A1 | 4PX*BU42BS3 | S8V2A040M3PDB+RP | 23200 | 19800 | 17.5 | 12.5 | 8.5 | 2.2 | 68 | 53 | 214252749
AMERICAN STANDARD | 4A6L9024A1 | 4PX*BU42BS3 | S8V2A040M3PCB+RP | 23200 | 19800 | 17.5 | 12.5 | 8.5 | 2.2 | 68 | 53 | 214252748
TRANE | 4TWL9024A1 | 4PX*BU42BS3 | S8V2A040M3PCB+RP | 23200 | 19800 | 17.5 | 12.5 | 8.5 | 2.2 | 68 | 53 | 214252747
AMERICAN STANDARD | 4A6L9024A1 | 4PX*BU30BS3 | S8V2A040M3PDB+RP | 22600 | 20600 | 17 | 12 | 8.7 | 2.2 | 67 | 52 | 214252744
TRANE | 4TWL9024A1 | 4PX*BU30BS3 | S8V2A040M3PDB+RP | 22600 | 20600 | 17 | 12 | 8.7 | 2.2 | 67 | 52 | 214252743
AMERICAN STANDARD | 4A6L9024A1 | 4PX*BU30BS3 | S8V2A040M3PCB+RP | 22600 | 20600 | 17 | 12 | 8.7 | 2.2 | 67 | 52 | 214252742
TRANE | 4TWL9024A1 | 4PX*BU30BS3 | S8V2A040M3PCB+RP | 22600 | 20600 | 17 | 12 | 8.7 | 2.2 | 67 | 52 | 214252741
AMERICAN STANDARD | 4A6L9024A1 | 4PX*BU24BS3 | S8V2A040M3PCB+RP | 21800 | 21000 | 16.5 | 11.5 | 8.1 | 1.9 | 66 | 51 | 214252738
TRANE | 4TWL9024A1 | 4PX*BU24BS3 | S8V2A040M3PCB+RP | 21800 | 21000 | 16.5 | 11.5 | 8.1 | 1.9 | 66 | 51 | 214252737
AMERICAN STANDARD | 4A6L9024A1 | 4PX*BU24BS3 | S8V2A040M3PDB+RP | 21800 | 21000 | 16.5 | 11.5 | 8.1 | 1.9 | 66 | 51 | 214252736
TRANE | 4TWL9024A1 | 4PX*BU24BS3 | S8V2A040M3PDB+RP | 21800 | 21000 | 16.5 | 11.5 | 8.1 | 1.9 | 66 | 51 | 214252735
AMERICAN STANDARD | 4A6L9024A1 | 4PX*BD30BS3 | S8V2A040M3PDB+RP | 22400 | 20600 | 17 | 12 | 8.5 | 2.2 | 67 | 52 | 214252728
AMERICAN STANDARD | 4A6L6036A1 | 4PX*BU42BS3 | S9X1B080U4PSB | 36200 | 33800 | 15.2 | 12 | 8.1 | 2.1 | 64 | 50 | 203515289
TRANE | 4TWL9024A1 | 4PX*BD30BS3 | *DHMB060CCV3 | 23400 | 21400 | 17.5 | 12 | 8.5 | 2.2 | 66 | 51 | 214250443
AMERICAN STANDARD | 4A6L9024A1 | 4PX*BD30BS3 | *DHMB060CCV3 | 23400 | 21400 | 17.5 | 12 | 8.5 | 2.2 | 66 | 51 | 214250444
TRANE | 4TWL9024A1 | 4PX*BD30BS3 | *DHMB080CCV3 | 23600 | 21400 | 17.5 | 12 | 8.7 | 2.2 | 66 | 51 | 214250445
AMERICAN STANDARD | 4A6L9024A1 | 4PX*BD30BS3 | *DHMB080CCV3 | 23600 | 21400 | 17.5 | 12 | 8.7 | 2.2 | 66 | 51 | 214250446
TRANE | 4TWL9024A1 | 4PX*BD36BS3 | *DHMB060CCV3 | 23800 | 20400 | 18 | 12 | 8.5 | 2.2 | 67 | 52 | 214250447
AMERICAN STANDARD | 4A6L9024A1 | 4PX*BD36BS3 | *DHMB060CCV3 | 23800 | 20400 | 18 | 12 | 8.5 | 2.2 | 67 | 52 | 214250448
TRANE | 4TWL9024A1 | 4PX*BU24BS3 | *DHMB080CCV3 | 22000 | 21600 | 15.5 | 11.2 | 8.2 | 2 | 67 | 52 | 214250449
AMERICAN STANDARD | 4A6L9024A1 | 4PX*BU24BS3 | *DHMB080CCV3 | 22000 | 21600 | 15.5 | 11.2 | 8.2 | 2 | 67 | 52 | 214250450
TRANE | 4TWL9024A1 | 4PX*BU24BS3 | *UHMB060CCV3 | 22800 | 21600 | 17.5 | 11.7 | 8.2 | 2 | 66 | 51 | 214250451
AMERICAN STANDARD | 4A6L9024A1 | 4PX*BU24BS3 | *UHMB060CCV3 | 22800 | 21600 | 17.5 | 11.7 | 8.2 | 2 | 66 | 51 | 214250452
TRANE | 4TWL9024A1 | 4PX*BU24BS3 | *UHMB080CCV3 | 22800 | 21600 | 17.5 | 12 | 8.2 | 2 | 66 | 50 | 214250453
AMERICAN STANDARD | 4A6L9024A1 | 4PX*BU24BS3 | *UHMB080CCV3 | 22800 | 21600 | 17.5 | 12 | 8.2 | 2 | 66 | 50 | 214250454
TRANE | 4TWL9024A1 | 4PX*BU30BS3 | *UHMB060CCV3 | 23600 | 20800 | 18 | 12 | 9 | 2.3 | 67 | 52 | 214250455
AMERICAN STANDARD | 4A6L9024A1 | 4PX*BU30BS3 | *UHMB060CCV3 | 23600 | 20800 | 18 | 12 | 9 | 2.3 | 67 | 52 | 214250456
TRANE | 4TWL9024A1 | 4PX*BU30BS3 | *DHMB060CCV3 | 21800 | 20400 | 16 | 11.2 | 8.7 | 2.2 | 68 | 53 | 214250457
AMERICAN STANDARD | 4A6L9024A1 | 4PX*BU30BS3 | *DHMB060CCV3 | 21800 | 20400 | 16 | 11.2 | 8.7 | 2.2 | 68 | 53 | 214250458
TRANE | 4TWL9024A1 | 4TXCB003DS3 | *DHMB060CCV3 | 22000 | 20400 | 16 | 11.2 | 8.7 | 2.2 | 68 | 53 | 214250459
AMERICAN STANDARD | 4A6L9024A1 | 4TXCB003DS3 | *DHMB060CCV3 | 22000 | 20400 | 16 | 11.2 | 8.7 | 2.2 | 68 | 53 | 214250460
TRANE | 4TWL9024A1 | 4TXCB003DS3 | *UHMB060CCV3 | 23800 | 21200 | 18 | 12.5 | 8.7 | 2.3 | 67 | 51 | 214250461
AMERICAN STANDARD | 4A6L9024A1 | 4TXCB003DS3 | *UHMB060CCV3 | 23800 | 21200 | 18 | 12.5 | 8.7 | 2.3 | 67 | 51 | 214250462
TRANE | 4TWL9024A1 | 4TXCB003DS3 | *UHMB080CCV3 | 23800 | 21200 | 18 | 12.5 | 8.7 | 2.3 | 67 | 51 | 214250463
AMERICAN STANDARD | 4A6L9024A1 | 4TXCB003DS3 | *UHMB080CCV3 | 23800 | 21200 | 18 | 12.5 | 8.7 | 2.3 | 67 | 51 | 214250464
TRANE | 4TWL9024A1 | 4TXCB003DS3 | *DHMB080CCV3 | 22200 | 20600 | 16 | 11.5 | 8.7 | 2.2 | 67 | 53 | 214250465
AMERICAN STANDARD | 4A6L9024A1 | 4TXCB003DS3 | *DHMB080CCV3 | 22200 | 20600 | 16 | 11.5 | 8.7 | 2.2 | 67 | 53 | 214250466
TRANE | 4TWL9036A1 | 4PX*BD36BS3 | *DHMB060CCV3 | 35400 | 34800 | 17 | 11 | 8.2 | 2.1 | 70 | 55 | 214250467
AMERICAN STANDARD | 4A6L9036A1 | 4PX*BD36BS3 | *DHMB060CCV3 | 35400 | 34800 | 17 | 11 | 8.2 | 2.1 | 70 | 55 | 214250468
TRANE | 4TWL9036A1 | 4PX*BD36BS3 | *DHMB080CCV3 | 35400 | 34800 | 17 | 11 | 8.2 | 2.1 | 69 | 54 | 214250469
AMERICAN STANDARD | 4A6L9036A1 | 4PX*BD36BS3 | *DHMB080CCV3 | 35400 | 34800 | 17 | 11 | 8.2 | 2.1 | 69 | 54 | 214250470
TRANE | 4TWL9036A1 | 4PX*BD42BS3 | *DHMB080CCV3 | 36800 | 34400 | 17 | 11.5 | 8.2 | 2.1 | 69 | 55 | 214250471
AMERICAN STANDARD | 4A6L9036A1 | 4PX*BD42BS3 | *DHMB080CCV3 | 36800 | 34400 | 17 | 11.5 | 8.2 | 2.1 | 69 | 55 | 214250472
TRANE | 4TWL9036A1 | 4PX*BD42BS3 | *DHMB060CCV3 | 36800 | 34400 | 17 | 11.2 | 8.2 | 2.1 | 69 | 55 | 214250473
AMERICAN STANDARD | 4A6L9036A1 | 4PX*BD42BS3 | *DHMB060CCV3 | 36800 | 34400 | 17 | 11.2 | 8.2 | 2.1 | 69 | 55 | 214250474
TRANE | 4TWL9036A1 | 4PX*BU36BS3 | *DHMB060CCV3 | 33200 | 33400 | 15.5 | 10 | 8.2 | 2.1 | 70 | 56 | 214250477
AMERICAN STANDARD | 4A6L9036A1 | 4PX*BU36BS3 | *DHMB060CCV3 | 33200 | 33400 | 15.5 | 10 | 8.2 | 2.1 | 70 | 56 | 214250478
TRANE | 4TWL9036A1 | 4PX*BU36BS3 | *UHMB060CCV3 | 35600 | 34200 | 16.5 | 11 | 8.5 | 2.2 | 70 | 55 | 214250479
AMERICAN STANDARD | 4A6L9036A1 | 4PX*BU36BS3 | *UHMB060CCV3 | 35600 | 34200 | 16.5 | 11 | 8.5 | 2.2 | 70 | 55 | 214250480
TRANE | 4TWL9036A1 | 4PX*BU36BS3 | *UHMB080CCV3 | 35600 | 34200 | 17 | 11.2 | 8.5 | 2.2 | 70 | 55 | 214250481
AMERICAN STANDARD | 4A6L9036A1 | 4PX*BU36BS3 | *UHMB080CCV3 | 35600 | 34200 | 17 | 11.2 | 8.5 | 2.2 | 70 | 55 | 214250482
TRANE | 4TWL9036A1 | 4PX*BU36BS3 | *DHMB080CCV3 | 33200 | 33200 | 15.5 | 10 | 8.2 | 2.1 | 70 | 56 | 214250483
AMERICAN STANDARD | 4A6L9036A1 | 4PX*BU36BS3 | *DHMB080CCV3 | 33200 | 33200 | 15.5 | 10 | 8.2 | 2.1 | 70 | 56 | 214250484
TRANE | 4TWL9036A1 | 4PX*BU42BS3 | *UHMB080CCV3 | 36800 | 34200 | 17 | 11.5 | 8.7 | 2.2 | 70 | 55 | 214250485
AMERICAN STANDARD | 4A6L9036A1 | 4PX*BU42BS3 | *UHMB080CCV3 | 36800 | 34200 | 17 | 11.5 | 8.7 | 2.2 | 70 | 55 | 214250486
TRANE | 4TWL9036A1 | 4PX*BU42BS3 | *DHMB060CCV3 | 33600 | 33000 | 15.5 | 10 | 8.5 | 2.2 | 70 | 56 | 214250487
AMERICAN STANDARD | 4A6L9036A1 | 4PX*BU42BS3 | *DHMB060CCV3 | 33600 | 33000 | 15.5 | 10 | 8.5 | 2.2 | 70 | 56 | 214250488
TRANE | 4TWL9036A1 | 4PX*BU42BS3 | *DHMB080CCV3 | 33600 | 33000 | 15.5 | 10 | 8.5 | 2.1 | 70 | 56 | 214250489
AMERICAN STANDARD | 4A6L9036A1 | 4PX*BU42BS3 | *DHMB080CCV3 | 33600 | 33000 | 15.5 | 10 | 8.5 | 2.1 | 70 | 56 | 214250490
TRANE | 4TWL9036A1 | 4PX*BU42BS3 | *UHMB060CCV3 | 36800 | 34400 | 17 | 11.2 | 8.7 | 2.2 | 69 | 55 | 214250491
AMERICAN STANDARD | 4A6L9036A1 | 4PX*BU42BS3 | *UHMB060CCV3 | 36800 | 34400 | 17 | 11.2 | 8.7 | 2.2 | 69 | 55 | 214250492
TRANE | 4TWL9036A1 | 4PX*BU48BS3 | *DHMB080CCV3 | 34200 | 32600 | 16 | 10 | 8.7 | 2.2 | 71 | 56 | 214250493
AMERICAN STANDARD | 4A6L9036A1 | 4PX*BU48BS3 | *DHMB080CCV3 | 34200 | 32600 | 16 | 10 | 8.7 | 2.2 | 71 | 56 | 214250494
TRANE | 4TWL9036A1 | 4PX*BU48BS3 | *UHMB080CCV3 | 36800 | 33600 | 17.5 | 11.5 | 8.7 | 2.3 | 70 | 55 | 214250495
AMERICAN STANDARD | 4A6L9036A1 | 4PX*BU48BS3 | *UHMB080CCV3 | 36800 | 33600 | 17.5 | 11.5 | 8.7 | 2.3 | 70 | 55 | 214250496
TRANE | 4TWL9036A1 | 4PX*BU48BS3 | *UHMB060CCV3 | 36800 | 33800 | 17.5 | 11.2 | 8.7 | 2.2 | 70 | 56 | 214250497
AMERICAN STANDARD | 4A6L9036A1 | 4PX*BU48BS3 | *UHMB060CCV3 | 36800 | 33800 | 17.5 | 11.2 | 8.7 | 2.2 | 70 | 56 | 214250498
TRANE | 4TWL9036A1 | 4PX*BU48BS3 | *DHMB060CCV3 | 34200 | 32800 | 16 | 10 | 8.7 | 2.2 | 71 | 57 | 214250499
AMERICAN STANDARD | 4A6L9036A1 | 4PX*BU48BS3 | *DHMB060CCV3 | 34200 | 32800 | 16 | 10 | 8.7 | 2.2 | 71 | 57 | 214250500
TRANE | 4TWL9036A1 | 4PX*CD36BS3 | *DHMC100CCV4 | 35800 | 34600 | 17.5 | 11.2 | 8.2 | 2.1 | 69 | 54 | 214250501
AMERICAN STANDARD | 4A6L9036A1 | 4PX*CD36BS3 | *DHMC100CCV4 | 35800 | 34600 | 17.5 | 11.2 | 8.2 | 2.1 | 69 | 54 | 214250502
TRANE | 4TWL9048A1 | 4TXCC007DS3 | *UHMC100CCV4 | 47000 | 44000 | 19 | 11.7 | 9 | 2.2 | 73 | 59 | 214250583
AMERICAN STANDARD | 4A6L9048A1 | 4TXCC007DS3 | *UHMC100CCV4 | 47000 | 44000 | 19 | 11.7 | 9 | 2.2 | 73 | 59 | 214250584
TRANE | 4TWL9048A1 | 4TXCC007DS3 | *DHMC100CCV4 | 44000 | 42500 | 18 | 10 | 8.7 | 2.1 | 75 | 61 | 214250585
AMERICAN STANDARD | 4A6L9048A1 | 4TXCC007DS3 | *DHMC100CCV4 | 44000 | 42500 | 18 | 10 | 8.7 | 2.1 | 75 | 61 | 214250586
TRANE | 4TWL9048A1 | 4TXCC009DS3 | *UHMC100CCV4 | 48500 | 43500 | 19 | 12 | 8.7 | 2.2 | 73 | 58 | 214250587
AMERICAN STANDARD | 4A6L9048A1 | 4TXCC009DS3 | *UHMC100CCV4 | 48500 | 43500 | 19 | 12 | 8.7 | 2.2 | 73 | 58 | 214250588
TRANE | 4TWL9048A1 | 4TXCC009DS3 | *DHMC100CCV4 | 44000 | 41500 | 17 | 10 | 8.7 | 2.1 | 75 | 61 | 214250589
AMERICAN STANDARD | 4A6L9048A1 | 4TXCC009DS3 | *DHMC100CCV4 | 44000 | 41500 | 17 | 10 | 8.7 | 2.1 | 75 | 61 | 214250590
TRANE | 4TWL9048A1 | 4TXCD008DS3 | *UHMC100CCV4 | 46000 | 42500 | 19 | 11.7 | 8.7 | 2.2 | 73 | 59 | 214250591
AMERICAN STANDARD | 4A6L9048A1 | 4TXCD008DS3 | *UHMC100CCV4 | 46000 | 42500 | 19 | 11.7 | 8.7 | 2.2 | 73 | 59 | 214250592
TRANE | 4TWL9048A1 | 4TXCD008DS3 | *UHMD120CCV5 | 47500 | 44000 | 19 | 11.7 | 9 | 2.2 | 73 | 58 | 214250593
AMERICAN STANDARD | 4A6L9048A1 | 4TXCD008DS3 | *UHMD120CCV5 | 47500 | 44000 | 19 | 11.7 | 9 | 2.2 | 73 | 58 | 214250594
TRANE | 4TWL9048A1 | 4TXCD008DS3 | *DHMC100CCV4 | 43500 | 41000 | 17.5 | 10 | 8.2 | 2 | 75 | 60 | 214250595
AMERICAN STANDARD | 4A6L9048A1 | 4TXCD008DS3 | *DHMC100CCV4 | 43500 | 41000 | 17.5 | 10 | 8.2 | 2 | 75 | 60 | 214250596
TRANE | 4TWL9048A1 | 4TXCD008DS3 | *DHMD120CCV5 | 44500 | 42500 | 18 | 11 | 8.7 | 2.1 | 74 | 60 | 214250597
AMERICAN STANDARD | 4A6L9048A1 | 4TXCD008DS3 | *DHMD120CCV5 | 44500 | 42500 | 18 | 11 | 8.7 | 2.1 | 74 | 60 | 214250598
TRANE | 4TWL9048A1 | 4TXCD010DS3 | *DHMC100CCV4 | 43000 | 43000 | 17 | 10 | 8.5 | 2.1 | 70 | 57 | 214250599
AMERICAN STANDARD | 4A6L9048A1 | 4TXCD010DS3 | *DHMC100CCV4 | 43000 | 43000 | 17 | 10 | 8.5 | 2.1 | 70 | 57 | 214250600
TRANE | 4TWL9048A1 | 4TXCD010DS3 | *UHMD120CCV5 | 48500 | 43000 | 19 | 12 | 8.7 | 2.2 | 73 | 59 | 214250601
AMERICAN STANDARD | 4A6L9048A1 | 4TXCD010DS3 | *UHMD120CCV5 | 48500 | 43000 | 19 | 12 | 8.7 | 2.2 | 73 | 59 | 214250602
TRANE | 4TWL9048A1 | 4TXCD010DS3 | *DHMD120CCV5 | 44500 | 41500 | 17.5 | 11 | 8.7 | 2.2 | 75 | 61 | 214250603
AMERICAN STANDARD | 4A6L9048A1 | 4TXCD010DS3 | *DHMD120CCV5 | 44500 | 41500 | 17.5 | 11 | 8.7 | 2.2 | 75 | 61 | 214250604
TRANE | 4TWL9048A1 | 4TXCD010DS3 | *UHMC100CCV4 | 47000 | 42000 | 19 | 12 | 8.7 | 2.2 | 73 | 59 | 214250605
AMERICAN STANDARD | 4A6L9048A1 | 4TXCD010DS3 | *UHMC100CCV4 | 47000 | 42000 | 19 | 12 | 8.7 | 2.2 | 73 | 59 | 214250606
TRANE | 4TWL9060A1 | 4PX*DU60BS3 | *UHMD120CCV5 | 58000 | 53500 | 19 | 10 | 8.7 | 2.1 | 71 | 58 | 214250607
AMERICAN STANDARD | 4A6L9060A1 | 4PX*DU60BS3 | *UHMD120CCV5 | 58000 | 53500 | 19 | 10 | 8.7 | 2.1 | 71 | 58 | 214250608
TRANE | 4TWL9060A1 | 4TXCD008DS3 | *UHMD120CCV5 | 56500 | 54000 | 19 | 10 | 8.7 | 2.1 | 71 | 59 | 214250609
AMERICAN STANDARD | 4A6L9060A1 | 4TXCD008DS3 | *UHMD120CCV5 | 56500 | 54000 | 19 | 10 | 8.7 | 2.1 | 71 | 59 | 214250610
TRANE | 4TWL9060A1 | 4TXCD010DS3 | *UHMD120CCV5 | 58000 | 53500 | 19 | 10 | 8.5 | 2.1 | 71 | 58 | 214250611
AMERICAN STANDARD | 4A6L9060A1 | 4TXCD010DS3 | *UHMD120CCV5 | 58000 | 53500 | 19 | 10 | 8.5 | 2.1 | 71 | 58 | 214250612
TRANE | 4TWV0X24A1 | 4PX*BU36BS3 | *UHMB080CCV3 | 23800 | 20200 | 19.5 | 12.7 | 8.5 | 1.8 | 83 | 63 | 214250617
AMERICAN STANDARD | 4A6V0X24A1 | 4PX*BU36BS3 | *UHMB080CCV3 | 23800 | 20200 | 19.5 | 12.7 | 8.5 | 1.8 | 83 | 63 | 214250618
TRANE | 4TWV0X24A1 | 4PX*BU36BS3 | *UHMB060CCV3 | 23600 | 20200 | 19.5 | 12.7 | 8.5 | 1.8 | 83 | 63 | 214250619
AMERICAN STANDARD | 4A6V0X24A1 | 4PX*BU36BS3 | *UHMB060CCV3 | 23600 | 20200 | 19.5 | 12.7 | 8.5 | 1.8 | 83 | 63 | 214250620
TRANE | 4TWV0X24A1 | 4TXCB004DS3 | *UHMB060CCV3 | 23600 | 20200 | 19.5 | 12.7 | 8.5 | 1.8 | 83 | 63 | 214250625
AMERICAN STANDARD | 4A6V0X24A1 | 4TXCB004DS3 | *UHMB060CCV3 | 23600 | 20200 | 19.5 | 12.7 | 8.5 | 1.8 | 83 | 63 | 214250626
TRANE | 4TWV0X24A1 | 4TXFH024CZ3 | *DHMB080CCV3 | 23200 | 20200 | 18 | 12 | 8.5 | 1.8 | 83 | 63 | 214250627
AMERICAN STANDARD | 4A6V0X24A1 | 4TXFH024CZ3 | *DHMB080CCV3 | 23200 | 20200 | 18 | 12 | 8.5 | 1.8 | 83 | 63 | 214250628
TRANE | 5TWX5036A1 | 5TXCB004AS3+TSTAT | *UHMB080CCV3 | 32600 | 31600 | 15.2 | 11.7 | 8.1 | 2.2 | 69 | 55 | 214182465
TRANE | 5TWX5036A1 | 5TXCB004AS3+TSTAT | S8X1B060M4PSC | 32800 | 31800 | 15.2 | 11.7 | 8.1 | 2.2 | 69 | 55 | 214182463
TRANE | 5TWX5036A1 | 5TXCB004AS3+TSTAT | S9V2B060U4PSB | 32600 | 31600 | 15.2 | 11.7 | 8.1 | 2.2 | 69 | 55 | 214182455
TRANE | 5TWX5036A1 | 5TXCB004AS3+TSTAT | S8V2B080M4PDB | 32800 | 31600 | 15.2 | 11.7 | 8.1 | 2.2 | 69 | 55 | 214182439
TRANE | 5TWX5036A1 | 5TXCB004AS3+TSTAT | S8X2B060M4PTC | 32800 | 31800 | 15.2 | 11.7 | 8.1 | 2.2 | 69 | 55 | 214182433
TRANE | 5TWX5036A1 | 5TXCB004AS3+TSTAT | S8X2B060M4PSC | 32800 | 31800 | 15.2 | 11.7 | 8.1 | 2.2 | 69 | 55 | 214182431
TRANE | 5TWX5036A1 | 5TXCB004AS3+TSTAT | S9V2B080U4VSB | 32400 | 31600 | 15.2 | 11.7 | 8.1 | 2.2 | 69 | 55 | 214182416
TRANE | 5TWX5036A1 | 5TXCB004AS3+TSTAT | S8V2B080M4PDA | 33000 | 31800 | 15.2 | 11.7 | 8.1 | 2.2 | 69 | 55 | 214182414
TRANE | 5TWX5036A1 | 5TXCB004AS3+TSTAT | S8V2B080M4PCB | 32800 | 31600 | 15.2 | 11.7 | 8.1 | 2.2 | 69 | 55 | 214182412
TRANE | 5TWX5036A1 | 5TXCB004AS3+TSTAT | S9V2B080U4VSA | 32000 | 31200 | 15.2 | 11.7 | 8.1 | 2.2 | 69 | 55 | 214182406
TRANE | 5TWX5036A1 | 5TXCB004AS3+TSTAT | S9V2B080U4PSC | 32400 | 31600 | 15.2 | 11.7 | 8.1 | 2.2 | 69 | 55 | 214182404
TRANE | 5TWX5036A1 | 5TXCB004AS3+TSTAT | S9V2B080U4PSB | 32400 | 31600 | 15.2 | 11.7 | 8.1 | 2.2 | 69 | 55 | 214182402
TRANE | 5TWX5036A1 | 5TXCB004AS3+TSTAT | S8V2B080M4PCA | 33000 | 31800 | 15.2 | 11.7 | 8.1 | 2.2 | 69 | 55 | 214182400
TRANE | 5TWX5036A1 | 5TXCB004AS3+TSTAT | S8V2B060M4PDA | 33000 | 31800 | 15.2 | 11.7 | 8.1 | 2.2 | 69 | 55 | 214182396
TRANE | 5TWX5036A1 | 5TXCB004AS3+TSTAT | S8V2B060M4PCA | 33000 | 31800 | 15.2 | 11.7 | 8.1 | 2.2 | 69 | 55 | 214182388
TRANE | 5TWX5036A1 | 5TXCB004AS3+TSTAT | S8X1B060M4PTC | 32800 | 31800 | 15.2 | 11.7 | 8.1 | 2.2 | 69 | 55 | 214182384
TRANE | 5TWX5036A1 | 5TXCB004AS3+TSTAT | *UHMB080ACV3 | 32600 | 31600 | 15.2 | 11.7 | 8.1 | 2.2 | 69 | 55 | 214182381
TRANE | 5TWX5036A1 | 5TXCB004AS3+TSTAT | *UHMB060CCV3 | 33000 | 31200 | 15.2 | 11.7 | 8.1 | 2.2 | 70 | 56 | 214182379
TRANE | 5TWX5036A1 | 5TEM6D07AV51+TDR+TSTAT |  | 34800 | 31400 | 16 | 12 | 8.5 | 2.4 | 69 | 56 | 214182340
TRANE | 5TWX5036A1 | 5TEM6D06AV41+TDR+TSTAT |  | 34800 | 31400 | 16 | 12 | 8.5 | 2.3 | 69 | 55 | 214182339
TRANE | 5TWX5036A1 | 5TEM6D04AV31+TDR+TSTAT |  | 33400 | 31800 | 16 | 12 | 8.5 | 2.3 | 69 | 55 | 214182337
TRANE | 5TWX5030A1 | 5TXCD010AS3+TSTAT | *UHMD120ACV5 | 28200 | 25000 | 15.2 | 12 | 8.1 | 2.2 | 67 | 52 | 214182335
TRANE | 5TWX5030A1 | 5TXCD010AS3+TSTAT | *UHMD120CCV5 | 28200 | 25000 | 15.2 | 12 | 8.1 | 2.2 | 67 | 52 | 214182333
TRANE | 5TWX5030A1 | 5TXCC007AS3+TSTAT | *UHMC100CCV4 | 28400 | 25400 | 15.2 | 12 | 8.1 | 2.1 | 67 | 52 | 214182331
TRANE | 5TWX5030A1 | 5TXCC007AS3+TSTAT | S9X2C080U5PSB | 28200 | 25600 | 15.5 | 12 | 8.1 | 2.1 | 67 | 52 | 214182325
TRANE | 5TWX5030A1 | 5TXCC007AS3+TSTAT | S9X1C080U5PSB | 28200 | 25600 | 15.5 | 12 | 8.1 | 2.1 | 67 | 52 | 214182321
TRANE | 5TWX5030A1 | 5TXCC007AS3+TSTAT | S9V2C100U5PSC | 28600 | 25800 | 15.5 | 12 | 8.1 | 2.1 | 67 | 52 | 214182319
TRANE | 5TWX5030A1 | 5TXCC007AS3+TSTAT | S9V2C100U5PSB | 28600 | 25800 | 15.5 | 12 | 8.1 | 2.1 | 67 | 52 | 214182317
TRANE | 5TWX5030A1 | 5TXCC007AS3+TSTAT | S9V2C100U4VSB | 28600 | 25800 | 15.5 | 12 | 8.1 | 2.1 | 67 | 52 | 214182315
TRANE | 5TWX5030A1 | 5TXCC007AS3+TSTAT | S9V2C100U4VSA | 28200 | 25400 | 15.5 | 12 | 8.1 | 2.1 | 67 | 52 | 214182313
TRANE | 5TWX5030A1 | 5TXCC007AS3+TSTAT | S9V2C080U5PSC | 28600 | 25800 | 15.5 | 12 | 8.1 | 2.1 | 67 | 52 | 214182311
TRANE | 5TWX5030A1 | 5TXCC007AS3+TSTAT | S9V2C080U5PSB | 28600 | 25800 | 15.5 | 12 | 8.1 | 2.1 | 67 | 52 | 214182309
TRANE | 5TWX5060A1 | 5TXCD010AS3+TSTAT | S8X1C080M5PTC | 53500 | 53000 | 15.2 | 10 | 8.1 | 2.2 | 68 | 54 | 214183325
TRANE | 5TWX5060A1 | 5TXCD010AS3+TSTAT | S8X1C080M5PSC | 53500 | 53000 | 15.2 | 10 | 8.1 | 2.2 | 68 | 54 | 214183323
AMERICAN STANDARD | 4A6V7X24A1 | 4TXCB004DS3 | *DHMB060CCV3+LRP | 22200 | 20800 | 17.1 | 11.7 | 8.2 | 1.8 | 81 | 61 | 213826854
TRANE | 4TWV7X24A1 | 4TXCB004DS3 | *DHMB060CCV3+LRP | 22200 | 20800 | 17.1 | 11.7 | 8.2 | 1.8 | 81 | 61 | 213826853
AMERICAN STANDARD | 4A6V7X24A1 | 4TXCB004DS3 | *DHMB060BCV3+LRP | 22200 | 20800 | 17.1 | 11.7 | 8.2 | 1.8 | 81 | 61 | 213826846
TRANE | 4TWV7X24A1 | 4TXCB004DS3 | *DHMB060BCV3+LRP | 22200 | 20800 | 17.1 | 11.7 | 8.2 | 1.8 | 81 | 61 | 213826845
AMERICAN STANDARD | 4A6L5036N1 | 4TXCD008DS3 | *UHMD120CCV5 | 35600 | 32600 | 15.2 | 12 | 8.1 | 2 | 61 | 45 | 213907490
TRANE | 4TWL5036N1 | 4TXCD008DS3 | *UHMD120CCV5 | 35600 | 32600 | 15.2 | 12 | 8.1 | 2 | 61 | 45 | 213907488
AMERICAN STANDARD | 4A6L5036N1 | 4TXCC009DS3 | *UHMC100CCV4 | 35600 | 31400 | 15.2 | 12 | 8.1 | 2 | 63 | 47 | 213907485
TRANE | 4TWL5036N1 | 4TXCC009DS3 | *UHMC100CCV4 | 35600 | 31400 | 15.2 | 12 | 8.1 | 2 | 63 | 47 | 213907482
AMERICAN STANDARD | 4A6L5036N1 | 4TXCC007DS3 | *UHMC100CCV4 | 35600 | 32600 | 15.2 | 12 | 8.1 | 2 | 61 | 45 | 213907481
TRANE | 4TWL5036N1 | 4TXCC007DS3 | *UHMC100CCV4 | 35600 | 32600 | 15.2 | 12 | 8.1 | 2 | 61 | 45 | 213907478
AMERICAN STANDARD | 4A6L5036N1 | 4TXCB006DS3 | *UHMB060CCV3 | 34800 | 32200 | 15.2 | 12 | 8.1 | 2 | 62 | 46 | 213907469
TRANE | 4TWL5036N1 | 4TXCB006DS3 | *UHMB060CCV3 | 34800 | 32200 | 15.2 | 12 | 8.1 | 2 | 62 | 46 | 213907466
AMERICAN STANDARD | 4A6L5036N1 | 4TXCB006DS3 | *UHMB080CCV3 | 35000 | 32400 | 15.2 | 12 | 8.1 | 2 | 62 | 46 | 213907463
TRANE | 4TWL5036N1 | 4TXCB006DS3 | *UHMB080CCV3 | 35000 | 32400 | 15.2 | 12 | 8.1 | 2 | 62 | 46 | 213907460
AMERICAN STANDARD | 4A6L5036N1 | 4PX*DU48BS3 | *UHMD120CCV5 | 35600 | 32600 | 15.2 | 12 | 8.1 | 2 | 61 | 45 | 213907432
TRANE | 4TWL5036N1 | 4PX*DU48BS3 | *UHMD120CCV5 | 35600 | 32600 | 15.2 | 12 | 8.1 | 2 | 61 | 45 | 213907429
AMERICAN STANDARD | 4A6L5036N1 | 4PX*DD60BS3 | *DHMD120CCV5 | 34800 | 31600 | 15.2 | 12 | 8.1 | 2 | 63 | 47 | 213907426
TRANE | 4TWL5036N1 | 4PX*DD60BS3 | *DHMD120CCV5 | 34800 | 31600 | 15.2 | 12 | 8.1 | 2 | 63 | 47 | 213907423
AMERICAN STANDARD | 4A6L5036N1 | 4PX*CU48BS3 | *UHMC100CCV4 | 35600 | 32600 | 15.2 | 12 | 8.1 | 2 | 61 | 45 | 213907420
TRANE | 5TWX5030A1 | 5TXCC007AS3+TSTAT | S8X2C080M5PTC | 28600 | 25600 | 15.5 | 12 | 8.1 | 2.1 | 68 | 53 | 214182307
TRANE | 5TWX5030A1 | 5TXCC007AS3+TSTAT | S8X2C080M5PSC | 28600 | 25600 | 15.5 | 12 | 8.1 | 2.1 | 68 | 53 | 214182305
TRANE | 5TWX5030A1 | 5TXCC007AS3+TSTAT | S8X1C080M5PTC | 28600 | 25600 | 15.5 | 12 | 8.1 | 2.1 | 68 | 53 | 214182303
TRANE | 5TWX5030A1 | 5TXCC007AS3+TSTAT | S8X1C080M5PSC | 28600 | 25600 | 15.5 | 12 | 8.1 | 2.1 | 68 | 53 | 214182301
TRANE | 5TWX5030A1 | 5TXCB006AS3+TSTAT | S8X1A040M3PSC | 26800 | 24400 | 16 | 12 | 8.1 | 2 | 68 | 53 | 214182280
TRANE | 5TWX5030A1 | 5TXCB006AS3+TSTAT | *UHMB060CCV3 | 28000 | 25400 | 15.5 | 12 | 8.1 | 2.1 | 67 | 52 | 214182254
TRANE | 5TWX5030A1 | 5TXCB006AS3+TSTAT | *UHMB060ACV3 | 28000 | 25400 | 15.2 | 12 | 8.1 | 2.1 | 67 | 52 | 214182252
TRANE | 5TWX5030A1 | 5TXCB006AS3+TSTAT | S9X2B080U4PSB | 28600 | 26000 | 15.5 | 12 | 8.1 | 2.1 | 67 | 52 | 214182248
TRANE | 5TWX5030A1 | 5TXCB006AS3+TSTAT | S9X2B060U4PSB | 28400 | 26000 | 15.5 | 11.7 | 8.1 | 2.1 | 67 | 52 | 214182242
TRANE | 5TWX5030A1 | 5TXCB006AS3+TSTAT | S9X2B040U3PSB | 28200 | 25800 | 15.2 | 11.7 | 8.1 | 2.1 | 67 | 52 | 214182240
TRANE | 5TWX5030A1 | 5TXCB006AS3+TSTAT | S9X1B080U4PSB | 28600 | 26000 | 15.5 | 12 | 8.1 | 2.1 | 67 | 52 | 214182238
TRANE | 5TWX5030A1 | 5TXCB006AS3+TSTAT | S9X1B060U4PSB | 28400 | 26000 | 15.5 | 11.7 | 8.1 | 2.1 | 67 | 52 | 214182229
TRANE | 5TWX5030A1 | 5TXCB006AS3+TSTAT | *UHMB080ACV3 | 27600 | 25000 | 15.5 | 12 | 8.1 | 2.1 | 67 | 52 | 214182223
TRANE | 5TWX5030A1 | 5TXCB006AS3+TSTAT | S9X1B040U3PSB | 28200 | 25800 | 15.2 | 11.7 | 8.1 | 2.1 | 67 | 52 | 214182221
TRANE | 5TWX5030A1 | 5TXCB006AS3+TSTAT | S9V2B080U4VSA | 28600 | 26200 | 15.2 | 11.7 | 8.1 | 2.1 | 68 | 53 | 214182219
TRANE | 5TWX5030A1 | 5TXCB006AS3+TSTAT | S9V2B080U4PSC | 28400 | 26000 | 15.5 | 12 | 8.1 | 2.1 | 67 | 52 | 214182217
TRANE | 5TWX5030A1 | 5TXCB006AS3+TSTAT | S9V2B080U4PSB | 27800 | 25200 | 15.2 | 12 | 8.1 | 2.1 | 67 | 52 | 214182215
TRANE | 5TWX5030A1 | 5TXCB006AS3+TSTAT | S9V2B060U4PSC | 28600 | 26000 | 15.5 | 11.7 | 8.1 | 2.1 | 68 | 53 | 214182213
TRANE | 5TWX5030A1 | 5TXCB006AS3+TSTAT | S9V2B060U4PSB | 28600 | 26000 | 15.2 | 11.7 | 8.1 | 2.1 | 68 | 53 | 214182211
TRANE | 5TWX5030A1 | 5TXCB006AS3+TSTAT | S9V2B040U3VSB | 28600 | 26200 | 15.5 | 11.7 | 8.1 | 2.1 | 68 | 53 | 214182209
TRANE | 5TWX5030A1 | 5TXCB006AS3+TSTAT | S9V2B040U3VSA | 28600 | 26200 | 15.2 | 11.7 | 8.1 | 2.1 | 68 | 53 | 214182207
TRANE | 5TWX5030A1 | 5TXCB006AS3+TSTAT | S9V2B040U3PSC | 28600 | 26200 | 15.5 | 11.7 | 8.1 | 2.1 | 68 | 53 | 214182205
TRANE | 5TWX5030A1 | 5TXCB006AS3+TSTAT | S9V2B040U3PSB | 28600 | 26200 | 15.2 | 11.7 | 8.1 | 2.1 | 68 | 53 | 214182203
TRANE | 5TWX5030A1 | 5TXCB006AS3+TSTAT | S8X2A040M3PTC | 26800 | 24400 | 16 | 12 | 8.1 | 2 | 68 | 53 | 214182193
TRANE | 5TWX5030A1 | 5TXCB006AS3+TSTAT | S8X2A040M3PSC | 26800 | 24400 | 16 | 12 | 8.1 | 2 | 68 | 53 | 214182191
TRANE | 5TWX5030A1 | 5TXCB006AS3+TSTAT | S8X1A040M3PTC | 26800 | 24400 | 16 | 12 | 8.1 | 2 | 68 | 53 | 214182180
TRANE | 5TWX5030A1 | 5TXCB004AS3+TSTAT | S9V2B040U3VSA | 27200 | 25800 | 15.2 | 11.7 | 8.1 | 2 | 67 | 52 | 214182174
TRANE | 5TWX5030A1 | 5TXCB004AS3+TSTAT | S9V2B040U3PSB | 27200 | 25800 | 15.2 | 11.7 | 8.1 | 2 | 67 | 52 | 214182170
TRANE | 4TWV0X36A1 | 4PX*BU42BS3 | *UHMB080CCV3 | 35600 | 32600 | 20.5 | 12.5 | 8.5 | 1.8 | 82 | 63 | 214250643
AMERICAN STANDARD | 4A6V0X36A1 | 4PX*BU42BS3 | *UHMB060CCV3 | 35400 | 32800 | 20 | 12.5 | 8.5 | 1.8 | 81 | 62 | 214250642
TRANE | 4TWV0X36A1 | 4PX*BU42BS3 | *UHMB060CCV3 | 35400 | 32800 | 20 | 12.5 | 8.5 | 1.8 | 81 | 62 | 214250641
TRANE | 4TWV0X36A1 | 4TXCB004DS3 | *UHMB060CCV3 | 34400 | 31600 | 20 | 12 | 8.2 | 1.8 | 82 | 65 | 214250659
AMERICAN STANDARD | 4A6V0X24A1 | 4TXFH024CZ3 | *DHMB060CCV3 | 23200 | 20200 | 18 | 12 | 8.5 | 1.8 | 83 | 63 | 214250630
TRANE | 4TWV0X24A1 | 4TXFH024CZ3 | *DHMB060CCV3 | 23200 | 20200 | 18 | 12 | 8.5 | 1.8 | 83 | 63 | 214250629
AMERICAN STANDARD | 4A6V0X24A1 | 4TXFH024CZ3 | *UHMB060CCV3 | 23200 | 20000 | 18 | 12.5 | 8.2 | 1.8 | 84 | 64 | 214250632
TRANE | 4TWV0X24A1 | 4TXFH024CZ3 | *UHMB060CCV3 | 23200 | 20000 | 18 | 12.5 | 8.2 | 1.8 | 84 | 64 | 214250631
TRANE | 4TWV0X36A1 | 4PX*BU36BS3 | *UHMB060CCV3 | 34400 | 31600 | 20 | 12 | 8.2 | 1.8 | 83 | 65 | 214250637
AMERICAN STANDARD | 4A6V0X36A1 | 4PX*BU36BS3 | *UHMB060CCV3 | 34400 | 31600 | 20 | 12 | 8.2 | 1.8 | 83 | 65 | 214250638
AMERICAN STANDARD | 4A6V0X36A1 | 4TXCB004DS3 | *UHMB060CCV3 | 34400 | 31600 | 20 | 12 | 8.2 | 1.8 | 82 | 65 | 214250660
TRANE | 4TWV0X36A1 | 4PX*CU36BS3 | *UHMC100CCV4 | 34400 | 31400 | 20 | 12 | 8.5 | 1.8 | 83 | 64 | 214250651
AMERICAN STANDARD | 4A6V0X36A1 | 4PX*BU48BS3 | *DHMB080CCV3 | 33200 | 31000 | 18.5 | 11.5 | 8.2 | 1.8 | 82 | 64 | 214250646
TRANE | 4TWV0X36A1 | 4PX*BU48BS3 | *DHMB080CCV3 | 33200 | 31000 | 18.5 | 11.5 | 8.2 | 1.8 | 82 | 64 | 214250645
AMERICAN STANDARD | 4A6V0X36A1 | 4PX*BU42BS3 | *UHMB080CCV3 | 35600 | 32600 | 20.5 | 12.5 | 8.5 | 1.8 | 82 | 63 | 214250644
AMERICAN STANDARD | 4A6V0X36A1 | 4PX*CU48BS3 | *DHMC100CCV4 | 33200 | 31200 | 18.5 | 11.7 | 8.5 | 1.8 | 83 | 64 | 214250656
TRANE | 4TWV0X36A1 | 4PX*CU48BS3 | *DHMC100CCV4 | 33200 | 31200 | 18.5 | 11.7 | 8.5 | 1.8 | 83 | 64 | 214250655
AMERICAN STANDARD | 4A6V0X36A1 | 4PX*CU36BS3 | *UHMC100CCV4 | 34400 | 31400 | 20 | 12 | 8.5 | 1.8 | 83 | 64 | 214250652
TRANE | 4TWL6036A1 | 4PX*BU42BS3 | S9X1B080U4PSB | 36200 | 33800 | 15.2 | 12 | 8.1 | 2.1 | 65 | 50 | 203515652
TRANE | 4TWV7X36A1 | 4PX*BU48BS3 | S9V2B040D3PSB+LRP | 33000 | 31600 | 17.1 | 11.2 | 8.5 | 1.8 | 82 | 65 | 213826957
AMERICAN STANDARD | 4A6V7X36A1 | 4PX*BU48BS3 | S9V2B040D3PSC+LRP | 33000 | 31600 | 17.1 | 11.2 | 8.5 | 1.8 | 82 | 65 | 213826956
TRANE | 4TWV7X36A1 | 4PX*BU48BS3 | S9V2B040D3PSC+LRP | 33000 | 31600 | 17.1 | 11.2 | 8.5 | 1.8 | 82 | 65 | 213826955
AMERICAN STANDARD | 4A6V7X36A1 | 4PX*BU48BS3 | S9V2B060D3PSB+LRP | 32800 | 31400 | 17.1 | 11.2 | 8.2 | 1.8 | 82 | 64 | 213826954
TRANE | 4TWV7X36A1 | 4PX*BU48BS3 | S9V2B060D3PSB+LRP | 32800 | 31400 | 17.1 | 11.2 | 8.2 | 1.8 | 82 | 64 | 213826953
AMERICAN STANDARD | 4A6V7X36A1 | 4PX*BU48BS3 | S9V2B060D3PSC+LRP | 32800 | 31400 | 17.1 | 11.2 | 8.2 | 1.8 | 82 | 64 | 213826952
TRANE | 4TWV7X36A1 | 4PX*BU48BS3 | S9V2B060D3PSC+LRP | 32800 | 31400 | 17.1 | 11.2 | 8.2 | 1.8 | 82 | 64 | 213826951
AMERICAN STANDARD | 4A6V7X36A1 | 4PX*BU48BS3 | S9V2B060D3VSB+LRP | 32800 | 31400 | 17.1 | 11.2 | 8.2 | 1.8 | 82 | 64 | 213826950
TRANE | 4TWV7X36A1 | 4PX*BU48BS3 | S9V2B060D3VSB+LRP | 32800 | 31400 | 17.1 | 11.2 | 8.2 | 1.8 | 82 | 64 | 213826949
AMERICAN STANDARD | 4A6V7X36A1 | 4PX*BU48BS3 | S9V2B080D4PSB+LRP | 32800 | 31400 | 17.1 | 11.2 | 8.5 | 1.8 | 82 | 64 | 213826948
TRANE | 4TWV7X36A1 | 4PX*BU48BS3 | S9V2B080D4PSB+LRP | 32800 | 31400 | 17.1 | 11.2 | 8.5 | 1.8 | 82 | 64 | 213826947
AMERICAN STANDARD | 4A6V7X36A1 | 4PX*BU48BS3 | S9V2B080D4PSC+LRP | 32800 | 31400 | 17.1 | 11.2 | 8.5 | 1.8 | 82 | 64 | 213826946
TRANE | 4TWV7X36A1 | 4PX*BU48BS3 | S9V2B080D4PSC+LRP | 32800 | 31400 | 17.1 | 11.2 | 8.5 | 1.8 | 82 | 64 | 213826945
AMERICAN STANDARD | 4A6V7X36A1 | 4PX*BU36BS3 | S9V2B080U4VSB+LRP | 34000 | 31800 | 17.1 | 11.7 | 8.2 | 1.8 | 82 | 64 | 213826926
TRANE | 4TWV7X36A1 | 4PX*BU36BS3 | S9V2B080U4VSB+LRP | 34000 | 31800 | 17.1 | 11.7 | 8.2 | 1.8 | 82 | 64 | 213826925
AMERICAN STANDARD | 4A6V7X36A1 | 4PX*BU36BS3 | S9V2B060U4PSC+LRP | 34200 | 32000 | 17.1 | 11.7 | 8.2 | 1.8 | 82 | 64 | 213826918
TRANE | 4TWV7X36A1 | 4PX*BU36BS3 | S9V2B060U4PSC+LRP | 34200 | 32000 | 17.1 | 11.7 | 8.2 | 1.8 | 82 | 64 | 213826917
AMERICAN STANDARD | 4A6V7X36A1 | 4PX*BU36BS3 | S9V2B060U4PSB+LRP | 34200 | 32000 | 17.1 | 11.7 | 8.2 | 1.8 | 82 | 64 | 213826916
TRANE | 4TWV7X36A1 | 4PX*BU36BS3 | S9V2B060U4PSB+LRP | 34200 | 32000 | 17.1 | 11.7 | 8.2 | 1.8 | 82 | 64 | 213826915
AMERICAN STANDARD | 4A6V7X36A1 | 4PX*BU36BS3 | S9V2B060U3VSB+LRP | 34200 | 32000 | 17.1 | 11.7 | 8.2 | 1.8 | 82 | 64 | 213826914
TRANE | 4TWV7X36A1 | 4PX*BU36BS3 | S9V2B060U3VSB+LRP | 34200 | 32000 | 17.1 | 11.7 | 8.2 | 1.8 | 82 | 64 | 213826913
AMERICAN STANDARD | 4A6V7X36A1 | 4PX*BU36BS3 | S9V2B060U3VSA+LRP | 34200 | 32000 | 17.1 | 11.7 | 8.2 | 1.8 | 82 | 64 | 213826912
TRANE | 4TWV7X36A1 | 4PX*BU36BS3 | S9V2B060U3VSA+LRP | 34200 | 32000 | 17.1 | 11.7 | 8.2 | 1.8 | 82 | 64 | 213826911
AMERICAN STANDARD | 4A6V7X36A1 | 4PX*BU36BS3 | S9V2B040U3VSB+LRP | 34000 | 32000 | 17.1 | 11.5 | 8.2 | 1.8 | 82 | 65 | 213826910
TRANE | 4TWV7X36A1 | 4PX*BU36BS3 | S9V2B040U3VSB+LRP | 34000 | 32000 | 17.1 | 11.5 | 8.2 | 1.8 | 82 | 65 | 213826909
AMERICAN STANDARD | 4A6V7X36A1 | 4PX*BU36BS3 | S9V2B040U3VSA+LRP | 34000 | 32000 | 17.1 | 11.5 | 8.2 | 1.8 | 82 | 65 | 213826908
TRANE | 4TWV7X36A1 | 4PX*BU36BS3 | S9V2B040U3VSA+LRP | 34000 | 32000 | 17.1 | 11.5 | 8.2 | 1.8 | 82 | 65 | 213826907
AMERICAN STANDARD | 4A6V7X36A1 | 4PX*BU36BS3 | S9V2B040U3PSC+LRP | 34000 | 32000 | 17.1 | 11.5 | 8.2 | 1.8 | 82 | 65 | 213826906
TRANE | 4TWV7X36A1 | 4PX*BU36BS3 | S9V2B040U3PSC+LRP | 34000 | 32000 | 17.1 | 11.5 | 8.2 | 1.8 | 82 | 65 | 213826905
AMERICAN STANDARD | 4A6V7X36A1 | 4PX*BU36BS3 | S9V2B040U3PSB+LRP | 34000 | 32000 | 17.1 | 11.5 | 8.2 | 1.8 | 81 | 65 | 213826904
TRANE | 4TWV7X36A1 | 4PX*BU36BS3 | S9V2B040U3PSB+LRP | 34000 | 32000 | 17.1 | 11.5 | 8.2 | 1.8 | 81 | 65 | 213826903
TRANE | 4TWV0X36A1 | 4TXCC005DS3 | *UHMC100CCV4 | 34400 | 31400 | 20 | 12 | 8.5 | 1.8 | 83 | 64 | 214250665
AMERICAN STANDARD | 4A6V0X36A1 | 4TXCC005DS3 | *UHMC100CCV4 | 34400 | 31400 | 20 | 12 | 8.5 | 1.8 | 83 | 64 | 214250666
TRANE | 4TWV0X48A1 | 4PX*CU48BS3 | *UHMC100CCV4 | 45500 | 43000 | 19.5 | 11.5 | 8.2 | 1.9 | 84 | 66 | 214250677
AMERICAN STANDARD | 4A6V0X48A1 | 4PX*CU48BS3 | *UHMC100CCV4 | 45500 | 43000 | 19.5 | 11.5 | 8.2 | 1.9 | 84 | 66 | 214250678
TRANE | 4TWV0X48A1 | 4PX*CU60BS3 | *UHMC100CCV4 | 46500 | 42000 | 19.5 | 11.7 | 8.5 | 1.9 | 85 | 67 | 214250679
AMERICAN STANDARD | 4A6V0X48A1 | 4PX*CU60BS3 | *UHMC100CCV4 | 46500 | 42000 | 19.5 | 11.7 | 8.5 | 1.9 | 85 | 67 | 214250680
TRANE | 4TWV0X48A1 | 4PX*DU60BS3 | *UHMC100CCV4 | 45000 | 41000 | 19.5 | 11.7 | 8.2 | 1.8 | 85 | 66 | 214250685
AMERICAN STANDARD | 4A6V0X48A1 | 4PX*DU60BS3 | *UHMC100CCV4 | 45000 | 41000 | 19.5 | 11.7 | 8.2 | 1.8 | 85 | 66 | 214250686
TRANE | 4TWL9048A1 | 4PX*DU60BS3 | S8V2D120M5PDB+RP | 49000 | 43500 | 19 | 11.7 | 9 | 2.2 | 73 | 59 | 214251423
AMERICAN STANDARD | 4A6L9048A1 | 4PX*DU60BS3 | S8V2C080M5PCB+RP | 47000 | 42000 | 19 | 11.7 | 8.7 | 2.2 | 73 | 59 | 214251422
TRANE | 4TWL9048A1 | 4PX*DU60BS3 | S8V2C080M5PCB+RP | 47000 | 42000 | 19 | 11.7 | 8.7 | 2.2 | 73 | 59 | 214251421
AMERICAN STANDARD | 4A6L9048A1 | 4PX*DU60BS3 | S8V2C080M5PDB+RP | 47000 | 42000 | 19 | 11.7 | 8.7 | 2.2 | 73 | 59 | 214251420
TRANE | 4TWL9048A1 | 4PX*DU60BS3 | S8V2C080M5PDB+RP | 47000 | 42000 | 19 | 11.7 | 8.7 | 2.2 | 73 | 59 | 214251419
AMERICAN STANDARD | 4A6L9048A1 | 4PX*DU48BS3 | S8V2D120M5PDB+RP | 48000 | 44000 | 19 | 11.7 | 9 | 2.2 | 74 | 59 | 214251418
TRANE | 4TWL9048A1 | 4PX*DU48BS3 | S8V2D120M5PDB+RP | 48000 | 44000 | 19 | 11.7 | 9 | 2.2 | 74 | 59 | 214251417
AMERICAN STANDARD | 4A6L9048A1 | 4PX*DU48BS3 | S8V2D120M5PCB+RP | 48000 | 44000 | 19 | 11.7 | 9 | 2.2 | 74 | 59 | 214251416
TRANE | 4TWL9048A1 | 4PX*DU48BS3 | S8V2D120M5PCB+RP | 48000 | 44000 | 19 | 11.7 | 9 | 2.2 | 74 | 59 | 214251415
AMERICAN STANDARD | 4A6L9048A1 | 4PX*DD60BS3 | S8V2D120M5PDB+RP | 47500 | 43500 | 19 | 11.5 | 8.7 | 2.2 | 73 | 59 | 214251414
TRANE | 4TWL9048A1 | 4PX*DD60BS3 | S8V2D120M5PDB+RP | 47500 | 43500 | 19 | 11.5 | 8.7 | 2.2 | 73 | 59 | 214251413
AMERICAN STANDARD | 4A6L9048A1 | 4PX*DD60BS3 | S8V2C080M5PCB+RP | 46000 | 42000 | 19 | 11.5 | 8.5 | 2.1 | 73 | 59 | 214251412
TRANE | 4TWL9048A1 | 4PX*DD60BS3 | S8V2C080M5PCB+RP | 46000 | 42000 | 19 | 11.5 | 8.5 | 2.1 | 73 | 59 | 214251411
AMERICAN STANDARD | 4A6L9048A1 | 4PX*DD60BS3 | S8V2C080M5PDB+RP | 46000 | 42000 | 19 | 11.5 | 8.5 | 2.1 | 73 | 59 | 214251410
TRANE | 4TWL9048A1 | 4PX*DD60BS3 | S8V2C080M5PDB+RP | 46000 | 42000 | 19 | 11.5 | 8.5 | 2.1 | 73 | 59 | 214251409
AMERICAN STANDARD | 4A6L9048A1 | 4PX*DD60BS3 | S8V2D120M5PCB+RP | 47500 | 43500 | 19 | 11.5 | 8.7 | 2.2 | 73 | 59 | 214251408
AMERICAN STANDARD | 4A6V8X36A1 | 4PX*BU42BS3 | S8V2B060M4PDB | 35200 | 32200 | 18 | 12 | 8.2 | 1.8 | 83 | 65 | 214253276
TRANE | 4TWV8X36A1 | 4PX*BU42BS3 | S8V2B060M4PDB | 35200 | 32200 | 18 | 12 | 8.2 | 1.8 | 83 | 65 | 214253275
AMERICAN STANDARD | 4A6V8X36A1 | 4PX*BU42BS3 | S8V2B080M4PCB | 35200 | 32200 | 18 | 12 | 8.2 | 1.8 | 83 | 65 | 214253274
TRANE | 4TWV8X36A1 | 4PX*BU42BS3 | S8V2B080M4PCB | 35200 | 32200 | 18 | 12 | 8.2 | 1.8 | 83 | 65 | 214253273
AMERICAN STANDARD | 4A6V8X36A1 | 4PX*BU42BS3 | S8V2B080M4PDB | 35200 | 32200 | 18 | 12 | 8.2 | 1.8 | 83 | 65 | 214253272
TRANE | 4TWV8X36A1 | 4PX*BU42BS3 | S8V2B080M4PDB | 35200 | 32200 | 18 | 12 | 8.2 | 1.8 | 83 | 65 | 214253271
AMERICAN STANDARD | 4A6V8X36A1 | 4PX*BU42BS3 | S8V2B060M4PCB | 35200 | 32200 | 18 | 12 | 8.2 | 1.8 | 83 | 65 | 214253270
TRANE | 4TWV8X36A1 | 4PX*BU42BS3 | S8V2B060M4PCB | 35200 | 32200 | 18 | 12 | 8.2 | 1.8 | 83 | 65 | 214253269
AMERICAN STANDARD | 4A6V8X36A1 | 4PX*BU36BS3 | S8V2B060M4PDB | 34200 | 31200 | 18 | 11.7 | 8.2 | 1.8 | 85 | 66 | 214253268
TRANE | 4TWV8X36A1 | 4PX*BU36BS3 | S8V2B060M4PDB | 34200 | 31200 | 18 | 11.7 | 8.2 | 1.8 | 85 | 66 | 214253267
AMERICAN STANDARD | 4A6V8X36A1 | 4PX*BU36BS3 | S8V2B080M4PDB | 34200 | 31200 | 18 | 11.7 | 8.2 | 1.8 | 85 | 66 | 214253266
TRANE | 4TWV8X36A1 | 4PX*BU36BS3 | S8V2B080M4PDB | 34200 | 31200 | 18 | 11.7 | 8.2 | 1.8 | 85 | 66 | 214253265
AMERICAN STANDARD | 4A6V8X36A1 | 4PX*BU36BS3 | S8V2B080M4PCB | 34200 | 31200 | 18 | 11.7 | 8.2 | 1.8 | 85 | 66 | 214253264
TRANE | 4TWV8X36A1 | 4PX*BU36BS3 | S8V2B080M4PCB | 34200 | 31200 | 18 | 11.7 | 8.2 | 1.8 | 85 | 66 | 214253263
AMERICAN STANDARD | 4A6V8X36A1 | 4PX*BU36BS3 | S8V2B060M4PCB | 34200 | 31200 | 18 | 11.7 | 8.2 | 1.8 | 85 | 66 | 214253262
TRANE | 4TWV8X36A1 | 4PX*BU36BS3 | S8V2B060M4PCB | 34200 | 31200 | 18 | 11.7 | 8.2 | 1.8 | 85 | 66 | 214253261
AMERICAN STANDARD | 4A6V0X60A1 | 4TXCD010DS3 | S8V2D120M5PDB | 54000 | 52000 | 19 | 11.7 | 8.2 | 1.8 | 95 | 76 | 214253222
TRANE | 4TWV0X60A1 | 4TXCD010DS3 | S8V2D120M5PDB | 54000 | 52000 | 19 | 11.7 | 8.2 | 1.8 | 95 | 76 | 214253221
AMERICAN STANDARD | 4A6V0X60A1 | 4TXCD010DS3 | S8V2D120M5PCB | 54000 | 52000 | 19 | 11.7 | 8.2 | 1.8 | 95 | 76 | 214253220
TRANE | 4TWV0X60A1 | 4TXCD010DS3 | S8V2D120M5PCB | 54000 | 52000 | 19 | 11.7 | 8.2 | 1.8 | 95 | 76 | 214253219
AMERICAN STANDARD | 4A6V0X60A1 | 4PX*DU60BS3 | S8V2D120M5PCB | 54000 | 52000 | 19 | 11.7 | 8.2 | 1.8 | 95 | 76 | 214253214
TRANE | 4TWV0X60A1 | 4PX*DU60BS3 | S8V2D120M5PCB | 54000 | 52000 | 19 | 11.7 | 8.2 | 1.8 | 95 | 76 | 214253213
AMERICAN STANDARD | 4A6V0X60A1 | 4PX*DU60BS3 | S8V2D120M5PDB | 54000 | 52000 | 19 | 11.7 | 8.2 | 1.8 | 95 | 76 | 214253212
TRANE | 4TWV0X60A1 | 4PX*DU60BS3 | S8V2D120M5PDB | 54000 | 52000 | 19 | 11.7 | 8.2 | 1.8 | 95 | 76 | 214253211
AMERICAN STANDARD | 4A6V8X36A1 | 4PX*BU48BS3 | *DHMB080CCV3 | 32800 | 30600 | 18 | 11.2 | 8.2 | 1.8 | 83 | 66 | 214250742
TRANE | 4TWV8X36A1 | 4PX*BU48BS3 | *DHMB080CCV3 | 32800 | 30600 | 18 | 11.2 | 8.2 | 1.8 | 83 | 66 | 214250741
AMERICAN STANDARD | 4A6V8X36A1 | 4PX*BU42BS3 | *UHMB060CCV3 | 35200 | 32000 | 18 | 12 | 8.2 | 1.8 | 83 | 64 | 214250740
TRANE | 4TWV8X36A1 | 4PX*BU42BS3 | *UHMB060CCV3 | 35200 | 32000 | 18 | 12 | 8.2 | 1.8 | 83 | 64 | 214250739
AMERICAN STANDARD | 4A6V8X36A1 | 4PX*BU42BS3 | *UHMB080CCV3 | 35200 | 32000 | 18 | 12 | 8.2 | 1.8 | 83 | 64 | 214250738
TRANE | 4TWV8X36A1 | 4PX*BU42BS3 | *UHMB080CCV3 | 35200 | 32000 | 18 | 12 | 8.2 | 1.8 | 83 | 64 | 214250737
AMERICAN STANDARD | 4A6V8X36A1 | 4PX*BU36BS3 | *UHMB060CCV3 | 34000 | 31000 | 18 | 11.7 | 8.2 | 1.8 | 84 | 66 | 214250736
TRANE | 4TWV8X36A1 | 4PX*BU36BS3 | *UHMB060CCV3 | 34000 | 31000 | 18 | 11.7 | 8.2 | 1.8 | 84 | 66 | 214250735
AMERICAN STANDARD | 4A6V8X36A1 | 4PX*BU36BS3 | *UHMB080CCV3 | 34000 | 31000 | 18 | 11.7 | 8.2 | 1.8 | 84 | 66 | 214250732
TRANE | 4TWV8X36A1 | 4PX*BU36BS3 | *UHMB080CCV3 | 34000 | 31000 | 18 | 11.7 | 8.2 | 1.8 | 84 | 66 | 214250731
AMERICAN STANDARD | 4A6V8X24A1 | 4TXFH024CZ3 | *UHMB060CCV3 | 23200 | 20000 | 18 | 12.5 | 8.2 | 1.8 | 83 | 64 | 214250728
TRANE | 4TWV8X24A1 | 4TXFH024CZ3 | *UHMB060CCV3 | 23200 | 20000 | 18 | 12.5 | 8.2 | 1.8 | 83 | 64 | 214250727
AMERICAN STANDARD | 4A6V8X24A1 | 4TXFH024CZ3 | *DHMB060CCV3 | 23200 | 20200 | 18 | 12 | 8.5 | 1.8 | 83 | 63 | 214250726
TRANE | 4TWV8X24A1 | 4TXFH024CZ3 | *DHMB060CCV3 | 23200 | 20200 | 18 | 12 | 8.5 | 1.8 | 83 | 63 | 214250725
AMERICAN STANDARD | 4A6V8X24A1 | 4TXFH024CZ3 | *DHMB080CCV3 | 23200 | 20200 | 18 | 12 | 8.5 | 1.8 | 83 | 63 | 214250724
TRANE | 4TWV8X24A1 | 4TXFH024CZ3 | *DHMB080CCV3 | 23200 | 20200 | 18 | 12 | 8.5 | 1.8 | 83 | 63 | 214250723
AMERICAN STANDARD | 4A6V8X24A1 | 4TXCB004DS3 | *UHMB080CCV3 | 23800 | 20200 | 18 | 12.5 | 8.5 | 1.9 | 83 | 63 | 214250722
TRANE | 4TWV8X24A1 | 4TXCB004DS3 | *UHMB080CCV3 | 23800 | 20200 | 18 | 12.5 | 8.5 | 1.9 | 83 | 63 | 214250721
AMERICAN STANDARD | 4A6V8X24A1 | 4PX*BU36BS3 | *UHMB080CCV3 | 23800 | 20200 | 18 | 12.5 | 8.5 | 1.9 | 83 | 63 | 214250716
TRANE | 4TWV8X24A1 | 4PX*BU36BS3 | *UHMB080CCV3 | 23800 | 20200 | 18 | 12.5 | 8.5 | 1.9 | 83 | 63 | 214250715
AMERICAN STANDARD | 4A6V8X24A1 | 4PX*BU36BS3 | *UHMB060CCV3 | 23800 | 20200 | 18 | 12.5 | 8.5 | 1.8 | 83 | 63 | 214250714
TRANE | 4TWV8X24A1 | 4PX*BU36BS3 | *UHMB060CCV3 | 23800 | 20200 | 18 | 12.5 | 8.5 | 1.8 | 83 | 63 | 214250713
AMERICAN STANDARD | 4A6V0X60A1 | 4TXCD010DS3 | *UHMD120CCV5 | 53500 | 51000 | 19 | 11.7 | 8.2 | 1.8 | 96 | 76 | 214250708
TRANE | 4TWV0X60A1 | 4TXCD010DS3 | *UHMD120CCV5 | 53500 | 51000 | 19 | 11.7 | 8.2 | 1.8 | 96 | 76 | 214250707
AMERICAN STANDARD | 4A6V0X48A1 | 4TXFH064AZ3 | *UHMC100CCV4 | 46000 | 41500 | 19.5 | 11.7 | 8.2 | 1.8 | 86 | 68 | 214250706
TRANE | 4TWV0X48A1 | 4TXFH064AZ3 | *UHMC100CCV4 | 46000 | 41500 | 19.5 | 11.7 | 8.2 | 1.8 | 86 | 68 | 214250705
AMERICAN STANDARD | 4A6V0X48A1 | 4TXCD010DS3 | *UHMC100CCV4 | 45000 | 41000 | 19.5 | 11.7 | 8.2 | 1.8 | 85 | 66 | 214250702
TRANE | 4TWV0X48A1 | 4TXCD010DS3 | *UHMC100CCV4 | 45000 | 41000 | 19.5 | 11.7 | 8.2 | 1.8 | 85 | 66 | 214250701
AMERICAN STANDARD | 4A6V0X48A1 | 4TXCD010DS3 | *UHMD120CCV5 | 46000 | 42000 | 19.5 | 11.7 | 8.5 | 1.8 | 85 | 66 | 214250700
TRANE | 4TWV0X48A1 | 4TXCD010DS3 | *UHMD120CCV5 | 46000 | 42000 | 19.5 | 11.7 | 8.5 | 1.8 | 85 | 66 | 214250699
AMERICAN STANDARD | 4A6V0X48A1 | 4TXCC009DS3 | *UHMC100CCV4 | 46500 | 42000 | 19.5 | 11.7 | 8.5 | 1.9 | 85 | 67 | 214250696
TRANE | 4TWV0X48A1 | 4TXCC009DS3 | *UHMC100CCV4 | 46500 | 42000 | 19.5 | 11.7 | 8.5 | 1.9 | 85 | 67 | 214250695
AMERICAN STANDARD | 4A6V0X48A1 | 4TXCC007DS3 | *UHMC100CCV4 | 45500 | 43000 | 19.5 | 11.5 | 8.2 | 1.9 | 84 | 66 | 214250690
TRANE | 4TWV0X48A1 | 4TXCC007DS3 | *UHMC100CCV4 | 45500 | 43000 | 19.5 | 11.5 | 8.2 | 1.9 | 84 | 66 | 214250689
AMERICAN STANDARD | 4A6V0X48A1 | 4PX*DU60BS3 | *UHMD120CCV5 | 46000 | 42000 | 19.5 | 11.7 | 8.5 | 1.8 | 85 | 66 | 214250688
TRANE | 4TWV0X48A1 | 4PX*DU60BS3 | *UHMD120CCV5 | 46000 | 42000 | 19.5 | 11.7 | 8.5 | 1.8 | 85 | 66 | 214250687
TRANE | 4TWV0X24A1 | 4PX*BU36BS3 | S8V2A040M3PDB | 22800 | 19600 | 17.5 | 12.5 | 8.2 | 1.8 | 84 | 63 | 214252923
AMERICAN STANDARD | 4A6V0X24A1 | 4PX*BU36BS3 | S8V2A040M3PDB | 22800 | 19600 | 17.5 | 12.5 | 8.2 | 1.8 | 84 | 63 | 214252924
TRANE | 4TWV0X24A1 | 4PX*BU36BS3 | S8V2A040M3PCB | 22800 | 19600 | 17.5 | 12.5 | 8.2 | 1.8 | 84 | 63 | 214252929
AMERICAN STANDARD | 4A6V0X24A1 | 4PX*BU36BS3 | S8V2A040M3PCB | 22800 | 19600 | 17.5 | 12.5 | 8.2 | 1.8 | 84 | 63 | 214252930
TRANE | 4TWV0X24A1 | 4TXCB004DS3 | S8V2A040M3PCB | 22800 | 19600 | 17.5 | 12.5 | 8.2 | 1.8 | 84 | 63 | 214252941
AMERICAN STANDARD | 4A6V0X24A1 | 4TXCB004DS3 | S8V2A040M3PCB | 22800 | 19600 | 17.5 | 12.5 | 8.2 | 1.8 | 84 | 63 | 214252942
TRANE | 4TWV0X24A1 | 4TXCB004DS3 | S8V2A040M3PDB | 22800 | 19600 | 17.5 | 12.5 | 8.2 | 1.8 | 84 | 63 | 214252943
AMERICAN STANDARD | 4A6V0X24A1 | 4TXCB004DS3 | S8V2A040M3PDB | 22800 | 19600 | 17.5 | 12.5 | 8.2 | 1.8 | 84 | 63 | 214252944
AMERICAN STANDARD | 4A6V8X24A1 | 4TXCB004DS3 | S8V2A040M3PCB | 22800 | 19600 | 17.5 | 12.5 | 8.1 | 1.8 | 83 | 63 | 214252130
TRANE | 4TWV8X24A1 | 4TXCB004DS3 | S8V2A040M3PCB | 22800 | 19600 | 17.5 | 12.5 | 8.1 | 1.8 | 83 | 63 | 214252129
AMERICAN STANDARD | 4A6V8X24A1 | 4TXCB004DS3 | S8V2A040M3PDB | 22800 | 19600 | 17.5 | 12.5 | 8.1 | 1.8 | 83 | 63 | 214252128
TRANE | 4TWV8X24A1 | 4TXCB004DS3 | S8V2A040M3PDB | 22800 | 19600 | 17.5 | 12.5 | 8.1 | 1.8 | 83 | 63 | 214252127
AMERICAN STANDARD | 4A6V8X24A1 | 4PX*BU36BS3 | S8V2A040M3PDB | 22800 | 19600 | 17.5 | 12.5 | 8.1 | 1.8 | 83 | 63 | 214252124
TRANE | 4TWV8X24A1 | 4PX*BU36BS3 | S8V2A040M3PDB | 22800 | 19600 | 17.5 | 12.5 | 8.1 | 1.8 | 83 | 63 | 214252123
AMERICAN STANDARD | 4A6V8X24A1 | 4PX*BU36BS3 | S8V2A040M3PCB | 22800 | 19600 | 17.5 | 12.5 | 8.1 | 1.8 | 83 | 63 | 214252122
TRANE | 4TWV8X24A1 | 4PX*BU36BS3 | S8V2A040M3PCB | 22800 | 19600 | 17.5 | 12.5 | 8.1 | 1.8 | 83 | 63 | 214252121
AMERICAN STANDARD | 4A6L9024A1 | TAM9A0A24V21 |  | 23000 | 20800 | 18 | 12 | 8.7 | 2.18 | 68 | 52 | 201978189
TRANE | 4TWL9024A1 | TAM9A0A24V21 |  | 23000 | 20800 | 18 | 12 | 8.7 | 2.18 | 68 | 52 | 201978188
TRANE | 4TWL6036A1 | 4TXCC005DS3 | *UHMC100ACV4 | 35600 | 32200 | 15.2 | 12 | 8.1 | 2.1 | 66 | 52 | 201928767
TRANE | 4TWL6036A1 | 4PX*CU36BS3 | *UHMC100ACV4 | 35600 | 32200 | 15.2 | 12 | 8.1 | 2.1 | 66 | 52 | 201928766
AMERICAN STANDARD | 4A6L6036A1 | 4TXCC005DS3 | *UHMC100ACV4 | 35600 | 32200 | 15.2 | 12 | 8.1 | 2.1 | 66 | 52 | 201928765
AMERICAN STANDARD | 4A6L6036A1 | 4PX*CU36BS3 | *UHMC100ACV4 | 35600 | 32200 | 15.2 | 12 | 8.1 | 2.1 | 66 | 52 | 201928764
TRANE | 4TWL9036A1 | TAM9A0C36V31 |  | 36400 | 34000 | 17 | 11.7 | 8.7 | 2.3 | 69 | 54 | 201923703
AMERICAN STANDARD | 4A6L9036A1 | TAM9A0C36V31 |  | 36400 | 34000 | 17 | 11.7 | 8.7 | 2.3 | 69 | 54 | 201923681
TRANE | 4TWL9024A1 | 4TXCB003DS3 | S9V2B060U3PSB+RP | 23200 | 21400 | 17 | 12 | 8.7 | 2.33 | 66 | 52 | 201923129
AMERICAN STANDARD | 4A6L9024A1 | 4TXCB003DS3 | S9V2B060U3PSB+RP | 23200 | 21400 | 17 | 12 | 8.7 | 2.33 | 66 | 52 | 201923051
TRANE | 4TWL9024A1 | TAM9A0C36V31 |  | 23800 | 20400 | 18.5 | 12.5 | 9 | 2.39 | 67 | 52 | 201923002
TRANE | 4TWL9024A1 | 4TXCB003DS3 | *DD2B060ACV3 | 22400 | 20600 | 16.5 | 11.5 | 8.7 | 2.2 | 68 | 53 | 201922965
AMERICAN STANDARD | 4A6L9024A1 | TAM9A0C36V31 |  | 23800 | 20400 | 18.5 | 12.5 | 9 | 2.39 | 67 | 52 | 201922924
AMERICAN STANDARD | 4A6L9024A1 | 4TXCB003DS3 | *DD2B060ACV3 | 22400 | 20600 | 16.5 | 11.5 | 8.7 | 2.2 | 68 | 53 | 201922887
AMERICAN STANDARD | 4A6L9060A1 | 4TXCD010DS3 | *UD2D120ACV5 | 58000 | 54000 | 19 | 10 | 8.5 | 2.1 | 72 | 59 | 201922823
AMERICAN STANDARD | 4A6L9060A1 | 4TXCD010DS3 | *UD2C100ACV5 | 56000 | 52500 | 19 | 10 | 8.2 | 2.1 | 70 | 57 | 201922822
AMERICAN STANDARD | 4A6L9060A1 | 4TXCC009DS3 | *UD2C100ACV5 | 57500 | 54000 | 19 | 10 | 8.7 | 2.1 | 70 | 57 | 201922805
AMERICAN STANDARD | 4A6L9060A1 | 4PX*DU60BS3 | *UD2D120ACV5 | 58500 | 53500 | 19 | 10 | 8.7 | 2.1 | 72 | 59 | 201922785
AMERICAN STANDARD | 4A6L9060A1 | 4PX*DU60BS3 | *UD2C100ACV5 | 57000 | 52000 | 19 | 10 | 8.5 | 2.1 | 71 | 57 | 201922784
AMERICAN STANDARD | 4A6L9060A1 | 4PX*CU60BS3 | *UD2C100ACV5 | 58500 | 54000 | 19 | 10 | 8.7 | 2.1 | 70 | 57 | 201922759
AMERICAN STANDARD | 4A6L9048A1 | TEM8A0C48V41+TDR |  | 48500 | 43000 | 19 | 12 | 9 | 2.38 | 73 | 58 | 201922736
AMERICAN STANDARD | 4A6L9048A1 | 4TXCD010DS3 | S9V2C100U5PSB+RP | 47000 | 42000 | 18.5 | 11.7 | 8.7 | 2.21 | 74 | 59 | 201922719
AMERICAN STANDARD | 4A6L9048A1 | 4TXCC005DS3 | *UD2C080ACV4 | 45000 | 44500 | 18.5 | 11.2 | 8.5 | 2.13 | 73 | 58 | 201922646
AMERICAN STANDARD | 4A6V7X48A1 | 4PX*BU48BS3+P0V0B000M40SD+LRP |  | 46000 | 45000 | 17.1 | 11.5 | 8.5 | 1.8 | 83 | 64 | 213827291
TRANE | 4TWV7X48A1 | 4PX*BU48BS3+P0V0B000M40SD+LRP |  | 46000 | 45000 | 17.1 | 11.5 | 8.5 | 1.8 | 83 | 64 | 213827290
AMERICAN STANDARD | 4A6H6024N1 | 4TXCC009DS3 | *UHMC100CCV4 | 25600 | 24000 | 16 | 12 | 8.1 | 2.1 | 63 | 47 | 213908905
TRANE | 4TWR6024N1 | 4TXCC009DS3 | *UHMC100CCV4 | 25600 | 24000 | 16 | 12 | 8.1 | 2.1 | 63 | 47 | 213908904
AMERICAN STANDARD | 4A6H6024N1 | 4TXCB006DS3 | *UHMB060CCV3 | 25600 | 24400 | 16 | 12 | 8.1 | 2.1 | 63 | 46 | 213908897
TRANE | 4TWR6024N1 | 4TXCB006DS3 | *UHMB060CCV3 | 25600 | 24400 | 16 | 12 | 8.1 | 2.1 | 63 | 46 | 213908896
AMERICAN STANDARD | 4A6H6024N1 | 4TXCB006DS3 | *UHMB080CCV3 | 25600 | 24400 | 16 | 12 | 8.1 | 2.1 | 62 | 46 | 213908893
TRANE | 4TWR6024N1 | 4TXCB006DS3 | *UHMB080CCV3 | 25600 | 24400 | 16 | 12 | 8.1 | 2.1 | 62 | 46 | 213908892
AMERICAN STANDARD | 4A6H6024N1 | 4PX*CU60BS3 | *UHMC100CCV4 | 25600 | 24000 | 16 | 12 | 8.1 | 2.1 | 63 | 47 | 213908887
TRANE | 4TWR6024N1 | 4PX*CU60BS3 | *UHMC100CCV4 | 25600 | 24000 | 16 | 12 | 8.1 | 2.1 | 63 | 47 | 213908886
AMERICAN STANDARD | 4A6H6024N1 | 4PX*BU48BS3 | *UHMB060CCV3 | 25600 | 24400 | 16 | 12 | 8.1 | 2.1 | 63 | 46 | 213908879
AMERICAN STANDARD | 4A6V7X24A1 | 4TXCB004DS3 | S9V2B060U4PSC+LRP | 24000 | 21400 | 17.1 | 12 | 8.5 | 1.8 | 80 | 60 | 213826424
TRANE | 4TWV7X24A1 | 4TXCB004DS3 | S9V2B060U4PSC+LRP | 24000 | 21400 | 17.1 | 12 | 8.5 | 1.8 | 80 | 60 | 213826423
AMERICAN STANDARD | 4A6V7X24A1 | 4TXCB004DS3 | S9V2B060U4PSB+LRP | 24000 | 21400 | 17.1 | 12 | 8.5 | 1.8 | 80 | 60 | 213826422
TRANE | 4TWV7X24A1 | 4TXCB004DS3 | S9V2B060U4PSB+LRP | 24000 | 21400 | 17.1 | 12 | 8.5 | 1.8 | 80 | 60 | 213826421
AMERICAN STANDARD | 4A6V7X24A1 | 4TXCB004DS3 | S9V2B060U3VSB+LRP | 24000 | 18400 | 17.1 | 12 | 8.5 | 1.8 | 93 | 70 | 213826420
TRANE | 4TWV7X24A1 | 4TXCB004DS3 | S9V2B060U3VSB+LRP | 24000 | 18400 | 17.1 | 12 | 8.5 | 1.8 | 93 | 70 | 213826419
AMERICAN STANDARD | 4A6V7X24A1 | 4TXCB004DS3 | S9V2B060U3VSA+LRP | 24000 | 18400 | 17.1 | 12 | 8.5 | 1.8 | 93 | 70 | 213826418
TRANE | 4TWV7X24A1 | 4TXCB004DS3 | S9V2B060U3VSA+LRP | 24000 | 18400 | 17.1 | 12 | 8.5 | 1.8 | 93 | 70 | 213826417
AMERICAN STANDARD | 4A6V7X24A1 | 4TXCB004DS3 | S9V2B040U3VSB+LRP | 24000 | 21400 | 17.1 | 12 | 8.5 | 1.8 | 80 | 59 | 213826416
TRANE | 4TWV7X24A1 | 4TXCB004DS3 | S9V2B040U3VSB+LRP | 24000 | 21400 | 17.1 | 12 | 8.5 | 1.8 | 80 | 59 | 213826415
AMERICAN STANDARD | 4A6V7X24A1 | 4TXCB004DS3 | S9V2B040U3VSA+LRP | 24000 | 21400 | 17.1 | 12 | 8.5 | 1.8 | 80 | 59 | 213826414
TRANE | 4TWV7X24A1 | 4TXCB004DS3 | S9V2B040U3VSA+LRP | 24000 | 21400 | 17.1 | 12 | 8.5 | 1.8 | 80 | 59 | 213826413
AMERICAN STANDARD | 4A6V7X24A1 | 4TXCB004DS3 | S9V2B040U3PSC+LRP | 24000 | 21400 | 17.1 | 12 | 8.5 | 1.8 | 80 | 59 | 213826412
TRANE | 4TWV7X24A1 | 4TXCB004DS3 | S9V2B040U3PSC+LRP | 24000 | 21400 | 17.1 | 12 | 8.5 | 1.8 | 80 | 59 | 213826411
AMERICAN STANDARD | 4A6V7X24A1 | 4TXCB004DS3 | S9V2B040U3PSB+LRP | 24000 | 21400 | 17.1 | 12 | 8.5 | 1.8 | 80 | 59 | 213826410
TRANE | 4TWV7X24A1 | 4TXCB004DS3 | S9V2B040U3PSB+LRP | 24000 | 21400 | 17.1 | 12 | 8.5 | 1.8 | 80 | 59 | 213826409
AMERICAN STANDARD | 4A6V7X24A1 | 4TXCB004DS3 | *UHMB080CCV3+LRP | 23800 | 21200 | 17.1 | 12 | 8.5 | 1.8 | 81 | 60 | 213826402
TRANE | 4TWV7X24A1 | 4TXCB004DS3 | *UHMB080CCV3+LRP | 23800 | 21200 | 17.1 | 12 | 8.5 | 1.8 | 81 | 60 | 213826401
AMERICAN STANDARD | 4A6V7X24A1 | 4TXCB004DS3 | *UHMB080ACV3+LRP | 23800 | 21200 | 17.1 | 12 | 8.5 | 1.8 | 81 | 60 | 213826400
TRANE | 4TWV7X24A1 | 4TXCB004DS3 | *UHMB080ACV3+LRP | 23800 | 21200 | 17.1 | 12 | 8.5 | 1.8 | 81 | 60 | 213826399
AMERICAN STANDARD | 4A6V7X24A1 | 4TXCB004DS3 | *UHMB060CCV3+LRP | 23800 | 21200 | 17.1 | 12 | 8.5 | 1.8 | 81 | 60 | 213826398
TRANE | 4TWV7X24A1 | 4TXCB004DS3 | *UHMB060CCV3+LRP | 23800 | 21200 | 17.1 | 12 | 8.5 | 1.8 | 81 | 60 | 213826397
AMERICAN STANDARD | 4A6V7X24A1 | 4TXCB004DS3 | *UHMB060ACV3+LRP | 23800 | 21200 | 17.1 | 12 | 8.5 | 1.8 | 81 | 60 | 213826396
TRANE | 4TWV7X24A1 | 4TXCB004DS3 | *UHMB060ACV3+LRP | 23800 | 21200 | 17.1 | 12 | 8.5 | 1.8 | 81 | 60 | 213826395
AMERICAN STANDARD | 4A6V7X24A1 | 4TXCB004DS3 | *DHMB080CCV3+LRP | 22200 | 20800 | 17.1 | 11.7 | 8.2 | 1.8 | 81 | 61 | 213826384
TRANE | 4TWV7X24A1 | 4TXCB004DS3 | *DHMB080CCV3+LRP | 22200 | 20800 | 17.1 | 11.7 | 8.2 | 1.8 | 81 | 61 | 213826383
AMERICAN STANDARD | 4A6V7X24A1 | 4TXCB004DS3 | *DHMB080ACV3+LRP | 22200 | 20800 | 17.1 | 11.7 | 8.2 | 1.8 | 81 | 61 | 213826382
TRANE | 4TWV7X24A1 | 4TXCB004DS3 | *DHMB080ACV3+LRP | 22200 | 20800 | 17.1 | 11.7 | 8.2 | 1.8 | 81 | 61 | 213826381
TRANE | 4TWL9060A1 | 4PX*CU48BS3 | S8V2C100M5PDB+RP | 56500 | 54000 | 19 | 10 | 8.7 | 2.1 | 72 | 59 | 214251479
AMERICAN STANDARD | 4A6L9060A1 | 4PX*CU48BS3 | S8V2C080M5PCB+RP | 56500 | 54000 | 19 | 10 | 8.7 | 2.1 | 72 | 59 | 214251478
TRANE | 4TWL9060A1 | 4PX*CU48BS3 | S8V2C080M5PCB+RP | 56500 | 54000 | 19 | 10 | 8.7 | 2.1 | 72 | 59 | 214251477
AMERICAN STANDARD | 4A6L9060A1 | 4PX*CU48BS3 | S8V2C080M5PDB+RP | 56500 | 54000 | 19 | 10 | 8.7 | 2.1 | 72 | 59 | 214251476
TRANE | 4TWL9060A1 | 4PX*CU48BS3 | S8V2C080M5PDB+RP | 56500 | 54000 | 19 | 10 | 8.7 | 2.1 | 72 | 59 | 214251475
AMERICAN STANDARD | 4A6L9060A1 | 4PX*CD60BS3 | S8V2C100M5PCB+RP | 58000 | 53500 | 19 | 10 | 8.5 | 2 | 72 | 59 | 214251474
TRANE | 4TWL9060A1 | 4PX*CD60BS3 | S8V2C100M5PCB+RP | 58000 | 53500 | 19 | 10 | 8.5 | 2 | 72 | 59 | 214251473
AMERICAN STANDARD | 4A6L9060A1 | 4PX*CD60BS3 | S8V2C100M5PDB+RP | 58000 | 53500 | 19 | 10 | 8.5 | 2 | 72 | 59 | 214251472
TRANE | 4TWL9060A1 | 4PX*CD60BS3 | S8V2C100M5PDB+RP | 58000 | 53500 | 19 | 10 | 8.5 | 2 | 72 | 59 | 214251471
AMERICAN STANDARD | 4A6L9060A1 | 4PX*CD60BS3 | S8V2C080M5PDB+RP | 58000 | 53500 | 19 | 10 | 8.5 | 2 | 72 | 59 | 214251470
TRANE | 4TWL9060A1 | 4PX*CD60BS3 | S8V2C080M5PDB+RP | 58000 | 53500 | 19 | 10 | 8.5 | 2 | 72 | 59 | 214251469
AMERICAN STANDARD | 4A6L9060A1 | 4PX*CD60BS3 | S8V2C080M5PCB+RP | 58000 | 53500 | 19 | 10 | 8.5 | 2 | 72 | 59 | 214251468
TRANE | 4TWL9060A1 | 4PX*CD60BS3 | S8V2C080M5PCB+RP | 58000 | 53500 | 19 | 10 | 8.5 | 2 | 72 | 59 | 214251467
AMERICAN STANDARD | 4A6L9048A1 | 4TXCD010DS3 | S8V2D120M5PDB+RP | 49000 | 43500 | 19 | 11.7 | 9 | 2.2 | 73 | 59 | 214251466
TRANE | 4TWL9048A1 | 4TXCD010DS3 | S8V2D120M5PDB+RP | 49000 | 43500 | 19 | 11.7 | 9 | 2.2 | 73 | 59 | 214251465
AMERICAN STANDARD | 4A6L9048A1 | 4TXCD010DS3 | S8V2D120M5PCB+RP | 49000 | 43500 | 19 | 11.7 | 9 | 2.2 | 73 | 59 | 214251464
TRANE | 4TWL9048A1 | 4TXCD010DS3 | S8V2D120M5PCB+RP | 49000 | 43500 | 19 | 11.7 | 9 | 2.2 | 73 | 59 | 214251463
AMERICAN STANDARD | 4A6L9048A1 | 4TXCD010DS3 | S8V2C080M5PDB+RP | 47000 | 42000 | 19 | 11.7 | 8.7 | 2.2 | 73 | 59 | 214251462
TRANE | 4TWL9048A1 | 4TXCD010DS3 | S8V2C080M5PDB+RP | 47000 | 42000 | 19 | 11.7 | 8.7 | 2.2 | 73 | 59 | 214251461
AMERICAN STANDARD | 4A6L9048A1 | 4TXCD010DS3 | S8V2C080M5PCB+RP | 47000 | 42000 | 19 | 11.7 | 8.7 | 2.2 | 73 | 59 | 214251460
TRANE | 4TWL9048A1 | 4TXCD010DS3 | S8V2C080M5PCB+RP | 47000 | 42000 | 19 | 11.7 | 8.7 | 2.2 | 73 | 59 | 214251459
AMERICAN STANDARD | 4A6L9048A1 | 4TXCD008DS3 | S8V2D120M5PDB+RP | 48000 | 44000 | 19 | 11.7 | 9 | 2.2 | 73 | 59 | 214251458
TRANE | 4TWL9048A1 | 4TXCD008DS3 | S8V2D120M5PDB+RP | 48000 | 44000 | 19 | 11.7 | 9 | 2.2 | 73 | 59 | 214251457
AMERICAN STANDARD | 4A6L9048A1 | 4TXCD008DS3 | S8V2D120M5PCB+RP | 48000 | 44000 | 19 | 11.7 | 9 | 2.2 | 73 | 59 | 214251456
TRANE | 4TWL9048A1 | 4TXCD008DS3 | S8V2D120M5PCB+RP | 48000 | 44000 | 19 | 11.7 | 9 | 2.2 | 73 | 59 | 214251455
AMERICAN STANDARD | 4A6L9048A1 | 4TXCC009DS3 | S8V2C080M5PDB+RP | 48500 | 43000 | 19 | 11.7 | 8.7 | 2.2 | 74 | 59 | 214251454
TRANE | 4TWL9048A1 | 4TXCC009DS3 | S8V2C080M5PDB+RP | 48500 | 43000 | 19 | 11.7 | 8.7 | 2.2 | 74 | 59 | 214251453
AMERICAN STANDARD | 4A6L9048A1 | 4TXCC009DS3 | S8V2C100M5PCB+RP | 48500 | 43500 | 19 | 11.7 | 8.7 | 2.2 | 74 | 59 | 214251452
TRANE | 4TWL9048A1 | 4TXCC009DS3 | S8V2C100M5PCB+RP | 48500 | 43500 | 19 | 11.7 | 8.7 | 2.2 | 74 | 59 | 214251451
AMERICAN STANDARD | 4A6L9048A1 | 4TXCC009DS3 | S8V2C080M5PCB+RP | 48500 | 43000 | 19 | 11.7 | 8.7 | 2.2 | 74 | 59 | 214251450
TRANE | 4TWL9048A1 | 4TXCC009DS3 | S8V2C080M5PCB+RP | 48500 | 43000 | 19 | 11.7 | 8.7 | 2.2 | 74 | 59 | 214251449
AMERICAN STANDARD | 4A6L9048A1 | 4TXCC009DS3 | S8V2C100M5PDB+RP | 48500 | 43500 | 19 | 11.7 | 8.7 | 2.2 | 74 | 59 | 214251448
TRANE | 4TWL9048A1 | 4TXCC009DS3 | S8V2C100M5PDB+RP | 48500 | 43500 | 19 | 11.7 | 8.7 | 2.2 | 74 | 59 | 214251447
AMERICAN STANDARD | 4A6L9048A1 | 4TXCC007DS3 | S8V2C100M5PDB+RP | 47500 | 44000 | 19 | 11.2 | 9 | 2.2 | 73 | 59 | 214251446
TRANE | 4TWL9048A1 | 4TXCC007DS3 | S8V2C100M5PDB+RP | 47500 | 44000 | 19 | 11.2 | 9 | 2.2 | 73 | 59 | 214251445
AMERICAN STANDARD | 4A6L9048A1 | 4TXCC007DS3 | S8V2C080M5PCB+RP | 47500 | 44000 | 19 | 11.5 | 9 | 2.2 | 73 | 59 | 214251444
TRANE | 4TWL9048A1 | 4TXCC007DS3 | S8V2C080M5PCB+RP | 47500 | 44000 | 19 | 11.5 | 9 | 2.2 | 73 | 59 | 214251443
AMERICAN STANDARD | 4A6L9048A1 | 4TXCC007DS3 | S8V2C100M5PCB+RP | 47500 | 44000 | 19 | 11.2 | 9 | 2.2 | 73 | 59 | 214251442
TRANE | 4TWL9048A1 | 4TXCC007DS3 | S8V2C100M5PCB+RP | 47500 | 44000 | 19 | 11.2 | 9 | 2.2 | 73 | 59 | 214251441
AMERICAN STANDARD | 4A6L9048A1 | 4TXCC007DS3 | S8V2C080M5PDB+RP | 47500 | 44000 | 19 | 11.5 | 9 | 2.2 | 73 | 59 | 214251440
TRANE | 4TWL9048A1 | 4TXCC007DS3 | S8V2C080M5PDB+RP | 47500 | 44000 | 19 | 11.5 | 9 | 2.2 | 73 | 59 | 214251439
AMERICAN STANDARD | 4A6L9048A1 | 4TXCC005DS3 | S8V2C080M5PCB+RP | 45500 | 44500 | 18.5 | 11 | 8.5 | 2.1 | 73 | 59 | 214251438
TRANE | 4TWL9048A1 | 4TXCC005DS3 | S8V2C080M5PCB+RP | 45500 | 44500 | 18.5 | 11 | 8.5 | 2.1 | 73 | 59 | 214251437
AMERICAN STANDARD | 4A6L9048A1 | 4TXCC005DS3 | S8V2C080M5PDB+RP | 45500 | 44500 | 18.5 | 11 | 8.5 | 2.1 | 73 | 59 | 214251436
TRANE | 4TWL9048A1 | 4TXCC005DS3 | S8V2C080M5PDB+RP | 45500 | 44500 | 18.5 | 11 | 8.5 | 2.1 | 73 | 59 | 214251435
AMERICAN STANDARD | 4A6L9048A1 | 4TXCB006DS3 | S8V2B080M4PDB+RP | 47000 | 44500 | 19 | 11.2 | 8.7 | 2.2 | 73 | 59 | 214251434
TRANE | 4TWL9048A1 | 4TXCB006DS3 | S8V2B080M4PDB+RP | 47000 | 44500 | 19 | 11.2 | 8.7 | 2.2 | 73 | 59 | 214251433
AMERICAN STANDARD | 4A6L9048A1 | 4TXCB006DS3 | S8V2B080M4PCB+RP | 47000 | 44500 | 19 | 11.2 | 8.7 | 2.2 | 73 | 59 | 214251432
TRANE | 4TWL9048A1 | 4TXCB006DS3 | S8V2B080M4PCB+RP | 47000 | 44500 | 19 | 11.2 | 8.7 | 2.2 | 73 | 59 | 214251431
AMERICAN STANDARD | 4A6L9048A1 | 4TXCB006DS3 | S8V2B060M4PCB+RP | 47000 | 44500 | 19 | 11.2 | 8.7 | 2.2 | 73 | 58 | 214251430
TRANE | 4TWL9048A1 | 4TXCB006DS3 | S8V2B060M4PCB+RP | 47000 | 44500 | 19 | 11.2 | 8.7 | 2.2 | 73 | 58 | 214251429
AMERICAN STANDARD | 4A6L9048A1 | 4TXCB006DS3 | S8V2B060M4PDB+RP | 47000 | 44500 | 19 | 11.2 | 8.7 | 2.2 | 73 | 58 | 214251428
TRANE | 4TWL9048A1 | 4TXCB006DS3 | S8V2B060M4PDB+RP | 47000 | 44500 | 19 | 11.2 | 8.7 | 2.2 | 73 | 58 | 214251427
AMERICAN STANDARD | 4A6L9048A1 | 4PX*DU60BS3 | S8V2D120M5PCB+RP | 49000 | 43500 | 19 | 11.7 | 9 | 2.2 | 73 | 59 | 214251426
TRANE | 4TWL9048A1 | 4PX*DU60BS3 | S8V2D120M5PCB+RP | 49000 | 43500 | 19 | 11.7 | 9 | 2.2 | 73 | 59 | 214251425
AMERICAN STANDARD | 4A6L9048A1 | 4PX*DU60BS3 | S8V2D120M5PDB+RP | 49000 | 43500 | 19 | 11.7 | 9 | 2.2 | 73 | 59 | 214251424
TRANE | 4TWV8036A1 | 4TXCB004DS3 | S9V2B080U4VSA+RP | 34000 | 31000 | 18 | 11.7 | 8.2 | 1.8 | 83 | 66 | 205262064
AMERICAN STANDARD | 4A6V8036A1 | 4TXCB004DS3 | S9V2B080U4VSA+RP | 34000 | 31000 | 18 | 11.7 | 8.2 | 1.8 | 83 | 66 | 205262065
TRANE | 4TWX8024A1 | 4PX*BU48BS3 | *UHMB080CCV3 | 25600 | 24400 | 16 | 12 | 8.1 | 2.1 | 62 | 46 | 213916215
TRANE | 4TWX8024A1 | 4PX*BU48BS3 | *UHMB060CCV3 | 25600 | 24400 | 16 | 12 | 8.1 | 2.1 | 63 | 46 | 213916216
TRANE | 4TWX8024A1 | 4PX*CU48BS3 | *UHMC100CCV4 | 25600 | 24200 | 16 | 12 | 8.1 | 2.1 | 63 | 47 | 213916220
TRANE | 4TWX8024A1 | 4PX*CU60BS3 | *UHMC100CCV4 | 25600 | 24000 | 16 | 12 | 8.1 | 2.1 | 63 | 46 | 213916221
TRANE | 4TWX8024A1 | 4TXCB006DS3 | *UHMB080CCV3 | 25600 | 24400 | 16 | 12 | 8.1 | 2.1 | 62 | 46 | 213916224
TRANE | 4TWX8024A1 | 4TXCB006DS3 | *UHMB060CCV3 | 25600 | 24400 | 16 | 12 | 8.1 | 2.1 | 63 | 46 | 213916225
TRANE | 4TWX8024A1 | 4TXCC007DS3 | *UHMC100CCV4 | 25600 | 24200 | 16 | 12 | 8.1 | 2.1 | 63 | 47 | 213916227
TRANE | 4TWX8024A1 | 4TXCC009DS3 | *UHMC100CCV4 | 25600 | 24000 | 16 | 12 | 8.1 | 2.1 | 63 | 47 | 213916228
TRANE | 4TWL5030N1 | 4TXCC005DS3 | S9V2C080U5PSC | 30000 | 27200 | 15.2 | 12 | 8.1 | 2.1 | 67 | 52 | 213912321
AMERICAN STANDARD | 4A6L5030N1 | 4TXCC005DS3 | S9V2C080U5PSC | 30000 | 27200 | 15.2 | 12 | 8.1 | 2.1 | 67 | 52 | 213912322
TRANE | 4TWL5030N1 | 4TXCC005DS3 | S9V2C100U4VSB | 29400 | 26600 | 16 | 12 | 8.1 | 2.1 | 68 | 53 | 213912323
AMERICAN STANDARD | 4A6L5030N1 | 4TXCC005DS3 | S9V2C100U4VSB | 29400 | 26600 | 16 | 12 | 8.1 | 2.1 | 68 | 53 | 213912324
TRANE | 4TWL5030N1 | 4TXFH036CZ3 | S9V2B080U4PSC | 29400 | 26600 | 15.2 | 12 | 8.1 | 2.2 | 67 | 52 | 213912325
AMERICAN STANDARD | 4A6L5030N1 | 4TXFH036CZ3 | S9V2B080U4PSC | 29400 | 26600 | 15.2 | 12 | 8.1 | 2.2 | 67 | 52 | 213912326
TRANE | 4TWL5030N1 | 4TXFH036CZ3 | S9V2B040U3VSB | 29200 | 26400 | 15.2 | 12 | 8.1 | 2.1 | 67 | 53 | 213912327
TRANE | 4TWL5030N1 | 4TXCB006DS3 | S9V2B060U3VSB | 30000 | 27600 | 16 | 12 | 8.1 | 2.2 | 66 | 51 | 213912315
AMERICAN STANDARD | 4A6L5030N1 | 4TXCB006DS3 | S9V2B060U3VSB | 30000 | 27600 | 16 | 12 | 8.1 | 2.2 | 66 | 51 | 213912316
TRANE | 4TWL5030N1 | 4TXCB006DS3 | S9V2B080U4PSC | 30400 | 27800 | 16 | 12 | 8.1 | 2.2 | 66 | 51 | 213912317
AMERICAN STANDARD | 4A6L5030N1 | 4TXCB006DS3 | S9V2B080U4PSC | 30400 | 27800 | 16 | 12 | 8.1 | 2.2 | 66 | 51 | 213912318
TRANE | 4TWL5030N1 | 4TXCC005DS3 | S9V2C100U5PSC | 30000 | 27200 | 15.2 | 12 | 8.1 | 2.1 | 67 | 52 | 213912319
AMERICAN STANDARD | 4A6L5030N1 | 4TXCC005DS3 | S9V2C100U5PSC | 30000 | 27200 | 15.2 | 12 | 8.1 | 2.1 | 67 | 52 | 213912320
TRANE | 4TWL5030N1 | 4TXCB006DS3 | S9V2B080U4VSB | 30400 | 27800 | 16 | 12 | 8.1 | 2.2 | 66 | 51 | 213912309
AMERICAN STANDARD | 4A6L5030N1 | 4TXCB006DS3 | S9V2B080U4VSB | 30400 | 27800 | 16 | 12 | 8.1 | 2.2 | 66 | 51 | 213912310
TRANE | 4TWL5030N1 | 4TXCB006DS3 | S9V2B040U3PSC | 30200 | 27600 | 16 | 12 | 8.1 | 2.2 | 66 | 51 | 213912311
AMERICAN STANDARD | 4A6L5030N1 | 4TXCB006DS3 | S9V2B040U3PSC | 30200 | 27600 | 16 | 12 | 8.1 | 2.2 | 66 | 51 | 213912312
TRANE | 4TWL5030N1 | 4TXCB004DS3 | S9V2B080U4PSC | 30000 | 27400 | 15.2 | 12 | 8.1 | 2.1 | 67 | 53 | 213912305
TRANE | 4TWL5030N1 | 4TXCB006DS3 | S9V2B040U3VSB | 30200 | 27600 | 16 | 12 | 8.1 | 2.2 | 66 | 51 | 213912313
AMERICAN STANDARD | 4A6L5030N1 | 4PX*BU36BS3 | S8V2B080M4PCB | 30000 | 27400 | 15.2 | 12 | 8.1 | 2.1 | 67 | 53 | 213910524
TRANE | 4TWL5030N1 | 4PX*BU36BS3 | S8V2B080M4PCB | 30000 | 27400 | 15.2 | 12 | 8.1 | 2.1 | 67 | 53 | 213910523
AMERICAN STANDARD | 4A6L5030N1 | 4PX*BU36BS3 | S8V2B060M4PDB | 29600 | 27000 | 15.2 | 12 | 8.1 | 2.1 | 67 | 53 | 213910520
TRANE | 4TWL5030N1 | 4PX*BU36BS3 | S8V2B060M4PDB | 29600 | 27000 | 15.2 | 12 | 8.1 | 2.1 | 67 | 53 | 213910519
AMERICAN STANDARD | 4A6L5030N1 | 4PX*BU30BS3 | S8V2B060M4PCB | 28800 | 29400 | 15.2 | 12 | 8.1 | 2.1 | 65 | 50 | 213910518
TRANE | 4TWL5030N1 | 4PX*BU30BS3 | S8V2B060M4PCB | 28800 | 29400 | 15.2 | 12 | 8.1 | 2.1 | 65 | 50 | 213910517
AMERICAN STANDARD | 4A6L5030N1 | 4PX*BU30BS3 | S8V2A040M3PDB | 27800 | 29200 | 15.2 | 12 | 8.1 | 2 | 65 | 50 | 213910516
TRANE | 4TWL5030N1 | 4PX*BU30BS3 | S8V2A040M3PDB | 27800 | 29200 | 15.2 | 12 | 8.1 | 2 | 65 | 50 | 213910515
AMERICAN STANDARD | 4A6L5030N1 | 4PX*BU30BS3 | S8V2A040M3PCB | 27800 | 29200 | 15.2 | 12 | 8.1 | 2 | 65 | 50 | 213910514
TRANE | 4TWL5030N1 | 4PX*BU30BS3 | S8V2A040M3PCB | 27800 | 29200 | 15.2 | 12 | 8.1 | 2 | 65 | 50 | 213910513
AMERICAN STANDARD | 4A6L5030N1 | 4PX*BU30BS3 | S8V2B060M4PDB | 28800 | 29400 | 15.2 | 12 | 8.1 | 2.1 | 65 | 50 | 213910512
TRANE | 4TWL5030N1 | 4PX*BU30BS3 | S8V2B060M4PDB | 28800 | 29400 | 15.2 | 12 | 8.1 | 2.1 | 65 | 50 | 213910511
AMERICAN STANDARD | 4A6L5030N1 | 4PX*BU30BS3 | S8V2B080M4PDB | 28800 | 29400 | 15.2 | 12 | 8.1 | 2.1 | 65 | 50 | 213910510
TRANE | 4TWL5030N1 | 4PX*BU30BS3 | S8V2B080M4PDB | 28800 | 29400 | 15.2 | 12 | 8.1 | 2.1 | 65 | 50 | 213910509
AMERICAN STANDARD | 4A6L5030N1 | 4PX*BU30BS3 | S8V2B080M4PCB | 28800 | 29400 | 15.2 | 12 | 8.1 | 2.1 | 65 | 50 | 213910508
TRANE | 4TWL5030N1 | 4PX*BU30BS3 | S8V2B080M4PCB | 28800 | 29400 | 15.2 | 12 | 8.1 | 2.1 | 65 | 50 | 213910507
AMERICAN STANDARD | 4A6L5030N1 | 4PX*BD36BS3 | S8V2A040M3PDB | 28200 | 28000 | 15.2 | 12 | 8.1 | 2.1 | 66 | 51 | 213910494
TRANE | 4TWL5030N1 | 4PX*BD36BS3 | S8V2A040M3PDB | 28200 | 28000 | 15.2 | 12 | 8.1 | 2.1 | 66 | 51 | 213910493
AMERICAN STANDARD | 4A6L5030N1 | 4PX*BD36BS3 | S8V2B060M4PCB | 29800 | 28600 | 15.2 | 12 | 8.1 | 2.1 | 66 | 51 | 213910492
TRANE | 4TWL5030N1 | 4PX*BD36BS3 | S8V2B060M4PCB | 29800 | 28600 | 15.2 | 12 | 8.1 | 2.1 | 66 | 51 | 213910491
AMERICAN STANDARD | 4A6L5030N1 | 4PX*BD36BS3 | S8V2A040M3PCB | 28200 | 28000 | 15.2 | 12 | 8.1 | 2.1 | 66 | 51 | 213910490
TRANE | 4TWL5030N1 | 4PX*BD36BS3 | S8V2A040M3PCB | 28200 | 28000 | 15.2 | 12 | 8.1 | 2.1 | 66 | 51 | 213910489
AMERICAN STANDARD | 4A6L5030N1 | 4PX*BD36BS3 | S8V2B080M4PCB | 29600 | 28600 | 15.2 | 12 | 8.1 | 2.1 | 66 | 51 | 213910488
TRANE | 4TWL5030N1 | 4PX*BD36BS3 | S8V2B080M4PCB | 29600 | 28600 | 15.2 | 12 | 8.1 | 2.1 | 66 | 51 | 213910487
AMERICAN STANDARD | 4A6L5030N1 | 4PX*BD36BS3 | S8V2B080M4PDB | 29600 | 28600 | 15.2 | 12 | 8.1 | 2.1 | 66 | 51 | 213910486
TRANE | 4TWL5030N1 | 4PX*BD36BS3 | S8V2B080M4PDB | 29600 | 28600 | 15.2 | 12 | 8.1 | 2.1 | 66 | 51 | 213910485
AMERICAN STANDARD | 4A6L5030N1 | 4PX*BD36BS3 | S8V2B060M4PDB | 29800 | 28600 | 15.2 | 12 | 8.1 | 2.1 | 66 | 51 | 213910484
TRANE | 4TWL5030N1 | 4PX*BD36BS3 | S8V2B060M4PDB | 29800 | 28600 | 15.2 | 12 | 8.1 | 2.1 | 66 | 51 | 213910483
AMERICAN STANDARD | 4A6L5024N1 | 4TXCB006DS3 | S8V2A040M3PCB | 25600 | 25600 | 16 | 12 | 8.1 | 2.1 | 70 | 54 | 213910466
TRANE | 4TWL5024N1 | 4TXCB006DS3 | S8V2A040M3PCB | 25600 | 25600 | 16 | 12 | 8.1 | 2.1 | 70 | 54 | 213910465
AMERICAN STANDARD | 4A6L5024N1 | 4TXCB006DS3 | S8V2B060M4PCB | 25600 | 25600 | 16 | 12 | 8.1 | 2.2 | 72 | 55 | 213910464
TRANE | 4TWL5024N1 | 4TXCB006DS3 | S8V2B060M4PCB | 25600 | 25600 | 16 | 12 | 8.1 | 2.2 | 72 | 55 | 213910463
AMERICAN STANDARD | 4A6L5024N1 | 4TXCB006DS3 | S8V2A040M3PDB | 25600 | 25600 | 16 | 12 | 8.1 | 2.1 | 70 | 54 | 213910462
TRANE | 4TWL5024N1 | 4TXCB006DS3 | S8V2A040M3PDB | 25600 | 25600 | 16 | 12 | 8.1 | 2.1 | 70 | 54 | 213910461
AMERICAN STANDARD | 4A6L5024N1 | 4TXCB006DS3 | S8V2B060M4PDB | 25600 | 25600 | 16 | 12 | 8.1 | 2.2 | 72 | 55 | 213910460
TRANE | 4TWL5024N1 | 4TXCB006DS3 | S8V2B060M4PDB | 25600 | 25600 | 16 | 12 | 8.1 | 2.2 | 72 | 55 | 213910459
AMERICAN STANDARD | 4A6L5024N1 | 4TXCB006DS3 | S8V2B080M4PCB | 25600 | 25600 | 16 | 12 | 8.1 | 2.2 | 72 | 55 | 213910458
TRANE | 4TWL5024N1 | 4TXCB006DS3 | S8V2B080M4PCB | 25600 | 25600 | 16 | 12 | 8.1 | 2.2 | 72 | 55 | 213910457
AMERICAN STANDARD | 4A6L5024N1 | 4TXCB006DS3 | S8V2B080M4PDB | 25600 | 25600 | 16 | 12 | 8.1 | 2.2 | 72 | 55 | 213910456
TRANE | 4TWL5024N1 | 4TXCB006DS3 | S8V2B080M4PDB | 25600 | 25600 | 16 | 12 | 8.1 | 2.2 | 72 | 55 | 213910455
AMERISTAR | A5HP5048A1 | A5AHV007A1D3+TDR+TSTAT |  | 45000 | 43500 | 16 | 12 | 8.1 | 2.2 | 67 | 52 | 214296705
RUNTRU | A5HP5048A1 | A5AHV007A1D3+TDR+TSTAT |  | 45000 | 43500 | 16 | 12 | 8.1 | 2.2 | 67 | 52 | 214296704
AMERISTAR | A5HP5048A1 | A5AHV006A1D3+TDR+TSTAT |  | 45500 | 44000 | 16 | 12 | 8.1 | 2.2 | 66 | 51 | 214296703
RUNTRU | A5HP5048A1 | A5AHV006A1D3+TDR+TSTAT |  | 45500 | 44000 | 16 | 12 | 8.1 | 2.2 | 66 | 51 | 214296702
AMERISTAR | A5HP5048A1 | 5TXCD010AS3+TSTAT |  | 45000 | 44500 | 15.2 | 11.2 | 8.1 | 2.1 | 67 | 52 | 214296699
RUNTRU | A5HP5048A1 | 5TXCD010AS3+TSTAT |  | 45000 | 44500 | 15.2 | 11.2 | 8.1 | 2.1 | 67 | 52 | 214296698
AMERISTAR | A5HP5048A1 | 5TXCD010AS3+TSTAT | A952V120DU5SB | 45500 | 43500 | 16 | 12 | 8.1 | 2.1 | 66 | 51 | 214296695
RUNTRU | A5HP5048A1 | 5TXCD010AS3+TSTAT | A952V120DU5SB | 45500 | 43500 | 16 | 12 | 8.1 | 2.1 | 66 | 51 | 214296694
AMERISTAR | A5HP5048A1 | 5TXCD010AS3+TSTAT | A952V120DU5SA | 45500 | 43500 | 16 | 12 | 8.1 | 2.1 | 66 | 51 | 214296693
RUNTRU | A5HP5048A1 | 5TXCD010AS3+TSTAT | A952V120DU5SA | 45500 | 43500 | 16 | 12 | 8.1 | 2.1 | 66 | 51 | 214296692
AMERISTAR | A5HP5048A1 | 5TXCD010AS3+TSTAT | A952V100CU5SB | 43500 | 42000 | 15.2 | 11.7 | 8.1 | 2.1 | 67 | 52 | 214296691
RUNTRU | A5HP5048A1 | 5TXCD010AS3+TSTAT | A952V100CU5SB | 43500 | 42000 | 15.2 | 11.7 | 8.1 | 2.1 | 67 | 52 | 214296690
AMERISTAR | A5HP5048A1 | 5TXCD010AS3+TSTAT | A952V100CU5SA | 43500 | 42000 | 15.2 | 12 | 8.1 | 2.1 | 66 | 51 | 214296689
RUNTRU | A5HP5048A1 | 5TXCD010AS3+TSTAT | A952V100CU5SA | 43500 | 42000 | 15.2 | 12 | 8.1 | 2.1 | 66 | 51 | 214296688
AMERISTAR | A5HP5048A1 | 5TXCD010AS3+TSTAT | A952V080CU5SB | 43500 | 42000 | 15.2 | 11.7 | 8.1 | 2.1 | 67 | 52 | 214296687
RUNTRU | A5HP5048A1 | 5TXCD010AS3+TSTAT | A952V080CU5SB | 43500 | 42000 | 15.2 | 11.7 | 8.1 | 2.1 | 67 | 52 | 214296686
AMERISTAR | A5HP5048A1 | 5TXCD010AS3+TSTAT | A952V080CU5SA | 43500 | 42000 | 15.2 | 12 | 8.1 | 2.1 | 66 | 51 | 214296685
RUNTRU | A5HP5048A1 | 5TXCD010AS3+TSTAT | A952V080CU5SA | 43500 | 42000 | 15.2 | 12 | 8.1 | 2.1 | 66 | 51 | 214296684
AMERISTAR | A5HP5048A1 | 5TXCD010AS3+TSTAT | A951X120DU5SA | 45000 | 43500 | 15.2 | 12 | 8.1 | 2.2 | 66 | 51 | 214296683
RUNTRU | A5HP5048A1 | 5TXCD010AS3+TSTAT | A951X120DU5SA | 45000 | 43500 | 15.2 | 12 | 8.1 | 2.2 | 66 | 51 | 214296682
AMERISTAR | A5HP5048A1 | 5TXCD010AS3+TSTAT | A951X100CU5SA | 43500 | 42500 | 15.2 | 11.7 | 8.1 | 2 | 67 | 52 | 214296681
RUNTRU | A5HP5048A1 | 5TXCD010AS3+TSTAT | A951X100CU5SA | 43500 | 42500 | 15.2 | 11.7 | 8.1 | 2 | 67 | 52 | 214296680
AMERISTAR | A5HP5048A1 | 5TXCC007AS3+TSTAT | A952V100CU5SA | 44000 | 44000 | 15.2 | 11.7 | 8.1 | 2 | 67 | 51 | 214296665
RUNTRU | A5HP5048A1 | 5TXCC007AS3+TSTAT | A952V100CU5SA | 44000 | 44000 | 15.2 | 11.7 | 8.1 | 2 | 67 | 51 | 214296664
AMERISTAR | A5HP5048A1 | 5TXCC007AS3+TSTAT | A952V080CU5SA | 44000 | 44000 | 15.2 | 11.7 | 8.1 | 2 | 67 | 51 | 214296655
RUNTRU | A5HP5048A1 | 5TXCC007AS3+TSTAT | A952V080CU5SA | 44000 | 44000 | 15.2 | 11.7 | 8.1 | 2 | 67 | 51 | 214296654
AMERISTAR | A5HP5048A1 | 5TXCC007AS3+TSTAT | A951X100CU5SA | 43500 | 44000 | 15.2 | 11.7 | 8.1 | 2 | 66 | 51 | 214296653
RUNTRU | A5HP5048A1 | 5TXCC007AS3+TSTAT | A951X100CU5SA | 43500 | 44000 | 15.2 | 11.7 | 8.1 | 2 | 66 | 51 | 214296652
AMERISTAR | A5HP5048A1 | 5TXCC007AS3+TSTAT | A951X080CU5SA | 44000 | 44000 | 15.2 | 11.7 | 8.1 | 2 | 67 | 51 | 214296651
RUNTRU | A5HP5048A1 | 5TXCC007AS3+TSTAT | A951X080CU5SA | 44000 | 44000 | 15.2 | 11.7 | 8.1 | 2 | 67 | 51 | 214296650
AMERICAN STANDARD | 4A6L5030N1 | 4TXFH041CC3 | S9V2C100U4VSB | 29600 | 28400 | 15.2 | 12 | 8.1 | 2.1 | 66 | 51 | 213912342
TRANE | 4TWL5030N1 | 4TXFH041CC3 | S9V2C100U4VSB | 29600 | 28400 | 15.2 | 12 | 8.1 | 2.1 | 66 | 51 | 213912341
AMERICAN STANDARD | 4A6L5030N1 | 4TXFH041CC3 | S9V2B060U3VSB | 29000 | 28400 | 15.2 | 12 | 8.1 | 2.1 | 66 | 51 | 213912340
TRANE | 4TWL5030N1 | 4TXFH041CC3 | S9V2B060U3VSB | 29000 | 28400 | 15.2 | 12 | 8.1 | 2.1 | 66 | 51 | 213912339
AMERICAN STANDARD | 4A6L5030N1 | 4TXFH041CC3 | S9V2B040U3VSB | 29000 | 28400 | 15.2 | 12 | 8.1 | 2.1 | 66 | 51 | 213912338
TRANE | 4TWL5030N1 | 4TXFH041CC3 | S9V2B040U3VSB | 29000 | 28400 | 15.2 | 12 | 8.1 | 2.1 | 66 | 51 | 213912337
AMERICAN STANDARD | 4A6L5030N1 | 4TXFH041CC3 | S9V2C100U5PSC | 29600 | 28400 | 16 | 12 | 8.1 | 2.1 | 66 | 51 | 213912336
TRANE | 4TWL5030N1 | 4TXFH041CC3 | S9V2C100U5PSC | 29600 | 28400 | 16 | 12 | 8.1 | 2.1 | 66 | 51 | 213912335
AMERICAN STANDARD | 4A6L5030N1 | 4TXFH036CZ3 | S9V2C100U4VSB | 29600 | 26600 | 16 | 12 | 8.1 | 2.2 | 67 | 53 | 213912334
TRANE | 4TWL5030N1 | 4TXFH036CZ3 | S9V2C100U4VSB | 29600 | 26600 | 16 | 12 | 8.1 | 2.2 | 67 | 53 | 213912333
AMERICAN STANDARD | 4A6L5030N1 | 4TXFH036CZ3 | S9V2B060U3VSB | 29200 | 26400 | 15.2 | 12 | 8.1 | 2.1 | 67 | 53 | 213912332
TRANE | 4TWL5030N1 | 4TXFH036CZ3 | S9V2B060U3VSB | 29200 | 26400 | 15.2 | 12 | 8.1 | 2.1 | 67 | 53 | 213912331
AMERICAN STANDARD | 4A6L5030N1 | 4TXFH036CZ3 | S9V2C100U5PSC | 29800 | 26600 | 16 | 12 | 8.1 | 2.2 | 67 | 53 | 213912330
TRANE | 4TWL5030N1 | 4TXFH036CZ3 | S9V2C100U5PSC | 29800 | 26600 | 16 | 12 | 8.1 | 2.2 | 67 | 53 | 213912329
AMERICAN STANDARD | 4A6L5030N1 | 4TXFH036CZ3 | S9V2B040U3VSB | 29200 | 26400 | 15.2 | 12 | 8.1 | 2.1 | 67 | 53 | 213912328
AMERICAN STANDARD | 4A6L5030N1 | 4TXCB006DS3 | S9V2B040U3VSB | 30200 | 27600 | 16 | 12 | 8.1 | 2.2 | 66 | 51 | 213912314
TRANE | 4TWL5030N1 | 4TXCB004DS3 | S9V2B080U4VSB | 30000 | 27400 | 15.2 | 12 | 8.1 | 2.1 | 67 | 53 | 213912307
AMERICAN STANDARD | 4A6L5030N1 | 4TXCB004DS3 | S9V2B080U4VSB | 30000 | 27400 | 15.2 | 12 | 8.1 | 2.1 | 67 | 53 | 213912308
AMERICAN STANDARD | 4A6L5030N1 | 4TXCB004DS3 | S9V2B080U4PSC | 30000 | 27400 | 15.2 | 12 | 8.1 | 2.1 | 67 | 53 | 213912306
AMERICAN STANDARD | 4A6L5030N1 | 4TXCB004DS3 | S9V2B060U4PSC | 30000 | 27200 | 15.2 | 12 | 8.1 | 2.1 | 67 | 53 | 213912304
TRANE | 4TWL5030N1 | 4TXCB004DS3 | S9V2B060U4PSC | 30000 | 27200 | 15.2 | 12 | 8.1 | 2.1 | 67 | 53 | 213912303
AMERICAN STANDARD | 4A6L5030N1 | 4TXCB004DS3 | S9V2B040U3VSB | 29400 | 27000 | 15.2 | 12 | 8.1 | 2.1 | 67 | 53 | 213912302
TRANE | 4TWL5030N1 | 4TXCB004DS3 | S9V2B040U3VSB | 29400 | 27000 | 15.2 | 12 | 8.1 | 2.1 | 67 | 53 | 213912301
AMERICAN STANDARD | 4A6L5030N1 | 4TXCB004DS3 | S9V2B040U3PSC | 29400 | 27000 | 15.2 | 12 | 8.1 | 2.1 | 67 | 53 | 213912300
TRANE | 4TWL5030N1 | 4TXCB004DS3 | S9V2B040U3PSC | 29400 | 27000 | 15.2 | 12 | 8.1 | 2.1 | 67 | 53 | 213912299
AMERICAN STANDARD | 4A6L5030N1 | 4TXCB003DS3 | S9V2B060U3VSB | 28600 | 29400 | 15.2 | 12 | 8.1 | 2.1 | 65 | 50 | 213912296
TRANE | 4TWL5030N1 | 4TXCB003DS3 | S9V2B060U3VSB | 28600 | 29400 | 15.2 | 12 | 8.1 | 2.1 | 65 | 50 | 213912295
AMERICAN STANDARD | 4A6L5030N1 | 4TXCB003DS3 | S9V2B060U4PSC | 28800 | 29600 | 15.2 | 12 | 8.1 | 2.1 | 65 | 49 | 213912294
TRANE | 4TWL5030N1 | 4TXCB003DS3 | S9V2B060U4PSC | 28800 | 29600 | 15.2 | 12 | 8.1 | 2.1 | 65 | 49 | 213912293
AMERICAN STANDARD | 4A6L5030N1 | 4TXCB003DS3 | S9V2B080U4VSB | 28800 | 29400 | 15.2 | 12 | 8.1 | 2.1 | 65 | 50 | 213912292
TRANE | 4TWL5030N1 | 4TXCB003DS3 | S9V2B080U4VSB | 28800 | 29400 | 15.2 | 12 | 8.1 | 2.1 | 65 | 50 | 213912291
TRANE | 4TWR6024N1 | 4TXCC007DS3 | *UHMC100CCV4 | 25600 | 24200 | 16 | 12 | 8.1 | 2.1 | 63 | 47 | 213915313
AMERICAN STANDARD | 4A6H6024N1 | 4PX*CU48BS3 | *UHMC100CCV4 | 25600 | 24200 | 16 | 12 | 8.1 | 2.1 | 63 | 47 | 213915304
TRANE | 4TWR6024N1 | 4PX*CU48BS3 | *UHMC100CCV4 | 25600 | 24200 | 16 | 12 | 8.1 | 2.1 | 63 | 47 | 213915303
SMART COMFORT | N4H5S30*K*AAA* | EA*4X37L21A* | *80ESU0802120A | 28800 | 28600 | 15.2 | 12.5 | 8.1 | 2.14 | 61 | 47 | 210310210
PAYNE HEATING AND COOLING | PH5SAN430**AA* | CAP**3721AL* | PG80ESUA60080C** | 28800 | 28600 | 15.2 | 12.5 | 8.1 | 2.14 | 61 | 47 | 210310183
TEMPSTAR | N4H5S30*K*AAA* | EA*4X37L21A* | *80ESU0802120A | 28800 | 28600 | 15.2 | 12.5 | 8.1 | 2.14 | 61 | 47 | 210310212
GRANDAIRE | W4H5S30*K*AAA* | WLA*374CA* | WFEU080C060A* | 28800 | 28600 | 15.2 | 12.5 | 8.1 | 2.14 | 61 | 47 | 210310215
TEMPSTAR | R4H5S30*K*AAA* | EA*4X37L21A* | *80ESU0802120A | 28800 | 28600 | 15.2 | 12.5 | 8.1 | 2.14 | 61 | 47 | 210310213
ECOTEMP | W4H5S30*K*AAA* | WLA*374CA* | WFEU080C060A* | 28800 | 28600 | 15.2 | 12.5 | 8.1 | 2.14 | 61 | 47 | 210310216
TEMPSTAR | T4H5S30*K*AAA* | EA*4X37L21A* | *80ESU0802120A | 28800 | 28600 | 15.2 | 12.5 | 8.1 | 2.14 | 61 | 47 | 210310214
HEIL | R4H5S30*K*AAA* | EA*4X37L21A* | *80ESU0802120A | 28800 | 28600 | 15.2 | 12.5 | 8.1 | 2.14 | 61 | 47 | 210310200
DAY & NIGHT | R4H5S30*K*AAA* | EA*4X37L21A* | *80ESU0802120A | 28800 | 28600 | 15.2 | 12.5 | 8.1 | 2.14 | 61 | 47 | 210310197
SMART COMFORT | R4H5S30*K*AAA* | EA*4X37L21A* | *80ESU0802120A | 28800 | 28600 | 15.2 | 12.5 | 8.1 | 2.14 | 61 | 47 | 210310211
MARATHERM | R4H5S30*K*AAA* | EA*4X37L21A* | *80ESU0802120A | 28800 | 28600 | 15.2 | 12.5 | 8.1 | 2.14 | 61 | 47 | 210310207
MSH LEGACY | N4H5S30*K*AAA* | EA*4X37L21A* | *80ESU0802120A | 28800 | 28600 | 15.2 | 12.5 | 8.1 | 2.14 | 61 | 47 | 210310208
HEIL | H4H5S30*K*AAA* | EA*4X37L21A* | *80ESU0802120A | 28800 | 28600 | 15.2 | 12.5 | 8.1 | 2.14 | 61 | 47 | 210310198
HEIL | N4H5S30*K*AAA* | EA*4X37L21A* | *80ESU0802120A | 28800 | 28600 | 15.2 | 12.5 | 8.1 | 2.14 | 61 | 47 | 210310199
KENMORE | R4H5S30*K*AAA* | EA*4X37L21A* | *80ESU0802120A | 28800 | 28600 | 15.2 | 12.5 | 8.1 | 2.14 | 61 | 47 | 210310205
KENMORE | N4H5S30*K*AAA* | EA*4X37L21A* | *80ESU0802120A | 28800 | 28600 | 15.2 | 12.5 | 8.1 | 2.14 | 61 | 47 | 210310204
KEEPRITE | R4H5S30*K*AAA* | EA*4X37L21A* | *80ESU0802120A | 28800 | 28600 | 15.2 | 12.5 | 8.1 | 2.14 | 61 | 47 | 210310203
KEEPRITE | N4H5S30*K*AAA* | EA*4X37L21A* | *80ESU0802120A | 28800 | 28600 | 15.2 | 12.5 | 8.1 | 2.14 | 61 | 47 | 210310202
KEEPRITE | C4H5S30*K*AAA* | EA*4X37L21A* | *80ESU0802120A | 28800 | 28600 | 15.2 | 12.5 | 8.1 | 2.14 | 61 | 47 | 210310201
DAY & NIGHT | N4H5S30*K*AAA* | EA*4X37L21A* | *80ESU0802120A | 28800 | 28600 | 15.2 | 12.5 | 8.1 | 2.14 | 61 | 47 | 210310196
COMFORTMAKER | R4H5S30*K*AAA* | EA*4X37L21A* | *80ESU0802120A | 28800 | 28600 | 15.2 | 12.5 | 8.1 | 2.14 | 61 | 47 | 210310194
DAY & NIGHT | C4H5S30*K*AAA* | EA*4X37L21A* | *80ESU0802120A | 28800 | 28600 | 15.2 | 12.5 | 8.1 | 2.14 | 61 | 47 | 210310195
COMFORTMAKER | N4H5S30*K*AAA* | EA*4X37L21A* | *80ESU0802120A | 28800 | 28600 | 15.2 | 12.5 | 8.1 | 2.14 | 61 | 47 | 210310193
ARCOAIRE | R4H5S30*K*AAA* | EA*4X37L21A* | *80ESU0802120A | 28800 | 28600 | 15.2 | 12.5 | 8.1 | 2.14 | 61 | 47 | 210310191
AIRQUEST | N4H5S30*K*AAA* | EA*4X37L21A* | *80ESU0802120A | 28800 | 28600 | 15.2 | 12.5 | 8.1 | 2.14 | 61 | 47 | 210310187
COMFORTMAKER | C4H5S30*K*AAA* | EA*4X37L21A* | *80ESU0802120A | 28800 | 28600 | 15.2 | 12.5 | 8.1 | 2.14 | 61 | 47 | 210310192
ARCOAIRE | H4H5S30*K*AAA* | EA*4X37L21A* | *80ESU0802120A | 28800 | 28600 | 15.2 | 12.5 | 8.1 | 2.14 | 61 | 47 | 210310189
AIRQUEST | R4H5S30*K*AAA* | EA*4X37L21A* | *80ESU0802120A | 28800 | 28600 | 15.2 | 12.5 | 8.1 | 2.14 | 61 | 47 | 210310188
ARCOAIRE | N4H5S30*K*AAA* | EA*4X37L21A* | *80ESU0802120A | 28800 | 28600 | 15.2 | 12.5 | 8.1 | 2.14 | 61 | 47 | 210310190
AIRQUEST | H4H5S30*K*AAA* | EA*4X37L21A* | *80ESU0802120A | 28800 | 28600 | 15.2 | 12.5 | 8.1 | 2.14 | 61 | 47 | 210310186
CARRIER | GH5SAN430**AA* | CAP**3721AL* | 58SU*A080E21**20 | 28800 | 28600 | 15.2 | 12.5 | 8.1 | 2.14 | 61 | 47 | 210310178
BRYANT HEATING AND COOLING SYSTEMS | PH5SAN430**AA* | CAP**3721AL* | 83*SA60080E21*** | 28800 | 28600 | 15.2 | 12.5 | 8.1 | 2.14 | 61 | 47 | 210310182
BRYANT HEATING AND COOLING SYSTEMS | GH5SAN430**AA* | CAP**3721AL* | 83*SA60080E21*** | 28800 | 28600 | 15.2 | 12.5 | 8.1 | 2.14 | 61 | 47 | 210310181
BRYANT HEATING AND COOLING SYSTEMS | 225SAN030**AA* | CAP**3721AL* | 83*SA60080E21*** | 28800 | 28600 | 15.2 | 12.5 | 8.1 | 2.14 | 61 | 47 | 210310180
BRYANT HEATING AND COOLING SYSTEMS | 215SAN030**AA* | CAP**3721AL* | 83*SA60080E21*** | 28800 | 28600 | 15.2 | 12.5 | 8.1 | 2.14 | 61 | 47 | 210310179
CARRIER | 25SPA530A**30* | CAP**3721AL* | 58SU*A080E21**20 | 28800 | 28600 | 15.2 | 12.5 | 8.1 | 2.14 | 61 | 47 | 210310177
CARRIER | 25SCA530A**30* | CAP**3721AL* | 58SU*A080E21**20 | 28800 | 28600 | 15.2 | 12.5 | 8.1 | 2.14 | 61 | 47 | 210310176
KENMORE | (C,H,T)VH837GKA2*+TSTAT | EA*4X37L21A* | *96VSN0801716A* | 32200 | 47500 | 17 | 11 | 8.1 | 1.96 | 65 | 52 | 210458474
TEMPSTAR | TVH837GKA2*+TSTAT | EA*4X37L21A* | *96VSN0601714A* | 32000 | 47500 | 17 | 11 | 8.1 | 1.96 | 65 | 52 | 210458442
KEEPRITE | CVH837GKA2*+TSTAT | EA*4X37L21A* | *96VSN0601714A* | 32000 | 47500 | 17 | 11 | 8.1 | 1.96 | 65 | 52 | 210458440
KENMORE | (C,H,T)VH837GKA2*+TSTAT | EA*4X37L21A* | *96VSN0601714A* | 32000 | 47500 | 17 | 11 | 8.1 | 1.96 | 65 | 52 | 210458441
DAY & NIGHT | CVH837GKA2*+TSTAT | EA*4X37L21A* | *96VSN0601714A* | 32000 | 47500 | 17 | 11 | 8.1 | 1.96 | 65 | 52 | 210458439
HEIL | HVH837GKA2*+TSTAT | EA*4X37L21A* | *96VSN0601714A* | 32000 | 47500 | 17 | 11 | 8.1 | 1.96 | 65 | 52 | 210458434
COMFORTMAKER | CVH837GKA2*+TSTAT | EA*4X37L21A* | *96VSN0601714A* | 32000 | 47500 | 17 | 11 | 8.1 | 1.96 | 65 | 52 | 210458438
AIRQUEST | HVH837GKA2*+TSTAT | EA*4X37L21A* | *96VSN0601714A* | 32000 | 47500 | 17 | 11 | 8.1 | 1.96 | 65 | 52 | 210458436
CARRIER | 25VNA837A*031*+TSTAT | CAP**4221AL* | GG96VTAA42060B | 31000 | 47500 | 16.5 | 10.5 | 8.1 | 1.86 | 64 | 51 | 210459223
BRYANT HEATING AND COOLING SYSTEMS | 288BNV037*0**B*+TSTAT | CAP**3721AL* | 926SA42060V17*** | 32000 | 47500 | 17 | 11 | 8.1 | 1.96 | 65 | 52 | 210458433
CARRIER | 25VNA837A*031*+TSTAT | CAP**3721AL* | 59SP6A060V17**14 | 32000 | 47500 | 17 | 11 | 8.1 | 1.96 | 65 | 52 | 210458432
BRYANT HEATING AND COOLING SYSTEMS | 288BNV037*0**B*+TSTAT | CAP**4221AL* | 926TB42060V17*** | 31000 | 47500 | 16.5 | 10.5 | 8.1 | 1.86 | 64 | 51 | 210459224
CARRIER | 25VNA837A*031*+TSTAT | CAP**4221AL* | 59TP6B060V17**14 | 31000 | 47500 | 16.5 | 10.5 | 8.1 | 1.86 | 64 | 51 | 210459222
KEEPRITE | CVH837GKA2*+TSTAT | EA*4X37L21A* | *96VSN0801716A* | 32200 | 47500 | 17 | 11 | 8.1 | 1.96 | 65 | 52 | 210458473
DAY & NIGHT | CVH837GKA2*+TSTAT | EA*4X37L21A* | *96VSN0801716A* | 32200 | 47500 | 17 | 11 | 8.1 | 1.96 | 65 | 52 | 210458472
HEIL | HVH837GKA2*+TSTAT | EA*4X36L21A* | *96VTN0801716A* | 31000 | 48000 | 16.5 | 11 | 8.1 | 1.84 | 64 | 50 | 210457888
CARRIER | 25VNA837A*031*+TSTAT | CAP**3621AL* | 59TP6B080V17**16 | 31000 | 48000 | 16.5 | 11 | 8.1 | 1.84 | 64 | 50 | 210457885
KEEPRITE | CVH837GKA2*+TSTAT | EA*4X36L21A* | *80VTL0902120A* | 30800 | 47500 | 17 | 11 | 8.1 | 1.84 | 64 | 50 | 210457871
TEMPSTAR | TVH837GKA2*+TSTAT | EA*4X36L21A* | *80VTL0902120A* | 30800 | 47500 | 17 | 11 | 8.1 | 1.84 | 64 | 50 | 210457873
DAY & NIGHT | CVH837GKA2*+TSTAT | EA*4X36L21A* | *80VTL0902120A* | 30800 | 47500 | 17 | 11 | 8.1 | 1.84 | 64 | 50 | 210457870
AIRQUEST | HVH837GKA2*+TSTAT | EA*4X36L21A* | *80VTL0902120A* | 30800 | 47500 | 17 | 11 | 8.1 | 1.84 | 64 | 50 | 210457867
KENMORE | (C,H,T)VH837GKA2*+TSTAT | EA*4X36L21A* | *80VTL0902120A* | 30800 | 47500 | 17 | 11 | 8.1 | 1.84 | 64 | 50 | 210457872
COMFORTMAKER | CVH837GKA2*+TSTAT | EA*4X36L21A* | *80VTL0902120A* | 30800 | 47500 | 17 | 11 | 8.1 | 1.84 | 64 | 50 | 210457869
ARCOAIRE | HVH837GKA2*+TSTAT | EA*4X36L21A* | *80VTL0902120A* | 30800 | 47500 | 17 | 11 | 8.1 | 1.84 | 64 | 50 | 210457868
HEIL | HVH837GKA2*+TSTAT | EA*4X36L21A* | *80VTL0902120A* | 30800 | 47500 | 17 | 11 | 8.1 | 1.84 | 64 | 50 | 210457865
TEMPSTAR | TVH837GKA2*+TSTAT | EA*4X36L21A* | *80VSL0902120A* | 30800 | 47500 | 17 | 11 | 8.1 | 1.84 | 64 | 50 | 210457860
BRYANT HEATING AND COOLING SYSTEMS | 288BNV037*0**B*+TSTAT | CAP**3621AL* | 82*TA60090V21*** | 30800 | 47500 | 17 | 11 | 8.1 | 1.84 | 64 | 50 | 210457864
CARRIER | 25VNA837A*031*+TSTAT | CAP**3621AL* | 58TP*A090V21**20 | 30800 | 47500 | 17 | 11 | 8.1 | 1.84 | 64 | 50 | 210457863
KENMORE | (C,H,T)VH837GKA2*+TSTAT | EA*4X36L21A* | *80VSL0902120A* | 30800 | 47500 | 17 | 11 | 8.1 | 1.84 | 64 | 50 | 210457859
BRYANT HEATING AND COOLING SYSTEMS | 288BNV037*0**B*+TSTAT | CAP**3621AL* | 82*TA48090V17*** | 31000 | 47500 | 17 | 11 | 8.1 | 1.86 | 64 | 50 | 210457862
CARRIER | 25VNA837A*031*+TSTAT | CAP**3621AL* | 58TP*A090V17**16 | 31000 | 47500 | 17 | 11 | 8.1 | 1.86 | 64 | 50 | 210457861
HEIL | HVH837GKA2*+TSTAT | EA*4X36L21A* | *80VSL0902120A* | 30800 | 47500 | 17 | 11 | 8.1 | 1.84 | 64 | 50 | 210457852
COMFORTMAKER | CVH837GKA2*+TSTAT | EA*4X36L21A* | *80VSL0902120A* | 30800 | 47500 | 17 | 11 | 8.1 | 1.84 | 64 | 50 | 210457856
KEEPRITE | CVH837GKA2*+TSTAT | EA*4X36L21A* | *80VSL0902120A* | 30800 | 47500 | 17 | 11 | 8.1 | 1.84 | 64 | 50 | 210457858
DAY & NIGHT | CVH837GKA2*+TSTAT | EA*4X36L21A* | *80VSL0902120A* | 30800 | 47500 | 17 | 11 | 8.1 | 1.84 | 64 | 50 | 210457857
TEMPSTAR | TVH837GKA2*+TSTAT | EA*4X36L21A* | *80VSL0702120A* | 30800 | 47500 | 16.5 | 11 | 8.1 | 1.84 | 64 | 50 | 210457849
AIRQUEST | HVH837GKA2*+TSTAT | EA*4X36L21A* | *80VSL0902120A* | 30800 | 47500 | 17 | 11 | 8.1 | 1.84 | 64 | 50 | 210457854
BRYANT HEATING AND COOLING SYSTEMS | 288BNV037*0**B*+TSTAT | CAP**3621AL* | 82*SA60090V21*** | 30800 | 47500 | 17 | 11 | 8.1 | 1.84 | 64 | 50 | 210457851
DAY & NIGHT | CVH837GKA2*+TSTAT | EA*4X36L21A* | *80VSL0702120A* | 30800 | 47500 | 16.5 | 11 | 8.1 | 1.84 | 64 | 50 | 210457846
KENMORE | (C,H,T)VH837GKA2*+TSTAT | EA*4X36L21A* | *80VSL0702120A* | 30800 | 47500 | 16.5 | 11 | 8.1 | 1.84 | 64 | 50 | 210457848
CARRIER | 25VNA837A*031*+TSTAT | CAP**3621AL* | 58SP*A090V21**20 | 30800 | 47500 | 17 | 11 | 8.1 | 1.84 | 64 | 50 | 210457850
COMFORTMAKER | CVH837GKA2*+TSTAT | EA*4X36L21A* | *80VSL0702120A* | 30800 | 47500 | 16.5 | 11 | 8.1 | 1.84 | 64 | 50 | 210457845
KEEPRITE | CVH837GKA2*+TSTAT | EA*4X36L21A* | *80VSL0702120A* | 30800 | 47500 | 16.5 | 11 | 8.1 | 1.84 | 64 | 50 | 210457847
KEEPRITE | CVH837GKA2*+TSTAT | EA*4X36L21A* | *80VSL0701716A* | 30800 | 47500 | 17 | 11 | 8.1 | 1.84 | 64 | 50 | 210457836
COMFORTMAKER | CVH837GKA2*+TSTAT | EA*4X36L21A* | *80VSL0701716A* | 30800 | 47500 | 17 | 11 | 8.1 | 1.84 | 64 | 50 | 210457834
DAY & NIGHT | CVH837GKA2*+TSTAT | EA*4X36L21A* | *80VSL0701716A* | 30800 | 47500 | 17 | 11 | 8.1 | 1.84 | 64 | 50 | 210457835
ARCOAIRE | HVH837GKA2*+TSTAT | EA*4X36L21A* | *80VSL0702120A* | 30800 | 47500 | 16.5 | 11 | 8.1 | 1.84 | 64 | 50 | 210457844
ARCOAIRE | HVH837GKA2*+TSTAT | EA*4X36L21A* | *80VSL0701716A* | 30800 | 47500 | 17 | 11 | 8.1 | 1.84 | 64 | 50 | 210457833
AIRQUEST | HVH837GKA2*+TSTAT | EA*4X36L21A* | *80VSL0702120A* | 30800 | 47500 | 16.5 | 11 | 8.1 | 1.84 | 64 | 50 | 210457843
HEIL | HVH837GKA2*+TSTAT | EA*4X36L21A* | *80VSL0702120A* | 30800 | 47500 | 16.5 | 11 | 8.1 | 1.84 | 64 | 50 | 210457841
BRYANT HEATING AND COOLING SYSTEMS | 288BNV037*0**B*+TSTAT | CAP**3621AL* | 82*SA60070V21*** | 30800 | 47500 | 16.5 | 11 | 8.1 | 1.84 | 64 | 50 | 210457840
KEEPRITE | CVH837GKA2*+TSTAT | EA*4X36L21A* | *80VSL0451716A* | 30800 | 48000 | 16.5 | 10.5 | 8.1 | 1.84 | 64 | 50 | 210457825
CARRIER | 25VNA837A*031*+TSTAT | CAP**3621AL* | 58SP*A070V21**20 | 30800 | 47500 | 16.5 | 11 | 8.1 | 1.84 | 64 | 50 | 210457839
TEMPSTAR | TVH837GKA2*+TSTAT | EA*4X36L21A* | *80VSL0701716A* | 30800 | 47500 | 17 | 11 | 8.1 | 1.84 | 64 | 50 | 210457838
AIRQUEST | HVH837GKA2*+TSTAT | EA*4X36L21A* | *80VSL0701716A* | 30800 | 47500 | 17 | 11 | 8.1 | 1.84 | 64 | 50 | 210457832
TEMPSTAR | TVH837GKA2*+TSTAT | EA*4X36L21A* | *80VSL0451716A* | 30800 | 48000 | 16.5 | 10.5 | 8.1 | 1.84 | 64 | 50 | 210457827
HEIL | HVH837GKA2*+TSTAT | EA*4X36L21A* | *80VSL0701716A* | 30800 | 47500 | 17 | 11 | 8.1 | 1.84 | 64 | 50 | 210457830
BRYANT HEATING AND COOLING SYSTEMS | 288BNV037*0**B*+TSTAT | CAP**3621AL* | 82*SA48070V17*** | 30800 | 47500 | 17 | 11 | 8.1 | 1.84 | 64 | 50 | 210457829
ARCOAIRE | HVH837GKA2*+TSTAT | EA*4X36L21A* | *80VSL0451716A* | 30800 | 48000 | 16.5 | 10.5 | 8.1 | 1.84 | 64 | 50 | 210457822
COMFORTMAKER | CVH837GKA2*+TSTAT | EA*4X36L21A* | *80VSL0451716A* | 30800 | 48000 | 16.5 | 10.5 | 8.1 | 1.84 | 64 | 50 | 210457823
HEIL | HVH837GKA2*+TSTAT | EA*4X36L21A* | *80VSL0451716A* | 30800 | 48000 | 16.5 | 10.5 | 8.1 | 1.84 | 64 | 50 | 210457819
DAY & NIGHT | CVH837GKA2*+TSTAT | EA*4X36L21A* | *80VSL0451716A* | 30800 | 48000 | 16.5 | 10.5 | 8.1 | 1.84 | 64 | 50 | 210457824
CARRIER | 25VNA837A*031*+TSTAT | CAP**3621AL* | 58SP*A070V17**16 | 30800 | 47500 | 17 | 11 | 8.1 | 1.84 | 64 | 50 | 210457828
KENMORE | (C,H,T)VH837GKA2*+TSTAT | EA*4X36L21A* | *80VSL0451716A* | 30800 | 48000 | 16.5 | 10.5 | 8.1 | 1.84 | 64 | 50 | 210457826
AIRQUEST | HVH837GKA2*+TSTAT | EA*4X36L21A* | *80VSL0451716A* | 30800 | 48000 | 16.5 | 10.5 | 8.1 | 1.84 | 64 | 50 | 210457821
KEEPRITE | CVH837GKA2*+TSTAT | EA*4X36L17A* | *80VSL0451412A* | 30800 | 47500 | 16.5 | 10.5 | 8.1 | 1.84 | 64 | 50 | 210457422
DAY & NIGHT | CVH837GKA2*+TSTAT | EA*4X36L17A* | *80VSL0451412A* | 30800 | 47500 | 16.5 | 10.5 | 8.1 | 1.84 | 64 | 50 | 210457421
ARCOAIRE | HVH837GKA2*+TSTAT | EA*4X36L17A* | *80VSL0451412A* | 30800 | 47500 | 16.5 | 10.5 | 8.1 | 1.84 | 64 | 50 | 210457419
HEIL | HVH837GKA2*+TSTAT | EA*4X36L17A* | *80VSL0451412A* | 30800 | 47500 | 16.5 | 10.5 | 8.1 | 1.84 | 64 | 50 | 210457416
COMFORTMAKER | CVH837GKA2*+TSTAT | EA*4X36L17A* | *80VSL0451412A* | 30800 | 47500 | 16.5 | 10.5 | 8.1 | 1.84 | 64 | 50 | 210457420
KENMORE | (C,H,T)VH837GKA2*+TSTAT | EA*4X36L17A* | *80VSL0451412A* | 30800 | 47500 | 16.5 | 10.5 | 8.1 | 1.84 | 64 | 50 | 210457423
TEMPSTAR | TVH837GKA2*+TSTAT | EA*4X36L17A* | *80VSL0451412A* | 30800 | 47500 | 16.5 | 10.5 | 8.1 | 1.84 | 64 | 50 | 210457424
AIRQUEST | HVH837GKA2*+TSTAT | EA*4X36L17A* | *80VSL0451412A* | 30800 | 47500 | 16.5 | 10.5 | 8.1 | 1.84 | 64 | 50 | 210457418
BRYANT HEATING AND COOLING SYSTEMS | 288BNV037*0**B*+TSTAT | CAP**3617AL* | 82*SA36045V14*** | 30800 | 47500 | 16.5 | 10.5 | 8.1 | 1.84 | 64 | 50 | 210457415
CARRIER | 25VNA837A*031*+TSTAT | CAP**3617AL* | 58SP*A045V14**12 | 30800 | 47500 | 16.5 | 10.5 | 8.1 | 1.84 | 64 | 50 | 210457414
BRYANT HEATING AND COOLING SYSTEMS | 288BNV037*0**B*+TSTAT | CAP**3617AL* | 926SA48080V17*** | 30800 | 47500 | 16.5 | 11 | 8.1 | 1.84 | 64 | 50 | 210457459
TEMPSTAR | TVH837GKA2*+TSTAT | EA*4X37L17A* | *96VTN0601412A* | 31600 | 48500 | 16 | 10.5 | 8.1 | 1.9 | 65 | 51 | 210458276
KENMORE | (C,H,T)VH837GKA2*+TSTAT | EA*4X37L17A* | *96VTN0601412A* | 31600 | 48500 | 16 | 10.5 | 8.1 | 1.9 | 65 | 51 | 210458275
KEEPRITE | CVH837GKA2*+TSTAT | EA*4X37L17A* | *96VTN0601412A* | 31600 | 48500 | 16 | 10.5 | 8.1 | 1.9 | 65 | 51 | 210458274
DAY & NIGHT | CVH837GKA2*+TSTAT | EA*4X37L17A* | *96VTN0601412A* | 31600 | 48500 | 16 | 10.5 | 8.1 | 1.9 | 65 | 51 | 210458273
COMFORTMAKER | CVH837GKA2*+TSTAT | EA*4X37L17A* | *96VTN0601412A* | 31600 | 48500 | 16 | 10.5 | 8.1 | 1.9 | 65 | 51 | 210458272
ARCOAIRE | HVH837GKA2*+TSTAT | EA*4X37L17A* | *96VTN0601412A* | 31600 | 48500 | 16 | 10.5 | 8.1 | 1.9 | 65 | 51 | 210458271
CARRIER | 25VNA837A*031*+TSTAT | CAP**3717AL* | 59TP6B060V14**12 | 31600 | 48500 | 16 | 10.5 | 8.1 | 1.9 | 65 | 51 | 210458266
HEIL | HVH837GKA2*+TSTAT | EA*4X37L17A* | *96VTN0601412A* | 31600 | 48500 | 16 | 10.5 | 8.1 | 1.9 | 65 | 51 | 210458268
BRYANT HEATING AND COOLING SYSTEMS | 288BNV037*0**B*+TSTAT | CAP**3717AL* | 926TB36060V14*** | 31600 | 48500 | 16 | 10.5 | 8.1 | 1.9 | 65 | 51 | 210458267
TEMPSTAR | TVH837GKA2*+TSTAT | EA*4X37L17A* | *80VTL0701716A* | 31800 | 48000 | 17 | 11 | 8.1 | 1.94 | 65 | 51 | 210458265
KENMORE | (C,H,T)VH837GKA2*+TSTAT | EA*4X37L17A* | *80VTL0701716A* | 31800 | 48000 | 17 | 11 | 8.1 | 1.94 | 65 | 51 | 210458264
KEEPRITE | CVH837GKA2*+TSTAT | EA*4X37L17A* | *80VTL0701716A* | 31800 | 48000 | 17 | 11 | 8.1 | 1.94 | 65 | 51 | 210458263
DAY & NIGHT | CVH837GKA2*+TSTAT | EA*4X37L17A* | *80VTL0701716A* | 31800 | 48000 | 17 | 11 | 8.1 | 1.94 | 65 | 51 | 210458262
COMFORTMAKER | CVH837GKA2*+TSTAT | EA*4X37L17A* | *80VTL0701716A* | 31800 | 48000 | 17 | 11 | 8.1 | 1.94 | 65 | 51 | 210458261
ARCOAIRE | HVH837GKA2*+TSTAT | EA*4X37L17A* | *80VTL0701716A* | 31800 | 48000 | 17 | 11 | 8.1 | 1.94 | 65 | 51 | 210458260
AIRQUEST | HVH837GKA2*+TSTAT | EA*4X37L17A* | *80VTL0701716A* | 31800 | 48000 | 17 | 11 | 8.1 | 1.94 | 65 | 51 | 210458259
HEIL | HVH837GKA2*+TSTAT | EA*4X37L17A* | *80VTL0701716A* | 31800 | 48000 | 17 | 11 | 8.1 | 1.94 | 65 | 51 | 210458257
BRYANT HEATING AND COOLING SYSTEMS | 288BNV037*0**B*+TSTAT | CAP**3717AL* | 82*TA48070V17*** | 31800 | 48000 | 17 | 11 | 8.1 | 1.94 | 65 | 51 | 210458256
CARRIER | 25VNA837A*031*+TSTAT | CAP**3717AL* | 58TP*A070V17**16 | 31800 | 48000 | 17 | 11 | 8.1 | 1.94 | 65 | 51 | 210458255
DAY & NIGHT | CVH837GKA2*+TSTAT | EA*4X37L17A* | *96VTN0801716A* | 31800 | 48000 | 17 | 11 | 8.1 | 1.92 | 65 | 51 | 210458251
TEMPSTAR | TVH837GKA2*+TSTAT | EA*4X37L17A* | *96VTN0801716A* | 31800 | 48000 | 17 | 11 | 8.1 | 1.92 | 65 | 51 | 210458254
KENMORE | (C,H,T)VH837GKA2*+TSTAT | EA*4X37L17A* | *96VTN0801716A* | 31800 | 48000 | 17 | 11 | 8.1 | 1.92 | 65 | 51 | 210458253
KEEPRITE | CVH837GKA2*+TSTAT | EA*4X37L17A* | *96VTN0801716A* | 31800 | 48000 | 17 | 11 | 8.1 | 1.92 | 65 | 51 | 210458252
ARCOAIRE | HVH837GKA2*+TSTAT | EA*4X37L17A* | *96VTN0801716A* | 31800 | 48000 | 17 | 11 | 8.1 | 1.92 | 65 | 51 | 210458249
HEIL | HVH837GKA2*+TSTAT | EA*4X37L17A* | *96VTN0801716A* | 31800 | 48000 | 17 | 11 | 8.1 | 1.92 | 65 | 51 | 210458246
AIRQUEST | HVH837GKA2*+TSTAT | EA*4X37L17A* | *96VTN0801716A* | 31800 | 48000 | 17 | 11 | 8.1 | 1.92 | 65 | 51 | 210458248
BRYANT HEATING AND COOLING SYSTEMS | 288BNV037*0**B*+TSTAT | CAP**3717AL* | 926TB48080V17*** | 31800 | 48000 | 17 | 11 | 8.1 | 1.92 | 65 | 51 | 210458245
CARRIER | 25VNA837A*031*+TSTAT | CAP**3717AL* | GG96VTAA48080B | 31800 | 48000 | 17 | 11 | 8.1 | 1.92 | 65 | 51 | 210458244
CARRIER | 25VNA837A*031*+TSTAT | CAP**3717AL* | 58TP*A090V17**16 | 32000 | 48000 | 17 | 11 | 8.1 | 1.94 | 65 | 51 | 210458241
CARRIER | 25VNA837A*031*+TSTAT | CAP**3717AL* | 59TP6B080V17**16 | 31800 | 48000 | 17 | 11 | 8.1 | 1.92 | 65 | 51 | 210458243
BRYANT HEATING AND COOLING SYSTEMS | 288BNV037*0**B*+TSTAT | CAP**3717AL* | 82*TA48090V17*** | 32000 | 48000 | 17 | 11 | 8.1 | 1.94 | 65 | 51 | 210458242
BRYANT HEATING AND COOLING SYSTEMS | 288BNV037*0**B*+TSTAT | CAP**3717AL* | 82*TA36070V14*** | 31800 | 48000 | 17 | 11 | 8.1 | 1.92 | 65 | 51 | 210458240
CARRIER | 25VNA837A*031*+TSTAT | CAP**3717AL* | 58TP*A070V14**12 | 31800 | 48000 | 17 | 11 | 8.1 | 1.92 | 65 | 51 | 210458239
KEEPRITE | CVH837GKA2*+TSTAT | EA*4X37L17A* | *80VTL0451412A* | 31800 | 48000 | 17 | 11 | 8.1 | 1.92 | 65 | 51 | 210458236
TEMPSTAR | TVH837GKA2*+TSTAT | EA*4X37L17A* | *80VTL0451412A* | 31800 | 48000 | 17 | 11 | 8.1 | 1.92 | 65 | 51 | 210458238
KENMORE | (C,H,T)VH837GKA2*+TSTAT | EA*4X37L17A* | *80VTL0451412A* | 31800 | 48000 | 17 | 11 | 8.1 | 1.92 | 65 | 51 | 210458237
DAY & NIGHT | CVH837GKA2*+TSTAT | EA*4X37L17A* | *80VTL0451412A* | 31800 | 48000 | 17 | 11 | 8.1 | 1.92 | 65 | 51 | 210458235
ARCOAIRE | HVH837GKA2*+TSTAT | EA*4X37L17A* | *80VTL0451412A* | 31800 | 48000 | 17 | 11 | 8.1 | 1.92 | 65 | 51 | 210458233
COMFORTMAKER | CVH837GKA2*+TSTAT | EA*4X37L17A* | *80VTL0451412A* | 31800 | 48000 | 17 | 11 | 8.1 | 1.92 | 65 | 51 | 210458234
AIRQUEST | HVH837GKA2*+TSTAT | EA*4X37L17A* | *80VTL0451412A* | 31800 | 48000 | 17 | 11 | 8.1 | 1.92 | 65 | 51 | 210458232
HEIL | HVH837GKA2*+TSTAT | EA*4X37L17A* | *80VTL0451412A* | 31800 | 48000 | 17 | 11 | 8.1 | 1.92 | 65 | 51 | 210458230
BRYANT HEATING AND COOLING SYSTEMS | 288BNV037*0**B*+TSTAT | CAP**3717AL* | 82*TA36045V14*** | 31800 | 48000 | 17 | 11 | 8.1 | 1.92 | 65 | 51 | 210458229
CARRIER | 25VNA837A*031*+TSTAT | CAP**3717AL* | 58TP*A045V14**12 | 31800 | 48000 | 17 | 11 | 8.1 | 1.92 | 65 | 51 | 210458228
COMFORTMAKER | CVH837GKA2*+TSTAT | EA*4X42L21A* | *96VSN0801716A* | 31200 | 48000 | 16.5 | 11 | 8.1 | 1.88 | 64 | 50 | 210458938
KEEPRITE | CVH837GKA2*+TSTAT | EA*4X42L21A* | *96VSN0801716A* | 31200 | 48000 | 16.5 | 11 | 8.1 | 1.88 | 64 | 50 | 210458940
KENMORE | (C,H,T)VH837GKA2*+TSTAT | EA*4X42L21A* | *96VSN0801716A* | 31200 | 48000 | 16.5 | 11 | 8.1 | 1.88 | 64 | 50 | 210458941
TEMPSTAR | TVH837GKA2*+TSTAT | EA*4X42L21A* | *96VSN0801716A* | 31200 | 48000 | 16.5 | 11 | 8.1 | 1.88 | 64 | 50 | 210458942
ARCOAIRE | HVH837GKA2*+TSTAT | EA*4X42L21A* | *96VSN0801716A* | 31200 | 48000 | 16.5 | 11 | 8.1 | 1.88 | 64 | 50 | 210458937
AIRQUEST | HVH837GKA2*+TSTAT | EA*4X42L21A* | *96VSN0801716A* | 31200 | 48000 | 16.5 | 11 | 8.1 | 1.88 | 64 | 50 | 210458936
DAY & NIGHT | CVH837GKA2*+TSTAT | EA*4X42L21A* | *96VSN0801716A* | 31200 | 48000 | 16.5 | 11 | 8.1 | 1.88 | 64 | 50 | 210458939
HEIL | HVH837GKA2*+TSTAT | EA*4X42L21A* | *96VSN0801716A* | 31200 | 48000 | 16.5 | 11 | 8.1 | 1.88 | 64 | 50 | 210458934
BRYANT HEATING AND COOLING SYSTEMS | 288BNV037*0**B*+TSTAT | CAP**4221AL* | 926SA48080V17*** | 31200 | 48000 | 16.5 | 11 | 8.1 | 1.88 | 64 | 50 | 210458933
CARRIER | 25VNA837A*031*+TSTAT | CAP**4221AL* | 59SP6A080V17**16 | 31200 | 48000 | 16.5 | 11 | 8.1 | 1.88 | 64 | 50 | 210458932
DAY & NIGHT | CVH837GKA2*+TSTAT | EA*4X42L21A* | *96VSN1002120A* | 31000 | 47500 | 17 | 11 | 8.1 | 1.88 | 64 | 50 | 210458917
TEMPSTAR | TVH837GKA2*+TSTAT | EA*4X42L21A* | *96VSN1002120A* | 31000 | 47500 | 17 | 11 | 8.1 | 1.88 | 64 | 50 | 210458920
KEEPRITE | CVH837GKA2*+TSTAT | EA*4X42L21A* | *96VSN1002120A* | 31000 | 47500 | 17 | 11 | 8.1 | 1.88 | 64 | 50 | 210458918
KENMORE | (C,H,T)VH837GKA2*+TSTAT | EA*4X42L21A* | *96VSN1002120A* | 31000 | 47500 | 17 | 11 | 8.1 | 1.88 | 64 | 50 | 210458919
COMFORTMAKER | CVH837GKA2*+TSTAT | EA*4X42L21A* | *96VSN1002120A* | 31000 | 47500 | 17 | 11 | 8.1 | 1.88 | 64 | 50 | 210458916
ARCOAIRE | HVH837GKA2*+TSTAT | EA*4X42L21A* | *96VSN1002120A* | 31000 | 47500 | 17 | 11 | 8.1 | 1.88 | 64 | 50 | 210458915
AIRQUEST | HVH837GKA2*+TSTAT | EA*4X42L21A* | *96VSN1002120A* | 31000 | 47500 | 17 | 11 | 8.1 | 1.88 | 64 | 50 | 210458914
KENMORE | (C,H,T)VH837GKA2*+TSTAT | EA*4X42L21A* | *96VSN0802120A* | 31200 | 47500 | 17 | 11 | 8.1 | 1.88 | 64 | 50 | 210458908
HEIL | HVH837GKA2*+TSTAT | EA*4X42L21A* | *96VSN1002120A* | 31000 | 47500 | 17 | 11 | 8.1 | 1.88 | 64 | 50 | 210458912
BRYANT HEATING AND COOLING SYSTEMS | 288BNV037*0**B*+TSTAT | CAP**4221AL* | 926SA60100V21*** | 31000 | 47500 | 17 | 11 | 8.1 | 1.88 | 64 | 50 | 210458911
CARRIER | 25VNA837A*031*+TSTAT | CAP**4221AL* | 59SP6A100V21**20 | 31000 | 47500 | 17 | 11 | 8.1 | 1.88 | 64 | 50 | 210458910
TEMPSTAR | TVH837GKA2*+TSTAT | EA*4X42L21A* | *96VSN0802120A* | 31200 | 47500 | 17 | 11 | 8.1 | 1.88 | 64 | 50 | 210458909
KEEPRITE | CVH837GKA2*+TSTAT | EA*4X42L21A* | *96VSN0802120A* | 31200 | 47500 | 17 | 11 | 8.1 | 1.88 | 64 | 50 | 210458907
ARCOAIRE | HVH837GKA2*+TSTAT | EA*4X42L21A* | *96VSN0802120A* | 31200 | 47500 | 17 | 11 | 8.1 | 1.88 | 64 | 50 | 210458904
COMFORTMAKER | CVH837GKA2*+TSTAT | EA*4X42L21A* | *96VSN0802120A* | 31200 | 47500 | 17 | 11 | 8.1 | 1.88 | 64 | 50 | 210458905
AIRQUEST | HVH837GKA2*+TSTAT | EA*4X42L21A* | *96VSN0802120A* | 31200 | 47500 | 17 | 11 | 8.1 | 1.88 | 64 | 50 | 210458903
DAY & NIGHT | CVH837GKA2*+TSTAT | EA*4X42L21A* | *96VSN0802120A* | 31200 | 47500 | 17 | 11 | 8.1 | 1.88 | 64 | 50 | 210458906
HEIL | HVH837GKA2*+TSTAT | EA*4X42L21A* | *96VSN0802120A* | 31200 | 47500 | 17 | 11 | 8.1 | 1.88 | 64 | 50 | 210458901
BRYANT HEATING AND COOLING SYSTEMS | 288BNV037*0**B*+TSTAT | CAP**4221AL* | 926SA60080V21*** | 31200 | 47500 | 17 | 11 | 8.1 | 1.88 | 64 | 50 | 210458900
CARRIER | 25VNA837A*031*+TSTAT | CAP**4221AL* | 59SP6A080V21**20 | 31200 | 47500 | 17 | 11 | 8.1 | 1.88 | 64 | 50 | 210458899
TEMPSTAR | TVH837GKA2*+TSTAT | EA*4X42L21A* | *96VSN0601714A* | 31000 | 48000 | 16.5 | 10.5 | 8.1 | 1.86 | 64 | 50 | 210458898
ARCOAIRE | HVH837GKA2*+TSTAT | EA*4X42L21A* | *96VSN0601714A* | 31000 | 48000 | 16.5 | 10.5 | 8.1 | 1.86 | 64 | 50 | 210458893
AIRQUEST | HVH837GKA2*+TSTAT | EA*4X42L21A* | *96VSN0601714A* | 31000 | 48000 | 16.5 | 10.5 | 8.1 | 1.86 | 64 | 50 | 210458892
DAY & NIGHT | CVH837GKA2*+TSTAT | EA*4X42L21A* | *96VSN0601714A* | 31000 | 48000 | 16.5 | 10.5 | 8.1 | 1.86 | 64 | 50 | 210458895
KEEPRITE | CVH837GKA2*+TSTAT | EA*4X42L21A* | *96VSN0601714A* | 31000 | 48000 | 16.5 | 10.5 | 8.1 | 1.86 | 64 | 50 | 210458896
KENMORE | (C,H,T)VH837GKA2*+TSTAT | EA*4X42L21A* | *96VSN0601714A* | 31000 | 48000 | 16.5 | 10.5 | 8.1 | 1.86 | 64 | 50 | 210458897
HEIL | HVH837GKA2*+TSTAT | EA*4X42L21A* | *96VSN0601714A* | 31000 | 48000 | 16.5 | 10.5 | 8.1 | 1.86 | 64 | 50 | 210458890
BRYANT HEATING AND COOLING SYSTEMS | 288BNV037*0**B*+TSTAT | CAP**4221AL* | 926SA42060V17*** | 31000 | 48000 | 16.5 | 10.5 | 8.1 | 1.86 | 64 | 50 | 210458889
CARRIER | 25VNA837A*031*+TSTAT | CAP**4221AL* | 59SP6A060V17**14 | 31000 | 48000 | 16.5 | 10.5 | 8.1 | 1.86 | 64 | 50 | 210458888
CARRIER | 25VNA837A*031*+TSTAT | CAP**3717AL* | GG96VTAA42060B | 32000 | 48500 | 17 | 10.5 | 8.1 | 1.92 | 65 | 52 | 210458344
CARRIER | 25VNA837A*031*+TSTAT | CAP**3717AL* | 59TP6B060V17**14 | 32000 | 48500 | 17 | 10.5 | 8.1 | 1.92 | 65 | 52 | 210458343
HEIL | HVH837GKA2*+TSTAT | EA*4X36L17A* | *96VSN0801716A* | 30800 | 47500 | 16.5 | 11 | 8.1 | 1.84 | 64 | 50 | 210457460
CARRIER | 25VNA837A*031*+TSTAT | CAP**3617AL* | 59SP6A080V17**16 | 30800 | 47500 | 16.5 | 11 | 8.1 | 1.84 | 64 | 50 | 210457458
COMFORTMAKER | CVH837GKA2*+TSTAT | EA*4X36L17A* | *96VSN0801716A* | 30800 | 47500 | 16.5 | 11 | 8.1 | 1.84 | 64 | 50 | 210457464
KENMORE | (C,H,T)VH837GKA2*+TSTAT | EA*4X36L17A* | *96VSN0801716A* | 30800 | 47500 | 16.5 | 11 | 8.1 | 1.84 | 64 | 50 | 210457467
AIRQUEST | HVH837GKA2*+TSTAT | EA*4X36L17A* | *96VSN0801716A* | 30800 | 47500 | 16.5 | 11 | 8.1 | 1.84 | 64 | 50 | 210457462
DAY & NIGHT | CVH837GKA2*+TSTAT | EA*4X36L17A* | *96VSN0801716A* | 30800 | 47500 | 16.5 | 11 | 8.1 | 1.84 | 64 | 50 | 210457465
TEMPSTAR | TVH837GKA2*+TSTAT | EA*4X36L17A* | *96VSN0801716A* | 30800 | 47500 | 16.5 | 11 | 8.1 | 1.84 | 64 | 50 | 210457468
ARCOAIRE | HVH837GKA2*+TSTAT | EA*4X36L17A* | *96VSN0801716A* | 30800 | 47500 | 16.5 | 11 | 8.1 | 1.84 | 64 | 50 | 210457463
KEEPRITE | CVH837GKA2*+TSTAT | EA*4X36L17A* | *96VSN0801716A* | 30800 | 47500 | 16.5 | 11 | 8.1 | 1.84 | 64 | 50 | 210457466
AIRQUEST | HVH837GKA2*+TSTAT | EA*4X36L17A* | *80VSL0451716A* | 30800 | 47500 | 16.5 | 10.5 | 8.1 | 1.84 | 64 | 50 | 210457495
ARCOAIRE | HVH837GKA2*+TSTAT | EA*4X36L17A* | *80VSL0451716A* | 30800 | 47500 | 16.5 | 10.5 | 8.1 | 1.84 | 64 | 50 | 210457496
COMFORTMAKER | CVH837GKA2*+TSTAT | EA*4X36L17A* | *80VSL0451716A* | 30800 | 47500 | 16.5 | 10.5 | 8.1 | 1.84 | 64 | 50 | 210457497
CARRIER | 25VNA837A*031*+TSTAT | CAP**3617AL* | 58SP*A045V17**16 | 30800 | 47500 | 16.5 | 10.5 | 8.1 | 1.84 | 64 | 50 | 210457491
BRYANT HEATING AND COOLING SYSTEMS | 288BNV037*0**B*+TSTAT | CAP**3617AL* | 82*SA48045V17*** | 30800 | 47500 | 16.5 | 10.5 | 8.1 | 1.84 | 64 | 50 | 210457492
KEEPRITE | CVH837GKA2*+TSTAT | EA*4X36L17A* | *80VSL0451716A* | 30800 | 47500 | 16.5 | 10.5 | 8.1 | 1.84 | 64 | 50 | 210457499
KENMORE | (C,H,T)VH837GKA2*+TSTAT | EA*4X36L17A* | *80VSL0451716A* | 30800 | 47500 | 16.5 | 10.5 | 8.1 | 1.84 | 64 | 50 | 210457500
HEIL | HVH837GKA2*+TSTAT | EA*4X36L17A* | *80VSL0451716A* | 30800 | 47500 | 16.5 | 10.5 | 8.1 | 1.84 | 64 | 50 | 210457493
TEMPSTAR | TVH837GKA2*+TSTAT | EA*4X36L17A* | *80VSL0451716A* | 30800 | 47500 | 16.5 | 10.5 | 8.1 | 1.84 | 64 | 50 | 210457501
DAY & NIGHT | CVH837GKA2*+TSTAT | EA*4X36L17A* | *80VSL0451716A* | 30800 | 47500 | 16.5 | 10.5 | 8.1 | 1.84 | 64 | 50 | 210457498
CARRIER | 25VNA837A*031*+TSTAT | CAP**3617AL* | 58TP*A045V14**12 | 30800 | 47500 | 16.5 | 10.5 | 8.1 | 1.84 | 64 | 50 | 210457513
HEIL | HVH837GKA2*+TSTAT | EA*4X36L17A* | *80VTL0451412A* | 30800 | 47500 | 16.5 | 10.5 | 8.1 | 1.84 | 64 | 50 | 210457515
COMFORTMAKER | CVH837GKA2*+TSTAT | EA*4X36L17A* | *80VTL0451412A* | 30800 | 47500 | 16.5 | 10.5 | 8.1 | 1.84 | 64 | 50 | 210457519
KEEPRITE | CVH837GKA2*+TSTAT | EA*4X36L17A* | *80VTL0451412A* | 30800 | 47500 | 16.5 | 10.5 | 8.1 | 1.84 | 64 | 50 | 210457521
AIRQUEST | HVH837GKA2*+TSTAT | EA*4X36L17A* | *80VTL0451412A* | 30800 | 47500 | 16.5 | 10.5 | 8.1 | 1.84 | 64 | 50 | 210457517
KENMORE | (C,H,T)VH837GKA2*+TSTAT | EA*4X36L17A* | *80VTL0451412A* | 30800 | 47500 | 16.5 | 10.5 | 8.1 | 1.84 | 64 | 50 | 210457522
ARCOAIRE | HVH837GKA2*+TSTAT | EA*4X36L17A* | *80VTL0451412A* | 30800 | 47500 | 16.5 | 10.5 | 8.1 | 1.84 | 64 | 50 | 210457518
TEMPSTAR | TVH837GKA2*+TSTAT | EA*4X37L17A* | *96VTN0601714A* | 32000 | 48500 | 17 | 10.5 | 8.1 | 1.92 | 65 | 52 | 210458354
KENMORE | (C,H,T)VH837GKA2*+TSTAT | EA*4X37L17A* | *96VTN0601714A* | 32000 | 48500 | 17 | 10.5 | 8.1 | 1.92 | 65 | 52 | 210458353
KEEPRITE | CVH837GKA2*+TSTAT | EA*4X37L17A* | *96VTN0601714A* | 32000 | 48500 | 17 | 10.5 | 8.1 | 1.92 | 65 | 52 | 210458352
DAY & NIGHT | CVH837GKA2*+TSTAT | EA*4X37L17A* | *96VTN0601714A* | 32000 | 48500 | 17 | 10.5 | 8.1 | 1.92 | 65 | 52 | 210458351
COMFORTMAKER | CVH837GKA2*+TSTAT | EA*4X37L17A* | *96VTN0601714A* | 32000 | 48500 | 17 | 10.5 | 8.1 | 1.92 | 65 | 52 | 210458350
AIRQUEST | HVH837GKA2*+TSTAT | EA*4X37L17A* | *96VTN0601714A* | 32000 | 48500 | 17 | 10.5 | 8.1 | 1.92 | 65 | 52 | 210458348
ARCOAIRE | HVH837GKA2*+TSTAT | EA*4X37L17A* | *96VTN0601714A* | 32000 | 48500 | 17 | 10.5 | 8.1 | 1.92 | 65 | 52 | 210458349
HEIL | HVH837GKA2*+TSTAT | EA*4X37L17A* | *96VTN0601714A* | 32000 | 48500 | 17 | 10.5 | 8.1 | 1.92 | 65 | 52 | 210458346
BRYANT HEATING AND COOLING SYSTEMS | 288BNV037*0**B*+TSTAT | CAP**3717AL* | 926TB42060V17*** | 32000 | 48500 | 17 | 10.5 | 8.1 | 1.92 | 65 | 52 | 210458345
HEIL | HVH837GKA2*+TSTAT | EA*4X36L21A* | *96VSN0802120A* | 30800 | 47500 | 17 | 11 | 8.1 | 1.84 | 64 | 50 | 210457719
BRYANT HEATING AND COOLING SYSTEMS | 288BNV037*0**B*+TSTAT | CAP**3621AL* | 926SA60080V21*** | 30800 | 47500 | 17 | 11 | 8.1 | 1.84 | 64 | 50 | 210457718
TEMPSTAR | TVH837GKA2*+TSTAT | EA*4X36L17A* | *80VTL0701716A* | 31000 | 47500 | 17 | 11 | 8.1 | 1.86 | 64 | 50 | 210457550
ARCOAIRE | HVH837GKA2*+TSTAT | EA*4X36L17A* | *80VTL0701716A* | 31000 | 47500 | 17 | 11 | 8.1 | 1.86 | 64 | 50 | 210457545
KENMORE | (C,H,T)VH837GKA2*+TSTAT | EA*4X36L17A* | *80VTL0701716A* | 31000 | 47500 | 17 | 11 | 8.1 | 1.86 | 64 | 50 | 210457549
DAY & NIGHT | CVH837GKA2*+TSTAT | EA*4X36L17A* | *96VTN0801716A* | 30800 | 47500 | 16.5 | 11 | 8.1 | 1.84 | 64 | 50 | 210457536
KEEPRITE | CVH837GKA2*+TSTAT | EA*4X36L17A* | *80VTL0701716A* | 31000 | 47500 | 17 | 11 | 8.1 | 1.86 | 64 | 50 | 210457548
AIRQUEST | HVH837GKA2*+TSTAT | EA*4X36L17A* | *80VTL0701716A* | 31000 | 47500 | 17 | 11 | 8.1 | 1.86 | 64 | 50 | 210457544
DAY & NIGHT | CVH837GKA2*+TSTAT | EA*4X36L17A* | *80VTL0701716A* | 31000 | 47500 | 17 | 11 | 8.1 | 1.86 | 64 | 50 | 210457547
HEIL | HVH837GKA2*+TSTAT | EA*4X36L17A* | *80VTL0701716A* | 31000 | 47500 | 17 | 11 | 8.1 | 1.86 | 64 | 50 | 210457542
COMFORTMAKER | CVH837GKA2*+TSTAT | EA*4X36L17A* | *80VTL0701716A* | 31000 | 47500 | 17 | 11 | 8.1 | 1.86 | 64 | 50 | 210457546
KENMORE | (C,H,T)VH837GKA2*+TSTAT | EA*4X36L17A* | *96VTN0801716A* | 30800 | 47500 | 16.5 | 11 | 8.1 | 1.84 | 64 | 50 | 210457538
BRYANT HEATING AND COOLING SYSTEMS | 288BNV037*0**B*+TSTAT | CAP**3617AL* | 82*TA48070V17*** | 31000 | 47500 | 17 | 11 | 8.1 | 1.86 | 64 | 50 | 210457541
TEMPSTAR | TVH837GKA2*+TSTAT | EA*4X36L17A* | *96VTN0801716A* | 30800 | 47500 | 16.5 | 11 | 8.1 | 1.84 | 64 | 50 | 210457539
CARRIER | 25VNA837A*031*+TSTAT | CAP**3617AL* | 58TP*A070V17**16 | 31000 | 47500 | 17 | 11 | 8.1 | 1.86 | 64 | 50 | 210457540
COMFORTMAKER | CVH837GKA2*+TSTAT | EA*4X36L17A* | *96VTN0801716A* | 30800 | 47500 | 16.5 | 11 | 8.1 | 1.84 | 64 | 50 | 210457535
CARRIER | 25VNA837A*031*+TSTAT | CAP**3621AL* | 59SP6A080V21**20 | 30800 | 47500 | 17 | 11 | 8.1 | 1.84 | 64 | 50 | 210457717
KEEPRITE | CVH837GKA2*+TSTAT | EA*4X36L17A* | *96VTN0801716A* | 30800 | 47500 | 16.5 | 11 | 8.1 | 1.84 | 64 | 50 | 210457537
DAY & NIGHT | CVH837GKA2*+TSTAT | EA*4X36L17A* | *80VTL0451412A* | 30800 | 47500 | 16.5 | 10.5 | 8.1 | 1.84 | 64 | 50 | 210457520
HEIL | HVH837GKA2*+TSTAT | EA*4X36L17A* | *96VTN0801716A* | 30800 | 47500 | 16.5 | 11 | 8.1 | 1.84 | 64 | 50 | 210457531
ARCOAIRE | HVH837GKA2*+TSTAT | EA*4X36L17A* | *96VTN0801716A* | 30800 | 47500 | 16.5 | 11 | 8.1 | 1.84 | 64 | 50 | 210457534
AIRQUEST | HVH837GKA2*+TSTAT | EA*4X36L17A* | *96VTN0801716A* | 30800 | 47500 | 16.5 | 11 | 8.1 | 1.84 | 64 | 50 | 210457533
CARRIER | 25VNA837A*031*+TSTAT | CAP**3617AL* | GG96VTAA48080B | 30800 | 47500 | 16.5 | 11 | 8.1 | 1.84 | 64 | 50 | 210457529
BRYANT HEATING AND COOLING SYSTEMS | 288BNV037*0**B*+TSTAT | CAP**3617AL* | 926TB48080V17*** | 30800 | 47500 | 16.5 | 11 | 8.1 | 1.84 | 64 | 50 | 210457530
TEMPSTAR | TVH837GKA2*+TSTAT | EA*4X36L17A* | *80VTL0451412A* | 30800 | 47500 | 16.5 | 10.5 | 8.1 | 1.84 | 64 | 50 | 210457523
CARRIER | 25VNA837A*031*+TSTAT | CAP**3617AL* | 59TP6B080V17**16 | 30800 | 47500 | 16.5 | 11 | 8.1 | 1.84 | 64 | 50 | 210457528
BRYANT HEATING AND COOLING SYSTEMS | 288BNV037*0**B*+TSTAT | CAP**3617AL* | 82*TA36070V14*** | 31000 | 47500 | 16.5 | 11 | 8.1 | 1.84 | 64 | 50 | 210457525
BRYANT HEATING AND COOLING SYSTEMS | 288BNV037*0**B*+TSTAT | CAP**3617AL* | 82*TA48090V17*** | 30800 | 47500 | 17 | 11 | 8.1 | 1.84 | 64 | 50 | 210457527
CARRIER | 25VNA837A*031*+TSTAT | CAP**3617AL* | 58TP*A090V17**16 | 30800 | 47500 | 17 | 11 | 8.1 | 1.84 | 64 | 50 | 210457526
CARRIER | 25VNA837A*031*+TSTAT | CAP**3617AL* | 58TP*A070V14**12 | 31000 | 47500 | 16.5 | 11 | 8.1 | 1.84 | 64 | 50 | 210457524
BRYANT HEATING AND COOLING SYSTEMS | 288BNV037*0**B*+TSTAT | CAP**3617AL* | 82*TA36045V14*** | 30800 | 47500 | 16.5 | 10.5 | 8.1 | 1.84 | 64 | 50 | 210457514
TEMPSTAR | TVH837GKA2*+TSTAT | EA*4X42L21A* | *96VTN1002120A* | 31200 | 47500 | 17 | 11 | 8.1 | 1.88 | 64 | 51 | 210459255
KENMORE | (C,H,T)VH837GKA2*+TSTAT | EA*4X42L21A* | *96VTN1002120A* | 31200 | 47500 | 17 | 11 | 8.1 | 1.88 | 64 | 51 | 210459254
KEEPRITE | CVH837GKA2*+TSTAT | EA*4X42L21A* | *96VTN1002120A* | 31200 | 47500 | 17 | 11 | 8.1 | 1.88 | 64 | 51 | 210459253
AIRQUEST | HVH837GKA2*+TSTAT | EA*4X42L21A* | *96VTN1002120A* | 31200 | 47500 | 17 | 11 | 8.1 | 1.88 | 64 | 51 | 210459249
DAY & NIGHT | CVH837GKA2*+TSTAT | EA*4X42L21A* | *96VTN1002120A* | 31200 | 47500 | 17 | 11 | 8.1 | 1.88 | 64 | 51 | 210459252
ARCOAIRE | HVH837GKA2*+TSTAT | EA*4X42L21A* | *96VTN1002120A* | 31200 | 47500 | 17 | 11 | 8.1 | 1.88 | 64 | 51 | 210459250
COMFORTMAKER | CVH837GKA2*+TSTAT | EA*4X42L21A* | *96VTN1002120A* | 31200 | 47500 | 17 | 11 | 8.1 | 1.88 | 64 | 51 | 210459251
HEIL | HVH837GKA2*+TSTAT | EA*4X42L21A* | *96VTN1002120A* | 31200 | 47500 | 17 | 11 | 8.1 | 1.88 | 64 | 51 | 210459247
BRYANT HEATING AND COOLING SYSTEMS | 288BNV037*0**B*+TSTAT | CAP**4221AL* | 926TB60100V21*** | 31200 | 47500 | 17 | 11 | 8.1 | 1.88 | 64 | 51 | 210459246
KEEPRITE | CVH837GKA2*+TSTAT | EA*4X42L21A* | *96VTN0802120A* | 31400 | 48000 | 17 | 11 | 8.1 | 1.88 | 64 | 50 | 210459242
CARRIER | 25VNA837A*031*+TSTAT | CAP**4221AL* | 59TP6B100V21**20 | 31200 | 47500 | 17 | 11 | 8.1 | 1.88 | 64 | 51 | 210459245
TEMPSTAR | TVH837GKA2*+TSTAT | EA*4X42L21A* | *96VTN0802120A* | 31400 | 48000 | 17 | 11 | 8.1 | 1.88 | 64 | 50 | 210459244
KENMORE | (C,H,T)VH837GKA2*+TSTAT | EA*4X42L21A* | *96VTN0802120A* | 31400 | 48000 | 17 | 11 | 8.1 | 1.88 | 64 | 50 | 210459243
DAY & NIGHT | CVH837GKA2*+TSTAT | EA*4X42L21A* | *96VTN0802120A* | 31400 | 48000 | 17 | 11 | 8.1 | 1.88 | 64 | 50 | 210459241
COMFORTMAKER | CVH837GKA2*+TSTAT | EA*4X42L21A* | *96VTN0802120A* | 31400 | 48000 | 17 | 11 | 8.1 | 1.88 | 64 | 50 | 210459240
ARCOAIRE | HVH837GKA2*+TSTAT | EA*4X42L21A* | *96VTN0802120A* | 31400 | 48000 | 17 | 11 | 8.1 | 1.88 | 64 | 50 | 210459239
HEIL | HVH837GKA2*+TSTAT | EA*4X42L21A* | *96VTN0802120A* | 31400 | 48000 | 17 | 11 | 8.1 | 1.88 | 64 | 50 | 210459236
AIRQUEST | HVH837GKA2*+TSTAT | EA*4X42L21A* | *96VTN0802120A* | 31400 | 48000 | 17 | 11 | 8.1 | 1.88 | 64 | 50 | 210459238
CARRIER | 25VNA837A*031*+TSTAT | CAP**4221AL* | 59TP6B080V21**20 | 31400 | 48000 | 17 | 11 | 8.1 | 1.88 | 64 | 50 | 210459234
BRYANT HEATING AND COOLING SYSTEMS | 288BNV037*0**B*+TSTAT | CAP**4221AL* | 926TB60080V21*** | 31400 | 48000 | 17 | 11 | 8.1 | 1.88 | 64 | 50 | 210459235
TEMPSTAR | TVH837GKA2*+TSTAT | EA*4X42L21A* | *96VTN0601714A* | 31000 | 47500 | 16.5 | 10.5 | 8.1 | 1.86 | 64 | 51 | 210459233
KEEPRITE | CVH837GKA2*+TSTAT | EA*4X42L21A* | *96VTN0601714A* | 31000 | 47500 | 16.5 | 10.5 | 8.1 | 1.86 | 64 | 51 | 210459231
KENMORE | (C,H,T)VH837GKA2*+TSTAT | EA*4X42L21A* | *96VTN0601714A* | 31000 | 47500 | 16.5 | 10.5 | 8.1 | 1.86 | 64 | 51 | 210459232
ARCOAIRE | HVH837GKA2*+TSTAT | EA*4X42L21A* | *96VTN0601714A* | 31000 | 47500 | 16.5 | 10.5 | 8.1 | 1.86 | 64 | 51 | 210459228
AIRQUEST | HVH837GKA2*+TSTAT | EA*4X42L21A* | *80VSL0451716A* | 31200 | 48000 | 16.5 | 11 | 8.1 | 1.86 | 64 | 50 | 210459003
DAY & NIGHT | CVH837GKA2*+TSTAT | EA*4X42L21A* | *96VTN0601714A* | 31000 | 47500 | 16.5 | 10.5 | 8.1 | 1.86 | 64 | 51 | 210459230
HEIL | HVH837GKA2*+TSTAT | EA*4X42L21A* | *96VTN0601714A* | 31000 | 47500 | 16.5 | 10.5 | 8.1 | 1.86 | 64 | 51 | 210459225
COMFORTMAKER | CVH837GKA2*+TSTAT | EA*4X42L21A* | *96VTN0601714A* | 31000 | 47500 | 16.5 | 10.5 | 8.1 | 1.86 | 64 | 51 | 210459229
AIRQUEST | HVH837GKA2*+TSTAT | EA*4X42L21A* | *96VTN0601714A* | 31000 | 47500 | 16.5 | 10.5 | 8.1 | 1.86 | 64 | 51 | 210459227
ARCOAIRE | HVH837GKA2*+TSTAT | EA*4X42L21A* | *80VSL0451716A* | 31200 | 48000 | 16.5 | 11 | 8.1 | 1.86 | 64 | 50 | 210459004
KENMORE | (C,H,T)VH837GKA2*+TSTAT | EA*4X42L21A* | *80VTL0902120A* | 31000 | 47500 | 17 | 11 | 8.1 | 1.88 | 64 | 50 | 210459054
TEMPSTAR | TVH837GKA2*+TSTAT | EA*4X42L21A* | *80VTL0902120A* | 31000 | 47500 | 17 | 11 | 8.1 | 1.88 | 64 | 50 | 210459055
ARCOAIRE | HVH837GKA2*+TSTAT | EA*4X42L21A* | *80VTL0902120A* | 31000 | 47500 | 17 | 11 | 8.1 | 1.88 | 64 | 50 | 210459050
KEEPRITE | CVH837GKA2*+TSTAT | EA*4X42L21A* | *80VTL0902120A* | 31000 | 47500 | 17 | 11 | 8.1 | 1.88 | 64 | 50 | 210459053
DAY & NIGHT | CVH837GKA2*+TSTAT | EA*4X42L21A* | *80VTL0902120A* | 31000 | 47500 | 17 | 11 | 8.1 | 1.88 | 64 | 50 | 210459052
COMFORTMAKER | CVH837GKA2*+TSTAT | EA*4X42L21A* | *80VTL0902120A* | 31000 | 47500 | 17 | 11 | 8.1 | 1.88 | 64 | 50 | 210459051
AIRQUEST | HVH837GKA2*+TSTAT | EA*4X42L21A* | *80VTL0902120A* | 31000 | 47500 | 17 | 11 | 8.1 | 1.88 | 64 | 50 | 210459049
HEIL | HVH837GKA2*+TSTAT | EA*4X42L21A* | *80VTL0902120A* | 31000 | 47500 | 17 | 11 | 8.1 | 1.88 | 64 | 50 | 210459047
CARRIER | 25VNA837A*031*+TSTAT | CAP**4221AL* | 58TP*A090V17**16 | 31200 | 47500 | 17 | 11 | 8.1 | 1.88 | 64 | 50 | 210459043
BRYANT HEATING AND COOLING SYSTEMS | 288BNV037*0**B*+TSTAT | CAP**4221AL* | 82*TA60090V21*** | 31000 | 47500 | 17 | 11 | 8.1 | 1.88 | 64 | 50 | 210459046
BRYANT HEATING AND COOLING SYSTEMS | 288BNV037*0**B*+TSTAT | CAP**4221AL* | 82*TA48090V17*** | 31200 | 47500 | 17 | 11 | 8.1 | 1.88 | 64 | 50 | 210459044
CARRIER | 25VNA837A*031*+TSTAT | CAP**4221AL* | 58TP*A090V21**20 | 31000 | 47500 | 17 | 11 | 8.1 | 1.88 | 64 | 50 | 210459045
TEMPSTAR | TVH837GKA2*+TSTAT | EA*4X42L21A* | *80VSL0902120A* | 31000 | 47500 | 17 | 11 | 8.1 | 1.88 | 64 | 50 | 210459042
KENMORE | (C,H,T)VH837GKA2*+TSTAT | EA*4X42L21A* | *80VSL0902120A* | 31000 | 47500 | 17 | 11 | 8.1 | 1.88 | 64 | 50 | 210459041
KEEPRITE | CVH837GKA2*+TSTAT | EA*4X42L21A* | *80VSL0902120A* | 31000 | 47500 | 17 | 11 | 8.1 | 1.88 | 64 | 50 | 210459040
HEIL | HVH837GKA2*+TSTAT | EA*4X42L21A* | *80VSL0902120A* | 31000 | 47500 | 17 | 11 | 8.1 | 1.88 | 64 | 50 | 210459034
DAY & NIGHT | CVH837GKA2*+TSTAT | EA*4X42L21A* | *80VSL0902120A* | 31000 | 47500 | 17 | 11 | 8.1 | 1.88 | 64 | 50 | 210459039
ARCOAIRE | HVH837GKA2*+TSTAT | EA*4X42L21A* | *80VSL0902120A* | 31000 | 47500 | 17 | 11 | 8.1 | 1.88 | 64 | 50 | 210459037
COMFORTMAKER | CVH837GKA2*+TSTAT | EA*4X42L21A* | *80VSL0902120A* | 31000 | 47500 | 17 | 11 | 8.1 | 1.88 | 64 | 50 | 210459038
AIRQUEST | HVH837GKA2*+TSTAT | EA*4X42L21A* | *80VSL0902120A* | 31000 | 47500 | 17 | 11 | 8.1 | 1.88 | 64 | 50 | 210459036
BRYANT HEATING AND COOLING SYSTEMS | 288BNV037*0**B*+TSTAT | CAP**4221AL* | 82*SA60090V21*** | 31000 | 47500 | 17 | 11 | 8.1 | 1.88 | 64 | 50 | 210459033
CARRIER | 25VNA837A*031*+TSTAT | CAP**4221AL* | 58SP*A090V21**20 | 31000 | 47500 | 17 | 11 | 8.1 | 1.88 | 64 | 50 | 210459032
KEEPRITE | CVH837GKA2*+TSTAT | EA*4X42L21A* | *80VSL0702120A* | 31400 | 48000 | 16.5 | 11 | 8.1 | 1.88 | 64 | 50 | 210459029
TEMPSTAR | TVH837GKA2*+TSTAT | EA*4X42L21A* | *80VSL0702120A* | 31400 | 48000 | 16.5 | 11 | 8.1 | 1.88 | 64 | 50 | 210459031
KENMORE | (C,H,T)VH837GKA2*+TSTAT | EA*4X42L21A* | *80VSL0702120A* | 31400 | 48000 | 16.5 | 11 | 8.1 | 1.88 | 64 | 50 | 210459030
COMFORTMAKER | CVH837GKA2*+TSTAT | EA*4X42L21A* | *80VSL0702120A* | 31400 | 48000 | 16.5 | 11 | 8.1 | 1.88 | 64 | 50 | 210459027
DAY & NIGHT | CVH837GKA2*+TSTAT | EA*4X42L21A* | *80VSL0702120A* | 31400 | 48000 | 16.5 | 11 | 8.1 | 1.88 | 64 | 50 | 210459028
ARCOAIRE | HVH837GKA2*+TSTAT | EA*4X42L21A* | *80VSL0702120A* | 31400 | 48000 | 16.5 | 11 | 8.1 | 1.88 | 64 | 50 | 210459026
AIRQUEST | HVH837GKA2*+TSTAT | EA*4X42L21A* | *80VSL0702120A* | 31400 | 48000 | 16.5 | 11 | 8.1 | 1.88 | 64 | 50 | 210459025
HEIL | HVH837GKA2*+TSTAT | EA*4X42L21A* | *80VSL0702120A* | 31400 | 48000 | 16.5 | 11 | 8.1 | 1.88 | 64 | 50 | 210459023
BRYANT HEATING AND COOLING SYSTEMS | 288BNV037*0**B*+TSTAT | CAP**4221AL* | 82*SA60070V21*** | 31400 | 48000 | 16.5 | 11 | 8.1 | 1.88 | 64 | 50 | 210459022
TEMPSTAR | TVH837GKA2*+TSTAT | EA*4X42L21A* | *80VSL0701716A* | 31200 | 47500 | 17 | 11 | 8.1 | 1.88 | 64 | 51 | 210459020
CARRIER | 25VNA837A*031*+TSTAT | CAP**4221AL* | 58SP*A070V21**20 | 31400 | 48000 | 16.5 | 11 | 8.1 | 1.88 | 64 | 50 | 210459021
KENMORE | (C,H,T)VH837GKA2*+TSTAT | EA*4X42L21A* | *80VSL0701716A* | 31200 | 47500 | 17 | 11 | 8.1 | 1.88 | 64 | 51 | 210459019
COMFORTMAKER | CVH837GKA2*+TSTAT | EA*4X42L21A* | *80VSL0701716A* | 31200 | 47500 | 17 | 11 | 8.1 | 1.88 | 64 | 51 | 210459016
KEEPRITE | CVH837GKA2*+TSTAT | EA*4X42L21A* | *80VSL0701716A* | 31200 | 47500 | 17 | 11 | 8.1 | 1.88 | 64 | 51 | 210459018
DAY & NIGHT | CVH837GKA2*+TSTAT | EA*4X42L21A* | *80VSL0701716A* | 31200 | 47500 | 17 | 11 | 8.1 | 1.88 | 64 | 51 | 210459017
ARCOAIRE | HVH837GKA2*+TSTAT | EA*4X42L21A* | *80VSL0701716A* | 31200 | 47500 | 17 | 11 | 8.1 | 1.88 | 64 | 51 | 210459015
AIRQUEST | HVH837GKA2*+TSTAT | EA*4X42L21A* | *80VSL0701716A* | 31200 | 47500 | 17 | 11 | 8.1 | 1.88 | 64 | 51 | 210459014
HEIL | HVH837GKA2*+TSTAT | EA*4X42L21A* | *80VSL0701716A* | 31200 | 47500 | 17 | 11 | 8.1 | 1.88 | 64 | 51 | 210459012
BRYANT HEATING AND COOLING SYSTEMS | 288BNV037*0**B*+TSTAT | CAP**4221AL* | 82*SA48070V17*** | 31200 | 47500 | 17 | 11 | 8.1 | 1.88 | 64 | 51 | 210459011
CARRIER | 25VNA837A*031*+TSTAT | CAP**4221AL* | 58SP*A070V17**16 | 31200 | 47500 | 17 | 11 | 8.1 | 1.88 | 64 | 51 | 210459010
TEMPSTAR | TVH837GKA2*+TSTAT | EA*4X42L21A* | *80VSL0451716A* | 31200 | 48000 | 16.5 | 11 | 8.1 | 1.86 | 64 | 50 | 210459009
KENMORE | (C,H,T)VH837GKA2*+TSTAT | EA*4X42L21A* | *80VSL0451716A* | 31200 | 48000 | 16.5 | 11 | 8.1 | 1.86 | 64 | 50 | 210459008
KEEPRITE | CVH837GKA2*+TSTAT | EA*4X42L21A* | *80VSL0451716A* | 31200 | 48000 | 16.5 | 11 | 8.1 | 1.86 | 64 | 50 | 210459007
DAY & NIGHT | CVH837GKA2*+TSTAT | EA*4X42L21A* | *80VSL0451716A* | 31200 | 48000 | 16.5 | 11 | 8.1 | 1.86 | 64 | 50 | 210459006
COMFORTMAKER | CVH837GKA2*+TSTAT | EA*4X42L21A* | *80VSL0451716A* | 31200 | 48000 | 16.5 | 11 | 8.1 | 1.86 | 64 | 50 | 210459005
COMFORTMAKER | CVH837GKA2*+TSTAT | EA*4X36L21A* | *96VSN0802120A* | 30800 | 47500 | 17 | 11 | 8.1 | 1.84 | 64 | 50 | 210457723
ARCOAIRE | HVH837GKA2*+TSTAT | EA*4X36L21A* | *96VSN0802120A* | 30800 | 47500 | 17 | 11 | 8.1 | 1.84 | 64 | 50 | 210457722
AIRQUEST | HVH837GKA2*+TSTAT | EA*4X36L21A* | *96VSN0802120A* | 30800 | 47500 | 17 | 11 | 8.1 | 1.84 | 64 | 50 | 210457721
HEIL | HVH837GKA2*+TSTAT | EA*4X42L21A* | *80VSL0451716A* | 31200 | 48000 | 16.5 | 11 | 8.1 | 1.86 | 64 | 50 | 210459001
BRYANT HEATING AND COOLING SYSTEMS | 288BNV037*0**B*+TSTAT | CAP**4221AL* | 82*SA48045V17*** | 31200 | 48000 | 16.5 | 11 | 8.1 | 1.86 | 64 | 50 | 210459000
CARRIER | 25VNA837A*031*+TSTAT | CAP**4221AL* | 58SP*A045V17**16 | 31200 | 48000 | 16.5 | 11 | 8.1 | 1.86 | 64 | 50 | 210458999
DAY & NIGHT | CVH837GKA2*+TSTAT | EA*4X42L21A* | *96VTN1002122A* | 31400 | 47500 | 17.5 | 11 | 8.1 | 1.88 | 64 | 50 | 210458951
TEMPSTAR | TVH837GKA2*+TSTAT | EA*4X42L21A* | *96VTN1002122A* | 31400 | 47500 | 17.5 | 11 | 8.1 | 1.88 | 64 | 50 | 210458954
KENMORE | (C,H,T)VH837GKA2*+TSTAT | EA*4X42L21A* | *96VTN1002122A* | 31400 | 47500 | 17.5 | 11 | 8.1 | 1.88 | 64 | 50 | 210458953
KEEPRITE | CVH837GKA2*+TSTAT | EA*4X42L21A* | *96VTN1002122A* | 31400 | 47500 | 17.5 | 11 | 8.1 | 1.88 | 64 | 50 | 210458952
ARCOAIRE | HVH837GKA2*+TSTAT | EA*4X42L21A* | *96VTN1002122A* | 31400 | 47500 | 17.5 | 11 | 8.1 | 1.88 | 64 | 50 | 210458949
AIRQUEST | HVH837GKA2*+TSTAT | EA*4X42L21A* | *96VTN1002122A* | 31400 | 47500 | 17.5 | 11 | 8.1 | 1.88 | 64 | 50 | 210458948
HEIL | HVH837GKA2*+TSTAT | EA*4X42L21A* | *96VTN1002122A* | 31400 | 47500 | 17.5 | 11 | 8.1 | 1.88 | 64 | 50 | 210458946
CARRIER | 25VNA837A*031*+TSTAT | CAP**4221AL* | GG96VTAA60100C | 31400 | 47500 | 17.5 | 11 | 8.1 | 1.88 | 64 | 50 | 210458944
CARRIER | 25VNA837A*031*+TSTAT | CAP**4221AL* | 59TP6B100V21**22 | 31400 | 47500 | 17.5 | 11 | 8.1 | 1.88 | 64 | 50 | 210458943
BRYANT HEATING AND COOLING SYSTEMS | 288BNV037*0**B*+TSTAT | CAP**4221AL* | 926TB66100V21*** | 31400 | 47500 | 17.5 | 11 | 8.1 | 1.88 | 64 | 50 | 210458945
ARCOAIRE | HVH837GKA2*+TSTAT | EA*4X37L21A* | *96VSN0801716A* | 32200 | 47500 | 17 | 11 | 8.1 | 1.96 | 65 | 52 | 210458470
KEEPRITE | CVH837GKA2*+TSTAT | EA*4X42L21A* | *80VTL0701716A* | 31400 | 48000 | 17 | 11 | 8.1 | 1.88 | 64 | 50 | 210459087
TEMPSTAR | TVH837GKA2*+TSTAT | EA*4X42L21A* | *80VTL0701716A* | 31400 | 48000 | 17 | 11 | 8.1 | 1.88 | 64 | 50 | 210459089
KENMORE | (C,H,T)VH837GKA2*+TSTAT | EA*4X42L21A* | *80VTL0701716A* | 31400 | 48000 | 17 | 11 | 8.1 | 1.88 | 64 | 50 | 210459088
HEIL | HVH837GKA2*+TSTAT | EA*4X42L21A* | *80VTL0701716A* | 31400 | 48000 | 17 | 11 | 8.1 | 1.88 | 64 | 50 | 210459081
DAY & NIGHT | CVH837GKA2*+TSTAT | EA*4X42L21A* | *80VTL0701716A* | 31400 | 48000 | 17 | 11 | 8.1 | 1.88 | 64 | 50 | 210459086
ARCOAIRE | HVH837GKA2*+TSTAT | EA*4X42L21A* | *80VTL0701716A* | 31400 | 48000 | 17 | 11 | 8.1 | 1.88 | 64 | 50 | 210459084
COMFORTMAKER | CVH837GKA2*+TSTAT | EA*4X42L21A* | *80VTL0701716A* | 31400 | 48000 | 17 | 11 | 8.1 | 1.88 | 64 | 50 | 210459085
AIRQUEST | HVH837GKA2*+TSTAT | EA*4X42L21A* | *80VTL0701716A* | 31400 | 48000 | 17 | 11 | 8.1 | 1.88 | 64 | 50 | 210459083
BRYANT HEATING AND COOLING SYSTEMS | 288BNV037*0**B*+TSTAT | CAP**4221AL* | 82*TA48070V17*** | 31400 | 48000 | 17 | 11 | 8.1 | 1.88 | 64 | 50 | 210459080
CARRIER | 25VNA837A*031*+TSTAT | CAP**4221AL* | 58TP*A070V17**16 | 31400 | 48000 | 17 | 11 | 8.1 | 1.88 | 64 | 50 | 210459079
KENMORE | (C,H,T)VH837GKA2*+TSTAT | EA*4X42L21A* | *96VTN0801716A* | 31200 | 48000 | 16.5 | 11 | 8.1 | 1.88 | 64 | 50 | 210459077
TEMPSTAR | TVH837GKA2*+TSTAT | EA*4X42L21A* | *96VTN0801716A* | 31200 | 48000 | 16.5 | 11 | 8.1 | 1.88 | 64 | 50 | 210459078
KEEPRITE | CVH837GKA2*+TSTAT | EA*4X42L21A* | *96VTN0801716A* | 31200 | 48000 | 16.5 | 11 | 8.1 | 1.88 | 64 | 50 | 210459076
DAY & NIGHT | CVH837GKA2*+TSTAT | EA*4X42L21A* | *96VTN0801716A* | 31200 | 48000 | 16.5 | 11 | 8.1 | 1.88 | 64 | 50 | 210459075
COMFORTMAKER | CVH837GKA2*+TSTAT | EA*4X42L21A* | *96VTN0801716A* | 31200 | 48000 | 16.5 | 11 | 8.1 | 1.88 | 64 | 50 | 210459074
ARCOAIRE | HVH837GKA2*+TSTAT | EA*4X42L21A* | *96VTN0801716A* | 31200 | 48000 | 16.5 | 11 | 8.1 | 1.88 | 64 | 50 | 210459073
AIRQUEST | HVH837GKA2*+TSTAT | EA*4X42L21A* | *96VTN0801716A* | 31200 | 48000 | 16.5 | 11 | 8.1 | 1.88 | 64 | 50 | 210459072
HEIL | HVH837GKA2*+TSTAT | EA*4X42L21A* | *96VTN0801716A* | 31200 | 48000 | 16.5 | 11 | 8.1 | 1.88 | 64 | 50 | 210459070
BRYANT HEATING AND COOLING SYSTEMS | 288BNV037*0**B*+TSTAT | CAP**4221AL* | 926TB48080V17*** | 31200 | 48000 | 16.5 | 11 | 8.1 | 1.88 | 64 | 50 | 210459069
CARRIER | 25VNA837A*031*+TSTAT | CAP**4221AL* | GG96VTAA48080B | 31200 | 48000 | 16.5 | 11 | 8.1 | 1.88 | 64 | 50 | 210459068
CARRIER | 25VNA837A*031*+TSTAT | CAP**4221AL* | 59TP6B080V17**16 | 31200 | 48000 | 16.5 | 11 | 8.1 | 1.88 | 64 | 50 | 210459067
BRYANT HEATING AND COOLING SYSTEMS | 288BNV037*0**B*+TSTAT | CAP**3621AL* | 926SA48080V17*** | 31000 | 48000 | 16.5 | 11 | 8.1 | 1.84 | 64 | 50 | 210457751
KEEPRITE | CVH837GKA2*+TSTAT | EA*4X36L21A* | *96VSN1002120A* | 30800 | 47500 | 17 | 11 | 8.1 | 1.84 | 64 | 50 | 210457736
TEMPSTAR | TVH837GKA2*+TSTAT | EA*4X36L21A* | *96VSN1002120A* | 30800 | 47500 | 17 | 11 | 8.1 | 1.84 | 64 | 50 | 210457738
COMFORTMAKER | CVH837GKA2*+TSTAT | EA*4X36L21A* | *96VSN1002120A* | 30800 | 47500 | 17 | 11 | 8.1 | 1.84 | 64 | 50 | 210457734
HEIL | HVH837GKA2*+TSTAT | EA*4X36L21A* | *96VSN1002120A* | 30800 | 47500 | 17 | 11 | 8.1 | 1.84 | 64 | 50 | 210457730
KENMORE | (C,H,T)VH837GKA2*+TSTAT | EA*4X36L21A* | *96VSN1002120A* | 30800 | 47500 | 17 | 11 | 8.1 | 1.84 | 64 | 50 | 210457737
DAY & NIGHT | CVH837GKA2*+TSTAT | EA*4X36L21A* | *96VSN1002120A* | 30800 | 47500 | 17 | 11 | 8.1 | 1.84 | 64 | 50 | 210457735
ARCOAIRE | HVH837GKA2*+TSTAT | EA*4X36L21A* | *96VSN1002120A* | 30800 | 47500 | 17 | 11 | 8.1 | 1.84 | 64 | 50 | 210457733
AIRQUEST | HVH837GKA2*+TSTAT | EA*4X36L21A* | *96VSN1002120A* | 30800 | 47500 | 17 | 11 | 8.1 | 1.84 | 64 | 50 | 210457732
BRYANT HEATING AND COOLING SYSTEMS | 288BNV037*0**B*+TSTAT | CAP**3621AL* | 926SA60100V21*** | 30800 | 47500 | 17 | 11 | 8.1 | 1.84 | 64 | 50 | 210457729
TEMPSTAR | TVH837GKA2*+TSTAT | EA*4X36L21A* | *96VSN0802120A* | 30800 | 47500 | 17 | 11 | 8.1 | 1.84 | 64 | 50 | 210457727
KENMORE | (C,H,T)VH837GKA2*+TSTAT | EA*4X36L21A* | *96VSN0802120A* | 30800 | 47500 | 17 | 11 | 8.1 | 1.84 | 64 | 50 | 210457726
KEEPRITE | CVH837GKA2*+TSTAT | EA*4X36L21A* | *96VSN0802120A* | 30800 | 47500 | 17 | 11 | 8.1 | 1.84 | 64 | 50 | 210457725
DAY & NIGHT | CVH837GKA2*+TSTAT | EA*4X36L21A* | *96VSN0802120A* | 30800 | 47500 | 17 | 11 | 8.1 | 1.84 | 64 | 50 | 210457724
TEMPSTAR | TVH837GKA2*+TSTAT | EA*4X36L21A* | *96VSN0801716A* | 31000 | 48000 | 16.5 | 11 | 8.1 | 1.84 | 64 | 50 | 210457760
COMFORTMAKER | CVH837GKA2*+TSTAT | EA*4X36L21A* | *96VTN1002122A* | 31000 | 47500 | 17 | 11 | 8.1 | 1.86 | 64 | 50 | 210457768
BRYANT HEATING AND COOLING SYSTEMS | 288BNV037*0**B*+TSTAT | CAP**3621AL* | 926TB66100V21*** | 31000 | 47500 | 17 | 11 | 8.1 | 1.86 | 64 | 50 | 210457763
ARCOAIRE | HVH837GKA2*+TSTAT | EA*4X36L21A* | *96VSN0801716A* | 31000 | 48000 | 16.5 | 11 | 8.1 | 1.84 | 64 | 50 | 210457755
KEEPRITE | CVH837GKA2*+TSTAT | EA*4X36L21A* | *96VSN0801716A* | 31000 | 48000 | 16.5 | 11 | 8.1 | 1.84 | 64 | 50 | 210457758
KENMORE | (C,H,T)VH837GKA2*+TSTAT | EA*4X36L21A* | *96VSN0801716A* | 31000 | 48000 | 16.5 | 11 | 8.1 | 1.84 | 64 | 50 | 210457759
DAY & NIGHT | CVH837GKA2*+TSTAT | EA*4X36L21A* | *96VSN0801716A* | 31000 | 48000 | 16.5 | 11 | 8.1 | 1.84 | 64 | 50 | 210457757
AIRQUEST | HVH837GKA2*+TSTAT | EA*4X36L21A* | *96VSN0801716A* | 31000 | 48000 | 16.5 | 11 | 8.1 | 1.84 | 64 | 50 | 210457754
HEIL | HVH837GKA2*+TSTAT | EA*4X36L21A* | *96VSN0801716A* | 31000 | 48000 | 16.5 | 11 | 8.1 | 1.84 | 64 | 50 | 210457752
COMFORTMAKER | CVH837GKA2*+TSTAT | EA*4X36L21A* | *96VSN0801716A* | 31000 | 48000 | 16.5 | 11 | 8.1 | 1.84 | 64 | 50 | 210457756
CARRIER | 25VNA837A*031*+TSTAT | CAP**3621AL* | 59SP6A080V17**16 | 31000 | 48000 | 16.5 | 11 | 8.1 | 1.84 | 64 | 50 | 210457750
KEEPRITE | CVH837GKA2*+TSTAT | EA*4X36L21A* | *80VTL0701716A* | 31000 | 48000 | 17 | 11 | 8.1 | 1.86 | 64 | 50 | 210457905
KENMORE | (C,H,T)VH837GKA2*+TSTAT | EA*4X36L21A* | *80VTL0701716A* | 31000 | 48000 | 17 | 11 | 8.1 | 1.86 | 64 | 50 | 210457906
HEIL | HVH837GKA2*+TSTAT | EA*4X36L21A* | *80VTL0701716A* | 31000 | 48000 | 17 | 11 | 8.1 | 1.86 | 64 | 50 | 210457899
BRYANT HEATING AND COOLING SYSTEMS | 288BNV037*0**B*+TSTAT | CAP**3621AL* | 82*TA48070V17*** | 31000 | 48000 | 17 | 11 | 8.1 | 1.86 | 64 | 50 | 210457898
TEMPSTAR | TVH837GKA2*+TSTAT | EA*4X36L21A* | *80VTL0701716A* | 31000 | 48000 | 17 | 11 | 8.1 | 1.86 | 64 | 50 | 210457907
ARCOAIRE | HVH837GKA2*+TSTAT | EA*4X36L21A* | *80VTL0701716A* | 31000 | 48000 | 17 | 11 | 8.1 | 1.86 | 64 | 50 | 210457902
COMFORTMAKER | CVH837GKA2*+TSTAT | EA*4X36L21A* | *80VTL0701716A* | 31000 | 48000 | 17 | 11 | 8.1 | 1.86 | 64 | 50 | 210457903
KENMORE | (C,H,T)VH837GKA2*+TSTAT | EA*4X36L21A* | *96VTN0801716A* | 31000 | 48000 | 16.5 | 11 | 8.1 | 1.84 | 64 | 50 | 210457895
DAY & NIGHT | CVH837GKA2*+TSTAT | EA*4X36L21A* | *80VTL0701716A* | 31000 | 48000 | 17 | 11 | 8.1 | 1.86 | 64 | 50 | 210457904
DAY & NIGHT | CVH837GKA2*+TSTAT | EA*4X36L21A* | *96VTN0801716A* | 31000 | 48000 | 16.5 | 11 | 8.1 | 1.84 | 64 | 50 | 210457893
KEEPRITE | CVH837GKA2*+TSTAT | EA*4X36L21A* | *96VTN0801716A* | 31000 | 48000 | 16.5 | 11 | 8.1 | 1.84 | 64 | 50 | 210457894
TEMPSTAR | TVH837GKA2*+TSTAT | EA*4X36L21A* | *96VTN0801716A* | 31000 | 48000 | 16.5 | 11 | 8.1 | 1.84 | 64 | 50 | 210457896
CARRIER | 25VNA837A*031*+TSTAT | CAP**3621AL* | 58TP*A070V17**16 | 31000 | 48000 | 17 | 11 | 8.1 | 1.86 | 64 | 50 | 210457897
ARCOAIRE | HVH837GKA2*+TSTAT | EA*4X36L21A* | *96VTN0801716A* | 31000 | 48000 | 16.5 | 11 | 8.1 | 1.84 | 64 | 50 | 210457891
COMFORTMAKER | CVH837GKA2*+TSTAT | EA*4X36L21A* | *96VTN0801716A* | 31000 | 48000 | 16.5 | 11 | 8.1 | 1.84 | 64 | 50 | 210457892
BRYANT HEATING AND COOLING SYSTEMS | 288BNV037*0**B*+TSTAT | CAP**3621AL* | 926TB48080V17*** | 31000 | 48000 | 16.5 | 11 | 8.1 | 1.84 | 64 | 50 | 210457887
CARRIER | 25VNA837A*031*+TSTAT | CAP**3621AL* | GG96VTAA48080B | 31000 | 48000 | 16.5 | 11 | 8.1 | 1.84 | 64 | 50 | 210457886
AIRQUEST | HVH837GKA2*+TSTAT | EA*4X36L21A* | *96VTN0801716A* | 31000 | 48000 | 16.5 | 11 | 8.1 | 1.84 | 64 | 50 | 210457890
COMFORTMAKER | CVH837GKA2*+TSTAT | EA*4X37L21A* | *96VSN0801716A* | 32200 | 47500 | 17 | 11 | 8.1 | 1.96 | 65 | 52 | 210458471
BRYANT HEATING AND COOLING SYSTEMS | 288BNV037*0**B*+TSTAT | CAP**3621AL* | 82*SA48045V17*** | 30800 | 48000 | 16.5 | 10.5 | 8.1 | 1.84 | 64 | 50 | 210457818
ARCOAIRE | HVH837GKA2*+TSTAT | EA*4X36L21A* | *96VTN1002122A* | 31000 | 47500 | 17 | 11 | 8.1 | 1.86 | 64 | 50 | 210457767
AIRQUEST | HVH837GKA2*+TSTAT | EA*4X36L21A* | *96VTN1002122A* | 31000 | 47500 | 17 | 11 | 8.1 | 1.86 | 64 | 50 | 210457766
DAY & NIGHT | CVH837GKA2*+TSTAT | EA*4X36L21A* | *96VTN1002122A* | 31000 | 47500 | 17 | 11 | 8.1 | 1.86 | 64 | 50 | 210457769
HEIL | HVH837GKA2*+TSTAT | EA*4X36L21A* | *96VTN1002122A* | 31000 | 47500 | 17 | 11 | 8.1 | 1.86 | 64 | 50 | 210457764
CARRIER | 25VNA837A*031*+TSTAT | CAP**3621AL* | GG96VTAA60100C | 31000 | 47500 | 17 | 11 | 8.1 | 1.86 | 64 | 50 | 210457762
CARRIER | 25VNA837A*031*+TSTAT | CAP**3621AL* | 59TP6B100V21**22 | 31000 | 47500 | 17 | 11 | 8.1 | 1.86 | 64 | 50 | 210457761
KEEPRITE | CVH837GKA2*+TSTAT | EA*4X36L21A* | *96VTN1002122A* | 31000 | 47500 | 17 | 11 | 8.1 | 1.86 | 64 | 50 | 210457770
HEIL | HVH837GKA2*+TSTAT | EA*4X37L21A* | *80VSL0451716A* | 32200 | 47500 | 17 | 11 | 8.1 | 1.96 | 65 | 52 | 210458534
AIRQUEST | HVH837GKA2*+TSTAT | EA*4X37L21A* | *80VSL0451716A* | 32200 | 47500 | 17 | 11 | 8.1 | 1.96 | 65 | 52 | 210458536
CARRIER | 25VNA837A*031*+TSTAT | CAP**3721AL* | 58SP*A045V17**16 | 32200 | 47500 | 17 | 11 | 8.1 | 1.96 | 65 | 52 | 210458532
KENMORE | (C,H,T)VH837GKA2*+TSTAT | EA*4X37L21A* | *96VTN1002122A* | 32200 | 47500 | 17.5 | 11.7 | 8.5 | 1.98 | 65 | 51 | 210458486
TEMPSTAR | TVH837GKA2*+TSTAT | EA*4X37L21A* | *96VTN1002122A* | 32200 | 47500 | 17.5 | 11.7 | 8.5 | 1.98 | 65 | 51 | 210458487
KEEPRITE | CVH837GKA2*+TSTAT | EA*4X37L21A* | *96VTN1002122A* | 32200 | 47500 | 17.5 | 11.7 | 8.5 | 1.98 | 65 | 51 | 210458485
DAY & NIGHT | CVH837GKA2*+TSTAT | EA*4X37L21A* | *96VTN1002122A* | 32200 | 47500 | 17.5 | 11.7 | 8.5 | 1.98 | 65 | 51 | 210458484
AIRQUEST | HVH837GKA2*+TSTAT | EA*4X37L21A* | *96VTN1002122A* | 32200 | 47500 | 17.5 | 11.7 | 8.5 | 1.98 | 65 | 51 | 210458481
AIRQUEST | HVH837GKA2*+TSTAT | EA*4X37L21A* | *96VSN0801716A* | 32200 | 47500 | 17 | 11 | 8.1 | 1.96 | 65 | 52 | 210458469
HEIL | HVH837GKA2*+TSTAT | EA*4X37L21A* | *96VSN0801716A* | 32200 | 47500 | 17 | 11 | 8.1 | 1.96 | 65 | 52 | 210458467
BRYANT HEATING AND COOLING SYSTEMS | 288BNV037*0**B*+TSTAT | CAP**3721AL* | 926SA48080V17*** | 32200 | 47500 | 17 | 11 | 8.1 | 1.96 | 65 | 52 | 210458466
CARRIER | 25VNA837A*031*+TSTAT | CAP**3721AL* | 59SP6A080V17**16 | 32200 | 47500 | 17 | 11 | 8.1 | 1.96 | 65 | 52 | 210458465
HEIL | HVH837GKA2*+TSTAT | EA*4X37L21A* | *96VTN1002122A* | 32200 | 47500 | 17.5 | 11.7 | 8.5 | 1.98 | 65 | 51 | 210458479
BRYANT HEATING AND COOLING SYSTEMS | 288BNV037*0**B*+TSTAT | CAP**3721AL* | 926TB66100V21*** | 32200 | 47500 | 17.5 | 11.7 | 8.5 | 1.98 | 65 | 51 | 210458478
CARRIER | 25VNA837A*031*+TSTAT | CAP**3721AL* | GG96VTAA60100C | 32200 | 47500 | 17.5 | 11.7 | 8.5 | 1.98 | 65 | 51 | 210458477
TEMPSTAR | TVH837GKA2*+TSTAT | EA*4X37L21A* | *96VSN0801716A* | 32200 | 47500 | 17 | 11 | 8.1 | 1.96 | 65 | 52 | 210458475
CARRIER | 25VNA837A*031*+TSTAT | CAP**3721AL* | 59TP6B100V21**22 | 32200 | 47500 | 17.5 | 11.7 | 8.5 | 1.98 | 65 | 17 | 210458476
HEIL | HVH837GKA2*+TSTAT | EA*4X43L21A* | *96VSN0601714A* | 32000 | 47500 | 17 | 11 | 8.1 | 1.96 | 65 | 52 | 210459691
KEEPRITE | CVH837GKA2*+TSTAT | EA*4X37L21A* | *80VSL0451716A* | 32200 | 47500 | 17 | 11 | 8.1 | 1.96 | 65 | 52 | 210458540
TEMPSTAR | TVH837GKA2*+TSTAT | EA*4X37L21A* | *80VSL0451716A* | 32200 | 47500 | 17 | 11 | 8.1 | 1.96 | 65 | 52 | 210458542
KENMORE | (C,H,T)VH837GKA2*+TSTAT | EA*4X37L21A* | *80VSL0451716A* | 32200 | 47500 | 17 | 11 | 8.1 | 1.96 | 65 | 52 | 210458541
DAY & NIGHT | CVH837GKA2*+TSTAT | EA*4X37L21A* | *80VSL0451716A* | 32200 | 47500 | 17 | 11 | 8.1 | 1.96 | 65 | 52 | 210458539
BRYANT HEATING AND COOLING SYSTEMS | 288BNV037*0**B*+TSTAT | CAP**3721AL* | 82*SA48045V17*** | 32200 | 47500 | 17 | 11 | 8.1 | 1.96 | 65 | 52 | 210458533
COMFORTMAKER | CVH837GKA2*+TSTAT | EA*4X37L21A* | *80VSL0451716A* | 32200 | 47500 | 17 | 11 | 8.1 | 1.96 | 65 | 52 | 210458538
ARCOAIRE | HVH837GKA2*+TSTAT | EA*4X37L21A* | *80VSL0451716A* | 32200 | 47500 | 17 | 11 | 8.1 | 1.96 | 65 | 52 | 210458537
CARRIER | 25VNA837A*031*+TSTAT | CAP**3721AL* | 59TP6B080V17**16 | 32200 | 47500 | 17 | 11 | 8.1 | 1.96 | 65 | 52 | 210458589
CARRIER | 25VNA837A*031*+TSTAT | CAP**3721AL* | GG96VTAA48080B | 32200 | 47500 | 17 | 11 | 8.1 | 1.96 | 65 | 52 | 210458590
AIRQUEST | HVH837GKA2*+TSTAT | EA*4X37L21A* | *96VTN0801716A* | 32200 | 47500 | 17 | 11 | 8.1 | 1.96 | 65 | 52 | 210458594
ARCOAIRE | HVH837GKA2*+TSTAT | EA*4X37L21A* | *96VTN0801716A* | 32200 | 47500 | 17 | 11 | 8.1 | 1.96 | 65 | 52 | 210458595
BRYANT HEATING AND COOLING SYSTEMS | 288BNV037*0**B*+TSTAT | CAP**3721AL* | 926TB48080V17*** | 32200 | 47500 | 17 | 11 | 8.1 | 1.96 | 65 | 52 | 210458591
DAY & NIGHT | CVH837GKA2*+TSTAT | EA*4X37L21A* | *96VTN0801716A* | 32200 | 47500 | 17 | 11 | 8.1 | 1.96 | 65 | 52 | 210458597
COMFORTMAKER | CVH837GKA2*+TSTAT | EA*4X37L21A* | *96VTN0801716A* | 32200 | 47500 | 17 | 11 | 8.1 | 1.96 | 65 | 52 | 210458596
KEEPRITE | CVH837GKA2*+TSTAT | EA*4X37L21A* | *96VTN0801716A* | 32200 | 47500 | 17 | 11 | 8.1 | 1.96 | 65 | 52 | 210458598
KENMORE | (C,H,T)VH837GKA2*+TSTAT | EA*4X37L21A* | *96VTN0801716A* | 32200 | 47500 | 17 | 11 | 8.1 | 1.96 | 65 | 52 | 210458599
TEMPSTAR | TVH837GKA2*+TSTAT | EA*4X37L21A* | *96VTN0801716A* | 32200 | 47500 | 17 | 11 | 8.1 | 1.96 | 65 | 52 | 210458600
CARRIER | 25VNA837A*031*+TSTAT | CAP**3717AL* | 59SP6A060V14**12 | 31600 | 48500 | 16 | 10.5 | 8.1 | 1.9 | 65 | 51 | 210458162
HEIL | HVH837GKA2*+TSTAT | EA*4X37L17A* | *96VSN0601714A* | 31600 | 48000 | 16.5 | 11 | 8.1 | 1.92 | 65 | 51 | 210458153
BRYANT HEATING AND COOLING SYSTEMS | 288BNV037*0**B*+TSTAT | CAP**3717AL* | 926SA42060V17*** | 31600 | 48000 | 16.5 | 11 | 8.1 | 1.92 | 65 | 51 | 210458152
DAY & NIGHT | CVH837GKA2*+TSTAT | EA*4X37L17A* | *96VSN0601714A* | 31600 | 48000 | 16.5 | 11 | 8.1 | 1.92 | 65 | 51 | 210458158
ARCOAIRE | HVH837GKA2*+TSTAT | EA*4X37L17A* | *96VSN0601714A* | 31600 | 48000 | 16.5 | 11 | 8.1 | 1.92 | 65 | 51 | 210458156
AIRQUEST | HVH837GKA2*+TSTAT | EA*4X37L17A* | *96VSN0601714A* | 31600 | 48000 | 16.5 | 11 | 8.1 | 1.92 | 65 | 51 | 210458155
CARRIER | 25VNA837A*031*+TSTAT | CAP**3717AL* | 59SP6A060V17**14 | 31600 | 48000 | 16.5 | 11 | 8.1 | 1.92 | 65 | 51 | 210458151
KENMORE | (C,H,T)VH837GKA2*+TSTAT | EA*4X37L17A* | *80VSL0451412A* | 31800 | 48000 | 16.5 | 11 | 8.1 | 1.92 | 65 | 51 | 210458138
TEMPSTAR | TVH837GKA2*+TSTAT | EA*4X37L17A* | *80VSL0451412A* | 31800 | 48000 | 16.5 | 11 | 8.1 | 1.92 | 65 | 51 | 210458139
DAY & NIGHT | CVH837GKA2*+TSTAT | EA*4X37L17A* | *80VSL0451412A* | 31800 | 48000 | 16.5 | 11 | 8.1 | 1.92 | 65 | 51 | 210458136
KEEPRITE | CVH837GKA2*+TSTAT | EA*4X37L17A* | *80VSL0451412A* | 31800 | 48000 | 16.5 | 11 | 8.1 | 1.92 | 65 | 51 | 210458137
COMFORTMAKER | CVH837GKA2*+TSTAT | EA*4X37L17A* | *80VSL0451412A* | 31800 | 48000 | 16.5 | 11 | 8.1 | 1.92 | 65 | 51 | 210458135
ARCOAIRE | HVH837GKA2*+TSTAT | EA*4X37L17A* | *80VSL0451412A* | 31800 | 48000 | 16.5 | 11 | 8.1 | 1.92 | 65 | 51 | 210458134
CARRIER | 25VNA837A*031*+TSTAT | CAP**3717AL* | 58SP*A045V14**12 | 31800 | 48000 | 16.5 | 11 | 8.1 | 1.92 | 65 | 51 | 210458129
AIRQUEST | HVH837GKA2*+TSTAT | EA*4X37L17A* | *80VSL0451412A* | 31800 | 48000 | 16.5 | 11 | 8.1 | 1.92 | 65 | 51 | 210458133
HEIL | HVH837GKA2*+TSTAT | EA*4X37L17A* | *80VSL0451412A* | 31800 | 48000 | 16.5 | 11 | 8.1 | 1.92 | 65 | 51 | 210458131
BRYANT HEATING AND COOLING SYSTEMS | 288BNV037*0**B*+TSTAT | CAP**3717AL* | 82*SA36045V14*** | 31800 | 48000 | 16.5 | 11 | 8.1 | 1.92 | 65 | 51 | 210458130
TEMPSTAR | TVH837GKA2*+TSTAT | EA*4X36L21A* | *96VTN1002120A* | 31000 | 47500 | 17 | 11 | 8.1 | 1.86 | 64 | 50 | 210458073
KENMORE | (C,H,T)VH837GKA2*+TSTAT | EA*4X36L21A* | *96VTN1002120A* | 31000 | 47500 | 17 | 11 | 8.1 | 1.86 | 64 | 50 | 210458072
DAY & NIGHT | CVH837GKA2*+TSTAT | EA*4X36L21A* | *96VTN1002120A* | 31000 | 47500 | 17 | 11 | 8.1 | 1.86 | 64 | 50 | 210458070
HEIL | HVH837GKA2*+TSTAT | EA*4X36L21A* | *96VTN1002120A* | 31000 | 47500 | 17 | 11 | 8.1 | 1.86 | 64 | 50 | 210458065
ARCOAIRE | HVH837GKA2*+TSTAT | EA*4X36L21A* | *96VTN1002120A* | 31000 | 47500 | 17 | 11 | 8.1 | 1.86 | 64 | 50 | 210458068
KEEPRITE | CVH837GKA2*+TSTAT | EA*4X36L21A* | *96VTN1002120A* | 31000 | 47500 | 17 | 11 | 8.1 | 1.86 | 64 | 50 | 210458071
ARCOAIRE | HVH837GKA2*+TSTAT | EA*4X36L21A* | *96VTN0802120A* | 31000 | 48000 | 17 | 11 | 8.1 | 1.86 | 64 | 50 | 210458057
AIRQUEST | HVH837GKA2*+TSTAT | EA*4X36L21A* | *96VTN1002120A* | 31000 | 47500 | 17 | 11 | 8.1 | 1.86 | 64 | 50 | 210458067
COMFORTMAKER | CVH837GKA2*+TSTAT | EA*4X36L21A* | *96VTN1002120A* | 31000 | 47500 | 17 | 11 | 8.1 | 1.86 | 64 | 50 | 210458069
DAY & NIGHT | CVH837GKA2*+TSTAT | EA*4X36L21A* | *96VTN0802120A* | 31000 | 48000 | 17 | 11 | 8.1 | 1.86 | 64 | 50 | 210458059
KENMORE | (C,H,T)VH837GKA2*+TSTAT | EA*4X36L21A* | *96VTN0802120A* | 31000 | 48000 | 17 | 11 | 8.1 | 1.86 | 64 | 50 | 210458061
BRYANT HEATING AND COOLING SYSTEMS | 288BNV037*0**B*+TSTAT | CAP**3621AL* | 926TB60100V21*** | 31000 | 47500 | 17 | 11 | 8.1 | 1.86 | 64 | 50 | 210458064
COMFORTMAKER | CVH837GKA2*+TSTAT | EA*4X36L21A* | *96VTN0802120A* | 31000 | 48000 | 17 | 11 | 8.1 | 1.86 | 64 | 50 | 210458058
KEEPRITE | CVH837GKA2*+TSTAT | EA*4X36L21A* | *96VTN0802120A* | 31000 | 48000 | 17 | 11 | 8.1 | 1.86 | 64 | 50 | 210458060
AIRQUEST | HVH837GKA2*+TSTAT | EA*4X36L21A* | *96VTN0802120A* | 31000 | 48000 | 17 | 11 | 8.1 | 1.86 | 64 | 50 | 210458056
HEIL | HVH837GKA2*+TSTAT | EA*4X36L21A* | *96VTN0802120A* | 31000 | 48000 | 17 | 11 | 8.1 | 1.86 | 64 | 50 | 210458054
BRYANT HEATING AND COOLING SYSTEMS | 288BNV037*0**B*+TSTAT | CAP**3621AL* | 926TB60080V21*** | 31000 | 48000 | 17 | 11 | 8.1 | 1.86 | 64 | 50 | 210458053
CARRIER | 25VNA837A*031*+TSTAT | CAP**3621AL* | 59TP6B080V21**20 | 31000 | 48000 | 17 | 11 | 8.1 | 1.86 | 64 | 50 | 210458052
DAY & NIGHT | CVH837GKA2*+TSTAT | EA*4X43L21A* | *96VSN0601714A* | 32000 | 47500 | 17 | 11 | 8.1 | 1.96 | 65 | 52 | 210459696
COMFORTMAKER | CVH837GKA2*+TSTAT | EA*4X43L21A* | *96VSN0601714A* | 32000 | 47500 | 17 | 11 | 8.1 | 1.96 | 65 | 52 | 210459695
AIRQUEST | HVH837GKA2*+TSTAT | EA*4X43L21A* | *96VSN0601714A* | 32000 | 47500 | 17 | 11 | 8.1 | 1.96 | 65 | 52 | 210459693
CARRIER | 25VNA837A*031*+TSTAT | CAP**3721AL* | 59TP6B060V17**14 | 32400 | 48500 | 17 | 10.5 | 8.5 | 1.96 | 65 | 52 | 210458744
KENMORE | (C,H,T)VH837GKA2*+TSTAT | EA*4X43L21A* | *96VSN0601714A* | 32000 | 47500 | 17 | 11 | 8.1 | 1.96 | 65 | 52 | 210459698
KEEPRITE | CVH837GKA2*+TSTAT | EA*4X43L21A* | *96VSN0601714A* | 32000 | 47500 | 17 | 11 | 8.1 | 1.96 | 65 | 52 | 210459697
KEEPRITE | CVH837GKA2*+TSTAT | EA*4X37L21A* | *96VTN0601714A* | 32400 | 48500 | 17 | 10.5 | 8.5 | 1.96 | 65 | 52 | 210458753
KENMORE | (C,H,T)VH837GKA2*+TSTAT | EA*4X37L21A* | *96VTN0601714A* | 32400 | 48500 | 17 | 10.5 | 8.5 | 1.96 | 65 | 52 | 210458754
TEMPSTAR | TVH837GKA2*+TSTAT | EA*4X37L21A* | *96VTN0601714A* | 32400 | 48500 | 17 | 10.5 | 8.5 | 1.96 | 65 | 52 | 210458755
DAY & NIGHT | CVH837GKA2*+TSTAT | EA*4X37L21A* | *96VTN0601714A* | 32400 | 48500 | 17 | 10.5 | 8.5 | 1.96 | 65 | 52 | 210458752
ARCOAIRE | HVH837GKA2*+TSTAT | EA*4X37L21A* | *96VTN0601714A* | 32400 | 48500 | 17 | 10.5 | 8.5 | 1.96 | 65 | 52 | 210458750
COMFORTMAKER | CVH837GKA2*+TSTAT | EA*4X37L21A* | *96VTN0601714A* | 32400 | 48500 | 17 | 10.5 | 8.5 | 1.96 | 65 | 52 | 210458751
HEIL | HVH837GKA2*+TSTAT | EA*4X37L21A* | *96VTN0601714A* | 32400 | 48500 | 17 | 10.5 | 8.5 | 1.96 | 65 | 52 | 210458747
TEMPSTAR | TVH837GKA2*+TSTAT | EA*4X43L21A* | *96VSN0601714A* | 32000 | 47500 | 17 | 11 | 8.1 | 1.96 | 65 | 52 | 210459699
CARRIER | 25VNA837A*031*+TSTAT | CAP**3721AL* | GG96VTAA42060B | 32400 | 48500 | 17 | 10.5 | 8.5 | 1.96 | 65 | 52 | 210458745
DAY & NIGHT | CVH837GKA2*+TSTAT | EA*4X37L17A* | *80VSL0701716A* | 31800 | 48000 | 17 | 11 | 8.1 | 1.92 | 65 | 51 | 210458224
KENMORE | (C,H,T)VH837GKA2*+TSTAT | EA*4X37L17A* | *80VSL0701716A* | 31800 | 48000 | 17 | 11 | 8.1 | 1.92 | 65 | 51 | 210458226
KEEPRITE | CVH837GKA2*+TSTAT | EA*4X37L17A* | *80VSL0701716A* | 31800 | 48000 | 17 | 11 | 8.1 | 1.92 | 65 | 51 | 210458225
COMFORTMAKER | CVH837GKA2*+TSTAT | EA*4X37L17A* | *80VSL0701716A* | 31800 | 48000 | 17 | 11 | 8.1 | 1.92 | 65 | 51 | 210458223
ARCOAIRE | HVH837GKA2*+TSTAT | EA*4X37L17A* | *80VSL0701716A* | 31800 | 48000 | 17 | 11 | 8.1 | 1.92 | 65 | 51 | 210458222
AIRQUEST | HVH837GKA2*+TSTAT | EA*4X37L17A* | *80VSL0701716A* | 31800 | 48000 | 17 | 11 | 8.1 | 1.92 | 65 | 51 | 210458221
TEMPSTAR | TVH837GKA2*+TSTAT | EA*4X37L17A* | *80VSL0451716A* | 31800 | 48000 | 16.5 | 11 | 8.1 | 1.92 | 65 | 51 | 210458216
CARRIER | 25VNA837A*031*+TSTAT | CAP**3717AL* | 58SP*A070V17**16 | 31800 | 48000 | 17 | 11 | 8.1 | 1.92 | 65 | 51 | 210458217
COMFORTMAKER | CVH837GKA2*+TSTAT | EA*4X37L17A* | *80VSL0451716A* | 31800 | 48000 | 16.5 | 11 | 8.1 | 1.92 | 65 | 51 | 210458212
HEIL | HVH837GKA2*+TSTAT | EA*4X37L17A* | *80VSL0701716A* | 31800 | 48000 | 17 | 11 | 8.1 | 1.92 | 65 | 51 | 210458219
KENMORE | (C,H,T)VH837GKA2*+TSTAT | EA*4X37L17A* | *80VSL0451716A* | 31800 | 48000 | 16.5 | 11 | 8.1 | 1.92 | 65 | 51 | 210458215
BRYANT HEATING AND COOLING SYSTEMS | 288BNV037*0**B*+TSTAT | CAP**3717AL* | 82*SA48070V17*** | 31800 | 48000 | 17 | 11 | 8.1 | 1.92 | 65 | 51 | 210458218
ARCOAIRE | HVH837GKA2*+TSTAT | EA*4X37L17A* | *80VSL0451716A* | 31800 | 48000 | 16.5 | 11 | 8.1 | 1.92 | 65 | 51 | 210458211
KEEPRITE | CVH837GKA2*+TSTAT | EA*4X37L17A* | *80VSL0451716A* | 31800 | 48000 | 16.5 | 11 | 8.1 | 1.92 | 65 | 51 | 210458214
AIRQUEST | HVH837GKA2*+TSTAT | EA*4X37L17A* | *80VSL0451716A* | 31800 | 48000 | 16.5 | 11 | 8.1 | 1.92 | 65 | 51 | 210458210
DAY & NIGHT | CVH837GKA2*+TSTAT | EA*4X37L17A* | *80VSL0451716A* | 31800 | 48000 | 16.5 | 11 | 8.1 | 1.92 | 65 | 51 | 210458213
HEIL | HVH837GKA2*+TSTAT | EA*4X37L17A* | *80VSL0451716A* | 31800 | 48000 | 16.5 | 11 | 8.1 | 1.92 | 65 | 51 | 210458208
CARRIER | 25VNA837A*031*+TSTAT | CAP**3717AL* | 58SP*A045V17**16 | 31800 | 48000 | 16.5 | 11 | 8.1 | 1.92 | 65 | 51 | 210458206
BRYANT HEATING AND COOLING SYSTEMS | 288BNV037*0**B*+TSTAT | CAP**3717AL* | 82*SA48045V17*** | 31800 | 48000 | 16.5 | 11 | 8.1 | 1.92 | 65 | 51 | 210458207
KENMORE | (C,H,T)VH837GKA2*+TSTAT | EA*4X37L17A* | *96VSN0801716A* | 31800 | 48000 | 17 | 11 | 8.1 | 1.92 | 65 | 51 | 210458182
COMFORTMAKER | CVH837GKA2*+TSTAT | EA*4X37L17A* | *96VSN0801716A* | 31800 | 48000 | 17 | 11 | 8.1 | 1.92 | 65 | 51 | 210458179
KEEPRITE | CVH837GKA2*+TSTAT | EA*4X37L17A* | *96VSN0801716A* | 31800 | 48000 | 17 | 11 | 8.1 | 1.92 | 65 | 51 | 210458181
DAY & NIGHT | CVH837GKA2*+TSTAT | EA*4X37L17A* | *96VSN0801716A* | 31800 | 48000 | 17 | 11 | 8.1 | 1.92 | 65 | 51 | 210458180
ARCOAIRE | HVH837GKA2*+TSTAT | EA*4X37L17A* | *96VSN0801716A* | 31800 | 48000 | 17 | 11 | 8.1 | 1.92 | 65 | 51 | 210458178
TEMPSTAR | TVH837GKA2*+TSTAT | EA*4X37L17A* | *96VSN0801716A* | 31800 | 48000 | 17 | 11 | 8.1 | 1.92 | 65 | 51 | 210458183
KEEPRITE | CVH837GKA2*+TSTAT | EA*4X37L17A* | *96VSN0601412A* | 31600 | 48500 | 16 | 10.5 | 8.1 | 1.9 | 65 | 51 | 210458170
AIRQUEST | HVH837GKA2*+TSTAT | EA*4X37L17A* | *96VSN0801716A* | 31800 | 48000 | 17 | 11 | 8.1 | 1.92 | 65 | 51 | 210458177
BRYANT HEATING AND COOLING SYSTEMS | 288BNV037*0**B*+TSTAT | CAP**3717AL* | 926SA48080V17*** | 31800 | 48000 | 17 | 11 | 8.1 | 1.92 | 65 | 51 | 210458174
HEIL | HVH837GKA2*+TSTAT | EA*4X37L17A* | *96VSN0801716A* | 31800 | 48000 | 17 | 11 | 8.1 | 1.92 | 65 | 51 | 210458175
ARCOAIRE | HVH837GKA2*+TSTAT | EA*4X37L17A* | *96VSN0601412A* | 31600 | 48500 | 16 | 10.5 | 8.1 | 1.9 | 65 | 51 | 210458167
HEIL | HVH837GKA2*+TSTAT | EA*4X37L17A* | *96VSN0601412A* | 31600 | 48500 | 16 | 10.5 | 8.1 | 1.9 | 65 | 51 | 210458164
DAY & NIGHT | CVH837GKA2*+TSTAT | EA*4X37L17A* | *96VSN0601412A* | 31600 | 48500 | 16 | 10.5 | 8.1 | 1.9 | 65 | 51 | 210458169
TEMPSTAR | TVH837GKA2*+TSTAT | EA*4X37L17A* | *96VSN0601412A* | 31600 | 48500 | 16 | 10.5 | 8.1 | 1.9 | 65 | 51 | 210458172
CARRIER | 25VNA837A*031*+TSTAT | CAP**3717AL* | 59SP6A080V17**16 | 31800 | 48000 | 17 | 11 | 8.1 | 1.92 | 65 | 51 | 210458173
KENMORE | (C,H,T)VH837GKA2*+TSTAT | EA*4X37L17A* | *96VSN0601412A* | 31600 | 48500 | 16 | 10.5 | 8.1 | 1.9 | 65 | 51 | 210458171
BRYANT HEATING AND COOLING SYSTEMS | 288BNV037*0**B*+TSTAT | CAP**3717AL* | 926SA36060V14*** | 31600 | 48500 | 16 | 10.5 | 8.1 | 1.9 | 65 | 51 | 210458163
KEEPRITE | CVH837GKA2*+TSTAT | EA*4X37L17A* | *96VSN0601714A* | 31600 | 48000 | 16.5 | 11 | 8.1 | 1.92 | 65 | 51 | 210458159
KENMORE | (C,H,T)VH837GKA2*+TSTAT | EA*4X37L17A* | *96VSN0601714A* | 31600 | 48000 | 16.5 | 11 | 8.1 | 1.92 | 65 | 51 | 210458160
AIRQUEST | HVH837GKA2*+TSTAT | EA*4X37L17A* | *96VSN0601412A* | 31600 | 48500 | 16 | 10.5 | 8.1 | 1.9 | 65 | 51 | 210458166
COMFORTMAKER | CVH837GKA2*+TSTAT | EA*4X37L17A* | *96VSN0601714A* | 31600 | 48000 | 16.5 | 11 | 8.1 | 1.92 | 65 | 51 | 210458157
CARRIER | 38MURAQ36AB3* | CNPV*4221AL* | 59TP6B080V17**16 | 35000 | 38500 | 15.5 | 10 | 8.5 | 1.86 | 76 | 91 | 210450202
CARRIER | 38MURAQ36AB3* | CNPV*4821AL* | 59TP6B080V17**16 | 35800 | 38500 | 16 | 10 | 8.5 | 2 | 76 | 91 | 210450203
CARRIER | 38MURAQ36AB3* | CNPV*4217AL* | 59TP6B080V17**16 | 35400 | 38500 | 15.5 | 10 | 8.5 | 1.94 | 76 | 91 | 210450200
CARRIER | 38MURAQ36AB3* | CAP**4821AL* | 59TP6B080V17**16 | 35600 | 38500 | 16 | 10 | 9 | 2.04 | 75 | 90 | 210450196
CARRIER | 38MURAQ36AB3* | CNPV*4821AL* | GG96VTAA48080B | 35800 | 38500 | 16 | 10 | 8.5 | 2 | 76 | 91 | 210450262
BRYANT HEATING AND COOLING SYSTEMS | 38MURAQ36AB3* | CNPV*4221AL* | 926TB48080V17*** | 35000 | 38500 | 15.5 | 10 | 8.5 | 1.86 | 76 | 91 | 210450261
CARRIER | 38MURAQ36AB3* | CNPV*4221AL* | GG96VTAA48080B | 35000 | 38500 | 15.5 | 10 | 8.5 | 1.86 | 76 | 91 | 210450260
BRYANT HEATING AND COOLING SYSTEMS | 38MURAQ36AB3* | CNPV*4217AL* | 926TB48080V17*** | 35400 | 38500 | 15.5 | 10 | 8.5 | 1.94 | 76 | 91 | 210450258
CARRIER | 38MURAQ36AB3* | CNPV*4217AL* | GG96VTAA48080B | 35400 | 38500 | 15.5 | 10 | 8.5 | 1.94 | 76 | 91 | 210450257
BRYANT HEATING AND COOLING SYSTEMS | 38MURAQ36AB3* | CAP**4821AL* | 926TB48080V17*** | 35600 | 38500 | 16 | 10 | 9 | 2.04 | 75 | 90 | 210450251
CARRIER | 38MURAQ36AB3* | CAP**4821AL* | GG96VTAA48080B | 35600 | 38500 | 16 | 10 | 9 | 2.04 | 75 | 90 | 210450250
TEMPSTAR | TVH837GKA2*+TSTAT | EHD4X42AAL | *96VTN1002120A* | 31800 | 48000 | 16.5 | 11 | 8.1 | 1.94 | 64 | 51 | 210467389
HEIL | HVH837GKA2*+TSTAT | EHD4X42AAL | *96VTN1002120A* | 31800 | 48000 | 16.5 | 11 | 8.1 | 1.94 | 64 | 51 | 210467381
AIRQUEST | HVH837GKA2*+TSTAT | EA*4X61L21A* | *96VTN1002120A* | 32600 | 46500 | 17.5 | 11.7 | 8.1 | 1.96 | 66 | 52 | 210461617
COMFORTMAKER | CVH837GKA2*+TSTAT | EA*4X61L21A* | *96VTN1002120A* | 32600 | 46500 | 17.5 | 11.7 | 8.1 | 1.96 | 66 | 52 | 210461619
HEIL | HVH837GKA2*+TSTAT | EA*4X61L21A* | *96VTN1002120A* | 32600 | 46500 | 17.5 | 11.7 | 8.1 | 1.96 | 66 | 52 | 210461615
CARRIER | 25VNA837A*031*+TSTAT | CAP**6121AL* | 59TP6B100V21**20 | 32600 | 46500 | 17.5 | 11.7 | 8.1 | 1.96 | 66 | 52 | 210461613
BRYANT HEATING AND COOLING SYSTEMS | 288BNV037*0**B*+TSTAT | CAP**6121AL* | 926TB60100V21*** | 32600 | 46500 | 17.5 | 11.7 | 8.1 | 1.96 | 66 | 52 | 210461614
KENMORE | (C,H,T)VH837GKA2*+TSTAT | EA*4X61L21A* | *96VTN0601714A* | 32400 | 46500 | 17 | 11 | 8.1 | 1.94 | 66 | 52 | 210461600
COMFORTMAKER | CVH837GKA2*+TSTAT | EA*4X61L21A* | *96VTN0601714A* | 32400 | 46500 | 17 | 11 | 8.1 | 1.94 | 66 | 52 | 210461597
DAY & NIGHT | CVH837GKA2*+TSTAT | EA*4X61L21A* | *96VTN0601714A* | 32400 | 46500 | 17 | 11 | 8.1 | 1.94 | 66 | 52 | 210461598
ARCOAIRE | HVH837GKA2*+TSTAT | EA*4X61L21A* | *96VTN0601714A* | 32400 | 46500 | 17 | 11 | 8.1 | 1.94 | 66 | 52 | 210461596
AIRQUEST | HVH837GKA2*+TSTAT | EA*4X61L21A* | *96VTN0601714A* | 32400 | 46500 | 17 | 11 | 8.1 | 1.94 | 66 | 52 | 210461595
CARRIER | 25VNA837A*031*+TSTAT | CAP**6121AL* | 59TP6B060V17**14 | 32400 | 46500 | 17 | 11 | 8.1 | 1.94 | 66 | 52 | 210461590
HEIL | HVH837GKA2*+TSTAT | EA*4X61L21A* | *96VTN0601714A* | 32400 | 46500 | 17 | 11 | 8.1 | 1.94 | 66 | 52 | 210461593
BRYANT HEATING AND COOLING SYSTEMS | 288BNV037*0**B*+TSTAT | CAP**6121AL* | 926TB42060V17*** | 32400 | 46500 | 17 | 11 | 8.1 | 1.94 | 66 | 52 | 210461592
CARRIER | 25VNA837A*031*+TSTAT | CAP**6121AL* | GG96VTAA42060B | 32400 | 46500 | 17 | 11 | 8.1 | 1.94 | 66 | 52 | 210461591
BRYANT HEATING AND COOLING SYSTEMS | 288BNV037*0**B*+TSTAT | CSPH*4212AL* | 82*TA36070V14*** | 32000 | 48000 | 16.5 | 11 | 8.1 | 1.94 | 65 | 51 | 210467129
COMFORTMAKER | CVH837GKA2*+TSTAT | EHD4X60AAL | *96VTN1002122A* | 32600 | 47000 | 17 | 11.7 | 8.1 | 1.98 | 65 | 51 | 210468210
DAY & NIGHT | CVH837GKA2*+TSTAT | EHD4X60AAL | *96VTN1002122A* | 32600 | 47000 | 17 | 11.7 | 8.1 | 1.98 | 65 | 51 | 210468211
TEMPSTAR | TVH837GKA2*+TSTAT | EHD4X60AAL | *96VTN1002122A* | 32600 | 47000 | 17 | 11.7 | 8.1 | 1.98 | 65 | 51 | 210468214
KENMORE | (C,H,T)VH837GKA2*+TSTAT | EHD4X60AAL | *96VTN1002122A* | 32600 | 47000 | 17 | 11.7 | 8.1 | 1.98 | 65 | 51 | 210468213
KEEPRITE | CVH837GKA2*+TSTAT | EHD4X60AAL | *96VTN1002122A* | 32600 | 47000 | 17 | 11.7 | 8.1 | 1.98 | 65 | 51 | 210468212
ARCOAIRE | HVH837GKA2*+TSTAT | EHD4X60AAL | *96VTN1002122A* | 32600 | 47000 | 17 | 11.7 | 8.1 | 1.98 | 65 | 51 | 210468209
DAY & NIGHT | CVH837GKA2*+TSTAT | EHD4X60AAL | *96VSN0801716A* | 32400 | 47000 | 16.5 | 11 | 8.1 | 1.96 | 66 | 52 | 210468199
COMFORTMAKER | CVH837GKA2*+TSTAT | EHD4X60AAL | *96VSN0801716A* | 32400 | 47000 | 16.5 | 11 | 8.1 | 1.96 | 66 | 52 | 210468198
BRYANT HEATING AND COOLING SYSTEMS | 288BNV037*0**B*+TSTAT | CSPH*6012AL* | 926TB66100V21*** | 32600 | 47000 | 17 | 11.7 | 8.1 | 1.98 | 65 | 51 | 210468205
CARRIER | 25VNA837A*031*+TSTAT | CSPH*6012AL* | 59TP6B100V21**22 | 32600 | 47000 | 17 | 11.7 | 8.1 | 1.98 | 65 | 17 | 210468203
TEMPSTAR | TVH837GKA2*+TSTAT | EHD4X60AAL | *96VSN0801716A* | 32400 | 47000 | 16.5 | 11 | 8.1 | 1.96 | 66 | 52 | 210468202
CARRIER | 25VNA837A*031*+TSTAT | CSPH*6012AL* | GG96VTAA60100C | 32600 | 47000 | 17 | 11.7 | 8.1 | 1.98 | 65 | 51 | 210468204
KEEPRITE | CVH837GKA2*+TSTAT | EHD4X60AAL | *96VSN0801716A* | 32400 | 47000 | 16.5 | 11 | 8.1 | 1.96 | 66 | 52 | 210468200
KENMORE | (C,H,T)VH837GKA2*+TSTAT | EHD4X60AAL | *96VSN0801716A* | 32400 | 47000 | 16.5 | 11 | 8.1 | 1.96 | 66 | 52 | 210468201
ARCOAIRE | HVH837GKA2*+TSTAT | EHD4X60AAL | *96VSN0801716A* | 32400 | 47000 | 16.5 | 11 | 8.1 | 1.96 | 66 | 52 | 210468197
CARRIER | 25VNA837A*031*+TSTAT | CAP**6024AL* | 59SP6A100V21**20 | 32200 | 46000 | 17.5 | 11.7 | 8.1 | 1.96 | 66 | 53 | 210460955
BRYANT HEATING AND COOLING SYSTEMS | 288BNV037*0**B*+TSTAT | CAP**6024AL* | 926SA60100V21*** | 32200 | 46000 | 17.5 | 11.7 | 8.1 | 1.96 | 66 | 52 | 210460956
AIRQUEST | HVH837GKA2*+TSTAT | EA*4X60L24A* | *96VSN1002120A* | 32200 | 46000 | 17.5 | 11.7 | 8.1 | 1.96 | 66 | 52 | 210460959
HEIL | HVH837GKA2*+TSTAT | EA*4X60L24A* | *96VSN1002120A* | 32200 | 46000 | 17.5 | 11.7 | 8.1 | 1.96 | 66 | 52 | 210460957
KENMORE | (C,H,T)VH837GKA2*+TSTAT | EA*4X60L24A* | *96VSN1002120A* | 32200 | 46000 | 17.5 | 11.7 | 8.1 | 1.96 | 66 | 52 | 210460964
COMFORTMAKER | CVH837GKA2*+TSTAT | EA*4X60L24A* | *96VSN1002120A* | 32200 | 46000 | 17.5 | 11.7 | 8.1 | 1.96 | 66 | 52 | 210460961
ARCOAIRE | HVH837GKA2*+TSTAT | EA*4X60L24A* | *96VSN1002120A* | 32200 | 46000 | 17.5 | 11.7 | 8.1 | 1.96 | 66 | 52 | 210460960
DAY & NIGHT | CVH837GKA2*+TSTAT | EA*4X60L24A* | *96VSN1002120A* | 32200 | 46000 | 17.5 | 11.7 | 8.1 | 1.96 | 66 | 52 | 210460962
KEEPRITE | CVH837GKA2*+TSTAT | EA*4X60L24A* | *96VSN1002120A* | 32200 | 46000 | 17.5 | 11.7 | 8.1 | 1.96 | 66 | 52 | 210460963
TEMPSTAR | TVH837GKA2*+TSTAT | EA*4X60L24A* | *96VSN1002120A* | 32200 | 46000 | 17.5 | 11.7 | 8.1 | 1.96 | 66 | 52 | 210460965
BRYANT HEATING AND COOLING SYSTEMS | 288BNV037*0**B*+TSTAT | CAP**6024AL* | 926SA66120V24*** | 32600 | 46500 | 17.5 | 11.7 | 8.1 | 1.96 | 65 | 52 | 210460967
HEIL | HVH837GKA2*+TSTAT | EA*4X60L24A* | *96VSN1202422A* | 32600 | 46500 | 17.5 | 11.7 | 8.1 | 1.96 | 65 | 52 | 210460968
ARCOAIRE | HVH837GKA2*+TSTAT | EA*4X60L24A* | *96VSN1202422A* | 32600 | 46500 | 17.5 | 11.7 | 8.1 | 1.96 | 65 | 52 | 210460971
AIRQUEST | HVH837GKA2*+TSTAT | EA*4X60L24A* | *96VSN1202422A* | 32600 | 46500 | 17.5 | 11.7 | 8.1 | 1.96 | 65 | 52 | 210460970
COMFORTMAKER | CVH837GKA2*+TSTAT | EA*4X60L24A* | *96VSN1202422A* | 32600 | 46500 | 17.5 | 11.7 | 8.1 | 1.96 | 65 | 52 | 210460972
COMFORTMAKER | CVH837GKA2*+TSTAT | EHD4X36AAL | *96VTN1202422A* | 31600 | 48000 | 16.5 | 11 | 8.1 | 1.92 | 64 | 50 | 210466567
HEIL | HVH837GKA2*+TSTAT | EHD4X36AAL | *96VTN1202422A* | 31600 | 48000 | 16.5 | 11 | 8.1 | 1.92 | 64 | 50 | 210466563
DAY & NIGHT | CVH837GKA2*+TSTAT | EHD4X36AAL | *96VTN1202422A* | 31600 | 48000 | 16.5 | 11 | 8.1 | 1.92 | 64 | 50 | 210466568
TEMPSTAR | TVH837GKA2*+TSTAT | EHD4X36AAL | *96VTN1202422A* | 31600 | 48000 | 16.5 | 11 | 8.1 | 1.92 | 64 | 50 | 210466571
KENMORE | (C,H,T)VH837GKA2*+TSTAT | EHD4X36AAL | *96VTN1202422A* | 31600 | 48000 | 16.5 | 11 | 8.1 | 1.92 | 64 | 50 | 210466570
CARRIER | 25VNA837A*031*+TSTAT | CSPH*3612AL* | 58TP*A070V17**16 | 31800 | 48000 | 16.5 | 11 | 8.1 | 1.92 | 64 | 50 | 210466572
BRYANT HEATING AND COOLING SYSTEMS | 288BNV037*0**B*+TSTAT | CSPH*3612AL* | 82*TA48070V17*** | 31800 | 48000 | 16.5 | 11 | 8.1 | 1.92 | 64 | 50 | 210466573
ARCOAIRE | HVH837GKA2*+TSTAT | EHD4X36AAL | *80VTL0701716A* | 31800 | 48000 | 16.5 | 11 | 8.1 | 1.92 | 64 | 50 | 210466577
HEIL | HVH837GKA2*+TSTAT | EHD4X36AAL | *80VTL0701716A* | 31800 | 48000 | 16.5 | 11 | 8.1 | 1.92 | 64 | 50 | 210466574
KEEPRITE | CVH837GKA2*+TSTAT | EHD4X36AAL | *96VTN1202422A* | 31600 | 48000 | 16.5 | 11 | 8.1 | 1.92 | 64 | 50 | 210466569
KEEPRITE | CVH837GKA2*+TSTAT | EHD4X36AAL | *80VTL0701716A* | 31800 | 48000 | 16.5 | 11 | 8.1 | 1.92 | 64 | 50 | 210466580
KENMORE | (C,H,T)VH837GKA2*+TSTAT | EHD4X36AAL | *80VTL0701716A* | 31800 | 48000 | 16.5 | 11 | 8.1 | 1.92 | 64 | 50 | 210466581
DAY & NIGHT | CVH837GKA2*+TSTAT | EHD4X36AAL | *80VTL0701716A* | 31800 | 48000 | 16.5 | 11 | 8.1 | 1.92 | 64 | 50 | 210466579
AIRQUEST | HVH837GKA2*+TSTAT | EHD4X36AAL | *80VTL0701716A* | 31800 | 48000 | 16.5 | 11 | 8.1 | 1.92 | 64 | 50 | 210466576
CARRIER | 25VNA837A*031*+TSTAT | CSPH*4212AL* | 58TP*A070V14**12 | 32000 | 48000 | 16.5 | 11 | 8.1 | 1.94 | 65 | 51 | 210467128
CARRIER | 25VNA837A*031*+TSTAT | CAP**4321AL* | 59SP6A080V17**16 | 32200 | 47500 | 17 | 11 | 8.1 | 1.96 | 65 | 52 | 210459722
KEEPRITE | CVH837GKA2*+TSTAT | EHD4X60AAL | *80VTL0451412A* | 32400 | 47000 | 16.5 | 11 | 8.1 | 1.96 | 66 | 52 | 210468333
KENMORE | (C,H,T)VH837GKA2*+TSTAT | EHD4X60AAL | *80VTL0451412A* | 32400 | 47000 | 16.5 | 11 | 8.1 | 1.96 | 66 | 52 | 210468334
CARRIER | 25VNA837A*031*+TSTAT | CSPH*6012AL* | 58TP*A070V14**12 | 32600 | 47000 | 16.5 | 11 | 8.1 | 1.96 | 66 | 52 | 210468336
TEMPSTAR | TVH837GKA2*+TSTAT | EHD4X60AAL | *80VTL0451412A* | 32400 | 47000 | 16.5 | 11 | 8.1 | 1.96 | 66 | 52 | 210468335
AIRQUEST | HVH837GKA2*+TSTAT | EHD4X60AAL | *80VTL0451412A* | 32400 | 47000 | 16.5 | 11 | 8.1 | 1.96 | 66 | 52 | 210468329
COMFORTMAKER | CVH837GKA2*+TSTAT | EHD4X60AAL | *80VTL0451412A* | 32400 | 47000 | 16.5 | 11 | 8.1 | 1.96 | 66 | 52 | 210468331
HEIL | HVH837GKA2*+TSTAT | EHD4X60AAL | *80VTL0451412A* | 32400 | 47000 | 16.5 | 11 | 8.1 | 1.96 | 66 | 52 | 210468327
BRYANT HEATING AND COOLING SYSTEMS | 288BNV037*0**B*+TSTAT | CSPH*6012AL* | 82*TA36045V14*** | 32400 | 47000 | 16.5 | 11 | 8.1 | 1.96 | 66 | 52 | 210468326
TEMPSTAR | TVH837GKA2*+TSTAT | EHD4X60AAL | *80VSL1102422A* | 32400 | 46500 | 17 | 11.7 | 8.1 | 1.98 | 65 | 52 | 210468324
CARRIER | 25VNA837A*031*+TSTAT | CSPH*6012AL* | 58TP*A045V14**12 | 32400 | 47000 | 16.5 | 11 | 8.1 | 1.96 | 66 | 52 | 210468325
DAY & NIGHT | CVH837GKA2*+TSTAT | EHD4X60AAL | *80VSL1102422A* | 32400 | 46500 | 17 | 11.7 | 8.1 | 1.98 | 65 | 52 | 210468321
KEEPRITE | CVH837GKA2*+TSTAT | EHD4X60AAL | *80VSL1102422A* | 32400 | 46500 | 17 | 11.7 | 8.1 | 1.98 | 65 | 52 | 210468322
KENMORE | (C,H,T)VH837GKA2*+TSTAT | EHD4X60AAL | *80VSL1102422A* | 32400 | 46500 | 17 | 11.7 | 8.1 | 1.98 | 65 | 52 | 210468323
COMFORTMAKER | CVH837GKA2*+TSTAT | EHD4X60AAL | *80VSL1102422A* | 32400 | 46500 | 17 | 11.7 | 8.1 | 1.98 | 65 | 52 | 210468320
ARCOAIRE | HVH837GKA2*+TSTAT | EHD4X60AAL | *80VSL1102422A* | 32400 | 46500 | 17 | 11.7 | 8.1 | 1.98 | 65 | 52 | 210468319
HEIL | HVH837GKA2*+TSTAT | EHD4X60AAL | *80VSL1102422A* | 32400 | 46500 | 17 | 11.7 | 8.1 | 1.98 | 65 | 52 | 210468316
BRYANT HEATING AND COOLING SYSTEMS | 288BNV037*0**B*+TSTAT | CSPH*6012AL* | 82*SA66110V24*** | 32400 | 46500 | 17 | 11.7 | 8.1 | 1.98 | 65 | 52 | 210468315
ARCOAIRE | HVH837GKA2*+TSTAT | EHD4X60AAL | *80VSL0702120A* | 32200 | 46500 | 16.5 | 11.5 | 8.1 | 1.96 | 65 | 52 | 210468286
COMFORTMAKER | CVH837GKA2*+TSTAT | EHD4X60AAL | *80VSL0702120A* | 32200 | 46500 | 16.5 | 11.5 | 8.1 | 1.96 | 65 | 52 | 210468287
AIRQUEST | HVH837GKA2*+TSTAT | EHD4X60AAL | *80VSL0702120A* | 32200 | 46500 | 16.5 | 11.5 | 8.1 | 1.96 | 65 | 52 | 210468285
DAY & NIGHT | CVH837GKA2*+TSTAT | EHD4X60AAL | *80VSL0702120A* | 32200 | 46500 | 16.5 | 11.5 | 8.1 | 1.96 | 65 | 52 | 210468288
KENMORE | (C,H,T)VH837GKA2*+TSTAT | EHD4X60AAL | *80VSL0702120A* | 32200 | 46500 | 16.5 | 11.5 | 8.1 | 1.96 | 65 | 52 | 210468290
KEEPRITE | CVH837GKA2*+TSTAT | EHD4X60AAL | *80VSL0702120A* | 32200 | 46500 | 16.5 | 11.5 | 8.1 | 1.96 | 65 | 52 | 210468289
TEMPSTAR | TVH837GKA2*+TSTAT | EHD4X60AAL | *80VSL0702120A* | 32200 | 46500 | 16.5 | 11.5 | 8.1 | 1.96 | 65 | 52 | 210468291
DAY & NIGHT | CVH837GKA2*+TSTAT | EHD4X60AAL | *80VSL0701716A* | 32400 | 47000 | 17 | 11 | 8.1 | 1.96 | 65 | 52 | 210468277
HEIL | HVH837GKA2*+TSTAT | EHD4X60AAL | *80VSL0702120A* | 32200 | 46500 | 16.5 | 11.5 | 8.1 | 1.96 | 65 | 52 | 210468283
KEEPRITE | CVH837GKA2*+TSTAT | EHD4X60AAL | *80VSL0701716A* | 32400 | 47000 | 17 | 11 | 8.1 | 1.96 | 65 | 52 | 210468278
BRYANT HEATING AND COOLING SYSTEMS | 288BNV037*0**B*+TSTAT | CSPH*6012AL* | 82*SA60070V21*** | 32200 | 46500 | 16.5 | 11.5 | 8.1 | 1.96 | 65 | 52 | 210468282
CARRIER | 25VNA837A*031*+TSTAT | CSPH*6012AL* | 58SP*A070V21**20 | 32200 | 46500 | 16.5 | 11.5 | 8.1 | 1.96 | 65 | 52 | 210468281
KENMORE | (C,H,T)VH837GKA2*+TSTAT | EHD4X60AAL | *80VSL0701716A* | 32400 | 47000 | 17 | 11 | 8.1 | 1.96 | 65 | 52 | 210468279
HEIL | HVH837GKA2*+TSTAT | EHD4X60AAL | *80VSL0701716A* | 32400 | 47000 | 17 | 11 | 8.1 | 1.96 | 65 | 52 | 210468272
TEMPSTAR | TVH837GKA2*+TSTAT | EHD4X60AAL | *80VSL0701716A* | 32400 | 47000 | 17 | 11 | 8.1 | 1.96 | 65 | 52 | 210468280
AIRQUEST | HVH837GKA2*+TSTAT | EHD4X60AAL | *80VSL0451716A* | 32400 | 47000 | 16.5 | 11 | 8.1 | 1.96 | 66 | 52 | 210468263
ARCOAIRE | HVH837GKA2*+TSTAT | EHD4X60AAL | *80VSL0701716A* | 32400 | 47000 | 17 | 11 | 8.1 | 1.96 | 65 | 52 | 210468275
COMFORTMAKER | CVH837GKA2*+TSTAT | EHD4X60AAL | *80VSL0701716A* | 32400 | 47000 | 17 | 11 | 8.1 | 1.96 | 65 | 52 | 210468276
AIRQUEST | HVH837GKA2*+TSTAT | EHD4X60AAL | *80VSL0701716A* | 32400 | 47000 | 17 | 11 | 8.1 | 1.96 | 65 | 52 | 210468274
DAY & NIGHT | CVH837GKA2*+TSTAT | EHD4X60AAL | *80VSL0451716A* | 32400 | 47000 | 16.5 | 11 | 8.1 | 1.96 | 66 | 52 | 210468266
BRYANT HEATING AND COOLING SYSTEMS | 288BNV037*0**B*+TSTAT | CSPH*6012AL* | 82*SA48070V17*** | 32400 | 47000 | 17 | 11 | 8.1 | 1.96 | 65 | 52 | 210468271
CARRIER | 25VNA837A*031*+TSTAT | CSPH*6012AL* | 58SP*A070V17**16 | 32400 | 47000 | 17 | 11 | 8.1 | 1.96 | 65 | 52 | 210468270
ARCOAIRE | HVH837GKA2* | EA*4X36L21A*+WALLCON | *80CSU0401712A* | 31600 | 33200 | 17.5 | 11 | 8.1 | 1.86 | 94 | 73 | 210470081
DAY & NIGHT | CVH837GKA2* | EA*4X36L21A*+WALLCON | *80CSU0401712A* | 31600 | 33200 | 17.5 | 11 | 8.1 | 1.86 | 94 | 73 | 210470083
BRYANT HEATING AND COOLING SYSTEMS | 288BNV037*0**B* | CAP**3621AL*+UI | 83*CA36040C17*** | 31600 | 33200 | 17.5 | 11 | 8.1 | 1.86 | 94 | 73 | 210470077
KEEPRITE | CVH837GKA2* | EA*4X36L21A*+WALLCON | *95CSU1002122A* | 31600 | 33000 | 17.5 | 11 | 8.1 | 1.86 | 94 | 73 | 210470073
HEIL | HVH837GKA2* | EA*4X36L21A*+WALLCON | *80CSU0401712A* | 31600 | 33200 | 17.5 | 11 | 8.1 | 1.86 | 94 | 73 | 210470078
CARRIER | 25VNA837A*031* | CAP**3621AL*+UI | 58CU*A040C17**12 | 31600 | 33200 | 17.5 | 11 | 8.1 | 1.86 | 94 | 73 | 210470076
KENMORE | (C,H,T)VH837GKA2* | EA*4X36L21A*+WALLCON | *95CSU1002122A* | 31600 | 33000 | 17.5 | 11 | 8.1 | 1.86 | 94 | 73 | 210470074
TEMPSTAR | TVH837GKA2* | EA*4X36L21A*+WALLCON | *95CSU1002122A* | 31600 | 33000 | 17.5 | 11 | 8.1 | 1.86 | 94 | 73 | 210470075
BRYANT HEATING AND COOLING SYSTEMS | 288BNV037*0**B* | CAP**3621AL*+UI | 935CA66100C21*** | 31600 | 33000 | 17.5 | 11 | 8.1 | 1.86 | 94 | 73 | 210470066
COMFORTMAKER | CVH837GKA2* | EA*4X36L21A*+WALLCON | *95CSU1002122A* | 31600 | 33000 | 17.5 | 11 | 8.1 | 1.86 | 94 | 73 | 210470071
ARCOAIRE | HVH837GKA2* | EA*4X36L21A*+WALLCON | *95CSU1002122A* | 31600 | 33000 | 17.5 | 11 | 8.1 | 1.86 | 94 | 73 | 210470070
DAY & NIGHT | CVH837GKA2* | EA*4X36L21A*+WALLCON | *95CSU1002122A* | 31600 | 33000 | 17.5 | 11 | 8.1 | 1.86 | 94 | 73 | 210470072
AIRQUEST | HVH837GKA2* | EA*4X36L21A*+WALLCON | *95CSU1002122A* | 31600 | 33000 | 17.5 | 11 | 8.1 | 1.86 | 94 | 73 | 210470069
TEMPSTAR | TVH837GKA2* | EA*4X36L21A*+WALLCON | *95CSU0802120A* | 31600 | 33200 | 17 | 11 | 8.1 | 1.86 | 93 | 73 | 210470064
CARRIER | 25VNA837A*031* | CAP**3621AL*+UI | 59CU5A100C21**22 | 31600 | 33000 | 17.5 | 11 | 8.1 | 1.86 | 94 | 73 | 210470065
KEEPRITE | CVH837GKA2* | EA*4X36L21A*+WALLCON | *95CSU0802120A* | 31600 | 33200 | 17 | 11 | 8.1 | 1.86 | 93 | 73 | 210470062
KENMORE | (C,H,T)VH837GKA2* | EA*4X36L21A*+WALLCON | *95CSU0802120A* | 31600 | 33200 | 17 | 11 | 8.1 | 1.86 | 93 | 73 | 210470063
ARCOAIRE | HVH837GKA2* | EA*4X36L21A*+WALLCON | *95CSU0802120A* | 31600 | 33200 | 17 | 11 | 8.1 | 1.86 | 93 | 73 | 210470059
COMFORTMAKER | CVH837GKA2* | EA*4X36L21A*+WALLCON | *95CSU0802120A* | 31600 | 33200 | 17 | 11 | 8.1 | 1.86 | 93 | 73 | 210470060
ARCOAIRE | HVH837GKA2* | EA*4X36L17A*+WALLCON | *80CSU0601716A* | 31400 | 33400 | 17 | 11 | 8.1 | 1.84 | 94 | 73 | 210470045
DAY & NIGHT | CVH837GKA2* | EA*4X36L21A*+WALLCON | *95CSU0802120A* | 31600 | 33200 | 17 | 11 | 8.1 | 1.86 | 93 | 73 | 210470061
BRYANT HEATING AND COOLING SYSTEMS | 288BNV037*0**B* | CAP**3621AL*+UI | 935CA60080C21*** | 31600 | 33200 | 17 | 11 | 8.1 | 1.86 | 93 | 73 | 210470055
HEIL | HVH837GKA2* | EA*4X36L21A*+WALLCON | *95CSU0802120A* | 31600 | 33200 | 17 | 11 | 8.1 | 1.86 | 93 | 73 | 210470056
AIRQUEST | HVH837GKA2* | EA*4X36L21A*+WALLCON | *95CSU0802120A* | 31600 | 33200 | 17 | 11 | 8.1 | 1.86 | 93 | 73 | 210470058
CARRIER | 25VNA837A*031* | CAP**3621AL*+UI | 59CU5A080C21**20 | 31600 | 33200 | 17 | 11 | 8.1 | 1.86 | 93 | 73 | 210470054
TEMPSTAR | TVH837GKA2* | EA*4X36L17A*+WALLCON | *80CSU0601716A* | 31400 | 33400 | 17 | 11 | 8.1 | 1.84 | 94 | 73 | 210470050
COMFORTMAKER | CVH837GKA2* | EA*4X36L17A*+WALLCON | *80CSU0601716A* | 31400 | 33400 | 17 | 11 | 8.1 | 1.84 | 94 | 73 | 210470046
KEEPRITE | CVH837GKA2* | EA*4X36L17A*+WALLCON | *80CSU0601716A* | 31400 | 33400 | 17 | 11 | 8.1 | 1.84 | 94 | 73 | 210470048
AIRQUEST | HVH837GKA2* | EA*4X36L17A*+WALLCON | *80CSU0601716A* | 31400 | 33400 | 17 | 11 | 8.1 | 1.84 | 94 | 73 | 210470044
HEIL | HVH837GKA2* | EA*4X36L17A*+WALLCON | *80CSU0601716A* | 31400 | 33400 | 17 | 11 | 8.1 | 1.84 | 94 | 73 | 210470042
BRYANT HEATING AND COOLING SYSTEMS | 288BNV037*0**B* | CAP**3617AL*+UI | 83*CA48060C17*** | 31400 | 33400 | 17 | 11 | 8.1 | 1.84 | 94 | 73 | 210470041
CARRIER | 25VNA837A*031* | CAP**3617AL*+UI | 58CU*A060C17**16 | 31400 | 33400 | 17 | 11 | 8.1 | 1.84 | 94 | 73 | 210470040
AIRQUEST | HVH848GKA2* | EN(A,D)4X48L24**+WALLCON | *95CSU0802120A* | 45000 | 47000 | 17 | 10 | 8.5 | 1.98 | 77 | 61 | 210469952
CARRIER | 25VNA848A*031* | CNPV*6024AL*+UI | 59CU5A100C21**22 | 45500 | 46000 | 17.5 | 10.5 | 8.5 | 2.02 | 78 | 62 | 210469997
TEMPSTAR | TVH837GKA2*+TSTAT | EN(A,D)4X48L24** | *96VTN1202422A* | 31800 | 47500 | 17.5 | 11.7 | 8.1 | 1.94 | 65 | 51 | 210464712
KEEPRITE | CVH837GKA2*+TSTAT | EN(A,D)4X48L24** | *80VTL0902120A* | 31600 | 47500 | 17.5 | 11.7 | 8.1 | 1.94 | 64 | 51 | 210464696
KENMORE | (C,H,T)VH837GKA2*+TSTAT | EN(A,D)4X48L24** | *96VTN1202422A* | 31800 | 47500 | 17.5 | 11.7 | 8.1 | 1.94 | 65 | 51 | 210464711
KEEPRITE | CVH837GKA2*+TSTAT | EN(A,D)4X48L24** | *96VTN1202422A* | 31800 | 47500 | 17.5 | 11.7 | 8.1 | 1.94 | 65 | 51 | 210464710
DAY & NIGHT | CVH837GKA2*+TSTAT | EN(A,D)4X48L24** | *96VTN1202422A* | 31800 | 47500 | 17.5 | 11.7 | 8.1 | 1.94 | 65 | 51 | 210464709
COMFORTMAKER | CVH837GKA2*+TSTAT | EN(A,D)4X48L24** | *96VTN1202422A* | 31800 | 47500 | 17.5 | 11.7 | 8.1 | 1.94 | 65 | 51 | 210464708
ARCOAIRE | HVH837GKA2*+TSTAT | EN(A,D)4X48L24** | *96VTN1202422A* | 31800 | 47500 | 17.5 | 11.7 | 8.1 | 1.94 | 65 | 51 | 210464707
AIRQUEST | HVH837GKA2*+TSTAT | EN(A,D)4X48L24** | *96VTN1202422A* | 31800 | 47500 | 17.5 | 11.7 | 8.1 | 1.94 | 65 | 51 | 210464706
KENMORE | (C,H,T)VH837GKA2*+TSTAT | EN(A,D)4X48L24** | *80VTL0902120A* | 31600 | 47500 | 17.5 | 11.7 | 8.1 | 1.94 | 64 | 51 | 210464697
HEIL | HVH837GKA2*+TSTAT | EN(A,D)4X48L24** | *96VTN1202422A* | 31800 | 47500 | 17.5 | 11.7 | 8.1 | 1.94 | 65 | 51 | 210464704
BRYANT HEATING AND COOLING SYSTEMS | 288BNV037*0**B*+TSTAT | CNPV*4824AL* | 926TB66120V24*** | 31800 | 47500 | 17.5 | 11.7 | 8.1 | 1.94 | 65 | 51 | 210464703
CARRIER | 25VNA837A*031*+TSTAT | CNPV*4824AL* | GG96VTAA66120D | 31800 | 47500 | 17.5 | 11.7 | 8.1 | 1.94 | 65 | 51 | 210464702
CARRIER | 25VNA837A*031*+TSTAT | CNPV*4824AL* | 59TP6B120V24**22 | 31800 | 47500 | 17.5 | 11.7 | 8.1 | 1.94 | 65 | 51 | 210464701
TEMPSTAR | TVH837GKA2*+TSTAT | EN(A,D)4X48L24** | *80VTL0902120A* | 31600 | 47500 | 17.5 | 11.7 | 8.1 | 1.94 | 64 | 51 | 210464698
BRYANT HEATING AND COOLING SYSTEMS | 288BNV037*0**B*+TSTAT | CNPV*4824AL* | 82*TA66135V24*** | 31600 | 47500 | 17.5 | 11.7 | 8.1 | 1.94 | 64 | 51 | 210464700
CARRIER | 25VNA837A*031*+TSTAT | CNPV*4824AL* | 58TP*A135V24**22 | 31600 | 47500 | 17.5 | 11.7 | 8.1 | 1.94 | 64 | 51 | 210464699
DAY & NIGHT | CVH837GKA2*+TSTAT | EN(A,D)4X48L24** | *80VSL0902120A* | 31600 | 47500 | 17.5 | 11.7 | 8.1 | 1.94 | 64 | 51 | 210464662
COMFORTMAKER | CVH837GKA2*+TSTAT | EN(A,D)4X48L24** | *80VSL0902120A* | 31600 | 47500 | 17.5 | 11.7 | 8.1 | 1.94 | 64 | 51 | 210464661
ARCOAIRE | HVH837GKA2*+TSTAT | EN(A,D)4X48L24** | *80VSL0902120A* | 31600 | 47500 | 17.5 | 11.7 | 8.1 | 1.94 | 64 | 51 | 210464660
AIRQUEST | HVH837GKA2*+TSTAT | EN(A,D)4X48L24** | *80VSL0902120A* | 31600 | 47500 | 17.5 | 11.7 | 8.1 | 1.94 | 64 | 51 | 210464659
HEIL | HVH837GKA2*+TSTAT | EN(A,D)4X48L24** | *80VSL0902120A* | 31600 | 47500 | 17.5 | 11.7 | 8.1 | 1.94 | 64 | 51 | 210464657
DAY & NIGHT | CVH837GKA2*+TSTAT | EN(A,D)4X48L24** | *80VTL0902120A* | 31600 | 47500 | 17.5 | 11.7 | 8.1 | 1.94 | 64 | 51 | 210464695
KENMORE | (C,H,T)VH837GKA2*+TSTAT | EHD4X60AAL | *80VSL0451716A* | 32400 | 47000 | 16.5 | 11 | 8.1 | 1.96 | 66 | 52 | 210468268
BRYANT HEATING AND COOLING SYSTEMS | 288BNV037*0**B*+TSTAT | CSPH*6012AL* | 82*SA48045V17*** | 32400 | 47000 | 16.5 | 11 | 8.1 | 1.96 | 66 | 52 | 210468260
HEIL | HVH837GKA2*+TSTAT | EHD4X60AAL | *80VSL0451716A* | 32400 | 47000 | 16.5 | 11 | 8.1 | 1.96 | 66 | 52 | 210468261
KEEPRITE | CVH837GKA2*+TSTAT | EHD4X60AAL | *80VSL0451716A* | 32400 | 47000 | 16.5 | 11 | 8.1 | 1.96 | 66 | 52 | 210468267
COMFORTMAKER | CVH837GKA2*+TSTAT | EHD4X60AAL | *80VSL0451716A* | 32400 | 47000 | 16.5 | 11 | 8.1 | 1.96 | 66 | 52 | 210468265
ARCOAIRE | HVH837GKA2*+TSTAT | EHD4X60AAL | *80VSL0451716A* | 32400 | 47000 | 16.5 | 11 | 8.1 | 1.96 | 66 | 52 | 210468264
CARRIER | 25VNA837A*031*+TSTAT | CAP**4824AL* | 59TP6B080V21**20 | 32000 | 47000 | 17.5 | 11 | 8.1 | 1.96 | 66 | 52 | 210460856
CARRIER | 25VNA837A*031*+TSTAT | CSPH*6012AL* | 58SP*A045V17**16 | 32400 | 47000 | 16.5 | 11 | 8.1 | 1.96 | 66 | 52 | 210468259
HEIL | HVH837GKA2*+TSTAT | EA*4X43L21A* | *96VSN0801716A* | 32200 | 47500 | 17 | 11 | 8.1 | 1.96 | 65 | 52 | 210459724
BRYANT HEATING AND COOLING SYSTEMS | 288BNV037*0**B*+TSTAT | CAP**4321AL* | 926SA48080V17*** | 32200 | 47500 | 17 | 11 | 8.1 | 1.96 | 65 | 52 | 210459723
TEMPSTAR | TVH837GKA2*+TSTAT | EHD4X48AAL | *80VSL0451412A* | 32000 | 48000 | 16 | 11 | 8.1 | 1.94 | 65 | 51 | 210467499
KENMORE | (C,H,T)VH837GKA2*+TSTAT | EHD4X48AAL | *80VSL0451412A* | 32000 | 48000 | 16 | 11 | 8.1 | 1.94 | 65 | 51 | 210467498
ARCOAIRE | HVH837GKA2*+TSTAT | EHD4X48AAL | *80VSL0451412A* | 32000 | 48000 | 16 | 11 | 8.1 | 1.94 | 65 | 51 | 210467494
HEIL | HVH837GKA2*+TSTAT | EHD4X48AAL | *80VSL0451412A* | 32000 | 48000 | 16 | 11 | 8.1 | 1.94 | 65 | 51 | 210467491
DAY & NIGHT | CVH837GKA2*+TSTAT | EHD4X48AAL | *80VSL0451412A* | 32000 | 48000 | 16 | 11 | 8.1 | 1.94 | 65 | 51 | 210467496
COMFORTMAKER | CVH837GKA2*+TSTAT | EHD4X48AAL | *80VSL0451412A* | 32000 | 48000 | 16 | 11 | 8.1 | 1.94 | 65 | 51 | 210467495
AIRQUEST | HVH837GKA2*+TSTAT | EHD4X48AAL | *80VSL0451412A* | 32000 | 48000 | 16 | 11 | 8.1 | 1.94 | 65 | 51 | 210467493
BRYANT HEATING AND COOLING SYSTEMS | 288BNV037*0**B*+TSTAT | CSPH*4812AL* | 82*SA36045V14*** | 32000 | 48000 | 16 | 11 | 8.1 | 1.94 | 65 | 51 | 210467490
CARRIER | 25VNA837A*031*+TSTAT | CSPH*4812AL* | 58SP*A045V14**12 | 32000 | 48000 | 16 | 11 | 8.1 | 1.94 | 65 | 51 | 210467489
COMFORTMAKER | CVH837GKA2*+TSTAT | EA*4X61L24A* | *96VTN1002122A* | 32800 | 46500 | 18 | 11.7 | 8.1 | 1.98 | 65 | 52 | 210461763
TEMPSTAR | TVH837GKA2*+TSTAT | EA*4X61L24A* | *96VTN1002122A* | 32800 | 46500 | 18 | 11.7 | 8.1 | 1.98 | 65 | 52 | 210461767
KEEPRITE | CVH837GKA2*+TSTAT | EA*4X61L24A* | *96VTN1002122A* | 32800 | 46500 | 18 | 11.7 | 8.1 | 1.98 | 65 | 52 | 210461765
KENMORE | (C,H,T)VH837GKA2*+TSTAT | EA*4X61L24A* | *96VTN1002122A* | 32800 | 46500 | 18 | 11.7 | 8.1 | 1.98 | 65 | 52 | 210461766
DAY & NIGHT | CVH837GKA2*+TSTAT | EA*4X61L24A* | *96VTN1002122A* | 32800 | 46500 | 18 | 11.7 | 8.1 | 1.98 | 65 | 52 | 210461764
TEMPSTAR | TVH837GKA2*+TSTAT | EA*4X61L24A* | *96VSN1202422A* | 32800 | 46500 | 18 | 11.7 | 8.1 | 1.98 | 66 | 52 | 210461755
ARCOAIRE | HVH837GKA2*+TSTAT | EA*4X61L24A* | *96VTN1002122A* | 32800 | 46500 | 18 | 11.7 | 8.1 | 1.98 | 65 | 52 | 210461762
HEIL | HVH837GKA2*+TSTAT | EA*4X61L24A* | *96VTN1002122A* | 32800 | 46500 | 18 | 11.7 | 8.1 | 1.98 | 65 | 52 | 210461759
AIRQUEST | HVH837GKA2*+TSTAT | EA*4X61L24A* | *96VTN1002122A* | 32800 | 46500 | 18 | 11.7 | 8.1 | 1.98 | 65 | 52 | 210461761
BRYANT HEATING AND COOLING SYSTEMS | 288BNV037*0**B*+TSTAT | CAP**6124AL* | 926TB66100V21*** | 32800 | 46500 | 18 | 11.7 | 8.1 | 1.98 | 65 | 52 | 210461758
CARRIER | 25VNA837A*031*+TSTAT | CAP**6124AL* | 59TP6B100V21**22 | 32800 | 46500 | 18 | 11.7 | 8.1 | 1.98 | 65 | 17 | 210461756
KENMORE | (C,H,T)VH837GKA2*+TSTAT | EA*4X61L24A* | *96VSN1202422A* | 32800 | 46500 | 18 | 11.7 | 8.1 | 1.98 | 66 | 52 | 210461754
COMFORTMAKER | CVH837GKA2*+TSTAT | EA*4X61L24A* | *96VSN1202422A* | 32800 | 46500 | 18 | 11.7 | 8.1 | 1.98 | 66 | 52 | 210461751
DAY & NIGHT | CVH837GKA2*+TSTAT | EA*4X61L24A* | *96VSN1202422A* | 32800 | 46500 | 18 | 11.7 | 8.1 | 1.98 | 66 | 52 | 210461752
ARCOAIRE | HVH837GKA2*+TSTAT | EA*4X61L24A* | *96VSN1202422A* | 32800 | 46500 | 18 | 11.7 | 8.1 | 1.98 | 66 | 52 | 210461750
HEIL | HVH837GKA2*+TSTAT | EA*4X61L24A* | *96VSN1202422A* | 32800 | 46500 | 18 | 11.7 | 8.1 | 1.98 | 66 | 52 | 210461747
AIRQUEST | HVH837GKA2*+TSTAT | EA*4X61L24A* | *96VSN1202422A* | 32800 | 46500 | 18 | 11.7 | 8.1 | 1.98 | 66 | 52 | 210461749
BRYANT HEATING AND COOLING SYSTEMS | 288BNV037*0**B*+TSTAT | CAP**6124AL* | 926SA66120V24*** | 32800 | 46500 | 18 | 11.7 | 8.1 | 1.98 | 66 | 52 | 210461746
CARRIER | 25VNA837A*031*+TSTAT | CAP**6124AL* | 59SP6A120V24**22 | 32800 | 46500 | 18 | 11.7 | 8.1 | 1.98 | 66 | 17 | 210461745
TEMPSTAR | TVH837GKA2*+TSTAT | EA*4X61L24A* | *96VSN1002120A* | 32600 | 46500 | 18 | 11.7 | 8.1 | 1.96 | 65 | 52 | 210461744
KEEPRITE | CVH837GKA2*+TSTAT | EA*4X61L24A* | *96VSN1002120A* | 32600 | 46500 | 18 | 11.7 | 8.1 | 1.96 | 65 | 52 | 210461742
KENMORE | (C,H,T)VH837GKA2*+TSTAT | EA*4X61L24A* | *96VSN1002120A* | 32600 | 46500 | 18 | 11.7 | 8.1 | 1.96 | 65 | 52 | 210461743
DAY & NIGHT | CVH837GKA2*+TSTAT | EA*4X61L24A* | *96VSN1002120A* | 32600 | 46500 | 18 | 11.7 | 8.1 | 1.96 | 65 | 52 | 210461741
COMFORTMAKER | CVH837GKA2*+TSTAT | EA*4X61L24A* | *96VSN1002120A* | 32600 | 46500 | 18 | 11.7 | 8.1 | 1.96 | 65 | 52 | 210461740
ARCOAIRE | HVH837GKA2*+TSTAT | EA*4X61L24A* | *96VSN1002120A* | 32600 | 46500 | 18 | 11.7 | 8.1 | 1.96 | 65 | 52 | 210461739
AIRQUEST | HVH837GKA2*+TSTAT | EA*4X61L24A* | *96VSN1002120A* | 32600 | 46500 | 18 | 11.7 | 8.1 | 1.96 | 65 | 52 | 210461738
HEIL | HVH837GKA2*+TSTAT | EA*4X61L24A* | *96VSN1002120A* | 32600 | 46500 | 18 | 11.7 | 8.1 | 1.96 | 65 | 52 | 210461736
BRYANT HEATING AND COOLING SYSTEMS | 288BNV037*0**B*+TSTAT | CAP**6124AL* | 926SA60100V21*** | 32600 | 46500 | 18 | 11.7 | 8.1 | 1.96 | 65 | 52 | 210461735
TEMPSTAR | TVH837GKA2*+TSTAT | EA*4X61L24A* | *96VSN0802120A* | 32600 | 46500 | 17.5 | 11.7 | 8.1 | 1.96 | 65 | 52 | 210461733
KEEPRITE | CVH837GKA2*+TSTAT | EA*4X61L24A* | *96VSN0802120A* | 32600 | 46500 | 17.5 | 11.7 | 8.1 | 1.96 | 65 | 52 | 210461731
DAY & NIGHT | CVH837GKA2*+TSTAT | EA*4X61L24A* | *96VSN0802120A* | 32600 | 46500 | 17.5 | 11.7 | 8.1 | 1.96 | 65 | 52 | 210461730
COMFORTMAKER | CVH837GKA2*+TSTAT | EA*4X61L24A* | *96VSN0802120A* | 32600 | 46500 | 17.5 | 11.7 | 8.1 | 1.96 | 65 | 52 | 210461729
ARCOAIRE | HVH837GKA2*+TSTAT | EA*4X61L24A* | *96VSN0802120A* | 32600 | 46500 | 17.5 | 11.7 | 8.1 | 1.96 | 65 | 52 | 210461728
AIRQUEST | HVH837GKA2*+TSTAT | EA*4X61L24A* | *96VSN0802120A* | 32600 | 46500 | 17.5 | 11.7 | 8.1 | 1.96 | 65 | 52 | 210461727
BRYANT HEATING AND COOLING SYSTEMS | 288BNV037*0**B*+TSTAT | CAP**6124AL* | 926SA60080V21*** | 32600 | 46500 | 17.5 | 11.7 | 8.1 | 1.96 | 65 | 52 | 210461724
HEIL | HVH837GKA2*+TSTAT | EA*4X61L24A* | *96VSN0802120A* | 32600 | 46500 | 17.5 | 11.7 | 8.1 | 1.96 | 65 | 52 | 210461725
CARRIER | 25VNA837A*031*+TSTAT | CAP**6124AL* | 59SP6A080V21**20 | 32600 | 46500 | 17.5 | 11.7 | 8.1 | 1.96 | 65 | 52 | 210461723
BRYANT HEATING AND COOLING SYSTEMS | 288BNV037*0**B*+TSTAT | CSPH*4212AL* | 82*TA60090V21*** | 32200 | 48000 | 17 | 11 | 8.1 | 1.96 | 65 | 51 | 210467133
CARRIER | 25VNA837A*031*+TSTAT | CSPH*4212AL* | 58TP*A090V21**20 | 32200 | 48000 | 17 | 11 | 8.1 | 1.96 | 65 | 51 | 210467132
BRYANT HEATING AND COOLING SYSTEMS | 288BNV037*0**B*+TSTAT | CSPH*4212AL* | 82*TA48090V17*** | 31800 | 47500 | 16.5 | 11 | 8.1 | 1.94 | 65 | 51 | 210467131
CARRIER | 25VNA837A*031*+TSTAT | CSPH*4212AL* | 58TP*A090V17**16 | 31800 | 47500 | 16.5 | 11 | 8.1 | 1.94 | 65 | 51 | 210467130
HEIL | HVH837GKA2*+TSTAT | EA*4X60L24A* | *80VSL0902420A* | 32200 | 46000 | 17.5 | 11.7 | 8.1 | 1.96 | 66 | 52 | 210461035
ARCOAIRE | HVH837GKA2*+TSTAT | EA*4X60L24A* | *80VSL0902120A* | 32200 | 46000 | 17.5 | 11.7 | 8.1 | 1.94 | 66 | 52 | 210461027
DAY & NIGHT | CVH837GKA2*+TSTAT | EA*4X60L24A* | *80VSL0902120A* | 32200 | 46000 | 17.5 | 11.7 | 8.1 | 1.94 | 66 | 52 | 210461029
KEEPRITE | CVH837GKA2*+TSTAT | EA*4X60L24A* | *80VSL0902120A* | 32200 | 46000 | 17.5 | 11.7 | 8.1 | 1.94 | 66 | 52 | 210461030
BRYANT HEATING AND COOLING SYSTEMS | 288BNV037*0**B*+TSTAT | CAP**6024AL* | 82*SA60090V24*** | 32200 | 46000 | 17.5 | 11.7 | 8.1 | 1.96 | 66 | 52 | 210461034
KENMORE | (C,H,T)VH837GKA2*+TSTAT | EA*4X60L24A* | *80VSL0902120A* | 32200 | 46000 | 17.5 | 11.7 | 8.1 | 1.94 | 66 | 52 | 210461031
TEMPSTAR | TVH837GKA2*+TSTAT | EA*4X60L24A* | *80VSL0902120A* | 32200 | 46000 | 17.5 | 11.7 | 8.1 | 1.94 | 66 | 52 | 210461032
CARRIER | 25VNA837A*031*+TSTAT | CAP**6024AL* | 58SP*A090V24**20 | 32200 | 46000 | 17.5 | 11.7 | 8.1 | 1.96 | 66 | 53 | 210461033
COMFORTMAKER | CVH837GKA2*+TSTAT | EA*4X60L24A* | *80VSL0902120A* | 32200 | 46000 | 17.5 | 11.7 | 8.1 | 1.94 | 66 | 52 | 210461028
HEIL | HVH837GKA2*+TSTAT | EA*4X60L24A* | *80VSL0902120A* | 32200 | 46000 | 17.5 | 11.7 | 8.1 | 1.94 | 66 | 52 | 210461024
CARRIER | 25VNA837A*031*+TSTAT | CAP**6024AL* | 58SP*A090V21**20 | 32200 | 46000 | 17.5 | 11.7 | 8.1 | 1.94 | 66 | 52 | 210461022
AIRQUEST | HVH837GKA2*+TSTAT | EA*4X60L24A* | *80VSL0902120A* | 32200 | 46000 | 17.5 | 11.7 | 8.1 | 1.94 | 66 | 52 | 210461026
BRYANT HEATING AND COOLING SYSTEMS | 288BNV037*0**B*+TSTAT | CAP**6024AL* | 82*SA60090V21*** | 32200 | 46000 | 17.5 | 11.7 | 8.1 | 1.94 | 66 | 52 | 210461023
KENMORE | (C,H,T)VH837GKA2*+TSTAT | EA*4X60L24A* | *96VTN1002122A* | 32400 | 46000 | 18 | 11.7 | 8.1 | 1.96 | 66 | 53 | 210460987
TEMPSTAR | TVH837GKA2*+TSTAT | EA*4X60L24A* | *96VTN1002122A* | 32400 | 46000 | 18 | 11.7 | 8.1 | 1.96 | 66 | 53 | 210460988
DAY & NIGHT | CVH837GKA2*+TSTAT | EA*4X60L24A* | *96VTN1002122A* | 32400 | 46000 | 18 | 11.7 | 8.1 | 1.96 | 66 | 53 | 210460985
KEEPRITE | CVH837GKA2*+TSTAT | EA*4X60L24A* | *96VTN1002122A* | 32400 | 46000 | 18 | 11.7 | 8.1 | 1.96 | 66 | 53 | 210460986
AIRQUEST | HVH837GKA2*+TSTAT | EA*4X60L24A* | *96VTN1002122A* | 32400 | 46000 | 18 | 11.7 | 8.1 | 1.96 | 66 | 53 | 210460982
COMFORTMAKER | CVH837GKA2*+TSTAT | EA*4X60L24A* | *96VTN1002122A* | 32400 | 46000 | 18 | 11.7 | 8.1 | 1.96 | 66 | 53 | 210460984
HEIL | HVH837GKA2*+TSTAT | EA*4X60L24A* | *96VTN1002122A* | 32400 | 46000 | 18 | 11.7 | 8.1 | 1.96 | 66 | 53 | 210460980
BRYANT HEATING AND COOLING SYSTEMS | 288BNV037*0**B*+TSTAT | CAP**6024AL* | 926TB66100V21*** | 32400 | 46000 | 18 | 11.7 | 8.1 | 1.96 | 66 | 53 | 210460979
CARRIER | 25VNA837A*031*+TSTAT | CAP**6024AL* | GG96VTAA60100C | 32400 | 46000 | 18 | 11.7 | 8.1 | 1.96 | 66 | 53 | 210460978
CARRIER | 25VNA837A*031*+TSTAT | CAP**6024AL* | 59TP6B100V21**22 | 32400 | 46000 | 18 | 11.7 | 8.1 | 1.96 | 66 | 53 | 210460977
TEMPSTAR | TVH837GKA2*+TSTAT | EA*4X60L24A* | *96VSN1202422A* | 32600 | 46500 | 17.5 | 11.7 | 8.1 | 1.96 | 65 | 52 | 210460976
KEEPRITE | CVH837GKA2*+TSTAT | EA*4X60L24A* | *96VSN1202422A* | 32600 | 46500 | 17.5 | 11.7 | 8.1 | 1.96 | 65 | 52 | 210460974
KENMORE | (C,H,T)VH837GKA2*+TSTAT | EA*4X60L24A* | *96VSN1202422A* | 32600 | 46500 | 17.5 | 11.7 | 8.1 | 1.96 | 65 | 52 | 210460975
DAY & NIGHT | CVH837GKA2*+TSTAT | EA*4X60L24A* | *96VSN1202422A* | 32600 | 46500 | 17.5 | 11.7 | 8.1 | 1.96 | 65 | 52 | 210460973
KENMORE | (C,H,T)VH837GKA2* | EA*4X42L21A*+WALLCON | *95CSU0802120A* | 31800 | 33000 | 17.5 | 11 | 8.1 | 1.9 | 95 | 74 | 210470142
KEEPRITE | CVH837GKA2* | EA*4X42L21A*+WALLCON | *95CSU0802120A* | 31800 | 33000 | 17.5 | 11 | 8.1 | 1.9 | 95 | 74 | 210470141
DAY & NIGHT | CVH837GKA2* | EA*4X42L21A*+WALLCON | *95CSU0802120A* | 31800 | 33000 | 17.5 | 11 | 8.1 | 1.9 | 95 | 74 | 210470140
AIRQUEST | HVH837GKA2* | EA*4X42L21A*+WALLCON | *95CSU0802120A* | 31800 | 33000 | 17.5 | 11 | 8.1 | 1.9 | 95 | 74 | 210470137
COMFORTMAKER | CVH837GKA2* | EA*4X42L21A*+WALLCON | *95CSU0802120A* | 31800 | 33000 | 17.5 | 11 | 8.1 | 1.9 | 95 | 74 | 210470139
ARCOAIRE | HVH837GKA2* | EA*4X42L21A*+WALLCON | *95CSU0802120A* | 31800 | 33000 | 17.5 | 11 | 8.1 | 1.9 | 95 | 74 | 210470138
HEIL | HVH837GKA2* | EA*4X42L21A*+WALLCON | *95CSU0802120A* | 31800 | 33000 | 17.5 | 11 | 8.1 | 1.9 | 95 | 74 | 210470135
BRYANT HEATING AND COOLING SYSTEMS | 288BNV037*0**B* | CAP**4221AL*+UI | 935CA60080C21*** | 31800 | 33000 | 17.5 | 11 | 8.1 | 1.9 | 95 | 74 | 210470134
CARRIER | 25VNA837A*031* | CAP**4221AL*+UI | 59CU5A080C21**20 | 31800 | 33000 | 17.5 | 11 | 8.1 | 1.9 | 95 | 74 | 210470133
TEMPSTAR | TVH837GKA2* | EA*4X36L21A*+WALLCON | *80CSU1002120A* | 31400 | 33200 | 17 | 11 | 8.1 | 1.86 | 94 | 73 | 210470108
KENMORE | (C,H,T)VH837GKA2* | EA*4X36L21A*+WALLCON | *80CSU1002120A* | 31400 | 33200 | 17 | 11 | 8.1 | 1.86 | 94 | 73 | 210470107
ARCOAIRE | HVH837GKA2* | EA*4X36L21A*+WALLCON | *80CSU1002120A* | 31400 | 33200 | 17 | 11 | 8.1 | 1.86 | 94 | 73 | 210470103
COMFORTMAKER | CVH837GKA2* | EA*4X36L21A*+WALLCON | *80CSU1002120A* | 31400 | 33200 | 17 | 11 | 8.1 | 1.86 | 94 | 73 | 210470104
DAY & NIGHT | CVH837GKA2* | EA*4X36L21A*+WALLCON | *80CSU1002120A* | 31400 | 33200 | 17 | 11 | 8.1 | 1.86 | 94 | 73 | 210470105
AIRQUEST | HVH837GKA2* | EA*4X36L21A*+WALLCON | *80CSU1002120A* | 31400 | 33200 | 17 | 11 | 8.1 | 1.86 | 94 | 73 | 210470102
HEIL | HVH837GKA2* | EA*4X61L21A*+WALLCON | *80CTL0902120A* | 33200 | 32000 | 18 | 11.7 | 8.5 | 2 | 98 | 78 | 210470442
CARRIER | 25VNA837A*031* | CAP**3621AL*+UI | 58CU*A100C21**20 | 31400 | 33200 | 17 | 11 | 8.1 | 1.86 | 94 | 73 | 210470098
HEIL | HVH837GKA2* | EA*4X36L21A*+WALLCON | *80CSU1002120A* | 31400 | 33200 | 17 | 11 | 8.1 | 1.86 | 94 | 73 | 210470100
BRYANT HEATING AND COOLING SYSTEMS | 288BNV037*0**B* | CAP**3621AL*+UI | 83*CA60100C21*** | 31400 | 33200 | 17 | 11 | 8.1 | 1.86 | 94 | 73 | 210470099
KENMORE | (C,H,T)VH837GKA2* | EA*4X36L21A*+WALLCON | *80CSU0601716A* | 31600 | 33200 | 17.5 | 11 | 8.1 | 1.86 | 94 | 73 | 210470096
TEMPSTAR | TVH837GKA2* | EA*4X36L21A*+WALLCON | *80CSU0601716A* | 31600 | 33200 | 17.5 | 11 | 8.1 | 1.86 | 94 | 73 | 210470097
COMFORTMAKER | CVH837GKA2* | EA*4X36L21A*+WALLCON | *80CSU0601716A* | 31600 | 33200 | 17.5 | 11 | 8.1 | 1.86 | 94 | 73 | 210470093
KEEPRITE | CVH837GKA2* | EA*4X36L21A*+WALLCON | *80CSU0601716A* | 31600 | 33200 | 17.5 | 11 | 8.1 | 1.86 | 94 | 73 | 210470095
DAY & NIGHT | CVH837GKA2* | EA*4X36L21A*+WALLCON | *80CSU0601716A* | 31600 | 33200 | 17.5 | 11 | 8.1 | 1.86 | 94 | 73 | 210470094
ARCOAIRE | HVH837GKA2* | EA*4X36L21A*+WALLCON | *80CSU0601716A* | 31600 | 33200 | 17.5 | 11 | 8.1 | 1.86 | 94 | 73 | 210470092
CARRIER | 25VNA837A*031* | CAP**3621AL*+UI | 58CU*A060C17**16 | 31600 | 33200 | 17.5 | 11 | 8.1 | 1.86 | 94 | 73 | 210470087
HEIL | HVH837GKA2* | EA*4X36L21A*+WALLCON | *80CSU0601716A* | 31600 | 33200 | 17.5 | 11 | 8.1 | 1.86 | 94 | 73 | 210470089
AIRQUEST | HVH837GKA2* | EA*4X36L21A*+WALLCON | *80CSU0601716A* | 31600 | 33200 | 17.5 | 11 | 8.1 | 1.86 | 94 | 73 | 210470091
KENMORE | (C,H,T)VH837GKA2* | EA*4X36L21A*+WALLCON | *80CSU0401712A* | 31600 | 33200 | 17.5 | 11 | 8.1 | 1.86 | 94 | 73 | 210470085
TEMPSTAR | TVH837GKA2* | EA*4X36L21A*+WALLCON | *80CSU0401712A* | 31600 | 33200 | 17.5 | 11 | 8.1 | 1.86 | 94 | 73 | 210470086
COMFORTMAKER | CVH837GKA2* | EA*4X36L21A*+WALLCON | *80CSU0401712A* | 31600 | 33200 | 17.5 | 11 | 8.1 | 1.86 | 94 | 73 | 210470082
AIRQUEST | HVH837GKA2* | EA*4X36L21A*+WALLCON | *80CSU0401712A* | 31600 | 33200 | 17.5 | 11 | 8.1 | 1.86 | 94 | 73 | 210470080
KEEPRITE | CVH837GKA2*+TSTAT | EN(A,D)4X48L24** | *96VTN1002120A* | 32000 | 48000 | 17.5 | 11.7 | 8.1 | 1.94 | 65 | 51 | 210464831
TEMPSTAR | TVH837GKA2*+TSTAT | EN(A,D)4X48L24** | *96VTN0802120A* | 32000 | 48000 | 17.5 | 11.7 | 8.1 | 1.94 | 65 | 51 | 210464822
ARCOAIRE | HVH837GKA2*+TSTAT | EN(A,D)4X48L24** | *96VTN1002120A* | 32000 | 48000 | 17.5 | 11.7 | 8.1 | 1.94 | 65 | 51 | 210464828
AIRQUEST | HVH837GKA2*+TSTAT | EN(A,D)4X48L24** | *96VTN1002120A* | 32000 | 48000 | 17.5 | 11.7 | 8.1 | 1.94 | 65 | 51 | 210464827
HEIL | HVH837GKA2*+TSTAT | EN(A,D)4X48L24** | *96VTN1002120A* | 32000 | 48000 | 17.5 | 11.7 | 8.1 | 1.94 | 65 | 51 | 210464825
BRYANT HEATING AND COOLING SYSTEMS | 288BNV037*0**B*+TSTAT | CNPV*4824AL* | 926TB60100V21*** | 32000 | 48000 | 17.5 | 11.7 | 8.1 | 1.94 | 65 | 51 | 210464824
CARRIER | 25VNA837A*031*+TSTAT | CNPV*4824AL* | 59TP6B100V21**20 | 32000 | 48000 | 17.5 | 11.7 | 8.1 | 1.94 | 65 | 50 | 210464823
KENMORE | (C,H,T)VH837GKA2*+TSTAT | EN(A,D)4X48L24** | *96VTN0802120A* | 32000 | 48000 | 17.5 | 11.7 | 8.1 | 1.94 | 65 | 51 | 210464821
KEEPRITE | CVH837GKA2*+TSTAT | EN(A,D)4X48L24** | *96VTN0802120A* | 32000 | 48000 | 17.5 | 11.7 | 8.1 | 1.94 | 65 | 51 | 210464820
DAY & NIGHT | CVH837GKA2*+TSTAT | EN(A,D)4X48L24** | *96VTN0802120A* | 32000 | 48000 | 17.5 | 11.7 | 8.1 | 1.94 | 65 | 51 | 210464819
COMFORTMAKER | CVH837GKA2*+TSTAT | EN(A,D)4X48L24** | *96VTN0802120A* | 32000 | 48000 | 17.5 | 11.7 | 8.1 | 1.94 | 65 | 51 | 210464818
AIRQUEST | HVH837GKA2*+TSTAT | EN(A,D)4X48L24** | *96VTN0802120A* | 32000 | 48000 | 17.5 | 11.7 | 8.1 | 1.94 | 65 | 51 | 210464816
ARCOAIRE | HVH837GKA2*+TSTAT | EN(A,D)4X48L24** | *96VTN0802120A* | 32000 | 48000 | 17.5 | 11.7 | 8.1 | 1.94 | 65 | 51 | 210464817
HEIL | HVH837GKA2*+TSTAT | EN(A,D)4X48L24** | *96VTN0802120A* | 32000 | 48000 | 17.5 | 11.7 | 8.1 | 1.94 | 65 | 51 | 210464814
BRYANT HEATING AND COOLING SYSTEMS | 288BNV037*0**B*+TSTAT | CNPV*4824AL* | 926TB60080V21*** | 32000 | 48000 | 17.5 | 11.7 | 8.1 | 1.94 | 65 | 51 | 210464813
CARRIER | 25VNA837A*031*+TSTAT | CNPV*4824AL* | 59TP6B080V21**20 | 32000 | 48000 | 17.5 | 11.7 | 8.1 | 1.94 | 65 | 50 | 210464812
TEMPSTAR | TVH837GKA2*+TSTAT | EA*4X48L21A* | *96VSN0801716A* | 31800 | 47000 | 17 | 11 | 8.1 | 1.94 | 66 | 52 | 210460177
KENMORE | (C,H,T)VH837GKA2*+TSTAT | EA*4X48L21A* | *96VSN0801716A* | 31800 | 47000 | 17 | 11 | 8.1 | 1.94 | 66 | 52 | 210460176
KEEPRITE | CVH837GKA2*+TSTAT | EA*4X48L21A* | *96VSN0801716A* | 31800 | 47000 | 17 | 11 | 8.1 | 1.94 | 66 | 52 | 210460175
ARCOAIRE | HVH837GKA2*+TSTAT | EA*4X48L21A* | *96VSN0801716A* | 31800 | 47000 | 17 | 11 | 8.1 | 1.94 | 66 | 52 | 210460172
DAY & NIGHT | CVH837GKA2*+TSTAT | EA*4X48L21A* | *96VSN0801716A* | 31800 | 47000 | 17 | 11 | 8.1 | 1.94 | 66 | 52 | 210460174
COMFORTMAKER | CVH837GKA2*+TSTAT | EA*4X48L21A* | *96VSN0801716A* | 31800 | 47000 | 17 | 11 | 8.1 | 1.94 | 66 | 52 | 210460173
AIRQUEST | HVH837GKA2*+TSTAT | EA*4X48L21A* | *96VSN0801716A* | 31800 | 47000 | 17 | 11 | 8.1 | 1.94 | 66 | 52 | 210460171
HEIL | HVH837GKA2*+TSTAT | EA*4X48L21A* | *96VSN0801716A* | 31800 | 47000 | 17 | 11 | 8.1 | 1.94 | 66 | 52 | 210460169
BRYANT HEATING AND COOLING SYSTEMS | 288BNV037*0**B*+TSTAT | CAP**4821AL* | 926SA48080V17*** | 31800 | 47000 | 17 | 11 | 8.1 | 1.94 | 66 | 52 | 210460168
CARRIER | 25VNA837A*031*+TSTAT | CAP**4821AL* | 59SP6A080V17**16 | 31800 | 47000 | 17 | 11 | 8.1 | 1.94 | 66 | 52 | 210460167
KEEPRITE | CVH837GKA2*+TSTAT | EA*4X48L21A* | *96VSN0601714A* | 31600 | 47000 | 16.5 | 11 | 8.1 | 1.94 | 66 | 52 | 210460142
TEMPSTAR | TVH837GKA2*+TSTAT | EA*4X48L21A* | *96VSN0601714A* | 31600 | 47000 | 16.5 | 11 | 8.1 | 1.94 | 66 | 52 | 210460144
KENMORE | (C,H,T)VH837GKA2*+TSTAT | EA*4X48L21A* | *96VSN0601714A* | 31600 | 47000 | 16.5 | 11 | 8.1 | 1.94 | 66 | 52 | 210460143
COMFORTMAKER | CVH837GKA2*+TSTAT | EA*4X48L21A* | *96VSN0601714A* | 31600 | 47000 | 16.5 | 11 | 8.1 | 1.94 | 66 | 52 | 210460140
ARCOAIRE | HVH837GKA2*+TSTAT | EA*4X48L21A* | *96VSN0601714A* | 31600 | 47000 | 16.5 | 11 | 8.1 | 1.94 | 66 | 52 | 210460139
DAY & NIGHT | CVH837GKA2*+TSTAT | EA*4X48L21A* | *96VSN0601714A* | 31600 | 47000 | 16.5 | 11 | 8.1 | 1.94 | 66 | 52 | 210460141
AIRQUEST | HVH837GKA2*+TSTAT | EA*4X48L21A* | *96VSN0601714A* | 31600 | 47000 | 16.5 | 11 | 8.1 | 1.94 | 66 | 52 | 210460138
BRYANT HEATING AND COOLING SYSTEMS | 288BNV037*0**B*+TSTAT | CAP**4821AL* | 926SA42060V17*** | 31600 | 47000 | 16.5 | 11 | 8.1 | 1.94 | 66 | 52 | 210460135
HEIL | HVH837GKA2*+TSTAT | EA*4X48L21A* | *96VSN0601714A* | 31600 | 47000 | 16.5 | 11 | 8.1 | 1.94 | 66 | 52 | 210460136
CARRIER | 25VNA837A*031*+TSTAT | CAP**4821AL* | 59SP6A060V17**14 | 31600 | 47000 | 16.5 | 11 | 8.1 | 1.94 | 66 | 52 | 210460134
AIRQUEST | HVH837GKA2*+TSTAT | EHD4X42AAL | *80VTL0902120A* | 32200 | 48000 | 17 | 11 | 8.1 | 1.96 | 65 | 51 | 210467136
HEIL | HVH837GKA2*+TSTAT | EHD4X42AAL | *80VTL0902120A* | 32200 | 48000 | 17 | 11 | 8.1 | 1.96 | 65 | 51 | 210467134
KEEPRITE | CVH837GKA2*+TSTAT | EA*4X60L24A* | *80VTL0902120A* | 32200 | 46000 | 17.5 | 11.7 | 8.1 | 1.94 | 66 | 52 | 210461063
BRYANT HEATING AND COOLING SYSTEMS | 288BNV037*0**B*+TSTAT | CAP**6024AL* | 82*TA66135V24*** | 32200 | 46000 | 17.5 | 11.7 | 8.1 | 1.94 | 66 | 52 | 210461067
CARRIER | 25VNA837A*031*+TSTAT | CAP**6024AL* | 58TP*A135V24**22 | 32200 | 46000 | 17.5 | 11.7 | 8.1 | 1.94 | 66 | 52 | 210461066
ARCOAIRE | HVH837GKA2*+TSTAT | EA*4X60L24A* | *80VTL0902120A* | 32200 | 46000 | 17.5 | 11.7 | 8.1 | 1.94 | 66 | 52 | 210461060
TEMPSTAR | TVH837GKA2*+TSTAT | EA*4X60L24A* | *80VTL0902120A* | 32200 | 46000 | 17.5 | 11.7 | 8.1 | 1.94 | 66 | 52 | 210461065
KENMORE | (C,H,T)VH837GKA2*+TSTAT | EA*4X60L24A* | *80VTL0902120A* | 32200 | 46000 | 17.5 | 11.7 | 8.1 | 1.94 | 66 | 52 | 210461064
AIRQUEST | HVH837GKA2*+TSTAT | EA*4X60L24A* | *80VTL0902120A* | 32200 | 46000 | 17.5 | 11.7 | 8.1 | 1.94 | 66 | 52 | 210461059
HEIL | HVH837GKA2*+TSTAT | EA*4X60L24A* | *80VTL0902120A* | 32200 | 46000 | 17.5 | 11.7 | 8.1 | 1.94 | 66 | 52 | 210461057
DAY & NIGHT | CVH837GKA2*+TSTAT | EA*4X60L24A* | *80VTL0902120A* | 32200 | 46000 | 17.5 | 11.7 | 8.1 | 1.94 | 66 | 52 | 210461062
BRYANT HEATING AND COOLING SYSTEMS | 288BNV037*0**B*+TSTAT | CAP**6024AL* | 82*TA60090V21*** | 32200 | 46000 | 17.5 | 11.7 | 8.1 | 1.94 | 66 | 52 | 210461056
CARRIER | 25VNA837A*031*+TSTAT | CAP**6024AL* | 58TP*A090V21**20 | 32200 | 46000 | 17.5 | 11.7 | 8.1 | 1.94 | 66 | 52 | 210461055
COMFORTMAKER | CVH837GKA2*+TSTAT | EA*4X60L24A* | *80VTL0902120A* | 32200 | 46000 | 17.5 | 11.7 | 8.1 | 1.94 | 66 | 52 | 210461061
DAY & NIGHT | CVH837GKA2*+TSTAT | EA*4X60L24A* | *80VSL1102422A* | 32400 | 46000 | 17.5 | 11.7 | 8.1 | 1.96 | 66 | 52 | 210461051
ARCOAIRE | HVH837GKA2*+TSTAT | EA*4X60L24A* | *80VSL1102422A* | 32400 | 46000 | 17.5 | 11.7 | 8.1 | 1.96 | 66 | 52 | 210461049
HEIL | HVH837GKA2*+TSTAT | EA*4X60L24A* | *80VSL1102422A* | 32400 | 46000 | 17.5 | 11.7 | 8.1 | 1.96 | 66 | 52 | 210461046
AIRQUEST | HVH837GKA2*+TSTAT | EA*4X60L24A* | *80VSL1102422A* | 32400 | 46000 | 17.5 | 11.7 | 8.1 | 1.96 | 66 | 52 | 210461048
TEMPSTAR | TVH837GKA2*+TSTAT | EA*4X60L24A* | *80VSL0902420A* | 32200 | 46000 | 17.5 | 11.7 | 8.1 | 1.96 | 66 | 52 | 210461043
KEEPRITE | CVH837GKA2*+TSTAT | EA*4X60L24A* | *80VSL1102422A* | 32400 | 46000 | 17.5 | 11.7 | 8.1 | 1.96 | 66 | 52 | 210461052
COMFORTMAKER | CVH837GKA2*+TSTAT | EA*4X60L24A* | *80VSL1102422A* | 32400 | 46000 | 17.5 | 11.7 | 8.1 | 1.96 | 66 | 52 | 210461050
TEMPSTAR | TVH837GKA2*+TSTAT | EA*4X60L24A* | *80VSL1102422A* | 32400 | 46000 | 17.5 | 11.7 | 8.1 | 1.96 | 66 | 52 | 210461054
KENMORE | (C,H,T)VH837GKA2*+TSTAT | EA*4X60L24A* | *80VSL1102422A* | 32400 | 46000 | 17.5 | 11.7 | 8.1 | 1.96 | 66 | 52 | 210461053
BRYANT HEATING AND COOLING SYSTEMS | 288BNV037*0**B*+TSTAT | CAP**6024AL* | 82*SA66110V24*** | 32400 | 46000 | 17.5 | 11.7 | 8.1 | 1.96 | 66 | 52 | 210461045
COMFORTMAKER | CVH837GKA2*+TSTAT | EA*4X60L24A* | *80VSL0902420A* | 32200 | 46000 | 17.5 | 11.7 | 8.1 | 1.96 | 66 | 52 | 210461039
KENMORE | (C,H,T)VH837GKA2*+TSTAT | EA*4X60L24A* | *80VSL0902420A* | 32200 | 46000 | 17.5 | 11.7 | 8.1 | 1.96 | 66 | 52 | 210461042
AIRQUEST | HVH837GKA2*+TSTAT | EA*4X60L24A* | *80VSL0902420A* | 32200 | 46000 | 17.5 | 11.7 | 8.1 | 1.96 | 66 | 52 | 210461037
KEEPRITE | CVH837GKA2*+TSTAT | EA*4X60L24A* | *80VSL0902420A* | 32200 | 46000 | 17.5 | 11.7 | 8.1 | 1.96 | 66 | 52 | 210461041
DAY & NIGHT | CVH837GKA2*+TSTAT | EA*4X60L24A* | *80VSL0902420A* | 32200 | 46000 | 17.5 | 11.7 | 8.1 | 1.96 | 66 | 52 | 210461040
ARCOAIRE | HVH837GKA2*+TSTAT | EA*4X60L24A* | *80VSL0902420A* | 32200 | 46000 | 17.5 | 11.7 | 8.1 | 1.96 | 66 | 52 | 210461038
COMFORTMAKER | CVH837GKA2* | EA*4X42L21A*+WALLCON | *80CSU1002120A* | 31800 | 33200 | 17 | 11 | 8.1 | 1.88 | 95 | 74 | 210470163
TEMPSTAR | TVH837GKA2* | EA*4X42L21A*+WALLCON | *80CSU1002120A* | 31800 | 33200 | 17 | 11 | 8.1 | 1.88 | 95 | 74 | 210470167
KENMORE | (C,H,T)VH837GKA2* | EA*4X42L21A*+WALLCON | *80CSU1002120A* | 31800 | 33200 | 17 | 11 | 8.1 | 1.88 | 95 | 74 | 210470166
DAY & NIGHT | CVH837GKA2* | EA*4X42L21A*+WALLCON | *80CSU1002120A* | 31800 | 33200 | 17 | 11 | 8.1 | 1.88 | 95 | 74 | 210470164
KEEPRITE | CVH837GKA2* | EA*4X42L21A*+WALLCON | *80CSU1002120A* | 31800 | 33200 | 17 | 11 | 8.1 | 1.88 | 95 | 74 | 210470165
ARCOAIRE | HVH837GKA2* | EA*4X42L21A*+WALLCON | *80CSU1002120A* | 31800 | 33200 | 17 | 11 | 8.1 | 1.88 | 95 | 74 | 210470162
AIRQUEST | HVH837GKA2* | EA*4X61L21A*+WALLCON | *80CTL0902120A* | 33200 | 32000 | 18 | 11.7 | 8.5 | 2 | 98 | 78 | 210470444
HEIL | HVH837GKA2* | EA*4X42L21A*+WALLCON | *80CSU1002120A* | 31800 | 33200 | 17 | 11 | 8.1 | 1.88 | 95 | 74 | 210470159
CARRIER | 25VNA837A*031* | CAP**4221AL*+UI | 58CU*A100C21**20 | 31800 | 33200 | 17 | 11 | 8.1 | 1.88 | 95 | 74 | 210470157
BRYANT HEATING AND COOLING SYSTEMS | 288BNV037*0**B* | CAP**4221AL*+UI | 83*CA60100C21*** | 31800 | 33200 | 17 | 11 | 8.1 | 1.88 | 95 | 74 | 210470158
TEMPSTAR | TVH837GKA2* | EA*4X42L21A*+WALLCON | *80CSU0401712A* | 31800 | 33200 | 17.5 | 11 | 8.1 | 1.9 | 95 | 73 | 210470155
HEIL | HVH837GKA2* | EA*4X42L21A*+WALLCON | *80CSU0401712A* | 31800 | 33200 | 17.5 | 11 | 8.1 | 1.9 | 95 | 73 | 210470147
KENMORE | (C,H,T)VH837GKA2* | EA*4X42L21A*+WALLCON | *80CSU0401712A* | 31800 | 33200 | 17.5 | 11 | 8.1 | 1.9 | 95 | 73 | 210470154
KEEPRITE | CVH837GKA2* | EA*4X42L21A*+WALLCON | *80CSU0401712A* | 31800 | 33200 | 17.5 | 11 | 8.1 | 1.9 | 95 | 73 | 210470153
AIRQUEST | HVH837GKA2* | EA*4X42L21A*+WALLCON | *80CSU0401712A* | 31800 | 33200 | 17.5 | 11 | 8.1 | 1.9 | 95 | 73 | 210470149
ARCOAIRE | HVH837GKA2* | EA*4X42L21A*+WALLCON | *80CSU0401712A* | 31800 | 33200 | 17.5 | 11 | 8.1 | 1.9 | 95 | 73 | 210470150
BRYANT HEATING AND COOLING SYSTEMS | 288BNV037*0**B* | CAP**4221AL*+UI | 83*CA36040C17*** | 31800 | 33200 | 17.5 | 11 | 8.1 | 1.9 | 95 | 73 | 210470146
TEMPSTAR | TVH837GKA2* | EA*4X42L21A*+WALLCON | *95CSU0802120A* | 31800 | 33000 | 17.5 | 11 | 8.1 | 1.9 | 95 | 74 | 210470143
CARRIER | 25VNA837A*031* | CAP**4221AL*+UI | 58CU*A040C17**12 | 31800 | 33200 | 17.5 | 11 | 8.1 | 1.9 | 95 | 73 | 210470145
DAY & NIGHT | CVH837GKA2*+TSTAT | EN(A,D)4X48L24** | *96VTN1002120A* | 32000 | 48000 | 17.5 | 11.7 | 8.1 | 1.94 | 65 | 51 | 210464830
TEMPSTAR | TVH837GKA2*+TSTAT | EN(A,D)4X48L24** | *96VTN1002120A* | 32000 | 48000 | 17.5 | 11.7 | 8.1 | 1.94 | 65 | 51 | 210464833
KENMORE | (C,H,T)VH837GKA2*+TSTAT | EN(A,D)4X48L24** | *96VTN1002120A* | 32000 | 48000 | 17.5 | 11.7 | 8.1 | 1.94 | 65 | 51 | 210464832
COMFORTMAKER | CVH837GKA2*+TSTAT | EN(A,D)4X48L24** | *96VTN1002120A* | 32000 | 48000 | 17.5 | 11.7 | 8.1 | 1.94 | 65 | 51 | 210464829
AIRQUEST | HVH837GKA2*+TSTAT | EA*4X48L21A* | *80VSL0701716A* | 31800 | 47000 | 17 | 11 | 8.1 | 1.94 | 66 | 52 | 210460249
DAY & NIGHT | CVH837GKA2*+TSTAT | EA*4X48L21A* | *80VSL0701716A* | 31800 | 47000 | 17 | 11 | 8.1 | 1.94 | 66 | 52 | 210460252
HEIL | HVH837GKA2*+TSTAT | EA*4X48L21A* | *80VSL0701716A* | 31800 | 47000 | 17 | 11 | 8.1 | 1.94 | 66 | 52 | 210460247
BRYANT HEATING AND COOLING SYSTEMS | 288BNV037*0**B*+TSTAT | CAP**4821AL* | 82*SA48070V17*** | 31800 | 47000 | 17 | 11 | 8.1 | 1.94 | 66 | 52 | 210460246
CARRIER | 25VNA837A*031*+TSTAT | CAP**4821AL* | 58SP*A070V17**16 | 31800 | 47000 | 17 | 11 | 8.1 | 1.94 | 66 | 52 | 210460245
TEMPSTAR | TVH837GKA2*+TSTAT | EA*4X48L21A* | *80VSL0451716A* | 31800 | 47000 | 17 | 11 | 8.1 | 1.94 | 66 | 52 | 210460244
KENMORE | (C,H,T)VH837GKA2*+TSTAT | EA*4X48L21A* | *80VSL0451716A* | 31800 | 47000 | 17 | 11 | 8.1 | 1.94 | 66 | 52 | 210460243
KEEPRITE | CVH837GKA2*+TSTAT | EA*4X48L21A* | *80VSL0451716A* | 31800 | 47000 | 17 | 11 | 8.1 | 1.94 | 66 | 52 | 210460242
COMFORTMAKER | CVH837GKA2*+TSTAT | EA*4X48L21A* | *80VSL0451716A* | 31800 | 47000 | 17 | 11 | 8.1 | 1.94 | 66 | 52 | 210460240
DAY & NIGHT | CVH837GKA2*+TSTAT | EA*4X48L21A* | *80VSL0451716A* | 31800 | 47000 | 17 | 11 | 8.1 | 1.94 | 66 | 52 | 210460241
ARCOAIRE | HVH837GKA2*+TSTAT | EA*4X48L21A* | *80VSL0451716A* | 31800 | 47000 | 17 | 11 | 8.1 | 1.94 | 66 | 52 | 210460239
AIRQUEST | HVH837GKA2*+TSTAT | EA*4X48L21A* | *80VSL0451716A* | 31800 | 47000 | 17 | 11 | 8.1 | 1.94 | 66 | 52 | 210460238
HEIL | HVH837GKA2*+TSTAT | EA*4X48L21A* | *80VSL0451716A* | 31800 | 47000 | 17 | 11 | 8.1 | 1.94 | 66 | 52 | 210460236
BRYANT HEATING AND COOLING SYSTEMS | 288BNV037*0**B*+TSTAT | CAP**4821AL* | 82*SA48045V17*** | 31800 | 47000 | 17 | 11 | 8.1 | 1.94 | 66 | 52 | 210460235
CARRIER | 25VNA837A*031*+TSTAT | CAP**4821AL* | 58SP*A045V17**16 | 31800 | 47000 | 17 | 11 | 8.1 | 1.94 | 66 | 52 | 210460234
KEEPRITE | CVH837GKA2*+TSTAT | EHD4X36AAL | *96VTN0802120A* | 31800 | 48000 | 16.5 | 11 | 8.1 | 1.92 | 65 | 50 | 210466779
KENMORE | (C,H,T)VH837GKA2*+TSTAT | EHD4X36AAL | *96VTN0802120A* | 31800 | 48000 | 16.5 | 11 | 8.1 | 1.92 | 65 | 50 | 210466780
AIRQUEST | HVH837GKA2*+TSTAT | EHD4X36AAL | *96VTN0802120A* | 31800 | 48000 | 16.5 | 11 | 8.1 | 1.92 | 65 | 50 | 210466775
TEMPSTAR | TVH837GKA2*+TSTAT | EHD4X36AAL | *96VTN0802120A* | 31800 | 48000 | 16.5 | 11 | 8.1 | 1.92 | 65 | 50 | 210466781
ARCOAIRE | HVH837GKA2*+TSTAT | EHD4X36AAL | *96VTN0802120A* | 31800 | 48000 | 16.5 | 11 | 8.1 | 1.92 | 65 | 50 | 210466776
COMFORTMAKER | CVH837GKA2*+TSTAT | EHD4X36AAL | *96VTN0802120A* | 31800 | 48000 | 16.5 | 11 | 8.1 | 1.92 | 65 | 50 | 210466777
DAY & NIGHT | CVH837GKA2*+TSTAT | EHD4X36AAL | *96VTN0802120A* | 31800 | 48000 | 16.5 | 11 | 8.1 | 1.92 | 65 | 50 | 210466778
HEIL | HVH837GKA2*+TSTAT | EHD4X36AAL | *96VTN0802120A* | 31800 | 48000 | 16.5 | 11 | 8.1 | 1.92 | 65 | 50 | 210466773
ARCOAIRE | HVH837GKA2*+TSTAT | EHD4X42AAL | *80VTL0902120A* | 32200 | 48000 | 17 | 11 | 8.1 | 1.96 | 65 | 51 | 210467137
CARRIER | 25VNA837A*031*+TSTAT | CSPH*3612AL* | 59TP6B080V21**20 | 31800 | 48000 | 16.5 | 11 | 8.1 | 1.92 | 65 | 50 | 210466771
BRYANT HEATING AND COOLING SYSTEMS | 288BNV037*0**B*+TSTAT | CSPH*3612AL* | 926TB60080V21*** | 31800 | 48000 | 16.5 | 11 | 8.1 | 1.92 | 65 | 50 | 210466772
TEMPSTAR | TVH837GKA2*+TSTAT | EA*4X48L24A* | *96VTN1002120A* | 31800 | 47000 | 17.5 | 11 | 8.1 | 1.96 | 66 | 52 | 210460877
KENMORE | (C,H,T)VH837GKA2* | EA*4X60L24A*+WALLCON | *80CSU1002120A* | 32800 | 32000 | 17.5 | 11.5 | 8.1 | 1.98 | 98 | 78 | 210470262
CARRIER | 25VNA837A*031* | CAP**6024AL*+UI | 58TN*A090C21**20 | 32800 | 31800 | 17.5 | 11.7 | 8.5 | 1.98 | 97 | 78 | 210470264
KEEPRITE | CVH837GKA2* | EA*4X60L24A*+WALLCON | *80CSU1002120A* | 32800 | 32000 | 17.5 | 11.5 | 8.1 | 1.98 | 98 | 78 | 210470261
DAY & NIGHT | CVH837GKA2* | EA*4X60L24A*+WALLCON | *80CSU1002120A* | 32800 | 32000 | 17.5 | 11.5 | 8.1 | 1.98 | 98 | 78 | 210470260
COMFORTMAKER | CVH837GKA2* | EA*4X60L24A*+WALLCON | *80CSU1002120A* | 32800 | 32000 | 17.5 | 11.5 | 8.1 | 1.98 | 98 | 78 | 210470259
ARCOAIRE | HVH837GKA2* | EA*4X60L24A*+WALLCON | *80CSU1002120A* | 32800 | 32000 | 17.5 | 11.5 | 8.1 | 1.98 | 98 | 78 | 210470258
KEEPRITE | CVH837GKA2* | EA*4X61L21A*+WALLCON | *80CTL0902120A* | 33200 | 32000 | 18 | 11.7 | 8.5 | 2 | 98 | 78 | 210470448
DAY & NIGHT | CVH837GKA2* | EA*4X61L21A*+WALLCON | *80CTL0902120A* | 33200 | 32000 | 18 | 11.7 | 8.5 | 2 | 98 | 78 | 210470447
AIRQUEST | HVH837GKA2* | EA*4X60L24A*+WALLCON | *80CSU1002120A* | 32800 | 32000 | 17.5 | 11.5 | 8.1 | 1.98 | 98 | 78 | 210470257
BRYANT HEATING AND COOLING SYSTEMS | 288BNV037*0**B* | CAP**6024AL*+UI | 83*CA60100C21*** | 32800 | 32000 | 17.5 | 11.5 | 8.1 | 1.98 | 98 | 78 | 210470254
HEIL | HVH837GKA2* | EA*4X60L24A*+WALLCON | *80CSU1002120A* | 32800 | 32000 | 17.5 | 11.5 | 8.1 | 1.98 | 98 | 78 | 210470255
TEMPSTAR | TVH837GKA2* | EA*4X60L24A*+WALLCON | *95CSU1002122A* | 32800 | 31800 | 18 | 11.5 | 8.5 | 2 | 97 | 78 | 210470252
KENMORE | (C,H,T)VH837GKA2* | EA*4X60L24A*+WALLCON | *95CSU1002122A* | 32800 | 31800 | 18 | 11.5 | 8.5 | 2 | 97 | 78 | 210470251
DAY & NIGHT | CVH837GKA2* | EA*4X60L24A*+WALLCON | *95CSU1002122A* | 32800 | 31800 | 18 | 11.5 | 8.5 | 2 | 97 | 78 | 210470249
ARCOAIRE | HVH837GKA2* | EA*4X60L24A*+WALLCON | *95CSU1002122A* | 32800 | 31800 | 18 | 11.5 | 8.5 | 2 | 97 | 78 | 210470247
COMFORTMAKER | CVH837GKA2* | EA*4X60L24A*+WALLCON | *95CSU1002122A* | 32800 | 31800 | 18 | 11.5 | 8.5 | 2 | 97 | 78 | 210470248
TEMPSTAR | TVH837GKA2* | EA*4X60L24A*+WALLCON | *95CSU0802120A* | 32800 | 31800 | 17.5 | 11.5 | 8.5 | 2 | 97 | 78 | 210470241
AIRQUEST | HVH837GKA2* | EA*4X60L24A*+WALLCON | *95CSU1002122A* | 32800 | 31800 | 18 | 11.5 | 8.5 | 2 | 97 | 78 | 210470246
BRYANT HEATING AND COOLING SYSTEMS | 288BNV037*0**B* | CAP**6024AL*+UI | 935CA66100C21*** | 32800 | 31800 | 18 | 11.5 | 8.5 | 2 | 97 | 78 | 210470243
HEIL | HVH837GKA2* | EA*4X60L24A*+WALLCON | *95CSU1002122A* | 32800 | 31800 | 18 | 11.5 | 8.5 | 2 | 97 | 78 | 210470244
KENMORE | (C,H,T)VH837GKA2* | EA*4X60L24A*+WALLCON | *95CSU0802120A* | 32800 | 31800 | 17.5 | 11.5 | 8.5 | 2 | 97 | 78 | 210470240
DAY & NIGHT | CVH837GKA2* | EA*4X60L24A*+WALLCON | *95CSU0802120A* | 32800 | 31800 | 17.5 | 11.5 | 8.5 | 2 | 97 | 78 | 210470238
KEEPRITE | CVH837GKA2* | EA*4X60L24A*+WALLCON | *95CSU0802120A* | 32800 | 31800 | 17.5 | 11.5 | 8.5 | 2 | 97 | 78 | 210470239
ARCOAIRE | HVH837GKA2* | EA*4X60L24A*+WALLCON | *95CSU0802120A* | 32800 | 31800 | 17.5 | 11.5 | 8.5 | 2 | 97 | 78 | 210470236
COMFORTMAKER | CVH837GKA2* | EA*4X60L24A*+WALLCON | *95CSU0802120A* | 32800 | 31800 | 17.5 | 11.5 | 8.5 | 2 | 97 | 78 | 210470237
AIRQUEST | HVH837GKA2* | EA*4X60L24A*+WALLCON | *95CSU0802120A* | 32800 | 31800 | 17.5 | 11.5 | 8.5 | 2 | 97 | 78 | 210470235
BRYANT HEATING AND COOLING SYSTEMS | 288BNV037*0**B* | CAP**6024AL*+UI | 935CA60080C21*** | 32800 | 31800 | 17.5 | 11.5 | 8.5 | 2 | 97 | 78 | 210470232
CARRIER | 25VNA837A*031* | CAP**6024AL*+UI | 59CU5A080C21**20 | 32800 | 31800 | 17.5 | 11.5 | 8.5 | 2 | 97 | 78 | 210470231
COMFORTMAKER | CVH837GKA2* | EA*4X61L21A*+WALLCON | *80CTL0902120A* | 33200 | 32000 | 18 | 11.7 | 8.5 | 2 | 98 | 78 | 210470446
KEEPRITE | CVH837GKA2*+TSTAT | EN(A,D,W)4X60L24** | *80VSL1102422A* | 32400 | 47000 | 17.5 | 12 | 8.1 | 1.96 | 65 | 51 | 210465008
DAY & NIGHT | CVH837GKA2*+TSTAT | EN(A,D,W)4X60L24** | *80VSL1102422A* | 32400 | 47000 | 17.5 | 12 | 8.1 | 1.96 | 65 | 51 | 210465007
COMFORTMAKER | CVH837GKA2*+TSTAT | EN(A,D,W)4X60L24** | *80VSL1102422A* | 32400 | 47000 | 17.5 | 12 | 8.1 | 1.96 | 65 | 51 | 210465006
ARCOAIRE | HVH837GKA2*+TSTAT | EN(A,D,W)4X60L24** | *96VTN1002122A* | 32200 | 47000 | 18 | 12 | 8.1 | 1.94 | 65 | 51 | 210464939
DAY & NIGHT | CVH837GKA2*+TSTAT | EN(A,D,W)4X60L24** | *96VTN1002122A* | 32200 | 47000 | 18 | 12 | 8.1 | 1.94 | 65 | 51 | 210464941
TEMPSTAR | TVH837GKA2*+TSTAT | EN(A,D,W)4X60L24** | *96VTN1002122A* | 32200 | 47000 | 18 | 12 | 8.1 | 1.94 | 65 | 51 | 210464944
KEEPRITE | CVH837GKA2*+TSTAT | EN(A,D,W)4X60L24** | *96VTN1002122A* | 32200 | 47000 | 18 | 12 | 8.1 | 1.94 | 65 | 51 | 210464942
KENMORE | (C,H,T)VH837GKA2*+TSTAT | EN(A,D,W)4X60L24** | *96VTN1002122A* | 32200 | 47000 | 18 | 12 | 8.1 | 1.94 | 65 | 51 | 210464943
COMFORTMAKER | CVH837GKA2*+TSTAT | EN(A,D,W)4X60L24** | *96VTN1002122A* | 32200 | 47000 | 18 | 12 | 8.1 | 1.94 | 65 | 51 | 210464940
AIRQUEST | HVH837GKA2*+TSTAT | EN(A,D,W)4X60L24** | *96VTN1002122A* | 32200 | 47000 | 18 | 12 | 8.1 | 1.94 | 65 | 51 | 210464938
HEIL | HVH837GKA2*+TSTAT | EN(A,D,W)4X60L24** | *96VTN1002122A* | 32200 | 47000 | 18 | 12 | 8.1 | 1.94 | 65 | 51 | 210464936
BRYANT HEATING AND COOLING SYSTEMS | 288BNV037*0**B*+TSTAT | CNPV*6024AL* | 926TB66100V21*** | 32200 | 47000 | 18 | 12 | 8.1 | 1.94 | 65 | 51 | 210464935
CARRIER | 25VNA837A*031*+TSTAT | CNPV*6024AL* | GG96VTAA60100C | 32200 | 47000 | 18 | 12 | 8.1 | 1.94 | 65 | 51 | 210464934
CARRIER | 25VNA837A*031*+TSTAT | CNPV*6024AL* | 59TP6B100V21**22 | 32200 | 47000 | 18 | 12 | 8.1 | 1.94 | 65 | 51 | 210464933
TEMPSTAR | TVH837GKA2*+TSTAT | EN(A,D,W)4X60L24** | *96VSN1202422A* | 32200 | 47000 | 17.5 | 12 | 8.1 | 1.94 | 65 | 51 | 210464932
KENMORE | (C,H,T)VH837GKA2*+TSTAT | EN(A,D,W)4X60L24** | *96VSN1202422A* | 32200 | 47000 | 17.5 | 12 | 8.1 | 1.94 | 65 | 51 | 210464931
KEEPRITE | CVH837GKA2*+TSTAT | EN(A,D,W)4X60L24** | *96VSN1202422A* | 32200 | 47000 | 17.5 | 12 | 8.1 | 1.94 | 65 | 51 | 210464930
DAY & NIGHT | CVH837GKA2*+TSTAT | EN(A,D,W)4X60L24** | *96VSN1202422A* | 32200 | 47000 | 17.5 | 12 | 8.1 | 1.94 | 65 | 51 | 210464929
COMFORTMAKER | CVH837GKA2*+TSTAT | EN(A,D,W)4X60L24** | *96VSN1202422A* | 32200 | 47000 | 17.5 | 12 | 8.1 | 1.94 | 65 | 51 | 210464928
ARCOAIRE | HVH837GKA2*+TSTAT | EN(A,D,W)4X60L24** | *96VSN1202422A* | 32200 | 47000 | 17.5 | 12 | 8.1 | 1.94 | 65 | 51 | 210464927
AIRQUEST | HVH837GKA2*+TSTAT | EN(A,D,W)4X60L24** | *96VSN1202422A* | 32200 | 47000 | 17.5 | 12 | 8.1 | 1.94 | 65 | 51 | 210464926
HEIL | HVH837GKA2*+TSTAT | EN(A,D,W)4X60L24** | *96VSN1202422A* | 32200 | 47000 | 17.5 | 12 | 8.1 | 1.94 | 65 | 51 | 210464924
BRYANT HEATING AND COOLING SYSTEMS | 288BNV037*0**B*+TSTAT | CNPV*6024AL* | 926SA66120V24*** | 32200 | 47000 | 17.5 | 12 | 8.1 | 1.94 | 65 | 51 | 210464923
CARRIER | 25VNA837A*031*+TSTAT | CNPV*6024AL* | 59SP6A120V24**22 | 32200 | 47000 | 17.5 | 12 | 8.1 | 1.94 | 65 | 51 | 210464922
TEMPSTAR | TVH837GKA2*+TSTAT | EN(A,D,W)4X60L24** | *96VSN1002120A* | 32200 | 47000 | 17.5 | 12 | 8.1 | 1.94 | 65 | 51 | 210464921
KENMORE | (C,H,T)VH837GKA2*+TSTAT | EN(A,D,W)4X60L24** | *96VSN1002120A* | 32200 | 47000 | 17.5 | 12 | 8.1 | 1.94 | 65 | 51 | 210464920
KEEPRITE | CVH837GKA2*+TSTAT | EN(A,D,W)4X60L24** | *96VSN1002120A* | 32200 | 47000 | 17.5 | 12 | 8.1 | 1.94 | 65 | 51 | 210464919
DAY & NIGHT | CVH837GKA2*+TSTAT | EN(A,D,W)4X60L24** | *96VSN1002120A* | 32200 | 47000 | 17.5 | 12 | 8.1 | 1.94 | 65 | 51 | 210464918
COMFORTMAKER | CVH837GKA2*+TSTAT | EN(A,D,W)4X60L24** | *96VSN1002120A* | 32200 | 47000 | 17.5 | 12 | 8.1 | 1.94 | 65 | 51 | 210464917
ARCOAIRE | HVH837GKA2*+TSTAT | EN(A,D,W)4X60L24** | *96VSN1002120A* | 32200 | 47000 | 17.5 | 12 | 8.1 | 1.94 | 65 | 51 | 210464916
AIRQUEST | HVH837GKA2*+TSTAT | EN(A,D,W)4X60L24** | *96VSN1002120A* | 32200 | 47000 | 17.5 | 12 | 8.1 | 1.94 | 65 | 51 | 210464915
HEIL | HVH837GKA2*+TSTAT | EN(A,D,W)4X60L24** | *96VSN1002120A* | 32200 | 47000 | 17.5 | 12 | 8.1 | 1.94 | 65 | 51 | 210464913
BRYANT HEATING AND COOLING SYSTEMS | 288BNV037*0**B*+TSTAT | CNPV*6024AL* | 926SA60100V21*** | 32200 | 47000 | 17.5 | 12 | 8.1 | 1.94 | 65 | 51 | 210464912
CARRIER | 25VNA837A*031*+TSTAT | CNPV*6024AL* | 59SP6A100V21**20 | 32200 | 47000 | 17.5 | 12 | 8.1 | 1.94 | 65 | 51 | 210464911
TEMPSTAR | TVH837GKA2*+TSTAT | EN(A,D,W)4X60L24** | *96VSN0802120A* | 32200 | 47000 | 17.5 | 12 | 8.1 | 1.94 | 65 | 51 | 210464910
KENMORE | (C,H,T)VH837GKA2*+TSTAT | EN(A,D,W)4X60L24** | *96VSN0802120A* | 32200 | 47000 | 17.5 | 12 | 8.1 | 1.94 | 65 | 51 | 210464909
KEEPRITE | CVH837GKA2*+TSTAT | EN(A,D,W)4X60L24** | *96VSN0802120A* | 32200 | 47000 | 17.5 | 12 | 8.1 | 1.94 | 65 | 51 | 210464908
DAY & NIGHT | CVH837GKA2*+TSTAT | EN(A,D,W)4X60L24** | *96VSN0802120A* | 32200 | 47000 | 17.5 | 12 | 8.1 | 1.94 | 65 | 51 | 210464907
COMFORTMAKER | CVH837GKA2*+TSTAT | EN(A,D,W)4X60L24** | *96VSN0802120A* | 32200 | 47000 | 17.5 | 12 | 8.1 | 1.94 | 65 | 51 | 210464906
ARCOAIRE | HVH837GKA2*+TSTAT | EN(A,D,W)4X60L24** | *96VSN0802120A* | 32200 | 47000 | 17.5 | 12 | 8.1 | 1.94 | 65 | 51 | 210464905
AIRQUEST | HVH837GKA2*+TSTAT | EN(A,D,W)4X60L24** | *96VSN0802120A* | 32200 | 47000 | 17.5 | 12 | 8.1 | 1.94 | 65 | 51 | 210464904
BRYANT HEATING AND COOLING SYSTEMS | 288BNV037*0**B*+TSTAT | CNPV*6024AL* | 926SA60080V21*** | 32200 | 47000 | 17.5 | 12 | 8.1 | 1.94 | 65 | 51 | 210464901
HEIL | HVH837GKA2*+TSTAT | EN(A,D,W)4X60L24** | *96VSN0802120A* | 32200 | 47000 | 17.5 | 12 | 8.1 | 1.94 | 65 | 51 | 210464902
CARRIER | 25VNA837A*031*+TSTAT | CNPV*6024AL* | 59SP6A080V21**20 | 32200 | 47000 | 17.5 | 12 | 8.1 | 1.94 | 65 | 51 | 210464900
BRYANT HEATING AND COOLING SYSTEMS | 288BNV037*0**B*+TSTAT | CAP**4821AL* | 82*TA48070V17*** | 32000 | 47000 | 17.5 | 11 | 8.1 | 1.96 | 66 | 52 | 210460304
DAY & NIGHT | CVH837GKA2*+TSTAT | EA*4X48L21A* | *80VTL0701716A* | 32000 | 47000 | 17.5 | 11 | 8.1 | 1.96 | 66 | 52 | 210460310
ARCOAIRE | HVH837GKA2*+TSTAT | EA*4X48L21A* | *80VTL0701716A* | 32000 | 47000 | 17.5 | 11 | 8.1 | 1.96 | 66 | 52 | 210460308
AIRQUEST | HVH837GKA2*+TSTAT | EA*4X48L21A* | *80VTL0701716A* | 32000 | 47000 | 17.5 | 11 | 8.1 | 1.96 | 66 | 52 | 210460307
HEIL | HVH837GKA2*+TSTAT | EA*4X48L21A* | *80VTL0701716A* | 32000 | 47000 | 17.5 | 11 | 8.1 | 1.96 | 66 | 52 | 210460305
CARRIER | 25VNA837A*031*+TSTAT | CAP**4821AL* | 58TP*A070V17**16 | 32000 | 47000 | 17.5 | 11 | 8.1 | 1.96 | 66 | 52 | 210460303
KEEPRITE | CVH837GKA2*+TSTAT | EA*4X48L21A* | *96VTN0801716A* | 31800 | 47000 | 17 | 11 | 8.1 | 1.94 | 66 | 52 | 210460300
KENMORE | (C,H,T)VH837GKA2*+TSTAT | EA*4X48L21A* | *96VTN0801716A* | 31800 | 47000 | 17 | 11 | 8.1 | 1.94 | 66 | 52 | 210460301
DAY & NIGHT | CVH837GKA2*+TSTAT | EA*4X48L21A* | *96VTN0801716A* | 31800 | 47000 | 17 | 11 | 8.1 | 1.94 | 66 | 52 | 210460299
COMFORTMAKER | CVH837GKA2*+TSTAT | EA*4X48L21A* | *96VTN0801716A* | 31800 | 47000 | 17 | 11 | 8.1 | 1.94 | 66 | 52 | 210460298
ARCOAIRE | HVH837GKA2*+TSTAT | EA*4X48L21A* | *96VTN0801716A* | 31800 | 47000 | 17 | 11 | 8.1 | 1.94 | 66 | 52 | 210460297
AIRQUEST | HVH837GKA2*+TSTAT | EA*4X48L21A* | *96VTN0801716A* | 31800 | 47000 | 17 | 11 | 8.1 | 1.94 | 66 | 52 | 210460296
HEIL | HVH837GKA2*+TSTAT | EA*4X48L21A* | *96VTN0801716A* | 31800 | 47000 | 17 | 11 | 8.1 | 1.94 | 66 | 52 | 210460294
CARRIER | 25VNA837A*031*+TSTAT | CAP**4821AL* | GG96VTAA48080B | 31800 | 47000 | 17 | 11 | 8.1 | 1.94 | 66 | 52 | 210460292
CARRIER | 25VNA837A*031*+TSTAT | CAP**4821AL* | 59TP6B080V17**16 | 31800 | 47000 | 17 | 11 | 8.1 | 1.94 | 66 | 52 | 210460291
BRYANT HEATING AND COOLING SYSTEMS | 288BNV037*0**B*+TSTAT | CAP**4821AL* | 926TB48080V17*** | 31800 | 47000 | 17 | 11 | 8.1 | 1.94 | 66 | 52 | 210460293
DAY & NIGHT | CVH837GKA2*+TSTAT | EA*4X48L21A* | *80VSL0702120A* | 32000 | 47000 | 17 | 11 | 8.5 | 1.96 | 66 | 52 | 210460263
KEEPRITE | CVH837GKA2*+TSTAT | EA*4X48L21A* | *80VSL0702120A* | 32000 | 47000 | 17 | 11 | 8.5 | 1.96 | 66 | 52 | 210460264
KENMORE | (C,H,T)VH837GKA2*+TSTAT | EA*4X48L21A* | *80VSL0702120A* | 32000 | 47000 | 17 | 11 | 8.5 | 1.96 | 66 | 52 | 210460265
TEMPSTAR | TVH837GKA2*+TSTAT | EA*4X48L21A* | *80VSL0702120A* | 32000 | 47000 | 17 | 11 | 8.5 | 1.96 | 66 | 52 | 210460266
ARCOAIRE | HVH837GKA2*+TSTAT | EA*4X48L21A* | *80VSL0702120A* | 32000 | 47000 | 17 | 11 | 8.5 | 1.96 | 66 | 52 | 210460261
AIRQUEST | HVH837GKA2*+TSTAT | EA*4X48L21A* | *80VSL0702120A* | 32000 | 47000 | 17 | 11 | 8.5 | 1.96 | 66 | 52 | 210460260
COMFORTMAKER | CVH837GKA2*+TSTAT | EA*4X48L21A* | *80VSL0702120A* | 32000 | 47000 | 17 | 11 | 8.5 | 1.96 | 66 | 52 | 210460262
HEIL | HVH837GKA2*+TSTAT | EA*4X48L21A* | *80VSL0702120A* | 32000 | 47000 | 17 | 11 | 8.5 | 1.96 | 66 | 52 | 210460258
BRYANT HEATING AND COOLING SYSTEMS | 288BNV037*0**B*+TSTAT | CAP**4821AL* | 82*SA60070V21*** | 32000 | 47000 | 17 | 11 | 8.5 | 1.96 | 66 | 52 | 210460257
CARRIER | 25VNA837A*031*+TSTAT | CAP**4821AL* | 58SP*A070V21**20 | 32000 | 47000 | 17 | 11 | 8.5 | 1.96 | 66 | 52 | 210460256
ARCOAIRE | HVH837GKA2*+TSTAT | EA*4X48L21A* | *80VSL0701716A* | 31800 | 47000 | 17 | 11 | 8.1 | 1.94 | 66 | 52 | 210460250
TEMPSTAR | TVH837GKA2*+TSTAT | EA*4X48L21A* | *80VSL0701716A* | 31800 | 47000 | 17 | 11 | 8.1 | 1.94 | 66 | 52 | 210460255
KENMORE | (C,H,T)VH837GKA2*+TSTAT | EA*4X48L21A* | *80VSL0701716A* | 31800 | 47000 | 17 | 11 | 8.1 | 1.94 | 66 | 52 | 210460254
COMFORTMAKER | CVH837GKA2*+TSTAT | EA*4X48L21A* | *80VSL0701716A* | 31800 | 47000 | 17 | 11 | 8.1 | 1.94 | 66 | 52 | 210460251
ARCOAIRE | HVH837GKA2*+TSTAT | EA*4X43L21A* | *96VSN0801716A* | 32200 | 47500 | 17 | 11 | 8.1 | 1.96 | 65 | 52 | 210459727
AIRQUEST | HVH837GKA2*+TSTAT | EA*4X43L21A* | *96VSN0801716A* | 32200 | 47500 | 17 | 11 | 8.1 | 1.96 | 65 | 52 | 210459726
BRYANT HEATING AND COOLING SYSTEMS | 288BNV037*0**B*+TSTAT | CSPH*4812AL* | 82*SA48045V17*** | 32000 | 48000 | 16.5 | 11 | 8.1 | 1.94 | 65 | 51 | 210467656
CARRIER | 25VNA837A*031*+TSTAT | CSPH*4812AL* | 58SP*A045V17**16 | 32000 | 48000 | 16.5 | 11 | 8.1 | 1.94 | 65 | 51 | 210467655
ARCOAIRE | HVH837GKA2*+TSTAT | EHD4X48AAL | *96VSN1202422A* | 32200 | 47500 | 17 | 11 | 8.1 | 1.96 | 65 | 51 | 210467571
KEEPRITE | CVH837GKA2*+TSTAT | EHD4X42AAL | *96VTN1002120A* | 31800 | 48000 | 16.5 | 11 | 8.1 | 1.94 | 64 | 51 | 210467387
AIRQUEST | HVH837GKA2*+TSTAT | EHD4X48AAL | *96VSN0801716A* | 32000 | 48000 | 16.5 | 11 | 8.1 | 1.94 | 65 | 51 | 210467592
TEMPSTAR | TVH837GKA2*+TSTAT | EHD4X48AAL | *96VSN0801716A* | 32000 | 48000 | 16.5 | 11 | 8.1 | 1.94 | 65 | 51 | 210467598
KENMORE | (C,H,T)VH837GKA2*+TSTAT | EHD4X48AAL | *96VSN0801716A* | 32000 | 48000 | 16.5 | 11 | 8.1 | 1.94 | 65 | 51 | 210467597
DAY & NIGHT | CVH837GKA2*+TSTAT | EHD4X48AAL | *96VSN0801716A* | 32000 | 48000 | 16.5 | 11 | 8.1 | 1.94 | 65 | 51 | 210467595
KENMORE | (C,H,T)VH837GKA2*+TSTAT | EA*4X61L24A* | *96VTN1202422A* | 32600 | 46500 | 18 | 11.7 | 8.1 | 1.96 | 65 | 52 | 210461857
TEMPSTAR | TVH837GKA2*+TSTAT | EA*4X61L24A* | *96VTN1202422A* | 32600 | 46500 | 18 | 11.7 | 8.1 | 1.96 | 65 | 52 | 210461858
KEEPRITE | CVH837GKA2*+TSTAT | EA*4X61L24A* | *96VTN1202422A* | 32600 | 46500 | 18 | 11.7 | 8.1 | 1.96 | 65 | 52 | 210461856
DAY & NIGHT | CVH837GKA2*+TSTAT | EA*4X61L24A* | *96VTN1202422A* | 32600 | 46500 | 18 | 11.7 | 8.1 | 1.96 | 65 | 52 | 210461855
COMFORTMAKER | CVH837GKA2*+TSTAT | EA*4X61L24A* | *96VTN1202422A* | 32600 | 46500 | 18 | 11.7 | 8.1 | 1.96 | 65 | 52 | 210461854
AIRQUEST | HVH837GKA2*+TSTAT | EA*4X61L24A* | *96VTN1202422A* | 32600 | 46500 | 18 | 11.7 | 8.1 | 1.96 | 65 | 52 | 210461852
HEIL | HVH837GKA2*+TSTAT | EA*4X61L24A* | *96VTN1202422A* | 32600 | 46500 | 18 | 11.7 | 8.1 | 1.96 | 65 | 52 | 210461850
BRYANT HEATING AND COOLING SYSTEMS | 288BNV037*0**B*+TSTAT | CAP**6124AL* | 926TB66120V24*** | 32600 | 46500 | 18 | 11.7 | 8.1 | 1.96 | 65 | 52 | 210461849
COMFORTMAKER | CVH837GKA2*+TSTAT | EHD4X60AAL | *96VTN0801716A* | 32400 | 47000 | 16.5 | 11 | 8.1 | 1.96 | 66 | 52 | 210468360
ARCOAIRE | HVH837GKA2*+TSTAT | EHD4X60AAL | *96VTN0801716A* | 32400 | 47000 | 16.5 | 11 | 8.1 | 1.96 | 66 | 52 | 210468359
TEMPSTAR | TVH837GKA2*+TSTAT | EHD4X60AAL | *96VTN0801716A* | 32400 | 47000 | 16.5 | 11 | 8.1 | 1.96 | 66 | 52 | 210468364
KENMORE | (C,H,T)VH837GKA2*+TSTAT | EHD4X60AAL | *96VTN0801716A* | 32400 | 47000 | 16.5 | 11 | 8.1 | 1.96 | 66 | 52 | 210468363
KEEPRITE | CVH837GKA2*+TSTAT | EHD4X60AAL | *96VTN0801716A* | 32400 | 47000 | 16.5 | 11 | 8.1 | 1.96 | 66 | 52 | 210468362
BRYANT HEATING AND COOLING SYSTEMS | 288BNV037*0**B*+TSTAT | CSPH*6012AL* | 926TB48080V17*** | 32400 | 47000 | 16.5 | 11 | 8.1 | 1.96 | 66 | 52 | 210468355
DAY & NIGHT | CVH837GKA2*+TSTAT | EHD4X60AAL | *96VTN0801716A* | 32400 | 47000 | 16.5 | 11 | 8.1 | 1.96 | 66 | 52 | 210468361
AIRQUEST | HVH837GKA2*+TSTAT | EHD4X60AAL | *96VTN0801716A* | 32400 | 47000 | 16.5 | 11 | 8.1 | 1.96 | 66 | 52 | 210468358
HEIL | HVH837GKA2*+TSTAT | EHD4X60AAL | *96VTN0801716A* | 32400 | 47000 | 16.5 | 11 | 8.1 | 1.96 | 66 | 52 | 210468356
CARRIER | 25VNA837A*031*+TSTAT | CSPH*6012AL* | GG96VTAA48080B | 32400 | 47000 | 16.5 | 11 | 8.1 | 1.96 | 66 | 52 | 210468354
DAY & NIGHT | CVH837GKA2*+TSTAT | EHD4X60AAL | *80VTL0451412A* | 32400 | 47000 | 16.5 | 11 | 8.1 | 1.96 | 66 | 52 | 210468332
BRYANT HEATING AND COOLING SYSTEMS | 288BNV037*0**B*+TSTAT | CSPH*4812AL* | 926SA48080V17*** | 32000 | 48000 | 16.5 | 11 | 8.1 | 1.94 | 65 | 51 | 210467589
ARCOAIRE | HVH837GKA2*+TSTAT | EHD4X48AAL | *96VSN0801716A* | 32000 | 48000 | 16.5 | 11 | 8.1 | 1.94 | 65 | 51 | 210467593
HEIL | HVH837GKA2*+TSTAT | EHD4X48AAL | *96VSN0801716A* | 32000 | 48000 | 16.5 | 11 | 8.1 | 1.94 | 65 | 51 | 210467590
CARRIER | 25VNA837A*031*+TSTAT | CSPH*4812AL* | 59SP6A080V17**16 | 32000 | 48000 | 16.5 | 11 | 8.1 | 1.94 | 65 | 51 | 210467588
TEMPSTAR | TVH837GKA2*+TSTAT | EHD4X48AAL | *96VSN1202422A* | 32200 | 47500 | 17 | 11 | 8.1 | 1.96 | 65 | 51 | 210467576
DAY & NIGHT | CVH837GKA2*+TSTAT | EHD4X48AAL | *96VSN1202422A* | 32200 | 47500 | 17 | 11 | 8.1 | 1.96 | 65 | 51 | 210467573
KEEPRITE | CVH837GKA2*+TSTAT | EHD4X48AAL | *96VSN1202422A* | 32200 | 47500 | 17 | 11 | 8.1 | 1.96 | 65 | 51 | 210467574
KENMORE | (C,H,T)VH837GKA2*+TSTAT | EHD4X48AAL | *96VSN1202422A* | 32200 | 47500 | 17 | 11 | 8.1 | 1.96 | 65 | 51 | 210467575
AIRQUEST | HVH837GKA2*+TSTAT | EHD4X48AAL | *96VSN1202422A* | 32200 | 47500 | 17 | 11 | 8.1 | 1.96 | 65 | 51 | 210467570
COMFORTMAKER | CVH837GKA2*+TSTAT | EHD4X48AAL | *96VSN1202422A* | 32200 | 47500 | 17 | 11 | 8.1 | 1.96 | 65 | 51 | 210467572
CARRIER | 25VNA837A*031*+TSTAT | CSPH*4812AL* | 59SP6A120V24**22 | 32200 | 47500 | 17 | 11 | 8.1 | 1.96 | 65 | 51 | 210467566
HEIL | HVH837GKA2*+TSTAT | EHD4X48AAL | *96VSN1202422A* | 32200 | 47500 | 17 | 11 | 8.1 | 1.96 | 65 | 51 | 210467568
DAY & NIGHT | CVH837GKA2*+TSTAT | EHD4X48AAL | *96VSN1002120A* | 31800 | 47500 | 17 | 11 | 8.1 | 1.94 | 64 | 51 | 210467562
COMFORTMAKER | CVH837GKA2*+TSTAT | EHD4X48AAL | *96VSN1002120A* | 31800 | 47500 | 17 | 11 | 8.1 | 1.94 | 64 | 51 | 210467561
BRYANT HEATING AND COOLING SYSTEMS | 288BNV037*0**B*+TSTAT | CSPH*4812AL* | 926SA66120V24*** | 32200 | 47500 | 17 | 11 | 8.1 | 1.96 | 65 | 51 | 210467567
TEMPSTAR | TVH837GKA2*+TSTAT | EHD4X48AAL | *96VSN1002120A* | 31800 | 47500 | 17 | 11 | 8.1 | 1.94 | 64 | 51 | 210467565
KEEPRITE | CVH837GKA2*+TSTAT | EHD4X48AAL | *96VSN1002120A* | 31800 | 47500 | 17 | 11 | 8.1 | 1.94 | 64 | 51 | 210467563
KENMORE | (C,H,T)VH837GKA2*+TSTAT | EHD4X48AAL | *96VSN1002120A* | 31800 | 47500 | 17 | 11 | 8.1 | 1.94 | 64 | 51 | 210467564
ARCOAIRE | HVH837GKA2*+TSTAT | EHD4X48AAL | *96VSN1002120A* | 31800 | 47500 | 17 | 11 | 8.1 | 1.94 | 64 | 51 | 210467560
AIRQUEST | HVH837GKA2*+TSTAT | EHD4X48AAL | *96VSN1002120A* | 31800 | 47500 | 17 | 11 | 8.1 | 1.94 | 64 | 51 | 210467559
HEIL | HVH837GKA2*+TSTAT | EHD4X48AAL | *96VSN1002120A* | 31800 | 47500 | 17 | 11 | 8.1 | 1.94 | 64 | 51 | 210467557
KEEPRITE | CVH837GKA2*+TSTAT | EHD4X48AAL | *96VSN0802120A* | 31800 | 47500 | 16.5 | 11 | 8.1 | 1.94 | 65 | 51 | 210467552
AIRQUEST | HVH837GKA2*+TSTAT | EHD4X48AAL | *96VSN0802120A* | 31800 | 47500 | 16.5 | 11 | 8.1 | 1.94 | 65 | 51 | 210467548
CARRIER | 25VNA837A*031*+TSTAT | CSPH*4812AL* | 59SP6A100V21**20 | 31800 | 47500 | 17 | 11 | 8.1 | 1.94 | 64 | 51 | 210467555
BRYANT HEATING AND COOLING SYSTEMS | 288BNV037*0**B*+TSTAT | CSPH*4812AL* | 926SA60100V21*** | 31800 | 47500 | 17 | 11 | 8.1 | 1.94 | 64 | 51 | 210467556
TEMPSTAR | TVH837GKA2*+TSTAT | EHD4X48AAL | *96VSN0802120A* | 31800 | 47500 | 16.5 | 11 | 8.1 | 1.94 | 65 | 51 | 210467554
KENMORE | (C,H,T)VH837GKA2*+TSTAT | EHD4X48AAL | *96VSN0802120A* | 31800 | 47500 | 16.5 | 11 | 8.1 | 1.94 | 65 | 51 | 210467553
COMFORTMAKER | CVH837GKA2*+TSTAT | EHD4X48AAL | *96VSN0802120A* | 31800 | 47500 | 16.5 | 11 | 8.1 | 1.94 | 65 | 51 | 210467550
ARCOAIRE | HVH837GKA2*+TSTAT | EHD4X48AAL | *96VSN0802120A* | 31800 | 47500 | 16.5 | 11 | 8.1 | 1.94 | 65 | 51 | 210467549
KENMORE | (C,H,T)VH837GKA2*+TSTAT | EHD4X48AAL | *96VSN0601714A* | 31800 | 48000 | 16 | 11 | 8.1 | 1.94 | 65 | 51 | 210467542
HEIL | HVH837GKA2*+TSTAT | EHD4X48AAL | *96VSN0802120A* | 31800 | 47500 | 16.5 | 11 | 8.1 | 1.94 | 65 | 51 | 210467546
ARCOAIRE | HVH837GKA2*+TSTAT | EHD4X48AAL | *96VSN0601714A* | 31800 | 48000 | 16 | 11 | 8.1 | 1.94 | 65 | 51 | 210467538
BRYANT HEATING AND COOLING SYSTEMS | 288BNV037*0**B*+TSTAT | CSPH*4812AL* | 926SA60080V21*** | 31800 | 47500 | 16.5 | 11 | 8.1 | 1.94 | 65 | 51 | 210467545
CARRIER | 25VNA837A*031*+TSTAT | CSPH*4812AL* | 59SP6A080V21**20 | 31800 | 47500 | 16.5 | 11 | 8.1 | 1.94 | 65 | 51 | 210467544
TEMPSTAR | TVH837GKA2*+TSTAT | EHD4X48AAL | *96VSN0601714A* | 31800 | 48000 | 16 | 11 | 8.1 | 1.94 | 65 | 51 | 210467543
CARRIER | 25VNA837A*031*+TSTAT | CSPH*4812AL* | 59SP6A060V17**14 | 31800 | 48000 | 16 | 11 | 8.1 | 1.94 | 65 | 51 | 210467533
KEEPRITE | CVH837GKA2*+TSTAT | EHD4X48AAL | *96VSN0601714A* | 31800 | 48000 | 16 | 11 | 8.1 | 1.94 | 65 | 51 | 210467541
AIRQUEST | HVH837GKA2*+TSTAT | EHD4X48AAL | *96VSN0601714A* | 31800 | 48000 | 16 | 11 | 8.1 | 1.94 | 65 | 51 | 210467537
DAY & NIGHT | CVH837GKA2*+TSTAT | EHD4X48AAL | *96VSN0601714A* | 31800 | 48000 | 16 | 11 | 8.1 | 1.94 | 65 | 51 | 210467540
COMFORTMAKER | CVH837GKA2*+TSTAT | EHD4X48AAL | *96VSN0601714A* | 31800 | 48000 | 16 | 11 | 8.1 | 1.94 | 65 | 51 | 210467539
HEIL | HVH837GKA2*+TSTAT | EHD4X48AAL | *96VSN0601714A* | 31800 | 48000 | 16 | 11 | 8.1 | 1.94 | 65 | 51 | 210467535
BRYANT HEATING AND COOLING SYSTEMS | 288BNV037*0**B*+TSTAT | CSPH*4812AL* | 926SA42060V17*** | 31800 | 48000 | 16 | 11 | 8.1 | 1.94 | 65 | 51 | 210467534
CARRIER | 25VNA837A*031*+TSTAT | CAP**6124AL* | GG96VTAA66120D | 32600 | 46500 | 18 | 11.7 | 8.1 | 1.96 | 65 | 52 | 210461848
CARRIER | 25VNA837A*031*+TSTAT | CAP**6124AL* | 58TP*A135V24**22 | 32600 | 46000 | 18 | 11.7 | 8.1 | 1.96 | 66 | 53 | 210461845
BRYANT HEATING AND COOLING SYSTEMS | 288BNV037*0**B*+TSTAT | CAP**6124AL* | 82*TA66135V24*** | 32600 | 46000 | 18 | 11.7 | 8.1 | 1.96 | 66 | 53 | 210461846
CARRIER | 25VNA837A*031*+TSTAT | CAP**6124AL* | 59TP6B120V24**22 | 32600 | 46500 | 18 | 11.7 | 8.1 | 1.96 | 65 | 52 | 210461847
TEMPSTAR | TVH837GKA2*+TSTAT | EA*4X61L24A* | *80VTL0902120A* | 33000 | 47000 | 18 | 11.7 | 8.1 | 1.98 | 65 | 52 | 210461844
KENMORE | (C,H,T)VH837GKA2*+TSTAT | EA*4X61L24A* | *80VTL0902120A* | 33000 | 47000 | 18 | 11.7 | 8.1 | 1.98 | 65 | 52 | 210461843
KEEPRITE | CVH837GKA2*+TSTAT | EA*4X61L24A* | *80VTL0902120A* | 33000 | 47000 | 18 | 11.7 | 8.1 | 1.98 | 65 | 52 | 210461842
DAY & NIGHT | CVH837GKA2*+TSTAT | EA*4X61L24A* | *80VTL0902120A* | 33000 | 47000 | 18 | 11.7 | 8.1 | 1.98 | 65 | 52 | 210461841
COMFORTMAKER | CVH837GKA2*+TSTAT | EA*4X61L24A* | *80VTL0902120A* | 33000 | 47000 | 18 | 11.7 | 8.1 | 1.98 | 65 | 52 | 210461840
ARCOAIRE | HVH837GKA2*+TSTAT | EA*4X61L24A* | *80VTL0902120A* | 33000 | 47000 | 18 | 11.7 | 8.1 | 1.98 | 65 | 52 | 210461839
AIRQUEST | HVH837GKA2*+TSTAT | EA*4X61L24A* | *80VTL0902120A* | 33000 | 47000 | 18 | 11.7 | 8.1 | 1.98 | 65 | 52 | 210461838
HEIL | HVH837GKA2*+TSTAT | EA*4X61L24A* | *80VTL0902120A* | 33000 | 47000 | 18 | 11.7 | 8.1 | 1.98 | 65 | 52 | 210461836
KENMORE | (C,H,T)VH837GKA2*+TSTAT | EA*4X61L24A* | *80VSL1102422A* | 32600 | 46500 | 17.5 | 11.7 | 8.5 | 1.96 | 65 | 52 | 210461832
BRYANT HEATING AND COOLING SYSTEMS | 288BNV037*0**B*+TSTAT | CAP**6124AL* | 82*TA60090V21*** | 33000 | 47000 | 18 | 11.7 | 8.1 | 1.98 | 65 | 52 | 210461835
TEMPSTAR | TVH837GKA2*+TSTAT | EA*4X61L24A* | *80VSL1102422A* | 32600 | 46500 | 17.5 | 11.7 | 8.5 | 1.96 | 65 | 52 | 210461833
KEEPRITE | CVH837GKA2*+TSTAT | EA*4X61L24A* | *80VSL1102422A* | 32600 | 46500 | 17.5 | 11.7 | 8.5 | 1.96 | 65 | 52 | 210461831
DAY & NIGHT | CVH837GKA2*+TSTAT | EA*4X61L24A* | *80VSL1102422A* | 32600 | 46500 | 17.5 | 11.7 | 8.5 | 1.96 | 65 | 52 | 210461830
COMFORTMAKER | CVH837GKA2*+TSTAT | EA*4X61L24A* | *80VSL1102422A* | 32600 | 46500 | 17.5 | 11.7 | 8.5 | 1.96 | 65 | 52 | 210461829
ARCOAIRE | HVH837GKA2*+TSTAT | EA*4X61L24A* | *80VSL1102422A* | 32600 | 46500 | 17.5 | 11.7 | 8.5 | 1.96 | 65 | 52 | 210461828
AIRQUEST | HVH837GKA2*+TSTAT | EA*4X61L24A* | *80VSL1102422A* | 32600 | 46500 | 17.5 | 11.7 | 8.5 | 1.96 | 65 | 52 | 210461827
HEIL | HVH837GKA2*+TSTAT | EA*4X61L24A* | *80VSL1102422A* | 32600 | 46500 | 17.5 | 11.7 | 8.5 | 1.96 | 65 | 52 | 210461825
CARRIER | 25VNA837A*031*+TSTAT | CAP**6124AL* | 58SP*A110V24**22 | 32600 | 46500 | 17.5 | 11.7 | 8.5 | 1.96 | 65 | 52 | 210461823
BRYANT HEATING AND COOLING SYSTEMS | 288BNV037*0**B*+TSTAT | CAP**6124AL* | 82*SA66110V24*** | 32600 | 46500 | 17.5 | 11.7 | 8.5 | 1.96 | 65 | 52 | 210461824
TEMPSTAR | TVH837GKA2*+TSTAT | EA*4X61L24A* | *80VSL0902420A* | 32600 | 46500 | 17.5 | 11.7 | 8.1 | 1.96 | 65 | 52 | 210461822
COMFORTMAKER | CVH837GKA2*+TSTAT | EA*4X61L24A* | *80VSL0902420A* | 32600 | 46500 | 17.5 | 11.7 | 8.1 | 1.96 | 65 | 52 | 210461818
KEEPRITE | CVH837GKA2*+TSTAT | EA*4X61L24A* | *80VSL0902420A* | 32600 | 46500 | 17.5 | 11.7 | 8.1 | 1.96 | 65 | 52 | 210461820
KENMORE | (C,H,T)VH837GKA2*+TSTAT | EA*4X61L24A* | *80VSL0902420A* | 32600 | 46500 | 17.5 | 11.7 | 8.1 | 1.96 | 65 | 52 | 210461821
DAY & NIGHT | CVH837GKA2*+TSTAT | EA*4X61L24A* | *80VSL0902420A* | 32600 | 46500 | 17.5 | 11.7 | 8.1 | 1.96 | 65 | 52 | 210461819
AIRQUEST | HVH837GKA2*+TSTAT | EA*4X61L24A* | *80VSL0902420A* | 32600 | 46500 | 17.5 | 11.7 | 8.1 | 1.96 | 65 | 52 | 210461816
ARCOAIRE | HVH837GKA2*+TSTAT | EA*4X61L24A* | *80VSL0902420A* | 32600 | 46500 | 17.5 | 11.7 | 8.1 | 1.96 | 65 | 52 | 210461817
HEIL | HVH837GKA2*+TSTAT | EA*4X61L24A* | *80VSL0902420A* | 32600 | 46500 | 17.5 | 11.7 | 8.1 | 1.96 | 65 | 52 | 210461814
BRYANT HEATING AND COOLING SYSTEMS | 288BNV037*0**B*+TSTAT | CAP**6124AL* | 82*SA60090V24*** | 32600 | 46500 | 17.5 | 11.7 | 8.1 | 1.96 | 65 | 52 | 210461813
KEEPRITE | CVH837GKA2*+TSTAT | EA*4X61L24A* | *80VSL0902120A* | 33000 | 47000 | 18 | 11.7 | 8.1 | 1.98 | 65 | 52 | 210461809
COMFORTMAKER | CVH837GKA2*+TSTAT | EA*4X61L24A* | *80VSL0902120A* | 33000 | 47000 | 18 | 11.7 | 8.1 | 1.98 | 65 | 52 | 210461807
TEMPSTAR | TVH837GKA2*+TSTAT | EA*4X61L24A* | *80VSL0902120A* | 33000 | 47000 | 18 | 11.7 | 8.1 | 1.98 | 65 | 52 | 210461811
KENMORE | (C,H,T)VH837GKA2*+TSTAT | EA*4X61L24A* | *80VSL0902120A* | 33000 | 47000 | 18 | 11.7 | 8.1 | 1.98 | 65 | 52 | 210461810
DAY & NIGHT | CVH837GKA2*+TSTAT | EA*4X61L24A* | *80VSL0902120A* | 33000 | 47000 | 18 | 11.7 | 8.1 | 1.98 | 65 | 52 | 210461808
ARCOAIRE | HVH837GKA2*+TSTAT | EA*4X61L24A* | *80VSL0902120A* | 33000 | 47000 | 18 | 11.7 | 8.1 | 1.98 | 65 | 52 | 210461806
AIRQUEST | HVH837GKA2*+TSTAT | EA*4X61L24A* | *80VSL0902120A* | 33000 | 47000 | 18 | 11.7 | 8.1 | 1.98 | 65 | 52 | 210461805
HEIL | HVH837GKA2*+TSTAT | EA*4X61L24A* | *80VSL0902120A* | 33000 | 47000 | 18 | 11.7 | 8.1 | 1.98 | 65 | 52 | 210461803
BRYANT HEATING AND COOLING SYSTEMS | 288BNV037*0**B*+TSTAT | CAP**6124AL* | 82*SA60090V21*** | 33000 | 47000 | 18 | 11.7 | 8.1 | 1.98 | 65 | 52 | 210461802
TEMPSTAR | TVH837GKA2*+TSTAT | EA*4X61L24A* | *80VSL0702120A* | 32800 | 47000 | 17 | 11.7 | 8.5 | 1.96 | 65 | 52 | 210461800
COMFORTMAKER | CVH837GKA2*+TSTAT | EA*4X61L24A* | *80VSL0702120A* | 32800 | 47000 | 17 | 11.7 | 8.5 | 1.96 | 65 | 52 | 210461796
KEEPRITE | CVH837GKA2*+TSTAT | EA*4X61L24A* | *80VSL0702120A* | 32800 | 47000 | 17 | 11.7 | 8.5 | 1.96 | 65 | 52 | 210461798
DAY & NIGHT | CVH837GKA2*+TSTAT | EA*4X61L24A* | *80VSL0702120A* | 32800 | 47000 | 17 | 11.7 | 8.5 | 1.96 | 65 | 52 | 210461797
KENMORE | (C,H,T)VH837GKA2*+TSTAT | EA*4X61L24A* | *80VSL0702120A* | 32800 | 47000 | 17 | 11.7 | 8.5 | 1.96 | 65 | 52 | 210461799
HEIL | HVH837GKA2*+TSTAT | EA*4X61L24A* | *80VSL0702120A* | 32800 | 47000 | 17 | 11.7 | 8.5 | 1.96 | 65 | 52 | 210461792
AIRQUEST | HVH837GKA2*+TSTAT | EA*4X61L24A* | *80VSL0702120A* | 32800 | 47000 | 17 | 11.7 | 8.5 | 1.96 | 65 | 52 | 210461794
CARRIER | 25VNA837A*031*+TSTAT | CAP**6124AL* | 58SP*A070V21**20 | 32800 | 47000 | 17 | 11.7 | 8.5 | 1.96 | 65 | 51 | 210461790
BRYANT HEATING AND COOLING SYSTEMS | 288BNV037*0**B*+TSTAT | CAP**6124AL* | 82*SA60070V21*** | 32800 | 47000 | 17 | 11.7 | 8.5 | 1.96 | 65 | 52 | 210461791
KEEPRITE | CVH837GKA2*+TSTAT | EA*4X43L21A* | *96VSN0801716A* | 32200 | 47500 | 17 | 11 | 8.1 | 1.96 | 65 | 52 | 210459730
CARRIER | 25VNA837A*031*+TSTAT | CSPH*4212AL* | 58SP*A045V14**12 | 31800 | 48000 | 16 | 11 | 8.1 | 1.92 | 65 | 51 | 210466885
COMFORTMAKER | CVH837GKA2*+TSTAT | EHD4X42AAL | *80VSL0451412A* | 31800 | 48000 | 16 | 11 | 8.1 | 1.92 | 65 | 51 | 210466891
ARCOAIRE | HVH837GKA2*+TSTAT | EHD4X42AAL | *80VSL0451412A* | 31800 | 48000 | 16 | 11 | 8.1 | 1.92 | 65 | 51 | 210466890
AIRQUEST | HVH837GKA2*+TSTAT | EHD4X42AAL | *80VSL0451412A* | 31800 | 48000 | 16 | 11 | 8.1 | 1.92 | 65 | 51 | 210466889
KENMORE | (C,H,T)VH837GKA2*+TSTAT | EHD4X42AAL | *80VSL0451412A* | 31800 | 48000 | 16 | 11 | 8.1 | 1.92 | 65 | 51 | 210466894
HEIL | HVH837GKA2*+TSTAT | EHD4X42AAL | *80VSL0451412A* | 31800 | 48000 | 16 | 11 | 8.1 | 1.92 | 65 | 51 | 210466887
BRYANT HEATING AND COOLING SYSTEMS | 288BNV037*0**B*+TSTAT | CSPH*4212AL* | 82*SA36045V14*** | 31800 | 48000 | 16 | 11 | 8.1 | 1.92 | 65 | 51 | 210466886
AIRQUEST | HVH837GKA2* | EA*4X60L24A*+WALLCON | *97CMN1202422A* | 32800 | 32000 | 17.5 | 11.7 | 8.5 | 1.98 | 98 | 78 | 210470323
HEIL | HVH837GKA2* | EA*4X60L24A*+WALLCON | *97CMN1202422A* | 32800 | 32000 | 17.5 | 11.7 | 8.5 | 1.98 | 98 | 78 | 210470321
BRYANT HEATING AND COOLING SYSTEMS | 288BNV037*0**B* | CAP**6024AL*+UI | 987MB66120C24*** | 32800 | 32000 | 17.5 | 11.7 | 8.5 | 1.98 | 98 | 78 | 210470320
TEMPSTAR | TVH837GKA2* | EA*4X60L24A*+WALLCON | *97CMN1002122A* | 32800 | 31800 | 17.5 | 11.7 | 8.5 | 2 | 97 | 78 | 210470318
CARRIER | 25VNA837A*031* | CAP**6024AL*+UI | 59MN7B120C24**22 | 32800 | 32000 | 17.5 | 11.7 | 8.5 | 1.98 | 98 | 78 | 210470319
AIRQUEST | HVH837GKA2* | EA*4X60L24A*+WALLCON | *97CMN1002122A* | 32800 | 31800 | 17.5 | 11.7 | 8.5 | 2 | 97 | 78 | 210470312
KEEPRITE | CVH837GKA2* | EA*4X60L24A*+WALLCON | *97CMN1002122A* | 32800 | 31800 | 17.5 | 11.7 | 8.5 | 2 | 97 | 78 | 210470316
KENMORE | (C,H,T)VH837GKA2* | EA*4X60L24A*+WALLCON | *97CMN1002122A* | 32800 | 31800 | 17.5 | 11.7 | 8.5 | 2 | 97 | 78 | 210470317
COMFORTMAKER | CVH837GKA2* | EA*4X60L24A*+WALLCON | *97CMN1002122A* | 32800 | 31800 | 17.5 | 11.7 | 8.5 | 2 | 97 | 78 | 210470314
DAY & NIGHT | CVH837GKA2* | EA*4X60L24A*+WALLCON | *97CMN1002122A* | 32800 | 31800 | 17.5 | 11.7 | 8.5 | 2 | 97 | 78 | 210470315
HEIL | HVH837GKA2* | EA*4X60L24A*+WALLCON | *97CMN1002122A* | 32800 | 31800 | 17.5 | 11.7 | 8.5 | 2 | 97 | 78 | 210470310
BRYANT HEATING AND COOLING SYSTEMS | 288BNV037*0**B* | CAP**6024AL*+UI | 987MB66100C21*** | 32800 | 31800 | 17.5 | 11.7 | 8.5 | 2 | 97 | 78 | 210470309
TEMPSTAR | TVH837GKA2* | EA*4X60L24A*+WALLCON | *96CTN1202422A* | 32800 | 31800 | 18 | 11.7 | 8.5 | 2 | 97 | 78 | 210470296
KENMORE | (C,H,T)VH837GKA2* | EA*4X60L24A*+WALLCON | *96CTN1202422A* | 32800 | 31800 | 18 | 11.7 | 8.5 | 2 | 97 | 78 | 210470295
DAY & NIGHT | CVH837GKA2* | EA*4X60L24A*+WALLCON | *96CTN1202422A* | 32800 | 31800 | 18 | 11.7 | 8.5 | 2 | 97 | 78 | 210470293
COMFORTMAKER | CVH837GKA2* | EA*4X60L24A*+WALLCON | *96CTN1202422A* | 32800 | 31800 | 18 | 11.7 | 8.5 | 2 | 97 | 78 | 210470292
ARCOAIRE | HVH837GKA2* | EA*4X60L24A*+WALLCON | *96CTN1202422A* | 32800 | 31800 | 18 | 11.7 | 8.5 | 2 | 97 | 78 | 210470291
ARCOAIRE | HVH837GKA2* | EA*4X60L24A*+WALLCON | *80CTL1352422A* | 32800 | 31800 | 18 | 12 | 8.5 | 2 | 97 | 78 | 210470280
KEEPRITE | CVH837GKA2* | EA*4X60L24A*+WALLCON | *96CTN1202422A* | 32800 | 31800 | 18 | 11.7 | 8.5 | 2 | 97 | 78 | 210470294
BRYANT HEATING AND COOLING SYSTEMS | 288BNV037*0**B* | CAP**6024AL*+UI | 986TC66120C24*** | 32800 | 31800 | 18 | 11.7 | 8.5 | 2 | 97 | 78 | 210470287
CARRIER | 25VNA837A*031* | CAP**6024AL*+UI | 59TN6B120C24**22 | 32800 | 31800 | 18 | 11.7 | 8.5 | 2 | 97 | 78 | 210470286
KENMORE | (C,H,T)VH837GKA2* | EA*4X60L24A*+WALLCON | *80CTL1352422A* | 32800 | 31800 | 18 | 12 | 8.5 | 2 | 97 | 78 | 210470284
TEMPSTAR | TVH837GKA2* | EA*4X60L24A*+WALLCON | *80CTL1352422A* | 32800 | 31800 | 18 | 12 | 8.5 | 2 | 97 | 78 | 210470285
AIRQUEST | HVH837GKA2* | EA*4X60L24A*+WALLCON | *80CTL1352422A* | 32800 | 31800 | 18 | 12 | 8.5 | 2 | 97 | 78 | 210470279
DAY & NIGHT | CVH837GKA2* | EA*4X60L24A*+WALLCON | *80CTL1352422A* | 32800 | 31800 | 18 | 12 | 8.5 | 2 | 97 | 78 | 210470282
COMFORTMAKER | CVH837GKA2* | EA*4X60L24A*+WALLCON | *80CTL1352422A* | 32800 | 31800 | 18 | 12 | 8.5 | 2 | 97 | 78 | 210470281
BRYANT HEATING AND COOLING SYSTEMS | 288BNV037*0**B* | CAP**6024AL*+UI | 88*TA66135C24*** | 32800 | 31800 | 18 | 12 | 8.5 | 2 | 97 | 78 | 210470276
CARRIER | 25VNA837A*031* | CAP**6024AL*+UI | 58TN*A135C24**22 | 32800 | 31800 | 18 | 12 | 8.5 | 2 | 97 | 78 | 210470275
TEMPSTAR | TVH837GKA2* | EA*4X60L24A*+WALLCON | *80CTL0902120A* | 32800 | 31800 | 17.5 | 11.7 | 8.5 | 1.98 | 97 | 78 | 210470274
TEMPSTAR | TVH837GKA2* | EA*4X61L21A*+WALLCON | *80CTL0902120A* | 33200 | 32000 | 18 | 11.7 | 8.5 | 2 | 98 | 78 | 210470450
KEEPRITE | CVH837GKA2* | EA*4X60L24A*+WALLCON | *80CTL0902120A* | 32800 | 31800 | 17.5 | 11.7 | 8.5 | 1.98 | 97 | 78 | 210470272
ARCOAIRE | HVH837GKA2* | EA*4X60L24A*+WALLCON | *80CTL0902120A* | 32800 | 31800 | 17.5 | 11.7 | 8.5 | 1.98 | 97 | 78 | 210470269
KENMORE | (C,H,T)VH837GKA2* | EA*4X60L24A*+WALLCON | *80CTL0902120A* | 32800 | 31800 | 17.5 | 11.7 | 8.5 | 1.98 | 97 | 78 | 210470273
AIRQUEST | HVH837GKA2* | EA*4X60L24A*+WALLCON | *80CTL0902120A* | 32800 | 31800 | 17.5 | 11.7 | 8.5 | 1.98 | 97 | 78 | 210470268
HEIL | HVH837GKA2* | EA*4X60L24A*+WALLCON | *80CTL0902120A* | 32800 | 31800 | 17.5 | 11.7 | 8.5 | 1.98 | 97 | 78 | 210470266
TEMPSTAR | TVH837GKA2* | EA*4X60L24A*+WALLCON | *80CSU1002120A* | 32800 | 32000 | 17.5 | 11.5 | 8.1 | 1.98 | 98 | 78 | 210470263
BRYANT HEATING AND COOLING SYSTEMS | 288BNV037*0**B* | CAP**6024AL*+UI | 88*TA60090C21*** | 32800 | 31800 | 17.5 | 11.7 | 8.5 | 1.98 | 97 | 78 | 210470265
CARRIER | 25VNA837A*031*+TSTAT | CNPV*6024AL* | 58SP*A110V24**22 | 32400 | 47000 | 17.5 | 12 | 8.1 | 1.96 | 65 | 51 | 210465000
TEMPSTAR | TVH837GKA2*+TSTAT | EN(A,D,W)4X60L24** | *80VSL0902420A* | 32200 | 47000 | 18 | 12 | 8.1 | 1.96 | 65 | 51 | 210464999
KENMORE | (C,H,T)VH837GKA2*+TSTAT | EN(A,D,W)4X60L24** | *80VSL0902420A* | 32200 | 47000 | 18 | 12 | 8.1 | 1.96 | 65 | 51 | 210464998
KEEPRITE | CVH837GKA2*+TSTAT | EN(A,D,W)4X60L24** | *80VSL0902420A* | 32200 | 47000 | 18 | 12 | 8.1 | 1.96 | 65 | 51 | 210464997
DAY & NIGHT | CVH837GKA2*+TSTAT | EN(A,D,W)4X60L24** | *80VSL0902420A* | 32200 | 47000 | 18 | 12 | 8.1 | 1.96 | 65 | 51 | 210464996
COMFORTMAKER | CVH837GKA2*+TSTAT | EN(A,D,W)4X60L24** | *80VSL0902420A* | 32200 | 47000 | 18 | 12 | 8.1 | 1.96 | 65 | 51 | 210464995
ARCOAIRE | HVH837GKA2*+TSTAT | EN(A,D,W)4X60L24** | *80VSL0902420A* | 32200 | 47000 | 18 | 12 | 8.1 | 1.96 | 65 | 51 | 210464994
AIRQUEST | HVH837GKA2*+TSTAT | EN(A,D,W)4X60L24** | *80VSL0902420A* | 32200 | 47000 | 18 | 12 | 8.1 | 1.96 | 65 | 51 | 210464993
HEIL | HVH837GKA2*+TSTAT | EN(A,D,W)4X60L24** | *80VSL0902420A* | 32200 | 47000 | 18 | 12 | 8.1 | 1.96 | 65 | 51 | 210464991
BRYANT HEATING AND COOLING SYSTEMS | 288BNV037*0**B*+TSTAT | CNPV*6024AL* | 82*SA60090V24*** | 32200 | 47000 | 18 | 12 | 8.1 | 1.96 | 65 | 51 | 210464990
HEIL | HVH837GKA2*+TSTAT | EN(A,D,W)4X60L24** | *80VSL1102422A* | 32400 | 47000 | 17.5 | 12 | 8.1 | 1.96 | 65 | 51 | 210465002
BRYANT HEATING AND COOLING SYSTEMS | 288BNV037*0**B*+TSTAT | CNPV*6024AL* | 82*SA66110V24*** | 32400 | 47000 | 17.5 | 12 | 8.1 | 1.96 | 65 | 51 | 210465001
CARRIER | 25VNA837A*031*+TSTAT | CNPV*6024AL* | 58SP*A090V24**20 | 32200 | 47000 | 18 | 12 | 8.1 | 1.96 | 65 | 51 | 210464989
TEMPSTAR | TVH837GKA2*+TSTAT | EN(A,D,W)4X60L24** | *80VSL0902120A* | 32200 | 47000 | 17.5 | 12 | 8.1 | 1.94 | 65 | 51 | 210464988
KENMORE | (C,H,T)VH837GKA2*+TSTAT | EN(A,D,W)4X60L24** | *80VSL0902120A* | 32200 | 47000 | 17.5 | 12 | 8.1 | 1.94 | 65 | 51 | 210464987
KEEPRITE | CVH837GKA2*+TSTAT | EN(A,D,W)4X60L24** | *80VSL0902120A* | 32200 | 47000 | 17.5 | 12 | 8.1 | 1.94 | 65 | 51 | 210464986
DAY & NIGHT | CVH837GKA2*+TSTAT | EN(A,D,W)4X60L24** | *80VSL0902120A* | 32200 | 47000 | 17.5 | 12 | 8.1 | 1.94 | 65 | 51 | 210464985
COMFORTMAKER | CVH837GKA2*+TSTAT | EN(A,D,W)4X60L24** | *80VSL0902120A* | 32200 | 47000 | 17.5 | 12 | 8.1 | 1.94 | 65 | 51 | 210464984
ARCOAIRE | HVH837GKA2*+TSTAT | EN(A,D,W)4X60L24** | *80VSL0902120A* | 32200 | 47000 | 17.5 | 12 | 8.1 | 1.94 | 65 | 51 | 210464983
AIRQUEST | HVH837GKA2*+TSTAT | EN(A,D,W)4X60L24** | *80VSL0902120A* | 32200 | 47000 | 17.5 | 12 | 8.1 | 1.94 | 65 | 51 | 210464982
HEIL | HVH837GKA2*+TSTAT | EN(A,D,W)4X60L24** | *80VSL0902120A* | 32200 | 47000 | 17.5 | 12 | 8.1 | 1.94 | 65 | 51 | 210464980
BRYANT HEATING AND COOLING SYSTEMS | 288BNV037*0**B*+TSTAT | CNPV*6024AL* | 82*SA60090V21*** | 32200 | 47000 | 17.5 | 12 | 8.1 | 1.94 | 65 | 51 | 210464979
CARRIER | 25VNA837A*031*+TSTAT | CNPV*6024AL* | 58SP*A090V21**20 | 32200 | 47000 | 17.5 | 12 | 8.1 | 1.94 | 65 | 51 | 210464978
TEMPSTAR | TVH837GKA2*+TSTAT | EN(A,D,W)4X60L24** | *80VSL0702120A* | 32200 | 47000 | 17 | 12 | 8.1 | 1.94 | 65 | 51 | 210464977
KEEPRITE | CVH837GKA2*+TSTAT | EN(A,D,W)4X60L24** | *80VSL0702120A* | 32200 | 47000 | 17 | 12 | 8.1 | 1.94 | 65 | 51 | 210464975
KENMORE | (C,H,T)VH837GKA2*+TSTAT | EN(A,D,W)4X60L24** | *80VSL0702120A* | 32200 | 47000 | 17 | 12 | 8.1 | 1.94 | 65 | 51 | 210464976
ARCOAIRE | HVH837GKA2*+TSTAT | EN(A,D,W)4X60L24** | *80VSL0702120A* | 32200 | 47000 | 17 | 12 | 8.1 | 1.94 | 65 | 51 | 210464972
DAY & NIGHT | CVH837GKA2*+TSTAT | EN(A,D,W)4X60L24** | *80VSL0702120A* | 32200 | 47000 | 17 | 12 | 8.1 | 1.94 | 65 | 51 | 210464974
COMFORTMAKER | CVH837GKA2*+TSTAT | EN(A,D,W)4X60L24** | *80VSL0702120A* | 32200 | 47000 | 17 | 12 | 8.1 | 1.94 | 65 | 51 | 210464973
AIRQUEST | HVH837GKA2*+TSTAT | EN(A,D,W)4X60L24** | *80VSL0702120A* | 32200 | 47000 | 17 | 12 | 8.1 | 1.94 | 65 | 51 | 210464971
HEIL | HVH837GKA2*+TSTAT | EN(A,D,W)4X60L24** | *80VSL0702120A* | 32200 | 47000 | 17 | 12 | 8.1 | 1.94 | 65 | 51 | 210464969
BRYANT HEATING AND COOLING SYSTEMS | 288BNV037*0**B*+TSTAT | CNPV*6024AL* | 82*SA60070V21*** | 32200 | 47000 | 17 | 12 | 8.1 | 1.94 | 65 | 51 | 210464968
CARRIER | 25VNA837A*031*+TSTAT | CNPV*6024AL* | 58SP*A070V21**20 | 32200 | 47000 | 17 | 12 | 8.1 | 1.94 | 65 | 51 | 210464967
ARCOAIRE | HVH837GKA2*+TSTAT | EN(A,D,W)4X60L24** | *80VSL1102422A* | 32400 | 47000 | 17.5 | 12 | 8.1 | 1.96 | 65 | 51 | 210465005
AIRQUEST | HVH837GKA2*+TSTAT | EN(A,D,W)4X60L24** | *80VSL1102422A* | 32400 | 47000 | 17.5 | 12 | 8.1 | 1.96 | 65 | 51 | 210465004
AIRQUEST | HVH837GKA2*+TSTAT | EN(A,D,W)4X60L24** | *80VTL0902120A* | 32200 | 47000 | 17.5 | 12 | 8.1 | 1.94 | 65 | 51 | 210465015
HEIL | HVH837GKA2*+TSTAT | EN(A,D,W)4X60L24** | *80VTL0902120A* | 32200 | 47000 | 17.5 | 12 | 8.1 | 1.94 | 65 | 51 | 210465013
BRYANT HEATING AND COOLING SYSTEMS | 288BNV037*0**B*+TSTAT | CNPV*6024AL* | 82*TA60090V21*** | 32200 | 47000 | 17.5 | 12 | 8.1 | 1.94 | 65 | 51 | 210465012
CARRIER | 25VNA837A*031*+TSTAT | CNPV*6024AL* | 58TP*A090V21**20 | 32200 | 47000 | 17.5 | 12 | 8.1 | 1.94 | 65 | 51 | 210465011
TEMPSTAR | TVH837GKA2*+TSTAT | EN(A,D,W)4X60L24** | *80VSL1102422A* | 32400 | 47000 | 17.5 | 12 | 8.1 | 1.96 | 65 | 51 | 210465010
KENMORE | (C,H,T)VH837GKA2*+TSTAT | EN(A,D,W)4X60L24** | *80VSL1102422A* | 32400 | 47000 | 17.5 | 12 | 8.1 | 1.96 | 65 | 51 | 210465009
KEEPRITE | CVH837GKA2*+TSTAT | EA*4X48L21A* | *80VSL0701716A* | 31800 | 47000 | 17 | 11 | 8.1 | 1.94 | 66 | 52 | 210460253
TEMPSTAR | TVH837GKA2*+TSTAT | EA*4X48L21A* | *80VTL0701716A* | 32000 | 47000 | 17.5 | 11 | 8.1 | 1.96 | 66 | 52 | 210460313
COMFORTMAKER | CVH837GKA2*+TSTAT | EA*4X48L21A* | *80VTL0701716A* | 32000 | 47000 | 17.5 | 11 | 8.1 | 1.96 | 66 | 52 | 210460309
KENMORE | (C,H,T)VH837GKA2*+TSTAT | EA*4X48L21A* | *80VTL0701716A* | 32000 | 47000 | 17.5 | 11 | 8.1 | 1.96 | 66 | 52 | 210460312
KEEPRITE | CVH837GKA2*+TSTAT | EA*4X48L21A* | *80VTL0701716A* | 32000 | 47000 | 17.5 | 11 | 8.1 | 1.96 | 66 | 52 | 210460311
TEMPSTAR | TVH837GKA2*+TSTAT | EA*4X48L21A* | *96VTN0801716A* | 31800 | 47000 | 17 | 11 | 8.1 | 1.94 | 66 | 52 | 210460302
ARCOAIRE | HVH837GKA2*+TSTAT | EN(A,D,W)4X48L21** | *96VTN1002122A* | 32000 | 47500 | 17.5 | 12 | 8.1 | 1.96 | 65 | 51 | 210464171
KEEPRITE | CVH837GKA2*+TSTAT | EN(A,D,W)4X48L21** | *96VTN1002122A* | 32000 | 47500 | 17.5 | 12 | 8.1 | 1.96 | 65 | 51 | 210464174
TEMPSTAR | TVH837GKA2*+TSTAT | EN(A,D,W)4X48L21** | *96VTN1002122A* | 32000 | 47500 | 17.5 | 12 | 8.1 | 1.96 | 65 | 51 | 210464176
KENMORE | (C,H,T)VH837GKA2*+TSTAT | EN(A,D,W)4X48L21** | *96VTN1002122A* | 32000 | 47500 | 17.5 | 12 | 8.1 | 1.96 | 65 | 51 | 210464175
DAY & NIGHT | CVH837GKA2*+TSTAT | EN(A,D,W)4X48L21** | *96VTN1002122A* | 32000 | 47500 | 17.5 | 12 | 8.1 | 1.96 | 65 | 51 | 210464173
AIRQUEST | HVH837GKA2*+TSTAT | EN(A,D,W)4X48L21** | *96VTN1002122A* | 32000 | 47500 | 17.5 | 12 | 8.1 | 1.96 | 65 | 51 | 210464170
HEIL | HVH837GKA2*+TSTAT | EN(A,D,W)4X48L21** | *96VTN1002122A* | 32000 | 47500 | 17.5 | 12 | 8.1 | 1.96 | 65 | 51 | 210464168
BRYANT HEATING AND COOLING SYSTEMS | 288BNV037*0**B*+TSTAT | CNPV*4821AL* | 926TB66100V21*** | 32000 | 47500 | 17.5 | 12 | 8.1 | 1.96 | 65 | 51 | 210464167
CARRIER | 25VNA837A*031*+TSTAT | CNPV*4821AL* | GG96VTAA60100C | 32000 | 47500 | 17.5 | 12 | 8.1 | 1.96 | 65 | 51 | 210464166
CARRIER | 25VNA837A*031*+TSTAT | CNPV*4821AL* | 59TP6B100V21**22 | 32000 | 47500 | 17.5 | 12 | 8.1 | 1.96 | 65 | 51 | 210464165
AIRQUEST | HVH837GKA2*+TSTAT | EN(A,D,W)4X48L21** | *96VSN0802120A* | 31800 | 47500 | 17.5 | 11.7 | 8.1 | 1.94 | 65 | 51 | 210464125
TEMPSTAR | TVH837GKA2*+TSTAT | EN(A,D,W)4X48L21** | *96VSN1002120A* | 31800 | 47500 | 17.5 | 11.7 | 8.1 | 1.94 | 64 | 51 | 210464142
ARCOAIRE | HVH837GKA2*+TSTAT | EN(A,D,W)4X48L21** | *96VSN1002120A* | 31800 | 47500 | 17.5 | 11.7 | 8.1 | 1.94 | 64 | 51 | 210464137
COMFORTMAKER | CVH837GKA2*+TSTAT | EN(A,D,W)4X48L21** | *96VSN1002120A* | 31800 | 47500 | 17.5 | 11.7 | 8.1 | 1.94 | 64 | 51 | 210464138
DAY & NIGHT | CVH837GKA2*+TSTAT | EN(A,D,W)4X48L21** | *96VSN1002120A* | 31800 | 47500 | 17.5 | 11.7 | 8.1 | 1.94 | 64 | 51 | 210464139
KENMORE | (C,H,T)VH837GKA2*+TSTAT | EN(A,D,W)4X48L21** | *96VSN1002120A* | 31800 | 47500 | 17.5 | 11.7 | 8.1 | 1.94 | 64 | 51 | 210464141
KEEPRITE | CVH837GKA2*+TSTAT | EN(A,D,W)4X48L21** | *96VSN1002120A* | 31800 | 47500 | 17.5 | 11.7 | 8.1 | 1.94 | 64 | 51 | 210464140
CARRIER | 25VNA837A*031*+TSTAT | CNPV*4821AL* | 59SP6A100V21**20 | 31800 | 47500 | 17.5 | 11.7 | 8.1 | 1.94 | 64 | 51 | 210464132
AIRQUEST | HVH837GKA2*+TSTAT | EN(A,D,W)4X48L21** | *96VSN1002120A* | 31800 | 47500 | 17.5 | 11.7 | 8.1 | 1.94 | 64 | 51 | 210464136
HEIL | HVH837GKA2*+TSTAT | EN(A,D,W)4X48L21** | *96VSN1002120A* | 31800 | 47500 | 17.5 | 11.7 | 8.1 | 1.94 | 64 | 51 | 210464134
TEMPSTAR | TVH837GKA2*+TSTAT | EN(A,D,W)4X48L21** | *96VSN0802120A* | 31800 | 47500 | 17.5 | 11.7 | 8.1 | 1.94 | 65 | 51 | 210464131
BRYANT HEATING AND COOLING SYSTEMS | 288BNV037*0**B*+TSTAT | CNPV*4821AL* | 926SA60100V21*** | 31800 | 47500 | 17.5 | 11.7 | 8.1 | 1.94 | 64 | 51 | 210464133
KENMORE | (C,H,T)VH837GKA2*+TSTAT | EN(A,D,W)4X48L21** | *96VSN0802120A* | 31800 | 47500 | 17.5 | 11.7 | 8.1 | 1.94 | 65 | 51 | 210464130
KEEPRITE | CVH837GKA2*+TSTAT | EN(A,D,W)4X48L21** | *96VSN0802120A* | 31800 | 47500 | 17.5 | 11.7 | 8.1 | 1.94 | 65 | 51 | 210464129
DAY & NIGHT | CVH837GKA2*+TSTAT | EN(A,D,W)4X48L21** | *96VSN0802120A* | 31800 | 47500 | 17.5 | 11.7 | 8.1 | 1.94 | 65 | 51 | 210464128
COMFORTMAKER | CVH837GKA2*+TSTAT | EN(A,D,W)4X48L21** | *96VSN0802120A* | 31800 | 47500 | 17.5 | 11.7 | 8.1 | 1.94 | 65 | 51 | 210464127
ARCOAIRE | HVH837GKA2*+TSTAT | EN(A,D,W)4X48L21** | *96VSN0802120A* | 31800 | 47500 | 17.5 | 11.7 | 8.1 | 1.94 | 65 | 51 | 210464126
HEIL | HVH837GKA2*+TSTAT | EN(A,D,W)4X48L21** | *96VSN0802120A* | 31800 | 47500 | 17.5 | 11.7 | 8.1 | 1.94 | 65 | 51 | 210464123
CARRIER | 25VNA837A*031*+TSTAT | CNPV*4821AL* | 59SP6A080V21**20 | 31800 | 47500 | 17.5 | 11.7 | 8.1 | 1.94 | 65 | 51 | 210464121
BRYANT HEATING AND COOLING SYSTEMS | 288BNV037*0**B*+TSTAT | CNPV*4821AL* | 926SA60080V21*** | 31800 | 47500 | 17.5 | 11.7 | 8.1 | 1.94 | 65 | 51 | 210464122
DAY & NIGHT | CVH837GKA2*+TSTAT | EA*4X43L21A* | *96VSN0801716A* | 32200 | 47500 | 17 | 11 | 8.1 | 1.96 | 65 | 52 | 210459729
COMFORTMAKER | CVH837GKA2*+TSTAT | EA*4X43L21A* | *96VSN0801716A* | 32200 | 47500 | 17 | 11 | 8.1 | 1.96 | 65 | 52 | 210459728
DAY & NIGHT | CVH837GKA2*+TSTAT | EHD4X48AAL | *80VSL1102422A* | 32000 | 47500 | 16.5 | 11.5 | 8.1 | 1.94 | 64 | 51 | 210467717
KENMORE | (C,H,T)VH837GKA2*+TSTAT | EHD4X48AAL | *80VSL1102422A* | 32000 | 47500 | 16.5 | 11.5 | 8.1 | 1.94 | 64 | 51 | 210467719
TEMPSTAR | TVH837GKA2*+TSTAT | EHD4X48AAL | *80VSL1102422A* | 32000 | 47500 | 16.5 | 11.5 | 8.1 | 1.94 | 64 | 51 | 210467720
COMFORTMAKER | CVH837GKA2*+TSTAT | EHD4X48AAL | *80VSL1102422A* | 32000 | 47500 | 16.5 | 11.5 | 8.1 | 1.94 | 64 | 51 | 210467716
AIRQUEST | HVH837GKA2*+TSTAT | EHD4X48AAL | *80VSL0902420A* | 32000 | 47500 | 16.5 | 11 | 8.1 | 1.94 | 65 | 51 | 210467703
ARCOAIRE | HVH837GKA2*+TSTAT | EHD4X48AAL | *80VSL0902420A* | 32000 | 47500 | 16.5 | 11 | 8.1 | 1.94 | 65 | 51 | 210467704
DAY & NIGHT | CVH837GKA2*+TSTAT | EHD4X48AAL | *80VSL0902420A* | 32000 | 47500 | 16.5 | 11 | 8.1 | 1.94 | 65 | 51 | 210467706
KEEPRITE | CVH837GKA2*+TSTAT | EHD4X48AAL | *80VSL0902420A* | 32000 | 47500 | 16.5 | 11 | 8.1 | 1.94 | 65 | 51 | 210467707
KENMORE | (C,H,T)VH837GKA2*+TSTAT | EHD4X48AAL | *80VSL0902420A* | 32000 | 47500 | 16.5 | 11 | 8.1 | 1.94 | 65 | 51 | 210467708
CARRIER | 25VNA837A*031*+TSTAT | CSPH*4812AL* | 58SP*A110V24**22 | 32000 | 47500 | 16.5 | 11.5 | 8.1 | 1.94 | 64 | 51 | 210467710
BRYANT HEATING AND COOLING SYSTEMS | 288BNV037*0**B*+TSTAT | CSPH*4812AL* | 82*SA66110V24*** | 32000 | 47500 | 16.5 | 11.5 | 8.1 | 1.94 | 64 | 51 | 210467711
HEIL | HVH837GKA2*+TSTAT | EHD4X48AAL | *80VSL0902420A* | 32000 | 47500 | 16.5 | 11 | 8.1 | 1.94 | 65 | 51 | 210467701
TEMPSTAR | TVH837GKA2*+TSTAT | EHD4X48AAL | *80VSL0902420A* | 32000 | 47500 | 16.5 | 11 | 8.1 | 1.94 | 65 | 51 | 210467709
COMFORTMAKER | CVH837GKA2*+TSTAT | EHD4X48AAL | *80VSL0902420A* | 32000 | 47500 | 16.5 | 11 | 8.1 | 1.94 | 65 | 51 | 210467705
KENMORE | (C,H,T)VH837GKA2*+TSTAT | EHD4X48AAL | *80VSL0902120A* | 32200 | 48000 | 17 | 11 | 8.1 | 1.96 | 65 | 51 | 210467697
BRYANT HEATING AND COOLING SYSTEMS | 288BNV037*0**B*+TSTAT | CSPH*4812AL* | 82*SA60090V24*** | 32000 | 47500 | 16.5 | 11 | 8.1 | 1.94 | 65 | 51 | 210467700
KEEPRITE | CVH837GKA2*+TSTAT | EHD4X48AAL | *80VSL0902120A* | 32200 | 48000 | 17 | 11 | 8.1 | 1.96 | 65 | 51 | 210467696
CARRIER | 25VNA837A*031*+TSTAT | CSPH*4812AL* | 58SP*A090V24**20 | 32000 | 47500 | 16.5 | 11 | 8.1 | 1.94 | 65 | 51 | 210467699
TEMPSTAR | TVH837GKA2*+TSTAT | EHD4X48AAL | *80VSL0902120A* | 32200 | 48000 | 17 | 11 | 8.1 | 1.96 | 65 | 51 | 210467698
AIRQUEST | HVH837GKA2*+TSTAT | EHD4X48AAL | *80VSL0902120A* | 32200 | 48000 | 17 | 11 | 8.1 | 1.96 | 65 | 51 | 210467692
DAY & NIGHT | CVH837GKA2*+TSTAT | EHD4X48AAL | *80VSL0902120A* | 32200 | 48000 | 17 | 11 | 8.1 | 1.96 | 65 | 51 | 210467695
COMFORTMAKER | CVH837GKA2*+TSTAT | EHD4X48AAL | *80VSL0902120A* | 32200 | 48000 | 17 | 11 | 8.1 | 1.96 | 65 | 51 | 210467694
ARCOAIRE | HVH837GKA2*+TSTAT | EHD4X48AAL | *80VSL0902120A* | 32200 | 48000 | 17 | 11 | 8.1 | 1.96 | 65 | 51 | 210467693
HEIL | HVH837GKA2*+TSTAT | EHD4X48AAL | *80VSL0902120A* | 32200 | 48000 | 17 | 11 | 8.1 | 1.96 | 65 | 51 | 210467690
TEMPSTAR | TVH837GKA2*+TSTAT | EHD4X48AAL | *80VSL0702120A* | 32200 | 48000 | 16 | 11 | 8.1 | 1.96 | 65 | 51 | 210467687
COMFORTMAKER | CVH837GKA2*+TSTAT | EHD4X48AAL | *80VSL0702120A* | 32200 | 48000 | 16 | 11 | 8.1 | 1.96 | 65 | 51 | 210467683
KENMORE | (C,H,T)VH837GKA2*+TSTAT | EHD4X48AAL | *80VSL0702120A* | 32200 | 48000 | 16 | 11 | 8.1 | 1.96 | 65 | 51 | 210467686
CARRIER | 25VNA837A*031*+TSTAT | CSPH*4812AL* | 58SP*A090V21**20 | 32200 | 48000 | 17 | 11 | 8.1 | 1.96 | 65 | 51 | 210467688
BRYANT HEATING AND COOLING SYSTEMS | 288BNV037*0**B*+TSTAT | CSPH*4812AL* | 82*SA60090V21*** | 32200 | 48000 | 17 | 11 | 8.1 | 1.96 | 65 | 51 | 210467689
ARCOAIRE | HVH837GKA2*+TSTAT | EHD4X48AAL | *80VSL0702120A* | 32200 | 48000 | 16 | 11 | 8.1 | 1.96 | 65 | 51 | 210467682
HEIL | HVH837GKA2*+TSTAT | EHD4X48AAL | *80VSL0702120A* | 32200 | 48000 | 16 | 11 | 8.1 | 1.96 | 65 | 51 | 210467679
KEEPRITE | CVH837GKA2*+TSTAT | EHD4X48AAL | *80VSL0702120A* | 32200 | 48000 | 16 | 11 | 8.1 | 1.96 | 65 | 51 | 210467685
AIRQUEST | HVH837GKA2*+TSTAT | EHD4X48AAL | *80VSL0702120A* | 32200 | 48000 | 16 | 11 | 8.1 | 1.96 | 65 | 51 | 210467681
DAY & NIGHT | CVH837GKA2*+TSTAT | EHD4X48AAL | *80VSL0702120A* | 32200 | 48000 | 16 | 11 | 8.1 | 1.96 | 65 | 51 | 210467684
BRYANT HEATING AND COOLING SYSTEMS | 288BNV037*0**B*+TSTAT | CSPH*4812AL* | 82*SA60070V21*** | 32200 | 48000 | 16 | 11 | 8.1 | 1.96 | 65 | 51 | 210467678
KENMORE | (C,H,T)VH837GKA2*+TSTAT | EHD4X48AAL | *80VSL0701716A* | 32000 | 47500 | 16.5 | 11 | 8.1 | 1.94 | 65 | 51 | 210467675
TEMPSTAR | TVH837GKA2*+TSTAT | EHD4X48AAL | *80VSL0701716A* | 32000 | 47500 | 16.5 | 11 | 8.1 | 1.94 | 65 | 51 | 210467676
CARRIER | 25VNA837A*031*+TSTAT | CSPH*4812AL* | 58SP*A070V21**20 | 32200 | 48000 | 16 | 11 | 8.1 | 1.96 | 65 | 51 | 210467677
KEEPRITE | CVH837GKA2*+TSTAT | EHD4X48AAL | *80VSL0451716A* | 32000 | 48000 | 16.5 | 11 | 8.1 | 1.94 | 65 | 51 | 210467663
KEEPRITE | CVH837GKA2*+TSTAT | EHD4X48AAL | *80VSL0701716A* | 32000 | 47500 | 16.5 | 11 | 8.1 | 1.94 | 65 | 51 | 210467674
DAY & NIGHT | CVH837GKA2*+TSTAT | EHD4X48AAL | *80VSL0701716A* | 32000 | 47500 | 16.5 | 11 | 8.1 | 1.94 | 65 | 51 | 210467673
AIRQUEST | HVH837GKA2*+TSTAT | EHD4X48AAL | *80VSL0701716A* | 32000 | 47500 | 16.5 | 11 | 8.1 | 1.94 | 65 | 51 | 210467670
COMFORTMAKER | CVH837GKA2*+TSTAT | EHD4X48AAL | *80VSL0701716A* | 32000 | 47500 | 16.5 | 11 | 8.1 | 1.94 | 65 | 51 | 210467672
KENMORE | (C,H,T)VH837GKA2*+TSTAT | EHD4X48AAL | *80VSL0451716A* | 32000 | 48000 | 16.5 | 11 | 8.1 | 1.94 | 65 | 51 | 210467664
HEIL | HVH837GKA2*+TSTAT | EHD4X48AAL | *80VSL0701716A* | 32000 | 47500 | 16.5 | 11 | 8.1 | 1.94 | 65 | 51 | 210467668
BRYANT HEATING AND COOLING SYSTEMS | 288BNV037*0**B*+TSTAT | CSPH*4812AL* | 82*SA48070V17*** | 32000 | 47500 | 16.5 | 11 | 8.1 | 1.94 | 65 | 51 | 210467667
TEMPSTAR | TVH837GKA2*+TSTAT | EHD4X48AAL | *80VSL0451716A* | 32000 | 48000 | 16.5 | 11 | 8.1 | 1.94 | 65 | 51 | 210467665
CARRIER | 25VNA837A*031*+TSTAT | CSPH*4812AL* | 58SP*A070V17**16 | 32000 | 47500 | 16.5 | 11 | 8.1 | 1.94 | 65 | 51 | 210467666
ARCOAIRE | HVH837GKA2*+TSTAT | EHD4X48AAL | *80VSL0451716A* | 32000 | 48000 | 16.5 | 11 | 8.1 | 1.94 | 65 | 51 | 210467660
AIRQUEST | HVH837GKA2*+TSTAT | EHD4X48AAL | *80VSL0451716A* | 32000 | 48000 | 16.5 | 11 | 8.1 | 1.94 | 65 | 51 | 210467659
DAY & NIGHT | CVH837GKA2*+TSTAT | EHD4X48AAL | *80VSL0451716A* | 32000 | 48000 | 16.5 | 11 | 8.1 | 1.94 | 65 | 51 | 210467662
COMFORTMAKER | CVH837GKA2*+TSTAT | EHD4X48AAL | *80VSL0451716A* | 32000 | 48000 | 16.5 | 11 | 8.1 | 1.94 | 65 | 51 | 210467661
HEIL | HVH837GKA2*+TSTAT | EHD4X48AAL | *80VSL0451716A* | 32000 | 48000 | 16.5 | 11 | 8.1 | 1.94 | 65 | 51 | 210467657
KENMORE | (C,H,T)VH837GKA2*+TSTAT | EA*4X61L24A* | *96VTN1002120A* | 32800 | 46500 | 18 | 11.7 | 8.1 | 1.96 | 66 | 52 | 210461978
DAY & NIGHT | CVH837GKA2*+TSTAT | EA*4X61L24A* | *96VTN1002120A* | 32800 | 46500 | 18 | 11.7 | 8.1 | 1.96 | 66 | 52 | 210461976
COMFORTMAKER | CVH837GKA2*+TSTAT | EA*4X61L24A* | *96VTN1002120A* | 32800 | 46500 | 18 | 11.7 | 8.1 | 1.96 | 66 | 52 | 210461975
ARCOAIRE | HVH837GKA2*+TSTAT | EA*4X61L24A* | *96VTN1002120A* | 32800 | 46500 | 18 | 11.7 | 8.1 | 1.96 | 66 | 52 | 210461974
AIRQUEST | HVH837GKA2*+TSTAT | EA*4X61L24A* | *96VTN1002120A* | 32800 | 46500 | 18 | 11.7 | 8.1 | 1.96 | 66 | 52 | 210461973
HEIL | HVH837GKA2*+TSTAT | EA*4X61L24A* | *96VTN1002120A* | 32800 | 46500 | 18 | 11.7 | 8.1 | 1.96 | 66 | 52 | 210461971
BRYANT HEATING AND COOLING SYSTEMS | 288BNV037*0**B*+TSTAT | CAP**6124AL* | 926TB60100V21*** | 32800 | 46500 | 18 | 11.7 | 8.1 | 1.96 | 66 | 52 | 210461970
TEMPSTAR | TVH837GKA2*+TSTAT | EA*4X61L24A* | *96VTN0802120A* | 32800 | 47000 | 18 | 11.7 | 8.1 | 1.98 | 65 | 52 | 210461968
KEEPRITE | CVH837GKA2*+TSTAT | EA*4X61L24A* | *96VTN0802120A* | 32800 | 47000 | 18 | 11.7 | 8.1 | 1.98 | 65 | 52 | 210461966
KENMORE | (C,H,T)VH837GKA2*+TSTAT | EA*4X61L24A* | *96VTN0802120A* | 32800 | 47000 | 18 | 11.7 | 8.1 | 1.98 | 65 | 52 | 210461967
COMFORTMAKER | CVH837GKA2*+TSTAT | EA*4X61L24A* | *96VTN0802120A* | 32800 | 47000 | 18 | 11.7 | 8.1 | 1.98 | 65 | 52 | 210461964
DAY & NIGHT | CVH837GKA2*+TSTAT | EA*4X61L24A* | *96VTN0802120A* | 32800 | 47000 | 18 | 11.7 | 8.1 | 1.98 | 65 | 52 | 210461965
ARCOAIRE | HVH837GKA2*+TSTAT | EA*4X61L24A* | *96VTN0802120A* | 32800 | 47000 | 18 | 11.7 | 8.1 | 1.98 | 65 | 52 | 210461963
AIRQUEST | HVH837GKA2*+TSTAT | EA*4X61L24A* | *96VTN0802120A* | 32800 | 47000 | 18 | 11.7 | 8.1 | 1.98 | 65 | 52 | 210461962
HEIL | HVH837GKA2*+TSTAT | EA*4X61L24A* | *96VTN0802120A* | 32800 | 47000 | 18 | 11.7 | 8.1 | 1.98 | 65 | 52 | 210461960
BRYANT HEATING AND COOLING SYSTEMS | 288BNV037*0**B*+TSTAT | CAP**6124AL* | 926TB60080V21*** | 32800 | 47000 | 18 | 11.7 | 8.1 | 1.98 | 65 | 52 | 210461959
CARRIER | 25VNA837A*031*+TSTAT | CAP**6124AL* | 59TP6B080V21**20 | 32800 | 47000 | 18 | 11.7 | 8.1 | 1.98 | 65 | 17 | 210461958
COMFORTMAKER | CVH837GKA2*+TSTAT | EHD4X42AAL | *80VTL0902120A* | 32200 | 48000 | 17 | 11 | 8.1 | 1.96 | 65 | 51 | 210467138
AIRQUEST | HVH837GKA2*+TSTAT | EHD4X36AAL | *80VSL1102422A* | 32000 | 48000 | 16.5 | 11 | 8.1 | 1.94 | 65 | 50 | 210466513
CARRIER | 25VNA837A*031*+TSTAT | CNPV*4821AL* | 58SP*A090V21**20 | 31600 | 47500 | 17.5 | 11.7 | 8.1 | 1.94 | 64 | 51 | 210464254
TEMPSTAR | TVH837GKA2*+TSTAT | EN(A,D,W)4X48L21** | *80VSL0702120A* | 31600 | 47500 | 17 | 11.7 | 8.1 | 1.94 | 64 | 51 | 210464253
DAY & NIGHT | CVH837GKA2*+TSTAT | EN(A,D,W)4X48L21** | *80VSL0702120A* | 31600 | 47500 | 17 | 11.7 | 8.1 | 1.94 | 64 | 51 | 210464250
KEEPRITE | CVH837GKA2*+TSTAT | EN(A,D,W)4X48L21** | *80VSL0702120A* | 31600 | 47500 | 17 | 11.7 | 8.1 | 1.94 | 64 | 51 | 210464251
COMFORTMAKER | CVH837GKA2*+TSTAT | EN(A,D,W)4X48L21** | *80VSL0702120A* | 31600 | 47500 | 17 | 11.7 | 8.1 | 1.94 | 64 | 51 | 210464249
AIRQUEST | HVH837GKA2*+TSTAT | EN(A,D,W)4X48L21** | *80VSL0701716A* | 31800 | 48000 | 17 | 11.7 | 8.1 | 1.94 | 64 | 51 | 210464236
BRYANT HEATING AND COOLING SYSTEMS | 288BNV037*0**B*+TSTAT | CNPV*4821AL* | 82*SA48070V17*** | 31800 | 48000 | 17 | 11.7 | 8.1 | 1.94 | 64 | 51 | 210464233
ARCOAIRE | HVH837GKA2*+TSTAT | EN(A,D,W)4X48L21** | *80VSL0702120A* | 31600 | 47500 | 17 | 11.7 | 8.1 | 1.94 | 64 | 51 | 210464248
AIRQUEST | HVH837GKA2*+TSTAT | EN(A,D,W)4X48L21** | *80VSL0702120A* | 31600 | 47500 | 17 | 11.7 | 8.1 | 1.94 | 64 | 51 | 210464247
HEIL | HVH837GKA2*+TSTAT | EN(A,D,W)4X48L21** | *80VSL0702120A* | 31600 | 47500 | 17 | 11.7 | 8.1 | 1.94 | 64 | 51 | 210464245
CARRIER | 25VNA837A*031*+TSTAT | CNPV*4821AL* | 58SP*A070V21**20 | 31600 | 47500 | 17 | 11.7 | 8.1 | 1.94 | 64 | 51 | 210464243
BRYANT HEATING AND COOLING SYSTEMS | 288BNV037*0**B*+TSTAT | CNPV*4821AL* | 82*SA60070V21*** | 31600 | 47500 | 17 | 11.7 | 8.1 | 1.94 | 64 | 51 | 210464244
TEMPSTAR | TVH837GKA2*+TSTAT | EN(A,D,W)4X48L21** | *80VSL0701716A* | 31800 | 48000 | 17 | 11.7 | 8.1 | 1.94 | 64 | 51 | 210464242
KEEPRITE | CVH837GKA2*+TSTAT | EN(A,D,W)4X48L21** | *80VSL0701716A* | 31800 | 48000 | 17 | 11.7 | 8.1 | 1.94 | 64 | 51 | 210464240
KENMORE | (C,H,T)VH837GKA2*+TSTAT | EN(A,D,W)4X48L21** | *80VSL0701716A* | 31800 | 48000 | 17 | 11.7 | 8.1 | 1.94 | 64 | 51 | 210464241
COMFORTMAKER | CVH837GKA2*+TSTAT | EN(A,D,W)4X48L21** | *80VSL0701716A* | 31800 | 48000 | 17 | 11.7 | 8.1 | 1.94 | 64 | 51 | 210464238
DAY & NIGHT | CVH837GKA2*+TSTAT | EN(A,D,W)4X48L21** | *80VSL0701716A* | 31800 | 48000 | 17 | 11.7 | 8.1 | 1.94 | 64 | 51 | 210464239
ARCOAIRE | HVH837GKA2*+TSTAT | EN(A,D,W)4X48L21** | *80VSL0701716A* | 31800 | 48000 | 17 | 11.7 | 8.1 | 1.94 | 64 | 51 | 210464237
HEIL | HVH837GKA2*+TSTAT | EN(A,D,W)4X48L21** | *80VSL0701716A* | 31800 | 48000 | 17 | 11.7 | 8.1 | 1.94 | 64 | 51 | 210464234
CARRIER | 25VNA837A*031*+TSTAT | CNPV*4821AL* | 58SP*A070V17**16 | 31800 | 48000 | 17 | 11.7 | 8.1 | 1.94 | 64 | 50 | 210464232
COMFORTMAKER | CVH837GKA2*+TSTAT | EN(A,D,W)4X48L21** | *96VTN1002122A* | 32000 | 47500 | 17.5 | 12 | 8.1 | 1.96 | 65 | 51 | 210464172
KENMORE | (C,H,T)VH837GKA2*+TSTAT | EA*4X43L21A* | *96VSN0801716A* | 32200 | 47500 | 17 | 11 | 8.1 | 1.96 | 65 | 52 | 210459731
KEEPRITE | CVH837GKA2*+TSTAT | EHD4X48AAL | *96VTN1202422A* | 31800 | 47500 | 16.5 | 11 | 8.1 | 1.94 | 65 | 51 | 210467770
COMFORTMAKER | CVH837GKA2*+TSTAT | EHD4X48AAL | *96VTN1202422A* | 31800 | 47500 | 16.5 | 11 | 8.1 | 1.94 | 65 | 51 | 210467768
CARRIER | 25VNA837A*031*+TSTAT | CSPH*4812AL* | GG96VTAA66120D | 31800 | 47500 | 16.5 | 11 | 8.1 | 1.94 | 65 | 51 | 210467762
CARRIER | 25VNA837A*031*+TSTAT | CSPH*4812AL* | 59TP6B120V24**22 | 31800 | 47500 | 16.5 | 11 | 8.1 | 1.94 | 65 | 51 | 210467761
HEIL | HVH837GKA2*+TSTAT | EHD4X48AAL | *96VTN1202422A* | 31800 | 47500 | 16.5 | 11 | 8.1 | 1.94 | 65 | 51 | 210467764
BRYANT HEATING AND COOLING SYSTEMS | 288BNV037*0**B*+TSTAT | CSPH*4812AL* | 926TB66120V24*** | 31800 | 47500 | 16.5 | 11 | 8.1 | 1.94 | 65 | 51 | 210467763
ARCOAIRE | HVH837GKA2*+TSTAT | EHD4X48AAL | *96VTN0801716A* | 32000 | 48000 | 16.5 | 11 | 8.1 | 1.94 | 65 | 51 | 210467755
AIRQUEST | HVH837GKA2*+TSTAT | EHD4X48AAL | *96VTN0801716A* | 32000 | 48000 | 16.5 | 11 | 8.1 | 1.94 | 65 | 51 | 210467754
TEMPSTAR | TVH837GKA2*+TSTAT | EHD4X48AAL | *96VTN0801716A* | 32000 | 48000 | 16.5 | 11 | 8.1 | 1.94 | 65 | 51 | 210467760
DAY & NIGHT | CVH837GKA2*+TSTAT | EHD4X48AAL | *96VTN0801716A* | 32000 | 48000 | 16.5 | 11 | 8.1 | 1.94 | 65 | 51 | 210467757
KENMORE | (C,H,T)VH837GKA2*+TSTAT | EHD4X48AAL | *96VTN0801716A* | 32000 | 48000 | 16.5 | 11 | 8.1 | 1.94 | 65 | 51 | 210467759
KEEPRITE | CVH837GKA2*+TSTAT | EHD4X48AAL | *96VTN0801716A* | 32000 | 48000 | 16.5 | 11 | 8.1 | 1.94 | 65 | 51 | 210467758
COMFORTMAKER | CVH837GKA2*+TSTAT | EHD4X48AAL | *96VTN0801716A* | 32000 | 48000 | 16.5 | 11 | 8.1 | 1.94 | 65 | 51 | 210467756
HEIL | HVH837GKA2*+TSTAT | EHD4X48AAL | *96VTN0801716A* | 32000 | 48000 | 16.5 | 11 | 8.1 | 1.94 | 65 | 51 | 210467752
BRYANT HEATING AND COOLING SYSTEMS | 288BNV037*0**B*+TSTAT | CSPH*4812AL* | 926TB48080V17*** | 32000 | 48000 | 16.5 | 11 | 8.1 | 1.94 | 65 | 51 | 210467751
CARRIER | 25VNA837A*031*+TSTAT | CSPH*4812AL* | GG96VTAA48080B | 32000 | 48000 | 16.5 | 11 | 8.1 | 1.94 | 65 | 51 | 210467750
BRYANT HEATING AND COOLING SYSTEMS | 288BNV037*0**B*+TSTAT | CSPH*4812AL* | 82*TA66135V24*** | 32200 | 47500 | 17 | 11 | 8.1 | 1.96 | 65 | 51 | 210467748
HEIL | HVH837GKA2*+TSTAT | EHD4X48AAL | *80VTL0902120A* | 32200 | 48000 | 17 | 11 | 8.1 | 1.96 | 65 | 51 | 210467738
CARRIER | 25VNA837A*031*+TSTAT | CSPH*4812AL* | 59TP6B080V17**16 | 32000 | 48000 | 16.5 | 11 | 8.1 | 1.94 | 65 | 51 | 210467749
CARRIER | 25VNA837A*031*+TSTAT | CSPH*4812AL* | 58TP*A135V24**22 | 32200 | 47500 | 17 | 11 | 8.1 | 1.96 | 65 | 51 | 210467747
ARCOAIRE | HVH837GKA2*+TSTAT | EHD4X48AAL | *80VTL0902120A* | 32200 | 48000 | 17 | 11 | 8.1 | 1.96 | 65 | 51 | 210467741
KEEPRITE | CVH837GKA2*+TSTAT | EHD4X48AAL | *80VTL0902120A* | 32200 | 48000 | 17 | 11 | 8.1 | 1.96 | 65 | 51 | 210467744
TEMPSTAR | TVH837GKA2*+TSTAT | EHD4X48AAL | *80VTL0902120A* | 32200 | 48000 | 17 | 11 | 8.1 | 1.96 | 65 | 51 | 210467746
KENMORE | (C,H,T)VH837GKA2*+TSTAT | EHD4X48AAL | *80VTL0902120A* | 32200 | 48000 | 17 | 11 | 8.1 | 1.96 | 65 | 51 | 210467745
BRYANT HEATING AND COOLING SYSTEMS | 288BNV037*0**B*+TSTAT | CSPH*4812AL* | 82*TA60090V21*** | 32200 | 48000 | 17 | 11 | 8.1 | 1.96 | 65 | 51 | 210467737
COMFORTMAKER | CVH837GKA2*+TSTAT | EHD4X48AAL | *80VTL0902120A* | 32200 | 48000 | 17 | 11 | 8.1 | 1.96 | 65 | 51 | 210467742
AIRQUEST | HVH837GKA2*+TSTAT | EHD4X48AAL | *80VTL0902120A* | 32200 | 48000 | 17 | 11 | 8.1 | 1.96 | 65 | 51 | 210467740
DAY & NIGHT | CVH837GKA2*+TSTAT | EHD4X48AAL | *80VTL0902120A* | 32200 | 48000 | 17 | 11 | 8.1 | 1.96 | 65 | 51 | 210467743
CARRIER | 25VNA837A*031*+TSTAT | CSPH*4812AL* | 58TP*A090V17**16 | 32000 | 47500 | 17 | 11 | 8.1 | 1.96 | 65 | 51 | 210467734
CARRIER | 25VNA837A*031*+TSTAT | CSPH*4812AL* | 58TP*A090V21**20 | 32200 | 48000 | 17 | 11 | 8.1 | 1.96 | 65 | 51 | 210467736
BRYANT HEATING AND COOLING SYSTEMS | 288BNV037*0**B*+TSTAT | CSPH*4812AL* | 82*TA48090V17*** | 32000 | 47500 | 17 | 11 | 8.1 | 1.96 | 65 | 51 | 210467735
KEEPRITE | CVH837GKA2*+TSTAT | EHD4X48AAL | *80VTL0451412A* | 32000 | 48000 | 16.5 | 11 | 8.1 | 1.94 | 65 | 51 | 210467729
BRYANT HEATING AND COOLING SYSTEMS | 288BNV037*0**B*+TSTAT | CSPH*4812AL* | 82*TA36070V14*** | 32000 | 48000 | 16.5 | 11 | 8.1 | 1.96 | 65 | 51 | 210467733
TEMPSTAR | TVH837GKA2*+TSTAT | EHD4X48AAL | *80VTL0451412A* | 32000 | 48000 | 16.5 | 11 | 8.1 | 1.94 | 65 | 51 | 210467731
CARRIER | 25VNA837A*031*+TSTAT | CSPH*4812AL* | 58TP*A070V14**12 | 32000 | 48000 | 16.5 | 11 | 8.1 | 1.96 | 65 | 51 | 210467732
ARCOAIRE | HVH837GKA2*+TSTAT | EHD4X48AAL | *80VTL0451412A* | 32000 | 48000 | 16.5 | 11 | 8.1 | 1.94 | 65 | 51 | 210467726
KENMORE | (C,H,T)VH837GKA2*+TSTAT | EHD4X48AAL | *80VTL0451412A* | 32000 | 48000 | 16.5 | 11 | 8.1 | 1.94 | 65 | 51 | 210467730
DAY & NIGHT | CVH837GKA2*+TSTAT | EHD4X48AAL | *80VTL0451412A* | 32000 | 48000 | 16.5 | 11 | 8.1 | 1.94 | 65 | 51 | 210467728
COMFORTMAKER | CVH837GKA2*+TSTAT | EHD4X48AAL | *80VTL0451412A* | 32000 | 48000 | 16.5 | 11 | 8.1 | 1.94 | 65 | 51 | 210467727
AIRQUEST | HVH837GKA2*+TSTAT | EHD4X48AAL | *80VTL0451412A* | 32000 | 48000 | 16.5 | 11 | 8.1 | 1.94 | 65 | 51 | 210467725
HEIL | HVH837GKA2*+TSTAT | EHD4X48AAL | *80VTL0451412A* | 32000 | 48000 | 16.5 | 11 | 8.1 | 1.94 | 65 | 51 | 210467723
AIRQUEST | HVH837GKA2*+TSTAT | EHD4X48AAL | *80VSL1102422A* | 32000 | 47500 | 16.5 | 11.5 | 8.1 | 1.94 | 64 | 51 | 210467714
BRYANT HEATING AND COOLING SYSTEMS | 288BNV037*0**B*+TSTAT | CSPH*4812AL* | 82*TA36045V14*** | 32000 | 48000 | 16.5 | 11 | 8.1 | 1.94 | 65 | 51 | 210467722
CARRIER | 25VNA837A*031*+TSTAT | CSPH*4812AL* | 58TP*A045V14**12 | 32000 | 48000 | 16.5 | 11 | 8.1 | 1.94 | 65 | 51 | 210467721
TEMPSTAR | TVH837GKA2* | EA*4X60L24A*+WALLCON | *96CTN1002122A* | 32800 | 31800 | 17.5 | 11.7 | 8.5 | 2 | 97 | 78 | 210470351
BRYANT HEATING AND COOLING SYSTEMS | 288BNV037*0**B* | CAP**6024AL*+UI | 987MB60060C21*** | 32600 | 32200 | 17 | 11.5 | 8.1 | 1.96 | 98 | 78 | 210470364
CARRIER | 25VNA837A*031* | CAP**6024AL*+UI | 59MN7B060C21**20 | 32600 | 32200 | 17 | 11.5 | 8.1 | 1.96 | 98 | 78 | 210470363
HEIL | HVH837GKA2* | EA*4X60L24A*+WALLCON | *97CMN0602120A* | 32600 | 32200 | 17 | 11.5 | 8.1 | 1.96 | 98 | 78 | 210470365
ARCOAIRE | HVH837GKA2* | EA*4X60L24A*+WALLCON | *97CMN0602120A* | 32600 | 32200 | 17 | 11.5 | 8.1 | 1.96 | 98 | 78 | 210470368
AIRQUEST | HVH837GKA2* | EA*4X60L24A*+WALLCON | *97CMN0602120A* | 32600 | 32200 | 17 | 11.5 | 8.1 | 1.96 | 98 | 78 | 210470367
KEEPRITE | CVH837GKA2* | EA*4X60L24A*+WALLCON | *97CMN0602120A* | 32600 | 32200 | 17 | 11.5 | 8.1 | 1.96 | 98 | 78 | 210470371
KENMORE | (C,H,T)VH837GKA2* | EA*4X60L24A*+WALLCON | *97CMN0602120A* | 32600 | 32200 | 17 | 11.5 | 8.1 | 1.96 | 98 | 78 | 210470372
BRYANT HEATING AND COOLING SYSTEMS | 288BNV037*0**B* | CAP**6121AL*+UI | 935CA60080C21*** | 33200 | 32000 | 18 | 11.5 | 8.5 | 2 | 98 | 78 | 210470375
TEMPSTAR | TVH837GKA2* | EA*4X60L24A*+WALLCON | *97CMN0602120A* | 32600 | 32200 | 17 | 11.5 | 8.1 | 1.96 | 98 | 78 | 210470373
HEIL | HVH837GKA2* | EA*4X61L21A*+WALLCON | *95CSU0802120A* | 33200 | 32000 | 18 | 11.5 | 8.5 | 2 | 98 | 78 | 210470376
CARRIER | 25VNA837A*031* | CAP**6121AL*+UI | 59CU5A080C21**20 | 33200 | 32000 | 18 | 11.5 | 8.5 | 2 | 98 | 78 | 210470374
DAY & NIGHT | CVH837GKA2* | EA*4X60L24A*+WALLCON | *97CMN0602120A* | 32600 | 32200 | 17 | 11.5 | 8.1 | 1.96 | 98 | 78 | 210470370
AIRQUEST | HVH837GKA2* | EA*4X61L21A*+WALLCON | *95CSU0802120A* | 33200 | 32000 | 18 | 11.5 | 8.5 | 2 | 98 | 78 | 210470378
KEEPRITE | CVH837GKA2* | EA*4X61L21A*+WALLCON | *95CSU0802120A* | 33200 | 32000 | 18 | 11.5 | 8.5 | 2 | 98 | 78 | 210470382
ARCOAIRE | HVH837GKA2* | EA*4X61L21A*+WALLCON | *95CSU0802120A* | 33200 | 32000 | 18 | 11.5 | 8.5 | 2 | 98 | 78 | 210470379
DAY & NIGHT | CVH837GKA2* | EA*4X61L21A*+WALLCON | *95CSU0802120A* | 33200 | 32000 | 18 | 11.5 | 8.5 | 2 | 98 | 78 | 210470381
CARRIER | 25VNA837A*031* | CAP**6121AL*+UI | 59CU5A100C21**22 | 33200 | 32000 | 18 | 11.5 | 8.5 | 2 | 98 | 78 | 210470385
DAY & NIGHT | CVH837GKA2*+TSTAT | EHD4X42AAL | *80VSL0451412A* | 31800 | 48000 | 16 | 11 | 8.1 | 1.92 | 65 | 51 | 210466892
KEEPRITE | CVH837GKA2*+TSTAT | EHD4X42AAL | *80VSL0451412A* | 31800 | 48000 | 16 | 11 | 8.1 | 1.92 | 65 | 51 | 210466893
TEMPSTAR | TVH837GKA2*+TSTAT | EHD4X42AAL | *80VSL0451412A* | 31800 | 48000 | 16 | 11 | 8.1 | 1.92 | 65 | 51 | 210466895
DAY & NIGHT | CVH837GKA2*+TSTAT | EHD4X42AAL | *80VTL0902120A* | 32200 | 48000 | 17 | 11 | 8.1 | 1.96 | 65 | 51 | 210467139
KEEPRITE | CVH837GKA2*+TSTAT | EHD4X42AAL | *80VTL0902120A* | 32200 | 48000 | 17 | 11 | 8.1 | 1.96 | 65 | 51 | 210467140
CARRIER | 25VNA837A*031*+TSTAT | CSPH*4212AL* | 59SP6A060V17**14 | 31800 | 48000 | 16 | 11 | 8.1 | 1.92 | 65 | 51 | 210466929
BRYANT HEATING AND COOLING SYSTEMS | 288BNV037*0**B*+TSTAT | CSPH*4212AL* | 926SA42060V17*** | 31800 | 48000 | 16 | 11 | 8.1 | 1.92 | 65 | 51 | 210466930
KENMORE | (C,H,T)VH837GKA2*+TSTAT | EHD4X42AAL | *96VSN0601714A* | 31800 | 48000 | 16 | 11 | 8.1 | 1.92 | 65 | 51 | 210466938
KENMORE | (C,H,T)VH837GKA2*+TSTAT | EHD4X42AAL | *80VTL0902120A* | 32200 | 48000 | 17 | 11 | 8.1 | 1.96 | 65 | 51 | 210467141
DAY & NIGHT | CVH837GKA2*+TSTAT | EHD4X42AAL | *96VSN0601714A* | 31800 | 48000 | 16 | 11 | 8.1 | 1.92 | 65 | 51 | 210466936
COMFORTMAKER | CVH837GKA2*+TSTAT | EHD4X42AAL | *96VSN0601714A* | 31800 | 48000 | 16 | 11 | 8.1 | 1.92 | 65 | 51 | 210466935
TEMPSTAR | TVH837GKA2*+TSTAT | EHD4X42AAL | *96VSN0601714A* | 31800 | 48000 | 16 | 11 | 8.1 | 1.92 | 65 | 51 | 210466939
HEIL | HVH837GKA2*+TSTAT | EHD4X42AAL | *96VSN0601714A* | 31800 | 48000 | 16 | 11 | 8.1 | 1.92 | 65 | 51 | 210466931
KEEPRITE | CVH837GKA2*+TSTAT | EHD4X42AAL | *96VSN0601714A* | 31800 | 48000 | 16 | 11 | 8.1 | 1.92 | 65 | 51 | 210466937
AIRQUEST | HVH837GKA2*+TSTAT | EHD4X42AAL | *96VSN0601714A* | 31800 | 48000 | 16 | 11 | 8.1 | 1.92 | 65 | 51 | 210466933
CARRIER | 25VNA837A*031*+TSTAT | CSPH*4212AL* | 59SP6A080V21**20 | 31800 | 47500 | 16.5 | 11 | 8.1 | 1.94 | 64 | 51 | 210466940
BRYANT HEATING AND COOLING SYSTEMS | 288BNV037*0**B*+TSTAT | CSPH*4212AL* | 926SA60080V21*** | 31800 | 47500 | 16.5 | 11 | 8.1 | 1.94 | 64 | 51 | 210466941
ARCOAIRE | HVH837GKA2*+TSTAT | EHD4X42AAL | *96VSN0601714A* | 31800 | 48000 | 16 | 11 | 8.1 | 1.92 | 65 | 51 | 210466934
HEIL | HVH837GKA2*+TSTAT | EHD4X42AAL | *96VSN0802120A* | 31800 | 47500 | 16.5 | 11 | 8.1 | 1.94 | 64 | 51 | 210466942
AIRQUEST | HVH837GKA2*+TSTAT | EHD4X42AAL | *96VSN0802120A* | 31800 | 47500 | 16.5 | 11 | 8.1 | 1.94 | 64 | 51 | 210466944
COMFORTMAKER | CVH837GKA2*+TSTAT | EHD4X42AAL | *96VSN0802120A* | 31800 | 47500 | 16.5 | 11 | 8.1 | 1.94 | 64 | 51 | 210466946
KENMORE | (C,H,T)VH837GKA2*+TSTAT | EHD4X42AAL | *96VSN0802120A* | 31800 | 47500 | 16.5 | 11 | 8.1 | 1.94 | 64 | 51 | 210466949
KEEPRITE | CVH837GKA2*+TSTAT | EHD4X42AAL | *96VSN0802120A* | 31800 | 47500 | 16.5 | 11 | 8.1 | 1.94 | 64 | 51 | 210466948
TEMPSTAR | TVH837GKA2*+TSTAT | EHD4X42AAL | *96VSN0802120A* | 31800 | 47500 | 16.5 | 11 | 8.1 | 1.94 | 64 | 51 | 210466950
CARRIER | 25VNA837A*031*+TSTAT | CSPH*4212AL* | 59SP6A100V21**20 | 31800 | 47500 | 16.5 | 11 | 8.1 | 1.94 | 64 | 51 | 210466951
DAY & NIGHT | CVH837GKA2*+TSTAT | EHD4X42AAL | *96VSN0802120A* | 31800 | 47500 | 16.5 | 11 | 8.1 | 1.94 | 64 | 51 | 210466947
TEMPSTAR | TVH837GKA2*+TSTAT | EA*4X61L24A* | *96VTN1002120A* | 32800 | 46500 | 18 | 11.7 | 8.1 | 1.96 | 66 | 52 | 210461979
KEEPRITE | CVH837GKA2*+TSTAT | EA*4X61L24A* | *96VTN1002120A* | 32800 | 46500 | 18 | 11.7 | 8.1 | 1.96 | 66 | 52 | 210461977
KEEPRITE | CVH837GKA2*+TSTAT | EHD4X48AAL | *80VSL1102422A* | 32000 | 47500 | 16.5 | 11.5 | 8.1 | 1.94 | 64 | 51 | 210467718
TEMPSTAR | TVH837GKA2*+TSTAT | EHD4X48AAL | *96VTN1202422A* | 31800 | 47500 | 16.5 | 11 | 8.1 | 1.94 | 65 | 51 | 210467772
KENMORE | (C,H,T)VH837GKA2*+TSTAT | EHD4X48AAL | *96VTN1202422A* | 31800 | 47500 | 16.5 | 11 | 8.1 | 1.94 | 65 | 51 | 210467771
HEIL | HVH837GKA2*+TSTAT | EHD4X48AAL | *80VTL0701716A* | 32200 | 48000 | 17 | 11 | 8.1 | 1.96 | 65 | 51 | 210467775
BRYANT HEATING AND COOLING SYSTEMS | 288BNV037*0**B*+TSTAT | CSPH*4812AL* | 82*TA48070V17*** | 32200 | 48000 | 17 | 11 | 8.1 | 1.96 | 65 | 51 | 210467774
ARCOAIRE | HVH837GKA2*+TSTAT | EHD4X48AAL | *96VTN1202422A* | 31800 | 47500 | 16.5 | 11 | 8.1 | 1.94 | 65 | 51 | 210467767
AIRQUEST | HVH837GKA2*+TSTAT | EHD4X48AAL | *96VTN1202422A* | 31800 | 47500 | 16.5 | 11 | 8.1 | 1.94 | 65 | 51 | 210467766
DAY & NIGHT | CVH837GKA2*+TSTAT | EHD4X48AAL | *96VTN1202422A* | 31800 | 47500 | 16.5 | 11 | 8.1 | 1.94 | 65 | 51 | 210467769
CARRIER | 25VNA837A*031*+TSTAT | CSPH*4812AL* | 58TP*A070V17**16 | 32200 | 48000 | 17 | 11 | 8.1 | 1.96 | 65 | 51 | 210467773
AIRQUEST | HVH837GKA2*+TSTAT | EA*4X48L21A* | *96VTN0601714A* | 31400 | 47000 | 17 | 11 | 8.1 | 1.94 | 66 | 52 | 210460459
HEIL | HVH837GKA2*+TSTAT | EA*4X48L21A* | *96VTN0601714A* | 31400 | 47000 | 17 | 11 | 8.1 | 1.94 | 66 | 52 | 210460455
BRYANT HEATING AND COOLING SYSTEMS | 288BNV037*0**B*+TSTAT | CAP**4821AL* | 926TB42060V17*** | 31400 | 47000 | 17 | 11 | 8.1 | 1.94 | 66 | 52 | 210460453
CARRIER | 25VNA837A*031*+TSTAT | CAP**4821AL* | GG96VTAA42060B | 31400 | 47000 | 17 | 11 | 8.1 | 1.94 | 66 | 52 | 210460451
CARRIER | 25VNA837A*031*+TSTAT | CAP**4821AL* | 59TP6B060V17**14 | 31400 | 47000 | 17 | 11 | 8.1 | 1.94 | 66 | 52 | 210460449
TEMPSTAR | TVH837GKA2*+TSTAT | EN(A,D,W)4X48L21** | *80VTL0701716A* | 32000 | 48000 | 17.5 | 11.7 | 8.1 | 1.94 | 65 | 51 | 210464311
CARRIER | 25VNA837A*031*+TSTAT | CNPV*4821AL* | 58TP*A070V17**16 | 32000 | 48000 | 17.5 | 11.7 | 8.1 | 1.94 | 65 | 50 | 210464301
KENMORE | (C,H,T)VH837GKA2*+TSTAT | EN(A,D,W)4X48L21** | *80VTL0701716A* | 32000 | 48000 | 17.5 | 11.7 | 8.1 | 1.94 | 65 | 51 | 210464310
KEEPRITE | CVH837GKA2*+TSTAT | EN(A,D,W)4X48L21** | *80VTL0701716A* | 32000 | 48000 | 17.5 | 11.7 | 8.1 | 1.94 | 65 | 51 | 210464309
ARCOAIRE | HVH837GKA2*+TSTAT | EN(A,D,W)4X48L21** | *80VTL0701716A* | 32000 | 48000 | 17.5 | 11.7 | 8.1 | 1.94 | 65 | 51 | 210464306
DAY & NIGHT | CVH837GKA2*+TSTAT | EN(A,D,W)4X48L21** | *80VTL0701716A* | 32000 | 48000 | 17.5 | 11.7 | 8.1 | 1.94 | 65 | 51 | 210464308
COMFORTMAKER | CVH837GKA2*+TSTAT | EN(A,D,W)4X48L21** | *80VTL0701716A* | 32000 | 48000 | 17.5 | 11.7 | 8.1 | 1.94 | 65 | 51 | 210464307
AIRQUEST | HVH837GKA2*+TSTAT | EN(A,D,W)4X48L21** | *80VTL0701716A* | 32000 | 48000 | 17.5 | 11.7 | 8.1 | 1.94 | 65 | 51 | 210464305
HEIL | HVH837GKA2*+TSTAT | EN(A,D,W)4X48L21** | *80VSL0902120A* | 31600 | 47500 | 17.5 | 11.7 | 8.1 | 1.94 | 64 | 51 | 210464256
HEIL | HVH837GKA2*+TSTAT | EN(A,D,W)4X48L21** | *80VTL0701716A* | 32000 | 48000 | 17.5 | 11.7 | 8.1 | 1.94 | 65 | 51 | 210464303
BRYANT HEATING AND COOLING SYSTEMS | 288BNV037*0**B*+TSTAT | CNPV*4821AL* | 82*TA48070V17*** | 32000 | 48000 | 17.5 | 11.7 | 8.1 | 1.94 | 65 | 51 | 210464302
KEEPRITE | CVH837GKA2*+TSTAT | EN(A,D,W)4X48L21** | *80VTL0902120A* | 31600 | 47500 | 17.5 | 11.7 | 8.1 | 1.94 | 64 | 51 | 210464275
TEMPSTAR | TVH837GKA2*+TSTAT | EN(A,D,W)4X48L21** | *80VTL0902120A* | 31600 | 47500 | 17.5 | 11.7 | 8.1 | 1.94 | 64 | 51 | 210464277
KENMORE | (C,H,T)VH837GKA2*+TSTAT | EN(A,D,W)4X48L21** | *80VTL0902120A* | 31600 | 47500 | 17.5 | 11.7 | 8.1 | 1.94 | 64 | 51 | 210464276
ARCOAIRE | HVH837GKA2*+TSTAT | EN(A,D,W)4X48L21** | *80VTL0902120A* | 31600 | 47500 | 17.5 | 11.7 | 8.1 | 1.94 | 64 | 51 | 210464272
AIRQUEST | HVH837GKA2*+TSTAT | EN(A,D,W)4X48L21** | *80VTL0902120A* | 31600 | 47500 | 17.5 | 11.7 | 8.1 | 1.94 | 64 | 51 | 210464271
COMFORTMAKER | CVH837GKA2*+TSTAT | EN(A,D,W)4X48L21** | *80VTL0902120A* | 31600 | 47500 | 17.5 | 11.7 | 8.1 | 1.94 | 64 | 51 | 210464273
HEIL | HVH837GKA2*+TSTAT | EN(A,D,W)4X48L21** | *80VTL0902120A* | 31600 | 47500 | 17.5 | 11.7 | 8.1 | 1.94 | 64 | 51 | 210464269
BRYANT HEATING AND COOLING SYSTEMS | 288BNV037*0**B*+TSTAT | CNPV*4821AL* | 82*TA60090V21*** | 31600 | 47500 | 17.5 | 11.7 | 8.1 | 1.94 | 64 | 51 | 210464268
CARRIER | 25VNA837A*031*+TSTAT | CNPV*4821AL* | 58TP*A090V21**20 | 31600 | 47500 | 17.5 | 11.7 | 8.1 | 1.94 | 64 | 51 | 210464267
BRYANT HEATING AND COOLING SYSTEMS | 288BNV037*0**B*+TSTAT | CNPV*4821AL* | 82*TA48090V17*** | 31800 | 47500 | 17.5 | 11.7 | 8.1 | 1.94 | 65 | 51 | 210464266
CARRIER | 25VNA837A*031*+TSTAT | CNPV*4821AL* | 58TP*A090V17**16 | 31800 | 47500 | 17.5 | 11.7 | 8.1 | 1.94 | 65 | 51 | 210464265
TEMPSTAR | TVH837GKA2*+TSTAT | EN(A,D,W)4X48L21** | *80VSL0902120A* | 31600 | 47500 | 17.5 | 11.7 | 8.1 | 1.94 | 64 | 51 | 210464264
DAY & NIGHT | CVH837GKA2*+TSTAT | EN(A,D,W)4X48L21** | *80VSL0902120A* | 31600 | 47500 | 17.5 | 11.7 | 8.1 | 1.94 | 64 | 51 | 210464261
KENMORE | (C,H,T)VH837GKA2*+TSTAT | EN(A,D,W)4X48L21** | *80VSL0902120A* | 31600 | 47500 | 17.5 | 11.7 | 8.1 | 1.94 | 64 | 51 | 210464263
KEEPRITE | CVH837GKA2*+TSTAT | EN(A,D,W)4X48L21** | *80VSL0902120A* | 31600 | 47500 | 17.5 | 11.7 | 8.1 | 1.94 | 64 | 51 | 210464262
COMFORTMAKER | CVH837GKA2*+TSTAT | EN(A,D,W)4X48L21** | *80VSL0902120A* | 31600 | 47500 | 17.5 | 11.7 | 8.1 | 1.94 | 64 | 51 | 210464260
ARCOAIRE | HVH837GKA2*+TSTAT | EN(A,D,W)4X48L21** | *80VSL0902120A* | 31600 | 47500 | 17.5 | 11.7 | 8.1 | 1.94 | 64 | 51 | 210464259
BRYANT HEATING AND COOLING SYSTEMS | 288BNV037*0**B*+TSTAT | CNPV*4821AL* | 82*SA60090V21*** | 31600 | 47500 | 17.5 | 11.7 | 8.1 | 1.94 | 64 | 51 | 210464255
AIRQUEST | HVH837GKA2*+TSTAT | EN(A,D,W)4X48L21** | *80VSL0902120A* | 31600 | 47500 | 17.5 | 11.7 | 8.1 | 1.94 | 64 | 51 | 210464258
CARRIER | 25VNA837A*031*+TSTAT | CAP**4321AL* | GG96VTAA60100C | 32200 | 47500 | 17.5 | 11.7 | 8.5 | 1.98 | 65 | 51 | 210459734
BRYANT HEATING AND COOLING SYSTEMS | 288BNV037*0**B*+TSTAT | CAP**4321AL* | 926SA42060V17*** | 32000 | 47500 | 17 | 11 | 8.1 | 1.96 | 65 | 52 | 210459690
CARRIER | 25VNA837A*031*+TSTAT | CAP**4321AL* | 59SP6A060V17**14 | 32000 | 47500 | 17 | 11 | 8.1 | 1.96 | 65 | 52 | 210459689
CARRIER | 25VNA837A*031*+TSTAT | CAP**4321AL* | 59TP6B100V21**22 | 32200 | 47500 | 17.5 | 11.7 | 8.5 | 1.98 | 65 | 17 | 210459733
TEMPSTAR | TVH837GKA2*+TSTAT | EA*4X43L21A* | *96VSN0801716A* | 32200 | 47500 | 17 | 11 | 8.1 | 1.96 | 65 | 52 | 210459732
TEMPSTAR | TVH837GKA2*+TSTAT | EHD4X48AAL | *80VTL0701716A* | 32200 | 48000 | 17 | 11 | 8.1 | 1.96 | 65 | 51 | 210467783
DAY & NIGHT | CVH837GKA2*+TSTAT | EHD4X48AAL | *80VTL0701716A* | 32200 | 48000 | 17 | 11 | 8.1 | 1.96 | 65 | 51 | 210467780
COMFORTMAKER | CVH837GKA2*+TSTAT | EHD4X48AAL | *80VTL0701716A* | 32200 | 48000 | 17 | 11 | 8.1 | 1.96 | 65 | 51 | 210467779
KENMORE | (C,H,T)VH837GKA2*+TSTAT | EHD4X48AAL | *80VTL0701716A* | 32200 | 48000 | 17 | 11 | 8.1 | 1.96 | 65 | 51 | 210467782
KEEPRITE | CVH837GKA2*+TSTAT | EHD4X48AAL | *80VTL0701716A* | 32200 | 48000 | 17 | 11 | 8.1 | 1.96 | 65 | 51 | 210467781
AIRQUEST | HVH837GKA2*+TSTAT | EHD4X48AAL | *80VTL0701716A* | 32200 | 48000 | 17 | 11 | 8.1 | 1.96 | 65 | 51 | 210467777
ARCOAIRE | HVH837GKA2*+TSTAT | EHD4X48AAL | *80VTL0701716A* | 32200 | 48000 | 17 | 11 | 8.1 | 1.96 | 65 | 51 | 210467778
HEIL | HVH837GKA2*+TSTAT | EHD4X60AAL | *96VTN1002120A* | 32600 | 47000 | 17 | 11.5 | 8.1 | 1.98 | 66 | 52 | 210468589
KEEPRITE | CVH837GKA2*+TSTAT | EHD4X60AAL | *96VTN1002120A* | 32600 | 47000 | 17 | 11.5 | 8.1 | 1.98 | 66 | 52 | 210468595
TEMPSTAR | TVH837GKA2*+TSTAT | EHD4X60AAL | *96VTN1002120A* | 32600 | 47000 | 17 | 11.5 | 8.1 | 1.98 | 66 | 52 | 210468597
DAY & NIGHT | CVH837GKA2*+TSTAT | EHD4X60AAL | *96VTN0802120A* | 32600 | 47000 | 17 | 11 | 8.1 | 1.98 | 66 | 52 | 210468583
KENMORE | (C,H,T)VH837GKA2*+TSTAT | EHD4X60AAL | *96VTN1002120A* | 32600 | 47000 | 17 | 11.5 | 8.1 | 1.98 | 66 | 52 | 210468596
DAY & NIGHT | CVH837GKA2*+TSTAT | EHD4X60AAL | *96VTN1002120A* | 32600 | 47000 | 17 | 11.5 | 8.1 | 1.98 | 66 | 52 | 210468594
COMFORTMAKER | CVH837GKA2*+TSTAT | EHD4X60AAL | *96VTN1002120A* | 32600 | 47000 | 17 | 11.5 | 8.1 | 1.98 | 66 | 52 | 210468593
ARCOAIRE | HVH837GKA2*+TSTAT | EHD4X60AAL | *96VTN1002120A* | 32600 | 47000 | 17 | 11.5 | 8.1 | 1.98 | 66 | 52 | 210468592
AIRQUEST | HVH837GKA2*+TSTAT | EHD4X60AAL | *96VTN1002120A* | 32600 | 47000 | 17 | 11.5 | 8.1 | 1.98 | 66 | 52 | 210468591
DAY & NIGHT | CVH837GKA2*+TSTAT | EHD4X60AAL | *96VTN0601714A* | 32200 | 47000 | 16.5 | 11 | 8.1 | 1.94 | 66 | 52 | 210468572
BRYANT HEATING AND COOLING SYSTEMS | 288BNV037*0**B*+TSTAT | CSPH*6012AL* | 926TB60100V21*** | 32600 | 47000 | 17 | 11.5 | 8.1 | 1.98 | 66 | 52 | 210468588
CARRIER | 25VNA837A*031*+TSTAT | CSPH*6012AL* | 59TP6B100V21**20 | 32600 | 47000 | 17 | 11.5 | 8.1 | 1.98 | 66 | 52 | 210468587
TEMPSTAR | TVH837GKA2*+TSTAT | EHD4X60AAL | *96VTN0802120A* | 32600 | 47000 | 17 | 11 | 8.1 | 1.98 | 66 | 52 | 210468586
KEEPRITE | CVH837GKA2*+TSTAT | EHD4X60AAL | *96VTN0802120A* | 32600 | 47000 | 17 | 11 | 8.1 | 1.98 | 66 | 52 | 210468584
COMFORTMAKER | CVH837GKA2*+TSTAT | EHD4X60AAL | *96VTN0802120A* | 32600 | 47000 | 17 | 11 | 8.1 | 1.98 | 66 | 52 | 210468582
ARCOAIRE | HVH837GKA2*+TSTAT | EHD4X60AAL | *96VTN0802120A* | 32600 | 47000 | 17 | 11 | 8.1 | 1.98 | 66 | 52 | 210468581
AIRQUEST | HVH837GKA2*+TSTAT | EHD4X60AAL | *96VTN0802120A* | 32600 | 47000 | 17 | 11 | 8.1 | 1.98 | 66 | 52 | 210468580
HEIL | HVH837GKA2*+TSTAT | EHD4X60AAL | *96VTN0802120A* | 32600 | 47000 | 17 | 11 | 8.1 | 1.98 | 66 | 52 | 210468578
HEIL | HVH837GKA2*+TSTAT | EHD4X60AAL | *96VTN0601714A* | 32200 | 47000 | 16.5 | 11 | 8.1 | 1.94 | 66 | 52 | 210468567
BRYANT HEATING AND COOLING SYSTEMS | 288BNV037*0**B*+TSTAT | CSPH*6012AL* | 926TB60080V21*** | 32600 | 47000 | 17 | 11 | 8.1 | 1.98 | 66 | 52 | 210468577
CARRIER | 25VNA837A*031*+TSTAT | CSPH*6012AL* | 59TP6B080V21**20 | 32600 | 47000 | 17 | 11 | 8.1 | 1.98 | 66 | 52 | 210468576
TEMPSTAR | TVH837GKA2*+TSTAT | EHD4X60AAL | *96VTN0601714A* | 32200 | 47000 | 16.5 | 11 | 8.1 | 1.94 | 66 | 52 | 210468575
KEEPRITE | CVH837GKA2*+TSTAT | EHD4X60AAL | *96VTN0601714A* | 32200 | 47000 | 16.5 | 11 | 8.1 | 1.94 | 66 | 52 | 210468573
KENMORE | (C,H,T)VH837GKA2*+TSTAT | EHD4X60AAL | *96VTN0601714A* | 32200 | 47000 | 16.5 | 11 | 8.1 | 1.94 | 66 | 52 | 210468574
ARCOAIRE | HVH837GKA2*+TSTAT | EHD4X60AAL | *96VTN0601714A* | 32200 | 47000 | 16.5 | 11 | 8.1 | 1.94 | 66 | 52 | 210468570
COMFORTMAKER | CVH837GKA2*+TSTAT | EHD4X60AAL | *96VTN0601714A* | 32200 | 47000 | 16.5 | 11 | 8.1 | 1.94 | 66 | 52 | 210468571
AIRQUEST | HVH837GKA2*+TSTAT | EHD4X60AAL | *96VTN0601714A* | 32200 | 47000 | 16.5 | 11 | 8.1 | 1.94 | 66 | 52 | 210468569
BRYANT HEATING AND COOLING SYSTEMS | 288BNV037*0**B*+TSTAT | CSPH*6012AL* | 926TB42060V17*** | 32200 | 47000 | 16.5 | 11 | 8.1 | 1.94 | 66 | 52 | 210468566
CARRIER | 25VNA837A*031*+TSTAT | CSPH*6012AL* | GG96VTAA42060B | 32200 | 47000 | 16.5 | 11 | 8.1 | 1.94 | 66 | 52 | 210468565
DAY & NIGHT | CVH837GKA2*+TSTAT | EN(A,D,W)4X60L24** | *80VTL0902120A* | 32200 | 47000 | 17.5 | 12 | 8.1 | 1.94 | 65 | 51 | 210465018
ARCOAIRE | HVH837GKA2*+TSTAT | EN(A,D,W)4X60L24** | *80VTL0902120A* | 32200 | 47000 | 17.5 | 12 | 8.1 | 1.94 | 65 | 51 | 210465016
TEMPSTAR | TVH837GKA2*+TSTAT | EN(A,D,W)4X60L24** | *80VTL0902120A* | 32200 | 47000 | 17.5 | 12 | 8.1 | 1.94 | 65 | 51 | 210465021
KENMORE | (C,H,T)VH837GKA2*+TSTAT | EN(A,D,W)4X60L24** | *80VTL0902120A* | 32200 | 47000 | 17.5 | 12 | 8.1 | 1.94 | 65 | 51 | 210465020
CARRIER | 25VNA837A*031*+TSTAT | CNPV*6024AL* | 58TP*A135V24**22 | 32200 | 47000 | 18 | 12 | 8.1 | 1.94 | 65 | 51 | 210465022
BRYANT HEATING AND COOLING SYSTEMS | 288BNV037*0**B*+TSTAT | CNPV*6024AL* | 82*TA66135V24*** | 32200 | 47000 | 18 | 12 | 8.1 | 1.94 | 65 | 51 | 210465023
KEEPRITE | CVH837GKA2*+TSTAT | EN(A,D,W)4X60L24** | *80VTL0902120A* | 32200 | 47000 | 17.5 | 12 | 8.1 | 1.94 | 65 | 51 | 210465019
COMFORTMAKER | CVH837GKA2*+TSTAT | EN(A,D,W)4X60L24** | *80VTL0902120A* | 32200 | 47000 | 17.5 | 12 | 8.1 | 1.94 | 65 | 51 | 210465017
CARRIER | 25VNA837A*031*+TSTAT | CNPV*6024AL* | 59TP6B120V24**22 | 32200 | 47000 | 17.5 | 12 | 8.1 | 1.94 | 65 | 51 | 210465024
CARRIER | 25VNA837A*031*+TSTAT | CNPV*6024AL* | GG96VTAA66120D | 32200 | 47000 | 17.5 | 12 | 8.1 | 1.94 | 65 | 51 | 210465025
BRYANT HEATING AND COOLING SYSTEMS | 288BNV037*0**B*+TSTAT | CNPV*6024AL* | 926TB66120V24*** | 32200 | 47000 | 17.5 | 12 | 8.1 | 1.94 | 65 | 51 | 210465026
HEIL | HVH837GKA2*+TSTAT | EN(A,D,W)4X60L24** | *96VTN1202422A* | 32200 | 47000 | 17.5 | 12 | 8.1 | 1.94 | 65 | 51 | 210465027
DAY & NIGHT | CVH837GKA2*+TSTAT | EN(A,D,W)4X60L24** | *96VTN1202422A* | 32200 | 47000 | 17.5 | 12 | 8.1 | 1.94 | 65 | 51 | 210465032
KEEPRITE | CVH837GKA2*+TSTAT | EN(A,D,W)4X60L24** | *96VTN1202422A* | 32200 | 47000 | 17.5 | 12 | 8.1 | 1.94 | 65 | 51 | 210465033
KENMORE | (C,H,T)VH837GKA2*+TSTAT | EN(A,D,W)4X60L24** | *96VTN1202422A* | 32200 | 47000 | 17.5 | 12 | 8.1 | 1.94 | 65 | 51 | 210465034
TEMPSTAR | TVH837GKA2*+TSTAT | EN(A,D,W)4X60L24** | *96VTN1202422A* | 32200 | 47000 | 17.5 | 12 | 8.1 | 1.94 | 65 | 51 | 210465035
AIRQUEST | HVH837GKA2*+TSTAT | EN(A,D,W)4X60L24** | *96VTN1202422A* | 32200 | 47000 | 17.5 | 12 | 8.1 | 1.94 | 65 | 51 | 210465029
COMFORTMAKER | CVH837GKA2*+TSTAT | EN(A,D,W)4X60L24** | *96VTN1202422A* | 32200 | 47000 | 17.5 | 12 | 8.1 | 1.94 | 65 | 51 | 210465031
ARCOAIRE | HVH837GKA2*+TSTAT | EN(A,D,W)4X60L24** | *96VTN1202422A* | 32200 | 47000 | 17.5 | 12 | 8.1 | 1.94 | 65 | 51 | 210465030
COMFORTMAKER | CVH837GKA2* | EA*4X60L24A*+WALLCON | *97CMN1202422A* | 32800 | 32000 | 17.5 | 11.7 | 8.5 | 1.98 | 98 | 78 | 210470325
KEEPRITE | CVH837GKA2* | EA*4X60L24A*+WALLCON | *97CMN1202422A* | 32800 | 32000 | 17.5 | 11.7 | 8.5 | 1.98 | 98 | 78 | 210470327
DAY & NIGHT | CVH837GKA2* | EA*4X60L24A*+WALLCON | *97CMN1202422A* | 32800 | 32000 | 17.5 | 11.7 | 8.5 | 1.98 | 98 | 78 | 210470326
TEMPSTAR | TVH837GKA2* | EA*4X60L24A*+WALLCON | *97CMN1202422A* | 32800 | 32000 | 17.5 | 11.7 | 8.5 | 1.98 | 98 | 78 | 210470329
ARCOAIRE | HVH837GKA2* | EA*4X60L24A*+WALLCON | *97CMN1202422A* | 32800 | 32000 | 17.5 | 11.7 | 8.5 | 1.98 | 98 | 78 | 210470324
HEIL | HVH837GKA2* | EA*4X60L24A*+WALLCON | *96CTN1002122A* | 32800 | 31800 | 17.5 | 11.7 | 8.5 | 2 | 97 | 78 | 210470343
CARRIER | 25VNA837A*031* | CAP**6024AL*+UI | 59TN6B100C21**22 | 32800 | 31800 | 17.5 | 11.7 | 8.5 | 2 | 97 | 78 | 210470341
BRYANT HEATING AND COOLING SYSTEMS | 288BNV037*0**B* | CAP**6024AL*+UI | 986TC66100C21*** | 32800 | 31800 | 17.5 | 11.7 | 8.5 | 2 | 97 | 78 | 210470342
ARCOAIRE | HVH837GKA2* | EA*4X60L24A*+WALLCON | *96CTN1002122A* | 32800 | 31800 | 17.5 | 11.7 | 8.5 | 2 | 97 | 78 | 210470346
AIRQUEST | HVH837GKA2* | EA*4X60L24A*+WALLCON | *96CTN1002122A* | 32800 | 31800 | 17.5 | 11.7 | 8.5 | 2 | 97 | 78 | 210470345
KENMORE | (C,H,T)VH837GKA2* | EA*4X60L24A*+WALLCON | *96CTN1002122A* | 32800 | 31800 | 17.5 | 11.7 | 8.5 | 2 | 97 | 78 | 210470350
DAY & NIGHT | CVH837GKA2* | EA*4X60L24A*+WALLCON | *96CTN1002122A* | 32800 | 31800 | 17.5 | 11.7 | 8.5 | 2 | 97 | 78 | 210470348
HEIL | HVH837GKA2*+TSTAT | EA*4X61L21A* | *96VTN1002122A* | 32800 | 46500 | 18 | 11.7 | 8.1 | 1.96 | 65 | 52 | 210461325
CARRIER | 25VNA837A*031*+TSTAT | CAP**6121AL* | GG96VTAA60100C | 32800 | 46500 | 18 | 11.7 | 8.1 | 1.96 | 65 | 52 | 210461323
CARRIER | 25VNA837A*031*+TSTAT | CAP**6121AL* | 59TP6B100V21**22 | 32800 | 46500 | 18 | 11.7 | 8.1 | 1.96 | 65 | 52 | 210461322
TEMPSTAR | TVH837GKA2*+TSTAT | EA*4X61L21A* | *96VSN1002120A* | 32400 | 46000 | 17.5 | 11.7 | 8.1 | 1.96 | 66 | 53 | 210461310
KEEPRITE | CVH837GKA2*+TSTAT | EA*4X61L21A* | *96VSN1002120A* | 32400 | 46000 | 17.5 | 11.7 | 8.1 | 1.96 | 66 | 53 | 210461308
DAY & NIGHT | CVH837GKA2*+TSTAT | EA*4X61L21A* | *96VSN1002120A* | 32400 | 46000 | 17.5 | 11.7 | 8.1 | 1.96 | 66 | 53 | 210461307
COMFORTMAKER | CVH837GKA2* | EA*4X61L24A*+WALLCON | *95CSU0802120A* | 33200 | 32000 | 18 | 11.5 | 8.5 | 2 | 98 | 78 | 210470523
KEEPRITE | CVH837GKA2* | EA*4X61L24A*+WALLCON | *95CSU0802120A* | 33200 | 32000 | 18 | 11.5 | 8.5 | 2 | 98 | 78 | 210470525
HEIL | HVH837GKA2* | EA*4X61L24A*+WALLCON | *95CSU0802120A* | 33200 | 32000 | 18 | 11.5 | 8.5 | 2 | 98 | 78 | 210470519
AIRQUEST | HVH837GKA2* | EA*4X61L24A*+WALLCON | *95CSU0802120A* | 33200 | 32000 | 18 | 11.5 | 8.5 | 2 | 98 | 78 | 210470521
BRYANT HEATING AND COOLING SYSTEMS | 288BNV037*0**B* | CAP**6124AL*+UI | 935CA60080C21*** | 33200 | 32000 | 18 | 11.5 | 8.5 | 2 | 98 | 78 | 210470518
CARRIER | 25VNA837A*031* | CAP**6124AL*+UI | 59CU5A080C21**20 | 33200 | 32000 | 18 | 11.5 | 8.5 | 2 | 98 | 78 | 210470517
TEMPSTAR | TVH837GKA2* | EA*4X61L21A*+WALLCON | *80CTL0901716A* | 33200 | 32000 | 18 | 12 | 8.5 | 2 | 98 | 78 | 210470505
KENMORE | (C,H,T)VH837GKA2* | EA*4X61L21A*+WALLCON | *80CTL0901716A* | 33200 | 32000 | 18 | 12 | 8.5 | 2 | 98 | 78 | 210470504
DAY & NIGHT | CVH837GKA2* | EA*4X61L21A*+WALLCON | *80CSU0401712A* | 33200 | 32000 | 18 | 11.5 | 8.5 | 2 | 98 | 78 | 210470403
DAY & NIGHT | CVH837GKA2* | EA*4X61L21A*+WALLCON | *80CTL0901716A* | 33200 | 32000 | 18 | 12 | 8.5 | 2 | 98 | 78 | 210470502
KEEPRITE | CVH837GKA2* | EA*4X61L21A*+WALLCON | *80CTL0901716A* | 33200 | 32000 | 18 | 12 | 8.5 | 2 | 98 | 78 | 210470503
TEMPSTAR | TVH837GKA2* | EA*4X61L21A*+WALLCON | *96CTN1002122A* | 33200 | 32000 | 17.5 | 12 | 8.5 | 2 | 98 | 78 | 210470494
KENMORE | (C,H,T)VH837GKA2* | EA*4X61L21A*+WALLCON | *96CTN1002122A* | 33200 | 32000 | 17.5 | 12 | 8.5 | 2 | 98 | 78 | 210470493
COMFORTMAKER | CVH837GKA2* | EA*4X61L21A*+WALLCON | *80CTL0901716A* | 33200 | 32000 | 18 | 12 | 8.5 | 2 | 98 | 78 | 210470501
ARCOAIRE | HVH837GKA2* | EA*4X61L21A*+WALLCON | *80CTL0901716A* | 33200 | 32000 | 18 | 12 | 8.5 | 2 | 98 | 78 | 210470500
AIRQUEST | HVH837GKA2* | EA*4X61L21A*+WALLCON | *80CTL0901716A* | 33200 | 32000 | 18 | 12 | 8.5 | 2 | 98 | 78 | 210470499
HEIL | HVH837GKA2* | EA*4X61L21A*+WALLCON | *80CTL0901716A* | 33200 | 32000 | 18 | 12 | 8.5 | 2 | 98 | 78 | 210470497
BRYANT HEATING AND COOLING SYSTEMS | 288BNV037*0**B* | CAP**6121AL*+UI | 88*TA48090C17*** | 33200 | 32000 | 18 | 12 | 8.5 | 2 | 98 | 78 | 210470496
COMFORTMAKER | CVH837GKA2* | EA*4X61L21A*+WALLCON | *96CTN1002122A* | 33200 | 32000 | 17.5 | 12 | 8.5 | 2 | 98 | 78 | 210470490
DAY & NIGHT | CVH837GKA2* | EA*4X61L21A*+WALLCON | *96CTN1002122A* | 33200 | 32000 | 17.5 | 12 | 8.5 | 2 | 98 | 78 | 210470491
KEEPRITE | CVH837GKA2* | EA*4X61L21A*+WALLCON | *96CTN1002122A* | 33200 | 32000 | 17.5 | 12 | 8.5 | 2 | 98 | 78 | 210470492
ARCOAIRE | HVH837GKA2* | EA*4X61L21A*+WALLCON | *96CTN1002122A* | 33200 | 32000 | 17.5 | 12 | 8.5 | 2 | 98 | 78 | 210470489
AIRQUEST | HVH837GKA2* | EA*4X61L21A*+WALLCON | *96CTN1002122A* | 33200 | 32000 | 17.5 | 12 | 8.5 | 2 | 98 | 78 | 210470488
HEIL | HVH837GKA2* | EA*4X61L21A*+WALLCON | *96CTN1002122A* | 33200 | 32000 | 17.5 | 12 | 8.5 | 2 | 98 | 78 | 210470486
BRYANT HEATING AND COOLING SYSTEMS | 288BNV037*0**B* | CAP**6121AL*+UI | 986TC66100C21*** | 33200 | 32000 | 17.5 | 12 | 8.5 | 2 | 98 | 78 | 210470485
CARRIER | 25VNA837A*031* | CAP**6121AL*+UI | 59TN6B100C21**22 | 33200 | 32000 | 17.5 | 12 | 8.5 | 2 | 98 | 78 | 210470484
TEMPSTAR | TVH837GKA2* | EA*4X61L21A*+WALLCON | *97CMN1002122A* | 33200 | 32000 | 17.5 | 12 | 8.5 | 2 | 98 | 78 | 210470472
KEEPRITE | CVH837GKA2* | EA*4X61L21A*+WALLCON | *97CMN1002122A* | 33200 | 32000 | 17.5 | 12 | 8.5 | 2 | 98 | 78 | 210470470
DAY & NIGHT | CVH837GKA2* | EA*4X61L21A*+WALLCON | *97CMN1002122A* | 33200 | 32000 | 17.5 | 12 | 8.5 | 2 | 98 | 78 | 210470469
COMFORTMAKER | CVH837GKA2* | EA*4X61L21A*+WALLCON | *97CMN1002122A* | 33200 | 32000 | 17.5 | 12 | 8.5 | 2 | 98 | 78 | 210470468
AIRQUEST | HVH837GKA2* | EA*4X61L21A*+WALLCON | *97CMN1002122A* | 33200 | 32000 | 17.5 | 12 | 8.5 | 2 | 98 | 78 | 210470466
AIRQUEST | HVH837GKA2*+TSTAT | EHD4X42AAL | *80VSL1102422A* | 31800 | 47500 | 16.5 | 11 | 8.1 | 1.94 | 64 | 51 | 210467110
HEIL | HVH837GKA2*+TSTAT | EHD4X42AAL | *80VSL1102422A* | 31800 | 47500 | 16.5 | 11 | 8.1 | 1.94 | 64 | 51 | 210467108
BRYANT HEATING AND COOLING SYSTEMS | 288BNV037*0**B*+TSTAT | CSPH*4212AL* | 82*SA66110V24*** | 31800 | 47500 | 16.5 | 11 | 8.1 | 1.94 | 64 | 51 | 210467107
TEMPSTAR | TVH837GKA2*+TSTAT | EHD4X42AAL | *80VSL0902420A* | 31800 | 47500 | 16.5 | 11 | 8.1 | 1.92 | 64 | 51 | 210467105
KENMORE | (C,H,T)VH837GKA2*+TSTAT | EHD4X42AAL | *80VSL0902420A* | 31800 | 47500 | 16.5 | 11 | 8.1 | 1.92 | 64 | 51 | 210467104
KEEPRITE | CVH837GKA2*+TSTAT | EHD4X42AAL | *80VSL0902420A* | 31800 | 47500 | 16.5 | 11 | 8.1 | 1.92 | 64 | 51 | 210467103
DAY & NIGHT | CVH837GKA2*+TSTAT | EN(A,D,W)4X60L24** | *96VTN1002120A* | 32400 | 47500 | 17.5 | 12 | 8.1 | 1.96 | 65 | 51 | 210465153
KEEPRITE | CVH837GKA2*+TSTAT | EN(A,D,W)4X60L24** | *96VTN1002120A* | 32400 | 47500 | 17.5 | 12 | 8.1 | 1.96 | 65 | 51 | 210465154
DAY & NIGHT | CVH837GKA2*+TSTAT | EA*4X61L21A* | *96VTN1002120A* | 32600 | 46500 | 17.5 | 11.7 | 8.1 | 1.96 | 66 | 52 | 210461620
COMFORTMAKER | CVH837GKA2* | EA*4X61L21A*+WALLCON | *80CTL0701716A* | 33200 | 32200 | 17.5 | 11.7 | 8.5 | 1.98 | 98 | 78 | 210470435
DAY & NIGHT | CVH837GKA2*+TSTAT | EA*4X43L21A* | *80VSL0451716A* | 32200 | 47500 | 17 | 11 | 8.1 | 1.96 | 65 | 52 | 210459796
KEEPRITE | CVH837GKA2*+TSTAT | EA*4X43L21A* | *80VSL0451716A* | 32200 | 47500 | 17 | 11 | 8.1 | 1.96 | 65 | 52 | 210459797
TEMPSTAR | TVH837GKA2*+TSTAT | EA*4X43L21A* | *80VSL0451716A* | 32200 | 47500 | 17 | 11 | 8.1 | 1.96 | 65 | 52 | 210459799
KENMORE | (C,H,T)VH837GKA2*+TSTAT | EA*4X43L21A* | *80VSL0451716A* | 32200 | 47500 | 17 | 11 | 8.1 | 1.96 | 65 | 52 | 210459798
HEIL | HVH837GKA2*+TSTAT | EA*4X43L21A* | *80VSL0451716A* | 32200 | 47500 | 17 | 11 | 8.1 | 1.96 | 65 | 52 | 210459791
COMFORTMAKER | CVH837GKA2*+TSTAT | EA*4X43L21A* | *80VSL0451716A* | 32200 | 47500 | 17 | 11 | 8.1 | 1.96 | 65 | 52 | 210459795
ARCOAIRE | HVH837GKA2*+TSTAT | EA*4X43L21A* | *80VSL0451716A* | 32200 | 47500 | 17 | 11 | 8.1 | 1.96 | 65 | 52 | 210459794
BRYANT HEATING AND COOLING SYSTEMS | 288BNV037*0**B*+TSTAT | CAP**4321AL* | 82*SA48045V17*** | 32200 | 47500 | 17 | 11 | 8.1 | 1.96 | 65 | 52 | 210459790
KENMORE | (C,H,T)VH837GKA2*+TSTAT | EA*4X43L21A* | *96VTN1002122A* | 32200 | 47500 | 17.5 | 11.7 | 8.5 | 1.98 | 65 | 51 | 210459743
KEEPRITE | CVH837GKA2*+TSTAT | EA*4X43L21A* | *96VTN1002122A* | 32200 | 47500 | 17.5 | 11.7 | 8.5 | 1.98 | 65 | 51 | 210459742
TEMPSTAR | TVH837GKA2*+TSTAT | EA*4X43L21A* | *96VTN1002122A* | 32200 | 47500 | 17.5 | 11.7 | 8.5 | 1.98 | 65 | 51 | 210459744
DAY & NIGHT | CVH837GKA2*+TSTAT | EA*4X43L21A* | *96VTN1002122A* | 32200 | 47500 | 17.5 | 11.7 | 8.5 | 1.98 | 65 | 51 | 210459741
COMFORTMAKER | CVH837GKA2*+TSTAT | EA*4X43L21A* | *96VTN1002122A* | 32200 | 47500 | 17.5 | 11.7 | 8.5 | 1.98 | 65 | 51 | 210459740
AIRQUEST | HVH837GKA2*+TSTAT | EA*4X43L21A* | *96VTN1002122A* | 32200 | 47500 | 17.5 | 11.7 | 8.5 | 1.98 | 65 | 51 | 210459738
ARCOAIRE | HVH837GKA2*+TSTAT | EA*4X43L21A* | *96VTN1002122A* | 32200 | 47500 | 17.5 | 11.7 | 8.5 | 1.98 | 65 | 51 | 210459739
HEIL | HVH837GKA2*+TSTAT | EA*4X43L21A* | *96VTN1002122A* | 32200 | 47500 | 17.5 | 11.7 | 8.5 | 1.98 | 65 | 51 | 210459736
BRYANT HEATING AND COOLING SYSTEMS | 288BNV037*0**B*+TSTAT | CAP**4321AL* | 926TB66100V21*** | 32200 | 47500 | 17.5 | 11.7 | 8.5 | 1.98 | 65 | 51 | 210459735
KEEPRITE | CVH837GKA2*+TSTAT | EHD4X42AAL | *96VTN1002122A* | 32000 | 47500 | 17 | 11.5 | 8.1 | 1.94 | 65 | 51 | 210467004
TEMPSTAR | TVH837GKA2*+TSTAT | EHD4X42AAL | *96VTN1002122A* | 32000 | 47500 | 17 | 11.5 | 8.1 | 1.94 | 65 | 51 | 210467006
KENMORE | (C,H,T)VH837GKA2*+TSTAT | EHD4X42AAL | *96VTN1002122A* | 32000 | 47500 | 17 | 11.5 | 8.1 | 1.94 | 65 | 51 | 210467005
DAY & NIGHT | CVH837GKA2*+TSTAT | EHD4X42AAL | *96VTN1002122A* | 32000 | 47500 | 17 | 11.5 | 8.1 | 1.94 | 65 | 51 | 210467003
COMFORTMAKER | CVH837GKA2*+TSTAT | EHD4X42AAL | *96VTN1002122A* | 32000 | 47500 | 17 | 11.5 | 8.1 | 1.94 | 65 | 51 | 210467002
KEEPRITE | CVH837GKA2*+TSTAT | EHD4X42AAL | *96VSN0801716A* | 31800 | 48000 | 16.5 | 11 | 8.1 | 1.92 | 65 | 51 | 210466992
CARRIER | 25VNA837A*031*+TSTAT | CSPH*4212AL* | 59TP6B100V21**22 | 32000 | 47500 | 17 | 11.5 | 8.1 | 1.94 | 65 | 51 | 210466995
ARCOAIRE | HVH837GKA2*+TSTAT | EHD4X42AAL | *96VTN1002122A* | 32000 | 47500 | 17 | 11.5 | 8.1 | 1.94 | 65 | 51 | 210467001
CARRIER | 25VNA837A*031*+TSTAT | CSPH*4212AL* | GG96VTAA48080B | 31800 | 48000 | 16.5 | 11 | 8.1 | 1.92 | 65 | 51 | 210467146
HEIL | HVH837GKA2*+TSTAT | EHD4X42AAL | *96VTN1002122A* | 32000 | 47500 | 17 | 11.5 | 8.1 | 1.94 | 65 | 51 | 210466998
BRYANT HEATING AND COOLING SYSTEMS | 288BNV037*0**B*+TSTAT | CSPH*4212AL* | 926TB66100V21*** | 32000 | 47500 | 17 | 11.5 | 8.1 | 1.94 | 65 | 51 | 210466997
CARRIER | 25VNA837A*031*+TSTAT | CSPH*4212AL* | GG96VTAA60100C | 32000 | 47500 | 17 | 11.5 | 8.1 | 1.94 | 65 | 51 | 210466996
KENMORE | (C,H,T)VH837GKA2*+TSTAT | EHD4X42AAL | *96VSN0801716A* | 31800 | 48000 | 16.5 | 11 | 8.1 | 1.92 | 65 | 51 | 210466993
TEMPSTAR | TVH837GKA2*+TSTAT | EHD4X42AAL | *96VSN0801716A* | 31800 | 48000 | 16.5 | 11 | 8.1 | 1.92 | 65 | 51 | 210466994
COMFORTMAKER | CVH837GKA2*+TSTAT | EHD4X42AAL | *96VSN0801716A* | 31800 | 48000 | 16.5 | 11 | 8.1 | 1.92 | 65 | 51 | 210466990
DAY & NIGHT | CVH837GKA2*+TSTAT | EHD4X42AAL | *96VSN0801716A* | 31800 | 48000 | 16.5 | 11 | 8.1 | 1.92 | 65 | 51 | 210466991
ARCOAIRE | HVH837GKA2*+TSTAT | EHD4X42AAL | *96VSN0801716A* | 31800 | 48000 | 16.5 | 11 | 8.1 | 1.92 | 65 | 51 | 210466989
AIRQUEST | HVH837GKA2*+TSTAT | EHD4X42AAL | *96VSN0801716A* | 31800 | 48000 | 16.5 | 11 | 8.1 | 1.92 | 65 | 51 | 210466988
HEIL | HVH837GKA2*+TSTAT | EHD4X42AAL | *96VSN0801716A* | 31800 | 48000 | 16.5 | 11 | 8.1 | 1.92 | 65 | 51 | 210466986
CARRIER | 25VNA837A*031*+TSTAT | CSPH*4212AL* | 59SP6A080V17**16 | 31800 | 48000 | 16.5 | 11 | 8.1 | 1.92 | 65 | 51 | 210466984
BRYANT HEATING AND COOLING SYSTEMS | 288BNV037*0**B*+TSTAT | CSPH*4212AL* | 926SA48080V17*** | 31800 | 48000 | 16.5 | 11 | 8.1 | 1.92 | 65 | 51 | 210466985
CARRIER | 25VNA837A*031*+TSTAT | CSPH*4212AL* | 59TP6B080V17**16 | 31800 | 48000 | 16.5 | 11 | 8.1 | 1.92 | 65 | 51 | 210467145
HEIL | HVH837GKA2*+TSTAT | EHD4X42AAL | *96VSN1202422A* | 32000 | 48000 | 16.5 | 11 | 8.1 | 1.94 | 64 | 50 | 210466964
BRYANT HEATING AND COOLING SYSTEMS | 288BNV037*0**B*+TSTAT | CSPH*4212AL* | 82*TA66135V24*** | 32000 | 47500 | 16.5 | 11 | 8.1 | 1.94 | 65 | 51 | 210467144
ARCOAIRE | HVH837GKA2*+TSTAT | EHD4X42AAL | *96VSN1202422A* | 32000 | 48000 | 16.5 | 11 | 8.1 | 1.94 | 64 | 50 | 210466967
AIRQUEST | HVH837GKA2*+TSTAT | EHD4X42AAL | *96VSN1202422A* | 32000 | 48000 | 16.5 | 11 | 8.1 | 1.94 | 64 | 50 | 210466966
KENMORE | (C,H,T)VH837GKA2*+TSTAT | EHD4X42AAL | *96VSN1202422A* | 32000 | 48000 | 16.5 | 11 | 8.1 | 1.94 | 64 | 50 | 210466971
KEEPRITE | CVH837GKA2*+TSTAT | EHD4X42AAL | *96VSN1202422A* | 32000 | 48000 | 16.5 | 11 | 8.1 | 1.94 | 64 | 50 | 210466970
TEMPSTAR | TVH837GKA2*+TSTAT | EHD4X42AAL | *96VSN1202422A* | 32000 | 48000 | 16.5 | 11 | 8.1 | 1.94 | 64 | 50 | 210466972
DAY & NIGHT | CVH837GKA2*+TSTAT | EHD4X42AAL | *96VSN1202422A* | 32000 | 48000 | 16.5 | 11 | 8.1 | 1.94 | 64 | 50 | 210466969
CARRIER | 25VNA837A*031*+TSTAT | CSPH*4212AL* | 58TP*A135V24**22 | 32000 | 47500 | 16.5 | 11 | 8.1 | 1.94 | 65 | 51 | 210467143
COMFORTMAKER | CVH837GKA2*+TSTAT | EHD4X42AAL | *96VSN1202422A* | 32000 | 48000 | 16.5 | 11 | 8.1 | 1.94 | 64 | 50 | 210466968
BRYANT HEATING AND COOLING SYSTEMS | 288BNV037*0**B*+TSTAT | CSPH*4212AL* | 926SA66120V24*** | 32000 | 48000 | 16.5 | 11 | 8.1 | 1.94 | 64 | 50 | 210466963
DAY & NIGHT | CVH837GKA2*+TSTAT | EHD4X42AAL | *96VSN1002120A* | 31800 | 47500 | 16.5 | 11 | 8.1 | 1.94 | 64 | 51 | 210466958
CARRIER | 25VNA837A*031*+TSTAT | CSPH*4212AL* | 59SP6A120V24**22 | 32000 | 48000 | 16.5 | 11 | 8.1 | 1.94 | 64 | 50 | 210466962
TEMPSTAR | TVH837GKA2*+TSTAT | EHD4X42AAL | *96VSN1002120A* | 31800 | 47500 | 16.5 | 11 | 8.1 | 1.94 | 64 | 51 | 210466961
KENMORE | (C,H,T)VH837GKA2*+TSTAT | EHD4X42AAL | *96VSN1002120A* | 31800 | 47500 | 16.5 | 11 | 8.1 | 1.94 | 64 | 51 | 210466960
AIRQUEST | HVH837GKA2*+TSTAT | EHD4X42AAL | *96VSN1002120A* | 31800 | 47500 | 16.5 | 11 | 8.1 | 1.94 | 64 | 51 | 210466955
HEIL | HVH837GKA2*+TSTAT | EHD4X42AAL | *96VSN1002120A* | 31800 | 47500 | 16.5 | 11 | 8.1 | 1.94 | 64 | 51 | 210466953
KEEPRITE | CVH837GKA2*+TSTAT | EHD4X42AAL | *96VSN1002120A* | 31800 | 47500 | 16.5 | 11 | 8.1 | 1.94 | 64 | 51 | 210466959
ARCOAIRE | HVH837GKA2*+TSTAT | EHD4X42AAL | *96VSN0802120A* | 31800 | 47500 | 16.5 | 11 | 8.1 | 1.94 | 64 | 51 | 210466945
COMFORTMAKER | CVH837GKA2*+TSTAT | EHD4X42AAL | *96VSN1002120A* | 31800 | 47500 | 16.5 | 11 | 8.1 | 1.94 | 64 | 51 | 210466957
ARCOAIRE | HVH837GKA2*+TSTAT | EHD4X42AAL | *96VSN1002120A* | 31800 | 47500 | 16.5 | 11 | 8.1 | 1.94 | 64 | 51 | 210466956
TEMPSTAR | TVH837GKA2*+TSTAT | EHD4X42AAL | *80VTL0902120A* | 32200 | 48000 | 17 | 11 | 8.1 | 1.96 | 65 | 51 | 210467142
BRYANT HEATING AND COOLING SYSTEMS | 288BNV037*0**B*+TSTAT | CSPH*4212AL* | 926SA60100V21*** | 31800 | 47500 | 16.5 | 11 | 8.1 | 1.94 | 64 | 51 | 210466952
COMFORTMAKER | CVH837GKA2*+TSTAT | EA*4X61L21A* | *96VSN1002120A* | 32400 | 46000 | 17.5 | 11.7 | 8.1 | 1.96 | 66 | 53 | 210461306
ARCOAIRE | HVH837GKA2*+TSTAT | EA*4X61L21A* | *96VSN1002120A* | 32400 | 46000 | 17.5 | 11.7 | 8.1 | 1.96 | 66 | 53 | 210461305
AIRQUEST | HVH837GKA2*+TSTAT | EA*4X61L21A* | *96VSN1002120A* | 32400 | 46000 | 17.5 | 11.7 | 8.1 | 1.96 | 66 | 53 | 210461304
HEIL | HVH837GKA2*+TSTAT | EA*4X61L21A* | *96VSN1002120A* | 32400 | 46000 | 17.5 | 11.7 | 8.1 | 1.96 | 66 | 53 | 210461302
BRYANT HEATING AND COOLING SYSTEMS | 288BNV037*0**B*+TSTAT | CAP**6121AL* | 926SA60100V21*** | 32400 | 46000 | 17.5 | 11.7 | 8.1 | 1.96 | 66 | 53 | 210461301
CARRIER | 25VNA837A*031*+TSTAT | CAP**6121AL* | 59SP6A100V21**20 | 32400 | 46000 | 17.5 | 11.7 | 8.1 | 1.96 | 66 | 53 | 210461300
TEMPSTAR | TVH837GKA2*+TSTAT | EA*4X61L21A* | *96VSN0802120A* | 32600 | 46500 | 17.5 | 11.7 | 8.1 | 1.96 | 65 | 52 | 210461299
KENMORE | (C,H,T)VH837GKA2*+TSTAT | EA*4X61L21A* | *96VSN0802120A* | 32600 | 46500 | 17.5 | 11.7 | 8.1 | 1.96 | 65 | 52 | 210461298
KEEPRITE | CVH837GKA2*+TSTAT | EA*4X61L21A* | *96VSN0802120A* | 32600 | 46500 | 17.5 | 11.7 | 8.1 | 1.96 | 65 | 52 | 210461297
DAY & NIGHT | CVH837GKA2*+TSTAT | EA*4X61L21A* | *96VSN0802120A* | 32600 | 46500 | 17.5 | 11.7 | 8.1 | 1.96 | 65 | 52 | 210461296
COMFORTMAKER | CVH837GKA2*+TSTAT | EA*4X61L21A* | *96VSN0802120A* | 32600 | 46500 | 17.5 | 11.7 | 8.1 | 1.96 | 65 | 52 | 210461295
ARCOAIRE | HVH837GKA2*+TSTAT | EA*4X61L21A* | *96VSN0802120A* | 32600 | 46500 | 17.5 | 11.7 | 8.1 | 1.96 | 65 | 52 | 210461294
AIRQUEST | HVH837GKA2*+TSTAT | EA*4X61L21A* | *96VSN0802120A* | 32600 | 46500 | 17.5 | 11.7 | 8.1 | 1.96 | 65 | 52 | 210461293
HEIL | HVH837GKA2*+TSTAT | EA*4X61L21A* | *96VSN0802120A* | 32600 | 46500 | 17.5 | 11.7 | 8.1 | 1.96 | 65 | 52 | 210461291
BRYANT HEATING AND COOLING SYSTEMS | 288BNV037*0**B*+TSTAT | CAP**6121AL* | 926SA60080V21*** | 32600 | 46500 | 17.5 | 11.7 | 8.1 | 1.96 | 65 | 52 | 210461290
TEMPSTAR | TVH837GKA2*+TSTAT | EA*4X61L21A* | *96VSN0601714A* | 32600 | 46500 | 17 | 11 | 8.1 | 1.94 | 66 | 52 | 210461288
KENMORE | (C,H,T)VH837GKA2*+TSTAT | EA*4X61L21A* | *96VSN0601714A* | 32600 | 46500 | 17 | 11 | 8.1 | 1.94 | 66 | 52 | 210461287
KEEPRITE | CVH837GKA2*+TSTAT | EA*4X61L21A* | *96VSN0601714A* | 32600 | 46500 | 17 | 11 | 8.1 | 1.94 | 66 | 52 | 210461286
DAY & NIGHT | CVH837GKA2*+TSTAT | EA*4X61L21A* | *96VSN0601714A* | 32600 | 46500 | 17 | 11 | 8.1 | 1.94 | 66 | 52 | 210461285
COMFORTMAKER | CVH837GKA2*+TSTAT | EA*4X61L21A* | *96VSN0601714A* | 32600 | 46500 | 17 | 11 | 8.1 | 1.94 | 66 | 52 | 210461284
ARCOAIRE | HVH837GKA2*+TSTAT | EA*4X61L21A* | *96VSN0601714A* | 32600 | 46500 | 17 | 11 | 8.1 | 1.94 | 66 | 52 | 210461283
HEIL | HVH837GKA2*+TSTAT | EA*4X61L21A* | *96VSN0601714A* | 32600 | 46500 | 17 | 11 | 8.1 | 1.94 | 66 | 52 | 210461280
AIRQUEST | HVH837GKA2*+TSTAT | EA*4X61L21A* | *96VSN0601714A* | 32600 | 46500 | 17 | 11 | 8.1 | 1.94 | 66 | 52 | 210461282
BRYANT HEATING AND COOLING SYSTEMS | 288BNV037*0**B*+TSTAT | CAP**6121AL* | 926SA42060V17*** | 32600 | 46500 | 17 | 11 | 8.1 | 1.94 | 66 | 52 | 210461279
CARRIER | 25VNA837A*031*+TSTAT | CAP**6121AL* | 59SP6A060V17**14 | 32600 | 46500 | 17 | 11 | 8.1 | 1.94 | 66 | 52 | 210461278
ARCOAIRE | HVH837GKA2* | EA*4X61L21A*+WALLCON | *97CMN1002122A* | 33200 | 32000 | 17.5 | 12 | 8.5 | 2 | 98 | 78 | 210470467
HEIL | HVH837GKA2* | EA*4X61L21A*+WALLCON | *97CMN1002122A* | 33200 | 32000 | 17.5 | 12 | 8.5 | 2 | 98 | 78 | 210470464
BRYANT HEATING AND COOLING SYSTEMS | 288BNV037*0**B* | CAP**6121AL*+UI | 987MB66100C21*** | 33200 | 32000 | 17.5 | 12 | 8.5 | 2 | 98 | 78 | 210470463
CARRIER | 25VNA837A*031* | CAP**6121AL*+UI | 59MN7B100C21**22 | 33200 | 32000 | 17.5 | 12 | 8.5 | 2 | 98 | 78 | 210470462
CARRIER | 25VNA837A*031* | CAP**6121AL*+UI | 58TN*A070C17**16 | 33200 | 32200 | 17.5 | 11.7 | 8.5 | 1.98 | 98 | 78 | 210470429
ARCOAIRE | HVH837GKA2* | EA*4X61L21A*+WALLCON | *80CTL0701716A* | 33200 | 32200 | 17.5 | 11.7 | 8.5 | 1.98 | 98 | 78 | 210470434
AIRQUEST | HVH837GKA2* | EA*4X61L21A*+WALLCON | *80CTL0701716A* | 33200 | 32200 | 17.5 | 11.7 | 8.5 | 1.98 | 98 | 78 | 210470433
HEIL | HVH837GKA2* | EA*4X61L21A*+WALLCON | *80CTL0701716A* | 33200 | 32200 | 17.5 | 11.7 | 8.5 | 1.98 | 98 | 78 | 210470431
BRYANT HEATING AND COOLING SYSTEMS | 288BNV037*0**B* | CAP**6121AL*+UI | 88*TA48070C17*** | 33200 | 32200 | 17.5 | 11.7 | 8.5 | 1.98 | 98 | 78 | 210470430
TEMPSTAR | TVH837GKA2* | EA*4X61L21A*+WALLCON | *80CSU1002120A* | 33200 | 32200 | 17.5 | 11.5 | 8.5 | 1.98 | 98 | 78 | 210470428
DAY & NIGHT | CVH837GKA2* | EA*4X61L21A*+WALLCON | *80CSU1002120A* | 33200 | 32200 | 17.5 | 11.5 | 8.5 | 1.98 | 98 | 78 | 210470425
ARCOAIRE | HVH837GKA2* | EA*4X61L21A*+WALLCON | *80CSU1002120A* | 33200 | 32200 | 17.5 | 11.5 | 8.5 | 1.98 | 98 | 78 | 210470423
HEIL | HVH837GKA2* | EA*4X60L24A*+WALLCON | *80CTL1352422A* | 32800 | 31800 | 18 | 12 | 8.5 | 2 | 97 | 78 | 210470277
COMFORTMAKER | CVH837GKA2* | EA*4X61L21A*+WALLCON | *80CSU1002120A* | 33200 | 32200 | 17.5 | 11.5 | 8.5 | 1.98 | 98 | 78 | 210470424
AIRQUEST | HVH837GKA2* | EA*4X61L21A*+WALLCON | *80CSU1002120A* | 33200 | 32200 | 17.5 | 11.5 | 8.5 | 1.98 | 98 | 78 | 210470422
HEIL | HVH837GKA2* | EA*4X61L21A*+WALLCON | *80CSU1002120A* | 33200 | 32200 | 17.5 | 11.5 | 8.5 | 1.98 | 98 | 78 | 210470420
DAY & NIGHT | CVH837GKA2* | EA*4X61L21A*+WALLCON | *80CSU0601716A* | 33200 | 32200 | 18 | 11.5 | 8.5 | 1.98 | 98 | 78 | 210470414
BRYANT HEATING AND COOLING SYSTEMS | 288BNV037*0**B* | CAP**6121AL*+UI | 83*CA60100C21*** | 33200 | 32200 | 17.5 | 11.5 | 8.5 | 1.98 | 98 | 78 | 210470419
CARRIER | 25VNA837A*031* | CAP**6121AL*+UI | 58CU*A100C21**20 | 33200 | 32200 | 17.5 | 11.5 | 8.5 | 1.98 | 98 | 78 | 210470418
TEMPSTAR | TVH837GKA2* | EA*4X61L21A*+WALLCON | *80CSU0601716A* | 33200 | 32200 | 18 | 11.5 | 8.5 | 1.98 | 98 | 78 | 210470417
KENMORE | (C,H,T)VH837GKA2* | EA*4X61L21A*+WALLCON | *80CSU0601716A* | 33200 | 32200 | 18 | 11.5 | 8.5 | 1.98 | 98 | 78 | 210470416
KEEPRITE | CVH837GKA2* | EA*4X61L21A*+WALLCON | *80CSU0601716A* | 33200 | 32200 | 18 | 11.5 | 8.5 | 1.98 | 98 | 78 | 210470415
COMFORTMAKER | CVH837GKA2* | EA*4X61L21A*+WALLCON | *80CSU0601716A* | 33200 | 32200 | 18 | 11.5 | 8.5 | 1.98 | 98 | 78 | 210470413
CARRIER | 25VNA837A*031* | CAP**6121AL*+UI | 58CU*A060C17**16 | 33200 | 32200 | 18 | 11.5 | 8.5 | 1.98 | 98 | 78 | 210470407
BRYANT HEATING AND COOLING SYSTEMS | 288BNV037*0**B* | CAP**6121AL*+UI | 83*CA48060C17*** | 33200 | 32200 | 18 | 11.5 | 8.5 | 1.98 | 98 | 78 | 210470408
AIRQUEST | HVH837GKA2* | EA*4X61L21A*+WALLCON | *80CSU0601716A* | 33200 | 32200 | 18 | 11.5 | 8.5 | 1.98 | 98 | 78 | 210470411
HEIL | HVH837GKA2* | EA*4X61L21A*+WALLCON | *80CSU0601716A* | 33200 | 32200 | 18 | 11.5 | 8.5 | 1.98 | 98 | 78 | 210470409
KEEPRITE | CVH837GKA2* | EA*4X61L21A*+WALLCON | *95CSU1002122A* | 33200 | 32000 | 18 | 11.5 | 8.5 | 2 | 98 | 78 | 210470393
KEEPRITE | CVH837GKA2* | EA*4X61L21A*+WALLCON | *80CSU0401712A* | 33200 | 32000 | 18 | 11.5 | 8.5 | 2 | 98 | 78 | 210470404
TEMPSTAR | TVH837GKA2* | EA*4X61L21A*+WALLCON | *80CSU0401712A* | 33200 | 32000 | 18 | 11.5 | 8.5 | 2 | 98 | 78 | 210470406
COMFORTMAKER | CVH837GKA2* | EA*4X61L21A*+WALLCON | *80CSU0401712A* | 33200 | 32000 | 18 | 11.5 | 8.5 | 2 | 98 | 78 | 210470402
KENMORE | (C,H,T)VH837GKA2* | EA*4X61L21A*+WALLCON | *80CSU0401712A* | 33200 | 32000 | 18 | 11.5 | 8.5 | 2 | 98 | 78 | 210470405
ARCOAIRE | HVH837GKA2* | EA*4X61L21A*+WALLCON | *80CSU0401712A* | 33200 | 32000 | 18 | 11.5 | 8.5 | 2 | 98 | 78 | 210470401
AIRQUEST | HVH837GKA2* | EA*4X61L21A*+WALLCON | *80CSU0401712A* | 33200 | 32000 | 18 | 11.5 | 8.5 | 2 | 98 | 78 | 210470400
TEMPSTAR | TVH837GKA2* | EA*4X61L21A*+WALLCON | *95CSU1002122A* | 33200 | 32000 | 18 | 11.5 | 8.5 | 2 | 98 | 78 | 210470395
AIRQUEST | HVH837GKA2*+TSTAT | EN(A,D,W)4X60L24** | *96VTN1002120A* | 32400 | 47500 | 17.5 | 12 | 8.1 | 1.96 | 65 | 51 | 210465150
HEIL | HVH837GKA2*+TSTAT | EN(A,D,W)4X60L24** | *96VTN1002120A* | 32400 | 47500 | 17.5 | 12 | 8.1 | 1.96 | 65 | 51 | 210465148
CARRIER | 25VNA837A*031*+TSTAT | CNPV*6024AL* | 59TP6B100V21**20 | 32400 | 47500 | 17.5 | 12 | 8.1 | 1.96 | 65 | 51 | 210465146
CARRIER | 25VNA837A*031* | CAP**6121AL*+UI | 58CU*A040C17**12 | 33200 | 32000 | 18 | 11.5 | 8.5 | 2 | 98 | 78 | 210470396
BRYANT HEATING AND COOLING SYSTEMS | 288BNV037*0**B*+TSTAT | CNPV*6024AL* | 926TB60100V21*** | 32400 | 47500 | 17.5 | 12 | 8.1 | 1.96 | 65 | 51 | 210465147
TEMPSTAR | TVH837GKA2*+TSTAT | EN(A,D,W)4X60L24** | *96VTN0802120A* | 32400 | 47500 | 17.5 | 11.7 | 8.1 | 1.96 | 65 | 51 | 210465145
KENMORE | (C,H,T)VH837GKA2* | EA*4X61L21A*+WALLCON | *95CSU1002122A* | 33200 | 32000 | 18 | 11.5 | 8.5 | 2 | 98 | 78 | 210470394
HEIL | HVH837GKA2*+TSTAT | EN(A,D,W)4X60L24** | *96VTN0802120A* | 32400 | 47500 | 17.5 | 11.7 | 8.1 | 1.96 | 65 | 51 | 210465137
KENMORE | (C,H,T)VH837GKA2*+TSTAT | EN(A,D,W)4X60L24** | *96VTN1002120A* | 32400 | 47500 | 17.5 | 12 | 8.1 | 1.96 | 65 | 51 | 210465155
COMFORTMAKER | CVH837GKA2*+TSTAT | EN(A,D,W)4X60L24** | *96VTN0802120A* | 32400 | 47500 | 17.5 | 11.7 | 8.1 | 1.96 | 65 | 51 | 210465141
BRYANT HEATING AND COOLING SYSTEMS | 288BNV037*0**B* | CAP**6121AL*+UI | 83*CA36040C17*** | 33200 | 32000 | 18 | 11.5 | 8.5 | 2 | 98 | 78 | 210470397
ARCOAIRE | HVH837GKA2* | EA*4X61L21A*+WALLCON | *95CSU1002122A* | 33200 | 32000 | 18 | 11.5 | 8.5 | 2 | 98 | 78 | 210470390
AIRQUEST | HVH837GKA2* | EA*4X61L21A*+WALLCON | *95CSU1002122A* | 33200 | 32000 | 18 | 11.5 | 8.5 | 2 | 98 | 78 | 210470389
HEIL | HVH837GKA2* | EA*4X61L21A*+WALLCON | *95CSU1002122A* | 33200 | 32000 | 18 | 11.5 | 8.5 | 2 | 98 | 78 | 210470387
TEMPSTAR | TVH837GKA2* | EA*4X61L21A*+WALLCON | *95CSU0802120A* | 33200 | 32000 | 18 | 11.5 | 8.5 | 2 | 98 | 78 | 210470384
KENMORE | (C,H,T)VH837GKA2* | EA*4X61L21A*+WALLCON | *95CSU0802120A* | 33200 | 32000 | 18 | 11.5 | 8.5 | 2 | 98 | 78 | 210470383
DAY & NIGHT | CVH837GKA2* | EA*4X61L21A*+WALLCON | *95CSU1002122A* | 33200 | 32000 | 18 | 11.5 | 8.5 | 2 | 98 | 78 | 210470392
ARCOAIRE | HVH837GKA2*+TSTAT | EN(A,D,W)4X60L24** | *96VTN1002120A* | 32400 | 47500 | 17.5 | 12 | 8.1 | 1.96 | 65 | 51 | 210465151
BRYANT HEATING AND COOLING SYSTEMS | 288BNV037*0**B*+TSTAT | CSPH*6012AL* | 926SA42060V17*** | 32200 | 47000 | 16.5 | 11 | 8.1 | 1.96 | 66 | 52 | 210468138
CARRIER | 25VNA837A*031*+TSTAT | CSPH*6012AL* | 59SP6A060V17**14 | 32200 | 47000 | 16.5 | 11 | 8.1 | 1.96 | 66 | 52 | 210468137
CARRIER | 25VNA837A*031*+TSTAT | CSPH*4212AL* | 58SP*A070V21**20 | 32000 | 48000 | 16 | 11 | 8.1 | 1.94 | 65 | 51 | 210467073
TEMPSTAR | TVH837GKA2*+TSTAT | EHD4X42AAL | *80VSL0701716A* | 31800 | 47500 | 16.5 | 11 | 8.1 | 1.92 | 65 | 51 | 210467072
COMFORTMAKER | CVH837GKA2*+TSTAT | EHD4X42AAL | *80VSL0701716A* | 31800 | 47500 | 16.5 | 11 | 8.1 | 1.92 | 65 | 51 | 210467068
KENMORE | (C,H,T)VH837GKA2*+TSTAT | EHD4X42AAL | *80VSL0701716A* | 31800 | 47500 | 16.5 | 11 | 8.1 | 1.92 | 65 | 51 | 210467071
DAY & NIGHT | CVH837GKA2*+TSTAT | EHD4X42AAL | *80VSL0701716A* | 31800 | 47500 | 16.5 | 11 | 8.1 | 1.92 | 65 | 51 | 210467069
KEEPRITE | CVH837GKA2*+TSTAT | EHD4X42AAL | *80VSL0701716A* | 31800 | 47500 | 16.5 | 11 | 8.1 | 1.92 | 65 | 51 | 210467070
AIRQUEST | HVH837GKA2*+TSTAT | EHD4X42AAL | *80VSL0701716A* | 31800 | 47500 | 16.5 | 11 | 8.1 | 1.92 | 65 | 51 | 210467066
DAY & NIGHT | CVH837GKA2*+TSTAT | EHD4X42AAL | *80VSL0451716A* | 31800 | 48000 | 16 | 11 | 8.1 | 1.92 | 65 | 51 | 210467058
HEIL | HVH837GKA2*+TSTAT | EHD4X42AAL | *80VSL0451716A* | 31800 | 48000 | 16 | 11 | 8.1 | 1.92 | 65 | 51 | 210467053
CARRIER | 25VNA837A*031*+TSTAT | CSPH*4212AL* | 58SP*A070V17**16 | 31800 | 47500 | 16.5 | 11 | 8.1 | 1.92 | 65 | 51 | 210467062
HEIL | HVH837GKA2*+TSTAT | EHD4X42AAL | *80VSL0701716A* | 31800 | 47500 | 16.5 | 11 | 8.1 | 1.92 | 65 | 51 | 210467064
KENMORE | (C,H,T)VH837GKA2*+TSTAT | EHD4X42AAL | *80VSL0451716A* | 31800 | 48000 | 16 | 11 | 8.1 | 1.92 | 65 | 51 | 210467060
TEMPSTAR | TVH837GKA2*+TSTAT | EHD4X42AAL | *80VSL0451716A* | 31800 | 48000 | 16 | 11 | 8.1 | 1.92 | 65 | 51 | 210467061
COMFORTMAKER | CVH837GKA2*+TSTAT | EHD4X42AAL | *80VSL0451716A* | 31800 | 48000 | 16 | 11 | 8.1 | 1.92 | 65 | 51 | 210467057
KEEPRITE | CVH837GKA2*+TSTAT | EHD4X42AAL | *80VSL0451716A* | 31800 | 48000 | 16 | 11 | 8.1 | 1.92 | 65 | 51 | 210467059
AIRQUEST | HVH837GKA2*+TSTAT | EHD4X42AAL | *80VSL0451716A* | 31800 | 48000 | 16 | 11 | 8.1 | 1.92 | 65 | 51 | 210467055
ARCOAIRE | HVH837GKA2*+TSTAT | EHD4X42AAL | *80VSL0451716A* | 31800 | 48000 | 16 | 11 | 8.1 | 1.92 | 65 | 51 | 210467056
BRYANT HEATING AND COOLING SYSTEMS | 288BNV037*0**B*+TSTAT | CSPH*4212AL* | 82*SA48045V17*** | 31800 | 48000 | 16 | 11 | 8.1 | 1.92 | 65 | 51 | 210467052
CARRIER | 25VNA837A*031*+TSTAT | CSPH*4212AL* | 58SP*A045V17**16 | 31800 | 48000 | 16 | 11 | 8.1 | 1.92 | 65 | 51 | 210467051
HEIL | HVH837GKA2*+TSTAT | EHD4X42AAL | *96VTN0801716A* | 31800 | 48000 | 16.5 | 11 | 8.1 | 1.92 | 65 | 51 | 210467148
BRYANT HEATING AND COOLING SYSTEMS | 288BNV037*0**B*+TSTAT | CSPH*4212AL* | 926TB48080V17*** | 31800 | 48000 | 16.5 | 11 | 8.1 | 1.92 | 65 | 51 | 210467147
AIRQUEST | HVH837GKA2*+TSTAT | EHD4X42AAL | *96VTN1002122A* | 32000 | 47500 | 17 | 11.5 | 8.1 | 1.94 | 65 | 51 | 210467000
TEMPSTAR | TVH837GKA2*+TSTAT | EA*4X61L21A* | *96VTN1002122A* | 32800 | 46500 | 18 | 11.7 | 8.1 | 1.96 | 65 | 52 | 210461333
KEEPRITE | CVH837GKA2*+TSTAT | EA*4X61L21A* | *96VTN1002122A* | 32800 | 46500 | 18 | 11.7 | 8.1 | 1.96 | 65 | 52 | 210461331
COMFORTMAKER | CVH837GKA2*+TSTAT | EA*4X61L21A* | *96VTN1002122A* | 32800 | 46500 | 18 | 11.7 | 8.1 | 1.96 | 65 | 52 | 210461329
DAY & NIGHT | CVH837GKA2*+TSTAT | EA*4X61L21A* | *96VTN1002122A* | 32800 | 46500 | 18 | 11.7 | 8.1 | 1.96 | 65 | 52 | 210461330
ARCOAIRE | HVH837GKA2*+TSTAT | EA*4X61L21A* | *96VTN1002122A* | 32800 | 46500 | 18 | 11.7 | 8.1 | 1.96 | 65 | 52 | 210461328
AIRQUEST | HVH837GKA2*+TSTAT | EA*4X61L21A* | *96VTN1002122A* | 32800 | 46500 | 18 | 11.7 | 8.1 | 1.96 | 65 | 52 | 210461327
TEMPSTAR | TVH837GKA2*+TSTAT | EN(A,D,W)4X60L24** | *96VTN1002120A* | 32400 | 47500 | 17.5 | 12 | 8.1 | 1.96 | 65 | 51 | 210465156
AIRQUEST | HVH837GKA2* | EA*4X60L24A*+WALLCON | *96CTN1202422A* | 32800 | 31800 | 18 | 11.7 | 8.5 | 2 | 97 | 78 | 210470290
BRYANT HEATING AND COOLING SYSTEMS | 288BNV037*0**B*+TSTAT | CAP**6121AL* | 926TB66100V21*** | 32800 | 46500 | 18 | 11.7 | 8.1 | 1.96 | 65 | 52 | 210461324
COMFORTMAKER | CVH837GKA2*+TSTAT | EN(A,D,W)4X60L24** | *96VTN1002120A* | 32400 | 47500 | 17.5 | 12 | 8.1 | 1.96 | 65 | 51 | 210465152
HEIL | HVH837GKA2* | EA*4X61L21A*+WALLCON | *80CSU0401712A* | 33200 | 32000 | 18 | 11.5 | 8.5 | 2 | 98 | 78 | 210470398
KEEPRITE | CVH837GKA2*+TSTAT | EN(A,D,W)4X60L24** | *96VTN0802120A* | 32400 | 47500 | 17.5 | 11.7 | 8.1 | 1.96 | 65 | 51 | 210465143
DAY & NIGHT | CVH837GKA2*+TSTAT | EN(A,D,W)4X60L24** | *96VTN0802120A* | 32400 | 47500 | 17.5 | 11.7 | 8.1 | 1.96 | 65 | 51 | 210465142
KENMORE | (C,H,T)VH837GKA2*+TSTAT | EN(A,D,W)4X60L24** | *96VTN0802120A* | 32400 | 47500 | 17.5 | 11.7 | 8.1 | 1.96 | 65 | 51 | 210465144
ARCOAIRE | HVH837GKA2*+TSTAT | EN(A,D,W)4X60L24** | *96VTN0802120A* | 32400 | 47500 | 17.5 | 11.7 | 8.1 | 1.96 | 65 | 51 | 210465140
AIRQUEST | HVH837GKA2*+TSTAT | EN(A,D,W)4X60L24** | *96VTN0802120A* | 32400 | 47500 | 17.5 | 11.7 | 8.1 | 1.96 | 65 | 51 | 210465139
BRYANT HEATING AND COOLING SYSTEMS | 288BNV037*0**B*+TSTAT | CNPV*6024AL* | 926TB60080V21*** | 32400 | 47500 | 17.5 | 11.7 | 8.1 | 1.96 | 65 | 51 | 210465136
CARRIER | 25VNA837A*031*+TSTAT | CNPV*6024AL* | 59TP6B080V21**20 | 32400 | 47500 | 17.5 | 11.7 | 8.1 | 1.96 | 65 | 51 | 210465135
TEMPSTAR | TVH837GKA2*+TSTAT | EA*4X48L21A* | *96VTN1002120A* | 31800 | 47000 | 17.5 | 11 | 8.1 | 1.96 | 66 | 52 | 210460513
KENMORE | (C,H,T)VH837GKA2*+TSTAT | EA*4X48L21A* | *96VTN1002120A* | 31800 | 47000 | 17.5 | 11 | 8.1 | 1.96 | 66 | 52 | 210460511
KEEPRITE | CVH837GKA2*+TSTAT | EA*4X48L21A* | *96VTN1002120A* | 31800 | 47000 | 17.5 | 11 | 8.1 | 1.96 | 66 | 52 | 210460509
DAY & NIGHT | CVH837GKA2*+TSTAT | EA*4X48L21A* | *96VTN1002120A* | 31800 | 47000 | 17.5 | 11 | 8.1 | 1.96 | 66 | 52 | 210460507
COMFORTMAKER | CVH837GKA2*+TSTAT | EA*4X48L21A* | *96VTN1002120A* | 31800 | 47000 | 17.5 | 11 | 8.1 | 1.96 | 66 | 52 | 210460505
ARCOAIRE | HVH837GKA2*+TSTAT | EA*4X48L21A* | *96VTN1002120A* | 31800 | 47000 | 17.5 | 11 | 8.1 | 1.96 | 66 | 52 | 210460503
HEIL | HVH837GKA2*+TSTAT | EA*4X48L21A* | *96VTN1002120A* | 31800 | 47000 | 17.5 | 11 | 8.1 | 1.96 | 66 | 52 | 210460497
BRYANT HEATING AND COOLING SYSTEMS | 288BNV037*0**B*+TSTAT | CAP**4821AL* | 926TB60100V21*** | 31800 | 47000 | 17.5 | 11 | 8.1 | 1.96 | 66 | 52 | 210460495
CARRIER | 25VNA837A*031*+TSTAT | CAP**4821AL* | 59TP6B100V21**20 | 31800 | 47000 | 17.5 | 11 | 8.1 | 1.96 | 66 | 52 | 210460493
TEMPSTAR | TVH837GKA2*+TSTAT | EA*4X48L21A* | *96VTN0802120A* | 32000 | 47000 | 17.5 | 11 | 8.1 | 1.96 | 66 | 52 | 210460491
KENMORE | (C,H,T)VH837GKA2*+TSTAT | EA*4X48L21A* | *96VTN0802120A* | 32000 | 47000 | 17.5 | 11 | 8.1 | 1.96 | 66 | 52 | 210460490
KEEPRITE | CVH837GKA2*+TSTAT | EA*4X48L21A* | *96VTN0802120A* | 32000 | 47000 | 17.5 | 11 | 8.1 | 1.96 | 66 | 52 | 210460488
DAY & NIGHT | CVH837GKA2*+TSTAT | EA*4X48L21A* | *96VTN0802120A* | 32000 | 47000 | 17.5 | 11 | 8.1 | 1.96 | 66 | 52 | 210460486
COMFORTMAKER | CVH837GKA2*+TSTAT | EA*4X48L21A* | *96VTN0802120A* | 32000 | 47000 | 17.5 | 11 | 8.1 | 1.96 | 66 | 52 | 210460484
ARCOAIRE | HVH837GKA2*+TSTAT | EA*4X48L21A* | *96VTN0802120A* | 32000 | 47000 | 17.5 | 11 | 8.1 | 1.96 | 66 | 52 | 210460482
AIRQUEST | HVH837GKA2*+TSTAT | EA*4X48L21A* | *96VTN0802120A* | 32000 | 47000 | 17.5 | 11 | 8.1 | 1.96 | 66 | 52 | 210460480
HEIL | HVH837GKA2*+TSTAT | EA*4X48L21A* | *96VTN0802120A* | 32000 | 47000 | 17.5 | 11 | 8.1 | 1.96 | 66 | 52 | 210460476
CARRIER | 25VNA837A*031*+TSTAT | CAP**4821AL* | 59TP6B080V21**20 | 32000 | 47000 | 17.5 | 11 | 8.1 | 1.96 | 66 | 52 | 210460472
BRYANT HEATING AND COOLING SYSTEMS | 288BNV037*0**B*+TSTAT | CAP**4821AL* | 926TB60080V21*** | 32000 | 47000 | 17.5 | 11 | 8.1 | 1.96 | 66 | 52 | 210460474
KENMORE | (C,H,T)VH837GKA2*+TSTAT | EA*4X48L21A* | *96VTN0601714A* | 31400 | 47000 | 17 | 11 | 8.1 | 1.94 | 66 | 52 | 210460468
TEMPSTAR | TVH837GKA2*+TSTAT | EA*4X48L21A* | *96VTN0601714A* | 31400 | 47000 | 17 | 11 | 8.1 | 1.94 | 66 | 52 | 210460470
KEEPRITE | CVH837GKA2*+TSTAT | EA*4X48L21A* | *96VTN0601714A* | 31400 | 47000 | 17 | 11 | 8.1 | 1.94 | 66 | 52 | 210460467
DAY & NIGHT | CVH837GKA2*+TSTAT | EA*4X48L21A* | *96VTN0601714A* | 31400 | 47000 | 17 | 11 | 8.1 | 1.94 | 66 | 52 | 210460465
COMFORTMAKER | CVH837GKA2*+TSTAT | EA*4X48L21A* | *96VTN0601714A* | 31400 | 47000 | 17 | 11 | 8.1 | 1.94 | 66 | 52 | 210460463
ARCOAIRE | HVH837GKA2*+TSTAT | EA*4X48L21A* | *96VTN0601714A* | 31400 | 47000 | 17 | 11 | 8.1 | 1.94 | 66 | 52 | 210460461
DAY & NIGHT | CVH837GKA2*+TSTAT | EHD4X48AAL | *96VTN1002120A* | 32000 | 47500 | 17 | 11 | 8.1 | 1.96 | 65 | 51 | 210467990
AIRQUEST | HVH837GKA2*+TSTAT | EHD4X60AAL | *96VSN0601714A* | 32200 | 47000 | 16.5 | 11 | 8.1 | 1.96 | 66 | 52 | 210468141
TEMPSTAR | TVH837GKA2*+TSTAT | EHD4X48AAL | *96VTN1002120A* | 32000 | 47500 | 17 | 11 | 8.1 | 1.96 | 65 | 51 | 210467993
KEEPRITE | CVH837GKA2*+TSTAT | EHD4X48AAL | *96VTN1002120A* | 32000 | 47500 | 17 | 11 | 8.1 | 1.96 | 65 | 51 | 210467991
COMFORTMAKER | CVH837GKA2*+TSTAT | EHD4X48AAL | *96VTN1002120A* | 32000 | 47500 | 17 | 11 | 8.1 | 1.96 | 65 | 51 | 210467989
KENMORE | (C,H,T)VH837GKA2*+TSTAT | EHD4X48AAL | *96VTN1002120A* | 32000 | 47500 | 17 | 11 | 8.1 | 1.96 | 65 | 51 | 210467992
AIRQUEST | HVH837GKA2*+TSTAT | EHD4X48AAL | *96VTN1002120A* | 32000 | 47500 | 17 | 11 | 8.1 | 1.96 | 65 | 51 | 210467987
ARCOAIRE | HVH837GKA2*+TSTAT | EHD4X48AAL | *96VTN1002120A* | 32000 | 47500 | 17 | 11 | 8.1 | 1.96 | 65 | 51 | 210467988
HEIL | HVH837GKA2*+TSTAT | EHD4X48AAL | *96VTN1002120A* | 32000 | 47500 | 17 | 11 | 8.1 | 1.96 | 65 | 51 | 210467985
ARCOAIRE | HVH837GKA2*+TSTAT | EHD4X48AAL | *96VTN0802120A* | 32200 | 48000 | 17 | 11 | 8.1 | 1.96 | 65 | 51 | 210467977
BRYANT HEATING AND COOLING SYSTEMS | 288BNV037*0**B*+TSTAT | CSPH*4812AL* | 926TB60100V21*** | 32000 | 47500 | 17 | 11 | 8.1 | 1.96 | 65 | 51 | 210467984
KEEPRITE | CVH837GKA2*+TSTAT | EHD4X48AAL | *96VTN0802120A* | 32200 | 48000 | 17 | 11 | 8.1 | 1.96 | 65 | 51 | 210467980
CARRIER | 25VNA837A*031*+TSTAT | CSPH*4812AL* | 59TP6B100V21**20 | 32000 | 47500 | 17 | 11 | 8.1 | 1.96 | 65 | 51 | 210467983
COMFORTMAKER | CVH837GKA2*+TSTAT | EHD4X48AAL | *96VTN0802120A* | 32200 | 48000 | 17 | 11 | 8.1 | 1.96 | 65 | 51 | 210467978
DAY & NIGHT | CVH837GKA2*+TSTAT | EHD4X48AAL | *96VTN0802120A* | 32200 | 48000 | 17 | 11 | 8.1 | 1.96 | 65 | 51 | 210467979
KENMORE | (C,H,T)VH837GKA2*+TSTAT | EHD4X48AAL | *96VTN0802120A* | 32200 | 48000 | 17 | 11 | 8.1 | 1.96 | 65 | 51 | 210467981
TEMPSTAR | TVH837GKA2*+TSTAT | EHD4X48AAL | *96VTN0802120A* | 32200 | 48000 | 17 | 11 | 8.1 | 1.96 | 65 | 51 | 210467982
AIRQUEST | HVH837GKA2*+TSTAT | EHD4X48AAL | *96VTN0802120A* | 32200 | 48000 | 17 | 11 | 8.1 | 1.96 | 65 | 51 | 210467976
AIRQUEST | HVH837GKA2*+TSTAT | EHD4X48AAL | *96VTN0601714A* | 31800 | 47500 | 16.5 | 11 | 8.1 | 1.92 | 65 | 51 | 210467965
HEIL | HVH837GKA2*+TSTAT | EHD4X48AAL | *96VTN0802120A* | 32200 | 48000 | 17 | 11 | 8.1 | 1.96 | 65 | 51 | 210467974
BRYANT HEATING AND COOLING SYSTEMS | 288BNV037*0**B*+TSTAT | CSPH*4812AL* | 926TB60080V21*** | 32200 | 48000 | 17 | 11 | 8.1 | 1.96 | 65 | 51 | 210467973
ARCOAIRE | HVH837GKA2*+TSTAT | EHD4X48AAL | *96VTN0601714A* | 31800 | 47500 | 16.5 | 11 | 8.1 | 1.92 | 65 | 51 | 210467966
CARRIER | 25VNA837A*031*+TSTAT | CSPH*4812AL* | 59TP6B080V21**20 | 32200 | 48000 | 17 | 11 | 8.1 | 1.96 | 65 | 51 | 210467972
KEEPRITE | CVH837GKA2*+TSTAT | EHD4X48AAL | *96VTN0601714A* | 31800 | 47500 | 16.5 | 11 | 8.1 | 1.92 | 65 | 51 | 210467969
TEMPSTAR | TVH837GKA2*+TSTAT | EHD4X48AAL | *96VTN0601714A* | 31800 | 47500 | 16.5 | 11 | 8.1 | 1.92 | 65 | 51 | 210467971
KENMORE | (C,H,T)VH837GKA2*+TSTAT | EHD4X48AAL | *96VTN0601714A* | 31800 | 47500 | 16.5 | 11 | 8.1 | 1.92 | 65 | 51 | 210467970
DAY & NIGHT | CVH837GKA2*+TSTAT | EHD4X48AAL | *96VTN0601714A* | 31800 | 47500 | 16.5 | 11 | 8.1 | 1.92 | 65 | 51 | 210467968
COMFORTMAKER | CVH837GKA2*+TSTAT | EHD4X48AAL | *96VTN0601714A* | 31800 | 47500 | 16.5 | 11 | 8.1 | 1.92 | 65 | 51 | 210467967
HEIL | HVH837GKA2*+TSTAT | EHD4X48AAL | *96VTN0601714A* | 31800 | 47500 | 16.5 | 11 | 8.1 | 1.92 | 65 | 51 | 210467963
BRYANT HEATING AND COOLING SYSTEMS | 288BNV037*0**B*+TSTAT | CSPH*4812AL* | 926TB42060V17*** | 31800 | 47500 | 16.5 | 11 | 8.1 | 1.92 | 65 | 51 | 210467962
TEMPSTAR | TVH837GKA2* | EA*4X61L21A*+WALLCON | *80CTL0701716A* | 33200 | 32200 | 17.5 | 11.7 | 8.5 | 1.98 | 98 | 78 | 210470439
KENMORE | (C,H,T)VH837GKA2* | EA*4X61L21A*+WALLCON | *80CTL0701716A* | 33200 | 32200 | 17.5 | 11.7 | 8.5 | 1.98 | 98 | 78 | 210470438
KEEPRITE | CVH837GKA2* | EA*4X61L21A*+WALLCON | *80CTL0701716A* | 33200 | 32200 | 17.5 | 11.7 | 8.5 | 1.98 | 98 | 78 | 210470437
DAY & NIGHT | CVH837GKA2* | EA*4X61L21A*+WALLCON | *80CTL0701716A* | 33200 | 32200 | 17.5 | 11.7 | 8.5 | 1.98 | 98 | 78 | 210470436
KENMORE | (C,H,T)VH837GKA2*+TSTAT | EN(A,D,W)4X48L21** | *96VTN0802120A* | 32000 | 48000 | 17.5 | 11.7 | 8.1 | 1.94 | 65 | 51 | 210464465
KEEPRITE | CVH837GKA2*+TSTAT | EN(A,D,W)4X48L21** | *96VTN0802120A* | 32000 | 48000 | 17.5 | 11.7 | 8.1 | 1.94 | 65 | 51 | 210464464
DAY & NIGHT | CVH837GKA2*+TSTAT | EN(A,D,W)4X48L21** | *96VTN0802120A* | 32000 | 48000 | 17.5 | 11.7 | 8.1 | 1.94 | 65 | 51 | 210464463
HEIL | HVH837GKA2*+TSTAT | EN(A,D,W)4X48L21** | *96VTN0802120A* | 32000 | 48000 | 17.5 | 11.7 | 8.1 | 1.94 | 65 | 51 | 210464458
CARRIER | 25VNA837A*031*+TSTAT | CNPV*4821AL* | 59TP6B080V21**20 | 32000 | 48000 | 17.5 | 11.7 | 8.1 | 1.94 | 65 | 50 | 210464456
COMFORTMAKER | CVH837GKA2*+TSTAT | EN(A,D,W)4X48L21** | *96VTN0802120A* | 32000 | 48000 | 17.5 | 11.7 | 8.1 | 1.94 | 65 | 51 | 210464462
ARCOAIRE | HVH837GKA2*+TSTAT | EN(A,D,W)4X48L21** | *96VTN0802120A* | 32000 | 48000 | 17.5 | 11.7 | 8.1 | 1.94 | 65 | 51 | 210464461
CARRIER | 25VNA837A*031*+TSTAT | CNPV*4821AL* | 59TP6B100V21**20 | 32000 | 48000 | 17.5 | 11.7 | 8.1 | 1.94 | 65 | 50 | 210464467
KEEPRITE | CVH837GKA2*+TSTAT | EA*4X43L21A* | *96VTN0801716A* | 32200 | 47500 | 17 | 11 | 8.1 | 1.96 | 65 | 52 | 210459855
KENMORE | (C,H,T)VH837GKA2*+TSTAT | EA*4X43L21A* | *96VTN0801716A* | 32200 | 47500 | 17 | 11 | 8.1 | 1.96 | 65 | 52 | 210459856
TEMPSTAR | TVH837GKA2*+TSTAT | EA*4X43L21A* | *96VTN0801716A* | 32200 | 47500 | 17 | 11 | 8.1 | 1.96 | 65 | 52 | 210459857
DAY & NIGHT | CVH837GKA2*+TSTAT | EA*4X43L21A* | *96VTN0801716A* | 32200 | 47500 | 17 | 11 | 8.1 | 1.96 | 65 | 52 | 210459854
COMFORTMAKER | CVH837GKA2*+TSTAT | EA*4X43L21A* | *96VTN0801716A* | 32200 | 47500 | 17 | 11 | 8.1 | 1.96 | 65 | 52 | 210459853
AIRQUEST | HVH837GKA2*+TSTAT | EA*4X43L21A* | *96VTN0801716A* | 32200 | 47500 | 17 | 11 | 8.1 | 1.96 | 65 | 52 | 210459851
BRYANT HEATING AND COOLING SYSTEMS | 288BNV037*0**B*+TSTAT | CAP**4321AL* | 926TB48080V17*** | 32200 | 47500 | 17 | 11 | 8.1 | 1.96 | 65 | 52 | 210459848
CARRIER | 25VNA837A*031*+TSTAT | CAP**4321AL* | 59TP6B080V17**16 | 32200 | 47500 | 17 | 11 | 8.1 | 1.96 | 65 | 52 | 210459846
CARRIER | 25VNA837A*031*+TSTAT | CSPH*4812AL* | GG96VTAA42060B | 31800 | 47500 | 16.5 | 11 | 8.1 | 1.92 | 65 | 51 | 210467961
CARRIER | 25VNA837A*031*+TSTAT | CSPH*4812AL* | 59TP6B060V17**14 | 31800 | 47500 | 16.5 | 11 | 8.1 | 1.92 | 65 | 51 | 210467960
HEIL | HVH837GKA2*+TSTAT | EHD4X60AAL | *96VSN0601714A* | 32200 | 47000 | 16.5 | 11 | 8.1 | 1.96 | 66 | 52 | 210468139
HEIL | HVH837GKA2*+TSTAT | EHD4X48AAL | *80VSL1102422A* | 32000 | 47500 | 16.5 | 11.5 | 8.1 | 1.94 | 64 | 51 | 210467712
KEEPRITE | CVH837GKA2*+TSTAT | EHD4X42AAL | *80VTL0701716A* | 32000 | 48000 | 16.5 | 11 | 8.1 | 1.94 | 65 | 51 | 210467177
DAY & NIGHT | CVH837GKA2*+TSTAT | EHD4X42AAL | *80VTL0701716A* | 32000 | 48000 | 16.5 | 11 | 8.1 | 1.94 | 65 | 51 | 210467176
TEMPSTAR | TVH837GKA2*+TSTAT | EHD4X42AAL | *80VTL0701716A* | 32000 | 48000 | 16.5 | 11 | 8.1 | 1.94 | 65 | 51 | 210467179
AIRQUEST | HVH837GKA2*+TSTAT | EHD4X42AAL | *80VTL0701716A* | 32000 | 48000 | 16.5 | 11 | 8.1 | 1.94 | 65 | 51 | 210467173
COMFORTMAKER | CVH837GKA2*+TSTAT | EHD4X42AAL | *80VTL0701716A* | 32000 | 48000 | 16.5 | 11 | 8.1 | 1.94 | 65 | 51 | 210467175
KENMORE | (C,H,T)VH837GKA2*+TSTAT | EHD4X42AAL | *80VTL0701716A* | 32000 | 48000 | 16.5 | 11 | 8.1 | 1.94 | 65 | 51 | 210467178
ARCOAIRE | HVH837GKA2*+TSTAT | EHD4X42AAL | *80VTL0701716A* | 32000 | 48000 | 16.5 | 11 | 8.1 | 1.94 | 65 | 51 | 210467174
HEIL | HVH837GKA2*+TSTAT | EHD4X42AAL | *80VTL0701716A* | 32000 | 48000 | 16.5 | 11 | 8.1 | 1.94 | 65 | 51 | 210467171
CARRIER | 25VNA837A*031*+TSTAT | CSPH*4212AL* | 58TP*A070V17**16 | 32000 | 48000 | 16.5 | 11 | 8.1 | 1.94 | 65 | 51 | 210467169
BRYANT HEATING AND COOLING SYSTEMS | 288BNV037*0**B*+TSTAT | CSPH*4212AL* | 82*TA48070V17*** | 32000 | 48000 | 16.5 | 11 | 8.1 | 1.94 | 65 | 51 | 210467170
KEEPRITE | CVH837GKA2*+TSTAT | EHD4X42AAL | *96VTN1202422A* | 32000 | 48000 | 17 | 11 | 8.1 | 1.94 | 64 | 51 | 210467166
COMFORTMAKER | CVH837GKA2*+TSTAT | EHD4X42AAL | *96VTN1202422A* | 32000 | 48000 | 17 | 11 | 8.1 | 1.94 | 64 | 51 | 210467164
KENMORE | (C,H,T)VH837GKA2*+TSTAT | EHD4X42AAL | *96VTN1202422A* | 32000 | 48000 | 17 | 11 | 8.1 | 1.94 | 64 | 51 | 210467167
DAY & NIGHT | CVH837GKA2*+TSTAT | EHD4X42AAL | *96VTN1202422A* | 32000 | 48000 | 17 | 11 | 8.1 | 1.94 | 64 | 51 | 210467165
AIRQUEST | HVH837GKA2*+TSTAT | EHD4X42AAL | *96VTN1202422A* | 32000 | 48000 | 17 | 11 | 8.1 | 1.94 | 64 | 51 | 210467162
ARCOAIRE | HVH837GKA2*+TSTAT | EHD4X42AAL | *96VTN1202422A* | 32000 | 48000 | 17 | 11 | 8.1 | 1.94 | 64 | 51 | 210467163
HEIL | HVH837GKA2*+TSTAT | EHD4X42AAL | *96VTN1202422A* | 32000 | 48000 | 17 | 11 | 8.1 | 1.94 | 64 | 51 | 210467160
BRYANT HEATING AND COOLING SYSTEMS | 288BNV037*0**B*+TSTAT | CSPH*4212AL* | 926TB66120V24*** | 32000 | 48000 | 17 | 11 | 8.1 | 1.94 | 64 | 51 | 210467159
CARRIER | 25VNA837A*031*+TSTAT | CSPH*4212AL* | GG96VTAA66120D | 32000 | 48000 | 17 | 11 | 8.1 | 1.94 | 64 | 51 | 210467158
CARRIER | 25VNA837A*031*+TSTAT | CSPH*4212AL* | 59TP6B120V24**22 | 32000 | 48000 | 17 | 11 | 8.1 | 1.94 | 64 | 51 | 210467157
COMFORTMAKER | CVH837GKA2*+TSTAT | EHD4X42AAL | *80VSL0902420A* | 31800 | 47500 | 16.5 | 11 | 8.1 | 1.92 | 64 | 51 | 210467101
KENMORE | (C,H,T)VH837GKA2*+TSTAT | EHD4X42AAL | *96VTN0801716A* | 31800 | 48000 | 16.5 | 11 | 8.1 | 1.92 | 65 | 51 | 210467155
AIRQUEST | HVH837GKA2*+TSTAT | EHD4X42AAL | *80VSL0902420A* | 31800 | 47500 | 16.5 | 11 | 8.1 | 1.92 | 64 | 51 | 210467099
TEMPSTAR | TVH837GKA2*+TSTAT | EHD4X42AAL | *96VTN0801716A* | 31800 | 48000 | 16.5 | 11 | 8.1 | 1.92 | 65 | 51 | 210467156
KEEPRITE | CVH837GKA2*+TSTAT | EHD4X42AAL | *96VTN0801716A* | 31800 | 48000 | 16.5 | 11 | 8.1 | 1.92 | 65 | 51 | 210467154
DAY & NIGHT | CVH837GKA2*+TSTAT | EHD4X42AAL | *96VTN0801716A* | 31800 | 48000 | 16.5 | 11 | 8.1 | 1.92 | 65 | 51 | 210467153
ARCOAIRE | HVH837GKA2*+TSTAT | EHD4X42AAL | *96VTN0801716A* | 31800 | 48000 | 16.5 | 11 | 8.1 | 1.92 | 65 | 51 | 210467151
COMFORTMAKER | CVH837GKA2*+TSTAT | EHD4X42AAL | *96VTN0801716A* | 31800 | 48000 | 16.5 | 11 | 8.1 | 1.92 | 65 | 51 | 210467152
ARCOAIRE | HVH837GKA2*+TSTAT | EHD4X42AAL | *80VSL0902420A* | 31800 | 47500 | 16.5 | 11 | 8.1 | 1.92 | 64 | 51 | 210467100
KENMORE | (C,H,T)VH837GKA2*+TSTAT | EHD4X42AAL | *80VSL0902120A* | 32200 | 48000 | 17 | 11 | 8.1 | 1.96 | 65 | 51 | 210467093
BRYANT HEATING AND COOLING SYSTEMS | 288BNV037*0**B*+TSTAT | CSPH*4212AL* | 82*SA60090V24*** | 31800 | 47500 | 16.5 | 11 | 8.1 | 1.92 | 64 | 51 | 210467096
HEIL | HVH837GKA2*+TSTAT | EHD4X42AAL | *80VSL0902420A* | 31800 | 47500 | 16.5 | 11 | 8.1 | 1.92 | 64 | 51 | 210467097
AIRQUEST | HVH837GKA2*+TSTAT | EHD4X42AAL | *96VTN0801716A* | 31800 | 48000 | 16.5 | 11 | 8.1 | 1.92 | 65 | 51 | 210467150
CARRIER | 25VNA837A*031*+TSTAT | CSPH*4212AL* | 58SP*A090V24**20 | 31800 | 47500 | 16.5 | 11 | 8.1 | 1.92 | 64 | 51 | 210467095
DAY & NIGHT | CVH837GKA2*+TSTAT | EHD4X42AAL | *80VSL0902120A* | 32200 | 48000 | 17 | 11 | 8.1 | 1.96 | 65 | 51 | 210467091
TEMPSTAR | TVH837GKA2*+TSTAT | EHD4X42AAL | *80VSL0902120A* | 32200 | 48000 | 17 | 11 | 8.1 | 1.96 | 65 | 51 | 210467094
KEEPRITE | CVH837GKA2*+TSTAT | EHD4X42AAL | *80VSL0702120A* | 32000 | 48000 | 16 | 11 | 8.1 | 1.94 | 65 | 51 | 210467081
COMFORTMAKER | CVH837GKA2*+TSTAT | EHD4X42AAL | *80VSL0902120A* | 32200 | 48000 | 17 | 11 | 8.1 | 1.96 | 65 | 51 | 210467090
ARCOAIRE | HVH837GKA2*+TSTAT | EHD4X42AAL | *80VSL0902120A* | 32200 | 48000 | 17 | 11 | 8.1 | 1.96 | 65 | 51 | 210467089
AIRQUEST | HVH837GKA2*+TSTAT | EHD4X42AAL | *80VSL0902120A* | 32200 | 48000 | 17 | 11 | 8.1 | 1.96 | 65 | 51 | 210467088
HEIL | HVH837GKA2*+TSTAT | EHD4X42AAL | *80VSL0902120A* | 32200 | 48000 | 17 | 11 | 8.1 | 1.96 | 65 | 51 | 210467086
BRYANT HEATING AND COOLING SYSTEMS | 288BNV037*0**B*+TSTAT | CSPH*4212AL* | 82*SA60090V21*** | 32200 | 48000 | 17 | 11 | 8.1 | 1.96 | 65 | 51 | 210467085
COMFORTMAKER | CVH837GKA2*+TSTAT | EHD4X42AAL | *80VSL0702120A* | 32000 | 48000 | 16 | 11 | 8.1 | 1.94 | 65 | 51 | 210467079
CARRIER | 25VNA837A*031*+TSTAT | CSPH*4212AL* | 58SP*A090V21**20 | 32200 | 48000 | 17 | 11 | 8.1 | 1.96 | 65 | 51 | 210467084
KENMORE | (C,H,T)VH837GKA2*+TSTAT | EHD4X42AAL | *80VSL0702120A* | 32000 | 48000 | 16 | 11 | 8.1 | 1.94 | 65 | 51 | 210467082
TEMPSTAR | TVH837GKA2*+TSTAT | EHD4X42AAL | *80VSL0702120A* | 32000 | 48000 | 16 | 11 | 8.1 | 1.94 | 65 | 51 | 210467083
DAY & NIGHT | CVH837GKA2*+TSTAT | EHD4X42AAL | *80VSL0702120A* | 32000 | 48000 | 16 | 11 | 8.1 | 1.94 | 65 | 51 | 210467080
ARCOAIRE | HVH837GKA2*+TSTAT | EHD4X42AAL | *80VSL0701716A* | 31800 | 47500 | 16.5 | 11 | 8.1 | 1.92 | 65 | 51 | 210467067
AIRQUEST | HVH837GKA2*+TSTAT | EHD4X42AAL | *80VSL0702120A* | 32000 | 48000 | 16 | 11 | 8.1 | 1.94 | 65 | 51 | 210467077
HEIL | HVH837GKA2*+TSTAT | EHD4X42AAL | *80VSL0702120A* | 32000 | 48000 | 16 | 11 | 8.1 | 1.94 | 65 | 51 | 210467075
BRYANT HEATING AND COOLING SYSTEMS | 288BNV037*0**B*+TSTAT | CSPH*4212AL* | 82*SA60070V21*** | 32000 | 48000 | 16 | 11 | 8.1 | 1.94 | 65 | 51 | 210467074
TEMPSTAR | TVH837GKA2*+TSTAT | EA*4X61L21A* | *80VTL0902120A* | 33000 | 47000 | 18 | 11.7 | 8.1 | 1.98 | 65 | 52 | 210461434
KEEPRITE | CVH837GKA2*+TSTAT | EA*4X61L21A* | *80VTL0902120A* | 33000 | 47000 | 18 | 11.7 | 8.1 | 1.98 | 65 | 52 | 210461432
KENMORE | (C,H,T)VH837GKA2*+TSTAT | EA*4X61L21A* | *80VTL0902120A* | 33000 | 47000 | 18 | 11.7 | 8.1 | 1.98 | 65 | 52 | 210461433
DAY & NIGHT | CVH837GKA2*+TSTAT | EA*4X61L21A* | *80VTL0902120A* | 33000 | 47000 | 18 | 11.7 | 8.1 | 1.98 | 65 | 52 | 210461431
COMFORTMAKER | CVH837GKA2*+TSTAT | EA*4X61L21A* | *80VTL0902120A* | 33000 | 47000 | 18 | 11.7 | 8.1 | 1.98 | 65 | 52 | 210461430
AIRQUEST | HVH837GKA2*+TSTAT | EA*4X61L21A* | *80VTL0902120A* | 33000 | 47000 | 18 | 11.7 | 8.1 | 1.98 | 65 | 52 | 210461428
BRYANT HEATING AND COOLING SYSTEMS | 288BNV037*0**B*+TSTAT | CAP**6121AL* | 82*TA60090V21*** | 33000 | 47000 | 18 | 11.7 | 8.1 | 1.98 | 65 | 52 | 210461425
BRYANT HEATING AND COOLING SYSTEMS | 288BNV037*0**B*+TSTAT | CAP**6121AL* | 82*TA48090V17*** | 32600 | 46500 | 18 | 11.7 | 8.1 | 1.96 | 65 | 52 | 210461423
ARCOAIRE | HVH837GKA2*+TSTAT | EA*4X61L21A* | *80VSL0902120A* | 33000 | 47000 | 18 | 11.7 | 8.1 | 1.98 | 65 | 52 | 210461416
CARRIER | 25VNA837A*031*+TSTAT | CAP**6121AL* | 58TP*A090V17**16 | 32600 | 46500 | 18 | 11.7 | 8.1 | 1.96 | 65 | 52 | 210461422
DAY & NIGHT | CVH837GKA2*+TSTAT | EA*4X61L21A* | *80VSL0902120A* | 33000 | 47000 | 18 | 11.7 | 8.1 | 1.98 | 65 | 52 | 210461418
KEEPRITE | CVH837GKA2*+TSTAT | EA*4X61L21A* | *80VSL0902120A* | 33000 | 47000 | 18 | 11.7 | 8.1 | 1.98 | 65 | 52 | 210461419
KENMORE | (C,H,T)VH837GKA2*+TSTAT | EA*4X61L21A* | *80VSL0902120A* | 33000 | 47000 | 18 | 11.7 | 8.1 | 1.98 | 65 | 52 | 210461420
TEMPSTAR | TVH837GKA2*+TSTAT | EA*4X61L21A* | *80VSL0902120A* | 33000 | 47000 | 18 | 11.7 | 8.1 | 1.98 | 65 | 52 | 210461421
COMFORTMAKER | CVH837GKA2*+TSTAT | EA*4X61L21A* | *80VSL0902120A* | 33000 | 47000 | 18 | 11.7 | 8.1 | 1.98 | 65 | 52 | 210461417
AIRQUEST | HVH837GKA2*+TSTAT | EA*4X61L21A* | *80VSL0902120A* | 33000 | 47000 | 18 | 11.7 | 8.1 | 1.98 | 65 | 52 | 210461415
HEIL | HVH837GKA2*+TSTAT | EA*4X61L21A* | *80VSL0902120A* | 33000 | 47000 | 18 | 11.7 | 8.1 | 1.98 | 65 | 52 | 210461413
BRYANT HEATING AND COOLING SYSTEMS | 288BNV037*0**B*+TSTAT | CAP**6121AL* | 82*SA60090V21*** | 33000 | 47000 | 18 | 11.7 | 8.1 | 1.98 | 65 | 52 | 210461412
CARRIER | 25VNA837A*031*+TSTAT | CAP**6121AL* | 58SP*A090V21**20 | 33000 | 47000 | 18 | 11.7 | 8.1 | 1.98 | 65 | 17 | 210461411
KENMORE | (C,H,T)VH837GKA2*+TSTAT | EA*4X61L21A* | *80VSL0702120A* | 32800 | 47000 | 17 | 11.7 | 8.1 | 1.96 | 65 | 52 | 210461409
TEMPSTAR | TVH837GKA2*+TSTAT | EA*4X61L21A* | *80VSL0702120A* | 32800 | 47000 | 17 | 11.7 | 8.1 | 1.96 | 65 | 52 | 210461410
KEEPRITE | CVH837GKA2*+TSTAT | EA*4X61L21A* | *80VSL0702120A* | 32800 | 47000 | 17 | 11.7 | 8.1 | 1.96 | 65 | 52 | 210461408
HEIL | HVH837GKA2*+TSTAT | EA*4X61L21A* | *80VSL0702120A* | 32800 | 47000 | 17 | 11.7 | 8.1 | 1.96 | 65 | 52 | 210461402
COMFORTMAKER | CVH837GKA2*+TSTAT | EA*4X61L21A* | *80VSL0702120A* | 32800 | 47000 | 17 | 11.7 | 8.1 | 1.96 | 65 | 52 | 210461406
ARCOAIRE | HVH837GKA2*+TSTAT | EA*4X61L21A* | *80VSL0702120A* | 32800 | 47000 | 17 | 11.7 | 8.1 | 1.96 | 65 | 52 | 210461405
AIRQUEST | HVH837GKA2*+TSTAT | EA*4X61L21A* | *80VSL0702120A* | 32800 | 47000 | 17 | 11.7 | 8.1 | 1.96 | 65 | 52 | 210461404
BRYANT HEATING AND COOLING SYSTEMS | 288BNV037*0**B*+TSTAT | CAP**6121AL* | 82*SA60070V21*** | 32800 | 47000 | 17 | 11.7 | 8.1 | 1.96 | 65 | 52 | 210461401
CARRIER | 25VNA837A*031*+TSTAT | CAP**6121AL* | 58SP*A070V21**20 | 32800 | 47000 | 17 | 11.7 | 8.1 | 1.96 | 65 | 51 | 210461400
KENMORE | (C,H,T)VH837GKA2* | EA*4X61L24A*+WALLCON | *96CTN1202422A* | 33200 | 32000 | 18 | 12 | 8.5 | 2 | 98 | 78 | 210470581
KEEPRITE | CVH837GKA2* | EA*4X61L24A*+WALLCON | *96CTN1202422A* | 33200 | 32000 | 18 | 12 | 8.5 | 2 | 98 | 78 | 210470580
ARCOAIRE | HVH837GKA2* | EA*4X61L24A*+WALLCON | *96CTN1202422A* | 33200 | 32000 | 18 | 12 | 8.5 | 2 | 98 | 78 | 210470577
AIRQUEST | HVH837GKA2* | EA*4X61L24A*+WALLCON | *96CTN1202422A* | 33200 | 32000 | 18 | 12 | 8.5 | 2 | 98 | 78 | 210470576
KENMORE | (C,H,T)VH837GKA2* | EA*4X61L24A*+WALLCON | *80CTL1352422A* | 33200 | 32000 | 18 | 12 | 8.5 | 2.02 | 98 | 78 | 210470570
HEIL | HVH837GKA2* | EA*4X61L24A*+WALLCON | *96CTN1202422A* | 33200 | 32000 | 18 | 12 | 8.5 | 2 | 98 | 78 | 210470574
BRYANT HEATING AND COOLING SYSTEMS | 288BNV037*0**B* | CAP**6124AL*+UI | 986TC66120C24*** | 33200 | 32000 | 18 | 12 | 8.5 | 2 | 98 | 78 | 210470573
HEIL | HVH837GKA2* | EA*4X61L24A*+WALLCON | *80CTL1352422A* | 33200 | 32000 | 18 | 12 | 8.5 | 2.02 | 98 | 78 | 210470563
CARRIER | 25VNA837A*031* | CAP**6124AL*+UI | 59TN6B120C24**22 | 33200 | 32000 | 18 | 12 | 8.5 | 2 | 98 | 78 | 210470572
TEMPSTAR | TVH837GKA2* | EA*4X61L24A*+WALLCON | *80CTL1352422A* | 33200 | 32000 | 18 | 12 | 8.5 | 2.02 | 98 | 78 | 210470571
KEEPRITE | CVH837GKA2* | EA*4X61L24A*+WALLCON | *80CTL1352422A* | 33200 | 32000 | 18 | 12 | 8.5 | 2.02 | 98 | 78 | 210470569
DAY & NIGHT | CVH837GKA2* | EA*4X61L24A*+WALLCON | *80CTL1352422A* | 33200 | 32000 | 18 | 12 | 8.5 | 2.02 | 98 | 78 | 210470568
ARCOAIRE | HVH837GKA2* | EA*4X61L24A*+WALLCON | *80CTL1352422A* | 33200 | 32000 | 18 | 12 | 8.5 | 2.02 | 98 | 78 | 210470566
AIRQUEST | HVH837GKA2* | EA*4X61L24A*+WALLCON | *80CTL1352422A* | 33200 | 32000 | 18 | 12 | 8.5 | 2.02 | 98 | 78 | 210470565
COMFORTMAKER | CVH837GKA2* | EA*4X61L24A*+WALLCON | *80CTL1352422A* | 33200 | 32000 | 18 | 12 | 8.5 | 2.02 | 98 | 78 | 210470567
HEIL | HVH837GKA2* | EA*4X61L24A*+WALLCON | *80CTL0902120A* | 33200 | 32000 | 18 | 12 | 8.5 | 2 | 98 | 78 | 210470552
BRYANT HEATING AND COOLING SYSTEMS | 288BNV037*0**B* | CAP**6124AL*+UI | 88*TA66135C24*** | 33200 | 32000 | 18 | 12 | 8.5 | 2.02 | 98 | 78 | 210470562
CARRIER | 25VNA837A*031* | CAP**6124AL*+UI | 58TN*A135C24**22 | 33200 | 32000 | 18 | 12 | 8.5 | 2.02 | 98 | 78 | 210470561
KEEPRITE | CVH837GKA2* | EA*4X61L24A*+WALLCON | *80CTL0902120A* | 33200 | 32000 | 18 | 12 | 8.5 | 2 | 98 | 78 | 210470558
KENMORE | (C,H,T)VH837GKA2* | EA*4X61L24A*+WALLCON | *80CTL0902120A* | 33200 | 32000 | 18 | 12 | 8.5 | 2 | 98 | 78 | 210470559
DAY & NIGHT | CVH837GKA2* | EA*4X61L24A*+WALLCON | *80CTL0902120A* | 33200 | 32000 | 18 | 12 | 8.5 | 2 | 98 | 78 | 210470557
CARRIER | 25VNA837A*031* | CAP**6124AL*+UI | 58TN*A090C21**20 | 33200 | 32000 | 18 | 12 | 8.5 | 2 | 98 | 78 | 210470550
ARCOAIRE | HVH837GKA2* | EA*4X61L24A*+WALLCON | *80CTL0902120A* | 33200 | 32000 | 18 | 12 | 8.5 | 2 | 98 | 78 | 210470555
AIRQUEST | HVH837GKA2* | EA*4X61L24A*+WALLCON | *80CTL0902120A* | 33200 | 32000 | 18 | 12 | 8.5 | 2 | 98 | 78 | 210470554
TEMPSTAR | TVH837GKA2* | EA*4X61L24A*+WALLCON | *80CSU1002120A* | 33200 | 32000 | 17.5 | 11.5 | 8.5 | 2 | 98 | 78 | 210470549
BRYANT HEATING AND COOLING SYSTEMS | 288BNV037*0**B* | CAP**6124AL*+UI | 88*TA60090C21*** | 33200 | 32000 | 18 | 12 | 8.5 | 2 | 98 | 78 | 210470551
KENMORE | (C,H,T)VH837GKA2* | EA*4X61L24A*+WALLCON | *80CSU1002120A* | 33200 | 32000 | 17.5 | 11.5 | 8.5 | 2 | 98 | 78 | 210470548
KEEPRITE | CVH837GKA2* | EA*4X61L24A*+WALLCON | *80CSU1002120A* | 33200 | 32000 | 17.5 | 11.5 | 8.5 | 2 | 98 | 78 | 210470547
COMFORTMAKER | CVH837GKA2* | EA*4X61L24A*+WALLCON | *80CSU1002120A* | 33200 | 32000 | 17.5 | 11.5 | 8.5 | 2 | 98 | 78 | 210470545
DAY & NIGHT | CVH837GKA2* | EA*4X61L24A*+WALLCON | *80CSU1002120A* | 33200 | 32000 | 17.5 | 11.5 | 8.5 | 2 | 98 | 78 | 210470546
KEEPRITE | CVH837GKA2* | EA*4X61L24A*+WALLCON | *95CSU1002122A* | 33200 | 32000 | 18 | 11.5 | 8.5 | 2.02 | 98 | 78 | 210470536
ARCOAIRE | HVH837GKA2* | EA*4X61L24A*+WALLCON | *80CSU1002120A* | 33200 | 32000 | 17.5 | 11.5 | 8.5 | 2 | 98 | 78 | 210470544
KENMORE | (C,H,T)VH837GKA2* | EA*4X61L24A*+WALLCON | *95CSU1002122A* | 33200 | 32000 | 18 | 11.5 | 8.5 | 2.02 | 98 | 78 | 210470537
HEIL | HVH837GKA2* | EA*4X61L24A*+WALLCON | *80CSU1002120A* | 33200 | 32000 | 17.5 | 11.5 | 8.5 | 2 | 98 | 78 | 210470541
AIRQUEST | HVH837GKA2* | EA*4X61L24A*+WALLCON | *80CSU1002120A* | 33200 | 32000 | 17.5 | 11.5 | 8.5 | 2 | 98 | 78 | 210470543
BRYANT HEATING AND COOLING SYSTEMS | 288BNV037*0**B* | CAP**6124AL*+UI | 83*CA60100C21*** | 33200 | 32000 | 17.5 | 11.5 | 8.5 | 2 | 98 | 78 | 210470540
CARRIER | 25VNA837A*031* | CAP**6124AL*+UI | 58CU*A100C21**20 | 33200 | 32000 | 17.5 | 11.5 | 8.5 | 2 | 98 | 78 | 210470539
TEMPSTAR | TVH837GKA2* | EA*4X61L24A*+WALLCON | *95CSU1002122A* | 33200 | 32000 | 18 | 11.5 | 8.5 | 2.02 | 98 | 78 | 210470538
DAY & NIGHT | CVH837GKA2* | EA*4X61L24A*+WALLCON | *95CSU1002122A* | 33200 | 32000 | 18 | 11.5 | 8.5 | 2.02 | 98 | 78 | 210470535
ARCOAIRE | HVH837GKA2* | EA*4X61L24A*+WALLCON | *95CSU1002122A* | 33200 | 32000 | 18 | 11.5 | 8.5 | 2.02 | 98 | 78 | 210470533
AIRQUEST | HVH837GKA2* | EA*4X61L24A*+WALLCON | *95CSU1002122A* | 33200 | 32000 | 18 | 11.5 | 8.5 | 2.02 | 98 | 78 | 210470532
HEIL | HVH837GKA2* | EA*4X61L24A*+WALLCON | *95CSU1002122A* | 33200 | 32000 | 18 | 11.5 | 8.5 | 2.02 | 98 | 78 | 210470530
ARCOAIRE | HVH837GKA2* | EA*4X61L24A*+WALLCON | *95CSU0802120A* | 33200 | 32000 | 18 | 11.5 | 8.5 | 2 | 98 | 78 | 210470522
DAY & NIGHT | CVH837GKA2* | EA*4X61L24A*+WALLCON | *95CSU0802120A* | 33200 | 32000 | 18 | 11.5 | 8.5 | 2 | 98 | 78 | 210470524
BRYANT HEATING AND COOLING SYSTEMS | 288BNV037*0**B* | CAP**6124AL*+UI | 935CA66100C21*** | 33200 | 32000 | 18 | 11.5 | 8.5 | 2.02 | 98 | 78 | 210470529
CARRIER | 25VNA837A*031* | CAP**6124AL*+UI | 59CU5A100C21**22 | 33200 | 32000 | 18 | 11.5 | 8.5 | 2.02 | 98 | 78 | 210470528
KENMORE | (C,H,T)VH837GKA2* | EA*4X61L24A*+WALLCON | *95CSU0802120A* | 33200 | 32000 | 18 | 11.5 | 8.5 | 2 | 98 | 78 | 210470526
TEMPSTAR | TVH837GKA2* | EA*4X61L24A*+WALLCON | *95CSU0802120A* | 33200 | 32000 | 18 | 11.5 | 8.5 | 2 | 98 | 78 | 210470527
BRYANT HEATING AND COOLING SYSTEMS | 288BNV037*0**B*+TSTAT | CSPH*3612AL* | 926SA66120V24*** | 31600 | 48000 | 16.5 | 11 | 8.1 | 1.92 | 64 | 50 | 210466366
CARRIER | 25VNA837A*031*+TSTAT | CSPH*3612AL* | 59SP6A120V24**22 | 31600 | 48000 | 16.5 | 11 | 8.1 | 1.92 | 64 | 50 | 210466365
KENMORE | (C,H,T)VH837GKA2*+TSTAT | EHD4X36AAL | *96VSN1002120A* | 31800 | 48000 | 16.5 | 11 | 8.1 | 1.92 | 64 | 50 | 210466363
TEMPSTAR | TVH837GKA2*+TSTAT | EHD4X36AAL | *96VSN1002120A* | 31800 | 48000 | 16.5 | 11 | 8.1 | 1.92 | 64 | 50 | 210466364
COMFORTMAKER | CVH837GKA2*+TSTAT | EHD4X36AAL | *96VSN1002120A* | 31800 | 48000 | 16.5 | 11 | 8.1 | 1.92 | 64 | 50 | 210466360
DAY & NIGHT | CVH837GKA2*+TSTAT | EHD4X42AAL | *80VSL1102422A* | 31800 | 47500 | 16.5 | 11 | 8.1 | 1.94 | 64 | 51 | 210467113
BRYANT HEATING AND COOLING SYSTEMS | 288BNV037*0**B*+TSTAT | CSPH*3612AL* | 926SA60100V21*** | 31800 | 48000 | 16.5 | 11 | 8.1 | 1.92 | 64 | 50 | 210466355
ARCOAIRE | HVH837GKA2*+TSTAT | EHD4X36AAL | *96VSN1002120A* | 31800 | 48000 | 16.5 | 11 | 8.1 | 1.92 | 64 | 50 | 210466359
AIRQUEST | HVH837GKA2*+TSTAT | EHD4X36AAL | *96VSN1002120A* | 31800 | 48000 | 16.5 | 11 | 8.1 | 1.92 | 64 | 50 | 210466358
HEIL | HVH837GKA2*+TSTAT | EHD4X36AAL | *96VSN1002120A* | 31800 | 48000 | 16.5 | 11 | 8.1 | 1.92 | 64 | 50 | 210466356
CARRIER | 25VNA837A*031*+TSTAT | CSPH*3612AL* | 59SP6A100V21**20 | 31800 | 48000 | 16.5 | 11 | 8.1 | 1.92 | 64 | 50 | 210466354
ARCOAIRE | HVH837GKA2*+TSTAT | EHD4X42AAL | *80VSL1102422A* | 31800 | 47500 | 16.5 | 11 | 8.1 | 1.94 | 64 | 51 | 210467111
COMFORTMAKER | CVH837GKA2*+TSTAT | EHD4X42AAL | *80VSL1102422A* | 31800 | 47500 | 16.5 | 11 | 8.1 | 1.94 | 64 | 51 | 210467112
CARRIER | 25VNA837A*031*+TSTAT | CAP**6121AL* | 58TP*A090V21**20 | 33000 | 47000 | 18 | 11.7 | 8.1 | 1.98 | 65 | 17 | 210461424
TEMPSTAR | TVH837GKA2*+TSTAT | EA*4X61L21A* | *80VTL0701716A* | 32800 | 46500 | 17.5 | 11.7 | 8.1 | 1.96 | 66 | 52 | 210461457
KENMORE | (C,H,T)VH837GKA2*+TSTAT | EA*4X61L21A* | *80VTL0701716A* | 32800 | 46500 | 17.5 | 11.7 | 8.1 | 1.96 | 66 | 52 | 210461456
KEEPRITE | CVH837GKA2*+TSTAT | EA*4X61L21A* | *80VTL0701716A* | 32800 | 46500 | 17.5 | 11.7 | 8.1 | 1.96 | 66 | 52 | 210461455
DAY & NIGHT | CVH837GKA2*+TSTAT | EA*4X61L21A* | *80VTL0701716A* | 32800 | 46500 | 17.5 | 11.7 | 8.1 | 1.96 | 66 | 52 | 210461454
COMFORTMAKER | CVH837GKA2*+TSTAT | EA*4X61L21A* | *80VTL0701716A* | 32800 | 46500 | 17.5 | 11.7 | 8.1 | 1.96 | 66 | 52 | 210461453
ARCOAIRE | HVH837GKA2*+TSTAT | EA*4X61L21A* | *80VTL0701716A* | 32800 | 46500 | 17.5 | 11.7 | 8.1 | 1.96 | 66 | 52 | 210461452
AIRQUEST | HVH837GKA2*+TSTAT | EA*4X61L21A* | *80VTL0701716A* | 32800 | 46500 | 17.5 | 11.7 | 8.1 | 1.96 | 66 | 52 | 210461451
HEIL | HVH837GKA2*+TSTAT | EA*4X61L21A* | *80VTL0701716A* | 32800 | 46500 | 17.5 | 11.7 | 8.1 | 1.96 | 66 | 52 | 210461449
BRYANT HEATING AND COOLING SYSTEMS | 288BNV037*0**B*+TSTAT | CAP**6121AL* | 82*TA48070V17*** | 32800 | 46500 | 17.5 | 11.7 | 8.1 | 1.96 | 66 | 52 | 210461448
CARRIER | 25VNA837A*031*+TSTAT | CAP**6121AL* | 58TP*A070V17**16 | 32800 | 46500 | 17.5 | 11.7 | 8.1 | 1.96 | 66 | 52 | 210461447
AIRQUEST | HVH837GKA2* | EA*4X61L24A*+WALLCON | *97CMN1202422A* | 33200 | 32000 | 17.5 | 11.7 | 8.5 | 2 | 98 | 78 | 210470609
KEEPRITE | CVH837GKA2* | EA*4X61L24A*+WALLCON | *97CMN0602120A* | 33000 | 32400 | 17.5 | 11.7 | 8.5 | 1.98 | 97 | 78 | 210470657
TEMPSTAR | TVH837GKA2* | EA*4X61L24A*+WALLCON | *97CMN0602120A* | 33000 | 32400 | 17.5 | 11.7 | 8.5 | 1.98 | 97 | 78 | 210470659
KENMORE | (C,H,T)VH837GKA2* | EA*4X61L24A*+WALLCON | *97CMN0602120A* | 33000 | 32400 | 17.5 | 11.7 | 8.5 | 1.98 | 97 | 78 | 210470658
DAY & NIGHT | CVH837GKA2* | EA*4X61L24A*+WALLCON | *97CMN0602120A* | 33000 | 32400 | 17.5 | 11.7 | 8.5 | 1.98 | 97 | 78 | 210470656
COMFORTMAKER | CVH837GKA2* | EA*4X61L24A*+WALLCON | *97CMN0602120A* | 33000 | 32400 | 17.5 | 11.7 | 8.5 | 1.98 | 97 | 78 | 210470655
AIRQUEST | HVH837GKA2* | EA*4X61L24A*+WALLCON | *97CMN0602120A* | 33000 | 32400 | 17.5 | 11.7 | 8.5 | 1.98 | 97 | 78 | 210470653
ARCOAIRE | HVH837GKA2* | EA*4X61L24A*+WALLCON | *97CMN0602120A* | 33000 | 32400 | 17.5 | 11.7 | 8.5 | 1.98 | 97 | 78 | 210470654
HEIL | HVH837GKA2* | EA*4X61L24A*+WALLCON | *97CMN0602120A* | 33000 | 32400 | 17.5 | 11.7 | 8.5 | 1.98 | 97 | 78 | 210470651
CARRIER | 25VNA837A*031* | CAP**6124AL*+UI | 59MN7B060C21**20 | 33000 | 32400 | 17.5 | 11.7 | 8.5 | 1.98 | 97 | 78 | 210470649
BRYANT HEATING AND COOLING SYSTEMS | 288BNV037*0**B* | CAP**6124AL*+UI | 987MB60060C21*** | 33000 | 32400 | 17.5 | 11.7 | 8.5 | 1.98 | 97 | 78 | 210470650
AIRQUEST | HVH837GKA2*+TSTAT | EHD4X36AAL | *80VSL0902120A* | 31800 | 48000 | 16.5 | 11 | 8.1 | 1.92 | 65 | 50 | 210466491
CARRIER | 25VNA837A*031*+TSTAT | CSPH*3612AL* | 58SP*A090V24**20 | 32000 | 48000 | 16.5 | 11 | 8.1 | 1.92 | 65 | 50 | 210466498
KENMORE | (C,H,T)VH837GKA2*+TSTAT | EHD4X36AAL | *80VSL0902120A* | 31800 | 48000 | 16.5 | 11 | 8.1 | 1.92 | 65 | 50 | 210466496
TEMPSTAR | TVH837GKA2*+TSTAT | EHD4X36AAL | *80VSL0902120A* | 31800 | 48000 | 16.5 | 11 | 8.1 | 1.92 | 65 | 50 | 210466497
KEEPRITE | CVH837GKA2*+TSTAT | EHD4X42AAL | *80VTL0451412A* | 31800 | 48000 | 16.5 | 11 | 8.1 | 1.92 | 65 | 51 | 210467125
COMFORTMAKER | CVH837GKA2*+TSTAT | EHD4X36AAL | *80VSL0902120A* | 31800 | 48000 | 16.5 | 11 | 8.1 | 1.92 | 65 | 50 | 210466493
COMFORTMAKER | CVH837GKA2*+TSTAT | EHD4X36AAL | *80VSL0702120A* | 31800 | 48000 | 16 | 11 | 8.1 | 1.9 | 64 | 50 | 210466482
ARCOAIRE | HVH837GKA2*+TSTAT | EHD4X36AAL | *80VSL0902120A* | 31800 | 48000 | 16.5 | 11 | 8.1 | 1.92 | 65 | 50 | 210466492
HEIL | HVH837GKA2*+TSTAT | EHD4X36AAL | *80VSL0902120A* | 31800 | 48000 | 16.5 | 11 | 8.1 | 1.92 | 65 | 50 | 210466489
BRYANT HEATING AND COOLING SYSTEMS | 288BNV037*0**B*+TSTAT | CSPH*3612AL* | 82*SA60090V21*** | 31800 | 48000 | 16.5 | 11 | 8.1 | 1.92 | 65 | 50 | 210466488
ARCOAIRE | HVH837GKA2*+TSTAT | EHD4X36AAL | *80VSL0702120A* | 31800 | 48000 | 16 | 11 | 8.1 | 1.9 | 64 | 50 | 210466481
CARRIER | 25VNA837A*031*+TSTAT | CSPH*3612AL* | 58SP*A090V21**20 | 31800 | 48000 | 16.5 | 11 | 8.1 | 1.92 | 65 | 50 | 210466487
TEMPSTAR | TVH837GKA2*+TSTAT | EHD4X36AAL | *80VSL0702120A* | 31800 | 48000 | 16 | 11 | 8.1 | 1.9 | 64 | 50 | 210466486
DAY & NIGHT | CVH837GKA2*+TSTAT | EHD4X42AAL | *80VTL0451412A* | 31800 | 48000 | 16.5 | 11 | 8.1 | 1.92 | 65 | 51 | 210467124
COMFORTMAKER | CVH837GKA2*+TSTAT | EHD4X42AAL | *80VTL0451412A* | 31800 | 48000 | 16.5 | 11 | 8.1 | 1.92 | 65 | 51 | 210467123
DAY & NIGHT | CVH837GKA2*+TSTAT | EHD4X36AAL | *80VSL0702120A* | 31800 | 48000 | 16 | 11 | 8.1 | 1.9 | 64 | 50 | 210466483
KEEPRITE | CVH837GKA2*+TSTAT | EHD4X36AAL | *80VSL0702120A* | 31800 | 48000 | 16 | 11 | 8.1 | 1.9 | 64 | 50 | 210466484
BRYANT HEATING AND COOLING SYSTEMS | 288BNV037*0**B*+TSTAT | CSPH*3612AL* | 82*SA60070V21*** | 31800 | 48000 | 16 | 11 | 8.1 | 1.9 | 64 | 50 | 210466477
AIRQUEST | HVH837GKA2*+TSTAT | EHD4X36AAL | *80VSL0702120A* | 31800 | 48000 | 16 | 11 | 8.1 | 1.9 | 64 | 50 | 210466480
CARRIER | 25VNA837A*031*+TSTAT | CSPH*3612AL* | 58SP*A070V21**20 | 31800 | 48000 | 16 | 11 | 8.1 | 1.9 | 64 | 50 | 210466476
HEIL | HVH837GKA2*+TSTAT | EHD4X36AAL | *80VSL0702120A* | 31800 | 48000 | 16 | 11 | 8.1 | 1.9 | 64 | 50 | 210466478
AIRQUEST | HVH837GKA2*+TSTAT | EHD4X42AAL | *80VTL0451412A* | 31800 | 48000 | 16.5 | 11 | 8.1 | 1.92 | 65 | 51 | 210467121
HEIL | HVH837GKA2*+TSTAT | EHD4X42AAL | *80VTL0451412A* | 31800 | 48000 | 16.5 | 11 | 8.1 | 1.92 | 65 | 51 | 210467119
BRYANT HEATING AND COOLING SYSTEMS | 288BNV037*0**B*+TSTAT | CSPH*4212AL* | 82*TA36045V14*** | 31800 | 48000 | 16.5 | 11 | 8.1 | 1.92 | 65 | 51 | 210467118
COMFORTMAKER | CVH848GKA2* | EN(A,D)4X48L24**+WALLCON | *95CSU1002122A* | 45000 | 47000 | 17.5 | 10 | 8.5 | 2.06 | 79 | 63 | 210469965
KEEPRITE | CVH848GKA2* | EN(A,D)4X48L24**+WALLCON | *95CSU0802120A* | 45000 | 47000 | 17 | 10 | 8.5 | 1.98 | 77 | 61 | 210469956
ARCOAIRE | HVH848GKA2* | EN(A,D)4X48L24**+WALLCON | *95CSU1002122A* | 45000 | 47000 | 17.5 | 10 | 8.5 | 2.06 | 79 | 63 | 210469964
AIRQUEST | HVH848GKA2* | EN(A,D)4X48L24**+WALLCON | *95CSU1002122A* | 45000 | 47000 | 17.5 | 10 | 8.5 | 2.06 | 79 | 63 | 210469963
HEIL | HVH848GKA2* | EN(A,D)4X48L24**+WALLCON | *95CSU1002122A* | 45000 | 47000 | 17.5 | 10 | 8.5 | 2.06 | 79 | 63 | 210469961
KENMORE | (C,H,T)VH848GKA2* | EN(A,D)4X48L24**+WALLCON | *95CSU0802120A* | 45000 | 47000 | 17 | 10 | 8.5 | 1.98 | 77 | 61 | 210469957
TEMPSTAR | TVH848GKA2* | EN(A,D)4X48L24**+WALLCON | *95CSU0802120A* | 45000 | 47000 | 17 | 10 | 8.5 | 1.98 | 77 | 61 | 210469958
BRYANT HEATING AND COOLING SYSTEMS | 288BNV048*0**B* | CNPV*4824AL*+UI | 935CA66100C21*** | 45000 | 47000 | 17.5 | 10 | 8.5 | 2.06 | 79 | 63 | 210469960
CARRIER | 25VNA848A*031* | CNPV*4824AL*+UI | 59CU5A100C21**22 | 45000 | 47000 | 17.5 | 10 | 8.5 | 2.06 | 79 | 63 | 210469959
COMFORTMAKER | CVH848GKA2* | EN(A,D)4X48L24**+WALLCON | *95CSU0802120A* | 45000 | 47000 | 17 | 10 | 8.5 | 1.98 | 77 | 61 | 210469954
HEIL | HVH848GKA2* | EN(A,D)4X48L24**+WALLCON | *95CSU0802120A* | 45000 | 47000 | 17 | 10 | 8.5 | 1.98 | 77 | 61 | 210469950
ARCOAIRE | HVH848GKA2* | EN(A,D)4X48L24**+WALLCON | *95CSU0802120A* | 45000 | 47000 | 17 | 10 | 8.5 | 1.98 | 77 | 61 | 210469953
BRYANT HEATING AND COOLING SYSTEMS | 288BNV048*0**B* | CNPV*4824AL*+UI | 935CA60080C21*** | 45000 | 47000 | 17 | 10 | 8.5 | 1.98 | 77 | 61 | 210469949
CARRIER | 25VNA848A*031* | CNPV*4824AL*+UI | 59CU5A080C21**20 | 45000 | 47000 | 17 | 10 | 8.5 | 1.98 | 77 | 61 | 210469948
BRYANT HEATING AND COOLING SYSTEMS | 288BNV037*0**B*+TSTAT | CNPV*4824AL* | 926SA60100V21*** | 31800 | 47500 | 17.5 | 11.7 | 8.1 | 1.94 | 64 | 51 | 210464589
TEMPSTAR | TVH837GKA2*+TSTAT | EN(A,D)4X48L24** | *96VSN0802120A* | 31800 | 47500 | 17.5 | 11.7 | 8.1 | 1.94 | 65 | 51 | 210464587
KENMORE | (C,H,T)VH837GKA2*+TSTAT | EN(A,D)4X48L24** | *96VSN0802120A* | 31800 | 47500 | 17.5 | 11.7 | 8.1 | 1.94 | 65 | 51 | 210464586
KEEPRITE | CVH837GKA2*+TSTAT | EN(A,D)4X48L24** | *96VSN0802120A* | 31800 | 47500 | 17.5 | 11.7 | 8.1 | 1.94 | 65 | 51 | 210464585
BRYANT HEATING AND COOLING SYSTEMS | 288BNV037*0**B*+TSTAT | CNPV*4824AL* | 926SA60080V21*** | 31800 | 47500 | 17.5 | 11.7 | 8.1 | 1.94 | 65 | 51 | 210464578
DAY & NIGHT | CVH837GKA2*+TSTAT | EN(A,D)4X48L24** | *96VSN0802120A* | 31800 | 47500 | 17.5 | 11.7 | 8.1 | 1.94 | 65 | 51 | 210464584
AIRQUEST | HVH837GKA2*+TSTAT | EN(A,D)4X48L24** | *96VSN0802120A* | 31800 | 47500 | 17.5 | 11.7 | 8.1 | 1.94 | 65 | 51 | 210464581
CARRIER | 25VNA837A*031*+TSTAT | CNPV*4824AL* | 59SP6A080V21**20 | 31800 | 47500 | 17.5 | 11.7 | 8.1 | 1.94 | 65 | 51 | 210464577
HEIL | HVH837GKA2*+TSTAT | EN(A,D)4X48L24** | *80VTL0902120A* | 31600 | 47500 | 17.5 | 11.7 | 8.1 | 1.94 | 64 | 51 | 210464690
CARRIER | 25VNA837A*031*+TSTAT | CNPV*4824AL* | 58TP*A090V21**20 | 31600 | 47500 | 17.5 | 11.7 | 8.1 | 1.94 | 64 | 51 | 210464688
KENMORE | (C,H,T)VH837GKA2*+TSTAT | EN(A,D)4X48L24** | *80VSL1102422A* | 31800 | 47500 | 17.5 | 12 | 8.1 | 1.94 | 64 | 51 | 210464686
KEEPRITE | CVH837GKA2*+TSTAT | EN(A,D)4X48L24** | *80VSL1102422A* | 31800 | 47500 | 17.5 | 12 | 8.1 | 1.94 | 64 | 51 | 210464685
DAY & NIGHT | CVH837GKA2*+TSTAT | EN(A,D)4X48L24** | *80VSL1102422A* | 31800 | 47500 | 17.5 | 12 | 8.1 | 1.94 | 64 | 51 | 210464684
COMFORTMAKER | CVH837GKA2*+TSTAT | EN(A,D)4X48L24** | *80VSL1102422A* | 31800 | 47500 | 17.5 | 12 | 8.1 | 1.94 | 64 | 51 | 210464683
ARCOAIRE | HVH837GKA2*+TSTAT | EN(A,D)4X48L24** | *80VSL1102422A* | 31800 | 47500 | 17.5 | 12 | 8.1 | 1.94 | 64 | 51 | 210464682
AIRQUEST | HVH837GKA2*+TSTAT | EN(A,D)4X48L24** | *80VSL1102422A* | 31800 | 47500 | 17.5 | 12 | 8.1 | 1.94 | 64 | 51 | 210464681
HEIL | HVH837GKA2*+TSTAT | EN(A,D)4X48L24** | *80VSL1102422A* | 31800 | 47500 | 17.5 | 12 | 8.1 | 1.94 | 64 | 51 | 210464679
BRYANT HEATING AND COOLING SYSTEMS | 288BNV037*0**B*+TSTAT | CNPV*4824AL* | 82*SA66110V24*** | 31800 | 47500 | 17.5 | 12 | 8.1 | 1.94 | 64 | 51 | 210464678
TEMPSTAR | TVH837GKA2* | EA*4X61L24A*+WALLCON | *96CTN1002122A* | 33200 | 32000 | 18 | 12 | 8.5 | 2 | 98 | 78 | 210470637
KENMORE | (C,H,T)VH837GKA2* | EA*4X61L24A*+WALLCON | *96CTN1002122A* | 33200 | 32000 | 18 | 12 | 8.5 | 2 | 98 | 78 | 210470636
HEIL | HVH837GKA2* | EA*4X61L24A*+WALLCON | *96CTN1002122A* | 33200 | 32000 | 18 | 12 | 8.5 | 2 | 98 | 78 | 210470629
DAY & NIGHT | CVH837GKA2* | EA*4X61L24A*+WALLCON | *96CTN1002122A* | 33200 | 32000 | 18 | 12 | 8.5 | 2 | 98 | 78 | 210470634
KEEPRITE | CVH837GKA2* | EA*4X61L24A*+WALLCON | *96CTN1002122A* | 33200 | 32000 | 18 | 12 | 8.5 | 2 | 98 | 78 | 210470635
COMFORTMAKER | CVH837GKA2* | EA*4X61L24A*+WALLCON | *96CTN1002122A* | 33200 | 32000 | 18 | 12 | 8.5 | 2 | 98 | 78 | 210470633
ARCOAIRE | HVH837GKA2* | EA*4X61L24A*+WALLCON | *96CTN1002122A* | 33200 | 32000 | 18 | 12 | 8.5 | 2 | 98 | 78 | 210470632
AIRQUEST | HVH837GKA2* | EA*4X61L24A*+WALLCON | *96CTN1002122A* | 33200 | 32000 | 18 | 12 | 8.5 | 2 | 98 | 78 | 210470631
BRYANT HEATING AND COOLING SYSTEMS | 288BNV037*0**B* | CAP**6124AL*+UI | 986TC66100C21*** | 33200 | 32000 | 18 | 12 | 8.5 | 2 | 98 | 78 | 210470628
CARRIER | 25VNA837A*031* | CAP**6124AL*+UI | 59TN6B100C21**22 | 33200 | 32000 | 18 | 12 | 8.5 | 2 | 98 | 78 | 210470627
TEMPSTAR | TVH837GKA2* | EA*4X61L24A*+WALLCON | *97CMN1202422A* | 33200 | 32000 | 17.5 | 11.7 | 8.5 | 2 | 98 | 78 | 210470615
KEEPRITE | CVH837GKA2* | EA*4X61L24A*+WALLCON | *97CMN1202422A* | 33200 | 32000 | 17.5 | 11.7 | 8.5 | 2 | 98 | 78 | 210470613
KENMORE | (C,H,T)VH837GKA2* | EA*4X61L24A*+WALLCON | *97CMN1202422A* | 33200 | 32000 | 17.5 | 11.7 | 8.5 | 2 | 98 | 78 | 210470614
DAY & NIGHT | CVH837GKA2* | EA*4X61L24A*+WALLCON | *97CMN1202422A* | 33200 | 32000 | 17.5 | 11.7 | 8.5 | 2 | 98 | 78 | 210470612
COMFORTMAKER | CVH837GKA2* | EA*4X61L24A*+WALLCON | *97CMN1202422A* | 33200 | 32000 | 17.5 | 11.7 | 8.5 | 2 | 98 | 78 | 210470611
ARCOAIRE | HVH837GKA2* | EA*4X61L24A*+WALLCON | *97CMN1202422A* | 33200 | 32000 | 17.5 | 11.7 | 8.5 | 2 | 98 | 78 | 210470610
ARCOAIRE | HVH837GKA2* | EA*4X61L24A*+WALLCON | *97CMN1002122A* | 33200 | 32000 | 18 | 12 | 8.5 | 2 | 98 | 78 | 210470599
KEEPRITE | CVH837GKA2* | EA*4X61L24A*+WALLCON | *97CMN1002122A* | 33200 | 32000 | 18 | 12 | 8.5 | 2 | 98 | 78 | 210470602
BRYANT HEATING AND COOLING SYSTEMS | 288BNV037*0**B* | CAP**6124AL*+UI | 987MB66120C24*** | 33200 | 32000 | 17.5 | 11.7 | 8.5 | 2 | 98 | 78 | 210470606
HEIL | HVH837GKA2* | EA*4X61L24A*+WALLCON | *97CMN1202422A* | 33200 | 32000 | 17.5 | 11.7 | 8.5 | 2 | 98 | 78 | 210470607
CARRIER | 25VNA837A*031* | CAP**6124AL*+UI | 59MN7B120C24**22 | 33200 | 32000 | 17.5 | 11.7 | 8.5 | 2 | 98 | 78 | 210470605
KENMORE | (C,H,T)VH837GKA2* | EA*4X61L24A*+WALLCON | *97CMN1002122A* | 33200 | 32000 | 18 | 12 | 8.5 | 2 | 98 | 78 | 210470603
TEMPSTAR | TVH837GKA2* | EA*4X61L24A*+WALLCON | *97CMN1002122A* | 33200 | 32000 | 18 | 12 | 8.5 | 2 | 98 | 78 | 210470604
DAY & NIGHT | CVH837GKA2* | EA*4X61L24A*+WALLCON | *97CMN1002122A* | 33200 | 32000 | 18 | 12 | 8.5 | 2 | 98 | 78 | 210470601
AIRQUEST | HVH837GKA2* | EA*4X61L24A*+WALLCON | *97CMN1002122A* | 33200 | 32000 | 18 | 12 | 8.5 | 2 | 98 | 78 | 210470598
HEIL | HVH837GKA2* | EA*4X61L24A*+WALLCON | *97CMN1002122A* | 33200 | 32000 | 18 | 12 | 8.5 | 2 | 98 | 78 | 210470596
BRYANT HEATING AND COOLING SYSTEMS | 288BNV037*0**B* | CAP**6124AL*+UI | 987MB66100C21*** | 33200 | 32000 | 18 | 12 | 8.5 | 2 | 98 | 78 | 210470595
CARRIER | 25VNA837A*031* | CAP**6124AL*+UI | 59MN7B100C21**22 | 33200 | 32000 | 18 | 12 | 8.5 | 2 | 98 | 78 | 210470594
DAY & NIGHT | CVH837GKA2* | EA*4X61L24A*+WALLCON | *96CTN1202422A* | 33200 | 32000 | 18 | 12 | 8.5 | 2 | 98 | 78 | 210470579
TEMPSTAR | TVH837GKA2* | EA*4X61L24A*+WALLCON | *96CTN1202422A* | 33200 | 32000 | 18 | 12 | 8.5 | 2 | 98 | 78 | 210470582
CARRIER | 25VNA837A*031*+TSTAT | CSPH*4212AL* | 58TP*A045V14**12 | 31800 | 48000 | 16.5 | 11 | 8.1 | 1.92 | 65 | 51 | 210467117
KEEPRITE | CVH837GKA2*+TSTAT | EHD4X42AAL | *80VSL1102422A* | 31800 | 47500 | 16.5 | 11 | 8.1 | 1.94 | 64 | 51 | 210467114
KEEPRITE | CVH837GKA2*+TSTAT | EHD4X36AAL | *96VSN1202422A* | 31600 | 48000 | 16.5 | 11 | 8.1 | 1.92 | 64 | 50 | 210466373
AIRQUEST | HVH837GKA2*+TSTAT | EHD4X36AAL | *96VSN1202422A* | 31600 | 48000 | 16.5 | 11 | 8.1 | 1.92 | 64 | 50 | 210466369
DAY & NIGHT | CVH837GKA2*+TSTAT | EHD4X36AAL | *96VSN1202422A* | 31600 | 48000 | 16.5 | 11 | 8.1 | 1.92 | 64 | 50 | 210466372
TEMPSTAR | TVH837GKA2*+TSTAT | EHD4X36AAL | *96VSN1202422A* | 31600 | 48000 | 16.5 | 11 | 8.1 | 1.92 | 64 | 50 | 210466375
KENMORE | (C,H,T)VH837GKA2*+TSTAT | EHD4X36AAL | *96VSN1202422A* | 31600 | 48000 | 16.5 | 11 | 8.1 | 1.92 | 64 | 50 | 210466374
ARCOAIRE | HVH837GKA2*+TSTAT | EHD4X36AAL | *96VSN1202422A* | 31600 | 48000 | 16.5 | 11 | 8.1 | 1.92 | 64 | 50 | 210466370
COMFORTMAKER | CVH837GKA2*+TSTAT | EHD4X36AAL | *96VSN1202422A* | 31600 | 48000 | 16.5 | 11 | 8.1 | 1.92 | 64 | 50 | 210466371
HEIL | HVH837GKA2*+TSTAT | EHD4X36AAL | *96VSN1202422A* | 31600 | 48000 | 16.5 | 11 | 8.1 | 1.92 | 64 | 50 | 210466367
KENMORE | (C,H,T)VH837GKA2*+TSTAT | EA*4X61L21A* | *96VTN1002120A* | 32600 | 46500 | 17.5 | 11.7 | 8.1 | 1.96 | 66 | 52 | 210461622
TEMPSTAR | TVH837GKA2*+TSTAT | EA*4X61L21A* | *96VTN1002120A* | 32600 | 46500 | 17.5 | 11.7 | 8.1 | 1.96 | 66 | 52 | 210461623
KEEPRITE | CVH837GKA2*+TSTAT | EA*4X61L21A* | *96VTN1002120A* | 32600 | 46500 | 17.5 | 11.7 | 8.1 | 1.96 | 66 | 52 | 210461621
CARRIER | 25VNA837A*031* | CAP**6121AL*+UI | 58TN*A090C21**20 | 33200 | 32000 | 18 | 11.7 | 8.5 | 2 | 98 | 78 | 210470440
CARRIER | 25VNA837A*031*+TSTAT | CNPV*4824AL* | 58SP*A110V24**22 | 31800 | 47500 | 17.5 | 12 | 8.1 | 1.94 | 64 | 51 | 210464677
TEMPSTAR | TVH837GKA2*+TSTAT | EN(A,D)4X48L24** | *80VSL0902420A* | 31800 | 47500 | 17 | 11.7 | 8.1 | 1.94 | 65 | 51 | 210464676
KENMORE | (C,H,T)VH837GKA2*+TSTAT | EN(A,D)4X48L24** | *80VSL0902420A* | 31800 | 47500 | 17 | 11.7 | 8.1 | 1.94 | 65 | 51 | 210464675
KEEPRITE | CVH837GKA2*+TSTAT | EN(A,D)4X48L24** | *80VSL0902420A* | 31800 | 47500 | 17 | 11.7 | 8.1 | 1.94 | 65 | 51 | 210464674
DAY & NIGHT | CVH837GKA2*+TSTAT | EN(A,D)4X48L24** | *80VSL0902420A* | 31800 | 47500 | 17 | 11.7 | 8.1 | 1.94 | 65 | 51 | 210464673
COMFORTMAKER | CVH837GKA2*+TSTAT | EN(A,D)4X48L24** | *80VSL0902420A* | 31800 | 47500 | 17 | 11.7 | 8.1 | 1.94 | 65 | 51 | 210464672
AIRQUEST | HVH837GKA2*+TSTAT | EN(A,D)4X48L24** | *80VSL0902420A* | 31800 | 47500 | 17 | 11.7 | 8.1 | 1.94 | 65 | 51 | 210464670
HEIL | HVH837GKA2*+TSTAT | EN(A,D)4X48L24** | *80VSL0902420A* | 31800 | 47500 | 17 | 11.7 | 8.1 | 1.94 | 65 | 51 | 210464668
BRYANT HEATING AND COOLING SYSTEMS | 288BNV037*0**B*+TSTAT | CNPV*4824AL* | 82*SA60090V24*** | 31800 | 47500 | 17 | 11.7 | 8.1 | 1.94 | 65 | 51 | 210464667
CARRIER | 25VNA837A*031*+TSTAT | CNPV*4824AL* | 58SP*A090V24**20 | 31800 | 47500 | 17 | 11.7 | 8.1 | 1.94 | 65 | 51 | 210464666
KENMORE | (C,H,T)VH837GKA2*+TSTAT | EN(A,D)4X48L24** | *80VSL0902120A* | 31600 | 47500 | 17.5 | 11.7 | 8.1 | 1.94 | 64 | 51 | 210464664
TEMPSTAR | TVH837GKA2*+TSTAT | EN(A,D,W)4X48L21** | *96VTN1002120A* | 32000 | 48000 | 17.5 | 11.7 | 8.1 | 1.94 | 65 | 51 | 210464477
KEEPRITE | CVH837GKA2*+TSTAT | EN(A,D,W)4X48L21** | *96VTN1002120A* | 32000 | 48000 | 17.5 | 11.7 | 8.1 | 1.94 | 65 | 51 | 210464475
DAY & NIGHT | CVH837GKA2*+TSTAT | EN(A,D,W)4X48L21** | *96VTN1002120A* | 32000 | 48000 | 17.5 | 11.7 | 8.1 | 1.94 | 65 | 51 | 210464474
COMFORTMAKER | CVH837GKA2*+TSTAT | EN(A,D,W)4X48L21** | *96VTN1002120A* | 32000 | 48000 | 17.5 | 11.7 | 8.1 | 1.94 | 65 | 51 | 210464473
ARCOAIRE | HVH837GKA2*+TSTAT | EN(A,D,W)4X48L21** | *96VTN1002120A* | 32000 | 48000 | 17.5 | 11.7 | 8.1 | 1.94 | 65 | 51 | 210464472
AIRQUEST | HVH837GKA2*+TSTAT | EN(A,D,W)4X48L21** | *96VTN1002120A* | 32000 | 48000 | 17.5 | 11.7 | 8.1 | 1.94 | 65 | 51 | 210464471
TEMPSTAR | TVH837GKA2*+TSTAT | EN(A,D,W)4X48L21** | *96VTN0802120A* | 32000 | 48000 | 17.5 | 11.7 | 8.1 | 1.94 | 65 | 51 | 210464466
HEIL | HVH837GKA2*+TSTAT | EN(A,D,W)4X48L21** | *96VTN1002120A* | 32000 | 48000 | 17.5 | 11.7 | 8.1 | 1.94 | 65 | 51 | 210464469
BRYANT HEATING AND COOLING SYSTEMS | 288BNV037*0**B*+TSTAT | CNPV*4821AL* | 926TB60100V21*** | 32000 | 48000 | 17.5 | 11.7 | 8.1 | 1.94 | 65 | 51 | 210464468
CARRIER | 25VNA837A*031*+TSTAT | CAP**4321AL* | 59TP6B060V17**14 | 32000 | 47500 | 16.5 | 11 | 8.1 | 1.94 | 65 | 52 | 210460001
BRYANT HEATING AND COOLING SYSTEMS | 288BNV037*0**B*+TSTAT | CAP**4321AL* | 926TB42060V17*** | 32000 | 47500 | 16.5 | 11 | 8.1 | 1.94 | 65 | 52 | 210460003
CARRIER | 25VNA837A*031*+TSTAT | CAP**4321AL* | GG96VTAA42060B | 32000 | 47500 | 16.5 | 11 | 8.1 | 1.94 | 65 | 52 | 210460002
HEIL | HVH837GKA2*+TSTAT | EA*4X43L21A* | *96VTN0601714A* | 32000 | 47500 | 16.5 | 11 | 8.1 | 1.94 | 65 | 52 | 210460004
ARCOAIRE | HVH837GKA2*+TSTAT | EA*4X43L21A* | *96VTN0601714A* | 32000 | 47500 | 16.5 | 11 | 8.1 | 1.94 | 65 | 52 | 210460007
AIRQUEST | HVH837GKA2*+TSTAT | EA*4X43L21A* | *96VTN0601714A* | 32000 | 47500 | 16.5 | 11 | 8.1 | 1.94 | 65 | 52 | 210460006
COMFORTMAKER | CVH837GKA2*+TSTAT | EA*4X43L21A* | *96VTN0601714A* | 32000 | 47500 | 16.5 | 11 | 8.1 | 1.94 | 65 | 52 | 210460008
KEEPRITE | CVH837GKA2*+TSTAT | EA*4X43L21A* | *96VTN0601714A* | 32000 | 47500 | 16.5 | 11 | 8.1 | 1.94 | 65 | 52 | 210460010
DAY & NIGHT | CVH837GKA2*+TSTAT | EA*4X43L21A* | *96VTN0601714A* | 32000 | 47500 | 16.5 | 11 | 8.1 | 1.94 | 65 | 52 | 210460009
KENMORE | (C,H,T)VH837GKA2*+TSTAT | EA*4X43L21A* | *96VTN0601714A* | 32000 | 47500 | 16.5 | 11 | 8.1 | 1.94 | 65 | 52 | 210460011
TEMPSTAR | TVH837GKA2*+TSTAT | EA*4X43L21A* | *96VTN0601714A* | 32000 | 47500 | 16.5 | 11 | 8.1 | 1.94 | 65 | 52 | 210460012
ARCOAIRE | HVH837GKA2*+TSTAT | EN(A,D)4X48L24** | *96VSN0802120A* | 31800 | 47500 | 17.5 | 11.7 | 8.1 | 1.94 | 65 | 51 | 210464582
CARRIER | 25VNA837A*031*+TSTAT | CNPV*4824AL* | 59SP6A100V21**20 | 31800 | 47500 | 17.5 | 11.7 | 8.1 | 1.94 | 64 | 51 | 210464588
HEIL | HVH837GKA2*+TSTAT | EN(A,D)4X48L24** | *96VSN1002120A* | 31800 | 47500 | 17.5 | 11.7 | 8.1 | 1.94 | 64 | 51 | 210464590
ARCOAIRE | HVH837GKA2*+TSTAT | EN(A,D)4X48L24** | *96VSN1002120A* | 31800 | 47500 | 17.5 | 11.7 | 8.1 | 1.94 | 64 | 51 | 210464593
HEIL | HVH837GKA2*+TSTAT | EN(A,D)4X48L24** | *96VSN0802120A* | 31800 | 47500 | 17.5 | 11.7 | 8.1 | 1.94 | 65 | 51 | 210464579
AIRQUEST | HVH837GKA2*+TSTAT | EN(A,D)4X48L24** | *96VSN1002120A* | 31800 | 47500 | 17.5 | 11.7 | 8.1 | 1.94 | 64 | 51 | 210464592
KEEPRITE | CVH837GKA2*+TSTAT | EN(A,D)4X48L24** | *96VSN1002120A* | 31800 | 47500 | 17.5 | 11.7 | 8.1 | 1.94 | 64 | 51 | 210464596
DAY & NIGHT | CVH837GKA2*+TSTAT | EN(A,D)4X48L24** | *96VSN1002120A* | 31800 | 47500 | 17.5 | 11.7 | 8.1 | 1.94 | 64 | 51 | 210464595
KENMORE | (C,H,T)VH837GKA2*+TSTAT | EN(A,D)4X48L24** | *96VSN1002120A* | 31800 | 47500 | 17.5 | 11.7 | 8.1 | 1.94 | 64 | 51 | 210464597
COMFORTMAKER | CVH837GKA2*+TSTAT | EN(A,D)4X48L24** | *96VSN1002120A* | 31800 | 47500 | 17.5 | 11.7 | 8.1 | 1.94 | 64 | 51 | 210464594
CARRIER | 25VNA837A*031*+TSTAT | CNPV*4824AL* | 59SP6A120V24**22 | 32000 | 48000 | 17.5 | 11.7 | 8.1 | 1.96 | 65 | 50 | 210464599
HEIL | HVH837GKA2*+TSTAT | EN(A,D)4X48L24** | *96VSN1202422A* | 32000 | 48000 | 17.5 | 11.7 | 8.1 | 1.96 | 65 | 51 | 210464601
ARCOAIRE | HVH837GKA2*+TSTAT | EN(A,D)4X48L24** | *80VTL0902120A* | 31600 | 47500 | 17.5 | 11.7 | 8.1 | 1.94 | 64 | 51 | 210464693
ARCOAIRE | HVH837GKA2*+TSTAT | EN(A,D)4X48L24** | *96VSN1202422A* | 32000 | 48000 | 17.5 | 11.7 | 8.1 | 1.96 | 65 | 51 | 210464604
AIRQUEST | HVH837GKA2*+TSTAT | EN(A,D)4X48L24** | *80VTL0902120A* | 31600 | 47500 | 17.5 | 11.7 | 8.1 | 1.94 | 64 | 51 | 210464692
COMFORTMAKER | CVH837GKA2*+TSTAT | EN(A,D)4X48L24** | *96VSN1202422A* | 32000 | 48000 | 17.5 | 11.7 | 8.1 | 1.96 | 65 | 51 | 210464605
DAY & NIGHT | CVH837GKA2*+TSTAT | EN(A,D)4X48L24** | *96VSN1202422A* | 32000 | 48000 | 17.5 | 11.7 | 8.1 | 1.96 | 65 | 51 | 210464606
KENMORE | (C,H,T)VH837GKA2*+TSTAT | EN(A,D)4X48L24** | *96VSN1202422A* | 32000 | 48000 | 17.5 | 11.7 | 8.1 | 1.96 | 65 | 51 | 210464608
KEEPRITE | CVH837GKA2*+TSTAT | EN(A,D)4X48L24** | *96VSN1202422A* | 32000 | 48000 | 17.5 | 11.7 | 8.1 | 1.96 | 65 | 51 | 210464607
TEMPSTAR | TVH837GKA2*+TSTAT | EN(A,D)4X48L24** | *96VSN1202422A* | 32000 | 48000 | 17.5 | 11.7 | 8.1 | 1.96 | 65 | 51 | 210464609
CARRIER | 25VNA837A*031*+TSTAT | CNPV*4824AL* | GG96VTAA60100C | 32000 | 47500 | 17.5 | 12 | 8.1 | 1.96 | 65 | 51 | 210464611
BRYANT HEATING AND COOLING SYSTEMS | 288BNV037*0**B*+TSTAT | CNPV*4824AL* | 926TB66100V21*** | 32000 | 47500 | 17.5 | 12 | 8.1 | 1.96 | 65 | 51 | 210464612
CARRIER | 25VNA837A*031*+TSTAT | CNPV*4824AL* | 59TP6B100V21**22 | 32000 | 47500 | 17.5 | 12 | 8.1 | 1.96 | 65 | 51 | 210464610
AIRQUEST | HVH837GKA2*+TSTAT | EN(A,D)4X48L24** | *96VTN1002122A* | 32000 | 47500 | 17.5 | 12 | 8.1 | 1.96 | 65 | 51 | 210464615
ARCOAIRE | HVH837GKA2*+TSTAT | EN(A,D)4X48L24** | *96VTN1002122A* | 32000 | 47500 | 17.5 | 12 | 8.1 | 1.96 | 65 | 51 | 210464616
DAY & NIGHT | CVH837GKA2*+TSTAT | EN(A,D)4X48L24** | *96VTN1002122A* | 32000 | 47500 | 17.5 | 12 | 8.1 | 1.96 | 65 | 51 | 210464618
KENMORE | (C,H,T)VH837GKA2*+TSTAT | EN(A,D)4X48L24** | *96VTN1002122A* | 32000 | 47500 | 17.5 | 12 | 8.1 | 1.96 | 65 | 51 | 210464620
COMFORTMAKER | CVH837GKA2*+TSTAT | EN(A,D)4X48L24** | *96VTN1002122A* | 32000 | 47500 | 17.5 | 12 | 8.1 | 1.96 | 65 | 51 | 210464617
TEMPSTAR | TVH837GKA2*+TSTAT | EN(A,D)4X48L24** | *96VTN1002122A* | 32000 | 47500 | 17.5 | 12 | 8.1 | 1.96 | 65 | 51 | 210464621
BRYANT HEATING AND COOLING SYSTEMS | 288BNV037*0**B*+TSTAT | CNPV*4824AL* | 82*SA60070V21*** | 31600 | 47500 | 17 | 11.7 | 8.1 | 1.94 | 64 | 51 | 210464645
HEIL | HVH837GKA2*+TSTAT | EN(A,D)4X48L24** | *80VSL0702120A* | 31600 | 47500 | 17 | 11.7 | 8.1 | 1.94 | 64 | 51 | 210464646
AIRQUEST | HVH837GKA2*+TSTAT | EN(A,D)4X48L24** | *80VSL0702120A* | 31600 | 47500 | 17 | 11.7 | 8.1 | 1.94 | 64 | 51 | 210464648
DAY & NIGHT | CVH837GKA2*+TSTAT | EN(A,D)4X48L24** | *80VSL0702120A* | 31600 | 47500 | 17 | 11.7 | 8.1 | 1.94 | 64 | 51 | 210464651
KENMORE | (C,H,T)VH837GKA2*+TSTAT | EN(A,D)4X48L24** | *80VSL0702120A* | 31600 | 47500 | 17 | 11.7 | 8.1 | 1.94 | 64 | 51 | 210464653
ARCOAIRE | HVH837GKA2*+TSTAT | EN(A,D)4X48L24** | *80VSL0702120A* | 31600 | 47500 | 17 | 11.7 | 8.1 | 1.94 | 64 | 51 | 210464649
COMFORTMAKER | CVH837GKA2*+TSTAT | EN(A,D)4X48L24** | *80VTL0902120A* | 31600 | 47500 | 17.5 | 11.7 | 8.1 | 1.94 | 64 | 51 | 210464694
TEMPSTAR | TVH837GKA2*+TSTAT | EN(A,D)4X48L24** | *80VSL0702120A* | 31600 | 47500 | 17 | 11.7 | 8.1 | 1.94 | 64 | 51 | 210464654
BRYANT HEATING AND COOLING SYSTEMS | 288BNV037*0**B*+TSTAT | CNPV*4824AL* | 82*SA60090V21*** | 31600 | 47500 | 17.5 | 11.7 | 8.1 | 1.94 | 64 | 51 | 210464656
CARRIER | 25VNA837A*031*+TSTAT | CNPV*4824AL* | 58SP*A090V21**20 | 31600 | 47500 | 17.5 | 11.7 | 8.1 | 1.94 | 64 | 51 | 210464655
COMFORTMAKER | CVH837GKA2*+TSTAT | EN(A,D)4X48L24** | *80VSL0702120A* | 31600 | 47500 | 17 | 11.7 | 8.1 | 1.94 | 64 | 51 | 210464650
KEEPRITE | CVH837GKA2*+TSTAT | EN(A,D)4X48L24** | *80VSL0702120A* | 31600 | 47500 | 17 | 11.7 | 8.1 | 1.94 | 64 | 51 | 210464652
DAY & NIGHT | CVH848GKA2* | EN(A,D)4X48L24**+WALLCON | *95CSU1002122A* | 45000 | 47000 | 17.5 | 10 | 8.5 | 2.06 | 79 | 63 | 210469966
KEEPRITE | CVH848GKA2* | EN(A,D)4X48L24**+WALLCON | *95CSU1002122A* | 45000 | 47000 | 17.5 | 10 | 8.5 | 2.06 | 79 | 63 | 210469967
AIRQUEST | HVH837GKA2*+TSTAT | EHD4X36AAL | *80VTL0902120A* | 31800 | 48000 | 16.5 | 11 | 8.1 | 1.92 | 65 | 50 | 210466539
TEMPSTAR | TVH837GKA2*+TSTAT | EHD4X36AAL | *80VTL0902120A* | 31800 | 48000 | 16.5 | 11 | 8.1 | 1.92 | 65 | 50 | 210466545
ARCOAIRE | HVH837GKA2*+TSTAT | EHD4X36AAL | *80VTL0902120A* | 31800 | 48000 | 16.5 | 11 | 8.1 | 1.92 | 65 | 50 | 210466540
DAY & NIGHT | CVH837GKA2*+TSTAT | EHD4X36AAL | *80VTL0902120A* | 31800 | 48000 | 16.5 | 11 | 8.1 | 1.92 | 65 | 50 | 210466542
HEIL | HVH837GKA2*+TSTAT | EHD4X36AAL | *80VTL0902120A* | 31800 | 48000 | 16.5 | 11 | 8.1 | 1.92 | 65 | 50 | 210466537
BRYANT HEATING AND COOLING SYSTEMS | 288BNV037*0**B*+TSTAT | CSPH*3612AL* | 82*TA60090V21*** | 31800 | 48000 | 16.5 | 11 | 8.1 | 1.92 | 65 | 50 | 210466536
BRYANT HEATING AND COOLING SYSTEMS | 288BNV037*0**B*+TSTAT | CSPH*3612AL* | 82*TA36070V14*** | 31600 | 48000 | 16.5 | 11 | 8.1 | 1.9 | 64 | 50 | 210466532
BRYANT HEATING AND COOLING SYSTEMS | 288BNV037*0**B*+TSTAT | CSPH*3612AL* | 82*TA48090V17*** | 31600 | 47500 | 16.5 | 11 | 8.1 | 1.9 | 64 | 51 | 210466534
CARRIER | 25VNA837A*031*+TSTAT | CSPH*3612AL* | 58TP*A090V21**20 | 31800 | 48000 | 16.5 | 11 | 8.1 | 1.92 | 65 | 50 | 210466535
CARRIER | 25VNA837A*031*+TSTAT | CSPH*3612AL* | 58TP*A090V17**16 | 31600 | 47500 | 16.5 | 11 | 8.1 | 1.9 | 64 | 51 | 210466533
CARRIER | 25VNA837A*031*+TSTAT | CSPH*3612AL* | 58TP*A070V14**12 | 31600 | 48000 | 16.5 | 11 | 8.1 | 1.9 | 64 | 50 | 210466531
KENMORE | (C,H,T)VH837GKA2*+TSTAT | EHD4X36AAL | *80VSL1102422A* | 32000 | 48000 | 16.5 | 11 | 8.1 | 1.94 | 65 | 50 | 210466518
TEMPSTAR | TVH837GKA2*+TSTAT | EHD4X36AAL | *80VSL1102422A* | 32000 | 48000 | 16.5 | 11 | 8.1 | 1.94 | 65 | 50 | 210466519
ARCOAIRE | HVH837GKA2*+TSTAT | EHD4X36AAL | *80VSL1102422A* | 32000 | 48000 | 16.5 | 11 | 8.1 | 1.94 | 65 | 50 | 210466514
KEEPRITE | CVH837GKA2*+TSTAT | EHD4X36AAL | *80VSL1102422A* | 32000 | 48000 | 16.5 | 11 | 8.1 | 1.94 | 65 | 50 | 210466517
DAY & NIGHT | CVH837GKA2*+TSTAT | EHD4X36AAL | *80VSL1102422A* | 32000 | 48000 | 16.5 | 11 | 8.1 | 1.94 | 65 | 50 | 210466516
KENMORE | (C,H,T)VH837GKA2*+TSTAT | EHD4X42AAL | *80VTL0451412A* | 31800 | 48000 | 16.5 | 11 | 8.1 | 1.92 | 65 | 51 | 210467126
KEEPRITE | CVH837GKA2*+TSTAT | EHD4X36AAL | *80VSL0902420A* | 32000 | 48000 | 16.5 | 11 | 8.1 | 1.92 | 65 | 50 | 210466506
HEIL | HVH837GKA2*+TSTAT | EHD4X36AAL | *80VSL1102422A* | 32000 | 48000 | 16.5 | 11 | 8.1 | 1.94 | 65 | 50 | 210466511
DAY & NIGHT | CVH837GKA2*+TSTAT | EHD4X36AAL | *80VSL0902420A* | 32000 | 48000 | 16.5 | 11 | 8.1 | 1.92 | 65 | 50 | 210466505
AIRQUEST | HVH837GKA2*+TSTAT | EHD4X36AAL | *80VSL0902420A* | 32000 | 48000 | 16.5 | 11 | 8.1 | 1.92 | 65 | 50 | 210466502
KENMORE | (C,H,T)VH837GKA2*+TSTAT | EHD4X36AAL | *80VSL0902420A* | 32000 | 48000 | 16.5 | 11 | 8.1 | 1.92 | 65 | 50 | 210466507
BRYANT HEATING AND COOLING SYSTEMS | 288BNV037*0**B*+TSTAT | CSPH*3612AL* | 82*SA66110V24*** | 32000 | 48000 | 16.5 | 11 | 8.1 | 1.94 | 65 | 50 | 210466510
CARRIER | 25VNA837A*031*+TSTAT | CSPH*3612AL* | 58SP*A110V24**22 | 32000 | 48000 | 16.5 | 11 | 8.1 | 1.94 | 65 | 50 | 210466509
TEMPSTAR | TVH837GKA2*+TSTAT | EHD4X36AAL | *80VSL0902420A* | 32000 | 48000 | 16.5 | 11 | 8.1 | 1.92 | 65 | 50 | 210466508
DAY & NIGHT | CVH837GKA2*+TSTAT | EHD4X36AAL | *80VSL0902120A* | 31800 | 48000 | 16.5 | 11 | 8.1 | 1.92 | 65 | 50 | 210466494
HEIL | HVH837GKA2*+TSTAT | EHD4X36AAL | *80VSL0902420A* | 32000 | 48000 | 16.5 | 11 | 8.1 | 1.92 | 65 | 50 | 210466500
ARCOAIRE | HVH837GKA2*+TSTAT | EHD4X36AAL | *80VSL0902420A* | 32000 | 48000 | 16.5 | 11 | 8.1 | 1.92 | 65 | 50 | 210466503
BRYANT HEATING AND COOLING SYSTEMS | 288BNV037*0**B*+TSTAT | CSPH*3612AL* | 82*SA60090V24*** | 32000 | 48000 | 16.5 | 11 | 8.1 | 1.92 | 65 | 50 | 210466499
KEEPRITE | CVH837GKA2*+TSTAT | EA*4X48L24A* | *96VTN1002120A* | 31800 | 47000 | 17.5 | 11 | 8.1 | 1.96 | 66 | 52 | 210460875
KENMORE | (C,H,T)VH837GKA2*+TSTAT | EA*4X48L24A* | *96VTN1002120A* | 31800 | 47000 | 17.5 | 11 | 8.1 | 1.96 | 66 | 52 | 210460876
DAY & NIGHT | CVH837GKA2*+TSTAT | EA*4X48L24A* | *96VTN1002120A* | 31800 | 47000 | 17.5 | 11 | 8.1 | 1.96 | 66 | 52 | 210460874
COMFORTMAKER | CVH837GKA2*+TSTAT | EA*4X48L24A* | *96VTN1002120A* | 31800 | 47000 | 17.5 | 11 | 8.1 | 1.96 | 66 | 52 | 210460873
ARCOAIRE | HVH837GKA2*+TSTAT | EA*4X48L24A* | *96VTN1002120A* | 31800 | 47000 | 17.5 | 11 | 8.1 | 1.96 | 66 | 52 | 210460872
TEMPSTAR | TVH837GKA2*+TSTAT | EA*4X48L24A* | *96VTN0802120A* | 32000 | 47000 | 17.5 | 11 | 8.1 | 1.96 | 66 | 52 | 210460866
HEIL | HVH837GKA2*+TSTAT | EA*4X48L24A* | *96VTN1002120A* | 31800 | 47000 | 17.5 | 11 | 8.1 | 1.96 | 66 | 52 | 210460869
BRYANT HEATING AND COOLING SYSTEMS | 288BNV037*0**B*+TSTAT | CAP**4824AL* | 926TB60100V21*** | 31800 | 47000 | 17.5 | 11 | 8.1 | 1.96 | 66 | 52 | 210460868
CARRIER | 25VNA837A*031*+TSTAT | CAP**4824AL* | 59TP6B100V21**20 | 31800 | 47000 | 17.5 | 11 | 8.1 | 1.96 | 66 | 52 | 210460867
DAY & NIGHT | CVH837GKA2*+TSTAT | EA*4X48L24A* | *96VTN0802120A* | 32000 | 47000 | 17.5 | 11 | 8.1 | 1.96 | 66 | 52 | 210460863
KENMORE | (C,H,T)VH837GKA2*+TSTAT | EA*4X48L24A* | *96VTN0802120A* | 32000 | 47000 | 17.5 | 11 | 8.1 | 1.96 | 66 | 52 | 210460865
COMFORTMAKER | CVH837GKA2*+TSTAT | EA*4X48L24A* | *96VTN0802120A* | 32000 | 47000 | 17.5 | 11 | 8.1 | 1.96 | 66 | 52 | 210460862
AIRQUEST | HVH837GKA2*+TSTAT | EA*4X48L24A* | *96VTN0802120A* | 32000 | 47000 | 17.5 | 11 | 8.1 | 1.96 | 66 | 52 | 210460860
HEIL | HVH837GKA2*+TSTAT | EA*4X48L24A* | *96VTN0802120A* | 32000 | 47000 | 17.5 | 11 | 8.1 | 1.96 | 66 | 52 | 210460858
BRYANT HEATING AND COOLING SYSTEMS | 288BNV037*0**B*+TSTAT | CAP**4824AL* | 926TB60080V21*** | 32000 | 47000 | 17.5 | 11 | 8.1 | 1.96 | 66 | 52 | 210460857
COMFORTMAKER | CVH848GKA2* | EN(A,D,W)4X60L24**+WALLCON | *80CSU0802120A* | 45500 | 46000 | 18 | 10.5 | 8.5 | 2.02 | 78 | 62 | 210470014
BRYANT HEATING AND COOLING SYSTEMS | 288BNV037*0**B* | CAP**6121AL*+UI | 88*TA60090C21*** | 33200 | 32000 | 18 | 11.7 | 8.5 | 2 | 98 | 78 | 210470441
TEMPSTAR | TVH848GKA2* | EN(A,D,W)4X60L24**+WALLCON | *80CSU0802120A* | 45500 | 46000 | 18 | 10.5 | 8.5 | 2.02 | 78 | 62 | 210470018
KENMORE | (C,H,T)VH848GKA2* | EN(A,D,W)4X60L24**+WALLCON | *80CSU0802120A* | 45500 | 46000 | 18 | 10.5 | 8.5 | 2.02 | 78 | 62 | 210470017
KEEPRITE | CVH848GKA2* | EN(A,D,W)4X60L24**+WALLCON | *80CSU0802120A* | 45500 | 46000 | 18 | 10.5 | 8.5 | 2.02 | 78 | 62 | 210470016
DAY & NIGHT | CVH848GKA2* | EN(A,D,W)4X60L24**+WALLCON | *80CSU0802120A* | 45500 | 46000 | 18 | 10.5 | 8.5 | 2.02 | 78 | 62 | 210470015
ARCOAIRE | HVH848GKA2* | EN(A,D,W)4X60L24**+WALLCON | *80CSU0802120A* | 45500 | 46000 | 18 | 10.5 | 8.5 | 2.02 | 78 | 62 | 210470013
BRYANT HEATING AND COOLING SYSTEMS | 288BNV048*0**B* | CNPV*6024AL*+UI | 83*CA60080C21*** | 45500 | 46000 | 18 | 10.5 | 8.5 | 2.02 | 78 | 62 | 210470009
HEIL | HVH848GKA2* | EN(A,D,W)4X60L24**+WALLCON | *80CSU0802120A* | 45500 | 46000 | 18 | 10.5 | 8.5 | 2.02 | 78 | 62 | 210470010
AIRQUEST | HVH848GKA2* | EN(A,D,W)4X60L24**+WALLCON | *80CSU0802120A* | 45500 | 46000 | 18 | 10.5 | 8.5 | 2.02 | 78 | 62 | 210470012
CARRIER | 25VNA848A*031* | CNPV*6024AL*+UI | 58CU*A080C21**20 | 45500 | 46000 | 18 | 10.5 | 8.5 | 2.02 | 78 | 62 | 210470008
KENMORE | (C,H,T)VH848GKA2* | EN(A,D,W)4X60L24**+WALLCON | *95CSU1002122A* | 45500 | 46000 | 17.5 | 10.5 | 8.5 | 2.02 | 78 | 62 | 210470006
KEEPRITE | CVH848GKA2* | EN(A,D,W)4X60L24**+WALLCON | *95CSU1002122A* | 45500 | 46000 | 17.5 | 10.5 | 8.5 | 2.02 | 78 | 62 | 210470005
COMFORTMAKER | CVH848GKA2* | EN(A,D,W)4X60L24**+WALLCON | *95CSU1002122A* | 45500 | 46000 | 17.5 | 10.5 | 8.5 | 2.02 | 78 | 62 | 210470003
DAY & NIGHT | CVH848GKA2* | EN(A,D,W)4X60L24**+WALLCON | *95CSU1002122A* | 45500 | 46000 | 17.5 | 10.5 | 8.5 | 2.02 | 78 | 62 | 210470004
AIRQUEST | HVH848GKA2* | EN(A,D,W)4X60L24**+WALLCON | *95CSU1002122A* | 45500 | 46000 | 17.5 | 10.5 | 8.5 | 2.02 | 78 | 62 | 210470001
ARCOAIRE | HVH848GKA2* | EN(A,D,W)4X60L24**+WALLCON | *95CSU1002122A* | 45500 | 46000 | 17.5 | 10.5 | 8.5 | 2.02 | 78 | 62 | 210470002
HEIL | HVH848GKA2* | EN(A,D,W)4X60L24**+WALLCON | *95CSU1002122A* | 45500 | 46000 | 17.5 | 10.5 | 8.5 | 2.02 | 78 | 62 | 210469999
DAY & NIGHT | CVH848GKA2* | EN(A,D,W)4X60L24**+WALLCON | *95CSU0802120A* | 45500 | 46500 | 17.5 | 10 | 8.5 | 2 | 78 | 62 | 210469993
ARCOAIRE | HVH848GKA2* | EN(A,D,W)4X60L24**+WALLCON | *95CSU0802120A* | 45500 | 46500 | 17.5 | 10 | 8.5 | 2 | 78 | 62 | 210469991
BRYANT HEATING AND COOLING SYSTEMS | 288BNV048*0**B* | CNPV*6024AL*+UI | 935CA66100C21*** | 45500 | 46000 | 17.5 | 10.5 | 8.5 | 2.02 | 78 | 62 | 210469998
TEMPSTAR | TVH848GKA2* | EN(A,D,W)4X60L24**+WALLCON | *95CSU0802120A* | 45500 | 46500 | 17.5 | 10 | 8.5 | 2 | 78 | 62 | 210469996
KENMORE | (C,H,T)VH848GKA2* | EN(A,D,W)4X60L24**+WALLCON | *95CSU0802120A* | 45500 | 46500 | 17.5 | 10 | 8.5 | 2 | 78 | 62 | 210469995
KEEPRITE | CVH848GKA2* | EN(A,D,W)4X60L24**+WALLCON | *95CSU0802120A* | 45500 | 46500 | 17.5 | 10 | 8.5 | 2 | 78 | 62 | 210469994
COMFORTMAKER | CVH848GKA2* | EN(A,D,W)4X60L24**+WALLCON | *95CSU0802120A* | 45500 | 46500 | 17.5 | 10 | 8.5 | 2 | 78 | 62 | 210469992
AIRQUEST | HVH848GKA2* | EN(A,D,W)4X60L24**+WALLCON | *95CSU0802120A* | 45500 | 46500 | 17.5 | 10 | 8.5 | 2 | 78 | 62 | 210469990
HEIL | HVH848GKA2* | EN(A,D,W)4X60L24**+WALLCON | *95CSU0802120A* | 45500 | 46500 | 17.5 | 10 | 8.5 | 2 | 78 | 62 | 210469988
BRYANT HEATING AND COOLING SYSTEMS | 288BNV048*0**B* | CNPV*6024AL*+UI | 935CA60080C21*** | 45500 | 46500 | 17.5 | 10 | 8.5 | 2 | 78 | 62 | 210469987
CARRIER | 25VNA848A*031* | CNPV*6024AL*+UI | 59CU5A080C21**20 | 45500 | 46500 | 17.5 | 10 | 8.5 | 2 | 78 | 62 | 210469986
KENMORE | (C,H,T)VH848GKA2* | EN(A,D)4X48L24**+WALLCON | *80CSU0802120A* | 45000 | 47000 | 17.5 | 10 | 8.5 | 2.06 | 79 | 63 | 210469979
TEMPSTAR | TVH848GKA2* | EN(A,D)4X48L24**+WALLCON | *80CSU0802120A* | 45000 | 47000 | 17.5 | 10 | 8.5 | 2.06 | 79 | 63 | 210469980
KEEPRITE | CVH848GKA2* | EN(A,D)4X48L24**+WALLCON | *80CSU0802120A* | 45000 | 47000 | 17.5 | 10 | 8.5 | 2.06 | 79 | 63 | 210469978
ARCOAIRE | HVH848GKA2* | EN(A,D)4X48L24**+WALLCON | *80CSU0802120A* | 45000 | 47000 | 17.5 | 10 | 8.5 | 2.06 | 79 | 63 | 210469975
DAY & NIGHT | CVH848GKA2* | EN(A,D)4X48L24**+WALLCON | *80CSU0802120A* | 45000 | 47000 | 17.5 | 10 | 8.5 | 2.06 | 79 | 63 | 210469977
AIRQUEST | HVH848GKA2* | EN(A,D)4X48L24**+WALLCON | *80CSU0802120A* | 45000 | 47000 | 17.5 | 10 | 8.5 | 2.06 | 79 | 63 | 210469974
COMFORTMAKER | CVH848GKA2* | EN(A,D)4X48L24**+WALLCON | *80CSU0802120A* | 45000 | 47000 | 17.5 | 10 | 8.5 | 2.06 | 79 | 63 | 210469976
CARRIER | 25VNA848A*031* | CNPV*4824AL*+UI | 58CU*A080C21**20 | 45000 | 47000 | 17.5 | 10 | 8.5 | 2.06 | 79 | 63 | 210469970
BRYANT HEATING AND COOLING SYSTEMS | 288BNV048*0**B* | CNPV*4824AL*+UI | 83*CA60080C21*** | 45000 | 47000 | 17.5 | 10 | 8.5 | 2.06 | 79 | 63 | 210469971
TEMPSTAR | TVH848GKA2* | EN(A,D)4X48L24**+WALLCON | *95CSU1002122A* | 45000 | 47000 | 17.5 | 10 | 8.5 | 2.06 | 79 | 63 | 210469969
KENMORE | (C,H,T)VH848GKA2* | EN(A,D)4X48L24**+WALLCON | *95CSU1002122A* | 45000 | 47000 | 17.5 | 10 | 8.5 | 2.06 | 79 | 63 | 210469968
AIRQUEST | HVH837GKA2*+TSTAT | EHD4X60AAL | *96VSN0801716A* | 32400 | 47000 | 16.5 | 11 | 8.1 | 1.96 | 66 | 52 | 210468196
HEIL | HVH837GKA2*+TSTAT | EHD4X60AAL | *96VSN0801716A* | 32400 | 47000 | 16.5 | 11 | 8.1 | 1.96 | 66 | 52 | 210468194
CARRIER | 25VNA837A*031*+TSTAT | CSPH*6012AL* | 59SP6A080V17**16 | 32400 | 47000 | 16.5 | 11 | 8.1 | 1.96 | 66 | 52 | 210468192
BRYANT HEATING AND COOLING SYSTEMS | 288BNV037*0**B*+TSTAT | CSPH*6012AL* | 926SA48080V17*** | 32400 | 47000 | 16.5 | 11 | 8.1 | 1.96 | 66 | 52 | 210468193
HEIL | HVH837GKA2*+TSTAT | EHD4X60AAL | *80VSL0451412A* | 32400 | 47000 | 16.5 | 11 | 8.1 | 1.96 | 66 | 52 | 210468095
KEEPRITE | CVH837GKA2*+TSTAT | EHD4X60AAL | *96VSN0601714A* | 32200 | 47000 | 16.5 | 11 | 8.1 | 1.96 | 66 | 52 | 210468145
TEMPSTAR | TVH837GKA2*+TSTAT | EHD4X60AAL | *96VSN0601714A* | 32200 | 47000 | 16.5 | 11 | 8.1 | 1.96 | 66 | 52 | 210468147
DAY & NIGHT | CVH837GKA2*+TSTAT | EHD4X60AAL | *96VSN0601714A* | 32200 | 47000 | 16.5 | 11 | 8.1 | 1.96 | 66 | 52 | 210468144
KENMORE | (C,H,T)VH837GKA2*+TSTAT | EHD4X60AAL | *96VSN0601714A* | 32200 | 47000 | 16.5 | 11 | 8.1 | 1.96 | 66 | 52 | 210468146
COMFORTMAKER | CVH837GKA2*+TSTAT | EHD4X60AAL | *80VSL0451412A* | 32400 | 47000 | 16.5 | 11 | 8.1 | 1.96 | 66 | 52 | 210468099
TEMPSTAR | TVH837GKA2*+TSTAT | EHD4X60AAL | *80VSL0451412A* | 32400 | 47000 | 16.5 | 11 | 8.1 | 1.96 | 66 | 52 | 210468103
KENMORE | (C,H,T)VH837GKA2*+TSTAT | EHD4X60AAL | *80VSL0451412A* | 32400 | 47000 | 16.5 | 11 | 8.1 | 1.96 | 66 | 52 | 210468102
KEEPRITE | CVH837GKA2*+TSTAT | EHD4X60AAL | *80VSL0451412A* | 32400 | 47000 | 16.5 | 11 | 8.1 | 1.96 | 66 | 52 | 210468101
DAY & NIGHT | CVH837GKA2*+TSTAT | EHD4X60AAL | *80VSL0451412A* | 32400 | 47000 | 16.5 | 11 | 8.1 | 1.96 | 66 | 52 | 210468100
ARCOAIRE | HVH837GKA2*+TSTAT | EHD4X60AAL | *80VSL0451412A* | 32400 | 47000 | 16.5 | 11 | 8.1 | 1.96 | 66 | 52 | 210468098
CARRIER | 25VNA837A*031*+TSTAT | CSPH*6012AL* | 58SP*A045V14**12 | 32400 | 47000 | 16.5 | 11 | 8.1 | 1.96 | 66 | 52 | 210468093
AIRQUEST | HVH837GKA2*+TSTAT | EHD4X60AAL | *80VSL0451412A* | 32400 | 47000 | 16.5 | 11 | 8.1 | 1.96 | 66 | 52 | 210468097
BRYANT HEATING AND COOLING SYSTEMS | 288BNV037*0**B*+TSTAT | CSPH*6012AL* | 82*SA36045V14*** | 32400 | 47000 | 16.5 | 11 | 8.1 | 1.96 | 66 | 52 | 210468094
COMFORTMAKER | CVH837GKA2*+TSTAT | EHD4X42AAL | *96VTN1002120A* | 31800 | 48000 | 16.5 | 11 | 8.1 | 1.94 | 64 | 51 | 210467385
DAY & NIGHT | CVH837GKA2*+TSTAT | EHD4X42AAL | *96VTN1002120A* | 31800 | 48000 | 16.5 | 11 | 8.1 | 1.94 | 64 | 51 | 210467386
AIRQUEST | HVH837GKA2*+TSTAT | EHD4X42AAL | *96VTN1002120A* | 31800 | 48000 | 16.5 | 11 | 8.1 | 1.94 | 64 | 51 | 210467383
ARCOAIRE | HVH837GKA2*+TSTAT | EHD4X42AAL | *96VTN1002120A* | 31800 | 48000 | 16.5 | 11 | 8.1 | 1.94 | 64 | 51 | 210467384
ARCOAIRE | HVH837GKA2*+TSTAT | EHD4X42AAL | *96VTN0802120A* | 32000 | 48000 | 16.5 | 11 | 8.1 | 1.94 | 65 | 51 | 210467373
DAY & NIGHT | CVH837GKA2*+TSTAT | EHD4X42AAL | *96VTN0802120A* | 32000 | 48000 | 16.5 | 11 | 8.1 | 1.94 | 65 | 51 | 210467375
COMFORTMAKER | CVH837GKA2*+TSTAT | EHD4X42AAL | *96VTN0802120A* | 32000 | 48000 | 16.5 | 11 | 8.1 | 1.94 | 65 | 51 | 210467374
KEEPRITE | CVH837GKA2*+TSTAT | EHD4X42AAL | *80VSL0902120A* | 32200 | 48000 | 17 | 11 | 8.1 | 1.96 | 65 | 51 | 210467092
BRYANT HEATING AND COOLING SYSTEMS | 288BNV037*0**B*+TSTAT | CSPH*4212AL* | 926TB60100V21*** | 31800 | 48000 | 16.5 | 11 | 8.1 | 1.94 | 64 | 51 | 210467380
TEMPSTAR | TVH837GKA2*+TSTAT | EHD4X42AAL | *96VTN0802120A* | 32000 | 48000 | 16.5 | 11 | 8.1 | 1.94 | 65 | 51 | 210467378
KEEPRITE | CVH837GKA2*+TSTAT | EHD4X42AAL | *96VTN0802120A* | 32000 | 48000 | 16.5 | 11 | 8.1 | 1.94 | 65 | 51 | 210467376
CARRIER | 25VNA837A*031*+TSTAT | CSPH*4212AL* | 59TP6B100V21**20 | 31800 | 48000 | 16.5 | 11 | 8.1 | 1.94 | 64 | 51 | 210467379
AIRQUEST | HVH837GKA2*+TSTAT | EHD4X42AAL | *96VTN0802120A* | 32000 | 48000 | 16.5 | 11 | 8.1 | 1.94 | 65 | 51 | 210467372
BRYANT HEATING AND COOLING SYSTEMS | 288BNV037*0**B*+TSTAT | CSPH*4212AL* | 926TB60080V21*** | 32000 | 48000 | 16.5 | 11 | 8.1 | 1.94 | 65 | 51 | 210467369
HEIL | HVH837GKA2*+TSTAT | EHD4X42AAL | *96VTN0802120A* | 32000 | 48000 | 16.5 | 11 | 8.1 | 1.94 | 65 | 51 | 210467370
CARRIER | 25VNA837A*031*+TSTAT | CSPH*4212AL* | 59TP6B080V21**20 | 32000 | 48000 | 16.5 | 11 | 8.1 | 1.94 | 65 | 51 | 210467368
CARRIER | 25VNA837A*031*+TSTAT | CSPH*3612AL* | 59TP6B120V24**22 | 31600 | 48000 | 16.5 | 11 | 8.1 | 1.92 | 64 | 50 | 210466560
BRYANT HEATING AND COOLING SYSTEMS | 288BNV037*0**B*+TSTAT | CSPH*3612AL* | 926TB66120V24*** | 31600 | 48000 | 16.5 | 11 | 8.1 | 1.92 | 64 | 50 | 210466562
TEMPSTAR | TVH837GKA2*+TSTAT | EHD4X42AAL | *80VTL0451412A* | 31800 | 48000 | 16.5 | 11 | 8.1 | 1.92 | 65 | 51 | 210467127
COMFORTMAKER | CVH837GKA2*+TSTAT | EHD4X36AAL | *80VTL0902120A* | 31800 | 48000 | 16.5 | 11 | 8.1 | 1.92 | 65 | 50 | 210466541
ARCOAIRE | HVH837GKA2*+TSTAT | EHD4X36AAL | *96VTN1202422A* | 31600 | 48000 | 16.5 | 11 | 8.1 | 1.92 | 64 | 50 | 210466566
AIRQUEST | HVH837GKA2*+TSTAT | EHD4X36AAL | *96VTN1202422A* | 31600 | 48000 | 16.5 | 11 | 8.1 | 1.92 | 64 | 50 | 210466565
COMFORTMAKER | CVH837GKA2*+TSTAT | EHD4X60AAL | *96VSN0601714A* | 32200 | 47000 | 16.5 | 11 | 8.1 | 1.96 | 66 | 52 | 210468143
ARCOAIRE | HVH837GKA2*+TSTAT | EHD4X60AAL | *96VSN0601714A* | 32200 | 47000 | 16.5 | 11 | 8.1 | 1.96 | 66 | 52 | 210468142
TEMPSTAR | TVH824GKA** | EA*4X42L21A*+WALLCON | *97CMN1002122A* | 23600 | 22000 | 16.5 | 10 | 8.1 | 1.94 | 71 | 57 | 204291695
KENMORE | (C,H,T)VH824GKA** | EA*4X42L21A*+WALLCON | *97CMN1002122A* | 23600 | 22000 | 16.5 | 10 | 8.1 | 1.94 | 71 | 57 | 204291694
KEEPRITE | CVH824GKA** | EA*4X42L21A*+WALLCON | *97CMN1002122A* | 23600 | 22000 | 16.5 | 10 | 8.1 | 1.94 | 71 | 57 | 204291693
DAY & NIGHT | CVH824GKA** | EA*4X42L21A*+WALLCON | *97CMN1002122A* | 23600 | 22000 | 16.5 | 10 | 8.1 | 1.94 | 71 | 57 | 204291692
COMFORTMAKER | CVH824GKA** | EA*4X42L21A*+WALLCON | *97CMN1002122A* | 23600 | 22000 | 16.5 | 10 | 8.1 | 1.94 | 71 | 57 | 204291691
HEIL | HVH837GKA2* | EA*4X48L24A*+WALLCON | *80CTL0902120A* | 32400 | 32600 | 17.5 | 11.7 | 8.5 | 1.98 | 96 | 77 | 206771893
TEMPSTAR | TVH837GKA2* | EA*4X37L21A*+WALLCON | *80CTL0902120A* | 32800 | 33000 | 17.5 | 11.7 | 8.5 | 1.98 | 96 | 76 | 206771279
KENMORE | (C,H,T)VH837GKA2* | EA*4X37L21A*+WALLCON | *80CTL0902120A* | 32800 | 33000 | 17.5 | 11.7 | 8.5 | 1.98 | 96 | 76 | 206997659
COMFORTMAKER | CVH837GKA2* | EA*4X48L24A*+WALLCON | *80CTL0902120A* | 32400 | 32600 | 17.5 | 11.7 | 8.5 | 1.98 | 96 | 77 | 206771896
ARCOAIRE | HVH837GKA2* | EA*4X48L24A*+WALLCON | *80CTL0902120A* | 32400 | 32600 | 17.5 | 11.7 | 8.5 | 1.98 | 96 | 77 | 206771895
AIRQUEST | HVH837GKA2* | EA*4X48L24A*+WALLCON | *80CTL0902120A* | 32400 | 32600 | 17.5 | 11.7 | 8.5 | 1.98 | 96 | 77 | 206771894
BRYANT HEATING AND COOLING SYSTEMS | 288BNV037*0**B* | CAP**4824AL*+UI | 88*TA60090C21*** | 32400 | 32600 | 17.5 | 11.7 | 8.5 | 1.98 | 96 | 77 | 206771892
CARRIER | 25VNA837A*031* | CAP**4824AL*+UI | 58TN*A090C21**20 | 32400 | 32600 | 17.5 | 11.7 | 8.5 | 1.98 | 96 | 77 | 206764980
TEMPSTAR | TVH837GKA2* | EA*4X48L24A*+WALLCON | *80CSU1002120A* | 32200 | 32600 | 17.5 | 11 | 8.5 | 1.98 | 96 | 77 | 206773188
KENMORE | (C,H,T)VH837GKA2* | EA*4X48L24A*+WALLCON | *80CSU1002120A* | 32200 | 32600 | 17.5 | 11 | 8.5 | 1.98 | 96 | 77 | 206997872
ARCOAIRE | HVH837GKA2* | EA*4X48L21A*+WALLCON | *80CTL0901716A* | 32400 | 32600 | 18 | 11.7 | 8.5 | 2 | 96 | 76 | 206771859
BRYANT HEATING AND COOLING SYSTEMS | 288BNV037*0**B* | CAP**4821AL*+UI | 88*TA48090C17*** | 32400 | 32600 | 18 | 11.7 | 8.5 | 2 | 96 | 76 | 206771856
DAY & NIGHT | CVH837GKA2* | EA*4X48L21A*+WALLCON | *80CTL0901716A* | 32400 | 32600 | 18 | 11.7 | 8.5 | 2 | 96 | 76 | 206771861
KEEPRITE | CVH837GKA2* | EA*4X48L21A*+WALLCON | *80CTL0901716A* | 32400 | 32600 | 18 | 11.7 | 8.5 | 2 | 96 | 76 | 206771862
COMFORTMAKER | CVH837GKA2* | EA*4X48L21A*+WALLCON | *80CTL0901716A* | 32400 | 32600 | 18 | 11.7 | 8.5 | 2 | 96 | 76 | 206771860
AIRQUEST | HVH837GKA2* | EA*4X48L21A*+WALLCON | *80CTL0901716A* | 32400 | 32600 | 18 | 11.7 | 8.5 | 2 | 96 | 76 | 206771858
HEIL | HVH837GKA2* | EA*4X48L21A*+WALLCON | *80CTL0901716A* | 32400 | 32600 | 18 | 11.7 | 8.5 | 2 | 96 | 76 | 206771857
ARCOAIRE | HVH837GKA2* | EA*4X42L24A*+WALLCON | *95CSU1002122A* | 31800 | 33000 | 17.5 | 11 | 8.1 | 1.9 | 95 | 74 | 206773467
COMFORTMAKER | CVH837GKA2* | EA*4X42L24A*+WALLCON | *95CSU1002122A* | 31800 | 33000 | 17.5 | 11 | 8.1 | 1.9 | 95 | 74 | 206773468
ARCOAIRE | HVH837GKA2* | EA*4X48L21A*+WALLCON | *80CTL0701716A* | 32200 | 32600 | 17.5 | 11.5 | 8.1 | 1.96 | 97 | 77 | 206771760
COMFORTMAKER | CVH837GKA2* | EA*4X48L21A*+WALLCON | *80CTL0701716A* | 32200 | 32600 | 17.5 | 11.5 | 8.1 | 1.96 | 97 | 77 | 206771761
AIRQUEST | HVH837GKA2* | EA*4X48L21A*+WALLCON | *80CTL0701716A* | 32200 | 32600 | 17.5 | 11.5 | 8.1 | 1.96 | 97 | 77 | 206771759
HEIL | HVH837GKA2* | EA*4X48L21A*+WALLCON | *80CTL0701716A* | 32200 | 32600 | 17.5 | 11.5 | 8.1 | 1.96 | 97 | 77 | 206771758
KENMORE | (C,H,T)VH837GKA2* | EA*4X48L21A*+WALLCON | *80CSU1002120A* | 32200 | 32600 | 17.5 | 11 | 8.1 | 1.98 | 97 | 77 | 206997870
BRYANT HEATING AND COOLING SYSTEMS | 288BNV037*0**B* | CAP**4821AL*+UI | 88*TA48070C17*** | 32200 | 32600 | 17.5 | 11.5 | 8.1 | 1.96 | 97 | 77 | 206771757
CARRIER | 25VNA837A*031* | CAP**4821AL*+UI | 58TN*A070C17**16 | 32200 | 32600 | 17.5 | 11.5 | 8.1 | 1.96 | 97 | 77 | 206764965
TEMPSTAR | TVH837GKA2* | EA*4X48L21A*+WALLCON | *80CSU1002120A* | 32200 | 32600 | 17.5 | 11 | 8.1 | 1.98 | 97 | 77 | 206773170
HEIL | HVH837GKA2* | EA*4X42L24A*+WALLCON | *95CSU1002122A* | 31800 | 33000 | 17.5 | 11 | 8.1 | 1.9 | 95 | 74 | 206773465
AIRQUEST | HVH837GKA2* | EA*4X42L24A*+WALLCON | *95CSU1002122A* | 31800 | 33000 | 17.5 | 11 | 8.1 | 1.9 | 95 | 74 | 206773466
CARRIER | 25VNA824B*030* | CAP**4321AL*+UI | 58TN*A090C17**16 | 24400 | 21600 | 17 | 10.5 | 8.1 | 2 | 72 | 57 | 204292327
CARRIER | 25VNA824B*030* | CAP**4221AL*+UI | 59MN7B080C17**14 | 23600 | 22200 | 16 | 10 | 8.1 | 1.92 | 71 | 57 | 204291666
CARRIER | 25VNA824B*030* | CAP**4221AL*+UI | 58TN*A070C17**16 | 23600 | 22000 | 16.5 | 10 | 8.1 | 1.94 | 72 | 57 | 204291606
TEMPSTAR | TVH824GKA** | EA*4X42L24A*+WALLCON | *96CTN1202422A* | 23600 | 22000 | 16.5 | 10 | 8.1 | 1.94 | 71 | 57 | 204292226
BRYANT HEATING AND COOLING SYSTEMS | 288BNV037*0**B* | CAP**4224AL*+UI | 935CA66100C21*** | 31800 | 33000 | 17.5 | 11 | 8.1 | 1.9 | 95 | 74 | 206773464
TEMPSTAR | TVH837GKA2* | EA*4X42L24A*+WALLCON | *95CSU0802120A* | 31800 | 33000 | 17.5 | 11 | 8.1 | 1.9 | 95 | 74 | 206773463
TEMPSTAR | TVH837GKA2* | EA*4X42L21A*+WALLCON | *97CMN0801714A* | 31600 | 33400 | 17 | 11 | 8.1 | 1.86 | 95 | 74 | 206771450
KENMORE | (C,H,T)VH837GKA2* | EA*4X42L24A*+WALLCON | *95CSU0802120A* | 31800 | 33000 | 17.5 | 11 | 8.1 | 1.9 | 95 | 74 | 206997903
KENMORE | (C,H,T)VH837GKA2* | EA*4X42L21A*+WALLCON | *97CMN0801714A* | 31600 | 33400 | 17 | 11 | 8.1 | 1.86 | 95 | 74 | 206997678
AIRQUEST | HVH837GKA2* | EA*4X36L21A*+WALLCON | *80CTL0701716A* | 31400 | 33400 | 17 | 11 | 8.1 | 1.84 | 93 | 73 | 206771048
COMFORTMAKER | CVH837GKA2* | EA*4X36L21A*+WALLCON | *80CTL0701716A* | 31400 | 33400 | 17 | 11 | 8.1 | 1.84 | 93 | 73 | 206771050
KEEPRITE | CVH837GKA2* | EA*4X42L21A*+WALLCON | *97CMN0801714A* | 31600 | 33400 | 17 | 11 | 8.1 | 1.86 | 95 | 74 | 206771448
DAY & NIGHT | CVH837GKA2* | EA*4X42L21A*+WALLCON | *97CMN0801714A* | 31600 | 33400 | 17 | 11 | 8.1 | 1.86 | 95 | 74 | 206771447
COMFORTMAKER | CVH837GKA2* | EA*4X42L21A*+WALLCON | *97CMN0801714A* | 31600 | 33400 | 17 | 11 | 8.1 | 1.86 | 95 | 74 | 206771446
ARCOAIRE | HVH837GKA2* | EA*4X42L21A*+WALLCON | *97CMN0801714A* | 31600 | 33400 | 17 | 11 | 8.1 | 1.86 | 95 | 74 | 206771445
AIRQUEST | HVH837GKA2* | EA*4X42L21A*+WALLCON | *97CMN0801714A* | 31600 | 33400 | 17 | 11 | 8.1 | 1.86 | 95 | 74 | 206771444
HEIL | HVH837GKA2* | EA*4X42L21A*+WALLCON | *97CMN0801714A* | 31600 | 33400 | 17 | 11 | 8.1 | 1.86 | 95 | 74 | 206771443
DAY & NIGHT | CVH837GKA2* | EA*4X36L21A*+WALLCON | *80CTL0701716A* | 31400 | 33400 | 17 | 11 | 8.1 | 1.84 | 93 | 73 | 206771051
KEEPRITE | CVH837GKA2* | EA*4X36L21A*+WALLCON | *80CTL0701716A* | 31400 | 33400 | 17 | 11 | 8.1 | 1.84 | 93 | 73 | 206771052
ARCOAIRE | HVH837GKA2* | EA*4X36L21A*+WALLCON | *80CTL0701716A* | 31400 | 33400 | 17 | 11 | 8.1 | 1.84 | 93 | 73 | 206771049
BRYANT HEATING AND COOLING SYSTEMS | 288BNV037*0**B* | CAP**3621AL*+UI | 88*TA48070C17*** | 31400 | 33400 | 17 | 11 | 8.1 | 1.84 | 93 | 73 | 206771046
HEIL | HVH837GKA2* | EA*4X36L21A*+WALLCON | *80CTL0701716A* | 31400 | 33400 | 17 | 11 | 8.1 | 1.84 | 93 | 73 | 206771047
CARRIER | 25VNA837A*031* | CAP**3621AL*+UI | 58TN*A070C17**16 | 31400 | 33400 | 17 | 11 | 8.1 | 1.84 | 93 | 73 | 206764886
DAY & NIGHT | CVH837GKA2* | EA*4X48L21A*+WALLCON | *80CTL0902120A* | 32200 | 32600 | 17.5 | 11.7 | 8.5 | 1.98 | 96 | 77 | 206771780
BRYANT HEATING AND COOLING SYSTEMS | 288BNV037*0**B* | CAP**4821AL*+UI | 986TC42080C17*** | 32200 | 32800 | 17 | 11 | 8.1 | 1.96 | 97 | 77 | 206771793
CARRIER | 25VNA837A*031* | CAP**4821AL*+UI | 59TN6B080C17**14 | 32200 | 32800 | 17 | 11 | 8.1 | 1.96 | 97 | 77 | 206764969
KENMORE | (C,H,T)VH837GKA2* | EA*4X48L21A*+WALLCON | *80CTL0902120A* | 32200 | 32600 | 17.5 | 11.7 | 8.5 | 1.98 | 96 | 77 | 206997715
TEMPSTAR | TVH837GKA2* | EA*4X48L21A*+WALLCON | *80CTL0902120A* | 32200 | 32600 | 17.5 | 11.7 | 8.5 | 1.98 | 96 | 77 | 206771783
COMFORTMAKER | CVH837GKA2* | EA*4X48L21A*+WALLCON | *80CTL0902120A* | 32200 | 32600 | 17.5 | 11.7 | 8.5 | 1.98 | 96 | 77 | 206771779
KEEPRITE | CVH837GKA2* | EA*4X48L21A*+WALLCON | *80CTL0902120A* | 32200 | 32600 | 17.5 | 11.7 | 8.5 | 1.98 | 96 | 77 | 206771781
DAY & NIGHT | CVH837GKA2* | EA*4X48L21A*+WALLCON | *97CMN0602120A* | 32200 | 32800 | 17 | 11 | 8.1 | 1.96 | 97 | 77 | 206771879
ARCOAIRE | HVH837GKA2* | EA*4X48L21A*+WALLCON | *80CTL0902120A* | 32200 | 32600 | 17.5 | 11.7 | 8.5 | 1.98 | 96 | 77 | 206771778
KEEPRITE | CVH837GKA2* | EA*4X37L21A*+WALLCON | *80CTL0902120A* | 32800 | 33000 | 17.5 | 11.7 | 8.5 | 1.98 | 96 | 76 | 206771277
DAY & NIGHT | CVH837GKA2* | EA*4X37L21A*+WALLCON | *80CTL0902120A* | 32800 | 33000 | 17.5 | 11.7 | 8.5 | 1.98 | 96 | 76 | 206771276
COMFORTMAKER | CVH837GKA2* | EA*4X37L21A*+WALLCON | *80CTL0902120A* | 32800 | 33000 | 17.5 | 11.7 | 8.5 | 1.98 | 96 | 76 | 206771275
ARCOAIRE | HVH837GKA2* | EA*4X37L21A*+WALLCON | *80CTL0902120A* | 32800 | 33000 | 17.5 | 11.7 | 8.5 | 1.98 | 96 | 76 | 206771274
AIRQUEST | HVH837GKA2* | EA*4X37L21A*+WALLCON | *80CTL0902120A* | 32800 | 33000 | 17.5 | 11.7 | 8.5 | 1.98 | 96 | 76 | 206771273
HEIL | HVH837GKA2* | EA*4X37L21A*+WALLCON | *80CTL0902120A* | 32800 | 33000 | 17.5 | 11.7 | 8.5 | 1.98 | 96 | 76 | 206771272
TEMPSTAR | TVH837GKA2* | EA*4X42L24A*+WALLCON | *80CTL0902120A* | 31800 | 33200 | 17.5 | 11.5 | 8.1 | 1.9 | 95 | 73 | 206771531
CARRIER | 25VNA837A*031* | CAP**3721AL*+UI | 58TN*A090C21**20 | 32800 | 33000 | 17.5 | 11.7 | 8.5 | 1.98 | 96 | 76 | 206764911
BRYANT HEATING AND COOLING SYSTEMS | 288BNV037*0**B* | CAP**3721AL*+UI | 88*TA60090C21*** | 32800 | 33000 | 17.5 | 11.7 | 8.5 | 1.98 | 96 | 76 | 206771271
AIRQUEST | HVH837GKA2* | EA*4X48L24A*+WALLCON | *95CSU0802120A* | 32400 | 32400 | 17.5 | 11.5 | 8.5 | 2 | 97 | 77 | 206773520
HEIL | HVH837GKA2* | EA*4X48L24A*+WALLCON | *95CSU0802120A* | 32400 | 32400 | 17.5 | 11.5 | 8.5 | 2 | 97 | 77 | 206773519
BRYANT HEATING AND COOLING SYSTEMS | 288BNV037*0**B* | CAP**4824AL*+UI | 935CA60080C21*** | 32400 | 32400 | 17.5 | 11.5 | 8.5 | 2 | 97 | 77 | 206773518
CARRIER | 25VNA837A*031* | CAP**4824AL*+UI | 59CU5A080C21**20 | 32400 | 32400 | 17.5 | 11.5 | 8.5 | 2 | 97 | 77 | 206765150
TEMPSTAR | TVH837GKA2* | EA*4X48L21A*+WALLCON | *97CMN0602120A* | 32200 | 32800 | 17 | 11 | 8.1 | 1.96 | 97 | 77 | 206771882
KENMORE | (C,H,T)VH837GKA2* | EA*4X48L21A*+WALLCON | *97CMN0602120A* | 32200 | 32800 | 17 | 11 | 8.1 | 1.96 | 97 | 77 | 206997726
KENMORE | (C,H,T)VH837GKA2* | EA*4X42L24A*+WALLCON | *80CTL0902120A* | 31800 | 33200 | 17.5 | 11.5 | 8.1 | 1.9 | 95 | 73 | 206997687
KEEPRITE | CVH837GKA2* | EA*4X48L21A*+WALLCON | *97CMN0602120A* | 32200 | 32800 | 17 | 11 | 8.1 | 1.96 | 97 | 77 | 206771880
KEEPRITE | CVH837GKA2* | EA*4X42L24A*+WALLCON | *80CTL0902120A* | 31800 | 33200 | 17.5 | 11.5 | 8.1 | 1.9 | 95 | 73 | 206771529
DAY & NIGHT | CVH837GKA2* | EA*4X42L24A*+WALLCON | *80CTL0902120A* | 31800 | 33200 | 17.5 | 11.5 | 8.1 | 1.9 | 95 | 73 | 206771528
ARCOAIRE | HVH837GKA2* | EA*4X42L24A*+WALLCON | *80CTL0902120A* | 31800 | 33200 | 17.5 | 11.5 | 8.1 | 1.9 | 95 | 73 | 206771526
COMFORTMAKER | CVH837GKA2* | EA*4X42L24A*+WALLCON | *80CTL0902120A* | 31800 | 33200 | 17.5 | 11.5 | 8.1 | 1.9 | 95 | 73 | 206771527
AIRQUEST | HVH837GKA2* | EA*4X42L24A*+WALLCON | *80CTL0902120A* | 31800 | 33200 | 17.5 | 11.5 | 8.1 | 1.9 | 95 | 73 | 206771525
CARRIER | 25VNA837A*031* | CAP**4824AL*+UI | 59TN6B100C21**22 | 32400 | 32600 | 17.5 | 11.7 | 8.5 | 2 | 96 | 76 | 206764987
BRYANT HEATING AND COOLING SYSTEMS | 288BNV048*0**B* | CNPV*6024AL*+UI | 986TC66120C24*** | 45500 | 46500 | 17.5 | 10.5 | 8.5 | 2 | 78 | 62 | 206774380
ARCOAIRE | HVH848GKA2* | EA*4X61L24A*+WALLCON | *80CTL1352422A* | 46500 | 46000 | 17.5 | 10.5 | 8.5 | 2.04 | 78 | 62 | 206774095
CARRIER | 25VNA848A*031* | CNPV*6024AL*+UI | 59TN6B120C24**22 | 45500 | 46500 | 17.5 | 10.5 | 8.5 | 2 | 78 | 62 | 206765244
DAY & NIGHT | CVH848GKA2* | EN(A,D,W)4X60L24**+WALLCON | *80CTL1352422A* | 45500 | 46000 | 17.5 | 10.5 | 8.5 | 2.02 | 78 | 62 | 206774376
KENMORE | (C,H,T)VH848GKA2* | EN(A,D,W)4X60L24**+WALLCON | *80CTL1352422A* | 45500 | 46000 | 17.5 | 10.5 | 8.5 | 2.02 | 78 | 62 | 206997551
COMFORTMAKER | CVH848GKA2* | EN(A,D,W)4X60L24**+WALLCON | *80CTL1352422A* | 45500 | 46000 | 17.5 | 10.5 | 8.5 | 2.02 | 78 | 62 | 206774375
AIRQUEST | HVH848GKA2* | EA*4X61L24A*+WALLCON | *80CTL1352422A* | 46500 | 46000 | 17.5 | 10.5 | 8.5 | 2.04 | 78 | 62 | 206774094
HEIL | HVH848GKA2* | EA*4X61L24A*+WALLCON | *80CTL1352422A* | 46500 | 46000 | 17.5 | 10.5 | 8.5 | 2.04 | 78 | 62 | 206774093
CARRIER | 25VNA848A*031* | CAP**6124AL*+UI | 58TN*A135C24**22 | 46500 | 46000 | 17.5 | 10.5 | 8.5 | 2.04 | 78 | 62 | 206765212
BRYANT HEATING AND COOLING SYSTEMS | 288BNV048*0**B* | CAP**6124AL*+UI | 88*TA66135C24*** | 46500 | 46000 | 17.5 | 10.5 | 8.5 | 2.04 | 78 | 62 | 206774092
TEMPSTAR | TVH848GKA2* | EA*4X61L24A*+WALLCON | *80CSU0802120A* | 46500 | 46000 | 18 | 10 | 8.5 | 2.04 | 78 | 62 | 206774775
KENMORE | (C,H,T)VH848GKA2* | EA*4X61L24A*+WALLCON | *80CSU0802120A* | 46500 | 46000 | 18 | 10 | 8.5 | 2.04 | 78 | 62 | 206997595
COMFORTMAKER | CVH848GKA2* | EHD4X48AAL+WALLCON | *80CSU0802120A* | 45500 | 47000 | 17 | 10 | 8.5 | 2.08 | 79 | 64 | 206774824
AIRQUEST | HVH848GKA2* | EA*4X48L24A*+WALLCON | *80CTL1352422A* | 45000 | 46500 | 17.5 | 10 | 8.5 | 2.04 | 78 | 62 | 206773815
KEEPRITE | CVH848GKA2* | EHD4X48AAL+WALLCON | *80CSU0802120A* | 45500 | 47000 | 17 | 10 | 8.5 | 2.08 | 79 | 64 | 206774826
TEMPSTAR | TVH848GKA2* | EA*4X48L24A*+WALLCON | *80CTL1352422A* | 45000 | 46500 | 17.5 | 10 | 8.5 | 2.04 | 78 | 62 | 206773821
DAY & NIGHT | CVH848GKA2* | EHD4X48AAL+WALLCON | *80CSU0802120A* | 45500 | 47000 | 17 | 10 | 8.5 | 2.08 | 79 | 64 | 206774825
ARCOAIRE | HVH848GKA2* | EHD4X48AAL+WALLCON | *80CSU0802120A* | 45500 | 47000 | 17 | 10 | 8.5 | 2.08 | 79 | 64 | 206774823
AIRQUEST | HVH848GKA2* | EHD4X48AAL+WALLCON | *80CSU0802120A* | 45500 | 47000 | 17 | 10 | 8.5 | 2.08 | 79 | 64 | 206774822
HEIL | HVH848GKA2* | EHD4X48AAL+WALLCON | *80CSU0802120A* | 45500 | 47000 | 17 | 10 | 8.5 | 2.08 | 79 | 64 | 206774821
BRYANT HEATING AND COOLING SYSTEMS | 288BNV048*0**B* | CSPH*4812AL*+UI | 83*CA60080C21*** | 45500 | 47000 | 17 | 10 | 8.5 | 2.08 | 79 | 64 | 206774820
CARRIER | 25VNA848A*031* | CSPH*4812AL*+UI | 58CU*A080C21**20 | 45500 | 47000 | 17 | 10 | 8.5 | 2.08 | 79 | 64 | 206765292
KENMORE | (C,H,T)VH848GKA2* | EA*4X48L24A*+WALLCON | *80CTL1352422A* | 45000 | 46500 | 17.5 | 10 | 8.5 | 2.04 | 78 | 62 | 206997489
DAY & NIGHT | CVH848GKA2* | EA*4X48L24A*+WALLCON | *80CTL1352422A* | 45000 | 46500 | 17.5 | 10 | 8.5 | 2.04 | 78 | 62 | 206773818
ARCOAIRE | HVH848GKA2* | EA*4X48L24A*+WALLCON | *80CTL1352422A* | 45000 | 46500 | 17.5 | 10 | 8.5 | 2.04 | 78 | 62 | 206773816
HEIL | HVH848GKA2* | EA*4X48L24A*+WALLCON | *80CTL1352422A* | 45000 | 46500 | 17.5 | 10 | 8.5 | 2.04 | 78 | 62 | 206773814
KEEPRITE | CVH848GKA2* | EA*4X48L24A*+WALLCON | *95CSU0802120A* | 44500 | 46500 | 17 | 10 | 8.5 | 2.02 | 78 | 62 | 206774889
KENMORE | (C,H,T)VH848GKA2* | EA*4X48L24A*+WALLCON | *95CSU0802120A* | 44500 | 46500 | 17 | 10 | 8.5 | 2.02 | 78 | 62 | 206997608
TEMPSTAR | TVH848GKA2* | EA*4X48L24A*+WALLCON | *95CSU0802120A* | 44500 | 46500 | 17 | 10 | 8.5 | 2.02 | 78 | 62 | 206774891
DAY & NIGHT | CVH848GKA2* | EA*4X48L24A*+WALLCON | *95CSU0802120A* | 44500 | 46500 | 17 | 10 | 8.5 | 2.02 | 78 | 62 | 206774888
COMFORTMAKER | CVH848GKA2* | EA*4X48L24A*+WALLCON | *95CSU0802120A* | 44500 | 46500 | 17 | 10 | 8.5 | 2.02 | 78 | 62 | 206774887
ARCOAIRE | HVH848GKA2* | EA*4X48L24A*+WALLCON | *95CSU0802120A* | 44500 | 46500 | 17 | 10 | 8.5 | 2.02 | 78 | 62 | 206774886
HEIL | HVH848GKA2* | EA*4X48L24A*+WALLCON | *95CSU0802120A* | 44500 | 46500 | 17 | 10 | 8.5 | 2.02 | 78 | 62 | 206774884
AIRQUEST | HVH848GKA2* | EA*4X48L24A*+WALLCON | *95CSU0802120A* | 44500 | 46500 | 17 | 10 | 8.5 | 2.02 | 78 | 62 | 206774885
COMFORTMAKER | CVH848GKA2* | EA*4X48L21A*+WALLCON | *80CSU0802120A* | 45000 | 46500 | 17.5 | 10 | 8.5 | 2.02 | 78 | 62 | 206774690
BRYANT HEATING AND COOLING SYSTEMS | 288BNV048*0**B* | CAP**4824AL*+UI | 935CA60080C21*** | 44500 | 46500 | 17 | 10 | 8.5 | 2.02 | 78 | 62 | 206774883
HEIL | HVH848GKA2* | EA*4X48L24A*+WALLCON | *80CTL0902120A* | 44500 | 46500 | 17.5 | 10 | 8.5 | 2.02 | 78 | 62 | 206773805
CARRIER | 25VNA848A*031* | CAP**4824AL*+UI | 59CU5A080C21**20 | 44500 | 46500 | 17 | 10 | 8.5 | 2.02 | 78 | 62 | 206765299
TEMPSTAR | TVH848GKA2* | EA*4X48L21A*+WALLCON | *80CSU0802120A* | 45000 | 46500 | 17.5 | 10 | 8.5 | 2.02 | 78 | 62 | 206774694
KENMORE | (C,H,T)VH848GKA2* | EA*4X48L21A*+WALLCON | *80CSU0802120A* | 45000 | 46500 | 17.5 | 10 | 8.5 | 2.02 | 78 | 62 | 206997586
KEEPRITE | CVH848GKA2* | EA*4X48L21A*+WALLCON | *80CSU0802120A* | 45000 | 46500 | 17.5 | 10 | 8.5 | 2.02 | 78 | 62 | 206774692
ARCOAIRE | HVH848GKA2* | EA*4X48L21A*+WALLCON | *80CSU0802120A* | 45000 | 46500 | 17.5 | 10 | 8.5 | 2.02 | 78 | 62 | 206774689
KEEPRITE | CVH848GKA2* | EA*4X60L24A*+WALLCON | *95CSU1002122A* | 45500 | 45500 | 17.5 | 10 | 8.5 | 2.04 | 79 | 63 | 206774916
DAY & NIGHT | CVH848GKA2* | EA*4X60L24A*+WALLCON | *95CSU1002122A* | 45500 | 45500 | 17.5 | 10 | 8.5 | 2.04 | 79 | 63 | 206774915
HEIL | HVH848GKA2* | EA*4X60L24A*+WALLCON | *95CSU1002122A* | 45500 | 45500 | 17.5 | 10 | 8.5 | 2.04 | 79 | 63 | 206774911
AIRQUEST | HVH848GKA2* | EA*4X60L24A*+WALLCON | *95CSU1002122A* | 45500 | 45500 | 17.5 | 10 | 8.5 | 2.04 | 79 | 63 | 206774912
BRYANT HEATING AND COOLING SYSTEMS | 288BNV048*0**B* | CAP**6024AL*+UI | 935CA66100C21*** | 45500 | 45500 | 17.5 | 10 | 8.5 | 2.04 | 79 | 63 | 206774910
BRYANT HEATING AND COOLING SYSTEMS | 288BNV048*0**B* | CAP**4824AL*+UI | 88*TA60090C21*** | 44500 | 46500 | 17.5 | 10 | 8.5 | 2.02 | 78 | 62 | 206773804
CARRIER | 25VNA848A*031* | CAP**6024AL*+UI | 59CU5A100C21**22 | 45500 | 45500 | 17.5 | 10 | 8.5 | 2.04 | 79 | 63 | 206765302
AIRQUEST | HVH848GKA2* | EA*4X48L24A*+WALLCON | *80CTL0902120A* | 44500 | 46500 | 17.5 | 10 | 8.5 | 2.02 | 78 | 62 | 206773806
TEMPSTAR | TVH848GKA2* | EA*4X48L24A*+WALLCON | *80CSU0802120A* | 45000 | 46500 | 17.5 | 10 | 8.5 | 2.04 | 78 | 62 | 206774712
CARRIER | 25VNA848A*031* | CAP**4824AL*+UI | 58TN*A090C21**20 | 44500 | 46500 | 17.5 | 10 | 8.5 | 2.02 | 78 | 62 | 206765180
KEEPRITE | CVH848GKA2* | EA*4X48L24A*+WALLCON | *80CSU0802120A* | 45000 | 46500 | 17.5 | 10 | 8.5 | 2.04 | 78 | 62 | 206774710
KENMORE | (C,H,T)VH848GKA2* | EA*4X48L24A*+WALLCON | *80CSU0802120A* | 45000 | 46500 | 17.5 | 10 | 8.5 | 2.04 | 78 | 62 | 206997588
BRYANT HEATING AND COOLING SYSTEMS | 288BNV048*0**B* | CSPH*6012AL*+UI | 986TC66120C24*** | 46000 | 46000 | 17 | 10 | 8.5 | 2.04 | 79 | 63 | 206774596
ARCOAIRE | HVH837GKA2* | EHD4X60AAL+WALLCON | *96CTN1002122A* | 33000 | 32200 | 17 | 11.5 | 8.1 | 2.02 | 97 | 77 | 210471281
AIRQUEST | HVH825GKA3* | EHD4X42AAL+WALLCON | *95CSU1002122A* | 24200 | 21400 | 16 | 11 | 8.1 | 2 | 96 | 78 | 210474243
BRYANT HEATING AND COOLING SYSTEMS | 288BNV025*0**C* | CSPH*4212AL*+UI | 935CA60080C21*** | 24200 | 21400 | 16 | 11 | 8.1 | 2 | 96 | 78 | 210474229
TEMPSTAR | TVH825GKA3* | EHD4X42AAL+WALLCON | *95CSU0802120A* | 24200 | 21400 | 16 | 11 | 8.1 | 2 | 96 | 78 | 210474238
KENMORE | (C,H,T)VH825GKA3* | EHD4X42AAL+WALLCON | *95CSU0802120A* | 24200 | 21400 | 16 | 11 | 8.1 | 2 | 96 | 78 | 210474237
BRYANT HEATING AND COOLING SYSTEMS | 288BNV025*0**C* | CSPH*4212AL*+UI | 935CA66100C21*** | 24200 | 21400 | 16 | 11 | 8.1 | 2 | 96 | 78 | 210474240
KEEPRITE | CVH825GKA3* | EHD4X42AAL+WALLCON | *95CSU0802120A* | 24200 | 21400 | 16 | 11 | 8.1 | 2 | 96 | 78 | 210474236
CARRIER | 25VNA825A*032* | CSPH*4212AL*+UI | 59CU5A100C21**22 | 24200 | 21400 | 16 | 11 | 8.1 | 2 | 96 | 78 | 210474239
DAY & NIGHT | CVH825GKA3* | EHD4X42AAL+WALLCON | *95CSU0802120A* | 24200 | 21400 | 16 | 11 | 8.1 | 2 | 96 | 78 | 210474235
AIRQUEST | HVH825GKA3* | EHD4X42AAL+WALLCON | *95CSU0802120A* | 24200 | 21400 | 16 | 11 | 8.1 | 2 | 96 | 78 | 210474232
COMFORTMAKER | CVH825GKA3* | EHD4X42AAL+WALLCON | *95CSU0802120A* | 24200 | 21400 | 16 | 11 | 8.1 | 2 | 96 | 78 | 210474234
ARCOAIRE | HVH825GKA3* | EHD4X42AAL+WALLCON | *95CSU0802120A* | 24200 | 21400 | 16 | 11 | 8.1 | 2 | 96 | 78 | 210474233
CARRIER | 25VNA825A*032* | CSPH*4212AL*+UI | 59CU5A080C21**20 | 24200 | 21400 | 16 | 11 | 8.1 | 2 | 96 | 78 | 210474228
HEIL | HVH825GKA3* | EHD4X42AAL+WALLCON | *95CSU0802120A* | 24200 | 21400 | 16 | 11 | 8.1 | 2 | 96 | 78 | 210474230
ARCOAIRE | HVH837GKA2* | EHD4X42AAL+WALLCON | *80CTL0701716A* | 32400 | 33200 | 16.5 | 11 | 8.1 | 1.94 | 96 | 75 | 206772697
AIRQUEST | HVH837GKA2* | EHD4X42AAL+WALLCON | *80CTL0701716A* | 32400 | 33200 | 16.5 | 11 | 8.1 | 1.94 | 96 | 75 | 206772696
TEMPSTAR | TVH837GKA2* | EHD4X42AAL+WALLCON | *97CMN1202422A* | 32400 | 33200 | 16.5 | 11 | 8.1 | 1.96 | 95 | 75 | 206772801
HEIL | HVH837GKA2* | EHD4X42AAL+WALLCON | *80CTL0701716A* | 32400 | 33200 | 16.5 | 11 | 8.1 | 1.94 | 96 | 75 | 206772695
BRYANT HEATING AND COOLING SYSTEMS | 288BNV037*0**B* | CSPH*4212AL*+UI | 88*TA48070C17*** | 32400 | 33200 | 16.5 | 11 | 8.1 | 1.94 | 96 | 75 | 206772694
CARRIER | 25VNA837A*031* | CSPH*4212AL*+UI | 58TN*A070C17**16 | 32400 | 33200 | 16.5 | 11 | 8.1 | 1.94 | 96 | 75 | 206765062
AIRQUEST | HVH837GKA2* | EHD4X42AAL+WALLCON | *80CSU0601716A* | 32400 | 33200 | 17 | 11 | 8.1 | 1.94 | 96 | 75 | 206773331
HEIL | HVH837GKA2* | EHD4X42AAL+WALLCON | *80CSU0601716A* | 32400 | 33200 | 17 | 11 | 8.1 | 1.94 | 96 | 75 | 206773330
TEMPSTAR | TVH837GKA2* | EHD4X42AAL+WALLCON | *80CSU1002120A* | 32400 | 33200 | 16.5 | 11 | 8.1 | 1.96 | 95 | 75 | 206773355
KEEPRITE | CVH837GKA2* | EHD4X42AAL+WALLCON | *80CSU1002120A* | 32400 | 33200 | 16.5 | 11 | 8.1 | 1.96 | 95 | 75 | 206773353
KENMORE | (C,H,T)VH837GKA2* | EHD4X42AAL+WALLCON | *80CSU1002120A* | 32400 | 33200 | 16.5 | 11 | 8.1 | 1.96 | 95 | 75 | 206997891
KENMORE | (C,H,T)VH837GKA2* | EHD4X42AAL+WALLCON | *80CSU0601716A* | 32400 | 33200 | 17 | 11 | 8.1 | 1.94 | 96 | 75 | 206997889
KEEPRITE | CVH837GKA2* | EHD4X42AAL+WALLCON | *80CSU0601716A* | 32400 | 33200 | 17 | 11 | 8.1 | 1.94 | 96 | 75 | 206773335
DAY & NIGHT | CVH837GKA2* | EHD4X42AAL+WALLCON | *80CSU0601716A* | 32400 | 33200 | 17 | 11 | 8.1 | 1.94 | 96 | 75 | 206773334
COMFORTMAKER | CVH837GKA2* | EHD4X42AAL+WALLCON | *80CSU0601716A* | 32400 | 33200 | 17 | 11 | 8.1 | 1.94 | 96 | 75 | 206773333
ARCOAIRE | HVH837GKA2* | EHD4X42AAL+WALLCON | *80CSU0601716A* | 32400 | 33200 | 17 | 11 | 8.1 | 1.94 | 96 | 75 | 206773332
BRYANT HEATING AND COOLING SYSTEMS | 288BNV037*0**B* | CSPH*4212AL*+UI | 83*CA48060C17*** | 32400 | 33200 | 17 | 11 | 8.1 | 1.94 | 96 | 75 | 206773329
KEEPRITE | CVH837GKA2* | EHD4X42AAL+WALLCON | *96CTN1202422A* | 32600 | 33000 | 17 | 11 | 8.1 | 1.96 | 96 | 75 | 206772754
BRYANT HEATING AND COOLING SYSTEMS | 288BNV025*0**C* | CAP**4221AL*+UI | 986TC66100C21*** | 23800 | 21400 | 16.5 | 11 | 8.1 | 1.96 | 96 | 78 | 210472952
AIRQUEST | HVH825GKA3* | EA*4X42L21A*+WALLCON | *97CMN1002122A* | 23800 | 21400 | 16.5 | 11 | 8.1 | 1.96 | 96 | 78 | 210472944
CARRIER | 25VNA825A*032* | CAP**4221AL*+UI | 59TN6B100C21**22 | 23800 | 21400 | 16.5 | 11 | 8.1 | 1.96 | 96 | 78 | 210472951
TEMPSTAR | TVH825GKA3* | EA*4X42L21A*+WALLCON | *97CMN1002122A* | 23800 | 21400 | 16.5 | 11 | 8.1 | 1.96 | 96 | 78 | 210472950
DAY & NIGHT | CVH825GKA3* | EA*4X42L21A*+WALLCON | *97CMN1002122A* | 23800 | 21400 | 16.5 | 11 | 8.1 | 1.96 | 96 | 78 | 210472947
KENMORE | (C,H,T)VH825GKA3* | EA*4X42L21A*+WALLCON | *97CMN1002122A* | 23800 | 21400 | 16.5 | 11 | 8.1 | 1.96 | 96 | 78 | 210472949
KEEPRITE | CVH825GKA3* | EA*4X42L21A*+WALLCON | *97CMN1002122A* | 23800 | 21400 | 16.5 | 11 | 8.1 | 1.96 | 96 | 78 | 210472948
CARRIER | 25VNA825A*032* | CAP**4221AL*+UI | 59MN7B100C21**22 | 23800 | 21400 | 16.5 | 11 | 8.1 | 1.96 | 96 | 78 | 210472940
HEIL | HVH825GKA3* | EA*4X42L21A*+WALLCON | *97CMN1002122A* | 23800 | 21400 | 16.5 | 11 | 8.1 | 1.96 | 96 | 78 | 210472942
TEMPSTAR | TVH825GKA3* | EA*4X42L21A*+WALLCON | *97CMN0801714A* | 23600 | 21400 | 16.5 | 11 | 8.1 | 1.96 | 97 | 78 | 210472939
BRYANT HEATING AND COOLING SYSTEMS | 288BNV025*0**C* | CAP**4221AL*+UI | 987MB66100C21*** | 23800 | 21400 | 16.5 | 11 | 8.1 | 1.96 | 96 | 78 | 210472941
KENMORE | (C,H,T)VH825GKA3* | EA*4X42L21A*+WALLCON | *97CMN0801714A* | 23600 | 21400 | 16.5 | 11 | 8.1 | 1.96 | 97 | 78 | 210472938
KEEPRITE | CVH825GKA3* | EA*4X42L21A*+WALLCON | *97CMN0801714A* | 23600 | 21400 | 16.5 | 11 | 8.1 | 1.96 | 97 | 78 | 210472937
ARCOAIRE | HVH825GKA3* | EA*4X42L21A*+WALLCON | *97CMN0601714A* | 23600 | 21600 | 16 | 10.5 | 8.1 | 1.94 | 96 | 78 | 210472923
ARCOAIRE | HVH825GKA3* | EA*4X42L21A*+WALLCON | *97CMN0801714A* | 23600 | 21400 | 16.5 | 11 | 8.1 | 1.96 | 97 | 78 | 210472934
DAY & NIGHT | CVH825GKA3* | EA*4X42L21A*+WALLCON | *97CMN0801714A* | 23600 | 21400 | 16.5 | 11 | 8.1 | 1.96 | 97 | 78 | 210472936
AIRQUEST | HVH825GKA3* | EA*4X42L21A*+WALLCON | *97CMN0801714A* | 23600 | 21400 | 16.5 | 11 | 8.1 | 1.96 | 97 | 78 | 210472933
KENMORE | (C,H,T)VH825GKA3* | EA*4X42L21A*+WALLCON | *97CMN0601714A* | 23600 | 21600 | 16 | 10.5 | 8.1 | 1.94 | 96 | 78 | 210472927
COMFORTMAKER | CVH825GKA3* | EA*4X42L21A*+WALLCON | *97CMN0801714A* | 23600 | 21400 | 16.5 | 11 | 8.1 | 1.96 | 97 | 78 | 210472935
HEIL | HVH825GKA3* | EA*4X42L21A*+WALLCON | *97CMN0801714A* | 23600 | 21400 | 16.5 | 11 | 8.1 | 1.96 | 97 | 78 | 210472931
BRYANT HEATING AND COOLING SYSTEMS | 288BNV025*0**C* | CAP**4221AL*+UI | 987MB42080C17*** | 23600 | 21400 | 16.5 | 11 | 8.1 | 1.96 | 97 | 78 | 210472930
TEMPSTAR | TVH825GKA3* | EA*4X42L21A*+WALLCON | *97CMN0601714A* | 23600 | 21600 | 16 | 10.5 | 8.1 | 1.94 | 96 | 78 | 210472928
CARRIER | 25VNA825A*032* | CAP**4221AL*+UI | 59MN7B080C17**14 | 23600 | 21400 | 16.5 | 11 | 8.1 | 1.96 | 97 | 78 | 210472929
KEEPRITE | CVH825GKA3* | EA*4X42L21A*+WALLCON | *97CMN0601714A* | 23600 | 21600 | 16 | 10.5 | 8.1 | 1.94 | 96 | 78 | 210472926
COMFORTMAKER | CVH825GKA3* | EA*4X42L21A*+WALLCON | *97CMN0601714A* | 23600 | 21600 | 16 | 10.5 | 8.1 | 1.94 | 96 | 78 | 210472924
HEIL | HVH825GKA3* | EA*4X42L21A*+WALLCON | *97CMN0601714A* | 23600 | 21600 | 16 | 10.5 | 8.1 | 1.94 | 96 | 78 | 210472920
AIRQUEST | HVH825GKA3* | EA*4X42L21A*+WALLCON | *97CMN0601714A* | 23600 | 21600 | 16 | 10.5 | 8.1 | 1.94 | 96 | 78 | 210472922
BRYANT HEATING AND COOLING SYSTEMS | 288BNV025*0**C* | CAP**4221AL*+UI | 987MB42060C17*** | 23600 | 21600 | 16 | 10.5 | 8.1 | 1.94 | 96 | 78 | 210472919
CARRIER | 25VNA825A*032* | CAP**4221AL*+UI | 59MN7B060C17**14 | 23600 | 21600 | 16 | 10.5 | 8.1 | 1.94 | 96 | 78 | 210472918
DAY & NIGHT | CVH825GKA3* | EA*4X42L21A*+WALLCON | *96CTN0801714A* | 23600 | 21400 | 16.5 | 11 | 8.1 | 1.96 | 97 | 78 | 210472914
TEMPSTAR | TVH825GKA3* | EA*4X42L21A*+WALLCON | *96CTN0801714A* | 23600 | 21400 | 16.5 | 11 | 8.1 | 1.96 | 97 | 78 | 210472917
COMFORTMAKER | CVH825GKA3* | EA*4X42L21A*+WALLCON | *96CTN0801714A* | 23600 | 21400 | 16.5 | 11 | 8.1 | 1.96 | 97 | 78 | 210472913
KEEPRITE | CVH825GKA3* | EA*4X42L21A*+WALLCON | *96CTN0801714A* | 23600 | 21400 | 16.5 | 11 | 8.1 | 1.96 | 97 | 78 | 210472915
KENMORE | (C,H,T)VH825GKA3* | EA*4X42L21A*+WALLCON | *96CTN0801714A* | 23600 | 21400 | 16.5 | 11 | 8.1 | 1.96 | 97 | 78 | 210472916
AIRQUEST | HVH825GKA3* | EA*4X42L21A*+WALLCON | *96CTN0801714A* | 23600 | 21400 | 16.5 | 11 | 8.1 | 1.96 | 97 | 78 | 210472911
ARCOAIRE | HVH825GKA3* | EA*4X42L21A*+WALLCON | *96CTN0801714A* | 23600 | 21400 | 16.5 | 11 | 8.1 | 1.96 | 97 | 78 | 210472912
HEIL | HVH825GKA3* | EA*4X42L21A*+WALLCON | *96CTN0801714A* | 23600 | 21400 | 16.5 | 11 | 8.1 | 1.96 | 97 | 78 | 210472909
BRYANT HEATING AND COOLING SYSTEMS | 288BNV025*0**C* | CAP**4221AL*+UI | 986TC42080C17*** | 23600 | 21400 | 16.5 | 11 | 8.1 | 1.96 | 97 | 78 | 210472908
CARRIER | 25VNA825A*032* | CAP**4221AL*+UI | 59TN6B080C17**14 | 23600 | 21400 | 16.5 | 11 | 8.1 | 1.96 | 97 | 78 | 210472907
DAY & NIGHT | CVH825GKA3* | EA*4X42L21A*+WALLCON | *96CTN0601714A* | 23600 | 21400 | 16.5 | 11 | 8.1 | 1.94 | 97 | 78 | 210472903
AIRQUEST | HVH825GKA3* | EA*4X42L21A*+WALLCON | *96CTN0601714A* | 23600 | 21400 | 16.5 | 11 | 8.1 | 1.94 | 97 | 78 | 210472900
TEMPSTAR | TVH825GKA3* | EA*4X42L21A*+WALLCON | *96CTN0601714A* | 23600 | 21400 | 16.5 | 11 | 8.1 | 1.94 | 97 | 78 | 210472906
KEEPRITE | CVH825GKA3* | EA*4X42L21A*+WALLCON | *96CTN0601714A* | 23600 | 21400 | 16.5 | 11 | 8.1 | 1.94 | 97 | 78 | 210472904
ARCOAIRE | HVH825GKA3* | EA*4X42L21A*+WALLCON | *96CTN0601714A* | 23600 | 21400 | 16.5 | 11 | 8.1 | 1.94 | 97 | 78 | 210472901
HEIL | HVH825GKA3* | EA*4X42L21A*+WALLCON | *96CTN0601714A* | 23600 | 21400 | 16.5 | 11 | 8.1 | 1.94 | 97 | 78 | 210472898
BRYANT HEATING AND COOLING SYSTEMS | 288BNV025*0**C* | CAP**4221AL*+UI | 986TC42060C17*** | 23600 | 21400 | 16.5 | 11 | 8.1 | 1.94 | 97 | 78 | 210472897
TEMPSTAR | TVH825GKA3* | EA*4X42L21A*+WALLCON | *80CTL0701716A* | 23800 | 21400 | 16.5 | 11 | 8.1 | 1.96 | 96 | 78 | 210472895
CARRIER | 25VNA825A*032* | CAP**4221AL*+UI | 59TN6B060C17**14 | 23600 | 21400 | 16.5 | 11 | 8.1 | 1.94 | 97 | 78 | 210472896
BRYANT HEATING AND COOLING SYSTEMS | 288BNV025*0**C* | CAP**4221AL*+UI | 88*TA48070C17*** | 23800 | 21400 | 16.5 | 11 | 8.1 | 1.96 | 96 | 78 | 210472886
KENMORE | (C,H,T)VH825GKA3* | EA*4X42L21A*+WALLCON | *80CTL0701716A* | 23800 | 21400 | 16.5 | 11 | 8.1 | 1.96 | 96 | 78 | 210472894
KEEPRITE | CVH825GKA3* | EA*4X42L21A*+WALLCON | *80CTL0701716A* | 23800 | 21400 | 16.5 | 11 | 8.1 | 1.96 | 96 | 78 | 210472893
TEMPSTAR | TVH825GKA3* | EA*4X42L21A*+WALLCON | *80CTL0451712A* | 23600 | 21600 | 16.5 | 10.5 | 8.1 | 1.94 | 96 | 78 | 210472884
KEEPRITE | CVH824GKA** | EA*4X42L21A*+WALLCON | *96CTN1002122A* | 23600 | 22000 | 16.5 | 10 | 8.1 | 1.94 | 71 | 57 | 204291810
KENMORE | (C,H,T)VH824GKA** | EA*4X42L21A*+WALLCON | *96CTN1002122A* | 23600 | 22000 | 16.5 | 10 | 8.1 | 1.94 | 71 | 57 | 204291819
DAY & NIGHT | CVH824GKA** | EA*4X42L21A*+WALLCON | *96CTN1002122A* | 23600 | 22000 | 16.5 | 10 | 8.1 | 1.94 | 71 | 57 | 204291798
COMFORTMAKER | CVH824GKA** | EA*4X42L21A*+WALLCON | *96CTN1002122A* | 23600 | 22000 | 16.5 | 10 | 8.1 | 1.94 | 71 | 57 | 204291796
AIRQUEST | HVH824GKA** | EA*4X42L21A*+WALLCON | *96CTN1002122A* | 23600 | 22000 | 16.5 | 10 | 8.1 | 1.94 | 71 | 57 | 204291794
ARCOAIRE | HVH824GKA** | EA*4X42L21A*+WALLCON | *96CTN1002122A* | 23600 | 22000 | 16.5 | 10 | 8.1 | 1.94 | 71 | 57 | 204291795
HEIL | HVH824GKA** | EA*4X42L21A*+WALLCON | *96CTN1002122A* | 23600 | 22000 | 16.5 | 10 | 8.1 | 1.94 | 71 | 57 | 204291788
BRYANT HEATING AND COOLING SYSTEMS | 288BNV024B0**A* | CAP**4221AL*+UI | 986TC66100C21*** | 23600 | 22000 | 16.5 | 10 | 8.1 | 1.94 | 71 | 57 | 204291768
CARRIER | 25VNA837A*031* | CSPH*3612AL*+UI | 59TN6B120C24**22 | 32200 | 33200 | 16.5 | 11 | 8.1 | 1.94 | 95 | 74 | 206765049
TEMPSTAR | TVH825GKA3* | END4X42L17**+WALLCON | *80CSU0401712A* | 24000 | 21400 | 17 | 11 | 8.1 | 1.98 | 96 | 78 | 210473606
KENMORE | (C,H,T)VH825GKA3* | END4X42L17**+WALLCON | *80CSU0401712A* | 24000 | 21400 | 17 | 11 | 8.1 | 1.98 | 96 | 78 | 210473605
KEEPRITE | CVH825GKA3* | END4X42L17**+WALLCON | *80CSU0401712A* | 24000 | 21400 | 17 | 11 | 8.1 | 1.98 | 96 | 78 | 210473604
DAY & NIGHT | CVH825GKA3* | END4X42L17**+WALLCON | *80CSU0401712A* | 24000 | 21400 | 17 | 11 | 8.1 | 1.98 | 96 | 78 | 210473603
COMFORTMAKER | CVH825GKA3* | END4X42L17**+WALLCON | *80CSU0401712A* | 24000 | 21400 | 17 | 11 | 8.1 | 1.98 | 96 | 78 | 210473602
HEIL | HVH825GKA3* | EA*4X48L24A*+WALLCON | *96CTN1202422A* | 24200 | 21000 | 17 | 11 | 8.1 | 2.02 | 97 | 79 | 210473481
BRYANT HEATING AND COOLING SYSTEMS | 288BNV025*0**C* | CAP**4824AL*+UI | 986TC66120C24*** | 24200 | 21000 | 17 | 11 | 8.1 | 2.02 | 97 | 79 | 210473480
CARRIER | 25VNA825A*032* | CAP**4824AL*+UI | 59TN6B120C24**22 | 24200 | 21000 | 17 | 11 | 8.1 | 2.02 | 97 | 79 | 210473479
TEMPSTAR | TVH825GKA3* | EA*4X48L24A*+WALLCON | *80CTL1352422A* | 24200 | 21000 | 17 | 11 | 8.1 | 2.02 | 97 | 79 | 210473478
ARCOAIRE | HVH825GKA3* | END4X42L17**+WALLCON | *80CSU0401712A* | 24000 | 21400 | 17 | 11 | 8.1 | 1.98 | 96 | 78 | 210473601
AIRQUEST | HVH825GKA3* | END4X42L17**+WALLCON | *80CSU0401712A* | 24000 | 21400 | 17 | 11 | 8.1 | 1.98 | 96 | 78 | 210473600
KENMORE | (C,H,T)VH825GKA3* | EA*4X48L24A*+WALLCON | *80CTL1352422A* | 24200 | 21000 | 17 | 11 | 8.1 | 2.02 | 97 | 79 | 210473477
ARCOAIRE | HVH825GKA3* | EA*4X48L24A*+WALLCON | *97CMN1002122A* | 24200 | 21000 | 16.5 | 11 | 8.1 | 2.02 | 97 | 79 | 210473495
HEIL | HVH825GKA3* | END4X42L17**+WALLCON | *80CSU0401712A* | 24000 | 21400 | 17 | 11 | 8.1 | 1.98 | 96 | 78 | 210473598
KEEPRITE | CVH825GKA3* | EA*4X48L24A*+WALLCON | *80CTL1352422A* | 24200 | 21000 | 17 | 11 | 8.1 | 2.02 | 97 | 79 | 210473476
BRYANT HEATING AND COOLING SYSTEMS | 288BNV025*0**C* | CNPV*4217AL*+UI | 83*CA36040C17*** | 24000 | 21400 | 17 | 11 | 8.1 | 1.98 | 96 | 78 | 210473597
CARRIER | 25VNA825A*032* | CNPV*4217AL*+UI | 58CU*A040C17**12 | 24000 | 21400 | 17 | 11 | 8.1 | 1.98 | 96 | 78 | 210473596
TEMPSTAR | TVH824GKA** | EA*4X42L24A*+WALLCON | *96CTN1002122A* | 23600 | 22000 | 16.5 | 10 | 8.1 | 1.94 | 71 | 57 | 204292276
TEMPSTAR | TVH824GKA** | EA*4X42L24A*+WALLCON | *97CMN0602120A* | 23600 | 22200 | 16 | 10 | 8.1 | 1.92 | 71 | 57 | 204292296
KENMORE | (C,H,T)VH824GKA** | EA*4X42L24A*+WALLCON | *97CMN0602120A* | 23600 | 22200 | 16 | 10 | 8.1 | 1.92 | 71 | 57 | 204292295
DAY & NIGHT | CVH824GKA** | EA*4X42L24A*+WALLCON | *97CMN0602120A* | 23600 | 22200 | 16 | 10 | 8.1 | 1.92 | 71 | 57 | 204292293
COMFORTMAKER | CVH824GKA** | EA*4X42L24A*+WALLCON | *97CMN0602120A* | 23600 | 22200 | 16 | 10 | 8.1 | 1.92 | 71 | 57 | 204292292
ARCOAIRE | HVH824GKA** | EA*4X42L24A*+WALLCON | *97CMN0602120A* | 23600 | 22200 | 16 | 10 | 8.1 | 1.92 | 71 | 57 | 204292291
AIRQUEST | HVH824GKA** | EA*4X42L24A*+WALLCON | *97CMN0602120A* | 23600 | 22200 | 16 | 10 | 8.1 | 1.92 | 71 | 57 | 204292290
HEIL | HVH824GKA** | EA*4X42L24A*+WALLCON | *97CMN0602120A* | 23600 | 22200 | 16 | 10 | 8.1 | 1.92 | 71 | 57 | 204292289
KENMORE | (C,H,T)VH824GKA** | EA*4X42L24A*+WALLCON | *96CTN1002122A* | 23600 | 22000 | 16.5 | 10 | 8.1 | 1.94 | 71 | 57 | 204292275
KEEPRITE | CVH824GKA** | EA*4X42L24A*+WALLCON | *96CTN1002122A* | 23600 | 22000 | 16.5 | 10 | 8.1 | 1.94 | 71 | 57 | 204292274
DAY & NIGHT | CVH824GKA** | EA*4X42L24A*+WALLCON | *96CTN1002122A* | 23600 | 22000 | 16.5 | 10 | 8.1 | 1.94 | 71 | 57 | 204292273
COMFORTMAKER | CVH824GKA** | EA*4X42L24A*+WALLCON | *96CTN1002122A* | 23600 | 22000 | 16.5 | 10 | 8.1 | 1.94 | 71 | 57 | 204292272
TEMPSTAR | TVH837GKA2* | EHD4X42AAL+WALLCON | *96CTN1202422A* | 32600 | 33000 | 17 | 11 | 8.1 | 1.96 | 96 | 75 | 206772756
KENMORE | (C,H,T)VH837GKA2* | EHD4X42AAL+WALLCON | *96CTN1202422A* | 32600 | 33000 | 17 | 11 | 8.1 | 1.96 | 96 | 75 | 206997824
TEMPSTAR | TVH837GKA2* | EHD4X36AAL+WALLCON | *96CTN1002122A* | 32200 | 33200 | 16.5 | 11 | 8.1 | 1.94 | 95 | 75 | 206772648
KEEPRITE | CVH837GKA2* | EHD4X36AAL+WALLCON | *96CTN1002122A* | 32200 | 33200 | 16.5 | 11 | 8.1 | 1.94 | 95 | 75 | 206772646
KENMORE | (C,H,T)VH837GKA2* | EHD4X36AAL+WALLCON | *96CTN1002122A* | 32200 | 33200 | 16.5 | 11 | 8.1 | 1.94 | 95 | 75 | 206997812
DAY & NIGHT | CVH837GKA2* | EHD4X36AAL+WALLCON | *96CTN1002122A* | 32200 | 33200 | 16.5 | 11 | 8.1 | 1.94 | 95 | 75 | 206772645
CARRIER | 25VNA837A*031* | CSPH*4812AL*+UI | 58TN*A070C14**12 | 32600 | 33200 | 17 | 11 | 8.1 | 1.96 | 96 | 75 | 206765095
COMFORTMAKER | CVH837GKA2* | EHD4X36AAL+WALLCON | *96CTN1002122A* | 32200 | 33200 | 16.5 | 11 | 8.1 | 1.94 | 95 | 75 | 206772644
TEMPSTAR | TVH837GKA2* | EHD4X48AAL+WALLCON | *96CTN1002122A* | 32600 | 33000 | 17 | 11 | 8.1 | 1.98 | 96 | 75 | 206772990
KENMORE | (C,H,T)VH837GKA2* | EHD4X48AAL+WALLCON | *96CTN1002122A* | 32600 | 33000 | 17 | 11 | 8.1 | 1.98 | 96 | 75 | 206997850
KEEPRITE | CVH837GKA2* | EHD4X48AAL+WALLCON | *96CTN1002122A* | 32600 | 33000 | 17 | 11 | 8.1 | 1.98 | 96 | 75 | 206772988
DAY & NIGHT | CVH837GKA2* | EHD4X48AAL+WALLCON | *96CTN1002122A* | 32600 | 33000 | 17 | 11 | 8.1 | 1.98 | 96 | 75 | 206772987
ARCOAIRE | HVH837GKA2* | EHD4X48AAL+WALLCON | *96CTN1002122A* | 32600 | 33000 | 17 | 11 | 8.1 | 1.98 | 96 | 75 | 206772985
COMFORTMAKER | CVH837GKA2* | EHD4X48AAL+WALLCON | *96CTN1002122A* | 32600 | 33000 | 17 | 11 | 8.1 | 1.98 | 96 | 75 | 206772986
AIRQUEST | HVH837GKA2* | EHD4X48AAL+WALLCON | *96CTN1002122A* | 32600 | 33000 | 17 | 11 | 8.1 | 1.98 | 96 | 75 | 206772984
HEIL | HVH837GKA2* | EN(A,D,W)4X48L21**+WALLCON | *95CSU0802120A* | 32400 | 32800 | 17.5 | 11.7 | 8.1 | 1.96 | 96 | 76 | 206773600
BRYANT HEATING AND COOLING SYSTEMS | 288BNV037*0**B* | CNPV*4821AL*+UI | 935CA60080C21*** | 32400 | 32800 | 17.5 | 11.7 | 8.1 | 1.96 | 96 | 76 | 206773599
CARRIER | 25VNA837A*031* | CNPV*4821AL*+UI | 59CU5A080C21**20 | 32400 | 32800 | 17.5 | 11.7 | 8.1 | 1.96 | 96 | 76 | 206765159
CARRIER | 25VNA837A*031* | CNPV*4217AL*+UI | 58TN*A090C17**16 | 32200 | 33000 | 17.5 | 11.7 | 8.1 | 1.92 | 95 | 75 | 206765000
ARCOAIRE | HVH837GKA2* | EHD4X48AAL+WALLCON | *80CTL1352422A* | 32600 | 33000 | 17 | 11 | 8.1 | 1.98 | 96 | 75 | 206772895
AIRQUEST | HVH837GKA2* | EHD4X48AAL+WALLCON | *80CTL1352422A* | 32600 | 33000 | 17 | 11 | 8.1 | 1.98 | 96 | 75 | 206772894
DAY & NIGHT | CVH837GKA2* | EHD4X48AAL+WALLCON | *80CTL1352422A* | 32600 | 33000 | 17 | 11 | 8.1 | 1.98 | 96 | 75 | 206772897
COMFORTMAKER | CVH837GKA2* | EHD4X48AAL+WALLCON | *80CTL1352422A* | 32600 | 33000 | 17 | 11 | 8.1 | 1.98 | 96 | 75 | 206772896
HEIL | HVH837GKA2* | EHD4X48AAL+WALLCON | *80CTL1352422A* | 32600 | 33000 | 17 | 11 | 8.1 | 1.98 | 96 | 75 | 206772893
BRYANT HEATING AND COOLING SYSTEMS | 288BNV037*0**B* | CSPH*4812AL*+UI | 88*TA66135C24*** | 32600 | 33000 | 17 | 11 | 8.1 | 1.98 | 96 | 75 | 206772892
CARRIER | 25VNA837A*031* | CSPH*4812AL*+UI | 58TN*A135C24**22 | 32600 | 33000 | 17 | 11 | 8.1 | 1.98 | 96 | 75 | 206765084
TEMPSTAR | TVH837GKA2* | EHD4X48AAL+WALLCON | *80CTL0902120A* | 32600 | 33000 | 17 | 11 | 8.1 | 1.98 | 96 | 76 | 206772891
KENMORE | (C,H,T)VH837GKA2* | EHD4X48AAL+WALLCON | *80CTL0902120A* | 32600 | 33000 | 17 | 11 | 8.1 | 1.98 | 96 | 76 | 206997839
KEEPRITE | CVH837GKA2* | EHD4X48AAL+WALLCON | *80CTL0902120A* | 32600 | 33000 | 17 | 11 | 8.1 | 1.98 | 96 | 76 | 206772889
COMFORTMAKER | CVH837GKA2* | EHD4X48AAL+WALLCON | *80CTL0902120A* | 32600 | 33000 | 17 | 11 | 8.1 | 1.98 | 96 | 76 | 206772887
DAY & NIGHT | CVH837GKA2* | EHD4X48AAL+WALLCON | *80CTL0902120A* | 32600 | 33000 | 17 | 11 | 8.1 | 1.98 | 96 | 76 | 206772888
ARCOAIRE | HVH837GKA2* | EHD4X48AAL+WALLCON | *80CTL0902120A* | 32600 | 33000 | 17 | 11 | 8.1 | 1.98 | 96 | 76 | 206772886
KEEPRITE | CVH837GKA2* | EN(A,D)4X48L24**+WALLCON | *97CMN1202422A* | 32400 | 33000 | 17.5 | 11.5 | 8.1 | 1.96 | 96 | 75 | 206772411
AIRQUEST | HVH837GKA2* | EHD4X48AAL+WALLCON | *80CTL0902120A* | 32600 | 33000 | 17 | 11 | 8.1 | 1.98 | 96 | 76 | 206772885
HEIL | HVH837GKA2* | EHD4X48AAL+WALLCON | *80CTL0902120A* | 32600 | 33000 | 17 | 11 | 8.1 | 1.98 | 96 | 76 | 206772884
BRYANT HEATING AND COOLING SYSTEMS | 288BNV037*0**B* | CSPH*4812AL*+UI | 88*TA60090C21*** | 32600 | 33000 | 17 | 11 | 8.1 | 1.98 | 96 | 76 | 206772883
TEMPSTAR | TVH825GKA3* | EA*4X42L21A*+WALLCON | *80CSU0401712A* | 23800 | 21400 | 17 | 11 | 8.1 | 1.96 | 96 | 78 | 210472851
ARCOAIRE | HVH825GKA3* | EA*4X42L21A*+WALLCON | *80CTL0701716A* | 23800 | 21400 | 16.5 | 11 | 8.1 | 1.96 | 96 | 78 | 210472890
COMFORTMAKER | CVH825GKA3* | EA*4X42L21A*+WALLCON | *80CTL0701716A* | 23800 | 21400 | 16.5 | 11 | 8.1 | 1.96 | 96 | 78 | 210472891
AIRQUEST | HVH825GKA3* | EA*4X42L21A*+WALLCON | *80CTL0701716A* | 23800 | 21400 | 16.5 | 11 | 8.1 | 1.96 | 96 | 78 | 210472889
CARRIER | 25VNA825A*032* | CAP**4221AL*+UI | 58TN*A070C17**16 | 23800 | 21400 | 16.5 | 11 | 8.1 | 1.96 | 96 | 78 | 210472885
HEIL | HVH825GKA3* | EA*4X42L21A*+WALLCON | *80CTL0701716A* | 23800 | 21400 | 16.5 | 11 | 8.1 | 1.96 | 96 | 78 | 210472887
KENMORE | (C,H,T)VH825GKA3* | EA*4X42L21A*+WALLCON | *80CTL0451712A* | 23600 | 21600 | 16.5 | 10.5 | 8.1 | 1.94 | 96 | 78 | 210472883
KEEPRITE | CVH825GKA3* | EA*4X42L21A*+WALLCON | *80CTL0451712A* | 23600 | 21600 | 16.5 | 10.5 | 8.1 | 1.94 | 96 | 78 | 210472882
ARCOAIRE | HVH825GKA3* | EA*4X42L21A*+WALLCON | *80CTL0451712A* | 23600 | 21600 | 16.5 | 10.5 | 8.1 | 1.94 | 96 | 78 | 210472879
AIRQUEST | HVH825GKA3* | EA*4X42L21A*+WALLCON | *80CTL0451712A* | 23600 | 21600 | 16.5 | 10.5 | 8.1 | 1.94 | 96 | 78 | 210472878
COMFORTMAKER | CVH825GKA3* | EA*4X42L21A*+WALLCON | *80CTL0451712A* | 23600 | 21600 | 16.5 | 10.5 | 8.1 | 1.94 | 96 | 78 | 210472880
HEIL | HVH825GKA3* | EA*4X42L21A*+WALLCON | *80CTL0451712A* | 23600 | 21600 | 16.5 | 10.5 | 8.1 | 1.94 | 96 | 78 | 210472876
ARCOAIRE | HVH825GKA3* | EA*4X42L21A*+WALLCON | *80CSU1002120A* | 23800 | 21400 | 16.5 | 10.5 | 8.1 | 1.96 | 97 | 78 | 210472868
BRYANT HEATING AND COOLING SYSTEMS | 288BNV025*0**C* | CAP**4221AL*+UI | 88*TA36045C17*** | 23600 | 21600 | 16.5 | 10.5 | 8.1 | 1.94 | 96 | 78 | 210472875
CARRIER | 25VNA825A*032* | CAP**4221AL*+UI | 58TN*A045C17**12 | 23600 | 21600 | 16.5 | 10.5 | 8.1 | 1.94 | 96 | 78 | 210472874
TEMPSTAR | TVH825GKA3* | EA*4X42L21A*+WALLCON | *80CSU1002120A* | 23800 | 21400 | 16.5 | 10.5 | 8.1 | 1.96 | 97 | 78 | 210472873
KEEPRITE | CVH825GKA3* | EA*4X42L21A*+WALLCON | *80CSU1002120A* | 23800 | 21400 | 16.5 | 10.5 | 8.1 | 1.96 | 97 | 78 | 210472871
KENMORE | (C,H,T)VH825GKA3* | EA*4X42L21A*+WALLCON | *80CSU1002120A* | 23800 | 21400 | 16.5 | 10.5 | 8.1 | 1.96 | 97 | 78 | 210472872
DAY & NIGHT | CVH825GKA3* | EA*4X42L21A*+WALLCON | *80CSU1002120A* | 23800 | 21400 | 16.5 | 10.5 | 8.1 | 1.96 | 97 | 78 | 210472870
BRYANT HEATING AND COOLING SYSTEMS | 288BNV025*0**C* | CAP**4221AL*+UI | 83*CA60100C21*** | 23800 | 21400 | 16.5 | 10.5 | 8.1 | 1.96 | 97 | 78 | 210472864
COMFORTMAKER | CVH825GKA3* | EA*4X42L21A*+WALLCON | *80CSU1002120A* | 23800 | 21400 | 16.5 | 10.5 | 8.1 | 1.96 | 97 | 78 | 210472869
AIRQUEST | HVH825GKA3* | EA*4X42L21A*+WALLCON | *80CSU1002120A* | 23800 | 21400 | 16.5 | 10.5 | 8.1 | 1.96 | 97 | 78 | 210472867
HEIL | HVH825GKA3* | EA*4X42L21A*+WALLCON | *80CSU1002120A* | 23800 | 21400 | 16.5 | 10.5 | 8.1 | 1.96 | 97 | 78 | 210472865
CARRIER | 25VNA825A*032* | CAP**4221AL*+UI | 58CU*A100C21**20 | 23800 | 21400 | 16.5 | 10.5 | 8.1 | 1.96 | 97 | 78 | 210472863
KENMORE | (C,H,T)VH825GKA3* | EA*4X42L21A*+WALLCON | *80CSU0601716A* | 23800 | 21400 | 16.5 | 10.5 | 8.1 | 1.96 | 96 | 78 | 210472861
COMFORTMAKER | CVH825GKA3* | EA*4X42L21A*+WALLCON | *80CSU0401712A* | 23800 | 21400 | 17 | 11 | 8.1 | 1.96 | 96 | 78 | 210472847
COMFORTMAKER | CVH825GKA3* | EA*4X42L21A*+WALLCON | *80CSU0601716A* | 23800 | 21400 | 16.5 | 10.5 | 8.1 | 1.96 | 96 | 78 | 210472858
DAY & NIGHT | CVH825GKA3* | EA*4X42L21A*+WALLCON | *80CSU0601716A* | 23800 | 21400 | 16.5 | 10.5 | 8.1 | 1.96 | 96 | 78 | 210472859
TEMPSTAR | TVH825GKA3* | EA*4X42L21A*+WALLCON | *80CSU0601716A* | 23800 | 21400 | 16.5 | 10.5 | 8.1 | 1.96 | 96 | 78 | 210472862
KENMORE | (C,H,T)VH825GKA3* | EA*4X42L21A*+WALLCON | *80CSU0401712A* | 23800 | 21400 | 17 | 11 | 8.1 | 1.96 | 96 | 78 | 210472850
ARCOAIRE | HVH825GKA3* | EA*4X42L21A*+WALLCON | *80CSU0601716A* | 23800 | 21400 | 16.5 | 10.5 | 8.1 | 1.96 | 96 | 78 | 210472857
AIRQUEST | HVH825GKA3* | EA*4X42L21A*+WALLCON | *80CSU0601716A* | 23800 | 21400 | 16.5 | 10.5 | 8.1 | 1.96 | 96 | 78 | 210472856
HEIL | HVH825GKA3* | EA*4X42L21A*+WALLCON | *80CSU0601716A* | 23800 | 21400 | 16.5 | 10.5 | 8.1 | 1.96 | 96 | 78 | 210472854
BRYANT HEATING AND COOLING SYSTEMS | 288BNV025*0**C* | CAP**4221AL*+UI | 83*CA48060C17*** | 23800 | 21400 | 16.5 | 10.5 | 8.1 | 1.96 | 96 | 78 | 210472853
CARRIER | 25VNA825A*032* | CAP**4221AL*+UI | 58CU*A060C17**16 | 23800 | 21400 | 16.5 | 10.5 | 8.1 | 1.96 | 96 | 78 | 210472852
DAY & NIGHT | CVH825GKA3* | EA*4X42L21A*+WALLCON | *80CSU0401712A* | 23800 | 21400 | 17 | 11 | 8.1 | 1.96 | 96 | 78 | 210472848
KEEPRITE | CVH825GKA3* | EA*4X42L21A*+WALLCON | *80CSU0401712A* | 23800 | 21400 | 17 | 11 | 8.1 | 1.96 | 96 | 78 | 210472849
ARCOAIRE | HVH825GKA3* | EA*4X42L21A*+WALLCON | *80CSU0401712A* | 23800 | 21400 | 17 | 11 | 8.1 | 1.96 | 96 | 78 | 210472846
AIRQUEST | HVH825GKA3* | EA*4X42L21A*+WALLCON | *80CSU0401712A* | 23800 | 21400 | 17 | 11 | 8.1 | 1.96 | 96 | 78 | 210472845
HEIL | HVH825GKA3* | EA*4X42L21A*+WALLCON | *80CSU0401712A* | 23800 | 21400 | 17 | 11 | 8.1 | 1.96 | 96 | 78 | 210472843
KEEPRITE | CVH825GKA3* | EA*4X42L21A*+WALLCON | *95CSU1002122A* | 23800 | 21400 | 16.5 | 11 | 8.1 | 1.96 | 96 | 78 | 210472838
BRYANT HEATING AND COOLING SYSTEMS | 288BNV025*0**C* | CAP**4221AL*+UI | 83*CA36040C17*** | 23800 | 21400 | 17 | 11 | 8.1 | 1.96 | 96 | 78 | 210472842
CARRIER | 25VNA825A*032* | CAP**4221AL*+UI | 58CU*A040C17**12 | 23800 | 21400 | 17 | 11 | 8.1 | 1.96 | 96 | 78 | 210472841
KENMORE | (C,H,T)VH825GKA3* | EA*4X42L21A*+WALLCON | *95CSU1002122A* | 23800 | 21400 | 16.5 | 11 | 8.1 | 1.96 | 96 | 78 | 210472839
TEMPSTAR | TVH825GKA3* | EA*4X42L21A*+WALLCON | *95CSU1002122A* | 23800 | 21400 | 16.5 | 11 | 8.1 | 1.96 | 96 | 78 | 210472840
DAY & NIGHT | CVH825GKA3* | EA*4X42L21A*+WALLCON | *95CSU1002122A* | 23800 | 21400 | 16.5 | 11 | 8.1 | 1.96 | 96 | 78 | 210472837
COMFORTMAKER | CVH825GKA3* | EA*4X42L21A*+WALLCON | *95CSU1002122A* | 23800 | 21400 | 16.5 | 11 | 8.1 | 1.96 | 96 | 78 | 210472836
AIRQUEST | HVH825GKA3* | EA*4X42L21A*+WALLCON | *95CSU1002122A* | 23800 | 21400 | 16.5 | 11 | 8.1 | 1.96 | 96 | 78 | 210472834
ARCOAIRE | HVH825GKA3* | EA*4X42L21A*+WALLCON | *95CSU1002122A* | 23800 | 21400 | 16.5 | 11 | 8.1 | 1.96 | 96 | 78 | 210472835
AIRQUEST | HVH848GKA2* | EN(A,D)4X48L24**+WALLCON | *96CTN1202422A* | 45000 | 47000 | 17.5 | 10 | 8.5 | 2.06 | 79 | 63 | 206774283
TEMPSTAR | TVH848GKA2* | EN(A,D)4X48L24**+WALLCON | *80CTL1352422A* | 45000 | 47000 | 17.5 | 10 | 8.5 | 2.06 | 79 | 63 | 206774280
CARRIER | 25VNA848A*031* | CNPV*4824AL*+UI | 59TN6B120C24**22 | 45000 | 47000 | 17.5 | 10 | 8.5 | 2.06 | 79 | 63 | 206765233
KENMORE | (C,H,T)VH848GKA2* | EN(A,D)4X48L24**+WALLCON | *80CTL1352422A* | 45000 | 47000 | 17.5 | 10 | 8.5 | 2.06 | 79 | 63 | 206997540
KEEPRITE | CVH848GKA2* | EN(A,D)4X48L24**+WALLCON | *80CTL1352422A* | 45000 | 47000 | 17.5 | 10 | 8.5 | 2.06 | 79 | 63 | 206774278
DAY & NIGHT | CVH848GKA2* | EN(A,D)4X48L24**+WALLCON | *80CTL1352422A* | 45000 | 47000 | 17.5 | 10 | 8.5 | 2.06 | 79 | 63 | 206774277
BRYANT HEATING AND COOLING SYSTEMS | 288BNV048*0**B* | CAP**4824AL*+UI | 88*TA66135C24*** | 45000 | 46500 | 17.5 | 10 | 8.5 | 2.04 | 78 | 62 | 206773813
CARRIER | 25VNA848A*031* | CAP**4824AL*+UI | 58TN*A135C24**22 | 45000 | 46500 | 17.5 | 10 | 8.5 | 2.04 | 78 | 62 | 206765181
KEEPRITE | CVH848GKA2* | EHD4X60AAL+WALLCON | *95CSU1002122A* | 46000 | 46000 | 17 | 10 | 8.5 | 2.06 | 78 | 62 | 206775006
DAY & NIGHT | CVH848GKA2* | EHD4X60AAL+WALLCON | *95CSU1002122A* | 46000 | 46000 | 17 | 10 | 8.5 | 2.06 | 78 | 62 | 206775005
KEEPRITE | CVH848GKA2* | EA*4X48L24A*+WALLCON | *80CTL0902120A* | 44500 | 46500 | 17.5 | 10 | 8.5 | 2.02 | 78 | 62 | 206773810
KENMORE | (C,H,T)VH848GKA2* | EA*4X48L24A*+WALLCON | *80CTL0902120A* | 44500 | 46500 | 17.5 | 10 | 8.5 | 2.02 | 78 | 62 | 206997488
DAY & NIGHT | CVH848GKA2* | EA*4X48L24A*+WALLCON | *80CTL0902120A* | 44500 | 46500 | 17.5 | 10 | 8.5 | 2.02 | 78 | 62 | 206773809
COMFORTMAKER | CVH848GKA2* | EA*4X48L24A*+WALLCON | *80CTL0902120A* | 44500 | 46500 | 17.5 | 10 | 8.5 | 2.02 | 78 | 62 | 206773808
KENMORE | (C,H,T)VH848GKA2* | EHD4X60AAL+WALLCON | *95CSU1002122A* | 46000 | 46000 | 17 | 10 | 8.5 | 2.06 | 78 | 62 | 206997621
ARCOAIRE | HVH848GKA2* | EA*4X48L24A*+WALLCON | *80CTL0902120A* | 44500 | 46500 | 17.5 | 10 | 8.5 | 2.02 | 78 | 62 | 206773807
TEMPSTAR | TVH848GKA2* | EHD4X60AAL+WALLCON | *95CSU1002122A* | 46000 | 46000 | 17 | 10 | 8.5 | 2.06 | 78 | 62 | 206775008
COMFORTMAKER | CVH848GKA2* | EHD4X60AAL+WALLCON | *95CSU1002122A* | 46000 | 46000 | 17 | 10 | 8.5 | 2.06 | 78 | 62 | 206775004
ARCOAIRE | HVH848GKA2* | EHD4X60AAL+WALLCON | *95CSU1002122A* | 46000 | 46000 | 17 | 10 | 8.5 | 2.06 | 78 | 62 | 206775003
AIRQUEST | HVH848GKA2* | EHD4X60AAL+WALLCON | *95CSU1002122A* | 46000 | 46000 | 17 | 10 | 8.5 | 2.06 | 78 | 62 | 206775002
HEIL | HVH848GKA2* | EHD4X60AAL+WALLCON | *95CSU1002122A* | 46000 | 46000 | 17 | 10 | 8.5 | 2.06 | 78 | 62 | 206775001
COMFORTMAKER | CVH837GKA2* | EA*4X48L24A*+WALLCON | *96CTN1002122A* | 32400 | 32600 | 17.5 | 11.7 | 8.5 | 2 | 96 | 76 | 206771959
BRYANT HEATING AND COOLING SYSTEMS | 288BNV048*0**B* | CAP**6024AL*+UI | 88*TA66135C24*** | 45500 | 45500 | 17.5 | 10.5 | 8.5 | 2.04 | 79 | 63 | 206773912
CARRIER | 25VNA848A*031* | CAP**6024AL*+UI | 58TN*A135C24**22 | 45500 | 45500 | 17.5 | 10.5 | 8.5 | 2.04 | 79 | 63 | 206765192
ARCOAIRE | HVH848GKA2* | EA*4X48L24A*+WALLCON | *95CSU1002122A* | 45000 | 46500 | 17.5 | 10 | 8.5 | 2.02 | 78 | 62 | 206774895
AIRQUEST | HVH848GKA2* | EA*4X48L24A*+WALLCON | *95CSU1002122A* | 45000 | 46500 | 17.5 | 10 | 8.5 | 2.02 | 78 | 62 | 206774894
KENMORE | (C,H,T)VH848GKA2* | EA*4X60L24A*+WALLCON | *80CTL0902120A* | 45500 | 45500 | 17.5 | 10 | 8.5 | 2.02 | 79 | 63 | 206997499
DAY & NIGHT | CVH848GKA2* | EA*4X60L24A*+WALLCON | *80CTL0902120A* | 45500 | 45500 | 17.5 | 10 | 8.5 | 2.02 | 79 | 63 | 206773908
COMFORTMAKER | CVH848GKA2* | EA*4X60L24A*+WALLCON | *80CTL0902120A* | 45500 | 45500 | 17.5 | 10 | 8.5 | 2.02 | 79 | 63 | 206773907
DAY & NIGHT | CVH848GKA2* | EA*4X48L24A*+WALLCON | *95CSU1002122A* | 45000 | 46500 | 17.5 | 10 | 8.5 | 2.02 | 78 | 62 | 206774897
COMFORTMAKER | CVH848GKA2* | EA*4X48L24A*+WALLCON | *95CSU1002122A* | 45000 | 46500 | 17.5 | 10 | 8.5 | 2.02 | 78 | 62 | 206774896
KEEPRITE | CVH848GKA2* | EA*4X48L24A*+WALLCON | *95CSU1002122A* | 45000 | 46500 | 17.5 | 10 | 8.5 | 2.02 | 78 | 62 | 206774898
HEIL | HVH848GKA2* | EA*4X48L24A*+WALLCON | *95CSU1002122A* | 45000 | 46500 | 17.5 | 10 | 8.5 | 2.02 | 78 | 62 | 206774893
BRYANT HEATING AND COOLING SYSTEMS | 288BNV048*0**B* | CAP**4824AL*+UI | 935CA66100C21*** | 45000 | 46500 | 17.5 | 10 | 8.5 | 2.02 | 78 | 62 | 206774892
CARRIER | 25VNA848A*031* | CAP**4824AL*+UI | 59CU5A100C21**22 | 45000 | 46500 | 17.5 | 10 | 8.5 | 2.02 | 78 | 62 | 206765300
TEMPSTAR | TVH848GKA2* | EA*4X61L24A*+WALLCON | *95CSU1002122A* | 46500 | 46000 | 17.5 | 10 | 8.5 | 2.04 | 78 | 62 | 206774954
KENMORE | (C,H,T)VH848GKA2* | EA*4X61L24A*+WALLCON | *95CSU1002122A* | 46500 | 46000 | 17.5 | 10 | 8.5 | 2.04 | 78 | 62 | 206997615
KEEPRITE | CVH848GKA2* | EA*4X61L24A*+WALLCON | *95CSU1002122A* | 46500 | 46000 | 17.5 | 10 | 8.5 | 2.04 | 78 | 62 | 206774952
DAY & NIGHT | CVH848GKA2* | EA*4X61L24A*+WALLCON | *95CSU1002122A* | 46500 | 46000 | 17.5 | 10 | 8.5 | 2.04 | 78 | 62 | 206774951
COMFORTMAKER | CVH848GKA2* | EA*4X61L24A*+WALLCON | *95CSU1002122A* | 46500 | 46000 | 17.5 | 10 | 8.5 | 2.04 | 78 | 62 | 206774950
KEEPRITE | CVH848GKA2* | EN(A,D,W)4X60L24**+WALLCON | *80CTL1102120A* | 45500 | 46500 | 17.5 | 10 | 8.5 | 2 | 78 | 62 | 206774440
ARCOAIRE | HVH848GKA2* | EA*4X61L24A*+WALLCON | *95CSU1002122A* | 46500 | 46000 | 17.5 | 10 | 8.5 | 2.04 | 78 | 62 | 206774949
AIRQUEST | HVH848GKA2* | EA*4X61L24A*+WALLCON | *95CSU1002122A* | 46500 | 46000 | 17.5 | 10 | 8.5 | 2.04 | 78 | 62 | 206774948
HEIL | HVH848GKA2* | EA*4X61L24A*+WALLCON | *95CSU1002122A* | 46500 | 46000 | 17.5 | 10 | 8.5 | 2.04 | 78 | 62 | 206774947
ARCOAIRE | HVH837GKA2* | EA*4X48L24A*+WALLCON | *96CTN1002122A* | 32400 | 32600 | 17.5 | 11.7 | 8.5 | 2 | 96 | 76 | 206771958
KENMORE | (C,H,T)VH848GKA2* | EN(A,D,W)4X60L24**+WALLCON | *80CTL1102120A* | 45500 | 46500 | 17.5 | 10 | 8.5 | 2 | 78 | 62 | 206997558
DAY & NIGHT | CVH848GKA2* | EN(A,D,W)4X60L24**+WALLCON | *80CTL1102120A* | 45500 | 46500 | 17.5 | 10 | 8.5 | 2 | 78 | 62 | 206774439
ARCOAIRE | HVH848GKA2* | EN(A,D,W)4X60L24**+WALLCON | *80CTL1102120A* | 45500 | 46500 | 17.5 | 10 | 8.5 | 2 | 78 | 62 | 206774437
BRYANT HEATING AND COOLING SYSTEMS | 288BNV048*0**B* | CSPH*6012AL*+UI | 935CA66100C21*** | 46000 | 46000 | 17 | 10 | 8.5 | 2.06 | 78 | 62 | 206775000
COMFORTMAKER | CVH848GKA2* | EHD4X60AAL+WALLCON | *95CSU0802120A* | 46000 | 46000 | 17 | 10 | 8.5 | 2.04 | 79 | 63 | 206774995
CARRIER | 25VNA848A*031* | CSPH*6012AL*+UI | 59CU5A100C21**22 | 46000 | 46000 | 17 | 10 | 8.5 | 2.06 | 78 | 62 | 206765312
KEEPRITE | CVH848GKA2* | EHD4X60AAL+WALLCON | *95CSU0802120A* | 46000 | 46000 | 17 | 10 | 8.5 | 2.04 | 79 | 63 | 206774997
TEMPSTAR | TVH848GKA2* | EHD4X60AAL+WALLCON | *95CSU0802120A* | 46000 | 46000 | 17 | 10 | 8.5 | 2.04 | 79 | 63 | 206774999
KENMORE | (C,H,T)VH848GKA2* | EHD4X60AAL+WALLCON | *95CSU0802120A* | 46000 | 46000 | 17 | 10 | 8.5 | 2.04 | 79 | 63 | 206997620
CARRIER | 25VNA825A*032* | CSPH*4212AL*+UI | 58CU*A100C21**20 | 24200 | 21400 | 16 | 10.5 | 8.1 | 2 | 96 | 78 | 210474272
TEMPSTAR | TVH825GKA3* | EHD4X42AAL+WALLCON | *80CSU0601716A* | 24200 | 21400 | 16 | 10.5 | 8.1 | 2 | 96 | 78 | 210474271
KENMORE | (C,H,T)VH825GKA3* | EHD4X42AAL+WALLCON | *80CSU0601716A* | 24200 | 21400 | 16 | 10.5 | 8.1 | 2 | 96 | 78 | 210474270
DAY & NIGHT | CVH825GKA3* | EHD4X42AAL+WALLCON | *80CSU0601716A* | 24200 | 21400 | 16 | 10.5 | 8.1 | 2 | 96 | 78 | 210474268
HEIL | HVH825GKA3* | EHD4X42AAL+WALLCON | *97CMN1002122A* | 24200 | 21400 | 16 | 10.5 | 8.1 | 2 | 96 | 78 | 210474373
AIRQUEST | HVH825GKA3* | EHD4X42AAL+WALLCON | *80CSU0601716A* | 24200 | 21400 | 16 | 10.5 | 8.1 | 2 | 96 | 78 | 210474265
HEIL | HVH825GKA3* | EHD4X42AAL+WALLCON | *80CSU0601716A* | 24200 | 21400 | 16 | 10.5 | 8.1 | 2 | 96 | 78 | 210474263
CARRIER | 25VNA825A*032* | CSPH*4212AL*+UI | 58CU*A060C17**16 | 24200 | 21400 | 16 | 10.5 | 8.1 | 2 | 96 | 78 | 210474261
BRYANT HEATING AND COOLING SYSTEMS | 288BNV025*0**C* | CSPH*4212AL*+UI | 83*CA48060C17*** | 24200 | 21400 | 16 | 10.5 | 8.1 | 2 | 96 | 78 | 210474262
CARRIER | 25VNA825A*032* | CSPH*4212AL*+UI | 59MN7B100C21**22 | 24200 | 21400 | 16 | 10.5 | 8.1 | 2 | 96 | 78 | 210474371
BRYANT HEATING AND COOLING SYSTEMS | 288BNV025*0**C* | CSPH*4212AL*+UI | 987MB66100C21*** | 24200 | 21400 | 16 | 10.5 | 8.1 | 2 | 96 | 78 | 210474372
AIRQUEST | HVH825GKA3* | EHD4X42AAL+WALLCON | *80CSU0401712A* | 24200 | 21400 | 16.5 | 11 | 8.1 | 2 | 96 | 78 | 210474254
KENMORE | (C,H,T)VH825GKA3* | EHD4X42AAL+WALLCON | *80CSU0401712A* | 24200 | 21400 | 16.5 | 11 | 8.1 | 2 | 96 | 78 | 210474259
DAY & NIGHT | CVH825GKA3* | EHD4X42AAL+WALLCON | *80CSU0401712A* | 24200 | 21400 | 16.5 | 11 | 8.1 | 2 | 96 | 78 | 210474257
COMFORTMAKER | CVH825GKA3* | EHD4X42AAL+WALLCON | *80CSU0401712A* | 24200 | 21400 | 16.5 | 11 | 8.1 | 2 | 96 | 78 | 210474256
TEMPSTAR | TVH825GKA3* | EHD4X42AAL+WALLCON | *80CSU0401712A* | 24200 | 21400 | 16.5 | 11 | 8.1 | 2 | 96 | 78 | 210474260
KEEPRITE | CVH825GKA3* | EHD4X42AAL+WALLCON | *80CSU0401712A* | 24200 | 21400 | 16.5 | 11 | 8.1 | 2 | 96 | 78 | 210474258
TEMPSTAR | TVH848GKA2* | EN(A,D,W)4X48L21**+WALLCON | *96CTN1002122A* | 45000 | 47000 | 17.5 | 10 | 8.5 | 1.98 | 77 | 61 | 206774226
KENMORE | (C,H,T)VH848GKA2* | EN(A,D,W)4X48L21**+WALLCON | *96CTN1002122A* | 45000 | 47000 | 17.5 | 10 | 8.5 | 1.98 | 77 | 61 | 206997534
KEEPRITE | CVH848GKA2* | EN(A,D,W)4X48L21**+WALLCON | *96CTN1002122A* | 45000 | 47000 | 17.5 | 10 | 8.5 | 1.98 | 77 | 61 | 206774224
COMFORTMAKER | CVH848GKA2* | EN(A,D,W)4X48L21**+WALLCON | *96CTN1002122A* | 45000 | 47000 | 17.5 | 10 | 8.5 | 1.98 | 77 | 61 | 206774222
ARCOAIRE | HVH848GKA2* | EN(A,D,W)4X48L21**+WALLCON | *96CTN1002122A* | 45000 | 47000 | 17.5 | 10 | 8.5 | 1.98 | 77 | 61 | 206774221
DAY & NIGHT | CVH848GKA2* | EN(A,D,W)4X48L21**+WALLCON | *96CTN1002122A* | 45000 | 47000 | 17.5 | 10 | 8.5 | 1.98 | 77 | 61 | 206774223
KEEPRITE | CVH848GKA2* | EA*4X60L24A*+WALLCON | *80CTL1352422A* | 45500 | 45500 | 17.5 | 10.5 | 8.5 | 2.04 | 79 | 63 | 206773918
COMFORTMAKER | CVH848GKA2* | EA*4X60L24A*+WALLCON | *80CTL1352422A* | 45500 | 45500 | 17.5 | 10.5 | 8.5 | 2.04 | 79 | 63 | 206773916
AIRQUEST | HVH848GKA2* | EN(A,D,W)4X48L21**+WALLCON | *96CTN1002122A* | 45000 | 47000 | 17.5 | 10 | 8.5 | 1.98 | 77 | 61 | 206774220
HEIL | HVH848GKA2* | EN(A,D,W)4X48L21**+WALLCON | *96CTN1002122A* | 45000 | 47000 | 17.5 | 10 | 8.5 | 1.98 | 77 | 61 | 206774219
KENMORE | (C,H,T)VH848GKA2* | EA*4X60L24A*+WALLCON | *80CTL1352422A* | 45500 | 45500 | 17.5 | 10.5 | 8.5 | 2.04 | 79 | 63 | 206997500
TEMPSTAR | TVH848GKA2* | EA*4X60L24A*+WALLCON | *80CTL1352422A* | 45500 | 45500 | 17.5 | 10.5 | 8.5 | 2.04 | 79 | 63 | 206773920
BRYANT HEATING AND COOLING SYSTEMS | 288BNV048*0**B* | CSPH*6012AL*+UI | 88*TA60110C21*** | 46000 | 46000 | 17 | 10 | 8.5 | 2.04 | 79 | 63 | 206774659
DAY & NIGHT | CVH848GKA2* | EA*4X60L24A*+WALLCON | *80CTL1352422A* | 45500 | 45500 | 17.5 | 10.5 | 8.5 | 2.04 | 79 | 63 | 206773917
ARCOAIRE | HVH848GKA2* | EA*4X60L24A*+WALLCON | *80CTL1352422A* | 45500 | 45500 | 17.5 | 10.5 | 8.5 | 2.04 | 79 | 63 | 206773915
AIRQUEST | HVH848GKA2* | EA*4X60L24A*+WALLCON | *80CTL1352422A* | 45500 | 45500 | 17.5 | 10.5 | 8.5 | 2.04 | 79 | 63 | 206773914
HEIL | HVH848GKA2* | EA*4X60L24A*+WALLCON | *80CTL1352422A* | 45500 | 45500 | 17.5 | 10.5 | 8.5 | 2.04 | 79 | 63 | 206773913
HEIL | HVH848GKA2* | EHD4X60AAL+WALLCON | *80CTL1102120A* | 46000 | 46000 | 17 | 10 | 8.5 | 2.04 | 79 | 63 | 206774660
CARRIER | 25VNA848A*031* | CSPH*6012AL*+UI | 58TN*A110C21**20 | 46000 | 46000 | 17 | 10 | 8.5 | 2.04 | 79 | 63 | 206765275
DAY & NIGHT | CVH848GKA2* | EHD4X60AAL+WALLCON | *96CTN1002122A* | 46000 | 46000 | 17 | 10 | 8.5 | 2.04 | 79 | 63 | 206774646
AIRQUEST | HVH848GKA2* | EN(A,D,W)4X60L24**+WALLCON | *97CMN1002122A* | 45500 | 46500 | 17.5 | 10 | 8.5 | 2 | 78 | 62 | 206774400
HEIL | HVH848GKA2* | EN(A,D,W)4X60L24**+WALLCON | *97CMN1002122A* | 45500 | 46500 | 17.5 | 10 | 8.5 | 2 | 78 | 62 | 206774399
TEMPSTAR | TVH848GKA2* | EHD4X60AAL+WALLCON | *96CTN1002122A* | 46000 | 46000 | 17 | 10 | 8.5 | 2.04 | 79 | 63 | 206774649
KEEPRITE | CVH848GKA2* | EHD4X60AAL+WALLCON | *96CTN1002122A* | 46000 | 46000 | 17 | 10 | 8.5 | 2.04 | 79 | 63 | 206774647
KENMORE | (C,H,T)VH848GKA2* | EHD4X60AAL+WALLCON | *96CTN1002122A* | 46000 | 46000 | 17 | 10 | 8.5 | 2.04 | 79 | 63 | 206997581
DAY & NIGHT | CVH848GKA2* | EN(A,D,W)4X60L24**+WALLCON | *97CMN1002122A* | 45500 | 46500 | 17.5 | 10 | 8.5 | 2 | 78 | 62 | 206774403
BRYANT HEATING AND COOLING SYSTEMS | 288BNV037*0**B* | CAP**3617AL*+UI | 88*TA48070C17*** | 31400 | 33400 | 17 | 11 | 8.1 | 1.84 | 94 | 73 | 206770974
COMFORTMAKER | CVH848GKA2* | EN(A,D,W)4X60L24**+WALLCON | *97CMN1002122A* | 45500 | 46500 | 17.5 | 10 | 8.5 | 2 | 78 | 62 | 206774402
KEEPRITE | CVH848GKA2* | EN(A,D,W)4X60L24**+WALLCON | *97CMN1002122A* | 45500 | 46500 | 17.5 | 10 | 8.5 | 2 | 78 | 62 | 206774404
ARCOAIRE | HVH848GKA2* | EN(A,D,W)4X60L24**+WALLCON | *97CMN1002122A* | 45500 | 46500 | 17.5 | 10 | 8.5 | 2 | 78 | 62 | 206774401
COMFORTMAKER | CVH837GKA2* | EA*4X36L17A*+WALLCON | *80CTL0701716A* | 31400 | 33400 | 17 | 11 | 8.1 | 1.84 | 94 | 73 | 206770978
CARRIER | 25VNA848A*031* | CNPV*6024AL*+UI | 59MN7B100C21**22 | 45500 | 46500 | 17.5 | 10 | 8.5 | 2 | 78 | 62 | 206765246
AIRQUEST | HVH837GKA2* | EA*4X36L17A*+WALLCON | *80CTL0701716A* | 31400 | 33400 | 17 | 11 | 8.1 | 1.84 | 94 | 73 | 206770976
DAY & NIGHT | CVH837GKA2* | EN(A,D)4X48L24**+WALLCON | *80CSU1002120A* | 32400 | 33000 | 17.5 | 11.5 | 8.1 | 1.96 | 96 | 75 | 210470861
TEMPSTAR | TVH837GKA2* | EN(A,D)4X48L24**+WALLCON | *80CSU1002120A* | 32400 | 33000 | 17.5 | 11.5 | 8.1 | 1.96 | 96 | 75 | 210470864
COMFORTMAKER | CVH837GKA2* | EN(A,D)4X48L24**+WALLCON | *80CSU1002120A* | 32400 | 33000 | 17.5 | 11.5 | 8.1 | 1.96 | 96 | 75 | 210470860
KEEPRITE | CVH837GKA2* | EN(A,D)4X48L24**+WALLCON | *80CSU1002120A* | 32400 | 33000 | 17.5 | 11.5 | 8.1 | 1.96 | 96 | 75 | 210470862
KENMORE | (C,H,T)VH837GKA2* | EN(A,D)4X48L24**+WALLCON | *80CSU1002120A* | 32400 | 33000 | 17.5 | 11.5 | 8.1 | 1.96 | 96 | 75 | 210470863
ARCOAIRE | HVH837GKA2* | EN(A,D)4X48L24**+WALLCON | *80CSU1002120A* | 32400 | 33000 | 17.5 | 11.5 | 8.1 | 1.96 | 96 | 75 | 210470859
AIRQUEST | HVH837GKA2* | EN(A,D)4X48L24**+WALLCON | *80CSU1002120A* | 32400 | 33000 | 17.5 | 11.5 | 8.1 | 1.96 | 96 | 75 | 210470858
CARRIER | 25VNA837A*031* | CNPV*4824AL*+UI | 58CU*A100C21**20 | 32400 | 33000 | 17.5 | 11.5 | 8.1 | 1.96 | 96 | 75 | 210470854
KEEPRITE | CVH837GKA2* | EN(A,D)4X48L24**+WALLCON | *95CSU1002122A* | 32400 | 32800 | 17.5 | 11.7 | 8.1 | 1.98 | 96 | 75 | 210470851
HEIL | HVH837GKA2* | EN(A,D)4X48L24**+WALLCON | *80CSU1002120A* | 32400 | 33000 | 17.5 | 11.5 | 8.1 | 1.96 | 96 | 75 | 210470856
DAY & NIGHT | CVH837GKA2* | EN(A,D)4X48L24**+WALLCON | *95CSU1002122A* | 32400 | 32800 | 17.5 | 11.7 | 8.1 | 1.98 | 96 | 75 | 210470850
BRYANT HEATING AND COOLING SYSTEMS | 288BNV037*0**B* | CNPV*4824AL*+UI | 83*CA60100C21*** | 32400 | 33000 | 17.5 | 11.5 | 8.1 | 1.96 | 96 | 75 | 210470855
TEMPSTAR | TVH837GKA2* | EN(A,D)4X48L24**+WALLCON | *95CSU1002122A* | 32400 | 32800 | 17.5 | 11.7 | 8.1 | 1.98 | 96 | 75 | 210470853
KENMORE | (C,H,T)VH837GKA2* | EN(A,D)4X48L24**+WALLCON | *95CSU1002122A* | 32400 | 32800 | 17.5 | 11.7 | 8.1 | 1.98 | 96 | 75 | 210470852
COMFORTMAKER | CVH837GKA2* | EN(A,D)4X48L24**+WALLCON | *95CSU1002122A* | 32400 | 32800 | 17.5 | 11.7 | 8.1 | 1.98 | 96 | 75 | 210470849
ARCOAIRE | HVH837GKA2* | EN(A,D)4X48L24**+WALLCON | *95CSU1002122A* | 32400 | 32800 | 17.5 | 11.7 | 8.1 | 1.98 | 96 | 75 | 210470848
BRYANT HEATING AND COOLING SYSTEMS | 288BNV037*0**B* | CNPV*4824AL*+UI | 935CA66100C21*** | 32400 | 32800 | 17.5 | 11.7 | 8.1 | 1.98 | 96 | 75 | 210470844
AIRQUEST | HVH837GKA2* | EN(A,D)4X48L24**+WALLCON | *95CSU1002122A* | 32400 | 32800 | 17.5 | 11.7 | 8.1 | 1.98 | 96 | 75 | 210470847
HEIL | HVH837GKA2* | EN(A,D)4X48L24**+WALLCON | *95CSU1002122A* | 32400 | 32800 | 17.5 | 11.7 | 8.1 | 1.98 | 96 | 75 | 210470845
DAY & NIGHT | CVH837GKA2* | EN(A,D)4X48L24**+WALLCON | *95CSU0802120A* | 32400 | 32800 | 17.5 | 11.7 | 8.1 | 1.96 | 96 | 76 | 210470839
COMFORTMAKER | CVH837GKA2* | EN(A,D)4X48L24**+WALLCON | *95CSU0802120A* | 32400 | 32800 | 17.5 | 11.7 | 8.1 | 1.96 | 96 | 76 | 210470838
KEEPRITE | CVH837GKA2* | EN(A,D)4X48L24**+WALLCON | *95CSU0802120A* | 32400 | 32800 | 17.5 | 11.7 | 8.1 | 1.96 | 96 | 76 | 210470840
TEMPSTAR | TVH837GKA2* | EN(A,D)4X48L24**+WALLCON | *95CSU0802120A* | 32400 | 32800 | 17.5 | 11.7 | 8.1 | 1.96 | 96 | 76 | 210470842
ARCOAIRE | HVH837GKA2* | EN(A,D)4X48L24**+WALLCON | *95CSU0802120A* | 32400 | 32800 | 17.5 | 11.7 | 8.1 | 1.96 | 96 | 76 | 210470837
AIRQUEST | HVH837GKA2* | EN(A,D)4X48L24**+WALLCON | *95CSU0802120A* | 32400 | 32800 | 17.5 | 11.7 | 8.1 | 1.96 | 96 | 76 | 210470836
KENMORE | (C,H,T)VH837GKA2* | EN(A,D)4X48L24**+WALLCON | *95CSU0802120A* | 32400 | 32800 | 17.5 | 11.7 | 8.1 | 1.96 | 96 | 76 | 210470841
BRYANT HEATING AND COOLING SYSTEMS | 288BNV037*0**B* | CNPV*4824AL*+UI | 935CA60080C21*** | 32400 | 32800 | 17.5 | 11.7 | 8.1 | 1.96 | 96 | 76 | 210470833
HEIL | HVH837GKA2* | EN(A,D)4X48L24**+WALLCON | *95CSU0802120A* | 32400 | 32800 | 17.5 | 11.7 | 8.1 | 1.96 | 96 | 76 | 210470834
CARRIER | 25VNA837A*031* | CNPV*4824AL*+UI | 59CU5A080C21**20 | 32400 | 32800 | 17.5 | 11.7 | 8.1 | 1.96 | 96 | 76 | 210470832
COMFORTMAKER | CVH837GKA2* | EN(A,D,W)4X48L21**+WALLCON | *80CSU0601716A* | 32400 | 33000 | 17.5 | 11.7 | 8.1 | 1.96 | 96 | 75 | 210470815
ARCOAIRE | HVH837GKA2* | EN(A,D,W)4X48L21**+WALLCON | *80CSU0601716A* | 32400 | 33000 | 17.5 | 11.7 | 8.1 | 1.96 | 96 | 75 | 210470814
TEMPSTAR | TVH825GKA3* | END4X42L17**+WALLCON | *80CTL0901716A* | 24000 | 21400 | 17 | 11.5 | 8.1 | 2 | 96 | 78 | 210473705
KENMORE | (C,H,T)VH825GKA3* | END4X42L17**+WALLCON | *80CTL0901716A* | 24000 | 21400 | 17 | 11.5 | 8.1 | 2 | 96 | 78 | 210473704
KEEPRITE | CVH825GKA3* | END4X42L17**+WALLCON | *80CTL0901716A* | 24000 | 21400 | 17 | 11.5 | 8.1 | 2 | 96 | 78 | 210473703
DAY & NIGHT | CVH825GKA3* | END4X42L17**+WALLCON | *80CTL0901716A* | 24000 | 21400 | 17 | 11.5 | 8.1 | 2 | 96 | 78 | 210473702
ARCOAIRE | HVH825GKA3* | END4X42L17**+WALLCON | *80CTL0901716A* | 24000 | 21400 | 17 | 11.5 | 8.1 | 2 | 96 | 78 | 210473700
COMFORTMAKER | CVH825GKA3* | END4X42L17**+WALLCON | *80CTL0901716A* | 24000 | 21400 | 17 | 11.5 | 8.1 | 2 | 96 | 78 | 210473701
AIRQUEST | HVH825GKA3* | END4X42L17**+WALLCON | *80CTL0901716A* | 24000 | 21400 | 17 | 11.5 | 8.1 | 2 | 96 | 78 | 210473699
HEIL | HVH825GKA3* | END4X42L17**+WALLCON | *80CTL0901716A* | 24000 | 21400 | 17 | 11.5 | 8.1 | 2 | 96 | 78 | 210473697
BRYANT HEATING AND COOLING SYSTEMS | 288BNV025*0**C* | CNPV*4217AL*+UI | 88*TA48090C17*** | 24000 | 21400 | 17 | 11.5 | 8.1 | 2 | 96 | 78 | 210473696
CARRIER | 25VNA825A*032* | CNPV*4217AL*+UI | 58TN*A090C17**16 | 24000 | 21400 | 17 | 11.5 | 8.1 | 2 | 96 | 78 | 210473695
TEMPSTAR | TVH825GKA3* | END4X42L17**+WALLCON | *80CTL0701412A* | 24000 | 21400 | 17 | 11 | 8.1 | 2 | 96 | 78 | 210473694
KENMORE | (C,H,T)VH825GKA3* | END4X42L17**+WALLCON | *80CTL0701412A* | 24000 | 21400 | 17 | 11 | 8.1 | 2 | 96 | 78 | 210473693
KEEPRITE | CVH825GKA3* | END4X42L17**+WALLCON | *80CTL0701412A* | 24000 | 21400 | 17 | 11 | 8.1 | 2 | 96 | 78 | 210473692
COMFORTMAKER | CVH825GKA3* | END4X42L17**+WALLCON | *80CTL0701412A* | 24000 | 21400 | 17 | 11 | 8.1 | 2 | 96 | 78 | 210473690
DAY & NIGHT | CVH825GKA3* | END4X42L17**+WALLCON | *80CTL0701412A* | 24000 | 21400 | 17 | 11 | 8.1 | 2 | 96 | 78 | 210473691
ARCOAIRE | HVH825GKA3* | END4X42L17**+WALLCON | *80CTL0701412A* | 24000 | 21400 | 17 | 11 | 8.1 | 2 | 96 | 78 | 210473689
AIRQUEST | HVH825GKA3* | END4X42L17**+WALLCON | *80CTL0701412A* | 24000 | 21400 | 17 | 11 | 8.1 | 2 | 96 | 78 | 210473688
CARRIER | 25VNA825A*032* | CNPV*4217AL*+UI | 58TN*A070C14**12 | 24000 | 21400 | 17 | 11 | 8.1 | 2 | 96 | 78 | 210473684
HEIL | HVH825GKA3* | END4X42L17**+WALLCON | *80CTL0701412A* | 24000 | 21400 | 17 | 11 | 8.1 | 2 | 96 | 78 | 210473686
BRYANT HEATING AND COOLING SYSTEMS | 288BNV025*0**C* | CNPV*4217AL*+UI | 88*TA36070C14*** | 24000 | 21400 | 17 | 11 | 8.1 | 2 | 96 | 78 | 210473685
BRYANT HEATING AND COOLING SYSTEMS | 288BNV048*0**B* | CAP**6024AL*+UI | 88*TA60090C21*** | 45500 | 45500 | 17.5 | 10 | 8.5 | 2.02 | 79 | 63 | 206773903
DAY & NIGHT | CVH848GKA2* | EHD4X60AAL+WALLCON | *95CSU0802120A* | 46000 | 46000 | 17 | 10 | 8.5 | 2.04 | 79 | 63 | 206774996
CARRIER | 25VNA848A*031* | CAP**6024AL*+UI | 58TN*A090C21**20 | 45500 | 45500 | 17.5 | 10 | 8.5 | 2.02 | 79 | 63 | 206765191
ARCOAIRE | HVH848GKA2* | EHD4X60AAL+WALLCON | *95CSU0802120A* | 46000 | 46000 | 17 | 10 | 8.5 | 2.04 | 79 | 63 | 206774994
AIRQUEST | HVH848GKA2* | EA*4X60L24A*+WALLCON | *80CTL0902120A* | 45500 | 45500 | 17.5 | 10 | 8.5 | 2.02 | 79 | 63 | 206773905
HEIL | HVH848GKA2* | EA*4X60L24A*+WALLCON | *80CTL0902120A* | 45500 | 45500 | 17.5 | 10 | 8.5 | 2.02 | 79 | 63 | 206773904
DAY & NIGHT | CVH848GKA2* | EA*4X60L24A*+WALLCON | *80CSU0802120A* | 45500 | 45500 | 17.5 | 10 | 8.5 | 2.04 | 79 | 63 | 206774727
AIRQUEST | HVH837GKA2* | EA*4X48L24A*+WALLCON | *96CTN1002122A* | 32400 | 32600 | 17.5 | 11.7 | 8.5 | 2 | 96 | 76 | 206771957
KEEPRITE | CVH848GKA2* | EA*4X60L24A*+WALLCON | *80CSU0802120A* | 45500 | 45500 | 17.5 | 10 | 8.5 | 2.04 | 79 | 63 | 206774728
DAY & NIGHT | CVH848GKA2* | EN(A,D,W)4X60L24**+WALLCON | *96CTN1202422A* | 45500 | 46500 | 17.5 | 10.5 | 8.5 | 2 | 78 | 62 | 206774385
COMFORTMAKER | CVH848GKA2* | EN(A,D,W)4X60L24**+WALLCON | *96CTN1202422A* | 45500 | 46500 | 17.5 | 10.5 | 8.5 | 2 | 78 | 62 | 206774384
TEMPSTAR | TVH848GKA2* | EN(A,D,W)4X60L24**+WALLCON | *96CTN1202422A* | 45500 | 46500 | 17.5 | 10.5 | 8.5 | 2 | 78 | 62 | 206774388
KENMORE | (C,H,T)VH848GKA2* | EN(A,D,W)4X60L24**+WALLCON | *96CTN1202422A* | 45500 | 46500 | 17.5 | 10.5 | 8.5 | 2 | 78 | 62 | 206997552
KEEPRITE | CVH848GKA2* | EN(A,D,W)4X60L24**+WALLCON | *96CTN1202422A* | 45500 | 46500 | 17.5 | 10.5 | 8.5 | 2 | 78 | 62 | 206774386
ARCOAIRE | HVH848GKA2* | EN(A,D,W)4X60L24**+WALLCON | *96CTN1202422A* | 45500 | 46500 | 17.5 | 10.5 | 8.5 | 2 | 78 | 62 | 206774383
AIRQUEST | HVH848GKA2* | EN(A,D,W)4X60L24**+WALLCON | *96CTN1202422A* | 45500 | 46500 | 17.5 | 10.5 | 8.5 | 2 | 78 | 62 | 206774382
HEIL | HVH848GKA2* | EN(A,D,W)4X60L24**+WALLCON | *96CTN1202422A* | 45500 | 46500 | 17.5 | 10.5 | 8.5 | 2 | 78 | 62 | 206774381
CARRIER | 25VNA848A*031* | CAP**6124AL*+UI | 59CU5A100C21**22 | 46500 | 46000 | 17.5 | 10 | 8.5 | 2.04 | 78 | 62 | 206765306
KEEPRITE | CVH848GKA2* | EA*4X60L24A*+WALLCON | *96CTN1002122A* | 45500 | 45500 | 17.5 | 10 | 8.5 | 2.02 | 79 | 63 | 206773972
TEMPSTAR | TVH848GKA2* | EA*4X60L24A*+WALLCON | *96CTN1002122A* | 45500 | 45500 | 17.5 | 10 | 8.5 | 2.02 | 79 | 63 | 206773974
KEEPRITE | CVH848GKA2* | EA*4X61L24A*+WALLCON | *80CTL1352422A* | 46500 | 46000 | 17.5 | 10.5 | 8.5 | 2.04 | 78 | 62 | 206774098
KENMORE | (C,H,T)VH848GKA2* | EA*4X61L24A*+WALLCON | *80CTL1352422A* | 46500 | 46000 | 17.5 | 10.5 | 8.5 | 2.04 | 78 | 62 | 206997520
COMFORTMAKER | CVH848GKA2* | EA*4X60L24A*+WALLCON | *96CTN1002122A* | 45500 | 45500 | 17.5 | 10 | 8.5 | 2.02 | 79 | 63 | 206773970
DAY & NIGHT | CVH848GKA2* | EA*4X60L24A*+WALLCON | *96CTN1002122A* | 45500 | 45500 | 17.5 | 10 | 8.5 | 2.02 | 79 | 63 | 206773971
ARCOAIRE | HVH848GKA2* | EA*4X60L24A*+WALLCON | *96CTN1002122A* | 45500 | 45500 | 17.5 | 10 | 8.5 | 2.02 | 79 | 63 | 206773969
HEIL | HVH848GKA2* | EN(A,D,W)4X48L21**+WALLCON | *95CSU0802120A* | 45000 | 47000 | 17 | 10 | 8.5 | 1.98 | 77 | 61 | 206774956
AIRQUEST | HVH848GKA2* | EN(A,D,W)4X48L21**+WALLCON | *95CSU0802120A* | 45000 | 47000 | 17 | 10 | 8.5 | 1.98 | 77 | 61 | 206774957
BRYANT HEATING AND COOLING SYSTEMS | 288BNV048*0**B* | CNPV*4821AL*+UI | 935CA60080C21*** | 45000 | 47000 | 17 | 10 | 8.5 | 1.98 | 77 | 61 | 206774955
CARRIER | 25VNA848A*031* | CNPV*4821AL*+UI | 59CU5A080C21**20 | 45000 | 47000 | 17 | 10 | 8.5 | 1.98 | 77 | 61 | 206765307
TEMPSTAR | TVH848GKA2* | EA*4X61L24A*+WALLCON | *80CTL1352422A* | 46500 | 46000 | 17.5 | 10.5 | 8.5 | 2.04 | 78 | 62 | 206774100
TEMPSTAR | TVH837GKA2* | EA*4X36L17A*+WALLCON | *80CSU0401712A* | 31400 | 33200 | 17 | 11 | 8.1 | 1.86 | 94 | 73 | 206773035
HEIL | HVH837GKA2* | EA*4X48L24A*+WALLCON | *96CTN1002122A* | 32400 | 32600 | 17.5 | 11.7 | 8.5 | 2 | 96 | 76 | 206771956
DAY & NIGHT | CVH848GKA2* | EA*4X61L24A*+WALLCON | *80CTL1352422A* | 46500 | 46000 | 17.5 | 10.5 | 8.5 | 2.04 | 78 | 62 | 206774097
KEEPRITE | CVH837GKA2* | EA*4X36L17A*+WALLCON | *80CSU0401712A* | 31400 | 33200 | 17 | 11 | 8.1 | 1.86 | 94 | 73 | 206773033
KENMORE | (C,H,T)VH837GKA2* | EA*4X36L17A*+WALLCON | *80CSU0401712A* | 31400 | 33200 | 17 | 11 | 8.1 | 1.86 | 94 | 73 | 206997855
BRYANT HEATING AND COOLING SYSTEMS | 288BNV037*0**B* | CAP**4824AL*+UI | 986TC66100C21*** | 32400 | 32600 | 17.5 | 11.7 | 8.5 | 2 | 96 | 76 | 206771955
DAY & NIGHT | CVH837GKA2* | EA*4X36L17A*+WALLCON | *80CSU0401712A* | 31400 | 33200 | 17 | 11 | 8.1 | 1.86 | 94 | 73 | 206773032
AIRQUEST | HVH837GKA2* | EA*4X36L17A*+WALLCON | *80CSU0401712A* | 31400 | 33200 | 17 | 11 | 8.1 | 1.86 | 94 | 73 | 206773029
ARCOAIRE | HVH848GKA2* | EHD4X60AAL+WALLCON | *96CTN1002122A* | 46000 | 46000 | 17 | 10 | 8.5 | 2.04 | 79 | 63 | 206774644
HEIL | HVH837GKA2* | EA*4X36L17A*+WALLCON | *80CSU0401712A* | 31400 | 33200 | 17 | 11 | 8.1 | 1.86 | 94 | 73 | 206773028
COMFORTMAKER | CVH848GKA2* | EHD4X60AAL+WALLCON | *96CTN1002122A* | 46000 | 46000 | 17 | 10 | 8.5 | 2.04 | 79 | 63 | 206774645
AIRQUEST | HVH848GKA2* | EHD4X60AAL+WALLCON | *96CTN1002122A* | 46000 | 46000 | 17 | 10 | 8.5 | 2.04 | 79 | 63 | 206774643
HEIL | HVH848GKA2* | EHD4X60AAL+WALLCON | *96CTN1002122A* | 46000 | 46000 | 17 | 10 | 8.5 | 2.04 | 79 | 63 | 206774642
BRYANT HEATING AND COOLING SYSTEMS | 288BNV048*0**B* | CSPH*6012AL*+UI | 986TC66100C21*** | 46000 | 46000 | 17 | 10 | 8.5 | 2.04 | 79 | 63 | 206774641
CARRIER | 25VNA848A*031* | CSPH*6012AL*+UI | 59TN6B100C21**22 | 46000 | 46000 | 17 | 10 | 8.5 | 2.04 | 79 | 63 | 206765273
TEMPSTAR | TVH848GKA2* | EHD4X60AAL+WALLCON | *97CMN1002122A* | 46000 | 46000 | 17 | 10 | 8.5 | 2.04 | 79 | 63 | 206774622
KENMORE | (C,H,T)VH848GKA2* | EHD4X60AAL+WALLCON | *97CMN1002122A* | 46000 | 46000 | 17 | 10 | 8.5 | 2.04 | 79 | 63 | 206997578
ARCOAIRE | HVH848GKA2* | EN(A,D,W)4X60L24**+WALLCON | *80CTL1352422A* | 45500 | 46000 | 17.5 | 10.5 | 8.5 | 2.02 | 78 | 62 | 206774374
BRYANT HEATING AND COOLING SYSTEMS | 288BNV037*0**B* | CNPV*4821AL*+UI | 83*CA36040C17*** | 32400 | 33000 | 17.5 | 11.7 | 8.1 | 1.96 | 96 | 75 | 210470799
CARRIER | 25VNA837A*031* | CNPV*4821AL*+UI | 58CU*A040C17**12 | 32400 | 33000 | 17.5 | 11.7 | 8.1 | 1.96 | 96 | 75 | 210470798
HEIL | HVH837GKA2* | EN(A,D,W)4X48L21**+WALLCON | *80CSU0401712A* | 32400 | 33000 | 17.5 | 11.7 | 8.1 | 1.96 | 96 | 75 | 210470800
AIRQUEST | HVH837GKA2* | EN(A,D,W)4X48L21**+WALLCON | *80CSU0401712A* | 32400 | 33000 | 17.5 | 11.7 | 8.1 | 1.96 | 96 | 75 | 210470802
DAY & NIGHT | CVH837GKA2* | EN(A,D,W)4X48L21**+WALLCON | *80CSU0401712A* | 32400 | 33000 | 17.5 | 11.7 | 8.1 | 1.96 | 96 | 75 | 210470805
COMFORTMAKER | CVH837GKA2* | EN(A,D,W)4X48L21**+WALLCON | *80CSU0401712A* | 32400 | 33000 | 17.5 | 11.7 | 8.1 | 1.96 | 96 | 75 | 210470804
KEEPRITE | CVH837GKA2* | EN(A,D,W)4X48L21**+WALLCON | *80CSU0401712A* | 32400 | 33000 | 17.5 | 11.7 | 8.1 | 1.96 | 96 | 75 | 210470806
KENMORE | (C,H,T)VH837GKA2* | EN(A,D,W)4X48L21**+WALLCON | *80CSU0401712A* | 32400 | 33000 | 17.5 | 11.7 | 8.1 | 1.96 | 96 | 75 | 210470807
ARCOAIRE | HVH837GKA2* | EN(A,D,W)4X48L21**+WALLCON | *80CSU0401712A* | 32400 | 33000 | 17.5 | 11.7 | 8.1 | 1.96 | 96 | 75 | 210470803
TEMPSTAR | TVH837GKA2* | EN(A,D,W)4X48L21**+WALLCON | *80CSU0401712A* | 32400 | 33000 | 17.5 | 11.7 | 8.1 | 1.96 | 96 | 75 | 210470808
CARRIER | 25VNA837A*031* | CNPV*4821AL*+UI | 58CU*A060C17**16 | 32400 | 33000 | 17.5 | 11.7 | 8.1 | 1.96 | 96 | 75 | 210470809
HEIL | HVH837GKA2* | EN(A,D,W)4X48L21**+WALLCON | *80CSU0601716A* | 32400 | 33000 | 17.5 | 11.7 | 8.1 | 1.96 | 96 | 75 | 210470811
BRYANT HEATING AND COOLING SYSTEMS | 288BNV037*0**B* | CNPV*4821AL*+UI | 83*CA48060C17*** | 32400 | 33000 | 17.5 | 11.7 | 8.1 | 1.96 | 96 | 75 | 210470810
DAY & NIGHT | CVH837GKA2* | EN(A,D,W)4X48L21**+WALLCON | *80CSU0601716A* | 32400 | 33000 | 17.5 | 11.7 | 8.1 | 1.96 | 96 | 75 | 210470816
AIRQUEST | HVH837GKA2* | EN(A,D,W)4X48L21**+WALLCON | *80CSU0601716A* | 32400 | 33000 | 17.5 | 11.7 | 8.1 | 1.96 | 96 | 75 | 210470813
KEEPRITE | CVH837GKA2* | EN(A,D,W)4X48L21**+WALLCON | *80CSU0601716A* | 32400 | 33000 | 17.5 | 11.7 | 8.1 | 1.96 | 96 | 75 | 210470817
TEMPSTAR | TVH837GKA2* | EN(A,D,W)4X48L21**+WALLCON | *80CSU0601716A* | 32400 | 33000 | 17.5 | 11.7 | 8.1 | 1.96 | 96 | 75 | 210470819
KENMORE | (C,H,T)VH837GKA2* | EN(A,D,W)4X48L21**+WALLCON | *80CSU0601716A* | 32400 | 33000 | 17.5 | 11.7 | 8.1 | 1.96 | 96 | 75 | 210470818
HEIL | HVH825GKA3* | EHD4X42AAL+WALLCON | *95CSU1002122A* | 24200 | 21400 | 16 | 11 | 8.1 | 2 | 96 | 78 | 210474241
COMFORTMAKER | CVH825GKA3* | EHD4X42AAL+WALLCON | *95CSU1002122A* | 24200 | 21400 | 16 | 11 | 8.1 | 2 | 96 | 78 | 210474245
ARCOAIRE | HVH825GKA3* | EHD4X42AAL+WALLCON | *95CSU1002122A* | 24200 | 21400 | 16 | 11 | 8.1 | 2 | 96 | 78 | 210474244
KENMORE | (C,H,T)VH825GKA3* | EHD4X42AAL+WALLCON | *95CSU1002122A* | 24200 | 21400 | 16 | 11 | 8.1 | 2 | 96 | 78 | 210474248
DAY & NIGHT | CVH825GKA3* | EHD4X42AAL+WALLCON | *95CSU1002122A* | 24200 | 21400 | 16 | 11 | 8.1 | 2 | 96 | 78 | 210474246
KENMORE | (C,H,T)VH848GKA2* | EA*4X60L24A*+WALLCON | *95CSU1002122A* | 45500 | 45500 | 17.5 | 10 | 8.5 | 2.04 | 79 | 63 | 206997611
BRYANT HEATING AND COOLING SYSTEMS | 288BNV025*0**C* | CSPH*4212AL*+UI | 83*CA36040C17*** | 24200 | 21400 | 16.5 | 11 | 8.1 | 2 | 96 | 78 | 210474251
TEMPSTAR | TVH848GKA2* | EA*4X60L24A*+WALLCON | *95CSU1002122A* | 45500 | 45500 | 17.5 | 10 | 8.5 | 2.04 | 79 | 63 | 206774918
HEIL | HVH825GKA3* | EHD4X42AAL+WALLCON | *80CSU0401712A* | 24200 | 21400 | 16.5 | 11 | 8.1 | 2 | 96 | 78 | 210474252
BRYANT HEATING AND COOLING SYSTEMS | 288BNV048*0**B* | CAP**6024AL*+UI | 83*CA60080C21*** | 45500 | 45500 | 17.5 | 10 | 8.5 | 2.04 | 79 | 63 | 206774722
AIRQUEST | HVH848GKA2* | EA*4X60L24A*+WALLCON | *80CSU0802120A* | 45500 | 45500 | 17.5 | 10 | 8.5 | 2.04 | 79 | 63 | 206774724
HEIL | HVH848GKA2* | EA*4X60L24A*+WALLCON | *80CSU0802120A* | 45500 | 45500 | 17.5 | 10 | 8.5 | 2.04 | 79 | 63 | 206774723
KEEPRITE | CVH825GKA3* | EHD4X42AAL+WALLCON | *95CSU1002122A* | 24200 | 21400 | 16 | 11 | 8.1 | 2 | 96 | 78 | 210474247
TEMPSTAR | TVH825GKA3* | EHD4X42AAL+WALLCON | *95CSU1002122A* | 24200 | 21400 | 16 | 11 | 8.1 | 2 | 96 | 78 | 210474249
ARCOAIRE | HVH848GKA2* | EA*4X60L24A*+WALLCON | *80CSU0802120A* | 45500 | 45500 | 17.5 | 10 | 8.5 | 2.04 | 79 | 63 | 206774725
DAY & NIGHT | CVH848GKA2* | EA*4X48L24A*+WALLCON | *97CMN1002122A* | 44500 | 46500 | 17 | 10 | 8.5 | 2.02 | 78 | 62 | 206773845
KEEPRITE | CVH848GKA2* | EA*4X48L24A*+WALLCON | *97CMN1002122A* | 44500 | 46500 | 17 | 10 | 8.5 | 2.02 | 78 | 62 | 206773846
KENMORE | (C,H,T)VH848GKA2* | EA*4X48L24A*+WALLCON | *97CMN1002122A* | 44500 | 46500 | 17 | 10 | 8.5 | 2.02 | 78 | 62 | 206997492
COMFORTMAKER | CVH848GKA2* | EA*4X60L24A*+WALLCON | *80CSU0802120A* | 45500 | 45500 | 17.5 | 10 | 8.5 | 2.04 | 79 | 63 | 206774726
TEMPSTAR | TVH848GKA2* | EA*4X48L24A*+WALLCON | *97CMN1002122A* | 44500 | 46500 | 17 | 10 | 8.5 | 2.02 | 78 | 62 | 206773848
CARRIER | 25VNA848A*031* | CAP**4824AL*+UI | 59TN6B100C21**22 | 44500 | 46500 | 17 | 10 | 8.5 | 2.02 | 78 | 62 | 206765187
CARRIER | 25VNA848A*031* | CAP**4824AL*+UI | 59TN6B120C24**22 | 44500 | 46500 | 17.5 | 10 | 8.5 | 2.02 | 78 | 62 | 206765182
BRYANT HEATING AND COOLING SYSTEMS | 288BNV048*0**B* | CAP**4824AL*+UI | 986TC66120C24*** | 44500 | 46500 | 17.5 | 10 | 8.5 | 2.02 | 78 | 62 | 206773822
AIRQUEST | HVH848GKA2* | EA*4X48L24A*+WALLCON | *96CTN1002122A* | 44500 | 46500 | 17 | 10 | 8.5 | 2.02 | 78 | 62 | 206773869
CARRIER | 25VNA825A*032* | CSPH*4212AL*+UI | 58CU*A040C17**12 | 24200 | 21400 | 16.5 | 11 | 8.1 | 2 | 96 | 78 | 210474250
HEIL | HVH848GKA2* | EA*4X48L24A*+WALLCON | *96CTN1202422A* | 44500 | 46500 | 17.5 | 10 | 8.5 | 2.02 | 78 | 62 | 206773823
AIRQUEST | HVH848GKA2* | EA*4X48L24A*+WALLCON | *96CTN1202422A* | 44500 | 46500 | 17.5 | 10 | 8.5 | 2.02 | 78 | 62 | 206773824
BRYANT HEATING AND COOLING SYSTEMS | 288BNV048*0**B* | CAP**4824AL*+UI | 986TC66100C21*** | 44500 | 46500 | 17 | 10 | 8.5 | 2.02 | 78 | 62 | 206773867
HEIL | HVH848GKA2* | EA*4X48L24A*+WALLCON | *96CTN1002122A* | 44500 | 46500 | 17 | 10 | 8.5 | 2.02 | 78 | 62 | 206773868
ARCOAIRE | HVH848GKA2* | EA*4X48L24A*+WALLCON | *96CTN1202422A* | 44500 | 46500 | 17.5 | 10 | 8.5 | 2.02 | 78 | 62 | 206773825
COMFORTMAKER | CVH848GKA2* | EA*4X48L24A*+WALLCON | *96CTN1202422A* | 44500 | 46500 | 17.5 | 10 | 8.5 | 2.02 | 78 | 62 | 206773826
DAY & NIGHT | CVH848GKA2* | EA*4X48L24A*+WALLCON | *96CTN1202422A* | 44500 | 46500 | 17.5 | 10 | 8.5 | 2.02 | 78 | 62 | 206773827
KEEPRITE | CVH848GKA2* | EA*4X48L24A*+WALLCON | *96CTN1202422A* | 44500 | 46500 | 17.5 | 10 | 8.5 | 2.02 | 78 | 62 | 206773828
BRYANT HEATING AND COOLING SYSTEMS | 288BNV048*0**B* | CSPH*6012AL*+UI | 987MB66100C21*** | 46000 | 46000 | 17 | 10 | 8.5 | 2.04 | 79 | 63 | 206774614
COMFORTMAKER | CVH848GKA2* | EHD4X60AAL+WALLCON | *97CMN1002122A* | 46000 | 46000 | 17 | 10 | 8.5 | 2.04 | 79 | 63 | 206774618
KEEPRITE | CVH848GKA2* | EHD4X60AAL+WALLCON | *97CMN1002122A* | 46000 | 46000 | 17 | 10 | 8.5 | 2.04 | 79 | 63 | 206774620
AIRQUEST | HVH848GKA2* | EHD4X60AAL+WALLCON | *97CMN1002122A* | 46000 | 46000 | 17 | 10 | 8.5 | 2.04 | 79 | 63 | 206774616
DAY & NIGHT | CVH848GKA2* | EHD4X60AAL+WALLCON | *97CMN1002122A* | 46000 | 46000 | 17 | 10 | 8.5 | 2.04 | 79 | 63 | 206774619
CARRIER | 25VNA848A*031* | CSPH*6012AL*+UI | 58CU*A080C21**20 | 46000 | 46000 | 17 | 10 | 8.5 | 2.06 | 78 | 62 | 206765295
BRYANT HEATING AND COOLING SYSTEMS | 288BNV048*0**B* | CSPH*6012AL*+UI | 83*CA60080C21*** | 46000 | 46000 | 17 | 10 | 8.5 | 2.06 | 78 | 62 | 206774847
HEIL | HVH848GKA2* | EHD4X60AAL+WALLCON | *97CMN1002122A* | 46000 | 46000 | 17 | 10 | 8.5 | 2.04 | 79 | 63 | 206774615
HEIL | HVH848GKA2* | EHD4X60AAL+WALLCON | *80CSU0802120A* | 46000 | 46000 | 17 | 10 | 8.5 | 2.06 | 78 | 62 | 206774848
AIRQUEST | HVH848GKA2* | EHD4X60AAL+WALLCON | *80CSU0802120A* | 46000 | 46000 | 17 | 10 | 8.5 | 2.06 | 78 | 62 | 206774849
ARCOAIRE | HVH848GKA2* | EHD4X60AAL+WALLCON | *80CSU0802120A* | 46000 | 46000 | 17 | 10 | 8.5 | 2.06 | 78 | 62 | 206774850
DAY & NIGHT | CVH848GKA2* | EHD4X60AAL+WALLCON | *80CSU0802120A* | 46000 | 46000 | 17 | 10 | 8.5 | 2.06 | 78 | 62 | 206774852
ARCOAIRE | HVH848GKA2* | EHD4X60AAL+WALLCON | *97CMN1002122A* | 46000 | 46000 | 17 | 10 | 8.5 | 2.04 | 79 | 63 | 206774617
KEEPRITE | CVH848GKA2* | EHD4X60AAL+WALLCON | *80CSU0802120A* | 46000 | 46000 | 17 | 10 | 8.5 | 2.06 | 78 | 62 | 206774853
CARRIER | 25VNA837A*031* | CAP**3617AL*+UI | 58TN*A070C17**16 | 31400 | 33400 | 17 | 11 | 8.1 | 1.84 | 94 | 73 | 206764878
ARCOAIRE | HVH837GKA2* | EA*4X36L17A*+WALLCON | *80CTL0701716A* | 31400 | 33400 | 17 | 11 | 8.1 | 1.84 | 94 | 73 | 206770977
HEIL | HVH837GKA2* | EA*4X36L17A*+WALLCON | *80CTL0701716A* | 31400 | 33400 | 17 | 11 | 8.1 | 1.84 | 94 | 73 | 206770975
BRYANT HEATING AND COOLING SYSTEMS | 288BNV048*0**B* | CNPV*6024AL*+UI | 987MB66100C21*** | 45500 | 46500 | 17.5 | 10 | 8.5 | 2 | 78 | 62 | 206774398
HEIL | HVH837GKA2* | EA*4X42L21A*+WALLCON | *80CSU0601716A* | 31800 | 33200 | 17.5 | 11 | 8.1 | 1.88 | 95 | 74 | 206773064
AIRQUEST | HVH837GKA2* | EA*4X42L21A*+WALLCON | *80CSU0601716A* | 31800 | 33200 | 17.5 | 11 | 8.1 | 1.88 | 95 | 74 | 206773065
ARCOAIRE | HVH837GKA2* | EA*4X42L21A*+WALLCON | *80CSU0601716A* | 31800 | 33200 | 17.5 | 11 | 8.1 | 1.88 | 95 | 74 | 206773066
KENMORE | (C,H,T)VH837GKA2* | EA*4X42L21A*+WALLCON | *80CSU0601716A* | 31800 | 33200 | 17.5 | 11 | 8.1 | 1.88 | 95 | 74 | 206997859
DAY & NIGHT | CVH837GKA2* | EA*4X42L21A*+WALLCON | *80CSU0601716A* | 31800 | 33200 | 17.5 | 11 | 8.1 | 1.88 | 95 | 74 | 206773068
KEEPRITE | CVH837GKA2* | EA*4X42L21A*+WALLCON | *80CSU0601716A* | 31800 | 33200 | 17.5 | 11 | 8.1 | 1.88 | 95 | 74 | 206773069
KENMORE | (C,H,T)VH837GKA2* | EA*4X43L21A*+WALLCON | *80CTL0701716A* | 32800 | 33000 | 17.5 | 11.7 | 8.5 | 1.98 | 97 | 76 | 206997698
CARRIER | 25VNA837A*031* | CAP**4321AL*+UI | 58TN*A090C21**20 | 32800 | 33000 | 17.5 | 11.7 | 8.5 | 2 | 96 | 76 | 206764952
TEMPSTAR | TVH837GKA2* | EA*4X43L21A*+WALLCON | *80CTL0701716A* | 32800 | 33000 | 17.5 | 11.7 | 8.5 | 1.98 | 97 | 76 | 206771630
KEEPRITE | CVH837GKA2* | EA*4X43L21A*+WALLCON | *80CTL0701716A* | 32800 | 33000 | 17.5 | 11.7 | 8.5 | 1.98 | 97 | 76 | 206771628
KENMORE | (C,H,T)VH837GKA2* | EA*4X36L21A*+WALLCON | *80CTL0701716A* | 31400 | 33400 | 17 | 11 | 8.1 | 1.84 | 93 | 73 | 206997634
HEIL | HVH837GKA2* | EA*4X43L21A*+WALLCON | *80CTL0902120A* | 32800 | 33000 | 17.5 | 11.7 | 8.5 | 2 | 96 | 76 | 206771641
BRYANT HEATING AND COOLING SYSTEMS | 288BNV037*0**B* | CAP**4321AL*+UI | 88*TA60090C21*** | 32800 | 33000 | 17.5 | 11.7 | 8.5 | 2 | 96 | 76 | 206771640
AIRQUEST | HVH837GKA2* | EA*4X43L21A*+WALLCON | *80CTL0902120A* | 32800 | 33000 | 17.5 | 11.7 | 8.5 | 2 | 96 | 76 | 206771642
TEMPSTAR | TVH837GKA2* | EA*4X42L21A*+WALLCON | *80CSU0601716A* | 31800 | 33200 | 17.5 | 11 | 8.1 | 1.88 | 95 | 74 | 206773071
BRYANT HEATING AND COOLING SYSTEMS | 288BNV037*0**B* | CAP**3621AL*+UI | 88*TA60090C21*** | 31600 | 33200 | 17 | 11 | 8.1 | 1.86 | 94 | 73 | 206771064
HEIL | HVH837GKA2* | EA*4X36L21A*+WALLCON | *80CTL0902120A* | 31600 | 33200 | 17 | 11 | 8.1 | 1.86 | 94 | 73 | 206771065
TEMPSTAR | TVH837GKA2* | EA*4X36L21A*+WALLCON | *80CTL0701716A* | 31400 | 33400 | 17 | 11 | 8.1 | 1.84 | 93 | 73 | 206771054
AIRQUEST | HVH837GKA2* | EA*4X36L21A*+WALLCON | *80CTL0902120A* | 31600 | 33200 | 17 | 11 | 8.1 | 1.86 | 94 | 73 | 206771066
ARCOAIRE | HVH837GKA2* | EA*4X36L21A*+WALLCON | *80CTL0902120A* | 31600 | 33200 | 17 | 11 | 8.1 | 1.86 | 94 | 73 | 206771067
CARRIER | 25VNA837A*031* | CAP**3621AL*+UI | 58TN*A090C21**20 | 31600 | 33200 | 17 | 11 | 8.1 | 1.86 | 94 | 73 | 206764888
DAY & NIGHT | CVH837GKA2* | EA*4X37L21A*+WALLCON | *95CSU0802120A* | 33000 | 32800 | 17.5 | 11.5 | 8.5 | 2 | 97 | 76 | 206773424
DAY & NIGHT | CVH837GKA2* | EA*4X43L21A*+WALLCON | *80CTL0701716A* | 32800 | 33000 | 17.5 | 11.7 | 8.5 | 1.98 | 97 | 76 | 206771627
KENMORE | (C,H,T)VH837GKA2* | EA*4X37L21A*+WALLCON | *95CSU0802120A* | 33000 | 32800 | 17.5 | 11.5 | 8.5 | 2 | 97 | 76 | 206997899
BRYANT HEATING AND COOLING SYSTEMS | 288BNV037*0**B* | CAP**3721AL*+UI | 935CA66100C21*** | 33000 | 32800 | 17.5 | 11.5 | 8.5 | 2 | 97 | 76 | 206773428
CARRIER | 25VNA837A*031* | CAP**3721AL*+UI | 59CU5A100C21**22 | 33000 | 32800 | 17.5 | 11.5 | 8.5 | 2 | 97 | 76 | 206765140
KEEPRITE | CVH837GKA2* | EA*4X37L21A*+WALLCON | *95CSU0802120A* | 33000 | 32800 | 17.5 | 11.5 | 8.5 | 2 | 97 | 76 | 206773425
TEMPSTAR | TVH837GKA2* | EA*4X37L21A*+WALLCON | *95CSU0802120A* | 33000 | 32800 | 17.5 | 11.5 | 8.5 | 2 | 97 | 76 | 206773427
COMFORTMAKER | CVH837GKA2* | EA*4X37L21A*+WALLCON | *95CSU0802120A* | 33000 | 32800 | 17.5 | 11.5 | 8.5 | 2 | 97 | 76 | 206773423
DAY & NIGHT | CVH837GKA2* | EA*4X42L21A*+WALLCON | *80CTL0902120A* | 31800 | 33200 | 17.5 | 11.5 | 8.1 | 1.9 | 95 | 73 | 206771411
KENMORE | (C,H,T)VH837GKA2* | EA*4X42L21A*+WALLCON | *80CTL0902120A* | 31800 | 33200 | 17.5 | 11.5 | 8.1 | 1.9 | 95 | 73 | 206997674
KEEPRITE | CVH837GKA2* | EA*4X42L21A*+WALLCON | *80CTL0902120A* | 31800 | 33200 | 17.5 | 11.5 | 8.1 | 1.9 | 95 | 73 | 206771412
BRYANT HEATING AND COOLING SYSTEMS | 288BNV037*0**B* | CAP**4221AL*+UI | 986TC42080C17*** | 31600 | 33400 | 17 | 11 | 8.1 | 1.86 | 95 | 74 | 206771424
CARRIER | 25VNA837A*031* | CAP**4221AL*+UI | 59TN6B080C17**14 | 31600 | 33400 | 17 | 11 | 8.1 | 1.86 | 95 | 74 | 206764928
HEIL | HVH837GKA2* | EA*4X42L21A*+WALLCON | *96CTN0801714A* | 31600 | 33400 | 17 | 11 | 8.1 | 1.86 | 95 | 74 | 206771425
AIRQUEST | HVH837GKA2* | EA*4X42L24A*+WALLCON | *97CMN0602120A* | 31600 | 33400 | 17 | 11 | 8.1 | 1.88 | 95 | 74 | 206771606
AIRQUEST | HVH837GKA2* | EA*4X42L21A*+WALLCON | *96CTN0801714A* | 31600 | 33400 | 17 | 11 | 8.1 | 1.86 | 95 | 74 | 206771426
TEMPSTAR | TVH837GKA2* | EA*4X42L21A*+WALLCON | *80CTL0902120A* | 31800 | 33200 | 17.5 | 11.5 | 8.1 | 1.9 | 95 | 73 | 206771414
COMFORTMAKER | CVH837GKA2* | EA*4X42L24A*+WALLCON | *97CMN0602120A* | 31600 | 33400 | 17 | 11 | 8.1 | 1.88 | 95 | 74 | 206771608
HEIL | HVH837GKA2* | EA*4X42L24A*+WALLCON | *97CMN0602120A* | 31600 | 33400 | 17 | 11 | 8.1 | 1.88 | 95 | 74 | 206771605
TEMPSTAR | TVH837GKA2* | EA*4X42L24A*+WALLCON | *97CMN0602120A* | 31600 | 33400 | 17 | 11 | 8.1 | 1.88 | 95 | 74 | 206771612
KEEPRITE | CVH837GKA2* | EA*4X42L24A*+WALLCON | *97CMN0602120A* | 31600 | 33400 | 17 | 11 | 8.1 | 1.88 | 95 | 74 | 206771610
KENMORE | (C,H,T)VH837GKA2* | EA*4X42L24A*+WALLCON | *97CMN0602120A* | 31600 | 33400 | 17 | 11 | 8.1 | 1.88 | 95 | 74 | 206997696
KENMORE | (C,H,T)VH837GKA2* | EA*4X43L21A*+WALLCON | *80CSU0401712A* | 33000 | 33000 | 17.5 | 11.5 | 8.5 | 2 | 96 | 76 | 206997863
DAY & NIGHT | CVH837GKA2* | EA*4X43L21A*+WALLCON | *80CSU0401712A* | 33000 | 33000 | 17.5 | 11.5 | 8.5 | 2 | 96 | 76 | 206773104
ARCOAIRE | HVH837GKA2* | EA*4X43L21A*+WALLCON | *80CSU0401712A* | 33000 | 33000 | 17.5 | 11.5 | 8.5 | 2 | 96 | 76 | 206773102
ARCOAIRE | HVH837GKA2* | EA*4X42L24A*+WALLCON | *97CMN0602120A* | 31600 | 33400 | 17 | 11 | 8.1 | 1.88 | 95 | 74 | 206771607
COMFORTMAKER | CVH837GKA2* | EA*4X43L21A*+WALLCON | *80CSU0401712A* | 33000 | 33000 | 17.5 | 11.5 | 8.5 | 2 | 96 | 76 | 206773103
KEEPRITE | CVH837GKA2* | EA*4X43L21A*+WALLCON | *80CSU0401712A* | 33000 | 33000 | 17.5 | 11.5 | 8.5 | 2 | 96 | 76 | 206773105
TEMPSTAR | TVH837GKA2* | EA*4X43L21A*+WALLCON | *80CSU0401712A* | 33000 | 33000 | 17.5 | 11.5 | 8.5 | 2 | 96 | 76 | 206773107
BRYANT HEATING AND COOLING SYSTEMS | 288BNV037*0**B* | CAP**4321AL*+UI | 83*CA48060C17*** | 32800 | 33000 | 17.5 | 11 | 8.5 | 1.98 | 96 | 76 | 206773108
CARRIER | 25VNA837A*031* | CAP**4321AL*+UI | 58CU*A060C17**16 | 32800 | 33000 | 17.5 | 11 | 8.5 | 1.98 | 96 | 76 | 206765108
CARRIER | 25VNA824B*030* | CAP**4221AL*+UI | 59TN6B100C21**22 | 23600 | 22000 | 16.5 | 10 | 8.1 | 1.94 | 71 | 57 | 204291751
BRYANT HEATING AND COOLING SYSTEMS | 288BNV024B0**A* | CAP**4321AL*+UI | 88*TA48090C17*** | 24400 | 21600 | 17 | 10.5 | 8.1 | 2 | 72 | 57 | 204292328
AIRQUEST | HVH825GKA3* | EA*4X42L21A*+WALLCON | *96CTN1002122A* | 23800 | 21400 | 16.5 | 11 | 8.1 | 1.96 | 96 | 78 | 210472955
ARCOAIRE | HVH825GKA3* | EA*4X42L21A*+WALLCON | *96CTN1002122A* | 23800 | 21400 | 16.5 | 11 | 8.1 | 1.96 | 96 | 78 | 210472956
HEIL | HVH825GKA3* | EA*4X42L21A*+WALLCON | *96CTN1002122A* | 23800 | 21400 | 16.5 | 11 | 8.1 | 1.96 | 96 | 78 | 210472953
COMFORTMAKER | CVH825GKA3* | EA*4X42L21A*+WALLCON | *96CTN1002122A* | 23800 | 21400 | 16.5 | 11 | 8.1 | 1.96 | 96 | 78 | 210472957
KENMORE | (C,H,T)VH825GKA3* | EA*4X42L21A*+WALLCON | *96CTN1002122A* | 23800 | 21400 | 16.5 | 11 | 8.1 | 1.96 | 96 | 78 | 210472960
KEEPRITE | CVH825GKA3* | EA*4X42L21A*+WALLCON | *96CTN1002122A* | 23800 | 21400 | 16.5 | 11 | 8.1 | 1.96 | 96 | 78 | 210472959
CARRIER | 25VNA825A*032* | CAP**4221AL*+UI | 58TN*A090C17**16 | 23800 | 21400 | 17.5 | 11 | 8.1 | 1.98 | 96 | 77 | 210472962
BRYANT HEATING AND COOLING SYSTEMS | 288BNV025*0**C* | CAP**4221AL*+UI | 88*TA48090C17*** | 23800 | 21400 | 17.5 | 11 | 8.1 | 1.98 | 96 | 77 | 210472963
TEMPSTAR | TVH825GKA3* | EA*4X42L21A*+WALLCON | *96CTN1002122A* | 23800 | 21400 | 16.5 | 11 | 8.1 | 1.96 | 96 | 78 | 210472961
AIRQUEST | HVH825GKA3* | EA*4X42L21A*+WALLCON | *80CTL0901716A* | 23800 | 21400 | 17.5 | 11 | 8.1 | 1.98 | 96 | 77 | 210472966
DAY & NIGHT | CVH825GKA3* | EA*4X42L21A*+WALLCON | *96CTN1002122A* | 23800 | 21400 | 16.5 | 11 | 8.1 | 1.96 | 96 | 78 | 210472958
HEIL | HVH825GKA3* | EA*4X42L21A*+WALLCON | *80CTL0901716A* | 23800 | 21400 | 17.5 | 11 | 8.1 | 1.98 | 96 | 77 | 210472964
KEEPRITE | CVH825GKA3* | EA*4X42L21A*+WALLCON | *80CTL0901716A* | 23800 | 21400 | 17.5 | 11 | 8.1 | 1.98 | 96 | 77 | 210472970
COMFORTMAKER | CVH825GKA3* | EA*4X42L21A*+WALLCON | *80CTL0901716A* | 23800 | 21400 | 17.5 | 11 | 8.1 | 1.98 | 96 | 77 | 210472968
DAY & NIGHT | CVH825GKA3* | EA*4X42L21A*+WALLCON | *80CTL0901716A* | 23800 | 21400 | 17.5 | 11 | 8.1 | 1.98 | 96 | 77 | 210472969
KENMORE | (C,H,T)VH825GKA3* | EA*4X42L21A*+WALLCON | *80CTL0901716A* | 23800 | 21400 | 17.5 | 11 | 8.1 | 1.98 | 96 | 77 | 210472971
HEIL | HVH825GKA3* | EA*4X42L21A*+WALLCON | *97CMN0602120A* | 23600 | 21400 | 16 | 11 | 8.1 | 1.94 | 97 | 78 | 210472975
BRYANT HEATING AND COOLING SYSTEMS | 288BNV025*0**C* | CAP**4221AL*+UI | 987MB60060C21*** | 23600 | 21400 | 16 | 11 | 8.1 | 1.94 | 97 | 78 | 210472974
ARCOAIRE | HVH825GKA3* | EA*4X42L21A*+WALLCON | *97CMN0602120A* | 23600 | 21400 | 16 | 11 | 8.1 | 1.94 | 97 | 78 | 210472978
AIRQUEST | HVH825GKA3* | EA*4X42L21A*+WALLCON | *97CMN0602120A* | 23600 | 21400 | 16 | 11 | 8.1 | 1.94 | 97 | 78 | 210472977
DAY & NIGHT | CVH825GKA3* | EA*4X42L21A*+WALLCON | *97CMN0602120A* | 23600 | 21400 | 16 | 11 | 8.1 | 1.94 | 97 | 78 | 210472980
COMFORTMAKER | CVH825GKA3* | EA*4X42L21A*+WALLCON | *97CMN0602120A* | 23600 | 21400 | 16 | 11 | 8.1 | 1.94 | 97 | 78 | 210472979
CARRIER | 25VNA825A*032* | CAP**4221AL*+UI | 59MN7B060C21**20 | 23600 | 21400 | 16 | 11 | 8.1 | 1.94 | 97 | 78 | 210472973
TEMPSTAR | TVH825GKA3* | EA*4X42L21A*+WALLCON | *80CTL0901716A* | 23800 | 21400 | 17.5 | 11 | 8.1 | 1.98 | 96 | 77 | 210472972
CARRIER | 25VNA825A*032* | CAP**4224AL*+UI | 59CU5A080C21**20 | 23800 | 21400 | 17 | 11 | 8.1 | 1.96 | 96 | 78 | 210472984
KENMORE | (C,H,T)VH825GKA3* | EA*4X42L21A*+WALLCON | *97CMN0602120A* | 23600 | 21400 | 16 | 11 | 8.1 | 1.94 | 97 | 78 | 210472982
KEEPRITE | CVH825GKA3* | EA*4X42L21A*+WALLCON | *97CMN0602120A* | 23600 | 21400 | 16 | 11 | 8.1 | 1.94 | 97 | 78 | 210472981
TEMPSTAR | TVH825GKA3* | EA*4X42L21A*+WALLCON | *97CMN0602120A* | 23600 | 21400 | 16 | 11 | 8.1 | 1.94 | 97 | 78 | 210472983
BRYANT HEATING AND COOLING SYSTEMS | 288BNV025*0**C* | CAP**4224AL*+UI | 935CA60080C21*** | 23800 | 21400 | 17 | 11 | 8.1 | 1.96 | 96 | 78 | 210472985
COMFORTMAKER | CVH825GKA3* | EA*4X42L24A*+WALLCON | *95CSU0802120A* | 23800 | 21400 | 17 | 11 | 8.1 | 1.96 | 96 | 78 | 210472990
HEIL | HVH825GKA3* | EA*4X42L24A*+WALLCON | *95CSU0802120A* | 23800 | 21400 | 17 | 11 | 8.1 | 1.96 | 96 | 78 | 210472986
KEEPRITE | CVH825GKA3* | EA*4X42L24A*+WALLCON | *95CSU0802120A* | 23800 | 21400 | 17 | 11 | 8.1 | 1.96 | 96 | 78 | 210472992
DAY & NIGHT | CVH825GKA3* | EA*4X42L24A*+WALLCON | *95CSU0802120A* | 23800 | 21400 | 17 | 11 | 8.1 | 1.96 | 96 | 78 | 210472991
AIRQUEST | HVH825GKA3* | EA*4X42L24A*+WALLCON | *95CSU0802120A* | 23800 | 21400 | 17 | 11 | 8.1 | 1.96 | 96 | 78 | 210472988
TEMPSTAR | TVH825GKA3* | EA*4X42L24A*+WALLCON | *95CSU0802120A* | 23800 | 21400 | 17 | 11 | 8.1 | 1.96 | 96 | 78 | 210472994
AIRQUEST | HVH825GKA3* | EA*4X42L24A*+WALLCON | *95CSU1002122A* | 23800 | 21400 | 17 | 11 | 8.1 | 1.96 | 96 | 78 | 210472999
BRYANT HEATING AND COOLING SYSTEMS | 288BNV025*0**C* | CAP**4224AL*+UI | 935CA66100C21*** | 23800 | 21400 | 17 | 11 | 8.1 | 1.96 | 96 | 78 | 210472996
CARRIER | 25VNA825A*032* | CAP**4224AL*+UI | 59CU5A100C21**22 | 23800 | 21400 | 17 | 11 | 8.1 | 1.96 | 96 | 78 | 210472995
HEIL | HVH825GKA3* | EA*4X42L24A*+WALLCON | *95CSU1002122A* | 23800 | 21400 | 17 | 11 | 8.1 | 1.96 | 96 | 78 | 210472997
KEEPRITE | CVH825GKA3* | EA*4X42L24A*+WALLCON | *95CSU1002122A* | 23800 | 21400 | 17 | 11 | 8.1 | 1.96 | 96 | 78 | 210473003
CARRIER | 25VNA825A*032* | CAP**4224AL*+UI | 58CU*A100C21**20 | 23800 | 21400 | 16.5 | 10.5 | 8.1 | 1.96 | 97 | 78 | 210473006
KENMORE | (C,H,T)VH825GKA3* | EA*4X42L24A*+WALLCON | *95CSU1002122A* | 23800 | 21400 | 17 | 11 | 8.1 | 1.96 | 96 | 78 | 210473004
DAY & NIGHT | CVH825GKA3* | EA*4X42L24A*+WALLCON | *95CSU1002122A* | 23800 | 21400 | 17 | 11 | 8.1 | 1.96 | 96 | 78 | 210473002
TEMPSTAR | TVH825GKA3* | EA*4X42L24A*+WALLCON | *95CSU1002122A* | 23800 | 21400 | 17 | 11 | 8.1 | 1.96 | 96 | 78 | 210473005
BRYANT HEATING AND COOLING SYSTEMS | 288BNV025*0**C* | CAP**4224AL*+UI | 83*CA60100C21*** | 23800 | 21400 | 16.5 | 10.5 | 8.1 | 1.96 | 97 | 78 | 210473007
DAY & NIGHT | CVH825GKA3* | EA*4X42L21A*+WALLCON | *80CTL0701716A* | 23800 | 21400 | 16.5 | 11 | 8.1 | 1.96 | 96 | 78 | 210472892
COMFORTMAKER | CVH825GKA3* | EA*4X42L24A*+WALLCON | *95CSU1002122A* | 23800 | 21400 | 17 | 11 | 8.1 | 1.96 | 96 | 78 | 210473001
HEIL | HVH825GKA3* | EA*4X42L24A*+WALLCON | *80CSU1002120A* | 23800 | 21400 | 16.5 | 10.5 | 8.1 | 1.96 | 97 | 78 | 210473008
DAY & NIGHT | CVH825GKA3* | EA*4X42L24A*+WALLCON | *80CSU1002120A* | 23800 | 21400 | 16.5 | 10.5 | 8.1 | 1.96 | 97 | 78 | 210473013
AIRQUEST | HVH825GKA3* | EA*4X42L24A*+WALLCON | *80CSU1002120A* | 23800 | 21400 | 16.5 | 10.5 | 8.1 | 1.96 | 97 | 78 | 210473010
AIRQUEST | HVH837GKA2* | EHD4X42AAL+WALLCON | *80CSU0401712A* | 32400 | 33200 | 17 | 11 | 8.1 | 1.96 | 95 | 75 | 206773322
COMFORTMAKER | CVH837GKA2* | EHD4X42AAL+WALLCON | *80CSU0401712A* | 32400 | 33200 | 17 | 11 | 8.1 | 1.96 | 95 | 75 | 206773324
ARCOAIRE | HVH837GKA2* | EHD4X42AAL+WALLCON | *80CSU0401712A* | 32400 | 33200 | 17 | 11 | 8.1 | 1.96 | 95 | 75 | 206773323
DAY & NIGHT | CVH837GKA2* | EHD4X42AAL+WALLCON | *80CSU0401712A* | 32400 | 33200 | 17 | 11 | 8.1 | 1.96 | 95 | 75 | 206773325
CARRIER | 25VNA837A*031* | CSPH*4212AL*+UI | 58CU*A060C17**16 | 32400 | 33200 | 17 | 11 | 8.1 | 1.94 | 96 | 75 | 206765129
KENMORE | (C,H,T)VH837GKA2* | EHD4X42AAL+WALLCON | *80CSU0401712A* | 32400 | 33200 | 17 | 11 | 8.1 | 1.96 | 95 | 75 | 206997888
COMFORTMAKER | CVH837GKA2* | EHD4X48AAL+WALLCON | *80CSU1002120A* | 32600 | 33000 | 17 | 11 | 8.1 | 1.96 | 96 | 76 | 206773387
DAY & NIGHT | CVH837GKA2* | EHD4X48AAL+WALLCON | *80CSU1002120A* | 32600 | 33000 | 17 | 11 | 8.1 | 1.96 | 96 | 76 | 206773388
KEEPRITE | CVH837GKA2* | EHD4X48AAL+WALLCON | *80CSU1002120A* | 32600 | 33000 | 17 | 11 | 8.1 | 1.96 | 96 | 76 | 206773389
KENMORE | (C,H,T)VH837GKA2* | EHD4X48AAL+WALLCON | *80CSU1002120A* | 32600 | 33000 | 17 | 11 | 8.1 | 1.96 | 96 | 76 | 206997895
TEMPSTAR | TVH837GKA2* | EHD4X48AAL+WALLCON | *80CSU1002120A* | 32600 | 33000 | 17 | 11 | 8.1 | 1.96 | 96 | 76 | 206773391
CARRIER | 25VNA837A*031* | CSPH*4812AL*+UI | 58TN*A070C17**16 | 32600 | 33200 | 17 | 11 | 8.1 | 1.96 | 96 | 75 | 206765081
TEMPSTAR | TVH837GKA2* | EHD4X42AAL+WALLCON | *80CSU0401712A* | 32400 | 33200 | 17 | 11 | 8.1 | 1.96 | 95 | 75 | 206773328
BRYANT HEATING AND COOLING SYSTEMS | 288BNV037*0**B* | CSPH*4812AL*+UI | 88*TA48070C17*** | 32600 | 33200 | 17 | 11 | 8.1 | 1.96 | 96 | 75 | 206772865
HEIL | HVH837GKA2* | EHD4X48AAL+WALLCON | *80CTL0701716A* | 32600 | 33200 | 17 | 11 | 8.1 | 1.96 | 96 | 75 | 206772866
KEEPRITE | CVH837GKA2* | EHD4X42AAL+WALLCON | *80CSU0401712A* | 32400 | 33200 | 17 | 11 | 8.1 | 1.96 | 95 | 75 | 206773326
CARRIER | 25VNA837A*031* | CSPH*3612AL*+UI | 58TN*A090C17**16 | 32400 | 33200 | 17 | 11 | 8.1 | 1.94 | 95 | 74 | 206765058
COMFORTMAKER | CVH837GKA2* | EHD4X42AAL+WALLCON | *80CTL0701716A* | 32400 | 33200 | 16.5 | 11 | 8.1 | 1.94 | 96 | 75 | 206772698
DAY & NIGHT | CVH837GKA2* | EHD4X42AAL+WALLCON | *80CTL0701716A* | 32400 | 33200 | 16.5 | 11 | 8.1 | 1.94 | 96 | 75 | 206772699
BRYANT HEATING AND COOLING SYSTEMS | 288BNV037*0**B* | CNPV*6024AL*+UI | 935CA60080C21*** | 32800 | 32200 | 18 | 12 | 8.1 | 1.98 | 97 | 76 | 210470876
CARRIER | 25VNA837A*031* | CNPV*6024AL*+UI | 59CU5A080C21**20 | 32800 | 32200 | 18 | 12 | 8.1 | 1.98 | 97 | 76 | 210470875
HEIL | HVH837GKA2* | EN(A,D,W)4X60L24**+WALLCON | *95CSU0802120A* | 32800 | 32200 | 18 | 12 | 8.1 | 1.98 | 97 | 76 | 210470877
ARCOAIRE | HVH837GKA2* | EN(A,D,W)4X60L24**+WALLCON | *95CSU0802120A* | 32800 | 32200 | 18 | 12 | 8.1 | 1.98 | 97 | 76 | 210470880
AIRQUEST | HVH837GKA2* | EN(A,D,W)4X60L24**+WALLCON | *95CSU0802120A* | 32800 | 32200 | 18 | 12 | 8.1 | 1.98 | 97 | 76 | 210470879
DAY & NIGHT | CVH837GKA2* | EN(A,D,W)4X60L24**+WALLCON | *95CSU0802120A* | 32800 | 32200 | 18 | 12 | 8.1 | 1.98 | 97 | 76 | 210470882
KEEPRITE | CVH837GKA2* | EN(A,D,W)4X60L24**+WALLCON | *95CSU0802120A* | 32800 | 32200 | 18 | 12 | 8.1 | 1.98 | 97 | 76 | 210470883
COMFORTMAKER | CVH837GKA2* | EN(A,D,W)4X60L24**+WALLCON | *95CSU0802120A* | 32800 | 32200 | 18 | 12 | 8.1 | 1.98 | 97 | 76 | 210470881
KENMORE | (C,H,T)VH837GKA2* | EN(A,D,W)4X60L24**+WALLCON | *95CSU0802120A* | 32800 | 32200 | 18 | 12 | 8.1 | 1.98 | 97 | 76 | 210470884
CARRIER | 25VNA837A*031* | CNPV*6024AL*+UI | 59CU5A100C21**22 | 32800 | 32200 | 18 | 12 | 8.1 | 1.98 | 97 | 76 | 210470886
HEIL | HVH837GKA2* | EN(A,D,W)4X60L24**+WALLCON | *95CSU1002122A* | 32800 | 32200 | 18 | 12 | 8.1 | 1.98 | 97 | 76 | 210470888
AIRQUEST | HVH837GKA2* | EN(A,D,W)4X60L24**+WALLCON | *95CSU1002122A* | 32800 | 32200 | 18 | 12 | 8.1 | 1.98 | 97 | 76 | 210470890
COMFORTMAKER | CVH837GKA2* | EN(A,D,W)4X60L24**+WALLCON | *95CSU1002122A* | 32800 | 32200 | 18 | 12 | 8.1 | 1.98 | 97 | 76 | 210470892
DAY & NIGHT | CVH837GKA2* | EN(A,D,W)4X60L24**+WALLCON | *95CSU1002122A* | 32800 | 32200 | 18 | 12 | 8.1 | 1.98 | 97 | 76 | 210470893
TEMPSTAR | TVH837GKA2* | EN(A,D,W)4X60L24**+WALLCON | *95CSU0802120A* | 32800 | 32200 | 18 | 12 | 8.1 | 1.98 | 97 | 76 | 210470885
ARCOAIRE | HVH837GKA2* | EN(A,D,W)4X60L24**+WALLCON | *95CSU1002122A* | 32800 | 32200 | 18 | 12 | 8.1 | 1.98 | 97 | 76 | 210470891
BRYANT HEATING AND COOLING SYSTEMS | 288BNV037*0**B* | CNPV*6024AL*+UI | 935CA66100C21*** | 32800 | 32200 | 18 | 12 | 8.1 | 1.98 | 97 | 76 | 210470887
KENMORE | (C,H,T)VH837GKA2* | EN(A,D,W)4X60L24**+WALLCON | *95CSU1002122A* | 32800 | 32200 | 18 | 12 | 8.1 | 1.98 | 97 | 76 | 210470895
KEEPRITE | CVH837GKA2* | EN(A,D,W)4X60L24**+WALLCON | *95CSU1002122A* | 32800 | 32200 | 18 | 12 | 8.1 | 1.98 | 97 | 76 | 210470894
CARRIER | 25VNA837A*031* | CNPV*4824AL*+UI | 59CU5A100C21**22 | 32400 | 32800 | 17.5 | 11.7 | 8.1 | 1.98 | 96 | 75 | 210470843
TEMPSTAR | TVH837GKA2* | EN(A,D,W)4X60L24**+WALLCON | *95CSU1002122A* | 32800 | 32200 | 18 | 12 | 8.1 | 1.98 | 97 | 76 | 210470896
CARRIER | 25VNA837A*031* | CNPV*6024AL*+UI | 58CU*A100C21**20 | 32800 | 32200 | 17.5 | 11.7 | 8.1 | 1.98 | 98 | 77 | 210470897
BRYANT HEATING AND COOLING SYSTEMS | 288BNV037*0**B* | CNPV*6024AL*+UI | 83*CA60100C21*** | 32800 | 32200 | 17.5 | 11.7 | 8.1 | 1.98 | 98 | 77 | 210470898
ARCOAIRE | HVH837GKA2* | EN(A,D,W)4X60L24**+WALLCON | *80CSU1002120A* | 32800 | 32200 | 17.5 | 11.7 | 8.1 | 1.98 | 98 | 77 | 210470902
KEEPRITE | CVH837GKA2* | EN(A,D,W)4X60L24**+WALLCON | *80CSU1002120A* | 32800 | 32200 | 17.5 | 11.7 | 8.1 | 1.98 | 98 | 77 | 210470905
KENMORE | (C,H,T)VH837GKA2* | EN(A,D,W)4X60L24**+WALLCON | *80CSU1002120A* | 32800 | 32200 | 17.5 | 11.7 | 8.1 | 1.98 | 98 | 77 | 210470906
TEMPSTAR | TVH837GKA2* | EN(A,D,W)4X60L24**+WALLCON | *80CSU1002120A* | 32800 | 32200 | 17.5 | 11.7 | 8.1 | 1.98 | 98 | 77 | 210470907
HEIL | HVH837GKA2* | EN(A,D,W)4X60L24**+WALLCON | *80CSU1002120A* | 32800 | 32200 | 17.5 | 11.7 | 8.1 | 1.98 | 98 | 77 | 210470899
AIRQUEST | HVH837GKA2* | EN(A,D,W)4X60L24**+WALLCON | *80CSU1002120A* | 32800 | 32200 | 17.5 | 11.7 | 8.1 | 1.98 | 98 | 77 | 210470901
CARRIER | 25VNA837A*031* | CNPV*6024AL*+UI | 58TN*A090C21**20 | 32800 | 32200 | 18 | 12 | 8.1 | 1.98 | 98 | 77 | 210470908
BRYANT HEATING AND COOLING SYSTEMS | 288BNV037*0**B* | CNPV*6024AL*+UI | 88*TA60090C21*** | 32800 | 32200 | 18 | 12 | 8.1 | 1.98 | 98 | 77 | 210470909
HEIL | HVH837GKA2* | EN(A,D,W)4X60L24**+WALLCON | *80CTL0902120A* | 32800 | 32200 | 18 | 12 | 8.1 | 1.98 | 98 | 77 | 210470910
AIRQUEST | HVH837GKA2* | EN(A,D,W)4X60L24**+WALLCON | *80CTL0902120A* | 32800 | 32200 | 18 | 12 | 8.1 | 1.98 | 98 | 77 | 210470912
DAY & NIGHT | CVH837GKA2* | EN(A,D,W)4X60L24**+WALLCON | *80CTL0902120A* | 32800 | 32200 | 18 | 12 | 8.1 | 1.98 | 98 | 77 | 210470915
COMFORTMAKER | CVH837GKA2* | EN(A,D,W)4X60L24**+WALLCON | *80CTL0902120A* | 32800 | 32200 | 18 | 12 | 8.1 | 1.98 | 98 | 77 | 210470914
ARCOAIRE | HVH837GKA2* | EN(A,D,W)4X60L24**+WALLCON | *80CTL0902120A* | 32800 | 32200 | 18 | 12 | 8.1 | 1.98 | 98 | 77 | 210470913
CARRIER | 25VNA837A*031* | CNPV*6024AL*+UI | 58TN*A135C24**22 | 32800 | 32200 | 18 | 12 | 8.1 | 1.98 | 97 | 76 | 210470919
KEEPRITE | CVH837GKA2* | EN(A,D,W)4X60L24**+WALLCON | *80CTL0902120A* | 32800 | 32200 | 18 | 12 | 8.1 | 1.98 | 98 | 77 | 210470916
TEMPSTAR | TVH837GKA2* | EN(A,D,W)4X60L24**+WALLCON | *80CTL0902120A* | 32800 | 32200 | 18 | 12 | 8.1 | 1.98 | 98 | 77 | 210470918
BRYANT HEATING AND COOLING SYSTEMS | 288BNV037*0**B* | CNPV*6024AL*+UI | 88*TA66135C24*** | 32800 | 32200 | 18 | 12 | 8.1 | 1.98 | 97 | 76 | 210470920
HEIL | HVH837GKA2* | EN(A,D,W)4X60L24**+WALLCON | *80CTL1352422A* | 32800 | 32200 | 18 | 12 | 8.1 | 1.98 | 97 | 76 | 210470921
ARCOAIRE | HVH837GKA2* | EN(A,D,W)4X60L24**+WALLCON | *80CTL1352422A* | 32800 | 32200 | 18 | 12 | 8.1 | 1.98 | 97 | 76 | 210470924
KEEPRITE | CVH837GKA2* | EN(A,D,W)4X60L24**+WALLCON | *80CTL1352422A* | 32800 | 32200 | 18 | 12 | 8.1 | 1.98 | 97 | 76 | 210470927
KENMORE | (C,H,T)VH837GKA2* | EN(A,D,W)4X60L24**+WALLCON | *80CTL1352422A* | 32800 | 32200 | 18 | 12 | 8.1 | 1.98 | 97 | 76 | 210470928
CARRIER | 25VNA837A*031* | CNPV*6024AL*+UI | 59TN6B120C24**22 | 32800 | 32200 | 18 | 12 | 8.1 | 1.98 | 97 | 76 | 210470930
TEMPSTAR | TVH837GKA2* | EN(A,D,W)4X60L24**+WALLCON | *80CTL1352422A* | 32800 | 32200 | 18 | 12 | 8.1 | 1.98 | 97 | 76 | 210470929
AIRQUEST | HVH837GKA2* | EN(A,D,W)4X60L24**+WALLCON | *80CTL1352422A* | 32800 | 32200 | 18 | 12 | 8.1 | 1.98 | 97 | 76 | 210470923
COMFORTMAKER | CVH837GKA2* | EN(A,D,W)4X60L24**+WALLCON | *80CTL1352422A* | 32800 | 32200 | 18 | 12 | 8.1 | 1.98 | 97 | 76 | 210470925
HEIL | HVH837GKA2* | EN(A,D,W)4X60L24**+WALLCON | *96CTN1202422A* | 32800 | 32200 | 18 | 12 | 8.1 | 1.98 | 97 | 76 | 210470932
BRYANT HEATING AND COOLING SYSTEMS | 288BNV037*0**B* | CNPV*6024AL*+UI | 986TC66120C24*** | 32800 | 32200 | 18 | 12 | 8.1 | 1.98 | 97 | 76 | 210470931
KEEPRITE | CVH825GKA3* | EHD4X42AAL+WALLCON | *80CSU0601716A* | 24200 | 21400 | 16 | 10.5 | 8.1 | 2 | 96 | 78 | 210474269
BRYANT HEATING AND COOLING SYSTEMS | 288BNV025*0**C* | CSPH*4212AL*+UI | 83*CA60100C21*** | 24200 | 21400 | 16 | 10.5 | 8.1 | 2 | 96 | 78 | 210474273
HEIL | HVH825GKA3* | EHD4X42AAL+WALLCON | *80CSU1002120A* | 24200 | 21400 | 16 | 10.5 | 8.1 | 2 | 96 | 78 | 210474274
AIRQUEST | HVH825GKA3* | EHD4X42AAL+WALLCON | *97CMN1002122A* | 24200 | 21400 | 16 | 10.5 | 8.1 | 2 | 96 | 78 | 210474375
COMFORTMAKER | CVH825GKA3* | EHD4X42AAL+WALLCON | *80CSU0601716A* | 24200 | 21400 | 16 | 10.5 | 8.1 | 2 | 96 | 78 | 210474267
ARCOAIRE | HVH825GKA3* | EHD4X42AAL+WALLCON | *80CSU0601716A* | 24200 | 21400 | 16 | 10.5 | 8.1 | 2 | 96 | 78 | 210474266
ARCOAIRE | HVH825GKA3* | EHD4X42AAL+WALLCON | *97CMN1002122A* | 24200 | 21400 | 16 | 10.5 | 8.1 | 2 | 96 | 78 | 210474376
COMFORTMAKER | CVH825GKA3* | EHD4X42AAL+WALLCON | *97CMN1002122A* | 24200 | 21400 | 16 | 10.5 | 8.1 | 2 | 96 | 78 | 210474377
TEMPSTAR | TVH825GKA3* | EHD4X42AAL+WALLCON | *97CMN1002122A* | 24200 | 21400 | 16 | 10.5 | 8.1 | 2 | 96 | 78 | 210474381
KENMORE | (C,H,T)VH825GKA3* | EHD4X42AAL+WALLCON | *97CMN1002122A* | 24200 | 21400 | 16 | 10.5 | 8.1 | 2 | 96 | 78 | 210474380
DAY & NIGHT | CVH825GKA3* | EHD4X42AAL+WALLCON | *97CMN1002122A* | 24200 | 21400 | 16 | 10.5 | 8.1 | 2 | 96 | 78 | 210474378
KEEPRITE | CVH825GKA3* | EHD4X42AAL+WALLCON | *97CMN1002122A* | 24200 | 21400 | 16 | 10.5 | 8.1 | 2 | 96 | 78 | 210474379
CARRIER | 25VNA825A*032* | CSPH*4212AL*+UI | 59MN7B120C24**22 | 24200 | 21400 | 16 | 10.5 | 8.1 | 2 | 96 | 78 | 210474382
BRYANT HEATING AND COOLING SYSTEMS | 288BNV025*0**C* | CSPH*4212AL*+UI | 987MB66120C24*** | 24200 | 21400 | 16 | 10.5 | 8.1 | 2 | 96 | 78 | 210474383
AIRQUEST | HVH825GKA3* | EHD4X42AAL+WALLCON | *97CMN1202422A* | 24200 | 21400 | 16 | 10.5 | 8.1 | 2 | 96 | 78 | 210474386
ARCOAIRE | HVH825GKA3* | EHD4X42AAL+WALLCON | *97CMN1202422A* | 24200 | 21400 | 16 | 10.5 | 8.1 | 2 | 96 | 78 | 210474387
COMFORTMAKER | CVH825GKA3* | EHD4X42AAL+WALLCON | *97CMN1202422A* | 24200 | 21400 | 16 | 10.5 | 8.1 | 2 | 96 | 78 | 210474388
DAY & NIGHT | CVH825GKA3* | EHD4X42AAL+WALLCON | *97CMN1202422A* | 24200 | 21400 | 16 | 10.5 | 8.1 | 2 | 96 | 78 | 210474389
TEMPSTAR | TVH825GKA3* | EHD4X42AAL+WALLCON | *97CMN1202422A* | 24200 | 21400 | 16 | 10.5 | 8.1 | 2 | 96 | 78 | 210474392
KEEPRITE | CVH825GKA3* | EHD4X42AAL+WALLCON | *97CMN1202422A* | 24200 | 21400 | 16 | 10.5 | 8.1 | 2 | 96 | 78 | 210474390
HEIL | HVH825GKA3* | EHD4X42AAL+WALLCON | *97CMN1202422A* | 24200 | 21400 | 16 | 10.5 | 8.1 | 2 | 96 | 78 | 210474384
KENMORE | (C,H,T)VH825GKA3* | EHD4X42AAL+WALLCON | *97CMN1202422A* | 24200 | 21400 | 16 | 10.5 | 8.1 | 2 | 96 | 78 | 210474391
CARRIER | 25VNA825A*032* | CSPH*4212AL*+UI | 59TN6B100C21**22 | 24200 | 21400 | 16 | 10.5 | 8.1 | 2 | 96 | 78 | 210474393
AIRQUEST | HVH825GKA3* | EHD4X42AAL+WALLCON | *96CTN1002122A* | 24200 | 21400 | 16 | 10.5 | 8.1 | 2 | 96 | 78 | 210474397
BRYANT HEATING AND COOLING SYSTEMS | 288BNV025*0**C* | CSPH*4212AL*+UI | 986TC66100C21*** | 24200 | 21400 | 16 | 10.5 | 8.1 | 2 | 96 | 78 | 210474394
HEIL | HVH825GKA3* | EHD4X42AAL+WALLCON | *96CTN1002122A* | 24200 | 21400 | 16 | 10.5 | 8.1 | 2 | 96 | 78 | 210474395
KENMORE | (C,H,T)VH825GKA3* | EHD4X42AAL+WALLCON | *96CTN1002122A* | 24200 | 21400 | 16 | 10.5 | 8.1 | 2 | 96 | 78 | 210474402
COMFORTMAKER | CVH825GKA3* | EHD4X42AAL+WALLCON | *96CTN1002122A* | 24200 | 21400 | 16 | 10.5 | 8.1 | 2 | 96 | 78 | 210474399
ARCOAIRE | HVH825GKA3* | EHD4X42AAL+WALLCON | *96CTN1002122A* | 24200 | 21400 | 16 | 10.5 | 8.1 | 2 | 96 | 78 | 210474398
KEEPRITE | CVH825GKA3* | EHD4X42AAL+WALLCON | *96CTN1002122A* | 24200 | 21400 | 16 | 10.5 | 8.1 | 2 | 96 | 78 | 210474401
BRYANT HEATING AND COOLING SYSTEMS | 288BNV025*0**C* | CSPH*4212AL*+UI | 88*TA36070C14*** | 24200 | 21200 | 16.5 | 11 | 8.1 | 2.02 | 97 | 78 | 210474405
CARRIER | 25VNA825A*032* | CSPH*4212AL*+UI | 58TN*A070C14**12 | 24200 | 21200 | 16.5 | 11 | 8.1 | 2.02 | 97 | 78 | 210474404
HEIL | HVH825GKA3* | EHD4X42AAL+WALLCON | *80CTL0701412A* | 24200 | 21200 | 16.5 | 11 | 8.1 | 2.02 | 97 | 78 | 210474406
AIRQUEST | HVH825GKA3* | EHD4X42AAL+WALLCON | *80CTL0701412A* | 24200 | 21200 | 16.5 | 11 | 8.1 | 2.02 | 97 | 78 | 210474408
DAY & NIGHT | CVH825GKA3* | EHD4X42AAL+WALLCON | *96CTN1002122A* | 24200 | 21400 | 16 | 10.5 | 8.1 | 2 | 96 | 78 | 210474400
ARCOAIRE | HVH825GKA3* | EHD4X42AAL+WALLCON | *80CTL0701412A* | 24200 | 21200 | 16.5 | 11 | 8.1 | 2.02 | 97 | 78 | 210474409
TEMPSTAR | TVH825GKA3* | EHD4X42AAL+WALLCON | *96CTN1002122A* | 24200 | 21400 | 16 | 10.5 | 8.1 | 2 | 96 | 78 | 210474403
COMFORTMAKER | CVH825GKA3* | EHD4X42AAL+WALLCON | *80CTL0701412A* | 24200 | 21200 | 16.5 | 11 | 8.1 | 2.02 | 97 | 78 | 210474410
TEMPSTAR | TVH825GKA3* | EHD4X42AAL+WALLCON | *80CTL0701412A* | 24200 | 21200 | 16.5 | 11 | 8.1 | 2.02 | 97 | 78 | 210474414
KENMORE | (C,H,T)VH825GKA3* | EHD4X42AAL+WALLCON | *80CTL0701412A* | 24200 | 21200 | 16.5 | 11 | 8.1 | 2.02 | 97 | 78 | 210474413
DAY & NIGHT | CVH825GKA3* | EHD4X42AAL+WALLCON | *80CTL0701412A* | 24200 | 21200 | 16.5 | 11 | 8.1 | 2.02 | 97 | 78 | 210474411
BRYANT HEATING AND COOLING SYSTEMS | 288BNV025*0**C* | CSPH*4212AL*+UI | 88*TA48090C17*** | 24200 | 21200 | 16.5 | 11 | 8.1 | 2.02 | 97 | 78 | 210474416
CARRIER | 25VNA825A*032* | CSPH*4212AL*+UI | 58TN*A090C17**16 | 24200 | 21200 | 16.5 | 11 | 8.1 | 2.02 | 97 | 78 | 210474415
ARCOAIRE | HVH825GKA3* | EHD4X42AAL+WALLCON | *80CTL0901716A* | 24200 | 21200 | 16.5 | 11 | 8.1 | 2.02 | 97 | 78 | 210474420
COMFORTMAKER | CVH825GKA3* | EHD4X42AAL+WALLCON | *80CTL0901716A* | 24200 | 21200 | 16.5 | 11 | 8.1 | 2.02 | 97 | 78 | 210474421
KEEPRITE | CVH825GKA3* | EHD4X42AAL+WALLCON | *80CTL0901716A* | 24200 | 21200 | 16.5 | 11 | 8.1 | 2.02 | 97 | 78 | 210474423
DAY & NIGHT | CVH825GKA3* | EHD4X42AAL+WALLCON | *80CTL0901716A* | 24200 | 21200 | 16.5 | 11 | 8.1 | 2.02 | 97 | 78 | 210474422
TEMPSTAR | TVH825GKA3* | EHD4X42AAL+WALLCON | *80CTL0901716A* | 24200 | 21200 | 16.5 | 11 | 8.1 | 2.02 | 97 | 78 | 210474425
KENMORE | (C,H,T)VH825GKA3* | EHD4X42AAL+WALLCON | *80CTL0901716A* | 24200 | 21200 | 16.5 | 11 | 8.1 | 2.02 | 97 | 78 | 210474424
BRYANT HEATING AND COOLING SYSTEMS | 288BNV024B0**A* | CAP**2414AL*+UI | 88*TA36070C14*** | 23200 | 22600 | 16.5 | 10 | 8.1 | 1.92 | 71 | 56 | 210471624
CARRIER | 25VNA824B*030* | CAP**2414AL*+UI | 58TN*A070C14**12 | 23200 | 22600 | 16.5 | 10 | 8.1 | 1.92 | 71 | 56 | 210471623
HEIL | HVH824GKA** | EA*4X24L14A*+WALLCON | *80CTL0701412A* | 23200 | 22600 | 16.5 | 10 | 8.1 | 1.92 | 71 | 56 | 210471625
AIRQUEST | HVH824GKA** | EA*4X24L14A*+WALLCON | *80CTL0701412A* | 23200 | 22600 | 16.5 | 10 | 8.1 | 1.92 | 71 | 56 | 210471627
ARCOAIRE | HVH824GKA** | EA*4X24L14A*+WALLCON | *80CTL0701412A* | 23200 | 22600 | 16.5 | 10 | 8.1 | 1.92 | 71 | 56 | 210471628
COMFORTMAKER | CVH824GKA** | EA*4X24L14A*+WALLCON | *80CTL0701412A* | 23200 | 22600 | 16.5 | 10 | 8.1 | 1.92 | 71 | 56 | 210471629
DAY & NIGHT | CVH824GKA** | EA*4X24L14A*+WALLCON | *80CTL0701412A* | 23200 | 22600 | 16.5 | 10 | 8.1 | 1.92 | 71 | 56 | 210471630
TEMPSTAR | TVH824GKA** | EA*4X24L14A*+WALLCON | *80CTL0701412A* | 23200 | 22600 | 16.5 | 10 | 8.1 | 1.92 | 71 | 56 | 210471633
KENMORE | (C,H,T)VH824GKA** | EA*4X24L14A*+WALLCON | *80CTL0701412A* | 23200 | 22600 | 16.5 | 10 | 8.1 | 1.92 | 71 | 56 | 210471632
KEEPRITE | CVH824GKA** | EA*4X24L14A*+WALLCON | *80CTL0701412A* | 23200 | 22600 | 16.5 | 10 | 8.1 | 1.92 | 71 | 56 | 210471631
ARCOAIRE | HVH848GKA2* | EN(A,D)4X48L24**+WALLCON | *96CTN1202422A* | 45000 | 47000 | 17.5 | 10 | 8.5 | 2.06 | 79 | 63 | 206774284
COMFORTMAKER | CVH848GKA2* | EN(A,D)4X48L24**+WALLCON | *96CTN1202422A* | 45000 | 47000 | 17.5 | 10 | 8.5 | 2.06 | 79 | 63 | 206774285
DAY & NIGHT | CVH848GKA2* | EN(A,D)4X48L24**+WALLCON | *96CTN1202422A* | 45000 | 47000 | 17.5 | 10 | 8.5 | 2.06 | 79 | 63 | 206774286
CARRIER | 25VNA848A*031* | CNPV*4824AL*+UI | 59MN7B100C21**22 | 45000 | 47000 | 17.5 | 10 | 8.5 | 1.98 | 77 | 61 | 206765235
TEMPSTAR | TVH848GKA2* | EN(A,D)4X48L24**+WALLCON | *96CTN1202422A* | 45000 | 47000 | 17.5 | 10 | 8.5 | 2.06 | 79 | 63 | 206774289
KEEPRITE | CVH848GKA2* | EN(A,D)4X48L24**+WALLCON | *96CTN1202422A* | 45000 | 47000 | 17.5 | 10 | 8.5 | 2.06 | 79 | 63 | 206774287
KENMORE | (C,H,T)VH848GKA2* | EN(A,D)4X48L24**+WALLCON | *96CTN1202422A* | 45000 | 47000 | 17.5 | 10 | 8.5 | 2.06 | 79 | 63 | 206997541
BRYANT HEATING AND COOLING SYSTEMS | 288BNV048*0**B* | CNPV*4824AL*+UI | 986TC66120C24*** | 45000 | 47000 | 17.5 | 10 | 8.5 | 2.06 | 79 | 63 | 206774281
BRYANT HEATING AND COOLING SYSTEMS | 288BNV048*0**B* | CNPV*4824AL*+UI | 987MB66100C21*** | 45000 | 47000 | 17.5 | 10 | 8.5 | 1.98 | 77 | 61 | 206774299
CARRIER | 25VNA848A*031* | CAP**6024AL*+UI | 59TN6B120C24**22 | 45500 | 45500 | 17.5 | 10 | 8.5 | 2.02 | 79 | 63 | 206765193
BRYANT HEATING AND COOLING SYSTEMS | 288BNV048*0**B* | CAP**6024AL*+UI | 986TC66120C24*** | 45500 | 45500 | 17.5 | 10 | 8.5 | 2.02 | 79 | 63 | 206773921
HEIL | HVH848GKA2* | EA*4X60L24A*+WALLCON | *96CTN1202422A* | 45500 | 45500 | 17.5 | 10 | 8.5 | 2.02 | 79 | 63 | 206773922
DAY & NIGHT | CVH848GKA2* | EA*4X60L24A*+WALLCON | *96CTN1202422A* | 45500 | 45500 | 17.5 | 10 | 8.5 | 2.02 | 79 | 63 | 206773926
AIRQUEST | HVH848GKA2* | EA*4X60L24A*+WALLCON | *96CTN1202422A* | 45500 | 45500 | 17.5 | 10 | 8.5 | 2.02 | 79 | 63 | 206773923
COMFORTMAKER | CVH848GKA2* | EA*4X60L24A*+WALLCON | *96CTN1202422A* | 45500 | 45500 | 17.5 | 10 | 8.5 | 2.02 | 79 | 63 | 206773925
HEIL | HVH848GKA2* | EN(A,D)4X48L24**+WALLCON | *96CTN1202422A* | 45000 | 47000 | 17.5 | 10 | 8.5 | 2.06 | 79 | 63 | 206774282
TEMPSTAR | TVH848GKA2* | EN(A,D)4X48L24**+WALLCON | *96CTN1002122A* | 45000 | 47000 | 17.5 | 10 | 8.5 | 1.98 | 77 | 61 | 206774334
CARRIER | 25VNA848A*031* | CNPV*6024AL*+UI | 58TN*A090C21**20 | 45500 | 46500 | 17.5 | 10 | 8.5 | 2 | 78 | 62 | 206765242
BRYANT HEATING AND COOLING SYSTEMS | 288BNV048*0**B* | CNPV*6024AL*+UI | 88*TA60090C21*** | 45500 | 46500 | 17.5 | 10 | 8.5 | 2 | 78 | 62 | 206774362
AIRQUEST | HVH848GKA2* | EN(A,D,W)4X60L24**+WALLCON | *80CTL0902120A* | 45500 | 46500 | 17.5 | 10 | 8.5 | 2 | 78 | 62 | 206774364
ARCOAIRE | HVH848GKA2* | EN(A,D,W)4X60L24**+WALLCON | *80CTL0902120A* | 45500 | 46500 | 17.5 | 10 | 8.5 | 2 | 78 | 62 | 206774365
HEIL | HVH848GKA2* | EN(A,D,W)4X60L24**+WALLCON | *80CTL0902120A* | 45500 | 46500 | 17.5 | 10 | 8.5 | 2 | 78 | 62 | 206774363
COMFORTMAKER | CVH848GKA2* | EN(A,D,W)4X60L24**+WALLCON | *80CTL0902120A* | 45500 | 46500 | 17.5 | 10 | 8.5 | 2 | 78 | 62 | 206774366
KEEPRITE | CVH848GKA2* | EA*4X60L24A*+WALLCON | *96CTN1202422A* | 45500 | 45500 | 17.5 | 10 | 8.5 | 2.02 | 79 | 63 | 206773927
KENMORE | (C,H,T)VH848GKA2* | EN(A,D,W)4X60L24**+WALLCON | *96CTN1002122A* | 45500 | 46500 | 17.5 | 10 | 8.5 | 2 | 78 | 62 | 206997557
KEEPRITE | CVH848GKA2* | EN(A,D,W)4X60L24**+WALLCON | *96CTN1002122A* | 45500 | 46500 | 17.5 | 10 | 8.5 | 2 | 78 | 62 | 206774431
TEMPSTAR | TVH848GKA2* | EN(A,D,W)4X60L24**+WALLCON | *96CTN1002122A* | 45500 | 46500 | 17.5 | 10 | 8.5 | 2 | 78 | 62 | 206774433
AIRQUEST | HVH848GKA2* | EN(A,D,W)4X60L24**+WALLCON | *80CTL1102120A* | 45500 | 46500 | 17.5 | 10 | 8.5 | 2 | 78 | 62 | 206774436
BRYANT HEATING AND COOLING SYSTEMS | 288BNV048*0**B* | CNPV*6024AL*+UI | 88*TA60110C21*** | 45500 | 46500 | 17.5 | 10 | 8.5 | 2 | 78 | 62 | 206774434
HEIL | HVH848GKA2* | EN(A,D,W)4X60L24**+WALLCON | *80CTL1102120A* | 45500 | 46500 | 17.5 | 10 | 8.5 | 2 | 78 | 62 | 206774435
CARRIER | 25VNA848A*031* | CNPV*6024AL*+UI | 58TN*A110C21**20 | 45500 | 46500 | 17.5 | 10 | 8.5 | 2 | 78 | 62 | 206765250
TEMPSTAR | TVH837GKA2* | EA*4X36L21A*+WALLCON | *97CMN0602120A* | 31400 | 33600 | 17 | 11 | 8.1 | 1.84 | 93 | 73 | 206771171
DAY & NIGHT | CVH848GKA2* | EN(A,D,W)4X60L24**+WALLCON | *96CTN1002122A* | 45500 | 46500 | 17.5 | 10 | 8.5 | 2 | 78 | 62 | 206774430
KENMORE | (C,H,T)VH837GKA2* | EA*4X36L21A*+WALLCON | *97CMN0602120A* | 31400 | 33600 | 17 | 11 | 8.1 | 1.84 | 93 | 73 | 206997647
CARRIER | 25VNA837A*031* | CAP**3721AL*+UI | 59CU5A080C21**20 | 33000 | 32800 | 17.5 | 11.5 | 8.5 | 2 | 97 | 76 | 206765139
DAY & NIGHT | CVH837GKA2* | EA*4X36L21A*+WALLCON | *97CMN0602120A* | 31400 | 33600 | 17 | 11 | 8.1 | 1.84 | 93 | 73 | 206771168
BRYANT HEATING AND COOLING SYSTEMS | 288BNV037*0**B* | CAP**3721AL*+UI | 935CA60080C21*** | 33000 | 32800 | 17.5 | 11.5 | 8.5 | 2 | 97 | 76 | 206773419
AIRQUEST | HVH837GKA2* | EA*4X37L21A*+WALLCON | *95CSU0802120A* | 33000 | 32800 | 17.5 | 11.5 | 8.5 | 2 | 97 | 76 | 206773421
HEIL | HVH837GKA2* | EA*4X37L21A*+WALLCON | *95CSU0802120A* | 33000 | 32800 | 17.5 | 11.5 | 8.5 | 2 | 97 | 76 | 206773420
ARCOAIRE | HVH837GKA2* | EA*4X48L21A*+WALLCON | *80CSU0401712A* | 32400 | 32600 | 17.5 | 11 | 8.5 | 1.98 | 96 | 77 | 206773138
COMFORTMAKER | CVH837GKA2* | EA*4X48L21A*+WALLCON | *80CSU0401712A* | 32400 | 32600 | 17.5 | 11 | 8.5 | 1.98 | 96 | 77 | 206773139
KEEPRITE | CVH837GKA2* | EA*4X36L21A*+WALLCON | *97CMN0602120A* | 31400 | 33600 | 17 | 11 | 8.1 | 1.84 | 93 | 73 | 206771169
TEMPSTAR | TVH837GKA2* | EA*4X48L21A*+WALLCON | *80CSU0401712A* | 32400 | 32600 | 17.5 | 11 | 8.5 | 1.98 | 96 | 77 | 206773143
KENMORE | (C,H,T)VH837GKA2* | EA*4X48L21A*+WALLCON | *80CSU0401712A* | 32400 | 32600 | 17.5 | 11 | 8.5 | 1.98 | 96 | 77 | 206997867
KEEPRITE | CVH837GKA2* | EA*4X48L21A*+WALLCON | *80CSU0401712A* | 32400 | 32600 | 17.5 | 11 | 8.5 | 1.98 | 96 | 77 | 206773141
DAY & NIGHT | CVH837GKA2* | EA*4X48L21A*+WALLCON | *80CSU0401712A* | 32400 | 32600 | 17.5 | 11 | 8.5 | 1.98 | 96 | 77 | 206773140
CARRIER | 25VNA837A*031* | CAP**4821AL*+UI | 58CU*A060C17**16 | 32200 | 32600 | 17.5 | 11 | 8.1 | 1.98 | 97 | 77 | 206765112
BRYANT HEATING AND COOLING SYSTEMS | 288BNV037*0**B* | CAP**4821AL*+UI | 83*CA48060C17*** | 32200 | 32600 | 17.5 | 11 | 8.1 | 1.98 | 97 | 77 | 206773144
CARRIER | 25VNA837A*031* | CAP**3621AL*+UI | 58TN*A090C17**16 | 31600 | 33000 | 17.5 | 11.5 | 8.1 | 1.86 | 94 | 73 | 206764897
BRYANT HEATING AND COOLING SYSTEMS | 288BNV037*0**B* | CAP**3621AL*+UI | 88*TA48090C17*** | 31600 | 33000 | 17.5 | 11.5 | 8.1 | 1.86 | 94 | 73 | 206771145
HEIL | HVH837GKA2* | EA*4X36L21A*+WALLCON | *80CTL0901716A* | 31600 | 33000 | 17.5 | 11.5 | 8.1 | 1.86 | 94 | 73 | 206771146
COMFORTMAKER | CVH837GKA2* | EA*4X36L21A*+WALLCON | *80CTL0901716A* | 31600 | 33000 | 17.5 | 11.5 | 8.1 | 1.86 | 94 | 73 | 206771149
DAY & NIGHT | CVH837GKA2* | EA*4X36L21A*+WALLCON | *80CTL0901716A* | 31600 | 33000 | 17.5 | 11.5 | 8.1 | 1.86 | 94 | 73 | 206771150
ARCOAIRE | HVH837GKA2* | EA*4X36L21A*+WALLCON | *80CTL0901716A* | 31600 | 33000 | 17.5 | 11.5 | 8.1 | 1.86 | 94 | 73 | 206771148
ARCOAIRE | HVH837GKA2* | EA*4X42L21A*+WALLCON | *97CMN0602120A* | 31600 | 33400 | 17 | 11 | 8.1 | 1.86 | 95 | 74 | 206771508
HEIL | HVH837GKA2* | EA*4X42L21A*+WALLCON | *97CMN0602120A* | 31600 | 33400 | 17 | 11 | 8.1 | 1.86 | 95 | 74 | 206771506
KENMORE | (C,H,T)VH837GKA2* | EA*4X42L21A*+WALLCON | *80CTL0701716A* | 31800 | 33200 | 17 | 11 | 8.1 | 1.88 | 95 | 74 | 206997672
CARRIER | 25VNA837A*031* | CAP**4221AL*+UI | 58TN*A090C21**20 | 31800 | 33200 | 17.5 | 11.5 | 8.1 | 1.9 | 95 | 73 | 206764926
HEIL | HVH837GKA2* | EA*4X42L21A*+WALLCON | *80CTL0902120A* | 31800 | 33200 | 17.5 | 11.5 | 8.1 | 1.9 | 95 | 73 | 206771407
AIRQUEST | HVH837GKA2* | EA*4X42L21A*+WALLCON | *80CTL0902120A* | 31800 | 33200 | 17.5 | 11.5 | 8.1 | 1.9 | 95 | 73 | 206771408
COMFORTMAKER | CVH837GKA2* | EA*4X42L21A*+WALLCON | *80CTL0902120A* | 31800 | 33200 | 17.5 | 11.5 | 8.1 | 1.9 | 95 | 73 | 206771410
ARCOAIRE | HVH837GKA2* | EA*4X42L21A*+WALLCON | *80CTL0902120A* | 31800 | 33200 | 17.5 | 11.5 | 8.1 | 1.9 | 95 | 73 | 206771409
CARRIER | 25VNA837A*031* | CAP**4821AL*+UI | 59MN7B100C21**22 | 32400 | 32600 | 17.5 | 11.7 | 8.5 | 1.98 | 96 | 77 | 206764973
BRYANT HEATING AND COOLING SYSTEMS | 288BNV037*0**B* | CAP**4821AL*+UI | 987MB66100C21*** | 32400 | 32600 | 17.5 | 11.7 | 8.5 | 1.98 | 96 | 77 | 206771829
HEIL | HVH837GKA2* | EA*4X48L21A*+WALLCON | *97CMN1002122A* | 32400 | 32600 | 17.5 | 11.7 | 8.5 | 1.98 | 96 | 77 | 206771830
AIRQUEST | HVH837GKA2* | EA*4X48L21A*+WALLCON | *97CMN1002122A* | 32400 | 32600 | 17.5 | 11.7 | 8.5 | 1.98 | 96 | 77 | 206771831
ARCOAIRE | HVH837GKA2* | EA*4X48L21A*+WALLCON | *97CMN1002122A* | 32400 | 32600 | 17.5 | 11.7 | 8.5 | 1.98 | 96 | 77 | 206771832
COMFORTMAKER | CVH837GKA2* | EA*4X48L21A*+WALLCON | *97CMN1002122A* | 32400 | 32600 | 17.5 | 11.7 | 8.5 | 1.98 | 96 | 77 | 206771833
CARRIER | 25VNA837A*031* | CAP**4821AL*+UI | 59TN6B100C21**22 | 32400 | 32600 | 17.5 | 11.7 | 8.5 | 1.98 | 96 | 77 | 206764975
TEMPSTAR | TVH837GKA2* | EA*4X37L21A*+WALLCON | *80CSU0401712A* | 32800 | 33000 | 17.5 | 11.5 | 8.5 | 1.98 | 96 | 76 | 206773044
BRYANT HEATING AND COOLING SYSTEMS | 288BNV037*0**B* | CAP**3721AL*+UI | 83*CA48060C17*** | 32800 | 33000 | 17.5 | 11 | 8.5 | 1.98 | 97 | 76 | 206773045
HEIL | HVH837GKA2* | EA*4X37L21A*+WALLCON | *80CSU0601716A* | 32800 | 33000 | 17.5 | 11 | 8.5 | 1.98 | 97 | 76 | 206773046
AIRQUEST | HVH837GKA2* | EA*4X37L21A*+WALLCON | *80CSU0601716A* | 32800 | 33000 | 17.5 | 11 | 8.5 | 1.98 | 97 | 76 | 206773047
ARCOAIRE | HVH837GKA2* | EA*4X37L21A*+WALLCON | *80CSU0601716A* | 32800 | 33000 | 17.5 | 11 | 8.5 | 1.98 | 97 | 76 | 206773048
KENMORE | (C,H,T)VH837GKA2* | EA*4X37L21A*+WALLCON | *80CSU0401712A* | 32800 | 33000 | 17.5 | 11.5 | 8.5 | 1.98 | 96 | 76 | 206997856
CARRIER | 25VNA837A*031* | CAP**3721AL*+UI | 58CU*A060C17**16 | 32800 | 33000 | 17.5 | 11 | 8.5 | 1.98 | 97 | 76 | 206765101
COMFORTMAKER | CVH837GKA2* | EA*4X37L21A*+WALLCON | *80CSU0601716A* | 32800 | 33000 | 17.5 | 11 | 8.5 | 1.98 | 97 | 76 | 206773049
CARRIER | 25VNA837A*031* | CAP**4224AL*+UI | 59MN7B100C21**22 | 31800 | 33000 | 17.5 | 11.5 | 8.1 | 1.9 | 95 | 74 | 206764943
BRYANT HEATING AND COOLING SYSTEMS | 288BNV037*0**B* | CAP**4224AL*+UI | 987MB66100C21*** | 31800 | 33000 | 17.5 | 11.5 | 8.1 | 1.9 | 95 | 74 | 206771559
DAY & NIGHT | CVH837GKA2* | EA*4X48L24A*+WALLCON | *97CMN0602120A* | 32200 | 32800 | 17 | 11 | 8.1 | 1.96 | 96 | 77 | 206771978
KEEPRITE | CVH837GKA2* | EA*4X48L24A*+WALLCON | *97CMN0602120A* | 32200 | 32800 | 17 | 11 | 8.1 | 1.96 | 96 | 77 | 206771979
KENMORE | (C,H,T)VH837GKA2* | EA*4X48L24A*+WALLCON | *97CMN0602120A* | 32200 | 32800 | 17 | 11 | 8.1 | 1.96 | 96 | 77 | 206997737
TEMPSTAR | TVH837GKA2* | EA*4X48L24A*+WALLCON | *97CMN0602120A* | 32200 | 32800 | 17 | 11 | 8.1 | 1.96 | 96 | 77 | 206771981
BRYANT HEATING AND COOLING SYSTEMS | 288BNV024B0**A* | CAP**4221AL*+UI | 88*TA48070C17*** | 23600 | 22000 | 16.5 | 10 | 8.1 | 1.94 | 72 | 57 | 204291607
ARCOAIRE | HVH824GKA** | EA*4X42L21A*+WALLCON | *80CTL0701716A* | 23600 | 22000 | 16.5 | 10 | 8.1 | 1.94 | 72 | 57 | 204291610
HEIL | HVH824GKA** | EA*4X42L21A*+WALLCON | *80CTL0701716A* | 23600 | 22000 | 16.5 | 10 | 8.1 | 1.94 | 72 | 57 | 204291608
COMFORTMAKER | CVH824GKA** | EA*4X42L21A*+WALLCON | *80CTL0701716A* | 23600 | 22000 | 16.5 | 10 | 8.1 | 1.94 | 72 | 57 | 204291611
AIRQUEST | HVH824GKA** | EA*4X42L21A*+WALLCON | *80CTL0701716A* | 23600 | 22000 | 16.5 | 10 | 8.1 | 1.94 | 72 | 57 | 204291609
KENMORE | (C,H,T)VH824GKA** | EA*4X42L21A*+WALLCON | *80CTL0701716A* | 23600 | 22000 | 16.5 | 10 | 8.1 | 1.94 | 72 | 57 | 204291614
KENMORE | (C,H,T)VH824GKA** | EA*4X36L17A*+WALLCON | *80CTL0701716A* | 23400 | 22200 | 16.5 | 10 | 8.1 | 1.92 | 71 | 56 | 204290990
TEMPSTAR | TVH824GKA** | EA*4X36L17A*+WALLCON | *80CTL0701716A* | 23400 | 22200 | 16.5 | 10 | 8.1 | 1.92 | 71 | 56 | 204290991
KEEPRITE | CVH824GKA** | EA*4X36L17A*+WALLCON | *80CTL0701716A* | 23400 | 22200 | 16.5 | 10 | 8.1 | 1.92 | 71 | 56 | 204290989
DAY & NIGHT | CVH824GKA** | EA*4X42L21A*+WALLCON | *80CTL0701716A* | 23600 | 22000 | 16.5 | 10 | 8.1 | 1.94 | 72 | 57 | 204291612
ARCOAIRE | HVH825GKA3* | EA*4X42L24A*+WALLCON | *80CSU1002120A* | 23800 | 21400 | 16.5 | 10.5 | 8.1 | 1.96 | 97 | 78 | 210473011
BRYANT HEATING AND COOLING SYSTEMS | 288BNV025*0**C* | CAP**4224AL*+UI | 88*TA66135C24*** | 23800 | 21400 | 16.5 | 11 | 8.1 | 1.96 | 96 | 78 | 210473018
HEIL | HVH825GKA3* | EA*4X42L24A*+WALLCON | *80CTL1352422A* | 23800 | 21400 | 16.5 | 11 | 8.1 | 1.96 | 96 | 78 | 210473019
CARRIER | 25VNA825A*032* | CAP**4224AL*+UI | 58TN*A135C24**22 | 23800 | 21400 | 16.5 | 11 | 8.1 | 1.96 | 96 | 78 | 210473017
ARCOAIRE | HVH825GKA3* | EA*4X42L24A*+WALLCON | *80CTL1352422A* | 23800 | 21400 | 16.5 | 11 | 8.1 | 1.96 | 96 | 78 | 210473022
AIRQUEST | HVH825GKA3* | EA*4X42L24A*+WALLCON | *80CTL1352422A* | 23800 | 21400 | 16.5 | 11 | 8.1 | 1.96 | 96 | 78 | 210473021
KENMORE | (C,H,T)VH825GKA3* | EA*4X42L24A*+WALLCON | *80CSU1002120A* | 23800 | 21400 | 16.5 | 10.5 | 8.1 | 1.96 | 97 | 78 | 210473015
TEMPSTAR | TVH825GKA3* | EA*4X42L24A*+WALLCON | *80CSU1002120A* | 23800 | 21400 | 16.5 | 10.5 | 8.1 | 1.96 | 97 | 78 | 210473016
DAY & NIGHT | CVH825GKA3* | EA*4X42L24A*+WALLCON | *80CTL1352422A* | 23800 | 21400 | 16.5 | 11 | 8.1 | 1.96 | 96 | 78 | 210473024
COMFORTMAKER | CVH825GKA3* | EA*4X42L24A*+WALLCON | *80CTL1352422A* | 23800 | 21400 | 16.5 | 11 | 8.1 | 1.96 | 96 | 78 | 210473023
KEEPRITE | CVH825GKA3* | EA*4X42L24A*+WALLCON | *80CTL1352422A* | 23800 | 21400 | 16.5 | 11 | 8.1 | 1.96 | 96 | 78 | 210473025
KENMORE | (C,H,T)VH825GKA3* | EA*4X42L24A*+WALLCON | *80CTL1352422A* | 23800 | 21400 | 16.5 | 11 | 8.1 | 1.96 | 96 | 78 | 210473026
TEMPSTAR | TVH825GKA3* | EA*4X42L24A*+WALLCON | *80CTL1352422A* | 23800 | 21400 | 16.5 | 11 | 8.1 | 1.96 | 96 | 78 | 210473027
HEIL | HVH825GKA3* | EA*4X42L24A*+WALLCON | *96CTN1202422A* | 23800 | 21400 | 17 | 11 | 8.1 | 1.96 | 96 | 78 | 210473030
AIRQUEST | HVH825GKA3* | EA*4X42L24A*+WALLCON | *96CTN1202422A* | 23800 | 21400 | 17 | 11 | 8.1 | 1.96 | 96 | 78 | 210473032
KEEPRITE | CVH825GKA3* | EA*4X42L24A*+WALLCON | *96CTN1202422A* | 23800 | 21400 | 17 | 11 | 8.1 | 1.96 | 96 | 78 | 210473036
COMFORTMAKER | CVH825GKA3* | EA*4X42L24A*+WALLCON | *96CTN1202422A* | 23800 | 21400 | 17 | 11 | 8.1 | 1.96 | 96 | 78 | 210473034
DAY & NIGHT | CVH825GKA3* | EA*4X42L24A*+WALLCON | *96CTN1202422A* | 23800 | 21400 | 17 | 11 | 8.1 | 1.96 | 96 | 78 | 210473035
KENMORE | (C,H,T)VH825GKA3* | EA*4X42L24A*+WALLCON | *96CTN1202422A* | 23800 | 21400 | 17 | 11 | 8.1 | 1.96 | 96 | 78 | 210473037
KENMORE | (C,H,T)VH825GKA3* | EA*4X42L24A*+WALLCON | *95CSU0802120A* | 23800 | 21400 | 17 | 11 | 8.1 | 1.96 | 96 | 78 | 210472993
BRYANT HEATING AND COOLING SYSTEMS | 288BNV025*0**C* | CAP**4224AL*+UI | 986TC66120C24*** | 23800 | 21400 | 17 | 11 | 8.1 | 1.96 | 96 | 78 | 210473029
CARRIER | 25VNA825A*032* | CAP**4224AL*+UI | 59MN7B100C21**22 | 23800 | 21400 | 16.5 | 11 | 8.1 | 1.96 | 96 | 78 | 210473039
TEMPSTAR | TVH825GKA3* | EA*4X42L24A*+WALLCON | *96CTN1202422A* | 23800 | 21400 | 17 | 11 | 8.1 | 1.96 | 96 | 78 | 210473038
HEIL | HVH825GKA3* | EA*4X42L24A*+WALLCON | *97CMN1002122A* | 23800 | 21400 | 16.5 | 11 | 8.1 | 1.96 | 96 | 78 | 210473041
BRYANT HEATING AND COOLING SYSTEMS | 288BNV025*0**C* | CAP**4224AL*+UI | 987MB66100C21*** | 23800 | 21400 | 16.5 | 11 | 8.1 | 1.96 | 96 | 78 | 210473040
AIRQUEST | HVH825GKA3* | EA*4X42L24A*+WALLCON | *97CMN1002122A* | 23800 | 21400 | 16.5 | 11 | 8.1 | 1.96 | 96 | 78 | 210473043
COMFORTMAKER | CVH825GKA3* | EA*4X42L24A*+WALLCON | *97CMN1002122A* | 23800 | 21400 | 16.5 | 11 | 8.1 | 1.96 | 96 | 78 | 210473045
DAY & NIGHT | CVH825GKA3* | EA*4X42L24A*+WALLCON | *97CMN1002122A* | 23800 | 21400 | 16.5 | 11 | 8.1 | 1.96 | 96 | 78 | 210473046
KENMORE | (C,H,T)VH825GKA3* | EA*4X42L24A*+WALLCON | *97CMN1002122A* | 23800 | 21400 | 16.5 | 11 | 8.1 | 1.96 | 96 | 78 | 210473048
TEMPSTAR | TVH825GKA3* | EA*4X42L24A*+WALLCON | *97CMN1002122A* | 23800 | 21400 | 16.5 | 11 | 8.1 | 1.96 | 96 | 78 | 210473049
CARRIER | 25VNA825A*032* | CAP**4224AL*+UI | 59MN7B120C24**22 | 23800 | 21400 | 16.5 | 11 | 8.1 | 1.96 | 97 | 78 | 210473050
COMFORTMAKER | CVH825GKA3* | EA*4X42L24A*+WALLCON | *97CMN1202422A* | 23800 | 21400 | 16.5 | 11 | 8.1 | 1.96 | 97 | 78 | 210473056
AIRQUEST | HVH825GKA3* | EA*4X42L24A*+WALLCON | *97CMN1202422A* | 23800 | 21400 | 16.5 | 11 | 8.1 | 1.96 | 97 | 78 | 210473054
KEEPRITE | CVH825GKA3* | EA*4X42L24A*+WALLCON | *97CMN1202422A* | 23800 | 21400 | 16.5 | 11 | 8.1 | 1.96 | 97 | 78 | 210473058
DAY & NIGHT | CVH825GKA3* | EA*4X42L24A*+WALLCON | *97CMN1202422A* | 23800 | 21400 | 16.5 | 11 | 8.1 | 1.96 | 97 | 78 | 210473057
KENMORE | (C,H,T)VH825GKA3* | EA*4X42L24A*+WALLCON | *97CMN1202422A* | 23800 | 21400 | 16.5 | 11 | 8.1 | 1.96 | 97 | 78 | 210473059
HEIL | HVH825GKA3* | EA*4X42L24A*+WALLCON | *97CMN1202422A* | 23800 | 21400 | 16.5 | 11 | 8.1 | 1.96 | 97 | 78 | 210473052
TEMPSTAR | TVH825GKA3* | EA*4X42L24A*+WALLCON | *97CMN1202422A* | 23800 | 21400 | 16.5 | 11 | 8.1 | 1.96 | 97 | 78 | 210473060
HEIL | HVH825GKA3* | EA*4X42L24A*+WALLCON | *96CTN1002122A* | 23800 | 21400 | 16.5 | 11 | 8.1 | 1.96 | 96 | 78 | 210473063
CARRIER | 25VNA825A*032* | CAP**4224AL*+UI | 59TN6B100C21**22 | 23800 | 21400 | 16.5 | 11 | 8.1 | 1.96 | 96 | 78 | 210473061
BRYANT HEATING AND COOLING SYSTEMS | 288BNV025*0**C* | CAP**4224AL*+UI | 986TC66100C21*** | 23800 | 21400 | 16.5 | 11 | 8.1 | 1.96 | 96 | 78 | 210473062
AIRQUEST | HVH825GKA3* | EA*4X42L24A*+WALLCON | *96CTN1002122A* | 23800 | 21400 | 16.5 | 11 | 8.1 | 1.96 | 96 | 78 | 210473065
KENMORE | (C,H,T)VH825GKA3* | EA*4X42L24A*+WALLCON | *96CTN1002122A* | 23800 | 21400 | 16.5 | 11 | 8.1 | 1.96 | 96 | 78 | 210473070
DAY & NIGHT | CVH825GKA3* | EA*4X42L24A*+WALLCON | *96CTN1002122A* | 23800 | 21400 | 16.5 | 11 | 8.1 | 1.96 | 96 | 78 | 210473068
ARCOAIRE | HVH825GKA3* | EA*4X42L24A*+WALLCON | *97CMN1002122A* | 23800 | 21400 | 16.5 | 11 | 8.1 | 1.96 | 96 | 78 | 210473044
KEEPRITE | CVH825GKA3* | EA*4X42L24A*+WALLCON | *96CTN1002122A* | 23800 | 21400 | 16.5 | 11 | 8.1 | 1.96 | 96 | 78 | 210473069
COMFORTMAKER | CVH825GKA3* | EA*4X42L24A*+WALLCON | *96CTN1002122A* | 23800 | 21400 | 16.5 | 11 | 8.1 | 1.96 | 96 | 78 | 210473067
ARCOAIRE | HVH825GKA3* | EA*4X42L24A*+WALLCON | *96CTN1002122A* | 23800 | 21400 | 16.5 | 11 | 8.1 | 1.96 | 96 | 78 | 210473066
BRYANT HEATING AND COOLING SYSTEMS | 288BNV025*0**C* | CAP**4224AL*+UI | 987MB60060C21*** | 23600 | 21400 | 16.5 | 11 | 8.1 | 1.96 | 97 | 78 | 210473073
HEIL | HVH825GKA3* | EA*4X42L24A*+WALLCON | *97CMN0602120A* | 23600 | 21400 | 16.5 | 11 | 8.1 | 1.96 | 97 | 78 | 210473074
KEEPRITE | CVH837GKA2* | EHD4X42AAL+WALLCON | *80CTL0701716A* | 32400 | 33200 | 16.5 | 11 | 8.1 | 1.94 | 96 | 75 | 206772700
TEMPSTAR | TVH837GKA2* | EHD4X42AAL+WALLCON | *80CTL0701716A* | 32400 | 33200 | 16.5 | 11 | 8.1 | 1.94 | 96 | 75 | 206772702
KENMORE | (C,H,T)VH837GKA2* | EHD4X42AAL+WALLCON | *80CTL0701716A* | 32400 | 33200 | 16.5 | 11 | 8.1 | 1.94 | 96 | 75 | 206997818
BRYANT HEATING AND COOLING SYSTEMS | 288BNV037*0**B* | CSPH*4212AL*+UI | 88*TA60090C21*** | 32400 | 33200 | 16.5 | 11 | 8.1 | 1.96 | 95 | 75 | 206772712
HEIL | HVH837GKA2* | EHD4X42AAL+WALLCON | *80CTL0902120A* | 32400 | 33200 | 16.5 | 11 | 8.1 | 1.96 | 95 | 75 | 206772713
CARRIER | 25VNA837A*031* | CSPH*4212AL*+UI | 58TN*A090C21**20 | 32400 | 33200 | 16.5 | 11 | 8.1 | 1.96 | 95 | 75 | 206765064
AIRQUEST | HVH837GKA2* | EHD4X36AAL+WALLCON | *97CMN1002122A* | 32200 | 33200 | 16.5 | 11 | 8.1 | 1.94 | 95 | 75 | 206772615
DAY & NIGHT | CVH837GKA2* | EHD4X36AAL+WALLCON | *97CMN1002122A* | 32200 | 33200 | 16.5 | 11 | 8.1 | 1.94 | 95 | 75 | 206772618
ARCOAIRE | HVH837GKA2* | EHD4X36AAL+WALLCON | *97CMN1002122A* | 32200 | 33200 | 16.5 | 11 | 8.1 | 1.94 | 95 | 75 | 206772616
COMFORTMAKER | CVH837GKA2* | EHD4X36AAL+WALLCON | *97CMN1002122A* | 32200 | 33200 | 16.5 | 11 | 8.1 | 1.94 | 95 | 75 | 206772617
KEEPRITE | CVH837GKA2* | EHD4X36AAL+WALLCON | *97CMN1002122A* | 32200 | 33200 | 16.5 | 11 | 8.1 | 1.94 | 95 | 75 | 206772619
KENMORE | (C,H,T)VH837GKA2* | EHD4X36AAL+WALLCON | *97CMN1002122A* | 32200 | 33200 | 16.5 | 11 | 8.1 | 1.94 | 95 | 75 | 206997809
HEIL | HVH837GKA2* | EHD4X48AAL+WALLCON | *80CTL0701412A* | 32600 | 33200 | 17 | 11 | 8.1 | 1.96 | 96 | 75 | 206772992
BRYANT HEATING AND COOLING SYSTEMS | 288BNV037*0**B* | CSPH*4812AL*+UI | 88*TA36070C14*** | 32600 | 33200 | 17 | 11 | 8.1 | 1.96 | 96 | 75 | 206772991
COMFORTMAKER | CVH837GKA2* | EHD4X48AAL+WALLCON | *80CTL0701412A* | 32600 | 33200 | 17 | 11 | 8.1 | 1.96 | 96 | 75 | 206772995
AIRQUEST | HVH837GKA2* | EHD4X48AAL+WALLCON | *80CTL0701412A* | 32600 | 33200 | 17 | 11 | 8.1 | 1.96 | 96 | 75 | 206772993
ARCOAIRE | HVH837GKA2* | EHD4X48AAL+WALLCON | *80CTL0701412A* | 32600 | 33200 | 17 | 11 | 8.1 | 1.96 | 96 | 75 | 206772994
DAY & NIGHT | CVH837GKA2* | EHD4X48AAL+WALLCON | *80CTL0701412A* | 32600 | 33200 | 17 | 11 | 8.1 | 1.96 | 96 | 75 | 206772996
KENMORE | (C,H,T)VH837GKA2* | EHD4X48AAL+WALLCON | *80CTL0701412A* | 32600 | 33200 | 17 | 11 | 8.1 | 1.96 | 96 | 75 | 206997851
TEMPSTAR | TVH837GKA2* | EHD4X36AAL+WALLCON | *80CTL0901716A* | 32400 | 33200 | 17 | 11 | 8.1 | 1.94 | 95 | 74 | 206772666
KEEPRITE | CVH837GKA2* | EHD4X48AAL+WALLCON | *80CTL0701412A* | 32600 | 33200 | 17 | 11 | 8.1 | 1.96 | 96 | 75 | 206772997
HEIL | HVH837GKA2* | EHD4X42AAL+WALLCON | *95CSU0802120A* | 32600 | 33000 | 17 | 11 | 8.1 | 1.96 | 96 | 75 | 206773652
AIRQUEST | HVH837GKA2* | EHD4X42AAL+WALLCON | *95CSU0802120A* | 32600 | 33000 | 17 | 11 | 8.1 | 1.96 | 96 | 75 | 206773653
BRYANT HEATING AND COOLING SYSTEMS | 288BNV037*0**B* | CSPH*4212AL*+UI | 935CA60080C21*** | 32600 | 33000 | 17 | 11 | 8.1 | 1.96 | 96 | 75 | 206773651
DAY & NIGHT | CVH837GKA2* | EHD4X42AAL+WALLCON | *95CSU0802120A* | 32600 | 33000 | 17 | 11 | 8.1 | 1.96 | 96 | 75 | 206773656
ARCOAIRE | HVH837GKA2* | EHD4X42AAL+WALLCON | *95CSU0802120A* | 32600 | 33000 | 17 | 11 | 8.1 | 1.96 | 96 | 75 | 206773654
TEMPSTAR | TVH837GKA2* | EHD4X42AAL+WALLCON | *80CSU0601716A* | 32400 | 33200 | 17 | 11 | 8.1 | 1.94 | 96 | 75 | 206773337
COMFORTMAKER | CVH837GKA2* | EHD4X42AAL+WALLCON | *95CSU0802120A* | 32600 | 33000 | 17 | 11 | 8.1 | 1.96 | 96 | 75 | 206773655
CARRIER | 25VNA837A*031* | CSPH*4212AL*+UI | 59CU5A080C21**20 | 32600 | 33000 | 17 | 11 | 8.1 | 1.96 | 96 | 75 | 206765163
BRYANT HEATING AND COOLING SYSTEMS | 288BNV037*0**B* | CSPH*4212AL*+UI | 83*CA60100C21*** | 32400 | 33200 | 16.5 | 11 | 8.1 | 1.96 | 95 | 75 | 206773347
HEIL | HVH837GKA2* | EHD4X42AAL+WALLCON | *80CSU1002120A* | 32400 | 33200 | 16.5 | 11 | 8.1 | 1.96 | 95 | 75 | 206773348
CARRIER | 25VNA837A*031* | CSPH*4212AL*+UI | 58CU*A100C21**20 | 32400 | 33200 | 16.5 | 11 | 8.1 | 1.96 | 95 | 75 | 206765131
AIRQUEST | HVH837GKA2* | EHD4X42AAL+WALLCON | *80CSU1002120A* | 32400 | 33200 | 16.5 | 11 | 8.1 | 1.96 | 95 | 75 | 206773349
ARCOAIRE | HVH837GKA2* | EHD4X42AAL+WALLCON | *80CSU1002120A* | 32400 | 33200 | 16.5 | 11 | 8.1 | 1.96 | 95 | 75 | 206773350
COMFORTMAKER | CVH837GKA2* | EHD4X42AAL+WALLCON | *80CSU1002120A* | 32400 | 33200 | 16.5 | 11 | 8.1 | 1.96 | 95 | 75 | 206773351
COMFORTMAKER | CVH837GKA2* | EHD4X42AAL+WALLCON | *96CTN1002122A* | 32600 | 33000 | 16.5 | 11 | 8.1 | 1.96 | 96 | 75 | 206772815
DAY & NIGHT | CVH837GKA2* | EHD4X42AAL+WALLCON | *80CSU1002120A* | 32400 | 33200 | 16.5 | 11 | 8.1 | 1.96 | 95 | 75 | 206773352
DAY & NIGHT | CVH837GKA2* | EHD4X42AAL+WALLCON | *96CTN1002122A* | 32600 | 33000 | 16.5 | 11 | 8.1 | 1.96 | 96 | 75 | 206772816
CARRIER | 25VNA837A*031* | CAP**4224AL*+UI | 59CU5A080C21**20 | 31800 | 33000 | 17.5 | 11 | 8.1 | 1.9 | 95 | 74 | 206765143
HEIL | HVH837GKA2* | EA*4X42L24A*+WALLCON | *95CSU0802120A* | 31800 | 33000 | 17.5 | 11 | 8.1 | 1.9 | 95 | 74 | 206773456
BRYANT HEATING AND COOLING SYSTEMS | 288BNV037*0**B* | CAP**4224AL*+UI | 935CA60080C21*** | 31800 | 33000 | 17.5 | 11 | 8.1 | 1.9 | 95 | 74 | 206773455
KEEPRITE | CVH837GKA2* | EA*4X42L24A*+WALLCON | *95CSU0802120A* | 31800 | 33000 | 17.5 | 11 | 8.1 | 1.9 | 95 | 74 | 206773461
COMFORTMAKER | CVH837GKA2* | EA*4X42L24A*+WALLCON | *95CSU0802120A* | 31800 | 33000 | 17.5 | 11 | 8.1 | 1.9 | 95 | 74 | 206773459
TEMPSTAR | TVH837GKA2* | EA*4X42L21A*+WALLCON | *97CMN0602120A* | 31600 | 33400 | 17 | 11 | 8.1 | 1.86 | 95 | 74 | 206771513
KENMORE | (C,H,T)VH837GKA2* | EA*4X42L21A*+WALLCON | *97CMN0602120A* | 31600 | 33400 | 17 | 11 | 8.1 | 1.86 | 95 | 74 | 206997685
KEEPRITE | CVH837GKA2* | EA*4X36L21A*+WALLCON | *80CTL0901716A* | 31600 | 33000 | 17.5 | 11.5 | 8.1 | 1.86 | 94 | 73 | 206771151
DAY & NIGHT | CVH837GKA2* | EA*4X42L21A*+WALLCON | *97CMN0602120A* | 31600 | 33400 | 17 | 11 | 8.1 | 1.86 | 95 | 74 | 206771510
AIRQUEST | HVH837GKA2* | EA*4X36L21A*+WALLCON | *80CTL0901716A* | 31600 | 33000 | 17.5 | 11.5 | 8.1 | 1.86 | 94 | 73 | 206771147
KEEPRITE | CVH837GKA2* | EA*4X42L21A*+WALLCON | *97CMN0602120A* | 31600 | 33400 | 17 | 11 | 8.1 | 1.86 | 95 | 74 | 206771511
DAY & NIGHT | CVH837GKA2* | EA*4X48L24A*+WALLCON | *96CTN1002122A* | 32400 | 32600 | 17.5 | 11.7 | 8.5 | 2 | 96 | 76 | 206771960
COMFORTMAKER | CVH837GKA2* | EA*4X42L21A*+WALLCON | *97CMN0602120A* | 31600 | 33400 | 17 | 11 | 8.1 | 1.86 | 95 | 74 | 206771509
AIRQUEST | HVH837GKA2* | EA*4X42L21A*+WALLCON | *97CMN0602120A* | 31600 | 33400 | 17 | 11 | 8.1 | 1.86 | 95 | 74 | 206771507
KENMORE | (C,H,T)VH824GKA** | EA*4X24L17A*+WALLCON | *80CTL0901716A* | 23200 | 22600 | 16.5 | 10 | 8.1 | 1.92 | 71 | 56 | 210471713
COMFORTMAKER | CVH824GKA** | EA*4X24L17A*+WALLCON | *80CTL0901716A* | 23200 | 22600 | 16.5 | 10 | 8.1 | 1.92 | 71 | 56 | 210471710
ARCOAIRE | HVH824GKA** | EA*4X24L17A*+WALLCON | *80CTL0901716A* | 23200 | 22600 | 16.5 | 10 | 8.1 | 1.92 | 71 | 56 | 210471709
AIRQUEST | HVH824GKA** | EA*4X24L17A*+WALLCON | *80CTL0901716A* | 23200 | 22600 | 16.5 | 10 | 8.1 | 1.92 | 71 | 56 | 210471708
HEIL | HVH824GKA** | EA*4X24L17A*+WALLCON | *80CTL0701412A* | 23200 | 22600 | 16.5 | 10 | 8.1 | 1.92 | 71 | 56 | 210471695
HEIL | HVH824GKA** | EA*4X24L17A*+WALLCON | *80CTL0901716A* | 23200 | 22600 | 16.5 | 10 | 8.1 | 1.92 | 71 | 56 | 210471706
BRYANT HEATING AND COOLING SYSTEMS | 288BNV024B0**A* | CAP**2417AL*+UI | 88*TA48090C17*** | 23200 | 22600 | 16.5 | 10 | 8.1 | 1.92 | 71 | 56 | 210471705
TEMPSTAR | TVH824GKA** | EA*4X24L17A*+WALLCON | *80CTL0701412A* | 23200 | 22600 | 16.5 | 10 | 8.1 | 1.92 | 71 | 56 | 210471703
CARRIER | 25VNA824B*030* | CAP**2417AL*+UI | 58TN*A090C17**16 | 23200 | 22600 | 16.5 | 10 | 8.1 | 1.92 | 71 | 56 | 210471704
KENMORE | (C,H,T)VH824GKA** | EA*4X24L17A*+WALLCON | *80CTL0701412A* | 23200 | 22600 | 16.5 | 10 | 8.1 | 1.92 | 71 | 56 | 210471702
KEEPRITE | CVH824GKA** | EA*4X24L17A*+WALLCON | *80CTL0701412A* | 23200 | 22600 | 16.5 | 10 | 8.1 | 1.92 | 71 | 56 | 210471701
DAY & NIGHT | CVH824GKA** | EA*4X24L17A*+WALLCON | *80CTL0701412A* | 23200 | 22600 | 16.5 | 10 | 8.1 | 1.92 | 71 | 56 | 210471700
BRYANT HEATING AND COOLING SYSTEMS | 288BNV024B0**A* | CAP**2417AL*+UI | 88*TA36070C14*** | 23200 | 22600 | 16.5 | 10 | 8.1 | 1.92 | 71 | 56 | 210471694
ARCOAIRE | HVH824GKA** | EA*4X24L17A*+WALLCON | *80CTL0701412A* | 23200 | 22600 | 16.5 | 10 | 8.1 | 1.92 | 71 | 56 | 210471698
AIRQUEST | HVH824GKA** | EA*4X24L17A*+WALLCON | *80CTL0701412A* | 23200 | 22600 | 16.5 | 10 | 8.1 | 1.92 | 71 | 56 | 210471697
COMFORTMAKER | CVH824GKA** | EA*4X24L17A*+WALLCON | *80CTL0701412A* | 23200 | 22600 | 16.5 | 10 | 8.1 | 1.92 | 71 | 56 | 210471699
CARRIER | 25VNA824B*030* | CAP**2417AL*+UI | 58TN*A070C14**12 | 23200 | 22600 | 16.5 | 10 | 8.1 | 1.92 | 71 | 56 | 210471693
COMFORTMAKER | CVH837GKA2* | EA*4X43L21A*+WALLCON | *95CSU0802120A* | 33000 | 32800 | 17.5 | 11.5 | 8.5 | 2 | 97 | 76 | 206773477
KENMORE | (C,H,T)VH825GKA3* | EHD4X48AAL+WALLCON | *80CSU0401712A* | 24200 | 21200 | 16.5 | 11 | 8.1 | 2.02 | 97 | 78 | 210474479
KEEPRITE | CVH825GKA3* | EHD4X48AAL+WALLCON | *80CSU0401712A* | 24200 | 21200 | 16.5 | 11 | 8.1 | 2.02 | 97 | 78 | 210474478
COMFORTMAKER | CVH825GKA3* | EHD4X48AAL+WALLCON | *80CSU0401712A* | 24200 | 21200 | 16.5 | 11 | 8.1 | 2.02 | 97 | 78 | 210474476
DAY & NIGHT | CVH825GKA3* | EHD4X48AAL+WALLCON | *80CSU0401712A* | 24200 | 21200 | 16.5 | 11 | 8.1 | 2.02 | 97 | 78 | 210474477
ARCOAIRE | HVH825GKA3* | EHD4X48AAL+WALLCON | *80CSU0401712A* | 24200 | 21200 | 16.5 | 11 | 8.1 | 2.02 | 97 | 78 | 210474475
AIRQUEST | HVH825GKA3* | EHD4X48AAL+WALLCON | *80CSU0401712A* | 24200 | 21200 | 16.5 | 11 | 8.1 | 2.02 | 97 | 78 | 210474474
HEIL | HVH825GKA3* | EHD4X48AAL+WALLCON | *80CSU0401712A* | 24200 | 21200 | 16.5 | 11 | 8.1 | 2.02 | 97 | 78 | 210474472
ARCOAIRE | HVH825GKA3* | EHD4X48AAL+WALLCON | *95CSU1002122A* | 24200 | 21200 | 16.5 | 11 | 8.1 | 2.02 | 97 | 78 | 210474464
AIRQUEST | HVH825GKA3* | EHD4X48AAL+WALLCON | *95CSU1002122A* | 24200 | 21200 | 16.5 | 11 | 8.1 | 2.02 | 97 | 78 | 210474463
CARRIER | 25VNA825A*032* | CSPH*4812AL*+UI | 58CU*A040C17**12 | 24200 | 21200 | 16.5 | 11 | 8.1 | 2.02 | 97 | 78 | 210474470
KEEPRITE | CVH825GKA3* | EHD4X48AAL+WALLCON | *95CSU1002122A* | 24200 | 21200 | 16.5 | 11 | 8.1 | 2.02 | 97 | 78 | 210474467
BRYANT HEATING AND COOLING SYSTEMS | 288BNV025*0**C* | CSPH*4812AL*+UI | 83*CA36040C17*** | 24200 | 21200 | 16.5 | 11 | 8.1 | 2.02 | 97 | 78 | 210474471
KENMORE | (C,H,T)VH825GKA3* | EHD4X48AAL+WALLCON | *95CSU1002122A* | 24200 | 21200 | 16.5 | 11 | 8.1 | 2.02 | 97 | 78 | 210474468
TEMPSTAR | TVH825GKA3* | EHD4X48AAL+WALLCON | *95CSU1002122A* | 24200 | 21200 | 16.5 | 11 | 8.1 | 2.02 | 97 | 78 | 210474469
DAY & NIGHT | CVH825GKA3* | EHD4X48AAL+WALLCON | *95CSU1002122A* | 24200 | 21200 | 16.5 | 11 | 8.1 | 2.02 | 97 | 78 | 210474466
COMFORTMAKER | CVH825GKA3* | EHD4X48AAL+WALLCON | *95CSU1002122A* | 24200 | 21200 | 16.5 | 11 | 8.1 | 2.02 | 97 | 78 | 210474465
HEIL | HVH825GKA3* | EHD4X48AAL+WALLCON | *95CSU1002122A* | 24200 | 21200 | 16.5 | 11 | 8.1 | 2.02 | 97 | 78 | 210474461
TEMPSTAR | TVH825GKA3* | EHD4X48AAL+WALLCON | *95CSU0802120A* | 24200 | 21200 | 16.5 | 11 | 8.1 | 2.02 | 97 | 78 | 210474458
CARRIER | 25VNA825A*032* | CSPH*4812AL*+UI | 59CU5A100C21**22 | 24200 | 21200 | 16.5 | 11 | 8.1 | 2.02 | 97 | 78 | 210474459
KEEPRITE | CVH825GKA3* | EHD4X48AAL+WALLCON | *95CSU0802120A* | 24200 | 21200 | 16.5 | 11 | 8.1 | 2.02 | 97 | 78 | 210474456
BRYANT HEATING AND COOLING SYSTEMS | 288BNV025*0**C* | CSPH*4812AL*+UI | 935CA66100C21*** | 24200 | 21200 | 16.5 | 11 | 8.1 | 2.02 | 97 | 78 | 210474460
KENMORE | (C,H,T)VH825GKA3* | EHD4X48AAL+WALLCON | *95CSU0802120A* | 24200 | 21200 | 16.5 | 11 | 8.1 | 2.02 | 97 | 78 | 210474457
DAY & NIGHT | CVH825GKA3* | EHD4X48AAL+WALLCON | *95CSU0802120A* | 24200 | 21200 | 16.5 | 11 | 8.1 | 2.02 | 97 | 78 | 210474455
KEEPRITE | CVH825GKA3* | EHD4X48AAL+WALLCON | *95CSU0601716A* | 24200 | 21400 | 16 | 10.5 | 8.1 | 2 | 96 | 78 | 210474445
BRYANT HEATING AND COOLING SYSTEMS | 288BNV025*0**C* | CSPH*4812AL*+UI | 935CA60080C21*** | 24200 | 21200 | 16.5 | 11 | 8.1 | 2.02 | 97 | 78 | 210474449
COMFORTMAKER | CVH825GKA3* | EHD4X48AAL+WALLCON | *95CSU0802120A* | 24200 | 21200 | 16.5 | 11 | 8.1 | 2.02 | 97 | 78 | 210474454
ARCOAIRE | HVH825GKA3* | EHD4X48AAL+WALLCON | *95CSU0802120A* | 24200 | 21200 | 16.5 | 11 | 8.1 | 2.02 | 97 | 78 | 210474453
AIRQUEST | HVH825GKA3* | EHD4X48AAL+WALLCON | *95CSU0802120A* | 24200 | 21200 | 16.5 | 11 | 8.1 | 2.02 | 97 | 78 | 210474452
HEIL | HVH825GKA3* | EHD4X48AAL+WALLCON | *95CSU0802120A* | 24200 | 21200 | 16.5 | 11 | 8.1 | 2.02 | 97 | 78 | 210474450
CARRIER | 25VNA825A*032* | CSPH*4812AL*+UI | 59CU5A080C21**20 | 24200 | 21200 | 16.5 | 11 | 8.1 | 2.02 | 97 | 78 | 210474448
KENMORE | (C,H,T)VH825GKA3* | EHD4X48AAL+WALLCON | *95CSU0601716A* | 24200 | 21400 | 16 | 10.5 | 8.1 | 2 | 96 | 78 | 210474446
ARCOAIRE | HVH837GKA2* | EA*4X43L21A*+WALLCON | *95CSU0802120A* | 33000 | 32800 | 17.5 | 11.5 | 8.5 | 2 | 97 | 76 | 206773476
TEMPSTAR | TVH825GKA3* | EHD4X48AAL+WALLCON | *95CSU0601716A* | 24200 | 21400 | 16 | 10.5 | 8.1 | 2 | 96 | 78 | 210474447
COMFORTMAKER | CVH825GKA3* | EHD4X48AAL+WALLCON | *95CSU0601716A* | 24200 | 21400 | 16 | 10.5 | 8.1 | 2 | 96 | 78 | 210474443
ARCOAIRE | HVH825GKA3* | EHD4X48AAL+WALLCON | *95CSU0601716A* | 24200 | 21400 | 16 | 10.5 | 8.1 | 2 | 96 | 78 | 210474442
DAY & NIGHT | CVH825GKA3* | EHD4X48AAL+WALLCON | *95CSU0601716A* | 24200 | 21400 | 16 | 10.5 | 8.1 | 2 | 96 | 78 | 210474444
HEIL | HVH825GKA3* | EHD4X48AAL+WALLCON | *95CSU0601716A* | 24200 | 21400 | 16 | 10.5 | 8.1 | 2 | 96 | 78 | 210474439
AIRQUEST | HVH825GKA3* | EHD4X48AAL+WALLCON | *95CSU0601716A* | 24200 | 21400 | 16 | 10.5 | 8.1 | 2 | 96 | 78 | 210474441
CARRIER | 25VNA825A*032* | CSPH*4812AL*+UI | 59CU5A060C17**16 | 24200 | 21400 | 16 | 10.5 | 8.1 | 2 | 96 | 78 | 210474437
BRYANT HEATING AND COOLING SYSTEMS | 288BNV025*0**C* | CSPH*4812AL*+UI | 935CA48060C17*** | 24200 | 21400 | 16 | 10.5 | 8.1 | 2 | 96 | 78 | 210474438
AIRQUEST | HVH825GKA3* | EHD4X42AAL+WALLCON | *80CTL0901716A* | 24200 | 21200 | 16.5 | 11 | 8.1 | 2.02 | 97 | 78 | 210474419
HEIL | HVH825GKA3* | EHD4X42AAL+WALLCON | *80CTL0901716A* | 24200 | 21200 | 16.5 | 11 | 8.1 | 2.02 | 97 | 78 | 210474417
HEIL | HVH837GKA2* | EN(A,D,W)4X60L24**+WALLCON | *96CTN1002122A* | 32800 | 32200 | 18 | 12 | 8.1 | 1.98 | 97 | 76 | 210470987
BRYANT HEATING AND COOLING SYSTEMS | 288BNV037*0**B* | CNPV*6024AL*+UI | 986TC66100C21*** | 32800 | 32200 | 18 | 12 | 8.1 | 1.98 | 97 | 76 | 210470986
CARRIER | 25VNA837A*031* | CNPV*6024AL*+UI | 59TN6B100C21**22 | 32800 | 32200 | 18 | 12 | 8.1 | 1.98 | 97 | 76 | 210470985
COMFORTMAKER | CVH837GKA2* | EN(A,D,W)4X60L24**+WALLCON | *80CSU1002120A* | 32800 | 32200 | 17.5 | 11.7 | 8.1 | 1.98 | 98 | 77 | 210470903
DAY & NIGHT | CVH837GKA2* | EN(A,D,W)4X60L24**+WALLCON | *97CMN1202422A* | 32800 | 32200 | 17.5 | 11.7 | 8.1 | 1.96 | 98 | 77 | 210470970
KENMORE | (C,H,T)VH837GKA2* | EN(A,D,W)4X60L24**+WALLCON | *80CTL0902120A* | 32800 | 32200 | 18 | 12 | 8.1 | 1.98 | 98 | 77 | 210470917
TEMPSTAR | TVH837GKA2* | EN(A,D,W)4X60L24**+WALLCON | *97CMN1202422A* | 32800 | 32200 | 17.5 | 11.7 | 8.1 | 1.96 | 98 | 77 | 210470973
KENMORE | (C,H,T)VH837GKA2* | EN(A,D,W)4X60L24**+WALLCON | *97CMN1202422A* | 32800 | 32200 | 17.5 | 11.7 | 8.1 | 1.96 | 98 | 77 | 210470972
COMFORTMAKER | CVH837GKA2* | EN(A,D,W)4X60L24**+WALLCON | *97CMN1202422A* | 32800 | 32200 | 17.5 | 11.7 | 8.1 | 1.96 | 98 | 77 | 210470969
KEEPRITE | CVH837GKA2* | EN(A,D,W)4X60L24**+WALLCON | *97CMN1202422A* | 32800 | 32200 | 17.5 | 11.7 | 8.1 | 1.96 | 98 | 77 | 210470971
ARCOAIRE | HVH837GKA2* | EN(A,D,W)4X60L24**+WALLCON | *97CMN1202422A* | 32800 | 32200 | 17.5 | 11.7 | 8.1 | 1.96 | 98 | 77 | 210470968
AIRQUEST | HVH837GKA2* | EN(A,D,W)4X60L24**+WALLCON | *97CMN1202422A* | 32800 | 32200 | 17.5 | 11.7 | 8.1 | 1.96 | 98 | 77 | 210470967
KEEPRITE | CVH837GKA2* | EN(A,D,W)4X60L24**+WALLCON | *97CMN1002122A* | 32800 | 32200 | 18 | 12 | 8.1 | 1.98 | 97 | 76 | 210470960
HEIL | HVH837GKA2* | EN(A,D,W)4X60L24**+WALLCON | *97CMN1202422A* | 32800 | 32200 | 17.5 | 11.7 | 8.1 | 1.96 | 98 | 77 | 210470965
DAY & NIGHT | CVH837GKA2* | EN(A,D,W)4X60L24**+WALLCON | *97CMN1002122A* | 32800 | 32200 | 18 | 12 | 8.1 | 1.98 | 97 | 76 | 210470959
TEMPSTAR | TVH837GKA2* | EN(A,D,W)4X60L24**+WALLCON | *97CMN1002122A* | 32800 | 32200 | 18 | 12 | 8.1 | 1.98 | 97 | 76 | 210470962
CARRIER | 25VNA837A*031* | CNPV*6024AL*+UI | 59MN7B120C24**22 | 32800 | 32200 | 17.5 | 11.7 | 8.1 | 1.96 | 98 | 77 | 210470963
KENMORE | (C,H,T)VH837GKA2* | EN(A,D,W)4X60L24**+WALLCON | *97CMN1002122A* | 32800 | 32200 | 18 | 12 | 8.1 | 1.98 | 97 | 76 | 210470961
COMFORTMAKER | CVH837GKA2* | EN(A,D,W)4X60L24**+WALLCON | *97CMN1002122A* | 32800 | 32200 | 18 | 12 | 8.1 | 1.98 | 97 | 76 | 210470958
ARCOAIRE | HVH837GKA2* | EN(A,D,W)4X60L24**+WALLCON | *97CMN1002122A* | 32800 | 32200 | 18 | 12 | 8.1 | 1.98 | 97 | 76 | 210470957
AIRQUEST | HVH837GKA2* | EN(A,D,W)4X60L24**+WALLCON | *97CMN1002122A* | 32800 | 32200 | 18 | 12 | 8.1 | 1.98 | 97 | 76 | 210470956
HEIL | HVH837GKA2* | EN(A,D,W)4X60L24**+WALLCON | *97CMN1002122A* | 32800 | 32200 | 18 | 12 | 8.1 | 1.98 | 97 | 76 | 210470954
BRYANT HEATING AND COOLING SYSTEMS | 288BNV037*0**B* | CNPV*6024AL*+UI | 987MB66100C21*** | 32800 | 32200 | 18 | 12 | 8.1 | 1.98 | 97 | 76 | 210470953
CARRIER | 25VNA837A*031* | CNPV*6024AL*+UI | 59MN7B100C21**22 | 32800 | 32200 | 18 | 12 | 8.1 | 1.98 | 97 | 76 | 210470952
COMFORTMAKER | CVH837GKA2* | EN(A,D,W)4X60L24**+WALLCON | *96CTN1202422A* | 32800 | 32200 | 18 | 12 | 8.1 | 1.98 | 97 | 76 | 210470936
TEMPSTAR | TVH837GKA2* | EN(A,D,W)4X60L24**+WALLCON | *96CTN1202422A* | 32800 | 32200 | 18 | 12 | 8.1 | 1.98 | 97 | 76 | 210470940
DAY & NIGHT | CVH837GKA2* | EN(A,D,W)4X60L24**+WALLCON | *96CTN1202422A* | 32800 | 32200 | 18 | 12 | 8.1 | 1.98 | 97 | 76 | 210470937
KEEPRITE | CVH837GKA2* | EN(A,D,W)4X60L24**+WALLCON | *96CTN1202422A* | 32800 | 32200 | 18 | 12 | 8.1 | 1.98 | 97 | 76 | 210470938
KENMORE | (C,H,T)VH837GKA2* | EN(A,D,W)4X60L24**+WALLCON | *96CTN1202422A* | 32800 | 32200 | 18 | 12 | 8.1 | 1.98 | 97 | 76 | 210470939
AIRQUEST | HVH837GKA2* | EN(A,D,W)4X60L24**+WALLCON | *96CTN1202422A* | 32800 | 32200 | 18 | 12 | 8.1 | 1.98 | 97 | 76 | 210470934
AIRQUEST | HVH825GKA3* | EHD4X42AAL+WALLCON | *80CSU1002120A* | 24200 | 21400 | 16 | 10.5 | 8.1 | 2 | 96 | 78 | 210474276
KENMORE | (C,H,T)VH824GKA** | EA*4X37L21A*+WALLCON | *80CTL0901716A* | 24400 | 21600 | 17 | 10.5 | 8.1 | 2 | 72 | 57 | 205750493
AIRQUEST | HVH837GKA2* | EA*4X36L17A*+WALLCON | *80CTL0701412A* | 31400 | 33400 | 17.5 | 11 | 8.1 | 1.84 | 94 | 73 | 206771021
CARRIER | 25VNA837A*031* | CAP**3617AL*+UI | 58TN*A070C14**12 | 31400 | 33400 | 17.5 | 11 | 8.1 | 1.84 | 94 | 73 | 206764883
HEIL | HVH837GKA2* | EA*4X36L17A*+WALLCON | *80CTL0701412A* | 31400 | 33400 | 17.5 | 11 | 8.1 | 1.84 | 94 | 73 | 206771020
KENMORE | (C,H,T)VH837GKA2* | EA*4X36L17A*+WALLCON | *80CTL0701716A* | 31400 | 33400 | 17 | 11 | 8.1 | 1.84 | 94 | 73 | 206997626
DAY & NIGHT | CVH837GKA2* | EA*4X36L17A*+WALLCON | *80CTL0701716A* | 31400 | 33400 | 17 | 11 | 8.1 | 1.84 | 94 | 73 | 206770979
BRYANT HEATING AND COOLING SYSTEMS | 288BNV037*0**B* | CAP**3617AL*+UI | 88*TA36070C14*** | 31400 | 33400 | 17.5 | 11 | 8.1 | 1.84 | 94 | 73 | 206771019
TEMPSTAR | TVH837GKA2* | EA*4X36L17A*+WALLCON | *80CTL0701716A* | 31400 | 33400 | 17 | 11 | 8.1 | 1.84 | 94 | 73 | 206770982
DAY & NIGHT | CVH837GKA2* | EA*4X48L24A*+WALLCON | *97CMN1002122A* | 32400 | 32600 | 17.5 | 11.7 | 8.5 | 2 | 96 | 76 | 206771933
AIRQUEST | HVH837GKA2* | EA*4X48L24A*+WALLCON | *97CMN1202422A* | 32200 | 32600 | 17.5 | 11.7 | 8.5 | 1.98 | 96 | 77 | 206771939
BRYANT HEATING AND COOLING SYSTEMS | 288BNV037*0**B* | CAP**4824AL*+UI | 987MB66120C24*** | 32200 | 32600 | 17.5 | 11.7 | 8.5 | 1.98 | 96 | 77 | 206771937
HEIL | HVH837GKA2* | EA*4X48L24A*+WALLCON | *97CMN1202422A* | 32200 | 32600 | 17.5 | 11.7 | 8.5 | 1.98 | 96 | 77 | 206771938
CARRIER | 25VNA837A*031* | CAP**4824AL*+UI | 59MN7B120C24**22 | 32200 | 32600 | 17.5 | 11.7 | 8.5 | 1.98 | 96 | 77 | 206764985
TEMPSTAR | TVH837GKA2* | EA*4X48L24A*+WALLCON | *97CMN1002122A* | 32400 | 32600 | 17.5 | 11.7 | 8.5 | 2 | 96 | 76 | 206771936
KEEPRITE | CVH837GKA2* | EA*4X48L24A*+WALLCON | *97CMN1002122A* | 32400 | 32600 | 17.5 | 11.7 | 8.5 | 2 | 96 | 76 | 206771934
AIRQUEST | HVH837GKA2* | EA*4X43L21A*+WALLCON | *80CSU1002120A* | 32800 | 33000 | 17.5 | 11 | 8.5 | 1.98 | 96 | 76 | 206773128
CARRIER | 25VNA837A*031* | CAP**4321AL*+UI | 58TN*A090C17**16 | 33000 | 32800 | 18 | 11.7 | 8.5 | 2 | 97 | 76 | 206764961
BRYANT HEATING AND COOLING SYSTEMS | 288BNV037*0**B* | CAP**4321AL*+UI | 88*TA48090C17*** | 33000 | 32800 | 18 | 11.7 | 8.5 | 2 | 97 | 76 | 206771721
DAY & NIGHT | CVH837GKA2* | EA*4X43L21A*+WALLCON | *96CTN1002122A* | 33000 | 33000 | 17.5 | 11.7 | 8.5 | 2 | 96 | 76 | 206771717
TEMPSTAR | TVH837GKA2* | EA*4X43L21A*+WALLCON | *96CTN1002122A* | 33000 | 33000 | 17.5 | 11.7 | 8.5 | 2 | 96 | 76 | 206771720
KENMORE | (C,H,T)VH837GKA2* | EA*4X43L21A*+WALLCON | *96CTN1002122A* | 33000 | 33000 | 17.5 | 11.7 | 8.5 | 2 | 96 | 76 | 206997708
COMFORTMAKER | CVH837GKA2* | EA*4X43L21A*+WALLCON | *96CTN1002122A* | 33000 | 33000 | 17.5 | 11.7 | 8.5 | 2 | 96 | 76 | 206771716
KEEPRITE | CVH837GKA2* | EA*4X43L21A*+WALLCON | *96CTN1002122A* | 33000 | 33000 | 17.5 | 11.7 | 8.5 | 2 | 96 | 76 | 206771718
ARCOAIRE | HVH837GKA2* | EA*4X43L21A*+WALLCON | *96CTN1002122A* | 33000 | 33000 | 17.5 | 11.7 | 8.5 | 2 | 96 | 76 | 206771715
ARCOAIRE | HVH837GKA2* | EA*4X48L24A*+WALLCON | *95CSU0802120A* | 32400 | 32400 | 17.5 | 11.5 | 8.5 | 2 | 97 | 77 | 206773521
KEEPRITE | CVH837GKA2* | EA*4X43L21A*+WALLCON | *80CSU1002120A* | 32800 | 33000 | 17.5 | 11 | 8.5 | 1.98 | 96 | 76 | 206773132
ARCOAIRE | HVH837GKA2* | EA*4X43L21A*+WALLCON | *80CSU1002120A* | 32800 | 33000 | 17.5 | 11 | 8.5 | 1.98 | 96 | 76 | 206773129
COMFORTMAKER | CVH837GKA2* | EA*4X43L21A*+WALLCON | *80CSU1002120A* | 32800 | 33000 | 17.5 | 11 | 8.5 | 1.98 | 96 | 76 | 206773130
DAY & NIGHT | CVH837GKA2* | EA*4X43L21A*+WALLCON | *80CSU1002120A* | 32800 | 33000 | 17.5 | 11 | 8.5 | 1.98 | 96 | 76 | 206773131
BRYANT HEATING AND COOLING SYSTEMS | 288BNV037*0**B* | CAP**4321AL*+UI | 83*CA60100C21*** | 32800 | 33000 | 17.5 | 11 | 8.5 | 1.98 | 96 | 76 | 206773126
HEIL | HVH837GKA2* | EA*4X43L21A*+WALLCON | *80CSU1002120A* | 32800 | 33000 | 17.5 | 11 | 8.5 | 1.98 | 96 | 76 | 206773127
KENMORE | (C,H,T)VH837GKA2* | EA*4X48L24A*+WALLCON | *95CSU0802120A* | 32400 | 32400 | 17.5 | 11.5 | 8.5 | 2 | 97 | 77 | 206997910
CARRIER | 25VNA837A*031* | CAP**4321AL*+UI | 58CU*A100C21**20 | 32800 | 33000 | 17.5 | 11 | 8.5 | 1.98 | 96 | 76 | 206765110
DAY & NIGHT | CVH837GKA2* | EA*4X48L24A*+WALLCON | *95CSU0802120A* | 32400 | 32400 | 17.5 | 11.5 | 8.5 | 2 | 97 | 77 | 206773523
BRYANT HEATING AND COOLING SYSTEMS | 288BNV037*0**B* | CAP**4824AL*+UI | 935CA66100C21*** | 32400 | 32400 | 17.5 | 11.5 | 8.5 | 2 | 97 | 77 | 206773527
CARRIER | 25VNA837A*031* | CAP**4824AL*+UI | 59CU5A100C21**22 | 32400 | 32400 | 17.5 | 11.5 | 8.5 | 2 | 97 | 77 | 206765151
KEEPRITE | CVH837GKA2* | EA*4X48L24A*+WALLCON | *95CSU0802120A* | 32400 | 32400 | 17.5 | 11.5 | 8.5 | 2 | 97 | 77 | 206773524
COMFORTMAKER | CVH837GKA2* | EA*4X48L24A*+WALLCON | *95CSU0802120A* | 32400 | 32400 | 17.5 | 11.5 | 8.5 | 2 | 97 | 77 | 206773522
AIRQUEST | HVH837GKA2* | EA*4X43L21A*+WALLCON | *95CSU0802120A* | 33000 | 32800 | 17.5 | 11.5 | 8.5 | 2 | 97 | 76 | 206773475
HEIL | HVH837GKA2* | EA*4X43L21A*+WALLCON | *95CSU0802120A* | 33000 | 32800 | 17.5 | 11.5 | 8.5 | 2 | 97 | 76 | 206773474
BRYANT HEATING AND COOLING SYSTEMS | 288BNV037*0**B* | CAP**4321AL*+UI | 935CA60080C21*** | 33000 | 32800 | 17.5 | 11.5 | 8.5 | 2 | 97 | 76 | 206773473
CARRIER | 25VNA837A*031* | CAP**4321AL*+UI | 59CU5A080C21**20 | 33000 | 32800 | 17.5 | 11.5 | 8.5 | 2 | 97 | 76 | 206765145
DAY & NIGHT | CVH824GKA** | EA*4X25L17A*+WALLCON | *80CTL0701716A* | 24200 | 21800 | 16.5 | 10 | 8.1 | 1.96 | 72 | 57 | 210471736
TEMPSTAR | TVH824GKA** | EA*4X25L17A*+WALLCON | *80CTL0701716A* | 24200 | 21800 | 16.5 | 10 | 8.1 | 1.96 | 72 | 57 | 210471739
KENMORE | (C,H,T)VH824GKA** | EA*4X25L17A*+WALLCON | *80CTL0701716A* | 24200 | 21800 | 16.5 | 10 | 8.1 | 1.96 | 72 | 57 | 210471738
KEEPRITE | CVH824GKA** | EA*4X25L17A*+WALLCON | *80CTL0701716A* | 24200 | 21800 | 16.5 | 10 | 8.1 | 1.96 | 72 | 57 | 210471737
ARCOAIRE | HVH824GKA** | EA*4X25L17A*+WALLCON | *80CTL0701716A* | 24200 | 21800 | 16.5 | 10 | 8.1 | 1.96 | 72 | 57 | 210471734
COMFORTMAKER | CVH824GKA** | EA*4X25L17A*+WALLCON | *80CTL0701716A* | 24200 | 21800 | 16.5 | 10 | 8.1 | 1.96 | 72 | 57 | 210471735
AIRQUEST | HVH824GKA** | EA*4X25L17A*+WALLCON | *80CTL0701716A* | 24200 | 21800 | 16.5 | 10 | 8.1 | 1.96 | 72 | 57 | 210471733
HEIL | HVH824GKA** | EA*4X25L17A*+WALLCON | *80CTL0701716A* | 24200 | 21800 | 16.5 | 10 | 8.1 | 1.96 | 72 | 57 | 210471731
BRYANT HEATING AND COOLING SYSTEMS | 288BNV024B0**A* | CAP**2517AL*+UI | 88*TA48070C17*** | 24200 | 21800 | 16.5 | 10 | 8.1 | 1.96 | 72 | 57 | 210471730
CARRIER | 25VNA824B*030* | CAP**2517AL*+UI | 58TN*A070C17**16 | 24200 | 21800 | 16.5 | 10 | 8.1 | 1.96 | 72 | 57 | 210471729
KEEPRITE | CVH824GKA** | EA*4X24L17A*+WALLCON | *80CTL0901716A* | 23200 | 22600 | 16.5 | 10 | 8.1 | 1.92 | 71 | 56 | 210471712
DAY & NIGHT | CVH824GKA** | EA*4X24L17A*+WALLCON | *80CTL0901716A* | 23200 | 22600 | 16.5 | 10 | 8.1 | 1.92 | 71 | 56 | 210471711
TEMPSTAR | TVH824GKA** | EA*4X24L17A*+WALLCON | *80CTL0901716A* | 23200 | 22600 | 16.5 | 10 | 8.1 | 1.92 | 71 | 56 | 210471714
KEEPRITE | CVH824GKA** | EA*4X37L21A*+WALLCON | *80CTL0901716A* | 24400 | 21600 | 17 | 10.5 | 8.1 | 2 | 72 | 57 | 205750492
KENMORE | (C,H,T)VH824GKA** | EA*4X37L17A*+WALLCON | *80CTL0901716A* | 24200 | 22000 | 17 | 10 | 8.1 | 1.98 | 71 | 57 | 204291564
DAY & NIGHT | CVH824GKA** | EA*4X37L17A*+WALLCON | *80CTL0901716A* | 24200 | 22000 | 17 | 10 | 8.1 | 1.98 | 71 | 57 | 204291562
COMFORTMAKER | CVH824GKA** | EA*4X37L17A*+WALLCON | *80CTL0901716A* | 24200 | 22000 | 17 | 10 | 8.1 | 1.98 | 71 | 57 | 204291561
HEIL | HVH824GKA** | EA*4X37L17A*+WALLCON | *80CTL0901716A* | 24200 | 22000 | 17 | 10 | 8.1 | 1.98 | 71 | 57 | 204291558
AIRQUEST | HVH824GKA** | EA*4X37L17A*+WALLCON | *80CTL0901716A* | 24200 | 22000 | 17 | 10 | 8.1 | 1.98 | 71 | 57 | 204291559
ARCOAIRE | HVH824GKA** | EA*4X37L17A*+WALLCON | *80CTL0901716A* | 24200 | 22000 | 17 | 10 | 8.1 | 1.98 | 71 | 57 | 204291560
BRYANT HEATING AND COOLING SYSTEMS | 288BNV024B0**A* | CAP**3717AL*+UI | 88*TA48090C17*** | 24200 | 22000 | 17 | 10 | 8.1 | 1.98 | 71 | 57 | 204291557
HEIL | HVH837GKA2* | EA*4X42L21A*+WALLCON | *95CSU1002122A* | 31800 | 33000 | 17.5 | 11 | 8.1 | 1.9 | 95 | 74 | 206773447
BRYANT HEATING AND COOLING SYSTEMS | 288BNV037*0**B* | CAP**4221AL*+UI | 935CA66100C21*** | 31800 | 33000 | 17.5 | 11 | 8.1 | 1.9 | 95 | 74 | 206773446
TEMPSTAR | TVH837GKA2* | EA*4X43L21A*+WALLCON | *80CSU0601716A* | 32800 | 33000 | 17.5 | 11 | 8.5 | 1.98 | 96 | 76 | 206773116
KENMORE | (C,H,T)VH837GKA2* | EA*4X43L21A*+WALLCON | *80CSU0601716A* | 32800 | 33000 | 17.5 | 11 | 8.5 | 1.98 | 96 | 76 | 206997864
TEMPSTAR | TVH837GKA2* | EA*4X37L21A*+WALLCON | *80CTL0901716A* | 33000 | 32800 | 18 | 11.7 | 8.5 | 2 | 97 | 76 | 206771360
CARRIER | 25VNA837A*031* | CAP**4221AL*+UI | 59CU5A100C21**22 | 31800 | 33000 | 17.5 | 11 | 8.1 | 1.9 | 95 | 74 | 206765142
KEEPRITE | CVH837GKA2* | EA*4X37L21A*+WALLCON | *80CTL0901716A* | 33000 | 32800 | 18 | 11.7 | 8.5 | 2 | 97 | 76 | 206771358
KENMORE | (C,H,T)VH837GKA2* | EA*4X37L21A*+WALLCON | *80CTL0901716A* | 33000 | 32800 | 18 | 11.7 | 8.5 | 2 | 97 | 76 | 206997668
DAY & NIGHT | CVH837GKA2* | EA*4X37L21A*+WALLCON | *80CTL0901716A* | 33000 | 32800 | 18 | 11.7 | 8.5 | 2 | 97 | 76 | 206771357
KEEPRITE | CVH837GKA2* | EA*4X43L21A*+WALLCON | *80CSU0601716A* | 32800 | 33000 | 17.5 | 11 | 8.5 | 1.98 | 96 | 76 | 206773114
DAY & NIGHT | CVH837GKA2* | EA*4X43L21A*+WALLCON | *80CSU0601716A* | 32800 | 33000 | 17.5 | 11 | 8.5 | 1.98 | 96 | 76 | 206773113
ARCOAIRE | HVH837GKA2* | EA*4X43L21A*+WALLCON | *80CSU0601716A* | 32800 | 33000 | 17.5 | 11 | 8.5 | 1.98 | 96 | 76 | 206773111
COMFORTMAKER | CVH837GKA2* | EA*4X43L21A*+WALLCON | *80CSU0601716A* | 32800 | 33000 | 17.5 | 11 | 8.5 | 1.98 | 96 | 76 | 206773112
ARCOAIRE | HVH837GKA2* | EA*4X48L24A*+WALLCON | *97CMN1002122A* | 32400 | 32600 | 17.5 | 11.7 | 8.5 | 2 | 96 | 76 | 206771931
AIRQUEST | HVH837GKA2* | EA*4X43L21A*+WALLCON | *80CSU0601716A* | 32800 | 33000 | 17.5 | 11 | 8.5 | 1.98 | 96 | 76 | 206773110
HEIL | HVH837GKA2* | EA*4X43L21A*+WALLCON | *80CSU0601716A* | 32800 | 33000 | 17.5 | 11 | 8.5 | 1.98 | 96 | 76 | 206773109
COMFORTMAKER | CVH837GKA2* | EA*4X48L24A*+WALLCON | *97CMN1002122A* | 32400 | 32600 | 17.5 | 11.7 | 8.5 | 2 | 96 | 76 | 206771932
DAY & NIGHT | CVH837GKA2* | EA*4X42L24A*+WALLCON | *95CSU0802120A* | 31800 | 33000 | 17.5 | 11 | 8.1 | 1.9 | 95 | 74 | 206773460
KEEPRITE | CVH837GKA2* | EA*4X48L24A*+WALLCON | *96CTN1002122A* | 32400 | 32600 | 17.5 | 11.7 | 8.5 | 2 | 96 | 76 | 206771961
AIRQUEST | HVH837GKA2* | EA*4X48L24A*+WALLCON | *97CMN1002122A* | 32400 | 32600 | 17.5 | 11.7 | 8.5 | 2 | 96 | 76 | 206771930
HEIL | HVH837GKA2* | EA*4X48L24A*+WALLCON | *97CMN1002122A* | 32400 | 32600 | 17.5 | 11.7 | 8.5 | 2 | 96 | 76 | 206771929
BRYANT HEATING AND COOLING SYSTEMS | 288BNV037*0**B* | CAP**4824AL*+UI | 987MB66100C21*** | 32400 | 32600 | 17.5 | 11.7 | 8.5 | 2 | 96 | 76 | 206771928
CARRIER | 25VNA837A*031* | CAP**4824AL*+UI | 59MN7B100C21**22 | 32400 | 32600 | 17.5 | 11.7 | 8.5 | 2 | 96 | 76 | 206764984
AIRQUEST | HVH837GKA2* | EA*4X42L24A*+WALLCON | *95CSU0802120A* | 31800 | 33000 | 17.5 | 11 | 8.1 | 1.9 | 95 | 74 | 206773457
AIRQUEST | HVH837GKA2* | EA*4X36L21A*+WALLCON | *96CTN1002122A* | 31600 | 33200 | 17 | 11 | 8.1 | 1.86 | 94 | 73 | 206771138
ARCOAIRE | HVH837GKA2* | EA*4X36L21A*+WALLCON | *96CTN1002122A* | 31600 | 33200 | 17 | 11 | 8.1 | 1.86 | 94 | 73 | 206771139
COMFORTMAKER | CVH837GKA2* | EA*4X36L21A*+WALLCON | *96CTN1002122A* | 31600 | 33200 | 17 | 11 | 8.1 | 1.86 | 94 | 73 | 206771140
TEMPSTAR | TVH837GKA2* | EA*4X36L21A*+WALLCON | *96CTN1002122A* | 31600 | 33200 | 17 | 11 | 8.1 | 1.86 | 94 | 73 | 206771144
DAY & NIGHT | CVH837GKA2* | EA*4X36L21A*+WALLCON | *96CTN1002122A* | 31600 | 33200 | 17 | 11 | 8.1 | 1.86 | 94 | 73 | 206771141
CARRIER | 25VNA837A*031* | CAP**4224AL*+UI | 58TN*A135C24**22 | 31800 | 33000 | 17.5 | 11.5 | 8.1 | 1.9 | 95 | 74 | 206764940
BRYANT HEATING AND COOLING SYSTEMS | 288BNV037*0**B* | CAP**4224AL*+UI | 88*TA66135C24*** | 31800 | 33000 | 17.5 | 11.5 | 8.1 | 1.9 | 95 | 74 | 206771532
HEIL | HVH837GKA2* | EA*4X42L24A*+WALLCON | *80CTL1352422A* | 31800 | 33000 | 17.5 | 11.5 | 8.1 | 1.9 | 95 | 74 | 206771533
AIRQUEST | HVH837GKA2* | EA*4X42L24A*+WALLCON | *80CTL1352422A* | 31800 | 33000 | 17.5 | 11.5 | 8.1 | 1.9 | 95 | 74 | 206771534
ARCOAIRE | HVH837GKA2* | EA*4X42L24A*+WALLCON | *80CTL1352422A* | 31800 | 33000 | 17.5 | 11.5 | 8.1 | 1.9 | 95 | 74 | 206771535
KENMORE | (C,H,T)VH837GKA2* | EA*4X36L21A*+WALLCON | *96CTN1002122A* | 31600 | 33200 | 17 | 11 | 8.1 | 1.86 | 94 | 73 | 206997644
DAY & NIGHT | CVH837GKA2* | EA*4X42L24A*+WALLCON | *80CTL1352422A* | 31800 | 33000 | 17.5 | 11.5 | 8.1 | 1.9 | 95 | 74 | 206771537
COMFORTMAKER | CVH837GKA2* | EA*4X42L24A*+WALLCON | *80CTL1352422A* | 31800 | 33000 | 17.5 | 11.5 | 8.1 | 1.9 | 95 | 74 | 206771536
KEEPRITE | CVH837GKA2* | EA*4X42L24A*+WALLCON | *80CTL1352422A* | 31800 | 33000 | 17.5 | 11.5 | 8.1 | 1.9 | 95 | 74 | 206771538
HEIL | HVH837GKA2* | EA*4X48L21A*+WALLCON | *96CTN0801714A* | 32200 | 32800 | 17 | 11 | 8.1 | 1.96 | 97 | 77 | 206771794
ARCOAIRE | HVH837GKA2* | EA*4X48L21A*+WALLCON | *96CTN0801714A* | 32200 | 32800 | 17 | 11 | 8.1 | 1.96 | 97 | 77 | 206771796
DAY & NIGHT | CVH837GKA2* | EA*4X48L21A*+WALLCON | *96CTN0801714A* | 32200 | 32800 | 17 | 11 | 8.1 | 1.96 | 97 | 77 | 206771798
AIRQUEST | HVH837GKA2* | EA*4X48L21A*+WALLCON | *96CTN0801714A* | 32200 | 32800 | 17 | 11 | 8.1 | 1.96 | 97 | 77 | 206771795
KENMORE | (C,H,T)VH837GKA2* | EA*4X48L21A*+WALLCON | *96CTN0801714A* | 32200 | 32800 | 17 | 11 | 8.1 | 1.96 | 97 | 77 | 206997717
KEEPRITE | CVH837GKA2* | EA*4X36L21A*+WALLCON | *96CTN1002122A* | 31600 | 33200 | 17 | 11 | 8.1 | 1.86 | 94 | 73 | 206771142
ARCOAIRE | HVH837GKA2* | EA*4X48L21A*+WALLCON | *96CTN1002122A* | 32400 | 32600 | 17.5 | 11.7 | 8.5 | 1.98 | 96 | 77 | 206771850
DAY & NIGHT | CVH837GKA2* | EA*4X48L21A*+WALLCON | *96CTN1002122A* | 32400 | 32600 | 17.5 | 11.7 | 8.5 | 1.98 | 96 | 77 | 206771852
HEIL | HVH837GKA2* | EA*4X48L21A*+WALLCON | *96CTN1002122A* | 32400 | 32600 | 17.5 | 11.7 | 8.5 | 1.98 | 96 | 77 | 206771848
AIRQUEST | HVH837GKA2* | EA*4X48L21A*+WALLCON | *96CTN1002122A* | 32400 | 32600 | 17.5 | 11.7 | 8.5 | 1.98 | 96 | 77 | 206771849
COMFORTMAKER | CVH837GKA2* | EA*4X48L21A*+WALLCON | *96CTN1002122A* | 32400 | 32600 | 17.5 | 11.7 | 8.5 | 1.98 | 96 | 77 | 206771851
KEEPRITE | CVH837GKA2* | EA*4X48L21A*+WALLCON | *96CTN1002122A* | 32400 | 32600 | 17.5 | 11.7 | 8.5 | 1.98 | 96 | 77 | 206771853
TEMPSTAR | TVH837GKA2* | EA*4X48L21A*+WALLCON | *96CTN1002122A* | 32400 | 32600 | 17.5 | 11.7 | 8.5 | 1.98 | 96 | 77 | 206771855
KENMORE | (C,H,T)VH837GKA2* | EA*4X48L21A*+WALLCON | *96CTN1002122A* | 32400 | 32600 | 17.5 | 11.7 | 8.5 | 1.98 | 96 | 77 | 206997723
KEEPRITE | CVH837GKA2* | EA*4X48L21A*+WALLCON | *96CTN0801714A* | 32200 | 32800 | 17 | 11 | 8.1 | 1.96 | 97 | 77 | 206771799
DAY & NIGHT | CVH837GKA2* | EA*4X48L24A*+WALLCON | *97CMN1202422A* | 32200 | 32600 | 17.5 | 11.7 | 8.5 | 1.98 | 96 | 77 | 206771942
COMFORTMAKER | CVH837GKA2* | EA*4X48L24A*+WALLCON | *97CMN1202422A* | 32200 | 32600 | 17.5 | 11.7 | 8.5 | 1.98 | 96 | 77 | 206771941
KEEPRITE | CVH837GKA2* | EA*4X48L24A*+WALLCON | *97CMN1202422A* | 32200 | 32600 | 17.5 | 11.7 | 8.5 | 1.98 | 96 | 77 | 206771943
TEMPSTAR | TVH837GKA2* | EA*4X48L24A*+WALLCON | *97CMN1202422A* | 32200 | 32600 | 17.5 | 11.7 | 8.5 | 1.98 | 96 | 77 | 206771945
KENMORE | (C,H,T)VH837GKA2* | EA*4X48L24A*+WALLCON | *97CMN1202422A* | 32200 | 32600 | 17.5 | 11.7 | 8.5 | 1.98 | 96 | 77 | 206997733
AIRQUEST | HVH837GKA2* | EA*4X43L21A*+WALLCON | *97CMN1002122A* | 33000 | 33000 | 17.5 | 11.7 | 8.5 | 2 | 96 | 76 | 206771696
ARCOAIRE | HVH837GKA2* | EA*4X48L24A*+WALLCON | *97CMN1202422A* | 32200 | 32600 | 17.5 | 11.7 | 8.5 | 1.98 | 96 | 77 | 206771940
COMFORTMAKER | CVH837GKA2* | EN(A,D,W)4X48L21**+WALLCON | *80CTL0701716A* | 32400 | 33000 | 17.5 | 11.5 | 8.1 | 1.94 | 96 | 76 | 206772229
COMFORTMAKER | CVH837GKA2* | EA*4X43L21A*+WALLCON | *97CMN1002122A* | 33000 | 33000 | 17.5 | 11.7 | 8.5 | 2 | 96 | 76 | 206771698
DAY & NIGHT | CVH837GKA2* | EA*4X43L21A*+WALLCON | *97CMN1002122A* | 33000 | 33000 | 17.5 | 11.7 | 8.5 | 2 | 96 | 76 | 206771699
ARCOAIRE | HVH837GKA2* | EA*4X43L21A*+WALLCON | *97CMN1002122A* | 33000 | 33000 | 17.5 | 11.7 | 8.5 | 2 | 96 | 76 | 206771697
DAY & NIGHT | CVH837GKA2* | EA*4X48L24A*+WALLCON | *80CTL0902120A* | 32400 | 32600 | 17.5 | 11.7 | 8.5 | 1.98 | 96 | 77 | 206771897
KEEPRITE | CVH837GKA2* | EA*4X43L21A*+WALLCON | *97CMN1002122A* | 33000 | 33000 | 17.5 | 11.7 | 8.5 | 2 | 96 | 76 | 206771700
KEEPRITE | CVH837GKA2* | EA*4X48L24A*+WALLCON | *80CTL0902120A* | 32400 | 32600 | 17.5 | 11.7 | 8.5 | 1.98 | 96 | 77 | 206771898
TEMPSTAR | TVH837GKA2* | EA*4X48L24A*+WALLCON | *80CTL0902120A* | 32400 | 32600 | 17.5 | 11.7 | 8.5 | 1.98 | 96 | 77 | 206771900
CARRIER | 25VNA837A*031* | CAP**4824AL*+UI | 58TN*A135C24**22 | 32400 | 32400 | 17.5 | 11.7 | 8.5 | 2 | 97 | 77 | 206764981
BRYANT HEATING AND COOLING SYSTEMS | 288BNV037*0**B* | CAP**4824AL*+UI | 88*TA66135C24*** | 32400 | 32400 | 17.5 | 11.7 | 8.5 | 2 | 97 | 77 | 206771901
HEIL | HVH837GKA2* | EA*4X48L24A*+WALLCON | *80CTL1352422A* | 32400 | 32400 | 17.5 | 11.7 | 8.5 | 2 | 97 | 77 | 206771902
AIRQUEST | HVH837GKA2* | EA*4X48L24A*+WALLCON | *80CTL1352422A* | 32400 | 32400 | 17.5 | 11.7 | 8.5 | 2 | 97 | 77 | 206771903
KEEPRITE | CVH837GKA2* | EA*4X36L21A*+WALLCON | *80CTL0902120A* | 31600 | 33200 | 17 | 11 | 8.1 | 1.86 | 94 | 73 | 206771070
KEEPRITE | CVH824GKA** | EA*4X42L21A*+WALLCON | *80CTL0701716A* | 23600 | 22000 | 16.5 | 10 | 8.1 | 1.94 | 72 | 57 | 204291613
CARRIER | 25VNA824B*030* | CAP**3017AL*+UI | 58TN*A070C14**12 | 23400 | 22200 | 17 | 10 | 8.1 | 1.92 | 71 | 56 | 204290952
HEIL | HVH824GKA** | EA*4X30L17A*+WALLCON | *80CTL0701412A* | 23400 | 22200 | 17 | 10 | 8.1 | 1.92 | 71 | 56 | 204290954
BRYANT HEATING AND COOLING SYSTEMS | 288BNV024B0**A* | CAP**3017AL*+UI | 88*TA36070C14*** | 23400 | 22200 | 17 | 10 | 8.1 | 1.92 | 71 | 56 | 204290953
HEIL | HVH824GKA** | EA*4X30L17A*+WALLCON | *80CTL0901716A* | 23400 | 22200 | 17 | 10 | 8.1 | 1.92 | 71 | 56 | 204290964
ARCOAIRE | HVH824GKA** | EA*4X30L17A*+WALLCON | *80CTL0901716A* | 23400 | 22200 | 17 | 10 | 8.1 | 1.92 | 71 | 56 | 204290966
KENMORE | (C,H,T)VH824GKA** | EA*4X30L17A*+WALLCON | *80CTL0901716A* | 23400 | 22200 | 17 | 10 | 8.1 | 1.92 | 71 | 56 | 204290970
COMFORTMAKER | CVH824GKA** | EA*4X30L17A*+WALLCON | *80CTL0901716A* | 23400 | 22200 | 17 | 10 | 8.1 | 1.92 | 71 | 56 | 204290967
ARCOAIRE | HVH825GKA3* | EA*4X42L24A*+WALLCON | *97CMN0602120A* | 23600 | 21400 | 16.5 | 11 | 8.1 | 1.96 | 97 | 78 | 210473077
COMFORTMAKER | CVH825GKA3* | EA*4X42L24A*+WALLCON | *97CMN0602120A* | 23600 | 21400 | 16.5 | 11 | 8.1 | 1.96 | 97 | 78 | 210473078
KENMORE | (C,H,T)VH825GKA3* | EA*4X42L24A*+WALLCON | *97CMN0602120A* | 23600 | 21400 | 16.5 | 11 | 8.1 | 1.96 | 97 | 78 | 210473081
TEMPSTAR | TVH825GKA3* | EA*4X42L24A*+WALLCON | *97CMN0602120A* | 23600 | 21400 | 16.5 | 11 | 8.1 | 1.96 | 97 | 78 | 210473082
BRYANT HEATING AND COOLING SYSTEMS | 288BNV025*0**C* | CAP**4321AL*+UI | 935CA48060C17*** | 24400 | 21200 | 16.5 | 10.5 | 8.1 | 2.02 | 97 | 79 | 210473084
CARRIER | 25VNA825A*032* | CAP**4321AL*+UI | 59CU5A060C17**16 | 24400 | 21200 | 16.5 | 10.5 | 8.1 | 2.02 | 97 | 79 | 210473083
HEIL | HVH825GKA3* | EA*4X43L21A*+WALLCON | *95CSU0601716A* | 24400 | 21200 | 16.5 | 10.5 | 8.1 | 2.02 | 97 | 79 | 210473085
ARCOAIRE | HVH825GKA3* | EA*4X43L21A*+WALLCON | *95CSU0601716A* | 24400 | 21200 | 16.5 | 10.5 | 8.1 | 2.02 | 97 | 79 | 210473088
DAY & NIGHT | CVH825GKA3* | EA*4X42L24A*+WALLCON | *97CMN0602120A* | 23600 | 21400 | 16.5 | 11 | 8.1 | 1.96 | 97 | 78 | 210473079
KEEPRITE | CVH825GKA3* | EA*4X42L24A*+WALLCON | *97CMN0602120A* | 23600 | 21400 | 16.5 | 11 | 8.1 | 1.96 | 97 | 78 | 210473080
AIRQUEST | HVH825GKA3* | EA*4X43L21A*+WALLCON | *95CSU0601716A* | 24400 | 21200 | 16.5 | 10.5 | 8.1 | 2.02 | 97 | 79 | 210473087
DAY & NIGHT | CVH825GKA3* | EA*4X43L21A*+WALLCON | *95CSU0601716A* | 24400 | 21200 | 16.5 | 10.5 | 8.1 | 2.02 | 97 | 79 | 210473090
TEMPSTAR | TVH825GKA3* | EA*4X43L21A*+WALLCON | *95CSU0601716A* | 24400 | 21200 | 16.5 | 10.5 | 8.1 | 2.02 | 97 | 79 | 210473093
KEEPRITE | CVH825GKA3* | EA*4X43L21A*+WALLCON | *95CSU0601716A* | 24400 | 21200 | 16.5 | 10.5 | 8.1 | 2.02 | 97 | 79 | 210473091
AIRQUEST | HVH825GKA3* | EA*4X43L21A*+WALLCON | *95CSU0802120A* | 24400 | 21200 | 17 | 11 | 8.5 | 2.04 | 97 | 78 | 210473098
HEIL | HVH825GKA3* | EA*4X43L21A*+WALLCON | *95CSU0802120A* | 24400 | 21200 | 17 | 11 | 8.5 | 2.04 | 97 | 78 | 210473096
COMFORTMAKER | CVH825GKA3* | EA*4X43L21A*+WALLCON | *95CSU0802120A* | 24400 | 21200 | 17 | 11 | 8.5 | 2.04 | 97 | 78 | 210473100
CARRIER | 25VNA825A*032* | CAP**4321AL*+UI | 59CU5A080C21**20 | 24400 | 21200 | 17 | 11 | 8.5 | 2.04 | 97 | 78 | 210473094
BRYANT HEATING AND COOLING SYSTEMS | 288BNV025*0**C* | CAP**4321AL*+UI | 935CA60080C21*** | 24400 | 21200 | 17 | 11 | 8.5 | 2.04 | 97 | 78 | 210473095
DAY & NIGHT | CVH825GKA3* | EA*4X43L21A*+WALLCON | *95CSU0802120A* | 24400 | 21200 | 17 | 11 | 8.5 | 2.04 | 97 | 78 | 210473101
ARCOAIRE | HVH825GKA3* | EA*4X43L21A*+WALLCON | *95CSU0802120A* | 24400 | 21200 | 17 | 11 | 8.5 | 2.04 | 97 | 78 | 210473099
KEEPRITE | CVH825GKA3* | EA*4X43L21A*+WALLCON | *95CSU0802120A* | 24400 | 21200 | 17 | 11 | 8.5 | 2.04 | 97 | 78 | 210473102
KENMORE | (C,H,T)VH825GKA3* | EA*4X43L21A*+WALLCON | *95CSU0802120A* | 24400 | 21200 | 17 | 11 | 8.5 | 2.04 | 97 | 78 | 210473103
TEMPSTAR | TVH825GKA3* | EA*4X43L21A*+WALLCON | *95CSU0802120A* | 24400 | 21200 | 17 | 11 | 8.5 | 2.04 | 97 | 78 | 210473104
CARRIER | 25VNA825A*032* | CAP**4321AL*+UI | 59CU5A100C21**22 | 24400 | 21200 | 17 | 11 | 8.5 | 2.04 | 97 | 78 | 210473105
AIRQUEST | HVH825GKA3* | EA*4X43L21A*+WALLCON | *95CSU1002122A* | 24400 | 21200 | 17 | 11 | 8.5 | 2.04 | 97 | 78 | 210473109
COMFORTMAKER | CVH825GKA3* | EA*4X43L21A*+WALLCON | *95CSU1002122A* | 24400 | 21200 | 17 | 11 | 8.5 | 2.04 | 97 | 78 | 210473111
ARCOAIRE | HVH825GKA3* | EA*4X43L21A*+WALLCON | *95CSU1002122A* | 24400 | 21200 | 17 | 11 | 8.5 | 2.04 | 97 | 78 | 210473110
AIRQUEST | HVH825GKA3* | EA*4X42L24A*+WALLCON | *97CMN0602120A* | 23600 | 21400 | 16.5 | 11 | 8.1 | 1.96 | 97 | 78 | 210473076
DAY & NIGHT | CVH825GKA3* | EA*4X43L21A*+WALLCON | *95CSU1002122A* | 24400 | 21200 | 17 | 11 | 8.5 | 2.04 | 97 | 78 | 210473112
KEEPRITE | CVH825GKA3* | EA*4X43L21A*+WALLCON | *95CSU1002122A* | 24400 | 21200 | 17 | 11 | 8.5 | 2.04 | 97 | 78 | 210473113
TEMPSTAR | TVH825GKA3* | EA*4X43L21A*+WALLCON | *95CSU1002122A* | 24400 | 21200 | 17 | 11 | 8.5 | 2.04 | 97 | 78 | 210473115
CARRIER | 25VNA825A*032* | CAP**4321AL*+UI | 58CU*A040C17**12 | 24400 | 21200 | 17 | 11 | 8.5 | 2.04 | 97 | 78 | 210473116
BRYANT HEATING AND COOLING SYSTEMS | 288BNV025*0**C* | CAP**4321AL*+UI | 83*CA36040C17*** | 24400 | 21200 | 17 | 11 | 8.5 | 2.04 | 97 | 78 | 210473117
AIRQUEST | HVH825GKA3* | EA*4X43L21A*+WALLCON | *80CSU0401712A* | 24400 | 21200 | 17 | 11 | 8.5 | 2.04 | 97 | 78 | 210473120
DAY & NIGHT | CVH825GKA3* | EA*4X43L21A*+WALLCON | *80CSU0401712A* | 24400 | 21200 | 17 | 11 | 8.5 | 2.04 | 97 | 78 | 210473123
HEIL | HVH825GKA3* | EA*4X43L21A*+WALLCON | *95CSU1002122A* | 24400 | 21200 | 17 | 11 | 8.5 | 2.04 | 97 | 78 | 210473107
ARCOAIRE | HVH825GKA3* | EA*4X43L21A*+WALLCON | *80CSU0401712A* | 24400 | 21200 | 17 | 11 | 8.5 | 2.04 | 97 | 78 | 210473121
COMFORTMAKER | CVH825GKA3* | EA*4X43L21A*+WALLCON | *80CSU0401712A* | 24400 | 21200 | 17 | 11 | 8.5 | 2.04 | 97 | 78 | 210473122
KEEPRITE | CVH825GKA3* | EA*4X43L21A*+WALLCON | *80CSU0401712A* | 24400 | 21200 | 17 | 11 | 8.5 | 2.04 | 97 | 78 | 210473124
KENMORE | (C,H,T)VH825GKA3* | EA*4X43L21A*+WALLCON | *80CSU0401712A* | 24400 | 21200 | 17 | 11 | 8.5 | 2.04 | 97 | 78 | 210473125
TEMPSTAR | TVH825GKA3* | EA*4X43L21A*+WALLCON | *80CSU0401712A* | 24400 | 21200 | 17 | 11 | 8.5 | 2.04 | 97 | 78 | 210473126
CARRIER | 25VNA825A*032* | CAP**4321AL*+UI | 58CU*A060C17**16 | 24400 | 21200 | 17 | 11 | 8.5 | 2.02 | 97 | 78 | 210473127
KEEPRITE | CVH825GKA3* | EA*4X42L24A*+WALLCON | *80CSU1002120A* | 23800 | 21400 | 16.5 | 10.5 | 8.1 | 1.96 | 97 | 78 | 210473014
BRYANT HEATING AND COOLING SYSTEMS | 288BNV025*0**C* | CAP**4321AL*+UI | 83*CA48060C17*** | 24400 | 21200 | 17 | 11 | 8.5 | 2.02 | 97 | 78 | 210473128
AIRQUEST | HVH825GKA3* | EA*4X43L21A*+WALLCON | *80CSU0601716A* | 24400 | 21200 | 17 | 11 | 8.5 | 2.02 | 97 | 78 | 210473131
HEIL | HVH825GKA3* | EA*4X48L21A*+WALLCON | *97CMN1002122A* | 24000 | 21000 | 16.5 | 11 | 8.1 | 2.02 | 97 | 79 | 210473393
ARCOAIRE | HVH825GKA3* | EA*4X43L21A*+WALLCON | *80CSU0601716A* | 24400 | 21200 | 17 | 11 | 8.5 | 2.02 | 97 | 78 | 210473132
DAY & NIGHT | CVH825GKA3* | EA*4X43L21A*+WALLCON | *80CSU0601716A* | 24400 | 21200 | 17 | 11 | 8.5 | 2.02 | 97 | 78 | 210473134
COMFORTMAKER | CVH825GKA3* | EA*4X43L21A*+WALLCON | *80CSU0601716A* | 24400 | 21200 | 17 | 11 | 8.5 | 2.02 | 97 | 78 | 210473133
KENMORE | (C,H,T)VH825GKA3* | EA*4X43L21A*+WALLCON | *80CSU0601716A* | 24400 | 21200 | 17 | 11 | 8.5 | 2.02 | 97 | 78 | 210473136
TEMPSTAR | TVH825GKA3* | EA*4X43L21A*+WALLCON | *80CSU0601716A* | 24400 | 21200 | 17 | 11 | 8.5 | 2.02 | 97 | 78 | 210473137
KENMORE | (C,H,T)VH837GKA2* | EHD4X42AAL+WALLCON | *96CTN1002122A* | 32600 | 33000 | 16.5 | 11 | 8.1 | 1.96 | 96 | 75 | 206997831
TEMPSTAR | TVH837GKA2* | EHD4X42AAL+WALLCON | *96CTN1002122A* | 32600 | 33000 | 16.5 | 11 | 8.1 | 1.96 | 96 | 75 | 206772819
BRYANT HEATING AND COOLING SYSTEMS | 288BNV037*0**B* | CSPH*4212AL*+UI | 88*TA36070C14*** | 32400 | 33200 | 17 | 11 | 8.1 | 1.94 | 96 | 75 | 206772820
BRYANT HEATING AND COOLING SYSTEMS | 288BNV037*0**B* | CNPV*4217AL*+UI | 88*TA48090C17*** | 32200 | 33000 | 17.5 | 11.7 | 8.1 | 1.92 | 95 | 75 | 206772072
CARRIER | 25VNA837A*031* | CSPH*4212AL*+UI | 58TN*A070C14**12 | 32400 | 33200 | 17 | 11 | 8.1 | 1.94 | 96 | 75 | 206765076
KEEPRITE | CVH837GKA2* | EHD4X42AAL+WALLCON | *96CTN1002122A* | 32600 | 33000 | 16.5 | 11 | 8.1 | 1.96 | 96 | 75 | 206772817
HEIL | HVH837GKA2* | END4X42L17**+WALLCON | *80CTL0901716A* | 32200 | 33000 | 17.5 | 11.7 | 8.1 | 1.92 | 95 | 75 | 206772073
AIRQUEST | HVH837GKA2* | END4X42L17**+WALLCON | *80CTL0901716A* | 32200 | 33000 | 17.5 | 11.7 | 8.1 | 1.92 | 95 | 75 | 206772074
ARCOAIRE | HVH837GKA2* | END4X42L17**+WALLCON | *80CTL0901716A* | 32200 | 33000 | 17.5 | 11.7 | 8.1 | 1.92 | 95 | 75 | 206772075
HEIL | HVH837GKA2* | EHD4X42AAL+WALLCON | *80CTL0701412A* | 32400 | 33200 | 17 | 11 | 8.1 | 1.94 | 96 | 75 | 206772821
COMFORTMAKER | CVH837GKA2* | END4X42L17**+WALLCON | *80CTL0901716A* | 32200 | 33000 | 17.5 | 11.7 | 8.1 | 1.92 | 95 | 75 | 206772076
KEEPRITE | CVH837GKA2* | END4X42L17**+WALLCON | *80CTL0901716A* | 32200 | 33000 | 17.5 | 11.7 | 8.1 | 1.92 | 95 | 75 | 206772078
KENMORE | (C,H,T)VH837GKA2* | END4X42L17**+WALLCON | *80CTL0901716A* | 32200 | 33000 | 17.5 | 11.7 | 8.1 | 1.92 | 95 | 75 | 206997748
DAY & NIGHT | CVH837GKA2* | END4X42L17**+WALLCON | *80CTL0901716A* | 32200 | 33000 | 17.5 | 11.7 | 8.1 | 1.92 | 95 | 75 | 206772077
COMFORTMAKER | CVH837GKA2* | EN(A,D,W)4X48L21**+WALLCON | *95CSU0802120A* | 32400 | 32800 | 17.5 | 11.7 | 8.1 | 1.96 | 96 | 76 | 206773603
KEEPRITE | CVH837GKA2* | EN(A,D,W)4X48L21**+WALLCON | *95CSU0802120A* | 32400 | 32800 | 17.5 | 11.7 | 8.1 | 1.96 | 96 | 76 | 206773605
DAY & NIGHT | CVH837GKA2* | EN(A,D,W)4X48L21**+WALLCON | *95CSU0802120A* | 32400 | 32800 | 17.5 | 11.7 | 8.1 | 1.96 | 96 | 76 | 206773604
KENMORE | (C,H,T)VH837GKA2* | EN(A,D,W)4X48L21**+WALLCON | *95CSU0802120A* | 32400 | 32800 | 17.5 | 11.7 | 8.1 | 1.96 | 96 | 76 | 206997919
TEMPSTAR | TVH837GKA2* | EN(A,D,W)4X48L21**+WALLCON | *95CSU0802120A* | 32400 | 32800 | 17.5 | 11.7 | 8.1 | 1.96 | 96 | 76 | 206773607
CARRIER | 25VNA837A*031* | CNPV*4821AL*+UI | 59CU5A100C21**22 | 32400 | 32800 | 17.5 | 11.7 | 8.1 | 1.98 | 96 | 75 | 206765160
CARRIER | 25VNA837A*031* | CNPV*4821AL*+UI | 58CU*A100C21**20 | 32400 | 33000 | 17.5 | 11.5 | 8.1 | 1.96 | 96 | 75 | 206765127
TEMPSTAR | TVH837GKA2* | EN(A,D,W)4X48L21**+WALLCON | *95CSU1002122A* | 32400 | 32800 | 17.5 | 11.7 | 8.1 | 1.98 | 96 | 75 | 206773616
BRYANT HEATING AND COOLING SYSTEMS | 288BNV037*0**B* | CNPV*4821AL*+UI | 83*CA60100C21*** | 32400 | 33000 | 17.5 | 11.5 | 8.1 | 1.96 | 96 | 75 | 206773279
HEIL | HVH837GKA2* | EN(A,D,W)4X48L21**+WALLCON | *80CSU1002120A* | 32400 | 33000 | 17.5 | 11.5 | 8.1 | 1.96 | 96 | 75 | 206773280
AIRQUEST | HVH837GKA2* | EN(A,D,W)4X48L21**+WALLCON | *95CSU0802120A* | 32400 | 32800 | 17.5 | 11.7 | 8.1 | 1.96 | 96 | 76 | 206773601
AIRQUEST | HVH837GKA2* | EN(A,D,W)4X48L21**+WALLCON | *80CSU1002120A* | 32400 | 33000 | 17.5 | 11.5 | 8.1 | 1.96 | 96 | 75 | 206773281
COMFORTMAKER | CVH837GKA2* | EN(A,D,W)4X48L21**+WALLCON | *80CSU1002120A* | 32400 | 33000 | 17.5 | 11.5 | 8.1 | 1.96 | 96 | 75 | 206773283
DAY & NIGHT | CVH837GKA2* | EN(A,D,W)4X48L21**+WALLCON | *80CSU1002120A* | 32400 | 33000 | 17.5 | 11.5 | 8.1 | 1.96 | 96 | 75 | 206773284
ARCOAIRE | HVH837GKA2* | EN(A,D,W)4X48L21**+WALLCON | *80CSU1002120A* | 32400 | 33000 | 17.5 | 11.5 | 8.1 | 1.96 | 96 | 75 | 206773282
AIRQUEST | HVH837GKA2* | EN(A,D)4X48L24**+WALLCON | *96CTN1002122A* | 32400 | 33000 | 17.5 | 11.7 | 8.1 | 1.96 | 95 | 75 | 206772425
ARCOAIRE | HVH837GKA2* | EN(A,D)4X48L24**+WALLCON | *96CTN1002122A* | 32400 | 33000 | 17.5 | 11.7 | 8.1 | 1.96 | 95 | 75 | 206772426
COMFORTMAKER | CVH837GKA2* | EN(A,D)4X48L24**+WALLCON | *96CTN1002122A* | 32400 | 33000 | 17.5 | 11.7 | 8.1 | 1.96 | 95 | 75 | 206772427
KENMORE | (C,H,T)VH837GKA2* | EN(A,D)4X48L24**+WALLCON | *96CTN1002122A* | 32400 | 33000 | 17.5 | 11.7 | 8.1 | 1.96 | 95 | 75 | 206997787
KEEPRITE | CVH837GKA2* | EN(A,D)4X48L24**+WALLCON | *96CTN1002122A* | 32400 | 33000 | 17.5 | 11.7 | 8.1 | 1.96 | 95 | 75 | 206772429
DAY & NIGHT | CVH837GKA2* | EN(A,D)4X48L24**+WALLCON | *96CTN1002122A* | 32400 | 33000 | 17.5 | 11.7 | 8.1 | 1.96 | 95 | 75 | 206772428
TEMPSTAR | TVH837GKA2* | EN(A,D)4X48L24**+WALLCON | *96CTN1002122A* | 32400 | 33000 | 17.5 | 11.7 | 8.1 | 1.96 | 95 | 75 | 206772431
ARCOAIRE | HVH837GKA2* | EHD4X36AAL+WALLCON | *80CTL1352422A* | 32200 | 33200 | 16.5 | 11 | 8.1 | 1.94 | 95 | 74 | 206772553
HEIL | HVH837GKA2* | EHD4X36AAL+WALLCON | *80CTL1352422A* | 32200 | 33200 | 16.5 | 11 | 8.1 | 1.94 | 95 | 74 | 206772551
KEEPRITE | CVH837GKA2* | EHD4X36AAL+WALLCON | *80CTL1352422A* | 32200 | 33200 | 16.5 | 11 | 8.1 | 1.94 | 95 | 74 | 206772556
DAY & NIGHT | CVH837GKA2* | EHD4X36AAL+WALLCON | *80CTL1352422A* | 32200 | 33200 | 16.5 | 11 | 8.1 | 1.94 | 95 | 74 | 206772555
KENMORE | (C,H,T)VH837GKA2* | EHD4X36AAL+WALLCON | *80CTL1352422A* | 32200 | 33200 | 16.5 | 11 | 8.1 | 1.94 | 95 | 74 | 206997802
AIRQUEST | HVH837GKA2* | EHD4X36AAL+WALLCON | *80CTL1352422A* | 32200 | 33200 | 16.5 | 11 | 8.1 | 1.94 | 95 | 74 | 206772552
TEMPSTAR | TVH837GKA2* | EHD4X48AAL+WALLCON | *80CSU0401712A* | 32600 | 33000 | 17 | 11 | 8.1 | 1.98 | 96 | 76 | 206773364
CARRIER | 25VNA837A*031* | CSPH*4812AL*+UI | 58CU*A060C17**16 | 32600 | 33200 | 17 | 11 | 8.1 | 1.96 | 96 | 75 | 206765133
AIRQUEST | HVH837GKA2* | EHD4X48AAL+WALLCON | *80CSU0601716A* | 32600 | 33200 | 17 | 11 | 8.1 | 1.96 | 96 | 75 | 206773367
KEEPRITE | CVH824GKA** | EA*4X43L21A*+WALLCON | *80CTL0901716A* | 24400 | 21600 | 17 | 10.5 | 8.1 | 2 | 72 | 57 | 205750612
TEMPSTAR | TVH824GKA** | EA*4X43L21A*+WALLCON | *80CTL0901716A* | 24400 | 21600 | 17 | 10.5 | 8.1 | 2 | 72 | 57 | 205750614
KENMORE | (C,H,T)VH824GKA** | EA*4X43L21A*+WALLCON | *80CTL0901716A* | 24400 | 21600 | 17 | 10.5 | 8.1 | 2 | 72 | 57 | 205750613
DAY & NIGHT | CVH824GKA** | EA*4X43L21A*+WALLCON | *80CTL0901716A* | 24400 | 21600 | 17 | 10.5 | 8.1 | 2 | 72 | 57 | 205750611
ARCOAIRE | HVH837GKA2* | EA*4X42L24A*+WALLCON | *95CSU0802120A* | 31800 | 33000 | 17.5 | 11 | 8.1 | 1.9 | 95 | 74 | 206773458
TEMPSTAR | TVH824GKA** | EA*4X37L21A*+WALLCON | *80CTL0901716A* | 24400 | 21600 | 17 | 10.5 | 8.1 | 2 | 72 | 57 | 205750494
HEIL | HVH837GKA2* | EA*4X48L21A*+WALLCON | *80CTL0902120A* | 32200 | 32600 | 17.5 | 11.7 | 8.5 | 1.98 | 96 | 77 | 206771776
BRYANT HEATING AND COOLING SYSTEMS | 288BNV037*0**B* | CAP**4821AL*+UI | 88*TA60090C21*** | 32200 | 32600 | 17.5 | 11.7 | 8.5 | 1.98 | 96 | 77 | 206771775
TEMPSTAR | TVH837GKA2* | EA*4X48L21A*+WALLCON | *80CTL0701716A* | 32200 | 32600 | 17.5 | 11.5 | 8.1 | 1.96 | 97 | 77 | 206771765
KEEPRITE | CVH837GKA2* | EA*4X48L21A*+WALLCON | *80CTL0701716A* | 32200 | 32600 | 17.5 | 11.5 | 8.1 | 1.96 | 97 | 77 | 206771763
KENMORE | (C,H,T)VH837GKA2* | EA*4X48L21A*+WALLCON | *80CTL0701716A* | 32200 | 32600 | 17.5 | 11.5 | 8.1 | 1.96 | 97 | 77 | 206997713
DAY & NIGHT | CVH837GKA2* | EA*4X48L21A*+WALLCON | *80CTL0701716A* | 32200 | 32600 | 17.5 | 11.5 | 8.1 | 1.96 | 97 | 77 | 206771762
BRYANT HEATING AND COOLING SYSTEMS | 288BNV037*0**B* | CAP**4224AL*+UI | 986TC66100C21*** | 31800 | 33000 | 17.5 | 11.5 | 8.1 | 1.9 | 95 | 74 | 206771586
HEIL | HVH837GKA2* | EA*4X42L24A*+WALLCON | *96CTN1002122A* | 31800 | 33000 | 17.5 | 11.5 | 8.1 | 1.9 | 95 | 74 | 206771587
AIRQUEST | HVH837GKA2* | EA*4X42L24A*+WALLCON | *96CTN1002122A* | 31800 | 33000 | 17.5 | 11.5 | 8.1 | 1.9 | 95 | 74 | 206771588
CARRIER | 25VNA837A*031* | CAP**4224AL*+UI | 59TN6B100C21**22 | 31800 | 33000 | 17.5 | 11.5 | 8.1 | 1.9 | 95 | 74 | 206764946
KEEPRITE | CVH837GKA2* | EA*4X36L17A*+WALLCON | *80CTL0701716A* | 31400 | 33400 | 17 | 11 | 8.1 | 1.84 | 94 | 73 | 206770980
TEMPSTAR | TVH824GKA** | EA*4X25L17A*+WALLCON | *80CTL0901716A* | 24200 | 21800 | 17 | 10.5 | 8.1 | 1.98 | 72 | 57 | 210471805
KENMORE | (C,H,T)VH824GKA** | EA*4X25L17A*+WALLCON | *80CTL0901716A* | 24200 | 21800 | 17 | 10.5 | 8.1 | 1.98 | 72 | 57 | 210471804
KEEPRITE | CVH824GKA** | EA*4X25L17A*+WALLCON | *80CTL0901716A* | 24200 | 21800 | 17 | 10.5 | 8.1 | 1.98 | 72 | 57 | 210471803
COMFORTMAKER | CVH824GKA** | EA*4X25L17A*+WALLCON | *80CTL0901716A* | 24200 | 21800 | 17 | 10.5 | 8.1 | 1.98 | 72 | 57 | 210471801
DAY & NIGHT | CVH824GKA** | EA*4X25L17A*+WALLCON | *80CTL0901716A* | 24200 | 21800 | 17 | 10.5 | 8.1 | 1.98 | 72 | 57 | 210471802
ARCOAIRE | HVH824GKA** | EA*4X25L17A*+WALLCON | *80CTL0901716A* | 24200 | 21800 | 17 | 10.5 | 8.1 | 1.98 | 72 | 57 | 210471800
AIRQUEST | HVH824GKA** | EA*4X25L17A*+WALLCON | *80CTL0901716A* | 24200 | 21800 | 17 | 10.5 | 8.1 | 1.98 | 72 | 57 | 210471799
KEEPRITE | CVH824GKA** | EA*4X25L17A*+WALLCON | *80CTL0701412A* | 24200 | 21800 | 17 | 10 | 8.1 | 1.98 | 72 | 57 | 210471792
DAY & NIGHT | CVH824GKA** | EA*4X25L17A*+WALLCON | *80CTL0701412A* | 24200 | 21800 | 17 | 10 | 8.1 | 1.98 | 72 | 57 | 210471791
HEIL | HVH824GKA** | EA*4X25L17A*+WALLCON | *80CTL0901716A* | 24200 | 21800 | 17 | 10.5 | 8.1 | 1.98 | 72 | 57 | 210471797
BRYANT HEATING AND COOLING SYSTEMS | 288BNV024B0**A* | CAP**2517AL*+UI | 88*TA48090C17*** | 24200 | 21800 | 17 | 10.5 | 8.1 | 1.98 | 72 | 57 | 210471796
CARRIER | 25VNA824B*030* | CAP**2517AL*+UI | 58TN*A090C17**16 | 24200 | 21800 | 17 | 10.5 | 8.1 | 1.98 | 72 | 57 | 210471795
TEMPSTAR | TVH824GKA** | EA*4X25L17A*+WALLCON | *80CTL0701412A* | 24200 | 21800 | 17 | 10 | 8.1 | 1.98 | 72 | 57 | 210471794
KENMORE | (C,H,T)VH824GKA** | EA*4X25L17A*+WALLCON | *80CTL0701412A* | 24200 | 21800 | 17 | 10 | 8.1 | 1.98 | 72 | 57 | 210471793
ARCOAIRE | HVH824GKA** | EA*4X25L17A*+WALLCON | *80CTL0701412A* | 24200 | 21800 | 17 | 10 | 8.1 | 1.98 | 72 | 57 | 210471789
AIRQUEST | HVH824GKA** | EA*4X25L17A*+WALLCON | *80CTL0701412A* | 24200 | 21800 | 17 | 10 | 8.1 | 1.98 | 72 | 57 | 210471788
COMFORTMAKER | CVH824GKA** | EA*4X25L17A*+WALLCON | *80CTL0701412A* | 24200 | 21800 | 17 | 10 | 8.1 | 1.98 | 72 | 57 | 210471790
HEIL | HVH824GKA** | EA*4X25L17A*+WALLCON | *80CTL0701412A* | 24200 | 21800 | 17 | 10 | 8.1 | 1.98 | 72 | 57 | 210471786
BRYANT HEATING AND COOLING SYSTEMS | 288BNV024B0**A* | CAP**2517AL*+UI | 88*TA36070C14*** | 24200 | 21800 | 17 | 10 | 8.1 | 1.98 | 72 | 57 | 210471785
CARRIER | 25VNA824B*030* | CAP**2517AL*+UI | 58TN*A070C14**12 | 24200 | 21800 | 17 | 10 | 8.1 | 1.98 | 72 | 57 | 210471784
BRYANT HEATING AND COOLING SYSTEMS | 288BNV025*0**C* | CSPH*4812AL*+UI | 987MB42080C17*** | 24200 | 21400 | 16 | 10.5 | 8.1 | 2 | 96 | 78 | 210474581
CARRIER | 25VNA825A*032* | CSPH*4812AL*+UI | 59MN7B100C21**22 | 24200 | 21200 | 16 | 11 | 8.1 | 2.04 | 97 | 79 | 210474591
KENMORE | (C,H,T)VH825GKA3* | EHD4X48AAL+WALLCON | *97CMN0801714A* | 24200 | 21400 | 16 | 10.5 | 8.1 | 2 | 96 | 78 | 210474589
DAY & NIGHT | CVH825GKA3* | EHD4X48AAL+WALLCON | *97CMN0801714A* | 24200 | 21400 | 16 | 10.5 | 8.1 | 2 | 96 | 78 | 210474587
KEEPRITE | CVH825GKA3* | EHD4X48AAL+WALLCON | *97CMN0801714A* | 24200 | 21400 | 16 | 10.5 | 8.1 | 2 | 96 | 78 | 210474588
COMFORTMAKER | CVH825GKA3* | EHD4X48AAL+WALLCON | *97CMN0801714A* | 24200 | 21400 | 16 | 10.5 | 8.1 | 2 | 96 | 78 | 210474586
ARCOAIRE | HVH825GKA3* | EHD4X48AAL+WALLCON | *97CMN0801714A* | 24200 | 21400 | 16 | 10.5 | 8.1 | 2 | 96 | 78 | 210474585
AIRQUEST | HVH825GKA3* | EHD4X48AAL+WALLCON | *97CMN0801714A* | 24200 | 21400 | 16 | 10.5 | 8.1 | 2 | 96 | 78 | 210474584
HEIL | HVH825GKA3* | EHD4X48AAL+WALLCON | *97CMN0801714A* | 24200 | 21400 | 16 | 10.5 | 8.1 | 2 | 96 | 78 | 210474582
CARRIER | 25VNA825A*032* | CSPH*4812AL*+UI | 59MN7B080C17**14 | 24200 | 21400 | 16 | 10.5 | 8.1 | 2 | 96 | 78 | 210474580
AIRQUEST | HVH825GKA3* | EHD4X48AAL+WALLCON | *96CTN1202422A* | 24200 | 21200 | 16.5 | 11 | 8.1 | 2.02 | 97 | 78 | 210474562
COMFORTMAKER | CVH825GKA3* | EHD4X48AAL+WALLCON | *96CTN1202422A* | 24200 | 21200 | 16.5 | 11 | 8.1 | 2.02 | 97 | 78 | 210474564
TEMPSTAR | TVH825GKA3* | EHD4X48AAL+WALLCON | *96CTN1202422A* | 24200 | 21200 | 16.5 | 11 | 8.1 | 2.02 | 97 | 78 | 210474568
KEEPRITE | CVH825GKA3* | EHD4X48AAL+WALLCON | *96CTN1202422A* | 24200 | 21200 | 16.5 | 11 | 8.1 | 2.02 | 97 | 78 | 210474566
DAY & NIGHT | CVH825GKA3* | EHD4X48AAL+WALLCON | *96CTN1202422A* | 24200 | 21200 | 16.5 | 11 | 8.1 | 2.02 | 97 | 78 | 210474565
KENMORE | (C,H,T)VH825GKA3* | EHD4X48AAL+WALLCON | *96CTN1202422A* | 24200 | 21200 | 16.5 | 11 | 8.1 | 2.02 | 97 | 78 | 210474567
ARCOAIRE | HVH825GKA3* | EHD4X48AAL+WALLCON | *96CTN1202422A* | 24200 | 21200 | 16.5 | 11 | 8.1 | 2.02 | 97 | 78 | 210474563
TEMPSTAR | TVH825GKA3* | EHD4X48AAL+WALLCON | *96CTN0801714A* | 24200 | 21400 | 16 | 10.5 | 8.1 | 2 | 96 | 78 | 210474557
BRYANT HEATING AND COOLING SYSTEMS | 288BNV025*0**C* | CSPH*4812AL*+UI | 986TC66120C24*** | 24200 | 21200 | 16.5 | 11 | 8.1 | 2.02 | 97 | 78 | 210474559
HEIL | HVH825GKA3* | EHD4X48AAL+WALLCON | *96CTN1202422A* | 24200 | 21200 | 16.5 | 11 | 8.1 | 2.02 | 97 | 78 | 210474560
CARRIER | 25VNA825A*032* | CSPH*4812AL*+UI | 59TN6B120C24**22 | 24200 | 21200 | 16.5 | 11 | 8.1 | 2.02 | 97 | 78 | 210474558
DAY & NIGHT | CVH825GKA3* | EHD4X48AAL+WALLCON | *96CTN0801714A* | 24200 | 21400 | 16 | 10.5 | 8.1 | 2 | 96 | 78 | 210474554
KEEPRITE | CVH825GKA3* | EHD4X48AAL+WALLCON | *96CTN0801714A* | 24200 | 21400 | 16 | 10.5 | 8.1 | 2 | 96 | 78 | 210474555
ARCOAIRE | HVH825GKA3* | EHD4X48AAL+WALLCON | *96CTN0801714A* | 24200 | 21400 | 16 | 10.5 | 8.1 | 2 | 96 | 78 | 210474552
KENMORE | (C,H,T)VH825GKA3* | EHD4X48AAL+WALLCON | *96CTN0801714A* | 24200 | 21400 | 16 | 10.5 | 8.1 | 2 | 96 | 78 | 210474556
HEIL | HVH825GKA3* | EHD4X48AAL+WALLCON | *96CTN0601714A* | 24200 | 21400 | 16 | 10.5 | 8.1 | 2 | 96 | 78 | 210474538
COMFORTMAKER | CVH825GKA3* | EHD4X48AAL+WALLCON | *96CTN0801714A* | 24200 | 21400 | 16 | 10.5 | 8.1 | 2 | 96 | 78 | 210474553
AIRQUEST | HVH825GKA3* | EHD4X48AAL+WALLCON | *96CTN0801714A* | 24200 | 21400 | 16 | 10.5 | 8.1 | 2 | 96 | 78 | 210474551
HEIL | HVH825GKA3* | EHD4X48AAL+WALLCON | *96CTN0801714A* | 24200 | 21400 | 16 | 10.5 | 8.1 | 2 | 96 | 78 | 210474549
TEMPSTAR | TVH825GKA3* | EHD4X48AAL+WALLCON | *96CTN0601714A* | 24200 | 21400 | 16 | 10.5 | 8.1 | 2 | 96 | 78 | 210474546
BRYANT HEATING AND COOLING SYSTEMS | 288BNV025*0**C* | CSPH*4812AL*+UI | 986TC42080C17*** | 24200 | 21400 | 16 | 10.5 | 8.1 | 2 | 96 | 78 | 210474548
CARRIER | 25VNA825A*032* | CSPH*4812AL*+UI | 59TN6B080C17**14 | 24200 | 21400 | 16 | 10.5 | 8.1 | 2 | 96 | 78 | 210474547
KENMORE | (C,H,T)VH825GKA3* | EHD4X48AAL+WALLCON | *96CTN0601714A* | 24200 | 21400 | 16 | 10.5 | 8.1 | 2 | 96 | 78 | 210474545
KEEPRITE | CVH825GKA3* | EHD4X48AAL+WALLCON | *96CTN0601714A* | 24200 | 21400 | 16 | 10.5 | 8.1 | 2 | 96 | 78 | 210474544
CARRIER | 25VNA825A*032* | CSPH*4812AL*+UI | 59TN6B060C17**14 | 24200 | 21400 | 16 | 10.5 | 8.1 | 2 | 96 | 78 | 210474536
ARCOAIRE | HVH825GKA3* | EHD4X48AAL+WALLCON | *96CTN0601714A* | 24200 | 21400 | 16 | 10.5 | 8.1 | 2 | 96 | 78 | 210474541
DAY & NIGHT | CVH825GKA3* | EHD4X48AAL+WALLCON | *96CTN0601714A* | 24200 | 21400 | 16 | 10.5 | 8.1 | 2 | 96 | 78 | 210474543
AIRQUEST | HVH825GKA3* | EHD4X48AAL+WALLCON | *96CTN0601714A* | 24200 | 21400 | 16 | 10.5 | 8.1 | 2 | 96 | 78 | 210474540
COMFORTMAKER | CVH825GKA3* | EHD4X48AAL+WALLCON | *96CTN0601714A* | 24200 | 21400 | 16 | 10.5 | 8.1 | 2 | 96 | 78 | 210474542
KEEPRITE | CVH825GKA3* | EHD4X48AAL+WALLCON | *80CTL1352422A* | 24200 | 21200 | 16 | 11 | 8.1 | 2.02 | 97 | 78 | 210474533
BRYANT HEATING AND COOLING SYSTEMS | 288BNV025*0**C* | CSPH*4812AL*+UI | 986TC42060C17*** | 24200 | 21400 | 16 | 10.5 | 8.1 | 2 | 96 | 78 | 210474537
TEMPSTAR | TVH825GKA3* | EHD4X48AAL+WALLCON | *80CTL1352422A* | 24200 | 21200 | 16 | 11 | 8.1 | 2.02 | 97 | 78 | 210474535
TEMPSTAR | TVH825GKA3* | EN(A,D,W)4X48L21**+WALLCON | *80CSU0601716A* | 24200 | 21400 | 17 | 11 | 8.1 | 2.02 | 96 | 78 | 210473936
ARCOAIRE | HVH825GKA3* | EN(A,D,W)4X48L21**+WALLCON | *80CSU0601716A* | 24200 | 21400 | 17 | 11 | 8.1 | 2.02 | 96 | 78 | 210473931
BRYANT HEATING AND COOLING SYSTEMS | 288BNV025*0**C* | CNPV*4821AL*+UI | 83*CA48060C17*** | 24200 | 21400 | 17 | 11 | 8.1 | 2.02 | 96 | 78 | 210473927
DAY & NIGHT | CVH825GKA3* | EN(A,D,W)4X48L21**+WALLCON | *80CSU0601716A* | 24200 | 21400 | 17 | 11 | 8.1 | 2.02 | 96 | 78 | 210473933
COMFORTMAKER | CVH825GKA3* | EN(A,D,W)4X48L21**+WALLCON | *80CSU0601716A* | 24200 | 21400 | 17 | 11 | 8.1 | 2.02 | 96 | 78 | 210473932
AIRQUEST | HVH825GKA3* | EN(A,D,W)4X48L21**+WALLCON | *80CSU0601716A* | 24200 | 21400 | 17 | 11 | 8.1 | 2.02 | 96 | 78 | 210473930
DAY & NIGHT | CVH825GKA3* | EN(A,D,W)4X48L21**+WALLCON | *80CSU0401712A* | 24200 | 21200 | 17.5 | 11.5 | 8.1 | 2.02 | 97 | 78 | 210473922
TEMPSTAR | TVH825GKA3* | EN(A,D,W)4X48L21**+WALLCON | *80CSU0401712A* | 24200 | 21200 | 17.5 | 11.5 | 8.1 | 2.02 | 97 | 78 | 210473925
CARRIER | 25VNA825A*032* | CNPV*4821AL*+UI | 58CU*A060C17**16 | 24200 | 21400 | 17 | 11 | 8.1 | 2.02 | 96 | 78 | 210473926
KEEPRITE | CVH825GKA3* | EN(A,D,W)4X48L21**+WALLCON | *80CSU0401712A* | 24200 | 21200 | 17.5 | 11.5 | 8.1 | 2.02 | 97 | 78 | 210473923
KENMORE | (C,H,T)VH825GKA3* | EN(A,D,W)4X48L21**+WALLCON | *80CSU0401712A* | 24200 | 21200 | 17.5 | 11.5 | 8.1 | 2.02 | 97 | 78 | 210473924
BRYANT HEATING AND COOLING SYSTEMS | 288BNV025*0**C* | CSPH*4212AL*+UI | 88*TA48070C17*** | 24200 | 21400 | 16 | 10.5 | 8.1 | 2 | 96 | 78 | 210474295
COMFORTMAKER | CVH825GKA3* | EN(A,D,W)4X48L21**+WALLCON | *80CSU0401712A* | 24200 | 21200 | 17.5 | 11.5 | 8.1 | 2.02 | 97 | 78 | 210473921
KEEPRITE | CVH825GKA3* | EN(A,D,W)4X48L21**+WALLCON | *95CSU1002122A* | 24200 | 21200 | 17 | 11.5 | 8.1 | 2.02 | 97 | 78 | 210473912
ARCOAIRE | HVH825GKA3* | EN(A,D,W)4X48L21**+WALLCON | *80CSU0401712A* | 24200 | 21200 | 17.5 | 11.5 | 8.1 | 2.02 | 97 | 78 | 210473920
AIRQUEST | HVH825GKA3* | EN(A,D,W)4X48L21**+WALLCON | *80CSU0401712A* | 24200 | 21200 | 17.5 | 11.5 | 8.1 | 2.02 | 97 | 78 | 210473919
CARRIER | 25VNA825A*032* | CNPV*4821AL*+UI | 58CU*A040C17**12 | 24200 | 21200 | 17.5 | 11.5 | 8.1 | 2.02 | 97 | 78 | 210473915
BRYANT HEATING AND COOLING SYSTEMS | 288BNV025*0**C* | CNPV*4821AL*+UI | 83*CA36040C17*** | 24200 | 21200 | 17.5 | 11.5 | 8.1 | 2.02 | 97 | 78 | 210473916
TEMPSTAR | TVH825GKA3* | EN(A,D,W)4X48L21**+WALLCON | *95CSU1002122A* | 24200 | 21200 | 17 | 11.5 | 8.1 | 2.02 | 97 | 78 | 210473914
HEIL | HVH825GKA3* | EN(A,D,W)4X48L21**+WALLCON | *95CSU1002122A* | 24200 | 21200 | 17 | 11.5 | 8.1 | 2.02 | 97 | 78 | 210473906
KENMORE | (C,H,T)VH825GKA3* | EN(A,D,W)4X48L21**+WALLCON | *95CSU1002122A* | 24200 | 21200 | 17 | 11.5 | 8.1 | 2.02 | 97 | 78 | 210473913
COMFORTMAKER | CVH825GKA3* | EN(A,D,W)4X48L21**+WALLCON | *95CSU1002122A* | 24200 | 21200 | 17 | 11.5 | 8.1 | 2.02 | 97 | 78 | 210473910
DAY & NIGHT | CVH825GKA3* | EN(A,D,W)4X48L21**+WALLCON | *95CSU1002122A* | 24200 | 21200 | 17 | 11.5 | 8.1 | 2.02 | 97 | 78 | 210473911
AIRQUEST | HVH825GKA3* | EN(A,D,W)4X48L21**+WALLCON | *95CSU1002122A* | 24200 | 21200 | 17 | 11.5 | 8.1 | 2.02 | 97 | 78 | 210473908
ARCOAIRE | HVH825GKA3* | EN(A,D,W)4X48L21**+WALLCON | *95CSU1002122A* | 24200 | 21200 | 17 | 11.5 | 8.1 | 2.02 | 97 | 78 | 210473909
CARRIER | 25VNA825A*032* | CSPH*4212AL*+UI | 58TN*A070C17**16 | 24200 | 21400 | 16 | 10.5 | 8.1 | 2 | 96 | 78 | 210474294
BRYANT HEATING AND COOLING SYSTEMS | 288BNV025*0**C* | CNPV*4821AL*+UI | 935CA66100C21*** | 24200 | 21200 | 17 | 11.5 | 8.1 | 2.02 | 97 | 78 | 210473905
TEMPSTAR | TVH825GKA3* | EN(A,D,W)4X48L21**+WALLCON | *95CSU0802120A* | 24200 | 21200 | 17 | 11.5 | 8.1 | 2.02 | 97 | 78 | 210473903
CARRIER | 25VNA825A*032* | CNPV*4821AL*+UI | 59CU5A100C21**22 | 24200 | 21200 | 17 | 11.5 | 8.1 | 2.02 | 97 | 78 | 210473904
KEEPRITE | CVH825GKA3* | EN(A,D,W)4X48L21**+WALLCON | *95CSU0802120A* | 24200 | 21200 | 17 | 11.5 | 8.1 | 2.02 | 97 | 78 | 210473901
KENMORE | (C,H,T)VH825GKA3* | EN(A,D,W)4X48L21**+WALLCON | *95CSU0802120A* | 24200 | 21200 | 17 | 11.5 | 8.1 | 2.02 | 97 | 78 | 210473902
BRYANT HEATING AND COOLING SYSTEMS | 288BNV025*0**C* | CNPV*4821AL*+UI | 935CA60080C21*** | 24200 | 21200 | 17 | 11.5 | 8.1 | 2.02 | 97 | 78 | 210473894
ARCOAIRE | HVH825GKA3* | EN(A,D,W)4X48L21**+WALLCON | *95CSU0802120A* | 24200 | 21200 | 17 | 11.5 | 8.1 | 2.02 | 97 | 78 | 210473898
COMFORTMAKER | CVH825GKA3* | EN(A,D,W)4X48L21**+WALLCON | *95CSU0802120A* | 24200 | 21200 | 17 | 11.5 | 8.1 | 2.02 | 97 | 78 | 210473899
HEIL | HVH825GKA3* | EN(A,D,W)4X48L21**+WALLCON | *95CSU0802120A* | 24200 | 21200 | 17 | 11.5 | 8.1 | 2.02 | 97 | 78 | 210473895
TEMPSTAR | TVH825GKA3* | EN(A,D,W)4X48L21**+WALLCON | *95CSU0601716A* | 24000 | 21400 | 16.5 | 11 | 8.1 | 2 | 96 | 78 | 210473892
AIRQUEST | HVH825GKA3* | EN(A,D,W)4X48L21**+WALLCON | *95CSU0802120A* | 24200 | 21200 | 17 | 11.5 | 8.1 | 2.02 | 97 | 78 | 210473897
CARRIER | 25VNA825A*032* | CNPV*4821AL*+UI | 59CU5A080C21**20 | 24200 | 21200 | 17 | 11.5 | 8.1 | 2.02 | 97 | 78 | 210473893
DAY & NIGHT | CVH825GKA3* | EN(A,D,W)4X48L21**+WALLCON | *95CSU0601716A* | 24000 | 21400 | 16.5 | 11 | 8.1 | 2 | 96 | 78 | 210473889
KEEPRITE | CVH825GKA3* | EN(A,D,W)4X48L21**+WALLCON | *95CSU0601716A* | 24000 | 21400 | 16.5 | 11 | 8.1 | 2 | 96 | 78 | 210473890
ARCOAIRE | HVH825GKA3* | EN(A,D,W)4X48L21**+WALLCON | *95CSU0601716A* | 24000 | 21400 | 16.5 | 11 | 8.1 | 2 | 96 | 78 | 210473887
COMFORTMAKER | CVH825GKA3* | EN(A,D,W)4X48L21**+WALLCON | *95CSU0601716A* | 24000 | 21400 | 16.5 | 11 | 8.1 | 2 | 96 | 78 | 210473888
HEIL | HVH825GKA3* | EN(A,D,W)4X48L21**+WALLCON | *95CSU0601716A* | 24000 | 21400 | 16.5 | 11 | 8.1 | 2 | 96 | 78 | 210473884
BRYANT HEATING AND COOLING SYSTEMS | 288BNV025*0**C* | CNPV*4821AL*+UI | 935CA48060C17*** | 24000 | 21400 | 16.5 | 11 | 8.1 | 2 | 96 | 78 | 210473883
AIRQUEST | HVH825GKA3* | EN(A,D,W)4X48L21**+WALLCON | *95CSU0601716A* | 24000 | 21400 | 16.5 | 11 | 8.1 | 2 | 96 | 78 | 210473886
KENMORE | (C,H,T)VH825GKA3* | EHD4X48AAL+WALLCON | *80CTL1352422A* | 24200 | 21200 | 16 | 11 | 8.1 | 2.02 | 97 | 78 | 210474534
COMFORTMAKER | CVH825GKA3* | EHD4X48AAL+WALLCON | *80CTL1352422A* | 24200 | 21200 | 16 | 11 | 8.1 | 2.02 | 97 | 78 | 210474531
DAY & NIGHT | CVH825GKA3* | EHD4X48AAL+WALLCON | *80CTL1352422A* | 24200 | 21200 | 16 | 11 | 8.1 | 2.02 | 97 | 78 | 210474532
AIRQUEST | HVH825GKA3* | EHD4X48AAL+WALLCON | *80CTL1352422A* | 24200 | 21200 | 16 | 11 | 8.1 | 2.02 | 97 | 78 | 210474529
ARCOAIRE | HVH825GKA3* | EHD4X48AAL+WALLCON | *80CTL0701716A* | 24200 | 21200 | 16.5 | 10.5 | 8.1 | 2.02 | 97 | 78 | 210474519
ARCOAIRE | HVH825GKA3* | EHD4X48AAL+WALLCON | *80CTL1352422A* | 24200 | 21200 | 16 | 11 | 8.1 | 2.02 | 97 | 78 | 210474530
BRYANT HEATING AND COOLING SYSTEMS | 288BNV025*0**C* | CSPH*4812AL*+UI | 88*TA66135C24*** | 24200 | 21200 | 16 | 11 | 8.1 | 2.02 | 97 | 78 | 210474526
HEIL | HVH825GKA3* | EHD4X48AAL+WALLCON | *80CTL1352422A* | 24200 | 21200 | 16 | 11 | 8.1 | 2.02 | 97 | 78 | 210474527
TEMPSTAR | TVH825GKA3* | EHD4X48AAL+WALLCON | *80CTL0701716A* | 24200 | 21200 | 16.5 | 10.5 | 8.1 | 2.02 | 97 | 78 | 210474524
KENMORE | (C,H,T)VH825GKA3* | EHD4X48AAL+WALLCON | *80CTL0701716A* | 24200 | 21200 | 16.5 | 10.5 | 8.1 | 2.02 | 97 | 78 | 210474523
CARRIER | 25VNA825A*032* | CSPH*4812AL*+UI | 58TN*A135C24**22 | 24200 | 21200 | 16 | 11 | 8.1 | 2.02 | 97 | 78 | 210474525
KEEPRITE | CVH825GKA3* | EHD4X48AAL+WALLCON | *80CTL0701716A* | 24200 | 21200 | 16.5 | 10.5 | 8.1 | 2.02 | 97 | 78 | 210474522
DAY & NIGHT | CVH825GKA3* | EHD4X48AAL+WALLCON | *80CTL0701716A* | 24200 | 21200 | 16.5 | 10.5 | 8.1 | 2.02 | 97 | 78 | 210474521
COMFORTMAKER | CVH825GKA3* | EHD4X48AAL+WALLCON | *80CTL0701716A* | 24200 | 21200 | 16.5 | 10.5 | 8.1 | 2.02 | 97 | 78 | 210474520
AIRQUEST | HVH825GKA3* | EHD4X48AAL+WALLCON | *80CTL0701716A* | 24200 | 21200 | 16.5 | 10.5 | 8.1 | 2.02 | 97 | 78 | 210474518
BRYANT HEATING AND COOLING SYSTEMS | 288BNV025*0**C* | CSPH*4812AL*+UI | 88*TA48070C17*** | 24200 | 21200 | 16.5 | 10.5 | 8.1 | 2.02 | 97 | 78 | 210474515
HEIL | HVH825GKA3* | EHD4X48AAL+WALLCON | *80CTL0701716A* | 24200 | 21200 | 16.5 | 10.5 | 8.1 | 2.02 | 97 | 78 | 210474516
ARCOAIRE | HVH825GKA3* | EHD4X48AAL+WALLCON | *80CTL0451712A* | 24200 | 21400 | 16 | 10.5 | 8.1 | 2 | 97 | 78 | 210474508
CARRIER | 25VNA825A*032* | CSPH*4812AL*+UI | 58TN*A070C17**16 | 24200 | 21200 | 16.5 | 10.5 | 8.1 | 2.02 | 97 | 78 | 210474514
TEMPSTAR | TVH825GKA3* | EHD4X48AAL+WALLCON | *80CTL0451712A* | 24200 | 21400 | 16 | 10.5 | 8.1 | 2 | 97 | 78 | 210474513
DAY & NIGHT | CVH825GKA3* | EHD4X48AAL+WALLCON | *80CTL0451712A* | 24200 | 21400 | 16 | 10.5 | 8.1 | 2 | 97 | 78 | 210474510
KENMORE | (C,H,T)VH825GKA3* | EHD4X48AAL+WALLCON | *80CTL0451712A* | 24200 | 21400 | 16 | 10.5 | 8.1 | 2 | 97 | 78 | 210474512
KEEPRITE | CVH825GKA3* | EHD4X48AAL+WALLCON | *80CSU1002120A* | 24200 | 21200 | 16 | 10.5 | 8.1 | 2 | 97 | 78 | 210474500
KEEPRITE | CVH825GKA3* | EHD4X48AAL+WALLCON | *80CTL0451712A* | 24200 | 21400 | 16 | 10.5 | 8.1 | 2 | 97 | 78 | 210474511
DAY & NIGHT | CVH825GKA3* | EHD4X48AAL+WALLCON | *80CSU1002120A* | 24200 | 21200 | 16 | 10.5 | 8.1 | 2 | 97 | 78 | 210474499
COMFORTMAKER | CVH825GKA3* | EHD4X48AAL+WALLCON | *80CTL0451712A* | 24200 | 21400 | 16 | 10.5 | 8.1 | 2 | 97 | 78 | 210474509
AIRQUEST | HVH825GKA3* | EHD4X48AAL+WALLCON | *80CTL0451712A* | 24200 | 21400 | 16 | 10.5 | 8.1 | 2 | 97 | 78 | 210474507
HEIL | HVH825GKA3* | EHD4X48AAL+WALLCON | *80CTL0451712A* | 24200 | 21400 | 16 | 10.5 | 8.1 | 2 | 97 | 78 | 210474505
CARRIER | 25VNA825A*032* | CSPH*4812AL*+UI | 58TN*A045C17**12 | 24200 | 21400 | 16 | 10.5 | 8.1 | 2 | 97 | 78 | 210474503
BRYANT HEATING AND COOLING SYSTEMS | 288BNV025*0**C* | CSPH*4812AL*+UI | 88*TA36045C17*** | 24200 | 21400 | 16 | 10.5 | 8.1 | 2 | 97 | 78 | 210474504
TEMPSTAR | TVH825GKA3* | EHD4X48AAL+WALLCON | *80CSU1002120A* | 24200 | 21200 | 16 | 10.5 | 8.1 | 2 | 97 | 78 | 210474502
KENMORE | (C,H,T)VH825GKA3* | EHD4X48AAL+WALLCON | *80CSU1002120A* | 24200 | 21200 | 16 | 10.5 | 8.1 | 2 | 97 | 78 | 210474501
ARCOAIRE | HVH825GKA3* | EHD4X48AAL+WALLCON | *80CSU1002120A* | 24200 | 21200 | 16 | 10.5 | 8.1 | 2 | 97 | 78 | 210474497
COMFORTMAKER | CVH825GKA3* | EHD4X48AAL+WALLCON | *80CSU1002120A* | 24200 | 21200 | 16 | 10.5 | 8.1 | 2 | 97 | 78 | 210474498
KEEPRITE | CVH837GKA2* | EA*4X43L21A*+WALLCON | *95CSU0802120A* | 33000 | 32800 | 17.5 | 11.5 | 8.5 | 2 | 97 | 76 | 206773479
AIRQUEST | HVH825GKA3* | EHD4X48AAL+WALLCON | *80CSU1002120A* | 24200 | 21200 | 16 | 10.5 | 8.1 | 2 | 97 | 78 | 210474496
CARRIER | 25VNA825A*032* | CSPH*4812AL*+UI | 58CU*A100C21**20 | 24200 | 21200 | 16 | 10.5 | 8.1 | 2 | 97 | 78 | 210474492
HEIL | HVH825GKA3* | EHD4X48AAL+WALLCON | *80CSU1002120A* | 24200 | 21200 | 16 | 10.5 | 8.1 | 2 | 97 | 78 | 210474494
BRYANT HEATING AND COOLING SYSTEMS | 288BNV025*0**C* | CSPH*4812AL*+UI | 83*CA60100C21*** | 24200 | 21200 | 16 | 10.5 | 8.1 | 2 | 97 | 78 | 210474493
TEMPSTAR | TVH825GKA3* | EHD4X48AAL+WALLCON | *80CSU0601716A* | 24200 | 21200 | 16.5 | 11 | 8.1 | 2.02 | 97 | 78 | 210474491
KENMORE | (C,H,T)VH825GKA3* | EHD4X48AAL+WALLCON | *80CSU0601716A* | 24200 | 21200 | 16.5 | 11 | 8.1 | 2.02 | 97 | 78 | 210474490
CARRIER | 25VNA825A*032* | CSPH*4812AL*+UI | 58CU*A060C17**16 | 24200 | 21200 | 16.5 | 11 | 8.1 | 2.02 | 97 | 78 | 210474481
KEEPRITE | CVH825GKA3* | EHD4X48AAL+WALLCON | *80CSU0601716A* | 24200 | 21200 | 16.5 | 11 | 8.1 | 2.02 | 97 | 78 | 210474489
ARCOAIRE | HVH825GKA3* | EHD4X48AAL+WALLCON | *80CSU0601716A* | 24200 | 21200 | 16.5 | 11 | 8.1 | 2.02 | 97 | 78 | 210474486
DAY & NIGHT | CVH825GKA3* | EHD4X48AAL+WALLCON | *80CSU0601716A* | 24200 | 21200 | 16.5 | 11 | 8.1 | 2.02 | 97 | 78 | 210474488
COMFORTMAKER | CVH825GKA3* | EHD4X48AAL+WALLCON | *80CSU0601716A* | 24200 | 21200 | 16.5 | 11 | 8.1 | 2.02 | 97 | 78 | 210474487
DAY & NIGHT | CVH837GKA2* | EA*4X43L21A*+WALLCON | *95CSU0802120A* | 33000 | 32800 | 17.5 | 11.5 | 8.5 | 2 | 97 | 76 | 206773478
AIRQUEST | HVH825GKA3* | EHD4X48AAL+WALLCON | *80CSU0601716A* | 24200 | 21200 | 16.5 | 11 | 8.1 | 2.02 | 97 | 78 | 210474485
HEIL | HVH825GKA3* | EHD4X48AAL+WALLCON | *80CSU0601716A* | 24200 | 21200 | 16.5 | 11 | 8.1 | 2.02 | 97 | 78 | 210474483
TEMPSTAR | TVH825GKA3* | EHD4X48AAL+WALLCON | *80CSU0401712A* | 24200 | 21200 | 16.5 | 11 | 8.1 | 2.02 | 97 | 78 | 210474480
BRYANT HEATING AND COOLING SYSTEMS | 288BNV025*0**C* | CSPH*4812AL*+UI | 83*CA48060C17*** | 24200 | 21200 | 16.5 | 11 | 8.1 | 2.02 | 97 | 78 | 210474482
COMFORTMAKER | CVH837GKA2* | EHD4X36AAL+WALLCON | *95CSU0802120A* | 32200 | 33200 | 16.5 | 11 | 8.1 | 1.94 | 95 | 74 | 210471024
CARRIER | 25VNA837A*031* | CSPH*3612AL*+UI | 58CU*A040C17**12 | 32200 | 33200 | 17 | 11 | 8.1 | 1.92 | 95 | 75 | 210471030
ARCOAIRE | HVH837GKA2* | EHD4X36AAL+WALLCON | *80CSU0401712A* | 32200 | 33200 | 17 | 11 | 8.1 | 1.92 | 95 | 75 | 210471035
HEIL | HVH837GKA2* | EHD4X36AAL+WALLCON | *80CSU0401712A* | 32200 | 33200 | 17 | 11 | 8.1 | 1.92 | 95 | 75 | 210471032
ARCOAIRE | HVH837GKA2* | EHD4X36AAL+WALLCON | *95CSU0802120A* | 32200 | 33200 | 16.5 | 11 | 8.1 | 1.94 | 95 | 74 | 210471023
TEMPSTAR | TVH837GKA2* | EHD4X36AAL+WALLCON | *80CSU0401712A* | 32200 | 33200 | 17 | 11 | 8.1 | 1.92 | 95 | 75 | 210471040
COMFORTMAKER | CVH837GKA2* | EHD4X36AAL+WALLCON | *80CSU0401712A* | 32200 | 33200 | 17 | 11 | 8.1 | 1.92 | 95 | 75 | 210471036
DAY & NIGHT | CVH837GKA2* | EHD4X36AAL+WALLCON | *80CSU0401712A* | 32200 | 33200 | 17 | 11 | 8.1 | 1.92 | 95 | 75 | 210471037
KENMORE | (C,H,T)VH837GKA2* | EHD4X36AAL+WALLCON | *80CSU0401712A* | 32200 | 33200 | 17 | 11 | 8.1 | 1.92 | 95 | 75 | 210471039
AIRQUEST | HVH837GKA2* | EHD4X36AAL+WALLCON | *80CSU0401712A* | 32200 | 33200 | 17 | 11 | 8.1 | 1.92 | 95 | 75 | 210471034
BRYANT HEATING AND COOLING SYSTEMS | 288BNV037*0**B* | CSPH*3612AL*+UI | 83*CA36040C17*** | 32200 | 33200 | 17 | 11 | 8.1 | 1.92 | 95 | 75 | 210471031
KEEPRITE | CVH837GKA2* | EHD4X36AAL+WALLCON | *95CSU0802120A* | 32200 | 33200 | 16.5 | 11 | 8.1 | 1.94 | 95 | 74 | 210471026
TEMPSTAR | TVH837GKA2* | EHD4X36AAL+WALLCON | *95CSU0802120A* | 32200 | 33200 | 16.5 | 11 | 8.1 | 1.94 | 95 | 74 | 210471028
DAY & NIGHT | CVH837GKA2* | EHD4X36AAL+WALLCON | *95CSU0802120A* | 32200 | 33200 | 16.5 | 11 | 8.1 | 1.94 | 95 | 74 | 210471025
AIRQUEST | HVH837GKA2* | EHD4X36AAL+WALLCON | *95CSU0802120A* | 32200 | 33200 | 16.5 | 11 | 8.1 | 1.94 | 95 | 74 | 210471022
HEIL | HVH837GKA2* | EHD4X36AAL+WALLCON | *95CSU0802120A* | 32200 | 33200 | 16.5 | 11 | 8.1 | 1.94 | 95 | 74 | 210471020
BRYANT HEATING AND COOLING SYSTEMS | 288BNV037*0**B* | CSPH*3612AL*+UI | 935CA60080C21*** | 32200 | 33200 | 16.5 | 11 | 8.1 | 1.94 | 95 | 74 | 210471019
CARRIER | 25VNA837A*031* | CSPH*3612AL*+UI | 59CU5A080C21**20 | 32200 | 33200 | 16.5 | 11 | 8.1 | 1.94 | 95 | 74 | 210471018
KEEPRITE | CVH837GKA2* | EN(A,D,W)4X60L24**+WALLCON | *96CTN1002122A* | 32800 | 32200 | 18 | 12 | 8.1 | 1.98 | 97 | 76 | 210470993
DAY & NIGHT | CVH837GKA2* | EN(A,D,W)4X60L24**+WALLCON | *80CSU1002120A* | 32800 | 32200 | 17.5 | 11.7 | 8.1 | 1.98 | 98 | 77 | 210470904
KENMORE | (C,H,T)VH837GKA2* | EN(A,D,W)4X60L24**+WALLCON | *96CTN1002122A* | 32800 | 32200 | 18 | 12 | 8.1 | 1.98 | 97 | 76 | 210470994
TEMPSTAR | TVH837GKA2* | EN(A,D,W)4X60L24**+WALLCON | *96CTN1002122A* | 32800 | 32200 | 18 | 12 | 8.1 | 1.98 | 97 | 76 | 210470995
DAY & NIGHT | CVH837GKA2* | EN(A,D,W)4X60L24**+WALLCON | *96CTN1002122A* | 32800 | 32200 | 18 | 12 | 8.1 | 1.98 | 97 | 76 | 210470992
ARCOAIRE | HVH837GKA2* | EN(A,D,W)4X60L24**+WALLCON | *96CTN1002122A* | 32800 | 32200 | 18 | 12 | 8.1 | 1.98 | 97 | 76 | 210470990
COMFORTMAKER | CVH837GKA2* | EN(A,D,W)4X60L24**+WALLCON | *96CTN1002122A* | 32800 | 32200 | 18 | 12 | 8.1 | 1.98 | 97 | 76 | 210470991
AIRQUEST | HVH837GKA2* | EN(A,D,W)4X60L24**+WALLCON | *96CTN1002122A* | 32800 | 32200 | 18 | 12 | 8.1 | 1.98 | 97 | 76 | 210470989
CARRIER | 25VNA825A*032* | CNPV*4821AL*+UI | 59CU5A060C17**16 | 24000 | 21400 | 16.5 | 11 | 8.1 | 2 | 96 | 78 | 210473882
TEMPSTAR | TVH825GKA3* | EHD4X42AAL+WALLCON | *80CSU1002120A* | 24200 | 21400 | 16 | 10.5 | 8.1 | 2 | 96 | 78 | 210474282
KENMORE | (C,H,T)VH825GKA3* | EHD4X42AAL+WALLCON | *80CSU1002120A* | 24200 | 21400 | 16 | 10.5 | 8.1 | 2 | 96 | 78 | 210474281
DAY & NIGHT | CVH825GKA3* | EHD4X42AAL+WALLCON | *80CSU1002120A* | 24200 | 21400 | 16 | 10.5 | 8.1 | 2 | 96 | 78 | 210474279
KEEPRITE | CVH825GKA3* | EHD4X42AAL+WALLCON | *80CSU1002120A* | 24200 | 21400 | 16 | 10.5 | 8.1 | 2 | 96 | 78 | 210474280
COMFORTMAKER | CVH825GKA3* | EHD4X42AAL+WALLCON | *80CSU1002120A* | 24200 | 21400 | 16 | 10.5 | 8.1 | 2 | 96 | 78 | 210474278
ARCOAIRE | HVH825GKA3* | EHD4X42AAL+WALLCON | *80CSU1002120A* | 24200 | 21400 | 16 | 10.5 | 8.1 | 2 | 96 | 78 | 210474277
CARRIER | 25VNA837A*031* | CSPH*4212AL*+UI | 59MN7B100C21**22 | 32600 | 33000 | 16.5 | 11 | 8.1 | 1.96 | 96 | 75 | 206765072
HEIL | HVH837GKA2* | EN(A,D,W)4X48L21**+WALLCON | *80CTL0701716A* | 32400 | 33000 | 17.5 | 11.5 | 8.1 | 1.94 | 96 | 76 | 206772226
ARCOAIRE | HVH837GKA2* | EN(A,D,W)4X48L21**+WALLCON | *80CTL0701716A* | 32400 | 33000 | 17.5 | 11.5 | 8.1 | 1.94 | 96 | 76 | 206772228
BRYANT HEATING AND COOLING SYSTEMS | 288BNV037*0**B* | CNPV*4821AL*+UI | 88*TA48070C17*** | 32400 | 33000 | 17.5 | 11.5 | 8.1 | 1.94 | 96 | 76 | 206772225
CARRIER | 25VNA837A*031* | CNPV*4821AL*+UI | 58TN*A070C17**16 | 32400 | 33000 | 17.5 | 11.5 | 8.1 | 1.94 | 96 | 76 | 206765017
TEMPSTAR | TVH837GKA2* | EN(A,D,W)4X48L21**+WALLCON | *80CSU1002120A* | 32400 | 33000 | 17.5 | 11.5 | 8.1 | 1.96 | 96 | 75 | 206773287
KENMORE | (C,H,T)VH837GKA2* | EN(A,D,W)4X48L21**+WALLCON | *80CSU1002120A* | 32400 | 33000 | 17.5 | 11.5 | 8.1 | 1.96 | 96 | 75 | 206997883
KEEPRITE | CVH837GKA2* | EN(A,D,W)4X48L21**+WALLCON | *80CSU1002120A* | 32400 | 33000 | 17.5 | 11.5 | 8.1 | 1.96 | 96 | 75 | 206773285
TEMPSTAR | TVH837GKA2* | END4X42L17**+WALLCON | *80CTL0901716A* | 32200 | 33000 | 17.5 | 11.7 | 8.1 | 1.92 | 95 | 75 | 206772080
AIRQUEST | HVH837GKA2* | EHD4X42AAL+WALLCON | *95CSU1002122A* | 32600 | 33000 | 17 | 11 | 8.1 | 1.96 | 96 | 75 | 206773662
KEEPRITE | CVH837GKA2* | EHD4X42AAL+WALLCON | *95CSU0802120A* | 32600 | 33000 | 17 | 11 | 8.1 | 1.96 | 96 | 75 | 206773657
ARCOAIRE | HVH837GKA2* | EHD4X42AAL+WALLCON | *95CSU1002122A* | 32600 | 33000 | 17 | 11 | 8.1 | 1.96 | 96 | 75 | 206773663
HEIL | HVH837GKA2* | EHD4X42AAL+WALLCON | *95CSU1002122A* | 32600 | 33000 | 17 | 11 | 8.1 | 1.96 | 96 | 75 | 206773661
BRYANT HEATING AND COOLING SYSTEMS | 288BNV037*0**B* | CSPH*4212AL*+UI | 935CA66100C21*** | 32600 | 33000 | 17 | 11 | 8.1 | 1.96 | 96 | 75 | 206773660
CARRIER | 25VNA837A*031* | CSPH*4212AL*+UI | 59CU5A100C21**22 | 32600 | 33000 | 17 | 11 | 8.1 | 1.96 | 96 | 75 | 206765164
TEMPSTAR | TVH837GKA2* | EHD4X42AAL+WALLCON | *95CSU0802120A* | 32600 | 33000 | 17 | 11 | 8.1 | 1.96 | 96 | 75 | 206773659
KENMORE | (C,H,T)VH837GKA2* | EHD4X42AAL+WALLCON | *95CSU0802120A* | 32600 | 33000 | 17 | 11 | 8.1 | 1.96 | 96 | 75 | 206997925
DAY & NIGHT | CVH837GKA2* | EHD4X48AAL+WALLCON | *80CSU0601716A* | 32600 | 33200 | 17 | 11 | 8.1 | 1.96 | 96 | 75 | 206773370
COMFORTMAKER | CVH837GKA2* | EHD4X48AAL+WALLCON | *80CSU0601716A* | 32600 | 33200 | 17 | 11 | 8.1 | 1.96 | 96 | 75 | 206773369
HEIL | HVH837GKA2* | EHD4X48AAL+WALLCON | *80CSU0601716A* | 32600 | 33200 | 17 | 11 | 8.1 | 1.96 | 96 | 75 | 206773366
COMFORTMAKER | CVH837GKA2* | EHD4X36AAL+WALLCON | *80CTL1352422A* | 32200 | 33200 | 16.5 | 11 | 8.1 | 1.94 | 95 | 74 | 206772554
BRYANT HEATING AND COOLING SYSTEMS | 288BNV037*0**B* | CSPH*4812AL*+UI | 83*CA48060C17*** | 32600 | 33200 | 17 | 11 | 8.1 | 1.96 | 96 | 75 | 206773365
ARCOAIRE | HVH837GKA2* | EHD4X48AAL+WALLCON | *80CSU0601716A* | 32600 | 33200 | 17 | 11 | 8.1 | 1.96 | 96 | 75 | 206773368
DAY & NIGHT | CVH825GKA3* | EA*4X43L21A*+WALLCON | *97CMN0601714A* | 24200 | 21200 | 16.5 | 11 | 8.1 | 2 | 98 | 79 | 210473200
HEIL | HVH825GKA3* | EA*4X43L21A*+WALLCON | *96CTN0801714A* | 24400 | 21200 | 16.5 | 11 | 8.1 | 2.02 | 97 | 79 | 210473184
BRYANT HEATING AND COOLING SYSTEMS | 288BNV025*0**C* | CAP**4321AL*+UI | 987MB42060C17*** | 24200 | 21200 | 16.5 | 11 | 8.1 | 2 | 98 | 79 | 210473194
HEIL | HVH825GKA3* | EA*4X43L21A*+WALLCON | *97CMN0601714A* | 24200 | 21200 | 16.5 | 11 | 8.1 | 2 | 98 | 79 | 210473195
TEMPSTAR | TVH825GKA3* | EA*4X43L21A*+WALLCON | *96CTN0801714A* | 24400 | 21200 | 16.5 | 11 | 8.1 | 2.02 | 97 | 79 | 210473192
KEEPRITE | CVH825GKA3* | EA*4X43L21A*+WALLCON | *96CTN0601714A* | 24400 | 21200 | 16.5 | 11 | 8.1 | 2.02 | 97 | 79 | 210473179
CARRIER | 25VNA825A*032* | CAP**4321AL*+UI | 59MN7B060C17**14 | 24200 | 21200 | 16.5 | 11 | 8.1 | 2 | 98 | 79 | 210473193
KEEPRITE | CVH825GKA3* | EA*4X43L21A*+WALLCON | *96CTN0801714A* | 24400 | 21200 | 16.5 | 11 | 8.1 | 2.02 | 97 | 79 | 210473190
BRYANT HEATING AND COOLING SYSTEMS | 288BNV025*0**C* | CAP**4321AL*+UI | 986TC42080C17*** | 24400 | 21200 | 16.5 | 11 | 8.1 | 2.02 | 97 | 79 | 210473183
ARCOAIRE | HVH825GKA3* | EA*4X43L21A*+WALLCON | *96CTN0801714A* | 24400 | 21200 | 16.5 | 11 | 8.1 | 2.02 | 97 | 79 | 210473187
COMFORTMAKER | CVH825GKA3* | EA*4X43L21A*+WALLCON | *96CTN0801714A* | 24400 | 21200 | 16.5 | 11 | 8.1 | 2.02 | 97 | 79 | 210473188
DAY & NIGHT | CVH825GKA3* | EA*4X43L21A*+WALLCON | *96CTN0801714A* | 24400 | 21200 | 16.5 | 11 | 8.1 | 2.02 | 97 | 79 | 210473189
AIRQUEST | HVH825GKA3* | EA*4X43L21A*+WALLCON | *96CTN0801714A* | 24400 | 21200 | 16.5 | 11 | 8.1 | 2.02 | 97 | 79 | 210473186
TEMPSTAR | TVH825GKA3* | EA*4X43L21A*+WALLCON | *96CTN0601714A* | 24400 | 21200 | 16.5 | 11 | 8.1 | 2.02 | 97 | 79 | 210473181
CARRIER | 25VNA825A*032* | CAP**4321AL*+UI | 59TN6B080C17**14 | 24400 | 21200 | 16.5 | 11 | 8.1 | 2.02 | 97 | 79 | 210473182
KENMORE | (C,H,T)VH825GKA3* | EA*4X43L21A*+WALLCON | *96CTN0601714A* | 24400 | 21200 | 16.5 | 11 | 8.1 | 2.02 | 97 | 79 | 210473180
DAY & NIGHT | CVH825GKA3* | EA*4X43L21A*+WALLCON | *96CTN0601714A* | 24400 | 21200 | 16.5 | 11 | 8.1 | 2.02 | 97 | 79 | 210473178
KEEPRITE | CVH825GKA3* | EA*4X43L21A*+WALLCON | *80CTL0701716A* | 24400 | 21200 | 17 | 11 | 8.5 | 2.02 | 97 | 78 | 210473168
KENMORE | (C,H,T)VH825GKA3* | EA*4X43L21A*+WALLCON | *80CTL0701716A* | 24400 | 21200 | 17 | 11 | 8.5 | 2.02 | 97 | 78 | 210473169
AIRQUEST | HVH825GKA3* | EA*4X43L21A*+WALLCON | *96CTN0601714A* | 24400 | 21200 | 16.5 | 11 | 8.1 | 2.02 | 97 | 79 | 210473175
BRYANT HEATING AND COOLING SYSTEMS | 288BNV025*0**C* | CAP**4321AL*+UI | 986TC42060C17*** | 24400 | 21200 | 16.5 | 11 | 8.1 | 2.02 | 97 | 79 | 210473172
HEIL | HVH825GKA3* | EA*4X43L21A*+WALLCON | *96CTN0601714A* | 24400 | 21200 | 16.5 | 11 | 8.1 | 2.02 | 97 | 79 | 210473173
HEIL | HVH825GKA3* | EA*4X43L21A*+WALLCON | *80CSU0401712A* | 24400 | 21200 | 17 | 11 | 8.5 | 2.04 | 97 | 78 | 210473118
CARRIER | 25VNA825A*032* | CAP**4321AL*+UI | 59TN6B060C17**14 | 24400 | 21200 | 16.5 | 11 | 8.1 | 2.02 | 97 | 79 | 210473171
TEMPSTAR | TVH825GKA3* | EA*4X43L21A*+WALLCON | *80CTL0701716A* | 24400 | 21200 | 17 | 11 | 8.5 | 2.02 | 97 | 78 | 210473170
DAY & NIGHT | CVH825GKA3* | EA*4X43L21A*+WALLCON | *80CTL0701716A* | 24400 | 21200 | 17 | 11 | 8.5 | 2.02 | 97 | 78 | 210473167
COMFORTMAKER | CVH825GKA3* | EA*4X43L21A*+WALLCON | *80CTL0701716A* | 24400 | 21200 | 17 | 11 | 8.5 | 2.02 | 97 | 78 | 210473166
AIRQUEST | HVH825GKA3* | EA*4X43L21A*+WALLCON | *80CTL0701716A* | 24400 | 21200 | 17 | 11 | 8.5 | 2.02 | 97 | 78 | 210473164
ARCOAIRE | HVH825GKA3* | EA*4X43L21A*+WALLCON | *80CTL0701716A* | 24400 | 21200 | 17 | 11 | 8.5 | 2.02 | 97 | 78 | 210473165
HEIL | HVH825GKA3* | EA*4X43L21A*+WALLCON | *80CTL0701716A* | 24400 | 21200 | 17 | 11 | 8.5 | 2.02 | 97 | 78 | 210473162
DAY & NIGHT | CVH825GKA3* | EA*4X43L21A*+WALLCON | *80CTL0451712A* | 24200 | 21600 | 16.5 | 11 | 8.1 | 2 | 96 | 78 | 210473156
BRYANT HEATING AND COOLING SYSTEMS | 288BNV025*0**C* | CAP**4321AL*+UI | 88*TA48070C17*** | 24400 | 21200 | 17 | 11 | 8.5 | 2.02 | 97 | 78 | 210473161
CARRIER | 25VNA825A*032* | CAP**4321AL*+UI | 58TN*A070C17**16 | 24400 | 21200 | 17 | 11 | 8.5 | 2.02 | 97 | 78 | 210473160
TEMPSTAR | TVH825GKA3* | EA*4X43L21A*+WALLCON | *80CTL0451712A* | 24200 | 21600 | 16.5 | 11 | 8.1 | 2 | 96 | 78 | 210473159
KEEPRITE | CVH825GKA3* | EA*4X43L21A*+WALLCON | *80CTL0451712A* | 24200 | 21600 | 16.5 | 11 | 8.1 | 2 | 96 | 78 | 210473157
KENMORE | (C,H,T)VH825GKA3* | EA*4X43L21A*+WALLCON | *80CTL0451712A* | 24200 | 21600 | 16.5 | 11 | 8.1 | 2 | 96 | 78 | 210473158
COMFORTMAKER | CVH825GKA3* | EA*4X43L21A*+WALLCON | *80CTL0451712A* | 24200 | 21600 | 16.5 | 11 | 8.1 | 2 | 96 | 78 | 210473155
DAY & NIGHT | CVH825GKA3* | EA*4X43L21A*+WALLCON | *80CSU1002120A* | 24400 | 21200 | 16.5 | 11 | 8.1 | 2.02 | 97 | 79 | 210473145
HEIL | HVH825GKA3* | EA*4X43L21A*+WALLCON | *80CTL0451712A* | 24200 | 21600 | 16.5 | 11 | 8.1 | 2 | 96 | 78 | 210473151
BRYANT HEATING AND COOLING SYSTEMS | 288BNV025*0**C* | CAP**4321AL*+UI | 88*TA36045C17*** | 24200 | 21600 | 16.5 | 11 | 8.1 | 2 | 96 | 78 | 210473150
AIRQUEST | HVH825GKA3* | EA*4X43L21A*+WALLCON | *80CTL0451712A* | 24200 | 21600 | 16.5 | 11 | 8.1 | 2 | 96 | 78 | 210473153
KENMORE | (C,H,T)VH825GKA3* | EA*4X43L21A*+WALLCON | *80CSU1002120A* | 24400 | 21200 | 16.5 | 11 | 8.1 | 2.02 | 97 | 79 | 210473147
CARRIER | 25VNA825A*032* | CAP**4321AL*+UI | 58TN*A045C17**12 | 24200 | 21600 | 16.5 | 11 | 8.1 | 2 | 96 | 78 | 210473149
TEMPSTAR | TVH825GKA3* | EA*4X43L21A*+WALLCON | *80CSU1002120A* | 24400 | 21200 | 16.5 | 11 | 8.1 | 2.02 | 97 | 79 | 210473148
ARCOAIRE | HVH825GKA3* | EA*4X43L21A*+WALLCON | *80CSU1002120A* | 24400 | 21200 | 16.5 | 11 | 8.1 | 2.02 | 97 | 79 | 210473143
KEEPRITE | CVH825GKA3* | EA*4X43L21A*+WALLCON | *80CSU1002120A* | 24400 | 21200 | 16.5 | 11 | 8.1 | 2.02 | 97 | 79 | 210473146
COMFORTMAKER | CVH825GKA3* | EA*4X43L21A*+WALLCON | *80CSU1002120A* | 24400 | 21200 | 16.5 | 11 | 8.1 | 2.02 | 97 | 79 | 210473144
HEIL | HVH825GKA3* | EA*4X43L21A*+WALLCON | *80CSU1002120A* | 24400 | 21200 | 16.5 | 11 | 8.1 | 2.02 | 97 | 79 | 210473140
AIRQUEST | HVH825GKA3* | EA*4X43L21A*+WALLCON | *80CSU1002120A* | 24400 | 21200 | 16.5 | 11 | 8.1 | 2.02 | 97 | 79 | 210473142
CARRIER | 25VNA825A*032* | CAP**4321AL*+UI | 58CU*A100C21**20 | 24400 | 21200 | 16.5 | 11 | 8.1 | 2.02 | 97 | 79 | 210473138
HEIL | HVH825GKA3* | EA*4X43L21A*+WALLCON | *80CSU0601716A* | 24400 | 21200 | 17 | 11 | 8.5 | 2.02 | 97 | 78 | 210473129
TEMPSTAR | TVH824GKA** | EA*4X42L21A*+WALLCON | *80CTL0701716A* | 23600 | 22000 | 16.5 | 10 | 8.1 | 1.94 | 72 | 57 | 204291615
DAY & NIGHT | CVH824GKA** | EA*4X37L21A*+WALLCON | *80CTL0901716A* | 24400 | 21600 | 17 | 10.5 | 8.1 | 2 | 72 | 57 | 205750491
COMFORTMAKER | CVH824GKA** | EA*4X37L21A*+WALLCON | *80CTL0901716A* | 24400 | 21600 | 17 | 10.5 | 8.1 | 2 | 72 | 57 | 205750490
ARCOAIRE | HVH824GKA** | EA*4X37L21A*+WALLCON | *80CTL0901716A* | 24400 | 21600 | 17 | 10.5 | 8.1 | 2 | 72 | 57 | 205750489
HEIL | HVH824GKA** | EA*4X37L21A*+WALLCON | *80CTL0901716A* | 24400 | 21600 | 17 | 10.5 | 8.1 | 2 | 72 | 57 | 205750487
BRYANT HEATING AND COOLING SYSTEMS | 288BNV024B0**A* | CAP**3721AL*+UI | 88*TA48090C17*** | 24400 | 21600 | 17 | 10.5 | 8.1 | 2 | 72 | 57 | 204291591
CARRIER | 25VNA824B*030* | CAP**3721AL*+UI | 58TN*A090C17**16 | 24400 | 21600 | 17 | 10.5 | 8.1 | 2 | 72 | 57 | 204291590
TEMPSTAR | TVH824GKA** | EA*4X36L21A*+WALLCON | *80CTL0701716A* | 23400 | 22000 | 16.5 | 10 | 8.1 | 1.92 | 72 | 57 | 204291071
KENMORE | (C,H,T)VH824GKA** | EA*4X36L21A*+WALLCON | *80CTL0701716A* | 23400 | 22000 | 16.5 | 10 | 8.1 | 1.92 | 72 | 57 | 204291070
KEEPRITE | CVH824GKA** | EA*4X36L21A*+WALLCON | *80CTL0701716A* | 23400 | 22000 | 16.5 | 10 | 8.1 | 1.92 | 72 | 57 | 204291069
ARCOAIRE | HVH824GKA** | EA*4X36L21A*+WALLCON | *80CTL0701716A* | 23400 | 22000 | 16.5 | 10 | 8.1 | 1.92 | 72 | 57 | 204291066
COMFORTMAKER | CVH824GKA** | EA*4X36L21A*+WALLCON | *80CTL0701716A* | 23400 | 22000 | 16.5 | 10 | 8.1 | 1.92 | 72 | 57 | 204291067
AIRQUEST | HVH824GKA** | EA*4X36L21A*+WALLCON | *80CTL0701716A* | 23400 | 22000 | 16.5 | 10 | 8.1 | 1.92 | 72 | 57 | 204291065
DAY & NIGHT | CVH824GKA** | EA*4X36L21A*+WALLCON | *80CTL0701716A* | 23400 | 22000 | 16.5 | 10 | 8.1 | 1.92 | 72 | 57 | 204291068
AIRQUEST | HVH824GKA** | EA*4X30L17A*+WALLCON | *80CTL0901716A* | 23400 | 22200 | 17 | 10 | 8.1 | 1.92 | 71 | 56 | 204290965
DAY & NIGHT | CVH824GKA** | EA*4X30L17A*+WALLCON | *80CTL0901716A* | 23400 | 22200 | 17 | 10 | 8.1 | 1.92 | 71 | 56 | 204290968
KEEPRITE | CVH824GKA** | EA*4X30L17A*+WALLCON | *80CTL0901716A* | 23400 | 22200 | 17 | 10 | 8.1 | 1.92 | 71 | 56 | 204290969
ARCOAIRE | HVH837GKA2* | EA*4X42L24A*+WALLCON | *97CMN1202422A* | 31800 | 33200 | 17 | 11 | 8.1 | 1.88 | 95 | 73 | 206771571
COMFORTMAKER | CVH837GKA2* | EA*4X42L24A*+WALLCON | *97CMN1202422A* | 31800 | 33200 | 17 | 11 | 8.1 | 1.88 | 95 | 73 | 206771572
AIRQUEST | HVH837GKA2* | EA*4X42L24A*+WALLCON | *97CMN1202422A* | 31800 | 33200 | 17 | 11 | 8.1 | 1.88 | 95 | 73 | 206771570
CARRIER | 25VNA837A*031* | CAP**4224AL*+UI | 58TN*A090C21**20 | 31800 | 33200 | 17.5 | 11.5 | 8.1 | 1.9 | 95 | 73 | 206764939
HEIL | HVH837GKA2* | EN(A,D,W)4X48L21**+WALLCON | *80CTL0902120A* | 32400 | 33000 | 17.5 | 11.7 | 8.1 | 1.96 | 96 | 75 | 206772244
BRYANT HEATING AND COOLING SYSTEMS | 288BNV037*0**B* | CNPV*4821AL*+UI | 88*TA60090C21*** | 32400 | 33000 | 17.5 | 11.7 | 8.1 | 1.96 | 96 | 75 | 206772243
KENMORE | (C,H,T)VH837GKA2* | EA*4X42L24A*+WALLCON | *80CSU1002120A* | 31800 | 33200 | 17 | 11 | 8.1 | 1.9 | 95 | 73 | 206997862
HEIL | HVH837GKA2* | EA*4X42L24A*+WALLCON | *97CMN1202422A* | 31800 | 33200 | 17 | 11 | 8.1 | 1.88 | 95 | 73 | 206771569
CARRIER | 25VNA837A*031* | CNPV*4821AL*+UI | 58TN*A090C21**20 | 32400 | 33000 | 17.5 | 11.7 | 8.1 | 1.96 | 96 | 75 | 206765019
BRYANT HEATING AND COOLING SYSTEMS | 288BNV037*0**B* | CAP**4224AL*+UI | 987MB66120C24*** | 31800 | 33200 | 17 | 11 | 8.1 | 1.88 | 95 | 73 | 206771568
CARRIER | 25VNA837A*031* | CAP**4224AL*+UI | 59MN7B120C24**22 | 31800 | 33200 | 17 | 11 | 8.1 | 1.88 | 95 | 73 | 206764944
TEMPSTAR | TVH837GKA2* | EA*4X42L24A*+WALLCON | *80CSU1002120A* | 31800 | 33200 | 17 | 11 | 8.1 | 1.9 | 95 | 73 | 206773098
KEEPRITE | CVH837GKA2* | EA*4X42L24A*+WALLCON | *80CSU1002120A* | 31800 | 33200 | 17 | 11 | 8.1 | 1.9 | 95 | 73 | 206773096
TEMPSTAR | TVH837GKA2* | EN(A,D,W)4X48L21**+WALLCON | *80CTL0701716A* | 32400 | 33000 | 17.5 | 11.5 | 8.1 | 1.94 | 96 | 76 | 206772233
DAY & NIGHT | CVH837GKA2* | EA*4X42L24A*+WALLCON | *80CSU1002120A* | 31800 | 33200 | 17 | 11 | 8.1 | 1.9 | 95 | 73 | 206773095
ARCOAIRE | HVH837GKA2* | EA*4X42L24A*+WALLCON | *80CSU1002120A* | 31800 | 33200 | 17 | 11 | 8.1 | 1.9 | 95 | 73 | 206773093
COMFORTMAKER | CVH837GKA2* | EA*4X42L24A*+WALLCON | *80CSU1002120A* | 31800 | 33200 | 17 | 11 | 8.1 | 1.9 | 95 | 73 | 206773094
COMFORTMAKER | CVH837GKA2* | EA*4X42L21A*+WALLCON | *97CMN1002122A* | 31800 | 33000 | 17 | 11.5 | 8.1 | 1.9 | 95 | 74 | 206771464
HEIL | HVH837GKA2* | EA*4X42L21A*+WALLCON | *97CMN1002122A* | 31800 | 33000 | 17 | 11.5 | 8.1 | 1.9 | 95 | 74 | 206771461
ARCOAIRE | HVH837GKA2* | EA*4X42L21A*+WALLCON | *97CMN1002122A* | 31800 | 33000 | 17 | 11.5 | 8.1 | 1.9 | 95 | 74 | 206771463
AIRQUEST | HVH837GKA2* | EA*4X42L21A*+WALLCON | *97CMN1002122A* | 31800 | 33000 | 17 | 11.5 | 8.1 | 1.9 | 95 | 74 | 206771462
BRYANT HEATING AND COOLING SYSTEMS | 288BNV037*0**B* | CAP**4221AL*+UI | 987MB66100C21*** | 31800 | 33000 | 17 | 11.5 | 8.1 | 1.9 | 95 | 74 | 206771460
CARRIER | 25VNA837A*031* | CAP**4221AL*+UI | 59MN7B100C21**22 | 31800 | 33000 | 17 | 11.5 | 8.1 | 1.9 | 95 | 74 | 206764932
BRYANT HEATING AND COOLING SYSTEMS | 288BNV037*0**B* | CAP**4221AL*+UI | 987MB42080C17*** | 31600 | 33400 | 17 | 11 | 8.1 | 1.86 | 95 | 74 | 206771442
CARRIER | 25VNA837A*031* | CAP**4221AL*+UI | 59MN7B080C17**14 | 31600 | 33400 | 17 | 11 | 8.1 | 1.86 | 95 | 74 | 206764930
KEEPRITE | CVH837GKA2* | EA*4X42L21A*+WALLCON | *96CTN0801714A* | 31600 | 33400 | 17 | 11 | 8.1 | 1.86 | 95 | 74 | 206771430
DAY & NIGHT | CVH837GKA2* | EA*4X42L21A*+WALLCON | *96CTN0801714A* | 31600 | 33400 | 17 | 11 | 8.1 | 1.86 | 95 | 74 | 206771429
KENMORE | (C,H,T)VH837GKA2* | EA*4X42L21A*+WALLCON | *96CTN0801714A* | 31600 | 33400 | 17 | 11 | 8.1 | 1.86 | 95 | 74 | 206997676
AIRQUEST | HVH837GKA2* | EA*4X37L21A*+WALLCON | *80CTL0701716A* | 32800 | 33000 | 17.5 | 11.5 | 8.5 | 1.98 | 97 | 76 | 206771255
COMFORTMAKER | CVH837GKA2* | EA*4X37L21A*+WALLCON | *80CTL0701716A* | 32800 | 33000 | 17.5 | 11.5 | 8.5 | 1.98 | 97 | 76 | 206771257
ARCOAIRE | HVH837GKA2* | EA*4X42L21A*+WALLCON | *96CTN0801714A* | 31600 | 33400 | 17 | 11 | 8.1 | 1.86 | 95 | 74 | 206771427
TEMPSTAR | TVH837GKA2* | EA*4X37L21A*+WALLCON | *80CTL0701716A* | 32800 | 33000 | 17.5 | 11.5 | 8.5 | 1.98 | 97 | 76 | 206771261
COMFORTMAKER | CVH837GKA2* | EA*4X42L21A*+WALLCON | *96CTN0801714A* | 31600 | 33400 | 17 | 11 | 8.1 | 1.86 | 95 | 74 | 206771428
KENMORE | (C,H,T)VH837GKA2* | EA*4X37L21A*+WALLCON | *80CTL0701716A* | 32800 | 33000 | 17.5 | 11.5 | 8.5 | 1.98 | 97 | 76 | 206997657
KEEPRITE | CVH837GKA2* | EA*4X37L21A*+WALLCON | *80CTL0701716A* | 32800 | 33000 | 17.5 | 11.5 | 8.5 | 1.98 | 97 | 76 | 206771259
KEEPRITE | CVH837GKA2* | EN(A,D,W)4X48L21**+WALLCON | *80CTL0701716A* | 32400 | 33000 | 17.5 | 11.5 | 8.1 | 1.94 | 96 | 76 | 206772231
DAY & NIGHT | CVH837GKA2* | EA*4X37L21A*+WALLCON | *80CTL0701716A* | 32800 | 33000 | 17.5 | 11.5 | 8.5 | 1.98 | 97 | 76 | 206771258
ARCOAIRE | HVH837GKA2* | EA*4X37L21A*+WALLCON | *80CTL0701716A* | 32800 | 33000 | 17.5 | 11.5 | 8.5 | 1.98 | 97 | 76 | 206771256
HEIL | HVH837GKA2* | EA*4X37L21A*+WALLCON | *80CTL0701716A* | 32800 | 33000 | 17.5 | 11.5 | 8.5 | 1.98 | 97 | 76 | 206771254
HEIL | HVH837GKA2* | EA*4X36L21A*+WALLCON | *96CTN0801714A* | 31400 | 33400 | 17 | 11 | 8.1 | 1.84 | 94 | 73 | 206771083
BRYANT HEATING AND COOLING SYSTEMS | 288BNV037*0**B* | CAP**3621AL*+UI | 986TC42080C17*** | 31400 | 33400 | 17 | 11 | 8.1 | 1.84 | 94 | 73 | 206771082
CARRIER | 25VNA837A*031* | CAP**3621AL*+UI | 59TN6B080C17**14 | 31400 | 33400 | 17 | 11 | 8.1 | 1.84 | 94 | 73 | 206764890
KENMORE | (C,H,T)VH837GKA2* | EA*4X36L21A*+WALLCON | *80CTL0902120A* | 31600 | 33200 | 17 | 11 | 8.1 | 1.86 | 94 | 73 | 206997636
DAY & NIGHT | CVH837GKA2* | EN(A,D,W)4X48L21**+WALLCON | *80CTL0701716A* | 32400 | 33000 | 17.5 | 11.5 | 8.1 | 1.94 | 96 | 76 | 206772230
DAY & NIGHT | CVH837GKA2* | EA*4X36L21A*+WALLCON | *80CTL0902120A* | 31600 | 33200 | 17 | 11 | 8.1 | 1.86 | 94 | 73 | 206771069
KENMORE | (C,H,T)VH837GKA2* | EA*4X48L24A*+WALLCON | *80CTL0902120A* | 32400 | 32600 | 17.5 | 11.7 | 8.5 | 1.98 | 96 | 77 | 206997728
HEIL | HVH848GKA2* | EA*4X60L24A*+WALLCON | *97CMN1002122A* | 45500 | 45500 | 17.5 | 10 | 8.5 | 2.02 | 79 | 63 | 206773940
COMFORTMAKER | CVH848GKA2* | EHD4X48AAL+WALLCON | *80CTL1352422A* | 45500 | 47000 | 16.5 | 10 | 8.5 | 2.08 | 79 | 64 | 206774483
CARRIER | 25VNA848A*031* | CAP**6024AL*+UI | 59MN7B100C21**22 | 45500 | 45500 | 17.5 | 10 | 8.5 | 2.02 | 79 | 63 | 206765195
ARCOAIRE | HVH848GKA2* | EHD4X48AAL+WALLCON | *80CTL1352422A* | 45500 | 47000 | 16.5 | 10 | 8.5 | 2.08 | 79 | 64 | 206774482
AIRQUEST | HVH848GKA2* | EHD4X48AAL+WALLCON | *80CTL1352422A* | 45500 | 47000 | 16.5 | 10 | 8.5 | 2.08 | 79 | 64 | 206774481
HEIL | HVH848GKA2* | EHD4X48AAL+WALLCON | *80CTL1352422A* | 45500 | 47000 | 16.5 | 10 | 8.5 | 2.08 | 79 | 64 | 206774480
ARCOAIRE | HVH825GKA3* | EHD4X48AAL+WALLCON | *97CMN1002122A* | 24200 | 21200 | 16 | 11 | 8.1 | 2.04 | 97 | 79 | 210474596
KENMORE | (C,H,T)VH848GKA2* | EHD4X48AAL+WALLCON | *80CSU0802120A* | 45500 | 47000 | 17 | 10 | 8.5 | 2.08 | 79 | 64 | 206997601
TEMPSTAR | TVH848GKA2* | EHD4X48AAL+WALLCON | *80CSU0802120A* | 45500 | 47000 | 17 | 10 | 8.5 | 2.08 | 79 | 64 | 206774828
AIRQUEST | HVH825GKA3* | EHD4X48AAL+WALLCON | *97CMN1002122A* | 24200 | 21200 | 16 | 11 | 8.1 | 2.04 | 97 | 79 | 210474595
HEIL | HVH825GKA3* | EHD4X48AAL+WALLCON | *97CMN1002122A* | 24200 | 21200 | 16 | 11 | 8.1 | 2.04 | 97 | 79 | 210474593
CARRIER | 25VNA848A*031* | CSPH*4812AL*+UI | 58TN*A135C24**22 | 45500 | 47000 | 16.5 | 10 | 8.5 | 2.08 | 79 | 64 | 206765255
BRYANT HEATING AND COOLING SYSTEMS | 288BNV025*0**C* | CSPH*4812AL*+UI | 987MB66100C21*** | 24200 | 21200 | 16 | 11 | 8.1 | 2.04 | 97 | 79 | 210474592
TEMPSTAR | TVH825GKA3* | EHD4X48AAL+WALLCON | *97CMN0801714A* | 24200 | 21400 | 16 | 10.5 | 8.1 | 2 | 96 | 78 | 210474590
BRYANT HEATING AND COOLING SYSTEMS | 288BNV037*0**B* | CSPH*6012AL*+UI | 88*TA48070C17*** | 32800 | 32400 | 17 | 11 | 8.1 | 2 | 97 | 77 | 210471167
KEEPRITE | CVH837GKA2* | EHD4X60AAL+WALLCON | *80CSU1002120A* | 32800 | 32200 | 17 | 11 | 8.1 | 2 | 98 | 78 | 210471163
DAY & NIGHT | CVH837GKA2* | EHD4X60AAL+WALLCON | *80CSU1002120A* | 32800 | 32200 | 17 | 11 | 8.1 | 2 | 98 | 78 | 210471162
CARRIER | 25VNA837A*031* | CSPH*6012AL*+UI | 58TN*A070C17**16 | 32800 | 32400 | 17 | 11 | 8.1 | 2 | 97 | 77 | 210471166
COMFORTMAKER | CVH837GKA2* | EHD4X60AAL+WALLCON | *80CSU1002120A* | 32800 | 32200 | 17 | 11 | 8.1 | 2 | 98 | 78 | 210471161
ARCOAIRE | HVH837GKA2* | EHD4X60AAL+WALLCON | *80CSU1002120A* | 32800 | 32200 | 17 | 11 | 8.1 | 2 | 98 | 78 | 210471160
AIRQUEST | HVH837GKA2* | EHD4X60AAL+WALLCON | *80CSU1002120A* | 32800 | 32200 | 17 | 11 | 8.1 | 2 | 98 | 78 | 210471159
KENMORE | (C,H,T)VH837GKA2* | EHD4X60AAL+WALLCON | *80CSU1002120A* | 32800 | 32200 | 17 | 11 | 8.1 | 2 | 98 | 78 | 210471164
HEIL | HVH837GKA2* | EHD4X60AAL+WALLCON | *80CSU1002120A* | 32800 | 32200 | 17 | 11 | 8.1 | 2 | 98 | 78 | 210471157
BRYANT HEATING AND COOLING SYSTEMS | 288BNV037*0**B* | CSPH*6012AL*+UI | 83*CA60100C21*** | 32800 | 32200 | 17 | 11 | 8.1 | 2 | 98 | 78 | 210471156
ARCOAIRE | HVH837GKA2* | EHD4X60AAL+WALLCON | *80CSU0601716A* | 33000 | 32400 | 17 | 11.5 | 8.1 | 2 | 97 | 77 | 210471149
KENMORE | (C,H,T)VH837GKA2* | EHD4X60AAL+WALLCON | *80CSU0601716A* | 33000 | 32400 | 17 | 11.5 | 8.1 | 2 | 97 | 77 | 210471153
CARRIER | 25VNA837A*031* | CSPH*6012AL*+UI | 58CU*A100C21**20 | 32800 | 32200 | 17 | 11 | 8.1 | 2 | 98 | 78 | 210471155
TEMPSTAR | TVH837GKA2* | EHD4X60AAL+WALLCON | *80CSU0601716A* | 33000 | 32400 | 17 | 11.5 | 8.1 | 2 | 97 | 77 | 210471154
KEEPRITE | CVH837GKA2* | EHD4X60AAL+WALLCON | *80CSU0601716A* | 33000 | 32400 | 17 | 11.5 | 8.1 | 2 | 97 | 77 | 210471152
DAY & NIGHT | CVH837GKA2* | EHD4X60AAL+WALLCON | *80CSU0601716A* | 33000 | 32400 | 17 | 11.5 | 8.1 | 2 | 97 | 77 | 210471151
COMFORTMAKER | CVH837GKA2* | EHD4X60AAL+WALLCON | *80CSU0601716A* | 33000 | 32400 | 17 | 11.5 | 8.1 | 2 | 97 | 77 | 210471150
TEMPSTAR | TVH837GKA2* | EHD4X60AAL+WALLCON | *80CSU0401712A* | 33000 | 32200 | 17 | 11.5 | 8.1 | 2 | 98 | 78 | 210471143
HEIL | HVH837GKA2* | EHD4X60AAL+WALLCON | *80CSU0601716A* | 33000 | 32400 | 17 | 11.5 | 8.1 | 2 | 97 | 77 | 210471146
CARRIER | 25VNA837A*031* | CSPH*6012AL*+UI | 58CU*A060C17**16 | 33000 | 32400 | 17 | 11.5 | 8.1 | 2 | 97 | 77 | 210471144
HEIL | HVH837GKA2* | EHD4X60AAL+WALLCON | *80CSU0401712A* | 33000 | 32200 | 17 | 11.5 | 8.1 | 2 | 98 | 78 | 210471135
KEEPRITE | CVH837GKA2* | EHD4X60AAL+WALLCON | *80CSU0401712A* | 33000 | 32200 | 17 | 11.5 | 8.1 | 2 | 98 | 78 | 210471141
KENMORE | (C,H,T)VH837GKA2* | EHD4X60AAL+WALLCON | *80CSU0401712A* | 33000 | 32200 | 17 | 11.5 | 8.1 | 2 | 98 | 78 | 210471142
ARCOAIRE | HVH837GKA2* | EHD4X60AAL+WALLCON | *80CSU0401712A* | 33000 | 32200 | 17 | 11.5 | 8.1 | 2 | 98 | 78 | 210471138
COMFORTMAKER | CVH837GKA2* | EHD4X60AAL+WALLCON | *80CSU0401712A* | 33000 | 32200 | 17 | 11.5 | 8.1 | 2 | 98 | 78 | 210471139
DAY & NIGHT | CVH837GKA2* | EHD4X60AAL+WALLCON | *80CSU0401712A* | 33000 | 32200 | 17 | 11.5 | 8.1 | 2 | 98 | 78 | 210471140
AIRQUEST | HVH837GKA2* | EHD4X60AAL+WALLCON | *80CSU0401712A* | 33000 | 32200 | 17 | 11.5 | 8.1 | 2 | 98 | 78 | 210471137
CARRIER | 25VNA837A*031* | CSPH*6012AL*+UI | 58CU*A040C17**12 | 33000 | 32200 | 17 | 11.5 | 8.1 | 2 | 98 | 78 | 210471133
BRYANT HEATING AND COOLING SYSTEMS | 288BNV037*0**B* | CSPH*6012AL*+UI | 83*CA36040C17*** | 33000 | 32200 | 17 | 11.5 | 8.1 | 2 | 98 | 78 | 210471134
KEEPRITE | CVH837GKA2* | EHD4X60AAL+WALLCON | *95CSU1002122A* | 33000 | 32200 | 17 | 11.5 | 8.1 | 2.02 | 97 | 77 | 210471130
KENMORE | (C,H,T)VH837GKA2* | EHD4X60AAL+WALLCON | *95CSU1002122A* | 33000 | 32200 | 17 | 11.5 | 8.1 | 2.02 | 97 | 77 | 210471131
COMFORTMAKER | CVH837GKA2* | EHD4X60AAL+WALLCON | *95CSU1002122A* | 33000 | 32200 | 17 | 11.5 | 8.1 | 2.02 | 97 | 77 | 210471128
KENMORE | (C,H,T)VH837GKA2* | EHD4X60AAL+WALLCON | *95CSU0802120A* | 33000 | 32200 | 17 | 11.5 | 8.1 | 2.02 | 97 | 77 | 210471120
TEMPSTAR | TVH837GKA2* | EHD4X60AAL+WALLCON | *95CSU0802120A* | 33000 | 32200 | 17 | 11.5 | 8.1 | 2.02 | 97 | 77 | 210471121
AIRQUEST | HVH837GKA2* | EHD4X60AAL+WALLCON | *95CSU1002122A* | 33000 | 32200 | 17 | 11.5 | 8.1 | 2.02 | 97 | 77 | 210471126
HEIL | HVH837GKA2* | EHD4X60AAL+WALLCON | *95CSU1002122A* | 33000 | 32200 | 17 | 11.5 | 8.1 | 2.02 | 97 | 77 | 210471124
ARCOAIRE | HVH837GKA2* | EHD4X60AAL+WALLCON | *95CSU1002122A* | 33000 | 32200 | 17 | 11.5 | 8.1 | 2.02 | 97 | 77 | 210471127
BRYANT HEATING AND COOLING SYSTEMS | 288BNV037*0**B* | CSPH*6012AL*+UI | 935CA66100C21*** | 33000 | 32200 | 17 | 11.5 | 8.1 | 2.02 | 97 | 77 | 210471123
KEEPRITE | CVH837GKA2* | EHD4X60AAL+WALLCON | *95CSU0802120A* | 33000 | 32200 | 17 | 11.5 | 8.1 | 2.02 | 97 | 77 | 210471119
COMFORTMAKER | CVH837GKA2* | EHD4X60AAL+WALLCON | *95CSU0802120A* | 33000 | 32200 | 17 | 11.5 | 8.1 | 2.02 | 97 | 77 | 210471117
DAY & NIGHT | CVH837GKA2* | EHD4X60AAL+WALLCON | *95CSU0802120A* | 33000 | 32200 | 17 | 11.5 | 8.1 | 2.02 | 97 | 77 | 210471118
CARRIER | 25VNA837A*031* | CSPH*6012AL*+UI | 59CU5A100C21**22 | 33000 | 32200 | 17 | 11.5 | 8.1 | 2.02 | 97 | 77 | 210471122
AIRQUEST | HVH837GKA2* | EHD4X60AAL+WALLCON | *95CSU0802120A* | 33000 | 32200 | 17 | 11.5 | 8.1 | 2.02 | 97 | 77 | 210471115
BRYANT HEATING AND COOLING SYSTEMS | 288BNV037*0**B* | CSPH*6012AL*+UI | 935CA60080C21*** | 33000 | 32200 | 17 | 11.5 | 8.1 | 2.02 | 97 | 77 | 210471112
HEIL | HVH837GKA2* | EHD4X60AAL+WALLCON | *95CSU0802120A* | 33000 | 32200 | 17 | 11.5 | 8.1 | 2.02 | 97 | 77 | 210471113
CARRIER | 25VNA837A*031* | CSPH*6012AL*+UI | 59CU5A080C21**20 | 33000 | 32200 | 17 | 11.5 | 8.1 | 2.02 | 97 | 77 | 210471111
BRYANT HEATING AND COOLING SYSTEMS | 288BNV025*0**C* | CNPV*4821AL*+UI | 986TC42080C17*** | 24000 | 21400 | 16.5 | 11 | 8.1 | 2 | 96 | 78 | 210473982
TEMPSTAR | TVH825GKA3* | EN(A,D,W)4X48L21**+WALLCON | *96CTN0601714A* | 24000 | 21400 | 16.5 | 11 | 8.1 | 2 | 97 | 78 | 210473980
ARCOAIRE | HVH825GKA3* | EHD4X42AAL+WALLCON | *80CTL1352422A* | 24200 | 21400 | 16 | 10.5 | 8.1 | 2 | 96 | 78 | 210474310
KENMORE | (C,H,T)VH825GKA3* | EN(A,D,W)4X48L21**+WALLCON | *96CTN0601714A* | 24000 | 21400 | 16.5 | 11 | 8.1 | 2 | 97 | 78 | 210473979
CARRIER | 25VNA825A*032* | CNPV*4821AL*+UI | 59TN6B080C17**14 | 24000 | 21400 | 16.5 | 11 | 8.1 | 2 | 96 | 78 | 210473981
TEMPSTAR | TVH825GKA3* | EN(A,D,W)4X48L21**+WALLCON | *80CTL0701716A* | 24200 | 21400 | 17 | 11 | 8.1 | 2.02 | 96 | 78 | 210473969
AIRQUEST | HVH825GKA3* | EHD4X42AAL+WALLCON | *80CTL1352422A* | 24200 | 21400 | 16 | 10.5 | 8.1 | 2 | 96 | 78 | 210474309
DAY & NIGHT | CVH825GKA3* | EN(A,D,W)4X48L21**+WALLCON | *96CTN0601714A* | 24000 | 21400 | 16.5 | 11 | 8.1 | 2 | 97 | 78 | 210473977
COMFORTMAKER | CVH825GKA3* | EN(A,D,W)4X48L21**+WALLCON | *96CTN0601714A* | 24000 | 21400 | 16.5 | 11 | 8.1 | 2 | 97 | 78 | 210473976
HEIL | HVH825GKA3* | EHD4X42AAL+WALLCON | *80CTL1352422A* | 24200 | 21400 | 16 | 10.5 | 8.1 | 2 | 96 | 78 | 210474307
KEEPRITE | CVH825GKA3* | EN(A,D,W)4X48L21**+WALLCON | *80CTL0701716A* | 24200 | 21400 | 17 | 11 | 8.1 | 2.02 | 96 | 78 | 210473967
HEIL | HVH825GKA3* | EN(A,D,W)4X48L21**+WALLCON | *96CTN0601714A* | 24000 | 21400 | 16.5 | 11 | 8.1 | 2 | 97 | 78 | 210473972
BRYANT HEATING AND COOLING SYSTEMS | 288BNV025*0**C* | CSPH*4212AL*+UI | 88*TA66135C24*** | 24200 | 21400 | 16 | 10.5 | 8.1 | 2 | 96 | 78 | 210474306
CARRIER | 25VNA825A*032* | CNPV*4821AL*+UI | 59TN6B060C17**14 | 24000 | 21400 | 16.5 | 11 | 8.1 | 2 | 97 | 78 | 210473970
BRYANT HEATING AND COOLING SYSTEMS | 288BNV025*0**C* | CNPV*4821AL*+UI | 986TC42060C17*** | 24000 | 21400 | 16.5 | 11 | 8.1 | 2 | 97 | 78 | 210473971
KENMORE | (C,H,T)VH825GKA3* | EN(A,D,W)4X48L21**+WALLCON | *80CTL0701716A* | 24200 | 21400 | 17 | 11 | 8.1 | 2.02 | 96 | 78 | 210473968
KEEPRITE | CVH825GKA3* | EHD4X42AAL+WALLCON | *80CTL0701716A* | 24200 | 21400 | 16 | 10.5 | 8.1 | 2 | 96 | 78 | 210474302
CARRIER | 25VNA825A*032* | CSPH*4212AL*+UI | 58TN*A135C24**22 | 24200 | 21400 | 16 | 10.5 | 8.1 | 2 | 96 | 78 | 210474305
DAY & NIGHT | CVH825GKA3* | EN(A,D,W)4X48L21**+WALLCON | *80CTL0701716A* | 24200 | 21400 | 17 | 11 | 8.1 | 2.02 | 96 | 78 | 210473966
COMFORTMAKER | CVH825GKA3* | EN(A,D,W)4X48L21**+WALLCON | *80CTL0701716A* | 24200 | 21400 | 17 | 11 | 8.1 | 2.02 | 96 | 78 | 210473965
TEMPSTAR | TVH825GKA3* | EHD4X42AAL+WALLCON | *80CTL0701716A* | 24200 | 21400 | 16 | 10.5 | 8.1 | 2 | 96 | 78 | 210474304
ARCOAIRE | HVH825GKA3* | EN(A,D,W)4X48L21**+WALLCON | *80CTL0701716A* | 24200 | 21400 | 17 | 11 | 8.1 | 2.02 | 96 | 78 | 210473964
KEEPRITE | CVH825GKA3* | EN(A,D,W)4X48L21**+WALLCON | *80CTL0451712A* | 24000 | 21400 | 16.5 | 11 | 8.1 | 2 | 97 | 78 | 210473956
AIRQUEST | HVH825GKA3* | EN(A,D,W)4X48L21**+WALLCON | *80CTL0701716A* | 24200 | 21400 | 17 | 11 | 8.1 | 2.02 | 96 | 78 | 210473963
HEIL | HVH825GKA3* | EN(A,D,W)4X48L21**+WALLCON | *80CTL0701716A* | 24200 | 21400 | 17 | 11 | 8.1 | 2.02 | 96 | 78 | 210473961
CARRIER | 25VNA825A*032* | CNPV*4821AL*+UI | 58TN*A070C17**16 | 24200 | 21400 | 17 | 11 | 8.1 | 2.02 | 96 | 78 | 210473959
KENMORE | (C,H,T)VH825GKA3* | EHD4X42AAL+WALLCON | *80CTL0701716A* | 24200 | 21400 | 16 | 10.5 | 8.1 | 2 | 96 | 78 | 210474303
BRYANT HEATING AND COOLING SYSTEMS | 288BNV025*0**C* | CNPV*4821AL*+UI | 88*TA48070C17*** | 24200 | 21400 | 17 | 11 | 8.1 | 2.02 | 96 | 78 | 210473960
TEMPSTAR | TVH825GKA3* | EN(A,D,W)4X48L21**+WALLCON | *80CTL0451712A* | 24000 | 21400 | 16.5 | 11 | 8.1 | 2 | 97 | 78 | 210473958
ARCOAIRE | HVH825GKA3* | EN(A,D,W)4X48L21**+WALLCON | *80CTL0451712A* | 24000 | 21400 | 16.5 | 11 | 8.1 | 2 | 97 | 78 | 210473953
COMFORTMAKER | CVH825GKA3* | EN(A,D,W)4X48L21**+WALLCON | *80CTL0451712A* | 24000 | 21400 | 16.5 | 11 | 8.1 | 2 | 97 | 78 | 210473954
HEIL | HVH825GKA3* | EN(A,D,W)4X48L21**+WALLCON | *80CTL0451712A* | 24000 | 21400 | 16.5 | 11 | 8.1 | 2 | 97 | 78 | 210473950
AIRQUEST | HVH825GKA3* | EN(A,D,W)4X48L21**+WALLCON | *80CTL0451712A* | 24000 | 21400 | 16.5 | 11 | 8.1 | 2 | 97 | 78 | 210473952
TEMPSTAR | TVH825GKA3* | EN(A,D,W)4X48L21**+WALLCON | *80CSU1002120A* | 24000 | 21400 | 16.5 | 11 | 8.1 | 2 | 96 | 78 | 210473947
BRYANT HEATING AND COOLING SYSTEMS | 288BNV025*0**C* | CNPV*4821AL*+UI | 88*TA36045C17*** | 24000 | 21400 | 16.5 | 11 | 8.1 | 2 | 97 | 78 | 210473949
KENMORE | (C,H,T)VH825GKA3* | EN(A,D,W)4X48L21**+WALLCON | *80CSU1002120A* | 24000 | 21400 | 16.5 | 11 | 8.1 | 2 | 96 | 78 | 210473946
CARRIER | 25VNA825A*032* | CNPV*4821AL*+UI | 58TN*A045C17**12 | 24000 | 21400 | 16.5 | 11 | 8.1 | 2 | 97 | 78 | 210473948
ARCOAIRE | HVH825GKA3* | EHD4X42AAL+WALLCON | *80CTL0701716A* | 24200 | 21400 | 16 | 10.5 | 8.1 | 2 | 96 | 78 | 210474299
DAY & NIGHT | CVH825GKA3* | EHD4X42AAL+WALLCON | *80CTL0701716A* | 24200 | 21400 | 16 | 10.5 | 8.1 | 2 | 96 | 78 | 210474301
DAY & NIGHT | CVH825GKA3* | EN(A,D,W)4X48L21**+WALLCON | *80CSU1002120A* | 24000 | 21400 | 16.5 | 11 | 8.1 | 2 | 96 | 78 | 210473944
KEEPRITE | CVH825GKA3* | EN(A,D,W)4X48L21**+WALLCON | *80CSU1002120A* | 24000 | 21400 | 16.5 | 11 | 8.1 | 2 | 96 | 78 | 210473945
ARCOAIRE | HVH825GKA3* | EN(A,D,W)4X48L21**+WALLCON | *80CSU1002120A* | 24000 | 21400 | 16.5 | 11 | 8.1 | 2 | 96 | 78 | 210473942
COMFORTMAKER | CVH825GKA3* | EHD4X42AAL+WALLCON | *80CTL0701716A* | 24200 | 21400 | 16 | 10.5 | 8.1 | 2 | 96 | 78 | 210474300
COMFORTMAKER | CVH825GKA3* | EN(A,D,W)4X48L21**+WALLCON | *80CSU1002120A* | 24000 | 21400 | 16.5 | 11 | 8.1 | 2 | 96 | 78 | 210473943
HEIL | HVH825GKA3* | EN(A,D,W)4X48L21**+WALLCON | *80CSU0401712A* | 24200 | 21200 | 17.5 | 11.5 | 8.1 | 2.02 | 97 | 78 | 210473917
KENMORE | (C,H,T)VH825GKA3* | EN(A,D,W)4X48L21**+WALLCON | *80CSU0601716A* | 24200 | 21400 | 17 | 11 | 8.1 | 2.02 | 96 | 78 | 210473935
HEIL | HVH825GKA3* | EN(A,D,W)4X48L21**+WALLCON | *80CSU1002120A* | 24000 | 21400 | 16.5 | 11 | 8.1 | 2 | 96 | 78 | 210473939
CARRIER | 25VNA825A*032* | CNPV*4821AL*+UI | 58CU*A100C21**20 | 24000 | 21400 | 16.5 | 11 | 8.1 | 2 | 96 | 78 | 210473937
BRYANT HEATING AND COOLING SYSTEMS | 288BNV025*0**C* | CNPV*4821AL*+UI | 83*CA60100C21*** | 24000 | 21400 | 16.5 | 11 | 8.1 | 2 | 96 | 78 | 210473938
AIRQUEST | HVH825GKA3* | EHD4X42AAL+WALLCON | *80CTL0701716A* | 24200 | 21400 | 16 | 10.5 | 8.1 | 2 | 96 | 78 | 210474298
KEEPRITE | CVH825GKA3* | EN(A,D,W)4X48L21**+WALLCON | *80CSU0601716A* | 24200 | 21400 | 17 | 11 | 8.1 | 2.02 | 96 | 78 | 210473934
TEMPSTAR | TVH837GKA2* | EHD4X48AAL+WALLCON | *97CMN1002122A* | 32600 | 33000 | 17 | 11 | 8.1 | 1.98 | 96 | 75 | 206772963
KENMORE | (C,H,T)VH837GKA2* | EHD4X42AAL+WALLCON | *80CTL0901716A* | 32600 | 33000 | 17 | 11 | 8.1 | 1.96 | 96 | 75 | 206997833
AIRQUEST | HVH837GKA2* | EHD4X42AAL+WALLCON | *80CTL0901716A* | 32600 | 33000 | 17 | 11 | 8.1 | 1.96 | 96 | 75 | 206772831
COMFORTMAKER | CVH837GKA2* | EHD4X42AAL+WALLCON | *80CTL0901716A* | 32600 | 33000 | 17 | 11 | 8.1 | 1.96 | 96 | 75 | 206772833
DAY & NIGHT | CVH837GKA2* | EHD4X42AAL+WALLCON | *80CTL0901716A* | 32600 | 33000 | 17 | 11 | 8.1 | 1.96 | 96 | 75 | 206772834
CARRIER | 25VNA837A*031* | CSPH*4212AL*+UI | 58TN*A135C24**22 | 32600 | 33000 | 17 | 11 | 8.1 | 1.96 | 96 | 75 | 206765065
ARCOAIRE | HVH837GKA2* | EHD4X42AAL+WALLCON | *80CTL0901716A* | 32600 | 33000 | 17 | 11 | 8.1 | 1.96 | 96 | 75 | 206772832
TEMPSTAR | TVH837GKA2* | EHD4X42AAL+WALLCON | *80CTL0902120A* | 32400 | 33200 | 16.5 | 11 | 8.1 | 1.96 | 95 | 75 | 206772720
HEIL | HVH837GKA2* | EHD4X42AAL+WALLCON | *80CTL0901716A* | 32600 | 33000 | 17 | 11 | 8.1 | 1.96 | 96 | 75 | 206772830
KENMORE | (C,H,T)VH837GKA2* | EHD4X42AAL+WALLCON | *80CTL0902120A* | 32400 | 33200 | 16.5 | 11 | 8.1 | 1.96 | 95 | 75 | 206997820
DAY & NIGHT | CVH837GKA2* | EHD4X42AAL+WALLCON | *80CTL0902120A* | 32400 | 33200 | 16.5 | 11 | 8.1 | 1.96 | 95 | 75 | 206772717
KEEPRITE | CVH837GKA2* | EHD4X42AAL+WALLCON | *80CTL0902120A* | 32400 | 33200 | 16.5 | 11 | 8.1 | 1.96 | 95 | 75 | 206772718
AIRQUEST | HVH837GKA2* | EHD4X42AAL+WALLCON | *80CTL0902120A* | 32400 | 33200 | 16.5 | 11 | 8.1 | 1.96 | 95 | 75 | 206772714
ARCOAIRE | HVH837GKA2* | EHD4X42AAL+WALLCON | *80CTL0902120A* | 32400 | 33200 | 16.5 | 11 | 8.1 | 1.96 | 95 | 75 | 206772715
KEEPRITE | CVH837GKA2* | EN(A,D)4X48L24**+WALLCON | *97CMN1002122A* | 32400 | 33000 | 17.5 | 11.7 | 8.1 | 1.96 | 95 | 75 | 206772402
ARCOAIRE | HVH837GKA2* | EN(A,D)4X48L24**+WALLCON | *97CMN1002122A* | 32400 | 33000 | 17.5 | 11.7 | 8.1 | 1.96 | 95 | 75 | 206772399
AIRQUEST | HVH837GKA2* | EN(A,D)4X48L24**+WALLCON | *97CMN1002122A* | 32400 | 33000 | 17.5 | 11.7 | 8.1 | 1.96 | 95 | 75 | 206772398
KENMORE | (C,H,T)VH837GKA2* | EN(A,D)4X48L24**+WALLCON | *97CMN1002122A* | 32400 | 33000 | 17.5 | 11.7 | 8.1 | 1.96 | 95 | 75 | 206997784
COMFORTMAKER | CVH837GKA2* | EN(A,D)4X48L24**+WALLCON | *97CMN1002122A* | 32400 | 33000 | 17.5 | 11.7 | 8.1 | 1.96 | 95 | 75 | 206772400
HEIL | HVH837GKA2* | EN(A,D)4X48L24**+WALLCON | *97CMN1002122A* | 32400 | 33000 | 17.5 | 11.7 | 8.1 | 1.96 | 95 | 75 | 206772397
BRYANT HEATING AND COOLING SYSTEMS | 288BNV037*0**B* | CNPV*4824AL*+UI | 987MB66100C21*** | 32400 | 33000 | 17.5 | 11.7 | 8.1 | 1.96 | 95 | 75 | 206772396
KENMORE | (C,H,T)VH837GKA2* | EHD4X48AAL+WALLCON | *97CMN1002122A* | 32600 | 33000 | 17 | 11 | 8.1 | 1.98 | 96 | 75 | 206997847
KEEPRITE | CVH837GKA2* | EHD4X48AAL+WALLCON | *97CMN1002122A* | 32600 | 33000 | 17 | 11 | 8.1 | 1.98 | 96 | 75 | 206772961
DAY & NIGHT | CVH837GKA2* | EHD4X48AAL+WALLCON | *97CMN1002122A* | 32600 | 33000 | 17 | 11 | 8.1 | 1.98 | 96 | 75 | 206772960
AIRQUEST | HVH837GKA2* | EHD4X48AAL+WALLCON | *97CMN1002122A* | 32600 | 33000 | 17 | 11 | 8.1 | 1.98 | 96 | 75 | 206772957
ARCOAIRE | HVH837GKA2* | EHD4X48AAL+WALLCON | *97CMN1002122A* | 32600 | 33000 | 17 | 11 | 8.1 | 1.98 | 96 | 75 | 206772958
COMFORTMAKER | CVH837GKA2* | EHD4X48AAL+WALLCON | *97CMN1002122A* | 32600 | 33000 | 17 | 11 | 8.1 | 1.98 | 96 | 75 | 206772959
CARRIER | 25VNA837A*031* | CSPH*4812AL*+UI | 59TN6B120C24**22 | 32600 | 33000 | 17 | 11 | 8.1 | 1.98 | 96 | 75 | 206765087
ARCOAIRE | HVH837GKA2* | EHD4X48AAL+WALLCON | *96CTN1202422A* | 32600 | 33000 | 17 | 11 | 8.1 | 1.98 | 96 | 75 | 206772922
TEMPSTAR | TVH837GKA2* | EHD4X48AAL+WALLCON | *80CTL1352422A* | 32600 | 33000 | 17 | 11 | 8.1 | 1.98 | 96 | 75 | 206772900
HEIL | HVH837GKA2* | EHD4X48AAL+WALLCON | *96CTN1202422A* | 32600 | 33000 | 17 | 11 | 8.1 | 1.98 | 96 | 75 | 206772920
AIRQUEST | HVH837GKA2* | EHD4X48AAL+WALLCON | *96CTN1202422A* | 32600 | 33000 | 17 | 11 | 8.1 | 1.98 | 96 | 75 | 206772921
HEIL | HVH837GKA2* | EHD4X48AAL+WALLCON | *97CMN1002122A* | 32600 | 33000 | 17 | 11 | 8.1 | 1.98 | 96 | 75 | 206772956
BRYANT HEATING AND COOLING SYSTEMS | 288BNV037*0**B* | CSPH*4812AL*+UI | 987MB66100C21*** | 32600 | 33000 | 17 | 11 | 8.1 | 1.98 | 96 | 75 | 206772955
KEEPRITE | CVH837GKA2* | EHD4X48AAL+WALLCON | *80CTL1352422A* | 32600 | 33000 | 17 | 11 | 8.1 | 1.98 | 96 | 75 | 206772898
CARRIER | 25VNA837A*031* | CNPV*4824AL*+UI | 58TN*A090C21**20 | 32400 | 33000 | 17.5 | 11.7 | 8.1 | 1.96 | 96 | 75 | 206765032
DAY & NIGHT | CVH837GKA2* | EN(A,D,W)4X48L21**+WALLCON | *95CSU1002122A* | 32400 | 32800 | 17.5 | 11.7 | 8.1 | 1.98 | 96 | 75 | 206773613
COMFORTMAKER | CVH837GKA2* | EN(A,D,W)4X48L21**+WALLCON | *95CSU1002122A* | 32400 | 32800 | 17.5 | 11.7 | 8.1 | 1.98 | 96 | 75 | 206773612
KEEPRITE | CVH837GKA2* | EN(A,D,W)4X48L21**+WALLCON | *95CSU1002122A* | 32400 | 32800 | 17.5 | 11.7 | 8.1 | 1.98 | 96 | 75 | 206773614
KENMORE | (C,H,T)VH837GKA2* | EN(A,D,W)4X48L21**+WALLCON | *95CSU1002122A* | 32400 | 32800 | 17.5 | 11.7 | 8.1 | 1.98 | 96 | 75 | 206997920
ARCOAIRE | HVH837GKA2* | EN(A,D,W)4X48L21**+WALLCON | *95CSU1002122A* | 32400 | 32800 | 17.5 | 11.7 | 8.1 | 1.98 | 96 | 75 | 206773611
HEIL | HVH837GKA2* | EN(A,D,W)4X48L21**+WALLCON | *95CSU1002122A* | 32400 | 32800 | 17.5 | 11.7 | 8.1 | 1.98 | 96 | 75 | 206773609
KEEPRITE | CVH825GKA3* | EA*4X48L21A*+WALLCON | *80CSU0601716A* | 24000 | 21000 | 17 | 11 | 8.1 | 2.02 | 97 | 79 | 210473311
HEIL | HVH825GKA3* | EA*4X48L21A*+WALLCON | *80CSU1002120A* | 24000 | 21000 | 16.5 | 11 | 8.1 | 2.02 | 97 | 79 | 210473316
AIRQUEST | HVH825GKA3* | EA*4X48L21A*+WALLCON | *80CSU1002120A* | 24000 | 21000 | 16.5 | 11 | 8.1 | 2.02 | 97 | 79 | 210473318
COMFORTMAKER | CVH825GKA3* | EA*4X48L21A*+WALLCON | *80CSU0601716A* | 24000 | 21000 | 17 | 11 | 8.1 | 2.02 | 97 | 79 | 210473309
CARRIER | 25VNA825A*032* | CAP**4821AL*+UI | 58CU*A100C21**20 | 24000 | 21000 | 16.5 | 11 | 8.1 | 2.02 | 97 | 79 | 210473314
BRYANT HEATING AND COOLING SYSTEMS | 288BNV025*0**C* | CAP**4821AL*+UI | 83*CA60100C21*** | 24000 | 21000 | 16.5 | 11 | 8.1 | 2.02 | 97 | 79 | 210473315
TEMPSTAR | TVH825GKA3* | EA*4X48L21A*+WALLCON | *80CSU0601716A* | 24000 | 21000 | 17 | 11 | 8.1 | 2.02 | 97 | 79 | 210473313
KENMORE | (C,H,T)VH825GKA3* | EA*4X48L21A*+WALLCON | *80CSU0601716A* | 24000 | 21000 | 17 | 11 | 8.1 | 2.02 | 97 | 79 | 210473312
TEMPSTAR | TVH825GKA3* | EA*4X48L21A*+WALLCON | *80CSU0401712A* | 24200 | 21000 | 17 | 11 | 8.1 | 2.02 | 97 | 79 | 210473302
DAY & NIGHT | CVH825GKA3* | EA*4X48L21A*+WALLCON | *80CSU0601716A* | 24000 | 21000 | 17 | 11 | 8.1 | 2.02 | 97 | 79 | 210473310
ARCOAIRE | HVH825GKA3* | EA*4X48L21A*+WALLCON | *80CSU0601716A* | 24000 | 21000 | 17 | 11 | 8.1 | 2.02 | 97 | 79 | 210473308
ARCOAIRE | HVH825GKA3* | EA*4X48L21A*+WALLCON | *97CMN1002122A* | 24000 | 21000 | 16.5 | 11 | 8.1 | 2.02 | 97 | 79 | 210473396
AIRQUEST | HVH825GKA3* | EA*4X48L21A*+WALLCON | *80CSU0601716A* | 24000 | 21000 | 17 | 11 | 8.1 | 2.02 | 97 | 79 | 210473307
KENMORE | (C,H,T)VH825GKA3* | EA*4X48L21A*+WALLCON | *80CSU0401712A* | 24200 | 21000 | 17 | 11 | 8.1 | 2.02 | 97 | 79 | 210473301
HEIL | HVH825GKA3* | EA*4X48L21A*+WALLCON | *80CSU0601716A* | 24000 | 21000 | 17 | 11 | 8.1 | 2.02 | 97 | 79 | 210473305
CARRIER | 25VNA825A*032* | CAP**4821AL*+UI | 58CU*A060C17**16 | 24000 | 21000 | 17 | 11 | 8.1 | 2.02 | 97 | 79 | 210473303
HEIL | HVH825GKA3* | EA*4X48L21A*+WALLCON | *80CSU0401712A* | 24200 | 21000 | 17 | 11 | 8.1 | 2.02 | 97 | 79 | 210473294
BRYANT HEATING AND COOLING SYSTEMS | 288BNV025*0**C* | CAP**4821AL*+UI | 83*CA48060C17*** | 24000 | 21000 | 17 | 11 | 8.1 | 2.02 | 97 | 79 | 210473304
DAY & NIGHT | CVH825GKA3* | EA*4X48L21A*+WALLCON | *80CSU0401712A* | 24200 | 21000 | 17 | 11 | 8.1 | 2.02 | 97 | 79 | 210473299
AIRQUEST | HVH825GKA3* | EA*4X48L21A*+WALLCON | *80CSU0401712A* | 24200 | 21000 | 17 | 11 | 8.1 | 2.02 | 97 | 79 | 210473296
COMFORTMAKER | CVH825GKA3* | EA*4X48L21A*+WALLCON | *80CSU0401712A* | 24200 | 21000 | 17 | 11 | 8.1 | 2.02 | 97 | 79 | 210473298
KEEPRITE | CVH825GKA3* | EA*4X48L21A*+WALLCON | *95CSU1002122A* | 24200 | 21000 | 17 | 11 | 8.1 | 2.02 | 97 | 79 | 210473289
DAY & NIGHT | CVH825GKA3* | EA*4X48L21A*+WALLCON | *95CSU1002122A* | 24200 | 21000 | 17 | 11 | 8.1 | 2.02 | 97 | 79 | 210473288
CARRIER | 25VNA825A*032* | CAP**4821AL*+UI | 58CU*A040C17**12 | 24200 | 21000 | 17 | 11 | 8.1 | 2.02 | 97 | 79 | 210473292
BRYANT HEATING AND COOLING SYSTEMS | 288BNV025*0**C* | CAP**4821AL*+UI | 83*CA36040C17*** | 24200 | 21000 | 17 | 11 | 8.1 | 2.02 | 97 | 79 | 210473293
TEMPSTAR | TVH825GKA3* | EA*4X48L21A*+WALLCON | *95CSU1002122A* | 24200 | 21000 | 17 | 11 | 8.1 | 2.02 | 97 | 79 | 210473291
KENMORE | (C,H,T)VH825GKA3* | EA*4X48L21A*+WALLCON | *95CSU1002122A* | 24200 | 21000 | 17 | 11 | 8.1 | 2.02 | 97 | 79 | 210473290
ARCOAIRE | HVH825GKA3* | EA*4X48L21A*+WALLCON | *95CSU1002122A* | 24200 | 21000 | 17 | 11 | 8.1 | 2.02 | 97 | 79 | 210473286
COMFORTMAKER | CVH825GKA3* | EA*4X48L21A*+WALLCON | *95CSU1002122A* | 24200 | 21000 | 17 | 11 | 8.1 | 2.02 | 97 | 79 | 210473287
TEMPSTAR | TVH825GKA3* | EA*4X48L21A*+WALLCON | *95CSU0802120A* | 24200 | 21000 | 17 | 11 | 8.1 | 2.02 | 97 | 79 | 210473280
AIRQUEST | HVH825GKA3* | EA*4X48L21A*+WALLCON | *95CSU1002122A* | 24200 | 21000 | 17 | 11 | 8.1 | 2.02 | 97 | 79 | 210473285
CARRIER | 25VNA825A*032* | CAP**4821AL*+UI | 59CU5A100C21**22 | 24200 | 21000 | 17 | 11 | 8.1 | 2.02 | 97 | 79 | 210473281
BRYANT HEATING AND COOLING SYSTEMS | 288BNV025*0**C* | CAP**4821AL*+UI | 935CA66100C21*** | 24200 | 21000 | 17 | 11 | 8.1 | 2.02 | 97 | 79 | 210473282
KEEPRITE | CVH825GKA3* | EA*4X48L21A*+WALLCON | *95CSU0802120A* | 24200 | 21000 | 17 | 11 | 8.1 | 2.02 | 97 | 79 | 210473278
DAY & NIGHT | CVH825GKA3* | EA*4X48L21A*+WALLCON | *95CSU0802120A* | 24200 | 21000 | 17 | 11 | 8.1 | 2.02 | 97 | 79 | 210473277
HEIL | HVH825GKA3* | EA*4X48L21A*+WALLCON | *95CSU1002122A* | 24200 | 21000 | 17 | 11 | 8.1 | 2.02 | 97 | 79 | 210473283
KENMORE | (C,H,T)VH825GKA3* | EA*4X48L21A*+WALLCON | *95CSU0802120A* | 24200 | 21000 | 17 | 11 | 8.1 | 2.02 | 97 | 79 | 210473279
COMFORTMAKER | CVH825GKA3* | EA*4X48L21A*+WALLCON | *95CSU0802120A* | 24200 | 21000 | 17 | 11 | 8.1 | 2.02 | 97 | 79 | 210473276
AIRQUEST | HVH825GKA3* | EA*4X48L21A*+WALLCON | *95CSU0802120A* | 24200 | 21000 | 17 | 11 | 8.1 | 2.02 | 97 | 79 | 210473274
AIRQUEST | HVH825GKA3* | EA*4X43L21A*+WALLCON | *80CTL0901716A* | 24600 | 21000 | 17.5 | 11.7 | 8.5 | 2.04 | 97 | 79 | 210473241
HEIL | HVH825GKA3* | EA*4X48L21A*+WALLCON | *95CSU0802120A* | 24200 | 21000 | 17 | 11 | 8.1 | 2.02 | 97 | 79 | 210473272
KENMORE | (C,H,T)VH825GKA3* | EA*4X48L21A*+WALLCON | *95CSU0601716A* | 24000 | 21000 | 16.5 | 10.5 | 8.1 | 2 | 98 | 79 | 210473268
KEEPRITE | CVH825GKA3* | EA*4X48L21A*+WALLCON | *95CSU0601716A* | 24000 | 21000 | 16.5 | 10.5 | 8.1 | 2 | 98 | 79 | 210473267
DAY & NIGHT | CVH825GKA3* | EA*4X48L21A*+WALLCON | *95CSU0601716A* | 24000 | 21000 | 16.5 | 10.5 | 8.1 | 2 | 98 | 79 | 210473266
TEMPSTAR | TVH825GKA3* | EA*4X48L21A*+WALLCON | *95CSU0601716A* | 24000 | 21000 | 16.5 | 10.5 | 8.1 | 2 | 98 | 79 | 210473269
BRYANT HEATING AND COOLING SYSTEMS | 288BNV025*0**C* | CAP**4821AL*+UI | 935CA60080C21*** | 24200 | 21000 | 17 | 11 | 8.1 | 2.02 | 97 | 79 | 210473271
CARRIER | 25VNA825A*032* | CAP**4821AL*+UI | 59CU5A080C21**20 | 24200 | 21000 | 17 | 11 | 8.1 | 2.02 | 97 | 79 | 210473270
COMFORTMAKER | CVH825GKA3* | EA*4X48L21A*+WALLCON | *95CSU0601716A* | 24000 | 21000 | 16.5 | 10.5 | 8.1 | 2 | 98 | 79 | 210473265
AIRQUEST | HVH825GKA3* | EA*4X48L21A*+WALLCON | *95CSU0601716A* | 24000 | 21000 | 16.5 | 10.5 | 8.1 | 2 | 98 | 79 | 210473263
ARCOAIRE | HVH825GKA3* | EA*4X48L21A*+WALLCON | *95CSU0601716A* | 24000 | 21000 | 16.5 | 10.5 | 8.1 | 2 | 98 | 79 | 210473264
HEIL | HVH825GKA3* | EA*4X48L21A*+WALLCON | *95CSU0601716A* | 24000 | 21000 | 16.5 | 10.5 | 8.1 | 2 | 98 | 79 | 210473261
AIRQUEST | HVH837GKA2* | EN(A,D,W)4X48L21**+WALLCON | *95CSU1002122A* | 32400 | 32800 | 17.5 | 11.7 | 8.1 | 1.98 | 96 | 75 | 206773610
BRYANT HEATING AND COOLING SYSTEMS | 288BNV037*0**B* | CNPV*4821AL*+UI | 935CA66100C21*** | 32400 | 32800 | 17.5 | 11.7 | 8.1 | 1.98 | 96 | 75 | 206773608
AIRQUEST | HVH837GKA2* | EHD4X48AAL+WALLCON | *80CSU0401712A* | 32600 | 33000 | 17 | 11 | 8.1 | 1.98 | 96 | 76 | 206773358
COMFORTMAKER | CVH837GKA2* | EHD4X48AAL+WALLCON | *80CSU0401712A* | 32600 | 33000 | 17 | 11 | 8.1 | 1.98 | 96 | 76 | 206773360
KEEPRITE | CVH837GKA2* | EHD4X48AAL+WALLCON | *80CSU0401712A* | 32600 | 33000 | 17 | 11 | 8.1 | 1.98 | 96 | 76 | 206773362
KENMORE | (C,H,T)VH837GKA2* | EHD4X48AAL+WALLCON | *80CSU0401712A* | 32600 | 33000 | 17 | 11 | 8.1 | 1.98 | 96 | 76 | 206997892
DAY & NIGHT | CVH837GKA2* | EHD4X48AAL+WALLCON | *80CSU0401712A* | 32600 | 33000 | 17 | 11 | 8.1 | 1.98 | 96 | 76 | 206773361
ARCOAIRE | HVH837GKA2* | EHD4X48AAL+WALLCON | *80CSU0401712A* | 32600 | 33000 | 17 | 11 | 8.1 | 1.98 | 96 | 76 | 206773359
AIRQUEST | HVH837GKA2* | EHD4X42AAL+WALLCON | *97CMN1202422A* | 32400 | 33200 | 16.5 | 11 | 8.1 | 1.96 | 95 | 75 | 206772795
BRYANT HEATING AND COOLING SYSTEMS | 288BNV037*0**B* | CSPH*4812AL*+UI | 83*CA36040C17*** | 32600 | 33000 | 17 | 11 | 8.1 | 1.98 | 96 | 76 | 206773356
HEIL | HVH837GKA2* | EHD4X48AAL+WALLCON | *80CSU0401712A* | 32600 | 33000 | 17 | 11 | 8.1 | 1.98 | 96 | 76 | 206773357
KEEPRITE | CVH837GKA2* | EHD4X42AAL+WALLCON | *97CMN1202422A* | 32400 | 33200 | 16.5 | 11 | 8.1 | 1.96 | 95 | 75 | 206772799
KENMORE | (C,H,T)VH837GKA2* | EHD4X42AAL+WALLCON | *97CMN1202422A* | 32400 | 33200 | 16.5 | 11 | 8.1 | 1.96 | 95 | 75 | 206997829
ARCOAIRE | HVH837GKA2* | EHD4X42AAL+WALLCON | *97CMN1202422A* | 32400 | 33200 | 16.5 | 11 | 8.1 | 1.96 | 95 | 75 | 206772796
DAY & NIGHT | CVH837GKA2* | EHD4X42AAL+WALLCON | *97CMN1202422A* | 32400 | 33200 | 16.5 | 11 | 8.1 | 1.96 | 95 | 75 | 206772798
DAY & NIGHT | CVH837GKA2* | EHD4X36AAL+WALLCON | *95CSU1002122A* | 32200 | 33200 | 16.5 | 11 | 8.1 | 1.94 | 95 | 74 | 206773647
COMFORTMAKER | CVH837GKA2* | EHD4X42AAL+WALLCON | *97CMN1202422A* | 32400 | 33200 | 16.5 | 11 | 8.1 | 1.96 | 95 | 75 | 206772797
HEIL | HVH837GKA2* | EHD4X42AAL+WALLCON | *97CMN1202422A* | 32400 | 33200 | 16.5 | 11 | 8.1 | 1.96 | 95 | 75 | 206772794
BRYANT HEATING AND COOLING SYSTEMS | 288BNV037*0**B* | CSPH*4212AL*+UI | 987MB66120C24*** | 32400 | 33200 | 16.5 | 11 | 8.1 | 1.96 | 95 | 75 | 206772793
COMFORTMAKER | CVH837GKA2* | EHD4X36AAL+WALLCON | *95CSU1002122A* | 32200 | 33200 | 16.5 | 11 | 8.1 | 1.94 | 95 | 74 | 206773646
AIRQUEST | HVH837GKA2* | EHD4X36AAL+WALLCON | *95CSU1002122A* | 32200 | 33200 | 16.5 | 11 | 8.1 | 1.94 | 95 | 74 | 206773644
BRYANT HEATING AND COOLING SYSTEMS | 288BNV037*0**B* | CSPH*3612AL*+UI | 935CA66100C21*** | 32200 | 33200 | 16.5 | 11 | 8.1 | 1.94 | 95 | 74 | 206773642
HEIL | HVH837GKA2* | EHD4X36AAL+WALLCON | *95CSU1002122A* | 32200 | 33200 | 16.5 | 11 | 8.1 | 1.94 | 95 | 74 | 206773643
CARRIER | 25VNA837A*031* | CSPH*3612AL*+UI | 59CU5A100C21**22 | 32200 | 33200 | 16.5 | 11 | 8.1 | 1.94 | 95 | 74 | 206765162
BRYANT HEATING AND COOLING SYSTEMS | 288BNV037*0**B* | CSPH*4212AL*+UI | 987MB66100C21*** | 32600 | 33000 | 16.5 | 11 | 8.1 | 1.96 | 96 | 75 | 206772784
HEIL | HVH837GKA2* | EHD4X42AAL+WALLCON | *97CMN1002122A* | 32600 | 33000 | 16.5 | 11 | 8.1 | 1.96 | 96 | 75 | 206772785
BRYANT HEATING AND COOLING SYSTEMS | 288BNV025*0**C* | CAP**4821AL*+UI | 935CA48060C17*** | 24000 | 21000 | 16.5 | 10.5 | 8.1 | 2 | 98 | 79 | 210473260
TEMPSTAR | TVH825GKA3* | EA*4X43L21A*+WALLCON | *97CMN0602120A* | 24400 | 21200 | 16.5 | 11 | 8.1 | 2.02 | 97 | 79 | 210473258
CARRIER | 25VNA825A*032* | CAP**4821AL*+UI | 59CU5A060C17**16 | 24000 | 21000 | 16.5 | 10.5 | 8.1 | 2 | 98 | 79 | 210473259
DAY & NIGHT | CVH825GKA3* | EA*4X43L21A*+WALLCON | *97CMN0602120A* | 24400 | 21200 | 16.5 | 11 | 8.1 | 2.02 | 97 | 79 | 210473255
KEEPRITE | CVH825GKA3* | EA*4X43L21A*+WALLCON | *97CMN0602120A* | 24400 | 21200 | 16.5 | 11 | 8.1 | 2.02 | 97 | 79 | 210473256
ARCOAIRE | HVH825GKA3* | EA*4X43L21A*+WALLCON | *97CMN0602120A* | 24400 | 21200 | 16.5 | 11 | 8.1 | 2.02 | 97 | 79 | 210473253
AIRQUEST | HVH825GKA3* | EA*4X43L21A*+WALLCON | *97CMN0602120A* | 24400 | 21200 | 16.5 | 11 | 8.1 | 2.02 | 97 | 79 | 210473252
BRYANT HEATING AND COOLING SYSTEMS | 288BNV025*0**C* | CAP**4321AL*+UI | 987MB60060C21*** | 24400 | 21200 | 16.5 | 11 | 8.1 | 2.02 | 97 | 79 | 210473249
AIRQUEST | HVH825GKA3* | EA*4X48L21A*+WALLCON | *97CMN1002122A* | 24000 | 21000 | 16.5 | 11 | 8.1 | 2.02 | 97 | 79 | 210473395
HEIL | HVH825GKA3* | EA*4X43L21A*+WALLCON | *97CMN0602120A* | 24400 | 21200 | 16.5 | 11 | 8.1 | 2.02 | 97 | 79 | 210473250
CARRIER | 25VNA825A*032* | CAP**4321AL*+UI | 59MN7B060C21**20 | 24400 | 21200 | 16.5 | 11 | 8.1 | 2.02 | 97 | 79 | 210473248
TEMPSTAR | TVH825GKA3* | EA*4X43L21A*+WALLCON | *80CTL0901716A* | 24600 | 21000 | 17.5 | 11.7 | 8.5 | 2.04 | 97 | 79 | 210473247
KENMORE | (C,H,T)VH825GKA3* | EA*4X43L21A*+WALLCON | *80CTL0901716A* | 24600 | 21000 | 17.5 | 11.7 | 8.5 | 2.04 | 97 | 79 | 210473246
DAY & NIGHT | CVH825GKA3* | EA*4X43L21A*+WALLCON | *80CTL0901716A* | 24600 | 21000 | 17.5 | 11.7 | 8.5 | 2.04 | 97 | 79 | 210473244
ARCOAIRE | HVH825GKA3* | EA*4X43L21A*+WALLCON | *80CTL0901716A* | 24600 | 21000 | 17.5 | 11.7 | 8.5 | 2.04 | 97 | 79 | 210473242
COMFORTMAKER | CVH825GKA3* | EA*4X43L21A*+WALLCON | *80CTL0901716A* | 24600 | 21000 | 17.5 | 11.7 | 8.5 | 2.04 | 97 | 79 | 210473243
CARRIER | 25VNA825A*032* | CAP**4321AL*+UI | 58TN*A090C17**16 | 24600 | 21000 | 17.5 | 11.7 | 8.5 | 2.04 | 97 | 79 | 210473237
HEIL | HVH825GKA3* | EA*4X43L21A*+WALLCON | *80CTL0901716A* | 24600 | 21000 | 17.5 | 11.7 | 8.5 | 2.04 | 97 | 79 | 210473239
BRYANT HEATING AND COOLING SYSTEMS | 288BNV025*0**C* | CAP**4321AL*+UI | 88*TA48090C17*** | 24600 | 21000 | 17.5 | 11.7 | 8.5 | 2.04 | 97 | 79 | 210473238
KEEPRITE | CVH825GKA3* | EA*4X43L21A*+WALLCON | *80CSU0601716A* | 24400 | 21200 | 17 | 11 | 8.5 | 2.02 | 97 | 78 | 210473135
TEMPSTAR | TVH825GKA3* | EA*4X43L21A*+WALLCON | *96CTN1002122A* | 24400 | 21200 | 16.5 | 11 | 8.5 | 2.04 | 97 | 78 | 210473236
DAY & NIGHT | CVH825GKA3* | EA*4X43L21A*+WALLCON | *96CTN1002122A* | 24400 | 21200 | 16.5 | 11 | 8.5 | 2.04 | 97 | 78 | 210473233
KEEPRITE | CVH825GKA3* | EA*4X43L21A*+WALLCON | *97CMN1002122A* | 24400 | 21200 | 16.5 | 11 | 8.5 | 2.04 | 97 | 78 | 210473223
CARRIER | 25VNA825A*032* | CAP**4321AL*+UI | 59TN6B100C21**22 | 24400 | 21200 | 16.5 | 11 | 8.5 | 2.04 | 97 | 78 | 210473226
COMFORTMAKER | CVH825GKA3* | EA*4X43L21A*+WALLCON | *96CTN1002122A* | 24400 | 21200 | 16.5 | 11 | 8.5 | 2.04 | 97 | 78 | 210473232
ARCOAIRE | HVH825GKA3* | EA*4X43L21A*+WALLCON | *96CTN1002122A* | 24400 | 21200 | 16.5 | 11 | 8.5 | 2.04 | 97 | 78 | 210473231
TEMPSTAR | TVH825GKA3* | EA*4X43L21A*+WALLCON | *97CMN1002122A* | 24400 | 21200 | 16.5 | 11 | 8.5 | 2.04 | 97 | 78 | 210473225
AIRQUEST | HVH825GKA3* | EA*4X43L21A*+WALLCON | *96CTN1002122A* | 24400 | 21200 | 16.5 | 11 | 8.5 | 2.04 | 97 | 78 | 210473230
HEIL | HVH825GKA3* | EA*4X43L21A*+WALLCON | *96CTN1002122A* | 24400 | 21200 | 16.5 | 11 | 8.5 | 2.04 | 97 | 78 | 210473228
BRYANT HEATING AND COOLING SYSTEMS | 288BNV025*0**C* | CAP**4321AL*+UI | 986TC66100C21*** | 24400 | 21200 | 16.5 | 11 | 8.5 | 2.04 | 97 | 78 | 210473227
KENMORE | (C,H,T)VH825GKA3* | EA*4X43L21A*+WALLCON | *97CMN1002122A* | 24400 | 21200 | 16.5 | 11 | 8.5 | 2.04 | 97 | 78 | 210473224
COMFORTMAKER | CVH825GKA3* | EA*4X43L21A*+WALLCON | *97CMN1002122A* | 24400 | 21200 | 16.5 | 11 | 8.5 | 2.04 | 97 | 78 | 210473221
DAY & NIGHT | CVH825GKA3* | EA*4X43L21A*+WALLCON | *97CMN1002122A* | 24400 | 21200 | 16.5 | 11 | 8.5 | 2.04 | 97 | 78 | 210473222
AIRQUEST | HVH825GKA3* | EA*4X43L21A*+WALLCON | *97CMN1002122A* | 24400 | 21200 | 16.5 | 11 | 8.5 | 2.04 | 97 | 78 | 210473219
ARCOAIRE | HVH825GKA3* | EA*4X43L21A*+WALLCON | *97CMN1002122A* | 24400 | 21200 | 16.5 | 11 | 8.5 | 2.04 | 97 | 78 | 210473220
TEMPSTAR | TVH825GKA3* | EA*4X43L21A*+WALLCON | *97CMN0801714A* | 24400 | 21200 | 16.5 | 11 | 8.1 | 2.02 | 97 | 79 | 210473214
HEIL | HVH825GKA3* | EA*4X43L21A*+WALLCON | *97CMN1002122A* | 24400 | 21200 | 16.5 | 11 | 8.5 | 2.04 | 97 | 78 | 210473217
CARRIER | 25VNA825A*032* | CAP**4321AL*+UI | 59MN7B100C21**22 | 24400 | 21200 | 16.5 | 11 | 8.5 | 2.04 | 97 | 78 | 210473215
BRYANT HEATING AND COOLING SYSTEMS | 288BNV025*0**C* | CAP**4321AL*+UI | 987MB66100C21*** | 24400 | 21200 | 16.5 | 11 | 8.5 | 2.04 | 97 | 78 | 210473216
DAY & NIGHT | CVH825GKA3* | EA*4X43L21A*+WALLCON | *97CMN0801714A* | 24400 | 21200 | 16.5 | 11 | 8.1 | 2.02 | 97 | 79 | 210473211
COMFORTMAKER | CVH825GKA3* | EA*4X43L21A*+WALLCON | *97CMN0801714A* | 24400 | 21200 | 16.5 | 11 | 8.1 | 2.02 | 97 | 79 | 210473210
KENMORE | (C,H,T)VH825GKA3* | EA*4X43L21A*+WALLCON | *97CMN0801714A* | 24400 | 21200 | 16.5 | 11 | 8.1 | 2.02 | 97 | 79 | 210473213
ARCOAIRE | HVH825GKA3* | EA*4X43L21A*+WALLCON | *97CMN0801714A* | 24400 | 21200 | 16.5 | 11 | 8.1 | 2.02 | 97 | 79 | 210473209
AIRQUEST | HVH825GKA3* | EA*4X43L21A*+WALLCON | *97CMN0801714A* | 24400 | 21200 | 16.5 | 11 | 8.1 | 2.02 | 97 | 79 | 210473208
TEMPSTAR | TVH825GKA3* | EA*4X43L21A*+WALLCON | *97CMN0601714A* | 24200 | 21200 | 16.5 | 11 | 8.1 | 2 | 98 | 79 | 210473203
HEIL | HVH825GKA3* | EA*4X43L21A*+WALLCON | *97CMN0801714A* | 24400 | 21200 | 16.5 | 11 | 8.1 | 2.02 | 97 | 79 | 210473206
BRYANT HEATING AND COOLING SYSTEMS | 288BNV025*0**C* | CAP**4321AL*+UI | 987MB42080C17*** | 24400 | 21200 | 16.5 | 11 | 8.1 | 2.02 | 97 | 79 | 210473205
CARRIER | 25VNA825A*032* | CAP**4321AL*+UI | 59MN7B080C17**14 | 24400 | 21200 | 16.5 | 11 | 8.1 | 2.02 | 97 | 79 | 210473204
KENMORE | (C,H,T)VH825GKA3* | EA*4X43L21A*+WALLCON | *97CMN0601714A* | 24200 | 21200 | 16.5 | 11 | 8.1 | 2 | 98 | 79 | 210473202
KEEPRITE | CVH825GKA3* | EA*4X43L21A*+WALLCON | *97CMN0601714A* | 24200 | 21200 | 16.5 | 11 | 8.1 | 2 | 98 | 79 | 210473201
ARCOAIRE | HVH825GKA3* | EA*4X43L21A*+WALLCON | *97CMN0601714A* | 24200 | 21200 | 16.5 | 11 | 8.1 | 2 | 98 | 79 | 210473198
AIRQUEST | HVH824GKA** | EA*4X42L24A*+WALLCON | *97CMN1202422A* | 23600 | 22000 | 16 | 10 | 8.1 | 1.94 | 72 | 57 | 204292250
HEIL | HVH824GKA** | EA*4X42L21A*+WALLCON | *97CMN1002122A* | 23600 | 22000 | 16.5 | 10 | 8.1 | 1.94 | 71 | 57 | 204291688
ARCOAIRE | HVH824GKA** | EA*4X42L21A*+WALLCON | *97CMN1002122A* | 23600 | 22000 | 16.5 | 10 | 8.1 | 1.94 | 71 | 57 | 204291690
AIRQUEST | HVH824GKA** | EA*4X42L21A*+WALLCON | *97CMN1002122A* | 23600 | 22000 | 16.5 | 10 | 8.1 | 1.94 | 71 | 57 | 204291689
BRYANT HEATING AND COOLING SYSTEMS | 288BNV024B0**A* | CAP**4221AL*+UI | 987MB66100C21*** | 23600 | 22000 | 16.5 | 10 | 8.1 | 1.94 | 71 | 57 | 204291687
CARRIER | 25VNA824B*030* | CAP**4221AL*+UI | 59MN7B100C21**22 | 23600 | 22000 | 16.5 | 10 | 8.1 | 1.94 | 71 | 57 | 204291686
AIRQUEST | HVH824GKA** | EA*4X30L14A*+WALLCON | *80CTL0701412A* | 23400 | 22200 | 16.5 | 10 | 8.1 | 1.92 | 71 | 56 | 204290885
ARCOAIRE | HVH824GKA** | EA*4X30L14A*+WALLCON | *80CTL0701412A* | 23400 | 22200 | 16.5 | 10 | 8.1 | 1.92 | 71 | 56 | 204290886
DAY & NIGHT | CVH824GKA** | EA*4X30L14A*+WALLCON | *80CTL0701412A* | 23400 | 22200 | 16.5 | 10 | 8.1 | 1.92 | 71 | 56 | 204290888
TEMPSTAR | TVH824GKA** | EA*4X30L17A*+WALLCON | *80CTL0901716A* | 23400 | 22200 | 17 | 10 | 8.1 | 1.92 | 71 | 56 | 204290971
COMFORTMAKER | CVH824GKA** | EA*4X30L14A*+WALLCON | *80CTL0701412A* | 23400 | 22200 | 16.5 | 10 | 8.1 | 1.92 | 71 | 56 | 204290887
CARRIER | 25VNA824B*030* | CAP**3014AL*+UI | 58TN*A070C14**12 | 23400 | 22200 | 16.5 | 10 | 8.1 | 1.92 | 71 | 56 | 204290882
HEIL | HVH824GKA** | EA*4X30L14A*+WALLCON | *80CTL0701412A* | 23400 | 22200 | 16.5 | 10 | 8.1 | 1.92 | 71 | 56 | 204290884
BRYANT HEATING AND COOLING SYSTEMS | 288BNV024B0**A* | CAP**3014AL*+UI | 88*TA36070C14*** | 23400 | 22200 | 16.5 | 10 | 8.1 | 1.92 | 71 | 56 | 204290883
KENMORE | (C,H,T)VH824GKA** | EA*4X42L21A*+WALLCON | *80CTL0901716A* | 23600 | 22000 | 17 | 10 | 8.1 | 1.96 | 71 | 56 | 204291959
KEEPRITE | CVH824GKA** | EA*4X42L21A*+WALLCON | *80CTL0901716A* | 23600 | 22000 | 17 | 10 | 8.1 | 1.96 | 71 | 56 | 204291936
AIRQUEST | HVH837GKA2* | EA*4X42L24A*+WALLCON | *96CTN1202422A* | 31800 | 33000 | 17.5 | 11.5 | 8.1 | 1.9 | 95 | 74 | 206771543
ARCOAIRE | HVH837GKA2* | EA*4X42L24A*+WALLCON | *96CTN1202422A* | 31800 | 33000 | 17.5 | 11.5 | 8.1 | 1.9 | 95 | 74 | 206771544
CARRIER | 25VNA837A*031* | CAP**4224AL*+UI | 59TN6B120C24**22 | 31800 | 33000 | 17.5 | 11.5 | 8.1 | 1.9 | 95 | 74 | 206764941
TEMPSTAR | TVH837GKA2* | EA*4X36L21A*+WALLCON | *97CMN0801714A* | 31400 | 33400 | 17 | 11 | 8.1 | 1.84 | 94 | 74 | 206771108
DAY & NIGHT | CVH837GKA2* | EA*4X36L21A*+WALLCON | *97CMN0801714A* | 31400 | 33400 | 17 | 11 | 8.1 | 1.84 | 94 | 74 | 206771105
COMFORTMAKER | CVH837GKA2* | EA*4X48L24A*+WALLCON | *80CSU1002120A* | 32200 | 32600 | 17.5 | 11 | 8.5 | 1.98 | 96 | 77 | 206773184
DAY & NIGHT | CVH837GKA2* | EA*4X48L24A*+WALLCON | *80CSU1002120A* | 32200 | 32600 | 17.5 | 11 | 8.5 | 1.98 | 96 | 77 | 206773185
ARCOAIRE | HVH837GKA2* | EA*4X48L24A*+WALLCON | *80CSU1002120A* | 32200 | 32600 | 17.5 | 11 | 8.5 | 1.98 | 96 | 77 | 206773183
HEIL | HVH837GKA2* | EA*4X42L24A*+WALLCON | *96CTN1202422A* | 31800 | 33000 | 17.5 | 11.5 | 8.1 | 1.9 | 95 | 74 | 206771542
BRYANT HEATING AND COOLING SYSTEMS | 288BNV037*0**B* | CAP**4224AL*+UI | 986TC66120C24*** | 31800 | 33000 | 17.5 | 11.5 | 8.1 | 1.9 | 95 | 74 | 206771541
ARCOAIRE | HVH837GKA2* | EA*4X36L21A*+WALLCON | *97CMN0801714A* | 31400 | 33400 | 17 | 11 | 8.1 | 1.84 | 94 | 74 | 206771103
HEIL | HVH837GKA2* | EA*4X36L21A*+WALLCON | *97CMN0801714A* | 31400 | 33400 | 17 | 11 | 8.1 | 1.84 | 94 | 74 | 206771101
KEEPRITE | CVH837GKA2* | EA*4X36L21A*+WALLCON | *97CMN0801714A* | 31400 | 33400 | 17 | 11 | 8.1 | 1.84 | 94 | 74 | 206771106
TEMPSTAR | TVH837GKA2* | EA*4X42L24A*+WALLCON | *80CTL1352422A* | 31800 | 33000 | 17.5 | 11.5 | 8.1 | 1.9 | 95 | 74 | 206771540
KENMORE | (C,H,T)VH837GKA2* | EA*4X42L24A*+WALLCON | *80CTL1352422A* | 31800 | 33000 | 17.5 | 11.5 | 8.1 | 1.9 | 95 | 74 | 206997688
KENMORE | (C,H,T)VH837GKA2* | EA*4X36L21A*+WALLCON | *97CMN0801714A* | 31400 | 33400 | 17 | 11 | 8.1 | 1.84 | 94 | 74 | 206997640
BRYANT HEATING AND COOLING SYSTEMS | 288BNV037*0**B* | CAP**4824AL*+UI | 83*CA60100C21*** | 32200 | 32600 | 17.5 | 11 | 8.5 | 1.98 | 96 | 77 | 206773180
KEEPRITE | CVH837GKA2* | EA*4X48L24A*+WALLCON | *80CSU1002120A* | 32200 | 32600 | 17.5 | 11 | 8.5 | 1.98 | 96 | 77 | 206773186
AIRQUEST | HVH837GKA2* | EA*4X36L21A*+WALLCON | *97CMN0801714A* | 31400 | 33400 | 17 | 11 | 8.1 | 1.84 | 94 | 74 | 206771102
HEIL | HVH837GKA2* | EA*4X48L24A*+WALLCON | *80CSU1002120A* | 32200 | 32600 | 17.5 | 11 | 8.5 | 1.98 | 96 | 77 | 206773181
CARRIER | 25VNA837A*031* | CAP**4824AL*+UI | 58CU*A100C21**20 | 32200 | 32600 | 17.5 | 11 | 8.5 | 1.98 | 96 | 77 | 206765116
TEMPSTAR | TVH837GKA2* | EA*4X42L24A*+WALLCON | *97CMN1002122A* | 31800 | 33000 | 17.5 | 11.5 | 8.1 | 1.9 | 95 | 74 | 206771567
DAY & NIGHT | CVH837GKA2* | EA*4X42L24A*+WALLCON | *97CMN1002122A* | 31800 | 33000 | 17.5 | 11.5 | 8.1 | 1.9 | 95 | 74 | 206771564
KENMORE | (C,H,T)VH837GKA2* | EA*4X42L24A*+WALLCON | *97CMN1002122A* | 31800 | 33000 | 17.5 | 11.5 | 8.1 | 1.9 | 95 | 74 | 206997691
KEEPRITE | CVH837GKA2* | EA*4X42L24A*+WALLCON | *97CMN1002122A* | 31800 | 33000 | 17.5 | 11.5 | 8.1 | 1.9 | 95 | 74 | 206771565
COMFORTMAKER | CVH837GKA2* | EA*4X42L24A*+WALLCON | *97CMN1002122A* | 31800 | 33000 | 17.5 | 11.5 | 8.1 | 1.9 | 95 | 74 | 206771563
HEIL | HVH837GKA2* | EA*4X48L21A*+WALLCON | *80CSU0401712A* | 32400 | 32600 | 17.5 | 11 | 8.5 | 1.98 | 96 | 77 | 206773136
AIRQUEST | HVH837GKA2* | EA*4X42L24A*+WALLCON | *97CMN1002122A* | 31800 | 33000 | 17.5 | 11.5 | 8.1 | 1.9 | 95 | 74 | 206771561
ARCOAIRE | HVH837GKA2* | EA*4X42L24A*+WALLCON | *97CMN1002122A* | 31800 | 33000 | 17.5 | 11.5 | 8.1 | 1.9 | 95 | 74 | 206771562
HEIL | HVH837GKA2* | EA*4X42L24A*+WALLCON | *97CMN1002122A* | 31800 | 33000 | 17.5 | 11.5 | 8.1 | 1.9 | 95 | 74 | 206771560
AIRQUEST | HVH837GKA2* | EA*4X48L21A*+WALLCON | *80CSU0401712A* | 32400 | 32600 | 17.5 | 11 | 8.5 | 1.98 | 96 | 77 | 206773137
BRYANT HEATING AND COOLING SYSTEMS | 288BNV037*0**B* | CAP**4821AL*+UI | 83*CA36040C17*** | 32400 | 32600 | 17.5 | 11 | 8.5 | 1.98 | 96 | 77 | 206773135
CARRIER | 25VNA837A*031* | CAP**4821AL*+UI | 58CU*A040C17**12 | 32400 | 32600 | 17.5 | 11 | 8.5 | 1.98 | 96 | 77 | 206765111
KENMORE | (C,H,T)VH837GKA2* | EA*4X48L21A*+WALLCON | *95CSU1002122A* | 32400 | 32600 | 17.5 | 11.5 | 8.5 | 2 | 96 | 76 | 206997909
TEMPSTAR | TVH837GKA2* | EA*4X48L21A*+WALLCON | *95CSU1002122A* | 32400 | 32600 | 17.5 | 11.5 | 8.5 | 2 | 96 | 76 | 206773517
KEEPRITE | CVH837GKA2* | EA*4X48L21A*+WALLCON | *95CSU1002122A* | 32400 | 32600 | 17.5 | 11.5 | 8.5 | 2 | 96 | 76 | 206773515
DAY & NIGHT | CVH837GKA2* | EA*4X48L21A*+WALLCON | *95CSU1002122A* | 32400 | 32600 | 17.5 | 11.5 | 8.5 | 2 | 96 | 76 | 206773514
TEMPSTAR | TVH837GKA2* | EA*4X42L24A*+WALLCON | *97CMN1202422A* | 31800 | 33200 | 17 | 11 | 8.1 | 1.88 | 95 | 73 | 206771576
KENMORE | (C,H,T)VH837GKA2* | EA*4X42L24A*+WALLCON | *97CMN1202422A* | 31800 | 33200 | 17 | 11 | 8.1 | 1.88 | 95 | 73 | 206997692
DAY & NIGHT | CVH837GKA2* | EA*4X42L24A*+WALLCON | *97CMN1202422A* | 31800 | 33200 | 17 | 11 | 8.1 | 1.88 | 95 | 73 | 206771573
TEMPSTAR | TVH825GKA3* | EA*4X48L21A*+WALLCON | *80CTL0901716A* | 24200 | 20800 | 17.5 | 11.5 | 8.1 | 2.04 | 98 | 79 | 210473423
ARCOAIRE | HVH824GKA** | EA*4X36L17A*+WALLCON | *80CTL0901716A* | 23600 | 22000 | 17 | 10 | 8.1 | 1.94 | 71 | 56 | 204291046
COMFORTMAKER | CVH824GKA** | EA*4X36L17A*+WALLCON | *80CTL0901716A* | 23600 | 22000 | 17 | 10 | 8.1 | 1.94 | 71 | 56 | 204291047
COMFORTMAKER | CVH824GKA** | EA*4X42L24A*+WALLCON | *80CTL1352422A* | 23600 | 22000 | 16.5 | 10 | 8.1 | 1.94 | 71 | 57 | 204292212
CARRIER | 25VNA837A*031* | CAP**3721AL*+UI | 58CU*A100C21**20 | 32800 | 33000 | 17.5 | 11 | 8.5 | 1.98 | 96 | 76 | 206765102
KEEPRITE | CVH837GKA2* | EA*4X37L21A*+WALLCON | *80CSU0601716A* | 32800 | 33000 | 17.5 | 11 | 8.5 | 1.98 | 97 | 76 | 206773051
AIRQUEST | HVH837GKA2* | EA*4X48L21A*+WALLCON | *95CSU0802120A* | 32400 | 32600 | 17.5 | 11.5 | 8.5 | 1.98 | 96 | 77 | 206773502
KEEPRITE | CVH837GKA2* | EA*4X36L21A*+WALLCON | *97CMN1002122A* | 31600 | 33200 | 17 | 11 | 8.1 | 1.86 | 94 | 73 | 206771124
TEMPSTAR | TVH837GKA2* | EA*4X36L21A*+WALLCON | *97CMN1002122A* | 31600 | 33200 | 17 | 11 | 8.1 | 1.86 | 94 | 73 | 206771126
DAY & NIGHT | CVH837GKA2* | EA*4X36L21A*+WALLCON | *97CMN1002122A* | 31600 | 33200 | 17 | 11 | 8.1 | 1.86 | 94 | 73 | 206771123
KENMORE | (C,H,T)VH837GKA2* | EA*4X36L21A*+WALLCON | *97CMN1002122A* | 31600 | 33200 | 17 | 11 | 8.1 | 1.86 | 94 | 73 | 206997642
DAY & NIGHT | CVH837GKA2* | EA*4X48L21A*+WALLCON | *95CSU0802120A* | 32400 | 32600 | 17.5 | 11.5 | 8.5 | 1.98 | 96 | 77 | 206773505
AIRQUEST | HVH837GKA2* | EA*4X48L21A*+WALLCON | *80CTL0902120A* | 32200 | 32600 | 17.5 | 11.7 | 8.5 | 1.98 | 96 | 77 | 206771777
KEEPRITE | CVH837GKA2* | EA*4X48L21A*+WALLCON | *95CSU0802120A* | 32400 | 32600 | 17.5 | 11.5 | 8.5 | 1.98 | 96 | 77 | 206773506
COMFORTMAKER | CVH837GKA2* | EA*4X48L21A*+WALLCON | *95CSU0802120A* | 32400 | 32600 | 17.5 | 11.5 | 8.5 | 1.98 | 96 | 77 | 206773504
HEIL | HVH837GKA2* | EA*4X48L21A*+WALLCON | *95CSU0802120A* | 32400 | 32600 | 17.5 | 11.5 | 8.5 | 1.98 | 96 | 77 | 206773501
ARCOAIRE | HVH837GKA2* | EA*4X48L21A*+WALLCON | *95CSU0802120A* | 32400 | 32600 | 17.5 | 11.5 | 8.5 | 1.98 | 96 | 77 | 206773503
BRYANT HEATING AND COOLING SYSTEMS | 288BNV037*0**B* | CAP**4821AL*+UI | 935CA60080C21*** | 32400 | 32600 | 17.5 | 11.5 | 8.5 | 1.98 | 96 | 77 | 206773500
CARRIER | 25VNA837A*031* | CAP**4821AL*+UI | 59CU5A080C21**20 | 32400 | 32600 | 17.5 | 11.5 | 8.5 | 1.98 | 96 | 77 | 206765148
DAY & NIGHT | CVH837GKA2* | EA*4X42L24A*+WALLCON | *95CSU1002122A* | 31800 | 33000 | 17.5 | 11 | 8.1 | 1.9 | 95 | 74 | 206773469
TEMPSTAR | TVH837GKA2* | EA*4X42L24A*+WALLCON | *95CSU1002122A* | 31800 | 33000 | 17.5 | 11 | 8.1 | 1.9 | 95 | 74 | 206773472
COMFORTMAKER | CVH837GKA2* | EA*4X37L21A*+WALLCON | *80CTL0901716A* | 33000 | 32800 | 18 | 11.7 | 8.5 | 2 | 97 | 76 | 206771356
ARCOAIRE | HVH837GKA2* | EA*4X37L21A*+WALLCON | *80CTL0901716A* | 33000 | 32800 | 18 | 11.7 | 8.5 | 2 | 97 | 76 | 206771355
AIRQUEST | HVH837GKA2* | EA*4X37L21A*+WALLCON | *80CTL0901716A* | 33000 | 32800 | 18 | 11.7 | 8.5 | 2 | 97 | 76 | 206771354
HEIL | HVH837GKA2* | EA*4X37L21A*+WALLCON | *80CTL0901716A* | 33000 | 32800 | 18 | 11.7 | 8.5 | 2 | 97 | 76 | 206771353
TEMPSTAR | TVH837GKA2* | EA*4X37L21A*+WALLCON | *96CTN1002122A* | 33000 | 33000 | 17.5 | 11.7 | 8.5 | 2 | 96 | 76 | 206771351
HEIL | HVH837GKA2* | EA*4X37L21A*+WALLCON | *97CMN1002122A* | 33000 | 33000 | 17.5 | 11.7 | 8.5 | 2 | 96 | 76 | 206771326
KENMORE | (C,H,T)VH837GKA2* | EA*4X37L21A*+WALLCON | *96CTN1002122A* | 33000 | 33000 | 17.5 | 11.7 | 8.5 | 2 | 96 | 76 | 206997667
BRYANT HEATING AND COOLING SYSTEMS | 288BNV037*0**B* | CAP**3721AL*+UI | 987MB66100C21*** | 33000 | 33000 | 17.5 | 11.7 | 8.5 | 2 | 96 | 76 | 206771325
AIRQUEST | HVH837GKA2* | EA*4X37L21A*+WALLCON | *97CMN1002122A* | 33000 | 33000 | 17.5 | 11.7 | 8.5 | 2 | 96 | 76 | 206771327
CARRIER | 25VNA837A*031* | CAP**3721AL*+UI | 59MN7B100C21**22 | 33000 | 33000 | 17.5 | 11.7 | 8.5 | 2 | 96 | 76 | 206764917
CARRIER | 25VNA837A*031* | CAP**3621AL*+UI | 59MN7B100C21**22 | 31600 | 33200 | 17 | 11 | 8.1 | 1.86 | 94 | 73 | 206764894
ARCOAIRE | HVH837GKA2* | EA*4X36L21A*+WALLCON | *97CMN1002122A* | 31600 | 33200 | 17 | 11 | 8.1 | 1.86 | 94 | 73 | 206771121
AIRQUEST | HVH837GKA2* | EA*4X36L21A*+WALLCON | *97CMN1002122A* | 31600 | 33200 | 17 | 11 | 8.1 | 1.86 | 94 | 73 | 206771120
HEIL | HVH837GKA2* | EA*4X36L21A*+WALLCON | *97CMN1002122A* | 31600 | 33200 | 17 | 11 | 8.1 | 1.86 | 94 | 73 | 206771119
COMFORTMAKER | CVH837GKA2* | EA*4X42L24A*+WALLCON | *96CTN1202422A* | 31800 | 33000 | 17.5 | 11.5 | 8.1 | 1.9 | 95 | 74 | 206771545
TEMPSTAR | TVH824GKA** | EA*4X36L17A*+WALLCON | *80CTL0901716A* | 23600 | 22000 | 17 | 10 | 8.1 | 1.94 | 71 | 56 | 204291051
KENMORE | (C,H,T)VH824GKA** | EA*4X36L17A*+WALLCON | *80CTL0901716A* | 23600 | 22000 | 17 | 10 | 8.1 | 1.94 | 71 | 56 | 204291050
KEEPRITE | CVH824GKA** | EA*4X36L17A*+WALLCON | *80CTL0901716A* | 23600 | 22000 | 17 | 10 | 8.1 | 1.94 | 71 | 56 | 204291049
AIRQUEST | HVH824GKA** | EA*4X36L17A*+WALLCON | *80CTL0901716A* | 23600 | 22000 | 17 | 10 | 8.1 | 1.94 | 71 | 56 | 204291045
DAY & NIGHT | CVH824GKA** | EA*4X36L17A*+WALLCON | *80CTL0901716A* | 23600 | 22000 | 17 | 10 | 8.1 | 1.94 | 71 | 56 | 204291048
TEMPSTAR | TVH837GKA2* | EA*4X42L24A*+WALLCON | *96CTN1202422A* | 31800 | 33000 | 17.5 | 11.5 | 8.1 | 1.9 | 95 | 74 | 206771549
CARRIER | 25VNA837A*031* | CAP**4221AL*+UI | 58CU*A060C17**16 | 31800 | 33200 | 17.5 | 11 | 8.1 | 1.88 | 95 | 74 | 206765103
KENMORE | (C,H,T)VH837GKA2* | EA*4X42L21A*+WALLCON | *95CSU1002122A* | 31800 | 33000 | 17.5 | 11 | 8.1 | 1.9 | 95 | 74 | 206997902
KEEPRITE | CVH837GKA2* | EA*4X42L24A*+WALLCON | *96CTN1202422A* | 31800 | 33000 | 17.5 | 11.5 | 8.1 | 1.9 | 95 | 74 | 206771547
BRYANT HEATING AND COOLING SYSTEMS | 288BNV037*0**B* | CAP**4221AL*+UI | 83*CA48060C17*** | 31800 | 33200 | 17.5 | 11 | 8.1 | 1.88 | 95 | 74 | 206773063
DAY & NIGHT | CVH837GKA2* | EA*4X42L24A*+WALLCON | *96CTN1202422A* | 31800 | 33000 | 17.5 | 11.5 | 8.1 | 1.9 | 95 | 74 | 206771546
KEEPRITE | CVH837GKA2* | EA*4X42L21A*+WALLCON | *95CSU1002122A* | 31800 | 33000 | 17.5 | 11 | 8.1 | 1.9 | 95 | 74 | 206773452
HEIL | HVH837GKA2* | EA*4X37L21A*+WALLCON | *80CSU0401712A* | 32800 | 33000 | 17.5 | 11.5 | 8.5 | 1.98 | 96 | 76 | 206773037
DAY & NIGHT | CVH837GKA2* | EA*4X42L21A*+WALLCON | *95CSU1002122A* | 31800 | 33000 | 17.5 | 11 | 8.1 | 1.9 | 95 | 74 | 206773451
COMFORTMAKER | CVH837GKA2* | EA*4X42L21A*+WALLCON | *95CSU1002122A* | 31800 | 33000 | 17.5 | 11 | 8.1 | 1.9 | 95 | 74 | 206773450
KEEPRITE | CVH837GKA2* | EA*4X37L21A*+WALLCON | *80CSU0401712A* | 32800 | 33000 | 17.5 | 11.5 | 8.5 | 1.98 | 96 | 76 | 206773042
ARCOAIRE | HVH837GKA2* | EA*4X42L21A*+WALLCON | *95CSU1002122A* | 31800 | 33000 | 17.5 | 11 | 8.1 | 1.9 | 95 | 74 | 206773449
DAY & NIGHT | CVH837GKA2* | EA*4X37L21A*+WALLCON | *80CSU0401712A* | 32800 | 33000 | 17.5 | 11.5 | 8.5 | 1.98 | 96 | 76 | 206773041
COMFORTMAKER | CVH837GKA2* | EA*4X37L21A*+WALLCON | *80CSU0401712A* | 32800 | 33000 | 17.5 | 11.5 | 8.5 | 1.98 | 96 | 76 | 206773040
DAY & NIGHT | CVH837GKA2* | EA*4X37L21A*+WALLCON | *95CSU1002122A* | 33000 | 32800 | 17.5 | 11.5 | 8.5 | 2 | 97 | 76 | 206773433
AIRQUEST | HVH837GKA2* | EA*4X37L21A*+WALLCON | *80CSU0401712A* | 32800 | 33000 | 17.5 | 11.5 | 8.5 | 1.98 | 96 | 76 | 206773038
ARCOAIRE | HVH837GKA2* | EA*4X37L21A*+WALLCON | *80CSU0401712A* | 32800 | 33000 | 17.5 | 11.5 | 8.5 | 1.98 | 96 | 76 | 206773039
BRYANT HEATING AND COOLING SYSTEMS | 288BNV037*0**B* | CAP**3721AL*+UI | 83*CA36040C17*** | 32800 | 33000 | 17.5 | 11.5 | 8.5 | 1.98 | 96 | 76 | 206773036
CARRIER | 25VNA837A*031* | CAP**3721AL*+UI | 58CU*A040C17**12 | 32800 | 33000 | 17.5 | 11.5 | 8.5 | 1.98 | 96 | 76 | 206765100
KENMORE | (C,H,T)VH837GKA2* | EA*4X37L21A*+WALLCON | *95CSU1002122A* | 33000 | 32800 | 17.5 | 11.5 | 8.5 | 2 | 97 | 76 | 206997900
ARCOAIRE | HVH837GKA2* | EA*4X37L21A*+WALLCON | *95CSU1002122A* | 33000 | 32800 | 17.5 | 11.5 | 8.5 | 2 | 97 | 76 | 206773431
TEMPSTAR | TVH837GKA2* | EA*4X37L21A*+WALLCON | *95CSU1002122A* | 33000 | 32800 | 17.5 | 11.5 | 8.5 | 2 | 97 | 76 | 206773436
KEEPRITE | CVH837GKA2* | EA*4X37L21A*+WALLCON | *95CSU1002122A* | 33000 | 32800 | 17.5 | 11.5 | 8.5 | 2 | 97 | 76 | 206773434
COMFORTMAKER | CVH837GKA2* | EA*4X37L21A*+WALLCON | *95CSU1002122A* | 33000 | 32800 | 17.5 | 11.5 | 8.5 | 2 | 97 | 76 | 206773432
HEIL | HVH837GKA2* | EA*4X37L21A*+WALLCON | *95CSU1002122A* | 33000 | 32800 | 17.5 | 11.5 | 8.5 | 2 | 97 | 76 | 206773429
KENMORE | (C,H,T)VH837GKA2* | EA*4X48L21A*+WALLCON | *97CMN1002122A* | 32400 | 32600 | 17.5 | 11.7 | 8.5 | 1.98 | 96 | 77 | 206997721
TEMPSTAR | TVH837GKA2* | EA*4X48L21A*+WALLCON | *97CMN1002122A* | 32400 | 32600 | 17.5 | 11.7 | 8.5 | 1.98 | 96 | 77 | 206771837
DAY & NIGHT | CVH837GKA2* | EA*4X48L21A*+WALLCON | *97CMN1002122A* | 32400 | 32600 | 17.5 | 11.7 | 8.5 | 1.98 | 96 | 77 | 206771834
KEEPRITE | CVH837GKA2* | EA*4X48L21A*+WALLCON | *97CMN1002122A* | 32400 | 32600 | 17.5 | 11.7 | 8.5 | 1.98 | 96 | 77 | 206771835
TEMPSTAR | TVH837GKA2* | EA*4X43L21A*+WALLCON | *97CMN1002122A* | 33000 | 33000 | 17.5 | 11.7 | 8.5 | 2 | 96 | 76 | 206771702
KENMORE | (C,H,T)VH837GKA2* | EA*4X43L21A*+WALLCON | *97CMN1002122A* | 33000 | 33000 | 17.5 | 11.7 | 8.5 | 2 | 96 | 76 | 206997706
COMFORTMAKER | CVH837GKA2* | EA*4X48L21A*+WALLCON | *95CSU1002122A* | 32400 | 32600 | 17.5 | 11.5 | 8.5 | 2 | 96 | 76 | 206773513
HEIL | HVH837GKA2* | EA*4X48L21A*+WALLCON | *95CSU1002122A* | 32400 | 32600 | 17.5 | 11.5 | 8.5 | 2 | 96 | 76 | 206773510
AIRQUEST | HVH837GKA2* | EA*4X48L21A*+WALLCON | *95CSU1002122A* | 32400 | 32600 | 17.5 | 11.5 | 8.5 | 2 | 96 | 76 | 206773511
ARCOAIRE | HVH837GKA2* | EA*4X48L21A*+WALLCON | *95CSU1002122A* | 32400 | 32600 | 17.5 | 11.5 | 8.5 | 2 | 96 | 76 | 206773512
BRYANT HEATING AND COOLING SYSTEMS | 288BNV037*0**B* | CAP**4821AL*+UI | 935CA66100C21*** | 32400 | 32600 | 17.5 | 11.5 | 8.5 | 2 | 96 | 76 | 206773509
CARRIER | 25VNA837A*031* | CAP**4821AL*+UI | 59CU5A100C21**22 | 32400 | 32600 | 17.5 | 11.5 | 8.5 | 2 | 96 | 76 | 206765149
KENMORE | (C,H,T)VH837GKA2* | EA*4X48L21A*+WALLCON | *95CSU0802120A* | 32400 | 32600 | 17.5 | 11.5 | 8.5 | 1.98 | 96 | 77 | 206997908
TEMPSTAR | TVH837GKA2* | EA*4X48L21A*+WALLCON | *95CSU0802120A* | 32400 | 32600 | 17.5 | 11.5 | 8.5 | 1.98 | 96 | 77 | 206773508
AIRQUEST | HVH837GKA2* | EA*4X37L21A*+WALLCON | *80CSU1002120A* | 32800 | 33000 | 17.5 | 11 | 8.5 | 1.98 | 96 | 76 | 206773056
TEMPSTAR | TVH837GKA2* | EA*4X37L21A*+WALLCON | *80CSU0601716A* | 32800 | 33000 | 17.5 | 11 | 8.5 | 1.98 | 97 | 76 | 206773053
HEIL | HVH837GKA2* | EA*4X37L21A*+WALLCON | *80CSU1002120A* | 32800 | 33000 | 17.5 | 11 | 8.5 | 1.98 | 96 | 76 | 206773055
KENMORE | (C,H,T)VH837GKA2* | EA*4X37L21A*+WALLCON | *80CSU0601716A* | 32800 | 33000 | 17.5 | 11 | 8.5 | 1.98 | 97 | 76 | 206997857
BRYANT HEATING AND COOLING SYSTEMS | 288BNV037*0**B* | CAP**3721AL*+UI | 83*CA60100C21*** | 32800 | 33000 | 17.5 | 11 | 8.5 | 1.98 | 96 | 76 | 206773054
DAY & NIGHT | CVH837GKA2* | EA*4X37L21A*+WALLCON | *80CSU0601716A* | 32800 | 33000 | 17.5 | 11 | 8.5 | 1.98 | 97 | 76 | 206773050
BRYANT HEATING AND COOLING SYSTEMS | 288BNV048*0**B* | CAP**4824AL*+UI | 83*CA60080C21*** | 45000 | 46500 | 17.5 | 10 | 8.5 | 2.04 | 78 | 62 | 206774704
CARRIER | 25VNA848A*031* | CAP**4824AL*+UI | 58CU*A080C21**20 | 45000 | 46500 | 17.5 | 10 | 8.5 | 2.04 | 78 | 62 | 206765280
CARRIER | 25VNA848A*031* | CAP**6024AL*+UI | 59TN6B100C21**22 | 45500 | 45500 | 17.5 | 10 | 8.5 | 2.02 | 79 | 63 | 206765198
KENMORE | (C,H,T)VH848GKA2* | EA*4X48L24A*+WALLCON | *95CSU1002122A* | 45000 | 46500 | 17.5 | 10 | 8.5 | 2.02 | 78 | 62 | 206997609
HEIL | HVH848GKA2* | EA*4X48L24A*+WALLCON | *80CSU0802120A* | 45000 | 46500 | 17.5 | 10 | 8.5 | 2.04 | 78 | 62 | 206774705
AIRQUEST | HVH848GKA2* | EA*4X60L24A*+WALLCON | *96CTN1002122A* | 45500 | 45500 | 17.5 | 10 | 8.5 | 2.02 | 79 | 63 | 206773968
BRYANT HEATING AND COOLING SYSTEMS | 288BNV048*0**B* | CAP**6024AL*+UI | 986TC66100C21*** | 45500 | 45500 | 17.5 | 10 | 8.5 | 2.02 | 79 | 63 | 206773966
TEMPSTAR | TVH848GKA2* | EA*4X60L24A*+WALLCON | *97CMN1002122A* | 45500 | 45500 | 17.5 | 10 | 8.5 | 2.02 | 79 | 63 | 206773947
KENMORE | (C,H,T)VH848GKA2* | EA*4X60L24A*+WALLCON | *97CMN1002122A* | 45500 | 45500 | 17.5 | 10 | 8.5 | 2.02 | 79 | 63 | 206997503
KEEPRITE | CVH848GKA2* | EA*4X60L24A*+WALLCON | *97CMN1002122A* | 45500 | 45500 | 17.5 | 10 | 8.5 | 2.02 | 79 | 63 | 206773945
DAY & NIGHT | CVH848GKA2* | EA*4X60L24A*+WALLCON | *97CMN1002122A* | 45500 | 45500 | 17.5 | 10 | 8.5 | 2.02 | 79 | 63 | 206773944
KENMORE | (C,H,T)VH848GKA2* | EHD4X60AAL+WALLCON | *96CTN1202422A* | 46000 | 46000 | 17 | 10 | 8.5 | 2.04 | 79 | 63 | 206997576
AIRQUEST | HVH848GKA2* | EN(A,D,W)4X60L24**+WALLCON | *96CTN1002122A* | 45500 | 46500 | 17.5 | 10 | 8.5 | 2 | 78 | 62 | 206774427
TEMPSTAR | TVH848GKA2* | EHD4X60AAL+WALLCON | *96CTN1202422A* | 46000 | 46000 | 17 | 10 | 8.5 | 2.04 | 79 | 63 | 206774604
ARCOAIRE | HVH848GKA2* | EA*4X61L24A*+WALLCON | *80CSU0802120A* | 46500 | 46000 | 18 | 10 | 8.5 | 2.04 | 78 | 62 | 206774770
DAY & NIGHT | CVH848GKA2* | EHD4X60AAL+WALLCON | *96CTN1202422A* | 46000 | 46000 | 17 | 10 | 8.5 | 2.04 | 79 | 63 | 206774601
ARCOAIRE | HVH848GKA2* | EHD4X60AAL+WALLCON | *96CTN1202422A* | 46000 | 46000 | 17 | 10 | 8.5 | 2.04 | 79 | 63 | 206774599
COMFORTMAKER | CVH848GKA2* | EHD4X60AAL+WALLCON | *96CTN1202422A* | 46000 | 46000 | 17 | 10 | 8.5 | 2.04 | 79 | 63 | 206774600
HEIL | HVH848GKA2* | EHD4X60AAL+WALLCON | *96CTN1202422A* | 46000 | 46000 | 17 | 10 | 8.5 | 2.04 | 79 | 63 | 206774597
AIRQUEST | HVH848GKA2* | EHD4X60AAL+WALLCON | *96CTN1202422A* | 46000 | 46000 | 17 | 10 | 8.5 | 2.04 | 79 | 63 | 206774598
ARCOAIRE | HVH848GKA2* | EN(A,D,W)4X60L24**+WALLCON | *96CTN1002122A* | 45500 | 46500 | 17.5 | 10 | 8.5 | 2 | 78 | 62 | 206774428
COMFORTMAKER | CVH848GKA2* | EN(A,D,W)4X60L24**+WALLCON | *96CTN1002122A* | 45500 | 46500 | 17.5 | 10 | 8.5 | 2 | 78 | 62 | 206774429
CARRIER | 25VNA848A*031* | CNPV*6024AL*+UI | 59TN6B100C21**22 | 45500 | 46500 | 17.5 | 10 | 8.5 | 2 | 78 | 62 | 206765249
HEIL | HVH848GKA2* | EN(A,D,W)4X60L24**+WALLCON | *96CTN1002122A* | 45500 | 46500 | 17.5 | 10 | 8.5 | 2 | 78 | 62 | 206774426
BRYANT HEATING AND COOLING SYSTEMS | 288BNV048*0**B* | CNPV*6024AL*+UI | 986TC66100C21*** | 45500 | 46500 | 17.5 | 10 | 8.5 | 2 | 78 | 62 | 206774425
COMFORTMAKER | CVH848GKA2* | EA*4X61L24A*+WALLCON | *80CSU0802120A* | 46500 | 46000 | 18 | 10 | 8.5 | 2.04 | 78 | 62 | 206774771
TEMPSTAR | TVH848GKA2* | EN(A,D,W)4X60L24**+WALLCON | *97CMN1002122A* | 45500 | 46500 | 17.5 | 10 | 8.5 | 2 | 78 | 62 | 206774406
KENMORE | (C,H,T)VH848GKA2* | EN(A,D,W)4X60L24**+WALLCON | *97CMN1002122A* | 45500 | 46500 | 17.5 | 10 | 8.5 | 2 | 78 | 62 | 206997554
DAY & NIGHT | CVH848GKA2* | EA*4X61L24A*+WALLCON | *80CSU0802120A* | 46500 | 46000 | 18 | 10 | 8.5 | 2.04 | 78 | 62 | 206774772
KEEPRITE | CVH848GKA2* | EA*4X61L24A*+WALLCON | *80CSU0802120A* | 46500 | 46000 | 18 | 10 | 8.5 | 2.04 | 78 | 62 | 206774773
BRYANT HEATING AND COOLING SYSTEMS | 288BNV048*0**B* | CAP**6024AL*+UI | 987MB66100C21*** | 45500 | 45500 | 17.5 | 10 | 8.5 | 2.02 | 79 | 63 | 206773939
HEIL | HVH848GKA2* | EA*4X61L24A*+WALLCON | *80CSU0802120A* | 46500 | 46000 | 18 | 10 | 8.5 | 2.04 | 78 | 62 | 206774768
AIRQUEST | HVH848GKA2* | EA*4X61L24A*+WALLCON | *80CSU0802120A* | 46500 | 46000 | 18 | 10 | 8.5 | 2.04 | 78 | 62 | 206774769
CARRIER | 25VNA848A*031* | CAP**6124AL*+UI | 58CU*A080C21**20 | 46500 | 46000 | 18 | 10 | 8.5 | 2.04 | 78 | 62 | 206765287
BRYANT HEATING AND COOLING SYSTEMS | 288BNV048*0**B* | CAP**6124AL*+UI | 83*CA60080C21*** | 46500 | 46000 | 18 | 10 | 8.5 | 2.04 | 78 | 62 | 206774767
COMFORTMAKER | CVH848GKA2* | EA*4X60L24A*+WALLCON | *97CMN1002122A* | 45500 | 45500 | 17.5 | 10 | 8.5 | 2.02 | 79 | 63 | 206773943
ARCOAIRE | HVH848GKA2* | EA*4X60L24A*+WALLCON | *97CMN1002122A* | 45500 | 45500 | 17.5 | 10 | 8.5 | 2.02 | 79 | 63 | 206773942
AIRQUEST | HVH848GKA2* | EA*4X60L24A*+WALLCON | *97CMN1002122A* | 45500 | 45500 | 17.5 | 10 | 8.5 | 2.02 | 79 | 63 | 206773941
KENMORE | (C,H,T)VH848GKA2* | EA*4X60L24A*+WALLCON | *96CTN1202422A* | 45500 | 45500 | 17.5 | 10 | 8.5 | 2.02 | 79 | 63 | 206997501
BRYANT HEATING AND COOLING SYSTEMS | 288BNV048*0**B* | CSPH*4812AL*+UI | 88*TA66135C24*** | 45500 | 47000 | 16.5 | 10 | 8.5 | 2.08 | 79 | 64 | 206774479
TEMPSTAR | TVH848GKA2* | EA*4X60L24A*+WALLCON | *96CTN1202422A* | 45500 | 45500 | 17.5 | 10 | 8.5 | 2.02 | 79 | 63 | 206773929
KENMORE | (C,H,T)VH837GKA2* | EA*4X42L24A*+WALLCON | *95CSU1002122A* | 31800 | 33000 | 17.5 | 11 | 8.1 | 1.9 | 95 | 74 | 206997904
KEEPRITE | CVH837GKA2* | EA*4X42L24A*+WALLCON | *95CSU1002122A* | 31800 | 33000 | 17.5 | 11 | 8.1 | 1.9 | 95 | 74 | 206773470
BRYANT HEATING AND COOLING SYSTEMS | 288BNV037*0**B* | CAP**3721AL*+UI | 88*TA48090C17*** | 33000 | 32800 | 18 | 11.7 | 8.5 | 2 | 97 | 76 | 206771352
CARRIER | 25VNA837A*031* | CAP**4224AL*+UI | 58CU*A100C21**20 | 31800 | 33200 | 17 | 11 | 8.1 | 1.9 | 95 | 73 | 206765106
BRYANT HEATING AND COOLING SYSTEMS | 288BNV037*0**B* | CAP**4224AL*+UI | 83*CA60100C21*** | 31800 | 33200 | 17 | 11 | 8.1 | 1.9 | 95 | 73 | 206773090
HEIL | HVH837GKA2* | EA*4X42L24A*+WALLCON | *80CSU1002120A* | 31800 | 33200 | 17 | 11 | 8.1 | 1.9 | 95 | 73 | 206773091
AIRQUEST | HVH837GKA2* | EA*4X42L24A*+WALLCON | *80CSU1002120A* | 31800 | 33200 | 17 | 11 | 8.1 | 1.9 | 95 | 73 | 206773092
ARCOAIRE | HVH837GKA2* | EA*4X48L24A*+WALLCON | *80CTL1352422A* | 32400 | 32400 | 17.5 | 11.7 | 8.5 | 2 | 97 | 77 | 206771904
COMFORTMAKER | CVH837GKA2* | EA*4X48L24A*+WALLCON | *80CTL1352422A* | 32400 | 32400 | 17.5 | 11.7 | 8.5 | 2 | 97 | 77 | 206771905
KEEPRITE | CVH837GKA2* | EA*4X48L24A*+WALLCON | *80CTL1352422A* | 32400 | 32400 | 17.5 | 11.7 | 8.5 | 2 | 97 | 77 | 206771907
DAY & NIGHT | CVH837GKA2* | EA*4X48L24A*+WALLCON | *80CTL1352422A* | 32400 | 32400 | 17.5 | 11.7 | 8.5 | 2 | 97 | 77 | 206771906
CARRIER | 25VNA837A*031* | CAP**4824AL*+UI | 59TN6B120C24**22 | 32400 | 32400 | 17.5 | 11.7 | 8.5 | 2 | 97 | 77 | 206764982
BRYANT HEATING AND COOLING SYSTEMS | 288BNV037*0**B* | CAP**4824AL*+UI | 986TC66120C24*** | 32400 | 32400 | 17.5 | 11.7 | 8.5 | 2 | 97 | 77 | 206771910
KENMORE | (C,H,T)VH837GKA2* | EA*4X48L24A*+WALLCON | *80CTL1352422A* | 32400 | 32400 | 17.5 | 11.7 | 8.5 | 2 | 97 | 77 | 206997729
TEMPSTAR | TVH837GKA2* | EA*4X48L24A*+WALLCON | *80CTL1352422A* | 32400 | 32400 | 17.5 | 11.7 | 8.5 | 2 | 97 | 77 | 206771909
ARCOAIRE | HVH837GKA2* | EN(A,D,W)4X48L21**+WALLCON | *80CTL0902120A* | 32400 | 33000 | 17.5 | 11.7 | 8.1 | 1.96 | 96 | 75 | 206772246
COMFORTMAKER | CVH837GKA2* | EN(A,D,W)4X48L21**+WALLCON | *80CTL0902120A* | 32400 | 33000 | 17.5 | 11.7 | 8.1 | 1.96 | 96 | 75 | 206772247
KENMORE | (C,H,T)VH837GKA2* | EN(A,D,W)4X48L21**+WALLCON | *80CTL0902120A* | 32400 | 33000 | 17.5 | 11.7 | 8.1 | 1.96 | 96 | 75 | 206997767
DAY & NIGHT | CVH837GKA2* | EN(A,D,W)4X48L21**+WALLCON | *80CTL0902120A* | 32400 | 33000 | 17.5 | 11.7 | 8.1 | 1.96 | 96 | 75 | 206772248
AIRQUEST | HVH837GKA2* | EHD4X48AAL+WALLCON | *80CTL0701716A* | 32600 | 33200 | 17 | 11 | 8.1 | 1.96 | 96 | 75 | 206772867
ARCOAIRE | HVH837GKA2* | EHD4X48AAL+WALLCON | *80CTL0701716A* | 32600 | 33200 | 17 | 11 | 8.1 | 1.96 | 96 | 75 | 206772868
COMFORTMAKER | CVH837GKA2* | EHD4X48AAL+WALLCON | *80CTL0701716A* | 32600 | 33200 | 17 | 11 | 8.1 | 1.96 | 96 | 75 | 206772869
DAY & NIGHT | CVH837GKA2* | EHD4X48AAL+WALLCON | *80CTL0701716A* | 32600 | 33200 | 17 | 11 | 8.1 | 1.96 | 96 | 75 | 206772870
TEMPSTAR | TVH824GKA** | EA*4X42L21A*+WALLCON | *96CTN1002122A* | 23600 | 22000 | 16.5 | 10 | 8.1 | 1.94 | 71 | 57 | 204291829
BRYANT HEATING AND COOLING SYSTEMS | 288BNV024B0**A* | CAP**4221AL*+UI | 88*TA48090C17*** | 23600 | 22000 | 17 | 10 | 8.1 | 1.96 | 71 | 56 | 204291845
AIRQUEST | HVH824GKA** | EA*4X42L21A*+WALLCON | *80CTL0901716A* | 23600 | 22000 | 17 | 10 | 8.1 | 1.96 | 71 | 56 | 204291863
COMFORTMAKER | CVH824GKA** | EA*4X42L21A*+WALLCON | *80CTL0901716A* | 23600 | 22000 | 17 | 10 | 8.1 | 1.96 | 71 | 56 | 204291898
ARCOAIRE | HVH824GKA** | EA*4X42L21A*+WALLCON | *80CTL0901716A* | 23600 | 22000 | 17 | 10 | 8.1 | 1.96 | 71 | 56 | 204291880
HEIL | HVH824GKA** | EA*4X42L21A*+WALLCON | *80CTL0901716A* | 23600 | 22000 | 17 | 10 | 8.1 | 1.96 | 71 | 56 | 204291853
CARRIER | 25VNA824B*030* | CAP**4221AL*+UI | 58TN*A090C17**16 | 23600 | 22000 | 17 | 10 | 8.1 | 1.96 | 71 | 56 | 204291836
DAY & NIGHT | CVH824GKA** | EA*4X42L21A*+WALLCON | *80CTL0901716A* | 23600 | 22000 | 17 | 10 | 8.1 | 1.96 | 71 | 56 | 204291918
ARCOAIRE | HVH824GKA** | EA*4X42L24A*+WALLCON | *97CMN1202422A* | 23600 | 22000 | 16 | 10 | 8.1 | 1.94 | 72 | 57 | 204292251
ARCOAIRE | HVH824GKA** | EA*4X36L17A*+WALLCON | *80CTL0701716A* | 23400 | 22200 | 16.5 | 10 | 8.1 | 1.92 | 71 | 56 | 204290986
BRYANT HEATING AND COOLING SYSTEMS | 288BNV024B0**A* | CAP**3617AL*+UI | 88*TA48070C17*** | 23400 | 22200 | 16.5 | 10 | 8.1 | 1.92 | 71 | 56 | 204290983
CARRIER | 25VNA824B*030* | CAP**3617AL*+UI | 58TN*A070C17**16 | 23400 | 22200 | 16.5 | 10 | 8.1 | 1.92 | 71 | 56 | 204290982
HEIL | HVH824GKA** | EA*4X36L17A*+WALLCON | *80CTL0701716A* | 23400 | 22200 | 16.5 | 10 | 8.1 | 1.92 | 71 | 56 | 204290984
COMFORTMAKER | CVH824GKA** | EA*4X36L17A*+WALLCON | *80CTL0701716A* | 23400 | 22200 | 16.5 | 10 | 8.1 | 1.92 | 71 | 56 | 204290987
DAY & NIGHT | CVH824GKA** | EA*4X36L17A*+WALLCON | *80CTL0701716A* | 23400 | 22200 | 16.5 | 10 | 8.1 | 1.92 | 71 | 56 | 204290988
BRYANT HEATING AND COOLING SYSTEMS | 288BNV024B0**A* | CAP**4221AL*+UI | 986TC42080C17*** | 23600 | 22200 | 16 | 10 | 8.1 | 1.92 | 71 | 57 | 204291647
HEIL | HVH824GKA** | EA*4X42L21A*+WALLCON | *96CTN0801714A* | 23600 | 22200 | 16 | 10 | 8.1 | 1.92 | 71 | 57 | 204291648
CARRIER | 25VNA824B*030* | CAP**4221AL*+UI | 59TN6B080C17**14 | 23600 | 22200 | 16 | 10 | 8.1 | 1.92 | 71 | 57 | 204291646
ARCOAIRE | HVH824GKA** | EA*4X42L21A*+WALLCON | *96CTN0801714A* | 23600 | 22200 | 16 | 10 | 8.1 | 1.92 | 71 | 57 | 204291650
CARRIER | 25VNA824B*030* | CAP**3621AL*+UI | 59TN6B100C21**22 | 23400 | 22000 | 16.5 | 10 | 8.1 | 1.92 | 72 | 57 | 204291162
COMFORTMAKER | CVH824GKA** | EA*4X42L24A*+WALLCON | *97CMN1202422A* | 23600 | 22000 | 16 | 10 | 8.1 | 1.94 | 72 | 57 | 204292252
BRYANT HEATING AND COOLING SYSTEMS | 288BNV024B0**A* | CAP**3621AL*+UI | 986TC66100C21*** | 23400 | 22000 | 16.5 | 10 | 8.1 | 1.92 | 72 | 57 | 204291163
KENMORE | (C,H,T)VH837GKA2* | EA*4X42L24A*+WALLCON | *96CTN1202422A* | 31800 | 33000 | 17.5 | 11.5 | 8.1 | 1.9 | 95 | 74 | 206997689
TEMPSTAR | TVH837GKA2* | EA*4X42L21A*+WALLCON | *95CSU1002122A* | 31800 | 33000 | 17.5 | 11 | 8.1 | 1.9 | 95 | 74 | 206773454
KENMORE | (C,H,T)VH837GKA2* | EA*4X43L21A*+WALLCON | *95CSU0802120A* | 33000 | 32800 | 17.5 | 11.5 | 8.5 | 2 | 97 | 76 | 206997905
BRYANT HEATING AND COOLING SYSTEMS | 288BNV037*0**B* | CAP**4321AL*+UI | 935CA66100C21*** | 33000 | 32800 | 17.5 | 11.5 | 8.5 | 2 | 96 | 76 | 206773482
CARRIER | 25VNA837A*031* | CAP**4321AL*+UI | 59CU5A100C21**22 | 33000 | 32800 | 17.5 | 11.5 | 8.5 | 2 | 96 | 76 | 206765146
TEMPSTAR | TVH837GKA2* | EA*4X43L21A*+WALLCON | *95CSU0802120A* | 33000 | 32800 | 17.5 | 11.5 | 8.5 | 2 | 97 | 76 | 206773481
HEIL | HVH837GKA2* | EA*4X43L21A*+WALLCON | *95CSU1002122A* | 33000 | 32800 | 17.5 | 11.5 | 8.5 | 2 | 96 | 76 | 206773483
COMFORTMAKER | CVH837GKA2* | EA*4X43L21A*+WALLCON | *95CSU1002122A* | 33000 | 32800 | 17.5 | 11.5 | 8.5 | 2 | 96 | 76 | 206773486
ARCOAIRE | HVH837GKA2* | EA*4X43L21A*+WALLCON | *95CSU1002122A* | 33000 | 32800 | 17.5 | 11.5 | 8.5 | 2 | 96 | 76 | 206773485
ARCOAIRE | HVH837GKA2* | EA*4X36L17A*+WALLCON | *80CTL0701412A* | 31400 | 33400 | 17.5 | 11 | 8.1 | 1.84 | 94 | 73 | 206771022
AIRQUEST | HVH837GKA2* | EA*4X43L21A*+WALLCON | *95CSU1002122A* | 33000 | 32800 | 17.5 | 11.5 | 8.5 | 2 | 96 | 76 | 206773484
DAY & NIGHT | CVH837GKA2* | EA*4X36L17A*+WALLCON | *80CTL0701412A* | 31400 | 33400 | 17.5 | 11 | 8.1 | 1.84 | 94 | 73 | 206771024
COMFORTMAKER | CVH837GKA2* | EA*4X36L17A*+WALLCON | *80CTL0701412A* | 31400 | 33400 | 17.5 | 11 | 8.1 | 1.84 | 94 | 73 | 206771023
TEMPSTAR | TVH837GKA2* | EA*4X36L17A*+WALLCON | *80CTL0701412A* | 31400 | 33400 | 17.5 | 11 | 8.1 | 1.84 | 94 | 73 | 206771027
KENMORE | (C,H,T)VH837GKA2* | EA*4X36L17A*+WALLCON | *80CTL0701412A* | 31400 | 33400 | 17.5 | 11 | 8.1 | 1.84 | 94 | 73 | 206997631
KEEPRITE | CVH837GKA2* | EA*4X36L17A*+WALLCON | *80CTL0701412A* | 31400 | 33400 | 17.5 | 11 | 8.1 | 1.84 | 94 | 73 | 206771025
CARRIER | 25VNA837A*031* | CAP**3617AL*+UI | 58TN*A090C17**16 | 31600 | 33200 | 17.5 | 11 | 8.1 | 1.86 | 94 | 73 | 206764884
DAY & NIGHT | CVH837GKA2* | EA*4X48L24A*+WALLCON | *95CSU1002122A* | 32400 | 32400 | 17.5 | 11.5 | 8.5 | 2 | 97 | 77 | 206773532
AIRQUEST | HVH837GKA2* | EA*4X48L24A*+WALLCON | *95CSU1002122A* | 32400 | 32400 | 17.5 | 11.5 | 8.5 | 2 | 97 | 77 | 206773529
HEIL | HVH837GKA2* | EA*4X48L24A*+WALLCON | *95CSU1002122A* | 32400 | 32400 | 17.5 | 11.5 | 8.5 | 2 | 97 | 77 | 206773528
KENMORE | (C,H,T)VH837GKA2* | EA*4X48L24A*+WALLCON | *95CSU1002122A* | 32400 | 32400 | 17.5 | 11.5 | 8.5 | 2 | 97 | 77 | 206997911
ARCOAIRE | HVH837GKA2* | EA*4X48L24A*+WALLCON | *95CSU1002122A* | 32400 | 32400 | 17.5 | 11.5 | 8.5 | 2 | 97 | 77 | 206773530
TEMPSTAR | TVH837GKA2* | EA*4X48L24A*+WALLCON | *95CSU1002122A* | 32400 | 32400 | 17.5 | 11.5 | 8.5 | 2 | 97 | 77 | 206773535
DAY & NIGHT | CVH837GKA2* | EA*4X42L21A*+WALLCON | *97CMN1002122A* | 31800 | 33000 | 17 | 11.5 | 8.1 | 1.9 | 95 | 74 | 206771465
KEEPRITE | CVH837GKA2* | EA*4X48L24A*+WALLCON | *95CSU1002122A* | 32400 | 32400 | 17.5 | 11.5 | 8.5 | 2 | 97 | 77 | 206773533
KEEPRITE | CVH837GKA2* | EA*4X42L21A*+WALLCON | *97CMN1002122A* | 31800 | 33000 | 17 | 11.5 | 8.1 | 1.9 | 95 | 74 | 206771466
BRYANT HEATING AND COOLING SYSTEMS | 288BNV037*0**B* | CAP**3617AL*+UI | 88*TA48090C17*** | 31600 | 33200 | 17.5 | 11 | 8.1 | 1.86 | 94 | 73 | 206771028
KENMORE | (C,H,T)VH837GKA2* | EA*4X42L21A*+WALLCON | *97CMN1002122A* | 31800 | 33000 | 17 | 11.5 | 8.1 | 1.9 | 95 | 74 | 206997680
CARRIER | 25VNA837A*031* | CAP**4221AL*+UI | 58TN*A090C17**16 | 31800 | 33000 | 17.5 | 11.7 | 8.5 | 1.9 | 95 | 74 | 206764935
TEMPSTAR | TVH837GKA2* | EA*4X42L21A*+WALLCON | *97CMN1002122A* | 31800 | 33000 | 17 | 11.5 | 8.1 | 1.9 | 95 | 74 | 206771468
AIRQUEST | HVH837GKA2* | EA*4X42L21A*+WALLCON | *80CTL0901716A* | 31800 | 33000 | 17.5 | 11.7 | 8.5 | 1.9 | 95 | 74 | 206771489
BRYANT HEATING AND COOLING SYSTEMS | 288BNV037*0**B* | CAP**4221AL*+UI | 88*TA48090C17*** | 31800 | 33000 | 17.5 | 11.7 | 8.5 | 1.9 | 95 | 74 | 206771487
HEIL | HVH837GKA2* | EA*4X42L21A*+WALLCON | *80CTL0901716A* | 31800 | 33000 | 17.5 | 11.7 | 8.5 | 1.9 | 95 | 74 | 206771488
ARCOAIRE | HVH837GKA2* | EA*4X42L24A*+WALLCON | *96CTN1002122A* | 31800 | 33000 | 17.5 | 11.5 | 8.1 | 1.9 | 95 | 74 | 206771589
KEEPRITE | CVH837GKA2* | EA*4X42L24A*+WALLCON | *96CTN1002122A* | 31800 | 33000 | 17.5 | 11.5 | 8.1 | 1.9 | 95 | 74 | 206771592
COMFORTMAKER | CVH837GKA2* | EA*4X42L24A*+WALLCON | *96CTN1002122A* | 31800 | 33000 | 17.5 | 11.5 | 8.1 | 1.9 | 95 | 74 | 206771590
COMFORTMAKER | CVH837GKA2* | EA*4X48L24A*+WALLCON | *95CSU1002122A* | 32400 | 32400 | 17.5 | 11.5 | 8.5 | 2 | 97 | 77 | 206773531
KENMORE | (C,H,T)VH837GKA2* | EA*4X42L24A*+WALLCON | *96CTN1002122A* | 31800 | 33000 | 17.5 | 11.5 | 8.1 | 1.9 | 95 | 74 | 206997694
BRYANT HEATING AND COOLING SYSTEMS | 288BNV037*0**B* | CAP**4224AL*+UI | 987MB60060C21*** | 31600 | 33400 | 17 | 11 | 8.1 | 1.88 | 95 | 74 | 206771604
TEMPSTAR | TVH837GKA2* | EA*4X42L24A*+WALLCON | *96CTN1002122A* | 31800 | 33000 | 17.5 | 11.5 | 8.1 | 1.9 | 95 | 74 | 206771594
DAY & NIGHT | CVH837GKA2* | EA*4X43L21A*+WALLCON | *95CSU1002122A* | 33000 | 32800 | 17.5 | 11.5 | 8.5 | 2 | 96 | 76 | 206773487
CARRIER | 25VNA837A*031* | CAP**4224AL*+UI | 59MN7B060C21**20 | 31600 | 33400 | 17 | 11 | 8.1 | 1.88 | 95 | 74 | 206764948
TEMPSTAR | TVH837GKA2* | EN(A,D,W)4X48L21**+WALLCON | *80CTL0902120A* | 32400 | 33000 | 17.5 | 11.7 | 8.1 | 1.96 | 96 | 75 | 206772251
KENMORE | (C,H,T)VH837GKA2* | EHD4X48AAL+WALLCON | *80CTL0701716A* | 32600 | 33200 | 17 | 11 | 8.1 | 1.96 | 96 | 75 | 206997837
KEEPRITE | CVH837GKA2* | EHD4X48AAL+WALLCON | *80CTL0701716A* | 32600 | 33200 | 17 | 11 | 8.1 | 1.96 | 96 | 75 | 206772871
TEMPSTAR | TVH837GKA2* | EHD4X48AAL+WALLCON | *80CTL0701716A* | 32600 | 33200 | 17 | 11 | 8.1 | 1.96 | 96 | 75 | 206772873
CARRIER | 25VNA837A*031* | CSPH*4812AL*+UI | 58TN*A090C21**20 | 32600 | 33000 | 17 | 11 | 8.1 | 1.98 | 96 | 76 | 206765083
KEEPRITE | CVH837GKA2* | EN(A,D,W)4X48L21**+WALLCON | *80CTL0902120A* | 32400 | 33000 | 17.5 | 11.7 | 8.1 | 1.96 | 96 | 75 | 206772249
BRYANT HEATING AND COOLING SYSTEMS | 288BNV037*0**B* | CSPH*3612AL*+UI | 88*TA60090C21*** | 32200 | 33200 | 16.5 | 11 | 8.1 | 1.92 | 95 | 75 | 206772541
HEIL | HVH837GKA2* | EHD4X36AAL+WALLCON | *80CTL0902120A* | 32200 | 33200 | 16.5 | 11 | 8.1 | 1.92 | 95 | 75 | 206772542
AIRQUEST | HVH837GKA2* | EHD4X48AAL+WALLCON | *95CSU1002122A* | 32600 | 32800 | 17 | 11 | 8.1 | 1.98 | 96 | 76 | 206773680
COMFORTMAKER | CVH837GKA2* | EHD4X48AAL+WALLCON | *95CSU1002122A* | 32600 | 32800 | 17 | 11 | 8.1 | 1.98 | 96 | 76 | 206773682
ARCOAIRE | HVH837GKA2* | EHD4X48AAL+WALLCON | *95CSU1002122A* | 32600 | 32800 | 17 | 11 | 8.1 | 1.98 | 96 | 76 | 206773681
DAY & NIGHT | CVH837GKA2* | EHD4X48AAL+WALLCON | *95CSU1002122A* | 32600 | 32800 | 17 | 11 | 8.1 | 1.98 | 96 | 76 | 206773683
KEEPRITE | CVH837GKA2* | EHD4X48AAL+WALLCON | *95CSU1002122A* | 32600 | 32800 | 17 | 11 | 8.1 | 1.98 | 96 | 76 | 206773684
TEMPSTAR | TVH837GKA2* | EHD4X48AAL+WALLCON | *95CSU1002122A* | 32600 | 32800 | 17 | 11 | 8.1 | 1.98 | 96 | 76 | 206773686
CARRIER | 25VNA837A*031* | CSPH*4812AL*+UI | 58CU*A040C17**12 | 32600 | 33000 | 17 | 11 | 8.1 | 1.98 | 96 | 76 | 206765132
BRYANT HEATING AND COOLING SYSTEMS | 288BNV037*0**B* | CSPH*4212AL*+UI | 986TC66120C24*** | 32600 | 33000 | 17 | 11 | 8.1 | 1.96 | 96 | 75 | 206772748
CARRIER | 25VNA837A*031* | CSPH*4212AL*+UI | 59TN6B120C24**22 | 32600 | 33000 | 17 | 11 | 8.1 | 1.96 | 96 | 75 | 206765068
ARCOAIRE | HVH837GKA2* | EHD4X42AAL+WALLCON | *96CTN1202422A* | 32600 | 33000 | 17 | 11 | 8.1 | 1.96 | 96 | 75 | 206772751
HEIL | HVH837GKA2* | EHD4X42AAL+WALLCON | *96CTN1202422A* | 32600 | 33000 | 17 | 11 | 8.1 | 1.96 | 96 | 75 | 206772749
AIRQUEST | HVH837GKA2* | EHD4X42AAL+WALLCON | *96CTN1202422A* | 32600 | 33000 | 17 | 11 | 8.1 | 1.96 | 96 | 75 | 206772750
COMFORTMAKER | CVH837GKA2* | EHD4X42AAL+WALLCON | *96CTN1202422A* | 32600 | 33000 | 17 | 11 | 8.1 | 1.96 | 96 | 75 | 206772752
KENMORE | (C,H,T)VH837GKA2* | EHD4X48AAL+WALLCON | *95CSU1002122A* | 32600 | 32800 | 17 | 11 | 8.1 | 1.98 | 96 | 76 | 206997928
DAY & NIGHT | CVH837GKA2* | EHD4X42AAL+WALLCON | *96CTN1202422A* | 32600 | 33000 | 17 | 11 | 8.1 | 1.96 | 96 | 75 | 206772753
TEMPSTAR | TVH837GKA2* | EN(A,D)4X48L24**+WALLCON | *80CTL0902120A* | 32400 | 33000 | 17.5 | 11.7 | 8.1 | 1.96 | 96 | 75 | 206772368
BRYANT HEATING AND COOLING SYSTEMS | 288BNV037*0**B* | CNPV*4824AL*+UI | 88*TA66135C24*** | 32400 | 32800 | 17.5 | 11.7 | 8.1 | 1.98 | 96 | 76 | 206772369
HEIL | HVH837GKA2* | EN(A,D)4X48L24**+WALLCON | *80CTL1352422A* | 32400 | 32800 | 17.5 | 11.7 | 8.1 | 1.98 | 96 | 76 | 206772370
AIRQUEST | HVH837GKA2* | EN(A,D)4X48L24**+WALLCON | *80CTL1352422A* | 32400 | 32800 | 17.5 | 11.7 | 8.1 | 1.98 | 96 | 76 | 206772371
ARCOAIRE | HVH837GKA2* | EN(A,D)4X48L24**+WALLCON | *80CTL1352422A* | 32400 | 32800 | 17.5 | 11.7 | 8.1 | 1.98 | 96 | 76 | 206772372
COMFORTMAKER | CVH837GKA2* | EN(A,D)4X48L24**+WALLCON | *80CTL1352422A* | 32400 | 32800 | 17.5 | 11.7 | 8.1 | 1.98 | 96 | 76 | 206772373
DAY & NIGHT | CVH837GKA2* | EN(A,D)4X48L24**+WALLCON | *80CTL1352422A* | 32400 | 32800 | 17.5 | 11.7 | 8.1 | 1.98 | 96 | 76 | 206772374
CARRIER | 25VNA837A*031* | CNPV*4824AL*+UI | 58TN*A135C24**22 | 32400 | 32800 | 17.5 | 11.7 | 8.1 | 1.98 | 96 | 76 | 206765033
CARRIER | 25VNA837A*031* | CNPV*4821AL*+UI | 59TN6B100C21**22 | 32400 | 33000 | 17.5 | 11.7 | 8.1 | 1.96 | 95 | 75 | 206765027
BRYANT HEATING AND COOLING SYSTEMS | 288BNV037*0**B* | CNPV*4821AL*+UI | 986TC66100C21*** | 32400 | 33000 | 17.5 | 11.7 | 8.1 | 1.96 | 95 | 75 | 206772315
HEIL | HVH837GKA2* | EN(A,D,W)4X48L21**+WALLCON | *96CTN1002122A* | 32400 | 33000 | 17.5 | 11.7 | 8.1 | 1.96 | 95 | 75 | 206772316
COMFORTMAKER | CVH837GKA2* | EN(A,D,W)4X48L21**+WALLCON | *96CTN1002122A* | 32400 | 33000 | 17.5 | 11.7 | 8.1 | 1.96 | 95 | 75 | 206772319
DAY & NIGHT | CVH837GKA2* | EN(A,D,W)4X48L21**+WALLCON | *96CTN1002122A* | 32400 | 33000 | 17.5 | 11.7 | 8.1 | 1.96 | 95 | 75 | 206772320
CARRIER | 25VNA837A*031* | CSPH*3612AL*+UI | 59TN6B100C21**22 | 32200 | 33200 | 16.5 | 11 | 8.1 | 1.94 | 95 | 75 | 206765056
AIRQUEST | HVH837GKA2* | EHD4X36AAL+WALLCON | *96CTN1002122A* | 32200 | 33200 | 16.5 | 11 | 8.1 | 1.94 | 95 | 75 | 206772642
BRYANT HEATING AND COOLING SYSTEMS | 288BNV037*0**B* | CSPH*3612AL*+UI | 986TC66100C21*** | 32200 | 33200 | 16.5 | 11 | 8.1 | 1.94 | 95 | 75 | 206772640
AIRQUEST | HVH824GKA** | EA*4X36L21A*+WALLCON | *96CTN1002122A* | 23400 | 22000 | 16.5 | 10 | 8.1 | 1.92 | 72 | 57 | 204291165
DAY & NIGHT | CVH824GKA** | EA*4X36L21A*+WALLCON | *96CTN1002122A* | 23400 | 22000 | 16.5 | 10 | 8.1 | 1.92 | 72 | 57 | 204291168
KENMORE | (C,H,T)VH824GKA** | EA*4X36L21A*+WALLCON | *96CTN1002122A* | 23400 | 22000 | 16.5 | 10 | 8.1 | 1.92 | 72 | 57 | 204291170
ARCOAIRE | HVH824GKA** | EA*4X36L21A*+WALLCON | *96CTN1002122A* | 23400 | 22000 | 16.5 | 10 | 8.1 | 1.92 | 72 | 57 | 204291166
KEEPRITE | CVH824GKA** | EA*4X36L21A*+WALLCON | *96CTN1002122A* | 23400 | 22000 | 16.5 | 10 | 8.1 | 1.92 | 72 | 57 | 204291169
TEMPSTAR | TVH824GKA** | EA*4X36L21A*+WALLCON | *96CTN1002122A* | 23400 | 22000 | 16.5 | 10 | 8.1 | 1.92 | 72 | 57 | 204291171
HEIL | HVH824GKA** | EA*4X36L21A*+WALLCON | *96CTN1002122A* | 23400 | 22000 | 16.5 | 10 | 8.1 | 1.92 | 72 | 57 | 204291164
TEMPSTAR | TVH824GKA** | EA*4X30L14A*+WALLCON | *80CTL0701412A* | 23400 | 22200 | 16.5 | 10 | 8.1 | 1.92 | 71 | 56 | 204290891
KENMORE | (C,H,T)VH824GKA** | EA*4X30L14A*+WALLCON | *80CTL0701412A* | 23400 | 22200 | 16.5 | 10 | 8.1 | 1.92 | 71 | 56 | 204290890
BRYANT HEATING AND COOLING SYSTEMS | 288BNV024B0**A* | CAP**3621AL*+UI | 88*TA48090C17*** | 23600 | 22000 | 17 | 10 | 8.1 | 1.94 | 71 | 56 | 204291217
HEIL | HVH824GKA** | EA*4X36L21A*+WALLCON | *80CTL0901716A* | 23600 | 22000 | 17 | 10 | 8.1 | 1.94 | 71 | 56 | 204291234
KEEPRITE | CVH824GKA** | EA*4X30L14A*+WALLCON | *80CTL0701412A* | 23400 | 22200 | 16.5 | 10 | 8.1 | 1.92 | 71 | 56 | 204290889
BRYANT HEATING AND COOLING SYSTEMS | 288BNV024B0**A* | CAP**4221AL*+UI | 987MB42080C17*** | 23600 | 22200 | 16 | 10 | 8.1 | 1.92 | 71 | 57 | 204291667
DAY & NIGHT | CVH824GKA** | EA*4X36L21A*+WALLCON | *80CTL0901716A* | 23600 | 22000 | 17 | 10 | 8.1 | 1.94 | 71 | 56 | 204291301
ARCOAIRE | HVH824GKA** | EA*4X36L21A*+WALLCON | *80CTL0901716A* | 23600 | 22000 | 17 | 10 | 8.1 | 1.94 | 71 | 56 | 204291282
KEEPRITE | CVH824GKA** | EA*4X36L21A*+WALLCON | *80CTL0901716A* | 23600 | 22000 | 17 | 10 | 8.1 | 1.94 | 71 | 56 | 204291328
HEIL | HVH824GKA** | EA*4X42L21A*+WALLCON | *97CMN0801714A* | 23600 | 22200 | 16 | 10 | 8.1 | 1.92 | 71 | 57 | 204291668
KENMORE | (C,H,T)VH824GKA** | EA*4X36L21A*+WALLCON | *80CTL0901716A* | 23600 | 22000 | 17 | 10 | 8.1 | 1.94 | 71 | 56 | 204291337
COMFORTMAKER | CVH824GKA** | EA*4X36L21A*+WALLCON | *80CTL0901716A* | 23600 | 22000 | 17 | 10 | 8.1 | 1.94 | 71 | 56 | 204291291
AIRQUEST | HVH824GKA** | EA*4X36L21A*+WALLCON | *80CTL0901716A* | 23600 | 22000 | 17 | 10 | 8.1 | 1.94 | 71 | 56 | 204291276
DAY & NIGHT | CVH824GKA** | EA*4X42L21A*+WALLCON | *97CMN0801714A* | 23600 | 22200 | 16 | 10 | 8.1 | 1.92 | 71 | 57 | 204291672
COMFORTMAKER | CVH824GKA** | EA*4X42L21A*+WALLCON | *97CMN0801714A* | 23600 | 22200 | 16 | 10 | 8.1 | 1.92 | 71 | 57 | 204291671
ARCOAIRE | HVH824GKA** | EA*4X42L21A*+WALLCON | *97CMN0801714A* | 23600 | 22200 | 16 | 10 | 8.1 | 1.92 | 71 | 57 | 204291670
AIRQUEST | HVH824GKA** | EA*4X42L21A*+WALLCON | *97CMN0801714A* | 23600 | 22200 | 16 | 10 | 8.1 | 1.92 | 71 | 57 | 204291669
KEEPRITE | CVH824GKA** | EA*4X42L21A*+WALLCON | *97CMN0801714A* | 23600 | 22200 | 16 | 10 | 8.1 | 1.92 | 71 | 57 | 204291673
KENMORE | (C,H,T)VH824GKA** | EA*4X42L21A*+WALLCON | *97CMN0801714A* | 23600 | 22200 | 16 | 10 | 8.1 | 1.92 | 71 | 57 | 204291674
KEEPRITE | CVH824GKA** | EA*4X37L17A*+WALLCON | *80CTL0701716A* | 24000 | 22000 | 16 | 10 | 8.1 | 1.96 | 72 | 57 | 204291503
TEMPSTAR | TVH824GKA** | EA*4X37L17A*+WALLCON | *80CTL0701716A* | 24000 | 22000 | 16 | 10 | 8.1 | 1.96 | 72 | 57 | 204291505
KENMORE | (C,H,T)VH824GKA** | EA*4X37L17A*+WALLCON | *80CTL0701716A* | 24000 | 22000 | 16 | 10 | 8.1 | 1.96 | 72 | 57 | 204291504
DAY & NIGHT | CVH824GKA** | EA*4X37L17A*+WALLCON | *80CTL0701716A* | 24000 | 22000 | 16 | 10 | 8.1 | 1.96 | 72 | 57 | 204291502
COMFORTMAKER | CVH824GKA** | EA*4X37L17A*+WALLCON | *80CTL0701716A* | 24000 | 22000 | 16 | 10 | 8.1 | 1.96 | 72 | 57 | 204291501
COMFORTMAKER | CVH825GKA3* | EA*4X48L21A*+WALLCON | *80CSU1002120A* | 24000 | 21000 | 16.5 | 11 | 8.1 | 2.02 | 97 | 79 | 210473320
DAY & NIGHT | CVH825GKA3* | EA*4X48L21A*+WALLCON | *80CSU1002120A* | 24000 | 21000 | 16.5 | 11 | 8.1 | 2.02 | 97 | 79 | 210473321
KEEPRITE | CVH825GKA3* | EA*4X48L21A*+WALLCON | *80CSU1002120A* | 24000 | 21000 | 16.5 | 11 | 8.1 | 2.02 | 97 | 79 | 210473322
CARRIER | 25VNA825A*032* | CAP**4821AL*+UI | 58TN*A045C17**12 | 24000 | 21000 | 16.5 | 11 | 8.1 | 2 | 98 | 80 | 210473325
TEMPSTAR | TVH825GKA3* | EA*4X48L21A*+WALLCON | *80CSU1002120A* | 24000 | 21000 | 16.5 | 11 | 8.1 | 2.02 | 97 | 79 | 210473324
BRYANT HEATING AND COOLING SYSTEMS | 288BNV025*0**C* | CAP**4821AL*+UI | 88*TA36045C17*** | 24000 | 21000 | 16.5 | 11 | 8.1 | 2 | 98 | 80 | 210473326
AIRQUEST | HVH825GKA3* | EA*4X48L21A*+WALLCON | *80CTL0451712A* | 24000 | 21000 | 16.5 | 11 | 8.1 | 2 | 98 | 80 | 210473329
ARCOAIRE | HVH825GKA3* | EA*4X48L21A*+WALLCON | *80CTL0451712A* | 24000 | 21000 | 16.5 | 11 | 8.1 | 2 | 98 | 80 | 210473330
COMFORTMAKER | CVH825GKA3* | EA*4X48L21A*+WALLCON | *80CTL0451712A* | 24000 | 21000 | 16.5 | 11 | 8.1 | 2 | 98 | 80 | 210473331
KEEPRITE | CVH825GKA3* | EA*4X48L21A*+WALLCON | *80CTL0451712A* | 24000 | 21000 | 16.5 | 11 | 8.1 | 2 | 98 | 80 | 210473333
HEIL | HVH825GKA3* | EA*4X48L21A*+WALLCON | *80CTL0451712A* | 24000 | 21000 | 16.5 | 11 | 8.1 | 2 | 98 | 80 | 210473327
DAY & NIGHT | CVH825GKA3* | EA*4X48L21A*+WALLCON | *80CTL0451712A* | 24000 | 21000 | 16.5 | 11 | 8.1 | 2 | 98 | 80 | 210473332
KENMORE | (C,H,T)VH825GKA3* | EA*4X48L21A*+WALLCON | *80CSU1002120A* | 24000 | 21000 | 16.5 | 11 | 8.1 | 2.02 | 97 | 79 | 210473323
KENMORE | (C,H,T)VH825GKA3* | EA*4X48L21A*+WALLCON | *80CTL0451712A* | 24000 | 21000 | 16.5 | 11 | 8.1 | 2 | 98 | 80 | 210473334
TEMPSTAR | TVH825GKA3* | EA*4X48L21A*+WALLCON | *80CTL0451712A* | 24000 | 21000 | 16.5 | 11 | 8.1 | 2 | 98 | 80 | 210473335
CARRIER | 25VNA825A*032* | CAP**4821AL*+UI | 58TN*A070C17**16 | 24000 | 21000 | 17 | 11 | 8.1 | 2.02 | 97 | 79 | 210473336
KEEPRITE | CVH825GKA3* | EA*4X43L21A*+WALLCON | *80CTL0901716A* | 24600 | 21000 | 17.5 | 11.7 | 8.5 | 2.04 | 97 | 79 | 210473245
HEIL | HVH825GKA3* | EA*4X48L21A*+WALLCON | *80CTL0701716A* | 24000 | 21000 | 17 | 11 | 8.1 | 2.02 | 97 | 79 | 210473338
BRYANT HEATING AND COOLING SYSTEMS | 288BNV025*0**C* | CAP**4821AL*+UI | 88*TA48070C17*** | 24000 | 21000 | 17 | 11 | 8.1 | 2.02 | 97 | 79 | 210473337
AIRQUEST | HVH825GKA3* | EA*4X48L21A*+WALLCON | *80CTL0701716A* | 24000 | 21000 | 17 | 11 | 8.1 | 2.02 | 97 | 79 | 210473340
DAY & NIGHT | CVH825GKA3* | EA*4X48L21A*+WALLCON | *80CTL0701716A* | 24000 | 21000 | 17 | 11 | 8.1 | 2.02 | 97 | 79 | 210473343
COMFORTMAKER | CVH825GKA3* | EA*4X48L21A*+WALLCON | *80CTL0701716A* | 24000 | 21000 | 17 | 11 | 8.1 | 2.02 | 97 | 79 | 210473342
KEEPRITE | CVH825GKA3* | EA*4X48L21A*+WALLCON | *80CTL0701716A* | 24000 | 21000 | 17 | 11 | 8.1 | 2.02 | 97 | 79 | 210473344
KENMORE | (C,H,T)VH825GKA3* | EA*4X48L21A*+WALLCON | *80CTL0701716A* | 24000 | 21000 | 17 | 11 | 8.1 | 2.02 | 97 | 79 | 210473345
TEMPSTAR | TVH825GKA3* | EA*4X48L21A*+WALLCON | *80CTL0701716A* | 24000 | 21000 | 17 | 11 | 8.1 | 2.02 | 97 | 79 | 210473346
BRYANT HEATING AND COOLING SYSTEMS | 288BNV025*0**C* | CAP**4821AL*+UI | 986TC42060C17*** | 24000 | 21000 | 16.5 | 11 | 8.1 | 2 | 98 | 79 | 210473348
CARRIER | 25VNA825A*032* | CAP**4821AL*+UI | 59TN6B060C17**14 | 24000 | 21000 | 16.5 | 11 | 8.1 | 2 | 98 | 79 | 210473347
AIRQUEST | HVH825GKA3* | EA*4X48L21A*+WALLCON | *96CTN0601714A* | 24000 | 21000 | 16.5 | 11 | 8.1 | 2 | 98 | 79 | 210473351
HEIL | HVH825GKA3* | EA*4X48L21A*+WALLCON | *96CTN0601714A* | 24000 | 21000 | 16.5 | 11 | 8.1 | 2 | 98 | 79 | 210473349
ARCOAIRE | HVH825GKA3* | EA*4X48L21A*+WALLCON | *96CTN0601714A* | 24000 | 21000 | 16.5 | 11 | 8.1 | 2 | 98 | 79 | 210473352
COMFORTMAKER | CVH825GKA3* | EA*4X48L21A*+WALLCON | *96CTN0601714A* | 24000 | 21000 | 16.5 | 11 | 8.1 | 2 | 98 | 79 | 210473353
DAY & NIGHT | CVH825GKA3* | EA*4X48L21A*+WALLCON | *96CTN0601714A* | 24000 | 21000 | 16.5 | 11 | 8.1 | 2 | 98 | 79 | 210473354
KENMORE | (C,H,T)VH825GKA3* | EA*4X48L21A*+WALLCON | *96CTN0601714A* | 24000 | 21000 | 16.5 | 11 | 8.1 | 2 | 98 | 79 | 210473356
KEEPRITE | CVH825GKA3* | EA*4X48L21A*+WALLCON | *96CTN0601714A* | 24000 | 21000 | 16.5 | 11 | 8.1 | 2 | 98 | 79 | 210473355
TEMPSTAR | TVH825GKA3* | EA*4X48L21A*+WALLCON | *96CTN0601714A* | 24000 | 21000 | 16.5 | 11 | 8.1 | 2 | 98 | 79 | 210473357
CARRIER | 25VNA825A*032* | CAP**4821AL*+UI | 59TN6B080C17**14 | 24000 | 21000 | 16.5 | 11 | 8.1 | 2 | 97 | 79 | 210473358
BRYANT HEATING AND COOLING SYSTEMS | 288BNV025*0**C* | CAP**4821AL*+UI | 986TC42080C17*** | 24000 | 21000 | 16.5 | 11 | 8.1 | 2 | 97 | 79 | 210473359
HEIL | HVH825GKA3* | EA*4X48L21A*+WALLCON | *96CTN0801714A* | 24000 | 21000 | 16.5 | 11 | 8.1 | 2 | 97 | 79 | 210473360
AIRQUEST | HVH825GKA3* | EA*4X48L21A*+WALLCON | *96CTN0801714A* | 24000 | 21000 | 16.5 | 11 | 8.1 | 2 | 97 | 79 | 210473362
COMFORTMAKER | CVH825GKA3* | EA*4X48L21A*+WALLCON | *96CTN0801714A* | 24000 | 21000 | 16.5 | 11 | 8.1 | 2 | 97 | 79 | 210473364
ARCOAIRE | HVH825GKA3* | EA*4X48L21A*+WALLCON | *96CTN0801714A* | 24000 | 21000 | 16.5 | 11 | 8.1 | 2 | 97 | 79 | 210473363
KENMORE | (C,H,T)VH825GKA3* | EA*4X48L21A*+WALLCON | *96CTN0801714A* | 24000 | 21000 | 16.5 | 11 | 8.1 | 2 | 97 | 79 | 210473367
DAY & NIGHT | CVH825GKA3* | EA*4X48L21A*+WALLCON | *96CTN0801714A* | 24000 | 21000 | 16.5 | 11 | 8.1 | 2 | 97 | 79 | 210473365
CARRIER | 25VNA825A*032* | CAP**4821AL*+UI | 59MN7B060C17**14 | 24000 | 21000 | 16.5 | 11 | 8.1 | 2 | 98 | 80 | 210473369
BRYANT HEATING AND COOLING SYSTEMS | 288BNV025*0**C* | CAP**4821AL*+UI | 987MB42060C17*** | 24000 | 21000 | 16.5 | 11 | 8.1 | 2 | 98 | 80 | 210473370
HEIL | HVH825GKA3* | EA*4X48L21A*+WALLCON | *97CMN0601714A* | 24000 | 21000 | 16.5 | 11 | 8.1 | 2 | 98 | 80 | 210473371
TEMPSTAR | TVH825GKA3* | EA*4X48L21A*+WALLCON | *96CTN0801714A* | 24000 | 21000 | 16.5 | 11 | 8.1 | 2 | 97 | 79 | 210473368
AIRQUEST | HVH825GKA3* | EA*4X48L21A*+WALLCON | *97CMN0601714A* | 24000 | 21000 | 16.5 | 11 | 8.1 | 2 | 98 | 80 | 210473373
ARCOAIRE | HVH825GKA3* | EA*4X48L21A*+WALLCON | *97CMN0601714A* | 24000 | 21000 | 16.5 | 11 | 8.1 | 2 | 98 | 80 | 210473374
COMFORTMAKER | CVH825GKA3* | EA*4X48L21A*+WALLCON | *97CMN0601714A* | 24000 | 21000 | 16.5 | 11 | 8.1 | 2 | 98 | 80 | 210473375
CARRIER | 25VNA837A*031* | CSPH*4812AL*+UI | 59MN7B120C24**22 | 32600 | 33000 | 16.5 | 11 | 8.1 | 1.96 | 96 | 76 | 206765092
HEIL | HVH837GKA2* | EHD4X48AAL+WALLCON | *97CMN1202422A* | 32600 | 33000 | 16.5 | 11 | 8.1 | 1.96 | 96 | 76 | 206772965
KEEPRITE | CVH837GKA2* | EHD4X42AAL+WALLCON | *80CTL0901716A* | 32600 | 33000 | 17 | 11 | 8.1 | 1.96 | 96 | 75 | 206772835
ARCOAIRE | HVH837GKA2* | EHD4X48AAL+WALLCON | *97CMN1202422A* | 32600 | 33000 | 16.5 | 11 | 8.1 | 1.96 | 96 | 76 | 206772967
BRYANT HEATING AND COOLING SYSTEMS | 288BNV037*0**B* | CSPH*4812AL*+UI | 987MB66120C24*** | 32600 | 33000 | 16.5 | 11 | 8.1 | 1.96 | 96 | 76 | 206772964
AIRQUEST | HVH837GKA2* | EHD4X48AAL+WALLCON | *97CMN1202422A* | 32600 | 33000 | 16.5 | 11 | 8.1 | 1.96 | 96 | 76 | 206772966
COMFORTMAKER | CVH837GKA2* | EHD4X48AAL+WALLCON | *97CMN1202422A* | 32600 | 33000 | 16.5 | 11 | 8.1 | 1.96 | 96 | 76 | 206772968
DAY & NIGHT | CVH837GKA2* | EHD4X48AAL+WALLCON | *97CMN1202422A* | 32600 | 33000 | 16.5 | 11 | 8.1 | 1.96 | 96 | 76 | 206772969
CARRIER | 25VNA837A*031* | CSPH*4812AL*+UI | 59TN6B100C21**22 | 32600 | 33000 | 17 | 11 | 8.1 | 1.98 | 96 | 75 | 206765094
BRYANT HEATING AND COOLING SYSTEMS | 288BNV037*0**B* | CSPH*4812AL*+UI | 986TC66100C21*** | 32600 | 33000 | 17 | 11 | 8.1 | 1.98 | 96 | 75 | 206772982
HEIL | HVH837GKA2* | EHD4X48AAL+WALLCON | *96CTN1002122A* | 32600 | 33000 | 17 | 11 | 8.1 | 1.98 | 96 | 75 | 206772983
CARRIER | 25VNA837A*031* | CNPV*4824AL*+UI | 59MN7B100C21**22 | 32400 | 33000 | 17.5 | 11.7 | 8.1 | 1.96 | 95 | 75 | 206765036
KEEPRITE | CVH837GKA2* | EHD4X48AAL+WALLCON | *95CSU0802120A* | 32600 | 33000 | 17 | 11 | 8.1 | 1.98 | 96 | 75 | 206773675
AIRQUEST | HVH825GKA3* | EN(A,D,W)4X48L21**+WALLCON | *96CTN0801714A* | 24000 | 21400 | 16.5 | 11 | 8.1 | 2 | 96 | 78 | 210473985
HEIL | HVH825GKA3* | EN(A,D,W)4X48L21**+WALLCON | *96CTN0801714A* | 24000 | 21400 | 16.5 | 11 | 8.1 | 2 | 96 | 78 | 210473983
KENMORE | (C,H,T)VH825GKA3* | EN(A,D,W)4X48L21**+WALLCON | *96CTN0801714A* | 24000 | 21400 | 16.5 | 11 | 8.1 | 2 | 96 | 78 | 210473990
COMFORTMAKER | CVH825GKA3* | EN(A,D,W)4X48L21**+WALLCON | *96CTN0801714A* | 24000 | 21400 | 16.5 | 11 | 8.1 | 2 | 96 | 78 | 210473987
COMFORTMAKER | CVH825GKA3* | EHD4X42AAL+WALLCON | *80CTL1352422A* | 24200 | 21400 | 16 | 10.5 | 8.1 | 2 | 96 | 78 | 210474311
DAY & NIGHT | CVH825GKA3* | EN(A,D,W)4X48L21**+WALLCON | *96CTN0801714A* | 24000 | 21400 | 16.5 | 11 | 8.1 | 2 | 96 | 78 | 210473988
TEMPSTAR | TVH825GKA3* | EN(A,D,W)4X48L21**+WALLCON | *96CTN0801714A* | 24000 | 21400 | 16.5 | 11 | 8.1 | 2 | 96 | 78 | 210473991
ARCOAIRE | HVH825GKA3* | EN(A,D,W)4X48L21**+WALLCON | *96CTN0801714A* | 24000 | 21400 | 16.5 | 11 | 8.1 | 2 | 96 | 78 | 210473986
KEEPRITE | CVH825GKA3* | EN(A,D,W)4X48L21**+WALLCON | *96CTN0801714A* | 24000 | 21400 | 16.5 | 11 | 8.1 | 2 | 96 | 78 | 210473989
DAY & NIGHT | CVH825GKA3* | EHD4X42AAL+WALLCON | *80CTL1352422A* | 24200 | 21400 | 16 | 10.5 | 8.1 | 2 | 96 | 78 | 210474312
CARRIER | 25VNA825A*032* | CNPV*4821AL*+UI | 59MN7B080C17**14 | 24000 | 21400 | 16.5 | 11 | 8.1 | 2 | 96 | 78 | 210474003
BRYANT HEATING AND COOLING SYSTEMS | 288BNV025*0**C* | CNPV*4821AL*+UI | 987MB42080C17*** | 24000 | 21400 | 16.5 | 11 | 8.1 | 2 | 96 | 78 | 210474004
HEIL | HVH825GKA3* | EN(A,D,W)4X48L21**+WALLCON | *97CMN0801714A* | 24000 | 21400 | 16.5 | 11 | 8.1 | 2 | 96 | 78 | 210474005
KEEPRITE | CVH825GKA3* | EHD4X42AAL+WALLCON | *80CTL1352422A* | 24200 | 21400 | 16 | 10.5 | 8.1 | 2 | 96 | 78 | 210474313
AIRQUEST | HVH825GKA3* | EN(A,D,W)4X48L21**+WALLCON | *97CMN0801714A* | 24000 | 21400 | 16.5 | 11 | 8.1 | 2 | 96 | 78 | 210474007
COMFORTMAKER | CVH825GKA3* | EN(A,D,W)4X48L21**+WALLCON | *97CMN0801714A* | 24000 | 21400 | 16.5 | 11 | 8.1 | 2 | 96 | 78 | 210474009
DAY & NIGHT | CVH825GKA3* | EN(A,D,W)4X48L21**+WALLCON | *97CMN0801714A* | 24000 | 21400 | 16.5 | 11 | 8.1 | 2 | 96 | 78 | 210474010
KENMORE | (C,H,T)VH825GKA3* | EN(A,D,W)4X48L21**+WALLCON | *97CMN0801714A* | 24000 | 21400 | 16.5 | 11 | 8.1 | 2 | 96 | 78 | 210474012
CARRIER | 25VNA825A*032* | CNPV*4821AL*+UI | 59MN7B100C21**22 | 24200 | 21400 | 17 | 11.5 | 8.1 | 2.02 | 96 | 78 | 210474014
TEMPSTAR | TVH825GKA3* | EN(A,D,W)4X48L21**+WALLCON | *97CMN0801714A* | 24000 | 21400 | 16.5 | 11 | 8.1 | 2 | 96 | 78 | 210474013
ARCOAIRE | HVH825GKA3* | EN(A,D,W)4X48L21**+WALLCON | *97CMN1002122A* | 24200 | 21400 | 17 | 11.5 | 8.1 | 2.02 | 96 | 78 | 210474019
COMFORTMAKER | CVH825GKA3* | EN(A,D,W)4X48L21**+WALLCON | *97CMN1002122A* | 24200 | 21400 | 17 | 11.5 | 8.1 | 2.02 | 96 | 78 | 210474020
KEEPRITE | CVH825GKA3* | EN(A,D,W)4X48L21**+WALLCON | *97CMN1002122A* | 24200 | 21400 | 17 | 11.5 | 8.1 | 2.02 | 96 | 78 | 210474022
DAY & NIGHT | CVH825GKA3* | EN(A,D,W)4X48L21**+WALLCON | *97CMN1002122A* | 24200 | 21400 | 17 | 11.5 | 8.1 | 2.02 | 96 | 78 | 210474021
HEIL | HVH825GKA3* | EN(A,D,W)4X48L21**+WALLCON | *97CMN1002122A* | 24200 | 21400 | 17 | 11.5 | 8.1 | 2.02 | 96 | 78 | 210474016
CARRIER | 25VNA825A*032* | CNPV*4821AL*+UI | 59TN6B100C21**22 | 24200 | 21400 | 17 | 11.5 | 8.1 | 2.02 | 96 | 78 | 210474025
BRYANT HEATING AND COOLING SYSTEMS | 288BNV025*0**C* | CNPV*4821AL*+UI | 986TC66100C21*** | 24200 | 21400 | 17 | 11.5 | 8.1 | 2.02 | 96 | 78 | 210474026
KENMORE | (C,H,T)VH825GKA3* | EHD4X42AAL+WALLCON | *80CTL1352422A* | 24200 | 21400 | 16 | 10.5 | 8.1 | 2 | 96 | 78 | 210474314
TEMPSTAR | TVH825GKA3* | EN(A,D,W)4X48L21**+WALLCON | *97CMN1002122A* | 24200 | 21400 | 17 | 11.5 | 8.1 | 2.02 | 96 | 78 | 210474024
AIRQUEST | HVH825GKA3* | EN(A,D,W)4X48L21**+WALLCON | *97CMN1002122A* | 24200 | 21400 | 17 | 11.5 | 8.1 | 2.02 | 96 | 78 | 210474018
HEIL | HVH825GKA3* | EN(A,D,W)4X48L21**+WALLCON | *96CTN1002122A* | 24200 | 21400 | 17 | 11.5 | 8.1 | 2.02 | 96 | 78 | 210474027
TEMPSTAR | TVH825GKA3* | EHD4X42AAL+WALLCON | *80CTL1352422A* | 24200 | 21400 | 16 | 10.5 | 8.1 | 2 | 96 | 78 | 210474315
DAY & NIGHT | CVH825GKA3* | EN(A,D,W)4X48L21**+WALLCON | *96CTN1002122A* | 24200 | 21400 | 17 | 11.5 | 8.1 | 2.02 | 96 | 78 | 210474032
COMFORTMAKER | CVH825GKA3* | EN(A,D,W)4X48L21**+WALLCON | *96CTN1002122A* | 24200 | 21400 | 17 | 11.5 | 8.1 | 2.02 | 96 | 78 | 210474031
CARRIER | 25VNA825A*032* | CNPV*4821AL*+UI | 58TN*A090C17**16 | 24200 | 21200 | 17.5 | 11.7 | 8.1 | 2.02 | 97 | 78 | 210474036
KENMORE | (C,H,T)VH825GKA3* | EN(A,D,W)4X48L21**+WALLCON | *96CTN1002122A* | 24200 | 21400 | 17 | 11.5 | 8.1 | 2.02 | 96 | 78 | 210474034
BRYANT HEATING AND COOLING SYSTEMS | 288BNV025*0**C* | CNPV*4821AL*+UI | 88*TA48090C17*** | 24200 | 21200 | 17.5 | 11.7 | 8.1 | 2.02 | 97 | 78 | 210474037
HEIL | HVH825GKA3* | EN(A,D,W)4X48L21**+WALLCON | *80CTL0901716A* | 24200 | 21200 | 17.5 | 11.7 | 8.1 | 2.02 | 97 | 78 | 210474038
AIRQUEST | HVH825GKA3* | EN(A,D,W)4X48L21**+WALLCON | *96CTN1002122A* | 24200 | 21400 | 17 | 11.5 | 8.1 | 2.02 | 96 | 78 | 210474029
TEMPSTAR | TVH825GKA3* | EN(A,D,W)4X48L21**+WALLCON | *96CTN1002122A* | 24200 | 21400 | 17 | 11.5 | 8.1 | 2.02 | 96 | 78 | 210474035
AIRQUEST | HVH825GKA3* | EN(A,D,W)4X48L21**+WALLCON | *80CTL0901716A* | 24200 | 21200 | 17.5 | 11.7 | 8.1 | 2.02 | 97 | 78 | 210474040
ARCOAIRE | HVH837GKA2* | EHD4X60AAL+WALLCON | *80CTL0701716A* | 32800 | 32400 | 17 | 11 | 8.1 | 2 | 97 | 77 | 210471171
COMFORTMAKER | CVH837GKA2* | EHD4X60AAL+WALLCON | *80CTL0701716A* | 32800 | 32400 | 17 | 11 | 8.1 | 2 | 97 | 77 | 210471172
KENMORE | (C,H,T)VH837GKA2* | EHD4X60AAL+WALLCON | *80CTL0701716A* | 32800 | 32400 | 17 | 11 | 8.1 | 2 | 97 | 77 | 210471175
TEMPSTAR | TVH837GKA2* | EHD4X60AAL+WALLCON | *80CTL0701716A* | 32800 | 32400 | 17 | 11 | 8.1 | 2 | 97 | 77 | 210471176
CARRIER | 25VNA837A*031* | CSPH*6012AL*+UI | 58TN*A090C21**20 | 33000 | 32200 | 17 | 11.5 | 8.1 | 2 | 98 | 78 | 210471177
BRYANT HEATING AND COOLING SYSTEMS | 288BNV037*0**B* | CSPH*6012AL*+UI | 88*TA60090C21*** | 33000 | 32200 | 17 | 11.5 | 8.1 | 2 | 98 | 78 | 210471178
TEMPSTAR | TVH837GKA2* | EHD4X60AAL+WALLCON | *95CSU1002122A* | 33000 | 32200 | 17 | 11.5 | 8.1 | 2.02 | 97 | 77 | 210471132
DAY & NIGHT | CVH837GKA2* | EHD4X60AAL+WALLCON | *80CTL0701716A* | 32800 | 32400 | 17 | 11 | 8.1 | 2 | 97 | 77 | 210471173
HEIL | HVH837GKA2* | EHD4X60AAL+WALLCON | *80CTL0902120A* | 33000 | 32200 | 17 | 11.5 | 8.1 | 2 | 98 | 78 | 210471179
KEEPRITE | CVH837GKA2* | EHD4X60AAL+WALLCON | *80CTL0701716A* | 32800 | 32400 | 17 | 11 | 8.1 | 2 | 97 | 77 | 210471174
AIRQUEST | HVH837GKA2* | EHD4X60AAL+WALLCON | *80CTL0902120A* | 33000 | 32200 | 17 | 11.5 | 8.1 | 2 | 98 | 78 | 210471181
ARCOAIRE | HVH837GKA2* | EHD4X60AAL+WALLCON | *80CTL0902120A* | 33000 | 32200 | 17 | 11.5 | 8.1 | 2 | 98 | 78 | 210471182
DAY & NIGHT | CVH837GKA2* | EHD4X60AAL+WALLCON | *80CTL0902120A* | 33000 | 32200 | 17 | 11.5 | 8.1 | 2 | 98 | 78 | 210471184
TEMPSTAR | TVH837GKA2* | EHD4X60AAL+WALLCON | *80CTL0902120A* | 33000 | 32200 | 17 | 11.5 | 8.1 | 2 | 98 | 78 | 210471187
HEIL | HVH837GKA2* | EHD4X60AAL+WALLCON | *80CTL1352422A* | 33000 | 32200 | 17 | 11.5 | 8.1 | 2.02 | 97 | 77 | 210471190
KENMORE | (C,H,T)VH837GKA2* | EHD4X60AAL+WALLCON | *80CTL0902120A* | 33000 | 32200 | 17 | 11.5 | 8.1 | 2 | 98 | 78 | 210471186
CARRIER | 25VNA837A*031* | CSPH*6012AL*+UI | 58TN*A135C24**22 | 33000 | 32200 | 17 | 11.5 | 8.1 | 2.02 | 97 | 77 | 210471188
ARCOAIRE | HVH837GKA2* | EHD4X60AAL+WALLCON | *80CTL1352422A* | 33000 | 32200 | 17 | 11.5 | 8.1 | 2.02 | 97 | 77 | 210471193
DAY & NIGHT | CVH837GKA2* | EHD4X60AAL+WALLCON | *80CTL1352422A* | 33000 | 32200 | 17 | 11.5 | 8.1 | 2.02 | 97 | 77 | 210471195
COMFORTMAKER | CVH837GKA2* | EHD4X60AAL+WALLCON | *80CTL1352422A* | 33000 | 32200 | 17 | 11.5 | 8.1 | 2.02 | 97 | 77 | 210471194
KEEPRITE | CVH837GKA2* | EHD4X60AAL+WALLCON | *80CTL1352422A* | 33000 | 32200 | 17 | 11.5 | 8.1 | 2.02 | 97 | 77 | 210471196
KENMORE | (C,H,T)VH837GKA2* | EHD4X60AAL+WALLCON | *80CTL1352422A* | 33000 | 32200 | 17 | 11.5 | 8.1 | 2.02 | 97 | 77 | 210471197
TEMPSTAR | TVH837GKA2* | EHD4X60AAL+WALLCON | *80CTL1352422A* | 33000 | 32200 | 17 | 11.5 | 8.1 | 2.02 | 97 | 77 | 210471198
HEIL | HVH837GKA2* | EHD4X60AAL+WALLCON | *96CTN0801714A* | 32800 | 32600 | 16.5 | 11 | 8.1 | 1.98 | 97 | 77 | 210471201
AIRQUEST | HVH837GKA2* | EHD4X60AAL+WALLCON | *96CTN0801714A* | 32800 | 32600 | 16.5 | 11 | 8.1 | 1.98 | 97 | 77 | 210471203
ARCOAIRE | HVH837GKA2* | EHD4X60AAL+WALLCON | *96CTN0801714A* | 32800 | 32600 | 16.5 | 11 | 8.1 | 1.98 | 97 | 77 | 210471204
COMFORTMAKER | CVH837GKA2* | EHD4X60AAL+WALLCON | *96CTN0801714A* | 32800 | 32600 | 16.5 | 11 | 8.1 | 1.98 | 97 | 77 | 210471205
DAY & NIGHT | CVH837GKA2* | EHD4X60AAL+WALLCON | *96CTN0801714A* | 32800 | 32600 | 16.5 | 11 | 8.1 | 1.98 | 97 | 77 | 210471206
CARRIER | 25VNA837A*031* | CSPH*6012AL*+UI | 59TN6B080C17**14 | 32800 | 32600 | 16.5 | 11 | 8.1 | 1.98 | 97 | 77 | 210471199
BRYANT HEATING AND COOLING SYSTEMS | 288BNV037*0**B* | CSPH*6012AL*+UI | 986TC42080C17*** | 32800 | 32600 | 16.5 | 11 | 8.1 | 1.98 | 97 | 77 | 210471200
BRYANT HEATING AND COOLING SYSTEMS | 288BNV037*0**B* | CSPH*6012AL*+UI | 986TC66120C24*** | 33000 | 32200 | 17 | 11.5 | 8.1 | 2.02 | 97 | 77 | 210471211
CARRIER | 25VNA837A*031* | CSPH*6012AL*+UI | 59TN6B120C24**22 | 33000 | 32200 | 17 | 11.5 | 8.1 | 2.02 | 97 | 77 | 210471210
KENMORE | (C,H,T)VH837GKA2* | EHD4X60AAL+WALLCON | *96CTN0801714A* | 32800 | 32600 | 16.5 | 11 | 8.1 | 1.98 | 97 | 77 | 210471208
KEEPRITE | CVH837GKA2* | EHD4X60AAL+WALLCON | *96CTN0801714A* | 32800 | 32600 | 16.5 | 11 | 8.1 | 1.98 | 97 | 77 | 210471207
HEIL | HVH837GKA2* | EHD4X60AAL+WALLCON | *96CTN1202422A* | 33000 | 32200 | 17 | 11.5 | 8.1 | 2.02 | 97 | 77 | 210471212
ARCOAIRE | HVH837GKA2* | EHD4X60AAL+WALLCON | *96CTN1202422A* | 33000 | 32200 | 17 | 11.5 | 8.1 | 2.02 | 97 | 77 | 210471215
COMFORTMAKER | CVH837GKA2* | EHD4X60AAL+WALLCON | *96CTN1202422A* | 33000 | 32200 | 17 | 11.5 | 8.1 | 2.02 | 97 | 77 | 210471216
DAY & NIGHT | CVH837GKA2* | EHD4X60AAL+WALLCON | *96CTN1202422A* | 33000 | 32200 | 17 | 11.5 | 8.1 | 2.02 | 97 | 77 | 210471217
KEEPRITE | CVH837GKA2* | EHD4X60AAL+WALLCON | *96CTN1202422A* | 33000 | 32200 | 17 | 11.5 | 8.1 | 2.02 | 97 | 77 | 210471218
TEMPSTAR | TVH837GKA2* | EHD4X60AAL+WALLCON | *96CTN1202422A* | 33000 | 32200 | 17 | 11.5 | 8.1 | 2.02 | 97 | 77 | 210471220
KENMORE | (C,H,T)VH837GKA2* | EHD4X60AAL+WALLCON | *96CTN1202422A* | 33000 | 32200 | 17 | 11.5 | 8.1 | 2.02 | 97 | 77 | 210471219
AIRQUEST | HVH837GKA2* | EHD4X60AAL+WALLCON | *96CTN1202422A* | 33000 | 32200 | 17 | 11.5 | 8.1 | 2.02 | 97 | 77 | 210471214
CARRIER | 25VNA837A*031* | CSPH*6012AL*+UI | 59MN7B080C17**14 | 32800 | 32600 | 16.5 | 11 | 8.1 | 1.98 | 97 | 77 | 210471221
BRYANT HEATING AND COOLING SYSTEMS | 288BNV037*0**B* | CSPH*6012AL*+UI | 987MB42080C17*** | 32800 | 32600 | 16.5 | 11 | 8.1 | 1.98 | 97 | 77 | 210471222
HEIL | HVH837GKA2* | EHD4X60AAL+WALLCON | *97CMN0801714A* | 32800 | 32600 | 16.5 | 11 | 8.1 | 1.98 | 97 | 77 | 210471223
ARCOAIRE | HVH837GKA2* | EHD4X60AAL+WALLCON | *97CMN0801714A* | 32800 | 32600 | 16.5 | 11 | 8.1 | 1.98 | 97 | 77 | 210471226
AIRQUEST | HVH837GKA2* | EHD4X60AAL+WALLCON | *97CMN0801714A* | 32800 | 32600 | 16.5 | 11 | 8.1 | 1.98 | 97 | 77 | 210471225
KEEPRITE | CVH837GKA2* | EHD4X60AAL+WALLCON | *97CMN0801714A* | 32800 | 32600 | 16.5 | 11 | 8.1 | 1.98 | 97 | 77 | 210471229
KENMORE | (C,H,T)VH837GKA2* | EHD4X60AAL+WALLCON | *97CMN0801714A* | 32800 | 32600 | 16.5 | 11 | 8.1 | 1.98 | 97 | 77 | 210471230
COMFORTMAKER | CVH837GKA2* | EHD4X60AAL+WALLCON | *97CMN0801714A* | 32800 | 32600 | 16.5 | 11 | 8.1 | 1.98 | 97 | 77 | 210471227
AIRQUEST | HVH848GKA2* | EA*4X48L24A*+WALLCON | *80CSU0802120A* | 45000 | 46500 | 17.5 | 10 | 8.5 | 2.04 | 78 | 62 | 206774706
COMFORTMAKER | CVH848GKA2* | EA*4X48L24A*+WALLCON | *80CSU0802120A* | 45000 | 46500 | 17.5 | 10 | 8.5 | 2.04 | 78 | 62 | 206774708
TEMPSTAR | TVH848GKA2* | EA*4X48L24A*+WALLCON | *95CSU1002122A* | 45000 | 46500 | 17.5 | 10 | 8.5 | 2.02 | 78 | 62 | 206774900
CARRIER | 25VNA848A*031* | CNPV*4821AL*+UI | 58CU*A080C21**20 | 45000 | 47000 | 17.5 | 10 | 8.5 | 2.06 | 79 | 63 | 206765289
HEIL | HVH848GKA2* | EA*4X60L24A*+WALLCON | *96CTN1002122A* | 45500 | 45500 | 17.5 | 10 | 8.5 | 2.02 | 79 | 63 | 206773967
BRYANT HEATING AND COOLING SYSTEMS | 288BNV048*0**B* | CNPV*4821AL*+UI | 83*CA60080C21*** | 45000 | 47000 | 17.5 | 10 | 8.5 | 2.06 | 79 | 63 | 206774785
AIRQUEST | HVH848GKA2* | EN(A,D,W)4X48L21**+WALLCON | *80CSU0802120A* | 45000 | 47000 | 17.5 | 10 | 8.5 | 2.06 | 79 | 63 | 206774787
ARCOAIRE | HVH848GKA2* | EN(A,D,W)4X48L21**+WALLCON | *80CSU0802120A* | 45000 | 47000 | 17.5 | 10 | 8.5 | 2.06 | 79 | 63 | 206774788
HEIL | HVH848GKA2* | EN(A,D,W)4X48L21**+WALLCON | *80CSU0802120A* | 45000 | 47000 | 17.5 | 10 | 8.5 | 2.06 | 79 | 63 | 206774786
COMFORTMAKER | CVH848GKA2* | EN(A,D,W)4X48L21**+WALLCON | *80CSU0802120A* | 45000 | 47000 | 17.5 | 10 | 8.5 | 2.06 | 79 | 63 | 206774789
KEEPRITE | CVH848GKA2* | EN(A,D,W)4X48L21**+WALLCON | *80CSU0802120A* | 45000 | 47000 | 17.5 | 10 | 8.5 | 2.06 | 79 | 63 | 206774791
TEMPSTAR | TVH848GKA2* | EHD4X60AAL+WALLCON | *80CSU0802120A* | 46000 | 46000 | 17 | 10 | 8.5 | 2.06 | 78 | 62 | 206774855
DAY & NIGHT | CVH848GKA2* | EN(A,D,W)4X48L21**+WALLCON | *80CSU0802120A* | 45000 | 47000 | 17.5 | 10 | 8.5 | 2.06 | 79 | 63 | 206774790
HEIL | HVH848GKA2* | EHD4X60AAL+WALLCON | *80CTL0902120A* | 46000 | 46000 | 17 | 10 | 8.5 | 2.04 | 79 | 63 | 206774579
BRYANT HEATING AND COOLING SYSTEMS | 288BNV048*0**B* | CSPH*6012AL*+UI | 88*TA60090C21*** | 46000 | 46000 | 17 | 10 | 8.5 | 2.04 | 79 | 63 | 206774578
AIRQUEST | HVH848GKA2* | EHD4X60AAL+WALLCON | *80CTL0902120A* | 46000 | 46000 | 17 | 10 | 8.5 | 2.04 | 79 | 63 | 206774580
ARCOAIRE | HVH848GKA2* | EHD4X60AAL+WALLCON | *80CTL0902120A* | 46000 | 46000 | 17 | 10 | 8.5 | 2.04 | 79 | 63 | 206774581
DAY & NIGHT | CVH848GKA2* | EN(A,D,W)4X48L21**+WALLCON | *80CTL0902120A* | 45000 | 47000 | 17.5 | 10 | 8.5 | 1.98 | 77 | 61 | 206774187
KEEPRITE | CVH848GKA2* | EN(A,D,W)4X48L21**+WALLCON | *80CTL0902120A* | 45000 | 47000 | 17.5 | 10 | 8.5 | 1.98 | 77 | 61 | 206774188
COMFORTMAKER | CVH848GKA2* | EHD4X60AAL+WALLCON | *80CTL0902120A* | 46000 | 46000 | 17 | 10 | 8.5 | 2.04 | 79 | 63 | 206774582
KENMORE | (C,H,T)VH848GKA2* | EN(A,D,W)4X48L21**+WALLCON | *80CTL0902120A* | 45000 | 47000 | 17.5 | 10 | 8.5 | 1.98 | 77 | 61 | 206997530
KENMORE | (C,H,T)VH848GKA2* | EHD4X60AAL+WALLCON | *80CSU0802120A* | 46000 | 46000 | 17 | 10 | 8.5 | 2.06 | 78 | 62 | 206997604
CARRIER | 25VNA848A*031* | CSPH*6012AL*+UI | 58TN*A090C21**20 | 46000 | 46000 | 17 | 10 | 8.5 | 2.04 | 79 | 63 | 206765266
CARRIER | 25VNA848A*031* | CNPV*4821AL*+UI | 59MN7B100C21**22 | 45000 | 47000 | 17.5 | 10 | 8.5 | 1.98 | 77 | 61 | 206765224
TEMPSTAR | TVH848GKA2* | EN(A,D,W)4X48L21**+WALLCON | *80CTL0902120A* | 45000 | 47000 | 17.5 | 10 | 8.5 | 1.98 | 77 | 61 | 206774190
DAY & NIGHT | CVH848GKA2* | EHD4X60AAL+WALLCON | *80CTL0902120A* | 46000 | 46000 | 17 | 10 | 8.5 | 2.04 | 79 | 63 | 206774583
BRYANT HEATING AND COOLING SYSTEMS | 288BNV048*0**B* | CNPV*4821AL*+UI | 987MB66100C21*** | 45000 | 47000 | 17.5 | 10 | 8.5 | 1.98 | 77 | 61 | 206774200
KEEPRITE | CVH848GKA2* | EHD4X60AAL+WALLCON | *80CTL0902120A* | 46000 | 46000 | 17 | 10 | 8.5 | 2.04 | 79 | 63 | 206774584
AIRQUEST | HVH848GKA2* | EN(A,D,W)4X48L21**+WALLCON | *97CMN1002122A* | 45000 | 47000 | 17.5 | 10 | 8.5 | 1.98 | 77 | 61 | 206774202
KENMORE | (C,H,T)VH848GKA2* | EHD4X60AAL+WALLCON | *80CTL0902120A* | 46000 | 46000 | 17 | 10 | 8.5 | 2.04 | 79 | 63 | 206997574
HEIL | HVH848GKA2* | EN(A,D,W)4X48L21**+WALLCON | *97CMN1002122A* | 45000 | 47000 | 17.5 | 10 | 8.5 | 1.98 | 77 | 61 | 206774201
AIRQUEST | HVH848GKA2* | EHD4X60AAL+WALLCON | *80CTL1352422A* | 46000 | 46000 | 17 | 10 | 8.5 | 2.06 | 78 | 62 | 206774589
HEIL | HVH848GKA2* | EHD4X60AAL+WALLCON | *80CTL1352422A* | 46000 | 46000 | 17 | 10 | 8.5 | 2.06 | 78 | 62 | 206774588
BRYANT HEATING AND COOLING SYSTEMS | 288BNV048*0**B* | CSPH*6012AL*+UI | 88*TA66135C24*** | 46000 | 46000 | 17 | 10 | 8.5 | 2.06 | 78 | 62 | 206774587
COMFORTMAKER | CVH848GKA2* | EHD4X60AAL+WALLCON | *80CTL1102120A* | 46000 | 46000 | 17 | 10 | 8.5 | 2.04 | 79 | 63 | 206774663
ARCOAIRE | HVH848GKA2* | EHD4X60AAL+WALLCON | *80CTL1102120A* | 46000 | 46000 | 17 | 10 | 8.5 | 2.04 | 79 | 63 | 206774662
KEEPRITE | CVH848GKA2* | EHD4X60AAL+WALLCON | *80CTL1102120A* | 46000 | 46000 | 17 | 10 | 8.5 | 2.04 | 79 | 63 | 206774665
DAY & NIGHT | CVH848GKA2* | EHD4X60AAL+WALLCON | *80CTL1102120A* | 46000 | 46000 | 17 | 10 | 8.5 | 2.04 | 79 | 63 | 206774664
TEMPSTAR | TVH848GKA2* | EHD4X60AAL+WALLCON | *80CTL0902120A* | 46000 | 46000 | 17 | 10 | 8.5 | 2.04 | 79 | 63 | 206774586
KENMORE | (C,H,T)VH848GKA2* | EHD4X60AAL+WALLCON | *80CTL1102120A* | 46000 | 46000 | 17 | 10 | 8.5 | 2.04 | 79 | 63 | 206997583
CARRIER | 25VNA848A*031* | CSPH*6012AL*+UI | 58TN*A135C24**22 | 46000 | 46000 | 17 | 10 | 8.5 | 2.06 | 78 | 62 | 206765267
CARRIER | 25VNA837A*031* | CAP**3617AL*+UI | 58CU*A040C17**12 | 31400 | 33200 | 17 | 11 | 8.1 | 1.86 | 94 | 73 | 206765099
TEMPSTAR | TVH848GKA2* | EHD4X60AAL+WALLCON | *80CTL1102120A* | 46000 | 46000 | 17 | 10 | 8.5 | 2.04 | 79 | 63 | 206774667
BRYANT HEATING AND COOLING SYSTEMS | 288BNV037*0**B* | CAP**3617AL*+UI | 83*CA36040C17*** | 31400 | 33200 | 17 | 11 | 8.1 | 1.86 | 94 | 73 | 206773027
HEIL | HVH848GKA2* | EN(A,D)4X48L24**+WALLCON | *80CTL0902120A* | 45000 | 47000 | 17.5 | 10 | 8.5 | 1.98 | 77 | 61 | 206774264
BRYANT HEATING AND COOLING SYSTEMS | 288BNV048*0**B* | CNPV*4824AL*+UI | 88*TA60090C21*** | 45000 | 47000 | 17.5 | 10 | 8.5 | 1.98 | 77 | 61 | 206774263
AIRQUEST | HVH848GKA2* | EN(A,D)4X48L24**+WALLCON | *80CTL0902120A* | 45000 | 47000 | 17.5 | 10 | 8.5 | 1.98 | 77 | 61 | 206774265
KEEPRITE | CVH848GKA2* | EN(A,D)4X48L24**+WALLCON | *80CTL0902120A* | 45000 | 47000 | 17.5 | 10 | 8.5 | 1.98 | 77 | 61 | 206774269
DAY & NIGHT | CVH848GKA2* | EN(A,D)4X48L24**+WALLCON | *80CTL0902120A* | 45000 | 47000 | 17.5 | 10 | 8.5 | 1.98 | 77 | 61 | 206774268
HEIL | HVH837GKA2* | EA*4X48L21A*+WALLCON | *80CSU0601716A* | 32200 | 32600 | 17.5 | 11 | 8.1 | 1.98 | 97 | 77 | 206773145
COMFORTMAKER | CVH825GKA3* | EHD4X48AAL+WALLCON | *97CMN1002122A* | 24200 | 21200 | 16 | 11 | 8.1 | 2.04 | 97 | 79 | 210474597
DAY & NIGHT | CVH825GKA3* | EHD4X48AAL+WALLCON | *97CMN1002122A* | 24200 | 21200 | 16 | 11 | 8.1 | 2.04 | 97 | 79 | 210474598
ARCOAIRE | HVH848GKA2* | EN(A,D)4X48L24**+WALLCON | *80CTL0902120A* | 45000 | 47000 | 17.5 | 10 | 8.5 | 1.98 | 77 | 61 | 206774266
TEMPSTAR | TVH825GKA3* | EHD4X48AAL+WALLCON | *97CMN1002122A* | 24200 | 21200 | 16 | 11 | 8.1 | 2.04 | 97 | 79 | 210474601
KENMORE | (C,H,T)VH825GKA3* | EHD4X48AAL+WALLCON | *97CMN1002122A* | 24200 | 21200 | 16 | 11 | 8.1 | 2.04 | 97 | 79 | 210474600
COMFORTMAKER | CVH848GKA2* | EN(A,D)4X48L24**+WALLCON | *80CTL0902120A* | 45000 | 47000 | 17.5 | 10 | 8.5 | 1.98 | 77 | 61 | 206774267
TEMPSTAR | TVH824GKA** | EA*4X42L21A*+WALLCON | *97CMN0801714A* | 23600 | 22200 | 16 | 10 | 8.1 | 1.92 | 71 | 57 | 204291675
COMFORTMAKER | CVH825GKA3* | EN(A,D,W)4X48L21**+WALLCON | *80CTL0901716A* | 24200 | 21200 | 17.5 | 11.7 | 8.1 | 2.02 | 97 | 78 | 210474042
ARCOAIRE | HVH825GKA3* | EN(A,D,W)4X48L21**+WALLCON | *80CTL0901716A* | 24200 | 21200 | 17.5 | 11.7 | 8.1 | 2.02 | 97 | 78 | 210474041
KEEPRITE | CVH825GKA3* | EN(A,D,W)4X48L21**+WALLCON | *80CTL0901716A* | 24200 | 21200 | 17.5 | 11.7 | 8.1 | 2.02 | 97 | 78 | 210474044
DAY & NIGHT | CVH825GKA3* | EN(A,D,W)4X48L21**+WALLCON | *80CTL0901716A* | 24200 | 21200 | 17.5 | 11.7 | 8.1 | 2.02 | 97 | 78 | 210474043
KENMORE | (C,H,T)VH825GKA3* | EN(A,D,W)4X48L21**+WALLCON | *80CTL0901716A* | 24200 | 21200 | 17.5 | 11.7 | 8.1 | 2.02 | 97 | 78 | 210474045
BRYANT HEATING AND COOLING SYSTEMS | 288BNV025*0**C* | CNPV*4821AL*+UI | 987MB60060C21*** | 24000 | 21400 | 16.5 | 11 | 8.1 | 2 | 96 | 78 | 210474048
KEEPRITE | CVH825GKA3* | EN(A,D,W)4X48L21**+WALLCON | *96CTN1002122A* | 24200 | 21400 | 17 | 11.5 | 8.1 | 2.02 | 96 | 78 | 210474033
TEMPSTAR | TVH825GKA3* | EN(A,D,W)4X48L21**+WALLCON | *80CTL0901716A* | 24200 | 21200 | 17.5 | 11.7 | 8.1 | 2.02 | 97 | 78 | 210474046
AIRQUEST | HVH825GKA3* | EN(A,D,W)4X48L21**+WALLCON | *97CMN0602120A* | 24000 | 21400 | 16.5 | 11 | 8.1 | 2 | 96 | 78 | 210474051
ARCOAIRE | HVH825GKA3* | EN(A,D,W)4X48L21**+WALLCON | *97CMN0602120A* | 24000 | 21400 | 16.5 | 11 | 8.1 | 2 | 96 | 78 | 210474052
COMFORTMAKER | CVH825GKA3* | EN(A,D,W)4X48L21**+WALLCON | *97CMN0602120A* | 24000 | 21400 | 16.5 | 11 | 8.1 | 2 | 96 | 78 | 210474053
TEMPSTAR | TVH825GKA3* | EN(A,D,W)4X48L21**+WALLCON | *97CMN0602120A* | 24000 | 21400 | 16.5 | 11 | 8.1 | 2 | 96 | 78 | 210474057
DAY & NIGHT | CVH825GKA3* | EN(A,D,W)4X48L21**+WALLCON | *97CMN0602120A* | 24000 | 21400 | 16.5 | 11 | 8.1 | 2 | 96 | 78 | 210474054
BRYANT HEATING AND COOLING SYSTEMS | 288BNV025*0**C* | CNPV*4824AL*+UI | 935CA60080C21*** | 24200 | 21200 | 17 | 11.5 | 8.1 | 2.02 | 97 | 78 | 210474059
HEIL | HVH825GKA3* | EN(A,D)4X48L24**+WALLCON | *95CSU0802120A* | 24200 | 21200 | 17 | 11.5 | 8.1 | 2.02 | 97 | 78 | 210474060
ARCOAIRE | HVH825GKA3* | EN(A,D)4X48L24**+WALLCON | *95CSU0802120A* | 24200 | 21200 | 17 | 11.5 | 8.1 | 2.02 | 97 | 78 | 210474063
AIRQUEST | HVH825GKA3* | EN(A,D)4X48L24**+WALLCON | *95CSU0802120A* | 24200 | 21200 | 17 | 11.5 | 8.1 | 2.02 | 97 | 78 | 210474062
KEEPRITE | CVH825GKA3* | EN(A,D)4X48L24**+WALLCON | *95CSU0802120A* | 24200 | 21200 | 17 | 11.5 | 8.1 | 2.02 | 97 | 78 | 210474066
DAY & NIGHT | CVH825GKA3* | EN(A,D)4X48L24**+WALLCON | *95CSU0802120A* | 24200 | 21200 | 17 | 11.5 | 8.1 | 2.02 | 97 | 78 | 210474065
TEMPSTAR | TVH825GKA3* | EN(A,D)4X48L24**+WALLCON | *95CSU0802120A* | 24200 | 21200 | 17 | 11.5 | 8.1 | 2.02 | 97 | 78 | 210474068
CARRIER | 25VNA825A*032* | CNPV*4824AL*+UI | 59CU5A080C21**20 | 24200 | 21200 | 17 | 11.5 | 8.1 | 2.02 | 97 | 78 | 210474058
HEIL | HVH825GKA3* | EN(A,D)4X48L24**+WALLCON | *95CSU1002122A* | 24200 | 21200 | 17 | 11.5 | 8.1 | 2.02 | 97 | 78 | 210474071
AIRQUEST | HVH825GKA3* | EN(A,D)4X48L24**+WALLCON | *95CSU1002122A* | 24200 | 21200 | 17 | 11.5 | 8.1 | 2.02 | 97 | 78 | 210474073
ARCOAIRE | HVH825GKA3* | EN(A,D)4X48L24**+WALLCON | *95CSU1002122A* | 24200 | 21200 | 17 | 11.5 | 8.1 | 2.02 | 97 | 78 | 210474074
BRYANT HEATING AND COOLING SYSTEMS | 288BNV025*0**C* | CNPV*4824AL*+UI | 935CA66100C21*** | 24200 | 21200 | 17 | 11.5 | 8.1 | 2.02 | 97 | 78 | 210474070
COMFORTMAKER | CVH825GKA3* | EN(A,D)4X48L24**+WALLCON | *95CSU1002122A* | 24200 | 21200 | 17 | 11.5 | 8.1 | 2.02 | 97 | 78 | 210474075
KENMORE | (C,H,T)VH825GKA3* | EN(A,D)4X48L24**+WALLCON | *95CSU1002122A* | 24200 | 21200 | 17 | 11.5 | 8.1 | 2.02 | 97 | 78 | 210474078
CARRIER | 25VNA825A*032* | CNPV*4824AL*+UI | 59CU5A100C21**22 | 24200 | 21200 | 17 | 11.5 | 8.1 | 2.02 | 97 | 78 | 210474069
KEEPRITE | CVH825GKA3* | EN(A,D)4X48L24**+WALLCON | *95CSU1002122A* | 24200 | 21200 | 17 | 11.5 | 8.1 | 2.02 | 97 | 78 | 210474077
CARRIER | 25VNA825A*032* | CNPV*4824AL*+UI | 58CU*A100C21**20 | 24000 | 21400 | 16.5 | 11 | 8.1 | 2 | 96 | 78 | 210474080
BRYANT HEATING AND COOLING SYSTEMS | 288BNV025*0**C* | CNPV*4824AL*+UI | 83*CA60100C21*** | 24000 | 21400 | 16.5 | 11 | 8.1 | 2 | 96 | 78 | 210474081
HEIL | HVH825GKA3* | EN(A,D)4X48L24**+WALLCON | *80CSU1002120A* | 24000 | 21400 | 16.5 | 11 | 8.1 | 2 | 96 | 78 | 210474082
CARRIER | 25VNA825A*032* | CSPH*4212AL*+UI | 59TN6B080C17**14 | 24000 | 21400 | 16 | 10.5 | 8.1 | 2 | 97 | 78 | 210474327
AIRQUEST | HVH825GKA3* | EN(A,D)4X48L24**+WALLCON | *80CSU1002120A* | 24000 | 21400 | 16.5 | 11 | 8.1 | 2 | 96 | 78 | 210474084
ARCOAIRE | HVH825GKA3* | EN(A,D)4X48L24**+WALLCON | *80CSU1002120A* | 24000 | 21400 | 16.5 | 11 | 8.1 | 2 | 96 | 78 | 210474085
BRYANT HEATING AND COOLING SYSTEMS | 288BNV025*0**C* | CSPH*4212AL*+UI | 986TC42080C17*** | 24000 | 21400 | 16 | 10.5 | 8.1 | 2 | 97 | 78 | 210474328
KEEPRITE | CVH825GKA3* | EN(A,D,W)4X48L21**+WALLCON | *97CMN0602120A* | 24000 | 21400 | 16.5 | 11 | 8.1 | 2 | 96 | 78 | 210474055
COMFORTMAKER | CVH825GKA3* | EN(A,D)4X48L24**+WALLCON | *80CSU1002120A* | 24000 | 21400 | 16.5 | 11 | 8.1 | 2 | 96 | 78 | 210474086
DAY & NIGHT | CVH825GKA3* | EN(A,D)4X48L24**+WALLCON | *80CSU1002120A* | 24000 | 21400 | 16.5 | 11 | 8.1 | 2 | 96 | 78 | 210474087
KEEPRITE | CVH825GKA3* | EN(A,D)4X48L24**+WALLCON | *80CSU1002120A* | 24000 | 21400 | 16.5 | 11 | 8.1 | 2 | 96 | 78 | 210474088
TEMPSTAR | TVH825GKA3* | EN(A,D)4X48L24**+WALLCON | *80CSU1002120A* | 24000 | 21400 | 16.5 | 11 | 8.1 | 2 | 96 | 78 | 210474090
KENMORE | (C,H,T)VH825GKA3* | EN(A,D)4X48L24**+WALLCON | *80CSU1002120A* | 24000 | 21400 | 16.5 | 11 | 8.1 | 2 | 96 | 78 | 210474089
HEIL | HVH825GKA3* | EHD4X42AAL+WALLCON | *96CTN0801714A* | 24000 | 21400 | 16 | 10.5 | 8.1 | 2 | 97 | 78 | 210474329
DAY & NIGHT | CVH837GKA2* | EHD4X60AAL+WALLCON | *97CMN0801714A* | 32800 | 32600 | 16.5 | 11 | 8.1 | 1.98 | 97 | 77 | 210471228
CARRIER | 25VNA837A*031* | CSPH*6012AL*+UI | 59MN7B100C21**22 | 33000 | 32200 | 17 | 11.5 | 8.1 | 2.02 | 97 | 77 | 210471243
HEIL | HVH837GKA2* | EHD4X60AAL+WALLCON | *97CMN1002122A* | 33000 | 32200 | 17 | 11.5 | 8.1 | 2.02 | 97 | 77 | 210471245
BRYANT HEATING AND COOLING SYSTEMS | 288BNV037*0**B* | CSPH*6012AL*+UI | 987MB66100C21*** | 33000 | 32200 | 17 | 11.5 | 8.1 | 2.02 | 97 | 77 | 210471244
AIRQUEST | HVH837GKA2* | EHD4X60AAL+WALLCON | *97CMN1002122A* | 33000 | 32200 | 17 | 11.5 | 8.1 | 2.02 | 97 | 77 | 210471247
ARCOAIRE | HVH837GKA2* | EHD4X60AAL+WALLCON | *97CMN1002122A* | 33000 | 32200 | 17 | 11.5 | 8.1 | 2.02 | 97 | 77 | 210471248
DAY & NIGHT | CVH837GKA2* | EHD4X60AAL+WALLCON | *97CMN1002122A* | 33000 | 32200 | 17 | 11.5 | 8.1 | 2.02 | 97 | 77 | 210471250
CARRIER | 25VNA837A*031* | CSPH*6012AL*+UI | 59MN7B120C24**22 | 33000 | 32200 | 17 | 11 | 8.1 | 2 | 98 | 78 | 210471254
KENMORE | (C,H,T)VH837GKA2* | EHD4X60AAL+WALLCON | *97CMN1002122A* | 33000 | 32200 | 17 | 11.5 | 8.1 | 2.02 | 97 | 77 | 210471252
TEMPSTAR | TVH837GKA2* | EHD4X60AAL+WALLCON | *97CMN1002122A* | 33000 | 32200 | 17 | 11.5 | 8.1 | 2.02 | 97 | 77 | 210471253
AIRQUEST | HVH837GKA2* | EHD4X60AAL+WALLCON | *97CMN1202422A* | 33000 | 32200 | 17 | 11 | 8.1 | 2 | 98 | 78 | 210471258
HEIL | HVH837GKA2* | EHD4X60AAL+WALLCON | *97CMN1202422A* | 33000 | 32200 | 17 | 11 | 8.1 | 2 | 98 | 78 | 210471256
ARCOAIRE | HVH837GKA2* | EHD4X60AAL+WALLCON | *97CMN1202422A* | 33000 | 32200 | 17 | 11 | 8.1 | 2 | 98 | 78 | 210471259
DAY & NIGHT | CVH837GKA2* | EHD4X60AAL+WALLCON | *97CMN1202422A* | 33000 | 32200 | 17 | 11 | 8.1 | 2 | 98 | 78 | 210471261
COMFORTMAKER | CVH837GKA2* | EHD4X60AAL+WALLCON | *97CMN1202422A* | 33000 | 32200 | 17 | 11 | 8.1 | 2 | 98 | 78 | 210471260
KEEPRITE | CVH837GKA2* | EHD4X60AAL+WALLCON | *97CMN1202422A* | 33000 | 32200 | 17 | 11 | 8.1 | 2 | 98 | 78 | 210471262
TEMPSTAR | TVH837GKA2* | EHD4X60AAL+WALLCON | *97CMN1202422A* | 33000 | 32200 | 17 | 11 | 8.1 | 2 | 98 | 78 | 210471264
ARCOAIRE | HVH837GKA2* | EHD4X60AAL+WALLCON | *95CSU0802120A* | 33000 | 32200 | 17 | 11.5 | 8.1 | 2.02 | 97 | 77 | 210471116
BRYANT HEATING AND COOLING SYSTEMS | 288BNV037*0**B* | CSPH*6012AL*+UI | 986TC66100C21*** | 33000 | 32200 | 17 | 11.5 | 8.1 | 2.02 | 97 | 77 | 210471277
CARRIER | 25VNA837A*031* | CSPH*6012AL*+UI | 59TN6B100C21**22 | 33000 | 32200 | 17 | 11.5 | 8.1 | 2.02 | 97 | 77 | 210471276
DAY & NIGHT | CVH837GKA2* | EHD4X60AAL+WALLCON | *96CTN1002122A* | 33000 | 32200 | 17 | 11.5 | 8.1 | 2.02 | 97 | 77 | 210471283
KEEPRITE | CVH837GKA2* | EHD4X60AAL+WALLCON | *80CTL0902120A* | 33000 | 32200 | 17 | 11.5 | 8.1 | 2 | 98 | 78 | 210471185
AIRQUEST | HVH837GKA2* | EHD4X60AAL+WALLCON | *96CTN1002122A* | 33000 | 32200 | 17 | 11.5 | 8.1 | 2.02 | 97 | 77 | 210471280
COMFORTMAKER | CVH837GKA2* | EHD4X60AAL+WALLCON | *96CTN1002122A* | 33000 | 32200 | 17 | 11.5 | 8.1 | 2.02 | 97 | 77 | 210471282
KEEPRITE | CVH837GKA2* | EHD4X60AAL+WALLCON | *96CTN1002122A* | 33000 | 32200 | 17 | 11.5 | 8.1 | 2.02 | 97 | 77 | 210471284
TEMPSTAR | TVH837GKA2* | EHD4X60AAL+WALLCON | *96CTN1002122A* | 33000 | 32200 | 17 | 11.5 | 8.1 | 2.02 | 97 | 77 | 210471286
KENMORE | (C,H,T)VH837GKA2* | EHD4X60AAL+WALLCON | *96CTN1002122A* | 33000 | 32200 | 17 | 11.5 | 8.1 | 2.02 | 97 | 77 | 210471285
HEIL | HVH837GKA2* | EHD4X60AAL+WALLCON | *96CTN1002122A* | 33000 | 32200 | 17 | 11.5 | 8.1 | 2.02 | 97 | 77 | 210471278
ARCOAIRE | HVH837GKA2* | EHD4X60AAL+WALLCON | *80CTL0701412A* | 32800 | 32400 | 17 | 11 | 8.1 | 2 | 97 | 77 | 210471292
CARRIER | 25VNA837A*031* | CSPH*6012AL*+UI | 58TN*A070C14**12 | 32800 | 32400 | 17 | 11 | 8.1 | 2 | 97 | 77 | 210471287
BRYANT HEATING AND COOLING SYSTEMS | 288BNV037*0**B* | CSPH*6012AL*+UI | 88*TA36070C14*** | 32800 | 32400 | 17 | 11 | 8.1 | 2 | 97 | 77 | 210471288
DAY & NIGHT | CVH837GKA2* | EHD4X60AAL+WALLCON | *80CTL0701412A* | 32800 | 32400 | 17 | 11 | 8.1 | 2 | 97 | 77 | 210471294
CARRIER | 25VNA825A*032* | CSPH*4812AL*+UI | 59MN7B120C24**22 | 24200 | 21200 | 16 | 10.5 | 8.1 | 2.02 | 97 | 78 | 210474602
KEEPRITE | CVH825GKA3* | EHD4X48AAL+WALLCON | *97CMN1002122A* | 24200 | 21200 | 16 | 11 | 8.1 | 2.04 | 97 | 79 | 210474599
BRYANT HEATING AND COOLING SYSTEMS | 288BNV025*0**C* | CSPH*4812AL*+UI | 987MB66120C24*** | 24200 | 21200 | 16 | 10.5 | 8.1 | 2.02 | 97 | 78 | 210474603
HEIL | HVH825GKA3* | EHD4X48AAL+WALLCON | *97CMN1202422A* | 24200 | 21200 | 16 | 10.5 | 8.1 | 2.02 | 97 | 78 | 210474604
AIRQUEST | HVH825GKA3* | EHD4X48AAL+WALLCON | *97CMN1202422A* | 24200 | 21200 | 16 | 10.5 | 8.1 | 2.02 | 97 | 78 | 210474606
KENMORE | (C,H,T)VH825GKA3* | EHD4X48AAL+WALLCON | *97CMN1202422A* | 24200 | 21200 | 16 | 10.5 | 8.1 | 2.02 | 97 | 78 | 210474611
DAY & NIGHT | CVH825GKA3* | EHD4X48AAL+WALLCON | *97CMN1202422A* | 24200 | 21200 | 16 | 10.5 | 8.1 | 2.02 | 97 | 78 | 210474609
COMFORTMAKER | CVH825GKA3* | EHD4X48AAL+WALLCON | *97CMN1202422A* | 24200 | 21200 | 16 | 10.5 | 8.1 | 2.02 | 97 | 78 | 210474608
CARRIER | 25VNA825A*032* | CSPH*4812AL*+UI | 59TN6B100C21**22 | 24200 | 21200 | 16 | 11 | 8.1 | 2.04 | 97 | 79 | 210474613
BRYANT HEATING AND COOLING SYSTEMS | 288BNV025*0**C* | CSPH*4812AL*+UI | 986TC66100C21*** | 24200 | 21200 | 16 | 11 | 8.1 | 2.04 | 97 | 79 | 210474614
KEEPRITE | CVH825GKA3* | EHD4X48AAL+WALLCON | *97CMN1202422A* | 24200 | 21200 | 16 | 10.5 | 8.1 | 2.02 | 97 | 78 | 210474610
ARCOAIRE | HVH825GKA3* | EHD4X48AAL+WALLCON | *97CMN1202422A* | 24200 | 21200 | 16 | 10.5 | 8.1 | 2.02 | 97 | 78 | 210474607
HEIL | HVH825GKA3* | EHD4X48AAL+WALLCON | *96CTN1002122A* | 24200 | 21200 | 16 | 11 | 8.1 | 2.04 | 97 | 79 | 210474615
ARCOAIRE | HVH825GKA3* | EHD4X48AAL+WALLCON | *96CTN1002122A* | 24200 | 21200 | 16 | 11 | 8.1 | 2.04 | 97 | 79 | 210474618
KEEPRITE | CVH824GKA** | EA*4X42L24A*+WALLCON | *97CMN1002122A* | 23600 | 22000 | 16.5 | 10 | 8.1 | 1.94 | 71 | 57 | 204292244
BRYANT HEATING AND COOLING SYSTEMS | 288BNV037*0**B* | CSPH*4212AL*+UI | 986TC66100C21*** | 32600 | 33000 | 16.5 | 11 | 8.1 | 1.96 | 96 | 75 | 206772811
COMFORTMAKER | CVH837GKA2* | EN(A,D)4X48L24**+WALLCON | *97CMN1202422A* | 32400 | 33000 | 17.5 | 11.5 | 8.1 | 1.96 | 96 | 75 | 206772409
ARCOAIRE | HVH837GKA2* | EN(A,D)4X48L24**+WALLCON | *97CMN1202422A* | 32400 | 33000 | 17.5 | 11.5 | 8.1 | 1.96 | 96 | 75 | 206772408
DAY & NIGHT | CVH837GKA2* | EN(A,D)4X48L24**+WALLCON | *97CMN1202422A* | 32400 | 33000 | 17.5 | 11.5 | 8.1 | 1.96 | 96 | 75 | 206772410
BRYANT HEATING AND COOLING SYSTEMS | 288BNV037*0**B* | CNPV*4824AL*+UI | 987MB66120C24*** | 32400 | 33000 | 17.5 | 11.5 | 8.1 | 1.96 | 96 | 75 | 206772405
HEIL | HVH837GKA2* | EN(A,D)4X48L24**+WALLCON | *97CMN1202422A* | 32400 | 33000 | 17.5 | 11.5 | 8.1 | 1.96 | 96 | 75 | 206772406
CARRIER | 25VNA837A*031* | CSPH*4812AL*+UI | 59CU5A080C21**20 | 32600 | 33000 | 17 | 11 | 8.1 | 1.98 | 96 | 75 | 206765165
CARRIER | 25VNA837A*031* | CNPV*4824AL*+UI | 59MN7B120C24**22 | 32400 | 33000 | 17.5 | 11.5 | 8.1 | 1.96 | 96 | 75 | 206765037
TEMPSTAR | TVH837GKA2* | EN(A,D)4X48L24**+WALLCON | *97CMN1002122A* | 32400 | 33000 | 17.5 | 11.7 | 8.1 | 1.96 | 95 | 75 | 206772404
ARCOAIRE | HVH837GKA2* | EN(A,D)4X48L24**+WALLCON | *96CTN1202422A* | 32400 | 32800 | 17.5 | 11.7 | 8.1 | 1.96 | 96 | 76 | 206772381
HEIL | HVH837GKA2* | EN(A,D)4X48L24**+WALLCON | *96CTN1202422A* | 32400 | 32800 | 17.5 | 11.7 | 8.1 | 1.96 | 96 | 76 | 206772379
AIRQUEST | HVH837GKA2* | EN(A,D)4X48L24**+WALLCON | *96CTN1202422A* | 32400 | 32800 | 17.5 | 11.7 | 8.1 | 1.96 | 96 | 76 | 206772380
BRYANT HEATING AND COOLING SYSTEMS | 288BNV037*0**B* | CNPV*4824AL*+UI | 986TC66120C24*** | 32400 | 32800 | 17.5 | 11.7 | 8.1 | 1.96 | 96 | 76 | 206772378
KENMORE | (C,H,T)VH837GKA2* | EHD4X42AAL+WALLCON | *97CMN0602120A* | 32400 | 33400 | 16.5 | 10.5 | 8.1 | 1.94 | 95 | 75 | 206997835
CARRIER | 25VNA837A*031* | CNPV*4824AL*+UI | 59TN6B120C24**22 | 32400 | 32800 | 17.5 | 11.7 | 8.1 | 1.96 | 96 | 76 | 206765034
TEMPSTAR | TVH837GKA2* | EN(A,D)4X48L24**+WALLCON | *80CTL1352422A* | 32400 | 32800 | 17.5 | 11.7 | 8.1 | 1.98 | 96 | 76 | 206772377
ARCOAIRE | HVH837GKA2* | EHD4X48AAL+WALLCON | *95CSU0802120A* | 32600 | 33000 | 17 | 11 | 8.1 | 1.98 | 96 | 75 | 206773672
KEEPRITE | CVH837GKA2* | EN(A,D)4X48L24**+WALLCON | *80CTL1352422A* | 32400 | 32800 | 17.5 | 11.7 | 8.1 | 1.98 | 96 | 76 | 206772375
KENMORE | (C,H,T)VH837GKA2* | EN(A,D)4X48L24**+WALLCON | *80CTL1352422A* | 32400 | 32800 | 17.5 | 11.7 | 8.1 | 1.98 | 96 | 76 | 206997781
AIRQUEST | HVH837GKA2* | EHD4X48AAL+WALLCON | *95CSU0802120A* | 32600 | 33000 | 17 | 11 | 8.1 | 1.98 | 96 | 75 | 206773671
HEIL | HVH837GKA2* | EHD4X48AAL+WALLCON | *95CSU0802120A* | 32600 | 33000 | 17 | 11 | 8.1 | 1.98 | 96 | 75 | 206773670
BRYANT HEATING AND COOLING SYSTEMS | 288BNV037*0**B* | CSPH*4812AL*+UI | 935CA60080C21*** | 32600 | 33000 | 17 | 11 | 8.1 | 1.98 | 96 | 75 | 206773669
TEMPSTAR | TVH837GKA2* | EHD4X42AAL+WALLCON | *97CMN0602120A* | 32400 | 33400 | 16.5 | 10.5 | 8.1 | 1.94 | 95 | 75 | 206772855
KEEPRITE | CVH837GKA2* | EHD4X42AAL+WALLCON | *97CMN0602120A* | 32400 | 33400 | 16.5 | 10.5 | 8.1 | 1.94 | 95 | 75 | 206772853
KENMORE | (C,H,T)VH837GKA2* | EHD4X36AAL+WALLCON | *80CTL0901716A* | 32400 | 33200 | 17 | 11 | 8.1 | 1.94 | 95 | 74 | 206997814
DAY & NIGHT | CVH837GKA2* | EHD4X36AAL+WALLCON | *80CTL0901716A* | 32400 | 33200 | 17 | 11 | 8.1 | 1.94 | 95 | 74 | 206772663
ARCOAIRE | HVH837GKA2* | EHD4X36AAL+WALLCON | *80CTL0901716A* | 32400 | 33200 | 17 | 11 | 8.1 | 1.94 | 95 | 74 | 206772661
KEEPRITE | CVH837GKA2* | EHD4X36AAL+WALLCON | *80CTL0901716A* | 32400 | 33200 | 17 | 11 | 8.1 | 1.94 | 95 | 74 | 206772664
COMFORTMAKER | CVH837GKA2* | EHD4X36AAL+WALLCON | *80CTL0901716A* | 32400 | 33200 | 17 | 11 | 8.1 | 1.94 | 95 | 74 | 206772662
HEIL | HVH837GKA2* | EHD4X36AAL+WALLCON | *80CTL0901716A* | 32400 | 33200 | 17 | 11 | 8.1 | 1.94 | 95 | 74 | 206772659
BRYANT HEATING AND COOLING SYSTEMS | 288BNV037*0**B* | CSPH*3612AL*+UI | 88*TA48090C17*** | 32400 | 33200 | 17 | 11 | 8.1 | 1.94 | 95 | 74 | 206772658
AIRQUEST | HVH837GKA2* | EHD4X36AAL+WALLCON | *80CTL0901716A* | 32400 | 33200 | 17 | 11 | 8.1 | 1.94 | 95 | 74 | 206772660
COMFORTMAKER | CVH837GKA2* | EHD4X42AAL+WALLCON | *97CMN0602120A* | 32400 | 33400 | 16.5 | 10.5 | 8.1 | 1.94 | 95 | 75 | 206772851
ARCOAIRE | HVH837GKA2* | EN(A,D,W)4X48L21**+WALLCON | *80CTL0901716A* | 32400 | 32800 | 18 | 11.7 | 8.1 | 1.98 | 96 | 76 | 206772327
AIRQUEST | HVH837GKA2* | EN(A,D,W)4X48L21**+WALLCON | *80CTL0901716A* | 32400 | 32800 | 18 | 11.7 | 8.1 | 1.98 | 96 | 76 | 206772326
BRYANT HEATING AND COOLING SYSTEMS | 288BNV037*0**B* | CNPV*4821AL*+UI | 88*TA48090C17*** | 32400 | 32800 | 18 | 11.7 | 8.1 | 1.98 | 96 | 76 | 206772324
HEIL | HVH837GKA2* | EN(A,D,W)4X48L21**+WALLCON | *80CTL0901716A* | 32400 | 32800 | 18 | 11.7 | 8.1 | 1.98 | 96 | 76 | 206772325
TEMPSTAR | TVH837GKA2* | EN(A,D,W)4X48L21**+WALLCON | *96CTN1002122A* | 32400 | 33000 | 17.5 | 11.7 | 8.1 | 1.96 | 95 | 75 | 206772323
KEEPRITE | CVH837GKA2* | EN(A,D,W)4X48L21**+WALLCON | *96CTN1002122A* | 32400 | 33000 | 17.5 | 11.7 | 8.1 | 1.96 | 95 | 75 | 206772321
KENMORE | (C,H,T)VH837GKA2* | EN(A,D,W)4X48L21**+WALLCON | *96CTN1002122A* | 32400 | 33000 | 17.5 | 11.7 | 8.1 | 1.96 | 95 | 75 | 206997775
DAY & NIGHT | CVH837GKA2* | EHD4X42AAL+WALLCON | *97CMN0602120A* | 32400 | 33400 | 16.5 | 10.5 | 8.1 | 1.94 | 95 | 75 | 206772852
ARCOAIRE | HVH837GKA2* | EHD4X42AAL+WALLCON | *97CMN0602120A* | 32400 | 33400 | 16.5 | 10.5 | 8.1 | 1.94 | 95 | 75 | 206772850
AIRQUEST | HVH837GKA2* | EHD4X42AAL+WALLCON | *97CMN0602120A* | 32400 | 33400 | 16.5 | 10.5 | 8.1 | 1.94 | 95 | 75 | 206772849
HEIL | HVH837GKA2* | EHD4X42AAL+WALLCON | *97CMN0602120A* | 32400 | 33400 | 16.5 | 10.5 | 8.1 | 1.94 | 95 | 75 | 206772848
BRYANT HEATING AND COOLING SYSTEMS | 288BNV037*0**B* | CSPH*4212AL*+UI | 987MB60060C21*** | 32400 | 33400 | 16.5 | 10.5 | 8.1 | 1.94 | 95 | 75 | 206772847
DAY & NIGHT | CVH824GKA** | EA*4X42L24A*+WALLCON | *80CTL1352422A* | 23600 | 22000 | 16.5 | 10 | 8.1 | 1.94 | 71 | 57 | 204292213
BRYANT HEATING AND COOLING SYSTEMS | 288BNV024B0**A* | CAP**3617AL*+UI | 88*TA48090C17*** | 23600 | 22000 | 17 | 10 | 8.1 | 1.94 | 71 | 56 | 204291043
HEIL | HVH824GKA** | EA*4X36L17A*+WALLCON | *80CTL0901716A* | 23600 | 22000 | 17 | 10 | 8.1 | 1.94 | 71 | 56 | 204291044
CARRIER | 25VNA824B*030* | CAP**3617AL*+UI | 58TN*A090C17**16 | 23600 | 22000 | 17 | 10 | 8.1 | 1.94 | 71 | 56 | 204291042
KENMORE | (C,H,T)VH824GKA** | EA*4X36L17A*+WALLCON | *80CTL0701412A* | 23400 | 22000 | 17 | 10 | 8.1 | 1.94 | 71 | 57 | 204291040
KEEPRITE | CVH824GKA** | EA*4X36L17A*+WALLCON | *80CTL0701412A* | 23400 | 22000 | 17 | 10 | 8.1 | 1.94 | 71 | 57 | 204291039
DAY & NIGHT | CVH824GKA** | EA*4X36L17A*+WALLCON | *80CTL0701412A* | 23400 | 22000 | 17 | 10 | 8.1 | 1.94 | 71 | 57 | 204291038
COMFORTMAKER | CVH824GKA** | EA*4X36L17A*+WALLCON | *80CTL0701412A* | 23400 | 22000 | 17 | 10 | 8.1 | 1.94 | 71 | 57 | 204291037
ARCOAIRE | HVH824GKA** | EA*4X30L17A*+WALLCON | *80CTL0701412A* | 23400 | 22200 | 17 | 10 | 8.1 | 1.92 | 71 | 56 | 204290956
KENMORE | (C,H,T)VH837GKA2* | EA*4X43L21A*+WALLCON | *80CSU1002120A* | 32800 | 33000 | 17.5 | 11 | 8.5 | 1.98 | 96 | 76 | 206997866
AIRQUEST | HVH837GKA2* | EA*4X43L21A*+WALLCON | *96CTN1002122A* | 33000 | 33000 | 17.5 | 11.7 | 8.5 | 2 | 96 | 76 | 206771714
HEIL | HVH837GKA2* | EA*4X43L21A*+WALLCON | *96CTN1002122A* | 33000 | 33000 | 17.5 | 11.7 | 8.5 | 2 | 96 | 76 | 206771713
BRYANT HEATING AND COOLING SYSTEMS | 288BNV037*0**B* | CAP**4321AL*+UI | 986TC66100C21*** | 33000 | 33000 | 17.5 | 11.7 | 8.5 | 2 | 96 | 76 | 206771712
CARRIER | 25VNA837A*031* | CAP**4321AL*+UI | 59TN6B100C21**22 | 33000 | 33000 | 17.5 | 11.7 | 8.5 | 2 | 96 | 76 | 206764960
BRYANT HEATING AND COOLING SYSTEMS | 288BNV037*0**B* | CAP**3621AL*+UI | 986TC66100C21*** | 31600 | 33200 | 17 | 11 | 8.1 | 1.86 | 94 | 73 | 206771136
DAY & NIGHT | CVH837GKA2* | EA*4X36L17A*+WALLCON | *80CTL0901716A* | 31600 | 33200 | 17.5 | 11 | 8.1 | 1.86 | 94 | 73 | 206771033
CARRIER | 25VNA837A*031* | CAP**3621AL*+UI | 59TN6B100C21**22 | 31600 | 33200 | 17 | 11 | 8.1 | 1.86 | 94 | 73 | 206764896
KENMORE | (C,H,T)VH837GKA2* | EA*4X36L17A*+WALLCON | *80CTL0901716A* | 31600 | 33200 | 17.5 | 11 | 8.1 | 1.86 | 94 | 73 | 206997632
TEMPSTAR | TVH837GKA2* | EA*4X36L17A*+WALLCON | *80CTL0901716A* | 31600 | 33200 | 17.5 | 11 | 8.1 | 1.86 | 94 | 73 | 206771036
KEEPRITE | CVH837GKA2* | EA*4X36L17A*+WALLCON | *80CTL0901716A* | 31600 | 33200 | 17.5 | 11 | 8.1 | 1.86 | 94 | 73 | 206771034
COMFORTMAKER | CVH837GKA2* | EA*4X36L17A*+WALLCON | *80CTL0901716A* | 31600 | 33200 | 17.5 | 11 | 8.1 | 1.86 | 94 | 73 | 206771032
AIRQUEST | HVH837GKA2* | EA*4X36L17A*+WALLCON | *80CTL0901716A* | 31600 | 33200 | 17.5 | 11 | 8.1 | 1.86 | 94 | 73 | 206771030
ARCOAIRE | HVH837GKA2* | EA*4X36L17A*+WALLCON | *80CTL0901716A* | 31600 | 33200 | 17.5 | 11 | 8.1 | 1.86 | 94 | 73 | 206771031
HEIL | HVH837GKA2* | EA*4X36L17A*+WALLCON | *80CTL0901716A* | 31600 | 33200 | 17.5 | 11 | 8.1 | 1.86 | 94 | 73 | 206771029
COMFORTMAKER | CVH837GKA2* | EA*4X42L21A*+WALLCON | *80CTL0701716A* | 31800 | 33200 | 17 | 11 | 8.1 | 1.88 | 95 | 74 | 206771392
ARCOAIRE | HVH837GKA2* | EA*4X42L21A*+WALLCON | *80CTL0701716A* | 31800 | 33200 | 17 | 11 | 8.1 | 1.88 | 95 | 74 | 206771391
KEEPRITE | CVH837GKA2* | EA*4X42L21A*+WALLCON | *80CTL0701716A* | 31800 | 33200 | 17 | 11 | 8.1 | 1.88 | 95 | 74 | 206771394
AIRQUEST | HVH837GKA2* | EA*4X37L21A*+WALLCON | *96CTN1002122A* | 33000 | 33000 | 17.5 | 11.7 | 8.5 | 2 | 96 | 76 | 206771345
AIRQUEST | HVH837GKA2* | EA*4X42L21A*+WALLCON | *80CTL0701716A* | 31800 | 33200 | 17 | 11 | 8.1 | 1.88 | 95 | 74 | 206771390
HEIL | HVH837GKA2* | EA*4X37L21A*+WALLCON | *96CTN1002122A* | 33000 | 33000 | 17.5 | 11.7 | 8.5 | 2 | 96 | 76 | 206771344
DAY & NIGHT | CVH837GKA2* | EA*4X42L21A*+WALLCON | *80CTL0701716A* | 31800 | 33200 | 17 | 11 | 8.1 | 1.88 | 95 | 74 | 206771393
HEIL | HVH837GKA2* | EA*4X42L21A*+WALLCON | *80CTL0701716A* | 31800 | 33200 | 17 | 11 | 8.1 | 1.88 | 95 | 74 | 206771389
DAY & NIGHT | CVH837GKA2* | EA*4X37L21A*+WALLCON | *96CTN1002122A* | 33000 | 33000 | 17.5 | 11.7 | 8.5 | 2 | 96 | 76 | 206771348
CARRIER | 25VNA837A*031* | CAP**4221AL*+UI | 58TN*A070C17**16 | 31800 | 33200 | 17 | 11 | 8.1 | 1.88 | 95 | 74 | 206764924
BRYANT HEATING AND COOLING SYSTEMS | 288BNV037*0**B* | CAP**4221AL*+UI | 88*TA48070C17*** | 31800 | 33200 | 17 | 11 | 8.1 | 1.88 | 95 | 74 | 206771388
COMFORTMAKER | CVH837GKA2* | EA*4X37L21A*+WALLCON | *96CTN1002122A* | 33000 | 33000 | 17.5 | 11.7 | 8.5 | 2 | 96 | 76 | 206771347
KEEPRITE | CVH837GKA2* | EA*4X37L21A*+WALLCON | *96CTN1002122A* | 33000 | 33000 | 17.5 | 11.7 | 8.5 | 2 | 96 | 76 | 206771349
ARCOAIRE | HVH837GKA2* | EA*4X37L21A*+WALLCON | *96CTN1002122A* | 33000 | 33000 | 17.5 | 11.7 | 8.5 | 2 | 96 | 76 | 206771346
BRYANT HEATING AND COOLING SYSTEMS | 288BNV037*0**B* | CAP**3721AL*+UI | 986TC66100C21*** | 33000 | 33000 | 17.5 | 11.7 | 8.5 | 2 | 96 | 76 | 206771343
CARRIER | 25VNA837A*031* | CAP**3721AL*+UI | 59TN6B100C21**22 | 33000 | 33000 | 17.5 | 11.7 | 8.5 | 2 | 96 | 76 | 206764919
KEEPRITE | CVH837GKA2* | EA*4X37L21A*+WALLCON | *97CMN1002122A* | 33000 | 33000 | 17.5 | 11.7 | 8.5 | 2 | 96 | 76 | 206771331
KENMORE | (C,H,T)VH837GKA2* | EA*4X37L21A*+WALLCON | *97CMN1002122A* | 33000 | 33000 | 17.5 | 11.7 | 8.5 | 2 | 96 | 76 | 206997665
TEMPSTAR | TVH837GKA2* | EA*4X37L21A*+WALLCON | *97CMN1002122A* | 33000 | 33000 | 17.5 | 11.7 | 8.5 | 2 | 96 | 76 | 206771333
DAY & NIGHT | CVH837GKA2* | EA*4X37L21A*+WALLCON | *97CMN1002122A* | 33000 | 33000 | 17.5 | 11.7 | 8.5 | 2 | 96 | 76 | 206771330
COMFORTMAKER | CVH837GKA2* | EA*4X37L21A*+WALLCON | *97CMN1002122A* | 33000 | 33000 | 17.5 | 11.7 | 8.5 | 2 | 96 | 76 | 206771329
ARCOAIRE | HVH824GKA** | EA*4X42L24A*+WALLCON | *80CTL1352422A* | 23600 | 22000 | 16.5 | 10 | 8.1 | 1.94 | 71 | 57 | 204292211
KEEPRITE | CVH848GKA2* | EN(A,D,W)4X48L21**+WALLCON | *95CSU0802120A* | 45000 | 47000 | 17 | 10 | 8.5 | 1.98 | 77 | 61 | 206774961
DAY & NIGHT | CVH848GKA2* | EN(A,D,W)4X48L21**+WALLCON | *95CSU0802120A* | 45000 | 47000 | 17 | 10 | 8.5 | 1.98 | 77 | 61 | 206774960
COMFORTMAKER | CVH848GKA2* | EN(A,D,W)4X48L21**+WALLCON | *95CSU0802120A* | 45000 | 47000 | 17 | 10 | 8.5 | 1.98 | 77 | 61 | 206774959
ARCOAIRE | HVH848GKA2* | EN(A,D,W)4X48L21**+WALLCON | *95CSU0802120A* | 45000 | 47000 | 17 | 10 | 8.5 | 1.98 | 77 | 61 | 206774958
HEIL | HVH848GKA2* | EHD4X60AAL+WALLCON | *95CSU0802120A* | 46000 | 46000 | 17 | 10 | 8.5 | 2.04 | 79 | 63 | 206774992
COMFORTMAKER | CVH848GKA2* | EA*4X48L24A*+WALLCON | *97CMN1002122A* | 44500 | 46500 | 17 | 10 | 8.5 | 2.02 | 78 | 62 | 206773844
ARCOAIRE | HVH848GKA2* | EA*4X48L24A*+WALLCON | *97CMN1002122A* | 44500 | 46500 | 17 | 10 | 8.5 | 2.02 | 78 | 62 | 206773843
AIRQUEST | HVH848GKA2* | EA*4X48L24A*+WALLCON | *97CMN1002122A* | 44500 | 46500 | 17 | 10 | 8.5 | 2.02 | 78 | 62 | 206773842
HEIL | HVH848GKA2* | EA*4X48L24A*+WALLCON | *97CMN1002122A* | 44500 | 46500 | 17 | 10 | 8.5 | 2.02 | 78 | 62 | 206773841
BRYANT HEATING AND COOLING SYSTEMS | 288BNV048*0**B* | CAP**4824AL*+UI | 987MB66100C21*** | 44500 | 46500 | 17 | 10 | 8.5 | 2.02 | 78 | 62 | 206773840
DAY & NIGHT | CVH837GKA2* | EA*4X48L21A*+WALLCON | *80CSU0601716A* | 32200 | 32600 | 17.5 | 11 | 8.1 | 1.98 | 97 | 77 | 206773149
CARRIER | 25VNA848A*031* | CAP**4824AL*+UI | 59MN7B100C21**22 | 44500 | 46500 | 17 | 10 | 8.5 | 2.02 | 78 | 62 | 206765184
TEMPSTAR | TVH848GKA2* | EA*4X48L24A*+WALLCON | *96CTN1202422A* | 44500 | 46500 | 17.5 | 10 | 8.5 | 2.02 | 78 | 62 | 206773830
AIRQUEST | HVH848GKA2* | EHD4X60AAL+WALLCON | *95CSU0802120A* | 46000 | 46000 | 17 | 10 | 8.5 | 2.04 | 79 | 63 | 206774993
BRYANT HEATING AND COOLING SYSTEMS | 288BNV048*0**B* | CSPH*6012AL*+UI | 935CA60080C21*** | 46000 | 46000 | 17 | 10 | 8.5 | 2.04 | 79 | 63 | 206774991
CARRIER | 25VNA848A*031* | CSPH*6012AL*+UI | 59CU5A080C21**20 | 46000 | 46000 | 17 | 10 | 8.5 | 2.04 | 79 | 63 | 206765311
KENMORE | (C,H,T)VH848GKA2* | EHD4X48AAL+WALLCON | *80CTL1352422A* | 45500 | 47000 | 16.5 | 10 | 8.5 | 2.08 | 79 | 64 | 206997563
TEMPSTAR | TVH848GKA2* | EHD4X48AAL+WALLCON | *80CTL1352422A* | 45500 | 47000 | 16.5 | 10 | 8.5 | 2.08 | 79 | 64 | 206774487
KEEPRITE | CVH848GKA2* | EHD4X48AAL+WALLCON | *80CTL1352422A* | 45500 | 47000 | 16.5 | 10 | 8.5 | 2.08 | 79 | 64 | 206774485
DAY & NIGHT | CVH848GKA2* | EHD4X48AAL+WALLCON | *80CTL1352422A* | 45500 | 47000 | 16.5 | 10 | 8.5 | 2.08 | 79 | 64 | 206774484
BRYANT HEATING AND COOLING SYSTEMS | 288BNV048*0**B* | CNPV*4821AL*+UI | 986TC66100C21*** | 45000 | 47000 | 17.5 | 10 | 8.5 | 1.98 | 77 | 61 | 206774218
DAY & NIGHT | CVH848GKA2* | EN(A,D,W)4X48L21**+WALLCON | *95CSU1002122A* | 45000 | 47000 | 17.5 | 10 | 8.5 | 2.06 | 79 | 63 | 206774969
TEMPSTAR | TVH848GKA2* | EN(A,D,W)4X48L21**+WALLCON | *97CMN1002122A* | 45000 | 47000 | 17.5 | 10 | 8.5 | 1.98 | 77 | 61 | 206774208
COMFORTMAKER | CVH848GKA2* | EN(A,D,W)4X48L21**+WALLCON | *95CSU1002122A* | 45000 | 47000 | 17.5 | 10 | 8.5 | 2.06 | 79 | 63 | 206774968
CARRIER | 25VNA848A*031* | CNPV*4821AL*+UI | 59TN6B100C21**22 | 45000 | 47000 | 17.5 | 10 | 8.5 | 1.98 | 77 | 61 | 206765226
KEEPRITE | CVH848GKA2* | EN(A,D,W)4X48L21**+WALLCON | *97CMN1002122A* | 45000 | 47000 | 17.5 | 10 | 8.5 | 1.98 | 77 | 61 | 206774206
DAY & NIGHT | CVH848GKA2* | EN(A,D,W)4X48L21**+WALLCON | *97CMN1002122A* | 45000 | 47000 | 17.5 | 10 | 8.5 | 1.98 | 77 | 61 | 206774205
COMFORTMAKER | CVH848GKA2* | EN(A,D,W)4X48L21**+WALLCON | *97CMN1002122A* | 45000 | 47000 | 17.5 | 10 | 8.5 | 1.98 | 77 | 61 | 206774204
ARCOAIRE | HVH848GKA2* | EN(A,D,W)4X48L21**+WALLCON | *97CMN1002122A* | 45000 | 47000 | 17.5 | 10 | 8.5 | 1.98 | 77 | 61 | 206774203
TEMPSTAR | TVH848GKA2* | EN(A,D,W)4X48L21**+WALLCON | *95CSU1002122A* | 45000 | 47000 | 17.5 | 10 | 8.5 | 2.06 | 79 | 63 | 206774972
KENMORE | (C,H,T)VH848GKA2* | EN(A,D,W)4X48L21**+WALLCON | *95CSU1002122A* | 45000 | 47000 | 17.5 | 10 | 8.5 | 2.06 | 79 | 63 | 206997617
COMFORTMAKER | CVH837GKA2* | EA*4X48L21A*+WALLCON | *80CSU0601716A* | 32200 | 32600 | 17.5 | 11 | 8.1 | 1.98 | 97 | 77 | 206773148
ARCOAIRE | HVH848GKA2* | EN(A,D,W)4X48L21**+WALLCON | *95CSU1002122A* | 45000 | 47000 | 17.5 | 10 | 8.5 | 2.06 | 79 | 63 | 206774967
AIRQUEST | HVH848GKA2* | EN(A,D,W)4X48L21**+WALLCON | *95CSU1002122A* | 45000 | 47000 | 17.5 | 10 | 8.5 | 2.06 | 79 | 63 | 206774966
AIRQUEST | HVH848GKA2* | EN(A,D,W)4X60L24**+WALLCON | *80CTL1352422A* | 45500 | 46000 | 17.5 | 10.5 | 8.5 | 2.02 | 78 | 62 | 206774373
HEIL | HVH848GKA2* | EN(A,D,W)4X48L21**+WALLCON | *95CSU1002122A* | 45000 | 47000 | 17.5 | 10 | 8.5 | 2.06 | 79 | 63 | 206774965
CARRIER | 25VNA848A*031* | CNPV*6024AL*+UI | 58TN*A135C24**22 | 45500 | 46000 | 17.5 | 10.5 | 8.5 | 2.02 | 78 | 62 | 206765243
HEIL | HVH848GKA2* | EN(A,D,W)4X60L24**+WALLCON | *80CTL1352422A* | 45500 | 46000 | 17.5 | 10.5 | 8.5 | 2.02 | 78 | 62 | 206774372
BRYANT HEATING AND COOLING SYSTEMS | 288BNV048*0**B* | CNPV*6024AL*+UI | 88*TA66135C24*** | 45500 | 46000 | 17.5 | 10.5 | 8.5 | 2.02 | 78 | 62 | 206774371
TEMPSTAR | TVH848GKA2* | EN(A,D,W)4X60L24**+WALLCON | *80CTL0902120A* | 45500 | 46500 | 17.5 | 10 | 8.5 | 2 | 78 | 62 | 206774370
KEEPRITE | CVH848GKA2* | EN(A,D,W)4X60L24**+WALLCON | *80CTL0902120A* | 45500 | 46500 | 17.5 | 10 | 8.5 | 2 | 78 | 62 | 206774368
ARCOAIRE | HVH837GKA2* | EA*4X48L21A*+WALLCON | *80CSU0601716A* | 32200 | 32600 | 17.5 | 11 | 8.1 | 1.98 | 97 | 77 | 206773147
KENMORE | (C,H,T)VH848GKA2* | EN(A,D,W)4X60L24**+WALLCON | *80CTL0902120A* | 45500 | 46500 | 17.5 | 10 | 8.5 | 2 | 78 | 62 | 206997550
TEMPSTAR | TVH848GKA2* | EA*4X60L24A*+WALLCON | *95CSU0802120A* | 45500 | 45500 | 17.5 | 10 | 8.5 | 2.02 | 79 | 63 | 206774909
DAY & NIGHT | CVH848GKA2* | EN(A,D,W)4X60L24**+WALLCON | *80CTL0902120A* | 45500 | 46500 | 17.5 | 10 | 8.5 | 2 | 78 | 62 | 206774367
KEEPRITE | CVH848GKA2* | EA*4X60L24A*+WALLCON | *95CSU0802120A* | 45500 | 45500 | 17.5 | 10 | 8.5 | 2.02 | 79 | 63 | 206774907
COMFORTMAKER | CVH848GKA2* | EA*4X60L24A*+WALLCON | *95CSU0802120A* | 45500 | 45500 | 17.5 | 10 | 8.5 | 2.02 | 79 | 63 | 206774905
DAY & NIGHT | CVH848GKA2* | EA*4X60L24A*+WALLCON | *95CSU0802120A* | 45500 | 45500 | 17.5 | 10 | 8.5 | 2.02 | 79 | 63 | 206774906
ARCOAIRE | HVH848GKA2* | EA*4X60L24A*+WALLCON | *95CSU0802120A* | 45500 | 45500 | 17.5 | 10 | 8.5 | 2.02 | 79 | 63 | 206774904
AIRQUEST | HVH848GKA2* | EA*4X60L24A*+WALLCON | *95CSU0802120A* | 45500 | 45500 | 17.5 | 10 | 8.5 | 2.02 | 79 | 63 | 206774903
HEIL | HVH848GKA2* | EA*4X48L21A*+WALLCON | *95CSU1002122A* | 44500 | 46500 | 17.5 | 10 | 8.5 | 2.02 | 78 | 62 | 206774875
HEIL | HVH848GKA2* | EA*4X60L24A*+WALLCON | *95CSU0802120A* | 45500 | 45500 | 17.5 | 10 | 8.5 | 2.02 | 79 | 63 | 206774902
ARCOAIRE | HVH848GKA2* | EA*4X48L21A*+WALLCON | *95CSU1002122A* | 44500 | 46500 | 17.5 | 10 | 8.5 | 2.02 | 78 | 62 | 206774877
COMFORTMAKER | CVH848GKA2* | EA*4X48L21A*+WALLCON | *95CSU1002122A* | 44500 | 46500 | 17.5 | 10 | 8.5 | 2.02 | 78 | 62 | 206774878
ARCOAIRE | HVH837GKA2* | EHD4X60AAL+WALLCON | *97CMN0602120A* | 32800 | 32400 | 16.5 | 11 | 8.1 | 1.98 | 98 | 78 | 210471325
AIRQUEST | HVH837GKA2* | EHD4X60AAL+WALLCON | *97CMN0602120A* | 32800 | 32400 | 16.5 | 11 | 8.1 | 1.98 | 98 | 78 | 210471324
TEMPSTAR | TVH837GKA2* | EHD4X60AAL+WALLCON | *97CMN0602120A* | 32800 | 32400 | 16.5 | 11 | 8.1 | 1.98 | 98 | 78 | 210471330
KENMORE | (C,H,T)VH837GKA2* | EHD4X60AAL+WALLCON | *97CMN0602120A* | 32800 | 32400 | 16.5 | 11 | 8.1 | 1.98 | 98 | 78 | 210471329
KEEPRITE | CVH837GKA2* | EHD4X60AAL+WALLCON | *97CMN0602120A* | 32800 | 32400 | 16.5 | 11 | 8.1 | 1.98 | 98 | 78 | 210471328
DAY & NIGHT | CVH837GKA2* | EHD4X60AAL+WALLCON | *97CMN0602120A* | 32800 | 32400 | 16.5 | 11 | 8.1 | 1.98 | 98 | 78 | 210471327
COMFORTMAKER | CVH837GKA2* | EHD4X60AAL+WALLCON | *97CMN0602120A* | 32800 | 32400 | 16.5 | 11 | 8.1 | 1.98 | 98 | 78 | 210471326
BRYANT HEATING AND COOLING SYSTEMS | 288BNV037*0**B* | CSPH*6012AL*+UI | 987MB60060C21*** | 32800 | 32400 | 16.5 | 11 | 8.1 | 1.98 | 98 | 78 | 210471321
HEIL | HVH837GKA2* | EHD4X60AAL+WALLCON | *97CMN0602120A* | 32800 | 32400 | 16.5 | 11 | 8.1 | 1.98 | 98 | 78 | 210471322
CARRIER | 25VNA837A*031* | CSPH*6012AL*+UI | 59MN7B060C21**20 | 32800 | 32400 | 16.5 | 11 | 8.1 | 1.98 | 98 | 78 | 210471320
KENMORE | (C,H,T)VH837GKA2* | EHD4X60AAL+WALLCON | *80CTL0901716A* | 33000 | 32200 | 17.5 | 11.5 | 8.1 | 2.02 | 97 | 77 | 210471307
DAY & NIGHT | CVH837GKA2* | EHD4X60AAL+WALLCON | *80CTL0901716A* | 33000 | 32200 | 17.5 | 11.5 | 8.1 | 2.02 | 97 | 77 | 210471305
TEMPSTAR | TVH837GKA2* | EHD4X60AAL+WALLCON | *80CTL0901716A* | 33000 | 32200 | 17.5 | 11.5 | 8.1 | 2.02 | 97 | 77 | 210471308
COMFORTMAKER | CVH837GKA2* | EHD4X60AAL+WALLCON | *80CTL0901716A* | 33000 | 32200 | 17.5 | 11.5 | 8.1 | 2.02 | 97 | 77 | 210471304
ARCOAIRE | HVH837GKA2* | EHD4X60AAL+WALLCON | *80CTL0901716A* | 33000 | 32200 | 17.5 | 11.5 | 8.1 | 2.02 | 97 | 77 | 210471303
KEEPRITE | CVH837GKA2* | EHD4X60AAL+WALLCON | *80CTL0901716A* | 33000 | 32200 | 17.5 | 11.5 | 8.1 | 2.02 | 97 | 77 | 210471306
KEEPRITE | CVH837GKA2* | EHD4X60AAL+WALLCON | *80CTL0701412A* | 32800 | 32400 | 17 | 11 | 8.1 | 2 | 97 | 77 | 210471295
KENMORE | (C,H,T)VH837GKA2* | EHD4X60AAL+WALLCON | *80CTL0701412A* | 32800 | 32400 | 17 | 11 | 8.1 | 2 | 97 | 77 | 210471296
HEIL | HVH837GKA2* | EHD4X60AAL+WALLCON | *80CTL0901716A* | 33000 | 32200 | 17.5 | 11.5 | 8.1 | 2.02 | 97 | 77 | 210471300
BRYANT HEATING AND COOLING SYSTEMS | 288BNV037*0**B* | CSPH*6012AL*+UI | 88*TA48090C17*** | 33000 | 32200 | 17.5 | 11.5 | 8.1 | 2.02 | 97 | 77 | 210471299
AIRQUEST | HVH837GKA2* | EHD4X60AAL+WALLCON | *80CTL0901716A* | 33000 | 32200 | 17.5 | 11.5 | 8.1 | 2.02 | 97 | 77 | 210471302
CARRIER | 25VNA837A*031* | CSPH*6012AL*+UI | 58TN*A090C17**16 | 33000 | 32200 | 17.5 | 11.5 | 8.1 | 2.02 | 97 | 77 | 210471298
TEMPSTAR | TVH837GKA2* | EHD4X60AAL+WALLCON | *80CTL0701412A* | 32800 | 32400 | 17 | 11 | 8.1 | 2 | 97 | 77 | 210471297
DAY & NIGHT | CVH837GKA2* | EHD4X48AAL+WALLCON | *80CTL0901716A* | 32800 | 33000 | 17.5 | 11.5 | 8.1 | 1.98 | 96 | 75 | 206773005
AIRQUEST | HVH837GKA2* | EHD4X48AAL+WALLCON | *80CTL0901716A* | 32800 | 33000 | 17.5 | 11.5 | 8.1 | 1.98 | 96 | 75 | 206773002
ARCOAIRE | HVH837GKA2* | EHD4X48AAL+WALLCON | *80CTL0901716A* | 32800 | 33000 | 17.5 | 11.5 | 8.1 | 1.98 | 96 | 75 | 206773003
HEIL | HVH837GKA2* | EHD4X42AAL+WALLCON | *80CSU0401712A* | 32400 | 33200 | 17 | 11 | 8.1 | 1.96 | 95 | 75 | 206773321
HEIL | HVH837GKA2* | EHD4X48AAL+WALLCON | *80CTL0901716A* | 32800 | 33000 | 17.5 | 11.5 | 8.1 | 1.98 | 96 | 75 | 206773001
COMFORTMAKER | CVH837GKA2* | EHD4X48AAL+WALLCON | *97CMN0602120A* | 32400 | 33200 | 16.5 | 11 | 8.1 | 1.94 | 96 | 76 | 206773022
BRYANT HEATING AND COOLING SYSTEMS | 288BNV037*0**B* | CSPH*4812AL*+UI | 88*TA48090C17*** | 32800 | 33000 | 17.5 | 11.5 | 8.1 | 1.98 | 96 | 75 | 206773000
CARRIER | 25VNA837A*031* | CSPH*4812AL*+UI | 58TN*A090C17**16 | 32800 | 33000 | 17.5 | 11.5 | 8.1 | 1.98 | 96 | 75 | 206765096
TEMPSTAR | TVH837GKA2* | EHD4X48AAL+WALLCON | *80CTL0701412A* | 32600 | 33200 | 17 | 11 | 8.1 | 1.96 | 96 | 75 | 206772999
KENMORE | (C,H,T)VH837GKA2* | EHD4X48AAL+WALLCON | *97CMN0602120A* | 32400 | 33200 | 16.5 | 11 | 8.1 | 1.94 | 96 | 76 | 206997854
TEMPSTAR | TVH837GKA2* | EHD4X48AAL+WALLCON | *97CMN0602120A* | 32400 | 33200 | 16.5 | 11 | 8.1 | 1.94 | 96 | 76 | 206773026
KEEPRITE | CVH837GKA2* | EHD4X48AAL+WALLCON | *97CMN0602120A* | 32400 | 33200 | 16.5 | 11 | 8.1 | 1.94 | 96 | 76 | 206773024
BRYANT HEATING AND COOLING SYSTEMS | 288BNV037*0**B* | CSPH*4212AL*+UI | 83*CA36040C17*** | 32400 | 33200 | 17 | 11 | 8.1 | 1.96 | 95 | 75 | 206773320
DAY & NIGHT | CVH837GKA2* | EHD4X42AAL+WALLCON | *95CSU1002122A* | 32600 | 33000 | 17 | 11 | 8.1 | 1.96 | 96 | 75 | 206773665
CARRIER | 25VNA837A*031* | CSPH*4212AL*+UI | 58CU*A040C17**12 | 32400 | 33200 | 17 | 11 | 8.1 | 1.96 | 95 | 75 | 206765128
TEMPSTAR | TVH837GKA2* | EHD4X42AAL+WALLCON | *95CSU1002122A* | 32600 | 33000 | 17 | 11 | 8.1 | 1.96 | 96 | 75 | 206773668
COMFORTMAKER | CVH837GKA2* | EHD4X42AAL+WALLCON | *95CSU1002122A* | 32600 | 33000 | 17 | 11 | 8.1 | 1.96 | 96 | 75 | 206773664
KEEPRITE | CVH837GKA2* | EHD4X42AAL+WALLCON | *95CSU1002122A* | 32600 | 33000 | 17 | 11 | 8.1 | 1.96 | 96 | 75 | 206773666
TEMPSTAR | TVH837GKA2* | EHD4X36AAL+WALLCON | *95CSU1002122A* | 32200 | 33200 | 16.5 | 11 | 8.1 | 1.94 | 95 | 74 | 206773650
BRYANT HEATING AND COOLING SYSTEMS | 288BNV037*0**B* | CSPH*4812AL*+UI | 935CA66100C21*** | 32600 | 32800 | 17 | 11 | 8.1 | 1.98 | 96 | 76 | 206773678
KENMORE | (C,H,T)VH837GKA2* | EHD4X36AAL+WALLCON | *95CSU1002122A* | 32200 | 33200 | 16.5 | 11 | 8.1 | 1.94 | 95 | 74 | 206997924
KEEPRITE | CVH837GKA2* | EHD4X36AAL+WALLCON | *95CSU1002122A* | 32200 | 33200 | 16.5 | 11 | 8.1 | 1.94 | 95 | 74 | 206773648
HEIL | HVH837GKA2* | EHD4X48AAL+WALLCON | *95CSU1002122A* | 32600 | 32800 | 17 | 11 | 8.1 | 1.98 | 96 | 76 | 206773679
TEMPSTAR | TVH837GKA2* | EHD4X48AAL+WALLCON | *95CSU0802120A* | 32600 | 33000 | 17 | 11 | 8.1 | 1.98 | 96 | 75 | 206773677
CARRIER | 25VNA837A*031* | CSPH*4812AL*+UI | 59CU5A100C21**22 | 32600 | 32800 | 17 | 11 | 8.1 | 1.98 | 96 | 76 | 206765166
KENMORE | (C,H,T)VH837GKA2* | EHD4X48AAL+WALLCON | *95CSU0802120A* | 32600 | 33000 | 17 | 11 | 8.1 | 1.98 | 96 | 75 | 206997927
DAY & NIGHT | CVH837GKA2* | EHD4X48AAL+WALLCON | *95CSU0802120A* | 32600 | 33000 | 17 | 11 | 8.1 | 1.98 | 96 | 75 | 206773674
COMFORTMAKER | CVH837GKA2* | EHD4X48AAL+WALLCON | *95CSU0802120A* | 32600 | 33000 | 17 | 11 | 8.1 | 1.98 | 96 | 75 | 206773673
COMFORTMAKER | CVH825GKA3* | EA*4X48L24A*+WALLCON | *95CSU0802120A* | 24200 | 21000 | 17 | 11 | 8.1 | 2.02 | 97 | 79 | 210473441
BRYANT HEATING AND COOLING SYSTEMS | 288BNV025*0**C* | CAP**4824AL*+UI | 935CA60080C21*** | 24200 | 21000 | 17 | 11 | 8.1 | 2.02 | 97 | 79 | 210473436
KEEPRITE | CVH825GKA3* | EA*4X48L24A*+WALLCON | *95CSU0802120A* | 24200 | 21000 | 17 | 11 | 8.1 | 2.02 | 97 | 79 | 210473443
CARRIER | 25VNA825A*032* | CAP**4824AL*+UI | 59CU5A080C21**20 | 24200 | 21000 | 17 | 11 | 8.1 | 2.02 | 97 | 79 | 210473435
KENMORE | (C,H,T)VH825GKA3* | EA*4X48L21A*+WALLCON | *97CMN0602120A* | 24000 | 21000 | 16.5 | 11 | 8.1 | 2 | 98 | 79 | 210473433
KEEPRITE | CVH825GKA3* | EA*4X48L21A*+WALLCON | *97CMN0602120A* | 24000 | 21000 | 16.5 | 11 | 8.1 | 2 | 98 | 79 | 210473432
TEMPSTAR | TVH825GKA3* | EA*4X48L21A*+WALLCON | *97CMN0602120A* | 24000 | 21000 | 16.5 | 11 | 8.1 | 2 | 98 | 79 | 210473434
DAY & NIGHT | CVH825GKA3* | EA*4X48L21A*+WALLCON | *97CMN0602120A* | 24000 | 21000 | 16.5 | 11 | 8.1 | 2 | 98 | 79 | 210473431
COMFORTMAKER | CVH825GKA3* | EA*4X48L21A*+WALLCON | *97CMN0602120A* | 24000 | 21000 | 16.5 | 11 | 8.1 | 2 | 98 | 79 | 210473430
ARCOAIRE | HVH825GKA3* | EA*4X48L21A*+WALLCON | *97CMN0602120A* | 24000 | 21000 | 16.5 | 11 | 8.1 | 2 | 98 | 79 | 210473429
AIRQUEST | HVH825GKA3* | EA*4X48L21A*+WALLCON | *97CMN0602120A* | 24000 | 21000 | 16.5 | 11 | 8.1 | 2 | 98 | 79 | 210473428
BRYANT HEATING AND COOLING SYSTEMS | 288BNV025*0**C* | CAP**4821AL*+UI | 987MB60060C21*** | 24000 | 21000 | 16.5 | 11 | 8.1 | 2 | 98 | 79 | 210473425
CARRIER | 25VNA825A*032* | CAP**4821AL*+UI | 59MN7B060C21**20 | 24000 | 21000 | 16.5 | 11 | 8.1 | 2 | 98 | 79 | 210473424
HEIL | HVH825GKA3* | EA*4X48L21A*+WALLCON | *97CMN0602120A* | 24000 | 21000 | 16.5 | 11 | 8.1 | 2 | 98 | 79 | 210473426
HEIL | HVH825GKA3* | EA*4X48L21A*+WALLCON | *80CTL0901716A* | 24200 | 20800 | 17.5 | 11.5 | 8.1 | 2.04 | 98 | 79 | 210473415
BRYANT HEATING AND COOLING SYSTEMS | 288BNV025*0**C* | CAP**4821AL*+UI | 88*TA48090C17*** | 24200 | 20800 | 17.5 | 11.5 | 8.1 | 2.04 | 98 | 79 | 210473414
TEMPSTAR | TVH825GKA3* | EA*4X48L21A*+WALLCON | *96CTN1002122A* | 24000 | 21000 | 16.5 | 11 | 8.1 | 2.02 | 97 | 79 | 210473412
CARRIER | 25VNA825A*032* | CAP**4821AL*+UI | 58TN*A090C17**16 | 24200 | 20800 | 17.5 | 11.5 | 8.1 | 2.04 | 98 | 79 | 210473413
KENMORE | (C,H,T)VH825GKA3* | EA*4X48L21A*+WALLCON | *96CTN1002122A* | 24000 | 21000 | 16.5 | 11 | 8.1 | 2.02 | 97 | 79 | 210473411
KEEPRITE | CVH825GKA3* | EA*4X48L21A*+WALLCON | *96CTN1002122A* | 24000 | 21000 | 16.5 | 11 | 8.1 | 2.02 | 97 | 79 | 210473410
DAY & NIGHT | CVH825GKA3* | EA*4X48L21A*+WALLCON | *80CTL0901716A* | 24200 | 20800 | 17.5 | 11.5 | 8.1 | 2.04 | 98 | 79 | 210473420
COMFORTMAKER | CVH825GKA3* | EA*4X48L21A*+WALLCON | *80CTL0901716A* | 24200 | 20800 | 17.5 | 11.5 | 8.1 | 2.04 | 98 | 79 | 210473419
ARCOAIRE | HVH825GKA3* | EA*4X48L21A*+WALLCON | *80CTL0901716A* | 24200 | 20800 | 17.5 | 11.5 | 8.1 | 2.04 | 98 | 79 | 210473418
ARCOAIRE | HVH825GKA3* | EA*4X48L21A*+WALLCON | *96CTN1002122A* | 24000 | 21000 | 16.5 | 11 | 8.1 | 2.02 | 97 | 79 | 210473407
AIRQUEST | HVH825GKA3* | EA*4X48L21A*+WALLCON | *80CTL0901716A* | 24200 | 20800 | 17.5 | 11.5 | 8.1 | 2.04 | 98 | 79 | 210473417
DAY & NIGHT | CVH825GKA3* | EA*4X48L21A*+WALLCON | *96CTN1002122A* | 24000 | 21000 | 16.5 | 11 | 8.1 | 2.02 | 97 | 79 | 210473409
COMFORTMAKER | CVH825GKA3* | EA*4X48L21A*+WALLCON | *96CTN1002122A* | 24000 | 21000 | 16.5 | 11 | 8.1 | 2.02 | 97 | 79 | 210473408
AIRQUEST | HVH825GKA3* | EA*4X48L21A*+WALLCON | *96CTN1002122A* | 24000 | 21000 | 16.5 | 11 | 8.1 | 2.02 | 97 | 79 | 210473406
HEIL | HVH825GKA3* | EA*4X48L21A*+WALLCON | *96CTN1002122A* | 24000 | 21000 | 16.5 | 11 | 8.1 | 2.02 | 97 | 79 | 210473404
BRYANT HEATING AND COOLING SYSTEMS | 288BNV025*0**C* | CAP**4821AL*+UI | 986TC66100C21*** | 24000 | 21000 | 16.5 | 11 | 8.1 | 2.02 | 97 | 79 | 210473403
TEMPSTAR | TVH825GKA3* | EA*4X48L21A*+WALLCON | *97CMN1002122A* | 24000 | 21000 | 16.5 | 11 | 8.1 | 2.02 | 97 | 79 | 210473401
KENMORE | (C,H,T)VH825GKA3* | EA*4X48L21A*+WALLCON | *97CMN1002122A* | 24000 | 21000 | 16.5 | 11 | 8.1 | 2.02 | 97 | 79 | 210473400
KEEPRITE | CVH825GKA3* | EA*4X48L21A*+WALLCON | *97CMN1002122A* | 24000 | 21000 | 16.5 | 11 | 8.1 | 2.02 | 97 | 79 | 210473399
DAY & NIGHT | CVH825GKA3* | EA*4X48L21A*+WALLCON | *97CMN1002122A* | 24000 | 21000 | 16.5 | 11 | 8.1 | 2.02 | 97 | 79 | 210473398
KENMORE | (C,H,T)VH825GKA3* | EA*4X48L21A*+WALLCON | *80CTL0901716A* | 24200 | 20800 | 17.5 | 11.5 | 8.1 | 2.04 | 98 | 79 | 210473422
KEEPRITE | CVH825GKA3* | EA*4X48L21A*+WALLCON | *80CTL0901716A* | 24200 | 20800 | 17.5 | 11.5 | 8.1 | 2.04 | 98 | 79 | 210473421
COMFORTMAKER | CVH825GKA3* | EA*4X48L21A*+WALLCON | *97CMN1002122A* | 24000 | 21000 | 16.5 | 11 | 8.1 | 2.02 | 97 | 79 | 210473397
BRYANT HEATING AND COOLING SYSTEMS | 288BNV025*0**C* | CAP**4821AL*+UI | 987MB66100C21*** | 24000 | 21000 | 16.5 | 11 | 8.1 | 2.02 | 97 | 79 | 210473392
COMFORTMAKER | CVH825GKA3* | EA*4X48L21A*+WALLCON | *97CMN0801714A* | 24000 | 21000 | 16.5 | 11 | 8.1 | 2 | 98 | 79 | 210473386
CARRIER | 25VNA825A*032* | CAP**4821AL*+UI | 59MN7B100C21**22 | 24000 | 21000 | 16.5 | 11 | 8.1 | 2.02 | 97 | 79 | 210473391
TEMPSTAR | TVH825GKA3* | EA*4X48L21A*+WALLCON | *97CMN0801714A* | 24000 | 21000 | 16.5 | 11 | 8.1 | 2 | 98 | 79 | 210473390
CARRIER | 25VNA825A*032* | CAP**4821AL*+UI | 59MN7B080C17**14 | 24000 | 21000 | 16.5 | 11 | 8.1 | 2 | 98 | 79 | 210473380
KENMORE | (C,H,T)VH825GKA3* | EA*4X48L21A*+WALLCON | *97CMN0801714A* | 24000 | 21000 | 16.5 | 11 | 8.1 | 2 | 98 | 79 | 210473389
KEEPRITE | CVH825GKA3* | EA*4X48L21A*+WALLCON | *97CMN0801714A* | 24000 | 21000 | 16.5 | 11 | 8.1 | 2 | 98 | 79 | 210473388
DAY & NIGHT | CVH825GKA3* | EA*4X48L21A*+WALLCON | *97CMN0801714A* | 24000 | 21000 | 16.5 | 11 | 8.1 | 2 | 98 | 79 | 210473387
AIRQUEST | HVH825GKA3* | EA*4X48L21A*+WALLCON | *97CMN0801714A* | 24000 | 21000 | 16.5 | 11 | 8.1 | 2 | 98 | 79 | 210473384
ARCOAIRE | HVH825GKA3* | EA*4X48L21A*+WALLCON | *97CMN0801714A* | 24000 | 21000 | 16.5 | 11 | 8.1 | 2 | 98 | 79 | 210473385
HEIL | HVH825GKA3* | EA*4X48L21A*+WALLCON | *97CMN0801714A* | 24000 | 21000 | 16.5 | 11 | 8.1 | 2 | 98 | 79 | 210473382
BRYANT HEATING AND COOLING SYSTEMS | 288BNV025*0**C* | CAP**4821AL*+UI | 987MB42080C17*** | 24000 | 21000 | 16.5 | 11 | 8.1 | 2 | 98 | 79 | 210473381
KENMORE | (C,H,T)VH825GKA3* | EA*4X48L21A*+WALLCON | *97CMN0601714A* | 24000 | 21000 | 16.5 | 11 | 8.1 | 2 | 98 | 80 | 210473378
KEEPRITE | CVH825GKA3* | EA*4X48L21A*+WALLCON | *97CMN0601714A* | 24000 | 21000 | 16.5 | 11 | 8.1 | 2 | 98 | 80 | 210473377
KEEPRITE | CVH825GKA3* | EA*4X48L21A*+WALLCON | *96CTN0801714A* | 24000 | 21000 | 16.5 | 11 | 8.1 | 2 | 97 | 79 | 210473366
DAY & NIGHT | CVH825GKA3* | EA*4X48L21A*+WALLCON | *97CMN0601714A* | 24000 | 21000 | 16.5 | 11 | 8.1 | 2 | 98 | 80 | 210473376
ARCOAIRE | HVH824GKA** | EA*4X37L17A*+WALLCON | *80CTL0701716A* | 24000 | 22000 | 16 | 10 | 8.1 | 1.96 | 72 | 57 | 204291500
HEIL | HVH824GKA** | EA*4X37L17A*+WALLCON | *80CTL0701716A* | 24000 | 22000 | 16 | 10 | 8.1 | 1.96 | 72 | 57 | 204291498
AIRQUEST | HVH824GKA** | EA*4X37L17A*+WALLCON | *80CTL0701716A* | 24000 | 22000 | 16 | 10 | 8.1 | 1.96 | 72 | 57 | 204291499
CARRIER | 25VNA824B*030* | CAP**3717AL*+UI | 58TN*A070C17**16 | 24000 | 22000 | 16 | 10 | 8.1 | 1.96 | 72 | 57 | 204291496
COMFORTMAKER | CVH824GKA** | EA*4X42L24A*+WALLCON | *97CMN1002122A* | 23600 | 22000 | 16.5 | 10 | 8.1 | 1.94 | 71 | 57 | 204292242
AIRQUEST | HVH824GKA** | EA*4X36L17A*+WALLCON | *80CTL0701412A* | 23400 | 22000 | 17 | 10 | 8.1 | 1.94 | 71 | 57 | 204291035
HEIL | HVH824GKA** | EA*4X36L17A*+WALLCON | *80CTL0701412A* | 23400 | 22000 | 17 | 10 | 8.1 | 1.94 | 71 | 57 | 204291034
ARCOAIRE | HVH824GKA** | EA*4X36L17A*+WALLCON | *80CTL0701412A* | 23400 | 22000 | 17 | 10 | 8.1 | 1.94 | 71 | 57 | 204291036
BRYANT HEATING AND COOLING SYSTEMS | 288BNV024B0**A* | CAP**3617AL*+UI | 88*TA36070C14*** | 23400 | 22000 | 17 | 10 | 8.1 | 1.94 | 71 | 57 | 204291033
CARRIER | 25VNA824B*030* | CAP**3617AL*+UI | 58TN*A070C14**12 | 23400 | 22000 | 17 | 10 | 8.1 | 1.94 | 71 | 57 | 204291032
CARRIER | 25VNA837A*031* | CSPH*4212AL*+UI | 59MN7B060C21**20 | 32400 | 33400 | 16.5 | 10.5 | 8.1 | 1.94 | 95 | 75 | 206765079
TEMPSTAR | TVH837GKA2* | EHD4X42AAL+WALLCON | *80CTL0901716A* | 32600 | 33000 | 17 | 11 | 8.1 | 1.96 | 96 | 75 | 206772837
HEIL | HVH837GKA2* | EHD4X36AAL+WALLCON | *97CMN1002122A* | 32200 | 33200 | 16.5 | 11 | 8.1 | 1.94 | 95 | 75 | 206772614
BRYANT HEATING AND COOLING SYSTEMS | 288BNV037*0**B* | CSPH*3612AL*+UI | 987MB66100C21*** | 32200 | 33200 | 16.5 | 11 | 8.1 | 1.94 | 95 | 75 | 206772613
CARRIER | 25VNA837A*031* | CSPH*3612AL*+UI | 59MN7B100C21**22 | 32200 | 33200 | 16.5 | 11 | 8.1 | 1.94 | 95 | 75 | 206765053
CARRIER | 25VNA837A*031* | CSPH*4812AL*+UI | 59MN7B100C21**22 | 32600 | 33000 | 17 | 11 | 8.1 | 1.98 | 96 | 75 | 206765091
BRYANT HEATING AND COOLING SYSTEMS | 288BNV037*0**B* | CNPV*4821AL*+UI | 987MB66100C21*** | 32400 | 33000 | 17.5 | 11.7 | 8.1 | 1.96 | 95 | 75 | 206772297
HEIL | HVH837GKA2* | EN(A,D,W)4X48L21**+WALLCON | *97CMN1002122A* | 32400 | 33000 | 17.5 | 11.7 | 8.1 | 1.96 | 95 | 75 | 206772298
CARRIER | 25VNA837A*031* | CNPV*4821AL*+UI | 59MN7B100C21**22 | 32400 | 33000 | 17.5 | 11.7 | 8.1 | 1.96 | 95 | 75 | 206765025
ARCOAIRE | HVH837GKA2* | EHD4X36AAL+WALLCON | *96CTN1002122A* | 32200 | 33200 | 16.5 | 11 | 8.1 | 1.94 | 95 | 75 | 206772643
HEIL | HVH837GKA2* | EHD4X36AAL+WALLCON | *96CTN1002122A* | 32200 | 33200 | 16.5 | 11 | 8.1 | 1.94 | 95 | 75 | 206772641
CARRIER | 25VNA824B*030* | CAP**3017AL*+UI | 58TN*A090C17**16 | 23400 | 22200 | 17 | 10 | 8.1 | 1.92 | 71 | 56 | 204290962
DAY & NIGHT | CVH824GKA** | EA*4X30L17A*+WALLCON | *80CTL0701412A* | 23400 | 22200 | 17 | 10 | 8.1 | 1.92 | 71 | 56 | 204290958
KEEPRITE | CVH824GKA** | EA*4X30L17A*+WALLCON | *80CTL0701412A* | 23400 | 22200 | 17 | 10 | 8.1 | 1.92 | 71 | 56 | 204290959
TEMPSTAR | TVH824GKA** | EA*4X30L17A*+WALLCON | *80CTL0701412A* | 23400 | 22200 | 17 | 10 | 8.1 | 1.92 | 71 | 56 | 204290961
COMFORTMAKER | CVH824GKA** | EA*4X30L17A*+WALLCON | *80CTL0701412A* | 23400 | 22200 | 17 | 10 | 8.1 | 1.92 | 71 | 56 | 204290957
KENMORE | (C,H,T)VH824GKA** | EA*4X30L17A*+WALLCON | *80CTL0701412A* | 23400 | 22200 | 17 | 10 | 8.1 | 1.92 | 71 | 56 | 204290960
AIRQUEST | HVH824GKA** | EA*4X30L17A*+WALLCON | *80CTL0701412A* | 23400 | 22200 | 17 | 10 | 8.1 | 1.92 | 71 | 56 | 204290955
KEEPRITE | CVH824GKA** | EA*4X42L21A*+WALLCON | *96CTN0801714A* | 23600 | 22200 | 16 | 10 | 8.1 | 1.92 | 71 | 57 | 204291653
KENMORE | (C,H,T)VH824GKA** | EA*4X42L21A*+WALLCON | *96CTN0801714A* | 23600 | 22200 | 16 | 10 | 8.1 | 1.92 | 71 | 57 | 204291654
DAY & NIGHT | CVH824GKA** | EA*4X42L21A*+WALLCON | *96CTN0801714A* | 23600 | 22200 | 16 | 10 | 8.1 | 1.92 | 71 | 57 | 204291652
COMFORTMAKER | CVH824GKA** | EA*4X42L21A*+WALLCON | *96CTN0801714A* | 23600 | 22200 | 16 | 10 | 8.1 | 1.92 | 71 | 57 | 204291651
TEMPSTAR | TVH824GKA** | EA*4X36L21A*+WALLCON | *97CMN1002122A* | 23400 | 22000 | 16.5 | 10 | 8.1 | 1.92 | 72 | 57 | 204291151
KEEPRITE | CVH824GKA** | EA*4X36L21A*+WALLCON | *97CMN1002122A* | 23400 | 22000 | 16.5 | 10 | 8.1 | 1.92 | 72 | 57 | 204291149
KENMORE | (C,H,T)VH824GKA** | EA*4X36L21A*+WALLCON | *97CMN1002122A* | 23400 | 22000 | 16.5 | 10 | 8.1 | 1.92 | 72 | 57 | 204291150
ARCOAIRE | HVH837GKA2* | EA*4X37L21A*+WALLCON | *97CMN1002122A* | 33000 | 33000 | 17.5 | 11.7 | 8.5 | 2 | 96 | 76 | 206771328
AIRQUEST | HVH837GKA2* | EA*4X48L24A*+WALLCON | *97CMN0602120A* | 32200 | 32800 | 17 | 11 | 8.1 | 1.96 | 96 | 77 | 206771975
COMFORTMAKER | CVH837GKA2* | EA*4X48L24A*+WALLCON | *97CMN0602120A* | 32200 | 32800 | 17 | 11 | 8.1 | 1.96 | 96 | 77 | 206771977
ARCOAIRE | HVH837GKA2* | EA*4X48L24A*+WALLCON | *97CMN0602120A* | 32200 | 32800 | 17 | 11 | 8.1 | 1.96 | 96 | 77 | 206771976
HEIL | HVH837GKA2* | EA*4X48L24A*+WALLCON | *97CMN0602120A* | 32200 | 32800 | 17 | 11 | 8.1 | 1.96 | 96 | 77 | 206771974
BRYANT HEATING AND COOLING SYSTEMS | 288BNV037*0**B* | CAP**4824AL*+UI | 987MB60060C21*** | 32200 | 32800 | 17 | 11 | 8.1 | 1.96 | 96 | 77 | 206771973
TEMPSTAR | TVH837GKA2* | EA*4X48L24A*+WALLCON | *96CTN1002122A* | 32400 | 32600 | 17.5 | 11.7 | 8.5 | 2 | 96 | 76 | 206771963
CARRIER | 25VNA837A*031* | CAP**4824AL*+UI | 59MN7B060C21**20 | 32200 | 32800 | 17 | 11 | 8.1 | 1.96 | 96 | 77 | 206764989
KENMORE | (C,H,T)VH837GKA2* | EA*4X48L24A*+WALLCON | *96CTN1002122A* | 32400 | 32600 | 17.5 | 11.7 | 8.5 | 2 | 96 | 76 | 206997735
DAY & NIGHT | CVH837GKA2* | EA*4X43L21A*+WALLCON | *80CTL0901716A* | 33000 | 32800 | 18 | 11.7 | 8.5 | 2 | 97 | 76 | 206771726
TEMPSTAR | TVH837GKA2* | EA*4X48L24A*+WALLCON | *96CTN1202422A* | 32400 | 32400 | 17.5 | 11.7 | 8.5 | 2 | 97 | 77 | 206771918
KENMORE | (C,H,T)VH837GKA2* | EA*4X48L24A*+WALLCON | *96CTN1202422A* | 32400 | 32400 | 17.5 | 11.7 | 8.5 | 2 | 97 | 77 | 206997730
DAY & NIGHT | CVH837GKA2* | EA*4X48L24A*+WALLCON | *96CTN1202422A* | 32400 | 32400 | 17.5 | 11.7 | 8.5 | 2 | 97 | 77 | 206771915
KEEPRITE | CVH837GKA2* | EA*4X48L24A*+WALLCON | *96CTN1202422A* | 32400 | 32400 | 17.5 | 11.7 | 8.5 | 2 | 97 | 77 | 206771916
ARCOAIRE | HVH837GKA2* | EA*4X48L24A*+WALLCON | *96CTN1202422A* | 32400 | 32400 | 17.5 | 11.7 | 8.5 | 2 | 97 | 77 | 206771913
HEIL | HVH837GKA2* | EA*4X48L24A*+WALLCON | *96CTN1202422A* | 32400 | 32400 | 17.5 | 11.7 | 8.5 | 2 | 97 | 77 | 206771911
COMFORTMAKER | CVH837GKA2* | EA*4X48L24A*+WALLCON | *96CTN1202422A* | 32400 | 32400 | 17.5 | 11.7 | 8.5 | 2 | 97 | 77 | 206771914
TEMPSTAR | TVH837GKA2* | EA*4X43L21A*+WALLCON | *80CTL0901716A* | 33000 | 32800 | 18 | 11.7 | 8.5 | 2 | 97 | 76 | 206771729
KENMORE | (C,H,T)VH837GKA2* | EA*4X43L21A*+WALLCON | *80CTL0902120A* | 32800 | 33000 | 17.5 | 11.7 | 8.5 | 2 | 96 | 76 | 206997700
AIRQUEST | HVH837GKA2* | EA*4X48L24A*+WALLCON | *96CTN1202422A* | 32400 | 32400 | 17.5 | 11.7 | 8.5 | 2 | 97 | 77 | 206771912
KEEPRITE | CVH837GKA2* | EA*4X43L21A*+WALLCON | *80CTL0901716A* | 33000 | 32800 | 18 | 11.7 | 8.5 | 2 | 97 | 76 | 206771727
KENMORE | (C,H,T)VH837GKA2* | EA*4X43L21A*+WALLCON | *80CTL0901716A* | 33000 | 32800 | 18 | 11.7 | 8.5 | 2 | 97 | 76 | 206997709
ARCOAIRE | HVH837GKA2* | EA*4X43L21A*+WALLCON | *80CTL0901716A* | 33000 | 32800 | 18 | 11.7 | 8.5 | 2 | 97 | 76 | 206771724
COMFORTMAKER | CVH837GKA2* | EA*4X43L21A*+WALLCON | *80CTL0901716A* | 33000 | 32800 | 18 | 11.7 | 8.5 | 2 | 97 | 76 | 206771725
AIRQUEST | HVH837GKA2* | EA*4X43L21A*+WALLCON | *80CTL0901716A* | 33000 | 32800 | 18 | 11.7 | 8.5 | 2 | 97 | 76 | 206771723
HEIL | HVH837GKA2* | EA*4X43L21A*+WALLCON | *80CTL0901716A* | 33000 | 32800 | 18 | 11.7 | 8.5 | 2 | 97 | 76 | 206771722
TEMPSTAR | TVH837GKA2* | EA*4X43L21A*+WALLCON | *80CTL0902120A* | 32800 | 33000 | 17.5 | 11.7 | 8.5 | 2 | 96 | 76 | 206771648
COMFORTMAKER | CVH837GKA2* | EA*4X43L21A*+WALLCON | *80CTL0902120A* | 32800 | 33000 | 17.5 | 11.7 | 8.5 | 2 | 96 | 76 | 206771644
KEEPRITE | CVH837GKA2* | EA*4X43L21A*+WALLCON | *80CTL0902120A* | 32800 | 33000 | 17.5 | 11.7 | 8.5 | 2 | 96 | 76 | 206771646
CARRIER | 25VNA837A*031* | CAP**4321AL*+UI | 58CU*A040C17**12 | 33000 | 33000 | 17.5 | 11.5 | 8.5 | 2 | 96 | 76 | 206765107
DAY & NIGHT | CVH837GKA2* | EA*4X43L21A*+WALLCON | *80CTL0902120A* | 32800 | 33000 | 17.5 | 11.7 | 8.5 | 2 | 96 | 76 | 206771645
AIRQUEST | HVH837GKA2* | EA*4X43L21A*+WALLCON | *80CSU0401712A* | 33000 | 33000 | 17.5 | 11.5 | 8.5 | 2 | 96 | 76 | 206773101
ARCOAIRE | HVH837GKA2* | EA*4X43L21A*+WALLCON | *80CTL0902120A* | 32800 | 33000 | 17.5 | 11.7 | 8.5 | 2 | 96 | 76 | 206771643
HEIL | HVH837GKA2* | EA*4X43L21A*+WALLCON | *80CSU0401712A* | 33000 | 33000 | 17.5 | 11.5 | 8.5 | 2 | 96 | 76 | 206773100
BRYANT HEATING AND COOLING SYSTEMS | 288BNV037*0**B* | CAP**4321AL*+UI | 83*CA36040C17*** | 33000 | 33000 | 17.5 | 11.5 | 8.5 | 2 | 96 | 76 | 206773099
KENMORE | (C,H,T)VH837GKA2* | EA*4X43L21A*+WALLCON | *95CSU1002122A* | 33000 | 32800 | 17.5 | 11.5 | 8.5 | 2 | 96 | 76 | 206997906
DAY & NIGHT | CVH837GKA2* | EA*4X42L24A*+WALLCON | *96CTN1002122A* | 31800 | 33000 | 17.5 | 11.5 | 8.1 | 1.9 | 95 | 74 | 206771591
TEMPSTAR | TVH837GKA2* | EA*4X43L21A*+WALLCON | *95CSU1002122A* | 33000 | 32800 | 17.5 | 11.5 | 8.5 | 2 | 96 | 76 | 206773490
KEEPRITE | CVH837GKA2* | EA*4X43L21A*+WALLCON | *95CSU1002122A* | 33000 | 32800 | 17.5 | 11.5 | 8.5 | 2 | 96 | 76 | 206773488
AIRQUEST | HVH848GKA2* | EA*4X48L21A*+WALLCON | *95CSU1002122A* | 44500 | 46500 | 17.5 | 10 | 8.5 | 2.02 | 78 | 62 | 206774876
BRYANT HEATING AND COOLING SYSTEMS | 288BNV048*0**B* | CAP**4821AL*+UI | 935CA66100C21*** | 44500 | 46500 | 17.5 | 10 | 8.5 | 2.02 | 78 | 62 | 206774874
CARRIER | 25VNA848A*031* | CAP**4821AL*+UI | 59CU5A100C21**22 | 44500 | 46500 | 17.5 | 10 | 8.5 | 2.02 | 78 | 62 | 206765298
TEMPSTAR | TVH825GKA3* | EHD4X48AAL+WALLCON | *97CMN0602120A* | 24200 | 21400 | 16 | 10.5 | 8.1 | 2 | 96 | 78 | 210474656
KEEPRITE | CVH825GKA3* | EHD4X48AAL+WALLCON | *97CMN0602120A* | 24200 | 21400 | 16 | 10.5 | 8.1 | 2 | 96 | 78 | 210474654
KENMORE | (C,H,T)VH825GKA3* | EHD4X48AAL+WALLCON | *97CMN0602120A* | 24200 | 21400 | 16 | 10.5 | 8.1 | 2 | 96 | 78 | 210474655
KEEPRITE | CVH825GKA3* | EHD4X48AAL+WALLCON | *80CTL0901716A* | 24400 | 21200 | 17 | 11 | 8.1 | 2.04 | 97 | 78 | 210474643
COMFORTMAKER | CVH825GKA3* | EHD4X48AAL+WALLCON | *80CTL0901716A* | 24400 | 21200 | 17 | 11 | 8.1 | 2.04 | 97 | 78 | 210474641
COMFORTMAKER | CVH825GKA3* | EHD4X48AAL+WALLCON | *97CMN0602120A* | 24200 | 21400 | 16 | 10.5 | 8.1 | 2 | 96 | 78 | 210474652
ARCOAIRE | HVH825GKA3* | EHD4X48AAL+WALLCON | *97CMN0602120A* | 24200 | 21400 | 16 | 10.5 | 8.1 | 2 | 96 | 78 | 210474651
AIRQUEST | HVH825GKA3* | EHD4X48AAL+WALLCON | *97CMN0602120A* | 24200 | 21400 | 16 | 10.5 | 8.1 | 2 | 96 | 78 | 210474650
HEIL | HVH825GKA3* | EHD4X48AAL+WALLCON | *97CMN0602120A* | 24200 | 21400 | 16 | 10.5 | 8.1 | 2 | 96 | 78 | 210474648
BRYANT HEATING AND COOLING SYSTEMS | 288BNV025*0**C* | CSPH*4812AL*+UI | 987MB60060C21*** | 24200 | 21400 | 16 | 10.5 | 8.1 | 2 | 96 | 78 | 210474647
CARRIER | 25VNA825A*032* | CSPH*4812AL*+UI | 59MN7B060C21**20 | 24200 | 21400 | 16 | 10.5 | 8.1 | 2 | 96 | 78 | 210474646
TEMPSTAR | TVH825GKA3* | EHD4X48AAL+WALLCON | *80CTL0901716A* | 24400 | 21200 | 17 | 11 | 8.1 | 2.04 | 97 | 78 | 210474645
KENMORE | (C,H,T)VH825GKA3* | EHD4X48AAL+WALLCON | *80CTL0901716A* | 24400 | 21200 | 17 | 11 | 8.1 | 2.04 | 97 | 78 | 210474644
AIRQUEST | HVH837GKA2* | EA*4X48L21A*+WALLCON | *80CSU0601716A* | 32200 | 32600 | 17.5 | 11 | 8.1 | 1.98 | 97 | 77 | 206773146
DAY & NIGHT | CVH825GKA3* | EHD4X48AAL+WALLCON | *80CTL0901716A* | 24400 | 21200 | 17 | 11 | 8.1 | 2.04 | 97 | 78 | 210474642
ARCOAIRE | HVH825GKA3* | EHD4X48AAL+WALLCON | *80CTL0901716A* | 24400 | 21200 | 17 | 11 | 8.1 | 2.04 | 97 | 78 | 210474640
AIRQUEST | HVH825GKA3* | EHD4X48AAL+WALLCON | *80CTL0901716A* | 24400 | 21200 | 17 | 11 | 8.1 | 2.04 | 97 | 78 | 210474639
HEIL | HVH825GKA3* | EHD4X48AAL+WALLCON | *80CTL0901716A* | 24400 | 21200 | 17 | 11 | 8.1 | 2.04 | 97 | 78 | 210474637
CARRIER | 25VNA825A*032* | CSPH*4812AL*+UI | 58TN*A090C17**16 | 24400 | 21200 | 17 | 11 | 8.1 | 2.04 | 97 | 78 | 210474635
BRYANT HEATING AND COOLING SYSTEMS | 288BNV025*0**C* | CSPH*4812AL*+UI | 88*TA48090C17*** | 24400 | 21200 | 17 | 11 | 8.1 | 2.04 | 97 | 78 | 210474636
KENMORE | (C,H,T)VH825GKA3* | EHD4X48AAL+WALLCON | *80CTL0701412A* | 24400 | 21200 | 17 | 11 | 8.1 | 2.02 | 97 | 78 | 210474633
CARRIER | 25VNA825A*032* | CSPH*4812AL*+UI | 58TN*A070C14**12 | 24400 | 21200 | 17 | 11 | 8.1 | 2.02 | 97 | 78 | 210474624
TEMPSTAR | TVH825GKA3* | EHD4X48AAL+WALLCON | *80CTL0701412A* | 24400 | 21200 | 17 | 11 | 8.1 | 2.02 | 97 | 78 | 210474634
DAY & NIGHT | CVH825GKA3* | EHD4X48AAL+WALLCON | *80CTL0701412A* | 24400 | 21200 | 17 | 11 | 8.1 | 2.02 | 97 | 78 | 210474631
KEEPRITE | CVH825GKA3* | EHD4X48AAL+WALLCON | *80CTL0701412A* | 24400 | 21200 | 17 | 11 | 8.1 | 2.02 | 97 | 78 | 210474632
AIRQUEST | HVH825GKA3* | EHD4X48AAL+WALLCON | *80CTL0701412A* | 24400 | 21200 | 17 | 11 | 8.1 | 2.02 | 97 | 78 | 210474628
ARCOAIRE | HVH825GKA3* | EHD4X48AAL+WALLCON | *80CTL0701412A* | 24400 | 21200 | 17 | 11 | 8.1 | 2.02 | 97 | 78 | 210474629
HEIL | HVH825GKA3* | EHD4X48AAL+WALLCON | *80CTL0701412A* | 24400 | 21200 | 17 | 11 | 8.1 | 2.02 | 97 | 78 | 210474626
BRYANT HEATING AND COOLING SYSTEMS | 288BNV025*0**C* | CSPH*4812AL*+UI | 88*TA36070C14*** | 24400 | 21200 | 17 | 11 | 8.1 | 2.02 | 97 | 78 | 210474625
KENMORE | (C,H,T)VH825GKA3* | EHD4X48AAL+WALLCON | *96CTN1002122A* | 24200 | 21200 | 16 | 11 | 8.1 | 2.04 | 97 | 79 | 210474622
DAY & NIGHT | CVH825GKA3* | EHD4X48AAL+WALLCON | *96CTN1002122A* | 24200 | 21200 | 16 | 11 | 8.1 | 2.04 | 97 | 79 | 210474620
COMFORTMAKER | CVH825GKA3* | EHD4X48AAL+WALLCON | *96CTN1002122A* | 24200 | 21200 | 16 | 11 | 8.1 | 2.04 | 97 | 79 | 210474619
KEEPRITE | CVH825GKA3* | EHD4X48AAL+WALLCON | *96CTN1002122A* | 24200 | 21200 | 16 | 11 | 8.1 | 2.04 | 97 | 79 | 210474621
AIRQUEST | HVH825GKA3* | EHD4X48AAL+WALLCON | *96CTN1002122A* | 24200 | 21200 | 16 | 11 | 8.1 | 2.04 | 97 | 79 | 210474617
AMERISTAR | A5HP5036A1 | 5TXCB004AS3+TSTAT | A952V040BU3SA | 32400 | 31800 | 15.2 | 11.7 | 8.1 | 2.2 | 69 | 55 | 214296405
RUNTRU | A5HP5036A1 | 5TXCB004AS3+TSTAT | A952V040BU3SA | 32400 | 31800 | 15.2 | 11.7 | 8.1 | 2.2 | 69 | 55 | 214296404
AMERISTAR | A5HP5036A1 | 5TXCB004AS3+TSTAT | A951X080BU4SA | 33000 | 31800 | 15.2 | 11.7 | 8.1 | 2.2 | 69 | 55 | 214296403
RUNTRU | A5HP5036A1 | 5TXCB004AS3+TSTAT | A951X080BU4SA | 33000 | 31800 | 15.2 | 11.7 | 8.1 | 2.2 | 69 | 55 | 214296402
AMERISTAR | A5HP5036A1 | 5TXCB004AS3+TSTAT | A951X060BU4SA | 32200 | 31400 | 15.2 | 11.7 | 8.1 | 2.2 | 69 | 55 | 214296387
RUNTRU | A5HP5036A1 | 5TXCB004AS3+TSTAT | A951X060BU4SA | 32200 | 31400 | 15.2 | 11.7 | 8.1 | 2.2 | 69 | 55 | 214296386
AMERISTAR | A5HP5030A1 | A5AHV004A1D3+TDR+TSTAT |  | 27800 | 26000 | 16 | 12 | 8.1 | 2.1 | 68 | 53 | 214296373
RUNTRU | A5HP5030A1 | A5AHV004A1D3+TDR+TSTAT |  | 27800 | 26000 | 16 | 12 | 8.1 | 2.1 | 68 | 53 | 214296372
AMERISTAR | A5HP5030A1 | A5AHV003A1B3+TDR+TSTAT |  | 27000 | 26800 | 15.2 | 11.7 | 8.1 | 2.1 | 66 | 51 | 214296371
RUNTRU | A5HP5030A1 | A5AHV003A1B3+TDR+TSTAT |  | 27000 | 26800 | 15.2 | 11.7 | 8.1 | 2.1 | 66 | 51 | 214296370
AMERISTAR | A5HP5030A1 | 5TXCB006AS3+TSTAT | A952V040BU3SA | 27800 | 25200 | 15.2 | 12 | 8.1 | 2.1 | 68 | 53 | 214296359
RUNTRU | A5HP5030A1 | 5TXCB006AS3+TSTAT | A952V040BU3SA | 27800 | 25200 | 15.2 | 12 | 8.1 | 2.1 | 68 | 53 | 214296358
AMERISTAR | A5HP5030A1 | 5TXCB006AS3+TSTAT | A952V040BU3SB | 27800 | 25200 | 15.2 | 12 | 8.1 | 2.1 | 68 | 53 | 214296357
RUNTRU | A5HP5030A1 | 5TXCB006AS3+TSTAT | A952V040BU3SB | 27800 | 25200 | 15.2 | 12 | 8.1 | 2.1 | 68 | 53 | 214296356
AMERISTAR | A5HP5030A1 | 5TXCB006AS3+TSTAT | A952V060BU4SA | 27800 | 25200 | 15.2 | 12 | 8.1 | 2.1 | 68 | 53 | 214296355
RUNTRU | A5HP5030A1 | 5TXCB006AS3+TSTAT | A952V060BU4SA | 27800 | 25200 | 15.2 | 12 | 8.1 | 2.1 | 68 | 53 | 214296354
AMERISTAR | A5HP5030A1 | 5TXCB006AS3+TSTAT | A952V060BU4SB | 28400 | 25800 | 15.2 | 12 | 8.1 | 2.1 | 68 | 53 | 214296353
RUNTRU | A5HP5030A1 | 5TXCB006AS3+TSTAT | A952V060BU4SB | 28400 | 25800 | 15.2 | 12 | 8.1 | 2.1 | 68 | 53 | 214296352
AMERISTAR | A5HP5030A1 | 5TXCB006AS3+TSTAT | A801X040AM3TD | 26800 | 24400 | 15.2 | 12 | 8.1 | 2 | 67 | 52 | 214296333
RUNTRU | A5HP5030A1 | 5TXCB006AS3+TSTAT | A801X040AM3TD | 26800 | 24400 | 15.2 | 12 | 8.1 | 2 | 67 | 52 | 214296332
AMERISTAR | A5HP5030A1 | 5TXCB006AS3+TSTAT | A952V080BU4SA | 28000 | 25600 | 15.2 | 12 | 8.1 | 2.1 | 67 | 52 | 214296329
RUNTRU | A5HP5030A1 | 5TXCB006AS3+TSTAT | A952V080BU4SA | 28000 | 25600 | 15.2 | 12 | 8.1 | 2.1 | 67 | 52 | 214296328
AMERICAN STANDARD | 4A6L9024A1 | 4TXCB003DS3+P0V0B000M40SD+RP |  | 23800 | 21200 | 18 | 12.5 | 8.5 | 2.2 | 67 | 52 | 212596855
TRANE | 4TWL9024A1 | 4TXCB003DS3+P0V0B000M40SD+RP |  | 23800 | 21200 | 18 | 12.5 | 8.5 | 2.2 | 67 | 52 | 212596854
AMERICAN STANDARD | 4A6L9024A1 | 4PX*BU30BS3+P0V0B000M40SD+RP |  | 23800 | 21200 | 18 | 12.5 | 8.5 | 2.3 | 66 | 51 | 212596853
TRANE | 4TWL9024A1 | 4PX*BU30BS3+P0V0B000M40SD+RP |  | 23800 | 21200 | 18 | 12.5 | 8.5 | 2.3 | 66 | 51 | 212596852
AMERICAN STANDARD | 4A6L9024A1 | 4PX*BD30BS3+P0V0B000M40SD+RP |  | 23600 | 21200 | 18 | 12 | 8.5 | 2.2 | 67 | 51 | 212596851
TRANE | 4TWL9024A1 | 4PX*BD30BS3+P0V0B000M40SD+RP |  | 23600 | 21200 | 18 | 12 | 8.5 | 2.2 | 67 | 51 | 212596850
AMERICAN STANDARD | 4A6V8X24A1 | TAMXB0B30V31 |  | 23800 | 20600 | 18 | 12.5 | 8.5 | 1.9 | 83 | 63 | 211015541
TRANE | 4TWV8X24A1 | TAMXB0B30V31 |  | 23800 | 20600 | 18 | 12.5 | 8.5 | 1.9 | 83 | 63 | 211015538
AMERISTAR | A5HP5036A1 | 5TXCC007AS3+TSTAT | A952V100CU5SA | 34200 | 31400 | 16 | 12 | 8.1 | 2.3 | 69 | 55 | 214296485
RUNTRU | A5HP5036A1 | 5TXCC007AS3+TSTAT | A952V100CU5SA | 34200 | 31400 | 16 | 12 | 8.1 | 2.3 | 69 | 55 | 214296484
AMERISTAR | A5HP5036A1 | 5TXCC007AS3+TSTAT | A951X100CU5SA | 34000 | 31400 | 15.2 | 12 | 8.1 | 2.3 | 70 | 56 | 214296483
RUNTRU | A5HP5036A1 | 5TXCC007AS3+TSTAT | A951X100CU5SA | 34000 | 31400 | 15.2 | 12 | 8.1 | 2.3 | 70 | 56 | 214296482
AMERISTAR | A5HP5036A1 | 5TXCC007AS3+TSTAT | A951X080CU5SA | 34000 | 31200 | 15.2 | 12 | 8.1 | 2.3 | 70 | 56 | 214296481
RUNTRU | A5HP5036A1 | 5TXCC007AS3+TSTAT | A951X080CU5SA | 34000 | 31200 | 15.2 | 12 | 8.1 | 2.3 | 70 | 56 | 214296480
AMERISTAR | A5HP5036A1 | 5TXCC007AS3+TSTAT | A801X080CM5TD | 34000 | 31400 | 15.2 | 12 | 8.1 | 2.3 | 70 | 56 | 214296479
RUNTRU | A5HP5036A1 | 5TXCC007AS3+TSTAT | A801X080CM5TD | 34000 | 31400 | 15.2 | 12 | 8.1 | 2.3 | 70 | 56 | 214296478
AMERISTAR | A5HP5036A1 | 5TXCC007AS3+TSTAT | A801X080CM5SD | 34000 | 31400 | 15.2 | 12 | 8.1 | 2.3 | 70 | 56 | 214296475
RUNTRU | A5HP5036A1 | 5TXCC007AS3+TSTAT | A801X080CM5SD | 34000 | 31400 | 15.2 | 12 | 8.1 | 2.3 | 70 | 56 | 214296474
AMERISTAR | A5HP5036A1 | 5TXCB006AS3+TSTAT | A952V040BU3SA | 33600 | 31200 | 15.2 | 12 | 8.1 | 2.3 | 70 | 56 | 214296473
RUNTRU | A5HP5036A1 | 5TXCB006AS3+TSTAT | A952V040BU3SA | 33600 | 31200 | 15.2 | 12 | 8.1 | 2.3 | 70 | 56 | 214296472
AMERISTAR | A5HP5036A1 | 5TXCB006AS3+TSTAT | A952V040BU3SB | 33800 | 31400 | 15.2 | 12 | 8.1 | 2.3 | 69 | 55 | 214296471
RUNTRU | A5HP5036A1 | 5TXCB006AS3+TSTAT | A952V040BU3SB | 33800 | 31400 | 15.2 | 12 | 8.1 | 2.3 | 69 | 55 | 214296470
AMERISTAR | A5HP5036A1 | 5TXCB006AS3+TSTAT | A952V060BU4SA | 33600 | 31400 | 15.2 | 12 | 8.1 | 2.3 | 69 | 56 | 214296469
RUNTRU | A5HP5036A1 | 5TXCB006AS3+TSTAT | A952V060BU4SA | 33600 | 31400 | 15.2 | 12 | 8.1 | 2.3 | 69 | 56 | 214296468
AMERISTAR | A5HP5036A1 | 5TXCB006AS3+TSTAT | A952V060BU4SB | 33600 | 31400 | 15.2 | 12 | 8.1 | 2.3 | 69 | 56 | 214296467
RUNTRU | A5HP5036A1 | 5TXCB006AS3+TSTAT | A952V060BU4SB | 33600 | 31400 | 15.2 | 12 | 8.1 | 2.3 | 69 | 56 | 214296466
AMERISTAR | A5HP5036A1 | 5TXCB006AS3+TSTAT | A952V080BU4SA | 33400 | 31400 | 15.2 | 12 | 8.1 | 2.3 | 68 | 54 | 214296465
RUNTRU | A5HP5036A1 | 5TXCB006AS3+TSTAT | A952V080BU4SA | 33400 | 31400 | 15.2 | 12 | 8.1 | 2.3 | 68 | 54 | 214296464
AMERISTAR | A5HP5036A1 | 5TXCB006AS3+TSTAT | A952V080BU4SB | 33600 | 31400 | 15.2 | 12 | 8.1 | 2.3 | 69 | 55 | 214296463
RUNTRU | A5HP5036A1 | 5TXCB006AS3+TSTAT | A952V080BU4SB | 33600 | 31400 | 15.2 | 12 | 8.1 | 2.3 | 69 | 55 | 214296462
AMERISTAR | A5HP5036A1 | 5TXCB006AS3+TSTAT | L8V1A060U3VSB | 32600 | 30400 | 15.2 | 12 | 8.1 | 2.2 | 69 | 55 | 214296459
RUNTRU | A5HP5036A1 | 5TXCB006AS3+TSTAT | L8V1A060U3VSB | 32600 | 30400 | 15.2 | 12 | 8.1 | 2.2 | 69 | 55 | 214296458
AMERISTAR | A5HP5036A1 | 5TXCB006AS3+TSTAT | L8V1B080U4VSB | 33400 | 31600 | 15.2 | 12 | 8.1 | 2.3 | 68 | 55 | 214296457
RUNTRU | A5HP5036A1 | 5TXCB006AS3+TSTAT | L8V1B080U4VSB | 33400 | 31600 | 15.2 | 12 | 8.1 | 2.3 | 68 | 55 | 214296456
AMERISTAR | A5HP5036A1 | 5TXCB006AS3+TSTAT | A951X080BU4SA | 34000 | 31400 | 15.2 | 12 | 8.1 | 2.3 | 69 | 55 | 214296445
RUNTRU | A5HP5036A1 | 5TXCB006AS3+TSTAT | A951X080BU4SA | 34000 | 31400 | 15.2 | 12 | 8.1 | 2.3 | 69 | 55 | 214296444
AMERISTAR | A5HP5036A1 | 5TXCB006AS3+TSTAT | A801X060BM4SD | 33800 | 31400 | 15.2 | 12 | 8.1 | 2.3 | 69 | 55 | 214296439
RUNTRU | A5HP5036A1 | 5TXCB006AS3+TSTAT | A801X060BM4SD | 33800 | 31400 | 15.2 | 12 | 8.1 | 2.3 | 69 | 55 | 214296438
AMERISTAR | A5HP5036A1 | 5TXCB006AS3+TSTAT | A801X060BM4TD | 33800 | 31400 | 15.2 | 12 | 8.1 | 2.3 | 69 | 55 | 214296437
RUNTRU | A5HP5036A1 | 5TXCB006AS3+TSTAT | A801X060BM4TD | 33800 | 31400 | 15.2 | 12 | 8.1 | 2.3 | 69 | 55 | 214296436
AMERISTAR | A5HP5036A1 | 5TXCB006AS3+TSTAT | A801X080BM4SD | 33800 | 31400 | 15.2 | 12 | 8.1 | 2.3 | 69 | 55 | 214296435
RUNTRU | A5HP5036A1 | 5TXCB006AS3+TSTAT | A801X080BM4SD | 33800 | 31400 | 15.2 | 12 | 8.1 | 2.3 | 69 | 55 | 214296434
AMERISTAR | A5HP5036A1 | 5TXCB006AS3+TSTAT | A801X080BM4TD | 33800 | 31400 | 15.2 | 12 | 8.1 | 2.3 | 69 | 55 | 214296433
RUNTRU | A5HP5036A1 | 5TXCB006AS3+TSTAT | A801X080BM4TD | 33800 | 31400 | 15.2 | 12 | 8.1 | 2.3 | 69 | 55 | 214296432
AMERISTAR | A5HP5036A1 | 5TXCB006AS3+TSTAT | A951X040BU3SA | 33600 | 31200 | 15.2 | 12 | 8.1 | 2.3 | 69 | 55 | 214296431
RUNTRU | A5HP5036A1 | 5TXCB006AS3+TSTAT | A951X040BU3SA | 33600 | 31200 | 15.2 | 12 | 8.1 | 2.3 | 69 | 55 | 214296430
AMERISTAR | A5HP5036A1 | 5TXCB006AS3+TSTAT | A951X060BU4SA | 33800 | 31400 | 15.2 | 12 | 8.1 | 2.3 | 69 | 55 | 214296429
RUNTRU | A5HP5036A1 | 5TXCB006AS3+TSTAT | A951X060BU4SA | 33800 | 31400 | 15.2 | 12 | 8.1 | 2.3 | 69 | 55 | 214296428
AMERISTAR | A5HP5036A1 | 5TXCB004AS3+TSTAT | A951X040BU3SA | 32400 | 31800 | 15.2 | 11.7 | 8.1 | 2.2 | 69 | 55 | 214296427
RUNTRU | A5HP5036A1 | 5TXCB004AS3+TSTAT | A951X040BU3SA | 32400 | 31800 | 15.2 | 11.7 | 8.1 | 2.2 | 69 | 55 | 214296426
AMERISTAR | A5HP5036A1 | 5TXCB004AS3+TSTAT | A952V080BU4SB | 32000 | 31200 | 15.2 | 11.7 | 8.1 | 2.2 | 69 | 55 | 214296415
RUNTRU | A5HP5036A1 | 5TXCB004AS3+TSTAT | A952V080BU4SB | 32000 | 31200 | 15.2 | 11.7 | 8.1 | 2.2 | 69 | 55 | 214296414
AMERISTAR | A5HP5036A1 | 5TXCB004AS3+TSTAT | A952V080BU4SA | 32000 | 31200 | 15.2 | 12 | 8.1 | 2.2 | 69 | 55 | 214296413
RUNTRU | A5HP5036A1 | 5TXCB004AS3+TSTAT | A952V080BU4SA | 32000 | 31200 | 15.2 | 12 | 8.1 | 2.2 | 69 | 55 | 214296412
AMERISTAR | A5HP5036A1 | 5TXCB004AS3+TSTAT | A952V060BU4SB | 33000 | 32000 | 15.2 | 11.7 | 8.1 | 2.2 | 69 | 55 | 214296411
RUNTRU | A5HP5036A1 | 5TXCB004AS3+TSTAT | A952V060BU4SB | 33000 | 32000 | 15.2 | 11.7 | 8.1 | 2.2 | 69 | 55 | 214296410
AMERISTAR | A5HP5036A1 | 5TXCB004AS3+TSTAT | A952V060BU4SA | 32800 | 31600 | 15.2 | 11.7 | 8.1 | 2.2 | 68 | 55 | 214296409
RUNTRU | A5HP5036A1 | 5TXCB004AS3+TSTAT | A952V060BU4SA | 32800 | 31600 | 15.2 | 11.7 | 8.1 | 2.2 | 68 | 55 | 214296408
AMERISTAR | A5HP5036A1 | 5TXCB004AS3+TSTAT | A952V040BU3SB | 32400 | 31800 | 15.2 | 11.7 | 8.1 | 2.2 | 69 | 55 | 214296407
RUNTRU | A5HP5036A1 | 5TXCB004AS3+TSTAT | A952V040BU3SB | 32400 | 31800 | 15.2 | 11.7 | 8.1 | 2.2 | 69 | 55 | 214296406
AMERICAN STANDARD | 4A6L5024N1 | 4PX*BU30BS3 | S9V2B040U3VSB | 25600 | 25600 | 15.2 | 12 | 8.1 | 2.1 | 75 | 57 | 213912126
TRANE | 4TWL5024N1 | 4PX*BU30BS3 | S9V2B040U3VSB | 25600 | 25600 | 15.2 | 12 | 8.1 | 2.1 | 75 | 57 | 213912125
AMERICAN STANDARD | 4A6L5024N1 | 4PX*BU30BS3 | S9V2B080U4VSB | 25600 | 25600 | 15.2 | 12 | 8.1 | 2.1 | 75 | 57 | 213912124
TRANE | 4TWL5024N1 | 4PX*BU30BS3 | S9V2B080U4VSB | 25600 | 25600 | 15.2 | 12 | 8.1 | 2.1 | 75 | 57 | 213912123
AMERICAN STANDARD | 4A6L5024N1 | 4PX*BU30BS3 | S9V2B060U4PSC | 25600 | 25600 | 15.2 | 12 | 8.1 | 2.1 | 75 | 57 | 213912120
TRANE | 4TWL5024N1 | 4PX*BU30BS3 | S9V2B060U4PSC | 25600 | 25600 | 15.2 | 12 | 8.1 | 2.1 | 75 | 57 | 213912119
AMERICAN STANDARD | 4A6L5024N1 | 4PX*BU30BS3 | S9V2B060U3VSB | 25600 | 25600 | 15.2 | 12 | 8.1 | 2.1 | 75 | 57 | 213912114
TRANE | 4TWL5024N1 | 4PX*BU30BS3 | S9V2B060U3VSB | 25600 | 25600 | 15.2 | 12 | 8.1 | 2.1 | 75 | 57 | 213912113
AMERICAN STANDARD | 4A6L5024N1 | 4TXCB003DS3+P0V0B000M40SC |  | 25600 | 25600 | 15.2 | 12 | 8.1 | 2.16 | 75 | 57 | 212066921
AMERICAN STANDARD | 4A6L5024N1 | 4PX*BU36BS3+P0V0A000M30SC |  | 25600 | 25600 | 15.2 | 12 | 8.1 | 2.13 | 70 | 55 | 212066919
AMERICAN STANDARD | 4A6L5024N1 | 4PX*BU30BS3+P0V0A000M30SC |  | 25600 | 25600 | 15.2 | 12 | 8.1 | 2.09 | 74 | 57 | 212066916
AMERICAN STANDARD | 4A6L5024N1 | 4PX*BU30BS3+P0V0B000M40SC |  | 25600 | 25600 | 15.2 | 12 | 8.1 | 2.16 | 75 | 57 | 212066914
AMERICAN STANDARD | 4A6L5024N1 | 4PX*BD36BS3+P0V0A000M30SC |  | 25600 | 25600 | 15.2 | 12 | 8.1 | 2.09 | 72 | 56 | 212066911
AMERICAN STANDARD | 4A6L5030N1 | 4PX*BD36BS3 | S9V2B040D3PSC | 29400 | 28400 | 15.2 | 12 | 8.1 | 2.1 | 66 | 51 | 213912204
TRANE | 4TWL5030N1 | 4PX*BD36BS3 | S9V2B040D3PSC | 29400 | 28400 | 15.2 | 12 | 8.1 | 2.1 | 66 | 51 | 213912203
AMERICAN STANDARD | 4A6L5030N1 | 4PX*BD36BS3 | S9V2B080D4VSB | 29600 | 28400 | 15.2 | 12 | 8.1 | 2.1 | 66 | 51 | 213912202
TRANE | 4TWL5030N1 | 4PX*BD36BS3 | S9V2B080D4VSB | 29600 | 28400 | 15.2 | 12 | 8.1 | 2.1 | 66 | 51 | 213912201
AMERICAN STANDARD | 4A6L5030N1 | 4PX*BD36BS3 | S9V2B060D3PSC | 29800 | 28600 | 15.2 | 12 | 8.1 | 2.1 | 66 | 51 | 213912200
TRANE | 4TWL5030N1 | 4PX*BD36BS3 | S9V2B060D3PSC | 29800 | 28600 | 15.2 | 12 | 8.1 | 2.1 | 66 | 51 | 213912199
AMERICAN STANDARD | 4A6L5030N1 | 4PX*BD36BS3 | S9V2B080D4PSC | 29600 | 28400 | 15.2 | 12 | 8.1 | 2.1 | 66 | 51 | 213912198
TRANE | 4TWL5030N1 | 4PX*BD36BS3 | S9V2B080D4PSC | 29600 | 28400 | 15.2 | 12 | 8.1 | 2.1 | 66 | 51 | 213912197
AMERICAN STANDARD | 4A6L5024N1 | 4TXCB006DS3 | S9V2B060U3VSB | 25600 | 25600 | 16 | 12 | 8.1 | 2.2 | 71 | 55 | 213912188
TRANE | 4TWL5024N1 | 4TXCB006DS3 | S9V2B060U3VSB | 25600 | 25600 | 16 | 12 | 8.1 | 2.2 | 71 | 55 | 213912187
AMERICAN STANDARD | 4A6L5024N1 | 4TXCB006DS3 | S9V2B040U3VSB | 25600 | 25600 | 16 | 12 | 8.1 | 2.2 | 71 | 55 | 213912186
TRANE | 4TWL5024N1 | 4TXCB006DS3 | S9V2B040U3VSB | 25600 | 25600 | 16 | 12 | 8.1 | 2.2 | 71 | 55 | 213912185
AMERICAN STANDARD | 4A6L5024N1 | 4TXCB006DS3 | S9V2B080U4PSC | 25600 | 25600 | 16 | 12 | 8.1 | 2.2 | 71 | 55 | 213912184
TRANE | 4TWL5024N1 | 4TXCB006DS3 | S9V2B080U4PSC | 25600 | 25600 | 16 | 12 | 8.1 | 2.2 | 71 | 55 | 213912183
AMERICAN STANDARD | 4A6L5024N1 | 4TXCB006DS3 | S9V2B080U4VSB | 25600 | 25600 | 16 | 12 | 8.1 | 2.2 | 71 | 55 | 213912182
TRANE | 4TWL5024N1 | 4TXCB006DS3 | S9V2B080U4VSB | 25600 | 25600 | 16 | 12 | 8.1 | 2.2 | 71 | 55 | 213912181
AMERICAN STANDARD | 4A6L5024N1 | 4TXCB006DS3 | S9V2B040U3PSC | 25600 | 25600 | 16 | 12 | 8.1 | 2.2 | 71 | 55 | 213912180
TRANE | 4TWL5024N1 | 4TXCB006DS3 | S9V2B040U3PSC | 25600 | 25600 | 16 | 12 | 8.1 | 2.2 | 71 | 55 | 213912179
AMERICAN STANDARD | 4A6L5024N1 | 4TXCB006DS3 | S9V2B060U4PSC | 25600 | 25600 | 16 | 12 | 8.1 | 2.2 | 71 | 55 | 213912178
TRANE | 4TWL5024N1 | 4TXCB006DS3 | S9V2B060U4PSC | 25600 | 25600 | 16 | 12 | 8.1 | 2.2 | 71 | 55 | 213912177
AMERICAN STANDARD | 4A6L5024N1 | 4TXCB003DS3 | S9V2B060U3VSB | 25600 | 25600 | 15.2 | 12 | 8.1 | 2.1 | 75 | 57 | 213912158
TRANE | 4TWL5024N1 | 4TXCB003DS3 | S9V2B060U3VSB | 25600 | 25600 | 15.2 | 12 | 8.1 | 2.1 | 75 | 57 | 213912157
AMERICAN STANDARD | 4A6L5024N1 | 4TXCB003DS3 | S9V2B040U3VSB | 25600 | 25600 | 15.2 | 12 | 8.1 | 2.1 | 75 | 57 | 213912156
TRANE | 4TWL5024N1 | 4TXCB003DS3 | S9V2B040U3VSB | 25600 | 25600 | 15.2 | 12 | 8.1 | 2.1 | 75 | 57 | 213912155
AMERICAN STANDARD | 4A6L5024N1 | 4TXCB003DS3 | S9V2B080U4VSB | 25600 | 25600 | 15.2 | 12 | 8.1 | 2.1 | 75 | 57 | 213912154
TRANE | 4TWL5024N1 | 4TXCB003DS3 | S9V2B080U4VSB | 25600 | 25600 | 15.2 | 12 | 8.1 | 2.1 | 75 | 57 | 213912153
AMERICAN STANDARD | 4A6L5024N1 | 4TXCB003DS3 | S9V2B060U4PSC | 25600 | 25600 | 15.2 | 12 | 8.1 | 2.1 | 75 | 57 | 213912152
TRANE | 4TWL5024N1 | 4TXCB003DS3 | S9V2B060U4PSC | 25600 | 25600 | 15.2 | 12 | 8.1 | 2.1 | 75 | 57 | 213912151
AMERICAN STANDARD | 4A6L5024N1 | 4PX*BU42BS3 | S9V2B040U3PSC | 25600 | 25600 | 16 | 12 | 8.1 | 2.2 | 72 | 56 | 213912150
TRANE | 4TWL5024N1 | 4PX*BU42BS3 | S9V2B040U3PSC | 25600 | 25600 | 16 | 12 | 8.1 | 2.2 | 72 | 56 | 213912149
AMERICAN STANDARD | 4A6L5024N1 | 4PX*BU42BS3 | S9V2B060U4PSC | 25600 | 25600 | 16 | 12 | 8.1 | 2.2 | 72 | 56 | 213912148
TRANE | 4TWL5024N1 | 4PX*BU42BS3 | S9V2B060U4PSC | 25600 | 25600 | 16 | 12 | 8.1 | 2.2 | 72 | 56 | 213912147
AMERICAN STANDARD | 4A6L5024N1 | 4PX*BU42BS3 | S9V2B040U3VSB | 25600 | 25600 | 16 | 12 | 8.1 | 2.2 | 72 | 56 | 213912146
TRANE | 4TWL5024N1 | 4PX*BU42BS3 | S9V2B040U3VSB | 25600 | 25600 | 16 | 12 | 8.1 | 2.2 | 72 | 56 | 213912145
AMERICAN STANDARD | 4A6L5024N1 | 4PX*BU42BS3 | S9V2B060U3VSB | 25600 | 25600 | 16 | 12 | 8.1 | 2.2 | 72 | 56 | 213912144
TRANE | 4TWL5024N1 | 4PX*BU42BS3 | S9V2B060U3VSB | 25600 | 25600 | 16 | 12 | 8.1 | 2.2 | 72 | 56 | 213912143
AMERICAN STANDARD | 4A6L5024N1 | 4PX*BU42BS3 | S9V2B080U4VSB | 25600 | 25600 | 16 | 12 | 8.1 | 2.2 | 72 | 56 | 213912142
TRANE | 4TWL5024N1 | 4PX*BU42BS3 | S9V2B080U4VSB | 25600 | 25600 | 16 | 12 | 8.1 | 2.2 | 72 | 56 | 213912141
AMERICAN STANDARD | 4A6L5024N1 | 4PX*BU42BS3 | S9V2B080U4PSC | 25600 | 25600 | 16 | 12 | 8.1 | 2.2 | 72 | 56 | 213912140
TRANE | 4TWL5024N1 | 4PX*BU42BS3 | S9V2B080U4PSC | 25600 | 25600 | 16 | 12 | 8.1 | 2.2 | 72 | 56 | 213912139
TRANE | 4TWX7024E1 | 4PX*BU48BS3 | *UHMB080CCV3 | 25600 | 24400 | 17 | 13 | 8.1 | 2.1 | 62 | 46 | 213909217
TRANE | 4TWX7024E1 | 4PX*BU48BS3 | *UHMB060CCV3 | 25600 | 24400 | 17 | 13 | 8.1 | 2.1 | 63 | 46 | 213909216
AMERICAN STANDARD | 4A6V8X36A1 | 4PX*BU48BS3 | S9V2B060D3VSB+RP | 32800 | 31400 | 18 | 11.2 | 8.2 | 1.8 | 82 | 64 | 213909159
TRANE | 4TWV8X36A1 | 4PX*BU48BS3 | S9V2B060D3VSB+RP | 32800 | 31400 | 18 | 11.2 | 8.2 | 1.8 | 82 | 64 | 213909157
AMERISTAR | A5HP5042A1 | 5TXCC007AS3+TSTAT |  | 39500 | 40500 | 15.2 | 11.7 | 8.1 | 2.1 | 65 | 49 | 214296563
RUNTRU | A5HP5042A1 | 5TXCC007AS3+TSTAT |  | 39500 | 40500 | 15.2 | 11.7 | 8.1 | 2.1 | 65 | 49 | 214296562
AMERISTAR | A5HP5042A1 | 5TXCC007AS3+TSTAT | A952V100CD5SA | 37800 | 38500 | 15.2 | 11.7 | 8.1 | 2.1 | 66 | 51 | 214296557
RUNTRU | A5HP5042A1 | 5TXCC007AS3+TSTAT | A952V100CD5SA | 37800 | 38500 | 15.2 | 11.7 | 8.1 | 2.1 | 66 | 51 | 214296556
AMERISTAR | A5HP5042A1 | 5TXCC007AS3+TSTAT | A952V100CD5SB | 38000 | 39000 | 15.2 | 11.7 | 8.1 | 2.1 | 66 | 51 | 214296555
RUNTRU | A5HP5042A1 | 5TXCC007AS3+TSTAT | A952V100CD5SB | 38000 | 39000 | 15.2 | 11.7 | 8.1 | 2.1 | 66 | 51 | 214296554
AMERISTAR | A5HP5042A1 | 5TXCB006AS3+TSTAT | A951X060BU4SA | 39500 | 40000 | 15.2 | 11.7 | 8.1 | 2 | 66 | 50 | 214296553
RUNTRU | A5HP5042A1 | 5TXCB006AS3+TSTAT | A951X060BU4SA | 39500 | 40000 | 15.2 | 11.7 | 8.1 | 2 | 66 | 50 | 214296552
AMERISTAR | A5HP5042A1 | 5TXCB006AS3+TSTAT | A952V080BU4SB | 39000 | 40000 | 15.2 | 12 | 8.1 | 2.1 | 65 | 49 | 214296541
RUNTRU | A5HP5042A1 | 5TXCB006AS3+TSTAT | A952V080BU4SB | 39000 | 40000 | 15.2 | 12 | 8.1 | 2.1 | 65 | 49 | 214296540
AMERISTAR | A5HP5042A1 | 5TXCB006AS3+TSTAT | A952V080BU4SA | 39000 | 39000 | 15.2 | 12 | 8.1 | 2.1 | 65 | 49 | 214296539
RUNTRU | A5HP5042A1 | 5TXCB006AS3+TSTAT | A952V080BU4SA | 39000 | 39000 | 15.2 | 12 | 8.1 | 2.1 | 65 | 49 | 214296538
AMERISTAR | A5HP5042A1 | 5TXCB006AS3+TSTAT | A952V060BU4SB | 39000 | 39500 | 15.2 | 12 | 8.1 | 2.1 | 65 | 49 | 214296537
RUNTRU | A5HP5042A1 | 5TXCB006AS3+TSTAT | A952V060BU4SB | 39000 | 39500 | 15.2 | 12 | 8.1 | 2.1 | 65 | 49 | 214296536
AMERISTAR | A5HP5042A1 | 5TXCB006AS3+TSTAT | A952V060BU4SA | 39500 | 40000 | 15.2 | 12 | 8.1 | 2.1 | 65 | 49 | 214296535
RUNTRU | A5HP5042A1 | 5TXCB006AS3+TSTAT | A952V060BU4SA | 39500 | 40000 | 15.2 | 12 | 8.1 | 2.1 | 65 | 49 | 214296534
AMERISTAR | A5HP5042A1 | 5TXCB006AS3+TSTAT | A951X080BU4SA | 39000 | 39000 | 15.2 | 12 | 8.1 | 2.1 | 65 | 49 | 214296533
RUNTRU | A5HP5042A1 | 5TXCB006AS3+TSTAT | A951X080BU4SA | 39000 | 39000 | 15.2 | 12 | 8.1 | 2.1 | 65 | 49 | 214296532
AMERISTAR | A5HP5036A1 | A5AHV007A1D3+TDR+TSTAT |  | 34800 | 31400 | 16 | 12 | 8.1 | 2.3 | 70 | 56 | 214296505
RUNTRU | A5HP5036A1 | A5AHV007A1D3+TDR+TSTAT |  | 34800 | 31400 | 16 | 12 | 8.1 | 2.3 | 70 | 56 | 214296504
AMERISTAR | A5HP5036A1 | A5AHV006A1D3+TDR+TSTAT |  | 34800 | 31400 | 16 | 12 | 8.1 | 2.3 | 71 | 57 | 214296503
RUNTRU | A5HP5036A1 | A5AHV006A1D3+TDR+TSTAT |  | 34800 | 31400 | 16 | 12 | 8.1 | 2.3 | 71 | 57 | 214296502
AMERISTAR | A5HP5036A1 | A5AHV004A1D3+TDR+TSTAT |  | 33400 | 31800 | 16 | 12 | 8.1 | 2.3 | 69 | 55 | 214296501
RUNTRU | A5HP5036A1 | A5AHV004A1D3+TDR+TSTAT |  | 33400 | 31800 | 16 | 12 | 8.1 | 2.3 | 69 | 55 | 214296500
AMERISTAR | A5HP5036A1 | 5TXCD010AS3+TSTAT |  | 34000 | 31800 | 15.2 | 11.7 | 8.1 | 2.2 | 70 | 56 | 214296497
RUNTRU | A5HP5036A1 | 5TXCD010AS3+TSTAT |  | 34000 | 31800 | 15.2 | 11.7 | 8.1 | 2.2 | 70 | 56 | 214296496
AMERISTAR | A5HP5036A1 | 5TXCD010AS3+TSTAT | A951X120DU5SA | 34600 | 31200 | 15.2 | 12 | 8.1 | 2.4 | 68 | 54 | 214296495
RUNTRU | A5HP5036A1 | 5TXCD010AS3+TSTAT | A951X120DU5SA | 34600 | 31200 | 15.2 | 12 | 8.1 | 2.4 | 68 | 54 | 214296494
AMERISTAR | A5HP5036A1 | 5TXCC007AS3+TSTAT | L8V1C100U5VSB | 34200 | 31200 | 16 | 12 | 8.1 | 2.3 | 70 | 56 | 214296493
RUNTRU | A5HP5036A1 | 5TXCC007AS3+TSTAT | L8V1C100U5VSB | 34200 | 31200 | 16 | 12 | 8.1 | 2.3 | 70 | 56 | 214296492
AMERISTAR | A5HP5036A1 | 5TXCC007AS3+TSTAT | A952V100CU5SB | 34000 | 31400 | 16 | 12 | 8.1 | 2.3 | 69 | 55 | 214296487
RUNTRU | A5HP5036A1 | 5TXCC007AS3+TSTAT | A952V100CU5SB | 34000 | 31400 | 16 | 12 | 8.1 | 2.3 | 69 | 55 | 214296486
AMERISTAR | A5HP5042A1 | 5TXCC007AS3+TSTAT | A952V080CU5SA | 40000 | 39500 | 16 | 12 | 8.1 | 2.1 | 64 | 49 | 214296575
RUNTRU | A5HP5042A1 | 5TXCC007AS3+TSTAT | A951X080CU5SA | 39000 | 39500 | 15.2 | 12 | 8.1 | 2.1 | 64 | 49 | 214296578
AMERISTAR | A5HP5042A1 | 5TXCC007AS3+TSTAT | A951X080CU5SA | 39000 | 39500 | 15.2 | 12 | 8.1 | 2.1 | 64 | 49 | 214296579
AMERISTAR | A5HP5042A1 | 5TXCC007AS3+TSTAT | A952V080CU5SB | 40000 | 40000 | 16 | 12 | 8.1 | 2.1 | 66 | 49 | 214296573
RUNTRU | A5HP5042A1 | 5TXCC007AS3+TSTAT | A952V080CU5SA | 40000 | 39500 | 16 | 12 | 8.1 | 2.1 | 64 | 49 | 214296574
RUNTRU | A5HP5042A1 | 5TXCD010AS3+TSTAT | A952V120DD5SA | 37800 | 37400 | 15.2 | 11.7 | 8.1 | 2.1 | 66 | 51 | 214296588
AMERISTAR | A5HP5042A1 | 5TXCD010AS3+TSTAT | A952V120DD5SA | 37800 | 37400 | 15.2 | 11.7 | 8.1 | 2.1 | 66 | 51 | 214296589
RUNTRU | A5HP5042A1 | 5TXCD010AS3+TSTAT | A952V120DD5SB | 37800 | 37400 | 15.2 | 11.7 | 8.1 | 2.1 | 66 | 51 | 214296590
TRANE | 4TWX7024E1 | 4TXCC009DS3 | *UHMC100CCV4 | 25600 | 24000 | 17 | 13 | 8.1 | 2.1 | 63 | 47 | 213909231
TRANE | 4TWX7024E1 | 4TXCB006DS3 | *UHMB080CCV3 | 25600 | 24400 | 17 | 13 | 8.1 | 2.1 | 62 | 46 | 213909227
TRANE | 4TWX7024E1 | 4TXCB006DS3 | *UHMB060CCV3 | 25600 | 24400 | 17 | 13 | 8.1 | 2.1 | 63 | 46 | 213909226
TRANE | 4TWX7024E1 | 4PX*CU60BS3 | *UHMC100CCV4 | 25600 | 24000 | 17 | 13 | 8.1 | 2.1 | 63 | 47 | 213909223
AMERISTAR | A5HP5048A1 | 5TXCC007AS3+TSTAT | A952V100CU5SB | 44000 | 44000 | 15.2 | 11.7 | 8.1 | 2 | 67 | 51 | 214296637
RUNTRU | A5HP5048A1 | 5TXCC007AS3+TSTAT | A952V100CU5SB | 44000 | 44000 | 15.2 | 11.7 | 8.1 | 2 | 67 | 51 | 214296636
AMERISTAR | A5HP5042A1 | A5AHV007A1D3+TDR+TSTAT |  | 40500 | 40000 | 16 | 12 | 8.1 | 2.2 | 65 | 49 | 214296611
RUNTRU | A5HP5042A1 | A5AHV007A1D3+TDR+TSTAT |  | 40500 | 40000 | 16 | 12 | 8.1 | 2.2 | 65 | 49 | 214296610
AMERISTAR | A5HP5042A1 | A5AHV006A1D3+TDR+TSTAT |  | 41000 | 40000 | 16 | 12 | 8.1 | 2.2 | 65 | 49 | 214296609
RUNTRU | A5HP5042A1 | A5AHV006A1D3+TDR+TSTAT |  | 41000 | 40000 | 16 | 12 | 8.1 | 2.2 | 65 | 49 | 214296608
AMERISTAR | A5HP5042A1 | A5AHV004A1D3+TDR+TSTAT |  | 39500 | 40000 | 16 | 12 | 8.1 | 2.2 | 64 | 48 | 214296607
RUNTRU | A5HP5042A1 | A5AHV004A1D3+TDR+TSTAT |  | 39500 | 40000 | 16 | 12 | 8.1 | 2.2 | 64 | 48 | 214296606
AMERISTAR | A5HP5042A1 | 5TXCD010AS3+TSTAT |  | 40500 | 40500 | 15.2 | 11.7 | 8.1 | 2.1 | 65 | 49 | 214296605
RUNTRU | A5HP5042A1 | 5TXCD010AS3+TSTAT |  | 40500 | 40500 | 15.2 | 11.7 | 8.1 | 2.1 | 65 | 49 | 214296604
AMERISTAR | A5HP5042A1 | 5TXCD010AS3+TSTAT | A801X120DM5SD | 40500 | 39500 | 15.2 | 12 | 8.1 | 2.1 | 65 | 49 | 214296603
RUNTRU | A5HP5042A1 | 5TXCD010AS3+TSTAT | A801X120DM5SD | 40500 | 39500 | 15.2 | 12 | 8.1 | 2.1 | 65 | 49 | 214296602
AMERISTAR | A5HP5042A1 | 5TXCD010AS3+TSTAT | A801X120DM5TD | 40500 | 39500 | 15.2 | 12 | 8.1 | 2.1 | 65 | 49 | 214296601
RUNTRU | A5HP5042A1 | 5TXCD010AS3+TSTAT | A801X120DM5TD | 40500 | 39500 | 15.2 | 12 | 8.1 | 2.1 | 65 | 49 | 214296600
AMERISTAR | A5HP5042A1 | 5TXCD010AS3+TSTAT | A952V120DU5SB | 41000 | 39500 | 16 | 12 | 8.1 | 2.1 | 65 | 49 | 214296597
RUNTRU | A5HP5042A1 | 5TXCD010AS3+TSTAT | A952V120DU5SB | 41000 | 39500 | 16 | 12 | 8.1 | 2.1 | 65 | 49 | 214296596
AMERISTAR | A5HP5042A1 | 5TXCD010AS3+TSTAT | A952V120DU5SA | 40500 | 39000 | 16 | 12 | 8.1 | 2.2 | 65 | 48 | 214296595
RUNTRU | A5HP5042A1 | 5TXCD010AS3+TSTAT | A952V120DU5SA | 40500 | 39000 | 16 | 12 | 8.1 | 2.2 | 65 | 48 | 214296594
AMERISTAR | A5HP5042A1 | 5TXCD010AS3+TSTAT | A951X120DU5SA | 40000 | 39000 | 15.2 | 12 | 8.1 | 2.2 | 66 | 49 | 214296593
RUNTRU | A5HP5042A1 | 5TXCD010AS3+TSTAT | A951X120DU5SA | 40000 | 39000 | 15.2 | 12 | 8.1 | 2.2 | 66 | 49 | 214296592
AMERISTAR | A5HP5042A1 | 5TXCD010AS3+TSTAT | A952V120DD5SB | 37800 | 37400 | 15.2 | 11.7 | 8.1 | 2.1 | 66 | 51 | 214296591
RUNTRU | A5HP5042A1 | 5TXCC007AS3+TSTAT | A952V080CU5SB | 40000 | 40000 | 16 | 12 | 8.1 | 2.1 | 66 | 49 | 214296572
AMERISTAR | A5HP5042A1 | 5TXCC007AS3+TSTAT | A952V100CU5SA | 40000 | 40000 | 16 | 11.7 | 8.1 | 2.1 | 65 | 49 | 214296571
RUNTRU | A5HP5042A1 | 5TXCC007AS3+TSTAT | A952V100CU5SA | 40000 | 40000 | 16 | 11.7 | 8.1 | 2.1 | 65 | 49 | 214296570
AMERISTAR | A5HP5042A1 | 5TXCC007AS3+TSTAT | A952V100CU5SB | 40000 | 40000 | 16 | 12 | 8.1 | 2.1 | 65 | 49 | 214296569
AMERISTAR | A5HP5042A1 | 5TXCC007AS3+TSTAT | L8V1C100U5VSB | 40000 | 40000 | 16 | 12 | 8.1 | 2.1 | 65 | 49 | 214296567
RUNTRU | A5HP5042A1 | 5TXCC007AS3+TSTAT | A952V100CU5SB | 40000 | 40000 | 16 | 12 | 8.1 | 2.1 | 65 | 49 | 214296568
RUNTRU | A5HP5042A1 | 5TXCC007AS3+TSTAT | L8V1C100U5VSB | 40000 | 40000 | 16 | 12 | 8.1 | 2.1 | 65 | 49 | 214296566
AMERICAN STANDARD | 4A6V8X36A1 | 4TXCB006DS3+P0V0B000M40SC+RP |  | 33800 | 30600 | 18 | 12 | 8.2 | 1.83 | 82 | 65 | 212349461
TRANE | 4TWV8X36A1 | 4TXCB006DS3+P0V0B000M40SC+RP |  | 33800 | 30600 | 18 | 12 | 8.2 | 1.83 | 82 | 65 | 212349460
AMERICAN STANDARD | 4A6V0X36A1 | 4TXCB006DS3+P0V0B000M40SC+RP |  | 34200 | 31200 | 18.5 | 12.5 | 8.5 | 1.83 | 81 | 63 | 212349459
TRANE | 4TWV0X36A1 | 4TXCB006DS3+P0V0B000M40SC+RP |  | 34200 | 31200 | 18.5 | 12.5 | 8.5 | 1.83 | 81 | 63 | 212349458
AMERICAN STANDARD | 4A6L5030N1 | 4TXCB003DS3 | S9V2B040U3VSB | 28600 | 29400 | 15.2 | 12 | 8.1 | 2.1 | 65 | 50 | 213912284
TRANE | 4TWL5030N1 | 4TXCB003DS3 | S9V2B040U3VSB | 28600 | 29400 | 15.2 | 12 | 8.1 | 2.1 | 65 | 50 | 213912283
AMERICAN STANDARD | 4A6L5030N1 | 4PX*CU42BS3 | S9V2C100U4VSB | 30200 | 27800 | 16 | 12 | 8.1 | 2.2 | 66 | 51 | 213912282
TRANE | 4TWL5030N1 | 4PX*CU42BS3 | S9V2C100U4VSB | 30200 | 27800 | 16 | 12 | 8.1 | 2.2 | 66 | 51 | 213912281
AMERICAN STANDARD | 4A6L5030N1 | 4PX*CU42BS3 | S9V2C080U5PSC | 30800 | 28200 | 16 | 12 | 8.1 | 2.2 | 66 | 51 | 213912280
TRANE | 4TWL5030N1 | 4PX*CU42BS3 | S9V2C080U5PSC | 30800 | 28200 | 16 | 12 | 8.1 | 2.2 | 66 | 51 | 213912279
AMERICAN STANDARD | 4A6L5030N1 | 4PX*CU42BS3 | S9V2C100D4VSB | 29200 | 26800 | 15.2 | 12 | 8.1 | 2.2 | 67 | 53 | 213912278
TRANE | 4TWL5030N1 | 4PX*CU42BS3 | S9V2C100D4VSB | 29200 | 26800 | 15.2 | 12 | 8.1 | 2.2 | 67 | 53 | 213912277
AMERICAN STANDARD | 4A6L5030N1 | 4PX*CU42BS3 | S9V2C100U5PSC | 31000 | 28200 | 16 | 12 | 8.1 | 2.2 | 66 | 51 | 213912276
TRANE | 4TWL5030N1 | 4PX*CU42BS3 | S9V2C100U5PSC | 31000 | 28200 | 16 | 12 | 8.1 | 2.2 | 66 | 51 | 213912275
AMERICAN STANDARD | 4A6L5030N1 | 4PX*CU36BS3 | S9V2C100U5PSC | 30000 | 27200 | 15.2 | 12 | 8.1 | 2.1 | 67 | 52 | 213912274
TRANE | 4TWL5030N1 | 4PX*CU36BS3 | S9V2C100U5PSC | 30000 | 27200 | 15.2 | 12 | 8.1 | 2.1 | 67 | 52 | 213912273
AMERICAN STANDARD | 4A6L5030N1 | 4PX*CU36BS3 | S9V2C080U5PSC | 30000 | 27200 | 15.2 | 12 | 8.1 | 2.1 | 67 | 52 | 213912272
TRANE | 4TWL5030N1 | 4PX*CU36BS3 | S9V2C080U5PSC | 30000 | 27200 | 15.2 | 12 | 8.1 | 2.1 | 67 | 52 | 213912271
AMERICAN STANDARD | 4A6L5030N1 | 4PX*CU36BS3 | S9V2C100U4VSB | 29400 | 26600 | 16 | 12 | 8.1 | 2.1 | 68 | 53 | 213912270
TRANE | 4TWL5030N1 | 4PX*CU36BS3 | S9V2C100U4VSB | 29400 | 26600 | 16 | 12 | 8.1 | 2.1 | 68 | 53 | 213912269
AMERICAN STANDARD | 4A6L5030N1 | 4PX*CU30BS3 | S9V2C100U4VSB | 29000 | 29400 | 15.2 | 12 | 8.1 | 2.1 | 65 | 50 | 213912266
TRANE | 4TWL5030N1 | 4PX*CU30BS3 | S9V2C100U4VSB | 29000 | 29400 | 15.2 | 12 | 8.1 | 2.1 | 65 | 50 | 213912265
AMERICAN STANDARD | 4A6L5030N1 | 4PX*CU30BS3 | S9V2C080U5PSC | 29600 | 29600 | 15.2 | 12 | 8.1 | 2.1 | 65 | 50 | 213912264
TRANE | 4TWL5030N1 | 4PX*CU30BS3 | S9V2C080U5PSC | 29600 | 29600 | 15.2 | 12 | 8.1 | 2.1 | 65 | 50 | 213912263
AMERICAN STANDARD | 4A6L5030N1 | 4PX*CU30BS3 | S9V2C100U5PSC | 29600 | 29600 | 15.2 | 12 | 8.1 | 2.1 | 66 | 50 | 213912262
TRANE | 4TWL5030N1 | 4PX*CU30BS3 | S9V2C100U5PSC | 29600 | 29600 | 15.2 | 12 | 8.1 | 2.1 | 66 | 50 | 213912261
AMERICAN STANDARD | 4A6L5030N1 | 4PX*CD36BS3 | S9V2C100D4VSB | 29400 | 28400 | 16 | 12 | 8.1 | 2.1 | 65 | 50 | 213912258
TRANE | 4TWL5030N1 | 4PX*CD36BS3 | S9V2C100D4VSB | 29400 | 28400 | 16 | 12 | 8.1 | 2.1 | 65 | 50 | 213912257
AMERICAN STANDARD | 4A6L5030N1 | 4PX*BU48BS3 | S9V2B040U3PSC | 30200 | 27600 | 16 | 12 | 8.1 | 2.2 | 66 | 51 | 213912256
TRANE | 4TWL5030N1 | 4PX*BU48BS3 | S9V2B040U3PSC | 30200 | 27600 | 16 | 12 | 8.1 | 2.2 | 66 | 51 | 213912255
AMERICAN STANDARD | 4A6L5030N1 | 4PX*BU48BS3 | S9V2B080U4VSB | 30400 | 27800 | 16 | 12 | 8.1 | 2.2 | 66 | 51 | 213912254
TRANE | 4TWL5030N1 | 4PX*BU48BS3 | S9V2B080U4VSB | 30400 | 27800 | 16 | 12 | 8.1 | 2.2 | 66 | 51 | 213912253
AMERICAN STANDARD | 4A6L5030N1 | 4PX*BU48BS3 | S9V2B080U4PSC | 30400 | 27800 | 16 | 12 | 8.1 | 2.2 | 66 | 51 | 213912252
TRANE | 4TWL5030N1 | 4PX*BU48BS3 | S9V2B080U4PSC | 30400 | 27800 | 16 | 12 | 8.1 | 2.2 | 66 | 51 | 213912251
AMERICAN STANDARD | 4A6L5030N1 | 4PX*BU48BS3 | S9V2B040U3VSB | 30200 | 27600 | 16 | 12 | 8.1 | 2.2 | 66 | 51 | 213912250
TRANE | 4TWL5030N1 | 4PX*BU48BS3 | S9V2B040U3VSB | 30200 | 27600 | 16 | 12 | 8.1 | 2.2 | 66 | 51 | 213912249
AMERICAN STANDARD | 4A6L5030N1 | 4PX*BU48BS3 | S9V2B060U3VSB | 30000 | 27600 | 16 | 12 | 8.1 | 2.2 | 66 | 51 | 213912248
TRANE | 4TWL5030N1 | 4PX*BU48BS3 | S9V2B060U3VSB | 30000 | 27600 | 16 | 12 | 8.1 | 2.2 | 66 | 51 | 213912247
AMERICAN STANDARD | 4A6L5030N1 | 4PX*BU42BS3 | S9V2B080U4VSB | 30600 | 28000 | 16 | 12 | 8.1 | 2.2 | 66 | 51 | 213912246
TRANE | 4TWL5030N1 | 4PX*BU42BS3 | S9V2B080U4VSB | 30600 | 28000 | 16 | 12 | 8.1 | 2.2 | 66 | 51 | 213912245
AMERICAN STANDARD | 4A6L5030N1 | 4PX*BU42BS3 | S9V2B060U4PSC | 30200 | 28000 | 16 | 12 | 8.1 | 2.2 | 66 | 51 | 213912244
TRANE | 4TWL5030N1 | 4PX*BU42BS3 | S9V2B060U4PSC | 30200 | 28000 | 16 | 12 | 8.1 | 2.2 | 66 | 51 | 213912243
AMERICAN STANDARD | 4A6L5030N1 | 4PX*BU42BS3 | S9V2B040U3VSB | 30200 | 28000 | 16 | 12 | 8.1 | 2.2 | 66 | 51 | 213912242
TRANE | 4TWL5030N1 | 4PX*BU42BS3 | S9V2B040U3VSB | 30200 | 28000 | 16 | 12 | 8.1 | 2.2 | 66 | 51 | 213912241
AMERICAN STANDARD | 4A6L5030N1 | 4PX*BU42BS3 | S9V2B040U3PSC | 30200 | 28000 | 16 | 12 | 8.1 | 2.2 | 66 | 51 | 213912240
TRANE | 4TWL5030N1 | 4PX*BU42BS3 | S9V2B040U3PSC | 30200 | 28000 | 16 | 12 | 8.1 | 2.2 | 66 | 51 | 213912239
AMERICAN STANDARD | 4A6L5030N1 | 4PX*BU42BS3 | S9V2B060U3VSB | 30200 | 28000 | 16 | 12 | 8.1 | 2.2 | 66 | 51 | 213912238
TRANE | 4TWL5030N1 | 4PX*BU42BS3 | S9V2B060U3VSB | 30200 | 28000 | 16 | 12 | 8.1 | 2.2 | 66 | 51 | 213912237
AMERICAN STANDARD | 4A6L5030N1 | 4PX*BU36BS3 | S9V2B060U4PSC | 30000 | 27200 | 15.2 | 12 | 8.1 | 2.1 | 67 | 53 | 213912236
TRANE | 4TWL5030N1 | 4PX*BU36BS3 | S9V2B060U4PSC | 30000 | 27200 | 15.2 | 12 | 8.1 | 2.1 | 67 | 53 | 213912235
AMERICAN STANDARD | 4A6L5030N1 | 4PX*BU36BS3 | S9V2B080U4VSB | 30000 | 27400 | 15.2 | 12 | 8.1 | 2.1 | 67 | 53 | 213912234
TRANE | 4TWL5030N1 | 4PX*BU36BS3 | S9V2B080U4VSB | 30000 | 27400 | 15.2 | 12 | 8.1 | 2.1 | 67 | 53 | 213912233
AMERICAN STANDARD | 4A6L5030N1 | 4PX*BU36BS3 | S9V2B040U3PSC | 29400 | 27000 | 15.2 | 12 | 8.1 | 2.1 | 67 | 53 | 213912232
TRANE | 4TWL5030N1 | 4PX*BU36BS3 | S9V2B040U3PSC | 29400 | 27000 | 15.2 | 12 | 8.1 | 2.1 | 67 | 53 | 213912231
AMERICAN STANDARD | 4A6L5030N1 | 4PX*BU36BS3 | S9V2B040U3VSB | 29400 | 27000 | 15.2 | 12 | 8.1 | 2.1 | 67 | 53 | 213912230
TRANE | 4TWL5030N1 | 4PX*BU36BS3 | S9V2B040U3VSB | 29400 | 27000 | 15.2 | 12 | 8.1 | 2.1 | 67 | 53 | 213912229
AMERICAN STANDARD | 4A6L5030N1 | 4PX*BU36BS3 | S9V2B080U4PSC | 30000 | 27400 | 15.2 | 12 | 8.1 | 2.1 | 67 | 53 | 213912228
TRANE | 4TWL5030N1 | 4PX*BU36BS3 | S9V2B080U4PSC | 30000 | 27400 | 15.2 | 12 | 8.1 | 2.1 | 67 | 53 | 213912227
AMERICAN STANDARD | 4A6L5030N1 | 4PX*BU30BS3 | S9V2B040U3VSB | 28600 | 29400 | 15.2 | 12 | 8.1 | 2.1 | 65 | 50 | 213912218
TRANE | 4TWL5030N1 | 4PX*BU30BS3 | S9V2B040U3VSB | 28600 | 29400 | 15.2 | 12 | 8.1 | 2.1 | 65 | 50 | 213912217
AMERICAN STANDARD | 4A6L5030N1 | 4PX*BU30BS3 | S9V2B060U4PSC | 28800 | 29600 | 15.2 | 12 | 8.1 | 2.1 | 65 | 49 | 213912216
TRANE | 4TWL5030N1 | 4PX*BU30BS3 | S9V2B060U4PSC | 28800 | 29600 | 15.2 | 12 | 8.1 | 2.1 | 65 | 49 | 213912215
AMERICAN STANDARD | 4A6L5030N1 | 4PX*BU30BS3 | S9V2B080U4VSB | 28800 | 29400 | 15.2 | 12 | 8.1 | 2.1 | 65 | 50 | 213912214
TRANE | 4TWL5030N1 | 4PX*BU30BS3 | S9V2B080U4VSB | 28800 | 29400 | 15.2 | 12 | 8.1 | 2.1 | 65 | 50 | 213912213
AMERICAN STANDARD | 4A6L5030N1 | 4PX*BU30BS3 | S9V2B060U3VSB | 28600 | 29400 | 15.2 | 12 | 8.1 | 2.1 | 65 | 50 | 213912212
TRANE | 4TWL5030N1 | 4PX*BU30BS3 | S9V2B060U3VSB | 28600 | 29400 | 15.2 | 12 | 8.1 | 2.1 | 65 | 50 | 213912211
AMERICAN STANDARD | 4A6L5024N1 | 4TXCB003DS3 | S8V2A040M3PCB | 25600 | 25600 | 15.2 | 12 | 8.1 | 2 | 74 | 57 | 213910442
TRANE | 4TWL5024N1 | 4TXCB003DS3 | S8V2A040M3PCB | 25600 | 25600 | 15.2 | 12 | 8.1 | 2 | 74 | 57 | 213910441
AMERICAN STANDARD | 4A6L5024N1 | 4TXCB003DS3 | S8V2B080M4PCB | 25600 | 25600 | 15.2 | 12 | 8.1 | 2.1 | 75 | 57 | 213910440
TRANE | 4TWL5024N1 | 4TXCB003DS3 | S8V2B080M4PCB | 25600 | 25600 | 15.2 | 12 | 8.1 | 2.1 | 75 | 57 | 213910439
AMERICAN STANDARD | 4A6L5024N1 | 4TXCB003DS3 | S8V2B060M4PCB | 25600 | 25600 | 15.2 | 12 | 8.1 | 2.1 | 75 | 57 | 213910438
TRANE | 4TWL5024N1 | 4TXCB003DS3 | S8V2B060M4PCB | 25600 | 25600 | 15.2 | 12 | 8.1 | 2.1 | 75 | 57 | 213910437
AMERICAN STANDARD | 4A6L5024N1 | 4TXCB003DS3 | S8V2B060M4PDB | 25600 | 25600 | 15.2 | 12 | 8.1 | 2.1 | 75 | 57 | 213910436
TRANE | 4TWL5024N1 | 4TXCB003DS3 | S8V2B060M4PDB | 25600 | 25600 | 15.2 | 12 | 8.1 | 2.1 | 75 | 57 | 213910435
AMERICAN STANDARD | 4A6L5024N1 | 4TXCB003DS3 | S8V2B080M4PDB | 25600 | 25600 | 15.2 | 12 | 8.1 | 2.1 | 75 | 57 | 213910434
TRANE | 4TWL5024N1 | 4TXCB003DS3 | S8V2B080M4PDB | 25600 | 25600 | 15.2 | 12 | 8.1 | 2.1 | 75 | 57 | 213910433
AMERICAN STANDARD | 4A6L5024N1 | 4TXCB003DS3 | S8V2A040M3PDB | 25600 | 25600 | 15.2 | 12 | 8.1 | 2 | 74 | 57 | 213910432
TRANE | 4TWL5024N1 | 4TXCB003DS3 | S8V2A040M3PDB | 25600 | 25600 | 15.2 | 12 | 8.1 | 2 | 74 | 57 | 213910431
AMERICAN STANDARD | 4A6L5024N1 | 4PX*BU42BS3 | S8V2B060M4PCB | 25600 | 25600 | 16 | 12 | 8.1 | 2.2 | 73 | 56 | 213910430
TRANE | 4TWL5024N1 | 4PX*BU42BS3 | S8V2B060M4PCB | 25600 | 25600 | 16 | 12 | 8.1 | 2.2 | 73 | 56 | 213910429
AMERICAN STANDARD | 4A6L5024N1 | 4PX*BU42BS3 | S8V2B060M4PDB | 25600 | 25600 | 16 | 12 | 8.1 | 2.2 | 73 | 56 | 213910428
TRANE | 4TWL5024N1 | 4PX*BU42BS3 | S8V2B060M4PDB | 25600 | 25600 | 16 | 12 | 8.1 | 2.2 | 73 | 56 | 213910427
AMERICAN STANDARD | 4A6L5024N1 | 4PX*BU42BS3 | S8V2A040M3PDB | 25600 | 25600 | 16 | 12 | 8.1 | 2.1 | 71 | 55 | 213910426
TRANE | 4TWL5024N1 | 4PX*BU42BS3 | S8V2A040M3PDB | 25600 | 25600 | 16 | 12 | 8.1 | 2.1 | 71 | 55 | 213910425
AMERICAN STANDARD | 4A6L5024N1 | 4PX*BU42BS3 | S8V2A040M3PCB | 25600 | 25600 | 16 | 12 | 8.1 | 2.1 | 71 | 55 | 213910424
TRANE | 4TWL5024N1 | 4PX*BU42BS3 | S8V2A040M3PCB | 25600 | 25600 | 16 | 12 | 8.1 | 2.1 | 71 | 55 | 213910423
AMERICAN STANDARD | 4A6L5024N1 | 4PX*BU42BS3 | S8V2B080M4PDB | 25600 | 25600 | 16 | 12 | 8.1 | 2.2 | 72 | 55 | 213910422
TRANE | 4TWL5024N1 | 4PX*BU42BS3 | S8V2B080M4PDB | 25600 | 25600 | 16 | 12 | 8.1 | 2.2 | 72 | 55 | 213910421
AMERICAN STANDARD | 4A6L5024N1 | 4PX*BU42BS3 | S8V2B080M4PCB | 25600 | 25600 | 16 | 12 | 8.1 | 2.2 | 72 | 55 | 213910420
TRANE | 4TWL5024N1 | 4PX*BU42BS3 | S8V2B080M4PCB | 25600 | 25600 | 16 | 12 | 8.1 | 2.2 | 72 | 55 | 213910419
AMERICAN STANDARD | 4A6L5024N1 | 4PX*BU30BS3 | S8V2B060M4PCB | 25600 | 25600 | 15.2 | 12 | 8.1 | 2.1 | 75 | 57 | 213910406
TRANE | 4TWL5024N1 | 4PX*BU30BS3 | S8V2B060M4PCB | 25600 | 25600 | 15.2 | 12 | 8.1 | 2.1 | 75 | 57 | 213910405
AMERICAN STANDARD | 4A6L5024N1 | 4PX*BU30BS3 | S8V2A040M3PCB | 25600 | 25600 | 15.2 | 12 | 8.1 | 2 | 74 | 57 | 213910404
TRANE | 4TWL5024N1 | 4PX*BU30BS3 | S8V2A040M3PCB | 25600 | 25600 | 15.2 | 12 | 8.1 | 2 | 74 | 57 | 213910403
AMERICAN STANDARD | 4A6L5024N1 | 4PX*BU30BS3 | S8V2A040M3PDB | 25600 | 25600 | 15.2 | 12 | 8.1 | 2 | 74 | 57 | 213910402
TRANE | 4TWL5024N1 | 4PX*BU30BS3 | S8V2A040M3PDB | 25600 | 25600 | 15.2 | 12 | 8.1 | 2 | 74 | 57 | 213910401
AMERICAN STANDARD | 4A6L5024N1 | 4PX*BU30BS3 | S8V2B080M4PCB | 25600 | 25600 | 15.2 | 12 | 8.1 | 2.1 | 75 | 57 | 213910400
TRANE | 4TWL5024N1 | 4PX*BU30BS3 | S8V2B080M4PCB | 25600 | 25600 | 15.2 | 12 | 8.1 | 2.1 | 75 | 57 | 213910399
AMERICAN STANDARD | 4A6L5024N1 | 4PX*BU30BS3 | S8V2B080M4PDB | 25600 | 25600 | 15.2 | 12 | 8.1 | 2.1 | 75 | 57 | 213910398
TRANE | 4TWL5024N1 | 4PX*BU30BS3 | S8V2B080M4PDB | 25600 | 25600 | 15.2 | 12 | 8.1 | 2.1 | 75 | 57 | 213910397
AMERICAN STANDARD | 4A6L5024N1 | 4PX*BU30BS3 | S8V2B060M4PDB | 25600 | 25600 | 15.2 | 12 | 8.1 | 2.1 | 75 | 57 | 213910396
TRANE | 4TWL5024N1 | 4PX*BU30BS3 | S8V2B060M4PDB | 25600 | 25600 | 15.2 | 12 | 8.1 | 2.1 | 75 | 57 | 213910395
AMERICAN STANDARD | 4A6L6036A1 | 4TXCC009DS3+P0V0C000M50SC |  | 37800 | 33000 | 15.2 | 12 | 8.1 | 2.16 | 65 | 50 | 212067003
AMERICAN STANDARD | 4A6L6036A1 | 4PX*CU48BS3+P0V0C000M50SC |  | 37200 | 33600 | 15.2 | 12 | 8.1 | 2.17 | 64 | 49 | 212067000
AMERICAN STANDARD | 4A6L6036A1 | 4PX*CU42BS3+P0V0C000M50SC |  | 37200 | 34200 | 15.2 | 12 | 8.1 | 2.17 | 64 | 49 | 212066998
AMERICAN STANDARD | 4A6L6036A1 | 4PX*CD36BS3+HORIZ-RT+P0V0C000M50SC |  | 36200 | 34200 | 15.2 | 12 | 8.1 | 2.07 | 65 | 50 | 212066990
AMERICAN STANDARD | 4A6L6036A1 | 4PX*CD36BS3+P0V0C000M50SC |  | 36200 | 34200 | 15.2 | 12 | 8.1 | 2.07 | 65 | 50 | 212066987
AMERICAN STANDARD | 4A6L6036A1 | 4PX*BU48BS3+P0V0B000M40SC |  | 36400 | 33000 | 15.2 | 12 | 8.1 | 2.17 | 65 | 50 | 212066984
AMERICAN STANDARD | 4A6L6036A1 | 4PX*BU42BS3+P0V0B000M40SC |  | 36600 | 34000 | 15.2 | 12 | 8.1 | 2.17 | 65 | 49 | 212066982
AMERICAN STANDARD | 4A6L5036N1 | 4TXCC007DS3+P0V0C000M50SC |  | 36200 | 32600 | 15.2 | 12 | 8.1 | 2.04 | 62 | 46 | 212066957
AMERICAN STANDARD | 4A6L5036N1 | 4TXCB006DS3+P0V0B000M40SC |  | 35400 | 32200 | 15.2 | 12 | 8.1 | 2.04 | 62 | 46 | 212066954
AMERICAN STANDARD | 4A6L5036N1 | 4PX*CU48BS3+P0V0C000M50SC |  | 36200 | 32600 | 15.2 | 12 | 8.1 | 2.04 | 62 | 46 | 212066952
AMERICAN STANDARD | 4A6L5036N1 | 4PX*CU42BS3+P0V0C000M50SC |  | 36200 | 33000 | 15.2 | 12 | 8.1 | 2.02 | 62 | 45 | 212066949
AMERICAN STANDARD | 4A6L5036N1 | 4PX*BU48BS3+P0V0B000M40SC |  | 35400 | 32200 | 15.2 | 12 | 8.1 | 2.04 | 62 | 46 | 212066947
AMERICAN STANDARD | 4A6L5036N1 | 4PX*BU42BS3+P0V0B000M40SC |  | 35400 | 32600 | 15.2 | 12 | 8.1 | 2.03 | 62 | 46 | 212066944
AMERICAN STANDARD | 4A6L5030N1 | 4TXCB003DS3+P0V0B000M40SC |  | 29200 | 29400 | 15.2 | 12 | 8.1 | 2.16 | 65 | 50 | 212066942
AMERICAN STANDARD | 4A6L5030N1 | 4TXCB003DS3+P0V0A000M30SC |  | 28000 | 29200 | 15.2 | 12 | 8.1 | 2.09 | 65 | 50 | 212066939
AMERICAN STANDARD | 4A6L5030N1 | 4PX*BU30BS3+P0V0B000M40SC |  | 29200 | 29400 | 15.2 | 12 | 8.1 | 2.16 | 65 | 50 | 212066937
AMERICAN STANDARD | 4A6L5030N1 | 4PX*BU30BS3+P0V0A000M30SC |  | 28000 | 29200 | 15.2 | 12 | 8.1 | 2.09 | 65 | 50 | 212066934
AMERICAN STANDARD | 4A6L5030N1 | 4PX*BD36BS3+P0V0A000M30SC |  | 28400 | 28000 | 15.2 | 12 | 8.1 | 2.09 | 66 | 51 | 212066932
AMERICAN STANDARD | 4A6L5030N1 | 4PX*BD30BS3+P0V0B000M40SC |  | 29600 | 29800 | 15.2 | 12 | 8.1 | 2.07 | 65 | 50 | 212066929
AMERICAN STANDARD | 4A6L5024N1 | 4TXCB004DS3+P0V0A000M30SC |  | 25600 | 25600 | 15.2 | 12 | 8.1 | 2.13 | 70 | 55 | 212066927
AMERICAN STANDARD | 4A6L5024N1 | 4TXCB003DS3+P0V0A000M30SC |  | 25600 | 25600 | 15.2 | 12 | 8.1 | 2.09 | 74 | 57 | 212066924
AMERICAN STANDARD | 4A6L5024N1 | 4PX*BU42BS3+P0V0B000M40SD |  | 25600 | 25600 | 16 | 12 | 8.1 | 2.2 | 71 | 55 | 213198936
TRANE | 4TWL5024N1 | 4PX*BU42BS3+P0V0B000M40SD |  | 25600 | 25600 | 16 | 12 | 8.1 | 2.2 | 71 | 55 | 213198935
AMERICAN STANDARD | 4A6L5024N1 | 4PX*BU36BS3+P0V0B000M40SD |  | 25600 | 25600 | 16 | 12 | 8.1 | 2.2 | 70 | 55 | 213198934
TRANE | 4TWL5024N1 | 4PX*BU36BS3+P0V0B000M40SD |  | 25600 | 25600 | 16 | 12 | 8.1 | 2.2 | 70 | 55 | 213198933
AMERICAN STANDARD | 4A6L5024N1 | 4PX*BU30BS3+P0V0B000M40SD |  | 25600 | 25600 | 15.2 | 12 | 8.1 | 2.1 | 75 | 57 | 213198932
TRANE | 4TWL5024N1 | 4PX*BU30BS3+P0V0B000M40SD |  | 25600 | 25600 | 15.2 | 12 | 8.1 | 2.1 | 75 | 57 | 213198931
AMERICAN STANDARD | 4A6L5024N1 | 4PX*BD36BS3+P0V0B000M40SD |  | 25600 | 25600 | 16 | 12 | 8.1 | 2.1 | 72 | 56 | 213198930
TRANE | 4TWL5024N1 | 4PX*BD36BS3+P0V0B000M40SD |  | 25600 | 25600 | 16 | 12 | 8.1 | 2.1 | 72 | 56 | 213198929
AMERISTAR | A5HP5060A1 | A5AHV007A1D3+TDR+TSTAT |  | 53500 | 53000 | 15.2 | 11.7 | 8.1 | 2.5 | 69 | 54 | 214296797
RUNTRU | A5HP5060A1 | A5AHV007A1D3+TDR+TSTAT |  | 53500 | 53000 | 15.2 | 11.7 | 8.1 | 2.5 | 69 | 54 | 214296796
AMERISTAR | A5HP5060A1 | 5TXCD010AS3+TSTAT | A801X080CM5TD | 53500 | 53000 | 15.2 | 10 | 8.1 | 2.2 | 68 | 54 | 214296793
RUNTRU | A5HP5060A1 | 5TXCD010AS3+TSTAT | A801X080CM5TD | 53500 | 53000 | 15.2 | 10 | 8.1 | 2.2 | 68 | 54 | 214296792
AMERISTAR | A5HP5060A1 | 5TXCD010AS3+TSTAT | A801X080CM5SD | 53500 | 53000 | 15.2 | 10 | 8.1 | 2.2 | 68 | 54 | 214296791
RUNTRU | A5HP5060A1 | 5TXCD010AS3+TSTAT | A801X080CM5SD | 53500 | 53000 | 15.2 | 10 | 8.1 | 2.2 | 68 | 54 | 214296790
AMERISTAR | A5HP5060A1 | 5TXCD010AS3+TSTAT | A801X120DM5TD | 53500 | 53000 | 15.2 | 11.7 | 8.1 | 2.4 | 68 | 53 | 214296783
RUNTRU | A5HP5060A1 | 5TXCD010AS3+TSTAT | A801X120DM5TD | 53500 | 53000 | 15.2 | 11.7 | 8.1 | 2.4 | 68 | 53 | 214296782
AMERISTAR | A5HP5060A1 | 5TXCD010AS3+TSTAT | A951X080CU5SA | 53000 | 53000 | 15.2 | 10 | 8.1 | 2.2 | 69 | 54 | 214296781
RUNTRU | A5HP5060A1 | 5TXCD010AS3+TSTAT | A951X080CU5SA | 53000 | 53000 | 15.2 | 10 | 8.1 | 2.2 | 69 | 54 | 214296780
AMERISTAR | A5HP5060A1 | 5TXCD010AS3+TSTAT | A951X120DU5SA | 54000 | 53000 | 15.2 | 11.7 | 8.1 | 2.4 | 68 | 54 | 214296777
RUNTRU | A5HP5060A1 | 5TXCD010AS3+TSTAT | A951X120DU5SA | 54000 | 53000 | 15.2 | 11.7 | 8.1 | 2.4 | 68 | 54 | 214296776
AMERISTAR | A5HP5060A1 | 5TXCD010AS3+TSTAT | A952V120DU5SA | 53500 | 52500 | 15.2 | 11.7 | 8.1 | 2.4 | 68 | 54 | 214296767
RUNTRU | A5HP5060A1 | 5TXCD010AS3+TSTAT | A952V120DU5SA | 53500 | 52500 | 15.2 | 11.7 | 8.1 | 2.4 | 68 | 54 | 214296766
AMERISTAR | A5HP5060A1 | 5TXCD010AS3+TSTAT | A952V120DU5SB | 53500 | 52500 | 15.2 | 11.7 | 8.1 | 2.4 | 68 | 53 | 214296765
RUNTRU | A5HP5060A1 | 5TXCD010AS3+TSTAT | A952V120DU5SB | 53500 | 52500 | 15.2 | 11.7 | 8.1 | 2.4 | 68 | 53 | 214296764
TRANE | 4TWX7024E1 | 4TXCC007DS3 | *UHMC100CCV4 | 25600 | 24200 | 17 | 13 | 8.1 | 2.1 | 63 | 47 | 213915453
TRANE | 4TWX7024E1 | 4PX*CU48BS3 | *UHMC100CCV4 | 25600 | 24200 | 17 | 13 | 8.1 | 2.1 | 63 | 47 | 213915447
AMERICAN STANDARD | 4A6L5030N1 | 4TXCC005DS3 | S8V2C100M5PDB | 29800 | 27200 | 15.2 | 12 | 8.1 | 2.1 | 67 | 53 | 213910642
TRANE | 4TWL5030N1 | 4TXCC005DS3 | S8V2C100M5PDB | 29800 | 27200 | 15.2 | 12 | 8.1 | 2.1 | 67 | 53 | 213910641
AMERICAN STANDARD | 4A6L5030N1 | 4TXCC005DS3 | S8V2C080M5PCB | 29800 | 27200 | 15.2 | 12 | 8.1 | 2.1 | 67 | 52 | 213910640
TRANE | 4TWL5030N1 | 4TXCC005DS3 | S8V2C080M5PCB | 29800 | 27200 | 15.2 | 12 | 8.1 | 2.1 | 67 | 52 | 213910639
AMERICAN STANDARD | 4A6L5030N1 | 4TXCC005DS3 | S8V2C080M5PDB | 29800 | 27200 | 15.2 | 12 | 8.1 | 2.1 | 67 | 52 | 213910638
TRANE | 4TWL5030N1 | 4TXCC005DS3 | S8V2C080M5PDB | 29800 | 27200 | 15.2 | 12 | 8.1 | 2.1 | 67 | 52 | 213910637
AMERICAN STANDARD | 4A6L5030N1 | 4TXCC005DS3 | S8V2C100M5PCB | 29800 | 27200 | 15.2 | 12 | 8.1 | 2.1 | 67 | 53 | 213910636
TRANE | 4TWL5030N1 | 4TXCC005DS3 | S8V2C100M5PCB | 29800 | 27200 | 15.2 | 12 | 8.1 | 2.1 | 67 | 53 | 213910635
AMERICAN STANDARD | 4A6L5030N1 | 4TXCB006DS3 | S8V2A040M3PDB | 29400 | 27400 | 16 | 12 | 8.1 | 2.1 | 66 | 51 | 213910634
TRANE | 4TWL5030N1 | 4TXCB006DS3 | S8V2A040M3PDB | 29400 | 27400 | 16 | 12 | 8.1 | 2.1 | 66 | 51 | 213910633
AMERICAN STANDARD | 4A6L5030N1 | 4TXCB006DS3 | S8V2A040M3PCB | 29400 | 27400 | 16 | 12 | 8.1 | 2.1 | 66 | 51 | 213910632
TRANE | 4TWL5030N1 | 4TXCB006DS3 | S8V2A040M3PCB | 29400 | 27400 | 16 | 12 | 8.1 | 2.1 | 66 | 51 | 213910631
AMERICAN STANDARD | 4A6L5030N1 | 4TXCB006DS3 | S8V2B080M4PDB | 30400 | 27800 | 16 | 12 | 8.1 | 2.2 | 66 | 51 | 213910630
TRANE | 4TWL5030N1 | 4TXCB006DS3 | S8V2B080M4PDB | 30400 | 27800 | 16 | 12 | 8.1 | 2.2 | 66 | 51 | 213910629
AMERICAN STANDARD | 4A6L5030N1 | 4TXCB006DS3 | S8V2B080M4PCB | 30400 | 27800 | 16 | 12 | 8.1 | 2.2 | 66 | 51 | 213910628
TRANE | 4TWL5030N1 | 4TXCB006DS3 | S8V2B080M4PCB | 30400 | 27800 | 16 | 12 | 8.1 | 2.2 | 66 | 51 | 213910627
AMERICAN STANDARD | 4A6L5030N1 | 4TXCB006DS3 | S8V2B060M4PCB | 30400 | 27800 | 16 | 12 | 8.1 | 2.2 | 66 | 51 | 213910626
TRANE | 4TWL5030N1 | 4TXCB006DS3 | S8V2B060M4PCB | 30400 | 27800 | 16 | 12 | 8.1 | 2.2 | 66 | 51 | 213910625
AMERICAN STANDARD | 4A6L5030N1 | 4TXCB006DS3 | S8V2B060M4PDB | 30400 | 27800 | 16 | 12 | 8.1 | 2.2 | 66 | 51 | 213910624
TRANE | 4TWL5030N1 | 4TXCB006DS3 | S8V2B060M4PDB | 30400 | 27800 | 16 | 12 | 8.1 | 2.2 | 66 | 51 | 213910623
AMERICAN STANDARD | 4A6L5030N1 | 4TXCB004DS3 | S8V2B060M4PCB | 29600 | 27000 | 15.2 | 12 | 8.1 | 2.1 | 67 | 53 | 213910620
TRANE | 4TWL5030N1 | 4TXCB004DS3 | S8V2B060M4PCB | 29600 | 27000 | 15.2 | 12 | 8.1 | 2.1 | 67 | 53 | 213910619
AMERICAN STANDARD | 4A6L5030N1 | 4TXCB004DS3 | S8V2B080M4PCB | 30000 | 27400 | 15.2 | 12 | 8.1 | 2.1 | 67 | 53 | 213910618
TRANE | 4TWL5030N1 | 4TXCB004DS3 | S8V2B080M4PCB | 30000 | 27400 | 15.2 | 12 | 8.1 | 2.1 | 67 | 53 | 213910617
AMERICAN STANDARD | 4A6L5030N1 | 4TXCB004DS3 | S8V2B060M4PDB | 29600 | 27000 | 15.2 | 12 | 8.1 | 2.1 | 67 | 53 | 213910616
TRANE | 4TWL5030N1 | 4TXCB004DS3 | S8V2B060M4PDB | 29600 | 27000 | 15.2 | 12 | 8.1 | 2.1 | 67 | 53 | 213910615
AMERICAN STANDARD | 4A6L5030N1 | 4TXCB004DS3 | S8V2B080M4PDB | 30000 | 27400 | 15.2 | 12 | 8.1 | 2.1 | 67 | 53 | 213910614
TRANE | 4TWL5030N1 | 4TXCB004DS3 | S8V2B080M4PDB | 30000 | 27400 | 15.2 | 12 | 8.1 | 2.1 | 67 | 53 | 213910613
AMERICAN STANDARD | 4A6L5030N1 | 4TXCB003DS3 | S8V2B060M4PCB | 28800 | 29400 | 15.2 | 12 | 8.1 | 2.1 | 65 | 50 | 213910610
TRANE | 4TWL5030N1 | 4TXCB003DS3 | S8V2B060M4PCB | 28800 | 29400 | 15.2 | 12 | 8.1 | 2.1 | 65 | 50 | 213910609
AMERICAN STANDARD | 4A6L5030N1 | 4TXCB003DS3 | S8V2A040M3PDB | 27800 | 29200 | 15.2 | 12 | 8.1 | 2 | 65 | 50 | 213910608
TRANE | 4TWL5030N1 | 4TXCB003DS3 | S8V2A040M3PDB | 27800 | 29200 | 15.2 | 12 | 8.1 | 2 | 65 | 50 | 213910607
AMERICAN STANDARD | 4A6H6024N1 | 4TXCC007DS3 | *UHMC100CCV4 | 25600 | 24200 | 16 | 12 | 8.1 | 2.1 | 63 | 47 | 213915314
AMERICAN STANDARD | 4A6L5030N1 | 4TXCB003DS3 | S8V2B080M4PCB | 28800 | 29400 | 15.2 | 12 | 8.1 | 2.1 | 65 | 50 | 213910606
TRANE | 4TWL5030N1 | 4TXCB003DS3 | S8V2B080M4PCB | 28800 | 29400 | 15.2 | 12 | 8.1 | 2.1 | 65 | 50 | 213910605
AMERICAN STANDARD | 4A6L5030N1 | 4TXCB003DS3 | S8V2B080M4PDB | 28800 | 29400 | 15.2 | 12 | 8.1 | 2.1 | 65 | 50 | 213910604
TRANE | 4TWL5030N1 | 4TXCB003DS3 | S8V2B080M4PDB | 28800 | 29400 | 15.2 | 12 | 8.1 | 2.1 | 65 | 50 | 213910603
AMERICAN STANDARD | 4A6L5030N1 | 4TXCB003DS3 | S8V2B060M4PDB | 28800 | 29400 | 15.2 | 12 | 8.1 | 2.1 | 65 | 50 | 213910602
TRANE | 4TWL5030N1 | 4TXCB003DS3 | S8V2B060M4PDB | 28800 | 29400 | 15.2 | 12 | 8.1 | 2.1 | 65 | 50 | 213910601
AMERICAN STANDARD | 4A6L5030N1 | 4TXCB003DS3 | S8V2A040M3PCB | 27800 | 29200 | 15.2 | 12 | 8.1 | 2 | 65 | 50 | 213910600
TRANE | 4TWL5030N1 | 4TXCB003DS3 | S8V2A040M3PCB | 27800 | 29200 | 15.2 | 12 | 8.1 | 2 | 65 | 50 | 213910599
AMERICAN STANDARD | 4A6L5030N1 | 4PX*CU42BS3 | S8V2C100M5PCB | 30600 | 28200 | 16 | 12 | 8.1 | 2.2 | 66 | 51 | 213910594
TRANE | 4TWL5030N1 | 4PX*CU42BS3 | S8V2C100M5PCB | 30600 | 28200 | 16 | 12 | 8.1 | 2.2 | 66 | 51 | 213910593
AMERICAN STANDARD | 4A6L5030N1 | 4PX*CU42BS3 | S8V2C100M5PDB | 30600 | 28200 | 16 | 12 | 8.1 | 2.2 | 66 | 51 | 213910592
TRANE | 4TWL5030N1 | 4PX*CU42BS3 | S8V2C100M5PDB | 30600 | 28200 | 16 | 12 | 8.1 | 2.2 | 66 | 51 | 213910591
AMERICAN STANDARD | 4A6L5030N1 | 4PX*CU42BS3 | S8V2C080M5PCB | 30400 | 28000 | 16 | 12 | 8.1 | 2.2 | 66 | 51 | 213910590
TRANE | 4TWL5030N1 | 4PX*CU42BS3 | S8V2C080M5PCB | 30400 | 28000 | 16 | 12 | 8.1 | 2.2 | 66 | 51 | 213910589
AMERICAN STANDARD | 4A6L5030N1 | 4PX*CU42BS3 | S8V2C080M5PDB | 30400 | 28000 | 16 | 12 | 8.1 | 2.2 | 66 | 51 | 213910588
TRANE | 4TWL5030N1 | 4PX*CU42BS3 | S8V2C080M5PDB | 30400 | 28000 | 16 | 12 | 8.1 | 2.2 | 66 | 51 | 213910587
AMERICAN STANDARD | 4A6L5030N1 | 4PX*CU36BS3 | S8V2C100M5PCB | 29800 | 27200 | 15.2 | 12 | 8.1 | 2.1 | 67 | 53 | 213910586
TRANE | 4TWL5030N1 | 4PX*CU36BS3 | S8V2C100M5PCB | 29800 | 27200 | 15.2 | 12 | 8.1 | 2.1 | 67 | 53 | 213910585
AMERICAN STANDARD | 4A6L5030N1 | 4PX*CU36BS3 | S8V2C100M5PDB | 29800 | 27200 | 15.2 | 12 | 8.1 | 2.1 | 67 | 53 | 213910584
TRANE | 4TWL5030N1 | 4PX*CU36BS3 | S8V2C100M5PDB | 29800 | 27200 | 15.2 | 12 | 8.1 | 2.1 | 67 | 53 | 213910583
AMERICAN STANDARD | 4A6L5030N1 | 4PX*CU36BS3 | S8V2C080M5PDB | 29800 | 27200 | 15.2 | 12 | 8.1 | 2.1 | 67 | 52 | 213910582
TRANE | 4TWL5030N1 | 4PX*CU36BS3 | S8V2C080M5PDB | 29800 | 27200 | 15.2 | 12 | 8.1 | 2.1 | 67 | 52 | 213910581
AMERICAN STANDARD | 4A6L5030N1 | 4PX*CU36BS3 | S8V2C080M5PCB | 29800 | 27200 | 15.2 | 12 | 8.1 | 2.1 | 67 | 52 | 213910580
TRANE | 4TWL5030N1 | 4PX*CU36BS3 | S8V2C080M5PCB | 29800 | 27200 | 15.2 | 12 | 8.1 | 2.1 | 67 | 52 | 213910579
AMERICAN STANDARD | 4A6L5030N1 | 4PX*CU30BS3 | S8V2C080M5PCB | 29200 | 29600 | 15.2 | 12 | 8.1 | 2.1 | 65 | 50 | 213910578
TRANE | 4TWL5030N1 | 4PX*CU30BS3 | S8V2C080M5PCB | 29200 | 29600 | 15.2 | 12 | 8.1 | 2.1 | 65 | 50 | 213910577
AMERICAN STANDARD | 4A6L5030N1 | 4PX*CU30BS3 | S8V2C080M5PDB | 29200 | 29600 | 15.2 | 12 | 8.1 | 2.1 | 65 | 50 | 213910576
TRANE | 4TWL5030N1 | 4PX*CU30BS3 | S8V2C080M5PDB | 29200 | 29600 | 15.2 | 12 | 8.1 | 2.1 | 65 | 50 | 213910575
AMERICAN STANDARD | 4A6L5030N1 | 4PX*CU30BS3 | S8V2C100M5PDB | 29000 | 29600 | 15.2 | 12 | 8.1 | 2.1 | 65 | 50 | 213910574
TRANE | 4TWL5030N1 | 4PX*CU30BS3 | S8V2C100M5PDB | 29000 | 29600 | 15.2 | 12 | 8.1 | 2.1 | 65 | 50 | 213910573
AMERICAN STANDARD | 4A6L5030N1 | 4PX*CU30BS3 | S8V2C100M5PCB | 29000 | 29600 | 15.2 | 12 | 8.1 | 2.1 | 65 | 50 | 213910572
TRANE | 4TWL5030N1 | 4PX*CU30BS3 | S8V2C100M5PCB | 29000 | 29600 | 15.2 | 12 | 8.1 | 2.1 | 65 | 50 | 213910571
AMERICAN STANDARD | 4A6L5030N1 | 4PX*CD36BS3 | S8V2C100M5PDB | 29800 | 28600 | 15.2 | 12 | 8.1 | 2.1 | 66 | 51 | 213910562
TRANE | 4TWL5030N1 | 4PX*CD36BS3 | S8V2C100M5PDB | 29800 | 28600 | 15.2 | 12 | 8.1 | 2.1 | 66 | 51 | 213910561
AMERICAN STANDARD | 4A6L5030N1 | 4PX*CD36BS3 | S8V2C100M5PCB | 29800 | 28600 | 15.2 | 12 | 8.1 | 2.1 | 66 | 51 | 213910560
TRANE | 4TWL5030N1 | 4PX*CD36BS3 | S8V2C100M5PCB | 29800 | 28600 | 15.2 | 12 | 8.1 | 2.1 | 66 | 51 | 213910559
AMERICAN STANDARD | 4A6L5030N1 | 4PX*CD36BS3 | S8V2C080M5PDB | 29800 | 28600 | 15.2 | 12 | 8.1 | 2.1 | 66 | 51 | 213910558
TRANE | 4TWL5030N1 | 4PX*CD36BS3 | S8V2C080M5PDB | 29800 | 28600 | 15.2 | 12 | 8.1 | 2.1 | 66 | 51 | 213910557
AMERICAN STANDARD | 4A6L5030N1 | 4PX*CD36BS3 | S8V2C080M5PCB | 29800 | 28600 | 15.2 | 12 | 8.1 | 2.1 | 66 | 51 | 213910556
TRANE | 4TWL5030N1 | 4PX*CD36BS3 | S8V2C080M5PCB | 29800 | 28600 | 15.2 | 12 | 8.1 | 2.1 | 66 | 51 | 213910555
AMERICAN STANDARD | 4A6L5030N1 | 4PX*BU48BS3 | S8V2B060M4PDB | 30400 | 27800 | 16 | 12 | 8.1 | 2.2 | 66 | 51 | 213910554
TRANE | 4TWL5030N1 | 4PX*BU48BS3 | S8V2B060M4PDB | 30400 | 27800 | 16 | 12 | 8.1 | 2.2 | 66 | 51 | 213910553
AMERICAN STANDARD | 4A6L5030N1 | 4PX*BU48BS3 | S8V2A040M3PDB | 29400 | 27400 | 16 | 12 | 8.1 | 2.1 | 66 | 51 | 213910552
TRANE | 4TWL5030N1 | 4PX*BU48BS3 | S8V2A040M3PDB | 29400 | 27400 | 16 | 12 | 8.1 | 2.1 | 66 | 51 | 213910551
AMERICAN STANDARD | 4A6L5030N1 | 4PX*BU48BS3 | S8V2A040M3PCB | 29400 | 27400 | 16 | 12 | 8.1 | 2.1 | 66 | 51 | 213910550
TRANE | 4TWL5030N1 | 4PX*BU48BS3 | S8V2A040M3PCB | 29400 | 27400 | 16 | 12 | 8.1 | 2.1 | 66 | 51 | 213910549
AMERICAN STANDARD | 4A6L5030N1 | 4PX*BU48BS3 | S8V2B080M4PCB | 30400 | 27800 | 16 | 12 | 8.1 | 2.2 | 66 | 51 | 213910548
TRANE | 4TWL5030N1 | 4PX*BU48BS3 | S8V2B080M4PCB | 30400 | 27800 | 16 | 12 | 8.1 | 2.2 | 66 | 51 | 213910547
AMERICAN STANDARD | 4A6L5030N1 | 4PX*BU48BS3 | S8V2B080M4PDB | 30400 | 27800 | 16 | 12 | 8.1 | 2.2 | 66 | 51 | 213910546
TRANE | 4TWL5030N1 | 4PX*BU48BS3 | S8V2B080M4PDB | 30400 | 27800 | 16 | 12 | 8.1 | 2.2 | 66 | 51 | 213910545
AMERICAN STANDARD | 4A6L5030N1 | 4PX*BU48BS3 | S8V2B060M4PCB | 30400 | 27800 | 16 | 12 | 8.1 | 2.2 | 66 | 51 | 213910544
TRANE | 4TWL5030N1 | 4PX*BU48BS3 | S8V2B060M4PCB | 30400 | 27800 | 16 | 12 | 8.1 | 2.2 | 66 | 51 | 213910543
AMERICAN STANDARD | 4A6L5030N1 | 4PX*BU42BS3 | S8V2A040M3PCB | 29600 | 27800 | 16 | 12 | 8.1 | 2.1 | 66 | 51 | 213910542
TRANE | 4TWL5030N1 | 4PX*BU42BS3 | S8V2A040M3PCB | 29600 | 27800 | 16 | 12 | 8.1 | 2.1 | 66 | 51 | 213910541
AMERICAN STANDARD | 4A6L5030N1 | 4PX*BU42BS3 | S8V2B060M4PDB | 30400 | 28000 | 16 | 12 | 8.1 | 2.2 | 66 | 51 | 213910540
TRANE | 4TWL5030N1 | 4PX*BU42BS3 | S8V2B060M4PDB | 30400 | 28000 | 16 | 12 | 8.1 | 2.2 | 66 | 51 | 213910539
AMERICAN STANDARD | 4A6L5030N1 | 4PX*BU42BS3 | S8V2B080M4PCB | 30400 | 28000 | 16 | 12 | 8.1 | 2.2 | 66 | 51 | 213910538
TRANE | 4TWL5030N1 | 4PX*BU42BS3 | S8V2B080M4PCB | 30400 | 28000 | 16 | 12 | 8.1 | 2.2 | 66 | 51 | 213910537
AMERICAN STANDARD | 4A6L5030N1 | 4PX*BU42BS3 | S8V2B080M4PDB | 30400 | 28000 | 16 | 12 | 8.1 | 2.2 | 66 | 51 | 213910536
TRANE | 4TWL5030N1 | 4PX*BU42BS3 | S8V2B080M4PDB | 30400 | 28000 | 16 | 12 | 8.1 | 2.2 | 66 | 51 | 213910535
AMERICAN STANDARD | 4A6L5030N1 | 4PX*BU42BS3 | S8V2B060M4PCB | 30400 | 28000 | 16 | 12 | 8.1 | 2.2 | 66 | 51 | 213910534
TRANE | 4TWL5030N1 | 4PX*BU42BS3 | S8V2B060M4PCB | 30400 | 28000 | 16 | 12 | 8.1 | 2.2 | 66 | 51 | 213910533
AMERICAN STANDARD | 4A6L5030N1 | 4PX*BU42BS3 | S8V2A040M3PDB | 29600 | 27800 | 16 | 12 | 8.1 | 2.1 | 66 | 51 | 213910532
TRANE | 4TWL5030N1 | 4PX*BU42BS3 | S8V2A040M3PDB | 29600 | 27800 | 16 | 12 | 8.1 | 2.1 | 66 | 51 | 213910531
AMERICAN STANDARD | 4A6L5030N1 | 4PX*BU36BS3 | S8V2B080M4PDB | 30000 | 27400 | 15.2 | 12 | 8.1 | 2.1 | 67 | 53 | 213910530
TRANE | 4TWL5030N1 | 4PX*BU36BS3 | S8V2B080M4PDB | 30000 | 27400 | 15.2 | 12 | 8.1 | 2.1 | 67 | 53 | 213910529
AMERICAN STANDARD | 4A6L5030N1 | 4PX*BU36BS3 | S8V2B060M4PCB | 29600 | 27000 | 15.2 | 12 | 8.1 | 2.1 | 67 | 53 | 213910528
TRANE | 4TWL5030N1 | 4PX*BU36BS3 | S8V2B060M4PCB | 29600 | 27000 | 15.2 | 12 | 8.1 | 2.1 | 67 | 53 | 213910527
AMERICAN STANDARD | 4A6L9036A1 | 4TXCC007DS3+P0V0C000M50SD+RP |  | 37400 | 33400 | 18 | 12 | 8.7 | 2.3 | 69 | 54 | 213198968
TRANE | 4TWL9036A1 | 4TXCC007DS3+P0V0C000M50SD+RP |  | 37400 | 33400 | 18 | 12 | 8.7 | 2.3 | 69 | 54 | 213198967
AMERICAN STANDARD | 4A6L9036A1 | 4TXCC005DS3+P0V0C000M50SD+RP |  | 36000 | 34000 | 17 | 11.7 | 8.7 | 2.2 | 69 | 54 | 213198966
TRANE | 4TWL9036A1 | 4TXCC005DS3+P0V0C000M50SD+RP |  | 36000 | 34000 | 17 | 11.7 | 8.7 | 2.2 | 69 | 54 | 213198965
AMERICAN STANDARD | 4A6L9036A1 | 4PX*CU60BS3+P0V0C000M50SD+RP |  | 37800 | 33000 | 18 | 12 | 8.7 | 2.3 | 70 | 55 | 213198964
TRANE | 4TWL9036A1 | 4PX*CU60BS3+P0V0C000M50SD+RP |  | 37800 | 33000 | 18 | 12 | 8.7 | 2.3 | 70 | 55 | 213198963
AMERICAN STANDARD | 4A6L9036A1 | 4PX*CU48BS3+P0V0C000M50SD+RP |  | 37400 | 33400 | 18 | 12 | 8.7 | 2.3 | 69 | 55 | 213198962
TRANE | 4TWL9036A1 | 4PX*CU48BS3+P0V0C000M50SD+RP |  | 37400 | 33400 | 18 | 12 | 8.7 | 2.3 | 69 | 55 | 213198961
AMERICAN STANDARD | 4A6L9036A1 | 4PX*CU42BS3+P0V0C000M50SD+RP |  | 37400 | 34000 | 17.5 | 12 | 8.7 | 2.3 | 69 | 54 | 213198960
TRANE | 4TWL9036A1 | 4PX*CU42BS3+P0V0C000M50SD+RP |  | 37400 | 34000 | 17.5 | 12 | 8.7 | 2.3 | 69 | 54 | 213198959
AMERICAN STANDARD | 4A6L9036A1 | 4PX*CD60BS3+P0V0C000M50SD+RP |  | 37800 | 33000 | 18 | 12 | 8.7 | 2.3 | 69 | 55 | 213198958
TRANE | 4TWL9036A1 | 4PX*CD60BS3+P0V0C000M50SD+RP |  | 37800 | 33000 | 18 | 12 | 8.7 | 2.3 | 69 | 55 | 213198957
AMERICAN STANDARD | 4A6L9036A1 | 4PX*CD42BS3+P0V0C000M50SD+RP |  | 37600 | 33800 | 17.5 | 12 | 8.2 | 2.2 | 69 | 54 | 213198956
TRANE | 4TWL9036A1 | 4PX*CD42BS3+P0V0C000M50SD+RP |  | 37600 | 33800 | 17.5 | 12 | 8.2 | 2.2 | 69 | 54 | 213198955
AMERICAN STANDARD | 4A6L6036A1 | 4TXCC009DS3+P0V0C000M50SD |  | 37800 | 33000 | 15.2 | 12 | 8.1 | 2.1 | 65 | 50 | 213198954
AMERICAN STANDARD | 4A6L6036A1 | 4TXCC007DS3+P0V0C000M50SD |  | 37200 | 33600 | 15.2 | 12 | 8.1 | 2.1 | 65 | 49 | 213198953
AMERICAN STANDARD | 4A6L6036A1 | 4PX*CU48BS3+P0V0C000M50SD |  | 37200 | 33600 | 15.2 | 12 | 8.1 | 2.1 | 65 | 49 | 213198952
AMERICAN STANDARD | 4A6L6036A1 | 4PX*CU42BS3+P0V0C000M50SD |  | 37200 | 34200 | 15.2 | 12 | 8.1 | 2.1 | 64 | 49 | 213198951
AMERICAN STANDARD | 4A6L5036N1 | 4TXCC009DS3+P0V0C000M50SD |  | 36600 | 32000 | 16 | 12 | 8.1 | 2 | 63 | 47 | 213198950
TRANE | 4TWL5036N1 | 4TXCC009DS3+P0V0C000M50SD |  | 36600 | 32000 | 16 | 12 | 8.1 | 2 | 63 | 47 | 213198949
AMERICAN STANDARD | 4A6L5036N1 | 4TXCC007DS3+P0V0C000M50SD |  | 36000 | 32600 | 15.2 | 12 | 8.1 | 2 | 62 | 46 | 213198948
TRANE | 4TWL5036N1 | 4TXCC007DS3+P0V0C000M50SD |  | 36000 | 32600 | 15.2 | 12 | 8.1 | 2 | 62 | 46 | 213198947
AMERICAN STANDARD | 4A6L5036N1 | 4PX*CU48BS3+P0V0C000M50SD |  | 36000 | 32600 | 15.2 | 12 | 8.1 | 2 | 62 | 46 | 213198946
TRANE | 4TWL5036N1 | 4PX*CU48BS3+P0V0C000M50SD |  | 36000 | 32600 | 15.2 | 12 | 8.1 | 2 | 62 | 46 | 213198945
AMERICAN STANDARD | 4A6L5036N1 | 4PX*CU42BS3+P0V0C000M50SD |  | 36000 | 33000 | 15.2 | 12 | 8.1 | 2 | 62 | 45 | 213198944
TRANE | 4TWL5036N1 | 4PX*CU42BS3+P0V0C000M50SD |  | 36000 | 33000 | 15.2 | 12 | 8.1 | 2 | 62 | 45 | 213198943
AMERICAN STANDARD | 4A6L5024N1 | 4TXCB006DS3+P0V0B000M40SD |  | 25600 | 25600 | 16 | 12 | 8.1 | 2.2 | 71 | 55 | 213198942
TRANE | 4TWL5024N1 | 4TXCB006DS3+P0V0B000M40SD |  | 25600 | 25600 | 16 | 12 | 8.1 | 2.2 | 71 | 55 | 213198941
AMERICAN STANDARD | 4A6L5024N1 | 4TXCB004DS3+P0V0B000M40SD |  | 25600 | 25600 | 16 | 12 | 8.1 | 2.2 | 70 | 55 | 213198940
TRANE | 4TWL5024N1 | 4TXCB004DS3+P0V0B000M40SD |  | 25600 | 25600 | 16 | 12 | 8.1 | 2.2 | 70 | 55 | 213198939
AMERICAN STANDARD | 4A6L5024N1 | 4TXCB003DS3+P0V0B000M40SD |  | 25600 | 25600 | 15.2 | 12 | 8.1 | 2.1 | 75 | 57 | 213198938
TRANE | 4TWL5024N1 | 4TXCB003DS3+P0V0B000M40SD |  | 25600 | 25600 | 15.2 | 12 | 8.1 | 2.1 | 75 | 57 | 213198937
AMERICAN STANDARD | 4A6L6036A1 | TEM4B0C37M31+TDR |  | 35800 | 33200 | 15.2 | 12 | 8.1 | 2.1 | 65 | 50 | 210854965
TRANE | 4TWR7024A1 | 4TXCC009DS3 | *UHMC100CCV4 | 25600 | 24000 | 16 | 12 | 8.1 | 2.1 | 63 | 47 | 213915552
AMERICAN STANDARD | 4A6H7024A1 | 4TXCC009DS3 | *UHMC100CCV4 | 25600 | 24000 | 16 | 12 | 8.1 | 2.1 | 63 | 47 | 213915551
TRANE | 4TWR7024A1 | 4TXCC007DS3 | *UHMC100CCV4 | 25600 | 24200 | 16 | 12 | 8.1 | 2.1 | 63 | 47 | 213915547
AMERICAN STANDARD | 4A6H7024A1 | 4TXCC007DS3 | *UHMC100CCV4 | 25600 | 24200 | 16 | 12 | 8.1 | 2.1 | 63 | 47 | 213915546
TRANE | 4TWR7024A1 | 4TXCB006DS3 | *UHMB060CCV3 | 25600 | 24400 | 16 | 12 | 8.1 | 2.1 | 63 | 46 | 213915540
AMERICAN STANDARD | 4A6H7024A1 | 4TXCB006DS3 | *UHMB060CCV3 | 25600 | 24400 | 16 | 12 | 8.1 | 2.1 | 63 | 46 | 213915539
TRANE | 4TWR7024A1 | 4TXCB006DS3 | *UHMB080CCV3 | 25600 | 24400 | 16 | 12 | 8.1 | 2.1 | 62 | 46 | 213915532
AMERICAN STANDARD | 4A6H7024A1 | 4TXCB006DS3 | *UHMB080CCV3 | 25600 | 24400 | 16 | 12 | 8.1 | 2.1 | 62 | 46 | 213915531
TRANE | 4TWR7024A1 | 4PX*CU60BS3 | *UHMC100CCV4 | 25600 | 24000 | 16 | 12 | 8.1 | 2.1 | 63 | 46 | 213915520
AMERICAN STANDARD | 4A6H7024A1 | 4PX*CU60BS3 | *UHMC100CCV4 | 25600 | 24000 | 16 | 12 | 8.1 | 2.1 | 63 | 46 | 213915519
TRANE | 4TWR7024A1 | 4PX*CU48BS3 | *UHMC100CCV4 | 25600 | 24200 | 16 | 12 | 8.1 | 2.1 | 63 | 47 | 213915515
AMERICAN STANDARD | 4A6H7024A1 | 4PX*CU48BS3 | *UHMC100CCV4 | 25600 | 24200 | 16 | 12 | 8.1 | 2.1 | 63 | 47 | 213915514
TRANE | 4TWR7024A1 | 4PX*BU48BS3 | *UHMB060CCV3 | 25600 | 24400 | 16 | 12 | 8.1 | 2.1 | 63 | 46 | 213915495
AMERICAN STANDARD | 4A6H7024A1 | 4PX*BU48BS3 | *UHMB060CCV3 | 25600 | 24400 | 16 | 12 | 8.1 | 2.1 | 63 | 46 | 213915494
TRANE | 4TWR7024A1 | 4PX*BU48BS3 | *UHMB080CCV3 | 25600 | 24400 | 16 | 12 | 8.1 | 2.1 | 62 | 46 | 213915490
AMERICAN STANDARD | 4A6H7024A1 | 4PX*BU48BS3 | *UHMB080CCV3 | 25600 | 24400 | 16 | 12 | 8.1 | 2.1 | 62 | 46 | 213915489
AMERICAN STANDARD | 4A6L5036N1 | 4PX*DD60BS3 | S8V2D120M5PCB | 35200 | 31800 | 15.2 | 12 | 8.1 | 1.9 | 64 | 47 | 213910766
TRANE | 4TWL5036N1 | 4PX*DD60BS3 | S8V2D120M5PCB | 35200 | 31800 | 15.2 | 12 | 8.1 | 1.9 | 64 | 47 | 213910765
AMERICAN STANDARD | 4A6L5036N1 | 4PX*DD60BS3 | S8V2D120M5PDB | 35200 | 31800 | 15.2 | 12 | 8.1 | 1.9 | 64 | 47 | 213910764
TRANE | 4TWL5036N1 | 4PX*DD60BS3 | S8V2D120M5PDB | 35200 | 31800 | 15.2 | 12 | 8.1 | 1.9 | 64 | 47 | 213910763
AMERICAN STANDARD | 4A6L5036N1 | 4PX*CU48BS3 | S8V2C100M5PCB | 35000 | 32400 | 15.2 | 12 | 8.1 | 2 | 62 | 46 | 213910762
TRANE | 4TWL5036N1 | 4PX*CU48BS3 | S8V2C100M5PCB | 35000 | 32400 | 15.2 | 12 | 8.1 | 2 | 62 | 46 | 213910761
AMERICAN STANDARD | 4A6L5036N1 | 4PX*CU48BS3 | S8V2C100M5PDB | 35000 | 32400 | 15.2 | 12 | 8.1 | 2 | 62 | 46 | 213910760
TRANE | 4TWL5036N1 | 4PX*CU48BS3 | S8V2C100M5PDB | 35000 | 32400 | 15.2 | 12 | 8.1 | 2 | 62 | 46 | 213910759
AMERICAN STANDARD | 4A6L5036N1 | 4PX*CU48BS3 | S8V2C080M5PCB | 35200 | 32600 | 15.2 | 12 | 8.1 | 2 | 62 | 46 | 213910758
TRANE | 4TWL5036N1 | 4PX*CU48BS3 | S8V2C080M5PCB | 35200 | 32600 | 15.2 | 12 | 8.1 | 2 | 62 | 46 | 213910757
AMERICAN STANDARD | 4A6L5036N1 | 4PX*CU48BS3 | S8V2C080M5PDB | 35200 | 32600 | 15.2 | 12 | 8.1 | 2 | 62 | 46 | 213910756
TRANE | 4TWL5036N1 | 4PX*CU48BS3 | S8V2C080M5PDB | 35200 | 32600 | 15.2 | 12 | 8.1 | 2 | 62 | 46 | 213910755
AMERICAN STANDARD | 4A6L5036N1 | 4PX*CU42BS3 | S8V2C080M5PDB | 35200 | 33000 | 15.2 | 12 | 8.1 | 2 | 62 | 45 | 213910754
TRANE | 4TWL5036N1 | 4PX*CU42BS3 | S8V2C080M5PDB | 35200 | 33000 | 15.2 | 12 | 8.1 | 2 | 62 | 45 | 213910753
AMERICAN STANDARD | 4A6L5036N1 | 4PX*CU42BS3 | S8V2C100M5PCB | 35000 | 32800 | 15.2 | 12 | 8.1 | 2 | 62 | 46 | 213910752
TRANE | 4TWL5036N1 | 4PX*CU42BS3 | S8V2C100M5PCB | 35000 | 32800 | 15.2 | 12 | 8.1 | 2 | 62 | 46 | 213910751
AMERICAN STANDARD | 4A6L5036N1 | 4PX*CU42BS3 | S8V2C100M5PDB | 35000 | 32800 | 15.2 | 12 | 8.1 | 2 | 62 | 46 | 213910750
TRANE | 4TWL5036N1 | 4PX*CU42BS3 | S8V2C100M5PDB | 35000 | 32800 | 15.2 | 12 | 8.1 | 2 | 62 | 46 | 213910749
AMERICAN STANDARD | 4A6L5036N1 | 4PX*CU42BS3 | S8V2C080M5PCB | 35200 | 33000 | 15.2 | 12 | 8.1 | 2 | 62 | 45 | 213910748
TRANE | 4TWL5036N1 | 4PX*CU42BS3 | S8V2C080M5PCB | 35200 | 33000 | 15.2 | 12 | 8.1 | 2 | 62 | 45 | 213910747
AMERICAN STANDARD | 4A6L5036N1 | 4PX*BU48BS3 | S8V2B080M4PDB | 34600 | 32200 | 15.2 | 12 | 8.1 | 2 | 62 | 46 | 213910714
TRANE | 4TWL5036N1 | 4PX*BU48BS3 | S8V2B080M4PDB | 34600 | 32200 | 15.2 | 12 | 8.1 | 2 | 62 | 46 | 213910713
AMERICAN STANDARD | 4A6L5036N1 | 4PX*BU48BS3 | S8V2B060M4PCB | 34600 | 32200 | 15.2 | 12 | 8.1 | 2 | 62 | 46 | 213910712
TRANE | 4TWL5036N1 | 4PX*BU48BS3 | S8V2B060M4PCB | 34600 | 32200 | 15.2 | 12 | 8.1 | 2 | 62 | 46 | 213910711
AMERICAN STANDARD | 4A6L5036N1 | 4PX*BU48BS3 | S8V2B060M4PDB | 34600 | 32200 | 15.2 | 12 | 8.1 | 2 | 62 | 46 | 213910710
TRANE | 4TWL5036N1 | 4PX*BU48BS3 | S8V2B060M4PDB | 34600 | 32200 | 15.2 | 12 | 8.1 | 2 | 62 | 46 | 213910709
AMERICAN STANDARD | 4A6L5036N1 | 4PX*BU48BS3 | S8V2B080M4PCB | 34600 | 32200 | 15.2 | 12 | 8.1 | 2 | 62 | 46 | 213910704
TRANE | 4TWL5036N1 | 4PX*BU48BS3 | S8V2B080M4PCB | 34600 | 32200 | 15.2 | 12 | 8.1 | 2 | 62 | 46 | 213910703
AMERICAN STANDARD | 4A6L5036N1 | 4PX*BU42BS3 | S8V2B080M4PCB | 34600 | 32600 | 15.2 | 12 | 8.1 | 2 | 62 | 46 | 213910702
TRANE | 4TWL5036N1 | 4PX*BU42BS3 | S8V2B080M4PCB | 34600 | 32600 | 15.2 | 12 | 8.1 | 2 | 62 | 46 | 213910701
AMERICAN STANDARD | 4A6L5036N1 | 4PX*BU42BS3 | S8V2B080M4PDB | 34600 | 32600 | 15.2 | 12 | 8.1 | 2 | 62 | 46 | 213910700
TRANE | 4TWL5036N1 | 4PX*BU42BS3 | S8V2B080M4PDB | 34600 | 32600 | 15.2 | 12 | 8.1 | 2 | 62 | 46 | 213910699
AMERICAN STANDARD | 4A6L5036N1 | 4PX*BU42BS3 | S8V2B060M4PCB | 34600 | 32600 | 15.2 | 12 | 8.1 | 2 | 62 | 46 | 213910698
TRANE | 4TWL5036N1 | 4PX*BU42BS3 | S8V2B060M4PCB | 34600 | 32600 | 15.2 | 12 | 8.1 | 2 | 62 | 46 | 213910697
AMERICAN STANDARD | 4A6L5036N1 | 4PX*BU42BS3 | S8V2B060M4PDB | 34600 | 32600 | 15.2 | 12 | 8.1 | 2 | 62 | 46 | 213910692
TRANE | 4TWL5036N1 | 4PX*BU42BS3 | S8V2B060M4PDB | 34600 | 32600 | 15.2 | 12 | 8.1 | 2 | 62 | 46 | 213910691
TRANE | 4TWL5036N1 | 4TXCB006DS3+P0V0A000M30SC |  | 33600 | 31600 | 15.2 | 12 | 8.1 | 1.99 | 63 | 47 | 211277287
TRANE | 4TWL5036N1 | 4PX*CU48BS3+P0V0C000M50SC |  | 36200 | 32600 | 15.2 | 12 | 8.1 | 2.04 | 62 | 46 | 211277283
TRANE | 4TWL5036N1 | 4PX*CU42BS3+P0V0C000M50SC |  | 36200 | 33000 | 15.2 | 12 | 8.1 | 2.02 | 62 | 45 | 211277282
TRANE | 4TWL5036N1 | 4PX*BU48BS3+P0V0B000M40SC |  | 35400 | 32200 | 15.2 | 12 | 8.1 | 2.04 | 62 | 46 | 211277281
TRANE | 4TWL5036N1 | 4PX*BU48BS3+P0V0A000M30SC |  | 33600 | 31600 | 15.2 | 12 | 8.1 | 1.99 | 63 | 47 | 211277280
TRANE | 4TWL5036N1 | 4PX*BU42BS3+P0V0B000M40SC |  | 35400 | 32600 | 15.2 | 12 | 8.1 | 2.03 | 62 | 46 | 211277279
TRANE | 4TWL5036N1 | 4PX*BU42BS3+P0V0A000M30SC |  | 33600 | 31800 | 15.2 | 12 | 8.1 | 1.97 | 63 | 46 | 211277278
AMERISTAR | A4HP5042D1 | A4AH4E48B1C3 |  | 41000 | 38500 | 16 | 12 | 8.1 | 2.2 | 64 | 49 | 212579323
RUNTRU | A4HP5042D1 | A4AH4E48B1C3 |  | 41000 | 38500 | 16 | 12 | 8.1 | 2.2 | 64 | 49 | 212579322
AMERISTAR | A4HP5024D1 | A4AH4E30A1B3 |  | 23600 | 22800 | 15.2 | 12 | 8.1 | 2.1 | 64 | 49 | 212579311
RUNTRU | A4HP5024D1 | A4AH4E30A1B3 |  | 23600 | 22800 | 15.2 | 12 | 8.1 | 2.1 | 64 | 49 | 212579310
AMERISTAR | A4HP5024D1 | A4AH4E24A1B6 |  | 23200 | 22600 | 15.2 | 12 | 8.1 | 2.1 | 65 | 50 | 212579309
RUNTRU | A4HP5024D1 | A4AH4E24A1B6 |  | 23200 | 22600 | 15.2 | 12 | 8.1 | 2.1 | 65 | 50 | 212579308
TRANE | 4TWL6036A1 | TEM4B0C37M31+TDR |  | 35800 | 33200 | 15.2 | 12 | 8.1 | 2.1 | 65 | 50 | 210854976
AMERICAN STANDARD | 4A6L5036N1 | 4TXCB006DS3+P0V0A000M30SC |  | 33600 | 31600 | 15.2 | 12 | 8.1 | 1.99 | 63 | 47 | 212059897
AMERICAN STANDARD | 4A6L5036N1 | 4PX*BU48BS3+P0V0A000M30SC |  | 33600 | 31600 | 15.2 | 12 | 8.1 | 1.99 | 63 | 47 | 212059876
AMERICAN STANDARD | 4A6L5036N1 | 4PX*BU42BS3+P0V0A000M30SC |  | 33600 | 31800 | 15.2 | 12 | 8.1 | 1.97 | 63 | 46 | 212059874
AMERICAN STANDARD | 4A6L5030N1 | 4TXCB004DS3+P0V0A000M30SC |  | 29000 | 26800 | 15.2 | 12 | 8.1 | 2.12 | 68 | 53 | 212059853
AMERICAN STANDARD | 4A6L5030N1 | 4PX*BU36BS3+P0V0A000M30SC |  | 29000 | 26800 | 15.2 | 12 | 8.1 | 2.12 | 68 | 53 | 212059846
TRANE | 4TWV8X24A1 | 4TXCB004DS3 | S9V2B060U3PSB+RP | 23800 | 20200 | 18 | 12.5 | 8.2 | 1.8 | 84 | 64 | 208185401
TRANE | 4TWL5030N1 | 4TXCB006DS3+P0V0A000M30SC |  | 29400 | 27400 | 16 | 12 | 8.1 | 2.18 | 66 | 51 | 211277315
TRANE | 4TWL5030N1 | 4TXCB006DS3+P0V0B000M40SC |  | 30800 | 27800 | 16 | 12 | 8.1 | 2.25 | 66 | 51 | 211277316
TRANE | 4TWL5030N1 | 4TXCB003DS3+P0V0B000M40SC |  | 29200 | 29400 | 15.2 | 12 | 8.1 | 2.16 | 65 | 50 | 211277312
TRANE | 4TWL5030N1 | 4TXCB004DS3+P0V0B000M40SC |  | 30000 | 27200 | 16 | 12 | 8.1 | 2.2 | 67 | 52 | 211277314
TRANE | 4TWL5030N1 | 4TXCB004DS3+P0V0A000M30SC |  | 29000 | 26800 | 15.2 | 12 | 8.1 | 2.12 | 68 | 53 | 211277313
AMERICAN STANDARD | 4A6L5036N1 | 4TXCD008DS3 | S8V2D120M5PDB | 35200 | 32400 | 15.2 | 12 | 8.1 | 2 | 62 | 46 | 213910834
TRANE | 4TWL5036N1 | 4TXCD008DS3 | S8V2D120M5PDB | 35200 | 32400 | 15.2 | 12 | 8.1 | 2 | 62 | 46 | 213910833
AMERICAN STANDARD | 4A6L5036N1 | 4TXCD008DS3 | S8V2D120M5PCB | 35200 | 32400 | 15.2 | 12 | 8.1 | 2 | 62 | 46 | 213910832
TRANE | 4TWL5036N1 | 4TXCD008DS3 | S8V2D120M5PCB | 35200 | 32400 | 15.2 | 12 | 8.1 | 2 | 62 | 46 | 213910831
AMERICAN STANDARD | 4A6L5036N1 | 4TXCC009DS3 | S8V2C100M5PCB | 35600 | 31800 | 15.2 | 12 | 8.1 | 2 | 64 | 47 | 213910830
TRANE | 4TWL5036N1 | 4TXCC009DS3 | S8V2C100M5PCB | 35600 | 31800 | 15.2 | 12 | 8.1 | 2 | 64 | 47 | 213910829
AMERICAN STANDARD | 4A6L5036N1 | 4TXCC009DS3 | S8V2C080M5PCB | 35800 | 31800 | 15.2 | 12 | 8.1 | 2 | 63 | 47 | 213910828
TRANE | 4TWL5036N1 | 4TXCC009DS3 | S8V2C080M5PCB | 35800 | 31800 | 15.2 | 12 | 8.1 | 2 | 63 | 47 | 213910827
AMERICAN STANDARD | 4A6L5036N1 | 4TXCC009DS3 | S8V2C100M5PDB | 35600 | 31800 | 15.2 | 12 | 8.1 | 2 | 64 | 47 | 213910826
TRANE | 4TWL5036N1 | 4TXCC009DS3 | S8V2C100M5PDB | 35600 | 31800 | 15.2 | 12 | 8.1 | 2 | 64 | 47 | 213910825
AMERICAN STANDARD | 4A6L5036N1 | 4TXCC009DS3 | S8V2C080M5PDB | 35800 | 31800 | 15.2 | 12 | 8.1 | 2 | 63 | 47 | 213910824
TRANE | 4TWL5036N1 | 4TXCC009DS3 | S8V2C080M5PDB | 35800 | 31800 | 15.2 | 12 | 8.1 | 2 | 63 | 47 | 213910823
AMERICAN STANDARD | 4A6L5036N1 | 4TXCC007DS3 | S8V2C080M5PCB | 35200 | 32600 | 15.2 | 12 | 8.1 | 2 | 62 | 46 | 213910822
TRANE | 4TWL5036N1 | 4TXCC007DS3 | S8V2C080M5PCB | 35200 | 32600 | 15.2 | 12 | 8.1 | 2 | 62 | 46 | 213910821
AMERICAN STANDARD | 4A6L5036N1 | 4TXCC007DS3 | S8V2C100M5PCB | 35000 | 32400 | 15.2 | 12 | 8.1 | 2 | 62 | 46 | 213910820
TRANE | 4TWL5036N1 | 4TXCC007DS3 | S8V2C100M5PCB | 35000 | 32400 | 15.2 | 12 | 8.1 | 2 | 62 | 46 | 213910819
AMERICAN STANDARD | 4A6L5036N1 | 4TXCC007DS3 | S8V2C080M5PDB | 35200 | 32600 | 15.2 | 12 | 8.1 | 2 | 62 | 46 | 213910818
TRANE | 4TWL5036N1 | 4TXCC007DS3 | S8V2C080M5PDB | 35200 | 32600 | 15.2 | 12 | 8.1 | 2 | 62 | 46 | 213910817
AMERICAN STANDARD | 4A6L5036N1 | 4TXCC007DS3 | S8V2C100M5PDB | 35000 | 32400 | 15.2 | 12 | 8.1 | 2 | 62 | 46 | 213910816
TRANE | 4TWL5036N1 | 4TXCC007DS3 | S8V2C100M5PDB | 35000 | 32400 | 15.2 | 12 | 8.1 | 2 | 62 | 46 | 213910815
AMERICAN STANDARD | 4A6L5036N1 | 4TXCB006DS3 | S8V2B080M4PDB | 34600 | 32200 | 15.2 | 12 | 8.1 | 2 | 62 | 46 | 213910806
TRANE | 4TWL5036N1 | 4TXCB006DS3 | S8V2B080M4PDB | 34600 | 32200 | 15.2 | 12 | 8.1 | 2 | 62 | 46 | 213910805
AMERICAN STANDARD | 4A6L5036N1 | 4TXCB006DS3 | S8V2B080M4PCB | 34600 | 32200 | 15.2 | 12 | 8.1 | 2 | 62 | 46 | 213910804
TRANE | 4TWL5036N1 | 4TXCB006DS3 | S8V2B080M4PCB | 34600 | 32200 | 15.2 | 12 | 8.1 | 2 | 62 | 46 | 213910803
AMERICAN STANDARD | 4A6L5036N1 | 4TXCB006DS3 | S8V2B060M4PDB | 34600 | 32200 | 15.2 | 12 | 8.1 | 2 | 62 | 46 | 213910802
TRANE | 4TWL5036N1 | 4TXCB006DS3 | S8V2B060M4PDB | 34600 | 32200 | 15.2 | 12 | 8.1 | 2 | 62 | 46 | 213910801
AMERICAN STANDARD | 4A6L5036N1 | 4TXCB006DS3 | S8V2B060M4PCB | 34600 | 32200 | 15.2 | 12 | 8.1 | 2 | 62 | 46 | 213910800
TRANE | 4TWL5036N1 | 4TXCB006DS3 | S8V2B060M4PCB | 34600 | 32200 | 15.2 | 12 | 8.1 | 2 | 62 | 46 | 213910799
AMERICAN STANDARD | 4A6L5036N1 | 4PX*DU48BS3 | S8V2D120M5PDB | 35200 | 32400 | 15.2 | 12 | 8.1 | 2 | 62 | 46 | 213910770
TRANE | 4TWL5036N1 | 4PX*DU48BS3 | S8V2D120M5PDB | 35200 | 32400 | 15.2 | 12 | 8.1 | 2 | 62 | 46 | 213910769
AMERICAN STANDARD | 4A6L5036N1 | 4PX*DU48BS3 | S8V2D120M5PCB | 35200 | 32400 | 15.2 | 12 | 8.1 | 2 | 62 | 46 | 213910768
TRANE | 4TWL5036N1 | 4PX*DU48BS3 | S8V2D120M5PCB | 35200 | 32400 | 15.2 | 12 | 8.1 | 2 | 62 | 46 | 213910767
TRANE | 4TWL6042A1 | 4PX*DU48BS3+P0V0D000M50SC |  | 42000 | 39000 | 15.2 | 12 | 8.1 | 2.26 | 67 | 53 | 211277372
TRANE | 4TWL6042A1 | 4PX*CU60BS3+P0V0C000M50SC |  | 42000 | 38500 | 15.2 | 12 | 8.1 | 2.24 | 68 | 53 | 211277370
AMERICAN STANDARD | 4A6L9036A1 | 4PX*CU36BS3+P0V0C000M50SD+RP |  | 36000 | 34000 | 17 | 11.7 | 8.7 | 2.2 | 69 | 54 | 213199426
TRANE | 4TWL9036A1 | 4PX*CU36BS3+P0V0C000M50SD+RP |  | 36000 | 34000 | 17 | 11.7 | 8.7 | 2.2 | 69 | 54 | 213199425
AMERICAN STANDARD | 4A6L9036A1 | 4PX*CD36BS3+P0V0C000M50SD+RP |  | 36200 | 34400 | 17.5 | 11.7 | 8.2 | 2.1 | 69 | 54 | 213199424
TRANE | 4TWL9036A1 | 4PX*CD36BS3+P0V0C000M50SD+RP |  | 36200 | 34400 | 17.5 | 11.7 | 8.2 | 2.1 | 69 | 54 | 213199423
TRANE | 4TWL6036A1 | 4TXCC009DS3+P0V0C000M50SC |  | 37800 | 33000 | 15.2 | 12 | 8.1 | 2.16 | 65 | 50 | 211277365
TRANE | 4TWL6036A1 | 4TXCB006DS3+P0V0A000M30SC |  | 35000 | 32600 | 15.2 | 12 | 8.1 | 2.09 | 65 | 50 | 211277364
TRANE | 4TWL6036A1 | 4PX*CU48BS3+P0V0C000M50SC |  | 37200 | 33600 | 15.2 | 12 | 8.1 | 2.17 | 64 | 49 | 211277360
TRANE | 4TWL6036A1 | 4PX*CU42BS3+P0V0C000M50SC |  | 37200 | 34200 | 15.2 | 12 | 8.1 | 2.17 | 64 | 49 | 211277359
TRANE | 4TWL6036A1 | 4PX*BU48BS3+P0V0B000M40SC |  | 36400 | 33000 | 15.2 | 12 | 8.1 | 2.17 | 65 | 50 | 211277358
TRANE | 4TWL6036A1 | 4PX*BU48BS3+P0V0A000M30SC |  | 35000 | 32600 | 15.2 | 12 | 8.1 | 2.09 | 65 | 50 | 211277357
TRANE | 4TWL6036A1 | 4PX*BU42BS3+P0V0B000M40SC |  | 36600 | 34000 | 15.2 | 12 | 8.1 | 2.17 | 65 | 49 | 211277356
TRANE | 4TWL6036A1 | 4PX*BU42BS3+P0V0A000M30SC |  | 34400 | 33000 | 15.2 | 12 | 8.1 | 2.12 | 65 | 50 | 211277355
TRANE | 4TWL6036A1 | 4PX*BD36BS3+HORIZ-RT+P0V0B000M40SC |  | 35200 | 33800 | 15.2 | 12 | 8.1 | 2.05 | 65 | 50 | 211277352
TRANE | 4TWL6036A1 | 4PX*BD36BS3+P0V0B000M40SC |  | 35200 | 33800 | 15.2 | 12 | 8.1 | 2.05 | 65 | 50 | 211277351
TRANE | 4TWL6030A1 | 4PX*BU48BS3+P0V0B000M40SC |  | 30400 | 27600 | 15.2 | 12 | 8.1 | 2.09 | 66 | 50 | 211277347
TRANE | 4TWL6030A1 | 4PX*BU42BS3+P0V0B000M40SC |  | 30400 | 28200 | 15.2 | 12 | 8.1 | 2.08 | 65 | 49 | 211277345
TRANE | 4TWL5030N1 | 4PX*BU48BS3+P0V0B000M40SC |  | 30800 | 27800 | 16 | 12 | 8.1 | 2.25 | 66 | 51 | 211277310
TRANE | 4TWL5030N1 | 4PX*BU48BS3+P0V0A000M30SC |  | 29400 | 27400 | 16 | 12 | 8.1 | 2.18 | 66 | 51 | 211277309
TRANE | 4TWL5030N1 | 4PX*BU42BS3+P0V0A000M30SC |  | 29200 | 27600 | 16 | 12 | 8.1 | 2.18 | 66 | 51 | 211277307
TRANE | 4TWL5030N1 | 4PX*BU42BS3+P0V0B000M40SC |  | 30800 | 28000 | 16 | 12 | 8.1 | 2.25 | 66 | 51 | 211277308
TRANE | 4TWL5030N1 | 4PX*BU36BS3+P0V0B000M40SC |  | 30000 | 27200 | 16 | 12 | 8.1 | 2.2 | 67 | 52 | 211277306
TRANE | 4TWL5030N1 | 4PX*BU36BS3+P0V0A000M30SC |  | 29000 | 26800 | 15.2 | 12 | 8.1 | 2.12 | 68 | 53 | 211277305
TRANE | 4TWL5030N1 | 4PX*BD36BS3+P0V0B000M40SC |  | 30000 | 28400 | 16 | 12 | 8.1 | 2.15 | 66 | 51 | 211277302
TRANE | 4TWL5024N1 | 4TXCB006DS3+P0V0B000M40SC |  | 25600 | 25600 | 16 | 12 | 8.1 | 2.26 | 71 | 55 | 211277301
TRANE | 4TWL5024N1 | 4TXCB006DS3+P0V0A000M30SC |  | 25600 | 25600 | 16 | 12 | 8.1 | 2.19 | 70 | 55 | 211277300
TRANE | 4TWL5024N1 | 4TXCB004DS3+P0V0A000M30SC |  | 25600 | 25600 | 15.2 | 12 | 8.1 | 2.13 | 70 | 55 | 211277298
TRANE | 4TWL5024N1 | 4TXCB003DS3+P0V0B000M40SC |  | 25600 | 25600 | 15.2 | 12 | 8.1 | 2.16 | 75 | 57 | 211277297
TRANE | 4TWL5024N1 | 4PX*BU42BS3+P0V0B000M40SC |  | 25600 | 25600 | 16 | 12 | 8.1 | 2.25 | 71 | 55 | 211277296
TRANE | 4TWL5024N1 | 4PX*BU42BS3+P0V0A000M30SC |  | 25600 | 25600 | 16 | 12 | 8.1 | 2.18 | 71 | 55 | 211277295
TRANE | 4TWL5024N1 | 4PX*BU36BS3+P0V0A000M30SC |  | 25600 | 25600 | 15.2 | 12 | 8.1 | 2.13 | 70 | 55 | 211277293
TRANE | 4TWL5036N1 | 4TXCC009DS3+P0V0C000M50SC |  | 36400 | 32000 | 15.2 | 12 | 8.1 | 2.05 | 63 | 47 | 211277291
TRANE | 4TWL5036N1 | 4TXCC007DS3+P0V0C000M50SC |  | 36200 | 32600 | 15.2 | 12 | 8.1 | 2.04 | 62 | 46 | 211277290
TRANE | 4TWL5036N1 | 4TXCB006DS3+P0V0B000M40SC |  | 35400 | 32200 | 15.2 | 12 | 8.1 | 2.04 | 62 | 46 | 211277288
TRANE | 4TWL6036A1 | 4TXCC009DS3+P0V0C000M50SD |  | 37800 | 33000 | 15.2 | 12 | 8.1 | 2.1 | 65 | 50 | 213199078
TRANE | 4TWL6036A1 | 4TXCC007DS3+P0V0C000M50SD |  | 37200 | 33600 | 15.2 | 12 | 8.1 | 2.1 | 65 | 49 | 213199077
AMERICAN STANDARD | 4A6L6036A1 | 4TXCC005DS3+P0V0C000M50SD |  | 35800 | 32400 | 15.2 | 12 | 8.1 | 2.1 | 66 | 52 | 213199076
TRANE | 4TWL6036A1 | 4TXCC005DS3+P0V0C000M50SD |  | 35800 | 32400 | 15.2 | 12 | 8.1 | 2.1 | 66 | 52 | 213199075
TRANE | 4TWL6036A1 | 4PX*CU48BS3+P0V0C000M50SD |  | 37200 | 33600 | 15.2 | 12 | 8.1 | 2.1 | 65 | 49 | 213199074
TRANE | 4TWL6036A1 | 4PX*CU42BS3+P0V0C000M50SD |  | 37200 | 34200 | 15.2 | 12 | 8.1 | 2.1 | 64 | 49 | 213199073
AMERICAN STANDARD | 4A6L6036A1 | 4PX*CU36BS3+P0V0C000M50SD |  | 35800 | 32400 | 15.2 | 12 | 8.1 | 2.1 | 66 | 52 | 213199072
TRANE | 4TWL6036A1 | 4PX*CU36BS3+P0V0C000M50SD |  | 35800 | 32400 | 15.2 | 12 | 8.1 | 2.1 | 66 | 52 | 213199071
AMERICAN STANDARD | 4A6L6036A1 | 4PX*CD36BS3+P0V0C000M50SD |  | 36200 | 34200 | 15.2 | 12 | 8.1 | 2 | 65 | 50 | 213199066
TRANE | 4TWL6036A1 | 4PX*CD36BS3+P0V0C000M50SD |  | 36200 | 34200 | 15.2 | 12 | 8.1 | 2 | 65 | 50 | 213199065
AMERICAN STANDARD | 4A6V7X36A1 | TAMXA0C36V31 |  | 34600 | 36000 | 17 | 12 | 8.2 | 1.79 | 69 | 52 | 212391370
AMERICAN STANDARD | 4A6V7X24A1 | TAMXA0B30V31 |  | 23800 | 18200 | 17 | 12 | 8.2 | 1.85 | 87 | 65 | 212391369
TRANE | 4TWV7X48A1 | TAMXB0C60V51 |  | 46000 | 48000 | 17.1 | 12 | 8.5 | 1.8 | 75 | 58 | 212391368
TRANE | 4TWV7X48A1 | 4TXCD010DS3 | S8V2D120M5PCA | 47000 | 43500 | 17.1 | 12 | 8.2 | 1.8 | 85 | 65 | 212391366
TRANE | 4TWV7X48A1 | 4TXCD010DS3 | S8V2D120M5PDA | 47000 | 43500 | 17.1 | 12 | 8.2 | 1.8 | 85 | 65 | 212391365
TRANE | 4TWV7X48A1 | 4TXCD008DS3 | S8V2D120M5PDA | 46000 | 44000 | 17.1 | 11.7 | 8.2 | 1.8 | 85 | 65 | 212391364
TRANE | 4TWV7X48A1 | 4TXCD008DS3 | S8V2D120M5PCA | 46000 | 44000 | 17.1 | 11.7 | 8.2 | 1.8 | 85 | 65 | 212391363
TRANE | 4TWV7X48A1 | 4TXCC009DS3 | S8V2C100M5PCA | 46500 | 43500 | 17.1 | 11.7 | 8.2 | 1.8 | 86 | 66 | 212391362
TRANE | 4TWV7X48A1 | 4TXCC009DS3 | S8V2C080M5PCA | 46500 | 43000 | 17.1 | 11.7 | 8.2 | 1.8 | 86 | 66 | 212391361
TRANE | 4TWV7X48A1 | 4TXCC009DS3 | S8V2C080M5PDA | 46500 | 43000 | 17.1 | 11.7 | 8.2 | 1.8 | 86 | 66 | 212391360
TRANE | 4TWV7X48A1 | 4TXCC009DS3 | S8V2C100M5PDA | 46500 | 43500 | 17.1 | 11.7 | 8.2 | 1.8 | 86 | 66 | 212391359
TRANE | 4TWV7X48A1 | 4PX*DU60BS3 | S8V2D120M5PDA | 47000 | 43500 | 17.1 | 12 | 8.2 | 1.8 | 85 | 65 | 212391358
TRANE | 4TWV7X48A1 | 4PX*DU60BS3 | S8V2D120M5PCA | 47000 | 43500 | 17.1 | 12 | 8.2 | 1.8 | 85 | 65 | 212391357
TRANE | 4TWV7X48A1 | 4PX*DU48BS3 | S8V2D120M5PCA | 46000 | 44000 | 17.1 | 11.7 | 8.2 | 1.8 | 85 | 65 | 212391356
TRANE | 4TWV7X48A1 | 4PX*DU48BS3 | S8V2D120M5PDA | 46000 | 44000 | 17.1 | 11.7 | 8.2 | 1.8 | 85 | 65 | 212391355
TRANE | 4TWV7X48A1 | 4PX*CU60BS3 | S8V2C080M5PCA | 46500 | 43000 | 17.1 | 11.7 | 8.2 | 1.8 | 86 | 66 | 212391354
TRANE | 4TWV7X48A1 | 4PX*CU60BS3 | S8V2C100M5PDA | 46500 | 43500 | 17.1 | 11.7 | 8.2 | 1.8 | 86 | 66 | 212391353
TRANE | 4TWV7X48A1 | 4PX*CU60BS3 | S8V2C100M5PCA | 46500 | 43500 | 17.1 | 11.7 | 8.2 | 1.8 | 86 | 66 | 212391352
TRANE | 4TWV7X48A1 | 4PX*CU60BS3 | S8V2C080M5PDA | 46500 | 43000 | 17.1 | 11.7 | 8.2 | 1.8 | 86 | 66 | 212391351
TRANE | 4TWV7X36A1 | 4TXCC005DS3 | S8V2C080M5PCA | 33800 | 31000 | 17.1 | 11.7 | 8.2 | 1.8 | 84 | 65 | 212391346
TRANE | 4TWV7X36A1 | 4TXCC005DS3 | S8V2C080M5PDA | 33800 | 31000 | 17.1 | 11.7 | 8.2 | 1.8 | 84 | 65 | 212391343
TRANE | 4TWV7X36A1 | 4TXCB006DS3 | S8V2B080M4PDA | 35200 | 31800 | 17.1 | 12 | 8.2 | 1.8 | 84 | 65 | 212391342
TRANE | 4TWV7X36A1 | 4TXCB006DS3 | S8V2A040M3PCA | 33600 | 30400 | 17.1 | 12 | 8.1 | 1.8 | 83 | 65 | 212391341
TRANE | 4TWV7X36A1 | 4TXCB006DS3 | S8V2B080M4PCA | 35200 | 31800 | 17.1 | 12 | 8.2 | 1.8 | 84 | 65 | 212391340
TRANE | 4TWV7X36A1 | 4TXCB006DS3 | S8V2B060M4PDA | 35200 | 31800 | 17.1 | 12 | 8.2 | 1.8 | 84 | 65 | 212391339
TRANE | 4TWV7X36A1 | 4TXCB006DS3 | S8V2B060M4PCA | 35200 | 31800 | 17.1 | 12 | 8.2 | 1.8 | 84 | 65 | 212391338
TRANE | 4TWV7X36A1 | 4TXCB006DS3 | S8V2A040M3PDA | 33600 | 30400 | 17.1 | 12 | 8.1 | 1.8 | 83 | 65 | 212391337
TRANE | 4TWV7X36A1 | 4PX*CU48BS3 | S8V2C080M5PCA | 34800 | 31400 | 17.1 | 12 | 8.2 | 1.8 | 83 | 64 | 212391336
TRANE | 4TWV7X36A1 | 4PX*CU48BS3 | S8V2C100M5PDA | 35200 | 31600 | 17.1 | 12 | 8.2 | 1.8 | 84 | 65 | 212391335
TRANE | 4TWV7X36A1 | 4PX*CU48BS3 | S8V2C100M5PCA | 35200 | 31600 | 17.1 | 12 | 8.2 | 1.8 | 84 | 65 | 212391334
TRANE | 4TWV7X36A1 | 4PX*CU48BS3 | S8V2C080M5PDA | 34800 | 31400 | 17.1 | 12 | 8.2 | 1.8 | 83 | 64 | 212391333
TRANE | 4TWV7X36A1 | 4PX*CU42BS3 | S8V2C100M5PCA | 35200 | 32200 | 17.1 | 12 | 8.2 | 1.8 | 83 | 63 | 212391332
TRANE | 4TWV7X36A1 | 4PX*CU42BS3 | S8V2C080M5PDA | 34800 | 32000 | 17.1 | 12 | 8.2 | 1.8 | 83 | 64 | 212391331
TRANE | 4TWV7X36A1 | 4PX*CU42BS3 | S8V2C080M5PCA | 34800 | 32000 | 17.1 | 12 | 8.2 | 1.8 | 83 | 64 | 212391330
TRANE | 4TWV7X36A1 | 4PX*CU42BS3 | S8V2C100M5PDA | 35200 | 32200 | 17.1 | 12 | 8.2 | 1.8 | 83 | 63 | 212391329
TRANE | 4TWV7X36A1 | 4PX*CU36BS3 | S8V2C080M5PCA | 33800 | 31000 | 17.1 | 11.7 | 8.2 | 1.8 | 83 | 65 | 212391328
TRANE | 4TWV7X36A1 | 4PX*CU36BS3 | S8V2C100M5PCA | 34000 | 31000 | 17.1 | 11.7 | 8.2 | 1.8 | 85 | 66 | 212391327
TRANE | 4TWV7X36A1 | 4PX*CU36BS3 | S8V2C080M5PDA | 33800 | 31000 | 17.1 | 11.7 | 8.2 | 1.8 | 83 | 65 | 212391326
TRANE | 4TWV7X36A1 | 4PX*CU36BS3 | S8V2C100M5PDA | 34000 | 31000 | 17.1 | 11.7 | 8.2 | 1.8 | 85 | 66 | 212391325
TRANE | 4TWV7X36A1 | 4PX*BU42BS3 | S8V2B080M4PDA | 35200 | 32200 | 17.1 | 12 | 8.2 | 1.8 | 83 | 65 | 212391318
TRANE | 4TWV7X36A1 | 4PX*BU42BS3 | S8V2B060M4PCA | 35200 | 32200 | 17.1 | 12 | 8.2 | 1.8 | 83 | 65 | 212391317
TRANE | 4TWV7X36A1 | 4PX*BU42BS3 | S8V2B060M4PDA | 35200 | 32200 | 17.1 | 12 | 8.2 | 1.8 | 83 | 65 | 212391316
TRANE | 4TWV7X36A1 | 4PX*BU42BS3 | S8V2B080M4PCA | 35200 | 32200 | 17.1 | 12 | 8.2 | 1.8 | 83 | 65 | 212391315
TRANE | 4TWV7X24A1 | 4PX*BU36BS3 | S8V2A040M3PCA | 22800 | 19600 | 17.1 | 12 | 8.1 | 1.8 | 83 | 63 | 212391310
TRANE | 4TWV7X24A1 | 4PX*BU36BS3 | S8V2A040M3PDA | 22800 | 19600 | 17.1 | 12 | 8.1 | 1.8 | 83 | 63 | 212391309
TRANE | 4TWV7X36A1 | TAMXB0C36V31 |  | 34600 | 36000 | 17.1 | 12 | 8.5 | 1.8 | 72 | 56 | 212391308
TRANE | 4TWV7X60A1 | TAMXA0C60V51 |  | 53000 | 54000 | 17 | 12 | 8.2 | 1.82 | 86 | 72 | 212391307
TRANE | 4TWV7X48A1 | TAMXA0C48V41 |  | 45500 | 40000 | 17 | 11.7 | 8.2 | 1.82 | 87 | 67 | 212391306
TRANE | 4TWV7X36A1 | TAMXA0C36V31 |  | 34600 | 36000 | 17 | 12 | 8.2 | 1.79 | 69 | 52 | 212391305
TRANE | 4TWV7X24A1 | TAMXA0B30V31 |  | 23800 | 18200 | 17 | 12 | 8.2 | 1.85 | 87 | 65 | 212391304
TRANE | 4TWX8048A1 | TEM6B0C60H51+TDR |  | 47500 | 48500 | 16 | 12 | 8.1 | 2.1 | 64 | 49 | 208441730
TRANE | 4TWR7048A1 | TEM6B0C60H51+TDR |  | 47500 | 48500 | 16 | 12 | 8.1 | 2.1 | 64 | 49 | 208441729
AMERICAN STANDARD | 4A6H7048A1 | TEM6B0C60H51+TDR |  | 47500 | 48500 | 16 | 12 | 8.1 | 2.1 | 64 | 49 | 208441728
TRANE | 4TWV8X36A1 | 4TXCB006DS3 | S9V2B080U4PSB+RP | 35000 | 31600 | 18 | 12 | 8.2 | 1.8 | 83 | 65 | 208287476
TRANE | 4TWL9048A1 | 4TXCB006DS3+P0V0B000M40SC+RP |  | 45500 | 43500 | 17.5 | 12 | 8.7 | 2.27 | 73 | 58 | 208185441
AMERICAN STANDARD | 4A6L9048A1 | 4TXCB006DS3+P0V0B000M40SC+RP |  | 45500 | 43500 | 17.5 | 12 | 8.7 | 2.27 | 73 | 58 | 208185440
TRANE | 4TWV8X36A1 | 4TXCB006DS3 | S9V2B040U3PSB+RP | 35200 | 31800 | 18 | 12 | 8.2 | 1.8 | 82 | 65 | 208185407
TRANE | 4TWV8X36A1 | 4TXCB006DS3 | S9V2B060U4PSB+RP | 35200 | 31800 | 18 | 12 | 8.2 | 1.8 | 82 | 65 | 208185406
TRANE | 4TWV8X36A1 | 4TXCB006DS3 | S9V2B060U3PSB+RP | 35000 | 31600 | 18 | 12 | 8.2 | 1.8 | 82 | 65 | 208185405
TRANE | 4TWV8X36A1 | 4TXCB004DS3 | S9V2B060U4PSB+RP | 34000 | 31000 | 18 | 11.7 | 8.2 | 1.8 | 83 | 66 | 208185402
AMERICAN STANDARD | 4A6L6042A1 | 4PX*DU48BS3+P0V0D000M50SC |  | 42000 | 39000 | 15.2 | 12 | 8.1 | 2.26 | 67 | 53 | 212060176
AMERICAN STANDARD | 4A6L6042A1 | 4PX*CU60BS3+P0V0C000M50SC |  | 42000 | 38500 | 15.2 | 12 | 8.1 | 2.24 | 68 | 53 | 212060171
AMERICAN STANDARD | 4A6L6036A1 | 4TXCB006DS3+P0V0A000M30SC |  | 35000 | 32600 | 15.2 | 12 | 8.1 | 2.09 | 65 | 50 | 212060157
AMERICAN STANDARD | 4A6L6036A1 | 4PX*CU36BS3+P0V0C000M50SC |  | 36000 | 32400 | 15.2 | 12 | 8.1 | 2.13 | 66 | 52 | 212060143
AMERICAN STANDARD | 4A6L6036A1 | 4PX*BU48BS3+P0V0A000M30SC |  | 35000 | 32600 | 15.2 | 12 | 8.1 | 2.09 | 65 | 50 | 212060135
AMERICAN STANDARD | 4A6L6036A1 | 4PX*BU42BS3+P0V0A000M30SC |  | 34400 | 33000 | 15.2 | 12 | 8.1 | 2.12 | 65 | 50 | 212060132
AMERICAN STANDARD | 4A6L6036A1 | 4PX*BD36BS3+HORIZ-RT+P0V0B000M40SC |  | 35200 | 33800 | 15.2 | 12 | 8.1 | 2.05 | 65 | 50 | 212060116
AMERICAN STANDARD | 4A6L6036A1 | 4PX*BD36BS3+P0V0B000M40SC |  | 35200 | 33800 | 15.2 | 12 | 8.1 | 2.05 | 65 | 50 | 212060098
AMERICAN STANDARD | 4A6L6030A1 | 4PX*BU48BS3+P0V0B000M40SC |  | 30400 | 27600 | 15.2 | 12 | 8.1 | 2.09 | 66 | 50 | 212060080
AMERICAN STANDARD | 4A6L6030A1 | 4PX*BU42BS3+P0V0B000M40SC |  | 30400 | 28200 | 15.2 | 12 | 8.1 | 2.08 | 65 | 49 | 212060075
AMERICAN STANDARD | 4A6V7X48A1 | TAMXA0C48V41 |  | 45500 | 40000 | 17 | 11.7 | 8.2 | 1.82 | 87 | 67 | 212391371
AMERICAN STANDARD | 4A6V7X60A1 | TAMXA0C60V51 |  | 53000 | 54000 | 17 | 12 | 8.2 | 1.82 | 86 | 72 | 212391372
TRANE | 4TWV7X24A1 | TAMXB0B30V31 |  | 23800 | 18200 | 17.1 | 12 | 8.5 | 1.9 | 94 | 71 | 212391373
AMERICAN STANDARD | 4A6V7X36A1 | TAMXB0C36V31 |  | 34600 | 36000 | 17.1 | 12 | 8.5 | 1.8 | 72 | 56 | 212391374
TRANE | 4TWV7X48A1 | TAMXB0C48V41 |  | 45500 | 40000 | 17.1 | 11.7 | 8.5 | 1.8 | 89 | 70 | 212391375
AMERICAN STANDARD | 4A6V7X48A1 | TAMXB0C48V41 |  | 45500 | 40000 | 17.1 | 11.7 | 8.5 | 1.8 | 89 | 70 | 212391376
AMERICAN STANDARD | 4A6V7X24A1 | 4PX*BU36BS3 | S8V2A040M3PDA | 22800 | 19600 | 17.1 | 12 | 8.1 | 1.8 | 83 | 63 | 212391382
AMERICAN STANDARD | 4A6V7X24A1 | 4PX*BU36BS3 | S8V2A040M3PCA | 22800 | 19600 | 17.1 | 12 | 8.1 | 1.8 | 83 | 63 | 212391383
TRANE | 4TWV7X36A1 | 4PX*BU36BS3 | S8V2B080M4PCA | 34200 | 31200 | 17.1 | 11.7 | 8.2 | 1.8 | 84 | 66 | 212391404
AMERICAN STANDARD | 4A6V7X36A1 | 4PX*BU36BS3 | S8V2B080M4PCA | 34200 | 31200 | 17.1 | 11.7 | 8.2 | 1.8 | 84 | 66 | 212391405
TRANE | 4TWV7X36A1 | 4PX*BU36BS3 | S8V2B060M4PDA | 34200 | 31200 | 17.1 | 11.7 | 8.2 | 1.8 | 85 | 66 | 212391406
AMERICAN STANDARD | 4A6V7X36A1 | 4PX*BU36BS3 | S8V2B060M4PDA | 34200 | 31200 | 17.1 | 11.7 | 8.2 | 1.8 | 85 | 66 | 212391407
TRANE | 4TWV7X36A1 | 4PX*BU36BS3 | S8V2B060M4PCA | 34200 | 31200 | 17.1 | 11.7 | 8.2 | 1.8 | 85 | 66 | 212391408
AMERICAN STANDARD | 4A6V7X36A1 | 4PX*BU36BS3 | S8V2B060M4PCA | 34200 | 31200 | 17.1 | 11.7 | 8.2 | 1.8 | 85 | 66 | 212391409
TRANE | 4TWV7X36A1 | 4PX*BU36BS3 | S8V2B080M4PDA | 34200 | 31200 | 17.1 | 11.7 | 8.2 | 1.8 | 84 | 66 | 212391414
AMERICAN STANDARD | 4A6V7X36A1 | 4PX*BU36BS3 | S8V2B080M4PDA | 34200 | 31200 | 17.1 | 11.7 | 8.2 | 1.8 | 84 | 66 | 212391415
AMERICAN STANDARD | 4A6V7X36A1 | 4PX*BU42BS3 | S8V2B080M4PCA | 35200 | 32200 | 17.1 | 12 | 8.2 | 1.8 | 83 | 65 | 212391416
AMERICAN STANDARD | 4A6V7X36A1 | 4PX*BU42BS3 | S8V2B060M4PDA | 35200 | 32200 | 17.1 | 12 | 8.2 | 1.8 | 83 | 65 | 212391417
AMERICAN STANDARD | 4A6V7X36A1 | 4PX*BU42BS3 | S8V2B060M4PCA | 35200 | 32200 | 17.1 | 12 | 8.2 | 1.8 | 83 | 65 | 212391418
AMERICAN STANDARD | 4A6V7X36A1 | 4PX*BU42BS3 | S8V2B080M4PDA | 35200 | 32200 | 17.1 | 12 | 8.2 | 1.8 | 83 | 65 | 212391419
AMERICAN STANDARD | 4A6V7X36A1 | 4PX*CU36BS3 | S8V2C100M5PDA | 34000 | 31000 | 17.1 | 11.7 | 8.2 | 1.8 | 85 | 66 | 212391434
AMERICAN STANDARD | 4A6V7X36A1 | 4PX*CU36BS3 | S8V2C080M5PDA | 33800 | 31000 | 17.1 | 11.7 | 8.2 | 1.8 | 83 | 65 | 212391435
AMERICAN STANDARD | 4A6V7X36A1 | 4PX*CU36BS3 | S8V2C100M5PCA | 34000 | 31000 | 17.1 | 11.7 | 8.2 | 1.8 | 85 | 66 | 212391436
AMERICAN STANDARD | 4A6V7X36A1 | 4PX*CU36BS3 | S8V2C080M5PCA | 33800 | 31000 | 17.1 | 11.7 | 8.2 | 1.8 | 83 | 65 | 212391437
AMERICAN STANDARD | 4A6V7X36A1 | 4PX*CU42BS3 | S8V2C100M5PDA | 35200 | 32200 | 17.1 | 12 | 8.2 | 1.8 | 83 | 63 | 212391438
AMERICAN STANDARD | 4A6V7X36A1 | 4PX*CU42BS3 | S8V2C080M5PCA | 34800 | 32000 | 17.1 | 12 | 8.2 | 1.8 | 83 | 64 | 212391439
AMERICAN STANDARD | 4A6V7X36A1 | 4PX*CU42BS3 | S8V2C080M5PDA | 34800 | 32000 | 17.1 | 12 | 8.2 | 1.8 | 83 | 64 | 212391440
AMERICAN STANDARD | 4A6V7X36A1 | 4PX*CU42BS3 | S8V2C100M5PCA | 35200 | 32200 | 17.1 | 12 | 8.2 | 1.8 | 83 | 63 | 212391441
AMERICAN STANDARD | 4A6V7X36A1 | 4PX*CU48BS3 | S8V2C080M5PDA | 34800 | 31400 | 17.1 | 12 | 8.2 | 1.8 | 83 | 64 | 212391442
AMERICAN STANDARD | 4A6V7X36A1 | 4PX*CU48BS3 | S8V2C100M5PCA | 35200 | 31600 | 17.1 | 12 | 8.2 | 1.8 | 84 | 65 | 212391443
AMERICAN STANDARD | 4A6V7X36A1 | 4PX*CU48BS3 | S8V2C100M5PDA | 35200 | 31600 | 17.1 | 12 | 8.2 | 1.8 | 84 | 65 | 212391444
TRANE | 4TWL5036N1 | 4PX*BU42BS3 | S9V2B080U4PSC | 34600 | 32600 | 15.2 | 12 | 8.1 | 2 | 62 | 46 | 213912379
AMERICAN STANDARD | 4A6L5036N1 | 4PX*BU42BS3 | S9V2B080U4PSC | 34600 | 32600 | 15.2 | 12 | 8.1 | 2 | 62 | 46 | 213912380
TRANE | 4TWL5036N1 | 4PX*BU42BS3 | S9V2B080U4VSB | 34600 | 32600 | 15.2 | 12 | 8.1 | 2 | 62 | 46 | 213912381
AMERICAN STANDARD | 4A6L5036N1 | 4PX*BU42BS3 | S9V2B080U4VSB | 34600 | 32600 | 15.2 | 12 | 8.1 | 2 | 62 | 46 | 213912382
TRANE | 4TWL5036N1 | 4PX*BU42BS3 | S9V2B040U3PSC | 34200 | 32400 | 15.2 | 12 | 8.1 | 1.9 | 63 | 47 | 213912383
AMERICAN STANDARD | 4A6L5036N1 | 4PX*BU42BS3 | S9V2B040U3PSC | 34200 | 32400 | 15.2 | 12 | 8.1 | 1.9 | 63 | 47 | 213912384
TRANE | 4TWL5036N1 | 4PX*BU42BS3 | S9V2B040U3VSB | 34200 | 32400 | 15.2 | 12 | 8.1 | 1.9 | 63 | 47 | 213912385
AMERICAN STANDARD | 4A6L5036N1 | 4PX*BU42BS3 | S9V2B040U3VSB | 34200 | 32400 | 15.2 | 12 | 8.1 | 1.9 | 63 | 47 | 213912386
TRANE | 4TWL5036N1 | 4PX*BU48BS3 | S9V2B040U3VSB | 34400 | 32200 | 15.2 | 12 | 8.1 | 2 | 62 | 46 | 213912389
AMERICAN STANDARD | 4A6L5036N1 | 4PX*BU48BS3 | S9V2B040U3VSB | 34400 | 32200 | 15.2 | 12 | 8.1 | 2 | 62 | 46 | 213912390
TRANE | 4TWL5036N1 | 4PX*BU48BS3 | S9V2B080U4VSB | 34600 | 32400 | 15.2 | 12 | 8.1 | 2 | 62 | 46 | 213912391
AMERICAN STANDARD | 4A6L5036N1 | 4PX*BU48BS3 | S9V2B080U4VSB | 34600 | 32400 | 15.2 | 12 | 8.1 | 2 | 62 | 46 | 213912392
TRANE | 4TWL5036N1 | 4PX*CU42BS3 | S9V2C080U5PSC | 35200 | 32800 | 15.2 | 12 | 8.1 | 2 | 62 | 45 | 213912417
AMERICAN STANDARD | 4A6L5036N1 | 4PX*CU42BS3 | S9V2C080U5PSC | 35200 | 32800 | 15.2 | 12 | 8.1 | 2 | 62 | 45 | 213912418
TRANE | 4TWL5036N1 | 4PX*CU42BS3 | S9V2C100U5PSC | 35200 | 32800 | 15.2 | 12 | 8.1 | 2 | 62 | 45 | 213912419
AMERICAN STANDARD | 4A6L5036N1 | 4PX*CU42BS3 | S9V2C100U5PSC | 35200 | 32800 | 15.2 | 12 | 8.1 | 2 | 62 | 45 | 213912420
TRANE | 4TWL5036N1 | 4PX*CU42BS3 | S9V2C100U4VSB | 35000 | 32800 | 15.2 | 12 | 8.1 | 2 | 62 | 45 | 213912421
AMERICAN STANDARD | 4A6L5036N1 | 4PX*CU42BS3 | S9V2C100U4VSB | 35000 | 32800 | 15.2 | 12 | 8.1 | 2 | 62 | 45 | 213912422
TRANE | 4TWL5036N1 | 4PX*CU48BS3 | S9V2C100U5PSC | 35200 | 32400 | 15.2 | 12 | 8.1 | 2 | 62 | 46 | 213912425
AMERICAN STANDARD | 4A6L5036N1 | 4PX*CU48BS3 | S9V2C100U5PSC | 35200 | 32400 | 15.2 | 12 | 8.1 | 2 | 62 | 46 | 213912426
TRANE | 4TWL5036N1 | 4PX*CU48BS3 | S9V2C100U4VSB | 35600 | 32800 | 15.2 | 12 | 8.1 | 2 | 61 | 45 | 213912427
AMERICAN STANDARD | 4A6L5036N1 | 4PX*CU48BS3 | S9V2C100U4VSB | 35600 | 32800 | 15.2 | 12 | 8.1 | 2 | 61 | 45 | 213912428
TRANE | 4TWL5036N1 | 4PX*CU48BS3 | S9V2C080U5PSC | 35800 | 32800 | 15.2 | 12 | 8.1 | 2 | 62 | 45 | 213912429
AMERICAN STANDARD | 4A6L5036N1 | 4PX*CU48BS3 | S9V2C080U5PSC | 35800 | 32800 | 15.2 | 12 | 8.1 | 2 | 62 | 45 | 213912430
TRANE | 4TWL5036N1 | 4PX*DU48BS3 | S9V2D120U5PSC | 35400 | 32400 | 15.2 | 12 | 8.1 | 2 | 62 | 46 | 213912431
AMERICAN STANDARD | 4A6L5036N1 | 4PX*DU48BS3 | S9V2D120U5PSC | 35400 | 32400 | 15.2 | 12 | 8.1 | 2 | 62 | 46 | 213912432
TRANE | 4TWL5036N1 | 4PX*DU48BS3 | S9V2D120U5VSB | 35400 | 32400 | 15.2 | 12 | 8.1 | 2 | 62 | 46 | 213912433
RUNTRU | A5HP5018A1 | A5AHV003A1B3+TDR+TSTAT |  | 18000 | 18000 | 15.2 | 12 | 8.1 | 2 | 67 | 51 | 214296180
AMERISTAR | A5HP5018A1 | A5AHV003A1B3+TDR+TSTAT |  | 18000 | 18000 | 15.2 | 12 | 8.1 | 2 | 67 | 51 | 214296181
RUNTRU | A5HP5024A1 | 5TXCB004AS3+TSTAT | A951X060BU4SA | 23200 | 21600 | 15.2 | 12 | 8.1 | 2 | 69 | 53 | 214296200
AMERISTAR | A5HP5024A1 | 5TXCB004AS3+TSTAT | A951X060BU4SA | 23200 | 21600 | 15.2 | 12 | 8.1 | 2 | 69 | 53 | 214296201
RUNTRU | A5HP5024A1 | 5TXCB004AS3+TSTAT | A951X080BU4SA | 23400 | 21800 | 15.2 | 12 | 8.1 | 2.1 | 67 | 51 | 214296202
AMERISTAR | A5HP5024A1 | 5TXCB004AS3+TSTAT | A951X080BU4SA | 23400 | 21800 | 15.2 | 12 | 8.1 | 2.1 | 67 | 51 | 214296203
RUNTRU | A5HP5024A1 | 5TXCB006AS3+TSTAT | A952V040BU3SA | 24000 | 21600 | 16 | 12 | 8.1 | 2.1 | 67 | 52 | 214296242
AMERISTAR | A5HP5024A1 | 5TXCB006AS3+TSTAT | A952V040BU3SA | 24000 | 21600 | 16 | 12 | 8.1 | 2.1 | 67 | 52 | 214296243
RUNTRU | A5HP5024A1 | 5TXCB006AS3+TSTAT | A952V040BU3SB | 24000 | 21600 | 16 | 12 | 8.1 | 2.1 | 67 | 52 | 214296244
AMERISTAR | A5HP5024A1 | 5TXCB006AS3+TSTAT | A952V040BU3SB | 24000 | 21600 | 16 | 12 | 8.1 | 2.1 | 67 | 52 | 214296245
AMERICAN STANDARD | 4A6V7X36A1 | 4PX*CU48BS3 | S8V2C080M5PCA | 34800 | 31400 | 17.1 | 12 | 8.2 | 1.8 | 83 | 64 | 212391445
TRANE | 4TWV7X36A1 | 4TXCB004DS3 | S8V2B060M4PDA | 34200 | 31200 | 17.1 | 11.7 | 8.2 | 1.8 | 84 | 66 | 212391446
AMERICAN STANDARD | 4A6V7X36A1 | 4TXCB004DS3 | S8V2B060M4PDA | 34200 | 31200 | 17.1 | 11.7 | 8.2 | 1.8 | 84 | 66 | 212391447
TRANE | 4TWV7X36A1 | 4TXCB004DS3 | S8V2B080M4PDA | 34200 | 31200 | 17.1 | 11.7 | 8.2 | 1.8 | 85 | 66 | 212391448
AMERICAN STANDARD | 4A6V7X36A1 | 4TXCB004DS3 | S8V2B080M4PDA | 34200 | 31200 | 17.1 | 11.7 | 8.2 | 1.8 | 85 | 66 | 212391449
TRANE | 4TWV7X36A1 | 4TXCB004DS3 | S8V2B080M4PCA | 34200 | 31200 | 17.1 | 11.7 | 8.2 | 1.8 | 85 | 66 | 212391450
AMERICAN STANDARD | 4A6V7X36A1 | 4TXCB004DS3 | S8V2B080M4PCA | 34200 | 31200 | 17.1 | 11.7 | 8.2 | 1.8 | 85 | 66 | 212391451
TRANE | 4TWV7X36A1 | 4TXCB004DS3 | S8V2B060M4PCA | 34200 | 31200 | 17.1 | 11.7 | 8.2 | 1.8 | 84 | 66 | 212391456
AMERICAN STANDARD | 4A6V7X36A1 | 4TXCB004DS3 | S8V2B060M4PCA | 34200 | 31200 | 17.1 | 11.7 | 8.2 | 1.8 | 84 | 66 | 212391457
AMERICAN STANDARD | 4A6V7X36A1 | 4TXCB006DS3 | S8V2A040M3PDA | 33600 | 30400 | 17.1 | 12 | 8.1 | 1.8 | 83 | 65 | 212391458
AMERICAN STANDARD | 4A6V7X36A1 | 4TXCB006DS3 | S8V2B060M4PCA | 35200 | 31800 | 17.1 | 12 | 8.2 | 1.8 | 84 | 65 | 212391459
AMERICAN STANDARD | 4A6V7X36A1 | 4TXCB006DS3 | S8V2B060M4PDA | 35200 | 31800 | 17.1 | 12 | 8.2 | 1.8 | 84 | 65 | 212391460
AMERICAN STANDARD | 4A6V7X36A1 | 4TXCB006DS3 | S8V2B080M4PCA | 35200 | 31800 | 17.1 | 12 | 8.2 | 1.8 | 84 | 65 | 212391461
AMERICAN STANDARD | 4A6V7X36A1 | 4TXCB006DS3 | S8V2A040M3PCA | 33600 | 30400 | 17.1 | 12 | 8.1 | 1.8 | 83 | 65 | 212391462
AMERICAN STANDARD | 4A6V7X36A1 | 4TXCB006DS3 | S8V2B080M4PDA | 35200 | 31800 | 17.1 | 12 | 8.2 | 1.8 | 84 | 65 | 212391463
AMERICAN STANDARD | 4A6V7X36A1 | 4TXCC005DS3 | S8V2C080M5PDA | 33800 | 31000 | 17.1 | 11.7 | 8.2 | 1.8 | 84 | 65 | 212391464
AMERICAN STANDARD | 4A6V7X36A1 | 4TXCC005DS3 | S8V2C080M5PCA | 33800 | 31000 | 17.1 | 11.7 | 8.2 | 1.8 | 84 | 65 | 212391467
TRANE | 4TWV7X36A1 | TAMXB0B30V31 |  | 34000 | 29000 | 17.1 | 12 | 8.5 | 1.8 | 90 | 70 | 212391468
TRANE | 4TWV7X48A1 | 4PX*BU48BS3 | S8V2B060M4PCA | 45500 | 44000 | 17.1 | 11.2 | 8.2 | 1.8 | 85 | 66 | 212391475
AMERICAN STANDARD | 4A6V7X48A1 | 4PX*BU48BS3 | S8V2B060M4PCA | 45500 | 44000 | 17.1 | 11.2 | 8.2 | 1.8 | 85 | 66 | 212391476
TRANE | 4TWV7X48A1 | 4PX*BU48BS3 | S8V2B060M4PDA | 45500 | 44000 | 17.1 | 11.2 | 8.2 | 1.8 | 85 | 66 | 212391477
AMERICAN STANDARD | 4A6V7X48A1 | 4PX*BU48BS3 | S8V2B060M4PDA | 45500 | 44000 | 17.1 | 11.2 | 8.2 | 1.8 | 85 | 66 | 212391478
TRANE | 4TWV7X48A1 | 4PX*BU48BS3 | S8V2B080M4PDA | 45500 | 44000 | 17.1 | 11.2 | 8.2 | 1.8 | 85 | 67 | 212391479
AMERICAN STANDARD | 4A6V7X48A1 | 4PX*BU48BS3 | S8V2B080M4PDA | 45500 | 44000 | 17.1 | 11.2 | 8.2 | 1.8 | 85 | 67 | 212391480
TRANE | 4TWV7X48A1 | 4PX*BU48BS3 | S8V2B080M4PCA | 45500 | 44000 | 17.1 | 11.2 | 8.2 | 1.8 | 85 | 67 | 212391481
AMERICAN STANDARD | 4A6V7X48A1 | 4PX*BU48BS3 | S8V2B080M4PCA | 45500 | 44000 | 17.1 | 11.2 | 8.2 | 1.8 | 85 | 67 | 212391482
TRANE | 4TWV7X48A1 | 4PX*CU48BS3 | S8V2C100M5PDA | 45500 | 44000 | 17.1 | 11.5 | 8.2 | 1.8 | 85 | 66 | 212391503
AMERICAN STANDARD | 4A6V7X48A1 | 4PX*CU48BS3 | S8V2C100M5PDA | 45500 | 44000 | 17.1 | 11.5 | 8.2 | 1.8 | 85 | 66 | 212391504
TRANE | 4TWV7X48A1 | 4PX*CU48BS3 | S8V2C080M5PDA | 45500 | 43500 | 17.1 | 11.5 | 8.2 | 1.8 | 86 | 66 | 212391505
AMERICAN STANDARD | 4A6V7X48A1 | 4PX*CU48BS3 | S8V2C080M5PDA | 45500 | 43500 | 17.1 | 11.5 | 8.2 | 1.8 | 86 | 66 | 212391506
TRANE | 4TWV7X48A1 | 4PX*CU48BS3 | S8V2C100M5PCA | 45500 | 44000 | 17.1 | 11.5 | 8.2 | 1.8 | 85 | 66 | 212391507
AMERICAN STANDARD | 4A6V7X48A1 | 4PX*CU48BS3 | S8V2C100M5PCA | 45500 | 44000 | 17.1 | 11.5 | 8.2 | 1.8 | 85 | 66 | 212391508
TRANE | 4TWV7X48A1 | 4PX*CU48BS3 | S8V2C080M5PCA | 45500 | 43500 | 17.1 | 11.5 | 8.2 | 1.8 | 86 | 66 | 212391509
AMERICAN STANDARD | 4A6V7X48A1 | 4PX*CU48BS3 | S8V2C080M5PCA | 45500 | 43500 | 17.1 | 11.5 | 8.2 | 1.8 | 86 | 66 | 212391510
AMERICAN STANDARD | 4A6V7X48A1 | 4PX*CU60BS3 | S8V2C080M5PDA | 46500 | 43000 | 17.1 | 11.7 | 8.2 | 1.8 | 86 | 66 | 212391511
AMERICAN STANDARD | 4A6V7X48A1 | 4PX*CU60BS3 | S8V2C100M5PCA | 46500 | 43500 | 17.1 | 11.7 | 8.2 | 1.8 | 86 | 66 | 212391512
AMERICAN STANDARD | 4A6V7X48A1 | 4PX*CU60BS3 | S8V2C100M5PDA | 46500 | 43500 | 17.1 | 11.7 | 8.2 | 1.8 | 86 | 66 | 212391513
AMERICAN STANDARD | 4A6V7X48A1 | 4PX*CU60BS3 | S8V2C080M5PCA | 46500 | 43000 | 17.1 | 11.7 | 8.2 | 1.8 | 86 | 66 | 212391514
TRANE | 4TWV7X48A1 | 4PX*DD60BS3 | S8V2D120M5PDA | 46000 | 43500 | 17.1 | 11.7 | 8.2 | 1.8 | 85 | 65 | 212391515
AMERICAN STANDARD | 4A6V7X48A1 | 4PX*DD60BS3 | S8V2D120M5PDA | 46000 | 43500 | 17.1 | 11.7 | 8.2 | 1.8 | 85 | 65 | 212391516
TRANE | 4TWV7X48A1 | 4PX*DD60BS3 | S8V2D120M5PCA | 46000 | 43500 | 17.1 | 11.7 | 8.2 | 1.8 | 85 | 65 | 212391517
AMERICAN STANDARD | 4A6V7X48A1 | 4PX*DD60BS3 | S8V2D120M5PCA | 46000 | 43500 | 17.1 | 11.7 | 8.2 | 1.8 | 85 | 65 | 212391518
AMERICAN STANDARD | 4A6V7X48A1 | 4PX*DU48BS3 | S8V2D120M5PDA | 46000 | 44000 | 17.1 | 11.7 | 8.2 | 1.8 | 85 | 65 | 212391519
AMERICAN STANDARD | 4A6L5036N1 | 4PX*DU48BS3 | S9V2D120U5VSB | 35400 | 32400 | 15.2 | 12 | 8.1 | 2 | 62 | 46 | 213912434
TRANE | 4TWL5036N1 | 4TXCB006DS3 | S9V2B080U4VSB | 34600 | 32400 | 15.2 | 12 | 8.1 | 2 | 62 | 46 | 213912457
AMERICAN STANDARD | 4A6L5036N1 | 4TXCB006DS3 | S9V2B080U4VSB | 34600 | 32400 | 15.2 | 12 | 8.1 | 2 | 62 | 46 | 213912458
TRANE | 4TWL5036N1 | 4TXCB006DS3 | S9V2B040U3VSB | 34400 | 32200 | 15.2 | 12 | 8.1 | 2 | 62 | 46 | 213912463
AMERICAN STANDARD | 4A6L5036N1 | 4TXCB006DS3 | S9V2B040U3VSB | 34400 | 32200 | 15.2 | 12 | 8.1 | 2 | 62 | 46 | 213912464
TRANE | 4TWL5036N1 | 4TXCC007DS3 | S9V2C100U4VSB | 35600 | 32800 | 15.2 | 12 | 8.1 | 2 | 61 | 45 | 213912471
AMERICAN STANDARD | 4A6L5036N1 | 4TXCC007DS3 | S9V2C100U4VSB | 35600 | 32800 | 15.2 | 12 | 8.1 | 2 | 61 | 45 | 213912472
TRANE | 4TWL5036N1 | 4TXCC007DS3 | S9V2C080U5PSC | 35800 | 32800 | 15.2 | 12 | 8.1 | 2 | 62 | 45 | 213912473
AMERICAN STANDARD | 4A6L5036N1 | 4TXCC007DS3 | S9V2C080U5PSC | 35800 | 32800 | 15.2 | 12 | 8.1 | 2 | 62 | 45 | 213912474
TRANE | 4TWL5036N1 | 4TXCC007DS3 | S9V2C100U5PSC | 35200 | 32400 | 15.2 | 12 | 8.1 | 2 | 62 | 46 | 213912475
AMERICAN STANDARD | 4A6L5036N1 | 4TXCC007DS3 | S9V2C100U5PSC | 35200 | 32400 | 15.2 | 12 | 8.1 | 2 | 62 | 46 | 213912476
TRANE | 4TWL5036N1 | 4TXCC009DS3 | S9V2C100U4VSB | 35400 | 31600 | 15.2 | 12 | 8.1 | 2 | 63 | 47 | 213912477
AMERICAN STANDARD | 4A6L5036N1 | 4TXCC009DS3 | S9V2C100U4VSB | 35400 | 31600 | 15.2 | 12 | 8.1 | 2 | 63 | 47 | 213912478
TRANE | 4TWL5036N1 | 4TXCC009DS3 | S9V2C100U5PSC | 35600 | 31600 | 15.2 | 12 | 8.1 | 2 | 63 | 47 | 213912479
AMERICAN STANDARD | 4A6L5036N1 | 4TXCC009DS3 | S9V2C100U5PSC | 35600 | 31600 | 15.2 | 12 | 8.1 | 2 | 63 | 47 | 213912480
TRANE | 4TWL5036N1 | 4TXCC009DS3 | S9V2C080U5PSC | 35600 | 31600 | 15.2 | 12 | 8.1 | 2 | 63 | 47 | 213912481
AMERICAN STANDARD | 4A6L5036N1 | 4TXCC009DS3 | S9V2C080U5PSC | 35600 | 31600 | 15.2 | 12 | 8.1 | 2 | 63 | 47 | 213912482
TRANE | 4TWL5036N1 | 4TXCD008DS3 | S9V2D120U5PSC | 35400 | 32400 | 15.2 | 12 | 8.1 | 2 | 62 | 46 | 213912483
AMERICAN STANDARD | 4A6L5036N1 | 4TXCD008DS3 | S9V2D120U5PSC | 35400 | 32400 | 15.2 | 12 | 8.1 | 2 | 62 | 46 | 213912484
TRANE | 4TWL5036N1 | 4TXCD008DS3 | S9V2D120U5VSB | 35400 | 32400 | 15.2 | 12 | 8.1 | 2 | 62 | 46 | 213912485
AMERICAN STANDARD | 4A6L5036N1 | 4TXCD008DS3 | S9V2D120U5VSB | 35400 | 32400 | 15.2 | 12 | 8.1 | 2 | 62 | 46 | 213912486
AMERICAN STANDARD | 4A6V8X36A1 | 4TXCB006DS3 | S9V2B080U4PSB+RP | 35000 | 31600 | 18 | 12 | 8.2 | 1.85 | 83 | 65 | 212404676
AMERICAN STANDARD | 4A6V8X36A1 | 4TXCB006DS3 | S9V2B060U4PSB+RP | 35200 | 31800 | 18 | 12 | 8.2 | 1.86 | 82 | 65 | 212404675
AMERICAN STANDARD | 4A6V8X36A1 | 4TXCB006DS3 | S9V2B060U3PSB+RP | 35000 | 31600 | 18 | 12 | 8.2 | 1.84 | 82 | 65 | 212404674
AMERICAN STANDARD | 4A6V8X36A1 | 4TXCB006DS3 | S9V2B040U3PSB+RP | 35200 | 31800 | 18 | 12 | 8.2 | 1.85 | 82 | 65 | 212404673
AMERICAN STANDARD | 4A6V8X36A1 | 4TXCB004DS3 | S9V2B060U4PSB+RP | 34000 | 31000 | 18 | 11.7 | 8.2 | 1.8 | 83 | 66 | 212404672
AMERICAN STANDARD | 4A6V8X24A1 | 4TXCB004DS3 | S9V2B060U3PSB+RP | 23800 | 20200 | 18 | 12.5 | 8.2 | 1.89 | 84 | 64 | 212404671
AMERICAN STANDARD | 4A6V7X36A1 | TAMXA0B30V31 |  | 34000 | 29000 | 17.1 | 12 | 8.5 | 1.8 | 90 | 70 | 212400610
TRANE | 4TWV7X36A1 | TAMXA0B30V31 |  | 34000 | 29000 | 17.1 | 12 | 8.5 | 1.8 | 90 | 70 | 212400609
AMERICAN STANDARD | 4A6V7X48A1 | TAMXA0C60V51 |  | 46000 | 48000 | 17.1 | 12 | 8.5 | 1.8 | 75 | 58 | 212400608
TRANE | 4TWV7X48A1 | TAMXA0C60V51 |  | 46000 | 48000 | 17.1 | 12 | 8.5 | 1.8 | 75 | 58 | 212400607
AMERICAN STANDARD | 4A6V7X60A1 | 4TXCD010DS3 | S8V2D120M5PDA | 54000 | 52000 | 17.1 | 11.7 | 8.2 | 1.8 | 95 | 76 | 212391576
AMERICAN STANDARD | 4A6V7X60A1 | 4TXCD010DS3 | S8V2D120M5PCA | 54000 | 52000 | 17.1 | 11.7 | 8.2 | 1.8 | 95 | 76 | 212391575
AMERICAN STANDARD | 4A6V7X60A1 | 4PX*DU60BS3 | S8V2D120M5PDA | 54000 | 52000 | 17.1 | 11.7 | 8.2 | 1.8 | 95 | 76 | 212391572
AMERICAN STANDARD | 4A6V7X60A1 | 4PX*DU60BS3 | S8V2D120M5PCA | 54000 | 52000 | 17.1 | 11.7 | 8.2 | 1.8 | 95 | 76 | 212391571
AMERICAN STANDARD | 4A6V7X36A1 | TAMXB0B30V31 |  | 34000 | 29000 | 17.1 | 12 | 8.5 | 1.8 | 90 | 70 | 212391566
AMERICAN STANDARD | 4A6V7X24A1 | TAMXB0B30V31 |  | 23800 | 18200 | 17.1 | 12 | 8.5 | 1.9 | 94 | 71 | 212391564
TRANE | 4TWV7X60A1 | 4TXCD010DS3 | S8V2D120M5PDA | 54000 | 52000 | 17.1 | 11.7 | 8.2 | 1.8 | 95 | 76 | 212391563
TRANE | 4TWV7X60A1 | 4TXCD010DS3 | S8V2D120M5PCA | 54000 | 52000 | 17.1 | 11.7 | 8.2 | 1.8 | 95 | 76 | 212391562
TRANE | 4TWV7X60A1 | 4PX*DU60BS3 | S8V2D120M5PDA | 54000 | 52000 | 17.1 | 11.7 | 8.2 | 1.8 | 95 | 76 | 212391559
TRANE | 4TWV7X60A1 | 4PX*DU60BS3 | S8V2D120M5PCA | 54000 | 52000 | 17.1 | 11.7 | 8.2 | 1.8 | 95 | 76 | 212391558
AMERICAN STANDARD | 4A6V7X48A1 | TAMXB0C60V51 |  | 46000 | 48000 | 17.1 | 12 | 8.5 | 1.8 | 75 | 58 | 212391555
AMERICAN STANDARD | 4A6V7X48A1 | 4TXCD010DS3 | S8V2D120M5PCA | 47000 | 43500 | 17.1 | 12 | 8.2 | 1.8 | 85 | 65 | 212391553
AMERICAN STANDARD | 4A6V7X48A1 | 4TXCD010DS3 | S8V2D120M5PDA | 47000 | 43500 | 17.1 | 12 | 8.2 | 1.8 | 85 | 65 | 212391552
AMERICAN STANDARD | 4A6V7X48A1 | 4TXCD008DS3 | S8V2D120M5PDA | 46000 | 44000 | 17.1 | 11.7 | 8.2 | 1.8 | 85 | 65 | 212391551
AMERICAN STANDARD | 4A6V7X48A1 | 4TXCD008DS3 | S8V2D120M5PCA | 46000 | 44000 | 17.1 | 11.7 | 8.2 | 1.8 | 85 | 65 | 212391550
AMERICAN STANDARD | 4A6V7X48A1 | 4TXCC009DS3 | S8V2C100M5PCA | 46500 | 43500 | 17.1 | 11.7 | 8.2 | 1.8 | 86 | 66 | 212391549
AMERICAN STANDARD | 4A6V7X48A1 | 4TXCC009DS3 | S8V2C080M5PCA | 46500 | 43000 | 17.1 | 11.7 | 8.2 | 1.8 | 86 | 66 | 212391548
AMERICAN STANDARD | 4A6V7X48A1 | 4TXCC009DS3 | S8V2C080M5PDA | 46500 | 43000 | 17.1 | 11.7 | 8.2 | 1.8 | 86 | 66 | 212391547
AMERICAN STANDARD | 4A6V7X48A1 | 4TXCC009DS3 | S8V2C100M5PDA | 46500 | 43500 | 17.1 | 11.7 | 8.2 | 1.8 | 86 | 66 | 212391546
AMERICAN STANDARD | 4A6V7X48A1 | 4TXCC007DS3 | S8V2C080M5PCA | 45500 | 43500 | 17.1 | 11.5 | 8.2 | 1.8 | 86 | 66 | 212391545
AMERICAN STANDARD | 4A6V7X48A1 | 4TXCC007DS3 | S8V2C100M5PCA | 45500 | 44000 | 17.1 | 11.5 | 8.2 | 1.8 | 85 | 66 | 212391544
TRANE | 4TWV7X48A1 | 4TXCC007DS3 | S8V2C100M5PCA | 45500 | 44000 | 17.1 | 11.5 | 8.2 | 1.8 | 85 | 66 | 212391543
AMERICAN STANDARD | 4A6V7X48A1 | 4TXCC007DS3 | S8V2C080M5PDA | 45500 | 43500 | 17.1 | 11.5 | 8.2 | 1.8 | 86 | 66 | 212391542
TRANE | 4TWV7X48A1 | 4TXCC007DS3 | S8V2C080M5PDA | 45500 | 43500 | 17.1 | 11.5 | 8.2 | 1.8 | 86 | 66 | 212391541
AMERICAN STANDARD | 4A6V7X48A1 | 4TXCC007DS3 | S8V2C100M5PDA | 45500 | 44000 | 17.1 | 11.5 | 8.2 | 1.8 | 85 | 66 | 212391540
TRANE | 4TWV7X48A1 | 4TXCC007DS3 | S8V2C100M5PDA | 45500 | 44000 | 17.1 | 11.5 | 8.2 | 1.8 | 85 | 66 | 212391539
AMERICAN STANDARD | 4A6V7X48A1 | 4TXCB006DS3 | S8V2B080M4PCA | 45500 | 44000 | 17.1 | 11.2 | 8.2 | 1.8 | 85 | 67 | 212391530
TRANE | 4TWV7X48A1 | 4TXCB006DS3 | S8V2B080M4PCA | 45500 | 44000 | 17.1 | 11.2 | 8.2 | 1.8 | 85 | 67 | 212391529
AMERICAN STANDARD | 4A6V7X48A1 | 4TXCB006DS3 | S8V2B060M4PDA | 45500 | 44000 | 17.1 | 11.2 | 8.2 | 1.8 | 85 | 66 | 212391528
TRANE | 4TWV7X48A1 | 4TXCB006DS3 | S8V2B060M4PDA | 45500 | 44000 | 17.1 | 11.2 | 8.2 | 1.8 | 85 | 66 | 212391527
AMERICAN STANDARD | 4A6V7X48A1 | 4TXCB006DS3 | S8V2B060M4PCA | 45500 | 44000 | 17.1 | 11.2 | 8.2 | 1.8 | 85 | 66 | 212391526
TRANE | 4TWV7X48A1 | 4TXCB006DS3 | S8V2B060M4PCA | 45500 | 44000 | 17.1 | 11.2 | 8.2 | 1.8 | 85 | 66 | 212391525
AMERICAN STANDARD | 4A6V7X48A1 | 4TXCB006DS3 | S8V2B080M4PDA | 45500 | 44000 | 17.1 | 11.2 | 8.2 | 1.8 | 85 | 67 | 212391524
TRANE | 4TWV7X48A1 | 4TXCB006DS3 | S8V2B080M4PDA | 45500 | 44000 | 17.1 | 11.2 | 8.2 | 1.8 | 85 | 67 | 212391523
AMERICAN STANDARD | 4A6V7X48A1 | 4PX*DU60BS3 | S8V2D120M5PDA | 47000 | 43500 | 17.1 | 12 | 8.2 | 1.8 | 85 | 65 | 212391522
AMERICAN STANDARD | 4A6V7X48A1 | 4PX*DU60BS3 | S8V2D120M5PCA | 47000 | 43500 | 17.1 | 12 | 8.2 | 1.8 | 85 | 65 | 212391521
AMERICAN STANDARD | 4A6V7X48A1 | 4PX*DU48BS3 | S8V2D120M5PCA | 46000 | 44000 | 17.1 | 11.7 | 8.2 | 1.8 | 85 | 65 | 212391520
AMERISTAR | A5HP5024A1 | A5AHV004A1D3+TDR+TSTAT |  | 24000 | 22200 | 16 | 12 | 8.1 | 2.1 | 67 | 52 | 214296267
RUNTRU | A5HP5024A1 | A5AHV004A1D3+TDR+TSTAT |  | 24000 | 22200 | 16 | 12 | 8.1 | 2.1 | 67 | 52 | 214296266
AMERISTAR | A5HP5024A1 | A5AHV003A1B3+TDR+TSTAT |  | 23600 | 23000 | 15.2 | 12 | 8.1 | 2.1 | 67 | 51 | 214296265
RUNTRU | A5HP5024A1 | A5AHV003A1B3+TDR+TSTAT |  | 23600 | 23000 | 15.2 | 12 | 8.1 | 2.1 | 67 | 51 | 214296264
AMERISTAR | A5HP5024A1 | 5TXCC007AS3+TSTAT |  | 23800 | 22400 | 15.2 | 11.7 | 8.1 | 2 | 67 | 53 | 214296263
RUNTRU | A5HP5024A1 | 5TXCC007AS3+TSTAT |  | 23800 | 22400 | 15.2 | 11.7 | 8.1 | 2 | 67 | 53 | 214296262
AMERISTAR | A5HP5024A1 | 5TXCB006AS3+TSTAT |  | 23800 | 22400 | 15.2 | 11.7 | 8.1 | 2 | 67 | 53 | 214296261
RUNTRU | A5HP5024A1 | 5TXCB006AS3+TSTAT |  | 23800 | 22400 | 15.2 | 11.7 | 8.1 | 2 | 67 | 53 | 214296260
AMERISTAR | A5HP5024A1 | 5TXCB006AS3+TSTAT | A952V060BU4SB | 24200 | 21600 | 16 | 12 | 8.1 | 2.1 | 67 | 52 | 214296249
RUNTRU | A5HP5024A1 | 5TXCB006AS3+TSTAT | A952V060BU4SB | 24200 | 21600 | 16 | 12 | 8.1 | 2.1 | 67 | 52 | 214296248
AMERISTAR | A5HP5024A1 | 5TXCB006AS3+TSTAT | A952V060BU4SA | 24200 | 21600 | 16 | 12 | 8.1 | 2.1 | 67 | 52 | 214296247
RUNTRU | A5HP5024A1 | 5TXCB006AS3+TSTAT | A952V060BU4SA | 24200 | 21600 | 16 | 12 | 8.1 | 2.1 | 67 | 52 | 214296246
AMERICAN STANDARD | 4A6H7024A1 | 4PX*BU48BS3 | *UHMB060ACV3 | 25600 | 24400 | 16 | 12 | 8.1 | 2.1 | 63 | 46 | 211287795
TRANE | 4TWR7024A1 | 4PX*BU48BS3 | *UHMB060ACV3 | 25600 | 24400 | 16 | 12 | 8.1 | 2.1 | 63 | 46 | 211287796
AMERICAN STANDARD | 4A6H7024A1 | 4PX*BU48BS3 | *UHMB080ACV3 | 25600 | 24400 | 16 | 12 | 8.1 | 2.11 | 62 | 46 | 211287811
TRANE | 4TWR7024A1 | 4PX*BU48BS3 | *UHMB080ACV3 | 25600 | 24400 | 16 | 12 | 8.1 | 2.11 | 62 | 46 | 211287812
TRANE | 4TWV8X48A1 | 4TXCD008DS3 | *UD2C100ACV5 | 44500 | 42500 | 18 | 11.5 | 8.5 | 1.76 | 86 | 67 | 211289061
TRANE | 4TWV8X48A1 | 4PX*DU60BS3 | *UD2C100ACV5 | 45500 | 42000 | 18 | 11.7 | 8.5 | 1.79 | 86 | 68 | 211289060
TRANE | 4TWV8X48A1 | 4PX*DU48BS3 | *UD2D120ACV5 | 45500 | 44000 | 18 | 11.5 | 8.5 | 1.81 | 85 | 65 | 211289059
TRANE | 4TWV8X48A1 | 4PX*DU48BS3 | *UD2C100ACV5 | 44500 | 42500 | 18 | 11.5 | 8.5 | 1.76 | 86 | 67 | 211289058
TRANE | 4TWV8X48A1 | 4PX*DD60BS3+HORIZ-RT | *UD2D120ACV5 | 45500 | 43500 | 18 | 11.5 | 8.5 | 1.8 | 85 | 65 | 211289057
TRANE | 4TWV8X48A1 | 4PX*CD60BS3+HORIZ-RT | *UD2C100ACV5 | 47000 | 43500 | 18 | 11.5 | 8.5 | 1.78 | 86 | 67 | 211289055
TRANE | 4TWV8X36A1 | 4PX*CU42BS3 | *UD2C100ACV5 | 35400 | 32000 | 18 | 12 | 8.5 | 1.84 | 83 | 64 | 211289054
TRANE | 4TWV0X48A1 | 4TXCD008DS3 | *UD2D120ACV5 | 45500 | 43000 | 19 | 11.2 | 8.2 | 1.75 | 86 | 66 | 211289048
TRANE | 4TWV0X48A1 | 4PX*DU48BS3 | *UD2D120ACV5 | 45500 | 43000 | 19 | 11.2 | 8.2 | 1.75 | 86 | 66 | 211289045
TRANE | 4TWV0X48A1 | 4PX*DD60BS3+HORIZ-RT | *UD2D120ACV5 | 45500 | 42000 | 19 | 11.2 | 8.2 | 1.75 | 86 | 66 | 211289043
TRANE | 4TWV0X36A1 | 4PX*CU42BS3 | *UD2C100ACV5 | 35800 | 32800 | 20 | 12.7 | 8.7 | 1.81 | 82 | 62 | 211289039
TRANE | 4TWV0X36A1 | 4PX*CD42BS3+HORIZ-RT | *UD2C100ACV5 | 36000 | 31200 | 20.5 | 12.7 | 8.2 | 1.75 | 85 | 65 | 211289038
TRANE | 4TWL9036A1 | 4PX*BU30BS3 | *UD2B060ACV3 | 34800 | 36000 | 16.5 | 10 | 8.2 | 2.1 | 68 | 53 | 211289035
AMERICAN STANDARD | 4A6L9060A1 | 4TXCD010DS3 | *DD2C100A9V5+RP | 52000 | 48500 | 17 | 10 | 8.2 | 2.14 | 73 | 60 | 211306997
AMERICAN STANDARD | 4A6L9060A1 | 4TXCC009DS3 | *DD2C100A9V5+RP | 53500 | 49500 | 17 | 10 | 8.7 | 2.2 | 74 | 61 | 211306996
AMERICAN STANDARD | 4A6L9060A1 | 4PX*DU60BS3 | *DD2C100A9V5+RP | 51500 | 48500 | 16.5 | 10 | 8.2 | 2.1 | 74 | 61 | 211306995
AMERICAN STANDARD | 4A6L9060A1 | 4PX*CU60BS3 | *DD2C100A9V5+RP | 53000 | 50000 | 17 | 10 | 8.5 | 2.15 | 74 | 61 | 211306993
TRANE | 4TWL9060A1 | 4TXCD010DS3 | *DD2C100A9V5+RP | 52000 | 48500 | 17 | 10 | 8.2 | 2.14 | 73 | 60 | 211306986
TRANE | 4TWL9060A1 | 4TXCC009DS3 | *DD2C100A9V5+RP | 53500 | 49500 | 17 | 10 | 8.7 | 2.2 | 74 | 61 | 211306985
TRANE | 4TWL9060A1 | 4PX*DU60BS3 | *DD2C100A9V5+RP | 51500 | 48500 | 16.5 | 10 | 8.2 | 2.1 | 74 | 61 | 211306984
TRANE | 4TWL9060A1 | 4PX*CU60BS3 | *DD2C100A9V5+RP | 53000 | 50000 | 17 | 10 | 8.5 | 2.15 | 74 | 61 | 211306982
RUNTRU | A4HP6042A1 | A4AH5E49A1C3 |  | 42000 | 39000 | 15.2 | 12 | 8.1 | 2.21 | 64 | 48 | 211287231
AMERICAN STANDARD | 5A6H5030A1 | 5TEM6B03AV21+TDR+TSTAT |  | 27000 | 26800 | 15.2 | 11.7 | 8.1 | 2.1 | 67 | 51 | 214077704
TRANE | 5TWR5030A1 | 5TEM6B03AV21+TDR+TSTAT |  | 27000 | 26800 | 15.2 | 11.7 | 8.1 | 2.1 | 67 | 51 | 214077703
AMERICAN STANDARD | 5A6H5024A1 | 5TXCC007AS3+TSTAT |  | 23600 | 22200 | 15.2 | 11.7 | 8.1 | 2 | 68 | 53 | 214077700
TRANE | 5TWR5024A1 | 5TXCC007AS3+TSTAT |  | 23600 | 22200 | 15.2 | 11.7 | 8.1 | 2 | 68 | 53 | 214077699
AMERICAN STANDARD | 4A6L5030N1 | 4TXCB006DS3+P0V0B000M40SD |  | 30800 | 27800 | 16 | 12 | 8.1 | 2.2 | 66 | 51 | 212628427
TRANE | 4TWL5030N1 | 4TXCB006DS3+P0V0B000M40SD |  | 30800 | 27800 | 16 | 12 | 8.1 | 2.2 | 66 | 51 | 212628426
AMERICAN STANDARD | 4A6L5030N1 | 4TXCB006DS3 | L8V1A040U3VSB | 29200 | 27400 | 15.2 | 12 | 8.1 | 2.1 | 66 | 51 | 212628425
TRANE | 4TWL5030N1 | 4TXCB006DS3 | L8V1A040U3VSB | 29200 | 27400 | 15.2 | 12 | 8.1 | 2.1 | 66 | 51 | 212628424
AMERICAN STANDARD | 4A6L5030N1 | 4TXCB006DS3 | L8V1A060U3VSB | 29200 | 27200 | 16 | 12 | 8.1 | 2.1 | 67 | 52 | 212628423
TRANE | 4TWL5030N1 | 4TXCB006DS3 | L8V1A060U3VSB | 29200 | 27200 | 16 | 12 | 8.1 | 2.1 | 67 | 52 | 212628422
AMERICAN STANDARD | 4A6L5030N1 | 4TXCB006DS3+P0V0A000M30SD |  | 29400 | 27400 | 16 | 12 | 8.1 | 2.1 | 66 | 51 | 212628421
TRANE | 4TWL5030N1 | 4TXCB006DS3+P0V0A000M30SD |  | 29400 | 27400 | 16 | 12 | 8.1 | 2.1 | 66 | 51 | 212628420
AMERICAN STANDARD | 4A6L5030N1 | 4TXCB006DS3 | L8V1B080U4VSB | 30200 | 27600 | 16 | 12 | 8.1 | 2.2 | 66 | 51 | 212628419
TRANE | 4TWL5030N1 | 4TXCB006DS3 | L8V1B080U4VSB | 30200 | 27600 | 16 | 12 | 8.1 | 2.2 | 66 | 51 | 212628418
AMERICAN STANDARD | 4A6L5030N1 | 4TXCB004DS3+P0V0A000M30SD |  | 29000 | 26800 | 15.2 | 12 | 8.1 | 2.1 | 68 | 53 | 212628413
TRANE | 4TWL5030N1 | 4TXCB004DS3+P0V0A000M30SD |  | 29000 | 26800 | 15.2 | 12 | 8.1 | 2.1 | 68 | 53 | 212628412
AMERICAN STANDARD | 4A6L5030N1 | 4TXCB004DS3+P0V0B000M40SD |  | 30000 | 27200 | 16 | 12 | 8.1 | 2.2 | 67 | 52 | 212628411
TRANE | 4TWL5030N1 | 4TXCB004DS3+P0V0B000M40SD |  | 30000 | 27200 | 16 | 12 | 8.1 | 2.2 | 67 | 52 | 212628410
AMERICAN STANDARD | 4A6L5030N1 | 4TXCB003DS3 | L8V1A040U3VSB | 27800 | 29200 | 15.2 | 12 | 8.1 | 2 | 65 | 50 | 212628407
TRANE | 4TWL5030N1 | 4TXCB003DS3 | L8V1A040U3VSB | 27800 | 29200 | 15.2 | 12 | 8.1 | 2 | 65 | 50 | 212628406
AMERICAN STANDARD | 4A6L5030N1 | 4TXCB003DS3 | L8V1B080U4VSB | 28800 | 29600 | 15.2 | 12 | 8.1 | 2.1 | 65 | 50 | 212628405
TRANE | 4TWL5030N1 | 4TXCB003DS3 | L8V1B080U4VSB | 28800 | 29600 | 15.2 | 12 | 8.1 | 2.1 | 65 | 50 | 212628404
AMERICAN STANDARD | 4A6L5030N1 | 4TXCB003DS3+P0V0B000M40SD |  | 29200 | 29400 | 15.2 | 12 | 8.1 | 2.1 | 65 | 50 | 212628403
TRANE | 4TWL5030N1 | 4TXCB003DS3+P0V0B000M40SD |  | 29200 | 29400 | 15.2 | 12 | 8.1 | 2.1 | 65 | 50 | 212628402
AMERICAN STANDARD | 4A6L5030N1 | 4TXCB003DS3+P0V0A000M30SD |  | 28000 | 29200 | 15.2 | 12 | 8.1 | 2 | 65 | 50 | 212628401
TRANE | 4TWL5030N1 | 4TXCB003DS3+P0V0A000M30SD |  | 28000 | 29200 | 15.2 | 12 | 8.1 | 2 | 65 | 50 | 212628400
AMERICAN STANDARD | 4A6L5030N1 | 4TXCB003DS3 | L8V1A060U3VSB | 27600 | 29000 | 15.2 | 12 | 8.1 | 2 | 65 | 50 | 212628399
TRANE | 4TWL5030N1 | 4TXCB003DS3 | L8V1A060U3VSB | 27600 | 29000 | 15.2 | 12 | 8.1 | 2 | 65 | 50 | 212628398
AMERICAN STANDARD | 4A6L5030N1 | 4PX*BU48BS3 | L8V1B080U4VSB | 30200 | 27600 | 16 | 12 | 8.1 | 2.2 | 66 | 51 | 212628391
TRANE | 4TWL5030N1 | 4PX*BU48BS3 | L8V1B080U4VSB | 30200 | 27600 | 16 | 12 | 8.1 | 2.2 | 66 | 51 | 212628390
AMERICAN STANDARD | 4A6L5030N1 | 4PX*BU48BS3 | L8V1A040U3VSB | 29200 | 27400 | 15.2 | 12 | 8.1 | 2.1 | 66 | 51 | 212628389
TRANE | 4TWL5030N1 | 4PX*BU48BS3 | L8V1A040U3VSB | 29200 | 27400 | 15.2 | 12 | 8.1 | 2.1 | 66 | 51 | 212628388
AMERICAN STANDARD | 4A6L5030N1 | 4PX*BU48BS3 | L8V1A060U3VSB | 29200 | 27200 | 16 | 12 | 8.1 | 2.1 | 67 | 52 | 212628387
TRANE | 4TWL5030N1 | 4PX*BU48BS3 | L8V1A060U3VSB | 29200 | 27200 | 16 | 12 | 8.1 | 2.1 | 67 | 52 | 212628386
AMERICAN STANDARD | 4A6L5030N1 | 4PX*BU48BS3+P0V0B000M40SD |  | 30800 | 27800 | 16 | 12 | 8.1 | 2.2 | 66 | 51 | 212628385
TRANE | 4TWL5030N1 | 4PX*BU48BS3+P0V0B000M40SD |  | 30800 | 27800 | 16 | 12 | 8.1 | 2.2 | 66 | 51 | 212628384
AMERICAN STANDARD | 4A6L5030N1 | 4PX*BU48BS3+P0V0A000M30SD |  | 29400 | 27400 | 16 | 12 | 8.1 | 2.1 | 66 | 51 | 212628383
TRANE | 4TWL5030N1 | 4PX*BU48BS3+P0V0A000M30SD |  | 29400 | 27400 | 16 | 12 | 8.1 | 2.1 | 66 | 51 | 212628382
AMERICAN STANDARD | 4A6L5030N1 | 4PX*BU42BS3 | L8V1B080U4VSB | 30200 | 28000 | 16 | 12 | 8.1 | 2.2 | 66 | 51 | 212628381
TRANE | 4TWL5030N1 | 4PX*BU42BS3 | L8V1B080U4VSB | 30200 | 28000 | 16 | 12 | 8.1 | 2.2 | 66 | 51 | 212628380
AMERICAN STANDARD | 4A6L5030N1 | 4PX*BU42BS3 | L8V1A040U3VSB | 28800 | 27400 | 15.2 | 12 | 8.1 | 2.1 | 66 | 51 | 212628379
TRANE | 4TWL5030N1 | 4PX*BU42BS3 | L8V1A040U3VSB | 28800 | 27400 | 15.2 | 12 | 8.1 | 2.1 | 66 | 51 | 212628378
AMERICAN STANDARD | 4A6L5030N1 | 4PX*BU42BS3 | L8V1A060U3VSB | 29200 | 27600 | 16 | 12 | 8.1 | 2.1 | 66 | 51 | 212628377
TRANE | 4TWL5030N1 | 4PX*BU42BS3 | L8V1A060U3VSB | 29200 | 27600 | 16 | 12 | 8.1 | 2.1 | 66 | 51 | 212628376
AMERICAN STANDARD | 4A6L5030N1 | 4PX*BU42BS3+P0V0B000M40SD |  | 30800 | 28000 | 16 | 12 | 8.1 | 2.2 | 66 | 51 | 212628375
TRANE | 4TWL5030N1 | 4PX*BU42BS3+P0V0B000M40SD |  | 30800 | 28000 | 16 | 12 | 8.1 | 2.2 | 66 | 51 | 212628374
AMERICAN STANDARD | 4A6L5030N1 | 4PX*BU42BS3+P0V0A000M30SD |  | 29200 | 27600 | 16 | 12 | 8.1 | 2.1 | 66 | 51 | 212628373
TRANE | 4TWL5030N1 | 4PX*BU42BS3+P0V0A000M30SD |  | 29200 | 27600 | 16 | 12 | 8.1 | 2.1 | 66 | 51 | 212628372
AMERICAN STANDARD | 4A6L5030N1 | 4PX*BU36BS3+P0V0B000M40SD |  | 30000 | 27200 | 16 | 12 | 8.1 | 2.2 | 67 | 52 | 212628367
TRANE | 4TWL5030N1 | 4PX*BU36BS3+P0V0B000M40SD |  | 30000 | 27200 | 16 | 12 | 8.1 | 2.2 | 67 | 52 | 212628366
AMERICAN STANDARD | 4A6L5030N1 | 4PX*BU36BS3+P0V0A000M30SD |  | 29000 | 26800 | 15.2 | 12 | 8.1 | 2.1 | 68 | 53 | 212628365
TRANE | 4TWL5030N1 | 4PX*BU36BS3+P0V0A000M30SD |  | 29000 | 26800 | 15.2 | 12 | 8.1 | 2.1 | 68 | 53 | 212628364
AMERICAN STANDARD | 4A6L5030N1 | 4PX*BU30BS3+P0V0B000M40SD |  | 29200 | 29400 | 15.2 | 12 | 8.1 | 2.1 | 65 | 50 | 212628361
TRANE | 4TWL5030N1 | 4PX*BU30BS3+P0V0B000M40SD |  | 29200 | 29400 | 15.2 | 12 | 8.1 | 2.1 | 65 | 50 | 212628360
AMERICAN STANDARD | 4A6L5030N1 | 4PX*BU30BS3+P0V0A000M30SD |  | 28000 | 29200 | 15.2 | 12 | 8.1 | 2 | 65 | 50 | 212628359
TRANE | 4TWL5030N1 | 4PX*BU30BS3+P0V0A000M30SD |  | 28000 | 29200 | 15.2 | 12 | 8.1 | 2 | 65 | 50 | 212628358
AMERICAN STANDARD | 4A6L5030N1 | 4PX*BU30BS3 | L8V1A060U3VSB | 27600 | 29000 | 15.2 | 12 | 8.1 | 2 | 65 | 50 | 212628357
TRANE | 4TWL5030N1 | 4PX*BU30BS3 | L8V1A060U3VSB | 27600 | 29000 | 15.2 | 12 | 8.1 | 2 | 65 | 50 | 212628356
AMERICAN STANDARD | 4A6L5030N1 | 4PX*BU30BS3 | L8V1A040U3VSB | 27800 | 29200 | 15.2 | 12 | 8.1 | 2 | 65 | 50 | 212628355
TRANE | 4TWL5030N1 | 4PX*BU30BS3 | L8V1A040U3VSB | 27800 | 29200 | 15.2 | 12 | 8.1 | 2 | 65 | 50 | 212628354
AMERICAN STANDARD | 4A6L5030N1 | 4PX*BU30BS3 | L8V1B080U4VSB | 28800 | 29600 | 15.2 | 12 | 8.1 | 2.1 | 65 | 50 | 212628353
TRANE | 4TWL5030N1 | 4PX*BU30BS3 | L8V1B080U4VSB | 28800 | 29600 | 15.2 | 12 | 8.1 | 2.1 | 65 | 50 | 212628352
AMERICAN STANDARD | 4A6V0X36A1 | 4PX*CD42BS3+HORIZ-RT | *UD2C100ACV5 | 36000 | 31200 | 20.5 | 12.7 | 8.2 | 1.75 | 85 | 65 | 211289071
AMERICAN STANDARD | 4A6L9036A1 | 4PX*BU30BS3 | *UD2B060ACV3 | 34800 | 36000 | 16.5 | 10 | 8.2 | 2.1 | 68 | 53 | 211289068
TRANE | 4TWV8X48A1 | 4TXCD010DS3 | *UD2C100ACV5 | 45500 | 42000 | 18 | 11.7 | 8.5 | 1.79 | 86 | 68 | 211289063
TRANE | 4TWV8X48A1 | 4TXCD008DS3 | *UD2D120ACV5 | 45500 | 44000 | 18 | 11.5 | 8.5 | 1.81 | 85 | 65 | 211289062
AMERICAN STANDARD | 4A6V0X48A1 | 4PX*DU60BS3+P0V0D000M50SD+RP |  | 47000 | 42000 | 20 | 12 | 8.5 | 1.8 | 85 | 66 | 212629856
TRANE | 4TWV0X48A1 | 4PX*DU60BS3+P0V0D000M50SD+RP |  | 47000 | 42000 | 20 | 12 | 8.5 | 1.8 | 85 | 66 | 212629855
AMERICAN STANDARD | 4A6V0X48A1 | 4PX*DU48BS3+P0V0D000M50SD+RP |  | 46000 | 42500 | 19.5 | 12 | 8.5 | 1.8 | 85 | 66 | 212629854
TRANE | 4TWV0X48A1 | 4PX*DU48BS3+P0V0D000M50SD+RP |  | 46000 | 42500 | 19.5 | 12 | 8.5 | 1.8 | 85 | 66 | 212629853
AMERICAN STANDARD | 4A6V0X48A1 | 4PX*DD60BS3+P0V0D000M50SD+RP |  | 46000 | 42000 | 19.5 | 11.7 | 8.5 | 1.8 | 85 | 66 | 212629848
TRANE | 4TWV0X48A1 | 4PX*DD60BS3+P0V0D000M50SD+RP |  | 46000 | 42000 | 19.5 | 11.7 | 8.5 | 1.8 | 85 | 66 | 212629847
AMERICAN STANDARD | 4A6V0X48A1 | 4PX*CU60BS3 | L8V1C100U5VSB+RP | 46500 | 42000 | 19.5 | 11.7 | 8.5 | 1.8 | 86 | 66 | 212629844
TRANE | 4TWV0X48A1 | 4PX*CU60BS3 | L8V1C100U5VSB+RP | 46500 | 42000 | 19.5 | 11.7 | 8.5 | 1.8 | 86 | 66 | 212629843
AMERICAN STANDARD | 4A6V0X48A1 | 4PX*CU60BS3+P0V0C000M50SD+RP |  | 47000 | 42000 | 20 | 12 | 8.5 | 1.8 | 86 | 67 | 212629842
TRANE | 4TWV0X48A1 | 4PX*CU60BS3+P0V0C000M50SD+RP |  | 47000 | 42000 | 20 | 12 | 8.5 | 1.8 | 86 | 67 | 212629841
AMERICAN STANDARD | 4A6V0X36A1 | 4TXCB006DS3+P0V0B000M40SD+RP |  | 34200 | 31200 | 18.5 | 12.5 | 8.5 | 1.8 | 81 | 63 | 212629822
TRANE | 4TWV0X36A1 | 4TXCB006DS3+P0V0B000M40SD+RP |  | 34200 | 31200 | 18.5 | 12.5 | 8.5 | 1.8 | 81 | 63 | 212629821
AMERICAN STANDARD | 4A6V0X36A1 | 4PX*BU42BS3+P0V0B000M40SD+RP |  | 34000 | 31800 | 18 | 12.7 | 8.5 | 1.8 | 81 | 62 | 212629806
TRANE | 4TWV0X36A1 | 4PX*BU42BS3+P0V0B000M40SD+RP |  | 34000 | 31800 | 18 | 12.7 | 8.5 | 1.8 | 81 | 62 | 212629805
AMERICAN STANDARD | 4A6V0X24A1 | 4TXCB004DS3 | L8V1A060U3VSB+RP | 23000 | 19800 | 18 | 12 | 8.2 | 1.8 | 83 | 64 | 212629786
TRANE | 4TWV0X24A1 | 4TXCB004DS3 | L8V1A060U3VSB+RP | 23000 | 19800 | 18 | 12 | 8.2 | 1.8 | 83 | 64 | 212629785
AMERICAN STANDARD | 4A6V0X24A1 | 4TXCB004DS3 | L8V1A040U3VSB+RP | 23000 | 19800 | 17.5 | 12 | 8.2 | 1.8 | 84 | 64 | 212629784
AMERICAN STANDARD | 5A6H5024A1 | 5TXCB006AS3+TSTAT | S9X2B060U4PSB | 24600 | 22000 | 16 | 12 | 8.1 | 2.1 | 67 | 52 | 214078328
TRANE | 5TWR5024A1 | 5TXCB006AS3+TSTAT | S9X2B060U4PSB | 24600 | 22000 | 16 | 12 | 8.1 | 2.1 | 67 | 52 | 214078327
AMERICAN STANDARD | 5A6H5024A1 | 5TXCB004AS3+TSTAT | S9X2B080U4PSB | 23400 | 21800 | 15.2 | 12 | 8.1 | 2.1 | 67 | 51 | 214078326
TRANE | 5TWR5024A1 | 5TXCB004AS3+TSTAT | S9X2B080U4PSB | 23400 | 21800 | 15.2 | 12 | 8.1 | 2.1 | 67 | 51 | 214078325
AMERICAN STANDARD | 5A6H5018A1 | 5TEM6B03AV21+TDR+TSTAT |  | 18800 | 18600 | 15.2 | 12 | 8.1 | 2 | 65 | 49 | 214078310
TRANE | 5TWR5018A1 | 5TEM6B03AV21+TDR+TSTAT |  | 18800 | 18600 | 15.2 | 12 | 8.1 | 2 | 65 | 49 | 214078309
AMERICAN STANDARD | 4A6V7X48A1 | 4TXFH064AZ3 | S8V2B060M4PCA | 46000 | 43500 | 17.1 | 11.7 | 8.1 | 1.8 | 84 | 66 | 214078308
TRANE | 4TWV7X48A1 | 4TXFH064AZ3 | S8V2B060M4PCA | 46000 | 43500 | 17.1 | 11.7 | 8.1 | 1.8 | 84 | 66 | 214078307
AMERICAN STANDARD | 4A6V7X48A1 | 4TXFH064AZ3 | S8V2B080M4PDA | 46000 | 43500 | 17.1 | 11.7 | 8.1 | 1.8 | 84 | 66 | 214078306
TRANE | 4TWV7X48A1 | 4TXFH064AZ3 | S8V2B080M4PDA | 46000 | 43500 | 17.1 | 11.7 | 8.1 | 1.8 | 84 | 66 | 214078305
AMERICAN STANDARD | 4A6V7X48A1 | 4TXFH064AZ3 | S8V2B080M4PCA | 46000 | 43500 | 17.1 | 11.7 | 8.1 | 1.8 | 84 | 66 | 214078304
TRANE | 4TWV7X48A1 | 4TXFH064AZ3 | S8V2B080M4PCA | 46000 | 43500 | 17.1 | 11.7 | 8.1 | 1.8 | 84 | 66 | 214078303
AMERICAN STANDARD | 4A6V7X48A1 | 4TXFH064AZ3 | S8V2B060M4PDA | 46000 | 43500 | 17.1 | 11.7 | 8.1 | 1.8 | 84 | 66 | 214078302
TRANE | 4TWV7X48A1 | 4TXFH064AZ3 | S8V2B060M4PDA | 46000 | 43500 | 17.1 | 11.7 | 8.1 | 1.8 | 84 | 66 | 214078301
AMERICAN STANDARD | 4A6V7X48A1 | 4TXFH064AZ3 | S8V2D120M5PDA | 46500 | 43500 | 17.1 | 11.7 | 8.1 | 1.8 | 85 | 65 | 214078288
TRANE | 4TWV7X48A1 | 4TXFH064AZ3 | S8V2D120M5PDA | 46500 | 43500 | 17.1 | 11.7 | 8.1 | 1.8 | 85 | 65 | 214078287
AMERICAN STANDARD | 4A6V7X48A1 | 4TXFH064AZ3 | S8V2C100M5PDA | 46500 | 43500 | 17.1 | 11.7 | 8.1 | 1.8 | 85 | 65 | 214078286
TRANE | 4TWV7X48A1 | 4TXFH064AZ3 | S8V2C100M5PDA | 46500 | 43500 | 17.1 | 11.7 | 8.1 | 1.8 | 85 | 65 | 214078285
AMERICAN STANDARD | 4A6V7X48A1 | 4TXFH064AZ3 | S8V2C100M5PCA | 46500 | 43500 | 17.1 | 11.7 | 8.1 | 1.8 | 85 | 65 | 214078284
TRANE | 4TWV7X48A1 | 4TXFH064AZ3 | S8V2C100M5PCA | 46500 | 43500 | 17.1 | 11.7 | 8.1 | 1.8 | 85 | 65 | 214078283
AMERICAN STANDARD | 4A6V7X48A1 | 4TXFH064AZ3 | S8V2C080M5PDA | 46000 | 43000 | 17.1 | 11.7 | 8.1 | 1.8 | 85 | 66 | 214078282
TRANE | 4TWV7X48A1 | 4TXFH064AZ3 | S8V2C080M5PDA | 46000 | 43000 | 17.1 | 11.7 | 8.1 | 1.8 | 85 | 66 | 214078281
AMERICAN STANDARD | 4A6V7X48A1 | 4TXFH064AZ3 | S8V2C080M5PCA | 46000 | 43000 | 17.1 | 11.7 | 8.1 | 1.8 | 85 | 66 | 214078280
TRANE | 4TWV7X48A1 | 4TXFH064AZ3 | S8V2C080M5PCA | 46000 | 43000 | 17.1 | 11.7 | 8.1 | 1.8 | 85 | 66 | 214078279
AMERICAN STANDARD | 4A6V7X48A1 | 4TXFH064AZ3 | S8V2D120M5PCA | 46500 | 43500 | 17.1 | 11.7 | 8.1 | 1.8 | 85 | 65 | 214078278
TRANE | 4TWV7X48A1 | 4TXFH064AZ3 | S8V2D120M5PCA | 46500 | 43500 | 17.1 | 11.7 | 8.1 | 1.8 | 85 | 65 | 214078277
AMERICAN STANDARD | 4A6V7X36A1 | 4TXFH036CZ3 | S8V2B060M4PDA | 34000 | 31400 | 17.1 | 11.7 | 8.1 | 1.8 | 82 | 64 | 214078276
TRANE | 4TWV7X36A1 | 4TXFH036CZ3 | S8V2B060M4PDA | 34000 | 31400 | 17.1 | 11.7 | 8.1 | 1.8 | 82 | 64 | 214078275
AMERICAN STANDARD | 4A6V7X36A1 | 4TXFH036CZ3 | S8V2B080M4PCA | 34000 | 31400 | 17.1 | 11.7 | 8.1 | 1.8 | 82 | 64 | 214078274
TRANE | 4TWV7X36A1 | 4TXFH036CZ3 | S8V2B080M4PCA | 34000 | 31400 | 17.1 | 11.7 | 8.1 | 1.8 | 82 | 64 | 214078273
AMERICAN STANDARD | 4A6V7X36A1 | 4TXFH036CZ3 | S8V2B080M4PDA | 34000 | 31400 | 17.1 | 11.7 | 8.1 | 1.8 | 82 | 64 | 214078272
TRANE | 4TWV7X36A1 | 4TXFH036CZ3 | S8V2B080M4PDA | 34000 | 31400 | 17.1 | 11.7 | 8.1 | 1.8 | 82 | 64 | 214078271
AMERICAN STANDARD | 4A6V7X36A1 | 4TXFH036CZ3 | S8V2B060M4PCA | 34000 | 31400 | 17.1 | 11.7 | 8.1 | 1.8 | 82 | 64 | 214078268
TRANE | 4TWV7X36A1 | 4TXFH036CZ3 | S8V2B060M4PCA | 34000 | 31400 | 17.1 | 11.7 | 8.1 | 1.8 | 82 | 64 | 214078267
AMERICAN STANDARD | 4A6V7X36A1 | 4TXFH036CZ3 | S8V2D120M5PCA | 34200 | 31400 | 17.1 | 11.7 | 8.1 | 1.8 | 82 | 64 | 214078260
TRANE | 4TWV7X36A1 | 4TXFH036CZ3 | S8V2D120M5PCA | 34200 | 31400 | 17.1 | 11.7 | 8.1 | 1.8 | 82 | 64 | 214078259
AMERICAN STANDARD | 4A6V7X36A1 | 4TXFH036CZ3 | S8V2D120M5PDA | 34200 | 31400 | 17.1 | 11.7 | 8.1 | 1.8 | 82 | 64 | 214078258
TRANE | 4TWV7X36A1 | 4TXFH036CZ3 | S8V2D120M5PDA | 34200 | 31400 | 17.1 | 11.7 | 8.1 | 1.8 | 82 | 64 | 214078257
TRANE | 4TWL9048A1 | 4PX*DU60BS3+P0V0C000M50SD+RP |  | 47500 | 42000 | 19 | 12 | 8.7 | 2.2 | 73 | 58 | 212628984
AMERICAN STANDARD | 4A6L9048A1 | 4PX*DU48BS3+P0V0D000M50SD+RP |  | 48000 | 43500 | 19 | 12 | 9 | 2.3 | 73 | 58 | 212628983
TRANE | 4TWL9048A1 | 4PX*DU48BS3+P0V0D000M50SD+RP |  | 48000 | 43500 | 19 | 12 | 9 | 2.3 | 73 | 58 | 212628982
AMERICAN STANDARD | 4A6L9048A1 | 4PX*DU48BS3+P0V0C000M50SD+RP |  | 46500 | 42500 | 19 | 12 | 8.7 | 2.2 | 73 | 58 | 212628981
TRANE | 4TWL9048A1 | 4PX*DU48BS3+P0V0C000M50SD+RP |  | 46500 | 42500 | 19 | 12 | 8.7 | 2.2 | 73 | 58 | 212628980
AMERICAN STANDARD | 4A6L9048A1 | 4PX*DU48BS3 | L8V1C100U5VSB+RP | 46500 | 42500 | 19 | 11.7 | 8.7 | 2.2 | 73 | 58 | 212628979
TRANE | 4TWL9048A1 | 4PX*DU48BS3 | L8V1C100U5VSB+RP | 46500 | 42500 | 19 | 11.7 | 8.7 | 2.2 | 73 | 58 | 212628978
AMERICAN STANDARD | 4A6L9048A1 | 4PX*DD60BS3+P0V0C000M50SD+RP |  | 46500 | 42000 | 19 | 12 | 8.7 | 2.2 | 73 | 58 | 212628977
TRANE | 4TWL9048A1 | 4PX*DD60BS3+P0V0C000M50SD+RP |  | 46500 | 42000 | 19 | 12 | 8.7 | 2.2 | 73 | 58 | 212628976
AMERICAN STANDARD | 4A6L9048A1 | 4PX*DD60BS3+P0V0D000M50SD+RP |  | 48000 | 43000 | 19 | 12 | 9 | 2.3 | 73 | 58 | 212628975
TRANE | 4TWL9048A1 | 4PX*DD60BS3+P0V0D000M50SD+RP |  | 48000 | 43000 | 19 | 12 | 9 | 2.3 | 73 | 58 | 212628974
AMERICAN STANDARD | 4A6L9048A1 | 4PX*CU60BS3 | L8V1C100U5VSB+RP | 49000 | 43500 | 19 | 12 | 9 | 2.3 | 73 | 58 | 212628973
TRANE | 4TWL9048A1 | 4PX*CU60BS3 | L8V1C100U5VSB+RP | 49000 | 43500 | 19 | 12 | 9 | 2.3 | 73 | 58 | 212628972
AMERICAN STANDARD | 4A6L9048A1 | 4PX*CU60BS3+P0V0C000M50SD+RP |  | 49000 | 43000 | 19 | 12 | 9 | 2.3 | 73 | 59 | 212628971
TRANE | 4TWL9048A1 | 4PX*CU60BS3+P0V0C000M50SD+RP |  | 49000 | 43000 | 19 | 12 | 9 | 2.3 | 73 | 59 | 212628970
AMERICAN STANDARD | 4A6L9048A1 | 4PX*CU48BS3 | L8V1C100U5VSB+RP | 47500 | 44000 | 19 | 11.7 | 9 | 2.2 | 73 | 59 | 212628969
TRANE | 4TWL9048A1 | 4PX*CU48BS3 | L8V1C100U5VSB+RP | 47500 | 44000 | 19 | 11.7 | 9 | 2.2 | 73 | 59 | 212628968
AMERICAN STANDARD | 4A6L9048A1 | 4PX*CU48BS3+P0V0C000M50SD+RP |  | 48000 | 44000 | 19 | 11.7 | 9 | 2.3 | 73 | 58 | 212628967
TRANE | 4TWL9048A1 | 4PX*CU48BS3+P0V0C000M50SD+RP |  | 48000 | 44000 | 19 | 11.7 | 9 | 2.3 | 73 | 58 | 212628966
AMERICAN STANDARD | 4A6L9048A1 | 4PX*CU42BS3+P0V0C000M50SD+RP |  | 48000 | 44500 | 19 | 11.7 | 9 | 2.2 | 73 | 58 | 212628965
TRANE | 4TWL9048A1 | 4PX*CU42BS3+P0V0C000M50SD+RP |  | 48000 | 44500 | 19 | 11.7 | 9 | 2.2 | 73 | 58 | 212628964
AMERICAN STANDARD | 4A6L9048A1 | 4PX*CU42BS3 | L8V1C100U5VSB+RP | 48000 | 44500 | 19 | 11.7 | 8.7 | 2.2 | 73 | 58 | 212628963
TRANE | 4TWL9048A1 | 4PX*CU42BS3 | L8V1C100U5VSB+RP | 48000 | 44500 | 19 | 11.7 | 8.7 | 2.2 | 73 | 58 | 212628962
AMERICAN STANDARD | 4A6L9048A1 | 4PX*CD60BS3+P0V0C000M50SD+RP |  | 49000 | 43500 | 19 | 12 | 8.7 | 2.2 | 73 | 58 | 212628961
TRANE | 4TWL9048A1 | 4PX*CD60BS3+P0V0C000M50SD+RP |  | 49000 | 43500 | 19 | 12 | 8.7 | 2.2 | 73 | 58 | 212628960
AMERICAN STANDARD | 4A6L9048A1 | 4PX*BU48BS3 | L8V1B080U4VSB+RP | 47000 | 44500 | 19 | 11.2 | 8.7 | 2.2 | 73 | 59 | 212628959
TRANE | 4TWL9048A1 | 4PX*BU48BS3 | L8V1B080U4VSB+RP | 47000 | 44500 | 19 | 11.2 | 8.7 | 2.2 | 73 | 59 | 212628958
AMERICAN STANDARD | 4A6L9048A1 | 4PX*BU48BS3+P0V0B000M40SD+RP |  | 45500 | 43500 | 17.5 | 12 | 8.7 | 2.2 | 72 | 57 | 212628957
TRANE | 4TWL9048A1 | 4PX*BU48BS3+P0V0B000M40SD+RP |  | 45500 | 43500 | 17.5 | 12 | 8.7 | 2.2 | 72 | 57 | 212628956
AMERICAN STANDARD | 4A6L9036A1 | 4TXCC009DS3 | L8V1C100U5VSB+RP | 37800 | 33200 | 18 | 12 | 8.7 | 2.3 | 70 | 55 | 212628955
TRANE | 4TWL9036A1 | 4TXCC009DS3 | L8V1C100U5VSB+RP | 37800 | 33200 | 18 | 12 | 8.7 | 2.3 | 70 | 55 | 212628954
AMERICAN STANDARD | 4A6L9036A1 | 4TXCC007DS3 | L8V1C100U5VSB+RP | 37200 | 33600 | 17.5 | 11.7 | 8.7 | 2.3 | 69 | 54 | 212628953
TRANE | 4TWL9036A1 | 4TXCC007DS3 | L8V1C100U5VSB+RP | 37200 | 33600 | 17.5 | 11.7 | 8.7 | 2.3 | 69 | 54 | 212628952
AMERICAN STANDARD | 4A6L9036A1 | 4TXCC005DS3 | L8V1C100U5VSB+RP | 36000 | 34000 | 17 | 11.5 | 8.7 | 2.2 | 70 | 54 | 212628951
TRANE | 4TWL9036A1 | 4TXCC005DS3 | L8V1C100U5VSB+RP | 36000 | 34000 | 17 | 11.5 | 8.7 | 2.2 | 70 | 54 | 212628950
AMERICAN STANDARD | 4A6L9036A1 | 4TXCB006DS3 | L8V1A060U3VSB+RP | 35200 | 32600 | 17 | 11.2 | 8.5 | 2.2 | 70 | 56 | 212628949
TRANE | 4TWL9036A1 | 4TXCB006DS3 | L8V1A060U3VSB+RP | 35200 | 32600 | 17 | 11.2 | 8.5 | 2.2 | 70 | 56 | 212628948
AMERICAN STANDARD | 4A6L9036A1 | 4TXCB006DS3+P0V0B000M40SD+RP |  | 34800 | 32600 | 16.5 | 12 | 8.5 | 2.3 | 69 | 55 | 212628947
TRANE | 4TWL9036A1 | 4TXCB006DS3+P0V0B000M40SD+RP |  | 34800 | 32600 | 16.5 | 12 | 8.5 | 2.3 | 69 | 55 | 212628946
AMERICAN STANDARD | 4A6L9036A1 | 4TXCB006DS3+P0V0A000M30SD+RP |  | 33600 | 31800 | 16.5 | 11.7 | 8.2 | 2.2 | 69 | 55 | 212628945
TRANE | 4TWL9036A1 | 4TXCB006DS3+P0V0A000M30SD+RP |  | 33600 | 31800 | 16.5 | 11.7 | 8.2 | 2.2 | 69 | 55 | 212628944
AMERICAN STANDARD | 4A6L9036A1 | 4TXCB006DS3 | L8V1B080U4VSB+RP | 37000 | 33800 | 17.5 | 11.2 | 8.7 | 2.2 | 70 | 55 | 212628943
TRANE | 4TWL9036A1 | 4TXCB006DS3 | L8V1B080U4VSB+RP | 37000 | 33800 | 17.5 | 11.2 | 8.7 | 2.2 | 70 | 55 | 212628942
AMERICAN STANDARD | 4A6L9036A1 | 4TXCB006DS3 | L8V1A040U3VSB+RP | 35200 | 32600 | 17 | 11.2 | 8.5 | 2.2 | 70 | 56 | 212628941
TRANE | 4TWL9036A1 | 4TXCB006DS3 | L8V1A040U3VSB+RP | 35200 | 32600 | 17 | 11.2 | 8.5 | 2.2 | 70 | 56 | 212628940
AMERICAN STANDARD | 4A6L9036A1 | 4TXCB004DS3 | L8V1A040U3VSB+RP | 34000 | 33000 | 16 | 11 | 8.2 | 2.1 | 70 | 55 | 212628939
TRANE | 4TWL9036A1 | 4TXCB004DS3 | L8V1A040U3VSB+RP | 34000 | 33000 | 16 | 11 | 8.2 | 2.1 | 70 | 55 | 212628938
AMERICAN STANDARD | 4A6L9036A1 | 4TXCB004DS3 | L8V1A060U3VSB+RP | 34200 | 33000 | 16 | 11 | 8.2 | 2.1 | 69 | 55 | 212628937
TRANE | 4TWL9036A1 | 4TXCB004DS3 | L8V1A060U3VSB+RP | 34200 | 33000 | 16 | 11 | 8.2 | 2.1 | 69 | 55 | 212628936
AMERICAN STANDARD | 4A6L9036A1 | 4TXCB004DS3 | L8V1B080U4VSB+RP | 35600 | 34400 | 16.5 | 11 | 8.5 | 2.1 | 70 | 55 | 212628935
TRANE | 4TWL9036A1 | 4TXCB004DS3 | L8V1B080U4VSB+RP | 35600 | 34400 | 16.5 | 11 | 8.5 | 2.1 | 70 | 55 | 212628934
AMERICAN STANDARD | 4A6L9036A1 | 4TXCB004DS3+P0V0A000M30SD+RP |  | 32800 | 32400 | 16 | 11.5 | 8.1 | 2.1 | 69 | 54 | 212628933
TRANE | 4TWL9036A1 | 4TXCB004DS3+P0V0A000M30SD+RP |  | 32800 | 32400 | 16 | 11.5 | 8.1 | 2.1 | 69 | 54 | 212628932
AMERICAN STANDARD | 4A6L9036A1 | 4TXCB004DS3+P0V0B000M40SD+RP |  | 33800 | 33200 | 16 | 11.7 | 8.5 | 2.2 | 69 | 54 | 212628931
TRANE | 4TWL9036A1 | 4TXCB004DS3+P0V0B000M40SD+RP |  | 33800 | 33200 | 16 | 11.7 | 8.5 | 2.2 | 69 | 54 | 212628930
AMERICAN STANDARD | 4A6L9036A1 | 4PX*CU60BS3 | L8V1C100U5VSB+RP | 37800 | 33200 | 18 | 12 | 8.7 | 2.3 | 70 | 55 | 212628929
TRANE | 4TWL9036A1 | 4PX*CU60BS3 | L8V1C100U5VSB+RP | 37800 | 33200 | 18 | 12 | 8.7 | 2.3 | 70 | 55 | 212628928
AMERICAN STANDARD | 4A6L9036A1 | 4PX*CU48BS3 | L8V1C100U5VSB+RP | 37200 | 33600 | 17.5 | 11.7 | 8.7 | 2.3 | 70 | 55 | 212628927
TRANE | 4TWL9036A1 | 4PX*CU48BS3 | L8V1C100U5VSB+RP | 37200 | 33600 | 17.5 | 11.7 | 8.7 | 2.3 | 70 | 55 | 212628926
AMERICAN STANDARD | 4A6L9036A1 | 4PX*CU42BS3 | L8V1C100U5VSB+RP | 37200 | 34000 | 17 | 11.7 | 8.7 | 2.3 | 69 | 54 | 212628925
TRANE | 4TWL9036A1 | 4PX*CU42BS3 | L8V1C100U5VSB+RP | 37200 | 34000 | 17 | 11.7 | 8.7 | 2.3 | 69 | 54 | 212628924
AMERICAN STANDARD | 4A6L9036A1 | 4PX*CU36BS3 | L8V1C100U5VSB+RP | 36000 | 34000 | 17 | 11.5 | 8.7 | 2.2 | 69 | 54 | 212628923
TRANE | 4TWL9036A1 | 4PX*CU36BS3 | L8V1C100U5VSB+RP | 36000 | 34000 | 17 | 11.5 | 8.7 | 2.2 | 69 | 54 | 212628922
AMERICAN STANDARD | 4A6L9036A1 | 4PX*BU48BS3+P0V0B000M40SD+RP |  | 34800 | 32600 | 16.5 | 12 | 8.7 | 2.3 | 69 | 55 | 212628921
TRANE | 4TWL9036A1 | 4PX*BU48BS3+P0V0B000M40SD+RP |  | 34800 | 32600 | 16.5 | 12 | 8.7 | 2.3 | 69 | 55 | 212628920
AMERICAN STANDARD | 4A6L9036A1 | 4PX*BU48BS3 | L8V1A040U3VSB+RP | 35200 | 32600 | 17 | 11.2 | 8.5 | 2.2 | 70 | 56 | 212628919
TRANE | 4TWL9036A1 | 4PX*BU48BS3 | L8V1A040U3VSB+RP | 35200 | 32600 | 17 | 11.2 | 8.5 | 2.2 | 70 | 56 | 212628918
AMERICAN STANDARD | 4A6L9036A1 | 4PX*BU48BS3 | L8V1B080U4VSB+RP | 37000 | 33800 | 17.5 | 11.2 | 8.7 | 2.2 | 70 | 56 | 212628917
TRANE | 4TWL9036A1 | 4PX*BU48BS3 | L8V1B080U4VSB+RP | 37000 | 33800 | 17.5 | 11.2 | 8.7 | 2.2 | 70 | 56 | 212628916
AMERICAN STANDARD | 4A6L9036A1 | 4PX*BU48BS3+P0V0A000M30SD+RP |  | 33600 | 31800 | 16.5 | 11.7 | 8.2 | 2.2 | 69 | 55 | 212628915
TRANE | 4TWL9036A1 | 4PX*BU48BS3+P0V0A000M30SD+RP |  | 33600 | 31800 | 16.5 | 11.7 | 8.2 | 2.2 | 69 | 55 | 212628914
AMERICAN STANDARD | 4A6L9036A1 | 4PX*BU48BS3 | L8V1A060U3VSB+RP | 35200 | 32600 | 17 | 11.2 | 8.5 | 2.2 | 70 | 56 | 212628913
TRANE | 4TWL9036A1 | 4PX*BU48BS3 | L8V1A060U3VSB+RP | 35200 | 32600 | 17 | 11.2 | 8.5 | 2.2 | 70 | 56 | 212628912
AMERICAN STANDARD | 4A6L9036A1 | 4PX*BU42BS3+P0V0A000M30SD+RP |  | 33600 | 32600 | 16 | 11.7 | 8.2 | 2.2 | 68 | 54 | 212628911
TRANE | 4TWL9036A1 | 4PX*BU42BS3+P0V0A000M30SD+RP |  | 33600 | 32600 | 16 | 11.7 | 8.2 | 2.2 | 68 | 54 | 212628910
AMERICAN STANDARD | 4A6L9036A1 | 4PX*BU42BS3 | L8V1A060U3VSB+RP | 35200 | 33200 | 16.5 | 11.2 | 8.5 | 2.2 | 69 | 55 | 212628909
TRANE | 4TWL9036A1 | 4PX*BU42BS3 | L8V1A060U3VSB+RP | 35200 | 33200 | 16.5 | 11.2 | 8.5 | 2.2 | 69 | 55 | 212628908
AMERICAN STANDARD | 4A6L9036A1 | 4PX*BU42BS3+P0V0B000M40SD+RP |  | 34800 | 33400 | 16 | 12 | 8.7 | 2.3 | 69 | 54 | 212628907
TRANE | 4TWL6036A1 | 4PX*DU48BS3 | S8V2D120M5PCA | 37600 | 33800 | 15.2 | 12 | 8.1 | 2.1 | 66 | 51 | 211089370
TRANE | 4TWL6036A1 | 4PX*DU48BS3 | S8V2D120M5PDA | 37600 | 33800 | 15.2 | 12 | 8.1 | 2.1 | 66 | 51 | 211089369
TRANE | 4TWL6036A1 | 4PX*DD60BS3 | S8V2D120M5PDA | 36400 | 32800 | 15.2 | 12 | 8.1 | 2.1 | 65 | 50 | 211089368
TRANE | 4TWL6036A1 | 4PX*DD60BS3 | S8V2D120M5PCA | 36400 | 32800 | 15.2 | 12 | 8.1 | 2.1 | 65 | 50 | 211089367
TRANE | 4TWL6036A1 | 4PX*CU48BS3 | S8V2C080M5PDA | 36800 | 33400 | 15.2 | 12 | 8.1 | 2.1 | 65 | 50 | 211089366
TRANE | 4TWL6036A1 | 4PX*CU48BS3 | S8V2C080M5PCA | 36800 | 33400 | 15.2 | 12 | 8.1 | 2.1 | 65 | 50 | 211089365
TRANE | 4TWL6036A1 | 4PX*CU48BS3 | S8V2C100M5PDA | 36400 | 33200 | 15.2 | 12 | 8.1 | 2.1 | 65 | 50 | 211089364
TRANE | 4TWL6036A1 | 4PX*CU48BS3 | S8V2C100M5PCA | 36400 | 33200 | 15.2 | 12 | 8.1 | 2.1 | 65 | 50 | 211089363
TRANE | 4TWL6036A1 | 4PX*CU42BS3 | S8V2C080M5PCA | 36600 | 34000 | 15.2 | 12 | 8.1 | 2.1 | 65 | 50 | 211089362
TRANE | 4TWL6036A1 | 4PX*CU42BS3 | S8V2C100M5PCA | 36400 | 34000 | 15.2 | 12 | 8.1 | 2.1 | 65 | 49 | 211089361
TRANE | 4TWL6036A1 | 4PX*CU42BS3 | S8V2C080M5PDA | 36600 | 34000 | 15.2 | 12 | 8.1 | 2.1 | 65 | 50 | 211089360
TRANE | 4TWL6036A1 | 4PX*CU42BS3 | S8V2C100M5PDA | 36400 | 34000 | 15.2 | 12 | 8.1 | 2.1 | 65 | 49 | 211089359
TRANE | 4TWL6036A1 | 4PX*BU48BS3 | S8V2A040M3PDA | 34800 | 32600 | 15.2 | 12 | 8.1 | 2 | 65 | 50 | 211089346
TRANE | 4TWL6036A1 | 4PX*BU48BS3 | S8V2B080M4PDA | 36400 | 33200 | 15.2 | 12 | 8.1 | 2.1 | 65 | 50 | 211089345
TRANE | 4TWL6036A1 | 4PX*BU48BS3 | S8V2B080M4PCA | 36400 | 33200 | 15.2 | 12 | 8.1 | 2.1 | 65 | 50 | 211089344
TRANE | 4TWL6036A1 | 4PX*BU48BS3 | S8V2B060M4PDA | 36400 | 33400 | 15.2 | 12 | 8.1 | 2.1 | 65 | 50 | 211089343
TRANE | 4TWL6036A1 | 4PX*BU48BS3 | S8V2B060M4PCA | 36400 | 33400 | 15.2 | 12 | 8.1 | 2.1 | 65 | 50 | 211089342
TRANE | 4TWL6036A1 | 4PX*BU48BS3 | S8V2A040M3PCA | 34800 | 32600 | 15.2 | 12 | 8.1 | 2 | 65 | 50 | 211089341
TRANE | 4TWL6036A1 | 4PX*BU42BS3 | S8V2B060M4PDA | 36400 | 34000 | 15.2 | 12 | 8.1 | 2.1 | 65 | 50 | 211089340
TRANE | 4TWL6036A1 | 4PX*BU42BS3 | S8V2B060M4PCA | 36400 | 34000 | 15.2 | 12 | 8.1 | 2.1 | 65 | 50 | 211089339
TRANE | 4TWL6036A1 | 4PX*BU42BS3 | S8V2B080M4PCA | 36000 | 33800 | 15.2 | 12 | 8.1 | 2.1 | 65 | 50 | 211089338
TRANE | 4TWL6036A1 | 4PX*BU42BS3 | S8V2A040M3PCA | 34600 | 33200 | 15.2 | 12 | 8.1 | 2.1 | 65 | 50 | 211089337
TRANE | 4TWL6036A1 | 4PX*BU42BS3 | S8V2A040M3PDA | 34600 | 33200 | 15.2 | 12 | 8.1 | 2.1 | 65 | 50 | 211089336
TRANE | 4TWL6036A1 | 4PX*BU42BS3 | S8V2B080M4PDA | 36000 | 33800 | 15.2 | 12 | 8.1 | 2.1 | 65 | 50 | 211089335
TRANE | 4TWL5030N1 | 4PX*BD36BS3 | S8V2A040M3PDA | 28200 | 28000 | 15.2 | 12 | 8.1 | 2.1 | 66 | 51 | 211049703
TRANE | 4TWL5030N1 | 4PX*BD36BS3 | S8V2B060M4PDA | 29800 | 28600 | 15.2 | 12 | 8.1 | 2.13 | 66 | 51 | 211049701
TRANE | 4TWL5030N1 | 4PX*BD36BS3 | S8V2B080M4PDA | 29600 | 28600 | 15.2 | 12 | 8.1 | 2.12 | 66 | 51 | 211049700
TRANE | 4TWX6048H1 | TEM6B0C60H51+TDR |  | 47000 | 44500 | 15.2 | 12 | 8.1 | 2.2 | 65 | 50 | 208651538
TRANE | 4TWR6048H1 | TEM6B0C60H51+TDR |  | 47000 | 44500 | 15.2 | 12 | 8.1 | 2.2 | 65 | 50 | 208651537
AMERICAN STANDARD | 4A6H6048H1 | TEM6B0C60H51+TDR |  | 47000 | 44500 | 15.2 | 12 | 8.1 | 2.2 | 65 | 50 | 208651536
AMERISTAR | A4HP6048A1 | A4AH6V48A1C3 |  | 47000 | 44500 | 15.2 | 12 | 8.1 | 2.25 | 65 | 50 | 206423503
AMERISTAR | A4HP6048A1 | A4AH6E61A1C3 |  | 46500 | 44000 | 15.2 | 12 | 8.1 | 2.24 | 65 | 50 | 206423501
AMERISTAR | A4HP6048A1 | A4AH6E49A1C3 |  | 46500 | 44000 | 15.2 | 12 | 8.1 | 2.24 | 65 | 50 | 206423500
AMERISTAR | A4HP6030A1 | A4AH6V36A1C3 |  | 29400 | 27400 | 15.2 | 12 | 8.1 | 2.21 | 65 | 49 | 206423483
TRANE | 4TWV0X24A1 | 4TXCB004DS3 | L8V1A040U3VSB+RP | 23000 | 19800 | 17.5 | 12 | 8.2 | 1.8 | 84 | 64 | 212629783
AMERICAN STANDARD | 4A6V0X24A1 | 4PX*BU36BS3 | L8V1A060U3VSB+RP | 23000 | 19800 | 18 | 12 | 8.2 | 1.8 | 83 | 63 | 212629774
TRANE | 4TWV0X24A1 | 4PX*BU36BS3 | L8V1A060U3VSB+RP | 23000 | 19800 | 18 | 12 | 8.2 | 1.8 | 83 | 63 | 212629773
AMERICAN STANDARD | 4A6V0X24A1 | 4PX*BU36BS3 | L8V1A040U3VSB+RP | 23000 | 19800 | 17.5 | 12 | 8.1 | 1.8 | 83 | 63 | 212629772
TRANE | 4TWV0X24A1 | 4PX*BU36BS3 | L8V1A040U3VSB+RP | 23000 | 19800 | 17.5 | 12 | 8.1 | 1.8 | 83 | 63 | 212629771
AMERICAN STANDARD | 5A6H5060A1 | 5TXCD010AS3+TSTAT | S8X1C080M5PTC | 53500 | 53000 | 15.2 | 10 | 8.1 | 2.2 | 68 | 54 | 214078170
TRANE | 5TWR5060A1 | 5TXCD010AS3+TSTAT | S8X1C080M5PTC | 53500 | 53000 | 15.2 | 10 | 8.1 | 2.2 | 68 | 54 | 214078169
AMERICAN STANDARD | 5A6H5060A1 | 5TXCD010AS3+TSTAT | S8X1C080M5PSC | 53500 | 53000 | 15.2 | 10 | 8.1 | 2.2 | 68 | 54 | 214078168
TRANE | 5TWR5060A1 | 5TXCD010AS3+TSTAT | S8X1C080M5PSC | 53500 | 53000 | 15.2 | 10 | 8.1 | 2.2 | 68 | 54 | 214078167
AMERICAN STANDARD | 5A6H5060A1 | 5TXCD010AS3+TSTAT | S9X2D120U5PSB | 54000 | 53000 | 15.2 | 11.5 | 8.1 | 2.3 | 68 | 54 | 214078130
TRANE | 5TWR5060A1 | 5TXCD010AS3+TSTAT | S9X2D120U5PSB | 54000 | 53000 | 15.2 | 11.5 | 8.1 | 2.3 | 68 | 54 | 214078129
AMERICAN STANDARD | 5A6H5060A1 | 5TXCD010AS3+TSTAT | S9X1C080U5PSB | 53500 | 53000 | 15.2 | 10 | 8.1 | 2.2 | 69 | 54 | 214078128
TRANE | 4TWL9036A1 | 4PX*BU42BS3+P0V0B000M40SD+RP |  | 34800 | 33400 | 16 | 12 | 8.7 | 2.3 | 69 | 54 | 212628906
AMERICAN STANDARD | 4A6L9036A1 | 4PX*BU42BS3 | L8V1A040U3VSB+RP | 35000 | 33200 | 16.5 | 11.2 | 8.5 | 2.2 | 69 | 55 | 212628905
TRANE | 4TWL9036A1 | 4PX*BU42BS3 | L8V1A040U3VSB+RP | 35000 | 33200 | 16.5 | 11.2 | 8.5 | 2.2 | 69 | 55 | 212628904
AMERICAN STANDARD | 4A6L9036A1 | 4PX*BU42BS3 | L8V1B080U4VSB+RP | 36800 | 34400 | 17 | 11.2 | 8.7 | 2.2 | 69 | 55 | 212628903
TRANE | 4TWL9036A1 | 4PX*BU42BS3 | L8V1B080U4VSB+RP | 36800 | 34400 | 17 | 11.2 | 8.7 | 2.2 | 69 | 55 | 212628902
AMERICAN STANDARD | 4A6L9036A1 | 4PX*BU36BS3 | L8V1A040U3VSB+RP | 34000 | 33000 | 16.5 | 11 | 8.2 | 2.1 | 69 | 55 | 212628901
TRANE | 4TWL9036A1 | 4PX*BU36BS3 | L8V1A040U3VSB+RP | 34000 | 33000 | 16.5 | 11 | 8.2 | 2.1 | 69 | 55 | 212628900
AMERICAN STANDARD | 4A6L9036A1 | 4PX*BU36BS3 | L8V1B080U4VSB+RP | 35600 | 34400 | 16.5 | 11 | 8.5 | 2.1 | 70 | 55 | 212628899
TRANE | 4TWL9036A1 | 4PX*BU36BS3 | L8V1B080U4VSB+RP | 35600 | 34400 | 16.5 | 11 | 8.5 | 2.1 | 70 | 55 | 212628898
AMERICAN STANDARD | 4A6L9036A1 | 4PX*BU36BS3+P0V0B000M40SD+RP |  | 33800 | 33200 | 16 | 11.7 | 8.5 | 2.2 | 69 | 54 | 212628897
TRANE | 4TWL9036A1 | 4PX*BU36BS3+P0V0B000M40SD+RP |  | 33800 | 33200 | 16 | 11.7 | 8.5 | 2.2 | 69 | 54 | 212628896
AMERICAN STANDARD | 4A6L9036A1 | 4PX*BU36BS3+P0V0A000M30SD+RP |  | 32800 | 32400 | 16 | 11.5 | 8.1 | 2.1 | 69 | 54 | 212628895
TRANE | 4TWL9036A1 | 4PX*BU36BS3+P0V0A000M30SD+RP |  | 32800 | 32400 | 16 | 11.5 | 8.1 | 2.1 | 69 | 54 | 212628894
AMERICAN STANDARD | 4A6L9036A1 | 4PX*BU36BS3 | L8V1A060U3VSB+RP | 34200 | 33000 | 16 | 11 | 8.2 | 2.1 | 70 | 55 | 212628893
TRANE | 4TWL9036A1 | 4PX*BU36BS3 | L8V1A060U3VSB+RP | 34200 | 33000 | 16 | 11 | 8.2 | 2.1 | 70 | 55 | 212628892
AMERICAN STANDARD | 4A6L9036A1 | 4PX*BD42BS3+P0V0B000M40SD+RP |  | 35200 | 33200 | 16.5 | 12 | 8.1 | 2.1 | 69 | 54 | 212628889
TRANE | 4TWL9036A1 | 4PX*BD42BS3+P0V0B000M40SD+RP |  | 35200 | 33200 | 16.5 | 12 | 8.1 | 2.1 | 69 | 54 | 212628888
AMERICAN STANDARD | 4A6L9036A1 | 4PX*BD36BS3+P0V0B000M40SD+RP |  | 33800 | 33800 | 16.5 | 11.7 | 8.1 | 2.1 | 68 | 54 | 212628885
TRANE | 4TWL9036A1 | 4PX*BD36BS3+P0V0B000M40SD+RP |  | 33800 | 33800 | 16.5 | 11.7 | 8.1 | 2.1 | 68 | 54 | 212628884
AMERICAN STANDARD | 4A6L9024A1 | 4TXCB003DS3+P0V0A000M30SD+RP |  | 21800 | 19800 | 15.2 | 12 | 8.2 | 2.2 | 68 | 53 | 212628883
TRANE | 4TWL9024A1 | 4TXCB003DS3+P0V0A000M30SD+RP |  | 21800 | 19800 | 15.2 | 12 | 8.2 | 2.2 | 68 | 53 | 212628882
AMERICAN STANDARD | 4A6L9024A1 | 4TXCB003DS3 | L8V1A040U3VSB+RP | 22800 | 20800 | 16.5 | 11.7 | 8.5 | 2.2 | 67 | 52 | 212628881
TRANE | 4TWL9024A1 | 4TXCB003DS3 | L8V1A040U3VSB+RP | 22800 | 20800 | 16.5 | 11.7 | 8.5 | 2.2 | 67 | 52 | 212628880
AMERICAN STANDARD | 4A6L9024A1 | 4TXCB003DS3 | L8V1A060U3VSB+RP | 22800 | 20400 | 17 | 11.7 | 8.5 | 2.2 | 68 | 53 | 212628879
TRANE | 4TWL9024A1 | 4TXCB003DS3 | L8V1A060U3VSB+RP | 22800 | 20400 | 17 | 11.7 | 8.5 | 2.2 | 68 | 53 | 212628878
AMERICAN STANDARD | 4A6L9024A1 | 4TXCA002DS3 | L8V1A060U3VSB+RP | 22600 | 22000 | 16 | 10 | 8.2 | 2 | 67 | 52 | 212628875
TRANE | 4TWL9024A1 | 4TXCA002DS3 | L8V1A060U3VSB+RP | 22600 | 22000 | 16 | 10 | 8.2 | 2 | 67 | 52 | 212628874
AMERICAN STANDARD | 4A6L9024A1 | 4PX*BU30BS3+P0V0A000M30SD+RP |  | 21800 | 19800 | 15.2 | 12 | 8.2 | 2.2 | 68 | 53 | 212628873
TRANE | 4TWL9024A1 | 4PX*BU30BS3+P0V0A000M30SD+RP |  | 21800 | 19800 | 15.2 | 12 | 8.2 | 2.2 | 68 | 53 | 212628872
AMERICAN STANDARD | 4A6L9024A1 | 4PX*BU30BS3 | L8V1A060U3VSB+RP | 22800 | 20800 | 17 | 11.7 | 8.7 | 2.2 | 67 | 52 | 212628871
TRANE | 4TWL9024A1 | 4PX*BU30BS3 | L8V1A060U3VSB+RP | 22800 | 20800 | 17 | 11.7 | 8.7 | 2.2 | 67 | 52 | 212628870
AMERICAN STANDARD | 4A6L9024A1 | 4PX*BU30BS3 | L8V1A040U3VSB+RP | 22800 | 20800 | 16.5 | 11.7 | 8.7 | 2.2 | 67 | 52 | 212628867
TRANE | 4TWL9024A1 | 4PX*BU30BS3 | L8V1A040U3VSB+RP | 22800 | 20800 | 16.5 | 11.7 | 8.7 | 2.2 | 67 | 52 | 212628866
AMERICAN STANDARD | 4A6L9024A1 | 4PX*BD30BS3+P0V0A000M30SD+RP |  | 21600 | 20000 | 15.2 | 12 | 8.2 | 2.1 | 67 | 53 | 212628859
TRANE | 4TWL9024A1 | 4PX*BD30BS3+P0V0A000M30SD+RP |  | 21600 | 20000 | 15.2 | 12 | 8.2 | 2.1 | 67 | 53 | 212628858
AMERICAN STANDARD | 4A6L9024A1 | 4PX*AU24BS3 | L8V1A060U3VSB+RP | 22600 | 22000 | 16 | 10 | 8.2 | 2 | 67 | 52 | 212628857
TRANE | 4TWL9024A1 | 4PX*AU24BS3 | L8V1A060U3VSB+RP | 22600 | 22000 | 16 | 10 | 8.2 | 2 | 67 | 52 | 212628856
AMERICAN STANDARD | 4A6L9024A1 | 4PX*AU24BS3 | L8V1A040U3VSB+RP | 22400 | 22000 | 16 | 10 | 8.2 | 2 | 67 | 52 | 212628855
TRANE | 4TWL9024A1 | 4PX*AU24BS3 | L8V1A040U3VSB+RP | 22400 | 22000 | 16 | 10 | 8.2 | 2 | 67 | 52 | 212628854
AMERICAN STANDARD | 4A6L9060A1 | 4PX*CU60BS3 | L8V1C100U5VSB+RP | 58500 | 53500 | 19 | 10 | 8.7 | 2.1 | 72 | 59 | 212629021
TRANE | 4TWL9060A1 | 4PX*CU60BS3 | L8V1C100U5VSB+RP | 58500 | 53500 | 19 | 10 | 8.7 | 2.1 | 72 | 59 | 212629020
AMERICAN STANDARD | 4A6L9060A1 | 4PX*CU48BS3 | L8V1C100U5VSB+RP | 56500 | 54000 | 19 | 10 | 8.7 | 2.1 | 72 | 59 | 212629019
TRANE | 4TWL9060A1 | 4PX*CU48BS3 | L8V1C100U5VSB+RP | 56500 | 54000 | 19 | 10 | 8.7 | 2.1 | 72 | 59 | 212629018
AMERICAN STANDARD | 4A6L9060A1 | 4PX*CU48BS3+P0V0C000M50SD+RP |  | 57000 | 54000 | 19 | 10 | 8.7 | 2.1 | 71 | 58 | 212629017
TRANE | 4TWL9060A1 | 4PX*CU48BS3+P0V0C000M50SD+RP |  | 57000 | 54000 | 19 | 10 | 8.7 | 2.1 | 71 | 58 | 212629016
AMERICAN STANDARD | 4A6L9060A1 | 4PX*CD60BS3+P0V0C000M50SD+RP |  | 59000 | 53500 | 19 | 10 | 8.5 | 2.1 | 71 | 58 | 212629015
TRANE | 4TWL9060A1 | 4PX*CD60BS3+P0V0C000M50SD+RP |  | 59000 | 53500 | 19 | 10 | 8.5 | 2.1 | 71 | 58 | 212629014
AMERICAN STANDARD | 4A6L9048A1 | 4TXCD010DS3+P0V0C000M50SD+RP |  | 47500 | 42000 | 19 | 12 | 8.7 | 2.2 | 73 | 58 | 212629013
TRANE | 4TWL9048A1 | 4TXCD010DS3+P0V0C000M50SD+RP |  | 47500 | 42000 | 19 | 12 | 8.7 | 2.2 | 73 | 58 | 212629012
AMERICAN STANDARD | 4A6L9048A1 | 4TXCD010DS3 | L8V1C100U5VSB+RP | 47500 | 42000 | 19 | 12 | 8.7 | 2.2 | 73 | 59 | 212629011
TRANE | 4TWL9048A1 | 4TXCD010DS3 | L8V1C100U5VSB+RP | 47500 | 42000 | 19 | 12 | 8.7 | 2.2 | 73 | 59 | 212629010
AMERICAN STANDARD | 4A6L9048A1 | 4TXCD010DS3+P0V0D000M50SD+RP |  | 49000 | 43000 | 19 | 12 | 9 | 2.3 | 73 | 58 | 212629009
TRANE | 4TWL9048A1 | 4TXCD010DS3+P0V0D000M50SD+RP |  | 49000 | 43000 | 19 | 12 | 9 | 2.3 | 73 | 58 | 212629008
AMERICAN STANDARD | 4A6L9048A1 | 4TXCD008DS3 | L8V1C100U5VSB+RP | 46500 | 42500 | 19 | 11.7 | 8.7 | 2.2 | 73 | 59 | 212629007
TRANE | 4TWL9048A1 | 4TXCD008DS3 | L8V1C100U5VSB+RP | 46500 | 42500 | 19 | 11.7 | 8.7 | 2.2 | 73 | 59 | 212629006
AMERICAN STANDARD | 4A6L9048A1 | 4TXCD008DS3+P0V0D000M50SD+RP |  | 48000 | 43500 | 19 | 12 | 9 | 2.3 | 74 | 58 | 212629005
TRANE | 4TWL9048A1 | 4TXCD008DS3+P0V0D000M50SD+RP |  | 48000 | 43500 | 19 | 12 | 9 | 2.3 | 74 | 58 | 212629004
AMERICAN STANDARD | 4A6L9048A1 | 4TXCD008DS3+P0V0C000M50SD+RP |  | 46500 | 42500 | 19 | 12 | 8.7 | 2.2 | 73 | 58 | 212629003
TRANE | 4TWL9048A1 | 4TXCD008DS3+P0V0C000M50SD+RP |  | 46500 | 42500 | 19 | 12 | 8.7 | 2.2 | 73 | 58 | 212629002
AMERICAN STANDARD | 4A6L9048A1 | 4TXCC009DS3+P0V0C000M50SD+RP |  | 49000 | 43000 | 19 | 12 | 9 | 2.3 | 73 | 59 | 212629001
TRANE | 4TWL9048A1 | 4TXCC009DS3+P0V0C000M50SD+RP |  | 49000 | 43000 | 19 | 12 | 9 | 2.3 | 73 | 59 | 212629000
AMERICAN STANDARD | 4A6L9048A1 | 4TXCC009DS3 | L8V1C100U5VSB+RP | 49000 | 43500 | 19 | 12 | 9 | 2.3 | 73 | 58 | 212628999
TRANE | 4TWL9048A1 | 4TXCC009DS3 | L8V1C100U5VSB+RP | 49000 | 43500 | 19 | 12 | 9 | 2.3 | 73 | 58 | 212628998
AMERICAN STANDARD | 4A6L9048A1 | 4TXCC007DS3 | L8V1C100U5VSB+RP | 47500 | 44000 | 19 | 11.7 | 9 | 2.2 | 73 | 59 | 212628997
TRANE | 4TWL9048A1 | 4TXCC007DS3 | L8V1C100U5VSB+RP | 47500 | 44000 | 19 | 11.7 | 9 | 2.2 | 73 | 59 | 212628996
AMERICAN STANDARD | 4A6L9048A1 | 4TXCC007DS3+P0V0C000M50SD+RP |  | 48000 | 44000 | 19 | 11.7 | 9 | 2.2 | 73 | 58 | 212628995
TRANE | 4TWL9048A1 | 4TXCC007DS3+P0V0C000M50SD+RP |  | 48000 | 44000 | 19 | 11.7 | 9 | 2.2 | 73 | 58 | 212628994
AMERICAN STANDARD | 4A6L9048A1 | 4TXCB006DS3 | L8V1B080U4VSB+RP | 47000 | 44500 | 19 | 11.2 | 8.7 | 2.2 | 73 | 59 | 212628993
TRANE | 4TWL9048A1 | 4TXCB006DS3 | L8V1B080U4VSB+RP | 47000 | 44500 | 19 | 11.2 | 8.7 | 2.2 | 73 | 59 | 212628992
AMERICAN STANDARD | 4A6L9048A1 | 4TXCB006DS3+P0V0B000M40SD+RP |  | 45500 | 43500 | 17.5 | 12 | 8.7 | 2.2 | 73 | 58 | 212628991
TRANE | 4TWL9048A1 | 4TXCB006DS3+P0V0B000M40SD+RP |  | 45500 | 43500 | 17.5 | 12 | 8.7 | 2.2 | 73 | 58 | 212628990
AMERICAN STANDARD | 4A6L9048A1 | 4PX*DU60BS3 | L8V1C100U5VSB+RP | 47500 | 42000 | 19 | 12 | 8.7 | 2.2 | 73 | 59 | 212628989
TRANE | 4TWL9048A1 | 4PX*DU60BS3 | L8V1C100U5VSB+RP | 47500 | 42000 | 19 | 12 | 8.7 | 2.2 | 73 | 59 | 212628988
AMERICAN STANDARD | 4A6L9048A1 | 4PX*DU60BS3+P0V0D000M50SD+RP |  | 49000 | 43000 | 19 | 12 | 9 | 2.3 | 73 | 58 | 212628987
TRANE | 4TWL9048A1 | 4PX*DU60BS3+P0V0D000M50SD+RP |  | 49000 | 43000 | 19 | 12 | 9 | 2.3 | 73 | 58 | 212628986
AMERICAN STANDARD | 4A6L9048A1 | 4PX*DU60BS3+P0V0C000M50SD+RP |  | 47500 | 42000 | 19 | 12 | 8.7 | 2.2 | 73 | 58 | 212628985
AMERISTAR | A4HP6030A1 | A4AH5V60A1C3 |  | 29800 | 27000 | 15.2 | 12 | 8.1 | 2.24 | 65 | 50 | 211288451
AMERISTAR | A4HP6030A1 | A4AH5V36A1C3 |  | 29400 | 27400 | 15.2 | 12 | 8.1 | 2.21 | 65 | 49 | 211288450
AMERISTAR | A4HP6030A1 | A4AH4E36A1C3 |  | 29600 | 27400 | 15.2 | 12 | 8.1 | 2.18 | 65 | 49 | 211288446
TRANE | 4TWL6036A1 | 4TXCB006DS3 | L8V1B080U4VSA | 36000 | 33000 | 15.2 | 12 | 8.1 | 2.1 | 65 | 50 | 211076391
AMERICAN STANDARD | 4A6V0X24A1 | 4PX*BU36BS3 | L8V1A040U3VSA+RP | 23000 | 19800 | 17.5 | 12 | 8.1 | 1.8 | 83 | 63 | 211076382
TRANE | 4TWL6036A1 | 4PX*BU48BS3 | L8V1B080U4VSA | 36000 | 33000 | 15.2 | 12 | 8.1 | 2.1 | 65 | 50 | 211076368
TRANE | 4TWL6036A1 | 4PX*BU42BS3 | L8V1B080U4VSA | 36000 | 33800 | 15.2 | 12 | 8.1 | 2.1 | 65 | 50 | 211076364
TRANE | 4TWV8X24A1 | 4TXCB004DS3 | L8V1A060U3VSA+RP | 23200 | 19800 | 18 | 12 | 8.2 | 1.8 | 83 | 63 | 211076321
TRANE | 4TWV8X24A1 | 4PX*BU36BS3 | L8V1A040U3VSA+RP | 23000 | 19800 | 17.5 | 12 | 8.1 | 1.8 | 83 | 63 | 211076319
TRANE | 4TWV0X24A1 | 4PX*BU36BS3 | L8V1A040U3VSA+RP | 23000 | 19800 | 17.5 | 12 | 8.1 | 1.8 | 83 | 63 | 211076298
AMERICAN STANDARD | 4A6L5036N1 | 4TXCD008DS3 | S8V2D120M5PDA | 35200 | 32400 | 15.2 | 12 | 8.1 | 2.04 | 62 | 46 | 211050004
AMERICAN STANDARD | 4A6L5036N1 | 4TXCC009DS3 | S8V2C100M5PDA | 35600 | 31800 | 15.2 | 12 | 8.1 | 2.02 | 63 | 47 | 211050002
AMERICAN STANDARD | 4A6L5036N1 | 4TXCC009DS3 | S8V2C080M5PDA | 35800 | 31800 | 15.2 | 12 | 8.1 | 2.02 | 63 | 47 | 211050001
AMERICAN STANDARD | 4A6L5036N1 | 4TXCC007DS3 | S8V2C100M5PDA | 35000 | 32400 | 15.2 | 12 | 8.1 | 2.02 | 62 | 46 | 211049999
AMERICAN STANDARD | 4A6L5036N1 | 4TXCC007DS3 | S8V2C080M5PDA | 35200 | 32600 | 15.2 | 12 | 8.1 | 2.02 | 62 | 46 | 211049997
AMERICAN STANDARD | 4A6L5036N1 | 4PX*DU48BS3 | S8V2D120M5PDA | 35200 | 32400 | 15.2 | 12 | 8.1 | 2.04 | 62 | 46 | 211049996
AMERICAN STANDARD | 4A6L5036N1 | 4PX*DD60BS3 | S8V2D120M5PDA | 35200 | 31800 | 15.2 | 12 | 8.1 | 1.99 | 63 | 47 | 211049994
AMERICAN STANDARD | 4A6L5036N1 | 4PX*CU48BS3 | S8V2C100M5PDA | 35000 | 32400 | 15.2 | 12 | 8.1 | 2.02 | 62 | 46 | 211049993
AMERICAN STANDARD | 4A6L5036N1 | 4PX*CU48BS3 | S8V2C080M5PDA | 35200 | 32600 | 15.2 | 12 | 8.1 | 2.02 | 62 | 46 | 211049991
AMERICAN STANDARD | 4A6L5036N1 | 4PX*CU42BS3 | S8V2C080M5PDA | 35200 | 33000 | 15.2 | 12 | 8.1 | 2 | 62 | 45 | 211049989
AMERICAN STANDARD | 4A6L5036N1 | 4PX*CU42BS3 | S8V2C100M5PDA | 35000 | 32800 | 15.2 | 12 | 8.1 | 2 | 62 | 46 | 211049987
AMERICAN STANDARD | 4A6L5030N1 | 4TXCC005DS3 | S8V2C080M5PDA | 29800 | 27200 | 15.2 | 12 | 8.1 | 2.18 | 67 | 52 | 211049981
AMERICAN STANDARD | 4A6L5030N1 | 4TXCC005DS3 | S8V2C100M5PDA | 29800 | 27200 | 15.2 | 12 | 8.1 | 2.17 | 67 | 53 | 211049980
AMERICAN STANDARD | 4A6L5030N1 | 4TXCB006DS3 | S8V2B060M4PDA | 30400 | 27800 | 16 | 12 | 8.1 | 2.23 | 66 | 51 | 211049978
AMERICAN STANDARD | 4A6L5030N1 | 4TXCB006DS3 | S8V2A040M3PDA | 29400 | 27400 | 16 | 12 | 8.1 | 2.18 | 66 | 51 | 211049976
AMERICAN STANDARD | 4A6L5030N1 | 4TXCB006DS3 | S8V2B080M4PDA | 30400 | 27800 | 16 | 12 | 8.1 | 2.22 | 66 | 51 | 211049974
AMERICAN STANDARD | 4A6L5030N1 | 4TXCB004DS3 | S8V2B080M4PDA | 30000 | 27400 | 15.2 | 12 | 8.1 | 2.16 | 67 | 53 | 211049972
AMERICAN STANDARD | 4A6V8X24A1 | 4TXCB004DS3 | L8V1A060U3VSB+RP | 23200 | 19800 | 18 | 12 | 8.2 | 1.8 | 83 | 63 | 212629932
TRANE | 4TWV8X24A1 | 4TXCB004DS3 | L8V1A060U3VSB+RP | 23200 | 19800 | 18 | 12 | 8.2 | 1.8 | 83 | 63 | 212629931
AMERICAN STANDARD | 4A6V8X24A1 | 4TXCB004DS3 | L8V1A040U3VSB+RP | 23000 | 19800 | 17.5 | 12 | 8.2 | 1.8 | 84 | 64 | 212629930
TRANE | 4TWV8X24A1 | 4TXCB004DS3 | L8V1A040U3VSB+RP | 23000 | 19800 | 17.5 | 12 | 8.2 | 1.8 | 84 | 64 | 212629929
AMERICAN STANDARD | 4A6V8X24A1 | 4PX*BU36BS3 | L8V1A060U3VSB+RP | 23000 | 19800 | 18 | 12 | 8.2 | 1.8 | 83 | 63 | 212629918
TRANE | 4TWV8X24A1 | 4PX*BU36BS3 | L8V1A060U3VSB+RP | 23000 | 19800 | 18 | 12 | 8.2 | 1.8 | 83 | 63 | 212629917
AMERICAN STANDARD | 4A6V8X24A1 | 4PX*BU36BS3 | L8V1A040U3VSB+RP | 23000 | 19800 | 17.5 | 12 | 8.1 | 1.8 | 83 | 63 | 212629916
TRANE | 4TWV8X24A1 | 4PX*BU36BS3 | L8V1A040U3VSB+RP | 23000 | 19800 | 17.5 | 12 | 8.1 | 1.8 | 83 | 63 | 212629915
AMERICAN STANDARD | 4A6V0X48A1 | 4TXCD010DS3+P0V0D000M50SD+RP |  | 47000 | 42000 | 20 | 12 | 8.5 | 1.8 | 85 | 66 | 212629884
TRANE | 4TWV0X48A1 | 4TXCD010DS3+P0V0D000M50SD+RP |  | 47000 | 42000 | 20 | 12 | 8.5 | 1.8 | 85 | 66 | 212629883
AMERICAN STANDARD | 4A6V0X48A1 | 4TXCD008DS3+P0V0D000M50SD+RP |  | 46000 | 42500 | 19.5 | 12 | 8.5 | 1.8 | 85 | 66 | 212629878
TRANE | 4TWV0X48A1 | 4TXCD008DS3+P0V0D000M50SD+RP |  | 46000 | 42500 | 19.5 | 12 | 8.5 | 1.8 | 85 | 66 | 212629877
AMERICAN STANDARD | 4A6V0X48A1 | 4TXCC009DS3 | L8V1C100U5VSB+RP | 46500 | 42000 | 19.5 | 11.7 | 8.5 | 1.8 | 86 | 66 | 212629876
TRANE | 4TWV0X48A1 | 4TXCC009DS3 | L8V1C100U5VSB+RP | 46500 | 42000 | 19.5 | 11.7 | 8.5 | 1.8 | 86 | 66 | 212629875
AMERICAN STANDARD | 4A6V0X48A1 | 4TXCC009DS3+P0V0C000M50SD+RP |  | 47000 | 42000 | 20 | 12 | 8.5 | 1.8 | 86 | 67 | 212629874
TRANE | 4TWV0X48A1 | 4TXCC009DS3+P0V0C000M50SD+RP |  | 47000 | 42000 | 20 | 12 | 8.5 | 1.8 | 86 | 67 | 212629873
AMERICAN STANDARD | 4A6L5030N1 | 4TXCB006DS3+P0V0B000M40SC |  | 30800 | 27800 | 16 | 12 | 8.1 | 2.25 | 66 | 51 | 211309465
AMERICAN STANDARD | 4A6L5030N1 | 4TXCB006DS3+P0V0A000M30SC |  | 29400 | 27400 | 16 | 12 | 8.1 | 2.18 | 66 | 51 | 211309464
AMERICAN STANDARD | 4A6L5030N1 | 4TXCB004DS3+P0V0B000M40SC |  | 30000 | 27200 | 16 | 12 | 8.1 | 2.2 | 67 | 52 | 211309463
AMERICAN STANDARD | 4A6L5030N1 | 4PX*BU48BS3+P0V0B000M40SC |  | 30800 | 27800 | 16 | 12 | 8.1 | 2.25 | 66 | 51 | 211309462
AMERICAN STANDARD | 4A6L5030N1 | 4PX*BU48BS3+P0V0A000M30SC |  | 29400 | 27400 | 16 | 12 | 8.1 | 2.18 | 66 | 51 | 211309461
AMERICAN STANDARD | 4A6L5030N1 | 4PX*BU42BS3+P0V0B000M40SC |  | 30800 | 28000 | 16 | 12 | 8.1 | 2.25 | 66 | 51 | 211309460
AMERICAN STANDARD | 4A6L5030N1 | 4PX*BU42BS3+P0V0A000M30SC |  | 29200 | 27600 | 16 | 12 | 8.1 | 2.18 | 66 | 51 | 211309459
AMERICAN STANDARD | 4A6L5030N1 | 4PX*BU36BS3+P0V0B000M40SC |  | 30000 | 27200 | 16 | 12 | 8.1 | 2.2 | 67 | 52 | 211309458
AMERICAN STANDARD | 4A6L5030N1 | 4PX*BD36BS3+P0V0B000M40SC |  | 30000 | 28400 | 16 | 12 | 8.1 | 2.15 | 66 | 51 | 211309455
AMERICAN STANDARD | 4A6L5024N1 | 4TXCB006DS3+P0V0B000M40SC |  | 25600 | 25600 | 16 | 12 | 8.1 | 2.26 | 71 | 55 | 211309454
AMERICAN STANDARD | 4A6L5024N1 | 4TXCB006DS3+P0V0A000M30SC |  | 25600 | 25600 | 16 | 12 | 8.1 | 2.19 | 70 | 55 | 211309453
AMERICAN STANDARD | 4A6L5024N1 | 4PX*BU42BS3+P0V0A000M30SC |  | 25600 | 25600 | 16 | 12 | 8.1 | 2.18 | 71 | 55 | 211309451
AMERICAN STANDARD | 4A6L5024N1 | 4PX*BU42BS3+P0V0B000M40SC |  | 25600 | 25600 | 16 | 12 | 8.1 | 2.25 | 71 | 55 | 211309450
TRANE | 4TWL5030N1 | 4PX*BU30BS3 | S8V2B060M4PDA | 28800 | 29400 | 15.2 | 12 | 8.1 | 2.13 | 65 | 50 | 211049711
TRANE | 4TWL5030N1 | 4PX*BU30BS3 | S8V2B080M4PDA | 28800 | 29400 | 15.2 | 12 | 8.1 | 2.14 | 65 | 50 | 211049714
TRANE | 4TWL5030N1 | 4PX*BU30BS3 | S8V2A040M3PDA | 27800 | 29200 | 15.2 | 12 | 8.1 | 2.09 | 65 | 50 | 211049716
TRANE | 4TWL5030N1 | 4PX*BU36BS3 | S8V2B060M4PDA | 29600 | 27000 | 15.2 | 12 | 8.1 | 2.17 | 67 | 53 | 211049721
TRANE | 4TWL5030N1 | 4PX*BU36BS3 | S8V2B080M4PDA | 30000 | 27400 | 15.2 | 12 | 8.1 | 2.16 | 67 | 53 | 211049723
TRANE | 4TWL5030N1 | 4PX*BU42BS3 | S8V2A040M3PDA | 29600 | 27800 | 16 | 12 | 8.1 | 2.17 | 66 | 51 | 211049725
TRANE | 4TWL5030N1 | 4PX*BU42BS3 | S8V2B060M4PDA | 30400 | 28000 | 16 | 12 | 8.1 | 2.22 | 66 | 51 | 211049728
TRANE | 4TWL5030N1 | 4PX*BU42BS3 | S8V2B080M4PDA | 30400 | 28000 | 16 | 12 | 8.1 | 2.22 | 66 | 51 | 211049731
TRANE | 4TWL5030N1 | 4PX*BU48BS3 | S8V2B080M4PDA | 30400 | 27800 | 16 | 12 | 8.1 | 2.22 | 66 | 51 | 211049734
TRANE | 4TWL5030N1 | 4PX*BU48BS3 | S8V2A040M3PDA | 29400 | 27400 | 16 | 12 | 8.1 | 2.18 | 66 | 51 | 211049737
TRANE | 4TWL5030N1 | 4PX*BU48BS3 | S8V2B060M4PDA | 30400 | 27800 | 16 | 12 | 8.1 | 2.23 | 66 | 51 | 211049740
TRANE | 4TWL5030N1 | 4PX*CD36BS3 | S8V2C100M5PDA | 29800 | 28600 | 15.2 | 12 | 8.1 | 2.13 | 66 | 51 | 211049742
TRANE | 4TWL5030N1 | 4PX*CD36BS3 | S8V2C080M5PDA | 29800 | 28600 | 15.2 | 12 | 8.1 | 2.13 | 66 | 51 | 211049746
TRANE | 4TWL5030N1 | 4PX*CU30BS3 | S8V2C080M5PDA | 29200 | 29600 | 15.2 | 12 | 8.1 | 2.12 | 65 | 50 | 211049751
TRANE | 4TWL5030N1 | 4PX*CU30BS3 | S8V2C100M5PDA | 29000 | 29600 | 15.2 | 12 | 8.1 | 2.12 | 65 | 50 | 211049753
TRANE | 4TWL5030N1 | 4PX*CU36BS3 | S8V2C100M5PDA | 29800 | 27200 | 15.2 | 12 | 8.1 | 2.17 | 67 | 53 | 211049755
TRANE | 4TWL5030N1 | 4PX*CU36BS3 | S8V2C080M5PDA | 29800 | 27200 | 15.2 | 12 | 8.1 | 2.18 | 67 | 52 | 211049758
TRANE | 4TWL5030N1 | 4PX*CU42BS3 | S8V2C100M5PDA | 30600 | 28200 | 16 | 12 | 8.1 | 2.21 | 66 | 51 | 211049760
TRANE | 4TWL5030N1 | 4PX*CU42BS3 | S8V2C080M5PDA | 30400 | 28000 | 16 | 12 | 8.1 | 2.23 | 66 | 51 | 211049762
TRANE | 4TWL5030N1 | 4TXCB003DS3 | S8V2A040M3PDA | 27800 | 29200 | 15.2 | 12 | 8.1 | 2.09 | 65 | 50 | 211049764
TRANE | 4TWL5030N1 | 4TXCB003DS3 | S8V2B060M4PDA | 28800 | 29400 | 15.2 | 12 | 8.1 | 2.13 | 65 | 50 | 211049766
TRANE | 4TWL5030N1 | 4TXCB003DS3 | S8V2B080M4PDA | 28800 | 29400 | 15.2 | 12 | 8.1 | 2.14 | 65 | 50 | 211049767
TRANE | 4TWL5030N1 | 4TXCB004DS3 | S8V2B060M4PDA | 29600 | 27000 | 15.2 | 12 | 8.1 | 2.17 | 67 | 53 | 211049771
TRANE | 4TWL5030N1 | 4TXCB004DS3 | S8V2B080M4PDA | 30000 | 27400 | 15.2 | 12 | 8.1 | 2.16 | 67 | 53 | 211049774
TRANE | 4TWL5030N1 | 4TXCB006DS3 | S8V2B080M4PDA | 30400 | 27800 | 16 | 12 | 8.1 | 2.22 | 66 | 51 | 211049776
TRANE | 4TWL5030N1 | 4TXCB006DS3 | S8V2A040M3PDA | 29400 | 27400 | 16 | 12 | 8.1 | 2.18 | 66 | 51 | 211049777
TRANE | 4TWL5030N1 | 4TXCB006DS3 | S8V2B060M4PDA | 30400 | 27800 | 16 | 12 | 8.1 | 2.23 | 66 | 51 | 211049780
TRANE | 4TWL5030N1 | 4TXCC005DS3 | S8V2C100M5PDA | 29800 | 27200 | 15.2 | 12 | 8.1 | 2.17 | 67 | 53 | 211049781
TRANE | 4TWL5030N1 | 4TXCC005DS3 | S8V2C080M5PDA | 29800 | 27200 | 15.2 | 12 | 8.1 | 2.18 | 67 | 52 | 211049785
TRANE | 4TWL5036N1 | 4PX*CU42BS3 | S8V2C100M5PDA | 35000 | 32800 | 15.2 | 12 | 8.1 | 2 | 62 | 46 | 211049791
TRANE | 4TWL5036N1 | 4PX*CU42BS3 | S8V2C080M5PDA | 35200 | 33000 | 15.2 | 12 | 8.1 | 2 | 62 | 45 | 211049794
TRANE | 4TWL5036N1 | 4PX*CU48BS3 | S8V2C080M5PDA | 35200 | 32600 | 15.2 | 12 | 8.1 | 2.02 | 62 | 46 | 211049796
TRANE | 4TWL5036N1 | 4PX*CU48BS3 | S8V2C100M5PDA | 35000 | 32400 | 15.2 | 12 | 8.1 | 2.02 | 62 | 46 | 211049798
TRANE | 4TWL5036N1 | 4PX*DD60BS3 | S8V2D120M5PDA | 35200 | 31800 | 15.2 | 12 | 8.1 | 1.99 | 63 | 47 | 211049801
TRANE | 4TWL5036N1 | 4PX*DU48BS3 | S8V2D120M5PDA | 35200 | 32400 | 15.2 | 12 | 8.1 | 2.04 | 62 | 46 | 211049804
TRANE | 4TWL5036N1 | 4TXCC007DS3 | S8V2C080M5PDA | 35200 | 32600 | 15.2 | 12 | 8.1 | 2.02 | 62 | 46 | 211049806
TRANE | 4TWL5036N1 | 4TXCC007DS3 | S8V2C100M5PDA | 35000 | 32400 | 15.2 | 12 | 8.1 | 2.02 | 62 | 46 | 211049808
TRANE | 4TWL5036N1 | 4TXCC009DS3 | S8V2C080M5PDA | 35800 | 31800 | 15.2 | 12 | 8.1 | 2.02 | 63 | 47 | 211049810
TRANE | 4TWL5036N1 | 4TXCC009DS3 | S8V2C100M5PDA | 35600 | 31800 | 15.2 | 12 | 8.1 | 2.02 | 63 | 47 | 211049813
TRANE | 4TWL5036N1 | 4TXCD008DS3 | S8V2D120M5PDA | 35200 | 32400 | 15.2 | 12 | 8.1 | 2.04 | 62 | 46 | 211049816
AMERICAN STANDARD | 4A6L5030N1 | 4PX*BD36BS3 | S8V2B080M4PDA | 29600 | 28600 | 15.2 | 12 | 8.1 | 2.12 | 66 | 51 | 211049901
AMERICAN STANDARD | 4A6L5030N1 | 4PX*BD36BS3 | S8V2B060M4PDA | 29800 | 28600 | 15.2 | 12 | 8.1 | 2.13 | 66 | 51 | 211049903
AMERICAN STANDARD | 4A6L5030N1 | 4PX*BD36BS3 | S8V2A040M3PDA | 28200 | 28000 | 15.2 | 12 | 8.1 | 2.1 | 66 | 51 | 211049905
AMERICAN STANDARD | 4A6L5030N1 | 4PX*BU30BS3 | S8V2A040M3PCA | 27800 | 29200 | 15.2 | 12 | 8.1 | 2.09 | 65 | 50 | 211049913
AMERICAN STANDARD | 4A6L5030N1 | 4PX*BU30BS3 | S8V2B060M4PDA | 28800 | 29400 | 15.2 | 12 | 8.1 | 2.13 | 65 | 50 | 211049914
AMERICAN STANDARD | 4A6L5030N1 | 4PX*BU30BS3 | S8V2B080M4PDA | 28800 | 29400 | 15.2 | 12 | 8.1 | 2.14 | 65 | 50 | 211049916
AMERICAN STANDARD | 4A6L5030N1 | 4PX*BU30BS3 | S8V2A040M3PDA | 27800 | 29200 | 15.2 | 12 | 8.1 | 2.09 | 65 | 50 | 211049919
AMERICAN STANDARD | 4A6L5030N1 | 4PX*BU36BS3 | S8V2B060M4PDA | 29600 | 27000 | 15.2 | 12 | 8.1 | 2.17 | 67 | 53 | 211049923
AMERICAN STANDARD | 4A6L5030N1 | 4PX*BU36BS3 | S8V2B080M4PDA | 30000 | 27400 | 15.2 | 12 | 8.1 | 2.16 | 67 | 53 | 211049926
AMERICAN STANDARD | 4A6L5030N1 | 4PX*BU42BS3 | S8V2A040M3PDA | 29600 | 27800 | 16 | 12 | 8.1 | 2.17 | 66 | 51 | 211049928
AMERICAN STANDARD | 4A6L5030N1 | 4PX*BU42BS3 | S8V2B060M4PDA | 30400 | 28000 | 16 | 12 | 8.1 | 2.22 | 66 | 51 | 211049931
AMERICAN STANDARD | 4A6L5030N1 | 4PX*BU42BS3 | S8V2B080M4PDA | 30400 | 28000 | 16 | 12 | 8.1 | 2.22 | 66 | 51 | 211049933
AMERICAN STANDARD | 4A6L5030N1 | 4PX*BU48BS3 | S8V2B080M4PDA | 30400 | 27800 | 16 | 12 | 8.1 | 2.22 | 66 | 51 | 211049937
AMERICAN STANDARD | 4A6L5030N1 | 4PX*BU48BS3 | S8V2A040M3PDA | 29400 | 27400 | 16 | 12 | 8.1 | 2.18 | 66 | 51 | 211049939
AMERICAN STANDARD | 4A6L5030N1 | 4PX*BU48BS3 | S8V2B060M4PDA | 30400 | 27800 | 16 | 12 | 8.1 | 2.23 | 66 | 51 | 211049941
AMERICAN STANDARD | 4A6L5030N1 | 4PX*CD36BS3 | S8V2C100M5PDA | 29800 | 28600 | 15.2 | 12 | 8.1 | 2.13 | 66 | 51 | 211049943
AMERICAN STANDARD | 4A6L5030N1 | 4PX*CD36BS3 | S8V2C080M5PDA | 29800 | 28600 | 15.2 | 12 | 8.1 | 2.13 | 66 | 51 | 211049945
AMERICAN STANDARD | 4A6L5030N1 | 4PX*CU30BS3 | S8V2C080M5PDA | 29200 | 29600 | 15.2 | 12 | 8.1 | 2.12 | 65 | 50 | 211049951
AMERICAN STANDARD | 4A6L5030N1 | 4PX*CU30BS3 | S8V2C100M5PDA | 29000 | 29600 | 15.2 | 12 | 8.1 | 2.12 | 65 | 50 | 211049953
AMERICAN STANDARD | 4A6L5030N1 | 4PX*CU36BS3 | S8V2C100M5PDA | 29800 | 27200 | 15.2 | 12 | 8.1 | 2.17 | 67 | 53 | 211049955
AMERICAN STANDARD | 4A6L5030N1 | 4PX*CU36BS3 | S8V2C080M5PDA | 29800 | 27200 | 15.2 | 12 | 8.1 | 2.18 | 67 | 52 | 211049957
AMERICAN STANDARD | 4A6L5030N1 | 4PX*CU42BS3 | S8V2C100M5PDA | 30600 | 28200 | 16 | 12 | 8.1 | 2.21 | 66 | 51 | 211049958
AMERICAN STANDARD | 4A6L5030N1 | 4PX*CU42BS3 | S8V2C080M5PDA | 30400 | 28000 | 16 | 12 | 8.1 | 2.23 | 66 | 51 | 211049961
AMERICAN STANDARD | 4A6L5030N1 | 4TXCB003DS3 | S8V2A040M3PDA | 27800 | 29200 | 15.2 | 12 | 8.1 | 2.09 | 65 | 50 | 211049963
AMERICAN STANDARD | 4A6L5030N1 | 4TXCB003DS3 | S8V2B060M4PDA | 28800 | 29400 | 15.2 | 12 | 8.1 | 2.13 | 65 | 50 | 211049966
AMERICAN STANDARD | 4A6L5030N1 | 4TXCB003DS3 | S8V2B080M4PDA | 28800 | 29400 | 15.2 | 12 | 8.1 | 2.14 | 65 | 50 | 211049967
AMERICAN STANDARD | 4A6L5030N1 | 4TXCB004DS3 | S8V2B060M4PDA | 29600 | 27000 | 15.2 | 12 | 8.1 | 2.17 | 67 | 53 | 211049971
TRANE | 4TWL6036A1 | 4TXCB006DS3 | S8V2B060M4PCA | 36400 | 33400 | 15.2 | 12 | 8.1 | 2.1 | 65 | 50 | 211089383
TRANE | 4TWL6036A1 | 4TXCB006DS3 | S8V2A040M3PDA | 34800 | 32600 | 15.2 | 12 | 8.1 | 2 | 65 | 50 | 211089384
TRANE | 4TWL6036A1 | 4TXCB006DS3 | S8V2B060M4PDA | 36400 | 33400 | 15.2 | 12 | 8.1 | 2.1 | 65 | 50 | 211089385
TRANE | 4TWL6036A1 | 4TXCB006DS3 | S8V2A040M3PCA | 34800 | 32600 | 15.2 | 12 | 8.1 | 2 | 65 | 50 | 211089386
TRANE | 4TWL6036A1 | 4TXCB006DS3 | S8V2B080M4PDA | 36400 | 33200 | 15.2 | 12 | 8.1 | 2.1 | 65 | 50 | 211089387
TRANE | 4TWL6036A1 | 4TXCB006DS3 | S8V2B080M4PCA | 36400 | 33200 | 15.2 | 12 | 8.1 | 2.1 | 65 | 50 | 211089388
TRANE | 4TWL6036A1 | 4TXCC007DS3 | S8V2C100M5PDA | 36400 | 33200 | 15.2 | 12 | 8.1 | 2.1 | 65 | 50 | 211089393
TRANE | 4TWL6036A1 | 4TXCC007DS3 | S8V2C100M5PCA | 36400 | 33200 | 15.2 | 12 | 8.1 | 2.1 | 65 | 50 | 211089394
TRANE | 4TWL6036A1 | 4TXCC007DS3 | S8V2C080M5PCA | 36800 | 33400 | 15.2 | 12 | 8.1 | 2.1 | 65 | 50 | 211089395
TRANE | 4TWL6036A1 | 4TXCC007DS3 | S8V2C080M5PDA | 36800 | 33400 | 15.2 | 12 | 8.1 | 2.1 | 65 | 50 | 211089396
TRANE | 4TWL6036A1 | 4TXCD008DS3 | S8V2D120M5PCA | 37600 | 33800 | 15.2 | 12 | 8.1 | 2.1 | 66 | 51 | 211089397
TRANE | 4TWL6036A1 | 4TXCD008DS3 | S8V2D120M5PDA | 37600 | 33800 | 15.2 | 12 | 8.1 | 2.1 | 66 | 51 | 211089398
AMERISTAR | A4HP6030A1 | A4AH6V60B1C3 |  | 29800 | 27000 | 15.2 | 12 | 8.1 | 2.24 | 65 | 50 | 211288452
AMERICAN STANDARD | 4A6L9060A1 | 4PX*DD60BS3+P0V0C000M50SD+RP |  | 55500 | 52000 | 19 | 10 | 8.5 | 2.1 | 71 | 57 | 212629025
TRANE | 4TWL9060A1 | 4PX*DU60BS3+P0V0D000M50SD+RP |  | 59000 | 53500 | 19 | 11 | 8.7 | 2.2 | 71 | 57 | 212629028
AMERICAN STANDARD | 4A6L9060A1 | 4PX*DU60BS3+P0V0D000M50SD+RP |  | 59000 | 53500 | 19 | 11 | 8.7 | 2.2 | 71 | 57 | 212629029
TRANE | 4TWL9060A1 | 4PX*DU60BS3+P0V0C000M50SD+RP |  | 57000 | 52000 | 19 | 10 | 8.5 | 2.1 | 71 | 57 | 212629030
AMERICAN STANDARD | 4A6L9060A1 | 4PX*DU60BS3+P0V0C000M50SD+RP |  | 57000 | 52000 | 19 | 10 | 8.5 | 2.1 | 71 | 57 | 212629031
TRANE | 4TWL9060A1 | 4PX*DU60BS3 | L8V1C100U5VSB+RP | 57000 | 52000 | 19 | 10 | 8.5 | 2 | 72 | 58 | 212629032
AMERICAN STANDARD | 4A6L9060A1 | 4PX*DU60BS3 | L8V1C100U5VSB+RP | 57000 | 52000 | 19 | 10 | 8.5 | 2 | 72 | 58 | 212629033
TRANE | 4TWL9060A1 | 4TXCC007DS3+P0V0C000M50SD+RP |  | 57000 | 54000 | 19 | 10 | 8.7 | 2.1 | 71 | 58 | 212629034
AMERICAN STANDARD | 4A6L9060A1 | 4TXCC007DS3+P0V0C000M50SD+RP |  | 57000 | 54000 | 19 | 10 | 8.7 | 2.1 | 71 | 58 | 212629035
TRANE | 4TWL9060A1 | 4TXCC007DS3 | L8V1C100U5VSB+RP | 56500 | 54000 | 19 | 10 | 8.7 | 2.1 | 72 | 59 | 212629036
AMERICAN STANDARD | 4A6L9060A1 | 4TXCC007DS3 | L8V1C100U5VSB+RP | 56500 | 54000 | 19 | 10 | 8.7 | 2.1 | 72 | 59 | 212629037
TRANE | 4TWL9060A1 | 4TXCC009DS3+P0V0C000M50SD+RP |  | 59000 | 53500 | 19 | 10 | 8.7 | 2.1 | 71 | 58 | 212629038
AMERICAN STANDARD | 4A6L9060A1 | 4TXCC009DS3+P0V0C000M50SD+RP |  | 59000 | 53500 | 19 | 10 | 8.7 | 2.1 | 71 | 58 | 212629039
TRANE | 4TWL9060A1 | 4TXCC009DS3 | L8V1C100U5VSB+RP | 58500 | 53500 | 19 | 10 | 8.7 | 2.1 | 72 | 59 | 212629040
AMERICAN STANDARD | 4A6L9060A1 | 4TXCC009DS3 | L8V1C100U5VSB+RP | 58500 | 53500 | 19 | 10 | 8.7 | 2.1 | 72 | 59 | 212629041
TRANE | 4TWL9060A1 | 4TXCD008DS3+P0V0D000M50SD+RP |  | 57500 | 54000 | 19 | 10 | 8.7 | 2.2 | 71 | 57 | 212629042
AMERICAN STANDARD | 4A6L9060A1 | 4TXCD008DS3+P0V0D000M50SD+RP |  | 57500 | 54000 | 19 | 10 | 8.7 | 2.2 | 71 | 57 | 212629043
TRANE | 4TWL9060A1 | 4TXCD008DS3+P0V0C000M50SD+RP |  | 55500 | 52500 | 19 | 10 | 8.5 | 2.1 | 71 | 58 | 212629044
AMERICAN STANDARD | 4A6L9060A1 | 4TXCD008DS3+P0V0C000M50SD+RP |  | 55500 | 52500 | 19 | 10 | 8.5 | 2.1 | 71 | 58 | 212629045
TRANE | 4TWL9060A1 | 4TXCD008DS3 | L8V1C100U5VSB+RP | 55000 | 52500 | 19 | 10 | 8.5 | 2 | 72 | 59 | 212629046
AMERICAN STANDARD | 4A6L9060A1 | 4TXCD008DS3 | L8V1C100U5VSB+RP | 55000 | 52500 | 19 | 10 | 8.5 | 2 | 72 | 59 | 212629047
TRANE | 4TWL9060A1 | 4TXCD010DS3+P0V0D000M50SD+RP |  | 59000 | 53500 | 19 | 11 | 8.7 | 2.2 | 71 | 57 | 212629048
AMERICAN STANDARD | 4A6L9060A1 | 4TXCD010DS3+P0V0D000M50SD+RP |  | 59000 | 53500 | 19 | 11 | 8.7 | 2.2 | 71 | 57 | 212629049
TRANE | 4TWL9060A1 | 4TXCD010DS3 | L8V1C100U5VSB+RP | 57000 | 52000 | 19 | 10 | 8.5 | 2 | 72 | 58 | 212629050
AMERICAN STANDARD | 4A6L9060A1 | 4TXCD010DS3 | L8V1C100U5VSB+RP | 57000 | 52000 | 19 | 10 | 8.5 | 2 | 72 | 58 | 212629051
TRANE | 4TWL9060A1 | 4TXCD010DS3+P0V0C000M50SD+RP |  | 57000 | 52000 | 19 | 10 | 8.5 | 2.1 | 71 | 57 | 212629052
AMERICAN STANDARD | 4A6L9060A1 | 4TXCD010DS3+P0V0C000M50SD+RP |  | 57000 | 52000 | 19 | 10 | 8.5 | 2.1 | 71 | 57 | 212629053
TRANE | 5TWR5024A1 | 5TXCB006AS3+TSTAT | S9V2B080U4VSA | 24400 | 22000 | 15.2 | 12 | 8.1 | 2.1 | 66 | 51 | 214078333
AMERICAN STANDARD | 5A6H5024A1 | 5TXCB006AS3+TSTAT | S9V2B080U4VSA | 24400 | 22000 | 15.2 | 12 | 8.1 | 2.1 | 66 | 51 | 214078334
TRANE | 5TWR5030A1 | 5TEM6D04AV31+TDR+TSTAT |  | 27800 | 26000 | 15.2 | 12 | 8.1 | 2.2 | 67 | 52 | 214078349
AMERICAN STANDARD | 5A6H5030A1 | 5TEM6D04AV31+TDR+TSTAT |  | 27800 | 26000 | 15.2 | 12 | 8.1 | 2.2 | 67 | 52 | 214078350
TRANE | 5TWR5030A1 | 5TEM6D06AV41+TDR+TSTAT |  | 28400 | 25600 | 15.2 | 12 | 8.1 | 2.2 | 68 | 52 | 214078351
AMERICAN STANDARD | 5A6H5030A1 | 5TEM6D06AV41+TDR+TSTAT |  | 28400 | 25600 | 15.2 | 12 | 8.1 | 2.2 | 68 | 52 | 214078352
TRANE | 5TWR5030A1 | 5TEM6D07AV51+TDR+TSTAT |  | 28400 | 25600 | 15.2 | 12 | 8.1 | 2.2 | 67 | 52 | 214078353
AMERICAN STANDARD | 5A6H5030A1 | 5TEM6D07AV51+TDR+TSTAT |  | 28400 | 25600 | 15.2 | 12 | 8.1 | 2.2 | 67 | 52 | 214078354
TRANE | 5TWR5030A1 | 5TXCB004AS3+TSTAT | S9V2B040U3PSB | 27200 | 25800 | 15.2 | 11.7 | 8.1 | 2 | 67 | 52 | 214078359
AMERICAN STANDARD | 5A6H5030A1 | 5TXCB004AS3+TSTAT | S9V2B040U3PSB | 27200 | 25800 | 15.2 | 11.7 | 8.1 | 2 | 67 | 52 | 214078360
TRANE | 5TWR5030A1 | 5TXCB004AS3+TSTAT | S9V2B040U3VSA | 27200 | 25800 | 15.2 | 11.7 | 8.1 | 2 | 67 | 52 | 214078361
AMERICAN STANDARD | 5A6H5030A1 | 5TXCB004AS3+TSTAT | S9V2B040U3VSA | 27200 | 25800 | 15.2 | 11.7 | 8.1 | 2 | 67 | 52 | 214078362
TRANE | 5TWR5030A1 | 5TXCB006AS3+TSTAT | S8X1A040M3PSC | 26800 | 24400 | 16 | 12 | 8.1 | 2 | 68 | 53 | 214078391
AMERICAN STANDARD | 5A6H5030A1 | 5TXCB006AS3+TSTAT | S8X1A040M3PSC | 26800 | 24400 | 16 | 12 | 8.1 | 2 | 68 | 53 | 214078392
TRANE | 5TWR5030A1 | 5TXCB006AS3+TSTAT | S8X1A040M3PTC | 26800 | 24400 | 16 | 12 | 8.1 | 2 | 68 | 53 | 214078393
AMERICAN STANDARD | 5A6H5030A1 | 5TXCB006AS3+TSTAT | S8X1A040M3PTC | 26800 | 24400 | 16 | 12 | 8.1 | 2 | 68 | 53 | 214078394
TRANE | 5TWR5030A1 | 5TXCB006AS3+TSTAT | S8X2A040M3PSC | 26800 | 24400 | 16 | 12 | 8.1 | 2 | 68 | 53 | 214078403
AMERICAN STANDARD | 5A6H5030A1 | 5TXCB006AS3+TSTAT | S8X2A040M3PSC | 26800 | 24400 | 16 | 12 | 8.1 | 2 | 68 | 53 | 214078404
TRANE | 5TWR5030A1 | 5TXCB006AS3+TSTAT | S8X2A040M3PTC | 26800 | 24400 | 16 | 12 | 8.1 | 2 | 68 | 53 | 214078405
AMERICAN STANDARD | 5A6H5030A1 | 5TXCB006AS3+TSTAT | S8X2A040M3PTC | 26800 | 24400 | 16 | 12 | 8.1 | 2 | 68 | 53 | 214078406
TRANE | 4TWL9060A1 | 4PX*DD60BS3+P0V0D000M50SD+RP |  | 57500 | 53500 | 19 | 10 | 8.7 | 2.1 | 71 | 57 | 212629026
AMERICAN STANDARD | 4A6L9060A1 | 4PX*DD60BS3+P0V0D000M50SD+RP |  | 57500 | 53500 | 19 | 10 | 8.7 | 2.1 | 71 | 57 | 212629027
TRANE | 4TWL9060A1 | 4PX*CU60BS3+P0V0C000M50SD+RP |  | 59000 | 53500 | 19 | 10 | 8.7 | 2.1 | 71 | 58 | 212629022
AMERICAN STANDARD | 4A6L9060A1 | 4PX*CU60BS3+P0V0C000M50SD+RP |  | 59000 | 53500 | 19 | 10 | 8.7 | 2.1 | 71 | 58 | 212629023
TRANE | 4TWL9060A1 | 4PX*DD60BS3+P0V0C000M50SD+RP |  | 55500 | 52000 | 19 | 10 | 8.5 | 2.1 | 71 | 57 | 212629024
AMERICAN STANDARD | 4A6V8X24A1 | 4TXCB004DS3 | L8V1A060U3VSA+RP | 23200 | 19800 | 18 | 12 | 8.2 | 1.8 | 83 | 63 | 211076405
AMERICAN STANDARD | 4A6V8X24A1 | 4PX*BU36BS3 | L8V1A040U3VSA+RP | 23000 | 19800 | 17.5 | 12 | 8.1 | 1.8 | 83 | 63 | 211076404
AMERICAN STANDARD | 4A6V8X48A1 | 4TXCC007DS3 | L8V1C100U5VSB+RP | 46000 | 43500 | 18 | 11.7 | 8.5 | 1.8 | 86 | 66 | 212630020
TRANE | 4TWV8X48A1 | 4TXCC007DS3 | L8V1C100U5VSB+RP | 46000 | 43500 | 18 | 11.7 | 8.5 | 1.8 | 86 | 66 | 212630019
AMERICAN STANDARD | 4A6V8X48A1 | 4TXCB006DS3 | L8V1B080U4VSB+RP | 45500 | 44000 | 18 | 11.2 | 8.5 | 1.8 | 85 | 67 | 212630014
TRANE | 4TWV8X48A1 | 4TXCB006DS3 | L8V1B080U4VSB+RP | 45500 | 44000 | 18 | 11.2 | 8.5 | 1.8 | 85 | 67 | 212630013
AMERICAN STANDARD | 4A6V8X48A1 | 4TXCB006DS3+P0V0B000M40SD+RP |  | 44000 | 43000 | 18 | 11.7 | 8.5 | 1.8 | 84 | 66 | 212630012
TRANE | 4TWV8X48A1 | 4TXCB006DS3+P0V0B000M40SD+RP |  | 44000 | 43000 | 18 | 11.7 | 8.5 | 1.8 | 84 | 66 | 212630011
AMERICAN STANDARD | 4A6V8X48A1 | 4PX*DU60BS3 | L8V1C100U5VSB+RP | 45500 | 42000 | 18 | 12 | 8.5 | 1.8 | 85 | 65 | 212630010
TRANE | 4TWV8X48A1 | 4PX*DU60BS3 | L8V1C100U5VSB+RP | 45500 | 42000 | 18 | 12 | 8.5 | 1.8 | 85 | 65 | 212630009
AMERICAN STANDARD | 4A6V8X48A1 | 4PX*DU60BS3+P0V0C000M50SD+RP |  | 45500 | 42000 | 18 | 12 | 8.5 | 1.8 | 85 | 66 | 212630008
TRANE | 4TWV8X48A1 | 4PX*DU60BS3+P0V0C000M50SD+RP |  | 45500 | 42000 | 18 | 12 | 8.5 | 1.8 | 85 | 66 | 212630007
AMERICAN STANDARD | 4A6V8X48A1 | 4PX*DU60BS3+P0V0D000M50SD+RP |  | 47000 | 43000 | 18 | 12 | 8.5 | 1.9 | 85 | 66 | 212630006
TRANE | 4TWV8X48A1 | 4PX*DU60BS3+P0V0D000M50SD+RP |  | 47000 | 43000 | 18 | 12 | 8.5 | 1.9 | 85 | 66 | 212630005
AMERICAN STANDARD | 4A6V8X48A1 | 4PX*DU48BS3+P0V0C000M50SD+RP |  | 45000 | 42000 | 18 | 12 | 8.5 | 1.8 | 86 | 67 | 212630002
TRANE | 4TWV8X48A1 | 4PX*DU48BS3+P0V0C000M50SD+RP |  | 45000 | 42000 | 18 | 12 | 8.5 | 1.8 | 86 | 67 | 212630001
AMERICAN STANDARD | 4A6V8X48A1 | 4PX*DU48BS3+P0V0D000M50SD+RP |  | 46000 | 43500 | 18 | 12 | 8.5 | 1.8 | 85 | 66 | 212630000
TRANE | 4TWV8X48A1 | 4PX*DU48BS3+P0V0D000M50SD+RP |  | 46000 | 43500 | 18 | 12 | 8.5 | 1.8 | 85 | 66 | 212629999
AMERICAN STANDARD | 4A6V8X48A1 | 4PX*DD60BS3+P0V0D000M50SD+RP |  | 46000 | 43000 | 18 | 12 | 8.5 | 1.8 | 85 | 66 | 212629996
TRANE | 4TWV8X48A1 | 4PX*DD60BS3+P0V0D000M50SD+RP |  | 46000 | 43000 | 18 | 12 | 8.5 | 1.8 | 85 | 66 | 212629995
AMERICAN STANDARD | 4A6V8X48A1 | 4PX*CU60BS3+P0V0C000M50SD+RP |  | 47000 | 43000 | 18 | 12 | 8.5 | 1.8 | 86 | 67 | 212629994
TRANE | 4TWV8X48A1 | 4PX*CU60BS3+P0V0C000M50SD+RP |  | 47000 | 43000 | 18 | 12 | 8.5 | 1.8 | 86 | 67 | 212629993
AMERICAN STANDARD | 4A6V8X48A1 | 4PX*CU60BS3 | L8V1C100U5VSB+RP | 47000 | 43000 | 18 | 12 | 8.5 | 1.8 | 86 | 66 | 212629992
TRANE | 4TWV8X48A1 | 4PX*CU60BS3 | L8V1C100U5VSB+RP | 47000 | 43000 | 18 | 12 | 8.5 | 1.8 | 86 | 66 | 212629991
AMERICAN STANDARD | 4A6V8X48A1 | 4PX*CU48BS3 | L8V1C100U5VSB+RP | 46000 | 43500 | 18 | 11.7 | 8.5 | 1.8 | 86 | 66 | 212629990
TRANE | 4TWV8X48A1 | 4PX*CU48BS3 | L8V1C100U5VSB+RP | 46000 | 43500 | 18 | 11.7 | 8.5 | 1.8 | 86 | 66 | 212629989
AMERICAN STANDARD | 4A6V8X48A1 | 4PX*CU48BS3+P0V0C000M50SD+RP |  | 46000 | 43500 | 18 | 12 | 8.5 | 1.8 | 86 | 67 | 212629988
TRANE | 4TWV8X48A1 | 4PX*CU48BS3+P0V0C000M50SD+RP |  | 46000 | 43500 | 18 | 12 | 8.5 | 1.8 | 86 | 67 | 212629987
AMERICAN STANDARD | 4A6V8X48A1 | 4PX*CU42BS3 | L8V1C100U5VSB+RP | 46000 | 44500 | 18 | 11.7 | 8.5 | 1.8 | 84 | 65 | 212629986
TRANE | 4TWV8X48A1 | 4PX*CU42BS3 | L8V1C100U5VSB+RP | 46000 | 44500 | 18 | 11.7 | 8.5 | 1.8 | 84 | 65 | 212629985
AMERICAN STANDARD | 4A6V8X48A1 | 4PX*CU42BS3+P0V0C000M50SD+RP |  | 46000 | 44500 | 18 | 12 | 8.5 | 1.8 | 84 | 65 | 212629984
TRANE | 4TWV8X48A1 | 4PX*CU42BS3+P0V0C000M50SD+RP |  | 46000 | 44500 | 18 | 12 | 8.5 | 1.8 | 84 | 65 | 212629983
AMERICAN STANDARD | 4A6V8X48A1 | 4PX*CD60BS3+P0V0C000M50SD+RP |  | 47000 | 43000 | 18 | 12 | 8.5 | 1.8 | 85 | 67 | 212629982
TRANE | 4TWV8X48A1 | 4PX*CD60BS3+P0V0C000M50SD+RP |  | 47000 | 43000 | 18 | 12 | 8.5 | 1.8 | 85 | 67 | 212629981
AMERICAN STANDARD | 4A6V8X48A1 | 4PX*BU48BS3+P0V0B000M40SD+RP |  | 44000 | 43000 | 18 | 11.7 | 8.5 | 1.8 | 84 | 66 | 212629978
TRANE | 4TWV8X48A1 | 4PX*BU48BS3+P0V0B000M40SD+RP |  | 44000 | 43000 | 18 | 11.7 | 8.5 | 1.8 | 84 | 66 | 212629977
AMERICAN STANDARD | 4A6V8X48A1 | 4PX*BU48BS3 | L8V1B080U4VSB+RP | 45500 | 44000 | 18 | 11.2 | 8.5 | 1.8 | 85 | 67 | 212629976
TRANE | 4TWV8X48A1 | 4PX*BU48BS3 | L8V1B080U4VSB+RP | 45500 | 44000 | 18 | 11.2 | 8.5 | 1.8 | 85 | 67 | 212629975
AMERICAN STANDARD | 4A6V8X36A1 | 4TXCB006DS3 | L8V1B080U4VSB+RP | 35000 | 31600 | 18 | 12 | 8.2 | 1.8 | 84 | 66 | 212629968
TRANE | 4TWV8X36A1 | 4TXCB006DS3 | L8V1B080U4VSB+RP | 35000 | 31600 | 18 | 12 | 8.2 | 1.8 | 84 | 66 | 212629967
AMERICAN STANDARD | 4A6V8X36A1 | 4TXCB006DS3+P0V0B000M40SD+RP |  | 33800 | 30600 | 18 | 12 | 8.2 | 1.8 | 82 | 65 | 212629966
TRANE | 4TWV8X36A1 | 4TXCB006DS3+P0V0B000M40SD+RP |  | 33800 | 30600 | 18 | 12 | 8.2 | 1.8 | 82 | 65 | 212629965
AMERICAN STANDARD | 4A6V8X36A1 | 4PX*BU42BS3 | L8V1B080U4VSB+RP | 35000 | 32200 | 18 | 12 | 8.2 | 1.8 | 83 | 65 | 212629954
TRANE | 4TWV8X36A1 | 4PX*BU42BS3 | L8V1B080U4VSB+RP | 35000 | 32200 | 18 | 12 | 8.2 | 1.8 | 83 | 65 | 212629953
AMERICAN STANDARD | 4A6V8X36A1 | 4PX*BU42BS3+P0V0B000M40SD+RP |  | 33800 | 31200 | 18 | 12 | 8.2 | 1.8 | 81 | 63 | 212629950
TRANE | 4TWV8X36A1 | 4PX*BU42BS3+P0V0B000M40SD+RP |  | 33800 | 31200 | 18 | 12 | 8.2 | 1.8 | 81 | 63 | 212629949
TRANE | 5TWR5030A1 | 5TXCB006AS3+TSTAT | S9X2B060U4PSB | 28400 | 26000 | 15.2 | 11.7 | 8.1 | 2.1 | 67 | 52 | 214078447
AMERICAN STANDARD | 5A6H5030A1 | 5TXCB006AS3+TSTAT | S9X2B040U3PSB | 28200 | 25800 | 15.2 | 11.7 | 8.1 | 2.1 | 67 | 52 | 214078446
TRANE | 5TWR5030A1 | 5TXCB006AS3+TSTAT | S9X2B040U3PSB | 28200 | 25800 | 15.2 | 11.7 | 8.1 | 2.1 | 67 | 52 | 214078445
AMERICAN STANDARD | 5A6H5030A1 | 5TXCB006AS3+TSTAT | S9X1B080U4PSB | 28600 | 26000 | 15.2 | 12 | 8.1 | 2.1 | 67 | 52 | 214078444
TRANE | 5TWR5030A1 | 5TXCB006AS3+TSTAT | S9X1B080U4PSB | 28600 | 26000 | 15.2 | 12 | 8.1 | 2.1 | 67 | 52 | 214078443
AMERICAN STANDARD | 5A6H5030A1 | 5TXCB006AS3+TSTAT | S9X1B060U4PSB | 28400 | 26000 | 15.2 | 11.7 | 8.1 | 2.1 | 67 | 52 | 214078442
TRANE | 5TWR5030A1 | 5TXCB006AS3+TSTAT | S9X1B060U4PSB | 28400 | 26000 | 15.2 | 11.7 | 8.1 | 2.1 | 67 | 52 | 214078441
AMERICAN STANDARD | 5A6H5030A1 | 5TXCB006AS3+TSTAT | S9X1B040U3PSB | 28200 | 25800 | 15.2 | 11.7 | 8.1 | 2.1 | 67 | 52 | 214078440
TRANE | 5TWR5030A1 | 5TXCB006AS3+TSTAT | S9X1B040U3PSB | 28200 | 25800 | 15.2 | 11.7 | 8.1 | 2.1 | 67 | 52 | 214078439
AMERICAN STANDARD | 5A6H5030A1 | 5TXCB006AS3+TSTAT | S9V2B080U4VSA | 28600 | 26200 | 15.2 | 11.7 | 8.1 | 2.1 | 68 | 53 | 214078438
TRANE | 5TWR5030A1 | 5TXCB006AS3+TSTAT | S9V2B080U4VSA | 28600 | 26200 | 15.2 | 11.7 | 8.1 | 2.1 | 68 | 53 | 214078437
AMERICAN STANDARD | 5A6H5030A1 | 5TXCB006AS3+TSTAT | S9V2B080U4PSC | 28400 | 26000 | 15.2 | 12 | 8.1 | 2.1 | 67 | 52 | 214078436
TRANE | 5TWR5030A1 | 5TXCB006AS3+TSTAT | S9V2B080U4PSC | 28400 | 26000 | 15.2 | 12 | 8.1 | 2.1 | 67 | 52 | 214078435
AMERICAN STANDARD | 5A6H5030A1 | 5TXCB006AS3+TSTAT | S9V2B080U4PSB | 27800 | 25200 | 15.2 | 12 | 8.1 | 2.1 | 67 | 52 | 214078434
TRANE | 5TWR5030A1 | 5TXCB006AS3+TSTAT | S9V2B080U4PSB | 27800 | 25200 | 15.2 | 12 | 8.1 | 2.1 | 67 | 52 | 214078433
AMERICAN STANDARD | 5A6H5030A1 | 5TXCB006AS3+TSTAT | S9V2B060U4PSC | 28600 | 26000 | 15.2 | 12 | 8.1 | 2.1 | 68 | 53 | 214078426
TRANE | 5TWR5030A1 | 5TXCB006AS3+TSTAT | S9V2B060U4PSC | 28600 | 26000 | 15.2 | 12 | 8.1 | 2.1 | 68 | 53 | 214078425
AMERICAN STANDARD | 5A6H5030A1 | 5TXCB006AS3+TSTAT | S9V2B060U4PSB | 28600 | 26000 | 15.2 | 11.7 | 8.1 | 2.1 | 68 | 53 | 214078424
TRANE | 5TWR5030A1 | 5TXCB006AS3+TSTAT | S9V2B060U4PSB | 28600 | 26000 | 15.2 | 11.7 | 8.1 | 2.1 | 68 | 53 | 214078423
AMERICAN STANDARD | 5A6H5030A1 | 5TXCB006AS3+TSTAT | S9V2B040U3VSB | 28600 | 26200 | 15.2 | 12 | 8.1 | 2.1 | 68 | 53 | 214078422
TRANE | 5TWR5030A1 | 5TXCB006AS3+TSTAT | S9V2B040U3VSB | 28600 | 26200 | 15.2 | 12 | 8.1 | 2.1 | 68 | 53 | 214078421
AMERICAN STANDARD | 5A6H5030A1 | 5TXCB006AS3+TSTAT | S9V2B040U3VSA | 28600 | 26200 | 15.2 | 11.7 | 8.1 | 2.1 | 68 | 53 | 214078420
TRANE | 5TWR5030A1 | 5TXCB006AS3+TSTAT | S9V2B040U3VSA | 28600 | 26200 | 15.2 | 11.7 | 8.1 | 2.1 | 68 | 53 | 214078419
AMERICAN STANDARD | 5A6H5030A1 | 5TXCB006AS3+TSTAT | S9V2B040U3PSC | 28600 | 26200 | 15.2 | 12 | 8.1 | 2.1 | 68 | 53 | 214078418
TRANE | 5TWR5030A1 | 5TXCB006AS3+TSTAT | S9V2B040U3PSC | 28600 | 26200 | 15.2 | 12 | 8.1 | 2.1 | 68 | 53 | 214078417
AMERICAN STANDARD | 5A6H5030A1 | 5TXCB006AS3+TSTAT | S9V2B040U3PSB | 28600 | 26200 | 15.2 | 11.7 | 8.1 | 2.1 | 68 | 53 | 214078416
TRANE | 5TWR5030A1 | 5TXCB006AS3+TSTAT | S9V2B040U3PSB | 28600 | 26200 | 15.2 | 11.7 | 8.1 | 2.1 | 68 | 53 | 214078415
AMERICAN STANDARD | 5A6H5024A1 | 5TEM6D06AV41+TDR+TSTAT |  | 24800 | 22200 | 16 | 12 | 8.1 | 2.1 | 67 | 52 | 214077484
TRANE | 5TWR5024A1 | 5TEM6D06AV41+TDR+TSTAT |  | 24800 | 22200 | 16 | 12 | 8.1 | 2.1 | 67 | 52 | 214077483
AMERICAN STANDARD | 5A6H5024A1 | 5TEM6D04AV31+TDR+TSTAT |  | 24000 | 22200 | 16 | 12 | 8.1 | 2.1 | 67 | 51 | 214077482
TRANE | 5TWR5024A1 | 5TEM6D04AV31+TDR+TSTAT |  | 24000 | 22200 | 16 | 12 | 8.1 | 2.1 | 67 | 51 | 214077481
AMERICAN STANDARD | 5A6H5024A1 | 5TEM6B03AV21+TDR+TSTAT |  | 23600 | 23000 | 15.2 | 12 | 8.1 | 2.1 | 66 | 51 | 214077480
TRANE | 5TWR5024A1 | 5TEM6B03AV21+TDR+TSTAT |  | 23600 | 23000 | 15.2 | 12 | 8.1 | 2.1 | 66 | 51 | 214077479
AMERICAN STANDARD | 4A6L9060A1 | 4PX*CU48BS3+P0V0C000M50SC+RP |  | 57000 | 54000 | 19 | 10 | 8.7 | 2.17 | 71 | 58 | 211286027
TRANE | 4TWL9060A1 | 4PX*CU48BS3+P0V0C000M50SC+RP |  | 57000 | 54000 | 19 | 10 | 8.7 | 2.17 | 71 | 58 | 211286026
AMERICAN STANDARD | 5A6H5024A1 | 5TXCB006AS3+TSTAT |  | 24000 | 22600 | 15.2 | 11.7 | 8.1 | 2 | 67 | 53 | 214077640
TRANE | 5TWR5024A1 | 5TXCB006AS3+TSTAT |  | 24000 | 22600 | 15.2 | 11.7 | 8.1 | 2 | 67 | 53 | 214077639
AMERICAN STANDARD | 4A6L5030N1 | 4PX*BD36BS3+P0V0B000M40SD |  | 30000 | 28400 | 16 | 12 | 8.1 | 2.1 | 66 | 51 | 212628347
TRANE | 4TWL5030N1 | 4PX*BD36BS3+P0V0B000M40SD |  | 30000 | 28400 | 16 | 12 | 8.1 | 2.1 | 66 | 51 | 212628346
AMERICAN STANDARD | 4A6L5030N1 | 4PX*BD36BS3+P0V0A000M30SD |  | 28400 | 28000 | 15.2 | 12 | 8.1 | 2 | 66 | 51 | 212628345
TRANE | 4TWL5030N1 | 4PX*BD36BS3+P0V0A000M30SD |  | 28400 | 28000 | 15.2 | 12 | 8.1 | 2 | 66 | 51 | 212628344
AMERICAN STANDARD | 4A6L5030N1 | 4PX*BD30BS3+P0V0B000M40SD |  | 29600 | 29800 | 15.2 | 12 | 8.1 | 2 | 65 | 50 | 212628343
TRANE | 4TWL5030N1 | 4PX*BD30BS3+P0V0B000M40SD |  | 29600 | 29800 | 15.2 | 12 | 8.1 | 2 | 65 | 50 | 212628342
AMERICAN STANDARD | 4A6L5024N1 | 4TXCB006DS3+P0V0A000M30SD |  | 25600 | 25600 | 16 | 12 | 8.1 | 2.1 | 70 | 55 | 212628333
TRANE | 4TWL5024N1 | 4TXCB006DS3+P0V0A000M30SD |  | 25600 | 25600 | 16 | 12 | 8.1 | 2.1 | 70 | 55 | 212628332
AMERICAN STANDARD | 4A6L5024N1 | 4TXCB006DS3 | L8V1A040U3VSB | 25600 | 25600 | 15.2 | 12 | 8.1 | 2.1 | 71 | 55 | 212628331
TRANE | 4TWL5024N1 | 4TXCB006DS3 | L8V1A040U3VSB | 25600 | 25600 | 15.2 | 12 | 8.1 | 2.1 | 71 | 55 | 212628330
AMERICAN STANDARD | 4A6L5024N1 | 4TXCB006DS3 | L8V1A060U3VSB | 25600 | 25600 | 16 | 12 | 8.1 | 2.1 | 71 | 55 | 212628329
TRANE | 4TWL5024N1 | 4TXCB006DS3 | L8V1A060U3VSB | 25600 | 25600 | 16 | 12 | 8.1 | 2.1 | 71 | 55 | 212628328
AMERICAN STANDARD | 4A6L5024N1 | 4TXCB006DS3 | L8V1B080U4VSB | 25600 | 25600 | 16 | 12 | 8.1 | 2.2 | 71 | 55 | 212628327
TRANE | 4TWL5024N1 | 4TXCB006DS3 | L8V1B080U4VSB | 25600 | 25600 | 16 | 12 | 8.1 | 2.2 | 71 | 55 | 212628326
AMERICAN STANDARD | 4A6L5024N1 | 4TXCB004DS3+P0V0A000M30SD |  | 25600 | 25600 | 15.2 | 12 | 8.1 | 2.1 | 70 | 55 | 212628321
TRANE | 4TWL5024N1 | 4TXCB004DS3+P0V0A000M30SD |  | 25600 | 25600 | 15.2 | 12 | 8.1 | 2.1 | 70 | 55 | 212628320
AMERICAN STANDARD | 4A6L5024N1 | 4TXCB003DS3 | L8V1A040U3VSB | 25600 | 25600 | 15.2 | 12 | 8.1 | 2 | 75 | 57 | 212628317
TRANE | 4TWL5024N1 | 4TXCB003DS3 | L8V1A040U3VSB | 25600 | 25600 | 15.2 | 12 | 8.1 | 2 | 75 | 57 | 212628316
AMERICAN STANDARD | 4A6L5024N1 | 4TXCB003DS3 | L8V1A060U3VSB | 25600 | 25600 | 15.2 | 12 | 8.1 | 2 | 74 | 57 | 212628315
TRANE | 4TWL5024N1 | 4TXCB003DS3 | L8V1A060U3VSB | 25600 | 25600 | 15.2 | 12 | 8.1 | 2 | 74 | 57 | 212628314
AMERICAN STANDARD | 4A6L5024N1 | 4TXCB003DS3 | L8V1B080U4VSB | 25600 | 25600 | 15.2 | 12 | 8.1 | 2.1 | 75 | 57 | 212628313
TRANE | 4TWL5024N1 | 4TXCB003DS3 | L8V1B080U4VSB | 25600 | 25600 | 15.2 | 12 | 8.1 | 2.1 | 75 | 57 | 212628312
AMERICAN STANDARD | 4A6L5024N1 | 4TXCB003DS3+P0V0A000M30SD |  | 25600 | 25600 | 15.2 | 12 | 8.1 | 2 | 74 | 57 | 212628311
TRANE | 4TWL5024N1 | 4TXCB003DS3+P0V0A000M30SD |  | 25600 | 25600 | 15.2 | 12 | 8.1 | 2 | 74 | 57 | 212628310
AMERICAN STANDARD | 4A6L5024N1 | 4PX*BU42BS3+P0V0A000M30SD |  | 25600 | 25600 | 16 | 12 | 8.1 | 2.1 | 71 | 55 | 212628309
TRANE | 4TWL5024N1 | 4PX*BU42BS3+P0V0A000M30SD |  | 25600 | 25600 | 16 | 12 | 8.1 | 2.1 | 71 | 55 | 212628308
AMERICAN STANDARD | 4A6L5024N1 | 4PX*BU42BS3 | L8V1A040U3VSB | 25600 | 25600 | 15.2 | 12 | 8.1 | 2.1 | 71 | 55 | 212628307
TRANE | 4TWL5024N1 | 4PX*BU42BS3 | L8V1A040U3VSB | 25600 | 25600 | 15.2 | 12 | 8.1 | 2.1 | 71 | 55 | 212628306
AMERICAN STANDARD | 4A6L5024N1 | 4PX*BU42BS3 | L8V1B080U4VSB | 25600 | 25600 | 16 | 12 | 8.1 | 2.2 | 72 | 56 | 212628305
TRANE | 4TWL5024N1 | 4PX*BU42BS3 | L8V1B080U4VSB | 25600 | 25600 | 16 | 12 | 8.1 | 2.2 | 72 | 56 | 212628304
AMERICAN STANDARD | 4A6L5024N1 | 4PX*BU42BS3 | L8V1A060U3VSB | 25600 | 25600 | 16 | 12 | 8.1 | 2.1 | 71 | 55 | 212628303
TRANE | 4TWL5024N1 | 4PX*BU42BS3 | L8V1A060U3VSB | 25600 | 25600 | 16 | 12 | 8.1 | 2.1 | 71 | 55 | 212628302
AMERICAN STANDARD | 4A6L5024N1 | 4PX*BU36BS3+P0V0A000M30SD |  | 25600 | 25600 | 15.2 | 12 | 8.1 | 2.1 | 70 | 55 | 212628301
TRANE | 4TWL5024N1 | 4PX*BU36BS3+P0V0A000M30SD |  | 25600 | 25600 | 15.2 | 12 | 8.1 | 2.1 | 70 | 55 | 212628300
AMERICAN STANDARD | 4A6L5024N1 | 4PX*BU30BS3 | L8V1B080U4VSB | 25600 | 25600 | 15.2 | 12 | 8.1 | 2.1 | 75 | 57 | 212628293
TRANE | 4TWL5024N1 | 4PX*BU30BS3 | L8V1B080U4VSB | 25600 | 25600 | 15.2 | 12 | 8.1 | 2.1 | 75 | 57 | 212628292
AMERICAN STANDARD | 4A6L5024N1 | 4PX*BU30BS3 | L8V1A060U3VSB | 25600 | 25600 | 15.2 | 12 | 8.1 | 2 | 74 | 57 | 212628291
TRANE | 4TWL5024N1 | 4PX*BU30BS3 | L8V1A060U3VSB | 25600 | 25600 | 15.2 | 12 | 8.1 | 2 | 74 | 57 | 212628290
AMERICAN STANDARD | 4A6L5024N1 | 4PX*BU30BS3+P0V0A000M30SD |  | 25600 | 25600 | 15.2 | 12 | 8.1 | 2 | 74 | 57 | 212628289
TRANE | 4TWL5024N1 | 4PX*BU30BS3+P0V0A000M30SD |  | 25600 | 25600 | 15.2 | 12 | 8.1 | 2 | 74 | 57 | 212628288
AMERICAN STANDARD | 4A6L5024N1 | 4PX*BU30BS3 | L8V1A040U3VSB | 25600 | 25600 | 15.2 | 12 | 8.1 | 2 | 75 | 57 | 212628287
TRANE | 4TWL5024N1 | 4PX*BU30BS3 | L8V1A040U3VSB | 25600 | 25600 | 15.2 | 12 | 8.1 | 2 | 75 | 57 | 212628286
AMERICAN STANDARD | 4A6L5024N1 | 4PX*BD36BS3+P0V0A000M30SD |  | 25600 | 25600 | 15.2 | 12 | 8.1 | 2 | 72 | 56 | 212628285
TRANE | 4TWL5024N1 | 4PX*BD36BS3+P0V0A000M30SD |  | 25600 | 25600 | 15.2 | 12 | 8.1 | 2 | 72 | 56 | 212628284
AMERICAN STANDARD | 4A6H6048N1 | TEM6A0D60H51+TDR |  | 45500 | 48000 | 16 | 12 | 8.1 | 2.1 | 65 | 50 | 212628231
TRANE | 4TWR6048N1 | TEM6A0D60H51+TDR |  | 45500 | 48000 | 16 | 12 | 8.1 | 2.1 | 65 | 50 | 212628230
AMERICAN STANDARD | 4A6H6048N1 | TEM6A0C60H51+TDR |  | 46500 | 48000 | 16 | 12 | 8.1 | 2.1 | 65 | 50 | 212628229
TRANE | 4TWR6048N1 | TEM6A0C60H51+TDR |  | 46500 | 48000 | 16 | 12 | 8.1 | 2.1 | 65 | 50 | 212628228
AMERISTAR | A4HP6048A1 | A4AH6V60B1C3 |  | 47000 | 44500 | 15.2 | 12 | 8.1 | 2.25 | 65 | 50 | 211288777
AMERISTAR | A4HP6048A1 | A4AH5V60A1C3 |  | 47000 | 44500 | 15.2 | 12 | 8.1 | 2.25 | 65 | 50 | 211288776
AMERISTAR | A4HP6048A1 | A4AH5V48A1C3 |  | 47000 | 44500 | 15.2 | 12 | 8.1 | 2.25 | 65 | 50 | 211288775
AMERISTAR | A4HP6048A1 | A4AH5E61A1C3 |  | 46500 | 44000 | 15.2 | 12 | 8.1 | 2.24 | 65 | 50 | 211288773
AMERISTAR | A4HP6048A1 | A4AH5E49A1C3 |  | 47000 | 44500 | 15.2 | 12 | 8.1 | 2.26 | 65 | 49 | 211288772
AMERISTAR | A4HP6048A1 | A4AH4E60B1C3 |  | 46500 | 44000 | 15.2 | 12 | 8.1 | 2.24 | 65 | 50 | 211288770
AMERISTAR | A4HP6048A1 | A4AH4E48B1C3 |  | 47000 | 44500 | 15.2 | 12 | 8.1 | 2.26 | 65 | 49 | 211288769
TRANE | 4TWR7024A1 | 4PX*BD42BS3+HORIZ-RT | S8V2B080M4PDA | 25600 | 23800 | 16 | 12 | 8.1 | 1.97 | 63 | 47 | 211287704
AMERICAN STANDARD | 4A6H7024A1 | 4PX*BD42BS3+HORIZ-RT | S8V2B080M4PDA | 25600 | 23800 | 16 | 12 | 8.1 | 1.97 | 63 | 47 | 211287703
AMERICAN STANDARD | 4A6L6036A1 | 4TXCB006DS3 | L8V1B080U4VSA | 36000 | 33000 | 15.2 | 12 | 8.1 | 2.1 | 65 | 50 | 211076791
AMERICAN STANDARD | 5A6H5030A1 | 5TXCB004AS3+TSTAT | S9X2B040U3PSB | 27200 | 25800 | 15.2 | 11.7 | 8.1 | 2 | 67 | 52 | 214077796
TRANE | 5TWR5030A1 | 5TXCB004AS3+TSTAT | S9X2B040U3PSB | 27200 | 25800 | 15.2 | 11.7 | 8.1 | 2 | 67 | 52 | 214077795
AMERICAN STANDARD | 5A6H5030A1 | 5TXCB004AS3+TSTAT | S9X1B040U3PSB | 27200 | 25800 | 15.2 | 11.7 | 8.1 | 2 | 67 | 52 | 214077790
TRANE | 5TWR5030A1 | 5TXCB004AS3+TSTAT | S9X1B040U3PSB | 27200 | 25800 | 15.2 | 11.7 | 8.1 | 2 | 67 | 52 | 214077789
AMERICAN STANDARD | 5A6H5030A1 | 5TXCB004AS3+TSTAT | S9V2B060U4PSB | 27600 | 26200 | 15.2 | 11.7 | 8.1 | 2 | 67 | 52 | 214077784
TRANE | 5TWR5030A1 | 5TXCB004AS3+TSTAT | S9V2B060U4PSB | 27600 | 26200 | 15.2 | 11.7 | 8.1 | 2 | 67 | 52 | 214077783
AMERICAN STANDARD | 4A6L5036N1 | 4TXCC009DS3 | L8V1C100U5VSB | 35800 | 31800 | 15.2 | 12 | 8.1 | 2 | 63 | 47 | 212628495
TRANE | 4TWL5036N1 | 4TXCC009DS3 | L8V1C100U5VSB | 35800 | 31800 | 15.2 | 12 | 8.1 | 2 | 63 | 47 | 212628494
AMERICAN STANDARD | 4A6L5036N1 | 4TXCC007DS3 | L8V1C100U5VSB | 35400 | 32400 | 15.2 | 12 | 8.1 | 2 | 62 | 46 | 212628493
TRANE | 4TWL5036N1 | 4TXCC007DS3 | L8V1C100U5VSB | 35400 | 32400 | 15.2 | 12 | 8.1 | 2 | 62 | 46 | 212628492
AMERICAN STANDARD | 4A6L5036N1 | 4TXCB006DS3+P0V0B000M40SD |  | 35400 | 32200 | 15.2 | 12 | 8.1 | 2 | 62 | 46 | 212628483
TRANE | 4TWL5036N1 | 4TXCB006DS3+P0V0B000M40SD |  | 35400 | 32200 | 15.2 | 12 | 8.1 | 2 | 62 | 46 | 212628482
AMERICAN STANDARD | 4A6L5036N1 | 4TXCB006DS3+P0V0A000M30SD |  | 33600 | 31600 | 15.2 | 12 | 8.1 | 1.9 | 63 | 47 | 212628481
TRANE | 4TWL5036N1 | 4TXCB006DS3+P0V0A000M30SD |  | 33600 | 31600 | 15.2 | 12 | 8.1 | 1.9 | 63 | 47 | 212628480
AMERICAN STANDARD | 4A6L5036N1 | 4PX*CU48BS3 | L8V1C100U5VSB | 35400 | 32400 | 15.2 | 12 | 8.1 | 2 | 62 | 46 | 212628467
TRANE | 4TWL5036N1 | 4PX*CU48BS3 | L8V1C100U5VSB | 35400 | 32400 | 15.2 | 12 | 8.1 | 2 | 62 | 46 | 212628466
AMERICAN STANDARD | 4A6L5036N1 | 4PX*CU42BS3 | L8V1C100U5VSB | 35400 | 32800 | 15.2 | 12 | 8.1 | 2 | 62 | 45 | 212628465
TRANE | 4TWL5036N1 | 4PX*CU42BS3 | L8V1C100U5VSB | 35400 | 32800 | 15.2 | 12 | 8.1 | 2 | 62 | 45 | 212628464
AMERICAN STANDARD | 4A6L5036N1 | 4PX*BU48BS3+P0V0A000M30SD |  | 33600 | 31600 | 15.2 | 12 | 8.1 | 1.9 | 63 | 47 | 212628459
TRANE | 4TWL5036N1 | 4PX*BU48BS3+P0V0A000M30SD |  | 33600 | 31600 | 15.2 | 12 | 8.1 | 1.9 | 63 | 47 | 212628458
AMERICAN STANDARD | 4A6L5036N1 | 4PX*BU48BS3+P0V0B000M40SD |  | 35400 | 32200 | 15.2 | 12 | 8.1 | 2 | 62 | 46 | 212628457
TRANE | 4TWL5036N1 | 4PX*BU48BS3+P0V0B000M40SD |  | 35400 | 32200 | 15.2 | 12 | 8.1 | 2 | 62 | 46 | 212628456
AMERICAN STANDARD | 4A6L5036N1 | 4PX*BU42BS3+P0V0B000M40SD |  | 35400 | 32600 | 15.2 | 12 | 8.1 | 2 | 62 | 46 | 212628449
TRANE | 4TWL5036N1 | 4PX*BU42BS3+P0V0B000M40SD |  | 35400 | 32600 | 15.2 | 12 | 8.1 | 2 | 62 | 46 | 212628448
AMERICAN STANDARD | 4A6L5036N1 | 4PX*BU42BS3+P0V0A000M30SD |  | 33600 | 31800 | 15.2 | 12 | 8.1 | 1.9 | 63 | 46 | 212628443
TRANE | 4TWL5036N1 | 4PX*BU42BS3+P0V0A000M30SD |  | 33600 | 31800 | 15.2 | 12 | 8.1 | 1.9 | 63 | 46 | 212628442
TRANE | 4TWL5030N1 | 4PX*BD30BS3+P0V0B000M40SC |  | 29600 | 29800 | 15.2 | 12 | 8.1 | 2.07 | 65 | 50 | 211289719
AMERICAN STANDARD | 4A6V8X48A1 | 4TXCB006DS3+P0V0B000M40SC+RP |  | 44000 | 43000 | 18 | 11.7 | 8.5 | 1.8 | 84 | 66 | 211289115
AMERICAN STANDARD | 4A6V8X48A1 | 4PX*BU48BS3+P0V0B000M40SC+RP |  | 44000 | 43000 | 18 | 11.7 | 8.5 | 1.8 | 84 | 66 | 211289114
AMERICAN STANDARD | 4A6L9048A1 | 4PX*BU48BS3+P0V0B000M40SC+RP |  | 45500 | 43500 | 17.5 | 12 | 8.7 | 2.28 | 72 | 57 | 211289109
TRANE | 4TWV8X48A1 | 4TXCB006DS3+P0V0B000M40SC+RP |  | 44000 | 43000 | 18 | 11.7 | 8.5 | 1.8 | 84 | 66 | 211289108
TRANE | 4TWV8X48A1 | 4PX*BU48BS3+P0V0B000M40SC+RP |  | 44000 | 43000 | 18 | 11.7 | 8.5 | 1.8 | 84 | 66 | 211289107
TRANE | 4TWL9048A1 | 4PX*BU48BS3+P0V0B000M40SC+RP |  | 45500 | 43500 | 17.5 | 12 | 8.7 | 2.28 | 72 | 57 | 211289102
AMERICAN STANDARD | 4A6V8X48A1 | 4TXCD010DS3 | *UD2C100ACV5 | 45500 | 42000 | 18 | 11.7 | 8.5 | 1.79 | 86 | 68 | 211289097
AMERICAN STANDARD | 4A6V8X48A1 | 4TXCD008DS3 | *UD2D120ACV5 | 45500 | 44000 | 18 | 11.5 | 8.5 | 1.81 | 85 | 65 | 211289096
AMERICAN STANDARD | 4A6V8X48A1 | 4TXCD008DS3 | *UD2C100ACV5 | 44500 | 42500 | 18 | 11.5 | 8.5 | 1.76 | 86 | 67 | 211289095
AMERICAN STANDARD | 4A6V8X48A1 | 4PX*DU60BS3 | *UD2C100ACV5 | 45500 | 42000 | 18 | 11.7 | 8.5 | 1.79 | 86 | 68 | 211289094
AMERICAN STANDARD | 4A6V8X48A1 | 4PX*DU48BS3 | *UD2D120ACV5 | 45500 | 44000 | 18 | 11.5 | 8.5 | 1.81 | 85 | 65 | 211289093
AMERICAN STANDARD | 4A6V8X48A1 | 4PX*DU48BS3 | *UD2C100ACV5 | 44500 | 42500 | 18 | 11.5 | 8.5 | 1.76 | 86 | 67 | 211289092
AMERICAN STANDARD | 4A6V8X48A1 | 4PX*DD60BS3+HORIZ-RT | *UD2D120ACV5 | 45500 | 43500 | 18 | 11.5 | 8.5 | 1.8 | 85 | 65 | 211289091
AMERICAN STANDARD | 4A6V8X48A1 | 4PX*CD60BS3+HORIZ-RT | *UD2C100ACV5 | 47000 | 43500 | 18 | 11.5 | 8.5 | 1.78 | 86 | 67 | 211289089
AMERICAN STANDARD | 4A6V8X36A1 | 4PX*CU42BS3 | *UD2C100ACV5 | 35400 | 32000 | 18 | 12 | 8.5 | 1.84 | 83 | 64 | 211289088
AMERICAN STANDARD | 4A6V0X48A1 | 4TXCD008DS3 | *UD2D120ACV5 | 45500 | 43000 | 19 | 11.2 | 8.2 | 1.75 | 86 | 66 | 211289082
AMERICAN STANDARD | 4A6V0X48A1 | 4PX*DU48BS3 | *UD2D120ACV5 | 45500 | 43000 | 19 | 11.2 | 8.2 | 1.75 | 86 | 66 | 211289078
AMERICAN STANDARD | 4A6V0X48A1 | 4PX*DD60BS3+HORIZ-RT | *UD2D120ACV5 | 45500 | 42000 | 19 | 11.2 | 8.2 | 1.75 | 86 | 66 | 211289076
AMERICAN STANDARD | 4A6V0X36A1 | 4PX*CU42BS3 | *UD2C100ACV5 | 35800 | 32800 | 20 | 12.7 | 8.7 | 1.81 | 82 | 62 | 211289072
TRANE | 4TWR7024A1 | 4PX*CU60BS3 | *UD2C080ACV4 | 25600 | 24000 | 16 | 12 | 8.1 | 2.15 | 63 | 47 | 211287850
AMERICAN STANDARD | 4A6H7024A1 | 4PX*CU60BS3 | *UD2C080ACV4 | 25600 | 24000 | 16 | 12 | 8.1 | 2.15 | 63 | 47 | 211287849
TRANE | 4TWR7024A1 | 4PX*CU60BS3 | *UHMC100ACV4 | 25600 | 24000 | 16 | 12 | 8.1 | 2.16 | 63 | 47 | 211287848
AMERICAN STANDARD | 4A6H7024A1 | 4PX*CU60BS3 | *UHMC100ACV4 | 25600 | 24000 | 16 | 12 | 8.1 | 2.16 | 63 | 47 | 211287847
TRANE | 4TWR7024A1 | 4PX*CU48BS3 | *UHMC100ACV4 | 25600 | 24200 | 16 | 12 | 8.1 | 2.12 | 63 | 46 | 211287844
AMERICAN STANDARD | 4A6H7024A1 | 4PX*CU48BS3 | *UHMC100ACV4 | 25600 | 24200 | 16 | 12 | 8.1 | 2.12 | 63 | 46 | 211287843
TRANE | 4TWX8024A1 | 4PX*BD42BS3+HORIZ-RT | S8V2B080M4PDA | 25600 | 23800 | 16 | 12 | 8.1 | 1.97 | 63 | 47 | 211286314
AMERICAN STANDARD | 5A6H5036A1 | 5TXCB004AS3+TSTAT | S9V2B080U4VSA | 32400 | 31600 | 15.2 | 11.7 | 8.1 | 2.2 | 69 | 55 | 214077884
TRANE | 5TWR5036A1 | 5TXCB004AS3+TSTAT | S9V2B080U4VSA | 32400 | 31600 | 15.2 | 11.7 | 8.1 | 2.2 | 69 | 55 | 214077883
AMERICAN STANDARD | 4A6L6030A1 | 4TXCB006DS3+P0V0B000M40SD |  | 30400 | 27600 | 15.2 | 12 | 8.1 | 2 | 66 | 50 | 212628587
TRANE | 4TWL6030A1 | 4TXCB006DS3+P0V0B000M40SD |  | 30400 | 27600 | 15.2 | 12 | 8.1 | 2 | 66 | 50 | 212628586
AMERICAN STANDARD | 4A6L6030A1 | 4PX*BU48BS3+P0V0B000M40SD |  | 30400 | 27600 | 15.2 | 12 | 8.1 | 2 | 66 | 50 | 212628567
TRANE | 4TWL6030A1 | 4PX*BU48BS3+P0V0B000M40SD |  | 30400 | 27600 | 15.2 | 12 | 8.1 | 2 | 66 | 50 | 212628566
AMERICAN STANDARD | 4A6L6030A1 | 4PX*BU42BS3+P0V0B000M40SD |  | 30400 | 28200 | 15.2 | 12 | 8.1 | 2 | 65 | 49 | 212628553
TRANE | 4TWL6030A1 | 4PX*BU42BS3+P0V0B000M40SD |  | 30400 | 28200 | 15.2 | 12 | 8.1 | 2 | 65 | 49 | 212628552
TRANE | 4TWR7024A1 | 4TXCC009DS3 | *UHMC100ACV4 | 25600 | 24000 | 16 | 12 | 8.1 | 2.16 | 63 | 47 | 211287928
AMERICAN STANDARD | 4A6H7024A1 | 4TXCC009DS3 | *UHMC100ACV4 | 25600 | 24000 | 16 | 12 | 8.1 | 2.16 | 63 | 47 | 211287927
TRANE | 4TWR7024A1 | 4TXCC009DS3 | *UD2C080ACV4 | 25600 | 24000 | 16 | 12 | 8.1 | 2.15 | 63 | 47 | 211287926
AMERICAN STANDARD | 4A6H7024A1 | 4TXCC009DS3 | *UD2C080ACV4 | 25600 | 24000 | 16 | 12 | 8.1 | 2.15 | 63 | 47 | 211287925
TRANE | 4TWR7024A1 | 4TXCC007DS3 | *UHMC100ACV4 | 25600 | 24200 | 16 | 12 | 8.1 | 2.12 | 63 | 46 | 211287922
AMERICAN STANDARD | 4A6H7024A1 | 4TXCC007DS3 | *UHMC100ACV4 | 25600 | 24200 | 16 | 12 | 8.1 | 2.12 | 63 | 46 | 211287921
TRANE | 4TWR7024A1 | 4TXCB006DS3 | *UHMB080ACV3 | 25600 | 24400 | 16 | 12 | 8.1 | 2.11 | 62 | 46 | 211287908
AMERICAN STANDARD | 4A6H7024A1 | 4TXCB006DS3 | *UHMB080ACV3 | 25600 | 24400 | 16 | 12 | 8.1 | 2.11 | 62 | 46 | 211287907
TRANE | 4TWR7024A1 | 4TXCB006DS3 | *UHMB060ACV3 | 25600 | 24400 | 16 | 12 | 8.1 | 2.1 | 63 | 46 | 211287906
AMERICAN STANDARD | 4A6H7024A1 | 4TXCB006DS3 | *UHMB060ACV3 | 25600 | 24400 | 16 | 12 | 8.1 | 2.1 | 63 | 46 | 211287905
TRANE | 5TWR5042A1 | 5TXCC007AS3+TSTAT | S9V2C100D4VSB | 37400 | 38000 | 15.2 | 11.7 | 8.1 | 2.1 | 67 | 51 | 214077955
AMERICAN STANDARD | 5A6H5042A1 | 5TXCC007AS3+TSTAT | S9V2C100D4VSB | 37400 | 38000 | 15.2 | 11.7 | 8.1 | 2.1 | 67 | 51 | 214077956
TRANE | 5TWR5042A1 | 5TXCC007AS3+TSTAT | S9V2C100D5PSB | 37400 | 38000 | 15.2 | 11.7 | 8.1 | 2.1 | 66 | 51 | 214077949
AMERICAN STANDARD | 5A6H5042A1 | 5TXCC007AS3+TSTAT | S9V2C100D5PSB | 37400 | 38000 | 15.2 | 11.7 | 8.1 | 2.1 | 66 | 51 | 214077950
TRANE | 5TWR5042A1 | 5TXCC007AS3+TSTAT | S9V2C100D4VSA | 37200 | 37600 | 15.2 | 11.7 | 8.1 | 2.1 | 68 | 52 | 214077951
AMERICAN STANDARD | 5A6H5060A1 | 5TEM6D07AV51+TDR+TSTAT |  | 53500 | 53000 | 15.2 | 11.7 | 8.5 | 2.5 | 69 | 54 | 214078024
TRANE | 5TWR5060A1 | 5TEM6D07AV51+TDR+TSTAT |  | 53500 | 53000 | 15.2 | 11.7 | 8.5 | 2.5 | 69 | 54 | 214078023
AMERICAN STANDARD | 5A6H5048A1 | 5TXCD010AS3+TSTAT |  | 45000 | 44500 | 15.2 | 11.2 | 8.1 | 2.1 | 66 | 51 | 214078020
TRANE | 5TWR5048A1 | 5TXCD010AS3+TSTAT |  | 45000 | 44500 | 15.2 | 11.2 | 8.1 | 2.1 | 66 | 51 | 214078019
AMERICAN STANDARD | 5A6H5048A1 | 5TXCC007AS3+TSTAT | S9V2C080U5PSB | 44000 | 44000 | 15.2 | 11.7 | 8.1 | 2 | 67 | 52 | 214078000
TRANE | 5TWR5048A1 | 5TXCC007AS3+TSTAT | S9V2C080U5PSB | 44000 | 44000 | 15.2 | 11.7 | 8.1 | 2 | 67 | 52 | 214077999
AMERICAN STANDARD | 5A6H5048A1 | 5TXCC007AS3+TSTAT | S9V2C080U5PSC | 44000 | 44000 | 15.2 | 11.7 | 8.1 | 2 | 67 | 52 | 214077998
TRANE | 5TWR5048A1 | 5TXCC007AS3+TSTAT | S9V2C080U5PSC | 44000 | 44000 | 15.2 | 11.7 | 8.1 | 2 | 67 | 52 | 214077997
AMERICAN STANDARD | 4A6L6042A1 | 4PX*DU48BS3+P0V0D000M50SD |  | 42000 | 39000 | 15.2 | 12 | 8.1 | 2.2 | 67 | 53 | 212628735
TRANE | 4TWL6042A1 | 4PX*DU48BS3+P0V0D000M50SD |  | 42000 | 39000 | 15.2 | 12 | 8.1 | 2.2 | 67 | 53 | 212628734
AMERICAN STANDARD | 4A6L6042A1 | 4PX*CU60BS3+P0V0C000M50SD |  | 42000 | 38500 | 15.2 | 12 | 8.1 | 2.2 | 68 | 53 | 212628731
TRANE | 4TWL6042A1 | 4PX*CU60BS3+P0V0C000M50SD |  | 42000 | 38500 | 15.2 | 12 | 8.1 | 2.2 | 68 | 53 | 212628730
AMERICAN STANDARD | 4A6L6036A1 | 4TXCC009DS3 | L8V1C100U5VSB | 37800 | 33200 | 15.2 | 12 | 8.1 | 2.1 | 65 | 50 | 212628703
TRANE | 4TWL6036A1 | 4TXCC009DS3 | L8V1C100U5VSB | 37800 | 33200 | 15.2 | 12 | 8.1 | 2.1 | 65 | 50 | 212628702
AMERICAN STANDARD | 4A6L6036A1 | 4TXCC007DS3 | L8V1C100U5VSB | 37000 | 33400 | 15.2 | 12 | 8.1 | 2.1 | 65 | 50 | 212628701
TRANE | 4TWL6036A1 | 4TXCC007DS3 | L8V1C100U5VSB | 37000 | 33400 | 15.2 | 12 | 8.1 | 2.1 | 65 | 50 | 212628700
AMERICAN STANDARD | 4A6L6036A1 | 4TXCB006DS3+P0V0B000M40SD |  | 36400 | 33000 | 15.2 | 12 | 8.1 | 2.1 | 65 | 50 | 212628693
TRANE | 4TWL6036A1 | 4TXCB006DS3+P0V0B000M40SD |  | 36400 | 33000 | 15.2 | 12 | 8.1 | 2.1 | 65 | 50 | 212628692
AMERICAN STANDARD | 4A6L6036A1 | 4TXCB006DS3+P0V0A000M30SD |  | 35000 | 32600 | 15.2 | 12 | 8.1 | 2 | 65 | 50 | 212628691
TRANE | 4TWL6036A1 | 4TXCB006DS3+P0V0A000M30SD |  | 35000 | 32600 | 15.2 | 12 | 8.1 | 2 | 65 | 50 | 212628690
AMERICAN STANDARD | 4A6L6036A1 | 4TXCB006DS3 | L8V1B080U4VSB | 36000 | 33000 | 15.2 | 12 | 8.1 | 2.1 | 65 | 50 | 212628689
TRANE | 4TWL6036A1 | 4TXCB006DS3 | L8V1B080U4VSB | 36000 | 33000 | 15.2 | 12 | 8.1 | 2.1 | 65 | 50 | 212628688
AMERICAN STANDARD | 5A6H5042A1 | 5TXCC007AS3+TSTAT |  | 39500 | 40500 | 15.2 | 11.7 | 8.1 | 2.1 | 65 | 49 | 214077960
TRANE | 5TWR5042A1 | 5TXCC007AS3+TSTAT |  | 39500 | 40500 | 15.2 | 11.7 | 8.1 | 2.1 | 65 | 49 | 214077959
AMERICAN STANDARD | 5A6H5036A1 | 5TXCD010AS3+TSTAT |  | 34000 | 31800 | 15.2 | 11.7 | 8.1 | 2.3 | 69 | 56 | 214077910
TRANE | 5TWR5036A1 | 5TXCD010AS3+TSTAT |  | 34000 | 31800 | 15.2 | 11.7 | 8.1 | 2.3 | 69 | 56 | 214077909
AMERICAN STANDARD | 5A6H5036A1 | 5TXCB004AS3+TSTAT | S8V2B080M4PDA | 33000 | 31800 | 15.2 | 11.7 | 8.1 | 2.2 | 69 | 55 | 214077902
TRANE | 5TWR5036A1 | 5TXCB004AS3+TSTAT | S8V2B080M4PDA | 33000 | 31800 | 15.2 | 11.7 | 8.1 | 2.2 | 69 | 55 | 214077901
AMERICAN STANDARD | 5A6H5036A1 | 5TXCB004AS3+TSTAT | S8V2B080M4PCA | 33000 | 31800 | 15.2 | 11.7 | 8.1 | 2.2 | 69 | 55 | 214077900
TRANE | 5TWR5036A1 | 5TXCB004AS3+TSTAT | S8V2B080M4PCA | 33000 | 31800 | 15.2 | 11.7 | 8.1 | 2.2 | 69 | 55 | 214077899
AMERICAN STANDARD | 4A6L6036A1 | 4PX*CU48BS3 | L8V1C100U5VSB | 37000 | 33400 | 15.2 | 12 | 8.1 | 2.1 | 65 | 50 | 212628665
TRANE | 4TWL6036A1 | 4PX*CU48BS3 | L8V1C100U5VSB | 37000 | 33400 | 15.2 | 12 | 8.1 | 2.1 | 65 | 50 | 212628664
AMERICAN STANDARD | 4A6L6036A1 | 4PX*CU42BS3 | L8V1C100U5VSB | 37000 | 34200 | 15.2 | 12 | 8.1 | 2.1 | 64 | 49 | 212628663
TRANE | 4TWL6036A1 | 4PX*CU42BS3 | L8V1C100U5VSB | 37000 | 34200 | 15.2 | 12 | 8.1 | 2.1 | 64 | 49 | 212628662
AMERICAN STANDARD | 4A6L6036A1 | 4PX*CD36BS3+HORIZ-RT | L8V1C100U5VSB | 35400 | 33800 | 15.2 | 12 | 8.1 | 2 | 65 | 50 | 212628655
TRANE | 4TWL6036A1 | 4PX*CD36BS3+HORIZ-RT | L8V1C100U5VSB | 35400 | 33800 | 15.2 | 12 | 8.1 | 2 | 65 | 50 | 212628654
AMERICAN STANDARD | 4A6L6036A1 | 4PX*BU48BS3 | L8V1B080U4VSB | 36000 | 33000 | 15.2 | 12 | 8.1 | 2.1 | 65 | 50 | 212628651
TRANE | 4TWL6036A1 | 4PX*BU48BS3 | L8V1B080U4VSB | 36000 | 33000 | 15.2 | 12 | 8.1 | 2.1 | 65 | 50 | 212628650
AMERICAN STANDARD | 4A6L6036A1 | 4PX*BU48BS3+P0V0A000M30SD |  | 35000 | 32600 | 15.2 | 12 | 8.1 | 2 | 65 | 50 | 212628649
TRANE | 4TWL6036A1 | 4PX*BU48BS3+P0V0A000M30SD |  | 35000 | 32600 | 15.2 | 12 | 8.1 | 2 | 65 | 50 | 212628648
AMERICAN STANDARD | 4A6L6036A1 | 4PX*BU48BS3+P0V0B000M40SD |  | 36400 | 33000 | 15.2 | 12 | 8.1 | 2.1 | 65 | 50 | 212628645
TRANE | 4TWL6036A1 | 4PX*BU48BS3+P0V0B000M40SD |  | 36400 | 33000 | 15.2 | 12 | 8.1 | 2.1 | 65 | 50 | 212628644
AMERICAN STANDARD | 4A6L6036A1 | 4PX*BU42BS3+P0V0B000M40SD |  | 36600 | 34000 | 15.2 | 12 | 8.1 | 2.1 | 65 | 49 | 212628639
TRANE | 4TWL6036A1 | 4PX*BU42BS3+P0V0B000M40SD |  | 36600 | 34000 | 15.2 | 12 | 8.1 | 2.1 | 65 | 49 | 212628638
AMERICAN STANDARD | 4A6L6036A1 | 4PX*BU42BS3+P0V0A000M30SD |  | 34400 | 33000 | 15.2 | 12 | 8.1 | 2.1 | 65 | 50 | 212628637
TRANE | 4TWL6036A1 | 4PX*BU42BS3+P0V0A000M30SD |  | 34400 | 33000 | 15.2 | 12 | 8.1 | 2.1 | 65 | 50 | 212628636
AMERICAN STANDARD | 4A6L6036A1 | 4PX*BU42BS3 | L8V1B080U4VSB | 36000 | 33800 | 15.2 | 12 | 8.1 | 2.1 | 65 | 50 | 212628635
TRANE | 4TWL6036A1 | 4PX*BU42BS3 | L8V1B080U4VSB | 36000 | 33800 | 15.2 | 12 | 8.1 | 2.1 | 65 | 50 | 212628634
AMERICAN STANDARD | 4A6L6036A1 | 4PX*BD36BS3+HORIZ-RT+P0V0B000M40SD |  | 35200 | 33800 | 15.2 | 12 | 8.1 | 2 | 65 | 50 | 212628609
TRANE | 4TWL6036A1 | 4PX*BD36BS3+HORIZ-RT+P0V0B000M40SD |  | 35200 | 33800 | 15.2 | 12 | 8.1 | 2 | 65 | 50 | 212628608
AMERICAN STANDARD | 4A6L6036A1 | 4PX*BD36BS3+P0V0B000M40SD |  | 35200 | 33800 | 15.2 | 12 | 8.1 | 2 | 65 | 50 | 212628601
TRANE | 4TWL6036A1 | 4PX*BD36BS3+P0V0B000M40SD |  | 35200 | 33800 | 15.2 | 12 | 8.1 | 2 | 65 | 50 | 212628600
TRANE | 4TWL5030N1 | 4TXCB003DS3+P0V0A000M30SC |  | 28000 | 29200 | 15.2 | 12 | 8.1 | 2.09 | 65 | 50 | 211289806
TRANE | 4TWL5024N1 | 4TXCB003DS3+P0V0A000M30SC |  | 25600 | 25600 | 15.2 | 12 | 8.1 | 2.09 | 74 | 57 | 211289805
TRANE | 4TWL6036A1 | 4PX*CU36BS3+P0V0C000M50SC |  | 36000 | 32400 | 15.2 | 12 | 8.1 | 2.13 | 66 | 52 | 211289782
TRANE | 4TWL6036A1 | 4PX*CD36BS3+P0V0C000M50SC |  | 36200 | 34200 | 15.2 | 12 | 8.1 | 2.07 | 65 | 50 | 211289765
TRANE | 4TWL5030N1 | 4PX*BU30BS3+P0V0B000M40SC |  | 29200 | 29400 | 15.2 | 12 | 8.1 | 2.16 | 65 | 50 | 211289757
TRANE | 4TWL5024N1 | 4PX*BU30BS3+P0V0B000M40SC |  | 25600 | 25600 | 15.2 | 12 | 8.1 | 2.16 | 75 | 57 | 211289756
TRANE | 4TWL5030N1 | 4PX*BU30BS3+P0V0A000M30SC |  | 28000 | 29200 | 15.2 | 12 | 8.1 | 2.09 | 65 | 50 | 211289742
TRANE | 4TWL5024N1 | 4PX*BU30BS3+P0V0A000M30SC |  | 25600 | 25600 | 15.2 | 12 | 8.1 | 2.09 | 74 | 57 | 211289741
TRANE | 4TWL5030N1 | 4PX*BD36BS3+P0V0A000M30SC |  | 28400 | 28000 | 15.2 | 12 | 8.1 | 2.09 | 66 | 51 | 211289728
TRANE | 4TWL5024N1 | 4PX*BD36BS3+P0V0A000M30SC |  | 25600 | 25600 | 15.2 | 12 | 8.1 | 2.09 | 72 | 56 | 211289727
RUNTRU | A4HP6048A1 | A4AH6V60B1C3 |  | 47000 | 44500 | 15.2 | 12 | 8.1 | 2.25 | 65 | 50 | 211287376
RUNTRU | A4HP6048A1 | A4AH5V60A1C3 |  | 47000 | 44500 | 15.2 | 12 | 8.1 | 2.25 | 65 | 50 | 211287375
RUNTRU | A4HP6048A1 | A4AH5V48A1C3 |  | 47000 | 44500 | 15.2 | 12 | 8.1 | 2.25 | 65 | 50 | 211287374
RUNTRU | A4HP6048A1 | A4AH5E61A1C3 |  | 46500 | 44000 | 15.2 | 12 | 8.1 | 2.24 | 65 | 50 | 211287372
RUNTRU | A4HP6048A1 | A4AH5E49A1C3 |  | 47000 | 44500 | 15.2 | 12 | 8.1 | 2.26 | 65 | 49 | 211287371
AMERICAN STANDARD | 4A6V8036A1 | 4TXCB006DS3 | S8V2B080M4PCA+RP | 35200 | 32600 | 18 | 12 | 8.2 | 1.8 | 82 | 64 | 213735731
TRANE | 4TWV8036A1 | 4TXCB006DS3 | S8V2B080M4PCA+RP | 35200 | 32600 | 18 | 12 | 8.2 | 1.8 | 82 | 64 | 213735730
TRANE | 4TWX8024A1 | 4TXCC009DS3 | *UHMC100ACV4 | 25600 | 24000 | 16 | 12 | 8.1 | 2.16 | 63 | 47 | 211286425
TRANE | 4TWX8024A1 | 4TXCC009DS3 | *UD2C080ACV4 | 25600 | 24000 | 16 | 12 | 8.1 | 2.15 | 63 | 47 | 211286424
TRANE | 4TWX8024A1 | 4TXCC007DS3 | *UHMC100ACV4 | 25600 | 24200 | 16 | 12 | 8.1 | 2.12 | 63 | 46 | 211286422
TRANE | 4TWX8024A1 | 4TXCB006DS3 | *UHMB080ACV3 | 25600 | 24400 | 16 | 12 | 8.1 | 2.11 | 62 | 46 | 211286415
TRANE | 4TWX8024A1 | 4TXCB006DS3 | *UHMB060ACV3 | 25600 | 24400 | 16 | 12 | 8.1 | 2.1 | 63 | 46 | 211286414
TRANE | 4TWX8024A1 | 4PX*CU60BS3 | *UD2C080ACV4 | 25600 | 24000 | 16 | 12 | 8.1 | 2.15 | 63 | 47 | 211286386
TRANE | 4TWX8024A1 | 4PX*CU60BS3 | *UHMC100ACV4 | 25600 | 24000 | 16 | 12 | 8.1 | 2.16 | 63 | 47 | 211286385
TRANE | 4TWX8024A1 | 4PX*CU48BS3 | *UHMC100ACV4 | 25600 | 24200 | 16 | 12 | 8.1 | 2.12 | 63 | 46 | 211286383
TRANE | 4TWX8024A1 | 4PX*BU48BS3 | *UHMB080ACV3 | 25600 | 24400 | 16 | 12 | 8.1 | 2.11 | 62 | 46 | 211286367
TRANE | 4TWX8024A1 | 4PX*BU48BS3 | *UHMB060ACV3 | 25600 | 24400 | 16 | 12 | 8.1 | 2.1 | 63 | 46 | 211286359
AMERICAN STANDARD | 5A6H5042A1 | 5TXCC007AS3+TSTAT | S9V2C100D4VSA | 37200 | 37600 | 15.2 | 11.7 | 8.1 | 2.1 | 68 | 52 | 214077952
AMERICAN STANDARD | 4A6L6042A1 | 4TXCD010DS3+P0V0D000M50SD |  | 42000 | 38500 | 15.2 | 12 | 8.1 | 2.2 | 67 | 53 | 212628757
TRANE | 4TWL6042A1 | 4TXCD010DS3+P0V0D000M50SD |  | 42000 | 38500 | 15.2 | 12 | 8.1 | 2.2 | 67 | 53 | 212628756
AMERICAN STANDARD | 4A6L6042A1 | 4TXCD008DS3+P0V0D000M50SD |  | 42000 | 39000 | 15.2 | 12 | 8.1 | 2.2 | 67 | 53 | 212628755
TRANE | 4TWL6042A1 | 4TXCD008DS3+P0V0D000M50SD |  | 42000 | 39000 | 15.2 | 12 | 8.1 | 2.2 | 67 | 53 | 212628754
AMERICAN STANDARD | 4A6L6042A1 | 4TXCC009DS3+P0V0C000M50SD |  | 42000 | 38500 | 15.2 | 12 | 8.1 | 2.2 | 68 | 53 | 212628753
TRANE | 4TWL6042A1 | 4TXCC009DS3+P0V0C000M50SD |  | 42000 | 38500 | 15.2 | 12 | 8.1 | 2.2 | 68 | 53 | 212628752
RUNTRU | A4HP6030A1 | A4AH6V36A1C3 |  | 29400 | 27400 | 15.2 | 12 | 8.1 | 2.21 | 65 | 49 | 206414301
RUNTRU | A4HP6048A1 | A4AH6E49A1C3 |  | 46500 | 44000 | 15.2 | 12 | 8.1 | 2.24 | 65 | 50 | 206414318
RUNTRU | A4HP6048A1 | A4AH6E61A1C3 |  | 46500 | 44000 | 15.2 | 12 | 8.1 | 2.24 | 65 | 50 | 206414319
RUNTRU | A4HP6048A1 | A4AH6V48A1C3 |  | 47000 | 44500 | 15.2 | 12 | 8.1 | 2.25 | 65 | 50 | 206414321
TRANE | 4TWL6036A1 | 4PX*CD36BS3+HORIZ-RT+P0V0C000M50SC |  | 36200 | 34200 | 15.2 | 12 | 8.1 | 2.07 | 65 | 50 | 211289820
TRANE | 5TWR5060A1 | 5TXCD010AS3+TSTAT | S9X1C080U5PSB | 53500 | 53000 | 15.2 | 10 | 8.1 | 2.2 | 69 | 54 | 214078127
AMERICAN STANDARD | 5A6H5060A1 | 5TXCD010AS3+TSTAT | S9X2C080U5PSB | 53500 | 53000 | 15.2 | 10 | 8.1 | 2.2 | 69 | 54 | 214078126
TRANE | 5TWR5060A1 | 5TXCD010AS3+TSTAT | S9X2C080U5PSB | 53500 | 53000 | 15.2 | 10 | 8.1 | 2.2 | 69 | 54 | 214078125
AMERICAN STANDARD | 5A6H5060A1 | 5TXCD010AS3+TSTAT | S9X1D120U5PSB | 54000 | 53000 | 15.2 | 11.5 | 8.1 | 2.3 | 68 | 54 | 214078124
TRANE | 5TWR5060A1 | 5TXCD010AS3+TSTAT | S9X1D120U5PSB | 54000 | 53000 | 15.2 | 11.5 | 8.1 | 2.3 | 68 | 54 | 214078123
AMERICAN STANDARD | 5A6H5060A1 | 5TXCD010AS3+TSTAT | S9V2D120U5VSB | 53500 | 52500 | 15.2 | 11.7 | 8.1 | 2.4 | 68 | 53 | 214078120
TRANE | 5TWR5060A1 | 5TXCD010AS3+TSTAT | S9V2D120U5VSB | 53500 | 52500 | 15.2 | 11.7 | 8.1 | 2.4 | 68 | 53 | 214078119
AMERICAN STANDARD | 5A6H5060A1 | 5TXCD010AS3+TSTAT | S9V2D120U5VSA | 53500 | 52500 | 15.2 | 11.7 | 8.1 | 2.4 | 68 | 54 | 214078118
TRANE | 5TWR5060A1 | 5TXCD010AS3+TSTAT | S9V2D120U5VSA | 53500 | 52500 | 15.2 | 11.7 | 8.1 | 2.4 | 68 | 54 | 214078117
AMERICAN STANDARD | 5A6H5060A1 | 5TXCD010AS3+TSTAT | S9V2D120U5PSC | 53500 | 52500 | 15.2 | 11.7 | 8.1 | 2.4 | 68 | 53 | 214078116
TRANE | 5TWR5060A1 | 5TXCD010AS3+TSTAT | S9V2D120U5PSC | 53500 | 52500 | 15.2 | 11.7 | 8.1 | 2.4 | 68 | 53 | 214078115
AMERICAN STANDARD | 5A6H5060A1 | 5TXCD010AS3+TSTAT | S9V2D120U5PSB | 53500 | 52500 | 15.2 | 11.7 | 8.1 | 2.4 | 68 | 54 | 214078114
TRANE | 5TWR5060A1 | 5TXCD010AS3+TSTAT | S9V2D120U5PSB | 53500 | 52500 | 15.2 | 11.7 | 8.1 | 2.4 | 68 | 54 | 214078113
AMERICAN STANDARD | 5A6H5060A1 | 5TXCD010AS3+TSTAT | S8X2C080M5PTC | 53500 | 53000 | 15.2 | 10 | 8.1 | 2.2 | 68 | 54 | 214078096
TRANE | 5TWR5060A1 | 5TXCD010AS3+TSTAT | S8X2C080M5PTC | 53500 | 53000 | 15.2 | 10 | 8.1 | 2.2 | 68 | 54 | 214078095
AMERICAN STANDARD | 5A6H5060A1 | 5TXCD010AS3+TSTAT | S8X2C080M5PSC | 53500 | 53000 | 15.2 | 10 | 8.1 | 2.2 | 68 | 54 | 214078094
TRANE | 5TWR5060A1 | 5TXCD010AS3+TSTAT | S8X2C080M5PSC | 53500 | 53000 | 15.2 | 10 | 8.1 | 2.2 | 68 | 54 | 214078093
AMERISTAR | A4HP6042A1 | A4AH5E49A1C3 |  | 42000 | 39000 | 15.2 | 12 | 8.1 | 2.21 | 64 | 48 | 211288665
AMERISTAR | A4HP6042A1 | A4AH4E48B1C3 |  | 42000 | 39000 | 15.2 | 12 | 8.1 | 2.21 | 64 | 48 | 211288662
AMERICAN STANDARD | 4A6L6036A1 | 4PX*BU48BS3 | L8V1B080U4VSA | 36000 | 33000 | 15.2 | 12 | 8.1 | 2.1 | 65 | 50 | 211076781
AMERICAN STANDARD | 4A6L6036A1 | 4PX*BU42BS3 | L8V1B080U4VSA | 36000 | 33800 | 15.2 | 12 | 8.1 | 2.1 | 65 | 50 | 211076780
AMERICAN STANDARD | 4A6V8X48A1 | 4TXCD010DS3+P0V0C000M50SD+RP |  | 45500 | 42000 | 18 | 12 | 8.5 | 1.8 | 85 | 66 | 212630038
TRANE | 4TWV8X48A1 | 4TXCD010DS3+P0V0C000M50SD+RP |  | 45500 | 42000 | 18 | 12 | 8.5 | 1.8 | 85 | 66 | 212630037
AMERICAN STANDARD | 4A6V8X48A1 | 4TXCD010DS3 | L8V1C100U5VSB+RP | 45500 | 42000 | 18 | 12 | 8.5 | 1.8 | 85 | 65 | 212630036
TRANE | 4TWV8X48A1 | 4TXCD010DS3 | L8V1C100U5VSB+RP | 45500 | 42000 | 18 | 12 | 8.5 | 1.8 | 85 | 65 | 212630035
AMERICAN STANDARD | 4A6V8X48A1 | 4TXCD010DS3+P0V0D000M50SD+RP |  | 47000 | 43000 | 18 | 12 | 8.5 | 1.9 | 85 | 66 | 212630034
TRANE | 4TWV8X48A1 | 4TXCD010DS3+P0V0D000M50SD+RP |  | 47000 | 43000 | 18 | 12 | 8.5 | 1.9 | 85 | 66 | 212630033
AMERICAN STANDARD | 4A6V8X48A1 | 4TXCD008DS3+P0V0D000M50SD+RP |  | 46000 | 43500 | 18 | 12 | 8.5 | 1.8 | 85 | 66 | 212630032
TRANE | 4TWV8X48A1 | 4TXCD008DS3+P0V0D000M50SD+RP |  | 46000 | 43500 | 18 | 12 | 8.5 | 1.8 | 85 | 66 | 212630031
AMERICAN STANDARD | 4A6V8X48A1 | 4TXCD008DS3+P0V0C000M50SD+RP |  | 45000 | 42000 | 18 | 12 | 8.5 | 1.8 | 86 | 67 | 212630028
TRANE | 4TWV8X48A1 | 4TXCD008DS3+P0V0C000M50SD+RP |  | 45000 | 42000 | 18 | 12 | 8.5 | 1.8 | 86 | 67 | 212630027
AMERICAN STANDARD | 4A6V8X48A1 | 4TXCC009DS3 | L8V1C100U5VSB+RP | 47000 | 43000 | 18 | 12 | 8.5 | 1.8 | 86 | 66 | 212630026
TRANE | 4TWV8X48A1 | 4TXCC009DS3 | L8V1C100U5VSB+RP | 47000 | 43000 | 18 | 12 | 8.5 | 1.8 | 86 | 66 | 212630025
AMERICAN STANDARD | 4A6V8X48A1 | 4TXCC009DS3+P0V0C000M50SD+RP |  | 47000 | 43000 | 18 | 12 | 8.5 | 1.8 | 86 | 67 | 212630024
TRANE | 4TWV8X48A1 | 4TXCC009DS3+P0V0C000M50SD+RP |  | 47000 | 43000 | 18 | 12 | 8.5 | 1.8 | 86 | 67 | 212630023
AMERICAN STANDARD | 4A6V8X48A1 | 4TXCC007DS3+P0V0C000M50SD+RP |  | 46000 | 43500 | 18 | 12 | 8.5 | 1.8 | 86 | 67 | 212630022
TRANE | 4TWV8X48A1 | 4TXCC007DS3+P0V0C000M50SD+RP |  | 46000 | 43500 | 18 | 12 | 8.5 | 1.8 | 86 | 67 | 212630021
RUNTRU | A4HP6030A1 | A4AH6V60B1C3 |  | 29800 | 27000 | 15.2 | 12 | 8.1 | 2.24 | 65 | 50 | 211287033
RUNTRU | A4HP6030A1 | A4AH5V60A1C3 |  | 29800 | 27000 | 15.2 | 12 | 8.1 | 2.24 | 65 | 50 | 211287032
RUNTRU | A4HP6030A1 | A4AH5V36A1C3 |  | 29400 | 27400 | 15.2 | 12 | 8.1 | 2.21 | 65 | 49 | 211287031
AMERICAN STANDARD | 5A6H5024A1 | 5TXCB004AS3+TSTAT | S9V2B080D4PSC | 22600 | 21600 | 15.2 | 11.7 | 8.1 | 2 | 67 | 52 | 214077510
TRANE | 5TWR5024A1 | 5TXCB004AS3+TSTAT | S9V2B080D4PSC | 22600 | 21600 | 15.2 | 11.7 | 8.1 | 2 | 67 | 52 | 214077509
TRANE | 4TWR7024A1 | 4PX*BD42BS3 | S8V2B080M4PCA | 25600 | 23800 | 16 | 12 | 8.1 | 1.9 | 63 | 47 | 211092472
AMERICAN STANDARD | 4A6H7024A1 | 4PX*BD42BS3 | S8V2B080M4PCA | 25600 | 23800 | 16 | 12 | 8.1 | 1.9 | 63 | 47 | 211092471
TRANE | 4TWR7024A1 | 4PX*BD42BS3 | S8V2B080M4PDA | 25600 | 23800 | 16 | 12 | 8.1 | 1.9 | 63 | 47 | 211092466
AMERICAN STANDARD | 4A6H7024A1 | 4PX*BD42BS3 | S8V2B080M4PDA | 25600 | 23800 | 16 | 12 | 8.1 | 1.9 | 63 | 47 | 211092465
TRANE | 4TWL6036A1 | 4TXCC007DS3 | S8X1C100M5PSC | 36400 | 33200 | 15.2 | 12 | 8.1 | 2.1 | 65 | 50 | 207149441
TRANE | 4TWL6036A1 | 4TXCC007DS3 | S8X1C100M5PTC | 36400 | 33200 | 15.2 | 12 | 8.1 | 2.1 | 65 | 50 | 207149440
TRANE | 4TWL6036A1 | 4PX*CU48BS3 | S8X1C100M5PTC | 36400 | 33200 | 15.2 | 12 | 8.1 | 2.1 | 65 | 50 | 207149437
TRANE | 4TWL6036A1 | 4PX*CU48BS3 | S8X1C100M5PSC | 36400 | 33200 | 15.2 | 12 | 8.1 | 2.1 | 65 | 50 | 207149436
TRANE | 4TWL6036A1 | 4PX*CU42BS3 | S8X1C100M5PSC | 36400 | 34000 | 15.2 | 12 | 8.1 | 2.1 | 65 | 50 | 207149435
TRANE | 4TWL6036A1 | 4PX*CU42BS3 | S8X1C100M5PTC | 36400 | 34000 | 15.2 | 12 | 8.1 | 2.1 | 65 | 50 | 207149434
AMERICAN STANDARD | 5A6H5048A1 | 5TXCC007AS3+TSTAT | S9V2C100U4VSA | 43500 | 44000 | 15.2 | 11.7 | 8.1 | 2 | 67 | 51 | 214079000
TRANE | 5TWR5048A1 | 5TXCC007AS3+TSTAT | S9V2C100U4VSA | 43500 | 44000 | 15.2 | 11.7 | 8.1 | 2 | 67 | 51 | 214078999
AMERICAN STANDARD | 5A6H5048A1 | 5TEM6D07AV51+TDR+TSTAT |  | 45000 | 43500 | 16 | 12 | 8.5 | 2.2 | 67 | 52 | 214078980
TRANE | 5TWR5048A1 | 5TEM6D07AV51+TDR+TSTAT |  | 45000 | 43500 | 16 | 12 | 8.5 | 2.2 | 67 | 52 | 214078979
AMERICAN STANDARD | 5A6H5048A1 | 5TEM6D06AV41+TDR+TSTAT |  | 45000 | 43500 | 16 | 12 | 8.5 | 2.2 | 67 | 52 | 214078978
TRANE | 5TWR5048A1 | 5TEM6D06AV41+TDR+TSTAT |  | 45000 | 43500 | 16 | 12 | 8.5 | 2.2 | 67 | 52 | 214078977
AMERICAN STANDARD | 5A6H5042A1 | 5TXCD010AS3+TSTAT | S8V2D120M5PCB | 41000 | 39500 | 16 | 12 | 8.1 | 2.2 | 64 | 48 | 214078976
TRANE | 5TWR5042A1 | 5TXCD010AS3+TSTAT | S8V2D120M5PCB | 41000 | 39500 | 16 | 12 | 8.1 | 2.2 | 64 | 48 | 214078975
AMERICAN STANDARD | 5A6H5042A1 | 5TXCD010AS3+TSTAT | S8V2D120M5PCA | 41000 | 39500 | 16 | 12 | 8.1 | 2.2 | 64 | 48 | 214078974
TRANE | 5TWR5042A1 | 5TXCD010AS3+TSTAT | S8V2D120M5PCA | 41000 | 39500 | 16 | 12 | 8.1 | 2.2 | 64 | 48 | 214078973
AMERICAN STANDARD | 5A6H5042A1 | 5TXCD010AS3+TSTAT | S8V2D120M5PDA | 41000 | 39500 | 16 | 12 | 8.1 | 2.2 | 64 | 48 | 214078972
TRANE | 5TWR5042A1 | 5TXCD010AS3+TSTAT | S8V2D120M5PDA | 41000 | 39500 | 16 | 12 | 8.1 | 2.2 | 64 | 48 | 214078971
AMERICAN STANDARD | 5A6H5042A1 | 5TXCD010AS3+TSTAT | *UHMD120ACV5 | 41000 | 39500 | 16 | 12 | 8.1 | 2.2 | 64 | 48 | 214078970
TRANE | 5TWR5042A1 | 5TXCD010AS3+TSTAT | *UHMD120ACV5 | 41000 | 39500 | 16 | 12 | 8.1 | 2.2 | 64 | 48 | 214078969
AMERICAN STANDARD | 5A6H5042A1 | 5TXCD010AS3+TSTAT | *UHMD120CCV5 | 40500 | 39500 | 16 | 12 | 8.1 | 2.2 | 64 | 48 | 214078968
TRANE | 5TWR5042A1 | 5TXCD010AS3+TSTAT | *UHMD120CCV5 | 40500 | 39500 | 16 | 12 | 8.1 | 2.2 | 64 | 48 | 214078967
AMERICAN STANDARD | 5A6H5042A1 | 5TXCD010AS3+TSTAT |  | 40500 | 40500 | 15.2 | 11.7 | 8.1 | 2.1 | 64 | 49 | 214078966
TRANE | 5TWR5042A1 | 5TXCD010AS3+TSTAT |  | 40500 | 40500 | 15.2 | 11.7 | 8.1 | 2.1 | 64 | 49 | 214078965
AMERICAN STANDARD | 5A6H5042A1 | 5TXCD010AS3+TSTAT+P0V0D000M50SD |  | 41000 | 39500 | 16.5 | 12 | 8.1 | 2.2 | 63 | 48 | 214078964
TRANE | 5TWR5042A1 | 5TXCD010AS3+TSTAT+P0V0D000M50SD |  | 41000 | 39500 | 16.5 | 12 | 8.1 | 2.2 | 63 | 48 | 214078963
AMERICAN STANDARD | 5A6H5042A1 | 5TXCD010AS3+TSTAT | S9X2D120U5PSB | 40000 | 39000 | 16 | 12 | 8.1 | 2.2 | 64 | 48 | 214078962
TRANE | 5TWR5042A1 | 5TXCD010AS3+TSTAT | S9X2D120U5PSB | 40000 | 39000 | 16 | 12 | 8.1 | 2.2 | 64 | 48 | 214078961
AMERICAN STANDARD | 5A6H5042A1 | 5TXCD010AS3+TSTAT | S9X1D120U5PSB | 40000 | 39000 | 16 | 12 | 8.1 | 2.2 | 64 | 48 | 214078960
TRANE | 5TWR5042A1 | 5TXCD010AS3+TSTAT | S9X1D120U5PSB | 40000 | 39000 | 16 | 12 | 8.1 | 2.2 | 64 | 48 | 214078959
AMERICAN STANDARD | 5A6H5042A1 | 5TXCD010AS3+TSTAT | S9V2D120U5VSB | 40000 | 39000 | 16.5 | 12 | 8.1 | 2.2 | 65 | 48 | 214078958
TRANE | 5TWR5042A1 | 5TXCD010AS3+TSTAT | S9V2D120U5VSB | 40000 | 39000 | 16.5 | 12 | 8.1 | 2.2 | 65 | 48 | 214078957
AMERICAN STANDARD | 5A6H5042A1 | 5TXCD010AS3+TSTAT | S9V2D120U5VSA | 40500 | 39000 | 16 | 12 | 8.1 | 2.2 | 65 | 48 | 214078956
TRANE | 5TWR5042A1 | 5TXCD010AS3+TSTAT | S9V2D120U5VSA | 40500 | 39000 | 16 | 12 | 8.1 | 2.2 | 65 | 48 | 214078955
AMERICAN STANDARD | 5A6H5042A1 | 5TXCD010AS3+TSTAT | S9V2D120U5PSC | 41000 | 39500 | 16.5 | 12 | 8.1 | 2.2 | 64 | 48 | 214078954
TRANE | 5TWR5042A1 | 5TXCD010AS3+TSTAT | S9V2D120U5PSC | 41000 | 39500 | 16.5 | 12 | 8.1 | 2.2 | 64 | 48 | 214078953
AMERICAN STANDARD | 5A6H5042A1 | 5TXCD010AS3+TSTAT | S9V2D120U5PSB | 40500 | 39000 | 16 | 12 | 8.1 | 2.2 | 65 | 48 | 214078952
TRANE | 5TWR5042A1 | 5TXCD010AS3+TSTAT | S9V2D120U5PSB | 40500 | 39000 | 16 | 12 | 8.1 | 2.2 | 65 | 48 | 214078951
AMERICAN STANDARD | 5A6H5042A1 | 5TXCD010AS3+TSTAT | S8X2D120M5PTC | 40500 | 39500 | 16 | 12 | 8.1 | 2.2 | 64 | 48 | 214078950
TRANE | 5TWR5042A1 | 5TXCD010AS3+TSTAT | S8X2D120M5PTC | 40500 | 39500 | 16 | 12 | 8.1 | 2.2 | 64 | 48 | 214078949
AMERICAN STANDARD | 5A6H5042A1 | 5TXCD010AS3+TSTAT | S8X2D120M5PSC | 40500 | 39500 | 16 | 12 | 8.1 | 2.2 | 64 | 48 | 214078948
TRANE | 5TWR5042A1 | 5TXCD010AS3+TSTAT | S8X2D120M5PSC | 40500 | 39500 | 16 | 12 | 8.1 | 2.2 | 64 | 48 | 214078947
AMERICAN STANDARD | 5A6H5042A1 | 5TXCD010AS3+TSTAT | S8X1D120M5PTC | 40500 | 39500 | 16 | 12 | 8.1 | 2.2 | 64 | 48 | 214078946
TRANE | 5TWR5042A1 | 5TXCD010AS3+TSTAT | S8X1D120M5PTC | 40500 | 39500 | 16 | 12 | 8.1 | 2.2 | 64 | 48 | 214078945
AMERICAN STANDARD | 5A6H5042A1 | 5TXCD010AS3+TSTAT | S8X1D120M5PSC | 40500 | 39500 | 16 | 12 | 8.1 | 2.2 | 64 | 48 | 214078944
TRANE | 5TWR5042A1 | 5TXCD010AS3+TSTAT | S8X1D120M5PSC | 40500 | 39500 | 16 | 12 | 8.1 | 2.2 | 64 | 48 | 214078943
AMERICAN STANDARD | 5A6H5042A1 | 5TXCD010AS3+TSTAT | S8V2D120M5PDB | 41000 | 39500 | 16 | 12 | 8.1 | 2.2 | 64 | 48 | 214078942
TRANE | 5TWR5042A1 | 5TXCD010AS3+TSTAT | S8V2D120M5PDB | 41000 | 39500 | 16 | 12 | 8.1 | 2.2 | 64 | 48 | 214078941
AMERICAN STANDARD | 5A6H5042A1 | 5TXCD010AS3+TSTAT | S9V2D120D5PSC | 37800 | 37400 | 15.2 | 12 | 8.1 | 2.1 | 66 | 50 | 214078940
TRANE | 5TWR5042A1 | 5TXCD010AS3+TSTAT | S9V2D120D5PSC | 37800 | 37400 | 15.2 | 12 | 8.1 | 2.1 | 66 | 50 | 214078939
AMERICAN STANDARD | 5A6H5042A1 | 5TXCD010AS3+TSTAT | S9V2D120D5PSB | 37600 | 38000 | 15.2 | 11.7 | 8.1 | 2.1 | 65 | 50 | 214078938
TRANE | 4TWL9060A1 | 4PX*CU60BS3 | S9V2C080U5PSC+RP | 58000 | 55500 | 19 | 10 | 8.7 | 2.1 | 69 | 57 | 214639345
AMERICAN STANDARD | 4A6L9060A1 | 4PX*CU48BS3 | S9V2C100U5PSC+RP | 56500 | 56000 | 19 | 10 | 8.7 | 2.1 | 70 | 58 | 214639342
TRANE | 4TWL9060A1 | 4PX*CU48BS3 | S9V2C100U5PSC+RP | 56500 | 56000 | 19 | 10 | 8.7 | 2.1 | 70 | 58 | 214639341
AMERICAN STANDARD | 4A6L9060A1 | 4PX*CD60BS3+HORIZ-RT | S9V2C100U5PSC+RP | 58500 | 55500 | 19 | 10 | 8.5 | 2 | 69 | 57 | 214639340
TRANE | 4TWL9060A1 | 4PX*CD60BS3+HORIZ-RT | S9V2C100U5PSC+RP | 58500 | 55500 | 19 | 10 | 8.5 | 2 | 69 | 57 | 214639339
AMERICAN STANDARD | 4A6L9060A1 | 4PX*CD60BS3+HORIZ-RT | S9V2C080U5PSC+RP | 58500 | 55500 | 19 | 10 | 8.5 | 2 | 69 | 57 | 214639338
TRANE | 4TWL9060A1 | 4PX*CD60BS3+HORIZ-RT | S9V2C080U5PSC+RP | 58500 | 55500 | 19 | 10 | 8.5 | 2 | 69 | 57 | 214639337
AMERICAN STANDARD | 4A6L9060A1 | 4PX*CD60BS3 | S9V2C100D5PSC+RP | 58500 | 55500 | 19 | 10 | 8.5 | 2 | 69 | 57 | 214639336
TRANE | 4TWL9060A1 | 4PX*CD60BS3 | S9V2C100D5PSC+RP | 58500 | 55500 | 19 | 10 | 8.5 | 2 | 69 | 57 | 214639335
AMERICAN STANDARD | 4A6L9048A1 | 4TXCD010DS3 | S9V2C100U5PSC+RP | 47000 | 43000 | 18.5 | 11.7 | 8.7 | 2.2 | 72 | 58 | 214639334
TRANE | 4TWL9048A1 | 4TXCD010DS3 | S9V2C100U5PSC+RP | 47000 | 43000 | 18.5 | 11.7 | 8.7 | 2.2 | 72 | 58 | 214639333
AMERICAN STANDARD | 4A6L9048A1 | 4TXCD010DS3 | S9V2C080U5PSC+RP | 47000 | 43500 | 19 | 11.7 | 8.7 | 2.2 | 71 | 57 | 214639332
TRANE | 4TWL9048A1 | 4TXCD010DS3 | S9V2C080U5PSC+RP | 47000 | 43500 | 19 | 11.7 | 8.7 | 2.2 | 71 | 57 | 214639331
AMERICAN STANDARD | 4A6L9048A1 | 4TXCD008DS3 | S9V2C100U4VSB+RP | 46000 | 44000 | 18.5 | 11.7 | 8.7 | 2.2 | 71 | 57 | 214639330
TRANE | 4TWL9048A1 | 4TXCD008DS3 | S9V2C100U4VSB+RP | 46000 | 44000 | 18.5 | 11.7 | 8.7 | 2.2 | 71 | 57 | 214639329
AMERICAN STANDARD | 4A6L9048A1 | 4TXCD008DS3 | S9V2C100U5PSC+RP | 46000 | 44000 | 18.5 | 11.7 | 8.7 | 2.2 | 71 | 57 | 214639328
TRANE | 4TWL9048A1 | 4TXCD008DS3 | S9V2C100U5PSC+RP | 46000 | 44000 | 18.5 | 11.7 | 8.7 | 2.2 | 71 | 57 | 214639327
AMERICAN STANDARD | 4A6L9048A1 | 4TXCC009DS3 | S9V2C100D5PSC+RP | 44500 | 42500 | 17 | 10 | 9 | 2.2 | 73 | 59 | 214639326
TRANE | 4TWL9048A1 | 4TXCC009DS3 | S9V2C100D5PSC+RP | 44500 | 42500 | 17 | 10 | 9 | 2.2 | 73 | 59 | 214639325
AMERICAN STANDARD | 4A6L9048A1 | 4TXCC009DS3 | S9V2C080U5PSC+RP | 48500 | 44500 | 19 | 11.7 | 9 | 2.2 | 72 | 58 | 214639324
TRANE | 4TWL9048A1 | 4TXCC009DS3 | S9V2C080U5PSC+RP | 48500 | 44500 | 19 | 11.7 | 9 | 2.2 | 72 | 58 | 214639323
AMERICAN STANDARD | 4A6L9048A1 | 4TXCC009DS3 | S9V2C100U5PSC+RP | 48500 | 44500 | 19 | 11.7 | 9 | 2.2 | 72 | 58 | 214639322
TRANE | 4TWL9048A1 | 4TXCC009DS3 | S9V2C100U5PSC+RP | 48500 | 44500 | 19 | 11.7 | 9 | 2.2 | 72 | 58 | 214639321
AMERICAN STANDARD | 4A6L9048A1 | 4TXCC009DS3 | S9V2C100D4VSB+RP | 44500 | 42500 | 17 | 10 | 9 | 2.2 | 73 | 59 | 214639320
TRANE | 4TWL9048A1 | 4TXCC009DS3 | S9V2C100D4VSB+RP | 44500 | 42500 | 17 | 10 | 9 | 2.2 | 73 | 59 | 214639319
AMERICAN STANDARD | 4A6L9048A1 | 4TXCC007DS3 | S9V2C100D5PSC+RP | 44500 | 43500 | 17 | 10 | 8.7 | 2.1 | 73 | 59 | 214639318
TRANE | 4TWL9048A1 | 4TXCC007DS3 | S9V2C100D5PSC+RP | 44500 | 43500 | 17 | 10 | 8.7 | 2.1 | 73 | 59 | 214639317
AMERICAN STANDARD | 4A6L9048A1 | 4TXCC007DS3 | S9V2C100D4VSB+RP | 44500 | 43500 | 17 | 10 | 8.7 | 2.1 | 72 | 58 | 214639316
TRANE | 4TWL9048A1 | 4TXCC007DS3 | S9V2C100D4VSB+RP | 44500 | 43500 | 17 | 10 | 8.7 | 2.1 | 72 | 58 | 214639315
AMERICAN STANDARD | 4A6L9048A1 | 4TXCC007DS3 | S9V2C100U5PSC+RP | 47500 | 45500 | 18.5 | 11.5 | 9 | 2.2 | 71 | 57 | 214639314
TRANE | 4TWL9048A1 | 4TXCC007DS3 | S9V2C100U5PSC+RP | 47500 | 45500 | 18.5 | 11.5 | 9 | 2.2 | 71 | 57 | 214639313
AMERICAN STANDARD | 4A6L9048A1 | 4TXCC007DS3 | S9V2C080U5PSC+RP | 47500 | 45500 | 19 | 11.5 | 9 | 2.2 | 71 | 57 | 214639312
TRANE | 4TWL9048A1 | 4TXCC007DS3 | S9V2C080U5PSC+RP | 47500 | 45500 | 19 | 11.5 | 9 | 2.2 | 71 | 57 | 214639311
AMERICAN STANDARD | 4A6L9048A1 | 4TXCC005DS3 | S9V2C100U5PSC+RP | 45500 | 46000 | 17.5 | 11 | 8.7 | 2.1 | 71 | 57 | 214639310
TRANE | 4TWL9048A1 | 4TXCC005DS3 | S9V2C100U5PSC+RP | 45500 | 46000 | 17.5 | 11 | 8.7 | 2.1 | 71 | 57 | 214639309
AMERICAN STANDARD | 4A6L9048A1 | 4TXCB006DS3 | S9V2B060U4PSC+RP | 47000 | 45500 | 19 | 11.2 | 9 | 2.2 | 72 | 58 | 214639308
TRANE | 4TWL9048A1 | 4TXCB006DS3 | S9V2B060U4PSC+RP | 47000 | 45500 | 19 | 11.2 | 9 | 2.2 | 72 | 58 | 214639307
AMERICAN STANDARD | 4A6L9048A1 | 4TXCB006DS3 | S9V2B080U4PSC+RP | 47000 | 45500 | 19 | 11.2 | 9 | 2.2 | 71 | 58 | 214639306
TRANE | 4TWL9048A1 | 4TXCB006DS3 | S9V2B080U4PSC+RP | 47000 | 45500 | 19 | 11.2 | 9 | 2.2 | 71 | 58 | 214639305
AMERICAN STANDARD | 4A6L9048A1 | 4TXCB006DS3 | S9V2B080D4PSC+RP | 44000 | 43500 | 17.5 | 10 | 8.7 | 2.1 | 73 | 59 | 214639304
TRANE | 4TWL9048A1 | 4TXCB006DS3 | S9V2B080D4PSC+RP | 44000 | 43500 | 17.5 | 10 | 8.7 | 2.1 | 73 | 59 | 214639303
AMERICAN STANDARD | 4A6L9048A1 | 4PX*DU60BS3 | S9V2C080U5PSC+RP | 47000 | 43500 | 19 | 11.7 | 8.7 | 2.2 | 71 | 57 | 214639302
TRANE | 4TWL9048A1 | 4PX*DU60BS3 | S9V2C080U5PSC+RP | 47000 | 43500 | 19 | 11.7 | 8.7 | 2.2 | 71 | 57 | 214639301
AMERICAN STANDARD | 4A6L9048A1 | 4PX*DU60BS3 | S9V2C100U5PSC+RP | 47000 | 43000 | 18.5 | 11.7 | 8.7 | 2.2 | 72 | 57 | 214639300
TRANE | 4TWL9048A1 | 4PX*DU60BS3 | S9V2C100U5PSC+RP | 47000 | 43000 | 18.5 | 11.7 | 8.7 | 2.2 | 72 | 57 | 214639299
AMERICAN STANDARD | 4A6L9048A1 | 4PX*DU60BS3 | S9V2C100U4VSB+RP | 47000 | 43000 | 18.5 | 11.7 | 8.7 | 2.2 | 72 | 58 | 214639298
TRANE | 4TWL9048A1 | 4PX*DU60BS3 | S9V2C100U4VSB+RP | 47000 | 43000 | 18.5 | 11.7 | 8.7 | 2.2 | 72 | 58 | 214639297
AMERICAN STANDARD | 4A6L9048A1 | 4PX*DU48BS3 | S9V2C100U5PSC+RP | 46000 | 44000 | 18.5 | 11.7 | 8.7 | 2.2 | 71 | 57 | 214639296
TRANE | 4TWL9048A1 | 4PX*DU48BS3 | S9V2C100U5PSC+RP | 46000 | 44000 | 18.5 | 11.7 | 8.7 | 2.2 | 71 | 57 | 214639295
AMERICAN STANDARD | 4A6L9048A1 | 4PX*DU48BS3 | S9V2C100U4VSB+RP | 46000 | 44000 | 18.5 | 11.7 | 8.7 | 2.2 | 71 | 57 | 214639294
TRANE | 4TWL9048A1 | 4PX*DU48BS3 | S9V2C100U4VSB+RP | 46000 | 44000 | 18.5 | 11.7 | 8.7 | 2.2 | 71 | 57 | 214639293
AMERICAN STANDARD | 4A6L9048A1 | 4PX*DD60BS3+HORIZ-RT | S9V2C100U5PSC+RP | 46000 | 43500 | 18.5 | 11.5 | 8.7 | 2.1 | 71 | 57 | 214639292
TRANE | 4TWL9048A1 | 4PX*DD60BS3+HORIZ-RT | S9V2C100U5PSC+RP | 46000 | 43500 | 18.5 | 11.5 | 8.7 | 2.1 | 71 | 57 | 214639291
AMERICAN STANDARD | 4A6L9048A1 | 4PX*DD60BS3+HORIZ-RT | S9V2C100U4VSB+RP | 46000 | 43500 | 18.5 | 11.5 | 8.7 | 2.1 | 71 | 57 | 214639290
TRANE | 4TWL9048A1 | 4PX*DD60BS3+HORIZ-RT | S9V2C100U4VSB+RP | 46000 | 43500 | 18.5 | 11.5 | 8.7 | 2.1 | 71 | 57 | 214639289
AMERICAN STANDARD | 4A6L9048A1 | 4PX*DD60BS3+HORIZ-RT | S9V2C080U5PSC+RP | 46000 | 43500 | 19 | 11.5 | 8.7 | 2.1 | 71 | 57 | 214639288
TRANE | 4TWL9048A1 | 4PX*DD60BS3+HORIZ-RT | S9V2C080U5PSC+RP | 46000 | 43500 | 19 | 11.5 | 8.7 | 2.1 | 71 | 57 | 214639287
AMERICAN STANDARD | 4A6L9048A1 | 4PX*DD60BS3 | S9V2C100D5PSC+RP | 46000 | 43500 | 18.5 | 11.5 | 8.7 | 2.1 | 71 | 57 | 214639286
TRANE | 4TWL9048A1 | 4PX*DD60BS3 | S9V2C100D5PSC+RP | 46000 | 43500 | 18.5 | 11.5 | 8.7 | 2.1 | 71 | 57 | 214639285
AMERICAN STANDARD | 4A6L9048A1 | 4PX*CU60BS3 | S9V2C100U5PSC+RP | 48500 | 44500 | 19 | 11.7 | 9 | 2.2 | 72 | 58 | 214639284
TRANE | 4TWL9048A1 | 4PX*CU60BS3 | S9V2C100U5PSC+RP | 48500 | 44500 | 19 | 11.7 | 9 | 2.2 | 72 | 58 | 214639283
AMERICAN STANDARD | 4A6L9048A1 | 4PX*CU60BS3 | S9V2C080U5PSC+RP | 48500 | 44500 | 19 | 11.7 | 9 | 2.2 | 72 | 58 | 214639282
TRANE | 4TWL9048A1 | 4PX*CU60BS3 | S9V2C080U5PSC+RP | 48500 | 44500 | 19 | 11.7 | 9 | 2.2 | 72 | 58 | 214639281
AMERICAN STANDARD | 4A6L9048A1 | 4PX*CU60BS3 | S9V2C100U4VSB+RP | 48500 | 44500 | 19 | 11.7 | 9 | 2.2 | 71 | 57 | 214639280
TRANE | 4TWL9048A1 | 4PX*CU60BS3 | S9V2C100U4VSB+RP | 48500 | 44500 | 19 | 11.7 | 9 | 2.2 | 71 | 57 | 214639279
AMERICAN STANDARD | 4A6L9048A1 | 4PX*CU48BS3 | S9V2C080U5PSC+RP | 47500 | 45500 | 19 | 11.5 | 9 | 2.2 | 71 | 57 | 214639278
TRANE | 4TWL9048A1 | 4PX*CU48BS3 | S9V2C080U5PSC+RP | 47500 | 45500 | 19 | 11.5 | 9 | 2.2 | 71 | 57 | 214639277
AMERICAN STANDARD | 4A6L9048A1 | 4PX*CU48BS3 | S9V2C100U4VSB+RP | 47500 | 45500 | 18.5 | 11.5 | 9 | 2.2 | 71 | 57 | 214639276
TRANE | 4TWL9048A1 | 4PX*CU48BS3 | S9V2C100U4VSB+RP | 47500 | 45500 | 18.5 | 11.5 | 9 | 2.2 | 71 | 57 | 214639275
AMERICAN STANDARD | 4A6L9048A1 | 4PX*CU48BS3 | S9V2C100U5PSC+RP | 47500 | 45500 | 18.5 | 11.5 | 9 | 2.2 | 71 | 57 | 214639274
TRANE | 4TWX6030H1 | TEM8B0C60V51+TDR |  | 30200 | 27200 | 15.2 | 12 | 8.1 | 2.25 | 65 | 49 | 211216655
TRANE | 4TWX6030H1 | TEM8A0C42V41+TDR |  | 29000 | 27400 | 15.2 | 12 | 8.1 | 2.21 | 64 | 49 | 211216654
TRANE | 4TWX6030H1 | TEM6B0C60H51+TDR |  | 29800 | 27000 | 15.2 | 12 | 8.1 | 2.24 | 65 | 50 | 211216652
TRANE | 4TWX6030H1 | TEM6A0C42H41+TDR |  | 29400 | 27400 | 15.2 | 12 | 8.1 | 2.21 | 65 | 49 | 211216651
TRANE | 4TWX6030H1 | TEM4B0C37M31+TDR |  | 29600 | 27400 | 15.2 | 12 | 8.1 | 2.18 | 65 | 49 | 211216650
TRANE | 4TWX6030H1 | TAMXB0B30V31 |  | 29000 | 27600 | 15.2 | 12 | 8.1 | 2.15 | 64 | 49 | 211216647
AMERICAN STANDARD | 5A6H5030A1 | 5TXCB006AS3+TSTAT | *UHMB080ACV3 | 27600 | 25000 | 15.2 | 12 | 8.1 | 2.1 | 67 | 52 | 214078456
TRANE | 5TWR5030A1 | 5TXCB006AS3+TSTAT | *UHMB080ACV3 | 27600 | 25000 | 15.2 | 12 | 8.1 | 2.1 | 67 | 52 | 214078455
AMERICAN STANDARD | 5A6H5030A1 | 5TXCB006AS3+TSTAT | *UHMB060CCV3 | 28000 | 25400 | 15.2 | 12 | 8.1 | 2.1 | 67 | 52 | 214078454
TRANE | 5TWR5030A1 | 5TXCB006AS3+TSTAT | *UHMB060CCV3 | 28000 | 25400 | 15.2 | 12 | 8.1 | 2.1 | 67 | 52 | 214078453
AMERICAN STANDARD | 5A6H5030A1 | 5TXCB006AS3+TSTAT | *UHMB060ACV3 | 28000 | 25400 | 15.2 | 12 | 8.1 | 2.1 | 67 | 52 | 214078452
TRANE | 5TWR5030A1 | 5TXCB006AS3+TSTAT | *UHMB060ACV3 | 28000 | 25400 | 15.2 | 12 | 8.1 | 2.1 | 67 | 52 | 214078451
AMERICAN STANDARD | 5A6H5030A1 | 5TXCB006AS3+TSTAT | S9X2B080U4PSB | 28600 | 26000 | 15.2 | 12 | 8.1 | 2.1 | 67 | 52 | 214078450
TRANE | 5TWR5030A1 | 5TXCB006AS3+TSTAT | S9X2B080U4PSB | 28600 | 26000 | 15.2 | 12 | 8.1 | 2.1 | 67 | 52 | 214078449
AMERICAN STANDARD | 5A6H5030A1 | 5TXCB006AS3+TSTAT | S9X2B060U4PSB | 28400 | 26000 | 15.2 | 11.7 | 8.1 | 2.1 | 67 | 52 | 214078448
TRANE | 4TWX6042H1 | TEM8A0D60V51+TDR |  | 39000 | 38000 | 15.2 | 12 | 8.1 | 2.2 | 65 | 50 | 211217120
AMERICAN STANDARD | 4A6H6042H1 | TEM4A0C49M41+TDR |  | 42000 | 39000 | 15.2 | 12 | 8.1 | 2.2 | 64 | 48 | 206963246
TRANE | 4TWR6042H1 | TEM4A0C49M41+TDR |  | 42000 | 39000 | 15.2 | 12 | 8.1 | 2.2 | 64 | 48 | 206963248
AMERICAN STANDARD | 4A6H6048H1 | TEM4A0C49M41+TDR |  | 47000 | 44500 | 15.2 | 12 | 8.1 | 2.2 | 65 | 49 | 206963253
TRANE | 4TWR6048H1 | TEM4A0C49M41+TDR |  | 47000 | 44500 | 15.2 | 12 | 8.1 | 2.2 | 65 | 49 | 206963255
TRANE | 4TWV0X24A1 | 4PX*BU36BS3 | S9V2B060U3VSB+RP | 23600 | 20200 | 19.5 | 12.5 | 8.5 | 1.9 | 84 | 64 | 214638791
AMERICAN STANDARD | 4A6V0X24A1 | 4PX*BU36BS3 | S9V2B060U3VSB+RP | 23600 | 20200 | 19.5 | 12.5 | 8.5 | 1.9 | 84 | 64 | 214638792
TRANE | 4TWV0X24A1 | 4PX*BU36BS3 | S9V2B040U3VSB+RP | 23800 | 20400 | 19 | 12.5 | 8.5 | 1.9 | 83 | 64 | 214638793
AMERICAN STANDARD | 4A6V0X24A1 | 4PX*BU36BS3 | S9V2B040U3VSB+RP | 23800 | 20400 | 19 | 12.5 | 8.5 | 1.9 | 83 | 64 | 214638794
TRANE | 4TWV0X24A1 | 4TXCB004DS3 | S9V2B040U3VSB+RP | 24000 | 20400 | 19 | 12.5 | 8.5 | 1.8 | 83 | 64 | 214638797
AMERICAN STANDARD | 4A6V0X24A1 | 4TXCB004DS3 | S9V2B040U3VSB+RP | 24000 | 20400 | 19 | 12.5 | 8.5 | 1.8 | 83 | 64 | 214638798
TRANE | 4TWV0X36A1 | 4PX*BU36BS3 | S9V2B040U3VSB+RP | 34400 | 31600 | 20 | 12 | 8.5 | 1.8 | 83 | 65 | 214638803
AMERICAN STANDARD | 4A6V0X36A1 | 4PX*BU36BS3 | S9V2B040U3VSB+RP | 34400 | 31600 | 20 | 12 | 8.5 | 1.8 | 83 | 65 | 214638804
TRANE | 4TWV0X36A1 | 4PX*BU36BS3 | S9V2B080U4VSB+RP | 34200 | 31400 | 20 | 12 | 8.5 | 1.8 | 83 | 64 | 214638805
AMERICAN STANDARD | 4A6V0X36A1 | 4PX*BU36BS3 | S9V2B080U4VSB+RP | 34200 | 31400 | 20 | 12 | 8.5 | 1.8 | 83 | 64 | 214638806
TRANE | 4TWV0X36A1 | 4PX*BU36BS3 | S9V2B060U3VSB+RP | 34200 | 31400 | 20 | 12 | 8.2 | 1.8 | 83 | 64 | 214638807
AMERICAN STANDARD | 4A6V0X36A1 | 4PX*BU36BS3 | S9V2B060U3VSB+RP | 34200 | 31400 | 20 | 12 | 8.2 | 1.8 | 83 | 64 | 214638808
TRANE | 4TWV0X36A1 | 4PX*BU42BS3 | S9V2B060U3VSB+RP | 35200 | 32600 | 20.5 | 12.5 | 8.5 | 1.8 | 82 | 62 | 214638811
AMERICAN STANDARD | 4A6V0X36A1 | 4PX*BU42BS3 | S9V2B060U3VSB+RP | 35200 | 32600 | 20.5 | 12.5 | 8.5 | 1.8 | 82 | 62 | 214638812
TRANE | 4TWV0X36A1 | 4PX*BU42BS3 | S9V2B040U3VSB+RP | 35400 | 32800 | 20 | 12.5 | 8.5 | 1.8 | 81 | 62 | 214638813
AMERICAN STANDARD | 4A6V0X36A1 | 4PX*BU42BS3 | S9V2B040U3VSB+RP | 35400 | 32800 | 20 | 12.5 | 8.5 | 1.8 | 81 | 62 | 214638814
TRANE | 4TWV0X36A1 | 4PX*BU42BS3 | S9V2B080U4VSB+RP | 35400 | 32600 | 20 | 12.5 | 8.5 | 1.8 | 82 | 62 | 214638815
AMERICAN STANDARD | 4A6V0X36A1 | 4PX*BU42BS3 | S9V2B080U4VSB+RP | 35400 | 32600 | 20 | 12.5 | 8.5 | 1.8 | 82 | 62 | 214638816
TRANE | 4TWV0X36A1 | 4PX*BU48BS3 | S9V2B080D4VSB+RP | 33200 | 31200 | 18.5 | 11.7 | 8.5 | 1.8 | 82 | 64 | 214638817
AMERICAN STANDARD | 4A6V0X36A1 | 4PX*BU48BS3 | S9V2B080D4VSB+RP | 33200 | 31200 | 18.5 | 11.7 | 8.5 | 1.8 | 82 | 64 | 214638818
TRANE | 4TWV0X36A1 | 4TXCB004DS3 | S9V2B080U4VSB+RP | 34200 | 31400 | 20 | 12 | 8.5 | 1.8 | 83 | 64 | 214638821
AMERICAN STANDARD | 4A6V0X36A1 | 4TXCB004DS3 | S9V2B080U4VSB+RP | 34200 | 31400 | 20 | 12 | 8.5 | 1.8 | 83 | 64 | 214638822
TRANE | 4TWV0X36A1 | 4TXCB004DS3 | S9V2B040U3VSB+RP | 34400 | 31600 | 20 | 12 | 8.2 | 1.8 | 83 | 65 | 214638823
AMERICAN STANDARD | 4A6V0X36A1 | 4TXCB004DS3 | S9V2B040U3VSB+RP | 34400 | 31600 | 20 | 12 | 8.2 | 1.8 | 83 | 65 | 214638824
AMERICAN STANDARD | 4A6L6036A1 | 4PX*BU42BS3 | S8X2B080M4PSC | 35800 | 33600 | 15.2 | 12 | 8.1 | 2.14 | 65 | 50 | 211218058
AMERICAN STANDARD | 4A6L6036A1 | 4PX*BU42BS3 | S8X2B080M4PTC | 35800 | 33600 | 15.2 | 12 | 8.1 | 2.14 | 65 | 50 | 211218059
AMERICAN STANDARD | 4A6L6036A1 | 4PX*BU42BS3 | L8X1B080U4XSA | 36400 | 34000 | 15.2 | 12 | 8.1 | 2.14 | 65 | 50 | 211218062
AMERICAN STANDARD | 4A6L6036A1 | 4PX*BU42BS3 | S8X1B060M4PSC | 36200 | 34000 | 15.2 | 12 | 8.1 | 2.15 | 65 | 50 | 211218068
AMERICAN STANDARD | 4A6L6036A1 | 4PX*BU42BS3 | S8X1B060M4PTC | 36200 | 34000 | 15.2 | 12 | 8.1 | 2.15 | 65 | 50 | 211218069
AMERICAN STANDARD | 4A6L6036A1 | 4PX*BU42BS3 | S8X1B080M4PSC | 35800 | 33600 | 15.2 | 12 | 8.1 | 2.14 | 65 | 50 | 211218070
AMERICAN STANDARD | 4A6L6036A1 | 4PX*BU42BS3 | S8X1B080M4PTC | 35800 | 33600 | 15.2 | 12 | 8.1 | 2.14 | 65 | 50 | 211218071
AMERICAN STANDARD | 4A6L6036A1 | 4PX*BU42BS3 | *UD2B060ACV3 | 35600 | 33400 | 15.2 | 12 | 8.1 | 2.16 | 65 | 50 | 211218074
AMERICAN STANDARD | 4A6L6036A1 | 4PX*BU42BS3 | S8X2B060M4PSC | 36200 | 34000 | 15.2 | 12 | 8.1 | 2.15 | 65 | 50 | 211218075
AMERICAN STANDARD | 4A6L6036A1 | 4PX*BU42BS3 | S8X2B060M4PTC | 36200 | 34000 | 15.2 | 12 | 8.1 | 2.15 | 65 | 50 | 211218076
AMERICAN STANDARD | 4A6L6036A1 | 4PX*BU48BS3 | S8X1B080M4PSC | 35800 | 32800 | 15.2 | 12 | 8.1 | 2.13 | 65 | 50 | 211218079
AMERICAN STANDARD | 4A6L6036A1 | 4PX*BU48BS3 | S8X1B080M4PTC | 35800 | 32800 | 15.2 | 12 | 8.1 | 2.13 | 65 | 50 | 211218080
AMERICAN STANDARD | 4A6L6036A1 | 4PX*BU48BS3 | S8X2B060M4PSC | 36600 | 33400 | 15.2 | 12 | 8.1 | 2.13 | 65 | 50 | 211218083
AMERICAN STANDARD | 4A6L6036A1 | 4PX*BU48BS3 | S8X2B060M4PTC | 36600 | 33400 | 15.2 | 12 | 8.1 | 2.13 | 65 | 50 | 211218084
AMERICAN STANDARD | 4A6L6036A1 | 4PX*BU48BS3 | S8X2B080M4PSC | 35800 | 32800 | 15.2 | 12 | 8.1 | 2.13 | 65 | 50 | 211218085
AMERICAN STANDARD | 4A6L6036A1 | 4PX*BU48BS3 | S8X2B080M4PTC | 35800 | 32800 | 15.2 | 12 | 8.1 | 2.13 | 65 | 50 | 211218086
AMERICAN STANDARD | 4A6L6036A1 | 4PX*BU48BS3 | L8X1B060U3XSA | 35600 | 32800 | 15.2 | 12 | 8.1 | 2.12 | 65 | 51 | 211218087
AMERICAN STANDARD | 4A6L6036A1 | 4PX*BU48BS3 | S8X1B060M4PSC | 36600 | 33400 | 15.2 | 12 | 8.1 | 2.13 | 65 | 50 | 211218091
AMERICAN STANDARD | 4A6L6036A1 | 4PX*BU48BS3 | S8X1B060M4PTC | 36600 | 33400 | 15.2 | 12 | 8.1 | 2.13 | 65 | 50 | 211218092
AMERICAN STANDARD | 4A6L6036A1 | 4PX*BU48BS3 | L8X1B080U4XSA | 36400 | 33400 | 15.2 | 12 | 8.1 | 2.12 | 65 | 50 | 211218093
AMERICAN STANDARD | 4A6L6036A1 | 4PX*BU48BS3 | *UD2B060ACV3 | 35600 | 32600 | 15.2 | 12 | 8.1 | 2.15 | 66 | 51 | 211218095
TRANE | 5TWR5030A1 | 5TXCC007AS3+TSTAT | S9X1C080U5PSB | 28200 | 25600 | 15.2 | 12 | 8.1 | 2.1 | 67 | 52 | 214078479
AMERICAN STANDARD | 5A6H5030A1 | 5TXCC007AS3+TSTAT | S9X1C080U5PSB | 28200 | 25600 | 15.2 | 12 | 8.1 | 2.1 | 67 | 52 | 214078480
TRANE | 5TWR5030A1 | 5TXCC007AS3+TSTAT | S9V2C100U5PSC | 28600 | 25800 | 15.2 | 12 | 8.1 | 2.1 | 67 | 52 | 214078481
AMERICAN STANDARD | 5A6H5030A1 | 5TXCC007AS3+TSTAT | S9V2C100U5PSC | 28600 | 25800 | 15.2 | 12 | 8.1 | 2.1 | 67 | 52 | 214078482
TRANE | 5TWR5030A1 | 5TXCC007AS3+TSTAT | S9X2C080U5PSB | 28200 | 25600 | 15.2 | 12 | 8.1 | 2.1 | 67 | 52 | 214078483
AMERICAN STANDARD | 5A6H5030A1 | 5TXCC007AS3+TSTAT | S9X2C080U5PSB | 28200 | 25600 | 15.2 | 12 | 8.1 | 2.1 | 67 | 52 | 214078484
TRANE | 5TWR5030A1 | 5TXCC007AS3+TSTAT | S9V2C100U5PSB | 28600 | 25800 | 15.2 | 12 | 8.1 | 2.1 | 67 | 52 | 214078485
AMERICAN STANDARD | 5A6H5030A1 | 5TXCC007AS3+TSTAT | S9V2C100U5PSB | 28600 | 25800 | 15.2 | 12 | 8.1 | 2.1 | 67 | 52 | 214078486
TRANE | 5TWR5030A1 | 5TXCC007AS3+TSTAT | S8X1C080M5PSC | 28600 | 25600 | 15.2 | 12 | 8.1 | 2.1 | 68 | 53 | 214078501
AMERICAN STANDARD | 5A6H5030A1 | 5TXCC007AS3+TSTAT | S8X1C080M5PSC | 28600 | 25600 | 15.2 | 12 | 8.1 | 2.1 | 68 | 53 | 214078502
TRANE | 5TWR5030A1 | 5TXCC007AS3+TSTAT | S8X1C080M5PTC | 28600 | 25600 | 15.2 | 12 | 8.1 | 2.1 | 68 | 53 | 214078503
AMERICAN STANDARD | 5A6H5030A1 | 5TXCC007AS3+TSTAT | S8X1C080M5PTC | 28600 | 25600 | 15.2 | 12 | 8.1 | 2.1 | 68 | 53 | 214078504
TRANE | 5TWR5030A1 | 5TXCC007AS3+TSTAT | S8X2C080M5PSC | 28600 | 25600 | 15.2 | 12 | 8.1 | 2.1 | 68 | 53 | 214078505
AMERICAN STANDARD | 5A6H5030A1 | 5TXCC007AS3+TSTAT | S8X2C080M5PSC | 28600 | 25600 | 15.2 | 12 | 8.1 | 2.1 | 68 | 53 | 214078506
TRANE | 5TWR5030A1 | 5TXCC007AS3+TSTAT | S8X2C080M5PTC | 28600 | 25600 | 15.2 | 12 | 8.1 | 2.1 | 68 | 53 | 214078507
AMERICAN STANDARD | 5A6H5030A1 | 5TXCC007AS3+TSTAT | S8X2C080M5PTC | 28600 | 25600 | 15.2 | 12 | 8.1 | 2.1 | 68 | 53 | 214078508
TRANE | 5TWR5030A1 | 5TXCC007AS3+TSTAT | S9V2C080U5PSB | 28600 | 25800 | 15.2 | 12 | 8.1 | 2.1 | 67 | 52 | 214078509
AMERICAN STANDARD | 5A6H5030A1 | 5TXCC007AS3+TSTAT | S9V2C080U5PSB | 28600 | 25800 | 15.2 | 12 | 8.1 | 2.1 | 67 | 52 | 214078510
TRANE | 5TWR5030A1 | 5TXCC007AS3+TSTAT | S9V2C080U5PSC | 28600 | 25800 | 15.2 | 12 | 8.1 | 2.1 | 67 | 52 | 214078511
AMERICAN STANDARD | 5A6H5030A1 | 5TXCC007AS3+TSTAT | S9V2C080U5PSC | 28600 | 25800 | 15.2 | 12 | 8.1 | 2.1 | 67 | 52 | 214078512
TRANE | 5TWR5030A1 | 5TXCC007AS3+TSTAT | S9V2C100U4VSA | 28200 | 25400 | 15.2 | 12 | 8.1 | 2.1 | 67 | 52 | 214078513
AMERICAN STANDARD | 5A6H5030A1 | 5TXCC007AS3+TSTAT | S9V2C100U4VSA | 28200 | 25400 | 15.2 | 12 | 8.1 | 2.1 | 67 | 52 | 214078514
TRANE | 5TWR5030A1 | 5TXCC007AS3+TSTAT | S9V2C100U4VSB | 28600 | 25800 | 15.2 | 12 | 8.1 | 2.1 | 67 | 52 | 214078515
AMERICAN STANDARD | 5A6H5030A1 | 5TXCC007AS3+TSTAT | S9V2C100U4VSB | 28600 | 25800 | 15.2 | 12 | 8.1 | 2.1 | 67 | 52 | 214078516
TRANE | 5TWR5030A1 | 5TXCD010AS3+TSTAT | *UHMD120ACV5 | 28200 | 25000 | 15.2 | 12 | 8.1 | 2.2 | 67 | 52 | 214078519
AMERICAN STANDARD | 5A6H5030A1 | 5TXCD010AS3+TSTAT | *UHMD120ACV5 | 28200 | 25000 | 15.2 | 12 | 8.1 | 2.2 | 67 | 52 | 214078520
TRANE | 5TWR5036A1 | 5TEM6D04AV31+TDR+TSTAT |  | 33400 | 31800 | 16 | 12 | 8.5 | 2.3 | 69 | 55 | 214078521
AMERICAN STANDARD | 5A6H5036A1 | 5TEM6D04AV31+TDR+TSTAT |  | 33400 | 31800 | 16 | 12 | 8.5 | 2.3 | 69 | 55 | 214078522
TRANE | 5TWR5036A1 | 5TEM6D06AV41+TDR+TSTAT |  | 34800 | 31400 | 16 | 12 | 8.5 | 2.4 | 69 | 55 | 214078523
AMERICAN STANDARD | 5A6H5036A1 | 5TEM6D06AV41+TDR+TSTAT |  | 34800 | 31400 | 16 | 12 | 8.5 | 2.4 | 69 | 55 | 214078524
TRANE | 5TWR5036A1 | 5TEM6D07AV51+TDR+TSTAT |  | 34800 | 31400 | 16 | 12 | 8.5 | 2.4 | 69 | 56 | 214078525
AMERICAN STANDARD | 5A6H5036A1 | 5TEM6D07AV51+TDR+TSTAT |  | 34800 | 31400 | 16 | 12 | 8.5 | 2.4 | 69 | 56 | 214078526
TRANE | 5TWR5036A1 | 5TXCB004AS3+TSTAT | S8V2B080M4PDB | 32800 | 31600 | 15.2 | 11.7 | 8.1 | 2.2 | 69 | 55 | 214078527
AMERICAN STANDARD | 5A6H5036A1 | 5TXCB004AS3+TSTAT | S8V2B080M4PDB | 32800 | 31600 | 15.2 | 11.7 | 8.1 | 2.2 | 69 | 55 | 214078528
TRANE | 5TWR5036A1 | 5TXCB004AS3+TSTAT | S8X1B060M4PSC | 32800 | 31800 | 15.2 | 11.7 | 8.1 | 2.2 | 69 | 55 | 214078529
AMERICAN STANDARD | 5A6H5036A1 | 5TXCB004AS3+TSTAT | S8X1B060M4PSC | 32800 | 31800 | 15.2 | 11.7 | 8.1 | 2.2 | 69 | 55 | 214078530
TRANE | 5TWR5036A1 | 5TXCB004AS3+TSTAT | S8X1B060M4PTC | 32800 | 31800 | 15.2 | 11.7 | 8.1 | 2.2 | 69 | 55 | 214078531
AMERICAN STANDARD | 5A6H5036A1 | 5TXCB004AS3+TSTAT | S8X1B060M4PTC | 32800 | 31800 | 15.2 | 11.7 | 8.1 | 2.2 | 69 | 55 | 214078532
TRANE | 4TWX6042H1 | TEM6A0D60H51+TDR |  | 39000 | 38500 | 15.2 | 12 | 8.1 | 2.1 | 65 | 50 | 207132739
AMERICAN STANDARD | 4A6H6042H1 | TEM6A0D60H51+TDR |  | 39000 | 38500 | 15.2 | 12 | 8.1 | 2.1 | 65 | 50 | 207132740
TRANE | 4TWR6042H1 | TEM6A0D60H51+TDR |  | 39000 | 38500 | 15.2 | 12 | 8.1 | 2.1 | 65 | 50 | 207132741
AMERICAN STANDARD | 4A6L6036A1 | 4PX*CU42BS3 | S8X1C100M5PTC | 36400 | 34000 | 15.2 | 12 | 8.1 | 2.1 | 64 | 50 | 207148602
AMERICAN STANDARD | 4A6L6036A1 | 4PX*CU42BS3 | S8X1C100M5PSC | 36400 | 34000 | 15.2 | 12 | 8.1 | 2.1 | 64 | 50 | 207148603
AMERICAN STANDARD | 4A6L6036A1 | 4PX*CU48BS3 | S8X1C100M5PSC | 36400 | 33200 | 15.2 | 12 | 8.1 | 2.1 | 65 | 50 | 207148604
AMERICAN STANDARD | 4A6L6036A1 | 4PX*CU48BS3 | S8X1C100M5PTC | 36400 | 33200 | 15.2 | 12 | 8.1 | 2.1 | 65 | 50 | 207148605
AMERICAN STANDARD | 4A6L6036A1 | 4TXCC007DS3 | S8X1C100M5PTC | 36400 | 33200 | 15.2 | 12 | 8.1 | 2.1 | 65 | 50 | 207148608
AMERICAN STANDARD | 4A6L6036A1 | 4TXCC007DS3 | S8X1C100M5PSC | 36400 | 33200 | 15.2 | 12 | 8.1 | 2.1 | 65 | 50 | 207148609
TRANE | 4TWV0X48A1 | 4PX*CU60BS3 | S9V2C100U4VSB+RP | 46500 | 42000 | 19.5 | 11.7 | 8.5 | 1.8 | 86 | 67 | 214638843
AMERICAN STANDARD | 4A6V0X48A1 | 4PX*CU60BS3 | S9V2C100U4VSB+RP | 46500 | 42000 | 19.5 | 11.7 | 8.5 | 1.8 | 86 | 67 | 214638844
TRANE | 4TWV0X48A1 | 4TXCC009DS3 | S9V2C100U4VSB+RP | 46500 | 42000 | 19.5 | 11.7 | 8.5 | 1.8 | 86 | 67 | 214638861
AMERICAN STANDARD | 4A6V0X48A1 | 4TXCC009DS3 | S9V2C100U4VSB+RP | 46500 | 42000 | 19.5 | 11.7 | 8.5 | 1.8 | 86 | 67 | 214638862
TRANE | 4TWV8X24A1 | 4PX*BU36BS3 | S9V2B040U3VSB+RP | 24000 | 20400 | 18 | 12.5 | 8.5 | 1.8 | 83 | 64 | 214638875
AMERICAN STANDARD | 4A6V8X24A1 | 4PX*BU36BS3 | S9V2B040U3VSB+RP | 24000 | 20400 | 18 | 12.5 | 8.5 | 1.8 | 83 | 64 | 214638876
TRANE | 4TWV8X24A1 | 4PX*BU36BS3 | S9V2B060U3VSB+RP | 23800 | 20200 | 18 | 12.5 | 8.5 | 1.8 | 84 | 64 | 214638877
AMERICAN STANDARD | 4A6V8X24A1 | 4PX*BU36BS3 | S9V2B060U3VSB+RP | 23800 | 20200 | 18 | 12.5 | 8.5 | 1.8 | 84 | 64 | 214638878
TRANE | 4TWV8X24A1 | 4TXCB004DS3 | S9V2B040U3VSB+RP | 24000 | 20400 | 18 | 12.5 | 8.5 | 1.8 | 83 | 64 | 214638881
AMERICAN STANDARD | 4A6V8X24A1 | 4TXCB004DS3 | S9V2B040U3VSB+RP | 24000 | 20400 | 18 | 12.5 | 8.5 | 1.8 | 83 | 64 | 214638882
TRANE | 4TWV8X24A1 | 4TXCB004DS3 | S9V2B060U3VSB+RP | 23800 | 20200 | 18 | 12.5 | 8.2 | 1.8 | 84 | 64 | 214638883
AMERICAN STANDARD | 4A6V8X24A1 | 4TXCB004DS3 | S9V2B060U3VSB+RP | 23800 | 20200 | 18 | 12.5 | 8.2 | 1.8 | 84 | 64 | 214638884
TRANE | 4TWV8X36A1 | 4PX*BU36BS3 | S9V2B040U3VSB+RP | 34000 | 31200 | 18 | 11.5 | 8.2 | 1.8 | 83 | 66 | 214638889
AMERICAN STANDARD | 4A6V8X36A1 | 4PX*BU36BS3 | S9V2B040U3VSB+RP | 34000 | 31200 | 18 | 11.5 | 8.2 | 1.8 | 83 | 66 | 214638890
TRANE | 4TWV8X36A1 | 4PX*BU36BS3 | S9V2B080U4VSB+RP | 33800 | 31200 | 18 | 11.7 | 8.2 | 1.8 | 83 | 66 | 214638891
AMERICAN STANDARD | 4A6V8X36A1 | 4PX*BU36BS3 | S9V2B080U4VSB+RP | 33800 | 31200 | 18 | 11.7 | 8.2 | 1.8 | 83 | 66 | 214638892
TRANE | 4TWV8X36A1 | 4PX*BU36BS3 | S9V2B060U3VSB+RP | 33800 | 31200 | 18 | 11.5 | 8.2 | 1.8 | 83 | 65 | 214638895
AMERICAN STANDARD | 4A6V8X36A1 | 4PX*BU36BS3 | S9V2B060U3VSB+RP | 33800 | 31200 | 18 | 11.5 | 8.2 | 1.8 | 83 | 65 | 214638896
TRANE | 4TWV8X36A1 | 4PX*BU42BS3 | S9V2B060U3VSB+RP | 34800 | 32200 | 18 | 12 | 8.2 | 1.8 | 82 | 64 | 214638897
AMERICAN STANDARD | 4A6V8X36A1 | 4PX*BU42BS3 | S9V2B060U3VSB+RP | 34800 | 32200 | 18 | 12 | 8.2 | 1.8 | 82 | 64 | 214638898
TRANE | 4TWV8X36A1 | 4PX*BU42BS3 | S9V2B080U4VSB+RP | 35000 | 32200 | 18 | 12 | 8.2 | 1.8 | 82 | 64 | 214638899
AMERICAN STANDARD | 4A6V8X36A1 | 4PX*BU42BS3 | S9V2B080U4VSB+RP | 35000 | 32200 | 18 | 12 | 8.2 | 1.8 | 82 | 64 | 214638900
TRANE | 4TWV8X36A1 | 4PX*BU42BS3 | S9V2B040U3VSB+RP | 35200 | 32200 | 18 | 12 | 8.2 | 1.8 | 82 | 64 | 214638901
AMERICAN STANDARD | 4A6V8X36A1 | 4PX*BU42BS3 | S9V2B040U3VSB+RP | 35200 | 32200 | 18 | 12 | 8.2 | 1.8 | 82 | 64 | 214638902
TRANE | 4TWV8X36A1 | 4PX*BU48BS3 | S9V2B080D4VSB+RP | 32800 | 30600 | 18 | 11.2 | 8.2 | 1.8 | 84 | 66 | 214638903
AMERICAN STANDARD | 4A6V8X36A1 | 4PX*BU48BS3 | S9V2B080D4VSB+RP | 32800 | 30600 | 18 | 11.2 | 8.2 | 1.8 | 84 | 66 | 214638904
TRANE | 4TWV8X36A1 | 4TXCB004DS3 | S9V2B080U4VSB+RP | 33800 | 31200 | 18 | 11.7 | 8.2 | 1.8 | 83 | 65 | 214638907
AMERICAN STANDARD | 4A6V8X36A1 | 4TXCB004DS3 | S9V2B080U4VSB+RP | 33800 | 31200 | 18 | 11.7 | 8.2 | 1.8 | 83 | 65 | 214638908
TRANE | 4TWV8X36A1 | 4TXCB004DS3 | S9V2B040U3VSB+RP | 34000 | 31200 | 18 | 11.5 | 8.2 | 1.8 | 83 | 66 | 214638909
AMERICAN STANDARD | 4A6V8X36A1 | 4TXCB004DS3 | S9V2B040U3VSB+RP | 34000 | 31200 | 18 | 11.5 | 8.2 | 1.8 | 83 | 66 | 214638910
TRANE | 4TWV8X36A1 | 4TXCB004DS3 | S9V2B060U3VSB+RP | 33800 | 31200 | 18 | 11.5 | 8.2 | 1.8 | 83 | 65 | 214638911
AMERICAN STANDARD | 4A6V8X36A1 | 4TXCB004DS3 | S9V2B060U3VSB+RP | 33800 | 31200 | 18 | 11.5 | 8.2 | 1.8 | 83 | 65 | 214638912
TRANE | 4TWV8X36A1 | 4TXCB006DS3 | S9V2B060U3VSB+RP | 35000 | 31600 | 18 | 12 | 8.2 | 1.8 | 82 | 65 | 214638913
AMERICAN STANDARD | 4A6L6036A1 | 4PX*CD36BS3+HORIZ-RT | *UD2C080ACV4 | 35400 | 33800 | 15.2 | 12 | 8.1 | 2.05 | 65 | 50 | 211218117
AMERICAN STANDARD | 4A6L6036A1 | 4PX*CD36BS3+HORIZ-RT | *UD2C100ACV5 | 35600 | 33800 | 15.2 | 12 | 8.1 | 2.05 | 65 | 50 | 211218121
AMERICAN STANDARD | 4A6L6036A1 | 4PX*CU36BS3 | *UD2C100ACV5 | 35600 | 32200 | 15.2 | 12 | 8.1 | 2.12 | 66 | 52 | 211218143
AMERICAN STANDARD | 4A6L6036A1 | 4PX*CU42BS3 | S8X2C080M5PTC | 37000 | 34400 | 15.2 | 12 | 8.1 | 2.14 | 64 | 49 | 211218151
AMERICAN STANDARD | 4A6L6036A1 | 4PX*CU42BS3 | S8X2C080M5PSC | 37000 | 34400 | 15.2 | 12 | 8.1 | 2.14 | 64 | 49 | 211218152
AMERICAN STANDARD | 4A6L6036A1 | 4PX*CU42BS3 | S8X1C080M5PTC | 37000 | 34400 | 15.2 | 12 | 8.1 | 2.14 | 64 | 49 | 211218153
AMERICAN STANDARD | 4A6L6036A1 | 4PX*CU42BS3 | S8X1C080M5PSC | 37000 | 34400 | 15.2 | 12 | 8.1 | 2.14 | 64 | 49 | 211218154
AMERICAN STANDARD | 4A6L6036A1 | 4PX*CU42BS3 | *UD2C100ACV5 | 36600 | 34000 | 15.2 | 12 | 8.1 | 2.17 | 64 | 49 | 211218157
AMERICAN STANDARD | 4A6L6036A1 | 4PX*CU42BS3 | *UD2C080ACV4 | 36400 | 33800 | 15.2 | 12 | 8.1 | 2.17 | 65 | 50 | 211218158
AMERICAN STANDARD | 4A6L6036A1 | 4PX*CU48BS3 | S8X2C080M5PTC | 37000 | 33600 | 15.2 | 12 | 8.1 | 2.15 | 65 | 50 | 211218161
AMERICAN STANDARD | 4A6L6036A1 | 4PX*CU48BS3 | S8X1C080M5PTC | 37000 | 33600 | 15.2 | 12 | 8.1 | 2.15 | 65 | 50 | 211218162
AMERICAN STANDARD | 4A6L6036A1 | 4PX*CU48BS3 | S8X1C080M5PSC | 37000 | 33600 | 15.2 | 12 | 8.1 | 2.15 | 65 | 50 | 211218163
AMERICAN STANDARD | 4A6L6036A1 | 4PX*CU48BS3 | *UD2C100ACV5 | 36600 | 33200 | 15.2 | 12 | 8.1 | 2.16 | 65 | 50 | 211218164
AMERICAN STANDARD | 4A6L6036A1 | 4PX*CU48BS3 | *UD2C080ACV4 | 36400 | 33200 | 15.2 | 12 | 8.1 | 2.15 | 64 | 50 | 211218165
AMERICAN STANDARD | 4A6L6036A1 | 4PX*CU48BS3 | S8X2C080M5PSC | 37000 | 33600 | 15.2 | 12 | 8.1 | 2.15 | 65 | 50 | 211218166
AMERICAN STANDARD | 4A6L6036A1 | 4PX*DD60BS3 | S9X1D120D5PSB | 37200 | 33200 | 15.2 | 12 | 8.1 | 2.11 | 64 | 49 | 211218167
AMERICAN STANDARD | 4A6L6036A1 | 4PX*DD60BS3 | S9X2D120D5PSB | 37200 | 33200 | 15.2 | 12 | 8.1 | 2.11 | 64 | 49 | 211218168
AMERICAN STANDARD | 4A6L6036A1 | 4PX*DD60BS3 | *DD2D120ACV5 | 36600 | 33000 | 15.2 | 12 | 8.1 | 2.12 | 65 | 50 | 211218169
AMERICAN STANDARD | 4A6L6036A1 | 4PX*DD60BS3 | S8X1D120M5PSC | 37400 | 33600 | 15.2 | 12 | 8.1 | 2.09 | 65 | 50 | 211218170
AMERICAN STANDARD | 4A6L6036A1 | 4PX*DD60BS3 | S8X1D120M5PTC | 37400 | 33600 | 15.2 | 12 | 8.1 | 2.09 | 65 | 50 | 211218171
AMERICAN STANDARD | 4A6L6036A1 | 4PX*DD60BS3 | S8X2D120M5PSC | 37400 | 33600 | 15.2 | 12 | 8.1 | 2.09 | 65 | 50 | 211218172
AMERICAN STANDARD | 4A6L6036A1 | 4PX*DD60BS3 | S8X2D120M5PTC | 37400 | 33600 | 15.2 | 12 | 8.1 | 2.09 | 65 | 50 | 211218173
AMERICAN STANDARD | 4A6L6036A1 | 4PX*DU48BS3 | *UD2D120ACV5 | 36200 | 33000 | 15.2 | 12 | 8.1 | 2.16 | 65 | 49 | 211218174
AMERICAN STANDARD | 4A6L6036A1 | 4PX*DU48BS3 | S9X2D120U5PSB | 37200 | 33400 | 15.2 | 12 | 8.1 | 2.16 | 65 | 50 | 211218175
AMERICAN STANDARD | 4A6L6036A1 | 4PX*DU48BS3 | S9X1D120U5PSB | 37200 | 33400 | 15.2 | 12 | 8.1 | 2.16 | 65 | 50 | 211218176
AMERICAN STANDARD | 4A6L6036A1 | 4PX*DU48BS3 | S8X2D120M5PTC | 36000 | 32800 | 15.2 | 12 | 8.1 | 2.15 | 65 | 50 | 211218177
AMERICAN STANDARD | 4A6L6036A1 | 4PX*DU48BS3 | S8X2D120M5PSC | 36000 | 32800 | 15.2 | 12 | 8.1 | 2.15 | 65 | 50 | 211218178
AMERICAN STANDARD | 4A6L6036A1 | 4PX*DU48BS3 | S8X1D120M5PTC | 36000 | 32800 | 15.2 | 12 | 8.1 | 2.15 | 65 | 50 | 211218179
AMERICAN STANDARD | 4A6L6036A1 | 4PX*DU48BS3 | S8X1D120M5PSC | 36000 | 32800 | 15.2 | 12 | 8.1 | 2.15 | 65 | 50 | 211218180
AMERICAN STANDARD | 4A6L6036A1 | 4PX*DU48BS3 | *UD2D140ACV5 | 36400 | 33000 | 15.2 | 12 | 8.1 | 2.16 | 65 | 50 | 211218181
TRANE | 5TWR5036A1 | 5TXCB004AS3+TSTAT | S8X2B060M4PSC | 32800 | 31800 | 15.2 | 11.7 | 8.1 | 2.2 | 69 | 55 | 214078541
AMERICAN STANDARD | 5A6H5036A1 | 5TXCB004AS3+TSTAT | S8X2B060M4PSC | 32800 | 31800 | 15.2 | 11.7 | 8.1 | 2.2 | 69 | 55 | 214078542
TRANE | 5TWR5036A1 | 5TXCB004AS3+TSTAT | S8X2B060M4PTC | 32800 | 31800 | 15.2 | 11.7 | 8.1 | 2.2 | 69 | 55 | 214078543
AMERICAN STANDARD | 5A6H5036A1 | 5TXCB004AS3+TSTAT | S8X2B060M4PTC | 32800 | 31800 | 15.2 | 11.7 | 8.1 | 2.2 | 69 | 55 | 214078544
TRANE | 5TWR5036A1 | 5TXCB004AS3+TSTAT | S9V2B060U4PSB | 32600 | 31600 | 15.2 | 11.7 | 8.1 | 2.2 | 69 | 55 | 214078561
AMERICAN STANDARD | 5A6H5036A1 | 5TXCB004AS3+TSTAT | S9V2B060U4PSB | 32600 | 31600 | 15.2 | 11.7 | 8.1 | 2.2 | 69 | 55 | 214078562
TRANE | 5TWR5036A1 | 5TXCB004AS3+TSTAT | S9V2B080U4PSB | 32600 | 31600 | 15.2 | 11.7 | 8.1 | 2.2 | 68 | 55 | 214078565
AMERICAN STANDARD | 5A6H5036A1 | 5TXCB004AS3+TSTAT | S9V2B080U4PSB | 32600 | 31600 | 15.2 | 11.7 | 8.1 | 2.2 | 68 | 55 | 214078566
TRANE | 5TWR5036A1 | 5TXCB004AS3+TSTAT | S9V2B080U4PSC | 32800 | 31800 | 15.2 | 11.7 | 8.1 | 2.2 | 69 | 55 | 214078567
AMERICAN STANDARD | 5A6H5036A1 | 5TXCB004AS3+TSTAT | S9V2B080U4PSC | 32800 | 31800 | 15.2 | 11.7 | 8.1 | 2.2 | 69 | 55 | 214078568
TRANE | 5TWR5036A1 | 5TXCB004AS3+TSTAT | S9V2B080U4VSB | 32400 | 31600 | 15.2 | 11.7 | 8.1 | 2.2 | 69 | 55 | 214078569
AMERICAN STANDARD | 5A6H5036A1 | 5TXCB004AS3+TSTAT | S9V2B080U4VSB | 32400 | 31600 | 15.2 | 11.7 | 8.1 | 2.2 | 69 | 55 | 214078570
TRANE | 5TWR5036A1 | 5TXCB004AS3+TSTAT | *UHMB060CCV3 | 33000 | 31200 | 15.2 | 11.7 | 8.1 | 2.2 | 70 | 56 | 214078581
AMERICAN STANDARD | 5A6H5036A1 | 5TXCB004AS3+TSTAT | *UHMB060CCV3 | 33000 | 31200 | 15.2 | 11.7 | 8.1 | 2.2 | 70 | 56 | 214078582
TRANE | 5TWR5036A1 | 5TXCB004AS3+TSTAT | *UHMB080ACV3 | 32600 | 31600 | 15.2 | 11.7 | 8.1 | 2.2 | 69 | 55 | 214078583
AMERICAN STANDARD | 5A6H5036A1 | 5TXCB004AS3+TSTAT | *UHMB080ACV3 | 32600 | 31600 | 15.2 | 11.7 | 8.1 | 2.2 | 69 | 55 | 214078584
TRANE | 5TWR5036A1 | 5TXCB004AS3+TSTAT | *UHMB080CCV3 | 32600 | 31600 | 15.2 | 11.7 | 8.1 | 2.2 | 69 | 55 | 214078585
AMERICAN STANDARD | 5A6H5036A1 | 5TXCB004AS3+TSTAT | *UHMB080CCV3 | 32600 | 31600 | 15.2 | 11.7 | 8.1 | 2.2 | 69 | 55 | 214078586
TRANE | 5TWR5036A1 | 5TXCB004AS3+TSTAT | S8V2B060M4PCA | 33000 | 31800 | 15.2 | 11.7 | 8.1 | 2.2 | 69 | 55 | 214078597
AMERICAN STANDARD | 5A6H5036A1 | 5TXCB004AS3+TSTAT | S8V2B060M4PCA | 33000 | 31800 | 15.2 | 11.7 | 8.1 | 2.2 | 69 | 55 | 214078598
TRANE | 5TWR5036A1 | 5TXCB004AS3+TSTAT | S8V2B060M4PDA | 33000 | 31800 | 15.2 | 11.7 | 8.1 | 2.2 | 69 | 55 | 214078601
AMERICAN STANDARD | 5A6H5036A1 | 5TXCB004AS3+TSTAT | S8V2B060M4PDA | 33000 | 31800 | 15.2 | 11.7 | 8.1 | 2.2 | 69 | 55 | 214078602
TRANE | 5TWR5036A1 | 5TXCB004AS3+TSTAT | S8V2B080M4PCB | 32800 | 31600 | 15.2 | 11.7 | 8.1 | 2.2 | 69 | 55 | 214078605
AMERICAN STANDARD | 5A6H5036A1 | 5TXCB004AS3+TSTAT | S8V2B080M4PCB | 32800 | 31600 | 15.2 | 11.7 | 8.1 | 2.2 | 69 | 55 | 214078606
TRANE | 5TWR5036A1 | 5TXCB006AS3+TSTAT | S8X1B060M4PTC | 33800 | 31400 | 15.2 | 12 | 8.1 | 2.3 | 68 | 55 | 214078607
AMERICAN STANDARD | 5A6H5036A1 | 5TXCB006AS3+TSTAT | S8X1B060M4PTC | 33800 | 31400 | 15.2 | 12 | 8.1 | 2.3 | 68 | 55 | 214078608
TRANE | 5TWR5036A1 | 5TXCB006AS3+TSTAT | S8X1B080M4PSC | 33800 | 31400 | 15.2 | 12 | 8.1 | 2.3 | 68 | 55 | 214078609
AMERICAN STANDARD | 5A6H5036A1 | 5TXCB006AS3+TSTAT | S8X1B080M4PSC | 33800 | 31400 | 15.2 | 12 | 8.1 | 2.3 | 68 | 55 | 214078610
TRANE | 5TWR5036A1 | 5TXCB006AS3+TSTAT | S8X1B080M4PTC | 33800 | 31400 | 15.2 | 12 | 8.1 | 2.3 | 68 | 55 | 214078611
AMERICAN STANDARD | 5A6H5036A1 | 5TXCB006AS3+TSTAT | S8X1B080M4PTC | 33800 | 31400 | 15.2 | 12 | 8.1 | 2.3 | 68 | 55 | 214078612
TRANE | 5TWR5036A1 | 5TXCB006AS3+TSTAT | S8X2A040M3PSC | 32400 | 30400 | 15.2 | 11.7 | 8.1 | 2.2 | 70 | 56 | 214078613
AMERICAN STANDARD | 5A6H5036A1 | 5TXCB006AS3+TSTAT | S8X2A040M3PSC | 32400 | 30400 | 15.2 | 11.7 | 8.1 | 2.2 | 70 | 56 | 214078614
TRANE | 5TWR5036A1 | 5TXCB006AS3+TSTAT | S8X2A040M3PTC | 32400 | 30400 | 15.2 | 11.7 | 8.1 | 2.2 | 70 | 56 | 214078615
AMERICAN STANDARD | 5A6H5036A1 | 5TXCB006AS3+TSTAT | S8X2A040M3PTC | 32400 | 30400 | 15.2 | 11.7 | 8.1 | 2.2 | 70 | 56 | 214078616
TRANE | 5TWR5036A1 | 5TXCB006AS3+TSTAT | S8X2B060M4PSC | 33800 | 31400 | 15.2 | 12 | 8.1 | 2.3 | 68 | 55 | 214078617
AMERICAN STANDARD | 4A6L6036A1 | 4PX*BU42BS3 | S8V2B080M4PDA | 36000 | 33800 | 15.2 | 12 | 8.1 | 2.1 | 65 | 50 | 211090278
AMERICAN STANDARD | 4A6L6036A1 | 4PX*BU42BS3 | S8V2A040M3PDA | 34600 | 33200 | 15.2 | 12 | 8.1 | 2.1 | 65 | 50 | 211090279
AMERICAN STANDARD | 4A6L6036A1 | 4PX*BU42BS3 | S8V2A040M3PCA | 34600 | 33200 | 15.2 | 12 | 8.1 | 2.1 | 65 | 50 | 211090280
AMERICAN STANDARD | 4A6L6036A1 | 4PX*BU42BS3 | S8V2B080M4PCA | 36000 | 33800 | 15.2 | 12 | 8.1 | 2.1 | 65 | 50 | 211090281
AMERICAN STANDARD | 4A6L6036A1 | 4PX*BU42BS3 | S8V2B060M4PCA | 36400 | 34000 | 15.2 | 12 | 8.1 | 2.1 | 65 | 50 | 211090282
AMERICAN STANDARD | 4A6L6036A1 | 4PX*BU42BS3 | S8V2B060M4PDA | 36400 | 34000 | 15.2 | 12 | 8.1 | 2.1 | 65 | 50 | 211090283
AMERICAN STANDARD | 4A6L6036A1 | 4PX*BU48BS3 | S8V2A040M3PCA | 34800 | 32600 | 15.2 | 12 | 8.1 | 2 | 65 | 50 | 211090284
AMERICAN STANDARD | 4A6L6036A1 | 4PX*BU48BS3 | S8V2B060M4PCA | 36400 | 33400 | 15.2 | 12 | 8.1 | 2.1 | 65 | 50 | 211090285
AMERICAN STANDARD | 4A6L6036A1 | 4PX*BU48BS3 | S8V2B060M4PDA | 36400 | 33400 | 15.2 | 12 | 8.1 | 2.1 | 65 | 50 | 211090286
AMERICAN STANDARD | 4A6L6036A1 | 4PX*BU48BS3 | S8V2B080M4PCA | 36400 | 33200 | 15.2 | 12 | 8.1 | 2.1 | 65 | 50 | 211090287
AMERICAN STANDARD | 4A6L6036A1 | 4PX*BU48BS3 | S8V2B080M4PDA | 36400 | 33200 | 15.2 | 12 | 8.1 | 2.1 | 65 | 50 | 211090288
AMERICAN STANDARD | 4A6L6036A1 | 4PX*BU48BS3 | S8V2A040M3PDA | 34800 | 32600 | 15.2 | 12 | 8.1 | 2 | 65 | 50 | 211090289
AMERICAN STANDARD | 4A6L6036A1 | 4PX*CU42BS3 | S8V2C100M5PDA | 36400 | 34000 | 15.2 | 12 | 8.1 | 2.1 | 65 | 49 | 211090302
AMERICAN STANDARD | 4A6L6036A1 | 4PX*CU42BS3 | S8V2C080M5PDA | 36600 | 34000 | 15.2 | 12 | 8.1 | 2.1 | 65 | 50 | 211090303
AMERICAN STANDARD | 4A6L6036A1 | 4PX*CU42BS3 | S8V2C100M5PCA | 36400 | 34000 | 15.2 | 12 | 8.1 | 2.1 | 65 | 49 | 211090304
AMERICAN STANDARD | 4A6L6036A1 | 4PX*CU42BS3 | S8V2C080M5PCA | 36600 | 34000 | 15.2 | 12 | 8.1 | 2.1 | 65 | 50 | 211090305
AMERICAN STANDARD | 4A6L6036A1 | 4PX*CU48BS3 | S8V2C100M5PCA | 36400 | 33200 | 15.2 | 12 | 8.1 | 2.1 | 65 | 50 | 211090306
AMERICAN STANDARD | 4A6L6036A1 | 4PX*CU48BS3 | S8V2C100M5PDA | 36400 | 33200 | 15.2 | 12 | 8.1 | 2.1 | 65 | 50 | 211090307
AMERICAN STANDARD | 4A6L6036A1 | 4PX*CU48BS3 | S8V2C080M5PCA | 36800 | 33400 | 15.2 | 12 | 8.1 | 2.1 | 65 | 50 | 211090308
AMERICAN STANDARD | 4A6L6036A1 | 4PX*CU48BS3 | S8V2C080M5PDA | 36800 | 33400 | 15.2 | 12 | 8.1 | 2.1 | 65 | 50 | 211090309
AMERICAN STANDARD | 4A6L6036A1 | 4PX*DD60BS3 | S8V2D120M5PCA | 36400 | 32800 | 15.2 | 12 | 8.1 | 2.1 | 65 | 50 | 211090310
AMERICAN STANDARD | 4A6L6036A1 | 4PX*DD60BS3 | S8V2D120M5PDA | 36400 | 32800 | 15.2 | 12 | 8.1 | 2.1 | 65 | 50 | 211090311
AMERICAN STANDARD | 4A6L6036A1 | 4PX*DU48BS3 | S8V2D120M5PDA | 37600 | 33800 | 15.2 | 12 | 8.1 | 2.1 | 66 | 51 | 211090312
AMERICAN STANDARD | 4A6L6036A1 | 4PX*DU48BS3 | S8V2D120M5PCA | 37600 | 33800 | 15.2 | 12 | 8.1 | 2.1 | 66 | 51 | 211090313
AMERICAN STANDARD | 4A6L6036A1 | 4TXCB006DS3 | S8V2B060M4PCA | 36400 | 33400 | 15.2 | 12 | 8.1 | 2.1 | 65 | 50 | 211090326
AMERICAN STANDARD | 4A6L6036A1 | 4TXCB006DS3 | S8V2A040M3PDA | 34800 | 32600 | 15.2 | 12 | 8.1 | 2 | 65 | 50 | 211090327
AMERICAN STANDARD | 4A6L6036A1 | 4TXCB006DS3 | S8V2B060M4PDA | 36400 | 33400 | 15.2 | 12 | 8.1 | 2.1 | 65 | 50 | 211090328
AMERICAN STANDARD | 4A6L6036A1 | 4TXCB006DS3 | S8V2A040M3PCA | 34800 | 32600 | 15.2 | 12 | 8.1 | 2 | 65 | 50 | 211090329
AMERICAN STANDARD | 4A6L6036A1 | 4TXCB006DS3 | S8V2B080M4PDA | 36400 | 33200 | 15.2 | 12 | 8.1 | 2.1 | 65 | 50 | 211090330
AMERICAN STANDARD | 4A6L6036A1 | 4TXCB006DS3 | S8V2B080M4PCA | 36400 | 33200 | 15.2 | 12 | 8.1 | 2.1 | 65 | 50 | 211090331
RUNTRU | A4HP6048A1 | A4AH4E60B1C3 |  | 46500 | 44000 | 15.2 | 12 | 8.1 | 2.24 | 65 | 50 | 211120807
RUNTRU | A4HP6048A1 | A4AH4E48B1C3 |  | 47000 | 44500 | 15.2 | 12 | 8.1 | 2.26 | 65 | 49 | 211120806
RUNTRU | A4HP6042A1 | A4AH4E48B1C3 |  | 42000 | 39000 | 15.2 | 12 | 8.1 | 2.21 | 64 | 48 | 211120803
AMERICAN STANDARD | 4A6V0X24A1 | 4PX*BU36BS3 | S9V2B060U3PSB+RP | 23800 | 20200 | 19.5 | 12.5 | 8.5 | 1.8 | 84 | 64 | 211120500
TRANE | 4TWV0X24A1 | 4PX*BU36BS3 | S9V2B060U3PSB+RP | 23800 | 20200 | 19.5 | 12.5 | 8.5 | 1.8 | 84 | 64 | 211120487
AMERICAN STANDARD | 4A6V0X24A1 | 4PX*BU36BS3 | S9V2B060U4PSB+RP | 24000 | 20200 | 18.5 | 12.7 | 8.2 | 1.8 | 84 | 64 | 211096909
TRANE | 4TWV0X24A1 | 4PX*BU36BS3 | S9V2B060U4PSB+RP | 24000 | 20200 | 18.5 | 12.7 | 8.2 | 1.8 | 84 | 64 | 211096908
RUNTRU | A4HP6030A1 | A4AH4E36A1C3 |  | 29600 | 27400 | 15.2 | 12 | 8.1 | 2.18 | 65 | 49 | 211094356
AMERICAN STANDARD | 4A6V8X24A1 | 4TXCB004DS3 | S8V2A040M3PDA | 22800 | 19600 | 17.5 | 12.5 | 8.1 | 1.8 | 83 | 63 | 211092945
AMERICAN STANDARD | 4A6V8X24A1 | 4PX*BU36BS3 | S8V2A040M3PDA | 22800 | 19600 | 17.5 | 12.5 | 8.2 | 1.8 | 83 | 63 | 211092941
TRANE | 4TWV8X24A1 | 4TXCB004DS3 | S8V2A040M3PDA | 22800 | 19600 | 17.5 | 12.5 | 8.1 | 1.8 | 83 | 63 | 211092930
TRANE | 4TWV8X24A1 | 4PX*BU36BS3 | S8V2A040M3PDA | 22800 | 19600 | 17.5 | 12.5 | 8.2 | 1.8 | 83 | 63 | 211092926
AMERICAN STANDARD | 4A6V8X24A1 | 4TXCB004DS3 | S8V2A040M3PCA | 22800 | 19600 | 17.5 | 12.5 | 8.1 | 1.8 | 83 | 63 | 211092915
AMERICAN STANDARD | 4A6V8X24A1 | 4PX*BU36BS3 | S8V2A040M3PCA | 22800 | 19600 | 17.5 | 12.5 | 8.2 | 1.8 | 83 | 63 | 211092913
TRANE | 4TWV8X24A1 | 4TXCB004DS3 | S8V2A040M3PCA | 22800 | 19600 | 17.5 | 12.5 | 8.1 | 1.8 | 83 | 63 | 211092900
TRANE | 4TWV8X24A1 | 4PX*BU36BS3 | S8V2A040M3PCA | 22800 | 19600 | 17.5 | 12.5 | 8.2 | 1.8 | 83 | 63 | 211092898
TRANE | 4TWL6036A1 | 4TXCC007DS3 | S8X2C100M5PTC | 36400 | 33200 | 15.2 | 12 | 8.1 | 2.1 | 65 | 50 | 207150643
TRANE | 4TWL6036A1 | 4TXCC007DS3 | S8X2C100M5PSC | 36400 | 33200 | 15.2 | 12 | 8.1 | 2.1 | 65 | 50 | 207150642
TRANE | 4TWL6036A1 | 4PX*CU48BS3 | S8X2C100M5PTC | 36400 | 33200 | 15.2 | 12 | 8.1 | 2.1 | 65 | 50 | 207150639
TRANE | 4TWL6036A1 | 4PX*CU48BS3 | S8X2C100M5PSC | 36400 | 33200 | 15.2 | 12 | 8.1 | 2.1 | 65 | 50 | 207150638
TRANE | 4TWL6036A1 | 4PX*CU42BS3 | S8X2C100M5PSC | 36400 | 34000 | 15.2 | 12 | 8.1 | 2.1 | 65 | 50 | 207150637
TRANE | 4TWL6036A1 | 4PX*CU42BS3 | S8X2C100M5PTC | 36400 | 34000 | 15.2 | 12 | 8.1 | 2.1 | 65 | 50 | 207150636
AMERICAN STANDARD | 4A6L6036A1 | 4TXCD008DS3 | S8V2D120M5PDA | 37600 | 33800 | 15.2 | 12 | 8.1 | 2.1 | 66 | 51 | 211090341
AMERICAN STANDARD | 4A6L6036A1 | 4TXCD008DS3 | S8V2D120M5PCA | 37600 | 33800 | 15.2 | 12 | 8.1 | 2.1 | 66 | 51 | 211090340
AMERICAN STANDARD | 4A6L6036A1 | 4TXCC007DS3 | S8V2C080M5PDA | 36800 | 33400 | 15.2 | 12 | 8.1 | 2.1 | 65 | 50 | 211090339
AMERICAN STANDARD | 4A6L6036A1 | 4TXCC007DS3 | S8V2C080M5PCA | 36800 | 33400 | 15.2 | 12 | 8.1 | 2.1 | 65 | 50 | 211090338
AMERICAN STANDARD | 4A6L6036A1 | 4TXCC007DS3 | S8V2C100M5PCA | 36400 | 33200 | 15.2 | 12 | 8.1 | 2.1 | 65 | 50 | 211090337
AMERICAN STANDARD | 4A6L6036A1 | 4TXCC007DS3 | S8V2C100M5PDA | 36400 | 33200 | 15.2 | 12 | 8.1 | 2.1 | 65 | 50 | 211090336
TRANE | 5TWR5036A1 | 5TXCB006AS3+TSTAT | S9X1B060U4PSB | 33800 | 31400 | 15.2 | 12 | 8.1 | 2.3 | 69 | 55 | 214078697
AMERICAN STANDARD | 5A6H5036A1 | 5TXCB006AS3+TSTAT | S8V2B080M4PDB | 34000 | 31600 | 15.2 | 12 | 8.1 | 2.3 | 68 | 55 | 214078696
TRANE | 5TWR5036A1 | 5TXCB006AS3+TSTAT | S8V2B080M4PDB | 34000 | 31600 | 15.2 | 12 | 8.1 | 2.3 | 68 | 55 | 214078695
AMERICAN STANDARD | 5A6H5036A1 | 5TXCB006AS3+TSTAT | S8V2B080M4PDA | 34000 | 31600 | 15.2 | 12 | 8.1 | 2.3 | 68 | 55 | 214078694
TRANE | 5TWR5036A1 | 5TXCB006AS3+TSTAT | S8V2B080M4PDA | 34000 | 31600 | 15.2 | 12 | 8.1 | 2.3 | 68 | 55 | 214078693
AMERICAN STANDARD | 5A6H5036A1 | 5TXCB006AS3+TSTAT | S8V2B080M4PCB | 34000 | 31600 | 15.2 | 12 | 8.1 | 2.3 | 68 | 55 | 214078692
TRANE | 5TWR5036A1 | 5TXCB006AS3+TSTAT | S8V2B080M4PCB | 34000 | 31600 | 15.2 | 12 | 8.1 | 2.3 | 68 | 55 | 214078691
AMERICAN STANDARD | 5A6H5036A1 | 5TXCB006AS3+TSTAT | S8V2B080M4PCA | 34000 | 31600 | 15.2 | 12 | 8.1 | 2.3 | 68 | 55 | 214078690
TRANE | 5TWR5036A1 | 5TXCB006AS3+TSTAT | S8V2B080M4PCA | 34000 | 31600 | 15.2 | 12 | 8.1 | 2.3 | 68 | 55 | 214078689
AMERICAN STANDARD | 5A6H5036A1 | 5TXCB006AS3+TSTAT | S8V2B060M4PDB | 34000 | 31400 | 15.2 | 12 | 8.1 | 2.3 | 69 | 55 | 214078688
TRANE | 5TWR5036A1 | 5TXCB006AS3+TSTAT | S8V2B060M4PDB | 34000 | 31400 | 15.2 | 12 | 8.1 | 2.3 | 69 | 55 | 214078687
AMERICAN STANDARD | 5A6H5036A1 | 5TXCB006AS3+TSTAT | S8V2B060M4PDA | 34000 | 31400 | 15.2 | 12 | 8.1 | 2.3 | 69 | 55 | 214078686
TRANE | 5TWR5036A1 | 5TXCB006AS3+TSTAT | S8V2B060M4PDA | 34000 | 31400 | 15.2 | 12 | 8.1 | 2.3 | 69 | 55 | 214078685
AMERICAN STANDARD | 5A6H5036A1 | 5TXCB006AS3+TSTAT | S8V2B060M4PCB | 34000 | 31400 | 15.2 | 12 | 8.1 | 2.3 | 69 | 55 | 214078684
TRANE | 5TWR5036A1 | 5TXCB006AS3+TSTAT | S8V2B060M4PCB | 34000 | 31400 | 15.2 | 12 | 8.1 | 2.3 | 69 | 55 | 214078683
AMERICAN STANDARD | 5A6H5036A1 | 5TXCB006AS3+TSTAT | S8V2B060M4PCA | 34000 | 31400 | 15.2 | 12 | 8.1 | 2.3 | 69 | 55 | 214078682
TRANE | 5TWR5036A1 | 5TXCB006AS3+TSTAT | S8V2B060M4PCA | 34000 | 31400 | 15.2 | 12 | 8.1 | 2.3 | 69 | 55 | 214078681
AMERICAN STANDARD | 5A6H5036A1 | 5TXCB006AS3+TSTAT | S8V2A040M3PDB | 32600 | 30400 | 15.2 | 12 | 8.1 | 2.2 | 68 | 55 | 214078680
TRANE | 5TWR5036A1 | 5TXCB006AS3+TSTAT | S8V2A040M3PDB | 32600 | 30400 | 15.2 | 12 | 8.1 | 2.2 | 68 | 55 | 214078679
AMERICAN STANDARD | 5A6H5036A1 | 5TXCB006AS3+TSTAT | S8V2A040M3PCB | 32600 | 30400 | 15.2 | 12 | 8.1 | 2.2 | 68 | 55 | 214078676
TRANE | 5TWR5036A1 | 5TXCB006AS3+TSTAT | S8V2A040M3PCB | 32600 | 30400 | 15.2 | 12 | 8.1 | 2.2 | 68 | 55 | 214078675
AMERICAN STANDARD | 5A6H5036A1 | 5TXCB006AS3+TSTAT | S9X1B040U3PSB | 33600 | 31200 | 15.2 | 12 | 8.1 | 2.3 | 69 | 55 | 214078674
TRANE | 5TWR5036A1 | 5TXCB006AS3+TSTAT | S9X1B040U3PSB | 33600 | 31200 | 15.2 | 12 | 8.1 | 2.3 | 69 | 55 | 214078673
AMERICAN STANDARD | 5A6H5036A1 | 5TXCB006AS3+TSTAT | S9V2B080U4VSB | 33400 | 31200 | 15.2 | 12 | 8.1 | 2.3 | 69 | 55 | 214078672
TRANE | 5TWR5036A1 | 5TXCB006AS3+TSTAT | S9V2B080U4VSB | 33400 | 31200 | 15.2 | 12 | 8.1 | 2.3 | 69 | 55 | 214078671
AMERICAN STANDARD | 5A6H5036A1 | 5TXCB006AS3+TSTAT | S9V2B080U4VSA | 33800 | 31200 | 15.2 | 12 | 8.1 | 2.3 | 69 | 55 | 214078670
TRANE | 5TWR5036A1 | 5TXCB006AS3+TSTAT | S9V2B080U4VSA | 33800 | 31200 | 15.2 | 12 | 8.1 | 2.3 | 69 | 55 | 214078669
AMERICAN STANDARD | 5A6H5036A1 | 5TXCB006AS3+TSTAT | S9V2B080U4PSC | 33800 | 31400 | 15.2 | 12 | 8.1 | 2.3 | 68 | 55 | 214078666
TRANE | 5TWR5036A1 | 5TXCB006AS3+TSTAT | S9V2B080U4PSC | 33800 | 31400 | 15.2 | 12 | 8.1 | 2.3 | 68 | 55 | 214078665
AMERICAN STANDARD | 5A6H5036A1 | 5TXCB006AS3+TSTAT | S9V2B080U4PSB | 33800 | 31400 | 15.2 | 12 | 8.1 | 2.3 | 68 | 55 | 214078664
TRANE | 5TWR5036A1 | 5TXCB006AS3+TSTAT | S9V2B080U4PSB | 33800 | 31400 | 15.2 | 12 | 8.1 | 2.3 | 68 | 55 | 214078663
AMERICAN STANDARD | 5A6H5036A1 | 5TXCB006AS3+TSTAT | S9V2B060U4PSC | 34000 | 31400 | 15.2 | 12 | 8.1 | 2.3 | 69 | 55 | 214078662
TRANE | 5TWR5036A1 | 5TXCB006AS3+TSTAT | S9V2B060U4PSC | 34000 | 31400 | 15.2 | 12 | 8.1 | 2.3 | 69 | 55 | 214078661
AMERICAN STANDARD | 5A6H5036A1 | 5TXCB006AS3+TSTAT | S9V2B060U4PSB | 33600 | 31200 | 15.2 | 12 | 8.1 | 2.3 | 69 | 55 | 214078660
TRANE | 5TWR5036A1 | 5TXCB006AS3+TSTAT | S9V2B060U4PSB | 33600 | 31200 | 15.2 | 12 | 8.1 | 2.3 | 69 | 55 | 214078659
AMERICAN STANDARD | 5A6H5036A1 | 5TXCB006AS3+TSTAT | S9V2B060U3VSB | 33800 | 31600 | 15.2 | 12 | 8.1 | 2.3 | 68 | 55 | 214078658
TRANE | 5TWR5036A1 | 5TXCB006AS3+TSTAT | S9V2B060U3VSB | 33800 | 31600 | 15.2 | 12 | 8.1 | 2.3 | 68 | 55 | 214078657
AMERICAN STANDARD | 5A6H5036A1 | 5TXCB006AS3+TSTAT | S9V2B060U3VSA | 33800 | 31600 | 15.2 | 12 | 8.1 | 2.3 | 68 | 55 | 214078656
TRANE | 5TWR5036A1 | 5TXCB006AS3+TSTAT | S9V2B060U3VSA | 33800 | 31600 | 15.2 | 12 | 8.1 | 2.3 | 68 | 55 | 214078655
AMERICAN STANDARD | 5A6H5036A1 | 5TXCB006AS3+TSTAT+P0V0B000M40SD |  | 34200 | 31400 | 16 | 12 | 8.1 | 2.3 | 68 | 54 | 214078654
TRANE | 5TWR5036A1 | 5TXCB006AS3+TSTAT+P0V0B000M40SD |  | 34200 | 31400 | 16 | 12 | 8.1 | 2.3 | 68 | 54 | 214078653
AMERICAN STANDARD | 5A6H5036A1 | 5TXCB006AS3+TSTAT+P0V0A000M30SD |  | 32800 | 30400 | 15.2 | 11.7 | 8.1 | 2.2 | 69 | 55 | 214078652
TRANE | 5TWR5036A1 | 5TXCB006AS3+TSTAT+P0V0A000M30SD |  | 32800 | 30400 | 15.2 | 11.7 | 8.1 | 2.2 | 69 | 55 | 214078651
AMERICAN STANDARD | 5A6H5036A1 | 5TXCB006AS3+TSTAT | S9V2B040U3VSB | 33600 | 31200 | 15.2 | 12 | 8.1 | 2.3 | 69 | 55 | 214078650
TRANE | 5TWR5036A1 | 5TXCB006AS3+TSTAT | S9V2B040U3VSB | 33600 | 31200 | 15.2 | 12 | 8.1 | 2.3 | 69 | 55 | 214078649
AMERICAN STANDARD | 5A6H5036A1 | 5TXCB006AS3+TSTAT | S9V2B040U3VSA | 33600 | 31200 | 15.2 | 12 | 8.1 | 2.3 | 69 | 55 | 214078648
TRANE | 5TWR5036A1 | 5TXCB006AS3+TSTAT | S9V2B040U3VSA | 33600 | 31200 | 15.2 | 12 | 8.1 | 2.3 | 69 | 55 | 214078647
AMERICAN STANDARD | 5A6H5036A1 | 5TXCB006AS3+TSTAT | L8V1B080U4VSB | 34000 | 31600 | 15.2 | 12 | 8.1 | 2.3 | 68 | 55 | 214078644
TRANE | 5TWR5036A1 | 5TXCB006AS3+TSTAT | L8V1B080U4VSB | 34000 | 31600 | 15.2 | 12 | 8.1 | 2.3 | 68 | 55 | 214078643
AMERICAN STANDARD | 5A6H5036A1 | 5TXCB006AS3+TSTAT | S9V2B040U3PSC | 33800 | 31400 | 15.2 | 12 | 8.1 | 2.3 | 69 | 55 | 214078642
TRANE | 5TWR5036A1 | 5TXCB006AS3+TSTAT | S9V2B040U3PSC | 33800 | 31400 | 15.2 | 12 | 8.1 | 2.3 | 69 | 55 | 214078641
AMERICAN STANDARD | 5A6H5036A1 | 5TXCB006AS3+TSTAT | S9V2B040U3PSB | 33600 | 31200 | 15.2 | 12 | 8.1 | 2.3 | 69 | 55 | 214078640
TRANE | 5TWR5036A1 | 5TXCB006AS3+TSTAT | S9V2B040U3PSB | 33600 | 31200 | 15.2 | 12 | 8.1 | 2.3 | 69 | 55 | 214078639
AMERICAN STANDARD | 5A6H5036A1 | 5TXCB006AS3+TSTAT | L8V1A060U3VSB | 32600 | 30400 | 15.2 | 11.7 | 8.1 | 2.2 | 69 | 55 | 214078638
TRANE | 5TWR5036A1 | 5TXCB006AS3+TSTAT | L8V1A060U3VSB | 32600 | 30400 | 15.2 | 11.7 | 8.1 | 2.2 | 69 | 55 | 214078637
AMERICAN STANDARD | 5A6H5036A1 | 5TXCB006AS3+TSTAT | S9X2B080U4PSB | 34000 | 31400 | 15.2 | 12 | 8.1 | 2.3 | 69 | 55 | 214078634
TRANE | 5TWR5036A1 | 5TXCB006AS3+TSTAT | S9X2B080U4PSB | 34000 | 31400 | 15.2 | 12 | 8.1 | 2.3 | 69 | 55 | 214078633
AMERICAN STANDARD | 5A6H5036A1 | 5TXCB006AS3+TSTAT | S8X2B080M4PTC | 33800 | 31400 | 15.2 | 12 | 8.1 | 2.3 | 68 | 55 | 214078632
TRANE | 5TWR5036A1 | 5TXCB006AS3+TSTAT | S8X2B080M4PTC | 33800 | 31400 | 15.2 | 12 | 8.1 | 2.3 | 68 | 55 | 214078631
AMERICAN STANDARD | 5A6H5036A1 | 5TXCB006AS3+TSTAT | *UHMB080CCV3 | 34000 | 31600 | 16 | 12 | 8.1 | 2.3 | 68 | 55 | 214078630
TRANE | 5TWR5036A1 | 5TXCB006AS3+TSTAT | *UHMB080CCV3 | 34000 | 31600 | 16 | 12 | 8.1 | 2.3 | 68 | 55 | 214078629
AMERICAN STANDARD | 5A6H5036A1 | 5TXCB006AS3+TSTAT | *UHMB080ACV3 | 34000 | 31600 | 15.2 | 12 | 8.1 | 2.3 | 68 | 55 | 214078628
TRANE | 5TWR5036A1 | 5TXCB006AS3+TSTAT | *UHMB080ACV3 | 34000 | 31600 | 15.2 | 12 | 8.1 | 2.3 | 68 | 55 | 214078627
AMERICAN STANDARD | 5A6H5036A1 | 5TXCB006AS3+TSTAT | *UHMB060CCV3 | 34000 | 31400 | 15.2 | 12 | 8.1 | 2.3 | 69 | 55 | 214078626
TRANE | 5TWR5036A1 | 5TXCB006AS3+TSTAT | *UHMB060CCV3 | 34000 | 31400 | 15.2 | 12 | 8.1 | 2.3 | 69 | 55 | 214078625
AMERICAN STANDARD | 5A6H5036A1 | 5TXCB006AS3+TSTAT | *UHMB060ACV3 | 34000 | 31400 | 15.2 | 12 | 8.1 | 2.3 | 69 | 55 | 214078624
TRANE | 5TWR5036A1 | 5TXCB006AS3+TSTAT | *UHMB060ACV3 | 34000 | 31400 | 15.2 | 12 | 8.1 | 2.3 | 69 | 55 | 214078623
AMERICAN STANDARD | 5A6H5036A1 | 5TXCB006AS3+TSTAT | S8X2B080M4PSC | 33800 | 31400 | 15.2 | 12 | 8.1 | 2.3 | 68 | 55 | 214078622
TRANE | 5TWR5036A1 | 5TXCB006AS3+TSTAT | S8X2B080M4PSC | 33800 | 31400 | 15.2 | 12 | 8.1 | 2.3 | 68 | 55 | 214078621
AMERICAN STANDARD | 5A6H5036A1 | 5TXCB006AS3+TSTAT | S8X2B060M4PTC | 33800 | 31400 | 15.2 | 12 | 8.1 | 2.3 | 68 | 55 | 214078620
TRANE | 5TWR5036A1 | 5TXCB006AS3+TSTAT | S8X2B060M4PTC | 33800 | 31400 | 15.2 | 12 | 8.1 | 2.3 | 68 | 55 | 214078619
AMERICAN STANDARD | 5A6H5036A1 | 5TXCB006AS3+TSTAT | S8X2B060M4PSC | 33800 | 31400 | 15.2 | 12 | 8.1 | 2.3 | 68 | 55 | 214078618
TRANE | 4TWV8X48A1 | 4TXCB006DS3 | S9V2B080U4VSB+RP | 45500 | 44000 | 18 | 11.2 | 8.5 | 1.8 | 86 | 67 | 214638949
AMERICAN STANDARD | 4A6V8X48A1 | 4PX*DU60BS3 | S9V2C100U4VSB+RP | 45000 | 42000 | 18 | 11.7 | 8.5 | 1.8 | 85 | 66 | 214638946
TRANE | 4TWV8X48A1 | 4PX*DU60BS3 | S9V2C100U4VSB+RP | 45000 | 42000 | 18 | 11.7 | 8.5 | 1.8 | 85 | 66 | 214638945
AMERICAN STANDARD | 4A6V8X48A1 | 4PX*CU60BS3 | S9V2C100U4VSB+RP | 46500 | 43000 | 18 | 11.7 | 8.5 | 1.8 | 86 | 67 | 214638938
TRANE | 4TWV8X48A1 | 4PX*CU60BS3 | S9V2C100U4VSB+RP | 46500 | 43000 | 18 | 11.7 | 8.5 | 1.8 | 86 | 67 | 214638937
AMERICAN STANDARD | 4A6V8X48A1 | 4PX*CU48BS3 | S9V2C100U4VSB+RP | 45500 | 43500 | 18 | 11.5 | 8.5 | 1.8 | 86 | 67 | 214638936
TRANE | 4TWV8X48A1 | 4PX*CU48BS3 | S9V2C100U4VSB+RP | 45500 | 43500 | 18 | 11.5 | 8.5 | 1.8 | 86 | 67 | 214638935
AMERICAN STANDARD | 4A6V8X48A1 | 4PX*BU48BS3 | S9V2B080U4VSB+RP | 45500 | 44000 | 18 | 11.2 | 8.5 | 1.8 | 86 | 67 | 214638922
TRANE | 4TWV8X48A1 | 4PX*BU48BS3 | S9V2B080U4VSB+RP | 45500 | 44000 | 18 | 11.2 | 8.5 | 1.8 | 86 | 67 | 214638921
AMERICAN STANDARD | 4A6V8X36A1 | 4TXCB006DS3 | S9V2B040U3VSB+RP | 35200 | 31800 | 18 | 12 | 8.2 | 1.8 | 82 | 65 | 214638916
TRANE | 4TWV8X36A1 | 4TXCB006DS3 | S9V2B040U3VSB+RP | 35200 | 31800 | 18 | 12 | 8.2 | 1.8 | 82 | 65 | 214638915
AMERICAN STANDARD | 4A6V8X36A1 | 4TXCB006DS3 | S9V2B060U3VSB+RP | 35000 | 31600 | 18 | 12 | 8.2 | 1.8 | 82 | 65 | 214638914
AMERICAN STANDARD | 4A6L6036A1 | 4TXCD008DS3 | *UD2D140ACV5 | 36400 | 33000 | 15.2 | 12 | 8.1 | 2.16 | 65 | 50 | 211218279
AMERICAN STANDARD | 4A6L6036A1 | 4TXCD008DS3 | S9X2D120U5PSB | 37200 | 33400 | 15.2 | 12 | 8.1 | 2.16 | 65 | 50 | 211218278
AMERICAN STANDARD | 4A6L6036A1 | 4TXCD008DS3 | *UD2D120ACV5 | 36200 | 33000 | 15.2 | 12 | 8.1 | 2.16 | 65 | 49 | 211218277
AMERICAN STANDARD | 4A6L6036A1 | 4TXCD008DS3 | S8X1D120M5PSC | 36000 | 32800 | 15.2 | 12 | 8.1 | 2.15 | 65 | 50 | 211218276
AMERICAN STANDARD | 4A6L6036A1 | 4TXCC009DS3 | *UD2C080ACV4 | 36800 | 32600 | 15.2 | 12 | 8.1 | 2.16 | 65 | 50 | 211218275
AMERICAN STANDARD | 4A6L6036A1 | 4TXCD008DS3 | S8X2D120M5PTC | 36000 | 32800 | 15.2 | 12 | 8.1 | 2.15 | 65 | 50 | 211218282
AMERICAN STANDARD | 4A6L6036A1 | 4TXCD008DS3 | S8X2D120M5PSC | 36000 | 32800 | 15.2 | 12 | 8.1 | 2.15 | 65 | 50 | 211218281
AMERICAN STANDARD | 4A6L6036A1 | 4TXCD008DS3 | S8X1D120M5PTC | 36000 | 32800 | 15.2 | 12 | 8.1 | 2.15 | 65 | 50 | 211218280
AMERICAN STANDARD | 4A6L6036A1 | 4TXCC009DS3 | *UD2C080A9V4 | 37600 | 33400 | 15.2 | 12 | 8.1 | 2.12 | 65 | 50 | 211218274
AMERICAN STANDARD | 4A6L6036A1 | TAMXB0B30V31 |  | 35600 | 33200 | 15.2 | 12 | 8.1 | 2.19 | 66 | 51 | 211218284
AMERICAN STANDARD | 4A6L6036A1 | 4TXCD008DS3 | S9X1D120U5PSB | 37200 | 33400 | 15.2 | 12 | 8.1 | 2.16 | 65 | 50 | 211218283
AMERICAN STANDARD | 4A6V8X48A1 | 4TXCB006DS3 | S9V2B080U4VSB+RP | 45500 | 44000 | 18 | 11.2 | 8.5 | 1.8 | 86 | 67 | 214638950
TRANE | 4TWV8X48A1 | 4TXCC007DS3 | S9V2C100U4VSB+RP | 45500 | 43500 | 18 | 11.5 | 8.5 | 1.8 | 86 | 67 | 214638953
AMERICAN STANDARD | 4A6V8X48A1 | 4TXCC007DS3 | S9V2C100U4VSB+RP | 45500 | 43500 | 18 | 11.5 | 8.5 | 1.8 | 86 | 67 | 214638954
TRANE | 4TWV8X48A1 | 4TXCC009DS3 | S9V2C100U4VSB+RP | 46500 | 43000 | 18 | 11.7 | 8.5 | 1.8 | 86 | 67 | 214638957
AMERICAN STANDARD | 4A6V8X48A1 | 4TXCC009DS3 | S9V2C100U4VSB+RP | 46500 | 43000 | 18 | 11.7 | 8.5 | 1.8 | 86 | 67 | 214638958
TRANE | 4TWV8X48A1 | 4TXCD010DS3 | S9V2C100U4VSB+RP | 45000 | 42000 | 18 | 11.7 | 8.5 | 1.8 | 85 | 66 | 214638961
AMERICAN STANDARD | 4A6V8X48A1 | 4TXCD010DS3 | S9V2C100U4VSB+RP | 45000 | 42000 | 18 | 11.7 | 8.5 | 1.8 | 85 | 66 | 214638962
TRANE | 4TWL9024A1 | 4PX*BD30BS3 | S9V2B080D4PSC+RP | 23600 | 21800 | 17.5 | 12 | 8.7 | 2.2 | 65 | 50 | 214638969
AMERICAN STANDARD | 4A6L9024A1 | 4PX*BD30BS3 | S9V2B080D4PSC+RP | 23600 | 21800 | 17.5 | 12 | 8.7 | 2.2 | 65 | 50 | 214638970
TRANE | 4TWL9024A1 | 4PX*BD30BS3 | S9V2B060D3PSC+RP | 23400 | 21800 | 17.5 | 12 | 8.7 | 2.2 | 65 | 50 | 214638971
AMERICAN STANDARD | 4A6L9024A1 | 4PX*BD30BS3 | S9V2B060D3PSC+RP | 23400 | 21800 | 17.5 | 12 | 8.7 | 2.2 | 65 | 50 | 214638972
TRANE | 4TWL9024A1 | 4PX*BD30BS3 | S9V2B040D3PSC+RP | 23600 | 22000 | 17.5 | 12 | 8.7 | 2.2 | 65 | 50 | 214638973
AMERICAN STANDARD | 4A6L9024A1 | 4PX*BD30BS3 | S9V2B040D3PSC+RP | 23600 | 22000 | 17.5 | 12 | 8.7 | 2.2 | 65 | 50 | 214638974
TRANE | 4TWL9024A1 | 4PX*BD30BS3 | S9V2B080D4VSB+RP | 23600 | 21800 | 17.5 | 12 | 8.7 | 2.2 | 65 | 50 | 214638975
AMERICAN STANDARD | 4A6L9024A1 | 4PX*BD30BS3 | S9V2B080D4VSB+RP | 23600 | 21800 | 17.5 | 12 | 8.7 | 2.2 | 65 | 50 | 214638976
TRANE | 4TWL9024A1 | 4PX*BD36BS3 | S9V2B060D3VSB+RP | 23800 | 20800 | 18.5 | 12.5 | 8.5 | 2.2 | 66 | 51 | 214638977
AMERICAN STANDARD | 4A6L9024A1 | 4PX*BD36BS3 | S9V2B060D3VSB+RP | 23800 | 20800 | 18.5 | 12.5 | 8.5 | 2.2 | 66 | 51 | 214638978
TRANE | 4TWL9024A1 | 4PX*BD36BS3 | S9V2B060D3PSC+RP | 23800 | 20800 | 18.5 | 12.5 | 8.5 | 2.2 | 66 | 51 | 214638979
AMERICAN STANDARD | 4A6L9024A1 | 4PX*BD36BS3 | S9V2B060D3PSC+RP | 23800 | 20800 | 18.5 | 12.5 | 8.5 | 2.2 | 66 | 51 | 214638980
TRANE | 4TWL9024A1 | 4PX*BD36BS3 | S9V2B080D4PSC+RP | 23800 | 20800 | 18.5 | 12.5 | 8.5 | 2.2 | 66 | 51 | 214638981
AMERICAN STANDARD | 4A6L9024A1 | 4PX*BD36BS3 | S9V2B080D4PSC+RP | 23800 | 20800 | 18.5 | 12.5 | 8.5 | 2.2 | 66 | 51 | 214638982
TRANE | 4TWL9024A1 | 4PX*BD36BS3+HORIZ-RT | S9V2B080U4PSC+RP | 23800 | 20800 | 18.5 | 12.5 | 8.5 | 2.2 | 66 | 51 | 214638983
AMERICAN STANDARD | 4A6L9024A1 | 4PX*BD36BS3+HORIZ-RT | S9V2B080U4PSC+RP | 23800 | 20800 | 18.5 | 12.5 | 8.5 | 2.2 | 66 | 51 | 214638984
TRANE | 4TWL9024A1 | 4PX*BD36BS3+HORIZ-RT | S9V2B040U3PSC+RP | 24000 | 20800 | 18.5 | 12 | 8.5 | 2.2 | 66 | 51 | 214638985
AMERICAN STANDARD | 4A6L6036A1 | 4TXCB006DS3 | S8X1B060M4PSC | 36600 | 33400 | 15.2 | 12 | 8.1 | 2.13 | 65 | 50 | 211218221
AMERICAN STANDARD | 4A6L6036A1 | 4TXCB006DS3 | S8X1B060M4PTC | 36600 | 33400 | 15.2 | 12 | 8.1 | 2.13 | 65 | 50 | 211218222
AMERICAN STANDARD | 4A6L6036A1 | 4TXCB006DS3 | S8X1B080M4PSC | 35800 | 32800 | 15.2 | 12 | 8.1 | 2.13 | 65 | 50 | 211218223
AMERICAN STANDARD | 4A6L6036A1 | 4TXCB006DS3 | *UD2B060ACV3 | 35600 | 32600 | 15.2 | 12 | 8.1 | 2.15 | 66 | 51 | 211218224
AMERICAN STANDARD | 4A6L6036A1 | 4TXCB006DS3 | L8X1B060U3XSA | 35600 | 32800 | 15.2 | 12 | 8.1 | 2.12 | 65 | 51 | 211218226
AMERICAN STANDARD | 4A6L6036A1 | 4TXCB006DS3 | L8X1B080U4XSA | 36400 | 33400 | 15.2 | 12 | 8.1 | 2.12 | 65 | 50 | 211218227
AMERICAN STANDARD | 4A6L6036A1 | 4TXCB006DS3 | S8X1B080M4PTC | 35800 | 32800 | 15.2 | 12 | 8.1 | 2.13 | 65 | 50 | 211218229
AMERICAN STANDARD | 4A6L6036A1 | 4TXCB006DS3 | S8X2B060M4PSC | 36600 | 33400 | 15.2 | 12 | 8.1 | 2.13 | 65 | 50 | 211218232
AMERICAN STANDARD | 4A6L6036A1 | 4TXCB006DS3 | S8X2B060M4PTC | 36600 | 33400 | 15.2 | 12 | 8.1 | 2.13 | 65 | 50 | 211218233
AMERICAN STANDARD | 4A6L6036A1 | 4TXCB006DS3 | S8X2B080M4PSC | 35800 | 32800 | 15.2 | 12 | 8.1 | 2.13 | 65 | 50 | 211218234
AMERICAN STANDARD | 4A6L6036A1 | 4TXCB006DS3 | S8X2B080M4PTC | 35800 | 32800 | 15.2 | 12 | 8.1 | 2.13 | 65 | 50 | 211218235
AMERICAN STANDARD | 4A6L6036A1 | 4TXCC005DS3 | *UD2C100ACV5 | 35600 | 32200 | 15.2 | 12 | 8.1 | 2.12 | 66 | 52 | 211218238
AMERICAN STANDARD | 4A6L6036A1 | 4TXCC007DS3 | *UD2C080ACV4 | 36400 | 33200 | 15.2 | 12 | 8.1 | 2.15 | 64 | 50 | 211218243
AMERICAN STANDARD | 4A6L6036A1 | 4TXCC007DS3 | S8X2C080M5PTC | 37000 | 33600 | 15.2 | 12 | 8.1 | 2.15 | 65 | 50 | 211218244
AMERICAN STANDARD | 4A6L6036A1 | 4TXCC007DS3 | S8X2C080M5PSC | 37000 | 33600 | 15.2 | 12 | 8.1 | 2.15 | 65 | 50 | 211218245
AMERICAN STANDARD | 4A6L6036A1 | 4TXCC007DS3 | S8X1C080M5PTC | 37000 | 33600 | 15.2 | 12 | 8.1 | 2.15 | 65 | 50 | 211218246
AMERICAN STANDARD | 4A6L6036A1 | 4TXCC007DS3 | S8X1C080M5PSC | 37000 | 33600 | 15.2 | 12 | 8.1 | 2.15 | 65 | 50 | 211218247
AMERICAN STANDARD | 4A6L6036A1 | 4TXCC007DS3 | *UD2C100ACV5 | 36600 | 33200 | 15.2 | 12 | 8.1 | 2.16 | 65 | 50 | 211218250
AMERICAN STANDARD | 4A6L6036A1 | 4TXCC009DS3 | S9X2C080U5PSB | 37800 | 33400 | 15.2 | 12 | 8.1 | 2.12 | 65 | 50 | 211218251
AMERICAN STANDARD | 4A6L6036A1 | 4TXCC009DS3 | S9X1C080U5PSB | 37800 | 33400 | 15.2 | 12 | 8.1 | 2.12 | 65 | 50 | 211218252
AMERICAN STANDARD | 4A6L6036A1 | 4TXCC009DS3 | S8X2C100M5PTC | 37800 | 33600 | 15.2 | 12 | 8.1 | 2.11 | 65 | 50 | 211218253
AMERICAN STANDARD | 4A6L6036A1 | 4TXCC009DS3 | S8X2C100M5PSC | 37800 | 33600 | 15.2 | 12 | 8.1 | 2.11 | 65 | 50 | 211218254
AMERICAN STANDARD | 4A6L6036A1 | 4TXCC009DS3 | S8X2C080M5PTC | 37600 | 33200 | 15.2 | 12 | 8.1 | 2.13 | 65 | 50 | 211218255
AMERICAN STANDARD | 4A6L6036A1 | 4TXCC009DS3 | S8X2C080M5PSC | 37600 | 33200 | 15.2 | 12 | 8.1 | 2.13 | 65 | 50 | 211218256
AMERICAN STANDARD | 4A6L6036A1 | 4TXCC009DS3 | S8X1C100M5PTC | 37800 | 33600 | 15.2 | 12 | 8.1 | 2.11 | 65 | 50 | 211218257
AMERICAN STANDARD | 4A6L6036A1 | 4TXCC009DS3 | S8X1C100M5PSC | 37800 | 33600 | 15.2 | 12 | 8.1 | 2.11 | 65 | 50 | 211218258
AMERICAN STANDARD | 4A6L6036A1 | 4TXCC009DS3 | S8X1C080M5PTC | 37600 | 33200 | 15.2 | 12 | 8.1 | 2.13 | 65 | 50 | 211218259
AMERICAN STANDARD | 4A6L6036A1 | 4TXCC009DS3 | S8X1C080M5PSC | 37600 | 33200 | 15.2 | 12 | 8.1 | 2.13 | 65 | 50 | 211218260
AMERICAN STANDARD | 4A6L6036A1 | 4TXCC009DS3 | S8V2C100M5PDA | 36800 | 32800 | 15.2 | 12 | 8.1 | 2.14 | 65 | 50 | 211218261
AMERICAN STANDARD | 4A6L6036A1 | 4TXCC009DS3 | S8V2C100M5PCA | 36800 | 32800 | 15.2 | 12 | 8.1 | 2.14 | 65 | 50 | 211218262
AMERICAN STANDARD | 4A6L6036A1 | 4TXCC009DS3 | S8V2C080M5PDA | 37000 | 33000 | 15.2 | 12 | 8.1 | 2.14 | 65 | 50 | 211218263
AMERICAN STANDARD | 4A6L6036A1 | 4TXCC009DS3 | S8V2C080M5PCA | 37000 | 33000 | 15.2 | 12 | 8.1 | 2.14 | 65 | 50 | 211218264
AMERICAN STANDARD | 4A6L6036A1 | 4TXCC009DS3 | L8V1C100U5VSA | 37800 | 33200 | 15.2 | 12 | 8.1 | 2.14 | 65 | 50 | 211218268
AMERICAN STANDARD | 4A6L6036A1 | 4TXCC009DS3 | *UHMC100ACV4 | 37400 | 33000 | 15.2 | 12 | 8.1 | 2.16 | 65 | 50 | 211218269
AMERICAN STANDARD | 4A6L6036A1 | 4TXCC009DS3 | *UD2C100B9V5 | 37400 | 33400 | 15.2 | 12 | 8.1 | 2.12 | 65 | 50 | 211218270
AMERICAN STANDARD | 4A6L6036A1 | 4TXCC009DS3 | *UD2C100ACV5 | 37800 | 33200 | 15.2 | 12 | 8.1 | 2.14 | 65 | 50 | 211218271
AMERICAN STANDARD | 4A6L6036A1 | 4TXCC009DS3 | *UD2C100A9V5 | 37600 | 33400 | 15.2 | 12 | 8.1 | 2.1 | 65 | 50 | 211218272
AMERICAN STANDARD | 4A6L6036A1 | 4TXCC009DS3 | *UD2C080B9V4 | 37400 | 33400 | 15.2 | 12 | 8.1 | 2.11 | 65 | 50 | 211218273
TRANE | 4TWL9036A1 | 4TXCB004DS3 | S9V2B080D4PSC+RP | 33400 | 34000 | 15.2 | 10 | 8.5 | 2.1 | 68 | 54 | 214639201
AMERICAN STANDARD | 4A6L9036A1 | 4TXCB004DS3 | S9V2B080U4VSB+RP | 35600 | 35000 | 16.5 | 11.2 | 8.7 | 2.2 | 67 | 53 | 214639200
TRANE | 4TWL9036A1 | 4TXCB004DS3 | S9V2B080U4VSB+RP | 35600 | 35000 | 16.5 | 11.2 | 8.7 | 2.2 | 67 | 53 | 214639199
AMERICAN STANDARD | 4A6L9036A1 | 4PX*CU60BS3 | S9V2C100U5PSC+RP | 37800 | 34000 | 17.5 | 12 | 8.7 | 2.3 | 68 | 54 | 214639194
TRANE | 4TWL9036A1 | 4PX*CU60BS3 | S9V2C100U5PSC+RP | 37800 | 34000 | 17.5 | 12 | 8.7 | 2.3 | 68 | 54 | 214639193
AMERICAN STANDARD | 4A6L9036A1 | 4PX*CU60BS3 | S9V2C100U4VSB+RP | 37800 | 34000 | 17.5 | 12 | 8.7 | 2.3 | 68 | 53 | 214639192
TRANE | 4TWL9036A1 | 4PX*CU60BS3 | S9V2C100U4VSB+RP | 37800 | 34000 | 17.5 | 12 | 8.7 | 2.3 | 68 | 53 | 214639191
AMERICAN STANDARD | 4A6L9036A1 | 4PX*CU60BS3 | S9V2C080U5PSC+RP | 37800 | 34000 | 17.5 | 12 | 8.7 | 2.3 | 68 | 54 | 214639190
TRANE | 4TWL9036A1 | 4PX*CU60BS3 | S9V2C080U5PSC+RP | 37800 | 34000 | 17.5 | 12 | 8.7 | 2.3 | 68 | 54 | 214639189
AMERICAN STANDARD | 4A6L9036A1 | 4PX*CU48BS3 | S9V2C100D5PSC+RP | 34800 | 33200 | 16 | 11.2 | 9 | 2.2 | 69 | 55 | 214639188
TRANE | 4TWL9036A1 | 4PX*CU48BS3 | S9V2C100D5PSC+RP | 34800 | 33200 | 16 | 11.2 | 9 | 2.2 | 69 | 55 | 214639187
AMERICAN STANDARD | 4A6L9036A1 | 4PX*CU48BS3 | S9V2C100U5PSC+RP | 37200 | 34400 | 17 | 11.7 | 9 | 2.3 | 68 | 53 | 214639186
TRANE | 4TWL9036A1 | 4PX*CU48BS3 | S9V2C100U5PSC+RP | 37200 | 34400 | 17 | 11.7 | 9 | 2.3 | 68 | 53 | 214639185
AMERICAN STANDARD | 4A6L9036A1 | 4PX*CU48BS3 | S9V2C100D4VSB+RP | 34800 | 33200 | 16 | 11.2 | 9 | 2.2 | 69 | 55 | 214639184
TRANE | 4TWL9036A1 | 4PX*CU48BS3 | S9V2C100D4VSB+RP | 34800 | 33200 | 16 | 11.2 | 9 | 2.2 | 69 | 55 | 214639183
AMERICAN STANDARD | 4A6L9036A1 | 4PX*CU48BS3 | S9V2C080U5PSC+RP | 37200 | 34400 | 17.5 | 11.7 | 8.7 | 2.3 | 68 | 53 | 214639182
TRANE | 4TWL9036A1 | 4PX*CU48BS3 | S9V2C080U5PSC+RP | 37200 | 34400 | 17.5 | 11.7 | 8.7 | 2.3 | 68 | 53 | 214639181
AMERICAN STANDARD | 4A6L9036A1 | 4PX*CU42BS3 | S9V2C100D5PSC+RP | 35400 | 33600 | 16 | 11.2 | 8.7 | 2.2 | 69 | 54 | 214639180
TRANE | 4TWL9036A1 | 4PX*CU42BS3 | S9V2C100D5PSC+RP | 35400 | 33600 | 16 | 11.2 | 8.7 | 2.2 | 69 | 54 | 214639179
AMERICAN STANDARD | 4A6L9036A1 | 4PX*CU42BS3 | S9V2C080U5PSC+RP | 37200 | 35000 | 17 | 11.7 | 8.7 | 2.3 | 67 | 53 | 214639178
TRANE | 4TWL9036A1 | 4PX*CU42BS3 | S9V2C080U5PSC+RP | 37200 | 35000 | 17 | 11.7 | 8.7 | 2.3 | 67 | 53 | 214639177
AMERICAN STANDARD | 4A6L9036A1 | 4PX*CU42BS3 | S9V2C100D4VSB+RP | 35400 | 33600 | 16 | 11.2 | 8.7 | 2.2 | 68 | 54 | 214639176
TRANE | 4TWL9036A1 | 4PX*CU42BS3 | S9V2C100D4VSB+RP | 35400 | 33600 | 16 | 11.2 | 8.7 | 2.2 | 68 | 54 | 214639175
AMERICAN STANDARD | 4A6L9036A1 | 4PX*CU42BS3 | S9V2C100U5PSC+RP | 37200 | 35000 | 16.5 | 11.7 | 8.7 | 2.3 | 67 | 53 | 214639174
TRANE | 4TWL9036A1 | 4PX*CU42BS3 | S9V2C100U5PSC+RP | 37200 | 35000 | 16.5 | 11.7 | 8.7 | 2.3 | 67 | 53 | 214639173
AMERICAN STANDARD | 4A6L9036A1 | 4PX*CU36BS3 | S9V2C100U5PSC+RP | 36000 | 34800 | 16.5 | 11.5 | 8.7 | 2.2 | 68 | 53 | 214639172
TRANE | 4TWL9036A1 | 4PX*CU36BS3 | S9V2C100U5PSC+RP | 36000 | 34800 | 16.5 | 11.5 | 8.7 | 2.2 | 68 | 53 | 214639171
AMERICAN STANDARD | 4A6L9036A1 | 4PX*CU36BS3 | S9V2C080U5PSC+RP | 36000 | 34800 | 16.5 | 11.5 | 8.7 | 2.2 | 67 | 53 | 214639170
TRANE | 4TWL9036A1 | 4PX*CU36BS3 | S9V2C080U5PSC+RP | 36000 | 34800 | 16.5 | 11.5 | 8.7 | 2.2 | 67 | 53 | 214639169
AMERICAN STANDARD | 4A6L9036A1 | 4PX*CU36BS3 | S9V2C100D4VSB+RP | 33800 | 33800 | 15.2 | 10 | 8.5 | 2.1 | 69 | 54 | 214639168
TRANE | 4TWL9036A1 | 4PX*CU36BS3 | S9V2C100D4VSB+RP | 33800 | 33800 | 15.2 | 10 | 8.5 | 2.1 | 69 | 54 | 214639167
AMERICAN STANDARD | 4A6L9036A1 | 4PX*CD60BS3+HORIZ-RT | S9V2C100U5PSC+RP | 37800 | 34000 | 17.5 | 12 | 8.7 | 2.2 | 68 | 54 | 214639166
TRANE | 4TWL9036A1 | 4PX*CD60BS3+HORIZ-RT | S9V2C100U5PSC+RP | 37800 | 34000 | 17.5 | 12 | 8.7 | 2.2 | 68 | 54 | 214639165
AMERICAN STANDARD | 4A6L9036A1 | 4PX*CD60BS3+HORIZ-RT | S9V2C080U5PSC+RP | 37800 | 34000 | 17.5 | 12 | 8.7 | 2.2 | 68 | 54 | 214639164
TRANE | 4TWL9036A1 | 4PX*CD60BS3+HORIZ-RT | S9V2C080U5PSC+RP | 37800 | 34000 | 17.5 | 12 | 8.7 | 2.2 | 68 | 54 | 214639163
AMERICAN STANDARD | 4A6L9036A1 | 4PX*CD60BS3 | S9V2C100D5PSC+RP | 37800 | 34000 | 17.5 | 12 | 8.7 | 2.2 | 68 | 53 | 214639162
TRANE | 4TWL9036A1 | 4PX*CD60BS3 | S9V2C100D5PSC+RP | 37800 | 34000 | 17.5 | 12 | 8.7 | 2.2 | 68 | 53 | 214639161
AMERICAN STANDARD | 4A6L9036A1 | 4PX*CD60BS3 | S9V2C100D4VSB+RP | 37800 | 34000 | 17.5 | 12 | 8.7 | 2.2 | 68 | 54 | 214639160
TRANE | 4TWL9036A1 | 4PX*CD60BS3 | S9V2C100D4VSB+RP | 37800 | 34000 | 17.5 | 12 | 8.7 | 2.2 | 68 | 54 | 214639159
AMERICAN STANDARD | 4A6L9036A1 | 4PX*CD42BS3+HORIZ-RT | S9V2C100U4VSB+RP | 37400 | 34800 | 17 | 11.7 | 8.2 | 2.1 | 68 | 53 | 214639158
TRANE | 4TWL9036A1 | 4PX*CD42BS3+HORIZ-RT | S9V2C100U4VSB+RP | 37400 | 34800 | 17 | 11.7 | 8.2 | 2.1 | 68 | 53 | 214639157
AMERICAN STANDARD | 4A6L9036A1 | 4PX*CD42BS3+HORIZ-RT | S9V2C080U5PSC+RP | 37600 | 35000 | 17 | 11.7 | 8.2 | 2.1 | 67 | 53 | 214639156
TRANE | 4TWL9036A1 | 4PX*CD42BS3+HORIZ-RT | S9V2C080U5PSC+RP | 37600 | 35000 | 17 | 11.7 | 8.2 | 2.1 | 67 | 53 | 214639155
AMERICAN STANDARD | 4A6L9036A1 | 4PX*CD42BS3 | S9V2C100D5PSC+RP | 37400 | 34800 | 17 | 11.7 | 8.2 | 2.1 | 68 | 53 | 214639154
TRANE | 4TWL9036A1 | 4PX*CD42BS3 | S9V2C100D5PSC+RP | 37400 | 34800 | 17 | 11.7 | 8.2 | 2.1 | 68 | 53 | 214639153
AMERICAN STANDARD | 4A6L9036A1 | 4PX*CD42BS3 | S9V2C100D4VSB+RP | 37400 | 34800 | 17 | 11.7 | 8.2 | 2.1 | 68 | 53 | 214639152
TRANE | 4TWL9036A1 | 4PX*CD42BS3 | S9V2C100D4VSB+RP | 37400 | 34800 | 17 | 11.7 | 8.2 | 2.1 | 68 | 53 | 214639151
AMERICAN STANDARD | 4A6L9036A1 | 4PX*CD36BS3+HORIZ-RT | S9V2C080U5PSC+RP | 36000 | 35400 | 17 | 11.5 | 8.2 | 2.1 | 67 | 53 | 214639150
TRANE | 4TWL9036A1 | 4PX*CD36BS3+HORIZ-RT | S9V2C080U5PSC+RP | 36000 | 35400 | 17 | 11.5 | 8.2 | 2.1 | 67 | 53 | 214639149
AMERICAN STANDARD | 4A6L9036A1 | 4PX*CD36BS3+HORIZ-RT | S9V2C100U4VSB+RP | 36000 | 35400 | 17 | 11.5 | 8.2 | 2.1 | 68 | 53 | 214639148
TRANE | 4TWL9036A1 | 4PX*CD36BS3+HORIZ-RT | S9V2C100U4VSB+RP | 36000 | 35400 | 17 | 11.5 | 8.2 | 2.1 | 68 | 53 | 214639147
AMERICAN STANDARD | 4A6L9036A1 | 4PX*BU48BS3 | S9V2B040U3PSC+RP | 36800 | 34600 | 17.5 | 11.5 | 8.7 | 2.2 | 68 | 54 | 214639146
TRANE | 4TWL9036A1 | 4PX*BU48BS3 | S9V2B040U3PSC+RP | 36800 | 34600 | 17.5 | 11.5 | 8.7 | 2.2 | 68 | 54 | 214639145
AMERICAN STANDARD | 4A6L9036A1 | 4PX*BU48BS3 | S9V2B040U3VSB+RP | 36800 | 34600 | 17.5 | 11.5 | 8.7 | 2.2 | 68 | 54 | 214639144
TRANE | 4TWL9036A1 | 4PX*BU48BS3 | S9V2B040U3VSB+RP | 36800 | 34600 | 17.5 | 11.5 | 8.7 | 2.2 | 68 | 54 | 214639143
AMERICAN STANDARD | 4A6L9036A1 | 4PX*BU48BS3 | S9V2B060U3VSB+RP | 37000 | 34600 | 17.5 | 11.5 | 8.7 | 2.2 | 69 | 54 | 214639142
TRANE | 4TWL9036A1 | 4PX*BU48BS3 | S9V2B060U3VSB+RP | 37000 | 34600 | 17.5 | 11.5 | 8.7 | 2.2 | 69 | 54 | 214639141
AMERICAN STANDARD | 4A6L9036A1 | 4PX*BU48BS3 | S9V2B060U4PSC+RP | 37000 | 34600 | 17.5 | 11.5 | 8.7 | 2.2 | 69 | 54 | 214639140
TRANE | 4TWL9036A1 | 4PX*BU48BS3 | S9V2B060U4PSC+RP | 37000 | 34600 | 17.5 | 11.5 | 8.7 | 2.2 | 69 | 54 | 214639139
AMERICAN STANDARD | 4A6L9036A1 | 4PX*BU48BS3 | S9V2B080U4PSC+RP | 36800 | 34400 | 17.5 | 11.5 | 8.7 | 2.3 | 69 | 54 | 214639138
TRANE | 4TWL9036A1 | 4PX*BU48BS3 | S9V2B080U4PSC+RP | 36800 | 34400 | 17.5 | 11.5 | 8.7 | 2.3 | 69 | 54 | 214639137
AMERICAN STANDARD | 4A6L9036A1 | 4PX*BU48BS3 | S9V2B080U4VSB+RP | 36800 | 34400 | 17.5 | 11.5 | 8.7 | 2.3 | 69 | 54 | 214639136
TRANE | 4TWL9036A1 | 4PX*BU48BS3 | S9V2B080U4VSB+RP | 36800 | 34400 | 17.5 | 11.5 | 8.7 | 2.3 | 69 | 54 | 214639135
AMERICAN STANDARD | 4A6L9036A1 | 4PX*BU48BS3 | S9V2B060D3PSC+RP | 34200 | 33400 | 16.5 | 10 | 8.7 | 2.2 | 69 | 55 | 214639134
TRANE | 4TWL9036A1 | 4PX*BU48BS3 | S9V2B060D3PSC+RP | 34200 | 33400 | 16.5 | 10 | 8.7 | 2.2 | 69 | 55 | 214639133
AMERICAN STANDARD | 4A6L9036A1 | 4PX*BU48BS3 | S9V2B080D4VSB+RP | 34400 | 33400 | 16 | 10 | 8.7 | 2.2 | 69 | 55 | 214639132
TRANE | 4TWL9036A1 | 4PX*BU48BS3 | S9V2B080D4VSB+RP | 34400 | 33400 | 16 | 10 | 8.7 | 2.2 | 69 | 55 | 214639131
AMERICAN STANDARD | 4A6L9036A1 | 4PX*BU42BS3 | S9V2B080D4VSB+RP | 33800 | 33600 | 15.2 | 10 | 8.7 | 2.1 | 69 | 54 | 214639130
TRANE | 5TWR5036A1 | 5TXCD010AS3+TSTAT | S9V2D120U5VSB | 34000 | 30800 | 16 | 12 | 8.1 | 2.4 | 69 | 55 | 214078777
AMERICAN STANDARD | 5A6H5036A1 | 5TXCD010AS3+TSTAT | S9X1D120U5PSB | 34600 | 31200 | 15.2 | 12 | 8.1 | 2.4 | 68 | 54 | 214078776
TRANE | 5TWR5036A1 | 5TXCD010AS3+TSTAT | S9X1D120U5PSB | 34600 | 31200 | 15.2 | 12 | 8.1 | 2.4 | 68 | 54 | 214078775
AMERICAN STANDARD | 5A6H5036A1 | 5TXCC007AS3+TSTAT | S8V2C080M5PDB | 34000 | 31400 | 16 | 12 | 8.1 | 2.3 | 69 | 55 | 214078774
TRANE | 5TWR5036A1 | 5TXCC007AS3+TSTAT | S8V2C080M5PDB | 34000 | 31400 | 16 | 12 | 8.1 | 2.3 | 69 | 55 | 214078773
AMERICAN STANDARD | 5A6H5036A1 | 5TXCC007AS3+TSTAT | S9V2C100U5PSB | 34200 | 31400 | 16 | 12 | 8.1 | 2.3 | 68 | 54 | 214078772
TRANE | 5TWR5036A1 | 5TXCC007AS3+TSTAT | S9V2C100U5PSB | 34200 | 31400 | 16 | 12 | 8.1 | 2.3 | 68 | 54 | 214078771
AMERICAN STANDARD | 5A6H5036A1 | 5TXCC007AS3+TSTAT | S9V2C100U4VSB | 34000 | 31600 | 16 | 12 | 8.1 | 2.3 | 70 | 56 | 214078770
TRANE | 5TWR5036A1 | 5TXCC007AS3+TSTAT | S9V2C100U4VSB | 34000 | 31600 | 16 | 12 | 8.1 | 2.3 | 70 | 56 | 214078769
AMERICAN STANDARD | 5A6H5036A1 | 5TXCC007AS3+TSTAT | S9V2C100U4VSA | 33400 | 31000 | 16 | 12 | 8.1 | 2.3 | 69 | 55 | 214078768
TRANE | 5TWR5036A1 | 5TXCC007AS3+TSTAT | S9V2C100U4VSA | 33400 | 31000 | 16 | 12 | 8.1 | 2.3 | 69 | 55 | 214078767
AMERICAN STANDARD | 5A6H5036A1 | 5TXCC007AS3+TSTAT | S9V2C080U5PSC | 34200 | 31400 | 16 | 12 | 8.1 | 2.3 | 68 | 55 | 214078766
TRANE | 5TWR5036A1 | 5TXCC007AS3+TSTAT | S9V2C080U5PSC | 34200 | 31400 | 16 | 12 | 8.1 | 2.3 | 68 | 55 | 214078765
AMERICAN STANDARD | 5A6H5036A1 | 5TXCC007AS3+TSTAT | S9V2C080U5PSB | 34200 | 31400 | 16 | 12 | 8.1 | 2.3 | 68 | 55 | 214078764
TRANE | 5TWR5036A1 | 5TXCC007AS3+TSTAT | S9V2C080U5PSB | 34200 | 31400 | 16 | 12 | 8.1 | 2.3 | 68 | 55 | 214078763
AMERICAN STANDARD | 5A6H5036A1 | 5TXCC007AS3+TSTAT | S8X2C100M5PTC | 33600 | 31000 | 15.2 | 12 | 8.1 | 2.3 | 68 | 55 | 214078762
TRANE | 5TWR5036A1 | 5TXCC007AS3+TSTAT | S8X2C100M5PTC | 33600 | 31000 | 15.2 | 12 | 8.1 | 2.3 | 68 | 55 | 214078761
AMERICAN STANDARD | 5A6H5036A1 | 5TXCC007AS3+TSTAT | S8X2C100M5PSC | 33600 | 31000 | 15.2 | 12 | 8.1 | 2.3 | 68 | 55 | 214078760
TRANE | 5TWR5036A1 | 5TXCC007AS3+TSTAT | S8X2C100M5PSC | 33600 | 31000 | 15.2 | 12 | 8.1 | 2.3 | 68 | 55 | 214078759
AMERICAN STANDARD | 5A6H5036A1 | 5TXCC007AS3+TSTAT | S8X2C080M5PTC | 34000 | 31400 | 15.2 | 12 | 8.1 | 2.3 | 68 | 55 | 214078758
TRANE | 5TWR5036A1 | 5TXCC007AS3+TSTAT | S8X2C080M5PTC | 34000 | 31400 | 15.2 | 12 | 8.1 | 2.3 | 68 | 55 | 214078757
AMERICAN STANDARD | 5A6H5036A1 | 5TXCC007AS3+TSTAT | S8X2C080M5PSC | 34000 | 31400 | 15.2 | 12 | 8.1 | 2.3 | 68 | 55 | 214078756
TRANE | 5TWR5036A1 | 5TXCC007AS3+TSTAT | S8X2C080M5PSC | 34000 | 31400 | 15.2 | 12 | 8.1 | 2.3 | 68 | 55 | 214078755
AMERICAN STANDARD | 5A6H5036A1 | 5TXCC007AS3+TSTAT | S8X1C100M5PTC | 33600 | 31000 | 15.2 | 12 | 8.1 | 2.3 | 68 | 55 | 214078754
TRANE | 5TWR5036A1 | 5TXCC007AS3+TSTAT | S8X1C100M5PTC | 33600 | 31000 | 15.2 | 12 | 8.1 | 2.3 | 68 | 55 | 214078753
AMERICAN STANDARD | 5A6H5036A1 | 5TXCC007AS3+TSTAT | S8X1C100M5PSC | 33600 | 31000 | 15.2 | 12 | 8.1 | 2.3 | 68 | 55 | 214078752
TRANE | 5TWR5036A1 | 5TXCC007AS3+TSTAT | S8X1C100M5PSC | 33600 | 31000 | 15.2 | 12 | 8.1 | 2.3 | 68 | 55 | 214078751
AMERICAN STANDARD | 5A6H5036A1 | 5TXCC007AS3+TSTAT | S8X1C080M5PTC | 34000 | 31400 | 15.2 | 12 | 8.1 | 2.3 | 68 | 55 | 214078750
TRANE | 5TWR5036A1 | 5TXCC007AS3+TSTAT | S8X1C080M5PTC | 34000 | 31400 | 15.2 | 12 | 8.1 | 2.3 | 68 | 55 | 214078749
AMERICAN STANDARD | 5A6H5036A1 | 5TXCC007AS3+TSTAT | S8X1C080M5PSC | 34000 | 31400 | 15.2 | 12 | 8.1 | 2.3 | 68 | 55 | 214078748
TRANE | 5TWR5036A1 | 5TXCC007AS3+TSTAT | S8X1C080M5PSC | 34000 | 31400 | 15.2 | 12 | 8.1 | 2.3 | 68 | 55 | 214078747
AMERICAN STANDARD | 5A6H5036A1 | 5TXCC007AS3+TSTAT | S8V2C100M5PDB | 34000 | 31400 | 16 | 12 | 8.1 | 2.3 | 69 | 55 | 214078746
TRANE | 5TWR5036A1 | 5TXCC007AS3+TSTAT | S8V2C100M5PDB | 34000 | 31400 | 16 | 12 | 8.1 | 2.3 | 69 | 55 | 214078745
AMERICAN STANDARD | 5A6H5036A1 | 5TXCC007AS3+TSTAT | S8V2C100M5PDA | 34000 | 31400 | 15.2 | 12 | 8.1 | 2.3 | 69 | 55 | 214078744
TRANE | 5TWR5036A1 | 5TXCC007AS3+TSTAT | S8V2C100M5PDA | 34000 | 31400 | 15.2 | 12 | 8.1 | 2.3 | 69 | 55 | 214078743
AMERICAN STANDARD | 5A6H5036A1 | 5TXCC007AS3+TSTAT | S8V2C100M5PCB | 34000 | 31400 | 16 | 12 | 8.1 | 2.3 | 69 | 55 | 214078742
TRANE | 5TWR5036A1 | 5TXCC007AS3+TSTAT | S8V2C100M5PCB | 34000 | 31400 | 16 | 12 | 8.1 | 2.3 | 69 | 55 | 214078741
AMERICAN STANDARD | 5A6H5036A1 | 5TXCC007AS3+TSTAT | S9X1C100U5PSB | 34000 | 31400 | 15.2 | 12 | 8.1 | 2.3 | 68 | 55 | 214078740
TRANE | 5TWR5036A1 | 5TXCC007AS3+TSTAT | S9X1C100U5PSB | 34000 | 31400 | 15.2 | 12 | 8.1 | 2.3 | 68 | 55 | 214078739
AMERICAN STANDARD | 5A6H5036A1 | 5TXCC007AS3+TSTAT | S9X1C080U5PSB | 34000 | 31200 | 16 | 12 | 8.1 | 2.3 | 69 | 55 | 214078738
TRANE | 5TWR5036A1 | 5TXCC007AS3+TSTAT | S9X1C080U5PSB | 34000 | 31200 | 16 | 12 | 8.1 | 2.3 | 69 | 55 | 214078737
AMERICAN STANDARD | 5A6H5036A1 | 5TXCC007AS3+TSTAT | S9X2C080U5PSB | 34000 | 31200 | 16 | 12 | 8.1 | 2.3 | 69 | 55 | 214078736
TRANE | 5TWR5036A1 | 5TXCC007AS3+TSTAT | S9X2C080U5PSB | 34000 | 31200 | 16 | 12 | 8.1 | 2.3 | 69 | 55 | 214078735
AMERICAN STANDARD | 5A6H5036A1 | 5TXCC007AS3+TSTAT | S9X2C100U5PSB | 34000 | 31400 | 15.2 | 12 | 8.1 | 2.3 | 68 | 55 | 214078734
TRANE | 5TWR5036A1 | 5TXCC007AS3+TSTAT | S9X2C100U5PSB | 34000 | 31400 | 15.2 | 12 | 8.1 | 2.3 | 68 | 55 | 214078733
AMERICAN STANDARD | 5A6H5036A1 | 5TXCC007AS3+TSTAT | *UHMC100ACV4 | 34200 | 31400 | 16 | 12 | 8.1 | 2.3 | 68 | 54 | 214078732
TRANE | 5TWR5036A1 | 5TXCC007AS3+TSTAT | *UHMC100ACV4 | 34200 | 31400 | 16 | 12 | 8.1 | 2.3 | 68 | 54 | 214078731
AMERICAN STANDARD | 5A6H5036A1 | 5TXCC007AS3+TSTAT | *UHMC100CCV4 | 34200 | 31400 | 16 | 12 | 8.1 | 2.3 | 68 | 54 | 214078730
TRANE | 5TWR5036A1 | 5TXCC007AS3+TSTAT | *UHMC100CCV4 | 34200 | 31400 | 16 | 12 | 8.1 | 2.3 | 68 | 54 | 214078729
AMERICAN STANDARD | 5A6H5036A1 | 5TXCC007AS3+TSTAT | L8V1C100U5VSB | 34200 | 31200 | 16 | 12 | 8.1 | 2.3 | 69 | 55 | 214078728
TRANE | 5TWR5036A1 | 5TXCC007AS3+TSTAT | L8V1C100U5VSB | 34200 | 31200 | 16 | 12 | 8.1 | 2.3 | 69 | 55 | 214078727
AMERICAN STANDARD | 5A6H5036A1 | 5TXCC007AS3+TSTAT+P0V0C000M50SC |  | 34400 | 31400 | 16 | 12 | 8.1 | 2.3 | 68 | 54 | 214078724
TRANE | 5TWR5036A1 | 5TXCC007AS3+TSTAT+P0V0C000M50SC |  | 34400 | 31400 | 16 | 12 | 8.1 | 2.3 | 68 | 54 | 214078723
AMERICAN STANDARD | 5A6H5036A1 | 5TXCC007AS3+TSTAT+P0V0C000M50SD |  | 34400 | 31400 | 16 | 12 | 8.1 | 2.3 | 68 | 54 | 214078722
TRANE | 5TWR5036A1 | 5TXCC007AS3+TSTAT+P0V0C000M50SD |  | 34400 | 31400 | 16 | 12 | 8.1 | 2.3 | 68 | 54 | 214078721
AMERICAN STANDARD | 5A6H5036A1 | 5TXCC007AS3+TSTAT | S8V2C080M5PCA | 34000 | 31400 | 15.2 | 12 | 8.1 | 2.3 | 69 | 55 | 214078720
TRANE | 5TWR5036A1 | 5TXCC007AS3+TSTAT | S8V2C080M5PCA | 34000 | 31400 | 15.2 | 12 | 8.1 | 2.3 | 69 | 55 | 214078719
AMERICAN STANDARD | 5A6H5036A1 | 5TXCC007AS3+TSTAT | S8V2C080M5PCB | 34000 | 31400 | 16 | 12 | 8.1 | 2.3 | 69 | 55 | 214078718
TRANE | 5TWR5036A1 | 5TXCC007AS3+TSTAT | S8V2C080M5PCB | 34000 | 31400 | 16 | 12 | 8.1 | 2.3 | 69 | 55 | 214078717
AMERICAN STANDARD | 5A6H5036A1 | 5TXCC007AS3+TSTAT | S8V2C080M5PDA | 34000 | 31400 | 15.2 | 12 | 8.1 | 2.3 | 69 | 55 | 214078716
TRANE | 5TWR5036A1 | 5TXCC007AS3+TSTAT | S8V2C080M5PDA | 34000 | 31400 | 15.2 | 12 | 8.1 | 2.3 | 69 | 55 | 214078715
AMERICAN STANDARD | 5A6H5036A1 | 5TXCC007AS3+TSTAT | S9V2C100U5PSC | 34200 | 31400 | 16 | 12 | 8.1 | 2.3 | 68 | 54 | 214078714
TRANE | 5TWR5036A1 | 5TXCC007AS3+TSTAT | S9V2C100U5PSC | 34200 | 31400 | 16 | 12 | 8.1 | 2.3 | 68 | 54 | 214078713
AMERICAN STANDARD | 5A6H5036A1 | 5TXCC007AS3+TSTAT | S8V2C100M5PCA | 34000 | 31400 | 15.2 | 12 | 8.1 | 2.3 | 69 | 55 | 214078712
TRANE | 5TWR5036A1 | 5TXCC007AS3+TSTAT | S8V2C100M5PCA | 34000 | 31400 | 15.2 | 12 | 8.1 | 2.3 | 69 | 55 | 214078711
AMERICAN STANDARD | 5A6H5036A1 | 5TXCB006AS3+TSTAT | S8X1B060M4PSC | 33800 | 31400 | 15.2 | 12 | 8.1 | 2.3 | 68 | 55 | 214078710
TRANE | 5TWR5036A1 | 5TXCB006AS3+TSTAT | S8X1B060M4PSC | 33800 | 31400 | 15.2 | 12 | 8.1 | 2.3 | 68 | 55 | 214078709
AMERICAN STANDARD | 5A6H5036A1 | 5TXCB006AS3+TSTAT | S9X2B060U4PSB | 33800 | 31400 | 15.2 | 12 | 8.1 | 2.3 | 69 | 55 | 214078708
TRANE | 5TWR5036A1 | 5TXCB006AS3+TSTAT | S9X2B060U4PSB | 33800 | 31400 | 15.2 | 12 | 8.1 | 2.3 | 69 | 55 | 214078707
AMERICAN STANDARD | 5A6H5036A1 | 5TXCB006AS3+TSTAT | S9X2B040U3PSB | 33600 | 31200 | 15.2 | 12 | 8.1 | 2.3 | 69 | 55 | 214078706
TRANE | 5TWR5036A1 | 5TXCB006AS3+TSTAT | S9X2B040U3PSB | 33600 | 31200 | 15.2 | 12 | 8.1 | 2.3 | 69 | 55 | 214078705
AMERICAN STANDARD | 5A6H5036A1 | 5TXCB006AS3+TSTAT | S8X1A040M3PTC | 32400 | 30400 | 15.2 | 11.7 | 8.1 | 2.2 | 70 | 56 | 214078704
TRANE | 5TWR5036A1 | 5TXCB006AS3+TSTAT | S8X1A040M3PTC | 32400 | 30400 | 15.2 | 11.7 | 8.1 | 2.2 | 70 | 56 | 214078703
AMERICAN STANDARD | 5A6H5036A1 | 5TXCB006AS3+TSTAT | S8X1A040M3PSC | 32400 | 30400 | 15.2 | 11.7 | 8.1 | 2.2 | 70 | 56 | 214078702
TRANE | 5TWR5036A1 | 5TXCB006AS3+TSTAT | S8X1A040M3PSC | 32400 | 30400 | 15.2 | 11.7 | 8.1 | 2.2 | 70 | 56 | 214078701
AMERICAN STANDARD | 5A6H5036A1 | 5TXCB006AS3+TSTAT | S9X1B080U4PSB | 34000 | 31400 | 15.2 | 12 | 8.1 | 2.3 | 69 | 55 | 214078700
TRANE | 5TWR5036A1 | 5TXCB006AS3+TSTAT | S9X1B080U4PSB | 34000 | 31400 | 15.2 | 12 | 8.1 | 2.3 | 69 | 55 | 214078699
AMERICAN STANDARD | 5A6H5036A1 | 5TXCB006AS3+TSTAT | S9X1B060U4PSB | 33800 | 31400 | 15.2 | 12 | 8.1 | 2.3 | 69 | 55 | 214078698
AMERICAN STANDARD | 4A6L6036A1 | TEM8B0C60V51+TDR |  | 37800 | 33200 | 15.2 | 12 | 8.1 | 2.2 | 64 | 49 | 211218290
AMERICAN STANDARD | 4A6L6036A1 | TEM6B0C60H51+TDR |  | 37400 | 33000 | 15.2 | 12 | 8.1 | 2.2 | 65 | 50 | 211218289
AMERICAN STANDARD | 4A6L6036A1 | TEM6A0C48H41+TDR |  | 37800 | 33200 | 15.2 | 12 | 8.1 | 2.19 | 65 | 50 | 211218288
AMERICAN STANDARD | 4A6L6036A1 | TEM4A0C43M41+TDR |  | 35800 | 33200 | 15.2 | 12 | 8.1 | 2.18 | 65 | 50 | 211218287
AMERICAN STANDARD | 4A6L6036A1 | TEM4A0C42S41+TDR |  | 37400 | 34600 | 15.2 | 12 | 8.1 | 2.15 | 64 | 49 | 211218286
AMERICAN STANDARD | 4A6L6036A1 | TAMXB0C36V31 |  | 36400 | 33000 | 15.2 | 12 | 8.1 | 2.16 | 65 | 50 | 211218285
TRANE | 4TWL9036A1 | 4PX*BD36BS3 | S9V2B080D4VSB+RP | 35600 | 35600 | 17 | 11.2 | 8.2 | 2.1 | 67 | 53 | 214639057
AMERICAN STANDARD | 4A6L9036A1 | 4PX*BD36BS3 | S9V2B080D4PSC+RP | 35600 | 35600 | 17 | 11.2 | 8.2 | 2.1 | 67 | 53 | 214639056
TRANE | 4TWL9036A1 | 4PX*BD36BS3 | S9V2B080D4PSC+RP | 35600 | 35600 | 17 | 11.2 | 8.2 | 2.1 | 67 | 53 | 214639055
AMERICAN STANDARD | 4A6L9036A1 | 4PX*BD36BS3 | S9V2B060D3PSC+RP | 35400 | 35600 | 17.5 | 11.2 | 8.2 | 2.1 | 67 | 53 | 214639054
TRANE | 4TWL9036A1 | 4PX*BD36BS3 | S9V2B060D3PSC+RP | 35400 | 35600 | 17.5 | 11.2 | 8.2 | 2.1 | 67 | 53 | 214639053
AMERICAN STANDARD | 4A6L9036A1 | 4PX*BD36BS3 | S9V2B040D3PSC+RP | 35600 | 35600 | 17.5 | 11.2 | 8.2 | 2.1 | 67 | 53 | 214639052
TRANE | 4TWL9036A1 | 4PX*BD36BS3 | S9V2B040D3PSC+RP | 35600 | 35600 | 17.5 | 11.2 | 8.2 | 2.1 | 67 | 53 | 214639051
AMERICAN STANDARD | 4A6L9024A1 | 4TXCB003DS3 | S9V2B080D4VSB+RP | 22200 | 21000 | 16 | 11.5 | 8.7 | 2.2 | 66 | 51 | 214639050
TRANE | 4TWL9024A1 | 4TXCB003DS3 | S9V2B080D4VSB+RP | 22200 | 21000 | 16 | 11.5 | 8.7 | 2.2 | 66 | 51 | 214639049
AMERICAN STANDARD | 4A6L9024A1 | 4TXCB003DS3 | S9V2B080U4PSC+RP | 23800 | 21800 | 17.5 | 12 | 8.7 | 2.3 | 65 | 51 | 214639048
TRANE | 4TWL9024A1 | 4TXCB003DS3 | S9V2B080U4PSC+RP | 23800 | 21800 | 17.5 | 12 | 8.7 | 2.3 | 65 | 51 | 214639047
AMERICAN STANDARD | 4A6L9024A1 | 4TXCB003DS3 | S9V2B060U4PSC+RP | 23800 | 21800 | 17.5 | 12 | 8.7 | 2.3 | 65 | 51 | 214639046
TRANE | 4TWL9024A1 | 4TXCB003DS3 | S9V2B060U4PSC+RP | 23800 | 21800 | 17.5 | 12 | 8.7 | 2.3 | 65 | 51 | 214639045
AMERICAN STANDARD | 4A6L9024A1 | 4TXCB003DS3 | S9V2B060U3VSB+RP | 23800 | 21800 | 17.5 | 12 | 8.7 | 2.3 | 65 | 51 | 214639044
TRANE | 4TWL9024A1 | 4TXCB003DS3 | S9V2B060U3VSB+RP | 23800 | 21800 | 17.5 | 12 | 8.7 | 2.3 | 65 | 51 | 214639043
AMERICAN STANDARD | 4A6L9024A1 | 4TXCB003DS3 | S9V2B040U3VSB+RP | 23800 | 21800 | 17.5 | 12 | 8.7 | 2.2 | 66 | 51 | 214639042
TRANE | 4TWL9024A1 | 4TXCB003DS3 | S9V2B040U3VSB+RP | 23800 | 21800 | 17.5 | 12 | 8.7 | 2.2 | 66 | 51 | 214639041
AMERICAN STANDARD | 4A6L9024A1 | 4TXCB003DS3 | S9V2B080U4VSB+RP | 23800 | 21800 | 17.5 | 12 | 8.7 | 2.3 | 65 | 51 | 214639040
TRANE | 4TWL9024A1 | 4TXCB003DS3 | S9V2B080U4VSB+RP | 23800 | 21800 | 17.5 | 12 | 8.7 | 2.3 | 65 | 51 | 214639039
AMERICAN STANDARD | 4A6L9024A1 | 4TXCB003DS3 | S9V2B080D4PSC+RP | 22200 | 21000 | 16 | 11.5 | 8.7 | 2.2 | 66 | 51 | 214639038
TRANE | 4TWL9024A1 | 4TXCB003DS3 | S9V2B080D4PSC+RP | 22200 | 21000 | 16 | 11.5 | 8.7 | 2.2 | 66 | 51 | 214639037
AMERICAN STANDARD | 4A6L9024A1 | 4TXCB003DS3 | S9V2B040U3PSC+RP | 23800 | 21800 | 17.5 | 12 | 8.7 | 2.2 | 66 | 51 | 214639036
TRANE | 4TWL9024A1 | 4TXCB003DS3 | S9V2B040U3PSC+RP | 23800 | 21800 | 17.5 | 12 | 8.7 | 2.2 | 66 | 51 | 214639035
AMERICAN STANDARD | 4A6L9024A1 | 4TXCB003DS3 | S9V2B060D3PSC+RP | 22200 | 21000 | 16 | 11.2 | 8.7 | 2.2 | 66 | 51 | 214639034
TRANE | 4TWL9024A1 | 4TXCB003DS3 | S9V2B060D3PSC+RP | 22200 | 21000 | 16 | 11.2 | 8.7 | 2.2 | 66 | 51 | 214639033
AMERICAN STANDARD | 4A6L9024A1 | 4TXCB003DS3 | S9V2B040D3PSC+RP | 22200 | 21000 | 16 | 11.2 | 8.7 | 2.2 | 66 | 51 | 214639032
TRANE | 4TWL9024A1 | 4TXCB003DS3 | S9V2B040D3PSC+RP | 22200 | 21000 | 16 | 11.2 | 8.7 | 2.2 | 66 | 51 | 214639031
AMERICAN STANDARD | 4A6L9024A1 | 4PX*BU42BS3 | S9V2B080U4PSC+RP | 24400 | 21000 | 18 | 12.5 | 8.7 | 2.3 | 66 | 51 | 214639030
TRANE | 4TWL9024A1 | 4PX*BU42BS3 | S9V2B080U4PSC+RP | 24400 | 21000 | 18 | 12.5 | 8.7 | 2.3 | 66 | 51 | 214639029
AMERICAN STANDARD | 4A6L9024A1 | 4PX*BU42BS3 | S9V2B080U4VSB+RP | 24400 | 21000 | 18 | 12.5 | 8.7 | 2.3 | 66 | 51 | 214639028
TRANE | 4TWL9024A1 | 4PX*BU42BS3 | S9V2B080U4VSB+RP | 24400 | 21000 | 18 | 12.5 | 8.7 | 2.3 | 66 | 51 | 214639027
AMERICAN STANDARD | 4A6L9024A1 | 4PX*BU30BS3 | S9V2B060D3VSB+RP | 22200 | 21000 | 16 | 11.2 | 8.7 | 2.2 | 66 | 51 | 214639026
TRANE | 4TWL9024A1 | 4PX*BU30BS3 | S9V2B060D3VSB+RP | 22200 | 21000 | 16 | 11.2 | 8.7 | 2.2 | 66 | 51 | 214639025
AMERICAN STANDARD | 4A6L9024A1 | 4PX*BU30BS3 | S9V2B080D4PSC+RP | 22200 | 21000 | 16 | 11.5 | 8.7 | 2.2 | 66 | 51 | 214639024
TRANE | 4TWL9024A1 | 4PX*BU30BS3 | S9V2B080D4PSC+RP | 22200 | 21000 | 16 | 11.5 | 8.7 | 2.2 | 66 | 51 | 214639023
AMERICAN STANDARD | 4A6L9024A1 | 4PX*BU30BS3 | S9V2B080D4VSB+RP | 22200 | 21000 | 16 | 11.5 | 8.7 | 2.2 | 66 | 52 | 214639022
TRANE | 4TWL9024A1 | 4PX*BU30BS3 | S9V2B080D4VSB+RP | 22200 | 21000 | 16 | 11.5 | 8.7 | 2.2 | 66 | 52 | 214639021
AMERICAN STANDARD | 4A6L9024A1 | 4PX*BU30BS3 | S9V2B040U3PSC+RP | 23800 | 21800 | 17.5 | 12 | 8.7 | 2.3 | 66 | 51 | 214639020
TRANE | 4TWL9024A1 | 4PX*BU30BS3 | S9V2B040U3PSC+RP | 23800 | 21800 | 17.5 | 12 | 8.7 | 2.3 | 66 | 51 | 214639019
AMERICAN STANDARD | 4A6L9024A1 | 4PX*BU30BS3 | S9V2B040U3VSB+RP | 23800 | 21800 | 17.5 | 12 | 8.7 | 2.3 | 66 | 51 | 214639018
TRANE | 4TWL9024A1 | 4PX*BU30BS3 | S9V2B040U3VSB+RP | 23800 | 21800 | 17.5 | 12 | 8.7 | 2.3 | 66 | 51 | 214639017
AMERICAN STANDARD | 4A6L9024A1 | 4PX*BU30BS3 | S9V2B060U3VSB+RP | 23800 | 21800 | 17.5 | 12 | 8.7 | 2.3 | 65 | 50 | 214639016
TRANE | 4TWL9024A1 | 4PX*BU30BS3 | S9V2B060U3VSB+RP | 23800 | 21800 | 17.5 | 12 | 8.7 | 2.3 | 65 | 50 | 214639015
AMERICAN STANDARD | 4A6L9024A1 | 4PX*BU30BS3 | S9V2B060U4PSC+RP | 23800 | 21800 | 17.5 | 12 | 8.7 | 2.3 | 65 | 51 | 214639014
TRANE | 4TWL9024A1 | 4PX*BU30BS3 | S9V2B060U4PSC+RP | 23800 | 21800 | 17.5 | 12 | 8.7 | 2.3 | 65 | 51 | 214639013
AMERICAN STANDARD | 4A6L9024A1 | 4PX*BU30BS3 | S9V2B080U4PSC+RP | 23800 | 21800 | 17.5 | 12 | 8.7 | 2.3 | 65 | 50 | 214639012
TRANE | 4TWL9024A1 | 4PX*BU30BS3 | S9V2B080U4PSC+RP | 23800 | 21800 | 17.5 | 12 | 8.7 | 2.3 | 65 | 50 | 214639011
AMERICAN STANDARD | 4A6L9024A1 | 4PX*BU30BS3 | S9V2B060D3PSC+RP | 22200 | 21000 | 16 | 11.2 | 8.7 | 2.2 | 66 | 51 | 214639010
TRANE | 4TWL9024A1 | 4PX*BU30BS3 | S9V2B060D3PSC+RP | 22200 | 21000 | 16 | 11.2 | 8.7 | 2.2 | 66 | 51 | 214639009
AMERICAN STANDARD | 4A6L9024A1 | 4PX*BU30BS3 | S9V2B080U4VSB+RP | 23800 | 21800 | 17.5 | 12 | 8.7 | 2.3 | 65 | 51 | 214639008
TRANE | 4TWL9024A1 | 4PX*BU30BS3 | S9V2B080U4VSB+RP | 23800 | 21800 | 17.5 | 12 | 8.7 | 2.3 | 65 | 51 | 214639007
AMERICAN STANDARD | 4A6L9024A1 | 4PX*BU24BS3 | S9V2B080D4VSB+RP | 22200 | 22200 | 16 | 11.2 | 8.2 | 1.9 | 65 | 50 | 214639006
TRANE | 4TWL9024A1 | 4PX*BU24BS3 | S9V2B080D4VSB+RP | 22200 | 22200 | 16 | 11.2 | 8.2 | 1.9 | 65 | 50 | 214639005
AMERICAN STANDARD | 4A6L9024A1 | 4PX*BU24BS3 | S9V2B040U3PSC+RP | 23200 | 22400 | 17 | 11.7 | 8.2 | 2 | 64 | 49 | 214639004
TRANE | 4TWL9024A1 | 4PX*BU24BS3 | S9V2B040U3PSC+RP | 23200 | 22400 | 17 | 11.7 | 8.2 | 2 | 64 | 49 | 214639003
AMERICAN STANDARD | 4A6L9024A1 | 4PX*BU24BS3 | S9V2B040U3VSB+RP | 23200 | 22400 | 17 | 11.7 | 8.2 | 2 | 64 | 49 | 214639002
TRANE | 4TWL9024A1 | 4PX*BU24BS3 | S9V2B040U3VSB+RP | 23200 | 22400 | 17 | 11.7 | 8.2 | 2 | 64 | 49 | 214639001
AMERICAN STANDARD | 4A6L9024A1 | 4PX*BU24BS3 | S9V2B060U3VSB+RP | 23200 | 22200 | 17 | 11.7 | 8.2 | 2 | 65 | 50 | 214639000
TRANE | 4TWL9024A1 | 4PX*BU24BS3 | S9V2B060U3VSB+RP | 23200 | 22200 | 17 | 11.7 | 8.2 | 2 | 65 | 50 | 214638999
AMERICAN STANDARD | 4A6L9024A1 | 4PX*BU24BS3 | S9V2B040D3PSC+RP | 22400 | 22200 | 15.2 | 11.2 | 8.2 | 1.9 | 65 | 50 | 214638998
TRANE | 4TWL9024A1 | 4PX*BU24BS3 | S9V2B040D3PSC+RP | 22400 | 22200 | 15.2 | 11.2 | 8.2 | 1.9 | 65 | 50 | 214638997
AMERICAN STANDARD | 4A6L9024A1 | 4PX*BU24BS3 | S9V2B060D3PSC+RP | 22200 | 22200 | 16 | 11.2 | 8.2 | 1.9 | 65 | 50 | 214638996
TRANE | 4TWL9024A1 | 4PX*BU24BS3 | S9V2B060D3PSC+RP | 22200 | 22200 | 16 | 11.2 | 8.2 | 1.9 | 65 | 50 | 214638995
AMERICAN STANDARD | 4A6L9024A1 | 4PX*BD36BS3+HORIZ-RT | S9V2B060U3VSB+RP | 24000 | 20800 | 18.5 | 12.5 | 8.5 | 2.2 | 66 | 51 | 214638994
TRANE | 4TWL9024A1 | 4PX*BD36BS3+HORIZ-RT | S9V2B060U3VSB+RP | 24000 | 20800 | 18.5 | 12.5 | 8.5 | 2.2 | 66 | 51 | 214638993
AMERICAN STANDARD | 4A6L9024A1 | 4PX*BD36BS3+HORIZ-RT | S9V2B060U4PSC+RP | 24000 | 20800 | 18.5 | 12.5 | 8.5 | 2.2 | 66 | 51 | 214638992
TRANE | 4TWL9024A1 | 4PX*BD36BS3+HORIZ-RT | S9V2B060U4PSC+RP | 24000 | 20800 | 18.5 | 12.5 | 8.5 | 2.2 | 66 | 51 | 214638991
AMERICAN STANDARD | 4A6L9024A1 | 4PX*BD36BS3+HORIZ-RT | S9V2B040U3VSB+RP | 24000 | 20800 | 18.5 | 12 | 8.5 | 2.2 | 66 | 51 | 214638990
TRANE | 4TWL9024A1 | 4PX*BD36BS3+HORIZ-RT | S9V2B040U3VSB+RP | 24000 | 20800 | 18.5 | 12 | 8.5 | 2.2 | 66 | 51 | 214638989
AMERICAN STANDARD | 4A6L9024A1 | 4PX*BD36BS3+HORIZ-RT | S9V2B080U4VSB+RP | 23800 | 20800 | 18.5 | 12.5 | 8.5 | 2.2 | 66 | 51 | 214638988
TRANE | 4TWL9024A1 | 4PX*BD36BS3+HORIZ-RT | S9V2B080U4VSB+RP | 23800 | 20800 | 18.5 | 12.5 | 8.5 | 2.2 | 66 | 51 | 214638987
AMERICAN STANDARD | 4A6L9024A1 | 4PX*BD36BS3+HORIZ-RT | S9V2B040U3PSC+RP | 24000 | 20800 | 18.5 | 12 | 8.5 | 2.2 | 66 | 51 | 214638986
TRANE | 4TWX8024A1 | 4PX*BD42BS3+HORIZ-RT | S8V2B080M4PCA | 25600 | 23800 | 16 | 12 | 8.1 | 1.97 | 63 | 47 | 211217325
TRANE | 4TWX6048H1 | TEM8B0C60V51+TDR |  | 47000 | 44500 | 15.2 | 12 | 8.1 | 2.24 | 65 | 49 | 211217260
TRANE | 4TWX6048H1 | TEM8A0D60V51+TDR |  | 44000 | 44000 | 15.2 | 12 | 8.1 | 2.21 | 65 | 50 | 211217259
TRANE | 4TWX6048H1 | TEM8A0D48V41+TDR |  | 45000 | 44500 | 15.2 | 12 | 8.1 | 2.25 | 65 | 50 | 211217258
TRANE | 5TWR5042A1 | 5TXCB006AS3+TSTAT | S9V2B060U4PSC | 39000 | 39500 | 15.2 | 12 | 8.1 | 2.1 | 65 | 49 | 214078857
AMERICAN STANDARD | 5A6H5042A1 | 5TXCB006AS3+TSTAT | S9V2B060U4PSB | 39000 | 39500 | 15.2 | 12 | 8.1 | 2.1 | 65 | 49 | 214078856
TRANE | 5TWR5042A1 | 5TXCB006AS3+TSTAT | S9V2B060U4PSB | 39000 | 39500 | 15.2 | 12 | 8.1 | 2.1 | 65 | 49 | 214078855
AMERICAN STANDARD | 5A6H5042A1 | 5TXCB006AS3+TSTAT | S8X2B080M4PTC | 39500 | 39000 | 15.2 | 12 | 8.1 | 2.1 | 65 | 49 | 214078854
TRANE | 5TWR5042A1 | 5TXCB006AS3+TSTAT | S8X2B080M4PTC | 39500 | 39000 | 15.2 | 12 | 8.1 | 2.1 | 65 | 49 | 214078853
AMERICAN STANDARD | 5A6H5042A1 | 5TXCB006AS3+TSTAT | S8X2B080M4PSC | 39500 | 39000 | 15.2 | 12 | 8.1 | 2.1 | 65 | 49 | 214078852
TRANE | 5TWR5042A1 | 5TXCB006AS3+TSTAT | S8X2B080M4PSC | 39500 | 39000 | 15.2 | 12 | 8.1 | 2.1 | 65 | 49 | 214078851
AMERICAN STANDARD | 5A6H5042A1 | 5TXCB006AS3+TSTAT | S8X1B080M4PTC | 39500 | 39000 | 15.2 | 12 | 8.1 | 2.1 | 65 | 49 | 214078846
TRANE | 5TWR5042A1 | 5TXCB006AS3+TSTAT | S8X1B080M4PTC | 39500 | 39000 | 15.2 | 12 | 8.1 | 2.1 | 65 | 49 | 214078845
AMERICAN STANDARD | 5A6H5042A1 | 5TXCB006AS3+TSTAT | S8X1B080M4PSC | 39500 | 39000 | 15.2 | 12 | 8.1 | 2.1 | 65 | 49 | 214078844
TRANE | 5TWR5042A1 | 5TXCB006AS3+TSTAT | S8X1B080M4PSC | 39500 | 39000 | 15.2 | 12 | 8.1 | 2.1 | 65 | 49 | 214078843
AMERICAN STANDARD | 5A6H5042A1 | 5TXCB006AS3+TSTAT | S8V2B080M4PDA | 39500 | 39500 | 15.2 | 12 | 8.1 | 2.1 | 65 | 49 | 214078836
TRANE | 5TWR5042A1 | 5TXCB006AS3+TSTAT | S8V2B080M4PDA | 39500 | 39500 | 15.2 | 12 | 8.1 | 2.1 | 65 | 49 | 214078835
AMERICAN STANDARD | 5A6H5042A1 | 5TXCB006AS3+TSTAT | S8V2B080M4PCA | 39500 | 39500 | 15.2 | 12 | 8.1 | 2.1 | 65 | 49 | 214078834
TRANE | 5TWR5042A1 | 5TXCB006AS3+TSTAT | S8V2B080M4PCA | 39500 | 39500 | 15.2 | 12 | 8.1 | 2.1 | 65 | 49 | 214078833
AMERICAN STANDARD | 5A6H5042A1 | 5TXCB006AS3+TSTAT | S8V2B060M4PDA | 39500 | 39500 | 15.2 | 12 | 8.1 | 2.1 | 65 | 49 | 214078828
TRANE | 5TWR5042A1 | 5TXCB006AS3+TSTAT | S8V2B060M4PDA | 39500 | 39500 | 15.2 | 12 | 8.1 | 2.1 | 65 | 49 | 214078827
AMERICAN STANDARD | 5A6H5042A1 | 5TXCB006AS3+TSTAT | S8V2B060M4PCA | 39500 | 39500 | 15.2 | 12 | 8.1 | 2.1 | 65 | 49 | 214078824
TRANE | 5TWR5042A1 | 5TXCB006AS3+TSTAT | S8V2B060M4PCA | 39500 | 39500 | 15.2 | 12 | 8.1 | 2.1 | 65 | 49 | 214078823
AMERICAN STANDARD | 5A6H5042A1 | 5TXCB006AS3+TSTAT+P0V0B000M40SD |  | 40000 | 39500 | 15.2 | 12 | 8.1 | 2.1 | 65 | 49 | 214078822
TRANE | 5TWR5042A1 | 5TXCB006AS3+TSTAT+P0V0B000M40SD |  | 40000 | 39500 | 15.2 | 12 | 8.1 | 2.1 | 65 | 49 | 214078821
AMERICAN STANDARD | 5A6H5042A1 | 5TXCB006AS3+TSTAT | S9X2B080U4PSB | 39000 | 39000 | 15.2 | 12 | 8.1 | 2.1 | 65 | 49 | 214078816
TRANE | 5TWR5042A1 | 5TXCB006AS3+TSTAT | S9X2B080U4PSB | 39000 | 39000 | 15.2 | 12 | 8.1 | 2.1 | 65 | 49 | 214078815
AMERICAN STANDARD | 5A6H5042A1 | 5TXCB006AS3+TSTAT | S9X2B060U4PSB | 38000 | 39000 | 15.2 | 12 | 8.1 | 2.1 | 65 | 49 | 214078814
TRANE | 5TWR5042A1 | 5TXCB006AS3+TSTAT | S9X2B060U4PSB | 38000 | 39000 | 15.2 | 12 | 8.1 | 2.1 | 65 | 49 | 214078813
AMERICAN STANDARD | 5A6H5042A1 | 5TEM6D07AV51+TDR+TSTAT |  | 40500 | 40000 | 16 | 12 | 8.5 | 2.2 | 65 | 49 | 214078812
TRANE | 5TWR5042A1 | 5TEM6D07AV51+TDR+TSTAT |  | 40500 | 40000 | 16 | 12 | 8.5 | 2.2 | 65 | 49 | 214078811
AMERICAN STANDARD | 5A6H5042A1 | 5TEM6D06AV41+TDR+TSTAT |  | 39500 | 40000 | 16 | 12 | 8.5 | 2.2 | 65 | 49 | 214078810
TRANE | 5TWR5042A1 | 5TEM6D06AV41+TDR+TSTAT |  | 39500 | 40000 | 16 | 12 | 8.5 | 2.2 | 65 | 49 | 214078809
AMERICAN STANDARD | 5A6H5042A1 | 5TEM6D04AV31+TDR+TSTAT |  | 39000 | 39500 | 16 | 12 | 8.5 | 2.2 | 64 | 48 | 214078808
TRANE | 5TWR5042A1 | 5TEM6D04AV31+TDR+TSTAT |  | 39000 | 39500 | 16 | 12 | 8.5 | 2.2 | 64 | 48 | 214078807
AMERICAN STANDARD | 5A6H5036A1 | 5TXCD010AS3+TSTAT | S8V2D120M5PDB | 34200 | 31000 | 16 | 12 | 8.1 | 2.3 | 68 | 55 | 214078806
TRANE | 5TWR5036A1 | 5TXCD010AS3+TSTAT | S8V2D120M5PDB | 34200 | 31000 | 16 | 12 | 8.1 | 2.3 | 68 | 55 | 214078805
AMERICAN STANDARD | 5A6H5036A1 | 5TXCD010AS3+TSTAT | S8X2D120M5PSC | 34400 | 31200 | 16 | 12 | 8.1 | 2.3 | 69 | 55 | 214078804
TRANE | 5TWR5036A1 | 5TXCD010AS3+TSTAT | S8X2D120M5PSC | 34400 | 31200 | 16 | 12 | 8.1 | 2.3 | 69 | 55 | 214078803
AMERICAN STANDARD | 5A6H5036A1 | 5TXCD010AS3+TSTAT | S9X2D120U5PSB | 34600 | 31200 | 15.2 | 12 | 8.1 | 2.4 | 68 | 54 | 214078802
TRANE | 5TWR5036A1 | 5TXCD010AS3+TSTAT | S9X2D120U5PSB | 34600 | 31200 | 15.2 | 12 | 8.1 | 2.4 | 68 | 54 | 214078801
AMERICAN STANDARD | 5A6H5036A1 | 5TXCD010AS3+TSTAT | S8X1D120M5PSC | 34400 | 31200 | 16 | 12 | 8.1 | 2.3 | 69 | 55 | 214078800
TRANE | 5TWR5036A1 | 5TXCD010AS3+TSTAT | S8X1D120M5PSC | 34400 | 31200 | 16 | 12 | 8.1 | 2.3 | 69 | 55 | 214078799
AMERICAN STANDARD | 5A6H5036A1 | 5TXCD010AS3+TSTAT | S8X1D120M5PTC | 34400 | 31200 | 16 | 12 | 8.1 | 2.3 | 69 | 55 | 214078798
TRANE | 5TWR5036A1 | 5TXCD010AS3+TSTAT | S8X1D120M5PTC | 34400 | 31200 | 16 | 12 | 8.1 | 2.3 | 69 | 55 | 214078797
AMERICAN STANDARD | 5A6H5036A1 | 5TXCD010AS3+TSTAT | *UHMD120ACV5 | 34600 | 31200 | 16 | 12 | 8.1 | 2.3 | 68 | 54 | 214078796
TRANE | 5TWR5036A1 | 5TXCD010AS3+TSTAT | *UHMD120ACV5 | 34600 | 31200 | 16 | 12 | 8.1 | 2.3 | 68 | 54 | 214078795
AMERICAN STANDARD | 5A6H5036A1 | 5TXCD010AS3+TSTAT | *UHMD120CCV5 | 34600 | 31200 | 16 | 12 | 8.1 | 2.3 | 68 | 54 | 214078794
TRANE | 5TWR5036A1 | 5TXCD010AS3+TSTAT | *UHMD120CCV5 | 34600 | 31200 | 16 | 12 | 8.1 | 2.3 | 68 | 54 | 214078793
AMERICAN STANDARD | 5A6H5036A1 | 5TXCD010AS3+TSTAT | S8V2D120M5PCA | 34200 | 31000 | 16 | 12 | 8.1 | 2.3 | 68 | 55 | 214078792
TRANE | 5TWR5036A1 | 5TXCD010AS3+TSTAT | S8V2D120M5PCA | 34200 | 31000 | 16 | 12 | 8.1 | 2.3 | 68 | 55 | 214078791
AMERICAN STANDARD | 5A6H5036A1 | 5TXCD010AS3+TSTAT | S8V2D120M5PCB | 34200 | 31000 | 16 | 12 | 8.1 | 2.3 | 68 | 55 | 214078790
TRANE | 5TWR5036A1 | 5TXCD010AS3+TSTAT | S8V2D120M5PCB | 34200 | 31000 | 16 | 12 | 8.1 | 2.3 | 68 | 55 | 214078789
AMERICAN STANDARD | 5A6H5036A1 | 5TXCD010AS3+TSTAT | S8V2D120M5PDA | 34200 | 31000 | 16 | 12 | 8.1 | 2.3 | 68 | 55 | 214078788
TRANE | 5TWR5036A1 | 5TXCD010AS3+TSTAT | S8V2D120M5PDA | 34200 | 31000 | 16 | 12 | 8.1 | 2.3 | 68 | 55 | 214078787
AMERICAN STANDARD | 5A6H5036A1 | 5TXCD010AS3+TSTAT | S8X2D120M5PTC | 34400 | 31200 | 16 | 12 | 8.1 | 2.3 | 69 | 55 | 214078786
TRANE | 5TWR5036A1 | 5TXCD010AS3+TSTAT | S8X2D120M5PTC | 34400 | 31200 | 16 | 12 | 8.1 | 2.3 | 69 | 55 | 214078785
AMERICAN STANDARD | 5A6H5036A1 | 5TXCD010AS3+TSTAT | S9V2D120U5PSB | 34000 | 30800 | 16 | 12 | 8.1 | 2.4 | 69 | 55 | 214078784
TRANE | 5TWR5036A1 | 5TXCD010AS3+TSTAT | S9V2D120U5PSB | 34000 | 30800 | 16 | 12 | 8.1 | 2.4 | 69 | 55 | 214078783
AMERICAN STANDARD | 5A6H5036A1 | 5TXCD010AS3+TSTAT | S9V2D120U5PSC | 34800 | 31200 | 16 | 12 | 8.1 | 2.4 | 68 | 54 | 214078782
TRANE | 5TWR5036A1 | 5TXCD010AS3+TSTAT | S9V2D120U5PSC | 34800 | 31200 | 16 | 12 | 8.1 | 2.4 | 68 | 54 | 214078781
AMERICAN STANDARD | 5A6H5036A1 | 5TXCD010AS3+TSTAT | S9V2D120U5VSA | 34800 | 31400 | 16 | 12 | 8.1 | 2.3 | 69 | 55 | 214078780
TRANE | 5TWR5036A1 | 5TXCD010AS3+TSTAT | S9V2D120U5VSA | 34800 | 31400 | 16 | 12 | 8.1 | 2.3 | 69 | 55 | 214078779
AMERICAN STANDARD | 5A6H5036A1 | 5TXCD010AS3+TSTAT | S9V2D120U5VSB | 34000 | 30800 | 16 | 12 | 8.1 | 2.4 | 69 | 55 | 214078778
AMERISTAR | A4HP5030D1 | A4AH6V30A1B3+TSTAT |  | 29000 | 27600 | 15.2 | 12 | 8.1 | 2.1 | 66 | 51 | 212913927
RUNTRU | A4HP5030D1 | A4AH6V30A1B3+TSTAT |  | 29000 | 27600 | 15.2 | 12 | 8.1 | 2.1 | 66 | 51 | 212913926
AMERICAN STANDARD | 4A6L6036A1 | 4TXCC007DS3 | L8V1C100U5VSA | 37000 | 33400 | 15.2 | 12 | 8.1 | 2.1 | 64 | 50 | 207251999
AMERICAN STANDARD | 4A6L6036A1 | 4PX*CU48BS3 | L8V1C100U5VSA | 37000 | 33400 | 15.2 | 12 | 8.1 | 2.1 | 64 | 50 | 207251997
AMERICAN STANDARD | 4A6L6036A1 | 4PX*CU42BS3 | L8V1C100U5VSA | 37000 | 34200 | 15.2 | 12 | 8.1 | 2.1 | 64 | 49 | 207251996
AMERICAN STANDARD | 4A6L6036A1 | 4PX*CD36BS3+HORIZ-RT | L8V1C100U5VSA | 35400 | 33800 | 15.2 | 12 | 8.1 | 2 | 64 | 50 | 207251993
TRANE | 4TWX8036C1 | TEM8A0D60V51+TDR |  | 36000 | 33800 | 16 | 12 | 8.1 | 2.09 | 64 | 49 | 211217467
TRANE | 4TWX8036C1 | TEM8A0D48V41+TDR |  | 36400 | 34000 | 16 | 12 | 8.1 | 2.11 | 64 | 49 | 211217466
TRANE | 4TWX8036C1 | TEM6A0D48H41+TDR |  | 36600 | 34600 | 16 | 12 | 8.1 | 2.11 | 63 | 47 | 211217464
TRANE | 4TWL6036A1 | 4TXCC007DS3 | L8V1C100U5VSA | 37000 | 33400 | 15.2 | 12 | 8.1 | 2.1 | 65 | 50 | 207251935
TRANE | 4TWL6036A1 | 4PX*CU48BS3 | L8V1C100U5VSA | 37000 | 33400 | 15.2 | 12 | 8.1 | 2.1 | 65 | 50 | 207251933
TRANE | 4TWL6036A1 | 4PX*CU42BS3 | L8V1C100U5VSA | 37000 | 34200 | 15.2 | 12 | 8.1 | 2.1 | 64 | 49 | 207251932
TRANE | 4TWL6036A1 | 4PX*CD36BS3+HORIZ-RT | L8V1C100U5VSA | 35400 | 33800 | 15.2 | 12 | 8.1 | 2 | 65 | 50 | 207251929
AMERICAN STANDARD | 4A6L9060A1 | 4PX*DU60BS3 | S9V2D120U5PSC+RP | 58500 | 55000 | 19 | 10 | 8.7 | 2 | 71 | 59 | 214639370
TRANE | 4TWL9060A1 | 4PX*DU60BS3 | S9V2C080U5PSC+RP | 56500 | 53500 | 19 | 10 | 8.2 | 2 | 70 | 58 | 214639367
TRANE | 4TWL9060A1 | 4PX*DU60BS3 | S9V2D120U5VSB+RP | 58500 | 55000 | 19 | 10 | 8.7 | 2 | 71 | 59 | 214639373
AMERICAN STANDARD | 4A6L9060A1 | 4PX*DD60BS3 | S9V2C100D5PSC+RP | 55000 | 53500 | 19 | 10 | 8.2 | 2 | 70 | 57 | 214639354
TRANE | 4TWL9060A1 | 4PX*DD60BS3 | S9V2C100D5PSC+RP | 55000 | 53500 | 19 | 10 | 8.2 | 2 | 70 | 57 | 214639353
TRANE | 5TWR5048A1 | 5TXCD010AS3+TSTAT | *UHMD120ACV5 | 44000 | 43000 | 15.2 | 12 | 8.1 | 2.2 | 67 | 51 | 214079097
AMERICAN STANDARD | 5A6H5048A1 | 5TXCD010AS3+TSTAT | *UHMC100CCV4 | 43500 | 42000 | 15.2 | 11.7 | 8.1 | 2 | 68 | 52 | 214079096
TRANE | 5TWR5048A1 | 5TXCD010AS3+TSTAT | *UHMC100CCV4 | 43500 | 42000 | 15.2 | 11.7 | 8.1 | 2 | 68 | 52 | 214079095
AMERICAN STANDARD | 5A6H5048A1 | 5TXCD010AS3+TSTAT | *UHMC100ACV4 | 43500 | 42000 | 15.2 | 11.7 | 8.1 | 2 | 68 | 52 | 214079094
TRANE | 5TWR5048A1 | 5TXCD010AS3+TSTAT | *UHMC100ACV4 | 43500 | 42000 | 15.2 | 11.7 | 8.1 | 2 | 68 | 52 | 214079093
AMERICAN STANDARD | 5A6H5048A1 | 5TXCD010AS3+TSTAT | S9X2D120U5PSB | 45500 | 43500 | 15.2 | 12 | 8.1 | 2.2 | 66 | 51 | 214079092
TRANE | 5TWR5048A1 | 5TXCD010AS3+TSTAT | S9X2D120U5PSB | 45500 | 43500 | 15.2 | 12 | 8.1 | 2.2 | 66 | 51 | 214079091
AMERICAN STANDARD | 5A6H5048A1 | 5TXCD010AS3+TSTAT | S9X2C100U5PSB | 43500 | 42000 | 15.2 | 11.7 | 8.1 | 2.1 | 67 | 51 | 214079090
TRANE | 5TWR5048A1 | 5TXCD010AS3+TSTAT | S9X2C100U5PSB | 43500 | 42000 | 15.2 | 11.7 | 8.1 | 2.1 | 67 | 51 | 214079089
AMERICAN STANDARD | 5A6H5048A1 | 5TXCD010AS3+TSTAT | S9X1D120U5PSB | 45500 | 43500 | 15.2 | 12 | 8.1 | 2.2 | 66 | 51 | 214079088
TRANE | 5TWR5048A1 | 5TXCD010AS3+TSTAT | S9X1D120U5PSB | 45500 | 43500 | 15.2 | 12 | 8.1 | 2.2 | 66 | 51 | 214079087
AMERICAN STANDARD | 5A6H5048A1 | 5TXCD010AS3+TSTAT | S9X1C100U5PSB | 43500 | 42000 | 15.2 | 11.7 | 8.1 | 2.1 | 67 | 51 | 214079086
TRANE | 5TWR5048A1 | 5TXCD010AS3+TSTAT | S9X1C100U5PSB | 43500 | 42000 | 15.2 | 11.7 | 8.1 | 2.1 | 67 | 51 | 214079085
AMERICAN STANDARD | 5A6H5048A1 | 5TXCD010AS3+TSTAT | S9V2D120U5VSB | 44500 | 43000 | 16 | 12 | 8.1 | 2.2 | 67 | 51 | 214079084
TRANE | 5TWR5048A1 | 5TXCD010AS3+TSTAT | S9V2D120U5VSB | 44500 | 43000 | 16 | 12 | 8.1 | 2.2 | 67 | 51 | 214079083
AMERICAN STANDARD | 5A6H5048A1 | 5TXCD010AS3+TSTAT | S9V2D120U5VSA | 45500 | 43500 | 16 | 12 | 8.1 | 2.2 | 66 | 51 | 214079082
TRANE | 5TWR5048A1 | 5TXCD010AS3+TSTAT | S9V2D120U5VSA | 45500 | 43500 | 16 | 12 | 8.1 | 2.2 | 66 | 51 | 214079081
AMERICAN STANDARD | 5A6H5048A1 | 5TXCD010AS3+TSTAT | S9V2D120U5PSC | 45500 | 43500 | 16 | 12 | 8.1 | 2.2 | 66 | 51 | 214079080
TRANE | 5TWR5048A1 | 5TXCD010AS3+TSTAT | S9V2D120U5PSC | 45500 | 43500 | 16 | 12 | 8.1 | 2.2 | 66 | 51 | 214079079
AMERICAN STANDARD | 5A6H5048A1 | 5TXCD010AS3+TSTAT | S9V2D120U5PSB | 45500 | 43500 | 16 | 12 | 8.1 | 2.2 | 66 | 51 | 214079078
TRANE | 5TWR5048A1 | 5TXCD010AS3+TSTAT | S9V2D120U5PSB | 45500 | 43500 | 16 | 12 | 8.1 | 2.2 | 66 | 51 | 214079077
AMERICAN STANDARD | 5A6H5048A1 | 5TXCD010AS3+TSTAT | S9V2C100U5PSC | 43500 | 42000 | 15.2 | 12 | 8.1 | 2.1 | 66 | 51 | 214079076
TRANE | 5TWR5048A1 | 5TXCD010AS3+TSTAT | S9V2C100U5PSC | 43500 | 42000 | 15.2 | 12 | 8.1 | 2.1 | 66 | 51 | 214079075
AMERICAN STANDARD | 5A6H5048A1 | 5TXCD010AS3+TSTAT | S9V2C100U5PSB | 43500 | 42000 | 15.2 | 12 | 8.1 | 2.1 | 66 | 51 | 214079074
TRANE | 5TWR5048A1 | 5TXCD010AS3+TSTAT | S9V2C100U5PSB | 43500 | 42000 | 15.2 | 12 | 8.1 | 2.1 | 66 | 51 | 214079073
AMERICAN STANDARD | 5A6H5048A1 | 5TXCD010AS3+TSTAT | S9V2C100U4VSB | 44000 | 42000 | 15.2 | 11.7 | 8.1 | 2.1 | 67 | 52 | 214079072
TRANE | 5TWR5048A1 | 5TXCD010AS3+TSTAT | S9V2C100U4VSB | 44000 | 42000 | 15.2 | 11.7 | 8.1 | 2.1 | 67 | 52 | 214079071
AMERICAN STANDARD | 5A6H5048A1 | 5TXCD010AS3+TSTAT | S9V2C100U4VSA | 44000 | 42000 | 15.2 | 11.7 | 8.1 | 2.1 | 67 | 52 | 214079070
TRANE | 5TWR5048A1 | 5TXCD010AS3+TSTAT | S9V2C100U4VSA | 44000 | 42000 | 15.2 | 11.7 | 8.1 | 2.1 | 67 | 52 | 214079069
AMERICAN STANDARD | 5A6H5048A1 | 5TXCD010AS3+TSTAT | S9V2C080U5PSC | 43500 | 42000 | 15.2 | 11.7 | 8.1 | 2.1 | 66 | 51 | 214079068
TRANE | 5TWR5048A1 | 5TXCD010AS3+TSTAT | S9V2C080U5PSC | 43500 | 42000 | 15.2 | 11.7 | 8.1 | 2.1 | 66 | 51 | 214079067
AMERICAN STANDARD | 5A6H5048A1 | 5TXCD010AS3+TSTAT | S9V2C080U5PSB | 43500 | 42000 | 15.2 | 11.7 | 8.1 | 2.1 | 66 | 51 | 214079066
TRANE | 5TWR5048A1 | 5TXCD010AS3+TSTAT | S9V2C080U5PSB | 43500 | 42000 | 15.2 | 11.7 | 8.1 | 2.1 | 66 | 51 | 214079065
AMERICAN STANDARD | 5A6H5048A1 | 5TXCD010AS3+TSTAT | S8X2D120M5PTC | 45500 | 43500 | 16 | 12 | 8.1 | 2.1 | 66 | 51 | 214079064
TRANE | 5TWR5048A1 | 5TXCD010AS3+TSTAT | S8X2D120M5PTC | 45500 | 43500 | 16 | 12 | 8.1 | 2.1 | 66 | 51 | 214079063
AMERICAN STANDARD | 5A6H5048A1 | 5TXCD010AS3+TSTAT | S8X2D120M5PSC | 45500 | 43500 | 16 | 12 | 8.1 | 2.1 | 66 | 51 | 214079062
TRANE | 5TWR5048A1 | 5TXCD010AS3+TSTAT | S8X2D120M5PSC | 45500 | 43500 | 16 | 12 | 8.1 | 2.1 | 66 | 51 | 214079061
AMERICAN STANDARD | 5A6H5048A1 | 5TXCD010AS3+TSTAT | S8X1D120M5PTC | 45500 | 43500 | 16 | 12 | 8.1 | 2.1 | 66 | 51 | 214079052
TRANE | 5TWR5048A1 | 5TXCD010AS3+TSTAT | S8X1D120M5PTC | 45500 | 43500 | 16 | 12 | 8.1 | 2.1 | 66 | 51 | 214079051
AMERICAN STANDARD | 5A6H5048A1 | 5TXCD010AS3+TSTAT | S8X1D120M5PSC | 45500 | 43500 | 16 | 12 | 8.1 | 2.1 | 66 | 51 | 214079050
TRANE | 5TWR5048A1 | 5TXCD010AS3+TSTAT | S8X1D120M5PSC | 45500 | 43500 | 16 | 12 | 8.1 | 2.1 | 66 | 51 | 214079049
AMERICAN STANDARD | 5A6H5048A1 | 5TXCC007AS3+TSTAT | S9V2C100U4VSB | 43500 | 44000 | 15.2 | 11.7 | 8.1 | 2 | 67 | 51 | 214079038
TRANE | 5TWR5048A1 | 5TXCC007AS3+TSTAT | S9V2C100U4VSB | 43500 | 44000 | 15.2 | 11.7 | 8.1 | 2 | 67 | 51 | 214079037
AMERICAN STANDARD | 5A6H5048A1 | 5TXCC007AS3+TSTAT | S9V2C100U5PSB | 44000 | 44000 | 15.2 | 11.7 | 8.1 | 2 | 67 | 51 | 214079028
TRANE | 5TWR5048A1 | 5TXCC007AS3+TSTAT | S9V2C100U5PSB | 44000 | 44000 | 15.2 | 11.7 | 8.1 | 2 | 67 | 51 | 214079027
AMERICAN STANDARD | 5A6H5048A1 | 5TXCC007AS3+TSTAT | S9V2C100U5PSC | 44000 | 44000 | 15.2 | 11.7 | 8.1 | 2 | 67 | 51 | 214079026
TRANE | 5TWR5048A1 | 5TXCC007AS3+TSTAT | S9V2C100U5PSC | 44000 | 44000 | 15.2 | 11.7 | 8.1 | 2 | 67 | 51 | 214079025
AMERICAN STANDARD | 5A6H5048A1 | 5TXCC007AS3+TSTAT | S9X1C100U5PSB | 43500 | 44000 | 15.2 | 11.7 | 8.1 | 2 | 66 | 51 | 214079024
TRANE | 5TWR5048A1 | 5TXCC007AS3+TSTAT | S9X1C100U5PSB | 43500 | 44000 | 15.2 | 11.7 | 8.1 | 2 | 66 | 51 | 214079023
AMERICAN STANDARD | 5A6H5048A1 | 5TXCC007AS3+TSTAT | S9X2C100U5PSB | 43500 | 44000 | 15.2 | 11.7 | 8.1 | 2 | 66 | 51 | 214079022
TRANE | 5TWR5048A1 | 5TXCC007AS3+TSTAT | S9X2C100U5PSB | 43500 | 44000 | 15.2 | 11.7 | 8.1 | 2 | 66 | 51 | 214079021
TRANE | 4TWV0X24A1 | 4PX*BU36BS3 | S9V2B080U4PSC+RP | 23800 | 20800 | 19 | 12.7 | 8.5 | 1.8 | 81 | 62 | 214639417
AMERICAN STANDARD | 4A6V0X24A1 | 4PX*BU36BS3 | S9V2B060U4PSC+RP | 24000 | 20800 | 18.5 | 12.7 | 8.5 | 1.8 | 81 | 62 | 214639416
TRANE | 4TWV0X24A1 | 4PX*BU36BS3 | S9V2B060U4PSC+RP | 24000 | 20800 | 18.5 | 12.7 | 8.5 | 1.8 | 81 | 62 | 214639415
AMERICAN STANDARD | 4A6L9060A1 | 4TXCD010DS3 | S9V2D120U5PSC+RP | 58500 | 55000 | 19 | 10 | 8.7 | 2 | 71 | 59 | 214639402
TRANE | 4TWL9060A1 | 4TXCD010DS3 | S9V2D120U5PSC+RP | 58500 | 55000 | 19 | 10 | 8.7 | 2 | 71 | 59 | 214639401
AMERICAN STANDARD | 4A6L9060A1 | 4TXCD010DS3 | S9V2C080U5PSC+RP | 56500 | 53500 | 19 | 10 | 8.5 | 2 | 70 | 57 | 214639400
TRANE | 4TWL9060A1 | 4TXCD010DS3 | S9V2C080U5PSC+RP | 56500 | 53500 | 19 | 10 | 8.5 | 2 | 70 | 57 | 214639399
AMERICAN STANDARD | 4A6L9060A1 | 4TXCD010DS3 | S9V2C100U5PSC+RP | 56500 | 53500 | 19 | 10 | 8.5 | 2 | 70 | 58 | 214639398
TRANE | 4TWL9060A1 | 4TXCD010DS3 | S9V2C100U5PSC+RP | 56500 | 53500 | 19 | 10 | 8.5 | 2 | 70 | 58 | 214639397
AMERICAN STANDARD | 4A6L9060A1 | 4TXCD008DS3 | S9V2C100U5PSC+RP | 55000 | 54000 | 19 | 10 | 8.5 | 2 | 70 | 57 | 214639396
TRANE | 4TWL9060A1 | 4TXCD008DS3 | S9V2C100U5PSC+RP | 55000 | 54000 | 19 | 10 | 8.5 | 2 | 70 | 57 | 214639395
AMERICAN STANDARD | 4A6L9060A1 | 4TXCD008DS3 | S9V2C080U5PSC+RP | 55000 | 54000 | 19 | 10 | 8.5 | 2 | 70 | 57 | 214639394
TRANE | 4TWL9060A1 | 4TXCD008DS3 | S9V2C080U5PSC+RP | 55000 | 54000 | 19 | 10 | 8.5 | 2 | 70 | 57 | 214639393
AMERICAN STANDARD | 4A6L9060A1 | 4TXCD008DS3 | S9V2D120U5PSC+RP | 57000 | 55500 | 19 | 10 | 8.7 | 2 | 71 | 59 | 214639392
TRANE | 4TWL9060A1 | 4TXCD008DS3 | S9V2D120U5PSC+RP | 57000 | 55500 | 19 | 10 | 8.7 | 2 | 71 | 59 | 214639391
AMERICAN STANDARD | 4A6L9060A1 | 4TXCC009DS3 | S9V2C080U5PSC+RP | 58000 | 55500 | 19 | 10 | 8.7 | 2.1 | 69 | 57 | 214639386
TRANE | 4TWL9060A1 | 4TXCC009DS3 | S9V2C080U5PSC+RP | 58000 | 55500 | 19 | 10 | 8.7 | 2.1 | 69 | 57 | 214639385
AMERICAN STANDARD | 4A6L9060A1 | 4TXCC009DS3 | S9V2C100U5PSC+RP | 58500 | 55500 | 19 | 10 | 8.7 | 2.1 | 70 | 57 | 214639384
TRANE | 4TWL9060A1 | 4TXCC009DS3 | S9V2C100U5PSC+RP | 58500 | 55500 | 19 | 10 | 8.7 | 2.1 | 70 | 57 | 214639383
AMERICAN STANDARD | 4A6L9060A1 | 4TXCC007DS3 | S9V2C080U5PSC+RP | 56500 | 56000 | 19 | 10 | 8.7 | 2.1 | 70 | 58 | 214639380
TRANE | 4TWL9060A1 | 4TXCC007DS3 | S9V2C080U5PSC+RP | 56500 | 56000 | 19 | 10 | 8.7 | 2.1 | 70 | 58 | 214639379
AMERICAN STANDARD | 4A6L9060A1 | 4PX*DU60BS3 | S9V2D120U5VSB+RP | 58500 | 55000 | 19 | 10 | 8.7 | 2 | 71 | 59 | 214639374
AMERICAN STANDARD | 4A6L9060A1 | 4PX*DU60BS3 | S9V2C100U5PSC+RP | 56500 | 53500 | 19 | 10 | 8.5 | 2 | 70 | 58 | 214639366
TRANE | 4TWL9060A1 | 4PX*DU60BS3 | S9V2C100U5PSC+RP | 56500 | 53500 | 19 | 10 | 8.5 | 2 | 70 | 58 | 214639365
TRANE | 4TWL9060A1 | 4PX*DU60BS3 | S9V2D120U5PSC+RP | 58500 | 55000 | 19 | 10 | 8.7 | 2 | 71 | 59 | 214639369
AMERICAN STANDARD | 4A6L9060A1 | 4PX*DU60BS3 | S9V2C080U5PSC+RP | 56500 | 53500 | 19 | 10 | 8.2 | 2 | 70 | 58 | 214639368
AMERICAN STANDARD | 4A6L9060A1 | 4PX*DD60BS3 | S9V2D120D5PSC+RP | 57000 | 55000 | 19 | 10 | 8.7 | 2 | 71 | 59 | 214639352
TRANE | 4TWL9060A1 | 4PX*DD60BS3 | S9V2D120D5PSC+RP | 57000 | 55000 | 19 | 10 | 8.7 | 2 | 71 | 59 | 214639351
TRANE | 4TWL9060A1 | 4PX*DD60BS3+HORIZ-RT | S9V2D120U5PSC+RP | 57000 | 55000 | 19 | 10 | 8.7 | 2 | 71 | 59 | 214639359
AMERICAN STANDARD | 4A6L9060A1 | 4PX*DD60BS3+HORIZ-RT | S9V2C100U5PSC+RP | 55000 | 53500 | 19 | 10 | 8.5 | 2 | 70 | 57 | 214639358
TRANE | 4TWL9060A1 | 4PX*DD60BS3+HORIZ-RT | S9V2C100U5PSC+RP | 55000 | 53500 | 19 | 10 | 8.5 | 2 | 70 | 57 | 214639357
AMERICAN STANDARD | 4A6L9060A1 | 4PX*DD60BS3+HORIZ-RT | S9V2C080U5PSC+RP | 55000 | 53500 | 19 | 10 | 8.2 | 2 | 70 | 57 | 214639356
TRANE | 4TWL9060A1 | 4PX*DD60BS3+HORIZ-RT | S9V2C080U5PSC+RP | 55000 | 53500 | 19 | 10 | 8.2 | 2 | 70 | 57 | 214639355
AMERICAN STANDARD | 4A6L9060A1 | 4PX*CU60BS3 | S9V2C100U5PSC+RP | 58500 | 55500 | 19 | 10 | 8.7 | 2.1 | 69 | 57 | 214639348
TRANE | 4TWL9060A1 | 4PX*CU60BS3 | S9V2C100U5PSC+RP | 58500 | 55500 | 19 | 10 | 8.7 | 2.1 | 69 | 57 | 214639347
AMERICAN STANDARD | 4A6L9060A1 | 4PX*CU60BS3 | S9V2C080U5PSC+RP | 58000 | 55500 | 19 | 10 | 8.7 | 2.1 | 69 | 57 | 214639346
TRANE | 5TWR5042A1 | 5TXCD010AS3+TSTAT | S9V2D120D5PSB | 37600 | 38000 | 15.2 | 11.7 | 8.1 | 2.1 | 65 | 50 | 214078937
AMERICAN STANDARD | 5A6H5042A1 | 5TXCC007AS3+TSTAT | *UHMC100ACV4 | 40000 | 39500 | 15.2 | 12 | 8.1 | 2.1 | 64 | 49 | 214078936
TRANE | 5TWR5042A1 | 5TXCC007AS3+TSTAT | *UHMC100ACV4 | 40000 | 39500 | 15.2 | 12 | 8.1 | 2.1 | 64 | 49 | 214078935
AMERICAN STANDARD | 5A6H5042A1 | 5TXCC007AS3+TSTAT | *UHMC100CCV4 | 40000 | 39500 | 15.2 | 12 | 8.1 | 2.1 | 64 | 49 | 214078934
TRANE | 5TWR5042A1 | 5TXCC007AS3+TSTAT | *UHMC100CCV4 | 40000 | 39500 | 15.2 | 12 | 8.1 | 2.1 | 64 | 49 | 214078933
AMERICAN STANDARD | 5A6H5042A1 | 5TXCC007AS3+TSTAT | L8V1C100U5VSB | 40000 | 40000 | 16 | 12 | 8.1 | 2.1 | 64 | 48 | 214078932
TRANE | 5TWR5042A1 | 5TXCC007AS3+TSTAT | L8V1C100U5VSB | 40000 | 40000 | 16 | 12 | 8.1 | 2.1 | 64 | 48 | 214078931
AMERICAN STANDARD | 5A6H5042A1 | 5TXCC007AS3+TSTAT+P0V0C000M50SC |  | 40500 | 40000 | 16 | 12 | 8.1 | 2.1 | 64 | 48 | 214078928
TRANE | 5TWR5042A1 | 5TXCC007AS3+TSTAT+P0V0C000M50SC |  | 40500 | 40000 | 16 | 12 | 8.1 | 2.1 | 64 | 48 | 214078927
AMERICAN STANDARD | 5A6H5042A1 | 5TXCC007AS3+TSTAT+P0V0C000M50SD |  | 40500 | 40000 | 16 | 12 | 8.1 | 2.1 | 64 | 48 | 214078926
TRANE | 5TWR5042A1 | 5TXCC007AS3+TSTAT+P0V0C000M50SD |  | 40500 | 40000 | 16 | 12 | 8.1 | 2.1 | 64 | 48 | 214078925
AMERICAN STANDARD | 5A6H5042A1 | 5TXCC007AS3+TSTAT | S8V2C080M5PCA | 40000 | 40000 | 15.2 | 12 | 8.1 | 2.1 | 64 | 48 | 214078924
TRANE | 5TWR5042A1 | 5TXCC007AS3+TSTAT | S8V2C080M5PCA | 40000 | 40000 | 15.2 | 12 | 8.1 | 2.1 | 64 | 48 | 214078923
AMERICAN STANDARD | 5A6H5042A1 | 5TXCC007AS3+TSTAT | S8V2C080M5PCB | 40000 | 40000 | 16 | 12 | 8.1 | 2.1 | 64 | 49 | 214078922
TRANE | 5TWR5042A1 | 5TXCC007AS3+TSTAT | S8V2C080M5PCB | 40000 | 40000 | 16 | 12 | 8.1 | 2.1 | 64 | 49 | 214078921
AMERICAN STANDARD | 5A6H5042A1 | 5TXCC007AS3+TSTAT | S8V2C080M5PDA | 40000 | 40000 | 15.2 | 12 | 8.1 | 2.1 | 64 | 48 | 214078920
TRANE | 5TWR5042A1 | 5TXCC007AS3+TSTAT | S8V2C080M5PDA | 40000 | 40000 | 15.2 | 12 | 8.1 | 2.1 | 64 | 48 | 214078919
AMERICAN STANDARD | 5A6H5042A1 | 5TXCC007AS3+TSTAT | S8V2C080M5PDB | 40000 | 40000 | 16 | 12 | 8.1 | 2.1 | 64 | 49 | 214078918
TRANE | 5TWR5042A1 | 5TXCC007AS3+TSTAT | S8V2C080M5PDB | 40000 | 40000 | 16 | 12 | 8.1 | 2.1 | 64 | 49 | 214078917
AMERICAN STANDARD | 5A6H5042A1 | 5TXCC007AS3+TSTAT | S9X2C100U5PSB | 40000 | 40000 | 15.2 | 12 | 8.1 | 2.1 | 64 | 48 | 214078916
TRANE | 5TWR5042A1 | 5TXCC007AS3+TSTAT | S9X2C100U5PSB | 40000 | 40000 | 15.2 | 12 | 8.1 | 2.1 | 64 | 48 | 214078915
AMERICAN STANDARD | 5A6H5042A1 | 5TXCC007AS3+TSTAT | S9X2C080U5PSB | 39000 | 39500 | 15.2 | 12 | 8.1 | 2.1 | 65 | 49 | 214078914
TRANE | 5TWR5042A1 | 5TXCC007AS3+TSTAT | S9X2C080U5PSB | 39000 | 39500 | 15.2 | 12 | 8.1 | 2.1 | 65 | 49 | 214078913
AMERICAN STANDARD | 5A6H5042A1 | 5TXCC007AS3+TSTAT | S9X1C100U5PSB | 40000 | 40000 | 15.2 | 12 | 8.1 | 2.1 | 64 | 48 | 214078912
TRANE | 5TWR5042A1 | 5TXCC007AS3+TSTAT | S9X1C100U5PSB | 40000 | 40000 | 15.2 | 12 | 8.1 | 2.1 | 64 | 48 | 214078911
AMERICAN STANDARD | 5A6H5042A1 | 5TXCC007AS3+TSTAT | S9X1C080U5PSB | 39000 | 39500 | 15.2 | 12 | 8.1 | 2.1 | 65 | 49 | 214078910
TRANE | 5TWR5042A1 | 5TXCC007AS3+TSTAT | S9X1C080U5PSB | 39000 | 39500 | 15.2 | 12 | 8.1 | 2.1 | 65 | 49 | 214078909
AMERICAN STANDARD | 5A6H5042A1 | 5TXCC007AS3+TSTAT | S9V2C100U5PSC | 40000 | 40000 | 16 | 12 | 8.1 | 2.1 | 64 | 48 | 214078908
TRANE | 5TWR5042A1 | 5TXCC007AS3+TSTAT | S9V2C100U5PSC | 40000 | 40000 | 16 | 12 | 8.1 | 2.1 | 64 | 48 | 214078907
AMERICAN STANDARD | 5A6H5042A1 | 5TXCC007AS3+TSTAT | S9V2C100U5PSB | 40000 | 39500 | 15.2 | 12 | 8.1 | 2.1 | 64 | 49 | 214078906
TRANE | 5TWR5042A1 | 5TXCC007AS3+TSTAT | S9V2C100U5PSB | 40000 | 39500 | 15.2 | 12 | 8.1 | 2.1 | 64 | 49 | 214078905
AMERICAN STANDARD | 5A6H5042A1 | 5TXCC007AS3+TSTAT | S9V2C100U4VSB | 40000 | 40000 | 16 | 12 | 8.1 | 2.1 | 64 | 48 | 214078904
TRANE | 5TWR5042A1 | 5TXCC007AS3+TSTAT | S9V2C100U4VSB | 40000 | 40000 | 16 | 12 | 8.1 | 2.1 | 64 | 48 | 214078903
AMERICAN STANDARD | 5A6H5042A1 | 5TXCC007AS3+TSTAT | S9V2C100U4VSA | 39500 | 39500 | 16 | 12 | 8.1 | 2.1 | 65 | 49 | 214078902
TRANE | 5TWR5042A1 | 5TXCC007AS3+TSTAT | S9V2C100U4VSA | 39500 | 39500 | 16 | 12 | 8.1 | 2.1 | 65 | 49 | 214078901
AMERICAN STANDARD | 5A6H5042A1 | 5TXCC007AS3+TSTAT | S9V2C080U5PSC | 40000 | 40000 | 16 | 12 | 8.1 | 2.1 | 64 | 48 | 214078900
TRANE | 5TWR5042A1 | 5TXCC007AS3+TSTAT | S9V2C080U5PSC | 40000 | 40000 | 16 | 12 | 8.1 | 2.1 | 64 | 48 | 214078899
AMERICAN STANDARD | 5A6H5042A1 | 5TXCC007AS3+TSTAT | S9V2C080U5PSB | 40000 | 39500 | 15.2 | 12 | 8.1 | 2.1 | 64 | 49 | 214078898
TRANE | 5TWR5042A1 | 5TXCC007AS3+TSTAT | S9V2C080U5PSB | 40000 | 39500 | 15.2 | 12 | 8.1 | 2.1 | 64 | 49 | 214078897
AMERICAN STANDARD | 5A6H5042A1 | 5TXCC007AS3+TSTAT | S8X2C100M5PTC | 40000 | 40000 | 16 | 12 | 8.1 | 2.1 | 64 | 49 | 214078896
TRANE | 5TWR5042A1 | 5TXCC007AS3+TSTAT | S8X2C100M5PTC | 40000 | 40000 | 16 | 12 | 8.1 | 2.1 | 64 | 49 | 214078895
AMERICAN STANDARD | 5A6H5042A1 | 5TXCC007AS3+TSTAT | S8X2C100M5PSC | 40000 | 40000 | 16 | 12 | 8.1 | 2.1 | 64 | 49 | 214078894
TRANE | 5TWR5042A1 | 5TXCC007AS3+TSTAT | S8X2C100M5PSC | 40000 | 40000 | 16 | 12 | 8.1 | 2.1 | 64 | 49 | 214078893
AMERICAN STANDARD | 5A6H5042A1 | 5TXCC007AS3+TSTAT | S8X2C080M5PTC | 40000 | 40000 | 16 | 12 | 8.1 | 2.1 | 64 | 48 | 214078892
TRANE | 5TWR5042A1 | 5TXCC007AS3+TSTAT | S8X2C080M5PTC | 40000 | 40000 | 16 | 12 | 8.1 | 2.1 | 64 | 48 | 214078891
AMERICAN STANDARD | 5A6H5042A1 | 5TXCC007AS3+TSTAT | S8X2C080M5PSC | 40000 | 40000 | 16 | 12 | 8.1 | 2.1 | 64 | 48 | 214078890
TRANE | 5TWR5042A1 | 5TXCC007AS3+TSTAT | S8X2C080M5PSC | 40000 | 40000 | 16 | 12 | 8.1 | 2.1 | 64 | 48 | 214078889
AMERICAN STANDARD | 5A6H5042A1 | 5TXCC007AS3+TSTAT | S8X1C100M5PTC | 40000 | 40000 | 16 | 12 | 8.1 | 2.1 | 64 | 49 | 214078888
TRANE | 5TWR5042A1 | 5TXCC007AS3+TSTAT | S8X1C100M5PTC | 40000 | 40000 | 16 | 12 | 8.1 | 2.1 | 64 | 49 | 214078887
AMERICAN STANDARD | 5A6H5042A1 | 5TXCC007AS3+TSTAT | S8X1C100M5PSC | 40000 | 40000 | 16 | 12 | 8.1 | 2.1 | 64 | 49 | 214078886
TRANE | 5TWR5042A1 | 5TXCC007AS3+TSTAT | S8X1C100M5PSC | 40000 | 40000 | 16 | 12 | 8.1 | 2.1 | 64 | 49 | 214078885
AMERICAN STANDARD | 5A6H5042A1 | 5TXCC007AS3+TSTAT | S8X1C080M5PTC | 40000 | 40000 | 16 | 12 | 8.1 | 2.1 | 64 | 48 | 214078884
TRANE | 5TWR5042A1 | 5TXCC007AS3+TSTAT | S8X1C080M5PTC | 40000 | 40000 | 16 | 12 | 8.1 | 2.1 | 64 | 48 | 214078883
AMERICAN STANDARD | 5A6H5042A1 | 5TXCC007AS3+TSTAT | S8X1C080M5PSC | 40000 | 40000 | 16 | 12 | 8.1 | 2.1 | 64 | 48 | 214078882
TRANE | 5TWR5042A1 | 5TXCC007AS3+TSTAT | S8X1C080M5PSC | 40000 | 40000 | 16 | 12 | 8.1 | 2.1 | 64 | 48 | 214078881
AMERICAN STANDARD | 5A6H5042A1 | 5TXCC007AS3+TSTAT | S8V2C100M5PDB | 40000 | 40000 | 16 | 12 | 8.1 | 2.1 | 65 | 49 | 214078880
TRANE | 5TWR5042A1 | 5TXCC007AS3+TSTAT | S8V2C100M5PDB | 40000 | 40000 | 16 | 12 | 8.1 | 2.1 | 65 | 49 | 214078879
AMERICAN STANDARD | 5A6H5042A1 | 5TXCC007AS3+TSTAT | S8V2C100M5PDA | 40000 | 40000 | 15.2 | 12 | 8.1 | 2.1 | 64 | 48 | 214078878
TRANE | 5TWR5042A1 | 5TXCC007AS3+TSTAT | S8V2C100M5PDA | 40000 | 40000 | 15.2 | 12 | 8.1 | 2.1 | 64 | 48 | 214078877
AMERICAN STANDARD | 5A6H5042A1 | 5TXCC007AS3+TSTAT | S8V2C100M5PCB | 40000 | 40000 | 16 | 12 | 8.1 | 2.1 | 65 | 49 | 214078876
TRANE | 5TWR5042A1 | 5TXCC007AS3+TSTAT | S8V2C100M5PCB | 40000 | 40000 | 16 | 12 | 8.1 | 2.1 | 65 | 49 | 214078875
AMERICAN STANDARD | 5A6H5042A1 | 5TXCC007AS3+TSTAT | S8V2C100M5PCA | 40000 | 40000 | 15.2 | 12 | 8.1 | 2.1 | 64 | 48 | 214078874
TRANE | 5TWR5042A1 | 5TXCC007AS3+TSTAT | S8V2C100M5PCA | 40000 | 40000 | 15.2 | 12 | 8.1 | 2.1 | 64 | 48 | 214078873
AMERICAN STANDARD | 5A6H5042A1 | 5TXCC007AS3+TSTAT | S9V2C100D5PSC | 37400 | 38000 | 15.2 | 11.7 | 8.1 | 2.1 | 66 | 51 | 214078872
TRANE | 5TWR5042A1 | 5TXCC007AS3+TSTAT | S9V2C100D5PSC | 37400 | 38000 | 15.2 | 11.7 | 8.1 | 2.1 | 66 | 51 | 214078871
AMERICAN STANDARD | 5A6H5042A1 | 5TXCB006AS3+TSTAT | S9X1B080U4PSB | 39000 | 39000 | 15.2 | 12 | 8.1 | 2.1 | 65 | 49 | 214078870
TRANE | 5TWR5042A1 | 5TXCB006AS3+TSTAT | S9X1B080U4PSB | 39000 | 39000 | 15.2 | 12 | 8.1 | 2.1 | 65 | 49 | 214078869
AMERICAN STANDARD | 5A6H5042A1 | 5TXCB006AS3+TSTAT | S9X1B060U4PSB | 38000 | 39000 | 15.2 | 12 | 8.1 | 2.1 | 65 | 49 | 214078868
TRANE | 5TWR5042A1 | 5TXCB006AS3+TSTAT | S9X1B060U4PSB | 38000 | 39000 | 15.2 | 12 | 8.1 | 2.1 | 65 | 49 | 214078867
AMERICAN STANDARD | 5A6H5042A1 | 5TXCB006AS3+TSTAT | S9V2B080U4VSB | 39000 | 40000 | 15.2 | 12 | 8.1 | 2.1 | 65 | 49 | 214078866
TRANE | 5TWR5042A1 | 5TXCB006AS3+TSTAT | S9V2B080U4VSB | 39000 | 40000 | 15.2 | 12 | 8.1 | 2.1 | 65 | 49 | 214078865
AMERICAN STANDARD | 5A6H5042A1 | 5TXCB006AS3+TSTAT | S9V2B080U4VSA | 39000 | 40000 | 15.2 | 12 | 8.1 | 2.1 | 65 | 49 | 214078864
TRANE | 5TWR5042A1 | 5TXCB006AS3+TSTAT | S9V2B080U4VSA | 39000 | 40000 | 15.2 | 12 | 8.1 | 2.1 | 65 | 49 | 214078863
AMERICAN STANDARD | 5A6H5042A1 | 5TXCB006AS3+TSTAT | S9V2B080U4PSC | 39500 | 40000 | 15.2 | 12 | 8.1 | 2.1 | 65 | 49 | 214078862
TRANE | 5TWR5042A1 | 5TXCB006AS3+TSTAT | S9V2B080U4PSC | 39500 | 40000 | 15.2 | 12 | 8.1 | 2.1 | 65 | 49 | 214078861
AMERICAN STANDARD | 5A6H5042A1 | 5TXCB006AS3+TSTAT | S9V2B080U4PSB | 39000 | 39000 | 15.2 | 12 | 8.1 | 2.1 | 65 | 49 | 214078860
TRANE | 5TWR5042A1 | 5TXCB006AS3+TSTAT | S9V2B080U4PSB | 39000 | 39000 | 15.2 | 12 | 8.1 | 2.1 | 65 | 49 | 214078859
AMERICAN STANDARD | 5A6H5042A1 | 5TXCB006AS3+TSTAT | S9V2B060U4PSC | 39000 | 39500 | 15.2 | 12 | 8.1 | 2.1 | 65 | 49 | 214078858
TRANE | 4TWL9048A1 | 4PX*CU48BS3 | S9V2C100U5PSC+RP | 47500 | 45500 | 18.5 | 11.5 | 9 | 2.2 | 71 | 57 | 214639273
AMERICAN STANDARD | 4A6L9048A1 | 4PX*CU48BS3 | S9V2C100D4VSB+RP | 44500 | 43500 | 17 | 10 | 8.7 | 2.1 | 73 | 59 | 214639272
TRANE | 4TWL9048A1 | 4PX*CU48BS3 | S9V2C100D4VSB+RP | 44500 | 43500 | 17 | 10 | 8.7 | 2.1 | 73 | 59 | 214639271
AMERICAN STANDARD | 4A6L9048A1 | 4PX*CU48BS3 | S9V2C100D5PSC+RP | 44500 | 43500 | 17 | 10 | 8.7 | 2.1 | 73 | 59 | 214639270
TRANE | 4TWL9048A1 | 4PX*CU48BS3 | S9V2C100D5PSC+RP | 44500 | 43500 | 17 | 10 | 8.7 | 2.1 | 73 | 59 | 214639269
AMERICAN STANDARD | 4A6L9048A1 | 4PX*CU42BS3 | S9V2C100D5PSC+RP | 46000 | 44000 | 17.5 | 11.2 | 8.5 | 2.1 | 73 | 59 | 214639268
TRANE | 4TWL9048A1 | 4PX*CU42BS3 | S9V2C100D5PSC+RP | 46000 | 44000 | 17.5 | 11.2 | 8.5 | 2.1 | 73 | 59 | 214639267
AMERICAN STANDARD | 4A6L9048A1 | 4PX*CU42BS3 | S9V2C100U4VSB+RP | 47500 | 46000 | 18 | 11.5 | 9 | 2.2 | 71 | 57 | 214639266
TRANE | 4TWL9048A1 | 4PX*CU42BS3 | S9V2C100U4VSB+RP | 47500 | 46000 | 18 | 11.5 | 9 | 2.2 | 71 | 57 | 214639265
AMERICAN STANDARD | 4A6L9048A1 | 4PX*CU42BS3 | S9V2C100D4VSB+RP | 46000 | 44000 | 17.5 | 11.2 | 8.5 | 2.1 | 73 | 59 | 214639264
TRANE | 4TWL9048A1 | 4PX*CU42BS3 | S9V2C100D4VSB+RP | 46000 | 44000 | 17.5 | 11.2 | 8.5 | 2.1 | 73 | 59 | 214639263
AMERICAN STANDARD | 4A6L9048A1 | 4PX*CU42BS3 | S9V2C080U5PSC+RP | 47500 | 46000 | 18.5 | 11.5 | 9 | 2.2 | 71 | 57 | 214639262
TRANE | 4TWL9048A1 | 4PX*CU42BS3 | S9V2C080U5PSC+RP | 47500 | 46000 | 18.5 | 11.5 | 9 | 2.2 | 71 | 57 | 214639261
AMERICAN STANDARD | 4A6L9048A1 | 4PX*CD60BS3+HORIZ-RT | S9V2C100U4VSB+RP | 48500 | 44500 | 19 | 11.7 | 8.7 | 2.2 | 71 | 58 | 214639260
TRANE | 4TWL9048A1 | 4PX*CD60BS3+HORIZ-RT | S9V2C100U4VSB+RP | 48500 | 44500 | 19 | 11.7 | 8.7 | 2.2 | 71 | 58 | 214639259
AMERICAN STANDARD | 4A6L9048A1 | 4PX*CD60BS3+HORIZ-RT | S9V2C100U5PSC+RP | 48500 | 44500 | 19 | 11.7 | 8.7 | 2.2 | 71 | 58 | 214639258
TRANE | 4TWL9048A1 | 4PX*CD60BS3+HORIZ-RT | S9V2C100U5PSC+RP | 48500 | 44500 | 19 | 11.7 | 8.7 | 2.2 | 71 | 58 | 214639257
AMERICAN STANDARD | 4A6L9048A1 | 4PX*CD60BS3 | S9V2C100D4VSB+RP | 48500 | 44500 | 19 | 11.7 | 8.7 | 2.2 | 71 | 58 | 214639256
TRANE | 4TWL9048A1 | 4PX*CD60BS3 | S9V2C100D4VSB+RP | 48500 | 44500 | 19 | 11.7 | 8.7 | 2.2 | 71 | 58 | 214639255
AMERICAN STANDARD | 4A6L9048A1 | 4PX*BU48BS3 | S9V2B060U4PSC+RP | 47000 | 45500 | 19 | 11.2 | 8.7 | 2.2 | 71 | 57 | 214639254
TRANE | 4TWL9048A1 | 4PX*BU48BS3 | S9V2B060U4PSC+RP | 47000 | 45500 | 19 | 11.2 | 8.7 | 2.2 | 71 | 57 | 214639253
AMERICAN STANDARD | 4A6L9048A1 | 4PX*BU48BS3 | S9V2B080D4VSB+RP | 44000 | 43500 | 17.5 | 10 | 8.7 | 2.1 | 73 | 59 | 214639252
TRANE | 4TWL9048A1 | 4PX*BU48BS3 | S9V2B080D4VSB+RP | 44000 | 43500 | 17.5 | 10 | 8.7 | 2.1 | 73 | 59 | 214639251
AMERICAN STANDARD | 4A6L9048A1 | 4PX*BU48BS3 | S9V2B080D4PSC+RP | 44000 | 43500 | 17.5 | 10 | 8.7 | 2.1 | 73 | 59 | 214639250
TRANE | 4TWL9048A1 | 4PX*BU48BS3 | S9V2B080D4PSC+RP | 44000 | 43500 | 17.5 | 10 | 8.7 | 2.1 | 73 | 59 | 214639249
AMERICAN STANDARD | 4A6L9048A1 | 4PX*BU48BS3 | S9V2B080U4VSB+RP | 47000 | 45500 | 19 | 11.2 | 9 | 2.2 | 71 | 57 | 214639248
TRANE | 4TWL9048A1 | 4PX*BU48BS3 | S9V2B080U4VSB+RP | 47000 | 45500 | 19 | 11.2 | 9 | 2.2 | 71 | 57 | 214639247
AMERICAN STANDARD | 4A6L9048A1 | 4PX*BU48BS3 | S9V2B080U4PSC+RP | 47000 | 45500 | 19 | 11.2 | 9 | 2.2 | 72 | 58 | 214639246
TRANE | 4TWL9048A1 | 4PX*BU48BS3 | S9V2B080U4PSC+RP | 47000 | 45500 | 19 | 11.2 | 9 | 2.2 | 72 | 58 | 214639245
AMERICAN STANDARD | 4A6L9036A1 | 4TXCC009DS3 | S9V2C100U5PSC+RP | 37800 | 34000 | 17.5 | 12 | 8.7 | 2.3 | 68 | 54 | 214639244
TRANE | 4TWL9036A1 | 4TXCC009DS3 | S9V2C100U5PSC+RP | 37800 | 34000 | 17.5 | 12 | 8.7 | 2.3 | 68 | 54 | 214639243
AMERICAN STANDARD | 4A6L9036A1 | 4TXCC009DS3 | S9V2C080U5PSC+RP | 37800 | 34000 | 17.5 | 12 | 8.7 | 2.3 | 68 | 54 | 214639242
TRANE | 4TWL9036A1 | 4TXCC009DS3 | S9V2C080U5PSC+RP | 37800 | 34000 | 17.5 | 12 | 8.7 | 2.3 | 68 | 54 | 214639241
AMERICAN STANDARD | 4A6L9036A1 | 4TXCC007DS3 | S9V2C100D4VSB+RP | 34800 | 33200 | 16 | 11.2 | 9 | 2.2 | 69 | 55 | 214639240
TRANE | 4TWL9036A1 | 4TXCC007DS3 | S9V2C100D4VSB+RP | 34800 | 33200 | 16 | 11.2 | 9 | 2.2 | 69 | 55 | 214639239
AMERICAN STANDARD | 4A6L9036A1 | 4TXCC007DS3 | S9V2C100U5PSC+RP | 37200 | 34400 | 17 | 11.7 | 9 | 2.3 | 68 | 53 | 214639238
TRANE | 4TWL9036A1 | 4TXCC007DS3 | S9V2C100U5PSC+RP | 37200 | 34400 | 17 | 11.7 | 9 | 2.3 | 68 | 53 | 214639237
AMERICAN STANDARD | 4A6L9036A1 | 4TXCC007DS3 | S9V2C100D5PSC+RP | 34800 | 33200 | 16 | 11.2 | 9 | 2.3 | 69 | 55 | 214639236
TRANE | 4TWL9036A1 | 4TXCC007DS3 | S9V2C100D5PSC+RP | 34800 | 33200 | 16 | 11.2 | 9 | 2.3 | 69 | 55 | 214639235
AMERICAN STANDARD | 4A6L9036A1 | 4TXCC007DS3 | S9V2C100U4VSB+RP | 37200 | 34400 | 17 | 11.7 | 8.7 | 2.3 | 67 | 53 | 214639234
TRANE | 4TWL9036A1 | 4TXCC007DS3 | S9V2C100U4VSB+RP | 37200 | 34400 | 17 | 11.7 | 8.7 | 2.3 | 67 | 53 | 214639233
AMERICAN STANDARD | 4A6L9036A1 | 4TXCC007DS3 | S9V2C080U5PSC+RP | 37200 | 34400 | 17.5 | 11.7 | 8.7 | 2.3 | 68 | 53 | 214639232
TRANE | 4TWL9036A1 | 4TXCC007DS3 | S9V2C080U5PSC+RP | 37200 | 34400 | 17.5 | 11.7 | 8.7 | 2.3 | 68 | 53 | 214639231
AMERICAN STANDARD | 4A6L9036A1 | 4TXCC005DS3 | S9V2C100D5PSC+RP | 33800 | 33800 | 15.2 | 10 | 8.5 | 2.1 | 69 | 54 | 214639230
TRANE | 4TWL9036A1 | 4TXCC005DS3 | S9V2C100D5PSC+RP | 33800 | 33800 | 15.2 | 10 | 8.5 | 2.1 | 69 | 54 | 214639229
AMERICAN STANDARD | 4A6L9036A1 | 4TXCC005DS3 | S9V2C100D4VSB+RP | 33800 | 33800 | 15.2 | 10 | 8.5 | 2.1 | 69 | 54 | 214639228
TRANE | 4TWL9036A1 | 4TXCC005DS3 | S9V2C100D4VSB+RP | 33800 | 33800 | 15.2 | 10 | 8.5 | 2.1 | 69 | 54 | 214639227
AMERICAN STANDARD | 4A6L9036A1 | 4TXCC005DS3 | S9V2C100U4VSB+RP | 36000 | 34800 | 16.5 | 11.5 | 8.7 | 2.2 | 68 | 53 | 214639226
TRANE | 4TWL9036A1 | 4TXCC005DS3 | S9V2C100U4VSB+RP | 36000 | 34800 | 16.5 | 11.5 | 8.7 | 2.2 | 68 | 53 | 214639225
AMERICAN STANDARD | 4A6L9036A1 | 4TXCB006DS3 | S9V2B060D3PSC+RP | 34200 | 33400 | 16.5 | 10 | 8.7 | 2.2 | 69 | 55 | 214639224
TRANE | 4TWL9036A1 | 4TXCB006DS3 | S9V2B060D3PSC+RP | 34200 | 33400 | 16.5 | 10 | 8.7 | 2.2 | 69 | 55 | 214639223
AMERICAN STANDARD | 4A6L9036A1 | 4TXCB006DS3 | S9V2B040D3PSC+RP | 34400 | 33400 | 16.5 | 10 | 8.7 | 2.2 | 69 | 55 | 214639222
TRANE | 4TWL9036A1 | 4TXCB006DS3 | S9V2B040D3PSC+RP | 34400 | 33400 | 16.5 | 10 | 8.7 | 2.2 | 69 | 55 | 214639221
AMERICAN STANDARD | 4A6L9036A1 | 4TXCB006DS3 | S9V2B080U4VSB+RP | 36800 | 34400 | 17.5 | 11.5 | 8.7 | 2.3 | 69 | 54 | 214639220
TRANE | 4TWL9036A1 | 4TXCB006DS3 | S9V2B080U4VSB+RP | 36800 | 34400 | 17.5 | 11.5 | 8.7 | 2.3 | 69 | 54 | 214639219
AMERICAN STANDARD | 4A6L9036A1 | 4TXCB006DS3 | S9V2B080U4PSC+RP | 36800 | 34400 | 17.5 | 11.5 | 8.7 | 2.3 | 68 | 53 | 214639218
TRANE | 4TWL9036A1 | 4TXCB006DS3 | S9V2B080U4PSC+RP | 36800 | 34400 | 17.5 | 11.5 | 8.7 | 2.3 | 68 | 53 | 214639217
AMERICAN STANDARD | 4A6L9036A1 | 4TXCB006DS3 | S9V2B060U3VSB+RP | 37000 | 34600 | 17.5 | 11.5 | 8.7 | 2.2 | 69 | 54 | 214639216
TRANE | 4TWL9036A1 | 4TXCB006DS3 | S9V2B060U3VSB+RP | 37000 | 34600 | 17.5 | 11.5 | 8.7 | 2.2 | 69 | 54 | 214639215
AMERICAN STANDARD | 4A6L9036A1 | 4TXCB006DS3 | S9V2B040U3VSB+RP | 36800 | 34600 | 17.5 | 11.5 | 8.7 | 2.3 | 68 | 54 | 214639214
TRANE | 4TWL9036A1 | 4TXCB006DS3 | S9V2B040U3VSB+RP | 36800 | 34600 | 17.5 | 11.5 | 8.7 | 2.3 | 68 | 54 | 214639213
AMERICAN STANDARD | 4A6L9036A1 | 4TXCB006DS3 | S9V2B080D4VSB+RP | 34400 | 33400 | 16 | 10 | 8.7 | 2.2 | 69 | 55 | 214639212
TRANE | 4TWL9036A1 | 4TXCB006DS3 | S9V2B080D4VSB+RP | 34400 | 33400 | 16 | 10 | 8.7 | 2.2 | 69 | 55 | 214639211
AMERICAN STANDARD | 4A6L9036A1 | 4TXCB006DS3 | S9V2B080D4PSC+RP | 34400 | 33400 | 16 | 10 | 8.7 | 2.2 | 69 | 55 | 214639210
TRANE | 4TWL9036A1 | 4TXCB006DS3 | S9V2B080D4PSC+RP | 34400 | 33400 | 16 | 10 | 8.7 | 2.2 | 69 | 55 | 214639209
AMERICAN STANDARD | 4A6L9036A1 | 4TXCB004DS3 | S9V2B060U3VSB+RP | 35600 | 35200 | 16.5 | 11.2 | 8.7 | 2.2 | 68 | 53 | 214639208
TRANE | 4TWL9036A1 | 4TXCB004DS3 | S9V2B060U3VSB+RP | 35600 | 35200 | 16.5 | 11.2 | 8.7 | 2.2 | 68 | 53 | 214639207
AMERICAN STANDARD | 4A6L9036A1 | 4TXCB004DS3 | S9V2B040U3VSB+RP | 35400 | 35200 | 17 | 11.2 | 8.7 | 2.2 | 68 | 53 | 214639206
TRANE | 4TWL9036A1 | 4TXCB004DS3 | S9V2B040U3VSB+RP | 35400 | 35200 | 17 | 11.2 | 8.7 | 2.2 | 68 | 53 | 214639205
AMERICAN STANDARD | 4A6L9036A1 | 4TXCB004DS3 | S9V2B080D4VSB+RP | 33400 | 34000 | 15.2 | 10 | 8.5 | 2.1 | 68 | 54 | 214639204
TRANE | 4TWL9036A1 | 4TXCB004DS3 | S9V2B080D4VSB+RP | 33400 | 34000 | 15.2 | 10 | 8.5 | 2.1 | 68 | 54 | 214639203
AMERICAN STANDARD | 4A6L9036A1 | 4TXCB004DS3 | S9V2B080D4PSC+RP | 33400 | 34000 | 15.2 | 10 | 8.5 | 2.1 | 68 | 54 | 214639202
TRANE | 4TWX8048A1 | TEM8B0C60V51+TDR |  | 47500 | 48500 | 16 | 12 | 8.1 | 2.16 | 64 | 49 | 211217505
TRANE | 4TWX8048A1 | TAMXB0C48V41 |  | 46000 | 47000 | 16 | 12 | 8.1 | 2.12 | 65 | 50 | 211217503
AMERICAN STANDARD | 4A6L9060A1 | 4PX*DD60BS3+HORIZ-RT | S9V2D120U5PSC+RP | 57000 | 55000 | 19 | 10 | 8.7 | 2 | 71 | 59 | 214639360
AIREASE | 4SHP18LX136P | 7ED24BX-0*+TDR | A97DSMV070B12 | 23600 | 24000 | 19 | 12.3 | 8.5 | 2.18 | 70 | 69 | 214731014
AIREASE | 4SHP18LX136P | 7ED24BX-0*+TDR | A96DF2E045B12 | 24000 | 24000 | 18 | 12.3 | 8.5 | 2.16 | 71 | 70 | 214731011
AIREASE | 4SHP18LX136P | 7ED24BX-0*+TDR | A93DF1E045B12 | 24000 | 24000 | 19 | 12.3 | 8.5 | 2.16 | 70 | 69 | 214731008
AIREASE | 4SHP18LX160P | EAD4X-50/60C+TDR | A97DS2V110C20 | 46000 | 48000 | 17.1 | 11 | 8.5 | 2.06 | 75 | 60 | 214094660
AIREASE | 4SHP18LX160P | 7ED50/60CX-0*+TDR | A97DS2V110C20 | 46000 | 48000 | 17.1 | 11 | 8.5 | 2.06 | 75 | 60 | 214731074
AIREASE | 4SHP18LX160P | 7ED60DX-0*+TDR | A97DSMV110C20 | 55500 | 58000 | 16.5 | 10 | 8.1 | 1.82 | 75 | 65 | 214731091
AIREASE | 4SHP18LX160P | 7ED60DX-0*+TDR | A97DF2E110C20 | 55500 | 58000 | 15.5 | 10 | 8.1 | 1.84 | 74 | 64 | 214731094
AIREASE | 4SHP18LX136P | 7EC48BX-0*+TDR | A80UH1E090B16 | 34000 | 34400 | 16 | 10.9 | 8.1 | 2.12 | 66 | 54 | 214784617
AIREASE | 4SHP18LX136P | 7EC48BX-0*+TDR | A80US2V080B16X | 34200 | 34600 | 18 | 10.4 | 8.5 | 2.12 | 66 | 54 | 214784623
AC PRO | 4HP18V36P | EA(C,U)1P36B+H4TXV02 | 92G1UH070BE12 | 33800 | 34400 | 16.5 | 10.9 | 8.1 | 2.06 | 66 | 54 | 206905576
AC PRO | 4HP18V36P | EA(C,U)1P36A+H4TXV02 | 80G1UH060AE12X | 33400 | 34200 | 16 | 10.9 | 8.1 | 2.04 | 65 | 54 | 206905562
AC PRO | 4HP18V36P | EA(C,U)1P30A+H4TXV01 | 80G2UH070AE12 | 23800 | 24000 | 18.5 | 12.3 | 8.1 | 1.97 | 66 | 63 | 206905543
AC PRO | 4HP18V36P | E*1P36C+H4TXV02 | EFV16CCA | 34400 | 35200 | 17.1 | 11 | 8.5 | 2.24 | 66 | 55 | 206905517
AC PRO | 4HP18V36P | E*1P36B+H4TXV02 | 80G1UH070BE12 | 34400 | 35200 | 18 | 11 | 8.5 | 2.22 | 66 | 55 | 206905494
AC PRO | 4HP18V36P | E*1P36A+H4TXV02 | 80G2UH070AE12L | 34400 | 35400 | 17.1 | 10.9 | 8.5 | 2.2 | 66 | 55 | 206905492
AC PRO | 4HP18V36P | E*1P23B+H4TXV01 | EFV08BCA | 22600 | 24000 | 16.5 | 12.3 | 8.1 | 1.88 | 64 | 60 | 206905486
AC PRO | 4HP18V36P | E*1P23B+H4TXV01 | 96G2UH045BV12 | 23200 | 24000 | 19 | 12.3 | 8.1 | 1.89 | 63 | 60 | 206905484
AC PRO | 4HP18V36P | E*1P23B+H4TXV01 | 96G1UH070BE12 | 23400 | 24000 | 18 | 12.3 | 8.1 | 1.9 | 64 | 61 | 206905483
ALLIED | 4HP18V36P | 7EC30BX-0*+TDR | 92G1UH070BE12 | 24000 | 24000 | 18.5 | 12.3 | 8.1 | 1.97 | 66 | 63 | 214729628
ALLIED | 4HP18V36P | 7EC30BX-0*+TDR | 80G2UH090BE12 | 24000 | 24000 | 18.5 | 12.3 | 8.1 | 1.97 | 66 | 63 | 214729625
AIREASE | 4SHP18LX136P | 7EC48CX-0*+TDR | EFV12BCA | 33800 | 34400 | 16 | 10.4 | 8.1 | 2.1 | 66 | 54 | 214729322
AIREASE | 4SHP18LX136P | EAH1P48B+TDR+TXV | A97UH2E070B12 | 33800 | 33400 | 19 | 11 | 8.5 | 2.1 | 66 | 55 | 213928588
ARMSTRONG AIR | 4SHP18LX160P | EA(C;U)1P60C+TDR+TXV | A97US2V110C20 | 57000 | 58000 | 17.1 | 10 | 8.1 | 1.94 | 66 | 57 | 212539216
AIREASE | 4SHP18LX136P | EAH1P30B+TDR+TXV | A97UH2E070B12 | 24000 | 24000 | 18.5 | 12.3 | 8.5 | 2.11 | 66 | 63 | 213927727
AIREASE | 4SHP18LX136P | EAD4X-48C+TDR | EFV16CCA | 34200 | 36000 | 19 | 11.7 | 8.5 | 2.18 | 68 | 55 | 213352528
AIREASE | 4SHP18LX136P | EAD4X-24B+TDR | EFV08BCA | 23400 | 24000 | 17.5 | 12.3 | 8.5 | 2.14 | 71 | 70 | 213352507
AIREASE | 4SHP18LX136P | EA(C,U)1P48B+TDR+TXV | A97US2V045B12 | 34000 | 34600 | 17.5 | 10 | 8.5 | 2.06 | 64 | 55 | 214094647
AIREASE | 4SHP18LX136P | EA(C,U)1P48C+TDR+TXV | A97US2V090C16 | 34200 | 34600 | 18 | 10.4 | 8.5 | 2.12 | 63 | 54 | 214094650
ARMSTRONG AIR | 4SHP18LX160P | EAC4X60C+TDR | A97US2V110C20 | 57000 | 58000 | 17.1 | 10 | 8.1 | 1.94 | 66 | 57 | 212539224
ARMSTRONG AIR | 4SHP18LX160P | EAC4X60C+TDR | A98USMV110C20 | 57000 | 58000 | 17.1 | 10 | 8.1 | 1.94 | 66 | 57 | 212538998
AIREASE | 4SHP18LX136P | EA(C,U)1P30B+TDR+TXV | A97US2V060B12X + TSTAT | 23400 | 24000 | 18.5 | 12.3 | 8.1 | 1.96 | 65 | 62 | 214784733
AIREASE | 4SHP18LX136P | EA(C,U)1P30B+TDR+TXV | A97US2V045B12 | 23400 | 24000 | 18.5 | 12.3 | 8.1 | 1.95 | 65 | 62 | 214094627
AIREASE | 4SHP18LX136P | EAC4X48B+TDR | A97UH2E045B12 | 33400 | 34400 | 17.1 | 10.4 | 8.1 | 2.08 | 66 | 54 | 213928583
AIREASE | 4SHP18LX136P | 7EH36CX-0*+TDR | A80US2V110C20* | 35000 | 34600 | 17.5 | 11 | 8.5 | 2.22 | 68 | 57 | 214729362
AIREASE | 4SHP18LX136P | 7EH36CX-0*+TDR | A93UH1E110C16 | 34600 | 34600 | 16.5 | 11 | 8.5 | 2.24 | 67 | 56 | 214729365
AIREASE | 4SHP18LX136P | 7EH36CX-0*+TDR | A96US2V090C12 | 35000 | 34600 | 18 | 11 | 8.5 | 2.2 | 68 | 57 | 214729368
AIREASE | 4SHP18LX136P | 7EH36CX-0*+TDR | A97USMV090C16 | 35000 | 34600 | 18 | 11 | 8.5 | 2.22 | 68 | 57 | 214729382
AIREASE | 4SHP18LX136P | 7EC48CX-0*+TDR | A97USMV090C16 + TSTAT | 34000 | 34600 | 18 | 10.4 | 8.5 | 2.12 | 62 | 54 | 214784696
AIREASE | 4SHP18LX160P | 7EC60CX-0*+TDR | A97USMV090C20 + TSTAT | 57000 | 57000 | 16 | 10 | 8.1 | 1.9 | 66 | 58 | 214784713
AIREASE | 4SHP18LX136P | 7EH36CX-0*+TDR | A98USMV090C12 | 35000 | 34600 | 18 | 11 | 8.5 | 2.2 | 68 | 57 | 214729385
AIREASE | 4SHP18LX136P | 7EH36CX-0*+TDR | A98USMV110C20 | 35000 | 34600 | 18 | 11 | 8.5 | 2.22 | 68 | 57 | 214729388
AIREASE | 4SHP18LX136P | 7EC48BX-0*+TDR | A98USMV070B12 | 34000 | 34600 | 18 | 10.4 | 8.5 | 2.08 | 66 | 55 | 214784673
AIREASE | 4SHP18LX136P | 7EC30BX-0*+TDR | A97USMV070B12 + TSTAT | 23400 | 24000 | 19 | 12.3 | 8.1 | 1.97 | 65 | 62 | 214784690
AIREASE | 4SHP18LX136P | 7EH48BX-0*+TDR | A97USMV070B12 + TSTAT | 34200 | 34000 | 18.5 | 11 | 8.1 | 2.1 | 66 | 55 | 214784693
AIREASE | 4SHP18LX136P | EA(C,U)1P30B+TDR+TXV | A97UH2E070B12 | 23800 | 24000 | 18 | 12.3 | 8.1 | 2.06 | 66 | 63 | 213927721
ARMSTRONG AIR | 4SHP18LX160P | EAC4X60C+TDR | A97USMV090C20 + TSTAT | 57000 | 57000 | 16 | 10 | 8.1 | 1.9 | 66 | 58 | 212595553
ARMSTRONG AIR | 4SHP18LX160P | EAD4X-50/60C+TDR | A96DS2V110C20 | 46000 | 48000 | 17.1 | 11 | 8.5 | 2.06 | 75 | 60 | 213352566
ARMSTRONG AIR | 4SHP18LX160P | EAD4X-50/60C+TDR | A97DSMV110C20 | 46000 | 48000 | 17.1 | 11 | 8.5 | 2.06 | 75 | 60 | 213352569
ARMSTRONG AIR | 4SHP18LX136P | 7EC48CX-0*+TDR | A97US2V080C16X | 34200 | 34600 | 18 | 10.4 | 8.5 | 2.12 | 66 | 54 | 214729967
ARMSTRONG AIR | 4SHP18LX136P | 7EC48CX-0*+TDR | A97USMV110C20 + TSTAT | 34200 | 34600 | 17.5 | 10.9 | 8.1 | 2.14 | 62 | 54 | 214729985
ARMSTRONG AIR | 4SHP18LX136P | 7EH30BX-0*+TDR | A93UH1E030B12 | 23400 | 24000 | 18 | 12.3 | 8.1 | 1.99 | 66 | 63 | 214730005
ARMSTRONG AIR | 4SHP18LX136P | 7EH30BX-0*+TDR | A96UH1E070B12 | 24000 | 24000 | 18 | 12.3 | 8.5 | 2.03 | 66 | 64 | 214730010
ARMSTRONG AIR | 4SHP18LX136P | 7EH30BX-0*+TDR | A96UH2E045B12 | 24000 | 24000 | 18 | 12.3 | 8.5 | 2.02 | 66 | 63 | 214730011
ARMSTRONG AIR | 4SHP18LX136P | 7EH30BX-0*+TDR | A97USMV070B12 + TSTAT | 23600 | 24000 | 19 | 12.3 | 8.5 | 2.04 | 65 | 62 | 214730025
ARMSTRONG AIR | 4SHP18LX136P | 7EH30BX-0*+TDR | EFV12BCA | 23600 | 24000 | 18.5 | 12.3 | 8.5 | 2.05 | 65 | 62 | 214730028
ARMSTRONG AIR | 4SHP18LX136P | 7EH48BX-0*+TDR | A97US2V040B12X | 34400 | 34000 | 19 | 11 | 8.1 | 2.08 | 66 | 55 | 214730088
ARMSTRONG AIR | 4SHP18LX136P | 7EH48BX-0*+TDR | A97US2V060B12X + TSTAT | 34200 | 34000 | 18 | 10.9 | 8.1 | 2.1 | 66 | 55 | 214730092
ARMSTRONG AIR | 4SHP18LX136P | 7EH48BX-0*+TDR | A97USMV070B12 | 34400 | 34000 | 19 | 11 | 8.1 | 2.08 | 66 | 55 | 214730094
ARMSTRONG AIR | 4SHP18LX136P | 7EH48CX-0*+TDR | A96US2V090C12 | 34600 | 34400 | 19 | 11 | 8.5 | 2.08 | 65 | 54 | 214730108
ARMSTRONG AIR | 4SHP18LX136P | 7EH48CX-0*+TDR | A96US2V110C16 | 34600 | 34400 | 19 | 11 | 8.5 | 2.08 | 65 | 53 | 214730111
ARMSTRONG AIR | 4SHP18LX136P | 7EH48CX-0*+TDR | A97US2V080C16X + TSTAT | 34400 | 34000 | 18.5 | 11.5 | 8.5 | 2.1 | 65 | 54 | 214730115
ARMSTRONG AIR | 4SHP18LX136P | 7EH48CX-0*+TDR | EFV16CCA | 34200 | 33800 | 18.5 | 11.5 | 8.5 | 2.1 | 65 | 54 | 214730131
ARMSTRONG AIR | 4SHP18LX136P | EA(C;U)1P36B+TDR+TXV | A80US2V080B16X | 34600 | 34600 | 18 | 11 | 8.5 | 2.08 | 66 | 54 | 210738169
ARMSTRONG AIR | 4SHP18LX136P | EA(C;U)1P36B+TDR+TXV | A93UH1E070B12 | 33800 | 34400 | 16.5 | 10.9 | 8.1 | 2.06 | 66 | 54 | 210738186
ARMSTRONG AIR | 4SHP18LX136P | EA(C;U)1P36B+TDR+TXV | A97US2V040B12X | 34400 | 34600 | 17.5 | 10.4 | 8.5 | 2.02 | 67 | 55 | 210738207
ARMSTRONG AIR | 4SHP18LX136P | EA(C;U)1P48B+TDR+TXV | A95UH1E070B12 | 32800 | 34000 | 17.1 | 10.4 | 8.1 | 2.1 | 65 | 54 | 210738257
ARMSTRONG AIR | 4SHP18LX136P | EA(C;U)1P48B+TDR+TXV | A96UH1E045B12 | 32800 | 34000 | 17.1 | 10.4 | 8.1 | 2.08 | 66 | 54 | 210738265
ARMSTRONG AIR | 4SHP18LX136P | EA(C;U)1P48B+TDR+TXV | A96UH2E045B12 | 33400 | 34400 | 17.1 | 10.4 | 8.1 | 2.08 | 66 | 54 | 210738274
ARMSTRONG AIR | 4SHP18LX136P | EA(C;U)1P48C+TDR+TXV | A97US2V080C16X | 34200 | 34600 | 18 | 10.4 | 8.5 | 2.12 | 66 | 54 | 210738342
ARMSTRONG AIR | 4SHP18LX136P | EAC4X36A+TDR | A80UH2E045A12 | 34200 | 34600 | 16 | 10.9 | 8.5 | 2.06 | 66 | 54 | 210738373
ARMSTRONG AIR | 4SHP18LX136P | EAC4X36B+TDR | A93UH1E070B12 | 33800 | 34400 | 16.5 | 10.9 | 8.1 | 2.06 | 66 | 54 | 210738428
ARMSTRONG AIR | 4SHP18LX136P | EAC4X36B+TDR | A96UH2E045B12 | 33800 | 34400 | 16.5 | 10.9 | 8.1 | 2.04 | 66 | 54 | 210738446
ARMSTRONG AIR | 4SHP18LX136P | EAC4X36B+TDR | A96US2V070B12 | 34400 | 34600 | 18 | 10.4 | 8.5 | 2.04 | 67 | 55 | 210738459
ARMSTRONG AIR | 4SHP18LX136P | EAC4X48B+TDR | A93UH1E045B12 | 33600 | 34600 | 16.5 | 10.4 | 8.1 | 2.08 | 66 | 54 | 210738510
ARMSTRONG AIR | 4SHP18LX136P | EAC4X48B+TDR | A96UH1E030B12 | 33200 | 34400 | 16 | 10.4 | 8.1 | 2.08 | 66 | 54 | 210738519
ARMSTRONG AIR | 4SHP18LX136P | EAC4X48B+TDR | A96UH1E070B12 | 33200 | 34200 | 16.5 | 10.4 | 8.1 | 2.1 | 65 | 54 | 210738521
ARMSTRONG AIR | 4SHP18LX136P | EAC4X48C+TDR | A96US2V110C16 | 34200 | 34600 | 17.5 | 10.4 | 8.5 | 2.12 | 66 | 54 | 210738594
ARMSTRONG AIR | 4SHP18LX136P | EAC4X48C+TDR | A97US2V080C16X | 34200 | 34600 | 18 | 10.4 | 8.5 | 2.12 | 66 | 54 | 210738598
ARMSTRONG AIR | 4SHP18LX136P | EAH1P48B+TDR+TXV | A96US2V070B12 | 34400 | 34000 | 19 | 11 | 8.1 | 2.08 | 66 | 55 | 210738730
ARMSTRONG AIR | 4SHP18LX136P | ED1P30/36B+TDR+TXV | A80DF1E070B12 | 34200 | 34600 | 18 | 11.7 | 8.1 | 2.04 | 64 | 51 | 210738745
ALLIED | 4HP18V36P | EA(C,U)1P30A+H4TXV01 | 80G1UH040AE12X | 23800 | 24000 | 18.5 | 12.3 | 8.1 | 1.96 | 66 | 63 | 206905924
AC PRO | 4HP18V36P | 7EC30/36AX-0*+TDR | 80G1UH045AE12 | 33600 | 34200 | 17.1 | 10.9 | 8.1 | 2.06 | 65 | 54 | 214728944
AC PRO | 4HP18V36P | EA(C,U)1P30B+TDR+TXV | 97G2UH045BE12 | 23800 | 24000 | 17.5 | 12.3 | 8.1 | 2.06 | 66 | 63 | 213934159
AC PRO | 4HP18V36P | EAD4X-48C+TDR | 96G2DF110CV20 | 34200 | 36000 | 19 | 11 | 8.5 | 2.14 | 69 | 56 | 213352599
AC PRO | 4HP18V36P | E*1P36B+TDR+TXV | 97G2UH070BE12 | 34200 | 34600 | 18 | 10.9 | 8.5 | 2.09 | 68 | 54 | 213936425
AC PRO | 4HP18V36P | EAH1P48C+TDR+TXV | 97G2UH090CE16 | 34400 | 33400 | 18 | 11.5 | 8.1 | 1.95 | 66 | 50 | 213936445
AC PRO | 4HP18V36P | E*1P23B+TDR+TXV | 97G2UH070BV12 | 23200 | 24000 | 19 | 12.3 | 8.1 | 1.91 | 63 | 60 | 214100149
AC PRO | 4HP18V36P | EA(C,U)1P30B+TDR+TXV | 97G2UH045BV12 | 23400 | 24000 | 19 | 12.3 | 8.1 | 1.93 | 65 | 62 | 214100152
AC PRO | 4HP18V36P | EA(C,U)1P24B+TDR+TXV | 97G2UH030BE08 | 23200 | 24000 | 18.5 | 12.3 | 8.1 | 1.88 | 63 | 60 | 214091887
AC PRO | 4HP18V36P | EAC4X30B+TDR | 97G2UH030BE08 | 23600 | 24000 | 19 | 12.3 | 8.1 | 1.9 | 63 | 60 | 214091890
AC PRO | 4HP18V36P | EAC4X36B+TDR | 97G2UH070BV12 | 34000 | 34600 | 16.5 | 10.9 | 8.5 | 2.06 | 66 | 54 | 214100212
AC PRO | 4HP18V36P | EAC4X48C+TDR | 97G2UH090CV12 | 33800 | 34600 | 17.5 | 10.4 | 8.5 | 2.12 | 62 | 53 | 214100215
AC PRO | 4HP18V36P | EAH1P48C+TDR+TXV | 97G2UH090CV12 | 34400 | 33400 | 19 | 11 | 8.5 | 2.08 | 66 | 55 | 214100218
AC PRO | 4HP18V36P | EAH1P36B+H4TXV02 | 80G1UH070BE12 | 32200 | 33600 | 18.5 | 11 | 8.5 | 2.14 | 65 | 55 | 206905724
AC PRO | 4HP18V36P | 7EC48BX-0*+TDR | 97G2UH045BV12 | 33600 | 34600 | 17.1 | 10 | 8.5 | 2.08 | 63 | 54 | 214784601
ALLIED | 4HP18V36P | 7ED48CX-0*+TDR | 92G1DF090CE16 | 34200 | 36000 | 18.5 | 11.5 | 8.5 | 2.16 | 68 | 55 | 214730351
ALLIED | 4HP18V36P | 7ED48CX-0*+TDR | 96G2DF090CV20 | 34200 | 36000 | 19 | 11 | 8.5 | 2.14 | 69 | 55 | 214730354
ALLIED | 4HP18V36P | 7ED24BX-0*+TDR | 97G2DF070BE16 | 23800 | 24000 | 18 | 12.3 | 8.5 | 2.16 | 71 | 70 | 214730328
ALLIED | 4HP18V60P | EA(C,U)1P60C+H4TXV03 | 80G1UH090CE20 | 58000 | 57500 | 16.5 | 10.4 | 8.1 | 1.94 | 66 | 58 | 206906859
ALLIED | 4HP18V60P | EA(C,U)1P60C+H4TXV03 | 80G2UH110CE20L | 57500 | 58500 | 16 | 10 | 8.1 | 1.94 | 65 | 57 | 206906863
ALLIED | 4HP18V60P | EAC4X60C | 96G2UH090CV20 | 57000 | 58500 | 16 | 10 | 8.1 | 1.94 | 65 | 57 | 206906931
ALLIED | 4HP18V60P | EAC4X60C | 96G2UH110CV20 | 57000 | 58000 | 16 | 10 | 8.1 | 1.94 | 66 | 57 | 206906932
ALLIED | 4HP18V36P | 7EC24BX-0*+TDR | 97G2UH030BE08 | 23200 | 24000 | 18.5 | 12.3 | 8.1 | 1.88 | 63 | 60 | 214729588
ALLIED | 4HP18V36P | 7EC30/36BX-0*+TDR | 80G2UH090BE16L | 34200 | 34400 | 15.5 | 11 | 8.1 | 2.08 | 66 | 54 | 214729605
ALLIED | 4HP18V36P | 7EC30/36BX-0*+TDR | 92G1UH045BE12 | 34000 | 34600 | 16 | 10.4 | 8.1 | 2.04 | 66 | 54 | 214729608
CONCORD | 4HP18V36P | 7ED48CX-0*+TDR | 92G1DF090CE16 | 34200 | 36000 | 18.5 | 11.5 | 8.5 | 2.16 | 68 | 55 | 214730339
CONCORD | 4HP18V36P | 7ED48CX-0*+TDR | 97G2DF090CV20 | 34200 | 36000 | 19 | 11 | 8.5 | 2.14 | 69 | 55 | 214730359
GE | NS18H36MA4-** | NCHC48BT4 | NF80U090V4B-* | 34000 | 33600 | 18.5 | 11 | 8.1 | 2.1 | 67 | 55 | 209941159
GE | NS18H36MA4-** | NCUC36BT4 | NF80U090V4B-* | 34400 | 34600 | 17.1 | 10.9 | 8.1 | 2.04 | 66 | 54 | 209941156
GE | NS18H36MA4-** | NCUU36AP4+TXV | NF80U070T3A-* | 34000 | 34600 | 16 | 10.9 | 8.1 | 2.06 | 66 | 54 | 209941131
GE | NS18H36MA4-** | NCUC48BT4 | NF80U070S3B-* | 33800 | 34400 | 16.5 | 10.4 | 8.1 | 2.12 | 63 | 54 | 209941073
CENTURY | HRG1836S1P | EAH1P36B+H4TXV02 | GUH92C045B3M | 32200 | 33800 | 17.5 | 10.9 | 8.5 | 2.12 | 66 | 56 | 207071167
CENTURY | HRG1836S1P | EAH1P36B+H4TXV02 | GUH96C070B3M | 31600 | 33400 | 18 | 10.9 | 8.5 | 2.12 | 65 | 55 | 207071177
CENTURY | HRG1860S1P | EA(C,U)1P60D+H4TXV03 | GUH96C135D5M | 58500 | 57500 | 15.2 | 10.4 | 8.1 | 1.96 | 70 | 59 | 209872209
CENTURY | HRG1836S1P | EAC4X48B | GUH96T070B3M | 33800 | 34600 | 17.5 | 10.4 | 8.1 | 2.1 | 63 | 54 | 207071149
CENTURY | HRG1836S1P | ED1P30/36B+H4TXV02 | GDD80C070B3M | 34200 | 36000 | 18 | 11.7 | 8.1 | 2.04 | 61 | 49 | 207071229
CENTURY | HRG1836S1P | ED1P30/36B+H4TXV02 | GDD96C045B3M | 34000 | 36000 | 18 | 11.7 | 8.1 | 2.04 | 61 | 50 | 207071241
CENTURY | HRG1836S1P | ED1P30/36B+H4TXV02 | GDD96C070B3M | 34400 | 36000 | 18 | 11.5 | 8.1 | 2.02 | 62 | 51 | 207071243
CENTURY | HRG1836S1P | ED1P30/36C+H4TXV02 | GDD92C090C4M | 34600 | 36000 | 17.1 | 12 | 8.1 | 2.04 | 62 | 50 | 207071245
CENTURY | HRG1836S1P | E*1P23B+H4TXV01 | GUH96T070B3M | 23200 | 24000 | 19 | 12.3 | 8.1 | 1.91 | 63 | 60 | 207071265
CENTURY | HRG1836S1P | E*1P23B+H4TXV01 | GUH80C070B3M | 23000 | 24000 | 17.5 | 12.3 | 8.1 | 1.91 | 63 | 59 | 207071267
CENTURY | HRG1836S1P | E*1P23B+H4TXV01 | GUH92C070B3M | 23400 | 24000 | 19 | 12.3 | 8.1 | 1.92 | 64 | 60 | 207071271
CENTURY | HRG1836S1P | EAC4X30B | GUH96T045B3M | 23400 | 24000 | 18.5 | 12.3 | 8.1 | 1.96 | 65 | 62 | 207071343
CENTURY | HRG1836S1P | EA(C,U)1P48B+H4TXV02 | GUH96C045B3M | 32800 | 34000 | 17.1 | 10.4 | 8.1 | 2.08 | 63 | 54 | 207071095
CENTURY | HRG1836S1P | EA(C,U)1P48C+H4TXV02 | GUH92C110C4M | 34000 | 34400 | 16.5 | 10.9 | 8.1 | 2.14 | 62 | 54 | 207071107
CENTURY | HRG1836S1P | EAH1P48B+TDR+TXV | GUH97M070B3M | 34200 | 34000 | 18.5 | 11 | 8.1 | 2.1 | 66 | 55 | 212604311
CENTURY | HRG1836S1P | EA(C,U)1P48C+TDR+TXV | GUH97M110C5M | 34200 | 34600 | 17.5 | 10.9 | 8.1 | 2.14 | 62 | 54 | 212604301
CENTURY | HRG1836S1P | E*1P36C+TDR+TXV | GUH97M090C4M | 34800 | 34600 | 18 | 11 | 8.5 | 2.22 | 68 | 56 | 212604291
ARMSTRONG AIR | 4SHP18LX136P | E*1P36B+TDR+TXV | A93UH1E070B12 | 34200 | 34600 | 17.1 | 10.9 | 8.5 | 2.2 | 68 | 56 | 210738040
ARMSTRONG AIR | 4SHP18LX136P | E*1P36A+TDR+TXV | A80UH1E060A12X | 33800 | 34600 | 17.1 | 10.9 | 8.5 | 2.18 | 67 | 55 | 210737976
ARMSTRONG AIR | 4SHP18LX136P | E*1P36A+TDR+TXV | A80UH1E040A12X | 33800 | 34600 | 17.1 | 10.9 | 8.5 | 2.18 | 67 | 55 | 210737968
ARMSTRONG AIR | 4SHP18LX136P | BCE7S42M*4X + TSTAT |  | 34600 | 36000 | 18 | 11 | 8.5 | 2.14 | 62 | 51 | 213249358
ARMSTRONG AIR | 4SHP18LX136P | BCE7S24M*4X + TSTAT |  | 23000 | 24000 | 19 | 12.3 | 8.5 | 1.94 | 63 | 60 | 213249355
ARMSTRONG AIR | 4SHP18LX136P | EAD4X-24B+TDR | A96DF2E045B12 | 24000 | 24000 | 18 | 12.3 | 8.5 | 2.16 | 71 | 70 | 213352490
ARMSTRONG AIR | 4SHP18LX136P | EAD4X-24B+TDR | A93DF1E045B12 | 24000 | 24000 | 19 | 12.3 | 8.5 | 2.16 | 70 | 69 | 213352487
ARMSTRONG AIR | 4SHP18LX136P | EAD4X-24A+TDR | A80DS2V070A12 | 23600 | 24000 | 18.5 | 12.3 | 8.5 | 2.16 | 70 | 69 | 213352484
ARMSTRONG AIR | 4SHP18LX136P | EAH1P48C+TDR+TXV | A97USMV090C20 + TSTAT | 34600 | 34400 | 19 | 11 | 8.5 | 2.08 | 65 | 54 | 212607789
ARMSTRONG AIR | 4SHP18LX136P | EAH1P48C+TDR+TXV | A97USMV090C16 | 34600 | 34200 | 19 | 11 | 8.5 | 2.08 | 65 | 54 | 212607786
ARMSTRONG AIR | 4SHP18LX136P | EAH1P48C+TDR+TXV | A97USMV090C12 | 34600 | 34400 | 19 | 11 | 8.5 | 2.08 | 65 | 54 | 212607784
ARMSTRONG AIR | 4SHP18LX136P | EAH1P48C+TDR+TXV | A80US2V100C20X | 34600 | 34200 | 18.5 | 11.5 | 8.5 | 2.1 | 65 | 54 | 212607769
ARMSTRONG AIR | 4SHP18LX136P | E*1P23B+TDR+TXV | A97US2V060B12X + TSTAT | 23000 | 24000 | 18.5 | 12.3 | 8.1 | 1.9 | 63 | 60 | 212595624
ARMSTRONG AIR | 4SHP18LX136P | ED1P30/36C+TDR+TXV | A97DSMV090C16 + TSTAT | 34600 | 34600 | 18 | 11 | 8.1 | 2 | 65 | 53 | 212595622
ARMSTRONG AIR | 4SHP18LX136P | EAH1P48B+TDR+TXV | A97US2V060B12X + TSTAT | 34200 | 34000 | 18 | 10.9 | 8.1 | 2.1 | 66 | 55 | 212595619
ARMSTRONG AIR | 4SHP18LX136P | EAC4X36B+TDR | A97US2V040B12X + TSTAT | 34200 | 34600 | 16 | 10.9 | 8.1 | 2.04 | 66 | 54 | 212595604
ARMSTRONG AIR | 4SHP18LX136P | EA(C,U)1P48C+TDR+TXV | A97USMV090C20 + TSTAT | 34200 | 34600 | 17.5 | 10.4 | 8.5 | 2.12 | 63 | 54 | 212595602
ARMSTRONG AIR | 4SHP18LX136P | EA(C,U)1P48C+TDR+TXV | A97USMV090C12 + TSTAT | 34000 | 34600 | 18 | 10.4 | 8.5 | 2.1 | 62 | 54 | 212595600
ARMSTRONG AIR | 4SHP18LX136P | E*1P36C+TDR+TXV | A97US2V090C20 | 35000 | 34600 | 18 | 11 | 8.5 | 2.22 | 68 | 57 | 212539437
AC PRO | 4HP18V60P | 7ED60DX-0*+TDR | 96G1DF110CE20 | 55500 | 58000 | 16 | 10 | 8.1 | 1.84 | 75 | 65 | 214730541
AC PRO | 4HP18V60P | 7ED50/60CX-0*+TDR | 97G2DF110CE20 | 46000 | 48000 | 16 | 11.5 | 8.5 | 2.1 | 75 | 60 | 214730521
AC PRO | 4HP18V36P | 7EC48CX-0*+TDR | 97G2UH070BV12 | 33800 | 34600 | 17.5 | 10.4 | 8.5 | 2.1 | 63 | 54 | 214729025
AC PRO | 4HP18V36P | 7EC48CX-0*+TDR | 97G2UH070BE12 | 33600 | 34400 | 17.5 | 10.4 | 8.1 | 2.01 | 66 | 50 | 214729024
AC PRO | 4HP18V36P | 7ED24BX-0*+TDR | EFV08BCA | 23000 | 24000 | 17.5 | 12.3 | 8.5 | 2.14 | 70 | 69 | 214730312
AC PRO | 4HP18V36P | 7ED24BX-0*+TDR | 92G1DF070BE12 | 24000 | 24000 | 19 | 12.3 | 8.5 | 2.16 | 70 | 69 | 214730309
AC PRO | 4HP18V36P | 7EH48BX-0*+TDR | 96G2UH070BV12 | 34000 | 33600 | 18.5 | 11 | 8.1 | 2.1 | 67 | 55 | 214729070
AC PRO | 4HP18V36P | 7EH48BX-0*+TDR | 96G2UH070BE12 | 33400 | 33400 | 18 | 11 | 8.5 | 2.1 | 66 | 55 | 214729069
AC PRO | 4HP18V36P | 7EH48BX-0*+TDR | 92G1UH070BE12 | 33800 | 33400 | 18 | 11 | 8.5 | 2.1 | 66 | 55 | 214729065
AC PRO | 4HP18V36P | 7EH30BX-0*+TDR | 97G2UH045BV12 | 23600 | 24000 | 19 | 12.3 | 8.5 | 2.03 | 65 | 63 | 214729051
AC PRO | 4HP18V36P | 7EH30BX-0*+TDR | 96G2UH070BE12 | 23600 | 24000 | 18 | 12.3 | 8.5 | 2.02 | 66 | 63 | 214729047
AC PRO | 4HP18V36P | 7EH30BX-0*+TDR | 96G2UH045BE12 | 24000 | 24000 | 18 | 12.3 | 8.5 | 2.02 | 66 | 63 | 214729045
AC PRO | 4HP18V36P | 7EC48BX-0*+TDR | 96G2UH045BE12 | 33400 | 34400 | 17.1 | 10.4 | 8.1 | 2.08 | 63 | 54 | 214729009
AC PRO | 4HP18V36P | 7EC48BX-0*+TDR | 92G1UH045BE12 | 33600 | 34600 | 16.5 | 10.4 | 8.1 | 2.08 | 63 | 54 | 214729005
AC PRO | 4HP18V36P | 7EC30BX-0*+TDR | 97G2UH045BV12 | 23400 | 24000 | 19 | 12.3 | 8.1 | 1.96 | 65 | 62 | 214728988
AC PRO | 4HP18V36P | 7EC30BX-0*+TDR | 96G2UH045BV12 | 23400 | 24000 | 18.5 | 12.3 | 8.1 | 1.96 | 65 | 62 | 214728983
AC PRO | 4HP18V36P | 7EC30BX-0*+TDR | 96G2UH045BE12 | 23800 | 24000 | 17.5 | 12.3 | 8.1 | 1.96 | 66 | 63 | 214728982
AC PRO | 4HP18V36P | 7EC30/36BX-0*+TDR | EFV12BCA | 34200 | 34400 | 15.2 | 11 | 8.1 | 2.06 | 66 | 54 | 214728965
AC PRO | 4HP18V36P | 7EC30/36BX-0*+TDR | 96G2UH045BE12 | 33800 | 34400 | 16.5 | 10.9 | 8.1 | 2.04 | 66 | 54 | 214728961
AC PRO | 4HP18V60P | EA(C,U)1P60C+H4TXV03 | 96G2UH110CE20 | 57000 | 58000 | 16 | 10 | 8.1 | 1.94 | 65 | 57 | 209338543
ALLIED | 4HP18V36P | 7EH48CX-0*+TDR | 92G1UH110CE16 | 34400 | 33800 | 18.5 | 11.7 | 8.5 | 2.12 | 65 | 54 | 214729730
ALLIED | 4HP18V36P | 7EH48BX-0*+TDR | 92G1UH030BE12 | 33400 | 33400 | 17.5 | 11 | 8.5 | 2.08 | 66 | 55 | 214729714
ALLIED | 4HP18V36P | 7EH48BX-0*+TDR | 80G2UH090BE16L | 34400 | 33600 | 17.5 | 11.5 | 8.5 | 2.14 | 66 | 55 | 214729712
ALLIED | 4HP18V36P | 7EH30BX-0*+TDR | 96G1UH045BE12 | 24000 | 24000 | 18.5 | 12.3 | 8.5 | 2.03 | 66 | 64 | 214729693
ALLIED | 4HP18V36P | 7EH30BX-0*+TDR | 92G1UH030BE12 | 23400 | 24000 | 18 | 12.3 | 8.1 | 1.99 | 66 | 63 | 214729689
ALLIED | 4HP18V36P | 7EC48CX-0*+TDR | 96G2UH090CV12 | 33800 | 34400 | 17.5 | 10.4 | 8.5 | 2.12 | 63 | 54 | 214729672
ALLIED | 4HP18V36P | 7EC48CX-0*+TDR | 95G1UH090CE16 | 33800 | 34400 | 16 | 10.4 | 8.1 | 2.1 | 63 | 54 | 214729669
ALLIED | 4HP18V36P | 7EC48BX-0*+TDR | 80G1UH090BE16 | 34000 | 34400 | 16 | 10.9 | 8.1 | 2.12 | 63 | 54 | 214729650
ALLIED | 4HP18V36P | 7EC48BX-0*+TDR | 80G1UH080BE16X | 33800 | 34800 | 15.5 | 10.4 | 8.1 | 2.08 | 63 | 54 | 214729649
ALLIED | 4HP18V36P | 7EC30BX-0*+TDR | 96G2UH030BE08 | 23600 | 24000 | 19 | 12.3 | 8.1 | 1.9 | 63 | 60 | 214729632
ALLIED | 4HP18V36P | 7EC30BX-0*+TDR | 95G1UH045BE12 | 23800 | 24000 | 18 | 12.3 | 8.1 | 1.97 | 66 | 63 | 214729629
ALLIED | 4HP18V36P | 7EC30/36BX-0*+TDR | 96G2UH045BE12 | 33800 | 34400 | 16.5 | 10.9 | 8.1 | 2.04 | 66 | 54 | 214729612
ALLIED | 4HP18V36P | 7EC30/36BX-0*+TDR | 92G1UH070BE12 | 33800 | 34400 | 16.5 | 10.9 | 8.1 | 2.06 | 66 | 54 | 214729609
ALLIED | 4HP18V36P | 7EC30/36BX-0*+TDR | 80G2UH090BV16* | 34400 | 34600 | 17.1 | 10.9 | 8.1 | 2.04 | 66 | 54 | 214729606
GE | NS18H36MA4-** | NCHC30AT4 | NF80U070T3A-* | 24000 | 24000 | 19 | 12.3 | 8.5 | 2.05 | 66 | 63 | 209941137
GE | NS18H60MA4-** | NCUC60CT4 | NF80U110S5C-* | 57500 | 57500 | 16.5 | 10 | 8.1 | 1.92 | 66 | 57 | 209941116
GE | NS18H36MA4-** | NCUU48BP4+TXV | NF80U090S4B-* | 34000 | 34400 | 16 | 10.9 | 8.1 | 2.12 | 63 | 54 | 209941090
GE | NS18H36MA4-** | NCUC36AT4 | NF80U070S3A-* | 33600 | 34200 | 17.1 | 10.9 | 8.1 | 2.06 | 66 | 54 | 209941069
GE | NS18H36MA4-** | NCUC30AT4 | NF80X060S3A-* | 23800 | 24000 | 18.5 | 12.3 | 8.1 | 1.96 | 66 | 63 | 209941066
GE | NS18H36MA4-** | NCUU30AP4+TXV | NF80X040S3A-* | 23800 | 24000 | 18.5 | 12.3 | 8.1 | 1.96 | 66 | 63 | 209941052
CENTURY | HRG1836S1P | EAH1P36B+H4TXV02 | GUH80C070B3M | 32200 | 33600 | 18.5 | 11 | 8.5 | 2.14 | 65 | 55 | 207071163
CENTURY | HRG1836S1P | EAH1P36B+H4TXV02 | GUH96T070B3M | 32400 | 33800 | 18.5 | 10.9 | 8.5 | 2.12 | 66 | 55 | 207071173
CENTURY | HRG1836S1P | EAC4X48B | GUH92C045B3M | 33600 | 34600 | 16.5 | 10.4 | 8.1 | 2.08 | 63 | 54 | 207071139
CENTURY | HRG1836S1P | EAH1P48B+H4TXV02 | GUH96C070B3M | 33400 | 33200 | 17.5 | 11 | 8.5 | 2.1 | 66 | 55 | 207071189
CENTURY | HRG1836S1P | HMG30X1P |  | 24000 | 24000 | 17.5 | 12.3 | 8.5 | 2 | 66 | 64 | 207071255
CENTURY | HRG1836S1P | EAH1P30B+H4TXV01 | GUH92C070B3M | 24000 | 24000 | 19 | 12.3 | 8.5 | 2.04 | 66 | 63 | 207071371
CENTURY | HRG1860S1P | EA(C,U)1P60C+H4TXV03 | GUH80C110C5M | 57500 | 57500 | 16.5 | 10 | 8.1 | 1.92 | 66 | 57 | 207071472
CENTURY | HRG1836S1P | EA(C,U)1P48B+H4TXV02 | GUH80C070B3M | 33800 | 34400 | 16.5 | 10.4 | 8.1 | 2.12 | 63 | 54 | 207071087
CENTURY | HRG1836S1P | EA(C,U)1P48C+H4TXV02 | GUH92C090C4M | 34000 | 34400 | 16 | 10.4 | 8.1 | 2.12 | 63 | 54 | 207071105
CENTURY | HRG1836S1P | EA(C,U)1P48C+H4TXV02 | GUH95C090C4M | 33800 | 34400 | 16 | 10.4 | 8.1 | 2.1 | 63 | 54 | 207071109
ARMSTRONG AIR | 4SHP18LX136P | EAH1P48C+TDR+TXV | A97USMV090C20 | 34600 | 34400 | 19 | 11 | 8.5 | 2.08 | 65 | 54 | 212607788
ARMSTRONG AIR | 4SHP18LX136P | EAH1P48C+TDR+TXV | A96UH1E090C16 | 34400 | 34000 | 18 | 11.5 | 8.5 | 2.1 | 65 | 54 | 212607774
ARMSTRONG AIR | 4SHP18LX136P | EAH1P48C+TDR+TXV | A93UH1E090C12 | 34400 | 34200 | 19 | 11 | 8.5 | 2.1 | 65 | 54 | 212607771
ARMSTRONG AIR | 4SHP18LX136P | EAH1P48C+TDR+TXV | A80US2V090C20 | 34600 | 34400 | 18.5 | 11 | 8.5 | 2.08 | 65 | 53 | 212607768
ARMSTRONG AIR | 4SHP18LX136P | EA(C,U)1P30B+TDR+TXV | A97USMV070B12 + TSTAT | 23400 | 24000 | 19 | 12.3 | 8.1 | 1.97 | 65 | 62 | 212595631
ARMSTRONG AIR | 4SHP18LX136P | E*1P23B+TDR+TXV | A97USMV070B12 + TSTAT | 23000 | 24000 | 19 | 12.3 | 8.1 | 1.91 | 63 | 60 | 212595625
ARMSTRONG AIR | 4SHP18LX136P | EAC4X48C+TDR | A97USMV090C12 + TSTAT | 34000 | 34600 | 18 | 10.4 | 8.5 | 2.1 | 62 | 54 | 212595612
ARMSTRONG AIR | 4SHP18LX136P | EAC4X36B+TDR | A97USMV070B12 + TSTAT | 34200 | 34600 | 16.5 | 10.9 | 8.1 | 2.04 | 66 | 54 | 212595606
ARMSTRONG AIR | 4SHP18LX136P | EA(C,U)1P48C+TDR+TXV | A97US2V080C16X + TSTAT | 34000 | 34600 | 17.5 | 10.4 | 8.5 | 2.12 | 62 | 54 | 212595598
ARMSTRONG AIR | 4SHP18LX136P | E*1P36C+TDR+TXV | A97US2V080C20X + TSTAT | 35000 | 34600 | 17.5 | 11 | 8.5 | 2.22 | 68 | 57 | 212595587
ARMSTRONG AIR | 4SHP18LX136P | E*1P36C+TDR+TXV | A97US2V080C16X + TSTAT | 34800 | 34600 | 18 | 11 | 8.5 | 2.22 | 68 | 56 | 212595586
ARMSTRONG AIR | 4SHP18LX136P | ED1P24B+TDR+TXV | A97DS2V045B12 | 22800 | 24000 | 18.5 | 12.3 | 8.1 | 1.82 | 65 | 61 | 212539489
ARMSTRONG AIR | 4SHP18LX136P | EAC4X48C+TDR | A97US2V090C20 | 34200 | 34600 | 17.5 | 10.4 | 8.5 | 2.1 | 66 | 54 | 212539445
ARMSTRONG AIR | 4SHP18LX136P | EA(C,U)1P48C+TDR+TXV | A97US2V110C20 | 34200 | 34600 | 17.5 | 10.4 | 8.1 | 2.12 | 63 | 54 | 212539443
ARMSTRONG AIR | 4SHP18LX136P | EAC4X36B+TDR | A98USMV070B12 | 34400 | 34600 | 18 | 10.4 | 8.5 | 2.04 | 67 | 55 | 212539046
ARMSTRONG AIR | 4SHP18LX136P | E*1P36C+TDR+TXV | A98USMV090C16 | 35000 | 34600 | 18 | 11 | 8.5 | 2.22 | 68 | 57 | 212539038
ARMSTRONG AIR | 4SHP18LX136P | E*1P23B+TDR+TXV | A97US2V045B12 | 23000 | 24000 | 19 | 12.3 | 8.1 | 1.89 | 63 | 60 | 212539304
ARMSTRONG AIR | 4SHP18LX136P | EAH1P48B+TDR+TXV | A97US2V070B12 | 34400 | 34000 | 19 | 11 | 8.1 | 2.08 | 66 | 55 | 212539303
ARMSTRONG AIR | 4SHP18LX136P | EA(C;U)1P48B+TDR+TXV | A97US2V045B12 | 34000 | 34600 | 17.5 | 10 | 8.1 | 2.06 | 66 | 55 | 212539276
ARMSTRONG AIR | 4SHP18LX136P | E*1P36C+TDR+TXV | A97US2V090C16 | 35000 | 34600 | 18 | 11 | 8.5 | 2.22 | 68 | 57 | 212539268
ARMSTRONG AIR | 4SHP18LX136P | EAC4X48C+TDR | A98USMV090C20 | 34200 | 34600 | 17.5 | 10.4 | 8.5 | 2.1 | 66 | 54 | 212539148
ARMSTRONG AIR | 4SHP18LX136P | EAD4X-48C+TDR | A97DS2V090C20 | 34400 | 36000 | 19 | 11 | 8.5 | 2.12 | 69 | 56 | 214094629
AIREASE | 4SHP18LX136P | EAH1P30B+TDR+TXV | A80UH1E070B12 | 23800 | 24000 | 18 | 12.3 | 8.5 | 2.04 | 65 | 62 | 210822085
AIREASE | 4SHP18LX136P | EAC4X30B+TDR | A96US2V070B12 | 23400 | 24000 | 19 | 12.3 | 8.1 | 1.97 | 65 | 62 | 210822062
AIREASE | 4SHP18LX136P | EA(C;U)1P30A+TDR+TXV | A80US2V060A12X | 23600 | 24000 | 19 | 12.3 | 8.1 | 1.98 | 64 | 61 | 210821970
AIREASE | 4SHP18LX136P | E*1P23B+TDR+TXV | A97US2V040B12X | 23000 | 24000 | 19 | 12.3 | 8.1 | 1.9 | 63 | 60 | 210821913
AIREASE | 4SHP18LX136P | E*1P23B+TDR+TXV | A96US2V070B12 | 23000 | 24000 | 19 | 12.3 | 8.1 | 1.91 | 63 | 59 | 210821911
AIREASE | 4SHP18LX136P | BCE7S30M*4X |  | 23400 | 24000 | 19 | 12.3 | 8.5 | 2.15 | 67 | 64 | 210821885
AIREASE | 4SHP18LX136P | BCE7S24M*4X |  | 23000 | 24000 | 19 | 12.3 | 8.5 | 2.08 | 63 | 64 | 210821883
AIREASE | 4SHP18LX136P | ED1P30/36B+TDR+TXV | A96DS2V070B16 | 34600 | 34600 | 18.5 | 11 | 8.1 | 1.98 | 66 | 54 | 210821847
AIREASE | 4SHP18LX136P | ED1P30/36B+TDR+TXV | A93DF1E070B12 | 34400 | 34600 | 18 | 11.7 | 8.1 | 2.02 | 65 | 52 | 210821840
AIREASE | 4SHP18LX136P | ED1P30/36B+TDR+TXV | A93DF1E045B12 | 34400 | 34600 | 18 | 11.7 | 8.1 | 2.04 | 65 | 52 | 210821839
AIREASE | 4SHP18LX136P | EAH1P48B+TDR+TXV | A80US2V090B16L | 34400 | 33800 | 18.5 | 11 | 8.1 | 2.12 | 66 | 55 | 210821813
AIREASE | 4SHP18LX136P | EAH1P48B+TDR+TXV | A80UH2E090B12 | 34200 | 33600 | 18.5 | 11 | 8.1 | 2.12 | 67 | 55 | 210821806
AIREASE | 4SHP18LX136P | EAC4X48B+TDR | EFV12BCA | 33800 | 34400 | 16 | 10.4 | 8.1 | 2.1 | 66 | 54 | 210821729
AIREASE | 4SHP18LX136P | EAC4X48B+TDR | A97US2V040B12X | 34000 | 34600 | 18 | 10.4 | 8.1 | 2.08 | 66 | 55 | 210821726
AIREASE | 4SHP18LX136P | EAC4X48B+TDR | A80UH2E090B12 | 34200 | 34600 | 17.1 | 10.4 | 8.1 | 2.12 | 66 | 54 | 210821694
AIREASE | 4SHP18LX136P | EAC4X48B+TDR | A80UH1E070B12 | 33800 | 34400 | 16.5 | 10.4 | 8.1 | 2.12 | 66 | 54 | 210821690
AIREASE | 4SHP18LX136P | EAC4X36B+TDR | A80US2V080B16X | 34600 | 34600 | 18 | 11 | 8.5 | 2.08 | 66 | 54 | 210821654
AIREASE | 4SHP18LX136P | EAC4X36B+TDR | A80UH2E090B12 | 34200 | 34600 | 16.5 | 10.9 | 8.5 | 2.06 | 66 | 54 | 210821651
AIREASE | 4SHP18LX136P | EAC4X36B+TDR | A80UH1E090B16 | 34200 | 34400 | 15.5 | 11 | 8.1 | 2.08 | 66 | 54 | 210821649
AIREASE | 4SHP18LX136P | EAC4X36B+TDR | A80UH1E070B12 | 34000 | 34400 | 17.1 | 11 | 8.5 | 2.08 | 66 | 54 | 210821645
AIREASE | 4SHP18LX136P | EA(C;U)1P48B+TDR+TXV | EFV12BCA | 33600 | 34600 | 16 | 10.4 | 8.1 | 2.12 | 66 | 54 | 210821606
AIREASE | 4SHP18LX136P | EA(C;U)1P48B+TDR+TXV | A96US2V045B12 | 34000 | 34600 | 17.5 | 10 | 8.1 | 2.06 | 66 | 55 | 210821598
AIREASE | 4SHP18LX136P | EA(C;U)1P48B+TDR+TXV | A80US2V080B16X | 34200 | 34600 | 18 | 10.4 | 8.5 | 2.12 | 66 | 54 | 210821580
AIREASE | 4SHP18LX136P | EA(C;U)1P48B+TDR+TXV | A80UH1E070B12 | 33800 | 34400 | 16.5 | 10.4 | 8.1 | 2.12 | 66 | 54 | 210821570
ARMSTRONG AIR | 4SHP18LX136P | 7ED48CX-0*+TDR | A96DS2V110C20 | 34400 | 36000 | 19 | 11 | 8.5 | 2.14 | 69 | 56 | 214731030
ARMSTRONG AIR | 4SHP18LX136P | 7ED48CX-0*+TDR | A95DF1E090C16 | 34200 | 36000 | 18.5 | 11.5 | 8.5 | 2.16 | 68 | 55 | 214731027
ARMSTRONG AIR | 4SHP18LX160P | EAD4X-50/60C+TDR | A97DS2V110C20 | 46000 | 48000 | 17.1 | 11 | 8.5 | 2.06 | 75 | 60 | 214094658
ARMSTRONG AIR | 4SHP18LX160P | EAD4X-50/60C+TDR | A97DF2E110C20 | 46000 | 48000 | 16 | 11 | 8.1 | 2 | 73 | 58 | 213927732
ARMSTRONG AIR | 4SHP18LX160P | EAD4X-60D+TDR | EFV20DCA | 55500 | 58000 | 15.5 | 10 | 8.1 | 1.82 | 75 | 65 | 213352642
ARMSTRONG AIR | 4SHP18LX160P | EAD4X-60D+TDR | A96DS2V090C20 | 55500 | 58000 | 16.5 | 10 | 8.1 | 1.82 | 75 | 65 | 213352638
AIREASE | 4SHP18LX136P | EA(C;U)1P48C+TDR+TXV | A97USMV090C12 | 34200 | 34600 | 18 | 10.4 | 8.5 | 2.1 | 66 | 54 | 210821626
AIREASE | 4SHP18LX136P | EA(C;U)1P48C+TDR+TXV | A95UH1E090C16 | 33800 | 34400 | 16 | 10.4 | 8.1 | 2.1 | 66 | 54 | 210821613
AIREASE | 4SHP18LX136P | EA(C;U)1P48C+TDR+TXV | A93UH1E090C16 | 34000 | 34400 | 16 | 10.4 | 8.1 | 2.12 | 66 | 54 | 210821610
AIREASE | 4SHP18LX136P | EA(C;U)1P48C+TDR+TXV | A80UH2E110C16 | 34200 | 34400 | 16 | 10.9 | 8.1 | 2.14 | 66 | 54 | 210821607
AIREASE | 4SHP18LX136P | EA(C;U)1P48B+TDR+TXV | A80US2V090B16 | 34000 | 34600 | 17.5 | 10.4 | 8.1 | 2.1 | 66 | 54 | 210821581
AIREASE | 4SHP18LX136P | EA(C;U)1P48B+TDR+TXV | A80UH2E090B12 | 34200 | 34600 | 17.1 | 10.4 | 8.1 | 2.12 | 66 | 54 | 210821576
AIREASE | 4SHP18LX136P | EA(C;U)1P48B+TDR+TXV | A80UH1E080B16X | 33800 | 34600 | 15.5 | 10.4 | 8.1 | 2.08 | 66 | 54 | 210821572
AIREASE | 4SHP18LX136P | EA(C;U)1P36A+TDR+TXV | A80UH2E070A12 | 34000 | 34600 | 16 | 10.9 | 8.1 | 2.06 | 66 | 54 | 210821537
AIREASE | 4SHP18LX136P | EA(C;U)1P36A+TDR+TXV | A80UH1E070A12 | 33600 | 34200 | 17.1 | 10.9 | 8.5 | 2.06 | 66 | 54 | 210821535
AIREASE | 4SHP18LX136P | E*1P36C+TDR+TXV | A93UH1E090C12 | 34800 | 34600 | 17.5 | 11 | 8.5 | 2.22 | 68 | 56 | 210821510
AIREASE | 4SHP18LX136P | E*1P36B+TDR+TXV | A97US2V060B12X | 34800 | 34600 | 18 | 10.9 | 8.5 | 2.18 | 69 | 57 | 210821505
AIREASE | 4SHP18LX136P | E*1P36B+TDR+TXV | A80UH1E070B12 | 34400 | 34600 | 18 | 11 | 8.5 | 2.22 | 67 | 56 | 210821477
AIREASE | 4SHP18LX136P | E*1P36A+TDR+TXV | A80US2V070A12L | 34800 | 34600 | 18 | 10.9 | 8.5 | 2.18 | 69 | 57 | 210821476
AIREASE | 4SHP18LX136P | E*1P36A+TDR+TXV | A80UH1E060A12X | 33800 | 34600 | 17.1 | 10.9 | 8.5 | 2.18 | 67 | 55 | 210821468
AIREASE | 4SHP18LX136P | BCE7S36 |  | 33600 | 35600 | 19 | 11.7 | 8.5 | 2.14 | 63 | 52 | 210821450
AIREASE | 4SHP18LX136P | EAH1P48B+TDR+TXV | A80US2V090B12* | 34400 | 33800 | 19 | 11 | 8.1 | 2.12 | 66 | 55 | 211644201
AIREASE | 4SHP18LX136P | EAC4X48C+TDR | A97USMV090C20 | 34200 | 34600 | 17.5 | 10.4 | 8.5 | 2.1 | 66 | 54 | 211644198
AIREASE | 4SHP18LX136P | EA(C,U)1P48C+TDR+TXV | A97USMV110C20 | 34200 | 34600 | 17.5 | 10.4 | 8.1 | 2.12 | 63 | 54 | 211644184
AIREASE | 4SHP18LX136P | EA(C,U)1P48C+TDR+TXV | A96US2V110C20 | 34200 | 34600 | 17.5 | 10.4 | 8.1 | 2.12 | 63 | 54 | 211644181
AIREASE | 4SHP18LX136P | EA(C,U)1P48C+TDR+TXV | A80US2V110C20* | 34200 | 34600 | 17.1 | 10.4 | 8.1 | 2.12 | 63 | 54 | 211644178
AIREASE | 4SHP18LX136P | E*1P36C+TDR+TXV | A80US2V100C20X | 35000 | 34600 | 18 | 11 | 8.5 | 2.22 | 68 | 56 | 211644161
AIREASE | 4SHP18LX136P | E*1P36B+TDR+TXV | A97USMV070B12 | 34800 | 34600 | 18.5 | 10.9 | 8.5 | 2.18 | 69 | 57 | 211644158
AIREASE | 4SHP18LX136P | ED1P24B+TDR+TXV | EFV12BCA | 22800 | 24000 | 18.5 | 12.3 | 8.1 | 1.84 | 65 | 62 | 211644261
AIREASE | 4SHP18LX136P | EAH1P30B+TDR+TXV | A80US2V090B12* | 23600 | 24000 | 19 | 12.3 | 8.5 | 2.04 | 65 | 62 | 211644246
AIREASE | 4SHP18LX136P | EAC4X30B+TDR | A97USMV070B12 | 23400 | 24000 | 19 | 12.3 | 8.1 | 1.97 | 65 | 62 | 211644244
AIREASE | 4SHP18LX136P | EAH1P30B+TDR+TXV | A98USMV070B12 | 23600 | 24000 | 19 | 12.3 | 8.5 | 2.04 | 65 | 62 | 212539205
AIREASE | 4SHP18LX136P | EAC4X30B+TDR | A98USMV070B12 | 23400 | 24000 | 19 | 12.3 | 8.1 | 1.97 | 65 | 62 | 212539204
AIREASE | 4SHP18LX136P | E*1P23B+TDR+TXV | A98USMV070B12 | 23000 | 24000 | 19 | 12.3 | 8.1 | 1.9 | 63 | 59 | 212539197
AIREASE | 4SHP18LX136P | E*1P23B+TDR+TXV | A97US2V070B12 | 23000 | 24000 | 19 | 12.3 | 8.1 | 1.91 | 63 | 59 | 212539387
AIREASE | 4SHP18LX136P | E*1P23B+TDR+TXV | A97US2V045B12 | 23000 | 24000 | 19 | 12.3 | 8.1 | 1.89 | 63 | 60 | 212539386
AIREASE | 4SHP18LX136P | EAC4X48C+TDR | A97US2V090C12 | 34200 | 34600 | 18 | 10.4 | 8.5 | 2.12 | 66 | 54 | 212539373
AIREASE | 4SHP18LX136P | EA(C;U)1P36B+TDR+TXV | A97US2V070B12 | 34400 | 34600 | 18 | 10.4 | 8.5 | 2.04 | 67 | 55 | 212539354
AIREASE | 4SHP18LX136P | EA(C;U)1P36B+TDR+TXV | A97US2V045B12 | 34200 | 34600 | 17.5 | 10.4 | 8.5 | 2.02 | 68 | 55 | 212539352
AIREASE | 4SHP18LX136P | E*1P36C+TDR+TXV | A97US2V090C12 | 35000 | 34600 | 18 | 11 | 8.5 | 2.2 | 68 | 57 | 212539347
AC PRO | 4HP18V36P | EAC4X36A | 80G1UH060AE12X | 33400 | 34200 | 16 | 10.9 | 8.1 | 2.04 | 65 | 54 | 206905654
AC PRO | 4HP18V36P | EA(C,U)1P48C+H4TXV02 | 96G2UH090CV12 | 33800 | 34400 | 17.5 | 10.4 | 8.5 | 2.12 | 63 | 54 | 206905608
AC PRO | 4HP18V36P | EA(C,U)1P48C+H4TXV02 | 92G1UH090CE12 | 34200 | 34600 | 17.1 | 10.4 | 8.1 | 2.12 | 63 | 54 | 206905602
AC PRO | 4HP18V36P | EA(C,U)1P36B+H4TXV02 | 92G1UH045BE12 | 34000 | 34600 | 16 | 10.4 | 8.1 | 2.04 | 66 | 54 | 206905575
AC PRO | 4HP18V36P | EA(C,U)1P36B+H4TXV02 | 80G2UH090BE16L | 34200 | 34400 | 15.5 | 11 | 8.1 | 2.08 | 66 | 54 | 206905572
AC PRO | 4HP18V36P | EA(C,U)1P36B+H4TXV02 | 80G1UH070BE12 | 34000 | 34400 | 17.1 | 11 | 8.1 | 2.08 | 66 | 54 | 206905567
AC PRO | 4HP18V36P | EA(C,U)1P36A+H4TXV02 | 80G2UH070AE12 | 34000 | 34600 | 16 | 10.9 | 8.1 | 2.06 | 66 | 54 | 206905564
AC PRO | 4HP18V36P | EA(C,U)1P36A+H4TXV02 | 80G1UH070AE12 | 33600 | 34200 | 17.1 | 10.9 | 8.1 | 2.06 | 66 | 54 | 206905563
AC PRO | 4HP18V36P | EA(C,U)1P30B+H4TXV01 | 96G2UH070BV12 | 23400 | 24000 | 19 | 12.3 | 8.1 | 1.97 | 65 | 62 | 206905558
AC PRO | 4HP18V36P | EA(C,U)1P30A+H4TXV01 | 80G2UH070AE12L | 23800 | 24000 | 18.5 | 12.3 | 8.1 | 1.97 | 66 | 63 | 206905544
AC PRO | 4HP18V36P | EA(C,U)1P30A+H4TXV01 | 80G1UH040AE12X | 23800 | 24000 | 18.5 | 12.3 | 8.1 | 1.96 | 66 | 63 | 206905539
AC PRO | 4HP18V36P | E*1P36C+H4TXV02 | 96G1UH090CE16 | 34600 | 35400 | 16.5 | 11 | 8.5 | 2.22 | 66 | 55 | 206905515
AC PRO | 4HP18V36P | E*1P36B+H4TXV02 | 96G1UH070BE12 | 33800 | 34800 | 17.5 | 10.9 | 8.5 | 2.2 | 67 | 55 | 206905505
AC PRO | 4HP18V36P | E*1P36B+H4TXV02 | 92G1UH030BE12 | 34000 | 35200 | 17.1 | 10.9 | 8.5 | 2.18 | 66 | 55 | 206905501
AC PRO | 4HP18V36P | E*1P36A+H4TXV02 | 80G1UH070AE12 | 34000 | 35000 | 18 | 11 | 8.5 | 2.2 | 66 | 55 | 206905490
AC PRO | 4HP18V36P | E*1P23B+H4TXV01 | 96G1UH045BE12 | 23400 | 24000 | 18 | 12.3 | 8.1 | 1.9 | 64 | 61 | 206905482
AC PRO | 4HP18V36P | E*1P23B+H4TXV01 | 92G1UH070BE12 | 23400 | 24000 | 19 | 12.3 | 8.1 | 1.92 | 64 | 60 | 206905478
AC PRO | 4HP18V36P | E*1P23A+H4TXV01 | 80G2UH070AE12 | 23400 | 24000 | 19 | 12.3 | 8.1 | 1.91 | 64 | 60 | 206905471
AC PRO | 4HP18V36P | BCE5E30M |  | 24000 | 24000 | 17.5 | 12.3 | 8.5 | 2 | 66 | 64 | 206905455
AC PRO | 4HP18V60P | EAD4X-60D+TDR | EFV20DCA | 55500 | 58000 | 15.5 | 10 | 8.1 | 1.82 | 75 | 65 | 213352665
AC PRO | 4HP18V60P | EAD4X-60D+TDR | 96G2DF110CE20 | 55500 | 58000 | 15.5 | 10 | 8.1 | 1.84 | 74 | 64 | 213352663
AC PRO | 4HP18V60P | EAD4X-50/60C+TDR | 96G1DF110CE20 | 46000 | 48000 | 16 | 11.5 | 8.5 | 2.1 | 75 | 60 | 213352620
AC PRO | 4HP18V60P | EAD4X-50/60C+TDR | 80G1DF110CE20 | 47500 | 48000 | 17.1 | 12.3 | 8.5 | 2.22 | 72 | 57 | 213352619
AC PRO | 4HP18V60P | EAD4X-60D+TDR | 97G2DF110CE20 | 55500 | 58000 | 15.5 | 10 | 8.1 | 1.84 | 74 | 64 | 213942314
AC PRO | 4HP18V60P | EAD4X-50/60C+TDR | 97G2DF110CE20 | 46000 | 48000 | 16 | 11.5 | 8.5 | 2.1 | 75 | 60 | 213934374
AC PRO | 4HP18V60P | 7EC60DX-0*+TDR | EFV20DCA | 58000 | 57500 | 15.5 | 10 | 8.1 | 1.96 | 70 | 60 | 214729127
AC PRO | 4HP18V60P | 7EC60DX-0*+TDR | 96G1UH135DE20 | 58500 | 57500 | 15.2 | 10.4 | 8.1 | 1.96 | 70 | 59 | 214729124
COMFORT-AIRE | HRG1836S1P | EA(C,U)1P48C+H4TXV02 | GUH92C090C3M | 34200 | 34600 | 17.1 | 10.4 | 8.1 | 2.12 | 63 | 54 | 207071104
COMFORT-AIRE | HRG1836S1P | EA(C,U)1P36B+H4TXV02 | GUH96T045B3M | 33800 | 34800 | 15.5 | 10.4 | 8.1 | 2.02 | 66 | 54 | 207071084
COMFORT-AIRE | HRG1836S1P | 7EH30BX-0*+TDR | GUH97T045B3M | 23600 | 24000 | 19 | 12.3 | 8.5 | 2.03 | 65 | 63 | 214831107
GE | NS18H36MA4-** | NAM30V2TA4 |  | 23200 | 24000 | 19 | 12.3 | 8.5 | 2.14 | 67 | 64 | 213255777
GE | NS18H36MA4-** | NCHC48CT4+TDR | NF97U090M5C-* | 34600 | 34400 | 19 | 11 | 8.5 | 2.08 | 65 | 54 | 213164569
GE | NS18H36MA4-** | NCHC48BT4+TDR | NF97U070M3B-* | 34200 | 34000 | 18.5 | 11 | 8.1 | 2.1 | 66 | 55 | 213164564
GE | NS18H36MA4-** | NCHC48BT4+TDR | NF97X040V3B-* | 34200 | 34000 | 18.5 | 11 | 8.1 | 2.1 | 66 | 54 | 213164562
GE | NS18H36MA4-** | NCHC30BT4+TDR | NF97X060V3B-* | 23600 | 24000 | 19 | 12.3 | 8.5 | 2.03 | 65 | 63 | 213164560
GE | NS18H36MA4-** | NCUC48CT4+TDR | NF97U090M5C-* | 34200 | 34600 | 17.5 | 10.4 | 8.5 | 2.12 | 63 | 54 | 213164557
GE | NS18H36MA4-** | NCUC30BT4+TDR | NF97X060V3B-* | 23400 | 24000 | 18.5 | 12.3 | 8.1 | 1.96 | 65 | 62 | 213164545
GE | NS18H36MA4-** | NCUU48CP4+TDR+TXV | NF97U090M5C-* | 34200 | 34600 | 17.5 | 10.4 | 8.5 | 2.12 | 63 | 54 | 213164539
GE | NS18H36MA4-** | NAM24V1TA4-** |  | 23400 | 24000 | 18.5 | 12.3 | 8.5 | 1.88 | 67 | 64 | 209941285
GE | NS18H60MA4-** | NCUC60CT4 | NF96U090V5C-* | 57000 | 58500 | 16 | 10 | 8.1 | 1.94 | 65 | 57 | 209941257
GE | NS18H36MA4-** | NCUC48BT4 | NF96U045V3B-* | 33600 | 34600 | 17.1 | 10 | 8.1 | 2.08 | 63 | 54 | 209941238
GE | NS18H36MA4-** | NCHC30BT4 | NF96U045S3B-* | 24000 | 24000 | 18.5 | 12.3 | 8.5 | 2.03 | 66 | 64 | 209941214
GE | NS18H36MA4-** | NCUU36BP4+TXV | NF80U090V4B-* | 34400 | 34600 | 17.1 | 10.9 | 8.1 | 2.04 | 66 | 54 | 209941154
GE | NS18H36MA4-** | NCUC36BT4 | NF80U090T4B-* | 34200 | 34400 | 15.5 | 11 | 8.1 | 2.08 | 66 | 54 | 209941147
GE | NS18H36MA4-** | NCUU30AP4+TXV | NF80U070V3A-* | 23600 | 24000 | 18.5 | 12.3 | 8.1 | 1.98 | 65 | 62 | 209941141
GE | NS18H60MA4-** | NCUC60CT4 | NF80U090S5C-* | 58000 | 57500 | 16.5 | 10.4 | 8.1 | 1.94 | 66 | 58 | 209941100
GE | NS18H36MA4-** | NCHC48BT4 | NF80U070S3B-* | 34000 | 33400 | 17.5 | 11 | 8.5 | 2.12 | 66 | 55 | 209941075
GE | NS18H36MA4-** | NCUU36AP4+TXV | NF80U070S3A-* | 33600 | 34200 | 17.1 | 10.9 | 8.1 | 2.06 | 66 | 54 | 209941068
GE | NS18H36MA4-** | NCHC30AT4 | NF80X060S3A-* | 23800 | 24000 | 19 | 12.3 | 8.5 | 2.04 | 65 | 63 | 209941067
GE | NS18H36MA4-** | NCHC30AT4 | NF80U045S3A-* | 23800 | 24000 | 18.5 | 12.3 | 8.5 | 2.04 | 65 | 63 | 209941060
GE | NS18H36MA4-** | NCUC36AT4 | NF80U045S3A-* | 33600 | 34200 | 17.1 | 10.9 | 8.1 | 2.06 | 65 | 54 | 209941057
GE | NS18H36MA4-** | NCHC30AT4 | NF80X040S3A-* | 23800 | 24000 | 19 | 12.3 | 8.5 | 2.04 | 65 | 63 | 209941055
GE | NS18H36MA4-** | NCUC30AT4 | NF80X040S3A-* | 23800 | 24000 | 18.5 | 12.3 | 8.1 | 1.96 | 66 | 63 | 209941054
GE | NS18H36MA4-** | NCHC36BT4 | NF96U070V3B-* | 32400 | 33800 | 18.5 | 10.9 | 8.5 | 2.12 | 66 | 55 | 209941247
CENTURY | HRG1836S1P | EAH1P48B+H4TXV02 | GUH80C090B4M | 34200 | 33400 | 17.5 | 11.5 | 8.5 | 2.14 | 66 | 55 | 207071181
CENTURY | HRG1836S1P | HMG24X1P |  | 23000 | 24000 | 17.5 | 12.3 | 8.1 | 1.85 | 63 | 62 | 207071253
CENTURY | HRG1836S1P | EA(C,U)1P30B+H4TXV01 | GUH96T070B3M | 23400 | 24000 | 19 | 12.3 | 8.1 | 1.97 | 65 | 62 | 207071305
CENTURY | HRG1836S1P | EAC4X30B | GUH96T070B3M | 23400 | 24000 | 19 | 12.3 | 8.1 | 1.97 | 65 | 62 | 207071345
CENTURY | HRG1860S1P | EA(C,U)1P60C+H4TXV03 | GUH80C090C5M | 58000 | 57500 | 16.5 | 10.4 | 8.1 | 1.94 | 66 | 58 | 207071470
CENTURY | HRG1860S1P | EAC4X60C | GUH80C110C5M | 57500 | 57500 | 16.5 | 10 | 8.1 | 1.92 | 66 | 57 | 207071504
ARMSTRONG AIR | 4SHP18LX136P | EAC4X36B+TDR | A93UH1E030B12 | 33200 | 34200 | 15.5 | 10.4 | 8.1 | 2.04 | 66 | 54 | 210738420
ARMSTRONG AIR | 4SHP18LX136P | EA(C;U)1P48C+TDR+TXV | A97USMV090C16 | 34200 | 34600 | 18 | 10.4 | 8.5 | 2.12 | 66 | 54 | 210738351
ARMSTRONG AIR | 4SHP18LX136P | EA(C;U)1P48C+TDR+TXV | A96US2V110C16 | 34200 | 34600 | 17.5 | 10.4 | 8.5 | 2.12 | 66 | 54 | 210738337
ARMSTRONG AIR | 4SHP18LX136P | EA(C;U)1P48C+TDR+TXV | A96US2V090C16 | 34200 | 34600 | 18 | 10.4 | 8.5 | 2.12 | 66 | 54 | 210738333
ARMSTRONG AIR | 4SHP18LX136P | EA(C;U)1P48B+TDR+TXV | A96UH2E070B12 | 33400 | 34400 | 17.1 | 10.4 | 8.1 | 2.08 | 66 | 54 | 210738278
ARMSTRONG AIR | 4SHP18LX136P | EA(C;U)1P48B+TDR+TXV | A96UH1E030B12 | 33200 | 34400 | 16 | 10.4 | 8.1 | 2.08 | 66 | 54 | 210738261
ARMSTRONG AIR | 4SHP18LX160P | EAC4X60C+TDR | A80UH2E110C20 | 57500 | 58500 | 16 | 10 | 8.1 | 1.94 | 65 | 57 | 210727530
ARMSTRONG AIR | 4SHP18LX160P | EA(C;U)1P60C+TDR+TXV | A80UH2E110C20 | 57500 | 58500 | 16 | 10 | 8.1 | 1.94 | 65 | 57 | 210727512
ARMSTRONG AIR | 4SHP18LX136P | EAH1P48C+TDR+TXV | A97US2V090C20 | 34600 | 33800 | 19 | 11 | 8.5 | 2.08 | 66 | 55 | 214094642
ARMSTRONG AIR | 4SHP18LX136P | EA(C,U)1P48C+TDR+TXV | A97US2V110C16 | 34200 | 34600 | 17.5 | 10.4 | 8.5 | 2.12 | 63 | 54 | 214094639
ARMSTRONG AIR | 4SHP18LX136P | 7EC48CX-0*+TDR | A95UH1E090C16 | 33800 | 34400 | 16 | 10.4 | 8.1 | 2.1 | 66 | 54 | 214729944
ARMSTRONG AIR | 4SHP18LX136P | 7EC48CX-0*+TDR | A93UH1E090C12 | 34200 | 34600 | 17.1 | 10.4 | 8.1 | 2.12 | 66 | 54 | 214729940
ARMSTRONG AIR | 4SHP18LX136P | 7EC36BX-0*+TDR | EFV12BCA | 34200 | 34400 | 15.2 | 11 | 8.1 | 2.06 | 66 | 54 | 214729921
ARMSTRONG AIR | 4SHP18LX136P | 7EC36BX-0*+TDR | A98USMV070B12 | 34400 | 34600 | 18 | 10.4 | 8.5 | 2.04 | 67 | 55 | 214729920
ARMSTRONG AIR | 4SHP18LX136P | 7EC36BX-0*+TDR | A96UH1E030B12 | 33400 | 34200 | 15.5 | 10.9 | 8.1 | 2.04 | 66 | 54 | 214729904
ARMSTRONG AIR | 4SHP18LX136P | 7EC36BX-0*+TDR | A93UH1E045B12 | 34000 | 34600 | 16 | 10.4 | 8.1 | 2.04 | 66 | 54 | 214729901
ARMSTRONG AIR | 4SHP18LX136P | 7EC36BX-0*+TDR | A80US2V090B16L | 34400 | 34600 | 17.5 | 10.4 | 8.5 | 2.04 | 66 | 55 | 214729898
ARMSTRONG AIR | 4SHP18LX136P | 7EC30BX-0*+TDR | EFV12BCA | 23400 | 24000 | 17.5 | 12.3 | 8.1 | 2 | 65 | 62 | 214729881
ARMSTRONG AIR | 4SHP18LX136P | 7EC30BX-0*+TDR | A97USMV070B12 + TSTAT | 23400 | 24000 | 19 | 12.3 | 8.1 | 1.97 | 65 | 62 | 214729878
ARMSTRONG AIR | 4SHP18LX136P | 7EC48BX-0*+TDR | A97US2V070B12 | 34000 | 34600 | 18 | 10.4 | 8.5 | 2.08 | 66 | 55 | 214784668
ARMSTRONG AIR | 4SHP18LX136P | 7EH36CX-0*+TDR | A98USMV090C16 | 35000 | 34600 | 18 | 11 | 8.5 | 2.22 | 68 | 57 | 214730064
ARMSTRONG AIR | 4SHP18LX136P | 7EH36CX-0*+TDR | A97US2V090C12 | 35000 | 34600 | 18 | 11 | 8.5 | 2.2 | 68 | 57 | 214730050
ARMSTRONG AIR | 4SHP18LX136P | 7EH36CX-0*+TDR | A97US2V080C16X + TSTAT | 34800 | 34600 | 18 | 11 | 8.5 | 2.22 | 68 | 56 | 214730047
ARMSTRONG AIR | 4SHP18LX136P | 7EH36CX-0*+TDR | A97UH2E090C16 | 34800 | 34600 | 17.5 | 11 | 8.5 | 2.22 | 68 | 56 | 214730045
ARMSTRONG AIR | 4SHP18LX136P | 7EC48CX-0*+TDR | A97US2V060B12X | 34000 | 34600 | 17.5 | 10.4 | 8.1 | 2.08 | 66 | 55 | 214729964
ARMSTRONG AIR | 4SHP18LX136P | 7EC48CX-0*+TDR | A97US2V040B12X | 34000 | 34600 | 18 | 10.4 | 8.1 | 2.08 | 66 | 55 | 214729961
ARMSTRONG AIR | 4SHP18LX136P | 7EC48CX-0*+TDR | A80UH1E080B16X | 33800 | 34600 | 15.5 | 10.4 | 8.1 | 2.08 | 66 | 54 | 214729923
ARMSTRONG AIR | 4SHP18LX136P | EA(C;U)1P48B+TDR+TXV | A93UH1E070B12 | 33400 | 34400 | 17.1 | 10.4 | 8.1 | 2.08 | 66 | 54 | 210738252
ARMSTRONG AIR | 4SHP18LX136P | EA(C;U)1P36B+TDR+TXV | A96UH2E070B12 | 33600 | 34200 | 16 | 10.9 | 8.1 | 2.04 | 66 | 54 | 210738194
ARMSTRONG AIR | 4SHP18LX136P | EA(C;U)1P36B+TDR+TXV | A93UH1E030B12 | 33200 | 34200 | 15.5 | 10.4 | 8.1 | 2.04 | 66 | 54 | 210738177
DUCANE | 4HP18V36P | E*1P23B+H4TXV01 | 96G2UH070BV12 | 23200 | 24000 | 19 | 12.3 | 8.1 | 1.91 | 63 | 60 | 206903156
DUCANE | 4HP18V36P | E*1P23B+H4TXV01 | 96G2UH045BV12 | 23200 | 24000 | 19 | 12.3 | 8.1 | 1.89 | 63 | 60 | 206903155
DUCANE | 4HP18V36P | E*1P23A+H4TXV01 | 80G2UH070AE12 | 23400 | 24000 | 19 | 12.3 | 8.1 | 1.91 | 64 | 60 | 206903153
DUCANE | 4HP18V36P | ED1P30/36C+H4TXV02 | 92G1DF090CE16 | 34600 | 36000 | 17.1 | 12 | 8.1 | 2.04 | 62 | 50 | 206903029
DUCANE | 4HP18V36P | ED1P30/36B+H4TXV02 | 96G1DF045BE12 | 34000 | 36000 | 18 | 11.7 | 8.1 | 2.04 | 61 | 50 | 206903027
DUCANE | 4HP18V36P | ED1P30/36B+H4TXV02 | 80G1DF070BE12 | 34200 | 36000 | 18 | 11.7 | 8.1 | 2.04 | 61 | 49 | 206903020
DUCANE | 4HP18V36P | EAH1P48B+H4TXV02 | 80G2UH090BE16L | 34400 | 33600 | 17.5 | 11.5 | 8.5 | 2.14 | 66 | 55 | 206902984
DUCANE | 4HP18V36P | EAH1P48B+H4TXV02 | 80G2UH090BE16 | 34400 | 33600 | 17.5 | 11.5 | 8.5 | 2.14 | 66 | 55 | 206902974
DUCANE | 4HP18V36P | EAH1P48B+H4TXV02 | 80G1UH090BE16 | 34200 | 33400 | 17.5 | 11.5 | 8.5 | 2.14 | 66 | 55 | 206902972
DUCANE | 4HP18V36P | EAC4X48C | 96G1UH090CE16 | 34000 | 34600 | 16 | 10.4 | 8.1 | 2.12 | 62 | 54 | 206902951
DUCANE | 4HP18V36P | EAC4X48B | 96G2UH045BV12 | 33600 | 34600 | 17.1 | 10 | 8.1 | 2.08 | 63 | 54 | 206902941
DUCANE | 4HP18V36P | EAC4X48B | 92G1UH070BE12 | 33400 | 34400 | 17.1 | 10.4 | 8.1 | 2.08 | 63 | 54 | 206902936
DUCANE | 4HP18V36P | EAC4X36A | 80G2UH070AE12L | 34000 | 34600 | 16 | 10.9 | 8.1 | 2.06 | 66 | 54 | 206902910
DUCANE | 4HP18V36P | EA(C,U)1P48C+H4TXV02 | 96G1UH090CE16 | 34000 | 34600 | 16 | 10.4 | 8.1 | 2.12 | 62 | 54 | 206902902
DUCANE | 4HP18V36P | EA(C,U)1P48C+H4TXV02 | 95G1UH090CE16 | 33800 | 34400 | 16 | 10.4 | 8.1 | 2.1 | 63 | 54 | 206902901
DUCANE | 4HP18V36P | EA(C,U)1P48C+H4TXV02 | 92G1UH110CE16 | 34000 | 34400 | 16.5 | 10.9 | 8.1 | 2.14 | 62 | 54 | 206902899
DUCANE | 4HP18V36P | EA(C,U)1P48B+H4TXV02 | 80G2UH090BE16L | 34000 | 34400 | 16.5 | 10.4 | 8.1 | 2.12 | 63 | 54 | 206902895
DUCANE | 4HP18V36P | EA(C,U)1P48B+H4TXV02 | 92G1UH045BE12 | 33600 | 34600 | 16.5 | 10.4 | 8.1 | 2.08 | 63 | 54 | 206902886
DUCANE | 4HP18V36P | EA(C,U)1P36B+H4TXV02 | 80G2UH090BV16* | 34400 | 34600 | 17.1 | 10.9 | 8.1 | 2.04 | 66 | 54 | 206902864
DUCANE | 4HP18V36P | EA(C,U)1P36B+H4TXV02 | 80G1UH070BE12 | 34000 | 34400 | 17.1 | 11 | 8.1 | 2.08 | 66 | 54 | 206902862
DUCANE | 4HP18V36P | E*1P36C+H4TXV02 | EFV16CCA | 34400 | 35200 | 17.1 | 11 | 8.5 | 2.24 | 66 | 55 | 206902855
DUCANE | 4HP18V36P | E*1P36C+H4TXV02 | 92G1UH110CE16 | 34600 | 35200 | 16.5 | 11 | 8.5 | 2.24 | 66 | 55 | 206902850
CONCORD | 4HP18V36P | 7EC48BX-0*+TDR | 96G2UH070BV12 | 33800 | 34600 | 17.5 | 10.4 | 8.1 | 2.1 | 63 | 54 | 214730462
CONCORD | 4HP18V36P | 7EC48BX-0*+TDR | 96G2UH045BE12 | 33400 | 34400 | 17.1 | 10.4 | 8.1 | 2.08 | 63 | 54 | 214730459
CONCORD | 4HP18V36P | 7EC30BX-0*+TDR | EFV12BCA | 23400 | 24000 | 17.5 | 12.3 | 8.1 | 1.98 | 65 | 62 | 214730442
CONCORD | 4HP18V36P | 7EC30BX-0*+TDR | 97G2UH045BV12 | 23400 | 24000 | 19 | 12.3 | 8.1 | 1.96 | 65 | 62 | 214730438
CONCORD | 4HP18V36P | 7EC30BX-0*+TDR | 97G2UH030BE08 | 23600 | 24000 | 19 | 12.3 | 8.1 | 1.9 | 63 | 60 | 214730436
CONCORD | 4HP18V36P | 7EC30AX-0*+TDR | 80G2UH070AV12* | 23600 | 24000 | 18.5 | 12.3 | 8.1 | 1.98 | 65 | 62 | 214730422
CONCORD | 4HP18V36P | 7EC30AX-0*+TDR | 80G1UH040AE12X | 23800 | 24000 | 18.5 | 12.3 | 8.1 | 1.96 | 66 | 63 | 214730416
CONCORD | 4HP18V36P | 7EC30/36BX-0*+TDR | 80G1UH070BE12 | 34000 | 34400 | 17.1 | 11 | 8.1 | 2.08 | 66 | 54 | 214730399
CONCORD | 4HP18V36P | 7EC30/36AX-0*+TDR | 80G1UH070AE12 | 33600 | 34200 | 17.1 | 10.9 | 8.1 | 2.06 | 66 | 54 | 214730396
CONCORD | 4HP18V60P | EA(C,U)1P60C+H4TXV03 | 80G2UH110CE20L | 57500 | 58500 | 16 | 10 | 8.1 | 1.94 | 65 | 57 | 206907051
CONCORD | 4HP18V60P | EA(C,U)1P60C+H4TXV03 | 80G1UH090CE20 | 58000 | 57500 | 16.5 | 10.4 | 8.1 | 1.94 | 66 | 58 | 206907047
GE | NS18H60MA4-** | NCUU60CP4+TXV | NF80X100S5C-* | 57500 | 58000 | 16.5 | 10 | 8.1 | 1.9 | 66 | 58 | 209941105
GE | NS18H36MA4-** | NCUC48BT4 | NF80X080S4B-* | 33800 | 34800 | 15.5 | 10.4 | 8.1 | 2.08 | 63 | 54 | 209941084
CONCORD | 4HP18V60P | EA(C,U)1P60D+H4TXV03 | 96G1UH135DE20 | 58500 | 57500 | 15.2 | 10.4 | 8.1 | 1.96 | 70 | 59 | 209338576
ARMSTRONG AIR | 4SHP18LX160P | EA(C,U)1P60C+TDR+TXV | A97USMV110C20 + TSTAT | 57000 | 57000 | 16 | 10 | 8.1 | 1.9 | 66 | 57 | 212595548
ARMSTRONG AIR | 4SHP18LX160P | EAC4X60C+TDR | A97US2V080C20X + TSTAT | 57500 | 57000 | 16 | 10 | 8.1 | 1.9 | 66 | 57 | 212595551
ARMSTRONG AIR | 4SHP18LX160P | EAD4X-50/60C+TDR | A80DF1E110C20 | 46500 | 48000 | 16.5 | 11.7 | 8.5 | 2.12 | 74 | 59 | 213352561
ARMSTRONG AIR | 4SHP18LX160P | EAD4X-50/60C+TDR | A96DF2E110C20 | 46000 | 48000 | 16 | 11 | 8.5 | 2.08 | 75 | 60 | 213352564
ARMSTRONG AIR | 4SHP18LX136P | 7EC48CX-0*+TDR | A96US2V110C16 | 34200 | 34600 | 17.5 | 10.4 | 8.5 | 2.12 | 66 | 54 | 214729957
ARMSTRONG AIR | 4SHP18LX136P | 7EC48CX-0*+TDR | A96US2V110C20 | 34200 | 34600 | 17.5 | 10.4 | 8.1 | 2.12 | 66 | 54 | 214729958
ARMSTRONG AIR | 4SHP18LX136P | 7EC48CX-0*+TDR | A97USMV090C16 + TSTAT | 34000 | 34600 | 18 | 10.4 | 8.5 | 2.12 | 62 | 54 | 214729981
ARMSTRONG AIR | 4SHP18LX136P | 7EC48CX-0*+TDR | A97USMV090C20 + TSTAT | 34200 | 34600 | 17.5 | 10.4 | 8.5 | 2.12 | 63 | 54 | 214729983
ARMSTRONG AIR | 4SHP18LX136P | 7EH30BX-0*+TDR | A80US2V090B16L | 23600 | 24000 | 19 | 12.3 | 8.5 | 2.02 | 65 | 62 | 214730003
DUCANE | 4HP18V36P | EA(C,U)1P30A+H4TXV01 | 80G2UH070AE12L | 23800 | 24000 | 18.5 | 12.3 | 8.1 | 1.97 | 66 | 63 | 206903196
DUCANE | 4HP18V36P | EA(C,U)1P30B+H4TXV01 | 96G2UH070BV12 | 23400 | 24000 | 19 | 12.3 | 8.1 | 1.97 | 65 | 62 | 206903198
DUCANE | 4HP18V36P | EAC4X30A | 80G2UH070AE12L | 23800 | 24000 | 18.5 | 12.3 | 8.1 | 1.97 | 66 | 63 | 206903239
DUCANE | 4HP18V36P | EAC4X30B | 80G2UH090BE12 | 24000 | 24000 | 18.5 | 12.3 | 8.1 | 1.97 | 66 | 63 | 206903245
DUCANE | 4HP18V36P | EAH1P30A+H4TXV01 | 80G1UH040AE12X | 23800 | 24000 | 19 | 12.3 | 8.5 | 2.04 | 65 | 63 | 206903256
DUCANE | 4HP18V36P | EAH1P30B+H4TXV01 | 80G2UH090BE12 | 23400 | 24000 | 18.5 | 12.3 | 8.5 | 1.98 | 66 | 63 | 206903267
DUCANE | 4HP18V36P | EAH1P30B+H4TXV01 | 96G1UH045BE12 | 24000 | 24000 | 18.5 | 12.3 | 8.5 | 2.03 | 66 | 64 | 206903275
DUCANE | 4HP18V36P | EAC4X36B | 95G1UH070BE12 | 33200 | 34000 | 16.5 | 10.9 | 8.1 | 2.04 | 66 | 54 | 207765937
DUCANE | 4HP18V36P | E*1P23B+H4TXV01 | 96G2UH045BE12 | 23400 | 24000 | 17.5 | 12.3 | 8.1 | 1.91 | 64 | 61 | 209329453
DUCANE | 4HP18V36P | EA(C,U)1P30B+H4TXV01 | 96G2UH070BE12 | 23800 | 24000 | 17.1 | 12.3 | 8.1 | 1.96 | 66 | 63 | 209329470
DUCANE | 4HP18V36P | EAH1P48B+H4TXV02 | 96G2UH045BE12 | 33600 | 33400 | 18 | 11 | 8.5 | 2.1 | 66 | 55 | 209332242
DUCANE | 4HP18V36P | ED1P30/36B+H4TXV02 | 96G2DF070BE16 | 34400 | 36000 | 16 | 11.5 | 8.1 | 2.02 | 62 | 51 | 209332249
DUCANE | 4HP18V36P | EAH1P48C+TDR+TXV | 95G1UH090CE16 | 34200 | 33800 | 18 | 11.5 | 8.5 | 2.1 | 65 | 54 | 212607817
DUCANE | 4HP18V36P | EAH1P48C+TDR+TXV | 96G2UH110CV20 | 34600 | 34200 | 19 | 11.5 | 8.5 | 2.1 | 65 | 54 | 212607820
DUCANE | 4HP18V36P | EAC4X30B+TDR | 97G2UH045BE12 | 23800 | 24000 | 17.5 | 12.3 | 8.1 | 2.06 | 66 | 63 | 213934131
DUCANE | 4HP18V36P | EAH1P30B+TDR+TXV | 97G2UH045BE12 | 24000 | 24000 | 18 | 12.3 | 8.5 | 2.11 | 66 | 63 | 213934134
DUCANE | 4HP18V36P | EAD4X-24B+TDR | 97G2DF045BE12 | 24000 | 24000 | 18 | 12.3 | 8.5 | 2.16 | 71 | 70 | 213934220
DUCANE | 4HP18V36P | EAC4X36B+TDR | 97G2UH045BE12 | 33800 | 34400 | 16.5 | 10.9 | 8.1 | 1.95 | 66 | 51 | 213936391
DUCANE | 4HP18V36P | EAC4X48B+TDR | 97G2UH070BE12 | 33600 | 34400 | 17.5 | 10.4 | 8.1 | 2.01 | 66 | 50 | 213936395
DUCANE | 4HP18V36P | EA(C,U)1P30B+TDR+TXV | 97G2UH070BV12 | 23400 | 24000 | 19 | 12.3 | 8.1 | 1.93 | 65 | 62 | 214100129
DUCANE | 4HP18V36P | EAC4X30B+TDR | 97G2UH045BV12 | 23400 | 24000 | 19 | 12.3 | 8.1 | 1.96 | 65 | 62 | 214100132
DUCANE | 4HP18V36P | EAD4X-48C+TDR | 97G2DF090CV20 | 34200 | 36000 | 19 | 11 | 8.5 | 2.14 | 69 | 55 | 214100172
DUCANE | 4HP18V36P | EAH1P48C+TDR+TXV | 97G2UH090CV12 | 34400 | 33400 | 19 | 11 | 8.5 | 2.08 | 66 | 55 | 214100192
DUCANE | 4HP18V36P | EAH1P36B+H4TXV02 | 80G1UH070BE12 | 32200 | 33600 | 18.5 | 11 | 8.5 | 2.14 | 65 | 55 | 206902954
DUCANE | 4HP18V36P | EAH1P36B+H4TXV02 | 96G2UH045BV12 | 32200 | 34000 | 18 | 10.4 | 8.5 | 2.1 | 66 | 55 | 206902965
DUCANE | 4HP18V36P | 7EC48BX-0*+TDR | 97G2UH045BV12 | 33600 | 34600 | 17.1 | 10 | 8.5 | 2.08 | 63 | 54 | 214784604
CENTURY | HRG1836S1P | 7EH30BX-0*+TDR | GUH97T070B3M | 23800 | 24000 | 19 | 12.3 | 8.5 | 2.04 | 65 | 62 | 214831060
CENTURY | HRG1836S1P | EA(C,U)1P48C+TDR+TXV | GUH97T090C3M | 33800 | 34600 | 17.5 | 10.4 | 8.5 | 2.12 | 62 | 53 | 214831063
CENTURY | HRG1836S1P | EAC4X36B | GUH92C045B3M | 34000 | 34600 | 16 | 10.4 | 8.1 | 2.04 | 66 | 54 | 207071125
CENTURY | HRG1836S1P | EAC4X30B+TDR | GUH97M070B3M | 23400 | 24000 | 19 | 12.3 | 8.1 | 1.97 | 65 | 62 | 212604303
CENTURY | HRG1836S1P | EAC4X36B+TDR | GUH97M070B3M | 34200 | 34600 | 16.5 | 10.9 | 8.1 | 2.04 | 66 | 54 | 212604304
CENTURY | HRG1836S1P | EAC4X48C+TDR | GUH97M090C4M | 34000 | 34600 | 18 | 10.4 | 8.5 | 2.12 | 62 | 54 | 212604307
CENTURY | HRG1860S1P | ED1P60D+H4TXV03 | GDD80C110C5M | 58000 | 56500 | 16 | 10.4 | 8.1 | 1.88 | 67 | 59 | 207071536
CENTURY | HRG1836S1P | EAH1P30B+H4TXV01 | GUH96C045B3M | 24000 | 24000 | 18.5 | 12.3 | 8.5 | 2.03 | 66 | 64 | 207071377
CENTURY | HRG1836S1P | EAH1P30B+H4TXV01 | GUH96T070B3M | 23800 | 24000 | 19 | 12.3 | 8.5 | 2.04 | 65 | 62 | 207071365
CENTURY | HRG1836S1P | EA(C,U)1P30B+H4TXV01 | GUH92C070B3M | 24000 | 24000 | 18.5 | 12.3 | 8.1 | 1.97 | 66 | 63 | 207071311
CENTURY | HRG1836S1P | E*1P23B+H4TXV01 | GUH96C045B3M | 23400 | 24000 | 18 | 12.3 | 8.1 | 1.9 | 64 | 61 | 207071277
CENTURY | HRG1836S1P | HCG24V1P |  | 23400 | 24000 | 18.5 | 12.3 | 8.5 | 1.88 | 67 | 64 | 207071257
CENTURY | HRG1836S1P | ED1P30/36B+H4TXV02 | GDD92C045B3M | 34400 | 36000 | 18 | 11.7 | 8.1 | 2.04 | 62 | 50 | 207071233
CENTURY | HRG1836S1P | EAH1P48B+H4TXV02 | GUH92C070B3M | 33800 | 33400 | 18 | 11 | 8.5 | 2.1 | 66 | 55 | 207071185
CENTURY | HRG1836S1P | EAC4X48C | GUH96T090C3M | 33800 | 34400 | 17.5 | 10.4 | 8.5 | 2.12 | 63 | 54 | 207071161
CENTURY | HRG1836S1P | EAC4X48C | GUH92C090C3M | 34200 | 34600 | 17.1 | 10.4 | 8.1 | 2.12 | 63 | 54 | 207071151
CENTURY | HRG1836S1P | EAH1P36B+H4TXV02 | GUH96T045B3M | 32200 | 34000 | 18 | 10.4 | 8.5 | 2.1 | 66 | 55 | 207071171
CENTURY | HRG1836S1P | EAH1P36B+H4TXV02 | GUH92C070B3M | 32200 | 33800 | 17.5 | 11 | 8.5 | 2.12 | 66 | 55 | 207071169
GE | NS18H36MA4-** | NCHC36BT4 | NF96U045V3B-* | 32200 | 34000 | 18 | 10.4 | 8.5 | 2.1 | 66 | 55 | 209941239
GE | NS18H36MA4-** | NCUU36AP4+TXV | NF80U045S3A-* | 33600 | 34200 | 17.1 | 10.9 | 8.1 | 2.06 | 65 | 54 | 209941056
GE | NS18H36MA4-** | NCUC36AT4 | NF80X060S3A-* | 33400 | 34200 | 16 | 10.9 | 8.1 | 2.04 | 65 | 54 | 209941062
GE | NS18H36MA4-** | NCUU36BP4+TXV | NF80U090S4B-* | 34200 | 34400 | 15.5 | 11 | 8.1 | 2.08 | 66 | 54 | 209941089
GE | NS18H36MA4-** | NCUC48BT4 | NF80U090S4B-* | 34000 | 34400 | 16 | 10.9 | 8.1 | 2.12 | 63 | 54 | 209941092
GE | NS18H36MA4-** | NCUU30AP4+TXV | NF80U070T3A-* | 23800 | 24000 | 18.5 | 12.3 | 8.1 | 1.97 | 66 | 63 | 209941134
GE | NS18H36MA4-** | NCUC48BT4 | NF96U045S3B-* | 32800 | 34000 | 17.1 | 10.4 | 8.1 | 2.08 | 63 | 54 | 209941207
GE | NS18H36MA4-** | NCHC48BT4 | NF96U045V3B-* | 33800 | 33800 | 18 | 10.9 | 8.1 | 2.08 | 66 | 55 | 209941240
GE | NS18H36MA4-** | NCUU30BP4+TXV | NF96U070V3B-* | 23400 | 24000 | 19 | 12.3 | 8.1 | 1.97 | 65 | 62 | 209941250
GE | NS18H36MA4-** | NCUU48CP4+TXV | NF96U090V3C-* | 33800 | 34400 | 17.5 | 10.4 | 8.5 | 2.12 | 63 | 54 | 209941253
COMFORT-AIRE | HRG1860S1P | EA(C,U)1P60C+H4TXV03 | GUH96T110C5M | 57000 | 58000 | 16 | 10 | 8.1 | 1.94 | 66 | 57 | 207071483
COMFORT-AIRE | HRG1860S1P | EAC4X60C | GUH96C110C5M | 57500 | 57500 | 16 | 10.4 | 8.1 | 1.92 | 66 | 57 | 207071511
COMFORT-AIRE | HRG1860S1P | EAC4X60D | GUH96C135D5M | 58500 | 57500 | 15.2 | 10.4 | 8.1 | 1.96 | 70 | 59 | 209872220
COMFORT-AIRE | HRG1836S1P | EAH1P36B+H4TXV02 | GUH92C045B3M | 32200 | 33800 | 17.5 | 10.9 | 8.5 | 2.12 | 66 | 56 | 207071168
CENTURY | HRG1836S1P | EAD4X-48C+TDR | GDD92C090C4M | 34200 | 36000 | 18.5 | 11.5 | 8.5 | 2.16 | 68 | 55 | 213379660
CENTURY | HRG1836S1P | EAD4X-48C+TDR | GDD95C090C4M | 34200 | 36000 | 18.5 | 11.5 | 8.5 | 2.16 | 68 | 55 | 213379661
CENTURY | HRG1860S1P | EAD4X-60D+TDR | GDD96C110C5M | 55500 | 58000 | 16 | 10 | 8.1 | 1.84 | 75 | 65 | 213379666
CENTURY | HRG1836S1P | E*1P36B+H4TXV02 | GUH80C090B4M | 34800 | 35200 | 17.1 | 11 | 8.5 | 2.24 | 66 | 55 | 207071041
CENTURY | HRG1836S1P | EA(C,U)1P36A+H4TXV02 | GUH80C045A3M | 33600 | 34200 | 17.1 | 10.9 | 8.1 | 2.06 | 65 | 54 | 207071067
CENTURY | HRG1836S1P | E*1P23B+TDR+TXV | GUH97T045B3M | 23200 | 24000 | 19 | 12.3 | 8.1 | 1.89 | 63 | 60 | 214831029
CENTURY | HRG1836S1P | EAH1P30B+TDR+TXV | GUH97T045B3M | 23600 | 24000 | 19 | 12.3 | 8.5 | 2.03 | 65 | 63 | 214831034
CENTURY | HRG1836S1P | EA(C,U)1P36B+TDR+TXV | GUH97T045B3M | 33800 | 34600 | 15.5 | 10.4 | 8.5 | 2.02 | 66 | 55 | 214831035
CENTURY | HRG1836S1P | EA(C,U)1P36B+TDR+TXV | GUH97T070B3M | 34000 | 34600 | 16 | 10.4 | 8.5 | 2.04 | 66 | 54 | 214831052
CENTURY | HRG1836S1P | EAC4X36B | GUH80C070B3M | 34000 | 34400 | 17.1 | 11 | 8.1 | 2.08 | 66 | 54 | 207071119
CENTURY | HRG1860S1P | EAC4X60C | GUH97T090C5M | 57000 | 58500 | 16 | 10 | 8.1 | 1.9 | 64 | 57 | 214831075
CENTURY | HRG1836S1P | EA(C,U)1P30B+TDR+TXV | GUH97M070B3M | 23400 | 24000 | 19 | 12.3 | 8.1 | 1.97 | 65 | 62 | 212604295
CENTURY | HRG1836S1P | EA(C,U)1P48B+TDR+TXV | GUH97M070B3M | 33800 | 34600 | 17.5 | 10.4 | 8.5 | 2.08 | 63 | 54 | 212604297
CENTURY | HRG1836S1P | EA(C,U)1P48C+TDR+TXV | GUH97M090C4M | 34000 | 34600 | 18 | 10.4 | 8.5 | 2.12 | 62 | 54 | 212604299
CENTURY | HRG1860S1P | EA(C,U)1P60C+TDR+TXV | GUH97M090C5M | 57000 | 57000 | 16 | 10 | 8.1 | 1.9 | 66 | 58 | 212604318
CENTURY | HRG1836S1P | EA(C,U)1P48B+H4TXV02 | GUH96C070B3M | 33200 | 34200 | 16.5 | 10.4 | 8.1 | 2.1 | 63 | 54 | 207071097
CENTURY | HRG1836S1P | EA(C,U)1P48B+H4TXV02 | GUH80C090B4M | 34000 | 34400 | 16 | 10.9 | 8.1 | 2.12 | 63 | 54 | 207071089
ALLIED | 4HP18V36P | E*1P23A+H4TXV01 | 80G2UH070AV12* | 23200 | 24000 | 19 | 12.3 | 8.1 | 1.92 | 63 | 60 | 206905858
ALLIED | 4HP18V36P | E*1P23B+H4TXV01 | EFV08BCA | 22600 | 24000 | 16.5 | 12.3 | 8.1 | 1.88 | 64 | 60 | 206905871
ALLIED | 4HP18V36P | E*1P36B+H4TXV02 | 92G1UH070BE12 | 34200 | 35200 | 17.1 | 10.9 | 8.5 | 2.2 | 66 | 55 | 206905888
ALLIED | 4HP18V36P | E*1P36B+H4TXV02 | 96G2UH070BV12 | 34400 | 35400 | 17.5 | 10.4 | 8.5 | 2.2 | 66 | 55 | 206905892
ALLIED | 4HP18V36P | EA(C,U)1P30B+H4TXV01 | 92G1UH070BE12 | 24000 | 24000 | 18.5 | 12.3 | 8.1 | 1.97 | 66 | 63 | 206905935
ALLIED | 4HP18V36P | EA(C,U)1P30B+H4TXV01 | 96G2UH045BV12 | 23400 | 24000 | 18.5 | 12.3 | 8.1 | 1.96 | 65 | 62 | 206905942
ALLIED | 4HP18V36P | EA(C,U)1P48B+TDR+TXV | 97G2UH070BV12 | 33800 | 34600 | 17.5 | 10.4 | 8.5 | 2.1 | 63 | 54 | 214100222
ALLIED | 4HP18V36P | EAC4X36B+TDR | 97G2UH070BV12 | 34000 | 34600 | 16.5 | 10.9 | 8.5 | 2.06 | 66 | 54 | 214100225
ALLIED | 4HP18V36P | EAC4X48C+TDR | 97G2UH090CV12 | 33800 | 34600 | 17.5 | 10.4 | 8.5 | 2.12 | 62 | 53 | 214100228
ALLIED | 4HP18V36P | EA(C,U)1P30B+TDR+TXV | 97G2UH030BE08 | 23600 | 24000 | 19 | 12.3 | 8.1 | 1.9 | 63 | 60 | 214091894
ALLIED | 4HP18V36P | EA(C,U)1P30B+TDR+TXV | 97G2UH070BV12 | 23400 | 24000 | 19 | 12.3 | 8.1 | 1.93 | 65 | 62 | 214100165
ALLIED | 4HP18V36P | EAC4X48B+TDR | 97G2UH045BE12 | 33400 | 34400 | 17.1 | 10.4 | 8.1 | 2 | 66 | 50 | 213936458
ALLIED | 4HP18V36P | EAH1P48C+TDR+TXV | 97G2UH090CE16 | 34400 | 33400 | 18 | 11.5 | 8.1 | 1.95 | 66 | 50 | 213936467
ALLIED | 4HP18V36P | EAC4X36B | 95G1UH070BE12 | 33200 | 34000 | 16.5 | 10.9 | 8.1 | 2.04 | 66 | 54 | 207765935
ALLIED | 4HP18V36P | ED1P30/36B+TDR+TXV | EFV12BCA | 33800 | 36000 | 17.1 | 11.7 | 8.1 | 2.06 | 61 | 49 | 212523817
ALLIED | 4HP18V36P | EA(C,U)1P30B+TDR+TXV | 97G2UH070BE12 | 23800 | 24000 | 18 | 12.3 | 8.1 | 2.06 | 66 | 63 | 213934177
AIREASE | 4SHP18LX136P | EA(C;U)1P36B+TDR+TXV | A96UH2E070B12 | 33600 | 34200 | 16 | 10.9 | 8.1 | 2.04 | 66 | 54 | 210821558
AIREASE | 4SHP18LX136P | EA(C;U)1P36B+TDR+TXV | A97US2V040B12X | 34400 | 34600 | 17.5 | 10.4 | 8.5 | 2.02 | 67 | 55 | 210821564
AIREASE | 4SHP18LX136P | EA(C;U)1P48B+TDR+TXV | A80US2V090B16L | 34000 | 34600 | 17.5 | 10.4 | 8.1 | 2.1 | 66 | 54 | 210821582
AIREASE | 4SHP18LX136P | EA(C;U)1P48B+TDR+TXV | A96UH2E045B12 | 33400 | 34400 | 17.1 | 10.4 | 8.1 | 2.08 | 66 | 54 | 210821596
AIREASE | 4SHP18LX136P | EA(C;U)1P48B+TDR+TXV | A96US2V070B12 | 34000 | 34600 | 18 | 10.4 | 8.5 | 2.08 | 66 | 55 | 210821601
AIREASE | 4SHP18LX136P | EA(C;U)1P48B+TDR+TXV | A97US2V060B12X | 34000 | 34600 | 17.5 | 10.4 | 8.1 | 2.08 | 66 | 55 | 210821604
AIREASE | 4SHP18LX136P | EA(C;U)1P48C+TDR+TXV | A97US2V080C16X | 34200 | 34600 | 18 | 10.4 | 8.5 | 2.12 | 66 | 54 | 210821625
AIREASE | 4SHP18LX136P | EAC4X36A+TDR | A80UH2E045A12 | 34200 | 34600 | 16 | 10.9 | 8.5 | 2.06 | 66 | 54 | 210821637
AIREASE | 4SHP18LX136P | EAC4X36B+TDR | A96UH2E070B12 | 33600 | 34200 | 16 | 10.9 | 8.1 | 2.04 | 66 | 54 | 210821673
AIREASE | 4SHP18LX136P | EAC4X36B+TDR | A97US2V040B12X | 34400 | 34600 | 17.5 | 10.4 | 8.5 | 2.02 | 67 | 55 | 210821680
AIREASE | 4SHP18LX136P | EAC4X48B+TDR | A96UH1E070B12 | 33200 | 34200 | 16.5 | 10.4 | 8.1 | 2.1 | 65 | 54 | 210821715
AIREASE | 4SHP18LX136P | EAC4X48B+TDR | A96US2V045B12 | 34000 | 34600 | 17.5 | 10 | 8.1 | 2.06 | 66 | 55 | 210821722
AIREASE | 4SHP18LX136P | EAC4X48B+TDR | A97US2V060B12X | 34000 | 34600 | 17.5 | 10.4 | 8.1 | 2.08 | 66 | 55 | 210821727
AIREASE | 4SHP18LX136P | EAC4X48C+TDR | A80UH2E110C16 | 34200 | 34400 | 16 | 10.9 | 8.1 | 2.14 | 66 | 54 | 210821731
AIREASE | 4SHP18LX136P | 7EH48CX-0*+TDR | A97USMV110C20 + TSTAT | 34600 | 34200 | 19 | 11 | 8.5 | 2.1 | 65 | 54 | 214784701
AIREASE | 4SHP18LX136P | EAC4X36B+TDR | A97US2V060B12X + TSTAT | 34200 | 34600 | 16 | 10.4 | 8.1 | 2.04 | 66 | 54 | 214784738
AIREASE | 4SHP18LX136P | EAH1P48B+TDR+TXV | A97US2V060B12X + TSTAT | 34200 | 34000 | 18 | 10.9 | 8.1 | 2.1 | 66 | 55 | 214784741
AIREASE | 4SHP18LX136P | EAD4X-48C+TDR | A97DS2V110C20 | 34400 | 36000 | 19 | 11 | 8.5 | 2.14 | 69 | 56 | 214094632
AIREASE | 4SHP18LX136P | E*1P23B+TDR+TXV | A97UH2E030B08 | 23000 | 24000 | 18.5 | 12.3 | 8.1 | 2.2 | 63 | 45 | 214091904
AIREASE | 4SHP18LX136P | E*1P36B+TDR+TXV | A97UH2E070B12 | 34200 | 34600 | 18 | 10.9 | 8.5 | 2.2 | 68 | 56 | 213928575
AIREASE | 4SHP18LX136P | EAH1P48C+TDR+TXV | A97UH2E090C16 | 34400 | 33400 | 18 | 11.5 | 8.1 | 2.08 | 66 | 54 | 213928589
AIREASE | 4SHP18LX136P | EAH1P30B+TDR+TXV | A97UH2E045B12 | 24000 | 24000 | 18 | 12.3 | 8.5 | 2.11 | 66 | 63 | 213927726
AIREASE | 4SHP18LX136P | EA(C,U)1P48C+TDR+TXV | A97US2V090C12 | 34200 | 34600 | 18 | 10.4 | 8.5 | 2.12 | 63 | 54 | 214094649
AIREASE | 4SHP18LX136P | EAH1P48C+TDR+TXV | A97US2V090C12 | 34600 | 33800 | 19 | 11 | 8.5 | 2.08 | 66 | 55 | 214094652
AIREASE | 4SHP18LX136P | EAH1P48C+TDR+TXV | A97US2V110C16 | 34600 | 33800 | 19 | 11 | 8.5 | 2.08 | 66 | 54 | 214094655
AIREASE | 4SHP18LX136P | 7EC30BX-0*+TDR | A98USMV070B12 | 23400 | 24000 | 19 | 12.3 | 8.1 | 1.97 | 65 | 62 | 214729222
AIREASE | 4SHP18LX136P | 7EC30BX-0*+TDR | EFV12BCA | 23400 | 24000 | 17.5 | 12.3 | 8.1 | 2 | 65 | 62 | 214729224
AIREASE | 4SHP18LX136P | 7EC36AX-0*+TDR | A80UH1E060A12X | 33400 | 34200 | 16 | 10.9 | 8.1 | 2.04 | 65 | 54 | 214729227
AIREASE | 4SHP18LX136P | 7EC36BX-0*+TDR | A93UH1E045B12 | 34000 | 34600 | 16 | 10.4 | 8.1 | 2.04 | 66 | 54 | 214729244
AIREASE | 4SHP18LX136P | 7EC36BX-0*+TDR | A96UH1E070B12 | 33400 | 34200 | 16.5 | 10.9 | 8.1 | 2.06 | 65 | 54 | 214729248
AIREASE | 4SHP18LX136P | 7EC48CX-0*+TDR | A97US2V090C12 | 34200 | 34600 | 18 | 10.4 | 8.5 | 2.12 | 66 | 54 | 214729307
AIREASE | 4SHP18LX136P | 7EC48CX-0*+TDR | A97US2V110C16 | 34200 | 34600 | 17.5 | 10.4 | 8.5 | 2.12 | 66 | 54 | 214729310
AIREASE | 4SHP18LX136P | 7EH30AX-0*+TDR | A80UH1E070A12 | 23600 | 24000 | 18.5 | 12.3 | 8.5 | 2.05 | 65 | 62 | 214729327
AIREASE | 4SHP18LX136P | 7EH30BX-0*+TDR | A80UH1E070B12 | 23800 | 24000 | 18 | 12.3 | 8.5 | 2.04 | 65 | 62 | 214729330
AIREASE | 4SHP18LX136P | 7EH30BX-0*+TDR | A97UH2E045B12 | 24000 | 24000 | 18 | 12.3 | 8.5 | 2.11 | 66 | 63 | 214729347
AIREASE | 4SHP18LX136P | 7EH30BX-0*+TDR | A97US2V045B12 | 23600 | 24000 | 19 | 12.3 | 8.5 | 2.03 | 65 | 63 | 214729350
AIREASE | 4SHP18LX136P | 7EH30BX-0*+TDR | A97USMV070B12 | 23600 | 24000 | 19 | 12.3 | 8.5 | 2.04 | 65 | 62 | 214729353
AIREASE | 4SHP18LX136P | 7EH48BX-0*+TDR | A80UH2E090B12 | 34200 | 33600 | 18.5 | 11 | 8.1 | 2.12 | 67 | 55 | 214729393
AIREASE | 4SHP18LX136P | 7EH48BX-0*+TDR | A97US2V040B12X | 34400 | 34000 | 19 | 11 | 8.1 | 2.08 | 66 | 55 | 214729410
AIREASE | 4SHP18LX136P | 7EH48BX-0*+TDR | A97US2V070B12 | 34400 | 34000 | 19 | 11 | 8.1 | 2.08 | 66 | 55 | 214729413
AIREASE | 4SHP18LX136P | 7EH48CX-0*+TDR | A96US2V110C16 | 34600 | 34400 | 19 | 11 | 8.5 | 2.08 | 65 | 53 | 214729430
AIREASE | 4SHP18LX136P | 7EH48CX-0*+TDR | A97US2V080C16X | 34600 | 34200 | 19 | 11.5 | 8.5 | 2.1 | 65 | 54 | 214729433
ARMSTRONG AIR | 4SHP18LX160P | EAD4X-60D+TDR | A96DF2E110C20 | 55500 | 58000 | 15.5 | 10 | 8.1 | 1.84 | 74 | 64 | 213352637
ARMSTRONG AIR | 4SHP18LX160P | EAD4X-60D+TDR | A96DS2V110C20 | 55500 | 58000 | 16.5 | 10 | 8.1 | 1.82 | 75 | 65 | 213352639
ARMSTRONG AIR | 4SHP18LX160P | EAD4X-60D+TDR | A97DF2E110C20 | 55500 | 58000 | 15.5 | 10 | 8.1 | 1.84 | 74 | 64 | 213933429
ARMSTRONG AIR | 4SHP18LX136P | 7ED24BX-0*+TDR | A96DS2V070B16 | 23600 | 24000 | 18.5 | 12.3 | 8.5 | 2.16 | 70 | 69 | 214731002
ARMSTRONG AIR | 4SHP18LX136P | 7ED24BX-0*+TDR | EFV12BCA | 23600 | 24000 | 19 | 12.3 | 8.5 | 2.18 | 70 | 69 | 214731005
ARMSTRONG AIR | 4SHP18LX136P | 7ED48CX-0*+TDR | A80DS2V110C20 | 34600 | 36000 | 19 | 11.7 | 8.5 | 2.16 | 68 | 55 | 214731025
ARMSTRONG AIR | 4SHP18LX136P | 7ED48CX-0*+TDR | A96DF1E090C16 | 34200 | 36000 | 18.5 | 11.7 | 8.5 | 2.18 | 68 | 55 | 214731028
ARMSTRONG AIR | 4SHP18LX136P | 7ED24BX-0*+TDR | A97DS2V070B16 | 23400 | 24000 | 18.5 | 12.3 | 8.5 | 2.16 | 70 | 69 | 214731022
ARMSTRONG AIR | 4SHP18LX136P | 7ED48CX-0*+TDR | A97DS2V090C20 | 34400 | 36000 | 19 | 11 | 8.5 | 2.12 | 69 | 56 | 214731045
ARMSTRONG AIR | 4SHP18LX136P | 7EC48BX-0*+TDR | A80UH1E070B12 | 33800 | 34400 | 16.5 | 10.4 | 8.1 | 2.12 | 66 | 54 | 214784614
ARMSTRONG AIR | 4SHP18LX136P | 7EC48BX-0*+TDR | A93UH1E045B12 | 33600 | 34600 | 16.5 | 10.4 | 8.1 | 2.08 | 66 | 54 | 214784634
ARMSTRONG AIR | 4SHP18LX136P | 7EC48BX-0*+TDR | A97UH2E045B12 | 33400 | 34400 | 17.1 | 10.4 | 8.1 | 2.08 | 66 | 54 | 214784654
ARMSTRONG AIR | 4SHP18LX136P | EAH1P36B+TDR+TXV | A80UH1E080B16X | 32400 | 34200 | 16 | 10.9 | 8.5 | 2.12 | 66 | 55 | 210738619
ARMSTRONG AIR | 4SHP18LX136P | EAH1P36B+TDR+TXV | EFV12BCA | 32400 | 34000 | 17.1 | 11 | 8.5 | 2.14 | 66 | 55 | 210738691
ARMSTRONG AIR | 4SHP18LX136P | EAH1P36B+TDR+TXV | A97UH2E070B12 | 32200 | 33800 | 18.5 | 11 | 8.5 | 2.12 | 66 | 55 | 213928570
ARMSTRONG AIR | 4SHP18LX136P | EAH1P36B+TDR+TXV | A97US2V045B12 | 32400 | 34600 | 19 | 10.4 | 8.5 | 2.1 | 66 | 55 | 212539297
ARMSTRONG AIR | 4SHP18LX136P | EAH1P36B+TDR+TXV | A97US2V070B12 | 32600 | 34400 | 19 | 10.9 | 8.5 | 2.12 | 66 | 55 | 212539299
ARMSTRONG AIR | 4SHP18LX160P | EAC4X60C | A97UH2E110C20 | 57000 | 57500 | 15.5 | 10 | 8.1 | 1.92 | 66 | 57 | 214797865
DUCANE | 4HP18V60P | EA(C,U)1P60D+H4TXV03 | 96G1UH135DE20 | 58500 | 57500 | 15.2 | 10.4 | 8.1 | 1.96 | 70 | 59 | 209338592
ARMSTRONG AIR | 4SHP18LX136P | EA(C,U)1P48C+TDR+TXV | A96US2V110C20 | 34200 | 34600 | 17.5 | 10.4 | 8.1 | 2.12 | 63 | 54 | 211631495
ARMSTRONG AIR | 4SHP18LX136P | EA(C,U)1P48C+TDR+TXV | A97USMV110C20 | 34200 | 34600 | 17.5 | 10.4 | 8.1 | 2.12 | 63 | 54 | 211631505
ARMSTRONG AIR | 4SHP18LX136P | EAC4X36B+TDR | A80US2V090B12* | 34600 | 34600 | 18.5 | 11 | 8.5 | 2.06 | 66 | 54 | 211631511
ARMSTRONG AIR | 4SHP18LX136P | E*1P23B+TDR+TXV | A80US2V080B16X | 23000 | 24000 | 18 | 12.3 | 8.1 | 1.88 | 63 | 60 | 211632176
ARMSTRONG AIR | 4SHP18LX136P | EAC4X30B+TDR | A97USMV070B12 | 23400 | 24000 | 19 | 12.3 | 8.1 | 1.97 | 65 | 62 | 211632213
ARMSTRONG AIR | 4SHP18LX136P | EAH1P30B+TDR+TXV | A80US2V090B16* | 23600 | 24000 | 19 | 12.3 | 8.5 | 2.02 | 65 | 62 | 211632216
ARMSTRONG AIR | 4SHP18LX136P | EAH1P30B+TDR+TXV | A97USMV070B12 | 23600 | 24000 | 19 | 12.3 | 8.5 | 2.04 | 65 | 62 | 211632219
ARMSTRONG AIR | 4SHP18LX136P | EAC4X30B+TDR | A97UH2E070B12 | 23800 | 24000 | 18 | 12.3 | 8.1 | 2.06 | 66 | 63 | 213927713
ARMSTRONG AIR | 4SHP18LX136P | EAH1P48B+TDR+TXV | A97UH2E070B12 | 33800 | 33400 | 19 | 11 | 8.5 | 2.1 | 66 | 55 | 213928572
ARMSTRONG AIR | 4SHP18LX136P | EA(C,U)1P24B+TDR+TXV | A97UH2E030B08 | 23200 | 24000 | 18.5 | 12.3 | 8.1 | 2.15 | 63 | 45 | 214091899
ARMSTRONG AIR | 4SHP18LX136P | EAC4X30B+TDR | A97UH2E030B08 | 23600 | 24000 | 19 | 12.3 | 8.1 | 2.2 | 63 | 45 | 214091902
ARMSTRONG AIR | 4SHP18LX136P | EA(C,U)1P48C+TDR+TXV | A98USMV110C20 | 34200 | 34600 | 17.5 | 10.4 | 8.1 | 2.12 | 63 | 54 | 212539146
ARMSTRONG AIR | 4SHP18LX136P | EAC4X48C+TDR | A98USMV110C20 | 34200 | 34600 | 17.5 | 10.4 | 8.1 | 2.12 | 66 | 54 | 212539150
ARMSTRONG AIR | 4SHP18LX136P | E*1P36C+TDR+TXV | A97US2V110C16 | 35000 | 34600 | 18 | 11 | 8.5 | 2.22 | 68 | 57 | 212539270
ARMSTRONG AIR | 4SHP18LX136P | EA(C;U)1P48B+TDR+TXV | A97US2V070B12 | 34000 | 34600 | 18 | 10.4 | 8.5 | 2.08 | 66 | 55 | 212539278
ARMSTRONG AIR | 4SHP18LX136P | EAC4X36B+TDR | A97US2V045B12 | 34200 | 34600 | 17.5 | 10.4 | 8.5 | 2.02 | 68 | 55 | 212539285
ARMSTRONG AIR | 4SHP18LX136P | E*1P23B+TDR+TXV | A97US2V070B12 | 23000 | 24000 | 19 | 12.3 | 8.1 | 1.91 | 63 | 59 | 212539306
ARMSTRONG AIR | 4SHP18LX136P | EA(C;U)1P30B+TDR+TXV | A97US2V045B12 | 23400 | 24000 | 18.5 | 12.3 | 8.1 | 1.95 | 65 | 62 | 212539311
ARMSTRONG AIR | 4SHP18LX136P | EAC4X48B+TDR | A98USMV070B12 | 34000 | 34600 | 18 | 10.4 | 8.5 | 2.08 | 66 | 55 | 212539047
ARMSTRONG AIR | 4SHP18LX136P | EA(C,U)1P48C+TDR+TXV | A97US2V090C20 | 34200 | 34600 | 17.5 | 10.4 | 8.5 | 2.1 | 63 | 54 | 212539441
ARMSTRONG AIR | 4SHP18LX136P | EAC4X48C+TDR | A97US2V110C20 | 34200 | 34600 | 17.5 | 10.4 | 8.1 | 2.12 | 66 | 54 | 212539447
ARMSTRONG AIR | 4SHP18LX136P | ED1P30/36B+TDR+TXV | A97DS2V070B16 | 34600 | 34600 | 18.5 | 11 | 8.1 | 1.98 | 66 | 54 | 212539476
ARMSTRONG AIR | 4SHP18LX136P | E*1P36B+TDR+TXV | A97US2V040B12X + TSTAT | 34600 | 34600 | 17.5 | 10.9 | 8.5 | 2.2 | 68 | 57 | 212595583
ARMSTRONG AIR | 4SHP18LX136P | E*1P36C+TDR+TXV | A97USMV090C16 + TSTAT | 34800 | 34600 | 18 | 11 | 8.5 | 2.22 | 68 | 56 | 212595589
ARMSTRONG AIR | 4SHP18LX136P | E*1P36C+TDR+TXV | A97USMV090C20 + TSTAT | 35000 | 34600 | 18 | 11 | 8.5 | 2.2 | 68 | 57 | 212595590
ARMSTRONG AIR | 4SHP18LX136P | EAC4X48B+TDR | A97US2V060B12X + TSTAT | 33800 | 34600 | 17.1 | 10.4 | 8.1 | 2.08 | 63 | 54 | 212595608
ARMSTRONG AIR | 4SHP18LX136P | EAC4X48C+TDR | A97US2V080C20X + TSTAT | 34200 | 34600 | 17.5 | 10.4 | 8.1 | 2.12 | 63 | 54 | 212595611
ARMSTRONG AIR | 4SHP18LX136P | EA(C,U)1P30B+TDR+TXV | A97US2V060B12X + TSTAT | 23400 | 24000 | 18.5 | 12.3 | 8.1 | 1.96 | 65 | 62 | 212595630
ARMSTRONG AIR | 4SHP18LX136P | EAC4X30B+TDR | A97US2V040B12X + TSTAT | 23400 | 24000 | 19 | 12.3 | 8.1 | 1.98 | 65 | 62 | 212595635
ARMSTRONG AIR | 4SHP18LX136P | EAH1P48C+TDR+TXV | A93UH1E090C16 | 34200 | 34000 | 18 | 11.5 | 8.5 | 2.1 | 65 | 54 | 212607772
AIREASE | 4SHP18LX136P | EA(C,U)1P48B+TDR+TXV | A97US2V040B12X + TSTAT | 33800 | 34600 | 17.5 | 10.4 | 8.1 | 2.1 | 63 | 54 | 214784725
AIREASE | 4SHP18LX136P | EAC4X48B+TDR | A97US2V060B12X + TSTAT | 33800 | 34600 | 17.1 | 10.4 | 8.1 | 2.08 | 63 | 54 | 214784739
AIREASE | 4SHP18LX136P | EAD4X-24B+TDR | A97DF2E045B12 | 23800 | 24000 | 18 | 12.3 | 8.5 | 2.22 | 71 | 72 | 213927730
AIREASE | 4SHP18LX136P | EA(C,U)1P24B+TDR+TXV | A97UH2E030B08 | 23200 | 24000 | 18.5 | 12.3 | 8.1 | 2.15 | 63 | 45 | 214091905
AIREASE | 4SHP18LX136P | E*1P36B+TDR+TXV | A97UH2E045B12 | 34200 | 34600 | 17.5 | 10.9 | 8.5 | 2.2 | 67 | 56 | 213928574
AIREASE | 4SHP18LX136P | EAD4X-48C+TDR | A80DS2V110C20 | 34600 | 36000 | 19 | 11.7 | 8.5 | 2.16 | 68 | 55 | 213352519
AIREASE | 4SHP18LX136P | EAH1P48C+TDR+TXV | A97US2V090C16 | 34600 | 33600 | 19 | 11 | 8.5 | 2.08 | 66 | 55 | 214094653
AIREASE | 4SHP18LX136P | EAH1P48C+TDR+TXV | A97US2V110C20 | 34600 | 33800 | 19 | 11 | 8.5 | 2.08 | 66 | 54 | 214094656
AIREASE | 4SHP18LX136P | 7EC30BX-0*+TDR | A93UH1E045B12 | 23800 | 24000 | 18.5 | 12.3 | 8.1 | 1.96 | 66 | 63 | 214729205
AIREASE | 4SHP18LX136P | 7EC30BX-0*+TDR | A96UH1E045B12 | 23800 | 24000 | 17.5 | 12.3 | 8.1 | 1.96 | 66 | 63 | 214729208
AIREASE | 4SHP18LX136P | 7EC36AX-0*+TDR | A80UH1E070A12 | 33600 | 34200 | 17.1 | 10.9 | 8.5 | 2.06 | 66 | 54 | 214729228
AIREASE | 4SHP18LX136P | 7EC36BX-0*+TDR | A93UH1E070B12 | 33800 | 34400 | 16.5 | 10.9 | 8.1 | 2.06 | 66 | 54 | 214729245
ALLIED | 4HP18V60P | 7ED50/60CX-0*+TDR | 97G2DF110CE20 | 46000 | 48000 | 16 | 11.5 | 8.5 | 2.1 | 75 | 60 | 214730522
ALLIED | 4HP18V36P | E*1P23A+H4TXV01 | 80G1UH040AE12X | 23200 | 24000 | 19 | 12.3 | 8.1 | 1.91 | 64 | 60 | 206905852
ALLIED | 4HP18V36P | E*1P36B+H4TXV02 | 80G1UH090BE16 | 34800 | 35200 | 17.1 | 11 | 8.5 | 2.24 | 66 | 55 | 206905881
ALLIED | 4HP18V36P | E*1P36B+H4TXV02 | 92G1UH030BE12 | 34000 | 35200 | 17.1 | 10.9 | 8.5 | 2.18 | 66 | 55 | 206905886
ALLIED | 4HP18V36P | E*1P36C+H4TXV02 | 92G1UH090CE12 | 34800 | 35400 | 17.5 | 11 | 8.5 | 2.22 | 66 | 55 | 206905895
ALLIED | 4HP18V36P | E*1P36C+H4TXV02 | 96G1UH090CE16 | 34600 | 35400 | 16.5 | 11 | 8.5 | 2.22 | 66 | 55 | 206905900
ALLIED | 4HP18V36P | EA(C,U)1P30A+H4TXV01 | 80G2UH070AE12L | 23800 | 24000 | 18.5 | 12.3 | 8.1 | 1.97 | 66 | 63 | 206905929
ALLIED | 4HP18V36P | EA(C,U)1P36A+H4TXV02 | 80G1UH045AE12 | 33600 | 34200 | 17.1 | 10.9 | 8.1 | 2.06 | 65 | 54 | 206905946
ALLIED | 4HP18V36P | EA(C,U)1P36B+TDR+TXV | 97G2UH070BV12 | 34000 | 34600 | 16 | 10.4 | 8.5 | 2.04 | 66 | 54 | 214100220
ALLIED | 4HP18V36P | EA(C,U)1P48C+TDR+TXV | 97G2UH090CV12 | 33800 | 34600 | 17.5 | 10.4 | 8.5 | 2.12 | 62 | 53 | 214100223
ALLIED | 4HP18V36P | E*1P23B+TDR+TXV | 97G2UH030BE08 | 23000 | 24000 | 18.5 | 12.3 | 8.1 | 1.89 | 63 | 60 | 214091892
ALLIED | 4HP18V36P | EAC4X24B+TDR | 97G2UH030BE08 | 23200 | 24000 | 18.5 | 12.3 | 8.1 | 1.88 | 63 | 60 | 214091895
ALLIED | 4HP18V36P | E*1P23B+TDR+TXV | 97G2UH045BV12 | 23200 | 24000 | 19 | 12.3 | 8.1 | 1.89 | 63 | 60 | 214100160
ALLIED | 4HP18V36P | EA(C,U)1P36B+TDR+TXV | 97G2UH070BE12 | 33800 | 34400 | 17.1 | 10.9 | 8.5 | 1.95 | 66 | 51 | 213936451
ALLIED | 4HP18V36P | EAC4X36B+TDR | 97G2UH045BE12 | 33800 | 34400 | 16.5 | 10.9 | 8.1 | 1.95 | 66 | 51 | 213936456
ALLIED | 4HP18V36P | EAC4X48B+TDR | 97G2UH070BE12 | 33600 | 34400 | 17.5 | 10.4 | 8.1 | 2.01 | 66 | 50 | 213936460
ALLIED | 4HP18V36P | EAD4X-48C+TDR | 96G2DF090CV20 | 34200 | 36000 | 19 | 11 | 8.5 | 2.14 | 69 | 55 | 213352604
ALLIED | 4HP18V36P | E*1P23B+TDR+TXV | 97G2UH045BE12 | 23400 | 24000 | 17.5 | 12.3 | 8.1 | 2.01 | 64 | 61 | 213934170
ALLIED | 4HP18V36P | EAH1P48C+TDR+TXV | 96G1UH090CE16 | 34400 | 34000 | 18 | 11.5 | 8.5 | 2.1 | 65 | 54 | 212607845
ALLIED | 4HP18V36P | EAH1P48C+TDR+TXV | EFV16CCA | 34200 | 33800 | 18.5 | 11.5 | 8.5 | 2.1 | 65 | 54 | 212607848
ALLIED | 4HP18V36P | EA(C,U)1P36B+H4TXV02 | 96G2UH070BE12 | 33600 | 34200 | 16 | 10.9 | 8.1 | 2.04 | 66 | 54 | 209332177
ALLIED | 4HP18V36P | EAH1P48B+H4TXV02 | 96G2UH045BE12 | 33600 | 33400 | 18 | 11 | 8.5 | 2.1 | 66 | 55 | 209332188
ALLIED | 4HP18V36P | EA(C,U)1P30B+H4TXV01 | 96G2UH030BE08 | 23600 | 24000 | 19 | 12.3 | 8.1 | 1.9 | 63 | 60 | 209329617
ALLIED | 4HP18V36P | EA(C,U)1P36A+H4TXV02 | 80G1UH070AE12 | 33600 | 34200 | 17.1 | 10.9 | 8.1 | 2.06 | 66 | 54 | 206905948
ALLIED | 4HP18V36P | EA(C,U)1P48B+H4TXV02 | 80G1UH080BE16X | 33800 | 34800 | 15.5 | 10.4 | 8.1 | 2.08 | 63 | 54 | 206905970
ALLIED | 4HP18V36P | EA(C,U)1P48B+H4TXV02 | 80G2UH090BE12 | 34200 | 34600 | 17.1 | 10.4 | 8.1 | 2.12 | 63 | 54 | 206905972
ALLIED | 4HP18V36P | EA(C,U)1P48C+H4TXV02 | 96G1UH090CE16 | 34000 | 34600 | 16 | 10.4 | 8.1 | 2.12 | 62 | 54 | 206905992
ALLIED | 4HP18V60P | EAC4X60C | 80G1UH090CE20 | 58000 | 57500 | 16.5 | 10.4 | 8.1 | 1.94 | 66 | 58 | 206906921
ALLIED | 4HP18V36P | 7EC30/36BX-0*+TDR | 95G1UH070BE12 | 33200 | 34000 | 16.5 | 10.9 | 8.1 | 2.04 | 66 | 54 | 214729610
ALLIED | 4HP18V36P | 7EC30/36BX-0*+TDR | 96G2UH045BV12 | 34000 | 34600 | 16 | 10.4 | 8.1 | 2.04 | 66 | 54 | 214729613
ALLIED | 4HP18V36P | 7EC30BX-0*+TDR | 96G2UH045BV12 | 23400 | 24000 | 18.5 | 12.3 | 8.1 | 1.96 | 65 | 62 | 214729634
ALLIED | 4HP18V36P | 7EC30BX-0*+TDR | 96G2UH070BE12 | 23800 | 24000 | 17.1 | 12.3 | 8.1 | 1.96 | 66 | 63 | 214729635
ALLIED | 4HP18V36P | 7EC48BX-0*+TDR | 80G2UH090BE12 | 34200 | 34600 | 17.1 | 10.4 | 8.1 | 2.12 | 63 | 54 | 214729651
ALLIED | 4HP18V36P | 7EC48BX-0*+TDR | 80G2UH090BE16L | 34000 | 34400 | 16.5 | 10.4 | 8.1 | 2.12 | 63 | 54 | 214729653
ALLIED | 4HP18V36P | 7EC48BX-0*+TDR | 92G1UH045BE12 | 33600 | 34600 | 16.5 | 10.4 | 8.1 | 2.08 | 63 | 54 | 214729656
ALLIED | 4HP18V36P | 7EH30BX-0*+TDR | 92G1UH070BE12 | 24000 | 24000 | 19 | 12.3 | 8.5 | 2.04 | 66 | 63 | 214729691
CONCORD | 4HP18V36P | BCE5E30M |  | 24000 | 24000 | 17.5 | 12.3 | 8.5 | 2 | 66 | 64 | 206906225
CONCORD | 4HP18V36P | BCE5V24M |  | 23400 | 24000 | 18.5 | 12.3 | 8.5 | 1.88 | 67 | 64 | 206906229
CONCORD | 4HP18V36P | E*1P36C+H4TXV02 | 92G1UH090CE12 | 34800 | 35400 | 17.5 | 11 | 8.5 | 2.22 | 66 | 55 | 206906280
CONCORD | 4HP18V36P | E*1P36C+H4TXV02 | EFV16CCA | 34400 | 35200 | 17.1 | 11 | 8.5 | 2.24 | 66 | 55 | 206906287
CONCORD | 4HP18V36P | EA(C,U)1P36A+H4TXV02 | 80G1UH045AE12 | 33600 | 34200 | 17.1 | 10.9 | 8.1 | 2.06 | 65 | 54 | 206906331
CONCORD | 4HP18V36P | EA(C,U)1P36A+H4TXV02 | 80G2UH070AE12 | 34000 | 34600 | 16 | 10.9 | 8.1 | 2.06 | 66 | 54 | 206906334
CONCORD | 4HP18V36P | EA(C,U)1P36A+H4TXV02 | 80G2UH070AE12L | 34000 | 34600 | 16 | 10.9 | 8.1 | 2.06 | 66 | 54 | 206906335
CONCORD | 4HP18V36P | EA(C,U)1P36B+H4TXV02 | 80G2UH090BV16* | 34400 | 34600 | 17.1 | 10.9 | 8.1 | 2.04 | 66 | 54 | 206906343
CONCORD | 4HP18V36P | EA(C,U)1P36B+H4TXV02 | 92G1UH030BE12 | 33200 | 34200 | 15.5 | 10.4 | 8.1 | 2.04 | 66 | 54 | 206906344
CONCORD | 4HP18V36P | EA(C,U)1P48B+H4TXV02 | 80G2UH090BV16* | 33800 | 34400 | 17.5 | 10.4 | 8.1 | 2.1 | 63 | 54 | 206906360
CONCORD | 4HP18V36P | EAC4X30A | 80G2UH070AV12* | 23600 | 24000 | 18.5 | 12.3 | 8.1 | 1.98 | 65 | 62 | 206906407
CONCORD | 4HP18V36P | EAC4X30B | 96G2UH045BV12 | 23400 | 24000 | 18.5 | 12.3 | 8.1 | 1.96 | 65 | 62 | 206906419
CONCORD | 4HP18V36P | EAC4X36B | 92G1UH045BE12 | 34000 | 34600 | 16 | 10.4 | 8.1 | 2.04 | 66 | 54 | 206906437
CONCORD | 4HP18V36P | EAC4X36B | 96G2UH045BV12 | 34000 | 34600 | 16 | 10.4 | 8.1 | 2.04 | 66 | 54 | 206906443
CONCORD | 4HP18V36P | EAH1P30A+H4TXV01 | 80G1UH045AE12 | 23800 | 24000 | 18.5 | 12.3 | 8.5 | 2.04 | 65 | 63 | 206906473
CONCORD | 4HP18V36P | EAH1P30A+H4TXV01 | 80G2UH045AE12 | 23400 | 23800 | 18.5 | 12.3 | 8.5 | 2.05 | 65 | 62 | 206906475
CONCORD | 4HP18V36P | EAH1P30B+H4TXV01 | 92G1UH070BE12 | 24000 | 24000 | 19 | 12.3 | 8.5 | 2.04 | 66 | 63 | 206906483
CONCORD | 4HP18V36P | EAH1P30B+H4TXV01 | EFV12BCA | 23600 | 24000 | 18.5 | 12.3 | 8.5 | 2.03 | 65 | 62 | 206906493
CONCORD | 4HP18V36P | ED1P30/36B+H4TXV02 | 96G1DF045BE12 | 34000 | 36000 | 18 | 11.7 | 8.1 | 2.04 | 61 | 50 | 206906596
CONCORD | 4HP18V36P | EAH1P36B+H4TXV02 | 80G2UH090BE16L | 32600 | 33800 | 17.1 | 11 | 8.5 | 2.14 | 66 | 55 | 206906499
CONCORD | 4HP18V36P | 7EC48BX-0*+TDR | 97G2UH070BE12 | 33600 | 34400 | 17.5 | 10.4 | 8.1 | 2.01 | 66 | 50 | 214784607
AIREASE | 4SHP18LX136P | 7EC48CX-0*+TDR | A97UH2E045B12 | 33400 | 34400 | 17.1 | 10.4 | 8.1 | 2.08 | 66 | 54 | 214729299
AIREASE | 4SHP18LX136P | 7EC48CX-0*+TDR | A97US2V045B12 | 34000 | 34600 | 17.5 | 10 | 8.1 | 2.06 | 66 | 55 | 214729302
DUCANE | 4HP18V36P | 7EC30AX-0*+TDR | 80G2UH070AE12 | 23800 | 24000 | 18.5 | 12.3 | 8.1 | 1.97 | 66 | 63 | 214730726
DUCANE | 4HP18V36P | 7EC30/36AX-0*+TDR | 80G2UH070AE12 | 34000 | 34600 | 16 | 10.9 | 8.1 | 2.06 | 66 | 54 | 214730703
ARMSTRONG AIR | 4SHP18LX136P | EAH1P36B+TDR+TXV | A96UH1E070B12 | 31600 | 33600 | 18 | 10.9 | 8.5 | 2.12 | 66 | 55 | 210738668
ARMSTRONG AIR | 4SHP18LX136P | EAH1P36B+TDR+TXV | A93UH1E070B12 | 32200 | 34000 | 17.5 | 11 | 8.5 | 2.12 | 66 | 55 | 210738657
ARMSTRONG AIR | 4SHP18LX136P | 7EC48BX-0*+TDR | A96UH1E070B12 | 33200 | 34200 | 16.5 | 10.4 | 8.1 | 2.1 | 65 | 54 | 214784644
ARMSTRONG AIR | 4SHP18LX136P | 7EC48BX-0*+TDR | A80US2V080B16X | 34200 | 34600 | 18 | 10.4 | 8.5 | 2.12 | 66 | 54 | 214784624
ARMSTRONG AIR | 4SHP18LX160P | 7ED60DX-0*+TDR | A96DF1E110C20 | 55500 | 58000 | 16 | 10 | 8.1 | 1.84 | 75 | 65 | 214731078
DUCANE | 4HP18V36P | BCE7E30M |  | 24000 | 24000 | 19 | 12.3 | 8.5 | 2.17 | 68 | 65 | 206903147
DUCANE | 4HP18V36P | BCE5V30M |  | 23600 | 24000 | 18.5 | 12.3 | 8.5 | 1.98 | 66 | 63 | 206903144
DUCANE | 4HP18V36P | ED1P30/36B+H4TXV02 | 92G1DF045BE12 | 34400 | 36000 | 18 | 11.7 | 8.1 | 2.04 | 62 | 50 | 206903023
DUCANE | 4HP18V36P | EAH1P48B+H4TXV02 | 96G2UH070BV12 | 34000 | 33600 | 18.5 | 11 | 8.1 | 2.1 | 67 | 55 | 206902982
DUCANE | 4HP18V36P | EAH1P48B+H4TXV02 | 96G1UH070BE12 | 33400 | 33200 | 17.5 | 11 | 8.5 | 2.1 | 66 | 55 | 206902980
DUCANE | 4HP18V36P | EAH1P48B+H4TXV02 | 92G1UH070BE12 | 33800 | 33400 | 18 | 11 | 8.5 | 2.1 | 66 | 55 | 206902978
DUCANE | 4HP18V36P | EAC4X48C | 92G1UH090CE12 | 34200 | 34600 | 17.1 | 10.4 | 8.1 | 2.12 | 63 | 54 | 206902946
DUCANE | 4HP18V36P | EAC4X48B | 92G1UH030BE12 | 33200 | 34400 | 16.5 | 10 | 8.1 | 2.08 | 63 | 54 | 206902934
DUCANE | 4HP18V36P | EAC4X48B | 80G2UH090BV16* | 33800 | 34400 | 17.5 | 10.4 | 8.1 | 2.1 | 63 | 54 | 206902933
DUCANE | 4HP18V36P | EAC4X48B | 80G2UH090BE12 | 34200 | 34600 | 17.1 | 10.4 | 8.1 | 2.12 | 63 | 54 | 206902931
DUCANE | 4HP18V36P | EAC4X36B | 96G2UH070BV12 | 34000 | 34600 | 16.5 | 10.4 | 8.1 | 2.06 | 66 | 54 | 206902927
DUCANE | 4HP18V36P | EAC4X36B | 96G1UH070BE12 | 33400 | 34200 | 16.5 | 10.9 | 8.1 | 2.06 | 65 | 54 | 206902925
AC PRO | 4HP18V36P | EAH1P48B+H4TXV02 | 92G1UH070BE12 | 33800 | 33400 | 18 | 11 | 8.5 | 2.1 | 66 | 55 | 206905749
AC PRO | 4HP18V36P | EAH1P48B+H4TXV02 | 80G2UH090BE16 | 34400 | 33600 | 17.5 | 11.5 | 8.5 | 2.14 | 66 | 55 | 206905744
AC PRO | 4HP18V36P | EAH1P30B+H4TXV01 | 92G1UH070BE12 | 24000 | 24000 | 19 | 12.3 | 8.5 | 2.04 | 66 | 63 | 206905713
AC PRO | 4HP18V36P | EAH1P30A+H4TXV01 | 80G2UH070AE12 | 24000 | 24000 | 19 | 12.3 | 8.5 | 2.05 | 66 | 63 | 206905706
AC PRO | 4HP18V36P | EAH1P30A+H4TXV01 | 80G2UH045AE12 | 23400 | 23800 | 18.5 | 12.3 | 8.5 | 2.05 | 65 | 62 | 206905705
AC PRO | 4HP18V36P | EAH1P30A+H4TXV01 | 80G1UH045AE12 | 23800 | 24000 | 18.5 | 12.3 | 8.5 | 2.04 | 65 | 63 | 206905703
AC PRO | 4HP18V36P | EAC4X48C | 92G1UH110CE16 | 34000 | 34400 | 16.5 | 10.9 | 8.1 | 2.14 | 62 | 54 | 206905696
AC PRO | 4HP18V36P | EAC4X48B | EFV12BCA | 33800 | 34400 | 16 | 10.4 | 8.1 | 2.1 | 63 | 54 | 206905692
AC PRO | 4HP18V36P | EAC4X48B | 80G2UH090BE16 | 34000 | 34400 | 16.5 | 10.4 | 8.1 | 2.12 | 63 | 54 | 206905680
AC PRO | 4HP18V36P | EAC4X36A | 80G1UH070AE12 | 33600 | 34200 | 17.1 | 10.9 | 8.1 | 2.06 | 66 | 54 | 206905655
AIREASE | 4SHP18LX160P | EAC4X60C+TDR | A97USMV090C20 | 57000 | 58500 | 17.1 | 10 | 8.1 | 1.92 | 65 | 57 | 210821391
AIREASE | 4SHP18LX160P | EAC4X60C+TDR | A96US2V090C20 | 57000 | 58500 | 17.1 | 10 | 8.1 | 1.92 | 65 | 57 | 210821387
AIREASE | 4SHP18LX160P | EA(C;U)1P60C+TDR+TXV | A97US2V080C20X | 57000 | 58000 | 17 | 10 | 8.1 | 1.94 | 66 | 57 | 210821359
AIREASE | 4SHP18LX160P | EA(C;U)1P60C+TDR+TXV | A80US2V110C20L | 57000 | 58000 | 17 | 10 | 8.1 | 1.92 | 66 | 57 | 210821349
AIREASE | 4SHP18LX160P | EA(C;U)1P60C+TDR+TXV | A80US2V110C20* | 57000 | 58000 | 16.5 | 10 | 8.1 | 1.92 | 66 | 57 | 210821348
AIREASE | 4SHP18LX160P | EAD4X-50/60C+TDR | A97DSMV090C20 | 46000 | 48000 | 17.1 | 11 | 8.5 | 2.06 | 75 | 60 | 213352578
AIREASE | 4SHP18LX160P | EAD4X-50/60C+TDR | A96DS2V090C20 | 46000 | 48000 | 17.1 | 11 | 8.5 | 2.06 | 75 | 60 | 213352575
AIREASE | 4SHP18LX160P | EAD4X-50/60C+TDR | A80DS2V110C20 | 46500 | 48000 | 17.5 | 11.7 | 8.5 | 2.1 | 75 | 60 | 213352572
GE | NS18H36MA4-** | NCDC48CT4+TDR | NF96D090V5C-* | 34200 | 36000 | 19 | 11 | 8.5 | 2.14 | 69 | 55 | 213804994
GE | NS18H36MA4-** | NCDC24AT4+TDR | NF80D070T3A-* | 24000 | 24000 | 19 | 12.3 | 8.5 | 2.16 | 71 | 70 | 213804990
GE | NS18H36MA4-** | NCUC30BT4 | NF96U070V3B-* | 23400 | 24000 | 19 | 12.3 | 8.1 | 1.97 | 65 | 62 | 209941252
GE | NS18H60MA4-** | NCUU60CP4+TXV | NF80U110V5C-* | 57000 | 58500 | 16 | 10 | 8.1 | 1.94 | 65 | 57 | 209941167
GE | NS18H60MA4-** | NCUC60CT4 | NF80U110T5C-* | 57500 | 58500 | 16 | 10 | 8.1 | 1.94 | 65 | 57 | 209941164
GE | NS18H36MA4-** | NCHC48BT4 | NF80U090T4B-* | 34400 | 33600 | 17.5 | 11.5 | 8.5 | 2.14 | 66 | 55 | 209941150
GE | NS18H60MA4-** | NCUC60DT4 | NF80U135S5D-* | 58500 | 57500 | 16 | 10.4 | 8.1 | 1.92 | 70 | 60 | 209941124
GE | NS18H60MA4-** | NCUU60CP4+TXV | NF80U110S5C-* | 57500 | 57500 | 16.5 | 10 | 8.1 | 1.92 | 66 | 57 | 209941114
GE | NS18H36MA4-** | NCUC36BT4 | NF80U070S3B-* | 34000 | 34400 | 17.1 | 11 | 8.1 | 2.08 | 66 | 54 | 209941072
GE | NS18H36MA4-** | NCUU48BP4+TXV | NF80U070S3B-* | 33800 | 34400 | 16.5 | 10.4 | 8.1 | 2.12 | 63 | 54 | 209941071
GE | NS18H36MA4-** | NCUU36BP4+TXV | NF80U070S3B-* | 34000 | 34400 | 17.1 | 11 | 8.1 | 2.08 | 66 | 54 | 209941070
GE | NS18H36MA4-** | NCHC36BT4 | NF80X080S4B-* | 32400 | 34000 | 16 | 10.9 | 8.5 | 2.12 | 65 | 55 | 209941085
CENTURY | HRG1836S1P | EAH1P36B+H4TXV02 | GUH80C090B4M | 32600 | 33600 | 17.5 | 11 | 8.5 | 2.16 | 65 | 55 | 207071165
CENTURY | HRG1836S1P | EAC4X48B | GUH92C070B3M | 33400 | 34400 | 17.1 | 10.4 | 8.1 | 2.08 | 63 | 54 | 207071141
CENTURY | HRG1836S1P | EAC4X48C | GUH95C090C4M | 33800 | 34400 | 16 | 10.4 | 8.1 | 2.1 | 63 | 54 | 207071157
CENTURY | HRG1836S1P | EAC4X48C | GUH96C090C4M | 34000 | 34600 | 16 | 10.4 | 8.1 | 2.12 | 62 | 54 | 207071159
CENTURY | HRG1836S1P | EAH1P48B+H4TXV02 | GUH96T045B3M | 33800 | 33800 | 18 | 10.9 | 8.1 | 2.08 | 66 | 55 | 207071191
CENTURY | HRG1836S1P | EA(C,U)1P30B+H4TXV01 | GUH92C045B3M | 23800 | 24000 | 18.5 | 12.3 | 8.1 | 1.96 | 66 | 63 | 207071309
CENTURY | HRG1836S1P | EAC4X30B | GUH95C045B3M | 23800 | 24000 | 18 | 12.3 | 8.1 | 1.97 | 66 | 63 | 207071353
CENTURY | HRG1836S1P | EAH1P30B+H4TXV01 | GUH96T045B3M | 23600 | 24000 | 19 | 12.3 | 8.5 | 2.03 | 65 | 63 | 207071363
CENTURY | HRG1860S1P | EA(C,U)1P60C+H4TXV03 | GUH92C110C5M | 57500 | 58000 | 16 | 10.4 | 8.1 | 1.94 | 65 | 57 | 207071474
CENTURY | HRG1860S1P | EA(C,U)1P60C+H4TXV03 | GUH96T090C5M | 57000 | 58500 | 16 | 10 | 8.1 | 1.94 | 65 | 57 | 207071480
CENTURY | HRG1860S1P | EAC4X60C | GUH96C110C5M | 57500 | 57500 | 16 | 10.4 | 8.1 | 1.92 | 66 | 57 | 207071510
CENTURY | HRG1860S1P | EAC4X60C | GUH96T110C5M | 57000 | 58000 | 16 | 10 | 8.1 | 1.94 | 66 | 57 | 207071514
ARMSTRONG AIR | 4SHP18LX136P | EAH1P30B+TDR+TXV | A96UH2E045B12 | 24000 | 24000 | 18 | 12.3 | 8.5 | 2.02 | 66 | 63 | 210740423
ARMSTRONG AIR | 4SHP18LX136P | EAC4X30B+TDR | A96US2V045B12 | 23400 | 24000 | 18.5 | 12.3 | 8.1 | 1.95 | 65 | 62 | 210740348
ARMSTRONG AIR | 4SHP18LX136P | EAC4X30B+TDR | A96UH2E070B12 | 23800 | 24000 | 17.1 | 12.3 | 8.1 | 1.96 | 66 | 63 | 210740344
ARMSTRONG AIR | 4SHP18LX136P | EAC4X30B+TDR | A93UH1E045B12 | 23800 | 24000 | 18.5 | 12.3 | 8.1 | 1.96 | 66 | 63 | 210740324
ARMSTRONG AIR | 4SHP18LX136P | EA(C;U)1P30B+TDR+TXV | A97US2V060B12X | 23400 | 24000 | 18.5 | 12.3 | 8.1 | 1.96 | 65 | 62 | 210740192
ARMSTRONG AIR | 4SHP18LX136P | EA(C;U)1P30B+TDR+TXV | A96UH2E070B12 | 23800 | 24000 | 17.1 | 12.3 | 8.1 | 1.96 | 66 | 63 | 210740176
ARMSTRONG AIR | 4SHP18LX136P | 7EH48CX-0*+TDR | A97USMV090C20 + TSTAT | 34600 | 34400 | 19 | 11 | 8.5 | 2.08 | 65 | 54 | 214730128
ARMSTRONG AIR | 4SHP18LX136P | 7EH48CX-0*+TDR | A97USMV090C20 | 34600 | 34400 | 19 | 11 | 8.5 | 2.08 | 65 | 54 | 214730127
ARMSTRONG AIR | 4SHP18LX136P | 7EH48CX-0*+TDR | A96US2V090C16 | 34600 | 34200 | 19 | 11 | 8.5 | 2.08 | 65 | 54 | 214730109
ARMSTRONG AIR | 4SHP18LX136P | 7EH48CX-0*+TDR | A93UH1E110C16 | 34400 | 33800 | 18.5 | 11.7 | 8.5 | 2.12 | 65 | 54 | 214730104
ARMSTRONG AIR | 4SHP18LX136P | 7EH48CX-0*+TDR | A93UH1E090C16 | 34200 | 34000 | 18 | 11.5 | 8.5 | 2.1 | 65 | 54 | 214730103
ARMSTRONG AIR | 4SHP18LX136P | 7EH48BX-0*+TDR | A97US2V060B12X | 34200 | 34000 | 19 | 10.9 | 8.1 | 2.08 | 66 | 55 | 214730091
ARMSTRONG AIR | 4SHP18LX136P | 7EH48BX-0*+TDR | A97UH2E045B12 | 33600 | 33400 | 18 | 11 | 8.5 | 2.1 | 66 | 55 | 214730086
ARMSTRONG AIR | 4SHP18LX136P | 7EH48BX-0*+TDR | A96US2V045B12 | 34200 | 34200 | 19 | 10.9 | 8.1 | 2.08 | 67 | 55 | 214730084
ARMSTRONG AIR | 4SHP18LX136P | 7EH30BX-0*+TDR | A97USMV070B12 | 23600 | 24000 | 19 | 12.3 | 8.5 | 2.04 | 65 | 62 | 214730024
ARMSTRONG AIR | 4SHP18LX136P | 7EH30BX-0*+TDR | A97US2V070B12 | 23600 | 24000 | 19 | 12.3 | 8.5 | 2.04 | 65 | 62 | 214730023
ARMSTRONG AIR | 4SHP18LX136P | 7EH30BX-0*+TDR | A97US2V045B12 | 23600 | 24000 | 19 | 12.3 | 8.5 | 2.03 | 65 | 63 | 214730020
ARMSTRONG AIR | 4SHP18LX136P | 7EH30BX-0*+TDR | A96UH1E030B12 | 23400 | 24000 | 17.5 | 12.3 | 8.5 | 1.99 | 66 | 63 | 214730008
CONCORD | 4HP18V60P | 7ED50/60CX-0*+TDR | 97G2DF110CE20 | 46000 | 48000 | 16 | 11.5 | 8.5 | 2.1 | 75 | 60 | 214730520
CONCORD | 4HP18V60P | 7ED60DX-0*+TDR | EFV20DCA | 55500 | 58000 | 15.5 | 10 | 8.1 | 1.82 | 75 | 65 | 214730540
CONCORD | 4HP18V60P | 7ED60DX-0*+TDR | 96G2DF090CV20 | 55500 | 58000 | 15.5 | 10 | 8.1 | 1.82 | 75 | 66 | 214730537
CONCORD | 4HP18V60P | 7ED60DX-0*+TDR | 97G2DF090CV20 | 55000 | 58000 | 15.5 | 10 | 8.1 | 1.82 | 75 | 66 | 214730557
CONCORD | 4HP18V36P | 7EC48CX-0*+TDR | 97G2UH070BE12 | 33600 | 34400 | 17.5 | 10.4 | 8.1 | 2.01 | 66 | 50 | 214730474
CONCORD | 4HP18V36P | EAH1P36B+TDR+TXV | 97G2UH045BE12 | 32000 | 33800 | 18 | 11 | 8.5 | 1.97 | 66 | 49 | 213936417
CONCORD | 4HP18V36P | 7EH48CX-0*+TDR | 97G2UH090CE16 | 34400 | 33400 | 18 | 11.5 | 8.1 | 1.95 | 66 | 50 | 214730603
CONCORD | 4HP18V36P | 7EH48CX-0*+TDR | 96G1UH090CE16 | 34400 | 34000 | 18 | 11.5 | 8.5 | 2.1 | 65 | 54 | 214730600
CONCORD | 4HP18V36P | 7EH48BX-0*+TDR | 92G1UH070BE12 | 33800 | 33400 | 18 | 11 | 8.5 | 2.1 | 66 | 55 | 214730583
CONCORD | 4HP18V36P | 7EH48BX-0*+TDR | 80G2UH090BV16* | 34000 | 33600 | 18.5 | 11 | 8.1 | 2.1 | 67 | 55 | 214730580
CONCORD | 4HP18V36P | 7EH48BX-0*+TDR | 80G2UH090BE12 | 34200 | 33600 | 18.5 | 11 | 8.5 | 2.12 | 67 | 55 | 214730577
CONCORD | 4HP18V36P | 7EH30BX-0*+TDR | 96G2UH045BE12 | 24000 | 24000 | 18 | 12.3 | 8.5 | 2.02 | 66 | 63 | 214730563
CONCORD | 4HP18V36P | 7EC48CX-0*+TDR | EFV16CCA | 33600 | 34400 | 16.5 | 10.4 | 8.1 | 2.14 | 63 | 54 | 214730477
CONCORD | 4HP18V36P | 7EC48BX-0*+TDR | 96G1UH045BE12 | 32800 | 34000 | 17.1 | 10.4 | 8.1 | 2.08 | 63 | 54 | 214730457
CONCORD | 4HP18V36P | 7EC48BX-0*+TDR | 92G1UH030BE12 | 33200 | 34400 | 16.5 | 10 | 8.1 | 2.08 | 63 | 54 | 214730454
CONCORD | 4HP18V36P | 7EC30BX-0*+TDR | 97G2UH045BE12 | 23800 | 24000 | 17.5 | 12.3 | 8.1 | 2.06 | 66 | 63 | 214730437
CONCORD | 4HP18V36P | 7EC30BX-0*+TDR | 96G2UH070BE12 | 23800 | 24000 | 17.1 | 12.3 | 8.1 | 1.96 | 66 | 63 | 214730434
CONCORD | 4HP18V36P | 7EC30BX-0*+TDR | 96G2UH030BE08 | 23600 | 24000 | 19 | 12.3 | 8.1 | 1.9 | 63 | 60 | 214730431
CONCORD | 4HP18V36P | 7EC30/36BX-0*+TDR | 96G2UH070BV12 | 34000 | 34600 | 16.5 | 10.4 | 8.1 | 2.06 | 66 | 54 | 214730414
CONCORD | 4HP18V36P | 7EC30/36BX-0*+TDR | 96G2UH045BE12 | 33800 | 34400 | 16.5 | 10.9 | 8.1 | 2.04 | 66 | 54 | 214730411
CONCORD | 4HP18V36P | 7EC30/36AX-0*+TDR | 80G1UH045AE12 | 33600 | 34200 | 17.1 | 10.9 | 8.1 | 2.06 | 65 | 54 | 214730394
AIREASE | 4SHP18LX160P | 7EC60CX-0*+TDR | A97USMV110C20 | 57000 | 58000 | 17.1 | 10 | 8.1 | 1.94 | 66 | 57 | 214729501
AIREASE | 4SHP18LX160P | 7EC60CX-0*+TDR | A97US2V090C20 | 57000 | 58500 | 17.1 | 10 | 8.1 | 1.92 | 65 | 57 | 214729498
AIREASE | 4SHP18LX160P | EAD4X-60D+TDR | A96DF2E110C20 | 55500 | 58000 | 15.5 | 10 | 8.1 | 1.84 | 74 | 64 | 213352645
AC PRO | 4HP18V36P | 7EC48CX-0*+TDR | 95G1UH090CE16 | 33800 | 34400 | 16 | 10.4 | 8.1 | 2.1 | 63 | 54 | 214729018
AC PRO | 4HP18V36P | 7EC48BX-0*+TDR | 92G1UH030BE12 | 33200 | 34400 | 16.5 | 10 | 8.1 | 2.08 | 63 | 54 | 214729004
AC PRO | 4HP18V36P | 7EC48BX-0*+TDR | 80G2UH090BE16 | 34000 | 34400 | 16.5 | 10.4 | 8.1 | 2.12 | 63 | 54 | 214729001
AC PRO | 4HP18V36P | 7EC48BX-0*+TDR | 80G1UH070BE12 | 33800 | 34400 | 16.5 | 10.4 | 8.1 | 2.12 | 63 | 54 | 214728997
AC PRO | 4HP18V36P | 7EC30BX-0*+TDR | 96G2UH070BE12 | 23800 | 24000 | 17.1 | 12.3 | 8.1 | 1.96 | 66 | 63 | 214728984
AC PRO | 4HP18V36P | 7EC30BX-0*+TDR | 95G1UH045BE12 | 23800 | 24000 | 18 | 12.3 | 8.1 | 1.97 | 66 | 63 | 214728978
AC PRO | 4HP18V36P | 7EC30/36BX-0*+TDR | 96G2UH070BV12 | 34000 | 34600 | 16.5 | 10.4 | 8.1 | 2.06 | 66 | 54 | 214728964
AC PRO | 4HP18V36P | 7EC30/36BX-0*+TDR | 96G1UH070BE12 | 33400 | 34200 | 16.5 | 10.9 | 8.1 | 2.06 | 65 | 54 | 214728960
AC PRO | 4HP18V36P | 7EC30/36BX-0*+TDR | 92G1UH070BE12 | 33800 | 34400 | 16.5 | 10.9 | 8.1 | 2.06 | 66 | 54 | 214728958
AIREASE | 4SHP18LX160P | EAC4X60C+TDR | A97USMV090C20 + TSTAT | 57000 | 57000 | 16 | 10 | 8.1 | 1.9 | 66 | 58 | 214784786
AIREASE | 4SHP18LX136P | EAH1P48C+TDR+TXV | A97USMV110C20 + TSTAT | 34600 | 34200 | 19 | 11 | 8.5 | 2.1 | 65 | 54 | 214784766
AIREASE | 4SHP18LX136P | EAH1P48C+TDR+TXV | A97USMV090C20 + TSTAT | 34600 | 34400 | 19 | 11 | 8.5 | 2.08 | 65 | 54 | 214784763
AIREASE | 4SHP18LX136P | EA(C,U)1P30B+TDR+TXV | A97USMV070B12 + TSTAT | 23400 | 24000 | 19 | 12.3 | 8.1 | 1.97 | 65 | 62 | 214784746
AIREASE | 4SHP18LX136P | EAC4X48C+TDR | A97US2V080C16X + TSTAT | 34000 | 34600 | 17.5 | 10.4 | 8.5 | 2.12 | 62 | 54 | 214784743
AIREASE | 4SHP18LX136P | EAH1P36B+TDR+TXV | A95UH1E070B12 | 31600 | 33400 | 18 | 11 | 8.5 | 2.12 | 66 | 55 | 210821776
AIREASE | 4SHP18LX136P | EAH1P36B+TDR+TXV | A93UH1E070B12 | 32200 | 34000 | 17.5 | 11 | 8.5 | 2.12 | 66 | 55 | 210821775
AIREASE | 4SHP18LX136P | EAH1P36B+TDR+TXV | A80UH2E090B12 | 32600 | 34000 | 18 | 11 | 8.5 | 2.14 | 66 | 55 | 210821760
AIREASE | 4SHP18LX136P | 7EC48CX-0*+TDR | A96UH2E045B12 | 33400 | 34400 | 17.1 | 10.4 | 8.1 | 2.08 | 66 | 54 | 214729289
AIREASE | 4SHP18LX136P | 7EC48CX-0*+TDR | A80US2V090B16 | 34000 | 34600 | 17.5 | 10.4 | 8.1 | 2.1 | 66 | 54 | 214729271
ALLIED | 4HP18V36P | EAC4X30A | 80G2UH070AV12* | 23600 | 24000 | 18.5 | 12.3 | 8.1 | 1.98 | 65 | 62 | 206906022
ALLIED | 4HP18V36P | EAC4X30A | 80G1UH060AE12X | 23800 | 24000 | 18.5 | 12.3 | 8.1 | 1.96 | 66 | 63 | 206906018
ALLIED | 4HP18V36P | EA(C,U)1P48C+H4TXV02 | 95G1UH090CE16 | 33800 | 34400 | 16 | 10.4 | 8.1 | 2.1 | 63 | 54 | 206905991
ALLIED | 4HP18V36P | EA(C,U)1P48C+H4TXV02 | 92G1UH090CE16 | 34000 | 34400 | 16 | 10.4 | 8.1 | 2.12 | 63 | 54 | 206905988
ALLIED | 4HP18V36P | EA(C,U)1P48C+H4TXV02 | 92G1UH090CE12 | 34200 | 34600 | 17.1 | 10.4 | 8.1 | 2.12 | 63 | 54 | 206905987
ALLIED | 4HP18V36P | EA(C,U)1P36B+H4TXV02 | 96G2UH070BV12 | 34000 | 34600 | 16 | 10.4 | 8.1 | 2.04 | 66 | 54 | 206905967
ALLIED | 4HP18V36P | EA(C,U)1P36B+H4TXV02 | 80G2UH090BE16L | 34200 | 34400 | 15.5 | 11 | 8.1 | 2.08 | 66 | 54 | 206905957
ALLIED | 4HP18V36P | EAC4X30B | 96G2UH070BE12 | 23800 | 24000 | 17.1 | 12.3 | 8.1 | 1.96 | 66 | 63 | 209329634
ALLIED | 4HP18V36P | EAC4X30B | 96G2UH045BE12 | 23800 | 24000 | 17.5 | 12.3 | 8.1 | 1.96 | 66 | 63 | 209329632
ALLIED | 4HP18V36P | EA(C,U)1P24B+H4TXV01 | 96G2UH030BE08 | 23200 | 24000 | 18.5 | 12.3 | 8.1 | 1.88 | 63 | 60 | 209329609
ALLIED | 4HP18V36P | EAH1P48C+TDR+TXV | 95G1UH080CE16X | 34200 | 34000 | 17.5 | 11 | 8.5 | 2.08 | 65 | 54 | 212607843
ALLIED | 4HP18V36P | EAH1P48C+TDR+TXV | 80G2UH110CV20 | 34400 | 34200 | 18.5 | 11 | 8.5 | 2.1 | 65 | 54 | 212607840
ALLIED | 4HP18V36P | EAD4X-48C+TDR | 95G1DF090CE16 | 34200 | 36000 | 18.5 | 11.5 | 8.5 | 2.16 | 68 | 55 | 213352602
ALLIED | 4HP18V36P | EAD4X-24B+TDR | 97G2DF045BE12 | 24000 | 24000 | 18 | 12.3 | 8.5 | 2.16 | 71 | 70 | 213934228
ALLIED | 4HP18V36P | EA(C,U)1P48B+TDR+TXV | 97G2UH045BE12 | 33400 | 34400 | 17.1 | 10.4 | 8.1 | 2 | 66 | 50 | 213936453
ALLIED | 4HP18V36P | E*1P36C+TDR+TXV | 97G2UH090CE16 | 34800 | 34600 | 17.5 | 11 | 8.5 | 2.09 | 68 | 54 | 213936449
ALLIED | 4HP18V36P | EAC4X30B+TDR | 97G2UH070BV12 | 23400 | 24000 | 19 | 12.3 | 8.1 | 1.97 | 65 | 62 | 214100169
ALLIED | 4HP18V36P | EA(C,U)1P30B+H4TXV01 | 96G1UH045BE12 | 23800 | 24000 | 17.5 | 12.3 | 8.1 | 1.96 | 66 | 63 | 206905940
CENTURY | HRG1836S1P | EAH1P48C+TDR+TXV | GUH97T090C3M | 34400 | 33400 | 19 | 11 | 8.5 | 2.08 | 66 | 55 | 214831065
CENTURY | HRG1836S1P | 7EC48BX-0*+TDR | GUH97T070B3M | 33800 | 34600 | 17.5 | 10.4 | 8.5 | 2.1 | 63 | 54 | 214831062
CENTURY | HRG1836S1P | EAC4X48B+TDR | GUH97T070B3M | 33800 | 34600 | 17.5 | 10.4 | 8.5 | 2.1 | 63 | 54 | 214831055
CENTURY | HRG1836S1P | E*1P36B+H4TXV02 | GUH92C070B3M | 34200 | 35200 | 17.1 | 10.9 | 8.5 | 2.2 | 66 | 55 | 207071045
CENTURY | HRG1836S1P | E*1P36C+H4TXV02 | GUH92C090C4M | 34600 | 35200 | 16.5 | 11 | 8.5 | 2.22 | 66 | 55 | 207071057
CENTURY | HRG1836S1P | E*1P36C+H4TXV02 | GUH92C110C4M | 34600 | 35200 | 16.5 | 11 | 8.5 | 2.24 | 66 | 55 | 207071059
CENTURY | HRG1836S1P | E*1P36B+H4TXV02 | GUH80C070B3M | 34400 | 35200 | 18 | 11 | 8.5 | 2.22 | 66 | 55 | 207071039
COMFORT-AIRE | HRG1836S1P | EAH1P30B+H4TXV01 | GUH80C070B3M | 23800 | 24000 | 18 | 12.3 | 8.5 | 2.04 | 65 | 62 | 207071368
COMFORT-AIRE | HRG1836S1P | EA(C,U)1P30B+H4TXV01 | GUH96C045B3M | 23800 | 24000 | 17.5 | 12.3 | 8.1 | 1.96 | 66 | 63 | 207071318
COMFORT-AIRE | HRG1836S1P | EA(C,U)1P30B+H4TXV01 | GUH96T070B3M | 23400 | 24000 | 19 | 12.3 | 8.1 | 1.97 | 65 | 62 | 207071306
COMFORT-AIRE | HRG1836S1P | E*1P23B+H4TXV01 | GUH96C070B3M | 23400 | 24000 | 18 | 12.3 | 8.1 | 1.9 | 64 | 61 | 207071280
COMFORT-AIRE | HRG1836S1P | E*1P23B+H4TXV01 | GUH96C045B3M | 23400 | 24000 | 18 | 12.3 | 8.1 | 1.9 | 64 | 61 | 207071278
COMFORT-AIRE | HRG1836S1P | E*1P23B+H4TXV01 | GUH96T045B3M | 23200 | 24000 | 19 | 12.3 | 8.1 | 1.89 | 63 | 60 | 207071264
COMFORT-AIRE | HRG1836S1P | ED1P30/36B+H4TXV02 | GDD92C045B3M | 34400 | 36000 | 18 | 11.7 | 8.1 | 2.04 | 62 | 50 | 207071234
COMFORT-AIRE | HRG1836S1P | ED1P30/36B+H4TXV02 | GDD80C090B4M | 34600 | 36000 | 17.1 | 12 | 8.1 | 2.06 | 62 | 50 | 207071232
COMFORT-AIRE | HRG1836S1P | EAC4X48C | GUH92C090C4M | 34000 | 34400 | 16 | 10.4 | 8.1 | 2.12 | 63 | 54 | 207071154
COMFORT-AIRE | HRG1836S1P | EAC4X48B | GUH96C070B3M | 33200 | 34200 | 16.5 | 10.4 | 8.1 | 2.1 | 63 | 54 | 207071146
COMFORT-AIRE | HRG1836S1P | EAC4X36B | GUH96T070B3M | 34000 | 34600 | 16.5 | 10.4 | 8.1 | 2.06 | 66 | 54 | 207071134
COMFORT-AIRE | HRG1860S1P | EAC4X60C+TDR | GUH97M090C5M | 57000 | 57000 | 16 | 10 | 8.1 | 1.9 | 66 | 58 | 212604371
COMFORT-AIRE | HRG1836S1P | EAC4X30B+TDR | GUH97M070B3M | 23400 | 24000 | 19 | 12.3 | 8.1 | 1.97 | 65 | 62 | 212604349
ARMSTRONG AIR | 4SHP18LX136P | EAH1P48B+TDR+TXV | A80US2V090B12* | 34400 | 33800 | 19 | 11 | 8.1 | 2.12 | 66 | 55 | 211631539
ARMSTRONG AIR | 4SHP18LX136P | EAC4X48C+TDR | A97USMV090C20 | 34200 | 34600 | 17.5 | 10.4 | 8.5 | 2.1 | 66 | 54 | 211631533
ARMSTRONG AIR | 4SHP18LX136P | EAC4X48C+TDR | A96US2V090C20 | 34200 | 34600 | 17.5 | 10.4 | 8.5 | 2.1 | 66 | 54 | 211631527
ARMSTRONG AIR | 4SHP18LX136P | EA(C,U)1P48C+TDR+TXV | A80US2V110C20* | 34200 | 34600 | 17.1 | 10.4 | 8.1 | 2.12 | 63 | 54 | 211631489
ARMSTRONG AIR | 4SHP18LX136P | EA(C,U)1P48C+TDR+TXV | A80US2V080C20X | 34200 | 34600 | 17.5 | 10.9 | 8.5 | 2.14 | 62 | 54 | 211631483
ARMSTRONG AIR | 4SHP18LX136P | E*1P36B+TDR+TXV | A97USMV070B12 | 34800 | 34600 | 18.5 | 10.9 | 8.5 | 2.18 | 69 | 57 | 211631449
ARMSTRONG AIR | 4SHP18LX136P | E*1P36B+TDR+TXV | A80US2V090B12* | 35000 | 34600 | 19 | 11 | 8.5 | 2.22 | 68 | 57 | 211631445
ARMSTRONG AIR | 4SHP18LX136P | EAH1P30B+TDR+TXV | EFV08BCA | 23400 | 24000 | 17.1 | 12.3 | 8.5 | 1.99 | 65 | 63 | 210740448
ARMSTRONG AIR | 4SHP18LX136P | EAH1P30B+TDR+TXV | A97US2V060B12X | 23600 | 24000 | 19 | 12.3 | 8.5 | 2.02 | 65 | 62 | 210740443
ARMSTRONG AIR | 4SHP18LX136P | EAH1P30A+TDR+TXV | A80UH1E045A12 | 23800 | 24000 | 18.5 | 12.3 | 8.5 | 2.04 | 65 | 63 | 210740375
ARMSTRONG AIR | 4SHP18LX136P | EAC4X30B+TDR | A97US2V040B12X | 23400 | 24000 | 19 | 12.3 | 8.1 | 1.96 | 65 | 62 | 210740357
ARMSTRONG AIR | 4SHP18LX136P | EA(C;U)1P30B+TDR+TXV | A96US2V045B12 | 23400 | 24000 | 18.5 | 12.3 | 8.1 | 1.95 | 65 | 62 | 210740180
ARMSTRONG AIR | 4SHP18LX136P | E*1P23B+TDR+TXV | A96US2V070B12 | 23000 | 24000 | 19 | 12.3 | 8.1 | 1.91 | 63 | 59 | 210740013
ARMSTRONG AIR | 4SHP18LX136P | E*1P23B+TDR+TXV | A93UH1E045B12 | 23400 | 24000 | 18.5 | 12.3 | 8.1 | 1.92 | 64 | 61 | 210739992
ARMSTRONG AIR | 4SHP18LX136P | BCE7E30M*4X |  | 24000 | 24000 | 19 | 12.3 | 8.5 | 2.17 | 68 | 65 | 210739943
ARMSTRONG AIR | 4SHP18LX136P | BCE5E30M*4X |  | 24000 | 24000 | 17.5 | 12.3 | 8.5 | 2 | 66 | 64 | 210739926
ARMSTRONG AIR | 4SHP18LX136P | BCE5C18M*1P+TXV |  | 22000 | 24000 | 17.1 | 12.3 | 8.5 | 1.94 | 64 | 61 | 210739913
ARMSTRONG AIR | 4SHP18LX136P | ED1P30/36A+TDR+TXV | A80DS2V070A12 | 34600 | 34600 | 19 | 11 | 8.1 | 2 | 66 | 53 | 210738741
ARMSTRONG AIR | 4SHP18LX136P | EAH1P48B+TDR+TXV | EFV12BCA | 33400 | 33200 | 17.1 | 11 | 8.1 | 2.14 | 66 | 55 | 210738737
ARMSTRONG AIR | 4SHP18LX136P | EAC4X48C+TDR | A96UH2E090C16 | 34200 | 34600 | 15.5 | 10.4 | 8.1 | 2.12 | 66 | 54 | 210738585
ARMSTRONG AIR | 4SHP18LX136P | EAC4X48C+TDR | A80UH2E110C16 | 34200 | 34400 | 16 | 10.9 | 8.1 | 2.14 | 66 | 54 | 210738559
ARMSTRONG AIR | 4SHP18LX136P | EAC4X48B+TDR | A93UH1E070B12 | 33400 | 34400 | 17.1 | 10.4 | 8.1 | 2.08 | 66 | 54 | 210738514
ARMSTRONG AIR | 4SHP18LX136P | EAC4X48B+TDR | A80US2V080B16X | 34200 | 34600 | 18 | 10.4 | 8.5 | 2.12 | 66 | 54 | 210738496
ARMSTRONG AIR | 4SHP18LX136P | EAC4X36B+TDR | A96UH1E070B12 | 33400 | 34200 | 16.5 | 10.9 | 8.1 | 2.06 | 65 | 54 | 210738441
ARMSTRONG AIR | 4SHP18LX136P | EAC4X36B+TDR | A95UH1E070B12 | 33200 | 34000 | 16.5 | 10.9 | 8.5 | 2.04 | 66 | 54 | 210738433
ARMSTRONG AIR | 4SHP18LX136P | EAH1P36B+TDR+TXV | A97US2V060B12X + TSTAT | 32400 | 34000 | 18 | 10.9 | 8.5 | 2.12 | 66 | 56 | 212595617
ARMSTRONG AIR | 4SHP18LX136P | EAH1P36B+TDR+TXV | A97US2V040B12X | 32600 | 34400 | 19 | 10.9 | 8.5 | 2.12 | 66 | 55 | 210738683
ARMSTRONG AIR | 4SHP18LX136P | EAH1P36B+TDR+TXV | A96UH2E070B12 | 31800 | 33800 | 18.5 | 10.9 | 8.5 | 2.1 | 66 | 55 | 210738671
ARMSTRONG AIR | 4SHP18LX136P | 7EC48BX-0*+TDR | A96US2V070B12 | 34000 | 34600 | 18 | 10.4 | 8.5 | 2.08 | 66 | 55 | 214784652
ARMSTRONG AIR | 4SHP18LX136P | 7EC48BX-0*+TDR | A96UH2E045B12 | 33400 | 34400 | 17.1 | 10.4 | 8.1 | 2.08 | 66 | 54 | 214784646
ARMSTRONG AIR | 4SHP18LX136P | 7EC48BX-0*+TDR | A93UH1E030B12 | 33200 | 34400 | 16.5 | 10 | 8.1 | 2.08 | 66 | 54 | 214784632
ARMSTRONG AIR | 4SHP18LX136P | 7EC48BX-0*+TDR | A80US2V090B12* | 34200 | 34600 | 18.5 | 10.4 | 8.5 | 2.1 | 66 | 54 | 214784626
ARMSTRONG AIR | 4SHP18LX160P | 7ED60DX-0*+TDR | A97DSMV110C20 | 55500 | 58000 | 16.5 | 10 | 8.1 | 1.82 | 75 | 65 | 214731083
ARMSTRONG AIR | 4SHP18LX160P | 7ED60DX-0*+TDR | A96DS2V090C20 | 55500 | 58000 | 16.5 | 10 | 8.1 | 1.82 | 75 | 65 | 214731080
ARMSTRONG AIR | 4SHP18LX160P | 7ED50/60CX-0*+TDR | A97DSMV110C20 | 46000 | 48000 | 17.1 | 11 | 8.5 | 2.06 | 75 | 60 | 214731057
ARMSTRONG AIR | 4SHP18LX136P | 7ED24BX-0*+TDR | A97DF2E045B12 | 23800 | 24000 | 18 | 12.3 | 8.5 | 2.22 | 71 | 72 | 214731017
ARMSTRONG AIR | 4SHP18LX136P | 7ED24BX-0*+TDR | A96DF2E045B12 | 24000 | 24000 | 18 | 12.3 | 8.5 | 2.16 | 71 | 70 | 214731000
ARMSTRONG AIR | 4SHP18LX136P | 7ED24BX-0*+TDR | A93DF1E045B12 | 24000 | 24000 | 19 | 12.3 | 8.5 | 2.16 | 70 | 69 | 214730997
ARMSTRONG AIR | 4SHP18LX160P | 7EC60CX-0*+TDR | A97USMV110C20 | 57000 | 58000 | 17.1 | 10 | 8.1 | 1.94 | 66 | 57 | 214730197
ARMSTRONG AIR | 4SHP18LX160P | 7EC60CX-0*+TDR | A97USMV090C20 | 57000 | 58500 | 17.1 | 10 | 8.1 | 1.92 | 65 | 57 | 214730195
ARMSTRONG AIR | 4SHP18LX160P | 7EC60CX-0*+TDR | A97US2V080C20X | 57000 | 58000 | 17 | 10 | 8.1 | 1.94 | 66 | 57 | 214730191
DUCANE | 4HP18V36P | EAD4X-24A+TDR | 80G2DF070AE12 | 24000 | 24000 | 19 | 12.3 | 8.5 | 2.16 | 71 | 70 | 213352529
DUCANE | 4HP18V36P | EAH1P30B+H4TXV01 | 96G2UH045BE12 | 24000 | 24000 | 18 | 12.3 | 8.5 | 2.02 | 66 | 63 | 209329485
DUCANE | 4HP18V36P | EAC4X24B | 96G2UH030BE08 | 23200 | 24000 | 18.5 | 12.3 | 8.1 | 1.88 | 63 | 60 | 209329472
DUCANE | 4HP18V36P | EA(C,U)1P30B+H4TXV01 | 96G2UH045BE12 | 23800 | 24000 | 17.5 | 12.3 | 8.1 | 1.96 | 66 | 63 | 209329468
DUCANE | 4HP18V36P | E*1P23B+H4TXV01 | 96G2UH070BE12 | 23400 | 24000 | 17.5 | 12.3 | 8.1 | 1.91 | 64 | 61 | 209329456
DUCANE | 4HP18V36P | EAH1P30B+H4TXV01 | 92G1UH045BE12 | 24000 | 24000 | 19 | 12.3 | 8.5 | 2.03 | 66 | 63 | 206903269
DUCANE | 4HP18V36P | EA(C,U)1P30B+H4TXV01 | 80G2UH090BE12 | 24000 | 24000 | 18.5 | 12.3 | 8.1 | 1.97 | 66 | 63 | 206903202
ARMSTRONG AIR | 4SHP18LX136P | 7EH36CX-0*+TDR | A80UH2E110C16 | 35200 | 34600 | 16.5 | 11.5 | 8.5 | 2.26 | 68 | 56 | 214730029
ARMSTRONG AIR | 4SHP18LX136P | 7EC48CX-0*+TDR | A97US2V070B12 | 34000 | 34600 | 18 | 10.4 | 8.5 | 2.08 | 66 | 55 | 214729966
ARMSTRONG AIR | 4SHP18LX136P | 7EC48CX-0*+TDR | A96UH2E045B12 | 33400 | 34400 | 17.1 | 10.4 | 8.1 | 2.08 | 66 | 54 | 214729949
ARMSTRONG AIR | 4SHP18LX136P | 7EC48CX-0*+TDR | A96UH1E070B12 | 33200 | 34200 | 16.5 | 10.4 | 8.1 | 2.1 | 65 | 54 | 214729947
ARMSTRONG AIR | 4SHP18LX136P | 7EC48CX-0*+TDR | A80UH2E090B16 | 34000 | 34400 | 16.5 | 10.4 | 8.1 | 2.12 | 66 | 54 | 214729926
ARMSTRONG AIR | 4SHP18LX136P | 7EC48CX-0*+TDR | A80UH1E090B16 | 34000 | 34400 | 16 | 10.9 | 8.1 | 2.12 | 66 | 54 | 214729924
CENTURY | HRG1836S1P | EAC4X36B | GUH96T045B3M | 34000 | 34600 | 16 | 10.4 | 8.1 | 2.04 | 66 | 54 | 207071131
CENTURY | HRG1836S1P | EAC4X36B+TDR | GUH97T070B3M | 34000 | 34600 | 16.5 | 10.9 | 8.5 | 2.06 | 66 | 54 | 214831054
CENTURY | HRG1836S1P | EAH1P30B+TDR+TXV | GUH97T070B3M | 23800 | 24000 | 19 | 12.3 | 8.5 | 2.04 | 65 | 62 | 214831051
CENTURY | HRG1836S1P | 7EC36BX-0*+TDR | GUH97T045B3M | 34000 | 34600 | 16 | 10.4 | 8.5 | 2.04 | 66 | 54 | 214831042
CENTURY | HRG1836S1P | EAC4X30B+TDR | GUH97T045B3M | 23400 | 24000 | 19 | 12.3 | 8.1 | 1.96 | 65 | 62 | 214831033
CENTURY | HRG1836S1P | E*1P36B+H4TXV02 | GUH96C070B3M | 33800 | 34800 | 17.5 | 10.9 | 8.5 | 2.2 | 67 | 55 | 207071049
CENTURY | HRG1836S1P | E*1P36B+H4TXV02 | GUH96T070B3M | 34400 | 35400 | 17.5 | 10.4 | 8.5 | 2.2 | 66 | 55 | 207071053
CENTURY | HRG1836S1P | E*1P36C+H4TXV02 | GUH96C090C4M | 34600 | 35400 | 16.5 | 11 | 8.5 | 2.22 | 66 | 55 | 207071063
CENTURY | HRG1836S1P | E*1P36C+H4TXV02 | GUH96T090C3M | 34600 | 35200 | 18 | 11 | 8.5 | 2.22 | 66 | 55 | 207071065
CENTURY | HRG1836S1P | EA(C,U)1P36B+H4TXV02 | GUH80C070B3M | 34000 | 34400 | 17.1 | 11 | 8.1 | 2.08 | 66 | 54 | 207071071
CENTURY | HRG1836S1P | EAD4X-24B+TDR | GDD96C045B3M | 24000 | 24000 | 18.5 | 12.3 | 8.5 | 2.16 | 70 | 69 | 213379659
CENTURY | HRG1836S1P | EAD4X-24B+TDR | GDD80C070B3M | 23600 | 24000 | 18 | 12.3 | 8.5 | 2.18 | 70 | 69 | 213379656
COMFORT-AIRE | HRG1836S1P | EAH1P36B+H4TXV02 | GUH80C070B3M | 32200 | 33600 | 18.5 | 11 | 8.5 | 2.14 | 65 | 55 | 207071164
COMFORT-AIRE | HRG1860S1P | EA(C,U)1P60C+H4TXV03 | GUH80C110C5M | 57500 | 57500 | 16.5 | 10 | 8.1 | 1.92 | 66 | 57 | 207071473
COMFORT-AIRE | HRG1836S1P | EAH1P30B+H4TXV01 | GUH92C070B3M | 24000 | 24000 | 19 | 12.3 | 8.5 | 2.04 | 66 | 63 | 207071372
COMFORT-AIRE | HRG1836S1P | HMG24X1P |  | 23000 | 24000 | 17.5 | 12.3 | 8.1 | 1.85 | 63 | 62 | 207071254
COMFORT-AIRE | HRG1836S1P | EAH1P48B+H4TXV02 | GUH96T045B3M | 33800 | 33800 | 18 | 10.9 | 8.1 | 2.08 | 66 | 55 | 207071192
COMFORT-AIRE | HRG1836S1P | EAH1P48B+H4TXV02 | GUH80C070B3M | 34000 | 33400 | 17.5 | 11 | 8.5 | 2.12 | 66 | 55 | 207071180
COMFORT-AIRE | HRG1836S1P | EAC4X48C | GUH95C090C4M | 33800 | 34400 | 16 | 10.4 | 8.1 | 2.1 | 63 | 54 | 207071158
COMFORT-AIRE | HRG1836S1P | EAC4X48B | GUH96T070B3M | 33800 | 34600 | 17.5 | 10.4 | 8.1 | 2.1 | 63 | 54 | 207071150
COMFORT-AIRE | HRG1860S1P | EA(C,U)1P60C+H4TXV03 | GUH97T110C5M | 57000 | 58000 | 16 | 10 | 8.1 | 1.9 | 64 | 57 | 214831149
GE | NS18H36MA4-** | NAM42V1TA4-** |  | 34400 | 35000 | 17.5 | 11.7 | 8.5 | 2.18 | 63 | 52 | 209941279
GE | NS18H36MA4-** | NAM36V1TA4-** |  | 34000 | 34800 | 19 | 11.7 | 8.5 | 2.16 | 63 | 52 | 209941275
GE | NS18H36MA4-** | NCUU48CP4+TXV | NF96U090S4C-* | 34000 | 34600 | 16 | 10.4 | 8.1 | 2.12 | 62 | 54 | 209941224
GE | NS18H36MA4-** | NCHC30BT4 | NF96U070S3B-* | 24000 | 24000 | 18 | 12.3 | 8.5 | 2.03 | 66 | 64 | 209941223
GE | NS18H36MA4-** | NCHC48BT4 | NF96U070S3B-* | 33400 | 33200 | 17.5 | 11 | 8.5 | 2.1 | 66 | 55 | 209941220
GE | NS18H36MA4-** | NCUC36BT4 | NF96U070S3B-* | 33400 | 34200 | 16.5 | 10.9 | 8.1 | 2.06 | 65 | 54 | 209941217
GE | NS18H36MA4-** | NCUU48BP4+TXV | NF96U045S3B-* | 32800 | 34000 | 17.1 | 10.4 | 8.1 | 2.08 | 63 | 54 | 209941205
GE | NS18H60MA4-** | NCUC60CT4 | NF80U110V5C-* | 57000 | 58500 | 16 | 10 | 8.1 | 1.94 | 65 | 57 | 209941169
CENTURY | HRG1836S1P | EA(C,U)1P36A+H4TXV02 | GUH80C070A3M | 33600 | 34200 | 17.1 | 10.9 | 8.1 | 2.06 | 66 | 54 | 207071069
CENTURY | HRG1836S1P | HMG36X1P |  | 33800 | 35600 | 17.1 | 10.9 | 8.5 | 2.1 | 63 | 53 | 207071029
CENTURY | HRG1836S1P | E*1P36A+H4TXV02 | GUH80C070A3M | 34000 | 35000 | 18 | 11 | 8.5 | 2.2 | 66 | 55 | 207071037
CENTURY | HRG1836S1P | E*1P36B+H4TXV02 | GUH92C045B3M | 34400 | 35400 | 17.1 | 10.9 | 8.5 | 2.18 | 66 | 55 | 207071043
CENTURY | HRG1860S1P | EAD4X-60D+TDR | GDD80C110C5M | 56500 | 58000 | 16.5 | 11 | 8.1 | 1.92 | 72 | 62 | 213379665
CENTURY | HRG1836S1P | EAD4X-48C+TDR | GDD96C090C4M | 34200 | 36000 | 18.5 | 11.7 | 8.5 | 2.18 | 68 | 55 | 213379662
COMFORT-AIRE | HRG1836S1P | EAH1P36B+H4TXV02 | GUH96T045B3M | 32200 | 34000 | 18 | 10.4 | 8.5 | 2.1 | 66 | 55 | 207071172
COMFORT-AIRE | HRG1860S1P | EAC4X60C | GUH96T090C5M | 57000 | 58500 | 16 | 10 | 8.1 | 1.94 | 65 | 57 | 207071513
COMFORT-AIRE | HRG1860S1P | EA(C,U)1P60C+H4TXV03 | GUH96T090C5M | 57000 | 58500 | 16 | 10 | 8.1 | 1.94 | 65 | 57 | 207071481
COMFORT-AIRE | HRG1860S1P | EA(C,U)1P60C+H4TXV03 | GUH96C110C5M | 57500 | 57500 | 16 | 10.4 | 8.1 | 1.92 | 66 | 57 | 207071479
COMFORT-AIRE | HRG1836S1P | EAC4X30B | GUH96T045B3M | 23400 | 24000 | 18.5 | 12.3 | 8.1 | 1.96 | 65 | 62 | 207071344
COMFORT-AIRE | HRG1836S1P | EA(C,U)1P30B+H4TXV01 | GUH96T045B3M | 23400 | 24000 | 18.5 | 12.3 | 8.1 | 1.96 | 65 | 62 | 207071304
COMFORT-AIRE | HRG1836S1P | EAC4X48B | GUH96T045B3M | 33600 | 34600 | 17.1 | 10 | 8.1 | 2.08 | 63 | 54 | 207071148
COMFORT-AIRE | HRG1860S1P | EAC4X60C | GUH97T110C5M | 57000 | 58000 | 16 | 10 | 8.1 | 1.9 | 64 | 57 | 214831150
COMFORT-AIRE | HRG1860S1P | EA(C,U)1P60C+H4TXV03 | GUH97T090C5M | 57000 | 58500 | 16 | 10 | 8.1 | 1.9 | 64 | 57 | 214831138
COMFORT-AIRE | HRG1836S1P | EAC4X36B | GUH92C070B3M | 33800 | 34400 | 16.5 | 10.9 | 8.1 | 2.06 | 66 | 54 | 207071128
COMFORT-AIRE | HRG1836S1P | EAC4X36A | GUH80C045A3M | 33600 | 34200 | 17.1 | 10.9 | 8.1 | 2.06 | 65 | 54 | 207071116
GE | NS18H36MA4-** | NAM42V2TA4 |  | 34600 | 36000 | 18 | 11 | 8.5 | 2.14 | 62 | 51 | 213255773
GE | NS18H36MA4-** | NCHC48CT4+TDR | NF97X080V4C-* | 34400 | 34000 | 18.5 | 11.5 | 8.5 | 2.1 | 65 | 54 | 213164565
GE | NS18H36MA4-** | NCUC48CT4+TDR | NF97X080V5C-* | 34200 | 34600 | 17.5 | 10.4 | 8.1 | 2.12 | 63 | 54 | 213164554
GE | NS18H36MA4-** | NCUU48CP4+TDR+TXV | NF97U110M5C-* | 34200 | 34600 | 17.5 | 10.9 | 8.1 | 2.14 | 62 | 54 | 213164540
GE | NS18H36MA4-** | NCUU48CP4+TDR+TXV | NF97X080V4C-* | 34000 | 34600 | 17.5 | 10.4 | 8.5 | 2.12 | 62 | 54 | 213164535
GE | NS18H60MA4-** | NCDC60DT4+TDR | NF96D110V5C-* | 55500 | 58000 | 15.5 | 10 | 8.1 | 1.84 | 75 | 65 | 213805001
GE | NS18H60MA4-** | NCDC5060CT4+TDR | NF96D110V5C-* | 46000 | 48000 | 16.5 | 11 | 8.5 | 2.08 | 75 | 60 | 213804998
GE | NS18H36MA4-** | NAM18P1TA4 |  | 22000 | 24000 | 17.1 | 12.3 | 8.5 | 1.94 | 64 | 61 | 209941280
DUCANE | 4HP18V36P | EAH1P36B+H4TXV02 | 92G1UH030BE12 | 32000 | 33600 | 17.5 | 10.9 | 8.5 | 2.12 | 66 | 56 | 206902960
DUCANE | 4HP18V36P | EAC4X36B+TDR | 97G2UH045BV12 | 34000 | 34600 | 16 | 10.4 | 8.5 | 2.04 | 66 | 54 | 214100185
DUCANE | 4HP18V36P | EA(C,U)1P48B+TDR+TXV | 97G2UH045BV12 | 33600 | 34600 | 17.1 | 10 | 8.5 | 2.08 | 63 | 54 | 214100182
DUCANE | 4HP18V36P | EAC4X24B+TDR | 97G2UH030BE08 | 23200 | 24000 | 18.5 | 12.3 | 8.1 | 1.88 | 63 | 60 | 214091877
DUCANE | 4HP18V36P | E*1P23B+TDR+TXV | 97G2UH030BE08 | 23000 | 24000 | 18.5 | 12.3 | 8.1 | 1.89 | 63 | 60 | 214091874
DUCANE | 4HP18V36P | E*1P36B+TDR+TXV | 97G2UH045BE12 | 34200 | 34600 | 17.5 | 10.9 | 8.5 | 2.05 | 67 | 53 | 213936382
DUCANE | 4HP18V36P | EAD4X-48C+TDR | 96G2DF110CV20 | 34200 | 36000 | 19 | 11 | 8.5 | 2.14 | 69 | 56 | 213352587
DUCANE | 4HP18V36P | EAD4X-48C+TDR | 96G2DF090CV20 | 34200 | 36000 | 19 | 11 | 8.5 | 2.14 | 69 | 55 | 213352586
DUCANE | 4HP18V36P | E*1P23B+TDR+TXV | 97G2UH070BE12 | 23400 | 24000 | 18.5 | 12.3 | 8.1 | 2.01 | 64 | 61 | 213934122
DUCANE | 4HP18V36P | EAD4X-24B+TDR | 96G2DF045BE12 | 24000 | 24000 | 18 | 12.3 | 8.5 | 2.16 | 71 | 70 | 213352534
DUCANE | 4HP18V36P | EAD4X-24B+TDR | 92G1DF045BE12 | 24000 | 24000 | 19 | 12.3 | 8.5 | 2.16 | 70 | 69 | 213352531
DUCANE | 4HP18V36P | EAH1P48C+TDR+TXV | 80G2UH110CV20 | 34400 | 34200 | 18.5 | 11 | 8.5 | 2.1 | 65 | 54 | 212607813
DUCANE | 4HP18V36P | EA(C,U)1P48B+H4TXV02 | 96G2UH070BE12 | 33400 | 34400 | 17.1 | 10.4 | 8.1 | 2.08 | 63 | 54 | 209332233
DUCANE | 4HP18V36P | E*1P36B+H4TXV02 | 96G2UH045BE12 | 34200 | 35200 | 17.5 | 10.9 | 8.5 | 2.2 | 66 | 55 | 209332226
DUCANE | 4HP18V36P | ED1P24B+H4TXV01 | 96G2DF070BE16 | 22800 | 24000 | 17.1 | 12.3 | 8.1 | 1.82 | 65 | 62 | 209329496
DUCANE | 4HP18V36P | EAH1P30B+H4TXV01 | 96G2UH070BE12 | 23600 | 24000 | 18 | 12.3 | 8.5 | 2.02 | 66 | 63 | 209329487
DUCANE | 4HP18V36P | EAC4X30B | 96G2UH045BE12 | 23800 | 24000 | 17.5 | 12.3 | 8.1 | 1.96 | 66 | 63 | 209329478
DUCANE | 4HP18V36P | E*1P23B+H4TXV01 | 96G2UH030BE08 | 23000 | 24000 | 18.5 | 12.3 | 8.1 | 1.89 | 63 | 60 | 209329452
DUCANE | 4HP18V36P | EAH1P30B+H4TXV01 | 92G1UH070BE12 | 24000 | 24000 | 19 | 12.3 | 8.5 | 2.04 | 66 | 63 | 206903270
DUCANE | 4HP18V36P | EAH1P30A+H4TXV01 | 80G2UH045AE12 | 23400 | 23800 | 18.5 | 12.3 | 8.5 | 2.05 | 65 | 62 | 206903259
DUCANE | 4HP18V36P | EAC4X30B | 92G1UH070BE12 | 24000 | 24000 | 18.5 | 12.3 | 8.1 | 1.97 | 66 | 63 | 206903248
DUCANE | 4HP18V36P | EAC4X30B | 92G1UH045BE12 | 23800 | 24000 | 18.5 | 12.3 | 8.1 | 1.96 | 66 | 63 | 206903247
DUCANE | 4HP18V36P | EAC4X30A | 80G2UH070AE12 | 23800 | 24000 | 18.5 | 12.3 | 8.1 | 1.97 | 66 | 63 | 206903238
DUCANE | 4HP18V36P | EAC4X30A | 80G2UH070AV12* | 23600 | 24000 | 18.5 | 12.3 | 8.1 | 1.98 | 65 | 62 | 206903233
CONCORD | 4HP18V60P | 7EC60CX-0*+TDR | 96G2UH110CE20 | 57000 | 58000 | 16 | 10 | 8.1 | 1.94 | 65 | 57 | 214730636
CONCORD | 4HP18V60P | 7EC60CX-0*+TDR | 92G1UH110CE20 | 57500 | 58000 | 16 | 10.4 | 8.1 | 1.94 | 65 | 57 | 214730633
CONCORD | 4HP18V60P | 7EC60CX-0*+TDR | 80G2UH110CE20 | 57500 | 58500 | 16 | 10 | 8.1 | 1.94 | 65 | 57 | 214730630
CONCORD | 4HP18V60P | 7ED50/60CX-0*+TDR | 96G2DF110CE20 | 46000 | 48000 | 16 | 11.5 | 8.5 | 2.1 | 75 | 60 | 214730504
CONCORD | 4HP18V36P | 7EH48BX-0*+TDR | EFV12BCA | 33400 | 33200 | 17.1 | 11 | 8.5 | 2.14 | 66 | 55 | 214730593
CONCORD | 4HP18V36P | 7EH48BX-0*+TDR | 97G2UH045BV12 | 33800 | 33600 | 18 | 10.9 | 8.5 | 2.08 | 67 | 55 | 214730590
CONCORD | 4HP18V36P | 7EH48BX-0*+TDR | 96G2UH070BE12 | 33400 | 33400 | 18 | 11 | 8.5 | 2.1 | 66 | 55 | 214730587
CONCORD | 4HP18V36P | 7EH30BX-0*+TDR | EFV12BCA | 23600 | 24000 | 18.5 | 12.3 | 8.5 | 2.03 | 65 | 62 | 214730573
CONCORD | 4HP18V36P | 7EH30BX-0*+TDR | 97G2UH070BE12 | 24000 | 24000 | 18.5 | 12.3 | 8.5 | 2.11 | 66 | 63 | 214730570
CONCORD | 4HP18V36P | 7EH30BX-0*+TDR | 92G1UH070BE12 | 24000 | 24000 | 19 | 12.3 | 8.5 | 2.04 | 66 | 63 | 214730490
CONCORD | 4HP18V36P | 7EH30BX-0*+TDR | 80G2UH090BE12 | 23400 | 24000 | 18.5 | 12.3 | 8.5 | 1.98 | 66 | 63 | 214730487
CONCORD | 4HP18V36P | 7EH30AX-0*+TDR | 80G2UH070AE12L | 24000 | 24000 | 19 | 12.3 | 8.5 | 2.05 | 66 | 63 | 214730484
CONCORD | 4HP18V36P | 7EC48CX-0*+TDR | 92G1UH110CE16 | 34000 | 34400 | 16.5 | 10.9 | 8.1 | 2.14 | 62 | 54 | 214730467
CONCORD | 4HP18V36P | 7EC48CX-0*+TDR | 92G1UH090CE12 | 34200 | 34600 | 17.1 | 10.4 | 8.1 | 2.12 | 63 | 54 | 214730465
CONCORD | 4HP18V36P | 7EC48BX-0*+TDR | 80G1UH070BE12 | 33800 | 34400 | 16.5 | 10.4 | 8.1 | 2.12 | 63 | 54 | 214730447
CONCORD | 4HP18V36P | 7EC36BX-0*+TDR | 97G2UH045BV12 | 34000 | 34600 | 16 | 10.4 | 8.5 | 2.04 | 66 | 54 | 214730444
CONCORD | 4HP18V36P | 7EC30BX-0*+TDR | 92G1UH070BE12 | 24000 | 24000 | 18.5 | 12.3 | 8.1 | 1.97 | 66 | 63 | 214730427
CONCORD | 4HP18V36P | 7EC30BX-0*+TDR | 80G2UH090BE12 | 24000 | 24000 | 18.5 | 12.3 | 8.1 | 1.97 | 66 | 63 | 214730424
CONCORD | 4HP18V36P | 7EC30AX-0*+TDR | 80G2UH070AE12L | 23800 | 24000 | 18.5 | 12.3 | 8.1 | 1.97 | 66 | 63 | 214730421
CONCORD | 4HP18V36P | 7EC30/36BX-0*+TDR | 92G1UH045BE12 | 34000 | 34600 | 16 | 10.4 | 8.1 | 2.04 | 66 | 54 | 214730407
CONCORD | 4HP18V36P | 7EC30/36BX-0*+TDR | 80G2UH090BE16L | 34200 | 34400 | 15.5 | 11 | 8.1 | 2.08 | 66 | 54 | 214730404
CONCORD | 4HP18V36P | 7EC30/36BX-0*+TDR | 80G1UH090BE16 | 34200 | 34400 | 15.5 | 11 | 8.1 | 2.08 | 66 | 54 | 214730401
AIREASE | 4SHP18LX160P | 7EC60CX-0*+TDR | A96UH2E110C20 | 57000 | 58000 | 16 | 10 | 8.1 | 1.94 | 65 | 57 | 214729493
AC PRO | 4HP18V36P | 7EH48CX-0*+TDR | 80G2UH110CV20 | 34400 | 34200 | 18.5 | 11 | 8.5 | 2.1 | 65 | 54 | 214729076
AC PRO | 4HP18V36P | 7EH48BX-0*+TDR | 80G2UH090BV16* | 34000 | 33600 | 18.5 | 11 | 8.1 | 2.1 | 67 | 55 | 214729062
AC PRO | 4HP18V36P | 7EH48BX-0*+TDR | 80G1UH090BE16 | 34200 | 33400 | 17.5 | 11.5 | 8.5 | 2.14 | 66 | 55 | 214729058
AC PRO | 4HP18V36P | 7EH48BX-0*+TDR | 80G1UH070BE12 | 34000 | 33400 | 17.5 | 11 | 8.5 | 2.12 | 66 | 55 | 214729057
AC PRO | 4HP18V36P | 7EH30BX-0*+TDR | 96G1UH045BE12 | 24000 | 24000 | 18.5 | 12.3 | 8.5 | 2.03 | 66 | 64 | 214729042
AC PRO | 4HP18V36P | 7EH30BX-0*+TDR | 92G1UH030BE12 | 23400 | 24000 | 18 | 12.3 | 8.1 | 1.99 | 66 | 63 | 214729038
AC PRO | 4HP18V36P | 7EH30AX-0*+TDR | 80G2UH070AV12* | 23800 | 24000 | 19 | 12.3 | 8.5 | 2.05 | 65 | 62 | 214729035
AC PRO | 4HP18V36P | 7EC48CX-0*+TDR | 96G1UH090CE16 | 34000 | 34600 | 16 | 10.4 | 8.1 | 2.12 | 62 | 54 | 214729019
AC PRO | 4HP18V36P | 7EC48CX-0*+TDR | 92G1UH090CE12 | 34200 | 34600 | 17.1 | 10.4 | 8.1 | 2.12 | 63 | 54 | 214729015
AC PRO | 4HP18V36P | 7EC36BX-0*+TDR | 97G2UH070BV12 | 34000 | 34600 | 16.5 | 10.9 | 8.5 | 2.06 | 66 | 54 | 214728996
AC PRO | 4HP18V36P | 7EC36BX-0*+TDR | 97G2UH070BE12 | 33800 | 34400 | 17.1 | 10.9 | 8.5 | 1.95 | 66 | 51 | 214728995
AC PRO | 4HP18V36P | 7EC36BX-0*+TDR | 97G2UH045BE12 | 33800 | 34400 | 16.5 | 10.9 | 8.1 | 1.95 | 66 | 51 | 214728993
AC PRO | 4HP18V36P | 7EC30BX-0*+TDR | 92G1UH045BE12 | 23800 | 24000 | 18.5 | 12.3 | 8.1 | 1.96 | 66 | 63 | 214728976
AC PRO | 4HP18V36P | 7EC30BX-0*+TDR | 80G2UH090BE12 | 24000 | 24000 | 18.5 | 12.3 | 8.1 | 1.97 | 66 | 63 | 214728974
AC PRO | 4HP18V36P | 7EC30AX-0*+TDR | 80G2UH070AV12* | 23600 | 24000 | 18.5 | 12.3 | 8.1 | 1.98 | 65 | 62 | 214728972
AC PRO | 4HP18V36P | 7EC30/36BX-0*+TDR | 92G1UH030BE12 | 33200 | 34200 | 15.5 | 10.4 | 8.1 | 2.04 | 66 | 54 | 214728956
AIREASE | 4SHP18LX160P | EA(C,U)1P60C+TDR+TXV | A97USMV090C20 + TSTAT | 57000 | 57000 | 16 | 10 | 8.1 | 1.9 | 66 | 58 | 214784784
AIREASE | 4SHP18LX136P | EA(C,U)1P48C+TDR+TXV | A97USMV110C20 + TSTAT | 34200 | 34600 | 17.5 | 10.9 | 8.1 | 2.14 | 62 | 54 | 214784764
AIREASE | 4SHP18LX136P | EA(C,U)1P48C+TDR+TXV | A97USMV090C20 + TSTAT | 34200 | 34600 | 17.5 | 10.4 | 8.5 | 2.12 | 63 | 54 | 214784761
AIREASE | 4SHP18LX136P | EA(C,U)1P48C+TDR+TXV | A97USMV090C16 + TSTAT | 34000 | 34600 | 18 | 10.4 | 8.5 | 2.12 | 62 | 54 | 214784758
AIREASE | 4SHP18LX136P | EAH1P48C+TDR+TXV | A97US2V080C16X + TSTAT | 34400 | 34000 | 18.5 | 11.5 | 8.5 | 2.1 | 65 | 54 | 214784744
AIREASE | 4SHP18LX160P | EA(C,U)1P60C+H4TXV03 | A97UH2E110C20 | 57000 | 57500 | 15.5 | 10 | 8.1 | 1.92 | 66 | 57 | 214797866
AIREASE | 4SHP18LX136P | EAH1P36B+TDR+TXV | A80UH1E090B16 | 32600 | 33800 | 17.5 | 11 | 8.5 | 2.16 | 66 | 55 | 210821756
AIREASE | 4SHP18LX136P | 7EC48CX-0*+TDR | A96UH2E070B12 | 33400 | 34400 | 17.1 | 10.4 | 8.1 | 2.08 | 66 | 54 | 214729290
AIREASE | 4SHP18LX136P | 7EC48CX-0*+TDR | A96UH1E070B12 | 33200 | 34200 | 16.5 | 10.4 | 8.1 | 2.1 | 65 | 54 | 214729287
AIREASE | 4SHP18LX136P | 7EC48CX-0*+TDR | A96UH1E030B12 | 33200 | 34400 | 16 | 10.4 | 8.1 | 2.08 | 66 | 54 | 214729285
AIREASE | 4SHP18LX136P | 7EC48CX-0*+TDR | A80US2V080B16X | 34200 | 34600 | 18 | 10.4 | 8.5 | 2.12 | 66 | 54 | 214729268
AIREASE | 4SHP18LX136P | 7EC48CX-0*+TDR | A80UH1E090B16 | 34000 | 34400 | 16 | 10.9 | 8.1 | 2.12 | 66 | 54 | 214729264
AIREASE | 4SHP18LX136P | EAH1P36B+TDR+TXV | A97US2V070B12 | 32600 | 34400 | 19 | 10.9 | 8.5 | 2.12 | 66 | 55 | 212539380
AIREASE | 4SHP18LX136P | EAH1P36B+TDR+TXV | A97US2V045B12 | 32400 | 34600 | 19 | 10.4 | 8.5 | 2.1 | 66 | 55 | 212539378
ARMSTRONG AIR | 4SHP18LX136P | EAC4X36B+TDR | A80US2V090B16L | 34400 | 34600 | 17.5 | 10.4 | 8.5 | 2.04 | 66 | 55 | 210738415
ARMSTRONG AIR | 4SHP18LX136P | EAH1P48B+TDR+TXV | A80US2V090B16L | 34400 | 33800 | 18.5 | 11 | 8.1 | 2.12 | 66 | 55 | 210738716
ARMSTRONG AIR | 4SHP18LX136P | EAH1P48B+TDR+TXV | A80US2V090B16 | 34400 | 33800 | 18.5 | 11 | 8.1 | 2.12 | 66 | 55 | 210738712
ARMSTRONG AIR | 4SHP18LX136P | EAC4X48B+TDR | A80US2V090B16L | 34000 | 34600 | 17.5 | 10.4 | 8.1 | 2.1 | 66 | 54 | 210738503
ARMSTRONG AIR | 4SHP18LX136P | EA(C;U)1P48C+TDR+TXV | A97USMV090C12 | 34200 | 34600 | 18 | 10.4 | 8.5 | 2.1 | 66 | 54 | 210738346
ARMSTRONG AIR | 4SHP18LX136P | EAC4X48C+TDR | A93UH1E090C12 | 34200 | 34600 | 17.1 | 10.4 | 8.1 | 2.12 | 66 | 54 | 210738563
ARMSTRONG AIR | 4SHP18LX136P | EAC4X36B+TDR | A80UH2E090B12 | 34200 | 34600 | 16.5 | 10.9 | 8.5 | 2.06 | 66 | 54 | 210738403
ARMSTRONG AIR | 4SHP18LX136P | EAC4X36B+TDR | A80UH1E070B12 | 34000 | 34400 | 17.1 | 11 | 8.5 | 2.08 | 66 | 54 | 210738390
AC PRO | 4HP18V36P | E*1P36C+H4TXV02 | 80G2UH110CE16 | 35200 | 35400 | 16.5 | 11.5 | 8.5 | 2.26 | 66 | 55 | 206905509
AC PRO | 4HP18V36P | E*1P23A+H4TXV01 | 80G2UH070AE12L | 23400 | 24000 | 19 | 12.3 | 8.1 | 1.91 | 64 | 60 | 206905472
AC PRO | 4HP18V36P | E*1P23A+H4TXV01 | 80G1UH060AE12X | 23200 | 24000 | 19 | 12.3 | 8.1 | 1.91 | 64 | 60 | 206905469
AC PRO | 4HP18V36P | BCE7E36M |  | 33600 | 34600 | 17.5 | 10.9 | 8.5 | 2.24 | 68 | 56 | 206905465
ARMSTRONG AIR | 4SHP18LX136P | E*1P23B+TDR+TXV | A97US2V040B12X | 23000 | 24000 | 19 | 12.3 | 8.1 | 1.9 | 63 | 60 | 210740017
ARMSTRONG AIR | 4SHP18LX136P | E*1P23B+TDR+TXV | A96US2V045B12 | 23000 | 24000 | 19 | 12.3 | 8.1 | 1.89 | 63 | 60 | 210740009
ARMSTRONG AIR | 4SHP18LX136P | E*1P23B+TDR+TXV | A80UH1E070B12 | 23000 | 24000 | 17.5 | 12.3 | 8.1 | 1.91 | 63 | 59 | 210739983
ARMSTRONG AIR | 4SHP18LX136P | BCE7E18M*4X |  | 23200 | 24000 | 18 | 12.3 | 8.5 | 2.03 | 64 | 61 | 210739939
ARMSTRONG AIR | 4SHP18LX136P | BCE5V24M*4X |  | 23400 | 24000 | 18.5 | 12.3 | 8.5 | 1.88 | 67 | 64 | 210739932
ARMSTRONG AIR | 4SHP18LX136P | BCE5V18M*4X |  | 23400 | 24000 | 18 | 12.3 | 8.5 | 2.04 | 66 | 63 | 210739928
ARMSTRONG AIR | 4SHP18LX136P | ED1P30/36C+TDR+TXV | EFV16CCA | 33400 | 34600 | 17.5 | 12 | 8.1 | 2.08 | 63 | 51 | 210738795
ARMSTRONG AIR | 4SHP18LX136P | ED1P30/36C+TDR+TXV | A93DF1E090C16 | 34600 | 34600 | 17.1 | 12 | 8.1 | 2.04 | 64 | 52 | 210738778
ARMSTRONG AIR | 4SHP18LX136P | EAC4X48C+TDR | A96US2V090C16 | 34200 | 34600 | 18 | 10.4 | 8.5 | 2.12 | 66 | 54 | 210738591
ARMSTRONG AIR | 4SHP18LX136P | 7ED24BX-0*+TDR | A80DF1E070B12 | 23600 | 24000 | 18 | 12.3 | 8.5 | 2.18 | 70 | 69 | 214730995
ARMSTRONG AIR | 4SHP18LX160P | EAD4X-60D+TDR | A80DF1E110C20 | 56000 | 58000 | 16.5 | 10.4 | 8.1 | 1.88 | 73 | 64 | 213352581
ARMSTRONG AIR | 4SHP18LX136P | 7ED24AX-0*+TDR | A80DS2V070A12 | 23600 | 24000 | 18.5 | 12.3 | 8.5 | 2.16 | 70 | 69 | 214730992
ARMSTRONG AIR | 4SHP18LX160P | 7EC60CX-0*+TDR | A97US2V090C20 | 57000 | 58500 | 17.1 | 10 | 8.1 | 1.92 | 65 | 57 | 214730193
ARMSTRONG AIR | 4SHP18LX160P | 7EC60CX-0*+TDR | A96UH2E110C20 | 57000 | 58000 | 16 | 10 | 8.1 | 1.94 | 65 | 57 | 214730187
AIREASE | 4SHP18LX136P | 7EH48CX-0*+TDR | A97US2V090C20 | 34600 | 33800 | 19 | 11 | 8.5 | 2.08 | 66 | 55 | 214729437
AIREASE | 4SHP18LX136P | 7EH48CX-0*+TDR | A97US2V080C20X | 34600 | 34200 | 18.5 | 11 | 8.5 | 2.08 | 65 | 54 | 214729434
ARMSTRONG AIR | 4SHP18LX136P | EA(C;U)1P30B+TDR+TXV | A80UH2E090B12 | 24000 | 24000 | 18.5 | 12.3 | 8.1 | 1.97 | 66 | 63 | 210740149
ARMSTRONG AIR | 4SHP18LX136P | EA(C;U)1P30A+TDR+TXV | A80US2V060A12X | 23600 | 24000 | 19 | 12.3 | 8.1 | 1.98 | 64 | 61 | 210740142
ARMSTRONG AIR | 4SHP18LX136P | E*1P23A+TDR+TXV | A80UH2E070A12 | 23400 | 24000 | 19 | 12.3 | 8.1 | 1.91 | 64 | 60 | 210739974
ARMSTRONG AIR | 4SHP18LX136P | E*1P23A+TDR+TXV | A80UH1E070A12 | 23000 | 24000 | 17.5 | 12.3 | 8.1 | 1.91 | 63 | 60 | 210739966
ARMSTRONG AIR | 4SHP18LX136P | BCE5C24M*4X |  | 23000 | 24000 | 16.5 | 12.3 | 8.5 | 1.84 | 67 | 64 | 210739920
ARMSTRONG AIR | 4SHP18LX136P | BCE5C24M*1P+TXV |  | 23000 | 24000 | 16.5 | 12.3 | 8.5 | 1.84 | 67 | 64 | 210739916
ARMSTRONG AIR | 4SHP18LX136P | ED1P30/36C+TDR+TXV | A96DF2E090C16 | 34400 | 34600 | 16.5 | 11.7 | 8.1 | 2.04 | 64 | 52 | 210738787
ARMSTRONG AIR | 4SHP18LX136P | ED1P30/36B+TDR+TXV | A97DSMV070B12 | 34800 | 34600 | 19 | 11.5 | 8.1 | 2 | 65 | 53 | 210738774
ARMSTRONG AIR | 4SHP18LX136P | ED1P30/36B+TDR+TXV | A96DS2V070B16 | 34600 | 34600 | 18.5 | 11 | 8.1 | 1.98 | 66 | 54 | 210738773
ARMSTRONG AIR | 4SHP18LX136P | EAH1P48B+TDR+TXV | A96US2V045B12 | 34200 | 34200 | 19 | 10.9 | 8.1 | 2.08 | 67 | 55 | 210738726
ARMSTRONG AIR | 4SHP18LX136P | EAH1P48B+TDR+TXV | A80UH2E090B16 | 34400 | 33600 | 17.5 | 11.5 | 8.1 | 2.14 | 66 | 55 | 210738704
ARMSTRONG AIR | 4SHP18LX136P | EAC4X48C+TDR | A93UH1E090C16 | 34000 | 34400 | 16 | 10.4 | 8.1 | 2.12 | 66 | 54 | 210738568
ARMSTRONG AIR | 4SHP18LX136P | EAC4X48B+TDR | A97US2V060B12X | 34000 | 34600 | 17.5 | 10.4 | 8.1 | 2.08 | 66 | 55 | 210738546
ARMSTRONG AIR | 4SHP18LX136P | EAC4X48B+TDR | A97US2V040B12X | 34000 | 34600 | 18 | 10.4 | 8.1 | 2.08 | 66 | 55 | 210738541
ARMSTRONG AIR | 4SHP18LX136P | EAC4X48B+TDR | A93UH1E030B12 | 33200 | 34400 | 16.5 | 10 | 8.1 | 2.08 | 66 | 54 | 210738506
ARMSTRONG AIR | 4SHP18LX136P | EAC4X48B+TDR | A80UH1E080B16X | 33800 | 34600 | 15.5 | 10.4 | 8.1 | 2.08 | 66 | 54 | 210738479
ARMSTRONG AIR | 4SHP18LX136P | EAC4X48B+TDR | A80UH1E070B12 | 33800 | 34400 | 16.5 | 10.4 | 8.1 | 2.12 | 66 | 54 | 210738475
ARMSTRONG AIR | 4SHP18LX136P | EAC4X36B+TDR | A80UH2E090B16 | 34200 | 34400 | 15.5 | 11 | 8.1 | 2.08 | 66 | 54 | 210738407
ARMSTRONG AIR | 4SHP18LX136P | EA(C;U)1P48C+TDR+TXV | A95UH1E090C16 | 33800 | 34400 | 16 | 10.4 | 8.1 | 2.1 | 66 | 54 | 210738316
ARMSTRONG AIR | 4SHP18LX136P | EA(C;U)1P48C+TDR+TXV | A93UH1E090C16 | 34000 | 34400 | 16 | 10.4 | 8.1 | 2.12 | 66 | 54 | 210738313
ARMSTRONG AIR | 4SHP18LX136P | EA(C;U)1P48B+TDR+TXV | A80UH2E090B16 | 34000 | 34400 | 16.5 | 10.4 | 8.1 | 2.12 | 66 | 54 | 210738227
ARMSTRONG AIR | 4SHP18LX136P | EA(C;U)1P48B+TDR+TXV | A80UH1E080B16X | 33800 | 34600 | 15.5 | 10.4 | 8.1 | 2.08 | 66 | 54 | 210738220
ARMSTRONG AIR | 4SHP18LX136P | EA(C;U)1P36B+TDR+TXV | A97US2V060B12X | 34200 | 34600 | 17.5 | 10.4 | 8.5 | 2.02 | 67 | 55 | 210738211
ARMSTRONG AIR | 4SHP18LX136P | EA(C;U)1P36B+TDR+TXV | A80UH2E090B16 | 34200 | 34400 | 15.5 | 11 | 8.1 | 2.08 | 66 | 54 | 210738168
ARMSTRONG AIR | 4SHP18LX136P | EA(C;U)1P36A+TDR+TXV | A80US2V070A12L | 34400 | 34600 | 17.5 | 10.4 | 8.5 | 2.04 | 67 | 55 | 210738150
ARMSTRONG AIR | 4SHP18LX136P | EA(C;U)1P36A+TDR+TXV | A80US2V060A12X | 34400 | 34600 | 18 | 10.9 | 8.5 | 2.06 | 66 | 54 | 210738146
ARMSTRONG AIR | 4SHP18LX136P | E*1P36C+TDR+TXV | A93UH1E090C16 | 34600 | 34600 | 16.5 | 11 | 8.5 | 2.22 | 67 | 56 | 210738093
ARMSTRONG AIR | 4SHP18LX136P | E*1P36B+TDR+TXV | A97US2V060B12X | 34800 | 34600 | 18 | 10.9 | 8.5 | 2.18 | 69 | 57 | 210738076
ARMSTRONG AIR | 4SHP18LX136P | E*1P36B+TDR+TXV | A80UH1E080B16X | 34600 | 34600 | 15.5 | 10.9 | 8.5 | 2.2 | 68 | 57 | 210738007
ARMSTRONG AIR | 4SHP18LX136P | E*1P36B+TDR+TXV | A80UH1E070B12 | 34400 | 34600 | 18 | 11 | 8.5 | 2.22 | 67 | 56 | 210738002
ARMSTRONG AIR | 4SHP18LX136P | EA(C,U)1P30A+TDR+TXV | A80US2V070A12 | 23400 | 24000 | 18.5 | 12.3 | 8.1 | 1.97 | 65 | 62 | 213270488
ARMSTRONG AIR | 4SHP18LX136P | EAD4X-24B+TDR | A97DSMV070B12 | 23600 | 24000 | 19 | 12.3 | 8.5 | 2.18 | 70 | 69 | 213352493
ARMSTRONG AIR | 4SHP18LX136P | EAH1P48C+TDR+TXV | EFV16CCA | 34200 | 33800 | 18.5 | 11.5 | 8.5 | 2.1 | 65 | 54 | 212607792
ARMSTRONG AIR | 4SHP18LX136P | EAH1P48C+TDR+TXV | A96US2V090C12 | 34600 | 34400 | 19 | 11 | 8.5 | 2.08 | 65 | 54 | 212607775
AIREASE | 4SHP18LX160P | 7ED50/60CX-0*+TDR | A97DS2V090C20 | 46000 | 48000 | 17.1 | 11 | 8.5 | 2.06 | 75 | 60 | 214731073
AIREASE | 4SHP18LX160P | 7ED50/60CX-0*+TDR | A97DF2E110C20 | 46000 | 48000 | 16 | 11 | 8.1 | 2 | 73 | 58 | 214731070
AIREASE | 4SHP18LX160P | 7ED60DX-0*+TDR | A97DSMV090C20 | 55500 | 58000 | 16.5 | 10 | 8.1 | 1.82 | 75 | 66 | 214731090
AIREASE | 4SHP18LX136P | 7EC48BX-0*+TDR | A80UH2E090B12 | 34200 | 34600 | 17.1 | 10.4 | 8.1 | 2.12 | 66 | 54 | 214784619
AIREASE | 4SHP18LX136P | 7EC48BX-0*+TDR | A96UH1E030B12 | 33200 | 34400 | 16 | 10.4 | 8.1 | 2.08 | 66 | 54 | 214784639
AIREASE | 4SHP18LX136P | EAH1P30B+TDR+TXV | EFV08BCA | 23400 | 24000 | 17.1 | 12.3 | 8.5 | 1.99 | 65 | 63 | 210822103
AIREASE | 4SHP18LX136P | EAH1P30B+TDR+TXV | A97US2V040B12X | 23600 | 24000 | 19 | 12.3 | 8.5 | 2.02 | 65 | 62 | 210822100
AIREASE | 4SHP18LX160P | 7ED50/60CX-0*+TDR | A80DF1E110C20 | 46500 | 48000 | 16.5 | 11.7 | 8.5 | 2.12 | 74 | 59 | 214731059
AIREASE | 4SHP18LX160P | 7ED60DX-0*+TDR | A80DF1E110C20 | 56000 | 58000 | 16.5 | 10.4 | 8.1 | 1.88 | 73 | 64 | 214731076
AIREASE | 4SHP18LX136P | 7EC48BX-0*+TDR | A80US2V090B12* | 34200 | 34600 | 18.5 | 10.4 | 8.5 | 2.1 | 66 | 54 | 214784625
AIREASE | 4SHP18LX136P | 7EC48BX-0*+TDR | A96UH2E045B12 | 33400 | 34400 | 17.1 | 10.4 | 8.1 | 2.08 | 66 | 54 | 214784645
AIREASE | 4SHP18LX136P | EAH1P30B+TDR+TXV | A93UH1E030B12 | 23400 | 24000 | 18 | 12.3 | 8.1 | 1.99 | 66 | 63 | 210822087
AIREASE | 4SHP18LX136P | EAH1P30A+TDR+TXV | A80UH2E045A12 | 23400 | 24000 | 18.5 | 12.3 | 8.5 | 2.05 | 64 | 61 | 210822080
AIREASE | 4SHP18LX136P | EAH1P48B+TDR+TXV | A97USMV070B12 + TSTAT | 34200 | 34000 | 18.5 | 11 | 8.1 | 2.1 | 66 | 55 | 214784754
AIREASE | 4SHP18LX136P | EAC4X36B+TDR | A97USMV070B12 + TSTAT | 34200 | 34600 | 16.5 | 10.9 | 8.1 | 2.04 | 66 | 54 | 214784751
AIREASE | 4SHP18LX136P | EA(C,U)1P48B+TDR+TXV | A97USMV070B12 + TSTAT | 33800 | 34600 | 17.5 | 10.4 | 8.5 | 2.08 | 63 | 54 | 214784748
AIREASE | 4SHP18LX136P | EAH1P36B+TDR+TXV | A96UH1E070B12 | 31600 | 33600 | 18 | 10.9 | 8.5 | 2.12 | 66 | 55 | 210821780
AIREASE | 4SHP18LX136P | EAH1P36B+TDR+TXV | A80UH2E090B16 | 32600 | 34000 | 17.1 | 11 | 8.5 | 2.14 | 66 | 55 | 210821763
AIREASE | 4SHP18LX136P | 7EC48CX-0*+TDR | A93UH1E045B12 | 33600 | 34600 | 16.5 | 10.4 | 8.1 | 2.08 | 66 | 54 | 214729278
AIREASE | 4SHP18LX160P | BCE7S48 |  | 46000 | 48000 | 18 | 11.7 | 8.1 | 2.08 | 68 | 56 | 210822154
AIREASE | 4SHP18LX160P | BCE7E48M*4X |  | 45500 | 47000 | 16.5 | 11 | 8.1 | 2.06 | 69 | 59 | 210822152
AIREASE | 4SHP18LX160P | EAC4X60C+TDR | A80US2V100C20X | 57500 | 57500 | 17.1 | 10.4 | 8.1 | 1.96 | 65 | 57 | 210821378
AIREASE | 4SHP18LX160P | EA(C;U)1P60C+TDR+TXV | A80US2V100C20X | 57500 | 57500 | 17.1 | 10.4 | 8.1 | 1.96 | 65 | 57 | 210821346
AC PRO | 4HP18V60P | 7ED60DX-0*+TDR | 96G2DF110CV20 | 55500 | 58000 | 15.5 | 10 | 8.1 | 1.84 | 75 | 65 | 214730544
COMFORT-AIRE | HRG1836S1P | EA(C,U)1P36B+H4TXV02 | GUH80C070B3M | 34000 | 34400 | 17.1 | 11 | 8.1 | 2.08 | 66 | 54 | 207071072
COMFORT-AIRE | HRG1836S1P | E*1P36C+H4TXV02 | GUH96T090C3M | 34600 | 35200 | 18 | 11 | 8.5 | 2.22 | 66 | 55 | 207071066
COMFORT-AIRE | HRG1836S1P | E*1P36B+H4TXV02 | GUH96C070B3M | 33800 | 34800 | 17.5 | 10.9 | 8.5 | 2.2 | 67 | 55 | 207071050
COMFORT-AIRE | HRG1836S1P | E*1P36B+H4TXV02 | GUH92C070B3M | 34200 | 35200 | 17.1 | 10.9 | 8.5 | 2.2 | 66 | 55 | 207071046
COMFORT-AIRE | HRG1836S1P | 7EH48CX-0*+TDR | GUH97T090C3M | 34400 | 33400 | 19 | 11 | 8.5 | 2.08 | 66 | 55 | 214831131
COMFORT-AIRE | HRG1836S1P | EAC4X48C+TDR | GUH97T090C3M | 33800 | 34600 | 17.5 | 10.4 | 8.5 | 2.12 | 62 | 53 | 214831128
COMFORT-AIRE | HRG1836S1P | 7EC30BX-0*+TDR | GUH97T070B3M | 23400 | 24000 | 19 | 12.3 | 8.1 | 1.97 | 65 | 62 | 214831122
COMFORT-AIRE | HRG1836S1P | E*1P23B+TDR+TXV | GUH97T070B3M | 23200 | 24000 | 19 | 12.3 | 8.1 | 1.91 | 63 | 60 | 214831110
COMFORT-AIRE | HRG1836S1P | 7EC48BX-0*+TDR | GUH97T045B3M | 33600 | 34600 | 17.1 | 10 | 8.5 | 2.08 | 63 | 54 | 214831109
COMFORT-AIRE | HRG1860S1P | EAD4X-60D+TDR | GDD80C110C5M | 56500 | 58000 | 16.5 | 11 | 8.1 | 1.92 | 72 | 62 | 213379676
XAAE | 4HP18V36P | BCE5V36M |  | 34000 | 34800 | 19 | 11.7 | 8.5 | 2.16 | 63 | 52 | 207698289
ALLIED | 4HP18V36P | 7EC48BX-0*+TDR | 97G2UH070BE12 | 33600 | 34400 | 17.5 | 10.4 | 8.1 | 2.01 | 66 | 50 | 214784606
ALLIED | 4HP18V36P | ED1P30/36B+H4TXV02 | 96G1DF045BE12 | 34000 | 36000 | 18 | 11.7 | 8.1 | 2.04 | 61 | 50 | 206906211
ALLIED | 4HP18V36P | ED1P30/36A+H4TXV02 | 80G1DF070AE12 | 34200 | 36000 | 17.5 | 11.7 | 8.1 | 2.04 | 62 | 50 | 206906202
ALLIED | 4HP18V36P | EAH1P48B+H4TXV02 | 80G2UH090BE12 | 34200 | 33600 | 18.5 | 11 | 8.5 | 2.12 | 67 | 55 | 206906128
ALLIED | 4HP18V36P | EAH1P30A+H4TXV01 | 80G2UH070AV12* | 23800 | 24000 | 19 | 12.3 | 8.5 | 2.05 | 65 | 62 | 206906093
ALLIED | 4HP18V36P | EAH1P30A+H4TXV01 | 80G2UH045AE12 | 23400 | 23800 | 18.5 | 12.3 | 8.5 | 2.05 | 65 | 62 | 206906090
ALLIED | 4HP18V36P | EAC4X48C | 92G1UH090CE12 | 34200 | 34600 | 17.1 | 10.4 | 8.1 | 2.12 | 63 | 54 | 206906079
ALLIED | 4HP18V36P | EAC4X48B | EFV12BCA | 33800 | 34400 | 16 | 10.4 | 8.1 | 2.1 | 63 | 54 | 206906077
ALLIED | 4HP18V36P | EAC4X36B | 96G2UH045BV12 | 34000 | 34600 | 16 | 10.4 | 8.1 | 2.04 | 66 | 54 | 206906058
ALLIED | 4HP18V36P | EAC4X36B | 92G1UH070BE12 | 33800 | 34400 | 16.5 | 10.9 | 8.1 | 2.06 | 66 | 54 | 206906053
ALLIED | 4HP18V36P | EAC4X36B | 80G2UH090BE16 | 34200 | 34400 | 15.5 | 11 | 8.1 | 2.08 | 66 | 54 | 206906048
ALLIED | 4HP18V36P | EAC4X36B | 80G1UH070BE12 | 34000 | 34400 | 17.1 | 11 | 8.1 | 2.08 | 66 | 54 | 206906044
ALLIED | 4HP18V36P | EAC4X36A | 80G1UH070AE12 | 33600 | 34200 | 17.1 | 10.9 | 8.1 | 2.06 | 66 | 54 | 206906040
ALLIED | 4HP18V36P | EAC4X30A | 80G2UH070AE12L | 23800 | 24000 | 18.5 | 12.3 | 8.1 | 1.97 | 66 | 63 | 206906021
GE | NS18H60MA4-** | NCUC60CT4+TDR | NF97X080V5C-* | 57500 | 57000 | 16 | 10 | 8.1 | 1.9 | 66 | 57 | 213164592
GE | NS18H36MA4-** | NCHC48CT4+TDR | NF97U090M4C-* | 34400 | 34200 | 19 | 11 | 8.5 | 2.08 | 65 | 54 | 213164568
GE | NS18H36MA4-** | NCHC48CT4+TDR | NF97U090M3C-* | 34400 | 34000 | 19 | 11 | 8.5 | 2.08 | 65 | 54 | 213164567
GE | NS18H36MA4-** | NCHC48BT4+TDR | NF97X060V3B-* | 34200 | 34000 | 18 | 10.9 | 8.1 | 2.1 | 66 | 55 | 213164563
GE | NS18H36MA4-** | NCUC36BT4+TDR | NF97X060V3B-* | 34200 | 34600 | 16 | 10.4 | 8.1 | 2.04 | 66 | 54 | 213164548
GE | NS18H36MA4-** | NCUC36BT4+TDR | NF97X040V3B-* | 34200 | 34600 | 16 | 10.9 | 8.1 | 2.04 | 66 | 54 | 213164547
GE | NS18H36MA4-** | NCUU36BP4+TDR+TXV | NF97U070M3B-* | 34200 | 34600 | 16 | 10.4 | 8.1 | 2.04 | 66 | 55 | 213164531
GE | NS18H36MA4-** | NCUU30BP4+TDR+TXV | NF97U070M3B-* | 23400 | 24000 | 19 | 12.3 | 8.1 | 1.97 | 65 | 62 | 213164528
GE | NS18H36MA4-** | NCDC24BT4+TDR | NF96D045S3B-* | 24000 | 24000 | 18.5 | 12.3 | 8.5 | 2.16 | 70 | 69 | 213804992
GE | NS18H36MA4-** | NAM30V1TA4-** |  | 23600 | 24000 | 18.5 | 12.3 | 8.5 | 1.98 | 66 | 63 | 209941316
GE | NS18H36MA4-** | NCUU48CP4+TXV | NF96U090V5C-* | 34200 | 34600 | 18 | 10.4 | 8.5 | 2.1 | 63 | 54 | 209941264
GE | NS18H36MA4-** | NCUC48BT4 | NF96U070V3B-* | 33800 | 34600 | 17.5 | 10.4 | 8.1 | 2.1 | 63 | 54 | 209941246
GE | NS18H36MA4-** | NCUC36BT4 | NF96U070V3B-* | 34000 | 34600 | 16.5 | 10.4 | 8.1 | 2.06 | 66 | 54 | 209941245
GE | NS18H36MA4-** | NCUU36BP4+TXV | NF96U070V3B-* | 34000 | 34600 | 16 | 10.4 | 8.1 | 2.04 | 66 | 54 | 209941243
GE | NS18H60MA4-** | NCUC60CT4 | NF96U110S5C-* | 57500 | 57500 | 16 | 10.4 | 8.1 | 1.92 | 66 | 57 | 209941233
CONCORD | 4HP18V36P | EA(C,U)1P30A+H4TXV01 | 80G2UH070AE12L | 23800 | 24000 | 18.5 | 12.3 | 8.1 | 1.97 | 66 | 63 | 206906314
CONCORD | 4HP18V36P | E*1P36B+H4TXV02 | 96G1UH070BE12 | 33800 | 34800 | 17.5 | 10.9 | 8.5 | 2.2 | 67 | 55 | 206906275
CONCORD | 4HP18V36P | E*1P36B+H4TXV02 | 80G2UH090BE16L | 34800 | 35400 | 16.5 | 11 | 8.5 | 2.22 | 66 | 55 | 206906269
CONCORD | 4HP18V36P | E*1P36B+H4TXV02 | 80G2UH090BE16 | 34800 | 35400 | 16.5 | 11 | 8.5 | 2.22 | 66 | 55 | 206906268
CONCORD | 4HP18V36P | E*1P36A+H4TXV02 | 80G1UH045AE12 | 34000 | 35000 | 18 | 11 | 8.5 | 2.2 | 66 | 55 | 206906258
CONCORD | 4HP18V36P | E*1P23B+H4TXV01 | 96G2UH070BV12 | 23200 | 24000 | 19 | 12.3 | 8.1 | 1.91 | 63 | 60 | 206906255
CONCORD | 4HP18V36P | E*1P23A+H4TXV01 | 80G2UH045AE12 | 22800 | 24000 | 18 | 12.3 | 8.1 | 1.9 | 62 | 59 | 206906240
COMFORT-AIRE | HRG1836S1P | EA(C,U)1P48C+TDR+TXV | GUH97M110C5M | 34200 | 34600 | 17.5 | 10.9 | 8.1 | 2.14 | 62 | 54 | 212604347
COMFORT-AIRE | HRG1836S1P | EA(C,U)1P48B+TDR+TXV | GUH97M070B3M | 33800 | 34600 | 17.5 | 10.4 | 8.5 | 2.08 | 63 | 54 | 212604343
COMFORT-AIRE | HRG1836S1P | EA(C,U)1P48B+H4TXV02 | GUH96T045B3M | 33600 | 34600 | 17.1 | 10 | 8.1 | 2.08 | 63 | 54 | 207071100
COMFORT-AIRE | HRG1836S1P | EA(C,U)1P48B+H4TXV02 | GUH96C070B3M | 33200 | 34200 | 16.5 | 10.4 | 8.1 | 2.1 | 63 | 54 | 207071098
COMFORT-AIRE | HRG1836S1P | E*1P36B+H4TXV02 | GUH80C090B4M | 34800 | 35200 | 17.1 | 11 | 8.5 | 2.24 | 66 | 55 | 207071042
COMFORT-AIRE | HRG1836S1P | HMG42X1P |  | 34000 | 35000 | 18 | 11.5 | 8.5 | 2.16 | 63 | 52 | 207071032
COMFORT-AIRE | HRG1836S1P | EAC4X48B+TDR | GUH97T070B3M | 33800 | 34600 | 17.5 | 10.4 | 8.5 | 2.1 | 63 | 54 | 214831119
COMFORT-AIRE | HRG1836S1P | 7EC30BX-0*+TDR | GUH97T045B3M | 23400 | 24000 | 19 | 12.3 | 8.1 | 1.96 | 65 | 62 | 214831105
COMFORT-AIRE | HRG1836S1P | EAC4X48B+TDR | GUH97T045B3M | 33600 | 34600 | 17.1 | 10 | 8.5 | 2.08 | 63 | 54 | 214831102
COMFORT-AIRE | HRG1836S1P | EA(C,U)1P36B+TDR+TXV | GUH97T045B3M | 33800 | 34600 | 15.5 | 10.4 | 8.5 | 2.02 | 66 | 55 | 214831099
COMFORT-AIRE | HRG1836S1P | EAC4X30B+TDR | GUH97T045B3M | 23400 | 24000 | 19 | 12.3 | 8.1 | 1.96 | 65 | 62 | 214831097
COMFORT-AIRE | HRG1836S1P | EAD4X-48C+TDR | GDD95C090C4M | 34200 | 36000 | 18.5 | 11.5 | 8.5 | 2.16 | 68 | 55 | 213379672
COMFORT-AIRE | HRG1836S1P | EAD4X-24B+TDR | GDD92C045B3M | 24000 | 24000 | 19 | 12.3 | 8.5 | 2.16 | 70 | 69 | 213379668
ALLIED | 4HP18V36P | EAH1P36B+H4TXV02 | 92G1UH030BE12 | 32000 | 33600 | 17.5 | 10.9 | 8.5 | 2.12 | 66 | 56 | 206906116
ALLIED | 4HP18V36P | EAH1P36B+H4TXV02 | 80G2UH090BE16L | 32600 | 33800 | 17.1 | 11 | 8.5 | 2.14 | 66 | 55 | 206906114
ALLIED | 4HP18V36P | ED1P30/36C+H4TXV02 | 96G1DF090CE16 | 34600 | 36000 | 17.1 | 12 | 8.1 | 2.06 | 62 | 50 | 206906217
ALLIED | 4HP18V36P | ED1P30/36B+H4TXV02 | 80G2DF090BE16 | 34800 | 36000 | 17.5 | 12 | 8.1 | 2.04 | 62 | 50 | 206906206
ALLIED | 4HP18V36P | EAH1P48B+H4TXV02 | 80G2UH090BE16L | 34400 | 33600 | 17.5 | 11.5 | 8.5 | 2.14 | 66 | 55 | 206906130
ALLIED | 4HP18V36P | EAH1P48B+H4TXV02 | 80G2UH090BE16 | 34400 | 33600 | 17.5 | 11.5 | 8.5 | 2.14 | 66 | 55 | 206906129
ALLIED | 4HP18V36P | EAH1P30B+H4TXV01 | 96G2UH045BV12 | 23600 | 24000 | 19 | 12.3 | 8.5 | 2.03 | 65 | 63 | 206906105
ALLIED | 4HP18V36P | EAH1P30B+H4TXV01 | 92G1UH070BE12 | 24000 | 24000 | 19 | 12.3 | 8.5 | 2.04 | 66 | 63 | 206906098
ALLIED | 4HP18V36P | EAH1P30A+H4TXV01 | 80G1UH045AE12 | 23800 | 24000 | 18.5 | 12.3 | 8.5 | 2.04 | 65 | 63 | 206906088
ALLIED | 4HP18V36P | EAC4X48B | 80G2UH090BE16 | 34000 | 34400 | 16.5 | 10.4 | 8.1 | 2.12 | 63 | 54 | 206906065
ALLIED | 4HP18V36P | EA(C,U)1P48B+H4TXV02 | EFV12BCA | 33600 | 34600 | 16 | 10.4 | 8.1 | 2.12 | 63 | 54 | 206905985
ALLIED | 4HP18V36P | EA(C,U)1P48B+H4TXV02 | 96G2UH045BV12 | 33600 | 34600 | 17.1 | 10 | 8.1 | 2.08 | 63 | 54 | 206905983
ALLIED | 4HP18V36P | EA(C,U)1P48B+H4TXV02 | 96G1UH070BE12 | 33200 | 34200 | 16.5 | 10.4 | 8.1 | 2.1 | 63 | 54 | 206905982
ALLIED | 4HP18V36P | EA(C,U)1P48B+H4TXV02 | 80G1UH070BE12 | 33800 | 34400 | 16.5 | 10.4 | 8.1 | 2.12 | 63 | 54 | 206905969
ALLIED | 4HP18V36P | EA(C,U)1P36B+H4TXV02 | 92G1UH070BE12 | 33800 | 34400 | 16.5 | 10.9 | 8.1 | 2.06 | 66 | 54 | 206905961
ALLIED | 4HP18V36P | EA(C,U)1P36B+H4TXV02 | 92G1UH045BE12 | 34000 | 34600 | 16 | 10.4 | 8.1 | 2.04 | 66 | 54 | 206905960
ALLIED | 4HP18V36P | EA(C,U)1P36B+H4TXV02 | 80G1UH090BE16 | 34200 | 34400 | 15.5 | 11 | 8.1 | 2.08 | 66 | 54 | 206905954
ALLIED | 4HP18V36P | E*1P36B+H4TXV02 | 96G2UH045BE12 | 34200 | 35200 | 17.5 | 10.9 | 8.5 | 2.2 | 66 | 55 | 209332172
ALLIED | 4HP18V36P | EAD4X-24B+TDR | EFV08BCA | 23000 | 24000 | 17.5 | 12.3 | 8.5 | 2.14 | 70 | 69 | 213352559
ALLIED | 4HP18V36P | EAD4X-24B+TDR | 92G1DF070BE12 | 24000 | 24000 | 19 | 12.3 | 8.5 | 2.16 | 70 | 69 | 213352556
CENTURY | HRG1836S1P | E*1P23B+TDR+TXV | GUH97T070B3M | 23200 | 24000 | 19 | 12.3 | 8.1 | 1.91 | 63 | 60 | 214831046
CENTURY | HRG1836S1P | EAC4X36B+TDR | GUH97T045B3M | 34000 | 34600 | 16 | 10.4 | 8.5 | 2.04 | 66 | 54 | 214831037
DUCANE | 4HP18V36P | E*1P23B+H4TXV01 | 80G1UH070BE12 | 23000 | 24000 | 17.5 | 12.3 | 8.1 | 1.91 | 63 | 59 | 206903159
DUCANE | 4HP18V36P | BCE7E18M |  | 23200 | 24000 | 19 | 12.3 | 8.5 | 2.03 | 64 | 61 | 206903145
DUCANE | 4HP18V36P | ED1P30/36B+H4TXV02 | 92G1DF070BE12 | 34400 | 36000 | 18 | 11.7 | 8.1 | 2.02 | 62 | 50 | 206903024
DUCANE | 4HP18V36P | EAH1P48B+H4TXV02 | EFV12BCA | 33400 | 33200 | 17.1 | 11 | 8.5 | 2.14 | 66 | 55 | 206902983
DUCANE | 4HP18V36P | EAH1P48B+H4TXV02 | 96G2UH045BV12 | 33800 | 33800 | 18 | 10.9 | 8.1 | 2.08 | 66 | 55 | 206902981
DUCANE | 4HP18V36P | EAH1P48B+H4TXV02 | 80G1UH070BE12 | 34000 | 33400 | 17.5 | 11 | 8.5 | 2.12 | 66 | 55 | 206902971
DUCANE | 4HP18V36P | EAC4X48C | 92G1UH090CE16 | 34000 | 34400 | 16 | 10.4 | 8.1 | 2.12 | 63 | 54 | 206902947
DUCANE | 4HP18V36P | EAC4X48C | 80G2UH110CE16 | 34200 | 34400 | 16 | 10.9 | 8.1 | 2.14 | 63 | 54 | 206902945
DUCANE | 4HP18V36P | EAC4X48B | 80G1UH080BE16X | 33800 | 34800 | 15.5 | 10.4 | 8.1 | 2.08 | 63 | 54 | 206902929
DUCANE | 4HP18V36P | EAC4X36B | 80G2UH090BE12 | 34200 | 34600 | 16.5 | 10.9 | 8.1 | 2.06 | 66 | 54 | 206902919
DUCANE | 4HP18V36P | EA(C,U)1P48C+H4TXV02 | 96G2UH090CV12 | 33800 | 34400 | 17.5 | 10.4 | 8.5 | 2.12 | 63 | 54 | 206902903
DUCANE | 4HP18V36P | EA(C,U)1P36B+H4TXV02 | 80G2UH090BE16 | 34200 | 34400 | 15.5 | 11 | 8.1 | 2.08 | 66 | 54 | 206902871
DUCANE | 4HP18V36P | EA(C,U)1P36B+H4TXV02 | 80G1UH090BE16 | 34200 | 34400 | 15.5 | 11 | 8.1 | 2.08 | 66 | 54 | 206902869
DUCANE | 4HP18V36P | EA(C,U)1P36A+H4TXV02 | 80G2UH070AE12 | 34000 | 34600 | 16 | 10.9 | 8.1 | 2.06 | 66 | 54 | 206902860
DUCANE | 4HP18V36P | EA(C,U)1P36A+H4TXV02 | 80G1UH060AE12X | 33400 | 34200 | 16 | 10.9 | 8.1 | 2.04 | 65 | 54 | 206902858
DUCANE | 4HP18V36P | EA(C,U)1P36A+H4TXV02 | 80G1UH045AE12 | 33600 | 34200 | 17.1 | 10.9 | 8.1 | 2.06 | 65 | 54 | 206902857
DUCANE | 4HP18V36P | E*1P36B+H4TXV02 | EFV12BCA | 34600 | 35400 | 16.5 | 11 | 8.5 | 2.2 | 66 | 55 | 206902845
DUCANE | 4HP18V36P | E*1P36B+H4TXV02 | 96G2UH070BV12 | 34400 | 35400 | 17.5 | 10.4 | 8.5 | 2.2 | 66 | 55 | 206902844
DUCANE | 4HP18V36P | E*1P36B+H4TXV02 | 80G2UH090BV16* | 34400 | 34600 | 17.1 | 10.9 | 8.1 | 2.14 | 66 | 54 | 206902837
DUCANE | 4HP18V36P | BCE7E36M |  | 33600 | 34600 | 17.5 | 10.9 | 8.5 | 2.24 | 68 | 56 | 206902824
DUCANE | 4HP18V60P | 7ED60DX-0*+TDR | 80G1DF110CE20 | 56500 | 58000 | 16.5 | 11 | 8.1 | 1.92 | 72 | 62 | 214730527
DUCANE | 4HP18V60P | 7EC60DX-0*+TDR | 80G1UH135DE20 | 58500 | 57500 | 16 | 10.4 | 8.1 | 1.92 | 70 | 60 | 214730925
DUCANE | 4HP18V36P | 7EH48CX-0*+TDR | 97G2UH090CV12 | 34400 | 33400 | 19 | 11 | 8.5 | 2.08 | 66 | 55 | 214730842
DUCANE | 4HP18V36P | 7EH48CX-0*+TDR | 96G2UH090CV12 | 34400 | 34200 | 19 | 11 | 8.5 | 2.08 | 65 | 54 | 214730839
DUCANE | 4HP18V36P | 7EH48BX-0*+TDR | 96G1UH070BE12 | 33400 | 33200 | 17.5 | 11 | 8.5 | 2.1 | 66 | 55 | 214730822
DUCANE | 4HP18V36P | 7EH48BX-0*+TDR | 92G1UH030BE12 | 33400 | 33400 | 17.5 | 11 | 8.5 | 2.08 | 66 | 55 | 214730819
DUCANE | 4HP18V36P | 7EH48BX-0*+TDR | 80G2UH090BE16 | 34400 | 33600 | 17.5 | 11.5 | 8.5 | 2.14 | 66 | 55 | 214730816
DUCANE | 4HP18V36P | 7EH30BX-0*+TDR | 96G2UH045BV12 | 23600 | 24000 | 19 | 12.3 | 8.5 | 2.03 | 65 | 63 | 214730802
DUCANE | 4HP18V36P | 7EH30BX-0*+TDR | 96G1UH070BE12 | 24000 | 24000 | 18 | 12.3 | 8.5 | 2.03 | 66 | 64 | 214730799
CONCORD | 4HP18V60P | EAC4X60D | 80G1UH135DE20 | 58500 | 57500 | 16 | 10.4 | 8.1 | 1.92 | 70 | 60 | 206907122
CONCORD | 4HP18V60P | EAC4X60C | 96G2UH110CV20 | 57000 | 58000 | 16 | 10 | 8.1 | 1.94 | 66 | 57 | 206907120
CONCORD | 4HP18V60P | EAC4X60C | 80G2UH110CE20L | 57500 | 58500 | 16 | 10 | 8.1 | 1.94 | 65 | 57 | 206907113
CONCORD | 4HP18V60P | EAC4X60C | 80G2UH110CE20 | 57500 | 58500 | 16 | 10 | 8.1 | 1.94 | 65 | 57 | 206907112
DUCANE | 4HP18V36P | EAH1P36B+H4TXV02 | 96G1UH070BE12 | 31600 | 33400 | 18 | 10.9 | 8.5 | 2.12 | 65 | 55 | 206902970
AIREASE | 4SHP18LX136P | EA(C;U)1P30B+TDR+TXV | A96US2V070B12 | 23400 | 24000 | 19 | 12.3 | 8.1 | 1.97 | 65 | 62 | 210821989
AIREASE | 4SHP18LX136P | E*1P23B+TDR+TXV | EFV12BCA | 23000 | 24000 | 17.5 | 12.3 | 8.1 | 1.92 | 63 | 60 | 210821917
AIREASE | 4SHP18LX136P | E*1P23B+TDR+TXV | A97US2V060B12X | 23000 | 24000 | 18.5 | 12.3 | 8.1 | 1.91 | 63 | 60 | 210821914
AIREASE | 4SHP18LX136P | E*1P23B+TDR+TXV | A96US2V045B12 | 23000 | 24000 | 19 | 12.3 | 8.1 | 1.89 | 63 | 60 | 210821910
AIREASE | 4SHP18LX136P | E*1P23A+TDR+TXV | A80UH1E060A12X | 23200 | 24000 | 19 | 12.3 | 8.1 | 1.91 | 64 | 60 | 210821888
AIREASE | 4SHP18LX136P | BCE7E30M*4X |  | 24000 | 24000 | 19 | 12.3 | 8.5 | 2.17 | 68 | 65 | 210821881
AIREASE | 4SHP18LX136P | ED1P30/36B+TDR+TXV | EFV12BCA | 33800 | 34600 | 17.1 | 11.7 | 8.1 | 2.06 | 63 | 51 | 210821849
AIREASE | 4SHP18LX136P | ED1P30/36B+TDR+TXV | A96DF2E070B16 | 34400 | 34600 | 16 | 11.5 | 8.1 | 2.02 | 65 | 53 | 210821844
AIREASE | 4SHP18LX136P | ED1P30/36B+TDR+TXV | A96DF1E070B16 | 34400 | 34600 | 18 | 11.5 | 8.1 | 2.02 | 65 | 53 | 210821843
AIREASE | 4SHP18LX136P | ED1P30/36B+TDR+TXV | A80DS2V090B16 | 34800 | 34600 | 19 | 11.5 | 8.5 | 2 | 65 | 53 | 210821838
AIREASE | 4SHP18LX136P | EAH1P48B+TDR+TXV | A80US2V090B16 | 34400 | 33800 | 18.5 | 11 | 8.1 | 2.12 | 66 | 55 | 210821811
AIREASE | 4SHP18LX136P | EAH1P48B+TDR+TXV | A80UH1E090B16 | 34200 | 33400 | 17.5 | 11.5 | 8.1 | 2.14 | 66 | 55 | 210821804
AIREASE | 4SHP18LX136P | EAC4X48C+TDR | A97USMV090C16 | 34200 | 34600 | 18 | 10.4 | 8.5 | 2.12 | 66 | 54 | 210821749
ARMSTRONG AIR | 4SHP18LX136P | EAC4X48C+TDR | A95UH1E090C16 | 33800 | 34400 | 16 | 10.4 | 8.1 | 2.1 | 66 | 54 | 210738576
AC PRO | 4HP18V36P | BCE5C24M*4X |  | 23000 | 24000 | 16.5 | 12.3 | 8.1 | 1.84 | 67 | 64 | 206905451
AC PRO | 4HP18V36P | BCE5C18M*1P+H4TXV01 |  | 22000 | 24000 | 17.1 | 12.3 | 8.5 | 1.94 | 64 | 61 | 206905448
ARMSTRONG AIR | 4SHP18LX136P | EAH1P48B+TDR+TXV | A97US2V040B12X | 34400 | 34000 | 19 | 11 | 8.1 | 2.08 | 66 | 55 | 210738731
ARMSTRONG AIR | 4SHP18LX136P | EAC4X48B+TDR | A80UH2E090B16 | 34000 | 34400 | 16.5 | 10.4 | 8.1 | 2.12 | 66 | 54 | 210738492
ARMSTRONG AIR | 4SHP18LX136P | EA(C;U)1P48C+TDR+TXV | A96UH1E090C16 | 34000 | 34600 | 16 | 10.4 | 8.1 | 2.12 | 65 | 54 | 210738320
ARMSTRONG AIR | 4SHP18LX136P | EA(C;U)1P48C+TDR+TXV | A80UH2E110C16 | 34200 | 34400 | 16 | 10.9 | 8.1 | 2.14 | 66 | 54 | 210738304
ARMSTRONG AIR | 4SHP18LX136P | EA(C;U)1P48B+TDR+TXV | A80US2V090B16L | 34000 | 34600 | 17.5 | 10.4 | 8.1 | 2.1 | 66 | 54 | 210738240
ARMSTRONG AIR | 4SHP18LX136P | EA(C;U)1P48B+TDR+TXV | A80US2V080B16X | 34200 | 34600 | 18 | 10.4 | 8.5 | 2.12 | 66 | 54 | 210738231
ARMSTRONG AIR | 4SHP18LX136P | EA(C;U)1P36B+TDR+TXV | A80US2V090B16L | 34400 | 34600 | 17.5 | 10.4 | 8.5 | 2.04 | 66 | 55 | 210738173
ARMSTRONG AIR | 4SHP18LX136P | E*1P36C+TDR+TXV | A96US2V090C12 | 35000 | 34600 | 18 | 11 | 8.5 | 2.2 | 68 | 57 | 210738106
ARMSTRONG AIR | 4SHP18LX136P | E*1P36C+TDR+TXV | A93UH1E090C12 | 34800 | 34600 | 17.5 | 11 | 8.5 | 2.22 | 68 | 56 | 210738089
ARMSTRONG AIR | 4SHP18LX160P | EA(C;U)1P60C+TDR+TXV | A97USMV090C20 | 57000 | 58500 | 17 | 10 | 8.1 | 1.92 | 65 | 57 | 210727523
ARMSTRONG AIR | 4SHP18LX136P | EAH1P48C+TDR+TXV | A97US2V090C12 | 34600 | 33800 | 19 | 11 | 8.5 | 2.08 | 66 | 55 | 214094640
ARMSTRONG AIR | 4SHP18LX136P | EA(C,U)1P48C+TDR+TXV | A97US2V090C12 | 34200 | 34600 | 18 | 10.4 | 8.5 | 2.12 | 63 | 54 | 214094637
ARMSTRONG AIR | 4SHP18LX136P | EA(C,U)1P36B+TDR+TXV | A97US2V070B12 | 34400 | 34600 | 18 | 10.4 | 8.5 | 2.04 | 67 | 55 | 214094634
ARMSTRONG AIR | 4SHP18LX136P | 7EC48CX-0*+TDR | A93UH1E090C16 | 34000 | 34400 | 16 | 10.4 | 8.1 | 2.12 | 66 | 54 | 214729941
ARMSTRONG AIR | 4SHP18LX136P | 7EC48CX-0*+TDR | A80US2V110C20* | 34200 | 34600 | 17.1 | 10.4 | 8.1 | 2.12 | 66 | 54 | 214729936
ARMSTRONG AIR | 4SHP18LX136P | 7EC36BX-0*+TDR | A97USMV070B12 | 34400 | 34600 | 18 | 10.4 | 8.5 | 2.04 | 67 | 55 | 214729918
ARMSTRONG AIR | 4SHP18LX136P | 7EC36BX-0*+TDR | A97US2V060B12X + TSTAT | 34200 | 34600 | 16 | 10.4 | 8.1 | 2.04 | 66 | 54 | 214729916
ARMSTRONG AIR | 4SHP18LX136P | 7EC36BX-0*+TDR | A97US2V040B12X + TSTAT | 34200 | 34600 | 16 | 10.9 | 8.1 | 2.04 | 66 | 54 | 214729913
ARMSTRONG AIR | 4SHP18LX136P | 7EC36BX-0*+TDR | A80US2V090B16* | 34400 | 34600 | 17.5 | 10.9 | 8.1 | 2.06 | 66 | 54 | 214729899
ARMSTRONG AIR | 4SHP18LX136P | 7EC36BX-0*+TDR | A80US2V080B16X | 34600 | 34600 | 18 | 11 | 8.5 | 2.08 | 66 | 54 | 214729896
DUCANE | 4HP18V60P | 7ED50/60CX-0*+TDR | 96G2DF090CV20 | 46000 | 48000 | 16.5 | 11 | 8.5 | 2.08 | 75 | 60 | 214730497
DUCANE | 4HP18V60P | EAD4X-60D+TDR | 80G1DF110CE20 | 56500 | 58000 | 16.5 | 11 | 8.1 | 1.92 | 72 | 62 | 213352631
DUCANE | 4HP18V60P | EAD4X-50/60C+TDR | 97G2DF110CE20 | 46000 | 48000 | 16 | 11.5 | 8.5 | 2.1 | 75 | 60 | 213934371
DUCANE | 4HP18V60P | EAD4X-50/60C+TDR | 97G2DF110CV20 | 46000 | 48000 | 16.5 | 11 | 8.5 | 2.08 | 75 | 60 | 214100232
DUCANE | 4HP18V36P | 7EH36CX-0*+TDR | 97G2UH090CE16 | 34800 | 34600 | 17.5 | 11 | 8.5 | 2.09 | 68 | 54 | 214730812
DUCANE | 4HP18V36P | 7ED48CX-0*+TDR | 95G1DF090CE16 | 34200 | 36000 | 18.5 | 11.5 | 8.5 | 2.16 | 68 | 55 | 214730334
DUCANE | 4HP18V60P | EAC4X60C | 96G2UH090CV20 | 57000 | 58500 | 16 | 10 | 8.1 | 1.94 | 65 | 57 | 206903696
DUCANE | 4HP18V60P | EAC4X60C | 80G1UH100CE20X | 57500 | 58000 | 16.5 | 10 | 8.1 | 1.9 | 66 | 58 | 206903687
DUCANE | 4HP18V60P | EA(C,U)1P60D+H4TXV03 | EFV20DCA | 58000 | 57500 | 15.5 | 10 | 8.1 | 1.96 | 70 | 60 | 206903673
DUCANE | 4HP18V60P | EA(C,U)1P60C+H4TXV03 | 96G2UH110CV20 | 57000 | 58000 | 16 | 10 | 8.1 | 1.94 | 66 | 57 | 206903669
DUCANE | 4HP18V36P | 7EC36BX-0*+TDR | 97G2UH045BE12 | 33800 | 34400 | 16.5 | 10.9 | 8.1 | 1.95 | 66 | 51 | 214730749
DUCANE | 4HP18V36P | 7EC30BX-0*+TDR | 97G2UH070BV12 | 23400 | 24000 | 19 | 12.3 | 8.1 | 1.97 | 65 | 62 | 214730746
DUCANE | 4HP18V36P | 7EC30BX-0*+TDR | 97G2UH045BE12 | 23800 | 24000 | 17.5 | 12.3 | 8.1 | 2.06 | 66 | 63 | 214730743
AC PRO | 4HP18V36P | EAC4X30B+TDR | 97G2UH070BE12 | 23800 | 24000 | 18 | 12.3 | 8.1 | 2.06 | 66 | 63 | 213934166
AC PRO | 4HP18V36P | EAD4X-24B+TDR | 96G1DF045BE12 | 24000 | 24000 | 18.5 | 12.3 | 8.5 | 2.16 | 70 | 69 | 213352549
AC PRO | 4HP18V36P | EAD4X-24B+TDR | 92G1DF045BE12 | 24000 | 24000 | 19 | 12.3 | 8.5 | 2.16 | 70 | 69 | 213352547
AC PRO | 4HP18V36P | 7EC30/36AX-0*+TDR | 80G1UH060AE12X | 33400 | 34200 | 16 | 10.9 | 8.1 | 2.04 | 65 | 54 | 214728945
AC PRO | 4HP18V36P | EAH1P48B+H4TXV02 | 96G2UH045BE12 | 33600 | 33400 | 18 | 11 | 8.5 | 2.1 | 66 | 55 | 209332161
AC PRO | 4HP18V36P | EAC4X48B | 96G2UH045BE12 | 33400 | 34400 | 17.1 | 10.4 | 8.1 | 2.08 | 63 | 54 | 209332157
AC PRO | 4HP18V36P | EAH1P30A+TDR+TXV | 80G1UH070AE12 | 23600 | 24000 | 18.5 | 12.3 | 8.5 | 2.05 | 65 | 65 | 212523812
ALLIED | 4HP18V60P | EAD4X-50/60C+TDR | EFV16CCA | 46000 | 48000 | 16.5 | 11.5 | 8.5 | 2.08 | 75 | 60 | 213352630
ALLIED | 4HP18V60P | EAD4X-50/60C+TDR | 96G1DF110CE20 | 46000 | 48000 | 16 | 11.5 | 8.5 | 2.1 | 75 | 60 | 213352626
ALLIED | 4HP18V60P | EAD4X-60D+TDR | 96G2DF110CV20 | 55500 | 58000 | 15.5 | 10 | 8.1 | 1.84 | 75 | 65 | 213352669
ALLIED | 4HP18V36P | 7EC48CX-0*+TDR | 97G2UH070BV12 | 33800 | 34600 | 17.5 | 10.4 | 8.5 | 2.1 | 63 | 54 | 214729676
ALLIED | 4HP18V36P | 7EC48CX-0*+TDR | 97G2UH045BV12 | 33600 | 34600 | 17.1 | 10 | 8.5 | 2.08 | 63 | 54 | 214729674
ALLIED | 4HP18V36P | 7EH48CX-0*+TDR | 97G2UH090CV12 | 34400 | 33400 | 19 | 11 | 8.5 | 2.08 | 66 | 55 | 214729737
ALLIED | 4HP18V36P | 7EH48CX-0*+TDR | 97G2UH090CE16 | 34400 | 33400 | 18 | 11.5 | 8.1 | 1.95 | 66 | 50 | 214729736
ALLIED | 4HP18V36P | 7EH48BX-0*+TDR | 96G2UH045BV12 | 33800 | 33800 | 18 | 10.9 | 8.1 | 2.08 | 66 | 55 | 214729719
ALLIED | 4HP18V36P | 7EH48BX-0*+TDR | 92G1UH070BE12 | 33800 | 33400 | 18 | 11 | 8.5 | 2.1 | 66 | 55 | 214729716
ALLIED | 4HP18V36P | 7EH48BX-0*+TDR | 80G2UH090BV16* | 34000 | 33600 | 18.5 | 11 | 8.1 | 2.1 | 67 | 55 | 214729713
ALLIED | 4HP18V36P | 7EH30BX-0*+TDR | 96G2UH045BE12 | 24000 | 24000 | 18 | 12.3 | 8.5 | 2.02 | 66 | 63 | 214729696
ARMSTRONG AIR | 4SHP18LX160P | EA(C;U)1P60C+TDR+TXV | A96UH2E110C20 | 57000 | 58000 | 16 | 10 | 8.1 | 1.94 | 65 | 57 | 210727519
ARMSTRONG AIR | 4SHP18LX160P | BCE7S60 - TXV |  | 57000 | 57500 | 17.1 | 10.9 | 8.5 | 1.96 | 67 | 54 | 210727506
ARMSTRONG AIR | 4SHP18LX136P | EA(C,U)1P48B+TDR+TXV | A97US2V070B12 | 34000 | 34600 | 18 | 10.4 | 8.5 | 2.08 | 64 | 55 | 214094636
ARMSTRONG AIR | 4SHP18LX136P | EA(C,U)1P36B+TDR+TXV | A97US2V045B12 | 34200 | 34600 | 17.5 | 10.4 | 8.5 | 2.02 | 68 | 55 | 214094633
ARMSTRONG AIR | 4SHP18LX136P | 7EC48CX-0*+TDR | A96US2V090C16 | 34200 | 34600 | 18 | 10.4 | 8.5 | 2.12 | 66 | 54 | 214729955
ARMSTRONG AIR | 4SHP18LX136P | 7EC48CX-0*+TDR | A96US2V090C12 | 34200 | 34600 | 18 | 10.4 | 8.5 | 2.12 | 66 | 54 | 214729954
ARMSTRONG AIR | 4SHP18LX136P | 7EC48CX-0*+TDR | A80US2V110C20L | 34200 | 34600 | 17.1 | 10.4 | 8.1 | 2.12 | 66 | 54 | 214729935
ARMSTRONG AIR | 4SHP18LX136P | 7EC36BX-0*+TDR | A97US2V045B12 | 34200 | 34600 | 17.5 | 10.4 | 8.5 | 2.02 | 68 | 55 | 214729914
ARMSTRONG AIR | 4SHP18LX136P | 7EC36BX-0*+TDR | A97US2V040B12X | 34400 | 34600 | 17.5 | 10.4 | 8.5 | 2.02 | 67 | 55 | 214729912
ARMSTRONG AIR | 4SHP18LX136P | 7EC36BX-0*+TDR | A80UH2E090B16 | 34200 | 34400 | 15.5 | 11 | 8.1 | 2.08 | 66 | 54 | 214729895
ARMSTRONG AIR | 4SHP18LX136P | 7EC30BX-0*+TDR | A97US2V060B12X + TSTAT | 23400 | 24000 | 18.5 | 12.3 | 8.1 | 1.96 | 65 | 62 | 214729875
ARMSTRONG AIR | 4SHP18LX136P | 7EC30BX-0*+TDR | A97US2V040B12X + TSTAT | 23400 | 24000 | 19 | 12.3 | 8.1 | 1.98 | 65 | 62 | 214729872
ARMSTRONG AIR | 4SHP18LX136P | 7EC30BX-0*+TDR | A97UH2E045B12 | 23800 | 24000 | 17.5 | 12.3 | 8.1 | 2.06 | 66 | 63 | 214729869
ARMSTRONG AIR | 4SHP18LX136P | 7EC30BX-0*+TDR | A80US2V090B12* | 23600 | 24000 | 19 | 12.3 | 8.1 | 1.97 | 64 | 61 | 214729855
ARMSTRONG AIR | 4SHP18LX136P | 7EC30AX-0*+TDR | A80UH2E070A12 | 23800 | 24000 | 18.5 | 12.3 | 8.1 | 1.99 | 66 | 63 | 214729849
ARMSTRONG AIR | 4SHP18LX136P | 7EC48BX-0*+TDR | A97US2V045B12 | 34000 | 34600 | 17.5 | 10 | 8.1 | 2.06 | 66 | 55 | 214784662
ARMSTRONG AIR | 4SHP18LX136P | 7EH36CX-0*+TDR | A97USMV110C20 + TSTAT | 35000 | 34600 | 18 | 11 | 8.5 | 2.22 | 68 | 56 | 214730062
ARMSTRONG AIR | 4SHP18LX136P | 7EH36CX-0*+TDR | A97USMV090C16 + TSTAT | 34800 | 34600 | 18 | 11 | 8.5 | 2.22 | 68 | 56 | 214730058
ARMSTRONG AIR | 4SHP18LX136P | 7EH36CX-0*+TDR | A96US2V090C16 | 35000 | 34600 | 18 | 11 | 8.5 | 2.22 | 68 | 57 | 214730041
ARMSTRONG AIR | 4SHP18LX136P | 7EH36CX-0*+TDR | A96UH1E090C16 | 34600 | 34600 | 16.5 | 11 | 8.5 | 2.22 | 68 | 56 | 214730038
ARMSTRONG AIR | 4SHP18LX136P | 7EH36CX-0*+TDR | A93UH1E090C12 | 34800 | 34600 | 17.5 | 11 | 8.5 | 2.22 | 68 | 56 | 214730035
ARMSTRONG AIR | 4SHP18LX136P | 7EC48CX-0*+TDR | A97USMV070B12 | 34000 | 34600 | 18 | 10.4 | 8.5 | 2.08 | 66 | 55 | 214729976
ARMSTRONG AIR | 4SHP18LX136P | 7EC48CX-0*+TDR | A97UH2E045B12 | 33400 | 34400 | 17.1 | 10.4 | 8.1 | 2.08 | 66 | 54 | 214729959
ARMSTRONG AIR | 4SHP18LX136P | 7EC48CX-0*+TDR | A93UH1E030B12 | 33200 | 34400 | 16.5 | 10 | 8.1 | 2.08 | 66 | 54 | 214729937
ARMSTRONG AIR | 4SHP18LX136P | 7EC48CX-0*+TDR | A80US2V090B16 | 34000 | 34600 | 17.5 | 10.4 | 8.1 | 2.1 | 66 | 54 | 214729931
AIREASE | 4SHP18LX136P | 7EH48CX-0*+TDR | A80US2V080C20X | 34600 | 34200 | 19 | 11.5 | 8.5 | 2.1 | 65 | 54 | 214729417
AIREASE | 4SHP18LX136P | 7EH48BX-0*+TDR | A97USMV070B12 | 34400 | 34000 | 19 | 11 | 8.1 | 2.08 | 66 | 55 | 214729414
AIREASE | 4SHP18LX136P | 7EH48BX-0*+TDR | A97US2V045B12 | 34200 | 34200 | 19 | 10.9 | 8.1 | 2.08 | 67 | 55 | 214729411
AIREASE | 4SHP18LX136P | 7EH48BX-0*+TDR | A80US2V090B16 | 34400 | 33800 | 18.5 | 11 | 8.1 | 2.12 | 66 | 55 | 214729397
AIREASE | 4SHP18LX136P | 7EH48BX-0*+TDR | A80UH2E090B16 | 34400 | 33600 | 17.5 | 11.5 | 8.1 | 2.14 | 66 | 55 | 214729394
AIREASE | 4SHP18LX136P | 7EH30BX-0*+TDR | A98USMV070B12 | 23600 | 24000 | 19 | 12.3 | 8.5 | 2.04 | 65 | 62 | 214729354
AIREASE | 4SHP18LX136P | 7EH30BX-0*+TDR | A97US2V060B12X | 23600 | 24000 | 19 | 12.3 | 8.5 | 2.02 | 65 | 62 | 214729351
AIREASE | 4SHP18LX136P | 7EH30BX-0*+TDR | A80US2V090B16L | 23600 | 24000 | 19 | 12.3 | 8.5 | 2.02 | 65 | 62 | 214729334
AIREASE | 4SHP18LX136P | 7EH30BX-0*+TDR | A80UH2E090B12 | 23400 | 24000 | 18.5 | 12.3 | 8.5 | 1.98 | 66 | 63 | 214729331
AIREASE | 4SHP18LX136P | 7EH30AX-0*+TDR | A80UH2E045A12 | 23400 | 24000 | 18.5 | 12.3 | 8.5 | 2.05 | 64 | 61 | 214729328
AIREASE | 4SHP18LX136P | 7EC48CX-0*+TDR | A97USMV090C20 | 34200 | 34600 | 17.5 | 10.4 | 8.5 | 2.1 | 66 | 54 | 214729315
AIREASE | 4SHP18LX136P | 7EC48CX-0*+TDR | A97US2V110C20 | 34200 | 34600 | 17.5 | 10.4 | 8.1 | 2.12 | 66 | 54 | 214729311
AIREASE | 4SHP18LX136P | 7EC48CX-0*+TDR | A97US2V090C20 | 34200 | 34600 | 17.5 | 10.4 | 8.5 | 2.1 | 66 | 54 | 214729309
AIREASE | 4SHP18LX136P | 7EC48CX-0*+TDR | A96UH2E090C16 | 34200 | 34600 | 15.5 | 10.4 | 8.1 | 2.12 | 66 | 54 | 214729291
AIREASE | 4SHP18LX136P | 7EC48CX-0*+TDR | A96UH1E090C16 | 34000 | 34600 | 16 | 10.4 | 8.1 | 2.12 | 65 | 54 | 214729288
AIREASE | 4SHP18LX136P | 7EC48CX-0*+TDR | A80UH2E110C16 | 34200 | 34400 | 16 | 10.9 | 8.1 | 2.14 | 66 | 54 | 214729267
AIREASE | 4SHP18LX136P | 7EC36BX-0*+TDR | A96US2V045B12 | 34200 | 34600 | 17.5 | 10.4 | 8.5 | 2.02 | 68 | 55 | 214729251
AIREASE | 4SHP18LX136P | 7EC36BX-0*+TDR | A96UH1E030B12 | 33400 | 34200 | 15.5 | 10.9 | 8.1 | 2.04 | 66 | 54 | 214729247
ALLIED | 4HP18V36P | E*1P36C+H4TXV02 | 80G2UH110CE16 | 35200 | 35400 | 16.5 | 11.5 | 8.5 | 2.26 | 66 | 55 | 206905894
ALLIED | 4HP18V36P | E*1P36A+H4TXV02 | 80G2UH070AE12L | 34400 | 35400 | 17.1 | 10.9 | 8.5 | 2.2 | 66 | 55 | 206905877
ALLIED | 4HP18V36P | E*1P23B+H4TXV01 | 92G1UH070BE12 | 23400 | 24000 | 19 | 12.3 | 8.1 | 1.92 | 64 | 60 | 206905863
ALLIED | 4HP18V36P | BCE5E36M |  | 33800 | 35600 | 17.1 | 10.9 | 8.5 | 2.1 | 63 | 53 | 206905841
ALLIED | 4HP18V36P | BCE5V36M |  | 34000 | 34800 | 19 | 11.7 | 8.5 | 2.16 | 63 | 52 | 206905446
ALLIED | 4HP18V60P | 7ED50/60CX-0*+TDR | 96G2DF110CV20 | 46000 | 48000 | 16.5 | 11 | 8.5 | 2.08 | 75 | 60 | 214730517
ALLIED | 4HP18V60P | 7ED50/60CX-0*+TDR | 80G1DF110CE20 | 47500 | 48000 | 17.1 | 12.3 | 8.5 | 2.22 | 72 | 57 | 214730513
ALLIED | 4HP18V60P | EAD4X-50/60C+TDR | 97G2DF110CV20 | 46000 | 48000 | 16.5 | 11 | 8.5 | 2.08 | 75 | 60 | 214100235
ALLIED | 4HP18V60P | 7EC60DX-0*+TDR | EFV20DCA | 58000 | 57500 | 15.5 | 10 | 8.1 | 1.96 | 70 | 60 | 214729778
ALLIED | 4HP18V60P | 7EC60DX-0*+TDR | 80G1UH135DE20 | 58500 | 57500 | 16 | 10.4 | 8.1 | 1.92 | 70 | 60 | 214729774
ALLIED | 4HP18V60P | 7EC60CX-0*+TDR | 96G2UH110CV20 | 57000 | 58000 | 16 | 10 | 8.1 | 1.94 | 66 | 57 | 214729770
ALLIED | 4HP18V60P | EAD4X-50/60C+TDR | 97G2DF110CE20 | 46000 | 48000 | 16 | 11.5 | 8.5 | 2.1 | 75 | 60 | 213934375
ALLIED | 4HP18V60P | EAD4X-60D+TDR | EFV20DCA | 55500 | 58000 | 15.5 | 10 | 8.1 | 1.82 | 75 | 65 | 213352670
ALLIED | 4HP18V60P | EAD4X-60D+TDR | 96G2DF090CV20 | 55500 | 58000 | 15.5 | 10 | 8.1 | 1.82 | 75 | 66 | 213352667
ALLIED | 4HP18V36P | 7EH48CX-0*+TDR | 96G2UH110CV20 | 34600 | 34200 | 19 | 11.5 | 8.5 | 2.1 | 65 | 54 | 214729735
ALLIED | 4HP18V36P | 7EH48CX-0*+TDR | 95G1UH090CE16 | 34200 | 33800 | 18 | 11.5 | 8.5 | 2.1 | 65 | 54 | 214729732
ALLIED | 4HP18V36P | 7EH48CX-0*+TDR | 92G1UH090CE16 | 34200 | 34000 | 18 | 11.5 | 8.5 | 2.1 | 65 | 54 | 214729729
ALLIED | 4HP18V36P | 7EH48BX-0*+TDR | 92G1UH045BE12 | 34000 | 33600 | 17.5 | 11 | 8.5 | 2.08 | 67 | 55 | 214729715
ALLIED | 4HP18V36P | 7EH48BX-0*+TDR | 80G2UH090BE16 | 34400 | 33600 | 17.5 | 11.5 | 8.5 | 2.14 | 66 | 55 | 214729711
ALLIED | 4HP18V36P | 7EH48BX-0*+TDR | 80G1UH070BE12 | 34000 | 33400 | 17.5 | 11 | 8.5 | 2.12 | 66 | 55 | 214729708
ALLIED | 4HP18V36P | 7EH30BX-0*+TDR | 96G1UH030BE08 | 23400 | 24000 | 17.5 | 12.3 | 8.5 | 1.99 | 66 | 63 | 214729692
ALLIED | 4HP18V36P | 7EH30BX-0*+TDR | 80G2UH090BE12 | 23400 | 24000 | 18.5 | 12.3 | 8.5 | 1.98 | 66 | 63 | 214729688
ALLIED | 4HP18V36P | 7EC48CX-0*+TDR | 96G2UH090CE16 | 34200 | 34600 | 15.5 | 10.4 | 8.1 | 2.12 | 63 | 54 | 214729671
ALLIED | 4HP18V36P | 7EC48CX-0*+TDR | 92G1UH090CE16 | 34000 | 34400 | 16 | 10.4 | 8.1 | 2.12 | 63 | 54 | 214729667
ALLIED | 4HP18V36P | 7EC48BX-0*+TDR | 80G2UH090BE16 | 34000 | 34400 | 16.5 | 10.4 | 8.1 | 2.12 | 63 | 54 | 214729652
ALLIED | 4HP18V36P | 7EC48BX-0*+TDR | 80G1UH070BE12 | 33800 | 34400 | 16.5 | 10.4 | 8.1 | 2.12 | 63 | 54 | 214729648
ALLIED | 4HP18V36P | 7EC36BX-0*+TDR | 97G2UH070BE12 | 33800 | 34400 | 17.1 | 10.9 | 8.5 | 1.95 | 66 | 51 | 214729646
COMFORT-AIRE | HRG1860S1P | EAD4X-60D+TDR | GDD96C110C5M | 55500 | 58000 | 16 | 10 | 8.1 | 1.84 | 75 | 65 | 213379677
COMFORT-AIRE | HRG1860S1P | EAD4X-50/60C+TDR | GDD80C110C5M | 47500 | 48000 | 17.1 | 12.3 | 8.5 | 2.22 | 72 | 57 | 213379674
COMFORT-AIRE | HRG1836S1P | EAD4X-48C+TDR | GDD92C090C4M | 34200 | 36000 | 18.5 | 11.5 | 8.5 | 2.16 | 68 | 55 | 213379671
COMFORT-AIRE | HRG1836S1P | EAD4X-24B+TDR | GDD96C045B3M | 24000 | 24000 | 18.5 | 12.3 | 8.5 | 2.16 | 70 | 69 | 213379670
ALLIED | 4HP18V36P | EAH1P36B+H4TXV02 | 96G2UH070BV12 | 32400 | 33800 | 18.5 | 10.9 | 8.5 | 2.12 | 66 | 55 | 206906124
ALLIED | 4HP18V36P | EA(C,U)1P48C+H4TXV02 | 96G2UH090CV20 | 34200 | 34600 | 18 | 10.4 | 8.5 | 2.1 | 63 | 54 | 207555013
ALLIED | 4HP18V36P | EAH1P48B+H4TXV02 | 96G1UH070BE12 | 33400 | 33200 | 17.5 | 11 | 8.5 | 2.1 | 66 | 55 | 206906136
ALLIED | 4HP18V36P | EAH1P48B+H4TXV02 | 92G1UH045BE12 | 34000 | 33600 | 17.5 | 11 | 8.5 | 2.08 | 67 | 55 | 206906133
ALLIED | 4HP18V36P | EAH1P48B+H4TXV02 | 80G1UH070BE12 | 34000 | 33400 | 17.5 | 11 | 8.5 | 2.12 | 66 | 55 | 206906126
ALLIED | 4HP18V36P | EAH1P30B+H4TXV01 | EFV08BCA | 23400 | 24000 | 17.1 | 12.3 | 8.5 | 1.99 | 65 | 63 | 206906107
ALLIED | 4HP18V36P | EAC4X48B | 96G1UH070BE12 | 33200 | 34200 | 16.5 | 10.4 | 8.1 | 2.1 | 63 | 54 | 206906074
ALLIED | 4HP18V36P | EAC4X48B | 96G1UH045BE12 | 32800 | 34000 | 17.1 | 10.4 | 8.1 | 2.08 | 63 | 54 | 206906073
ALLIED | 4HP18V36P | EAC4X48B | 92G1UH030BE12 | 33200 | 34400 | 16.5 | 10 | 8.1 | 2.08 | 63 | 54 | 206906068
ALLIED | 4HP18V36P | EAC4X36B | 96G1UH070BE12 | 33400 | 34200 | 16.5 | 10.9 | 8.1 | 2.06 | 65 | 54 | 206906057
ALLIED | 4HP18V36P | EAC4X36B | 92G1UH030BE12 | 33200 | 34200 | 15.5 | 10.4 | 8.1 | 2.04 | 66 | 54 | 206906051
ALLIED | 4HP18V36P | EAC4X36A | 80G2UH070AE12 | 34000 | 34600 | 16 | 10.9 | 8.1 | 2.06 | 66 | 54 | 206906041
ALLIED | 4HP18V36P | EAC4X36A | 80G1UH045AE12 | 33600 | 34200 | 17.1 | 10.9 | 8.1 | 2.06 | 65 | 54 | 206906038
ALLIED | 4HP18V36P | EAC4X30B | 96G2UH070BV12 | 23400 | 24000 | 19 | 12.3 | 8.1 | 1.97 | 65 | 62 | 206906035
AIREASE | 4SHP18LX136P | 7EC48BX-0*+TDR | A96UH1E070B12 | 33200 | 34200 | 16.5 | 10.4 | 8.1 | 2.1 | 65 | 54 | 214784643
AIREASE | 4SHP18LX136P | 7EC48BX-0*+TDR | A97US2V040B12X + TSTAT | 33800 | 34600 | 17.5 | 10.4 | 8.1 | 2.1 | 63 | 54 | 214784660
AIREASE | 4SHP18LX136P | ED1P24B+TDR+TXV | A93DF1E070B12 | 23000 | 24000 | 19 | 12.3 | 8.1 | 1.86 | 65 | 62 | 210822107
AIREASE | 4SHP18LX136P | EAH1P30A+TDR+TXV | A80UH2E070A12 | 24000 | 24000 | 19 | 12.3 | 8.5 | 2.06 | 66 | 63 | 210822081
AIREASE | 4SHP18LX136P | EAH1P30A+TDR+TXV | A80UH1E045A12 | 23800 | 24000 | 18.5 | 12.3 | 8.5 | 2.04 | 65 | 63 | 210822071
AIREASE | 4SHP18LX136P | EAC4X30A+TDR | A80UH1E060A12X | 23800 | 24000 | 18.5 | 12.3 | 8.1 | 1.96 | 66 | 63 | 210822034
AIREASE | 4SHP18LX136P | EA(C;U)1P30B+TDR+TXV | A97US2V040B12X | 23400 | 24000 | 19 | 12.3 | 8.1 | 1.96 | 65 | 62 | 210821991
AIREASE | 4SHP18LX136P | EA(C;U)1P30B+TDR+TXV | A96UH2E045B12 | 23800 | 24000 | 17.5 | 12.3 | 8.1 | 1.96 | 66 | 63 | 210821983
AIREASE | 4SHP18LX136P | E*1P23B+TDR+TXV | A80UH1E070B12 | 23000 | 24000 | 17.5 | 12.3 | 8.1 | 1.91 | 63 | 59 | 210821898
AIREASE | 4SHP18LX136P | BCE5C24M*4X |  | 23000 | 24000 | 16.5 | 12.3 | 8.5 | 1.84 | 67 | 64 | 210821872
AIREASE | 4SHP18LX136P | BCE5C18M*4X |  | 22000 | 24000 | 17.1 | 12.3 | 8.5 | 1.94 | 64 | 61 | 210821869
AIREASE | 4SHP18LX136P | ED1P30/36C+TDR+TXV | A96DF1E090C16 | 34600 | 34600 | 17.1 | 12 | 8.1 | 2.06 | 64 | 52 | 210821855
AIREASE | 4SHP18LX136P | ED1P30/36C+TDR+TXV | A93DF1E090C16 | 34600 | 34600 | 17.1 | 12 | 8.1 | 2.04 | 64 | 52 | 210821852
AIREASE | 4SHP18LX136P | EAC4X48C+TDR | A95UH1E090C16 | 33800 | 34400 | 16 | 10.4 | 8.1 | 2.1 | 66 | 54 | 210821737
AIREASE | 4SHP18LX136P | EAC4X48C+TDR | A93UH1E090C16 | 34000 | 34400 | 16 | 10.4 | 8.1 | 2.12 | 66 | 54 | 210821734
AIREASE | 4SHP18LX136P | EAC4X48C+TDR | A93UH1E090C12 | 34200 | 34600 | 17.1 | 10.4 | 8.1 | 2.12 | 66 | 54 | 210821732
AIREASE | 4SHP18LX136P | EAC4X48B+TDR | A80UH1E090B16 | 34000 | 34400 | 16 | 10.9 | 8.1 | 2.12 | 66 | 54 | 210821693
AIREASE | 4SHP18LX136P | EAC4X48B+TDR | A80UH1E080B16X | 33800 | 34600 | 15.5 | 10.4 | 8.1 | 2.08 | 66 | 54 | 210821692
AIREASE | 4SHP18LX136P | EAC4X36B+TDR | A80US2V090B16L | 34400 | 34600 | 17.5 | 10.4 | 8.5 | 2.04 | 66 | 55 | 210821656
AIREASE | 4SHP18LX160P | EAC4X60C+TDR | A98USMV110C20 | 57000 | 58000 | 17.1 | 10 | 8.1 | 1.94 | 66 | 57 | 212539067
AIREASE | 4SHP18LX160P | EA(C;U)1P60C+TDR+TXV | A98USMV090C20 | 57000 | 58500 | 17 | 10 | 8.1 | 1.92 | 65 | 57 | 212539057
AIREASE | 4SHP18LX160P | EAD4X-50/60C+TDR | EFV16CCA | 46000 | 48000 | 16.5 | 11.5 | 8.5 | 2.08 | 75 | 60 | 213352580
AIREASE | 4SHP18LX136P | 7ED24AX-0*+TDR | A80DS2V070A12 | 23600 | 24000 | 18.5 | 12.3 | 8.5 | 2.16 | 70 | 69 | 214730994
CONCORD | 4HP18V36P | EAH1P30B+H4TXV01 | 96G2UH070BE12 | 23600 | 24000 | 18 | 12.3 | 8.5 | 2.02 | 66 | 63 | 209329537
CONCORD | 4HP18V36P | EAH1P30B+H4TXV01 | 96G2UH045BE12 | 24000 | 24000 | 18 | 12.3 | 8.5 | 2.02 | 66 | 63 | 209329536
CONCORD | 4HP18V36P | EAH1P48B+H4TXV02 | 96G2UH070BE12 | 33400 | 33400 | 18 | 11 | 8.5 | 2.1 | 66 | 55 | 209332216
CONCORD | 4HP18V36P | EAH1P48B+H4TXV02 | 96G2UH045BE12 | 33600 | 33400 | 18 | 11 | 8.5 | 2.1 | 66 | 55 | 209332215
CONCORD | 4HP18V36P | EAH1P30A+TDR+TXV | 80G1UH070AE12 | 23600 | 24000 | 18.5 | 12.3 | 8.5 | 2.05 | 65 | 65 | 212523814
CONCORD | 4HP18V36P | EAH1P48C+TDR+TXV | 96G2UH090CV12 | 34400 | 34200 | 19 | 11 | 8.5 | 2.08 | 65 | 54 | 212607828
CONCORD | 4HP18V36P | EAH1P48C+TDR+TXV | 95G1UH090CE16 | 34200 | 33800 | 18 | 11.5 | 8.5 | 2.1 | 65 | 54 | 212607826
CONCORD | 4HP18V36P | EAC4X30B+TDR | 97G2UH045BE12 | 23800 | 24000 | 17.5 | 12.3 | 8.1 | 2.06 | 66 | 63 | 213934147
CONCORD | 4HP18V36P | EA(C,U)1P30B+TDR+TXV | 97G2UH070BE12 | 23800 | 24000 | 18 | 12.3 | 8.1 | 2.06 | 66 | 63 | 213934143
CONCORD | 4HP18V36P | EAD4X-48C+TDR | 95G1DF090CE16 | 34200 | 36000 | 18.5 | 11.5 | 8.5 | 2.16 | 68 | 55 | 213352590
CONCORD | 4HP18V36P | EAD4X-48C+TDR | 92G1DF090CE16 | 34200 | 36000 | 18.5 | 11.5 | 8.5 | 2.16 | 68 | 55 | 213352589
CONCORD | 4HP18V36P | EA(C,U)1P48C+H4TXV02 | 96G2UH090CV20 | 34200 | 34600 | 18 | 10.4 | 8.5 | 2.1 | 63 | 54 | 207555015
CONCORD | 4HP18V36P | EA(C,U)1P36B+TDR+TXV | 97G2UH045BE12 | 33800 | 34400 | 16.5 | 10.9 | 8.1 | 1.95 | 66 | 51 | 213936407
CONCORD | 4HP18V36P | E*1P36B+TDR+TXV | 97G2UH045BE12 | 34200 | 34600 | 17.5 | 10.9 | 8.5 | 2.05 | 67 | 53 | 213936403
CONCORD | 4HP18V36P | EA(C,U)1P30B+TDR+TXV | 97G2UH070BV12 | 23400 | 24000 | 19 | 12.3 | 8.1 | 1.93 | 65 | 62 | 214100141
ARMSTRONG AIR | 4SHP18LX160P | EAC4X60C+TDR | A96US2V110C20 | 57000 | 58000 | 17.1 | 10 | 8.1 | 1.94 | 66 | 57 | 210727539
ARMSTRONG AIR | 4SHP18LX160P | EAC4X60C+TDR | A93UH1E110C20 | 57500 | 58000 | 16 | 10.4 | 8.1 | 1.94 | 65 | 57 | 210727536
ARMSTRONG AIR | 4SHP18LX160P | EAC4X60C+TDR | A80US2V100C20X | 57500 | 57500 | 17.1 | 10.4 | 8.1 | 1.96 | 65 | 57 | 210727533
ARMSTRONG AIR | 4SHP18LX160P | EA(C;U)1P60C+TDR+TXV | A80US2V110C20* | 57000 | 58000 | 16.5 | 10 | 8.1 | 1.92 | 66 | 57 | 210727516
ARMSTRONG AIR | 4SHP18LX160P | EA(C;U)1P60C+TDR+TXV | A80US2V080C20X | 57500 | 57500 | 17.1 | 10.4 | 8.1 | 1.96 | 65 | 57 | 210727513
ARMSTRONG AIR | 4SHP18LX136P | EAH1P48C+TDR+TXV | A97US2V110C20 | 34600 | 33800 | 19 | 11 | 8.5 | 2.08 | 66 | 54 | 214094644
ARMSTRONG AIR | 4SHP18LX136P | 7EC48CX-0*+TDR | A80US2V080C20X | 34200 | 34600 | 17.5 | 10.9 | 8.5 | 2.14 | 65 | 54 | 214729929
ARMSTRONG AIR | 4SHP18LX136P | 7EC36BX-0*+TDR | A96US2V070B12 | 34400 | 34600 | 18 | 10.4 | 8.5 | 2.04 | 67 | 55 | 214729909
ARMSTRONG AIR | 4SHP18LX136P | 7EC36BX-0*+TDR | A96UH2E070B12 | 33600 | 34200 | 16 | 10.9 | 8.1 | 2.04 | 66 | 54 | 214729907
ARMSTRONG AIR | 4SHP18LX136P | 7EC36BX-0*+TDR | A95UH1E070B12 | 33200 | 34000 | 16.5 | 10.9 | 8.5 | 2.04 | 66 | 54 | 214729903
ARMSTRONG AIR | 4SHP18LX136P | 7EC36AX-0*+TDR | A80US2V070A12L | 34400 | 34600 | 17.5 | 10.4 | 8.5 | 2.04 | 67 | 55 | 214729889
ARMSTRONG AIR | 4SHP18LX136P | 7EC36AX-0*+TDR | A80UH2E045A12 | 34200 | 34600 | 16 | 10.9 | 8.5 | 2.06 | 66 | 54 | 214729886
ARMSTRONG AIR | 4SHP18LX136P | 7EC36AX-0*+TDR | A80UH1E045A12 | 33600 | 34200 | 17.1 | 10.9 | 8.5 | 2.06 | 65 | 54 | 214729883
ARMSTRONG AIR | 4SHP18LX136P | 7EC30BX-0*+TDR | A96US2V045B12 | 23400 | 24000 | 18.5 | 12.3 | 8.1 | 1.95 | 65 | 62 | 214729866
ARMSTRONG AIR | 4SHP18LX136P | 7EC30AX-0*+TDR | A80UH1E060A12X | 23800 | 24000 | 18.5 | 12.3 | 8.1 | 1.96 | 66 | 63 | 214729846
ARMSTRONG AIR | 4SHP18LX136P | 7EC48BX-0*+TDR | A97USMV070B12 | 34000 | 34600 | 18 | 10.4 | 8.5 | 2.08 | 66 | 55 | 214784670
ARMSTRONG AIR | 4SHP18LX136P | 7EC48BX-0*+TDR | EFV12BCA | 33800 | 34400 | 16 | 10.4 | 8.1 | 2.1 | 66 | 54 | 214784676
ARMSTRONG AIR | 4SHP18LX136P | 7EH36CX-0*+TDR | A97USMV090C12 | 35000 | 34600 | 18 | 11 | 8.5 | 2.2 | 68 | 57 | 214730055
ARMSTRONG AIR | 4SHP18LX136P | 7EH36CX-0*+TDR | A97US2V110C16 | 35000 | 34600 | 18 | 11 | 8.5 | 2.22 | 68 | 57 | 214730053
ARMSTRONG AIR | 4SHP18LX136P | 7EH36CX-0*+TDR | A97US2V080C20X + TSTAT | 35000 | 34600 | 17.5 | 11 | 8.5 | 2.22 | 68 | 57 | 214730049
ARMSTRONG AIR | 4SHP18LX136P | 7EH36CX-0*+TDR | A80US2V110C20L | 35000 | 34600 | 17.5 | 11 | 8.5 | 2.22 | 68 | 57 | 214730033
ARMSTRONG AIR | 4SHP18LX136P | ED1P24B+TDR+TXV | A97DSMV070B12 | 22800 | 24000 | 19 | 12.3 | 8.1 | 1.82 | 65 | 61 | 211632228
ARMSTRONG AIR | 4SHP18LX136P | EAH1P48B+TDR+TXV | A93UH1E045B12 | 34000 | 33600 | 18.5 | 11 | 8.1 | 2.08 | 67 | 55 | 211631541
ARMSTRONG AIR | 4SHP18LX136P | EAC4X48C+TDR | A97USMV110C20 | 34200 | 34600 | 17.5 | 10.4 | 8.1 | 2.12 | 66 | 54 | 211631535
ARMSTRONG AIR | 4SHP18LX136P | EA(C,U)1P48C+TDR+TXV | A97US2V080C20X | 34200 | 34600 | 17.5 | 10.4 | 8.1 | 2.12 | 63 | 54 | 211631501
ARMSTRONG AIR | 4SHP18LX136P | EA(C,U)1P48C+TDR+TXV | A80US2V110C20L | 34200 | 34600 | 17.1 | 10.4 | 8.1 | 2.12 | 63 | 54 | 211631491
DUCANE | 4HP18V60P | 7EC60CX-0*+TDR | 96G2UH110CE20 | 57000 | 58000 | 16 | 10 | 8.1 | 1.94 | 65 | 57 | 214730912
DUCANE | 4HP18V36P | 7EH48CX-0*+TDR | 95G1UH090CE16 | 34200 | 33800 | 18 | 11.5 | 8.5 | 2.1 | 65 | 54 | 214730837
DUCANE | 4HP18V36P | 7EH48CX-0*+TDR | 92G1UH090CE16 | 34200 | 34000 | 18 | 11.5 | 8.5 | 2.1 | 65 | 54 | 214730834
DUCANE | 4HP18V36P | 7EH48BX-0*+TDR | 80G2UH090BE16L | 34400 | 33600 | 17.5 | 11.5 | 8.5 | 2.14 | 66 | 55 | 214730817
DUCANE | 4HP18V36P | 7EH48BX-0*+TDR | 80G1UH090BE16 | 34200 | 33400 | 17.5 | 11.5 | 8.5 | 2.14 | 66 | 55 | 214730814
DUCANE | 4HP18V36P | 7EH30BX-0*+TDR | EFV12BCA | 23600 | 24000 | 18.5 | 12.3 | 8.5 | 2.03 | 65 | 62 | 214730811
DUCANE | 4HP18V36P | 7EH30BX-0*+TDR | 96G1UH030BE08 | 23400 | 24000 | 17.5 | 12.3 | 8.5 | 1.99 | 66 | 63 | 214730797
DUCANE | 4HP18V36P | 7EH30BX-0*+TDR | 92G1UH030BE12 | 23400 | 24000 | 18 | 12.3 | 8.1 | 1.99 | 66 | 63 | 214730794
DUCANE | 4HP18V36P | 7EH30AX-0*+TDR | 80G2UH070AV12* | 23800 | 24000 | 19 | 12.3 | 8.5 | 2.05 | 65 | 62 | 214730791
DUCANE | 4HP18V36P | 7EC48CX-0*+TDR | 95G1UH090CE16 | 33800 | 34400 | 16 | 10.4 | 8.1 | 2.1 | 63 | 54 | 214730774
DUCANE | 4HP18V36P | 7EC48CX-0*+TDR | 92G1UH090CE12 | 34200 | 34600 | 17.1 | 10.4 | 8.1 | 2.12 | 63 | 54 | 214730771
DUCANE | 4HP18V36P | 7EC48BX-0*+TDR | 80G1UH080BE16X | 33800 | 34800 | 15.5 | 10.4 | 8.1 | 2.08 | 63 | 54 | 214730754
DUCANE | 4HP18V60P | 7ED50/60CX-0*+TDR | 96G2DF110CV20 | 46000 | 48000 | 16.5 | 11 | 8.5 | 2.08 | 75 | 60 | 214730499
DUCANE | 4HP18V60P | EAD4X-60D+TDR | 96G2DF110CE20 | 55500 | 58000 | 15.5 | 10 | 8.1 | 1.84 | 74 | 64 | 213352653
DUCANE | 4HP18V60P | EAD4X-50/60C+TDR | 80G1DF110CE20 | 47500 | 48000 | 17.1 | 12.3 | 8.5 | 2.22 | 72 | 57 | 213352607
DUCANE | 4HP18V60P | EAD4X-60D+TDR | 97G2DF090CV20 | 55000 | 58000 | 15.5 | 10 | 8.1 | 1.82 | 75 | 66 | 214100260
DUCANE | 4HP18V36P | EAH1P36B+TDR+TXV | 97G2UH070BE12 | 32200 | 33800 | 18.5 | 11 | 8.5 | 1.98 | 66 | 49 | 213936398
DUCANE | 4HP18V36P | 7ED48CX-0*+TDR | 96G2DF090CV20 | 34200 | 36000 | 19 | 11 | 8.5 | 2.14 | 69 | 55 | 214730336
DUCANE | 4HP18V36P | 7ED48CX-0*+TDR | 92G1DF090CE16 | 34200 | 36000 | 18.5 | 11.5 | 8.5 | 2.16 | 68 | 55 | 214730333
DUCANE | 4HP18V36P | 7ED24BX-0*+TDR | 96G2DF045BE12 | 24000 | 24000 | 18 | 12.3 | 8.5 | 2.16 | 71 | 70 | 214730297
DUCANE | 4HP18V36P | 7ED24BX-0*+TDR | 80G1DF070BE12 | 23600 | 24000 | 18 | 12.3 | 8.5 | 2.18 | 70 | 69 | 214730293
DUCANE | 4HP18V60P | EAC4X60C | 96G2UH110CV20 | 57000 | 58000 | 16 | 10 | 8.1 | 1.94 | 66 | 57 | 206903697
DUCANE | 4HP18V60P | EA(C,U)1P60C+H4TXV03 | 80G2UH110CV20 | 57000 | 58500 | 16 | 10 | 8.1 | 1.94 | 65 | 57 | 206903663
DUCANE | 4HP18V60P | EA(C,U)1P60C+H4TXV03 | 80G1UH100CE20X | 57500 | 58000 | 16.5 | 10 | 8.1 | 1.9 | 66 | 58 | 206903659
DUCANE | 4HP18V36P | 7EC36BX-0*+TDR | 97G2UH070BE12 | 33800 | 34400 | 17.1 | 10.9 | 8.5 | 1.95 | 66 | 51 | 214730751
DUCANE | 4HP18V36P | 7EC30BX-0*+TDR | EFV12BCA | 23400 | 24000 | 17.5 | 12.3 | 8.1 | 1.98 | 65 | 62 | 214730748
DUCANE | 4HP18V36P | 7EC30BX-0*+TDR | 95G1UH045BE12 | 23800 | 24000 | 18 | 12.3 | 8.1 | 1.97 | 66 | 63 | 214730734
DUCANE | 4HP18V36P | 7EC30AX-0*+TDR | 80G2UH070AV12* | 23600 | 24000 | 18.5 | 12.3 | 8.1 | 1.98 | 65 | 62 | 214730728
DUCANE | 4HP18V36P | 7EC30/36BX-0*+TDR | 92G1UH070BE12 | 33800 | 34400 | 16.5 | 10.9 | 8.1 | 2.06 | 66 | 54 | 214730714
DUCANE | 4HP18V36P | 7EC30/36BX-0*+TDR | 80G2UH090BV16* | 34400 | 34600 | 17.1 | 10.9 | 8.1 | 2.04 | 66 | 54 | 214730711
DUCANE | 4HP18V36P | 7EC30/36BX-0*+TDR | 80G2UH090BE12 | 34200 | 34600 | 16.5 | 10.9 | 8.1 | 2.06 | 66 | 54 | 214730708
DUCANE | 4HP18V36P | 7EC24BX-0*+TDR | 96G2UH030BE08 | 23200 | 24000 | 18.5 | 12.3 | 8.1 | 1.88 | 63 | 60 | 214730688
AIREASE | 4SHP18LX136P | EAC4X36B+TDR | A96UH1E030B12 | 33400 | 34200 | 15.5 | 10.9 | 8.1 | 2.04 | 66 | 54 | 210821666
AIREASE | 4SHP18LX136P | EA(C;U)1P48C+TDR+TXV | A96US2V110C16 | 34200 | 34600 | 17.5 | 10.4 | 8.5 | 2.12 | 66 | 54 | 210821624
AIREASE | 4SHP18LX136P | EA(C;U)1P48C+TDR+TXV | A96UH1E090C16 | 34000 | 34600 | 16 | 10.4 | 8.1 | 2.12 | 65 | 54 | 210821616
AIREASE | 4SHP18LX136P | EA(C;U)1P48C+TDR+TXV | A93UH1E110C16 | 34000 | 34400 | 16.5 | 10.9 | 8.1 | 2.14 | 65 | 54 | 210821611
AIREASE | 4SHP18LX136P | EA(C;U)1P48B+TDR+TXV | A95UH1E070B12 | 32800 | 34000 | 17.1 | 10.4 | 8.1 | 2.1 | 65 | 54 | 210821589
AIREASE | 4SHP18LX136P | EA(C;U)1P48B+TDR+TXV | A80UH1E090B16 | 34000 | 34400 | 16 | 10.9 | 8.1 | 2.12 | 66 | 54 | 210821574
AIREASE | 4SHP18LX136P | EA(C;U)1P36B+TDR+TXV | EFV12BCA | 32800 | 33600 | 15.5 | 10.9 | 8.1 | 2.06 | 65 | 54 | 210821568
AIREASE | 4SHP18LX136P | EA(C;U)1P36B+TDR+TXV | A93UH1E070B12 | 33800 | 34400 | 16.5 | 10.9 | 8.1 | 2.06 | 66 | 54 | 210821556
AIREASE | 4SHP18LX136P | EA(C;U)1P36B+TDR+TXV | A80US2V090B16L | 34400 | 34600 | 17.5 | 10.4 | 8.5 | 2.04 | 66 | 55 | 210821550
AIREASE | 4SHP18LX136P | EA(C;U)1P36B+TDR+TXV | A80US2V080B16X | 34600 | 34600 | 18 | 11 | 8.5 | 2.08 | 66 | 54 | 210821548
AIREASE | 4SHP18LX136P | E*1P36C+TDR+TXV | A96US2V090C12 | 35000 | 34600 | 18 | 11 | 8.5 | 2.2 | 68 | 57 | 210821517
AIREASE | 4SHP18LX136P | E*1P36C+TDR+TXV | A93UH1E090C16 | 34600 | 34600 | 16.5 | 11 | 8.5 | 2.22 | 67 | 56 | 210821511
AIREASE | 4SHP18LX136P | E*1P36B+TDR+TXV | A80US2V090B16L | 35000 | 34600 | 18 | 11 | 8.5 | 2.2 | 68 | 57 | 210821486
AIREASE | 4SHP18LX136P | E*1P36B+TDR+TXV | A80UH2E090B12 | 34800 | 34600 | 17.5 | 11 | 8.5 | 2.22 | 68 | 56 | 210821481
AIREASE | 4SHP18LX136P | E*1P36B+TDR+TXV | A80UH1E080B16X | 34600 | 34600 | 15.5 | 10.9 | 8.5 | 2.2 | 68 | 57 | 210821478
AIREASE | 4SHP18LX160P | EAC4X60C+TDR | A97US2V090C20 | 57000 | 58500 | 17.1 | 10 | 8.1 | 1.92 | 65 | 57 | 212539332
AIREASE | 4SHP18LX136P | 7ED24AX-0*+TDR | A80DF1E045A12 | 23600 | 24000 | 19 | 12.3 | 8.5 | 2.16 | 70 | 69 | 214730993
AIREASE | 4SHP18LX160P | 7EC60CX-0*+TDR | A98USMV110C20 | 57000 | 58000 | 17.1 | 10 | 8.1 | 1.94 | 66 | 57 | 214729503
AIREASE | 4SHP18LX160P | 7EC60CX-0*+TDR | A80UH2E110C20 | 57500 | 58500 | 16 | 10 | 8.1 | 1.94 | 65 | 57 | 214729486
AIREASE | 4SHP18LX160P | EAD4X-60D+TDR | EFV20DCA | 55500 | 58000 | 15.5 | 10 | 8.1 | 1.82 | 75 | 65 | 213352650
AIREASE | 4SHP18LX160P | EAD4X-60D+TDR | A96DS2V090C20 | 55500 | 58000 | 16.5 | 10 | 8.1 | 1.82 | 75 | 65 | 213352646
AIREASE | 4SHP18LX136P | 7ED24BX-0*+TDR | EFV12BCA | 23600 | 24000 | 19 | 12.3 | 8.5 | 2.18 | 70 | 69 | 214731016
AIREASE | 4SHP18LX136P | 7ED24BX-0*+TDR | A96DS2V070B16 | 23600 | 24000 | 18.5 | 12.3 | 8.5 | 2.16 | 70 | 69 | 214731013
AIREASE | 4SHP18LX136P | 7ED24BX-0*+TDR | A97DF2E045B12 | 23800 | 24000 | 18 | 12.3 | 8.5 | 2.22 | 71 | 72 | 214731019
AIREASE | 4SHP18LX136P | 7ED48CX-0*+TDR | A96DS2V090C20 | 34400 | 36000 | 19 | 11 | 8.5 | 2.12 | 69 | 56 | 214731039
AIREASE | 4SHP18LX136P | 7ED48CX-0*+TDR | A95DF1E090C16 | 34200 | 36000 | 18.5 | 11.5 | 8.5 | 2.16 | 68 | 55 | 214731037
AIREASE | 4SHP18LX160P | 7ED50/60CX-0*+TDR | A96DF2E110C20 | 46000 | 48000 | 16 | 11 | 8.5 | 2.08 | 75 | 60 | 214731062
ARMSTRONG AIR | 4SHP18LX136P | EAD4X-48C+TDR | A97DSMV090C20 | 34400 | 36000 | 19 | 11 | 8.5 | 2.12 | 69 | 56 | 213352516
ARMSTRONG AIR | 4SHP18LX136P | EAD4X-48C+TDR | A96DS2V090C20 | 34400 | 36000 | 19 | 11 | 8.5 | 2.12 | 69 | 56 | 213352513
AIREASE | 4SHP18LX136P | EA(C;U)1P36A+TDR+TXV | A80UH2E045A12 | 34200 | 34600 | 16 | 10.9 | 8.5 | 2.06 | 66 | 54 | 210821536
AIREASE | 4SHP18LX136P | EA(C;U)1P36A+TDR+TXV | A80UH1E040A12X | 33400 | 34200 | 16 | 10.9 | 8.1 | 2.04 | 65 | 54 | 210821530
AIREASE | 4SHP18LX136P | E*1P36B+TDR+TXV | EFV12BCA | 34600 | 34600 | 16.5 | 11 | 8.5 | 2.2 | 68 | 56 | 210821506
AIREASE | 4SHP18LX136P | E*1P36B+TDR+TXV | A96US2V070B12 | 34800 | 34600 | 18.5 | 10.9 | 8.5 | 2.18 | 69 | 57 | 210821502
AIREASE | 4SHP18LX136P | E*1P36B+TDR+TXV | A96UH1E030B12 | 33800 | 34600 | 16.5 | 10.9 | 8.5 | 2.18 | 67 | 55 | 210821494
AIREASE | 4SHP18LX136P | E*1P36A+TDR+TXV | A80US2V060A12X | 35000 | 34600 | 18.5 | 11 | 8.5 | 2.22 | 68 | 57 | 210821474
AIREASE | 4SHP18LX136P | E*1P36A+TDR+TXV | A80UH1E040A12X | 33800 | 34600 | 17.1 | 10.9 | 8.5 | 2.18 | 67 | 55 | 210821465
AIREASE | 4SHP18LX136P | EAC4X48C+TDR | A97US2V080C20X | 34200 | 34600 | 17.5 | 10.4 | 8.1 | 2.12 | 66 | 54 | 211644197
AIREASE | 4SHP18LX136P | EA(C,U)1P48C+TDR+TXV | A96US2V090C20 | 34200 | 34600 | 17.5 | 10.4 | 8.5 | 2.1 | 63 | 54 | 211644180
AIREASE | 4SHP18LX136P | EA(C,U)1P48C+TDR+TXV | A80US2V100C20X | 34200 | 34600 | 17.5 | 10.9 | 8.1 | 2.12 | 62 | 54 | 211644177
AIREASE | 4SHP18LX136P | E*1P36C+TDR+TXV | A80US2V090C20* | 35000 | 34600 | 18 | 11 | 8.5 | 2.22 | 68 | 57 | 211644160
AIREASE | 4SHP18LX136P | E*1P36B+TDR+TXV | A80US2V090B16* | 35000 | 34600 | 18 | 11 | 8.5 | 2.2 | 68 | 57 | 211644157
AIREASE | 4SHP18LX136P | EAC4X30B+TDR | A96UH1E045B12 | 23800 | 24000 | 17.5 | 12.3 | 8.1 | 1.96 | 66 | 63 | 211644243
AIREASE | 4SHP18LX136P | EAC4X30B+TDR | A80US2V090B12* | 23600 | 24000 | 19 | 12.3 | 8.1 | 1.97 | 64 | 61 | 211644240
AIREASE | 4SHP18LX136P | EA(C,U)1P30B+TDR+TXV | A98USMV070B12 | 23400 | 24000 | 19 | 12.3 | 8.1 | 1.97 | 65 | 62 | 212539200
AIREASE | 4SHP18LX136P | EA(C,U)1P48C+TDR+TXV | A98USMV110C20 | 34200 | 34600 | 17.5 | 10.4 | 8.1 | 2.12 | 63 | 54 | 212539187
AIREASE | 4SHP18LX136P | EAH1P48B+TDR+TXV | A97US2V045B12 | 34200 | 34200 | 19 | 10.9 | 8.1 | 2.08 | 67 | 55 | 212539382
AIREASE | 4SHP18LX136P | EAC4X48C+TDR | A97US2V110C16 | 34200 | 34600 | 17.5 | 10.4 | 8.5 | 2.12 | 66 | 54 | 212539377
AIREASE | 4SHP18LX136P | E*1P36C+TDR+TXV | A97US2V110C16 | 35000 | 34600 | 18 | 11 | 8.5 | 2.22 | 68 | 57 | 212539351
AIREASE | 4SHP18LX136P | E*1P36B+TDR+TXV | A97US2V070B12 | 34800 | 34600 | 18.5 | 10.9 | 8.5 | 2.18 | 69 | 57 | 212539345
AIREASE | 4SHP18LX136P | EAH1P48C+TDR+TXV | EFV16CCA | 34200 | 33800 | 18.5 | 11.5 | 8.5 | 2.1 | 65 | 54 | 212607812
AIREASE | 4SHP18LX136P | EAH1P48C+TDR+TXV | A93UH1E090C16 | 34200 | 34000 | 18 | 11.5 | 8.5 | 2.1 | 65 | 54 | 212607798
AIREASE | 4SHP18LX136P | EAH1P48C+TDR+TXV | A80US2V100C20X | 34600 | 34200 | 18.5 | 11.5 | 8.5 | 2.1 | 65 | 54 | 212607795
AIREASE | 4SHP18LX136P | EAD4X-24B+TDR | A80DF1E070B12 | 23600 | 24000 | 18 | 12.3 | 8.5 | 2.18 | 70 | 69 | 213352498
AIREASE | 4SHP18LX136P | EAD4X-24A+TDR | A80DF1E045A12 | 23600 | 24000 | 19 | 12.3 | 8.5 | 2.16 | 70 | 69 | 213352496
AIREASE | 4SHP18LX136P | BCE7E24M*4X |  | 23600 | 24000 | 18 | 12.3 | 8.5 | 2.12 | 68 | 65 | 213307163
ALLIED | 4HP18V60P | 7ED60DX-0*+TDR | 97G2DF110CV20 | 55000 | 58000 | 15.5 | 10 | 8.1 | 1.84 | 75 | 65 | 214730562
ALLIED | 4HP18V60P | EAD4X-60D+TDR | 80G1DF110CE20 | 56500 | 58000 | 16.5 | 11 | 8.1 | 1.92 | 72 | 62 | 213352634
CENTURY | HRG1836S1P | EA(C,U)1P48C+H4TXV02 | GUH96T090C3M | 33800 | 34400 | 17.5 | 10.4 | 8.5 | 2.12 | 63 | 54 | 207071113
CENTURY | HRG1836S1P | EAH1P30B+TDR+TXV | GUH97M070B3M | 23600 | 24000 | 19 | 12.3 | 8.5 | 2.04 | 65 | 62 | 212604310
CENTURY | HRG1836S1P | E*1P36C+TDR+TXV | GUH97M110C5M | 35000 | 34600 | 18 | 11 | 8.5 | 2.22 | 68 | 56 | 212604293
CENTURY | HRG1836S1P | E*1P36B+TDR+TXV | GUH97M070B3M | 34800 | 34600 | 17.5 | 10.9 | 8.5 | 2.18 | 68 | 57 | 212604289
CENTURY | HRG1860S1P | EA(C,U)1P60C+H4TXV03 | GUH97T090C5M | 57000 | 58500 | 16 | 10 | 8.1 | 1.9 | 64 | 57 | 214831074
CENTURY | HRG1836S1P | EAC4X36B | GUH80C090B4M | 34200 | 34400 | 15.5 | 11 | 8.1 | 2.08 | 66 | 54 | 207071123
CENTURY | HRG1836S1P | 7EH48CX-0*+TDR | GUH97T090C3M | 34400 | 33400 | 19 | 11 | 8.5 | 2.08 | 66 | 55 | 214831067
CENTURY | HRG1836S1P | HCG36V1P |  | 34000 | 34800 | 19 | 11.7 | 8.5 | 2.16 | 63 | 52 | 207071025
COMFORT-AIRE | HRG1836S1P | EAC4X48B | GUH92C045B3M | 33600 | 34600 | 16.5 | 10.4 | 8.1 | 2.08 | 63 | 54 | 207071140
COMFORT-AIRE | HRG1860S1P | EA(C,U)1P60C+H4TXV03 | GUH80C090C5M | 58000 | 57500 | 16.5 | 10.4 | 8.1 | 1.94 | 66 | 58 | 207071471
COMFORT-AIRE | HRG1836S1P | EAH1P30B+H4TXV01 | GUH92C045B3M | 24000 | 24000 | 19 | 12.3 | 8.5 | 2.03 | 66 | 63 | 207071370
COMFORT-AIRE | HRG1836S1P | EAH1P30A+H4TXV01 | GUH80C045A3M | 23800 | 24000 | 18.5 | 12.3 | 8.5 | 2.04 | 65 | 63 | 207071362
COMFORT-AIRE | HRG1836S1P | HMG24F1P+H4TXV01 |  | 23000 | 24000 | 16.5 | 12.3 | 8.1 | 1.84 | 67 | 64 | 207071252
CENTURY | HRG1836S1P | HCG42V1P |  | 34400 | 35000 | 17.5 | 11.7 | 8.5 | 2.18 | 63 | 52 | 207071033
CENTURY | HRG1836S1P | E*1P36B+H4TXV02 | GUH96T045B3M | 34400 | 35600 | 17.5 | 10.4 | 8.5 | 2.18 | 66 | 55 | 207071051
CENTURY | HRG1836S1P | EAD4X-24B+TDR | GDD92C045B3M | 24000 | 24000 | 19 | 12.3 | 8.5 | 2.16 | 70 | 69 | 213379657
COMFORT-AIRE | HRG1860S1P | EA(C,U)1P60D+H4TXV03 | GUH96C135D5M | 58500 | 57500 | 15.2 | 10.4 | 8.1 | 1.96 | 70 | 59 | 209872219
COMFORT-AIRE | HRG1836S1P | E*1P23B+H4TXV01 | GUH96T070B3M | 23200 | 24000 | 19 | 12.3 | 8.1 | 1.91 | 63 | 60 | 207071266
COMFORT-AIRE | HRG1836S1P | EAH1P36B+H4TXV02 | GUH96C070B3M | 31600 | 33400 | 18 | 10.9 | 8.5 | 2.12 | 65 | 55 | 207071178
COMFORT-AIRE | HRG1836S1P | ED1P30/36C+H4TXV02 | GDD96C090C4M | 34600 | 36000 | 17.1 | 12 | 8.1 | 2.06 | 62 | 50 | 207071250
COMFORT-AIRE | HRG1836S1P | ED1P30/36B+H4TXV02 | GDD92C070B3M | 34400 | 36000 | 18 | 11.7 | 8.1 | 2.02 | 62 | 50 | 207071236
COMFORT-AIRE | HRG1836S1P | EAH1P48B+H4TXV02 | GUH96C070B3M | 33400 | 33200 | 17.5 | 11 | 8.5 | 2.1 | 66 | 55 | 207071190
COMFORT-AIRE | HRG1836S1P | EAC4X48C | GUH96C090C4M | 34000 | 34600 | 16 | 10.4 | 8.1 | 2.12 | 62 | 54 | 207071160
COMFORT-AIRE | HRG1836S1P | EAC4X48C | GUH92C110C4M | 34000 | 34400 | 16.5 | 10.9 | 8.1 | 2.14 | 62 | 54 | 207071156
COMFORT-AIRE | HRG1836S1P | EAC4X48B | GUH80C090B4M | 34000 | 34400 | 16 | 10.9 | 8.1 | 2.12 | 63 | 54 | 207071138
COMFORT-AIRE | HRG1836S1P | EAH1P48B+TDR+TXV | GUH97M070B3M | 34200 | 34000 | 18.5 | 11 | 8.1 | 2.1 | 66 | 55 | 212604357
COMFORT-AIRE | HRG1836S1P | EAH1P30B+TDR+TXV | GUH97M070B3M | 23600 | 24000 | 19 | 12.3 | 8.5 | 2.04 | 65 | 62 | 212604356
COMFORT-AIRE | HRG1836S1P | E*1P36C+TDR+TXV | GUH97M090C4M | 34800 | 34600 | 18 | 11 | 8.5 | 2.22 | 68 | 56 | 212604337
COMFORT-AIRE | HRG1836S1P | EAH1P48C+TDR+TXV | GUH97M090C3M | 34400 | 34000 | 19 | 11 | 8.5 | 2.08 | 65 | 54 | 213143875
COMFORT-AIRE | HRG1836S1P | EAC4X48B | GUH80C070B3M | 33800 | 34400 | 16.5 | 10.4 | 8.1 | 2.12 | 63 | 54 | 207071136
COMFORT-AIRE | HRG1836S1P | EA(C,U)1P48B+H4TXV02 | GUH96C045B3M | 32800 | 34000 | 17.1 | 10.4 | 8.1 | 2.08 | 63 | 54 | 207071096
COMFORT-AIRE | HRG1836S1P | EA(C,U)1P48B+H4TXV02 | GUH92C070B3M | 33400 | 34400 | 17.1 | 10.4 | 8.1 | 2.08 | 63 | 54 | 207071094
COMFORT-AIRE | HRG1836S1P | EA(C,U)1P48B+H4TXV02 | GUH92C045B3M | 33600 | 34600 | 16.5 | 10.4 | 8.1 | 2.08 | 63 | 54 | 207071092
COMFORT-AIRE | HRG1836S1P | EA(C,U)1P36B+H4TXV02 | GUH96T070B3M | 34000 | 34600 | 16 | 10.4 | 8.1 | 2.04 | 66 | 54 | 207071086
ARMSTRONG AIR | 4SHP18LX160P | 7EC60CX-0*+TDR | A98USMV090C20 | 57000 | 58500 | 17.1 | 10 | 8.1 | 1.92 | 65 | 57 | 214730199
ARMSTRONG AIR | 4SHP18LX160P | 7EC60CX-0*+TDR | A80UH2E110C20 | 57500 | 58500 | 16 | 10 | 8.1 | 1.94 | 65 | 57 | 214730180
DUCANE | 4HP18V36P | 7EH30BX-0*+TDR | 92G1UH070BE12 | 24000 | 24000 | 19 | 12.3 | 8.5 | 2.04 | 66 | 63 | 214730796
DUCANE | 4HP18V36P | 7EC48CX-0*+TDR | 96G2UH090CE16 | 34200 | 34600 | 15.5 | 10.4 | 8.1 | 2.12 | 63 | 54 | 214730776
DUCANE | 4HP18V36P | 7EC48BX-0*+TDR | 80G2UH090BV16* | 33800 | 34400 | 17.5 | 10.4 | 8.1 | 2.1 | 63 | 54 | 214730759
DUCANE | 4HP18V36P | 7EC48BX-0*+TDR | 80G2UH090BE12 | 34200 | 34600 | 17.1 | 10.4 | 8.1 | 2.12 | 63 | 54 | 214730756
DUCANE | 4HP18V60P | EAD4X-60D+TDR | 96G2DF110CV20 | 55500 | 58000 | 15.5 | 10 | 8.1 | 1.84 | 75 | 65 | 213352654
DUCANE | 4HP18V60P | EAD4X-50/60C+TDR | 96G2DF110CV20 | 46000 | 48000 | 16.5 | 11 | 8.5 | 2.08 | 75 | 60 | 213352611
DUCANE | 4HP18V60P | EAD4X-50/60C+TDR | 96G2DF090CV20 | 46000 | 48000 | 16.5 | 11 | 8.5 | 2.08 | 75 | 60 | 213352609
DUCANE | 4HP18V60P | EA(C,U)1P60C+H4TXV03 | 97G2UH110CE20 | 57000 | 58000 | 16 | 10 | 8.1 | 1.92 | 65 | 57 | 214567139
DUCANE | 4HP18V36P | 7EC48CX-0*+TDR | 97G2UH045BV12 | 33600 | 34600 | 17.1 | 10 | 8.5 | 2.08 | 63 | 54 | 214730779
DUCANE | 4HP18V36P | 7ED48CX-0*+TDR | 97G2DF110CV20 | 34200 | 36000 | 19 | 11 | 8.5 | 2.14 | 69 | 56 | 214730358
DUCANE | 4HP18V36P | 7ED48CX-0*+TDR | EFV16CCA | 34200 | 36000 | 19 | 11.7 | 8.5 | 2.18 | 68 | 55 | 214730338
DUCANE | 4HP18V36P | 7ED24BX-0*+TDR | 97G2DF045BE12 | 24000 | 24000 | 18 | 12.3 | 8.5 | 2.16 | 71 | 70 | 214730321
DUCANE | 4HP18V36P | 7ED24BX-0*+TDR | EFV08BCA | 23000 | 24000 | 17.5 | 12.3 | 8.5 | 2.14 | 70 | 69 | 214730298
DUCANE | 4HP18V60P | EAC4X60C | 92G1UH110CE20 | 57500 | 58000 | 16 | 10.4 | 8.1 | 1.94 | 65 | 57 | 206903692
DUCANE | 4HP18V60P | EAC4X60C | 80G2UH110CV20 | 57000 | 58500 | 16 | 10 | 8.1 | 1.94 | 65 | 57 | 206903691
DUCANE | 4HP18V60P | EA(C,U)1P60C+H4TXV03 | 96G1UH110CE20 | 57500 | 57500 | 16 | 10.4 | 8.1 | 1.92 | 66 | 57 | 206903667
DUCANE | 4HP18V60P | EA(C,U)1P60C+H4TXV03 | 80G1UH110CE20 | 57500 | 57500 | 16.5 | 10 | 8.1 | 1.92 | 66 | 57 | 206903660
DUCANE | 4HP18V36P | 7EC30BX-0*+TDR | 96G2UH045BV12 | 23400 | 24000 | 18.5 | 12.3 | 8.1 | 1.96 | 65 | 62 | 214730739
DUCANE | 4HP18V36P | 7EC30BX-0*+TDR | 92G1UH070BE12 | 24000 | 24000 | 18.5 | 12.3 | 8.1 | 1.97 | 66 | 63 | 214730733
DUCANE | 4HP18V36P | 7EC30/36BX-0*+TDR | 96G2UH070BE12 | 33600 | 34200 | 16 | 10.9 | 8.1 | 2.04 | 66 | 54 | 214730719
DUCANE | 4HP18V36P | 7EC30/36BX-0*+TDR | 96G1UH070BE12 | 33400 | 34200 | 16.5 | 10.9 | 8.1 | 2.06 | 65 | 54 | 214730716
DUCANE | 4HP18V36P | 7EC30/36BX-0*+TDR | 92G1UH045BE12 | 34000 | 34600 | 16 | 10.4 | 8.1 | 2.04 | 66 | 54 | 214730713
DUCANE | 4HP18V36P | 7EC24BX-0*+TDR | 97G2UH030BE08 | 23200 | 24000 | 18.5 | 12.3 | 8.1 | 1.88 | 63 | 60 | 214730693
ALLIED | 4HP18V36P | E*1P36C+H4TXV02 | 92G1UH090CE16 | 34600 | 35200 | 16.5 | 11 | 8.5 | 2.22 | 66 | 55 | 206905896
ALLIED | 4HP18V36P | E*1P36B+H4TXV02 | 96G2UH045BV12 | 34400 | 35600 | 17.5 | 10.4 | 8.5 | 2.18 | 66 | 55 | 206905891
ALLIED | 4HP18V36P | E*1P36B+H4TXV02 | 80G1UH080BE16X | 34600 | 35600 | 15.5 | 10.9 | 8.5 | 2.2 | 66 | 55 | 206905880
ALLIED | 4HP18V36P | E*1P36A+H4TXV02 | 80G1UH060AE12X | 33800 | 34800 | 17.1 | 10.9 | 8.5 | 2.18 | 67 | 55 | 206905874
ALLIED | 4HP18V36P | E*1P23B+H4TXV01 | 96G1UH070BE12 | 23400 | 24000 | 18 | 12.3 | 8.1 | 1.9 | 64 | 61 | 206905868
ALLIED | 4HP18V36P | E*1P23B+H4TXV01 | 80G2UH090BE12 | 23400 | 24000 | 19 | 12.3 | 8.1 | 1.91 | 64 | 60 | 206905860
ALLIED | 4HP18V36P | E*1P23B+H4TXV01 | 80G1UH070BE12 | 23000 | 24000 | 17.5 | 12.3 | 8.1 | 1.91 | 63 | 59 | 206905859
ALLIED | 4HP18V36P | E*1P23A+H4TXV01 | 80G2UH070AE12 | 23400 | 24000 | 19 | 12.3 | 8.1 | 1.91 | 64 | 60 | 206905856
ALLIED | 4HP18V36P | E*1P23A+H4TXV01 | 80G2UH045AE12 | 22800 | 24000 | 18 | 12.3 | 8.1 | 1.9 | 62 | 59 | 206905855
ALLIED | 4HP18V36P | BCE5C18M*1P+H4TXV01 |  | 22000 | 24000 | 17.1 | 12.3 | 8.5 | 1.94 | 64 | 61 | 206905833
ALLIED | 4HP18V60P | 7ED50/60CX-0*+TDR | 96G1DF110CE20 | 46000 | 48000 | 16 | 11.5 | 8.5 | 2.1 | 75 | 60 | 214730514
ALLIED | 4HP18V60P | 7EC60CX-0*+TDR | 96G2UH090CV20 | 57000 | 58500 | 16 | 10 | 8.1 | 1.94 | 65 | 57 | 214729768
ALLIED | 4HP18V60P | 7EC60CX-0*+TDR | 92G1UH110CE20 | 57500 | 58000 | 16 | 10.4 | 8.1 | 1.94 | 65 | 57 | 214729766
ALLIED | 4HP18V60P | EAD4X-60D+TDR | 97G2DF110CE20 | 55500 | 58000 | 15.5 | 10 | 8.1 | 1.84 | 74 | 64 | 213942315
ALLIED | 4HP18V60P | EAD4X-60D+TDR | 96G1DF110CE20 | 55500 | 58000 | 16 | 10 | 8.1 | 1.84 | 75 | 65 | 213352666
ALLIED | 4HP18V36P | 7EH36CX-0*+TDR | 97G2UH090CE16 | 34800 | 34600 | 17.5 | 11 | 8.5 | 2.09 | 68 | 54 | 214729707
ALLIED | 4HP18V36P | 7EH48CX-0*+TDR | 92G1UH090CE12 | 34400 | 34200 | 19 | 11 | 8.5 | 2.1 | 65 | 54 | 214729728
ALLIED | 4HP18V36P | 7EH48BX-0*+TDR | EFV12BCA | 33400 | 33200 | 17.1 | 11 | 8.5 | 2.14 | 66 | 55 | 214729726
ALLIED | 4HP18V36P | 7EH48BX-0*+TDR | 96G2UH070BE12 | 33400 | 33400 | 18 | 11 | 8.5 | 2.1 | 66 | 55 | 214729720
AIREASE | 4SHP18LX136P | 7EH48CX-0*+TDR | A97USMV090C20 + TSTAT | 34600 | 34400 | 19 | 11 | 8.5 | 2.08 | 65 | 54 | 214784699
AIREASE | 4SHP18LX136P | 7EC36BX-0*+TDR | A97US2V040B12X + TSTAT | 34200 | 34600 | 16 | 10.9 | 8.1 | 2.04 | 66 | 54 | 214784679
AIREASE | 4SHP18LX136P | 7EH36CX-0*+TDR | A97US2V080C16X | 35000 | 34600 | 18 | 11 | 8.5 | 2.22 | 68 | 56 | 214729374
AIREASE | 4SHP18LX136P | 7EH36CX-0*+TDR | A96US2V110C16 | 35000 | 34600 | 18 | 11 | 8.5 | 2.22 | 68 | 57 | 214729371
CONCORD | 4HP18V36P | 7EC48BX-0*+TDR | 97G2UH045BE12 | 33400 | 34400 | 17.1 | 10.4 | 8.1 | 2 | 66 | 50 | 214784599
CONCORD | 4HP18V36P | EAH1P36B+H4TXV02 | 96G2UH070BV12 | 32400 | 33800 | 18.5 | 10.9 | 8.5 | 2.12 | 66 | 55 | 206906509
CONCORD | 4HP18V36P | EAH1P36B+H4TXV02 | 80G1UH070BE12 | 32200 | 33600 | 18.5 | 11 | 8.5 | 2.14 | 65 | 55 | 206906494
CONCORD | 4HP18V36P | EAH1P48B+H4TXV02 | 96G2UH045BV12 | 33800 | 33800 | 18 | 10.9 | 8.1 | 2.08 | 66 | 55 | 206906522
CONCORD | 4HP18V36P | EAH1P48B+H4TXV02 | 80G2UH090BE16 | 34400 | 33600 | 17.5 | 11.5 | 8.5 | 2.14 | 66 | 55 | 206906514
CONCORD | 4HP18V36P | EAH1P30B+H4TXV01 | 96G1UH070BE12 | 24000 | 24000 | 18 | 12.3 | 8.5 | 2.03 | 66 | 64 | 206906489
CONCORD | 4HP18V36P | EAH1P30B+H4TXV01 | 96G1UH045BE12 | 24000 | 24000 | 18.5 | 12.3 | 8.5 | 2.03 | 66 | 64 | 206906488
CONCORD | 4HP18V36P | EAC4X48B | 96G2UH070BV12 | 33800 | 34600 | 17.5 | 10.4 | 8.1 | 2.1 | 63 | 54 | 206906461
CONCORD | 4HP18V36P | EAC4X48B | 96G2UH045BV12 | 33600 | 34600 | 17.1 | 10 | 8.1 | 2.08 | 63 | 54 | 206906460
CONCORD | 4HP18V36P | EAC4X48B | 96G1UH045BE12 | 32800 | 34000 | 17.1 | 10.4 | 8.1 | 2.08 | 63 | 54 | 206906458
CONCORD | 4HP18V36P | EAC4X48B | 80G1UH090BE16 | 34000 | 34400 | 16 | 10.9 | 8.1 | 2.12 | 63 | 54 | 206906448
CONCORD | 4HP18V36P | EAC4X36B | EFV12BCA | 34200 | 34400 | 15.2 | 11 | 8.1 | 2.06 | 66 | 54 | 206906445
CONCORD | 4HP18V36P | EAC4X30B | 92G1UH070BE12 | 24000 | 24000 | 18.5 | 12.3 | 8.1 | 1.97 | 66 | 63 | 206906412
CONCORD | 4HP18V36P | EA(C,U)1P48C+H4TXV02 | 96G1UH090CE16 | 34000 | 34600 | 16 | 10.4 | 8.1 | 2.12 | 62 | 54 | 206906377
CONCORD | 4HP18V36P | EA(C,U)1P48C+H4TXV02 | 95G1UH090CE16 | 33800 | 34400 | 16 | 10.4 | 8.1 | 2.1 | 63 | 54 | 206906376
CONCORD | 4HP18V36P | EA(C,U)1P48C+H4TXV02 | 92G1UH090CE12 | 34200 | 34600 | 17.1 | 10.4 | 8.1 | 2.12 | 63 | 54 | 206906372
CONCORD | 4HP18V36P | EA(C,U)1P48B+H4TXV02 | EFV12BCA | 33600 | 34600 | 16 | 10.4 | 8.1 | 2.12 | 63 | 54 | 206906370
CONCORD | 4HP18V36P | EA(C,U)1P36B+H4TXV02 | EFV12BCA | 32800 | 33600 | 15.5 | 10.9 | 8.1 | 2.06 | 65 | 54 | 206906353
CONCORD | 4HP18V36P | EA(C,U)1P36B+H4TXV02 | 96G2UH045BV12 | 33800 | 34800 | 15.5 | 10.4 | 8.1 | 2.02 | 66 | 54 | 206906351
CONCORD | 4HP18V36P | EA(C,U)1P36B+H4TXV02 | 80G2UH090BE16L | 34200 | 34400 | 15.5 | 11 | 8.1 | 2.08 | 66 | 54 | 206906342
CONCORD | 4HP18V36P | EA(C,U)1P36B+H4TXV02 | 80G1UH070BE12 | 34000 | 34400 | 17.1 | 11 | 8.1 | 2.08 | 66 | 54 | 206906337
AIREASE | 4SHP18LX136P | EA(C;U)1P36A+TDR+TXV | A80UH1E060A12X | 33400 | 34200 | 16 | 10.9 | 8.1 | 2.04 | 65 | 54 | 210821534
AIREASE | 4SHP18LX136P | E*1P36B+TDR+TXV | A97US2V040B12X | 34800 | 34600 | 18.5 | 10.9 | 8.5 | 2.18 | 69 | 57 | 210821504
AIREASE | 4SHP18LX136P | E*1P36B+TDR+TXV | A93UH1E030B12 | 34000 | 34600 | 17.1 | 10.9 | 8.5 | 2.18 | 68 | 56 | 210821487
AIREASE | 4SHP18LX136P | E*1P36A+TDR+TXV | A80UH2E045A12 | 34600 | 34600 | 17.5 | 11 | 8.5 | 2.2 | 68 | 56 | 210821472
AIREASE | 4SHP18LX136P | E*1P36A+TDR+TXV | A80UH1E070A12 | 34000 | 34600 | 18 | 11 | 8.5 | 2.2 | 67 | 55 | 210821470
AIREASE | 4SHP18LX136P | E*1P36A+TDR+TXV | A80UH1E045A12 | 34000 | 34600 | 18 | 11 | 8.5 | 2.2 | 67 | 55 | 210821467
AIREASE | 4SHP18LX136P | EAC4X48C+TDR | A97USMV110C20 | 34200 | 34600 | 17.5 | 10.4 | 8.1 | 2.12 | 66 | 54 | 211644199
AIREASE | 4SHP18LX136P | EAC4X48C+TDR | A96US2V110C20 | 34200 | 34600 | 17.5 | 10.4 | 8.1 | 2.12 | 66 | 54 | 211644196
AIREASE | 4SHP18LX136P | EAC4X48C+TDR | A80US2V110C20L | 34200 | 34600 | 17.1 | 10.4 | 8.1 | 2.12 | 66 | 54 | 211644194
AIREASE | 4SHP18LX136P | EA(C,U)1P48C+TDR+TXV | A80US2V110C20L | 34200 | 34600 | 17.1 | 10.4 | 8.1 | 2.12 | 63 | 54 | 211644179
AIREASE | 4SHP18LX136P | EA(C,U)1P48C+TDR+TXV | A80US2V090C20* | 34200 | 34600 | 17.5 | 10.4 | 8.1 | 2.12 | 62 | 54 | 211644176
AIREASE | 4SHP18LX136P | EA(C,U)1P48B+TDR+TXV | A80US2V090B12* | 34200 | 34600 | 18.5 | 10.4 | 8.5 | 2.1 | 63 | 54 | 211644173
AIREASE | 4SHP18LX136P | E*1P36B+TDR+TXV | A80US2V090B12* | 35000 | 34600 | 19 | 11 | 8.5 | 2.22 | 68 | 57 | 211644156
AIREASE | 4SHP18LX136P | ED1P24B+TDR+TXV | A97DSMV070B12 | 22800 | 24000 | 19 | 12.3 | 8.1 | 1.82 | 65 | 61 | 211644259
AIREASE | 4SHP18LX136P | ED1P24B+TDR+TXV | A96DF2E070B16 | 22800 | 24000 | 17.5 | 12.3 | 8.1 | 1.82 | 65 | 62 | 211644256
AIREASE | 4SHP18LX136P | EAC4X48C+TDR | A98USMV110C20 | 34200 | 34600 | 17.5 | 10.4 | 8.1 | 2.12 | 66 | 54 | 212539193
AIREASE | 4SHP18LX136P | EA(C,U)1P36B+TDR+TXV | A98USMV070B12 | 34400 | 34600 | 18 | 10.4 | 8.1 | 2.04 | 67 | 55 | 212539180
AIREASE | 4SHP18LX136P | EAC4X48B+TDR | A97US2V070B12 | 34000 | 34600 | 18 | 10.4 | 8.5 | 2.08 | 66 | 55 | 212539371
AIREASE | 4SHP18LX136P | E*1P36B+TDR+TXV | A97US2V045B12 | 34800 | 34600 | 18.5 | 10.4 | 8.5 | 2.16 | 69 | 58 | 212539343
AIREASE | 4SHP18LX136P | EA(C;U)1P48C+TDR+TXV | A98USMV090C12 | 34200 | 34600 | 18 | 10.4 | 8.5 | 2.1 | 66 | 54 | 212539084
AIREASE | 4SHP18LX136P | EAH1P48C+TDR+TXV | A97USMV110C20 | 34600 | 34400 | 19 | 11 | 8.5 | 2.08 | 65 | 53 | 212607811
AIREASE | 4SHP18LX160P | EAD4X-50/60C+TDR | A97DF2E110C20 | 46000 | 48000 | 16 | 11 | 8.1 | 2 | 73 | 58 | 213927733
AIREASE | 4SHP18LX160P | EAD4X-60D+TDR | A97DF2E110C20 | 55500 | 58000 | 15.5 | 10 | 8.1 | 1.84 | 74 | 64 | 213933431
AIREASE | 4SHP18LX136P | 7ED24BX-0*+TDR | A93DF1E070B12 | 24000 | 24000 | 19 | 12.3 | 8.5 | 2.16 | 70 | 69 | 214731009
AIREASE | 4SHP18LX136P | 7ED24BX-0*+TDR | A80DF1E070B12 | 23600 | 24000 | 18 | 12.3 | 8.5 | 2.18 | 70 | 69 | 214731006
AIREASE | 4SHP18LX160P | 7ED50/60CX-0*+TDR | A97DSMV090C16 | 46000 | 48000 | 17.5 | 11 | 8.5 | 2.06 | 75 | 60 | 214731065
AIREASE | 4SHP18LX160P | 7ED60DX-0*+TDR | EFV20DCA | 55500 | 58000 | 15.5 | 10 | 8.1 | 1.82 | 75 | 65 | 214731092
AIREASE | 4SHP18LX160P | 7ED60DX-0*+TDR | A96DS2V110C20 | 55500 | 58000 | 16.5 | 10 | 8.1 | 1.82 | 75 | 65 | 214731089
AIREASE | 4SHP18LX160P | 7ED60DX-0*+TDR | A96DF1E110C20 | 55500 | 58000 | 16 | 10 | 8.1 | 1.84 | 75 | 65 | 214731086
AIREASE | 4SHP18LX136P | 7EC48BX-0*+TDR | A80UH1E080B16X | 33800 | 34600 | 15.5 | 10.4 | 8.1 | 2.08 | 66 | 54 | 214784615
AIREASE | 4SHP18LX136P | 7EC48BX-0*+TDR | A93UH1E070B12 | 33400 | 34400 | 17.1 | 10.4 | 8.1 | 2.08 | 66 | 54 | 214784635
AIREASE | 4SHP18LX136P | 7EC48BX-0*+TDR | A97UH2E070B12 | 33600 | 34400 | 17.5 | 10.4 | 8.1 | 2.1 | 66 | 54 | 214784655
AIREASE | 4SHP18LX136P | EAH1P30B+TDR+TXV | A97US2V060B12X | 23600 | 24000 | 19 | 12.3 | 8.5 | 2.02 | 65 | 62 | 210822101
AIREASE | 4SHP18LX136P | EAH1P30B+TDR+TXV | A96US2V070B12 | 23600 | 24000 | 19 | 12.3 | 8.5 | 2.04 | 65 | 62 | 210822098
AIREASE | 4SHP18LX136P | EAC4X30B+TDR | A97US2V060B12X | 23400 | 24000 | 18.5 | 12.3 | 8.1 | 1.96 | 65 | 62 | 210822065
AIREASE | 4SHP18LX136P | EAC4X30B+TDR | A97US2V040B12X | 23400 | 24000 | 19 | 12.3 | 8.1 | 1.96 | 65 | 62 | 210822063
AIREASE | 4SHP18LX136P | EAC4X30A+TDR | A80UH1E040A12X | 23800 | 24000 | 18.5 | 12.3 | 8.1 | 1.98 | 66 | 63 | 210822031
COMFORT-AIRE | HRG1836S1P | EAH1P30B+H4TXV01 | GUH96C070B3M | 24000 | 24000 | 18 | 12.3 | 8.5 | 2.03 | 66 | 64 | 207071380
COMFORT-AIRE | HRG1836S1P | EAH1P30B+H4TXV01 | GUH96T070B3M | 23800 | 24000 | 19 | 12.3 | 8.5 | 2.04 | 65 | 62 | 207071366
COMFORT-AIRE | HRG1836S1P | EAC4X30B | GUH92C070B3M | 24000 | 24000 | 18.5 | 12.3 | 8.1 | 1.97 | 66 | 63 | 207071352
COMFORT-AIRE | HRG1836S1P | E*1P23B+H4TXV01 | GUH80C070B3M | 23000 | 24000 | 17.5 | 12.3 | 8.1 | 1.91 | 63 | 59 | 207071268
COMFORT-AIRE | HRG1836S1P | HMG30X1P |  | 24000 | 24000 | 17.5 | 12.3 | 8.5 | 2 | 66 | 64 | 207071256
COMFORT-AIRE | HRG1836S1P | ED1P30/36C+H4TXV02 | GDD92C090C4M | 34600 | 36000 | 17.1 | 12 | 8.1 | 2.04 | 62 | 50 | 207071246
COMFORT-AIRE | HRG1836S1P | ED1P30/36B+H4TXV02 | GDD96C045B3M | 34000 | 36000 | 18 | 11.7 | 8.1 | 2.04 | 61 | 50 | 207071242
COMFORT-AIRE | HRG1836S1P | EAC4X48C | GUH96T090C3M | 33800 | 34400 | 17.5 | 10.4 | 8.5 | 2.12 | 63 | 54 | 207071162
COMFORT-AIRE | HRG1836S1P | EAC4X48C | GUH92C090C3M | 34200 | 34600 | 17.1 | 10.4 | 8.1 | 2.12 | 63 | 54 | 207071152
COMFORT-AIRE | HRG1836S1P | EAC4X36B | GUH96T045B3M | 34000 | 34600 | 16 | 10.4 | 8.1 | 2.04 | 66 | 54 | 207071132
COMFORT-AIRE | HRG1860S1P | EA(C,U)1P60C+TDR+TXV | GUH97M110C5M | 57000 | 57000 | 16 | 10 | 8.1 | 1.9 | 66 | 57 | 212604365
COMFORT-AIRE | HRG1836S1P | EAC4X48C+TDR | GUH97M090C4M | 34000 | 34600 | 18 | 10.4 | 8.5 | 2.12 | 62 | 54 | 212604353
COMFORT-AIRE | HRG1836S1P | E*1P36C+TDR+TXV | GUH97M110C5M | 35000 | 34600 | 18 | 11 | 8.5 | 2.22 | 68 | 56 | 212604339
COMFORT-AIRE | HRG1836S1P | E*1P23B+TDR+TXV | GUH97M070B3M | 23000 | 24000 | 19 | 12.3 | 8.1 | 1.91 | 63 | 60 | 212604334
COMFORT-AIRE | HRG1836S1P | EA(C,U)1P48C+H4TXV02 | GUH92C090C4M | 34000 | 34400 | 16 | 10.4 | 8.1 | 2.12 | 63 | 54 | 207071106
COMFORT-AIRE | HRG1836S1P | E*1P36C+H4TXV02 | GUH96C090C4M | 34600 | 35400 | 16.5 | 11 | 8.5 | 2.22 | 66 | 55 | 207071064
COMFORT-AIRE | HRG1836S1P | E*1P36B+H4TXV02 | GUH96T045B3M | 34400 | 35600 | 17.5 | 10.4 | 8.5 | 2.18 | 66 | 55 | 207071052
COMFORT-AIRE | HRG1836S1P | HMG36F1P+H4TXV01 |  | 34000 | 35400 | 15.5 | 11 | 8.5 | 2.1 | 63 | 53 | 207071028
COMFORT-AIRE | HRG1836S1P | EA(C,U)1P48C+TDR+TXV | GUH97T090C3M | 33800 | 34600 | 17.5 | 10.4 | 8.5 | 2.12 | 62 | 53 | 214831127
COMFORT-AIRE | HRG1836S1P | 7EH30BX-0*+TDR | GUH97T070B3M | 23800 | 24000 | 19 | 12.3 | 8.5 | 2.04 | 65 | 62 | 214831124
COMFORT-AIRE | HRG1836S1P | EA(C,U)1P48B+TDR+TXV | GUH97T070B3M | 33800 | 34600 | 17.5 | 10.4 | 8.5 | 2.1 | 63 | 54 | 214831117
COMFORT-AIRE | HRG1836S1P | EAC4X30B+TDR | GUH97T070B3M | 23400 | 24000 | 19 | 12.3 | 8.1 | 1.97 | 65 | 62 | 214831114
COMFORT-AIRE | HRG1836S1P | EA(C,U)1P48B+TDR+TXV | GUH97T045B3M | 33600 | 34600 | 17.1 | 10 | 8.5 | 2.08 | 63 | 54 | 214831100
COMFORT-AIRE | HRG1836S1P | EA(C,U)1P30B+TDR+TXV | GUH97T045B3M | 23400 | 24000 | 19 | 12.3 | 8.1 | 1.93 | 65 | 62 | 214831095
COMFORT-AIRE | HRG1836S1P | E*1P23B+TDR+TXV | GUH97T045B3M | 23200 | 24000 | 19 | 12.3 | 8.1 | 1.89 | 63 | 60 | 214831093
ALLIED | 4HP18V36P | EAH1P36B+H4TXV02 | 80G2UH090BE12 | 32600 | 33800 | 18 | 11 | 8.5 | 2.14 | 66 | 55 | 206906112
ALLIED | 4HP18V36P | ED1P30/36B+H4TXV02 | 92G1DF045BE12 | 34400 | 36000 | 18 | 11.7 | 8.1 | 2.04 | 62 | 50 | 206906207
ALLIED | 4HP18V36P | ED1P24B+H4TXV01 | EFV12BCA | 22800 | 24000 | 18.5 | 12.3 | 8.1 | 1.83 | 65 | 62 | 206906200
ALLIED | 4HP18V36P | ED1P24B+H4TXV01 | 96G2DF070BV16 | 22800 | 24000 | 18.5 | 12 | 8.1 | 1.83 | 66 | 63 | 206906198
ALLIED | 4HP18V36P | EAH1P30B+H4TXV01 | 92G1UH030BE12 | 23400 | 24000 | 18 | 12.3 | 8.1 | 1.99 | 66 | 63 | 206906096
ALLIED | 4HP18V36P | EAH1P30A+H4TXV01 | 80G2UH070AE12 | 24000 | 24000 | 19 | 12.3 | 8.5 | 2.05 | 66 | 63 | 206906091
ALLIED | 4HP18V36P | EAC4X48C | EFV16CCA | 33600 | 34400 | 16.5 | 10.4 | 8.1 | 2.14 | 63 | 54 | 206906086
ALLIED | 4HP18V36P | EAC4X48C | 96G1UH090CE16 | 34000 | 34600 | 16 | 10.4 | 8.1 | 2.12 | 62 | 54 | 206906084
ALLIED | 4HP18V36P | EAC4X48C | 95G1UH090CE16 | 33800 | 34400 | 16 | 10.4 | 8.1 | 2.1 | 63 | 54 | 206906083
ALLIED | 4HP18V36P | EAC4X48B | 80G2UH090BV16* | 33800 | 34400 | 17.5 | 10.4 | 8.1 | 2.1 | 63 | 54 | 206906067
ALLIED | 4HP18V36P | EAC4X48B | 80G1UH090BE16 | 34000 | 34400 | 16 | 10.9 | 8.1 | 2.12 | 63 | 54 | 206906063
GE | NS18H60MA4-** | NCUC60CT4+TDR | NF97U110M5C-* | 57000 | 57000 | 16 | 10 | 8.1 | 1.9 | 66 | 57 | 213164594
GE | NS18H60MA4-** | NCUC60CT4+TDR | NF97U090M5C-* | 57000 | 57000 | 16 | 10 | 8.1 | 1.9 | 66 | 58 | 213164593
GE | NS18H36MA4-** | ED1P30/36C+TDR+TXV | NF97D090M4C-* | 34600 | 34600 | 18 | 11 | 8.1 | 2 | 65 | 53 | 213164573
GE | NS18H36MA4-** | NCUC48CT4+TDR | NF97U090M4C-* | 34000 | 34600 | 18 | 10.4 | 8.5 | 2.12 | 62 | 54 | 213164556
GE | NS18H36MA4-** | NCUC48CT4+TDR | NF97X080V4C-* | 34000 | 34600 | 17.5 | 10.4 | 8.5 | 2.12 | 62 | 54 | 213164553
GE | NS18H36MA4-** | NCUC48BT4+TDR | NF97U070M3B-* | 33800 | 34600 | 17.5 | 10.4 | 8.1 | 2.08 | 63 | 54 | 213164552
GE | NS18H36MA4-** | NCUU48CP4+TDR+TXV | NF97U090M3C-* | 34000 | 34600 | 18 | 10.4 | 8.5 | 2.1 | 62 | 54 | 213164537
GE | NS18H36MA4-** | NCUU48BP4+TDR+TXV | NF97X060V3B-* | 33800 | 34600 | 17.1 | 10.4 | 8.1 | 2.08 | 63 | 54 | 213164533
GE | NS18H36MA4-** | NCUU48BP4+TDR+TXV | NF97X040V3B-* | 33800 | 34600 | 17.5 | 10.4 | 8.1 | 2.1 | 63 | 54 | 213164532
ARMSTRONG AIR | 4SHP18LX160P | EA(C;U)1P60C+TDR+TXV | A97US2V090C20 | 57000 | 58500 | 17.1 | 10 | 8.1 | 1.92 | 65 | 57 | 212539213
ARMSTRONG AIR | 4SHP18LX160P | EA(C;U)1P60C+TDR+TXV | A98USMV110C20 | 57000 | 58000 | 17.1 | 10 | 8.1 | 1.94 | 66 | 57 | 212538991
ARMSTRONG AIR | 4SHP18LX160P | EA(C;U)1P60C+TDR+TXV | A98USMV090C20 | 57000 | 58500 | 17 | 10 | 8.1 | 1.92 | 65 | 57 | 212538989
ARMSTRONG AIR | 4SHP18LX136P | ED1P24B+TDR+TXV | A96DS2V045B12 | 22800 | 24000 | 18.5 | 12.3 | 8.1 | 1.82 | 65 | 61 | 211632226
ARMSTRONG AIR | 4SHP18LX136P | ED1P24B+TDR+TXV | A96DF1E045B12 | 23000 | 24000 | 18 | 12.3 | 8.1 | 1.83 | 65 | 62 | 211632223
ARMSTRONG AIR | 4SHP18LX136P | EAC4X30B+TDR | A80US2V090B12* | 23600 | 24000 | 19 | 12.3 | 8.1 | 1.97 | 64 | 61 | 211632209
ARMSTRONG AIR | 4SHP18LX136P | E*1P23B+TDR+TXV | A97USMV070B12 | 23000 | 24000 | 19 | 12.3 | 8.1 | 1.9 | 63 | 59 | 211632183
ARMSTRONG AIR | 4SHP18LX136P | EAC4X48C+TDR | A97US2V080C20X | 34200 | 34600 | 17.5 | 10.4 | 8.1 | 2.12 | 66 | 54 | 211631531
ARMSTRONG AIR | 4SHP18LX136P | EAC4X48C+TDR | A80US2V110C20* | 34200 | 34600 | 17.1 | 10.4 | 8.1 | 2.12 | 66 | 54 | 211631524
ARMSTRONG AIR | 4SHP18LX136P | EAC4X48C+TDR | A80US2V090C20* | 34200 | 34600 | 17.5 | 10.4 | 8.1 | 2.12 | 65 | 54 | 211631520
ARMSTRONG AIR | 4SHP18LX136P | EA(C,U)1P48C+TDR+TXV | A80US2V100C20X | 34200 | 34600 | 17.5 | 10.9 | 8.1 | 2.12 | 62 | 54 | 211631487
ARMSTRONG AIR | 4SHP18LX136P | EA(C,U)1P48B+TDR+TXV | A97USMV070B12 | 34000 | 34600 | 18.5 | 10.4 | 8.5 | 2.08 | 66 | 55 | 211631481
ARMSTRONG AIR | 4SHP18LX136P | EA(C,U)1P36B+TDR+TXV | A80US2V090B16* | 34400 | 34600 | 17.5 | 10.4 | 8.1 | 2.04 | 66 | 55 | 211631475
ARMSTRONG AIR | 4SHP18LX136P | E*1P36B+TDR+TXV | A80US2V090B16* | 35000 | 34600 | 18 | 11 | 8.5 | 2.2 | 68 | 57 | 211631447
ARMSTRONG AIR | 4SHP18LX136P | EAH1P30B+TDR+TXV | A96US2V070B12 | 23600 | 24000 | 19 | 12.3 | 8.5 | 2.04 | 65 | 62 | 210740435
ARMSTRONG AIR | 4SHP18LX160P | 7ED60DX-0*+TDR | A80DF1E110C20 | 56000 | 58000 | 16.5 | 10.4 | 8.1 | 1.88 | 73 | 64 | 214731075
ARMSTRONG AIR | 4SHP18LX160P | 7ED50/60CX-0*+TDR | EFV16CCA | 46000 | 48000 | 16.5 | 11.5 | 8.5 | 2.08 | 75 | 60 | 214731058
ARMSTRONG AIR | 4SHP18LX160P | 7ED50/60CX-0*+TDR | A97DSMV090C16 | 46000 | 48000 | 17.5 | 11 | 8.5 | 2.06 | 75 | 60 | 214731055
ARMSTRONG AIR | 4SHP18LX160P | 7ED50/60CX-0*+TDR | A96DF2E110C20 | 46000 | 48000 | 16 | 11 | 8.5 | 2.08 | 75 | 60 | 214731052
ARMSTRONG AIR | 4SHP18LX136P | 7ED48CX-0*+TDR | A97DSMV090C20 | 34400 | 36000 | 19 | 11 | 8.5 | 2.12 | 69 | 56 | 214731032
ALLIED | 4HP18V36P | ED1P30/36C+H4TXV02 | 96G2DF090CE16 | 34400 | 36000 | 16.5 | 11.7 | 8.1 | 2.04 | 62 | 50 | 209332197
ALLIED | 4HP18V36P | EAH1P48B+H4TXV02 | 96G2UH070BE12 | 33400 | 33400 | 18 | 11 | 8.5 | 2.1 | 66 | 55 | 209332189
ALLIED | 4HP18V36P | EAC4X48B | 96G2UH070BE12 | 33400 | 34400 | 17.1 | 10.4 | 8.1 | 2.08 | 63 | 54 | 209332185
ALLIED | 4HP18V36P | EAD4X-24B+TDR | 80G1DF070BE12 | 23600 | 24000 | 18 | 12.3 | 8.5 | 2.18 | 70 | 69 | 213352554
ALLIED | 4HP18V36P | EAC4X30B+TDR | 97G2UH045BE12 | 23800 | 24000 | 17.5 | 12.3 | 8.1 | 2.06 | 66 | 63 | 213934181
ARMSTRONG AIR | 4SHP18LX136P | 7EH36CX-0*+TDR | A97USMV110C20 | 35000 | 34600 | 18 | 11 | 8.5 | 2.22 | 68 | 57 | 214730061
ARMSTRONG AIR | 4SHP18LX136P | 7EH36CX-0*+TDR | A96US2V110C20 | 35000 | 34600 | 18 | 11 | 8.5 | 2.22 | 68 | 57 | 214730044
ARMSTRONG AIR | 4SHP18LX136P | 7EH36CX-0*+TDR | A96US2V110C16 | 35000 | 34600 | 18 | 11 | 8.5 | 2.22 | 68 | 57 | 214730043
ARMSTRONG AIR | 4SHP18LX136P | 7EH36CX-0*+TDR | A96UH2E090C16 | 34800 | 34600 | 16.5 | 11 | 8.5 | 2.22 | 68 | 56 | 214730039
ARMSTRONG AIR | 4SHP18LX136P | 7EC48CX-0*+TDR | A97US2V045B12 | 34000 | 34600 | 17.5 | 10 | 8.1 | 2.06 | 66 | 55 | 214729963
ARMSTRONG AIR | 4SHP18LX136P | 7EC48CX-0*+TDR | A95UH1E070B12 | 32800 | 34000 | 17.1 | 10.4 | 8.1 | 2.02 | 65 | 56 | 214729943
ARMSTRONG AIR | 4SHP18LX136P | 7EC48CX-0*+TDR | A93UH1E070B12 | 33400 | 34400 | 17.1 | 10.4 | 8.1 | 2.08 | 66 | 54 | 214729939
ARMSTRONG AIR | 4SHP18LX136P | 7EC48CX-0*+TDR | A93UH1E045B12 | 33600 | 34600 | 16.5 | 10.4 | 8.1 | 2.08 | 66 | 54 | 214729938
ARMSTRONG AIR | 4SHP18LX136P | E*1P36C+TDR+TXV | A96UH2E090C16 | 34800 | 34600 | 16.5 | 11 | 8.5 | 2.22 | 68 | 56 | 210738104
ARMSTRONG AIR | 4SHP18LX136P | E*1P36C+TDR+TXV | A93UH1E110C16 | 34600 | 34600 | 16.5 | 11 | 8.5 | 2.24 | 67 | 56 | 210738097
ARMSTRONG AIR | 4SHP18LX136P | E*1P36B+TDR+TXV | A80US2V080B16X | 35000 | 34600 | 18.5 | 11 | 8.5 | 2.22 | 68 | 56 | 210738024
ARMSTRONG AIR | 4SHP18LX136P | E*1P36B+TDR+TXV | A80UH2E090B12 | 34800 | 34600 | 17.5 | 11 | 8.5 | 2.22 | 68 | 56 | 210738015
ARMSTRONG AIR | 4SHP18LX136P | BCE5E42M*4X |  | 34000 | 35000 | 18 | 11.5 | 8.5 | 2.16 | 63 | 52 | 210737945
ARMSTRONG AIR | 4SHP18LX136P | BCE7S36 |  | 33600 | 35600 | 19 | 11.7 | 8.5 | 2.14 | 63 | 52 | 210737934
ARMSTRONG AIR | 4SHP18LX136P | BCE7E24M*4X |  | 23600 | 24000 | 18 | 12.3 | 8.5 | 2.12 | 68 | 65 | 213307162
ARMSTRONG AIR | 4SHP18LX136P | EAH1P48C+TDR+TXV | A97US2V080C16X | 34600 | 34200 | 19 | 11.5 | 8.5 | 2.1 | 65 | 54 | 212607780
ARMSTRONG AIR | 4SHP18LX136P | EAH1P48C+TDR+TXV | A96US2V090C20 | 34600 | 34400 | 19 | 11 | 8.5 | 2.08 | 65 | 54 | 212607777
ARMSTRONG AIR | 4SHP18LX136P | EAH1P30B+TDR+TXV | A97US2V060B12X + TSTAT | 23600 | 24000 | 19 | 12.3 | 8.5 | 2.03 | 65 | 63 | 212595639
ARMSTRONG AIR | 4SHP18LX136P | EAC4X30B+TDR | A97USMV070B12 + TSTAT | 23400 | 24000 | 19 | 12.3 | 8.1 | 1.97 | 65 | 62 | 212595637
ARMSTRONG AIR | 4SHP18LX136P | EAC4X48C+TDR | A97USMV110C20 + TSTAT | 34200 | 34600 | 17.5 | 10.9 | 8.1 | 2.14 | 62 | 54 | 212595615
ARMSTRONG AIR | 4SHP18LX136P | EAC4X48C+TDR | A97USMV090C16 + TSTAT | 34000 | 34600 | 18 | 10.4 | 8.5 | 2.12 | 62 | 54 | 212595613
ARMSTRONG AIR | 4SHP18LX136P | EA(C,U)1P48B+TDR+TXV | A97US2V060B12X + TSTAT | 33800 | 34600 | 17.1 | 10.4 | 8.1 | 2.08 | 63 | 54 | 212595596
ARMSTRONG AIR | 4SHP18LX136P | EA(C,U)1P36B+TDR+TXV | A97US2V060B12X + TSTAT | 34200 | 34600 | 16 | 10.4 | 8.1 | 2.02 | 67 | 55 | 212595593
ARMSTRONG AIR | 4SHP18LX136P | E*1P36C+TDR+TXV | A97USMV090C12 + TSTAT | 34800 | 34600 | 18 | 11 | 8.5 | 2.22 | 68 | 56 | 212595588
ARMSTRONG AIR | 4SHP18LX136P | EAH1P30B+TDR+TXV | A97US2V045B12 | 23600 | 24000 | 19 | 12.3 | 8.5 | 2.03 | 65 | 63 | 212539322
ARMSTRONG AIR | 4SHP18LX136P | EAC4X30B+TDR | A97US2V070B12 | 23400 | 24000 | 19 | 12.3 | 8.1 | 1.97 | 65 | 62 | 212539321
ARMSTRONG AIR | 4SHP18LX136P | EAC4X36B+TDR | A97US2V070B12 | 34400 | 34600 | 18 | 10.4 | 8.5 | 2.04 | 67 | 55 | 212539286
ARMSTRONG AIR | 4SHP18LX136P | EA(C;U)1P48C+TDR+TXV | A97US2V090C12 | 34200 | 34600 | 18 | 10.4 | 8.5 | 2.12 | 66 | 54 | 212539279
ARMSTRONG AIR | 4SHP18LX136P | EAH1P30B+TDR+TXV | A98USMV070B12 | 23600 | 24000 | 19 | 12.3 | 8.5 | 2.04 | 65 | 62 | 212539166
ARMSTRONG AIR | 4SHP18LX136P | E*1P23B+TDR+TXV | A98USMV070B12 | 23000 | 24000 | 19 | 12.3 | 8.1 | 1.9 | 63 | 59 | 212539154
ARMSTRONG AIR | 4SHP18LX136P | EAH1P48B+TDR+TXV | A98USMV070B12 | 34400 | 34000 | 19 | 11 | 8.1 | 2.08 | 66 | 55 | 212539153
ARMSTRONG AIR | 4SHP18LX136P | E*1P36B+TDR+TXV | A98USMV070B12 | 34800 | 34600 | 18.5 | 10.9 | 8.5 | 2.18 | 69 | 57 | 212539128
ARMSTRONG AIR | 4SHP18LX136P | EAD4X-24B+TDR | A97DS2V070B16 | 23400 | 24000 | 18.5 | 12.3 | 8.5 | 2.16 | 70 | 69 | 214094618
ARMSTRONG AIR | 4SHP18LX136P | EA(C,U)1P36B+TDR+TXV | A97UH2E045B12 | 33800 | 34400 | 16.5 | 10.9 | 8.1 | 2.04 | 66 | 54 | 213928561
ARMSTRONG AIR | 4SHP18LX136P | EAH1P30B+TDR+TXV | A97UH2E070B12 | 24000 | 24000 | 18.5 | 12.3 | 8.5 | 2.11 | 66 | 63 | 213927715
ARMSTRONG AIR | 4SHP18LX136P | EAC4X30B+TDR | A97UH2E045B12 | 23800 | 24000 | 17.5 | 12.3 | 8.1 | 2.06 | 66 | 63 | 213927712
ARMSTRONG AIR | 4SHP18LX136P | EAD4X-48C+TDR | EFV16CCA | 34200 | 36000 | 19 | 11.7 | 8.5 | 2.18 | 68 | 55 | 213352518
CONCORD | 4HP18V36P | EAC4X48C | EFV16CCA | 33600 | 34400 | 16.5 | 10.4 | 8.1 | 2.14 | 63 | 54 | 206906471
CONCORD | 4HP18V36P | EAC4X48C | 80G2UH110CE16 | 34200 | 34400 | 16 | 10.9 | 8.1 | 2.14 | 63 | 54 | 206906463
CONCORD | 4HP18V36P | EAC4X48B | 96G1UH070BE12 | 33200 | 34200 | 16.5 | 10.4 | 8.1 | 2.1 | 63 | 54 | 206906459
CONCORD | 4HP18V36P | EAC4X36B | 92G1UH030BE12 | 33200 | 34200 | 15.5 | 10.4 | 8.1 | 2.04 | 66 | 54 | 206906436
CONCORD | 4HP18V36P | EAC4X36A | 80G1UH060AE12X | 33400 | 34200 | 16 | 10.9 | 8.1 | 2.04 | 65 | 54 | 206906424
CONCORD | 4HP18V36P | EAC4X36A | 80G1UH045AE12 | 33600 | 34200 | 17.1 | 10.9 | 8.1 | 2.06 | 65 | 54 | 206906423
CONCORD | 4HP18V36P | EA(C,U)1P48C+H4TXV02 | EFV16CCA | 33600 | 34400 | 16.5 | 10.4 | 8.1 | 2.14 | 63 | 54 | 206906379
CONCORD | 4HP18V36P | EA(C,U)1P48C+H4TXV02 | 96G2UH090CV12 | 33800 | 34400 | 17.5 | 10.4 | 8.5 | 2.12 | 63 | 54 | 206906378
CONCORD | 4HP18V36P | EA(C,U)1P48C+H4TXV02 | 92G1UH090CE16 | 34000 | 34400 | 16 | 10.4 | 8.1 | 2.12 | 63 | 54 | 206906373
CONCORD | 4HP18V36P | EA(C,U)1P48B+H4TXV02 | 80G1UH090BE16 | 34000 | 34400 | 16 | 10.9 | 8.1 | 2.12 | 63 | 54 | 206906356
AIREASE | 4SHP18LX136P | EA(C,U)1P48C+TDR+TXV | A97US2V110C20 | 34200 | 34600 | 17.5 | 10.4 | 8.1 | 2.12 | 63 | 54 | 212539458
AIREASE | 4SHP18LX136P | EA(C,U)1P48C+TDR+TXV | A97US2V090C20 | 34200 | 34600 | 17.5 | 10.4 | 8.5 | 2.1 | 63 | 54 | 212539456
AIREASE | 4SHP18LX136P | ED1P24B+TDR+TXV | A97DS2V045B12 | 22800 | 24000 | 18.5 | 12.3 | 8.1 | 1.82 | 65 | 61 | 212539493
AIREASE | 4SHP18LX136P | EAH1P48C+TDR+TXV | A95UH1E090C16 | 34200 | 33800 | 18 | 11.5 | 8.5 | 2.1 | 65 | 54 | 212607799
AIREASE | 4SHP18LX136P | EAH1P48C+TDR+TXV | A80US2V110C20 | 34600 | 34200 | 18.5 | 11 | 8.5 | 2.1 | 65 | 54 | 212607796
AIREASE | 4SHP18LX136P | EAH1P48C+TDR+TXV | A80US2V080C20X | 34600 | 34200 | 19 | 11.5 | 8.5 | 2.1 | 65 | 54 | 212607793
AIREASE | 4SHP18LX136P | EAD4X-24B+TDR | A93DF1E045B12 | 24000 | 24000 | 19 | 12.3 | 8.5 | 2.16 | 70 | 69 | 213352500
AIREASE | 4SHP18LX136P | EAD4X-24A+TDR | A80DS2V070A12 | 23600 | 24000 | 18.5 | 12.3 | 8.5 | 2.16 | 70 | 69 | 213352497
AIREASE | 4SHP18LX136P | EA(C,U)1P30A+TDR+TXV | A80US2V070A12 | 23400 | 24000 | 18.5 | 12.3 | 8.1 | 1.97 | 65 | 62 | 213270492
AIREASE | 4SHP18LX136P | 7EH48CX-0*+TDR | A97USMV090C16 | 34600 | 34200 | 19 | 11 | 8.5 | 2.08 | 65 | 54 | 214729441
AIREASE | 4SHP18LX136P | 7EH48CX-0*+TDR | A97US2V110C16 | 34600 | 33800 | 19 | 11 | 8.5 | 2.08 | 66 | 54 | 214729438
AIREASE | 4SHP18LX136P | 7EH48CX-0*+TDR | A97US2V090C12 | 34600 | 33800 | 19 | 11 | 8.5 | 2.08 | 66 | 55 | 214729435
AIREASE | 4SHP18LX136P | 7EH48CX-0*+TDR | A80US2V090C20 | 34600 | 34400 | 18.5 | 11 | 8.5 | 2.08 | 65 | 53 | 214729418
AIREASE | 4SHP18LX136P | 7EH48BX-0*+TDR | A98USMV070B12 | 34400 | 34000 | 19 | 11 | 8.1 | 2.08 | 66 | 55 | 214729415
AIREASE | 4SHP18LX136P | 7EH48BX-0*+TDR | A80US2V080B16X | 34600 | 33800 | 19 | 11.5 | 8.1 | 2.14 | 66 | 55 | 214729395
AIREASE | 4SHP18LX136P | 7EH30BX-0*+TDR | EFV08BCA | 23400 | 24000 | 17.1 | 12.3 | 8.5 | 1.99 | 65 | 63 | 214729355
AIREASE | 4SHP18LX136P | 7EH30BX-0*+TDR | A97US2V070B12 | 23600 | 24000 | 19 | 12.3 | 8.5 | 2.04 | 65 | 62 | 214729352
AIREASE | 4SHP18LX136P | 7EH30BX-0*+TDR | A80US2V090B16* | 23600 | 24000 | 19 | 12.3 | 8.5 | 2.02 | 65 | 62 | 214729335
AIREASE | 4SHP18LX136P | 7EC48CX-0*+TDR | A97USMV090C16 | 34200 | 34600 | 18 | 10.4 | 8.5 | 2.12 | 66 | 54 | 214729314
AIREASE | 4SHP18LX136P | 7EC48CX-0*+TDR | A97US2V090C16 | 34200 | 34600 | 18 | 10.4 | 8.5 | 2.12 | 66 | 54 | 214729308
AIREASE | 4SHP18LX136P | 7EC48CX-0*+TDR | A96US2V090C16 | 34200 | 34600 | 18 | 10.4 | 8.5 | 2.12 | 66 | 54 | 214729295
AIREASE | 4SHP18LX136P | 7EC48CX-0*+TDR | A80US2V110C20L | 34200 | 34600 | 17.1 | 10.4 | 8.1 | 2.12 | 66 | 54 | 214729275
AIREASE | 4SHP18LX136P | 7EC48CX-0*+TDR | A80US2V080C20X | 34200 | 34600 | 17.5 | 10.9 | 8.5 | 2.14 | 65 | 54 | 214729269
AIREASE | 4SHP18LX136P | 7EC36BX-0*+TDR | A96US2V070B12 | 34400 | 34600 | 18 | 10.4 | 8.5 | 2.04 | 67 | 55 | 214729252
AIREASE | 4SHP18LX136P | 7EC36BX-0*+TDR | A96UH2E045B12 | 33800 | 34400 | 16.5 | 10.9 | 8.1 | 2.04 | 66 | 54 | 214729249
AIREASE | 4SHP18LX136P | 7EC36AX-0*+TDR | A80US2V070A12L | 34400 | 34600 | 17.5 | 10.4 | 8.5 | 2.04 | 67 | 55 | 214729232
AIREASE | 4SHP18LX136P | 7EC36AX-0*+TDR | A80UH2E045A12 | 34200 | 34600 | 16 | 10.9 | 8.5 | 2.06 | 66 | 54 | 214729229
AIREASE | 4SHP18LX136P | 7EC36AX-0*+TDR | A80UH1E045A12 | 33600 | 34200 | 17.1 | 10.9 | 8.5 | 2.06 | 65 | 54 | 214729226
AIREASE | 4SHP18LX136P | 7EC30BX-0*+TDR | A96US2V045B12 | 23400 | 24000 | 18.5 | 12.3 | 8.1 | 1.95 | 65 | 62 | 214729212
AIREASE | 4SHP18LX136P | 7EC30BX-0*+TDR | A96UH2E045B12 | 23800 | 24000 | 17.5 | 12.3 | 8.1 | 1.96 | 66 | 63 | 214729210
AIREASE | 4SHP18LX136P | 7EC30BX-0*+TDR | A93UH1E070B12 | 24000 | 24000 | 18.5 | 12.3 | 8.1 | 1.97 | 66 | 63 | 214729206
AIREASE | 4SHP18LX136P | EAH1P48C+TDR+TXV | A97US2V090C20 | 34600 | 33800 | 19 | 11 | 8.5 | 2.08 | 66 | 55 | 214094654
AIREASE | 4SHP18LX136P | EAD4X-48C+TDR | A93DF1E090C16 | 34200 | 36000 | 18.5 | 11.5 | 8.5 | 2.16 | 68 | 55 | 213352520
AIREASE | 4SHP18LX136P | EA(C,U)1P48B+TDR+TXV | A97UH2E070B12 | 33600 | 34400 | 17.5 | 10.4 | 8.1 | 2.1 | 66 | 54 | 213928579
AIREASE | 4SHP18LX136P | EAC4X36B+TDR | A80UH2E090B16 | 34200 | 34400 | 15.5 | 11 | 8.1 | 2.08 | 66 | 54 | 210821652
AC PRO | 4HP18V60P | 7EC60CX-0*+TDR | 80G1UH100CE20X | 57500 | 58000 | 16.5 | 10 | 8.1 | 1.9 | 66 | 58 | 214729110
AC PRO | 4HP18V60P | EAD4X-60D+TDR | 80G1DF110CE20 | 56500 | 58000 | 16.5 | 11 | 8.1 | 1.92 | 72 | 62 | 213352633
AC PRO | 4HP18V60P | 7ED60DX-0*+TDR | 97G2DF110CV20 | 55000 | 58000 | 15.5 | 10 | 8.1 | 1.84 | 75 | 65 | 214730560
AC PRO | 4HP18V36P | 7ED48CX-0*+TDR | 96G2DF090CV20 | 34200 | 36000 | 19 | 11 | 8.5 | 2.14 | 69 | 55 | 214730348
AC PRO | 4HP18V36P | 7ED24BX-0*+TDR | 97G2DF070BV16 | 23600 | 24000 | 19 | 12.3 | 8.5 | 2.14 | 71 | 70 | 214730331
AC PRO | 4HP18V36P | 7ED24AX-0*+TDR | 80G2DF070AE12 | 24000 | 24000 | 19 | 12.3 | 8.5 | 2.16 | 71 | 70 | 214730291
AC PRO | 4HP18V36P | 7ED24BX-0*+TDR | 96G2DF045BE12 | 24000 | 24000 | 18 | 12.3 | 8.5 | 2.16 | 71 | 70 | 214730311
AC PRO | 4HP18V36P | 7ED24BX-0*+TDR | 92G1DF045BE12 | 24000 | 24000 | 19 | 12.3 | 8.5 | 2.16 | 70 | 69 | 214730308
AC PRO | 4HP18V60P | ED1P50/60C+H4TXV02 | EFV16CCA | 45500 | 46500 | 17.1 | 11.5 | 8.1 | 2 | 65 | 58 | 206906788
AC PRO | 4HP18V60P | EAC4X60C | 96G2UH110CV20 | 57000 | 58000 | 16 | 10 | 8.1 | 1.94 | 66 | 57 | 206906744
AC PRO | 4HP18V60P | EAC4X60C | 92G1UH110CE20 | 57500 | 58000 | 16 | 10.4 | 8.1 | 1.94 | 65 | 57 | 206906739
AC PRO | 4HP18V60P | EA(C,U)1P60C+H4TXV03 | 96G1UH110CE20 | 57500 | 57500 | 16 | 10.4 | 8.1 | 1.92 | 66 | 57 | 206906680
AC PRO | 4HP18V60P | EA(C,U)1P60C+H4TXV03 | 80G2UH110CE20 | 57500 | 58500 | 16 | 10 | 8.1 | 1.94 | 65 | 57 | 206906674
AC PRO | 4HP18V36P | EA(C,U)1P48B+H4TXV02 | 96G2UH070BE12 | 33400 | 34400 | 17.1 | 10.4 | 8.1 | 2.08 | 63 | 54 | 209332152
AC PRO | 4HP18V36P | EA(C,U)1P36B+H4TXV02 | 96G2UH045BE12 | 33800 | 34400 | 16.5 | 10.9 | 8.1 | 2.04 | 66 | 54 | 209332149
AC PRO | 4HP18V36P | E*1P36C+H4TXV02 | 96G2UH090CE16 | 34800 | 35400 | 16.5 | 11 | 8.5 | 2.22 | 66 | 55 | 209332147
AC PRO | 4HP18V36P | EAC4X24B | 96G2UH030BE08 | 23200 | 24000 | 18.5 | 12.3 | 8.1 | 1.88 | 63 | 60 | 209329569
AC PRO | 4HP18V36P | EA(C,U)1P30B+H4TXV01 | 96G2UH030BE08 | 23600 | 24000 | 19 | 12.3 | 8.1 | 1.9 | 63 | 60 | 209329562
AC PRO | 4HP18V36P | ED1P30/36B+H4TXV02 | 96G2DF070BV16 | 34400 | 36000 | 18 | 11 | 8.1 | 2 | 63 | 51 | 206905829
AC PRO | 4HP18V36P | EAH1P48B+H4TXV02 | 96G2UH045BV12 | 33800 | 33800 | 18 | 10.9 | 8.1 | 2.08 | 66 | 55 | 206905752
AC PRO | 4HP18V36P | EAH1P48B+H4TXV02 | 92G1UH045BE12 | 34000 | 33600 | 17.5 | 11 | 8.5 | 2.08 | 67 | 55 | 206905748
AC PRO | 4HP18V36P | EAH1P30B+H4TXV01 | EFV12BCA | 23600 | 24000 | 18.5 | 12.3 | 8.5 | 2.03 | 65 | 62 | 206905723
AC PRO | 4HP18V36P | EAH1P30B+H4TXV01 | 96G1UH070BE12 | 24000 | 24000 | 18 | 12.3 | 8.5 | 2.03 | 66 | 64 | 206905719
AC PRO | 4HP18V36P | EAH1P30B+H4TXV01 | 80G1UH070BE12 | 23800 | 24000 | 18 | 12.3 | 8.5 | 2.04 | 65 | 62 | 206905709
AC PRO | 4HP18V36P | EAH1P30A+H4TXV01 | 80G2UH070AE12L | 24000 | 24000 | 19 | 12.3 | 8.5 | 2.05 | 66 | 63 | 206905707
AC PRO | 4HP18V36P | EAC4X48C | 80G2UH110CE16 | 34200 | 34400 | 16 | 10.9 | 8.1 | 2.14 | 63 | 54 | 206905693
AC PRO | 4HP18V36P | EAC4X48B | 80G2UH090BE16L | 34000 | 34400 | 16.5 | 10.4 | 8.1 | 2.12 | 63 | 54 | 206905681
AC PRO | 4HP18V36P | EAC4X36B | 96G2UH045BV12 | 34000 | 34600 | 16 | 10.4 | 8.1 | 2.04 | 66 | 54 | 206905673
AC PRO | 4HP18V36P | EAC4X36B | 96G1UH070BE12 | 33400 | 34200 | 16.5 | 10.9 | 8.1 | 2.06 | 65 | 54 | 206905672
AC PRO | 4HP18V36P | EAC4X36A | 80G2UH070AE12L | 34000 | 34600 | 16 | 10.9 | 8.1 | 2.06 | 66 | 54 | 206905657
AC PRO | 4HP18V36P | EAC4X36A | 80G1UH045AE12 | 33600 | 34200 | 17.1 | 10.9 | 8.1 | 2.06 | 65 | 54 | 206905653
AC PRO | 4HP18V36P | EAC4X30B | 96G2UH070BV12 | 23400 | 24000 | 19 | 12.3 | 8.1 | 1.97 | 65 | 62 | 206905650
AC PRO | 4HP18V36P | EA(C,U)1P48B+H4TXV02 | 96G2UH070BV12 | 33800 | 34600 | 17.5 | 10.4 | 8.1 | 2.1 | 63 | 54 | 206905599
AC PRO | 4HP18V36P | EA(C,U)1P48B+H4TXV02 | 92G1UH070BE12 | 33400 | 34400 | 17.1 | 10.4 | 8.1 | 2.08 | 63 | 54 | 206905593
AC PRO | 4HP18V36P | EA(C,U)1P48B+H4TXV02 | 80G1UH070BE12 | 33800 | 34400 | 16.5 | 10.4 | 8.1 | 2.12 | 63 | 54 | 206905584
AIREASE | 4SHP18LX136P | EAC4X48C+TDR | A80US2V110C20* | 34200 | 34600 | 17.1 | 10.4 | 8.1 | 2.12 | 66 | 54 | 211644193
AIREASE | 4SHP18LX136P | EAC4X48C+TDR | A80US2V090C20* | 34200 | 34600 | 17.5 | 10.4 | 8.1 | 2.12 | 65 | 54 | 211644191
AIREASE | 4SHP18LX136P | EAC4X36B+TDR | A80US2V090B16* | 34400 | 34600 | 17.5 | 10.9 | 8.1 | 2.06 | 66 | 54 | 211644188
AIREASE | 4SHP18LX136P | EA(C,U)1P48B+TDR+TXV | A97USMV070B12 | 34000 | 34600 | 18.5 | 10.4 | 8.5 | 2.08 | 66 | 55 | 211644174
AIREASE | 4SHP18LX136P | EA(C,U)1P36B+TDR+TXV | A80US2V090B16* | 34400 | 34600 | 17.5 | 10.4 | 8.1 | 2.04 | 66 | 55 | 211644171
AIREASE | 4SHP18LX136P | E*1P36C+TDR+TXV | A97USMV090C20 | 35000 | 34600 | 18 | 11 | 8.5 | 2.22 | 68 | 57 | 211644167
AIREASE | 4SHP18LX136P | ED1P24B+TDR+TXV | A96DS2V045B12 | 22800 | 24000 | 18.5 | 12.3 | 8.1 | 1.82 | 65 | 61 | 211644257
AIREASE | 4SHP18LX136P | ED1P24B+TDR+TXV | A96DF2E045B12 | 22800 | 24000 | 17.5 | 12.3 | 8.1 | 1.82 | 65 | 62 | 211644255
AIREASE | 4SHP18LX136P | ED1P24B+TDR+TXV | A80DF1E070B12 | 22600 | 24000 | 17.5 | 12.3 | 8.1 | 1.83 | 65 | 61 | 211644251
AIREASE | 4SHP18LX136P | E*1P23B+TDR+TXV | A97USMV070B12 | 23000 | 24000 | 19 | 12.3 | 8.1 | 1.9 | 63 | 59 | 211644214
AIREASE | 4SHP18LX136P | EA(C,U)1P48C+TDR+TXV | A98USMV090C20 | 34200 | 34600 | 17.5 | 10.4 | 8.5 | 2.1 | 63 | 54 | 212539185
AIREASE | 4SHP18LX136P | EA(C,U)1P48B+TDR+TXV | A98USMV070B12 | 34000 | 34600 | 18.5 | 10.4 | 8.5 | 2.08 | 66 | 55 | 212539183
AIREASE | 4SHP18LX136P | EA(C;U)1P30B+TDR+TXV | A97US2V045B12 | 23400 | 24000 | 18.5 | 12.3 | 8.1 | 1.95 | 65 | 62 | 212539393
AIREASE | 4SHP18LX136P | EAC4X36B+TDR | A97US2V045B12 | 34200 | 34600 | 17.5 | 10.4 | 8.5 | 2.02 | 68 | 55 | 212539365
AIREASE | 4SHP18LX136P | EA(C;U)1P48B+TDR+TXV | A97US2V045B12 | 34000 | 34600 | 17.5 | 10 | 8.1 | 2.06 | 66 | 55 | 212539356
AIREASE | 4SHP18LX136P | EAC4X48C+TDR | A98USMV090C12 | 34200 | 34600 | 18 | 10.4 | 8.5 | 2.1 | 66 | 54 | 212539095
AIREASE | 4SHP18LX136P | EAC4X48B+TDR | A98USMV070B12 | 34000 | 34600 | 18 | 10.4 | 8.5 | 2.08 | 66 | 55 | 212539092
AIREASE | 4SHP18LX136P | E*1P36C+TDR+TXV | A98USMV090C12 | 35000 | 34600 | 18 | 11 | 8.5 | 2.2 | 68 | 57 | 212539079
AIREASE | 4SHP18LX136P | E*1P36C+TDR+TXV | A97US2V090C20 | 35000 | 34600 | 18 | 11 | 8.5 | 2.22 | 68 | 57 | 212539452
AIREASE | 4SHP18LX136P | EAH1P48C+TDR+TXV | A97USMV090C20 | 34600 | 34400 | 19 | 11 | 8.5 | 2.08 | 65 | 54 | 212607810
AIREASE | 4SHP18LX136P | EAH1P48C+TDR+TXV | A97US2V080C16X | 34600 | 34200 | 19 | 11.5 | 8.5 | 2.1 | 65 | 54 | 212607806
AIREASE | 4SHP18LX136P | EAH1P48C+TDR+TXV | A96UH2E090C16 | 34400 | 34000 | 18 | 11.5 | 8.5 | 2.1 | 65 | 54 | 213281468
AIREASE | 4SHP18LX136P | 7EH48CX-0*+TDR | A96US2V110C20 | 34600 | 34400 | 19 | 11 | 8.5 | 2.08 | 65 | 53 | 214729431
AIREASE | 4SHP18LX136P | 7EH48CX-0*+TDR | A96US2V090C16 | 34600 | 34200 | 19 | 11 | 8.5 | 2.08 | 65 | 54 | 214729428
AIREASE | 4SHP18LX136P | 7EH48CX-0*+TDR | A96UH1E090C16 | 34400 | 34000 | 18 | 11.5 | 8.5 | 2.1 | 65 | 54 | 214729425
AIREASE | 4SHP18LX136P | 7EH48BX-0*+TDR | A97UH2E045B12 | 33600 | 33400 | 18 | 11 | 8.5 | 2.1 | 66 | 55 | 214729408
AIREASE | 4SHP18LX136P | 7EH30BX-0*+TDR | A97UH2E070B12 | 24000 | 24000 | 18.5 | 12.3 | 8.5 | 2.11 | 66 | 63 | 214729348
AIREASE | 4SHP18LX136P | 7EH30BX-0*+TDR | A96US2V070B12 | 23600 | 24000 | 19 | 12.3 | 8.5 | 2.04 | 65 | 62 | 214729345
AIREASE | 4SHP18LX136P | 7EH30BX-0*+TDR | A96UH2E045B12 | 24000 | 24000 | 18 | 12.3 | 8.5 | 2.02 | 66 | 63 | 214729342
AIREASE | 4SHP18LX136P | 7EH30AX-0*+TDR | A80UH1E060A12X | 23800 | 24000 | 19 | 12.3 | 8.5 | 2.04 | 65 | 63 | 214729326
AIREASE | 4SHP18LX136P | 7EC48CX-0*+TDR | A97US2V080C16X | 34200 | 34600 | 18 | 10.4 | 8.5 | 2.12 | 66 | 54 | 214729305
AIREASE | 4SHP18LX136P | 7EC48CX-0*+TDR | A95UH1E090C16 | 33800 | 34400 | 16 | 10.4 | 8.1 | 2.1 | 66 | 54 | 214729284
AIREASE | 4SHP18LX136P | 7EC48CX-0*+TDR | A93UH1E110C16 | 34000 | 34400 | 16.5 | 10.9 | 8.1 | 2.14 | 65 | 54 | 214729282
AIREASE | 4SHP18LX136P | 7EC48CX-0*+TDR | A93UH1E090C12 | 34200 | 34600 | 17.1 | 10.4 | 8.1 | 2.12 | 66 | 54 | 214729280
AIREASE | 4SHP18LX136P | 7EC36BX-0*+TDR | EFV12BCA | 34200 | 34400 | 15.2 | 11 | 8.1 | 2.06 | 66 | 54 | 214729261
AIREASE | 4SHP18LX136P | 7EC36BX-0*+TDR | A80US2V090B16* | 34400 | 34600 | 17.5 | 10.9 | 8.1 | 2.06 | 66 | 54 | 214729242
AIREASE | 4SHP18LX136P | 7EC36BX-0*+TDR | A80US2V090B12* | 34600 | 34600 | 18.5 | 11 | 8.5 | 2.06 | 66 | 54 | 214729240
AIREASE | 4SHP18LX136P | 7EC36AX-0*+TDR | A80UH1E040A12X | 33400 | 34200 | 16 | 10.9 | 8.1 | 2.04 | 65 | 54 | 214729225
AIREASE | 4SHP18LX136P | 7EC30BX-0*+TDR | A97US2V045B12 | 23400 | 24000 | 18.5 | 12.3 | 8.1 | 1.95 | 65 | 62 | 214729218
AIREASE | 4SHP18LX136P | 7EC30BX-0*+TDR | A97UH2E045B12 | 23800 | 24000 | 17.5 | 12.3 | 8.1 | 2.06 | 66 | 63 | 214729215
AIREASE | 4SHP18LX136P | 7EC30BX-0*+TDR | A80UH2E090B12 | 24000 | 24000 | 18.5 | 12.3 | 8.1 | 1.97 | 66 | 63 | 214729199
AIREASE | 4SHP18LX136P | EAH1P30B+TDR+TXV | A96UH1E045B12 | 24000 | 24000 | 18.5 | 12.3 | 8.5 | 2.02 | 66 | 64 | 211644249
AIREASE | 4SHP18LX136P | EAH1P30B+TDR+TXV | A80US2V090B16* | 23600 | 24000 | 19 | 12.3 | 8.5 | 2.02 | 65 | 62 | 211644247
AIREASE | 4SHP18LX136P | EA(C,U)1P30B+TDR+TXV | A97USMV070B12 | 23400 | 24000 | 19 | 12.3 | 8.1 | 1.97 | 65 | 62 | 211644229
AIREASE | 4SHP18LX136P | E*1P36C+TDR+TXV | A98USMV110C20 | 35000 | 34600 | 18 | 11 | 8.5 | 2.22 | 68 | 57 | 212539178
AIREASE | 4SHP18LX136P | EA(C;U)1P30B+TDR+TXV | A97US2V070B12 | 23400 | 24000 | 19 | 12.3 | 8.1 | 1.97 | 65 | 62 | 212539395
AIREASE | 4SHP18LX136P | EA(C;U)1P48C+TDR+TXV | A97US2V090C16 | 34200 | 34600 | 18 | 10.4 | 8.5 | 2.12 | 66 | 54 | 212539362
AIREASE | 4SHP18LX136P | E*1P36C+TDR+TXV | A97US2V090C16 | 35000 | 34600 | 18 | 11 | 8.5 | 2.22 | 68 | 57 | 212539349
AIREASE | 4SHP18LX136P | E*1P36C+TDR+TXV | A98USMV090C16 | 35000 | 34600 | 18 | 11 | 8.5 | 2.22 | 68 | 57 | 212539082
AIREASE | 4SHP18LX136P | EAH1P48C+TDR+TXV | A96US2V110C20 | 34600 | 34400 | 19 | 11 | 8.5 | 2.08 | 65 | 53 | 212607805
AIREASE | 4SHP18LX136P | EAH1P48C+TDR+TXV | A96US2V090C12 | 34600 | 34400 | 19 | 11 | 8.5 | 2.08 | 65 | 54 | 212607801
AIREASE | 4SHP18LX136P | 7EH48CX-0*+TDR | A97USMV110C20 | 34600 | 34400 | 19 | 11 | 8.5 | 2.08 | 65 | 53 | 214729443
AIREASE | 4SHP18LX136P | 7EH48CX-0*+TDR | A97USMV090C12 | 34600 | 34400 | 19 | 11 | 8.5 | 2.08 | 65 | 54 | 214729440
AIREASE | 4SHP18LX136P | 7EH48CX-0*+TDR | A96UH2E090C16 | 34400 | 34000 | 18 | 11.5 | 8.5 | 2.1 | 65 | 54 | 214729426
AIREASE | 4SHP18LX136P | 7EH48CX-0*+TDR | A93UH1E110C16 | 34400 | 33800 | 18.5 | 11.7 | 8.5 | 2.12 | 65 | 54 | 214729423
AIREASE | 4SHP18LX136P | 7EH48CX-0*+TDR | A80US2V110C20 | 34600 | 34200 | 18.5 | 11 | 8.5 | 2.1 | 65 | 54 | 214729420
AIREASE | 4SHP18LX136P | 7EH48BX-0*+TDR | A93UH1E045B12 | 34000 | 33600 | 18.5 | 11 | 8.1 | 2.08 | 67 | 55 | 214729400
AIREASE | 4SHP18LX136P | 7EH30BX-0*+TDR | A96UH1E045B12 | 24000 | 24000 | 18.5 | 12.3 | 8.5 | 2.02 | 66 | 64 | 214729340
AIREASE | 4SHP18LX136P | 7EH30BX-0*+TDR | A93UH1E045B12 | 24000 | 24000 | 19 | 12.3 | 8.5 | 2.03 | 66 | 63 | 214729337
AIREASE | 4SHP18LX136P | 7EC48CX-0*+TDR | A98USMV090C12 | 34200 | 34600 | 18 | 10.4 | 8.5 | 2.1 | 66 | 54 | 214729318
AIREASE | 4SHP18LX136P | 7EC48CX-0*+TDR | A96US2V110C16 | 34200 | 34600 | 17.5 | 10.4 | 8.5 | 2.12 | 66 | 54 | 214729297
AIREASE | 4SHP18LX136P | 7EC48CX-0*+TDR | A96US2V090C12 | 34200 | 34600 | 18 | 10.4 | 8.5 | 2.12 | 66 | 54 | 214729294
AIREASE | 4SHP18LX136P | 7EC48CX-0*+TDR | A80US2V110C20* | 34200 | 34600 | 17.1 | 10.4 | 8.1 | 2.12 | 66 | 54 | 214729276
AIREASE | 4SHP18LX136P | EAC4X30A+TDR | A80UH2E070A12 | 23800 | 24000 | 18.5 | 12.3 | 8.1 | 1.99 | 66 | 63 | 210822040
AIREASE | 4SHP18LX136P | EA(C;U)1P30B+TDR+TXV | A93UH1E070B12 | 24000 | 24000 | 18.5 | 12.3 | 8.1 | 1.97 | 66 | 63 | 210821979
AIREASE | 4SHP18LX136P | EA(C;U)1P30B+TDR+TXV | A93UH1E045B12 | 23800 | 24000 | 18.5 | 12.3 | 8.1 | 1.96 | 66 | 63 | 210821977
AIREASE | 4SHP18LX136P | E*1P23B+TDR+TXV | A96UH2E045B12 | 23400 | 24000 | 17.5 | 12.3 | 8.1 | 1.91 | 64 | 61 | 210821907
AIREASE | 4SHP18LX136P | E*1P23A+TDR+TXV | A80US2V060A12X | 23200 | 24000 | 19 | 12.3 | 8.1 | 1.92 | 63 | 59 | 210821896
AIREASE | 4SHP18LX136P | E*1P23A+TDR+TXV | A80UH2E045A12 | 22800 | 24000 | 18 | 12.3 | 8.1 | 1.9 | 62 | 59 | 210821891
AIREASE | 4SHP18LX136P | BCE5E30M*4X |  | 24000 | 24000 | 17.5 | 12.3 | 8.5 | 2 | 66 | 64 | 210821874
AIREASE | 4SHP18LX136P | BCE5C18M*1P+TXV |  | 22000 | 24000 | 17.1 | 12.3 | 8.5 | 1.94 | 64 | 61 | 210821868
AIREASE | 4SHP18LX136P | ED1P30/36C+TDR+TXV | A97DSMV090C16 | 34800 | 34600 | 19 | 11 | 8.1 | 2 | 66 | 53 | 210821860
AIREASE | 4SHP18LX136P | ED1P30/36B+TDR+TXV | A96DS2V045B12 | 34800 | 34600 | 19 | 11 | 8.1 | 2 | 66 | 53 | 210821846
AIREASE | 4SHP18LX136P | ED1P30/36B+TDR+TXV | A80DF1E070B12 | 34200 | 34600 | 18 | 11.7 | 8.1 | 2.04 | 64 | 51 | 210821834
AIREASE | 4SHP18LX136P | EAH1P48B+TDR+TXV | A97US2V040B12X | 34400 | 34000 | 19 | 11 | 8.1 | 2.08 | 66 | 55 | 210821824
AIREASE | 4SHP18LX136P | EAC4X48C+TDR | A97US2V080C16X | 34200 | 34600 | 18 | 10.4 | 8.5 | 2.12 | 66 | 54 | 210821746
AIREASE | 4SHP18LX136P | EAC4X48C+TDR | A96UH2E090C16 | 34200 | 34600 | 15.5 | 10.4 | 8.1 | 2.12 | 66 | 54 | 210821740
AIREASE | 4SHP18LX136P | EAC4X48C+TDR | A96UH1E090C16 | 34000 | 34600 | 16 | 10.4 | 8.1 | 2.12 | 65 | 54 | 210821738
AIREASE | 4SHP18LX136P | EAC4X48B+TDR | A93UH1E070B12 | 33400 | 34400 | 17.1 | 10.4 | 8.1 | 2.08 | 66 | 54 | 210821706
AIREASE | 4SHP18LX136P | EAC4X48B+TDR | A80US2V090B16 | 34000 | 34600 | 17.5 | 10.4 | 8.1 | 2.1 | 66 | 54 | 210821701
AIREASE | 4SHP18LX136P | EAC4X48B+TDR | A80US2V080B16X | 34200 | 34600 | 18 | 10.4 | 8.5 | 2.12 | 66 | 54 | 210821699
ALLIED | 4HP18V36P | 7ED24BX-0*+TDR | 92G1DF070BE12 | 24000 | 24000 | 19 | 12.3 | 8.5 | 2.16 | 70 | 69 | 214730316
ALLIED | 4HP18V36P | 7ED48CX-0*+TDR | EFV16CCA | 34200 | 36000 | 19 | 11.7 | 8.5 | 2.18 | 68 | 55 | 214730356
ALLIED | 4HP18V36P | 7ED48CX-0*+TDR | 96G1DF090CE16 | 34200 | 36000 | 18.5 | 11.7 | 8.5 | 2.18 | 68 | 55 | 214730353
ALLIED | 4HP18V60P | EAC4X60D | 96G1UH135DE20 | 58500 | 57500 | 15.2 | 10.4 | 8.1 | 1.96 | 70 | 59 | 209338565
AC PRO | 4HP18V36P | 7EC48BX-0*+TDR | 97G2UH070BV12 | 33800 | 34600 | 17.5 | 10.4 | 8.5 | 2.1 | 63 | 54 | 214784609
AC PRO | 4HP18V36P | EAH1P36B+H4TXV02 | 96G2UH045BV12 | 32200 | 34000 | 18 | 10.4 | 8.5 | 2.1 | 66 | 55 | 206905738
AC PRO | 4HP18V36P | EAH1P36B+H4TXV02 | 92G1UH070BE12 | 32200 | 33800 | 17.5 | 11 | 8.5 | 2.12 | 66 | 55 | 206905733
AC PRO | 4HP18V36P | EAH1P36B+H4TXV02 | 80G2UH090BE16L | 32600 | 33800 | 17.1 | 11 | 8.5 | 2.14 | 66 | 55 | 206905729
AC PRO | 4HP18V36P | EAH1P36B+H4TXV02 | 80G1UH090BE16 | 32600 | 33600 | 17.5 | 11 | 8.5 | 2.16 | 65 | 55 | 206905726
AC PRO | 4HP18V36P | EAH1P48B+TDR+TXV | 97G2UH070BV12 | 34000 | 33400 | 18.5 | 11 | 8.5 | 2.1 | 67 | 55 | 214100217
AC PRO | 4HP18V36P | EAD4X-48C+TDR | 97G2DF110CV20 | 34200 | 36000 | 19 | 11 | 8.5 | 2.14 | 69 | 56 | 214100177
AC PRO | 4HP18V36P | EAH1P48C+TDR+TXV | 92G1UH110CE16 | 34400 | 33800 | 18.5 | 11.7 | 8.5 | 2.12 | 65 | 54 | 212607755
AC PRO | 4HP18V36P | EAC4X24B+TDR | 97G2UH030BE08 | 23200 | 24000 | 18.5 | 12.3 | 8.1 | 1.88 | 63 | 60 | 214091889
AC PRO | 4HP18V36P | EAC4X30B+TDR | 97G2UH070BV12 | 23400 | 24000 | 19 | 12.3 | 8.1 | 1.97 | 65 | 62 | 214100157
AC PRO | 4HP18V36P | EA(C,U)1P48B+TDR+TXV | 97G2UH070BE12 | 33600 | 34400 | 17.5 | 10.4 | 8.1 | 2.01 | 66 | 50 | 213936432
AC PRO | 4HP18V36P | EA(C,U)1P36B+TDR+TXV | 97G2UH045BE12 | 33800 | 34400 | 16.5 | 10.9 | 8.1 | 1.95 | 66 | 51 | 213936428
AC PRO | 4HP18V36P | E*1P36B+TDR+TXV | 97G2UH045BE12 | 34200 | 34600 | 17.5 | 10.9 | 8.5 | 2.05 | 67 | 53 | 213936424
AC PRO | 4HP18V36P | EAD4X-24B+TDR | 97G2DF070BE16 | 23800 | 24000 | 18 | 12.3 | 8.5 | 2.16 | 71 | 70 | 213934227
ALLIED | 4HP18V36P | EAH1P30A+TDR+TXV | 80G1UH070AE12 | 23600 | 24000 | 18.5 | 12.3 | 8.5 | 2.05 | 65 | 65 | 212523813
ALLIED | 4HP18V36P | EAC4X30B | 96G2UH030BE08 | 23600 | 24000 | 19 | 12.3 | 8.1 | 1.9 | 63 | 60 | 209329630
ALLIED | 4HP18V36P | EA(C,U)1P36A+H4TXV02 | 80G2UH070AE12 | 34000 | 34600 | 16 | 10.9 | 8.1 | 2.06 | 66 | 54 | 206905949
ALLIED | 4HP18V36P | EA(C,U)1P36A+H4TXV02 | 80G2UH070AE12L | 34000 | 34600 | 16 | 10.9 | 8.1 | 2.06 | 66 | 54 | 206905950
ALLIED | 4HP18V36P | EA(C,U)1P36B+H4TXV02 | 80G2UH090BE12 | 34200 | 34600 | 16.5 | 10.9 | 8.1 | 2.06 | 66 | 54 | 206905955
ALLIED | 4HP18V36P | EA(C,U)1P48B+H4TXV02 | 80G2UH090BE16L | 34000 | 34400 | 16.5 | 10.4 | 8.1 | 2.12 | 63 | 54 | 206905974
ALLIED | 4HP18V36P | EA(C,U)1P48B+H4TXV02 | 80G2UH090BV16* | 33800 | 34400 | 17.5 | 10.4 | 8.1 | 2.1 | 63 | 54 | 206905975
ALLIED | 4HP18V36P | EA(C,U)1P48B+H4TXV02 | 92G1UH070BE12 | 33400 | 34400 | 17.1 | 10.4 | 8.1 | 2.08 | 63 | 54 | 206905978
ALLIED | 4HP18V36P | EAC4X30B | 80G2UH090BE12 | 24000 | 24000 | 18.5 | 12.3 | 8.1 | 1.97 | 66 | 63 | 206906024
ALLIED | 4HP18V36P | EAC4X30B | 92G1UH045BE12 | 23800 | 24000 | 18.5 | 12.3 | 8.1 | 1.96 | 66 | 63 | 206906026
ALLIED | 4HP18V36P | EAC4X48B | 80G1UH070BE12 | 33800 | 34400 | 16.5 | 10.4 | 8.1 | 2.12 | 63 | 54 | 206906061
ALLIED | 4HP18V36P | 7EC30/36AX-0*+TDR | 80G2UH070AE12L | 34000 | 34600 | 16 | 10.9 | 8.1 | 2.06 | 66 | 54 | 214729599
ALLIED | 4HP18V36P | 7EC30/36BX-0*+TDR | 96G2UH070BV12 | 34000 | 34600 | 16.5 | 10.4 | 8.1 | 2.06 | 66 | 54 | 214729615
ALLIED | 4HP18V36P | 7EC30AX-0*+TDR | 80G2UH070AE12 | 23800 | 24000 | 18.5 | 12.3 | 8.1 | 1.97 | 66 | 63 | 214729621
ALLIED | 4HP18V36P | 7EC30BX-0*+TDR | 96G2UH070BV12 | 23400 | 24000 | 19 | 12.3 | 8.1 | 1.97 | 65 | 62 | 214729636
ALLIED | 4HP18V36P | 7EC30BX-0*+TDR | 97G2UH045BE12 | 23800 | 24000 | 17.5 | 12.3 | 8.1 | 2.06 | 66 | 63 | 214729638
ALLIED | 4HP18V36P | 7EC30BX-0*+TDR | 97G2UH070BV12 | 23400 | 24000 | 19 | 12.3 | 8.1 | 1.97 | 65 | 62 | 214729641
ALLIED | 4HP18V36P | 7EC48BX-0*+TDR | 92G1UH030BE12 | 33200 | 34400 | 16.5 | 10 | 8.1 | 2.08 | 63 | 54 | 214729655
ALLIED | 4HP18V36P | 7EC48BX-0*+TDR | 96G1UH070BE12 | 33200 | 34200 | 16.5 | 10.4 | 8.1 | 2.1 | 63 | 54 | 214729659
ALLIED | 4HP18V36P | 7EC48BX-0*+TDR | 96G2UH045BV12 | 33600 | 34600 | 17.1 | 10 | 8.1 | 2.08 | 63 | 54 | 214729661
ALLIED | 4HP18V36P | 7EH30AX-0*+TDR | 80G1UH040AE12X | 23800 | 24000 | 19 | 12.3 | 8.5 | 2.04 | 65 | 63 | 214729679
ALLIED | 4HP18V36P | 7EH30AX-0*+TDR | 80G1UH060AE12X | 23800 | 24000 | 19 | 12.3 | 8.5 | 2.04 | 65 | 63 | 214729681
ALLIED | 4HP18V36P | 7EH30BX-0*+TDR | 96G2UH070BV12 | 23800 | 24000 | 19 | 12.3 | 8.5 | 2.04 | 65 | 62 | 214729699
ALLIED | 4HP18V36P | 7EH30BX-0*+TDR | 97G2UH045BE12 | 24000 | 24000 | 18 | 12.3 | 8.5 | 2.11 | 66 | 63 | 214729701
ALLIED | 4HP18V36P | 7EH30BX-0*+TDR | 97G2UH070BV12 | 23800 | 24000 | 19 | 12.3 | 8.5 | 2.04 | 65 | 62 | 214729704
ALLIED | 4HP18V36P | 7EH48BX-0*+TDR | 96G2UH045BE12 | 33600 | 33400 | 18 | 11 | 8.5 | 2.1 | 66 | 55 | 214729718
ALLIED | 4HP18V36P | 7EH48BX-0*+TDR | 97G2UH045BE12 | 33600 | 33400 | 18 | 11 | 8.5 | 1.99 | 66 | 51 | 214729722
ALLIED | 4HP18V36P | 7EH48BX-0*+TDR | 97G2UH070BE12 | 33800 | 33400 | 19 | 11 | 8.5 | 1.99 | 66 | 51 | 214729724
ALLIED | 4HP18V36P | EAH1P36B+TDR+TXV | 97G2UH070BE12 | 32200 | 33800 | 18.5 | 11 | 8.5 | 1.98 | 66 | 49 | 213936463
ALLIED | 4HP18V60P | EAD4X-50/60C+TDR | 96G2DF110CV20 | 46000 | 48000 | 16.5 | 11 | 8.5 | 2.08 | 75 | 60 | 213352629
ALLIED | 4HP18V60P | 7EC60CX-0*+TDR | 80G1UH100CE20X | 57500 | 58000 | 16.5 | 10 | 8.1 | 1.9 | 66 | 58 | 214729761
ALLIED | 4HP18V60P | 7EC60CX-0*+TDR | 80G2UH110CV20 | 57000 | 58500 | 16 | 10 | 8.1 | 1.94 | 65 | 57 | 214729765
ALLIED | 4HP18V60P | 7ED60DX-0*+TDR | 96G2DF090CV20 | 55500 | 58000 | 15.5 | 10 | 8.1 | 1.82 | 75 | 66 | 214730547
ALLIED | 4HP18V60P | 7ED60DX-0*+TDR | EFV20DCA | 55500 | 58000 | 15.5 | 10 | 8.1 | 1.82 | 75 | 65 | 214730550
ALLIED | 4HP18V60P | 7ED60DX-0*+TDR | 80G1DF110CE20 | 56500 | 58000 | 16.5 | 11 | 8.1 | 1.92 | 72 | 62 | 214730530
ALLIED | 4HP18V36P | BCE5C24M*4X |  | 23000 | 24000 | 16.5 | 12.3 | 8.1 | 1.84 | 67 | 64 | 206905836
ALLIED | 4HP18V36P | BCE5C36M*1P+H4TXV02 |  | 34000 | 35400 | 15.5 | 11 | 8.5 | 2.1 | 63 | 53 | 206905837
ALLIED | 4HP18V36P | BCE5E42M |  | 34000 | 35000 | 18 | 11.5 | 8.5 | 2.16 | 63 | 52 | 206905842
ALLIED | 4HP18V36P | BCE5V18M |  | 23400 | 24000 | 18.5 | 12.3 | 8.5 | 2.04 | 66 | 63 | 206905843
AIREASE | 4SHP18LX136P | 7EH48CX-0*+TDR | A97US2V090C16 | 34600 | 33600 | 19 | 11 | 8.5 | 2.08 | 66 | 55 | 214729436
AIREASE | 4SHP18LX136P | EAH1P48C+TDR+TXV | A80US2V090C20 | 34600 | 34400 | 18.5 | 11 | 8.5 | 2.08 | 65 | 53 | 212607794
CONCORD | 4HP18V36P | E*1P23B+H4TXV01 | 92G1UH070BE12 | 23400 | 24000 | 19 | 12.3 | 8.1 | 1.92 | 64 | 60 | 206906248
CONCORD | 4HP18V36P | E*1P23B+H4TXV01 | EFV12BCA | 23000 | 24000 | 17.5 | 12.3 | 8.1 | 1.92 | 63 | 60 | 206906257
CONCORD | 4HP18V36P | E*1P36B+H4TXV02 | 80G2UH090BV16* | 34400 | 34600 | 17.1 | 10.9 | 8.1 | 2.14 | 66 | 54 | 206906270
CONCORD | 4HP18V36P | E*1P36C+H4TXV02 | 96G2UH090CV12 | 34600 | 35200 | 18 | 11 | 8.5 | 2.22 | 66 | 55 | 206906286
CONCORD | 4HP18V36P | EA(C,U)1P30A+H4TXV01 | 80G2UH070AE12 | 23800 | 24000 | 18.5 | 12.3 | 8.1 | 1.97 | 66 | 63 | 206906313
CONCORD | 4HP18V36P | EA(C,U)1P30B+H4TXV01 | 96G1UH045BE12 | 23800 | 24000 | 17.5 | 12.3 | 8.1 | 1.96 | 66 | 63 | 206906325
CONCORD | 4HP18V36P | EA(C,U)1P36A+H4TXV02 | 80G1UH060AE12X | 33400 | 34200 | 16 | 10.9 | 8.1 | 2.04 | 65 | 54 | 206906332
CONCORD | 4HP18V36P | EA(C,U)1P36B+H4TXV02 | 80G1UH090BE16 | 34200 | 34400 | 15.5 | 11 | 8.1 | 2.08 | 66 | 54 | 206906339
CONCORD | 4HP18V36P | EA(C,U)1P36B+H4TXV02 | 80G2UH090BE12 | 34200 | 34600 | 16.5 | 10.9 | 8.1 | 2.06 | 66 | 54 | 206906340
CONCORD | 4HP18V36P | EA(C,U)1P36B+H4TXV02 | 92G1UH070BE12 | 33800 | 34400 | 16.5 | 10.9 | 8.1 | 2.06 | 66 | 54 | 206906346
CONCORD | 4HP18V36P | EA(C,U)1P48B+H4TXV02 | 96G1UH070BE12 | 33200 | 34200 | 16.5 | 10.4 | 8.1 | 2.1 | 63 | 54 | 206906367
CONCORD | 4HP18V36P | EA(C,U)1P48C+H4TXV02 | 80G2UH110CE16 | 34200 | 34400 | 16 | 10.9 | 8.1 | 2.14 | 63 | 54 | 206906371
CONCORD | 4HP18V36P | EAC4X30A | 80G2UH070AE12L | 23800 | 24000 | 18.5 | 12.3 | 8.1 | 1.97 | 66 | 63 | 206906406
CONCORD | 4HP18V36P | EAC4X30B | 92G1UH045BE12 | 23800 | 24000 | 18.5 | 12.3 | 8.1 | 1.96 | 66 | 63 | 206906411
CONCORD | 4HP18V36P | EAC4X30B | 96G2UH070BV12 | 23400 | 24000 | 19 | 12.3 | 8.1 | 1.97 | 65 | 62 | 206906420
CONCORD | 4HP18V36P | EAC4X30B | EFV12BCA | 23400 | 24000 | 17.5 | 12.3 | 8.1 | 1.98 | 65 | 62 | 206906422
CONCORD | 4HP18V36P | EAC4X36B | 92G1UH070BE12 | 33800 | 34400 | 16.5 | 10.9 | 8.1 | 2.06 | 66 | 54 | 206906438
CONCORD | 4HP18V36P | EAC4X36B | 96G2UH070BV12 | 34000 | 34600 | 16.5 | 10.4 | 8.1 | 2.06 | 66 | 54 | 206906444
CONCORD | 4HP18V36P | EAC4X48B | 80G1UH080BE16X | 33800 | 34800 | 15.5 | 10.4 | 8.1 | 2.08 | 63 | 54 | 206906447
CONCORD | 4HP18V36P | EAC4X48B | 80G2UH090BE12 | 34200 | 34600 | 17.1 | 10.4 | 8.1 | 2.12 | 63 | 54 | 206906449
CONCORD | 4HP18V36P | EAC4X48B | 80G2UH090BV16* | 33800 | 34400 | 17.5 | 10.4 | 8.1 | 2.1 | 63 | 54 | 206906452
CONCORD | 4HP18V36P | EAH1P30A+H4TXV01 | 80G2UH070AV12* | 23800 | 24000 | 19 | 12.3 | 8.5 | 2.05 | 65 | 62 | 206906478
CONCORD | 4HP18V36P | EAH1P30B+H4TXV01 | 92G1UH030BE12 | 23400 | 24000 | 18 | 12.3 | 8.1 | 1.99 | 66 | 63 | 206906481
CONCORD | 4HP18V36P | EAH1P30B+H4TXV01 | EFV08BCA | 23400 | 24000 | 17.1 | 12.3 | 8.5 | 1.99 | 65 | 63 | 206906492
CONCORD | 4HP18V36P | EAH1P48B+H4TXV02 | 92G1UH045BE12 | 34000 | 33600 | 17.5 | 11 | 8.5 | 2.08 | 67 | 55 | 206906518
CONCORD | 4HP18V36P | EAH1P36B+H4TXV02 | 80G2UH090BE12 | 32600 | 33800 | 18 | 11 | 8.5 | 2.14 | 66 | 55 | 206906497
CONCORD | 4HP18V36P | EAH1P36B+H4TXV02 | 96G2UH045BV12 | 32200 | 34000 | 18 | 10.4 | 8.5 | 2.1 | 66 | 55 | 206906508
AIREASE | 4SHP18LX136P | 7EC48CX-0*+TDR | A97US2V070B12 | 34000 | 34600 | 18 | 10.4 | 8.5 | 2.08 | 66 | 55 | 214729304
AIREASE | 4SHP18LX136P | 7EH36CX-0*+TDR | A96UH2E090C16 | 34800 | 34600 | 16.5 | 11 | 8.5 | 2.22 | 68 | 56 | 214729367
AIREASE | 4SHP18LX136P | 7EH36CX-0*+TDR | A96US2V090C20 | 35000 | 34600 | 18 | 11 | 8.5 | 2.22 | 68 | 57 | 214729370
AIREASE | 4SHP18LX136P | 7EH36CX-0*+TDR | A97UH2E090C16 | 34800 | 34600 | 17.5 | 11 | 8.5 | 2.22 | 68 | 56 | 214729373
AIREASE | 4SHP18LX136P | 7EC48BX-0*+TDR | EFV12BCA | 33800 | 34400 | 16 | 10.4 | 8.1 | 2.1 | 66 | 54 | 214784675
AIREASE | 4SHP18LX136P | 7EC30BX-0*+TDR | A97US2V040B12X + TSTAT | 23400 | 24000 | 19 | 12.3 | 8.1 | 1.98 | 65 | 62 | 214784678
AIREASE | 4SHP18LX136P | 7EH48BX-0*+TDR | A97US2V040B12X + TSTAT | 34200 | 34000 | 18.5 | 11 | 8.1 | 2.1 | 66 | 54 | 214784681
AIREASE | 4SHP18LX136P | 7EH48CX-0*+TDR | A97USMV090C12 + TSTAT | 34400 | 34000 | 19 | 11 | 8.5 | 2.08 | 65 | 54 | 214784695
AIREASE | 4SHP18LX136P | 7EC48CX-0*+TDR | A97USMV090C20 + TSTAT | 34200 | 34600 | 17.5 | 10.4 | 8.5 | 2.12 | 63 | 54 | 214784698
CONCORD | 4HP18V36P | 7EH48CX-0*+TDR | 80G2UH110CV20 | 34400 | 34200 | 18.5 | 11 | 8.5 | 2.1 | 65 | 54 | 214730594
CONCORD | 4HP18V36P | 7EH48CX-0*+TDR | 92G1UH110CE16 | 34400 | 33800 | 18.5 | 11.7 | 8.5 | 2.12 | 65 | 54 | 214730597
CONCORD | 4HP18V36P | 7EH36CX-0*+TDR | 97G2UH090CE16 | 34800 | 34600 | 17.5 | 11 | 8.5 | 2.09 | 68 | 54 | 214730574
CONCORD | 4HP18V60P | 7ED60DX-0*+TDR | 80G1DF110CE20 | 56500 | 58000 | 16.5 | 11 | 8.1 | 1.92 | 72 | 62 | 214730528
CONCORD | 4HP18V60P | 7EC60CX-0*+TDR | 80G2UH110CE20L | 57500 | 58500 | 16 | 10 | 8.1 | 1.94 | 65 | 57 | 214730631
CONCORD | 4HP18V60P | 7EC60CX-0*+TDR | 96G1UH110CE20 | 57500 | 57500 | 16 | 10.4 | 8.1 | 1.92 | 66 | 57 | 214730634
CONCORD | 4HP18V60P | 7EC60CX-0*+TDR | 96G2UH110CV20 | 57000 | 58000 | 16 | 10 | 8.1 | 1.94 | 66 | 57 | 214730637
CONCORD | 4HP18V60P | EAD4X-60D+TDR | 96G2DF110CE20 | 55500 | 58000 | 15.5 | 10 | 8.1 | 1.84 | 74 | 64 | 213352658
ARMSTRONG AIR | 4SHP18LX160P | BCE7S60M*4X + TSTAT |  | 57000 | 57000 | 17.1 | 10.4 | 8.5 | 1.96 | 68 | 55 | 213249359
ARMSTRONG AIR | 4SHP18LX136P | 7EC48CX-0*+TDR | A97US2V080C20X + TSTAT | 34200 | 34600 | 17.5 | 10.4 | 8.1 | 2.12 | 63 | 54 | 214729970
ARMSTRONG AIR | 4SHP18LX136P | 7EC48CX-0*+TDR | A97US2V090C20 | 34200 | 34600 | 17.5 | 10.4 | 8.5 | 2.1 | 66 | 54 | 214729973
ARMSTRONG AIR | 4SHP18LX136P | 7EH30AX-0*+TDR | A80UH1E040A12X | 23800 | 24000 | 19 | 12.3 | 8.5 | 2.06 | 65 | 63 | 214729993
ARMSTRONG AIR | 4SHP18LX136P | 7EH30BX-0*+TDR | A96UH1E045B12 | 24000 | 24000 | 18.5 | 12.3 | 8.5 | 2.02 | 66 | 64 | 214730009
ARMSTRONG AIR | 4SHP18LX136P | 7EH30BX-0*+TDR | A96UH2E070B12 | 24000 | 24000 | 18 | 12.3 | 8.5 | 2.02 | 66 | 63 | 214730012
ARMSTRONG AIR | 4SHP18LX136P | 7EH30BX-0*+TDR | A97UH2E070B12 | 24000 | 24000 | 18.5 | 12.3 | 8.5 | 2.11 | 66 | 63 | 214730017
ARMSTRONG AIR | 4SHP18LX136P | 7EH48BX-0*+TDR | A80US2V080B16X | 34600 | 33800 | 19 | 11.5 | 8.1 | 2.14 | 66 | 55 | 214730073
ARMSTRONG AIR | 4SHP18LX136P | 7EH48BX-0*+TDR | A97US2V045B12 | 34200 | 34200 | 19 | 10.9 | 8.1 | 2.08 | 67 | 55 | 214730090
ARMSTRONG AIR | 4SHP18LX136P | 7EH48BX-0*+TDR | A98USMV070B12 | 34400 | 34000 | 19 | 11 | 8.1 | 2.08 | 66 | 55 | 214730096
ARMSTRONG AIR | 4SHP18LX136P | 7EH48CX-0*+TDR | A80US2V100C20X | 34600 | 34200 | 18.5 | 11.5 | 8.5 | 2.1 | 65 | 54 | 214730100
ARMSTRONG AIR | 4SHP18LX136P | 7EH48CX-0*+TDR | A97US2V080C16X | 34600 | 34200 | 19 | 11.5 | 8.5 | 2.1 | 65 | 54 | 214730114
ARMSTRONG AIR | 4SHP18LX136P | 7EH48CX-0*+TDR | A97US2V080C20X | 34600 | 34200 | 18.5 | 11 | 8.5 | 2.08 | 65 | 54 | 214730116
ARMSTRONG AIR | 4SHP18LX136P | 7EH48CX-0*+TDR | A97US2V090C16 | 34600 | 33600 | 19 | 11 | 8.5 | 2.08 | 66 | 55 | 214730119
ARMSTRONG AIR | 4SHP18LX136P | E*1P36B+TDR+TXV | A96US2V070B12 | 34800 | 34600 | 18.5 | 10.9 | 8.5 | 2.18 | 69 | 57 | 210738067
ARMSTRONG AIR | 4SHP18LX136P | EA(C;U)1P36A+TDR+TXV | A80UH1E045A12 | 33600 | 34200 | 17.1 | 10.9 | 8.5 | 2.06 | 65 | 54 | 210738137
ARMSTRONG AIR | 4SHP18LX136P | EA(C;U)1P36A+TDR+TXV | A80UH1E060A12X | 33400 | 34200 | 16 | 10.9 | 8.1 | 2.04 | 65 | 54 | 210738139
ARMSTRONG AIR | 4SHP18LX136P | EA(C;U)1P36B+TDR+TXV | A80UH1E070B12 | 34000 | 34400 | 17.1 | 11 | 8.5 | 2.08 | 66 | 54 | 210738154
ARMSTRONG AIR | 4SHP18LX136P | EA(C;U)1P36B+TDR+TXV | A96US2V045B12 | 34200 | 34600 | 17.5 | 10.4 | 8.5 | 2.02 | 68 | 55 | 210738199
ARMSTRONG AIR | 4SHP18LX136P | EA(C;U)1P48B+TDR+TXV | A80UH1E090B16 | 34000 | 34400 | 16 | 10.9 | 8.1 | 2.12 | 66 | 54 | 210738221
ARMSTRONG AIR | 4SHP18LX136P | EA(C;U)1P48B+TDR+TXV | A80UH2E090B12 | 34200 | 34600 | 17.1 | 10.4 | 8.1 | 2.12 | 66 | 54 | 210738222
ARMSTRONG AIR | 4SHP18LX136P | EA(C;U)1P48B+TDR+TXV | A96US2V070B12 | 34000 | 34600 | 18 | 10.4 | 8.5 | 2.08 | 66 | 55 | 210738287
ARMSTRONG AIR | 4SHP18LX136P | EA(C;U)1P48B+TDR+TXV | A97US2V040B12X | 34000 | 34600 | 18 | 10.4 | 8.1 | 2.08 | 66 | 55 | 210738291
ARMSTRONG AIR | 4SHP18LX136P | EAC4X36A+TDR | A80UH1E045A12 | 33600 | 34200 | 17.1 | 10.9 | 8.5 | 2.06 | 65 | 54 | 210738359
ARMSTRONG AIR | 4SHP18LX136P | EAC4X36A+TDR | A80US2V060A12X | 34400 | 34600 | 18 | 10.9 | 8.5 | 2.06 | 66 | 54 | 210738381
ARMSTRONG AIR | 4SHP18LX136P | EAC4X36B+TDR | A96US2V045B12 | 34200 | 34600 | 17.5 | 10.4 | 8.5 | 2.02 | 68 | 55 | 210738455
ARMSTRONG AIR | 4SHP18LX136P | EAC4X36B+TDR | A97US2V040B12X | 34400 | 34600 | 17.5 | 10.4 | 8.5 | 2.02 | 67 | 55 | 210738463
ARMSTRONG AIR | 4SHP18LX136P | EAC4X36B+TDR | EFV12BCA | 34200 | 34400 | 15.2 | 11 | 8.1 | 2.06 | 66 | 54 | 210738470
ARMSTRONG AIR | 4SHP18LX136P | EAC4X48B+TDR | A96UH2E070B12 | 33400 | 34400 | 17.1 | 10.4 | 8.1 | 2.08 | 66 | 54 | 210738528
ARMSTRONG AIR | 4SHP18LX136P | EAC4X48B+TDR | A96US2V070B12 | 34000 | 34600 | 18 | 10.4 | 8.5 | 2.08 | 66 | 55 | 210738537
ARMSTRONG AIR | 4SHP18LX136P | EAC4X48B+TDR | A97USMV070B12 | 34000 | 34600 | 18 | 10.4 | 8.5 | 2.08 | 66 | 55 | 210738550
ARMSTRONG AIR | 4SHP18LX136P | EAC4X48C+TDR | EFV16CCA | 33600 | 34400 | 16.5 | 10.4 | 8.5 | 2.14 | 66 | 54 | 210738610
ARMSTRONG AIR | 4SHP18LX136P | EAH1P48B+TDR+TXV | A80UH2E090B12 | 34200 | 33600 | 18.5 | 11 | 8.1 | 2.12 | 67 | 55 | 210738700
ARMSTRONG AIR | 4SHP18LX136P | ED1P30/36B+TDR+TXV | A93DF1E045B12 | 34400 | 34600 | 18 | 11.7 | 8.1 | 2.04 | 65 | 52 | 210738756
ARMSTRONG AIR | 4SHP18LX136P | ED1P30/36B+TDR+TXV | A96DF1E070B16 | 34400 | 34600 | 18 | 11.5 | 8.1 | 2.02 | 65 | 53 | 210738765
ARMSTRONG AIR | 4SHP18LX136P | ED1P30/36B+TDR+TXV | A96DS2V045B12 | 34800 | 34600 | 19 | 11 | 8.1 | 2 | 66 | 53 | 210738772
ARMSTRONG AIR | 4SHP18LX136P | BCE7S30M*4X |  | 23400 | 24000 | 19 | 12.3 | 8.5 | 2.15 | 67 | 64 | 210739951
ARMSTRONG AIR | 4SHP18LX136P | E*1P23A+TDR+TXV | A80UH2E045A12 | 22800 | 24000 | 18 | 12.3 | 8.1 | 1.9 | 62 | 59 | 210739970
ARMSTRONG AIR | 4SHP18LX136P | EA(C;U)1P30A+TDR+TXV | A80UH1E040A12X | 23800 | 24000 | 18.5 | 12.3 | 8.1 | 1.96 | 66 | 63 | 210740116
ALLIED | 4HP18V36P | E*1P36C+H4TXV02 | EFV16CCA | 34400 | 35200 | 17.1 | 11 | 8.5 | 2.24 | 66 | 55 | 206905902
ALLIED | 4HP18V36P | EA(C,U)1P30A+H4TXV01 | 80G2UH070AV12* | 23600 | 24000 | 18.5 | 12.3 | 8.1 | 1.98 | 65 | 62 | 206905930
ALLIED | 4HP18V36P | EAC4X48B+TDR | 97G2UH070BV12 | 33800 | 34600 | 17.5 | 10.4 | 8.5 | 2.1 | 63 | 54 | 214100227
ALLIED | 4HP18V36P | EAH1P48B+TDR+TXV | 97G2UH045BV12 | 33800 | 33600 | 18 | 10.9 | 8.5 | 2.08 | 67 | 55 | 214100229
ALLIED | 4HP18V36P | EA(C,U)1P30B+TDR+TXV | 97G2UH045BV12 | 23400 | 24000 | 19 | 12.3 | 8.1 | 1.93 | 65 | 62 | 214100164
ALLIED | 4HP18V36P | EAH1P30B+TDR+TXV | 97G2UH045BV12 | 23600 | 24000 | 19 | 12.3 | 8.5 | 2.03 | 65 | 63 | 214100170
ALLIED | 4HP18V36P | E*1P36B+TDR+TXV | 97G2UH045BE12 | 34200 | 34600 | 17.5 | 10.9 | 8.5 | 2.05 | 67 | 53 | 213936446
ALLIED | 4HP18V36P | EAH1P48B+TDR+TXV | 97G2UH070BE12 | 33800 | 33400 | 19 | 11 | 8.5 | 1.99 | 66 | 51 | 213936465
ALLIED | 4HP18V36P | EAH1P30B+TDR+TXV | 97G2UH045BE12 | 24000 | 24000 | 18 | 12.3 | 8.5 | 2.11 | 66 | 63 | 213934183
CONCORD | 4HP18V36P | 7EH48BX-0*+TDR | 80G1UH070BE12 | 34000 | 33400 | 17.5 | 11 | 8.5 | 2.12 | 66 | 55 | 214730575
CONCORD | 4HP18V36P | 7EH48BX-0*+TDR | 80G2UH090BE16 | 34400 | 33600 | 17.5 | 11.5 | 8.5 | 2.14 | 66 | 55 | 214730578
CONCORD | 4HP18V36P | 7EH48BX-0*+TDR | 97G2UH070BV12 | 34000 | 33400 | 18.5 | 11 | 8.5 | 2.1 | 67 | 55 | 214730592
CONCORD | 4HP18V36P | 7EH48CX-0*+TDR | 92G1UH090CE12 | 34400 | 34200 | 19 | 11 | 8.5 | 2.1 | 65 | 54 | 214730595
CONCORD | 4HP18V36P | 7EH48CX-0*+TDR | 95G1UH080CE16X | 34200 | 34000 | 17.5 | 11 | 8.5 | 2.08 | 65 | 54 | 214730598
CONCORD | 4HP18V36P | 7EC48CX-0*+TDR | 97G2UH045BE12 | 33400 | 34400 | 17.1 | 10.4 | 8.1 | 2 | 66 | 50 | 214730472
CONCORD | 4HP18V60P | 7ED60DX-0*+TDR | 97G2DF110CE20 | 55500 | 58000 | 15.5 | 10 | 8.1 | 1.84 | 74 | 64 | 214730552
CONCORD | 4HP18V60P | 7ED60DX-0*+TDR | 97G2DF110CV20 | 55000 | 58000 | 15.5 | 10 | 8.1 | 1.84 | 75 | 65 | 214730558
CONCORD | 4HP18V60P | 7EC60CX-0*+TDR | 96G2UH090CV20 | 57000 | 58500 | 16 | 10 | 8.1 | 1.94 | 65 | 57 | 214730635
CONCORD | 4HP18V60P | 7EC60DX-0*+TDR | 80G1UH135DE20 | 58500 | 57500 | 16 | 10.4 | 8.1 | 1.92 | 70 | 60 | 214730641
CONCORD | 4HP18V60P | EAD4X-60D+TDR | 96G2DF110CV20 | 55500 | 58000 | 15.5 | 10 | 8.1 | 1.84 | 75 | 65 | 213352659
CONCORD | 4HP18V60P | EAD4X-50/60C+TDR | 80G1DF110CE20 | 47500 | 48000 | 17.1 | 12.3 | 8.5 | 2.22 | 72 | 57 | 213352613
CONCORD | 4HP18V60P | EAD4X-50/60C+TDR | 96G2DF110CV20 | 46000 | 48000 | 16.5 | 11 | 8.5 | 2.08 | 75 | 60 | 213352617
CONCORD | 4HP18V60P | EAD4X-50/60C+TDR | 97G2DF110CE20 | 46000 | 48000 | 16 | 11.5 | 8.5 | 2.1 | 75 | 60 | 213934373
CONCORD | 4HP18V60P | EAC4X60C | 97G2UH090CV20 | 57000 | 58500 | 16 | 10 | 8.1 | 1.9 | 64 | 57 | 214567144
CONCORD | 4HP18V60P | EAD4X-50/60C+TDR | 97G2DF110CV20 | 46000 | 48000 | 16.5 | 11 | 8.5 | 2.08 | 75 | 60 | 214100233
CONCORD | 4HP18V36P | BCE5V36M |  | 34000 | 34800 | 19 | 11.7 | 8.5 | 2.16 | 63 | 52 | 206905447
CONCORD | 4HP18V36P | EA(C,U)1P30B+TDR+TXV | 97G2UH030BE08 | 23600 | 24000 | 19 | 12.3 | 8.1 | 1.9 | 63 | 60 | 214091882
CONCORD | 4HP18V36P | EAC4X30B+TDR | 97G2UH045BV12 | 23400 | 24000 | 19 | 12.3 | 8.1 | 1.96 | 65 | 62 | 214100144
CONCORD | 4HP18V36P | EAH1P30B+TDR+TXV | 97G2UH070BV12 | 23800 | 24000 | 19 | 12.3 | 8.5 | 2.04 | 65 | 62 | 214100147
CONCORD | 4HP18V36P | EA(C,U)1P48B+TDR+TXV | 97G2UH070BE12 | 33600 | 34400 | 17.5 | 10.4 | 8.1 | 2.01 | 66 | 50 | 213936411
CONCORD | 4HP18V36P | EAC4X48B+TDR | 97G2UH045BE12 | 33400 | 34400 | 17.1 | 10.4 | 8.1 | 2 | 66 | 50 | 213936415
CONCORD | 4HP18V36P | EAD4X-48C+TDR | EFV16CCA | 34200 | 36000 | 19 | 11.7 | 8.5 | 2.18 | 68 | 55 | 213352594
CONCORD | 4HP18V36P | EAH1P30B+TDR+TXV | 97G2UH070BE12 | 24000 | 24000 | 18.5 | 12.3 | 8.5 | 2.11 | 66 | 63 | 213934152
CONCORD | 4HP18V36P | EAD4X-24B+TDR | 92G1DF045BE12 | 24000 | 24000 | 19 | 12.3 | 8.5 | 2.16 | 70 | 69 | 213352539
CONCORD | 4HP18V36P | EA(C,U)1P36B+H4TXV02 | 96G2UH045BE12 | 33800 | 34400 | 16.5 | 10.9 | 8.1 | 2.04 | 66 | 54 | 209332203
CONCORD | 4HP18V36P | E*1P23B+H4TXV01 | 96G2UH070BE12 | 23400 | 24000 | 17.5 | 12.3 | 8.1 | 1.91 | 64 | 61 | 209329504
CONCORD | 4HP18V36P | EAC4X30B | 96G2UH030BE08 | 23600 | 24000 | 19 | 12.3 | 8.1 | 1.9 | 63 | 60 | 209329527
CONCORD | 4HP18V36P | BCE5C18M*4X |  | 22000 | 24000 | 17.1 | 12.3 | 8.5 | 1.94 | 64 | 61 | 206906219
CONCORD | 4HP18V36P | BCE7E24M |  | 23200 | 24000 | 18 | 12.3 | 8.5 | 2.1 | 66 | 63 | 206906233
CONCORD | 4HP18V36P | BCE7E36M |  | 33600 | 34600 | 17.5 | 10.9 | 8.5 | 2.24 | 68 | 56 | 206906235
AC PRO | 4HP18V36P | 7EC30/36BX-0*+TDR | 80G2UH090BE16 | 34200 | 34400 | 15.5 | 11 | 8.1 | 2.08 | 66 | 54 | 214728953
AC PRO | 4HP18V36P | EAH1P48C+TDR+TXV | 92G1UH090CE12 | 34400 | 34200 | 19 | 11 | 8.5 | 2.1 | 65 | 54 | 212607832
AC PRO | 4HP18V36P | EAH1P48C+TDR+TXV | 95G1UH090CE16 | 34200 | 33800 | 18 | 11.5 | 8.5 | 2.1 | 65 | 54 | 212607835
AC PRO | 4HP18V36P | EAH1P48C+TDR+TXV | 96G2UH110CV20 | 34600 | 34200 | 19 | 11.5 | 8.5 | 2.1 | 65 | 54 | 212607838
AC PRO | 4HP18V36P | EAD4X-48C+TDR | 95G1DF090CE16 | 34200 | 36000 | 18.5 | 11.5 | 8.5 | 2.16 | 68 | 55 | 213352596
AC PRO | 4HP18V36P | EAC4X48B+TDR | 97G2UH070BE12 | 33600 | 34400 | 17.5 | 10.4 | 8.1 | 2.01 | 66 | 50 | 213936438
AC PRO | 4HP18V36P | EAH1P48B+TDR+TXV | 97G2UH045BE12 | 33600 | 33400 | 18 | 11 | 8.5 | 1.99 | 66 | 51 | 213936442
AC PRO | 4HP18V36P | EA(C,U)1P36B+TDR+TXV | 97G2UH070BV12 | 34000 | 34600 | 16 | 10.4 | 8.5 | 2.04 | 66 | 54 | 214100207
AC PRO | 4HP18V36P | EA(C,U)1P48C+TDR+TXV | 97G2UH090CV12 | 33800 | 34600 | 17.5 | 10.4 | 8.5 | 2.12 | 62 | 53 | 214100210
ALLIED | 4HP18V60P | EA(C,U)1P60C+H4TXV03 | 96G2UH110CE20 | 57000 | 58000 | 16 | 10 | 8.1 | 1.94 | 65 | 57 | 209338559
ALLIED | 4HP18V36P | 7ED48CX-0*+TDR | 97G2DF090CV20 | 34200 | 36000 | 19 | 11 | 8.5 | 2.14 | 69 | 55 | 214730363
ALLIED | 4HP18V60P | EAC4X60C | 92G1UH110CE20 | 57500 | 58000 | 16 | 10.4 | 8.1 | 1.94 | 65 | 57 | 206906927
ALLIED | 4HP18V36P | 7EC24BX-0*+TDR | 96G2UH030BE08 | 23200 | 24000 | 18.5 | 12.3 | 8.1 | 1.88 | 63 | 60 | 214729583
ALLIED | 4HP18V36P | 7EC30/36BX-0*+TDR | 80G1UH070BE12 | 34000 | 34400 | 17.1 | 11 | 8.1 | 2.08 | 66 | 54 | 214729600
ALLIED | 4HP18V36P | 7EC30/36BX-0*+TDR | 80G2UH090BE12 | 34200 | 34600 | 16.5 | 10.9 | 8.1 | 2.06 | 66 | 54 | 214729603
ALLIED | 4HP18V36P | 7EC30AX-0*+TDR | 80G2UH070AV12* | 23600 | 24000 | 18.5 | 12.3 | 8.1 | 1.98 | 65 | 62 | 214729623
ALLIED | 4HP18V36P | 7EC30BX-0*+TDR | 97G2UH045BV12 | 23400 | 24000 | 19 | 12.3 | 8.1 | 1.96 | 65 | 62 | 214729639
ALLIED | 4HP18V36P | 7EC30BX-0*+TDR | EFV12BCA | 23400 | 24000 | 17.5 | 12.3 | 8.1 | 1.98 | 65 | 62 | 214729643
ALLIED | 4HP18V36P | 7EC36BX-0*+TDR | 97G2UH045BE12 | 33800 | 34400 | 16.5 | 10.9 | 8.1 | 1.95 | 66 | 51 | 214729644
ALLIED | 4HP18V36P | 7EC48BX-0*+TDR | EFV12BCA | 33800 | 34400 | 16 | 10.4 | 8.1 | 2.1 | 63 | 54 | 214729664
ALLIED | 4HP18V36P | 7EC48CX-0*+TDR | 92G1UH090CE12 | 34200 | 34600 | 17.1 | 10.4 | 8.1 | 2.12 | 63 | 54 | 214729666
ALLIED | 4HP18V36P | 7EH30AX-0*+TDR | 80G2UH045AE12 | 23400 | 23800 | 18.5 | 12.3 | 8.5 | 2.05 | 65 | 62 | 214729683
ALLIED | 4HP18V36P | 7EH30BX-0*+TDR | 80G1UH070BE12 | 23800 | 24000 | 18 | 12.3 | 8.5 | 2.04 | 65 | 62 | 214729687
ALLIED | 4HP18V36P | 7EH30BX-0*+TDR | 97G2UH070BE12 | 24000 | 24000 | 18.5 | 12.3 | 8.5 | 2.11 | 66 | 63 | 214729703
ALLIED | 4HP18V36P | 7EH48BX-0*+TDR | 80G1UH090BE16 | 34200 | 33400 | 17.5 | 11.5 | 8.5 | 2.14 | 66 | 55 | 214729709
CONCORD | 4HP18V60P | EAC4X60C | 80G1UH090CE20 | 58000 | 57500 | 16.5 | 10.4 | 8.1 | 1.94 | 66 | 58 | 206907109
CONCORD | 4HP18V60P | EAC4X60C | 80G1UH100CE20X | 57500 | 58000 | 16.5 | 10 | 8.1 | 1.9 | 66 | 58 | 206907110
CONCORD | 4HP18V60P | EA(C,U)1P60C+H4TXV03 | 96G2UH110CE20 | 57000 | 58000 | 16 | 10 | 8.1 | 1.94 | 65 | 57 | 209338575
CONCORD | 4HP18V36P | 7ED48CX-0*+TDR | 96G2DF110CV20 | 34200 | 36000 | 19 | 11 | 8.5 | 2.14 | 69 | 56 | 214730343
CONCORD | 4HP18V36P | 7ED24BX-0*+TDR | 97G2DF045BE12 | 24000 | 24000 | 18 | 12.3 | 8.5 | 2.16 | 71 | 70 | 214730323
CONCORD | 4HP18V36P | 7ED24BX-0*+TDR | 96G1DF045BE12 | 24000 | 24000 | 18.5 | 12.3 | 8.5 | 2.16 | 70 | 69 | 214730303
CONCORD | 4HP18V36P | 7ED24BX-0*+TDR | EFV12BCA | 23400 | 24000 | 19 | 12.3 | 8.5 | 2.18 | 70 | 68 | 214730306
CONCORD | 4HP18V60P | EAD4X-60D+TDR | EFV20DCA | 55500 | 58000 | 15.5 | 10 | 8.1 | 1.82 | 75 | 65 | 213352660
CONCORD | 4HP18V60P | EAD4X-50/60C+TDR | 96G1DF110CE20 | 46000 | 48000 | 16 | 11.5 | 8.5 | 2.1 | 75 | 60 | 213352614
CONCORD | 4HP18V60P | EAD4X-50/60C+TDR | 96G2DF090CV20 | 46000 | 48000 | 16.5 | 11 | 8.5 | 2.08 | 75 | 60 | 213352615
CONCORD | 4HP18V36P | EAH1P48B+TDR+TXV | 97G2UH045BV12 | 33800 | 33600 | 18 | 10.9 | 8.5 | 2.08 | 67 | 55 | 214100203
CONCORD | 4HP18V36P | EA(C,U)1P24B+TDR+TXV | 97G2UH030BE08 | 23200 | 24000 | 18.5 | 12.3 | 8.1 | 1.88 | 63 | 60 | 214091881
CONCORD | 4HP18V36P | EAH1P30B+TDR+TXV | 97G2UH045BV12 | 23600 | 24000 | 19 | 12.3 | 8.5 | 2.03 | 65 | 63 | 214100146
CONCORD | 4HP18V36P | E*1P36C+TDR+TXV | 97G2UH090CE16 | 34800 | 34600 | 17.5 | 11 | 8.5 | 2.09 | 68 | 54 | 213936405
CONCORD | 4HP18V36P | EA(C,U)1P48B+TDR+TXV | 97G2UH045BE12 | 33400 | 34400 | 17.1 | 10.4 | 8.1 | 2 | 66 | 50 | 213936409
CONCORD | 4HP18V36P | EAC4X36B+TDR | 97G2UH070BE12 | 33800 | 34400 | 17.1 | 10.9 | 8.5 | 1.95 | 66 | 51 | 213936413
CONCORD | 4HP18V36P | EAC4X36B | 95G1UH070BE12 | 33200 | 34000 | 16.5 | 10.9 | 8.1 | 2.04 | 66 | 54 | 207765936
CONCORD | 4HP18V36P | EAD4X-48C+TDR | 96G1DF090CE16 | 34200 | 36000 | 18.5 | 11.7 | 8.5 | 2.18 | 68 | 55 | 213352591
CONCORD | 4HP18V36P | EAD4X-48C+TDR | 96G2DF110CV20 | 34200 | 36000 | 19 | 11 | 8.5 | 2.14 | 69 | 56 | 213352593
CONCORD | 4HP18V36P | EAH1P30B+TDR+TXV | 97G2UH045BE12 | 24000 | 24000 | 18 | 12.3 | 8.5 | 2.11 | 66 | 63 | 213934150
CONCORD | 4HP18V36P | EAD4X-24B+TDR | 80G1DF070BE12 | 23600 | 24000 | 18 | 12.3 | 8.5 | 2.18 | 70 | 69 | 213352538
CONCORD | 4HP18V36P | ED1P30/36B+TDR+TXV | EFV12BCA | 33800 | 36000 | 17.1 | 11.7 | 8.1 | 2.06 | 61 | 49 | 212523818
CONCORD | 4HP18V36P | E*1P36B+H4TXV02 | 96G2UH045BE12 | 34200 | 35200 | 17.5 | 10.9 | 8.5 | 2.2 | 66 | 55 | 209332199
CONCORD | 4HP18V36P | E*1P36C+H4TXV02 | 96G2UH090CE16 | 34800 | 35400 | 16.5 | 11 | 8.5 | 2.22 | 66 | 55 | 209332201
CONCORD | 4HP18V36P | EA(C,U)1P48B+H4TXV02 | 96G2UH070BE12 | 33400 | 34400 | 17.1 | 10.4 | 8.1 | 2.08 | 63 | 54 | 209332206
CONCORD | 4HP18V36P | E*1P23B+H4TXV01 | 96G2UH045BE12 | 23400 | 24000 | 17.5 | 12.3 | 8.1 | 1.91 | 64 | 61 | 209329502
CONCORD | 4HP18V36P | EA(C,U)1P24B+H4TXV01 | 96G2UH030BE08 | 23200 | 24000 | 18.5 | 12.3 | 8.1 | 1.88 | 63 | 60 | 209329506
CONCORD | 4HP18V36P | BCE7E18M |  | 23200 | 24000 | 19 | 12.3 | 8.5 | 2.03 | 64 | 61 | 206906232
CONCORD | 4HP18V36P | E*1P23A+H4TXV01 | 80G2UH070AV12* | 23200 | 24000 | 19 | 12.3 | 8.1 | 1.92 | 63 | 60 | 206906243
CONCORD | 4HP18V60P | EAC4X60C | 92G1UH110CE20 | 57500 | 58000 | 16 | 10.4 | 8.1 | 1.94 | 65 | 57 | 206907115
CONCORD | 4HP18V60P | EAC4X60C | 96G2UH090CV20 | 57000 | 58500 | 16 | 10 | 8.1 | 1.94 | 65 | 57 | 206907119
CONCORD | 4HP18V60P | EAC4X60D | EFV20DCA | 58000 | 57500 | 15.5 | 10 | 8.1 | 1.96 | 70 | 60 | 206907124
CONCORD | 4HP18V60P | EAC4X60C | 96G2UH110CE20 | 57000 | 58000 | 16 | 10 | 8.1 | 1.94 | 65 | 57 | 209338580
CONCORD | 4HP18V36P | 7ED48CX-0*+TDR | 96G2DF090CV20 | 34200 | 36000 | 19 | 11 | 8.5 | 2.14 | 69 | 55 | 214730342
CONCORD | 4HP18V36P | 7ED24BX-0*+TDR | 92G1DF045BE12 | 24000 | 24000 | 19 | 12.3 | 8.5 | 2.16 | 70 | 69 | 214730301
CONCORD | 4HP18V36P | 7ED24BX-0*+TDR | EFV08BCA | 23000 | 24000 | 17.5 | 12.3 | 8.5 | 2.14 | 70 | 69 | 214730305
CONCORD | 4HP18V60P | BCE7E48M |  | 46000 | 49500 | 16.5 | 11 | 8.1 | 2.06 | 65 | 56 | 206906987
CONCORD | 4HP18V60P | EA(C,U)1P60C+H4TXV03 | 92G1UH110CE20 | 57500 | 58000 | 16 | 10.4 | 8.1 | 1.94 | 65 | 57 | 206907053
CONCORD | 4HP18V36P | 7EC24BX-0*+TDR | 96G2UH030BE08 | 23200 | 24000 | 18.5 | 12.3 | 8.1 | 1.88 | 63 | 60 | 214730382
CONCORD | 4HP18V36P | 7EC30/36BX-0*+TDR | 80G2UH090BE12 | 34200 | 34600 | 16.5 | 10.9 | 8.1 | 2.06 | 66 | 54 | 214730402
CONCORD | 4HP18V36P | 7EC30/36BX-0*+TDR | 80G2UH090BV16* | 34400 | 34600 | 17.1 | 10.9 | 8.1 | 2.04 | 66 | 54 | 214730405
CONCORD | 4HP18V36P | 7EC30/36BX-0*+TDR | 92G1UH070BE12 | 33800 | 34400 | 16.5 | 10.9 | 8.1 | 2.06 | 66 | 54 | 214730408
ARMSTRONG AIR | 4SHP18LX136P | EAC4X30A+TDR | A80UH1E060A12X | 23800 | 24000 | 18.5 | 12.3 | 8.1 | 1.96 | 66 | 63 | 210740289
ARMSTRONG AIR | 4SHP18LX136P | EAH1P30A+TDR+TXV | A80UH2E045A12 | 23400 | 24000 | 18.5 | 12.3 | 8.5 | 2.05 | 64 | 61 | 210740387
ARMSTRONG AIR | 4SHP18LX136P | EAH1P30A+TDR+TXV | A80UH2E070A12 | 24000 | 24000 | 19 | 12.3 | 8.5 | 2.06 | 66 | 63 | 210740391
ARMSTRONG AIR | 4SHP18LX136P | EAH1P30B+TDR+TXV | A93UH1E030B12 | 23400 | 24000 | 18 | 12.3 | 8.1 | 1.99 | 66 | 63 | 210740403
ARMSTRONG AIR | 4SHP18LX136P | E*1P36C+TDR+TXV | A80US2V100C20X | 35000 | 34600 | 18 | 11 | 8.5 | 2.22 | 68 | 56 | 211631455
ARMSTRONG AIR | 4SHP18LX136P | E*1P36C+TDR+TXV | A96US2V090C20 | 35000 | 34600 | 18 | 11 | 8.5 | 2.22 | 68 | 57 | 211631461
ARMSTRONG AIR | 4SHP18LX136P | E*1P36C+TDR+TXV | A97USMV090C20 | 35000 | 34600 | 18 | 11 | 8.5 | 2.22 | 68 | 57 | 211631467
ARMSTRONG AIR | 4SHP18LX136P | EAD4X-48C+TDR | A93DF1E090C16 | 34200 | 36000 | 18.5 | 11.5 | 8.5 | 2.16 | 68 | 55 | 213352510
ARMSTRONG AIR | 4SHP18LX136P | EAD4X-48C+TDR | A96DS2V110C20 | 34400 | 36000 | 19 | 11 | 8.5 | 2.14 | 69 | 56 | 213352514
ARMSTRONG AIR | 4SHP18LX136P | E*1P23B+TDR+TXV | A97UH2E070B12 | 23400 | 24000 | 18.5 | 12.3 | 8.1 | 2.01 | 64 | 61 | 213927705
ARMSTRONG AIR | 4SHP18LX136P | EA(C,U)1P30B+TDR+TXV | A97UH2E045B12 | 23800 | 24000 | 17.5 | 12.3 | 8.1 | 2.06 | 66 | 63 | 213927708
ARMSTRONG AIR | 4SHP18LX136P | EA(C,U)1P48B+TDR+TXV | A97UH2E045B12 | 33400 | 34400 | 17.1 | 10.4 | 8.1 | 2.08 | 66 | 54 | 213928564
ARMSTRONG AIR | 4SHP18LX136P | EAC4X48B+TDR | A97UH2E045B12 | 33400 | 34400 | 17.1 | 10.4 | 8.1 | 2.08 | 66 | 54 | 213928567
ARMSTRONG AIR | 4SHP18LX136P | EA(C,U)1P30B+TDR+TXV | A97UH2E030B08 | 23600 | 24000 | 19 | 12.3 | 8.1 | 2.2 | 63 | 45 | 214091900
ARMSTRONG AIR | 4SHP18LX136P | EAD4X-24B+TDR | A97DF2E045B12 | 23800 | 24000 | 18 | 12.3 | 8.5 | 2.22 | 71 | 72 | 213927728
ARMSTRONG AIR | 4SHP18LX136P | E*1P36C+TDR+TXV | A98USMV110C20 | 35000 | 34600 | 18 | 11 | 8.5 | 2.22 | 68 | 57 | 212539133
ARMSTRONG AIR | 4SHP18LX136P | E*1P36B+TDR+TXV | A97US2V045B12 | 34800 | 34600 | 18.5 | 10.4 | 8.5 | 2.16 | 69 | 58 | 212539263
ARMSTRONG AIR | 4SHP18LX136P | EA(C;U)1P36B+TDR+TXV | A97US2V070B12 | 34400 | 34600 | 18 | 10.4 | 8.5 | 2.04 | 67 | 55 | 212539274
ARMSTRONG AIR | 4SHP18LX136P | EAC4X48C+TDR | A98USMV090C12 | 34200 | 34600 | 18 | 10.4 | 8.5 | 2.1 | 66 | 54 | 212539051
ARMSTRONG AIR | 4SHP18LX136P | ED1P30/36B+TDR+TXV | A97DS2V045B12 | 34800 | 34600 | 19 | 11 | 8.1 | 2 | 66 | 53 | 212539474
ARMSTRONG AIR | 4SHP18LX136P | E*1P36B+TDR+TXV | A97US2V060B12X + TSTAT | 34600 | 34600 | 17.5 | 10.9 | 8.5 | 2.18 | 68 | 57 | 212595584
ARMSTRONG AIR | 4SHP18LX136P | E*1P36B+TDR+TXV | A97USMV070B12 + TSTAT | 34800 | 34600 | 17.5 | 10.9 | 8.5 | 2.18 | 68 | 57 | 212595585
ARMSTRONG AIR | 4SHP18LX136P | EAC4X36B+TDR | A97US2V060B12X + TSTAT | 34200 | 34600 | 16 | 10.4 | 8.1 | 2.04 | 66 | 54 | 212595605
ARMSTRONG AIR | 4SHP18LX136P | EAC4X48B+TDR | A97US2V040B12X + TSTAT | 33800 | 34600 | 17.5 | 10.4 | 8.1 | 2.1 | 63 | 54 | 212595607
ARMSTRONG AIR | 4SHP18LX136P | E*1P23B+TDR+TXV | A97US2V040B12X + TSTAT | 23000 | 24000 | 19 | 12.3 | 8.1 | 1.91 | 63 | 60 | 212595623
ARMSTRONG AIR | 4SHP18LX136P | EAH1P48C+TDR+TXV | A80US2V080C20X | 34600 | 34200 | 19 | 11.5 | 8.5 | 2.1 | 65 | 54 | 212607767
ARMSTRONG AIR | 4SHP18LX136P | EAH1P48C+TDR+TXV | A80US2V110C20 | 34600 | 34200 | 18.5 | 11 | 8.5 | 2.1 | 65 | 54 | 212607770
ARMSTRONG AIR | 4SHP18LX136P | EAH1P48C+TDR+TXV | A97USMV090C16 + TSTAT | 34400 | 34200 | 19 | 11 | 8.5 | 2.08 | 65 | 54 | 212607787
ARMSTRONG AIR | 4SHP18LX136P | EAH1P48C+TDR+TXV | A97USMV110C20 | 34600 | 34400 | 19 | 11 | 8.5 | 2.08 | 65 | 53 | 212607790
ARMSTRONG AIR | 4SHP18LX136P | EAD4X-24B+TDR | A93DF1E070B12 | 24000 | 24000 | 19 | 12.3 | 8.5 | 2.16 | 70 | 69 | 213352488
ARMSTRONG AIR | 4SHP18LX136P | EAD4X-24B+TDR | A96DS2V045B12 | 23600 | 24000 | 19 | 12.3 | 8.5 | 2.18 | 70 | 69 | 213352491
ARMSTRONG AIR | 4SHP18LX136P | BCE7S36M*4X + TSTAT |  | 33600 | 35600 | 19 | 11.7 | 8.5 | 2.12 | 63 | 52 | 213249357
ARMSTRONG AIR | 4SHP18LX136P | EAC4X30A+TDR | A80US2V070A12 | 23400 | 24000 | 18.5 | 12.3 | 8.1 | 1.97 | 65 | 62 | 213270490
ARMSTRONG AIR | 4SHP18LX136P | BCE7S42M*4X |  | 35000 | 36200 | 18 | 11 | 8.5 | 2.14 | 62 | 51 | 210737964
ARMSTRONG AIR | 4SHP18LX136P | E*1P36A+TDR+TXV | A80UH1E045A12 | 34000 | 34600 | 18 | 11 | 8.5 | 2.2 | 67 | 55 | 210737972
ARMSTRONG AIR | 4SHP18LX136P | E*1P36A+TDR+TXV | A80UH2E045A12 | 34600 | 34600 | 17.5 | 11 | 8.5 | 2.2 | 68 | 56 | 210737985
ARMSTRONG AIR | 4SHP18LX136P | E*1P36B+TDR+TXV | A96UH2E045B12 | 34200 | 34600 | 17.5 | 10.9 | 8.5 | 2.2 | 67 | 56 | 210738054
ARMSTRONG AIR | 4SHP18LX136P | 7EC48CX-0*+TDR | A80US2V080B16X | 34200 | 34600 | 18 | 10.4 | 8.5 | 2.12 | 66 | 54 | 214729928
ARMSTRONG AIR | 4SHP18LX160P | EA(C;U)1P60C+TDR+TXV | A97US2V080C20X | 57000 | 58000 | 17 | 10 | 8.1 | 1.94 | 66 | 57 | 210727522
ARMSTRONG AIR | 4SHP18LX160P | EA(C;U)1P60C+TDR+TXV | A97USMV110C20 | 57000 | 58000 | 17.1 | 10 | 8.1 | 1.94 | 66 | 57 | 210727524
ARMSTRONG AIR | 4SHP18LX160P | EAC4X60C+TDR | A97USMV110C20 | 57000 | 58000 | 17.1 | 10 | 8.1 | 1.94 | 66 | 57 | 210727542
ARMSTRONG AIR | 4SHP18LX160P | BCE7S48 |  | 46000 | 48000 | 18 | 11.7 | 8.1 | 2.08 | 68 | 56 | 210727716
ARMSTRONG AIR | 4SHP18LX136P | EA(C;U)1P30B+TDR+TXV | A96US2V070B12 | 23400 | 24000 | 19 | 12.3 | 8.1 | 1.97 | 65 | 62 | 210740184
ARMSTRONG AIR | 4SHP18LX136P | EAC4X30B+TDR | A93UH1E070B12 | 24000 | 24000 | 18.5 | 12.3 | 8.1 | 1.97 | 66 | 63 | 210740328
ARMSTRONG AIR | 4SHP18LX136P | EAH1P30B+TDR+TXV | A80UH2E090B12 | 23400 | 24000 | 18.5 | 12.3 | 8.5 | 1.98 | 66 | 63 | 210740399
ARMSTRONG AIR | 4SHP18LX136P | EAH1P30B+TDR+TXV | A93UH1E045B12 | 24000 | 24000 | 19 | 12.3 | 8.5 | 2.03 | 66 | 63 | 210740407
ARMSTRONG AIR | 4SHP18LX136P | EAH1P30B+TDR+TXV | A96UH1E030B12 | 23400 | 24000 | 17.5 | 12.3 | 8.5 | 1.99 | 66 | 63 | 210740415
ARMSTRONG AIR | 4SHP18LX136P | E*1P36C+TDR+TXV | A97US2V080C20X | 35000 | 34600 | 17.5 | 11 | 8.5 | 2.22 | 68 | 57 | 211631465
ARMSTRONG AIR | 4SHP18LX136P | EA(C,U)1P36A+TDR+TXV | A80US2V070A12* | 34400 | 34600 | 18 | 10.4 | 8.1 | 2.04 | 67 | 55 | 211631471
ARMSTRONG AIR | 4SHP18LX136P | EA(C,U)1P36B+TDR+TXV | A97USMV070B12 | 34400 | 34600 | 18 | 10.4 | 8.1 | 2.04 | 67 | 55 | 211631477
ARMSTRONG AIR | 4SHP18LX136P | EAC4X36A+TDR | A80US2V070A12* | 34400 | 34600 | 18 | 10.4 | 8.1 | 2.04 | 67 | 55 | 211631509
ARMSTRONG AIR | 4SHP18LX136P | EAC4X48B+TDR | A80US2V090B12* | 34200 | 34600 | 18.5 | 10.4 | 8.5 | 2.1 | 66 | 54 | 211631515
ARMSTRONG AIR | 4SHP18LX136P | EAC4X48C+TDR | A80US2V100C20X | 34200 | 34600 | 17.5 | 10.9 | 8.1 | 2.12 | 65 | 54 | 211631522
ARMSTRONG AIR | 4SHP18LX136P | E*1P23B+TDR+TXV | A80US2V090B16* | 23000 | 24000 | 18.5 | 12.3 | 8.1 | 1.9 | 63 | 60 | 211632178
ARMSTRONG AIR | 4SHP18LX136P | E*1P23B+TDR+TXV | A96UH1E045B12 | 23400 | 24000 | 18 | 12.3 | 8.1 | 1.9 | 64 | 61 | 211632181
ARMSTRONG AIR | 4SHP18LX136P | EA(C,U)1P30B+TDR+TXV | A97USMV070B12 | 23400 | 24000 | 19 | 12.3 | 8.1 | 1.97 | 65 | 62 | 211632198
ARMSTRONG AIR | 4SHP18LX136P | EAH1P30B+TDR+TXV | A96UH1E045B12 | 24000 | 24000 | 18.5 | 12.3 | 8.5 | 2.02 | 66 | 64 | 211632218
ARMSTRONG AIR | 4SHP18LX136P | ED1P24B+TDR+TXV | A96DF2E045B12 | 22800 | 24000 | 17.5 | 12.3 | 8.1 | 1.82 | 65 | 62 | 211632224
ARMSTRONG AIR | 4SHP18LX160P | EAC4X60C+TDR | A98USMV090C20 | 57000 | 58500 | 17.1 | 10 | 8.1 | 1.92 | 65 | 57 | 212538995
ARMSTRONG AIR | 4SHP18LX136P | 7EC48CX-0*+TDR | A97USMV090C12 | 34200 | 34600 | 18 | 10.4 | 8.5 | 2.1 | 66 | 54 | 214729978
ARMSTRONG AIR | 4SHP18LX136P | 7EH30AX-0*+TDR | A80UH2E045A12 | 23400 | 24000 | 18.5 | 12.3 | 8.5 | 2.05 | 64 | 61 | 214729997
ARMSTRONG AIR | 4SHP18LX136P | 7EH30BX-0*+TDR | A80UH1E070B12 | 23800 | 24000 | 18 | 12.3 | 8.5 | 2.04 | 65 | 62 | 214729999
DUCANE | 4HP18V36P | EA(C,U)1P30B+H4TXV01 | 96G2UH030BE08 | 23600 | 24000 | 19 | 12.3 | 8.1 | 1.9 | 63 | 60 | 209329465
DUCANE | 4HP18V36P | EAC4X30B | 96G2UH070BE12 | 23800 | 24000 | 17.1 | 12.3 | 8.1 | 1.96 | 66 | 63 | 209329480
ALLIED | 4HP18V60P | EA(C,U)1P60C+H4TXV03 | 96G2UH110CV20 | 57000 | 58000 | 16 | 10 | 8.1 | 1.94 | 66 | 57 | 206906870
ALLIED | 4HP18V60P | EA(C,U)1P60D+H4TXV03 | EFV20DCA | 58000 | 57500 | 15.5 | 10 | 8.1 | 1.96 | 70 | 60 | 206906874
AC PRO | 4HP18V36P | BCE7E18M |  | 23200 | 24000 | 19 | 12.3 | 8.5 | 2.03 | 64 | 61 | 206905462
AC PRO | 4HP18V36P | BCE7E24M |  | 23200 | 24000 | 18 | 12.3 | 8.5 | 2.1 | 66 | 63 | 206905463
AC PRO | 4HP18V36P | E*1P23B+H4TXV01 | 96G2UH070BV12 | 23200 | 24000 | 19 | 12.3 | 8.1 | 1.91 | 63 | 60 | 206905485
AC PRO | 4HP18V36P | E*1P36B+H4TXV02 | 92G1UH045BE12 | 34400 | 35400 | 17.1 | 10.9 | 8.5 | 2.18 | 66 | 55 | 206905502
AC PRO | 4HP18V36P | E*1P36B+H4TXV02 | 96G2UH045BV12 | 34400 | 35600 | 17.5 | 10.4 | 8.5 | 2.18 | 66 | 55 | 206905506
AC PRO | 4HP18V36P | E*1P36B+H4TXV02 | EFV12BCA | 34600 | 35400 | 16.5 | 11 | 8.5 | 2.2 | 66 | 55 | 206905508
AC PRO | 4HP18V36P | E*1P36C+H4TXV02 | 92G1UH090CE16 | 34600 | 35200 | 16.5 | 11 | 8.5 | 2.22 | 66 | 55 | 206905511
AC PRO | 4HP18V36P | E*1P36C+H4TXV02 | 92G1UH110CE16 | 34600 | 35200 | 16.5 | 11 | 8.5 | 2.24 | 66 | 55 | 206905512
AC PRO | 4HP18V36P | EA(C,U)1P30B+H4TXV01 | 96G1UH045BE12 | 23800 | 24000 | 17.5 | 12.3 | 8.1 | 1.96 | 66 | 63 | 206905555
AC PRO | 4HP18V36P | EA(C,U)1P36B+H4TXV02 | 92G1UH030BE12 | 33200 | 34200 | 15.5 | 10.4 | 8.1 | 2.04 | 66 | 54 | 206905574
AC PRO | 4HP18V36P | EA(C,U)1P48B+H4TXV02 | 80G2UH090BE12 | 34200 | 34600 | 17.1 | 10.4 | 8.1 | 2.12 | 63 | 54 | 206905587
AC PRO | 4HP18V36P | EA(C,U)1P48B+H4TXV02 | 92G1UH045BE12 | 33600 | 34600 | 16.5 | 10.4 | 8.1 | 2.08 | 63 | 54 | 206905592
AC PRO | 4HP18V36P | EA(C,U)1P48B+H4TXV02 | 96G2UH045BV12 | 33600 | 34600 | 17.1 | 10 | 8.1 | 2.08 | 63 | 54 | 206905598
AC PRO | 4HP18V36P | EA(C,U)1P48C+H4TXV02 | EFV16CCA | 33600 | 34400 | 16.5 | 10.4 | 8.1 | 2.14 | 63 | 54 | 206905609
AC PRO | 4HP18V36P | EAC4X30A | 80G1UH060AE12X | 23800 | 24000 | 18.5 | 12.3 | 8.1 | 1.96 | 66 | 63 | 206905633
AC PRO | 4HP18V36P | EAC4X30A | 80G2UH070AE12L | 23800 | 24000 | 18.5 | 12.3 | 8.1 | 1.97 | 66 | 63 | 206905636
AC PRO | 4HP18V36P | EAC4X30B | 92G1UH045BE12 | 23800 | 24000 | 18.5 | 12.3 | 8.1 | 1.96 | 66 | 63 | 206905641
AC PRO | 4HP18V36P | EAC4X30B | 96G2UH045BV12 | 23400 | 24000 | 18.5 | 12.3 | 8.1 | 1.96 | 65 | 62 | 206905649
AC PRO | 4HP18V36P | EAC4X36A | 80G2UH070AE12 | 34000 | 34600 | 16 | 10.9 | 8.1 | 2.06 | 66 | 54 | 206905656
AC PRO | 4HP18V36P | EAC4X36B | 80G2UH090BE12 | 34200 | 34600 | 16.5 | 10.9 | 8.1 | 2.06 | 66 | 54 | 206905662
AC PRO | 4HP18V36P | EAC4X36B | 92G1UH070BE12 | 33800 | 34400 | 16.5 | 10.9 | 8.1 | 2.06 | 66 | 54 | 206905668
AC PRO | 4HP18V36P | EAC4X36B | EFV12BCA | 34200 | 34400 | 15.2 | 11 | 8.1 | 2.06 | 66 | 54 | 206905675
AC PRO | 4HP18V36P | EAC4X48B | 96G2UH070BV12 | 33800 | 34600 | 17.5 | 10.4 | 8.1 | 2.1 | 63 | 54 | 206905691
AC PRO | 4HP18V36P | EAC4X48C | 95G1UH090CE16 | 33800 | 34400 | 16 | 10.4 | 8.1 | 2.1 | 63 | 54 | 206905698
AC PRO | 4HP18V36P | EAC4X48C | 96G1UH090CE16 | 34000 | 34600 | 16 | 10.4 | 8.1 | 2.12 | 62 | 54 | 206905699
AC PRO | 4HP18V36P | EAH1P30B+H4TXV01 | 80G2UH090BE12 | 23400 | 24000 | 18.5 | 12.3 | 8.5 | 1.98 | 66 | 63 | 206905710
AC PRO | 4HP18V36P | EAH1P30B+H4TXV01 | 96G1UH030BE08 | 23400 | 24000 | 17.5 | 12.3 | 8.5 | 1.99 | 66 | 63 | 206905717
AC PRO | 4HP18V36P | EAH1P30B+H4TXV01 | 96G1UH045BE12 | 24000 | 24000 | 18.5 | 12.3 | 8.5 | 2.03 | 66 | 64 | 206905718
AC PRO | 4HP18V36P | EAH1P30B+H4TXV01 | 96G2UH070BV12 | 23800 | 24000 | 19 | 12.3 | 8.5 | 2.04 | 65 | 62 | 206905721
AC PRO | 4HP18V36P | EAH1P48B+H4TXV02 | 96G2UH070BV12 | 34000 | 33600 | 18.5 | 11 | 8.1 | 2.1 | 67 | 55 | 206905753
AC PRO | 4HP18V36P | EAH1P30B+H4TXV01 | 96G2UH045BE12 | 24000 | 24000 | 18 | 12.3 | 8.5 | 2.02 | 66 | 63 | 209329588
AC PRO | 4HP18V36P | ED1P24B+H4TXV01 | 96G2DF070BE16 | 22800 | 24000 | 17.1 | 12.3 | 8.1 | 1.82 | 65 | 62 | 209329600
AC PRO | 4HP18V36P | 7EC48BX-0*+TDR | 96G2UH045BV12 | 33600 | 34600 | 17.1 | 10 | 8.1 | 2.08 | 63 | 54 | 214729010
AC PRO | 4HP18V36P | 7EC48CX-0*+TDR | EFV16CCA | 33600 | 34400 | 16.5 | 10.4 | 8.1 | 2.14 | 63 | 54 | 214729027
AC PRO | 4HP18V36P | 7EH30AX-0*+TDR | 80G1UH045AE12 | 23800 | 24000 | 18.5 | 12.3 | 8.5 | 2.04 | 65 | 63 | 214729029
AC PRO | 4HP18V36P | 7EH30AX-0*+TDR | 80G2UH045AE12 | 23400 | 23800 | 18.5 | 12.3 | 8.5 | 2.05 | 65 | 62 | 214729032
AC PRO | 4HP18V36P | 7EH30BX-0*+TDR | 97G2UH045BE12 | 24000 | 24000 | 18 | 12.3 | 8.5 | 2.11 | 66 | 63 | 214729050
AC PRO | 4HP18V36P | 7EH30BX-0*+TDR | 97G2UH070BE12 | 24000 | 24000 | 18.5 | 12.3 | 8.5 | 2.11 | 66 | 63 | 214729052
AC PRO | 4HP18V36P | 7EH48BX-0*+TDR | 96G2UH045BV12 | 33800 | 33800 | 18 | 10.9 | 8.1 | 2.08 | 66 | 55 | 214729068
AC PRO | 4HP18V36P | 7EH48BX-0*+TDR | 97G2UH045BV12 | 33800 | 33600 | 18 | 10.9 | 8.5 | 2.08 | 67 | 55 | 214729072
AIREASE | 4SHP18LX136P | E*1P36C+TDR+TXV | A96US2V090C20 | 35000 | 34600 | 18 | 11 | 8.5 | 2.22 | 68 | 57 | 211644164
AIREASE | 4SHP18LX136P | E*1P36C+TDR+TXV | A96US2V110C20 | 35000 | 34600 | 18 | 11 | 8.5 | 2.22 | 68 | 57 | 211644165
AIREASE | 4SHP18LX136P | EA(C,U)1P36A+TDR+TXV | A80US2V070A12* | 34400 | 34600 | 18 | 10.4 | 8.1 | 2.04 | 67 | 55 | 211644169
AIREASE | 4SHP18LX136P | EA(C,U)1P48C+TDR+TXV | A97USMV090C20 | 34200 | 34600 | 17.5 | 10.4 | 8.5 | 2.1 | 63 | 54 | 211644183
AIREASE | 4SHP18LX136P | EAC4X36A+TDR | A80US2V070A12* | 34400 | 34600 | 18 | 10.4 | 8.1 | 2.04 | 67 | 55 | 211644186
AIREASE | 4SHP18LX136P | EAC4X48B+TDR | A80US2V090B12* | 34200 | 34600 | 18.5 | 10.4 | 8.5 | 2.1 | 66 | 54 | 211644189
AIREASE | 4SHP18LX136P | EAH1P48B+TDR+TXV | A97USMV070B12 | 34400 | 34000 | 19 | 11 | 8.1 | 2.08 | 66 | 55 | 211644206
AIREASE | 4SHP18LX136P | E*1P23B+TDR+TXV | A80US2V090B16* | 23000 | 24000 | 18.5 | 12.3 | 8.1 | 1.9 | 63 | 60 | 211644209
AIREASE | 4SHP18LX136P | BCE5E36M*4X |  | 33800 | 35200 | 17.1 | 11 | 8.5 | 2.14 | 63 | 52 | 210821453
AIREASE | 4SHP18LX136P | 7EH36CX-0*+TDR | A93UH1E090C12 | 34800 | 34600 | 17.5 | 11 | 8.5 | 2.22 | 68 | 56 | 214729363
AIREASE | 4SHP18LX136P | 7EH36CX-0*+TDR | A97US2V090C16 | 35000 | 34600 | 18 | 11 | 8.5 | 2.22 | 68 | 57 | 214729377
AIREASE | 4SHP18LX136P | 7EH36CX-0*+TDR | A97US2V110C20 | 35000 | 34600 | 18 | 11 | 8.5 | 2.22 | 68 | 57 | 214729380
AIREASE | 4SHP18LX136P | 7EH36CX-0*+TDR | A97USMV110C20 | 35000 | 34600 | 18 | 11 | 8.5 | 2.22 | 68 | 57 | 214729384
AIREASE | 4SHP18LX136P | 7EC48BX-0*+TDR | A97USMV070B12 + TSTAT | 33800 | 34600 | 17.5 | 10.4 | 8.1 | 2.08 | 63 | 54 | 214784671
AIREASE | 4SHP18LX136P | 7EC48BX-0*+TDR | A97US2V060B12X + TSTAT | 33800 | 34600 | 17.1 | 10.4 | 8.1 | 2.08 | 63 | 54 | 214784665
AIREASE | 4SHP18LX136P | 7EH30BX-0*+TDR | A97US2V060B12X + TSTAT | 23600 | 24000 | 19 | 12.3 | 8.5 | 2.03 | 65 | 63 | 214784685
AIREASE | 4SHP18LX136P | 7EH48CX-0*+TDR | A97US2V080C16X + TSTAT | 34400 | 34000 | 18.5 | 11.5 | 8.5 | 2.1 | 65 | 54 | 214784688
AIREASE | 4SHP18LX136P | 7EC36BX-0*+TDR | A97USMV070B12 + TSTAT | 34200 | 34600 | 16.5 | 10.9 | 8.1 | 2.04 | 66 | 54 | 214784691
AIREASE | 4SHP18LX136P | EAC4X36B+TDR | A97US2V040B12X + TSTAT | 34200 | 34600 | 16 | 10.9 | 8.1 | 2.04 | 66 | 54 | 214784728
AIREASE | 4SHP18LX136P | EAH1P48B+TDR+TXV | A97US2V040B12X + TSTAT | 34200 | 34000 | 18.5 | 11 | 8.1 | 2.1 | 66 | 54 | 214784731
AIREASE | 4SHP18LX136P | EAD4X-24B+TDR | A97DS2V045B12 | 23400 | 24000 | 19 | 12.3 | 8.5 | 2.18 | 70 | 69 | 214094619
AIREASE | 4SHP18LX136P | EA(C,U)1P36B+TDR+TXV | A97UH2E070B12 | 33800 | 34400 | 17.1 | 10.9 | 8.5 | 2.04 | 66 | 54 | 213928578
AIREASE | 4SHP18LX136P | EAC4X36B+TDR | A97UH2E045B12 | 33800 | 34400 | 16.5 | 10.9 | 8.1 | 2.04 | 66 | 54 | 213928581
AIREASE | 4SHP18LX136P | EAC4X48B+TDR | A97UH2E070B12 | 33600 | 34400 | 17.5 | 10.4 | 8.1 | 2.1 | 66 | 54 | 213928584
AIREASE | 4SHP18LX136P | E*1P23B+TDR+TXV | A97UH2E045B12 | 23400 | 24000 | 17.5 | 12.3 | 8.1 | 2.01 | 64 | 61 | 213927716
AIREASE | 4SHP18LX136P | EAD4X-48C+TDR | A96DF1E090C16 | 34200 | 36000 | 18.5 | 11.7 | 8.5 | 2.18 | 68 | 55 | 213352522
AIREASE | 4SHP18LX136P | EAD4X-48C+TDR | A97DSMV090C16 | 34400 | 36000 | 19 | 11 | 8.5 | 2.12 | 69 | 56 | 213352525
AIREASE | 4SHP18LX136P | EAD4X-24B+TDR | A96DF2E045B12 | 24000 | 24000 | 18 | 12.3 | 8.5 | 2.16 | 71 | 70 | 213352503
AIREASE | 4SHP18LX136P | EAD4X-24B+TDR | A96DS2V045B12 | 23600 | 24000 | 19 | 12.3 | 8.5 | 2.18 | 70 | 69 | 213352504
AIREASE | 4SHP18LX136P | EA(C,U)1P36B+TDR+TXV | A97US2V045B12 | 34200 | 34600 | 17.5 | 10.4 | 8.5 | 2.02 | 68 | 55 | 214094645
AIREASE | 4SHP18LX136P | 7EC30AX-0*+TDR | A80UH2E070A12 | 23800 | 24000 | 18.5 | 12.3 | 8.1 | 1.99 | 66 | 63 | 214729195
AIREASE | 4SHP18LX136P | 7EC30AX-0*+TDR | A80US2V070A12 | 23400 | 24000 | 18.5 | 12.3 | 8.1 | 1.97 | 65 | 62 | 214729197
AIREASE | 4SHP18LX136P | 7EC30BX-0*+TDR | A96UH2E070B12 | 23800 | 24000 | 17.1 | 12.3 | 8.1 | 1.96 | 66 | 63 | 214729211
AIREASE | 4SHP18LX136P | 7EC30BX-0*+TDR | A97UH2E030B08 | 23600 | 24000 | 19 | 12.3 | 8.1 | 2.2 | 63 | 45 | 214729214
AIREASE | 4SHP18LX136P | 7EC30BX-0*+TDR | A97US2V040B12X | 23400 | 24000 | 19 | 12.3 | 8.1 | 1.96 | 65 | 62 | 214729217
AIREASE | 4SHP18LX136P | 7EC36AX-0*+TDR | A80US2V060A12X | 34400 | 34600 | 18 | 10.9 | 8.5 | 2.06 | 66 | 54 | 214729231
AIREASE | 4SHP18LX136P | 7EC36BX-0*+TDR | A80UH1E070B12 | 34000 | 34400 | 17.1 | 11 | 8.5 | 2.08 | 66 | 54 | 214729234
AIREASE | 4SHP18LX136P | 7EC36BX-0*+TDR | A80UH2E090B12 | 34200 | 34600 | 16.5 | 10.9 | 8.5 | 2.06 | 66 | 54 | 214729237
AIREASE | 4SHP18LX136P | 7EC36BX-0*+TDR | A97UH2E070B12 | 33800 | 34400 | 17.1 | 10.9 | 8.5 | 2.04 | 66 | 54 | 214729254
AIREASE | 4SHP18LX136P | 7EC36BX-0*+TDR | A97US2V060B12X | 34200 | 34600 | 17.5 | 10.4 | 8.5 | 2.02 | 67 | 55 | 214729257
AIREASE | 4SHP18LX136P | E*1P23B+TDR+TXV | A96UH1E030B12 | 22600 | 24000 | 18.5 | 12.3 | 8.1 | 1.87 | 62 | 59 | 211644211
AIREASE | 4SHP18LX136P | BCE5V36M*4X |  | 34200 | 34800 | 19 | 11.7 | 8.5 | 2.16 | 63 | 52 | 210821457
AIREASE | 4SHP18LX136P | BCE5V42M*4X |  | 34400 | 35000 | 17.5 | 11.7 | 8.5 | 2.18 | 63 | 52 | 210821458
AIREASE | 4SHP18LX136P | BCE7S42M*4X |  | 35000 | 36200 | 18 | 11 | 8.5 | 2.14 | 62 | 51 | 210821462
AIREASE | 4SHP18LX136P | E*1P36B+TDR+TXV | A80US2V080B16X | 35000 | 34600 | 18.5 | 11 | 8.5 | 2.22 | 68 | 56 | 210821484
AIREASE | 4SHP18LX136P | E*1P36B+TDR+TXV | A93UH1E045B12 | 34400 | 34600 | 17.1 | 10.9 | 8.5 | 2.18 | 68 | 56 | 210821489
AIREASE | 4SHP18LX136P | E*1P36B+TDR+TXV | A96UH2E045B12 | 34200 | 34600 | 17.5 | 10.9 | 8.5 | 2.2 | 67 | 56 | 210821496
AIREASE | 4SHP18LX136P | E*1P36C+TDR+TXV | A96US2V110C16 | 35000 | 34600 | 18 | 11 | 8.5 | 2.22 | 68 | 57 | 210821522
AIREASE | 4SHP18LX136P | E*1P36C+TDR+TXV | A97US2V080C16X | 35000 | 34600 | 18 | 11 | 8.5 | 2.22 | 68 | 56 | 210821523
AIREASE | 4SHP18LX136P | EA(C;U)1P36B+TDR+TXV | A80UH1E070B12 | 34000 | 34400 | 17.1 | 11 | 8.5 | 2.08 | 66 | 54 | 210821540
AIREASE | 4SHP18LX136P | EA(C;U)1P36B+TDR+TXV | A93UH1E030B12 | 33200 | 34200 | 15.5 | 10.4 | 8.1 | 2.04 | 66 | 54 | 210821552
AIREASE | 4SHP18LX136P | EA(C;U)1P36B+TDR+TXV | A96UH2E045B12 | 33800 | 34400 | 16.5 | 10.9 | 8.1 | 2.04 | 66 | 54 | 210821557
AIREASE | 4SHP18LX136P | EA(C;U)1P36B+TDR+TXV | A96US2V045B12 | 34200 | 34600 | 17.5 | 10.4 | 8.5 | 2.02 | 68 | 55 | 210821560
AIREASE | 4SHP18LX136P | EA(C;U)1P48B+TDR+TXV | A93UH1E045B12 | 33600 | 34600 | 16.5 | 10.4 | 8.1 | 2.08 | 66 | 54 | 210821585
AIREASE | 4SHP18LX136P | EA(C;U)1P48B+TDR+TXV | A96UH1E030B12 | 33200 | 34400 | 16 | 10.4 | 8.1 | 2.08 | 66 | 54 | 210821591
AIREASE | 4SHP18LX136P | EA(C;U)1P48B+TDR+TXV | A96UH2E070B12 | 33400 | 34400 | 17.1 | 10.4 | 8.1 | 2.08 | 66 | 54 | 210821597
AIREASE | 4SHP18LX136P | EAC4X36A+TDR | A80UH1E060A12X | 33400 | 34200 | 16 | 10.9 | 8.1 | 2.04 | 65 | 54 | 210821634
AIREASE | 4SHP18LX136P | EAC4X36B+TDR | A96US2V045B12 | 34200 | 34600 | 17.5 | 10.4 | 8.5 | 2.02 | 68 | 55 | 210821676
AIREASE | 4SHP18LX136P | EAC4X36B+TDR | A96US2V070B12 | 34400 | 34600 | 18 | 10.4 | 8.5 | 2.04 | 67 | 55 | 210821678
AIREASE | 4SHP18LX136P | EAC4X48B+TDR | A93UH1E045B12 | 33600 | 34600 | 16.5 | 10.4 | 8.1 | 2.08 | 66 | 54 | 210821705
AIREASE | 4SHP18LX136P | EAC4X48B+TDR | A95UH1E070B12 | 32800 | 34000 | 17.1 | 10.4 | 8.1 | 2.02 | 65 | 56 | 210821708
AIREASE | 4SHP18LX136P | EAC4X48B+TDR | A96UH2E045B12 | 33400 | 34400 | 17.1 | 10.4 | 8.1 | 2.08 | 66 | 54 | 210821717
AIREASE | 4SHP18LX136P | EAC4X48C+TDR | A93UH1E110C16 | 34000 | 34400 | 16.5 | 10.9 | 8.1 | 2.14 | 65 | 54 | 210821735
AIREASE | 4SHP18LX136P | EAC4X48C+TDR | A96US2V110C16 | 34200 | 34600 | 17.5 | 10.4 | 8.5 | 2.12 | 66 | 54 | 210821744
AIREASE | 4SHP18LX136P | EAC4X48C+TDR | EFV16CCA | 33600 | 34400 | 16.5 | 10.4 | 8.5 | 2.14 | 66 | 54 | 210821750
AIREASE | 4SHP18LX136P | EAH1P48B+TDR+TXV | A96US2V070B12 | 34400 | 34000 | 19 | 11 | 8.1 | 2.08 | 66 | 55 | 210821821
AIREASE | 4SHP18LX136P | ED1P30/36B+TDR+TXV | A80DF1E090B16 | 34600 | 34600 | 17.1 | 12 | 8.1 | 2.06 | 64 | 52 | 210821836
AIREASE | 4SHP18LX136P | ED1P30/36C+TDR+TXV | EFV16CCA | 33400 | 34600 | 17.5 | 12 | 8.1 | 2.08 | 63 | 51 | 210821862
AIREASE | 4SHP18LX136P | BCE5C24M*1P+TXV |  | 23000 | 24000 | 16.5 | 12.3 | 8.5 | 1.84 | 67 | 64 | 210821870
AIREASE | 4SHP18LX136P | BCE5E24M*4X |  | 23000 | 24000 | 17.5 | 12.3 | 8.1 | 1.85 | 63 | 62 | 210821873
AIREASE | 4SHP18LX136P | E*1P23B+TDR+TXV | A80UH2E090B12 | 23400 | 24000 | 19 | 12.3 | 8.1 | 1.91 | 64 | 60 | 210821899
AIREASE | 4SHP18LX136P | E*1P23B+TDR+TXV | A93UH1E045B12 | 23400 | 24000 | 18.5 | 12.3 | 8.1 | 1.92 | 64 | 61 | 210821903
AIREASE | 4SHP18LX136P | E*1P23B+TDR+TXV | EFV08BCA | 22600 | 24000 | 16.5 | 12.3 | 8.1 | 1.88 | 64 | 60 | 210821916
AIREASE | 4SHP18LX136P | EA(C;U)1P30B+TDR+TXV | A96US2V045B12 | 23400 | 24000 | 18.5 | 12.3 | 8.1 | 1.95 | 65 | 62 | 210821988
AIREASE | 4SHP18LX136P | EA(C;U)1P30B+TDR+TXV | EFV12BCA | 23400 | 24000 | 17.5 | 12.3 | 8.1 | 1.98 | 65 | 62 | 210821996
AIREASE | 4SHP18LX136P | EAC4X30A+TDR | A80UH1E070A12 | 23600 | 24000 | 17.5 | 12.3 | 8.1 | 1.96 | 65 | 62 | 210822036
AIREASE | 4SHP18LX136P | EAC4X30B+TDR | A80UH2E090B12 | 24000 | 24000 | 18.5 | 12.3 | 8.1 | 1.97 | 66 | 63 | 210822045
AIREASE | 4SHP18LX136P | EAH1P30A+TDR+TXV | A80UH1E040A12X | 23800 | 24000 | 19 | 12.3 | 8.5 | 2.06 | 65 | 63 | 210822069
AIREASE | 4SHP18LX136P | EAH1P30B+TDR+TXV | A96UH2E045B12 | 24000 | 24000 | 18 | 12.3 | 8.5 | 2.02 | 66 | 63 | 210822095
AIREASE | 4SHP18LX136P | EAH1P30B+TDR+TXV | EFV12BCA | 23600 | 24000 | 18.5 | 12.3 | 8.5 | 2.05 | 65 | 62 | 210822104
AIREASE | 4SHP18LX136P | 7EC48BX-0*+TDR | A97UH2E045B12 | 33400 | 34400 | 17.1 | 10.4 | 8.1 | 2.08 | 66 | 54 | 214784653
AIREASE | 4SHP18LX136P | 7EC48BX-0*+TDR | A93UH1E045B12 | 33600 | 34600 | 16.5 | 10.4 | 8.1 | 2.08 | 66 | 54 | 214784633
AIREASE | 4SHP18LX136P | 7EC48BX-0*+TDR | A80UH1E070B12 | 33800 | 34400 | 16.5 | 10.4 | 8.1 | 2.12 | 66 | 54 | 214784613
AIREASE | 4SHP18LX160P | 7ED60DX-0*+TDR | A96DF2E110C20 | 55500 | 58000 | 15.5 | 10 | 8.1 | 1.84 | 74 | 64 | 214731087
AIREASE | 4SHP18LX136P | 7ED24BX-0*+TDR | A97DS2V070B16 | 23400 | 24000 | 18.5 | 12.3 | 8.5 | 2.16 | 70 | 69 | 214731024
AIREASE | 4SHP18LX160P | 7ED50/60CX-0*+TDR | A96DF1E110C20 | 46000 | 48000 | 16 | 11.5 | 8.5 | 2.1 | 75 | 60 | 214731061
ARMSTRONG AIR | 4SHP18LX136P | ED1P30/36B+TDR+TXV | A93DF1E070B12 | 34400 | 34600 | 18 | 11.7 | 8.1 | 2.02 | 65 | 52 | 210738760
ARMSTRONG AIR | 4SHP18LX136P | BCE5V30M*4X |  | 23600 | 24000 | 18.5 | 12.3 | 8.5 | 1.98 | 66 | 63 | 210739935
ARMSTRONG AIR | 4SHP18LX136P | E*1P23A+TDR+TXV | A80UH1E060A12X | 23200 | 24000 | 19 | 12.3 | 8.1 | 1.91 | 64 | 60 | 210739963
ARMSTRONG AIR | 4SHP18LX136P | E*1P23B+TDR+TXV | A96UH2E070B12 | 23400 | 24000 | 17.5 | 12.3 | 8.1 | 1.91 | 64 | 61 | 210740005
ARMSTRONG AIR | 4SHP18LX136P | E*1P23B+TDR+TXV | A97US2V060B12X | 23000 | 24000 | 18.5 | 12.3 | 8.1 | 1.91 | 63 | 60 | 210740021
ARMSTRONG AIR | 4SHP18LX136P | E*1P23B+TDR+TXV | EFV12BCA | 23000 | 24000 | 17.5 | 12.3 | 8.1 | 1.92 | 63 | 60 | 210740030
ARMSTRONG AIR | 4SHP18LX136P | EA(C;U)1P30A+TDR+TXV | A80UH1E060A12X | 23800 | 24000 | 18.5 | 12.3 | 8.1 | 1.96 | 66 | 63 | 210740125
ARMSTRONG AIR | 4SHP18LX136P | EA(C;U)1P30A+TDR+TXV | A80UH2E070A12 | 23800 | 24000 | 18.5 | 12.3 | 8.1 | 1.97 | 66 | 63 | 210740138
ARMSTRONG AIR | 4SHP18LX136P | EA(C;U)1P30B+TDR+TXV | A97US2V040B12X | 23400 | 24000 | 19 | 12.3 | 8.1 | 1.96 | 65 | 62 | 210740188
ARMSTRONG AIR | 4SHP18LX136P | EAC4X30A+TDR | A80UH1E040A12X | 23800 | 24000 | 18.5 | 12.3 | 8.1 | 1.98 | 66 | 63 | 210740281
ARMSTRONG AIR | 4SHP18LX136P | EAC4X30A+TDR | A80UH1E070A12 | 23600 | 24000 | 17.5 | 12.3 | 8.1 | 1.96 | 65 | 62 | 210740294
ARMSTRONG AIR | 4SHP18LX136P | EAC4X30B+TDR | EFV12BCA | 23400 | 24000 | 17.5 | 12.3 | 8.1 | 2 | 65 | 62 | 210740368
ARMSTRONG AIR | 4SHP18LX136P | EAH1P30A+TDR+TXV | A80UH1E060A12X | 23800 | 24000 | 19 | 12.3 | 8.5 | 2.04 | 65 | 63 | 210740379
ARMSTRONG AIR | 4SHP18LX136P | EAH1P30B+TDR+TXV | A97US2V040B12X | 23600 | 24000 | 19 | 12.3 | 8.5 | 2.02 | 65 | 62 | 210740439
ARMSTRONG AIR | 4SHP18LX136P | ED1P24B+TDR+TXV | A93DF1E070B12 | 23000 | 24000 | 19 | 12.3 | 8.1 | 1.86 | 65 | 62 | 210740456
ARMSTRONG AIR | 4SHP18LX136P | E*1P36A+TDR+TXV | A80US2V070A12* | 34800 | 34600 | 18 | 10.9 | 8.5 | 2.18 | 69 | 57 | 211631443
ARMSTRONG AIR | 4SHP18LX136P | E*1P36C+TDR+TXV | A80US2V080C20X | 35000 | 34600 | 18 | 11 | 8.5 | 2.24 | 68 | 56 | 211631451
ARMSTRONG AIR | 4SHP18LX136P | E*1P36C+TDR+TXV | A80US2V110C20* | 35000 | 34600 | 17.5 | 11 | 8.5 | 2.22 | 68 | 57 | 211631457
ARMSTRONG AIR | 4SHP18LX136P | EA(C,U)1P48C+TDR+TXV | A80US2V090C20* | 34200 | 34600 | 17.5 | 10.4 | 8.1 | 2.12 | 62 | 54 | 211631485
ARMSTRONG AIR | 4SHP18LX136P | 7EC48CX-0*+TDR | A80UH1E070B12 | 33800 | 34400 | 16.5 | 10.4 | 8.1 | 2.12 | 66 | 54 | 214729922
ARMSTRONG AIR | 4SHP18LX136P | 7EC48CX-0*+TDR | A80UH2E090B12 | 34200 | 34600 | 17.1 | 10.4 | 8.1 | 2.12 | 66 | 54 | 214729925
ARMSTRONG AIR | 4SHP18LX136P | 7EC48CX-0*+TDR | A96UH1E045B12 | 32800 | 34000 | 17.1 | 10.4 | 8.1 | 2.08 | 66 | 54 | 214729946
ARMSTRONG AIR | 4SHP18LX136P | 7EC48CX-0*+TDR | A97US2V040B12X + TSTAT | 33800 | 34600 | 17.5 | 10.4 | 8.1 | 2.1 | 63 | 54 | 214729962
ARMSTRONG AIR | 4SHP18LX136P | 7EC48CX-0*+TDR | A97US2V060B12X + TSTAT | 33800 | 34600 | 17.1 | 10.4 | 8.1 | 2.08 | 63 | 54 | 214729965
ARMSTRONG AIR | 4SHP18LX136P | 7EC48CX-0*+TDR | A98USMV070B12 | 34000 | 34600 | 18 | 10.4 | 8.5 | 2.08 | 66 | 55 | 214729986
ARMSTRONG AIR | 4SHP18LX136P | 7EH36CX-0*+TDR | A80US2V100C20X | 35000 | 34600 | 18 | 11 | 8.5 | 2.22 | 68 | 56 | 214730032
ARMSTRONG AIR | 4SHP18LX136P | 7EH36CX-0*+TDR | A97US2V080C20X | 35000 | 34600 | 17.5 | 11 | 8.5 | 2.22 | 68 | 57 | 214730048
ARMSTRONG AIR | 4SHP18LX136P | 7EH36CX-0*+TDR | A97US2V090C20 | 35000 | 34600 | 18 | 11 | 8.5 | 2.22 | 68 | 57 | 214730052
ARMSTRONG AIR | 4SHP18LX136P | 7EH36CX-0*+TDR | EFV16CCA | 34400 | 34600 | 17.1 | 11 | 8.5 | 2.24 | 67 | 56 | 214730067
ARMSTRONG AIR | 4SHP18LX136P | 7EC48BX-0*+TDR | A97USMV070B12 + TSTAT | 33800 | 34600 | 17.5 | 10.4 | 8.1 | 2.08 | 63 | 54 | 214784672
ARMSTRONG AIR | 4SHP18LX136P | 7EC30BX-0*+TDR | A93UH1E045B12 | 23800 | 24000 | 18.5 | 12.3 | 8.1 | 1.96 | 66 | 63 | 214729859
ARMSTRONG AIR | 4SHP18LX136P | 7EC30BX-0*+TDR | A96UH1E045B12 | 23800 | 24000 | 17.5 | 12.3 | 8.1 | 1.96 | 66 | 63 | 214729862
ARMSTRONG AIR | 4SHP18LX136P | 7EC30BX-0*+TDR | A96UH2E070B12 | 23800 | 24000 | 17.1 | 12.3 | 8.1 | 1.96 | 66 | 63 | 214729865
ARMSTRONG AIR | 4SHP18LX136P | 7EC30BX-0*+TDR | A98USMV070B12 | 23400 | 24000 | 19 | 12.3 | 8.1 | 1.97 | 65 | 62 | 214729879
ARMSTRONG AIR | 4SHP18LX136P | 7EC36AX-0*+TDR | A80UH1E040A12X | 33400 | 34200 | 16 | 10.9 | 8.1 | 2.04 | 65 | 54 | 214729882
ARMSTRONG AIR | 4SHP18LX136P | 7EC36AX-0*+TDR | A80UH1E070A12 | 33600 | 34200 | 17.1 | 10.9 | 8.5 | 2.06 | 66 | 54 | 214729885
ARMSTRONG AIR | 4SHP18LX136P | 7EC36BX-0*+TDR | A93UH1E070B12 | 33800 | 34400 | 16.5 | 10.9 | 8.1 | 2.06 | 66 | 54 | 214729902
ARMSTRONG AIR | 4SHP18LX136P | 7EC36BX-0*+TDR | A96UH1E070B12 | 33400 | 34200 | 16.5 | 10.9 | 8.1 | 2.06 | 65 | 54 | 214729905
ARMSTRONG AIR | 4SHP18LX136P | 7EC48CX-0*+TDR | A80UH2E110C16 | 34200 | 34400 | 16 | 10.9 | 8.1 | 2.14 | 66 | 54 | 214729927
ARMSTRONG AIR | 4SHP18LX136P | 7EC48CX-0*+TDR | A93UH1E110C16 | 34000 | 34400 | 16.5 | 10.9 | 8.1 | 2.14 | 65 | 54 | 214729942
ARMSTRONG AIR | 4SHP18LX136P | 7EC48CX-0*+TDR | A96UH1E090C16 | 34000 | 34600 | 16 | 10.4 | 8.1 | 2.12 | 65 | 54 | 214729948
CONCORD | 4HP18V36P | EAH1P30B+H4TXV01 | 96G2UH045BV12 | 23600 | 24000 | 19 | 12.3 | 8.5 | 2.03 | 65 | 63 | 206906490
CONCORD | 4HP18V36P | EAH1P48B+H4TXV02 | 80G2UH090BE16L | 34400 | 33600 | 17.5 | 11.5 | 8.5 | 2.14 | 66 | 55 | 206906515
CONCORD | 4HP18V36P | EAH1P48B+H4TXV02 | 96G1UH070BE12 | 33400 | 33200 | 17.5 | 11 | 8.5 | 2.1 | 66 | 55 | 206906521
CONCORD | 4HP18V36P | ED1P24B+H4TXV01 | 96G2DF070BV16 | 22800 | 24000 | 18.5 | 12 | 8.1 | 1.83 | 66 | 63 | 206906583
CONCORD | 4HP18V36P | EAH1P36B+H4TXV02 | 80G1UH090BE16 | 32600 | 33600 | 17.5 | 11 | 8.5 | 2.16 | 65 | 55 | 206906496
CONCORD | 4HP18V36P | EAH1P36B+H4TXV02 | 80G2UH090BE16 | 32600 | 33800 | 17.1 | 11 | 8.5 | 2.14 | 66 | 55 | 206906498
CONCORD | 4HP18V36P | EAH1P36B+H4TXV02 | 92G1UH045BE12 | 32200 | 33800 | 17.5 | 10.9 | 8.5 | 2.12 | 66 | 56 | 206906502
CONCORD | 4HP18V36P | 7EC48BX-0*+TDR | 97G2UH045BV12 | 33600 | 34600 | 17.1 | 10 | 8.5 | 2.08 | 63 | 54 | 214784603
AIREASE | 4SHP18LX136P | 7EC48CX-0*+TDR | A96US2V070B12 | 34000 | 34600 | 18 | 10.4 | 8.5 | 2.08 | 66 | 55 | 214729293
AIREASE | 4SHP18LX136P | 7EC48CX-0*+TDR | A97USMV070B12 | 34000 | 34600 | 18 | 10.4 | 8.5 | 2.08 | 66 | 55 | 214729312
AIREASE | 4SHP18LX136P | 7EH36CX-0*+TDR | A80US2V080C20X | 35000 | 34600 | 18 | 11 | 8.5 | 2.24 | 68 | 56 | 214729358
AIREASE | 4SHP18LX136P | 7EH36CX-0*+TDR | A96US2V110C20 | 35000 | 34600 | 18 | 11 | 8.5 | 2.22 | 68 | 57 | 214729372
AIREASE | 4SHP18LX136P | 7EH36CX-0*+TDR | A97US2V080C20X | 35000 | 34600 | 17.5 | 11 | 8.5 | 2.22 | 68 | 57 | 214729375
AIREASE | 4SHP18LX136P | 7EH36CX-0*+TDR | A97US2V090C20 | 35000 | 34600 | 18 | 11 | 8.5 | 2.22 | 68 | 57 | 214729378
AIREASE | 4SHP18LX136P | 7EC48BX-0*+TDR | A97US2V060B12X | 34000 | 34600 | 17.5 | 10.4 | 8.1 | 2.08 | 66 | 55 | 214784663
AIREASE | 4SHP18LX136P | 7EH30BX-0*+TDR | A97US2V040B12X + TSTAT | 23600 | 24000 | 19 | 12.3 | 8.5 | 2.04 | 65 | 63 | 214784680
AIREASE | 4SHP18LX136P | 7EC30BX-0*+TDR | A97US2V060B12X + TSTAT | 23400 | 24000 | 18.5 | 12.3 | 8.1 | 1.96 | 65 | 62 | 214784683
AIREASE | 4SHP18LX136P | 7EH48BX-0*+TDR | A97US2V060B12X + TSTAT | 34200 | 34000 | 18 | 10.9 | 8.1 | 2.1 | 66 | 55 | 214784686
AIREASE | 4SHP18LX136P | 7EC48CX-0*+TDR | A97USMV110C20 + TSTAT | 34200 | 34600 | 17.5 | 10.9 | 8.1 | 2.14 | 62 | 54 | 214784700
AIREASE | 4SHP18LX160P | 7EC60CX-0*+TDR | A97US2V080C20X + TSTAT | 57500 | 57000 | 16 | 10 | 8.1 | 1.9 | 66 | 57 | 214784706
AIREASE | 4SHP18LX136P | EA(C,U)1P30B+TDR+TXV | A97US2V040B12X + TSTAT | 23400 | 24000 | 19 | 12.3 | 8.1 | 1.98 | 65 | 62 | 214784723
AIREASE | 4SHP18LX136P | EAD4X-24B+TDR | A97DS2V070B16 | 23400 | 24000 | 18.5 | 12.3 | 8.5 | 2.16 | 70 | 69 | 214094620
AIREASE | 4SHP18LX136P | EAD4X-24B+TDR | A97DF2E070B16 | 23600 | 24000 | 18 | 12.3 | 8.5 | 2.22 | 71 | 72 | 213927731
AIREASE | 4SHP18LX136P | EA(C,U)1P30B+TDR+TXV | A97UH2E030B08 | 23600 | 24000 | 19 | 12.3 | 8.1 | 2.2 | 63 | 45 | 214091906
AIREASE | 4SHP18LX136P | EAC4X30B+TDR | A97UH2E030B08 | 23600 | 24000 | 19 | 12.3 | 8.1 | 2.2 | 63 | 45 | 214091908
AIREASE | 4SHP18LX136P | E*1P36C+TDR+TXV | A97UH2E090C16 | 34800 | 34600 | 17.5 | 11 | 8.5 | 2.22 | 68 | 56 | 213928576
CONCORD | 4HP18V60P | 7EC60DX-0*+TDR | 96G1UH135DE20 | 58500 | 57500 | 15.2 | 10.4 | 8.1 | 1.96 | 70 | 59 | 214730642
CONCORD | 4HP18V60P | EAD4X-50/60C+TDR | 96G2DF110CE20 | 46000 | 48000 | 16 | 11.5 | 8.5 | 2.1 | 75 | 60 | 213352616
CONCORD | 4HP18V60P | EAD4X-60D+TDR | 97G2DF110CE20 | 55500 | 58000 | 15.5 | 10 | 8.1 | 1.84 | 74 | 64 | 213942312
CONCORD | 4HP18V60P | EA(C,U)1P60C+H4TXV03 | 97G2UH110CE20 | 57000 | 58000 | 16 | 10 | 8.1 | 1.92 | 65 | 57 | 214567145
CONCORD | 4HP18V36P | EA(C,U)1P36B+TDR+TXV | 97G2UH070BV12 | 34000 | 34600 | 16 | 10.4 | 8.5 | 2.04 | 66 | 54 | 214100194
CONCORD | 4HP18V36P | EAC4X24B+TDR | 97G2UH030BE08 | 23200 | 24000 | 18.5 | 12.3 | 8.1 | 1.88 | 63 | 60 | 214091883
CONCORD | 4HP18V36P | EAC4X36B+TDR | 97G2UH045BE12 | 33800 | 34400 | 16.5 | 10.9 | 8.1 | 1.95 | 66 | 51 | 213936412
CONCORD | 4HP18V36P | EAC4X48B+TDR | 97G2UH070BE12 | 33600 | 34400 | 17.5 | 10.4 | 8.1 | 2.01 | 66 | 50 | 213936416
CONCORD | 4HP18V36P | EAH1P48B+TDR+TXV | 97G2UH045BE12 | 33600 | 33400 | 18 | 11 | 8.5 | 1.99 | 66 | 51 | 213936420
CONCORD | 4HP18V36P | EAD4X-24B+TDR | 97G2DF045BE12 | 24000 | 24000 | 18 | 12.3 | 8.5 | 2.16 | 71 | 70 | 213934223
CONCORD | 4HP18V36P | EAD4X-24A+TDR | 80G2DF070AE12 | 24000 | 24000 | 19 | 12.3 | 8.5 | 2.16 | 71 | 70 | 213352537
CONCORD | 4HP18V36P | EAD4X-24B+TDR | 92G1DF070BE12 | 24000 | 24000 | 19 | 12.3 | 8.5 | 2.16 | 70 | 69 | 213352540
CONCORD | 4HP18V36P | EAD4X-24B+TDR | EFV08BCA | 23000 | 24000 | 17.5 | 12.3 | 8.5 | 2.14 | 70 | 69 | 213352543
CONCORD | 4HP18V36P | E*1P36B+H4TXV02 | 96G2UH070BE12 | 34000 | 35000 | 17.1 | 10.9 | 8.5 | 2.18 | 66 | 55 | 209332200
CONCORD | 4HP18V36P | EA(C,U)1P48C+H4TXV02 | 96G2UH090CE16 | 34200 | 34600 | 15.5 | 10.4 | 8.1 | 2.12 | 63 | 54 | 209332207
CONCORD | 4HP18V36P | EA(C,U)1P48C+H4TXV02 | 96G2UH110CE20 | 34400 | 34600 | 15.5 | 10.4 | 8.1 | 2.1 | 63 | 54 | 209332208
CONCORD | 4HP18V36P | EAC4X36B | 96G2UH070BE12 | 33600 | 34200 | 16 | 10.9 | 8.1 | 2.04 | 66 | 54 | 209332210
CONCORD | 4HP18V36P | EA(C,U)1P30B+H4TXV01 | 96G2UH070BE12 | 23800 | 24000 | 17.1 | 12.3 | 8.1 | 1.96 | 66 | 63 | 209329518
CONCORD | 4HP18V36P | ED1P24B+H4TXV01 | 96G2DF045BE12 | 22800 | 24000 | 17.5 | 12.3 | 8.1 | 1.83 | 65 | 62 | 209329544
CONCORD | 4HP18V36P | BCE5C24M*4X |  | 23000 | 24000 | 16.5 | 12.3 | 8.1 | 1.84 | 67 | 64 | 206906221
CONCORD | 4HP18V36P | E*1P23A+H4TXV01 | 80G1UH040AE12X | 23200 | 24000 | 19 | 12.3 | 8.1 | 1.91 | 64 | 60 | 206906237
CONCORD | 4HP18V36P | E*1P23A+H4TXV01 | 80G1UH060AE12X | 23200 | 24000 | 19 | 12.3 | 8.1 | 1.91 | 64 | 60 | 206906239
ARMSTRONG AIR | 4SHP18LX136P | 7EH36CX-0*+TDR | A98USMV110C20 | 35000 | 34600 | 18 | 11 | 8.5 | 2.22 | 68 | 57 | 214730066
ARMSTRONG AIR | 4SHP18LX136P | 7EC48BX-0*+TDR | A97US2V060B12X | 34000 | 34600 | 17.5 | 10.4 | 8.1 | 2.08 | 66 | 55 | 214784664
ARMSTRONG AIR | 4SHP18LX136P | 7EC30BX-0*+TDR | A93UH1E070B12 | 24000 | 24000 | 18.5 | 12.3 | 8.1 | 1.97 | 66 | 63 | 214729860
ARMSTRONG AIR | 4SHP18LX136P | 7EC30BX-0*+TDR | A97US2V060B12X | 23400 | 24000 | 18.5 | 12.3 | 8.1 | 1.96 | 65 | 62 | 214729874
ARMSTRONG AIR | 4SHP18LX136P | 7EC30BX-0*+TDR | A97USMV070B12 | 23400 | 24000 | 19 | 12.3 | 8.1 | 1.97 | 65 | 62 | 214729877
ARMSTRONG AIR | 4SHP18LX136P | 7EC36BX-0*+TDR | A80US2V090B12* | 34600 | 34600 | 18.5 | 11 | 8.5 | 2.06 | 66 | 54 | 214729897
ARMSTRONG AIR | 4SHP18LX136P | 7EC36BX-0*+TDR | A93UH1E030B12 | 33200 | 34200 | 15.5 | 10.4 | 8.1 | 2.04 | 66 | 54 | 214729900
ARMSTRONG AIR | 4SHP18LX136P | 7EC36BX-0*+TDR | A97US2V070B12 | 34400 | 34600 | 18 | 10.4 | 8.5 | 2.04 | 67 | 55 | 214729917
ARMSTRONG AIR | 4SHP18LX136P | 7EC36BX-0*+TDR | A97USMV070B12 + TSTAT | 34200 | 34600 | 16.5 | 10.9 | 8.1 | 2.04 | 66 | 54 | 214729919
ARMSTRONG AIR | 4SHP18LX136P | EA(C,U)1P48C+TDR+TXV | A97US2V090C16 | 34200 | 34600 | 18 | 10.4 | 8.5 | 2.12 | 63 | 54 | 214094638
ARMSTRONG AIR | 4SHP18LX136P | EAH1P48C+TDR+TXV | A97US2V090C16 | 34600 | 33600 | 19 | 11 | 8.5 | 2.08 | 66 | 55 | 214094641
ARMSTRONG AIR | 4SHP18LX160P | EAC4X60C+TDR | A80US2V080C20X | 57500 | 57500 | 17.1 | 10.4 | 8.1 | 1.96 | 65 | 57 | 210727531
ARMSTRONG AIR | 4SHP18LX136P | EA(C;U)1P36A+TDR+TXV | A80UH2E070A12 | 34000 | 34600 | 16 | 10.9 | 8.1 | 2.06 | 66 | 54 | 210738142
ARMSTRONG AIR | 4SHP18LX136P | EA(C;U)1P36B+TDR+TXV | A80UH2E090B12 | 34200 | 34600 | 16.5 | 10.9 | 8.5 | 2.06 | 66 | 54 | 210738167
ARMSTRONG AIR | 4SHP18LX136P | EA(C;U)1P36B+TDR+TXV | A93UH1E045B12 | 34000 | 34600 | 16 | 10.4 | 8.1 | 2.04 | 66 | 54 | 210738181
ARMSTRONG AIR | 4SHP18LX136P | EA(C;U)1P48B+TDR+TXV | A80US2V090B16 | 34000 | 34600 | 17.5 | 10.4 | 8.1 | 2.1 | 66 | 54 | 210738235
ARMSTRONG AIR | 4SHP18LX136P | EA(C;U)1P48B+TDR+TXV | A93UH1E030B12 | 33200 | 34400 | 16.5 | 10 | 8.1 | 2.08 | 66 | 54 | 210738244
ARMSTRONG AIR | 4SHP18LX136P | EA(C;U)1P48B+TDR+TXV | A93UH1E045B12 | 33600 | 34600 | 16.5 | 10.4 | 8.1 | 2.08 | 66 | 54 | 210738248
ARMSTRONG AIR | 4SHP18LX136P | EA(C;U)1P48C+TDR+TXV | A96UH2E090C16 | 34200 | 34600 | 15.5 | 10.4 | 8.1 | 2.12 | 66 | 54 | 210738324
ARMSTRONG AIR | 4SHP18LX136P | EA(C;U)1P48C+TDR+TXV | A96US2V090C12 | 34200 | 34600 | 18 | 10.4 | 8.5 | 2.12 | 66 | 54 | 210738329
ARMSTRONG AIR | 4SHP18LX136P | EAC4X36B+TDR | A80US2V080B16X | 34600 | 34600 | 18 | 11 | 8.5 | 2.08 | 66 | 54 | 210738411
ARMSTRONG AIR | 4SHP18LX136P | EAC4X36B+TDR | A93UH1E045B12 | 34000 | 34600 | 16 | 10.4 | 8.1 | 2.04 | 66 | 54 | 210738424
ARMSTRONG AIR | 4SHP18LX136P | EAC4X36B+TDR | A96UH1E030B12 | 33400 | 34200 | 15.5 | 10.9 | 8.1 | 2.04 | 66 | 54 | 210738437
ARMSTRONG AIR | 4SHP18LX136P | EAC4X48B+TDR | A80UH2E090B12 | 34200 | 34600 | 17.1 | 10.4 | 8.1 | 2.12 | 66 | 54 | 210738487
ARMSTRONG AIR | 4SHP18LX136P | EAC4X48B+TDR | A80US2V090B16 | 34000 | 34600 | 17.5 | 10.4 | 8.1 | 2.1 | 66 | 54 | 210738500
ARMSTRONG AIR | 4SHP18LX136P | EAC4X48B+TDR | A95UH1E070B12 | 32800 | 34000 | 17.1 | 10.4 | 8.1 | 2.02 | 65 | 56 | 210738517
ARMSTRONG AIR | 4SHP18LX136P | EAC4X48C+TDR | A93UH1E110C16 | 34000 | 34400 | 16.5 | 10.9 | 8.1 | 2.14 | 65 | 54 | 210738572
ARMSTRONG AIR | 4SHP18LX136P | EAC4X48C+TDR | A96UH1E090C16 | 34000 | 34600 | 16 | 10.4 | 8.1 | 2.12 | 65 | 54 | 210738581
ARMSTRONG AIR | 4SHP18LX136P | EAC4X48C+TDR | A96US2V090C12 | 34200 | 34600 | 18 | 10.4 | 8.5 | 2.12 | 66 | 54 | 210738587
ALLIED | 4HP18V36P | BCE7E24M |  | 23200 | 24000 | 18 | 12.3 | 8.5 | 2.1 | 66 | 63 | 206905848
AC PRO | 4HP18V36P | ED1P30/36B+H4TXV02 | 80G1DF090BE16 | 34600 | 36000 | 17.1 | 12 | 8.1 | 2.06 | 62 | 50 | 206905820
AC PRO | 4HP18V36P | EAC4X30B | 96G2UH070BE12 | 23800 | 24000 | 17.1 | 12.3 | 8.1 | 1.96 | 66 | 63 | 209329583
AC PRO | 4HP18V36P | EAH1P30B+H4TXV01 | 96G2UH070BE12 | 23600 | 24000 | 18 | 12.3 | 8.5 | 2.02 | 66 | 63 | 209329590
AC PRO | 4HP18V36P | E*1P36B+H4TXV02 | 96G2UH070BE12 | 34000 | 35000 | 17.1 | 10.9 | 8.5 | 2.18 | 66 | 55 | 209332146
AC PRO | 4HP18V36P | EAC4X36B | 96G2UH070BE12 | 33600 | 34200 | 16 | 10.9 | 8.1 | 2.04 | 66 | 54 | 209332156
AC PRO | 4HP18V36P | 7EC24BX-0*+TDR | 96G2UH030BE08 | 23200 | 24000 | 18.5 | 12.3 | 8.1 | 1.88 | 63 | 60 | 214728932
AC PRO | 4HP18V36P | 7EC30/36AX-0*+TDR | 80G2UH070AE12L | 34000 | 34600 | 16 | 10.9 | 8.1 | 2.06 | 66 | 54 | 214728948
AC PRO | 4HP18V36P | 7EC30/36BX-0*+TDR | 80G2UH090BE12 | 34200 | 34600 | 16.5 | 10.9 | 8.1 | 2.06 | 66 | 54 | 214728952
AC PRO | 4HP18V36P | 7EC30/36BX-0*+TDR | 80G2UH090BE16L | 34200 | 34400 | 15.5 | 11 | 8.1 | 2.08 | 66 | 54 | 214728954
AC PRO | 4HP18V36P | EAH1P48C+TDR+TXV | 92G1UH090CE16 | 34200 | 34000 | 18 | 11.5 | 8.5 | 2.1 | 65 | 54 | 212607833
AC PRO | 4HP18V36P | EAD4X-24B+TDR | EFV08BCA | 23000 | 24000 | 17.5 | 12.3 | 8.5 | 2.14 | 70 | 69 | 213352551
AC PRO | 4HP18V36P | EA(C,U)1P48B+TDR+TXV | 97G2UH045BE12 | 33400 | 34400 | 17.1 | 10.4 | 8.1 | 2 | 66 | 50 | 213936431
AC PRO | 4HP18V36P | EAC4X36B+TDR | 97G2UH070BE12 | 33800 | 34400 | 17.1 | 10.9 | 8.5 | 1.95 | 66 | 51 | 213936435
AC PRO | 4HP18V36P | EAH1P30B+TDR+TXV | 97G2UH070BV12 | 23800 | 24000 | 19 | 12.3 | 8.5 | 2.04 | 65 | 62 | 214100159
AC PRO | 4HP18V36P | EAD4X-24B+TDR | 97G2DF070BV16 | 23600 | 24000 | 19 | 12.3 | 8.5 | 2.14 | 71 | 70 | 214100121
AC PRO | 4HP18V36P | EAH1P36B+H4TXV02 | 80G2UH090BE16 | 32600 | 33800 | 17.1 | 11 | 8.5 | 2.14 | 66 | 55 | 206905728
AC PRO | 4HP18V36P | EAH1P36B+H4TXV02 | 96G1UH070BE12 | 31600 | 33400 | 18 | 10.9 | 8.5 | 2.12 | 65 | 55 | 206905737
ALLIED | 4HP18V60P | EAC4X60C | 96G2UH110CE20 | 57000 | 58000 | 16 | 10 | 8.1 | 1.94 | 65 | 57 | 209338564
ALLIED | 4HP18V36P | 7ED48CX-0*+TDR | 97G2DF110CV20 | 34200 | 36000 | 19 | 11 | 8.5 | 2.14 | 69 | 56 | 214730364
ALLIED | 4HP18V36P | 7ED24BX-0*+TDR | 96G2DF045BE12 | 24000 | 24000 | 18 | 12.3 | 8.5 | 2.16 | 71 | 70 | 214730318
ALLIED | 4HP18V60P | EA(C,U)1P60C+H4TXV03 | 80G2UH110CV20 | 57000 | 58500 | 16 | 10 | 8.1 | 1.94 | 65 | 57 | 206906864
ALLIED | 4HP18V60P | ED1P50/60C+H4TXV02 | EFV16CCA | 45500 | 46500 | 17.1 | 11.5 | 8.1 | 2 | 65 | 58 | 206906976
ALLIED | 4HP18V36P | 7EC30/36AX-0*+TDR | 80G1UH060AE12X | 33400 | 34200 | 16 | 10.9 | 8.1 | 2.04 | 65 | 54 | 214729596
AC PRO | 4HP18V36P | 7ED48CX-0*+TDR | 97G2DF090CV20 | 34200 | 36000 | 19 | 11 | 8.5 | 2.14 | 69 | 55 | 214730361
AC PRO | 4HP18V36P | EAH1P36B+TDR+TXV | 97G2UH045BE12 | 32000 | 33800 | 18 | 11 | 8.5 | 1.97 | 66 | 49 | 213936439
AC PRO | 4HP18V60P | 7ED50/60CX-0*+TDR | 80G1DF110CE20 | 47500 | 48000 | 17.1 | 12.3 | 8.5 | 2.22 | 72 | 57 | 214730507
AC PRO | 4HP18V60P | 7ED50/60CX-0*+TDR | 96G2DF110CE20 | 46000 | 48000 | 16 | 11.5 | 8.5 | 2.1 | 75 | 60 | 214730510
AC PRO | 4HP18V60P | 7EC60CX-0*+TDR | 80G2UH110CE20L | 57500 | 58500 | 16 | 10 | 8.1 | 1.94 | 65 | 57 | 214729113
AC PRO | 4HP18V60P | 7EC60CX-0*+TDR | 96G2UH090CV20 | 57000 | 58500 | 16 | 10 | 8.1 | 1.94 | 65 | 57 | 214729117
AC PRO | 4HP18V60P | EAD4X-60D+TDR | 97G2DF090CV20 | 55000 | 58000 | 15.5 | 10 | 8.1 | 1.82 | 75 | 66 | 214100264
AIREASE | 4SHP18LX160P | 7ED50/60CX-0*+TDR | A96DS2V110C20 | 46000 | 48000 | 17.1 | 11 | 8.5 | 2.06 | 75 | 60 | 214731064
AIREASE | 4SHP18LX160P | 7ED50/60CX-0*+TDR | A97DSMV110C20 | 46000 | 48000 | 17.1 | 11 | 8.5 | 2.06 | 75 | 60 | 214731067
AIREASE | 4SHP18LX136P | 7ED48CX-0*+TDR | A96DS2V110C20 | 34400 | 36000 | 19 | 11 | 8.5 | 2.14 | 69 | 56 | 214731040
AIREASE | 4SHP18LX136P | 7ED48CX-0*+TDR | EFV16CCA | 34200 | 36000 | 19 | 11.7 | 8.5 | 2.18 | 68 | 55 | 214731044
AIREASE | 4SHP18LX160P | 7EC60CX-0*+TDR | A80US2V090C20* | 57500 | 58000 | 17.1 | 10.4 | 8.1 | 1.94 | 65 | 57 | 214729488
AIREASE | 4SHP18LX160P | 7EC60CX-0*+TDR | A80US2V110C20* | 57000 | 58000 | 17 | 10 | 8.1 | 1.92 | 66 | 57 | 214729491
AIREASE | 4SHP18LX160P | EAD4X-50/60C+TDR | A96DF1E110C20 | 46000 | 48000 | 16 | 11.5 | 8.5 | 2.1 | 75 | 60 | 213352573
AIREASE | 4SHP18LX160P | EAC4X60C+TDR | A97US2V110C20 | 57000 | 58000 | 17.1 | 10 | 8.1 | 1.94 | 66 | 57 | 212539333
AIREASE | 4SHP18LX160P | BCE7E60M - TXV |  | 57000 | 58000 | 16 | 10.4 | 8.1 | 1.96 | 66 | 53 | 210821339
AIREASE | 4SHP18LX160P | EA(C;U)1P60C+TDR+TXV | A80US2V090C20* | 57500 | 58000 | 17.1 | 10.4 | 8.1 | 1.94 | 65 | 57 | 210821344
AIREASE | 4SHP18LX160P | EAC4X60C+TDR | A80US2V110C20* | 57000 | 58000 | 17 | 10 | 8.1 | 1.92 | 66 | 57 | 210821380
AIREASE | 4SHP18LX160P | EAC4X60C+TDR | A80US2V110C20L | 57000 | 58000 | 17 | 10 | 8.1 | 1.92 | 66 | 57 | 210821382
AIREASE | 4SHP18LX160P | EAC4X60C+TDR | A93UH1E110C20 | 57500 | 58000 | 16 | 10.4 | 8.1 | 1.94 | 65 | 57 | 210821384
ARMSTRONG AIR | 4SHP18LX136P | EAH1P48C+TDR+TXV | A97US2V110C16 | 34600 | 33800 | 19 | 11 | 8.5 | 2.08 | 66 | 54 | 214094643
ARMSTRONG AIR | 4SHP18LX160P | BCE7E60M - TXV |  | 57000 | 58000 | 16 | 10.4 | 8.1 | 1.96 | 66 | 53 | 210727511
ARMSTRONG AIR | 4SHP18LX160P | EA(C;U)1P60C+TDR+TXV | A80US2V100C20X | 57500 | 57500 | 17.1 | 10.4 | 8.1 | 1.96 | 65 | 57 | 210727515
ARMSTRONG AIR | 4SHP18LX160P | EAC4X60C+TDR | A80US2V090C20* | 57500 | 58000 | 17.1 | 10.4 | 8.1 | 1.94 | 65 | 57 | 210727532
ARMSTRONG AIR | 4SHP18LX160P | EAC4X60C+TDR | A80US2V110C20L | 57000 | 58000 | 17 | 10 | 8.1 | 1.92 | 66 | 57 | 210727535
ARMSTRONG AIR | 4SHP18LX136P | EAD4X-48C+TDR | A80DS2V110C20 | 34600 | 36000 | 19 | 11.7 | 8.5 | 2.16 | 68 | 55 | 213352509
ARMSTRONG AIR | 4SHP18LX136P | E*1P36B+TDR+TXV | A97UH2E070B12 | 34200 | 34600 | 18 | 10.9 | 8.5 | 2.2 | 68 | 56 | 213928559
ARMSTRONG AIR | 4SHP18LX136P | EA(C,U)1P36B+TDR+TXV | A97UH2E070B12 | 33800 | 34400 | 17.1 | 10.9 | 8.5 | 2.04 | 66 | 54 | 213928562
ARMSTRONG AIR | 4SHP18LX136P | EAC4X36B+TDR | A97UH2E045B12 | 33800 | 34400 | 16.5 | 10.9 | 8.1 | 2.04 | 66 | 54 | 213928565
ARMSTRONG AIR | 4SHP18LX136P | EA(C,U)1P30B+TDR+TXV | A97US2V045B12 | 23400 | 24000 | 18.5 | 12.3 | 8.1 | 1.95 | 65 | 62 | 214094623
ARMSTRONG AIR | 4SHP18LX136P | EA(C,U)1P48B+TDR+TXV | A98USMV070B12 | 34000 | 34600 | 18.5 | 10.4 | 8.5 | 2.08 | 66 | 55 | 212539139
ARMSTRONG AIR | 4SHP18LX136P | E*1P36C+TDR+TXV | A97US2V090C12 | 35000 | 34600 | 18 | 11 | 8.5 | 2.2 | 68 | 57 | 212539267
ARMSTRONG AIR | 4SHP18LX136P | EAC4X48B+TDR | A97US2V045B12 | 34000 | 34600 | 17.5 | 10 | 8.1 | 2.06 | 66 | 55 | 212539288
ARMSTRONG AIR | 4SHP18LX136P | EAC4X48B+TDR | A97US2V070B12 | 34000 | 34600 | 18 | 10.4 | 8.5 | 2.08 | 66 | 55 | 212539290
ARMSTRONG AIR | 4SHP18LX136P | EAC4X48C+TDR | A97US2V090C16 | 34200 | 34600 | 18 | 10.4 | 8.5 | 2.12 | 66 | 54 | 212539294
ARMSTRONG AIR | 4SHP18LX136P | EAC4X30B+TDR | A97US2V045B12 | 23400 | 24000 | 18.5 | 12.3 | 8.1 | 1.95 | 65 | 62 | 212539319
ARMSTRONG AIR | 4SHP18LX136P | E*1P36C+TDR+TXV | A98USMV090C12 | 35000 | 34600 | 18 | 11 | 8.5 | 2.2 | 68 | 57 | 212539036
ARMSTRONG AIR | 4SHP18LX136P | EA(C;U)1P48C+TDR+TXV | A98USMV090C16 | 34200 | 34600 | 18 | 10.4 | 8.5 | 2.12 | 66 | 54 | 212539043
ARMSTRONG AIR | 4SHP18LX136P | E*1P36C+TDR+TXV | A97US2V110C20 | 35000 | 34600 | 18 | 11 | 8.5 | 2.22 | 68 | 57 | 212539439
ARMSTRONG AIR | 4SHP18LX136P | EA(C,U)1P48C+TDR+TXV | A97US2V080C20X + TSTAT | 34200 | 34600 | 17.5 | 10.4 | 8.1 | 2.12 | 63 | 54 | 212595599
ARMSTRONG AIR | 4SHP18LX136P | EA(C,U)1P48C+TDR+TXV | A97USMV110C20 + TSTAT | 34200 | 34600 | 17.5 | 10.9 | 8.1 | 2.14 | 62 | 54 | 212595603
ARMSTRONG AIR | 4SHP18LX136P | ED1P30/36B+TDR+TXV | A97DSMV070B12 + TSTAT | 34600 | 34600 | 18 | 11.5 | 8.1 | 2.02 | 65 | 53 | 212595621
ARMSTRONG AIR | 4SHP18LX136P | EAH1P30B+TDR+TXV | A97US2V040B12X + TSTAT | 23600 | 24000 | 19 | 12.3 | 8.5 | 2.04 | 65 | 63 | 212595638
ARMSTRONG AIR | 4SHP18LX136P | ED1P24B+TDR+TXV | A97DSMV070B12 + TSTAT | 22600 | 24000 | 19 | 12.3 | 8.1 | 1.82 | 64 | 61 | 212595641
ARMSTRONG AIR | 4SHP18LX136P | EAH1P48C+TDR+TXV | A97US2V080C20X | 34600 | 34200 | 18.5 | 11 | 8.5 | 2.08 | 65 | 54 | 212607782
ARMSTRONG AIR | 4SHP18LX136P | EAH1P48C+TDR+TXV | A97USMV090C12 + TSTAT | 34400 | 34000 | 19 | 11 | 8.5 | 2.08 | 65 | 54 | 212607785
ARMSTRONG AIR | 4SHP18LX136P | EAD4X-24A+TDR | A80DF1E045A12 | 23600 | 24000 | 19 | 12.3 | 8.5 | 2.16 | 70 | 69 | 213352483
ARMSTRONG AIR | 4SHP18LX136P | EAD4X-24B+TDR | A80DS2V090B16 | 23600 | 24000 | 19 | 12.3 | 8.5 | 2.16 | 70 | 69 | 213352486
ARMSTRONG AIR | 4SHP18LX136P | BCE7S30M*4X + TSTAT |  | 23200 | 24000 | 19 | 12.3 | 8.5 | 2.14 | 67 | 64 | 213249356
ARMSTRONG AIR | 4SHP18LX136P | BCE5E36M*4X |  | 33800 | 35200 | 17.1 | 11 | 8.5 | 2.14 | 63 | 52 | 210737940
ARMSTRONG AIR | 4SHP18LX136P | BCE5V36M*4X |  | 34200 | 34800 | 19 | 11.7 | 8.5 | 2.16 | 63 | 52 | 210737949
ARMSTRONG AIR | 4SHP18LX136P | BCE7E36M*4X - TXV |  | 33600 | 34600 | 17.5 | 10.9 | 8.5 | 2.24 | 68 | 56 | 210737956
ARMSTRONG AIR | 4SHP18LX136P | E*1P36B+TDR+TXV | A93UH1E030B12 | 34000 | 34600 | 17.1 | 10.9 | 8.5 | 2.18 | 68 | 56 | 210738032
ARMSTRONG AIR | 4SHP18LX136P | E*1P36B+TDR+TXV | A95UH1E070B12 | 33600 | 34600 | 17.5 | 11 | 8.5 | 2.2 | 66 | 55 | 210738043
AC PRO | 4HP18V60P | EAD4X-50/60C+TDR | 96G2DF090CV20 | 46000 | 48000 | 16.5 | 11 | 8.5 | 2.08 | 75 | 60 | 213352621
AC PRO | 4HP18V60P | EAD4X-50/60C+TDR | 96G2DF110CE20 | 46000 | 48000 | 16 | 11.5 | 8.5 | 2.1 | 75 | 60 | 213352622
AC PRO | 4HP18V60P | EAD4X-60D+TDR | 96G2DF110CV20 | 55500 | 58000 | 15.5 | 10 | 8.1 | 1.84 | 75 | 65 | 213352664
AC PRO | 4HP18V36P | BCE5E24M |  | 23000 | 24000 | 17.5 | 12.3 | 8.1 | 1.85 | 63 | 62 | 206905454
AC PRO | 4HP18V36P | BCE5E36M |  | 33800 | 35600 | 17.1 | 10.9 | 8.5 | 2.1 | 63 | 53 | 206905456
AC PRO | 4HP18V36P | BCE5V24M |  | 23400 | 24000 | 18.5 | 12.3 | 8.5 | 1.88 | 67 | 64 | 206905459
AC PRO | 4HP18V36P | BCE5V42M |  | 34400 | 35000 | 17.5 | 11.7 | 8.5 | 2.18 | 63 | 52 | 206905461
AC PRO | 4HP18V36P | E*1P23A+H4TXV01 | 80G2UH070AV12* | 23200 | 24000 | 19 | 12.3 | 8.1 | 1.92 | 63 | 60 | 206905473
AIREASE | 4SHP18LX136P | 7EC48CX-0*+TDR | A80US2V090B12* | 34200 | 34600 | 18.5 | 10.4 | 8.5 | 2.1 | 66 | 54 | 214729270
AIREASE | 4SHP18LX136P | 7EC48CX-0*+TDR | A93UH1E030B12 | 33200 | 34400 | 16.5 | 10 | 8.1 | 2.08 | 66 | 54 | 214729277
AIREASE | 4SHP18LX136P | EAH1P36B+TDR+TXV | A80US2V090B16 | 32600 | 34200 | 18.5 | 11 | 8.5 | 2.12 | 67 | 55 | 210821766
AIREASE | 4SHP18LX136P | EAH1P36B+TDR+TXV | A80US2V090B16L | 32600 | 34200 | 18.5 | 11 | 8.5 | 2.12 | 67 | 55 | 210821768
AIREASE | 4SHP18LX136P | EAH1P36B+TDR+TXV | A93UH1E030B12 | 32000 | 33800 | 17.5 | 10.9 | 8.5 | 2.12 | 67 | 55 | 210821771
AIREASE | 4SHP18LX136P | EA(C,U)1P36B+TDR+TXV | A97USMV070B12 + TSTAT | 34200 | 34600 | 16 | 10.4 | 8.1 | 2.04 | 66 | 55 | 214784747
AIREASE | 4SHP18LX136P | EAC4X30B+TDR | A97USMV070B12 + TSTAT | 23400 | 24000 | 19 | 12.3 | 8.1 | 1.97 | 65 | 62 | 214784750
AIREASE | 4SHP18LX160P | EA(C,U)1P60C+TDR+TXV | A97USMV110C20 + TSTAT | 57000 | 57000 | 16 | 10 | 8.1 | 1.9 | 66 | 57 | 214784790
AC PRO | 4HP18V36P | 7EC30/36BX-0*+TDR | 92G1UH045BE12 | 34000 | 34600 | 16 | 10.4 | 8.1 | 2.04 | 66 | 54 | 214728957
AC PRO | 4HP18V36P | 7EC30/36BX-0*+TDR | 96G2UH045BV12 | 34000 | 34600 | 16 | 10.4 | 8.1 | 2.04 | 66 | 54 | 214728962
AC PRO | 4HP18V36P | 7EC30/36BX-0*+TDR | 96G2UH070BE12 | 33600 | 34200 | 16 | 10.9 | 8.1 | 2.04 | 66 | 54 | 214728963
AC PRO | 4HP18V36P | 7EC30BX-0*+TDR | 96G2UH030BE08 | 23600 | 24000 | 19 | 12.3 | 8.1 | 1.9 | 63 | 60 | 214728981
AC PRO | 4HP18V36P | 7EC30BX-0*+TDR | 96G2UH070BV12 | 23400 | 24000 | 19 | 12.3 | 8.1 | 1.97 | 65 | 62 | 214728985
AC PRO | 4HP18V36P | 7EC48BX-0*+TDR | 80G1UH090BE16 | 34000 | 34400 | 16 | 10.9 | 8.1 | 2.12 | 63 | 54 | 214728999
AC PRO | 4HP18V36P | 7EC48BX-0*+TDR | 80G2UH090BE16L | 34000 | 34400 | 16.5 | 10.4 | 8.1 | 2.12 | 63 | 54 | 214729002
AC PRO | 4HP18V36P | 7EC48BX-0*+TDR | 96G1UH045BE12 | 32800 | 34000 | 17.1 | 10.4 | 8.1 | 2.08 | 63 | 54 | 214729007
AC PRO | 4HP18V36P | 7EC48CX-0*+TDR | 96G2UH090CV12 | 33800 | 34400 | 17.5 | 10.4 | 8.5 | 2.12 | 63 | 54 | 214729021
AC PRO | 4HP18V36P | 7EC48CX-0*+TDR | 97G2UH090CV12 | 33800 | 34600 | 17.5 | 10.4 | 8.5 | 2.12 | 62 | 53 | 214729026
AC PRO | 4HP18V36P | 7EH30AX-0*+TDR | 80G1UH040AE12X | 23800 | 24000 | 19 | 12.3 | 8.5 | 2.04 | 65 | 63 | 214729028
AC PRO | 4HP18V36P | 7EH30BX-0*+TDR | 96G2UH070BV12 | 23800 | 24000 | 19 | 12.3 | 8.5 | 2.04 | 65 | 62 | 214729048
AC PRO | 4HP18V36P | 7EH48BX-0*+TDR | 92G1UH030BE12 | 33400 | 33400 | 17.5 | 11 | 8.5 | 2.08 | 66 | 55 | 214729063
AC PRO | 4HP18V36P | 7EH48BX-0*+TDR | 96G2UH045BE12 | 33600 | 33400 | 18 | 11 | 8.5 | 2.1 | 66 | 55 | 214729067
AC PRO | 4HP18V36P | 7EH48CX-0*+TDR | 97G2UH090CE16 | 34400 | 33400 | 18 | 11.5 | 8.1 | 1.95 | 66 | 50 | 214729085
AC PRO | 4HP18V36P | 7EH48CX-0*+TDR | EFV16CCA | 34200 | 33800 | 18.5 | 11.5 | 8.5 | 2.1 | 65 | 54 | 214729087
CONCORD | 4HP18V36P | E*1P23A+H4TXV01 | 80G2UH070AE12L | 23400 | 24000 | 19 | 12.3 | 8.1 | 1.91 | 64 | 60 | 206906242
CONCORD | 4HP18V36P | E*1P23B+H4TXV01 | EFV08BCA | 22600 | 24000 | 16.5 | 12.3 | 8.1 | 1.88 | 64 | 60 | 206906256
CONCORD | 4HP18V36P | E*1P36A+H4TXV02 | 80G1UH060AE12X | 33800 | 34800 | 17.1 | 10.9 | 8.5 | 2.18 | 67 | 55 | 206906259
CONCORD | 4HP18V36P | E*1P36A+H4TXV02 | 80G2UH070AE12L | 34400 | 35400 | 17.1 | 10.9 | 8.5 | 2.2 | 66 | 55 | 206906262
CONCORD | 4HP18V36P | E*1P36B+H4TXV02 | 92G1UH045BE12 | 34400 | 35400 | 17.1 | 10.9 | 8.5 | 2.18 | 66 | 55 | 206906272
CONCORD | 4HP18V36P | EA(C,U)1P30B+H4TXV01 | 80G2UH090BE12 | 24000 | 24000 | 18.5 | 12.3 | 8.1 | 1.97 | 66 | 63 | 206906317
CONCORD | 4HP18V36P | EA(C,U)1P30B+H4TXV01 | 92G1UH070BE12 | 24000 | 24000 | 18.5 | 12.3 | 8.1 | 1.97 | 66 | 63 | 206906320
CONCORD | 4HP18V36P | EA(C,U)1P36B+H4TXV02 | 80G2UH090BE16 | 34200 | 34400 | 15.5 | 11 | 8.1 | 2.08 | 66 | 54 | 206906341
CONCORD | 4HP18V36P | EA(C,U)1P36B+H4TXV02 | 92G1UH045BE12 | 34000 | 34600 | 16 | 10.4 | 8.1 | 2.04 | 66 | 54 | 206906345
CONCORD | 4HP18V36P | EA(C,U)1P36B+H4TXV02 | 96G2UH070BV12 | 34000 | 34600 | 16 | 10.4 | 8.1 | 2.04 | 66 | 54 | 206906352
CONCORD | 4HP18V60P | ED1P60D+H4TXV03 | 80G1DF110CE20 | 58000 | 56500 | 16 | 10.4 | 8.1 | 1.88 | 67 | 59 | 206907165
CONCORD | 4HP18V36P | 7ED24BX-0*+TDR | 97G2DF070BV16 | 23600 | 24000 | 19 | 12.3 | 8.5 | 2.14 | 71 | 70 | 214730330
CONCORD | 4HP18V36P | 7ED24AX-0*+TDR | 80G2DF070AE12 | 24000 | 24000 | 19 | 12.3 | 8.5 | 2.16 | 71 | 70 | 214730290
CONCORD | 4HP18V36P | 7ED24BX-0*+TDR | 97G2DF070BE16 | 23800 | 24000 | 18 | 12.3 | 8.5 | 2.16 | 71 | 70 | 214730324
CONCORD | 4HP18V36P | 7ED24BX-0*+TDR | 96G2DF045BE12 | 24000 | 24000 | 18 | 12.3 | 8.5 | 2.16 | 71 | 70 | 214730304
CONCORD | 4HP18V60P | EA(C,U)1P60C+H4TXV03 | 80G2UH110CV20 | 57000 | 58500 | 16 | 10 | 8.1 | 1.94 | 65 | 57 | 206907052
CONCORD | 4HP18V60P | EA(C,U)1P60C+H4TXV03 | 96G2UH090CV20 | 57000 | 58500 | 16 | 10 | 8.1 | 1.94 | 65 | 57 | 206907057
CONCORD | 4HP18V60P | EA(C,U)1P60C+H4TXV03 | 96G2UH110CV20 | 57000 | 58000 | 16 | 10 | 8.1 | 1.94 | 66 | 57 | 206907058
CONCORD | 4HP18V36P | 7EC24BX-0*+TDR | 97G2UH030BE08 | 23200 | 24000 | 18.5 | 12.3 | 8.1 | 1.88 | 63 | 60 | 214730387
CONCORD | 4HP18V36P | 7EC30/36BX-0*+TDR | 96G1UH070BE12 | 33400 | 34200 | 16.5 | 10.9 | 8.1 | 2.06 | 65 | 54 | 214730410
CONCORD | 4HP18V36P | 7EC30/36BX-0*+TDR | 96G2UH070BE12 | 33600 | 34200 | 16 | 10.9 | 8.1 | 2.04 | 66 | 54 | 214730413
CONCORD | 4HP18V36P | 7EC30BX-0*+TDR | 96G2UH045BV12 | 23400 | 24000 | 18.5 | 12.3 | 8.1 | 1.96 | 65 | 62 | 214730433
CONCORD | 4HP18V36P | 7EC48BX-0*+TDR | 80G2UH090BE12 | 34200 | 34600 | 17.1 | 10.4 | 8.1 | 2.12 | 63 | 54 | 214730450
CONCORD | 4HP18V36P | 7EC48BX-0*+TDR | 80G2UH090BV16* | 33800 | 34400 | 17.5 | 10.4 | 8.1 | 2.1 | 63 | 54 | 214730453
CONCORD | 4HP18V36P | 7EC48BX-0*+TDR | 92G1UH070BE12 | 33400 | 34400 | 17.1 | 10.4 | 8.1 | 2.08 | 63 | 54 | 214730456
CONCORD | 4HP18V36P | 7EC48CX-0*+TDR | 96G2UH090CE16 | 34200 | 34600 | 15.5 | 10.4 | 8.1 | 2.12 | 63 | 54 | 214730470
CONCORD | 4HP18V36P | 7EC48CX-0*+TDR | 97G2UH090CV12 | 33800 | 34600 | 17.5 | 10.4 | 8.5 | 2.12 | 62 | 53 | 214730476
CONCORD | 4HP18V36P | 7EH30BX-0*+TDR | 96G1UH070BE12 | 24000 | 24000 | 18 | 12.3 | 8.5 | 2.03 | 66 | 64 | 214730493
CONCORD | 4HP18V36P | 7EH48BX-0*+TDR | 80G1UH090BE16 | 34200 | 33400 | 17.5 | 11.5 | 8.5 | 2.14 | 66 | 55 | 214730576
CONCORD | 4HP18V36P | 7EH48BX-0*+TDR | 80G2UH090BE16L | 34400 | 33600 | 17.5 | 11.5 | 8.5 | 2.14 | 66 | 55 | 214730579
CONCORD | 4HP18V36P | 7EH48CX-0*+TDR | 92G1UH090CE16 | 34200 | 34000 | 18 | 11.5 | 8.5 | 2.1 | 65 | 54 | 214730596
CONCORD | 4HP18V36P | 7EH48CX-0*+TDR | 95G1UH090CE16 | 34200 | 33800 | 18 | 11.5 | 8.5 | 2.1 | 65 | 54 | 214730599
CONCORD | 4HP18V36P | 7EH48CX-0*+TDR | 96G2UH110CV20 | 34600 | 34200 | 19 | 11.5 | 8.5 | 2.1 | 65 | 54 | 214730602
CONCORD | 4HP18V36P | 7EC48CX-0*+TDR | 97G2UH045BV12 | 33600 | 34600 | 17.1 | 10 | 8.5 | 2.08 | 63 | 54 | 214730473
CONCORD | 4HP18V60P | 7ED60DX-0*+TDR | 96G1DF110CE20 | 55500 | 58000 | 16 | 10 | 8.1 | 1.84 | 75 | 65 | 214730536
CONCORD | 4HP18V60P | 7ED60DX-0*+TDR | 96G2DF110CV20 | 55500 | 58000 | 15.5 | 10 | 8.1 | 1.84 | 75 | 65 | 214730539
DUCANE | 4HP18V36P | EAH1P36B+H4TXV02 | 80G1UH090BE16 | 32600 | 33600 | 17.5 | 11 | 8.5 | 2.16 | 65 | 55 | 206902956
DUCANE | 4HP18V36P | EA(C,U)1P36B+TDR+TXV | 97G2UH070BE12 | 33800 | 34400 | 17.1 | 10.9 | 8.5 | 1.95 | 66 | 51 | 213936387
DUCANE | 4HP18V36P | E*1P36B+TDR+TXV | 97G2UH070BE12 | 34200 | 34600 | 18 | 10.9 | 8.5 | 2.09 | 68 | 54 | 213936384
DUCANE | 4HP18V36P | EA(C,U)1P30B+TDR+TXV | 97G2UH045BE12 | 23800 | 24000 | 17.5 | 12.3 | 8.1 | 2.06 | 66 | 63 | 213934126
DUCANE | 4HP18V36P | EAD4X-24B+TDR | EFV08BCA | 23000 | 24000 | 17.5 | 12.3 | 8.5 | 2.14 | 70 | 69 | 213352535
DUCANE | 4HP18V36P | EA(C,U)1P48B+TDR+TXV | 97G2UH070BV12 | 33800 | 34600 | 17.5 | 10.4 | 8.5 | 2.1 | 63 | 54 | 214100183
DUCANE | 4HP18V36P | EAD4X-24B+TDR | 97G2DF070BV16 | 23600 | 24000 | 19 | 12.3 | 8.5 | 2.14 | 71 | 70 | 214100119
DUCANE | 4HP18V36P | EAD4X-24B+TDR | 92G1DF070BE12 | 24000 | 24000 | 19 | 12.3 | 8.5 | 2.16 | 70 | 69 | 213352532
DUCANE | 4HP18V36P | EAH1P48C+TDR+TXV | 92G1UH090CE12 | 34400 | 34200 | 19 | 11 | 8.5 | 2.1 | 65 | 54 | 212607814
DUCANE | 4HP18V36P | EAC4X48B | 96G2UH070BE12 | 33400 | 34400 | 17.1 | 10.4 | 8.1 | 2.08 | 63 | 54 | 209332239
DUCANE | 4HP18V36P | EAC4X36B | 96G2UH070BE12 | 33600 | 34200 | 16 | 10.9 | 8.1 | 2.04 | 66 | 54 | 209332237
DUCANE | 4HP18V36P | EAC4X48C+TDR | 97G2UH090CV12 | 33800 | 34600 | 17.5 | 10.4 | 8.5 | 2.12 | 62 | 53 | 214100189
DUCANE | 4HP18V36P | EAC4X36B+TDR | 97G2UH070BV12 | 34000 | 34600 | 16.5 | 10.9 | 8.5 | 2.06 | 66 | 54 | 214100186
DUCANE | 4HP18V36P | EA(C,U)1P48C+H4TXV02 | 96G2UH110CE20 | 34400 | 34600 | 15.5 | 10.4 | 8.1 | 2.1 | 63 | 54 | 209332235
DUCANE | 4HP18V36P | EA(C,U)1P48B+H4TXV02 | 96G2UH045BE12 | 33400 | 34400 | 17.1 | 10.4 | 8.1 | 2.08 | 63 | 54 | 209332232
DUCANE | 4HP18V36P | E*1P36B+H4TXV02 | 96G2UH070BE12 | 34000 | 35000 | 17.1 | 10.9 | 8.5 | 2.18 | 66 | 55 | 209332227
DUCANE | 4HP18V36P | EAC4X30B | 96G2UH030BE08 | 23600 | 24000 | 19 | 12.3 | 8.1 | 1.9 | 63 | 60 | 209329477
DUCANE | 4HP18V36P | EAH1P30B+H4TXV01 | EFV08BCA | 23400 | 24000 | 17.1 | 12.3 | 8.5 | 1.99 | 65 | 63 | 206903264
DUCANE | 4HP18V36P | EAH1P30A+H4TXV01 | 80G2UH070AE12L | 24000 | 24000 | 19 | 12.3 | 8.5 | 2.05 | 66 | 63 | 206903261
DUCANE | 4HP18V36P | EAC4X30B | EFV12BCA | 23400 | 24000 | 17.5 | 12.3 | 8.1 | 1.98 | 65 | 62 | 206903243
DUCANE | 4HP18V36P | E*1P23B+H4TXV01 | 96G1UH045BE12 | 23400 | 24000 | 18 | 12.3 | 8.1 | 1.9 | 64 | 61 | 206903167
CONCORD | 4HP18V36P | 7EH48BX-0*+TDR | 97G2UH070BE12 | 33800 | 33400 | 19 | 11 | 8.5 | 1.99 | 66 | 51 | 214730591
CONCORD | 4HP18V36P | 7EH30BX-0*+TDR | 97G2UH070BV12 | 23800 | 24000 | 19 | 12.3 | 8.5 | 2.04 | 65 | 62 | 214730571
CONCORD | 4HP18V36P | 7EH30BX-0*+TDR | 96G1UH030BE08 | 23400 | 24000 | 17.5 | 12.3 | 8.5 | 1.99 | 66 | 63 | 214730491
CONCORD | 4HP18V36P | 7EH30BX-0*+TDR | 92G1UH030BE12 | 23400 | 24000 | 18 | 12.3 | 8.1 | 1.99 | 66 | 63 | 214730488
CONCORD | 4HP18V36P | 7EC48CX-0*+TDR | 96G2UH090CV12 | 33800 | 34400 | 17.5 | 10.4 | 8.5 | 2.12 | 63 | 54 | 214730471
CONCORD | 4HP18V36P | 7EC48CX-0*+TDR | 95G1UH090CE16 | 33800 | 34400 | 16 | 10.4 | 8.1 | 2.1 | 63 | 54 | 214730468
CONCORD | 4HP18V36P | 7EC48CX-0*+TDR | 80G2UH110CE16 | 34200 | 34400 | 16 | 10.9 | 8.1 | 2.14 | 63 | 54 | 214730464
CONCORD | 4HP18V36P | 7EC48BX-0*+TDR | 80G2UH090BE16 | 34000 | 34400 | 16.5 | 10.4 | 8.1 | 2.12 | 63 | 54 | 214730451
CONCORD | 4HP18V36P | 7EC48BX-0*+TDR | 80G1UH080BE16X | 33800 | 34800 | 15.5 | 10.4 | 8.1 | 2.08 | 63 | 54 | 214730448
CONCORD | 4HP18V36P | 7EC36BX-0*+TDR | 97G2UH070BE12 | 33800 | 34400 | 17.1 | 10.9 | 8.5 | 1.95 | 66 | 51 | 214730445
CONCORD | 4HP18V36P | 7EC30BX-0*+TDR | 95G1UH045BE12 | 23800 | 24000 | 18 | 12.3 | 8.1 | 1.97 | 66 | 63 | 214730428
AC PRO | 4HP18V36P | 7EH48CX-0*+TDR | 95G1UH080CE16X | 34200 | 34000 | 17.5 | 11 | 8.5 | 2.08 | 65 | 54 | 214729080
AC PRO | 4HP18V36P | 7EH48BX-0*+TDR | EFV12BCA | 33400 | 33200 | 17.1 | 11 | 8.5 | 2.14 | 66 | 55 | 214729075
AC PRO | 4HP18V36P | 7EH48BX-0*+TDR | 97G2UH070BV12 | 34000 | 33400 | 18.5 | 11 | 8.5 | 2.1 | 67 | 55 | 214729074
AC PRO | 4HP18V36P | 7EH30BX-0*+TDR | EFV12BCA | 23600 | 24000 | 18.5 | 12.3 | 8.5 | 2.03 | 65 | 62 | 214729055
AC PRO | 4HP18V36P | 7EH30BX-0*+TDR | EFV08BCA | 23400 | 24000 | 17.1 | 12.3 | 8.5 | 1.99 | 65 | 63 | 214729054
AC PRO | 4HP18V36P | 7EH30BX-0*+TDR | 80G2UH090BE12 | 23400 | 24000 | 18.5 | 12.3 | 8.5 | 1.98 | 66 | 63 | 214729037
AC PRO | 4HP18V36P | 7EH30BX-0*+TDR | 80G1UH070BE12 | 23800 | 24000 | 18 | 12.3 | 8.5 | 2.04 | 65 | 62 | 214729036
AC PRO | 4HP18V36P | 7EH30AX-0*+TDR | 80G1UH070AE12 | 23600 | 24000 | 18.5 | 12.3 | 8.5 | 2.05 | 65 | 65 | 214729031
AC PRO | 4HP18V36P | 7EC48CX-0*+TDR | 92G1UH090CE16 | 34000 | 34400 | 16 | 10.4 | 8.1 | 2.12 | 63 | 54 | 214729016
AC PRO | 4HP18V36P | 7EC48CX-0*+TDR | 80G2UH110CE16 | 34200 | 34400 | 16 | 10.9 | 8.1 | 2.14 | 63 | 54 | 214729014
AC PRO | 4HP18V36P | 7EC48BX-0*+TDR | 96G2UH070BV12 | 33800 | 34600 | 17.5 | 10.4 | 8.1 | 2.1 | 63 | 54 | 214729012
AC PRO | 4HP18V36P | 7EC36BX-0*+TDR | 97G2UH045BV12 | 34000 | 34600 | 16 | 10.4 | 8.5 | 2.04 | 66 | 54 | 214728994
AC PRO | 4HP18V36P | 7EC30AX-0*+TDR | 80G2UH070AE12L | 23800 | 24000 | 18.5 | 12.3 | 8.1 | 1.97 | 66 | 63 | 214728971
AIREASE | 4SHP18LX136P | EAH1P48C+TDR+TXV | A97USMV090C16 + TSTAT | 34400 | 34200 | 19 | 11 | 8.5 | 2.08 | 65 | 54 | 214784760
AIREASE | 4SHP18LX136P | EAH1P48C+TDR+TXV | A97USMV090C12 + TSTAT | 34400 | 34000 | 19 | 11 | 8.5 | 2.08 | 65 | 54 | 214784757
AIREASE | 4SHP18LX136P | EAH1P36B+TDR+TXV | A97US2V060B12X | 32600 | 34400 | 19 | 10.9 | 8.5 | 2.1 | 67 | 55 | 210821797
AIREASE | 4SHP18LX136P | EAH1P36B+TDR+TXV | A96US2V045B12 | 32400 | 34600 | 19 | 10.4 | 8.5 | 2.1 | 66 | 55 | 210821789
AC PRO | 4HP18V36P | EAH1P48B+H4TXV02 | 80G1UH070BE12 | 34000 | 33400 | 17.5 | 11 | 8.5 | 2.12 | 66 | 55 | 206905741
AC PRO | 4HP18V36P | EAC4X48B | 92G1UH045BE12 | 33600 | 34600 | 16.5 | 10.4 | 8.1 | 2.08 | 63 | 54 | 206905684
AC PRO | 4HP18V36P | EAC4X36B | 92G1UH030BE12 | 33200 | 34200 | 15.5 | 10.4 | 8.1 | 2.04 | 66 | 54 | 206905666
AC PRO | 4HP18V36P | EAC4X36B | 80G2UH090BV16* | 34400 | 34600 | 17.1 | 10.9 | 8.1 | 2.04 | 66 | 54 | 206905665
AC PRO | 4HP18V36P | EAC4X36B | 80G2UH090BE16L | 34200 | 34400 | 15.5 | 11 | 8.1 | 2.08 | 66 | 54 | 206905664
AC PRO | 4HP18V36P | EAC4X36B | 80G1UH090BE16 | 34200 | 34400 | 15.5 | 11 | 8.1 | 2.08 | 66 | 54 | 206905661
AC PRO | 4HP18V36P | EAC4X30B | 80G2UH090BE12 | 24000 | 24000 | 18.5 | 12.3 | 8.1 | 1.97 | 66 | 63 | 206905639
AC PRO | 4HP18V36P | EA(C,U)1P48C+H4TXV02 | 80G2UH110CE16 | 34200 | 34400 | 16 | 10.9 | 8.1 | 2.14 | 63 | 54 | 206905601
AC PRO | 4HP18V36P | EA(C,U)1P48B+H4TXV02 | 80G1UH080BE16X | 33800 | 34800 | 15.5 | 10.4 | 8.1 | 2.08 | 63 | 54 | 206905585
AC PRO | 4HP18V36P | EA(C,U)1P36B+H4TXV02 | 96G2UH045BV12 | 33800 | 34800 | 15.5 | 10.4 | 8.1 | 2.02 | 66 | 54 | 206905581
AC PRO | 4HP18V36P | EA(C,U)1P36B+H4TXV02 | 80G2UH090BE12 | 34200 | 34600 | 16.5 | 10.9 | 8.1 | 2.06 | 66 | 54 | 206905570
AC PRO | 4HP18V36P | EA(C,U)1P30B+H4TXV01 | 92G1UH070BE12 | 24000 | 24000 | 18.5 | 12.3 | 8.1 | 1.97 | 66 | 63 | 206905550
AC PRO | 4HP18V36P | E*1P36B+H4TXV02 | 80G1UH090BE16 | 34800 | 35200 | 17.1 | 11 | 8.5 | 2.24 | 66 | 55 | 206905496
AC PRO | 4HP18V36P | E*1P36A+H4TXV02 | 80G1UH060AE12X | 33800 | 34800 | 17.1 | 10.9 | 8.5 | 2.18 | 67 | 55 | 206905489
AC PRO | 4HP18V36P | E*1P23A+H4TXV01 | 80G1UH040AE12X | 23200 | 24000 | 19 | 12.3 | 8.1 | 1.91 | 64 | 60 | 206905467
AC PRO | 4HP18V36P | BCE5C36M*1P+H4TXV02 |  | 34000 | 35400 | 15.5 | 11 | 8.5 | 2.1 | 63 | 53 | 206905452
AC PRO | 4HP18V60P | EAD4X-60D+TDR | 96G1DF110CE20 | 55500 | 58000 | 16 | 10 | 8.1 | 1.84 | 75 | 65 | 213352661
GE | NS18H60MA4-** | NCUU60CP4+TDR+TXV | NF97X080V5C-* | 57500 | 57000 | 16 | 10 | 8.1 | 1.9 | 66 | 57 | 213164581
GE | NS18H36MA4-** | NCUC48CT4+TDR | NF97U110M5C-* | 34200 | 34600 | 17.5 | 10.9 | 8.1 | 2.14 | 62 | 54 | 213164558
GE | NS18H36MA4-** | NCUC48CT4+TDR | NF97U090M3C-* | 34000 | 34600 | 18 | 10.4 | 8.5 | 2.1 | 62 | 54 | 213164555
GE | NS18H36MA4-** | NCUU48CP4+TDR+TXV | NF97U090M4C-* | 34000 | 34600 | 18 | 10.4 | 8.5 | 2.12 | 62 | 54 | 213164538
GE | NS18H36MA4-** | NCUU48BP4+TDR+TXV | NF97U070M3B-* | 33800 | 34600 | 17.5 | 10.4 | 8.5 | 2.08 | 63 | 54 | 213164534
GE | NS18H60MA4-** | NCDC60DT4+TDR | NF96D090V5C-* | 55500 | 58000 | 15.5 | 10 | 8.1 | 1.82 | 75 | 66 | 213805000
GE | NS18H60MA4-** | NCDC5060CT4+TDR | NF80D110S5C-* | 47500 | 48000 | 17.1 | 12.3 | 8.5 | 2.22 | 72 | 57 | 213804996
GE | NS18H36MA4-** | NCDC48CT4+TDR | NF96D110V5C-* | 34200 | 36000 | 19 | 11 | 8.5 | 2.14 | 69 | 56 | 213804995
GE | NS18H36MA4-** | NCUC30BT4 | NF96U045V3B-* | 23400 | 24000 | 18.5 | 12.3 | 8.1 | 1.96 | 65 | 62 | 209941313
GE | NS18H36MA4-** | NAM30E1TA4-** |  | 24000 | 24000 | 17.5 | 12.3 | 8.5 | 2 | 66 | 64 | 209941283
GE | NS18H36MA4-** | NAM36P1TA4 |  | 34000 | 35400 | 15.5 | 11 | 8.5 | 2.1 | 63 | 53 | 209941276
GE | NS18H60MA4-** | NCUU60CP4+TXV | NF96U110V5C-* | 57000 | 58000 | 16 | 10 | 8.1 | 1.94 | 66 | 57 | 209941266
GE | NS18H36MA4-** | NCUC48CT4 | NF96U090V3C-* | 33800 | 34400 | 17.5 | 10.4 | 8.5 | 2.12 | 63 | 54 | 209941254
GE | NS18H36MA4-** | NCUC48CT4 | NF96U090S4C-* | 34000 | 34600 | 16 | 10.4 | 8.1 | 2.12 | 62 | 54 | 209941225
GE | NS18H36MA4-** | NCUU48BP4+TXV | NF96U070S3B-* | 33200 | 34200 | 16.5 | 10.4 | 8.1 | 2.1 | 63 | 54 | 209941216
GE | NS18H36MA4-** | NCUU36BP4+TXV | NF80U090T4B-* | 34200 | 34400 | 15.5 | 11 | 8.1 | 2.08 | 66 | 54 | 209941145
GE | NS18H36MA4-** | NCUC30AT4 | NF80U070V3A-* | 23600 | 24000 | 18.5 | 12.3 | 8.1 | 1.98 | 65 | 62 | 209941143
GE | NS18H36MA4-** | NCUC30AT4 | NF80U070T3A-* | 23800 | 24000 | 18.5 | 12.3 | 8.1 | 1.97 | 66 | 63 | 209941136
ARMSTRONG AIR | 4SHP18LX136P | EAH1P30B+TDR+TXV | A96US2V045B12 | 23600 | 24000 | 19 | 12.3 | 8.5 | 2.03 | 65 | 63 | 210740431
ARMSTRONG AIR | 4SHP18LX136P | EAH1P30B+TDR+TXV | A96UH1E070B12 | 24000 | 24000 | 18 | 12.3 | 8.5 | 2.03 | 66 | 64 | 210740419
ARMSTRONG AIR | 4SHP18LX136P | EAC4X30B+TDR | A97US2V060B12X | 23400 | 24000 | 18.5 | 12.3 | 8.1 | 1.96 | 65 | 62 | 210740360
ARMSTRONG AIR | 4SHP18LX136P | EAC4X30B+TDR | A96US2V070B12 | 23400 | 24000 | 19 | 12.3 | 8.1 | 1.97 | 65 | 62 | 210740353
ARMSTRONG AIR | 4SHP18LX136P | EAC4X30B+TDR | A96UH2E045B12 | 23800 | 24000 | 17.5 | 12.3 | 8.1 | 1.96 | 66 | 63 | 210740339
ARMSTRONG AIR | 4SHP18LX136P | EA(C;U)1P30B+TDR+TXV | A96UH2E045B12 | 23800 | 24000 | 17.5 | 12.3 | 8.1 | 1.96 | 66 | 63 | 210740171
ARMSTRONG AIR | 4SHP18LX136P | EA(C;U)1P30B+TDR+TXV | A93UH1E070B12 | 24000 | 24000 | 18.5 | 12.3 | 8.1 | 1.97 | 66 | 63 | 210740158
ARMSTRONG AIR | 4SHP18LX136P | E*1P23B+TDR+TXV | A96UH2E045B12 | 23400 | 24000 | 17.5 | 12.3 | 8.1 | 1.91 | 64 | 61 | 210740000
ARMSTRONG AIR | 4SHP18LX136P | BCE7S24M*4X |  | 23000 | 24000 | 19 | 12.3 | 8.5 | 2.08 | 63 | 64 | 210739947
ARMSTRONG AIR | 4SHP18LX136P | BCE5E24M*4X |  | 23000 | 24000 | 17.5 | 12.3 | 8.1 | 1.85 | 63 | 62 | 210739925
ARMSTRONG AIR | 4SHP18LX136P | ED1P30/36C+TDR+TXV | A97DSMV090C16 | 34800 | 34600 | 19 | 11 | 8.1 | 2 | 66 | 53 | 210738790
ARMSTRONG AIR | 4SHP18LX136P | ED1P30/36C+TDR+TXV | A96DF1E090C16 | 34600 | 34600 | 17.1 | 12 | 8.1 | 2.06 | 64 | 52 | 210738782
ARMSTRONG AIR | 4SHP18LX136P | ED1P30/36B+TDR+TXV | A80DF1E090B16 | 34600 | 34600 | 17.1 | 12 | 8.1 | 2.06 | 64 | 52 | 210738748
ARMSTRONG AIR | 4SHP18LX136P | EAH1P48B+TDR+TXV | A97US2V060B12X | 34200 | 34000 | 19 | 10.9 | 8.1 | 2.08 | 66 | 55 | 210738734
DUCANE | 4HP18V36P | EA(C,U)1P30A+H4TXV01 | 80G2UH070AV12* | 23600 | 24000 | 18.5 | 12.3 | 8.1 | 1.98 | 65 | 62 | 206903190
DUCANE | 4HP18V36P | EAC4X30B+TDR | 97G2UH030BE08 | 23600 | 24000 | 19 | 12.3 | 8.1 | 1.9 | 63 | 60 | 214091878
AIREASE | 4SHP18LX160P | EAC4X60C+TDR | A80UH2E110C20 | 57500 | 58500 | 16 | 10 | 8.1 | 1.94 | 65 | 57 | 210821373
AC PRO | 4HP18V36P | BCE5E42M |  | 34000 | 35000 | 18 | 11.5 | 8.5 | 2.16 | 63 | 52 | 206905457
AC PRO | 4HP18V60P | EAD4X-50/60C+TDR | EFV16CCA | 46000 | 48000 | 16.5 | 11.5 | 8.5 | 2.08 | 75 | 60 | 213352624
AC PRO | 4HP18V60P | 7EC60CX-0*+TDR | 96G1UH110CE20 | 57500 | 57500 | 16 | 10.4 | 8.1 | 1.92 | 66 | 57 | 214729116
AC PRO | 4HP18V60P | 7EC60CX-0*+TDR | 80G2UH110CE20 | 57500 | 58500 | 16 | 10 | 8.1 | 1.94 | 65 | 57 | 214729112
AC PRO | 4HP18V60P | 7ED60DX-0*+TDR | EFV20DCA | 55500 | 58000 | 15.5 | 10 | 8.1 | 1.82 | 75 | 65 | 214730545
AC PRO | 4HP18V60P | 7ED60DX-0*+TDR | 96G2DF090CV20 | 55500 | 58000 | 15.5 | 10 | 8.1 | 1.82 | 75 | 66 | 214730542
AC PRO | 4HP18V60P | 7ED50/60CX-0*+TDR | 97G2DF110CV20 | 46000 | 48000 | 16.5 | 11 | 8.5 | 2.08 | 75 | 60 | 214730525
AC PRO | 4HP18V36P | 7ED24BX-0*+TDR | EFV12BCA | 23400 | 24000 | 19 | 12.3 | 8.5 | 2.18 | 70 | 68 | 214730313
AC PRO | 4HP18V60P | EA(C,U)1P60C+H4TXV03 | 80G2UH110CE20L | 57500 | 58500 | 16 | 10 | 8.1 | 1.94 | 65 | 57 | 206906675
AC PRO | 4HP18V36P | E*1P23B+H4TXV01 | 96G2UH030BE08 | 23000 | 24000 | 18.5 | 12.3 | 8.1 | 1.89 | 63 | 60 | 209329549
AC PRO | 4HP18V36P | ED1P30/36B+H4TXV02 | 96G1DF045BE12 | 34000 | 36000 | 18 | 11.7 | 8.1 | 2.04 | 61 | 50 | 206905826
AC PRO | 4HP18V36P | ED1P30/36B+H4TXV02 | 92G1DF045BE12 | 34400 | 36000 | 18 | 11.7 | 8.1 | 2.04 | 62 | 50 | 206905822
AC PRO | 4HP18V36P | ED1P30/36B+H4TXV02 | 80G1DF070BE12 | 34200 | 36000 | 18 | 11.7 | 8.1 | 2.04 | 61 | 49 | 206905819
AC PRO | 4HP18V36P | EAH1P48B+H4TXV02 | EFV12BCA | 33400 | 33200 | 17.1 | 11 | 8.5 | 2.14 | 66 | 55 | 206905754
AC PRO | 4HP18V36P | EAH1P48B+H4TXV02 | 80G2UH090BE16L | 34400 | 33600 | 17.5 | 11.5 | 8.5 | 2.14 | 66 | 55 | 206905745
AC PRO | 4HP18V36P | EAH1P48B+H4TXV02 | 80G2UH090BE12 | 34200 | 33600 | 18.5 | 11 | 8.5 | 2.12 | 67 | 55 | 206905743
AC PRO | 4HP18V36P | EAH1P48B+H4TXV02 | 80G1UH090BE16 | 34200 | 33400 | 17.5 | 11.5 | 8.5 | 2.14 | 66 | 55 | 206905742
AC PRO | 4HP18V36P | EAH1P30B+H4TXV01 | 92G1UH030BE12 | 23400 | 24000 | 18 | 12.3 | 8.1 | 1.99 | 66 | 63 | 206905711
AC PRO | 4HP18V36P | EAC4X48B | 96G1UH070BE12 | 33200 | 34200 | 16.5 | 10.4 | 8.1 | 2.1 | 63 | 54 | 206905689
AC PRO | 4HP18V36P | EAC4X48B | 96G1UH045BE12 | 32800 | 34000 | 17.1 | 10.4 | 8.1 | 2.08 | 63 | 54 | 206905688
AC PRO | 4HP18V36P | EAC4X36B | 80G2UH090BE16 | 34200 | 34400 | 15.5 | 11 | 8.1 | 2.08 | 66 | 54 | 206905663
AC PRO | 4HP18V36P | EAC4X30A | 80G2UH070AE12 | 23800 | 24000 | 18.5 | 12.3 | 8.1 | 1.97 | 66 | 63 | 206905635
AC PRO | 4HP18V36P | EAC4X30A | 80G1UH040AE12X | 23800 | 24000 | 18.5 | 12.3 | 8.1 | 1.96 | 66 | 63 | 206905631
AC PRO | 4HP18V36P | EA(C,U)1P48C+H4TXV02 | 92G1UH110CE16 | 34000 | 34400 | 16.5 | 10.9 | 8.1 | 2.14 | 62 | 54 | 206905604
AC PRO | 4HP18V36P | EA(C,U)1P30B+H4TXV01 | 96G2UH045BV12 | 23400 | 24000 | 18.5 | 12.3 | 8.1 | 1.96 | 65 | 62 | 206905557
AC PRO | 4HP18V36P | EA(C,U)1P30B+H4TXV01 | 92G1UH045BE12 | 23800 | 24000 | 18.5 | 12.3 | 8.1 | 1.96 | 66 | 63 | 206905549
AC PRO | 4HP18V36P | E*1P36C+H4TXV02 | 96G2UH090CV12 | 34600 | 35200 | 18 | 11 | 8.5 | 2.22 | 66 | 55 | 206905516
AC PRO | 4HP18V36P | E*1P36C+H4TXV02 | 92G1UH090CE12 | 34800 | 35400 | 17.5 | 11 | 8.5 | 2.22 | 66 | 55 | 206905510
AC PRO | 4HP18V36P | E*1P36B+H4TXV02 | 80G2UH090BE16L | 34800 | 35400 | 16.5 | 11 | 8.5 | 2.22 | 66 | 55 | 206905499
AC PRO | 4HP18V36P | E*1P36B+H4TXV02 | 80G1UH080BE16X | 34600 | 35600 | 15.5 | 10.9 | 8.5 | 2.2 | 66 | 55 | 206905495
AC PRO | 4HP18V36P | E*1P23B+H4TXV01 | 92G1UH045BE12 | 23400 | 24000 | 18.5 | 12.3 | 8.1 | 1.92 | 64 | 61 | 206905477
AC PRO | 4HP18V36P | E*1P23B+H4TXV01 | 80G2UH090BE12 | 23400 | 24000 | 19 | 12.3 | 8.1 | 1.91 | 64 | 60 | 206905475
AC PRO | 4HP18V36P | E*1P23B+H4TXV01 | 80G1UH070BE12 | 23000 | 24000 | 17.5 | 12.3 | 8.1 | 1.91 | 63 | 59 | 206905474
CONCORD | 4HP18V36P | 7EH30BX-0*+TDR | EFV08BCA | 23400 | 24000 | 17.1 | 12.3 | 8.5 | 1.99 | 65 | 63 | 214730572
CONCORD | 4HP18V36P | 7EH30BX-0*+TDR | 96G1UH045BE12 | 24000 | 24000 | 18.5 | 12.3 | 8.5 | 2.03 | 66 | 64 | 214730492
CONCORD | 4HP18V36P | 7EH30BX-0*+TDR | 92G1UH045BE12 | 24000 | 24000 | 19 | 12.3 | 8.5 | 2.03 | 66 | 63 | 214730489
CONCORD | 4HP18V36P | 7EC48CX-0*+TDR | 96G1UH090CE16 | 34000 | 34600 | 16 | 10.4 | 8.1 | 2.12 | 62 | 54 | 214730469
CONCORD | 4HP18V36P | 7EC48BX-0*+TDR | 80G2UH090BE16L | 34000 | 34400 | 16.5 | 10.4 | 8.1 | 2.12 | 63 | 54 | 214730452
CONCORD | 4HP18V36P | 7EC48BX-0*+TDR | 80G1UH090BE16 | 34000 | 34400 | 16 | 10.9 | 8.1 | 2.12 | 63 | 54 | 214730449
CONCORD | 4HP18V36P | 7EC30BX-0*+TDR | 96G2UH045BE12 | 23800 | 24000 | 17.5 | 12.3 | 8.1 | 1.96 | 66 | 63 | 214730432
CONCORD | 4HP18V36P | 7EC30BX-0*+TDR | 92G1UH045BE12 | 23800 | 24000 | 18.5 | 12.3 | 8.1 | 1.96 | 66 | 63 | 214730426
CONCORD | 4HP18V36P | 7EC30/36BX-0*+TDR | 96G2UH045BV12 | 34000 | 34600 | 16 | 10.4 | 8.1 | 2.04 | 66 | 54 | 214730412
CONCORD | 4HP18V36P | 7EC30/36BX-0*+TDR | 95G1UH070BE12 | 33200 | 34000 | 16.5 | 10.9 | 8.1 | 2.04 | 66 | 54 | 214730409
CONCORD | 4HP18V36P | 7EC30/36BX-0*+TDR | 92G1UH030BE12 | 33200 | 34200 | 15.5 | 10.4 | 8.1 | 2.04 | 66 | 54 | 214730406
CENTURY | HRG1860S1P | EAC4X60C+TDR | GUH97M110C5M | 57000 | 57000 | 16 | 10 | 8.1 | 1.9 | 66 | 57 | 212604326
CENTURY | HRG1836S1P | EAC4X48B+TDR | GUH97M070B3M | 33800 | 34600 | 17.5 | 10.4 | 8.1 | 2.08 | 63 | 54 | 212604305
CENTURY | HRG1836S1P | EA(C,U)1P36B+TDR+TXV | GUH97M070B3M | 34200 | 34600 | 16 | 10.4 | 8.1 | 2.04 | 66 | 55 | 212604296
CENTURY | HRG1836S1P | E*1P36C+TDR+TXV | GUH97M090C3M | 34800 | 34600 | 18 | 11 | 8.5 | 2.22 | 68 | 56 | 212604290
CENTURY | HRG1836S1P | EAH1P48C+TDR+TXV | GUH97M110C5M | 34600 | 34200 | 19 | 11 | 8.5 | 2.1 | 65 | 54 | 213143874
CENTURY | HRG1836S1P | EAH1P48C+TDR+TXV | GUH97M090C3M | 34400 | 34000 | 19 | 11 | 8.5 | 2.08 | 65 | 54 | 213143871
CENTURY | HRG1860S1P | EAC4X60C | GUH97T110C5M | 57000 | 58000 | 16 | 10 | 8.1 | 1.9 | 64 | 57 | 214831086
CENTURY | HRG1836S1P | EAC4X36B | GUH96T070B3M | 34000 | 34600 | 16.5 | 10.4 | 8.1 | 2.06 | 66 | 54 | 207071133
ARMSTRONG AIR | 4SHP18LX160P | EAC4X60C+TDR | A97US2V080C20X | 57000 | 58000 | 17 | 10 | 8.1 | 1.94 | 66 | 57 | 210727540
ARMSTRONG AIR | 4SHP18LX160P | EAC4X60C+TDR | A96UH2E110C20 | 57000 | 58000 | 16 | 10 | 8.1 | 1.94 | 65 | 57 | 210727537
ARMSTRONG AIR | 4SHP18LX160P | EAC4X60C+TDR | A80US2V110C20* | 57000 | 58000 | 17 | 10 | 8.1 | 1.92 | 66 | 57 | 210727534
ARMSTRONG AIR | 4SHP18LX160P | EA(C;U)1P60C+TDR+TXV | A96US2V110C20 | 57000 | 58000 | 17.1 | 10 | 8.1 | 1.94 | 66 | 57 | 210727521
ARMSTRONG AIR | 4SHP18LX160P | EA(C;U)1P60C+TDR+TXV | A80US2V110C20L | 57000 | 58000 | 17 | 10 | 8.1 | 1.92 | 66 | 57 | 210727517
ARMSTRONG AIR | 4SHP18LX160P | EA(C;U)1P60C+TDR+TXV | A80US2V090C20* | 57500 | 58000 | 17.1 | 10.4 | 8.1 | 1.94 | 65 | 57 | 210727514
ARMSTRONG AIR | 4SHP18LX136P | 7EC48CX-0*+TDR | A80US2V090C20* | 34200 | 34600 | 17.5 | 10.4 | 8.1 | 2.12 | 65 | 54 | 214729933
ARMSTRONG AIR | 4SHP18LX136P | 7EC36BX-0*+TDR | A97UH2E045B12 | 33800 | 34400 | 16.5 | 10.9 | 8.1 | 2.04 | 66 | 54 | 214729910
ARMSTRONG AIR | 4SHP18LX136P | 7EC36BX-0*+TDR | A96UH2E045B12 | 33800 | 34400 | 16.5 | 10.9 | 8.1 | 2.04 | 66 | 54 | 214729906
ARMSTRONG AIR | 4SHP18LX136P | 7EC36AX-0*+TDR | A80US2V070A12* | 34400 | 34600 | 18 | 10.4 | 8.1 | 2.04 | 67 | 55 | 214729890
ARMSTRONG AIR | 4SHP18LX136P | 7EC36AX-0*+TDR | A80UH2E070A12 | 34000 | 34600 | 16 | 10.9 | 8.1 | 2.06 | 66 | 54 | 214729887
ARMSTRONG AIR | 4SHP18LX136P | 7EC36AX-0*+TDR | A80UH1E060A12X | 33400 | 34200 | 16 | 10.9 | 8.1 | 2.04 | 65 | 54 | 214729884
ARMSTRONG AIR | 4SHP18LX136P | 7EC30BX-0*+TDR | A97UH2E070B12 | 23800 | 24000 | 18 | 12.3 | 8.1 | 2.06 | 66 | 63 | 214729870
ARMSTRONG AIR | 4SHP18LX136P | 7EC30BX-0*+TDR | A96US2V070B12 | 23400 | 24000 | 19 | 12.3 | 8.1 | 1.97 | 65 | 62 | 214729867
ARMSTRONG AIR | 4SHP18LX136P | 7EC30BX-0*+TDR | A96UH2E045B12 | 23800 | 24000 | 17.5 | 12.3 | 8.1 | 1.96 | 66 | 63 | 214729864
ARMSTRONG AIR | 4SHP18LX136P | 7EC30AX-0*+TDR | A80US2V060A12X | 23600 | 24000 | 19 | 12.3 | 8.1 | 1.98 | 64 | 61 | 214729850
ARMSTRONG AIR | 4SHP18LX136P | 7EC30AX-0*+TDR | A80UH1E070A12 | 23600 | 24000 | 17.5 | 12.3 | 8.1 | 1.96 | 65 | 62 | 214729847
ARMSTRONG AIR | 4SHP18LX136P | 7EC30AX-0*+TDR | A80UH1E040A12X | 23800 | 24000 | 18.5 | 12.3 | 8.1 | 1.98 | 66 | 63 | 214729844
ARMSTRONG AIR | 4SHP18LX136P | 7EC48BX-0*+TDR | A98USMV070B12 | 34000 | 34600 | 18 | 10.4 | 8.5 | 2.08 | 66 | 55 | 214784674
ARMSTRONG AIR | 4SHP18LX136P | 7EH36CX-0*+TDR | A97USMV090C12 + TSTAT | 34800 | 34600 | 18 | 11 | 8.5 | 2.22 | 68 | 56 | 214730056
ARMSTRONG AIR | 4SHP18LX136P | 7EH36CX-0*+TDR | A97US2V110C20 | 35000 | 34600 | 18 | 11 | 8.5 | 2.22 | 68 | 57 | 214730054
ARMSTRONG AIR | 4SHP18LX136P | 7EH36CX-0*+TDR | A93UH1E090C16 | 34600 | 34600 | 16.5 | 11 | 8.5 | 2.22 | 67 | 56 | 214730036
ARMSTRONG AIR | 4SHP18LX136P | 7EH36CX-0*+TDR | A80US2V110C20* | 35000 | 34600 | 17.5 | 11 | 8.5 | 2.22 | 68 | 57 | 214730034
ARMSTRONG AIR | 4SHP18LX136P | 7EH36CX-0*+TDR | A80US2V080C20X | 35000 | 34600 | 18 | 11 | 8.5 | 2.24 | 68 | 56 | 214730030
ARMSTRONG AIR | 4SHP18LX136P | 7EC48CX-0*+TDR | EFV12BCA | 33800 | 34400 | 16 | 10.4 | 8.1 | 2.1 | 66 | 54 | 214729991
ARMSTRONG AIR | 4SHP18LX136P | 7EC48CX-0*+TDR | A96US2V070B12 | 34000 | 34600 | 18 | 10.4 | 8.5 | 2.08 | 66 | 55 | 214729953
ARMSTRONG AIR | 4SHP18LX136P | 7EC48CX-0*+TDR | A96UH2E070B12 | 33400 | 34400 | 17.1 | 10.4 | 8.1 | 2.08 | 66 | 54 | 214729950
ARMSTRONG AIR | 4SHP18LX136P | 7EC48CX-0*+TDR | A96UH1E030B12 | 33200 | 34400 | 16 | 10.4 | 8.1 | 2.08 | 66 | 54 | 214729945
ARMSTRONG AIR | 4SHP18LX136P | 7EC48CX-0*+TDR | A80US2V090B12* | 34200 | 34600 | 18.5 | 10.4 | 8.5 | 2.1 | 66 | 54 | 214729930
DUCANE | 4HP18V36P | 7EC48BX-0*+TDR | 80G2UH090BE16 | 34000 | 34400 | 16.5 | 10.4 | 8.1 | 2.12 | 63 | 54 | 214730757
DUCANE | 4HP18V60P | EAD4X-50/60C+TDR | 96G2DF110CE20 | 46000 | 48000 | 16 | 11.5 | 8.5 | 2.1 | 75 | 60 | 213352610
DUCANE | 4HP18V60P | EAD4X-60D+TDR | 97G2DF110CE20 | 55500 | 58000 | 15.5 | 10 | 8.1 | 1.84 | 74 | 64 | 213942311
DUCANE | 4HP18V60P | EAC4X60C | 97G2UH110CE20 | 57000 | 58000 | 16 | 10 | 8.1 | 1.92 | 65 | 57 | 214567140
DUCANE | 4HP18V60P | 7EC60DX-0*+TDR | EFV20DCA | 58000 | 57500 | 15.5 | 10 | 8.1 | 1.96 | 70 | 60 | 214730935
DUCANE | 4HP18V36P | 7EC48BX-0*+TDR | 97G2UH070BV12 | 33800 | 34600 | 17.5 | 10.4 | 8.5 | 2.1 | 63 | 54 | 214784612
DUCANE | 4HP18V36P | EAH1P36B+H4TXV02 | 92G1UH070BE12 | 32200 | 33800 | 17.5 | 11 | 8.5 | 2.12 | 66 | 55 | 206902962
DUCANE | 4HP18V36P | EAH1P36B+H4TXV02 | 92G1UH045BE12 | 32200 | 33800 | 17.5 | 10.9 | 8.5 | 2.12 | 66 | 56 | 206902961
DUCANE | 4HP18V36P | EAH1P36B+H4TXV02 | 80G2UH090BV16* | 32400 | 33800 | 18.5 | 11 | 8.5 | 2.14 | 65 | 55 | 206902959
AIREASE | 4SHP18LX160P | EAC4X60C+TDR | A80US2V090C20* | 57500 | 58000 | 17.1 | 10.4 | 8.1 | 1.94 | 65 | 57 | 210821377
AIREASE | 4SHP18LX160P | EAC4X60C+TDR | A80US2V080C20X | 57500 | 57500 | 17.1 | 10.4 | 8.1 | 1.96 | 65 | 57 | 210821374
ARMSTRONG AIR | 4SHP18LX136P | E*1P36C+TDR+TXV | A97USMV090C16 | 35000 | 34600 | 18 | 11 | 8.5 | 2.22 | 68 | 57 | 210738124
ARMSTRONG AIR | 4SHP18LX136P | E*1P36C+TDR+TXV | A97US2V080C16X | 35000 | 34600 | 18 | 11 | 8.5 | 2.22 | 68 | 56 | 210738116
DUCANE | 4HP18V36P | E*1P23A+H4TXV01 | 80G1UH060AE12X | 23200 | 24000 | 19 | 12.3 | 8.1 | 1.91 | 64 | 60 | 206903151
DUCANE | 4HP18V36P | BCE5E30M |  | 24000 | 24000 | 17.5 | 12.3 | 8.5 | 2 | 66 | 64 | 206903141
DUCANE | 4HP18V36P | ED1P30/36A+H4TXV02 | 80G1DF070AE12 | 34200 | 36000 | 17.5 | 11.7 | 8.1 | 2.04 | 62 | 50 | 206903016
DUCANE | 4HP18V36P | EAH1P48B+H4TXV02 | 80G2UH090BE12 | 34200 | 33600 | 18.5 | 11 | 8.5 | 2.12 | 67 | 55 | 206902973
DUCANE | 4HP18V36P | EAC4X48B | 80G2UH090BE16L | 34000 | 34400 | 16.5 | 10.4 | 8.1 | 2.12 | 63 | 54 | 206902944
DUCANE | 4HP18V36P | EAC4X48B | 80G1UH070BE12 | 33800 | 34400 | 16.5 | 10.4 | 8.1 | 2.12 | 63 | 54 | 206902928
DUCANE | 4HP18V36P | EAC4X36B | 96G2UH045BV12 | 34000 | 34600 | 16 | 10.4 | 8.1 | 2.04 | 66 | 54 | 206902926
DUCANE | 4HP18V36P | EAC4X36B | EFV12BCA | 34200 | 34400 | 15.2 | 11 | 8.1 | 2.06 | 66 | 54 | 206902917
DUCANE | 4HP18V36P | EAC4X36B | 80G2UH090BV16* | 34400 | 34600 | 17.1 | 10.9 | 8.1 | 2.04 | 66 | 54 | 206902913
DUCANE | 4HP18V36P | EAC4X36B | 80G1UH070BE12 | 34000 | 34400 | 17.1 | 11 | 8.1 | 2.08 | 66 | 54 | 206902911
DUCANE | 4HP18V36P | EA(C,U)1P48B+H4TXV02 | 96G1UH045BE12 | 32800 | 34000 | 17.1 | 10.4 | 8.1 | 2.08 | 63 | 54 | 206902890
DUCANE | 4HP18V36P | EA(C,U)1P48B+H4TXV02 | 92G1UH070BE12 | 33400 | 34400 | 17.1 | 10.4 | 8.1 | 2.08 | 63 | 54 | 206902887
DUCANE | 4HP18V36P | EA(C,U)1P48B+H4TXV02 | 80G1UH090BE16 | 34000 | 34400 | 16 | 10.9 | 8.1 | 2.12 | 63 | 54 | 206902881
DUCANE | 4HP18V36P | EA(C,U)1P48B+H4TXV02 | 80G1UH080BE16X | 33800 | 34800 | 15.5 | 10.4 | 8.1 | 2.08 | 63 | 54 | 206902880
DUCANE | 4HP18V36P | EA(C,U)1P36B+H4TXV02 | 92G1UH030BE12 | 33200 | 34200 | 15.5 | 10.4 | 8.1 | 2.04 | 66 | 54 | 206902873
DUCANE | 4HP18V36P | EA(C,U)1P36B+H4TXV02 | 80G2UH090BE12 | 34200 | 34600 | 16.5 | 10.9 | 8.1 | 2.06 | 66 | 54 | 206902870
DUCANE | 4HP18V36P | EA(C,U)1P36B+H4TXV02 | EFV12BCA | 32800 | 33600 | 15.5 | 10.9 | 8.1 | 2.06 | 65 | 54 | 206902868
DUCANE | 4HP18V36P | E*1P36B+H4TXV02 | 80G1UH080BE16X | 34600 | 35600 | 15.5 | 10.9 | 8.5 | 2.2 | 66 | 55 | 206902833
DUCANE | 4HP18V36P | BCE5C36M*1P+H4TXV02 |  | 34000 | 35400 | 15.5 | 11 | 8.5 | 2.1 | 63 | 53 | 206902819
DUCANE | 4HP18V60P | 7ED50/60CX-0*+TDR | 97G2DF110CV20 | 46000 | 48000 | 16.5 | 11 | 8.5 | 2.08 | 75 | 60 | 214730523
DUCANE | 4HP18V36P | 7EH48CX-0*+TDR | 97G2UH090CE16 | 34400 | 33400 | 18 | 11.5 | 8.1 | 1.95 | 66 | 50 | 214730841
DUCANE | 4HP18V36P | 7EH48CX-0*+TDR | 96G1UH090CE16 | 34400 | 34000 | 18 | 11.5 | 8.5 | 2.1 | 65 | 54 | 214730838
DUCANE | 4HP18V36P | 7EH48CX-0*+TDR | 92G1UH110CE16 | 34400 | 33800 | 18.5 | 11.7 | 8.5 | 2.12 | 65 | 54 | 214730835
CONCORD | 4HP18V36P | EAD4X-24B+TDR | 97G2DF070BV16 | 23600 | 24000 | 19 | 12.3 | 8.5 | 2.14 | 71 | 70 | 214100120
CONCORD | 4HP18V36P | EAH1P48B+TDR+TXV | 97G2UH070BV12 | 34000 | 33400 | 18.5 | 11 | 8.5 | 2.1 | 67 | 55 | 214100204
CONCORD | 4HP18V36P | EAC4X48B+TDR | 97G2UH070BV12 | 33800 | 34600 | 17.5 | 10.4 | 8.5 | 2.1 | 63 | 54 | 214100201
CONCORD | 4HP18V36P | EAC4X36B+TDR | 97G2UH045BV12 | 34000 | 34600 | 16 | 10.4 | 8.5 | 2.04 | 66 | 54 | 214100198
CONCORD | 4HP18V60P | 7EC60CX-0*+TDR | 80G2UH110CV20 | 57000 | 58500 | 16 | 10 | 8.1 | 1.94 | 65 | 57 | 214730632
CONCORD | 4HP18V60P | 7EC60CX-0*+TDR | 80G1UH110CE20 | 57500 | 57500 | 16.5 | 10 | 8.1 | 1.92 | 66 | 57 | 214730629
CONCORD | 4HP18V60P | 7ED50/60CX-0*+TDR | EFV16CCA | 46000 | 48000 | 16.5 | 11.5 | 8.5 | 2.08 | 75 | 60 | 214730506
CONCORD | 4HP18V60P | 7ED50/60CX-0*+TDR | 96G2DF090CV20 | 46000 | 48000 | 16.5 | 11 | 8.5 | 2.08 | 75 | 60 | 214730503
CONCORD | 4HP18V36P | 7EH48BX-0*+TDR | 97G2UH045BE12 | 33600 | 33400 | 18 | 11 | 8.5 | 1.99 | 66 | 51 | 214730589
CONCORD | 4HP18V36P | 7EH48BX-0*+TDR | 96G2UH045BV12 | 33800 | 33800 | 18 | 10.9 | 8.1 | 2.08 | 66 | 55 | 214730586
CONCORD | 4HP18V36P | 7EH30BX-0*+TDR | 97G2UH045BV12 | 23600 | 24000 | 19 | 12.3 | 8.5 | 2.03 | 65 | 63 | 214730569
CONCORD | 4HP18V36P | 7EC30/36AX-0*+TDR | 80G1UH060AE12X | 33400 | 34200 | 16 | 10.9 | 8.1 | 2.04 | 65 | 54 | 214730395
CONCORD | 4HP18V60P | EA(C,U)1P60C+H4TXV03 | 80G2UH110CE20 | 57500 | 58500 | 16 | 10 | 8.1 | 1.94 | 65 | 57 | 206907050
DUCANE | 4HP18V36P | 7EC48BX-0*+TDR | 97G2UH070BE12 | 33600 | 34400 | 17.5 | 10.4 | 8.1 | 2.01 | 66 | 50 | 214784608
DUCANE | 4HP18V36P | EAH1P36B+H4TXV02 | EFV12BCA | 32400 | 33800 | 17.1 | 11 | 8.5 | 2.14 | 66 | 55 | 206902967
DUCANE | 4HP18V36P | EAH1P36B+H4TXV02 | 96G2UH070BV12 | 32400 | 33800 | 18.5 | 10.9 | 8.5 | 2.12 | 66 | 55 | 206902966
DUCANE | 4HP18V36P | EAD4X-48C+TDR | 97G2DF110CV20 | 34200 | 36000 | 19 | 11 | 8.5 | 2.14 | 69 | 56 | 214100173
DUCANE | 4HP18V36P | EAC4X30B+TDR | 97G2UH070BV12 | 23400 | 24000 | 19 | 12.3 | 8.1 | 1.97 | 65 | 62 | 214100133
DUCANE | 4HP18V36P | EAH1P48B+TDR+TXV | 97G2UH070BE12 | 33800 | 33400 | 19 | 11 | 8.5 | 1.99 | 66 | 51 | 213936400
DUCANE | 4HP18V36P | EAC4X36B+TDR | 97G2UH070BE12 | 33800 | 34400 | 17.1 | 10.9 | 8.5 | 1.95 | 66 | 51 | 213936392
DUCANE | 4HP18V36P | EA(C,U)1P48C+H4TXV02 | 96G2UH090CV20 | 34200 | 34600 | 18 | 10.4 | 8.5 | 2.1 | 63 | 54 | 207555018
DUCANE | 4HP18V36P | EAD4X-48C+TDR | 92G1DF090CE16 | 34200 | 36000 | 18.5 | 11.5 | 8.5 | 2.16 | 68 | 55 | 213352583
DUCANE | 4HP18V36P | EAC4X30B+TDR | 97G2UH070BE12 | 23800 | 24000 | 18 | 12.3 | 8.1 | 2.06 | 66 | 63 | 213934132
DUCANE | 4HP18V36P | EAH1P48C+TDR+TXV | EFV16CCA | 34200 | 33800 | 18.5 | 11.5 | 8.5 | 2.1 | 65 | 54 | 212607821
DUCANE | 4HP18V36P | EAH1P30A+TDR+TXV | 80G1UH070AE12 | 23600 | 24000 | 18.5 | 12.3 | 8.5 | 2.05 | 65 | 65 | 212523811
CONCORD | 4HP18V36P | BCE5E24M |  | 23000 | 24000 | 17.5 | 12.3 | 8.1 | 1.85 | 63 | 62 | 206906224
CONCORD | 4HP18V36P | EA(C,U)1P30B+H4TXV01 | 96G2UH045BE12 | 23800 | 24000 | 17.5 | 12.3 | 8.1 | 1.96 | 66 | 63 | 209329515
CONCORD | 4HP18V36P | EAC4X48C | 96G2UH090CE16 | 34200 | 34600 | 15.5 | 10.4 | 8.1 | 2.12 | 63 | 54 | 209332213
CONCORD | 4HP18V36P | EAC4X36B | 96G2UH045BE12 | 33800 | 34400 | 16.5 | 10.9 | 8.1 | 2.04 | 66 | 54 | 209332209
CONCORD | 4HP18V36P | EAH1P48C+TDR+TXV | 92G1UH090CE16 | 34200 | 34000 | 18 | 11.5 | 8.5 | 2.1 | 65 | 54 | 212607824
CONCORD | 4HP18V36P | EAD4X-24B+TDR | 96G2DF045BE12 | 24000 | 24000 | 18 | 12.3 | 8.5 | 2.16 | 71 | 70 | 213352542
CONCORD | 4HP18V36P | E*1P23B+TDR+TXV | 97G2UH045BE12 | 23400 | 24000 | 17.5 | 12.3 | 8.1 | 2.01 | 64 | 61 | 213934136
CONCORD | 4HP18V36P | EAH1P48C+TDR+TXV | 97G2UH090CE16 | 34400 | 33400 | 18 | 11.5 | 8.1 | 1.95 | 66 | 50 | 213936423
CONCORD | 4HP18V36P | E*1P23B+TDR+TXV | 97G2UH045BV12 | 23200 | 24000 | 19 | 12.3 | 8.1 | 1.89 | 63 | 60 | 214100136
CONCORD | 4HP18V36P | EAH1P48C+TDR+TXV | 92G1UH110CE16 | 34400 | 33800 | 18.5 | 11.7 | 8.5 | 2.12 | 65 | 54 | 212607754
CONCORD | 4HP18V36P | EAC4X36B+TDR | 97G2UH070BV12 | 34000 | 34600 | 16.5 | 10.9 | 8.5 | 2.06 | 66 | 54 | 214100199
CONCORD | 4HP18V36P | EA(C,U)1P48B+TDR+TXV | 97G2UH070BV12 | 33800 | 34600 | 17.5 | 10.4 | 8.5 | 2.1 | 63 | 54 | 214100196
CONCORD | 4HP18V36P | EA(C,U)1P36B+TDR+TXV | 97G2UH045BV12 | 33800 | 34600 | 15.5 | 10.4 | 8.5 | 2.02 | 66 | 55 | 214100193
CONCORD | 4HP18V60P | EA(C,U)1P60C+H4TXV03 | 97G2UH110CV20 | 57000 | 58000 | 16 | 10 | 8.1 | 1.9 | 64 | 57 | 214567147
CONCORD | 4HP18V60P | EAD4X-60D+TDR | 97G2DF090CV20 | 55000 | 58000 | 15.5 | 10 | 8.1 | 1.82 | 75 | 66 | 214100262
CONCORD | 4HP18V60P | EAD4X-50/60C+TDR | EFV16CCA | 46000 | 48000 | 16.5 | 11.5 | 8.5 | 2.08 | 75 | 60 | 213352618
CONCORD | 4HP18V60P | EAD4X-60D+TDR | 80G1DF110CE20 | 56500 | 58000 | 16.5 | 11 | 8.1 | 1.92 | 72 | 62 | 213352632
AIREASE | 4SHP18LX160P | EA(C;U)1P60C+TDR+TXV | A97US2V110C20 | 57000 | 58000 | 17.1 | 10 | 8.1 | 1.94 | 66 | 57 | 212539328
AIREASE | 4SHP18LX160P | EA(C;U)1P60C+TDR+TXV | A97US2V090C20 | 57000 | 58500 | 17.1 | 10 | 8.1 | 1.92 | 65 | 57 | 212539326
AIREASE | 4SHP18LX160P | 7EC60CX-0*+TDR | A80US2V110C20L | 57000 | 58000 | 17 | 10 | 8.1 | 1.92 | 66 | 57 | 214729490
AIREASE | 4SHP18LX160P | 7EC60CX-0*+TDR | A80US2V080C20X | 57500 | 57500 | 17.1 | 10.4 | 8.1 | 1.96 | 65 | 57 | 214729487
AIREASE | 4SHP18LX160P | EAD4X-60D+TDR | A97DSMV090C20 | 55500 | 58000 | 16.5 | 10 | 8.1 | 1.82 | 75 | 66 | 213352648
AIREASE | 4SHP18LX136P | 7ED24BX-0*+TDR | A97DF2E070B16 | 23600 | 24000 | 18 | 12.3 | 8.5 | 2.22 | 71 | 72 | 214731020
AIREASE | 4SHP18LX136P | 7ED48CX-0*+TDR | A97DSMV110C20 | 34400 | 36000 | 19 | 11 | 8.5 | 2.14 | 69 | 56 | 214731043
AIREASE | 4SHP18LX136P | 7ED48CX-0*+TDR | A97DSMV090C16 | 34400 | 36000 | 19 | 11 | 8.5 | 2.12 | 69 | 56 | 214731041
AIREASE | 4SHP18LX136P | 7ED48CX-0*+TDR | A93DF1E090C16 | 34200 | 36000 | 18.5 | 11.5 | 8.5 | 2.16 | 68 | 55 | 214731036
AIREASE | 4SHP18LX160P | 7ED50/60CX-0*+TDR | A96DS2V090C20 | 46000 | 48000 | 17.1 | 11 | 8.5 | 2.06 | 75 | 60 | 214731063
AIREASE | 4SHP18LX160P | 7ED50/60CX-0*+TDR | A80DS2V110C20 | 46500 | 48000 | 17.5 | 11.7 | 8.5 | 2.1 | 75 | 60 | 214731060
AIREASE | 4SHP18LX136P | 7ED24BX-0*+TDR | A97DS2V045B12 | 23400 | 24000 | 19 | 12.3 | 8.5 | 2.18 | 70 | 69 | 214731023
AIREASE | 4SHP18LX136P | 7EC48BX-0*+TDR | A80US2V090B16L | 34000 | 34600 | 17.5 | 10.4 | 8.1 | 2.1 | 66 | 54 | 214784629
AIREASE | 4SHP18LX136P | 7EC48BX-0*+TDR | A96US2V045B12 | 34000 | 34600 | 17.5 | 10 | 8.1 | 2.06 | 66 | 55 | 214784649
AIREASE | 4SHP18LX136P | EAH1P30B+TDR+TXV | A96US2V045B12 | 23600 | 24000 | 19 | 12.3 | 8.5 | 2.03 | 65 | 63 | 210822097
AIREASE | 4SHP18LX136P | EAH1P30B+TDR+TXV | A93UH1E070B12 | 24000 | 24000 | 19 | 12.3 | 8.5 | 2.04 | 66 | 63 | 210822090
AIREASE | 4SHP18LX136P | EAH1P30A+TDR+TXV | A80UH1E070A12 | 23600 | 24000 | 18.5 | 12.3 | 8.5 | 2.05 | 65 | 62 | 210822078
AC PRO | 4HP18V36P | 7EC48BX-0*+TDR | 96G1UH070BE12 | 33200 | 34200 | 16.5 | 10.4 | 8.1 | 2.1 | 63 | 54 | 214729008
AC PRO | 4HP18V36P | 7EC48BX-0*+TDR | 92G1UH070BE12 | 33400 | 34400 | 17.1 | 10.4 | 8.1 | 2.08 | 63 | 54 | 214729006
AC PRO | 4HP18V36P | 7EC30BX-0*+TDR | 97G2UH070BE12 | 23800 | 24000 | 18 | 12.3 | 8.1 | 2.06 | 66 | 63 | 214728989
AC PRO | 4HP18V36P | 7EC30BX-0*+TDR | 97G2UH030BE08 | 23600 | 24000 | 19 | 12.3 | 8.1 | 1.9 | 63 | 60 | 214728986
AC PRO | 4HP18V36P | 7EC30AX-0*+TDR | 80G2UH070AE12 | 23800 | 24000 | 18.5 | 12.3 | 8.1 | 1.97 | 66 | 63 | 214728970
AC PRO | 4HP18V36P | 7EC30AX-0*+TDR | 80G1UH040AE12X | 23800 | 24000 | 18.5 | 12.3 | 8.1 | 1.96 | 66 | 63 | 214728966
AC PRO | 4HP18V60P | EAC4X60D | 96G1UH135DE20 | 58500 | 57500 | 15.2 | 10.4 | 8.1 | 1.96 | 70 | 59 | 209338550
AC PRO | 4HP18V60P | BCE7E60M |  | 57000 | 58000 | 16 | 10.4 | 8.1 | 1.96 | 66 | 53 | 207103541
AIREASE | 4SHP18LX160P | EAC4X60C+TDR | A97USMV110C20 + TSTAT | 57000 | 57000 | 16 | 10 | 8.1 | 1.9 | 66 | 57 | 214784792
AIREASE | 4SHP18LX160P | EAC4X60C+TDR | A97US2V080C20X + TSTAT | 57500 | 57000 | 16 | 10 | 8.1 | 1.9 | 66 | 57 | 214784775
AIREASE | 4SHP18LX136P | EA(C,U)1P48C+TDR+TXV | A97USMV090C12 + TSTAT | 34000 | 34600 | 18 | 10.4 | 8.5 | 2.1 | 62 | 54 | 214784755
AC PRO | 4HP18V36P | 7EH48CX-0*+TDR | 97G2UH090CV12 | 34400 | 33400 | 19 | 11 | 8.5 | 2.08 | 66 | 55 | 214729086
AC PRO | 4HP18V36P | 7EH48CX-0*+TDR | 95G1UH090CE16 | 34200 | 33800 | 18 | 11.5 | 8.5 | 2.1 | 65 | 54 | 214729081
AC PRO | 4HP18V36P | 7EH48CX-0*+TDR | 92G1UH090CE16 | 34200 | 34000 | 18 | 11.5 | 8.5 | 2.1 | 65 | 54 | 214729078
AC PRO | 4HP18V36P | 7EH48BX-0*+TDR | 80G2UH090BE16L | 34400 | 33600 | 17.5 | 11.5 | 8.5 | 2.14 | 66 | 55 | 214729061
AC PRO | 4HP18V36P | 7EH48BX-0*+TDR | 80G2UH090BE12 | 34200 | 33600 | 18.5 | 11 | 8.5 | 2.12 | 67 | 55 | 214729059
AC PRO | 4HP18V36P | 7EH30BX-0*+TDR | 96G1UH070BE12 | 24000 | 24000 | 18 | 12.3 | 8.5 | 2.03 | 66 | 64 | 214729043
DUCANE | 4HP18V36P | EAH1P36B+H4TXV02 | 80G2UH090BE16 | 32600 | 33800 | 17.1 | 11 | 8.5 | 2.14 | 66 | 55 | 206902958
DUCANE | 4HP18V36P | EAH1P48B+TDR+TXV | 97G2UH045BV12 | 33800 | 33600 | 18 | 10.9 | 8.5 | 2.08 | 67 | 55 | 214100190
DUCANE | 4HP18V36P | EAC4X48B+TDR | 97G2UH045BV12 | 33600 | 34600 | 17.1 | 10 | 8.5 | 2.08 | 63 | 54 | 214100187
DUCANE | 4HP18V36P | E*1P23B+TDR+TXV | 97G2UH045BV12 | 23200 | 24000 | 19 | 12.3 | 8.1 | 1.89 | 63 | 60 | 214100124
DUCANE | 4HP18V36P | EA(C,U)1P48B+TDR+TXV | 97G2UH045BE12 | 33400 | 34400 | 17.1 | 10.4 | 8.1 | 2 | 66 | 50 | 213936389
DUCANE | 4HP18V36P | E*1P36C+TDR+TXV | 97G2UH090CE16 | 34800 | 34600 | 17.5 | 11 | 8.5 | 2.09 | 68 | 54 | 213936385
DUCANE | 4HP18V36P | EAD4X-24B+TDR | 97G2DF070BE16 | 23800 | 24000 | 18 | 12.3 | 8.5 | 2.16 | 71 | 70 | 213934221
DUCANE | 4HP18V36P | EAD4X-24B+TDR | EFV12BCA | 23400 | 24000 | 19 | 12.3 | 8.5 | 2.18 | 70 | 68 | 213352536
DUCANE | 4HP18V36P | EAD4X-24B+TDR | 96G1DF045BE12 | 24000 | 24000 | 18.5 | 12.3 | 8.5 | 2.16 | 70 | 69 | 213352533
DUCANE | 4HP18V36P | EAH1P48C+TDR+TXV | 96G1UH090CE16 | 34400 | 34000 | 18 | 11.5 | 8.5 | 2.1 | 65 | 54 | 212607818
DUCANE | 4HP18V36P | EAH1P48C+TDR+TXV | 92G1UH090CE16 | 34200 | 34000 | 18 | 11.5 | 8.5 | 2.1 | 65 | 54 | 212607815
DUCANE | 4HP18V36P | EAC4X48B | 96G2UH045BE12 | 33400 | 34400 | 17.1 | 10.4 | 8.1 | 2.08 | 63 | 54 | 209332238
DUCANE | 4HP18V36P | EA(C,U)1P48C+H4TXV02 | 96G2UH090CE16 | 34200 | 34600 | 15.5 | 10.4 | 8.1 | 2.12 | 63 | 54 | 209332234
DUCANE | 4HP18V36P | EA(C,U)1P36B+H4TXV02 | 96G2UH070BE12 | 33600 | 34200 | 16 | 10.9 | 8.1 | 2.04 | 66 | 54 | 209332231
DUCANE | 4HP18V36P | E*1P36C+H4TXV02 | 96G2UH090CE16 | 34800 | 35400 | 16.5 | 11 | 8.5 | 2.22 | 66 | 55 | 209332228
DUCANE | 4HP18V36P | ED1P24B+H4TXV01 | 96G2DF070BV16 | 22800 | 24000 | 18.5 | 12 | 8.1 | 1.83 | 66 | 63 | 206903301
DUCANE | 4HP18V36P | EAH1P30B+H4TXV01 | 80G1UH070BE12 | 23800 | 24000 | 18 | 12.3 | 8.5 | 2.04 | 65 | 62 | 206903266
DUCANE | 4HP18V36P | EAH1P30B+H4TXV01 | EFV12BCA | 23600 | 24000 | 18.5 | 12.3 | 8.5 | 2.03 | 65 | 62 | 206903265
DUCANE | 4HP18V36P | EAH1P30A+H4TXV01 | 80G2UH070AV12* | 23800 | 24000 | 19 | 12.3 | 8.5 | 2.05 | 65 | 62 | 206903255
DUCANE | 4HP18V36P | EAC4X30B | 95G1UH045BE12 | 23800 | 24000 | 18 | 12.3 | 8.1 | 1.97 | 66 | 63 | 206903250
DUCANE | 4HP18V36P | EAC4X30B | 96G2UH070BV12 | 23400 | 24000 | 19 | 12.3 | 8.1 | 1.97 | 65 | 62 | 206903241
DUCANE | 4HP18V36P | EAC4X30B | 96G2UH045BV12 | 23400 | 24000 | 18.5 | 12.3 | 8.1 | 1.96 | 65 | 62 | 206903240
DUCANE | 4HP18V36P | EAC4X30A | 80G1UH040AE12X | 23800 | 24000 | 18.5 | 12.3 | 8.1 | 1.96 | 66 | 63 | 206903234
DUCANE | 4HP18V36P | EA(C,U)1P30B+H4TXV01 | 92G1UH070BE12 | 24000 | 24000 | 18.5 | 12.3 | 8.1 | 1.97 | 66 | 63 | 206903205
DUCANE | 4HP18V36P | EA(C,U)1P30A+H4TXV01 | 80G1UH060AE12X | 23800 | 24000 | 18.5 | 12.3 | 8.1 | 1.96 | 66 | 63 | 206903193
DUCANE | 4HP18V36P | E*1P23B+H4TXV01 | 96G1UH030BE08 | 22600 | 24000 | 18 | 12.3 | 8.1 | 1.88 | 62 | 59 | 206903166
AC PRO | 4HP18V36P | 7EC24BX-0*+TDR | 97G2UH030BE08 | 23200 | 24000 | 18.5 | 12.3 | 8.1 | 1.88 | 63 | 60 | 214728937
AC PRO | 4HP18V36P | EAH1P48B+H4TXV02 | 96G2UH070BE12 | 33400 | 33400 | 18 | 11 | 8.5 | 2.1 | 66 | 55 | 209332162
AC PRO | 4HP18V36P | EA(C,U)1P48C+H4TXV02 | 96G2UH110CE20 | 34400 | 34600 | 15.5 | 10.4 | 8.1 | 2.1 | 63 | 54 | 209332154
AC PRO | 4HP18V36P | EA(C,U)1P48C+H4TXV02 | 96G2UH090CE16 | 34200 | 34600 | 15.5 | 10.4 | 8.1 | 2.12 | 63 | 54 | 209332153
GE | NS18H60MA4-** | NCUU60CP4+TDR+TXV | NF97U090M5C-* | 57000 | 57000 | 16 | 10 | 8.1 | 1.9 | 66 | 58 | 213164582
GE | NS18H36MA4-** | NCHC48CT4+TDR | NF97U110M5C-* | 34600 | 34200 | 19 | 11 | 8.5 | 2.1 | 65 | 54 | 213164570
GE | NS18H36MA4-** | NCHC48CT4+TDR | NF97X080V5C-* | 34600 | 34200 | 19 | 11 | 8.5 | 2.08 | 65 | 54 | 213164566
GE | NS18H36MA4-** | NCUC36BT4+TDR | NF97U070M3B-* | 34200 | 34600 | 16.5 | 10.9 | 8.1 | 2.04 | 66 | 54 | 213164549
GE | NS18H36MA4-** | NCUC30BT4+TDR | NF97X040V3B-* | 23400 | 24000 | 19 | 12.3 | 8.1 | 1.98 | 65 | 62 | 213164544
GE | NS18H36MA4-** | NCUU30BP4+TDR+TXV | NF97X060V3B-* | 23400 | 24000 | 18.5 | 12.3 | 8.1 | 1.96 | 65 | 62 | 213164527
GE | NS18H36MA4-** | NCUU30BP4+TDR+TXV | NF97X040V3B-* | 23400 | 24000 | 19 | 12.3 | 8.1 | 1.98 | 65 | 62 | 213164526
GE | NS18H36MA4-** | NAM24E1TA4-** |  | 23000 | 24000 | 17.5 | 12.3 | 8.1 | 1.85 | 63 | 62 | 209941282
GE | NS18H60MA4-** | NCUC60CT4 | NF96U110V5C-* | 57000 | 58000 | 16 | 10 | 8.1 | 1.94 | 66 | 57 | 209941268
GE | NS18H36MA4-** | NCHC48BT4 | NF96U070V3B-* | 34000 | 33600 | 18.5 | 11 | 8.1 | 2.1 | 67 | 55 | 209941248
GE | NS18H36MA4-** | NCUC36BT4 | NF96U045V3B-* | 34000 | 34600 | 16 | 10.4 | 8.1 | 2.04 | 66 | 54 | 209941237
GE | NS18H36MA4-** | NCUU30BP4+TXV | NF96U045S3B-* | 23800 | 24000 | 17.5 | 12.3 | 8.1 | 1.96 | 66 | 63 | 209941211
GE | NS18H60MA4-** | NCUU60CP4+TXV | NF80U110T5C-* | 57500 | 58500 | 16 | 10 | 8.1 | 1.94 | 65 | 57 | 209941162
GE | NS18H36MA4-** | NCUU48BP4+TXV | NF80U090V4B-* | 33800 | 34400 | 17.5 | 10.4 | 8.1 | 2.1 | 63 | 54 | 209941155
GE | NS18H36MA4-** | NCUC36AT4 | NF80U070T3A-* | 34000 | 34600 | 16 | 10.9 | 8.1 | 2.06 | 66 | 54 | 209941132
GE | NS18H60MA4-** | NCUC60CT4 | NF80X100S5C-* | 57500 | 58000 | 16.5 | 10 | 8.1 | 1.9 | 66 | 58 | 209941107
GE | NS18H60MA4-** | NCUU60CP4+TXV | NF80U090S5C-* | 58000 | 57500 | 16.5 | 10.4 | 8.1 | 1.94 | 66 | 58 | 209941098
GE | NS18H36MA4-** | NCUU48BP4+TXV | NF80X080S4B-* | 33800 | 34800 | 15.5 | 10.4 | 8.1 | 2.08 | 63 | 54 | 209941082
GE | NS18H36MA4-** | NCHC36BT4 | NF80U090V4B-* | 32400 | 33800 | 18.5 | 11 | 8.5 | 2.14 | 65 | 55 | 209941158
GE | NS18H36MA4-** | NCHC36BT4 | NF80U070S3B-* | 32200 | 33600 | 18.5 | 11 | 8.5 | 2.14 | 65 | 55 | 209941074
CENTURY | HRG1836S1P | EAC4X48B | GUH96C070B3M | 33200 | 34200 | 16.5 | 10.4 | 8.1 | 2.1 | 63 | 54 | 207071145
CENTURY | HRG1836S1P | EAC4X48B | GUH96T045B3M | 33600 | 34600 | 17.1 | 10 | 8.1 | 2.08 | 63 | 54 | 207071147
CENTURY | HRG1836S1P | EAC4X48C | GUH92C110C4M | 34000 | 34400 | 16.5 | 10.9 | 8.1 | 2.14 | 62 | 54 | 207071155
CENTURY | HRG1836S1P | EAH1P48B+H4TXV02 | GUH80C070B3M | 34000 | 33400 | 17.5 | 11 | 8.5 | 2.12 | 66 | 55 | 207071179
CENTURY | HRG1836S1P | EAH1P48B+H4TXV02 | GUH92C045B3M | 34000 | 33600 | 17.5 | 11 | 8.5 | 2.08 | 67 | 55 | 207071183
CENTURY | HRG1836S1P | ED1P30/36B+H4TXV02 | GDD80C090B4M | 34600 | 36000 | 17.1 | 12 | 8.1 | 2.06 | 62 | 50 | 207071231
CENTURY | HRG1836S1P | ED1P30/36B+H4TXV02 | GDD92C070B3M | 34400 | 36000 | 18 | 11.7 | 8.1 | 2.02 | 62 | 50 | 207071235
CENTURY | HRG1836S1P | HCG30V1P |  | 23600 | 24000 | 18.5 | 12.3 | 8.5 | 1.98 | 66 | 63 | 207071259
CENTURY | HRG1836S1P | E*1P23B+H4TXV01 | GUH96T045B3M | 23200 | 24000 | 19 | 12.3 | 8.1 | 1.89 | 63 | 60 | 207071263
CENTURY | HRG1836S1P | E*1P23B+H4TXV01 | GUH96C070B3M | 23400 | 24000 | 18 | 12.3 | 8.1 | 1.9 | 64 | 61 | 207071279
CENTURY | HRG1836S1P | EA(C,U)1P30B+H4TXV01 | GUH96T045B3M | 23400 | 24000 | 18.5 | 12.3 | 8.1 | 1.96 | 65 | 62 | 207071303
CENTURY | HRG1836S1P | EAC4X30B | GUH92C045B3M | 23800 | 24000 | 18.5 | 12.3 | 8.1 | 1.96 | 66 | 63 | 207071349
CENTURY | HRG1836S1P | EAH1P30A+H4TXV01 | GUH80C045A3M | 23800 | 24000 | 18.5 | 12.3 | 8.5 | 2.04 | 65 | 63 | 207071361
CENTURY | HRG1836S1P | EAH1P30B+H4TXV01 | GUH80C070B3M | 23800 | 24000 | 18 | 12.3 | 8.5 | 2.04 | 65 | 62 | 207071367
CENTURY | HRG1836S1P | EAH1P30B+H4TXV01 | GUH92C045B3M | 24000 | 24000 | 19 | 12.3 | 8.5 | 2.03 | 66 | 63 | 207071369
CENTURY | HRG1836S1P | EA(C,U)1P48B+H4TXV02 | GUH92C070B3M | 33400 | 34400 | 17.1 | 10.4 | 8.1 | 2.08 | 63 | 54 | 207071093
CENTURY | HRG1836S1P | EA(C,U)1P48C+H4TXV02 | GUH92C090C3M | 34200 | 34600 | 17.1 | 10.4 | 8.1 | 2.12 | 63 | 54 | 207071103
CENTURY | HRG1836S1P | EA(C,U)1P48C+H4TXV02 | GUH96C090C4M | 34000 | 34600 | 16 | 10.4 | 8.1 | 2.12 | 62 | 54 | 207071111
DUCANE | 4HP18V36P | 7EC30BX-0*+TDR | 96G2UH070BE12 | 23800 | 24000 | 17.1 | 12.3 | 8.1 | 1.96 | 66 | 63 | 214730740
DUCANE | 4HP18V36P | 7EC30BX-0*+TDR | 96G2UH030BE08 | 23600 | 24000 | 19 | 12.3 | 8.1 | 1.9 | 63 | 60 | 214730737
DUCANE | 4HP18V36P | 7EC30/36BX-0*+TDR | 96G2UH070BV12 | 34000 | 34600 | 16.5 | 10.4 | 8.1 | 2.06 | 66 | 54 | 214730720
DUCANE | 4HP18V36P | 7EC30/36BX-0*+TDR | 96G2UH045BE12 | 33800 | 34400 | 16.5 | 10.9 | 8.1 | 2.04 | 66 | 54 | 214730717
DUCANE | 4HP18V36P | 7EC30/36AX-0*+TDR | 80G1UH045AE12 | 33600 | 34200 | 17.1 | 10.9 | 8.1 | 2.06 | 65 | 54 | 214730700
DUCANE | 4HP18V60P | EA(C,U)1P60C+H4TXV03 | 96G2UH110CE20 | 57000 | 58000 | 16 | 10 | 8.1 | 1.94 | 65 | 57 | 209338590
ARMSTRONG AIR | 4SHP18LX136P | EAH1P36B+TDR+TXV | A80US2V090B16L | 32600 | 34200 | 18.5 | 11 | 8.5 | 2.12 | 67 | 55 | 210738644
ARMSTRONG AIR | 4SHP18LX136P | EAH1P36B+TDR+TXV | A80US2V080B16X | 32800 | 34000 | 19 | 11 | 8.5 | 2.16 | 66 | 55 | 210738635
ARMSTRONG AIR | 4SHP18LX136P | EAH1P36B+TDR+TXV | A80UH1E090B16 | 32600 | 33800 | 17.5 | 11 | 8.5 | 2.16 | 66 | 55 | 210738623
ARMSTRONG AIR | 4SHP18LX136P | 7EC48BX-0*+TDR | A97US2V040B12X | 34000 | 34600 | 18 | 10.4 | 8.1 | 2.08 | 66 | 55 | 214784658
ARMSTRONG AIR | 4SHP18LX136P | 7EC48BX-0*+TDR | A95UH1E070B12 | 32800 | 34000 | 17.1 | 10.4 | 8.1 | 2.02 | 65 | 56 | 214784638
DUCANE | 4HP18V36P | E*1P23B+H4TXV01 | 92G1UH045BE12 | 23400 | 24000 | 18.5 | 12.3 | 8.1 | 1.92 | 64 | 61 | 206903162
DUCANE | 4HP18V36P | E*1P23B+H4TXV01 | EFV12BCA | 23000 | 24000 | 17.5 | 12.3 | 8.1 | 1.92 | 63 | 60 | 206903158
DUCANE | 4HP18V36P | E*1P23B+H4TXV01 | EFV08BCA | 22600 | 24000 | 16.5 | 12.3 | 8.1 | 1.88 | 64 | 60 | 206903157
DUCANE | 4HP18V36P | BCE7E24M |  | 23200 | 24000 | 18 | 12.3 | 8.5 | 2.1 | 66 | 63 | 206903146
DUCANE | 4HP18V36P | BCE5V18M |  | 23400 | 24000 | 18.5 | 12.3 | 8.5 | 2.04 | 66 | 63 | 206903142
DUCANE | 4HP18V36P | BCE5C24M*1P+H4TXV01 |  | 23000 | 24000 | 16.5 | 12.3 | 8.1 | 1.84 | 67 | 64 | 206903138
DUCANE | 4HP18V36P | BCE5C18M*1P+H4TXV01 |  | 22000 | 24000 | 17.1 | 12.3 | 8.5 | 1.94 | 64 | 61 | 206903136
DUCANE | 4HP18V36P | ED1P30/36C+H4TXV02 | 96G1DF090CE16 | 34600 | 36000 | 17.1 | 12 | 8.1 | 2.06 | 62 | 50 | 206903031
DUCANE | 4HP18V36P | ED1P30/36B+H4TXV02 | 80G2DF090BE16 | 34800 | 36000 | 17.5 | 12 | 8.1 | 2.04 | 62 | 50 | 206903022
DUCANE | 4HP18V36P | ED1P30/36B+H4TXV02 | 80G1DF090BE16 | 34600 | 36000 | 17.1 | 12 | 8.1 | 2.06 | 62 | 50 | 206903021
DUCANE | 4HP18V36P | EAC4X48C | 95G1UH090CE16 | 33800 | 34400 | 16 | 10.4 | 8.1 | 2.1 | 63 | 54 | 206902950
DUCANE | 4HP18V36P | EAC4X48B | EFV12BCA | 33800 | 34400 | 16 | 10.4 | 8.1 | 2.1 | 63 | 54 | 206902943
DUCANE | 4HP18V36P | EAC4X36B | 92G1UH030BE12 | 33200 | 34200 | 15.5 | 10.4 | 8.1 | 2.04 | 66 | 54 | 206902922
DUCANE | 4HP18V36P | EA(C,U)1P48B+H4TXV02 | 96G1UH070BE12 | 33200 | 34200 | 16.5 | 10.4 | 8.1 | 2.1 | 63 | 54 | 206902891
DUCANE | 4HP18V36P | EA(C,U)1P36B+H4TXV02 | 80G2UH090BE16L | 34200 | 34400 | 15.5 | 11 | 8.1 | 2.08 | 66 | 54 | 206902872
DUCANE | 4HP18V36P | E*1P36C+H4TXV02 | 96G2UH090CV12 | 34600 | 35200 | 18 | 11 | 8.5 | 2.22 | 66 | 55 | 206902854
DUCANE | 4HP18V36P | E*1P36B+H4TXV02 | 96G2UH045BV12 | 34400 | 35600 | 17.5 | 10.4 | 8.5 | 2.18 | 66 | 55 | 206902843
DUCANE | 4HP18V36P | E*1P36B+H4TXV02 | 80G2UH090BE12 | 34800 | 35400 | 17.5 | 11 | 8.5 | 2.22 | 66 | 55 | 206902835
DUCANE | 4HP18V36P | E*1P36A+H4TXV02 | 80G1UH045AE12 | 34000 | 35000 | 18 | 11 | 8.5 | 2.2 | 66 | 55 | 206902826
DUCANE | 4HP18V60P | 7ED60DX-0*+TDR | 97G2DF110CE20 | 55500 | 58000 | 15.5 | 10 | 8.1 | 1.84 | 74 | 64 | 214730551
DUCANE | 4HP18V60P | 7ED60DX-0*+TDR | 96G2DF110CV20 | 55500 | 58000 | 15.5 | 10 | 8.1 | 1.84 | 75 | 65 | 214730534
DUCANE | 4HP18V60P | 7ED60DX-0*+TDR | 96G1DF110CE20 | 55500 | 58000 | 16 | 10 | 8.1 | 1.84 | 75 | 65 | 214730531
DUCANE | 4HP18V60P | 7EC60CX-0*+TDR | 80G1UH100CE20X | 57500 | 58000 | 16.5 | 10 | 8.1 | 1.9 | 66 | 58 | 214730892
DUCANE | 4HP18V36P | 7EH48CX-0*+TDR | EFV16CCA | 34200 | 33800 | 18.5 | 11.5 | 8.5 | 2.1 | 65 | 54 | 214730843
DUCANE | 4HP18V36P | 7EH48CX-0*+TDR | 96G2UH110CV20 | 34600 | 34200 | 19 | 11.5 | 8.5 | 2.1 | 65 | 54 | 214730840
DUCANE | 4HP18V36P | 7EH48BX-0*+TDR | 96G2UH045BE12 | 33600 | 33400 | 18 | 11 | 8.5 | 2.1 | 66 | 55 | 214730823
DUCANE | 4HP18V36P | 7EH48BX-0*+TDR | 92G1UH045BE12 | 34000 | 33600 | 17.5 | 11 | 8.5 | 2.08 | 67 | 55 | 214730820
DUCANE | 4HP18V36P | 7EH30BX-0*+TDR | 96G2UH070BE12 | 23600 | 24000 | 18 | 12.3 | 8.5 | 2.02 | 66 | 63 | 214730803
DUCANE | 4HP18V36P | 7EC48CX-0*+TDR | EFV16CCA | 33600 | 34400 | 16.5 | 10.4 | 8.1 | 2.14 | 63 | 54 | 214730783
DUCANE | 4HP18V36P | 7EC48CX-0*+TDR | 96G2UH090CV12 | 33800 | 34400 | 17.5 | 10.4 | 8.5 | 2.12 | 63 | 54 | 214730777
DUCANE | 4HP18V36P | 7EC48BX-0*+TDR | 96G1UH045BE12 | 32800 | 34000 | 17.1 | 10.4 | 8.1 | 2.08 | 63 | 54 | 214730763
DUCANE | 4HP18V36P | 7EC48BX-0*+TDR | 92G1UH030BE12 | 33200 | 34400 | 16.5 | 10 | 8.1 | 2.08 | 63 | 54 | 214730760
AIREASE | 4SHP18LX136P | EAH1P36B+TDR+TXV | A80UH1E080B16X | 32400 | 34200 | 16 | 10.9 | 8.5 | 2.12 | 66 | 55 | 210821754
AIREASE | 4SHP18LX136P | 7EC48CX-0*+TDR | A96UH1E045B12 | 32800 | 34000 | 17.1 | 10.4 | 8.1 | 2.08 | 66 | 54 | 214729286
AIREASE | 4SHP18LX136P | 7EC48CX-0*+TDR | A95UH1E070B12 | 32800 | 34000 | 17.1 | 10.4 | 8.1 | 2.02 | 65 | 56 | 214729283
AIREASE | 4SHP18LX136P | 7EC48CX-0*+TDR | A80UH2E090B16 | 34000 | 34400 | 16.5 | 10.4 | 8.1 | 2.12 | 66 | 54 | 214729266
AIREASE | 4SHP18LX136P | 7EC48CX-0*+TDR | A80UH1E080B16X | 33800 | 34600 | 15.5 | 10.4 | 8.1 | 2.08 | 66 | 54 | 214729263
AIREASE | 4SHP18LX160P | EAC4X60C+TDR | A96UH2E110C20 | 57000 | 58000 | 16 | 10 | 8.1 | 1.94 | 65 | 57 | 210821385
AIREASE | 4SHP18LX160P | EA(C;U)1P60C+TDR+TXV | A96US2V110C20 | 57000 | 58000 | 17.1 | 10 | 8.1 | 1.94 | 66 | 57 | 210821357
AIREASE | 4SHP18LX160P | EA(C;U)1P60C+TDR+TXV | A93UH1E110C20 | 57500 | 58000 | 16 | 10.4 | 8.1 | 1.94 | 65 | 57 | 210821351
AIREASE | 4SHP18LX160P | EA(C;U)1P60C+TDR+TXV | A80US2V080C20X | 57500 | 57500 | 17.1 | 10.4 | 8.1 | 1.96 | 65 | 57 | 210821343
AIREASE | 4SHP18LX160P | EAD4X-50/60C+TDR | A97DSMV090C16 | 46000 | 48000 | 17.5 | 11 | 8.5 | 2.06 | 75 | 60 | 213352577
AIREASE | 4SHP18LX160P | EAD4X-50/60C+TDR | A96DF2E110C20 | 46000 | 48000 | 16 | 11 | 8.5 | 2.08 | 75 | 60 | 213352574
AIREASE | 4SHP18LX160P | EAD4X-50/60C+TDR | A80DF1E110C20 | 46500 | 48000 | 16.5 | 11.7 | 8.5 | 2.12 | 74 | 59 | 213352571
AC PRO | 4HP18V60P | ED1P60D+H4TXV03 | 80G1DF110CE20 | 58000 | 56500 | 16 | 10.4 | 8.1 | 1.88 | 67 | 59 | 206906789
AC PRO | 4HP18V60P | EAC4X60C | 96G2UH090CV20 | 57000 | 58500 | 16 | 10 | 8.1 | 1.94 | 65 | 57 | 206906743
AC PRO | 4HP18V60P | EAC4X60C | 80G1UH090CE20 | 58000 | 57500 | 16.5 | 10.4 | 8.1 | 1.94 | 66 | 58 | 206906733
AC PRO | 4HP18V60P | EA(C,U)1P60C+H4TXV03 | 96G2UH090CV20 | 57000 | 58500 | 16 | 10 | 8.1 | 1.94 | 65 | 57 | 206906681
AC PRO | 4HP18V60P | EA(C,U)1P60C+H4TXV03 | 80G2UH110CV20 | 57000 | 58500 | 16 | 10 | 8.1 | 1.94 | 65 | 57 | 206906676
COMFORT-AIRE | HRG1836S1P | EAC4X36B | GUH80C090B4M | 34200 | 34400 | 15.5 | 11 | 8.1 | 2.08 | 66 | 54 | 207071124
COMFORT-AIRE | HRG1860S1P | EAC4X60C+TDR | GUH97M110C5M | 57000 | 57000 | 16 | 10 | 8.1 | 1.9 | 66 | 57 | 212604372
COMFORT-AIRE | HRG1860S1P | EA(C,U)1P60C+TDR+TXV | GUH97M090C5M | 57000 | 57000 | 16 | 10 | 8.1 | 1.9 | 66 | 58 | 212604364
COMFORT-AIRE | HRG1836S1P | EA(C,U)1P48C+TDR+TXV | GUH97M090C4M | 34000 | 34600 | 18 | 10.4 | 8.5 | 2.12 | 62 | 54 | 212604345
COMFORT-AIRE | HRG1836S1P | EA(C,U)1P36B+TDR+TXV | GUH97M070B3M | 34200 | 34600 | 16 | 10.4 | 8.1 | 2.04 | 66 | 55 | 212604342
COMFORT-AIRE | HRG1836S1P | EAH1P48C+TDR+TXV | GUH97M110C5M | 34600 | 34200 | 19 | 11 | 8.5 | 2.1 | 65 | 54 | 213143878
COMFORT-AIRE | HRG1836S1P | EA(C,U)1P48C+H4TXV02 | GUH96T090C3M | 33800 | 34400 | 17.5 | 10.4 | 8.5 | 2.12 | 63 | 54 | 207071114
COMFORT-AIRE | HRG1836S1P | EA(C,U)1P48C+H4TXV02 | GUH92C110C4M | 34000 | 34400 | 16.5 | 10.9 | 8.1 | 2.14 | 62 | 54 | 207071108
COMFORT-AIRE | HRG1836S1P | EA(C,U)1P48B+H4TXV02 | GUH80C090B4M | 34000 | 34400 | 16 | 10.9 | 8.1 | 2.12 | 63 | 54 | 207071090
COMFORT-AIRE | HRG1836S1P | EA(C,U)1P36B+H4TXV02 | GUH92C045B3M | 34000 | 34600 | 16 | 10.4 | 8.1 | 2.04 | 66 | 54 | 207071078
GE | NS18H36MA4-** | NCUC36BT4 | NF80U090S4B-* | 34200 | 34400 | 15.5 | 11 | 8.1 | 2.08 | 66 | 54 | 209941091
GE | NS18H36MA4-** | NCUU30AP4+TXV | NF80X060S3A-* | 23800 | 24000 | 18.5 | 12.3 | 8.1 | 1.96 | 66 | 63 | 209941064
GE | NS18H36MA4-** | NCUU36AP4+TXV | NF80X060S3A-* | 33400 | 34200 | 16 | 10.9 | 8.1 | 2.04 | 65 | 54 | 209941061
GE | NS18H36MA4-** | NCHC36BT4 | NF96U070S3B-* | 31600 | 33400 | 18 | 10.9 | 8.5 | 2.12 | 65 | 55 | 209941219
GE | NS18H36MA4-** | NCHC36BT4 | NF80U090S4B-* | 32600 | 33600 | 17.5 | 11 | 8.5 | 2.16 | 65 | 55 | 209941093
CENTURY | HRG1860S1P | EAC4X60D | GUH96C135D5M | 58500 | 57500 | 15.2 | 10.4 | 8.1 | 1.96 | 70 | 59 | 209872210
CENTURY | HRG1836S1P | EAC4X48B | GUH80C090B4M | 34000 | 34400 | 16 | 10.9 | 8.1 | 2.12 | 63 | 54 | 207071137
CENTURY | HRG1836S1P | EAC4X48C | GUH92C090C4M | 34000 | 34400 | 16 | 10.4 | 8.1 | 2.12 | 63 | 54 | 207071153
CENTURY | HRG1836S1P | EAC4X30B | GUH92C070B3M | 24000 | 24000 | 18.5 | 12.3 | 8.1 | 1.97 | 66 | 63 | 207071351
CENTURY | HRG1836S1P | EAH1P30B+H4TXV01 | GUH96C070B3M | 24000 | 24000 | 18 | 12.3 | 8.5 | 2.03 | 66 | 64 | 207071379
CENTURY | HRG1860S1P | EA(C,U)1P60C+H4TXV03 | GUH96C110C5M | 57500 | 57500 | 16 | 10.4 | 8.1 | 1.92 | 66 | 57 | 207071478
CENTURY | HRG1860S1P | EA(C,U)1P60C+H4TXV03 | GUH96T110C5M | 57000 | 58000 | 16 | 10 | 8.1 | 1.94 | 66 | 57 | 207071482
CENTURY | HRG1836S1P | EAC4X36A | GUH80C045A3M | 33600 | 34200 | 17.1 | 10.9 | 8.1 | 2.06 | 65 | 54 | 207071115
CENTURY | HRG1860S1P | EAC4X60C+TDR | GUH97M090C5M | 57000 | 57000 | 16 | 10 | 8.1 | 1.9 | 66 | 58 | 212604325
CENTURY | HRG1860S1P | EA(C,U)1P60C+TDR+TXV | GUH97M110C5M | 57000 | 57000 | 16 | 10 | 8.1 | 1.9 | 66 | 57 | 212604319
CENTURY | HRG1836S1P | EA(C,U)1P48C+TDR+TXV | GUH97M090C5M | 34200 | 34600 | 17.5 | 10.4 | 8.5 | 2.12 | 63 | 54 | 212604300
CENTURY | HRG1836S1P | 7EC36BX-0*+TDR | GUH97T070B3M | 34000 | 34600 | 16.5 | 10.9 | 8.5 | 2.06 | 66 | 54 | 214831059
CENTURY | HRG1836S1P | EAH1P48B+TDR+TXV | GUH97T070B3M | 34000 | 33400 | 18.5 | 11 | 8.5 | 2.1 | 67 | 55 | 214831056
CENTURY | HRG1836S1P | EA(C,U)1P48B+TDR+TXV | GUH97T070B3M | 33800 | 34600 | 17.5 | 10.4 | 8.5 | 2.1 | 63 | 54 | 214831053
CENTURY | HRG1836S1P | EA(C,U)1P30B+TDR+TXV | GUH97T070B3M | 23400 | 24000 | 19 | 12.3 | 8.1 | 1.93 | 65 | 62 | 214831048
CENTURY | HRG1836S1P | 7EC48BX-0*+TDR | GUH97T045B3M | 33600 | 34600 | 17.1 | 10 | 8.5 | 2.08 | 63 | 54 | 214831045
CENTURY | HRG1836S1P | 7EC30BX-0*+TDR | GUH97T045B3M | 23400 | 24000 | 19 | 12.3 | 8.1 | 1.96 | 65 | 62 | 214831041
CENTURY | HRG1836S1P | EAH1P48B+TDR+TXV | GUH97T045B3M | 33800 | 33600 | 18 | 10.9 | 8.5 | 2.08 | 67 | 55 | 214831039
CENTURY | HRG1836S1P | EA(C,U)1P48B+TDR+TXV | GUH97T045B3M | 33600 | 34600 | 17.1 | 10 | 8.5 | 2.08 | 63 | 54 | 214831036
CENTURY | HRG1836S1P | EA(C,U)1P36B+H4TXV02 | GUH80C090B4M | 34200 | 34400 | 15.5 | 11 | 8.1 | 2.08 | 66 | 54 | 207071075
CENTURY | HRG1836S1P | E*1P36A+H4TXV02 | GUH80C045A3M | 34000 | 35000 | 18 | 11 | 8.5 | 2.2 | 66 | 55 | 207071035
GE | NS18H60MA4-** | NAM48V2TA4 |  | 46000 | 48000 | 18 | 11.5 | 8.1 | 2.08 | 68 | 57 | 213255775
DUCANE | 4HP18V36P | BCE5E36M |  | 33800 | 35600 | 17.1 | 10.9 | 8.5 | 2.1 | 63 | 53 | 206902821
DUCANE | 4HP18V60P | 7ED60DX-0*+TDR | 97G2DF110CV20 | 55000 | 58000 | 15.5 | 10 | 8.1 | 1.84 | 75 | 65 | 214730556
DUCANE | 4HP18V60P | 7ED60DX-0*+TDR | 96G2DF110CE20 | 55500 | 58000 | 15.5 | 10 | 8.1 | 1.84 | 74 | 64 | 214730533
DUCANE | 4HP18V60P | 7ED50/60CX-0*+TDR | 97G2DF110CE20 | 46000 | 48000 | 16 | 11.5 | 8.5 | 2.1 | 75 | 60 | 214730519
DUCANE | 4HP18V60P | 7EC60CX-0*+TDR | 92G1UH110CE20 | 57500 | 58000 | 16 | 10.4 | 8.1 | 1.94 | 65 | 57 | 214730905
DUCANE | 4HP18V60P | 7EC60CX-0*+TDR | 80G2UH110CE20 | 57500 | 58500 | 16 | 10 | 8.1 | 1.94 | 65 | 57 | 214730897
DUCANE | 4HP18V60P | 7EC60CX-0*+TDR | 80G1UH090CE20 | 58000 | 57500 | 16.5 | 10.4 | 8.1 | 1.94 | 66 | 58 | 214730889
DUCANE | 4HP18V36P | 7EH48BX-0*+TDR | EFV12BCA | 33400 | 33200 | 17.1 | 11 | 8.5 | 2.14 | 66 | 55 | 214730831
DUCANE | 4HP18V36P | 7EH48BX-0*+TDR | 97G2UH045BV12 | 33800 | 33600 | 18 | 10.9 | 8.5 | 2.08 | 67 | 55 | 214730828
DUCANE | 4HP18V36P | 7EH48BX-0*+TDR | 96G2UH070BE12 | 33400 | 33400 | 18 | 11 | 8.5 | 2.1 | 66 | 55 | 214730825
DUCANE | 4HP18V36P | 7EH30BX-0*+TDR | 97G2UH070BE12 | 24000 | 24000 | 18.5 | 12.3 | 8.5 | 2.11 | 66 | 63 | 214730808
DUCANE | 4HP18V36P | 7EH30AX-0*+TDR | 80G2UH045AE12 | 23400 | 23800 | 18.5 | 12.3 | 8.5 | 2.05 | 65 | 62 | 214730788
DUCANE | 4HP18V36P | 7EH30AX-0*+TDR | 80G1UH045AE12 | 23800 | 24000 | 18.5 | 12.3 | 8.5 | 2.04 | 65 | 63 | 214730785
CONCORD | 4HP18V60P | ED1P50/60C+H4TXV02 | EFV16CCA | 45500 | 46500 | 17.1 | 11.5 | 8.1 | 2 | 65 | 58 | 206907164
CONCORD | 4HP18V60P | EAC4X60C | 80G1UH110CE20 | 57500 | 57500 | 16.5 | 10 | 8.1 | 1.92 | 66 | 57 | 206907111
DUCANE | 4HP18V36P | 7EC48BX-0*+TDR | 97G2UH045BE12 | 33400 | 34400 | 17.1 | 10.4 | 8.1 | 2 | 66 | 50 | 214784600
DUCANE | 4HP18V36P | EAH1P36B+H4TXV02 | 80G2UH090BE12 | 32600 | 33800 | 18 | 11 | 8.5 | 2.14 | 66 | 55 | 206902957
DUCANE | 4HP18V36P | EAH1P48B+TDR+TXV | 97G2UH070BV12 | 34000 | 33400 | 18.5 | 11 | 8.5 | 2.1 | 67 | 55 | 214100191
DUCANE | 4HP18V36P | EAC4X48B+TDR | 97G2UH070BV12 | 33800 | 34600 | 17.5 | 10.4 | 8.5 | 2.1 | 63 | 54 | 214100188
DUCANE | 4HP18V36P | EA(C,U)1P30B+TDR+TXV | 97G2UH045BV12 | 23400 | 24000 | 19 | 12.3 | 8.1 | 1.93 | 65 | 62 | 214100128
DUCANE | 4HP18V36P | E*1P23B+TDR+TXV | 97G2UH070BV12 | 23200 | 24000 | 19 | 12.3 | 8.1 | 1.91 | 63 | 60 | 214100125
DUCANE | 4HP18V36P | EAC4X48B+TDR | 97G2UH045BE12 | 33400 | 34400 | 17.1 | 10.4 | 8.1 | 2 | 66 | 50 | 213936394
DUCANE | 4HP18V36P | EA(C,U)1P48B+TDR+TXV | 97G2UH070BE12 | 33600 | 34400 | 17.5 | 10.4 | 8.1 | 2.01 | 66 | 50 | 213936390
DUCANE | 4HP18V36P | EA(C,U)1P36B+TDR+TXV | 97G2UH045BE12 | 33800 | 34400 | 16.5 | 10.9 | 8.1 | 1.95 | 66 | 51 | 213936386
DUCANE | 4HP18V36P | EAH1P30B+TDR+TXV | 97G2UH070BE12 | 24000 | 24000 | 18.5 | 12.3 | 8.5 | 2.11 | 66 | 63 | 213934135
DUCANE | 4HP18V36P | EA(C,U)1P30B+TDR+TXV | 97G2UH070BE12 | 23800 | 24000 | 18 | 12.3 | 8.1 | 2.06 | 66 | 63 | 213934127
DUCANE | 4HP18V36P | EAH1P48C+TDR+TXV | 96G2UH090CV12 | 34400 | 34200 | 19 | 11 | 8.5 | 2.08 | 65 | 54 | 212607819
DUCANE | 4HP18V36P | EAH1P48C+TDR+TXV | 95G1UH080CE16X | 34200 | 34000 | 17.5 | 11 | 8.5 | 2.08 | 65 | 54 | 212607816
DUCANE | 4HP18V36P | EAH1P48B+H4TXV02 | 96G2UH070BE12 | 33400 | 33400 | 18 | 11 | 8.5 | 2.1 | 66 | 55 | 209332243
DUCANE | 4HP18V36P | EAC4X48C | 96G2UH090CE16 | 34200 | 34600 | 15.5 | 10.4 | 8.1 | 2.12 | 63 | 54 | 209332240
DUCANE | 4HP18V36P | EAC4X36B | 96G2UH045BE12 | 33800 | 34400 | 16.5 | 10.9 | 8.1 | 2.04 | 66 | 54 | 209332236
DUCANE | 4HP18V36P | EA(C,U)1P36B+H4TXV02 | 96G2UH045BE12 | 33800 | 34400 | 16.5 | 10.9 | 8.1 | 2.04 | 66 | 54 | 209332230
DUCANE | 4HP18V36P | ED1P24B+H4TXV01 | EFV12BCA | 22800 | 24000 | 18.5 | 12.3 | 8.1 | 1.83 | 65 | 62 | 206903303
DUCANE | 4HP18V36P | EAH1P30B+H4TXV01 | 96G1UH070BE12 | 24000 | 24000 | 18 | 12.3 | 8.5 | 2.03 | 66 | 64 | 206903276
DUCANE | 4HP18V36P | EA(C,U)1P30A+H4TXV01 | 80G2UH070AE12 | 23800 | 24000 | 18.5 | 12.3 | 8.1 | 1.97 | 66 | 63 | 206903195
DUCANE | 4HP18V36P | EA(C,U)1P30A+H4TXV01 | 80G1UH040AE12X | 23800 | 24000 | 18.5 | 12.3 | 8.1 | 1.96 | 66 | 63 | 206903191
AIREASE | 4SHP18LX136P | ED1P30/36C+TDR+TXV | A96DF2E090C16 | 34400 | 34600 | 16.5 | 11.7 | 8.1 | 2.04 | 64 | 52 | 210821857
AIREASE | 4SHP18LX136P | ED1P30/36A+TDR+TXV | A80DS2V070A12 | 34600 | 34600 | 19 | 11 | 8.1 | 2 | 66 | 53 | 210821830
AIREASE | 4SHP18LX136P | EAH1P48B+TDR+TXV | A96US2V045B12 | 34200 | 34200 | 19 | 10.9 | 8.1 | 2.08 | 67 | 55 | 210821820
AIREASE | 4SHP18LX136P | EAH1P48B+TDR+TXV | A80UH2E090B16 | 34400 | 33600 | 17.5 | 11.5 | 8.1 | 2.14 | 66 | 55 | 210821808
AIREASE | 4SHP18LX136P | EAC4X48B+TDR | A96UH2E070B12 | 33400 | 34400 | 17.1 | 10.4 | 8.1 | 2.08 | 66 | 54 | 210821719
AIREASE | 4SHP18LX136P | EAC4X48B+TDR | A80US2V090B16L | 34000 | 34600 | 17.5 | 10.4 | 8.1 | 2.1 | 66 | 54 | 210821702
AIREASE | 4SHP18LX136P | EAC4X48B+TDR | A80UH2E090B16 | 34000 | 34400 | 16.5 | 10.4 | 8.1 | 2.12 | 66 | 54 | 210821698
AIREASE | 4SHP18LX136P | EAC4X36B+TDR | EFV12BCA | 34200 | 34400 | 15.2 | 11 | 8.1 | 2.06 | 66 | 54 | 210821688
AIREASE | 4SHP18LX136P | EAC4X36B+TDR | A96UH2E045B12 | 33800 | 34400 | 16.5 | 10.9 | 8.1 | 2.04 | 66 | 54 | 210821671
AIREASE | 4SHP18LX136P | EAC4X36B+TDR | A95UH1E070B12 | 33200 | 34000 | 16.5 | 10.9 | 8.5 | 2.04 | 66 | 54 | 210821663
AIREASE | 4SHP18LX136P | EAC4X36A+TDR | A80US2V070A12L | 34400 | 34600 | 17.5 | 10.4 | 8.5 | 2.04 | 67 | 55 | 210821644
AIREASE | 4SHP18LX136P | EAC4X36A+TDR | A80UH2E070A12 | 34000 | 34600 | 16 | 10.9 | 8.1 | 2.06 | 66 | 54 | 210821640
AIREASE | 4SHP18LX160P | EAC4X60C+TDR | A96US2V110C20 | 57000 | 58000 | 17.1 | 10 | 8.1 | 1.94 | 66 | 57 | 210821388
AIREASE | 4SHP18LX160P | EA(C;U)1P60C+TDR+TXV | A97USMV110C20 | 57000 | 58000 | 17.1 | 10 | 8.1 | 1.94 | 66 | 57 | 210821363
AIREASE | 4SHP18LX160P | EAC4X60C+TDR | A98USMV090C20 | 57000 | 58500 | 17.1 | 10 | 8.1 | 1.92 | 65 | 57 | 212539064
AIREASE | 4SHP18LX160P | 7EC60CX-0*+TDR | A98USMV090C20 | 57000 | 58500 | 17.1 | 10 | 8.1 | 1.92 | 65 | 57 | 214729502
AIREASE | 4SHP18LX160P | 7EC60CX-0*+TDR | A97US2V110C20 | 57000 | 58000 | 17.1 | 10 | 8.1 | 1.94 | 66 | 57 | 214729499
AIREASE | 4SHP18LX160P | EAD4X-60D+TDR | A97DSMV110C20 | 55500 | 58000 | 16.5 | 10 | 8.1 | 1.82 | 75 | 65 | 213352649
AIREASE | 4SHP18LX160P | EAD4X-60D+TDR | A96DS2V110C20 | 55500 | 58000 | 16.5 | 10 | 8.1 | 1.82 | 75 | 65 | 213352647
AIREASE | 4SHP18LX160P | EAD4X-60D+TDR | A80DS2V110C20 | 55500 | 58000 | 17.1 | 10 | 8.1 | 1.84 | 74 | 64 | 213352643
CONCORD | 4HP18V36P | 7EH30BX-0*+TDR | 96G2UH070BV12 | 23800 | 24000 | 19 | 12.3 | 8.5 | 2.04 | 65 | 62 | 214730566
CONCORD | 4HP18V36P | 7EH30BX-0*+TDR | 80G1UH070BE12 | 23800 | 24000 | 18 | 12.3 | 8.5 | 2.04 | 65 | 62 | 214730486
CONCORD | 4HP18V36P | 7EH30AX-0*+TDR | 80G2UH070AE12 | 24000 | 24000 | 19 | 12.3 | 8.5 | 2.05 | 66 | 63 | 214730483
CONCORD | 4HP18V36P | 7EH30AX-0*+TDR | 80G1UH060AE12X | 23800 | 24000 | 19 | 12.3 | 8.5 | 2.04 | 65 | 63 | 214730480
CONCORD | 4HP18V36P | 7EC48CX-0*+TDR | 92G1UH090CE16 | 34000 | 34400 | 16 | 10.4 | 8.1 | 2.12 | 63 | 54 | 214730466
CONCORD | 4HP18V36P | 7EC48BX-0*+TDR | EFV12BCA | 33800 | 34400 | 16 | 10.4 | 8.1 | 2.1 | 63 | 54 | 214730463
CONCORD | 4HP18V36P | 7EC48BX-0*+TDR | 96G2UH045BV12 | 33600 | 34600 | 17.1 | 10 | 8.1 | 2.08 | 63 | 54 | 214730460
CONCORD | 4HP18V36P | 7EC36BX-0*+TDR | 97G2UH070BV12 | 34000 | 34600 | 16.5 | 10.9 | 8.5 | 2.06 | 66 | 54 | 214730446
CONCORD | 4HP18V36P | 7EC36BX-0*+TDR | 97G2UH045BE12 | 33800 | 34400 | 16.5 | 10.9 | 8.1 | 1.95 | 66 | 51 | 214730443
CONCORD | 4HP18V36P | 7EC30BX-0*+TDR | 97G2UH070BV12 | 23400 | 24000 | 19 | 12.3 | 8.1 | 1.97 | 65 | 62 | 214730440
CONCORD | 4HP18V36P | 7EC30AX-0*+TDR | 80G2UH070AE12 | 23800 | 24000 | 18.5 | 12.3 | 8.1 | 1.97 | 66 | 63 | 214730420
CONCORD | 4HP18V36P | 7EC30/36BX-0*+TDR | 80G2UH090BE16 | 34200 | 34400 | 15.5 | 11 | 8.1 | 2.08 | 66 | 54 | 214730403
CONCORD | 4HP18V36P | 7EC30/36AX-0*+TDR | 80G2UH070AE12 | 34000 | 34600 | 16 | 10.9 | 8.1 | 2.06 | 66 | 54 | 214730397
CONCORD | 4HP18V60P | EA(C,U)1P60C+H4TXV03 | 96G1UH110CE20 | 57500 | 57500 | 16 | 10.4 | 8.1 | 1.92 | 66 | 57 | 206907056
CONCORD | 4HP18V60P | EA(C,U)1P60C+H4TXV03 | 80G1UH100CE20X | 57500 | 58000 | 16.5 | 10 | 8.1 | 1.9 | 66 | 58 | 206907048
CONCORD | 4HP18V36P | 7ED24BX-0*+TDR | 80G1DF070BE12 | 23600 | 24000 | 18 | 12.3 | 8.5 | 2.18 | 70 | 69 | 214730300
CONCORD | 4HP18V36P | 7ED48CX-0*+TDR | 95G1DF090CE16 | 34200 | 36000 | 18.5 | 11.5 | 8.5 | 2.16 | 68 | 55 | 214730340
CONCORD | 4HP18V36P | 7ED48CX-0*+TDR | 97G2DF110CV20 | 34200 | 36000 | 19 | 11 | 8.5 | 2.14 | 69 | 56 | 214730360
CONCORD | 4HP18V60P | BCE7E60M |  | 57000 | 58000 | 16 | 10.4 | 8.1 | 1.96 | 66 | 53 | 207103547
CONCORD | 4HP18V60P | EAC4X60D | 96G1UH135DE20 | 58500 | 57500 | 15.2 | 10.4 | 8.1 | 1.96 | 70 | 59 | 209338581
CONCORD | 4HP18V60P | EAC4X60C | 96G1UH110CE20 | 57500 | 57500 | 16 | 10.4 | 8.1 | 1.92 | 66 | 57 | 206907118
CONCORD | 4HP18V60P | EAC4X60C | 80G2UH110CV20 | 57000 | 58500 | 16 | 10 | 8.1 | 1.94 | 65 | 57 | 206907114
DUCANE | 4HP18V36P | EAH1P36B+H4TXV02 | 80G2UH090BE16L | 32600 | 33800 | 17.1 | 11 | 8.5 | 2.14 | 66 | 55 | 206902968
DUCANE | 4HP18V36P | EAH1P36B+H4TXV02 | 80G1UH080BE16X | 32400 | 34000 | 16 | 10.9 | 8.5 | 2.12 | 65 | 55 | 206902955
DUCANE | 4HP18V36P | EA(C,U)1P48C+TDR+TXV | 97G2UH090CV12 | 33800 | 34600 | 17.5 | 10.4 | 8.5 | 2.12 | 62 | 53 | 214100184
DUCANE | 4HP18V36P | EA(C,U)1P36B+TDR+TXV | 97G2UH070BV12 | 34000 | 34600 | 16 | 10.4 | 8.5 | 2.04 | 66 | 54 | 214100181
DUCANE | 4HP18V36P | EAH1P48C+TDR+TXV | 92G1UH110CE16 | 34400 | 33800 | 18.5 | 11.7 | 8.5 | 2.12 | 65 | 54 | 212607753
DUCANE | 4HP18V36P | EA(C,U)1P30B+TDR+TXV | 97G2UH030BE08 | 23600 | 24000 | 19 | 12.3 | 8.1 | 1.9 | 63 | 60 | 214091876
DUCANE | 4HP18V36P | EAH1P30B+TDR+TXV | 97G2UH070BV12 | 23800 | 24000 | 19 | 12.3 | 8.5 | 2.04 | 65 | 62 | 214100135
DUCANE | 4HP18V36P | EAH1P48B+TDR+TXV | 97G2UH045BE12 | 33600 | 33400 | 18 | 11 | 8.5 | 1.99 | 66 | 51 | 213936399
DUCANE | 4HP18V36P | EAD4X-48C+TDR | 96G1DF090CE16 | 34200 | 36000 | 18.5 | 11.7 | 8.5 | 2.18 | 68 | 55 | 213352585
DUCANE | 4HP18V36P | E*1P23B+TDR+TXV | 97G2UH045BE12 | 23400 | 24000 | 17.5 | 12.3 | 8.1 | 2.01 | 64 | 61 | 213934121
DUCANE | 4HP18V36P | EAD4X-24B+TDR | 80G1DF070BE12 | 23600 | 24000 | 18 | 12.3 | 8.5 | 2.18 | 70 | 69 | 213352530
DUCANE | 4HP18V36P | ED1P24B+H4TXV01 | 96G2DF045BE12 | 22800 | 24000 | 17.5 | 12.3 | 8.1 | 1.83 | 65 | 62 | 209329494
CONCORD | 4HP18V60P | 7EC60CX-0*+TDR | 80G1UH090CE20 | 58000 | 57500 | 16.5 | 10.4 | 8.1 | 1.94 | 66 | 58 | 214730627
CONCORD | 4HP18V60P | 7ED50/60CX-0*+TDR | 80G1DF110CE20 | 47500 | 48000 | 17.1 | 12.3 | 8.5 | 2.22 | 72 | 57 | 214730501
CONCORD | 4HP18V60P | 7ED50/60CX-0*+TDR | 97G2DF110CV20 | 46000 | 48000 | 16.5 | 11 | 8.5 | 2.08 | 75 | 60 | 214730524
CONCORD | 4HP18V60P | 7ED60DX-0*+TDR | 96G2DF110CE20 | 55500 | 58000 | 15.5 | 10 | 8.1 | 1.84 | 74 | 64 | 214730538
CONCORD | 4HP18V36P | 7EC48CX-0*+TDR | 97G2UH070BV12 | 33800 | 34600 | 17.5 | 10.4 | 8.5 | 2.1 | 63 | 54 | 214730475
CONCORD | 4HP18V36P | EAH1P36B+TDR+TXV | 97G2UH070BE12 | 32200 | 33800 | 18.5 | 11 | 8.5 | 1.98 | 66 | 49 | 213936419
CONCORD | 4HP18V36P | 7EH48CX-0*+TDR | 97G2UH090CV12 | 34400 | 33400 | 19 | 11 | 8.5 | 2.08 | 66 | 55 | 214730604
CONCORD | 4HP18V36P | 7EH48CX-0*+TDR | 96G2UH090CV12 | 34400 | 34200 | 19 | 11 | 8.5 | 2.08 | 65 | 54 | 214730601
CONCORD | 4HP18V36P | 7EH48BX-0*+TDR | 96G1UH070BE12 | 33400 | 33200 | 17.5 | 11 | 8.5 | 2.1 | 66 | 55 | 214730584
CONCORD | 4HP18V36P | 7EH48BX-0*+TDR | 92G1UH030BE12 | 33400 | 33400 | 17.5 | 11 | 8.5 | 2.08 | 66 | 55 | 214730581
CONCORD | 4HP18V36P | 7EH30BX-0*+TDR | 96G2UH045BV12 | 23600 | 24000 | 19 | 12.3 | 8.5 | 2.03 | 65 | 63 | 214730564
AIREASE | 4SHP18LX136P | 7EH36CX-0*+TDR | A80US2V100C20X | 35000 | 34600 | 18 | 11 | 8.5 | 2.22 | 68 | 56 | 214729360
AIREASE | 4SHP18LX136P | 7EH36CX-0*+TDR | A80UH2E110C16 | 35200 | 34600 | 16.5 | 11.5 | 8.5 | 2.26 | 68 | 56 | 214729357
AIREASE | 4SHP18LX136P | 7EC48CX-0*+TDR | A98USMV070B12 | 34000 | 34600 | 18 | 10.4 | 8.5 | 2.08 | 66 | 55 | 214729317
AIREASE | 4SHP18LX136P | 7EC48CX-0*+TDR | A97UH2E070B12 | 33600 | 34400 | 17.5 | 10.4 | 8.1 | 2.1 | 66 | 54 | 214729300
CONCORD | 4HP18V36P | EAH1P36B+H4TXV02 | EFV12BCA | 32400 | 33800 | 17.1 | 11 | 8.5 | 2.14 | 66 | 55 | 206906510
CONCORD | 4HP18V36P | EAH1P36B+H4TXV02 | 92G1UH030BE12 | 32000 | 33600 | 17.5 | 10.9 | 8.5 | 2.12 | 66 | 56 | 206906501
CONCORD | 4HP18V36P | ED1P30/36B+H4TXV02 | 96G2DF070BV16 | 34400 | 36000 | 18 | 11 | 8.1 | 2 | 63 | 51 | 206906599
CONCORD | 4HP18V36P | ED1P30/36B+H4TXV02 | 80G2DF090BE16 | 34800 | 36000 | 17.5 | 12 | 8.1 | 2.04 | 62 | 50 | 206906591
CONCORD | 4HP18V36P | ED1P24B+H4TXV01 | EFV12BCA | 22800 | 24000 | 18.5 | 12.3 | 8.1 | 1.83 | 65 | 62 | 206906585
CONCORD | 4HP18V36P | EAH1P48B+H4TXV02 | 92G1UH070BE12 | 33800 | 33400 | 18 | 11 | 8.5 | 2.1 | 66 | 55 | 206906519
CONCORD | 4HP18V36P | EAH1P48B+H4TXV02 | 80G2UH090BV16* | 34000 | 33600 | 18.5 | 11 | 8.1 | 2.1 | 67 | 55 | 206906516
CONCORD | 4HP18V36P | EAH1P30B+H4TXV01 | 80G1UH070BE12 | 23800 | 24000 | 18 | 12.3 | 8.5 | 2.04 | 65 | 62 | 206906479
CONCORD | 4HP18V36P | EAH1P30A+H4TXV01 | 80G2UH070AE12L | 24000 | 24000 | 19 | 12.3 | 8.5 | 2.05 | 66 | 63 | 206906477
CONCORD | 4HP18V36P | EAH1P30A+H4TXV01 | 80G1UH040AE12X | 23800 | 24000 | 19 | 12.3 | 8.5 | 2.04 | 65 | 63 | 206906472
CONCORD | 4HP18V36P | EAC4X48C | 92G1UH090CE12 | 34200 | 34600 | 17.1 | 10.4 | 8.1 | 2.12 | 63 | 54 | 206906464
CONCORD | 4HP18V36P | EAC4X48B | 92G1UH045BE12 | 33600 | 34600 | 16.5 | 10.4 | 8.1 | 2.08 | 63 | 54 | 206906454
CONCORD | 4HP18V36P | EAC4X36B | 80G2UH090BE12 | 34200 | 34600 | 16.5 | 10.9 | 8.1 | 2.06 | 66 | 54 | 206906432
CONCORD | 4HP18V36P | EAC4X30B | 95G1UH045BE12 | 23800 | 24000 | 18 | 12.3 | 8.1 | 1.97 | 66 | 63 | 206906414
CONCORD | 4HP18V36P | EA(C,U)1P48B+H4TXV02 | 92G1UH030BE12 | 33200 | 34400 | 16.5 | 10 | 8.1 | 2.08 | 63 | 54 | 206906361
CONCORD | 4HP18V36P | EA(C,U)1P48B+H4TXV02 | 80G2UH090BE12 | 34200 | 34600 | 17.1 | 10.4 | 8.1 | 2.12 | 63 | 54 | 206906357
CONCORD | 4HP18V36P | EA(C,U)1P30B+H4TXV01 | EFV12BCA | 23400 | 24000 | 17.5 | 12.3 | 8.1 | 1.98 | 65 | 62 | 206906330
CONCORD | 4HP18V36P | EA(C,U)1P30B+H4TXV01 | 96G2UH045BV12 | 23400 | 24000 | 18.5 | 12.3 | 8.1 | 1.96 | 65 | 62 | 206906327
CONCORD | 4HP18V36P | E*1P36C+H4TXV02 | 92G1UH090CE16 | 34600 | 35200 | 16.5 | 11 | 8.5 | 2.22 | 66 | 55 | 206906281
CONCORD | 4HP18V36P | E*1P36B+H4TXV02 | 96G2UH045BV12 | 34400 | 35600 | 17.5 | 10.4 | 8.5 | 2.18 | 66 | 55 | 206906276
CONCORD | 4HP18V36P | E*1P36B+H4TXV02 | 80G2UH090BE12 | 34800 | 35400 | 17.5 | 11 | 8.5 | 2.22 | 66 | 55 | 206906267
CONCORD | 4HP18V36P | E*1P36B+H4TXV02 | 80G1UH070BE12 | 34400 | 35200 | 18 | 11 | 8.5 | 2.22 | 66 | 55 | 206906264
CONCORD | 4HP18V36P | E*1P36A+H4TXV02 | 80G2UH070AE12 | 34400 | 35400 | 17.1 | 10.9 | 8.5 | 2.2 | 66 | 55 | 206906261
CONCORD | 4HP18V36P | E*1P23B+H4TXV01 | 96G1UH045BE12 | 23400 | 24000 | 18 | 12.3 | 8.1 | 1.9 | 64 | 61 | 206906252
CONCORD | 4HP18V36P | E*1P23B+H4TXV01 | 80G1UH070BE12 | 23000 | 24000 | 17.5 | 12.3 | 8.1 | 1.91 | 63 | 59 | 206906244
CONCORD | 4HP18V36P | BCE5E42M |  | 34000 | 35000 | 18 | 11.5 | 8.5 | 2.16 | 63 | 52 | 206906227
AIREASE | 4SHP18LX136P | 7EC48CX-0*+TDR | A80US2V100C20X | 34200 | 34600 | 17.5 | 10.9 | 8.1 | 2.12 | 65 | 54 | 214729274
AIREASE | 4SHP18LX136P | EAC4X48B+TDR | A97USMV070B12 + TSTAT | 33800 | 34600 | 17.5 | 10.4 | 8.1 | 2.08 | 63 | 54 | 214784752
AIREASE | 4SHP18LX136P | EAH1P36B+TDR+TXV | EFV12BCA | 32400 | 34000 | 17.1 | 11 | 8.5 | 2.14 | 66 | 55 | 210821800
AIREASE | 4SHP18LX136P | EAH1P36B+TDR+TXV | A97US2V040B12X | 32600 | 34400 | 19 | 10.9 | 8.5 | 2.12 | 66 | 55 | 210821795
AIREASE | 4SHP18LX136P | EAH1P36B+TDR+TXV | A96US2V070B12 | 32600 | 34400 | 19 | 10.9 | 8.5 | 2.12 | 66 | 55 | 210821792
AIREASE | 4SHP18LX136P | EAH1P36B+TDR+TXV | A96UH1E030B12 | 31600 | 33600 | 17.1 | 10.9 | 8.5 | 2.12 | 67 | 55 | 210821779
AIREASE | 4SHP18LX136P | 7EC48CX-0*+TDR | A93UH1E070B12 | 33400 | 34400 | 17.1 | 10.4 | 8.1 | 2.08 | 66 | 54 | 214729279
AIREASE | 4SHP18LX136P | EAH1P36B+TDR+TXV | A97UH2E045B12 | 32000 | 33800 | 18 | 11 | 8.5 | 2.12 | 66 | 55 | 213928585
ARMSTRONG AIR | 4SHP18LX136P | E*1P36C+TDR+TXV | EFV16CCA | 34400 | 34600 | 17.1 | 11 | 8.5 | 2.24 | 67 | 56 | 210738128
GE | NS18H60MA4-** | NAM60V2TA4 |  | 57000 | 57000 | 17.1 | 10.4 | 8.5 | 1.96 | 68 | 55 | 213255774
GE | NS18H36MA4-** | NAM36V2TA4 |  | 33600 | 35600 | 19 | 11.7 | 8.5 | 2.12 | 63 | 52 | 213255778
GE | NS18H36MA4-** | NCHC48BT4 | NF80U090S4B-* | 34200 | 33400 | 17.5 | 11.5 | 8.5 | 2.14 | 66 | 55 | 209941094
GE | NS18H36MA4-** | NCHC30AT4 | NF80U045T3A-* | 23400 | 23800 | 18.5 | 12.3 | 8.5 | 2.05 | 65 | 62 | 209941130
GE | NS18H36MA4-** | NCHC30AT4 | NF80U070V3A-* | 23800 | 24000 | 19 | 12.3 | 8.5 | 2.05 | 65 | 62 | 209941144
GE | NS18H36MA4-** | NCUU48BP4+TXV | NF80U090T4B-* | 34000 | 34400 | 16.5 | 10.4 | 8.1 | 2.12 | 63 | 54 | 209941146
GE | NS18H36MA4-** | NCUC48BT4 | NF80U090T4B-* | 34000 | 34400 | 16.5 | 10.4 | 8.1 | 2.12 | 63 | 54 | 209941148
GE | NS18H36MA4-** | NCUC48BT4 | NF80U090V4B-* | 33800 | 34400 | 17.5 | 10.4 | 8.1 | 2.1 | 63 | 54 | 209941157
GE | NS18H36MA4-** | NCUC48BT4 | NF96U070S3B-* | 33200 | 34200 | 16.5 | 10.4 | 8.1 | 2.1 | 63 | 54 | 209941218
GE | NS18H60MA4-** | NCUU60CP4+TXV | NF96U110S5C-* | 57500 | 57500 | 16 | 10.4 | 8.1 | 1.92 | 66 | 57 | 209941231
GE | NS18H36MA4-** | NCUU36BP4+TXV | NF96U045V3B-* | 33800 | 34800 | 15.5 | 10.4 | 8.1 | 2.02 | 66 | 54 | 209941235
GE | NS18H36MA4-** | NCUU48BP4+TXV | NF96U045V3B-* | 33600 | 34600 | 17.1 | 10 | 8.1 | 2.08 | 63 | 54 | 209941236
GE | NS18H36MA4-** | NCUU48BP4+TXV | NF96U070V3B-* | 33800 | 34600 | 17.5 | 10.4 | 8.1 | 2.1 | 63 | 54 | 209941244
ARMSTRONG AIR | 4SHP18LX136P | EAH1P30B+TDR+TXV | A80UH1E070B12 | 23800 | 24000 | 18 | 12.3 | 8.5 | 2.04 | 65 | 62 | 210740395
ARMSTRONG AIR | 4SHP18LX136P | EAC4X30B+TDR | A80UH2E090B12 | 24000 | 24000 | 18.5 | 12.3 | 8.1 | 1.97 | 66 | 63 | 210740315
ARMSTRONG AIR | 4SHP18LX136P | EAC4X30A+TDR | A80US2V060A12X | 23600 | 24000 | 19 | 12.3 | 8.1 | 1.98 | 64 | 61 | 210740307
ARMSTRONG AIR | 4SHP18LX136P | 7EC48BX-0*+TDR | A80UH1E090B16 | 34000 | 34400 | 16 | 10.9 | 8.1 | 2.12 | 66 | 54 | 214784618
ARMSTRONG AIR | 4SHP18LX160P | 7ED50/60CX-0*+TDR | A97DF2E110C20 | 46000 | 48000 | 16 | 11 | 8.1 | 2 | 73 | 58 | 214731069
ARMSTRONG AIR | 4SHP18LX160P | 7ED50/60CX-0*+TDR | A97DS2V110C20 | 46000 | 48000 | 17.1 | 11 | 8.5 | 2.06 | 75 | 60 | 214731072
ARMSTRONG AIR | 4SHP18LX136P | 7ED48CX-0*+TDR | A97DS2V110C20 | 34400 | 36000 | 19 | 11 | 8.5 | 2.14 | 69 | 56 | 214731046
ARMSTRONG AIR | 4SHP18LX160P | 7ED50/60CX-0*+TDR | A80DF1E110C20 | 46500 | 48000 | 16.5 | 11.7 | 8.5 | 2.12 | 74 | 59 | 214731049
ARMSTRONG AIR | 4SHP18LX136P | 7ED48CX-0*+TDR | A96DS2V090C20 | 34400 | 36000 | 19 | 11 | 8.5 | 2.12 | 69 | 56 | 214731029
ARMSTRONG AIR | 4SHP18LX136P | 7ED48CX-0*+TDR | A93DF1E090C16 | 34200 | 36000 | 18.5 | 11.5 | 8.5 | 2.16 | 68 | 55 | 214731026
ARMSTRONG AIR | 4SHP18LX136P | 7ED24BX-0*+TDR | A97DSMV070B12 | 23600 | 24000 | 19 | 12.3 | 8.5 | 2.18 | 70 | 69 | 214731003
AIREASE | 4SHP18LX136P | 7EC48CX-0*+TDR | A97US2V080C20X | 34200 | 34600 | 17.5 | 10.4 | 8.1 | 2.12 | 66 | 54 | 214729306
AIREASE | 4SHP18LX136P | 7EC36BX-0*+TDR | A97US2V070B12 | 34400 | 34600 | 18 | 10.4 | 8.5 | 2.04 | 67 | 55 | 214729258
AIREASE | 4SHP18LX136P | 7EC36BX-0*+TDR | A95UH1E070B12 | 33200 | 34000 | 16.5 | 10.9 | 8.5 | 2.04 | 66 | 54 | 214729246
AIREASE | 4SHP18LX136P | 7EC36BX-0*+TDR | A80US2V090B16L | 34400 | 34600 | 17.5 | 10.4 | 8.5 | 2.04 | 66 | 55 | 214729241
AIREASE | 4SHP18LX136P | 7EC36BX-0*+TDR | A80US2V080B16X | 34600 | 34600 | 18 | 11 | 8.5 | 2.08 | 66 | 54 | 214729239
AIREASE | 4SHP18LX136P | 7EC30BX-0*+TDR | A97USMV070B12 | 23400 | 24000 | 19 | 12.3 | 8.1 | 1.97 | 65 | 62 | 214729221
AIREASE | 4SHP18LX136P | 7EC30BX-0*+TDR | A97US2V070B12 | 23400 | 24000 | 19 | 12.3 | 8.1 | 1.97 | 65 | 62 | 214729220
AIREASE | 4SHP18LX136P | 7EC30BX-0*+TDR | A80US2V090B12* | 23600 | 24000 | 19 | 12.3 | 8.1 | 1.97 | 64 | 61 | 214729201
AIREASE | 4SHP18LX136P | EA(C,U)1P48C+TDR+TXV | A97US2V110C16 | 34200 | 34600 | 17.5 | 10.4 | 8.5 | 2.12 | 63 | 54 | 214094651
AIREASE | 4SHP18LX136P | EA(C,U)1P48B+TDR+TXV | A97US2V070B12 | 34000 | 34600 | 18 | 10.4 | 8.5 | 2.08 | 64 | 55 | 214094648
AIREASE | 4SHP18LX136P | EAD4X-24B+TDR | EFV12BCA | 23600 | 24000 | 19 | 12.3 | 8.5 | 2.18 | 70 | 69 | 213352508
AIREASE | 4SHP18LX136P | EAD4X-48C+TDR | A97DSMV110C20 | 34400 | 36000 | 19 | 11 | 8.5 | 2.14 | 69 | 56 | 213352527
AIREASE | 4SHP18LX136P | EAC4X30B+TDR | A97UH2E070B12 | 23800 | 24000 | 18 | 12.3 | 8.1 | 2.06 | 66 | 63 | 213927725
AIREASE | 4SHP18LX136P | EAH1P48B+TDR+TXV | A80US2V080B16X | 34600 | 33800 | 19 | 11.5 | 8.1 | 2.14 | 66 | 55 | 210821810
AIREASE | 4SHP18LX136P | EAC4X48C+TDR | A96US2V090C16 | 34200 | 34600 | 18 | 10.4 | 8.5 | 2.12 | 66 | 54 | 210821743
AIREASE | 4SHP18LX136P | EAC4X48B+TDR | A97USMV070B12 | 34000 | 34600 | 18 | 10.4 | 8.5 | 2.08 | 66 | 55 | 210821728
AIREASE | 4SHP18LX136P | EAC4X48B+TDR | A96US2V070B12 | 34000 | 34600 | 18 | 10.4 | 8.5 | 2.08 | 66 | 55 | 210821724
AIREASE | 4SHP18LX136P | EAC4X48B+TDR | A96UH1E030B12 | 33200 | 34400 | 16 | 10.4 | 8.1 | 2.08 | 66 | 54 | 210821710
AIREASE | 4SHP18LX136P | EAC4X36B+TDR | A97USMV070B12 | 34400 | 34600 | 18 | 10.4 | 8.5 | 2.04 | 67 | 55 | 210821686
AIREASE | 4SHP18LX136P | EAC4X36B+TDR | A97US2V060B12X | 34200 | 34600 | 17.5 | 10.4 | 8.5 | 2.02 | 67 | 55 | 210821684
AIREASE | 4SHP18LX136P | EAC4X36B+TDR | A93UH1E030B12 | 33200 | 34200 | 15.5 | 10.4 | 8.1 | 2.04 | 66 | 54 | 210821657
AIREASE | 4SHP18LX136P | EAC4X36A+TDR | A80US2V060A12X | 34400 | 34600 | 18 | 10.9 | 8.5 | 2.06 | 66 | 54 | 210821641
AIREASE | 4SHP18LX136P | EAC4X36A+TDR | A80UH1E070A12 | 33600 | 34200 | 17.1 | 10.9 | 8.5 | 2.06 | 66 | 54 | 210821635
AIREASE | 4SHP18LX136P | EAC4X36A+TDR | A80UH1E040A12X | 33400 | 34200 | 16 | 10.9 | 8.1 | 2.04 | 65 | 54 | 210821630
AIREASE | 4SHP18LX136P | EA(C;U)1P48B+TDR+TXV | A97US2V040B12X | 34000 | 34600 | 18 | 10.4 | 8.1 | 2.08 | 66 | 55 | 210821602
AIREASE | 4SHP18LX136P | EA(C;U)1P48B+TDR+TXV | A96UH1E045B12 | 32800 | 34000 | 17.1 | 10.4 | 8.1 | 2.08 | 66 | 54 | 210821592
AIREASE | 4SHP18LX136P | EA(C;U)1P36B+TDR+TXV | A97US2V060B12X | 34200 | 34600 | 17.5 | 10.4 | 8.5 | 2.02 | 67 | 55 | 210821567
AIREASE | 4SHP18LX136P | EA(C;U)1P36B+TDR+TXV | A96US2V070B12 | 34400 | 34600 | 18 | 10.4 | 8.5 | 2.04 | 67 | 55 | 210821561
AIREASE | 4SHP18LX136P | EA(C;U)1P36A+TDR+TXV | A80UH1E045A12 | 33600 | 34200 | 17.1 | 10.9 | 8.5 | 2.06 | 65 | 54 | 210821531
AIREASE | 4SHP18LX136P | E*1P36C+TDR+TXV | EFV16CCA | 34400 | 34600 | 17.1 | 11 | 8.5 | 2.24 | 67 | 56 | 210821528
AIREASE | 4SHP18LX136P | E*1P36C+TDR+TXV | A96US2V090C16 | 35000 | 34600 | 18 | 11 | 8.5 | 2.22 | 68 | 57 | 210821518
AIREASE | 4SHP18LX136P | E*1P36B+TDR+TXV | A96US2V045B12 | 34800 | 34600 | 18.5 | 10.4 | 8.5 | 2.16 | 69 | 58 | 210821500
AIREASE | 4SHP18LX136P | E*1P36B+TDR+TXV | A96UH2E070B12 | 34000 | 34600 | 17.1 | 10.9 | 8.5 | 2.18 | 67 | 56 | 210821498
AIREASE | 4SHP18LX136P | E*1P36B+TDR+TXV | A95UH1E070B12 | 33600 | 34600 | 17.5 | 11 | 8.5 | 2.2 | 66 | 55 | 210821492
AIREASE | 4SHP18LX136P | BCE7E36M*4X - TXV |  | 33600 | 34600 | 17.5 | 10.9 | 8.5 | 2.24 | 68 | 56 | 210821460
AIREASE | 4SHP18LX136P | EAC4X48C+TDR | A96US2V090C20 | 34200 | 34600 | 17.5 | 10.4 | 8.5 | 2.1 | 66 | 54 | 211644195
AIREASE | 4SHP18LX136P | EAC4X48C+TDR | A80US2V100C20X | 34200 | 34600 | 17.5 | 10.9 | 8.1 | 2.12 | 65 | 54 | 211644192
AIREASE | 4SHP18LX136P | EA(C,U)1P48C+TDR+TXV | A80US2V080C20X | 34200 | 34600 | 17.5 | 10.9 | 8.5 | 2.14 | 62 | 54 | 211644175
AIREASE | 4SHP18LX136P | EA(C,U)1P36B+TDR+TXV | A97USMV070B12 | 34400 | 34600 | 18 | 10.4 | 8.1 | 2.04 | 67 | 55 | 211644172
AIREASE | 4SHP18LX136P | E*1P36A+TDR+TXV | A80US2V070A12* | 34800 | 34600 | 18 | 10.9 | 8.5 | 2.18 | 69 | 57 | 211644155
AIREASE | 4SHP18LX136P | ED1P24B+TDR+TXV | A96DF1E045B12 | 23000 | 24000 | 18 | 12.3 | 8.1 | 1.83 | 65 | 62 | 211644254
ALLIED | 4HP18V36P | EA(C,U)1P48C+H4TXV02 | 96G2UH110CE20 | 34400 | 34600 | 15.5 | 10.4 | 8.1 | 2.1 | 63 | 54 | 209332181
ALLIED | 4HP18V36P | EA(C,U)1P48B+H4TXV02 | 96G2UH070BE12 | 33400 | 34400 | 17.1 | 10.4 | 8.1 | 2.08 | 63 | 54 | 209332179
ALLIED | 4HP18V36P | EAD4X-24B+TDR | 96G2DF045BE12 | 24000 | 24000 | 18 | 12.3 | 8.5 | 2.16 | 71 | 70 | 213352558
ALLIED | 4HP18V36P | EAD4X-24B+TDR | 92G1DF045BE12 | 24000 | 24000 | 19 | 12.3 | 8.5 | 2.16 | 70 | 69 | 213352555
ALLIED | 4HP18V36P | EAD4X-24A+TDR | 80G2DF070AE12 | 24000 | 24000 | 19 | 12.3 | 8.5 | 2.16 | 71 | 70 | 213352553
ALLIED | 4HP18V36P | EAC4X30B+TDR | 97G2UH070BE12 | 23800 | 24000 | 18 | 12.3 | 8.1 | 2.06 | 66 | 63 | 213934182
ALLIED | 4HP18V36P | EAH1P48B+TDR+TXV | 97G2UH045BE12 | 33600 | 33400 | 18 | 11 | 8.5 | 1.99 | 66 | 51 | 213936464
ALLIED | 4HP18V36P | EAD4X-24B+TDR | 97G2DF070BV16 | 23600 | 24000 | 19 | 12.3 | 8.5 | 2.14 | 71 | 70 | 214100122
ALLIED | 4HP18V36P | EAH1P48B+TDR+TXV | 97G2UH070BV12 | 34000 | 33400 | 18.5 | 11 | 8.5 | 2.1 | 67 | 55 | 214100230
ALLIED | 4HP18V36P | EAC4X48B+TDR | 97G2UH045BV12 | 33600 | 34600 | 17.1 | 10 | 8.5 | 2.08 | 63 | 54 | 214100226
ALLIED | 4HP18V36P | EA(C,U)1P30B+H4TXV01 | 96G2UH070BV12 | 23400 | 24000 | 19 | 12.3 | 8.1 | 1.97 | 65 | 62 | 206905943
ALLIED | 4HP18V36P | E*1P36B+H4TXV02 | 96G1UH070BE12 | 33800 | 34800 | 17.5 | 10.9 | 8.5 | 2.2 | 67 | 55 | 206905890
ALLIED | 4HP18V36P | E*1P36A+H4TXV02 | 80G1UH070AE12 | 34000 | 35000 | 18 | 11 | 8.5 | 2.2 | 66 | 55 | 206905875
ALLIED | 4HP18V36P | E*1P23B+H4TXV01 | 96G2UH070BV12 | 23200 | 24000 | 19 | 12.3 | 8.1 | 1.91 | 63 | 60 | 206905870
ALLIED | 4HP18V36P | E*1P23B+H4TXV01 | 96G1UH045BE12 | 23400 | 24000 | 18 | 12.3 | 8.1 | 1.9 | 64 | 61 | 206905867
ALLIED | 4HP18V36P | E*1P23A+H4TXV01 | 80G1UH060AE12X | 23200 | 24000 | 19 | 12.3 | 8.1 | 1.91 | 64 | 60 | 206905854
ALLIED | 4HP18V36P | BCE7E36M |  | 33600 | 34600 | 17.5 | 10.9 | 8.5 | 2.24 | 68 | 56 | 206905850
ALLIED | 4HP18V36P | BCE5E30M |  | 24000 | 24000 | 17.5 | 12.3 | 8.5 | 2 | 66 | 64 | 206905840
ALLIED | 4HP18V36P | BCE5C24M*1P+H4TXV01 |  | 23000 | 24000 | 16.5 | 12.3 | 8.1 | 1.84 | 67 | 64 | 206905835
ALLIED | 4HP18V60P | 7ED60DX-0*+TDR | 96G2DF110CE20 | 55500 | 58000 | 15.5 | 10 | 8.1 | 1.84 | 74 | 64 | 214730548
ALLIED | 4HP18V60P | 7ED60DX-0*+TDR | 97G2DF110CE20 | 55500 | 58000 | 15.5 | 10 | 8.1 | 1.84 | 74 | 64 | 214730554
ALLIED | 4HP18V60P | 7EC60CX-0*+TDR | 96G2UH110CE20 | 57000 | 58000 | 16 | 10 | 8.1 | 1.94 | 65 | 57 | 214729769
ALLIED | 4HP18V60P | 7EC60CX-0*+TDR | 80G2UH110CE20L | 57500 | 58500 | 16 | 10 | 8.1 | 1.94 | 65 | 57 | 214729764
ALLIED | 4HP18V60P | 7EC60CX-0*+TDR | 80G2UH110CE20 | 57500 | 58500 | 16 | 10 | 8.1 | 1.94 | 65 | 57 | 214729763
COMFORT-AIRE | HRG1836S1P | EA(C,U)1P36B+H4TXV02 | GUH80C090B4M | 34200 | 34400 | 15.5 | 11 | 8.1 | 2.08 | 66 | 54 | 207071076
COMFORT-AIRE | HRG1836S1P | EA(C,U)1P36A+H4TXV02 | GUH80C070A3M | 33600 | 34200 | 17.1 | 10.9 | 8.1 | 2.06 | 66 | 54 | 207071070
COMFORT-AIRE | HRG1836S1P | E*1P36B+H4TXV02 | GUH96T070B3M | 34400 | 35400 | 17.5 | 10.4 | 8.5 | 2.2 | 66 | 55 | 207071054
COMFORT-AIRE | HRG1836S1P | E*1P36A+H4TXV02 | GUH80C045A3M | 34000 | 35000 | 18 | 11 | 8.5 | 2.2 | 66 | 55 | 207071036
COMFORT-AIRE | HRG1836S1P | HMG36X1P |  | 33800 | 35600 | 17.1 | 10.9 | 8.5 | 2.1 | 63 | 53 | 207071030
COMFORT-AIRE | HRG1836S1P | 7EH48BX-0*+TDR | GUH97T070B3M | 34000 | 33400 | 18.5 | 11 | 8.5 | 2.1 | 67 | 55 | 214831125
COMFORT-AIRE | HRG1836S1P | EAC4X36B+TDR | GUH97T070B3M | 34000 | 34600 | 16.5 | 10.9 | 8.5 | 2.06 | 66 | 54 | 214831118
COMFORT-AIRE | HRG1836S1P | EAH1P30B+TDR+TXV | GUH97T070B3M | 23800 | 24000 | 19 | 12.3 | 8.5 | 2.04 | 65 | 62 | 214831115
COMFORT-AIRE | HRG1836S1P | EAC4X36B+TDR | GUH97T045B3M | 34000 | 34600 | 16 | 10.4 | 8.5 | 2.04 | 66 | 54 | 214831101
COMFORT-AIRE | HRG1836S1P | EAH1P30B+TDR+TXV | GUH97T045B3M | 23600 | 24000 | 19 | 12.3 | 8.5 | 2.03 | 65 | 63 | 214831098
COMFORT-AIRE | HRG1836S1P | EAD4X-24B+TDR | GDD80C070B3M | 23600 | 24000 | 18 | 12.3 | 8.5 | 2.18 | 70 | 69 | 213379667
ARMSTRONG AIR | 4SHP18LX136P | EA(C,U)1P36B+TDR+TXV | A80US2V090B12* | 34400 | 34600 | 18 | 10.9 | 8.5 | 2.06 | 66 | 54 | 211631473
ARMSTRONG AIR | 4SHP18LX136P | EAH1P30B+TDR+TXV | A96UH2E070B12 | 24000 | 24000 | 18 | 12.3 | 8.5 | 2.02 | 66 | 63 | 210740427
ARMSTRONG AIR | 4SHP18LX136P | EAH1P36B+TDR+TXV | A97US2V040B12X + TSTAT | 32400 | 34000 | 18.5 | 10.9 | 8.5 | 2.12 | 65 | 55 | 212595616
ARMSTRONG AIR | 4SHP18LX136P | EAH1P36B+TDR+TXV | A96UH1E030B12 | 31600 | 33600 | 17.1 | 10.9 | 8.5 | 2.12 | 67 | 55 | 210738665
ARMSTRONG AIR | 4SHP18LX136P | EAH1P36B+TDR+TXV | A93UH1E045B12 | 32200 | 34000 | 17.5 | 10.9 | 8.5 | 2.12 | 66 | 55 | 210738653
ARMSTRONG AIR | 4SHP18LX136P | EAH1P36B+TDR+TXV | A80US2V090B16 | 32600 | 34200 | 18.5 | 11 | 8.5 | 2.12 | 67 | 55 | 210738640
ARMSTRONG AIR | 4SHP18LX136P | 7EC48BX-0*+TDR | A96UH1E030B12 | 33200 | 34400 | 16 | 10.4 | 8.1 | 2.08 | 66 | 54 | 214784640
ARMSTRONG AIR | 4SHP18LX136P | 7EC48BX-0*+TDR | A80UH2E090B12 | 34200 | 34600 | 17.1 | 10.4 | 8.1 | 2.12 | 66 | 54 | 214784620
ARMSTRONG AIR | 4SHP18LX160P | 7ED60DX-0*+TDR | A80DS2V110C20 | 55500 | 58000 | 17.1 | 10 | 8.1 | 1.84 | 74 | 64 | 214731077
ARMSTRONG AIR | 4SHP18LX160P | 7ED50/60CX-0*+TDR | A97DS2V090C20 | 46000 | 48000 | 17.1 | 11 | 8.5 | 2.06 | 75 | 60 | 214731071
ARMSTRONG AIR | 4SHP18LX160P | 7ED50/60CX-0*+TDR | A96DS2V110C20 | 46000 | 48000 | 17.1 | 11 | 8.5 | 2.06 | 75 | 60 | 214731054
ARMSTRONG AIR | 4SHP18LX160P | 7ED50/60CX-0*+TDR | A96DF1E110C20 | 46000 | 48000 | 16 | 11.5 | 8.5 | 2.1 | 75 | 60 | 214731051
ARMSTRONG AIR | 4SHP18LX136P | 7ED48CX-0*+TDR | EFV16CCA | 34200 | 36000 | 19 | 11.7 | 8.5 | 2.18 | 68 | 55 | 214731034
ARMSTRONG AIR | 4SHP18LX136P | 7ED48CX-0*+TDR | A97DSMV090C16 | 34400 | 36000 | 19 | 11 | 8.5 | 2.12 | 69 | 56 | 214731031
ARMSTRONG AIR | 4SHP18LX160P | EAD4X-50/60C+TDR | A97DS2V090C20 | 46000 | 48000 | 17.1 | 11 | 8.5 | 2.06 | 75 | 60 | 214094657
ARMSTRONG AIR | 4SHP18LX160P | EAD4X-60D+TDR | A97DSMV090C20 | 55500 | 58000 | 16.5 | 10 | 8.1 | 1.82 | 75 | 66 | 213352640
ARMSTRONG AIR | 4SHP18LX136P | 7ED24AX-0*+TDR | A80DF1E045A12 | 23600 | 24000 | 19 | 12.3 | 8.5 | 2.16 | 70 | 69 | 214730991
ARMSTRONG AIR | 4SHP18LX160P | 7EC60CX-0*+TDR | A96US2V090C20 | 57000 | 58500 | 17.1 | 10 | 8.1 | 1.92 | 65 | 57 | 214730188
ARMSTRONG AIR | 4SHP18LX160P | 7EC60CX-0*+TDR | A93UH1E110C20 | 57500 | 58000 | 16 | 10.4 | 8.1 | 1.94 | 65 | 57 | 214730186
ARMSTRONG AIR | 4SHP18LX136P | 7EH48CX-0*+TDR | A97USMV110C20 | 34600 | 34400 | 19 | 11 | 8.5 | 2.08 | 65 | 53 | 214730129
ARMSTRONG AIR | 4SHP18LX136P | 7EH48CX-0*+TDR | A97USMV090C16 | 34600 | 34200 | 19 | 11 | 8.5 | 2.08 | 65 | 54 | 214730125
ARMSTRONG AIR | 4SHP18LX136P | 7EH48CX-0*+TDR | A97USMV090C12 | 34600 | 34400 | 19 | 11 | 8.5 | 2.08 | 65 | 54 | 214730123
ARMSTRONG AIR | 4SHP18LX136P | 7EH48CX-0*+TDR | A96UH1E090C16 | 34400 | 34000 | 18 | 11.5 | 8.5 | 2.1 | 65 | 54 | 214730106
ARMSTRONG AIR | 4SHP18LX136P | 7EH48CX-0*+TDR | A93UH1E090C12 | 34400 | 34200 | 19 | 11 | 8.5 | 2.1 | 65 | 54 | 214730102
DUCANE | 4HP18V36P | 7EC48CX-0*+TDR | 97G2UH090CV12 | 33800 | 34600 | 17.5 | 10.4 | 8.5 | 2.12 | 62 | 53 | 214730782
DUCANE | 4HP18V36P | 7EC48BX-0*+TDR | 96G2UH070BV12 | 33800 | 34600 | 17.5 | 10.4 | 8.1 | 2.1 | 63 | 54 | 214730768
DUCANE | 4HP18V36P | 7EC48BX-0*+TDR | 96G2UH045BE12 | 33400 | 34400 | 17.1 | 10.4 | 8.1 | 2.08 | 63 | 54 | 214730765
DUCANE | 4HP18V36P | 7EC48BX-0*+TDR | 92G1UH070BE12 | 33400 | 34400 | 17.1 | 10.4 | 8.1 | 2.08 | 63 | 54 | 214730762
DUCANE | 4HP18V60P | 7ED50/60CX-0*+TDR | 96G1DF110CE20 | 46000 | 48000 | 16 | 11.5 | 8.5 | 2.1 | 75 | 60 | 214730496
DUCANE | 4HP18V60P | EAC4X60C | 97G2UH110CV20 | 57000 | 58000 | 16 | 10 | 8.1 | 1.9 | 64 | 57 | 214567142
AIREASE | 4SHP18LX136P | EAH1P48C+TDR+TXV | A96UH1E090C16 | 34400 | 34000 | 18 | 11.5 | 8.5 | 2.1 | 65 | 54 | 212607800
AIREASE | 4SHP18LX136P | EAH1P48C+TDR+TXV | A93UH1E090C12 | 34400 | 34200 | 19 | 11 | 8.5 | 2.1 | 65 | 54 | 212607797
AIREASE | 4SHP18LX136P | EAD4X-24B+TDR | A93DF1E070B12 | 24000 | 24000 | 19 | 12.3 | 8.5 | 2.16 | 70 | 69 | 213352501
AIREASE | 4SHP18LX136P | EAD4X-24B+TDR | A80DS2V090B16 | 23600 | 24000 | 19 | 12.3 | 8.5 | 2.16 | 70 | 69 | 213352499
AIREASE | 4SHP18LX136P | EAC4X30A+TDR | A80US2V070A12 | 23400 | 24000 | 18.5 | 12.3 | 8.1 | 1.97 | 65 | 62 | 213270494
AIREASE | 4SHP18LX136P | 7EH48CX-0*+TDR | A97USMV090C20 | 34600 | 34400 | 19 | 11 | 8.5 | 2.08 | 65 | 54 | 214729442
AIREASE | 4SHP18LX136P | 7EH48CX-0*+TDR | A97US2V110C20 | 34600 | 33800 | 19 | 11 | 8.5 | 2.08 | 66 | 54 | 214729439
AIREASE | 4SHP18LX136P | 7EH48CX-0*+TDR | A93UH1E090C16 | 34200 | 34000 | 18 | 11.5 | 8.5 | 2.1 | 65 | 54 | 214729422
AIREASE | 4SHP18LX136P | 7EH48CX-0*+TDR | A80US2V100C20X | 34600 | 34200 | 18.5 | 11.5 | 8.5 | 2.1 | 65 | 54 | 214729419
AIREASE | 4SHP18LX136P | 7EH48BX-0*+TDR | EFV12BCA | 33400 | 33200 | 17.1 | 11 | 8.1 | 2.14 | 66 | 55 | 214729416
AIREASE | 4SHP18LX136P | 7EH48BX-0*+TDR | A80US2V090B16L | 34400 | 33800 | 18.5 | 11 | 8.1 | 2.12 | 66 | 55 | 214729398
AIREASE | 4SHP18LX136P | 7EH48BX-0*+TDR | A80US2V090B12* | 34400 | 33800 | 19 | 11 | 8.1 | 2.12 | 66 | 55 | 214729396
AIREASE | 4SHP18LX136P | 7EH30BX-0*+TDR | EFV12BCA | 23600 | 24000 | 18.5 | 12.3 | 8.5 | 2.05 | 65 | 62 | 214729356
AIREASE | 4SHP18LX136P | 7EH30BX-0*+TDR | A96UH1E030B12 | 23400 | 24000 | 17.5 | 12.3 | 8.5 | 1.99 | 66 | 63 | 214729339
AIREASE | 4SHP18LX136P | 7EH30BX-0*+TDR | A93UH1E030B12 | 23400 | 24000 | 18 | 12.3 | 8.1 | 1.99 | 66 | 63 | 214729336
AIREASE | 4SHP18LX136P | 7EH30BX-0*+TDR | A80US2V090B12* | 23600 | 24000 | 19 | 12.3 | 8.5 | 2.04 | 65 | 62 | 214729333
AIREASE | 4SHP18LX136P | 7EC48CX-0*+TDR | A98USMV090C20 | 34200 | 34600 | 17.5 | 10.4 | 8.5 | 2.1 | 66 | 54 | 214729320
AIREASE | 4SHP18LX136P | 7EC48CX-0*+TDR | A97USMV110C20 | 34200 | 34600 | 17.5 | 10.4 | 8.1 | 2.12 | 66 | 54 | 214729316
AIREASE | 4SHP18LX136P | 7EC48CX-0*+TDR | A97USMV090C12 | 34200 | 34600 | 18 | 10.4 | 8.5 | 2.1 | 66 | 54 | 214729313
AIREASE | 4SHP18LX136P | 7EC48CX-0*+TDR | A96US2V090C20 | 34200 | 34600 | 17.5 | 10.4 | 8.5 | 2.1 | 66 | 54 | 214729296
AIREASE | 4SHP18LX136P | 7EC48CX-0*+TDR | A80US2V090C20* | 34200 | 34600 | 17.5 | 10.4 | 8.1 | 2.12 | 65 | 54 | 214729273
AIREASE | 4SHP18LX136P | 7EC36BX-0*+TDR | A97US2V045B12 | 34200 | 34600 | 17.5 | 10.4 | 8.5 | 2.02 | 68 | 55 | 214729256
AIREASE | 4SHP18LX136P | 7EC36BX-0*+TDR | A97UH2E045B12 | 33800 | 34400 | 16.5 | 10.9 | 8.1 | 2.04 | 66 | 54 | 214729253
AIREASE | 4SHP18LX136P | 7EC36BX-0*+TDR | A96UH2E070B12 | 33600 | 34200 | 16 | 10.9 | 8.1 | 2.04 | 66 | 54 | 214729250
AIREASE | 4SHP18LX136P | 7EC36BX-0*+TDR | A80UH1E090B16 | 34200 | 34400 | 15.5 | 11 | 8.1 | 2.08 | 66 | 54 | 214729236
AIREASE | 4SHP18LX136P | 7EC36AX-0*+TDR | A80UH2E070A12 | 34000 | 34600 | 16 | 10.9 | 8.1 | 2.06 | 66 | 54 | 214729230
AIREASE | 4SHP18LX136P | 7EC30BX-0*+TDR | A96US2V070B12 | 23400 | 24000 | 19 | 12.3 | 8.1 | 1.97 | 65 | 62 | 214729213
AIREASE | 4SHP18LX136P | 7EC30AX-0*+TDR | A80UH1E060A12X | 23800 | 24000 | 18.5 | 12.3 | 8.1 | 1.96 | 66 | 63 | 214729192
AIREASE | 4SHP18LX136P | 7EC30AX-0*+TDR | A80UH1E040A12X | 23800 | 24000 | 18.5 | 12.3 | 8.1 | 1.98 | 66 | 63 | 214729190
AIREASE | 4SHP18LX160P | BCE7S60 - TXV |  | 57000 | 57500 | 17.1 | 10.9 | 8.5 | 1.96 | 67 | 54 | 210821329
AIREASE | 4SHP18LX136P | EAD4X-24B+TDR | A96DS2V070B16 | 23600 | 24000 | 18.5 | 12.3 | 8.5 | 2.16 | 70 | 69 | 213352505
AIREASE | 4SHP18LX136P | EA(C;U)1P48C+TDR+TXV | A96US2V090C16 | 34200 | 34600 | 18 | 10.4 | 8.5 | 2.12 | 66 | 54 | 210821622
AIREASE | 4SHP18LX136P | EA(C;U)1P48C+TDR+TXV | A96US2V090C12 | 34200 | 34600 | 18 | 10.4 | 8.5 | 2.12 | 66 | 54 | 210821620
AIREASE | 4SHP18LX136P | EA(C;U)1P48C+TDR+TXV | A93UH1E090C12 | 34200 | 34600 | 17.1 | 10.4 | 8.1 | 2.12 | 66 | 54 | 210821609
AIREASE | 4SHP18LX136P | EA(C;U)1P48B+TDR+TXV | A93UH1E070B12 | 33400 | 34400 | 17.1 | 10.4 | 8.1 | 2.08 | 66 | 54 | 210821587
AIREASE | 4SHP18LX136P | EA(C;U)1P48B+TDR+TXV | A80UH2E090B16 | 34000 | 34400 | 16.5 | 10.4 | 8.1 | 2.12 | 66 | 54 | 210821579
AIREASE | 4SHP18LX136P | EA(C;U)1P36B+TDR+TXV | A80UH2E090B12 | 34200 | 34600 | 16.5 | 10.9 | 8.5 | 2.06 | 66 | 54 | 210821544
AIREASE | 4SHP18LX136P | EA(C;U)1P36B+TDR+TXV | A80UH1E090B16 | 34200 | 34400 | 15.5 | 11 | 8.1 | 2.08 | 66 | 54 | 210821542
AIREASE | 4SHP18LX136P | EA(C;U)1P36A+TDR+TXV | A80US2V060A12X | 34400 | 34600 | 18 | 10.9 | 8.5 | 2.06 | 66 | 54 | 210821538
AIREASE | 4SHP18LX136P | E*1P36C+TDR+TXV | A96UH1E090C16 | 34600 | 34600 | 16.5 | 11 | 8.5 | 2.22 | 68 | 56 | 210821514
AIREASE | 4SHP18LX136P | E*1P36C+TDR+TXV | A93UH1E110C16 | 34600 | 34600 | 16.5 | 11 | 8.5 | 2.24 | 67 | 56 | 210821513
AIREASE | 4SHP18LX136P | E*1P36C+TDR+TXV | A80UH2E110C16 | 35200 | 34600 | 16.5 | 11.5 | 8.5 | 2.26 | 68 | 56 | 210821508
AIREASE | 4SHP18LX136P | E*1P36B+TDR+TXV | A80UH1E090B16 | 34800 | 34600 | 17.1 | 11 | 8.5 | 2.24 | 67 | 56 | 210821480
AIREASE | 4SHP18LX136P | E*1P36A+TDR+TXV | A80UH2E070A12 | 34400 | 34600 | 17.1 | 10.9 | 8.5 | 2.2 | 68 | 56 | 210821473
AIREASE | 4SHP18LX136P | BCE5C36M*1P+TXV |  | 34000 | 35400 | 15.5 | 11 | 8.5 | 2.1 | 63 | 53 | 210821452
AIREASE | 4SHP18LX136P | E*1P23B+TDR+TXV | A80US2V090B12* | 23200 | 24000 | 19 | 12.3 | 8.1 | 1.91 | 63 | 59 | 211644208
AIREASE | 4SHP18LX136P | EAH1P48B+TDR+TXV | A93UH1E045B12 | 34000 | 33600 | 18.5 | 11 | 8.1 | 2.08 | 67 | 55 | 211644202
AIREASE | 4SHP18LX136P | EA(C,U)1P48C+TDR+TXV | EFV16CCA | 34200 | 34600 | 18 | 10.4 | 8.5 | 2.12 | 66 | 54 | 211644185
AIREASE | 4SHP18LX136P | EA(C,U)1P48C+TDR+TXV | A97US2V080C20X | 34200 | 34600 | 17.5 | 10.4 | 8.1 | 2.12 | 63 | 54 | 211644182
AIREASE | 4SHP18LX136P | E*1P36C+TDR+TXV | A97US2V080C20X | 35000 | 34600 | 17.5 | 11 | 8.5 | 2.22 | 68 | 57 | 211644166
AIREASE | 4SHP18LX136P | E*1P36C+TDR+TXV | A80US2V110C20* | 35000 | 34600 | 17.5 | 11 | 8.5 | 2.22 | 68 | 57 | 211644162
AIREASE | 4SHP18LX136P | E*1P36C+TDR+TXV | A80US2V080C20X | 35000 | 34600 | 18 | 11 | 8.5 | 2.24 | 68 | 56 | 211644159
AIREASE | 4SHP18LX136P | EAH1P30B+TDR+TXV | A80US2V090B16L | 23600 | 24000 | 19 | 12.3 | 8.5 | 2.02 | 65 | 62 | 211644248
AIREASE | 4SHP18LX136P | EA(C,U)1P30B+TDR+TXV | A96UH1E045B12 | 23800 | 24000 | 17.5 | 12.3 | 8.1 | 1.96 | 66 | 63 | 211644228
AIREASE | 4SHP18LX136P | EA(C,U)1P30B+TDR+TXV | A80US2V090B12* | 23600 | 24000 | 19 | 12.3 | 8.1 | 1.97 | 64 | 61 | 211644225
AIREASE | 4SHP18LX136P | EAC4X30B+TDR | A97US2V070B12 | 23400 | 24000 | 19 | 12.3 | 8.1 | 1.97 | 65 | 62 | 212539403
AIREASE | 4SHP18LX136P | EAH1P48B+TDR+TXV | A97US2V070B12 | 34400 | 34000 | 19 | 11 | 8.1 | 2.08 | 66 | 55 | 212539384
AIREASE | 4SHP18LX136P | EA(C;U)1P48C+TDR+TXV | A97US2V090C12 | 34200 | 34600 | 18 | 10.4 | 8.5 | 2.12 | 66 | 54 | 212539361
AIREASE | 4SHP18LX136P | EA(C;U)1P48B+TDR+TXV | A97US2V070B12 | 34000 | 34600 | 18 | 10.4 | 8.5 | 2.08 | 66 | 55 | 212539358
AIREASE | 4SHP18LX136P | EAC4X48C+TDR | A97US2V110C20 | 34200 | 34600 | 17.5 | 10.4 | 8.1 | 2.12 | 66 | 54 | 212539461
AIREASE | 4SHP18LX136P | EAC4X48C+TDR | A97US2V090C20 | 34200 | 34600 | 17.5 | 10.4 | 8.5 | 2.1 | 66 | 54 | 212539460
AIREASE | 4SHP18LX136P | E*1P36C+TDR+TXV | A97US2V110C20 | 35000 | 34600 | 18 | 11 | 8.5 | 2.22 | 68 | 57 | 212539454
AIREASE | 4SHP18LX136P | ED1P30/36B+TDR+TXV | A97DS2V045B12 | 34800 | 34600 | 19 | 11 | 8.1 | 2 | 66 | 53 | 212539482
AIREASE | 4SHP18LX136P | 7ED24BX-0*+TDR | EFV08BCA | 23400 | 24000 | 17.5 | 12.3 | 8.5 | 2.14 | 71 | 70 | 214731015
AIREASE | 4SHP18LX136P | 7ED24BX-0*+TDR | A96DS2V045B12 | 23600 | 24000 | 19 | 12.3 | 8.5 | 2.18 | 70 | 69 | 214731012
AIREASE | 4SHP18LX160P | EAD4X-50/60C+TDR | A97DS2V090C20 | 46000 | 48000 | 17.1 | 11 | 8.5 | 2.06 | 75 | 60 | 214094659
AIREASE | 4SHP18LX136P | 7ED48CX-0*+TDR | A96DF1E090C16 | 34200 | 36000 | 18.5 | 11.7 | 8.5 | 2.18 | 68 | 55 | 214731038
AIREASE | 4SHP18LX136P | 7ED48CX-0*+TDR | A80DS2V110C20 | 34600 | 36000 | 19 | 11.7 | 8.5 | 2.16 | 68 | 55 | 214731035
AIREASE | 4SHP18LX136P | 7EC48BX-0*+TDR | A80UH2E090B16 | 34000 | 34400 | 16.5 | 10.4 | 8.1 | 2.12 | 66 | 54 | 214784621
AIREASE | 4SHP18LX136P | 7EC48BX-0*+TDR | A80US2V090B16 | 34000 | 34600 | 17.5 | 10.4 | 8.1 | 2.1 | 66 | 54 | 214784627
AIREASE | 4SHP18LX136P | 7EC48BX-0*+TDR | A96UH1E045B12 | 32800 | 34000 | 17.1 | 10.4 | 8.1 | 2.08 | 66 | 54 | 214784641
AIREASE | 4SHP18LX136P | 7EC48BX-0*+TDR | A96UH2E070B12 | 33400 | 34400 | 17.1 | 10.4 | 8.1 | 2.08 | 66 | 54 | 214784647
AIREASE | 4SHP18LX136P | 7EC48BX-0*+TDR | A97US2V045B12 | 34000 | 34600 | 17.5 | 10 | 8.1 | 2.06 | 66 | 55 | 214784661
AIREASE | 4SHP18LX136P | EAH1P30B+TDR+TXV | A93UH1E045B12 | 24000 | 24000 | 19 | 12.3 | 8.5 | 2.03 | 66 | 63 | 210822089
AIREASE | 4SHP18LX136P | EAH1P30B+TDR+TXV | A80UH2E090B12 | 23400 | 24000 | 18.5 | 12.3 | 8.5 | 1.98 | 66 | 63 | 210822086
AIREASE | 4SHP18LX136P | EAH1P30A+TDR+TXV | A80UH1E060A12X | 23800 | 24000 | 19 | 12.3 | 8.5 | 2.04 | 65 | 63 | 210822073
AIREASE | 4SHP18LX136P | EAC4X30B+TDR | A93UH1E070B12 | 24000 | 24000 | 18.5 | 12.3 | 8.1 | 1.97 | 66 | 63 | 210822051
AIREASE | 4SHP18LX136P | EAC4X30A+TDR | A80US2V060A12X | 23600 | 24000 | 19 | 12.3 | 8.1 | 1.98 | 64 | 61 | 210822041
AIREASE | 4SHP18LX136P | E*1P23A+TDR+TXV | A80UH1E070A12 | 23000 | 24000 | 17.5 | 12.3 | 8.1 | 1.91 | 63 | 60 | 210821890
AIREASE | 4SHP18LX136P | BCE7E18M*4X |  | 23200 | 24000 | 18 | 12.3 | 8.5 | 2.03 | 64 | 61 | 210821878
AIREASE | 4SHP18LX136P | BCE5C36M*4X |  | 34000 | 35400 | 15.5 | 11 | 8.5 | 2.1 | 63 | 53 | 210821864
DUCANE | 4HP18V60P | ED1P50/60C+H4TXV02 | EFV16CCA | 45500 | 46500 | 17.1 | 11.5 | 8.1 | 2 | 65 | 58 | 206905166
DUCANE | 4HP18V60P | EAC4X60D | EFV20DCA | 58000 | 57500 | 15.5 | 10 | 8.1 | 1.96 | 70 | 60 | 206903701
DUCANE | 4HP18V60P | EAC4X60C | 80G1UH110CE20 | 57500 | 57500 | 16.5 | 10 | 8.1 | 1.92 | 66 | 57 | 206903688
DUCANE | 4HP18V60P | EA(C,U)1P60C+H4TXV03 | 96G2UH090CV20 | 57000 | 58500 | 16 | 10 | 8.1 | 1.94 | 65 | 57 | 206903668
DUCANE | 4HP18V36P | 7EC30BX-0*+TDR | 97G2UH070BE12 | 23800 | 24000 | 18 | 12.3 | 8.1 | 2.06 | 66 | 63 | 214730745
DUCANE | 4HP18V36P | 7EC30BX-0*+TDR | 97G2UH030BE08 | 23600 | 24000 | 19 | 12.3 | 8.1 | 1.9 | 63 | 60 | 214730742
DUCANE | 4HP18V36P | 7EC30AX-0*+TDR | 80G1UH040AE12X | 23800 | 24000 | 18.5 | 12.3 | 8.1 | 1.96 | 66 | 63 | 214730722
DUCANE | 4HP18V36P | 7EC30/36BX-0*+TDR | 80G1UH070BE12 | 34000 | 34400 | 17.1 | 11 | 8.1 | 2.08 | 66 | 54 | 214730705
DUCANE | 4HP18V36P | 7EC30/36AX-0*+TDR | 80G1UH070AE12 | 33600 | 34200 | 17.1 | 10.9 | 8.1 | 2.06 | 66 | 54 | 214730702
DUCANE | 4HP18V36P | E*1P23A+H4TXV01 | 80G2UH070AV12* | 23200 | 24000 | 19 | 12.3 | 8.1 | 1.92 | 63 | 60 | 206903148
DUCANE | 4HP18V36P | BCE5E24M |  | 23000 | 24000 | 17.5 | 12.3 | 8.1 | 1.85 | 63 | 62 | 206903140
DUCANE | 4HP18V36P | EAH1P48B+H4TXV02 | 92G1UH045BE12 | 34000 | 33600 | 17.5 | 11 | 8.5 | 2.08 | 67 | 55 | 206902977
DUCANE | 4HP18V36P | EAH1P48B+H4TXV02 | 92G1UH030BE12 | 33400 | 33400 | 17.5 | 11 | 8.5 | 2.08 | 66 | 55 | 206902976
DUCANE | 4HP18V36P | EAC4X48C | 96G2UH090CV12 | 33800 | 34400 | 17.5 | 10.4 | 8.5 | 2.12 | 63 | 54 | 206902952
DUCANE | 4HP18V36P | EAC4X48B | 96G1UH070BE12 | 33200 | 34200 | 16.5 | 10.4 | 8.1 | 2.1 | 63 | 54 | 206902940
DUCANE | 4HP18V36P | EAC4X48B | 80G1UH090BE16 | 34000 | 34400 | 16 | 10.9 | 8.1 | 2.12 | 63 | 54 | 206902930
DUCANE | 4HP18V36P | EAC4X36B | 92G1UH070BE12 | 33800 | 34400 | 16.5 | 10.9 | 8.1 | 2.06 | 66 | 54 | 206902924
DUCANE | 4HP18V36P | EAC4X36B | 92G1UH045BE12 | 34000 | 34600 | 16 | 10.4 | 8.1 | 2.04 | 66 | 54 | 206902923
DUCANE | 4HP18V36P | EAC4X36B | 80G2UH090BE16L | 34200 | 34400 | 15.5 | 11 | 8.1 | 2.08 | 66 | 54 | 206902921
DUCANE | 4HP18V36P | EAC4X36B | 80G2UH090BE16 | 34200 | 34400 | 15.5 | 11 | 8.1 | 2.08 | 66 | 54 | 206902920
DUCANE | 4HP18V36P | EAC4X36A | 80G1UH045AE12 | 33600 | 34200 | 17.1 | 10.9 | 8.1 | 2.06 | 65 | 54 | 206902906
DUCANE | 4HP18V36P | EA(C,U)1P48C+H4TXV02 | EFV16CCA | 33600 | 34400 | 16.5 | 10.4 | 8.1 | 2.14 | 63 | 54 | 206902904
DUCANE | 4HP18V36P | EA(C,U)1P48C+H4TXV02 | 92G1UH090CE12 | 34200 | 34600 | 17.1 | 10.4 | 8.1 | 2.12 | 63 | 54 | 206902897
DUCANE | 4HP18V36P | EA(C,U)1P48B+H4TXV02 | 96G2UH070BV12 | 33800 | 34600 | 17.5 | 10.4 | 8.1 | 2.1 | 63 | 54 | 206902893
DUCANE | 4HP18V36P | EA(C,U)1P36A+H4TXV02 | 80G1UH070AE12 | 33600 | 34200 | 17.1 | 10.9 | 8.1 | 2.06 | 66 | 54 | 206902859
DUCANE | 4HP18V36P | E*1P36C+H4TXV02 | 92G1UH090CE16 | 34600 | 35200 | 16.5 | 11 | 8.5 | 2.22 | 66 | 55 | 206902849
DUCANE | 4HP18V36P | E*1P36B+H4TXV02 | 80G1UH090BE16 | 34800 | 35200 | 17.1 | 11 | 8.5 | 2.24 | 66 | 55 | 206902834
DUCANE | 4HP18V36P | E*1P36B+H4TXV02 | 80G1UH070BE12 | 34400 | 35200 | 18 | 11 | 8.5 | 2.22 | 66 | 55 | 206902832
DUCANE | 4HP18V36P | E*1P36A+H4TXV02 | 80G1UH060AE12X | 33800 | 34800 | 17.1 | 10.9 | 8.5 | 2.18 | 67 | 55 | 206902827
AC PRO | 4HP18V36P | EAH1P30B+TDR+TXV | 97G2UH045BV12 | 23600 | 24000 | 19 | 12.3 | 8.5 | 2.03 | 65 | 63 | 214100158
AC PRO | 4HP18V36P | EAC4X36B+TDR | 97G2UH045BE12 | 33800 | 34400 | 16.5 | 10.9 | 8.1 | 1.95 | 66 | 51 | 213936434
AC PRO | 4HP18V36P | EA(C,U)1P36B+TDR+TXV | 97G2UH070BE12 | 33800 | 34400 | 17.1 | 10.9 | 8.5 | 1.95 | 66 | 51 | 213936430
AC PRO | 4HP18V36P | ED1P30/36B+TDR+TXV | EFV12BCA | 33800 | 36000 | 17.1 | 11.7 | 8.1 | 2.06 | 61 | 49 | 212523816
AC PRO | 4HP18V36P | EAH1P30B+TDR+TXV | 97G2UH045BE12 | 24000 | 24000 | 18 | 12.3 | 8.5 | 2.11 | 66 | 63 | 213934167
AC PRO | 4HP18V36P | EAD4X-24B+TDR | EFV12BCA | 23400 | 24000 | 19 | 12.3 | 8.5 | 2.18 | 70 | 68 | 213352552
AC PRO | 4HP18V36P | EAD4X-24B+TDR | 96G2DF045BE12 | 24000 | 24000 | 18 | 12.3 | 8.5 | 2.16 | 71 | 70 | 213352550
AC PRO | 4HP18V36P | EAD4X-24B+TDR | 92G1DF070BE12 | 24000 | 24000 | 19 | 12.3 | 8.5 | 2.16 | 70 | 69 | 213352548
AC PRO | 4HP18V36P | 7EC30/36BX-0*+TDR | 80G1UH070BE12 | 34000 | 34400 | 17.1 | 11 | 8.1 | 2.08 | 66 | 54 | 214728949
AC PRO | 4HP18V36P | 7EC30/36AX-0*+TDR | 80G2UH070AE12 | 34000 | 34600 | 16 | 10.9 | 8.1 | 2.06 | 66 | 54 | 214728947
AC PRO | 4HP18V36P | ED1P30/36B+H4TXV02 | 96G2DF070BE16 | 34400 | 36000 | 16 | 11.5 | 8.1 | 2.02 | 62 | 51 | 209332168
AC PRO | 4HP18V36P | EAC4X30B | 96G2UH045BE12 | 23800 | 24000 | 17.5 | 12.3 | 8.1 | 1.96 | 66 | 63 | 209329581
AC PRO | 4HP18V36P | ED1P30/36B+H4TXV02 | 80G2DF090BE16 | 34800 | 36000 | 17.5 | 12 | 8.1 | 2.04 | 62 | 50 | 206905821
AC PRO | 4HP18V36P | EAH1P48B+H4TXV02 | 80G2UH090BV16* | 34000 | 33600 | 18.5 | 11 | 8.1 | 2.1 | 67 | 55 | 206905746
AC PRO | 4HP18V36P | EAH1P30B+H4TXV01 | 92G1UH045BE12 | 24000 | 24000 | 19 | 12.3 | 8.5 | 2.03 | 66 | 63 | 206905712
AC PRO | 4HP18V36P | EAH1P30A+H4TXV01 | 80G2UH070AV12* | 23800 | 24000 | 19 | 12.3 | 8.5 | 2.05 | 65 | 62 | 206905708
AC PRO | 4HP18V36P | EAC4X48C | 92G1UH090CE16 | 34000 | 34400 | 16 | 10.4 | 8.1 | 2.12 | 63 | 54 | 206905695
AC PRO | 4HP18V36P | EAC4X48B | 92G1UH030BE12 | 33200 | 34400 | 16.5 | 10 | 8.1 | 2.08 | 63 | 54 | 206905683
AC PRO | 4HP18V36P | EAC4X48B | 80G2UH090BE12 | 34200 | 34600 | 17.1 | 10.4 | 8.1 | 2.12 | 63 | 54 | 206905679
AC PRO | 4HP18V36P | EAC4X48B | 80G1UH090BE16 | 34000 | 34400 | 16 | 10.9 | 8.1 | 2.12 | 63 | 54 | 206905678
AC PRO | 4HP18V36P | EAC4X30B | EFV12BCA | 23400 | 24000 | 17.5 | 12.3 | 8.1 | 1.98 | 65 | 62 | 206905652
AC PRO | 4HP18V36P | EAC4X30B | 95G1UH045BE12 | 23800 | 24000 | 18 | 12.3 | 8.1 | 1.97 | 66 | 63 | 206905644
AC PRO | 4HP18V36P | EAC4X30B | 92G1UH070BE12 | 24000 | 24000 | 18.5 | 12.3 | 8.1 | 1.97 | 66 | 63 | 206905642
AC PRO | 4HP18V36P | EA(C,U)1P48C+H4TXV02 | 96G1UH090CE16 | 34000 | 34600 | 16 | 10.4 | 8.1 | 2.12 | 62 | 54 | 206905607
AC PRO | 4HP18V36P | EA(C,U)1P48C+H4TXV02 | 95G1UH090CE16 | 33800 | 34400 | 16 | 10.4 | 8.1 | 2.1 | 63 | 54 | 206905606
AC PRO | 4HP18V36P | EA(C,U)1P48B+H4TXV02 | 96G1UH045BE12 | 32800 | 34000 | 17.1 | 10.4 | 8.1 | 2.08 | 63 | 54 | 206905596
AC PRO | 4HP18V36P | EA(C,U)1P48B+H4TXV02 | 92G1UH030BE12 | 33200 | 34400 | 16.5 | 10 | 8.1 | 2.08 | 63 | 54 | 206905591
AC PRO | 4HP18V36P | EA(C,U)1P48B+H4TXV02 | 80G2UH090BE16L | 34000 | 34400 | 16.5 | 10.4 | 8.1 | 2.12 | 63 | 54 | 206905589
AC PRO | 4HP18V36P | EA(C,U)1P36B+H4TXV02 | EFV12BCA | 32800 | 33600 | 15.5 | 10.9 | 8.1 | 2.06 | 65 | 54 | 206905583
AC PRO | 4HP18V36P | EA(C,U)1P36B+H4TXV02 | 80G2UH090BE16 | 34200 | 34400 | 15.5 | 11 | 8.1 | 2.08 | 66 | 54 | 206905571
AC PRO | 4HP18V36P | EA(C,U)1P36B+H4TXV02 | 80G1UH090BE16 | 34200 | 34400 | 15.5 | 11 | 8.1 | 2.08 | 66 | 54 | 206905569
AC PRO | 4HP18V36P | EA(C,U)1P30B+H4TXV01 | EFV12BCA | 23400 | 24000 | 17.5 | 12.3 | 8.1 | 1.98 | 65 | 62 | 206905560
AC PRO | 4HP18V36P | EA(C,U)1P30B+H4TXV01 | 80G2UH090BE12 | 24000 | 24000 | 18.5 | 12.3 | 8.1 | 1.97 | 66 | 63 | 206905547
AC PRO | 4HP18V36P | EA(C,U)1P30A+H4TXV01 | 80G2UH070AV12* | 23600 | 24000 | 18.5 | 12.3 | 8.1 | 1.98 | 65 | 62 | 206905545
AC PRO | 4HP18V36P | EA(C,U)1P30A+H4TXV01 | 80G1UH060AE12X | 23800 | 24000 | 18.5 | 12.3 | 8.1 | 1.96 | 66 | 63 | 206905541
AC PRO | 4HP18V36P | E*1P36B+H4TXV02 | 96G2UH070BV12 | 34400 | 35400 | 17.5 | 10.4 | 8.5 | 2.2 | 66 | 55 | 206905507
AC PRO | 4HP18V36P | E*1P36B+H4TXV02 | 92G1UH070BE12 | 34200 | 35200 | 17.1 | 10.9 | 8.5 | 2.2 | 66 | 55 | 206905503
AC PRO | 4HP18V36P | E*1P36B+H4TXV02 | 80G2UH090BE12 | 34800 | 35400 | 17.5 | 11 | 8.5 | 2.22 | 66 | 55 | 206905497
AC PRO | 4HP18V36P | E*1P23B+H4TXV01 | EFV12BCA | 23000 | 24000 | 17.5 | 12.3 | 8.1 | 1.92 | 63 | 60 | 206905487
COMFORT-AIRE | HRG1836S1P | 7EC36BX-0*+TDR | GUH97T045B3M | 34000 | 34600 | 16 | 10.4 | 8.5 | 2.04 | 66 | 54 | 214831106
ALLIED | 4HP18V36P | ED1P30/36B+H4TXV02 | 96G2DF070BV16 | 34400 | 36000 | 18 | 11 | 8.1 | 2 | 63 | 51 | 206906214
GE | NS18H36MA4-** | NCHC30BT4 | NF80U070S3B-* | 23800 | 24000 | 18 | 12.3 | 8.5 | 2.04 | 65 | 62 | 209941080
GE | NS18H36MA4-** | NCHC36BT4 | NF80U090T4B-* | 32600 | 33800 | 17.1 | 11 | 8.5 | 2.14 | 66 | 55 | 209941149
CENTURY | HRG1860S1P | HMG60E1P |  | 57000 | 58000 | 16 | 10.4 | 8.1 | 1.96 | 66 | 53 | 210464000
CENTURY | HRG1836S1P | EAC4X48B | GUH96C045B3M | 32800 | 34000 | 17.1 | 10.4 | 8.1 | 2.08 | 63 | 54 | 207071143
CENTURY | HRG1836S1P | EAH1P48B+H4TXV02 | GUH96T070B3M | 34000 | 33600 | 18.5 | 11 | 8.1 | 2.1 | 67 | 55 | 207071193
CENTURY | HRG1836S1P | ED1P30/36C+H4TXV02 | GDD96C090C4M | 34600 | 36000 | 17.1 | 12 | 8.1 | 2.06 | 62 | 50 | 207071249
CENTURY | HRG1860S1P | EAC4X60D | GUH80C135D5M | 58500 | 57500 | 16 | 10.4 | 8.1 | 1.92 | 70 | 60 | 207071516
CENTURY | HRG1860S1P | EAC4X60C | GUH80C090C5M | 58000 | 57500 | 16.5 | 10.4 | 8.1 | 1.94 | 66 | 58 | 207071502
CENTURY | HRG1860S1P | EAC4X60C | GUH92C110C5M | 57500 | 58000 | 16 | 10.4 | 8.1 | 1.94 | 65 | 57 | 207071506
CENTURY | HRG1860S1P | EAC4X60C | GUH96T090C5M | 57000 | 58500 | 16 | 10 | 8.1 | 1.94 | 65 | 57 | 207071512
COMFORT-AIRE | HRG1836S1P | EAH1P48B+TDR+TXV | GUH97T045B3M | 33800 | 33600 | 18 | 10.9 | 8.5 | 2.08 | 67 | 55 | 214831103
ALLIED | 4HP18V36P | EAH1P36B+H4TXV02 | 96G1UH070BE12 | 31600 | 33400 | 18 | 10.9 | 8.5 | 2.12 | 65 | 55 | 206906122
ALLIED | 4HP18V36P | EAH1P36B+H4TXV02 | 92G1UH045BE12 | 32200 | 33800 | 17.5 | 10.9 | 8.5 | 2.12 | 66 | 56 | 206906117
COMFORT-AIRE | HRG1836S1P | EAD4X-48C+TDR | GDD96C090C4M | 34200 | 36000 | 18.5 | 11.7 | 8.5 | 2.18 | 68 | 55 | 213379673
COMFORT-AIRE | HRG1836S1P | EAD4X-24B+TDR | GDD92C070B3M | 24000 | 24000 | 19 | 12.3 | 8.5 | 2.16 | 70 | 69 | 213379669
COMFORT-AIRE | HRG1836S1P | E*1P36A+H4TXV02 | GUH80C070A3M | 34000 | 35000 | 18 | 11 | 8.5 | 2.2 | 66 | 55 | 207071038
AC PRO | 4HP18V36P | BCE5C18M*4X |  | 22000 | 24000 | 17.1 | 12.3 | 8.5 | 1.94 | 64 | 61 | 206905449
AC PRO | 4HP18V36P | BCE7E30M |  | 24000 | 24000 | 19 | 12.3 | 8.5 | 2.17 | 68 | 65 | 206905464
AC PRO | 4HP18V60P | EAD4X-60D+TDR | 97G2DF110CV20 | 55000 | 58000 | 15.5 | 10 | 8.1 | 1.84 | 75 | 65 | 214100265
COMFORT-AIRE | HRG1836S1P | HCG24V1P |  | 23400 | 24000 | 18.5 | 12.3 | 8.5 | 1.88 | 67 | 64 | 207071258
COMFORT-AIRE | HRG1836S1P | EAH1P48B+H4TXV02 | GUH92C045B3M | 34000 | 33600 | 17.5 | 11 | 8.5 | 2.08 | 67 | 55 | 207071184
COMFORT-AIRE | HRG1860S1P | EAC4X60C | GUH97T090C5M | 57000 | 58500 | 16 | 10 | 8.1 | 1.9 | 64 | 57 | 214831139
COMFORT-AIRE | HRG1836S1P | EAC4X48C+TDR | GUH97M090C3M | 34000 | 34600 | 18 | 10.4 | 8.5 | 2.1 | 62 | 54 | 212604352
COMFORT-AIRE | HRG1836S1P | EA(C,U)1P48C+TDR+TXV | GUH97M090C5M | 34200 | 34600 | 17.5 | 10.4 | 8.5 | 2.12 | 63 | 54 | 212604346
COMFORT-AIRE | HRG1836S1P | EA(C,U)1P30B+TDR+TXV | GUH97M070B3M | 23400 | 24000 | 19 | 12.3 | 8.1 | 1.97 | 65 | 62 | 212604341
COMFORT-AIRE | HRG1836S1P | EAH1P48C+TDR+TXV | GUH97M090C4M | 34400 | 34200 | 19 | 11 | 8.5 | 2.08 | 65 | 54 | 213143876
COMFORT-AIRE | HRG1836S1P | E*1P36B+H4TXV02 | GUH92C045B3M | 34400 | 35400 | 17.1 | 10.9 | 8.5 | 2.18 | 66 | 55 | 207071044
CENTURY | HRG1836S1P | HMG24F1P+H4TXV01 |  | 23000 | 24000 | 16.5 | 12.3 | 8.1 | 1.84 | 67 | 64 | 207071251
CENTURY | HRG1836S1P | E*1P23B+H4TXV01 | GUH92C045B3M | 23400 | 24000 | 18.5 | 12.3 | 8.1 | 1.92 | 64 | 61 | 207071269
CENTURY | HRG1836S1P | EA(C,U)1P30B+H4TXV01 | GUH96C045B3M | 23800 | 24000 | 17.5 | 12.3 | 8.1 | 1.96 | 66 | 63 | 207071317
CENTURY | HRG1836S1P | EAC4X48C+TDR | GUH97M090C5M | 34200 | 34600 | 17.5 | 10.4 | 8.5 | 2.12 | 63 | 54 | 212604308
CENTURY | HRG1836S1P | EA(C,U)1P48C+TDR+TXV | GUH97M090C3M | 34000 | 34600 | 18 | 10.4 | 8.5 | 2.1 | 62 | 54 | 212604298
CENTURY | HRG1836S1P | EAH1P48C+TDR+TXV | GUH97M090C4M | 34400 | 34200 | 19 | 11 | 8.5 | 2.08 | 65 | 54 | 213143872
CENTURY | HRG1836S1P | EAC4X36A | GUH80C070A3M | 33600 | 34200 | 17.1 | 10.9 | 8.1 | 2.06 | 66 | 54 | 207071117
DUCANE | 4HP18V36P | 7EC48BX-0*+TDR | 80G1UH070BE12 | 33800 | 34400 | 16.5 | 10.4 | 8.1 | 2.12 | 63 | 54 | 214730753
DUCANE | 4HP18V36P | 7EC36BX-0*+TDR | 97G2UH045BV12 | 34000 | 34600 | 16 | 10.4 | 8.5 | 2.04 | 66 | 54 | 214730750
DUCANE | 4HP18V36P | 7EC30BX-0*+TDR | 80G2UH090BE12 | 24000 | 24000 | 18.5 | 12.3 | 8.1 | 1.97 | 66 | 63 | 214730730
DUCANE | 4HP18V36P | 7EC30AX-0*+TDR | 80G2UH070AE12L | 23800 | 24000 | 18.5 | 12.3 | 8.1 | 1.97 | 66 | 63 | 214730727
DUCANE | 4HP18V36P | 7EC30/36BX-0*+TDR | 80G2UH090BE16L | 34200 | 34400 | 15.5 | 11 | 8.1 | 2.08 | 66 | 54 | 214730710
DUCANE | 4HP18V36P | ED1P30/36C+H4TXV02 | 96G2DF090CE16 | 34400 | 36000 | 16.5 | 11.7 | 8.1 | 2.04 | 62 | 50 | 209332251
DUCANE | 4HP18V36P | EA(C,U)1P24B+H4TXV01 | 96G2UH030BE08 | 23200 | 24000 | 18.5 | 12.3 | 8.1 | 1.88 | 63 | 60 | 209329458
DUCANE | 4HP18V36P | EAH1P30B+H4TXV01 | 96G1UH030BE08 | 23400 | 24000 | 17.5 | 12.3 | 8.5 | 1.99 | 66 | 63 | 206903274
DUCANE | 4HP18V36P | EAH1P30B+H4TXV01 | 92G1UH030BE12 | 23400 | 24000 | 18 | 12.3 | 8.1 | 1.99 | 66 | 63 | 206903268
DUCANE | 4HP18V36P | EAH1P30A+H4TXV01 | 80G2UH070AE12 | 24000 | 24000 | 19 | 12.3 | 8.5 | 2.05 | 66 | 63 | 206903260
DUCANE | 4HP18V36P | EAH1P30A+H4TXV01 | 80G1UH060AE12X | 23800 | 24000 | 19 | 12.3 | 8.5 | 2.04 | 65 | 63 | 206903258
DUCANE | 4HP18V36P | EAH1P30A+H4TXV01 | 80G1UH045AE12 | 23800 | 24000 | 18.5 | 12.3 | 8.5 | 2.04 | 65 | 63 | 206903257
DUCANE | 4HP18V36P | EAC4X30A | 80G1UH060AE12X | 23800 | 24000 | 18.5 | 12.3 | 8.1 | 1.96 | 66 | 63 | 206903236
DUCANE | 4HP18V36P | EA(C,U)1P30B+H4TXV01 | 96G1UH045BE12 | 23800 | 24000 | 17.5 | 12.3 | 8.1 | 1.96 | 66 | 63 | 206903210
DUCANE | 4HP18V36P | EA(C,U)1P30B+H4TXV01 | EFV12BCA | 23400 | 24000 | 17.5 | 12.3 | 8.1 | 1.98 | 65 | 62 | 206903200
DUCANE | 4HP18V36P | EA(C,U)1P30B+H4TXV01 | 96G2UH045BV12 | 23400 | 24000 | 18.5 | 12.3 | 8.1 | 1.96 | 65 | 62 | 206903197
DUCANE | 4HP18V36P | E*1P23B+H4TXV01 | 96G1UH070BE12 | 23400 | 24000 | 18 | 12.3 | 8.1 | 1.9 | 64 | 61 | 206903168
DUCANE | 4HP18V36P | E*1P23A+H4TXV01 | 80G2UH070AE12L | 23400 | 24000 | 19 | 12.3 | 8.1 | 1.91 | 64 | 60 | 206903154
DUCANE | 4HP18V36P | E*1P23A+H4TXV01 | 80G2UH045AE12 | 22800 | 24000 | 18 | 12.3 | 8.1 | 1.9 | 62 | 59 | 206903152
DUCANE | 4HP18V36P | E*1P23A+H4TXV01 | 80G1UH040AE12X | 23200 | 24000 | 19 | 12.3 | 8.1 | 1.91 | 64 | 60 | 206903149
DUCANE | 4HP18V36P | ED1P30/36B+H4TXV02 | 96G2DF070BV16 | 34400 | 36000 | 18 | 11 | 8.1 | 2 | 63 | 51 | 206903019
DUCANE | 4HP18V36P | EAH1P48B+H4TXV02 | 80G2UH090BV16* | 34000 | 33600 | 18.5 | 11 | 8.1 | 2.1 | 67 | 55 | 206902975
DUCANE | 4HP18V36P | EAC4X48C | 92G1UH110CE16 | 34000 | 34400 | 16.5 | 10.9 | 8.1 | 2.14 | 62 | 54 | 206902948
DUCANE | 4HP18V36P | EAC4X48B | 96G2UH070BV12 | 33800 | 34600 | 17.5 | 10.4 | 8.1 | 2.1 | 63 | 54 | 206902942
DUCANE | 4HP18V36P | EAC4X48B | 92G1UH045BE12 | 33600 | 34600 | 16.5 | 10.4 | 8.1 | 2.08 | 63 | 54 | 206902935
DUCANE | 4HP18V36P | EA(C,U)1P48C+H4TXV02 | 92G1UH090CE16 | 34000 | 34400 | 16 | 10.4 | 8.1 | 2.12 | 63 | 54 | 206902898
DUCANE | 4HP18V36P | EA(C,U)1P48B+H4TXV02 | 92G1UH030BE12 | 33200 | 34400 | 16.5 | 10 | 8.1 | 2.08 | 63 | 54 | 206902885
DUCANE | 4HP18V36P | EA(C,U)1P48B+H4TXV02 | 80G1UH070BE12 | 33800 | 34400 | 16.5 | 10.4 | 8.1 | 2.12 | 63 | 54 | 206902879
DUCANE | 4HP18V36P | EA(C,U)1P36B+H4TXV02 | 96G2UH070BV12 | 34000 | 34600 | 16 | 10.4 | 8.1 | 2.04 | 66 | 54 | 206902878
DUCANE | 4HP18V36P | EA(C,U)1P36B+H4TXV02 | 92G1UH070BE12 | 33800 | 34400 | 16.5 | 10.9 | 8.1 | 2.06 | 66 | 54 | 206902875
DUCANE | 4HP18V36P | EA(C,U)1P36B+H4TXV02 | 92G1UH045BE12 | 34000 | 34600 | 16 | 10.4 | 8.1 | 2.04 | 66 | 54 | 206902874
DUCANE | 4HP18V36P | EA(C,U)1P36A+H4TXV02 | 80G2UH070AE12L | 34000 | 34600 | 16 | 10.9 | 8.1 | 2.06 | 66 | 54 | 206902861
DUCANE | 4HP18V36P | E*1P36C+H4TXV02 | 96G1UH090CE16 | 34600 | 35400 | 16.5 | 11 | 8.5 | 2.22 | 66 | 55 | 206902853
DUCANE | 4HP18V36P | E*1P36B+H4TXV02 | 80G2UH090BE16L | 34800 | 35400 | 16.5 | 11 | 8.5 | 2.22 | 66 | 55 | 206902846
DUCANE | 4HP18V36P | E*1P36B+H4TXV02 | 96G1UH070BE12 | 33800 | 34800 | 17.5 | 10.9 | 8.5 | 2.2 | 67 | 55 | 206902842
DUCANE | 4HP18V36P | E*1P36B+H4TXV02 | 92G1UH070BE12 | 34200 | 35200 | 17.1 | 10.9 | 8.5 | 2.2 | 66 | 55 | 206902840
DUCANE | 4HP18V36P | E*1P36A+H4TXV02 | 80G2UH070AE12 | 34400 | 35400 | 17.1 | 10.9 | 8.5 | 2.2 | 66 | 55 | 206902829
DUCANE | 4HP18V60P | 7EC60CX-0*+TDR | 96G2UH090CV20 | 57000 | 58500 | 16 | 10 | 8.1 | 1.94 | 65 | 57 | 214730910
CONCORD | 4HP18V36P | 7EH30AX-0*+TDR | 80G1UH070AE12 | 23600 | 24000 | 18.5 | 12.3 | 8.5 | 2.05 | 65 | 65 | 214730481
CONCORD | 4HP18V36P | 7EH30AX-0*+TDR | 80G1UH040AE12X | 23800 | 24000 | 19 | 12.3 | 8.5 | 2.04 | 65 | 63 | 214730478
CONCORD | 4HP18V36P | 7EC48BX-0*+TDR | 96G2UH070BE12 | 33400 | 34400 | 17.1 | 10.4 | 8.1 | 2.08 | 63 | 54 | 214730461
CONCORD | 4HP18V36P | 7EC48BX-0*+TDR | 96G1UH070BE12 | 33200 | 34200 | 16.5 | 10.4 | 8.1 | 2.1 | 63 | 54 | 214730458
CONCORD | 4HP18V36P | 7EC48BX-0*+TDR | 92G1UH045BE12 | 33600 | 34600 | 16.5 | 10.4 | 8.1 | 2.08 | 63 | 54 | 214730455
CONCORD | 4HP18V36P | 7EC30BX-0*+TDR | 97G2UH070BE12 | 23800 | 24000 | 18 | 12.3 | 8.1 | 2.06 | 66 | 63 | 214730439
CONCORD | 4HP18V36P | 7EC30BX-0*+TDR | 96G2UH070BV12 | 23400 | 24000 | 19 | 12.3 | 8.1 | 1.97 | 65 | 62 | 214730435
CONCORD | 4HP18V36P | 7EC30AX-0*+TDR | 80G1UH060AE12X | 23800 | 24000 | 18.5 | 12.3 | 8.1 | 1.96 | 66 | 63 | 214730418
CONCORD | 4HP18V36P | 7EC30/36BX-0*+TDR | EFV12BCA | 34200 | 34400 | 15.2 | 11 | 8.1 | 2.06 | 66 | 54 | 214730415
CONCORD | 4HP18V36P | 7EC30/36AX-0*+TDR | 80G2UH070AE12L | 34000 | 34600 | 16 | 10.9 | 8.1 | 2.06 | 66 | 54 | 214730398
DUCANE | 4HP18V36P | 7EH48BX-0*+TDR | 80G2UH090BV16* | 34000 | 33600 | 18.5 | 11 | 8.1 | 2.1 | 67 | 55 | 214730818
DUCANE | 4HP18V36P | 7EH48BX-0*+TDR | 80G2UH090BE12 | 34200 | 33600 | 18.5 | 11 | 8.5 | 2.12 | 67 | 55 | 214730815
DUCANE | 4HP18V36P | 7EH30BX-0*+TDR | 96G1UH045BE12 | 24000 | 24000 | 18.5 | 12.3 | 8.5 | 2.03 | 66 | 64 | 214730798
DUCANE | 4HP18V36P | 7EH30BX-0*+TDR | 92G1UH045BE12 | 24000 | 24000 | 19 | 12.3 | 8.5 | 2.03 | 66 | 63 | 214730795
DUCANE | 4HP18V36P | 7EC48CX-0*+TDR | 96G1UH090CE16 | 34000 | 34600 | 16 | 10.4 | 8.1 | 2.12 | 62 | 54 | 214730775
DUCANE | 4HP18V36P | 7EC48CX-0*+TDR | 92G1UH090CE16 | 34000 | 34400 | 16 | 10.4 | 8.1 | 2.12 | 63 | 54 | 214730772
DUCANE | 4HP18V36P | 7EC48BX-0*+TDR | 80G2UH090BE16L | 34000 | 34400 | 16.5 | 10.4 | 8.1 | 2.12 | 63 | 54 | 214730758
DUCANE | 4HP18V36P | 7EC48BX-0*+TDR | 80G1UH090BE16 | 34000 | 34400 | 16 | 10.9 | 8.1 | 2.12 | 63 | 54 | 214730755
DUCANE | 4HP18V60P | EAD4X-60D+TDR | EFV20DCA | 55500 | 58000 | 15.5 | 10 | 8.1 | 1.82 | 75 | 65 | 213352655
DUCANE | 4HP18V60P | EAD4X-60D+TDR | 96G2DF090CV20 | 55500 | 58000 | 15.5 | 10 | 8.1 | 1.82 | 75 | 66 | 213352652
DUCANE | 4HP18V60P | EAD4X-50/60C+TDR | EFV16CCA | 46000 | 48000 | 16.5 | 11.5 | 8.5 | 2.08 | 75 | 60 | 213352612
DUCANE | 4HP18V60P | EAD4X-50/60C+TDR | 96G1DF110CE20 | 46000 | 48000 | 16 | 11.5 | 8.5 | 2.1 | 75 | 60 | 213352608
DUCANE | 4HP18V60P | EAD4X-60D+TDR | 97G2DF110CV20 | 55000 | 58000 | 15.5 | 10 | 8.1 | 1.84 | 75 | 65 | 214100261
DUCANE | 4HP18V36P | 7EC48CX-0*+TDR | 97G2UH045BE12 | 33400 | 34400 | 17.1 | 10.4 | 8.1 | 2 | 66 | 50 | 214730778
DUCANE | 4HP18V36P | 7ED48CX-0*+TDR | 97G2DF090CV20 | 34200 | 36000 | 19 | 11 | 8.5 | 2.14 | 69 | 55 | 214730357
DUCANE | 4HP18V36P | 7ED48CX-0*+TDR | 96G2DF110CV20 | 34200 | 36000 | 19 | 11 | 8.5 | 2.14 | 69 | 56 | 214730337
DUCANE | 4HP18V36P | 7ED24BX-0*+TDR | 96G1DF045BE12 | 24000 | 24000 | 18.5 | 12.3 | 8.5 | 2.16 | 70 | 69 | 214730296
DUCANE | 4HP18V36P | 7ED24BX-0*+TDR | 92G1DF045BE12 | 24000 | 24000 | 19 | 12.3 | 8.5 | 2.16 | 70 | 69 | 214730294
DUCANE | 4HP18V60P | BCE7E48M |  | 46000 | 49500 | 16.5 | 11 | 8.1 | 2.06 | 65 | 56 | 206905073
DUCANE | 4HP18V60P | EAC4X60D | 80G1UH135DE20 | 58500 | 57500 | 16 | 10.4 | 8.1 | 1.92 | 70 | 60 | 206903699
DUCANE | 4HP18V60P | EAC4X60C | 80G2UH110CE20 | 57500 | 58500 | 16 | 10 | 8.1 | 1.94 | 65 | 57 | 206903689
DUCANE | 4HP18V60P | EA(C,U)1P60C+H4TXV03 | 80G2UH110CE20L | 57500 | 58500 | 16 | 10 | 8.1 | 1.94 | 65 | 57 | 206903662
DUCANE | 4HP18V36P | 7EC36BX-0*+TDR | 97G2UH070BV12 | 34000 | 34600 | 16.5 | 10.9 | 8.5 | 2.06 | 66 | 54 | 214730752
DUCANE | 4HP18V36P | 7EC30BX-0*+TDR | 92G1UH045BE12 | 23800 | 24000 | 18.5 | 12.3 | 8.1 | 1.96 | 66 | 63 | 214730732
DUCANE | 4HP18V36P | 7EC30/36BX-0*+TDR | 95G1UH070BE12 | 33200 | 34000 | 16.5 | 10.9 | 8.1 | 2.04 | 66 | 54 | 214730715
DUCANE | 4HP18V36P | 7EC30/36BX-0*+TDR | 92G1UH030BE12 | 33200 | 34200 | 15.5 | 10.4 | 8.1 | 2.04 | 66 | 54 | 214730712
DUCANE | 4HP18V36P | EAH1P30B+H4TXV01 | 96G2UH070BV12 | 23800 | 24000 | 19 | 12.3 | 8.5 | 2.04 | 65 | 62 | 206903263
DUCANE | 4HP18V36P | EAH1P30B+H4TXV01 | 96G2UH045BV12 | 23600 | 24000 | 19 | 12.3 | 8.5 | 2.03 | 65 | 63 | 206903262
DUCANE | 4HP18V36P | EA(C,U)1P30B+H4TXV01 | 92G1UH045BE12 | 23800 | 24000 | 18.5 | 12.3 | 8.1 | 1.96 | 66 | 63 | 206903204
AIREASE | 4SHP18LX136P | 7EH30BX-0*+TDR | A96UH1E070B12 | 24000 | 24000 | 18 | 12.3 | 8.5 | 2.03 | 66 | 64 | 214729341
AIREASE | 4SHP18LX136P | 7EH30BX-0*+TDR | A93UH1E070B12 | 24000 | 24000 | 19 | 12.3 | 8.5 | 2.04 | 66 | 63 | 214729338
AIREASE | 4SHP18LX136P | 7EH30AX-0*+TDR | A80UH1E040A12X | 23800 | 24000 | 19 | 12.3 | 8.5 | 2.06 | 65 | 63 | 214729324
AIREASE | 4SHP18LX136P | 7EC48CX-0*+TDR | A98USMV110C20 | 34200 | 34600 | 17.5 | 10.4 | 8.1 | 2.12 | 66 | 54 | 214729321
AIREASE | 4SHP18LX136P | 7EC48CX-0*+TDR | A98USMV090C16 | 34200 | 34600 | 18 | 10.4 | 8.5 | 2.12 | 66 | 54 | 214729319
AIREASE | 4SHP18LX136P | 7EC48CX-0*+TDR | A96US2V110C20 | 34200 | 34600 | 17.5 | 10.4 | 8.1 | 2.12 | 66 | 54 | 214729298
AIREASE | 4SHP18LX136P | 7EC48CX-0*+TDR | A93UH1E090C16 | 34000 | 34400 | 16 | 10.4 | 8.1 | 2.12 | 66 | 54 | 214729281
AIREASE | 4SHP18LX136P | EAC4X30B+TDR | A96UH2E045B12 | 23800 | 24000 | 17.5 | 12.3 | 8.1 | 1.96 | 66 | 63 | 210822056
AIREASE | 4SHP18LX136P | EAC4X30B+TDR | A93UH1E045B12 | 23800 | 24000 | 18.5 | 12.3 | 8.1 | 1.96 | 66 | 63 | 210822049
AIREASE | 4SHP18LX136P | EA(C;U)1P30A+TDR+TXV | A80UH2E070A12 | 23800 | 24000 | 18.5 | 12.3 | 8.1 | 1.97 | 66 | 63 | 210821969
AIREASE | 4SHP18LX136P | EA(C;U)1P30A+TDR+TXV | A80UH1E060A12X | 23800 | 24000 | 18.5 | 12.3 | 8.1 | 1.96 | 66 | 63 | 210821963
AIREASE | 4SHP18LX136P | E*1P23A+TDR+TXV | A80UH2E070A12 | 23400 | 24000 | 19 | 12.3 | 8.1 | 1.91 | 64 | 60 | 210821893
AIREASE | 4SHP18LX136P | BCE5V30M*4X |  | 23600 | 24000 | 18.5 | 12.3 | 8.5 | 1.98 | 66 | 63 | 210821877
AIREASE | 4SHP18LX136P | BCE5V18M*4X |  | 23400 | 24000 | 18 | 12.3 | 8.5 | 2.04 | 66 | 63 | 210821875
AIREASE | 4SHP18LX136P | ED1P30/36B+TDR+TXV | A97DSMV070B12 | 34800 | 34600 | 19 | 11.5 | 8.1 | 2 | 65 | 53 | 210821848
AIREASE | 4SHP18LX136P | EAH1P48B+TDR+TXV | EFV12BCA | 33400 | 33200 | 17.1 | 11 | 8.1 | 2.14 | 66 | 55 | 210821828
AIREASE | 4SHP18LX136P | EAH1P48B+TDR+TXV | A97US2V060B12X | 34200 | 34000 | 19 | 10.9 | 8.1 | 2.08 | 66 | 55 | 210821825
AIREASE | 4SHP18LX136P | EAC4X48C+TDR | A97USMV090C12 | 34200 | 34600 | 18 | 10.4 | 8.5 | 2.1 | 66 | 54 | 210821747
AIREASE | 4SHP18LX136P | EAC4X48C+TDR | A96US2V090C12 | 34200 | 34600 | 18 | 10.4 | 8.5 | 2.12 | 66 | 54 | 210821742
AIREASE | 4SHP18LX136P | EAC4X48B+TDR | A96UH1E045B12 | 32800 | 34000 | 17.1 | 10.4 | 8.1 | 2.08 | 66 | 54 | 210821712
AIREASE | 4SHP18LX136P | EAC4X48B+TDR | A93UH1E030B12 | 33200 | 34400 | 16.5 | 10 | 8.1 | 2.08 | 66 | 54 | 210821703
AIREASE | 4SHP18LX136P | EAC4X36B+TDR | A96UH1E070B12 | 33400 | 34200 | 16.5 | 10.9 | 8.1 | 2.06 | 65 | 54 | 210821668
AIREASE | 4SHP18LX136P | EAC4X36B+TDR | A93UH1E070B12 | 33800 | 34400 | 16.5 | 10.9 | 8.1 | 2.06 | 66 | 54 | 210821660
AIREASE | 4SHP18LX136P | EAC4X36B+TDR | A93UH1E045B12 | 34000 | 34600 | 16 | 10.4 | 8.1 | 2.04 | 66 | 54 | 210821659
AIREASE | 4SHP18LX136P | EAC4X36A+TDR | A80UH1E045A12 | 33600 | 34200 | 17.1 | 10.9 | 8.5 | 2.06 | 65 | 54 | 210821632
AIREASE | 4SHP18LX136P | EA(C;U)1P48C+TDR+TXV | A97USMV090C16 | 34200 | 34600 | 18 | 10.4 | 8.5 | 2.12 | 66 | 54 | 210821629
AIREASE | 4SHP18LX136P | EA(C;U)1P48C+TDR+TXV | A96UH2E090C16 | 34200 | 34600 | 15.5 | 10.4 | 8.1 | 2.12 | 66 | 54 | 210821618
AIREASE | 4SHP18LX136P | EA(C;U)1P48B+TDR+TXV | A96UH1E070B12 | 33200 | 34200 | 16.5 | 10.4 | 8.1 | 2.1 | 65 | 54 | 210821593
AIREASE | 4SHP18LX136P | EA(C;U)1P48B+TDR+TXV | A93UH1E030B12 | 33200 | 34400 | 16.5 | 10 | 8.1 | 2.08 | 66 | 54 | 210821584
AIREASE | 4SHP18LX136P | EA(C;U)1P36B+TDR+TXV | A93UH1E045B12 | 34000 | 34600 | 16 | 10.4 | 8.1 | 2.04 | 66 | 54 | 210821554
AIREASE | 4SHP18LX136P | EA(C;U)1P36B+TDR+TXV | A80UH2E090B16 | 34200 | 34400 | 15.5 | 11 | 8.1 | 2.08 | 66 | 54 | 210821547
AIREASE | 4SHP18LX136P | EA(C;U)1P36A+TDR+TXV | A80US2V070A12L | 34400 | 34600 | 17.5 | 10.4 | 8.5 | 2.04 | 67 | 55 | 210821539
AIREASE | 4SHP18LX136P | E*1P36C+TDR+TXV | A97USMV090C16 | 35000 | 34600 | 18 | 11 | 8.5 | 2.22 | 68 | 57 | 210821527
AIREASE | 4SHP18LX136P | E*1P36C+TDR+TXV | A97USMV090C12 | 35000 | 34600 | 18 | 11 | 8.5 | 2.2 | 68 | 57 | 210821525
AIREASE | 4SHP18LX136P | E*1P36C+TDR+TXV | A96UH2E090C16 | 34800 | 34600 | 16.5 | 11 | 8.5 | 2.22 | 68 | 56 | 210821516
AIREASE | 4SHP18LX136P | E*1P36B+TDR+TXV | A96UH1E070B12 | 33800 | 34600 | 17.5 | 10.9 | 8.5 | 2.2 | 67 | 55 | 210821495
AIREASE | 4SHP18LX136P | E*1P36B+TDR+TXV | A93UH1E070B12 | 34200 | 34600 | 17.1 | 10.9 | 8.5 | 2.2 | 68 | 56 | 210821490
AIREASE | 4SHP18LX136P | E*1P36B+TDR+TXV | A80UH2E090B16 | 34800 | 34600 | 16.5 | 11 | 8.5 | 2.22 | 68 | 56 | 210821482
AIREASE | 4SHP18LX136P | BCE5E42M*4X |  | 34000 | 35000 | 18 | 11.5 | 8.5 | 2.16 | 63 | 52 | 210821455
AIREASE | 4SHP18LX136P | E*1P23B+TDR+TXV | A80US2V090B16L | 23000 | 24000 | 18.5 | 12.3 | 8.1 | 1.9 | 63 | 60 | 211644210
AIREASE | 4SHP18LX160P | EA(C;U)1P60C+TDR+TXV | A80UH2E110C20 | 57500 | 58500 | 16 | 10 | 8.1 | 1.94 | 65 | 57 | 210821341
ALLIED | 4HP18V36P | EAC4X36A | 80G1UH060AE12X | 33400 | 34200 | 16 | 10.9 | 8.1 | 2.04 | 65 | 54 | 206906039
ALLIED | 4HP18V36P | EAC4X30A | 80G2UH070AE12 | 23800 | 24000 | 18.5 | 12.3 | 8.1 | 1.97 | 66 | 63 | 206906020
ALLIED | 4HP18V36P | EA(C,U)1P48C+H4TXV02 | EFV16CCA | 33600 | 34400 | 16.5 | 10.4 | 8.1 | 2.14 | 63 | 54 | 206905994
ALLIED | 4HP18V36P | EA(C,U)1P48C+H4TXV02 | 96G2UH090CV12 | 33800 | 34400 | 17.5 | 10.4 | 8.5 | 2.12 | 63 | 54 | 206905993
ALLIED | 4HP18V36P | EA(C,U)1P48C+H4TXV02 | 92G1UH110CE16 | 34000 | 34400 | 16.5 | 10.9 | 8.1 | 2.14 | 62 | 54 | 206905989
ALLIED | 4HP18V36P | EA(C,U)1P48B+H4TXV02 | 80G1UH090BE16 | 34000 | 34400 | 16 | 10.9 | 8.1 | 2.12 | 63 | 54 | 206905971
ALLIED | 4HP18V36P | EA(C,U)1P36B+H4TXV02 | EFV12BCA | 32800 | 33600 | 15.5 | 10.9 | 8.1 | 2.06 | 65 | 54 | 206905968
ALLIED | 4HP18V36P | EAH1P30B+H4TXV01 | 96G2UH045BE12 | 24000 | 24000 | 18 | 12.3 | 8.5 | 2.02 | 66 | 63 | 209329637
ALLIED | 4HP18V36P | E*1P23B+H4TXV01 | 96G2UH030BE08 | 23000 | 24000 | 18.5 | 12.3 | 8.1 | 1.89 | 63 | 60 | 209329602
CENTURY | HRG1836S1P | EAC4X48B | GUH80C070B3M | 33800 | 34400 | 16.5 | 10.4 | 8.1 | 2.12 | 63 | 54 | 207071135
CENTURY | HRG1836S1P | 7EC48CX-0*+TDR | GUH97T090C3M | 33800 | 34600 | 17.5 | 10.4 | 8.5 | 2.12 | 62 | 53 | 214831066
CENTURY | HRG1836S1P | 7EH30BX-0*+TDR | GUH97T045B3M | 23600 | 24000 | 19 | 12.3 | 8.5 | 2.03 | 65 | 63 | 214831043
CENTURY | HRG1836S1P | EA(C,U)1P30B+TDR+TXV | GUH97T045B3M | 23400 | 24000 | 19 | 12.3 | 8.1 | 1.93 | 65 | 62 | 214831031
CENTURY | HRG1836S1P | EA(C,U)1P36B+H4TXV02 | GUH96T045B3M | 33800 | 34800 | 15.5 | 10.4 | 8.1 | 2.02 | 66 | 54 | 207071083
CENTURY | HRG1836S1P | HMG42X1P |  | 34000 | 35000 | 18 | 11.5 | 8.5 | 2.16 | 63 | 52 | 207071031
COMFORT-AIRE | HRG1860S1P | HMG60E1P |  | 57000 | 58000 | 16 | 10.4 | 8.1 | 1.96 | 66 | 53 | 210464001
COMFORT-AIRE | HRG1860S1P | EAC4X60C | GUH80C110C5M | 57500 | 57500 | 16.5 | 10 | 8.1 | 1.92 | 66 | 57 | 207071505
COMFORT-AIRE | HRG1860S1P | EAC4X60C | GUH80C090C5M | 58000 | 57500 | 16.5 | 10.4 | 8.1 | 1.94 | 66 | 58 | 207071503
COMFORT-AIRE | HRG1836S1P | EAH1P30B+H4TXV01 | GUH96T045B3M | 23600 | 24000 | 19 | 12.3 | 8.5 | 2.03 | 65 | 63 | 207071364
COMFORT-AIRE | HRG1836S1P | ED1P30/36B+H4TXV02 | GDD96C070B3M | 34400 | 36000 | 18 | 11.5 | 8.1 | 2.02 | 62 | 51 | 207071244
COMFORT-AIRE | HRG1836S1P | EAH1P48B+H4TXV02 | GUH96T070B3M | 34000 | 33600 | 18.5 | 11 | 8.1 | 2.1 | 67 | 55 | 207071194
COMFORT-AIRE | HRG1836S1P | EAH1P48B+H4TXV02 | GUH92C070B3M | 33800 | 33400 | 18 | 11 | 8.5 | 2.1 | 66 | 55 | 207071186
COMFORT-AIRE | HRG1836S1P | EAH1P48B+H4TXV02 | GUH80C090B4M | 34200 | 33400 | 17.5 | 11.5 | 8.5 | 2.14 | 66 | 55 | 207071182
COMFORT-AIRE | HRG1836S1P | EAC4X36B | GUH96C070B3M | 33400 | 34200 | 16.5 | 10.9 | 8.1 | 2.06 | 65 | 54 | 207071130
COMFORT-AIRE | HRG1836S1P | EAC4X36B | GUH80C070B3M | 34000 | 34400 | 17.1 | 11 | 8.1 | 2.08 | 66 | 54 | 207071120
COMFORT-AIRE | HRG1836S1P | EAC4X36A | GUH80C070A3M | 33600 | 34200 | 17.1 | 10.9 | 8.1 | 2.06 | 66 | 54 | 207071118
COMFORT-AIRE | HRG1836S1P | EAC4X48C+TDR | GUH97M090C5M | 34200 | 34600 | 17.5 | 10.4 | 8.5 | 2.12 | 63 | 54 | 212604354
COMFORT-AIRE | HRG1836S1P | EAC4X48B+TDR | GUH97M070B3M | 33800 | 34600 | 17.5 | 10.4 | 8.1 | 2.08 | 63 | 54 | 212604351
COMFORT-AIRE | HRG1836S1P | EAC4X36B+TDR | GUH97M070B3M | 34200 | 34600 | 16.5 | 10.9 | 8.1 | 2.04 | 66 | 54 | 212604350
COMFORT-AIRE | HRG1836S1P | E*1P36C+TDR+TXV | GUH97M090C3M | 34800 | 34600 | 18 | 11 | 8.5 | 2.22 | 68 | 56 | 212604336
COMFORT-AIRE | HRG1836S1P | EAH1P48C+TDR+TXV | GUH97M090C5M | 34600 | 34400 | 19 | 11 | 8.5 | 2.08 | 65 | 54 | 213143877
COMFORT-AIRE | HRG1836S1P | EA(C,U)1P48C+H4TXV02 | GUH95C090C4M | 33800 | 34400 | 16 | 10.4 | 8.1 | 2.1 | 63 | 54 | 207071110
GE | NS18H36MA4-** | NAM24V2TA4 |  | 23000 | 24000 | 19 | 12.3 | 8.5 | 1.94 | 63 | 60 | 213255776
DUCANE | 4HP18V36P | EA(C,U)1P48B+H4TXV02 | 80G2UH090BE12 | 34200 | 34600 | 17.1 | 10.4 | 8.1 | 2.12 | 63 | 54 | 206902882
DUCANE | 4HP18V36P | E*1P36C+H4TXV02 | 80G2UH110CE16 | 35200 | 35400 | 16.5 | 11.5 | 8.5 | 2.26 | 66 | 55 | 206902847
DUCANE | 4HP18V36P | E*1P36B+H4TXV02 | 92G1UH030BE12 | 34000 | 35200 | 17.1 | 10.9 | 8.5 | 2.18 | 66 | 55 | 206902838
DUCANE | 4HP18V36P | E*1P36A+H4TXV02 | 80G1UH070AE12 | 34000 | 35000 | 18 | 11 | 8.5 | 2.2 | 66 | 55 | 206902828
DUCANE | 4HP18V36P | BCE5C36M*4X |  | 34000 | 35400 | 15.5 | 11 | 8.5 | 2.1 | 63 | 53 | 206902820
DUCANE | 4HP18V60P | 7ED60DX-0*+TDR | 97G2DF090CV20 | 55000 | 58000 | 15.5 | 10 | 8.1 | 1.82 | 75 | 66 | 214730555
DUCANE | 4HP18V60P | 7ED60DX-0*+TDR | EFV20DCA | 55500 | 58000 | 15.5 | 10 | 8.1 | 1.82 | 75 | 65 | 214730535
DUCANE | 4HP18V60P | 7ED60DX-0*+TDR | 96G2DF090CV20 | 55500 | 58000 | 15.5 | 10 | 8.1 | 1.82 | 75 | 66 | 214730532
DUCANE | 4HP18V60P | 7EC60CX-0*+TDR | 80G2UH110CV20 | 57000 | 58500 | 16 | 10 | 8.1 | 1.94 | 65 | 57 | 214730902
DUCANE | 4HP18V60P | 7EC60CX-0*+TDR | 80G1UH110CE20 | 57500 | 57500 | 16.5 | 10 | 8.1 | 1.92 | 66 | 57 | 214730895
DUCANE | 4HP18V36P | 7EH48BX-0*+TDR | 97G2UH045BE12 | 33600 | 33400 | 18 | 11 | 8.5 | 1.99 | 66 | 51 | 214730827
DUCANE | 4HP18V36P | 7EH48BX-0*+TDR | 96G2UH045BV12 | 33800 | 33800 | 18 | 10.9 | 8.1 | 2.08 | 66 | 55 | 214730824
DUCANE | 4HP18V36P | 7EH48BX-0*+TDR | 92G1UH070BE12 | 33800 | 33400 | 18 | 11 | 8.5 | 2.1 | 66 | 55 | 214730821
DUCANE | 4HP18V36P | 7EH30BX-0*+TDR | 97G2UH045BV12 | 23600 | 24000 | 19 | 12.3 | 8.5 | 2.03 | 65 | 63 | 214730807
DUCANE | 4HP18V36P | 7EH30BX-0*+TDR | 96G2UH070BV12 | 23800 | 24000 | 19 | 12.3 | 8.5 | 2.04 | 65 | 62 | 214730804
DUCANE | 4HP18V36P | 7EH30BX-0*+TDR | 96G2UH045BE12 | 24000 | 24000 | 18 | 12.3 | 8.5 | 2.02 | 66 | 63 | 214730801
DUCANE | 4HP18V36P | 7EH30AX-0*+TDR | 80G1UH040AE12X | 23800 | 24000 | 19 | 12.3 | 8.5 | 2.04 | 65 | 63 | 214730784
DUCANE | 4HP18V36P | 7EC48BX-0*+TDR | 96G1UH070BE12 | 33200 | 34200 | 16.5 | 10.4 | 8.1 | 2.1 | 63 | 54 | 214730764
DUCANE | 4HP18V36P | 7EC48BX-0*+TDR | 92G1UH045BE12 | 33600 | 34600 | 16.5 | 10.4 | 8.1 | 2.08 | 63 | 54 | 214730761
DUCANE | 4HP18V60P | 7ED50/60CX-0*+TDR | 80G1DF110CE20 | 47500 | 48000 | 17.1 | 12.3 | 8.5 | 2.22 | 72 | 57 | 214730495
DUCANE | 4HP18V60P | EA(C,U)1P60C+H4TXV03 | 97G2UH110CV20 | 57000 | 58000 | 16 | 10 | 8.1 | 1.9 | 64 | 57 | 214567141
DUCANE | 4HP18V60P | EAC4X60C | 97G2UH090CV20 | 57000 | 58500 | 16 | 10 | 8.1 | 1.9 | 64 | 57 | 214567138
AC PRO | 4HP18V36P | E*1P23A+H4TXV01 | 80G2UH045AE12 | 22800 | 24000 | 18 | 12.3 | 8.1 | 1.9 | 62 | 59 | 206905470
AC PRO | 4HP18V36P | BCE5C36M*4X |  | 34000 | 35400 | 15.5 | 11 | 8.5 | 2.1 | 63 | 53 | 206905453
AC PRO | 4HP18V36P | BCE5C24M*1P+H4TXV01 |  | 23000 | 24000 | 16.5 | 12.3 | 8.1 | 1.84 | 67 | 64 | 206905450
AC PRO | 4HP18V60P | EAD4X-60D+TDR | 96G2DF090CV20 | 55500 | 58000 | 15.5 | 10 | 8.1 | 1.82 | 75 | 66 | 213352662
AC PRO | 4HP18V60P | 7ED50/60CX-0*+TDR | EFV16CCA | 46000 | 48000 | 16.5 | 11.5 | 8.5 | 2.08 | 75 | 60 | 214730512
AC PRO | 4HP18V60P | 7ED50/60CX-0*+TDR | 96G2DF090CV20 | 46000 | 48000 | 16.5 | 11 | 8.5 | 2.08 | 75 | 60 | 214730509
AC PRO | 4HP18V36P | 7EC48CX-0*+TDR | 97G2UH045BE12 | 33400 | 34400 | 17.1 | 10.4 | 8.1 | 2 | 66 | 50 | 214729022
AC PRO | 4HP18V36P | 7ED48CX-0*+TDR | 96G2DF110CV20 | 34200 | 36000 | 19 | 11 | 8.5 | 2.14 | 69 | 56 | 214730349
AC PRO | 4HP18V36P | 7ED48CX-0*+TDR | 95G1DF090CE16 | 34200 | 36000 | 18.5 | 11.5 | 8.5 | 2.16 | 68 | 55 | 214730346
AC PRO | 4HP18V36P | 7ED24BX-0*+TDR | 97G2DF070BE16 | 23800 | 24000 | 18 | 12.3 | 8.5 | 2.16 | 71 | 70 | 214730326
AC PRO | 4HP18V60P | EAC4X60D | EFV20DCA | 58000 | 57500 | 15.5 | 10 | 8.1 | 1.96 | 70 | 60 | 206906748
AC PRO | 4HP18V60P | EAC4X60C | 96G1UH110CE20 | 57500 | 57500 | 16 | 10.4 | 8.1 | 1.92 | 66 | 57 | 206906742
AC PRO | 4HP18V60P | EAC4X60C | 80G2UH110CV20 | 57000 | 58500 | 16 | 10 | 8.1 | 1.94 | 65 | 57 | 206906738
AC PRO | 4HP18V60P | EAC4X60C | 80G2UH110CE20L | 57500 | 58500 | 16 | 10 | 8.1 | 1.94 | 65 | 57 | 206906737
AC PRO | 4HP18V60P | EA(C,U)1P60C+H4TXV03 | 80G1UH110CE20 | 57500 | 57500 | 16.5 | 10 | 8.1 | 1.92 | 66 | 57 | 206906673
ARMSTRONG AIR | 4SHP18LX160P | EAD4X-60D+TDR | A97DSMV110C20 | 55500 | 58000 | 16.5 | 10 | 8.1 | 1.82 | 75 | 65 | 213352641
ARMSTRONG AIR | 4SHP18LX160P | EAD4X-60D+TDR | A96DF1E110C20 | 55500 | 58000 | 16 | 10 | 8.1 | 1.84 | 75 | 65 | 213352636
ARMSTRONG AIR | 4SHP18LX160P | 7EC60CX-0*+TDR | A98USMV110C20 | 57000 | 58000 | 17.1 | 10 | 8.1 | 1.94 | 66 | 57 | 214730200
ARMSTRONG AIR | 4SHP18LX160P | 7EC60CX-0*+TDR | A80US2V100C20X | 57500 | 57500 | 17.1 | 10.4 | 8.1 | 1.96 | 65 | 57 | 214730183
ARMSTRONG AIR | 4SHP18LX160P | 7EC60CX-0*+TDR | A80US2V080C20X | 57500 | 57500 | 17.1 | 10.4 | 8.1 | 1.96 | 65 | 57 | 214730181
ARMSTRONG AIR | 4SHP18LX136P | 7EH48CX-0*+TDR | A97US2V110C16 | 34600 | 33800 | 19 | 11 | 8.5 | 2.08 | 66 | 54 | 214730121
ARMSTRONG AIR | 4SHP18LX136P | 7EH48CX-0*+TDR | A97US2V090C20 | 34600 | 33800 | 19 | 11 | 8.5 | 2.08 | 66 | 55 | 214730120
ARMSTRONG AIR | 4SHP18LX136P | 7EH48CX-0*+TDR | A97US2V080C20X + TSTAT | 34600 | 34200 | 19 | 11 | 8.5 | 2.08 | 65 | 54 | 214730117
ARMSTRONG AIR | 4SHP18LX136P | 7EH48CX-0*+TDR | A80US2V090C20 | 34600 | 34400 | 18.5 | 11 | 8.5 | 2.08 | 65 | 53 | 214730099
ARMSTRONG AIR | 4SHP18LX136P | 7EH48BX-0*+TDR | EFV12BCA | 33400 | 33200 | 17.1 | 11 | 8.1 | 2.14 | 66 | 55 | 214730097
ARMSTRONG AIR | 4SHP18LX136P | 7EH48BX-0*+TDR | A80US2V090B16L | 34400 | 33800 | 18.5 | 11 | 8.1 | 2.12 | 66 | 55 | 214730076
ARMSTRONG AIR | 4SHP18LX136P | 7EH48BX-0*+TDR | A80US2V090B12* | 34400 | 33800 | 19 | 11 | 8.1 | 2.12 | 66 | 55 | 214730074
ARMSTRONG AIR | 4SHP18LX136P | 7EH30BX-0*+TDR | A97US2V040B12X | 23600 | 24000 | 19 | 12.3 | 8.5 | 2.02 | 65 | 62 | 214730018
ARMSTRONG AIR | 4SHP18LX136P | 7EH30BX-0*+TDR | A96US2V070B12 | 23600 | 24000 | 19 | 12.3 | 8.5 | 2.04 | 65 | 62 | 214730014
DUCANE | 4HP18V60P | EA(C,U)1P60C+H4TXV03 | 97G2UH090CV20 | 57000 | 58500 | 16 | 10 | 8.1 | 1.9 | 64 | 57 | 214567137
DUCANE | 4HP18V36P | 7EC48CX-0*+TDR | 97G2UH070BE12 | 33600 | 34400 | 17.5 | 10.4 | 8.1 | 2.01 | 66 | 50 | 214730780
DUCANE | 4HP18V36P | 7ED24BX-0*+TDR | 97G2DF070BE16 | 23800 | 24000 | 18 | 12.3 | 8.5 | 2.16 | 71 | 70 | 214730322
DUCANE | 4HP18V36P | 7ED24BX-0*+TDR | EFV12BCA | 23400 | 24000 | 19 | 12.3 | 8.5 | 2.18 | 70 | 68 | 214730299
DUCANE | 4HP18V60P | ED1P60D+H4TXV03 | 80G1DF110CE20 | 58000 | 56500 | 16 | 10.4 | 8.1 | 1.88 | 67 | 59 | 206903717
DUCANE | 4HP18V60P | EAC4X60C | 80G2UH110CE20L | 57500 | 58500 | 16 | 10 | 8.1 | 1.94 | 65 | 57 | 206903690
DUCANE | 4HP18V60P | EA(C,U)1P60C+H4TXV03 | 80G2UH110CE20 | 57500 | 58500 | 16 | 10 | 8.1 | 1.94 | 65 | 57 | 206903661
AIREASE | 4SHP18LX136P | E*1P23B+TDR+TXV | A96UH1E045B12 | 23400 | 24000 | 18 | 12.3 | 8.1 | 1.9 | 64 | 61 | 211644212
AIREASE | 4SHP18LX136P | EAH1P48B+TDR+TXV | A98USMV070B12 | 34400 | 34000 | 19 | 11 | 8.1 | 2.08 | 66 | 55 | 212539195
AIREASE | 4SHP18LX136P | EAC4X48C+TDR | A98USMV090C20 | 34200 | 34600 | 17.5 | 10.4 | 8.5 | 2.1 | 66 | 54 | 212539191
AIREASE | 4SHP18LX136P | EAH1P30B+TDR+TXV | A97US2V045B12 | 23600 | 24000 | 19 | 12.3 | 8.5 | 2.03 | 65 | 63 | 212539405
AIREASE | 4SHP18LX160P | 7EC60CX-0*+TDR | A96US2V110C20 | 57000 | 58000 | 17.1 | 10 | 8.1 | 1.94 | 66 | 57 | 214729495
AIREASE | 4SHP18LX160P | 7EC60CX-0*+TDR | A93UH1E110C20 | 57500 | 58000 | 16 | 10.4 | 8.1 | 1.94 | 65 | 57 | 214729492
AIREASE | 4SHP18LX160P | 7EC60CX-0*+TDR | A80US2V100C20X | 57500 | 57500 | 17.1 | 10.4 | 8.1 | 1.96 | 65 | 57 | 214729489
AIREASE | 4SHP18LX136P | 7ED48CX-0*+TDR | A97DSMV090C20 | 34400 | 36000 | 19 | 11 | 8.5 | 2.12 | 69 | 56 | 214731042
AIREASE | 4SHP18LX160P | 7ED50/60CX-0*+TDR | EFV16CCA | 46000 | 48000 | 16.5 | 11.5 | 8.5 | 2.08 | 75 | 60 | 214731068
AIREASE | 4SHP18LX160P | 7ED50/60CX-0*+TDR | A97DSMV090C20 | 46000 | 48000 | 17.1 | 11 | 8.5 | 2.06 | 75 | 60 | 214731066
AIREASE | 4SHP18LX136P | 7ED48CX-0*+TDR | A97DS2V110C20 | 34400 | 36000 | 19 | 11 | 8.5 | 2.14 | 69 | 56 | 214731048
AIREASE | 4SHP18LX160P | 7ED60DX-0*+TDR | A96DS2V090C20 | 55500 | 58000 | 16.5 | 10 | 8.1 | 1.82 | 75 | 65 | 214731088
AIREASE | 4SHP18LX160P | 7ED60DX-0*+TDR | A80DS2V110C20 | 55500 | 58000 | 17.1 | 10 | 8.1 | 1.84 | 74 | 64 | 214731085
AIREASE | 4SHP18LX136P | 7EC48BX-0*+TDR | A93UH1E030B12 | 33200 | 34400 | 16.5 | 10 | 8.1 | 2.08 | 66 | 54 | 214784631
AIREASE | 4SHP18LX136P | 7EC48BX-0*+TDR | A95UH1E070B12 | 32800 | 34000 | 17.1 | 10.4 | 8.1 | 2.02 | 65 | 56 | 214784637
AIREASE | 4SHP18LX136P | 7EC48BX-0*+TDR | A96US2V070B12 | 34000 | 34600 | 18 | 10.4 | 8.5 | 2.08 | 66 | 55 | 214784651
AIREASE | 4SHP18LX136P | 7EC48BX-0*+TDR | A97US2V040B12X | 34000 | 34600 | 18 | 10.4 | 8.1 | 2.08 | 66 | 55 | 214784657
AIREASE | 4SHP18LX136P | EAH1P30B+TDR+TXV | A96UH2E070B12 | 24000 | 24000 | 18 | 12.3 | 8.5 | 2.02 | 66 | 63 | 210822096
AIREASE | 4SHP18LX136P | EAH1P30B+TDR+TXV | A96UH1E070B12 | 24000 | 24000 | 18 | 12.3 | 8.5 | 2.03 | 66 | 64 | 210822093
AIREASE | 4SHP18LX136P | EAH1P30B+TDR+TXV | A96UH1E030B12 | 23400 | 24000 | 17.5 | 12.3 | 8.5 | 1.99 | 66 | 63 | 210822092
AIREASE | 4SHP18LX136P | EAC4X30B+TDR | EFV12BCA | 23400 | 24000 | 17.5 | 12.3 | 8.1 | 2 | 65 | 62 | 210822068
AIREASE | 4SHP18LX136P | EAC4X30B+TDR | A96US2V045B12 | 23400 | 24000 | 18.5 | 12.3 | 8.1 | 1.95 | 65 | 62 | 210822061
AIREASE | 4SHP18LX136P | EAC4X30B+TDR | A96UH2E070B12 | 23800 | 24000 | 17.1 | 12.3 | 8.1 | 1.96 | 66 | 63 | 210822058
AIREASE | 4SHP18LX136P | EA(C;U)1P30B+TDR+TXV | A97US2V060B12X | 23400 | 24000 | 18.5 | 12.3 | 8.1 | 1.96 | 65 | 62 | 210821993
AIREASE | 4SHP18LX136P | EA(C;U)1P30B+TDR+TXV | A96UH2E070B12 | 23800 | 24000 | 17.1 | 12.3 | 8.1 | 1.96 | 66 | 63 | 210821986
AIREASE | 4SHP18LX136P | EA(C;U)1P30B+TDR+TXV | A80UH2E090B12 | 24000 | 24000 | 18.5 | 12.3 | 8.1 | 1.97 | 66 | 63 | 210821974
AIREASE | 4SHP18LX136P | EA(C;U)1P30A+TDR+TXV | A80UH1E070A12 | 23600 | 24000 | 17.5 | 12.3 | 8.1 | 1.96 | 65 | 62 | 210821966
AIREASE | 4SHP18LX136P | EA(C;U)1P30A+TDR+TXV | A80UH1E040A12X | 23800 | 24000 | 18.5 | 12.3 | 8.1 | 1.96 | 66 | 63 | 210821958
AIREASE | 4SHP18LX136P | E*1P23B+TDR+TXV | A96UH2E070B12 | 23400 | 24000 | 17.5 | 12.3 | 8.1 | 1.91 | 64 | 61 | 210821908
AIREASE | 4SHP18LX136P | E*1P23B+TDR+TXV | A93UH1E070B12 | 23400 | 24000 | 19 | 12.3 | 8.1 | 1.92 | 64 | 60 | 210821905
AIREASE | 4SHP18LX136P | E*1P23A+TDR+TXV | A80UH1E040A12X | 23200 | 24000 | 19 | 12.3 | 8.1 | 1.91 | 64 | 60 | 210821886
AIREASE | 4SHP18LX136P | BCE5V24M*4X |  | 23400 | 24000 | 18.5 | 12.3 | 8.5 | 1.88 | 67 | 64 | 210821876
AIREASE | 4SHP18LX136P | ED1P30/36B+TDR+TXV | A96DF1E045B12 | 34000 | 34600 | 18 | 11.7 | 8.1 | 2.04 | 64 | 52 | 210821842
AIREASE | 4SHP18LX136P | EAH1P36B+TDR+TXV | A96UH2E070B12 | 31800 | 33800 | 18.5 | 10.9 | 8.5 | 2.1 | 66 | 55 | 210821786
ALLIED | 4HP18V36P | 7EC48BX-0*+TDR | 97G2UH045BE12 | 33400 | 34400 | 17.1 | 10.4 | 8.1 | 2 | 66 | 50 | 214784598
ALLIED | 4HP18V36P | EAH1P36B+H4TXV02 | 92G1UH070BE12 | 32200 | 33800 | 17.5 | 11 | 8.5 | 2.12 | 66 | 55 | 206906118
ALLIED | 4HP18V36P | EAH1P36B+H4TXV02 | 80G2UH090BE16 | 32600 | 33800 | 17.1 | 11 | 8.5 | 2.14 | 66 | 55 | 206906113
ALLIED | 4HP18V36P | EAH1P36B+H4TXV02 | 80G1UH080BE16X | 32400 | 34000 | 16 | 10.9 | 8.5 | 2.12 | 65 | 55 | 206906110
ALLIED | 4HP18V36P | ED1P30/36C+H4TXV02 | 92G1DF090CE16 | 34600 | 36000 | 17.1 | 12 | 8.1 | 2.04 | 62 | 50 | 206906215
ALLIED | 4HP18V36P | EAH1P48B+H4TXV02 | 92G1UH030BE12 | 33400 | 33400 | 17.5 | 11 | 8.5 | 2.08 | 66 | 55 | 206906132
ALLIED | 4HP18V36P | EAH1P30B+H4TXV01 | 96G1UH070BE12 | 24000 | 24000 | 18 | 12.3 | 8.5 | 2.03 | 66 | 64 | 206906104
ALLIED | 4HP18V36P | EAH1P30B+H4TXV01 | 92G1UH045BE12 | 24000 | 24000 | 19 | 12.3 | 8.5 | 2.03 | 66 | 63 | 206906097
ALLIED | 4HP18V36P | EAH1P30B+H4TXV01 | 80G1UH070BE12 | 23800 | 24000 | 18 | 12.3 | 8.5 | 2.04 | 65 | 62 | 206906094
ALLIED | 4HP18V36P | EAH1P30A+H4TXV01 | 80G1UH040AE12X | 23800 | 24000 | 19 | 12.3 | 8.5 | 2.04 | 65 | 63 | 206906087
ALLIED | 4HP18V36P | EAC4X48C | 80G2UH110CE16 | 34200 | 34400 | 16 | 10.9 | 8.1 | 2.14 | 63 | 54 | 206906078
ALLIED | 4HP18V36P | EAC4X48B | 80G2UH090BE12 | 34200 | 34600 | 17.1 | 10.4 | 8.1 | 2.12 | 63 | 54 | 206906064
ALLIED | 4HP18V36P | EAC4X30B | 95G1UH045BE12 | 23800 | 24000 | 18 | 12.3 | 8.1 | 1.97 | 66 | 63 | 206906029
ALLIED | 4HP18V36P | EAC4X30B | 92G1UH070BE12 | 24000 | 24000 | 18.5 | 12.3 | 8.1 | 1.97 | 66 | 63 | 206906027
ALLIED | 4HP18V36P | EA(C,U)1P48B+H4TXV02 | 96G2UH070BV12 | 33800 | 34600 | 17.5 | 10.4 | 8.1 | 2.1 | 63 | 54 | 206905984
ALLIED | 4HP18V36P | EA(C,U)1P48B+H4TXV02 | 96G1UH045BE12 | 32800 | 34000 | 17.1 | 10.4 | 8.1 | 2.08 | 63 | 54 | 206905981
ALLIED | 4HP18V36P | EA(C,U)1P48B+H4TXV02 | 92G1UH030BE12 | 33200 | 34400 | 16.5 | 10 | 8.1 | 2.08 | 63 | 54 | 206905976
ALLIED | 4HP18V36P | EA(C,U)1P36B+H4TXV02 | 80G2UH090BE16 | 34200 | 34400 | 15.5 | 11 | 8.1 | 2.08 | 66 | 54 | 206905956
ALLIED | 4HP18V36P | ED1P24B+H4TXV01 | 96G2DF070BE16 | 22800 | 24000 | 17.1 | 12.3 | 8.1 | 1.82 | 65 | 62 | 209329651
ALLIED | 4HP18V36P | EA(C,U)1P30B+H4TXV01 | 96G2UH070BE12 | 23800 | 24000 | 17.1 | 12.3 | 8.1 | 1.96 | 66 | 63 | 209329621
ALLIED | 4HP18V36P | EA(C,U)1P30B+H4TXV01 | 96G2UH045BE12 | 23800 | 24000 | 17.5 | 12.3 | 8.1 | 1.96 | 66 | 63 | 209329619
ALLIED | 4HP18V36P | E*1P23B+H4TXV01 | 96G2UH070BE12 | 23400 | 24000 | 17.5 | 12.3 | 8.1 | 1.91 | 64 | 61 | 209329607
ALLIED | 4HP18V36P | EAC4X36B | 96G2UH045BE12 | 33800 | 34400 | 16.5 | 10.9 | 8.1 | 2.04 | 66 | 54 | 209332182
CENTURY | HRG1860S1P | EAD4X-50/60C+TDR | GDD96C110C5M | 46000 | 48000 | 16 | 11.5 | 8.5 | 2.1 | 75 | 60 | 213379664
CENTURY | HRG1860S1P | EAD4X-50/60C+TDR | GDD80C110C5M | 47500 | 48000 | 17.1 | 12.3 | 8.5 | 2.22 | 72 | 57 | 213379663
CENTURY | HRG1836S1P | EAD4X-24B+TDR | GDD92C070B3M | 24000 | 24000 | 19 | 12.3 | 8.5 | 2.16 | 70 | 69 | 213379658
CENTURY | HRG1836S1P | HMG36F1P+H4TXV01 |  | 34000 | 35400 | 15.5 | 11 | 8.5 | 2.1 | 63 | 53 | 207071027
COMFORT-AIRE | HRG1836S1P | EAH1P36B+H4TXV02 | GUH80C090B4M | 32600 | 33600 | 17.5 | 11 | 8.5 | 2.16 | 65 | 55 | 207071166
COMFORT-AIRE | HRG1860S1P | ED1P60D+H4TXV03 | GDD80C110C5M | 58000 | 56500 | 16 | 10.4 | 8.1 | 1.88 | 67 | 59 | 207071537
COMFORT-AIRE | HRG1860S1P | EAC4X60D | GUH80C135D5M | 58500 | 57500 | 16 | 10.4 | 8.1 | 1.92 | 70 | 60 | 207071517
COMFORT-AIRE | HRG1860S1P | EAC4X60C | GUH92C110C5M | 57500 | 58000 | 16 | 10.4 | 8.1 | 1.94 | 65 | 57 | 207071507
COMFORT-AIRE | HRG1860S1P | EA(C,U)1P60C+H4TXV03 | GUH92C110C5M | 57500 | 58000 | 16 | 10.4 | 8.1 | 1.94 | 65 | 57 | 207071475
COMFORT-AIRE | HRG1836S1P | EAC4X30B | GUH95C045B3M | 23800 | 24000 | 18 | 12.3 | 8.1 | 1.97 | 66 | 63 | 207071354
COMFORT-AIRE | HRG1836S1P | EAC4X30B | GUH92C045B3M | 23800 | 24000 | 18.5 | 12.3 | 8.1 | 1.96 | 66 | 63 | 207071350
COMFORT-AIRE | HRG1836S1P | EAC4X30B | GUH96T070B3M | 23400 | 24000 | 19 | 12.3 | 8.1 | 1.97 | 65 | 62 | 207071346
COMFORT-AIRE | HRG1836S1P | EA(C,U)1P30B+H4TXV01 | GUH92C045B3M | 23800 | 24000 | 18.5 | 12.3 | 8.1 | 1.96 | 66 | 63 | 207071310
COMFORT-AIRE | HRG1836S1P | ED1P30/36B+H4TXV02 | GDD80C070B3M | 34200 | 36000 | 18 | 11.7 | 8.1 | 2.04 | 61 | 49 | 207071230
COMFORT-AIRE | HRG1836S1P | EAC4X48B | GUH96C045B3M | 32800 | 34000 | 17.1 | 10.4 | 8.1 | 2.08 | 63 | 54 | 207071144
COMFORT-AIRE | HRG1836S1P | EAC4X48B | GUH92C070B3M | 33400 | 34400 | 17.1 | 10.4 | 8.1 | 2.08 | 63 | 54 | 207071142
COMFORT-AIRE | HRG1836S1P | EAC4X36B | GUH92C045B3M | 34000 | 34600 | 16 | 10.4 | 8.1 | 2.04 | 66 | 54 | 207071126
AC PRO | 4HP18V60P | 7EC60CX-0*+TDR | 96G2UH110CV20 | 57000 | 58000 | 16 | 10 | 8.1 | 1.94 | 66 | 57 | 214729119
AC PRO | 4HP18V60P | 7EC60CX-0*+TDR | 92G1UH110CE20 | 57500 | 58000 | 16 | 10.4 | 8.1 | 1.94 | 65 | 57 | 214729115
AC PRO | 4HP18V60P | 7EC60CX-0*+TDR | 80G2UH110CV20 | 57000 | 58500 | 16 | 10 | 8.1 | 1.94 | 65 | 57 | 214729114
AC PRO | 4HP18V60P | 7ED60DX-0*+TDR | 96G2DF110CE20 | 55500 | 58000 | 15.5 | 10 | 8.1 | 1.84 | 74 | 64 | 214730543
AC PRO | 4HP18V60P | 7ED60DX-0*+TDR | 80G1DF110CE20 | 56500 | 58000 | 16.5 | 11 | 8.1 | 1.92 | 72 | 62 | 214730529
AC PRO | 4HP18V36P | 7EH36CX-0*+TDR | 97G2UH090CE16 | 34800 | 34600 | 17.5 | 11 | 8.5 | 2.09 | 68 | 54 | 214729056
AC PRO | 4HP18V60P | EAC4X60D | 80G1UH135DE20 | 58500 | 57500 | 16 | 10.4 | 8.1 | 1.92 | 70 | 60 | 206906746
AC PRO | 4HP18V60P | EA(C,U)1P60C+H4TXV03 | 96G2UH110CV20 | 57000 | 58000 | 16 | 10 | 8.1 | 1.94 | 66 | 57 | 206906682
AC PRO | 4HP18V60P | EA(C,U)1P60C+H4TXV03 | 92G1UH110CE20 | 57500 | 58000 | 16 | 10.4 | 8.1 | 1.94 | 65 | 57 | 206906677
AC PRO | 4HP18V60P | BCE7E48M |  | 46000 | 49500 | 16.5 | 11 | 8.1 | 2.06 | 65 | 56 | 206906611
AC PRO | 4HP18V36P | 7EH48CX-0*+TDR | 92G1UH090CE12 | 34400 | 34200 | 19 | 11 | 8.5 | 2.1 | 65 | 54 | 214729077
AC PRO | 4HP18V36P | 7EH48BX-0*+TDR | 97G2UH070BE12 | 33800 | 33400 | 19 | 11 | 8.5 | 1.99 | 66 | 51 | 214729073
AC PRO | 4HP18V36P | 7EH48BX-0*+TDR | 97G2UH045BE12 | 33600 | 33400 | 18 | 11 | 8.5 | 1.99 | 66 | 51 | 214729071
AC PRO | 4HP18V36P | 7EH30BX-0*+TDR | 97G2UH070BV12 | 23800 | 24000 | 19 | 12.3 | 8.5 | 2.04 | 65 | 62 | 214729053
AC PRO | 4HP18V36P | 7EH30AX-0*+TDR | 80G2UH070AE12L | 24000 | 24000 | 19 | 12.3 | 8.5 | 2.05 | 66 | 63 | 214729034
AC PRO | 4HP18V36P | 7EH30AX-0*+TDR | 80G1UH060AE12X | 23800 | 24000 | 19 | 12.3 | 8.5 | 2.04 | 65 | 63 | 214729030
AC PRO | 4HP18V36P | 7EC48BX-0*+TDR | EFV12BCA | 33800 | 34400 | 16 | 10.4 | 8.1 | 2.1 | 63 | 54 | 214729013
AC PRO | 4HP18V36P | 7EC48BX-0*+TDR | 96G2UH070BE12 | 33400 | 34400 | 17.1 | 10.4 | 8.1 | 2.08 | 63 | 54 | 214729011
AC PRO | 4HP18V36P | 7EC30BX-0*+TDR | EFV12BCA | 23400 | 24000 | 17.5 | 12.3 | 8.1 | 1.98 | 65 | 62 | 214728992
AC PRO | 4HP18V36P | 7EC30BX-0*+TDR | 97G2UH070BV12 | 23400 | 24000 | 19 | 12.3 | 8.1 | 1.97 | 65 | 62 | 214728990
AC PRO | 4HP18V36P | 7EC30BX-0*+TDR | 97G2UH045BE12 | 23800 | 24000 | 17.5 | 12.3 | 8.1 | 2.06 | 66 | 63 | 214728987
AC PRO | 4HP18V36P | 7EC30AX-0*+TDR | 80G1UH060AE12X | 23800 | 24000 | 18.5 | 12.3 | 8.1 | 1.96 | 66 | 63 | 214728968
AC PRO | 4HP18V60P | EAC4X60C | 96G2UH110CE20 | 57000 | 58000 | 16 | 10 | 8.1 | 1.94 | 65 | 57 | 209338548
AC PRO | 4HP18V60P | EA(C,U)1P60D+H4TXV03 | 96G1UH135DE20 | 58500 | 57500 | 15.2 | 10.4 | 8.1 | 1.96 | 70 | 59 | 209338545
AIREASE | 4SHP18LX160P | EA(C,U)1P60C+TDR+TXV | A97US2V080C20X + TSTAT | 57500 | 57000 | 16 | 10 | 8.1 | 1.9 | 66 | 57 | 214784773
AIREASE | 4SHP18LX136P | EAC4X48C+TDR | A97USMV090C16 + TSTAT | 34000 | 34600 | 18 | 10.4 | 8.5 | 2.12 | 62 | 54 | 214784759
AIREASE | 4SHP18LX136P | EAC4X48C+TDR | A97USMV090C12 + TSTAT | 34000 | 34600 | 18 | 10.4 | 8.5 | 2.1 | 62 | 54 | 214784756
AIREASE | 4SHP18LX136P | EAH1P30B+TDR+TXV | A97USMV070B12 + TSTAT | 23600 | 24000 | 19 | 12.3 | 8.5 | 2.04 | 65 | 62 | 214784753
AIREASE | 4SHP18LX136P | EAH1P36B+TDR+TXV | A96UH2E045B12 | 32000 | 33800 | 18 | 11 | 8.5 | 2.12 | 66 | 55 | 210821783
AIREASE | 4SHP18LX136P | 7EC48CX-0*+TDR | A80UH1E070B12 | 33800 | 34400 | 16.5 | 10.4 | 8.1 | 2.12 | 66 | 54 | 214729262
AIREASE | 4SHP18LX136P | EAH1P36B+TDR+TXV | A97UH2E070B12 | 32200 | 33800 | 18.5 | 11 | 8.5 | 2.12 | 66 | 55 | 213928586
CENTURY | HRG1836S1P | EAC4X36B | GUH96C070B3M | 33400 | 34200 | 16.5 | 10.9 | 8.1 | 2.06 | 65 | 54 | 207071129
CENTURY | HRG1836S1P | EAC4X48C+TDR | GUH97T090C3M | 33800 | 34600 | 17.5 | 10.4 | 8.5 | 2.12 | 62 | 53 | 214831064
CENTURY | HRG1836S1P | 7EH48BX-0*+TDR | GUH97T070B3M | 34000 | 33400 | 18.5 | 11 | 8.5 | 2.1 | 67 | 55 | 214831061
CENTURY | HRG1836S1P | 7EC30BX-0*+TDR | GUH97T070B3M | 23400 | 24000 | 19 | 12.3 | 8.1 | 1.97 | 65 | 62 | 214831058
CENTURY | HRG1836S1P | EAC4X30B+TDR | GUH97T070B3M | 23400 | 24000 | 19 | 12.3 | 8.1 | 1.97 | 65 | 62 | 214831050
CENTURY | HRG1836S1P | 7EH48BX-0*+TDR | GUH97T045B3M | 33800 | 33600 | 18 | 10.9 | 8.5 | 2.08 | 67 | 55 | 214831044
CENTURY | HRG1836S1P | EAC4X48B+TDR | GUH97T045B3M | 33600 | 34600 | 17.1 | 10 | 8.5 | 2.08 | 63 | 54 | 214831038
CENTURY | HRG1836S1P | E*1P36C+H4TXV02 | GUH92C090C3M | 34800 | 35400 | 17.5 | 11 | 8.5 | 2.22 | 66 | 55 | 207071055
CENTURY | HRG1836S1P | EA(C,U)1P36B+H4TXV02 | GUH92C045B3M | 34000 | 34600 | 16 | 10.4 | 8.1 | 2.04 | 66 | 54 | 207071077
CENTURY | HRG1836S1P | EA(C,U)1P36B+H4TXV02 | GUH92C070B3M | 33800 | 34400 | 16.5 | 10.9 | 8.1 | 2.06 | 66 | 54 | 207071079
GE | NS18H60MA4-** | NCUU60CP4+TDR+TXV | NF97U110M5C-* | 57000 | 57000 | 16 | 10 | 8.1 | 1.9 | 66 | 57 | 213164583
GE | NS18H36MA4-** | NCHC30BT4+TDR | NF97U070M3B-* | 23600 | 24000 | 19 | 12.3 | 8.5 | 2.04 | 65 | 62 | 213164561
GE | NS18H36MA4-** | NCHC30BT4+TDR | NF97X040V3B-* | 23600 | 24000 | 19 | 12.3 | 8.5 | 2.04 | 65 | 63 | 213164559
GE | NS18H36MA4-** | NCUC30BT4+TDR | NF97U070M3B-* | 23400 | 24000 | 19 | 12.3 | 8.1 | 1.97 | 65 | 62 | 213164546
GE | NS18H36MA4-** | NCUU48CP4+TDR+TXV | NF97X080V5C-* | 34200 | 34600 | 17.5 | 10.4 | 8.1 | 2.12 | 63 | 54 | 213164536
GE | NS18H60MA4-** | NCDC60DT4+TDR | NF80D110S5C-* | 56500 | 58000 | 16.5 | 11 | 8.1 | 1.92 | 72 | 62 | 213804999
GE | NS18H36MA4-** | NCDC48CT4+TDR | NF96D090S4C-* | 34200 | 36000 | 18.5 | 11.7 | 8.5 | 2.18 | 68 | 55 | 213804993
GE | NS18H36MA4-** | NCHC30BT4 | NF96U070V3B-* | 23800 | 24000 | 19 | 12.3 | 8.5 | 2.04 | 65 | 62 | 209941315
GE | NS18H36MA4-** | NCUU30BP4+TXV | NF96U045V3B-* | 23400 | 24000 | 18.5 | 12.3 | 8.1 | 1.96 | 65 | 62 | 209941312
GE | NS18H36MA4-** | NAM18V1TA4-** |  | 23400 | 24000 | 18.5 | 12.3 | 8.5 | 2.04 | 66 | 63 | 209941284
GE | NS18H36MA4-** | NAM24P1TA4 |  | 23000 | 24000 | 16.5 | 12.3 | 8.1 | 1.84 | 67 | 64 | 209941281
GE | NS18H36MA4-** | NAM42E1TA4-** |  | 34000 | 35000 | 18 | 11.5 | 8.5 | 2.16 | 63 | 52 | 209941278
GE | NS18H36MA4-** | NAM36E1TA4-** |  | 33800 | 35600 | 17.1 | 10.9 | 8.5 | 2.1 | 63 | 53 | 209941277
GE | NS18H60MA4-** | NCUU60CP4+TXV | NF96U090V5C-* | 57000 | 58500 | 16 | 10 | 8.1 | 1.94 | 65 | 57 | 209941255
ARMSTRONG AIR | 4SHP18LX136P | 7EH30BX-0*+TDR | A93UH1E070B12 | 24000 | 24000 | 19 | 12.3 | 8.5 | 2.04 | 66 | 63 | 214730007
ARMSTRONG AIR | 4SHP18LX136P | 7EH30BX-0*+TDR | A80US2V090B16* | 23600 | 24000 | 19 | 12.3 | 8.5 | 2.02 | 65 | 62 | 214730004
ARMSTRONG AIR | 4SHP18LX136P | 7EH30BX-0*+TDR | A80UH2E090B12 | 23400 | 24000 | 18.5 | 12.3 | 8.5 | 1.98 | 66 | 63 | 214730000
ARMSTRONG AIR | 4SHP18LX136P | 7EC48CX-0*+TDR | A98USMV090C16 | 34200 | 34600 | 18 | 10.4 | 8.5 | 2.12 | 66 | 54 | 214729988
ARMSTRONG AIR | 4SHP18LX136P | 7EC48CX-0*+TDR | A97USMV110C20 | 34200 | 34600 | 17.5 | 10.4 | 8.1 | 2.12 | 66 | 54 | 214729984
ARMSTRONG AIR | 4SHP18LX136P | 7EC48CX-0*+TDR | A97USMV090C20 | 34200 | 34600 | 17.5 | 10.4 | 8.5 | 2.1 | 66 | 54 | 214729982
ARMSTRONG AIR | 4SHP18LX136P | 7EC48CX-0*+TDR | A97US2V080C16X + TSTAT | 34000 | 34600 | 17.5 | 10.4 | 8.5 | 2.12 | 62 | 54 | 214729968
ARMSTRONG AIR | 4SHP18LX160P | EAD4X-50/60C+TDR | A97DSMV090C20 | 46000 | 48000 | 17.1 | 11 | 8.5 | 2.06 | 75 | 60 | 213352568
ARMSTRONG AIR | 4SHP18LX160P | EAD4X-50/60C+TDR | A96DS2V090C20 | 46000 | 48000 | 17.1 | 11 | 8.5 | 2.06 | 75 | 60 | 213352565
ARMSTRONG AIR | 4SHP18LX160P | EAD4X-50/60C+TDR | A96DF1E110C20 | 46000 | 48000 | 16 | 11.5 | 8.5 | 2.1 | 75 | 60 | 213352563
ARMSTRONG AIR | 4SHP18LX160P | EA(C,U)1P60C+TDR+TXV | A97USMV090C20 + TSTAT | 57000 | 57000 | 16 | 10 | 8.1 | 1.9 | 66 | 58 | 212595552
ARMSTRONG AIR | 4SHP18LX160P | EAC4X60C+TDR | A97US2V090C20 | 57000 | 58500 | 17.1 | 10 | 8.1 | 1.92 | 65 | 57 | 212539220
ARMSTRONG AIR | 4SHP18LX136P | ED1P24B+TDR+TXV | EFV12BCA | 22800 | 24000 | 18.5 | 12.3 | 8.1 | 1.84 | 65 | 62 | 211632230
DUCANE | 4HP18V36P | 7EC30/36BX-0*+TDR | 80G1UH090BE16 | 34200 | 34400 | 15.5 | 11 | 8.1 | 2.08 | 66 | 54 | 214730707
DUCANE | 4HP18V36P | 7EC30/36AX-0*+TDR | 80G2UH070AE12L | 34000 | 34600 | 16 | 10.9 | 8.1 | 2.06 | 66 | 54 | 214730704
DUCANE | 4HP18V60P | BCE7E60M |  | 57000 | 58000 | 16 | 10.4 | 8.1 | 1.96 | 66 | 53 | 207103550
DUCANE | 4HP18V60P | EAC4X60C | 96G2UH110CE20 | 57000 | 58000 | 16 | 10 | 8.1 | 1.94 | 65 | 57 | 209338595
ARMSTRONG AIR | 4SHP18LX136P | EAH1P36B+TDR+TXV | A96US2V070B12 | 32600 | 34400 | 19 | 10.9 | 8.5 | 2.12 | 66 | 55 | 210738679
ARMSTRONG AIR | 4SHP18LX136P | EAH1P36B+TDR+TXV | A96UH2E045B12 | 32000 | 33800 | 18 | 11 | 8.5 | 2.12 | 66 | 55 | 210738669
ARMSTRONG AIR | 4SHP18LX136P | EAH1P36B+TDR+TXV | A95UH1E070B12 | 31600 | 33400 | 18 | 11 | 8.5 | 2.12 | 66 | 55 | 210738661
ARMSTRONG AIR | 4SHP18LX136P | EAH1P36B+TDR+TXV | A80UH1E070B12 | 32200 | 33800 | 18.5 | 11 | 8.5 | 2.14 | 66 | 55 | 210738614
ARMSTRONG AIR | 4SHP18LX136P | 7EC48BX-0*+TDR | A96UH2E070B12 | 33400 | 34400 | 17.1 | 10.4 | 8.1 | 2.08 | 66 | 54 | 214784648
ARMSTRONG AIR | 4SHP18LX136P | 7EC48BX-0*+TDR | A80US2V090B16 | 34000 | 34600 | 17.5 | 10.4 | 8.1 | 2.1 | 66 | 54 | 214784628
ARMSTRONG AIR | 4SHP18LX136P | 7EC48BX-0*+TDR | A80UH2E090B16 | 34000 | 34400 | 16.5 | 10.4 | 8.1 | 2.12 | 66 | 54 | 214784622
ARMSTRONG AIR | 4SHP18LX160P | 7ED60DX-0*+TDR | A97DSMV090C20 | 55500 | 58000 | 16.5 | 10 | 8.1 | 1.82 | 75 | 66 | 214731082
ARMSTRONG AIR | 4SHP18LX160P | 7ED60DX-0*+TDR | A96DF2E110C20 | 55500 | 58000 | 15.5 | 10 | 8.1 | 1.84 | 74 | 64 | 214731079
ARMSTRONG AIR | 4SHP18LX160P | 7ED50/60CX-0*+TDR | A97DSMV090C20 | 46000 | 48000 | 17.1 | 11 | 8.5 | 2.06 | 75 | 60 | 214731056
ARMSTRONG AIR | 4SHP18LX136P | 7ED24BX-0*+TDR | A96DF1E045B12 | 24000 | 24000 | 18.5 | 12.3 | 8.5 | 2.16 | 70 | 69 | 214730999
ARMSTRONG AIR | 4SHP18LX136P | 7ED24BX-0*+TDR | A80DS2V090B16 | 23600 | 24000 | 19 | 12.3 | 8.5 | 2.16 | 70 | 69 | 214730996
CONCORD | 4HP18V36P | EAH1P30A+H4TXV01 | 80G1UH060AE12X | 23800 | 24000 | 19 | 12.3 | 8.5 | 2.04 | 65 | 63 | 206906474
CONCORD | 4HP18V36P | EAC4X48C | 96G1UH090CE16 | 34000 | 34600 | 16 | 10.4 | 8.1 | 2.12 | 62 | 54 | 206906469
CONCORD | 4HP18V36P | EAC4X48C | 92G1UH090CE16 | 34000 | 34400 | 16 | 10.4 | 8.1 | 2.12 | 63 | 54 | 206906465
CONCORD | 4HP18V36P | EAC4X48B | 92G1UH030BE12 | 33200 | 34400 | 16.5 | 10 | 8.1 | 2.08 | 63 | 54 | 206906453
CONCORD | 4HP18V36P | EAC4X36B | 96G1UH070BE12 | 33400 | 34200 | 16.5 | 10.9 | 8.1 | 2.06 | 65 | 54 | 206906442
CONCORD | 4HP18V36P | EAC4X36B | 80G2UH090BV16* | 34400 | 34600 | 17.1 | 10.9 | 8.1 | 2.04 | 66 | 54 | 206906435
CONCORD | 4HP18V36P | EAC4X36B | 80G2UH090BE16L | 34200 | 34400 | 15.5 | 11 | 8.1 | 2.08 | 66 | 54 | 206906434
CONCORD | 4HP18V36P | EAC4X36B | 80G1UH090BE16 | 34200 | 34400 | 15.5 | 11 | 8.1 | 2.08 | 66 | 54 | 206906431
CONCORD | 4HP18V36P | EAC4X36A | 80G2UH070AE12L | 34000 | 34600 | 16 | 10.9 | 8.1 | 2.06 | 66 | 54 | 206906427
CONCORD | 4HP18V36P | EAC4X30A | 80G1UH040AE12X | 23800 | 24000 | 18.5 | 12.3 | 8.1 | 1.96 | 66 | 63 | 206906401
CONCORD | 4HP18V36P | EA(C,U)1P48B+H4TXV02 | 96G1UH045BE12 | 32800 | 34000 | 17.1 | 10.4 | 8.1 | 2.08 | 63 | 54 | 206906366
CONCORD | 4HP18V36P | EA(C,U)1P48B+H4TXV02 | 92G1UH045BE12 | 33600 | 34600 | 16.5 | 10.4 | 8.1 | 2.08 | 63 | 54 | 206906362
CONCORD | 4HP18V36P | EA(C,U)1P48B+H4TXV02 | 80G2UH090BE16 | 34000 | 34400 | 16.5 | 10.4 | 8.1 | 2.12 | 63 | 54 | 206906358
CONCORD | 4HP18V36P | EA(C,U)1P36A+H4TXV02 | 80G1UH070AE12 | 33600 | 34200 | 17.1 | 10.9 | 8.1 | 2.06 | 66 | 54 | 206906333
CONCORD | 4HP18V36P | EA(C,U)1P30A+H4TXV01 | 80G2UH070AV12* | 23600 | 24000 | 18.5 | 12.3 | 8.1 | 1.98 | 65 | 62 | 206906315
CONCORD | 4HP18V36P | EA(C,U)1P30A+H4TXV01 | 80G1UH040AE12X | 23800 | 24000 | 18.5 | 12.3 | 8.1 | 1.96 | 66 | 63 | 206906309
CONCORD | 4HP18V36P | E*1P36C+H4TXV02 | 92G1UH110CE16 | 34600 | 35200 | 16.5 | 11 | 8.5 | 2.24 | 66 | 55 | 206906282
CONCORD | 4HP18V36P | E*1P36B+H4TXV02 | 96G2UH070BV12 | 34400 | 35400 | 17.5 | 10.4 | 8.5 | 2.2 | 66 | 55 | 206906277
CONCORD | 4HP18V36P | E*1P36B+H4TXV02 | 80G1UH090BE16 | 34800 | 35200 | 17.1 | 11 | 8.5 | 2.24 | 66 | 55 | 206906266
CONCORD | 4HP18V36P | E*1P23B+H4TXV01 | 96G1UH070BE12 | 23400 | 24000 | 18 | 12.3 | 8.1 | 1.9 | 64 | 61 | 206906253
CONCORD | 4HP18V36P | BCE5V30M |  | 23600 | 24000 | 18.5 | 12.3 | 8.5 | 1.98 | 66 | 63 | 206906230
CONCORD | 4HP18V36P | BCE5E36M |  | 33800 | 35600 | 17.1 | 10.9 | 8.5 | 2.1 | 63 | 53 | 206906226
CONCORD | 4HP18V36P | BCE5C36M*4X |  | 34000 | 35400 | 15.5 | 11 | 8.5 | 2.1 | 63 | 53 | 206906223
CONCORD | 4HP18V36P | ED1P24B+H4TXV01 | 96G2DF070BE16 | 22800 | 24000 | 17.1 | 12.3 | 8.1 | 1.82 | 65 | 62 | 209329546
CONCORD | 4HP18V36P | EAC4X30B | 96G2UH045BE12 | 23800 | 24000 | 17.5 | 12.3 | 8.1 | 1.96 | 66 | 63 | 209329531
AIREASE | 4SHP18LX136P | 7EC36BX-0*+TDR | A98USMV070B12 | 34400 | 34600 | 18 | 10.4 | 8.5 | 2.04 | 67 | 55 | 214729260
AIREASE | 4SHP18LX136P | 7EC36BX-0*+TDR | A97USMV070B12 | 34400 | 34600 | 18 | 10.4 | 8.5 | 2.04 | 67 | 55 | 214729259
AIREASE | 4SHP18LX136P | 7EC36BX-0*+TDR | A97US2V040B12X | 34400 | 34600 | 17.5 | 10.4 | 8.5 | 2.02 | 67 | 55 | 214729255
AIREASE | 4SHP18LX136P | 7EC36BX-0*+TDR | A93UH1E030B12 | 33200 | 34200 | 15.5 | 10.4 | 8.1 | 2.04 | 66 | 54 | 214729243
AIREASE | 4SHP18LX136P | 7EC36BX-0*+TDR | A80UH2E090B16 | 34200 | 34400 | 15.5 | 11 | 8.1 | 2.08 | 66 | 54 | 214729238
AIREASE | 4SHP18LX136P | 7EC36AX-0*+TDR | A80US2V070A12* | 34400 | 34600 | 18 | 10.4 | 8.1 | 2.04 | 67 | 55 | 214729233
AIREASE | 4SHP18LX136P | 7EC30BX-0*+TDR | A97US2V060B12X | 23400 | 24000 | 18.5 | 12.3 | 8.1 | 1.96 | 65 | 62 | 214729219
AIREASE | 4SHP18LX136P | 7EC30BX-0*+TDR | A97UH2E070B12 | 23800 | 24000 | 18 | 12.3 | 8.1 | 2.06 | 66 | 63 | 214729216
AIREASE | 4SHP18LX136P | 7EC30AX-0*+TDR | A80US2V060A12X | 23600 | 24000 | 19 | 12.3 | 8.1 | 1.98 | 64 | 61 | 214729196
AIREASE | 4SHP18LX136P | 7EC30AX-0*+TDR | A80UH1E070A12 | 23600 | 24000 | 17.5 | 12.3 | 8.1 | 1.96 | 65 | 62 | 214729193
AIREASE | 4SHP18LX136P | 7EC24BX-0*+TDR | A97UH2E030B08 | 23200 | 24000 | 18.5 | 12.3 | 8.1 | 2.15 | 63 | 45 | 214729179
AIREASE | 4SHP18LX136P | EA(C,U)1P36B+TDR+TXV | A97US2V070B12 | 34400 | 34600 | 18 | 10.4 | 8.5 | 2.04 | 67 | 55 | 214094646
AIREASE | 4SHP18LX136P | EAD4X-24B+TDR | A97DSMV070B12 | 23600 | 24000 | 19 | 12.3 | 8.5 | 2.18 | 70 | 69 | 213352506
AIREASE | 4SHP18LX136P | EAD4X-24B+TDR | A96DF1E045B12 | 24000 | 24000 | 18.5 | 12.3 | 8.5 | 2.16 | 70 | 69 | 213352502
AIREASE | 4SHP18LX136P | EAD4X-48C+TDR | A97DSMV090C20 | 34400 | 36000 | 19 | 11 | 8.5 | 2.12 | 69 | 56 | 213352526
AIREASE | 4SHP18LX136P | EAD4X-48C+TDR | A96DS2V090C20 | 34400 | 36000 | 19 | 11 | 8.5 | 2.12 | 69 | 56 | 213352523
AIREASE | 4SHP18LX136P | EAC4X30B+TDR | A97UH2E045B12 | 23800 | 24000 | 17.5 | 12.3 | 8.1 | 2.06 | 66 | 63 | 213927724
AIREASE | 4SHP18LX160P | 7EC60CX-0*+TDR | A96US2V090C20 | 57000 | 58500 | 17.1 | 10 | 8.1 | 1.92 | 65 | 57 | 214729494
AIREASE | 4SHP18LX160P | EAD4X-60D+TDR | A96DF1E110C20 | 55500 | 58000 | 16 | 10 | 8.1 | 1.84 | 75 | 65 | 213352644
AIREASE | 4SHP18LX160P | EAD4X-60D+TDR | A80DF1E110C20 | 56000 | 58000 | 16.5 | 10.4 | 8.1 | 1.88 | 73 | 64 | 213352582
AIREASE | 4SHP18LX136P | 7ED24BX-0*+TDR | A96DF1E045B12 | 24000 | 24000 | 18.5 | 12.3 | 8.5 | 2.16 | 70 | 69 | 214731010
AIREASE | 4SHP18LX136P | 7ED24BX-0*+TDR | A80DS2V090B16 | 23600 | 24000 | 19 | 12.3 | 8.5 | 2.16 | 70 | 69 | 214731007
AIREASE | 4SHP18LX136P | 7ED48CX-0*+TDR | A97DS2V090C20 | 34400 | 36000 | 19 | 11 | 8.5 | 2.12 | 69 | 56 | 214731047
DUCANE | 4HP18V36P | 7EC48CX-0*+TDR | 97G2UH070BV12 | 33800 | 34600 | 17.5 | 10.4 | 8.5 | 2.1 | 63 | 54 | 214730781
DUCANE | 4HP18V36P | 7ED24BX-0*+TDR | 97G2DF070BV16 | 23600 | 24000 | 19 | 12.3 | 8.5 | 2.14 | 71 | 70 | 214730329
DUCANE | 4HP18V60P | EAC4X60C | 80G1UH090CE20 | 58000 | 57500 | 16.5 | 10.4 | 8.1 | 1.94 | 66 | 58 | 206903686
DUCANE | 4HP18V60P | EA(C,U)1P60C+H4TXV03 | 92G1UH110CE20 | 57500 | 58000 | 16 | 10.4 | 8.1 | 1.94 | 65 | 57 | 206903664
DUCANE | 4HP18V36P | 7EC30BX-0*+TDR | 97G2UH045BV12 | 23400 | 24000 | 19 | 12.3 | 8.1 | 1.96 | 65 | 62 | 214730744
DUCANE | 4HP18V36P | 7EC30BX-0*+TDR | 96G2UH070BV12 | 23400 | 24000 | 19 | 12.3 | 8.1 | 1.97 | 65 | 62 | 214730741
DUCANE | 4HP18V36P | 7EC30BX-0*+TDR | 96G2UH045BE12 | 23800 | 24000 | 17.5 | 12.3 | 8.1 | 1.96 | 66 | 63 | 214730738
DUCANE | 4HP18V36P | 7EC30AX-0*+TDR | 80G1UH060AE12X | 23800 | 24000 | 18.5 | 12.3 | 8.1 | 1.96 | 66 | 63 | 214730724
DUCANE | 4HP18V36P | 7EC30/36BX-0*+TDR | EFV12BCA | 34200 | 34400 | 15.2 | 11 | 8.1 | 2.06 | 66 | 54 | 214730721
DUCANE | 4HP18V36P | 7EC30/36BX-0*+TDR | 96G2UH045BV12 | 34000 | 34600 | 16 | 10.4 | 8.1 | 2.04 | 66 | 54 | 214730718
DUCANE | 4HP18V36P | 7EC30/36AX-0*+TDR | 80G1UH060AE12X | 33400 | 34200 | 16 | 10.9 | 8.1 | 2.04 | 65 | 54 | 214730701
DUCANE | 4HP18V60P | EAC4X60D | 96G1UH135DE20 | 58500 | 57500 | 15.2 | 10.4 | 8.1 | 1.96 | 70 | 59 | 209338597
ARMSTRONG AIR | 4SHP18LX160P | EA(C,U)1P60C+H4TXV03 | A97UH2E110C20 | 57000 | 57500 | 15.5 | 10 | 8.1 | 1.92 | 66 | 57 | 214797864
ARMSTRONG AIR | 4SHP18LX136P | EAH1P36B+TDR+TXV | A97UH2E045B12 | 32000 | 33800 | 18 | 11 | 8.5 | 2.12 | 66 | 55 | 213928569
ARMSTRONG AIR | 4SHP18LX136P | EAH1P36B+TDR+TXV | A93UH1E030B12 | 32000 | 33800 | 17.5 | 10.9 | 8.5 | 2.12 | 67 | 55 | 210738648
ARMSTRONG AIR | 4SHP18LX136P | EAH1P36B+TDR+TXV | A80UH2E090B16 | 32600 | 34000 | 17.1 | 11 | 8.5 | 2.14 | 66 | 55 | 210738631
ARMSTRONG AIR | 4SHP18LX136P | 7EC48BX-0*+TDR | A97UH2E070B12 | 33600 | 34400 | 17.5 | 10.4 | 8.1 | 2.1 | 66 | 54 | 214784656
ARMSTRONG AIR | 4SHP18LX136P | 7EC48BX-0*+TDR | A97US2V040B12X + TSTAT | 33800 | 34600 | 17.5 | 10.4 | 8.1 | 2.1 | 63 | 54 | 214784659
ARMSTRONG AIR | 4SHP18LX136P | 7EC48BX-0*+TDR | A96UH1E045B12 | 32800 | 34000 | 17.1 | 10.4 | 8.1 | 2.08 | 66 | 54 | 214784642
ARMSTRONG AIR | 4SHP18LX136P | 7EC48BX-0*+TDR | A93UH1E070B12 | 33400 | 34400 | 17.1 | 10.4 | 8.1 | 2.08 | 66 | 54 | 214784636
ARMSTRONG AIR | 4SHP18LX136P | 7EC48BX-0*+TDR | A80UH1E080B16X | 33800 | 34600 | 15.5 | 10.4 | 8.1 | 2.08 | 66 | 54 | 214784616
ARMSTRONG AIR | 4SHP18LX160P | 7ED60DX-0*+TDR | A97DF2E110C20 | 55500 | 58000 | 15.5 | 10 | 8.1 | 1.84 | 74 | 64 | 214731093
ARMSTRONG AIR | 4SHP18LX160P | 7ED50/60CX-0*+TDR | A96DS2V090C20 | 46000 | 48000 | 17.1 | 11 | 8.5 | 2.06 | 75 | 60 | 214731053
ARMSTRONG AIR | 4SHP18LX160P | 7ED50/60CX-0*+TDR | A80DS2V110C20 | 46500 | 48000 | 17.5 | 11.7 | 8.5 | 2.1 | 75 | 60 | 214731050
ARMSTRONG AIR | 4SHP18LX136P | 7ED48CX-0*+TDR | A97DSMV110C20 | 34400 | 36000 | 19 | 11 | 8.5 | 2.14 | 69 | 56 | 214731033
AC PRO | 4HP18V36P | 7EH30BX-0*+TDR | 92G1UH045BE12 | 24000 | 24000 | 19 | 12.3 | 8.5 | 2.03 | 66 | 63 | 214729039
AC PRO | 4HP18V60P | 7EC60CX-0*+TDR | 80G1UH110CE20 | 57500 | 57500 | 16.5 | 10 | 8.1 | 1.92 | 66 | 57 | 214729111
AC PRO | 4HP18V60P | 7EC60CX-0*+TDR | 80G1UH090CE20 | 58000 | 57500 | 16.5 | 10.4 | 8.1 | 1.94 | 66 | 58 | 214729109
ALLIED | 4HP18V36P | 7ED24BX-0*+TDR | 97G2DF070BV16 | 23600 | 24000 | 19 | 12.3 | 8.5 | 2.14 | 71 | 70 | 214730332
ALLIED | 4HP18V36P | 7ED48CX-0*+TDR | 96G2DF110CV20 | 34200 | 36000 | 19 | 11 | 8.5 | 2.14 | 69 | 56 | 214730355
AC PRO | 4HP18V36P | EAC4X48B+TDR | 97G2UH045BV12 | 33600 | 34600 | 17.1 | 10 | 8.5 | 2.08 | 63 | 54 | 214100213
ALLIED | 4HP18V60P | EA(C,U)1P60D+H4TXV03 | 96G1UH135DE20 | 58500 | 57500 | 15.2 | 10.4 | 8.1 | 1.96 | 70 | 59 | 209338560
AC PRO | 4HP18V36P | 7EC48BX-0*+TDR | 97G2UH070BE12 | 33600 | 34400 | 17.5 | 10.4 | 8.1 | 2.01 | 66 | 50 | 214784605
AC PRO | 4HP18V36P | EAH1P36B+H4TXV02 | 80G1UH080BE16X | 32400 | 34000 | 16 | 10.9 | 8.5 | 2.12 | 65 | 55 | 206905725
AC PRO | 4HP18V36P | EAC4X30B+TDR | 97G2UH045BV12 | 23400 | 24000 | 19 | 12.3 | 8.1 | 1.96 | 65 | 62 | 214100156
AC PRO | 4HP18V36P | EA(C,U)1P30B+TDR+TXV | 97G2UH070BV12 | 23400 | 24000 | 19 | 12.3 | 8.1 | 1.93 | 65 | 62 | 214100153
AC PRO | 4HP18V36P | EAD4X-48C+TDR | EFV16CCA | 34200 | 36000 | 19 | 11.7 | 8.5 | 2.18 | 68 | 55 | 213352600
AC PRO | 4HP18V36P | EAH1P30B+TDR+TXV | 97G2UH070BE12 | 24000 | 24000 | 18.5 | 12.3 | 8.5 | 2.11 | 66 | 63 | 213934168
AC PRO | 4HP18V36P | EAC4X30B+TDR | 97G2UH045BE12 | 23800 | 24000 | 17.5 | 12.3 | 8.1 | 2.06 | 66 | 63 | 213934164
AC PRO | 4HP18V36P | EA(C,U)1P30B+TDR+TXV | 97G2UH070BE12 | 23800 | 24000 | 18 | 12.3 | 8.1 | 2.06 | 66 | 63 | 213934160
AC PRO | 4HP18V36P | EAD4X-24B+TDR | 80G1DF070BE12 | 23600 | 24000 | 18 | 12.3 | 8.5 | 2.18 | 70 | 69 | 213352546
AC PRO | 4HP18V36P | EAD4X-24A+TDR | 80G2DF070AE12 | 24000 | 24000 | 19 | 12.3 | 8.5 | 2.16 | 71 | 70 | 213352545
ALLIED | 4HP18V36P | 7ED48CX-0*+TDR | 95G1DF090CE16 | 34200 | 36000 | 18.5 | 11.5 | 8.5 | 2.16 | 68 | 55 | 214730352
AC PRO | 4HP18V36P | EAD4X-48C+TDR | 97G2DF090CV20 | 34200 | 36000 | 19 | 11 | 8.5 | 2.14 | 69 | 55 | 214100176
AC PRO | 4HP18V36P | EA(C,U)1P30B+TDR+TXV | 97G2UH030BE08 | 23600 | 24000 | 19 | 12.3 | 8.1 | 1.9 | 63 | 60 | 214091888
AC PRO | 4HP18V36P | EAH1P48B+TDR+TXV | 97G2UH045BV12 | 33800 | 33600 | 18 | 10.9 | 8.5 | 2.08 | 67 | 55 | 214100216
AC PRO | 4HP18V36P | EAD4X-24B+TDR | 97G2DF045BE12 | 24000 | 24000 | 18 | 12.3 | 8.5 | 2.16 | 71 | 70 | 213934226
AC PRO | 4HP18V36P | E*1P36C+TDR+TXV | 97G2UH090CE16 | 34800 | 34600 | 17.5 | 11 | 8.5 | 2.09 | 68 | 54 | 213936427
AC PRO | 4HP18V36P | 7EC30/36AX-0*+TDR | 80G1UH070AE12 | 33600 | 34200 | 17.1 | 10.9 | 8.1 | 2.06 | 66 | 54 | 214728946
AC PRO | 4HP18V36P | EA(C,U)1P48B+H4TXV02 | 96G2UH045BE12 | 33400 | 34400 | 17.1 | 10.4 | 8.1 | 2.08 | 63 | 54 | 209332151
AC PRO | 4HP18V36P | EA(C,U)1P36B+H4TXV02 | 96G2UH070BE12 | 33600 | 34200 | 16 | 10.9 | 8.1 | 2.04 | 66 | 54 | 209332150
AC PRO | 4HP18V36P | ED1P24B+H4TXV01 | 96G2DF045BE12 | 22800 | 24000 | 17.5 | 12.3 | 8.1 | 1.83 | 65 | 62 | 209329598
AC PRO | 4HP18V36P | EA(C,U)1P30B+H4TXV01 | 96G2UH070BE12 | 23800 | 24000 | 17.1 | 12.3 | 8.1 | 1.96 | 66 | 63 | 209329567
AC PRO | 4HP18V36P | E*1P23B+H4TXV01 | 96G2UH045BE12 | 23400 | 24000 | 17.5 | 12.3 | 8.1 | 1.91 | 64 | 61 | 209329552
AC PRO | 4HP18V36P | ED1P30/36C+H4TXV02 | 92G1DF090CE16 | 34600 | 36000 | 17.1 | 12 | 8.1 | 2.04 | 62 | 50 | 206905830
AC PRO | 4HP18V36P | ED1P24B+H4TXV01 | 96G2DF070BV16 | 22800 | 24000 | 18.5 | 12 | 8.1 | 1.83 | 66 | 63 | 206905813
AC PRO | 4HP18V36P | EAH1P48B+H4TXV02 | 96G1UH070BE12 | 33400 | 33200 | 17.5 | 11 | 8.5 | 2.1 | 66 | 55 | 206905751
AC PRO | 4HP18V36P | EAH1P30B+H4TXV01 | EFV08BCA | 23400 | 24000 | 17.1 | 12.3 | 8.5 | 1.99 | 65 | 63 | 206905722
AC PRO | 4HP18V36P | EAH1P30B+H4TXV01 | 96G2UH045BV12 | 23600 | 24000 | 19 | 12.3 | 8.5 | 2.03 | 65 | 63 | 206905720
ALLIED | 4HP18V36P | E*1P36C+H4TXV02 | 96G2UH090CE16 | 34800 | 35400 | 16.5 | 11 | 8.5 | 2.22 | 66 | 55 | 209332174
ALLIED | 4HP18V36P | EAH1P48C+TDR+TXV | 96G2UH110CV20 | 34600 | 34200 | 19 | 11.5 | 8.5 | 2.1 | 65 | 54 | 212607847
ALLIED | 4HP18V36P | EAH1P48C+TDR+TXV | 95G1UH090CE16 | 34200 | 33800 | 18 | 11.5 | 8.5 | 2.1 | 65 | 54 | 212607844
ALLIED | 4HP18V36P | EAH1P48C+TDR+TXV | 92G1UH090CE12 | 34400 | 34200 | 19 | 11 | 8.5 | 2.1 | 65 | 54 | 212607841
ALLIED | 4HP18V36P | EAD4X-48C+TDR | EFV16CCA | 34200 | 36000 | 19 | 11.7 | 8.5 | 2.18 | 68 | 55 | 213352606
ALLIED | 4HP18V36P | EAD4X-48C+TDR | 96G1DF090CE16 | 34200 | 36000 | 18.5 | 11.7 | 8.5 | 2.18 | 68 | 55 | 213352603
ALLIED | 4HP18V36P | EAD4X-24B+TDR | 97G2DF070BE16 | 23800 | 24000 | 18 | 12.3 | 8.5 | 2.16 | 71 | 70 | 213934230
ALLIED | 4HP18V36P | EA(C,U)1P48B+TDR+TXV | 97G2UH070BE12 | 33600 | 34400 | 17.5 | 10.4 | 8.1 | 2.01 | 66 | 50 | 213936454
ALLIED | 4HP18V36P | EA(C,U)1P36B+TDR+TXV | 97G2UH045BE12 | 33800 | 34400 | 16.5 | 10.9 | 8.1 | 1.95 | 66 | 51 | 213936450
ALLIED | 4HP18V36P | EAD4X-48C+TDR | 97G2DF110CV20 | 34200 | 36000 | 19 | 11 | 8.5 | 2.14 | 69 | 56 | 214100179
ALLIED | 4HP18V36P | EA(C,U)1P36B+TDR+TXV | 97G2UH045BV12 | 33800 | 34600 | 15.5 | 10.4 | 8.5 | 2.02 | 66 | 55 | 214100219
ALLIED | 4HP18V36P | EA(C,U)1P30B+H4TXV01 | EFV12BCA | 23400 | 24000 | 17.5 | 12.3 | 8.1 | 1.98 | 65 | 62 | 206905945
ARMSTRONG AIR | 4SHP18LX136P | 7EH36CX-0*+TDR | A97USMV090C16 | 35000 | 34600 | 18 | 11 | 8.5 | 2.22 | 68 | 57 | 214730057
ARMSTRONG AIR | 4SHP18LX136P | 7EH36CX-0*+TDR | A97US2V090C16 | 35000 | 34600 | 18 | 11 | 8.5 | 2.22 | 68 | 57 | 214730051
ARMSTRONG AIR | 4SHP18LX136P | 7EH36CX-0*+TDR | A93UH1E110C16 | 34600 | 34600 | 16.5 | 11 | 8.5 | 2.24 | 67 | 56 | 214730037
ARMSTRONG AIR | 4SHP18LX136P | 7EH36CX-0*+TDR | A80US2V090C20* | 35000 | 34600 | 18 | 11 | 8.5 | 2.22 | 68 | 57 | 214730031
ARMSTRONG AIR | 4SHP18LX136P | 7EC48CX-0*+TDR | A97USMV070B12 + TSTAT | 33800 | 34600 | 17.5 | 10.4 | 8.1 | 2.08 | 63 | 54 | 214729977
ARMSTRONG AIR | 4SHP18LX136P | 7EC48CX-0*+TDR | A96US2V045B12 | 34000 | 34600 | 17.5 | 10 | 8.1 | 2.06 | 66 | 55 | 214729952
ARMSTRONG AIR | 4SHP18LX136P | 7EC48CX-0*+TDR | A80US2V090B16L | 34000 | 34600 | 17.5 | 10.4 | 8.1 | 2.1 | 66 | 54 | 214729932
ARMSTRONG AIR | 4SHP18LX136P | E*1P23B+TDR+TXV | A93UH1E070B12 | 23400 | 24000 | 19 | 12.3 | 8.1 | 1.92 | 64 | 60 | 210739996
ARMSTRONG AIR | 4SHP18LX136P | E*1P23A+TDR+TXV | A80US2V060A12X | 23200 | 24000 | 19 | 12.3 | 8.1 | 1.92 | 63 | 59 | 210739978
ARMSTRONG AIR | 4SHP18LX136P | BCE5C18M*4X |  | 22000 | 24000 | 17.1 | 12.3 | 8.5 | 1.94 | 64 | 61 | 210739914
ARMSTRONG AIR | 4SHP18LX136P | BCE5C36M*4X |  | 34000 | 35400 | 15.5 | 11 | 8.5 | 2.1 | 63 | 53 | 210739644
ARMSTRONG AIR | 4SHP18LX136P | ED1P30/36B+TDR+TXV | EFV12BCA | 33800 | 34600 | 17.1 | 11.7 | 8.1 | 2.06 | 63 | 51 | 210738775
ARMSTRONG AIR | 4SHP18LX136P | ED1P30/36B+TDR+TXV | A96DF2E070B16 | 34400 | 34600 | 16 | 11.5 | 8.1 | 2.02 | 65 | 53 | 210738770
ARMSTRONG AIR | 4SHP18LX136P | EAH1P48B+TDR+TXV | A80US2V080B16X | 34600 | 33800 | 19 | 11.5 | 8.1 | 2.14 | 66 | 55 | 210738707
ARMSTRONG AIR | 4SHP18LX136P | EAC4X48B+TDR | EFV12BCA | 33800 | 34400 | 16 | 10.4 | 8.1 | 2.1 | 66 | 54 | 210738555
ARMSTRONG AIR | 4SHP18LX136P | EAC4X48B+TDR | A96UH2E045B12 | 33400 | 34400 | 17.1 | 10.4 | 8.1 | 2.08 | 66 | 54 | 210738524
ARMSTRONG AIR | 4SHP18LX136P | EAC4X48B+TDR | A80UH1E090B16 | 34000 | 34400 | 16 | 10.9 | 8.1 | 2.12 | 66 | 54 | 210738483
ARMSTRONG AIR | 4SHP18LX136P | EAC4X36B+TDR | A97USMV070B12 | 34400 | 34600 | 18 | 10.4 | 8.5 | 2.04 | 67 | 55 | 210738468
ARMSTRONG AIR | 4SHP18LX136P | EAC4X36B+TDR | A80UH1E090B16 | 34200 | 34400 | 15.5 | 11 | 8.1 | 2.08 | 66 | 54 | 210738399
ARMSTRONG AIR | 4SHP18LX136P | EAC4X36A+TDR | A80US2V070A12L | 34400 | 34600 | 17.5 | 10.4 | 8.5 | 2.04 | 67 | 55 | 210738386
ARMSTRONG AIR | 4SHP18LX136P | EAC4X36A+TDR | A80UH1E060A12X | 33400 | 34200 | 16 | 10.9 | 8.1 | 2.04 | 65 | 54 | 210738364
ARMSTRONG AIR | 4SHP18LX136P | EA(C;U)1P48C+TDR+TXV | A93UH1E110C16 | 34000 | 34400 | 16.5 | 10.9 | 8.1 | 2.14 | 65 | 54 | 210738315
ARMSTRONG AIR | 4SHP18LX136P | EA(C;U)1P48C+TDR+TXV | A93UH1E090C12 | 34200 | 34600 | 17.1 | 10.4 | 8.1 | 2.12 | 66 | 54 | 210738309
ARMSTRONG AIR | 4SHP18LX136P | EA(C;U)1P48B+TDR+TXV | A97US2V060B12X | 34000 | 34600 | 17.5 | 10.4 | 8.1 | 2.08 | 66 | 55 | 210738296
ARMSTRONG AIR | 4SHP18LX136P | EA(C;U)1P48B+TDR+TXV | A80UH1E070B12 | 33800 | 34400 | 16.5 | 10.4 | 8.1 | 2.12 | 66 | 54 | 210738217
ARMSTRONG AIR | 4SHP18LX136P | EA(C;U)1P36B+TDR+TXV | EFV12BCA | 32800 | 33600 | 15.5 | 10.9 | 8.1 | 2.06 | 65 | 54 | 210738213
ARMSTRONG AIR | 4SHP18LX136P | EA(C;U)1P36B+TDR+TXV | A80UH1E090B16 | 34200 | 34400 | 15.5 | 11 | 8.1 | 2.08 | 66 | 54 | 210738163
ARMSTRONG AIR | 4SHP18LX136P | EA(C;U)1P36A+TDR+TXV | A80UH2E045A12 | 34200 | 34600 | 16 | 10.9 | 8.5 | 2.06 | 66 | 54 | 210738141
ARMSTRONG AIR | 4SHP18LX136P | E*1P36C+TDR+TXV | A80UH2E110C16 | 35200 | 34600 | 16.5 | 11.5 | 8.5 | 2.26 | 68 | 56 | 210738084
ARMSTRONG AIR | 4SHP18LX136P | E*1P36B+TDR+TXV | A97US2V040B12X | 34800 | 34600 | 18.5 | 10.9 | 8.5 | 2.18 | 69 | 57 | 210738072
ARMSTRONG AIR | 4SHP18LX136P | E*1P36B+TDR+TXV | A96UH1E070B12 | 33800 | 34600 | 17.5 | 10.9 | 8.5 | 2.2 | 67 | 55 | 210738050
ARMSTRONG AIR | 4SHP18LX136P | E*1P36A+TDR+TXV | A80US2V070A12L | 34800 | 34600 | 18 | 10.9 | 8.5 | 2.18 | 69 | 57 | 210737998
ARMSTRONG AIR | 4SHP18LX136P | E*1P36A+TDR+TXV | A80US2V060A12X | 35000 | 34600 | 18.5 | 11 | 8.5 | 2.22 | 68 | 57 | 210737994
ARMSTRONG AIR | 4SHP18LX136P | E*1P36A+TDR+TXV | A80UH1E070A12 | 34000 | 34600 | 18 | 11 | 8.5 | 2.2 | 67 | 55 | 210737980
ARMSTRONG AIR | 4SHP18LX136P | EAH1P48C+TDR+TXV | A96UH2E090C16 | 34400 | 34000 | 18 | 11.5 | 8.5 | 2.1 | 65 | 54 | 213281467
ARMSTRONG AIR | 4SHP18LX136P | EAD4X-24B+TDR | EFV12BCA | 23600 | 24000 | 19 | 12.3 | 8.5 | 2.18 | 70 | 69 | 213352495
ARMSTRONG AIR | 4SHP18LX136P | EAD4X-24B+TDR | A96DS2V070B16 | 23600 | 24000 | 18.5 | 12.3 | 8.5 | 2.16 | 70 | 69 | 213352492
ARMSTRONG AIR | 4SHP18LX136P | EAD4X-24B+TDR | A96DF1E045B12 | 24000 | 24000 | 18.5 | 12.3 | 8.5 | 2.16 | 70 | 69 | 213352489
ARMSTRONG AIR | 4SHP18LX136P | EAH1P48C+TDR+TXV | A97USMV110C20 + TSTAT | 34600 | 34200 | 19 | 11 | 8.5 | 2.1 | 65 | 54 | 212607791
ARMSTRONG AIR | 4SHP18LX136P | 7EH30AX-0*+TDR | A80UH1E070A12 | 23600 | 24000 | 18.5 | 12.3 | 8.5 | 2.05 | 65 | 62 | 214729996
ARMSTRONG AIR | 4SHP18LX136P | 7EH30AX-0*+TDR | A80UH1E045A12 | 23800 | 24000 | 18.5 | 12.3 | 8.5 | 2.04 | 65 | 63 | 214729994
AIREASE | 4SHP18LX136P | EA(C,U)1P36B+TDR+TXV | A97US2V060B12X + TSTAT | 34200 | 34600 | 16 | 10.4 | 8.1 | 2.02 | 67 | 55 | 214784734
AIREASE | 4SHP18LX160P | 7EC60CX-0*+TDR | A97USMV110C20 + TSTAT | 57000 | 57000 | 16 | 10 | 8.1 | 1.9 | 66 | 57 | 214784717
AIREASE | 4SHP18LX136P | 7EH48CX-0*+TDR | A97USMV090C16 + TSTAT | 34400 | 34200 | 19 | 11 | 8.5 | 2.08 | 65 | 54 | 214784697
AIREASE | 4SHP18LX136P | 7EC48CX-0*+TDR | A97USMV090C12 + TSTAT | 34000 | 34600 | 18 | 10.4 | 8.5 | 2.1 | 62 | 54 | 214784694
AIREASE | 4SHP18LX136P | 7EH36CX-0*+TDR | EFV16CCA | 34400 | 34600 | 17.1 | 11 | 8.5 | 2.24 | 67 | 56 | 214729389
AIREASE | 4SHP18LX136P | 7EH36CX-0*+TDR | A98USMV090C16 | 35000 | 34600 | 18 | 11 | 8.5 | 2.22 | 68 | 57 | 214729386
AIREASE | 4SHP18LX136P | 7EH36CX-0*+TDR | A96US2V090C16 | 35000 | 34600 | 18 | 11 | 8.5 | 2.22 | 68 | 57 | 214729369
AIREASE | 4SHP18LX136P | 7EH36CX-0*+TDR | A96UH1E090C16 | 34600 | 34600 | 16.5 | 11 | 8.5 | 2.22 | 68 | 56 | 214729366
AIREASE | 4SHP18LX136P | 7EC48CX-0*+TDR | A97US2V060B12X | 34000 | 34600 | 17.5 | 10.4 | 8.1 | 2.08 | 66 | 55 | 214729303
CONCORD | 4HP18V36P | 7EC48BX-0*+TDR | 97G2UH070BV12 | 33800 | 34600 | 17.5 | 10.4 | 8.5 | 2.1 | 63 | 54 | 214784611
CONCORD | 4HP18V36P | EAH1P36B+H4TXV02 | 96G1UH070BE12 | 31600 | 33400 | 18 | 10.9 | 8.5 | 2.12 | 65 | 55 | 206906507
CONCORD | 4HP18V36P | EAH1P36B+H4TXV02 | 80G1UH080BE16X | 32400 | 34000 | 16 | 10.9 | 8.5 | 2.12 | 65 | 55 | 206906495
CONCORD | 4HP18V36P | ED1P30/36C+H4TXV02 | 96G1DF090CE16 | 34600 | 36000 | 17.1 | 12 | 8.1 | 2.06 | 62 | 50 | 206906602
CONCORD | 4HP18V36P | ED1P30/36B+H4TXV02 | 92G1DF070BE12 | 34400 | 36000 | 18 | 11.7 | 8.1 | 2.02 | 62 | 50 | 206906593
CONCORD | 4HP18V36P | ED1P30/36B+H4TXV02 | 80G1DF090BE16 | 34600 | 36000 | 17.1 | 12 | 8.1 | 2.06 | 62 | 50 | 206906590
CONCORD | 4HP18V36P | EAH1P30B+H4TXV01 | 96G2UH070BV12 | 23800 | 24000 | 19 | 12.3 | 8.5 | 2.04 | 65 | 62 | 206906491
CONCORD | 4HP18V36P | EAH1P30B+H4TXV01 | 92G1UH045BE12 | 24000 | 24000 | 19 | 12.3 | 8.5 | 2.03 | 66 | 63 | 206906482
CONCORD | 4HP18V36P | EAH1P30B+H4TXV01 | 80G2UH090BE12 | 23400 | 24000 | 18.5 | 12.3 | 8.5 | 1.98 | 66 | 63 | 206906480
CONCORD | 4HP18V36P | EAC4X48C | 95G1UH090CE16 | 33800 | 34400 | 16 | 10.4 | 8.1 | 2.1 | 63 | 54 | 206906468
CONCORD | 4HP18V36P | EAC4X48B | 92G1UH070BE12 | 33400 | 34400 | 17.1 | 10.4 | 8.1 | 2.08 | 63 | 54 | 206906455
CONCORD | 4HP18V36P | EAC4X48B | 80G2UH090BE16L | 34000 | 34400 | 16.5 | 10.4 | 8.1 | 2.12 | 63 | 54 | 206906451
CONCORD | 4HP18V36P | EAC4X48B | 80G1UH070BE12 | 33800 | 34400 | 16.5 | 10.4 | 8.1 | 2.12 | 63 | 54 | 206906446
CONCORD | 4HP18V36P | EAC4X36B | 80G2UH090BE16 | 34200 | 34400 | 15.5 | 11 | 8.1 | 2.08 | 66 | 54 | 206906433
CONCORD | 4HP18V36P | EAC4X36B | 80G1UH070BE12 | 34000 | 34400 | 17.1 | 11 | 8.1 | 2.08 | 66 | 54 | 206906429
CONCORD | 4HP18V36P | EAC4X30B | 80G2UH090BE12 | 24000 | 24000 | 18.5 | 12.3 | 8.1 | 1.97 | 66 | 63 | 206906409
CONCORD | 4HP18V36P | EAC4X30A | 80G2UH070AE12 | 23800 | 24000 | 18.5 | 12.3 | 8.1 | 1.97 | 66 | 63 | 206906405
CONCORD | 4HP18V36P | EAC4X30A | 80G1UH060AE12X | 23800 | 24000 | 18.5 | 12.3 | 8.1 | 1.96 | 66 | 63 | 206906403
CONCORD | 4HP18V36P | EA(C,U)1P48B+H4TXV02 | 96G2UH070BV12 | 33800 | 34600 | 17.5 | 10.4 | 8.1 | 2.1 | 63 | 54 | 206906369
CONCORD | 4HP18V36P | EA(C,U)1P48B+H4TXV02 | 96G2UH045BV12 | 33600 | 34600 | 17.1 | 10 | 8.1 | 2.08 | 63 | 54 | 206906368
AIREASE | 4SHP18LX136P | EAC4X48C+TDR | A97US2V090C16 | 34200 | 34600 | 18 | 10.4 | 8.5 | 2.12 | 66 | 54 | 212539375
AIREASE | 4SHP18LX136P | EAC4X48B+TDR | A97US2V045B12 | 34000 | 34600 | 17.5 | 10 | 8.1 | 2.06 | 66 | 55 | 212539369
AIREASE | 4SHP18LX136P | EAC4X48C+TDR | A98USMV090C16 | 34200 | 34600 | 18 | 10.4 | 8.5 | 2.12 | 66 | 54 | 212539098
AIREASE | 4SHP18LX136P | EA(C;U)1P48C+TDR+TXV | A98USMV090C16 | 34200 | 34600 | 18 | 10.4 | 8.5 | 2.12 | 66 | 54 | 212539087
AIREASE | 4SHP18LX136P | ED1P30/36B+TDR+TXV | A97DS2V070B16 | 34600 | 34600 | 18.5 | 11 | 8.1 | 1.98 | 66 | 54 | 212539484
AIREASE | 4SHP18LX136P | EAH1P48C+TDR+TXV | A97USMV090C12 | 34600 | 34400 | 19 | 11 | 8.5 | 2.08 | 65 | 54 | 212607808
AIREASE | 4SHP18LX136P | EAH1P48C+TDR+TXV | A97US2V080C20X | 34600 | 34200 | 18.5 | 11 | 8.5 | 2.08 | 65 | 54 | 212607807
AIREASE | 4SHP18LX136P | 7EH48CX-0*+TDR | A97UH2E090C16 | 34400 | 33400 | 18 | 11.5 | 8.1 | 2.08 | 66 | 54 | 214729432
AIREASE | 4SHP18LX136P | 7EH48CX-0*+TDR | A96US2V090C20 | 34600 | 34400 | 19 | 11 | 8.5 | 2.08 | 65 | 54 | 214729429
AIREASE | 4SHP18LX136P | 7EH48BX-0*+TDR | A97US2V060B12X | 34200 | 34000 | 19 | 10.9 | 8.1 | 2.08 | 66 | 55 | 214729412
AIREASE | 4SHP18LX136P | 7EH48BX-0*+TDR | A97UH2E070B12 | 33800 | 33400 | 19 | 11 | 8.5 | 2.1 | 66 | 55 | 214729409
AIREASE | 4SHP18LX136P | 7EH48BX-0*+TDR | A96US2V045B12 | 34200 | 34200 | 19 | 10.9 | 8.1 | 2.08 | 67 | 55 | 214729406
AIREASE | 4SHP18LX136P | 7EH48BX-0*+TDR | A80UH1E090B16 | 34200 | 33400 | 17.5 | 11.5 | 8.1 | 2.14 | 66 | 55 | 214729392
AIREASE | 4SHP18LX136P | 7EH30BX-0*+TDR | A97US2V040B12X | 23600 | 24000 | 19 | 12.3 | 8.5 | 2.02 | 65 | 62 | 214729349
AIREASE | 4SHP18LX136P | 7EH30BX-0*+TDR | A96UH2E070B12 | 24000 | 24000 | 18 | 12.3 | 8.5 | 2.02 | 66 | 63 | 214729343
AIREASE | 4SHP18LX136P | 7EH30AX-0*+TDR | A80UH2E070A12 | 24000 | 24000 | 19 | 12.3 | 8.5 | 2.06 | 66 | 63 | 214729329
AIREASE | 4SHP18LX136P | 7EH30AX-0*+TDR | A80UH1E045A12 | 23800 | 24000 | 18.5 | 12.3 | 8.5 | 2.04 | 65 | 63 | 214729325
AIREASE | 4SHP18LX136P | 7EC48CX-0*+TDR | EFV16CCA | 33600 | 34400 | 16.5 | 10.4 | 8.5 | 2.14 | 66 | 54 | 214729323
AC PRO | 4HP18V36P | EAH1P30A+H4TXV01 | 80G1UH060AE12X | 23800 | 24000 | 19 | 12.3 | 8.5 | 2.04 | 65 | 63 | 206905704
AC PRO | 4HP18V36P | EAC4X48C | EFV16CCA | 33600 | 34400 | 16.5 | 10.4 | 8.1 | 2.14 | 63 | 54 | 206905701
AC PRO | 4HP18V36P | EAC4X48B | 96G2UH045BV12 | 33600 | 34600 | 17.1 | 10 | 8.1 | 2.08 | 63 | 54 | 206905690
AC PRO | 4HP18V36P | EAC4X48B | 92G1UH070BE12 | 33400 | 34400 | 17.1 | 10.4 | 8.1 | 2.08 | 63 | 54 | 206905685
AC PRO | 4HP18V36P | EAC4X48B | 80G2UH090BV16* | 33800 | 34400 | 17.5 | 10.4 | 8.1 | 2.1 | 63 | 54 | 206905682
AC PRO | 4HP18V36P | EAC4X36B | 92G1UH045BE12 | 34000 | 34600 | 16 | 10.4 | 8.1 | 2.04 | 66 | 54 | 206905667
AC PRO | 4HP18V36P | EAC4X30A | 80G2UH070AV12* | 23600 | 24000 | 18.5 | 12.3 | 8.1 | 1.98 | 65 | 62 | 206905637
AC PRO | 4HP18V36P | EA(C,U)1P48C+H4TXV02 | 92G1UH090CE16 | 34000 | 34400 | 16 | 10.4 | 8.1 | 2.12 | 63 | 54 | 206905603
AC PRO | 4HP18V36P | EA(C,U)1P48B+H4TXV02 | 96G1UH070BE12 | 33200 | 34200 | 16.5 | 10.4 | 8.1 | 2.1 | 63 | 54 | 206905597
AC PRO | 4HP18V36P | EA(C,U)1P48B+H4TXV02 | 80G2UH090BE16 | 34000 | 34400 | 16.5 | 10.4 | 8.1 | 2.12 | 63 | 54 | 206905588
ALLIED | 4HP18V60P | EAD4X-60D+TDR | 97G2DF090CV20 | 55000 | 58000 | 15.5 | 10 | 8.1 | 1.82 | 75 | 66 | 214100266
ALLIED | 4HP18V36P | 7EH48BX-0*+TDR | 97G2UH070BV12 | 34000 | 33400 | 18.5 | 11 | 8.5 | 2.1 | 67 | 55 | 214729725
ALLIED | 4HP18V36P | 7EH48BX-0*+TDR | 97G2UH045BV12 | 33800 | 33600 | 18 | 10.9 | 8.5 | 2.08 | 67 | 55 | 214729723
ALLIED | 4HP18V36P | 7EH30BX-0*+TDR | EFV12BCA | 23600 | 24000 | 18.5 | 12.3 | 8.5 | 2.03 | 65 | 62 | 214729706
ALLIED | 4HP18V36P | 7EH30BX-0*+TDR | 97G2UH045BV12 | 23600 | 24000 | 19 | 12.3 | 8.5 | 2.03 | 65 | 63 | 214729702
ALLIED | 4HP18V36P | 7EH30AX-0*+TDR | 80G2UH070AV12* | 23800 | 24000 | 19 | 12.3 | 8.5 | 2.05 | 65 | 62 | 214729686
ALLIED | 4HP18V36P | 7EH30AX-0*+TDR | 80G1UH070AE12 | 23600 | 24000 | 18.5 | 12.3 | 8.5 | 2.05 | 65 | 65 | 214729682
ALLIED | 4HP18V36P | 7EH30AX-0*+TDR | 80G1UH045AE12 | 23800 | 24000 | 18.5 | 12.3 | 8.5 | 2.04 | 65 | 63 | 214729680
ALLIED | 4HP18V36P | 7EC48CX-0*+TDR | 80G2UH110CE16 | 34200 | 34400 | 16 | 10.9 | 8.1 | 2.14 | 63 | 54 | 214729665
ALLIED | 4HP18V36P | 7EC48BX-0*+TDR | 96G2UH070BE12 | 33400 | 34400 | 17.1 | 10.4 | 8.1 | 2.08 | 63 | 54 | 214729662
ALLIED | 4HP18V36P | 7EC48BX-0*+TDR | 92G1UH070BE12 | 33400 | 34400 | 17.1 | 10.4 | 8.1 | 2.08 | 63 | 54 | 214729657
ALLIED | 4HP18V36P | 7EC30BX-0*+TDR | 97G2UH070BE12 | 23800 | 24000 | 18 | 12.3 | 8.1 | 2.06 | 66 | 63 | 214729640
ALLIED | 4HP18V36P | 7EC30AX-0*+TDR | 80G2UH070AE12L | 23800 | 24000 | 18.5 | 12.3 | 8.1 | 1.97 | 66 | 63 | 214729622
ALLIED | 4HP18V36P | 7EC30AX-0*+TDR | 80G1UH060AE12X | 23800 | 24000 | 18.5 | 12.3 | 8.1 | 1.96 | 66 | 63 | 214729619
ALLIED | 4HP18V36P | 7EC30/36BX-0*+TDR | EFV12BCA | 34200 | 34400 | 15.2 | 11 | 8.1 | 2.06 | 66 | 54 | 214729616
ALLIED | 4HP18V36P | 7EC30/36BX-0*+TDR | 80G1UH090BE16 | 34200 | 34400 | 15.5 | 11 | 8.1 | 2.08 | 66 | 54 | 214729602
ALLIED | 4HP18V36P | 7EC30/36AX-0*+TDR | 80G1UH070AE12 | 33600 | 34200 | 17.1 | 10.9 | 8.1 | 2.06 | 66 | 54 | 214729597
ALLIED | 4HP18V36P | 7EC30/36AX-0*+TDR | 80G1UH045AE12 | 33600 | 34200 | 17.1 | 10.9 | 8.1 | 2.06 | 65 | 54 | 214729595
ALLIED | 4HP18V60P | EAC4X60C | 80G2UH110CV20 | 57000 | 58500 | 16 | 10 | 8.1 | 1.94 | 65 | 57 | 206906926
ALLIED | 4HP18V36P | 7ED24BX-0*+TDR | EFV08BCA | 23000 | 24000 | 17.5 | 12.3 | 8.5 | 2.14 | 70 | 69 | 214730319
ARMSTRONG AIR | 4SHP18LX136P | 7EH30BX-0*+TDR | A97US2V060B12X + TSTAT | 23600 | 24000 | 19 | 12.3 | 8.5 | 2.03 | 65 | 63 | 214730022
ARMSTRONG AIR | 4SHP18LX136P | 7EH30BX-0*+TDR | A97US2V040B12X + TSTAT | 23600 | 24000 | 19 | 12.3 | 8.5 | 2.04 | 65 | 63 | 214730019
ARMSTRONG AIR | 4SHP18LX136P | 7EH30BX-0*+TDR | A80US2V090B12* | 23600 | 24000 | 19 | 12.3 | 8.5 | 2.04 | 65 | 62 | 214730002
ARMSTRONG AIR | 4SHP18LX136P | 7EH30AX-0*+TDR | A80UH2E070A12 | 24000 | 24000 | 19 | 12.3 | 8.5 | 2.06 | 66 | 63 | 214729998
ARMSTRONG AIR | 4SHP18LX136P | 7EH30AX-0*+TDR | A80UH1E060A12X | 23800 | 24000 | 19 | 12.3 | 8.5 | 2.04 | 65 | 63 | 214729995
ARMSTRONG AIR | 4SHP18LX136P | 7EC48CX-0*+TDR | A97USMV090C16 | 34200 | 34600 | 18 | 10.4 | 8.5 | 2.12 | 66 | 54 | 214729980
ARMSTRONG AIR | 4SHP18LX136P | 7EC48CX-0*+TDR | A97USMV090C12 + TSTAT | 34000 | 34600 | 18 | 10.4 | 8.5 | 2.1 | 62 | 54 | 214729979
ARMSTRONG AIR | 4SHP18LX136P | 7EC48CX-0*+TDR | A97US2V110C16 | 34200 | 34600 | 17.5 | 10.4 | 8.5 | 2.12 | 66 | 54 | 214729974
ARMSTRONG AIR | 4SHP18LX136P | 7EC48CX-0*+TDR | A96US2V090C20 | 34200 | 34600 | 17.5 | 10.4 | 8.5 | 2.1 | 66 | 54 | 214729956
ARMSTRONG AIR | 4SHP18LX160P | EAD4X-50/60C+TDR | A80DS2V110C20 | 46500 | 48000 | 17.5 | 11.7 | 8.5 | 2.1 | 75 | 60 | 213352562
ARMSTRONG AIR | 4SHP18LX160P | EAC4X60C+TDR | A97USMV110C20 + TSTAT | 57000 | 57000 | 16 | 10 | 8.1 | 1.9 | 66 | 57 | 212595549
ARMSTRONG AIR | 4SHP18LX136P | ED1P24B+TDR+TXV | A96DF2E070B16 | 22800 | 24000 | 17.5 | 12.3 | 8.1 | 1.82 | 65 | 62 | 211632225
ARMSTRONG AIR | 4SHP18LX136P | ED1P24B+TDR+TXV | A93DF1E045B12 | 23000 | 24000 | 19 | 12.3 | 8.1 | 1.84 | 65 | 62 | 211632222
ARMSTRONG AIR | 4SHP18LX136P | E*1P23B+TDR+TXV | A96UH1E070B12 | 23400 | 24000 | 18 | 12.3 | 8.1 | 1.9 | 64 | 61 | 211632182
ARMSTRONG AIR | 4SHP18LX136P | E*1P23B+TDR+TXV | A80US2V090B16L | 23000 | 24000 | 18.5 | 12.3 | 8.1 | 1.9 | 63 | 60 | 211632179
ARMSTRONG AIR | 4SHP18LX136P | EAC4X48C+TDR | A96US2V110C20 | 34200 | 34600 | 17.5 | 10.4 | 8.1 | 2.12 | 66 | 54 | 211631529
ARMSTRONG AIR | 4SHP18LX136P | EAC4X48C+TDR | A80US2V110C20L | 34200 | 34600 | 17.1 | 10.4 | 8.1 | 2.12 | 66 | 54 | 211631525
ARMSTRONG AIR | 4SHP18LX136P | EAC4X48C+TDR | A80US2V080C20X | 34200 | 34600 | 17.5 | 10.9 | 8.5 | 2.14 | 65 | 54 | 211631518
ARMSTRONG AIR | 4SHP18LX136P | EA(C,U)1P48B+TDR+TXV | A80US2V090B12* | 34200 | 34600 | 18.5 | 10.4 | 8.5 | 2.1 | 63 | 54 | 211631479
CONCORD | 4HP18V36P | EAD4X-24B+TDR | EFV12BCA | 23400 | 24000 | 19 | 12.3 | 8.5 | 2.18 | 70 | 68 | 213352544
CONCORD | 4HP18V36P | EAD4X-24B+TDR | 96G1DF045BE12 | 24000 | 24000 | 18.5 | 12.3 | 8.5 | 2.16 | 70 | 69 | 213352541
CONCORD | 4HP18V36P | EAD4X-24B+TDR | 97G2DF070BE16 | 23800 | 24000 | 18 | 12.3 | 8.5 | 2.16 | 71 | 70 | 213934224
CONCORD | 4HP18V36P | EAH1P48B+TDR+TXV | 97G2UH070BE12 | 33800 | 33400 | 19 | 11 | 8.5 | 1.99 | 66 | 51 | 213936421
CONCORD | 4HP18V36P | EAC4X30B+TDR | 97G2UH030BE08 | 23600 | 24000 | 19 | 12.3 | 8.1 | 1.9 | 63 | 60 | 214091884
CONCORD | 4HP18V36P | EAD4X-48C+TDR | 97G2DF110CV20 | 34200 | 36000 | 19 | 11 | 8.5 | 2.14 | 69 | 56 | 214100175
CONCORD | 4HP18V36P | EA(C,U)1P48B+TDR+TXV | 97G2UH045BV12 | 33600 | 34600 | 17.1 | 10 | 8.5 | 2.08 | 63 | 54 | 214100195
CONCORD | 4HP18V60P | EAC4X60C | 97G2UH110CE20 | 57000 | 58000 | 16 | 10 | 8.1 | 1.92 | 65 | 57 | 214567146
CONCORD | 4HP18V60P | EA(C,U)1P60C+H4TXV03 | 97G2UH090CV20 | 57000 | 58500 | 16 | 10 | 8.1 | 1.9 | 64 | 57 | 214567143
AIREASE | 4SHP18LX136P | EAD4X-48C+TDR | A96DS2V110C20 | 34400 | 36000 | 19 | 11 | 8.5 | 2.14 | 69 | 56 | 213352524
AIREASE | 4SHP18LX136P | EAD4X-48C+TDR | A95DF1E090C16 | 34200 | 36000 | 18.5 | 11.5 | 8.5 | 2.16 | 68 | 55 | 213352521
AIREASE | 4SHP18LX136P | EA(C,U)1P48B+TDR+TXV | A97UH2E045B12 | 33400 | 34400 | 17.1 | 10.4 | 8.1 | 2.08 | 66 | 54 | 213928580
AIREASE | 4SHP18LX136P | EA(C,U)1P36B+TDR+TXV | A97UH2E045B12 | 33800 | 34400 | 16.5 | 10.9 | 8.1 | 2.04 | 66 | 54 | 213928577
AIREASE | 4SHP18LX136P | EAC4X24B+TDR | A97UH2E030B08 | 23200 | 24000 | 18.5 | 12.3 | 8.1 | 2.15 | 63 | 45 | 214091907
AIREASE | 4SHP18LX136P | EAH1P30B+TDR+TXV | A97US2V040B12X + TSTAT | 23600 | 24000 | 19 | 12.3 | 8.5 | 2.04 | 65 | 63 | 214784730
AIREASE | 4SHP18LX136P | EAC4X30B+TDR | A97US2V040B12X + TSTAT | 23400 | 24000 | 19 | 12.3 | 8.1 | 1.98 | 65 | 62 | 214784727
AIREASE | 4SHP18LX136P | EA(C,U)1P36B+TDR+TXV | A97US2V040B12X + TSTAT | 34000 | 34600 | 16 | 10.4 | 8.1 | 2.04 | 66 | 54 | 214784724
AIREASE | 4SHP18LX136P | 7EC48CX-0*+TDR | A97US2V080C16X + TSTAT | 34000 | 34600 | 17.5 | 10.4 | 8.5 | 2.12 | 62 | 54 | 214784687
AIREASE | 4SHP18LX136P | 7EC36BX-0*+TDR | A97US2V060B12X + TSTAT | 34200 | 34600 | 16 | 10.4 | 8.1 | 2.04 | 66 | 54 | 214784684
AIREASE | 4SHP18LX136P | 7EC48BX-0*+TDR | A97US2V070B12 | 34000 | 34600 | 18 | 10.4 | 8.5 | 2.08 | 66 | 55 | 214784667
AIREASE | 4SHP18LX136P | 7EH36CX-0*+TDR | A97US2V110C16 | 35000 | 34600 | 18 | 11 | 8.5 | 2.22 | 68 | 57 | 214729379
AIREASE | 4SHP18LX136P | 7EH36CX-0*+TDR | A97US2V090C12 | 35000 | 34600 | 18 | 11 | 8.5 | 2.2 | 68 | 57 | 214729376
AIREASE | 4SHP18LX136P | 7EH36CX-0*+TDR | A80US2V090C20* | 35000 | 34600 | 18 | 11 | 8.5 | 2.22 | 68 | 57 | 214729359
AIREASE | 4SHP18LX136P | 7EC48CX-0*+TDR | A96US2V045B12 | 34000 | 34600 | 17.5 | 10 | 8.1 | 2.06 | 66 | 55 | 214729292
CONCORD | 4HP18V36P | EAH1P36B+H4TXV02 | 92G1UH070BE12 | 32200 | 33800 | 17.5 | 11 | 8.5 | 2.12 | 66 | 55 | 206906503
CONCORD | 4HP18V36P | EAH1P36B+H4TXV02 | 80G2UH090BV16* | 32400 | 33800 | 18.5 | 11 | 8.5 | 2.14 | 65 | 55 | 206906500
CONCORD | 4HP18V36P | ED1P30/36C+H4TXV02 | 92G1DF090CE16 | 34600 | 36000 | 17.1 | 12 | 8.1 | 2.04 | 62 | 50 | 206906600
CONCORD | 4HP18V36P | ED1P30/36B+H4TXV02 | 96G1DF070BE16 | 34400 | 36000 | 18 | 11.5 | 8.1 | 2.02 | 62 | 51 | 206906597
CONCORD | 4HP18V36P | ED1P30/36B+H4TXV02 | 80G1DF070BE12 | 34200 | 36000 | 18 | 11.7 | 8.1 | 2.04 | 61 | 49 | 206906589
CONCORD | 4HP18V36P | EAH1P48B+H4TXV02 | EFV12BCA | 33400 | 33200 | 17.1 | 11 | 8.5 | 2.14 | 66 | 55 | 206906524
CONCORD | 4HP18V36P | EAH1P48B+H4TXV02 | 96G2UH070BV12 | 34000 | 33600 | 18.5 | 11 | 8.1 | 2.1 | 67 | 55 | 206906523
CONCORD | 4HP18V36P | EAH1P48B+H4TXV02 | 80G2UH090BE12 | 34200 | 33600 | 18.5 | 11 | 8.5 | 2.12 | 67 | 55 | 206906513
CONCORD | 4HP18V36P | EAC4X48C | 96G2UH090CV12 | 33800 | 34400 | 17.5 | 10.4 | 8.5 | 2.12 | 63 | 54 | 206906470
CONCORD | 4HP18V36P | EAC4X48C | 92G1UH110CE16 | 34000 | 34400 | 16.5 | 10.9 | 8.1 | 2.14 | 62 | 54 | 206906466
CONCORD | 4HP18V36P | EAC4X48B | EFV12BCA | 33800 | 34400 | 16 | 10.4 | 8.1 | 2.1 | 63 | 54 | 206906462
CONCORD | 4HP18V36P | EAC4X48B | 80G2UH090BE16 | 34000 | 34400 | 16.5 | 10.4 | 8.1 | 2.12 | 63 | 54 | 206906450
CONCORD | 4HP18V36P | EAC4X36A | 80G2UH070AE12 | 34000 | 34600 | 16 | 10.9 | 8.1 | 2.06 | 66 | 54 | 206906426
CONCORD | 4HP18V36P | EAC4X36A | 80G1UH070AE12 | 33600 | 34200 | 17.1 | 10.9 | 8.1 | 2.06 | 66 | 54 | 206906425
AIREASE | 4SHP18LX136P | EAH1P48C+TDR+TXV | A96US2V090C20 | 34600 | 34400 | 19 | 11 | 8.5 | 2.08 | 65 | 54 | 212607803
AC PRO | 4HP18V36P | E*1P23B+TDR+TXV | 97G2UH045BE12 | 23400 | 24000 | 17.5 | 12.3 | 8.1 | 2.01 | 64 | 61 | 213934153
AC PRO | 4HP18V36P | EAH1P48C+TDR+TXV | EFV16CCA | 34200 | 33800 | 18.5 | 11.5 | 8.5 | 2.1 | 65 | 54 | 212607839
AC PRO | 4HP18V36P | EAH1P48C+TDR+TXV | 96G1UH090CE16 | 34400 | 34000 | 18 | 11.5 | 8.5 | 2.1 | 65 | 54 | 212607836
AC PRO | 4HP18V36P | EAC4X48C | 96G2UH090CE16 | 34200 | 34600 | 15.5 | 10.4 | 8.1 | 2.12 | 63 | 54 | 209332159
AC PRO | 4HP18V36P | EAC4X48B | 96G2UH070BE12 | 33400 | 34400 | 17.1 | 10.4 | 8.1 | 2.08 | 63 | 54 | 209332158
AC PRO | 4HP18V36P | EAC4X30B | 96G2UH030BE08 | 23600 | 24000 | 19 | 12.3 | 8.1 | 1.9 | 63 | 60 | 209329579
AC PRO | 4HP18V36P | EA(C,U)1P24B+H4TXV01 | 96G2UH030BE08 | 23200 | 24000 | 18.5 | 12.3 | 8.1 | 1.88 | 63 | 60 | 209329555
AC PRO | 4HP18V36P | E*1P23B+H4TXV01 | 96G2UH070BE12 | 23400 | 24000 | 17.5 | 12.3 | 8.1 | 1.91 | 64 | 61 | 209329554
AC PRO | 4HP18V36P | EA(C,U)1P48C+H4TXV02 | 96G2UH090CV20 | 34200 | 34600 | 18 | 10.4 | 8.5 | 2.1 | 63 | 54 | 207555010
AC PRO | 4HP18V36P | BCE5V36M |  | 34000 | 34800 | 19 | 11.7 | 8.5 | 2.16 | 63 | 52 | 206905445
AC PRO | 4HP18V36P | ED1P30/36B+H4TXV02 | 96G1DF070BE16 | 34400 | 36000 | 18 | 11.5 | 8.1 | 2.02 | 62 | 51 | 206905827
AC PRO | 4HP18V36P | ED1P30/36B+H4TXV02 | 92G1DF070BE12 | 34400 | 36000 | 18 | 11.7 | 8.1 | 2.02 | 62 | 50 | 206905823
ALLIED | 4HP18V36P | BCE5C18M*4X |  | 22000 | 24000 | 17.1 | 12.3 | 8.5 | 1.94 | 64 | 61 | 206905834
ALLIED | 4HP18V60P | 7ED50/60CX-0*+TDR | 96G2DF110CE20 | 46000 | 48000 | 16 | 11.5 | 8.5 | 2.1 | 75 | 60 | 214730516
ALLIED | 4HP18V60P | 7ED50/60CX-0*+TDR | 96G2DF090CV20 | 46000 | 48000 | 16.5 | 11 | 8.5 | 2.08 | 75 | 60 | 214730515
ALLIED | 4HP18V60P | 7EC60CX-0*+TDR | 96G1UH110CE20 | 57500 | 57500 | 16 | 10.4 | 8.1 | 1.92 | 66 | 57 | 214729767
ALLIED | 4HP18V36P | 7EH48CX-0*+TDR | 96G1UH090CE16 | 34400 | 34000 | 18 | 11.5 | 8.5 | 2.1 | 65 | 54 | 214729733
ALLIED | 4HP18V36P | 7EH48CX-0*+TDR | 95G1UH080CE16X | 34200 | 34000 | 17.5 | 11 | 8.5 | 2.08 | 65 | 54 | 214729731
ALLIED | 4HP18V36P | 7EH48CX-0*+TDR | 80G2UH110CV20 | 34400 | 34200 | 18.5 | 11 | 8.5 | 2.1 | 65 | 54 | 214729727
ALLIED | 4HP18V36P | 7EH48BX-0*+TDR | 80G2UH090BE12 | 34200 | 33600 | 18.5 | 11 | 8.5 | 2.12 | 67 | 55 | 214729710
ALLIED | 4HP18V36P | 7EH30BX-0*+TDR | EFV08BCA | 23400 | 24000 | 17.1 | 12.3 | 8.5 | 1.99 | 65 | 63 | 214729705
ALLIED | 4HP18V36P | 7EH30BX-0*+TDR | 92G1UH045BE12 | 24000 | 24000 | 19 | 12.3 | 8.5 | 2.03 | 66 | 63 | 214729690
ALLIED | 4HP18V36P | 7EH30AX-0*+TDR | 80G2UH070AE12L | 24000 | 24000 | 19 | 12.3 | 8.5 | 2.05 | 66 | 63 | 214729685
ALLIED | 4HP18V36P | 7EH30AX-0*+TDR | 80G2UH070AE12 | 24000 | 24000 | 19 | 12.3 | 8.5 | 2.05 | 66 | 63 | 214729684
ALLIED | 4HP18V36P | 7EC48CX-0*+TDR | 96G1UH090CE16 | 34000 | 34600 | 16 | 10.4 | 8.1 | 2.12 | 62 | 54 | 214729670
ALLIED | 4HP18V36P | 7EC48CX-0*+TDR | 92G1UH110CE16 | 34000 | 34400 | 16.5 | 10.9 | 8.1 | 2.14 | 62 | 54 | 214729668
ALLIED | 4HP18V36P | 7EC48BX-0*+TDR | 96G2UH070BV12 | 33800 | 34600 | 17.5 | 10.4 | 8.1 | 2.1 | 63 | 54 | 214729663
ALLIED | 4HP18V36P | 7EC36BX-0*+TDR | 97G2UH070BV12 | 34000 | 34600 | 16.5 | 10.9 | 8.5 | 2.06 | 66 | 54 | 214729647
ALLIED | 4HP18V36P | 7EC36BX-0*+TDR | 97G2UH045BV12 | 34000 | 34600 | 16 | 10.4 | 8.5 | 2.04 | 66 | 54 | 214729645
ALLIED | 4HP18V36P | 7EC30BX-0*+TDR | 92G1UH045BE12 | 23800 | 24000 | 18.5 | 12.3 | 8.1 | 1.96 | 66 | 63 | 214729627
ALLIED | 4HP18V36P | 7EC30/36BX-0*+TDR | 92G1UH030BE12 | 33200 | 34200 | 15.5 | 10.4 | 8.1 | 2.04 | 66 | 54 | 214729607
ALLIED | 4HP18V36P | 7EC30/36BX-0*+TDR | 80G2UH090BE16 | 34200 | 34400 | 15.5 | 11 | 8.1 | 2.08 | 66 | 54 | 214729604
ALLIED | 4HP18V36P | EA(C,U)1P48B+H4TXV02 | 92G1UH045BE12 | 33600 | 34600 | 16.5 | 10.4 | 8.1 | 2.08 | 63 | 54 | 206905977
ALLIED | 4HP18V36P | EA(C,U)1P48B+H4TXV02 | 80G2UH090BE16 | 34000 | 34400 | 16.5 | 10.4 | 8.1 | 2.12 | 63 | 54 | 206905973
ALLIED | 4HP18V36P | EA(C,U)1P36B+H4TXV02 | 80G1UH070BE12 | 34000 | 34400 | 17.1 | 11 | 8.1 | 2.08 | 66 | 54 | 206905952
ALLIED | 4HP18V36P | ED1P24B+H4TXV01 | 96G2DF045BE12 | 22800 | 24000 | 17.5 | 12.3 | 8.1 | 1.83 | 65 | 62 | 209329648
ALLIED | 4HP18V36P | EAH1P30B+H4TXV01 | 96G2UH070BE12 | 23600 | 24000 | 18 | 12.3 | 8.5 | 2.02 | 66 | 63 | 209329640
ALLIED | 4HP18V36P | EAC4X24B | 96G2UH030BE08 | 23200 | 24000 | 18.5 | 12.3 | 8.1 | 1.88 | 63 | 60 | 209329622
ALLIED | 4HP18V36P | E*1P23B+H4TXV01 | 96G2UH045BE12 | 23400 | 24000 | 17.5 | 12.3 | 8.1 | 1.91 | 64 | 61 | 209329604
ALLIED | 4HP18V36P | ED1P30/36B+H4TXV02 | 96G2DF070BE16 | 34400 | 36000 | 16 | 11.5 | 8.1 | 2.02 | 62 | 51 | 209332195
ALLIED | 4HP18V36P | EAC4X48C | 96G2UH090CE16 | 34200 | 34600 | 15.5 | 10.4 | 8.1 | 2.12 | 63 | 54 | 209332186
ALLIED | 4HP18V36P | EAC4X48B | 96G2UH045BE12 | 33400 | 34400 | 17.1 | 10.4 | 8.1 | 2.08 | 63 | 54 | 209332184
ALLIED | 4HP18V36P | EA(C,U)1P36B+H4TXV02 | 96G2UH045BE12 | 33800 | 34400 | 16.5 | 10.9 | 8.1 | 2.04 | 66 | 54 | 209332176
ALLIED | 4HP18V36P | E*1P36B+H4TXV02 | 96G2UH070BE12 | 34000 | 35000 | 17.1 | 10.9 | 8.5 | 2.18 | 66 | 55 | 209332173
ALLIED | 4HP18V36P | EAH1P48C+TDR+TXV | 96G2UH090CV12 | 34400 | 34200 | 19 | 11 | 8.5 | 2.08 | 65 | 54 | 212607846
ALLIED | 4HP18V36P | EA(C,U)1P30B+TDR+TXV | 97G2UH045BE12 | 23800 | 24000 | 17.5 | 12.3 | 8.1 | 2.06 | 66 | 63 | 213934175
ALLIED | 4HP18V36P | E*1P23B+TDR+TXV | 97G2UH070BE12 | 23400 | 24000 | 18.5 | 12.3 | 8.1 | 2.01 | 64 | 61 | 213934171
ALLIED | 4HP18V36P | EAD4X-48C+TDR | 96G2DF110CV20 | 34200 | 36000 | 19 | 11 | 8.5 | 2.14 | 69 | 56 | 213352605
ALLIED | 4HP18V36P | EAC4X36B+TDR | 97G2UH070BE12 | 33800 | 34400 | 17.1 | 10.9 | 8.5 | 1.95 | 66 | 51 | 213936457
ALLIED | 4HP18V36P | E*1P23B+TDR+TXV | 97G2UH070BV12 | 23200 | 24000 | 19 | 12.3 | 8.1 | 1.91 | 63 | 60 | 214100161
ALLIED | 4HP18V36P | EAC4X30B+TDR | 97G2UH030BE08 | 23600 | 24000 | 19 | 12.3 | 8.1 | 1.9 | 63 | 60 | 214091896
ALLIED | 4HP18V36P | EA(C,U)1P24B+TDR+TXV | 97G2UH030BE08 | 23200 | 24000 | 18.5 | 12.3 | 8.1 | 1.88 | 63 | 60 | 214091893
ALLIED | 4HP18V36P | EAH1P48C+TDR+TXV | 92G1UH110CE16 | 34400 | 33800 | 18.5 | 11.7 | 8.5 | 2.12 | 65 | 54 | 212607756
ALLIED | 4HP18V36P | EAD4X-48C+TDR | 97G2DF090CV20 | 34200 | 36000 | 19 | 11 | 8.5 | 2.14 | 69 | 55 | 214100178
ALLIED | 4HP18V36P | EAC4X36B+TDR | 97G2UH045BV12 | 34000 | 34600 | 16 | 10.4 | 8.5 | 2.04 | 66 | 54 | 214100224
ALLIED | 4HP18V36P | EA(C,U)1P48B+TDR+TXV | 97G2UH045BV12 | 33600 | 34600 | 17.1 | 10 | 8.5 | 2.08 | 63 | 54 | 214100221
ALLIED | 4HP18V36P | EA(C,U)1P36A+H4TXV02 | 80G1UH060AE12X | 33400 | 34200 | 16 | 10.9 | 8.1 | 2.04 | 65 | 54 | 206905947
ALLIED | 4HP18V36P | EA(C,U)1P30B+H4TXV01 | 92G1UH045BE12 | 23800 | 24000 | 18.5 | 12.3 | 8.1 | 1.96 | 66 | 63 | 206905934
ALLIED | 4HP18V36P | E*1P36C+H4TXV02 | 96G2UH090CV12 | 34600 | 35200 | 18 | 11 | 8.5 | 2.22 | 66 | 55 | 206905901
ALLIED | 4HP18V36P | E*1P36C+H4TXV02 | 92G1UH110CE16 | 34600 | 35200 | 16.5 | 11 | 8.5 | 2.24 | 66 | 55 | 206905897
ALLIED | 4HP18V36P | E*1P36B+H4TXV02 | 92G1UH045BE12 | 34400 | 35400 | 17.1 | 10.9 | 8.5 | 2.18 | 66 | 55 | 206905887
ALLIED | 4HP18V36P | E*1P36B+H4TXV02 | 80G2UH090BE16 | 34800 | 35400 | 16.5 | 11 | 8.5 | 2.22 | 66 | 55 | 206905883
ALLIED | 4HP18V36P | E*1P23B+H4TXV01 | 96G1UH030BE08 | 22600 | 24000 | 18 | 12.3 | 8.1 | 1.88 | 62 | 59 | 206905866
ALLIED | 4HP18V36P | E*1P23B+H4TXV01 | 92G1UH045BE12 | 23400 | 24000 | 18.5 | 12.3 | 8.1 | 1.92 | 64 | 61 | 206905862
ALLIED | 4HP18V36P | BCE7E30M |  | 24000 | 24000 | 19 | 12.3 | 8.5 | 2.17 | 68 | 65 | 206905849
ALLIED | 4HP18V36P | BCE7E18M |  | 23200 | 24000 | 19 | 12.3 | 8.5 | 2.03 | 64 | 61 | 206905847
ALLIED | 4HP18V36P | BCE5V24M |  | 23400 | 24000 | 18.5 | 12.3 | 8.5 | 1.88 | 67 | 64 | 206905844
ALLIED | 4HP18V36P | BCE5E24M |  | 23000 | 24000 | 17.5 | 12.3 | 8.1 | 1.85 | 63 | 62 | 206905839
ALLIED | 4HP18V36P | BCE5C36M*4X |  | 34000 | 35400 | 15.5 | 11 | 8.5 | 2.1 | 63 | 53 | 206905838
ALLIED | 4HP18V60P | 7ED50/60CX-0*+TDR | 97G2DF110CV20 | 46000 | 48000 | 16.5 | 11 | 8.5 | 2.08 | 75 | 60 | 214730526
ALLIED | 4HP18V60P | 7ED60DX-0*+TDR | 96G2DF110CV20 | 55500 | 58000 | 15.5 | 10 | 8.1 | 1.84 | 75 | 65 | 214730549
ALLIED | 4HP18V60P | 7ED60DX-0*+TDR | 96G1DF110CE20 | 55500 | 58000 | 16 | 10 | 8.1 | 1.84 | 75 | 65 | 214730546
ALLIED | 4HP18V60P | 7EC60CX-0*+TDR | 80G1UH110CE20 | 57500 | 57500 | 16.5 | 10 | 8.1 | 1.92 | 66 | 57 | 214729762
ALLIED | 4HP18V60P | 7EC60CX-0*+TDR | 80G1UH090CE20 | 58000 | 57500 | 16.5 | 10.4 | 8.1 | 1.94 | 66 | 58 | 214729760
ALLIED | 4HP18V60P | EAD4X-60D+TDR | 97G2DF110CV20 | 55000 | 58000 | 15.5 | 10 | 8.1 | 1.84 | 75 | 65 | 214100267
ALLIED | 4HP18V60P | EAD4X-50/60C+TDR | 96G2DF110CE20 | 46000 | 48000 | 16 | 11.5 | 8.5 | 2.1 | 75 | 60 | 213352628
ALLIED | 4HP18V60P | EAD4X-50/60C+TDR | 80G1DF110CE20 | 47500 | 48000 | 17.1 | 12.3 | 8.5 | 2.22 | 72 | 57 | 213352625
ALLIED | 4HP18V36P | 7EC48CX-0*+TDR | 97G2UH045BE12 | 33400 | 34400 | 17.1 | 10.4 | 8.1 | 2 | 66 | 50 | 214729673
ALLIED | 4HP18V36P | EAH1P36B+TDR+TXV | 97G2UH045BE12 | 32000 | 33800 | 18 | 11 | 8.5 | 1.97 | 66 | 49 | 213936461
ALLIED | 4HP18V36P | 7EH48CX-0*+TDR | EFV16CCA | 34200 | 33800 | 18.5 | 11.5 | 8.5 | 2.1 | 65 | 54 | 214729738
ALLIED | 4HP18V36P | 7EH48BX-0*+TDR | 96G2UH070BV12 | 34000 | 33600 | 18.5 | 11 | 8.1 | 2.1 | 67 | 55 | 214729721
ALLIED | 4HP18V36P | 7EH48BX-0*+TDR | 96G1UH070BE12 | 33400 | 33200 | 17.5 | 11 | 8.5 | 2.1 | 66 | 55 | 214729717
ALLIED | 4HP18V36P | 7EH30BX-0*+TDR | 96G2UH070BE12 | 23600 | 24000 | 18 | 12.3 | 8.5 | 2.02 | 66 | 63 | 214729698
ALLIED | 4HP18V36P | 7EH30BX-0*+TDR | 96G2UH045BV12 | 23600 | 24000 | 19 | 12.3 | 8.5 | 2.03 | 65 | 63 | 214729697
ALLIED | 4HP18V36P | 7EH30BX-0*+TDR | 96G1UH070BE12 | 24000 | 24000 | 18 | 12.3 | 8.5 | 2.03 | 66 | 64 | 214729694
ALLIED | 4HP18V36P | 7EC48CX-0*+TDR | EFV16CCA | 33600 | 34400 | 16.5 | 10.4 | 8.1 | 2.14 | 63 | 54 | 214729678
ALLIED | 4HP18V36P | 7EC48CX-0*+TDR | 97G2UH090CV12 | 33800 | 34600 | 17.5 | 10.4 | 8.5 | 2.12 | 62 | 53 | 214729677
ALLIED | 4HP18V36P | 7EC48BX-0*+TDR | 96G2UH045BE12 | 33400 | 34400 | 17.1 | 10.4 | 8.1 | 2.08 | 63 | 54 | 214729660
ALLIED | 4HP18V36P | 7EC48BX-0*+TDR | 96G1UH045BE12 | 32800 | 34000 | 17.1 | 10.4 | 8.1 | 2.08 | 63 | 54 | 214729658
ALLIED | 4HP18V36P | 7EC48BX-0*+TDR | 80G2UH090BV16* | 33800 | 34400 | 17.5 | 10.4 | 8.1 | 2.1 | 63 | 54 | 214729654
ALLIED | 4HP18V36P | 7EC30BX-0*+TDR | 97G2UH030BE08 | 23600 | 24000 | 19 | 12.3 | 8.1 | 1.9 | 63 | 60 | 214729637
ALLIED | 4HP18V36P | 7EC30BX-0*+TDR | 96G2UH045BE12 | 23800 | 24000 | 17.5 | 12.3 | 8.1 | 1.96 | 66 | 63 | 214729633
ALLIED | 4HP18V36P | 7EC30AX-0*+TDR | 80G1UH040AE12X | 23800 | 24000 | 18.5 | 12.3 | 8.1 | 1.96 | 66 | 63 | 214729617
ALLIED | 4HP18V36P | 7EC30/36BX-0*+TDR | 96G2UH070BE12 | 33600 | 34200 | 16 | 10.9 | 8.1 | 2.04 | 66 | 54 | 214729614
ALLIED | 4HP18V36P | 7EC30/36BX-0*+TDR | 96G1UH070BE12 | 33400 | 34200 | 16.5 | 10.9 | 8.1 | 2.06 | 65 | 54 | 214729611
ALLIED | 4HP18V36P | 7EC30/36AX-0*+TDR | 80G2UH070AE12 | 34000 | 34600 | 16 | 10.9 | 8.1 | 2.06 | 66 | 54 | 214729598
ALLIED | 4HP18V60P | EAC4X60D | EFV20DCA | 58000 | 57500 | 15.5 | 10 | 8.1 | 1.96 | 70 | 60 | 206906936
ALLIED | 4HP18V60P | EAC4X60C | 96G1UH110CE20 | 57500 | 57500 | 16 | 10.4 | 8.1 | 1.92 | 66 | 57 | 206906930
ALLIED | 4HP18V60P | EAC4X60C | 80G1UH110CE20 | 57500 | 57500 | 16.5 | 10 | 8.1 | 1.92 | 66 | 57 | 206906923
ALLIED | 4HP18V60P | EA(C,U)1P60C+H4TXV03 | 96G2UH090CV20 | 57000 | 58500 | 16 | 10 | 8.1 | 1.94 | 65 | 57 | 206906869
ALLIED | 4HP18V60P | EA(C,U)1P60C+H4TXV03 | 92G1UH110CE20 | 57500 | 58000 | 16 | 10.4 | 8.1 | 1.94 | 65 | 57 | 206906865
ALLIED | 4HP18V60P | EA(C,U)1P60C+H4TXV03 | 80G1UH110CE20 | 57500 | 57500 | 16.5 | 10 | 8.1 | 1.92 | 66 | 57 | 206906861
ALLIED | 4HP18V60P | EA(C,U)1P60C+H4TXV03 | 80G1UH100CE20X | 57500 | 58000 | 16.5 | 10 | 8.1 | 1.9 | 66 | 58 | 206906860
ALLIED | 4HP18V36P | 7ED24BX-0*+TDR | EFV12BCA | 23400 | 24000 | 19 | 12.3 | 8.5 | 2.18 | 70 | 68 | 214730320
ALLIED | 4HP18V36P | 7ED24BX-0*+TDR | 96G1DF045BE12 | 24000 | 24000 | 18.5 | 12.3 | 8.5 | 2.16 | 70 | 69 | 214730317
ALLIED | 4HP18V36P | 7ED24BX-0*+TDR | 80G1DF070BE12 | 23600 | 24000 | 18 | 12.3 | 8.5 | 2.18 | 70 | 69 | 214730314
ALLIED | 4HP18V60P | BCE7E60M |  | 57000 | 58000 | 16 | 10.4 | 8.1 | 1.96 | 66 | 53 | 207103544
AC PRO | 4HP18V36P | EAH1P36B+H4TXV02 | 92G1UH045BE12 | 32200 | 33800 | 17.5 | 10.9 | 8.5 | 2.12 | 66 | 56 | 206905732
AC PRO | 4HP18V36P | EAH1P36B+H4TXV02 | 80G2UH090BE12 | 32600 | 33800 | 18 | 11 | 8.5 | 2.14 | 66 | 55 | 206905727
ALLIED | 4HP18V36P | ED1P30/36B+H4TXV02 | 96G1DF070BE16 | 34400 | 36000 | 18 | 11.5 | 8.1 | 2.02 | 62 | 51 | 206906212
ALLIED | 4HP18V36P | EAH1P48B+H4TXV02 | 96G2UH070BV12 | 34000 | 33600 | 18.5 | 11 | 8.1 | 2.1 | 67 | 55 | 206906138
ALLIED | 4HP18V36P | EAH1P48B+H4TXV02 | 92G1UH070BE12 | 33800 | 33400 | 18 | 11 | 8.5 | 2.1 | 66 | 55 | 206906134
ALLIED | 4HP18V36P | EAH1P48B+H4TXV02 | 80G2UH090BV16* | 34000 | 33600 | 18.5 | 11 | 8.1 | 2.1 | 67 | 55 | 206906131
ALLIED | 4HP18V36P | EAH1P48B+H4TXV02 | 80G1UH090BE16 | 34200 | 33400 | 17.5 | 11.5 | 8.5 | 2.14 | 66 | 55 | 206906127
ALLIED | 4HP18V36P | EAH1P30B+H4TXV01 | 96G2UH070BV12 | 23800 | 24000 | 19 | 12.3 | 8.5 | 2.04 | 65 | 62 | 206906106
ALLIED | 4HP18V36P | EAH1P30B+H4TXV01 | 96G1UH030BE08 | 23400 | 24000 | 17.5 | 12.3 | 8.5 | 1.99 | 66 | 63 | 206906102
ALLIED | 4HP18V36P | EAC4X48B | 92G1UH045BE12 | 33600 | 34600 | 16.5 | 10.4 | 8.1 | 2.08 | 63 | 54 | 206906069
ALLIED | 4HP18V36P | EAC4X36B | 80G2UH090BE16L | 34200 | 34400 | 15.5 | 11 | 8.1 | 2.08 | 66 | 54 | 206906049
ALLIED | 4HP18V36P | EAC4X30B | EFV12BCA | 23400 | 24000 | 17.5 | 12.3 | 8.1 | 1.98 | 65 | 62 | 206906037
ALLIED | 4HP18V36P | EAC4X30B | 96G2UH045BV12 | 23400 | 24000 | 18.5 | 12.3 | 8.1 | 1.96 | 65 | 62 | 206906034
ALLIED | 4HP18V36P | EA(C,U)1P48C+H4TXV02 | 80G2UH110CE16 | 34200 | 34400 | 16 | 10.9 | 8.1 | 2.14 | 63 | 54 | 206905986
ALLIED | 4HP18V36P | EA(C,U)1P36B+H4TXV02 | 96G2UH045BV12 | 33800 | 34800 | 15.5 | 10.4 | 8.1 | 2.02 | 66 | 54 | 206905966
ALLIED | 4HP18V36P | EA(C,U)1P36B+H4TXV02 | 92G1UH030BE12 | 33200 | 34200 | 15.5 | 10.4 | 8.1 | 2.04 | 66 | 54 | 206905959
ALLIED | 4HP18V36P | EA(C,U)1P36B+H4TXV02 | 80G2UH090BV16* | 34400 | 34600 | 17.1 | 10.9 | 8.1 | 2.04 | 66 | 54 | 206905958
ALLIED | 4HP18V36P | EAC4X36B | 96G2UH070BE12 | 33600 | 34200 | 16 | 10.9 | 8.1 | 2.04 | 66 | 54 | 209332183
ALLIED | 4HP18V36P | EA(C,U)1P48C+H4TXV02 | 96G2UH090CE16 | 34200 | 34600 | 15.5 | 10.4 | 8.1 | 2.12 | 63 | 54 | 209332180
ALLIED | 4HP18V36P | EA(C,U)1P48B+H4TXV02 | 96G2UH045BE12 | 33400 | 34400 | 17.1 | 10.4 | 8.1 | 2.08 | 63 | 54 | 209332178
ALLIED | 4HP18V36P | EAH1P48C+TDR+TXV | 92G1UH090CE16 | 34200 | 34000 | 18 | 11.5 | 8.5 | 2.1 | 65 | 54 | 212607842
ALLIED | 4HP18V36P | EAD4X-24B+TDR | EFV12BCA | 23400 | 24000 | 19 | 12.3 | 8.5 | 2.18 | 70 | 68 | 213352560
ALLIED | 4HP18V36P | EAD4X-24B+TDR | 96G1DF045BE12 | 24000 | 24000 | 18.5 | 12.3 | 8.5 | 2.16 | 70 | 69 | 213352557
ALLIED | 4HP18V36P | EAH1P30B+TDR+TXV | 97G2UH070BE12 | 24000 | 24000 | 18.5 | 12.3 | 8.5 | 2.11 | 66 | 63 | 213934185
ALLIED | 4HP18V36P | EAD4X-48C+TDR | 92G1DF090CE16 | 34200 | 36000 | 18.5 | 11.5 | 8.5 | 2.16 | 68 | 55 | 213352601
ALLIED | 4HP18V36P | E*1P36B+TDR+TXV | 97G2UH070BE12 | 34200 | 34600 | 18 | 10.9 | 8.5 | 2.09 | 68 | 54 | 213936447
ALLIED | 4HP18V36P | EAH1P30B+TDR+TXV | 97G2UH070BV12 | 23800 | 24000 | 19 | 12.3 | 8.5 | 2.04 | 65 | 62 | 214100171
ALLIED | 4HP18V36P | EAC4X30B+TDR | 97G2UH045BV12 | 23400 | 24000 | 19 | 12.3 | 8.1 | 1.96 | 65 | 62 | 214100168
ALLIED | 4HP18V36P | EAH1P48C+TDR+TXV | 97G2UH090CV12 | 34400 | 33400 | 19 | 11 | 8.5 | 2.08 | 66 | 55 | 214100231
ALLIED | 4HP18V36P | EA(C,U)1P30A+H4TXV01 | 80G1UH060AE12X | 23800 | 24000 | 18.5 | 12.3 | 8.1 | 1.96 | 66 | 63 | 206905926
ALLIED | 4HP18V36P | E*1P36B+H4TXV02 | EFV12BCA | 34600 | 35400 | 16.5 | 11 | 8.5 | 2.2 | 66 | 55 | 206905893
ALLIED | 4HP18V36P | E*1P36B+H4TXV02 | 80G1UH070BE12 | 34400 | 35200 | 18 | 11 | 8.5 | 2.22 | 66 | 55 | 206905879
ALLIED | 4HP18V36P | E*1P23B+H4TXV01 | EFV12BCA | 23000 | 24000 | 17.5 | 12.3 | 8.1 | 1.92 | 63 | 60 | 206905872
ALLIED | 4HP18V36P | E*1P23B+H4TXV01 | 96G2UH045BV12 | 23200 | 24000 | 19 | 12.3 | 8.1 | 1.89 | 63 | 60 | 206905869
COMFORT-AIRE | HRG1836S1P | EAH1P36B+H4TXV02 | GUH96T070B3M | 32400 | 33800 | 18.5 | 10.9 | 8.5 | 2.12 | 66 | 55 | 207071174
COMFORT-AIRE | HRG1836S1P | EAH1P36B+H4TXV02 | GUH92C070B3M | 32200 | 33800 | 17.5 | 11 | 8.5 | 2.12 | 66 | 55 | 207071170
COMFORT-AIRE | HRG1860S1P | EAC4X60C | GUH96T110C5M | 57000 | 58000 | 16 | 10 | 8.1 | 1.94 | 66 | 57 | 207071515
COMFORT-AIRE | HRG1836S1P | EAH1P30B+H4TXV01 | GUH96C045B3M | 24000 | 24000 | 18.5 | 12.3 | 8.5 | 2.03 | 66 | 64 | 207071378
COMFORT-AIRE | HRG1836S1P | EA(C,U)1P30B+H4TXV01 | GUH92C070B3M | 24000 | 24000 | 18.5 | 12.3 | 8.1 | 1.97 | 66 | 63 | 207071312
COMFORT-AIRE | HRG1836S1P | E*1P23B+H4TXV01 | GUH92C070B3M | 23400 | 24000 | 19 | 12.3 | 8.1 | 1.92 | 64 | 60 | 207071272
COMFORT-AIRE | HRG1836S1P | E*1P23B+H4TXV01 | GUH92C045B3M | 23400 | 24000 | 18.5 | 12.3 | 8.1 | 1.92 | 64 | 61 | 207071270
COMFORT-AIRE | HRG1836S1P | HCG30V1P |  | 23600 | 24000 | 18.5 | 12.3 | 8.5 | 1.98 | 66 | 63 | 207071260
ARMSTRONG AIR | 4SHP18LX160P | 7EC60CX-0*+TDR | A97USMV090C20 + TSTAT | 57000 | 57000 | 16 | 10 | 8.1 | 1.9 | 66 | 58 | 214730196
ARMSTRONG AIR | 4SHP18LX160P | 7EC60CX-0*+TDR | A97US2V110C20 | 57000 | 58000 | 17.1 | 10 | 8.1 | 1.94 | 66 | 57 | 214730194
ARMSTRONG AIR | 4SHP18LX160P | 7EC60CX-0*+TDR | A96US2V110C20 | 57000 | 58000 | 17.1 | 10 | 8.1 | 1.94 | 66 | 57 | 214730189
DUCANE | 4HP18V36P | 7EH48CX-0*+TDR | 95G1UH080CE16X | 34200 | 34000 | 17.5 | 11 | 8.5 | 2.08 | 65 | 54 | 214730836
DUCANE | 4HP18V36P | 7EH48CX-0*+TDR | 92G1UH090CE12 | 34400 | 34200 | 19 | 11 | 8.5 | 2.1 | 65 | 54 | 214730833
DUCANE | 4HP18V36P | 7EH48BX-0*+TDR | 97G2UH070BV12 | 34000 | 33400 | 18.5 | 11 | 8.5 | 2.1 | 67 | 55 | 214730830
DUCANE | 4HP18V36P | 7EH48BX-0*+TDR | 80G1UH070BE12 | 34000 | 33400 | 17.5 | 11 | 8.5 | 2.12 | 66 | 55 | 214730813
DUCANE | 4HP18V36P | 7EH30BX-0*+TDR | EFV08BCA | 23400 | 24000 | 17.1 | 12.3 | 8.5 | 1.99 | 65 | 63 | 214730810
DUCANE | 4HP18V36P | 7EH30BX-0*+TDR | 80G2UH090BE12 | 23400 | 24000 | 18.5 | 12.3 | 8.5 | 1.98 | 66 | 63 | 214730793
DUCANE | 4HP18V36P | 7EH30AX-0*+TDR | 80G2UH070AE12L | 24000 | 24000 | 19 | 12.3 | 8.5 | 2.05 | 66 | 63 | 214730790
DUCANE | 4HP18V36P | 7EH30AX-0*+TDR | 80G1UH070AE12 | 23600 | 24000 | 18.5 | 12.3 | 8.5 | 2.05 | 65 | 65 | 214730787
DUCANE | 4HP18V36P | 7EC48CX-0*+TDR | 92G1UH110CE16 | 34000 | 34400 | 16.5 | 10.9 | 8.1 | 2.14 | 62 | 54 | 214730773
DUCANE | 4HP18V36P | 7EC48CX-0*+TDR | 80G2UH110CE16 | 34200 | 34400 | 16 | 10.9 | 8.1 | 2.14 | 63 | 54 | 214730770
DUCANE | 4HP18V36P | 7EC48BX-0*+TDR | 96G2UH070BE12 | 33400 | 34400 | 17.1 | 10.4 | 8.1 | 2.08 | 63 | 54 | 214730767
DUCANE | 4HP18V60P | 7ED50/60CX-0*+TDR | 96G2DF110CE20 | 46000 | 48000 | 16 | 11.5 | 8.5 | 2.1 | 75 | 60 | 214730498
DUCANE | 4HP18V60P | EAD4X-60D+TDR | 96G1DF110CE20 | 55500 | 58000 | 16 | 10 | 8.1 | 1.84 | 75 | 65 | 213352651
DUCANE | 4HP18V36P | EAH1P36B+TDR+TXV | 97G2UH045BE12 | 32000 | 33800 | 18 | 11 | 8.5 | 1.97 | 66 | 49 | 213936396
DUCANE | 4HP18V36P | 7ED48CX-0*+TDR | 96G1DF090CE16 | 34200 | 36000 | 18.5 | 11.7 | 8.5 | 2.18 | 68 | 55 | 214730335
DUCANE | 4HP18V36P | 7ED24AX-0*+TDR | 80G2DF070AE12 | 24000 | 24000 | 19 | 12.3 | 8.5 | 2.16 | 71 | 70 | 214730289
DUCANE | 4HP18V36P | 7ED24BX-0*+TDR | 92G1DF070BE12 | 24000 | 24000 | 19 | 12.3 | 8.5 | 2.16 | 70 | 69 | 214730295
DUCANE | 4HP18V60P | EAC4X60C | 96G1UH110CE20 | 57500 | 57500 | 16 | 10.4 | 8.1 | 1.92 | 66 | 57 | 206903695
DUCANE | 4HP18V60P | EA(C,U)1P60C+H4TXV03 | 80G1UH090CE20 | 58000 | 57500 | 16.5 | 10.4 | 8.1 | 1.94 | 66 | 58 | 206903658
ARMSTRONG AIR | 4SHP18LX136P | EAH1P30B+TDR+TXV | A80US2V090B12* | 23600 | 24000 | 19 | 12.3 | 8.5 | 2.04 | 65 | 62 | 211632215
ARMSTRONG AIR | 4SHP18LX136P | EAC4X30B+TDR | A96UH1E045B12 | 23800 | 24000 | 17.5 | 12.3 | 8.1 | 1.96 | 66 | 63 | 211632212
ARMSTRONG AIR | 4SHP18LX136P | EA(C,U)1P48C+TDR+TXV | A97USMV090C20 | 34200 | 34600 | 17.5 | 10.4 | 8.5 | 2.1 | 63 | 54 | 211631503
ARMSTRONG AIR | 4SHP18LX136P | EA(C,U)1P48C+TDR+TXV | A96US2V090C20 | 34200 | 34600 | 17.5 | 10.4 | 8.5 | 2.1 | 63 | 54 | 211631493
DUCANE | 4HP18V36P | 7EC30/36BX-0*+TDR | 80G2UH090BE16 | 34200 | 34400 | 15.5 | 11 | 8.1 | 2.08 | 66 | 54 | 214730709
ARMSTRONG AIR | 4SHP18LX136P | EAH1P36B+TDR+TXV | A97US2V060B12X | 32600 | 34400 | 19 | 10.9 | 8.5 | 2.1 | 67 | 55 | 210738687
ARMSTRONG AIR | 4SHP18LX136P | EAH1P36B+TDR+TXV | A96US2V045B12 | 32400 | 34600 | 19 | 10.4 | 8.5 | 2.1 | 66 | 55 | 210738675
ARMSTRONG AIR | 4SHP18LX136P | EAH1P36B+TDR+TXV | A80UH2E090B12 | 32600 | 34000 | 18 | 11 | 8.5 | 2.14 | 66 | 55 | 210738627
ARMSTRONG AIR | 4SHP18LX136P | 7EC48BX-0*+TDR | A96US2V045B12 | 34000 | 34600 | 17.5 | 10 | 8.1 | 2.06 | 66 | 55 | 214784650
ARMSTRONG AIR | 4SHP18LX136P | 7EC48BX-0*+TDR | A80US2V090B16L | 34000 | 34600 | 17.5 | 10.4 | 8.1 | 2.1 | 66 | 54 | 214784630
ARMSTRONG AIR | 4SHP18LX160P | 7ED60DX-0*+TDR | EFV20DCA | 55500 | 58000 | 15.5 | 10 | 8.1 | 1.82 | 75 | 65 | 214731084
ARMSTRONG AIR | 4SHP18LX160P | 7ED60DX-0*+TDR | A96DS2V110C20 | 55500 | 58000 | 16.5 | 10 | 8.1 | 1.82 | 75 | 65 | 214731081
ARMSTRONG AIR | 4SHP18LX136P | 7ED24BX-0*+TDR | A97DS2V045B12 | 23400 | 24000 | 19 | 12.3 | 8.5 | 2.18 | 70 | 69 | 214731021
ARMSTRONG AIR | 4SHP18LX136P | 7ED24BX-0*+TDR | A97DF2E070B16 | 23600 | 24000 | 18 | 12.3 | 8.5 | 2.22 | 71 | 72 | 214731018
ARMSTRONG AIR | 4SHP18LX136P | 7ED24BX-0*+TDR | EFV08BCA | 23400 | 24000 | 17.5 | 12.3 | 8.5 | 2.14 | 71 | 70 | 214731004
ARMSTRONG AIR | 4SHP18LX136P | 7ED24BX-0*+TDR | A96DS2V045B12 | 23600 | 24000 | 19 | 12.3 | 8.5 | 2.18 | 70 | 69 | 214731001
ARMSTRONG AIR | 4SHP18LX136P | 7ED24BX-0*+TDR | A93DF1E070B12 | 24000 | 24000 | 19 | 12.3 | 8.5 | 2.16 | 70 | 69 | 214730998
ARMSTRONG AIR | 4SHP18LX160P | EAD4X-60D+TDR | A80DS2V110C20 | 55500 | 58000 | 17.1 | 10 | 8.1 | 1.84 | 74 | 64 | 213352635
ARMSTRONG AIR | 4SHP18LX160P | 7EC60CX-0*+TDR | A97USMV110C20 + TSTAT | 57000 | 57000 | 16 | 10 | 8.1 | 1.9 | 66 | 57 | 214730198
ARMSTRONG AIR | 4SHP18LX160P | 7EC60CX-0*+TDR | A97US2V080C20X + TSTAT | 57500 | 57000 | 16 | 10 | 8.1 | 1.9 | 66 | 57 | 214730192
AIREASE | 4SHP18LX136P | EA(C,U)1P30B+TDR+TXV | A97UH2E045B12 | 23800 | 24000 | 17.5 | 12.3 | 8.1 | 2.06 | 66 | 63 | 213927720
AIREASE | 4SHP18LX136P | E*1P23B+TDR+TXV | A97UH2E070B12 | 23400 | 24000 | 18.5 | 12.3 | 8.1 | 2.01 | 64 | 61 | 213927717
AIREASE | 4SHP18LX136P | EAC4X36B+TDR | A97UH2E070B12 | 33800 | 34400 | 17.1 | 10.9 | 8.5 | 2.04 | 66 | 54 | 213928582
AIREASE | 4SHP18LX136P | EA(C,U)1P48B+TDR+TXV | A97US2V060B12X + TSTAT | 33800 | 34600 | 17.1 | 10.4 | 8.1 | 2.08 | 63 | 54 | 214784735
AIREASE | 4SHP18LX136P | EAC4X48B+TDR | A97US2V040B12X + TSTAT | 33800 | 34600 | 17.5 | 10.4 | 8.1 | 2.1 | 63 | 54 | 214784729
AIREASE | 4SHP18LX136P | 7EH30BX-0*+TDR | A97USMV070B12 + TSTAT | 23600 | 24000 | 19 | 12.3 | 8.5 | 2.04 | 65 | 62 | 214784692
AIREASE | 4SHP18LX136P | 7EC48BX-0*+TDR | A97USMV070B12 | 34000 | 34600 | 18 | 10.4 | 8.5 | 2.08 | 66 | 55 | 214784669
AIREASE | 4SHP18LX136P | 7EH36CX-0*+TDR | A98USMV090C20 | 35000 | 34600 | 18 | 11 | 8.5 | 2.22 | 68 | 57 | 214729387
AIREASE | 4SHP18LX136P | 7EH36CX-0*+TDR | A97USMV090C20 | 35000 | 34600 | 18 | 11 | 8.5 | 2.22 | 68 | 57 | 214729383
AIREASE | 4SHP18LX136P | 7EH36CX-0*+TDR | A97USMV090C12 | 35000 | 34600 | 18 | 11 | 8.5 | 2.2 | 68 | 57 | 214729381
AIREASE | 4SHP18LX136P | 7EH36CX-0*+TDR | A93UH1E090C16 | 34600 | 34600 | 16.5 | 11 | 8.5 | 2.22 | 67 | 56 | 214729364
AIREASE | 4SHP18LX136P | 7EH36CX-0*+TDR | A80US2V110C20L | 35000 | 34600 | 17.5 | 11 | 8.5 | 2.22 | 68 | 57 | 214729361
AIREASE | 4SHP18LX136P | E*1P23B+TDR+TXV | A80US2V080B16X | 23000 | 24000 | 18 | 12.3 | 8.1 | 1.88 | 63 | 60 | 211644207
AIREASE | 4SHP18LX136P | EAC4X48C+TDR | A80US2V080C20X | 34200 | 34600 | 17.5 | 10.9 | 8.5 | 2.14 | 65 | 54 | 211644190
AIREASE | 4SHP18LX136P | EAC4X36B+TDR | A80US2V090B12* | 34600 | 34600 | 18.5 | 11 | 8.5 | 2.06 | 66 | 54 | 211644187
AIREASE | 4SHP18LX136P | EA(C,U)1P36B+TDR+TXV | A80US2V090B12* | 34400 | 34600 | 18 | 10.9 | 8.5 | 2.06 | 66 | 54 | 211644170
AIREASE | 4SHP18LX136P | E*1P36C+TDR+TXV | A97USMV110C20 | 35000 | 34600 | 18 | 11 | 8.5 | 2.22 | 68 | 57 | 211644168
AIREASE | 4SHP18LX136P | E*1P36C+TDR+TXV | A80US2V110C20L | 35000 | 34600 | 17.5 | 11 | 8.5 | 2.22 | 68 | 57 | 211644163
AIREASE | 4SHP18LX136P | ED1P24B+TDR+TXV | A93DF1E045B12 | 23000 | 24000 | 19 | 12.3 | 8.1 | 1.84 | 65 | 62 | 211644253
AIREASE | 4SHP18LX136P | EAH1P30B+TDR+TXV | A97USMV070B12 | 23600 | 24000 | 19 | 12.3 | 8.5 | 2.04 | 65 | 62 | 211644250
AIREASE | 4SHP18LX136P | E*1P23B+TDR+TXV | A96UH1E070B12 | 23400 | 24000 | 18 | 12.3 | 8.1 | 1.9 | 64 | 61 | 211644213
AIREASE | 4SHP18LX136P | E*1P36C+TDR+TXV | A98USMV090C20 | 35000 | 34600 | 18 | 11 | 8.5 | 2.22 | 68 | 57 | 212539176
AIREASE | 4SHP18LX136P | E*1P36B+TDR+TXV | A98USMV070B12 | 34800 | 34600 | 18.5 | 10.9 | 8.5 | 2.18 | 69 | 57 | 212539173
AIREASE | 4SHP18LX136P | EAH1P30B+TDR+TXV | A97US2V070B12 | 23600 | 24000 | 19 | 12.3 | 8.5 | 2.04 | 65 | 62 | 212539407
AIREASE | 4SHP18LX136P | EAC4X30B+TDR | A97US2V045B12 | 23400 | 24000 | 18.5 | 12.3 | 8.1 | 1.95 | 65 | 62 | 212539401
AIREASE | 4SHP18LX136P | EAC4X36B+TDR | A97US2V070B12 | 34400 | 34600 | 18 | 10.4 | 8.5 | 2.04 | 67 | 55 | 212539367
AIREASE | 4SHP18LX136P | EA(C;U)1P48C+TDR+TXV | A97US2V110C16 | 34200 | 34600 | 17.5 | 10.4 | 8.5 | 2.12 | 66 | 54 | 212539363
AIREASE | 4SHP18LX136P | EAC4X36B+TDR | A98USMV070B12 | 34400 | 34600 | 18 | 10.4 | 8.5 | 2.04 | 67 | 55 | 212539090
AIREASE | 4SHP18LX136P | EAH1P48C+TDR+TXV | A93UH1E110C16 | 34400 | 33800 | 18.5 | 11.7 | 8.5 | 2.12 | 65 | 54 | 212607752
AIREASE | 4SHP18LX136P | EAH1P48C+TDR+TXV | A97USMV090C16 | 34600 | 34200 | 19 | 11 | 8.5 | 2.08 | 65 | 54 | 212607809
AIREASE | 4SHP18LX136P | EAH1P48C+TDR+TXV | A96US2V110C16 | 34600 | 34400 | 19 | 11 | 8.5 | 2.08 | 65 | 53 | 212607804
AIREASE | 4SHP18LX136P | EAH1P48C+TDR+TXV | A96US2V090C16 | 34600 | 34200 | 19 | 11 | 8.5 | 2.08 | 65 | 54 | 212607802
AIREASE | 4SHP18LX136P | 7EH48CX-0*+TDR | EFV16CCA | 34200 | 33800 | 18.5 | 11.5 | 8.5 | 2.1 | 65 | 54 | 214729444
AIREASE | 4SHP18LX136P | 7EH48CX-0*+TDR | A96US2V090C12 | 34600 | 34400 | 19 | 11 | 8.5 | 2.08 | 65 | 54 | 214729427
AIREASE | 4SHP18LX136P | 7EH48CX-0*+TDR | A95UH1E090C16 | 34200 | 33800 | 18 | 11.5 | 8.5 | 2.1 | 65 | 54 | 214729424
AIREASE | 4SHP18LX136P | 7EH48CX-0*+TDR | A93UH1E090C12 | 34400 | 34200 | 19 | 11 | 8.5 | 2.1 | 65 | 54 | 214729421
AIREASE | 4SHP18LX136P | 7EH48BX-0*+TDR | A96US2V070B12 | 34400 | 34000 | 19 | 11 | 8.1 | 2.08 | 66 | 55 | 214729407
AIREASE | 4SHP18LX136P | 7EH30BX-0*+TDR | A96US2V045B12 | 23600 | 24000 | 19 | 12.3 | 8.5 | 2.03 | 65 | 63 | 214729344
ALLIED | 4HP18V36P | EA(C,U)1P30B+H4TXV01 | 80G2UH090BE12 | 24000 | 24000 | 18.5 | 12.3 | 8.1 | 1.97 | 66 | 63 | 206905932
ALLIED | 4HP18V36P | EA(C,U)1P30A+H4TXV01 | 80G2UH070AE12 | 23800 | 24000 | 18.5 | 12.3 | 8.1 | 1.97 | 66 | 63 | 206905928
ALLIED | 4HP18V36P | E*1P36B+H4TXV02 | 80G2UH090BV16* | 34400 | 34600 | 17.1 | 10.9 | 8.1 | 2.14 | 66 | 54 | 206905885
ALLIED | 4HP18V36P | E*1P36B+H4TXV02 | 80G2UH090BE16L | 34800 | 35400 | 16.5 | 11 | 8.5 | 2.22 | 66 | 55 | 206905884
ALLIED | 4HP18V36P | E*1P36B+H4TXV02 | 80G2UH090BE12 | 34800 | 35400 | 17.5 | 11 | 8.5 | 2.22 | 66 | 55 | 206905882
ALLIED | 4HP18V36P | E*1P36A+H4TXV02 | 80G2UH070AE12 | 34400 | 35400 | 17.1 | 10.9 | 8.5 | 2.2 | 66 | 55 | 206905876
ALLIED | 4HP18V36P | E*1P36A+H4TXV02 | 80G1UH045AE12 | 34000 | 35000 | 18 | 11 | 8.5 | 2.2 | 66 | 55 | 206905873
ALLIED | 4HP18V36P | E*1P23A+H4TXV01 | 80G2UH070AE12L | 23400 | 24000 | 19 | 12.3 | 8.1 | 1.91 | 64 | 60 | 206905857
ALLIED | 4HP18V36P | BCE5V42M |  | 34400 | 35000 | 17.5 | 11.7 | 8.5 | 2.18 | 63 | 52 | 206905846
ALLIED | 4HP18V36P | BCE5V30M |  | 23600 | 24000 | 18.5 | 12.3 | 8.5 | 1.98 | 66 | 63 | 206905845
ALLIED | 4HP18V60P | 7ED60DX-0*+TDR | 97G2DF090CV20 | 55000 | 58000 | 15.5 | 10 | 8.1 | 1.82 | 75 | 66 | 214730561
ALLIED | 4HP18V60P | 7ED50/60CX-0*+TDR | EFV16CCA | 46000 | 48000 | 16.5 | 11.5 | 8.5 | 2.08 | 75 | 60 | 214730518
ALLIED | 4HP18V60P | 7EC60DX-0*+TDR | 96G1UH135DE20 | 58500 | 57500 | 15.2 | 10.4 | 8.1 | 1.96 | 70 | 59 | 214729775
ALLIED | 4HP18V60P | EAD4X-50/60C+TDR | 96G2DF090CV20 | 46000 | 48000 | 16.5 | 11 | 8.5 | 2.08 | 75 | 60 | 213352627
ALLIED | 4HP18V60P | EAD4X-60D+TDR | 96G2DF110CE20 | 55500 | 58000 | 15.5 | 10 | 8.1 | 1.84 | 74 | 64 | 213352668
ALLIED | 4HP18V36P | 7EC48CX-0*+TDR | 97G2UH070BE12 | 33600 | 34400 | 17.5 | 10.4 | 8.1 | 2.01 | 66 | 50 | 214729675
ALLIED | 4HP18V36P | 7EH48CX-0*+TDR | 96G2UH090CV12 | 34400 | 34200 | 19 | 11 | 8.5 | 2.08 | 65 | 54 | 214729734
COMFORT-AIRE | HRG1836S1P | EA(C,U)1P48B+H4TXV02 | GUH96T070B3M | 33800 | 34600 | 17.5 | 10.4 | 8.1 | 2.1 | 63 | 54 | 207071102
COMFORT-AIRE | HRG1836S1P | E*1P36C+H4TXV02 | GUH92C110C4M | 34600 | 35200 | 16.5 | 11 | 8.5 | 2.24 | 66 | 55 | 207071060
COMFORT-AIRE | HRG1836S1P | E*1P36C+H4TXV02 | GUH92C090C4M | 34600 | 35200 | 16.5 | 11 | 8.5 | 2.22 | 66 | 55 | 207071058
COMFORT-AIRE | HRG1836S1P | E*1P36C+H4TXV02 | GUH92C090C3M | 34800 | 35400 | 17.5 | 11 | 8.5 | 2.22 | 66 | 55 | 207071056
COMFORT-AIRE | HRG1836S1P | E*1P36B+H4TXV02 | GUH80C070B3M | 34400 | 35200 | 18 | 11 | 8.5 | 2.22 | 66 | 55 | 207071040
COMFORT-AIRE | HRG1836S1P | HCG42V1P |  | 34400 | 35000 | 17.5 | 11.7 | 8.5 | 2.18 | 63 | 52 | 207071034
COMFORT-AIRE | HRG1836S1P | HCG36V1P |  | 34000 | 34800 | 19 | 11.7 | 8.5 | 2.16 | 63 | 52 | 207071026
COMFORT-AIRE | HRG1836S1P | 7EC48CX-0*+TDR | GUH97T090C3M | 33800 | 34600 | 17.5 | 10.4 | 8.5 | 2.12 | 62 | 53 | 214831130
COMFORT-AIRE | HRG1836S1P | EA(C,U)1P30B+TDR+TXV | GUH97T070B3M | 23400 | 24000 | 19 | 12.3 | 8.1 | 1.93 | 65 | 62 | 214831112
COMFORT-AIRE | HRG1836S1P | 7EH48BX-0*+TDR | GUH97T045B3M | 33800 | 33600 | 18 | 10.9 | 8.5 | 2.08 | 67 | 55 | 214831108
COMFORT-AIRE | HRG1860S1P | EAD4X-50/60C+TDR | GDD96C110C5M | 46000 | 48000 | 16 | 11.5 | 8.5 | 2.1 | 75 | 60 | 213379675
ALLIED | 4HP18V36P | 7EC48BX-0*+TDR | 97G2UH045BV12 | 33600 | 34600 | 17.1 | 10 | 8.5 | 2.08 | 63 | 54 | 214784602
ALLIED | 4HP18V36P | EAH1P36B+H4TXV02 | EFV12BCA | 32400 | 33800 | 17.1 | 11 | 8.5 | 2.14 | 66 | 55 | 206906125
ALLIED | 4HP18V36P | EAH1P36B+H4TXV02 | 96G2UH045BV12 | 32200 | 34000 | 18 | 10.4 | 8.5 | 2.1 | 66 | 55 | 206906123
ALLIED | 4HP18V36P | EAH1P36B+H4TXV02 | 80G1UH070BE12 | 32200 | 33600 | 18.5 | 11 | 8.5 | 2.14 | 65 | 55 | 206906109
ALLIED | 4HP18V36P | ED1P30/36B+H4TXV02 | 92G1DF070BE12 | 34400 | 36000 | 18 | 11.7 | 8.1 | 2.02 | 62 | 50 | 206906208
ALLIED | 4HP18V36P | EAH1P48B+H4TXV02 | EFV12BCA | 33400 | 33200 | 17.1 | 11 | 8.5 | 2.14 | 66 | 55 | 206906139
ALLIED | 4HP18V36P | EAH1P48B+H4TXV02 | 96G2UH045BV12 | 33800 | 33800 | 18 | 10.9 | 8.1 | 2.08 | 66 | 55 | 206906137
ALLIED | 4HP18V36P | EAH1P30A+H4TXV01 | 80G1UH060AE12X | 23800 | 24000 | 19 | 12.3 | 8.5 | 2.04 | 65 | 63 | 206906089
ALLIED | 4HP18V36P | EAC4X48C | 92G1UH090CE16 | 34000 | 34400 | 16 | 10.4 | 8.1 | 2.12 | 63 | 54 | 206906080
ALLIED | 4HP18V36P | EAC4X48B | 96G2UH045BV12 | 33600 | 34600 | 17.1 | 10 | 8.1 | 2.08 | 63 | 54 | 206906075
ALLIED | 4HP18V36P | EAC4X48B | 92G1UH070BE12 | 33400 | 34400 | 17.1 | 10.4 | 8.1 | 2.08 | 63 | 54 | 206906070
ALLIED | 4HP18V36P | EAC4X36B | 96G2UH070BV12 | 34000 | 34600 | 16.5 | 10.4 | 8.1 | 2.06 | 66 | 54 | 206906059
ALLIED | 4HP18V36P | EAC4X36B | 92G1UH045BE12 | 34000 | 34600 | 16 | 10.4 | 8.1 | 2.04 | 66 | 54 | 206906052
ALLIED | 4HP18V36P | EAC4X36B | 80G1UH090BE16 | 34200 | 34400 | 15.5 | 11 | 8.1 | 2.08 | 66 | 54 | 206906046
ALLIED | 4HP18V36P | EAC4X36A | 80G2UH070AE12L | 34000 | 34600 | 16 | 10.9 | 8.1 | 2.06 | 66 | 54 | 206906042
AC PRO | 4HP18V36P | 7EH30AX-0*+TDR | 80G2UH070AE12 | 24000 | 24000 | 19 | 12.3 | 8.5 | 2.05 | 66 | 63 | 214729033
AC PRO | 4HP18V36P | 7EC48CX-0*+TDR | 96G2UH090CE16 | 34200 | 34600 | 15.5 | 10.4 | 8.1 | 2.12 | 63 | 54 | 214729020
AC PRO | 4HP18V36P | 7EC48CX-0*+TDR | 92G1UH110CE16 | 34000 | 34400 | 16.5 | 10.9 | 8.1 | 2.14 | 62 | 54 | 214729017
AC PRO | 4HP18V36P | 7EC48BX-0*+TDR | 80G2UH090BV16* | 33800 | 34400 | 17.5 | 10.4 | 8.1 | 2.1 | 63 | 54 | 214729003
AC PRO | 4HP18V36P | 7EC48BX-0*+TDR | 80G2UH090BE12 | 34200 | 34600 | 17.1 | 10.4 | 8.1 | 2.12 | 63 | 54 | 214729000
AC PRO | 4HP18V36P | 7EC48BX-0*+TDR | 80G1UH080BE16X | 33800 | 34800 | 15.5 | 10.4 | 8.1 | 2.08 | 63 | 54 | 214728998
AC PRO | 4HP18V36P | 7EC30BX-0*+TDR | 92G1UH070BE12 | 24000 | 24000 | 18.5 | 12.3 | 8.1 | 1.97 | 66 | 63 | 214728977
AC PRO | 4HP18V36P | 7EC30/36BX-0*+TDR | 95G1UH070BE12 | 33200 | 34000 | 16.5 | 10.9 | 8.1 | 2.04 | 66 | 54 | 214728959
AC PRO | 4HP18V36P | 7EC30/36BX-0*+TDR | 80G2UH090BV16* | 34400 | 34600 | 17.1 | 10.9 | 8.1 | 2.04 | 66 | 54 | 214728955
AIREASE | 4SHP18LX136P | EAC4X48C+TDR | A97USMV110C20 + TSTAT | 34200 | 34600 | 17.5 | 10.9 | 8.1 | 2.14 | 62 | 54 | 214784765
AIREASE | 4SHP18LX136P | EAC4X48C+TDR | A97USMV090C20 + TSTAT | 34200 | 34600 | 17.5 | 10.4 | 8.5 | 2.12 | 63 | 54 | 214784762
AIREASE | 4SHP18LX136P | EA(C,U)1P48C+TDR+TXV | A97US2V080C16X + TSTAT | 34000 | 34600 | 17.5 | 10.4 | 8.5 | 2.12 | 62 | 54 | 214784742
AIREASE | 4SHP18LX160P | EAC4X60C | A97UH2E110C20 | 57000 | 57500 | 15.5 | 10 | 8.1 | 1.92 | 66 | 57 | 214797867
AIREASE | 4SHP18LX136P | EAH1P36B+TDR+TXV | A93UH1E045B12 | 32200 | 34000 | 17.5 | 10.9 | 8.5 | 2.12 | 66 | 55 | 210821772
AIREASE | 4SHP18LX136P | EAH1P36B+TDR+TXV | A80US2V080B16X | 32800 | 34000 | 19 | 11 | 8.5 | 2.16 | 66 | 55 | 210821765
AIREASE | 4SHP18LX136P | EAH1P36B+TDR+TXV | A80UH1E070B12 | 32200 | 33800 | 18.5 | 11 | 8.5 | 2.14 | 66 | 55 | 210821752
AIREASE | 4SHP18LX136P | 7EC48CX-0*+TDR | A80US2V090B16L | 34000 | 34600 | 17.5 | 10.4 | 8.1 | 2.1 | 66 | 54 | 214729272
AIREASE | 4SHP18LX136P | 7EC48CX-0*+TDR | A80UH2E090B12 | 34200 | 34600 | 17.1 | 10.4 | 8.1 | 2.12 | 66 | 54 | 214729265
DUCANE | 4HP18V36P | E*1P23B+H4TXV01 | 92G1UH070BE12 | 23400 | 24000 | 19 | 12.3 | 8.1 | 1.92 | 64 | 60 | 206903163
DUCANE | 4HP18V36P | E*1P23B+H4TXV01 | 80G2UH090BE12 | 23400 | 24000 | 19 | 12.3 | 8.1 | 1.91 | 64 | 60 | 206903160
DUCANE | 4HP18V36P | BCE5V24M |  | 23400 | 24000 | 18.5 | 12.3 | 8.5 | 1.88 | 67 | 64 | 206903143
DUCANE | 4HP18V36P | BCE5C24M*4X |  | 23000 | 24000 | 16.5 | 12.3 | 8.1 | 1.84 | 67 | 64 | 206903139
DUCANE | 4HP18V36P | BCE5C18M*4X |  | 22000 | 24000 | 17.1 | 12.3 | 8.5 | 1.94 | 64 | 61 | 206903137
DUCANE | 4HP18V36P | ED1P30/36B+H4TXV02 | 96G1DF070BE16 | 34400 | 36000 | 18 | 11.5 | 8.1 | 2.02 | 62 | 51 | 206903028
DUCANE | 4HP18V36P | EAC4X48C | EFV16CCA | 33600 | 34400 | 16.5 | 10.4 | 8.1 | 2.14 | 63 | 54 | 206902953
DUCANE | 4HP18V36P | EAC4X48B | 96G1UH045BE12 | 32800 | 34000 | 17.1 | 10.4 | 8.1 | 2.08 | 63 | 54 | 206902939
DUCANE | 4HP18V36P | EAC4X48B | 80G2UH090BE16 | 34000 | 34400 | 16.5 | 10.4 | 8.1 | 2.12 | 63 | 54 | 206902932
DUCANE | 4HP18V36P | EAC4X36B | 80G1UH090BE16 | 34200 | 34400 | 15.5 | 11 | 8.1 | 2.08 | 66 | 54 | 206902918
DUCANE | 4HP18V36P | EAC4X36A | 80G1UH060AE12X | 33400 | 34200 | 16 | 10.9 | 8.1 | 2.04 | 65 | 54 | 206902907
DUCANE | 4HP18V36P | EA(C,U)1P48B+H4TXV02 | EFV12BCA | 33600 | 34600 | 16 | 10.4 | 8.1 | 2.12 | 63 | 54 | 206902894
DUCANE | 4HP18V36P | EA(C,U)1P48B+H4TXV02 | 96G2UH045BV12 | 33600 | 34600 | 17.1 | 10 | 8.1 | 2.08 | 63 | 54 | 206902892
DUCANE | 4HP18V36P | EA(C,U)1P48B+H4TXV02 | 80G2UH090BE16 | 34000 | 34400 | 16.5 | 10.4 | 8.1 | 2.12 | 63 | 54 | 206902883
ARMSTRONG AIR | 4SHP18LX136P | 7EC48CX-0*+TDR | A98USMV110C20 | 34200 | 34600 | 17.5 | 10.4 | 8.1 | 2.12 | 66 | 54 | 214729990
ARMSTRONG AIR | 4SHP18LX136P | 7EC48CX-0*+TDR | A97US2V110C20 | 34200 | 34600 | 17.5 | 10.4 | 8.1 | 2.12 | 66 | 54 | 214729975
ARMSTRONG AIR | 4SHP18LX136P | 7EC48CX-0*+TDR | A97US2V090C12 | 34200 | 34600 | 18 | 10.4 | 8.5 | 2.12 | 66 | 54 | 214729971
ARMSTRONG AIR | 4SHP18LX160P | BCE7S48M*4X + TSTAT |  | 46000 | 48000 | 18 | 11.5 | 8.1 | 2.08 | 68 | 57 | 213249607
ARMSTRONG AIR | 4SHP18LX160P | EA(C,U)1P60C+TDR+TXV | A97US2V080C20X + TSTAT | 57500 | 57000 | 16 | 10 | 8.1 | 1.9 | 66 | 57 | 212595550
ARMSTRONG AIR | 4SHP18LX136P | ED1P24B+TDR+TXV | A80DF1E070B12 | 22600 | 24000 | 17.5 | 12.3 | 8.1 | 1.83 | 65 | 61 | 211632220
ARMSTRONG AIR | 4SHP18LX136P | EAH1P30B+TDR+TXV | A80US2V090B16L | 23600 | 24000 | 19 | 12.3 | 8.5 | 2.02 | 65 | 62 | 211632217
ARMSTRONG AIR | 4SHP18LX136P | EA(C,U)1P30B+TDR+TXV | A96UH1E045B12 | 23800 | 24000 | 17.5 | 12.3 | 8.1 | 1.96 | 66 | 63 | 211632197
ARMSTRONG AIR | 4SHP18LX136P | EA(C,U)1P30B+TDR+TXV | A80US2V090B12* | 23600 | 24000 | 19 | 12.3 | 8.1 | 1.97 | 64 | 61 | 211632194
ARMSTRONG AIR | 4SHP18LX136P | E*1P23B+TDR+TXV | A96UH1E030B12 | 22600 | 24000 | 18.5 | 12.3 | 8.1 | 1.87 | 62 | 59 | 211632180
ARMSTRONG AIR | 4SHP18LX136P | E*1P23B+TDR+TXV | A80US2V090B12* | 23200 | 24000 | 19 | 12.3 | 8.1 | 1.91 | 63 | 59 | 211632177
ARMSTRONG AIR | 4SHP18LX136P | EAH1P48B+TDR+TXV | A97USMV070B12 | 34400 | 34000 | 19 | 11 | 8.1 | 2.08 | 66 | 55 | 211631549
ARMSTRONG AIR | 4SHP18LX136P | EAC4X36B+TDR | A80US2V090B16* | 34400 | 34600 | 17.5 | 10.9 | 8.1 | 2.06 | 66 | 54 | 211631513
ARMSTRONG AIR | 4SHP18LX136P | EA(C,U)1P48C+TDR+TXV | EFV16CCA | 34200 | 34600 | 18 | 10.4 | 8.5 | 2.12 | 66 | 54 | 211631507
ARMSTRONG AIR | 4SHP18LX136P | E*1P36C+TDR+TXV | A97USMV110C20 | 35000 | 34600 | 18 | 11 | 8.5 | 2.22 | 68 | 57 | 211631469
ARMSTRONG AIR | 4SHP18LX136P | E*1P36C+TDR+TXV | A96US2V110C20 | 35000 | 34600 | 18 | 11 | 8.5 | 2.22 | 68 | 57 | 211631463
ARMSTRONG AIR | 4SHP18LX136P | EAH1P30B+TDR+TXV | A93UH1E070B12 | 24000 | 24000 | 19 | 12.3 | 8.5 | 2.04 | 66 | 63 | 210740411
ARMSTRONG AIR | 4SHP18LX136P | 7EC36BX-0*+TDR | A80UH1E090B16 | 34200 | 34400 | 15.5 | 11 | 8.1 | 2.08 | 66 | 54 | 214729893
ARMSTRONG AIR | 4SHP18LX136P | 7EC30BX-0*+TDR | A97US2V070B12 | 23400 | 24000 | 19 | 12.3 | 8.1 | 1.97 | 65 | 62 | 214729876
ARMSTRONG AIR | 4SHP18LX136P | 7EC30BX-0*+TDR | A97US2V045B12 | 23400 | 24000 | 18.5 | 12.3 | 8.1 | 1.95 | 65 | 62 | 214729873
ARMSTRONG AIR | 4SHP18LX136P | 7EC30BX-0*+TDR | A80UH2E090B12 | 24000 | 24000 | 18.5 | 12.3 | 8.1 | 1.97 | 66 | 63 | 214729853
ARMSTRONG AIR | 4SHP18LX136P | 7EC24BX-0*+TDR | A97UH2E030B08 | 23200 | 24000 | 18.5 | 12.3 | 8.1 | 2.15 | 63 | 45 | 214729830
ARMSTRONG AIR | 4SHP18LX136P | 7EC48BX-0*+TDR | A97US2V060B12X + TSTAT | 33800 | 34600 | 17.1 | 10.4 | 8.1 | 2.08 | 63 | 54 | 214784666
ARMSTRONG AIR | 4SHP18LX136P | 7EH36CX-0*+TDR | A98USMV090C20 | 35000 | 34600 | 18 | 11 | 8.5 | 2.22 | 68 | 57 | 214730065
ARMSTRONG AIR | 4SHP18LX136P | 7EH36CX-0*+TDR | A98USMV090C12 | 35000 | 34600 | 18 | 11 | 8.5 | 2.2 | 68 | 57 | 214730063
ARMSTRONG AIR | 4SHP18LX136P | 7EH36CX-0*+TDR | A97USMV090C20 | 35000 | 34600 | 18 | 11 | 8.5 | 2.22 | 68 | 57 | 214730059
ARMSTRONG AIR | 4SHP18LX136P | 7EH36CX-0*+TDR | A97US2V080C16X | 35000 | 34600 | 18 | 11 | 8.5 | 2.22 | 68 | 56 | 214730046
ARMSTRONG AIR | 4SHP18LX136P | 7EH36CX-0*+TDR | A96US2V090C20 | 35000 | 34600 | 18 | 11 | 8.5 | 2.22 | 68 | 57 | 214730042
ARMSTRONG AIR | 4SHP18LX136P | 7EH36CX-0*+TDR | A96US2V090C12 | 35000 | 34600 | 18 | 11 | 8.5 | 2.2 | 68 | 57 | 214730040
ARMSTRONG AIR | 4SHP18LX136P | 7EC48CX-0*+TDR | A97UH2E070B12 | 33600 | 34400 | 17.5 | 10.4 | 8.1 | 2.1 | 66 | 54 | 214729960
ARMSTRONG AIR | 4SHP18LX136P | E*1P36B+TDR+TXV | EFV12BCA | 34600 | 34600 | 16.5 | 11 | 8.5 | 2.2 | 68 | 56 | 210738080
ARMSTRONG AIR | 4SHP18LX136P | E*1P36B+TDR+TXV | A80US2V090B16L | 35000 | 34600 | 18 | 11 | 8.5 | 2.2 | 68 | 57 | 210738028
ARMSTRONG AIR | 4SHP18LX136P | E*1P36B+TDR+TXV | A80UH1E090B16 | 34800 | 34600 | 17.1 | 11 | 8.5 | 2.24 | 67 | 56 | 210738011
ARMSTRONG AIR | 4SHP18LX136P | E*1P36A+TDR+TXV | A80UH2E070A12 | 34400 | 34600 | 17.1 | 10.9 | 8.5 | 2.2 | 68 | 56 | 210737989
ARMSTRONG AIR | 4SHP18LX136P | EAD4X-24B+TDR | EFV08BCA | 23400 | 24000 | 17.5 | 12.3 | 8.5 | 2.14 | 71 | 70 | 213352494
ARMSTRONG AIR | 4SHP18LX136P | EAH1P48C+TDR+TXV | A96US2V110C16 | 34600 | 34400 | 19 | 11 | 8.5 | 2.08 | 65 | 53 | 212607778
ARMSTRONG AIR | 4SHP18LX136P | EAH1P48C+TDR+TXV | A96US2V090C16 | 34600 | 34200 | 19 | 11 | 8.5 | 2.08 | 65 | 54 | 212607776
ARMSTRONG AIR | 4SHP18LX136P | EAH1P48C+TDR+TXV | A95UH1E090C16 | 34200 | 33800 | 18 | 11.5 | 8.5 | 2.1 | 65 | 54 | 212607773
ARMSTRONG AIR | 4SHP18LX136P | EA(C,U)1P30B+TDR+TXV | A97US2V040B12X + TSTAT | 23400 | 24000 | 19 | 12.3 | 8.1 | 1.98 | 65 | 62 | 212595629
ARMSTRONG AIR | 4SHP18LX136P | EAC4X48C+TDR | A97US2V080C16X + TSTAT | 34000 | 34600 | 17.5 | 10.4 | 8.5 | 2.12 | 62 | 54 | 212595610
ARMSTRONG AIR | 4SHP18LX136P | EAC4X48B+TDR | A97USMV070B12 + TSTAT | 33800 | 34600 | 17.5 | 10.4 | 8.1 | 2.08 | 63 | 54 | 212595609
ARMSTRONG AIR | 4SHP18LX136P | EA(C,U)1P48B+TDR+TXV | A97USMV070B12 + TSTAT | 33800 | 34600 | 17.5 | 10.4 | 8.5 | 2.08 | 63 | 54 | 212595597
ARMSTRONG AIR | 4SHP18LX136P | EA(C,U)1P36B+TDR+TXV | A97US2V040B12X + TSTAT | 34000 | 34600 | 16 | 10.4 | 8.1 | 2.04 | 66 | 54 | 212595592
ARMSTRONG AIR | 4SHP18LX136P | E*1P36C+TDR+TXV | A97USMV110C20 + TSTAT | 35000 | 34600 | 18 | 11 | 8.5 | 2.22 | 68 | 56 | 212595591
ARMSTRONG AIR | 4SHP18LX136P | EA(C;U)1P30B+TDR+TXV | A97US2V070B12 | 23400 | 24000 | 19 | 12.3 | 8.1 | 1.97 | 65 | 62 | 212539313
ARMSTRONG AIR | 4SHP18LX136P | EA(C;U)1P48C+TDR+TXV | A97US2V090C16 | 34200 | 34600 | 18 | 10.4 | 8.5 | 2.12 | 66 | 54 | 212539281
ARMSTRONG AIR | 4SHP18LX136P | EA(C;U)1P36B+TDR+TXV | A97US2V045B12 | 34200 | 34600 | 17.5 | 10.4 | 8.5 | 2.02 | 68 | 55 | 212539272
ARMSTRONG AIR | 4SHP18LX136P | EA(C,U)1P30B+TDR+TXV | A98USMV070B12 | 23400 | 24000 | 19 | 12.3 | 8.1 | 1.97 | 65 | 62 | 212539160
ARMSTRONG AIR | 4SHP18LX136P | EAD4X-24B+TDR | A97DS2V045B12 | 23400 | 24000 | 19 | 12.3 | 8.5 | 2.18 | 70 | 69 | 214094617
ARMSTRONG AIR | 4SHP18LX136P | EAH1P48C+TDR+TXV | A97UH2E090C16 | 34400 | 33400 | 18 | 11.5 | 8.1 | 2.08 | 66 | 54 | 213928573
ARMSTRONG AIR | 4SHP18LX136P | EAH1P30B+TDR+TXV | A97UH2E045B12 | 24000 | 24000 | 18 | 12.3 | 8.5 | 2.11 | 66 | 63 | 213927714
ARMSTRONG AIR | 4SHP18LX136P | EAD4X-48C+TDR | A97DSMV110C20 | 34400 | 36000 | 19 | 11 | 8.5 | 2.14 | 69 | 56 | 213352517
DUCANE | 4HP18V36P | EAC4X36A | 80G2UH070AE12 | 34000 | 34600 | 16 | 10.9 | 8.1 | 2.06 | 66 | 54 | 206902909
DUCANE | 4HP18V36P | EAC4X36A | 80G1UH070AE12 | 33600 | 34200 | 17.1 | 10.9 | 8.1 | 2.06 | 66 | 54 | 206902908
DUCANE | 4HP18V36P | EA(C,U)1P48C+H4TXV02 | 80G2UH110CE16 | 34200 | 34400 | 16 | 10.9 | 8.1 | 2.14 | 63 | 54 | 206902896
DUCANE | 4HP18V36P | EA(C,U)1P48B+H4TXV02 | 80G2UH090BV16* | 33800 | 34400 | 17.5 | 10.4 | 8.1 | 2.1 | 63 | 54 | 206902884
DUCANE | 4HP18V36P | EA(C,U)1P36B+H4TXV02 | 96G2UH045BV12 | 33800 | 34800 | 15.5 | 10.4 | 8.1 | 2.02 | 66 | 54 | 206902877
DUCANE | 4HP18V36P | E*1P36C+H4TXV02 | 92G1UH090CE12 | 34800 | 35400 | 17.5 | 11 | 8.5 | 2.22 | 66 | 55 | 206902848
DUCANE | 4HP18V36P | E*1P36B+H4TXV02 | 92G1UH045BE12 | 34400 | 35400 | 17.1 | 10.9 | 8.5 | 2.18 | 66 | 55 | 206902839
DUCANE | 4HP18V36P | E*1P36B+H4TXV02 | 80G2UH090BE16 | 34800 | 35400 | 16.5 | 11 | 8.5 | 2.22 | 66 | 55 | 206902836
DUCANE | 4HP18V36P | E*1P36A+H4TXV02 | 80G2UH070AE12L | 34400 | 35400 | 17.1 | 10.9 | 8.5 | 2.2 | 66 | 55 | 206902831
DUCANE | 4HP18V36P | BCE5V42M |  | 34400 | 35000 | 17.5 | 11.7 | 8.5 | 2.18 | 63 | 52 | 206902823
DUCANE | 4HP18V36P | BCE5E42M |  | 34000 | 35000 | 18 | 11.5 | 8.5 | 2.16 | 63 | 52 | 206902822
DUCANE | 4HP18V36P | BCE5V36M |  | 34000 | 34800 | 19 | 11.7 | 8.5 | 2.16 | 63 | 52 | 206902818
DUCANE | 4HP18V60P | 7EC60CX-0*+TDR | 96G2UH110CV20 | 57000 | 58000 | 16 | 10 | 8.1 | 1.94 | 66 | 57 | 214730915
DUCANE | 4HP18V60P | 7EC60CX-0*+TDR | 96G1UH110CE20 | 57500 | 57500 | 16 | 10.4 | 8.1 | 1.92 | 66 | 57 | 214730907
DUCANE | 4HP18V60P | 7EC60CX-0*+TDR | 80G2UH110CE20L | 57500 | 58500 | 16 | 10 | 8.1 | 1.94 | 65 | 57 | 214730900
DUCANE | 4HP18V36P | 7EH48CX-0*+TDR | 80G2UH110CV20 | 34400 | 34200 | 18.5 | 11 | 8.5 | 2.1 | 65 | 54 | 214730832
DUCANE | 4HP18V36P | 7EH48BX-0*+TDR | 97G2UH070BE12 | 33800 | 33400 | 19 | 11 | 8.5 | 1.99 | 66 | 51 | 214730829
DUCANE | 4HP18V36P | 7EH48BX-0*+TDR | 96G2UH070BV12 | 34000 | 33600 | 18.5 | 11 | 8.1 | 2.1 | 67 | 55 | 214730826
DUCANE | 4HP18V36P | 7EH30BX-0*+TDR | 97G2UH070BV12 | 23800 | 24000 | 19 | 12.3 | 8.5 | 2.04 | 65 | 62 | 214730809
DUCANE | 4HP18V36P | 7EH30BX-0*+TDR | 97G2UH045BE12 | 24000 | 24000 | 18 | 12.3 | 8.5 | 2.11 | 66 | 63 | 214730806
DUCANE | 4HP18V36P | 7EH30BX-0*+TDR | 80G1UH070BE12 | 23800 | 24000 | 18 | 12.3 | 8.5 | 2.04 | 65 | 62 | 214730792
DUCANE | 4HP18V36P | 7EH30AX-0*+TDR | 80G2UH070AE12 | 24000 | 24000 | 19 | 12.3 | 8.5 | 2.05 | 66 | 63 | 214730789
DUCANE | 4HP18V36P | 7EH30AX-0*+TDR | 80G1UH060AE12X | 23800 | 24000 | 19 | 12.3 | 8.5 | 2.04 | 65 | 63 | 214730786
DUCANE | 4HP18V36P | 7EC48BX-0*+TDR | EFV12BCA | 33800 | 34400 | 16 | 10.4 | 8.1 | 2.1 | 63 | 54 | 214730769
DUCANE | 4HP18V36P | 7EC48BX-0*+TDR | 96G2UH045BV12 | 33600 | 34600 | 17.1 | 10 | 8.1 | 2.08 | 63 | 54 | 214730766
DUCANE | 4HP18V60P | 7ED50/60CX-0*+TDR | EFV16CCA | 46000 | 48000 | 16.5 | 11.5 | 8.5 | 2.08 | 75 | 60 | 214730500
CONCORD | 4HP18V36P | EA(C,U)1P48C+H4TXV02 | 92G1UH110CE16 | 34000 | 34400 | 16.5 | 10.9 | 8.1 | 2.14 | 62 | 54 | 206906374
CONCORD | 4HP18V36P | EA(C,U)1P48B+H4TXV02 | 80G2UH090BE16L | 34000 | 34400 | 16.5 | 10.4 | 8.1 | 2.12 | 63 | 54 | 206906359
CONCORD | 4HP18V36P | EA(C,U)1P48B+H4TXV02 | 80G1UH080BE16X | 33800 | 34800 | 15.5 | 10.4 | 8.1 | 2.08 | 63 | 54 | 206906355
CONCORD | 4HP18V36P | EA(C,U)1P30B+H4TXV01 | 96G2UH070BV12 | 23400 | 24000 | 19 | 12.3 | 8.1 | 1.97 | 65 | 62 | 206906328
CONCORD | 4HP18V36P | EA(C,U)1P30B+H4TXV01 | 92G1UH045BE12 | 23800 | 24000 | 18.5 | 12.3 | 8.1 | 1.96 | 66 | 63 | 206906319
CONCORD | 4HP18V36P | E*1P36B+H4TXV02 | EFV12BCA | 34600 | 35400 | 16.5 | 11 | 8.5 | 2.2 | 66 | 55 | 206906278
CONCORD | 4HP18V36P | E*1P36B+H4TXV02 | 92G1UH070BE12 | 34200 | 35200 | 17.1 | 10.9 | 8.5 | 2.2 | 66 | 55 | 206906273
CONCORD | 4HP18V36P | E*1P36B+H4TXV02 | 92G1UH030BE12 | 34000 | 35200 | 17.1 | 10.9 | 8.5 | 2.18 | 66 | 55 | 206906271
CONCORD | 4HP18V36P | E*1P36B+H4TXV02 | 80G1UH080BE16X | 34600 | 35600 | 15.5 | 10.9 | 8.5 | 2.2 | 66 | 55 | 206906265
CONCORD | 4HP18V36P | E*1P36A+H4TXV02 | 80G1UH070AE12 | 34000 | 35000 | 18 | 11 | 8.5 | 2.2 | 66 | 55 | 206906260
CONCORD | 4HP18V36P | E*1P23B+H4TXV01 | 96G1UH030BE08 | 22600 | 24000 | 18 | 12.3 | 8.1 | 1.88 | 62 | 59 | 206906251
CONCORD | 4HP18V36P | E*1P23B+H4TXV01 | 80G2UH090BE12 | 23400 | 24000 | 19 | 12.3 | 8.1 | 1.91 | 64 | 60 | 206906245
CONCORD | 4HP18V36P | E*1P23A+H4TXV01 | 80G2UH070AE12 | 23400 | 24000 | 19 | 12.3 | 8.1 | 1.91 | 64 | 60 | 206906241
CONCORD | 4HP18V36P | BCE5C36M*1P+H4TXV02 |  | 34000 | 35400 | 15.5 | 11 | 8.5 | 2.1 | 63 | 53 | 206906222
CONCORD | 4HP18V36P | BCE5C24M*1P+H4TXV01 |  | 23000 | 24000 | 16.5 | 12.3 | 8.1 | 1.84 | 67 | 64 | 206906220
CONCORD | 4HP18V36P | BCE5C18M*1P+H4TXV01 |  | 22000 | 24000 | 17.1 | 12.3 | 8.5 | 1.94 | 64 | 61 | 206906218
CONCORD | 4HP18V36P | EA(C,U)1P30B+H4TXV01 | 96G2UH030BE08 | 23600 | 24000 | 19 | 12.3 | 8.1 | 1.9 | 63 | 60 | 209329513
CONCORD | 4HP18V36P | EAC4X48B | 96G2UH070BE12 | 33400 | 34400 | 17.1 | 10.4 | 8.1 | 2.08 | 63 | 54 | 209332212
CONCORD | 4HP18V36P | EAC4X48B | 96G2UH045BE12 | 33400 | 34400 | 17.1 | 10.4 | 8.1 | 2.08 | 63 | 54 | 209332211
CONCORD | 4HP18V36P | EA(C,U)1P48B+H4TXV02 | 96G2UH045BE12 | 33400 | 34400 | 17.1 | 10.4 | 8.1 | 2.08 | 63 | 54 | 209332205
CONCORD | 4HP18V36P | EAH1P48C+TDR+TXV | 92G1UH090CE12 | 34400 | 34200 | 19 | 11 | 8.5 | 2.1 | 65 | 54 | 212607823
AC PRO | 4HP18V60P | EAD4X-50/60C+TDR | 97G2DF110CV20 | 46000 | 48000 | 16.5 | 11 | 8.5 | 2.08 | 75 | 60 | 214100234
AC PRO | 4HP18V60P | 7ED60DX-0*+TDR | 97G2DF110CE20 | 55500 | 58000 | 15.5 | 10 | 8.1 | 1.84 | 74 | 64 | 214730553
AC PRO | 4HP18V60P | 7ED60DX-0*+TDR | 97G2DF090CV20 | 55000 | 58000 | 15.5 | 10 | 8.1 | 1.82 | 75 | 66 | 214730559
AC PRO | 4HP18V36P | 7EC48CX-0*+TDR | 97G2UH045BV12 | 33600 | 34600 | 17.1 | 10 | 8.5 | 2.08 | 63 | 54 | 214729023
AC PRO | 4HP18V36P | 7ED48CX-0*+TDR | EFV16CCA | 34200 | 36000 | 19 | 11.7 | 8.5 | 2.18 | 68 | 55 | 214730350
AC PRO | 4HP18V36P | 7ED48CX-0*+TDR | 96G1DF090CE16 | 34200 | 36000 | 18.5 | 11.7 | 8.5 | 2.18 | 68 | 55 | 214730347
AC PRO | 4HP18V36P | 7ED24BX-0*+TDR | 96G1DF045BE12 | 24000 | 24000 | 18.5 | 12.3 | 8.5 | 2.16 | 70 | 69 | 214730310
AC PRO | 4HP18V36P | 7ED24BX-0*+TDR | 80G1DF070BE12 | 23600 | 24000 | 18 | 12.3 | 8.5 | 2.18 | 70 | 69 | 214730307
AC PRO | 4HP18V60P | EAC4X60C | 80G2UH110CE20 | 57500 | 58500 | 16 | 10 | 8.1 | 1.94 | 65 | 57 | 206906736
AC PRO | 4HP18V60P | EAC4X60C | 80G1UH100CE20X | 57500 | 58000 | 16.5 | 10 | 8.1 | 1.9 | 66 | 58 | 206906734
AC PRO | 4HP18V60P | EA(C,U)1P60D+H4TXV03 | EFV20DCA | 58000 | 57500 | 15.5 | 10 | 8.1 | 1.96 | 70 | 60 | 206906686
AC PRO | 4HP18V60P | EA(C,U)1P60C+H4TXV03 | 80G1UH100CE20X | 57500 | 58000 | 16.5 | 10 | 8.1 | 1.9 | 66 | 58 | 206906672
AC PRO | 4HP18V36P | 7EH48CX-0*+TDR | 96G2UH110CV20 | 34600 | 34200 | 19 | 11.5 | 8.5 | 2.1 | 65 | 54 | 214729084
AC PRO | 4HP18V36P | 7EH48CX-0*+TDR | 96G2UH090CV12 | 34400 | 34200 | 19 | 11 | 8.5 | 2.08 | 65 | 54 | 214729083
AC PRO | 4HP18V36P | 7EH48BX-0*+TDR | 96G1UH070BE12 | 33400 | 33200 | 17.5 | 11 | 8.5 | 2.1 | 66 | 55 | 214729066
AC PRO | 4HP18V36P | 7EH48BX-0*+TDR | 92G1UH045BE12 | 34000 | 33600 | 17.5 | 11 | 8.5 | 2.08 | 67 | 55 | 214729064
AC PRO | 4HP18V36P | 7EH48BX-0*+TDR | 80G2UH090BE16 | 34400 | 33600 | 17.5 | 11.5 | 8.5 | 2.14 | 66 | 55 | 214729060
AC PRO | 4HP18V36P | 7EH30BX-0*+TDR | 96G2UH045BV12 | 23600 | 24000 | 19 | 12.3 | 8.5 | 2.03 | 65 | 63 | 214729046
AC PRO | 4HP18V36P | 7EH30BX-0*+TDR | 96G1UH030BE08 | 23400 | 24000 | 17.5 | 12.3 | 8.5 | 1.99 | 66 | 63 | 214729041
AC PRO | 4HP18V36P | 7EH30BX-0*+TDR | 92G1UH070BE12 | 24000 | 24000 | 19 | 12.3 | 8.5 | 2.04 | 66 | 63 | 214729040
ALLIED | 4HP18V60P | EAC4X60C | 80G2UH110CE20L | 57500 | 58500 | 16 | 10 | 8.1 | 1.94 | 65 | 57 | 206906925
ALLIED | 4HP18V60P | EAC4X60C | 80G2UH110CE20 | 57500 | 58500 | 16 | 10 | 8.1 | 1.94 | 65 | 57 | 206906924
ALLIED | 4HP18V60P | BCE7E48M |  | 46000 | 49500 | 16.5 | 11 | 8.1 | 2.06 | 65 | 56 | 206906799
ALLIED | 4HP18V36P | 7ED24BX-0*+TDR | 97G2DF045BE12 | 24000 | 24000 | 18 | 12.3 | 8.5 | 2.16 | 71 | 70 | 214730327
AC PRO | 4HP18V36P | 7EC48BX-0*+TDR | 97G2UH045BE12 | 33400 | 34400 | 17.1 | 10.4 | 8.1 | 2 | 66 | 50 | 214784597
AC PRO | 4HP18V36P | EAH1P36B+H4TXV02 | 80G2UH090BV16* | 32400 | 33800 | 18.5 | 11 | 8.5 | 2.14 | 65 | 55 | 206905730
AC PRO | 4HP18V36P | EAC4X48B+TDR | 97G2UH070BV12 | 33800 | 34600 | 17.5 | 10.4 | 8.5 | 2.1 | 63 | 54 | 214100214
AC PRO | 4HP18V36P | EAC4X36B+TDR | 97G2UH045BV12 | 34000 | 34600 | 16 | 10.4 | 8.5 | 2.04 | 66 | 54 | 214100211
AC PRO | 4HP18V36P | EA(C,U)1P48B+TDR+TXV | 97G2UH045BV12 | 33600 | 34600 | 17.1 | 10 | 8.5 | 2.08 | 63 | 54 | 214100208
AC PRO | 4HP18V36P | E*1P23B+TDR+TXV | 97G2UH030BE08 | 23000 | 24000 | 18.5 | 12.3 | 8.1 | 1.89 | 63 | 60 | 214091886
AC PRO | 4HP18V36P | E*1P23B+TDR+TXV | 97G2UH045BV12 | 23200 | 24000 | 19 | 12.3 | 8.1 | 1.89 | 63 | 60 | 214100148
AC PRO | 4HP18V36P | EAH1P48B+TDR+TXV | 97G2UH070BE12 | 33800 | 33400 | 19 | 11 | 8.5 | 1.99 | 66 | 51 | 213936443
AC PRO | 4HP18V36P | EAC4X36B | 95G1UH070BE12 | 33200 | 34000 | 16.5 | 10.9 | 8.1 | 2.04 | 66 | 54 | 207765934
AC PRO | 4HP18V36P | EAD4X-48C+TDR | 96G1DF090CE16 | 34200 | 36000 | 18.5 | 11.7 | 8.5 | 2.18 | 68 | 55 | 213352597
AC PRO | 4HP18V36P | EAD4X-48C+TDR | 92G1DF090CE16 | 34200 | 36000 | 18.5 | 11.5 | 8.5 | 2.16 | 68 | 55 | 213352595
CENTURY | HRG1836S1P | EA(C,U)1P36B+H4TXV02 | GUH96T070B3M | 34000 | 34600 | 16 | 10.4 | 8.1 | 2.04 | 66 | 54 | 207071085
CENTURY | HRG1836S1P | EA(C,U)1P48B+H4TXV02 | GUH92C045B3M | 33600 | 34600 | 16.5 | 10.4 | 8.1 | 2.08 | 63 | 54 | 207071091
CENTURY | HRG1836S1P | EA(C,U)1P48B+H4TXV02 | GUH96T045B3M | 33600 | 34600 | 17.1 | 10 | 8.1 | 2.08 | 63 | 54 | 207071099
CENTURY | HRG1836S1P | EA(C,U)1P48B+H4TXV02 | GUH96T070B3M | 33800 | 34600 | 17.5 | 10.4 | 8.1 | 2.1 | 63 | 54 | 207071101
CENTURY | HRG1836S1P | EAC4X48C+TDR | GUH97M110C5M | 34200 | 34600 | 17.5 | 10.9 | 8.1 | 2.14 | 62 | 54 | 212604309
CENTURY | HRG1836S1P | EAC4X48C+TDR | GUH97M090C3M | 34000 | 34600 | 18 | 10.4 | 8.5 | 2.1 | 62 | 54 | 212604306
CENTURY | HRG1836S1P | E*1P36C+TDR+TXV | GUH97M090C5M | 35000 | 34600 | 18 | 11 | 8.5 | 2.2 | 68 | 57 | 212604292
CENTURY | HRG1836S1P | E*1P23B+TDR+TXV | GUH97M070B3M | 23000 | 24000 | 19 | 12.3 | 8.1 | 1.91 | 63 | 60 | 212604288
CENTURY | HRG1836S1P | EAH1P48C+TDR+TXV | GUH97M090C5M | 34600 | 34400 | 19 | 11 | 8.5 | 2.08 | 65 | 54 | 213143873
CENTURY | HRG1860S1P | EA(C,U)1P60C+H4TXV03 | GUH97T110C5M | 57000 | 58000 | 16 | 10 | 8.1 | 1.9 | 64 | 57 | 214831085
CENTURY | HRG1836S1P | EAC4X36B | GUH92C070B3M | 33800 | 34400 | 16.5 | 10.9 | 8.1 | 2.06 | 66 | 54 | 207071127
COMFORT-AIRE | HRG1836S1P | EAC4X48C+TDR | GUH97M110C5M | 34200 | 34600 | 17.5 | 10.9 | 8.1 | 2.14 | 62 | 54 | 212604355
COMFORT-AIRE | HRG1836S1P | EA(C,U)1P48C+TDR+TXV | GUH97M090C3M | 34000 | 34600 | 18 | 10.4 | 8.5 | 2.1 | 62 | 54 | 212604344
COMFORT-AIRE | HRG1836S1P | E*1P36C+TDR+TXV | GUH97M090C5M | 35000 | 34600 | 18 | 11 | 8.5 | 2.2 | 68 | 57 | 212604338
COMFORT-AIRE | HRG1836S1P | E*1P36B+TDR+TXV | GUH97M070B3M | 34800 | 34600 | 17.5 | 10.9 | 8.5 | 2.18 | 68 | 57 | 212604335
COMFORT-AIRE | HRG1836S1P | EA(C,U)1P48C+H4TXV02 | GUH96C090C4M | 34000 | 34600 | 16 | 10.4 | 8.1 | 2.12 | 62 | 54 | 207071112
COMFORT-AIRE | HRG1836S1P | EA(C,U)1P48B+H4TXV02 | GUH80C070B3M | 33800 | 34400 | 16.5 | 10.4 | 8.1 | 2.12 | 63 | 54 | 207071088
COMFORT-AIRE | HRG1836S1P | EA(C,U)1P36B+H4TXV02 | GUH92C070B3M | 33800 | 34400 | 16.5 | 10.9 | 8.1 | 2.06 | 66 | 54 | 207071080
COMFORT-AIRE | HRG1836S1P | EA(C,U)1P36A+H4TXV02 | GUH80C045A3M | 33600 | 34200 | 17.1 | 10.9 | 8.1 | 2.06 | 65 | 54 | 207071068
COMFORT-AIRE | HRG1836S1P | EAH1P48C+TDR+TXV | GUH97T090C3M | 34400 | 33400 | 19 | 11 | 8.5 | 2.08 | 66 | 55 | 214831129
COMFORT-AIRE | HRG1836S1P | 7EC48BX-0*+TDR | GUH97T070B3M | 33800 | 34600 | 17.5 | 10.4 | 8.5 | 2.1 | 63 | 54 | 214831126
COMFORT-AIRE | HRG1836S1P | 7EC36BX-0*+TDR | GUH97T070B3M | 34000 | 34600 | 16.5 | 10.9 | 8.5 | 2.06 | 66 | 54 | 214831123
COMFORT-AIRE | HRG1836S1P | EAH1P48B+TDR+TXV | GUH97T070B3M | 34000 | 33400 | 18.5 | 11 | 8.5 | 2.1 | 67 | 55 | 214831120
COMFORT-AIRE | HRG1836S1P | EA(C,U)1P36B+TDR+TXV | GUH97T070B3M | 34000 | 34600 | 16 | 10.4 | 8.5 | 2.04 | 66 | 54 | 214831116
ALLIED | 4HP18V36P | 7EC48BX-0*+TDR | 97G2UH070BV12 | 33800 | 34600 | 17.5 | 10.4 | 8.5 | 2.1 | 63 | 54 | 214784610
ALLIED | 4HP18V36P | EAH1P36B+H4TXV02 | 80G2UH090BV16* | 32400 | 33800 | 18.5 | 11 | 8.5 | 2.14 | 65 | 55 | 206906115
ALLIED | 4HP18V36P | EAH1P36B+H4TXV02 | 80G1UH090BE16 | 32600 | 33600 | 17.5 | 11 | 8.5 | 2.16 | 65 | 55 | 206906111
ALLIED | 4HP18V36P | ED1P30/36B+H4TXV02 | 80G1DF090BE16 | 34600 | 36000 | 17.1 | 12 | 8.1 | 2.06 | 62 | 50 | 206906205
ALLIED | 4HP18V36P | ED1P30/36B+H4TXV02 | 80G1DF070BE12 | 34200 | 36000 | 18 | 11.7 | 8.1 | 2.04 | 61 | 49 | 206906204
ALLIED | 4HP18V36P | EAH1P30B+H4TXV01 | EFV12BCA | 23600 | 24000 | 18.5 | 12.3 | 8.5 | 2.03 | 65 | 62 | 206906108
ALLIED | 4HP18V36P | EAH1P30B+H4TXV01 | 96G1UH045BE12 | 24000 | 24000 | 18.5 | 12.3 | 8.5 | 2.03 | 66 | 64 | 206906103
ALLIED | 4HP18V36P | EAH1P30B+H4TXV01 | 80G2UH090BE12 | 23400 | 24000 | 18.5 | 12.3 | 8.5 | 1.98 | 66 | 63 | 206906095
ALLIED | 4HP18V36P | EAH1P30A+H4TXV01 | 80G2UH070AE12L | 24000 | 24000 | 19 | 12.3 | 8.5 | 2.05 | 66 | 63 | 206906092
ALLIED | 4HP18V36P | EAC4X48C | 96G2UH090CV12 | 33800 | 34400 | 17.5 | 10.4 | 8.5 | 2.12 | 63 | 54 | 206906085
ALLIED | 4HP18V36P | EAC4X48C | 92G1UH110CE16 | 34000 | 34400 | 16.5 | 10.9 | 8.1 | 2.14 | 62 | 54 | 206906081
ALLIED | 4HP18V36P | EAC4X48B | 96G2UH070BV12 | 33800 | 34600 | 17.5 | 10.4 | 8.1 | 2.1 | 63 | 54 | 206906076
ALLIED | 4HP18V36P | EAC4X48B | 80G2UH090BE16L | 34000 | 34400 | 16.5 | 10.4 | 8.1 | 2.12 | 63 | 54 | 206906066
ALLIED | 4HP18V36P | EAC4X48B | 80G1UH080BE16X | 33800 | 34800 | 15.5 | 10.4 | 8.1 | 2.08 | 63 | 54 | 206906062
ALLIED | 4HP18V36P | EAC4X36B | EFV12BCA | 34200 | 34400 | 15.2 | 11 | 8.1 | 2.06 | 66 | 54 | 206906060
ALLIED | 4HP18V36P | EAC4X36B | 80G2UH090BV16* | 34400 | 34600 | 17.1 | 10.9 | 8.1 | 2.04 | 66 | 54 | 206906050
ALLIED | 4HP18V36P | EAC4X36B | 80G2UH090BE12 | 34200 | 34600 | 16.5 | 10.9 | 8.1 | 2.06 | 66 | 54 | 206906047
ALLIED | 4HP18V36P | EAC4X30A | 80G1UH040AE12X | 23800 | 24000 | 18.5 | 12.3 | 8.1 | 1.96 | 66 | 63 | 206906016
ARMSTRONG AIR | 4SHP18LX136P | E*1P36C+TDR+TXV | A97USMV090C12 | 35000 | 34600 | 18 | 11 | 8.5 | 2.2 | 68 | 57 | 210738120
ARMSTRONG AIR | 4SHP18LX136P | E*1P36C+TDR+TXV | A96US2V090C16 | 35000 | 34600 | 18 | 11 | 8.5 | 2.22 | 68 | 57 | 210738107
ARMSTRONG AIR | 4SHP18LX136P | E*1P36C+TDR+TXV | A96UH1E090C16 | 34600 | 34600 | 16.5 | 11 | 8.5 | 2.22 | 68 | 56 | 210738101
ARMSTRONG AIR | 4SHP18LX136P | E*1P36B+TDR+TXV | A96UH1E030B12 | 33800 | 34600 | 16.5 | 10.9 | 8.5 | 2.18 | 67 | 55 | 210738047
ARMSTRONG AIR | 4SHP18LX136P | E*1P36B+TDR+TXV | A93UH1E045B12 | 34400 | 34600 | 17.1 | 10.9 | 8.5 | 2.18 | 68 | 56 | 210738036
ARMSTRONG AIR | 4SHP18LX136P | E*1P36B+TDR+TXV | A80UH2E090B16 | 34800 | 34600 | 16.5 | 11 | 8.5 | 2.22 | 68 | 56 | 210738019
ARMSTRONG AIR | 4SHP18LX136P | BCE5V42M*4X |  | 34400 | 35000 | 17.5 | 11.7 | 8.5 | 2.18 | 63 | 52 | 210737952
ARMSTRONG AIR | 4SHP18LX136P | BCE5C36M*1P+TXV |  | 34000 | 35400 | 15.5 | 11 | 8.5 | 2.1 | 63 | 53 | 210737936
ARMSTRONG AIR | 4SHP18LX136P | EAD4X-24B+TDR | A80DF1E070B12 | 23600 | 24000 | 18 | 12.3 | 8.5 | 2.18 | 70 | 69 | 213352485
ARMSTRONG AIR | 4SHP18LX136P | EAH1P48C+TDR+TXV | A97US2V080C20X + TSTAT | 34600 | 34200 | 19 | 11 | 8.5 | 2.08 | 65 | 54 | 212607783
ARMSTRONG AIR | 4SHP18LX136P | EAH1P48C+TDR+TXV | A97US2V080C16X + TSTAT | 34400 | 34000 | 18.5 | 11.5 | 8.5 | 2.1 | 65 | 54 | 212607781
ARMSTRONG AIR | 4SHP18LX136P | EAH1P48C+TDR+TXV | A96US2V110C20 | 34600 | 34400 | 19 | 11 | 8.5 | 2.08 | 65 | 53 | 212607779
ARMSTRONG AIR | 4SHP18LX136P | EAH1P48C+TDR+TXV | A93UH1E110C16 | 34400 | 33800 | 18.5 | 11.7 | 8.5 | 2.12 | 65 | 54 | 212607751
ARMSTRONG AIR | 4SHP18LX136P | EAH1P30B+TDR+TXV | A97USMV070B12 + TSTAT | 23600 | 24000 | 19 | 12.3 | 8.5 | 2.04 | 65 | 62 | 212595640
ARMSTRONG AIR | 4SHP18LX136P | EAC4X30B+TDR | A97US2V060B12X + TSTAT | 23400 | 24000 | 18.5 | 12.3 | 8.1 | 1.96 | 65 | 62 | 212595636
ARMSTRONG AIR | 4SHP18LX136P | EAH1P48B+TDR+TXV | A97USMV070B12 + TSTAT | 34200 | 34000 | 18.5 | 11 | 8.1 | 2.1 | 66 | 55 | 212595620
ARMSTRONG AIR | 4SHP18LX136P | EAH1P48B+TDR+TXV | A97US2V040B12X + TSTAT | 34200 | 34000 | 18.5 | 11 | 8.1 | 2.1 | 66 | 54 | 212595618
ARMSTRONG AIR | 4SHP18LX136P | EAC4X48C+TDR | A97USMV090C20 + TSTAT | 34200 | 34600 | 17.5 | 10.4 | 8.5 | 2.12 | 63 | 54 | 212595614
ARMSTRONG AIR | 4SHP18LX136P | EA(C,U)1P48C+TDR+TXV | A97USMV090C16 + TSTAT | 34000 | 34600 | 18 | 10.4 | 8.5 | 2.12 | 62 | 54 | 212595601
ARMSTRONG AIR | 4SHP18LX136P | EA(C,U)1P48B+TDR+TXV | A97US2V040B12X + TSTAT | 33800 | 34600 | 17.5 | 10.4 | 8.1 | 2.1 | 63 | 54 | 212595595
ARMSTRONG AIR | 4SHP18LX136P | EA(C,U)1P36B+TDR+TXV | A97USMV070B12 + TSTAT | 34200 | 34600 | 16 | 10.4 | 8.1 | 2.04 | 66 | 55 | 212595594
ARMSTRONG AIR | 4SHP18LX136P | EAH1P30B+TDR+TXV | A97US2V070B12 | 23600 | 24000 | 19 | 12.3 | 8.5 | 2.04 | 65 | 62 | 212539324
ARMSTRONG AIR | 4SHP18LX136P | EAC4X48C+TDR | A97US2V110C16 | 34200 | 34600 | 17.5 | 10.4 | 8.5 | 2.12 | 66 | 54 | 212539295
ARMSTRONG AIR | 4SHP18LX136P | EA(C;U)1P48C+TDR+TXV | A97US2V110C16 | 34200 | 34600 | 17.5 | 10.4 | 8.5 | 2.12 | 66 | 54 | 212539283
ARMSTRONG AIR | 4SHP18LX136P | EAC4X30B+TDR | A98USMV070B12 | 23400 | 24000 | 19 | 12.3 | 8.1 | 1.97 | 65 | 62 | 212539164
ARMSTRONG AIR | 4SHP18LX136P | E*1P36C+TDR+TXV | A98USMV090C20 | 35000 | 34600 | 18 | 11 | 8.5 | 2.22 | 68 | 57 | 212539131
ARMSTRONG AIR | 4SHP18LX136P | E*1P36C+TDR+TXV | A97UH2E090C16 | 34800 | 34600 | 17.5 | 11 | 8.5 | 2.22 | 68 | 56 | 213928560
ARMSTRONG AIR | 4SHP18LX136P | E*1P36B+TDR+TXV | A97UH2E045B12 | 34200 | 34600 | 17.5 | 10.9 | 8.5 | 2.2 | 67 | 56 | 213928558
ARMSTRONG AIR | 4SHP18LX136P | 7EH48CX-0*+TDR | A97USMV110C20 + TSTAT | 34600 | 34200 | 19 | 11 | 8.5 | 2.1 | 65 | 54 | 214730130
ARMSTRONG AIR | 4SHP18LX136P | 7EH48CX-0*+TDR | A97USMV090C16 + TSTAT | 34400 | 34200 | 19 | 11 | 8.5 | 2.08 | 65 | 54 | 214730126
ARMSTRONG AIR | 4SHP18LX136P | 7EH48CX-0*+TDR | A96US2V090C20 | 34600 | 34400 | 19 | 11 | 8.5 | 2.08 | 65 | 54 | 214730110
ARMSTRONG AIR | 4SHP18LX136P | 7EH48CX-0*+TDR | A96UH2E090C16 | 34400 | 34000 | 18 | 11.5 | 8.5 | 2.1 | 65 | 54 | 214730107
ARMSTRONG AIR | 4SHP18LX136P | 7EH48BX-0*+TDR | A97US2V040B12X + TSTAT | 34200 | 34000 | 18.5 | 11 | 8.1 | 2.1 | 66 | 54 | 214730089
ARMSTRONG AIR | 4SHP18LX136P | 7EH48BX-0*+TDR | A97UH2E070B12 | 33800 | 33400 | 19 | 11 | 8.5 | 2.1 | 66 | 55 | 214730087
ARMSTRONG AIR | 4SHP18LX136P | 7EH48BX-0*+TDR | A80UH2E090B12 | 34200 | 33600 | 18.5 | 11 | 8.1 | 2.12 | 67 | 55 | 214730071
ARMSTRONG AIR | 4SHP18LX136P | 7EH30BX-0*+TDR | EFV08BCA | 23400 | 24000 | 17.1 | 12.3 | 8.5 | 1.99 | 65 | 63 | 214730027
ARMSTRONG AIR | 4SHP18LX136P | 7EH30BX-0*+TDR | A98USMV070B12 | 23600 | 24000 | 19 | 12.3 | 8.5 | 2.04 | 65 | 62 | 214730026
DUCANE | 4HP18V60P | 7EC60DX-0*+TDR | 96G1UH135DE20 | 58500 | 57500 | 15.2 | 10.4 | 8.1 | 1.96 | 70 | 59 | 214730928
DUCANE | 4HP18V36P | EA(C,U)1P36B+TDR+TXV | 97G2UH045BV12 | 33800 | 34600 | 15.5 | 10.4 | 8.5 | 2.02 | 66 | 55 | 214100180
DUCANE | 4HP18V36P | EA(C,U)1P24B+TDR+TXV | 97G2UH030BE08 | 23200 | 24000 | 18.5 | 12.3 | 8.1 | 1.88 | 63 | 60 | 214091875
DUCANE | 4HP18V36P | EAH1P30B+TDR+TXV | 97G2UH045BV12 | 23600 | 24000 | 19 | 12.3 | 8.5 | 2.03 | 65 | 63 | 214100134
DUCANE | 4HP18V36P | EAH1P48C+TDR+TXV | 97G2UH090CE16 | 34400 | 33400 | 18 | 11.5 | 8.1 | 1.95 | 66 | 50 | 213936401
DUCANE | 4HP18V36P | ED1P30/36B+TDR+TXV | EFV12BCA | 33800 | 36000 | 17.1 | 11.7 | 8.1 | 2.06 | 61 | 49 | 212523815
DUCANE | 4HP18V36P | EAD4X-48C+TDR | EFV16CCA | 34200 | 36000 | 19 | 11.7 | 8.5 | 2.18 | 68 | 55 | 213352588
DUCANE | 4HP18V36P | EAD4X-48C+TDR | 95G1DF090CE16 | 34200 | 36000 | 18.5 | 11.5 | 8.5 | 2.16 | 68 | 55 | 213352584
CONCORD | 4HP18V36P | E*1P23B+H4TXV01 | 96G2UH030BE08 | 23000 | 24000 | 18.5 | 12.3 | 8.1 | 1.89 | 63 | 60 | 209329501
CONCORD | 4HP18V36P | ED1P30/36C+H4TXV02 | 96G2DF090CE16 | 34400 | 36000 | 16.5 | 11.7 | 8.1 | 2.04 | 62 | 50 | 209332224
CONCORD | 4HP18V36P | EAH1P48C+TDR+TXV | 96G2UH110CV20 | 34600 | 34200 | 19 | 11.5 | 8.5 | 2.1 | 65 | 54 | 212607829
CONCORD | 4HP18V36P | EAH1P48C+TDR+TXV | 95G1UH080CE16X | 34200 | 34000 | 17.5 | 11 | 8.5 | 2.08 | 65 | 54 | 212607825
CONCORD | 4HP18V36P | EAH1P48C+TDR+TXV | 80G2UH110CV20 | 34400 | 34200 | 18.5 | 11 | 8.5 | 2.1 | 65 | 54 | 212607822
CONCORD | 4HP18V36P | EA(C,U)1P30B+TDR+TXV | 97G2UH045BE12 | 23800 | 24000 | 17.5 | 12.3 | 8.1 | 2.06 | 66 | 63 | 213934142
CONCORD | 4HP18V36P | E*1P23B+TDR+TXV | 97G2UH070BE12 | 23400 | 24000 | 18.5 | 12.3 | 8.1 | 2.01 | 64 | 61 | 213934138
CONCORD | 4HP18V36P | EA(C,U)1P30B+TDR+TXV | 97G2UH045BV12 | 23400 | 24000 | 19 | 12.3 | 8.1 | 1.93 | 65 | 62 | 214100140
CONCORD | 4HP18V36P | E*1P23B+TDR+TXV | 97G2UH070BV12 | 23200 | 24000 | 19 | 12.3 | 8.1 | 1.91 | 63 | 60 | 214100137
CONCORD | 4HP18V36P | EAD4X-48C+TDR | 97G2DF090CV20 | 34200 | 36000 | 19 | 11 | 8.5 | 2.14 | 69 | 55 | 214100174
CONCORD | 4HP18V36P | EAC4X48B+TDR | 97G2UH045BV12 | 33600 | 34600 | 17.1 | 10 | 8.5 | 2.08 | 63 | 54 | 214100200
CONCORD | 4HP18V36P | EA(C,U)1P48C+TDR+TXV | 97G2UH090CV12 | 33800 | 34600 | 17.5 | 10.4 | 8.5 | 2.12 | 62 | 53 | 214100197
CONCORD | 4HP18V60P | EAC4X60C | 97G2UH110CV20 | 57000 | 58000 | 16 | 10 | 8.1 | 1.9 | 64 | 57 | 214567148
CONCORD | 4HP18V60P | EAD4X-60D+TDR | 97G2DF110CV20 | 55000 | 58000 | 15.5 | 10 | 8.1 | 1.84 | 75 | 65 | 214100263
CONCORD | 4HP18V60P | EAD4X-60D+TDR | 96G1DF110CE20 | 55500 | 58000 | 16 | 10 | 8.1 | 1.84 | 75 | 65 | 213352656
CONCORD | 4HP18V60P | 7EC60DX-0*+TDR | EFV20DCA | 58000 | 57500 | 15.5 | 10 | 8.1 | 1.96 | 70 | 60 | 214730645
CONCORD | 4HP18V60P | 7EC60CX-0*+TDR | 80G1UH100CE20X | 57500 | 58000 | 16.5 | 10 | 8.1 | 1.9 | 66 | 58 | 214730628
CONCORD | 4HP18V60P | 7ED50/60CX-0*+TDR | 96G2DF110CV20 | 46000 | 48000 | 16.5 | 11 | 8.5 | 2.08 | 75 | 60 | 214730505
CONCORD | 4HP18V60P | 7ED50/60CX-0*+TDR | 96G1DF110CE20 | 46000 | 48000 | 16 | 11.5 | 8.5 | 2.1 | 75 | 60 | 214730502
CONCORD | 4HP18V36P | 7EH48CX-0*+TDR | EFV16CCA | 34200 | 33800 | 18.5 | 11.5 | 8.5 | 2.1 | 65 | 54 | 214730605
CONCORD | 4HP18V36P | 7EH48BX-0*+TDR | 96G2UH070BV12 | 34000 | 33600 | 18.5 | 11 | 8.1 | 2.1 | 67 | 55 | 214730588
CONCORD | 4HP18V36P | 7EH48BX-0*+TDR | 96G2UH045BE12 | 33600 | 33400 | 18 | 11 | 8.5 | 2.1 | 66 | 55 | 214730585
CONCORD | 4HP18V36P | 7EH48BX-0*+TDR | 92G1UH045BE12 | 34000 | 33600 | 17.5 | 11 | 8.5 | 2.08 | 67 | 55 | 214730582
CONCORD | 4HP18V36P | 7EH30BX-0*+TDR | 97G2UH045BE12 | 24000 | 24000 | 18 | 12.3 | 8.5 | 2.11 | 66 | 63 | 214730568
CONCORD | 4HP18V36P | 7EH30BX-0*+TDR | 96G2UH070BE12 | 23600 | 24000 | 18 | 12.3 | 8.5 | 2.02 | 66 | 63 | 214730565
CONCORD | 4HP18V36P | 7EH30AX-0*+TDR | 80G2UH070AV12* | 23800 | 24000 | 19 | 12.3 | 8.5 | 2.05 | 65 | 62 | 214730485
CONCORD | 4HP18V36P | 7EH30AX-0*+TDR | 80G2UH045AE12 | 23400 | 23800 | 18.5 | 12.3 | 8.5 | 2.05 | 65 | 62 | 214730482
CONCORD | 4HP18V36P | 7EH30AX-0*+TDR | 80G1UH045AE12 | 23800 | 24000 | 18.5 | 12.3 | 8.5 | 2.04 | 65 | 63 | 214730479
AIREASE | 4SHP18LX136P | 7EC48CX-0*+TDR | A97US2V040B12X | 34000 | 34600 | 18 | 10.4 | 8.1 | 2.08 | 66 | 55 | 214729301
CONCORD | 4HP18V36P | ED1P30/36B+H4TXV02 | 92G1DF045BE12 | 34400 | 36000 | 18 | 11.7 | 8.1 | 2.04 | 62 | 50 | 206906592
CONCORD | 4HP18V36P | ED1P30/36A+H4TXV02 | 80G1DF070AE12 | 34200 | 36000 | 17.5 | 11.7 | 8.1 | 2.04 | 62 | 50 | 206906587
CONCORD | 4HP18V36P | EAH1P48B+H4TXV02 | 92G1UH030BE12 | 33400 | 33400 | 17.5 | 11 | 8.5 | 2.08 | 66 | 55 | 206906517
CONCORD | 4HP18V36P | EAH1P48B+H4TXV02 | 80G1UH090BE16 | 34200 | 33400 | 17.5 | 11.5 | 8.5 | 2.14 | 66 | 55 | 206906512
CONCORD | 4HP18V36P | EAH1P48B+H4TXV02 | 80G1UH070BE12 | 34000 | 33400 | 17.5 | 11 | 8.5 | 2.12 | 66 | 55 | 206906511
CONCORD | 4HP18V36P | EAH1P30B+H4TXV01 | 96G1UH030BE08 | 23400 | 24000 | 17.5 | 12.3 | 8.5 | 1.99 | 66 | 63 | 206906487
CONCORD | 4HP18V36P | EAH1P30A+H4TXV01 | 80G2UH070AE12 | 24000 | 24000 | 19 | 12.3 | 8.5 | 2.05 | 66 | 63 | 206906476
ARMSTRONG AIR | 4SHP18LX136P | EAC4X48C+TDR | A98USMV090C16 | 34200 | 34600 | 18 | 10.4 | 8.5 | 2.12 | 66 | 54 | 212539053
ARMSTRONG AIR | 4SHP18LX136P | EA(C;U)1P48C+TDR+TXV | A98USMV090C12 | 34200 | 34600 | 18 | 10.4 | 8.5 | 2.1 | 66 | 54 | 212539041
ARMSTRONG AIR | 4SHP18LX136P | EAH1P48B+TDR+TXV | A97US2V045B12 | 34200 | 34200 | 19 | 10.9 | 8.1 | 2.08 | 67 | 55 | 212539301
ARMSTRONG AIR | 4SHP18LX136P | EAC4X48C+TDR | A97US2V090C12 | 34200 | 34600 | 18 | 10.4 | 8.5 | 2.12 | 66 | 54 | 212539292
ARMSTRONG AIR | 4SHP18LX136P | E*1P36B+TDR+TXV | A97US2V070B12 | 34800 | 34600 | 18.5 | 10.9 | 8.5 | 2.18 | 69 | 57 | 212539265
ARMSTRONG AIR | 4SHP18LX136P | EA(C,U)1P48C+TDR+TXV | A98USMV090C20 | 34200 | 34600 | 17.5 | 10.4 | 8.5 | 2.1 | 63 | 54 | 212539143
ARMSTRONG AIR | 4SHP18LX136P | EA(C,U)1P36B+TDR+TXV | A98USMV070B12 | 34400 | 34600 | 18 | 10.4 | 8.1 | 2.04 | 67 | 55 | 212539137
ARMSTRONG AIR | 4SHP18LX136P | EAD4X-48C+TDR | A97DS2V110C20 | 34400 | 36000 | 19 | 11 | 8.5 | 2.14 | 69 | 56 | 214094630
ARMSTRONG AIR | 4SHP18LX136P | EA(C,U)1P30B+TDR+TXV | A97US2V070B12 | 23400 | 24000 | 19 | 12.3 | 8.1 | 1.97 | 65 | 62 | 214094624
ARMSTRONG AIR | 4SHP18LX136P | EAC4X36B+TDR | A97UH2E070B12 | 33800 | 34400 | 17.1 | 10.9 | 8.5 | 2.04 | 66 | 54 | 213928566
ARMSTRONG AIR | 4SHP18LX136P | EA(C,U)1P48B+TDR+TXV | A97UH2E070B12 | 33600 | 34400 | 17.5 | 10.4 | 8.1 | 2.1 | 66 | 54 | 213928563
ARMSTRONG AIR | 4SHP18LX136P | E*1P23B+TDR+TXV | A97UH2E045B12 | 23400 | 24000 | 17.5 | 12.3 | 8.1 | 2.01 | 64 | 61 | 213927704
ARMSTRONG AIR | 4SHP18LX136P | EAD4X-48C+TDR | A95DF1E090C16 | 34200 | 36000 | 18.5 | 11.5 | 8.5 | 2.16 | 68 | 55 | 213352511
ARMSTRONG AIR | 4SHP18LX136P | E*1P36C+TDR+TXV | A80US2V110C20L | 35000 | 34600 | 17.5 | 11 | 8.5 | 2.22 | 68 | 57 | 211631459
ARMSTRONG AIR | 4SHP18LX136P | E*1P36C+TDR+TXV | A80US2V090C20* | 35000 | 34600 | 18 | 11 | 8.5 | 2.22 | 68 | 57 | 211631453
ARMSTRONG AIR | 4SHP18LX136P | EAH1P30B+TDR+TXV | EFV12BCA | 23600 | 24000 | 18.5 | 12.3 | 8.5 | 2.05 | 65 | 62 | 210740452
ARMSTRONG AIR | 4SHP18LX136P | EAH1P30A+TDR+TXV | A80UH1E070A12 | 23600 | 24000 | 18.5 | 12.3 | 8.5 | 2.05 | 65 | 62 | 210740383
ARMSTRONG AIR | 4SHP18LX136P | EAH1P30A+TDR+TXV | A80UH1E040A12X | 23800 | 24000 | 19 | 12.3 | 8.5 | 2.06 | 65 | 63 | 210740372
ARMSTRONG AIR | 4SHP18LX136P | EAC4X30A+TDR | A80UH2E070A12 | 23800 | 24000 | 18.5 | 12.3 | 8.1 | 1.99 | 66 | 63 | 210740302
ARMSTRONG AIR | 4SHP18LX136P | EA(C;U)1P30B+TDR+TXV | EFV12BCA | 23400 | 24000 | 17.5 | 12.3 | 8.1 | 1.98 | 65 | 62 | 210740199
ARMSTRONG AIR | 4SHP18LX136P | EA(C;U)1P30B+TDR+TXV | A93UH1E045B12 | 23800 | 24000 | 18.5 | 12.3 | 8.1 | 1.96 | 66 | 63 | 210740154
ARMSTRONG AIR | 4SHP18LX136P | EA(C;U)1P30A+TDR+TXV | A80UH1E070A12 | 23600 | 24000 | 17.5 | 12.3 | 8.1 | 1.96 | 65 | 62 | 210740129
ARMSTRONG AIR | 4SHP18LX136P | E*1P23B+TDR+TXV | EFV08BCA | 22600 | 24000 | 16.5 | 12.3 | 8.1 | 1.88 | 64 | 60 | 210740026
ARMSTRONG AIR | 4SHP18LX136P | E*1P23B+TDR+TXV | A80UH2E090B12 | 23400 | 24000 | 19 | 12.3 | 8.1 | 1.91 | 64 | 60 | 210739987
ARMSTRONG AIR | 4SHP18LX136P | E*1P23A+TDR+TXV | A80UH1E040A12X | 23200 | 24000 | 19 | 12.3 | 8.1 | 1.91 | 64 | 60 | 210739955
ARMSTRONG AIR | 4SHP18LX136P | ED1P30/36B+TDR+TXV | A96DF1E045B12 | 34000 | 34600 | 18 | 11.7 | 8.1 | 2.04 | 64 | 52 | 210738763
ARMSTRONG AIR | 4SHP18LX136P | ED1P30/36B+TDR+TXV | A80DS2V090B16 | 34800 | 34600 | 19 | 11.5 | 8.5 | 2 | 65 | 53 | 210738752
ARMSTRONG AIR | 4SHP18LX136P | EAH1P48B+TDR+TXV | A80UH1E090B16 | 34200 | 33400 | 17.5 | 11.5 | 8.1 | 2.14 | 66 | 55 | 210738695
ARMSTRONG AIR | 4SHP18LX136P | EAC4X48C+TDR | A97USMV090C16 | 34200 | 34600 | 18 | 10.4 | 8.5 | 2.12 | 66 | 54 | 210738606
ARMSTRONG AIR | 4SHP18LX136P | EAC4X48C+TDR | A97USMV090C12 | 34200 | 34600 | 18 | 10.4 | 8.5 | 2.1 | 66 | 54 | 210738602
ARMSTRONG AIR | 4SHP18LX136P | EAC4X48B+TDR | A96US2V045B12 | 34000 | 34600 | 17.5 | 10 | 8.1 | 2.06 | 66 | 55 | 210738532
ARMSTRONG AIR | 4SHP18LX136P | EAC4X48B+TDR | A96UH1E045B12 | 32800 | 34000 | 17.1 | 10.4 | 8.1 | 2.08 | 66 | 54 | 210738520
ARMSTRONG AIR | 4SHP18LX136P | EAC4X36B+TDR | A97US2V060B12X | 34200 | 34600 | 17.5 | 10.4 | 8.5 | 2.02 | 67 | 55 | 210738467
ARMSTRONG AIR | 4SHP18LX136P | EAC4X36B+TDR | A96UH2E070B12 | 33600 | 34200 | 16 | 10.9 | 8.1 | 2.04 | 66 | 54 | 210738450
ARMSTRONG AIR | 4SHP18LX136P | EAC4X36A+TDR | A80UH2E070A12 | 34000 | 34600 | 16 | 10.9 | 8.1 | 2.06 | 66 | 54 | 210738377
ARMSTRONG AIR | 4SHP18LX136P | EAC4X36A+TDR | A80UH1E070A12 | 33600 | 34200 | 17.1 | 10.9 | 8.5 | 2.06 | 66 | 54 | 210738368
ALLIED | 4HP18V60P | ED1P60D+H4TXV03 | 80G1DF110CE20 | 58000 | 56500 | 16 | 10.4 | 8.1 | 1.88 | 67 | 59 | 206906977
ALLIED | 4HP18V60P | EAC4X60D | 80G1UH135DE20 | 58500 | 57500 | 16 | 10.4 | 8.1 | 1.92 | 70 | 60 | 206906934
ALLIED | 4HP18V60P | EAC4X60C | 80G1UH100CE20X | 57500 | 58000 | 16.5 | 10 | 8.1 | 1.9 | 66 | 58 | 206906922
ALLIED | 4HP18V60P | EA(C,U)1P60C+H4TXV03 | 96G1UH110CE20 | 57500 | 57500 | 16 | 10.4 | 8.1 | 1.92 | 66 | 57 | 206906868
ALLIED | 4HP18V60P | EA(C,U)1P60C+H4TXV03 | 80G2UH110CE20 | 57500 | 58500 | 16 | 10 | 8.1 | 1.94 | 65 | 57 | 206906862
ALLIED | 4HP18V36P | 7ED24BX-0*+TDR | 92G1DF045BE12 | 24000 | 24000 | 19 | 12.3 | 8.5 | 2.16 | 70 | 69 | 214730315
ALLIED | 4HP18V36P | 7ED24AX-0*+TDR | 80G2DF070AE12 | 24000 | 24000 | 19 | 12.3 | 8.5 | 2.16 | 71 | 70 | 214730292
AC PRO | 4HP18V36P | EAH1P30A+H4TXV01 | 80G1UH040AE12X | 23800 | 24000 | 19 | 12.3 | 8.5 | 2.04 | 65 | 63 | 206905702
AC PRO | 4HP18V36P | EAC4X48C | 96G2UH090CV12 | 33800 | 34400 | 17.5 | 10.4 | 8.5 | 2.12 | 63 | 54 | 206905700
AC PRO | 4HP18V36P | EAC4X48C | 92G1UH090CE12 | 34200 | 34600 | 17.1 | 10.4 | 8.1 | 2.12 | 63 | 54 | 206905694
AC PRO | 4HP18V36P | EAC4X48B | 80G1UH080BE16X | 33800 | 34800 | 15.5 | 10.4 | 8.1 | 2.08 | 63 | 54 | 206905677
AC PRO | 4HP18V36P | EAC4X48B | 80G1UH070BE12 | 33800 | 34400 | 16.5 | 10.4 | 8.1 | 2.12 | 63 | 54 | 206905676
AC PRO | 4HP18V36P | EAC4X36B | 96G2UH070BV12 | 34000 | 34600 | 16.5 | 10.4 | 8.1 | 2.06 | 66 | 54 | 206905674
AC PRO | 4HP18V36P | EAC4X36B | 80G1UH070BE12 | 34000 | 34400 | 17.1 | 11 | 8.1 | 2.08 | 66 | 54 | 206905659
AC PRO | 4HP18V36P | EA(C,U)1P48B+H4TXV02 | EFV12BCA | 33600 | 34600 | 16 | 10.4 | 8.1 | 2.12 | 63 | 54 | 206905600
AC PRO | 4HP18V36P | EA(C,U)1P48B+H4TXV02 | 80G2UH090BV16* | 33800 | 34400 | 17.5 | 10.4 | 8.1 | 2.1 | 63 | 54 | 206905590
AC PRO | 4HP18V36P | EA(C,U)1P48B+H4TXV02 | 80G1UH090BE16 | 34000 | 34400 | 16 | 10.9 | 8.1 | 2.12 | 63 | 54 | 206905586
AC PRO | 4HP18V36P | EA(C,U)1P36B+H4TXV02 | 96G2UH070BV12 | 34000 | 34600 | 16 | 10.4 | 8.1 | 2.04 | 66 | 54 | 206905582
AC PRO | 4HP18V36P | EA(C,U)1P36B+H4TXV02 | 80G2UH090BV16* | 34400 | 34600 | 17.1 | 10.9 | 8.1 | 2.04 | 66 | 54 | 206905573
AC PRO | 4HP18V36P | EA(C,U)1P36A+H4TXV02 | 80G2UH070AE12L | 34000 | 34600 | 16 | 10.9 | 8.1 | 2.06 | 66 | 54 | 206905565
AC PRO | 4HP18V36P | EA(C,U)1P36A+H4TXV02 | 80G1UH045AE12 | 33600 | 34200 | 17.1 | 10.9 | 8.1 | 2.06 | 65 | 54 | 206905561
AC PRO | 4HP18V36P | E*1P36B+H4TXV02 | 80G2UH090BV16* | 34400 | 34600 | 17.1 | 10.9 | 8.1 | 2.14 | 66 | 54 | 206905500
AC PRO | 4HP18V36P | E*1P36B+H4TXV02 | 80G2UH090BE16 | 34800 | 35400 | 16.5 | 11 | 8.5 | 2.22 | 66 | 55 | 206905498
AC PRO | 4HP18V36P | E*1P36A+H4TXV02 | 80G2UH070AE12 | 34400 | 35400 | 17.1 | 10.9 | 8.5 | 2.2 | 66 | 55 | 206905491
AC PRO | 4HP18V36P | E*1P36A+H4TXV02 | 80G1UH045AE12 | 34000 | 35000 | 18 | 11 | 8.5 | 2.2 | 66 | 55 | 206905488
AC PRO | 4HP18V36P | E*1P23B+H4TXV01 | 96G1UH030BE08 | 22600 | 24000 | 18 | 12.3 | 8.1 | 1.88 | 62 | 59 | 206905481
AC PRO | 4HP18V36P | BCE5V30M |  | 23600 | 24000 | 18.5 | 12.3 | 8.5 | 1.98 | 66 | 63 | 206905460
AC PRO | 4HP18V36P | BCE5V18M |  | 23400 | 24000 | 18.5 | 12.3 | 8.5 | 2.04 | 66 | 63 | 206905458
AC PRO | 4HP18V60P | EAD4X-50/60C+TDR | 96G2DF110CV20 | 46000 | 48000 | 16.5 | 11 | 8.5 | 2.08 | 75 | 60 | 213352623
ARMSTRONG AIR | 4SHP18LX160P | 7EC60CX-0*+TDR | A80US2V110C20* | 57000 | 58000 | 17 | 10 | 8.1 | 1.92 | 66 | 57 | 214730185
ARMSTRONG AIR | 4SHP18LX160P | 7EC60CX-0*+TDR | A80US2V110C20L | 57000 | 58000 | 17 | 10 | 8.1 | 1.92 | 66 | 57 | 214730184
ARMSTRONG AIR | 4SHP18LX160P | 7EC60CX-0*+TDR | A80US2V090C20* | 57500 | 58000 | 17.1 | 10.4 | 8.1 | 1.94 | 65 | 57 | 214730182
ARMSTRONG AIR | 4SHP18LX136P | 7EH48CX-0*+TDR | A97USMV090C12 + TSTAT | 34400 | 34000 | 19 | 11 | 8.5 | 2.08 | 65 | 54 | 214730124
ARMSTRONG AIR | 4SHP18LX136P | 7EH48CX-0*+TDR | A97US2V110C20 | 34600 | 33800 | 19 | 11 | 8.5 | 2.08 | 66 | 54 | 214730122
ARMSTRONG AIR | 4SHP18LX136P | 7EH48CX-0*+TDR | A95UH1E090C16 | 34200 | 33800 | 18 | 11.5 | 8.5 | 2.1 | 65 | 54 | 214730105
ARMSTRONG AIR | 4SHP18LX136P | 7EH48CX-0*+TDR | A80US2V110C20 | 34600 | 34200 | 18.5 | 11 | 8.5 | 2.1 | 65 | 54 | 214730101
ARMSTRONG AIR | 4SHP18LX136P | 7EH48CX-0*+TDR | A80US2V080C20X | 34600 | 34200 | 19 | 11.5 | 8.5 | 2.1 | 65 | 54 | 214730098
ARMSTRONG AIR | 4SHP18LX136P | 7EH48BX-0*+TDR | A96US2V070B12 | 34400 | 34000 | 19 | 11 | 8.1 | 2.08 | 66 | 55 | 214730085
ARMSTRONG AIR | 4SHP18LX136P | 7EH48BX-0*+TDR | A93UH1E045B12 | 34000 | 33600 | 18.5 | 11 | 8.1 | 2.08 | 67 | 55 | 214730078
ARMSTRONG AIR | 4SHP18LX136P | 7EH30BX-0*+TDR | A97US2V060B12X | 23600 | 24000 | 19 | 12.3 | 8.5 | 2.02 | 65 | 62 | 214730021
ARMSTRONG AIR | 4SHP18LX136P | 7EH30BX-0*+TDR | A97UH2E045B12 | 24000 | 24000 | 18 | 12.3 | 8.5 | 2.11 | 66 | 63 | 214730016
AIREASE | 4SHP18LX160P | EAC4X60C+TDR | A97USMV110C20 | 57000 | 58000 | 17.1 | 10 | 8.1 | 1.94 | 66 | 57 | 210821395
AIREASE | 4SHP18LX160P | EAC4X60C+TDR | A97US2V080C20X | 57000 | 58000 | 17 | 10 | 8.1 | 1.94 | 66 | 57 | 210821389
AIREASE | 4SHP18LX160P | EA(C;U)1P60C+TDR+TXV | A97USMV090C20 | 57000 | 58500 | 17 | 10 | 8.1 | 1.92 | 65 | 57 | 210821361
AIREASE | 4SHP18LX160P | EA(C;U)1P60C+TDR+TXV | A96US2V090C20 | 57000 | 58500 | 17.1 | 10 | 8.1 | 1.92 | 65 | 57 | 210821355
AIREASE | 4SHP18LX160P | EA(C;U)1P60C+TDR+TXV | A96UH2E110C20 | 57000 | 58000 | 16 | 10 | 8.1 | 1.94 | 65 | 57 | 210821353
AIREASE | 4SHP18LX160P | EA(C;U)1P60C+TDR+TXV | A98USMV110C20 | 57000 | 58000 | 17.1 | 10 | 8.1 | 1.94 | 66 | 57 | 212539059
AIREASE | 4SHP18LX160P | EAD4X-50/60C+TDR | A97DSMV110C20 | 46000 | 48000 | 17.1 | 11 | 8.5 | 2.06 | 75 | 60 | 213352579
AIREASE | 4SHP18LX160P | EAD4X-50/60C+TDR | A96DS2V110C20 | 46000 | 48000 | 17.1 | 11 | 8.5 | 2.06 | 75 | 60 | 213352576
AIREASE | 4SHP18LX160P | 7EC60CX-0*+TDR | A97USMV090C20 | 57000 | 58500 | 17.1 | 10 | 8.1 | 1.92 | 65 | 57 | 214729500
AIREASE | 4SHP18LX160P | 7EC60CX-0*+TDR | A97US2V080C20X | 57000 | 58000 | 17 | 10 | 8.1 | 1.94 | 66 | 57 | 214729497
ARMSTRONG AIR | 4SHP18LX136P | EAD4X-24B+TDR | A97DF2E070B16 | 23600 | 24000 | 18 | 12.3 | 8.5 | 2.22 | 71 | 72 | 213927729
ARMSTRONG AIR | 4SHP18LX136P | EAC4X24B+TDR | A97UH2E030B08 | 23200 | 24000 | 18.5 | 12.3 | 8.1 | 2.15 | 63 | 45 | 214091901
ARMSTRONG AIR | 4SHP18LX136P | E*1P23B+TDR+TXV | A97UH2E030B08 | 23000 | 24000 | 18.5 | 12.3 | 8.1 | 2.2 | 63 | 45 | 214091898
ARMSTRONG AIR | 4SHP18LX136P | EAH1P48B+TDR+TXV | A97UH2E045B12 | 33600 | 33400 | 18 | 11 | 8.5 | 2.1 | 66 | 55 | 213928571
ARMSTRONG AIR | 4SHP18LX136P | EAC4X48B+TDR | A97UH2E070B12 | 33600 | 34400 | 17.5 | 10.4 | 8.1 | 2.1 | 66 | 54 | 213928568
ARMSTRONG AIR | 4SHP18LX136P | EA(C,U)1P30B+TDR+TXV | A97UH2E070B12 | 23800 | 24000 | 18 | 12.3 | 8.1 | 2.06 | 66 | 63 | 213927709
ARMSTRONG AIR | 4SHP18LX136P | EAD4X-48C+TDR | A97DSMV090C16 | 34400 | 36000 | 19 | 11 | 8.5 | 2.12 | 69 | 56 | 213352515
ARMSTRONG AIR | 4SHP18LX136P | EAD4X-48C+TDR | A96DF1E090C16 | 34200 | 36000 | 18.5 | 11.7 | 8.5 | 2.18 | 68 | 55 | 213352512
ARMSTRONG AIR | 4SHP18LX160P | BCE7E48M*4X |  | 45500 | 47000 | 16.5 | 11 | 8.1 | 2.06 | 69 | 59 | 210727715
ARMSTRONG AIR | 4SHP18LX160P | EAC4X60C+TDR | A97USMV090C20 | 57000 | 58500 | 17.1 | 10 | 8.1 | 1.92 | 65 | 57 | 210727541
ARMSTRONG AIR | 4SHP18LX160P | EAC4X60C+TDR | A96US2V090C20 | 57000 | 58500 | 17.1 | 10 | 8.1 | 1.92 | 65 | 57 | 210727538
ARMSTRONG AIR | 4SHP18LX160P | EA(C;U)1P60C+TDR+TXV | A96US2V090C20 | 57000 | 58500 | 17.1 | 10 | 8.1 | 1.92 | 65 | 57 | 210727520
ARMSTRONG AIR | 4SHP18LX160P | EA(C;U)1P60C+TDR+TXV | A93UH1E110C20 | 57500 | 58000 | 16 | 10.4 | 8.1 | 1.94 | 65 | 57 | 210727518
ARMSTRONG AIR | 4SHP18LX136P | EA(C,U)1P48B+TDR+TXV | A97US2V045B12 | 34000 | 34600 | 17.5 | 10 | 8.5 | 2.06 | 64 | 55 | 214094635
ARMSTRONG AIR | 4SHP18LX136P | 7EC48CX-0*+TDR | A96UH2E090C16 | 34200 | 34600 | 15.5 | 10.4 | 8.1 | 2.12 | 66 | 54 | 214729951
ARMSTRONG AIR | 4SHP18LX136P | 7EC48CX-0*+TDR | A80US2V100C20X | 34200 | 34600 | 17.5 | 10.9 | 8.1 | 2.12 | 65 | 54 | 214729934
ARMSTRONG AIR | 4SHP18LX136P | 7EC36BX-0*+TDR | A97US2V060B12X | 34200 | 34600 | 17.5 | 10.4 | 8.5 | 2.02 | 67 | 55 | 214729915
ARMSTRONG AIR | 4SHP18LX136P | 7EC36BX-0*+TDR | A97UH2E070B12 | 33800 | 34400 | 17.1 | 10.9 | 8.5 | 2.04 | 66 | 54 | 214729911
ARMSTRONG AIR | 4SHP18LX136P | 7EC36BX-0*+TDR | A96US2V045B12 | 34200 | 34600 | 17.5 | 10.4 | 8.5 | 2.02 | 68 | 55 | 214729908
ARMSTRONG AIR | 4SHP18LX136P | 7EC36BX-0*+TDR | A80UH2E090B12 | 34200 | 34600 | 16.5 | 10.9 | 8.5 | 2.06 | 66 | 54 | 214729894
ARMSTRONG AIR | 4SHP18LX136P | 7EC36BX-0*+TDR | A80UH1E070B12 | 34000 | 34400 | 17.1 | 11 | 8.5 | 2.08 | 66 | 54 | 214729891
ARMSTRONG AIR | 4SHP18LX136P | 7EC36AX-0*+TDR | A80US2V060A12X | 34400 | 34600 | 18 | 10.9 | 8.5 | 2.06 | 66 | 54 | 214729888
ARMSTRONG AIR | 4SHP18LX136P | 7EC30BX-0*+TDR | A97US2V040B12X | 23400 | 24000 | 19 | 12.3 | 8.1 | 1.96 | 65 | 62 | 214729871
ARMSTRONG AIR | 4SHP18LX136P | 7EC30BX-0*+TDR | A97UH2E030B08 | 23600 | 24000 | 19 | 12.3 | 8.1 | 2.2 | 63 | 45 | 214729868
ARMSTRONG AIR | 4SHP18LX136P | 7EC30AX-0*+TDR | A80US2V070A12 | 23400 | 24000 | 18.5 | 12.3 | 8.1 | 1.97 | 65 | 62 | 214729851
ARMSTRONG AIR | 4SHP18LX136P | 7EH36CX-0*+TDR | A97USMV090C20 + TSTAT | 35000 | 34600 | 18 | 11 | 8.5 | 2.2 | 68 | 57 | 214730060
CONCORD | 4HP18V60P | EA(C,U)1P60D+H4TXV03 | EFV20DCA | 58000 | 57500 | 15.5 | 10 | 8.1 | 1.96 | 70 | 60 | 206907062
CONCORD | 4HP18V60P | EA(C,U)1P60C+H4TXV03 | 80G1UH110CE20 | 57500 | 57500 | 16.5 | 10 | 8.1 | 1.92 | 66 | 57 | 206907049
CONCORD | 4HP18V36P | 7ED24BX-0*+TDR | 92G1DF070BE12 | 24000 | 24000 | 19 | 12.3 | 8.5 | 2.16 | 70 | 69 | 214730302
CONCORD | 4HP18V36P | 7ED48CX-0*+TDR | EFV16CCA | 34200 | 36000 | 19 | 11.7 | 8.5 | 2.18 | 68 | 55 | 214730344
CONCORD | 4HP18V36P | 7ED48CX-0*+TDR | 96G1DF090CE16 | 34200 | 36000 | 18.5 | 11.7 | 8.5 | 2.18 | 68 | 55 | 214730341
CONCORD | 4HP18V36P | EA(C,U)1P48B+H4TXV02 | 92G1UH070BE12 | 33400 | 34400 | 17.1 | 10.4 | 8.1 | 2.08 | 63 | 54 | 206906363
CONCORD | 4HP18V36P | EA(C,U)1P48B+H4TXV02 | 80G1UH070BE12 | 33800 | 34400 | 16.5 | 10.4 | 8.1 | 2.12 | 63 | 54 | 206906354
CONCORD | 4HP18V36P | EA(C,U)1P30A+H4TXV01 | 80G1UH060AE12X | 23800 | 24000 | 18.5 | 12.3 | 8.1 | 1.96 | 66 | 63 | 206906311
CONCORD | 4HP18V36P | E*1P36C+H4TXV02 | 96G1UH090CE16 | 34600 | 35400 | 16.5 | 11 | 8.5 | 2.22 | 66 | 55 | 206906285
CONCORD | 4HP18V36P | E*1P36C+H4TXV02 | 80G2UH110CE16 | 35200 | 35400 | 16.5 | 11.5 | 8.5 | 2.26 | 66 | 55 | 206906279
CONCORD | 4HP18V36P | E*1P23B+H4TXV01 | 96G2UH045BV12 | 23200 | 24000 | 19 | 12.3 | 8.1 | 1.89 | 63 | 60 | 206906254
CONCORD | 4HP18V36P | E*1P23B+H4TXV01 | 92G1UH045BE12 | 23400 | 24000 | 18.5 | 12.3 | 8.1 | 1.92 | 64 | 61 | 206906247
CONCORD | 4HP18V36P | BCE7E30M |  | 24000 | 24000 | 19 | 12.3 | 8.5 | 2.17 | 68 | 65 | 206906234
CONCORD | 4HP18V36P | BCE5V42M |  | 34400 | 35000 | 17.5 | 11.7 | 8.5 | 2.18 | 63 | 52 | 206906231
CONCORD | 4HP18V36P | BCE5V18M |  | 23400 | 24000 | 18.5 | 12.3 | 8.5 | 2.04 | 66 | 63 | 206906228
CONCORD | 4HP18V36P | EAC4X30B | 96G2UH070BE12 | 23800 | 24000 | 17.1 | 12.3 | 8.1 | 1.96 | 66 | 63 | 209329533
CONCORD | 4HP18V36P | EAC4X24B | 96G2UH030BE08 | 23200 | 24000 | 18.5 | 12.3 | 8.1 | 1.88 | 63 | 60 | 209329520
CONCORD | 4HP18V36P | ED1P30/36B+H4TXV02 | 96G2DF070BE16 | 34400 | 36000 | 16 | 11.5 | 8.1 | 2.02 | 62 | 51 | 209332222
CONCORD | 4HP18V36P | EA(C,U)1P36B+H4TXV02 | 96G2UH070BE12 | 33600 | 34200 | 16 | 10.9 | 8.1 | 2.04 | 66 | 54 | 209332204
CONCORD | 4HP18V36P | EAH1P48C+TDR+TXV | EFV16CCA | 34200 | 33800 | 18.5 | 11.5 | 8.5 | 2.1 | 65 | 54 | 212607830
CONCORD | 4HP18V36P | EAH1P48C+TDR+TXV | 96G1UH090CE16 | 34400 | 34000 | 18 | 11.5 | 8.5 | 2.1 | 65 | 54 | 212607827
CONCORD | 4HP18V36P | EAC4X30B+TDR | 97G2UH070BE12 | 23800 | 24000 | 18 | 12.3 | 8.1 | 2.06 | 66 | 63 | 213934149
CONCORD | 4HP18V36P | EAD4X-48C+TDR | 96G2DF090CV20 | 34200 | 36000 | 19 | 11 | 8.5 | 2.14 | 69 | 55 | 213352592
CONCORD | 4HP18V36P | EA(C,U)1P36B+TDR+TXV | 97G2UH070BE12 | 33800 | 34400 | 17.1 | 10.9 | 8.5 | 1.95 | 66 | 51 | 213936408
CONCORD | 4HP18V36P | E*1P36B+TDR+TXV | 97G2UH070BE12 | 34200 | 34600 | 18 | 10.9 | 8.5 | 2.09 | 68 | 54 | 213936404
CONCORD | 4HP18V36P | EAC4X30B+TDR | 97G2UH070BV12 | 23400 | 24000 | 19 | 12.3 | 8.1 | 1.97 | 65 | 62 | 214100145
CONCORD | 4HP18V36P | E*1P23B+TDR+TXV | 97G2UH030BE08 | 23000 | 24000 | 18.5 | 12.3 | 8.1 | 1.89 | 63 | 60 | 214091880
CONCORD | 4HP18V36P | EAH1P48C+TDR+TXV | 97G2UH090CV12 | 34400 | 33400 | 19 | 11 | 8.5 | 2.08 | 66 | 55 | 214100205
CONCORD | 4HP18V36P | EAC4X48C+TDR | 97G2UH090CV12 | 33800 | 34600 | 17.5 | 10.4 | 8.5 | 2.12 | 62 | 53 | 214100202
CONCORD | 4HP18V60P | EAD4X-60D+TDR | 96G2DF090CV20 | 55500 | 58000 | 15.5 | 10 | 8.1 | 1.82 | 75 | 66 | 213352657
AIREASE | 4SHP18LX136P | EAH1P48B+TDR+TXV | A97UH2E045B12 | 33600 | 33400 | 18 | 11 | 8.5 | 2.1 | 66 | 55 | 213928587
AIREASE | 4SHP18LX136P | EA(C,U)1P30B+TDR+TXV | A97US2V070B12 | 23400 | 24000 | 19 | 12.3 | 8.1 | 1.97 | 65 | 62 | 214094628
AIREASE | 4SHP18LX136P | EAD4X-48C+TDR | A97DS2V090C20 | 34400 | 36000 | 19 | 11 | 8.5 | 2.12 | 69 | 56 | 214094631
AIREASE | 4SHP18LX136P | EAH1P30B+TDR+TXV | A97US2V060B12X + TSTAT | 23600 | 24000 | 19 | 12.3 | 8.5 | 2.03 | 65 | 63 | 214784740
AIREASE | 4SHP18LX136P | EAC4X30B+TDR | A97US2V060B12X + TSTAT | 23400 | 24000 | 18.5 | 12.3 | 8.1 | 1.96 | 65 | 62 | 214784737
AC PRO | 4HP18V60P | 7EC60DX-0*+TDR | 80G1UH135DE20 | 58500 | 57500 | 16 | 10.4 | 8.1 | 1.92 | 70 | 60 | 214729123
AC PRO | 4HP18V60P | 7EC60CX-0*+TDR | 96G2UH110CE20 | 57000 | 58000 | 16 | 10 | 8.1 | 1.94 | 65 | 57 | 214729118
AC PRO | 4HP18V60P | 7ED50/60CX-0*+TDR | 96G2DF110CV20 | 46000 | 48000 | 16.5 | 11 | 8.5 | 2.08 | 75 | 60 | 214730511
AC PRO | 4HP18V60P | 7ED50/60CX-0*+TDR | 96G1DF110CE20 | 46000 | 48000 | 16 | 11.5 | 8.5 | 2.1 | 75 | 60 | 214730508
AC PRO | 4HP18V36P | EAH1P36B+TDR+TXV | 97G2UH070BE12 | 32200 | 33800 | 18.5 | 11 | 8.5 | 1.98 | 66 | 49 | 213936440
AC PRO | 4HP18V36P | 7ED48CX-0*+TDR | 97G2DF110CV20 | 34200 | 36000 | 19 | 11 | 8.5 | 2.14 | 69 | 56 | 214730362
AC PRO | 4HP18V36P | 7ED48CX-0*+TDR | 92G1DF090CE16 | 34200 | 36000 | 18.5 | 11.5 | 8.5 | 2.16 | 68 | 55 | 214730345
AC PRO | 4HP18V36P | 7ED24BX-0*+TDR | 97G2DF045BE12 | 24000 | 24000 | 18 | 12.3 | 8.5 | 2.16 | 71 | 70 | 214730325
AC PRO | 4HP18V60P | EAC4X60C | 80G1UH110CE20 | 57500 | 57500 | 16.5 | 10 | 8.1 | 1.92 | 66 | 57 | 206906735
AC PRO | 4HP18V60P | EA(C,U)1P60C+H4TXV03 | 80G1UH090CE20 | 58000 | 57500 | 16.5 | 10.4 | 8.1 | 1.94 | 66 | 58 | 206906671
AC PRO | 4HP18V36P | 7EH48CX-0*+TDR | 96G1UH090CE16 | 34400 | 34000 | 18 | 11.5 | 8.5 | 2.1 | 65 | 54 | 214729082
AC PRO | 4HP18V36P | 7EH48CX-0*+TDR | 92G1UH110CE16 | 34400 | 33800 | 18.5 | 11.7 | 8.5 | 2.12 | 65 | 54 | 214729079
AC PRO | 4HP18V36P | EAH1P36B+H4TXV02 | EFV12BCA | 32400 | 33800 | 17.1 | 11 | 8.5 | 2.14 | 66 | 55 | 206905740
AC PRO | 4HP18V36P | EAH1P36B+H4TXV02 | 96G2UH070BV12 | 32400 | 33800 | 18.5 | 10.9 | 8.5 | 2.12 | 66 | 55 | 206905739
AC PRO | 4HP18V36P | EAH1P36B+H4TXV02 | 92G1UH030BE12 | 32000 | 33600 | 17.5 | 10.9 | 8.5 | 2.12 | 66 | 56 | 206905731
AC PRO | 4HP18V36P | EA(C,U)1P48B+TDR+TXV | 97G2UH070BV12 | 33800 | 34600 | 17.5 | 10.4 | 8.5 | 2.1 | 63 | 54 | 214100209
AC PRO | 4HP18V36P | EA(C,U)1P36B+TDR+TXV | 97G2UH045BV12 | 33800 | 34600 | 15.5 | 10.4 | 8.5 | 2.02 | 66 | 55 | 214100206
AC PRO | 4HP18V36P | EAC4X48B+TDR | 97G2UH045BE12 | 33400 | 34400 | 17.1 | 10.4 | 8.1 | 2 | 66 | 50 | 213936436
AC PRO | 4HP18V36P | EAD4X-48C+TDR | 96G2DF090CV20 | 34200 | 36000 | 19 | 11 | 8.5 | 2.14 | 69 | 55 | 213352598
AC PRO | 4HP18V36P | E*1P23B+TDR+TXV | 97G2UH070BE12 | 23400 | 24000 | 18.5 | 12.3 | 8.1 | 2.01 | 64 | 61 | 213934154
AC PRO | 4HP18V36P | EAH1P48C+TDR+TXV | 96G2UH090CV12 | 34400 | 34200 | 19 | 11 | 8.5 | 2.08 | 65 | 54 | 212607837
AC PRO | 4HP18V36P | EAH1P48C+TDR+TXV | 95G1UH080CE16X | 34200 | 34000 | 17.5 | 11 | 8.5 | 2.08 | 65 | 54 | 212607834
AC PRO | 4HP18V36P | EAH1P48C+TDR+TXV | 80G2UH110CV20 | 34400 | 34200 | 18.5 | 11 | 8.5 | 2.1 | 65 | 54 | 212607831
AC PRO | 4HP18V36P | 7EC30/36BX-0*+TDR | 80G1UH090BE16 | 34200 | 34400 | 15.5 | 11 | 8.1 | 2.08 | 66 | 54 | 214728951
AC PRO | 4HP18V36P | ED1P30/36C+H4TXV02 | 96G2DF090CE16 | 34400 | 36000 | 16.5 | 11.7 | 8.1 | 2.04 | 62 | 50 | 209332170
AC PRO | 4HP18V36P | EAC4X36B | 96G2UH045BE12 | 33800 | 34400 | 16.5 | 10.9 | 8.1 | 2.04 | 66 | 54 | 209332155
AC PRO | 4HP18V36P | E*1P36B+H4TXV02 | 96G2UH045BE12 | 34200 | 35200 | 17.5 | 10.9 | 8.5 | 2.2 | 66 | 55 | 209332145
AC PRO | 4HP18V36P | EA(C,U)1P30B+H4TXV01 | 96G2UH045BE12 | 23800 | 24000 | 17.5 | 12.3 | 8.1 | 1.96 | 66 | 63 | 209329564
AC PRO | 4HP18V36P | ED1P30/36C+H4TXV02 | 96G1DF090CE16 | 34600 | 36000 | 17.1 | 12 | 8.1 | 2.06 | 62 | 50 | 206905832
AC PRO | 4HP18V36P | ED1P30/36A+H4TXV02 | 80G1DF070AE12 | 34200 | 36000 | 17.5 | 11.7 | 8.1 | 2.04 | 62 | 50 | 206905817
AC PRO | 4HP18V36P | ED1P24B+H4TXV01 | EFV12BCA | 22800 | 24000 | 18.5 | 12.3 | 8.1 | 1.83 | 65 | 62 | 206905815
AC PRO | 4HP18V36P | EAH1P48B+H4TXV02 | 92G1UH030BE12 | 33400 | 33400 | 17.5 | 11 | 8.5 | 2.08 | 66 | 55 | 206905747
ARMSTRONG AIR | 4SHP18LX136P | EAC4X36A+TDR | A80UH1E040A12X | 33400 | 34200 | 16 | 10.9 | 8.1 | 2.04 | 65 | 54 | 210738355
ARMSTRONG AIR | 4SHP18LX136P | EA(C;U)1P48B+TDR+TXV | EFV12BCA | 33600 | 34600 | 16 | 10.4 | 8.1 | 2.12 | 66 | 54 | 210738300
ARMSTRONG AIR | 4SHP18LX136P | EA(C;U)1P48B+TDR+TXV | A96US2V045B12 | 34000 | 34600 | 17.5 | 10 | 8.1 | 2.06 | 66 | 55 | 210738283
ARMSTRONG AIR | 4SHP18LX136P | EA(C;U)1P48B+TDR+TXV | A96UH1E070B12 | 33200 | 34200 | 16.5 | 10.4 | 8.1 | 2.1 | 65 | 54 | 210738270
ARMSTRONG AIR | 4SHP18LX136P | EA(C;U)1P36B+TDR+TXV | A96US2V070B12 | 34400 | 34600 | 18 | 10.4 | 8.5 | 2.04 | 67 | 55 | 210738203
ARMSTRONG AIR | 4SHP18LX136P | EA(C;U)1P36B+TDR+TXV | A96UH2E045B12 | 33800 | 34400 | 16.5 | 10.9 | 8.1 | 2.04 | 66 | 54 | 210738190
ARMSTRONG AIR | 4SHP18LX136P | EA(C;U)1P36A+TDR+TXV | A80UH1E070A12 | 33600 | 34200 | 17.1 | 10.9 | 8.5 | 2.06 | 66 | 54 | 210738140
ARMSTRONG AIR | 4SHP18LX136P | EA(C;U)1P36A+TDR+TXV | A80UH1E040A12X | 33400 | 34200 | 16 | 10.9 | 8.1 | 2.04 | 65 | 54 | 210738132
ARMSTRONG AIR | 4SHP18LX136P | E*1P36C+TDR+TXV | A96US2V110C16 | 35000 | 34600 | 18 | 11 | 8.5 | 2.22 | 68 | 57 | 210738112
ARMSTRONG AIR | 4SHP18LX136P | E*1P36B+TDR+TXV | A96US2V045B12 | 34800 | 34600 | 18.5 | 10.4 | 8.5 | 2.16 | 69 | 58 | 210738063
ARMSTRONG AIR | 4SHP18LX136P | E*1P36B+TDR+TXV | A96UH2E070B12 | 34000 | 34600 | 17.1 | 10.9 | 8.5 | 2.18 | 67 | 56 | 210738058
GE | NS18H36MA4-** | ED1P30/36B+TDR+TXV | NF97D070M3B-* | 34600 | 34600 | 18 | 11.5 | 8.1 | 2.02 | 65 | 53 | 213164572
GE | NS18H36MA4-** | ED1P24B+TDR+TXV | NF97D070M3B-* | 22600 | 24000 | 19 | 12.3 | 8.1 | 1.82 | 64 | 61 | 213164571
GE | NS18H36MA4-** | NCUC48BT4+TDR | NF97X060V3B-* | 33800 | 34600 | 17.1 | 10.4 | 8.1 | 2.08 | 63 | 54 | 213164551
GE | NS18H36MA4-** | NCUC48BT4+TDR | NF97X040V3B-* | 33800 | 34600 | 17.5 | 10.4 | 8.1 | 2.1 | 63 | 54 | 213164550
GE | NS18H36MA4-** | NCUU36BP4+TDR+TXV | NF97X060V3B-* | 34200 | 34600 | 16 | 10.4 | 8.1 | 2.02 | 67 | 55 | 213164530
GE | NS18H36MA4-** | NCUU36BP4+TDR+TXV | NF97X040V3B-* | 34000 | 34600 | 16 | 10.4 | 8.1 | 2.04 | 66 | 54 | 213164529
GE | NS18H60MA4-** | NCDC5060CT4+TDR | NF96D090V5C-* | 46000 | 48000 | 16.5 | 11 | 8.5 | 2.08 | 75 | 60 | 213804997
GE | NS18H36MA4-** | NCDC24BT4+TDR | NF80D070S3B-* | 23600 | 24000 | 18 | 12.3 | 8.5 | 2.18 | 70 | 69 | 213804991
GE | NS18H36MA4-** | NCHC30BT4 | NF96U045V3B-* | 23600 | 24000 | 19 | 12.3 | 8.5 | 2.03 | 65 | 63 | 209941314
ARMSTRONG AIR | 4SHP18LX136P | 7EH48CX-0*+TDR | A97US2V090C12 | 34600 | 33800 | 19 | 11 | 8.5 | 2.08 | 66 | 55 | 214730118
ARMSTRONG AIR | 4SHP18LX136P | 7EH48CX-0*+TDR | A97UH2E090C16 | 34400 | 33400 | 18 | 11.5 | 8.1 | 2.08 | 66 | 54 | 214730113
ARMSTRONG AIR | 4SHP18LX136P | 7EH48CX-0*+TDR | A96US2V110C20 | 34600 | 34400 | 19 | 11 | 8.5 | 2.08 | 65 | 53 | 214730112
ARMSTRONG AIR | 4SHP18LX136P | 7EH48BX-0*+TDR | A97USMV070B12 + TSTAT | 34200 | 34000 | 18.5 | 11 | 8.1 | 2.1 | 66 | 55 | 214730095
ARMSTRONG AIR | 4SHP18LX136P | 7EH48BX-0*+TDR | A97US2V070B12 | 34400 | 34000 | 19 | 11 | 8.1 | 2.08 | 66 | 55 | 214730093
ARMSTRONG AIR | 4SHP18LX136P | 7EH48BX-0*+TDR | A80US2V090B16 | 34400 | 33800 | 18.5 | 11 | 8.1 | 2.12 | 66 | 55 | 214730075
ARMSTRONG AIR | 4SHP18LX136P | 7EH48BX-0*+TDR | A80UH2E090B16 | 34400 | 33600 | 17.5 | 11.5 | 8.1 | 2.14 | 66 | 55 | 214730072
ARMSTRONG AIR | 4SHP18LX136P | 7EH48BX-0*+TDR | A80UH1E090B16 | 34200 | 33400 | 17.5 | 11.5 | 8.1 | 2.14 | 66 | 55 | 214730070
ARMSTRONG AIR | 4SHP18LX136P | 7EH30BX-0*+TDR | A96US2V045B12 | 23600 | 24000 | 19 | 12.3 | 8.5 | 2.03 | 65 | 63 | 214730013
ARMSTRONG AIR | 4SHP18LX136P | 7EH30BX-0*+TDR | A93UH1E045B12 | 24000 | 24000 | 19 | 12.3 | 8.5 | 2.03 | 66 | 63 | 214730006
ARMSTRONG AIR | 4SHP18LX136P | 7EC48CX-0*+TDR | EFV16CCA | 33600 | 34400 | 16.5 | 10.4 | 8.5 | 2.14 | 66 | 54 | 214729992
ARMSTRONG AIR | 4SHP18LX136P | 7EC48CX-0*+TDR | A98USMV090C20 | 34200 | 34600 | 17.5 | 10.4 | 8.5 | 2.1 | 66 | 54 | 214729989
ARMSTRONG AIR | 4SHP18LX136P | 7EC48CX-0*+TDR | A98USMV090C12 | 34200 | 34600 | 18 | 10.4 | 8.5 | 2.1 | 66 | 54 | 214729987
ARMSTRONG AIR | 4SHP18LX136P | 7EC48CX-0*+TDR | A97US2V090C16 | 34200 | 34600 | 18 | 10.4 | 8.5 | 2.12 | 66 | 54 | 214729972
ARMSTRONG AIR | 4SHP18LX136P | 7EC48CX-0*+TDR | A97US2V080C20X | 34200 | 34600 | 17.5 | 10.4 | 8.1 | 2.12 | 66 | 54 | 214729969
ARMSTRONG AIR | 4SHP18LX160P | EAD4X-50/60C+TDR | EFV16CCA | 46000 | 48000 | 16.5 | 11.5 | 8.5 | 2.08 | 75 | 60 | 213352570
ARMSTRONG AIR | 4SHP18LX160P | EAD4X-50/60C+TDR | A97DSMV090C16 | 46000 | 48000 | 17.5 | 11 | 8.5 | 2.06 | 75 | 60 | 213352567
KEEPRITE | CVH825GKA3* | EA*4X48L24A*+WALLCON | *97CMN1202422A* | 24000 | 21000 | 16.5 | 11 | 8.1 | 2.02 | 97 | 79 | 210473509
ARCOAIRE | HVH825GKA3* | EA*4X48L24A*+WALLCON | *97CMN1202422A* | 24000 | 21000 | 16.5 | 11 | 8.1 | 2.02 | 97 | 79 | 210473506
HEIL | HVH825GKA3* | EA*4X48L24A*+WALLCON | *97CMN1202422A* | 24000 | 21000 | 16.5 | 11 | 8.1 | 2.02 | 97 | 79 | 210473503
AIRQUEST | HVH825GKA3* | EA*4X48L24A*+WALLCON | *97CMN1202422A* | 24000 | 21000 | 16.5 | 11 | 8.1 | 2.02 | 97 | 79 | 210473505
BRYANT HEATING AND COOLING SYSTEMS | 288BNV025*0**C* | CAP**4824AL*+UI | 987MB66120C24*** | 24000 | 21000 | 16.5 | 11 | 8.1 | 2.02 | 97 | 79 | 210473502
CARRIER | 25VNA825A*032* | CAP**4824AL*+UI | 59MN7B120C24**22 | 24000 | 21000 | 16.5 | 11 | 8.1 | 2.02 | 97 | 79 | 210473501
DAY & NIGHT | CVH825GKA3* | EA*4X48L24A*+WALLCON | *80CTL1352422A* | 24200 | 21000 | 17 | 11 | 8.1 | 2.02 | 97 | 79 | 210473475
COMFORTMAKER | CVH825GKA3* | EA*4X48L24A*+WALLCON | *80CTL1352422A* | 24200 | 21000 | 17 | 11 | 8.1 | 2.02 | 97 | 79 | 210473474
BRYANT HEATING AND COOLING SYSTEMS | 288BNV025*0**C* | CAP**4824AL*+UI | 88*TA66135C24*** | 24200 | 21000 | 17 | 11 | 8.1 | 2.02 | 97 | 79 | 210473469
AIRQUEST | HVH825GKA3* | EA*4X48L24A*+WALLCON | *80CTL1352422A* | 24200 | 21000 | 17 | 11 | 8.1 | 2.02 | 97 | 79 | 210473472
CARRIER | 25VNA825A*032* | CAP**4824AL*+UI | 58TN*A135C24**22 | 24200 | 21000 | 17 | 11 | 8.1 | 2.02 | 97 | 79 | 210473468
HEIL | HVH825GKA3* | EA*4X48L24A*+WALLCON | *80CTL1352422A* | 24200 | 21000 | 17 | 11 | 8.1 | 2.02 | 97 | 79 | 210473470
TEMPSTAR | TVH825GKA3* | EA*4X48L24A*+WALLCON | *80CSU1002120A* | 24000 | 21000 | 16.5 | 11 | 8.1 | 2.02 | 97 | 79 | 210473467
ARCOAIRE | HVH825GKA3* | EA*4X48L24A*+WALLCON | *80CTL1352422A* | 24200 | 21000 | 17 | 11 | 8.1 | 2.02 | 97 | 79 | 210473473
KEEPRITE | CVH825GKA3* | EA*4X48L24A*+WALLCON | *80CSU1002120A* | 24000 | 21000 | 16.5 | 11 | 8.1 | 2.02 | 97 | 79 | 210473465
KENMORE | (C,H,T)VH825GKA3* | EA*4X48L24A*+WALLCON | *80CSU1002120A* | 24000 | 21000 | 16.5 | 11 | 8.1 | 2.02 | 97 | 79 | 210473466
ARCOAIRE | HVH825GKA3* | EA*4X48L24A*+WALLCON | *80CSU1002120A* | 24000 | 21000 | 16.5 | 11 | 8.1 | 2.02 | 97 | 79 | 210473462
DAY & NIGHT | CVH825GKA3* | EA*4X48L24A*+WALLCON | *80CSU1002120A* | 24000 | 21000 | 16.5 | 11 | 8.1 | 2.02 | 97 | 79 | 210473464
COMFORTMAKER | CVH825GKA3* | EA*4X48L24A*+WALLCON | *80CSU1002120A* | 24000 | 21000 | 16.5 | 11 | 8.1 | 2.02 | 97 | 79 | 210473463
AIRQUEST | HVH825GKA3* | EA*4X48L24A*+WALLCON | *80CSU1002120A* | 24000 | 21000 | 16.5 | 11 | 8.1 | 2.02 | 97 | 79 | 210473461
HEIL | HVH825GKA3* | EA*4X48L24A*+WALLCON | *80CSU1002120A* | 24000 | 21000 | 16.5 | 11 | 8.1 | 2.02 | 97 | 79 | 210473459
BRYANT HEATING AND COOLING SYSTEMS | 288BNV025*0**C* | CAP**4824AL*+UI | 83*CA60100C21*** | 24000 | 21000 | 16.5 | 11 | 8.1 | 2.02 | 97 | 79 | 210473458
CARRIER | 25VNA825A*032* | CAP**4824AL*+UI | 58CU*A100C21**20 | 24000 | 21000 | 16.5 | 11 | 8.1 | 2.02 | 97 | 79 | 210473457
KEEPRITE | CVH825GKA3* | EA*4X48L24A*+WALLCON | *95CSU1002122A* | 24200 | 21000 | 17 | 11 | 8.1 | 2.02 | 97 | 79 | 210473454
DAY & NIGHT | CVH825GKA3* | EA*4X48L24A*+WALLCON | *95CSU1002122A* | 24200 | 21000 | 17 | 11 | 8.1 | 2.02 | 97 | 79 | 210473453
COMFORTMAKER | CVH825GKA3* | EA*4X48L24A*+WALLCON | *95CSU1002122A* | 24200 | 21000 | 17 | 11 | 8.1 | 2.02 | 97 | 79 | 210473452
KENMORE | (C,H,T)VH825GKA3* | EA*4X48L24A*+WALLCON | *95CSU1002122A* | 24200 | 21000 | 17 | 11 | 8.1 | 2.02 | 97 | 79 | 210473455
TEMPSTAR | TVH825GKA3* | EA*4X48L24A*+WALLCON | *95CSU1002122A* | 24200 | 21000 | 17 | 11 | 8.1 | 2.02 | 97 | 79 | 210473456
HEIL | HVH825GKA3* | EA*4X48L24A*+WALLCON | *95CSU1002122A* | 24200 | 21000 | 17 | 11 | 8.1 | 2.02 | 97 | 79 | 210473448
AIRQUEST | HVH825GKA3* | EA*4X48L24A*+WALLCON | *95CSU1002122A* | 24200 | 21000 | 17 | 11 | 8.1 | 2.02 | 97 | 79 | 210473450
BRYANT HEATING AND COOLING SYSTEMS | 288BNV025*0**C* | CAP**4824AL*+UI | 935CA66100C21*** | 24200 | 21000 | 17 | 11 | 8.1 | 2.02 | 97 | 79 | 210473447
CARRIER | 25VNA825A*032* | CAP**4824AL*+UI | 59CU5A100C21**22 | 24200 | 21000 | 17 | 11 | 8.1 | 2.02 | 97 | 79 | 210473446
ARCOAIRE | HVH825GKA3* | EA*4X48L24A*+WALLCON | *95CSU1002122A* | 24200 | 21000 | 17 | 11 | 8.1 | 2.02 | 97 | 79 | 210473451
TEMPSTAR | TVH825GKA3* | EA*4X48L24A*+WALLCON | *95CSU0802120A* | 24200 | 21000 | 17 | 11 | 8.1 | 2.02 | 97 | 79 | 210473445
ARCOAIRE | HVH825GKA3* | EA*4X48L24A*+WALLCON | *95CSU0802120A* | 24200 | 21000 | 17 | 11 | 8.1 | 2.02 | 97 | 79 | 210473440
AIRQUEST | HVH825GKA3* | EA*4X48L24A*+WALLCON | *95CSU0802120A* | 24200 | 21000 | 17 | 11 | 8.1 | 2.02 | 97 | 79 | 210473439
KENMORE | (C,H,T)VH825GKA3* | EA*4X48L24A*+WALLCON | *95CSU0802120A* | 24200 | 21000 | 17 | 11 | 8.1 | 2.02 | 97 | 79 | 210473444
DAY & NIGHT | CVH825GKA3* | EA*4X48L24A*+WALLCON | *95CSU0802120A* | 24200 | 21000 | 17 | 11 | 8.1 | 2.02 | 97 | 79 | 210473442
HEIL | HVH825GKA3* | EA*4X48L24A*+WALLCON | *95CSU0802120A* | 24200 | 21000 | 17 | 11 | 8.1 | 2.02 | 97 | 79 | 210473437
TEMPSTAR | TVH824GKA** | EA*4X42L24A*+WALLCON | *80CTL1352422A* | 23600 | 22000 | 16.5 | 10 | 8.1 | 1.94 | 71 | 57 | 204292216
HEIL | HVH824GKA** | EA*4X42L24A*+WALLCON | *97CMN1202422A* | 23600 | 22000 | 16 | 10 | 8.1 | 1.94 | 72 | 57 | 204292249
KENMORE | (C,H,T)VH824GKA** | EA*4X42L24A*+WALLCON | *80CTL1352422A* | 23600 | 22000 | 16.5 | 10 | 8.1 | 1.94 | 71 | 57 | 204292215
BRYANT HEATING AND COOLING SYSTEMS | 288BNV024B0**A* | CAP**4224AL*+UI | 987MB66120C24*** | 23600 | 22000 | 16 | 10 | 8.1 | 1.94 | 72 | 57 | 204292248
CARRIER | 25VNA824B*030* | CAP**4224AL*+UI | 59MN7B120C24**22 | 23600 | 22000 | 16 | 10 | 8.1 | 1.94 | 72 | 57 | 204292247
TEMPSTAR | TVH824GKA** | EA*4X42L24A*+WALLCON | *97CMN1002122A* | 23600 | 22000 | 16.5 | 10 | 8.1 | 1.94 | 71 | 57 | 204292246
KEEPRITE | CVH824GKA** | EA*4X42L24A*+WALLCON | *80CTL1352422A* | 23600 | 22000 | 16.5 | 10 | 8.1 | 1.94 | 71 | 57 | 204292214
KENMORE | (C,H,T)VH824GKA** | EA*4X42L24A*+WALLCON | *97CMN1202422A* | 23600 | 22000 | 16 | 10 | 8.1 | 1.94 | 72 | 57 | 204292255
AIRQUEST | HVH824GKA** | EA*4X42L24A*+WALLCON | *97CMN1002122A* | 23600 | 22000 | 16.5 | 10 | 8.1 | 1.94 | 71 | 57 | 204292240
ARCOAIRE | HVH824GKA** | EA*4X42L24A*+WALLCON | *97CMN1002122A* | 23600 | 22000 | 16.5 | 10 | 8.1 | 1.94 | 71 | 57 | 204292241
HEIL | HVH824GKA** | EA*4X42L24A*+WALLCON | *97CMN1002122A* | 23600 | 22000 | 16.5 | 10 | 8.1 | 1.94 | 71 | 57 | 204292239
BRYANT HEATING AND COOLING SYSTEMS | 288BNV024B0**A* | CAP**4224AL*+UI | 987MB66100C21*** | 23600 | 22000 | 16.5 | 10 | 8.1 | 1.94 | 71 | 57 | 204292238
KENMORE | (C,H,T)VH824GKA** | EA*4X42L24A*+WALLCON | *97CMN1002122A* | 23600 | 22000 | 16.5 | 10 | 8.1 | 1.94 | 71 | 57 | 204292245
BRYANT HEATING AND COOLING SYSTEMS | 288BNV024B0**A* | CAP**3717AL*+UI | 88*TA36070C14*** | 24000 | 22000 | 17 | 10 | 8.1 | 1.96 | 71 | 57 | 204291547
CARRIER | 25VNA824B*030* | CAP**3717AL*+UI | 58TN*A070C14**12 | 24000 | 22000 | 17 | 10 | 8.1 | 1.96 | 71 | 57 | 204291546
AIRQUEST | HVH825GKA3* | EN(A,D)4X48L24**+WALLCON | *96CTN1002122A* | 24200 | 21400 | 17 | 11.5 | 8.1 | 2.02 | 96 | 78 | 210474139
COMFORTMAKER | CVH825GKA3* | EN(A,D)4X48L24**+WALLCON | *96CTN1002122A* | 24200 | 21400 | 17 | 11.5 | 8.1 | 2.02 | 96 | 78 | 210474141
HEIL | HVH825GKA3* | EN(A,D)4X48L24**+WALLCON | *96CTN1002122A* | 24200 | 21400 | 17 | 11.5 | 8.1 | 2.02 | 96 | 78 | 210474137
KENMORE | (C,H,T)VH825GKA3* | EN(A,D)4X48L24**+WALLCON | *97CMN1202422A* | 24200 | 21400 | 16.5 | 11 | 8.1 | 2 | 96 | 78 | 210474133
BRYANT HEATING AND COOLING SYSTEMS | 288BNV025*0**C* | CNPV*4824AL*+UI | 986TC66100C21*** | 24200 | 21400 | 17 | 11.5 | 8.1 | 2.02 | 96 | 78 | 210474136
TEMPSTAR | TVH825GKA3* | EN(A,D)4X48L24**+WALLCON | *97CMN1202422A* | 24200 | 21400 | 16.5 | 11 | 8.1 | 2 | 96 | 78 | 210474134
KEEPRITE | CVH825GKA3* | EN(A,D)4X48L24**+WALLCON | *97CMN1202422A* | 24200 | 21400 | 16.5 | 11 | 8.1 | 2 | 96 | 78 | 210474132
DAY & NIGHT | CVH825GKA3* | EN(A,D)4X48L24**+WALLCON | *97CMN1202422A* | 24200 | 21400 | 16.5 | 11 | 8.1 | 2 | 96 | 78 | 210474131
AIRQUEST | HVH825GKA3* | EN(A,D)4X48L24**+WALLCON | *97CMN1202422A* | 24200 | 21400 | 16.5 | 11 | 8.1 | 2 | 96 | 78 | 210474128
KENMORE | (C,H,T)VH825GKA3* | EHD4X42AAL+WALLCON | *96CTN0801714A* | 24000 | 21400 | 16 | 10.5 | 8.1 | 2 | 97 | 78 | 210474336
TEMPSTAR | TVH825GKA3* | EHD4X42AAL+WALLCON | *96CTN0801714A* | 24000 | 21400 | 16 | 10.5 | 8.1 | 2 | 97 | 78 | 210474337
COMFORTMAKER | CVH825GKA3* | EN(A,D)4X48L24**+WALLCON | *97CMN1202422A* | 24200 | 21400 | 16.5 | 11 | 8.1 | 2 | 96 | 78 | 210474130
HEIL | HVH825GKA3* | EN(A,D)4X48L24**+WALLCON | *97CMN1002122A* | 24200 | 21400 | 17 | 11.5 | 8.1 | 2.02 | 96 | 78 | 210474115
HEIL | HVH825GKA3* | EN(A,D)4X48L24**+WALLCON | *97CMN1202422A* | 24200 | 21400 | 16.5 | 11 | 8.1 | 2 | 96 | 78 | 210474126
BRYANT HEATING AND COOLING SYSTEMS | 288BNV025*0**C* | CNPV*4824AL*+UI | 987MB66120C24*** | 24200 | 21400 | 16.5 | 11 | 8.1 | 2 | 96 | 78 | 210474125
TEMPSTAR | TVH825GKA3* | EN(A,D)4X48L24**+WALLCON | *97CMN1002122A* | 24200 | 21400 | 17 | 11.5 | 8.1 | 2.02 | 96 | 78 | 210474123
CARRIER | 25VNA825A*032* | CNPV*4824AL*+UI | 59MN7B120C24**22 | 24200 | 21400 | 16.5 | 11 | 8.1 | 2 | 96 | 78 | 210474124
DAY & NIGHT | CVH825GKA3* | EN(A,D)4X48L24**+WALLCON | *97CMN1002122A* | 24200 | 21400 | 17 | 11.5 | 8.1 | 2.02 | 96 | 78 | 210474120
KEEPRITE | CVH825GKA3* | EN(A,D)4X48L24**+WALLCON | *97CMN1002122A* | 24200 | 21400 | 17 | 11.5 | 8.1 | 2.02 | 96 | 78 | 210474121
AIRQUEST | HVH825GKA3* | EN(A,D)4X48L24**+WALLCON | *80CTL1352422A* | 24200 | 21400 | 17 | 11.5 | 8.1 | 2.02 | 96 | 78 | 210474095
COMFORTMAKER | CVH825GKA3* | EN(A,D)4X48L24**+WALLCON | *97CMN1002122A* | 24200 | 21400 | 17 | 11.5 | 8.1 | 2.02 | 96 | 78 | 210474119
BRYANT HEATING AND COOLING SYSTEMS | 288BNV025*0**C* | CNPV*4824AL*+UI | 987MB66100C21*** | 24200 | 21400 | 17 | 11.5 | 8.1 | 2.02 | 96 | 78 | 210474114
AIRQUEST | HVH825GKA3* | EN(A,D)4X48L24**+WALLCON | *97CMN1002122A* | 24200 | 21400 | 17 | 11.5 | 8.1 | 2.02 | 96 | 78 | 210474117
DAY & NIGHT | CVH825GKA3* | EHD4X42AAL+WALLCON | *96CTN0801714A* | 24000 | 21400 | 16 | 10.5 | 8.1 | 2 | 97 | 78 | 210474334
KEEPRITE | CVH825GKA3* | EN(A,D)4X48L24**+WALLCON | *96CTN1202422A* | 24200 | 21200 | 17 | 11.5 | 8.1 | 2.02 | 97 | 78 | 210474110
KENMORE | (C,H,T)VH825GKA3* | EN(A,D)4X48L24**+WALLCON | *96CTN1202422A* | 24200 | 21200 | 17 | 11.5 | 8.1 | 2.02 | 97 | 78 | 210474111
TEMPSTAR | TVH825GKA3* | EN(A,D)4X48L24**+WALLCON | *96CTN1202422A* | 24200 | 21200 | 17 | 11.5 | 8.1 | 2.02 | 97 | 78 | 210474112
DAY & NIGHT | CVH825GKA3* | EN(A,D)4X48L24**+WALLCON | *96CTN1202422A* | 24200 | 21200 | 17 | 11.5 | 8.1 | 2.02 | 97 | 78 | 210474109
COMFORTMAKER | CVH825GKA3* | EN(A,D)4X48L24**+WALLCON | *96CTN1202422A* | 24200 | 21200 | 17 | 11.5 | 8.1 | 2.02 | 97 | 78 | 210474108
COMFORTMAKER | CVH825GKA3* | EHD4X42AAL+WALLCON | *96CTN0801714A* | 24000 | 21400 | 16 | 10.5 | 8.1 | 2 | 97 | 78 | 210474333
AIRQUEST | HVH825GKA3* | EHD4X42AAL+WALLCON | *96CTN0801714A* | 24000 | 21400 | 16 | 10.5 | 8.1 | 2 | 97 | 78 | 210474331
DAY & NIGHT | CVH825GKA3* | EN(A,D)4X48L24**+WALLCON | *80CTL1352422A* | 24200 | 21400 | 17 | 11.5 | 8.1 | 2.02 | 96 | 78 | 210474098
ARCOAIRE | HVH825GKA3* | EN(A,D)4X48L24**+WALLCON | *96CTN1202422A* | 24200 | 21200 | 17 | 11.5 | 8.1 | 2.02 | 97 | 78 | 210474107
AIRQUEST | HVH825GKA3* | EN(A,D)4X48L24**+WALLCON | *96CTN1202422A* | 24200 | 21200 | 17 | 11.5 | 8.1 | 2.02 | 97 | 78 | 210474106
ARCOAIRE | HVH825GKA3* | EHD4X42AAL+WALLCON | *96CTN0801714A* | 24000 | 21400 | 16 | 10.5 | 8.1 | 2 | 97 | 78 | 210474332
HEIL | HVH825GKA3* | EN(A,D)4X48L24**+WALLCON | *96CTN1202422A* | 24200 | 21200 | 17 | 11.5 | 8.1 | 2.02 | 97 | 78 | 210474104
BRYANT HEATING AND COOLING SYSTEMS | 288BNV025*0**C* | CNPV*4824AL*+UI | 986TC66120C24*** | 24200 | 21200 | 17 | 11.5 | 8.1 | 2.02 | 97 | 78 | 210474103
CARRIER | 25VNA825A*032* | CNPV*4824AL*+UI | 59TN6B120C24**22 | 24200 | 21200 | 17 | 11.5 | 8.1 | 2.02 | 97 | 78 | 210474102
KENMORE | (C,H,T)VH825GKA3* | EN(A,D)4X48L24**+WALLCON | *80CTL1352422A* | 24200 | 21400 | 17 | 11.5 | 8.1 | 2.02 | 96 | 78 | 210474100
COMFORTMAKER | CVH825GKA3* | EN(A,D)4X48L24**+WALLCON | *80CTL1352422A* | 24200 | 21400 | 17 | 11.5 | 8.1 | 2.02 | 96 | 78 | 210474097
KEEPRITE | CVH825GKA3* | EN(A,D)4X48L24**+WALLCON | *80CTL1352422A* | 24200 | 21400 | 17 | 11.5 | 8.1 | 2.02 | 96 | 78 | 210474099
HEIL | HVH825GKA3* | EN(A,D)4X48L24**+WALLCON | *80CTL1352422A* | 24200 | 21400 | 17 | 11.5 | 8.1 | 2.02 | 96 | 78 | 210474093
ARCOAIRE | HVH825GKA3* | EN(A,D)4X48L24**+WALLCON | *80CTL1352422A* | 24200 | 21400 | 17 | 11.5 | 8.1 | 2.02 | 96 | 78 | 210474096
BRYANT HEATING AND COOLING SYSTEMS | 288BNV025*0**C* | CNPV*4824AL*+UI | 88*TA66135C24*** | 24200 | 21400 | 17 | 11.5 | 8.1 | 2.02 | 96 | 78 | 210474092
CARRIER | 25VNA825A*032* | CNPV*4824AL*+UI | 58TN*A135C24**22 | 24200 | 21400 | 17 | 11.5 | 8.1 | 2.02 | 96 | 78 | 210474091
DAY & NIGHT | CVH837GKA2* | EN(A,D)4X48L24**+WALLCON | *96CTN1202422A* | 32400 | 32800 | 17.5 | 11.7 | 8.1 | 1.96 | 96 | 76 | 206772383
COMFORTMAKER | CVH837GKA2* | EN(A,D)4X48L24**+WALLCON | *96CTN1202422A* | 32400 | 32800 | 17.5 | 11.7 | 8.1 | 1.96 | 96 | 76 | 206772382
KENMORE | (C,H,T)VH837GKA2* | EHD4X48AAL+WALLCON | *97CMN1202422A* | 32600 | 33000 | 16.5 | 11 | 8.1 | 1.96 | 96 | 76 | 206997848
CARRIER | 25VNA837A*031* | CSPH*3612AL*+UI | 58TN*A135C24**22 | 32200 | 33200 | 16.5 | 11 | 8.1 | 1.94 | 95 | 74 | 206765046
TEMPSTAR | TVH837GKA2* | EHD4X48AAL+WALLCON | *97CMN1202422A* | 32600 | 33000 | 16.5 | 11 | 8.1 | 1.96 | 96 | 76 | 206772972
TEMPSTAR | TVH837GKA2* | EHD4X36AAL+WALLCON | *80CTL0902120A* | 32200 | 33200 | 16.5 | 11 | 8.1 | 1.92 | 95 | 75 | 206772549
KEEPRITE | CVH837GKA2* | EHD4X36AAL+WALLCON | *80CTL0902120A* | 32200 | 33200 | 16.5 | 11 | 8.1 | 1.92 | 95 | 75 | 206772547
KENMORE | (C,H,T)VH837GKA2* | EHD4X36AAL+WALLCON | *80CTL0902120A* | 32200 | 33200 | 16.5 | 11 | 8.1 | 1.92 | 95 | 75 | 206997801
DAY & NIGHT | CVH837GKA2* | EHD4X36AAL+WALLCON | *80CTL0902120A* | 32200 | 33200 | 16.5 | 11 | 8.1 | 1.92 | 95 | 75 | 206772546
AIRQUEST | HVH837GKA2* | EHD4X36AAL+WALLCON | *80CTL0902120A* | 32200 | 33200 | 16.5 | 11 | 8.1 | 1.92 | 95 | 75 | 206772543
HEIL | HVH837GKA2* | EN(A,D)4X48L24**+WALLCON | *96CTN1002122A* | 32400 | 33000 | 17.5 | 11.7 | 8.1 | 1.96 | 95 | 75 | 206772424
COMFORTMAKER | CVH837GKA2* | EHD4X36AAL+WALLCON | *80CTL0902120A* | 32200 | 33200 | 16.5 | 11 | 8.1 | 1.92 | 95 | 75 | 206772545
ARCOAIRE | HVH837GKA2* | EHD4X36AAL+WALLCON | *80CTL0902120A* | 32200 | 33200 | 16.5 | 11 | 8.1 | 1.92 | 95 | 75 | 206772544
KEEPRITE | CVH837GKA2* | EN(A,D)4X48L24**+WALLCON | *80CTL0902120A* | 32400 | 33000 | 17.5 | 11.7 | 8.1 | 1.96 | 96 | 75 | 206772366
BRYANT HEATING AND COOLING SYSTEMS | 288BNV037*0**B* | CNPV*4824AL*+UI | 986TC66100C21*** | 32400 | 33000 | 17.5 | 11.7 | 8.1 | 1.96 | 95 | 75 | 206772423
CARRIER | 25VNA837A*031* | CNPV*4824AL*+UI | 59TN6B100C21**22 | 32400 | 33000 | 17.5 | 11.7 | 8.1 | 1.96 | 95 | 75 | 206765039
DAY & NIGHT | CVH837GKA2* | EN(A,D)4X48L24**+WALLCON | *80CTL0902120A* | 32400 | 33000 | 17.5 | 11.7 | 8.1 | 1.96 | 96 | 75 | 206772365
HEIL | HVH837GKA2* | EN(A,D)4X48L24**+WALLCON | *80CTL0902120A* | 32400 | 33000 | 17.5 | 11.7 | 8.1 | 1.96 | 96 | 75 | 206772361
ARCOAIRE | HVH837GKA2* | EN(A,D)4X48L24**+WALLCON | *80CTL0902120A* | 32400 | 33000 | 17.5 | 11.7 | 8.1 | 1.96 | 96 | 75 | 206772363
COMFORTMAKER | CVH837GKA2* | EN(A,D)4X48L24**+WALLCON | *80CTL0902120A* | 32400 | 33000 | 17.5 | 11.7 | 8.1 | 1.96 | 96 | 75 | 206772364
AIRQUEST | HVH837GKA2* | EN(A,D)4X48L24**+WALLCON | *80CTL0902120A* | 32400 | 33000 | 17.5 | 11.7 | 8.1 | 1.96 | 96 | 75 | 206772362
BRYANT HEATING AND COOLING SYSTEMS | 288BNV037*0**B* | CNPV*4824AL*+UI | 88*TA60090C21*** | 32400 | 33000 | 17.5 | 11.7 | 8.1 | 1.96 | 96 | 75 | 206772360
KENMORE | (C,H,T)VH825GKA3* | EA*4X48L24A*+WALLCON | *96CTN1002122A* | 24200 | 21000 | 16.5 | 11 | 8.1 | 2.02 | 97 | 79 | 210473521
KEEPRITE | CVH825GKA3* | EA*4X48L24A*+WALLCON | *96CTN1002122A* | 24200 | 21000 | 16.5 | 11 | 8.1 | 2.02 | 97 | 79 | 210473520
DAY & NIGHT | CVH825GKA3* | EA*4X48L24A*+WALLCON | *96CTN1002122A* | 24200 | 21000 | 16.5 | 11 | 8.1 | 2.02 | 97 | 79 | 210473519
ARCOAIRE | HVH825GKA3* | EA*4X48L24A*+WALLCON | *96CTN1002122A* | 24200 | 21000 | 16.5 | 11 | 8.1 | 2.02 | 97 | 79 | 210473517
COMFORTMAKER | CVH825GKA3* | EA*4X48L24A*+WALLCON | *96CTN1002122A* | 24200 | 21000 | 16.5 | 11 | 8.1 | 2.02 | 97 | 79 | 210473518
AIRQUEST | HVH825GKA3* | EA*4X48L24A*+WALLCON | *96CTN1002122A* | 24200 | 21000 | 16.5 | 11 | 8.1 | 2.02 | 97 | 79 | 210473516
HEIL | HVH825GKA3* | EA*4X48L24A*+WALLCON | *96CTN1002122A* | 24200 | 21000 | 16.5 | 11 | 8.1 | 2.02 | 97 | 79 | 210473514
BRYANT HEATING AND COOLING SYSTEMS | 288BNV025*0**C* | CAP**4824AL*+UI | 986TC66100C21*** | 24200 | 21000 | 16.5 | 11 | 8.1 | 2.02 | 97 | 79 | 210473513
CARRIER | 25VNA825A*032* | CAP**4824AL*+UI | 59TN6B100C21**22 | 24200 | 21000 | 16.5 | 11 | 8.1 | 2.02 | 97 | 79 | 210473512
TEMPSTAR | TVH825GKA3* | EA*4X48L24A*+WALLCON | *97CMN1202422A* | 24000 | 21000 | 16.5 | 11 | 8.1 | 2.02 | 97 | 79 | 210473511
COMFORTMAKER | CVH825GKA3* | EA*4X48L24A*+WALLCON | *97CMN1202422A* | 24000 | 21000 | 16.5 | 11 | 8.1 | 2.02 | 97 | 79 | 210473507
KENMORE | (C,H,T)VH825GKA3* | EA*4X48L24A*+WALLCON | *97CMN1202422A* | 24000 | 21000 | 16.5 | 11 | 8.1 | 2.02 | 97 | 79 | 210473510
DAY & NIGHT | CVH825GKA3* | EA*4X48L24A*+WALLCON | *97CMN1202422A* | 24000 | 21000 | 16.5 | 11 | 8.1 | 2.02 | 97 | 79 | 210473508
DAY & NIGHT | CVH848GKA2* | EA*4X48L24A*+WALLCON | *80CSU0802120A* | 45000 | 46500 | 17.5 | 10 | 8.5 | 2.04 | 78 | 62 | 206774709
TEMPSTAR | TVH848GKA2* | EHD4X60AAL+WALLCON | *80CTL1352422A* | 46000 | 46000 | 17 | 10 | 8.5 | 2.06 | 78 | 62 | 206774595
CARRIER | 25VNA848A*031* | CSPH*6012AL*+UI | 59TN6B120C24**22 | 46000 | 46000 | 17 | 10 | 8.5 | 2.04 | 79 | 63 | 206765268
HEIL | HVH848GKA2* | EN(A,D)4X48L24**+WALLCON | *80CTL1352422A* | 45000 | 47000 | 17.5 | 10 | 8.5 | 2.06 | 79 | 63 | 206774273
KENMORE | (C,H,T)VH848GKA2* | EHD4X60AAL+WALLCON | *80CTL1352422A* | 46000 | 46000 | 17 | 10 | 8.5 | 2.06 | 78 | 62 | 206997575
ARCOAIRE | HVH848GKA2* | EHD4X60AAL+WALLCON | *80CTL1352422A* | 46000 | 46000 | 17 | 10 | 8.5 | 2.06 | 78 | 62 | 206774590
DAY & NIGHT | CVH848GKA2* | EHD4X60AAL+WALLCON | *80CTL1352422A* | 46000 | 46000 | 17 | 10 | 8.5 | 2.06 | 78 | 62 | 206774592
ARCOAIRE | HVH848GKA2* | EN(A,D)4X48L24**+WALLCON | *80CTL1352422A* | 45000 | 47000 | 17.5 | 10 | 8.5 | 2.06 | 79 | 63 | 206774275
TEMPSTAR | TVH837GKA2* | EA*4X48L21A*+WALLCON | *80CSU0601716A* | 32200 | 32600 | 17.5 | 11 | 8.1 | 1.98 | 97 | 77 | 206773152
AIRQUEST | HVH848GKA2* | EN(A,D)4X48L24**+WALLCON | *80CTL1352422A* | 45000 | 47000 | 17.5 | 10 | 8.5 | 2.06 | 79 | 63 | 206774274
BRYANT HEATING AND COOLING SYSTEMS | 288BNV048*0**B* | CNPV*4824AL*+UI | 88*TA66135C24*** | 45000 | 47000 | 17.5 | 10 | 8.5 | 2.06 | 79 | 63 | 206774272
CARRIER | 25VNA848A*031* | CNPV*4824AL*+UI | 58TN*A135C24**22 | 45000 | 47000 | 17.5 | 10 | 8.5 | 2.06 | 79 | 63 | 206765232
TEMPSTAR | TVH848GKA2* | EN(A,D)4X48L24**+WALLCON | *80CTL0902120A* | 45000 | 47000 | 17.5 | 10 | 8.5 | 1.98 | 77 | 61 | 206774271
HEIL | HVH848GKA2* | EN(A,D,W)4X48L21**+WALLCON | *80CTL0902120A* | 45000 | 47000 | 17.5 | 10 | 8.5 | 1.98 | 77 | 61 | 206774183
COMFORTMAKER | CVH848GKA2* | EN(A,D,W)4X48L21**+WALLCON | *80CTL0902120A* | 45000 | 47000 | 17.5 | 10 | 8.5 | 1.98 | 77 | 61 | 206774186
KENMORE | (C,H,T)VH848GKA2* | EN(A,D)4X48L24**+WALLCON | *80CTL0902120A* | 45000 | 47000 | 17.5 | 10 | 8.5 | 1.98 | 77 | 61 | 206997539
ARCOAIRE | HVH848GKA2* | EN(A,D,W)4X48L21**+WALLCON | *80CTL0902120A* | 45000 | 47000 | 17.5 | 10 | 8.5 | 1.98 | 77 | 61 | 206774185
KENMORE | (C,H,T)VH837GKA2* | EA*4X48L21A*+WALLCON | *80CSU0601716A* | 32200 | 32600 | 17.5 | 11 | 8.1 | 1.98 | 97 | 77 | 206997868
AIRQUEST | HVH848GKA2* | EN(A,D,W)4X48L21**+WALLCON | *80CTL0902120A* | 45000 | 47000 | 17.5 | 10 | 8.5 | 1.98 | 77 | 61 | 206774184
KEEPRITE | CVH848GKA2* | EA*4X48L24A*+WALLCON | *96CTN1002122A* | 44500 | 46500 | 17 | 10 | 8.5 | 2.02 | 78 | 62 | 206773873
BRYANT HEATING AND COOLING SYSTEMS | 288BNV048*0**B* | CNPV*4821AL*+UI | 88*TA60090C21*** | 45000 | 47000 | 17.5 | 10 | 8.5 | 1.98 | 77 | 61 | 206774182
TEMPSTAR | TVH848GKA2* | EN(A,D)4X48L24**+WALLCON | *97CMN1002122A* | 45000 | 47000 | 17.5 | 10 | 8.5 | 1.98 | 77 | 61 | 206774307
CARRIER | 25VNA848A*031* | CNPV*4821AL*+UI | 58TN*A090C21**20 | 45000 | 47000 | 17.5 | 10 | 8.5 | 1.98 | 77 | 61 | 206765222
KENMORE | (C,H,T)VH848GKA2* | EN(A,D,W)4X48L21**+WALLCON | *80CSU0802120A* | 45000 | 47000 | 17.5 | 10 | 8.5 | 2.06 | 79 | 63 | 206997597
KENMORE | (C,H,T)VH848GKA2* | EN(A,D)4X48L24**+WALLCON | *97CMN1002122A* | 45000 | 47000 | 17.5 | 10 | 8.5 | 1.98 | 77 | 61 | 206997543
COMFORTMAKER | CVH848GKA2* | EA*4X48L24A*+WALLCON | *96CTN1002122A* | 44500 | 46500 | 17 | 10 | 8.5 | 2.02 | 78 | 62 | 206773871
DAY & NIGHT | CVH848GKA2* | EN(A,D)4X48L24**+WALLCON | *97CMN1002122A* | 45000 | 47000 | 17.5 | 10 | 8.5 | 1.98 | 77 | 61 | 206774304
COMFORTMAKER | CVH848GKA2* | EN(A,D)4X48L24**+WALLCON | *97CMN1002122A* | 45000 | 47000 | 17.5 | 10 | 8.5 | 1.98 | 77 | 61 | 206774303
KEEPRITE | CVH837GKA2* | EA*4X48L21A*+WALLCON | *80CSU0601716A* | 32200 | 32600 | 17.5 | 11 | 8.1 | 1.98 | 97 | 77 | 206773150
ARCOAIRE | HVH848GKA2* | EN(A,D)4X48L24**+WALLCON | *97CMN1002122A* | 45000 | 47000 | 17.5 | 10 | 8.5 | 1.98 | 77 | 61 | 206774302
AIRQUEST | HVH848GKA2* | EN(A,D)4X48L24**+WALLCON | *97CMN1002122A* | 45000 | 47000 | 17.5 | 10 | 8.5 | 1.98 | 77 | 61 | 206774301
HEIL | HVH848GKA2* | EN(A,D)4X48L24**+WALLCON | *97CMN1002122A* | 45000 | 47000 | 17.5 | 10 | 8.5 | 1.98 | 77 | 61 | 206774300
BRYANT HEATING AND COOLING SYSTEMS | 288BNV048*0**B* | CAP**6024AL*+UI | 935CA60080C21*** | 45500 | 45500 | 17.5 | 10 | 8.5 | 2.02 | 79 | 63 | 206774901
CARRIER | 25VNA848A*031* | CAP**6024AL*+UI | 59CU5A080C21**20 | 45500 | 45500 | 17.5 | 10 | 8.5 | 2.02 | 79 | 63 | 206765301
TEMPSTAR | TVH848GKA2* | EA*4X48L24A*+WALLCON | *96CTN1002122A* | 44500 | 46500 | 17 | 10 | 8.5 | 2.02 | 78 | 62 | 206773875
KENMORE | (C,H,T)VH848GKA2* | EA*4X48L24A*+WALLCON | *96CTN1002122A* | 44500 | 46500 | 17 | 10 | 8.5 | 2.02 | 78 | 62 | 206997495
ARCOAIRE | HVH848GKA2* | EA*4X48L24A*+WALLCON | *96CTN1002122A* | 44500 | 46500 | 17 | 10 | 8.5 | 2.02 | 78 | 62 | 206773870
DAY & NIGHT | CVH848GKA2* | EA*4X48L24A*+WALLCON | *96CTN1002122A* | 44500 | 46500 | 17 | 10 | 8.5 | 2.02 | 78 | 62 | 206773872
HEIL | HVH848GKA2* | EA*4X48L21A*+WALLCON | *80CSU0802120A* | 45000 | 46500 | 17.5 | 10 | 8.5 | 2.02 | 78 | 62 | 206774687
AIRQUEST | HVH848GKA2* | EA*4X48L21A*+WALLCON | *80CSU0802120A* | 45000 | 46500 | 17.5 | 10 | 8.5 | 2.02 | 78 | 62 | 206774688
CARRIER | 25VNA848A*031* | CAP**4821AL*+UI | 58CU*A080C21**20 | 45000 | 46500 | 17.5 | 10 | 8.5 | 2.02 | 78 | 62 | 206765278
TEMPSTAR | TVH848GKA2* | EA*4X48L21A*+WALLCON | *95CSU1002122A* | 44500 | 46500 | 17.5 | 10 | 8.5 | 2.02 | 78 | 62 | 206774882
KENMORE | (C,H,T)VH848GKA2* | EA*4X48L21A*+WALLCON | *95CSU1002122A* | 44500 | 46500 | 17.5 | 10 | 8.5 | 2.02 | 78 | 62 | 206997607
KEEPRITE | CVH848GKA2* | EA*4X48L21A*+WALLCON | *95CSU1002122A* | 44500 | 46500 | 17.5 | 10 | 8.5 | 2.02 | 78 | 62 | 206774880
CARRIER | 25VNA848A*031* | CNPV*4824AL*+UI | 59TN6B100C21**22 | 45000 | 47000 | 17.5 | 10 | 8.5 | 1.98 | 77 | 61 | 206765238
DAY & NIGHT | CVH848GKA2* | EA*4X48L21A*+WALLCON | *95CSU1002122A* | 44500 | 46500 | 17.5 | 10 | 8.5 | 2.02 | 78 | 62 | 206774879
KEEPRITE | CVH848GKA2* | EN(A,D)4X48L24**+WALLCON | *96CTN1002122A* | 45000 | 47000 | 17.5 | 10 | 8.5 | 1.98 | 77 | 61 | 206774332
DAY & NIGHT | CVH848GKA2* | EN(A,D)4X48L24**+WALLCON | *96CTN1002122A* | 45000 | 47000 | 17.5 | 10 | 8.5 | 1.98 | 77 | 61 | 206774331
COMFORTMAKER | CVH848GKA2* | EN(A,D)4X48L24**+WALLCON | *96CTN1002122A* | 45000 | 47000 | 17.5 | 10 | 8.5 | 1.98 | 77 | 61 | 206774330
ARCOAIRE | HVH848GKA2* | EN(A,D)4X48L24**+WALLCON | *96CTN1002122A* | 45000 | 47000 | 17.5 | 10 | 8.5 | 1.98 | 77 | 61 | 206774329
AIRQUEST | HVH848GKA2* | EN(A,D)4X48L24**+WALLCON | *96CTN1002122A* | 45000 | 47000 | 17.5 | 10 | 8.5 | 1.98 | 77 | 61 | 206774328
HEIL | HVH848GKA2* | EN(A,D)4X48L24**+WALLCON | *96CTN1002122A* | 45000 | 47000 | 17.5 | 10 | 8.5 | 1.98 | 77 | 61 | 206774327
TEMPSTAR | TVH848GKA2* | EN(A,D,W)4X48L21**+WALLCON | *95CSU0802120A* | 45000 | 47000 | 17 | 10 | 8.5 | 1.98 | 77 | 61 | 206774963
BRYANT HEATING AND COOLING SYSTEMS | 288BNV048*0**B* | CNPV*4821AL*+UI | 935CA66100C21*** | 45000 | 47000 | 17.5 | 10 | 8.5 | 2.06 | 79 | 63 | 206774964
CARRIER | 25VNA848A*031* | CNPV*4821AL*+UI | 59CU5A100C21**22 | 45000 | 47000 | 17.5 | 10 | 8.5 | 2.06 | 79 | 63 | 206765308
KENMORE | (C,H,T)VH848GKA2* | EN(A,D,W)4X48L21**+WALLCON | *95CSU0802120A* | 45000 | 47000 | 17 | 10 | 8.5 | 1.98 | 77 | 61 | 206997616
HEIL | HVH837GKA2* | EHD4X60AAL+WALLCON | *80CTL0701412A* | 32800 | 32400 | 17 | 11 | 8.1 | 2 | 97 | 77 | 210471289
KENMORE | (C,H,T)VH825GKA3* | EHD4X42AAL+WALLCON | *96CTN1202422A* | 24200 | 21400 | 16 | 10.5 | 8.1 | 2 | 96 | 78 | 210474347
TEMPSTAR | TVH825GKA3* | EHD4X42AAL+WALLCON | *96CTN1202422A* | 24200 | 21400 | 16 | 10.5 | 8.1 | 2 | 96 | 78 | 210474348
KENMORE | (C,H,T)VH825GKA3* | EN(A,D)4X48L24**+WALLCON | *97CMN0602120A* | 24000 | 21400 | 16.5 | 11 | 8.1 | 2 | 96 | 78 | 210474155
KEEPRITE | CVH825GKA3* | EHD4X42AAL+WALLCON | *96CTN1202422A* | 24200 | 21400 | 16 | 10.5 | 8.1 | 2 | 96 | 78 | 210474346
DAY & NIGHT | CVH825GKA3* | EHD4X42AAL+WALLCON | *96CTN1202422A* | 24200 | 21400 | 16 | 10.5 | 8.1 | 2 | 96 | 78 | 210474345
COMFORTMAKER | CVH825GKA3* | EHD4X42AAL+WALLCON | *96CTN1202422A* | 24200 | 21400 | 16 | 10.5 | 8.1 | 2 | 96 | 78 | 210474344
AIRQUEST | HVH825GKA3* | EN(A,D)4X48L24**+WALLCON | *97CMN0602120A* | 24000 | 21400 | 16.5 | 11 | 8.1 | 2 | 96 | 78 | 210474150
KEEPRITE | CVH825GKA3* | EN(A,D)4X48L24**+WALLCON | *97CMN0602120A* | 24000 | 21400 | 16.5 | 11 | 8.1 | 2 | 96 | 78 | 210474154
TEMPSTAR | TVH825GKA3* | EN(A,D)4X48L24**+WALLCON | *97CMN0602120A* | 24000 | 21400 | 16.5 | 11 | 8.1 | 2 | 96 | 78 | 210474156
DAY & NIGHT | CVH825GKA3* | EN(A,D)4X48L24**+WALLCON | *97CMN0602120A* | 24000 | 21400 | 16.5 | 11 | 8.1 | 2 | 96 | 78 | 210474153
COMFORTMAKER | CVH825GKA3* | EN(A,D)4X48L24**+WALLCON | *97CMN0602120A* | 24000 | 21400 | 16.5 | 11 | 8.1 | 2 | 96 | 78 | 210474152
ARCOAIRE | HVH825GKA3* | EHD4X42AAL+WALLCON | *96CTN1202422A* | 24200 | 21400 | 16 | 10.5 | 8.1 | 2 | 96 | 78 | 210474343
AIRQUEST | HVH825GKA3* | EHD4X42AAL+WALLCON | *96CTN1202422A* | 24200 | 21400 | 16 | 10.5 | 8.1 | 2 | 96 | 78 | 210474342
TEMPSTAR | TVH825GKA3* | EN(A,D)4X48L24**+WALLCON | *96CTN1002122A* | 24200 | 21400 | 17 | 11.5 | 8.1 | 2.02 | 96 | 78 | 210474145
BRYANT HEATING AND COOLING SYSTEMS | 288BNV025*0**C* | CNPV*4824AL*+UI | 987MB60060C21*** | 24000 | 21400 | 16.5 | 11 | 8.1 | 2 | 96 | 78 | 210474147
HEIL | HVH825GKA3* | EN(A,D)4X48L24**+WALLCON | *97CMN0602120A* | 24000 | 21400 | 16.5 | 11 | 8.1 | 2 | 96 | 78 | 210474148
HEIL | HVH825GKA3* | EHD4X42AAL+WALLCON | *96CTN1202422A* | 24200 | 21400 | 16 | 10.5 | 8.1 | 2 | 96 | 78 | 210474340
CARRIER | 25VNA825A*032* | CNPV*4824AL*+UI | 59MN7B060C21**20 | 24000 | 21400 | 16.5 | 11 | 8.1 | 2 | 96 | 78 | 210474146
BRYANT HEATING AND COOLING SYSTEMS | 288BNV037*0**B* | CSPH*4812AL*+UI | 987MB60060C21*** | 32400 | 33200 | 16.5 | 11 | 8.1 | 1.94 | 96 | 76 | 206773018
DAY & NIGHT | CVH837GKA2* | EHD4X42AAL+WALLCON | *97CMN1002122A* | 32600 | 33000 | 16.5 | 11 | 8.1 | 1.96 | 96 | 75 | 206772789
AIRQUEST | HVH837GKA2* | EHD4X48AAL+WALLCON | *97CMN0602120A* | 32400 | 33200 | 16.5 | 11 | 8.1 | 1.94 | 96 | 76 | 206773020
CARRIER | 25VNA837A*031* | CSPH*4812AL*+UI | 59MN7B060C21**20 | 32400 | 33200 | 16.5 | 11 | 8.1 | 1.94 | 96 | 76 | 206765098
HEIL | HVH837GKA2* | EHD4X48AAL+WALLCON | *97CMN0602120A* | 32400 | 33200 | 16.5 | 11 | 8.1 | 1.94 | 96 | 76 | 206773019
KEEPRITE | CVH837GKA2* | EHD4X48AAL+WALLCON | *80CTL0901716A* | 32800 | 33000 | 17.5 | 11.5 | 8.1 | 1.98 | 96 | 75 | 206773006
CARRIER | 25VNA837A*031* | CSPH*4212AL*+UI | 59MN7B120C24**22 | 32400 | 33200 | 16.5 | 11 | 8.1 | 1.96 | 95 | 75 | 206765073
TEMPSTAR | TVH837GKA2* | EHD4X48AAL+WALLCON | *80CTL0901716A* | 32800 | 33000 | 17.5 | 11.5 | 8.1 | 1.98 | 96 | 75 | 206773008
KENMORE | (C,H,T)VH837GKA2* | EHD4X48AAL+WALLCON | *80CTL0901716A* | 32800 | 33000 | 17.5 | 11.5 | 8.1 | 1.98 | 96 | 75 | 206997852
TEMPSTAR | TVH837GKA2* | EHD4X42AAL+WALLCON | *97CMN1002122A* | 32600 | 33000 | 16.5 | 11 | 8.1 | 1.96 | 96 | 75 | 206772792
KENMORE | (C,H,T)VH837GKA2* | EHD4X42AAL+WALLCON | *97CMN1002122A* | 32600 | 33000 | 16.5 | 11 | 8.1 | 1.96 | 96 | 75 | 206997828
COMFORTMAKER | CVH837GKA2* | EHD4X42AAL+WALLCON | *97CMN1002122A* | 32600 | 33000 | 16.5 | 11 | 8.1 | 1.96 | 96 | 75 | 206772788
KENMORE | (C,H,T)VH837GKA2* | EHD4X42AAL+WALLCON | *80CTL1352422A* | 32600 | 33000 | 17 | 11 | 8.1 | 1.96 | 96 | 75 | 206997821
KEEPRITE | CVH837GKA2* | EHD4X42AAL+WALLCON | *80CTL1352422A* | 32600 | 33000 | 17 | 11 | 8.1 | 1.96 | 96 | 75 | 206772727
ARCOAIRE | HVH837GKA2* | EHD4X42AAL+WALLCON | *97CMN1002122A* | 32600 | 33000 | 16.5 | 11 | 8.1 | 1.96 | 96 | 75 | 206772787
AIRQUEST | HVH837GKA2* | EHD4X42AAL+WALLCON | *97CMN1002122A* | 32600 | 33000 | 16.5 | 11 | 8.1 | 1.96 | 96 | 75 | 206772786
ARCOAIRE | HVH837GKA2* | EHD4X36AAL+WALLCON | *96CTN1202422A* | 32200 | 33200 | 16.5 | 11 | 8.1 | 1.94 | 95 | 74 | 206772580
ARCOAIRE | HVH837GKA2* | EHD4X42AAL+WALLCON | *80CTL1352422A* | 32600 | 33000 | 17 | 11 | 8.1 | 1.96 | 96 | 75 | 206772724
DAY & NIGHT | CVH837GKA2* | EHD4X36AAL+WALLCON | *96CTN1202422A* | 32200 | 33200 | 16.5 | 11 | 8.1 | 1.94 | 95 | 74 | 206772582
DAY & NIGHT | CVH837GKA2* | EHD4X42AAL+WALLCON | *80CTL1352422A* | 32600 | 33000 | 17 | 11 | 8.1 | 1.96 | 96 | 75 | 206772726
COMFORTMAKER | CVH837GKA2* | EHD4X42AAL+WALLCON | *80CTL1352422A* | 32600 | 33000 | 17 | 11 | 8.1 | 1.96 | 96 | 75 | 206772725
HEIL | HVH837GKA2* | EHD4X42AAL+WALLCON | *80CTL1352422A* | 32600 | 33000 | 17 | 11 | 8.1 | 1.96 | 96 | 75 | 206772722
HEIL | HVH837GKA2* | EHD4X36AAL+WALLCON | *96CTN1202422A* | 32200 | 33200 | 16.5 | 11 | 8.1 | 1.94 | 95 | 74 | 206772578
AIRQUEST | HVH837GKA2* | EHD4X36AAL+WALLCON | *96CTN1202422A* | 32200 | 33200 | 16.5 | 11 | 8.1 | 1.94 | 95 | 74 | 206772579
COMFORTMAKER | CVH837GKA2* | EHD4X36AAL+WALLCON | *96CTN1202422A* | 32200 | 33200 | 16.5 | 11 | 8.1 | 1.94 | 95 | 74 | 206772581
BRYANT HEATING AND COOLING SYSTEMS | 288BNV037*0**B* | CSPH*4212AL*+UI | 88*TA66135C24*** | 32600 | 33000 | 17 | 11 | 8.1 | 1.96 | 96 | 75 | 206772721
TEMPSTAR | TVH837GKA2* | EHD4X36AAL+WALLCON | *80CTL1352422A* | 32200 | 33200 | 16.5 | 11 | 8.1 | 1.94 | 95 | 74 | 206772558
BRYANT HEATING AND COOLING SYSTEMS | 288BNV037*0**B* | CSPH*3612AL*+UI | 986TC66120C24*** | 32200 | 33200 | 16.5 | 11 | 8.1 | 1.94 | 95 | 74 | 206772577
CARRIER | 25VNA837A*031* | CSPH*4212AL*+UI | 58TN*A090C17**16 | 32600 | 33000 | 17 | 11 | 8.1 | 1.96 | 96 | 75 | 206765077
TEMPSTAR | TVH837GKA2* | EHD4X42AAL+WALLCON | *80CTL0701412A* | 32400 | 33200 | 17 | 11 | 8.1 | 1.94 | 96 | 75 | 206772828
ARCOAIRE | HVH837GKA2* | EN(A,D,W)4X48L21**+WALLCON | *97CMN1002122A* | 32400 | 33000 | 17.5 | 11.7 | 8.1 | 1.96 | 95 | 75 | 206772300
KENMORE | (C,H,T)VH837GKA2* | EHD4X42AAL+WALLCON | *80CTL0701412A* | 32400 | 33200 | 17 | 11 | 8.1 | 1.94 | 96 | 75 | 206997832
COMFORTMAKER | CVH837GKA2* | EHD4X42AAL+WALLCON | *80CTL0701412A* | 32400 | 33200 | 17 | 11 | 8.1 | 1.94 | 96 | 75 | 206772824
ARCOAIRE | HVH837GKA2* | EHD4X42AAL+WALLCON | *80CTL0701412A* | 32400 | 33200 | 17 | 11 | 8.1 | 1.94 | 96 | 75 | 206772823
KEEPRITE | CVH837GKA2* | EHD4X42AAL+WALLCON | *80CTL0701412A* | 32400 | 33200 | 17 | 11 | 8.1 | 1.94 | 96 | 75 | 206772826
DAY & NIGHT | CVH837GKA2* | EHD4X42AAL+WALLCON | *80CTL0701412A* | 32400 | 33200 | 17 | 11 | 8.1 | 1.94 | 96 | 75 | 206772825
TEMPSTAR | TVH837GKA2* | EN(A,D,W)4X48L21**+WALLCON | *97CMN1002122A* | 32400 | 33000 | 17.5 | 11.7 | 8.1 | 1.96 | 95 | 75 | 206772305
KENMORE | (C,H,T)VH837GKA2* | EN(A,D,W)4X48L21**+WALLCON | *97CMN1002122A* | 32400 | 33000 | 17.5 | 11.7 | 8.1 | 1.96 | 95 | 75 | 206997773
DAY & NIGHT | CVH837GKA2* | EN(A,D,W)4X48L21**+WALLCON | *97CMN1002122A* | 32400 | 33000 | 17.5 | 11.7 | 8.1 | 1.96 | 95 | 75 | 206772302
COMFORTMAKER | CVH837GKA2* | EN(A,D,W)4X48L21**+WALLCON | *97CMN1002122A* | 32400 | 33000 | 17.5 | 11.7 | 8.1 | 1.96 | 95 | 75 | 206772301
AIRQUEST | HVH837GKA2* | EN(A,D,W)4X48L21**+WALLCON | *97CMN1002122A* | 32400 | 33000 | 17.5 | 11.7 | 8.1 | 1.96 | 95 | 75 | 206772299
KENMORE | (C,H,T)VH837GKA2* | EN(A,D)4X48L24**+WALLCON | *96CTN1202422A* | 32400 | 32800 | 17.5 | 11.7 | 8.1 | 1.96 | 96 | 76 | 206997782
TEMPSTAR | TVH837GKA2* | EN(A,D)4X48L24**+WALLCON | *96CTN1202422A* | 32400 | 32800 | 17.5 | 11.7 | 8.1 | 1.96 | 96 | 76 | 206772386
KEEPRITE | CVH837GKA2* | EN(A,D)4X48L24**+WALLCON | *96CTN1202422A* | 32400 | 32800 | 17.5 | 11.7 | 8.1 | 1.96 | 96 | 76 | 206772384
KENMORE | (C,H,T)VH825GKA3* | EA*4X48L24A*+WALLCON | *97CMN1002122A* | 24200 | 21000 | 16.5 | 11 | 8.1 | 2.02 | 97 | 79 | 210473499
TEMPSTAR | TVH825GKA3* | EA*4X48L24A*+WALLCON | *97CMN1002122A* | 24200 | 21000 | 16.5 | 11 | 8.1 | 2.02 | 97 | 79 | 210473500
KEEPRITE | CVH825GKA3* | EA*4X48L24A*+WALLCON | *97CMN1002122A* | 24200 | 21000 | 16.5 | 11 | 8.1 | 2.02 | 97 | 79 | 210473498
DAY & NIGHT | CVH825GKA3* | EA*4X48L24A*+WALLCON | *97CMN1002122A* | 24200 | 21000 | 16.5 | 11 | 8.1 | 2.02 | 97 | 79 | 210473497
AIRQUEST | HVH825GKA3* | EA*4X48L24A*+WALLCON | *97CMN1002122A* | 24200 | 21000 | 16.5 | 11 | 8.1 | 2.02 | 97 | 79 | 210473494
COMFORTMAKER | CVH825GKA3* | EA*4X48L24A*+WALLCON | *97CMN1002122A* | 24200 | 21000 | 16.5 | 11 | 8.1 | 2.02 | 97 | 79 | 210473496
HEIL | HVH825GKA3* | EA*4X48L24A*+WALLCON | *97CMN1002122A* | 24200 | 21000 | 16.5 | 11 | 8.1 | 2.02 | 97 | 79 | 210473492
BRYANT HEATING AND COOLING SYSTEMS | 288BNV025*0**C* | CAP**4824AL*+UI | 987MB66100C21*** | 24200 | 21000 | 16.5 | 11 | 8.1 | 2.02 | 97 | 79 | 210473491
CARRIER | 25VNA825A*032* | CAP**4824AL*+UI | 59MN7B100C21**22 | 24200 | 21000 | 16.5 | 11 | 8.1 | 2.02 | 97 | 79 | 210473490
TEMPSTAR | TVH825GKA3* | EA*4X48L24A*+WALLCON | *96CTN1202422A* | 24200 | 21000 | 17 | 11 | 8.1 | 2.02 | 97 | 79 | 210473489
KENMORE | (C,H,T)VH825GKA3* | EA*4X48L24A*+WALLCON | *96CTN1202422A* | 24200 | 21000 | 17 | 11 | 8.1 | 2.02 | 97 | 79 | 210473488
KEEPRITE | CVH825GKA3* | EA*4X48L24A*+WALLCON | *96CTN1202422A* | 24200 | 21000 | 17 | 11 | 8.1 | 2.02 | 97 | 79 | 210473487
DAY & NIGHT | CVH825GKA3* | EA*4X48L24A*+WALLCON | *96CTN1202422A* | 24200 | 21000 | 17 | 11 | 8.1 | 2.02 | 97 | 79 | 210473486
COMFORTMAKER | CVH825GKA3* | EA*4X48L24A*+WALLCON | *96CTN1202422A* | 24200 | 21000 | 17 | 11 | 8.1 | 2.02 | 97 | 79 | 210473485
ARCOAIRE | HVH825GKA3* | EA*4X48L24A*+WALLCON | *96CTN1202422A* | 24200 | 21000 | 17 | 11 | 8.1 | 2.02 | 97 | 79 | 210473484
AIRQUEST | HVH825GKA3* | EA*4X48L24A*+WALLCON | *96CTN1202422A* | 24200 | 21000 | 17 | 11 | 8.1 | 2.02 | 97 | 79 | 210473483
TEMPSTAR | TVH825GKA3* | EA*4X48L24A*+WALLCON | *97CMN0602120A* | 24000 | 21000 | 16.5 | 11 | 8.1 | 2 | 97 | 79 | 210473533
KENMORE | (C,H,T)VH825GKA3* | EA*4X48L24A*+WALLCON | *97CMN0602120A* | 24000 | 21000 | 16.5 | 11 | 8.1 | 2 | 97 | 79 | 210473532
DAY & NIGHT | CVH825GKA3* | EA*4X48L24A*+WALLCON | *97CMN0602120A* | 24000 | 21000 | 16.5 | 11 | 8.1 | 2 | 97 | 79 | 210473530
KEEPRITE | CVH825GKA3* | EA*4X48L24A*+WALLCON | *97CMN0602120A* | 24000 | 21000 | 16.5 | 11 | 8.1 | 2 | 97 | 79 | 210473531
COMFORTMAKER | CVH825GKA3* | EA*4X48L24A*+WALLCON | *97CMN0602120A* | 24000 | 21000 | 16.5 | 11 | 8.1 | 2 | 97 | 79 | 210473529
AIRQUEST | HVH825GKA3* | EA*4X48L24A*+WALLCON | *97CMN0602120A* | 24000 | 21000 | 16.5 | 11 | 8.1 | 2 | 97 | 79 | 210473527
ARCOAIRE | HVH825GKA3* | EA*4X48L24A*+WALLCON | *97CMN0602120A* | 24000 | 21000 | 16.5 | 11 | 8.1 | 2 | 97 | 79 | 210473528
HEIL | HVH825GKA3* | EA*4X48L24A*+WALLCON | *97CMN0602120A* | 24000 | 21000 | 16.5 | 11 | 8.1 | 2 | 97 | 79 | 210473525
BRYANT HEATING AND COOLING SYSTEMS | 288BNV025*0**C* | CAP**4824AL*+UI | 987MB60060C21*** | 24000 | 21000 | 16.5 | 11 | 8.1 | 2 | 97 | 79 | 210473524
TEMPSTAR | TVH825GKA3* | EA*4X48L24A*+WALLCON | *96CTN1002122A* | 24200 | 21000 | 16.5 | 11 | 8.1 | 2.02 | 97 | 79 | 210473522
CARRIER | 25VNA825A*032* | CAP**4824AL*+UI | 59MN7B060C21**20 | 24000 | 21000 | 16.5 | 11 | 8.1 | 2 | 97 | 79 | 210473523
ARCOAIRE | HVH824GKA** | EA*4X42L24A*+WALLCON | *96CTN1002122A* | 23600 | 22000 | 16.5 | 10 | 8.1 | 1.94 | 71 | 57 | 204292271
KENMORE | (C,H,T)VH824GKA** | EA*4X42L24A*+WALLCON | *96CTN1202422A* | 23600 | 22000 | 16.5 | 10 | 8.1 | 1.94 | 71 | 57 | 204292225
KEEPRITE | CVH824GKA** | EA*4X42L24A*+WALLCON | *96CTN1202422A* | 23600 | 22000 | 16.5 | 10 | 8.1 | 1.94 | 71 | 57 | 204292224
DAY & NIGHT | CVH824GKA** | EA*4X42L24A*+WALLCON | *96CTN1202422A* | 23600 | 22000 | 16.5 | 10 | 8.1 | 1.94 | 71 | 57 | 204292223
COMFORTMAKER | CVH824GKA** | EA*4X42L24A*+WALLCON | *96CTN1202422A* | 23600 | 22000 | 16.5 | 10 | 8.1 | 1.94 | 71 | 57 | 204292222
ARCOAIRE | HVH824GKA** | EA*4X42L24A*+WALLCON | *96CTN1202422A* | 23600 | 22000 | 16.5 | 10 | 8.1 | 1.94 | 71 | 57 | 204292221
AIRQUEST | HVH824GKA** | EA*4X42L24A*+WALLCON | *96CTN1202422A* | 23600 | 22000 | 16.5 | 10 | 8.1 | 1.94 | 71 | 57 | 204292220
HEIL | HVH824GKA** | EA*4X42L24A*+WALLCON | *96CTN1202422A* | 23600 | 22000 | 16.5 | 10 | 8.1 | 1.94 | 71 | 57 | 204292219
BRYANT HEATING AND COOLING SYSTEMS | 288BNV024B0**A* | CAP**4224AL*+UI | 986TC66120C24*** | 23600 | 22000 | 16.5 | 10 | 8.1 | 1.94 | 71 | 57 | 204292218
CARRIER | 25VNA824B*030* | CAP**4224AL*+UI | 59MN7B100C21**22 | 23600 | 22000 | 16.5 | 10 | 8.1 | 1.94 | 71 | 57 | 204292237
AIRQUEST | HVH824GKA** | EA*4X42L24A*+WALLCON | *96CTN1002122A* | 23600 | 22000 | 16.5 | 10 | 8.1 | 1.94 | 71 | 57 | 204292270
HEIL | HVH824GKA** | EA*4X42L24A*+WALLCON | *96CTN1002122A* | 23600 | 22000 | 16.5 | 10 | 8.1 | 1.94 | 71 | 57 | 204292269
BRYANT HEATING AND COOLING SYSTEMS | 288BNV024B0**A* | CAP**4224AL*+UI | 986TC66100C21*** | 23600 | 22000 | 16.5 | 10 | 8.1 | 1.94 | 71 | 57 | 204292268
COMFORTMAKER | CVH824GKA** | EA*4X43L21A*+WALLCON | *80CTL0901716A* | 24400 | 21600 | 17 | 10.5 | 8.1 | 2 | 72 | 57 | 205750610
CARRIER | 25VNA824B*030* | CAP**4224AL*+UI | 59TN6B100C21**22 | 23600 | 22000 | 16.5 | 10 | 8.1 | 1.94 | 71 | 57 | 204292267
ARCOAIRE | HVH824GKA** | EA*4X43L21A*+WALLCON | *80CTL0901716A* | 24400 | 21600 | 17 | 10.5 | 8.1 | 2 | 72 | 57 | 205750609
AIRQUEST | HVH824GKA** | EA*4X43L21A*+WALLCON | *80CTL0901716A* | 24400 | 21600 | 17 | 10.5 | 8.1 | 2 | 72 | 57 | 205750608
HEIL | HVH824GKA** | EA*4X43L21A*+WALLCON | *80CTL0901716A* | 24400 | 21600 | 17 | 10.5 | 8.1 | 2 | 72 | 57 | 205750607
AIRQUEST | HVH824GKA** | EA*4X42L24A*+WALLCON | *80CTL1352422A* | 23600 | 22000 | 16.5 | 10 | 8.1 | 1.94 | 71 | 57 | 204292210
HEIL | HVH824GKA** | EA*4X42L24A*+WALLCON | *80CTL1352422A* | 23600 | 22000 | 16.5 | 10 | 8.1 | 1.94 | 71 | 57 | 204292209
BRYANT HEATING AND COOLING SYSTEMS | 288BNV024B0**A* | CAP**4224AL*+UI | 88*TA66135C24*** | 23600 | 22000 | 16.5 | 10 | 8.1 | 1.94 | 71 | 57 | 204292208
CARRIER | 25VNA824B*030* | CAP**4224AL*+UI | 59TN6B120C24**22 | 23600 | 22000 | 16.5 | 10 | 8.1 | 1.94 | 71 | 57 | 204292217
KENMORE | (C,H,T)VH837GKA2* | EHD4X48AAL+WALLCON | *96CTN1202422A* | 32600 | 33000 | 17 | 11 | 8.1 | 1.98 | 96 | 75 | 206997843
TEMPSTAR | TVH837GKA2* | EHD4X48AAL+WALLCON | *96CTN1202422A* | 32600 | 33000 | 17 | 11 | 8.1 | 1.98 | 96 | 75 | 206772927
TEMPSTAR | TVH837GKA2* | EN(A,D)4X48L24**+WALLCON | *97CMN1202422A* | 32400 | 33000 | 17.5 | 11.5 | 8.1 | 1.96 | 96 | 75 | 206772413
KEEPRITE | CVH837GKA2* | EHD4X48AAL+WALLCON | *96CTN1202422A* | 32600 | 33000 | 17 | 11 | 8.1 | 1.98 | 96 | 75 | 206772925
DAY & NIGHT | CVH837GKA2* | EHD4X48AAL+WALLCON | *96CTN1202422A* | 32600 | 33000 | 17 | 11 | 8.1 | 1.98 | 96 | 75 | 206772924
COMFORTMAKER | CVH837GKA2* | EHD4X48AAL+WALLCON | *96CTN1202422A* | 32600 | 33000 | 17 | 11 | 8.1 | 1.98 | 96 | 75 | 206772923
KENMORE | (C,H,T)VH837GKA2* | EN(A,D)4X48L24**+WALLCON | *97CMN1202422A* | 32400 | 33000 | 17.5 | 11.5 | 8.1 | 1.96 | 96 | 75 | 206997785
TEMPSTAR | TVH837GKA2* | EN(A,D,W)4X48L21**+WALLCON | *80CTL0901716A* | 32400 | 32800 | 18 | 11.7 | 8.1 | 1.98 | 96 | 76 | 206772332
KEEPRITE | CVH837GKA2* | EN(A,D,W)4X48L21**+WALLCON | *80CTL0901716A* | 32400 | 32800 | 18 | 11.7 | 8.1 | 1.98 | 96 | 76 | 206772330
KENMORE | (C,H,T)VH837GKA2* | EN(A,D,W)4X48L21**+WALLCON | *80CTL0901716A* | 32400 | 32800 | 18 | 11.7 | 8.1 | 1.98 | 96 | 76 | 206997776
DAY & NIGHT | CVH837GKA2* | EN(A,D,W)4X48L21**+WALLCON | *80CTL0901716A* | 32400 | 32800 | 18 | 11.7 | 8.1 | 1.98 | 96 | 76 | 206772329
COMFORTMAKER | CVH837GKA2* | EN(A,D,W)4X48L21**+WALLCON | *80CTL0901716A* | 32400 | 32800 | 18 | 11.7 | 8.1 | 1.98 | 96 | 76 | 206772328
KENMORE | (C,H,T)VH837GKA2* | EHD4X48AAL+WALLCON | *80CSU0601716A* | 32600 | 33200 | 17 | 11 | 8.1 | 1.96 | 96 | 75 | 206997893
ARCOAIRE | HVH837GKA2* | EHD4X48AAL+WALLCON | *80CSU1002120A* | 32600 | 33000 | 17 | 11 | 8.1 | 1.96 | 96 | 76 | 206773386
AIRQUEST | HVH837GKA2* | EHD4X48AAL+WALLCON | *80CSU1002120A* | 32600 | 33000 | 17 | 11 | 8.1 | 1.96 | 96 | 76 | 206773385
HEIL | HVH837GKA2* | EHD4X48AAL+WALLCON | *80CSU1002120A* | 32600 | 33000 | 17 | 11 | 8.1 | 1.96 | 96 | 76 | 206773384
CARRIER | 25VNA837A*031* | CSPH*4812AL*+UI | 58CU*A100C21**20 | 32600 | 33000 | 17 | 11 | 8.1 | 1.96 | 96 | 76 | 206765135
BRYANT HEATING AND COOLING SYSTEMS | 288BNV037*0**B* | CSPH*4812AL*+UI | 83*CA60100C21*** | 32600 | 33000 | 17 | 11 | 8.1 | 1.96 | 96 | 76 | 206773383
TEMPSTAR | TVH837GKA2* | EHD4X48AAL+WALLCON | *80CSU0601716A* | 32600 | 33200 | 17 | 11 | 8.1 | 1.96 | 96 | 75 | 206773373
KEEPRITE | CVH837GKA2* | EHD4X48AAL+WALLCON | *80CSU0601716A* | 32600 | 33200 | 17 | 11 | 8.1 | 1.96 | 96 | 75 | 206773371
KENMORE | (C,H,T)VH837GKA2* | EHD4X36AAL+WALLCON | *96CTN1202422A* | 32200 | 33200 | 16.5 | 11 | 8.1 | 1.94 | 95 | 74 | 206997805
KEEPRITE | CVH837GKA2* | EHD4X36AAL+WALLCON | *96CTN1202422A* | 32200 | 33200 | 16.5 | 11 | 8.1 | 1.94 | 95 | 74 | 206772583
TEMPSTAR | TVH837GKA2* | EHD4X36AAL+WALLCON | *96CTN1202422A* | 32200 | 33200 | 16.5 | 11 | 8.1 | 1.94 | 95 | 74 | 206772585
AIRQUEST | HVH837GKA2* | EN(A,D)4X48L24**+WALLCON | *97CMN1202422A* | 32400 | 33000 | 17.5 | 11.5 | 8.1 | 1.96 | 96 | 75 | 206772407
ARCOAIRE | HVH837GKA2* | EHD4X42AAL+WALLCON | *96CTN1002122A* | 32600 | 33000 | 16.5 | 11 | 8.1 | 1.96 | 96 | 75 | 206772814
AIRQUEST | HVH837GKA2* | EHD4X42AAL+WALLCON | *96CTN1002122A* | 32600 | 33000 | 16.5 | 11 | 8.1 | 1.96 | 96 | 75 | 206772813
CARRIER | 25VNA837A*031* | CSPH*4212AL*+UI | 59TN6B100C21**22 | 32600 | 33000 | 16.5 | 11 | 8.1 | 1.96 | 96 | 75 | 206765075
HEIL | HVH837GKA2* | EHD4X42AAL+WALLCON | *96CTN1002122A* | 32600 | 33000 | 16.5 | 11 | 8.1 | 1.96 | 96 | 75 | 206772812
HEIL | HVH825GKA3* | EA*4X42L21A*+WALLCON | *95CSU1002122A* | 23800 | 21400 | 16.5 | 11 | 8.1 | 1.96 | 96 | 78 | 210472832
KEEPRITE | CVH825GKA3* | EA*4X42L21A*+WALLCON | *95CSU0802120A* | 23800 | 21400 | 16.5 | 11 | 8.1 | 1.96 | 96 | 78 | 210472827
DAY & NIGHT | CVH825GKA3* | EA*4X42L21A*+WALLCON | *95CSU0802120A* | 23800 | 21400 | 16.5 | 11 | 8.1 | 1.96 | 96 | 78 | 210472826
TEMPSTAR | TVH825GKA3* | EA*4X42L21A*+WALLCON | *95CSU0802120A* | 23800 | 21400 | 16.5 | 11 | 8.1 | 1.96 | 96 | 78 | 210472829
BRYANT HEATING AND COOLING SYSTEMS | 288BNV025*0**C* | CAP**4221AL*+UI | 935CA66100C21*** | 23800 | 21400 | 16.5 | 11 | 8.1 | 1.96 | 96 | 78 | 210472831
KENMORE | (C,H,T)VH825GKA3* | EA*4X42L21A*+WALLCON | *95CSU0802120A* | 23800 | 21400 | 16.5 | 11 | 8.1 | 1.96 | 96 | 78 | 210472828
CARRIER | 25VNA825A*032* | CAP**4221AL*+UI | 59CU5A100C21**22 | 23800 | 21400 | 16.5 | 11 | 8.1 | 1.96 | 96 | 78 | 210472830
COMFORTMAKER | CVH825GKA3* | EA*4X42L21A*+WALLCON | *95CSU0802120A* | 23800 | 21400 | 16.5 | 11 | 8.1 | 1.96 | 96 | 78 | 210472825
ARCOAIRE | HVH825GKA3* | EA*4X42L21A*+WALLCON | *95CSU0802120A* | 23800 | 21400 | 16.5 | 11 | 8.1 | 1.96 | 96 | 78 | 210472824
HEIL | HVH825GKA3* | EA*4X42L21A*+WALLCON | *95CSU0802120A* | 23800 | 21400 | 16.5 | 11 | 8.1 | 1.96 | 96 | 78 | 210472821
AIRQUEST | HVH825GKA3* | EA*4X42L21A*+WALLCON | *95CSU0802120A* | 23800 | 21400 | 16.5 | 11 | 8.1 | 1.96 | 96 | 78 | 210472823
BRYANT HEATING AND COOLING SYSTEMS | 288BNV025*0**C* | CAP**4221AL*+UI | 935CA60080C21*** | 23800 | 21400 | 16.5 | 11 | 8.1 | 1.96 | 96 | 78 | 210472820
AIRQUEST | HVH825GKA3* | EA*4X42L21A*+WALLCON | *95CSU0601716A* | 23600 | 21400 | 16.5 | 10.5 | 8.1 | 1.94 | 97 | 78 | 210472812
CARRIER | 25VNA825A*032* | CAP**4221AL*+UI | 59CU5A080C21**20 | 23800 | 21400 | 16.5 | 11 | 8.1 | 1.96 | 96 | 78 | 210472819
KENMORE | (C,H,T)VH825GKA3* | EA*4X42L21A*+WALLCON | *95CSU0601716A* | 23600 | 21400 | 16.5 | 10.5 | 8.1 | 1.94 | 97 | 78 | 210472817
TEMPSTAR | TVH825GKA3* | EA*4X42L21A*+WALLCON | *95CSU0601716A* | 23600 | 21400 | 16.5 | 10.5 | 8.1 | 1.94 | 97 | 78 | 210472818
KEEPRITE | CVH825GKA3* | EA*4X42L21A*+WALLCON | *95CSU0601716A* | 23600 | 21400 | 16.5 | 10.5 | 8.1 | 1.94 | 97 | 78 | 210472816
COMFORTMAKER | CVH825GKA3* | EA*4X42L21A*+WALLCON | *95CSU0601716A* | 23600 | 21400 | 16.5 | 10.5 | 8.1 | 1.94 | 97 | 78 | 210472814
DAY & NIGHT | CVH825GKA3* | EA*4X42L21A*+WALLCON | *95CSU0601716A* | 23600 | 21400 | 16.5 | 10.5 | 8.1 | 1.94 | 97 | 78 | 210472815
ARCOAIRE | HVH825GKA3* | EA*4X42L21A*+WALLCON | *95CSU0601716A* | 23600 | 21400 | 16.5 | 10.5 | 8.1 | 1.94 | 97 | 78 | 210472813
HEIL | HVH825GKA3* | EA*4X42L21A*+WALLCON | *95CSU0601716A* | 23600 | 21400 | 16.5 | 10.5 | 8.1 | 1.94 | 97 | 78 | 210472810
CARRIER | 25VNA825A*032* | CAP**4221AL*+UI | 59CU5A060C17**16 | 23600 | 21400 | 16.5 | 10.5 | 8.1 | 1.94 | 97 | 78 | 210472808
BRYANT HEATING AND COOLING SYSTEMS | 288BNV025*0**C* | CAP**4221AL*+UI | 935CA48060C17*** | 23600 | 21400 | 16.5 | 10.5 | 8.1 | 1.94 | 97 | 78 | 210472809
KENMORE | (C,H,T)VH825GKA3* | EN(A,D)4X48L24**+WALLCON | *96CTN1002122A* | 24200 | 21400 | 17 | 11.5 | 8.1 | 2.02 | 96 | 78 | 210474144
KEEPRITE | CVH825GKA3* | EN(A,D)4X48L24**+WALLCON | *96CTN1002122A* | 24200 | 21400 | 17 | 11.5 | 8.1 | 2.02 | 96 | 78 | 210474143
CARRIER | 25VNA825A*032* | CSPH*4212AL*+UI | 59TN6B120C24**22 | 24200 | 21400 | 16 | 10.5 | 8.1 | 2 | 96 | 78 | 210474338
DAY & NIGHT | CVH825GKA3* | EN(A,D)4X48L24**+WALLCON | *96CTN1002122A* | 24200 | 21400 | 17 | 11.5 | 8.1 | 2.02 | 96 | 78 | 210474142
ARCOAIRE | HVH825GKA3* | EN(A,D)4X48L24**+WALLCON | *96CTN1002122A* | 24200 | 21400 | 17 | 11.5 | 8.1 | 2.02 | 96 | 78 | 210474140
COMFORTMAKER | CVH824GKA** | EA*4X36L21A*+WALLCON | *97CMN1002122A* | 23400 | 22000 | 16.5 | 10 | 8.1 | 1.92 | 72 | 57 | 204291147
TEMPSTAR | TVH824GKA** | EA*4X37L17A*+WALLCON | *80CTL0901716A* | 24200 | 22000 | 17 | 10 | 8.1 | 1.98 | 71 | 57 | 204291565
DAY & NIGHT | CVH824GKA** | EA*4X36L21A*+WALLCON | *97CMN1002122A* | 23400 | 22000 | 16.5 | 10 | 8.1 | 1.92 | 72 | 57 | 204291148
ARCOAIRE | HVH824GKA** | EA*4X36L21A*+WALLCON | *97CMN1002122A* | 23400 | 22000 | 16.5 | 10 | 8.1 | 1.92 | 72 | 57 | 204291146
AIRQUEST | HVH824GKA** | EA*4X36L21A*+WALLCON | *97CMN1002122A* | 23400 | 22000 | 16.5 | 10 | 8.1 | 1.92 | 72 | 57 | 204291145
BRYANT HEATING AND COOLING SYSTEMS | 288BNV024B0**A* | CAP**3621AL*+UI | 987MB66100C21*** | 23400 | 22000 | 16.5 | 10 | 8.1 | 1.92 | 72 | 57 | 204291143
HEIL | HVH824GKA** | EA*4X36L21A*+WALLCON | *97CMN1002122A* | 23400 | 22000 | 16.5 | 10 | 8.1 | 1.92 | 72 | 57 | 204291144
CARRIER | 25VNA824B*030* | CAP**3621AL*+UI | 59MN7B100C21**22 | 23400 | 22000 | 16.5 | 10 | 8.1 | 1.92 | 72 | 57 | 204291142
TEMPSTAR | TVH824GKA** | EA*4X36L21A*+WALLCON | *80CTL0901716A* | 23600 | 22000 | 17 | 10 | 8.1 | 1.94 | 71 | 56 | 204291351
AIRQUEST | HVH824GKA** | EA*4X37L17A*+WALLCON | *80CTL0701412A* | 24000 | 22000 | 17 | 10 | 8.1 | 1.96 | 71 | 57 | 204291549
TEMPSTAR | TVH824GKA** | EA*4X37L17A*+WALLCON | *80CTL0701412A* | 24000 | 22000 | 17 | 10 | 8.1 | 1.96 | 71 | 57 | 204291555
CARRIER | 25VNA824B*030* | CAP**3717AL*+UI | 58TN*A090C17**16 | 24200 | 22000 | 17 | 10 | 8.1 | 1.98 | 71 | 57 | 204291556
KENMORE | (C,H,T)VH824GKA** | EA*4X37L17A*+WALLCON | *80CTL0701412A* | 24000 | 22000 | 17 | 10 | 8.1 | 1.96 | 71 | 57 | 204291554
KEEPRITE | CVH824GKA** | EA*4X37L17A*+WALLCON | *80CTL0701412A* | 24000 | 22000 | 17 | 10 | 8.1 | 1.96 | 71 | 57 | 204291553
ARCOAIRE | HVH824GKA** | EA*4X37L17A*+WALLCON | *80CTL0701412A* | 24000 | 22000 | 17 | 10 | 8.1 | 1.96 | 71 | 57 | 204291550
DAY & NIGHT | CVH824GKA** | EA*4X37L17A*+WALLCON | *80CTL0701412A* | 24000 | 22000 | 17 | 10 | 8.1 | 1.96 | 71 | 57 | 204291552
COMFORTMAKER | CVH824GKA** | EA*4X37L17A*+WALLCON | *80CTL0701412A* | 24000 | 22000 | 17 | 10 | 8.1 | 1.96 | 71 | 57 | 204291551
HEIL | HVH824GKA** | EA*4X36L21A*+WALLCON | *80CTL0701716A* | 23400 | 22000 | 16.5 | 10 | 8.1 | 1.92 | 72 | 57 | 204291064
BRYANT HEATING AND COOLING SYSTEMS | 288BNV024B0**A* | CAP**3621AL*+UI | 88*TA48070C17*** | 23400 | 22000 | 16.5 | 10 | 8.1 | 1.92 | 72 | 57 | 204291063
CARRIER | 25VNA824B*030* | CAP**3621AL*+UI | 58TN*A070C17**16 | 23400 | 22000 | 16.5 | 10 | 8.1 | 1.92 | 72 | 57 | 204291062
BRYANT HEATING AND COOLING SYSTEMS | 288BNV037*0**B* | CAP**4221AL*+UI | 987MB60060C21*** | 31600 | 33400 | 17 | 11 | 8.1 | 1.86 | 95 | 74 | 206771505
HEIL | HVH837GKA2* | EA*4X42L24A*+WALLCON | *80CTL0902120A* | 31800 | 33200 | 17.5 | 11.5 | 8.1 | 1.9 | 95 | 73 | 206771524
TEMPSTAR | TVH837GKA2* | EA*4X42L21A*+WALLCON | *80CTL0901716A* | 31800 | 33000 | 17.5 | 11.7 | 8.5 | 1.9 | 95 | 74 | 206771495
HEIL | HVH837GKA2* | EA*4X36L21A*+WALLCON | *97CMN0602120A* | 31400 | 33600 | 17 | 11 | 8.1 | 1.84 | 93 | 73 | 206771164
CARRIER | 25VNA837A*031* | CAP**4221AL*+UI | 59MN7B060C21**20 | 31600 | 33400 | 17 | 11 | 8.1 | 1.86 | 95 | 74 | 206764937
KEEPRITE | CVH837GKA2* | EA*4X42L21A*+WALLCON | *80CTL0901716A* | 31800 | 33000 | 17.5 | 11.7 | 8.5 | 1.9 | 95 | 74 | 206771493
DAY & NIGHT | CVH837GKA2* | EA*4X42L21A*+WALLCON | *80CTL0901716A* | 31800 | 33000 | 17.5 | 11.7 | 8.5 | 1.9 | 95 | 74 | 206771492
COMFORTMAKER | CVH837GKA2* | EA*4X42L21A*+WALLCON | *80CTL0901716A* | 31800 | 33000 | 17.5 | 11.7 | 8.5 | 1.9 | 95 | 74 | 206771491
COMFORTMAKER | CVH837GKA2* | EA*4X36L21A*+WALLCON | *97CMN0602120A* | 31400 | 33600 | 17 | 11 | 8.1 | 1.84 | 93 | 73 | 206771167
ARCOAIRE | HVH837GKA2* | EA*4X42L21A*+WALLCON | *80CTL0901716A* | 31800 | 33000 | 17.5 | 11.7 | 8.5 | 1.9 | 95 | 74 | 206771490
ARCOAIRE | HVH837GKA2* | EA*4X36L21A*+WALLCON | *97CMN0602120A* | 31400 | 33600 | 17 | 11 | 8.1 | 1.84 | 93 | 73 | 206771166
AIRQUEST | HVH837GKA2* | EA*4X36L21A*+WALLCON | *97CMN0602120A* | 31400 | 33600 | 17 | 11 | 8.1 | 1.84 | 93 | 73 | 206771165
DAY & NIGHT | CVH837GKA2* | EA*4X36L21A*+WALLCON | *96CTN0801714A* | 31400 | 33400 | 17 | 11 | 8.1 | 1.84 | 94 | 73 | 206771087
BRYANT HEATING AND COOLING SYSTEMS | 288BNV037*0**B* | CAP**3621AL*+UI | 987MB60060C21*** | 31400 | 33600 | 17 | 11 | 8.1 | 1.84 | 93 | 73 | 206771163
TEMPSTAR | TVH837GKA2* | EA*4X36L21A*+WALLCON | *80CTL0901716A* | 31600 | 33000 | 17.5 | 11.5 | 8.1 | 1.86 | 94 | 73 | 206771153
CARRIER | 25VNA837A*031* | CAP**3621AL*+UI | 59MN7B060C21**20 | 31400 | 33600 | 17 | 11 | 8.1 | 1.84 | 93 | 73 | 206764899
KENMORE | (C,H,T)VH837GKA2* | EA*4X36L21A*+WALLCON | *80CTL0901716A* | 31600 | 33000 | 17.5 | 11.5 | 8.1 | 1.86 | 94 | 73 | 206997645
BRYANT HEATING AND COOLING SYSTEMS | 288BNV037*0**B* | CAP**3621AL*+UI | 987MB42080C17*** | 31400 | 33400 | 17 | 11 | 8.1 | 1.84 | 94 | 74 | 206771100
CARRIER | 25VNA837A*031* | CAP**3621AL*+UI | 59MN7B080C17**14 | 31400 | 33400 | 17 | 11 | 8.1 | 1.84 | 94 | 74 | 206764892
KENMORE | (C,H,T)VH837GKA2* | EA*4X36L21A*+WALLCON | *96CTN0801714A* | 31400 | 33400 | 17 | 11 | 8.1 | 1.84 | 94 | 73 | 206997638
TEMPSTAR | TVH837GKA2* | EA*4X36L21A*+WALLCON | *96CTN0801714A* | 31400 | 33400 | 17 | 11 | 8.1 | 1.84 | 94 | 73 | 206771090
KEEPRITE | CVH837GKA2* | EA*4X48L21A*+WALLCON | *80CSU1002120A* | 32200 | 32600 | 17.5 | 11 | 8.1 | 1.98 | 97 | 77 | 206773168
KEEPRITE | CVH837GKA2* | EA*4X36L21A*+WALLCON | *96CTN0801714A* | 31400 | 33400 | 17 | 11 | 8.1 | 1.84 | 94 | 73 | 206771088
ARCOAIRE | HVH837GKA2* | EA*4X36L21A*+WALLCON | *96CTN0801714A* | 31400 | 33400 | 17 | 11 | 8.1 | 1.84 | 94 | 73 | 206771085
COMFORTMAKER | CVH837GKA2* | EA*4X36L21A*+WALLCON | *96CTN0801714A* | 31400 | 33400 | 17 | 11 | 8.1 | 1.84 | 94 | 73 | 206771086
ARCOAIRE | HVH837GKA2* | EA*4X48L21A*+WALLCON | *97CMN0602120A* | 32200 | 32800 | 17 | 11 | 8.1 | 1.96 | 97 | 77 | 206771877
AIRQUEST | HVH837GKA2* | EA*4X48L21A*+WALLCON | *97CMN0602120A* | 32200 | 32800 | 17 | 11 | 8.1 | 1.96 | 97 | 77 | 206771876
BRYANT HEATING AND COOLING SYSTEMS | 288BNV037*0**B* | CAP**4821AL*+UI | 987MB60060C21*** | 32200 | 32800 | 17 | 11 | 8.1 | 1.96 | 97 | 77 | 206771874
HEIL | HVH837GKA2* | EA*4X48L21A*+WALLCON | *97CMN0602120A* | 32200 | 32800 | 17 | 11 | 8.1 | 1.96 | 97 | 77 | 206771875
CARRIER | 25VNA837A*031* | CAP**4821AL*+UI | 59MN7B060C21**20 | 32200 | 32800 | 17 | 11 | 8.1 | 1.96 | 97 | 77 | 206764978
KENMORE | (C,H,T)VH837GKA2* | EA*4X37L21A*+WALLCON | *80CSU1002120A* | 32800 | 33000 | 17.5 | 11 | 8.5 | 1.98 | 96 | 76 | 206997858
TEMPSTAR | TVH837GKA2* | EA*4X48L21A*+WALLCON | *80CTL0901716A* | 32400 | 32600 | 18 | 11.7 | 8.5 | 2 | 96 | 76 | 206771864
KENMORE | (C,H,T)VH837GKA2* | EA*4X48L21A*+WALLCON | *80CTL0901716A* | 32400 | 32600 | 18 | 11.7 | 8.5 | 2 | 96 | 76 | 206997724
BRYANT HEATING AND COOLING SYSTEMS | 288BNV037*0**B* | CAP**3721AL*+UI | 88*TA48070C17*** | 32800 | 33000 | 17.5 | 11.5 | 8.5 | 1.98 | 97 | 76 | 206771253
CARRIER | 25VNA837A*031* | CAP**3721AL*+UI | 58TN*A070C17**16 | 32800 | 33000 | 17.5 | 11.5 | 8.5 | 1.98 | 97 | 76 | 206764909
TEMPSTAR | TVH837GKA2* | EA*4X37L21A*+WALLCON | *80CSU1002120A* | 32800 | 33000 | 17.5 | 11 | 8.5 | 1.98 | 96 | 76 | 206773062
KEEPRITE | CVH837GKA2* | EA*4X37L21A*+WALLCON | *80CSU1002120A* | 32800 | 33000 | 17.5 | 11 | 8.5 | 1.98 | 96 | 76 | 206773060
DAY & NIGHT | CVH837GKA2* | EA*4X37L21A*+WALLCON | *80CSU1002120A* | 32800 | 33000 | 17.5 | 11 | 8.5 | 1.98 | 96 | 76 | 206773059
COMFORTMAKER | CVH837GKA2* | EA*4X37L21A*+WALLCON | *80CSU1002120A* | 32800 | 33000 | 17.5 | 11 | 8.5 | 1.98 | 96 | 76 | 206773058
ARCOAIRE | HVH837GKA2* | EA*4X37L21A*+WALLCON | *80CSU1002120A* | 32800 | 33000 | 17.5 | 11 | 8.5 | 1.98 | 96 | 76 | 206773057
DAY & NIGHT | CVH837GKA2* | EA*4X48L21A*+WALLCON | *80CSU1002120A* | 32200 | 32600 | 17.5 | 11 | 8.1 | 1.98 | 97 | 77 | 206773167
COMFORTMAKER | CVH837GKA2* | EA*4X48L21A*+WALLCON | *80CSU1002120A* | 32200 | 32600 | 17.5 | 11 | 8.1 | 1.98 | 97 | 77 | 206773166
ARCOAIRE | HVH837GKA2* | EA*4X48L21A*+WALLCON | *80CSU1002120A* | 32200 | 32600 | 17.5 | 11 | 8.1 | 1.98 | 97 | 77 | 206773165
AIRQUEST | HVH837GKA2* | EA*4X48L21A*+WALLCON | *80CSU1002120A* | 32200 | 32600 | 17.5 | 11 | 8.1 | 1.98 | 97 | 77 | 206773164
HEIL | HVH837GKA2* | EA*4X48L21A*+WALLCON | *80CSU1002120A* | 32200 | 32600 | 17.5 | 11 | 8.1 | 1.98 | 97 | 77 | 206773163
BRYANT HEATING AND COOLING SYSTEMS | 288BNV037*0**B* | CAP**4821AL*+UI | 83*CA60100C21*** | 32200 | 32600 | 17.5 | 11 | 8.1 | 1.98 | 97 | 77 | 206773162
COMFORTMAKER | CVH837GKA2* | EA*4X43L21A*+WALLCON | *80CTL0701716A* | 32800 | 33000 | 17.5 | 11.7 | 8.5 | 1.98 | 97 | 76 | 206771626
ARCOAIRE | HVH837GKA2* | EA*4X43L21A*+WALLCON | *80CTL0701716A* | 32800 | 33000 | 17.5 | 11.7 | 8.5 | 1.98 | 97 | 76 | 206771625
CARRIER | 25VNA837A*031* | CAP**4821AL*+UI | 58CU*A100C21**20 | 32200 | 32600 | 17.5 | 11 | 8.1 | 1.98 | 97 | 77 | 206765114
AIRQUEST | HVH837GKA2* | EA*4X43L21A*+WALLCON | *80CTL0701716A* | 32800 | 33000 | 17.5 | 11.7 | 8.5 | 1.98 | 97 | 76 | 206771624
BRYANT HEATING AND COOLING SYSTEMS | 288BNV037*0**B* | CAP**4321AL*+UI | 88*TA48070C17*** | 32800 | 33000 | 17.5 | 11.7 | 8.5 | 1.98 | 97 | 76 | 206771622
HEIL | HVH837GKA2* | EA*4X43L21A*+WALLCON | *80CTL0701716A* | 32800 | 33000 | 17.5 | 11.7 | 8.5 | 1.98 | 97 | 76 | 206771623
CARRIER | 25VNA837A*031* | CAP**4321AL*+UI | 58TN*A070C17**16 | 32800 | 33000 | 17.5 | 11.7 | 8.5 | 1.98 | 97 | 76 | 206764950
TEMPSTAR | TVH837GKA2* | EA*4X43L21A*+WALLCON | *80CSU1002120A* | 32800 | 33000 | 17.5 | 11 | 8.5 | 1.98 | 96 | 76 | 206773134
DAY & NIGHT | CVH825GKA2* | EA*4X24L17A*+WALLCON | *80CSU0601716A* | 23200 | 22000 | 16.5 | 10.5 | 8.1 | 1.9 | 95 | 76 | 206133310
DAY & NIGHT | CVH825GKA2* | EA*4X24L17A*+WALLCON | *80CSU0401712A* | 23200 | 22000 | 16.5 | 10.5 | 8.1 | 1.9 | 95 | 76 | 206133300
KEEPRITE | CVH825GKA2* | EA*4X24L17A*+WALLCON | *80CSU0401712A* | 23200 | 22000 | 16.5 | 10.5 | 8.1 | 1.9 | 95 | 76 | 206133301
COMFORTMAKER | CVH825GKA2* | EA*4X24L17A*+WALLCON | *80CSU0601716A* | 23200 | 22000 | 16.5 | 10.5 | 8.1 | 1.9 | 95 | 76 | 206133309
COMFORTMAKER | CVH825GKA2* | EA*4X24L14A*+WALLCON | *80CTL0701412A* | 23400 | 22000 | 17 | 10.5 | 8.1 | 1.9 | 95 | 76 | 204456359
COMFORTMAKER | CVH825GKA2* | EA*4X24L17A*+WALLCON | *80CSU0401712A* | 23200 | 22000 | 16.5 | 10.5 | 8.1 | 1.9 | 95 | 76 | 206133299
DAY & NIGHT | CVH825GKA2* | EA*4X24L14A*+WALLCON | *80CTL0701412A* | 23400 | 22000 | 17 | 10.5 | 8.1 | 1.9 | 95 | 76 | 204456360
KEEPRITE | CVH825GKA2* | EA*4X24L14A*+WALLCON | *80CTL0701412A* | 23400 | 22000 | 17 | 10.5 | 8.1 | 1.9 | 95 | 76 | 204456361
COMFORTMAKER | CVH825GKA2* | EHD4X36AAL+WALLCON | *80CTL0701412A* | 24000 | 21400 | 16.5 | 11 | 8.1 | 2 | 96 | 78 | 204459407
KEEPRITE | CVH825GKA2* | EHD4X36AAL+WALLCON | *80CSU0401712A* | 24000 | 21400 | 16 | 10.5 | 8.1 | 1.98 | 96 | 78 | 206133693
DAY & NIGHT | CVH825GKA2* | EHD4X36AAL+WALLCON | *80CSU0401712A* | 24000 | 21400 | 16 | 10.5 | 8.1 | 1.98 | 96 | 78 | 206133692
COMFORTMAKER | CVH825GKA2* | EHD4X36AAL+WALLCON | *80CSU0401712A* | 24000 | 21400 | 16 | 10.5 | 8.1 | 1.98 | 96 | 78 | 206133691
BRYANT HEATING AND COOLING SYSTEMS | 288BNV025*0**B* | CAP**2417AL*+UI | 88*TA36045C17*** | 23200 | 22000 | 16 | 10.5 | 8.1 | 1.88 | 96 | 77 | 204456364
BRYANT HEATING AND COOLING SYSTEMS | 288BNV025*0**B* | CAP**2414AL*+UI | 88*TA36070C14*** | 23400 | 22000 | 17 | 10.5 | 8.1 | 1.9 | 95 | 76 | 204456355
CARRIER | 25VNA848A*030* | CSPH*6012AL*+UI | 59TN6B120C24**22 | 46000 | 46000 | 17 | 10 | 8.5 | 2.04 | 79 | 63 | 204301583
CARRIER | 25VNA848A*030* | CSPH*6012AL*+UI | 59TN6B100C21**22 | 46000 | 46000 | 17 | 10 | 8.5 | 2.04 | 79 | 63 | 204301633
CARRIER | 25VNA848A*030* | CSPH*6012AL*+UI | 59MN7B100C21**22 | 46000 | 46000 | 17 | 10 | 8.5 | 2.04 | 79 | 63 | 204301603
CARRIER | 25VNA848A*030* | CSPH*6012AL*+UI | 59CU5A100C21**22 | 46000 | 46000 | 17 | 10 | 8.5 | 2.06 | 78 | 62 | 206136752
CARRIER | 25VNA848A*030* | CSPH*6012AL*+UI | 59CU5A080C21**20 | 46000 | 46000 | 17 | 10 | 8.5 | 2.04 | 79 | 63 | 206136742
CARRIER | 25VNA837A*030* | CSPH*4812AL*+UI | 59TN6B120C24**22 | 32600 | 33000 | 17 | 11 | 8.1 | 1.98 | 96 | 75 | 204300489
CARRIER | 25VNA837A*030* | CSPH*4812AL*+UI | 59TN6B100C21**22 | 32600 | 33000 | 17 | 11 | 8.1 | 1.98 | 96 | 75 | 204300559
CARRIER | 25VNA837A*030* | CSPH*4812AL*+UI | 59MN7B120C24**22 | 32600 | 33000 | 16.5 | 11 | 8.1 | 1.96 | 96 | 76 | 204300539
CARRIER | 25VNA837A*030* | CSPH*4812AL*+UI | 59MN7B060C21**20 | 32400 | 33200 | 16.5 | 11 | 8.1 | 1.94 | 96 | 76 | 204300599
CARRIER | 25VNA837A*030* | CSPH*4812AL*+UI | 58TN*A070C17**16 | 32600 | 33200 | 17 | 11 | 8.1 | 1.96 | 96 | 75 | 204300429
CARRIER | 25VNA837A*030* | CSPH*4812AL*+UI | 59CU5A080C21**20 | 32600 | 33000 | 17 | 11 | 8.1 | 1.98 | 96 | 75 | 206136350
CARRIER | 25VNA837A*030* | CSPH*4812AL*+UI | 58TN*A070C14**12 | 32600 | 33200 | 17 | 11 | 8.1 | 1.96 | 96 | 75 | 204300569
CARRIER | 25VNA837A*030* | CSPH*4812AL*+UI | 58TN*A135C24**22 | 32600 | 33000 | 17 | 11 | 8.1 | 1.98 | 96 | 75 | 204300459
CARRIER | 25VNA837A*030* | CSPH*4812AL*+UI | 58TN*A090C21**20 | 32600 | 33000 | 17 | 11 | 8.1 | 1.98 | 96 | 76 | 204300449
CARRIER | 25VNA837A*030* | CSPH*4812AL*+UI | 58TN*A090C17**16 | 32800 | 33000 | 17.5 | 11.5 | 8.1 | 1.98 | 96 | 75 | 204300579
CARRIER | 25VNA837A*030* | CSPH*4812AL*+UI | 58CU*A100C21**20 | 32600 | 33000 | 17 | 11 | 8.1 | 1.96 | 96 | 76 | 206136034
CARRIER | 25VNA837A*030* | CSPH*4812AL*+UI | 58CU*A060C17**16 | 32600 | 33200 | 17 | 11 | 8.1 | 1.96 | 96 | 75 | 206136014
CARRIER | 25VNA837A*030* | CSPH*4812AL*+UI | 58CU*A040C17**12 | 32600 | 33000 | 17 | 11 | 8.1 | 1.98 | 96 | 76 | 206136004
CARRIER | 25VNA837A*030* | CSPH*4212AL*+UI | 59TN6B100C21**22 | 32600 | 33000 | 16.5 | 11 | 8.1 | 1.96 | 96 | 75 | 204300369
AIRQUEST | HVH825GKA3* | EHD4X30AAL+WALLCON | *80CTL0901716A* | 23800 | 21800 | 16 | 10.5 | 8.1 | 1.98 | 95 | 77 | 206766873
HEIL | HVH825GKA3* | EHD4X30AAL+WALLCON | *80CTL0901716A* | 23800 | 21800 | 16 | 10.5 | 8.1 | 1.98 | 95 | 77 | 206766872
BRYANT HEATING AND COOLING SYSTEMS | 288BNV025*0**C* | CSPH*3012AL*+UI | 88*TA48090C17*** | 23800 | 21800 | 16 | 10.5 | 8.1 | 1.98 | 95 | 77 | 206766871
CARRIER | 25VNA825A*032* | CSPH*3012AL*+UI | 58TN*A090C17**16 | 23800 | 21800 | 16 | 10.5 | 8.1 | 1.98 | 95 | 77 | 206764444
TEMPSTAR | TVH825GKA3* | EHD4X30AAL+WALLCON | *80CTL0701412A* | 23800 | 21800 | 16 | 10.5 | 8.1 | 1.98 | 95 | 77 | 206766870
KENMORE | (C,H,T)VH825GKA3* | EHD4X30AAL+WALLCON | *80CTL0701412A* | 23800 | 21800 | 16 | 10.5 | 8.1 | 1.98 | 95 | 77 | 206998454
DAY & NIGHT | CVH825GKA3* | EHD4X30AAL+WALLCON | *80CTL0701412A* | 23800 | 21800 | 16 | 10.5 | 8.1 | 1.98 | 95 | 77 | 206766867
KEEPRITE | CVH825GKA3* | EHD4X30AAL+WALLCON | *80CTL0701412A* | 23800 | 21800 | 16 | 10.5 | 8.1 | 1.98 | 95 | 77 | 206766868
DAY & NIGHT | CVH848GKA** | EA*4X48L24A*+WALLCON | *95CSU1002122A* | 45000 | 46500 | 17.5 | 10 | 8.5 | 2.02 | 78 | 62 | 206136638
KEEPRITE | CVH848GKA** | EA*4X48L24A*+WALLCON | *95CSU1002122A* | 45000 | 46500 | 17.5 | 10 | 8.5 | 2.02 | 78 | 62 | 206136639
DAY & NIGHT | CVH848GKA** | EA*4X48L24A*+WALLCON | *95CSU0802120A* | 44500 | 46500 | 17 | 10 | 8.5 | 2.02 | 78 | 62 | 206136628
KEEPRITE | CVH848GKA** | EA*4X48L24A*+WALLCON | *95CSU0802120A* | 44500 | 46500 | 17 | 10 | 8.5 | 2.02 | 78 | 62 | 206136629
COMFORTMAKER | CVH848GKA** | EA*4X48L24A*+WALLCON | *95CSU1002122A* | 45000 | 46500 | 17.5 | 10 | 8.5 | 2.02 | 78 | 62 | 206136637
KEEPRITE | CVH848GKA** | EA*4X48L24A*+WALLCON | *80CTL1352422A* | 45000 | 46500 | 17.5 | 10 | 8.5 | 2.04 | 78 | 62 | 204300716
COMFORTMAKER | CVH848GKA** | EA*4X48L24A*+WALLCON | *95CSU0802120A* | 44500 | 46500 | 17 | 10 | 8.5 | 2.02 | 78 | 62 | 206136627
DAY & NIGHT | CVH848GKA** | EA*4X48L24A*+WALLCON | *80CTL1352422A* | 45000 | 46500 | 17.5 | 10 | 8.5 | 2.04 | 78 | 62 | 204300715
COMFORTMAKER | CVH848GKA** | EA*4X48L24A*+WALLCON | *80CTL1352422A* | 45000 | 46500 | 17.5 | 10 | 8.5 | 2.04 | 78 | 62 | 204300714
DAY & NIGHT | CVH848GKA** | EA*4X48L24A*+WALLCON | *80CTL0902120A* | 44500 | 46500 | 17.5 | 10 | 8.5 | 2.02 | 78 | 62 | 204300705
KEEPRITE | CVH848GKA** | EA*4X48L24A*+WALLCON | *80CTL0902120A* | 44500 | 46500 | 17.5 | 10 | 8.5 | 2.02 | 78 | 62 | 204300706
COMFORTMAKER | CVH848GKA** | EA*4X48L24A*+WALLCON | *80CTL0902120A* | 44500 | 46500 | 17.5 | 10 | 8.5 | 2.02 | 78 | 62 | 204300704
KEEPRITE | CVH848GKA** | EA*4X48L24A*+WALLCON | *80CSU0802120A* | 45000 | 46500 | 17.5 | 10 | 8.5 | 2.04 | 78 | 62 | 206136431
COMFORTMAKER | CVH848GKA** | EA*4X48L24A*+WALLCON | *80CSU0802120A* | 45000 | 46500 | 17.5 | 10 | 8.5 | 2.04 | 78 | 62 | 206136429
DAY & NIGHT | CVH848GKA** | EA*4X48L24A*+WALLCON | *80CSU0802120A* | 45000 | 46500 | 17.5 | 10 | 8.5 | 2.04 | 78 | 62 | 206136430
KEEPRITE | CVH848GKA** | EA*4X48L21A*+WALLCON | *95CSU1002122A* | 44500 | 46500 | 17.5 | 10 | 8.5 | 2.02 | 78 | 62 | 206136619
DAY & NIGHT | CVH848GKA** | EA*4X48L21A*+WALLCON | *95CSU1002122A* | 44500 | 46500 | 17.5 | 10 | 8.5 | 2.02 | 78 | 62 | 206136618
COMFORTMAKER | CVH848GKA** | EA*4X48L21A*+WALLCON | *95CSU1002122A* | 44500 | 46500 | 17.5 | 10 | 8.5 | 2.02 | 78 | 62 | 206136617
KEEPRITE | CVH848GKA** | EA*4X48L21A*+WALLCON | *80CSU0802120A* | 45000 | 46500 | 17.5 | 10 | 8.5 | 2.02 | 78 | 62 | 206136411
COMFORTMAKER | CVH848GKA** | EA*4X48L21A*+WALLCON | *80CSU0802120A* | 45000 | 46500 | 17.5 | 10 | 8.5 | 2.02 | 78 | 62 | 206136409
DAY & NIGHT | CVH848GKA** | EA*4X48L21A*+WALLCON | *80CSU0802120A* | 45000 | 46500 | 17.5 | 10 | 8.5 | 2.02 | 78 | 62 | 206136410
KEEPRITE | CVH825GKA2* | EA*4X37L17A*+WALLCON | *80CSU0401712A* | 24200 | 21400 | 17 | 11 | 8.1 | 2 | 96 | 78 | 206133421
DAY & NIGHT | CVH825GKA2* | EA*4X37L17A*+WALLCON | *80CSU0401712A* | 24200 | 21400 | 17 | 11 | 8.1 | 2 | 96 | 78 | 206133420
COMFORTMAKER | CVH825GKA2* | EA*4X37L17A*+WALLCON | *80CSU0401712A* | 24200 | 21400 | 17 | 11 | 8.1 | 2 | 96 | 78 | 206133419
KEEPRITE | CVH825GKA2* | EA*4X36L21A*+WALLCON | *97CMN1002122A* | 23600 | 21400 | 16.5 | 11 | 8.1 | 1.94 | 96 | 78 | 204456767
COMFORTMAKER | CVH825GKA2* | EA*4X36L21A*+WALLCON | *97CMN1002122A* | 23600 | 21400 | 16.5 | 11 | 8.1 | 1.94 | 96 | 78 | 204456765
DAY & NIGHT | CVH825GKA2* | EA*4X36L21A*+WALLCON | *97CMN1002122A* | 23600 | 21400 | 16.5 | 11 | 8.1 | 1.94 | 96 | 78 | 204456766
KEEPRITE | CVH825GKA2* | EA*4X36L21A*+WALLCON | *97CMN0801714A* | 23600 | 21600 | 16.5 | 11 | 8.1 | 1.92 | 96 | 77 | 204456740
DAY & NIGHT | CVH825GKA2* | EA*4X36L21A*+WALLCON | *97CMN0801714A* | 23600 | 21600 | 16.5 | 11 | 8.1 | 1.92 | 96 | 77 | 204456737
COMFORTMAKER | CVH825GKA2* | EA*4X36L21A*+WALLCON | *97CMN0801714A* | 23600 | 21600 | 16.5 | 11 | 8.1 | 1.92 | 96 | 77 | 204456734
KEEPRITE | CVH825GKA2* | EA*4X36L21A*+WALLCON | *97CMN0602120A* | 23600 | 21600 | 16 | 10.5 | 8.1 | 1.92 | 96 | 77 | 204456812
KEEPRITE | CVH825GKA2* | EA*4X36L21A*+WALLCON | *97CMN0601714A* | 23400 | 21600 | 16 | 10.5 | 8.1 | 1.92 | 96 | 78 | 204456721
COMFORTMAKER | CVH825GKA2* | EA*4X36L21A*+WALLCON | *97CMN0602120A* | 23600 | 21600 | 16 | 10.5 | 8.1 | 1.92 | 96 | 77 | 204456810
DAY & NIGHT | CVH825GKA2* | EA*4X36L21A*+WALLCON | *97CMN0602120A* | 23600 | 21600 | 16 | 10.5 | 8.1 | 1.92 | 96 | 77 | 204456811
DAY & NIGHT | CVH825GKA2* | EA*4X36L21A*+WALLCON | *97CMN0601714A* | 23400 | 21600 | 16 | 10.5 | 8.1 | 1.92 | 96 | 78 | 204456720
COMFORTMAKER | CVH825GKA2* | EA*4X36L21A*+WALLCON | *97CMN0601714A* | 23400 | 21600 | 16 | 10.5 | 8.1 | 1.92 | 96 | 78 | 204456719
DAY & NIGHT | CVH825GKA2* | EA*4X36L21A*+WALLCON | *96CTN1002122A* | 23600 | 21400 | 16.5 | 11 | 8.1 | 1.94 | 96 | 78 | 204456784
KEEPRITE | CVH825GKA2* | EA*4X36L21A*+WALLCON | *96CTN1002122A* | 23600 | 21400 | 16.5 | 11 | 8.1 | 1.94 | 96 | 78 | 204456785
COMFORTMAKER | CVH825GKA2* | EA*4X36L21A*+WALLCON | *96CTN1002122A* | 23600 | 21400 | 16.5 | 11 | 8.1 | 1.94 | 96 | 78 | 204456783
KEEPRITE | CVH825GKA2* | EA*4X36L21A*+WALLCON | *96CTN0801714A* | 23600 | 21400 | 16.5 | 11 | 8.1 | 1.94 | 97 | 78 | 204456712
KEEPRITE | CVH825GKA2* | EA*4X36L21A*+WALLCON | *96CTN0601714A* | 23400 | 21600 | 16.5 | 10.5 | 8.1 | 1.92 | 96 | 77 | 204456703
DAY & NIGHT | CVH825GKA2* | EA*4X36L21A*+WALLCON | *96CTN0601714A* | 23400 | 21600 | 16.5 | 10.5 | 8.1 | 1.92 | 96 | 77 | 204456702
COMFORTMAKER | CVH825GKA2* | EA*4X36L21A*+WALLCON | *96CTN0801714A* | 23600 | 21400 | 16.5 | 11 | 8.1 | 1.94 | 97 | 78 | 204456710
DAY & NIGHT | CVH825GKA2* | EA*4X36L21A*+WALLCON | *96CTN0801714A* | 23600 | 21400 | 16.5 | 11 | 8.1 | 1.94 | 97 | 78 | 204456711
COMFORTMAKER | CVH825GKA2* | EA*4X36L21A*+WALLCON | *96CTN0601714A* | 23400 | 21600 | 16.5 | 10.5 | 8.1 | 1.92 | 96 | 77 | 204456701
CARRIER | 25VNA837A*030* | CSPH*4212AL*+UI | 59MN7B120C24**22 | 32400 | 33200 | 16.5 | 11 | 8.1 | 1.96 | 95 | 75 | 204300349
CARRIER | 25VNA837A*030* | CSPH*4212AL*+UI | 59TN6B120C24**22 | 32600 | 33000 | 17 | 11 | 8.1 | 1.96 | 96 | 75 | 204300299
CARRIER | 25VNA837A*030* | CAP**3621AL*+UI | 59TN6B100C21**22 | 31600 | 33200 | 17 | 11 | 8.1 | 1.86 | 94 | 73 | 204298755
CARRIER | 25VNA837A*030* | CAP**3621AL*+UI | 59MN7B100C21**22 | 31600 | 33200 | 17 | 11 | 8.1 | 1.86 | 94 | 73 | 204298735
CARRIER | 25VNA837A*030* | CAP**3621AL*+UI | 58TN*A090C21**20 | 31600 | 33200 | 17 | 11 | 8.1 | 1.86 | 94 | 73 | 204298675
CARRIER | 25VNA837A*030* | CAP**3621AL*+UI | 59MN7B060C21**20 | 31400 | 33600 | 17 | 11 | 8.1 | 1.84 | 93 | 73 | 204298785
CARRIER | 25VNA837A*030* | CAP**3621AL*+UI | 58TN*A090C17**16 | 31600 | 33000 | 17.5 | 11.5 | 8.1 | 1.86 | 94 | 73 | 204298765
CARRIER | 25VNA837A*030* | CAP**3621AL*+UI | 58TN*A070C17**16 | 31400 | 33400 | 17 | 11 | 8.1 | 1.84 | 93 | 73 | 204298655
CARRIER | 25VNA848A*030* | CAP**6024AL*+UI | 59TN6B120C24**22 | 45500 | 45500 | 17.5 | 10 | 8.5 | 2.02 | 79 | 63 | 204300829
CARRIER | 25VNA848A*030* | CAP**6124AL*+UI | 59CU5A100C21**22 | 46500 | 46000 | 17.5 | 10 | 8.5 | 2.04 | 78 | 62 | 206136692
CARRIER | 25VNA848A*030* | CAP**6124AL*+UI | 58TN*A135C24**22 | 46500 | 46000 | 17.5 | 10.5 | 8.5 | 2.04 | 78 | 62 | 204301023
CARRIER | 25VNA837A*030* | CAP**3617AL*+UI | 58TN*A090C17**16 | 31600 | 33200 | 17.5 | 11 | 8.1 | 1.86 | 94 | 73 | 204298635
CARRIER | 25VNA848A*030* | CAP**6124AL*+UI | 58CU*A080C21**20 | 46500 | 46000 | 18 | 10 | 8.5 | 2.04 | 78 | 62 | 206136494
CARRIER | 25VNA848A*030* | CAP**6024AL*+UI | 59TN6B100C21**22 | 45500 | 45500 | 17.5 | 10 | 8.5 | 2.02 | 79 | 63 | 204300879
CARRIER | 25VNA848A*030* | CAP**6024AL*+UI | 59MN7B100C21**22 | 45500 | 45500 | 17.5 | 10 | 8.5 | 2.02 | 79 | 63 | 204300849
CARRIER | 25VNA848A*030* | CAP**6024AL*+UI | 59CU5A100C21**22 | 45500 | 45500 | 17.5 | 10 | 8.5 | 2.04 | 79 | 63 | 206136652
CARRIER | 25VNA848A*030* | CAP**6024AL*+UI | 58TN*A135C24**22 | 45500 | 45500 | 17.5 | 10.5 | 8.5 | 2.04 | 79 | 63 | 204300819
CARRIER | 25VNA837A*030* | CAP**3617AL*+UI | 58TN*A070C17**16 | 31400 | 33400 | 17 | 11 | 8.1 | 1.84 | 94 | 73 | 204298575
CARRIER | 25VNA848A*030* | CAP**6024AL*+UI | 59CU5A080C21**20 | 45500 | 45500 | 17.5 | 10 | 8.5 | 2.02 | 79 | 63 | 206136642
CARRIER | 25VNA848A*030* | CAP**6024AL*+UI | 58CU*A080C21**20 | 45500 | 45500 | 17.5 | 10 | 8.5 | 2.04 | 79 | 63 | 206136444
TEMPSTAR | TVH825GKA3* | EHD4X30AAL+WALLCON | *95CSU0802120A* | 23800 | 21800 | 16 | 10.5 | 8.1 | 1.98 | 96 | 77 | 206767674
KEEPRITE | CVH825GKA3* | EHD4X30AAL+WALLCON | *95CSU0802120A* | 23800 | 21800 | 16 | 10.5 | 8.1 | 1.98 | 96 | 77 | 206767672
KENMORE | (C,H,T)VH825GKA3* | EHD4X30AAL+WALLCON | *95CSU0802120A* | 23800 | 21800 | 16 | 10.5 | 8.1 | 1.98 | 96 | 77 | 206998544
DAY & NIGHT | CVH825GKA3* | EHD4X30AAL+WALLCON | *95CSU0802120A* | 23800 | 21800 | 16 | 10.5 | 8.1 | 1.98 | 96 | 77 | 206767671
ARCOAIRE | HVH825GKA3* | EHD4X30AAL+WALLCON | *80CTL0701412A* | 23800 | 21800 | 16 | 10.5 | 8.1 | 1.98 | 95 | 77 | 206766865
AIRQUEST | HVH825GKA3* | EHD4X30AAL+WALLCON | *80CTL0701412A* | 23800 | 21800 | 16 | 10.5 | 8.1 | 1.98 | 95 | 77 | 206766864
HEIL | HVH825GKA3* | EHD4X30AAL+WALLCON | *80CTL0701412A* | 23800 | 21800 | 16 | 10.5 | 8.1 | 1.98 | 95 | 77 | 206766863
ARCOAIRE | HVH825GKA2* | EA*4X30L17A*+WALLCON | *97CMN0801714A* | 23400 | 21600 | 16 | 10.5 | 8.1 | 1.9 | 96 | 78 | 204456565
HEIL | HVH825GKA2* | EA*4X37L21A*+WALLCON | *96CTN0601714A* | 24400 | 21200 | 16.5 | 11 | 8.1 | 2.02 | 97 | 79 | 205750663
AIRQUEST | HVH825GKA2* | EA*4X30L17A*+WALLCON | *97CMN0801714A* | 23400 | 21600 | 16 | 10.5 | 8.1 | 1.9 | 96 | 78 | 204456564
AIRQUEST | HVH825GKA2* | EA*4X37L21A*+WALLCON | *95CSU1002122A* | 24400 | 21200 | 17 | 11 | 8.5 | 2.04 | 97 | 78 | 206133829
HEIL | HVH825GKA2* | EA*4X37L21A*+WALLCON | *95CSU1002122A* | 24400 | 21200 | 17 | 11 | 8.5 | 2.04 | 97 | 78 | 206133828
ARCOAIRE | HVH825GKA2* | EA*4X37L21A*+WALLCON | *95CSU0601716A* | 24400 | 21400 | 16.5 | 10.5 | 8.1 | 2.02 | 97 | 78 | 206133810
AIRQUEST | HVH825GKA2* | EA*4X37L21A*+WALLCON | *95CSU0802120A* | 24400 | 21200 | 17 | 11 | 8.5 | 2.04 | 97 | 78 | 206133819
HEIL | HVH825GKA2* | EA*4X37L21A*+WALLCON | *95CSU0802120A* | 24400 | 21200 | 17 | 11 | 8.5 | 2.04 | 97 | 78 | 206133818
HEIL | HVH825GKA2* | EA*4X37L21A*+WALLCON | *95CSU0601716A* | 24400 | 21400 | 16.5 | 10.5 | 8.1 | 2.02 | 97 | 78 | 206133808
AIRQUEST | HVH825GKA2* | EA*4X37L21A*+WALLCON | *95CSU0601716A* | 24400 | 21400 | 16.5 | 10.5 | 8.1 | 2.02 | 97 | 78 | 206133809
HEIL | HVH825GKA2* | EA*4X37L21A*+WALLCON | *80CTL0901716A* | 24600 | 21000 | 17.5 | 11.7 | 8.5 | 2.04 | 97 | 79 | 205750727
ARCOAIRE | HVH825GKA2* | EA*4X37L21A*+WALLCON | *80CTL0901716A* | 24600 | 21000 | 17.5 | 11.7 | 8.5 | 2.04 | 97 | 79 | 205750729
AIRQUEST | HVH825GKA2* | EA*4X37L21A*+WALLCON | *80CTL0901716A* | 24600 | 21000 | 17.5 | 11.7 | 8.5 | 2.04 | 97 | 79 | 205750728
ARCOAIRE | HVH825GKA2* | EA*4X37L21A*+WALLCON | *80CTL0701716A* | 24400 | 21200 | 17 | 11 | 8.5 | 2.02 | 97 | 78 | 205750641
AIRQUEST | HVH825GKA2* | EA*4X37L21A*+WALLCON | *80CTL0701716A* | 24400 | 21200 | 17 | 11 | 8.5 | 2.02 | 97 | 78 | 205750640
HEIL | HVH825GKA2* | EA*4X37L21A*+WALLCON | *80CTL0701716A* | 24400 | 21200 | 17 | 11 | 8.5 | 2.02 | 97 | 78 | 205750639
HEIL | HVH825GKA2* | EA*4X37L21A*+WALLCON | *80CTL0451712A* | 24200 | 21200 | 16.5 | 11 | 8.1 | 2 | 98 | 79 | 205750631
AIRQUEST | HVH825GKA2* | EA*4X37L21A*+WALLCON | *80CTL0451712A* | 24200 | 21200 | 16.5 | 11 | 8.1 | 2 | 98 | 79 | 205750632
ARCOAIRE | HVH825GKA2* | EA*4X37L21A*+WALLCON | *80CTL0451712A* | 24200 | 21200 | 16.5 | 11 | 8.1 | 2 | 98 | 79 | 205750633
AIRQUEST | HVH825GKA2* | EA*4X37L21A*+WALLCON | *80CSU1002120A* | 24400 | 21200 | 16.5 | 11 | 8.1 | 2.02 | 97 | 79 | 206133467
ARCOAIRE | HVH825GKA2* | EA*4X37L21A*+WALLCON | *80CSU1002120A* | 24400 | 21200 | 16.5 | 11 | 8.1 | 2.02 | 97 | 79 | 206133468
HEIL | HVH825GKA2* | EA*4X37L21A*+WALLCON | *80CSU1002120A* | 24400 | 21200 | 16.5 | 11 | 8.1 | 2.02 | 97 | 79 | 206133466
AIRQUEST | HVH825GKA2* | EA*4X37L21A*+WALLCON | *80CSU0601716A* | 24400 | 21200 | 17 | 11 | 8.1 | 2.02 | 97 | 78 | 206133447
ARCOAIRE | HVH825GKA2* | EA*4X37L21A*+WALLCON | *80CSU0601716A* | 24400 | 21200 | 17 | 11 | 8.1 | 2.02 | 97 | 78 | 206133448
ARCOAIRE | HVH825GKA2* | EA*4X24L17A*+WALLCON | *96CTN0601714A* | 23200 | 22000 | 16 | 10.5 | 8.1 | 1.88 | 96 | 77 | 204456385
AIRQUEST | HVH825GKA2* | EA*4X24L17A*+WALLCON | *96CTN0601714A* | 23200 | 22000 | 16 | 10.5 | 8.1 | 1.88 | 96 | 77 | 204456384
HEIL | HVH825GKA2* | EA*4X24L17A*+WALLCON | *96CTN0601714A* | 23200 | 22000 | 16 | 10.5 | 8.1 | 1.88 | 96 | 77 | 204456383
ARCOAIRE | HVH825GKA2* | EA*4X24L17A*+WALLCON | *80CTL0901716A* | 23400 | 21800 | 17 | 11 | 8.1 | 1.9 | 96 | 77 | 204456430
AIRQUEST | HVH825GKA2* | EA*4X24L17A*+WALLCON | *80CTL0901716A* | 23400 | 21800 | 17 | 11 | 8.1 | 1.9 | 96 | 77 | 204456429
HEIL | HVH825GKA2* | EA*4X24L17A*+WALLCON | *80CTL0701716A* | 23200 | 22000 | 16.5 | 10.5 | 8.1 | 1.9 | 95 | 76 | 204456374
HEIL | HVH825GKA2* | EA*4X24L17A*+WALLCON | *80CTL0901716A* | 23400 | 21800 | 17 | 11 | 8.1 | 1.9 | 96 | 77 | 204456428
AIRQUEST | HVH825GKA2* | EA*4X24L17A*+WALLCON | *80CTL0701716A* | 23200 | 22000 | 16.5 | 10.5 | 8.1 | 1.9 | 95 | 76 | 204456375
ARCOAIRE | HVH825GKA2* | EA*4X24L17A*+WALLCON | *80CTL0701716A* | 23200 | 22000 | 16.5 | 10.5 | 8.1 | 1.9 | 95 | 76 | 204456376
ARCOAIRE | HVH825GKA2* | EA*4X24L17A*+WALLCON | *80CTL0451712A* | 23200 | 22000 | 16 | 10.5 | 8.1 | 1.88 | 96 | 77 | 204456367
ARCOAIRE | HVH825GKA2* | EA*4X24L17A*+WALLCON | *80CTL0701412A* | 23400 | 22000 | 17 | 11 | 8.1 | 1.9 | 95 | 76 | 204456421
HEIL | HVH825GKA2* | EA*4X24L17A*+WALLCON | *80CTL0701412A* | 23400 | 22000 | 17 | 11 | 8.1 | 1.9 | 95 | 76 | 204456419
AIRQUEST | HVH825GKA2* | EA*4X24L17A*+WALLCON | *80CTL0701412A* | 23400 | 22000 | 17 | 11 | 8.1 | 1.9 | 95 | 76 | 204456420
HEIL | HVH825GKA2* | EA*4X24L17A*+WALLCON | *80CTL0451712A* | 23200 | 22000 | 16 | 10.5 | 8.1 | 1.88 | 96 | 77 | 204456365
ARCOAIRE | HVH825GKA2* | EA*4X24L17A*+WALLCON | *80CSU0601716A* | 23200 | 22000 | 16.5 | 10.5 | 8.1 | 1.9 | 95 | 76 | 206133308
AIRQUEST | HVH825GKA2* | EA*4X24L17A*+WALLCON | *80CSU0601716A* | 23200 | 22000 | 16.5 | 10.5 | 8.1 | 1.9 | 95 | 76 | 206133307
ARCOAIRE | HVH825GKA2* | EA*4X30L17A*+WALLCON | *96CTN0801714A* | 23400 | 21600 | 16.5 | 10.5 | 8.1 | 1.9 | 96 | 78 | 204456547
AIRQUEST | HVH825GKA2* | EA*4X30L17A*+WALLCON | *96CTN0801714A* | 23400 | 21600 | 16.5 | 10.5 | 8.1 | 1.9 | 96 | 78 | 204456546
AIRQUEST | HVH825GKA2* | EA*4X30L17A*+WALLCON | *96CTN0601714A* | 23400 | 21600 | 16 | 10.5 | 8.1 | 1.9 | 96 | 78 | 204456537
HEIL | HVH825GKA2* | EA*4X30L17A*+WALLCON | *96CTN0801714A* | 23400 | 21600 | 16.5 | 10.5 | 8.1 | 1.9 | 96 | 78 | 204456545
HEIL | HVH825GKA2* | EA*4X30L17A*+WALLCON | *96CTN0601714A* | 23400 | 21600 | 16 | 10.5 | 8.1 | 1.9 | 96 | 78 | 204456536
ARCOAIRE | HVH825GKA2* | EA*4X30L17A*+WALLCON | *96CTN0601714A* | 23400 | 21600 | 16 | 10.5 | 8.1 | 1.9 | 96 | 78 | 204456538
CARRIER | 25VNA825A*031* | CSPH*3012AL*+UI | 58TN*A070C14**12 | 23800 | 21800 | 16 | 10.5 | 8.1 | 1.98 | 95 | 77 | 204451338
CARRIER | 25VNA825A*031* | CSPH*3012AL*+UI | 58CU*A040C17**12 | 23800 | 21800 | 16 | 10.5 | 8.1 | 1.98 | 96 | 77 | 206133646
CARRIER | 25VNA825A*032* | CAP**3621AL*+UI | 59TN6B060C17**14 | 23400 | 21600 | 16.5 | 10.5 | 8.1 | 1.92 | 96 | 77 | 206764334
TEMPSTAR | TVH825GKA3* | EA*4X36L21A*+WALLCON | *80CTL0701716A* | 23600 | 21400 | 16.5 | 11 | 8.1 | 1.94 | 97 | 78 | 206765734
KENMORE | (C,H,T)VH825GKA3* | EA*4X36L21A*+WALLCON | *80CTL0701716A* | 23600 | 21400 | 16.5 | 11 | 8.1 | 1.94 | 97 | 78 | 206998326
KEEPRITE | CVH825GKA3* | EA*4X36L21A*+WALLCON | *80CTL0701716A* | 23600 | 21400 | 16.5 | 11 | 8.1 | 1.94 | 97 | 78 | 206765732
DAY & NIGHT | CVH825GKA3* | EA*4X36L21A*+WALLCON | *80CTL0701716A* | 23600 | 21400 | 16.5 | 11 | 8.1 | 1.94 | 97 | 78 | 206765731
BRYANT HEATING AND COOLING SYSTEMS | 288BNV025*0**C* | CAP**3621AL*+UI | 935CA60080C21*** | 23600 | 21400 | 16.5 | 11 | 8.1 | 1.94 | 96 | 78 | 206767506
KEEPRITE | CVH825GKA3* | EA*4X36L21A*+WALLCON | *95CSU0601716A* | 23600 | 21600 | 16.5 | 10.5 | 8.1 | 1.92 | 96 | 77 | 206767503
CARRIER | 25VNA825A*032* | CAP**3621AL*+UI | 59CU5A080C21**20 | 23600 | 21400 | 16.5 | 11 | 8.1 | 1.94 | 96 | 78 | 206764511
DAY & NIGHT | CVH825GKA3* | EA*4X36L21A*+WALLCON | *95CSU0601716A* | 23600 | 21600 | 16.5 | 10.5 | 8.1 | 1.92 | 96 | 77 | 206767502
TEMPSTAR | TVH825GKA3* | EA*4X36L21A*+WALLCON | *95CSU0601716A* | 23600 | 21600 | 16.5 | 10.5 | 8.1 | 1.92 | 96 | 77 | 206767505
KENMORE | (C,H,T)VH825GKA3* | EA*4X36L21A*+WALLCON | *95CSU0601716A* | 23600 | 21600 | 16.5 | 10.5 | 8.1 | 1.92 | 96 | 77 | 206998525
COMFORTMAKER | CVH825GKA3* | EA*4X36L21A*+WALLCON | *95CSU0601716A* | 23600 | 21600 | 16.5 | 10.5 | 8.1 | 1.92 | 96 | 77 | 206767501
ARCOAIRE | HVH825GKA3* | EA*4X36L21A*+WALLCON | *95CSU0601716A* | 23600 | 21600 | 16.5 | 10.5 | 8.1 | 1.92 | 96 | 77 | 206767500
BRYANT HEATING AND COOLING SYSTEMS | 288BNV025*0**C* | CAP**3014AL*+UI | 88*TA36070C14*** | 23400 | 21600 | 17 | 11 | 8.1 | 1.92 | 96 | 77 | 206765564
CARRIER | 25VNA825A*032* | CAP**3014AL*+UI | 58TN*A070C14**12 | 23400 | 21600 | 17 | 11 | 8.1 | 1.92 | 96 | 77 | 206764313
KENMORE | (C,H,T)VH825GKA3* | EA*4X25L17A*+WALLCON | *80CTL0901716A* | 24400 | 21200 | 17.5 | 11.5 | 8.5 | 2.04 | 97 | 78 | 206998307
TEMPSTAR | TVH825GKA3* | EA*4X25L17A*+WALLCON | *80CTL0901716A* | 24400 | 21200 | 17.5 | 11.5 | 8.5 | 2.04 | 97 | 78 | 206765563
DAY & NIGHT | CVH825GKA3* | EA*4X37L21A*+WALLCON | *80CTL0901716A* | 24600 | 21000 | 17.5 | 11.7 | 8.5 | 2.04 | 97 | 79 | 206766037
KEEPRITE | CVH825GKA3* | EA*4X25L17A*+WALLCON | *80CTL0901716A* | 24400 | 21200 | 17.5 | 11.5 | 8.5 | 2.04 | 97 | 78 | 206765561
DAY & NIGHT | CVH825GKA3* | EA*4X25L17A*+WALLCON | *80CTL0901716A* | 24400 | 21200 | 17.5 | 11.5 | 8.5 | 2.04 | 97 | 78 | 206765560
COMFORTMAKER | CVH825GKA3* | EA*4X25L17A*+WALLCON | *80CTL0901716A* | 24400 | 21200 | 17.5 | 11.5 | 8.5 | 2.04 | 97 | 78 | 206765559
ARCOAIRE | HVH825GKA3* | EA*4X25L17A*+WALLCON | *80CTL0901716A* | 24400 | 21200 | 17.5 | 11.5 | 8.5 | 2.04 | 97 | 78 | 206765558
TEMPSTAR | TVH825GKA3* | EA*4X37L21A*+WALLCON | *80CTL0901716A* | 24600 | 21000 | 17.5 | 11.7 | 8.5 | 2.04 | 97 | 79 | 206766040
KENMORE | (C,H,T)VH825GKA3* | EA*4X37L21A*+WALLCON | *80CTL0901716A* | 24600 | 21000 | 17.5 | 11.7 | 8.5 | 2.04 | 97 | 79 | 206998360
KEEPRITE | CVH825GKA3* | EA*4X37L21A*+WALLCON | *80CTL0901716A* | 24600 | 21000 | 17.5 | 11.7 | 8.5 | 2.04 | 97 | 79 | 206766038
COMFORTMAKER | CVH825GKA3* | EA*4X37L21A*+WALLCON | *80CTL0901716A* | 24600 | 21000 | 17.5 | 11.7 | 8.5 | 2.04 | 97 | 79 | 206766036
AIRQUEST | HVH825GKA3* | EA*4X37L21A*+WALLCON | *80CTL0901716A* | 24600 | 21000 | 17.5 | 11.7 | 8.5 | 2.04 | 97 | 79 | 206766034
ARCOAIRE | HVH825GKA3* | EA*4X37L21A*+WALLCON | *80CTL0901716A* | 24600 | 21000 | 17.5 | 11.7 | 8.5 | 2.04 | 97 | 79 | 206766035
HEIL | HVH825GKA3* | EA*4X37L21A*+WALLCON | *80CTL0901716A* | 24600 | 21000 | 17.5 | 11.7 | 8.5 | 2.04 | 97 | 79 | 206766033
DAY & NIGHT | CVH825GKA3* | EA*4X36L17A*+WALLCON | *80CTL0701412A* | 23600 | 21400 | 17 | 11 | 8.1 | 1.94 | 96 | 78 | 206765704
COMFORTMAKER | CVH825GKA3* | EA*4X36L17A*+WALLCON | *80CTL0701412A* | 23600 | 21400 | 17 | 11 | 8.1 | 1.94 | 96 | 78 | 206765703
KEEPRITE | CVH825GKA3* | EA*4X36L17A*+WALLCON | *80CTL0701412A* | 23600 | 21400 | 17 | 11 | 8.1 | 1.94 | 96 | 78 | 206765705
ARCOAIRE | HVH825GKA3* | EA*4X36L17A*+WALLCON | *80CTL0701412A* | 23600 | 21400 | 17 | 11 | 8.1 | 1.94 | 96 | 78 | 206765702
AIRQUEST | HVH825GKA3* | EA*4X36L17A*+WALLCON | *80CTL0701412A* | 23600 | 21400 | 17 | 11 | 8.1 | 1.94 | 96 | 78 | 206765701
BRYANT HEATING AND COOLING SYSTEMS | 288BNV025*0**C* | CAP**3617AL*+UI | 88*TA36070C14*** | 23600 | 21400 | 17 | 11 | 8.1 | 1.94 | 96 | 78 | 206765699
HEIL | HVH825GKA3* | EA*4X30L17A*+WALLCON | *80CSU0601716A* | 23400 | 21600 | 16.5 | 10.5 | 8.1 | 1.92 | 96 | 77 | 206767115
AIRQUEST | HVH825GKA3* | EA*4X30L17A*+WALLCON | *80CSU0601716A* | 23400 | 21600 | 16.5 | 10.5 | 8.1 | 1.92 | 96 | 77 | 206767116
HEIL | HVH825GKA3* | EA*4X36L17A*+WALLCON | *80CTL0701412A* | 23600 | 21400 | 17 | 11 | 8.1 | 1.94 | 96 | 78 | 206765700
CARRIER | 25VNA825A*032* | CAP**3617AL*+UI | 58TN*A070C14**12 | 23600 | 21400 | 17 | 11 | 8.1 | 1.94 | 96 | 78 | 206764328
KENMORE | (C,H,T)VH825GKA3* | EA*4X30L17A*+WALLCON | *80CSU0401712A* | 23400 | 21600 | 16.5 | 10.5 | 8.1 | 1.92 | 96 | 77 | 206998481
TEMPSTAR | TVH825GKA3* | EA*4X30L17A*+WALLCON | *80CSU0401712A* | 23400 | 21600 | 16.5 | 10.5 | 8.1 | 1.92 | 96 | 77 | 206767113
BRYANT HEATING AND COOLING SYSTEMS | 288BNV025*0**C* | CAP**3017AL*+UI | 83*CA48060C17*** | 23400 | 21600 | 16.5 | 10.5 | 8.1 | 1.92 | 96 | 77 | 206767114
CARRIER | 25VNA825A*032* | CAP**3017AL*+UI | 58CU*A060C17**16 | 23400 | 21600 | 16.5 | 10.5 | 8.1 | 1.92 | 96 | 77 | 206764471
KEEPRITE | CVH837GKA** | EA*4X43L21A*+WALLCON | *80CTL0701716A* | 32800 | 33000 | 17.5 | 11.7 | 8.5 | 1.98 | 97 | 76 | 205751126
COMFORTMAKER | CVH837GKA** | EA*4X43L21A*+WALLCON | *80CTL0901716A* | 33000 | 32800 | 18 | 11.7 | 8.5 | 2 | 97 | 76 | 205751221
COMFORTMAKER | CVH837GKA** | EA*4X43L21A*+WALLCON | *80CTL0701716A* | 32800 | 33000 | 17.5 | 11.7 | 8.5 | 1.98 | 97 | 76 | 205751124
KEEPRITE | CVH837GKA** | EA*4X43L21A*+WALLCON | *80CSU0601716A* | 32800 | 33000 | 17.5 | 11 | 8.5 | 1.98 | 96 | 76 | 206135739
DAY & NIGHT | CVH837GKA** | EA*4X43L21A*+WALLCON | *80CSU1002120A* | 32800 | 33000 | 17.5 | 11 | 8.5 | 1.98 | 96 | 76 | 206135758
KEEPRITE | CVH837GKA** | EA*4X43L21A*+WALLCON | *80CSU1002120A* | 32800 | 33000 | 17.5 | 11 | 8.5 | 1.98 | 96 | 76 | 206135759
COMFORTMAKER | CVH837GKA** | EA*4X43L21A*+WALLCON | *80CSU1002120A* | 32800 | 33000 | 17.5 | 11 | 8.5 | 1.98 | 96 | 76 | 206135757
COMFORTMAKER | CVH837GKA** | EA*4X43L21A*+WALLCON | *80CSU0601716A* | 32800 | 33000 | 17.5 | 11 | 8.5 | 1.98 | 96 | 76 | 206135737
DAY & NIGHT | CVH837GKA** | EA*4X43L21A*+WALLCON | *80CSU0601716A* | 32800 | 33000 | 17.5 | 11 | 8.5 | 1.98 | 96 | 76 | 206135738
KEEPRITE | CVH837GKA** | EA*4X43L21A*+WALLCON | *80CSU0401712A* | 33000 | 33000 | 17.5 | 11.5 | 8.5 | 2 | 96 | 76 | 206135729
DAY & NIGHT | CVH837GKA** | EA*4X43L21A*+WALLCON | *80CSU0401712A* | 33000 | 33000 | 17.5 | 11.5 | 8.5 | 2 | 96 | 76 | 206135728
COMFORTMAKER | CVH837GKA** | EA*4X43L21A*+WALLCON | *80CSU0401712A* | 33000 | 33000 | 17.5 | 11.5 | 8.5 | 2 | 96 | 76 | 206135727
COMFORTMAKER | CVH837GKA** | EA*4X42L24A*+WALLCON | *97CMN1202422A* | 31800 | 33200 | 17 | 11 | 8.1 | 1.88 | 95 | 73 | 204299120
DAY & NIGHT | CVH837GKA** | EA*4X42L24A*+WALLCON | *97CMN1202422A* | 31800 | 33200 | 17 | 11 | 8.1 | 1.88 | 95 | 73 | 204299121
KEEPRITE | CVH837GKA** | EA*4X42L24A*+WALLCON | *97CMN1002122A* | 31800 | 33000 | 17.5 | 11.5 | 8.1 | 1.9 | 95 | 74 | 204299112
DAY & NIGHT | CVH837GKA** | EA*4X42L24A*+WALLCON | *97CMN1002122A* | 31800 | 33000 | 17.5 | 11.5 | 8.1 | 1.9 | 95 | 74 | 204299111
KEEPRITE | CVH848GKA** | EN(A,D,W)4X48L21**+WALLCON | *80CSU0802120A* | 45000 | 47000 | 17.5 | 10 | 8.5 | 2.06 | 79 | 63 | 206136521
DAY & NIGHT | CVH848GKA** | EN(A,D,W)4X48L21**+WALLCON | *80CSU0802120A* | 45000 | 47000 | 17.5 | 10 | 8.5 | 2.06 | 79 | 63 | 206136520
COMFORTMAKER | CVH848GKA** | EN(A,D,W)4X48L21**+WALLCON | *80CSU0802120A* | 45000 | 47000 | 17.5 | 10 | 8.5 | 2.06 | 79 | 63 | 206136519
DAY & NIGHT | CVH848GKA** | EN(A,D)4X48L24**+WALLCON | *97CMN1002122A* | 45000 | 47000 | 17.5 | 10 | 8.5 | 1.98 | 77 | 61 | 204301259
COMFORTMAKER | CVH848GKA** | EN(A,D)4X48L24**+WALLCON | *96CTN1202422A* | 45000 | 47000 | 17.5 | 10 | 8.5 | 2.06 | 79 | 63 | 204301238
KEEPRITE | CVH848GKA** | EN(A,D)4X48L24**+WALLCON | *96CTN1002122A* | 45000 | 47000 | 17.5 | 10 | 8.5 | 1.98 | 77 | 61 | 204301290
COMFORTMAKER | CVH848GKA** | EN(A,D)4X48L24**+WALLCON | *97CMN1002122A* | 45000 | 47000 | 17.5 | 10 | 8.5 | 1.98 | 77 | 61 | 204301258
DAY & NIGHT | CVH848GKA** | EN(A,D)4X48L24**+WALLCON | *96CTN1202422A* | 45000 | 47000 | 17.5 | 10 | 8.5 | 2.06 | 79 | 63 | 204301239
KEEPRITE | CVH848GKA** | EN(A,D)4X48L24**+WALLCON | *96CTN1202422A* | 45000 | 47000 | 17.5 | 10 | 8.5 | 2.06 | 79 | 63 | 204301240
COMFORTMAKER | CVH848GKA** | EN(A,D)4X48L24**+WALLCON | *96CTN1002122A* | 45000 | 47000 | 17.5 | 10 | 8.5 | 1.98 | 77 | 61 | 204301288
DAY & NIGHT | CVH848GKA** | EN(A,D)4X48L24**+WALLCON | *96CTN1002122A* | 45000 | 47000 | 17.5 | 10 | 8.5 | 1.98 | 77 | 61 | 204301289
KEEPRITE | CVH848GKA** | EN(A,D)4X48L24**+WALLCON | *80CTL1352422A* | 45000 | 47000 | 17.5 | 10 | 8.5 | 2.06 | 79 | 63 | 204301230
DAY & NIGHT | CVH848GKA** | EN(A,D)4X48L24**+WALLCON | *80CTL1352422A* | 45000 | 47000 | 17.5 | 10 | 8.5 | 2.06 | 79 | 63 | 204301229
KEEPRITE | CVH848GKA** | EN(A,D)4X48L24**+WALLCON | *80CTL0902120A* | 45000 | 47000 | 17.5 | 10 | 8.5 | 1.98 | 77 | 61 | 204301220
DAY & NIGHT | CVH848GKA** | EN(A,D)4X48L24**+WALLCON | *80CTL0902120A* | 45000 | 47000 | 17.5 | 10 | 8.5 | 1.98 | 77 | 61 | 204301219
COMFORTMAKER | CVH848GKA** | EN(A,D)4X48L24**+WALLCON | *80CTL1352422A* | 45000 | 47000 | 17.5 | 10 | 8.5 | 2.06 | 79 | 63 | 204301228
COMFORTMAKER | CVH848GKA** | EN(A,D)4X48L24**+WALLCON | *80CTL0902120A* | 45000 | 47000 | 17.5 | 10 | 8.5 | 1.98 | 77 | 61 | 204301218
DAY & NIGHT | CVH848GKA** | EHD4X60AAL+WALLCON | *97CMN1002122A* | 46000 | 46000 | 17 | 10 | 8.5 | 2.04 | 79 | 63 | 204301609
KEEPRITE | CVH848GKA** | EHD4X60AAL+WALLCON | *96CTN1202422A* | 46000 | 46000 | 17 | 10 | 8.5 | 2.04 | 79 | 63 | 204301590
COMFORTMAKER | CVH848GKA** | EHD4X60AAL+WALLCON | *97CMN1002122A* | 46000 | 46000 | 17 | 10 | 8.5 | 2.04 | 79 | 63 | 204301608
DAY & NIGHT | CVH848GKA** | EHD4X60AAL+WALLCON | *96CTN1202422A* | 46000 | 46000 | 17 | 10 | 8.5 | 2.04 | 79 | 63 | 204301589
COMFORTMAKER | CVH837GKA** | EHD4X42AAL+WALLCON | *80CTL0701716A* | 32400 | 33200 | 16.5 | 11 | 8.1 | 1.94 | 96 | 75 | 204300244
COMFORTMAKER | CVH848GKA** | EHD4X60AAL+WALLCON | *96CTN1202422A* | 46000 | 46000 | 17 | 10 | 8.5 | 2.04 | 79 | 63 | 204301588
KEEPRITE | CVH837GKA** | EHD4X42AAL+WALLCON | *80CTL0701412A* | 32400 | 33200 | 17 | 11 | 8.1 | 1.94 | 96 | 75 | 204300386
COMFORTMAKER | CVH837GKA** | EHD4X42AAL+WALLCON | *80CTL0701412A* | 32400 | 33200 | 17 | 11 | 8.1 | 1.94 | 96 | 75 | 204300384
DAY & NIGHT | CVH837GKA** | EHD4X42AAL+WALLCON | *80CTL0701412A* | 32400 | 33200 | 17 | 11 | 8.1 | 1.94 | 96 | 75 | 204300385
KEEPRITE | CVH837GKA** | EHD4X42AAL+WALLCON | *80CSU1002120A* | 32400 | 33200 | 16.5 | 11 | 8.1 | 1.96 | 95 | 75 | 206136001
DAY & NIGHT | CVH837GKA** | EHD4X42AAL+WALLCON | *80CSU1002120A* | 32400 | 33200 | 16.5 | 11 | 8.1 | 1.96 | 95 | 75 | 206136000
COMFORTMAKER | CVH837GKA** | EHD4X42AAL+WALLCON | *80CSU1002120A* | 32400 | 33200 | 16.5 | 11 | 8.1 | 1.96 | 95 | 75 | 206135999
KEEPRITE | CVH837GKA** | EHD4X42AAL+WALLCON | *80CSU0601716A* | 32400 | 33200 | 17 | 11 | 8.1 | 1.94 | 96 | 75 | 206135981
DAY & NIGHT | CVH837GKA** | EHD4X42AAL+WALLCON | *80CSU0601716A* | 32400 | 33200 | 17 | 11 | 8.1 | 1.94 | 96 | 75 | 206135980
KEEPRITE | CVH837GKA** | EHD4X42AAL+WALLCON | *80CSU0401712A* | 32400 | 33200 | 17 | 11 | 8.1 | 1.96 | 95 | 75 | 206135971
COMFORTMAKER | CVH837GKA** | EHD4X42AAL+WALLCON | *80CSU0601716A* | 32400 | 33200 | 17 | 11 | 8.1 | 1.94 | 96 | 75 | 206135979
COMFORTMAKER | CVH837GKA** | EHD4X42AAL+WALLCON | *80CSU0401712A* | 32400 | 33200 | 17 | 11 | 8.1 | 1.96 | 95 | 75 | 206135969
DAY & NIGHT | CVH837GKA** | EHD4X42AAL+WALLCON | *80CSU0401712A* | 32400 | 33200 | 17 | 11 | 8.1 | 1.96 | 95 | 75 | 206135970
KEEPRITE | CVH837GKA** | EHD4X36AAL+WALLCON | *97CMN1002122A* | 32200 | 33200 | 16.5 | 11 | 8.1 | 1.94 | 95 | 75 | 204300156
DAY & NIGHT | CVH837GKA** | EHD4X36AAL+WALLCON | *97CMN1002122A* | 32200 | 33200 | 16.5 | 11 | 8.1 | 1.94 | 95 | 75 | 204300155
KENMORE | (C,H,T)VH837GKA** | EN(A,D)4X48L24**+WALLCON | *80CTL0902120A* | 32400 | 33000 | 17.5 | 11.7 | 8.1 | 1.96 | 96 | 75 | 204299883
KENMORE | (C,H,T)VH825GKA2* | EA*4X25L17A*+WALLCON | *97CMN0801714A* | 24200 | 21400 | 16.5 | 11 | 8.1 | 2 | 97 | 78 | 204456488
KENMORE | (C,H,T)VH825GKA2* | EA*4X30L14A*+WALLCON | *80CTL0701412A* | 23400 | 21600 | 17 | 11 | 8.1 | 1.92 | 96 | 77 | 204456515
KENMORE | (C,H,T)VH825GKA2* | EA*4X25L17A*+WALLCON | *96CTN0601714A* | 24200 | 21400 | 16.5 | 11 | 8.1 | 2 | 97 | 78 | 204456461
KENMORE | (C,H,T)VH825GKA2* | EA*4X25L17A*+WALLCON | *95CSU0601716A* | 24200 | 21400 | 16.5 | 10.5 | 8.1 | 2 | 97 | 78 | 206133744
KENMORE | (C,H,T)VH825GKA2* | EA*4X25L17A*+WALLCON | *96CTN0801714A* | 24200 | 21400 | 16.5 | 11 | 8.1 | 2 | 96 | 78 | 204456470
KENMORE | (C,H,T)VH825GKA2* | EA*4X25L17A*+WALLCON | *80CTL0901716A* | 24400 | 21200 | 17.5 | 11.5 | 8.5 | 2.04 | 97 | 78 | 204456506
KENMORE | (C,H,T)VH825GKA2* | EA*4X25L17A*+WALLCON | *80CSU0601716A* | 24400 | 21200 | 16.5 | 11 | 8.1 | 2.02 | 97 | 79 | 206133332
KENMORE | (C,H,T)VH825GKA2* | EA*4X25L17A*+WALLCON | *80CTL0701412A* | 24400 | 21200 | 17.5 | 11.5 | 8.5 | 2.02 | 97 | 78 | 204456497
KENMORE | (C,H,T)VH825GKA2* | EA*4X25L17A*+WALLCON | *80CSU0401712A* | 24400 | 21200 | 17 | 11 | 8.1 | 2.02 | 97 | 78 | 206133322
KENMORE | (C,H,T)VH825GKA2* | EA*4X24L17A*+WALLCON | *97CMN0801714A* | 23200 | 22000 | 16 | 10.5 | 8.1 | 1.88 | 96 | 77 | 204456416
KENMORE | (C,H,T)VH825GKA2* | EA*4X25L17A*+WALLCON | *80CTL0701716A* | 24400 | 21200 | 16.5 | 11 | 8.1 | 2.02 | 97 | 78 | 204456452
KENMORE | (C,H,T)VH825GKA2* | EA*4X25L17A*+WALLCON | *80CTL0451712A* | 24200 | 21400 | 16.5 | 11 | 8.1 | 2 | 97 | 79 | 204456443
KENMORE | (C,H,T)VH825GKA2* | EA*4X24L17A*+WALLCON | *80CTL0701716A* | 23200 | 22000 | 16.5 | 10.5 | 8.1 | 1.9 | 95 | 76 | 204456380
KENMORE | (C,H,T)VH825GKA2* | EA*4X24L17A*+WALLCON | *80CTL0901716A* | 23400 | 21800 | 17 | 11 | 8.1 | 1.9 | 96 | 77 | 204456434
KENMORE | (C,H,T)VH825GKA2* | EA*4X24L17A*+WALLCON | *96CTN0601714A* | 23200 | 22000 | 16 | 10.5 | 8.1 | 1.88 | 96 | 77 | 204456389
KENMORE | (C,H,T)VH825GKA2* | EA*4X24L17A*+WALLCON | *80CTL0701412A* | 23400 | 22000 | 17 | 11 | 8.1 | 1.9 | 95 | 76 | 204456425
CARRIER | 25VNA825A*031* | CAP**3717AL*+UI | 58CU*A060C17**16 | 24200 | 21400 | 16.5 | 10.5 | 8.1 | 2 | 97 | 78 | 206133424
KENMORE | (C,H,T)VH825GKA2* | EA*4X24L17A*+WALLCON | *80CTL0451712A* | 23200 | 22000 | 16 | 10.5 | 8.1 | 1.88 | 96 | 77 | 204456371
KENMORE | (C,H,T)VH825GKA2* | EA*4X24L17A*+WALLCON | *80CSU0401712A* | 23200 | 22000 | 16.5 | 10.5 | 8.1 | 1.9 | 95 | 76 | 206133302
KENMORE | (C,H,T)VH825GKA2* | EA*4X24L17A*+WALLCON | *80CSU0601716A* | 23200 | 22000 | 16.5 | 10.5 | 8.1 | 1.9 | 95 | 76 | 206133312
KENMORE | (C,H,T)VH825GKA2* | EA*4X24L14A*+WALLCON | *80CTL0701412A* | 23400 | 22000 | 17 | 10.5 | 8.1 | 1.9 | 95 | 76 | 204456362
CARRIER | 25VNA825A*031* | CAP**3717AL*+UI | 58CU*A040C17**12 | 24200 | 21400 | 17 | 11 | 8.1 | 2 | 96 | 78 | 206133414
CARRIER | 25VNA825A*031* | CAP**3621AL*+UI | 59TN6B100C21**22 | 23600 | 21400 | 16.5 | 11 | 8.1 | 1.94 | 96 | 78 | 204451236
CARRIER | 25VNA825A*031* | CAP**3621AL*+UI | 59TN6B060C17**14 | 23400 | 21600 | 16.5 | 10.5 | 8.1 | 1.92 | 96 | 77 | 204451229
CARRIER | 25VNA825A*031* | CAP**3621AL*+UI | 59MN7B080C17**14 | 23600 | 21600 | 16.5 | 11 | 8.1 | 1.92 | 96 | 77 | 204451232
CARRIER | 25VNA825A*031* | CAP**3621AL*+UI | 59TN6B080C17**14 | 23600 | 21400 | 16.5 | 11 | 8.1 | 1.94 | 97 | 78 | 204451230
CARRIER | 25VNA825A*031* | CAP**3621AL*+UI | 59MN7B100C21**22 | 23600 | 21400 | 16.5 | 11 | 8.1 | 1.94 | 96 | 78 | 204451234
CARRIER | 25VNA825A*031* | CAP**3621AL*+UI | 59MN7B060C21**20 | 23600 | 21600 | 16 | 10.5 | 8.1 | 1.92 | 96 | 77 | 204451239
CARRIER | 25VNA825A*031* | CAP**3621AL*+UI | 59MN7B060C17**14 | 23400 | 21600 | 16 | 10.5 | 8.1 | 1.92 | 96 | 78 | 204451231
CARRIER | 25VNA825A*031* | CAP**3621AL*+UI | 59CU5A100C21**22 | 23600 | 21400 | 16.5 | 10.5 | 8.1 | 1.94 | 96 | 78 | 206133786
CARRIER | 25VNA825A*031* | CAP**3621AL*+UI | 58TN*A090C17**16 | 23600 | 21400 | 17.5 | 11 | 8.1 | 1.96 | 96 | 78 | 204451237
CARRIER | 25VNA825A*031* | CAP**3621AL*+UI | 59CU5A080C21**20 | 23600 | 21400 | 16.5 | 11 | 8.1 | 1.94 | 96 | 78 | 206133776
CARRIER | 25VNA825A*031* | CAP**3621AL*+UI | 59CU5A060C17**16 | 23600 | 21600 | 16.5 | 10.5 | 8.1 | 1.92 | 96 | 77 | 206133766
CARRIER | 25VNA825A*031* | CAP**3621AL*+UI | 58TN*A070C17**16 | 23600 | 21400 | 16.5 | 11 | 8.1 | 1.94 | 97 | 78 | 204451226
CARRIER | 25VNA825A*031* | CAP**3621AL*+UI | 58TN*A045C17**12 | 23400 | 21600 | 16 | 10.5 | 8.1 | 1.92 | 96 | 78 | 204451225
CARRIER | 25VNA825A*031* | CAP**3621AL*+UI | 58CU*A100C21**20 | 23600 | 21400 | 16.5 | 10.5 | 8.1 | 1.94 | 97 | 78 | 206133404
CARRIER | 25VNA825A*031* | CAP**3621AL*+UI | 58CU*A060C17**16 | 23600 | 21400 | 16.5 | 10.5 | 8.1 | 1.94 | 97 | 78 | 206133384
CARRIER | 25VNA825A*031* | CAP**3621AL*+UI | 58CU*A040C17**12 | 23600 | 21400 | 17 | 11 | 8.1 | 1.94 | 96 | 78 | 206133374
KEEPRITE | CVH825GKA3* | EA*4X37L21A*+WALLCON | *96CTN0801714A* | 24400 | 21200 | 16.5 | 11 | 8.1 | 2.02 | 97 | 79 | 206765975
TEMPSTAR | TVH825GKA3* | EA*4X37L21A*+WALLCON | *96CTN0801714A* | 24400 | 21200 | 16.5 | 11 | 8.1 | 2.02 | 97 | 79 | 206765977
CARRIER | 25VNA825A*032* | CAP**3721AL*+UI | 59MN7B060C17**14 | 24200 | 21200 | 16 | 11 | 8.1 | 2 | 98 | 79 | 206764359
KENMORE | (C,H,T)VH825GKA3* | EA*4X37L21A*+WALLCON | *96CTN0801714A* | 24400 | 21200 | 16.5 | 11 | 8.1 | 2.02 | 97 | 79 | 206998353
COMFORTMAKER | CVH825GKA3* | EA*4X37L21A*+WALLCON | *96CTN0801714A* | 24400 | 21200 | 16.5 | 11 | 8.1 | 2.02 | 97 | 79 | 206765973
DAY & NIGHT | CVH825GKA3* | EA*4X37L21A*+WALLCON | *96CTN0801714A* | 24400 | 21200 | 16.5 | 11 | 8.1 | 2.02 | 97 | 79 | 206765974
ARCOAIRE | HVH825GKA3* | EA*4X37L21A*+WALLCON | *96CTN0801714A* | 24400 | 21200 | 16.5 | 11 | 8.1 | 2.02 | 97 | 79 | 206765972
DAY & NIGHT | CVH825GKA3* | EA*4X36L21A*+WALLCON | *96CTN0601714A* | 23400 | 21600 | 16.5 | 10.5 | 8.1 | 1.92 | 96 | 77 | 206765758
KENMORE | (C,H,T)VH825GKA3* | EA*4X36L21A*+WALLCON | *96CTN0601714A* | 23400 | 21600 | 16.5 | 10.5 | 8.1 | 1.92 | 96 | 77 | 206998329
KEEPRITE | CVH825GKA3* | EA*4X36L21A*+WALLCON | *96CTN0601714A* | 23400 | 21600 | 16.5 | 10.5 | 8.1 | 1.92 | 96 | 77 | 206765759
BRYANT HEATING AND COOLING SYSTEMS | 288BNV025*0**C* | CAP**3621AL*+UI | 986TC42080C17*** | 23600 | 21400 | 16.5 | 11 | 8.1 | 1.94 | 97 | 78 | 206765762
CARRIER | 25VNA825A*032* | CAP**3621AL*+UI | 59TN6B080C17**14 | 23600 | 21400 | 16.5 | 11 | 8.1 | 1.94 | 97 | 78 | 206764335
TEMPSTAR | TVH825GKA3* | EA*4X36L21A*+WALLCON | *96CTN0601714A* | 23400 | 21600 | 16.5 | 10.5 | 8.1 | 1.92 | 96 | 77 | 206765761
ARCOAIRE | HVH825GKA3* | EA*4X36L21A*+WALLCON | *96CTN0601714A* | 23400 | 21600 | 16.5 | 10.5 | 8.1 | 1.92 | 96 | 77 | 206765756
COMFORTMAKER | CVH825GKA3* | EA*4X36L21A*+WALLCON | *96CTN0601714A* | 23400 | 21600 | 16.5 | 10.5 | 8.1 | 1.92 | 96 | 77 | 206765757
KEEPRITE | CVH825GKA3* | EA*4X30L17A*+WALLCON | *80CTL0451712A* | 23400 | 21600 | 16 | 10.5 | 8.1 | 1.9 | 97 | 78 | 206765579
TEMPSTAR | TVH825GKA3* | EA*4X30L17A*+WALLCON | *80CTL0451712A* | 23400 | 21600 | 16 | 10.5 | 8.1 | 1.9 | 97 | 78 | 206765581
DAY & NIGHT | CVH825GKA3* | EA*4X30L17A*+WALLCON | *80CTL0451712A* | 23400 | 21600 | 16 | 10.5 | 8.1 | 1.9 | 97 | 78 | 206765578
COMFORTMAKER | CVH825GKA3* | EA*4X30L17A*+WALLCON | *80CTL0451712A* | 23400 | 21600 | 16 | 10.5 | 8.1 | 1.9 | 97 | 78 | 206765577
AIRQUEST | HVH825GKA3* | EA*4X30L17A*+WALLCON | *80CTL0451712A* | 23400 | 21600 | 16 | 10.5 | 8.1 | 1.9 | 97 | 78 | 206765575
KEEPRITE | CVH825GKA3* | EA*4X24L17A*+WALLCON | *97CMN0601714A* | 23000 | 22000 | 16 | 10.5 | 8.1 | 1.88 | 96 | 77 | 206765455
HEIL | HVH825GKA3* | EA*4X30L17A*+WALLCON | *80CTL0451712A* | 23400 | 21600 | 16 | 10.5 | 8.1 | 1.9 | 97 | 78 | 206765574
ARCOAIRE | HVH825GKA3* | EA*4X30L17A*+WALLCON | *80CTL0451712A* | 23400 | 21600 | 16 | 10.5 | 8.1 | 1.9 | 97 | 78 | 206765576
AIRQUEST | HVH825GKA3* | EA*4X24L17A*+WALLCON | *97CMN0601714A* | 23000 | 22000 | 16 | 10.5 | 8.1 | 1.88 | 96 | 77 | 206765451
COMFORTMAKER | CVH825GKA3* | EA*4X24L17A*+WALLCON | *97CMN0601714A* | 23000 | 22000 | 16 | 10.5 | 8.1 | 1.88 | 96 | 77 | 206765453
ARCOAIRE | HVH825GKA3* | EA*4X24L17A*+WALLCON | *97CMN0601714A* | 23000 | 22000 | 16 | 10.5 | 8.1 | 1.88 | 96 | 77 | 206765452
DAY & NIGHT | CVH825GKA3* | EA*4X24L17A*+WALLCON | *97CMN0601714A* | 23000 | 22000 | 16 | 10.5 | 8.1 | 1.88 | 96 | 77 | 206765454
BRYANT HEATING AND COOLING SYSTEMS | 288BNV025*0**C* | CAP**2417AL*+UI | 987MB42060C17*** | 23000 | 22000 | 16 | 10.5 | 8.1 | 1.88 | 96 | 77 | 206765449
HEIL | HVH825GKA3* | EA*4X24L17A*+WALLCON | *97CMN0601714A* | 23000 | 22000 | 16 | 10.5 | 8.1 | 1.88 | 96 | 77 | 206765450
CARRIER | 25VNA825A*032* | CAP**2417AL*+UI | 59MN7B060C17**14 | 23000 | 22000 | 16 | 10.5 | 8.1 | 1.88 | 96 | 77 | 206764301
HEIL | HVH825GKA3* | EA*4X36L21A*+WALLCON | *80CSU0401712A* | 23600 | 21400 | 17 | 11 | 8.1 | 1.94 | 96 | 78 | 206767142
BRYANT HEATING AND COOLING SYSTEMS | 288BNV025*0**C* | CAP**2517AL*+UI | 987MB42080C17*** | 24200 | 21400 | 16.5 | 11 | 8.1 | 2 | 97 | 78 | 206765537
TEMPSTAR | TVH825GKA3* | EA*4X37L17A*+WALLCON | *80CTL0701412A* | 24200 | 21400 | 17 | 11 | 8.1 | 2 | 96 | 78 | 206765914
KENMORE | (C,H,T)VH825GKA3* | EA*4X37L17A*+WALLCON | *80CTL0701412A* | 24200 | 21400 | 17 | 11 | 8.1 | 2 | 96 | 78 | 206998346
KEEPRITE | CVH825GKA3* | EA*4X37L17A*+WALLCON | *80CTL0701412A* | 24200 | 21400 | 17 | 11 | 8.1 | 2 | 96 | 78 | 206765912
DAY & NIGHT | CVH825GKA3* | EA*4X37L17A*+WALLCON | *80CTL0701412A* | 24200 | 21400 | 17 | 11 | 8.1 | 2 | 96 | 78 | 206765911
ARCOAIRE | HVH825GKA3* | EA*4X36L21A*+WALLCON | *80CSU0401712A* | 23600 | 21400 | 17 | 11 | 8.1 | 1.94 | 96 | 78 | 206767144
AIRQUEST | HVH825GKA3* | EA*4X37L17A*+WALLCON | *80CTL0701412A* | 24200 | 21400 | 17 | 11 | 8.1 | 2 | 96 | 78 | 206765908
KEEPRITE | CVH825GKA3* | EA*4X25L17A*+WALLCON | *80CTL0701716A* | 24400 | 21200 | 16.5 | 11 | 8.1 | 2.02 | 97 | 78 | 206765507
COMFORTMAKER | CVH825GKA3* | EA*4X37L17A*+WALLCON | *80CTL0701412A* | 24200 | 21400 | 17 | 11 | 8.1 | 2 | 96 | 78 | 206765910
HEIL | HVH825GKA3* | EA*4X37L17A*+WALLCON | *80CTL0701412A* | 24200 | 21400 | 17 | 11 | 8.1 | 2 | 96 | 78 | 206765907
COMFORTMAKER | CVH825GKA3* | EA*4X25L17A*+WALLCON | *80CTL0701716A* | 24400 | 21200 | 16.5 | 11 | 8.1 | 2.02 | 97 | 78 | 206765505
DAY & NIGHT | CVH825GKA3* | EA*4X25L17A*+WALLCON | *80CTL0701716A* | 24400 | 21200 | 16.5 | 11 | 8.1 | 2.02 | 97 | 78 | 206765506
AIRQUEST | HVH825GKA3* | EA*4X25L17A*+WALLCON | *80CTL0701716A* | 24400 | 21200 | 16.5 | 11 | 8.1 | 2.02 | 97 | 78 | 206765503
DAY & NIGHT | CVH848GKA** | EN(A,D,W)4X60L24**+WALLCON | *96CTN1002122A* | 45500 | 46500 | 17.5 | 10 | 8.5 | 2 | 78 | 62 | 204301399
KEEPRITE | CVH848GKA** | EHD4X48AAL+WALLCON | *80CTL1352422A* | 45500 | 47000 | 16.5 | 10 | 8.5 | 2.08 | 79 | 64 | 204301460
DAY & NIGHT | CVH848GKA** | EHD4X48AAL+WALLCON | *80CTL1352422A* | 45500 | 47000 | 16.5 | 10 | 8.5 | 2.08 | 79 | 64 | 204301459
COMFORTMAKER | CVH848GKA** | EHD4X48AAL+WALLCON | *80CSU0802120A* | 45500 | 47000 | 17 | 10 | 8.5 | 2.08 | 79 | 64 | 206136557
COMFORTMAKER | CVH848GKA** | EHD4X48AAL+WALLCON | *80CTL1352422A* | 45500 | 47000 | 16.5 | 10 | 8.5 | 2.08 | 79 | 64 | 204301458
KEEPRITE | CVH848GKA** | EHD4X48AAL+WALLCON | *80CSU0802120A* | 45500 | 47000 | 17 | 10 | 8.5 | 2.08 | 79 | 64 | 206136559
DAY & NIGHT | CVH848GKA** | EHD4X48AAL+WALLCON | *80CSU0802120A* | 45500 | 47000 | 17 | 10 | 8.5 | 2.08 | 79 | 64 | 206136558
KEEPRITE | CVH848GKA** | EA*4X61L24A*+WALLCON | *95CSU1002122A* | 46500 | 46000 | 17.5 | 10 | 8.5 | 2.04 | 78 | 62 | 206136699
DAY & NIGHT | CVH848GKA** | EA*4X61L24A*+WALLCON | *95CSU1002122A* | 46500 | 46000 | 17.5 | 10 | 8.5 | 2.04 | 78 | 62 | 206136698
COMFORTMAKER | CVH848GKA** | EA*4X61L24A*+WALLCON | *95CSU1002122A* | 46500 | 46000 | 17.5 | 10 | 8.5 | 2.04 | 78 | 62 | 206136697
COMFORTMAKER | CVH848GKA** | EA*4X61L24A*+WALLCON | *80CSU0802120A* | 46500 | 46000 | 18 | 10 | 8.5 | 2.04 | 78 | 62 | 206136499
KEEPRITE | CVH848GKA** | EA*4X61L24A*+WALLCON | *80CTL1352422A* | 46500 | 46000 | 17.5 | 10.5 | 8.5 | 2.04 | 78 | 62 | 204301030
COMFORTMAKER | CVH848GKA** | EA*4X61L24A*+WALLCON | *80CTL1352422A* | 46500 | 46000 | 17.5 | 10.5 | 8.5 | 2.04 | 78 | 62 | 204301028
KEEPRITE | CVH848GKA** | EA*4X60L24A*+WALLCON | *97CMN1002122A* | 45500 | 45500 | 17.5 | 10 | 8.5 | 2.02 | 79 | 63 | 204300856
DAY & NIGHT | CVH848GKA** | EA*4X61L24A*+WALLCON | *80CTL1352422A* | 46500 | 46000 | 17.5 | 10.5 | 8.5 | 2.04 | 78 | 62 | 204301029
KEEPRITE | CVH848GKA** | EA*4X61L24A*+WALLCON | *80CSU0802120A* | 46500 | 46000 | 18 | 10 | 8.5 | 2.04 | 78 | 62 | 206136501
DAY & NIGHT | CVH848GKA** | EA*4X61L24A*+WALLCON | *80CSU0802120A* | 46500 | 46000 | 18 | 10 | 8.5 | 2.04 | 78 | 62 | 206136500
DAY & NIGHT | CVH848GKA** | EA*4X60L24A*+WALLCON | *97CMN1002122A* | 45500 | 45500 | 17.5 | 10 | 8.5 | 2.02 | 79 | 63 | 204300855
COMFORTMAKER | CVH848GKA** | EA*4X60L24A*+WALLCON | *97CMN1002122A* | 45500 | 45500 | 17.5 | 10 | 8.5 | 2.02 | 79 | 63 | 204300854
KEEPRITE | CVH848GKA** | EA*4X60L24A*+WALLCON | *96CTN1202422A* | 45500 | 45500 | 17.5 | 10 | 8.5 | 2.02 | 79 | 63 | 204300836
COMFORTMAKER | CVH848GKA** | EA*4X60L24A*+WALLCON | *96CTN1202422A* | 45500 | 45500 | 17.5 | 10 | 8.5 | 2.02 | 79 | 63 | 204300834
DAY & NIGHT | CVH848GKA** | EA*4X60L24A*+WALLCON | *96CTN1202422A* | 45500 | 45500 | 17.5 | 10 | 8.5 | 2.02 | 79 | 63 | 204300835
KEEPRITE | CVH848GKA** | EA*4X60L24A*+WALLCON | *96CTN1002122A* | 45500 | 45500 | 17.5 | 10 | 8.5 | 2.02 | 79 | 63 | 204300890
COMFORTMAKER | CVH848GKA** | EA*4X60L24A*+WALLCON | *96CTN1002122A* | 45500 | 45500 | 17.5 | 10 | 8.5 | 2.02 | 79 | 63 | 204300888
DAY & NIGHT | CVH848GKA** | EA*4X60L24A*+WALLCON | *96CTN1002122A* | 45500 | 45500 | 17.5 | 10 | 8.5 | 2.02 | 79 | 63 | 204300889
KEEPRITE | CVH837GKA** | EN(A,D)4X48L24**+WALLCON | *97CMN1202422A* | 32400 | 33000 | 17.5 | 11.5 | 8.1 | 1.96 | 96 | 75 | 204299932
COMFORTMAKER | CVH848GKA** | EN(A,D,W)4X60L24**+WALLCON | *96CTN1002122A* | 45500 | 46500 | 17.5 | 10 | 8.5 | 2 | 78 | 62 | 204301398
COMFORTMAKER | CVH837GKA** | EN(A,D)4X48L24**+WALLCON | *97CMN1202422A* | 32400 | 33000 | 17.5 | 11.5 | 8.1 | 1.96 | 96 | 75 | 204299930
KEEPRITE | CVH837GKA** | EN(A,D)4X48L24**+WALLCON | *97CMN1002122A* | 32400 | 33000 | 17.5 | 11.7 | 8.1 | 1.96 | 95 | 75 | 204299922
DAY & NIGHT | CVH837GKA** | EN(A,D)4X48L24**+WALLCON | *97CMN1202422A* | 32400 | 33000 | 17.5 | 11.5 | 8.1 | 1.96 | 96 | 75 | 204299931
DAY & NIGHT | CVH837GKA** | EN(A,D)4X48L24**+WALLCON | *97CMN1002122A* | 32400 | 33000 | 17.5 | 11.7 | 8.1 | 1.96 | 95 | 75 | 204299921
BRYANT HEATING AND COOLING SYSTEMS | 284ANV024*0**B* | CAP**3621AL*+UI | 986TC42080C17*** | 23200 | 26600 | 20 | 13 | 10 | 2.42 | 94 | 75 | 206790144
CARRIER | 25VNA424A*031* | CAP**3621AL*+UI | 59TN6B080C17**14 | 23200 | 26600 | 20 | 13 | 10 | 2.42 | 94 | 75 | 206788456
BRYANT HEATING AND COOLING SYSTEMS | 284ANV024*0**B* | CAP**3621AL*+UI | 986TC42060C17*** | 23200 | 26600 | 20 | 13 | 10 | 2.4 | 94 | 75 | 206790143
CARRIER | 25VNA424A*031* | CAP**3621AL*+UI | 59TN6B060C17**14 | 23200 | 26600 | 20 | 13 | 10 | 2.4 | 94 | 75 | 206788455
CARRIER | 25VNA424A*031* | CAP**3621AL*+UI | 58TN*A070C17**16 | 23400 | 26600 | 20.5 | 13 | 10.5 | 2.42 | 93 | 74 | 206788452
BRYANT HEATING AND COOLING SYSTEMS | 284ANV048*0**B* | CAP**6024AL*+UI | 83*CA60100C21*** | 44500 | 46000 | 21 | 11.7 | 9.5 | 2.34 | 95 | 79 | 206790635
BRYANT HEATING AND COOLING SYSTEMS | 284ANV024*0**B* | CAP**3621AL*+UI | 88*TA48070C17*** | 23400 | 26600 | 20.5 | 13 | 10.5 | 2.42 | 93 | 74 | 206790140
CARRIER | 25VNA448A*031* | CAP**6024AL*+UI | 58CU*A100C21**20 | 44500 | 46000 | 21 | 11.7 | 9.5 | 2.34 | 95 | 79 | 206788947
BRYANT HEATING AND COOLING SYSTEMS | 284ANV048*0**B* | CAP**6024AL*+UI | 935CA60080C21*** | 44500 | 46000 | 21 | 11.7 | 9.5 | 2.34 | 93 | 79 | 206790648
BRYANT HEATING AND COOLING SYSTEMS | 284ANV048*0**B* | CAP**6024AL*+UI | 935CA66100C21*** | 45000 | 45500 | 21.5 | 12 | 9.5 | 2.36 | 95 | 79 | 206790649
CARRIER | 25VNA448A*031* | CAP**6024AL*+UI | 59CU5A100C21**22 | 45000 | 45500 | 21.5 | 12 | 9.5 | 2.36 | 95 | 79 | 206788961
CARRIER | 25VNA448A*031* | CAP**6024AL*+UI | 59CU5A080C21**20 | 44500 | 46000 | 21 | 11.7 | 9.5 | 2.34 | 93 | 79 | 206788960
BRYANT HEATING AND COOLING SYSTEMS | 284ANV048*0**B* | CAP**4824AL*+UI | 987MB66120C24*** | 43500 | 46500 | 20.5 | 11.7 | 9.5 | 2.26 | 94 | 78 | 206790604
BRYANT HEATING AND COOLING SYSTEMS | 284ANV024*0**B* | CNPV*3617AL*+UI | 88*TA48070C17*** | 23200 | 26800 | 20.5 | 13 | 10 | 2.38 | 93 | 74 | 206790170
CARRIER | 25VNA448A*031* | CAP**4824AL*+UI | 59MN7B120C24**22 | 43500 | 46500 | 20.5 | 11.7 | 9.5 | 2.26 | 94 | 78 | 206788916
CARRIER | 25VNA424A*031* | CNPV*3617AL*+UI | 58TN*A070C17**16 | 23200 | 26800 | 20.5 | 13 | 10 | 2.38 | 93 | 74 | 206788482
BRYANT HEATING AND COOLING SYSTEMS | 284ANV024*0**B* | CNPV*3617AL*+UI | 83*CA48060C17*** | 23200 | 26800 | 20.5 | 13 | 10 | 2.4 | 93 | 74 | 206790242
BRYANT HEATING AND COOLING SYSTEMS | 284ANV024*0**B* | CNPV*3617AL*+UI | 83*CA36040C17*** | 23200 | 26600 | 20.5 | 13 | 10 | 2.4 | 94 | 75 | 206790241
CARRIER | 25VNA424A*031* | CNPV*3617AL*+UI | 58CU*A040C17**12 | 23200 | 26600 | 20.5 | 13 | 10 | 2.4 | 94 | 75 | 206788553
BRYANT HEATING AND COOLING SYSTEMS | 284ANV024*0**B* | CNPV*3617AL*+UI | 935CA48060C17*** | 23200 | 26800 | 20 | 13 | 9.5 | 2.36 | 94 | 75 | 206790255
CARRIER | 25VNA424A*031* | CNPV*3617AL*+UI | 59CU5A060C17**16 | 23200 | 26800 | 20 | 13 | 9.5 | 2.36 | 94 | 75 | 206788567
BRYANT HEATING AND COOLING SYSTEMS | 284ANV048*0**B* | CAP**6121AL*+UI | 987MB66100C21*** | 45500 | 46000 | 21 | 12 | 9.5 | 2.36 | 95 | 79 | 206790607
CARRIER | 25VNA448A*031* | CAP**6121AL*+UI | 59MN7B100C21**22 | 45500 | 46000 | 21 | 12 | 9.5 | 2.36 | 95 | 79 | 206788919
BRYANT HEATING AND COOLING SYSTEMS | 284ANV048*0**B* | CAP**6121AL*+UI | 88*TA60090C21*** | 45500 | 46000 | 21.5 | 12 | 9.5 | 2.36 | 95 | 79 | 206790593
CARRIER | 25VNA448A*031* | CAP**6121AL*+UI | 58TN*A090C21**20 | 45500 | 46000 | 21.5 | 12 | 9.5 | 2.36 | 95 | 79 | 206788905
BRYANT HEATING AND COOLING SYSTEMS | 284ANV048*0**B* | CAP**6121AL*+UI | 935CA66100C21*** | 45500 | 46000 | 21.5 | 12 | 9.5 | 2.38 | 93 | 79 | 206790651
CARRIER | 25VNA448A*031* | CAP**6121AL*+UI | 59CU5A100C21**22 | 45500 | 46000 | 21.5 | 12 | 9.5 | 2.38 | 93 | 79 | 206788963
BRYANT HEATING AND COOLING SYSTEMS | 284ANV048*0**B* | CAP**6121AL*+UI | 935CA60080C21*** | 45500 | 46000 | 21 | 12 | 9.5 | 2.36 | 95 | 79 | 206790650
CARRIER | 25VNA448A*031* | CAP**6121AL*+UI | 59CU5A080C21**20 | 45500 | 46000 | 21 | 12 | 9.5 | 2.36 | 95 | 79 | 206788962
KEEPRITE | CVH825GKA2* | EHD4X36AAL+WALLCON | *80CTL0701412A* | 24000 | 21400 | 16.5 | 11 | 8.1 | 2 | 96 | 78 | 204459409
DAY & NIGHT | CVH825GKA2* | EHD4X36AAL+WALLCON | *80CTL0701412A* | 24000 | 21400 | 16.5 | 11 | 8.1 | 2 | 96 | 78 | 204459408
KEEPRITE | CVH825GKA2* | EA*4X37L17A*+WALLCON | *96CTN0801714A* | 24200 | 21400 | 16.5 | 11 | 8.1 | 1.98 | 97 | 78 | 204456849
COMFORTMAKER | CVH825GKA2* | EA*4X37L17A*+WALLCON | *96CTN0801714A* | 24200 | 21400 | 16.5 | 11 | 8.1 | 1.98 | 97 | 78 | 204456846
DAY & NIGHT | CVH825GKA2* | EA*4X37L17A*+WALLCON | *96CTN0801714A* | 24200 | 21400 | 16.5 | 11 | 8.1 | 1.98 | 97 | 78 | 204456848
KEEPRITE | CVH825GKA2* | EA*4X37L17A*+WALLCON | *96CTN0601714A* | 24000 | 21400 | 16 | 11 | 8.1 | 1.98 | 97 | 79 | 204456839
DAY & NIGHT | CVH825GKA2* | EA*4X37L17A*+WALLCON | *96CTN0601714A* | 24000 | 21400 | 16 | 11 | 8.1 | 1.98 | 97 | 79 | 204456838
KEEPRITE | CVH825GKA2* | EA*4X37L17A*+WALLCON | *95CSU0601716A* | 24200 | 21400 | 16.5 | 10.5 | 8.1 | 1.98 | 97 | 79 | 206133803
COMFORTMAKER | CVH825GKA2* | EA*4X37L17A*+WALLCON | *96CTN0601714A* | 24000 | 21400 | 16 | 11 | 8.1 | 1.98 | 97 | 79 | 204456837
COMFORTMAKER | CVH825GKA2* | EA*4X37L17A*+WALLCON | *95CSU0601716A* | 24200 | 21400 | 16.5 | 10.5 | 8.1 | 1.98 | 97 | 79 | 206133801
DAY & NIGHT | CVH825GKA2* | EA*4X37L17A*+WALLCON | *95CSU0601716A* | 24200 | 21400 | 16.5 | 10.5 | 8.1 | 1.98 | 97 | 79 | 206133802
KEEPRITE | CVH825GKA2* | EA*4X37L17A*+WALLCON | *80CTL0901716A* | 24200 | 21400 | 17 | 11 | 8.1 | 2.02 | 96 | 78 | 204456885
KEEPRITE | CVH825GKA2* | EA*4X37L17A*+WALLCON | *80CTL0701716A* | 24200 | 21400 | 16.5 | 11 | 8.1 | 2 | 97 | 78 | 204456830
DAY & NIGHT | CVH825GKA2* | EA*4X37L17A*+WALLCON | *80CTL0901716A* | 24200 | 21400 | 17 | 11 | 8.1 | 2.02 | 96 | 78 | 204456884
COMFORTMAKER | CVH825GKA2* | EA*4X37L17A*+WALLCON | *80CTL0901716A* | 24200 | 21400 | 17 | 11 | 8.1 | 2.02 | 96 | 78 | 204456883
COMFORTMAKER | CVH825GKA2* | EA*4X37L17A*+WALLCON | *80CTL0701716A* | 24200 | 21400 | 16.5 | 11 | 8.1 | 2 | 97 | 78 | 204456828
KEEPRITE | CVH825GKA2* | EA*4X37L17A*+WALLCON | *80CTL0701412A* | 24200 | 21400 | 17 | 11 | 8.1 | 2 | 96 | 78 | 204456876
COMFORTMAKER | CVH825GKA2* | EA*4X37L17A*+WALLCON | *80CTL0701412A* | 24200 | 21400 | 17 | 11 | 8.1 | 2 | 96 | 78 | 204456874
DAY & NIGHT | CVH825GKA2* | EA*4X37L17A*+WALLCON | *80CTL0701412A* | 24200 | 21400 | 17 | 11 | 8.1 | 2 | 96 | 78 | 204456875
KEEPRITE | CVH825GKA2* | EA*4X37L17A*+WALLCON | *80CTL0451712A* | 24000 | 21600 | 16 | 10.5 | 8.1 | 1.98 | 96 | 78 | 204456821
DAY & NIGHT | CVH825GKA2* | EA*4X37L17A*+WALLCON | *80CTL0451712A* | 24000 | 21600 | 16 | 10.5 | 8.1 | 1.98 | 96 | 78 | 204456820
COMFORTMAKER | CVH825GKA2* | EA*4X37L17A*+WALLCON | *80CTL0451712A* | 24000 | 21600 | 16 | 10.5 | 8.1 | 1.98 | 96 | 78 | 204456819
KEEPRITE | CVH825GKA2* | EA*4X37L17A*+WALLCON | *80CSU0601716A* | 24200 | 21400 | 16.5 | 10.5 | 8.1 | 2 | 97 | 78 | 206133431
DAY & NIGHT | CVH825GKA2* | EA*4X37L17A*+WALLCON | *80CSU0601716A* | 24200 | 21400 | 16.5 | 10.5 | 8.1 | 2 | 97 | 78 | 206133430
DAY & NIGHT | CVH825GKA2* | EA*4X36L21A*+WALLCON | *95CSU1002122A* | 23600 | 21400 | 16.5 | 10.5 | 8.1 | 1.94 | 96 | 78 | 206133792
KEEPRITE | CVH825GKA2* | EA*4X36L21A*+WALLCON | *95CSU1002122A* | 23600 | 21400 | 16.5 | 10.5 | 8.1 | 1.94 | 96 | 78 | 206133793
COMFORTMAKER | CVH825GKA2* | EA*4X37L17A*+WALLCON | *80CSU0601716A* | 24200 | 21400 | 16.5 | 10.5 | 8.1 | 2 | 97 | 78 | 206133429
DAY & NIGHT | CVH825GKA2* | EA*4X36L21A*+WALLCON | *95CSU0802120A* | 23600 | 21400 | 16.5 | 11 | 8.1 | 1.94 | 96 | 78 | 206133782
COMFORTMAKER | CVH825GKA2* | EA*4X36L21A*+WALLCON | *95CSU1002122A* | 23600 | 21400 | 16.5 | 10.5 | 8.1 | 1.94 | 96 | 78 | 206133791
KEEPRITE | CVH825GKA2* | EA*4X36L21A*+WALLCON | *95CSU0802120A* | 23600 | 21400 | 16.5 | 11 | 8.1 | 1.94 | 96 | 78 | 206133783
COMFORTMAKER | CVH825GKA2* | EA*4X36L21A*+WALLCON | *95CSU0802120A* | 23600 | 21400 | 16.5 | 11 | 8.1 | 1.94 | 96 | 78 | 206133781
BRYANT HEATING AND COOLING SYSTEMS | 288BNV037*0**A* | CSPH*4812AL*+UI | 88*TA48090C17*** | 32800 | 33000 | 17.5 | 11.5 | 8.1 | 1.98 | 96 | 75 | 204300580
BRYANT HEATING AND COOLING SYSTEMS | 288BNV037*0**A* | CSPH*4812AL*+UI | 88*TA36070C14*** | 32600 | 33200 | 17 | 11 | 8.1 | 1.96 | 96 | 75 | 204300570
BRYANT HEATING AND COOLING SYSTEMS | 288BNV037*0**A* | CSPH*4812AL*+UI | 83*CA60100C21*** | 32600 | 33000 | 17 | 11 | 8.1 | 1.96 | 96 | 76 | 206136035
BRYANT HEATING AND COOLING SYSTEMS | 288BNV037*0**A* | CSPH*4812AL*+UI | 83*CA48060C17*** | 32600 | 33200 | 17 | 11 | 8.1 | 1.96 | 96 | 75 | 206136015
BRYANT HEATING AND COOLING SYSTEMS | 288BNV037*0**A* | CSPH*4212AL*+UI | 987MB66120C24*** | 32400 | 33200 | 16.5 | 11 | 8.1 | 1.96 | 95 | 75 | 204300350
BRYANT HEATING AND COOLING SYSTEMS | 288BNV037*0**A* | CSPH*4812AL*+UI | 83*CA36040C17*** | 32600 | 33000 | 17 | 11 | 8.1 | 1.98 | 96 | 76 | 206136005
BRYANT HEATING AND COOLING SYSTEMS | 288BNV037*0**A* | CSPH*4212AL*+UI | 987MB66100C21*** | 32600 | 33000 | 16.5 | 11 | 8.1 | 1.96 | 96 | 75 | 204300340
BRYANT HEATING AND COOLING SYSTEMS | 288BNV037*0**A* | CSPH*4212AL*+UI | 987MB60060C21*** | 32400 | 33400 | 16.5 | 10.5 | 8.1 | 1.94 | 95 | 75 | 204300410
BRYANT HEATING AND COOLING SYSTEMS | 288BNV037*0**A* | CSPH*4212AL*+UI | 986TC66120C24*** | 32600 | 33000 | 17 | 11 | 8.1 | 1.96 | 96 | 75 | 204300300
BRYANT HEATING AND COOLING SYSTEMS | 288BNV037*0**A* | CSPH*4212AL*+UI | 935CA60080C21*** | 32600 | 33000 | 17 | 11 | 8.1 | 1.96 | 96 | 75 | 206136331
BRYANT HEATING AND COOLING SYSTEMS | 288BNV037*0**A* | CSPH*4212AL*+UI | 986TC66100C21*** | 32600 | 33000 | 16.5 | 11 | 8.1 | 1.96 | 96 | 75 | 204300370
BRYANT HEATING AND COOLING SYSTEMS | 288BNV037*0**A* | CSPH*4212AL*+UI | 935CA66100C21*** | 32600 | 33000 | 17 | 11 | 8.1 | 1.96 | 96 | 75 | 206136341
BRYANT HEATING AND COOLING SYSTEMS | 288BNV037*0**A* | CSPH*4212AL*+UI | 88*TA66135C24*** | 32600 | 33000 | 17 | 11 | 8.1 | 1.96 | 96 | 75 | 204300270
BRYANT HEATING AND COOLING SYSTEMS | 288BNV037*0**A* | CSPH*4212AL*+UI | 88*TA48090C17*** | 32600 | 33000 | 17 | 11 | 8.1 | 1.96 | 96 | 75 | 204300390
BRYANT HEATING AND COOLING SYSTEMS | 288BNV037*0**A* | CSPH*4212AL*+UI | 88*TA60090C21*** | 32400 | 33200 | 16.5 | 11 | 8.1 | 1.96 | 95 | 75 | 204300260
BRYANT HEATING AND COOLING SYSTEMS | 288BNV037*0**A* | CNPV*4217AL*+UI | 88*TA48090C17*** | 32200 | 33000 | 17.5 | 11.7 | 8.1 | 1.92 | 95 | 75 | 204299556
BRYANT HEATING AND COOLING SYSTEMS | 288BNV037*0**A* | CSPH*4212AL*+UI | 88*TA48070C17*** | 32400 | 33200 | 16.5 | 11 | 8.1 | 1.94 | 96 | 75 | 204300240
BRYANT HEATING AND COOLING SYSTEMS | 288BNV037*0**A* | CSPH*4212AL*+UI | 88*TA36070C14*** | 32400 | 33200 | 17 | 11 | 8.1 | 1.94 | 96 | 75 | 204300380
BRYANT HEATING AND COOLING SYSTEMS | 288BNV037*0**A* | CAP**4824AL*+UI | 986TC66100C21*** | 32400 | 32600 | 17.5 | 11.7 | 8.5 | 2 | 96 | 76 | 204299426
BRYANT HEATING AND COOLING SYSTEMS | 288BNV037*0**A* | CAP**4824AL*+UI | 987MB60060C21*** | 32200 | 32800 | 17 | 11 | 8.1 | 1.96 | 96 | 77 | 204299446
BRYANT HEATING AND COOLING SYSTEMS | 288BNV037*0**A* | CAP**4824AL*+UI | 986TC66120C24*** | 32400 | 32400 | 17.5 | 11.7 | 8.5 | 2 | 97 | 77 | 204299376
BRYANT HEATING AND COOLING SYSTEMS | 288BNV037*0**A* | CAP**4824AL*+UI | 987MB66120C24*** | 32200 | 32600 | 17.5 | 11.7 | 8.5 | 1.98 | 96 | 77 | 204299406
BRYANT HEATING AND COOLING SYSTEMS | 288BNV037*0**A* | CAP**4824AL*+UI | 935CA66100C21*** | 32400 | 32400 | 17.5 | 11.5 | 8.5 | 2 | 97 | 77 | 206136195
BRYANT HEATING AND COOLING SYSTEMS | 288BNV037*0**A* | CAP**4824AL*+UI | 935CA60080C21*** | 32400 | 32400 | 17.5 | 11.5 | 8.5 | 2 | 97 | 77 | 206136185
BRYANT HEATING AND COOLING SYSTEMS | 288BNV025*0**B* | CAP**2417AL*+UI | 88*TA48070C17*** | 23200 | 22000 | 16.5 | 10.5 | 8.1 | 1.9 | 95 | 76 | 204456373
BRYANT HEATING AND COOLING SYSTEMS | 288BNV025*0**B* | CAP**2417AL*+UI | 88*TA48090C17*** | 23400 | 21800 | 17 | 11 | 8.1 | 1.9 | 96 | 77 | 204456427
BRYANT HEATING AND COOLING SYSTEMS | 288BNV025*0**B* | CAP**2417AL*+UI | 83*CA48060C17*** | 23200 | 22000 | 16.5 | 10.5 | 8.1 | 1.9 | 95 | 76 | 206133305
BRYANT HEATING AND COOLING SYSTEMS | 288BNV025*0**B* | CAP**2417AL*+UI | 83*CA36040C17*** | 23200 | 22000 | 16.5 | 10.5 | 8.1 | 1.9 | 95 | 76 | 206133295
BRYANT HEATING AND COOLING SYSTEMS | 288BNV025*0**B* | CAP**2417AL*+UI | 88*TA36070C14*** | 23400 | 22000 | 17 | 11 | 8.1 | 1.9 | 95 | 76 | 204456418
KEEPRITE | CVH825GKA3* | EHD4X30AAL+WALLCON | *80CSU0401712A* | 23800 | 21800 | 16 | 10.5 | 8.1 | 1.98 | 96 | 77 | 206767395
KENMORE | (C,H,T)VH825GKA3* | EHD4X30AAL+WALLCON | *80CSU0401712A* | 23800 | 21800 | 16 | 10.5 | 8.1 | 1.98 | 96 | 77 | 206998513
DAY & NIGHT | CVH825GKA3* | EHD4X30AAL+WALLCON | *80CSU0401712A* | 23800 | 21800 | 16 | 10.5 | 8.1 | 1.98 | 96 | 77 | 206767394
COMFORTMAKER | CVH825GKA3* | EHD4X30AAL+WALLCON | *80CSU0401712A* | 23800 | 21800 | 16 | 10.5 | 8.1 | 1.98 | 96 | 77 | 206767393
ARCOAIRE | HVH825GKA3* | EHD4X30AAL+WALLCON | *80CSU0401712A* | 23800 | 21800 | 16 | 10.5 | 8.1 | 1.98 | 96 | 77 | 206767392
AIRQUEST | HVH825GKA3* | EHD4X30AAL+WALLCON | *80CSU0401712A* | 23800 | 21800 | 16 | 10.5 | 8.1 | 1.98 | 96 | 77 | 206767391
HEIL | HVH825GKA3* | EHD4X30AAL+WALLCON | *80CSU0401712A* | 23800 | 21800 | 16 | 10.5 | 8.1 | 1.98 | 96 | 77 | 206767390
HEIL | HVH825GKA2* | EHD4X36AAL+WALLCON | *80CSU0401712A* | 24000 | 21400 | 16 | 10.5 | 8.1 | 1.98 | 96 | 78 | 206133688
AIRQUEST | HVH825GKA2* | EHD4X36AAL+WALLCON | *95CSU0802120A* | 24000 | 21400 | 16 | 10.5 | 8.1 | 1.98 | 96 | 78 | 206133985
AIRQUEST | HVH825GKA2* | EHD4X30AAL+WALLCON | *95CSU0802120A* | 23800 | 21800 | 16 | 10.5 | 8.1 | 1.98 | 96 | 77 | 206133955
ARCOAIRE | HVH825GKA2* | EHD4X30AAL+WALLCON | *95CSU0802120A* | 23800 | 21800 | 16 | 10.5 | 8.1 | 1.98 | 96 | 77 | 206133956
HEIL | HVH825GKA2* | EHD4X30AAL+WALLCON | *95CSU0802120A* | 23800 | 21800 | 16 | 10.5 | 8.1 | 1.98 | 96 | 77 | 206133954
HEIL | HVH825GKA2* | EA*4X36L17A*+WALLCON | *96CTN0601714A* | 23400 | 21600 | 16 | 10.5 | 8.1 | 1.92 | 96 | 78 | 204456608
ARCOAIRE | HVH825GKA2* | EA*4X36L17A*+WALLCON | *95CSU0601716A* | 23400 | 21600 | 16.5 | 10.5 | 8.1 | 1.92 | 96 | 78 | 206133760
HEIL | HVH825GKA2* | EA*4X36L17A*+WALLCON | *95CSU0601716A* | 23400 | 21600 | 16.5 | 10.5 | 8.1 | 1.92 | 96 | 78 | 206133758
ARCOAIRE | HVH825GKA2* | EA*4X36L17A*+WALLCON | *80CTL0901716A* | 23600 | 21400 | 17 | 11 | 8.1 | 1.94 | 96 | 78 | 204456655
AIRQUEST | HVH825GKA2* | EA*4X36L17A*+WALLCON | *95CSU0601716A* | 23400 | 21600 | 16.5 | 10.5 | 8.1 | 1.92 | 96 | 78 | 206133759
AIRQUEST | HVH825GKA2* | EA*4X36L17A*+WALLCON | *80CTL0901716A* | 23600 | 21400 | 17 | 11 | 8.1 | 1.94 | 96 | 78 | 204456654
AIRQUEST | HVH825GKA2* | EA*4X36L17A*+WALLCON | *80CTL0701716A* | 23600 | 21400 | 16.5 | 11 | 8.1 | 1.94 | 97 | 78 | 204456600
ARCOAIRE | HVH825GKA2* | EA*4X36L17A*+WALLCON | *80CTL0701412A* | 23600 | 21400 | 17 | 11 | 8.1 | 1.94 | 96 | 78 | 204456646
ARCOAIRE | HVH825GKA2* | EA*4X36L17A*+WALLCON | *80CTL0701716A* | 23600 | 21400 | 16.5 | 11 | 8.1 | 1.94 | 97 | 78 | 204456601
HEIL | HVH825GKA2* | EA*4X36L17A*+WALLCON | *80CTL0701716A* | 23600 | 21400 | 16.5 | 11 | 8.1 | 1.94 | 97 | 78 | 204456599
AIRQUEST | HVH825GKA2* | EA*4X36L17A*+WALLCON | *80CTL0701412A* | 23600 | 21400 | 17 | 11 | 8.1 | 1.94 | 96 | 78 | 204456645
ARCOAIRE | HVH825GKA2* | EA*4X36L17A*+WALLCON | *80CTL0451712A* | 23400 | 21600 | 16 | 10.5 | 8.1 | 1.92 | 96 | 78 | 204456592
HEIL | HVH825GKA2* | EA*4X36L17A*+WALLCON | *80CTL0701412A* | 23600 | 21400 | 17 | 11 | 8.1 | 1.94 | 96 | 78 | 204456644
HEIL | HVH825GKA2* | EA*4X36L17A*+WALLCON | *80CTL0451712A* | 23400 | 21600 | 16 | 10.5 | 8.1 | 1.92 | 96 | 78 | 204456590
AIRQUEST | HVH825GKA2* | EA*4X36L17A*+WALLCON | *80CTL0451712A* | 23400 | 21600 | 16 | 10.5 | 8.1 | 1.92 | 96 | 78 | 204456591
ARCOAIRE | HVH825GKA2* | EA*4X36L17A*+WALLCON | *80CSU0601716A* | 23600 | 21400 | 16.5 | 10.5 | 8.1 | 1.94 | 97 | 78 | 206133368
AIRQUEST | HVH825GKA2* | EA*4X36L17A*+WALLCON | *80CSU0601716A* | 23600 | 21400 | 16.5 | 10.5 | 8.1 | 1.94 | 97 | 78 | 206133367
HEIL | HVH825GKA2* | EA*4X36L17A*+WALLCON | *80CSU0601716A* | 23600 | 21400 | 16.5 | 10.5 | 8.1 | 1.94 | 97 | 78 | 206133366
HEIL | HVH825GKA2* | EA*4X36L17A*+WALLCON | *80CSU0401712A* | 23600 | 21400 | 16.5 | 10.5 | 8.1 | 1.94 | 97 | 78 | 206133356
ARCOAIRE | HVH825GKA2* | EA*4X36L17A*+WALLCON | *80CSU0401712A* | 23600 | 21400 | 16.5 | 10.5 | 8.1 | 1.94 | 97 | 78 | 206133358
HEIL | HVH825GKA2* | EHD4X36AAL+WALLCON | *95CSU0802120A* | 24000 | 21400 | 16 | 10.5 | 8.1 | 1.98 | 96 | 78 | 206133984
AIRQUEST | HVH825GKA2* | EA*4X36L17A*+WALLCON | *80CSU0401712A* | 23600 | 21400 | 16.5 | 10.5 | 8.1 | 1.94 | 97 | 78 | 206133357
CARRIER | 25VNA825A*031* | CAP**3721AL*+UI | 59MN7B080C17**14 | 24400 | 21200 | 16.5 | 11 | 8.1 | 2.02 | 97 | 79 | 204451255
CARRIER | 25VNA825A*031* | CAP**3721AL*+UI | 59MN7B060C21**20 | 24400 | 21200 | 16.5 | 11 | 8.1 | 2.02 | 97 | 79 | 204451262
CARRIER | 25VNA825A*031* | CAP**3721AL*+UI | 59MN7B060C17**14 | 24200 | 21200 | 16 | 11 | 8.1 | 2 | 98 | 79 | 204451254
CARRIER | 25VNA825A*031* | CAP**3721AL*+UI | 59CU5A080C21**20 | 24400 | 21200 | 17 | 11 | 8.5 | 2.04 | 97 | 78 | 206133816
CARRIER | 25VNA825A*031* | CAP**3721AL*+UI | 58TN*A045C17**12 | 24200 | 21200 | 16.5 | 11 | 8.1 | 2 | 98 | 79 | 204451248
CARRIER | 25VNA825A*031* | CAP**3721AL*+UI | 58CU*A100C21**20 | 24400 | 21200 | 16.5 | 11 | 8.1 | 2.02 | 97 | 79 | 206133464
CARRIER | 25VNA825A*031* | CAP**3721AL*+UI | 58CU*A060C17**16 | 24400 | 21200 | 17 | 11 | 8.1 | 2.02 | 97 | 78 | 206133444
CARRIER | 25VNA825A*031* | CAP**3717AL*+UI | 59TN6B060C17**14 | 24000 | 21400 | 16 | 11 | 8.1 | 1.98 | 97 | 79 | 204451242
CARRIER | 25VNA825A*031* | CAP**3717AL*+UI | 59MN7B060C17**14 | 24000 | 21600 | 16 | 10.5 | 8.1 | 1.98 | 96 | 78 | 204451244
CARRIER | 25VNA825A*031* | CAP**3721AL*+UI | 58CU*A040C17**12 | 24400 | 21200 | 17 | 11 | 8.5 | 2.04 | 97 | 78 | 206133434
CARRIER | 25VNA825A*031* | CAP**3717AL*+UI | 59CU5A060C17**16 | 24200 | 21400 | 16.5 | 10.5 | 8.1 | 1.98 | 97 | 79 | 206133796
CARRIER | 25VNA825A*031* | CAP**3717AL*+UI | 59TN6B080C17**14 | 24200 | 21400 | 16.5 | 11 | 8.1 | 1.98 | 97 | 78 | 204451243
CARRIER | 25VNA825A*031* | CAP**3717AL*+UI | 58TN*A090C17**16 | 24200 | 21400 | 17 | 11 | 8.1 | 2.02 | 96 | 78 | 204451247
CARRIER | 25VNA825A*031* | CAP**3717AL*+UI | 58TN*A070C17**16 | 24200 | 21400 | 16.5 | 11 | 8.1 | 2 | 97 | 78 | 204451241
CARRIER | 25VNA825A*031* | CAP**3717AL*+UI | 58TN*A070C14**12 | 24200 | 21400 | 17 | 11 | 8.1 | 2 | 96 | 78 | 204451246
CARRIER | 25VNA825A*031* | CAP**3717AL*+UI | 58TN*A045C17**12 | 24000 | 21600 | 16 | 10.5 | 8.1 | 1.98 | 96 | 78 | 204451240
CARRIER | 25VNA825A*031* | CAP**2417AL*+UI | 59MN7B080C17**14 | 23200 | 22000 | 16 | 10.5 | 8.1 | 1.88 | 96 | 77 | 204451197
CARRIER | 25VNA825A*031* | CAP**2417AL*+UI | 59TN6B060C17**14 | 23200 | 22000 | 16 | 10.5 | 8.1 | 1.88 | 96 | 77 | 204451194
CARRIER | 25VNA825A*031* | CAP**2517AL*+UI | 58TN*A070C14**12 | 24400 | 21200 | 17.5 | 11.5 | 8.5 | 2.02 | 97 | 78 | 204451206
CARRIER | 25VNA825A*031* | CAP**2517AL*+UI | 58CU*A060C17**16 | 24400 | 21200 | 16.5 | 11 | 8.1 | 2.02 | 97 | 79 | 206133324
CARRIER | 25VNA825A*031* | CAP**2517AL*+UI | 58TN*A045C17**12 | 24200 | 21400 | 16.5 | 11 | 8.1 | 2 | 97 | 79 | 204451200
CARRIER | 25VNA825A*031* | CAP**2517AL*+UI | 58CU*A040C17**12 | 24400 | 21200 | 17 | 11 | 8.1 | 2.02 | 97 | 78 | 206133314
CARRIER | 25VNA825A*031* | CAP**2414AL*+UI | 58TN*A070C14**12 | 23400 | 22000 | 17 | 10.5 | 8.1 | 1.9 | 95 | 76 | 204451191
CARRIER | 25VNA825A*031* | CAP**2417AL*+UI | 58CU*A060C17**16 | 23200 | 22000 | 16.5 | 10.5 | 8.1 | 1.9 | 95 | 76 | 206133304
CARRIER | 25VNA825A*031* | CAP**2417AL*+UI | 58TN*A070C14**12 | 23400 | 22000 | 17 | 11 | 8.1 | 1.9 | 95 | 76 | 204451198
CARRIER | 25VNA825A*031* | CAP**2417AL*+UI | 58TN*A045C17**12 | 23200 | 22000 | 16 | 10.5 | 8.1 | 1.88 | 96 | 77 | 204451192
CARRIER | 25VNA825A*031* | CAP**2417AL*+UI | 58TN*A070C17**16 | 23200 | 22000 | 16.5 | 10.5 | 8.1 | 1.9 | 95 | 76 | 204451193
CARRIER | 25VNA825A*031* | CAP**2417AL*+UI | 58TN*A090C17**16 | 23400 | 21800 | 17 | 11 | 8.1 | 1.9 | 96 | 77 | 204451199
CARRIER | 25VNA825A*031* | CSPH*3012AL*+UI | 59CU5A080C21**20 | 23800 | 21800 | 16 | 10.5 | 8.1 | 1.98 | 96 | 77 | 206133952
CARRIER | 25VNA825A*031* | CSPH*3012AL*+UI | 58TN*A090C17**16 | 23800 | 21800 | 16 | 10.5 | 8.1 | 1.98 | 95 | 77 | 204451339
KEEPRITE | CVH837GKA** | EA*4X42L24A*+WALLCON | *95CSU0802120A* | 31800 | 33000 | 17.5 | 11 | 8.1 | 1.9 | 95 | 74 | 206136121
COMFORTMAKER | CVH837GKA** | EA*4X42L24A*+WALLCON | *95CSU1002122A* | 31800 | 33000 | 17.5 | 11 | 8.1 | 1.9 | 95 | 74 | 206136129
COMFORTMAKER | CVH837GKA** | EA*4X42L24A*+WALLCON | *95CSU0802120A* | 31800 | 33000 | 17.5 | 11 | 8.1 | 1.9 | 95 | 74 | 206136119
DAY & NIGHT | CVH837GKA** | EA*4X42L24A*+WALLCON | *95CSU0802120A* | 31800 | 33000 | 17.5 | 11 | 8.1 | 1.9 | 95 | 74 | 206136120
KEEPRITE | CVH837GKA** | EA*4X42L24A*+WALLCON | *80CTL1352422A* | 31800 | 33000 | 17.5 | 11.5 | 8.1 | 1.9 | 95 | 74 | 204299082
DAY & NIGHT | CVH837GKA** | EA*4X42L24A*+WALLCON | *80CTL1352422A* | 31800 | 33000 | 17.5 | 11.5 | 8.1 | 1.9 | 95 | 74 | 204299081
DAY & NIGHT | CVH837GKA** | END4X42L17**+WALLCON | *80CTL0901716A* | 32200 | 33000 | 17.5 | 11.7 | 8.1 | 1.92 | 95 | 75 | 204299561
KEEPRITE | CVH837GKA** | END4X42L17**+WALLCON | *80CTL0901716A* | 32200 | 33000 | 17.5 | 11.7 | 8.1 | 1.92 | 95 | 75 | 204299562
COMFORTMAKER | CVH837GKA** | END4X42L17**+WALLCON | *80CTL0901716A* | 32200 | 33000 | 17.5 | 11.7 | 8.1 | 1.92 | 95 | 75 | 204299560
COMFORTMAKER | CVH837GKA** | EA*4X43L21A*+WALLCON | *95CSU0802120A* | 33000 | 32800 | 17.5 | 11.5 | 8.5 | 2 | 97 | 76 | 206136139
KEEPRITE | CVH837GKA** | EA*4X43L21A*+WALLCON | *80CTL0902120A* | 32800 | 33000 | 17.5 | 11.7 | 8.5 | 2 | 96 | 76 | 205751142
DAY & NIGHT | CVH837GKA** | EA*4X43L21A*+WALLCON | *80CTL0902120A* | 32800 | 33000 | 17.5 | 11.7 | 8.5 | 2 | 96 | 76 | 205751141
COMFORTMAKER | CVH837GKA** | EA*4X43L21A*+WALLCON | *80CTL0902120A* | 32800 | 33000 | 17.5 | 11.7 | 8.5 | 2 | 96 | 76 | 205751140
DAY & NIGHT | CVH837GKA** | EA*4X43L21A*+WALLCON | *80CTL0701716A* | 32800 | 33000 | 17.5 | 11.7 | 8.5 | 1.98 | 97 | 76 | 205751125
DAY & NIGHT | CVH837GKA** | EA*4X43L21A*+WALLCON | *80CTL0901716A* | 33000 | 32800 | 18 | 11.7 | 8.5 | 2 | 97 | 76 | 205751222
CARRIER | 25VNA825A*031* | CAP**3721AL*+UI | 59TN6B100C21**22 | 24400 | 21200 | 16.5 | 11 | 8.5 | 2.04 | 97 | 78 | 204451259
CARRIER | 25VNA825A*031* | CAP**3617AL*+UI | 58TN*A070C17**16 | 23600 | 21400 | 16.5 | 11 | 8.1 | 1.94 | 97 | 78 | 204451218
CARRIER | 25VNA825A*031* | CAP**3617AL*+UI | 58TN*A045C17**12 | 23400 | 21600 | 16 | 10.5 | 8.1 | 1.92 | 96 | 78 | 204451217
CARRIER | 25VNA825A*031* | CAP**3617AL*+UI | 58CU*A060C17**16 | 23600 | 21400 | 16.5 | 10.5 | 8.1 | 1.94 | 97 | 78 | 206133364
CARRIER | 25VNA825A*031* | CAP**3617AL*+UI | 58CU*A040C17**12 | 23600 | 21400 | 16.5 | 10.5 | 8.1 | 1.94 | 97 | 78 | 206133354
CARRIER | 25VNA825A*031* | CAP**3617AL*+UI | 58TN*A070C14**12 | 23600 | 21400 | 17 | 11 | 8.1 | 1.94 | 96 | 78 | 204451223
CARRIER | 25VNA825A*031* | CAP**3017AL*+UI | 59TN6B080C17**14 | 23400 | 21600 | 16.5 | 10.5 | 8.1 | 1.9 | 96 | 78 | 204451212
CARRIER | 25VNA825A*031* | CAP**3017AL*+UI | 59TN6B060C17**14 | 23400 | 21600 | 16 | 10.5 | 8.1 | 1.9 | 96 | 78 | 204451211
CARRIER | 25VNA825A*031* | CAP**3017AL*+UI | 59MN7B080C17**14 | 23400 | 21600 | 16 | 10.5 | 8.1 | 1.9 | 96 | 78 | 204451214
CARRIER | 25VNA825A*031* | CAP**3017AL*+UI | 58TN*A070C17**16 | 23400 | 21600 | 16.5 | 11 | 8.1 | 1.92 | 96 | 77 | 204451210
CARRIER | 25VNA825A*031* | CAP**3017AL*+UI | 58TN*A090C17**16 | 23600 | 21400 | 17 | 11 | 8.1 | 1.92 | 97 | 78 | 204451216
CARRIER | 25VNA825A*031* | CAP**3017AL*+UI | 58TN*A070C14**12 | 23600 | 21600 | 17 | 11 | 8.1 | 1.92 | 96 | 77 | 204451215
CARRIER | 25VNA825A*031* | CAP**3017AL*+UI | 58CU*A060C17**16 | 23400 | 21600 | 16.5 | 10.5 | 8.1 | 1.92 | 96 | 77 | 206133344
CARRIER | 25VNA825A*031* | CAP**2517AL*+UI | 59TN6B060C17**14 | 24200 | 21400 | 16.5 | 11 | 8.1 | 2 | 97 | 78 | 204451202
CARRIER | 25VNA825A*031* | CAP**3017AL*+UI | 58CU*A040C17**12 | 23400 | 21600 | 16.5 | 10.5 | 8.1 | 1.92 | 96 | 77 | 206133334
CARRIER | 25VNA825A*031* | CAP**3014AL*+UI | 58TN*A070C14**12 | 23400 | 21600 | 17 | 11 | 8.1 | 1.92 | 96 | 77 | 204451208
CARRIER | 25VNA825A*031* | CAP**2517AL*+UI | 59TN6B080C17**14 | 24200 | 21400 | 16.5 | 11 | 8.1 | 2 | 96 | 78 | 204451203
CARRIER | 25VNA825A*031* | CAP**2517AL*+UI | 59MN7B080C17**14 | 24200 | 21400 | 16.5 | 11 | 8.1 | 2 | 97 | 78 | 204451205
CARRIER | 25VNA825A*031* | CAP**2517AL*+UI | 58TN*A090C17**16 | 24400 | 21200 | 17.5 | 11.5 | 8.5 | 2.04 | 97 | 78 | 204451207
CARRIER | 25VNA825A*031* | CAP**2517AL*+UI | 58TN*A070C17**16 | 24400 | 21200 | 16.5 | 11 | 8.1 | 2.02 | 97 | 78 | 204451201
CARRIER | 25VNA825A*031* | CAP**2517AL*+UI | 59CU5A060C17**16 | 24200 | 21400 | 16.5 | 10.5 | 8.1 | 2 | 97 | 78 | 206133736
KENMORE | (C,H,T)VH837GKA** | EN(A,D)4X48L24**+WALLCON | *96CTN1002122A* | 32400 | 33000 | 17.5 | 11.7 | 8.1 | 1.96 | 95 | 75 | 204299953
KENMORE | (C,H,T)VH837GKA** | EN(A,D)4X48L24**+WALLCON | *80CTL1352422A* | 32400 | 32800 | 17.5 | 11.7 | 8.1 | 1.98 | 96 | 76 | 204299893
ARCOAIRE | HVH825GKA3* | EA*4X25L17A*+WALLCON | *80CTL0701716A* | 24400 | 21200 | 16.5 | 11 | 8.1 | 2.02 | 97 | 78 | 206765504
CARRIER | 25VNA825A*032* | CAP**2517AL*+UI | 58TN*A070C17**16 | 24400 | 21200 | 16.5 | 11 | 8.1 | 2.02 | 97 | 78 | 206764306
KENMORE | (C,H,T)VH825GKA3* | EA*4X37L21A*+WALLCON | *97CMN0601714A* | 24200 | 21200 | 16 | 11 | 8.1 | 2 | 98 | 79 | 206998354
TEMPSTAR | TVH825GKA3* | EA*4X37L21A*+WALLCON | *97CMN0601714A* | 24200 | 21200 | 16 | 11 | 8.1 | 2 | 98 | 79 | 206765986
BRYANT HEATING AND COOLING SYSTEMS | 288BNV025*0**C* | CAP**2517AL*+UI | 88*TA48070C17*** | 24400 | 21200 | 16.5 | 11 | 8.1 | 2.02 | 97 | 78 | 206765501
ARCOAIRE | HVH825GKA3* | EA*4X37L21A*+WALLCON | *97CMN0601714A* | 24200 | 21200 | 16 | 11 | 8.1 | 2 | 98 | 79 | 206765981
KEEPRITE | CVH825GKA3* | EA*4X37L21A*+WALLCON | *97CMN0601714A* | 24200 | 21200 | 16 | 11 | 8.1 | 2 | 98 | 79 | 206765984
AIRQUEST | HVH825GKA3* | EA*4X37L21A*+WALLCON | *97CMN0601714A* | 24200 | 21200 | 16 | 11 | 8.1 | 2 | 98 | 79 | 206765980
DAY & NIGHT | CVH825GKA3* | EA*4X37L21A*+WALLCON | *97CMN0601714A* | 24200 | 21200 | 16 | 11 | 8.1 | 2 | 98 | 79 | 206765983
COMFORTMAKER | CVH825GKA3* | EA*4X37L21A*+WALLCON | *97CMN0601714A* | 24200 | 21200 | 16 | 11 | 8.1 | 2 | 98 | 79 | 206765982
AIRQUEST | HVH825GKA3* | EA*4X37L21A*+WALLCON | *95CSU0802120A* | 24400 | 21200 | 17 | 11 | 8.5 | 2.04 | 97 | 78 | 206767544
HEIL | HVH825GKA3* | EA*4X37L21A*+WALLCON | *97CMN0601714A* | 24200 | 21200 | 16 | 11 | 8.1 | 2 | 98 | 79 | 206765979
CARRIER | 25VNA825A*032* | CAP**3721AL*+UI | 59CU5A080C21**20 | 24400 | 21200 | 17 | 11 | 8.5 | 2.04 | 97 | 78 | 206764515
ARCOAIRE | HVH825GKA3* | EA*4X37L17A*+WALLCON | *80CTL0451712A* | 24000 | 21600 | 16 | 10.5 | 8.1 | 1.98 | 96 | 78 | 206765855
KEEPRITE | CVH825GKA3* | EA*4X37L21A*+WALLCON | *95CSU0601716A* | 24400 | 21400 | 16.5 | 10.5 | 8.1 | 2.02 | 97 | 78 | 206767539
BRYANT HEATING AND COOLING SYSTEMS | 288BNV025*0**C* | CAP**3721AL*+UI | 935CA60080C21*** | 24400 | 21200 | 17 | 11 | 8.5 | 2.04 | 97 | 78 | 206767542
COMFORTMAKER | CVH825GKA3* | EA*4X37L17A*+WALLCON | *80CTL0451712A* | 24000 | 21600 | 16 | 10.5 | 8.1 | 1.98 | 96 | 78 | 206765856
TEMPSTAR | TVH825GKA3* | EA*4X37L21A*+WALLCON | *95CSU0601716A* | 24400 | 21400 | 16.5 | 10.5 | 8.1 | 2.02 | 97 | 78 | 206767541
KENMORE | (C,H,T)VH825GKA3* | EA*4X37L21A*+WALLCON | *95CSU0601716A* | 24400 | 21400 | 16.5 | 10.5 | 8.1 | 2.02 | 97 | 78 | 206998529
HEIL | HVH825GKA3* | EA*4X37L17A*+WALLCON | *80CTL0451712A* | 24000 | 21600 | 16 | 10.5 | 8.1 | 1.98 | 96 | 78 | 206765853
AIRQUEST | HVH825GKA3* | EA*4X36L21A*+WALLCON | *80CSU0401712A* | 23600 | 21400 | 17 | 11 | 8.1 | 1.94 | 96 | 78 | 206767143
AIRQUEST | HVH825GKA3* | EA*4X37L17A*+WALLCON | *80CTL0451712A* | 24000 | 21600 | 16 | 10.5 | 8.1 | 1.98 | 96 | 78 | 206765854
KENMORE | (C,H,T)VH825GKA3* | EA*4X30L17A*+WALLCON | *97CMN0601714A* | 23200 | 21600 | 16 | 10.5 | 8.1 | 1.9 | 97 | 78 | 206998313
BRYANT HEATING AND COOLING SYSTEMS | 288BNV025*0**C* | CAP**3717AL*+UI | 88*TA36045C17*** | 24000 | 21600 | 16 | 10.5 | 8.1 | 1.98 | 96 | 78 | 206765852
CARRIER | 25VNA825A*032* | CAP**3717AL*+UI | 58TN*A045C17**12 | 24000 | 21600 | 16 | 10.5 | 8.1 | 1.98 | 96 | 78 | 206764345
KENMORE | (C,H,T)VH825GKA3* | EA*4X37L17A*+WALLCON | *80CSU0601716A* | 24200 | 21400 | 16.5 | 10.5 | 8.1 | 2 | 97 | 78 | 206998490
TEMPSTAR | TVH825GKA3* | EA*4X37L17A*+WALLCON | *80CSU0601716A* | 24200 | 21400 | 16.5 | 10.5 | 8.1 | 2 | 97 | 78 | 206767194
TEMPSTAR | TVH825GKA3* | EA*4X30L17A*+WALLCON | *97CMN0601714A* | 23200 | 21600 | 16 | 10.5 | 8.1 | 1.9 | 97 | 78 | 206765617
DAY & NIGHT | CVH825GKA3* | EA*4X30L17A*+WALLCON | *97CMN0601714A* | 23200 | 21600 | 16 | 10.5 | 8.1 | 1.9 | 97 | 78 | 206765614
COMFORTMAKER | CVH825GKA3* | EA*4X30L17A*+WALLCON | *97CMN0601714A* | 23200 | 21600 | 16 | 10.5 | 8.1 | 1.9 | 97 | 78 | 206765613
KEEPRITE | CVH825GKA3* | EA*4X30L17A*+WALLCON | *97CMN0601714A* | 23200 | 21600 | 16 | 10.5 | 8.1 | 1.9 | 97 | 78 | 206765615
ARCOAIRE | HVH825GKA3* | EA*4X30L17A*+WALLCON | *97CMN0601714A* | 23200 | 21600 | 16 | 10.5 | 8.1 | 1.9 | 97 | 78 | 206765612
AIRQUEST | HVH825GKA3* | EA*4X30L17A*+WALLCON | *97CMN0601714A* | 23200 | 21600 | 16 | 10.5 | 8.1 | 1.9 | 97 | 78 | 206765611
HEIL | HVH825GKA3* | EA*4X30L17A*+WALLCON | *97CMN0601714A* | 23200 | 21600 | 16 | 10.5 | 8.1 | 1.9 | 97 | 78 | 206765610
COMFORTMAKER | CVH825GKA3* | EA*4X36L17A*+WALLCON | *80CSU0601716A* | 23600 | 21400 | 16.5 | 10.5 | 8.1 | 1.94 | 97 | 78 | 206767136
BRYANT HEATING AND COOLING SYSTEMS | 288BNV025*0**C* | CAP**3617AL*+UI | 83*CA48060C17*** | 23600 | 21400 | 16.5 | 10.5 | 8.1 | 1.94 | 97 | 78 | 206767132
KENMORE | (C,H,T)VH825GKA3* | EA*4X36L17A*+WALLCON | *80CSU0401712A* | 23600 | 21400 | 16.5 | 10.5 | 8.1 | 1.94 | 97 | 78 | 206998483
AIRQUEST | HVH825GKA3* | EA*4X36L17A*+WALLCON | *80CSU0601716A* | 23600 | 21400 | 16.5 | 10.5 | 8.1 | 1.94 | 97 | 78 | 206767134
CARRIER | 25VNA825A*032* | CAP**3617AL*+UI | 58CU*A060C17**16 | 23600 | 21400 | 16.5 | 10.5 | 8.1 | 1.94 | 97 | 78 | 206764473
HEIL | HVH825GKA3* | EA*4X36L17A*+WALLCON | *80CSU0601716A* | 23600 | 21400 | 16.5 | 10.5 | 8.1 | 1.94 | 97 | 78 | 206767133
HEIL | HVH825GKA3* | EA*4X25L17A*+WALLCON | *80CSU0401712A* | 24400 | 21200 | 17 | 11 | 8.1 | 2.02 | 97 | 78 | 206767088
COMFORTMAKER | CVH825GKA3* | EA*4X25L17A*+WALLCON | *80CSU0401712A* | 24400 | 21200 | 17 | 11 | 8.1 | 2.02 | 97 | 78 | 206767091
TEMPSTAR | TVH825GKA3* | EA*4X36L17A*+WALLCON | *80CSU0401712A* | 23600 | 21400 | 16.5 | 10.5 | 8.1 | 1.94 | 97 | 78 | 206767131
AIRQUEST | HVH825GKA3* | EA*4X25L17A*+WALLCON | *80CSU0401712A* | 24400 | 21200 | 17 | 11 | 8.1 | 2.02 | 97 | 78 | 206767089
ARCOAIRE | HVH825GKA3* | EA*4X25L17A*+WALLCON | *80CSU0401712A* | 24400 | 21200 | 17 | 11 | 8.1 | 2.02 | 97 | 78 | 206767090
BRYANT HEATING AND COOLING SYSTEMS | 288BNV025*0**C* | CAP**2517AL*+UI | 83*CA36040C17*** | 24400 | 21200 | 17 | 11 | 8.1 | 2.02 | 97 | 78 | 206767087
CARRIER | 25VNA825A*032* | CAP**2517AL*+UI | 58CU*A040C17**12 | 24400 | 21200 | 17 | 11 | 8.1 | 2.02 | 97 | 78 | 206764468
TEMPSTAR | TVH825GKA3* | EA*4X25L17A*+WALLCON | *95CSU0601716A* | 24200 | 21400 | 16.5 | 10.5 | 8.1 | 2 | 97 | 78 | 206767478
KENMORE | (C,H,T)VH825GKA3* | EA*4X25L17A*+WALLCON | *95CSU0601716A* | 24200 | 21400 | 16.5 | 10.5 | 8.1 | 2 | 97 | 78 | 206998522
TEMPSTAR | TVH825GKA3* | EA*4X37L21A*+WALLCON | *97CMN0602120A* | 24400 | 21200 | 16.5 | 11 | 8.1 | 2.02 | 97 | 79 | 206766058
BRYANT HEATING AND COOLING SYSTEMS | 288BNV025*0**C* | CAP**3721AL*+UI | 987MB42060C17*** | 24200 | 21200 | 16 | 11 | 8.1 | 2 | 98 | 79 | 206765978
KENMORE | (C,H,T)VH825GKA3* | EA*4X37L21A*+WALLCON | *97CMN0602120A* | 24400 | 21200 | 16.5 | 11 | 8.1 | 2.02 | 97 | 79 | 206998362
COMFORTMAKER | CVH837GKA** | EN(A,D)4X48L24**+WALLCON | *97CMN1002122A* | 32400 | 33000 | 17.5 | 11.7 | 8.1 | 1.96 | 95 | 75 | 204299920
DAY & NIGHT | CVH837GKA** | EN(A,D)4X48L24**+WALLCON | *96CTN1202422A* | 32400 | 32800 | 17.5 | 11.7 | 8.1 | 1.96 | 96 | 76 | 204299901
KEEPRITE | CVH837GKA** | EN(A,D)4X48L24**+WALLCON | *96CTN1202422A* | 32400 | 32800 | 17.5 | 11.7 | 8.1 | 1.96 | 96 | 76 | 204299902
KEEPRITE | CVH837GKA** | EHD4X48AAL+WALLCON | *97CMN1202422A* | 32600 | 33000 | 16.5 | 11 | 8.1 | 1.96 | 96 | 76 | 204300546
KEEPRITE | CVH837GKA** | EHD4X48AAL+WALLCON | *97CMN1002122A* | 32600 | 33000 | 17 | 11 | 8.1 | 1.98 | 96 | 75 | 204300536
COMFORTMAKER | CVH837GKA** | EHD4X48AAL+WALLCON | *97CMN1202422A* | 32600 | 33000 | 16.5 | 11 | 8.1 | 1.96 | 96 | 76 | 204300544
DAY & NIGHT | CVH837GKA** | EHD4X48AAL+WALLCON | *97CMN1202422A* | 32600 | 33000 | 16.5 | 11 | 8.1 | 1.96 | 96 | 76 | 204300545
DAY & NIGHT | CVH837GKA** | EHD4X48AAL+WALLCON | *97CMN1002122A* | 32600 | 33000 | 17 | 11 | 8.1 | 1.98 | 96 | 75 | 204300535
COMFORTMAKER | CVH837GKA** | EHD4X48AAL+WALLCON | *97CMN1002122A* | 32600 | 33000 | 17 | 11 | 8.1 | 1.98 | 96 | 75 | 204300534
COMFORTMAKER | CVH837GKA** | EHD4X36AAL+WALLCON | *96CTN1202422A* | 32200 | 33200 | 16.5 | 11 | 8.1 | 1.94 | 95 | 74 | 204300114
KEEPRITE | CVH837GKA** | EHD4X48AAL+WALLCON | *97CMN0602120A* | 32400 | 33200 | 16.5 | 11 | 8.1 | 1.94 | 96 | 76 | 204300606
COMFORTMAKER | CVH837GKA** | EHD4X48AAL+WALLCON | *97CMN0602120A* | 32400 | 33200 | 16.5 | 11 | 8.1 | 1.94 | 96 | 76 | 204300604
DAY & NIGHT | CVH837GKA** | EHD4X48AAL+WALLCON | *97CMN0602120A* | 32400 | 33200 | 16.5 | 11 | 8.1 | 1.94 | 96 | 76 | 204300605
KEEPRITE | CVH837GKA** | EHD4X48AAL+WALLCON | *96CTN1202422A* | 32600 | 33000 | 17 | 11 | 8.1 | 1.98 | 96 | 75 | 204300496
DAY & NIGHT | CVH837GKA** | EHD4X48AAL+WALLCON | *96CTN1202422A* | 32600 | 33000 | 17 | 11 | 8.1 | 1.98 | 96 | 75 | 204300495
DAY & NIGHT | CVH837GKA** | EHD4X48AAL+WALLCON | *96CTN1002122A* | 32600 | 33000 | 17 | 11 | 8.1 | 1.98 | 96 | 75 | 204300565
COMFORTMAKER | CVH837GKA** | EHD4X48AAL+WALLCON | *96CTN1202422A* | 32600 | 33000 | 17 | 11 | 8.1 | 1.98 | 96 | 75 | 204300494
KEEPRITE | CVH837GKA** | EHD4X48AAL+WALLCON | *96CTN1002122A* | 32600 | 33000 | 17 | 11 | 8.1 | 1.98 | 96 | 75 | 204300566
KEEPRITE | CVH848GKA** | EHD4X60AAL+WALLCON | *96CTN1002122A* | 46000 | 46000 | 17 | 10 | 8.5 | 2.04 | 79 | 63 | 204301640